## README
Dashboard for the Preliminary Busbar Mapping of the 2025-2026 TPP Base Case Portfolio (Compact Version) |  | Date: 10-31-2024
Dashboard Purpose: | This dashboard provides an overview of busbar mapping results of the base case portfolio for the CPUC IRP Proceeding. Resource-to-busbar mapping (“busbar mapping”) is the process of refining the geographically coarse portfolios produced in the California Public Utilities Commission’s (CPUC) Integrated Resource Plan (IRP) proceeding, into plausible network modeling locations for electrical analysis in the California Independent System Operator’s (CAISO) annual Transmission Planning Process (TPP). The purpose of this workbook is to communicate the results of the busbar mapping results for the proposed 2025-26 TPP base case portfolio. This workbook reflects the portfolio and methodology included in the September 12, 2024, Ruling.
2025-2026 TPP Portfolios Proceeding Documents | The September 12, 2024, Ruling can be accessed from the webpage below:
https://docs.cpuc.ca.gov/PublishedDocs/Efile/G000/M539/K999/539999211.PDF
Busbar Mapping and Portfolio Information | This dashboard contains initial mapping results for the proposed 2025-26 TPP base case portfolio. The portfolio utilizes CEC's 2023 IEPR and includes mapping of the 2035 and 2040 model years. All busbar mapping materials, portfolio information, and RESOLVE results can be found at the CPUC Assumptions for the 2025-26 TPP webpage below:
https://www.cpuc.ca.gov/industries-and-topics/electrical-energy/electric-power-procurement/long-term-procurement-planning/2024-26-irp-cycle-events-and-materials/assumptions-for-the-2025-2026-tpp
Busbar Mapping Methodology: | The busbar mapping working group utilized the busbar mapping methodology included with the September 2024 CPUC Ruling.
See the Busbar Mapping Methodology document for more detail, available at:
https://www.cpuc.ca.gov/-/media/cpuc-website/divisions/energy-division/documents/integrated-resource-plan-and-long-term-procurement-plan-irp-ltpp/2024-2026-irp-cycle-events-and-materials/assumptions-for-the-2025-2026-tpp/mapping_methodology_vruling_2024-09-06.pdf
Compact Version of Dashboard | This version of the dashboard is the smaller, compact version of the mapping results. It includes only the results (fixed numbers) and not the equations, calculations, and supporting reference data that is used to conduct the busbar mapping analysis. For the full version of the dashbod see the "Full Dashboard -- Initial Mapping for the 25-26 TPP Base Case" file link on the Assumptions for the 2025-26 TPP webpage.
Table of Contents
Summary_byCAISO_zone | Summary of Mapping Results by CAISO Study Areas
Summary_byRESOLVE_area | Summary of Base Case Portfolio and Mapping Results by RESOLVE resource areas
Out-of-CAISO_Summary | Summary of out-of-CAISO resources, their locations, and likely CAISO interties
2035 and 2040 Criteria Alignment Tabs | Summary of the criteria alignment for the 2035 and 2040 mapped resources.
Res_by_Sub_Mapping Tab | Contains the complete by substation mapping of resources for the portfolio for the preliminary results
Tx System Criteria Tabs | Tabs color-coded blue are used to assess the system transmission impacts and criteria analysis.
Interconnection Criteria Tabs | Tabs color-coded purple are used to assess the interconnection criteria analysis.
Land-use & Environmental Impacts Criteria Tabs | Tabs color-coded green are used to assess the land-use analysis and environmental impacts criteria analysis.
Community Environmental Impacts Criteria Tabs | Tabs color-coded light red are used to assess the community-level environmental impacts criteria analysis.
Land-use & Environmental Impacts Criteria Tabs | Tabs color-coded yellow are used to assess the commercial development interest criteria analysis.
Previous TPP alignment Criteria Tabs | Tabs color-coded orange are used to assess the alignment with previous TPP portfolio criteria analysis.

## Summary_byCAISO_zone
Summary of the Base Case Portfolio by CAISO zone. Summarizes the mapping results for the 2035 and 2040 TPP portfolio years. Includes the intermediate 2030 mapping year summary as well. Shows the amount of in-development resources identified and mapped in the portfolio and the additional generic resources mapped for the 2030, 2035, and 2040 portfolios.
In-Development: Contracted, online, or under construction resources not in modeling baseline
CAISO Study Area | Geothermal | Biomass | Wind |  |  | OOS Wind | Offshore Wind | Distributed Solar | Solar |  |  | Battery |  |  | LDES | Total In-Development
| FCDS (MW) | FCDS (MW) | FCDS (MW) | EODS (MW) | Total (MW) | FCDS (MW) | FCDS (MW) | EODS (MW) | FCDS (MW) | EODS (MW) | Total (MW) | 4hr - FCDS (MW) | 8hr -FCDS (MW) | Total (MW) | FCDS (MW) | (MW)
PG&E North of Greater Bay Study Area | 25 | 3.2 | 0 | 0 | 0 | 0 | 0 | 14.729 | 0 | 28 | 28 | 120.95 | 0 | 120.95 | 5 | 196.879 | PG&E NGBA
PG&E Greater Bay Study Area | 0 | 3 | 90.8 | 0 | 90.8 | 0 | 0 | 5.575 | 0 | 100 | 100 | 588.3 | 0 | 588.3 | 0 | 787.675 | PG&E GBA
PG&E Fresno Study Area | 0 | 1.988 | 60.5 | 0 | 60.5 | 0 | 0 | 49.86 | 791 | 1095.5 | 1886.5 | 2109.75 | 35 | 2144.75 | 0 | 4143.598 | PG&E FRESNO
PG&E Kern Study Area | 0 | 0 | 0 | 0 | 0 | 0 | 0 | 18.72 | 200 | 663 | 863 | 401 | 0 | 401 | 0 | 1282.72 | PG&E KERN
SCE Northern Area | 0 | 0 | 0 | 0 | 0 | 0 | 0 | 24 | 427 | 1383 | 1810 | 2979 | 6 | 2985 | 200 | 5019 | SCE Northern
SCE Metro Study Area | 366 | 5.6 | 0 | 0 | 0 | 0 | 0 | 12.85 | 10 | 10 | 20 | 1428.5 | 10 | 1438.5 | 0 | 1842.95 | SCE Metro
SCE North of Lugo Study Area | 9.7 | 0 | 0 | 0 | 0 | 0 | 0 | 17 | 275 | 239.8 | 514.8 | 378.5 | 6 | 384.5 | 0 | 926 | SCE NOL
East of Pisgah Study Area | 0 | 0 | 0 | 0 | 0 | 51 | 0 | 0 | 125 | 650 | 775 | 1210 | 0 | 1210 | 0 | 2036 | EOP
SCE Eastern Study Area | 0 | 2.6 | 57 | 0 | 57 | 1685 | 0 | 0 | 475 | 2998.5 | 3473.5 | 3818.4 | 100 | 3918.4 | 0 | 9136.5 | SCE Eastern
SDG&E Study Area | 0 | 0 | 0 | 0 | 0 | 0 | 0 | 0.84 | 52.5 | 1021 | 1073.5 | 1550.46 | 0 | 1550.46 | 0 | 2624.8 | SDGE
Total In-Development: | 400.7 | 16.388 | 208.3 | 0 | 208.3 | 1736 | 0 | 143.574 | 2355.5 | 8188.8 | 10544.3 | 14584.86 | 157 | 14741.86 | 205 | 27996.122
2030 Portfolio
2030 — Mapped Generic Resources
CAISO Study Area | Geothermal | Biomass | Wind |  |  | OOS Wind | Offshore Wind | Distributed Solar | Solar |  |  | Battery |  |  | LDES | Total 2030 Generic
| FCDS (MW) | FCDS (MW) | FCDS (MW) | EODS (MW) | Total (MW) | FCDS (MW) | FCDS (MW) | EODS (MW) | FCDS (MW) | EODS (MW) | Total (MW) | 4hr - FCDS (MW) | 8hr -FCDS (MW) | Total (MW) | FCDS (MW) | (MW)
PG&E North of Greater Bay Study Area | 52 | 76.75 | 464.5 | 75.2 | 539.7 | 0 | 0 | 29.8 | 0 | 0 | 0 | 0 | 0 | 0 | 0 | 698.25 | PG&E NGBA
PG&E Greater Bay Study Area | 0 | 9.6 | 635.8 | 186.95 | 822.75 | 0 | 0 | 33.3 | 0 | 0 | 0 | 0 | 0 | 0 | 310 | 1175.65 | PG&E GBA
PG&E Fresno Study Area | 0 | 24.6 | 260 | 50 | 310 | 0 | 0 | 28.75 | 20 | 227 | 247 | 0 | 90 | 90 | 70 | 770.35 | PG&E FRESNO
PG&E Kern Study Area | 0 | 32.5 | 113.07 | 0 | 113.07 | 0 | 0 | 31.55 | 505 | 842 | 1347 | 0 | 310 | 310 | 0 | 1834.12 | PG&E KERN
SCE Northern Area | 0 | 2 | 524 | 0 | 524 | 0 | 0 | 0 | 1009.5 | 500 | 1509.5 | 0 | 220 | 220 | 200 | 2455.5 | SCE Northern
SCE Metro Study Area | 23 | 0 | 0 | 0 | 0 | 0 | 0 | 0 | 0 | 0 | 0 | 0 | 0 | 0 | 0 | 23 | SCE Metro
SCE North of Lugo Study Area | 0 | 4.2 | 250 | 112.18 | 362.18 | 0 | 0 | 7.3 | 11 | 34 | 45 | 0 | 12 | 12 | 0 | 430.68 | SCE NOL
East of Pisgah Study Area | 467.3 | 0 | 366 | 244 | 610 | 2600 | 0 | 0 | 320 | 180 | 500 | 0 | 60 | 60 | 0 | 4237.3 | EOP
SCE Eastern Study Area | 500 | 5 | 230.5 | 37 | 267.5 | 384 | 0 | 0 | 0 | 300 | 300 | 0 | 20 | 20 | 0 | 1476.5 | SCE Eastern
SDG&E Study Area | 100 | 0 | 660 | 755.8 | 1415.8 | 0 | 0 | 14 | 0 | 0 | 0 | 0 | 0 | 0 | 0 | 1529.8 | SDGE
Total 2030 Generic: | 1142.3 | 154.65 | 3503.87 | 1461.13 | 4965 | 2984 | 0 | 144.7 | 1865.5 | 2083 | 3948.5 | 0 | 712 | 712 | 580 | 14631.15
2030 — Mapped Total Resources (In-Dev & Generic)
CAISO Study Area | Geothermal | Biomass | Wind |  |  | OOS Wind | Offshore Wind | Distributed Solar | Solar |  |  | Battery |  |  | LDES | Total 2030 Resources
| FCDS (MW) | FCDS (MW) | FCDS (MW) | EODS (MW) | Total (MW) | FCDS (MW) | FCDS (MW) | EODS (MW) | FCDS (MW) | EODS (MW) | Total (MW) | 4hr - FCDS (MW) | 8hr -FCDS (MW) | Total (MW) | FCDS (MW) | (MW)
PG&E North of Greater Bay Study Area | 77 | 79.95 | 464.5 | 75.2 | 539.7 | 0 | 0 | 44.529 | 0 | 28 | 28 | 120.95 | 0 | 120.95 | 5 | 895.129 | PG&E NGBA
PG&E Greater Bay Study Area | 0 | 12.6 | 726.6 | 186.95 | 913.55 | 0 | 0 | 38.875 | 0 | 100 | 100 | 588.3 | 0 | 588.3 | 310 | 1963.325 | PG&E GBA
PG&E Fresno Study Area | 0 | 26.588 | 320.5 | 50 | 370.5 | 0 | 0 | 78.61 | 811 | 1322.5 | 2133.5 | 2109.75 | 125 | 2234.75 | 70 | 4913.948 | PG&E FRESNO
PG&E Kern Study Area | 0 | 32.5 | 113.07 | 0 | 113.07 | 0 | 0 | 50.27 | 705 | 1505 | 2210 | 401 | 310 | 711 | 0 | 3116.84 | PG&E KERN
SCE Northern Area | 0 | 2 | 524 | 0 | 524 | 0 | 0 | 24 | 1436.5 | 1883 | 3319.5 | 2979 | 226 | 3205 | 400 | 7474.5 | SCE Northern
SCE Metro Study Area | 389 | 5.6 | 0 | 0 | 0 | 0 | 0 | 12.85 | 10 | 10 | 20 | 1428.5 | 10 | 1438.5 | 0 | 1865.95 | SCE Metro
SCE North of Lugo Study Area | 9.7 | 4.2 | 250 | 112.18 | 362.18 | 0 | 0 | 24.3 | 286 | 273.8 | 559.8 | 378.5 | 18 | 396.5 | 0 | 1356.68 | SCE NOL
East of Pisgah Study Area | 467.3 | 0 | 366 | 244 | 610 | 2651 | 0 | 0 | 445 | 830 | 1275 | 1210 | 60 | 1270 | 0 | 6273.3 | EOP
SCE Eastern Study Area | 500 | 7.6 | 287.5 | 37 | 324.5 | 2069 | 0 | 0 | 475 | 3298.5 | 3773.5 | 3818.4 | 120 | 3938.4 | 0 | 10613 | SCE Eastern
SDG&E Study Area | 100 | 0 | 660 | 755.8 | 1415.8 | 0 | 0 | 14.84 | 52.5 | 1021 | 1073.5 | 1550.46 | 0 | 1550.46 | 0 | 4154.6 | SDGE
Total 2030 Resources: | 1543 | 171.038 | 3712.17 | 1461.13 | 5173.3 | 4720 | 0 | 288.274 | 4221 | 10271.8 | 14492.8 | 14584.86 | 869 | 15453.86 | 785 | 42627.272
2035 Portfolio
2035 — Generic Additions Incremental to 2030
CAISO Study Area | Geothermal | Biomass | Wind |  |  | OOS Wind | Offshore Wind | Distributed Solar | Solar |  |  | Battery |  |  | LDES | Total Incremental to 2030
| FCDS (MW) | FCDS (MW) | FCDS (MW) | EODS (MW) | Total (MW) | FCDS (MW) | FCDS (MW) | EODS (MW) | FCDS (MW) | EODS (MW) | Total (MW) | 4hr - FCDS (MW) | 8hr -FCDS (MW) | Total (MW) | FCDS (MW) | (MW)
PG&E North of Greater Bay Study Area | 46 | 0 | 1240.5 | 22.5 | 1263 | 0 | 1607 | 0 | 74.5 | 230 | 304.5 | 130 | 50 | 180 | 0 | 3400.5 | PG&E NGBA
PG&E Greater Bay Study Area | 0 | 0 | 100 | 0 | 100 | 0 | 0 | 0 | 0 | 0 | 0 | 110 | 200 | 310 | 0 | 410 | PG&E GBA
PG&E Fresno Study Area | 0 | 0 | 170 | 20 | 190 | 0 | 0 | 0 | 535 | 1130 | 1665 | 27 | 610 | 637 | 70 | 2562 | PG&E FRESNO
PG&E Kern Study Area | 0 | 0 | 0 | 0 | 0 | 0 | 2924 | 0 | 25 | 274 | 299 | 50 | 100 | 150 | 0 | 3373 | PG&E KERN
SCE Northern Area | 0 | 0 | 150 | 0 | 150 | 0 | 0 | 0 | 0 | 0 | 0 | 200 | 0 | 200 | 0 | 350 | SCE Northern
SCE Metro Study Area | 0 | 0 | 0 | 0 | 0 | 1750 | 0 | 0 | 0 | 0 | 0 | 283 | 340 | 623 | 0 | 2373 | SCE Metro
SCE North of Lugo Study Area | 0 | 0 | 0 | 0 | 0 | 0 | 0 | 0 | 371 | 350 | 721 | 24.5 | 130 | 154.5 | 0 | 875.5 | SCE NOL
East of Pisgah Study Area | 50 | 0 | 492 | 126.5 | 618.5 | 1500 | 0 | 0 | 441 | 695 | 1136 | 0 | 410 | 410 | 0 | 3714.5 | EOP
SCE Eastern Study Area | 0 | 0 | 0 | 0 | 0 | 1030 | 0 | 0 | 500 | 0 | 500 | 150.6 | 0 | 150.6 | 0 | 1680.6 | SCE Eastern
SDG&E Study Area | 0 | 0 | 400 | 0 | 400 | 0 | 0 | 0 | 387 | 40 | 427 | 147 | 125 | 272 | 409.2 | 1508.2 | SDGE
Total Incremental to 2030: | 96 | 0 | 2552.5 | 169 | 2721.5 | 4280 | 4531 | 0 | 2333.5 | 2719 | 5052.5 | 1122.1 | 1965 | 3087.1 | 479.2 | 20247.3
2035 — Mapped Generic Resources
CAISO Study Area | Geothermal | Biomass | Wind |  |  | OOS Wind | Offshore Wind | Distributed Solar | Solar |  |  | Battery |  |  | LDES | Total 2035 Generic
| FCDS (MW) | FCDS (MW) | FCDS (MW) | EODS (MW) | Total (MW) | FCDS (MW) | FCDS (MW) | EODS (MW) | FCDS (MW) | EODS (MW) | Total (MW) | 4hr - FCDS (MW) | 8hr -FCDS (MW) | Total (MW) | FCDS (MW) | (MW)
PG&E North of Greater Bay Study Area | 98 | 76.75 | 1705 | 97.7 | 1802.7 | 0 | 1607 | 29.8 | 74.5 | 230 | 304.5 | 130 | 50 | 180 | 0 | 4098.75 | PG&E NGBA
PG&E Greater Bay Study Area | 0 | 9.6 | 735.8 | 186.95 | 922.75 | 0 | 0 | 33.3 | 0 | 0 | 0 | 110 | 200 | 310 | 310 | 1585.65 | PG&E GBA
PG&E Fresno Study Area | 0 | 24.6 | 430 | 70 | 500 | 0 | 0 | 28.75 | 555 | 1357 | 1912 | 27 | 700 | 727 | 140 | 3332.35 | PG&E FRESNO
PG&E Kern Study Area | 0 | 32.5 | 113.07 | 0 | 113.07 | 0 | 2924 | 31.55 | 530 | 1116 | 1646 | 50 | 410 | 460 | 0 | 5207.12 | PG&E KERN
SCE Northern Area | 0 | 2 | 674 | 0 | 674 | 0 | 0 | 0 | 1009.5 | 500 | 1509.5 | 200 | 220 | 420 | 200 | 2805.5 | SCE Northern
SCE Metro Study Area | 23 | 0 | 0 | 0 | 0 | 1750 | 0 | 0 | 0 | 0 | 0 | 283 | 340 | 623 | 0 | 2396 | SCE Metro
SCE North of Lugo Study Area | 0 | 4.2 | 250 | 112.18 | 362.18 | 0 | 0 | 7.3 | 382 | 384 | 766 | 24.5 | 142 | 166.5 | 0 | 1306.18 | SCE NOL
East of Pisgah Study Area | 517.3 | 0 | 858 | 370.5 | 1228.5 | 4100 | 0 | 0 | 761 | 875 | 1636 | 0 | 470 | 470 | 0 | 7951.8 | EOP
SCE Eastern Study Area | 500 | 5 | 230.5 | 37 | 267.5 | 1414 | 0 | 0 | 500 | 300 | 800 | 150.6 | 20 | 170.6 | 0 | 3157.1 | SCE Eastern
SDG&E Study Area | 100 | 0 | 1060 | 755.8 | 1815.8 | 0 | 0 | 14 | 387 | 40 | 427 | 147 | 125 | 272 | 409.2 | 3038 | SDGE
Total 2035 Generic: | 1238.3 | 154.65 | 6056.37 | 1630.13 | 7686.5 | 7264 | 4531 | 144.7 | 4199 | 4802 | 9001 | 1122.1 | 2677 | 3799.1 | 1059.2 | 34878.45
2035 — Mapped Total Resources (In-Dev & Generic)
CAISO Study Area | Geothermal | Biomass | Wind |  |  | OOS Wind | Offshore Wind | Distributed Solar | Solar |  |  | Battery |  |  | LDES | Total 2035 Resources
| FCDS (MW) | FCDS (MW) | FCDS (MW) | EODS (MW) | Total (MW) | FCDS (MW) | FCDS (MW) | EODS (MW) | FCDS (MW) | EODS (MW) | Total (MW) | 4hr - FCDS (MW) | 8hr -FCDS (MW) | Total (MW) | FCDS (MW) | (MW)
PG&E North of Greater Bay Study Area | 123 | 79.95 | 1705 | 97.7 | 1802.7 | 0 | 1607 | 44.529 | 74.5 | 258 | 332.5 | 250.95 | 50 | 300.95 | 5 | 4295.629 | PG&E NGBA
PG&E Greater Bay Study Area | 0 | 12.6 | 826.6 | 186.95 | 1013.55 | 0 | 0 | 38.875 | 0 | 100 | 100 | 698.3 | 200 | 898.3 | 310 | 2373.325 | PG&E GBA
PG&E Fresno Study Area | 0 | 26.588 | 490.5 | 70 | 560.5 | 0 | 0 | 78.61 | 1346 | 2452.5 | 3798.5 | 2136.75 | 735 | 2871.75 | 140 | 7475.948 | PG&E FRESNO
PG&E Kern Study Area | 0 | 32.5 | 113.07 | 0 | 113.07 | 0 | 2924 | 50.27 | 730 | 1779 | 2509 | 451 | 410 | 861 | 0 | 6489.84 | PG&E KERN
SCE Northern Area | 0 | 2 | 674 | 0 | 674 | 0 | 0 | 24 | 1436.5 | 1883 | 3319.5 | 3179 | 226 | 3405 | 400 | 7824.5 | SCE Northern
SCE Metro Study Area | 389 | 5.6 | 0 | 0 | 0 | 1750 | 0 | 12.85 | 10 | 10 | 20 | 1711.5 | 350 | 2061.5 | 0 | 4238.95 | SCE Metro
SCE North of Lugo Study Area | 9.7 | 4.2 | 250 | 112.18 | 362.18 | 0 | 0 | 24.3 | 657 | 623.8 | 1280.8 | 403 | 148 | 551 | 0 | 2232.18 | SCE NOL
East of Pisgah Study Area | 517.3 | 0 | 858 | 370.5 | 1228.5 | 4151 | 0 | 0 | 886 | 1525 | 2411 | 1210 | 470 | 1680 | 0 | 9987.8 | EOP
SCE Eastern Study Area | 500 | 7.6 | 287.5 | 37 | 324.5 | 3099 | 0 | 0 | 975 | 3298.5 | 4273.5 | 3969 | 120 | 4089 | 0 | 12293.6 | SCE Eastern
SDG&E Study Area | 100 | 0 | 1060 | 755.8 | 1815.8 | 0 | 0 | 14.84 | 439.5 | 1061 | 1500.5 | 1697.46 | 125 | 1822.46 | 409.2 | 5662.8 | SDGE
Total 2035 Resources: | 1639 | 171.038 | 6264.67 | 1630.13 | 7894.8 | 9000 | 4531 | 288.274 | 6554.5 | 12990.8 | 19545.3 | 15706.96 | 2834 | 18540.96 | 1264.2 | 62874.572 |  | 14795 | 48079.572
2040 Portfolio
2040 — Generic Additions Incremental to 2035
CAISO Study Area | Geothermal | Biomass | Wind |  |  | OOS Wind | Offshore Wind | Distributed Solar | Solar |  |  | Battery |  |  | LDES | Total Incremental to 2035
| FCDS (MW) | FCDS (MW) | FCDS (MW) | EODS (MW) | Total (MW) | FCDS (MW) | FCDS (MW) | EODS (MW) | FCDS (MW) | EODS (MW) | Total (MW) | 4hr - FCDS (MW) | 8hr -FCDS (MW) | Total (MW) | FCDS (MW) | (MW)
PG&E North of Greater Bay Study Area | 0 | 0 | 0 | 0 | 0 | 0 | 0 | 0 | 355 | 600 | 955 | 0 | 285 | 285 | 0 | 1240 | PG&E NGBA
PG&E Greater Bay Study Area | 0 | 0 | 0 | 0 | 0 | 1707 | 0 | 0 | 0 | 650 | 650 | 0 | 952.2 | 952.2 | 0 | 3309.2 | PG&E GBA
PG&E Fresno Study Area | 0 | 0 | 0 | 0 | 0 | 0 | 0 | 0 | 2650 | 4010 | 6660 | 0 | 1720 | 1720 | 0 | 8380 | PG&E FRESNO
PG&E Kern Study Area | 0 | 0 | 0 | 0 | 0 | 0 | 0 | 0 | 1350 | 1960 | 3310 | 0 | 840 | 840 | 0 | 4150 | PG&E KERN
SCE Northern Area | 0 | 0 | 0 | 0 | 0 | 0 | 0 | 0 | 500 | 2180 | 2680 | 0 | 1125 | 1125 | 0 | 3805 | SCE Northern
SCE Metro Study Area | 0 | 0 | 0 | 0 | 0 | 0 | 0 | 0 | 0 | 0 | 0 | 0 | 600 | 600 | 0 | 600 | SCE Metro
SCE North of Lugo Study Area | 0 | 0 | 0 | 0 | 0 | 0 | 0 | 0 | 340 | 514 | 854 | 0 | 230 | 230 | 0 | 1084 | SCE NOL
East of Pisgah Study Area | 0 | 0 | 0 | 0 | 0 | 0 | 0 | 0 | 1850 | 2550 | 4400 | 0 | 1445 | 1445 | 0 | 5845 | EOP
SCE Eastern Study Area | 0 | 0 | 0 | 0 | 0 | 0 | 0 | 0 | 1250 | 2030 | 3280 | 0 | 915 | 915 | 0 | 4195 | SCE Eastern
SDG&E Study Area | 0 | 0 | 0 | 0 | 0 | 0 | 0 | 0 | 850 | 1420 | 2270 | 0 | 1065 | 1065 | 0 | 3335 | SDGE
Total Incremental to 2035: | 0 | 0 | 0 | 0 | 0 | 1707 | 0 | 0 | 9145 | 15914 | 25059 | 0 | 9177.2 | 9177.2 | 0 | 35943.2
2040 — Mapped Generic Resources
CAISO Study Area | Geothermal | Biomass | Wind |  |  | OOS Wind | Offshore Wind | Distributed Solar | Solar |  |  | Battery |  |  | LDES | Total 2040 Generic
| FCDS (MW) | FCDS (MW) | FCDS (MW) | EODS (MW) | Total (MW) | FCDS (MW) | FCDS (MW) | EODS (MW) | FCDS (MW) | EODS (MW) | Total (MW) | 4hr - FCDS (MW) | 8hr -FCDS (MW) | Total (MW) | FCDS (MW) | (MW)
PG&E North of Greater Bay Study Area | 98 | 76.75 | 1705 | 97.7 | 1802.7 | 0 | 1607 | 29.8 | 429.5 | 830 | 1259.5 | 130 | 335 | 465 | 0 | 5338.75 | PG&E NGBA
PG&E Greater Bay Study Area | 0 | 9.6 | 735.8 | 186.95 | 922.75 | 1707 | 0 | 33.3 | 0 | 650 | 650 | 110 | 1152.2 | 1262.2 | 310 | 4894.85 | PG&E GBA
PG&E Fresno Study Area | 0 | 24.6 | 430 | 70 | 500 | 0 | 0 | 28.75 | 3205 | 5367 | 8572 | 27 | 2420 | 2447 | 140 | 11712.35 | PG&E FRESNO
PG&E Kern Study Area | 0 | 32.5 | 113.07 | 0 | 113.07 | 0 | 2924 | 31.55 | 1880 | 3076 | 4956 | 50 | 1250 | 1300 | 0 | 9357.12 | PG&E KERN
SCE Northern Area | 0 | 2 | 674 | 0 | 674 | 0 | 0 | 0 | 1509.5 | 2680 | 4189.5 | 200 | 1345 | 1545 | 200 | 6610.5 | SCE Northern
SCE Metro Study Area | 23 | 0 | 0 | 0 | 0 | 1750 | 0 | 0 | 0 | 0 | 0 | 283 | 940 | 1223 | 0 | 2996 | SCE Metro
SCE North of Lugo Study Area | 0 | 4.2 | 250 | 112.18 | 362.18 | 0 | 0 | 7.3 | 722 | 898 | 1620 | 24.5 | 372 | 396.5 | 0 | 2390.18 | SCE NOL
East of Pisgah Study Area | 517.3 | 0 | 858 | 370.5 | 1228.5 | 4100 | 0 | 0 | 2611 | 3425 | 6036 | 0 | 1915 | 1915 | 0 | 13796.8 | EOP
SCE Eastern Study Area | 500 | 5 | 230.5 | 37 | 267.5 | 1414 | 0 | 0 | 1750 | 2330 | 4080 | 150.6 | 935 | 1085.6 | 0 | 7352.1 | SCE Eastern
SDG&E Study Area | 100 | 0 | 1060 | 755.8 | 1815.8 | 0 | 0 | 14 | 1237 | 1460 | 2697 | 147 | 1190 | 1337 | 409.2 | 6373 | SDGE
Total 2040 Generic: | 1238.3 | 154.65 | 6056.37 | 1630.13 | 7686.5 | 8971 | 4531 | 144.7 | 13344 | 20716 | 34060 | 1122.1 | 11854.2 | 12976.3 | 1059.2 | 70821.65
2040 — Mapped Total Resources (In-Dev & Generic)
CAISO Study Area | Geothermal | Biomass | Wind |  |  | OOS Wind | Offshore Wind | Distributed Solar | Solar |  |  | Battery |  |  | LDES | Total 2040 Resources
| FCDS (MW) | FCDS (MW) | FCDS (MW) | EODS (MW) | Total (MW) | FCDS (MW) | FCDS (MW) | EODS (MW) | FCDS (MW) | EODS (MW) | Total (MW) | 4hr - FCDS (MW) | 8hr -FCDS (MW) | Total (MW) | FCDS (MW) | (MW)
PG&E North of Greater Bay Study Area | 123 | 79.95 | 1705 | 97.7 | 1802.7 | 0 | 1607 | 44.529 | 429.5 | 858 | 1287.5 | 250.95 | 335 | 585.95 | 5 | 5535.629 | PG&E NGBA
PG&E Greater Bay Study Area | 0 | 12.6 | 826.6 | 186.95 | 1013.55 | 1707 | 0 | 38.875 | 0 | 750 | 750 | 698.3 | 1152.2 | 1850.5 | 310 | 5682.525 | PG&E GBA
PG&E Fresno Study Area | 0 | 26.588 | 490.5 | 70 | 560.5 | 0 | 0 | 78.61 | 3996 | 6462.5 | 10458.5 | 2136.75 | 2455 | 4591.75 | 140 | 15855.948 | PG&E FRESNO
PG&E Kern Study Area | 0 | 32.5 | 113.07 | 0 | 113.07 | 0 | 2924 | 50.27 | 2080 | 3739 | 5819 | 451 | 1250 | 1701 | 0 | 10639.84 | PG&E KERN
SCE Northern Area | 0 | 2 | 674 | 0 | 674 | 0 | 0 | 24 | 1936.5 | 4063 | 5999.5 | 3179 | 1351 | 4530 | 400 | 11629.5 | SCE Northern
SCE Metro Study Area | 389 | 5.6 | 0 | 0 | 0 | 1750 | 0 | 12.85 | 10 | 10 | 20 | 1711.5 | 950 | 2661.5 | 0 | 4838.95 | SCE Metro
SCE North of Lugo Study Area | 9.7 | 4.2 | 250 | 112.18 | 362.18 | 0 | 0 | 24.3 | 997 | 1137.8 | 2134.8 | 403 | 378 | 781 | 0 | 3316.18 | SCE NOL
East of Pisgah Study Area | 517.3 | 0 | 858 | 370.5 | 1228.5 | 4151 | 0 | 0 | 2736 | 4075 | 6811 | 1210 | 1915 | 3125 | 0 | 15832.8 | EOP
SCE Eastern Study Area | 500 | 7.6 | 287.5 | 37 | 324.5 | 3099 | 0 | 0 | 2225 | 5328.5 | 7553.5 | 3969 | 1035 | 5004 | 0 | 16488.6 | SCE Eastern
SDG&E Study Area | 100 | 0 | 1060 | 755.8 | 1815.8 | 0 | 0 | 14.84 | 1289.5 | 2481 | 3770.5 | 1697.46 | 1190 | 2887.46 | 409.2 | 8997.8 | SDGE
Total 2040 Resources: | 1639 | 171.038 | 6264.67 | 1630.13 | 7894.8 | 10707 | 4531 | 288.274 | 15699.5 | 28904.8 | 44604.3 | 15706.96 | 12011.2 | 27718.16 | 1264.2 | 98817.772

## Summary_byRESOLVE_area
Summary of initial RESOLVE portfolio resources for the proposed base case. Summarizes of the initial mapping results for the 2035 and 2040 TPP portfolio years, by RESOLVE Resource areas. Includes the intermediate 2030 mapping year summary as well. Shows the amount of in-development resources identified and mapped in the portfolio and the additional generic resources mapped for the 2030, 2035, and 2040 portfolios. Also shows mapped results for the 24-25 TPP and 23-24 TPP base cases for comparison
[11 empty] | Base Case Portfolio — Mapping Results Summary by RESOLVE Region | [29 empty] | 24-25 TPP Base Case — Mapped Portfolio | [6 empty] | 23-24 TPP Base Case — Mapped Portfolio (2035)
|  | Base Case Portfolio — Modeling Results Summary by RESOLVE Region (Sept. 12, 2024 Ruling Portfoli) | [11 empty] | 2030 | [6 empty] | 2035 | [9 empty] | 2040
RESOLVE Resource Name | Resource Type | Model Year 2030 |  |  | Model Year 2035 |  |  | Model Year 2040 |  |  | In-Development Resources |  |  |  | 2030 — Mapped Generic |  |  | 2030 — Mapped Total (In-Dev & Generic) |  |  |  | 2035 — Generic Additions Incremental to 2030 |  |  | 2035 — Mapped Generic |  |  | 2035 — Mapped Total (In-Dev & Generic) |  |  |  | 2040 — Generic Additions Incremental to 2035 |  |  | 2040 — Mapped Generic |  |  | 2040 — Mapped Total (In-Dev & Generic) |  |  |  | Mapped Total (2034) |  |  | Mapped Total (2039) |  |  | Mapped Total (Subtracting resources in updated baseline)
|  | FCDS (MW) | EODS (MW) | Total (MW) | FCDS (MW) | EODS (MW) | Total (MW) | FCDS (MW) | EODS (MW) | Total (MW) | FCDS (MW) | EODS (MW) | Total (MW) |  | FCDS (MW) | EODS (MW) | Total (MW) | FCDS (MW) | EODS (MW) | Total (MW) |  | FCDS (MW) | EODS (MW) | Total (MW) | FCDS (MW) | EODS (MW) | Total (MW) | FCDS (MW) | EODS (MW) | Total (MW) |  | FCDS (MW) | EODS (MW) | Total (MW) | FCDS (MW) | EODS (MW) | Total (MW) | FCDS (MW) | EODS (MW) | Total (MW) | RESOLVE Resource Name | FCDS (MW) | EODS (MW) | Total (MW) | FCDS (MW) | EODS (MW) | Total (MW) | RESOLVE Resource Name | FCDS (MW) | EODS (MW) | Total (MW)
InState Biomass | Biomass/Biogas | 171 | 0 | 171 | 171 | 0 | 171 | 171 | 0 | 171 | 16.388 | 0 | 16.388 |  | 154.65 | 0 | 154.65 | 171.038 | 0 | 171.038 |  | 0 |  | 0 | 154.65 | 0 | 154.65 | 171.038 | 0 | 171.038 |  | 0 |  | 0 | 154.65 | 0 | 154.65 | 171.038 | 0 | 171.038 | InState Biomass | 171.015 | 0 | 171.015 | 171.015 | 0 | 171.015 | InState Biomass | 127.444 |  | 127.444
Central_Nevada_Geothermal | Geothermal | 40 | 0 | 40 | 40 | 0 | 40 | 40 | 0 | 40 | 0 | 0 | 0 |  | 350 | 0 | 350 | 350 | 0 | 350 |  | 50 |  | 50 | 400 | 0 | 400 | 400 | 0 | 400 |  | 0 |  | 0 | 400 | 0 | 400 | 400 | 0 | 400 | Central_Nevada_Geothermal | 500 | 0 | 500 | 500 | 0 | 500 | Central_Nevada_Geothermal | 500 |  | 500
Greater_Imperial_Geothermal | Geothermal | 1121.192 | 0 | 1121.192 | 1217.192 | 0 | 1217.192 | 1217.192 | 0 | 1217.192 | 0 | 0 | 0 |  | 600 | 0 | 600 | 600 | 0 | 600 |  | 0 |  | 0 | 600 | 0 | 600 | 600 | 0 | 600 |  | 0 |  | 0 | 600 | 0 | 600 | 600 | 0 | 600 | Greater_Imperial_Geothermal | 950 | 0 | 950 | 950 | 0 | 950 | Greater_Imperial_Geothermal | 805 |  | 805
Inyokern_North_Kramer_Geothermal | Geothermal | 7.1 | 0 | 7.1 | 7.1 | 0 | 7.1 | 7.1 | 0 | 7.1 | 9.7 | 0 | 9.7 |  | 0 | 0 | 0 | 9.7 | 0 | 9.7 |  | 0 |  | 0 | 0 | 0 | 0 | 9.7 | 0 | 9.7 |  | 0 |  | 0 | 0 | 0 | 0 | 9.7 | 0 | 9.7 | Inyokern_North_Kramer_Geothermal | 0 | 0 | 0 | 0 | 0 | 0 | Inyokern_North_Kramer_Geothermal | 0 |  | 0
Northern_California_Geothermal | Geothermal | 314.3 | 0 | 314.3 | 314.3 | 0 | 314.3 | 314.3 | 0 | 314.3 | 25 | 0 | 25 |  | 52 | 0 | 52 | 77 | 0 | 77 |  | 46 |  | 46 | 98 | 0 | 98 | 123 | 0 | 123 |  | 0 |  | 0 | 98 | 0 | 98 | 123 | 0 | 123 | Northern_California_Geothermal | 144 | 0 | 144 | 144 | 0 | 144 | Northern_California_Geothermal | 118.2 |  | 118.2
Northern_Nevada_Geothermal | Geothermal | 0 | 0 | 0 | 0 | 0 | 0 | 0 | 0 | 0 | 0 | 0 | 0 |  | 117.3 | 0 | 117.3 | 117.3 | 0 | 117.3 |  | 0 |  | 0 | 117.3 | 0 | 117.3 | 117.3 | 0 | 117.3 |  | 0 |  | 0 | 117.3 | 0 | 117.3 | 117.3 | 0 | 117.3 | Northern_Nevada_Geothermal | 299 | 0 | 299 | 299 | 0 | 299 | Northern_Nevada_Geothermal | 305 |  | 305
Pacific_Northwest_Geothermal | Geothermal | 60.408 | 0 | 60.408 | 60.408 | 0 | 60.408 | 60.408 | 0 | 60.408 | 0 | 0 | 0 |  | 0 | 0 | 0 | 0 | 0 | 0 |  | 0 |  | 0 | 0 | 0 | 0 | 0 | 0 | 0 |  | 0 |  | 0 | 0 | 0 | 0 | 0 | 0 | 0 | Pacific_Northwest_Geothermal | 0 | 0 | 0 | 0 | 0 | 0 | Pacific_Northwest_Geothermal | 0 |  | 0
Utah_Geothermal | Geothermal | 0 | 0 | 0 | 0 | 0 | 0 | 0 | 0 | 0 | 366 | 0 | 366 |  | 23 | 0 | 23 | 389 | 0 | 389 |  | 0 |  | 0 | 23 | 0 | 23 | 389 | 0 | 389 |  | 0 |  | 0 | 23 | 0 | 23 | 389 | 0 | 389 | Utah_Geothermal | 76 | 0 | 76 | 76 | 0 | 76 | Utah_Geothermal | 11.8 |  | 11.8
Distributed Solar | Solar | 0 | 0 | 0 | 0 | 0 | 0 | 0 | 0 | 0 |  | 143.574 | 143.574 |  |  | 144.7 | 144.7 | 0 | 288.274 | 288.274 |  |  | 0 | 0 | 0 | 144.7 | 144.7 | 0 | 288.274 | 288.274 |  |  | 0 | 0 | 0 | 144.7 | 144.7 | 0 | 288.274 | 288.274 | Distributed Solar | 259.6865 | 0 | 259.6865 | 282.6865 | 0 | 282.6865 | Distributed Solar | 86.038 |  | 86.038
Arizona_Solar | Solar | 169 | 0 | 169 | 3707.292 | 0 | 3707.292 | 4116.96 | 0 | 4116.96 | 52.5 | 2364 | 2416.5 |  | 0 | 0 | 0 | 52.5 | 2364 | 2416.5 |  | 867 | 0 | 867 | 867 | 0 | 867 | 919.5 | 2364 | 3283.5 |  | 1100 | 1720 | 2820 | 1967 | 1720 | 3687 | 2019.5 | 4084 | 6103.5 | Arizona_Solar | 610 | 2240 | 2850 | 1210 | 3065 | 4275 | Arizona_Solar | 1497.5 | 2947 | 4444.5
Greater_Imperial_Solar | Solar | 39 | 0 | 39 | 39 | 0 | 39 | 5171.405 | 0 | 5171.405 | 0 | 182 | 182 |  | 0 | 0 | 0 | 0 | 182 | 182 |  | 20 | 40 | 60 | 20 | 40 | 60 | 20 | 222 | 242 |  | 500 | 850 | 1350 | 520 | 890 | 1410 | 520 | 1072 | 1592 | Greater_Imperial_Solar | 200 | 182 | 382 | 200 | 344 | 544 | Greater_Imperial_Solar | 0 | 711 | 711
Greater_Kramer_Solar | Solar | 1012.315 | 0 | 1012.315 | 1012.315 | 0 | 1012.315 | 4051.558 | 0 | 4051.558 | 275 | 239.8 | 514.8 |  | 11 | 34 | 45 | 286 | 273.8 | 559.8 |  | 371 | 350 | 721 | 382 | 384 | 766 | 657 | 623.8 | 1280.8 |  | 340 | 514 | 854 | 722 | 898 | 1620 | 997 | 1137.8 | 2134.8 | Greater_Kramer_Solar | 672 | 910 | 1582 | 752 | 1258 | 2010 | Greater_Kramer_Solar | 611 | 1316.9557 | 1927.9557
Greater_LA_Solar | Solar | 0 | 0 | 0 | 0 | 0 | 0 | 375 | 0 | 375 | 10 | 10 | 20 |  | 0 | 0 | 0 | 10 | 10 | 20 |  | 0 | 0 | 0 | 0 | 0 | 0 | 10 | 10 | 20 |  | 0 | 150 | 150 | 0 | 150 | 150 | 10 | 160 | 170 | Greater_LA_Solar | 0 | 0 | 0 | 0 | 0 | 0 | Greater_LA_Solar | 125 | 625 | 750
Northern_California_Solar | Solar | 21 | 100 | 121 | 26 | 100 | 126 | 26 | 100 | 126 | 0 | 128 | 128 |  | 0 | 0 | 0 | 0 | 128 | 128 |  | 74.5 | 230 | 304.5 | 74.5 | 230 | 304.5 | 74.5 | 358 | 432.5 |  | 355 | 1250 | 1605 | 429.5 | 1480 | 1909.5 | 429.5 | 1608 | 2037.5 | Northern_California_Solar | 275 | 419.6 | 694.6 | 900 | 1329.6 | 2229.6 | Northern_California_Solar | 678.79 | 1047.2446 | 1726.0346
Riverside_Solar | Solar | 659 | 0 | 659 | 659 | 0 | 659 | 8687.966 | 0 | 8687.966 | 475 | 1473.5 | 1948.5 |  | 0 | 300 | 300 | 475 | 1773.5 | 2248.5 |  | 0 | 0 | 0 | 0 | 300 | 300 | 475 | 1773.5 | 2248.5 |  | 500 | 880 | 1380 | 500 | 1180 | 1680 | 975 | 2653.5 | 3628.5 | Riverside_Solar | 700 | 1108.5 | 1808.5 | 900 | 2033.5 | 2933.5 | Riverside_Solar | 1025.6965 | 3447.6035 | 4473.3
Southern_NV_Eldorado_Solar | Solar | 9111.066 | 330 | 9441.066 | 9111.066 | 330 | 9441.066 | 12245.731 | 330 | 12575.731 | 125 | 650 | 775 |  | 320 | 180 | 500 | 445 | 830 | 1275 |  | 441 | 695 | 1136 | 761 | 875 | 1636 | 886 | 1525 | 2411 |  | 1850 | 2550 | 4400 | 2611 | 3425 | 6036 | 2736 | 4075 | 6811 | Southern_NV_Eldorado_Solar | 1075 | 1565 | 2640 | 1200 | 3030 | 4230 | Southern_NV_Eldorado_Solar | 2032 | 2786 | 4818
Southern_PGAE_Solar | Solar | 247 | 0 | 247 | 247 | 0 | 247 | 2854.051 | 0 | 2854.051 | 991 | 1758.5 | 2749.5 |  | 525 | 1069 | 1594 | 1516 | 2827.5 | 4343.5 |  | 560 | 1404 | 1964 | 1085 | 2473 | 3558 | 2076 | 4231.5 | 6307.5 |  | 4000 | 5970 | 9970 | 5085 | 8443 | 13528 | 6076 | 10201.5 | 16277.5 | Southern_PGAE_Solar | 3316.25 | 2169.5 | 5485.75 | 4062 | 5464 | 9526 | Southern_PGAE_Solar | 3092.6 | 4733.4354 | 7826.0354
Tehachapi_Solar | Solar | 3092.619 | 0 | 3092.619 | 4601.628 | 0 | 4601.628 | 6934.141 | 0 | 6934.141 | 427 | 1383 | 1810 |  | 1009.5 | 500 | 1509.5 | 1436.5 | 1883 | 3319.5 |  | 0 | 0 | 0 | 1009.5 | 500 | 1509.5 | 1436.5 | 1883 | 3319.5 |  | 500 | 2030 | 2530 | 1509.5 | 2530 | 4039.5 | 1936.5 | 3913 | 5849.5 | Tehachapi_Solar | 1633 | 1653 | 3286 | 1634.25 | 3017 | 4651.25 | Tehachapi_Solar | 1836.7 | 4330.5 | 6167.2
Baja_California_Wind | Wind | 0 | 600 | 600 | 900 | 1572.82 | 2472.82 | 900 | 1572.82 | 2472.82 | 0 | 0 | 0 |  | 300 | 652.5 | 952.5 | 300 | 652.5 | 952.5 |  | 400 | 0 | 400 | 700 | 652.5 | 1352.5 | 700 | 652.5 | 1352.5 |  | 0 | 0 | 0 | 700 | 652.5 | 1352.5 | 700 | 652.5 | 1352.5 | Baja_California_Wind | 915 | 185 | 1100 | 915 | 185 | 1100 | Baja_California_Wind | 0 | 360 | 360
Central_Valley_North_Los_Banos_Wind | Wind | 0 | 32 | 32 | 0 | 152.548 | 152.548 | 0 | 152.548 | 152.548 | 60.5 | 0 | 60.5 |  | 260 | 50 | 310 | 320.5 | 50 | 370.5 |  | 170 | 20 | 190 | 430 | 70 | 500 | 490.5 | 70 | 560.5 |  | 0 | 0 | 0 | 430 | 70 | 500 | 490.5 | 70 | 560.5 | Central_Valley_North_Los_Banos_Wind | 494 | 96 | 590 | 494 | 96 | 590 | Central_Valley_North_Los_Banos_Wind | 73.6 | 0 | 73.6
Greater_Imperial_Wind | Wind | 133.205 | 0 | 133.205 | 133.205 | 0 | 133.205 | 133.205 | 0 | 133.205 | 0 | 0 | 0 |  | 360 | 103.3 | 463.3 | 360 | 103.3 | 463.3 |  | 0 | 0 | 0 | 360 | 103.3 | 463.3 | 360 | 103.3 | 463.3 |  | 0 | 0 | 0 | 360 | 103.3 | 463.3 | 360 | 103.3 | 463.3 | Greater_Imperial_Wind | 410 | 54 | 464 | 410 | 54 | 464 | Greater_Imperial_Wind | 135 | 0 | 135
Greater_Kramer_Wind | Wind | 0 | 0 | 0 | 0 | 0 | 0 | 0 | 0 | 0 | 0 | 0 | 0 |  | 250 | 112.18 | 362.18 | 250 | 112.18 | 362.18 |  | 0 | 0 | 0 | 250 | 112.18 | 362.18 | 250 | 112.18 | 362.18 |  | 0 | 0 | 0 | 250 | 112.18 | 362.18 | 250 | 112.18 | 362.18 | Greater_Kramer_Wind | 310 | 50 | 360 | 310 | 50 | 360 | Greater_Kramer_Wind | 0 | 0 | 0
Humboldt_Wind | Wind | 0 | 0 | 0 | 0 | 0 | 0 | 0 | 0 | 0 | 0 | 0 | 0 |  | 0 | 0 | 0 | 0 | 0 | 0 |  | 0 | 0 | 0 | 0 | 0 | 0 | 0 | 0 | 0 |  | 0 | 0 | 0 | 0 | 0 | 0 | 0 | 0 | 0 | Humboldt_Wind | 0 | 0 | 0 | 0 | 0 | 0 | Humboldt_Wind | 0 | 0 | 0
Kern_Greater_Carrizo_Wind | Wind | 0 | 0 | 0 | 0 | 0 | 0 | 0 | 0 | 0 | 0 | 0 | 0 |  | 119.07 | 0 | 119.07 | 119.07 | 0 | 119.07 |  | 100 | 0 | 100 | 219.07 | 0 | 219.07 | 219.07 | 0 | 219.07 |  | 0 | 0 | 0 | 219.07 | 0 | 219.07 | 219.07 | 0 | 219.07 | Kern_Greater_Carrizo_Wind | 300 | 10 | 310 | 300 | 10 | 310 | Kern_Greater_Carrizo_Wind | 262.6 | 0 | 262.6
Northern_California_Wind | Wind | 333.987 | 1467.45 | 1801.437 | 333.987 | 1954.437 | 2288.424 | 333.987 | 1954.437 | 2288.424 | 0 | 0 | 0 |  | 464.5 | 75.2 | 539.7 | 464.5 | 75.2 | 539.7 |  | 1240.5 | 22.5 | 1263 | 1705 | 97.7 | 1802.7 | 1705 | 97.7 | 1802.7 |  | 0 | 0 | 0 | 1705 | 97.7 | 1802.7 | 1705 | 97.7 | 1802.7 | Northern_California_Wind | 677.5 | 209.5 | 887 | 1577.9 | 209.5 | 1787.4 | Northern_California_Wind | 230 | 108.5 | 338.5
Riverside_Palm_Springs_Wind | Wind | 0 | 0 | 0 | 0 | 0 | 0 | 0 | 0 | 0 | 57 | 0 | 57 |  | 230.5 | 37 | 267.5 | 287.5 | 37 | 324.5 |  | 0 | 0 | 0 | 230.5 | 37 | 267.5 | 287.5 | 37 | 324.5 |  | 0 | 0 | 0 | 230.5 | 37 | 267.5 | 287.5 | 37 | 324.5 | Riverside_Palm_Springs_Wind | 224 | 100 | 324 | 224 | 100 | 324 | Riverside_Palm_Springs_Wind | 0 | 0 | 0
Solano_Wind | Wind | 219.842 | 184.79 | 404.632 | 219.842 | 184.79 | 404.632 | 219.842 | 184.79 | 404.632 | 90.8 | 0 | 90.8 |  | 629.8 | 186.95 | 816.75 | 720.6 | 186.95 | 907.55 |  | 0 | 0 | 0 | 629.8 | 186.95 | 816.75 | 720.6 | 186.95 | 907.55 |  | 0 | 0 | 0 | 629.8 | 186.95 | 816.75 | 720.6 | 186.95 | 907.55 | Solano_Wind | 688 | 200 | 888 | 688 | 200 | 888 | Solano_Wind | 536.8 | 75 | 611.8
Southern_NV_Eldorado_Wind | Wind | 711.2 | 0 | 711.2 | 711.2 | 0 | 711.2 | 711.2 | 0 | 711.2 | 0 | 0 | 0 |  | 366 | 244 | 610 | 366 | 244 | 610 |  | 492 | 126.5 | 618.5 | 858 | 370.5 | 1228.5 | 858 | 370.5 | 1228.5 |  | 0 | 0 | 0 | 858 | 370.5 | 1228.5 | 858 | 370.5 | 1228.5 | Southern_NV_Eldorado_Wind | 620 | 0 | 620 | 620 | 0 | 620 | Southern_NV_Eldorado_Wind | 353 | 0 | 353
Tehachapi_Wind | Wind | 1488.808 | 0 | 1488.808 | 1731.666 | 0 | 1731.666 | 1731.666 | 0 | 1731.666 | 0 | 0 | 0 |  | 524 | 0 | 524 | 524 | 0 | 524 |  | 150 | 0 | 150 | 674 | 0 | 674 | 674 | 0 | 674 |  | 0 | 0 | 0 | 674 | 0 | 674 | 674 | 0 | 674 | Tehachapi_Wind | 564 | 16 | 580 | 564 | 16 | 580 | Tehachapi_Wind | 126.9 | 0 | 126.9
Idaho_Wind | OOS Wind | 300 | 0 | 300 | 300 | 0 | 300 | 300 | 0 | 300 | 0 | 0 | 0 |  | 1100 | 0 | 1100 | 1100 | 0 | 1100 |  | 0 | 0 | 0 | 1100 | 0 | 1100 | 1100 | 0 | 1100 |  | 0 | 0 | 0 | 1100 | 0 | 1100 | 1100 | 0 | 1100 | Idaho_Wind | 1060 | 0 | 1060 | 1060 | 0 | 1060 | Idaho_Wind | 1000 | 0 | 1000
New_Mexico_Wind | OOS Wind | 1968 | 0 | 1968 | 6000 | 0 | 6000 | 6000 | 0 | 6000 | 1685 | 0 | 1685 |  | 384 | 0 | 384 | 2069 | 0 | 2069 |  | 2780 | 0 | 2780 | 3164 | 0 | 3164 | 4849 | 0 | 4849 |  | 0 | 0 | 0 | 3164 | 0 | 3164 | 4849 | 0 | 4849 | New_Mexico_Wind | 2130.8 | 0 | 2130.8 | 3535.6 | 0 | 3535.6 | New_Mexico_Wind | 2328 | 0 | 2328
Utah_Wind | OOS Wind | 0 | 0 | 0 | 0 | 0 | 0 | 0 | 0 | 0 | 0 | 0 | 0 |  | 0 | 0 | 0 | 0 | 0 | 0 |  | 0 | 0 | 0 | 0 | 0 | 0 | 0 | 0 | 0 |  | 0 | 0 | 0 | 0 | 0 | 0 | 0 | 0 | 0 | Utah_Wind | 0 | 0 | 0 | 0 | 0 | 0 | Utah_Wind | 0 | 0 | 0
Wyoming_Wind | OOS Wind | 2452.163 | 0 | 2452.163 | 2700 | 0 | 2700 | 4407.032 | 0 | 4407.032 | 0 | 0 | 0 |  | 1500 | 0 | 1500 | 1500 | 0 | 1500 |  | 1500 | 0 | 1500 | 3000 | 0 | 3000 | 3000 | 0 | 3000 |  | 1707 | 0 | 1707 | 4707 | 0 | 4707 | 4707 | 0 | 4707 | Wyoming_Wind | 2904.8 | 0 | 2904.8 | 4500 | 0 | 4500 | Wyoming_Wind | 1500 | 0 | 1500
SW_Ext_Tx_Wind | OOS Wind | 0 | 0 | 0 |  | 0 | 0 |  | 0 | 0 | 51 | 0 | 51 |  | 0 | 0 | 0 | 51 | 0 | 51 |  | 0 | 0 | 0 | 0 | 0 | 0 | 51 | 0 | 51 |  | 0 | 0 | 0 | 0 | 0 | 0 | 51 | 0 | 51 | SW_Ext_Tx_Wind | 0 | 0 | 0 | 0 | 0 | 0 | SW_Ext_Tx_Wind
Cape_Mendocino_Offshore_Wind | Offshore Wind | 0 | 0 | 0 | 0 | 0 | 0 | 0 | 0 | 0 | 0 | 0 | 0 |  | 0 | 0 | 0 | 0 | 0 | 0 |  | 0 | 0 | 0 | 0 | 0 | 0 | 0 | 0 | 0 |  | 0 | 0 | 0 | 0 | 0 | 0 | 0 | 0 | 0 | Cape_Mendocino_Offshore_Wind | 0 | 0 | 0 | 0 | 0 | 0 | Cape_Mendocino_Offshore_Wind | 0 | 0 | 0
Del_Norte_Offshore_Wind | Offshore Wind | 0 | 0 | 0 | 0 | 0 | 0 | 0 | 0 | 0 | 0 | 0 | 0 |  | 0 | 0 | 0 | 0 | 0 | 0 |  | 0 | 0 | 0 | 0 | 0 | 0 | 0 | 0 | 0 |  | 0 | 0 | 0 | 0 | 0 | 0 | 0 | 0 | 0 | Del_Norte_Offshore_Wind | 0 | 0 | 0 | 0 | 0 | 0 | Del_Norte_Offshore_Wind | 0 | 0 | 0
Diablo_Canyon_Offshore_Wind | Offshore Wind | 0 | 0 | 0 | 0 | 0 | 0 | 0 | 0 | 0 | 0 | 0 | 0 |  | 0 | 0 | 0 | 0 | 0 | 0 |  | 0 | 0 | 0 | 0 | 0 | 0 | 0 | 0 | 0 |  | 0 | 0 | 0 | 0 | 0 | 0 | 0 | 0 | 0 | Diablo_Canyon_Offshore_Wind | 0 | 0 | 0 | 0 | 0 | 0 | Diablo_Canyon_Offshore_Wind | 0 | 0 | 0
Humboldt_Bay_Offshore_Wind | Offshore Wind | 0 | 0 | 0 | 1607 | 0 | 1607 | 1607 | 0 | 1607 | 0 | 0 | 0 |  | 0 | 0 | 0 | 0 | 0 | 0 |  | 1607 | 0 | 1607 | 1607 | 0 | 1607 | 1607 | 0 | 1607 |  | 0 | 0 | 0 | 1607 | 0 | 1607 | 1607 | 0 | 1607 | Humboldt_Bay_Offshore_Wind | 931 | 0 | 931 | 1607 | 0 | 1607 | Humboldt_Bay_Offshore_Wind | 1446 | 161 | 1607
Morro_Bay_Offshore_Wind | Offshore Wind | 0 | 0 | 0 | 2924 | 0 | 2924 | 2924 | 0 | 2924 | 0 | 0 | 0 |  | 0 | 0 | 0 | 0 | 0 | 0 |  | 2924 | 0 | 2924 | 2924 | 0 | 2924 | 2924 | 0 | 2924 |  | 0 | 0 | 0 | 2924 | 0 | 2924 | 2924 | 0 | 2924 | Morro_Bay_Offshore_Wind | 2924 | 0 | 2924 | 2924 | 0 | 2924 | Morro_Bay_Offshore_Wind | 3100 | 0 | 3100
Renewable Resource Total |  | 23672.205 | 2714.24 | 26386.445 | 38774.201 | 4294.595 | 43068.796 | 65540.744 | 4294.595 | 69835.339 | 4716.888 | 8332.374 | 13049.262 |  | 9650.32 | 3688.83 | 13339.15 | 14367.208 | 12021.204 | 26388.412 |  | 13793 | 2888 | 16681 | 23443.32 | 6576.83 | 30020.15 | 28160.208 | 14909.204 | 43069.412 |  | 10852 | 15914 | 26766 | 34295.32 | 22490.83 | 56786.15 | 39012.208 | 30823.204 | 69835.412 | Renewable Resource Total | 26034.0515 | 11168.1 | 37202.1515 | 33010.4515 | 20461.6 | 53472.0515 | Renewable Resource Total | 23851.6685 | 22669.2392 | 46520.9077
Arizona_Li_Battery_4hr | Li_Battery | 0 |  | 0 | 870.059 |  | 870.059 | 870.059 |  | 870.059 | 1924.9 |  | 1924.9 |  | 0 |  | 0 | 1924.9 | 0 | 1924.9 |  | 0 |  | 0 | 0 | 0 | 0 | 1924.9 | 0 | 1924.9 |  | 0 |  | 0 | 0 | 0 | 0 | 1924.9 | 0 | 1924.9 | Arizona_Li_Battery_4hr | 660 |  | 660 | 910 |  | 910 | Arizona_Li_Battery | 1554.479 |  | 1554.479
Arizona_Li_Battery_8hr | Li_Battery | 0 |  | 0 | 0 |  | 0 | 0 |  | 0 | 0 |  | 0 |  | 0 |  | 0 | 0 | 0 | 0 |  | 0 |  | 0 | 0 | 0 | 0 | 0 | 0 | 0 |  | 715 |  | 715 | 715 | 0 | 715 | 715 | 0 | 715 | Arizona_Li_Battery_8hr | 700 |  | 700 | 700 |  | 700 |  |  |  | 0
Greater_Imperial_Li_Battery_4hr | Li_Battery | 34.063 |  | 34.063 | 570.763 |  | 570.763 | 570.763 |  | 570.763 | 557.75 |  | 557.75 |  | 0 |  | 0 | 557.75 | 0 | 557.75 |  | 17.4 |  | 17.4 | 17.4 | 0 | 17.4 | 575.15 | 0 | 575.15 |  | 0 |  | 0 | 17.4 | 0 | 17.4 | 575.15 | 0 | 575.15 | Greater_Imperial_Li_Battery_4hr | 0 |  | 0 | 341.15 |  | 341.15 | Greater_Imperial_Li_Battery | 331.5 |  | 331.5
Greater_Imperial_Li_Battery_8hr | Li_Battery | 0 |  | 0 | 0 |  | 0 | 637.24 |  | 637.24 | 0 |  | 0 |  | 0 |  | 0 | 0 | 0 | 0 |  | 0 |  | 0 | 0 | 0 | 0 | 0 | 0 | 0 |  | 350 |  | 350 | 350 | 0 | 350 | 350 | 0 | 350 | Greater_Imperial_Li_Battery_8hr | 63 |  | 63 | 63 |  | 63 |  |  |  | 0
Greater_Kramer_Li_Battery_4hr | Li_Battery | 231.483 |  | 231.483 | 664.156 |  | 664.156 | 664.156 |  | 664.156 | 378.5 |  | 378.5 |  | 0 |  | 0 | 378.5 | 0 | 378.5 |  | 24.5 |  | 24.5 | 24.5 | 0 | 24.5 | 403 | 0 | 403 |  | 0 |  | 0 | 24.5 | 0 | 24.5 | 403 | 0 | 403 | Greater_Kramer_Li_Battery_4hr | 385 |  | 385 | 746 |  | 746 | Greater_Kramer_Li_Battery | 1036.44 |  | 1036.44
Greater_Kramer_Li_Battery_8hr | Li_Battery | 100 |  | 100 | 100 |  | 100 | 100 |  | 100 | 6 |  | 6 |  | 12 |  | 12 | 18 | 0 | 18 |  | 130 |  | 130 | 142 | 0 | 142 | 148 | 0 | 148 |  | 230 |  | 230 | 372 | 0 | 372 | 378 | 0 | 378 | Greater_Kramer_Li_Battery_8hr | 265 |  | 265 | 265 |  | 265 |  |  |  | 0
Greater_LA_Li_Battery_4hr | Li_Battery | 2078.015 |  | 2078.015 | 2078.015 |  | 2078.015 | 2078.015 |  | 2078.015 | 2048.96 |  | 2048.96 |  | 0 |  | 0 | 2048.96 | 0 | 2048.96 |  | 583 |  | 583 | 583 | 0 | 583 | 2631.96 | 0 | 2631.96 |  | 0 |  | 0 | 583 | 0 | 583 | 2631.96 | 0 | 2631.96 | Greater_LA_Li_Battery_4hr | 1450 |  | 1450 | 2579.9 |  | 2579.9 | Greater_LA_Li_Battery | 2173.6 |  | 2173.6
Greater_LA_Li_Battery_8hr | Li_Battery | 0 |  | 0 | 0 |  | 0 | 5646.554 |  | 5646.554 | 10 |  | 10 |  | 0 |  | 0 | 10 | 0 | 10 |  | 465 |  | 465 | 465 | 0 | 465 | 475 | 0 | 475 |  | 875 |  | 875 | 1340 | 0 | 1340 | 1350 | 0 | 1350 | Greater_LA_Li_Battery_8hr | 446.5 |  | 446.5 | 446.5 |  | 446.5 |  |  |  | 0
San_Diego_Li_Battery_4hr | Li_Battery | 0 |  | 0 | 0 |  | 0 | 0 |  | 0 | 347.5 |  | 347.5 |  | 0 |  | 0 | 347.5 | 0 | 347.5 |  | 29.6 |  | 29.6 | 29.6 | 0 | 29.6 | 377.1 | 0 | 377.1 |  | 0 |  | 0 | 29.6 | 0 | 29.6 | 377.1 | 0 | 377.1 | San_Diego_Li_Battery_4hr | 129.6 |  | 129.6 | 688.57 |  | 688.57 | San_Diego_Li_Battery | 709 |  | 709
San_Diego_Li_Battery_8hr | Li_Battery | 0 |  | 0 | 0 |  | 0 | 0 |  | 0 | 0 |  | 0 |  | 0 |  | 0 | 0 | 0 | 0 |  | 0 |  | 0 | 0 | 0 | 0 | 0 | 0 | 0 |  | 400 |  | 400 | 400 | 0 | 400 | 400 | 0 | 400 | San_Diego_Li_Battery_8hr | 92 |  | 92 | 92 |  | 92
Northern_California_Li_Battery_4hr | Li_Battery | 2101.543 |  | 2101.543 | 3751.07 |  | 3751.07 | 3751.07 |  | 3751.07 | 842.9 |  | 842.9 |  | 0 |  | 0 | 842.9 | 0 | 842.9 |  | 230 |  | 230 | 230 | 0 | 230 | 1072.9 | 0 | 1072.9 |  | 0 |  | 0 | 230 | 0 | 230 | 1072.9 | 0 | 1072.9 | Northern_California_Li_Battery_4hr | 908.4 |  | 908.4 | 1172.27 |  | 1172.27 | Northern_California_Li_Battery | 1298.005 |  | 1298.005
Northern_California_Li_Battery_8hr | Li_Battery | 181 |  | 181 | 1190.758 |  | 1190.758 | 1885.28 |  | 1885.28 | 0 |  | 0 |  | 0 |  | 0 | 0 | 0 | 0 |  | 250 |  | 250 | 250 | 0 | 250 | 250 | 0 | 250 |  | 837.2 |  | 837.2 | 1087.2 | 0 | 1087.2 | 1087.2 | 0 | 1087.2 | Northern_California_Li_Battery_8hr | 1310 |  | 1310 | 1310 |  | 1310 |  |  |  | 0
Riverside_Li_Battery_4hr | Li_Battery | 0 |  | 0 | 519.787 |  | 519.787 | 519.787 |  | 519.787 | 2366 |  | 2366 |  | 0 |  | 0 | 2366 | 0 | 2366 |  | 150.6 |  | 150.6 | 150.6 | 0 | 150.6 | 2516.6 | 0 | 2516.6 |  | 0 |  | 0 | 150.6 | 0 | 150.6 | 2516.6 | 0 | 2516.6 | Riverside_Li_Battery_4hr | 0 |  | 0 | 2130 |  | 2130 | Riverside_Li_Battery | 2728.3136 |  | 2728.3136
Riverside_Li_Battery_8hr | Li_Battery | 485.281 |  | 485.281 | 485.281 |  | 485.281 | 485.281 |  | 485.281 | 100 |  | 100 |  | 20 |  | 20 | 120 | 0 | 120 |  | 0 |  | 0 | 20 | 0 | 20 | 120 | 0 | 120 |  | 440 |  | 440 | 460 | 0 | 460 | 560 | 0 | 560 | Riverside_Li_Battery_8hr | 445 |  | 445 | 520 |  | 520 |  |  |  | 0
Southern_NV_Eldorado_Li_Battery_4hr | Li_Battery | 3601.903 |  | 3601.903 | 3601.903 |  | 3601.903 | 3601.903 |  | 3601.903 | 1210 |  | 1210 |  | 0 |  | 0 | 1210 | 0 | 1210 |  | 0 |  | 0 | 0 | 0 | 0 | 1210 | 0 | 1210 |  | 0 |  | 0 | 0 | 0 | 0 | 1210 | 0 | 1210 | Southern_NV_Eldorado_Li_Battery_4hr | 1564.1 |  | 1564.1 | 2188.1 |  | 2188.1 | Southern_NV_Eldorado_Li_Battery | 2624 |  | 2624
Southern_NV_Eldorado_Li_Battery_8hr | Li_Battery | 0 |  | 0 | 0 |  | 0 | 1042.74 |  | 1042.74 | 0 |  | 0 |  | 60 |  | 60 | 60 | 0 | 60 |  | 410 |  | 410 | 470 | 0 | 470 | 470 | 0 | 470 |  | 1445 |  | 1445 | 1915 | 0 | 1915 | 1915 | 0 | 1915 | Southern_NV_Eldorado_Li_Battery_8hr | 695.5 |  | 695.5 | 695.5 |  | 695.5 |  |  |  | 0
Southern_PGAE_Li_Battery_4hr | Li_Battery | 2277.775 |  | 2277.775 | 2395.028 |  | 2395.028 | 2395.028 |  | 2395.028 | 2379.35 |  | 2379.35 |  | 0 |  | 0 | 2379.35 | 0 | 2379.35 |  | 87 |  | 87 | 87 | 0 | 87 | 2466.35 | 0 | 2466.35 |  | 0 |  | 0 | 87 | 0 | 87 | 2466.35 | 0 | 2466.35 | Southern_PGAE_Li_Battery_4hr | 805 |  | 805 | 2446.031 |  | 2446.031 | Southern_PGAE_Li_Battery | 3812.921 |  | 3812.921
Southern_PGAE_Li_Battery_8hr | Li_Battery | 464.719 |  | 464.719 | 1057.961 |  | 1057.961 | 2214.145 |  | 2214.145 | 35 |  | 35 |  | 400 |  | 400 | 435 | 0 | 435 |  | 710 |  | 710 | 1110 | 0 | 1110 | 1145 | 0 | 1145 |  | 2960 |  | 2960 | 4070 | 0 | 4070 | 4105 | 0 | 4105 | Southern_PGAE_Li_Battery_8hr | 2288.5 |  | 2288.5 | 2288.5 |  | 2288.5 |  |  |  | 0
Tehachapi_Li_Battery_4hr | Li_Battery | 1256.218 |  | 1256.218 | 1256.218 |  | 1256.218 | 1256.218 |  | 1256.218 | 2529 |  | 2529 |  | 0 |  | 0 | 2529 | 0 | 2529 |  | 0 |  | 0 | 0 | 0 | 0 | 2529 | 0 | 2529 |  | 0 |  | 0 | 0 | 0 | 0 | 2529 | 0 | 2529 | Tehachapi_Li_Battery_4hr | 500 |  | 500 | 2505 |  | 2505 | Tehachapi_Li_Battery | 3525.715 |  | 3525.715
Tehachapi_Li_Battery_8hr | Li_Battery | 0 |  | 0 | 0 |  | 0 | 0 |  | 0 | 6 |  | 6 |  | 220 |  | 220 | 226 | 0 | 226 |  | 0 |  | 0 | 220 | 0 | 220 | 226 | 0 | 226 |  | 925 |  | 925 | 1145 | 0 | 1145 | 1151 | 0 | 1151 | Tehachapi_Li_Battery_8hr | 734 |  | 734 | 734 |  | 734 |  |  |  | 0
Li_Battery Total |  | 12812 | 0 | 12812 | 18540.999 | 0 | 18540.999 | 27718.239 | 0 | 27718.239 | 14741.86 |  | 14741.86 |  | 712 |  | 712 | 15453.86 |  | 15453.86 |  | 3087.1 |  | 3087.1 | 3799.1 |  | 3799.1 | 18540.96 |  | 18540.96 |  | 9177.2 |  | 9177.2 | 12976.3 |  | 12976.3 | 27718.16 |  | 27718.16 | Li_Battery Total | 13441.6 | 0 | 13441.6 | 22821.521 | 0 | 22821.521 | LI_Battery Total | 19793.9736 |  | 19793.9736
Northern_California_Pumped_Storage | LDES | 0 |  | 0 | 0 |  | 0 | 0 |  | 0 |  |  | 0 |  |  |  | 0 | 0 | 0 | 0 |  |  |  | 0 | 0 | 0 | 0 | 0 | 0 | 0 |  |  |  | 0 | 0 | 0 | 0 | 0 | 0 | 0 | Northern_California_Pumped_Storage | 0 |  | 0 | 0 |  | 0 | Northern_California_Pumped_Storage |  |  | 0
Southern_PGAE_Pumped_Storage | LDES | 0 |  | 0 | 0 |  | 0 | 0 |  | 0 |  |  | 0 |  | 380 |  | 380 | 380 | 0 | 380 |  | 70 |  | 70 | 450 | 0 | 450 | 450 | 0 | 450 |  |  |  | 0 | 450 | 0 | 450 | 450 | 0 | 450 | Southern_PGAE_Pumped_Storage | 130 |  | 130 | 130 |  | 130 | Southern_PGAE_Pumped_Storage
Riverside_East_Pumped_Storage | LDES | 477 |  | 477 | 477 |  | 477 | 477 |  | 477 |  |  | 0 |  |  |  | 0 | 0 | 0 | 0 |  |  |  | 0 | 0 | 0 | 0 | 0 | 0 | 0 |  |  |  | 0 | 0 | 0 | 0 | 0 | 0 | 0 | Riverside_East_Pumped_Storage | 0 |  | 0 | 0 |  | 0 | Riverside_East_Pumped_Storage | 700 |  | 700
Riverside_West_Pumped_Storage | LDES | 0 |  | 0 | 279.244 |  | 279.244 | 279.244 |  | 279.244 |  |  | 0 |  |  |  | 0 | 0 | 0 | 0 |  |  |  | 0 | 0 | 0 | 0 | 0 | 0 | 0 |  |  |  | 0 | 0 | 0 | 0 | 0 | 0 | 0 | Riverside_West_Pumped_Storage | 0 |  | 0 | 0 |  | 0 | Riverside_West_Pumped_Storage |  |  | 0
San_Diego_Pumped_Storage | LDES | 0 |  | 0 | 0 |  | 0 | 0 |  | 0 |  |  | 0 |  |  |  | 0 | 0 | 0 | 0 |  | 409.2 |  | 409.2 | 409.2 | 0 | 409.2 | 409.2 | 0 | 409.2 |  |  |  | 0 | 409.2 | 0 | 409.2 | 409.2 | 0 | 409.2 | San_Diego_Pumped_Storage | 487 |  | 487 | 487 |  | 487 | San_Diego_Pumped_Storage | 500 |  | 500
Tehachapi_Pumped_Storage | LDES | 0 |  | 0 | 0 |  | 0 | 0 |  | 0 |  |  | 0 |  |  |  | 0 | 0 | 0 | 0 |  |  |  | 0 | 0 | 0 | 0 | 0 | 0 | 0 |  |  |  | 0 | 0 | 0 | 0 | 0 | 0 | 0 | Tehachapi_Pumped_Storage | 0 |  | 0 | 0 |  | 0 | Tehachapi_Pumped_Storage |  |  | 0
Southern_PGAE_Adiabatic_CAES | LDES | 0 |  | 0 | 0 |  | 0 | 0 |  | 0 |  |  | 0 |  |  |  | 0 | 0 | 0 | 0 |  |  |  | 0 | 0 | 0 | 0 | 0 | 0 | 0 |  |  |  | 0 | 0 | 0 | 0 | 0 | 0 | 0 | Southern_PGAE_Adiabatic_CAES | 0 |  | 0 | 0 |  | 0 | Southern_PGAE_Adiabatic_CAES | 300 |  | 300
Tehachapi_Adiabatic_CAES | LDES | 200 |  | 200 | 200 |  | 200 | 200 |  | 200 | 200 |  | 200 |  | 200 |  | 200 | 400 | 0 | 400 |  |  |  | 0 | 200 | 0 | 200 | 400 | 0 | 400 |  |  |  | 0 | 200 | 0 | 200 | 400 | 0 | 400 | Tehachapi_Adiabatic_CAES | 258 |  | 258 | 458 |  | 458 | Tehachapi_Adiabatic_CAES | 500 |  | 500
Arizona_Flow_Battery | Flow_Battery | 0 |  | 0 | 0 |  | 0 | 0 |  | 0 |  |  | 0 |  |  |  | 0 | 0 | 0 | 0 |  |  |  | 0 | 0 | 0 | 0 | 0 | 0 | 0 |  |  |  | 0 | 0 | 0 | 0 | 0 | 0 | 0 | Arizona_Flow_Battery | 0 |  | 0 | 0 |  | 0 | Arizona_Flow_Battery |  |  | 0
Greater_Imperial_Flow_Battery | Flow_Battery | 0 |  | 0 | 0 |  | 0 | 0 |  | 0 |  |  | 0 |  |  |  | 0 | 0 | 0 | 0 |  |  |  | 0 | 0 | 0 | 0 | 0 | 0 | 0 |  |  |  | 0 | 0 | 0 | 0 | 0 | 0 | 0 | Greater_Imperial_Flow_Battery | 0 |  | 0 | 0 |  | 0 | Greater_Imperial_Flow_Battery |  |  | 0
Greater_Kramer_Flow_Battery | Flow_Battery | 0 |  | 0 | 0 |  | 0 | 0 |  | 0 |  |  | 0 |  |  |  | 0 | 0 | 0 | 0 |  |  |  | 0 | 0 | 0 | 0 | 0 | 0 | 0 |  |  |  | 0 | 0 | 0 | 0 | 0 | 0 | 0 | Greater_Kramer_Flow_Battery | 0 |  | 0 | 0 |  | 0 | Greater_Kramer_Flow_Battery |  |  | 0
Greater_LA_Flow_Battery | Flow_Battery | 0 |  | 0 | 0 |  | 0 | 0 |  | 0 |  |  | 0 |  |  |  | 0 | 0 | 0 | 0 |  |  |  | 0 | 0 | 0 | 0 | 0 | 0 | 0 |  |  |  | 0 | 0 | 0 | 0 | 0 | 0 | 0 | Greater_LA_Flow_Battery | 0 |  | 0 | 0 |  | 0 | Greater_LA_Flow_Battery |  |  | 0
Northern_California_Flow_Battery | Flow_Battery | 108 |  | 108 | 308 |  | 308 | 308 |  | 308 | 5 |  | 5 |  |  |  | 0 | 5 | 0 | 5 |  |  |  | 0 | 0 | 0 | 0 | 5 | 0 | 5 |  |  |  | 0 | 0 | 0 | 0 | 5 | 0 | 5 | Northern_California_Flow_Battery | 5 |  | 5 | 5 |  | 5 | Northern_California_Flow_Battery |  |  | 0
Riverside_Flow_Battery | Flow_Battery | 0 |  | 0 | 0 |  | 0 | 0 |  | 0 |  |  | 0 |  |  |  | 0 | 0 | 0 | 0 |  |  |  | 0 | 0 | 0 | 0 | 0 | 0 | 0 |  |  |  | 0 | 0 | 0 | 0 | 0 | 0 | 0 | Riverside_Flow_Battery | 0 |  | 0 | 0 |  | 0 | Riverside_Flow_Battery |  |  | 0
Southern_NV_Eldorado_Flow_Battery | Flow_Battery | 0 |  | 0 | 0 |  | 0 | 0 |  | 0 |  |  | 0 |  |  |  | 0 | 0 | 0 | 0 |  |  |  | 0 | 0 | 0 | 0 | 0 | 0 | 0 |  |  |  | 0 | 0 | 0 | 0 | 0 | 0 | 0 | Southern_NV_Eldorado_Flow_Battery | 0 |  | 0 | 0 |  | 0 | Southern_NV_Eldorado_Flow_Battery |  |  | 0
Southern_PGAE_Flow_Battery | Flow_Battery | 0 |  | 0 | 0 |  | 0 | 0 |  | 0 |  |  | 0 |  |  |  | 0 | 0 | 0 | 0 |  |  |  | 0 | 0 | 0 | 0 | 0 | 0 | 0 |  |  |  | 0 | 0 | 0 | 0 | 0 | 0 | 0 | Southern_PGAE_Flow_Battery | 0 |  | 0 | 0 |  | 0 | Southern_PGAE_Flow_Battery |  |  | 0
Tehachapi_Flow_Battery | Flow_Battery | 0 |  | 0 | 0 |  | 0 | 0 |  | 0 |  |  | 0 |  |  |  | 0 | 0 | 0 | 0 |  |  |  | 0 | 0 | 0 | 0 | 0 | 0 | 0 |  |  |  | 0 | 0 | 0 | 0 | 0 | 0 | 0 | Tehachapi_Flow_Battery | 0 |  | 0 | 0 |  | 0 | Tehachapi_Flow_Battery |  |  | 0
Other Storage Total |  | 785 | 0 | 785 | 1264.244 | 0 | 1264.244 | 1264.244 | 0 | 1264.244 | 205 |  | 205 |  | 580 |  | 580 | 785 |  | 785 |  | 479.2 |  | 479.2 | 1059.2 |  | 1059.2 | 1264.2 |  | 1264.2 |  | 0 |  | 0 | 1059.2 |  | 1059.2 | 1264.2 |  | 1264.2 | Other Storage Total | 880 | 0 | 880 | 1080 | 0 | 1080 | Other Storage Total | 2000 |  | 2000
Storage Total |  | 13597 | 0 | 13597 | 19805.243 | 0 | 19805.243 | 28982.483 | 0 | 28982.483 | 14946.86 |  | 14946.86 |  | 1292 |  | 1292 | 16238.86 |  | 16238.86 |  | 3566.3 |  | 3566.3 | 4858.3 |  | 4858.3 | 19805.16 |  | 19805.16 |  | 9177.2 |  | 9177.2 | 14035.5 |  | 14035.5 | 28982.36 |  | 28982.36 | Storage Total | 14321.6 | 0 | 14321.6 | 23901.521 | 0 | 23901.521 | Storage Total | 21793.9736 |  | 21793.9736
Total Storage+Resources |  | 37269.205 | 2714.24 | 39983.445 | 58579.444 | 4294.595 | 62874.039 | 94523.227 | 4294.595 | 98817.822 | 19663.748 | 8332.374 | 27996.122 |  | 10942.32 | 3688.83 | 14631.15 | 30606.068 | 12021.204 | 42627.272 |  | 17359.3 | 2888 | 20247.3 | 28301.62 | 6576.83 | 34878.45 | 47965.368 | 14909.204 | 62874.572 |  | 20029.2 | 15914 | 35943.2 | 48330.82 | 22490.83 | 70821.65 | 67994.568 | 30823.204 | 98817.772 | Total Storage+Resources | 40355.6515 | 11168.1 | 51523.7515 | 56911.9725 | 20461.6 | 77373.5725 | Total Storage+Resources | 45645.6421 | 22669.2392 | 68314.8812

## Out-of-CAISO_Summary
Summary Tab for Outside of CAISO BAA Resources
Provides additional information for each outside of CAISO resource. Info includes transmission upgrade and MIC assumptions CPUC staff took for each resource
Busbar Mapping Location |  |  | Out-of-CAISO information |  |  | MIC and Likely Interites |  | Baseline Res. (not yet online) | In-Development Resources | 2035 — Mapped Generic | 2040 — Mapped Generic
Transmission Area | CAISO Substation | Voltage | Out-of-CAISO substation(s) | Resource Type/Location | Out-of-CAISO Transmission Utilized | CAISO MIC Expansion Need | Staff notes on likely CAISO interites | FCDS (MW) | FCDS (MW) | FCDS (MW) | FCDS (MW)
SCE NOL | Control | 115 | NVE Silver Peak Substation | Central Nevada Geothermal | Existing NVE Tx | YES | Multiple potential interties: Silver Peak, Gondor, or MONAIPPDC_ITC | 13 | 0 | 0 | 0
SCE EOP | Eldorado | 230 | Several Northern NV subs | Northern Nevada Goethermal | Existing NVE Tx | YES | Multiple potential interties: MEAD_ITC, MCCULLGH_ITC, MERCHANT_ITC, SUMMIT_ITC, or GONDIPPDC_ITC | 50 | 0 | 0 | 0
SDGE | Imperial Valley | 230 | IID Heber/Dogwood substations | Imperial Geothermal | Existing IID Tx | YES | IID-SDGE | 25 | 0 | 0 | 0
SCE Eastern | Mirage | 230 | IID New Seaside SS 161 kV ("L" line) | Imperial Geothermal | Existing IID Tx | YES | IID-SCE or IID-SDGE | 25 | 0 | 0 | 0
PG&E NGBA | Summit | 115 | Valmy - Trach #2 345 kV line | Northern Nevada Geothermal | Existing NVE Tx | YES | Summit, Silver Peak, or other ITCs | 40 | 0 | 0 | 0
SCE Metro | Lugo | 500 | Sub near Milford, UT | Utah Geothermal | Existing Tx | YES | IPPUTAH_ITC; assumed utilizing IPP scheduling rights | 33 | 340 | 23 | 0
EOP | Eldorado | 230 | Various NVE subs | Northern Nevada Geothermal | Existing Tx | YES | If available: MEAD_ITC/MCCULLGH_ITC/MERCHANT_ITC | 0 | 0 | 117.3 | 0
SDGE | Imperial Valley | 230 | "L-line" 161 kV (IID) | Imperial Geothermal | Existing | YES | IID-SDGE | 0 | 0 | 100 | 0
SCE Metro | Lugo | 500 | Star Peak 120 kV (NVE) & Fort Churchul 120 kV (NVE) | Northern Nevada Goethermal | Existing Tx | YES | IPPUTAH_ITC; assumed utilizing IPP scheduling rights | 0 | 26 | 0 | 0
SCE Eastern | Mirage | 230 | Sinclair 230 kV & New sub near Bannister (IID) | Imperial Geothermal | Existing/New Tx | YES | IID-SCE | 0 | 0 | 500 | 0
PG&E NGBA | New Sub - Near existing Leavitt (PSREC) | 345 | New sub in Lassen CA | Northern California Wind | Existing/New Tx | YES | Import at Malin if existing Tx available/or new Tx | 0 | 0 | 300 | 0
PG&E NGBA | New Sub - Near existing Madeline (NVE) | 345 | New sub in Lassen CA | Northern California Wind | Existing/New Tx | YES | Import at Malin if existing Tx available/or new Tx | 0 | 0 | 700 | 0
PG&E NGBA | Hilltop | 345 | Hilltop (NVE) | Northern California Wind | Existing/New Tx | YES | Import at Malin if existing Tx available/or new Tx | 0 | 0 | 300 | 0
EOP | Eldorado | 230 | Western Spirit Switchyard | SW_Wind_Ext_Tx | Existing TX | NO | Willow Beach/ELDORADO_ITC | 0 | 51 | 0 | 0
EOP | Eldorado | 500 | Aeolus/Ferris (proposed), Wyoming | Wyoming Wind | New Tx (TransWest) | YES | Eldorado or Harry Allen (terminus of TransWest) | 0 | 0 | 3000 | 0
EOP | Harry Allen | 500 | Midpoint, ID | Idaho Wind | New Tx (SWIP-North, plus ON-Line | YES | Assumed Harry Allen | 0 | 0 | 1100 | 0
SCE Metro | Lugo | 500 |  | New Mexico Wind | New Tx | YES | Assumed the 20-year outlook identified potential new Tx line to Lugo | 0 | 0 | 1750 | 0
SCE Eastern | Palo Verde | 500 | Sunzia East, NM | New Mexico Wind | New Tx (and Existing Tx) | YES | Assumed Sunzia is utilized with Pinal Central/Palo Verde intertie point | 0 | 1685 | 1414 | 0
PG&E GBA | Tesla | 500 |  | Wyoming Wind | New Tx | Yes | Assumed the 20-year outlook identified potential new Tx line to Northern CA/Tesla area | 0 | 0 | 0 | 1707

## 2035_Criteria_Alignment
Summary of initial mapped resources alignment with all the applied busbar mapping criteria for the 2035 model year. Results are shown by substation and resource type.
[6 empty] | Total Portfolio |  |  | In-Development |  |  | Generic |  |  | 1. System level transmission capability |  | 2. Substation level interconnection | 3. Land-use implications and feasibility |  |  |  |  | 4. Environmental (conservation and biological) impact factors | [5 empty] | 5. Community and environmental (societal) impact factors |  |  |  |  | 6. | 7.
CAISO Study Area | Substation | Voltage | Resource Type | Out-of-CAISO | Mapped Res. Note | FCDS (or 4-hr for Battery) | EODS (or 8-hr for Battery) | Total | FCDS (or 4-hr for Battery) | EODS (or 8-hr for Battery) | Total | FCDS (or 4-hr for Battery) | EODS (or 8-hr for Battery) | Total | FCDS Alignment pre-upgrades | EODS Alignment pre-upgrades | Distance to interconnection | Core Screen Criteria Alignment Level | Parcelization Criteria Alignment Level | Cropland Index Criteria Alignment Level | Overdrafted Basin Criteria Alignment Level | Fire Threat Criteria Alignment Level | ACE Connectivity Criteria Alignment | ACE Biodiversity Criteria Alignment | ACE Irreplaceability Criteria Alignment | All ACE Criteria Alignment | Intactness Criteria Alignment | Wetlands Criteria Alignment | Non-Attainment Zone PM2.5 | Non-Attainment Zone O3 | Gas Plant Proximity | IRA Energy Communities | DAC Proximity | Commercial Development Interest | Alignment with Previous TPP | Flag
EOP | Beatty | 138 | Geothermal |  |  | 0 | 0 | 0 | 0 | 0 | 0 | 0 | 0 | 0 | 5 | 1 | [12 empty] | 2 | 2 | Missing | 1 | 3 | 1 | 5 | 1
EOP | Beatty | 230 | Geothermal |  |  | 400 | 0 | 400 | 0 | 0 | 0 | 400 | 0 | 400 | 5 | 1 | 4 | N/A |  |  |  | N/A | N/A | N/A | N/A | N/A | N/A | N/A | 2 | 2 | 2 | 1 | 3 | 5- | 1 | 1
PG&E NGBA | Cloverdale | 115 | Geothermal |  |  | 28 | 0 | 28 | 0 | 0 | 0 | 28 | 0 | 28 | 5 | 1 | 2 | 1 |  |  |  | 1 | 5 | 1 | 1 | 2 | 3 | 1 | 2 | 2 | 1 | 2 | 3 | 1 | 3 | 1
SCE NOL | Control | 115 | Geothermal |  |  | 9.7 | 0 | 9.7 | 9.7 | 0 | 9.7 | 0 | 0 | 0 | 5 | 1 |  | 1 |  |  |  | 1 | 5 | 1 | 1 | 1 | 1 | 2 | 2 | 2 | 2 | 1 | 3 | 1+ | 1 | 1
PG&E NGBA | Eagle Rock (PGE) | 115 | Geothermal |  |  | 21.5 | 0 | 21.5 | 7 | 0 | 7 | 14.5 | 0 | 14.5 | 5 | 1 | 2 | 1 |  |  |  | 1 | 5 | 1 | 1 | 2 | 3 | 1 | 2 | 2 | Missing | 2 | 3 | 5- | 3 | 1
EOP | Eldorado | 230 | Geothermal | YES | Northern Nevada | 117.3 | 0 | 117.3 | 0 | 0 | 0 | 117.3 | 0 | 117.3 | 5 | 1 | N/A | N/A |  |  |  | N/A | N/A | N/A | N/A | N/A | N/A | N/A | 2 | 2 | Missing | 1 | 3 | 3- | 1 | 1
EOP | Eldorado | 500 | Geothermal |  |  | 0 | 0 | 0 | 0 | 0 | 0 | 0 | 0 | 0 | 5 | 1 | [12 empty] | 2 | 2 | Missing | 1 | 3 | 1+ | 4 | 1
PG&E NGBA | Fulton | 230 | Geothermal |  |  | 54 | 0 | 54 | 18 | 0 | 18 | 36 | 0 | 36 | 5 | 1 | 2 | 1 |  |  |  | 1 | 5 | 1 | 1 | 2 | 3 | 1 | 2 | 1 | 2 | 2 | 2 | 5- | 1 | 1
PG&E NGBA | Geysers 12 | 230 | Geothermal |  |  | 0 | 0 | 0 | 0 | 0 | 0 | 0 | 0 | 0 | 5 | 1 | [12 empty] | 2 | 2 | 1 | 2 | 3 | 1 | 5 | 1
PG&E NGBA | Geysers 17 | 230 | Geothermal |  |  | 19.5 | 0 | 19.5 | 0 | 0 | 0 | 19.5 | 0 | 19.5 | 5 | 1 | 2 | 1 |  |  |  | 1 | 5 | 1 | 1 | 2 | 3 | 1 | 2 | 2 | 1 | 2 | 3 | 5- | 1 | 1
SDGE | Imperial Valley | 230 | Geothermal | YES | Imperial-IID | 100 | 0 | 100 | 0 | 0 | 0 | 100 | 0 | 100 | 1 | 1 | 1 | 1 |  |  |  | 1 | 1 | 1 | 1 | 1 | 1 | 1 | 1 | 1 | 1 | 2 | 1 | 4- | 5 | 1
SCE Metro | Lugo | 500 | Geothermal | YES | Utah, Northern Nevada | 389 | 0 | 389 | 366 | 0 | 366 | 23 | 0 | 23 | 1 | 1 | N/A | N/A |  |  |  | N/A | N/A | N/A | N/A | N/A | N/A | N/A | 2 | 1 | 3 | 1 | 2 | 3- | 1 | 1
SCE Eastern | Mirage | 230 | Geothermal | YES | Imperial-IID | 500 | 0 | 500 | 0 | 0 | 0 | 500 | 0 | 500 | 5 | 3 | 1 | 1 |  |  |  | 1 | 1 | 1 | 2 | 2 | 2 | 1 | 2 | 1 | 1 | 1 | 3 | 3- | 5 | 1
PG&E FRESNO | Balch | 230 | Biomass |  |  | 0 | 0 | 0 | 0 | 0 | 0 | 0 | 0 | 0 | 5 | 1 | [12 empty] | 3 | 3 | 3 | 1 | 1 | 1 | 5 | 1
PG&E GBA | Bellota | 115 | Biomass |  |  | 0 | 0 | 0 | 0 | 0 | 0 | 0 | 0 | 0 | 5 | 1 | [12 empty] | 3 | 3 | 1 | 1 | 1 | 1 | 4 | 1
PG&E FRESNO | Borden | 70 | Biomass |  |  | 0 | 0 | 0 | 0 | 0 | 0 | 0 | 0 | 0 | 5 | 1 | [12 empty] | 3 | 3 | 2 | 1 | 4 | 4+ | 1 | 1
PG&E GBA | Brentwood | 230 | Biomass |  |  | 0 | 0 | 0 | 0 | 0 | 0 | 0 | 0 | 0 | 5 | 1 | [12 empty] | 1 | 3 | 3 | 3 | 1 | 1 | 4 | 1
PG&E NGBA | Bridgeville | 115 | Biomass |  |  | 8 | 0 | 8 | 0 | 0 | 0 | 8 | 0 | 8 | 1 | 1 | [12 empty] | 1 | 1 | Missing | 1 | 1 | 5- | 1 | 1
PG&E NGBA | Brunswick | 115 | Biomass |  |  | 0 | 0 | 0 | 0 | 0 | 0 | 0 | 0 | 0 | 5 | 1 | [12 empty] | 1 | 3 | 2 | 3 | 1 | 1 | 4 | 1
PG&E NGBA | Burney Forest | 230 | Biomass |  |  | 11 | 0 | 11 | 0 | 0 | 0 | 11 | 0 | 11 | 5 | 3 | [12 empty] | 1 | 1 | 2 | 1 | 1 | 3- | 1 | 1
PG&E KERN | Caliente | 230 | Biomass |  |  | 1.4 | 0 | 1.4 | 0 | 0 | 0 | 1.4 | 0 | 1.4 | 1 | 1 | [12 empty] | 1 | 3 | 2 | 1 | 3 | 5- | 1 | 1
PG&E NGBA | Carberry | 230 | Biomass |  |  | 3.6 | 0 | 3.6 | 0 | 0 | 0 | 3.6 | 0 | 3.6 | 5 | 3 | [12 empty] | 1 | 1 | 3 | 1 | 1 | 5- | 4 | 1
PG&E NGBA | Caribou | 60 | Biomass |  |  | 10 | 0 | 10 | 0 | 0 | 0 | 10 | 0 | 10 | 5 | 1 | [12 empty] | 1 | 1 | 3 | 3 | 1 | 3- | 1 | 1
PG&E NGBA | Caribou | 115 | Biomass |  |  | 10 | 0 | 10 | 0 | 0 | 0 | 10 | 0 | 10 | 1 | 1 | [12 empty] | 1 | 1 | 2 | 3 | 1 | 5- | 1 | 1
PG&E NGBA | Caribou | 230 | Biomass |  |  | 0 | 0 | 0 | 0 | 0 | 0 | 0 | 0 | 0 | 1 | 1 | [12 empty] | 1 | 1 | 2 | 3 | 1 | 1 | 4 | 1
PG&E NGBA | Cloverdale | 115 | Biomass |  |  | 5.5 | 0 | 5.5 | 0 | 0 | 0 | 5.5 | 0 | 5.5 | 5 | 1 | [12 empty] | 1 | 1 | 3 | 1 | 1 | 5- | 1 | 1
PG&E GBA | Coburn | 230 | Biomass |  |  | 0 | 0 | 0 | 0 | 0 | 0 | 0 | 0 | 0 | 1 | 1 | [12 empty] | 1 | 1 | 3 | 1 | 1 | 1 | 5 | 1
PG&E NGBA | Colgate | 230 | Biomass |  |  | 8.5 | 0 | 8.5 | 3 | 0 | 3 | 5.5 | 0 | 5.5 | 5 | 1 | [12 empty] | 1 | 3 | 2 | 3 | 1 | 5- | 1 | 1
SCE NOL | Control | 115 | Biomass |  |  | 0 | 0 | 0 | 0 | 0 | 0 | 0 | 0 | 0 | 5 | 1 | [12 empty] | 1 | 1 | 2 | 3 | 1 | 1 | 5 | 1
PG&E NGBA | Cortina | 115 | Biomass |  |  | 5 | 0 | 5 | 0 | 0 | 0 | 5 | 0 | 5 | 5 | 1 | [12 empty] | 1 | 1 | 3 | 3 | 1 | 1 | 1 | 1
PG&E GBA | Cottle | 230 | Biomass |  |  | 0 | 0 | 0 | 0 | 0 | 0 | 0 | 0 | 0 | 5 | 1 | [12 empty] | 3 | 3 | 3 | 1 | 4 | 1 | 5 | 1
PG&E GBA | Curtis | 115 | Biomass |  |  | 0 | 0 | 0 | 0 | 0 | 0 | 0 | 0 | 0 | 5 | 1 | [12 empty] | 1 | 3 | 3 | 3 | 1 | 1 | 4 | 1
PG&E NGBA | Eagle Rock (PGE) | 115 | Biomass |  |  | 0 | 0 | 0 | 0 | 0 | 0 | 0 | 0 | 0 | 5 | 1 | [12 empty] | 1 | 1 | Missing | 1 | 1 | 1 | 5 | 1
PG&E FRESNO | Exchequer | 115 | Biomass |  |  | 3.8 | 0 | 3.8 | 0 | 0 | 0 | 3.8 | 0 | 3.8 | 5 | 1 | [12 empty] | 1 | 3 | 2 | 3 | 3 | 5- | 3 | 1
PG&E NGBA | Fulton | 115 | Biomass |  |  | 0 | 0 | 0 | 0 | 0 | 0 | 0 | 0 | 0 | 5 | 1 | [12 empty] | 1 | 3 | 2 | 1 | 3 | 1 | 5 | 1
PG&E KERN | Ganso | 115 | Biomass |  |  | 2 | 0 | 2 | 0 | 0 | 0 | 2 | 0 | 2 | 1 | 1 | [12 empty] | 3 | 3 | 2 | 3 | 4 | 5- | 1 | 1
PG&E NGBA | Glenn | 230 | Biomass |  |  | 0 | 0 | 0 | 0 | 0 | 0 | 0 | 0 | 0 | 1 | 1 | [12 empty] | 1 | 1 | 3 | 3 | 1 | 1 | 4 | 1
SCE Northern | Goleta | 230 | Biomass |  |  | 2 | 0 | 2 | 0 | 0 | 0 | 2 | 0 | 2 | 5 | 1 | [12 empty] | 1 | 1 | 2 | 3 | 3 | 5- | 1 | 1
PG&E KERN | Goose Lake | 115 | Biomass |  |  | 3 | 0 | 3 | 0 | 0 | 0 | 3 | 0 | 3 | 1 | 1 | [12 empty] | 3 | 3 | 2 | 3 | 4 | 3- | 1 | 1
PG&E GBA | Green Valley | 115 | Biomass |  |  | 1.1 | 0 | 1.1 | 0 | 0 | 0 | 1.1 | 0 | 1.1 | 1 | 1 | [12 empty] | 1 | 1 | 2 | 1 | 3 | 3- | 1 | 1
PG&E NGBA | Higgins | 115 | Biomass |  |  | 0 | 0 | 0 | 0 | 0 | 0 | 0 | 0 | 0 | 5 | 1 | [12 empty] | 1 | 3 | Missing | 3 | 1 | 1 | 4 | 1
SCE Metro | Hinson | 230 | Biomass |  |  | 5.6 | 0 | 5.6 | 5.6 | 0 | 5.6 | 0 | 0 | 0 | 1 | 1 | [12 empty] | 3 | 3 | 3 | 3 | 4 | 1 | 1 | 1
PG&E NGBA | Honcut | 115 | Biomass |  |  | 0 | 0 | 0 | 0 | 0 | 0 | 0 | 0 | 0 | 5 | 1 | [12 empty] | 1 | 3 | 2 | 1 | 1 | 1 | 4 | 1
PG&E NGBA | Humboldt | 115 | Biomass |  |  | 2.5 | 0 | 2.5 | 0 | 0 | 0 | 2.5 | 0 | 2.5 | 1 | 1 | [12 empty] | 1 | 1 | 2 | 1 | 1 | 5- | 1 | 1
PG&E NGBA | Ignacio | 115 | Biomass |  |  | 0.65 | 0 | 0.65 | 0 | 0 | 0 | 0.65 | 0 | 0.65 | 5 | 1 | [12 empty] | 1 | 3 | 2 | 3 | 1 | 5- | 1 | 1
SCE NOL | Inyokern | 115 | Biomass |  |  | 1.5 | 0 | 1.5 | 0 | 0 | 0 | 1.5 | 0 | 1.5 | 3 | 1 | [12 empty] | 1 | 1 | 2 | 3 | 1 | 5- | 1 | 1
PG&E NGBA | Jessup | 115 | Biomass |  |  | 9 | 0 | 9 | 0 | 0 | 0 | 9 | 0 | 9 | 1 | 1 | [12 empty] | 1 | 1 | 2 | 1 | 1 | 5- | 1 | 1
PG&E FRESNO | Kerchoff 1 | 115 | Biomass |  |  | 2 | 0 | 2 | 0 | 0 | 0 | 2 | 0 | 2 | 5 | 1 | [12 empty] | 3 | 3 | 2 | 1 | 1 | 5- | 1 | 1
PG&E GBA | Kirker | 115 | Biomass |  |  | 1 | 0 | 1 | 0 | 0 | 0 | 1 | 0 | 1 | 1 | 1 | [12 empty] | 1 | 3 | 3 | 3 | 4 | 4- | 1 | 1
PG&E NGBA | Konocti | 60 | Biomass |  |  | 0.2 | 0 | 0.2 | 0.2 | 0 | 0.2 | 0 | 0 | 0 | 5 | 1 | [12 empty] | 1 | 1 | 3 | 1 | 1 | 1 | 1 | 1
PG&E NGBA | Lakeville | 230 | Biomass |  |  | 0 | 0 | 0 | 0 | 0 | 0 | 0 | 0 | 0 | 5 | 1 | [12 empty] | 1 | 3 | 2 | 1 | 1 | 1 | 5 | 1
PG&E KERN | Lamont | 115 | Biomass |  |  | 5 | 0 | 5 | 0 | 0 | 0 | 5 | 0 | 5 | 1 | 1 | [12 empty] | 3 | 3 | 2 | 3 | 4 | 1 | 1 | 1
PG&E FRESNO | Los Banos | 230 | Biomass |  |  | 2.988 | 0 | 2.988 | 1.988 | 0 | 1.988 | 1 | 0 | 1 | 1 | 1 | [12 empty] | 3 | 3 | 2 | 1 | 4 | 5- | 1 | 1
PG&E FRESNO | McCall | 115 | Biomass |  |  | 0 | 0 | 0 | 0 | 0 | 0 | 0 | 0 | 0 | 5 | 1 | [12 empty] | 3 | 3 | 2 | 1 | 4 | 4+ | 1 | 1
PG&E NGBA | Mendocino | 115 | Biomass |  |  | 0 | 0 | 0 | 0 | 0 | 0 | 0 | 0 | 0 | 5 | 1 | [12 empty] | 1 | 1 | 2 | 1 | 1 | 1 | 5 | 1
PG&E NGBA | Mendocino | 60 | Biomass |  |  | 3 | 0 | 3 | 0 | 0 | 0 | 3 | 0 | 3 | 5 | 1 | [12 empty] | 1 | 1 | 2 | 1 | 1 | 5- | 1 | 1
PG&E FRESNO | Mercy Springs | 70 | Biomass |  |  | 2 | 0 | 2 | 0 | 0 | 0 | 2 | 0 | 2 | 1 | 1 | [12 empty] | 3 | 3 | 2 | 1 | 4 | 1 | 1 | 1
PG&E GBA | Metcalf | 115 | Biomass |  |  | 0 | 0 | 0 | 0 | 0 | 0 | 0 | 0 | 0 | 1 | 1 | [12 empty] | 1 | 3 | 2 | 1 | 1 | 1 | 4 | 1
PG&E GBA | Newark | 115 | Biomass |  |  | 1 | 0 | 1 | 0 | 0 | 0 | 1 | 0 | 1 | 1 | 1 | [12 empty] | 1 | 3 | 2 | 3 | 3 | 5- | 1 | 1
PG&E KERN | Norco | 115 | Biomass |  |  | 2.2 | 0 | 2.2 | 0 | 0 | 0 | 2.2 | 0 | 2.2 | 1 | 1 | [12 empty] | 3 | 3 | 3 | 3 | 4 | 5- | 1 | 1
PG&E NGBA | Palermo | 115 | Biomass |  |  | 0 | 0 | 0 | 0 | 0 | 0 | 0 | 0 | 0 | 5 | 1 | [12 empty] | 1 | 3 | 2 | 1 | 3 | 1 | 4 | 1
PG&E NGBA | Parkway | 230 | Biomass |  |  | 3 | 0 | 3 | 0 | 0 | 0 | 3 | 0 | 3 | 5 | 1 | [12 empty] | 1 | 3 | 2 | 3 | 3 | 3- | 1 | 1
PG&E GBA | Peoria | 115 | Biomass |  |  | 1 | 0 | 1 | 0 | 0 | 0 | 1 | 0 | 1 | 5 | 1 | [12 empty] | 1 | 3 | 3 | 3 | 1 | 5- | 4 | 1
PG&E FRESNO | Pine Flat | 230 | Biomass |  |  | 0 | 0 | 0 | 0 | 0 | 0 | 0 | 0 | 0 | 5 | 1 | [12 empty] | 3 | 3 | 2 | 1 | 1 | 1 | 5 | 1
PG&E FRESNO | Reedley | 115 | Biomass |  |  | 12 | 0 | 12 | 0 | 0 | 0 | 12 | 0 | 12 | 5 | 1 | [12 empty] | 3 | 3 | 1 | 1 | 4 | 5- | 1 | 1
PG&E GBA | Richmond R | 115 | Biomass |  |  | 0.5 | 0 | 0.5 | 0 | 0 | 0 | 0.5 | 0 | 0.5 | 5 | 1 | [12 empty] | 1 | 3 | 1 | 3 | 3 | 5- | 1 | 1
PG&E KERN | Rio Bravo | 115 | Biomass |  |  | 5 | 0 | 5 | 0 | 0 | 0 | 5 | 0 | 5 | 1 | 1 | [12 empty] | 3 | 3 | 1 | 3 | 4 | 5- | 1 | 1
SCE NOL | Roadway | 115 | Biomass |  |  | 2.7 | 0 | 2.7 | 0 | 0 | 0 | 2.7 | 0 | 2.7 | 1 | 1 | [12 empty] | 1 | 3 | 1 | 3 | 4 | 3- | 1 | 1
PG&E NGBA | Round Mountain | 230 | Biomass |  |  | 0 | 0 | 0 | 0 | 0 | 0 | 0 | 0 | 0 | 1 | 1 | [12 empty] | 1 | 1 | 1 | 1 | 1 | 1 | 4 | 1
PG&E GBA | Salinas | 115 | Biomass |  |  | 2 | 0 | 2 | 0 | 0 | 0 | 2 | 0 | 2 | 1 | 1 | [12 empty] | 1 | 1 | 1 | 1 | 3 | 3- | 1 | 1
SCE Eastern | San Bernardino | 230 | Biomass |  |  | 5 | 0 | 5 | 0 | 0 | 0 | 5 | 0 | 5 | 1 | 1 | [12 empty] | 3 | 3 | 1 | 3 | 3 | 3- | 1 | 1
PG&E KERN | San Luis Obispo | 115 | Biomass |  |  | 0 | 0 | 0 | 0 | 0 | 0 | 0 | 0 | 0 | 1 | 1 | [12 empty] | 1 | 1 | 1 | 1 | 1 | 1 | 4 | 1
PG&E KERN | San Luis Obispo | 70 | Biomass |  |  | 10.9 | 0 | 10.9 | 0 | 0 | 0 | 10.9 | 0 | 10.9 | 1 | 1 | [12 empty] | 1 | 1 | 1 | 1 | 1 | 3- | 1 | 1
PG&E FRESNO | Sanger | 115 | Biomass |  |  | 2.8 | 0 | 2.8 | 0 | 0 | 0 | 2.8 | 0 | 2.8 | 5 | 1 | [12 empty] | 3 | 3 | 1 | 1 | 3 | 5- | 1 | 1
PG&E KERN | Templeton | 70 | Biomass |  |  | 3 | 0 | 3 | 0 | 0 | 0 | 3 | 0 | 3 | 1 | 1 | [12 empty] | 1 | 1 | 1 | 1 | 1 | 5- | 1 | 1
PG&E GBA | Tracy | 115 | Biomass |  |  | 3 | 0 | 3 | 3 | 0 | 3 | 0 | 0 | 0 | 5 | 1 | [12 empty] | 1 | 3 | 1 | 3 | 3 | 1 | 4 | 1
PG&E NGBA | Ukiah | 115 | Biomass |  |  | 0 | 0 | 0 | 0 | 0 | 0 | 0 | 0 | 0 | 5 | 1 | [12 empty] | 1 | 1 | 1 | 1 | 1 | 1 | 4 | 1
PG&E GBA | Valley Springs | 230 | Biomass |  |  | 3 | 0 | 3 | 0 | 0 | 0 | 3 | 0 | 3 | 5 | 1 | [12 empty] | 1 | 3 | 1 | 3 | 1 | 5- | 1 | 1
SCE Eastern | Vista (SCE) | 230 | Biomass |  |  | 2.6 | 0 | 2.6 | 2.6 | 0 | 2.6 | 0 | 0 | 0 | 1 | 1 | [12 empty] | 3 | 3 | 1 | 3 | 4 | 1 | 1 | 1
PG&E FRESNO | Wilson | 115 | Biomass |  |  | 1 | 0 | 1 | 0 | 0 | 0 | 1 | 0 | 1 | 5 | 1 | [12 empty] | 3 | 3 | 1 | 1 | 4 | 1 | 1 | 1
PG&E GBA | Altamont Midway (Sandhill) | 230 | Wind, Onshore |  |  | 5 | 0 | 5 | 0 | 0 | 0 | 5 | 0 | 5 | 1 | 1 | 1 | 1 |  |  |  | 2 | 2 | 2 | 2 | 3 | 1 | 1 | 2 | 1 | 1 | 1 | 3 | 1 | 1 | 1
SCE Northern | Antelope | 230 | Wind, Onshore |  |  | 200 | 0 | 200 | 0 | 0 | 0 | 200 | 0 | 200 | 1 | 1 | 1 | 2 |  |  |  | 5 | 1 | 1 | 1 | 1 | 1 | 1 | 2 | 1 | 1 | 1 | 3 | 5- | 1 | 1
PG&E GBA | Birds Landing | 230 | Wind, Onshore |  |  | 234.8 | 107 | 341.8 | 90.8 | 0 | 90.8 | 144 | 107 | 251 | 5 | 1 | 2 | 4 |  |  |  | 2 | 1 | 1 | 1 | 2 | 1 | 1 | 2 | 1 | 2 | 1 | 1 | 3- | 1 | 1
SDGE | Boulevard East | 138 | Wind, Onshore |  |  | 60 | 3.3 | 63.3 | 0 | 0 | 0 | 60 | 3.3 | 63.3 | 1 | 1 | 1 | 1 |  |  |  | 5 | 1 | 1 | 1 | 1 | 2 | 1 | 2 | 1 | 2 | 1 | 3 | 1 | 1 | 1
PG&E KERN | Caliente | 230 | Wind, Onshore |  |  | 0 | 0 | 0 | 0 | 0 | 0 | 0 | 0 | 0 | 1 | 1 | 1 | N/A |  |  |  | N/A | N/A | N/A | N/A | N/A | N/A | N/A | 2 | 1 | 2 | 2 | 2 | 1 | 4 | 1
PG&E GBA | Coburn | 230 | Wind, Onshore |  |  | 100 | 0 | 100 | 0 | 0 | 0 | 100 | 0 | 100 | 1 | 1 | 1 | 1 |  |  |  | 1 | 1 | 1 | 1 | 2 | 1 | 1 | 2 | 2 | 1 | 2 | 3 | 5- | 1 | 1
SCE NOL | Coolwater | 115 | Wind, Onshore |  |  | 100 | 112.18 | 212.18 | 0 | 0 | 0 | 100 | 112.18 | 212.18 | 3 | 1 | 2 | 2 |  |  |  | 1 | 1 | 1 | 1 | 2 | 1 | 1 | 2 | 1 | 2 | 1 | 1 | 1 | 5 | 1
SCE Eastern | Devers | 230 | Wind, Onshore |  |  | 287.5 | 37 | 324.5 | 57 | 0 | 57 | 230.5 | 37 | 267.5 | 1 | 1 | 2 | 3 |  |  |  | 5 | 2 | 1 | 2 | 2 | 2 | 2 | 2 | 1 | 2 | 1 | 3 | 5- | 1 | 1
SCE Eastern | Devers | 500 | Wind, Onshore |  |  | 0 | 0 | 0 | 0 | 0 | 0 | 0 | 0 | 0 | 1 | 1 | 1 | N/A |  |  |  | N/A | N/A | N/A | N/A | N/A | N/A | N/A | 2 | 1 | 2 | 1 | 3 | 1+ | 1 | 1
PG&E NGBA | Eagle Rock (PGE) | 60 | Wind, Onshore |  |  | 0 | 0 | 0 | 0 | 0 | 0 | 0 | 0 | 0 | 5 | 1 | 1 | N/A |  |  |  | N/A | N/A | N/A | N/A | N/A | N/A | N/A | 2 | 2 | 2 | 2 | 3 | 1+ | 1 | 1
PG&E NGBA | Eagle Rock (PGE) | 115 | Wind, Onshore |  |  | 98 | 33.2 | 131.2 | 0 | 0 | 0 | 98 | 33.2 | 131.2 | 5 | 1 | 2 | 4 |  |  |  | 5 | 2 | 1 | 3 | 5 | 1 | 4 | 2 | 2 | Missing | 2 | 3 | 5- | 1 | 1
SDGE | ECO | 138 | Wind, Onshore |  |  | 0 | 0 | 0 | 0 | 0 | 0 | 0 | 0 | 0 | 1 | 1 | 1 | N/A |  |  |  | N/A | N/A | N/A | N/A | N/A | N/A | N/A | 2 | 1 | 2 | 1 | 3 | 1 | 5 | 1
SDGE | ECO | 230 | Wind, Onshore |  |  | 300 | 52.5 | 352.5 | 0 | 0 | 0 | 300 | 52.5 | 352.5 | 1 | 1 | 2 | #N/A |  |  |  | #N/A | #N/A | #N/A | #N/A | #N/A | #N/A | #N/A | 2 | 1 | 1 | 1 | 3 | 1+ | 4 | 1
SDGE | ECO | 500 | Wind, Onshore |  |  | 400 | 600 | 1000 | 0 | 0 | 0 | 400 | 600 | 1000 | 1 | 1 | 2 | #N/A |  |  |  | #N/A | #N/A | #N/A | #N/A | #N/A | #N/A | #N/A | 2 | 1 | 2 | 1 | 3 | 2- | 3 | 1
SCE Eastern | El Casco | 230 | Wind, Onshore |  |  | 0 | 0 | 0 | 0 | 0 | 0 | 0 | 0 | 0 | 1 | 1 | 1 | N/A |  |  |  | N/A | N/A | N/A | N/A | N/A | N/A | N/A | 1 | 1 | 1 | 1 | 2 | 1+ | 1 | 1
PG&E NGBA | Glenn | 230 | Wind, Onshore |  |  | 166.5 | 36 | 202.5 | 0 | 0 | 0 | 166.5 | 36 | 202.5 | 1 | 1 | 1 | 1 |  |  |  | 1 | 2 | 1 | 1 | 2 | 1 | 1 | 2 | 2 | 1 | 1 | 3 | 5- | 4 | 1
PG&E FRESNO | Gregg | 230 | Wind, Onshore |  |  | 170 | 20 | 190 | 0 | 0 | 0 | 170 | 20 | 190 | 5 | 1 | 1 | 1 |  |  |  | 1 | 1 | 1 | 1 | 1 | 1 | 1 | 1 | 1 | 2 | 2 | 1 | 5- | 1 | 1
PG&E NGBA | Hilltop | 345 | Wind, Onshore |  |  | 150 | 0 | 150 | 0 | 0 | 0 | 150 | 0 | 150 | 1 | 1 | 3 | 2 |  |  |  | 2 | 2 | 1 | 1 | 2 | 3 | 1 | 2 | 2 | Missing | 1 | 3 | 5- | 1 | 1
PG&E GBA | Kelso | 230 | Wind, Onshore |  |  | 80.8 | 3.45 | 84.25 | 0 | 0 | 0 | 80.8 | 3.45 | 84.25 | 5 | 1 | 1 | 2 |  |  |  | 2 | 2 | 1 | 1 | 2 | 1 | 1 | 2 | 1 | 2 | 1 | 2 | 1 | 4 | 1
EOP | Lathrop | 138 | Wind, Onshore |  |  | 0 | 0 | 0 | 0 | 0 | 0 | 0 | 0 | 0 | 5 | 1 | 1 | N/A |  |  |  | N/A | N/A | N/A | N/A | N/A | N/A | N/A | 2 | 2 | 2 | 1 | 3 | 1 | 5 | 1
EOP | Lathrop | 230 | Wind, Onshore |  |  | 300 | 0 | 300 | 0 | 0 | 0 | 300 | 0 | 300 | 5 | 1 | 2 | 1 |  |  |  | N/A | N/A | N/A | N/A | N/A | N/A | N/A | 2 | 2 | Missing | 1 | 3 | 3- | 1 | 1
PG&E FRESNO | Los Banos | 230 | Wind, Onshore |  |  | 170.5 | 0 | 170.5 | 60.5 | 0 | 60.5 | 110 | 0 | 110 | 1 | 1 | 2 | 2 |  |  |  | 1 | 3 | 1 | 1 | 3 | 1 | 2 | 1 | 1 | 2 | 2 | 1 | 5- | 1 | 1
PG&E GBA | Metcalf | 500 | Wind, Onshore |  |  | 0 | 0 | 0 | 0 | 0 | 0 | 0 | 0 | 0 | 1 | 1 | 1 | N/A |  |  |  | N/A | N/A | N/A | N/A | N/A | N/A | N/A | 2 | 1 | 2 | 2 | 3 | 1+ | 1 | 1
EOP | Mohave | 500 | Wind, Onshore |  |  | 492 | 126.5 | 618.5 | 0 | 0 | 0 | 492 | 126.5 | 618.5 | 5 | 1 | 2 | 2 |  |  |  | N/A | N/A | N/A | N/A | N/A | N/A | N/A | 2 | 2 | Missing | 1 | 3 | 3- | 1 | 1
SCE NOL | New Sub - Lugo - Pisgah (Proposed) | 230 | Wind, Onshore |  |  | 150 | 0 | 150 | 0 | 0 | 0 | 150 | 0 | 150 | 1 | 1 | 2 | 2 |  |  |  | 1 | 1 | 1 | 1 | 1 | 1 | 1 | 2 | 1 | Missing | 1 | 3 | 2- | 1 | 1
PG&E NGBA | New Sub - Near existing Leavitt (PSREC) | 345 | Wind, Onshore | YES | Northern CA Wind Mapped to NVE area | 300 | 0 | 300 | 0 | 0 | 0 | 300 | 0 | 300 | 1 | 1 | 2 | 2 |  |  |  | 5 | 1 | 1 | 1 | 2 | 2 | 1 | 2 | 2 | 3 | 1 | 3 | 5- | 1 | 1
PG&E NGBA | New Sub - Near existing Madeline (NVE) | 345 | Wind, Onshore | YES | Northern CA Wind Mapped to NVE area | 700 | 0 | 700 | 0 | 0 | 0 | 700 | 0 | 700 | 1 | 1 | 2 | 4 |  |  |  | 5 | 1 | 1 | 1 | 1 | 3 | 1 | 2 | 2 | 2 | 1 | 3 | 5- | 1 | 1
PG&E NGBA | New Sub - Pit 1 - Cottonwood (Proposed) | 230 | Wind, Onshore |  |  | 200 | 6 | 206 | 0 | 0 | 0 | 200 | 6 | 206 | 5 | 3 | 2 | 2 |  |  |  | 5 | 2 | 1 | 1 | 2 | 3 | 1 | 2 | 2 | 1 | 2 | 3 | 1 | 1 | 1
SDGE | New Sub - Suncrest - Ocotillo (Proposed) | 500 | Wind, Onshore | YES | Northern CA Wind Mapped to NVE area | 300 | 100 | 400 | 0 | 0 | 0 | 300 | 100 | 400 | 1 | 1 | 2 | 4 |  |  |  | 5 | 1 | 2 | 2 | 2 | 2 | 2 | 2 | 1 | 2 | 1 | 3 | 2+ | 3 | 1
PG&E NGBA | Round Mountain | 230 | Wind, Onshore |  |  | 0 | 0 | 0 | 0 | 0 | 0 | 0 | 0 | 0 | 1 | 1 | 1 | 1 |  |  |  | 5 | 2 | 1 | 1 | 3 | 2 | 1 | 2 | 2 | 3 | 2 | 3 | 1 | 4 | 1
EOP | Sloan Canyon | 230 | Wind, Onshore |  |  | 66 | 244 | 310 | 0 | 0 | 0 | 66 | 244 | 310 | 5 | 1 | 2 | 2 |  |  |  | N/A | N/A | N/A | N/A | N/A | N/A | N/A | 2 | 2 | 3 | 1 | 3 | 1 | 4 | 1
PG&E GBA | Soledad | 60 | Wind, Onshore |  |  | 6 | 0 | 6 | 0 | 0 | 0 | 6 | 0 | 6 | 1 | 1 | 1 | 1 |  |  |  | 1 | 1 | 1 | 1 | 2 | 1 | 1 | 2 | 2 | 3 | 2 | 3 | 5- | 1 | 1
PG&E NGBA | Table Mountain | 230 | Wind, Onshore |  |  | 90.5 | 22.5 | 113 | 0 | 0 | 0 | 90.5 | 22.5 | 113 | 5 | 1 | 1 | 4 |  |  |  | 2 | 3 | 1 | 1 | 5 | 1 | 4 | 2 | 1 | 3 | 2 | 1 | 5- | 1 | 1
PG&E KERN | Templeton | 230 | Wind, Onshore |  |  | 113.07 | 0 | 113.07 | 0 | 0 | 0 | 113.07 | 0 | 113.07 | 1 | 1 | 1 | 1 |  |  |  | 5 | 1 | 1 | 1 | 1 | 1 | 1 | 2 | 2 | 3 | 2 | 3 | 5- | 1 | 1
PG&E GBA | Tesla | 230 | Wind, Onshore |  |  | 100 | 76.5 | 176.5 | 0 | 0 | 0 | 100 | 76.5 | 176.5 | 5 | 1 | 2 | 4 |  |  |  | 2 | 2 | 1 | 1 | 2 | 1 | 2 | 2 | 1 | 3 | 1 | 2 | 1 | 3 | 1
PG&E GBA | Tesla | 500 | Wind, Onshore |  |  | 300 | 0 | 300 | 0 | 0 | 0 | 300 | 0 | 300 | 1 | 1 | 2 | 4 |  |  |  | 2 | 2 | 1 | 1 | 2 | 1 | 2 | 2 | 1 | 3 | 1 | 2 | 3+ | 1 | 1
EOP | Trout Canyon | 500 | Wind, Onshore |  |  | 0 | 0 | 0 | 0 | 0 | 0 | 0 | 0 | 0 | 5 | 1 | 1 | N/A |  |  |  | N/A | N/A | N/A | N/A | N/A | N/A | N/A | 2 | 2 | 3 | 1 | 3 | 1+ | 1 | 1
SCE Northern | Whirlwind | 230 | Wind, Onshore |  |  | 300 | 0 | 300 | 0 | 0 | 0 | 300 | 0 | 300 | 1 | 1 | 1 | 2 |  |  |  | 2 | 1 | 1 | 1 | 2 | 1 | 2 | 2 | 1 | 3 | 1 | 3 | 5- | 1 | 1
PG&E FRESNO | Wilson | 230 | Wind, Onshore |  |  | 150 | 50 | 200 | 0 | 0 | 0 | 150 | 50 | 200 | 5 | 1 | 2 | 1 |  |  |  | 1 | 2 | 1 | 1 | 2 | 1 | 1 | 1 | 1 | 3 | 2 | 1 | 3- | 3 | 1
SCE Northern | Windhub | 230 | Wind, Onshore |  |  | 174 | 0 | 174 | 0 | 0 | 0 | 174 | 0 | 174 | 1 | 1 | 1 | 4 |  |  |  | 2 | 2 | 2 | 2 | 3 | 2 | 3 | 2 | 1 | 3 | 1 | 2 | 5- | 1 | 1
PG&E KERN | 7th Standard | 115 | Distributed_Solar |  |  | 0 | 0 | 0 | 0 | 0 | 0 | 0 | 0 | 0 | 1 | 1 | [12 empty] | 1 | 1 | Missing | 1 | 2 | 1 | 4 | 1
PG&E FRESNO | Alpaugh | 115 | Distributed_Solar |  |  | 0 | 3 | 3 | 0 | 3 | 3 | 0 | 0 | 0 | 1 | 1 | [12 empty] | 1 | 1 | 1 | 1 | 1 | 1 | 4 | 1
SCE Northern | Antelope | 230 | Distributed_Solar |  |  | 0 | 6 | 6 | 0 | 6 | 6 | 0 | 0 | 0 | 1 | 1 | [12 empty] | 2 | 1 | 1 | 1 | 3 | 1+ | 1 | 1
PG&E NGBA | Arcata | 60 | Distributed_Solar |  |  | 0 | 7 | 7 | 0 | 7 | 7 | 0 | 0 | 0 | 1 | 1 | [12 empty] | 2 | 2 | 2 | 2 | 3 | 4+ | 1 | 1
PG&E KERN | Arco | 230 | Distributed_Solar |  |  | 0 | 4.79 | 4.79 | 0 | 4.79 | 4.79 | 0 | 0 | 0 | 1 | 1 | [12 empty] | 1 | 1 | 2 | 1 | 1 | 1 | 3 | 1
PG&E KERN | Arco | 70 | Distributed_Solar |  |  | 0 | 0 | 0 | 0 | 0 | 0 | 0 | 0 | 0 | 1 | 1 | [12 empty] | 1 | 1 | 2 | 1 | 1 | 4+ | 1 | 1
PG&E FRESNO | Atwater | 115 | Distributed_Solar |  |  | 0 | 2 | 2 | 0 | 2 | 2 | 0 | 0 | 0 | 5 | 1 | [12 empty] | 1 | 1 | 1 | 2 | 1 | 1 | 1 | 1
PG&E NGBA | Bahia | 230 | Distributed_Solar |  |  | 0 | 0 | 0 | 0 | 0 | 0 | 0 | 0 | 0 | 5 | 1 | [12 empty] | 2 | 1 | 2 | 1 | 2 | 4+ | 1 | 1
SCE Metro | Barre | 230 | Distributed_Solar |  |  | 0 | 0 | 0 | 0 | 0 | 0 | 0 | 0 | 0 | 1 | 1 | [12 empty] | 1 | 1 | 2 | 1 | 1 | 1 | 4 | 1
PG&E NGBA | Bellevue | 115 | Distributed_Solar |  |  | 0 | 0 | 0 | 0 | 0 | 0 | 0 | 0 | 0 | 5 | 1 | [12 empty] | 2 | 1 | 2 | 2 | 2 | 1 | 5 | 1
PG&E FRESNO | Biola | 70 | Distributed_Solar |  |  | 0 | 0 | 0 | 0 | 0 | 0 | 0 | 0 | 0 | 5 | 1 | [12 empty] | 1 | 1 | 2 | 2 | 1 | 1+ | 1 | 1
PG&E NGBA | Bogue | 115 | Distributed_Solar |  |  | 0 | 0 | 0 | 0 | 0 | 0 | 0 | 0 | 0 | 5 | 1 | [12 empty] | 2 | 2 | 1 | 1 | 2 | 1+ | 1 | 1
PG&E FRESNO | Borden | 230 | Distributed_Solar |  |  | 0 | 0 | 0 | 0 | 0 | 0 | 0 | 0 | 0 | 5 | 1 | [12 empty] | 1 | 1 | 1 | 2 | 1 | 1 | 5 | 1
PG&E FRESNO | Borden | 70 | Distributed_Solar |  |  | 0 | 4.5 | 4.5 | 0 | 0 | 0 | 0 | 4.5 | 4.5 | 5 | 1 | [12 empty] | 1 | 1 | 2 | 2 | 1 | 1 | 1 | 1
SDGE | Boulevard East | 69 | Distributed_Solar |  |  | 0 | 0 | 0 | 0 | 0 | 0 | 0 | 0 | 0 | 1 | 1 | [12 empty] | 2 | 1 | 2 | 1 | 3 | 1+ | 1 | 1
PG&E GBA | Brentwood | 230 | Distributed_Solar |  |  | 0 | 0 | 0 | 0 | 0 | 0 | 0 | 0 | 0 | 5 | 1 | [12 empty] | 2 | 1 | 1 | 1 | 3 | 1 | 4 | 1
PG&E NGBA | Brunswick | 115 | Distributed_Solar |  |  | 0 | 1.9 | 1.9 | 0 | 0 | 0 | 0 | 1.9 | 1.9 | 5 | 1 | [12 empty] | 2 | 1 | 2 | 1 | 3 | 1+ | 1 | 1
PG&E KERN | Buena Vista | 230 | Distributed_Solar |  |  | 0 | 0 | 0 | 0 | 0 | 0 | 0 | 0 | 0 | 1 | 1 | [12 empty] | 2 | 2 | 2 | 2 | 1 | 1+ | 1 | 1
PG&E FRESNO | Bullard | 115 | Distributed_Solar |  |  | 0 | 0 | 0 | 0 | 0 | 0 | 0 | 0 | 0 | 5 | 1 | [12 empty] | 1 | 1 | 3 | 2 | 2 | 4+ | 1 | 1
PG&E NGBA | Calpella | 115 | Distributed_Solar |  |  | 0 | 5 | 5 | 0 | 0 | 0 | 0 | 5 | 5 | 5 | 1 | [12 empty] | 2 | 2 | Missing | 2 | 3 | 1 | 1 | 1
SDGE | Cameron | 69 | Distributed_Solar |  |  | 0 | 0.84 | 0.84 | 0 | 0.84 | 0.84 | 0 | 0 | 0 | 1 | 1 | [12 empty] | 1 | 1 | 2 | 1 | 1 | 1 | 1 | 1
PG&E FRESNO | Cantua | 115 | Distributed_Solar |  |  | 0 | 0 | 0 | 0 | 0 | 0 | 0 | 0 | 0 | 1 | 1 | [12 empty] | 1 | 1 | 2 | 2 | 1 | 4+ | 1 | 1
PG&E GBA | Castro Valley | 230 | Distributed_Solar |  |  | 0 | 0 | 0 | 0 | 0 | 0 | 0 | 0 | 0 | 5 | 1 | [12 empty] | 2 | 1 | Missing | 1 | 2 | 4+ | 1 | 1
PG&E KERN | Charca | 115 | Distributed_Solar |  |  | 0 | 4.62 | 4.62 | 0 | 4.62 | 4.62 | 0 | 0 | 0 | 1 | 1 | [12 empty] | 1 | 1 | 2 | 1 | 1 | 1+ | 1 | 1
PG&E FRESNO | Chowchilla | 115 | Distributed_Solar |  |  | 0 | 7.56 | 7.56 | 0 | 7.56 | 7.56 | 0 | 0 | 0 | 5 | 1 | [12 empty] | 1 | 1 | 3 | 2 | 2 | 1+ | 1 | 1
PG&E GBA | Clay | 60 | Distributed_Solar |  |  | 0 | 0 | 0 | 0 | 0 | 0 | 0 | 0 | 0 | 5 | 1 | [12 empty] | 2 | 1 | 1 | 1 | 3 | 1+ | 1 | 1
PG&E NGBA | Cloverdale | 115 | Distributed_Solar |  |  | 0 | 0 | 0 | 0 | 0 | 0 | 0 | 0 | 0 | 5 | 1 | [12 empty] | 2 | 2 | 1 | 2 | 3 | 4+ | 1 | 1
PG&E NGBA | Colgate | 230 | Distributed_Solar |  |  | 0 | 3 | 3 | 0 | 3 | 3 | 0 | 0 | 0 | 5 | 1 | [12 empty] | 2 | 1 | 2 | 1 | 3 | 1 | 1 | 1
PG&E KERN | Columbus | 115 | Distributed_Solar |  |  | 0 | 0 | 0 | 0 | 0 | 0 | 0 | 0 | 0 | 1 | 1 | [12 empty] | 1 | 1 | 1 | 1 | 2 | 4+ | 1 | 1
PG&E GBA | Contra Costa | 230 | Distributed_Solar |  |  | 0 | 0 | 0 | 0 | 0 | 0 | 0 | 0 | 0 | 5 | 1 | [12 empty] | 2 | 1 | 1 | 1 | 2 | 1 | 4 | 1
SCE NOL | Coolwater | 115 | Distributed_Solar |  |  | 0 | 0 | 0 | 0 | 0 | 0 | 0 | 0 | 0 | 3 | 1 | [12 empty] | 2 | 1 | 2 | 1 | 1 | 1+ | 1 | 1
PG&E KERN | Copus | 70 | Distributed_Solar |  |  | 0 | 0 | 0 | 0 | 0 | 0 | 0 | 0 | 0 | 1 | 1 | [12 empty] | 1 | 1 | 1 | 1 | 1 | 1+ | 1 | 1
PG&E FRESNO | Corcoran | 70 | Distributed_Solar |  |  | 0 | 4.5 | 4.5 | 0 | 0 | 0 | 0 | 4.5 | 4.5 | 5 | 1 | [12 empty] | 1 | 1 | 2 | 2 | 1 | 4+ | 1 | 1
PG&E FRESNO | Corcoran | 115 | Distributed_Solar |  |  | 0 | 0 | 0 | 0 | 0 | 0 | 0 | 0 | 0 | 5 | 1 | [12 empty] | 1 | 1 | 2 | 2 | 1 | 1 | 5 | 1
PG&E NGBA | Cortina | 115 | Distributed_Solar |  |  | 0 | 0 | 0 | 0 | 0 | 0 | 0 | 0 | 0 | 5 | 1 | [12 empty] | 2 | 2 | 1 | 1 | 3 | 4+ | 1 | 1
PG&E GBA | Cottle | 230 | Distributed_Solar |  |  | 0 | 0 | 0 | 0 | 0 | 0 | 0 | 0 | 0 | 5 | 1 | [12 empty] | 1 | 1 | 1 | 2 | 1 | 4+ | 1 | 1
PG&E NGBA | Cottonwood | 60 | Distributed_Solar |  |  | 0 | 0 | 0 | 0 | 0 | 0 | 0 | 0 | 0 | 1 | 1 | [12 empty] | 2 | 2 | 2 | 2 | 3 | 1+ | 1 | 1
PG&E FRESNO | Cressey | 115 | Distributed_Solar |  |  | 0 | 0 | 0 | 0 | 0 | 0 | 0 | 0 | 0 | 5 | 1 | [12 empty] | 1 | 1 | 2 | 2 | 1 | 1+ | 1 | 1
PG&E GBA | Crows Landing | 60 | Distributed_Solar |  |  | 0 | 0 | 0 | 0 | 0 | 0 | 0 | 0 | 0 | 5 | 1 | [12 empty] | 1 | 1 | 1 | 2 | 1 | 1+ | 1 | 1
PG&E FRESNO | Dairyland | 115 | Distributed_Solar |  |  | 0 | 5 | 5 | 0 | 0 | 0 | 0 | 5 | 5 | 5 | 1 | [12 empty] | 1 | 1 | 3 | 2 | 1 | 1 | 1 | 1
SCE Eastern | Devers | 230 | Distributed_Solar |  |  | 0 | 0 | 0 | 0 | 0 | 0 | 0 | 0 | 0 | 1 | 1 | [12 empty] | 2 | 1 | 2 | 1 | 3 | 4+ | 1 | 1
PG&E GBA | Dixon Landing | 115 | Distributed_Solar |  |  | 0 | 2.3 | 2.3 | 0 | 0 | 0 | 0 | 2.3 | 2.3 | 1 | 1 | [12 empty] | 2 | 1 | 2 | 1 | 2 | 1 | 1 | 1
PG&E FRESNO | Dos Amigos | 230 | Distributed_Solar |  |  | 0 | 3 | 3 | 0 | 3 | 3 | 0 | 0 | 0 | 1 | 1 | [12 empty] | 1 | 1 | 2 | 2 | 1 | 1 | 1 | 1
PG&E GBA | Dumbarton | 115 | Distributed_Solar |  |  | 0 | 5 | 5 | 0 | 0 | 0 | 0 | 5 | 5 | 1 | 1 | [12 empty] | 2 | 1 | 1 | 1 | 2 | 3+ | 1 | 1
PG&E NGBA | East Nicolaus | 60 | Distributed_Solar |  |  | 0 | 0 | 0 | 0 | 0 | 0 | 0 | 0 | 0 | 5 | 1 | [12 empty] | 2 | 1 | 1 | 1 | 3 | 1+ | 1 | 1
PG&E GBA | Edes | 115 | Distributed_Solar |  |  | 0 | 1.7 | 1.7 | 0 | 0 | 0 | 0 | 1.7 | 1.7 | 1 | 1 | [12 empty] | 2 | 1 | 2 | 1 | 1 | 1 | 1 | 1
PG&E FRESNO | El Nido (PGE) | 115 | Distributed_Solar |  |  | 0 | 3 | 3 | 0 | 3 | 3 | 0 | 0 | 0 | 5 | 1 | [12 empty] | 1 | 1 | 3 | 2 | 1 | 1 | 1 | 1
PG&E GBA | El Patio | 115 | Distributed_Solar |  |  | 0 | 0 | 0 | 0 | 0 | 0 | 0 | 0 | 0 | 1 | 1 | [12 empty] | 2 | 1 | 2 | 2 | 2 | 4+ | 1 | 1
PG&E KERN | Elk Hills | 230 | Distributed_Solar |  |  | 0 | 5.25 | 5.25 | 0 | 0 | 0 | 0 | 5.25 | 5.25 | 1 | 1 | [12 empty] | 1 | 1 | 2 | 1 | 1 | 1 | 1 | 1
PG&E KERN | Fairway | 115 | Distributed_Solar |  |  | 0 | 0 | 0 | 0 | 0 | 0 | 0 | 0 | 0 | 1 | 1 | [12 empty] | 2 | 2 | 3 | 1 | 2 | 4+ | 1 | 1
PG&E KERN | Famoso | 115 | Distributed_Solar |  |  | 0 | 4 | 4 | 0 | 0 | 0 | 0 | 4 | 4 | 1 | 1 | [12 empty] | 1 | 1 | 2 | 1 | 1 | 1+ | 3 | 1
PG&E GBA | FMC | 115 | Distributed_Solar |  |  | 0 | 0 | 0 | 0 | 0 | 0 | 0 | 0 | 0 | 1 | 1 | [12 empty] | 2 | 1 | 1 | 2 | 2 | 4+ | 1 | 1
PG&E GBA | French Camp | 60 | Distributed_Solar |  |  | 0 | 0 | 0 | 0 | 0 | 0 | 0 | 0 | 0 | 5 | 1 | [12 empty] | 1 | 1 | 2 | 2 | 1 | 4+ | 1 | 1
PG&E KERN | Ganso | 115 | Distributed_Solar |  |  | 0 | 1.5 | 1.5 | 0 | 0 | 0 | 0 | 1.5 | 1.5 | 1 | 1 | [12 empty] | 1 | 1 | 2 | 1 | 1 | 1+ | 1 | 1
PG&E FRESNO | Gates | 230 | Distributed_Solar |  |  | 0 | 3 | 3 | 0 | 3 | 3 | 0 | 0 | 0 | 1 | 1 | [12 empty] | 1 | 1 | 1 | 2 | 1 | 1 | 5 | 1
PG&E KERN | Goose Lake | 115 | Distributed_Solar |  |  | 0 | 0 | 0 | 0 | 0 | 0 | 0 | 0 | 0 | 1 | 1 | [12 empty] | 1 | 1 | 2 | 1 | 1 | 4+ | 1 | 1
PG&E NGBA | Grand Island | 115 | Distributed_Solar |  |  | 0 | 2.73 | 2.73 | 0 | 2.73 | 2.73 | 0 | 0 | 0 | 5 | 1 | [12 empty] | 2 | 1 | 1 | 2 | 2 | 1 | 1 | 1
PG&E GBA | Grant | 115 | Distributed_Solar |  |  | 0 | 0 | 0 | 0 | 0 | 0 | 0 | 0 | 0 | 1 | 1 | [12 empty] | 2 | 1 | 2 | 1 | 2 | 4+ | 1 | 1
PG&E FRESNO | Grimmway-Malaga | 115 | Distributed_Solar |  |  | 0 | 0 | 0 | 0 | 0 | 0 | 0 | 0 | 0 | 5 | 1 | [12 empty] | 1 | 1 | 2 | 1 | 1 | 1 | 5 | 1
PG&E FRESNO | Guernsey | 70 | Distributed_Solar |  |  | 0 | 7.5 | 7.5 | 0 | 0 | 0 | 0 | 7.5 | 7.5 | 5 | 1 | [12 empty] | 1 | 1 | Missing | 2 | 1 | 1 | 1 | 1
PG&E FRESNO | Helm | 70 | Distributed_Solar |  |  | 0 | 0 | 0 | 0 | 0 | 0 | 0 | 0 | 0 | 1 | 1 | [12 empty] | 1 | 1 | Missing | 2 | 1 | 4+ | 1 | 1
PG&E FRESNO | Henrietta | 230 | Distributed_Solar |  |  | 0 | 0 | 0 | 0 | 0 | 0 | 0 | 0 | 0 | 1 | 1 | [12 empty] | 1 | 1 | 2 | 2 | 1 | 1 | 4 | 1
PG&E FRESNO | Henrietta | 70 | Distributed_Solar |  |  | 0 | 3 | 3 | 0 | 3 | 3 | 0 | 0 | 0 | 5 | 1 | [12 empty] | 1 | 1 | 2 | 2 | 1 | 1 | 1 | 1
SCE Metro | Hinson | 230 | Distributed_Solar |  |  | 0 | 3.08 | 3.08 | 0 | 3.08 | 3.08 | 0 | 0 | 0 | 1 | 1 | [12 empty] | 1 | 1 | 1 | 1 | 1 | 1 | 1 | 1
PG&E NGBA | Hopland | 60 | Distributed_Solar |  |  | 0 | 0 | 0 | 0 | 0 | 0 | 0 | 0 | 0 | 5 | 1 | [12 empty] | 2 | 2 | 2 | 2 | 3 | 4+ | 1 | 1
PG&E NGBA | Humboldt | 115 | Distributed_Solar |  |  | 0 | 0 | 0 | 0 | 0 | 0 | 0 | 0 | 0 | 1 | 1 | [12 empty] | 2 | 2 | 2 | 2 | 3 | 1 | 4 | 1
PG&E NGBA | Humboldt | 60 | Distributed_Solar |  |  | 0 | 1.999 | 1.999 | 0 | 1.999 | 1.999 | 0 | 0 | 0 | 1 | 1 | [12 empty] | 2 | 2 | 1 | 2 | 3 | 1 | 1 | 1
SCE NOL | Inyokern | 115 | Distributed_Solar |  |  | 0 | 0 | 0 | 0 | 0 | 0 | 0 | 0 | 0 | 3 | 1 | [12 empty] | 2 | 2 | 2 | 1 | 3 | 4+ | 1 | 1
PG&E NGBA | Jessup | 115 | Distributed_Solar |  |  | 0 | 0 | 0 | 0 | 0 | 0 | 0 | 0 | 0 | 1 | 1 | [12 empty] | 2 | 2 | 2 | 2 | 3 | 1+ | 1 | 1
PG&E FRESNO | Kearney | 230 | Distributed_Solar |  |  | 0 | 10 | 10 | 0 | 10 | 10 | 0 | 0 | 0 | 5 | 1 | [12 empty] | 1 | 1 | 2 | 2 | 1 | 1 | 1 | 1
PG&E KERN | Kern Oil | 115 | Distributed_Solar |  |  | 0 | 1 | 1 | 0 | 0 | 0 | 0 | 1 | 1 | 1 | 1 | [12 empty] | 1 | 1 | 2 | 1 | 1 | 1 | 1 | 1
PG&E GBA | Kirker | 115 | Distributed_Solar |  |  | 0 | 0 | 0 | 0 | 0 | 0 | 0 | 0 | 0 | 1 | 1 | [12 empty] | 2 | 1 | 1 | 1 | 1 | 4+ | 4 | 1
SCE NOL | Kramer | 115 | Distributed_Solar |  |  | 0 | 4 | 4 | 0 | 0 | 0 | 0 | 4 | 4 | 3 | 1 | [12 empty] | 2 | 1 | 1 | 1 | 3 | 1+ | 5 | 1
SCE Metro | La Fresa | 230 | Distributed_Solar |  |  | 0 | 0.64 | 0.64 | 0 | 0.64 | 0.64 | 0 | 0 | 0 | 1 | 1 | [12 empty] | 1 | 1 | 1 | 1 | 2 | 1 | 1 | 1
SCE Metro | Laguna Bell | 230 | Distributed_Solar |  |  | 0 | 3.27 | 3.27 | 0 | 3.27 | 3.27 | 0 | 0 | 0 | 1 | 1 | [12 empty] | 1 | 1 | 2 | 1 | 1 | 1 | 1 | 1
PG&E KERN | Lakeview | 70 | Distributed_Solar |  |  | 0 | 0 | 0 | 0 | 0 | 0 | 0 | 0 | 0 | 1 | 1 | [12 empty] | 1 | 1 | 2 | 1 | 1 | 4+ | 1 | 1
PG&E NGBA | Lakeville | 60 | Distributed_Solar |  |  | 0 | 4 | 4 | 0 | 0 | 0 | 0 | 4 | 4 | 5 | 1 | [12 empty] | 2 | 1 | 3 | 2 | 3 | 1 | 1 | 1
PG&E GBA | Lammers | 115 | Distributed_Solar |  |  | 0 | 0 | 0 | 0 | 0 | 0 | 0 | 0 | 0 | 5 | 1 | [12 empty] | 1 | 1 | 2 | 2 | 2 | 4+ | 4 | 1
PG&E KERN | Lamont | 115 | Distributed_Solar |  |  | 0 | 4 | 4 | 0 | 0 | 0 | 0 | 4 | 4 | 1 | 1 | [12 empty] | 1 | 1 | 2 | 1 | 1 | 3+ | 1 | 1
PG&E KERN | Lerdo | 115 | Distributed_Solar |  |  | 0 | 0 | 0 | 0 | 0 | 0 | 0 | 0 | 0 | 1 | 1 | [12 empty] | 1 | 1 | Missing | 1 | 1 | 4+ | 1 | 1
SCE Metro | Lighthipe | 230 | Distributed_Solar |  |  | 0 | 3.24 | 3.24 | 0 | 3.24 | 3.24 | 0 | 0 | 0 | 1 | 1 | [12 empty] | 1 | 1 | 2 | 1 | 1 | 1 | 1 | 1
PG&E GBA | Llagas | 115 | Distributed_Solar |  |  | 0 | 0 | 0 | 0 | 0 | 0 | 0 | 0 | 0 | 1 | 1 | [12 empty] | 2 | 1 | 2 | 2 | 1 | 4+ | 1 | 1
PG&E GBA | Lockeford | 60 | Distributed_Solar |  |  | 0 | 0 | 0 | 0 | 0 | 0 | 0 | 0 | 0 | 5 | 1 | [12 empty] | 1 | 1 | 2 | 2 | 2 | 4+ | 1 | 1
PG&E NGBA | Logan Creek | 230 | Distributed_Solar |  |  | 0 | 0 | 0 | 0 | 0 | 0 | 0 | 0 | 0 | 5 | 1 | [12 empty] | 2 | 2 | 1 | 1 | 2 | 1+ | 1 | 1
PG&E GBA | Lone Tree | 230 | Distributed_Solar |  |  | 0 | 1.8 | 1.8 | 0 | 0 | 0 | 0 | 1.8 | 1.8 | 5 | 1 | [12 empty] | 2 | 1 | 2 | 1 | 2 | 1 | 1 | 1
PG&E FRESNO | Los Banos | 230 | Distributed_Solar |  |  | 0 | 5.9 | 5.9 | 0 | 5.9 | 5.9 | 0 | 0 | 0 | 1 | 1 | [12 empty] | 1 | 1 | 2 | 2 | 1 | 1 | 1 | 1
PG&E GBA | Los Positas | 60 | Distributed_Solar |  |  | 0 | 0 | 0 | 0 | 0 | 0 | 0 | 0 | 0 | 5 | 1 | [12 empty] | 2 | 1 | 2 | 1 | 3 | 4+ | 1 | 1
SDGE | Loveland | 69 | Distributed_Solar |  |  | 0 | 4 | 4 | 0 | 0 | 0 | 0 | 4 | 4 | 1 | 1 | [12 empty] | 2 | 1 | 2 | 1 | 3 | 3- | 1 | 1
PG&E FRESNO | Madera | 70 | Distributed_Solar |  |  | 0 | 0 | 0 | 0 | 0 | 0 | 0 | 0 | 0 | 5 | 1 | [12 empty] | 1 | 1 | 1 | 2 | 1 | 4+ | 1 | 1
PG&E KERN | Magunden | 115 | Distributed_Solar |  |  | 0 | 0 | 0 | 0 | 0 | 0 | 0 | 0 | 0 | 1 | 1 | [12 empty] | 1 | 1 | 1 | 1 | 1 | 4+ | 1 | 1
PG&E GBA | Manteca | 115 | Distributed_Solar |  |  | 0 | 1.5 | 1.5 | 0 | 0 | 0 | 0 | 1.5 | 1.5 | 5 | 1 | [12 empty] | 1 | 1 | Missing | 2 | 2 | 1+ | 1 | 1
PG&E GBA | Martin | 115 | Distributed_Solar |  |  | 0 | 0 | 0 | 0 | 0 | 0 | 0 | 0 | 0 | 1 | 1 | [12 empty] | 2 | 1 | 1 | 1 | 2 | 1 | 5 | 1
PG&E GBA | Martinez | 115 | Distributed_Solar |  |  | 0 | 0 | 0 | 0 | 0 | 0 | 0 | 0 | 0 | 5 | 1 | [12 empty] | 2 | 1 | Missing | 1 | 1 | 4+ | 1 | 1
PG&E FRESNO | McCall | 115 | Distributed_Solar |  |  | 0 | 1.5 | 1.5 | 0 | 0 | 0 | 0 | 1.5 | 1.5 | 5 | 1 | [12 empty] | 1 | 1 | 2 | 2 | 1 | 1 | 1 | 1
PG&E FRESNO | McCall | 230 | Distributed_Solar |  |  | 0 | 0 | 0 | 0 | 0 | 0 | 0 | 0 | 0 | 5 | 1 | [12 empty] | 1 | 1 | 2 | 2 | 1 | 1 | 5 | 1
PG&E FRESNO | Merced | 115 | Distributed_Solar |  |  | 0 | 4 | 4 | 0 | 0 | 0 | 0 | 4 | 4 | 5 | 1 | [12 empty] | 1 | 1 | 2 | 2 | 1 | 1 | 1 | 1
PG&E NGBA | Meridian | 60 | Distributed_Solar |  |  | 0 | 0 | 0 | 0 | 0 | 0 | 0 | 0 | 0 | 5 | 1 | [12 empty] | 2 | 2 | 2 | 1 | 3 | 1+ | 1 | 1
PG&E KERN | Mesa (PGE) | 230 | Distributed_Solar |  |  | 0 | 0 | 0 | 0 | 0 | 0 | 0 | 0 | 0 | 1 | 1 | [12 empty] | 2 | 2 | 2 | 2 | 2 | 1 | 4 | 1
SCE Metro | Mesa (SCE) | 230 | Distributed_Solar |  |  | 0 | 2.62 | 2.62 | 0 | 2.62 | 2.62 | 0 | 0 | 0 | 1 | 1 | [12 empty] | 1 | 1 | 2 | 1 | 2 | 1 | 1 | 1
PG&E KERN | Midway | 115 | Distributed_Solar |  |  | 0 | 0 | 0 | 0 | 0 | 0 | 0 | 0 | 0 | 1 | 1 | [12 empty] | 1 | 1 | 2 | 1 | 1 | 1+ | 1 | 1
PG&E GBA | Millbrae | 115 | Distributed_Solar |  |  | 0 | 3.5 | 3.5 | 0 | 0 | 0 | 0 | 3.5 | 3.5 | 1 | 1 | [12 empty] | 2 | 1 | 2 | 1 | 2 | 1 | 1 | 1
SDGE | Monserate | 69 | Distributed_Solar |  |  | 0 | 0 | 0 | 0 | 0 | 0 | 0 | 0 | 0 | 1 | 1 | [12 empty] | 2 | 1 | 2 | 1 | 3 | 1+ | 1 | 1
PG&E GBA | Mt Eden | 115 | Distributed_Solar |  |  | 0 | 0 | 0 | 0 | 0 | 0 | 0 | 0 | 0 | 1 | 1 | [12 empty] | 2 | 1 | 2 | 1 | 2 | 4+ | 1 | 1
PG&E GBA | Newark | 60 | Distributed_Solar |  |  | 0 | 2.5 | 2.5 | 0 | 0 | 0 | 0 | 2.5 | 2.5 | 5 | 1 | [12 empty] | 2 | 1 | 2 | 1 | 2 | 3+ | 1 | 1
PG&E NGBA | Notre Dame | 115 | Distributed_Solar |  |  | 0 | 0 | 0 | 0 | 0 | 0 | 0 | 0 | 0 | 1 | 1 | [12 empty] | 2 | 1 | 1 | 2 | 2 | 1+ | 1 | 1
PG&E GBA | Oakland J | 115 | Distributed_Solar |  |  | 0 | 0 | 0 | 0 | 0 | 0 | 0 | 0 | 0 | 1 | 1 | [12 empty] | 2 | 1 | 2 | 1 | 1 | 4+ | 1 | 1
PG&E GBA | Oakland L | 115 | Distributed_Solar |  |  | 0 | 0 | 0 | 0 | 0 | 0 | 0 | 0 | 0 | 1 | 1 | [12 empty] | 2 | 1 | 1 | 1 | 1 | 4+ | 1 | 1
PG&E KERN | Old River | 70 | Distributed_Solar |  |  | 0 | 2.4 | 2.4 | 0 | 2.4 | 2.4 | 0 | 0 | 0 | 1 | 1 | [12 empty] | 1 | 1 | 1 | 1 | 2 | 1 | 1 | 1
PG&E FRESNO | Oro Loma | 70 | Distributed_Solar |  |  | 0 | 5 | 5 | 0 | 5 | 5 | 0 | 0 | 0 | 1 | 1 | [12 empty] | 1 | 1 | 1 | 2 | 1 | 4+ | 1 | 1
PG&E FRESNO | Panoche | 115 | Distributed_Solar |  |  | 0 | 6.15 | 6.15 | 0 | 4.4 | 4.4 | 0 | 1.75 | 1.75 | 5 | 1 | [12 empty] | 1 | 1 | 1 | 2 | 1 | 1 | 1 | 1
PG&E GBA | Paul Sweet | 115 | Distributed_Solar |  |  | 0 | 0 | 0 | 0 | 0 | 0 | 0 | 0 | 0 | 1 | 1 | [12 empty] | 2 | 2 | 2 | 2 | 3 | 4+ | 1 | 1
PG&E NGBA | Peabody | 230 | Distributed_Solar |  |  | 0 | 8 | 8 | 0 | 0 | 0 | 0 | 8 | 8 | 5 | 1 | [12 empty] | 2 | 1 | 2 | 1 | 2 | 3+ | 1 | 1
PG&E NGBA | Pease | 60 | Distributed_Solar |  |  | 0 | 3 | 3 | 0 | 0 | 0 | 0 | 3 | 3 | 5 | 1 | [12 empty] | 2 | 2 | 2 | 1 | 2 | 1 | 1 | 1
PG&E NGBA | Pleasant Grove | 115 | Distributed_Solar |  |  | 0 | 0 | 0 | 0 | 0 | 0 | 0 | 0 | 0 | 5 | 1 | [12 empty] | 2 | 1 | 3 | 2 | 3 | 4+ | 4 | 1
PG&E KERN | Poso Mountain | 115 | Distributed_Solar |  |  | 0 | 0 | 0 | 0 | 0 | 0 | 0 | 0 | 0 | 1 | 1 | [12 empty] | 1 | 1 | 3 | 1 | 2 | 4+ | 4 | 1
PG&E NGBA | Putah Creek | 115 | Distributed_Solar |  |  | 0 | 4.3 | 4.3 | 0 | 0 | 0 | 0 | 4.3 | 4.3 | 5 | 1 | [12 empty] | 2 | 1 | 3 | 2 | 3 | 1+ | 4 | 1
PG&E GBA | Race Track | 115 | Distributed_Solar |  |  | 0 | 0 | 0 | 0 | 0 | 0 | 0 | 0 | 0 | 5 | 1 | [12 empty] | 2 | 1 | 3 | 1 | 3 | 1+ | 1 | 1
SCE NOL | Ransburg | 115 | Distributed_Solar |  |  | 0 | 3.3 | 3.3 | 0 | 0 | 0 | 0 | 3.3 | 3.3 | 3 | 1 | [12 empty] | 2 | 1 | 3 | 1 | 1 | 3+ | 1 | 1
SCE Northern | Rector | 230 | Distributed_Solar |  |  | 0 | 15 | 15 | 0 | 15 | 15 | 0 | 0 | 0 | 1 | 1 | [12 empty] | 1 | 1 | 3 | 1 | 2 | 1+ | 1 | 1
SCE Eastern | Red Bluff | 230 | Distributed_Solar |  |  | 0 | 0 | 0 | 0 | 0 | 0 | 0 | 0 | 0 | 1 | 1 | [12 empty] | 2 | 2 | 3 | 1 | 3 | 1+ | 1 | 1
PG&E GBA | Richmond R | 115 | Distributed_Solar |  |  | 0 | 8 | 8 | 0 | 0 | 0 | 0 | 8 | 8 | 5 | 1 | [12 empty] | 2 | 1 | 3 | 1 | 2 | 1 | 1 | 1
PG&E KERN | Rio Bravo | 115 | Distributed_Solar |  |  | 0 | 0 | 0 | 0 | 0 | 0 | 0 | 0 | 0 | 1 | 1 | [12 empty] | 1 | 1 | 3 | 1 | 1 | 4+ | 1 | 1
PG&E GBA | Ripon | 115 | Distributed_Solar |  |  | 0 | 2.6 | 2.6 | 0 | 2.6 | 2.6 | 0 | 0 | 0 | 5 | 1 | [12 empty] | 1 | 1 | 3 | 2 | 2 | 1+ | 1 | 1
PG&E GBA | Riverbank | 115 | Distributed_Solar |  |  | 0 | 0 | 0 | 0 | 0 | 0 | 0 | 0 | 0 | 5 | 1 | [12 empty] | 1 | 1 | 3 | 2 | 2 | 1+ | 1 | 1
SCE NOL | Roadway | 115 | Distributed_Solar |  |  | 0 | 2 | 2 | 0 | 2 | 2 | 0 | 0 | 0 | 1 | 1 | [12 empty] | 2 | 1 | 3 | 1 | 1 | 1 | 1 | 1
PG&E GBA | Rossmoor | 230 | Distributed_Solar |  |  | 0 | 0 | 0 | 0 | 0 | 0 | 0 | 0 | 0 | 5 | 1 | [12 empty] | 2 | 1 | 3 | 1 | 3 | 1+ | 1 | 1
PG&E GBA | Salinas | 115 | Distributed_Solar |  |  | 0 | 3 | 3 | 0 | 0 | 0 | 0 | 3 | 3 | 1 | 1 | [12 empty] | 2 | 2 | 3 | 2 | 2 | 1 | 1 | 1
SCE Eastern | San Bernardino | 230 | Distributed_Solar |  |  | 0 | 0 | 0 | 0 | 0 | 0 | 0 | 0 | 0 | 1 | 1 | [12 empty] | 1 | 1 | 3 | 1 | 2 | 1+ | 1 | 1
PG&E GBA | SAN FRAN A (POTRERO PP) | 115 | Distributed_Solar |  |  | 0 | 0 | 0 | 0 | 0 | 0 | 0 | 0 | 0 | 1 | 1 | [12 empty] | 2 | 1 | 3 | 1 | 2 | 4+ | 1 | 1
PG&E GBA | San Leandro U | 115 | Distributed_Solar |  |  | 0 | 0 | 0 | 0 | 0 | 0 | 0 | 0 | 0 | 1 | 1 | [12 empty] | 2 | 1 | 3 | 1 | 2 | 4+ | 1 | 1
PG&E KERN | San Luis Obispo | 70 | Distributed_Solar |  |  | 0 | 0 | 0 | 0 | 0 | 0 | 0 | 0 | 0 | 1 | 1 | [12 empty] | 2 | 2 | 3 | 2 | 3 | 1+ | 1 | 1
PG&E GBA | San Ramon | 230 | Distributed_Solar |  |  | 0 | 0 | 0 | 0 | 0 | 0 | 0 | 0 | 0 | 1 | 1 | [12 empty] | 2 | 1 | 3 | 1 | 3 | 4+ | 4 | 1
PG&E FRESNO | Sanger | 115 | Distributed_Solar |  |  | 0 | 0 | 0 | 0 | 0 | 0 | 0 | 0 | 0 | 5 | 1 | [12 empty] | 1 | 1 | 3 | 2 | 2 | 4+ | 4 | 1
PG&E FRESNO | Schindler | 115 | Distributed_Solar |  |  | 0 | 0 | 0 | 0 | 0 | 0 | 0 | 0 | 0 | 1 | 1 | [12 empty] | 1 | 1 | 3 | 2 | 1 | 1 | 4 | 1
PG&E FRESNO | Schindler | 70 | Distributed_Solar |  |  | 0 | 0 | 0 | 0 | 0 | 0 | 0 | 0 | 0 | 1 | 1 | [12 empty] | 1 | 1 | 3 | 2 | 1 | 4+ | 1 | 1
PG&E KERN | Semitropic | 115 | Distributed_Solar |  |  | 0 | 4.66 | 4.66 | 0 | 4.66 | 4.66 | 0 | 0 | 0 | 1 | 1 | [12 empty] | 1 | 1 | 3 | 1 | 1 | 4+ | 1 | 1
PG&E KERN | Shafter | 115 | Distributed_Solar |  |  | 0 | 2.25 | 2.25 | 0 | 2.25 | 2.25 | 0 | 0 | 0 | 1 | 1 | [12 empty] | 1 | 1 | 3 | 1 | 1 | 1 | 1 | 1
PG&E NGBA | Silverado | 115 | Distributed_Solar |  |  | 0 | 0 | 0 | 0 | 0 | 0 | 0 | 0 | 0 | 5 | 1 | [12 empty] | 2 | 1 | 3 | 2 | 3 | 4+ | 1 | 1
PG&E KERN | Smyrna | 115 | Distributed_Solar |  |  | 0 | 6 | 6 | 0 | 0 | 0 | 0 | 6 | 6 | 1 | 1 | [12 empty] | 1 | 1 | 3 | 1 | 1 | 1+ | 1 | 1
PG&E GBA | Sobrante | 115 | Distributed_Solar |  |  | 0 | 0 | 0 | 0 | 0 | 0 | 0 | 0 | 0 | 5 | 1 | [12 empty] | 2 | 1 | 3 | 1 | 3 | 1 | 4 | 1
PG&E GBA | Soledad | 60 | Distributed_Solar |  |  | 0 | 0 | 0 | 0 | 0 | 0 | 0 | 0 | 0 | 1 | 1 | [12 empty] | 2 | 2 | 3 | 2 | 3 | 1+ | 1 | 1
SCE Northern | Springville | 230 | Distributed_Solar |  |  | 0 | 3 | 3 | 0 | 3 | 3 | 0 | 0 | 0 | 1 | 1 | [12 empty] | 1 | 1 | 3 | 1 | 1 | 1+ | 1 | 1
PG&E KERN | Stockdale | 115 | Distributed_Solar |  |  | 0 | 1.8 | 1.8 | 0 | 0 | 0 | 0 | 1.8 | 1.8 | 1 | 1 | [12 empty] | 1 | 1 | 3 | 1 | 2 | 1 | 1 | 1
PG&E FRESNO | Storey | 230 | Distributed_Solar |  |  | 0 | 0 | 0 | 0 | 0 | 0 | 0 | 0 | 0 | 5 | 1 | [12 empty] | 1 | 1 | 3 | 2 | 1 | 4+ | 1 | 1
PG&E GBA | Swift | 115 | Distributed_Solar |  |  | 0 | 0 | 0 | 0 | 0 | 0 | 0 | 0 | 0 | 1 | 1 | [12 empty] | 2 | 1 | 3 | 2 | 2 | 1+ | 1 | 1
PG&E NGBA | Table Mountain | 230 | Distributed_Solar |  |  | 0 | 0 | 0 | 0 | 0 | 0 | 0 | 0 | 0 | 5 | 1 | [12 empty] | 2 | 1 | 3 | 2 | 1 | 1 | 4 | 1
PG&E KERN | Taft | 115 | Distributed_Solar |  |  | 0 | 8 | 8 | 0 | 0 | 0 | 0 | 8 | 8 | 1 | 1 | [12 empty] | 1 | 1 | 3 | 1 | 2 | 1 | 4 | 1
PG&E KERN | Tejon | 70 | Distributed_Solar |  |  | 0 | 0 | 0 | 0 | 0 | 0 | 0 | 0 | 0 | 1 | 1 | [12 empty] | 1 | 1 | 3 | 1 | 1 | 1+ | 1 | 1
PG&E KERN | Temblor | 115 | Distributed_Solar |  |  | 0 | 0 | 0 | 0 | 0 | 0 | 0 | 0 | 0 | 1 | 1 | [12 empty] | 1 | 1 | 3 | 1 | 1 | 1+ | 1 | 1
PG&E KERN | Templeton | 70 | Distributed_Solar |  |  | 0 | 0 | 0 | 0 | 0 | 0 | 0 | 0 | 0 | 1 | 1 | [12 empty] | 2 | 2 | 3 | 2 | 3 | 4+ | 1 | 1
PG&E GBA | Tesla | 115 | Distributed_Solar |  |  | 0 | 0 | 0 | 0 | 0 | 0 | 0 | 0 | 0 | 1 | 1 | [12 empty] | 2 | 1 | 3 | 1 | 2 | 4+ | 1 | 1
PG&E KERN | Tevis | 115 | Distributed_Solar |  |  | 0 | 0 | 0 | 0 | 0 | 0 | 0 | 0 | 0 | 1 | 1 | [12 empty] | 1 | 1 | 3 | 1 | 2 | 4+ | 1 | 1
SCE NOL | Tortilla | 115 | Distributed_Solar |  |  | 0 | 3 | 3 | 0 | 3 | 3 | 0 | 0 | 0 | 3 | 1 | [12 empty] | 2 | 1 | 3 | 1 | 2 | 1+ | 1 | 1
PG&E GBA | Tracy | 115 | Distributed_Solar |  |  | 0 | 0 | 0 | 0 | 0 | 0 | 0 | 0 | 0 | 5 | 1 | [12 empty] | 2 | 1 | 3 | 1 | 2 | 1+ | 4 | 1
PG&E NGBA | Tulucay | 230 | Distributed_Solar |  |  | 0 | 0 | 0 | 0 | 0 | 0 | 0 | 0 | 0 | 5 | 1 | [12 empty] | 2 | 1 | 3 | 2 | 3 | 1 | 4 | 1
PG&E KERN | Tupman | 115 | Distributed_Solar |  |  | 0 | 0 | 0 | 0 | 0 | 0 | 0 | 0 | 0 | 1 | 1 | [12 empty] | 1 | 1 | 3 | 1 | 1 | 4+ | 1 | 1
SCE Eastern | Valley (SCE) | 500 | Distributed_Solar |  |  | 0 | 0 | 0 | 0 | 0 | 0 | 0 | 0 | 0 | 1 | 1 | [12 empty] | 1 | 1 | 3 | 1 | 2 | 4+ | 1 | 1
SDGE | Valley Center | 69 | Distributed_Solar |  |  | 0 | 10 | 10 | 0 | 0 | 0 | 0 | 10 | 10 | 1 | 1 | [12 empty] | 2 | 1 | 3 | 1 | 3 | 3- | 1 | 1
PG&E GBA | Valley Home | 115 | Distributed_Solar |  |  | 0 | 0 | 0 | 0 | 0 | 0 | 0 | 0 | 0 | 5 | 1 | [12 empty] | 1 | 1 | 3 | 2 | 1 | 1+ | 1 | 1
SCE Northern | Vestal | 230 | Distributed_Solar |  |  | 0 | 0 | 0 | 0 | 0 | 0 | 0 | 0 | 0 | 1 | 1 | [12 empty] | 1 | 1 | 3 | 1 | 1 | 1+ | 1 | 1
SCE NOL | Victor | 115 | Distributed_Solar |  |  | 0 | 7 | 7 | 0 | 7 | 7 | 0 | 0 | 0 | 1 | 1 | [12 empty] | 2 | 1 | 3 | 1 | 2 | 1+ | 1 | 1
SCE NOL | Victor | 230 | Distributed_Solar |  |  | 0 | 5 | 5 | 0 | 5 | 5 | 0 | 0 | 0 | 1 | 1 | [12 empty] | 2 | 1 | 3 | 1 | 2 | 1 | 1 | 1
PG&E GBA | Vierra | 115 | Distributed_Solar |  |  | 0 | 2.975 | 2.975 | 0 | 2.975 | 2.975 | 0 | 0 | 0 | 5 | 1 | [12 empty] | 1 | 1 | 3 | 2 | 1 | 4+ | 1 | 1
SDGE | Vineyard | 69 | Distributed_Solar |  |  | 0 | 0 | 0 | 0 | 0 | 0 | 0 | 0 | 0 | 1 | 1 | [12 empty] | 2 | 1 | 3 | 1 | 3 | 4+ | 1 | 1
PG&E GBA | Weber | 60 | Distributed_Solar |  |  | 0 | 4 | 4 | 0 | 0 | 0 | 0 | 4 | 4 | 5 | 1 | [12 empty] | 1 | 1 | 3 | 2 | 1 | 3+ | 1 | 1
PG&E FRESNO | West Fresno | 115 | Distributed_Solar |  |  | 0 | 0 | 0 | 0 | 0 | 0 | 0 | 0 | 0 | 5 | 1 | [12 empty] | 1 | 1 | 3 | 2 | 1 | 1+ | 1 | 1
PG&E KERN | Wheeler Ridge | 70 | Distributed_Solar |  |  | 0 | 0 | 0 | 0 | 0 | 0 | 0 | 0 | 0 | 1 | 1 | [12 empty] | 1 | 1 | 3 | 1 | 1 | 1+ | 1 | 1
PG&E NGBA | Woodland | 115 | Distributed_Solar |  |  | 0 | 0 | 0 | 0 | 0 | 0 | 0 | 0 | 0 | 5 | 1 | [12 empty] | 2 | 1 | 3 | 2 | 3 | 1 | 4 | 1
PG&E NGBA | Wyandotte | 115 | Distributed_Solar |  |  | 0 | 3.6 | 3.6 | 0 | 0 | 0 | 0 | 3.6 | 3.6 | 5 | 1 | [12 empty] | 2 | 1 | 3 | 2 | 2 | 1+ | 1 | 1
PG&E FRESNO | Alpaugh | 115 | Solar |  |  | 0 | 0 | 0 | 0 | 0 | 0 | 0 | 0 | 0 | 1 | 1 | 1 | 1 | 1 | 1 | 1 | 1 | 1 | 1 | 1 | 1 | 1 | 1 | 1 | 1 | 1 | 1 | 1 | 2+ | 1 | 1
SCE Northern | Antelope | 66 | Solar |  |  | 0 | 20 | 20 | 0 | 20 | 20 | 0 | 0 | 0 | 1 | 1 | 1 | 1 | 4 | 1 | 2 | 5 | 1 | 1 | 1 | 1 | 1 | 1 | 2 | 1 | 2 | 1 | 3 | 4+ | 1 | 1
SCE Northern | Antelope | 230 | Solar |  |  | 56 | 0 | 56 | 56 | 0 | 56 | 0 | 0 | 0 | 1 | 1 | 1 | 1 | 4 | 1 | 2 | 5 | 1 | 1 | 1 | 1 | 1 | 1 | 2 | 1 | 1 | 1 | 3 | 4+ | 4 | 1
PG&E KERN | Arco | 230 | Solar |  |  | 125 | 374 | 499 | 0 | 0 | 0 | 125 | 374 | 499 | 1 | 1 | 1 | 2 | 1 | 1 | 1 | 1 | 2 | 1 | 1 | 3 | 1 | 1 | 1 | 1 | 2 | 1 | 1 | 2- | 1 | 1
PG&E FRESNO | Atwater | 115 | Solar |  |  | 0 | 0 | 0 | 0 | 0 | 0 | 0 | 0 | 0 | 5 | 1 | 1 | #N/A | #N/A | #N/A | 1 | #N/A | #N/A | #N/A | #N/A | #N/A | #N/A | #N/A | 1 | 1 | 1 | 2 | 1 | 4+ | 1 | 1
PG&E GBA | Avena | 115 | Solar |  |  | 0 | 0 | 0 | 0 | 0 | 0 | 0 | 0 | 0 | 5 | 1 | 1 | #N/A | #N/A | #N/A | 1 | #N/A | #N/A | #N/A | #N/A | #N/A | #N/A | #N/A | 1 | 1 | 3 | 2 | 1 | 1+ | 1 | 1
SCE Metro | Barre | 230 | Solar |  |  | 10 | 10 | 20 | 10 | 10 | 20 | 0 | 0 | 0 | 1 | 1 | 1 | 4 | 5 | 1 | 2 | 1 | 1 | 1 | 5 | 5 | 1 | 4 | 1 | 1 | 2 | 1 | 1 | 1 | 1 | 1
EOP | Beatty | 230 | Solar |  |  | 0 | 0 | 0 | 0 | 0 | 0 | 0 | 0 | 0 | 5 | 1 | 1 | 1 | N/A | N/A | 2 | N/A | N/A | N/A | N/A | N/A | N/A | N/A | 2 | 2 | 2 | 1 | 3 | 2+ | 1 | 1
PG&E GBA | Bellota | 230 | Solar |  |  | 0 | 0 | 0 | 0 | 0 | 0 | 0 | 0 | 0 | 5 | 1 | 1 | 1 | 2 | 1 | 1 | 1 | 1 | 1 | 1 | 2 | 1 | 1 | 1 | 1 | Missing | 2 | 3 | 1+ | 1 | 1
PG&E GBA | Birds Landing | 230 | Solar |  |  | 0 | 0 | 0 | 0 | 0 | 0 | 0 | 0 | 0 | 5 | 1 | 2 | 1 | 1 | 1 | 2 | 1 | 1 | 1 | 1 | 1 | 1 | 1 | 2 | 1 | 2 | 1 | 1 | 4+ | 1 | 1
SCE Eastern | Blythe | 161 | Solar |  |  | 0 | 160 | 160 | 0 | 160 | 160 | 0 | 0 | 0 | 5 | 3 | 1 | 1 | 2 | 1 | 2 | 1 | 1 | 1 | 1 | 1 | 1 | 1 | 2 | 2 | 1 | 1 | 1 | 1+ | 1 | 1
PG&E FRESNO | Borden | 230 | Solar |  |  | 0 | 0 | 0 | 0 | 0 | 0 | 0 | 0 | 0 | 5 | 1 | 1 | 1 | 2 | 1 | 1 | 1 | 1 | 1 | 1 | 2 | 1 | 1 | 1 | 1 | 1 | 2 | 1 | 2+ | 1 | 1
SDGE | Boulevard East | 69 | Solar |  |  | 20 | 40 | 60 | 0 | 0 | 0 | 20 | 40 | 60 | 1 | 1 | 1 | 1 | 1 | 1 | 2 | 5 | 1 | 1 | 1 | 1 | 1 | 1 | 2 | 1 | 2 | 1 | 3 | 4+ | 1 | 1
PG&E GBA | Brentwood | 230 | Solar |  |  | 0 | 0 | 0 | 0 | 0 | 0 | 0 | 0 | 0 | 5 | 1 | 1 | 1 | 1 | 1 | 2 | 2 | 1 | 1 | 1 | 2 | 1 | 1 | 2 | 1 | 1 | 1 | 3 | 1+ | 1 | 1
PG&E FRESNO | Bullard | 115 | Solar |  |  | 0 | 0 | 0 | 0 | 0 | 0 | 0 | 0 | 0 | 5 | 1 | 1 | #N/A | #N/A | #N/A | 1 | #N/A | #N/A | #N/A | #N/A | #N/A | #N/A | #N/A | 1 | 1 | 3 | 2 | 2 | 4+ | 1 | 1
SCE NOL | Calcite | 230 | Solar |  |  | 200 | 200 | 400 | 0 | 0 | 0 | 200 | 200 | 400 | 1 | 1 | 1 | 1 | 5 | 1 | 2 | 1 | 1 | 1 | 1 | 2 | 1 | 1 | 2 | 1 | 3 | 1 | 3 | 2+ | 1 | 1
PG&E KERN | Caliente | 230 | Solar |  |  | 0 | 0 | 0 | 0 | 0 | 0 | 0 | 0 | 0 | 1 | 1 | 1 | 1 | 2 | 1 | 2 | 1 | 1 | 1 | 1 | 2 | 1 | 1 | 2 | 1 | 2 | 2 | 2 | 2+ | 1 | 1
EOP | Carpenter Canyon (fka Gamebird) | 230 | Solar |  |  | 20 | 180 | 200 | 0 | 0 | 0 | 20 | 180 | 200 | 5 | 1 | 1 | 1 | N/A | N/A | 2 | N/A | N/A | N/A | N/A | N/A | N/A | N/A | 2 | 2 | 2 | 1 | 3 | 2+ | 5 | 1
SDGE | Carrizo Gorge | 138 | Solar |  |  | 0 | 90 | 90 | 0 | 90 | 90 | 0 | 0 | 0 | 1 | 1 | 1 | 1 | 2 | 1 | 2 | 3 | 1 | 1 | 1 | 2 | 1 | 1 | 2 | 1 | 2 | 1 | 3 | 1 | 1 | 1
PG&E GBA | Cayetano | 230 | Solar |  |  | 0 | 100 | 100 | 0 | 100 | 100 | 0 | 0 | 0 | 5 | 1 | 1 | 2 | 1 | 2 | 2 | 3 | 2 | 2 | 3 | 3 | 1 | 1 | 2 | 1 | 1 | 1 | 3 | 1 | 1 | 1
PG&E KERN | Charca | 115 | Solar |  |  | 0 | 0 | 0 | 0 | 0 | 0 | 0 | 0 | 0 | 1 | 1 | 1 | 1 | 1 | 3 | 1 | 1 | 1 | 1 | 1 | 1 | 1 | 1 | 1 | 1 | 2 | 1 | 1 | 1+ | 1 | 1
SCE Eastern | Cielo Azul | 500 | Solar |  |  | 500 | 1525 | 2025 | 0 | 1525 | 1525 | 500 | 0 | 500 | 5 | 1 | 1 | 1 | N/A | N/A | 2 | N/A | N/A | N/A | N/A | N/A | N/A | N/A | 2 | 2 | 1 | 1 | 3 | 4+ | 1 | 1
PG&E GBA | Coburn | 230 | Solar |  |  | 0 | 0 | 0 | 0 | 0 | 0 | 0 | 0 | 0 | 1 | 1 | 1 | 1 | 1 | 1 | 2 | 2 | 1 | 1 | 1 | 1 | 1 | 1 | 2 | 2 | 1 | 2 | 3 | 1+ | 1 | 1
PG&E NGBA | Colgate | 230 | Solar |  |  | 0 | 0 | 0 | 0 | 0 | 0 | 0 | 0 | 0 | 5 | 1 | 1 | 1 | 2 | 1 | 2 | 5 | 3 | 1 | 1 | 4 | 1 | 1 | 2 | 1 | 2 | 1 | 3 | 1+ | 1 | 1
PG&E GBA | Collinsville | 230 | Solar |  |  | 0 | 0 | 0 | 0 | 0 | 0 | 0 | 0 | 0 | 1 | 1 | 1 | #N/A | #N/A | #N/A | 2 | #N/A | #N/A | #N/A | #N/A | #N/A | #N/A | #N/A | 2 | 1 | 2 | 1 | 1 | 1+ | 1 | 1
SCE Eastern | Colorado River | 230 | Solar |  |  | 300 | 800 | 1100 | 300 | 500 | 800 | 0 | 300 | 300 | 1 | 1 | 1 | 2 | 1 | 3 | 2 | 1 | 1 | 1 | 1 | 2 | 1 | 1 | 2 | 2 | 2 | 1 | 3 | 4+ | 1 | 1
SCE Eastern | Colorado River | 500 | Solar |  |  | 0 | 0 | 0 | 0 | 0 | 0 | 0 | 0 | 0 | 1 | 1 | 1 | 3 | 2 | 3 | 2 | 1 | 2 | 2 | 2 | 2 | 2 | 2 | 2 | 2 | 2 | 1 | 3 | 1+ | 1 | 1
SCE NOL | Control | 115 | Solar |  |  | 0 | 0 | 0 | 0 | 0 | 0 | 0 | 0 | 0 | 5 | 1 | 1 | 1 | 1 | 1 | 2 | 5 | 1 | 1 | 1 | 1 | 2 | 1 | 2 | 2 | 2 | 1 | 3 | 1+ | 1 | 1
SCE NOL | Coolwater | 115 | Solar |  |  | 150 | 50 | 200 | 0 | 0 | 0 | 150 | 50 | 200 | 3 | 1 | 2 | 2 | 3 | 1 | 2 | 1 | 3 | 1 | 1 | 3 | 1 | 2 | 2 | 1 | 2 | 1 | 1 | 4+ | 4 | 1
PG&E KERN | Copus | 70 | Solar |  |  | 0 | 0 | 0 | 0 | 0 | 0 | 0 | 0 | 0 | 1 | 1 | 1 | #N/A | #N/A | #N/A | 1 | #N/A | #N/A | #N/A | #N/A | #N/A | #N/A | #N/A | 1 | 1 | 1 | 1 | 1 | 1+ | 1 | 1
PG&E NGBA | Corona | 115 | Solar |  |  | 0 | 0 | 0 | 0 | 0 | 0 | 0 | 0 | 0 | 5 | 1 | 1 | #N/A | #N/A | #N/A | 2 | #N/A | #N/A | #N/A | #N/A | #N/A | #N/A | #N/A | 2 | 1 | 2 | 2 | 3 | 1+ | 1 | 1
PG&E NGBA | Cortina | 115 | Solar |  |  | 0 | 80 | 80 | 0 | 0 | 0 | 0 | 80 | 80 | 5 | 1 | 1 | 3 | 1 | 1 | 2 | 1 | 1 | 1 | 1 | 3 | 1 | 1 | 2 | 2 | 1 | 1 | 3 | 1+ | 4 | 1
PG&E FRESNO | Crescent | 70 | Solar |  |  | 5 | 65 | 70 | 0 | 0 | 0 | 5 | 65 | 70 | 5 | 1 | 1 | 1 | 1 | 1 | 1 | 1 | 1 | 1 | 1 | 1 | 1 | 1 | 1 | 1 | 1 | 2 | 1 | 2- | 1 | 1
SDGE | Crestwood | 69 | Solar |  |  | 0 | 0 | 0 | 0 | 0 | 0 | 0 | 0 | 0 | 1 | 1 | 1 | #N/A | #N/A | #N/A | 2 | #N/A | #N/A | #N/A | #N/A | #N/A | #N/A | #N/A | 2 | 1 | 1 | 1 | 3 | 1+ | 1 | 1
PG&E NGBA | Davis | 115 | Solar |  |  | 0 | 0 | 0 | 0 | 0 | 0 | 0 | 0 | 0 | 5 | 1 | 1 | 1 | 1 | 3 | 2 | 1 | 1 | 1 | 1 | 1 | 1 | 1 | 2 | 1 | 3 | 2 | 3 | 4+ | 1 | 1
SCE Metro | Del Amo | 230 | Solar |  |  | 0 | 0 | 0 | 0 | 0 | 0 | 0 | 0 | 0 | 1 | 1 | 1 | 1 | 3 | 1 | 2 | 1 | 1 | 1 | 1 | 1 | 1 | 1 | 1 | 1 | 1 | 1 | 2 | 4+ | 1 | 1
SCE Eastern | Delaney | 500 | Solar |  |  | 0 | 0 | 0 | 0 | 0 | 0 | 0 | 0 | 0 | 5 | 1 | 1 | 1 | N/A | N/A | 2 | N/A | N/A | N/A | N/A | N/A | N/A | N/A | 2 | 1 | 1 | 2 | 3 | 2+ | 5 | 1
PG&E NGBA | Delevan | 230 | Solar |  |  | 50 | 150 | 200 | 0 | 0 | 0 | 50 | 150 | 200 | 5 | 1 | 1 | 1 | 1 | 1 | 2 | 1 | 1 | 1 | 1 | 2 | 1 | 1 | 2 | 2 | Missing | 1 | 3 | 4+ | 4 | 1
EOP | Desert View | 230 | Solar |  |  | 0 | 0 | 0 | 0 | 0 | 0 | 0 | 0 | 0 | 5 | 1 | 1 | 1 | N/A | N/A | 2 | N/A | N/A | N/A | N/A | N/A | N/A | N/A | 2 | 1 | 2 | 1 | 3 | 2+ | 1 | 1
SCE Eastern | Devers | 230 | Solar |  |  | 0 | 0 | 0 | 0 | 0 | 0 | 0 | 0 | 0 | 1 | 1 | 2 | 1 | 4 | 1 | 2 | 2 | 1 | 2 | 1 | 2 | 1 | 1 | 2 | 1 | 2 | 1 | 3 | 4+ | 5 | 1
SCE Eastern | Devers | 500 | Solar |  |  | 0 | 0 | 0 | 0 | 0 | 0 | 0 | 0 | 0 | 1 | 1 | 1 | 1 | 4 | 1 | 2 | 2 | 1 | 2 | 1 | 2 | 1 | 1 | 2 | 1 | 2 | 1 | 3 | 1+ | 1 | 1
SDGE | ECO | 138 | Solar |  |  | 0 | 0 | 0 | 0 | 0 | 0 | 0 | 0 | 0 | 1 | 1 | 1 | 1 | 2 | 1 | 2 | 3 | 1 | 1 | 1 | 2 | 1 | 1 | 2 | 1 | 2 | 1 | 3 | 1 | 4 | 1
SCE Eastern | El Casco | 230 | Solar |  |  | 0 | 0 | 0 | 0 | 0 | 0 | 0 | 0 | 0 | 1 | 1 | 1 | 1 | 2 | 1 | 2 | 5 | 1 | 1 | 2 | 3 | 1 | 1 | 1 | 1 | 1 | 1 | 2 | 1+ | 1 | 1
PG&E FRESNO | El Nido (PGE) | 115 | Solar |  |  | 0 | 0 | 0 | 0 | 0 | 0 | 0 | 0 | 0 | 5 | 1 | 1 | #N/A | #N/A | #N/A | 1 | #N/A | #N/A | #N/A | #N/A | #N/A | #N/A | #N/A | 1 | 1 | 3 | 2 | 1 | 1+ | 1 | 1
EOP | Eldorado | 230 | Solar |  |  | 0 | 0 | 0 | 0 | 0 | 0 | 0 | 0 | 0 | 5 | 1 | 1 | 1 | N/A | N/A | 2 | N/A | N/A | N/A | N/A | N/A | N/A | N/A | 2 | 2 | Missing | 1 | 3 | 1 | 4 | 1
EOP | Eldorado | 500 | Solar |  |  | 0 | 0 | 0 | 0 | 0 | 0 | 0 | 0 | 0 | 5 | 1 | 1 | 1 | N/A | N/A | 2 | N/A | N/A | N/A | N/A | N/A | N/A | N/A | 2 | 2 | Missing | 1 | 3 | 1+ | 1 | 1
PG&E FRESNO | Excelsior | 115 | Solar |  |  | 0 | 0 | 0 | 0 | 0 | 0 | 0 | 0 | 0 | 5 | 1 | 1 | 1 | 1 | 2 | 1 | 1 | 1 | 1 | 1 | 1 | 1 | 1 | 1 | 1 | 1 | 2 | 1 | 2+ | 1 | 1
PG&E FRESNO | Exchequer | 115 | Solar |  |  | 0 | 0 | 0 | 0 | 0 | 0 | 0 | 0 | 0 | 5 | 1 | 1 | #N/A | #N/A | #N/A | 1 | #N/A | #N/A | #N/A | #N/A | #N/A | #N/A | #N/A | 2 | 1 | 2 | 1 | 2 | 1+ | 1 | 1
PG&E KERN | Famoso | 115 | Solar |  |  | 0 | 0 | 0 | 0 | 0 | 0 | 0 | 0 | 0 | 1 | 1 | 1 | #N/A | #N/A | #N/A | 1 | #N/A | #N/A | #N/A | #N/A | #N/A | #N/A | #N/A | 1 | 1 | 2 | 1 | 1 | 4+ | 1 | 1
PG&E FRESNO | Fink | 230 | Solar |  |  | 30 | 110 | 140 | 30 | 110 | 140 | 0 | 0 | 0 | 1 | 1 | 1 | 1 | 1 | 1 | 1 | 2 | 1 | 1 | 1 | 2 | 1 | 1 | 1 | 1 | 2 | 2 | 1 | 1 | 5 | 1
PG&E FRESNO | Gates | 230 | Solar |  |  | 759.5 | 310.5 | 1070 | 614.5 | 310.5 | 925 | 145 | 0 | 145 | 1 | 1 | 1 | 2 | 2 | 2 | 1 | 1 | 1 | 1 | 1 | 1 | 1 | 1 | 1 | 1 | 1 | 2 | 1 | 4+ | 3 | 1
PG&E NGBA | Glenn | 230 | Solar |  |  | 0 | 0 | 0 | 0 | 0 | 0 | 0 | 0 | 0 | 1 | 1 | 1 | 1 | 1 | 2 | 2 | 1 | 2 | 1 | 1 | 2 | 1 | 1 | 2 | 2 | 1 | 1 | 3 | 2+ | 1 | 1
PG&E KERN | Goose Lake | 115 | Solar |  |  | 0 | 0 | 0 | 0 | 0 | 0 | 0 | 0 | 0 | 1 | 1 | 1 | 1 | 1 | 1 | 1 | 1 | 1 | 1 | 1 | 2 | 1 | 1 | 1 | 1 | 2 | 1 | 1 | 1+ | 1 | 1
PG&E FRESNO | Hammonds | 115 | Solar |  |  | 0 | 0 | 0 | 0 | 0 | 0 | 0 | 0 | 0 | 1 | 1 | 1 | #N/A | #N/A | #N/A | 1 | #N/A | #N/A | #N/A | #N/A | #N/A | #N/A | #N/A | 1 | 1 | 2 | 2 | 1 | 1+ | 1 | 1
EOP | Harry Allen | 500 | Solar |  |  | 0 | 0 | 0 | 0 | 0 | 0 | 0 | 0 | 0 | 5 | 1 | 1 | #N/A | N/A | N/A | 2 | N/A | N/A | N/A | N/A | N/A | N/A | N/A | 2 | 2 | 2 | 1 | 3 | 1+ | 1 | 1
PG&E NGBA | Hartley | 60 | Solar |  |  | 0 | 0 | 0 | 0 | 0 | 0 | 0 | 0 | 0 | 5 | 1 | 1 | #N/A | #N/A | #N/A | 2 | #N/A | #N/A | #N/A | #N/A | #N/A | #N/A | #N/A | 2 | 2 | Missing | 2 | 3 | 1+ | 1 | 1
SDGE | Hassayampa | 500 | Solar |  |  | 172 | 160 | 332 | 52.5 | 160 | 212.5 | 119.5 | 0 | 119.5 | 5 | 1 | 1 | 1 | N/A | N/A | 2 | N/A | N/A | N/A | N/A | N/A | N/A | N/A | 2 | 1 | 2 | 2 | 3 | 4+ | 3 | 1
PG&E FRESNO | Helm | 230 | Solar |  |  | 0 | 0 | 0 | 0 | 0 | 0 | 0 | 0 | 0 | 5 | 1 | 1 | 1 | 1 | 1 | 1 | 1 | 1 | 1 | 1 | 1 | 1 | 1 | 1 | 1 | 2 | 2 | 1 | 1+ | 4 | 1
PG&E FRESNO | Helm | 70 | Solar |  |  | 0 | 25 | 25 | 0 | 0 | 0 | 0 | 25 | 25 | 1 | 1 | 1 | 1 | 1 | 1 | 1 | 1 | 1 | 1 | 1 | 1 | 1 | 1 | 1 | 1 | Missing | 2 | 1 | 1+ | 1 | 1
PG&E FRESNO | Henrietta | 230 | Solar |  |  | 0 | 0 | 0 | 0 | 0 | 0 | 0 | 0 | 0 | 1 | 1 | 1 | 1 | 1 | 1 | 1 | 1 | 1 | 1 | 1 | 1 | 1 | 1 | 1 | 1 | 2 | 2 | 1 | 1+ | 1 | 1
PG&E NGBA | Higgins | 115 | Solar |  |  | 0 | 0 | 0 | 0 | 0 | 0 | 0 | 0 | 0 | 5 | 1 | 1 | 1 | 4 | 1 | 2 | 5 | 3 | 1 | 1 | 3 | 1 | 1 | 2 | 1 | Missing | 1 | 3 | 1+ | 1 | 1
PG&E GBA | Hollister | 115 | Solar |  |  | 0 | 0 | 0 | 0 | 0 | 0 | 0 | 0 | 0 | 1 | 1 | 1 | 1 | 1 | 1 | 2 | 1 | 1 | 1 | 1 | 2 | 1 | 1 | 2 | 2 | 2 | 2 | 3 | 2+ | 1 | 1
SDGE | Hoodoo Wash | 500 | Solar |  |  | 247.5 | 679 | 926.5 | 0 | 679 | 679 | 247.5 | 0 | 247.5 | 5 | 1 | 1 | 2 | N/A | N/A | 2 | N/A | N/A | N/A | N/A | N/A | N/A | N/A | 2 | 2 | 2 | 2 | 3 | 4+ | 1 | 1
SDGE | Imperial Valley | 230 | Solar |  |  | 0 | 92 | 92 | 0 | 92 | 92 | 0 | 0 | 0 | 1 | 1 | 1 | 2 | 3 | 2 | 2 | 1 | 1 | 1 | 1 | 1 | 1 | 1 | 1 | 1 | 1 | 2 | 1 | 4+ | 5 | 1
SDGE | Imperial Valley | 500 | Solar |  |  | 0 | 0 | 0 | 0 | 0 | 0 | 0 | 0 | 0 | 1 | 1 | 1 | 1 | 2 | 2 | 2 | 1 | 1 | 1 | 1 | 1 | 1 | 1 | 1 | 1 | 1 | 2 | 1 | 1+ | 1 | 1
EOP | Innovation | 230 | Solar |  |  | 300 | 0 | 300 | 0 | 0 | 0 | 300 | 0 | 300 | 5 | 1 | 1 | 1 | N/A | N/A | 2 | N/A | N/A | N/A | N/A | N/A | N/A | N/A | 2 | 2 | 2 | 1 | 3 | 1+ | 4 | 1
SCE NOL | Inyokern | 115 | Solar |  |  | 0 | 31.8 | 31.8 | 0 | 31.8 | 31.8 | 0 | 0 | 0 | 3 | 1 | 1 | 1 | 5 | 1 | 1 | 1 | 1 | 1 | 1 | 2 | 1 | 1 | 2 | 2 | 2 | 1 | 3 | 4+ | 1 | 1
EOP | Ivanpah | 115 | Solar |  |  | 0 | 0 | 0 | 0 | 0 | 0 | 0 | 0 | 0 | 5 | 1 | 1 | #N/A | N/A | N/A | 2 | N/A | N/A | N/A | N/A | N/A | N/A | N/A | 2 | 2 | 2 | 1 | 1 | 1+ | 1 | 1
EOP | Ivanpah | 230 | Solar |  |  | 0 | 0 | 0 | 0 | 0 | 0 | 0 | 0 | 0 | 5 | 1 | 1 | #N/A | N/A | N/A | 2 | N/A | N/A | N/A | N/A | N/A | N/A | N/A | 2 | 2 | 2 | 1 | 1 | 1+ | 1 | 1
SCE Eastern | Julian Hinds | 230 | Solar |  |  | 0 | 0 | 0 | 0 | 0 | 0 | 0 | 0 | 0 | 5 | 3 | 3 | 1 | 1 | 1 | 2 | 1 | 5 | 1 | 1 | 5 | 1 | 1 | 2 | 1 | 1 | 1 | 3 | 1+ | 1 | 1
PG&E GBA | Kasson | 115 | Solar |  |  | 0 | 0 | 0 | 0 | 0 | 0 | 0 | 0 | 0 | 5 | 1 | 1 | #N/A | #N/A | #N/A | 1 | #N/A | #N/A | #N/A | #N/A | #N/A | #N/A | #N/A | 1 | 1 | 2 | 2 | 1 | 1+ | 1 | 1
PG&E FRESNO | Kearney | 230 | Solar |  |  | 0 | 0 | 0 | 0 | 0 | 0 | 0 | 0 | 0 | 5 | 1 | 1 | 1 | 2 | 2 | 1 | 1 | 1 | 1 | 1 | 1 | 1 | 1 | 1 | 1 | 2 | 2 | 1 | 1+ | 1 | 1
PG&E GBA | Kelso | 230 | Solar |  |  | 0 | 0 | 0 | 0 | 0 | 0 | 0 | 0 | 0 | 5 | 1 | 1 | 1 | 1 | 1 | 2 | 2 | 2 | 1 | 1 | 2 | 1 | 1 | 2 | 1 | 2 | 1 | 2 | 1+ | 1 | 1
PG&E KERN | Kern PP | 115 | Solar |  |  | 0 | 0 | 0 | 0 | 0 | 0 | 0 | 0 | 0 | 1 | 1 | 1 | 1 | 2 | 1 | 1 | 1 | 1 | 1 | 1 | 2 | 1 | 1 | 1 | 1 | 1 | 1 | 2 | 1+ | 1 | 1
PG&E NGBA | Konocti | 60 | Solar |  |  | 0 | 0 | 0 | 0 | 0 | 0 | 0 | 0 | 0 | 5 | 1 | 1 | #N/A | #N/A | #N/A | 2 | #N/A | #N/A | #N/A | #N/A | #N/A | #N/A | #N/A | 2 | 2 | 1 | 2 | 3 | 1+ | 1 | 1
SCE NOL | Kramer | 115 | Solar |  |  | 0 | 8 | 8 | 0 | 8 | 8 | 0 | 0 | 0 | 3 | 1 | 1 | 5 | 5 | 1 | 2 | 1 | 5 | 2 | 1 | 5 | 2 | 5 | 2 | 1 | 1 | 1 | 3 | 4+ | 1 | 1
SCE NOL | Kramer | 230 | Solar |  |  | 96 | 300 | 396 | 75 | 200 | 275 | 21 | 100 | 121 | 3 | 1 | 1 | 5 | 5 | 1 | 2 | 1 | 5 | 2 | 1 | 5 | 2 | 5 | 2 | 1 | 2 | 1 | 3 | 4+ | 5 | 1
PG&E KERN | Lakeview | 70 | Solar |  |  | 0 | 70 | 70 | 0 | 70 | 70 | 0 | 0 | 0 | 1 | 1 | 1 | 2 | 1 | 2 | 1 | 1 | 1 | 1 | 1 | 1 | 1 | 1 | 1 | 1 | 2 | 1 | 1 | 1 | 1 | 1
PG&E NGBA | Lakeville | 230 | Solar |  |  | 0 | 0 | 0 | 0 | 0 | 0 | 0 | 0 | 0 | 5 | 1 | 1 | 1 | 2 | 1 | 2 | 3 | 3 | 1 | 2 | 3 | 1 | 1 | 2 | 1 | 2 | 2 | 3 | 1 | 4 | 1
PG&E GBA | Lammers | 115 | Solar |  |  | 0 | 0 | 0 | 0 | 0 | 0 | 0 | 0 | 0 | 5 | 1 | 1 | #N/A | #N/A | #N/A | 1 | #N/A | #N/A | #N/A | #N/A | #N/A | #N/A | #N/A | 1 | 1 | 2 | 2 | 2 | 1+ | 1 | 1
PG&E KERN | Lamont | 115 | Solar |  |  | 0 | 12 | 12 | 0 | 0 | 0 | 0 | 12 | 12 | 1 | 1 | 1 | 1 | 1 | 2 | 1 | 1 | 1 | 1 | 1 | 1 | 1 | 1 | 1 | 1 | 2 | 1 | 1 | 4+ | 1 | 1
EOP | Lathrop | 230 | Solar |  |  | 0 | 0 | 0 | 0 | 0 | 0 | 0 | 0 | 0 | 5 | 1 | 2 | 1 | N/A | N/A | 2 | N/A | N/A | N/A | N/A | N/A | N/A | N/A | 2 | 2 | Missing | 1 | 3 | 2+ | 1 | 1
PG&E FRESNO | Le Grand | 115 | Solar |  |  | 0 | 0 | 0 | 0 | 0 | 0 | 0 | 0 | 0 | 5 | 1 | 1 | 1 | 1 | 1 | 1 | 1 | 1 | 1 | 1 | 2 | 1 | 1 | 1 | 1 | 2 | 2 | 1 | 2+ | 1 | 1
PG&E FRESNO | Lemoore | 70 | Solar |  |  | 0 | 22 | 22 | 0 | 0 | 0 | 0 | 22 | 22 | 1 | 1 | 1 | 1 | 1 | 1 | 1 | 1 | 1 | 1 | 1 | 1 | 1 | 1 | 1 | 1 | 1 | 2 | 2 | 1 | 1 | 1
PG&E KERN | Live Oak | 115 | Solar |  |  | 0 | 0 | 0 | 0 | 0 | 0 | 0 | 0 | 0 | 1 | 1 | 1 | #N/A | #N/A | #N/A | 1 | #N/A | #N/A | #N/A | #N/A | #N/A | #N/A | #N/A | 1 | 1 | Missing | 1 | 1 | 1+ | 1 | 1
PG&E GBA | Llagas | 115 | Solar |  |  | 0 | 0 | 0 | 0 | 0 | 0 | 0 | 0 | 0 | 1 | 1 | 1 | 1 | 2 | 1 | 2 | 3 | 2 | 1 | 1 | 2 | 1 | 1 | 2 | 1 | 2 | 2 | 1 | 1+ | 1 | 1
PG&E GBA | Lockeford | 60 | Solar |  |  | 0 | 0 | 0 | 0 | 0 | 0 | 0 | 0 | 0 | 5 | 1 | 1 | 1 | 3 | 1 | 1 | 1 | 1 | 1 | 1 | 1 | 1 | 1 | 1 | 1 | 2 | 2 | 2 | 1+ | 1 | 1
PG&E NGBA | Logan Creek | 230 | Solar |  |  | 0 | 0 | 0 | 0 | 0 | 0 | 0 | 0 | 0 | 5 | 1 | 1 | 1 | 1 | 1 | 2 | 1 | 1 | 1 | 1 | 1 | 1 | 1 | 2 | 2 | 1 | 1 | 2 | 1+ | 1 | 1
PG&E FRESNO | Los Banos | 230 | Solar |  |  | 70 | 430 | 500 | 0 | 0 | 0 | 70 | 430 | 500 | 1 | 1 | 2 | 2 | 1 | 2 | 1 | 1 | 2 | 1 | 1 | 2 | 1 | 1 | 1 | 1 | 2 | 2 | 1 | 2- | 5 | 1
PG&E FRESNO | Los Banos | 500 | Solar |  |  | 0 | 0 | 0 | 0 | 0 | 0 | 0 | 0 | 0 | 1 | 1 | 1 | 2 | 1 | 2 | 1 | 1 | 2 | 1 | 1 | 2 | 1 | 1 | 1 | 1 | 2 | 2 | 1 | 2+ | 1 | 1
PG&E NGBA | Madison | 115 | Solar |  |  | 0 | 13 | 13 | 0 | 13 | 13 | 0 | 0 | 0 | 5 | 1 | 3 | 1 | 1 | 2 | 2 | 1 | 3 | 1 | 1 | 3 | 1 | 1 | 2 | 1 | 2 | 2 | 3 | 1+ | 1 | 1
PG&E FRESNO | Manning | 230 | Solar |  |  | 0 | 0 | 0 | 0 | 0 | 0 | 0 | 0 | 0 | 1 | 1 | 1 | 2 | 2 | 2 | 1 | 1 | 1 | 1 | 1 | 1 | 1 | 1 | 1 | 1 | 1 | 2 | 1 | 1+ | 1 | 1
PG&E FRESNO | Manning | 500 | Solar |  |  | 200 | 500 | 700 | 0 | 0 | 0 | 200 | 500 | 700 | 1 | 1 | 1 | 2 | 2 | 2 | 1 | 1 | 1 | 1 | 1 | 1 | 1 | 1 | 1 | 1 | Missing | 2 | 1 | 3- | 4 | 1
PG&E GBA | Martin | 115 | Solar |  |  | 0 | 0 | 0 | 0 | 0 | 0 | 0 | 0 | 0 | 1 | 1 | 1 | 1 | 4 | 1 | 2 | 4 | 1 | 1 | 2 | 2 | 1 | 1 | 2 | 1 | 1 | 1 | 2 | 4+ | 1 | 1
PG&E FRESNO | Mc Mullin | 230 | Solar |  |  | 0 | 0 | 0 | 0 | 0 | 0 | 0 | 0 | 0 | 5 | 1 | 1 | 1 | 1 | 1 | 1 | 1 | 1 | 1 | 1 | 1 | 1 | 1 | 1 | 1 | 2 | 2 | 1 | 1+ | 1 | 1
PG&E FRESNO | McCall | 115 | Solar |  |  | 0 | 0 | 0 | 0 | 0 | 0 | 0 | 0 | 0 | 5 | 1 | 1 | 1 | 3 | 3 | 1 | 1 | 1 | 1 | 1 | 1 | 1 | 1 | 1 | 1 | 2 | 2 | 1 | 4+ | 1 | 1
PG&E FRESNO | Mendota | 115 | Solar |  |  | 0 | 0 | 0 | 0 | 0 | 0 | 0 | 0 | 0 | 5 | 1 | 1 | 1 | 1 | 1 | 1 | 1 | 1 | 1 | 1 | 1 | 1 | 1 | 1 | 1 | 2 | 2 | 1 | 1+ | 1 | 1
PG&E FRESNO | Merced | 115 | Solar |  |  | 0 | 0 | 0 | 0 | 0 | 0 | 0 | 0 | 0 | 5 | 1 | 1 | 1 | 1 | 1 | 1 | 1 | 1 | 1 | 1 | 3 | 1 | 1 | 1 | 1 | 2 | 2 | 1 | 1+ | 1 | 1
PG&E FRESNO | Mercy Springs | 70 | Solar |  |  | 0 | 75 | 75 | 0 | 75 | 75 | 0 | 0 | 0 | 1 | 1 | 1 | 1 | 1 | 1 | 1 | 1 | 1 | 1 | 1 | 1 | 1 | 1 | 1 | 1 | 2 | 2 | 1 | 1 | 1 | 1
PG&E KERN | Mesa (PGE) | 115 | Solar |  |  | 0 | 0 | 0 | 0 | 0 | 0 | 0 | 0 | 0 | 1 | 1 | 1 | 1 | 1 | 1 | 2 | 4 | 1 | 1 | 1 | 1 | 1 | 1 | 2 | 2 | 2 | 2 | 2 | 1+ | 1 | 1
PG&E GBA | Metcalf | 500 | Solar |  |  | 0 | 0 | 0 | 0 | 0 | 0 | 0 | 0 | 0 | 1 | 1 | 1 | 1 | 1 | 1 | 2 | 5 | 3 | 1 | 1 | 3 | 2 | 1 | 2 | 1 | 2 | 2 | 3 | 1+ | 1 | 1
PG&E KERN | Midway | 115 | Solar |  |  | 205 | 180 | 385 | 0 | 0 | 0 | 205 | 180 | 385 | 1 | 1 | 3 | 2 | 1 | 2 | 1 | 1 | 1 | 1 | 2 | 2 | 1 | 1 | 1 | 1 | 2 | 1 | 1 | 2+ | 1 | 1
PG&E KERN | Midway | 230 | Solar |  |  | 0 | 0 | 0 | 0 | 0 | 0 | 0 | 0 | 0 | 1 | 1 | 1 | 3 | 2 | 2 | 1 | 1 | 1 | 1 | 2 | 2 | 1 | 2 | 1 | 1 | 2 | 1 | 1 | 1+ | 1 | 1
PG&E KERN | Midway | 500 | Solar |  |  | 200 | 450 | 650 | 0 | 0 | 0 | 200 | 450 | 650 | 1 | 1 | 1 | 2 | 1 | 2 | 1 | 1 | 1 | 1 | 2 | 2 | 1 | 1 | 1 | 1 | Missing | 1 | 1 | 3+ | 1 | 1
SCE Eastern | Mirage | 230 | Solar |  |  | 0 | 100 | 100 | 0 | 100 | 100 | 0 | 0 | 0 | 5 | 3 | 1 | 1 | 4 | 1 | 2 | 1 | 1 | 1 | 1 | 1 | 1 | 1 | 2 | 1 | 1 | 1 | 3 | 2+ | 1 | 1
EOP | Mohave | 500 | Solar |  |  | 0 | 600 | 600 | 0 | 0 | 0 | 0 | 600 | 600 | 5 | 1 | 2 | 2 | N/A | N/A | 2 | N/A | N/A | N/A | N/A | N/A | N/A | N/A | 2 | 2 | Missing | 1 | 3 | 2+ | 3 | 1
PG&E KERN | Morro Bay | 500 | Solar |  |  | 0 | 0 | 0 | 0 | 0 | 0 | 0 | 0 | 0 | 1 | 1 | 1 | 1 | 1 | 1 | 2 | 5 | 2 | 1 | 1 | 3 | 2 | 1 | 2 | 2 | 1 | 2 | 3 | 1+ | 1 | 1
PG&E FRESNO | Mustang | 230 | Solar |  |  | 131.5 | 175 | 306.5 | 106.5 | 0 | 106.5 | 25 | 175 | 200 | 5 | 1 | 1 | 1 | 1 | 1 | 1 | 1 | 1 | 1 | 1 | 1 | 1 | 1 | 1 | 1 | 2 | 2 | 1 | 4+ | 1 | 1
PG&E KERN | New Sub - Gates - Midway (Proposed) | 230 | Solar |  |  | 0 | 440 | 440 | 0 | 440 | 440 | 0 | 0 | 0 | 1 | 1 | 1 | 1 | 1 | 1 | 1 | 1 | 2 | 1 | 1 | 2 | 1 | 1 | 1 | 1 | 2 | 2 | 1 | 4+ | 1 | 1
PG&E KERN | New Sub - Gates - Templeton (Proposed) | 230 | Solar |  |  | 0 | 0 | 0 | 0 | 0 | 0 | 0 | 0 | 0 | 1 | 1 | 1 | #N/A | #N/A | #N/A | 1 | #N/A | #N/A | #N/A | #N/A | #N/A | #N/A | #N/A | 1 | 1 | Missing | 2 | 1 | 2+ | 1 | 1
PG&E FRESNO | New Sub - Los Banos - Midway (Proposed) | 500 | Solar |  |  | 0 | 0 | 0 | 0 | 0 | 0 | 0 | 0 | 0 | 1 | 1 | 1 | #N/A | #N/A | #N/A | 1 | #N/A | #N/A | #N/A | #N/A | #N/A | #N/A | #N/A | 1 | 1 | 2 | 2 | 1 | 4+ | 1 | 1
SCE NOL | New Sub - Lugo - Pisgah (Proposed) | 230 | Solar |  |  | 0 | 0 | 0 | 0 | 0 | 0 | 0 | 0 | 0 | 1 | 1 | 2 | 1 | 4 | 1 | 2 | 1 | 1 | 1 | 1 | 1 | 2 | 1 | 2 | 1 | Missing | 1 | 3 | 1+ | 1 | 1
PG&E KERN | New Sub - Midway - Wheeler Ridge (Proposed) | 230 | Solar |  |  | 0 | 150 | 150 | 0 | 150 | 150 | 0 | 0 | 0 | 1 | 1 | 1 | 1 | 1 | 1 | 1 | 1 | 1 | 1 | 1 | 2 | 1 | 1 | 1 | 1 | 1 | 1 | 1 | 4+ | 1 | 1
SDGE | New Sub - North Gila - IV (Proposed) | 500 | Solar |  |  | 0 | 0 | 0 | 0 | 0 | 0 | 0 | 0 | 0 | 1 | 1 | 1 | 1 | 1 | 2 | 2 | 1 | 1 | 1 | 1 | 1 | 1 | 1 | 2 | 1 | 2 | 2 | 2 | 2+ | 1 | 1
PG&E NGBA | New Sub - Pit 1 - Cottonwood (Proposed) | 230 | Solar |  |  | 0 | 0 | 0 | 0 | 0 | 0 | 0 | 0 | 0 | 5 | 3 | 2 | 1 | 1 | 1 | 2 | 5 | 2 | 1 | 1 | 2 | 2 | 1 | 2 | 2 | 1 | 2 | 3 | 1+ | 1 | 1
PG&E GBA | New Sub - Rancho Seco - Bellota (Proposed) | 230 | Solar |  |  | 0 | 0 | 0 | 0 | 0 | 0 | 0 | 0 | 0 | 5 | 1 | 1 | 1 | 2 | 1 | 1 | 1 | 1 | 1 | 2 | 3 | 1 | 1 | 1 | 1 | 2 | 2 | 3 | 2+ | 1 | 1
PG&E GBA | Newark | 60 | Solar |  |  | 0 | 0 | 0 | 0 | 0 | 0 | 0 | 0 | 0 | 5 | 1 | 1 | 1 | 1 | 1 | 2 | 3 | 2 | 1 | 2 | 3 | 1 | 1 | 2 | 1 | 2 | 1 | 2 | 1+ | 1 | 1
PG&E FRESNO | Newhall | 115 | Solar |  |  | 0 | 0 | 0 | 0 | 0 | 0 | 0 | 0 | 0 | 5 | 1 | 1 | 1 | 1 | 1 | 1 | 1 | 2 | 1 | 1 | 2 | 1 | 1 | 1 | 1 | 2 | 2 | 1 | 1+ | 1 | 1
SDGE | North Gila | 500 | Solar |  |  | 0 | 0 | 0 | 0 | 0 | 0 | 0 | 0 | 0 | 1 | 1 | 1 | 1 | N/A | N/A | 2 | N/A | N/A | N/A | N/A | N/A | N/A | N/A | 2 | 2 | 2 | 2 | 3 | 1+ | 1 | 1
PG&E FRESNO | Olive | 115 | Solar |  |  | 40 | 0 | 40 | 40 | 0 | 40 | 0 | 0 | 0 | 1 | 1 | 1 | 1 | 2 | 1 | 1 | 1 | 2 | 1 | 1 | 2 | 1 | 1 | 1 | 1 | 1 | 1 | 1 | 2+ | 1 | 1
PG&E NGBA | Olivehurst | 115 | Solar |  |  | 0 | 0 | 0 | 0 | 0 | 0 | 0 | 0 | 0 | 5 | 1 | 1 | 1 | 2 | 2 | 2 | 1 | 1 | 1 | 1 | 1 | 1 | 1 | 2 | 2 | 3 | 1 | 2 | 1+ | 1 | 1
PG&E FRESNO | Oro Loma | 115 | Solar |  |  | 0 | 0 | 0 | 0 | 0 | 0 | 0 | 0 | 0 | 1 | 1 | 1 | 1 | 1 | 1 | 1 | 1 | 1 | 1 | 1 | 1 | 1 | 1 | 1 | 1 | 2 | 2 | 1 | 1+ | 1 | 1
PG&E FRESNO | Orosi | 70 | Solar |  |  | 0 | 0 | 0 | 0 | 0 | 0 | 0 | 0 | 0 | 5 | 1 | 1 | #N/A | #N/A | #N/A | 1 | #N/A | #N/A | #N/A | #N/A | #N/A | #N/A | #N/A | 1 | 1 | 1 | 1 | 1 | 1+ | 1 | 1
PG&E FRESNO | Panoche | 230 | Solar |  |  | 0 | 0 | 0 | 0 | 0 | 0 | 0 | 0 | 0 | 1 | 1 | 1 | 2 | 2 | 2 | 1 | 1 | 1 | 1 | 1 | 1 | 1 | 1 | 1 | 1 | 2 | 2 | 1 | 1+ | 5 | 1
SCE Northern | Pastoria | 230 | Solar |  |  | 0 | 105 | 105 | 0 | 105 | 105 | 0 | 0 | 0 | 5 | 1 | 1 | 3 | 1 | 2 | 2 | 2 | 2 | 1 | 1 | 2 | 1 | 1 | 1 | 1 | 2 | 1 | 3 | 1+ | 1 | 1
PG&E NGBA | Peabody | 230 | Solar |  |  | 0 | 0 | 0 | 0 | 0 | 0 | 0 | 0 | 0 | 5 | 1 | 1 | 1 | 1 | 1 | 2 | 2 | 1 | 1 | 1 | 2 | 1 | 1 | 2 | 1 | 2 | 1 | 2 | 1+ | 1 | 1
PG&E NGBA | Penngrove | 115 | Solar |  |  | 0 | 0 | 0 | 0 | 0 | 0 | 0 | 0 | 0 | 5 | 1 | 1 | 1 | 2 | 1 | 2 | 3 | 2 | 1 | 2 | 3 | 2 | 1 | 2 | 1 | 2 | 2 | 2 | 4+ | 1 | 1
SCE NOL | Pisgah | 230 | Solar |  |  | 0 | 0 | 0 | 0 | 0 | 0 | 0 | 0 | 0 | 1 | 1 | 1 | 1 | 1 | 1 | 2 | 1 | 2 | 3 | 3 | 3 | 1 | 1 | 2 | 1 | 2 | 1 | 1 | 2+ | 1 | 1
PG&E NGBA | Pit 1 | 230 | Solar |  |  | 0 | 0 | 0 | 0 | 0 | 0 | 0 | 0 | 0 | 5 | 3 | 1 | 1 | 1 | 1 | 2 | 5 | 1 | 1 | 1 | 2 | 1 | 1 | 2 | 2 | 3 | 2 | 3 | 1+ | 1 | 1
PG&E NGBA | Putah Creek | 115 | Solar |  |  | 0 | 3 | 3 | 0 | 3 | 3 | 0 | 0 | 0 | 5 | 1 | 1 | 1 | 1 | 1 | 2 | 2 | 2 | 1 | 1 | 2 | 1 | 1 | 2 | 1 | 3 | 2 | 3 | 1 | 1 | 1
PG&E FRESNO | Quinto | 230 | Solar |  |  | 10 | 140 | 150 | 0 | 0 | 0 | 10 | 140 | 150 | 1 | 1 | 1 | 1 | 1 | 1 | 1 | 1 | 2 | 1 | 1 | 2 | 1 | 1 | 1 | 1 | 3 | 2 | 1 | 2- | 4 | 1
PG&E GBA | Race Track | 115 | Solar |  |  | 0 | 0 | 0 | 0 | 0 | 0 | 0 | 0 | 0 | 5 | 1 | 1 | #N/A | #N/A | #N/A | 2 | #N/A | #N/A | #N/A | #N/A | #N/A | #N/A | #N/A | 2 | 1 | 3 | 1 | 3 | 1+ | 1 | 1
SCE Northern | Rector | 230 | Solar |  |  | 0 | 0 | 0 | 0 | 0 | 0 | 0 | 0 | 0 | 1 | 1 | 1 | 1 | 2 | 2 | 1 | 1 | 1 | 1 | 1 | 1 | 1 | 1 | 1 | 1 | 3 | 1 | 2 | 2+ | 1 | 1
SCE Eastern | Red Bluff | 230 | Solar |  |  | 0 | 463.5 | 463.5 | 0 | 463.5 | 463.5 | 0 | 0 | 0 | 1 | 1 | 1 | 3 | 2 | 1 | 2 | 1 | 2 | 2 | 2 | 2 | 2 | 2 | 2 | 2 | 3 | 1 | 3 | 4+ | 4 | 1
SCE Eastern | Red Bluff | 500 | Solar |  |  | 175 | 250 | 425 | 175 | 250 | 425 | 0 | 0 | 0 | 1 | 1 | 1 | 3 | 2 | 1 | 2 | 1 | 2 | 2 | 2 | 2 | 2 | 2 | 2 | 2 | 3 | 1 | 3 | 4+ | 1 | 1
PG&E NGBA | Rio Oso | 230 | Solar |  |  | 0 | 0 | 0 | 0 | 0 | 0 | 0 | 0 | 0 | 5 | 1 | 1 | 1 | 1 | 1 | 2 | 1 | 1 | 1 | 1 | 2 | 1 | 1 | 2 | 1 | 3 | 1 | 3 | 1+ | 1 | 1
PG&E GBA | Riverbank | 115 | Solar |  |  | 0 | 0 | 0 | 0 | 0 | 0 | 0 | 0 | 0 | 5 | 1 | 1 | 1 | 2 | 1 | 1 | 1 | 2 | 1 | 1 | 2 | 1 | 1 | 1 | 1 | 3 | 2 | 2 | 1+ | 1 | 1
SCE NOL | Roadway | 115 | Solar |  |  | 211 | 34 | 245 | 200 | 0 | 200 | 11 | 34 | 45 | 1 | 1 | 1 | 1 | 5 | 1 | 2 | 1 | 1 | 1 | 1 | 2 | 1 | 1 | 2 | 1 | 3 | 1 | 1 | 1 | 1 | 1
SCE Eastern | San Bernardino | 230 | Solar |  |  | 0 | 0 | 0 | 0 | 0 | 0 | 0 | 0 | 0 | 1 | 1 | 1 | 1 | 3 | 1 | 2 | 5 | 1 | 1 | 2 | 3 | 1 | 1 | 1 | 1 | 3 | 1 | 2 | 1+ | 1 | 1
SDGE | San Luis Rey | 69 | Solar |  |  | 0 | 0 | 0 | 0 | 0 | 0 | 0 | 0 | 0 | 1 | 1 | 1 | 1 | 4 | 1 | 2 | 5 | 2 | 1 | 2 | 3 | 1 | 1 | 2 | 1 | 3 | 1 | 3 | 1+ | 1 | 1
PG&E FRESNO | Sanger | 115 | Solar |  |  | 0 | 0 | 0 | 0 | 0 | 0 | 0 | 0 | 0 | 5 | 1 | 1 | 1 | 3 | 2 | 1 | 1 | 1 | 1 | 1 | 1 | 1 | 1 | 1 | 1 | 3 | 2 | 2 | 1+ | 1 | 1
SCE Northern | Santa Clara | 230 | Solar |  |  | 0 | 0 | 0 | 0 | 0 | 0 | 0 | 0 | 0 | 5 | 1 | 1 | 1 | 1 | 1 | 2 | 5 | 1 | 1 | 1 | 1 | 1 | 1 | 2 | 1 | 3 | 1 | 2 | 1+ | 1 | 1
PG&E FRESNO | Schindler | 115 | Solar |  |  | 0 | 0 | 0 | 0 | 0 | 0 | 0 | 0 | 0 | 1 | 1 | 1 | 1 | 1 | 1 | 1 | 1 | 1 | 1 | 1 | 1 | 1 | 1 | 1 | 1 | 3 | 2 | 1 | 1+ | 1 | 1
PG&E KERN | Semitropic | 115 | Solar |  |  | 0 | 0 | 0 | 0 | 0 | 0 | 0 | 0 | 0 | 1 | 1 | 1 | 1 | 1 | 2 | 1 | 1 | 1 | 1 | 1 | 2 | 1 | 1 | 1 | 1 | 3 | 1 | 1 | 1+ | 1 | 1
PG&E KERN | Shafter | 115 | Solar |  |  | 0 | 0 | 0 | 0 | 0 | 0 | 0 | 0 | 0 | 1 | 1 | 1 | 1 | 1 | 3 | 1 | 1 | 1 | 1 | 1 | 1 | 1 | 1 | 1 | 1 | 3 | 1 | 1 | 2+ | 1 | 1
PG&E KERN | Sisquoc | 115 | Solar |  |  | 0 | 0 | 0 | 0 | 0 | 0 | 0 | 0 | 0 | 1 | 1 | 1 | 1 | 1 | 1 | 2 | 3 | 1 | 1 | 1 | 1 | 1 | 1 | 2 | 2 | 3 | 1 | 3 | 4+ | 1 | 1
EOP | Sloan Canyon | 230 | Solar |  |  | 0 | 0 | 0 | 0 | 0 | 0 | 0 | 0 | 0 | 5 | 1 | 2 | 1 | N/A | N/A | 2 | N/A | N/A | N/A | N/A | N/A | N/A | N/A | 2 | 2 | 3 | 1 | 3 | 1+ | 1 | 1
PG&E GBA | Sobrante | 115 | Solar |  |  | 0 | 0 | 0 | 0 | 0 | 0 | 0 | 0 | 0 | 5 | 1 | 1 | #N/A | #N/A | #N/A | 2 | #N/A | #N/A | #N/A | #N/A | #N/A | #N/A | #N/A | 2 | 1 | 3 | 1 | 3 | 4+ | 1 | 1
SCE Northern | Springville | 230 | Solar |  |  | 0 | 0 | 0 | 0 | 0 | 0 | 0 | 0 | 0 | 1 | 1 | 1 | 1 | 2 | 1 | 1 | 3 | 2 | 1 | 1 | 3 | 2 | 1 | 1 | 1 | 3 | 1 | 1 | 4+ | 1 | 1
PG&E GBA | Standard Oil | 115 | Solar |  |  | 0 | 0 | 0 | 0 | 0 | 0 | 0 | 0 | 0 | 5 | 1 | 1 | #N/A | #N/A | #N/A | 2 | #N/A | #N/A | #N/A | #N/A | #N/A | #N/A | #N/A | 2 | 1 | 3 | 1 | 2 | 1+ | 1 | 1
PG&E KERN | Stockdale | 115 | Solar |  |  | 0 | 0 | 0 | 0 | 0 | 0 | 0 | 0 | 0 | 1 | 1 | 1 | 1 | 2 | 2 | 1 | 1 | 1 | 1 | 1 | 1 | 1 | 1 | 1 | 1 | 3 | 1 | 2 | 4+ | 1 | 1
PG&E GBA | Swift | 115 | Solar |  |  | 0 | 0 | 0 | 0 | 0 | 0 | 0 | 0 | 0 | 1 | 1 | 1 | #N/A | #N/A | #N/A | 2 | #N/A | #N/A | #N/A | #N/A | #N/A | #N/A | #N/A | 2 | 1 | 3 | 2 | 2 | 1+ | 1 | 1
PG&E KERN | Taft | 115 | Solar |  |  | 0 | 3 | 3 | 0 | 3 | 3 | 0 | 0 | 0 | 1 | 1 | 1 | 1 | 1 | 1 | 1 | 1 | 1 | 2 | 3 | 4 | 1 | 1 | 1 | 1 | 3 | 1 | 2 | 4+ | 1 | 1
PG&E KERN | Tejon | 70 | Solar |  |  | 0 | 0 | 0 | 0 | 0 | 0 | 0 | 0 | 0 | 1 | 1 | 1 | #N/A | #N/A | #N/A | 1 | #N/A | #N/A | #N/A | #N/A | #N/A | #N/A | #N/A | 1 | 1 | 3 | 1 | 1 | 4+ | 1 | 1
PG&E KERN | Temblor | 115 | Solar |  |  | 0 | 0 | 0 | 0 | 0 | 0 | 0 | 0 | 0 | 1 | 1 | 1 | 1 | 1 | 1 | 1 | 1 | 1 | 1 | 1 | 2 | 1 | 1 | 1 | 1 | 3 | 1 | 1 | 1+ | 1 | 1
PG&E GBA | Tesla | 500 | Solar |  |  | 0 | 0 | 0 | 0 | 0 | 0 | 0 | 0 | 0 | 1 | 1 | 2 | 1 | 2 | 1 | 2 | 1 | 3 | 2 | 2 | 3 | 1 | 1 | 2 | 1 | 3 | 1 | 2 | 4+ | 1 | 1
SCE NOL | Tortilla | 115 | Solar |  |  | 0 | 0 | 0 | 0 | 0 | 0 | 0 | 0 | 0 | 3 | 1 | 1 | 1 | 3 | 1 | 2 | 1 | 2 | 2 | 1 | 3 | 1 | 1 | 2 | 1 | 3 | 1 | 2 | 1+ | 1 | 1
PG&E FRESNO | Tranquility | 230 | Solar |  |  | 100 | 600 | 700 | 0 | 600 | 600 | 100 | 0 | 100 | 5 | 1 | 1 | 1 | 2 | 1 | 1 | 1 | 1 | 1 | 1 | 1 | 1 | 1 | 1 | 1 | 3 | 2 | 1 | 4+ | 4 | 1
EOP | Trout Canyon | 230 | Solar |  |  | 566 | 745 | 1311 | 125 | 650 | 775 | 441 | 95 | 536 | 5 | 1 | 3 | 1 | N/A | N/A | 2 | N/A | N/A | N/A | N/A | N/A | N/A | N/A | 2 | 2 | 3 | 1 | 3 | 4+ | 1 | 1
EOP | Trout Canyon | 500 | Solar |  |  | 0 | 0 | 0 | 0 | 0 | 0 | 0 | 0 | 0 | 5 | 1 | 1 | 2 | N/A | N/A | 2 | N/A | N/A | N/A | N/A | N/A | N/A | N/A | 2 | 2 | 3 | 1 | 3 | 1+ | 1 | 1
PG&E NGBA | Tulucay | 230 | Solar |  |  | 0 | 0 | 0 | 0 | 0 | 0 | 0 | 0 | 0 | 5 | 1 | 1 | 1 | 3 | 1 | 2 | 2 | 2 | 1 | 1 | 3 | 1 | 1 | 2 | 1 | 3 | 2 | 3 | 1 | 4 | 1
PG&E NGBA | Tulucay | 60 | Solar |  |  | 24.5 | 0 | 24.5 | 0 | 0 | 0 | 24.5 | 0 | 24.5 | 5 | 1 | 1 | 1 | 3 | 1 | 2 | 2 | 2 | 1 | 1 | 3 | 1 | 1 | 2 | 1 | 3 | 2 | 3 | 1 | 1 | 1
PG&E KERN | Tupman | 115 | Solar |  |  | 0 | 0 | 0 | 0 | 0 | 0 | 0 | 0 | 0 | 1 | 1 | 1 | 1 | 1 | 1 | 1 | 1 | 1 | 1 | 2 | 2 | 1 | 1 | 1 | 1 | 3 | 1 | 1 | 4+ | 4 | 1
PG&E NGBA | Vaca Dixon | 230 | Solar |  |  | 0 | 0 | 0 | 0 | 0 | 0 | 0 | 0 | 0 | 5 | 1 | 1 | 1 | 1 | 2 | 2 | 1 | 1 | 1 | 1 | 1 | 1 | 1 | 2 | 1 | 3 | 1 | 3 | 1+ | 1 | 1
PG&E NGBA | Vaca Dixon | 500 | Solar |  |  | 0 | 0 | 0 | 0 | 0 | 0 | 0 | 0 | 0 | 5 | 1 | 1 | 1 | 1 | 2 | 2 | 1 | 1 | 1 | 1 | 1 | 1 | 1 | 2 | 1 | 3 | 1 | 3 | 1+ | 1 | 1
SCE Eastern | Valley (SCE) | 500 | Solar |  |  | 0 | 0 | 0 | 0 | 0 | 0 | 0 | 0 | 0 | 1 | 1 | 1 | 1 | 4 | 1 | 2 | 5 | 1 | 1 | 2 | 2 | 1 | 1 | 1 | 1 | 3 | 1 | 2 | 1+ | 1 | 1
PG&E GBA | Valley Springs | 230 | Solar |  |  | 0 | 0 | 0 | 0 | 0 | 0 | 0 | 0 | 0 | 5 | 1 | 1 | #N/A | #N/A | #N/A | 1 | #N/A | #N/A | #N/A | #N/A | #N/A | #N/A | #N/A | 2 | 1 | 3 | 1 | 3 | 1+ | 1 | 1
EOP | Valley Switch | 138 | Solar |  |  | 0 | 0 | 0 | 0 | 0 | 0 | 0 | 0 | 0 | 5 | 1 | 1 | 1 | N/A | N/A | 2 | N/A | N/A | N/A | N/A | N/A | N/A | N/A | 2 | 2 | 3 | 1 | 3 | 1+ | 1 | 1
EOP | Valley Switch | 230 | Solar |  |  | 0 | 0 | 0 | 0 | 0 | 0 | 0 | 0 | 0 | 5 | 1 | 1 | 1 | N/A | N/A | 2 | N/A | N/A | N/A | N/A | N/A | N/A | N/A | 2 | 2 | 3 | 1 | 3 | 1+ | 1 | 1
SCE Northern | Vestal | 230 | Solar |  |  | 125 | 275 | 400 | 0 | 50 | 50 | 125 | 225 | 350 | 1 | 1 | 1 | 1 | 2 | 1 | 1 | 1 | 1 | 1 | 1 | 1 | 1 | 1 | 1 | 1 | 3 | 1 | 1 | 2- | 4 | 1
SCE NOL | Victor | 115 | Solar |  |  | 0 | 0 | 0 | 0 | 0 | 0 | 0 | 0 | 0 | 1 | 1 | 1 | 1 | 4 | 1 | 2 | 1 | 1 | 1 | 1 | 2 | 1 | 1 | 2 | 1 | 3 | 1 | 2 | 4+ | 1 | 1
SCE NOL | Victor | 230 | Solar |  |  | 0 | 0 | 0 | 0 | 0 | 0 | 0 | 0 | 0 | 1 | 1 | 1 | 1 | 4 | 1 | 2 | 1 | 1 | 1 | 1 | 2 | 1 | 1 | 2 | 1 | 3 | 1 | 2 | 1+ | 1 | 1
SCE Northern | Vincent | 230 | Solar |  |  | 125 | 225 | 350 | 0 | 0 | 0 | 125 | 225 | 350 | 1 | 1 | 1 | 1 | 4 | 1 | 2 | 5 | 1 | 1 | 1 | 1 | 1 | 1 | 2 | 1 | 3 | 1 | 3 | 4+ | 4 | 1
SCE Northern | Vincent | 500 | Solar |  |  | 0 | 0 | 0 | 0 | 0 | 0 | 0 | 0 | 0 | 1 | 1 | 1 | 1 | 4 | 1 | 2 | 5 | 1 | 1 | 1 | 1 | 1 | 1 | 2 | 1 | 3 | 1 | 3 | 1+ | 1 | 1
EOP | Vista (VEA) | 230 | Solar |  |  | 0 | 0 | 0 | 0 | 0 | 0 | 0 | 0 | 0 | 5 | 1 | 1 | 1 | N/A | N/A | 2 | N/A | N/A | N/A | N/A | N/A | N/A | N/A | 2 | 2 | 3 | 1 | 3 | 2+ | 1 | 1
PG&E FRESNO | Waukena | 115 | Solar |  |  | 0 | 0 | 0 | 0 | 0 | 0 | 0 | 0 | 0 | 5 | 1 | 1 | 1 | 1 | 1 | 1 | 1 | 1 | 1 | 1 | 1 | 1 | 1 | 1 | 1 | 3 | 2 | 1 | 1+ | 1 | 1
PG&E GBA | Weber | 230 | Solar |  |  | 0 | 0 | 0 | 0 | 0 | 0 | 0 | 0 | 0 | 5 | 1 | 1 | 1 | 2 | 2 | 1 | 1 | 1 | 1 | 1 | 1 | 1 | 1 | 1 | 1 | 3 | 2 | 1 | 1+ | 1 | 1
PG&E GBA | Weber | 60 | Solar |  |  | 0 | 0 | 0 | 0 | 0 | 0 | 0 | 0 | 0 | 5 | 1 | 1 | 1 | 2 | 2 | 1 | 1 | 1 | 1 | 1 | 1 | 1 | 1 | 1 | 1 | 3 | 2 | 1 | 1+ | 1 | 1
PG&E KERN | Wheeler Ridge | 230 | Solar |  |  | 200 | 100 | 300 | 200 | 0 | 200 | 0 | 100 | 100 | 1 | 1 | 1 | 2 | 1 | 2 | 1 | 1 | 1 | 1 | 1 | 1 | 1 | 1 | 1 | 1 | 3 | 1 | 1 | 2+ | 1 | 1
PG&E KERN | Wheeler Ridge | 70 | Solar |  |  | 0 | 0 | 0 | 0 | 0 | 0 | 0 | 0 | 0 | 1 | 1 | 1 | 2 | 1 | 2 | 1 | 1 | 1 | 1 | 1 | 1 | 1 | 1 | 1 | 1 | 3 | 1 | 1 | 1+ | 1 | 1
SCE Northern | Whirlwind | 230 | Solar |  |  | 218 | 188 | 406 | 218 | 188 | 406 | 0 | 0 | 0 | 1 | 1 | 1 | 1 | 4 | 1 | 2 | 2 | 1 | 1 | 1 | 2 | 1 | 1 | 2 | 1 | 3 | 1 | 3 | 4+ | 3 | 1
SCE Northern | Whirlwind | 500 | Solar |  |  | 0 | 0 | 0 | 0 | 0 | 0 | 0 | 0 | 0 | 1 | 1 | 1 | 1 | 4 | 1 | 2 | 2 | 1 | 1 | 1 | 2 | 1 | 1 | 2 | 1 | 3 | 1 | 3 | 1+ | 1 | 1
SCE Northern | Windhub | 230 | Solar |  |  | 134 | 1070 | 1204 | 0 | 1020 | 1020 | 134 | 50 | 184 | 1 | 1 | 1 | 2 | 5 | 1 | 2 | 2 | 1 | 1 | 1 | 2 | 1 | 2 | 2 | 1 | 3 | 1 | 2 | 3+ | 4 | 1
SCE Northern | Windhub | 500 | Solar |  |  | 778.5 | 0 | 778.5 | 153 | 0 | 153 | 625.5 | 0 | 625.5 | 1 | 1 | 1 | 2 | 5 | 1 | 2 | 2 | 1 | 1 | 1 | 2 | 1 | 2 | 2 | 1 | 3 | 1 | 2 | 2+ | 1 | 1
PG&E NGBA | Woodland | 115 | Solar |  |  | 0 | 12 | 12 | 0 | 12 | 12 | 0 | 0 | 0 | 5 | 1 | 1 | 1 | 1 | 2 | 2 | 1 | 2 | 1 | 1 | 2 | 1 | 1 | 2 | 1 | 3 | 2 | 3 | 1+ | 1 | 1
PG&E KERN | 7th Standard | 115 | Battery |  |  | 0 | 0 | 0 | 0 | 0 | 0 | 0 | 0 | 0 | 1 | 1 | [12 empty] | 1 | 1 | Missing | 1 | 2 | 2+ | 1 | 1
SCE Metro | Alamitos | 230 | Battery |  |  | 82 | 0 | 82 | 82 | 0 | 82 | 0 | 0 | 0 | 1 | 1 | [12 empty] | 1 | 1 | 1 | 1 | 1 | 4+ | 1 | 1
PG&E FRESNO | Alpaugh | 115 | Battery |  |  | 10 | 0 | 10 | 10 | 0 | 10 | 0 | 0 | 0 | 1 | 1 | [12 empty] | 1 | 1 | 1 | 1 | 1 | 2+ | 1 | 1
SDGE | Alpine | 69 | Battery |  |  | 6 | 0 | 6 | 6 | 0 | 6 | 0 | 0 | 0 | 1 | 1 | [12 empty] | 2 | 1 | 1 | 1 | 3 | 2+ | 1 | 1
SCE Northern | Antelope | 230 | Battery |  |  | 28 | 0 | 28 | 28 | 0 | 28 | 0 | 0 | 0 | 1 | 1 | [12 empty] | 2 | 1 | 1 | 1 | 3 | 4+ | 4 | 1
SCE Northern | Antelope | 500 | Battery |  |  | 0 | 0 | 0 | 0 | 0 | 0 | 0 | 0 | 0 | 1 | 1 | [12 empty] | 2 | 1 | 2 | 1 | 3 | 1+ | 1 | 1
PG&E NGBA | Arcata | 60 | Battery |  |  | 2.5 | 0 | 2.5 | 2.5 | 0 | 2.5 | 0 | 0 | 0 | 1 | 1 | [12 empty] | 2 | 2 | 2 | 2 | 3 | 1 | 1 | 1
PG&E KERN | Arco | 230 | Battery |  |  | 50 | 125 | 175 | 0 | 0 | 0 | 50 | 125 | 175 | 1 | 1 | [12 empty] | 1 | 1 | 2 | 1 | 1 | 4+ | 1 | 1
PG&E KERN | Arco | 70 | Battery |  |  | 2 | 0 | 2 | 2 | 0 | 2 | 0 | 0 | 0 | 1 | 1 | [12 empty] | 1 | 1 | 2 | 1 | 1 | 2+ | 1 | 1
SDGE | Avocado | 69 | Battery |  |  | 29.6 | 0 | 29.6 | 0 | 0 | 0 | 29.6 | 0 | 29.6 | 1 | 1 | [12 empty] | 2 | 1 | 1 | 1 | 3 | 1+ | 1 | 1
SCE Metro | Barre | 230 | Battery |  |  | 10 | 0 | 10 | 10 | 0 | 10 | 0 | 0 | 0 | 1 | 1 | [12 empty] | 1 | 1 | 2 | 1 | 1 | 1 | 1 | 1
EOP | Beatty | 230 | Battery |  |  | 0 | 0 | 0 | 0 | 0 | 0 | 0 | 0 | 0 | 5 | 1 | [12 empty] | 2 | 2 | 2 | 1 | 3 | 2+ | 1 | 1
PG&E GBA | Bellota | 115 | Battery |  |  | 0 | 0 | 0 | 0 | 0 | 0 | 0 | 0 | 0 | 5 | 1 | [12 empty] | 1 | 1 | 3 | 2 | 3 | 2+ | 1 | 1
PG&E GBA | Bellota | 230 | Battery |  |  | 0 | 0 | 0 | 0 | 0 | 0 | 0 | 0 | 0 | 5 | 1 | [12 empty] | 1 | 1 | Missing | 2 | 3 | 1+ | 1 | 1
PG&E GBA | Birds Landing | 230 | Battery |  |  | 0 | 0 | 0 | 0 | 0 | 0 | 0 | 0 | 0 | 5 | 1 | [12 empty] | 2 | 1 | 2 | 1 | 1 | 4+ | 4 | 1
SCE Eastern | Blythe | 161 | Battery |  |  | 160 | 0 | 160 | 160 | 0 | 160 | 0 | 0 | 0 | 5 | 3 | [12 empty] | 2 | 2 | 1 | 1 | 1 | 1 | 1 | 1
PG&E FRESNO | Borden | 230 | Battery |  |  | 0 | 0 | 0 | 0 | 0 | 0 | 0 | 0 | 0 | 5 | 1 | [12 empty] | 1 | 1 | 1 | 2 | 1 | 2+ | 1 | 1
SDGE | Boulevard East | 138 | Battery |  |  | 0 | 0 | 0 | 0 | 0 | 0 | 0 | 0 | 0 | 1 | 1 | [12 empty] | 2 | 1 | 2 | 1 | 3 | 4+ | 1 | 1
SDGE | Boulevard East | 69 | Battery |  |  | 27.15 | 0 | 27.15 | 9.75 | 0 | 9.75 | 17.4 | 0 | 17.4 | 1 | 1 | [12 empty] | 2 | 1 | 2 | 1 | 3 | 1 | 1 | 1
PG&E GBA | Brentwood | 230 | Battery |  |  | 0 | 0 | 0 | 0 | 0 | 0 | 0 | 0 | 0 | 5 | 1 | [12 empty] | 2 | 1 | 1 | 1 | 3 | 1 | 4 | 1
SCE NOL | Calcite | 230 | Battery |  |  | 24.5 | 100 | 124.5 | 0 | 0 | 0 | 24.5 | 100 | 124.5 | 1 | 1 | [12 empty] | 2 | 1 | 3 | 1 | 3 | 4+ | 5 | 1
PG&E KERN | Caliente | 230 | Battery |  |  | 0 | 0 | 0 | 0 | 0 | 0 | 0 | 0 | 0 | 1 | 1 | [12 empty] | 2 | 1 | 2 | 2 | 2 | 2+ | 1 | 1
SDGE | Cameron | 69 | Battery |  |  | 0.46 | 0 | 0.46 | 0.46 | 0 | 0.46 | 0 | 0 | 0 | 1 | 1 | [12 empty] | 1 | 1 | 2 | 1 | 1 | 1 | 1 | 1
SDGE | Capistrano | 138 | Battery |  |  | 0 | 125 | 125 | 0 | 0 | 0 | 0 | 125 | 125 | 1 | 1 | [12 empty] | 1 | 1 | 1 | 1 | 3 | 4+ | 4 | 1
EOP | Carpenter Canyon (fka Gamebird) | 230 | Battery |  |  | 0 | 60 | 60 | 0 | 0 | 0 | 0 | 60 | 60 | 5 | 1 | [12 empty] | 2 | 2 | 2 | 1 | 3 | 4+ | 5 | 1
SDGE | Carrizo Gorge | 138 | Battery |  |  | 70 | 0 | 70 | 70 | 0 | 70 | 0 | 0 | 0 | 1 | 1 | [12 empty] | 2 | 1 | 2 | 1 | 3 | 4+ | 1 | 1
PG&E GBA | Cayetano | 230 | Battery |  |  | 100 | 0 | 100 | 100 | 0 | 100 | 0 | 0 | 0 | 5 | 1 | [12 empty] | 2 | 1 | 1 | 1 | 3 | 1 | 1 | 1
SCE Metro | Center | 230 | Battery |  |  | 90 | 0 | 90 | 90 | 0 | 90 | 0 | 0 | 0 | 1 | 1 | [12 empty] | 1 | 1 | 2 | 1 | 1 | 1 | 1 | 1
SDGE | Chicarita | 138 | Battery |  |  | 0 | 0 | 0 | 0 | 0 | 0 | 0 | 0 | 0 | 1 | 1 | [12 empty] | 2 | 1 | 1 | 1 | 3 | 2+ | 1 | 1
SCE Metro | Chino | 230 | Battery |  |  | 0 | 0 | 0 | 0 | 0 | 0 | 0 | 0 | 0 | 1 | 1 | [12 empty] | 1 | 1 | 2 | 1 | 2 | 4+ | 1 | 1
PG&E FRESNO | Chowchilla | 115 | Battery |  |  | 0 | 50 | 50 | 0 | 0 | 0 | 0 | 50 | 50 | 5 | 1 | [12 empty] | 1 | 1 | 3 | 2 | 2 | 4+ | 1 | 1
SCE Eastern | Cielo Azul | 500 | Battery |  |  | 1282.4 | 0 | 1282.4 | 1282.4 | 0 | 1282.4 | 0 | 0 | 0 | 5 | 1 | [12 empty] | 2 | 2 | 1 | 1 | 3 | 4+ | 1 | 1
PG&E GBA | Coburn | 230 | Battery |  |  | 0 | 0 | 0 | 0 | 0 | 0 | 0 | 0 | 0 | 1 | 1 | [12 empty] | 2 | 2 | 1 | 2 | 3 | 2+ | 1 | 1
PG&E GBA | Collinsville | 230 | Battery |  |  | 0 | 0 | 0 | 0 | 0 | 0 | 0 | 0 | 0 | 1 | 1 | [12 empty] | 2 | 1 | 2 | 1 | 1 | 1+ | 1 | 1
SCE Eastern | Colorado River | 230 | Battery |  |  | 180 | 20 | 200 | 180 | 0 | 180 | 0 | 20 | 20 | 1 | 1 | [12 empty] | 2 | 2 | 2 | 1 | 3 | 4+ | 1 | 1
SCE Eastern | Colorado River | 500 | Battery |  |  | 0 | 0 | 0 | 0 | 0 | 0 | 0 | 0 | 0 | 1 | 1 | [12 empty] | 2 | 2 | 2 | 1 | 3 | 1+ | 1 | 1
PG&E GBA | Contra Costa | 230 | Battery |  |  | 0 | 0 | 0 | 0 | 0 | 0 | 0 | 0 | 0 | 5 | 1 | [12 empty] | 2 | 1 | 1 | 1 | 2 | 2+ | 1 | 1
PG&E GBA | Cooley Landing | 60 | Battery |  |  | 0 | 0 | 0 | 0 | 0 | 0 | 0 | 0 | 0 | 1 | 1 | [12 empty] | 2 | 1 | 2 | 1 | 1 | 4+ | 1 | 1
SCE NOL | Coolwater | 115 | Battery |  |  | 113.5 | 5 | 118.5 | 113.5 | 0 | 113.5 | 0 | 5 | 5 | 3 | 1 | [12 empty] | 2 | 1 | 2 | 1 | 1 | 4+ | 1 | 1
PG&E NGBA | Cortina | 115 | Battery |  |  | 80 | 0 | 80 | 0 | 0 | 0 | 80 | 0 | 80 | 5 | 1 | [12 empty] | 2 | 2 | 1 | 1 | 3 | 4+ | 4 | 1
PG&E GBA | Cottle | 230 | Battery |  |  | 0 | 0 | 0 | 0 | 0 | 0 | 0 | 0 | 0 | 5 | 1 | [12 empty] | 1 | 1 | 1 | 2 | 1 | 4+ | 1 | 1
SDGE | Creelman | 69 | Battery |  |  | 7.8 | 0 | 7.8 | 7.8 | 0 | 7.8 | 0 | 0 | 0 | 1 | 1 | [12 empty] | 2 | 1 | 2 | 1 | 3 | 2+ | 1 | 1
PG&E FRESNO | Crescent | 70 | Battery |  |  | 27 | 0 | 27 | 0 | 0 | 0 | 27 | 0 | 27 | 5 | 1 | [12 empty] | 1 | 1 | 1 | 2 | 1 | 4+ | 1 | 1
PG&E NGBA | Davis | 115 | Battery |  |  | 0 | 0 | 0 | 0 | 0 | 0 | 0 | 0 | 0 | 5 | 1 | [12 empty] | 2 | 1 | 3 | 2 | 3 | 4+ | 1 | 1
SCE Eastern | Delaney | 500 | Battery |  |  | 0 | 0 | 0 | 0 | 0 | 0 | 0 | 0 | 0 | 5 | 1 | [12 empty] | 2 | 1 | 1 | 2 | 3 | 4+ | 1 | 1
PG&E NGBA | Delevan | 230 | Battery |  |  | 0 | 50 | 50 | 0 | 0 | 0 | 0 | 50 | 50 | 5 | 1 | [12 empty] | 2 | 2 | Missing | 1 | 3 | 4+ | 1 | 1
PG&E GBA | Delta PP | 230 | Battery |  |  | 0 | 0 | 0 | 0 | 0 | 0 | 0 | 0 | 0 | 5 | 1 | [12 empty] | 2 | 1 | Missing | 1 | 2 | 4+ | 1 | 1
EOP | Desert View | 230 | Battery |  |  | 0 | 0 | 0 | 0 | 0 | 0 | 0 | 0 | 0 | 5 | 1 | [12 empty] | 2 | 1 | 2 | 1 | 3 | 4+ | 1 | 1
SCE Eastern | Devers | 230 | Battery |  |  | 220 | 100 | 320 | 220 | 100 | 320 | 0 | 0 | 0 | 1 | 1 | [12 empty] | 2 | 1 | 2 | 1 | 3 | 4+ | 1 | 1
SCE Eastern | Devers | 500 | Battery |  |  | 0 | 0 | 0 | 0 | 0 | 0 | 0 | 0 | 0 | 1 | 1 | [12 empty] | 2 | 1 | 2 | 1 | 3 | 1+ | 1 | 1
PG&E KERN | Diablo Canyon | 500 | Battery |  |  | 0 | 0 | 0 | 0 | 0 | 0 | 0 | 0 | 0 | 1 | 1 | [12 empty] | 2 | 2 | Missing | 2 | 3 | 2+ | 1 | 1
PG&E GBA | Eastshore | 115 | Battery |  |  | 0 | 0 | 0 | 0 | 0 | 0 | 0 | 0 | 0 | 1 | 1 | [12 empty] | 2 | 1 | Missing | 1 | 1 | 2+ | 1 | 1
SDGE | ECO | 138 | Battery |  |  | 0 | 0 | 0 | 0 | 0 | 0 | 0 | 0 | 0 | 1 | 1 | [12 empty] | 2 | 1 | 2 | 1 | 3 | 1 | 5 | 1
SDGE | El Cajon | 69 | Battery |  |  | 50 | 0 | 50 | 50 | 0 | 50 | 0 | 0 | 0 | 1 | 1 | [12 empty] | 2 | 1 | Missing | 1 | 1 | 4+ | 1 | 1
SCE Eastern | El Casco | 230 | Battery |  |  | 65 | 0 | 65 | 65 | 0 | 65 | 0 | 0 | 0 | 1 | 1 | [12 empty] | 1 | 1 | 1 | 1 | 2 | 1 | 1 | 1
SCE Metro | El Nido (SCE) | 230 | Battery |  |  | 0 | 0 | 0 | 0 | 0 | 0 | 0 | 0 | 0 | 1 | 1 | [12 empty] | 1 | 1 | 2 | 1 | 2 | 2+ | 4 | 1
EOP | Eldorado | 230 | Battery |  |  | 279 | 0 | 279 | 279 | 0 | 279 | 0 | 0 | 0 | 5 | 1 | [12 empty] | 2 | 2 | Missing | 1 | 3 | 4+ | 1 | 1
EOP | Eldorado | 500 | Battery |  |  | 0 | 0 | 0 | 0 | 0 | 0 | 0 | 0 | 0 | 5 | 1 | [12 empty] | 2 | 2 | Missing | 1 | 3 | 1+ | 1 | 1
SDGE | Elliot | 69 | Battery |  |  | 9.75 | 0 | 9.75 | 9.75 | 0 | 9.75 | 0 | 0 | 0 | 1 | 1 | [12 empty] | 2 | 1 | 2 | 1 | 2 | 1 | 1 | 1
SDGE | Encina | 138 | Battery |  |  | 0 | 0 | 0 | 0 | 0 | 0 | 0 | 0 | 0 | 1 | 1 | [12 empty] | 2 | 1 | 2 | 1 | 3 | 2+ | 1 | 1
SDGE | Escondido | 230 | Battery |  |  | 0 | 0 | 0 | 0 | 0 | 0 | 0 | 0 | 0 | 1 | 1 | [12 empty] | 2 | 1 | 3 | 1 | 3 | 4+ | 1 | 1
SDGE | Escondido | 69 | Battery |  |  | 0 | 0 | 0 | 0 | 0 | 0 | 0 | 0 | 0 | 1 | 1 | [12 empty] | 2 | 1 | 2 | 1 | 3 | 4+ | 1 | 1
SCE Eastern | Etiwanda | 230 | Battery |  |  | 170 | 0 | 170 | 170 | 0 | 170 | 0 | 0 | 0 | 1 | 1 | [12 empty] | 1 | 1 | 1 | 1 | 1 | 4+ | 1 | 1
PG&E FRESNO | Excelsior | 115 | Battery |  |  | 0 | 0 | 0 | 0 | 0 | 0 | 0 | 0 | 0 | 5 | 1 | [12 empty] | 1 | 1 | 1 | 2 | 1 | 4+ | 1 | 1
PG&E FRESNO | Fink | 230 | Battery |  |  | 157 | 0 | 157 | 157 | 0 | 157 | 0 | 0 | 0 | 1 | 1 | [12 empty] | 1 | 1 | 2 | 2 | 1 | 1 | 3 | 1
PG&E NGBA | Fulton | 115 | Battery |  |  | 0 | 0 | 0 | 0 | 0 | 0 | 0 | 0 | 0 | 5 | 1 | [12 empty] | 2 | 1 | 2 | 2 | 2 | 2+ | 1 | 1
PG&E NGBA | Fulton | 230 | Battery |  |  | 38 | 0 | 38 | 38 | 0 | 38 | 0 | 0 | 0 | 5 | 1 | [12 empty] | 2 | 1 | 2 | 2 | 2 | 2+ | 1 | 1
PG&E FRESNO | Gates | 230 | Battery |  |  | 753.25 | 60 | 813.25 | 753.25 | 0 | 753.25 | 0 | 60 | 60 | 1 | 1 | [12 empty] | 1 | 1 | 1 | 2 | 1 | 4+ | 1 | 1
PG&E FRESNO | Gates | 500 | Battery |  |  | 190 | 35 | 225 | 190 | 35 | 225 | 0 | 0 | 0 | 1 | 1 | [12 empty] | 1 | 1 | Missing | 2 | 1 | 4+ | 1 | 1
PG&E NGBA | Geysers 17 | 230 | Battery |  |  | 0 | 0 | 0 | 0 | 0 | 0 | 0 | 0 | 0 | 5 | 1 | [12 empty] | 2 | 2 | 1 | 2 | 3 | 4+ | 1 | 1
PG&E NGBA | Glenn | 230 | Battery |  |  | 0 | 0 | 0 | 0 | 0 | 0 | 0 | 0 | 0 | 1 | 1 | [12 empty] | 2 | 2 | 1 | 1 | 3 | 2+ | 1 | 1
PG&E NGBA | Gold Hill | 115 | Battery |  |  | 50 | 0 | 50 | 0 | 0 | 0 | 50 | 0 | 50 | 5 | 1 | [12 empty] | 2 | 1 | 1 | 2 | 3 | 3+ | 1 | 1
PG&E NGBA | Gold Hill | 230 | Battery |  |  | 0 | 0 | 0 | 0 | 0 | 0 | 0 | 0 | 0 | 5 | 1 | [12 empty] | 2 | 1 | 3 | 2 | 3 | 1 | 4 | 1
SCE Northern | Goleta | 230 | Battery |  |  | 70 | 0 | 70 | 70 | 0 | 70 | 0 | 0 | 0 | 5 | 1 | [12 empty] | 2 | 2 | 2 | 1 | 2 | 1 | 1 | 1
SDGE | Granite | 69 | Battery |  |  | 2.25 | 0 | 2.25 | 2.25 | 0 | 2.25 | 0 | 0 | 0 | 1 | 1 | [12 empty] | 2 | 1 | 1 | 2 | 2 | 1 | 1 | 1
PG&E GBA | Green Valley | 115 | Battery |  |  | 0 | 0 | 0 | 0 | 0 | 0 | 0 | 0 | 0 | 1 | 1 | [12 empty] | 2 | 2 | 2 | 2 | 2 | 4+ | 1 | 1
PG&E NGBA | Greenleaf 1 | 115 | Battery |  |  | 0 | 0 | 0 | 0 | 0 | 0 | 0 | 0 | 0 | 5 | 1 | [12 empty] | 2 | 2 | 3 | 1 | 3 | 4+ | 1 | 1
PG&E FRESNO | Gregg | 230 | Battery |  |  | 0 | 0 | 0 | 0 | 0 | 0 | 0 | 0 | 0 | 5 | 1 | [12 empty] | 1 | 1 | 2 | 2 | 1 | 2+ | 1 | 1
PG&E FRESNO | GWF Hanford | 115 | Battery |  |  | 131.4 | 0 | 131.4 | 131.4 | 0 | 131.4 | 0 | 0 | 0 | 5 | 1 | [12 empty] | 2 | 1 | 1 | 1 | 1 | 4+ | 1 | 1
SDGE | Hassayampa | 500 | Battery |  |  | 95 | 0 | 95 | 95 | 0 | 95 | 0 | 0 | 0 | 5 | 1 | [12 empty] | 2 | 1 | 2 | 2 | 3 | 4+ | 1 | 1
PG&E FRESNO | Helm | 230 | Battery |  |  | 0 | 0 | 0 | 0 | 0 | 0 | 0 | 0 | 0 | 5 | 1 | [12 empty] | 1 | 1 | 2 | 2 | 1 | 1 | 5 | 1
PG&E FRESNO | Helm | 70 | Battery |  |  | 0 | 10 | 10 | 0 | 0 | 0 | 0 | 10 | 10 | 1 | 1 | [12 empty] | 1 | 1 | Missing | 2 | 1 | 4+ | 1 | 1
PG&E FRESNO | Henrietta | 70 | Battery |  |  | 173.2 | 0 | 173.2 | 173.2 | 0 | 173.2 | 0 | 0 | 0 | 5 | 1 | [12 empty] | 1 | 1 | 2 | 2 | 1 | 4+ | 1 | 1
SCE Metro | Hinson | 230 | Battery |  |  | 455 | 0 | 455 | 455 | 0 | 455 | 0 | 0 | 0 | 1 | 1 | [12 empty] | 1 | 1 | 1 | 1 | 1 | 2+ | 1 | 1
PG&E GBA | Hollister | 115 | Battery |  |  | 10 | 0 | 10 | 0 | 0 | 0 | 10 | 0 | 10 | 1 | 1 | [12 empty] | 2 | 2 | 2 | 2 | 3 | 4+ | 1 | 1
SDGE | Hoodoo Wash | 500 | Battery |  |  | 547.5 | 0 | 547.5 | 547.5 | 0 | 547.5 | 0 | 0 | 0 | 5 | 1 | [12 empty] | 2 | 2 | 2 | 2 | 3 | 4+ | 1 | 1
PG&E NGBA | Humboldt | 115 | Battery |  |  | 0 | 0 | 0 | 0 | 0 | 0 | 0 | 0 | 0 | 1 | 1 | [12 empty] | 2 | 2 | 2 | 2 | 3 | 1 | 4 | 1
PG&E NGBA | Humboldt | 60 | Battery |  |  | 17.25 | 0 | 17.25 | 17.25 | 0 | 17.25 | 0 | 0 | 0 | 1 | 1 | [12 empty] | 2 | 2 | 1 | 2 | 3 | 1 | 1 | 1
PG&E NGBA | Ignacio | 115 | Battery |  |  | 0 | 0 | 0 | 0 | 0 | 0 | 0 | 0 | 0 | 5 | 1 | [12 empty] | 2 | 1 | 2 | 1 | 3 | 2+ | 1 | 1
SDGE | Imperial Beach | 69 | Battery |  |  | 3 | 0 | 3 | 3 | 0 | 3 | 0 | 0 | 0 | 1 | 1 | [12 empty] | 2 | 1 | 1 | 1 | 2 | 1 | 1 | 1
SDGE | Imperial Valley | 230 | Battery |  |  | 478 | 0 | 478 | 478 | 0 | 478 | 0 | 0 | 0 | 1 | 1 | [12 empty] | 1 | 1 | 1 | 2 | 1 | 4+ | 1 | 1
SDGE | Imperial Valley | 500 | Battery |  |  | 0 | 0 | 0 | 0 | 0 | 0 | 0 | 0 | 0 | 1 | 1 | [12 empty] | 1 | 1 | 1 | 2 | 1 | 1+ | 1 | 1
EOP | Innovation | 230 | Battery |  |  | 0 | 50 | 50 | 0 | 0 | 0 | 0 | 50 | 50 | 5 | 1 | [12 empty] | 2 | 2 | 2 | 1 | 3 | 4+ | 5 | 1
SCE NOL | Inyokern | 115 | Battery |  |  | 25 | 0 | 25 | 25 | 0 | 25 | 0 | 0 | 0 | 3 | 1 | [12 empty] | 2 | 2 | 2 | 1 | 3 | 1 | 1 | 1
EOP | Ivanpah | 230 | Battery |  |  | 0 | 0 | 0 | 0 | 0 | 0 | 0 | 0 | 0 | 5 | 1 | [12 empty] | 2 | 2 | 2 | 1 | 1 | 1+ | 1 | 1
SCE Metro | Johanna | 230 | Battery |  |  | 40 | 40 | 80 | 0 | 0 | 0 | 40 | 40 | 80 | 1 | 1 | [12 empty] | 1 | 1 | 2 | 1 | 1 | 3+ | 3 | 1
SCE Eastern | Julian Hinds | 230 | Battery |  |  | 0 | 0 | 0 | 0 | 0 | 0 | 0 | 0 | 0 | 5 | 3 | [12 empty] | 2 | 1 | 1 | 1 | 3 | 1+ | 1 | 1
PG&E GBA | Kasson | 115 | Battery |  |  | 0 | 0 | 0 | 0 | 0 | 0 | 0 | 0 | 0 | 5 | 1 | [12 empty] | 1 | 1 | 2 | 2 | 1 | 1+ | 1 | 1
PG&E GBA | Kelso | 230 | Battery |  |  | 0 | 0 | 0 | 0 | 0 | 0 | 0 | 0 | 0 | 5 | 1 | [12 empty] | 2 | 1 | 2 | 1 | 2 | 4+ | 1 | 1
PG&E KERN | Kern PP | 115 | Battery |  |  | 0 | 0 | 0 | 0 | 0 | 0 | 0 | 0 | 0 | 1 | 1 | [12 empty] | 1 | 1 | 1 | 1 | 2 | 1+ | 1 | 1
PG&E KERN | Kern PP | 230 | Battery |  |  | 0 | 0 | 0 | 0 | 0 | 0 | 0 | 0 | 0 | 1 | 1 | [12 empty] | 1 | 1 | 1 | 1 | 2 | 4+ | 1 | 1
PG&E GBA | Kirker | 115 | Battery |  |  | 0 | 0 | 0 | 0 | 0 | 0 | 0 | 0 | 0 | 1 | 1 | [12 empty] | 2 | 1 | 1 | 1 | 1 | 4+ | 4 | 1
SCE NOL | Kramer | 115 | Battery |  |  | 0 | 6 | 6 | 0 | 6 | 6 | 0 | 0 | 0 | 3 | 1 | [12 empty] | 2 | 1 | 1 | 1 | 3 | 1 | 1 | 1
SCE NOL | Kramer | 230 | Battery |  |  | 140 | 25 | 165 | 140 | 0 | 140 | 0 | 25 | 25 | 3 | 1 | [12 empty] | 2 | 1 | 2 | 1 | 3 | 4+ | 5 | 1
SCE Metro | La Cienega | 230 | Battery |  |  | 0 | 0 | 0 | 0 | 0 | 0 | 0 | 0 | 0 | 1 | 1 | [12 empty] | 1 | 1 | 2 | 1 | 2 | 2+ | 1 | 1
SCE Metro | Laguna Bell | 230 | Battery |  |  | 243 | 200 | 443 | 100 | 0 | 100 | 143 | 200 | 343 | 1 | 1 | [12 empty] | 1 | 1 | 2 | 1 | 1 | 4+ | 3 | 1
PG&E KERN | Lakeview | 70 | Battery |  |  | 65.5 | 0 | 65.5 | 65.5 | 0 | 65.5 | 0 | 0 | 0 | 1 | 1 | [12 empty] | 1 | 1 | 2 | 1 | 1 | 4+ | 1 | 1
PG&E NGBA | Lakeville | 230 | Battery |  |  | 0 | 0 | 0 | 0 | 0 | 0 | 0 | 0 | 0 | 5 | 1 | [12 empty] | 2 | 1 | 2 | 2 | 3 | 1+ | 5 | 1
PG&E NGBA | Lakeville | 60 | Battery |  |  | 0 | 0 | 0 | 0 | 0 | 0 | 0 | 0 | 0 | 5 | 1 | [12 empty] | 2 | 1 | 3 | 2 | 3 | 4+ | 1 | 1
PG&E NGBA | Lakeville | 115 | Battery |  |  | 50 | 0 | 50 | 50 | 0 | 50 | 0 | 0 | 0 | 5 | 1 | [12 empty] | 2 | 1 | Missing | 2 | 3 | 2+ | 1 | 1
PG&E NGBA | Lambie | 230 | Battery |  |  | 0 | 0 | 0 | 0 | 0 | 0 | 0 | 0 | 0 | 5 | 1 | [12 empty] | 2 | 1 | 1 | 1 | 1 | 2+ | 1 | 1
PG&E GBA | Lammers | 115 | Battery |  |  | 0 | 0 | 0 | 0 | 0 | 0 | 0 | 0 | 0 | 5 | 1 | [12 empty] | 1 | 1 | 2 | 2 | 2 | 2+ | 1 | 1
PG&E KERN | Lamont | 115 | Battery |  |  | 0 | 0 | 0 | 0 | 0 | 0 | 0 | 0 | 0 | 1 | 1 | [12 empty] | 1 | 1 | 2 | 1 | 1 | 4+ | 1 | 1
EOP | Lathrop | 230 | Battery |  |  | 0 | 0 | 0 | 0 | 0 | 0 | 0 | 0 | 0 | 5 | 1 | [12 empty] | 2 | 2 | Missing | 1 | 3 | 2+ | 1 | 1
PG&E FRESNO | Le Grand | 115 | Battery |  |  | 0 | 0 | 0 | 0 | 0 | 0 | 0 | 0 | 0 | 5 | 1 | [12 empty] | 1 | 1 | 2 | 2 | 1 | 2+ | 1 | 1
PG&E FRESNO | Lemoore | 70 | Battery |  |  | 0 | 20 | 20 | 0 | 0 | 0 | 0 | 20 | 20 | 1 | 1 | [12 empty] | 1 | 1 | 1 | 2 | 2 | 2- | 1 | 1
SCE Metro | Lighthipe | 230 | Battery |  |  | 0 | 0 | 0 | 0 | 0 | 0 | 0 | 0 | 0 | 1 | 1 | [12 empty] | 1 | 1 | 2 | 1 | 1 | 2+ | 4 | 1
PG&E GBA | Llagas | 115 | Battery |  |  | 0 | 0 | 0 | 0 | 0 | 0 | 0 | 0 | 0 | 1 | 1 | [12 empty] | 2 | 1 | 2 | 2 | 1 | 4+ | 5 | 1
PG&E NGBA | Logan Creek | 230 | Battery |  |  | 0 | 0 | 0 | 0 | 0 | 0 | 0 | 0 | 0 | 5 | 1 | [12 empty] | 2 | 2 | 1 | 1 | 2 | 1+ | 1 | 1
PG&E FRESNO | Los Banos | 230 | Battery |  |  | 0.9 | 160 | 160.9 | 0.9 | 0 | 0.9 | 0 | 160 | 160 | 1 | 1 | [12 empty] | 1 | 1 | 2 | 2 | 1 | 4+ | 1 | 1
PG&E FRESNO | Los Banos | 500 | Battery |  |  | 0 | 0 | 0 | 0 | 0 | 0 | 0 | 0 | 0 | 1 | 1 | [12 empty] | 1 | 1 | 2 | 2 | 1 | 4+ | 1 | 1
PG&E GBA | Los Esteros | 115 | Battery |  |  | 3.3 | 0 | 3.3 | 3.3 | 0 | 3.3 | 0 | 0 | 0 | 1 | 1 | [12 empty] | 2 | 1 | 2 | 2 | 1 | 1 | 4 | 1
PG&E GBA | Los Esteros | 230 | Battery |  |  | 0 | 100 | 100 | 0 | 0 | 0 | 0 | 100 | 100 | 1 | 1 | [12 empty] | 2 | 1 | 2 | 2 | 1 | 4+ | 1 | 1
SCE NOL | Lugo | 230 | Battery |  |  | 0 | 0 | 0 | 0 | 0 | 0 | 0 | 0 | 0 | 1 | 1 | [12 empty] | 2 | 1 | 1 | 1 | 2 | 1+ | 1 | 1
SCE Metro | Lugo | 500 | Battery |  |  | 0 | 0 | 0 | 0 | 0 | 0 | 0 | 0 | 0 | 1 | 1 | [12 empty] | 2 | 1 | 3 | 1 | 2 | 4+ | 1 | 1
PG&E NGBA | Madison | 115 | Battery |  |  | 10.2 | 0 | 10.2 | 10.2 | 0 | 10.2 | 0 | 0 | 0 | 5 | 1 | [12 empty] | 2 | 1 | 2 | 2 | 3 | 1 | 1 | 1
PG&E FRESNO | Malaga | 115 | Battery |  |  | 97 | 30 | 127 | 97 | 0 | 97 | 0 | 30 | 30 | 5 | 1 | [12 empty] | 1 | 1 | 1 | 2 | 1 | 3+ | 1 | 1
SCE Northern | Mandalay | 230 | Battery |  |  | 200 | 0 | 200 | 0 | 0 | 0 | 200 | 0 | 200 | 5 | 1 | [12 empty] | 2 | 1 | 1 | 1 | 1 | 4+ | 1 | 1
PG&E FRESNO | Manning | 230 | Battery |  |  | 0 | 0 | 0 | 0 | 0 | 0 | 0 | 0 | 0 | 1 | 1 | [12 empty] | 1 | 1 | 1 | 2 | 1 | 1+ | 1 | 1
PG&E FRESNO | Manning | 500 | Battery |  |  | 0 | 260 | 260 | 0 | 0 | 0 | 0 | 260 | 260 | 1 | 1 | [12 empty] | 1 | 1 | Missing | 2 | 1 | 3- | 1 | 1
PG&E GBA | Martin | 115 | Battery |  |  | 188 | 0 | 188 | 188 | 0 | 188 | 0 | 0 | 0 | 1 | 1 | [12 empty] | 2 | 1 | 1 | 1 | 2 | 4+ | 3 | 1
PG&E FRESNO | Mc Mullin | 230 | Battery |  |  | 0 | 0 | 0 | 0 | 0 | 0 | 0 | 0 | 0 | 5 | 1 | [12 empty] | 1 | 1 | 2 | 2 | 1 | 1+ | 1 | 1
SDGE | Melrose | 69 | Battery |  |  | 20 | 0 | 20 | 20 | 0 | 20 | 0 | 0 | 0 | 1 | 1 | [12 empty] | 2 | 1 | 3 | 1 | 3 | 1 | 1 | 1
PG&E FRESNO | Mendota | 115 | Battery |  |  | 0 | 0 | 0 | 0 | 0 | 0 | 0 | 0 | 0 | 5 | 1 | [12 empty] | 1 | 1 | 2 | 2 | 1 | 2+ | 1 | 1
PG&E FRESNO | Mercy Springs | 70 | Battery |  |  | 75 | 0 | 75 | 75 | 0 | 75 | 0 | 0 | 0 | 1 | 1 | [12 empty] | 1 | 1 | 2 | 2 | 1 | 1 | 1 | 1
PG&E KERN | Mesa (PGE) | 230 | Battery |  |  | 0 | 0 | 0 | 0 | 0 | 0 | 0 | 0 | 0 | 1 | 1 | [12 empty] | 2 | 2 | 2 | 2 | 2 | 1+ | 1 | 1
SCE Metro | Mesa (SCE) | 230 | Battery |  |  | 6.5 | 0 | 6.5 | 6.5 | 0 | 6.5 | 0 | 0 | 0 | 1 | 1 | [12 empty] | 1 | 1 | 2 | 1 | 2 | 4+ | 1 | 1
SCE Metro | Mesa (SCE) | 500 | Battery |  |  | 0 | 0 | 0 | 0 | 0 | 0 | 0 | 0 | 0 | 1 | 1 | [12 empty] | 1 | 1 | 2 | 1 | 2 | 4+ | 1 | 1
SDGE | Mesa Heights | 69 | Battery |  |  | 10.5 | 0 | 10.5 | 10.5 | 0 | 10.5 | 0 | 0 | 0 | 1 | 1 | [12 empty] | 2 | 1 | 2 | 1 | 3 | 1 | 1 | 1
PG&E GBA | Metcalf | 230 | Battery |  |  | 100 | 100 | 200 | 0 | 0 | 0 | 100 | 100 | 200 | 1 | 1 | [12 empty] | 2 | 1 | 2 | 2 | 3 | 4+ | 4 | 1
PG&E GBA | Metcalf | 500 | Battery |  |  | 0 | 0 | 0 | 0 | 0 | 0 | 0 | 0 | 0 | 1 | 1 | [12 empty] | 2 | 1 | 2 | 2 | 3 | 1+ | 1 | 1
PG&E KERN | Midway | 115 | Battery |  |  | 0 | 60 | 60 | 0 | 0 | 0 | 0 | 60 | 60 | 1 | 1 | [12 empty] | 1 | 1 | 2 | 1 | 1 | 4+ | 3 | 1
PG&E KERN | Midway | 500 | Battery |  |  | 0 | 175 | 175 | 0 | 0 | 0 | 0 | 175 | 175 | 1 | 1 | [12 empty] | 1 | 1 | Missing | 1 | 1 | 4+ | 4 | 1
SDGE | Miguel | 230 | Battery |  |  | 0 | 0 | 0 | 0 | 0 | 0 | 0 | 0 | 0 | 1 | 1 | [12 empty] | 2 | 1 | 1 | 1 | 2 | 1+ | 5 | 1
SDGE | Miguel | 69 | Battery |  |  | 9.75 | 0 | 9.75 | 9.75 | 0 | 9.75 | 0 | 0 | 0 | 1 | 1 | [12 empty] | 2 | 1 | 1 | 1 | 2 | 2+ | 1 | 1
SCE Metro | Mira Loma | 230 | Battery |  |  | 100 | 100 | 200 | 0 | 0 | 0 | 100 | 100 | 200 | 1 | 1 | [12 empty] | 1 | 1 | 1 | 1 | 1 | 4+ | 4 | 1
SCE Eastern | Mirage | 230 | Battery |  |  | 150 | 0 | 150 | 150 | 0 | 150 | 0 | 0 | 0 | 5 | 3 | [12 empty] | 2 | 1 | 1 | 1 | 3 | 2+ | 1 | 1
SDGE | Mission | 230 | Battery |  |  | 0 | 0 | 0 | 0 | 0 | 0 | 0 | 0 | 0 | 1 | 1 | [12 empty] | 2 | 1 | 2 | 1 | 2 | 1 | 5 | 1
EOP | Mohave | 500 | Battery |  |  | 0 | 300 | 300 | 0 | 0 | 0 | 0 | 300 | 300 | 5 | 1 | [12 empty] | 2 | 2 | Missing | 1 | 3 | 4+ | 4 | 1
SCE Northern | Moorpark | 230 | Battery |  |  | 350 | 0 | 350 | 350 | 0 | 350 | 0 | 0 | 0 | 5 | 1 | [12 empty] | 2 | 1 | 2 | 1 | 3 | 4+ | 3 | 1
PG&E KERN | Morro Bay | 230 | Battery |  |  | 0 | 0 | 0 | 0 | 0 | 0 | 0 | 0 | 0 | 1 | 1 | [12 empty] | 2 | 2 | 2 | 2 | 3 | 4+ | 1 | 1
PG&E KERN | Morro Bay | 500 | Battery |  |  | 0 | 0 | 0 | 0 | 0 | 0 | 0 | 0 | 0 | 1 | 1 | [12 empty] | 2 | 2 | 1 | 2 | 3 | 2+ | 1 | 1
PG&E GBA | Moss Landing | 500 | Battery |  |  | 0 | 0 | 0 | 0 | 0 | 0 | 0 | 0 | 0 | 1 | 1 | [12 empty] | 2 | 2 | 2 | 2 | 2 | 4+ | 1 | 1
SDGE | Murray | 69 | Battery |  |  | 9 | 0 | 9 | 9 | 0 | 9 | 0 | 0 | 0 | 1 | 1 | [12 empty] | 2 | 1 | Missing | 1 | 2 | 1 | 1 | 1
PG&E FRESNO | Mustang | 230 | Battery |  |  | 0 | 60 | 60 | 0 | 0 | 0 | 0 | 60 | 60 | 5 | 1 | [12 empty] | 1 | 1 | 2 | 2 | 1 | 4+ | 1 | 1
SCE Northern | Neenach | 66 | Battery |  |  | 0 | 0 | 0 | 0 | 0 | 0 | 0 | 0 | 0 | 1 | 1 | [12 empty] | 2 | 1 | 2 | 1 | 3 | 4+ | 1 | 1
PG&E KERN | New Sub - Gates - Midway (Proposed) | 230 | Battery |  |  | 238.5 | 0 | 238.5 | 238.5 | 0 | 238.5 | 0 | 0 | 0 | 1 | 1 | [12 empty] | 1 | 1 | 2 | 2 | 1 | 4+ | 1 | 1
PG&E KERN | New Sub - Gates - Templeton (Proposed) | 230 | Battery |  |  | 0 | 0 | 0 | 0 | 0 | 0 | 0 | 0 | 0 | 1 | 1 | [12 empty] | 1 | 1 | Missing | 2 | 1 | 4+ | 1 | 1
SCE NOL | New Sub - Kramer - Lugo (Proposed) | 230 | Battery |  |  | 0 | 0 | 0 | 0 | 0 | 0 | 0 | 0 | 0 | 3 | 1 | [12 empty] | 2 | 1 | 2 | 1 | 1 | 4+ | 1 | 1
PG&E FRESNO | New Sub - Los Banos - Midway (Proposed) | 500 | Battery |  |  | 0 | 0 | 0 | 0 | 0 | 0 | 0 | 0 | 0 | 1 | 1 | [12 empty] | 1 | 1 | 2 | 2 | 1 | 4+ | 1 | 1
SCE NOL | New Sub - Lugo - Pisgah (Proposed) | 230 | Battery |  |  | 0 | 0 | 0 | 0 | 0 | 0 | 0 | 0 | 0 | 1 | 1 | [12 empty] | 2 | 1 | Missing | 1 | 3 | 1+ | 1 | 1
PG&E KERN | New Sub - Midway - Wheeler Ridge (Proposed) | 230 | Battery |  |  | 92 | 0 | 92 | 92 | 0 | 92 | 0 | 0 | 0 | 1 | 1 | [12 empty] | 1 | 1 | 1 | 1 | 1 | 1 | 1 | 1
SDGE | New Sub - North Gila - IV (Proposed) | 500 | Battery |  |  | 0 | 0 | 0 | 0 | 0 | 0 | 0 | 0 | 0 | 1 | 1 | [12 empty] | 2 | 1 | 2 | 2 | 2 | 4+ | 1 | 1
PG&E GBA | New Sub - Rancho Seco - Bellota (Proposed) | 230 | Battery |  |  | 0 | 0 | 0 | 0 | 0 | 0 | 0 | 0 | 0 | 5 | 1 | [12 empty] | 1 | 1 | 2 | 2 | 3 | 4+ | 1 | 1
SDGE | New Sub - Suncrest - Ocotillo (Proposed) | 500 | Battery |  |  | 0 | 0 | 0 | 0 | 0 | 0 | 0 | 0 | 0 | 1 | 1 | [12 empty] | 2 | 1 | 2 | 1 | 3 | 2+ | 1 | 1
PG&E FRESNO | New Sub - Westley - Quinto (Proposed) | 230 | Battery |  |  | 0 | 0 | 0 | 0 | 0 | 0 | 0 | 0 | 0 | 1 | 1 | [12 empty] | 1 | 1 | 2 | 2 | 1 | 4+ | 1 | 1
PG&E GBA | Newark | 230 | Battery |  |  | 0 | 0 | 0 | 0 | 0 | 0 | 0 | 0 | 0 | 1 | 1 | [12 empty] | 2 | 1 | 2 | 1 | 2 | 4+ | 1 | 1
SDGE | North Gila | 500 | Battery |  |  | 0 | 0 | 0 | 0 | 0 | 0 | 0 | 0 | 0 | 1 | 1 | [12 empty] | 2 | 2 | 2 | 2 | 3 | 1+ | 1 | 1
PG&E GBA | Oakland C | 115 | Battery |  |  | 0 | 0 | 0 | 0 | 0 | 0 | 0 | 0 | 0 | 5 | 1 | [12 empty] | 2 | 1 | 2 | 1 | 2 | 2+ | 5 | 1
PG&E GBA | Oakland J | 115 | Battery |  |  | 0 | 0 | 0 | 0 | 0 | 0 | 0 | 0 | 0 | 1 | 1 | [12 empty] | 2 | 1 | 2 | 1 | 1 | 4+ | 1 | 1
SDGE | Ocean Ranch | 69 | Battery |  |  | 0 | 0 | 0 | 0 | 0 | 0 | 0 | 0 | 0 | 1 | 1 | [12 empty] | 2 | 1 | 2 | 1 | 3 | 2+ | 1 | 1
SCE Metro | Olinda | 230 | Battery |  |  | 0 | 0 | 0 | 0 | 0 | 0 | 0 | 0 | 0 | 1 | 1 | [12 empty] | 1 | 1 | 1 | 1 | 2 | 1+ | 1 | 1
PG&E FRESNO | Olive | 115 | Battery |  |  | 20 | 0 | 20 | 20 | 0 | 20 | 0 | 0 | 0 | 1 | 1 | [12 empty] | 1 | 1 | 1 | 1 | 1 | 2+ | 1 | 1
SDGE | Otay | 69 | Battery |  |  | 49.7 | 0 | 49.7 | 49.7 | 0 | 49.7 | 0 | 0 | 0 | 1 | 1 | [12 empty] | 2 | 1 | 1 | 1 | 1 | 1 | 1 | 1
SDGE | Otay Mesa | 230 | Battery |  |  | 52 | 0 | 52 | 52 | 0 | 52 | 0 | 0 | 0 | 1 | 1 | [12 empty] | 2 | 1 | 1 | 1 | 3 | 4+ | 1 | 1
SDGE | Pala | 69 | Battery |  |  | 10 | 0 | 10 | 10 | 0 | 10 | 0 | 0 | 0 | 1 | 1 | [12 empty] | 2 | 1 | 2 | 1 | 3 | 1 | 1 | 1
PG&E NGBA | Palermo | 115 | Battery |  |  | 0 | 0 | 0 | 0 | 0 | 0 | 0 | 0 | 0 | 5 | 1 | [12 empty] | 2 | 1 | 2 | 2 | 2 | 2+ | 1 | 1
PG&E FRESNO | Panoche | 115 | Battery |  |  | 0 | 0 | 0 | 0 | 0 | 0 | 0 | 0 | 0 | 5 | 1 | [12 empty] | 1 | 1 | 1 | 2 | 1 | 2+ | 1 | 1
PG&E FRESNO | Panoche | 230 | Battery |  |  | 0 | 0 | 0 | 0 | 0 | 0 | 0 | 0 | 0 | 1 | 1 | [12 empty] | 1 | 1 | 2 | 2 | 1 | 1+ | 1 | 1
SCE Northern | Pardee | 230 | Battery |  |  | 15 | 0 | 15 | 15 | 0 | 15 | 0 | 0 | 0 | 5 | 1 | [12 empty] | 1 | 1 | 1 | 1 | 3 | 1 | 1 | 1
SCE Northern | Pastoria | 230 | Battery |  |  | 80 | 0 | 80 | 80 | 0 | 80 | 0 | 0 | 0 | 5 | 1 | [12 empty] | 1 | 1 | 2 | 1 | 3 | 1+ | 1 | 1
SCE Metro | Pauda | 230 | Battery |  |  | 120 | 0 | 120 | 120 | 0 | 120 | 0 | 0 | 0 | 1 | 1 | [12 empty] | 1 | 1 | 2 | 1 | 2 | 1 | 4 | 1
PG&E NGBA | Peabody | 230 | Battery |  |  | 0 | 0 | 0 | 0 | 0 | 0 | 0 | 0 | 0 | 5 | 1 | [12 empty] | 2 | 1 | 2 | 1 | 2 | 1+ | 1 | 1
PG&E NGBA | Pease | 60 | Battery |  |  | 0 | 0 | 0 | 0 | 0 | 0 | 0 | 0 | 0 | 5 | 1 | [12 empty] | 2 | 2 | 2 | 1 | 2 | 2+ | 1 | 1
SCE NOL | Pisgah | 230 | Battery |  |  | 0 | 0 | 0 | 0 | 0 | 0 | 0 | 0 | 0 | 1 | 1 | [12 empty] | 2 | 1 | 2 | 1 | 1 | 4+ | 1 | 1
PG&E GBA | Pittsburg | 115 | Battery |  |  | 0 | 0 | 0 | 0 | 0 | 0 | 0 | 0 | 0 | 5 | 1 | [12 empty] | 2 | 1 | 3 | 1 | 1 | 4+ | 1 | 1
PG&E GBA | Pittsburg | 230 | Battery |  |  | 0 | 0 | 0 | 0 | 0 | 0 | 0 | 0 | 0 | 5 | 1 | [12 empty] | 2 | 1 | 3 | 1 | 1 | 4+ | 1 | 1
SDGE | Point Loma | 69 | Battery |  |  | 0 | 0 | 0 | 0 | 0 | 0 | 0 | 0 | 0 | 1 | 1 | [12 empty] | 2 | 1 | 3 | 1 | 2 | 2+ | 1 | 1
SDGE | Pomerado | 69 | Battery |  |  | 100 | 0 | 100 | 100 | 0 | 100 | 0 | 0 | 0 | 1 | 1 | [12 empty] | 2 | 1 | 3 | 1 | 3 | 1 | 1 | 1
EOP | Primm | 230 | Battery |  |  | 200 | 0 | 200 | 200 | 0 | 200 | 0 | 0 | 0 | 5 | 1 | [12 empty] | 2 | 2 | 3 | 1 | 2 | 1 | 1 | 1
PG&E NGBA | Putah Creek | 115 | Battery |  |  | 3 | 0 | 3 | 3 | 0 | 3 | 0 | 0 | 0 | 5 | 1 | [12 empty] | 2 | 1 | 3 | 2 | 3 | 1 | 1 | 1
PG&E FRESNO | Quinto | 230 | Battery |  |  | 0 | 50 | 50 | 0 | 0 | 0 | 0 | 50 | 50 | 1 | 1 | [12 empty] | 1 | 1 | 3 | 2 | 1 | 4+ | 1 | 1
SCE Northern | Rector | 230 | Battery |  |  | 0 | 0 | 0 | 0 | 0 | 0 | 0 | 0 | 0 | 1 | 1 | [12 empty] | 1 | 1 | 3 | 1 | 2 | 2+ | 1 | 1
SCE Eastern | Red Bluff | 230 | Battery |  |  | 446 | 0 | 446 | 446 | 0 | 446 | 0 | 0 | 0 | 1 | 1 | [12 empty] | 2 | 2 | 3 | 1 | 3 | 4+ | 1 | 1
SCE Eastern | Red Bluff | 500 | Battery |  |  | 225 | 0 | 225 | 225 | 0 | 225 | 0 | 0 | 0 | 1 | 1 | [12 empty] | 2 | 2 | 3 | 1 | 3 | 4+ | 4 | 1
SCE Metro | Rio Hondo | 230 | Battery |  |  | 165 | 10 | 175 | 165 | 10 | 175 | 0 | 0 | 0 | 1 | 1 | [12 empty] | 1 | 1 | 3 | 1 | 1 | 4+ | 1 | 1
PG&E NGBA | Rio Oso | 230 | Battery |  |  | 0 | 0 | 0 | 0 | 0 | 0 | 0 | 0 | 0 | 5 | 1 | [12 empty] | 2 | 1 | 3 | 1 | 3 | 1+ | 1 | 1
PG&E GBA | Ripon | 115 | Battery |  |  | 60 | 0 | 60 | 60 | 0 | 60 | 0 | 0 | 0 | 5 | 1 | [12 empty] | 1 | 1 | 3 | 2 | 2 | 4+ | 1 | 1
SCE NOL | Roadway | 115 | Battery |  |  | 100 | 12 | 112 | 100 | 0 | 100 | 0 | 12 | 12 | 1 | 1 | [12 empty] | 2 | 1 | 3 | 1 | 1 | 4+ | 1 | 1
PG&E GBA | Salado | 60 | Battery |  |  | 0 | 0 | 0 | 0 | 0 | 0 | 0 | 0 | 0 | 1 | 1 | [12 empty] | 1 | 1 | 3 | 2 | 1 | 4+ | 1 | 1
SDGE | Salt Creek | 69 | Battery |  |  | 0 | 0 | 0 | 0 | 0 | 0 | 0 | 0 | 0 | 1 | 1 | [12 empty] | 2 | 1 | 3 | 1 | 2 | 2+ | 1 | 1
SCE Eastern | San Bernardino | 230 | Battery |  |  | 0 | 0 | 0 | 0 | 0 | 0 | 0 | 0 | 0 | 1 | 1 | [12 empty] | 1 | 1 | 3 | 1 | 2 | 2+ | 1 | 1
SDGE | San Luis Rey | 230 | Battery |  |  | 0 | 0 | 0 | 0 | 0 | 0 | 0 | 0 | 0 | 1 | 1 | [12 empty] | 2 | 1 | 3 | 1 | 3 | 2+ | 4 | 1
SCE Metro | San Onofre | 230 | Battery |  |  | 0 | 0 | 0 | 0 | 0 | 0 | 0 | 0 | 0 | 1 | 1 | [12 empty] | 2 | 1 | 3 | 1 | 3 | 1+ | 1 | 1
PG&E FRESNO | Sanger | 115 | Battery |  |  | 0 | 0 | 0 | 0 | 0 | 0 | 0 | 0 | 0 | 5 | 1 | [12 empty] | 1 | 1 | 3 | 2 | 2 | 4+ | 1 | 1
SCE Northern | Santa Clara | 230 | Battery |  |  | 0 | 0 | 0 | 0 | 0 | 0 | 0 | 0 | 0 | 5 | 1 | [12 empty] | 2 | 1 | 3 | 1 | 2 | 1 | 4 | 1
PG&E GBA | Santa Teresa | 115 | Battery |  |  | 0 | 0 | 0 | 0 | 0 | 0 | 0 | 0 | 0 | 1 | 1 | [12 empty] | 2 | 1 | 3 | 2 | 2 | 4+ | 1 | 1
SDGE | Santee | 138 | Battery |  |  | 10 | 0 | 10 | 10 | 0 | 10 | 0 | 0 | 0 | 5 | 1 | [12 empty] | 2 | 1 | 3 | 1 | 2 | 1 | 1 | 1
PG&E FRESNO | Schindler | 115 | Battery |  |  | 0 | 0 | 0 | 0 | 0 | 0 | 0 | 0 | 0 | 1 | 1 | [12 empty] | 1 | 1 | 3 | 2 | 1 | 4+ | 1 | 1
PG&E GBA | Schulte | 115 | Battery |  |  | 0 | 0 | 0 | 0 | 0 | 0 | 0 | 0 | 0 | 5 | 1 | [12 empty] | 1 | 1 | 3 | 2 | 2 | 4+ | 1 | 1
SDGE | Scripps | 69 | Battery |  |  | 0 | 0 | 0 | 0 | 0 | 0 | 0 | 0 | 0 | 1 | 1 | [12 empty] | 2 | 1 | 3 | 1 | 3 | 2+ | 1 | 1
PG&E KERN | Shafter | 115 | Battery |  |  | 0 | 0 | 0 | 0 | 0 | 0 | 0 | 0 | 0 | 1 | 1 | [12 empty] | 1 | 1 | 3 | 1 | 1 | 2+ | 1 | 1
SDGE | Silvergate | 230 | Battery |  |  | 0 | 0 | 0 | 0 | 0 | 0 | 0 | 0 | 0 | 1 | 1 | [12 empty] | 2 | 1 | 3 | 1 | 1 | 2+ | 4 | 1
EOP | Sloan Canyon | 230 | Battery |  |  | 0 | 0 | 0 | 0 | 0 | 0 | 0 | 0 | 0 | 5 | 1 | [12 empty] | 2 | 2 | 3 | 1 | 3 | 4+ | 1 | 1
SCE Northern | Springville | 230 | Battery |  |  | 225 | 0 | 225 | 225 | 0 | 225 | 0 | 0 | 0 | 1 | 1 | [12 empty] | 1 | 1 | 3 | 1 | 1 | 2+ | 1 | 1
SDGE | Suncrest | 230 | Battery |  |  | 0 | 0 | 0 | 0 | 0 | 0 | 0 | 0 | 0 | 1 | 1 | [12 empty] | 2 | 1 | 3 | 1 | 3 | 2+ | 1 | 1
SCE Northern | Sylmar | 230 | Battery |  |  | 0 | 0 | 0 | 0 | 0 | 0 | 0 | 0 | 0 | 5 | 1 | [12 empty] | 1 | 1 | 3 | 1 | 1 | 2+ | 1 | 1
PG&E KERN | Taft | 115 | Battery |  |  | 3 | 0 | 3 | 3 | 0 | 3 | 0 | 0 | 0 | 1 | 1 | [12 empty] | 1 | 1 | 3 | 1 | 2 | 1 | 1 | 1
SDGE | Talega | 138 | Battery |  |  | 100 | 0 | 100 | 0 | 0 | 0 | 100 | 0 | 100 | 1 | 1 | [12 empty] | 2 | 1 | 3 | 1 | 3 | 4+ | 1 | 1
SDGE | Talega | 230 | Battery |  |  | 0 | 0 | 0 | 0 | 0 | 0 | 0 | 0 | 0 | 1 | 1 | [12 empty] | 2 | 1 | 3 | 1 | 3 | 1 | 4 | 1
PG&E KERN | Templeton | 230 | Battery |  |  | 0 | 0 | 0 | 0 | 0 | 0 | 0 | 0 | 0 | 1 | 1 | [12 empty] | 2 | 2 | 3 | 2 | 3 | 1+ | 1 | 1
PG&E GBA | Tesla | 230 | Battery |  |  | 125 | 0 | 125 | 125 | 0 | 125 | 0 | 0 | 0 | 5 | 1 | [12 empty] | 2 | 1 | 3 | 1 | 2 | 4+ | 1 | 1
PG&E GBA | Tesla | 500 | Battery |  |  | 0 | 0 | 0 | 0 | 0 | 0 | 0 | 0 | 0 | 1 | 1 | [12 empty] | 2 | 1 | 3 | 1 | 2 | 4+ | 1 | 1
PG&E FRESNO | Tranquility | 230 | Battery |  |  | 502 | 0 | 502 | 502 | 0 | 502 | 0 | 0 | 0 | 5 | 1 | [12 empty] | 1 | 1 | 3 | 2 | 1 | 4+ | 1 | 1
EOP | Trout Canyon | 230 | Battery |  |  | 731 | 60 | 791 | 731 | 0 | 731 | 0 | 60 | 60 | 5 | 1 | [12 empty] | 2 | 2 | 3 | 1 | 3 | 4+ | 1 | 1
EOP | Trout Canyon | 500 | Battery |  |  | 0 | 0 | 0 | 0 | 0 | 0 | 0 | 0 | 0 | 5 | 1 | [12 empty] | 2 | 2 | 3 | 1 | 3 | 1+ | 1 | 1
PG&E NGBA | Tulucay | 230 | Battery |  |  | 0 | 0 | 0 | 0 | 0 | 0 | 0 | 0 | 0 | 5 | 1 | [12 empty] | 2 | 1 | 3 | 2 | 3 | 2+ | 1 | 1
PG&E NGBA | Vaca Dixon | 115 | Battery |  |  | 0 | 0 | 0 | 0 | 0 | 0 | 0 | 0 | 0 | 5 | 1 | [12 empty] | 2 | 1 | 3 | 1 | 3 | 2+ | 1 | 1
PG&E NGBA | Vaca Dixon | 230 | Battery |  |  | 0 | 0 | 0 | 0 | 0 | 0 | 0 | 0 | 0 | 5 | 1 | [12 empty] | 2 | 1 | 3 | 1 | 3 | 4+ | 1 | 1
PG&E NGBA | Vaca Dixon | 500 | Battery |  |  | 0 | 0 | 0 | 0 | 0 | 0 | 0 | 0 | 0 | 5 | 1 | [12 empty] | 2 | 1 | 3 | 1 | 3 | 2+ | 1 | 1
SCE Eastern | Valley (SCE) | 500 | Battery |  |  | 870.6 | 0 | 870.6 | 720 | 0 | 720 | 150.6 | 0 | 150.6 | 1 | 1 | [12 empty] | 1 | 1 | 3 | 1 | 2 | 4+ | 1 | 1
EOP | Valley (VEA) | 138 | Battery |  |  | 0 | 0 | 0 | 0 | 0 | 0 | 0 | 0 | 0 | 5 | 1 | [12 empty] | 2 | 2 | 3 | 1 | 3 | 4+ | 1 | 1
PG&E GBA | Valley Springs | 60 | Battery |  |  | 0 | 0 | 0 | 0 | 0 | 0 | 0 | 0 | 0 | 5 | 1 | [12 empty] | 2 | 1 | 3 | 1 | 3 | 4+ | 1 | 1
EOP | Valley Switch | 230 | Battery |  |  | 0 | 0 | 0 | 0 | 0 | 0 | 0 | 0 | 0 | 5 | 1 | [12 empty] | 2 | 2 | 3 | 1 | 3 | 1+ | 1 | 1
SCE Northern | Vestal | 230 | Battery |  |  | 110 | 100 | 210 | 110 | 0 | 110 | 0 | 100 | 100 | 1 | 1 | [12 empty] | 1 | 1 | 3 | 1 | 1 | 4+ | 1 | 1
SCE Northern | Vestal | 66 | Battery |  |  | 80 | 0 | 80 | 80 | 0 | 80 | 0 | 0 | 0 | 1 | 1 | [12 empty] | 1 | 1 | 3 | 1 | 1 | 1 | 1 | 1
SCE NOL | Victor | 230 | Battery |  |  | 0 | 0 | 0 | 0 | 0 | 0 | 0 | 0 | 0 | 1 | 1 | [12 empty] | 2 | 1 | 3 | 1 | 2 | 4+ | 1 | 1
SCE Metro | Viejo | 230 | Battery |  |  | 0 | 0 | 0 | 0 | 0 | 0 | 0 | 0 | 0 | 1 | 1 | [12 empty] | 1 | 1 | 3 | 1 | 2 | 4+ | 1 | 1
PG&E GBA | Vierra | 115 | Battery |  |  | 92 | 0 | 92 | 92 | 0 | 92 | 0 | 0 | 0 | 5 | 1 | [12 empty] | 1 | 1 | 3 | 2 | 1 | 4+ | 1 | 1
SCE Northern | Vincent | 230 | Battery |  |  | 399 | 100 | 499 | 399 | 0 | 399 | 0 | 100 | 100 | 1 | 1 | [12 empty] | 2 | 1 | 3 | 1 | 3 | 4+ | 4 | 1
SCE Northern | Vincent | 500 | Battery |  |  | 0 | 0 | 0 | 0 | 0 | 0 | 0 | 0 | 0 | 1 | 1 | [12 empty] | 2 | 1 | 3 | 1 | 3 | 1+ | 1 | 1
SCE Eastern | Vista (SCE) | 230 | Battery |  |  | 200 | 0 | 200 | 200 | 0 | 200 | 0 | 0 | 0 | 1 | 1 | [12 empty] | 1 | 1 | 3 | 1 | 1 | 1 | 1 | 1
EOP | Vista (VEA) | 230 | Battery |  |  | 0 | 0 | 0 | 0 | 0 | 0 | 0 | 0 | 0 | 5 | 1 | [12 empty] | 2 | 2 | 3 | 1 | 3 | 2+ | 1 | 1
SCE Northern | Wakefield | 66 | Battery |  |  | 15 | 0 | 15 | 15 | 0 | 15 | 0 | 0 | 0 | 5 | 1 | [12 empty] | 2 | 1 | 3 | 1 | 3 | 1 | 1 | 1
SCE Metro | Walnut | 230 | Battery |  |  | 400 | 0 | 400 | 400 | 0 | 400 | 0 | 0 | 0 | 1 | 1 | [12 empty] | 1 | 1 | 3 | 1 | 1 | 4+ | 1 | 1
PG&E GBA | Weber | 230 | Battery |  |  | 0 | 0 | 0 | 0 | 0 | 0 | 0 | 0 | 0 | 5 | 1 | [12 empty] | 1 | 1 | 3 | 2 | 1 | 1+ | 1 | 1
PG&E GBA | Weber | 60 | Battery |  |  | 20 | 0 | 20 | 20 | 0 | 20 | 0 | 0 | 0 | 5 | 1 | [12 empty] | 1 | 1 | 3 | 2 | 1 | 4+ | 1 | 1
PG&E KERN | Wheeler Ridge | 230 | Battery |  |  | 0 | 50 | 50 | 0 | 0 | 0 | 0 | 50 | 50 | 1 | 1 | [12 empty] | 1 | 1 | 3 | 1 | 1 | 4+ | 1 | 1
SCE Northern | Whirlwind | 230 | Battery |  |  | 592 | 6 | 598 | 592 | 6 | 598 | 0 | 0 | 0 | 1 | 1 | [12 empty] | 2 | 1 | 3 | 1 | 3 | 4+ | 3 | 1
SCE Northern | Whirlwind | 500 | Battery |  |  | 0 | 0 | 0 | 0 | 0 | 0 | 0 | 0 | 0 | 1 | 1 | [12 empty] | 2 | 1 | 3 | 1 | 3 | 4+ | 1 | 1
SCE Eastern | Wildlife | 230 | Battery |  |  | 0 | 0 | 0 | 0 | 0 | 0 | 0 | 0 | 0 | 1 | 1 | [12 empty] | 1 | 1 | 3 | 1 | 1 | 2+ | 1 | 1
PG&E FRESNO | Wilson | 115 | Battery |  |  | 0 | 0 | 0 | 0 | 0 | 0 | 0 | 0 | 0 | 5 | 1 | [12 empty] | 1 | 1 | 3 | 2 | 1 | 4+ | 1 | 1
PG&E FRESNO | Wilson | 230 | Battery |  |  | 0 | 0 | 0 | 0 | 0 | 0 | 0 | 0 | 0 | 5 | 1 | [12 empty] | 1 | 1 | 3 | 2 | 1 | 2+ | 1 | 1
SCE Northern | Windhub | 230 | Battery |  |  | 1000 | 20 | 1020 | 1000 | 0 | 1000 | 0 | 20 | 20 | 1 | 1 | [12 empty] | 2 | 1 | 3 | 1 | 2 | 4+ | 1 | 1
SCE Northern | Windhub | 500 | Battery |  |  | 15 | 0 | 15 | 15 | 0 | 15 | 0 | 0 | 0 | 1 | 1 | [12 empty] | 2 | 1 | 3 | 1 | 2 | 4+ | 1 | 1
SCE Eastern | Alberhill | 500 | LDES |  |  | 0 | 0 | 0 | 0 | 0 | 0 | 0 | 0 | 0 | 1 | 1 |  | See 'LandEnv_PSH' tab for PSH potential impacts analysis | [10 empty] | 1 | 1 | 2 | 1 | 1 | 4+ | 1 | 1
PG&E GBA | Bellota | 230 | LDES |  | Mapped as PSH | 310 | 0 | 310 | 0 | 0 | 0 | 310 | 0 | 310 | 5 | 1 |  | See 'LandEnv_PSH' tab for PSH potential impacts analysis | [10 empty] | 1 | 1 | Missing | 2 | 3 | 3- | 1 | 1
PG&E NGBA | Delevan | 230 | LDES |  |  | 0 | 0 | 0 | 0 | 0 | 0 | 0 | 0 | 0 | 5 | 1 | [12 empty] | 2 | 2 | Missing | 1 | 3 | 1+ | 1 | 1
EOP | Eldorado | 230 | LDES |  |  | 0 | 0 | 0 | 0 | 0 | 0 | 0 | 0 | 0 | 5 | 1 | [12 empty] | 2 | 2 | Missing | 1 | 3 | 1+ | 1 | 1
PG&E FRESNO | Gregg | 230 | LDES |  | Mapped as PSH | 140 | 0 | 140 | 0 | 0 | 0 | 140 | 0 | 140 | 5 | 1 | [12 empty] | 1 | 1 | 2 | 2 | 1 | 4- | 1 | 1
SCE NOL | Kramer | 230 | LDES |  |  | 0 | 0 | 0 | 0 | 0 | 0 | 0 | 0 | 0 | 3 | 1 | [12 empty] | 2 | 1 | 2 | 1 | 3 | 1+ | 1 | 1
PG&E NGBA | Malin | 500 | LDES |  |  | 0 | 0 | 0 | 0 | 0 | 0 | 0 | 0 | 0 | 1 | 1 | [12 empty] | 2 | 2 | 2 | 2 | 3 | 1+ | 1 | 1
PG&E NGBA | Mendocino | 115 | LDES |  |  | 0 | 0 | 0 | 0 | 0 | 0 | 0 | 0 | 0 | 5 | 1 | [12 empty] | 2 | 2 | 2 | 2 | 3 | 1 | 5 | 1
PG&E NGBA | Mendocino | 60 | LDES |  | Mapped as Flow-Battery | 5 | 0 | 5 | 5 | 0 | 5 | 0 | 0 | 0 | 5 | 1 | [12 empty] | 2 | 2 | 2 | 2 | 3 | 1 | 1 | 1
PG&E KERN | Morro Bay | 230 | LDES |  |  | 0 | 0 | 0 | 0 | 0 | 0 | 0 | 0 | 0 | 1 | 1 | [12 empty] | 2 | 2 | 2 | 2 | 3 | 4+ | 1 | 1
SCE Eastern | Red Bluff | 500 | LDES |  |  | 0 | 0 | 0 | 0 | 0 | 0 | 0 | 0 | 0 | 1 | 1 | [12 empty] | 2 | 2 | 3 | 1 | 3 | 2+ | 1 | 1
SDGE | Sycamore Canyon | 230 | LDES |  | Mapped as PSH | 409.2 | 0 | 409.2 | 0 | 0 | 0 | 409.2 | 0 | 409.2 | 1 | 1 |  | See 'LandEnv_PSH' tab for PSH potential impacts analysis | [10 empty] | 2 | 1 | 3 | 1 | 3 | 3- | 1 | 1
SCE Northern | Whirlwind | 230 | LDES |  | Mapped as A-CAES | 400 | 0 | 400 | 200 | 0 | 200 | 200 | 0 | 200 | 1 | 1 | [12 empty] | 2 | 1 | 3 | 1 | 3 | 4+ | 3 | 1
SCE Northern | Windhub | 230 | LDES |  |  | 0 | 0 | 0 | 0 | 0 | 0 | 0 | 0 | 0 | 1 | 1 | [12 empty] | 2 | 1 | 3 | 1 | 2 | 1+ | 1 | 1
EOP | Eldorado | 230 | OOS_Wind | YES | SW_ExtTx_Wind | 51 | 0 | 51 | 51 | 0 | 51 | 0 | 0 | 0 | 5 | 1 | [17 empty] | 1+ | 1 | 1
EOP | Eldorado | 500 | OOS_Wind | YES | Wyoming Wind | 3000 | 0 | 3000 | 0 | 0 | 0 | 3000 | 0 | 3000 | 5 | 1 | [17 empty] | 3- | 1 | 1
EOP | Harry Allen | 500 | OOS_Wind | YES | Idaho Windo | 1100 | 0 | 1100 | 0 | 0 | 0 | 1100 | 0 | 1100 | 5 | 1 | [17 empty] | 3- | 1 | 1
SCE Metro | Lugo | 500 | OOS_Wind | YES | New Mexico Wind | 1750 | 0 | 1750 | 0 | 0 | 0 | 1750 | 0 | 1750 | 1 | 1 | [17 empty] | 5- | 1 | 1
SCE Eastern | Palo Verde | 500 | OOS_Wind | YES | New Mexico Wind | 3099 | 0 | 3099 | 1685 | 0 | 1685 | 1414 | 0 | 1414 | 5 | 1 | [17 empty] | 5- | 1 | 1
PG&E KERN | Cabrillo | 115 | Offshore_Wind |  |  | 0 | 0 | 0 | 0 | 0 | 0 | 0 | 0 | 0 | 1 | 1 | [17 empty] | 1+ | 1 | 1
PG&E KERN | Diablo Canyon | 500 | Offshore_Wind |  |  | 2924 | 0 | 2924 | 0 | 0 | 0 | 2924 | 0 | 2924 | 1 | 1 | [17 empty] | 3- | 1 | 1
PG&E NGBA | Humboldt | 115 | Offshore_Wind |  |  | 0 | 0 | 0 | 0 | 0 | 0 | 0 | 0 | 0 | 1 | 1 | [17 empty] | 2+ | 1 | 1
PG&E NGBA | Humboldt | 500 | Offshore_Wind |  |  | 1607 | 0 | 1607 | 0 | 0 | 0 | 1607 | 0 | 1607 | 1 | 1 | [17 empty] | 5- | 1 | 1
PG&E KERN | Morro Bay | 230 | Offshore_Wind |  |  | 0 | 0 | 0 | 0 | 0 | 0 | 0 | 0 | 0 | 1 | 1 | [17 empty] | 2+ | 1 | 1
PG&E KERN | Morro Bay | 500 | Offshore_Wind |  |  | 0 | 0 | 0 | 0 | 0 | 0 | 0 | 0 | 0 | 1 | 1 | [17 empty] | 2+ | 1 | 1
PG&E GBA | Moss Landing | 500 | Offshore_Wind |  |  | 0 | 0 | 0 | 0 | 0 | 0 | 0 | 0 | 0 | 1 | 1 | [17 empty] | 4+ | 1 | 1

## 2040_Criteria_Alignment
Summary of initial mapped resources alignment with all the applied busbar mapping criteria for the 2040 model year. Results are shown by substation and resource type.
[6 empty] | Total Portfolio |  |  | In-Development |  |  | Generic |  |  | 1. System level transmission capability |  | 2. Substation level interconnection | 3. Land-use implications and feasibility |  |  |  |  | 4. Environmental (conservation and biological) impact factors | [5 empty] | 5. Community and environmental (societal) impact factors |  |  |  |  | 6. | 7.
CAISO Study Area | Substation | Voltage | Resource Type | Out-of-CAISO | Mapped Res. Note | FCDS (or 4-hr for Battery) | EODS (or 8-hr for Battery) | Total | FCDS (or 4-hr for Battery) | EODS (or 8-hr for Battery) | Total | FCDS (or 4-hr for Battery) | EODS (or 8-hr for Battery) | Total | FCDS Alignment pre-upgrades | EODS Alignment pre-upgrades | Distance to interconnection | Core Screen Criteria Alignment Level | Parcelization Criteria Alignment Level | Cropland Index Criteria Alignment Level | Overdrafted Basin Criteria Alignment Level | Fire Threat Criteria Alignment Level | ACE Connectivity Criteria Alignment | ACE Biodiversity Criteria Alignment | ACE Irreplaceability Criteria Alignment | All ACE Criteria Alignment | Intactness Criteria Alignment | Wetlands Criteria Alignment | Non-Attainment Zone PM2.5 | Non-Attainment Zone O3 | Gas Plant Proximity | IRA Energy Communities | DAC Proximity | Commercial Development Interest | Alignment with Previous TPP | Has Flag | Notes
EOP | Beatty | 138 | Geothermal |  |  | 0 | 0 | 0 | 0 | 0 | 0 | 0 | 0 | 0 | 5 | 1 | [12 empty] | 2 | 2 | Missing | 1 | 3 | 1 | 5 | 1
EOP | Beatty | 230 | Geothermal |  |  | 400 | 0 | 400 | 0 | 0 | 0 | 400 | 0 | 400 | 5 | 1 | 4 | N/A |  |  |  | N/A | N/A | N/A | N/A | N/A | N/A | N/A | 2 | 2 | 2 | 1 | 3 | 5- | 1 | 1
PG&E NGBA | Cloverdale | 115 | Geothermal |  |  | 28 | 0 | 28 | 0 | 0 | 0 | 28 | 0 | 28 | 5 | 1 | 2 | 1 |  |  |  | 1 | 5 | 1 | 1 | 2 | 3 | 1 | 2 | 2 | 1 | 2 | 3 | 1 | 3 | 1
SCE NOL | Control | 115 | Geothermal |  |  | 9.7 | 0 | 9.7 | 9.7 | 0 | 9.7 | 0 | 0 | 0 | 5 | 1 |  | 1 |  |  |  | 1 | 5 | 1 | 1 | 1 | 1 | 2 | 2 | 2 | 2 | 1 | 3 | 1+ | 1 | 1
PG&E NGBA | Eagle Rock (PGE) | 115 | Geothermal |  |  | 21.5 | 0 | 21.5 | 7 | 0 | 7 | 14.5 | 0 | 14.5 | 5 | 1 | 2 | 1 |  |  |  | 1 | 5 | 1 | 1 | 2 | 3 | 1 | 2 | 2 | Missing | 2 | 3 | 5- | 3 | 1
EOP | Eldorado | 230 | Geothermal | YES | Northern Nevada | 117.3 | 0 | 117.3 | 0 | 0 | 0 | 117.3 | 0 | 117.3 | 5 | 1 | N/A | N/A |  |  |  | N/A | N/A | N/A | N/A | N/A | N/A | N/A | 2 | 2 | Missing | 1 | 3 | 3- | 1 | 1
EOP | Eldorado | 500 | Geothermal |  |  | 0 | 0 | 0 | 0 | 0 | 0 | 0 | 0 | 0 | 5 | 1 | [12 empty] | 2 | 2 | Missing | 1 | 3 | 1+ | 4 | 1
PG&E NGBA | Fulton | 230 | Geothermal |  |  | 54 | 0 | 54 | 18 | 0 | 18 | 36 | 0 | 36 | 5 | 1 | 2 | 1 |  |  |  | 1 | 5 | 1 | 1 | 2 | 3 | 1 | 2 | 1 | 2 | 2 | 2 | 5- | 1 | 1
PG&E NGBA | Geysers 12 | 230 | Geothermal |  |  | 0 | 0 | 0 | 0 | 0 | 0 | 0 | 0 | 0 | 5 | 1 | [12 empty] | 2 | 2 | 1 | 2 | 3 | 1 | 5 | 1
PG&E NGBA | Geysers 17 | 230 | Geothermal |  |  | 19.5 | 0 | 19.5 | 0 | 0 | 0 | 19.5 | 0 | 19.5 | 5 | 1 | 2 | 1 |  |  |  | 1 | 5 | 1 | 1 | 2 | 3 | 1 | 2 | 2 | 1 | 2 | 3 | 5- | 1 | 1
SDGE | Imperial Valley | 230 | Geothermal | YES | Imperial-IID | 100 | 0 | 100 | 0 | 0 | 0 | 100 | 0 | 100 | 1 | 1 | 1 | 1 |  |  |  | 1 | 1 | 1 | 1 | 1 | 1 | 1 | 1 | 1 | 1 | 2 | 1 | 4- | 5 | 1
SCE Metro | Lugo | 500 | Geothermal | YES | Utah, Northern Nevada | 389 | 0 | 389 | 366 | 0 | 366 | 23 | 0 | 23 | 1 | 1 | N/A | N/A |  |  |  | N/A | N/A | N/A | N/A | N/A | N/A | N/A | 2 | 1 | 3 | 1 | 2 | 3- | 1 | 1
SCE Eastern | Mirage | 230 | Geothermal | YES | Imperial-IID | 500 | 0 | 500 | 0 | 0 | 0 | 500 | 0 | 500 | 5 | 3 | 1 | 1 |  |  |  | 1 | 1 | 1 | 2 | 2 | 2 | 1 | 2 | 1 | 1 | 1 | 3 | 3- | 5 | 1
PG&E FRESNO | Balch | 230 | Biomass |  |  | 0 | 0 | 0 | 0 | 0 | 0 | 0 | 0 | 0 | 5 | 5 | [12 empty] | 3 | 3 | 3 | 1 | 1 | 1 | 5 | 1
PG&E GBA | Bellota | 115 | Biomass |  |  | 0 | 0 | 0 | 0 | 0 | 0 | 0 | 0 | 0 | 5 | 1 | [12 empty] | 3 | 3 | 1 | 1 | 1 | 1 | 4 | 1
PG&E FRESNO | Borden | 70 | Biomass |  |  | 0 | 0 | 0 | 0 | 0 | 0 | 0 | 0 | 0 | 5 | 5 | [12 empty] | 3 | 3 | 2 | 1 | 4 | 4+ | 1 | 1
PG&E GBA | Brentwood | 230 | Biomass |  |  | 0 | 0 | 0 | 0 | 0 | 0 | 0 | 0 | 0 | 5 | 1 | [12 empty] | 1 | 3 | 3 | 3 | 1 | 1 | 4 | 1
PG&E NGBA | Bridgeville | 115 | Biomass |  |  | 8 | 0 | 8 | 0 | 0 | 0 | 8 | 0 | 8 | 1 | 1 | [12 empty] | 1 | 1 | Missing | 1 | 1 | 5- | 1 | 1
PG&E NGBA | Brunswick | 115 | Biomass |  |  | 0 | 0 | 0 | 0 | 0 | 0 | 0 | 0 | 0 | 5 | 1 | [12 empty] | 1 | 3 | 2 | 3 | 1 | 1 | 4 | 1
PG&E NGBA | Burney Forest | 230 | Biomass |  |  | 11 | 0 | 11 | 0 | 0 | 0 | 11 | 0 | 11 | 5 | 3 | [12 empty] | 1 | 1 | 2 | 1 | 1 | 3- | 1 | 1
PG&E KERN | Caliente | 230 | Biomass |  |  | 1.4 | 0 | 1.4 | 0 | 0 | 0 | 1.4 | 0 | 1.4 | 5 | 5 | [12 empty] | 1 | 3 | 2 | 1 | 3 | 5- | 1 | 1
PG&E NGBA | Carberry | 230 | Biomass |  |  | 3.6 | 0 | 3.6 | 0 | 0 | 0 | 3.6 | 0 | 3.6 | 5 | 3 | [12 empty] | 1 | 1 | 3 | 1 | 1 | 5- | 4 | 1
PG&E NGBA | Caribou | 60 | Biomass |  |  | 10 | 0 | 10 | 0 | 0 | 0 | 10 | 0 | 10 | 5 | 1 | [12 empty] | 1 | 1 | 3 | 3 | 1 | 3- | 1 | 1
PG&E NGBA | Caribou | 115 | Biomass |  |  | 10 | 0 | 10 | 0 | 0 | 0 | 10 | 0 | 10 | 5 | 1 | [12 empty] | 1 | 1 | 2 | 3 | 1 | 5- | 1 | 1
PG&E NGBA | Caribou | 230 | Biomass |  |  | 0 | 0 | 0 | 0 | 0 | 0 | 0 | 0 | 0 | 5 | 1 | [12 empty] | 1 | 1 | 2 | 3 | 1 | 1 | 4 | 1
PG&E NGBA | Cloverdale | 115 | Biomass |  |  | 5.5 | 0 | 5.5 | 0 | 0 | 0 | 5.5 | 0 | 5.5 | 5 | 1 | [12 empty] | 1 | 1 | 3 | 1 | 1 | 5- | 1 | 1
PG&E GBA | Coburn | 230 | Biomass |  |  | 0 | 0 | 0 | 0 | 0 | 0 | 0 | 0 | 0 | 5 | 5 | [12 empty] | 1 | 1 | 3 | 1 | 1 | 1 | 5 | 1
PG&E NGBA | Colgate | 230 | Biomass |  |  | 8.5 | 0 | 8.5 | 3 | 0 | 3 | 5.5 | 0 | 5.5 | 5 | 1 | [12 empty] | 1 | 3 | 2 | 3 | 1 | 5- | 1 | 1
SCE NOL | Control | 115 | Biomass |  |  | 0 | 0 | 0 | 0 | 0 | 0 | 0 | 0 | 0 | 5 | 1 | [12 empty] | 1 | 1 | 2 | 3 | 1 | 1 | 5 | 1
PG&E NGBA | Cortina | 115 | Biomass |  |  | 5 | 0 | 5 | 0 | 0 | 0 | 5 | 0 | 5 | 5 | 1 | [12 empty] | 1 | 1 | 3 | 3 | 1 | 1 | 1 | 1
PG&E GBA | Cottle | 230 | Biomass |  |  | 0 | 0 | 0 | 0 | 0 | 0 | 0 | 0 | 0 | 5 | 5 | [12 empty] | 3 | 3 | 3 | 1 | 4 | 1 | 5 | 1
PG&E GBA | Curtis | 115 | Biomass |  |  | 0 | 0 | 0 | 0 | 0 | 0 | 0 | 0 | 0 | 5 | 1 | [12 empty] | 1 | 3 | 3 | 3 | 1 | 1 | 4 | 1
PG&E NGBA | Eagle Rock (PGE) | 115 | Biomass |  |  | 0 | 0 | 0 | 0 | 0 | 0 | 0 | 0 | 0 | 5 | 1 | [12 empty] | 1 | 1 | Missing | 1 | 1 | 1 | 5 | 1
PG&E FRESNO | Exchequer | 115 | Biomass |  |  | 3.8 | 0 | 3.8 | 0 | 0 | 0 | 3.8 | 0 | 3.8 | 5 | 5 | [12 empty] | 1 | 3 | 2 | 3 | 3 | 5- | 3 | 1
PG&E NGBA | Fulton | 115 | Biomass |  |  | 0 | 0 | 0 | 0 | 0 | 0 | 0 | 0 | 0 | 5 | 1 | [12 empty] | 1 | 3 | 2 | 1 | 3 | 1 | 5 | 1
PG&E KERN | Ganso | 115 | Biomass |  |  | 2 | 0 | 2 | 0 | 0 | 0 | 2 | 0 | 2 | 5 | 5 | [12 empty] | 3 | 3 | 2 | 3 | 4 | 5- | 1 | 1
PG&E NGBA | Glenn | 230 | Biomass |  |  | 0 | 0 | 0 | 0 | 0 | 0 | 0 | 0 | 0 | 1 | 1 | [12 empty] | 1 | 1 | 3 | 3 | 1 | 1 | 4 | 1
SCE Northern | Goleta | 230 | Biomass |  |  | 2 | 0 | 2 | 0 | 0 | 0 | 2 | 0 | 2 | 5 | 1 | [12 empty] | 1 | 1 | 2 | 3 | 3 | 5- | 1 | 1
PG&E KERN | Goose Lake | 115 | Biomass |  |  | 3 | 0 | 3 | 0 | 0 | 0 | 3 | 0 | 3 | 5 | 5 | [12 empty] | 3 | 3 | 2 | 3 | 4 | 3- | 1 | 1
PG&E GBA | Green Valley | 115 | Biomass |  |  | 1.1 | 0 | 1.1 | 0 | 0 | 0 | 1.1 | 0 | 1.1 | 5 | 1 | [12 empty] | 1 | 1 | 2 | 1 | 3 | 3- | 1 | 1
PG&E NGBA | Higgins | 115 | Biomass |  |  | 0 | 0 | 0 | 0 | 0 | 0 | 0 | 0 | 0 | 5 | 1 | [12 empty] | 1 | 3 | Missing | 3 | 1 | 1 | 4 | 1
SCE Metro | Hinson | 230 | Biomass |  |  | 5.6 | 0 | 5.6 | 5.6 | 0 | 5.6 | 0 | 0 | 0 | 1 | 1 | [12 empty] | 3 | 3 | 3 | 3 | 4 | 1 | 1 | 1
PG&E NGBA | Honcut | 115 | Biomass |  |  | 0 | 0 | 0 | 0 | 0 | 0 | 0 | 0 | 0 | 5 | 1 | [12 empty] | 1 | 3 | 2 | 1 | 1 | 1 | 4 | 1
PG&E NGBA | Humboldt | 115 | Biomass |  |  | 2.5 | 0 | 2.5 | 0 | 0 | 0 | 2.5 | 0 | 2.5 | 1 | 1 | [12 empty] | 1 | 1 | 2 | 1 | 1 | 5- | 1 | 1
PG&E NGBA | Ignacio | 115 | Biomass |  |  | 0.65 | 0 | 0.65 | 0 | 0 | 0 | 0.65 | 0 | 0.65 | 5 | 1 | [12 empty] | 1 | 3 | 2 | 3 | 1 | 5- | 1 | 1
SCE NOL | Inyokern | 115 | Biomass |  |  | 1.5 | 0 | 1.5 | 0 | 0 | 0 | 1.5 | 0 | 1.5 | 3 | 1 | [12 empty] | 1 | 1 | 2 | 3 | 1 | 5- | 1 | 1
PG&E NGBA | Jessup | 115 | Biomass |  |  | 9 | 0 | 9 | 0 | 0 | 0 | 9 | 0 | 9 | 1 | 1 | [12 empty] | 1 | 1 | 2 | 1 | 1 | 5- | 1 | 1
PG&E FRESNO | Kerchoff 1 | 115 | Biomass |  |  | 2 | 0 | 2 | 0 | 0 | 0 | 2 | 0 | 2 | 5 | 5 | [12 empty] | 3 | 3 | 2 | 1 | 1 | 5- | 1 | 1
PG&E GBA | Kirker | 115 | Biomass |  |  | 1 | 0 | 1 | 0 | 0 | 0 | 1 | 0 | 1 | 1 | 1 | [12 empty] | 1 | 3 | 3 | 3 | 4 | 4- | 1 | 1 |  | Northern_California_Li_Battery_4hr
PG&E NGBA | Konocti | 60 | Biomass |  |  | 0.2 | 0 | 0.2 | 0.2 | 0 | 0.2 | 0 | 0 | 0 | 5 | 1 | [12 empty] | 1 | 1 | 3 | 1 | 1 | 1 | 1 | 1 |  | Northern_California_Li_Battery_4hr
PG&E NGBA | Lakeville | 230 | Biomass |  |  | 0 | 0 | 0 | 0 | 0 | 0 | 0 | 0 | 0 | 5 | 1 | [12 empty] | 1 | 3 | 2 | 1 | 1 | 1 | 5 | 1
PG&E KERN | Lamont | 115 | Biomass |  |  | 5 | 0 | 5 | 0 | 0 | 0 | 5 | 0 | 5 | 5 | 5 | [12 empty] | 3 | 3 | 2 | 3 | 4 | 1 | 1 | 1
PG&E FRESNO | Los Banos | 230 | Biomass |  |  | 2.988 | 0 | 2.988 | 1.988 | 0 | 1.988 | 1 | 0 | 1 | 5 | 5 | [12 empty] | 3 | 3 | 2 | 1 | 4 | 5- | 1 | 1
PG&E FRESNO | McCall | 115 | Biomass |  |  | 0 | 0 | 0 | 0 | 0 | 0 | 0 | 0 | 0 | 5 | 5 | [12 empty] | 3 | 3 | 2 | 1 | 4 | 4+ | 1 | 1 |  | Southern_PGAE_Li_Battery_4hr
PG&E NGBA | Mendocino | 115 | Biomass |  |  | 0 | 0 | 0 | 0 | 0 | 0 | 0 | 0 | 0 | 5 | 1 | [12 empty] | 1 | 1 | 2 | 1 | 1 | 1 | 5 | 1
PG&E NGBA | Mendocino | 60 | Biomass |  |  | 3 | 0 | 3 | 0 | 0 | 0 | 3 | 0 | 3 | 5 | 1 | [12 empty] | 1 | 1 | 2 | 1 | 1 | 5- | 1 | 1
PG&E FRESNO | Mercy Springs | 70 | Biomass |  |  | 2 | 0 | 2 | 0 | 0 | 0 | 2 | 0 | 2 | 5 | 5 | [12 empty] | 3 | 3 | 2 | 1 | 4 | 1 | 1 | 1
PG&E GBA | Metcalf | 115 | Biomass |  |  | 0 | 0 | 0 | 0 | 0 | 0 | 0 | 0 | 0 | 5 | 1 | [12 empty] | 1 | 3 | 2 | 1 | 1 | 1 | 4 | 1
PG&E GBA | Newark | 115 | Biomass |  |  | 1 | 0 | 1 | 0 | 0 | 0 | 1 | 0 | 1 | 5 | 1 | [12 empty] | 1 | 3 | 2 | 3 | 3 | 5- | 1 | 1
PG&E KERN | Norco | 115 | Biomass |  |  | 2.2 | 0 | 2.2 | 0 | 0 | 0 | 2.2 | 0 | 2.2 | 5 | 5 | [12 empty] | 3 | 3 | 3 | 3 | 4 | 5- | 1 | 1
PG&E NGBA | Palermo | 115 | Biomass |  |  | 0 | 0 | 0 | 0 | 0 | 0 | 0 | 0 | 0 | 5 | 1 | [12 empty] | 1 | 3 | 2 | 1 | 3 | 1 | 4 | 1
PG&E NGBA | Parkway | 230 | Biomass |  |  | 3 | 0 | 3 | 0 | 0 | 0 | 3 | 0 | 3 | 5 | 1 | [12 empty] | 1 | 3 | 2 | 3 | 3 | 3- | 1 | 1
PG&E GBA | Peoria | 115 | Biomass |  |  | 1 | 0 | 1 | 0 | 0 | 0 | 1 | 0 | 1 | 5 | 1 | [12 empty] | 1 | 3 | 3 | 3 | 1 | 5- | 4 | 1
PG&E FRESNO | Pine Flat | 230 | Biomass |  |  | 0 | 0 | 0 | 0 | 0 | 0 | 0 | 0 | 0 | 5 | 5 | [12 empty] | 3 | 3 | 2 | 1 | 1 | 1 | 5 | 1
PG&E FRESNO | Reedley | 115 | Biomass |  |  | 12 | 0 | 12 | 0 | 0 | 0 | 12 | 0 | 12 | 5 | 5 | [12 empty] | 3 | 3 | 1 | 1 | 4 | 5- | 1 | 1
PG&E GBA | Richmond R | 115 | Biomass |  |  | 0.5 | 0 | 0.5 | 0 | 0 | 0 | 0.5 | 0 | 0.5 | 5 | 1 | [12 empty] | 1 | 3 | 1 | 3 | 3 | 5- | 1 | 1
PG&E KERN | Rio Bravo | 115 | Biomass |  |  | 5 | 0 | 5 | 0 | 0 | 0 | 5 | 0 | 5 | 5 | 5 | [12 empty] | 3 | 3 | 1 | 3 | 4 | 5- | 1 | 1 |  | #N/A
SCE NOL | Roadway | 115 | Biomass |  |  | 2.7 | 0 | 2.7 | 0 | 0 | 0 | 2.7 | 0 | 2.7 | 1 | 1 | [12 empty] | 1 | 3 | 1 | 3 | 4 | 3- | 1 | 1
PG&E NGBA | Round Mountain | 230 | Biomass |  |  | 0 | 0 | 0 | 0 | 0 | 0 | 0 | 0 | 0 | 1 | 1 | [12 empty] | 1 | 1 | 1 | 1 | 1 | 1 | 4 | 1
PG&E GBA | Salinas | 115 | Biomass |  |  | 2 | 0 | 2 | 0 | 0 | 0 | 2 | 0 | 2 | 1 | 1 | [12 empty] | 1 | 1 | 1 | 1 | 3 | 3- | 1 | 1
SCE Eastern | San Bernardino | 230 | Biomass |  |  | 5 | 0 | 5 | 0 | 0 | 0 | 5 | 0 | 5 | 3 | 1 | [12 empty] | 3 | 3 | 1 | 3 | 3 | 3- | 1 | 1
PG&E KERN | San Luis Obispo | 115 | Biomass |  |  | 0 | 0 | 0 | 0 | 0 | 0 | 0 | 0 | 0 | 5 | 5 | [12 empty] | 1 | 1 | 1 | 1 | 1 | 1 | 5 | 1
PG&E KERN | San Luis Obispo | 70 | Biomass |  |  | 10.9 | 0 | 10.9 | 0 | 0 | 0 | 10.9 | 0 | 10.9 | 5 | 5 | [12 empty] | 1 | 1 | 1 | 1 | 1 | 3- | 1 | 1
PG&E FRESNO | Sanger | 115 | Biomass |  |  | 2.8 | 0 | 2.8 | 0 | 0 | 0 | 2.8 | 0 | 2.8 | 5 | 5 | [12 empty] | 3 | 3 | 1 | 1 | 3 | 5- | 1 | 1
PG&E KERN | Templeton | 70 | Biomass |  |  | 3 | 0 | 3 | 0 | 0 | 0 | 3 | 0 | 3 | 5 | 5 | [12 empty] | 1 | 1 | 1 | 1 | 1 | 5- | 1 | 1
PG&E GBA | Tracy | 115 | Biomass |  |  | 3 | 0 | 3 | 3 | 0 | 3 | 0 | 0 | 0 | 5 | 1 | [12 empty] | 1 | 3 | 1 | 3 | 3 | 1 | 4 | 1
PG&E NGBA | Ukiah | 115 | Biomass |  |  | 0 | 0 | 0 | 0 | 0 | 0 | 0 | 0 | 0 | 5 | 1 | [12 empty] | 1 | 1 | 1 | 1 | 1 | 1 | 5 | 1
PG&E GBA | Valley Springs | 230 | Biomass |  |  | 3 | 0 | 3 | 0 | 0 | 0 | 3 | 0 | 3 | 5 | 1 | [12 empty] | 1 | 3 | 1 | 3 | 1 | 5- | 1 | 1
SCE Eastern | Vista (SCE) | 230 | Biomass |  |  | 2.6 | 0 | 2.6 | 2.6 | 0 | 2.6 | 0 | 0 | 0 | 3 | 1 | [12 empty] | 3 | 3 | 1 | 3 | 4 | 1 | 1 | 1
PG&E FRESNO | Wilson | 115 | Biomass |  |  | 1 | 0 | 1 | 0 | 0 | 0 | 1 | 0 | 1 | 5 | 5 | [12 empty] | 3 | 3 | 1 | 1 | 4 | 1 | 1 | 1
PG&E GBA | Altamont Midway (Sandhill) | 230 | Wind, Onshore |  |  | 5 | 0 | 5 | 0 | 0 | 0 | 5 | 0 | 5 | 1 | 1 | 1 | 1 |  |  |  | 2 | 2 | 2 | 2 | 3 | 1 | 1 | 2 | 1 | 1 | 1 | 3 | 1 | 1 | 1
SCE Northern | Antelope | 230 | Wind, Onshore |  |  | 200 | 0 | 200 | 0 | 0 | 0 | 200 | 0 | 200 | 1 | 1 | 1 | 2 |  |  |  | 5 | 1 | 1 | 1 | 1 | 1 | 1 | 2 | 1 | 1 | 1 | 3 | 5- | 1 | 1
PG&E GBA | Birds Landing | 230 | Wind, Onshore |  |  | 234.8 | 107 | 341.8 | 90.8 | 0 | 90.8 | 144 | 107 | 251 | 5 | 1 | 2 | 4 |  |  |  | 2 | 1 | 1 | 1 | 2 | 1 | 1 | 2 | 1 | 2 | 1 | 1 | 3- | 1 | 1
SDGE | Boulevard East | 138 | Wind, Onshore |  |  | 60 | 3.3 | 63.3 | 0 | 0 | 0 | 60 | 3.3 | 63.3 | 1 | 1 | 1 | 1 |  |  |  | 5 | 1 | 1 | 1 | 1 | 2 | 1 | 2 | 1 | 2 | 1 | 3 | 1 | 1 | 1
PG&E KERN | Caliente | 230 | Wind, Onshore |  |  | 0 | 0 | 0 | 0 | 0 | 0 | 0 | 0 | 0 | 5 | 5 | 1 | N/A |  |  |  | N/A | N/A | N/A | N/A | N/A | N/A | N/A | 2 | 1 | 2 | 2 | 2 | 1 | 4 | 1
PG&E GBA | Coburn | 230 | Wind, Onshore |  |  | 100 | 0 | 100 | 0 | 0 | 0 | 100 | 0 | 100 | 5 | 5 | 1 | 1 |  |  |  | 1 | 1 | 1 | 1 | 2 | 1 | 1 | 2 | 2 | 1 | 2 | 3 | 5- | 1 | 1
SCE NOL | Coolwater | 115 | Wind, Onshore |  |  | 100 | 112.18 | 212.18 | 0 | 0 | 0 | 100 | 112.18 | 212.18 | 3 | 1 | 2 | 2 |  |  |  | 1 | 1 | 1 | 1 | 2 | 1 | 1 | 2 | 1 | 2 | 1 | 1 | 1 | 5 | 1
SCE Eastern | Devers | 230 | Wind, Onshore |  |  | 287.5 | 37 | 324.5 | 57 | 0 | 57 | 230.5 | 37 | 267.5 | 3 | 1 | 2 | 3 |  |  |  | 5 | 2 | 1 | 2 | 2 | 2 | 2 | 2 | 1 | 2 | 1 | 3 | 5- | 1 | 1
SCE Eastern | Devers | 500 | Wind, Onshore |  |  | 0 | 0 | 0 | 0 | 0 | 0 | 0 | 0 | 0 | 3 | 1 | 1 | N/A |  |  |  | N/A | N/A | N/A | N/A | N/A | N/A | N/A | 2 | 1 | 2 | 1 | 3 | 1+ | 1 | 1
PG&E NGBA | Eagle Rock (PGE) | 60 | Wind, Onshore |  |  | 0 | 0 | 0 | 0 | 0 | 0 | 0 | 0 | 0 | 5 | 1 | 1 | N/A |  |  |  | N/A | N/A | N/A | N/A | N/A | N/A | N/A | 2 | 2 | 2 | 2 | 3 | 1+ | 1 | 1
PG&E NGBA | Eagle Rock (PGE) | 115 | Wind, Onshore |  |  | 98 | 33.2 | 131.2 | 0 | 0 | 0 | 98 | 33.2 | 131.2 | 5 | 1 | 2 | 4 |  |  |  | 5 | 2 | 1 | 3 | 5 | 1 | 4 | 2 | 2 | Missing | 2 | 3 | 5- | 1 | 1
SDGE | ECO | 138 | Wind, Onshore |  |  | 0 | 0 | 0 | 0 | 0 | 0 | 0 | 0 | 0 | 1 | 1 | 1 | N/A |  |  |  | N/A | N/A | N/A | N/A | N/A | N/A | N/A | 2 | 1 | 2 | 1 | 3 | 1 | 5 | 1
SDGE | ECO | 230 | Wind, Onshore |  |  | 300 | 52.5 | 352.5 | 0 | 0 | 0 | 300 | 52.5 | 352.5 | 1 | 1 | 2 | #N/A |  |  |  | #N/A | #N/A | #N/A | #N/A | #N/A | #N/A | #N/A | 2 | 1 | 1 | 1 | 3 | 1+ | 4 | 1
SDGE | ECO | 500 | Wind, Onshore |  |  | 400 | 600 | 1000 | 0 | 0 | 0 | 400 | 600 | 1000 | 1 | 1 | 2 | #N/A |  |  |  | #N/A | #N/A | #N/A | #N/A | #N/A | #N/A | #N/A | 2 | 1 | 2 | 1 | 3 | 2- | 3 | 1
SCE Eastern | El Casco | 230 | Wind, Onshore |  |  | 0 | 0 | 0 | 0 | 0 | 0 | 0 | 0 | 0 | 3 | 1 | 1 | N/A |  |  |  | N/A | N/A | N/A | N/A | N/A | N/A | N/A | 1 | 1 | 1 | 1 | 2 | 1+ | 1 | 1
PG&E NGBA | Glenn | 230 | Wind, Onshore |  |  | 166.5 | 36 | 202.5 | 0 | 0 | 0 | 166.5 | 36 | 202.5 | 1 | 1 | 1 | 1 |  |  |  | 1 | 2 | 1 | 1 | 2 | 1 | 1 | 2 | 2 | 1 | 1 | 3 | 5- | 4 | 1
PG&E FRESNO | Gregg | 230 | Wind, Onshore |  |  | 170 | 20 | 190 | 0 | 0 | 0 | 170 | 20 | 190 | 5 | 5 | 1 | 1 |  |  |  | 1 | 1 | 1 | 1 | 1 | 1 | 1 | 1 | 1 | 2 | 2 | 1 | 5- | 1 | 1
PG&E NGBA | Hilltop | 345 | Wind, Onshore | YES | Northern CA Wind Mapped to NVE area | 150 | 0 | 150 | 0 | 0 | 0 | 150 | 0 | 150 | 1 | 1 | 3 | 2 |  |  |  | 2 | 2 | 1 | 1 | 2 | 3 | 1 | 2 | 2 | Missing | 1 | 3 | 5- | 3 | 1
PG&E GBA | Kelso | 230 | Wind, Onshore |  |  | 80.8 | 3.45 | 84.25 | 0 | 0 | 0 | 80.8 | 3.45 | 84.25 | 5 | 1 | 1 | 2 |  |  |  | 2 | 2 | 1 | 1 | 2 | 1 | 1 | 2 | 1 | 2 | 1 | 2 | 1 | 4 | 1
EOP | Lathrop | 138 | Wind, Onshore |  |  | 0 | 0 | 0 | 0 | 0 | 0 | 0 | 0 | 0 | 5 | 1 | 1 | N/A |  |  |  | N/A | N/A | N/A | N/A | N/A | N/A | N/A | 2 | 2 | 2 | 1 | 3 | 1 | 5 | 1
EOP | Lathrop | 230 | Wind, Onshore |  |  | 300 | 0 | 300 | 0 | 0 | 0 | 300 | 0 | 300 | 5 | 1 | 2 | 1 |  |  |  | N/A | N/A | N/A | N/A | N/A | N/A | N/A | 2 | 2 | Missing | 1 | 3 | 3- | 1 | 1
PG&E FRESNO | Los Banos | 230 | Wind, Onshore |  |  | 170.5 | 0 | 170.5 | 60.5 | 0 | 60.5 | 110 | 0 | 110 | 5 | 5 | 2 | 2 |  |  |  | 1 | 3 | 1 | 1 | 3 | 1 | 2 | 1 | 1 | 2 | 2 | 1 | 5- | 1 | 1
PG&E GBA | Metcalf | 500 | Wind, Onshore |  |  | 0 | 0 | 0 | 0 | 0 | 0 | 0 | 0 | 0 | 1 | 1 | 1 | N/A |  |  |  | N/A | N/A | N/A | N/A | N/A | N/A | N/A | 2 | 1 | 2 | 2 | 3 | 1+ | 1 | 1
EOP | Mohave | 500 | Wind, Onshore |  |  | 492 | 126.5 | 618.5 | 0 | 0 | 0 | 492 | 126.5 | 618.5 | 5 | 1 | 2 | 2 |  |  |  | N/A | N/A | N/A | N/A | N/A | N/A | N/A | 2 | 2 | Missing | 1 | 3 | 3- | 1 | 1
SCE NOL | New Sub - Lugo - Pisgah (Proposed) | 230 | Wind, Onshore |  |  | 150 | 0 | 150 | 0 | 0 | 0 | 150 | 0 | 150 | 5 | 3 | 2 | 2 |  |  |  | 1 | 1 | 1 | 1 | 1 | 1 | 1 | 2 | 1 | Missing | 1 | 3 | 2- | 1 | 1
PG&E NGBA | New Sub - Near existing Leavitt (PSREC) | 345 | Wind, Onshore | YES | Northern CA Wind Mapped to NVE area | 300 | 0 | 300 | 0 | 0 | 0 | 300 | 0 | 300 | 1 | 1 | 2 | 2 |  |  |  | 5 | 1 | 1 | 1 | 2 | 2 | 1 | 2 | 2 | 3 | 1 | 3 | 5- | 1 | 1
PG&E NGBA | New Sub - Near existing Madeline (NVE) | 345 | Wind, Onshore | YES | Northern CA Wind Mapped to NVE area | 700 | 0 | 700 | 0 | 0 | 0 | 700 | 0 | 700 | 1 | 1 | 2 | 4 |  |  |  | 5 | 1 | 1 | 1 | 1 | 3 | 1 | 2 | 2 | 2 | 1 | 3 | 5- | 1 | 1
PG&E NGBA | New Sub - Pit 1 - Cottonwood (Proposed) | 230 | Wind, Onshore |  |  | 200 | 6 | 206 | 0 | 0 | 0 | 200 | 6 | 206 | 5 | 3 | 2 | 2 |  |  |  | 5 | 2 | 1 | 1 | 2 | 3 | 1 | 2 | 2 | 1 | 2 | 3 | 1 | 1 | 1
SDGE | New Sub - Suncrest - Ocotillo (Proposed) | 500 | Wind, Onshore |  |  | 300 | 100 | 400 | 0 | 0 | 0 | 300 | 100 | 400 | 1 | 1 | 2 | 4 |  |  |  | 5 | 1 | 2 | 2 | 2 | 2 | 2 | 2 | 1 | 2 | 1 | 3 | 2+ | 3 | 1
PG&E NGBA | Round Mountain | 230 | Wind, Onshore |  |  | 0 | 0 | 0 | 0 | 0 | 0 | 0 | 0 | 0 | 1 | 1 | 1 | 1 |  |  |  | 5 | 2 | 1 | 1 | 3 | 2 | 1 | 2 | 2 | 3 | 2 | 3 | 1 | 4 | 1
EOP | Sloan Canyon | 230 | Wind, Onshore |  |  | 66 | 244 | 310 | 0 | 0 | 0 | 66 | 244 | 310 | 5 | 1 | 2 | 2 |  |  |  | N/A | N/A | N/A | N/A | N/A | N/A | N/A | 2 | 2 | 3 | 1 | 3 | 1 | 5 | 1
PG&E GBA | Soledad | 60 | Wind, Onshore |  |  | 6 | 0 | 6 | 0 | 0 | 0 | 6 | 0 | 6 | 5 | 1 | 1 | 1 |  |  |  | 1 | 1 | 1 | 1 | 2 | 1 | 1 | 2 | 2 | 3 | 2 | 3 | 5- | 1 | 1
PG&E NGBA | Table Mountain | 230 | Wind, Onshore |  |  | 90.5 | 22.5 | 113 | 0 | 0 | 0 | 90.5 | 22.5 | 113 | 5 | 1 | 1 | 4 |  |  |  | 2 | 3 | 1 | 1 | 5 | 1 | 4 | 2 | 1 | 3 | 2 | 1 | 5- | 1 | 1
PG&E KERN | Templeton | 230 | Wind, Onshore |  |  | 113.07 | 0 | 113.07 | 0 | 0 | 0 | 113.07 | 0 | 113.07 | 5 | 5 | 1 | 1 |  |  |  | 5 | 1 | 1 | 1 | 1 | 1 | 1 | 2 | 2 | 3 | 2 | 3 | 5- | 1 | 1 |  | #N/A
PG&E GBA | Tesla | 230 | Wind, Onshore |  |  | 100 | 76.5 | 176.5 | 0 | 0 | 0 | 100 | 76.5 | 176.5 | 5 | 1 | 2 | 4 |  |  |  | 2 | 2 | 1 | 1 | 2 | 1 | 2 | 2 | 1 | 3 | 1 | 2 | 1 | 3 | 1
PG&E GBA | Tesla | 500 | Wind, Onshore |  |  | 300 | 0 | 300 | 0 | 0 | 0 | 300 | 0 | 300 | 5 | 1 | 2 | 4 |  |  |  | 2 | 2 | 1 | 1 | 2 | 1 | 2 | 2 | 1 | 3 | 1 | 2 | 3+ | 1 | 1 |  | #N/A
EOP | Trout Canyon | 500 | Wind, Onshore |  |  | 0 | 0 | 0 | 0 | 0 | 0 | 0 | 0 | 0 | 5 | 1 | 1 | N/A |  |  |  | N/A | N/A | N/A | N/A | N/A | N/A | N/A | 2 | 2 | 3 | 1 | 3 | 1+ | 1 | 1 |  | #N/A
SCE Northern | Whirlwind | 230 | Wind, Onshore |  |  | 300 | 0 | 300 | 0 | 0 | 0 | 300 | 0 | 300 | 1 | 1 | 1 | 2 |  |  |  | 2 | 1 | 1 | 1 | 2 | 1 | 2 | 2 | 1 | 3 | 1 | 3 | 5- | 1 | 1 | Remapped to Ceilo Azul to better align with intended mapping location | #N/A
PG&E FRESNO | Wilson | 230 | Wind, Onshore |  |  | 150 | 50 | 200 | 0 | 0 | 0 | 150 | 50 | 200 | 5 | 5 | 2 | 1 |  |  |  | 1 | 2 | 1 | 1 | 2 | 1 | 1 | 1 | 1 | 3 | 2 | 1 | 3- | 3 | 1 |  | #N/A
SCE Northern | Windhub | 230 | Wind, Onshore |  |  | 174 | 0 | 174 | 0 | 0 | 0 | 174 | 0 | 174 | 1 | 1 | 1 | 4 |  |  |  | 2 | 2 | 2 | 2 | 3 | 2 | 3 | 2 | 1 | 3 | 1 | 2 | 5- | 1 | 1
PG&E KERN | 7th Standard | 115 | Distributed_Solar |  |  | 0 | 0 | 0 | 0 | 0 | 0 | 0 | 0 | 0 | 5 | 5 | [12 empty] | 1 | 1 | Missing | 1 | 2 | 1 | 4 | 1
PG&E FRESNO | Alpaugh | 115 | Distributed_Solar |  |  | 0 | 3 | 3 | 0 | 3 | 3 | 0 | 0 | 0 | 5 | 5 | [12 empty] | 1 | 1 | 1 | 1 | 1 | 1 | 4 | 1
SCE Northern | Antelope | 230 | Distributed_Solar |  |  | 0 | 6 | 6 | 0 | 6 | 6 | 0 | 0 | 0 | 1 | 1 | [12 empty] | 2 | 1 | 1 | 1 | 3 | 1+ | 1 | 1
PG&E NGBA | Arcata | 60 | Distributed_Solar |  |  | 0 | 7 | 7 | 0 | 7 | 7 | 0 | 0 | 0 | 1 | 1 | [12 empty] | 2 | 2 | 2 | 2 | 3 | 4+ | 1 | 1
PG&E KERN | Arco | 230 | Distributed_Solar |  |  | 0 | 4.79 | 4.79 | 0 | 4.79 | 4.79 | 0 | 0 | 0 | 5 | 5 | [12 empty] | 1 | 1 | 2 | 1 | 1 | 1 | 3 | 1 |  | Southern_PGAE_Li_Battery_4hr
PG&E KERN | Arco | 70 | Distributed_Solar |  |  | 0 | 0 | 0 | 0 | 0 | 0 | 0 | 0 | 0 | 5 | 5 | [12 empty] | 1 | 1 | 2 | 1 | 1 | 4+ | 1 | 1 |  | Southern_PGAE_Li_Battery_4hr
PG&E FRESNO | Atwater | 115 | Distributed_Solar |  |  | 0 | 2 | 2 | 0 | 2 | 2 | 0 | 0 | 0 | 5 | 1 | [12 empty] | 1 | 1 | 1 | 2 | 1 | 1 | 1 | 1
PG&E NGBA | Bahia | 230 | Distributed_Solar |  |  | 0 | 0 | 0 | 0 | 0 | 0 | 0 | 0 | 0 | 5 | 1 | [12 empty] | 2 | 1 | 2 | 1 | 2 | 4+ | 1 | 1
SCE Metro | Barre | 230 | Distributed_Solar |  |  | 0 | 0 | 0 | 0 | 0 | 0 | 0 | 0 | 0 | 1 | 1 | [12 empty] | 1 | 1 | 2 | 1 | 1 | 1 | 4 | 1
PG&E NGBA | Bellevue | 115 | Distributed_Solar |  |  | 0 | 0 | 0 | 0 | 0 | 0 | 0 | 0 | 0 | 5 | 1 | [12 empty] | 2 | 1 | 2 | 2 | 2 | 1 | 5 | 1 |  | Northern_California_Li_Battery_4hr
PG&E FRESNO | Biola | 70 | Distributed_Solar |  |  | 0 | 0 | 0 | 0 | 0 | 0 | 0 | 0 | 0 | 5 | 1 | [12 empty] | 1 | 1 | 2 | 2 | 1 | 1+ | 1 | 1 |  | Southern_PGAE_Li_Battery_4hr
PG&E NGBA | Bogue | 115 | Distributed_Solar |  |  | 0 | 0 | 0 | 0 | 0 | 0 | 0 | 0 | 0 | 5 | 1 | [12 empty] | 2 | 2 | 1 | 1 | 2 | 1+ | 1 | 1
PG&E FRESNO | Borden | 230 | Distributed_Solar |  |  | 0 | 0 | 0 | 0 | 0 | 0 | 0 | 0 | 0 | 5 | 5 | [12 empty] | 1 | 1 | 1 | 2 | 1 | 1 | 5 | 1
PG&E FRESNO | Borden | 70 | Distributed_Solar |  |  | 0 | 4.5 | 4.5 | 0 | 0 | 0 | 0 | 4.5 | 4.5 | 5 | 5 | [12 empty] | 1 | 1 | 2 | 2 | 1 | 1 | 1 | 1
SDGE | Boulevard East | 69 | Distributed_Solar |  |  | 0 | 0 | 0 | 0 | 0 | 0 | 0 | 0 | 0 | 1 | 1 | [12 empty] | 2 | 1 | 2 | 1 | 3 | 1+ | 1 | 1 |  | Greater_Imperial_Li_Battery_4hr
PG&E GBA | Brentwood | 230 | Distributed_Solar |  |  | 0 | 0 | 0 | 0 | 0 | 0 | 0 | 0 | 0 | 5 | 1 | [12 empty] | 2 | 1 | 1 | 1 | 3 | 1 | 4 | 1
PG&E NGBA | Brunswick | 115 | Distributed_Solar |  |  | 0 | 1.9 | 1.9 | 0 | 0 | 0 | 0 | 1.9 | 1.9 | 5 | 1 | [12 empty] | 2 | 1 | 2 | 1 | 3 | 1+ | 1 | 1
PG&E KERN | Buena Vista | 230 | Distributed_Solar |  |  | 0 | 0 | 0 | 0 | 0 | 0 | 0 | 0 | 0 | 5 | 5 | [12 empty] | 2 | 2 | 2 | 2 | 1 | 1+ | 1 | 1
PG&E FRESNO | Bullard | 115 | Distributed_Solar |  |  | 0 | 0 | 0 | 0 | 0 | 0 | 0 | 0 | 0 | 5 | 5 | [12 empty] | 1 | 1 | 3 | 2 | 2 | 4+ | 1 | 1
PG&E NGBA | Calpella | 115 | Distributed_Solar |  |  | 0 | 5 | 5 | 0 | 0 | 0 | 0 | 5 | 5 | 5 | 1 | [12 empty] | 2 | 2 | Missing | 2 | 3 | 1 | 1 | 1
SDGE | Cameron | 69 | Distributed_Solar |  |  | 0 | 0.84 | 0.84 | 0 | 0.84 | 0.84 | 0 | 0 | 0 | 1 | 1 | [12 empty] | 1 | 1 | 2 | 1 | 1 | 1 | 1 | 1
PG&E FRESNO | Cantua | 115 | Distributed_Solar |  |  | 0 | 0 | 0 | 0 | 0 | 0 | 0 | 0 | 0 | 1 | 5 | [12 empty] | 1 | 1 | 2 | 2 | 1 | 4+ | 1 | 1
PG&E GBA | Castro Valley | 230 | Distributed_Solar |  |  | 0 | 0 | 0 | 0 | 0 | 0 | 0 | 0 | 0 | 5 | 1 | [12 empty] | 2 | 1 | Missing | 1 | 2 | 4+ | 1 | 1 |  | Northern_California_Li_Battery_4hr
PG&E KERN | Charca | 115 | Distributed_Solar |  |  | 0 | 4.62 | 4.62 | 0 | 4.62 | 4.62 | 0 | 0 | 0 | 5 | 5 | [12 empty] | 1 | 1 | 2 | 1 | 1 | 1+ | 1 | 1
PG&E FRESNO | Chowchilla | 115 | Distributed_Solar |  |  | 0 | 7.56 | 7.56 | 0 | 7.56 | 7.56 | 0 | 0 | 0 | 5 | 5 | [12 empty] | 1 | 1 | 3 | 2 | 2 | 1+ | 1 | 1
PG&E GBA | Clay | 60 | Distributed_Solar |  |  | 0 | 0 | 0 | 0 | 0 | 0 | 0 | 0 | 0 | 5 | 1 | [12 empty] | 2 | 1 | 1 | 1 | 3 | 1+ | 1 | 1 |  | Northern_California_Li_Battery_4hr
PG&E NGBA | Cloverdale | 115 | Distributed_Solar |  |  | 0 | 0 | 0 | 0 | 0 | 0 | 0 | 0 | 0 | 5 | 1 | [12 empty] | 2 | 2 | 1 | 2 | 3 | 4+ | 1 | 1
PG&E NGBA | Colgate | 230 | Distributed_Solar |  |  | 0 | 3 | 3 | 0 | 3 | 3 | 0 | 0 | 0 | 5 | 1 | [12 empty] | 2 | 1 | 2 | 1 | 3 | 1 | 1 | 1
PG&E KERN | Columbus | 115 | Distributed_Solar |  |  | 0 | 0 | 0 | 0 | 0 | 0 | 0 | 0 | 0 | 5 | 5 | [12 empty] | 1 | 1 | 1 | 1 | 2 | 4+ | 1 | 1
PG&E GBA | Contra Costa | 230 | Distributed_Solar |  |  | 0 | 0 | 0 | 0 | 0 | 0 | 0 | 0 | 0 | 5 | 1 | [12 empty] | 2 | 1 | 1 | 1 | 2 | 1 | 4 | 1 |  | Northern_California_Li_Battery_4hr
SCE NOL | Coolwater | 115 | Distributed_Solar |  |  | 0 | 0 | 0 | 0 | 0 | 0 | 0 | 0 | 0 | 3 | 1 | [12 empty] | 2 | 1 | 2 | 1 | 1 | 1+ | 1 | 1 |  | Greater_Kramer_Li_Battery_4hr
PG&E KERN | Copus | 70 | Distributed_Solar |  |  | 0 | 0 | 0 | 0 | 0 | 0 | 0 | 0 | 0 | 5 | 5 | [12 empty] | 1 | 1 | 1 | 1 | 1 | 1+ | 1 | 1
PG&E FRESNO | Corcoran | 70 | Distributed_Solar |  |  | 0 | 4.5 | 4.5 | 0 | 0 | 0 | 0 | 4.5 | 4.5 | 5 | 5 | [12 empty] | 1 | 1 | 2 | 2 | 1 | 4+ | 1 | 1
PG&E FRESNO | Corcoran | 115 | Distributed_Solar |  |  | 0 | 0 | 0 | 0 | 0 | 0 | 0 | 0 | 0 | 5 | 5 | [12 empty] | 1 | 1 | 2 | 2 | 1 | 1 | 5 | 1
PG&E NGBA | Cortina | 115 | Distributed_Solar |  |  | 0 | 0 | 0 | 0 | 0 | 0 | 0 | 0 | 0 | 5 | 1 | [12 empty] | 2 | 2 | 1 | 1 | 3 | 4+ | 1 | 1 |  | Northern_California_Li_Battery_4hr
PG&E GBA | Cottle | 230 | Distributed_Solar |  |  | 0 | 0 | 0 | 0 | 0 | 0 | 0 | 0 | 0 | 5 | 5 | [12 empty] | 1 | 1 | 1 | 2 | 1 | 4+ | 1 | 1
PG&E NGBA | Cottonwood | 60 | Distributed_Solar |  |  | 0 | 0 | 0 | 0 | 0 | 0 | 0 | 0 | 0 | 1 | 1 | [12 empty] | 2 | 2 | 2 | 2 | 3 | 1+ | 1 | 1 |  | Northern_California_Li_Battery_4hr
PG&E FRESNO | Cressey | 115 | Distributed_Solar |  |  | 0 | 0 | 0 | 0 | 0 | 0 | 0 | 0 | 0 | 5 | 1 | [12 empty] | 1 | 1 | 2 | 2 | 1 | 1+ | 1 | 1
PG&E GBA | Crows Landing | 60 | Distributed_Solar |  |  | 0 | 0 | 0 | 0 | 0 | 0 | 0 | 0 | 0 | 5 | 1 | [12 empty] | 1 | 1 | 1 | 2 | 1 | 1+ | 1 | 1 |  | Southern_PGAE_Li_Battery_4hr
PG&E FRESNO | Dairyland | 115 | Distributed_Solar |  |  | 0 | 5 | 5 | 0 | 0 | 0 | 0 | 5 | 5 | 5 | 1 | [12 empty] | 1 | 1 | 3 | 2 | 1 | 1 | 1 | 1
SCE Eastern | Devers | 230 | Distributed_Solar |  |  | 0 | 0 | 0 | 0 | 0 | 0 | 0 | 0 | 0 | 3 | 1 | [12 empty] | 2 | 1 | 2 | 1 | 3 | 4+ | 1 | 1
PG&E GBA | Dixon Landing | 115 | Distributed_Solar |  |  | 0 | 2.3 | 2.3 | 0 | 0 | 0 | 0 | 2.3 | 2.3 | 5 | 1 | [12 empty] | 2 | 1 | 2 | 1 | 2 | 1 | 1 | 1
PG&E FRESNO | Dos Amigos | 230 | Distributed_Solar |  |  | 0 | 3 | 3 | 0 | 3 | 3 | 0 | 0 | 0 | 1 | 5 | [12 empty] | 1 | 1 | 2 | 2 | 1 | 1 | 1 | 1
PG&E GBA | Dumbarton | 115 | Distributed_Solar |  |  | 0 | 5 | 5 | 0 | 0 | 0 | 0 | 5 | 5 | 1 | 1 | [12 empty] | 2 | 1 | 1 | 1 | 2 | 3+ | 1 | 1
PG&E NGBA | East Nicolaus | 60 | Distributed_Solar |  |  | 0 | 0 | 0 | 0 | 0 | 0 | 0 | 0 | 0 | 5 | 1 | [12 empty] | 2 | 1 | 1 | 1 | 3 | 1+ | 1 | 1 |  | Northern_California_Li_Battery_4hr
PG&E GBA | Edes | 115 | Distributed_Solar |  |  | 0 | 1.7 | 1.7 | 0 | 0 | 0 | 0 | 1.7 | 1.7 | 1 | 1 | [12 empty] | 2 | 1 | 2 | 1 | 1 | 1 | 1 | 1
PG&E FRESNO | El Nido (PGE) | 115 | Distributed_Solar |  |  | 0 | 3 | 3 | 0 | 3 | 3 | 0 | 0 | 0 | 5 | 5 | [12 empty] | 1 | 1 | 3 | 2 | 1 | 1 | 1 | 1
PG&E GBA | El Patio | 115 | Distributed_Solar |  |  | 0 | 0 | 0 | 0 | 0 | 0 | 0 | 0 | 0 | 5 | 1 | [12 empty] | 2 | 1 | 2 | 2 | 2 | 4+ | 1 | 1
PG&E KERN | Elk Hills | 230 | Distributed_Solar |  |  | 0 | 5.25 | 5.25 | 0 | 0 | 0 | 0 | 5.25 | 5.25 | 5 | 5 | [12 empty] | 1 | 1 | 2 | 1 | 1 | 1 | 1 | 1
PG&E KERN | Fairway | 115 | Distributed_Solar |  |  | 0 | 0 | 0 | 0 | 0 | 0 | 0 | 0 | 0 | 5 | 5 | [12 empty] | 2 | 2 | 3 | 1 | 2 | 4+ | 1 | 1
PG&E KERN | Famoso | 115 | Distributed_Solar |  |  | 0 | 4 | 4 | 0 | 0 | 0 | 0 | 4 | 4 | 5 | 5 | [12 empty] | 1 | 1 | 2 | 1 | 1 | 1+ | 3 | 1
PG&E GBA | FMC | 115 | Distributed_Solar |  |  | 0 | 0 | 0 | 0 | 0 | 0 | 0 | 0 | 0 | 5 | 1 | [12 empty] | 2 | 1 | 1 | 2 | 2 | 4+ | 1 | 1
PG&E GBA | French Camp | 60 | Distributed_Solar |  |  | 0 | 0 | 0 | 0 | 0 | 0 | 0 | 0 | 0 | 5 | 1 | [12 empty] | 1 | 1 | 2 | 2 | 1 | 4+ | 1 | 1
PG&E KERN | Ganso | 115 | Distributed_Solar |  |  | 0 | 1.5 | 1.5 | 0 | 0 | 0 | 0 | 1.5 | 1.5 | 5 | 5 | [12 empty] | 1 | 1 | 2 | 1 | 1 | 1+ | 1 | 1
PG&E FRESNO | Gates | 230 | Distributed_Solar |  |  | 0 | 3 | 3 | 0 | 3 | 3 | 0 | 0 | 0 | 5 | 5 | [12 empty] | 1 | 1 | 1 | 2 | 1 | 1 | 5 | 1
PG&E KERN | Goose Lake | 115 | Distributed_Solar |  |  | 0 | 0 | 0 | 0 | 0 | 0 | 0 | 0 | 0 | 5 | 5 | [12 empty] | 1 | 1 | 2 | 1 | 1 | 4+ | 1 | 1 |  | Southern_PGAE_Li_Battery_4hr
PG&E NGBA | Grand Island | 115 | Distributed_Solar |  |  | 0 | 2.73 | 2.73 | 0 | 2.73 | 2.73 | 0 | 0 | 0 | 5 | 1 | [12 empty] | 2 | 1 | 1 | 2 | 2 | 1 | 1 | 1
PG&E GBA | Grant | 115 | Distributed_Solar |  |  | 0 | 0 | 0 | 0 | 0 | 0 | 0 | 0 | 0 | 1 | 1 | [12 empty] | 2 | 1 | 2 | 1 | 2 | 4+ | 1 | 1
PG&E FRESNO | Grimmway-Malaga | 115 | Distributed_Solar |  |  | 0 | 0 | 0 | 0 | 0 | 0 | 0 | 0 | 0 | 5 | 5 | [12 empty] | 1 | 1 | 2 | 1 | 1 | 1 | 5 | 1
PG&E FRESNO | Guernsey | 70 | Distributed_Solar |  |  | 0 | 7.5 | 7.5 | 0 | 0 | 0 | 0 | 7.5 | 7.5 | 5 | 5 | [12 empty] | 1 | 1 | Missing | 2 | 1 | 1 | 1 | 1
PG&E FRESNO | Helm | 70 | Distributed_Solar |  |  | 0 | 0 | 0 | 0 | 0 | 0 | 0 | 0 | 0 | 5 | 1 | [12 empty] | 1 | 1 | Missing | 2 | 1 | 4+ | 1 | 1
PG&E FRESNO | Henrietta | 230 | Distributed_Solar |  |  | 0 | 0 | 0 | 0 | 0 | 0 | 0 | 0 | 0 | 5 | 1 | [12 empty] | 1 | 1 | 2 | 2 | 1 | 1 | 4 | 1
PG&E FRESNO | Henrietta | 70 | Distributed_Solar |  |  | 0 | 3 | 3 | 0 | 3 | 3 | 0 | 0 | 0 | 5 | 5 | [12 empty] | 1 | 1 | 2 | 2 | 1 | 1 | 1 | 1
SCE Metro | Hinson | 230 | Distributed_Solar |  |  | 0 | 3.08 | 3.08 | 0 | 3.08 | 3.08 | 0 | 0 | 0 | 1 | 1 | [12 empty] | 1 | 1 | 1 | 1 | 1 | 1 | 1 | 1 |  | Greater_LA_Li_Battery_4hr
PG&E NGBA | Hopland | 60 | Distributed_Solar |  |  | 0 | 0 | 0 | 0 | 0 | 0 | 0 | 0 | 0 | 5 | 1 | [12 empty] | 2 | 2 | 2 | 2 | 3 | 4+ | 1 | 1 |  | Northern_California_Li_Battery_4hr
PG&E NGBA | Humboldt | 115 | Distributed_Solar |  |  | 0 | 0 | 0 | 0 | 0 | 0 | 0 | 0 | 0 | 1 | 1 | [12 empty] | 2 | 2 | 2 | 2 | 3 | 1 | 4 | 1
PG&E NGBA | Humboldt | 60 | Distributed_Solar |  |  | 0 | 1.999 | 1.999 | 0 | 1.999 | 1.999 | 0 | 0 | 0 | 1 | 1 | [12 empty] | 2 | 2 | 1 | 2 | 3 | 1 | 1 | 1
SCE NOL | Inyokern | 115 | Distributed_Solar |  |  | 0 | 0 | 0 | 0 | 0 | 0 | 0 | 0 | 0 | 3 | 1 | [12 empty] | 2 | 2 | 2 | 1 | 3 | 4+ | 1 | 1
PG&E NGBA | Jessup | 115 | Distributed_Solar |  |  | 0 | 0 | 0 | 0 | 0 | 0 | 0 | 0 | 0 | 1 | 1 | [12 empty] | 2 | 2 | 2 | 2 | 3 | 1+ | 1 | 1
PG&E FRESNO | Kearney | 230 | Distributed_Solar |  |  | 0 | 10 | 10 | 0 | 10 | 10 | 0 | 0 | 0 | 5 | 5 | [12 empty] | 1 | 1 | 2 | 2 | 1 | 1 | 1 | 1
PG&E KERN | Kern Oil | 115 | Distributed_Solar |  |  | 0 | 1 | 1 | 0 | 0 | 0 | 0 | 1 | 1 | 5 | 5 | [12 empty] | 1 | 1 | 2 | 1 | 1 | 1 | 1 | 1
PG&E GBA | Kirker | 115 | Distributed_Solar |  |  | 0 | 0 | 0 | 0 | 0 | 0 | 0 | 0 | 0 | 1 | 1 | [12 empty] | 2 | 1 | 1 | 1 | 1 | 4+ | 4 | 1 |  | Northern_California_Li_Battery_4hr
SCE NOL | Kramer | 115 | Distributed_Solar |  |  | 0 | 4 | 4 | 0 | 0 | 0 | 0 | 4 | 4 | 3 | 1 | [12 empty] | 2 | 1 | 1 | 1 | 3 | 1+ | 5 | 1
SCE Metro | La Fresa | 230 | Distributed_Solar |  |  | 0 | 0.64 | 0.64 | 0 | 0.64 | 0.64 | 0 | 0 | 0 | 1 | 1 | [12 empty] | 1 | 1 | 1 | 1 | 2 | 1 | 1 | 1 |  | Greater_LA_Li_Battery_4hr
SCE Metro | Laguna Bell | 230 | Distributed_Solar |  |  | 0 | 3.27 | 3.27 | 0 | 3.27 | 3.27 | 0 | 0 | 0 | 1 | 1 | [12 empty] | 1 | 1 | 2 | 1 | 1 | 1 | 1 | 1
PG&E KERN | Lakeview | 70 | Distributed_Solar |  |  | 0 | 0 | 0 | 0 | 0 | 0 | 0 | 0 | 0 | 5 | 5 | [12 empty] | 1 | 1 | 2 | 1 | 1 | 4+ | 1 | 1
PG&E NGBA | Lakeville | 60 | Distributed_Solar |  |  | 0 | 4 | 4 | 0 | 0 | 0 | 0 | 4 | 4 | 5 | 1 | [12 empty] | 2 | 1 | 3 | 2 | 3 | 1 | 1 | 1
PG&E GBA | Lammers | 115 | Distributed_Solar |  |  | 0 | 0 | 0 | 0 | 0 | 0 | 0 | 0 | 0 | 5 | 1 | [12 empty] | 1 | 1 | 2 | 2 | 2 | 4+ | 4 | 1 |  | Northern_California_Li_Battery_4hr
PG&E KERN | Lamont | 115 | Distributed_Solar |  |  | 0 | 4 | 4 | 0 | 0 | 0 | 0 | 4 | 4 | 5 | 5 | [12 empty] | 1 | 1 | 2 | 1 | 1 | 3+ | 1 | 1 |  | Southern_PGAE_Li_Battery_4hr
PG&E KERN | Lerdo | 115 | Distributed_Solar |  |  | 0 | 0 | 0 | 0 | 0 | 0 | 0 | 0 | 0 | 5 | 5 | [12 empty] | 1 | 1 | Missing | 1 | 1 | 4+ | 1 | 1
SCE Metro | Lighthipe | 230 | Distributed_Solar |  |  | 0 | 3.24 | 3.24 | 0 | 3.24 | 3.24 | 0 | 0 | 0 | 1 | 1 | [12 empty] | 1 | 1 | 2 | 1 | 1 | 1 | 4 | 1
PG&E GBA | Llagas | 115 | Distributed_Solar |  |  | 0 | 0 | 0 | 0 | 0 | 0 | 0 | 0 | 0 | 5 | 1 | [12 empty] | 2 | 1 | 2 | 2 | 1 | 4+ | 1 | 1
PG&E GBA | Lockeford | 60 | Distributed_Solar |  |  | 0 | 0 | 0 | 0 | 0 | 0 | 0 | 0 | 0 | 5 | 1 | [12 empty] | 1 | 1 | 2 | 2 | 2 | 4+ | 1 | 1
PG&E NGBA | Logan Creek | 230 | Distributed_Solar |  |  | 0 | 0 | 0 | 0 | 0 | 0 | 0 | 0 | 0 | 5 | 1 | [12 empty] | 2 | 2 | 1 | 1 | 2 | 1+ | 1 | 1 |  | Northern_California_Li_Battery_4hr
PG&E GBA | Lone Tree | 230 | Distributed_Solar |  |  | 0 | 1.8 | 1.8 | 0 | 0 | 0 | 0 | 1.8 | 1.8 | 5 | 1 | [12 empty] | 2 | 1 | 2 | 1 | 2 | 1 | 1 | 1
PG&E FRESNO | Los Banos | 230 | Distributed_Solar |  |  | 0 | 5.9 | 5.9 | 0 | 5.9 | 5.9 | 0 | 0 | 0 | 5 | 5 | [12 empty] | 1 | 1 | 2 | 2 | 1 | 1 | 1 | 1
PG&E GBA | Los Positas | 60 | Distributed_Solar |  |  | 0 | 0 | 0 | 0 | 0 | 0 | 0 | 0 | 0 | 5 | 1 | [12 empty] | 2 | 1 | 2 | 1 | 3 | 4+ | 1 | 1
SDGE | Loveland | 69 | Distributed_Solar |  |  | 0 | 4 | 4 | 0 | 0 | 0 | 0 | 4 | 4 | 1 | 1 | [12 empty] | 2 | 1 | 2 | 1 | 3 | 3- | 1 | 1
PG&E FRESNO | Madera | 70 | Distributed_Solar |  |  | 0 | 0 | 0 | 0 | 0 | 0 | 0 | 0 | 0 | 5 | 1 | [12 empty] | 1 | 1 | 1 | 2 | 1 | 4+ | 1 | 1
PG&E KERN | Magunden | 115 | Distributed_Solar |  |  | 0 | 0 | 0 | 0 | 0 | 0 | 0 | 0 | 0 | 5 | 5 | [12 empty] | 1 | 1 | 1 | 1 | 1 | 4+ | 1 | 1 |  | Southern_PGAE_Li_Battery_4hr
PG&E GBA | Manteca | 115 | Distributed_Solar |  |  | 0 | 1.5 | 1.5 | 0 | 0 | 0 | 0 | 1.5 | 1.5 | 5 | 5 | [12 empty] | 1 | 1 | Missing | 2 | 2 | 1+ | 1 | 1
PG&E GBA | Martin | 115 | Distributed_Solar |  |  | 0 | 0 | 0 | 0 | 0 | 0 | 0 | 0 | 0 | 1 | 1 | [12 empty] | 2 | 1 | 1 | 1 | 2 | 1 | 5 | 1
PG&E GBA | Martinez | 115 | Distributed_Solar |  |  | 0 | 0 | 0 | 0 | 0 | 0 | 0 | 0 | 0 | 5 | 1 | [12 empty] | 2 | 1 | Missing | 1 | 1 | 4+ | 1 | 1 |  | Northern_California_Li_Battery_4hr
PG&E FRESNO | McCall | 115 | Distributed_Solar |  |  | 0 | 1.5 | 1.5 | 0 | 0 | 0 | 0 | 1.5 | 1.5 | 5 | 5 | [12 empty] | 1 | 1 | 2 | 2 | 1 | 1 | 1 | 1 |  | Southern_PGAE_Li_Battery_4hr
PG&E FRESNO | McCall | 230 | Distributed_Solar |  |  | 0 | 0 | 0 | 0 | 0 | 0 | 0 | 0 | 0 | 5 | 5 | [12 empty] | 1 | 1 | 2 | 2 | 1 | 1 | 5 | 1 |  | Southern_PGAE_Li_Battery_4hr
PG&E FRESNO | Merced | 115 | Distributed_Solar |  |  | 0 | 4 | 4 | 0 | 0 | 0 | 0 | 4 | 4 | 5 | 5 | [12 empty] | 1 | 1 | 2 | 2 | 1 | 1 | 1 | 1
PG&E NGBA | Meridian | 60 | Distributed_Solar |  |  | 0 | 0 | 0 | 0 | 0 | 0 | 0 | 0 | 0 | 5 | 1 | [12 empty] | 2 | 2 | 2 | 1 | 3 | 1+ | 1 | 1
PG&E KERN | Mesa (PGE) | 230 | Distributed_Solar |  |  | 0 | 0 | 0 | 0 | 0 | 0 | 0 | 0 | 0 | 5 | 5 | [12 empty] | 2 | 2 | 2 | 2 | 2 | 1 | 4 | 1 |  | Southern_PGAE_Li_Battery_4hr
SCE Metro | Mesa (SCE) | 230 | Distributed_Solar |  |  | 0 | 2.62 | 2.62 | 0 | 2.62 | 2.62 | 0 | 0 | 0 | 1 | 1 | [12 empty] | 1 | 1 | 2 | 1 | 2 | 1 | 1 | 1 |  | Greater_LA_Li_Battery_4hr
PG&E KERN | Midway | 115 | Distributed_Solar |  |  | 0 | 0 | 0 | 0 | 0 | 0 | 0 | 0 | 0 | 5 | 5 | [12 empty] | 1 | 1 | 2 | 1 | 1 | 1+ | 1 | 1 |  | Southern_PGAE_Li_Battery_4hr
PG&E GBA | Millbrae | 115 | Distributed_Solar |  |  | 0 | 3.5 | 3.5 | 0 | 0 | 0 | 0 | 3.5 | 3.5 | 1 | 1 | [12 empty] | 2 | 1 | 2 | 1 | 2 | 1 | 1 | 1 |  | Northern_California_Li_Battery_4hr
SDGE | Monserate | 69 | Distributed_Solar |  |  | 0 | 0 | 0 | 0 | 0 | 0 | 0 | 0 | 0 | 1 | 1 | [12 empty] | 2 | 1 | 2 | 1 | 3 | 1+ | 1 | 1
PG&E GBA | Mt Eden | 115 | Distributed_Solar |  |  | 0 | 0 | 0 | 0 | 0 | 0 | 0 | 0 | 0 | 1 | 1 | [12 empty] | 2 | 1 | 2 | 1 | 2 | 4+ | 1 | 1
PG&E GBA | Newark | 60 | Distributed_Solar |  |  | 0 | 2.5 | 2.5 | 0 | 0 | 0 | 0 | 2.5 | 2.5 | 5 | 1 | [12 empty] | 2 | 1 | 2 | 1 | 2 | 3+ | 1 | 1
PG&E NGBA | Notre Dame | 115 | Distributed_Solar |  |  | 0 | 0 | 0 | 0 | 0 | 0 | 0 | 0 | 0 | 1 | 1 | [12 empty] | 2 | 1 | 1 | 2 | 2 | 1+ | 1 | 1
PG&E GBA | Oakland J | 115 | Distributed_Solar |  |  | 0 | 0 | 0 | 0 | 0 | 0 | 0 | 0 | 0 | 1 | 1 | [12 empty] | 2 | 1 | 2 | 1 | 1 | 4+ | 1 | 1
PG&E GBA | Oakland L | 115 | Distributed_Solar |  |  | 0 | 0 | 0 | 0 | 0 | 0 | 0 | 0 | 0 | 1 | 1 | [12 empty] | 2 | 1 | 1 | 1 | 1 | 4+ | 1 | 1
PG&E KERN | Old River | 70 | Distributed_Solar |  |  | 0 | 2.4 | 2.4 | 0 | 2.4 | 2.4 | 0 | 0 | 0 | 5 | 5 | [12 empty] | 1 | 1 | 1 | 1 | 2 | 1 | 1 | 1
PG&E FRESNO | Oro Loma | 70 | Distributed_Solar |  |  | 0 | 5 | 5 | 0 | 5 | 5 | 0 | 0 | 0 | 5 | 1 | [12 empty] | 1 | 1 | 1 | 2 | 1 | 4+ | 1 | 1
PG&E FRESNO | Panoche | 115 | Distributed_Solar |  |  | 0 | 6.15 | 6.15 | 0 | 4.4 | 4.4 | 0 | 1.75 | 1.75 | 5 | 5 | [12 empty] | 1 | 1 | 1 | 2 | 1 | 1 | 1 | 1
PG&E GBA | Paul Sweet | 115 | Distributed_Solar |  |  | 0 | 0 | 0 | 0 | 0 | 0 | 0 | 0 | 0 | 1 | 1 | [12 empty] | 2 | 2 | 2 | 2 | 3 | 4+ | 1 | 1
PG&E NGBA | Peabody | 230 | Distributed_Solar |  |  | 0 | 8 | 8 | 0 | 0 | 0 | 0 | 8 | 8 | 5 | 1 | [12 empty] | 2 | 1 | 2 | 1 | 2 | 3+ | 1 | 1
PG&E NGBA | Pease | 60 | Distributed_Solar |  |  | 0 | 3 | 3 | 0 | 0 | 0 | 0 | 3 | 3 | 5 | 1 | [12 empty] | 2 | 2 | 2 | 1 | 2 | 1 | 1 | 1
PG&E NGBA | Pleasant Grove | 115 | Distributed_Solar |  |  | 0 | 0 | 0 | 0 | 0 | 0 | 0 | 0 | 0 | 5 | 1 | [12 empty] | 2 | 1 | 3 | 2 | 3 | 4+ | 4 | 1
PG&E KERN | Poso Mountain | 115 | Distributed_Solar |  |  | 0 | 0 | 0 | 0 | 0 | 0 | 0 | 0 | 0 | 5 | 5 | [12 empty] | 1 | 1 | 3 | 1 | 2 | 4+ | 4 | 1
PG&E NGBA | Putah Creek | 115 | Distributed_Solar |  |  | 0 | 4.3 | 4.3 | 0 | 0 | 0 | 0 | 4.3 | 4.3 | 5 | 1 | [12 empty] | 2 | 1 | 3 | 2 | 3 | 1+ | 4 | 1
PG&E GBA | Race Track | 115 | Distributed_Solar |  |  | 0 | 0 | 0 | 0 | 0 | 0 | 0 | 0 | 0 | 5 | 1 | [12 empty] | 2 | 1 | 3 | 1 | 3 | 1+ | 1 | 1
SCE NOL | Ransburg | 115 | Distributed_Solar |  |  | 0 | 3.3 | 3.3 | 0 | 0 | 0 | 0 | 3.3 | 3.3 | 3 | 1 | [12 empty] | 2 | 1 | 3 | 1 | 1 | 3+ | 1 | 1
SCE Northern | Rector | 230 | Distributed_Solar |  |  | 0 | 15 | 15 | 0 | 15 | 15 | 0 | 0 | 0 | 1 | 1 | [12 empty] | 1 | 1 | 3 | 1 | 2 | 1+ | 1 | 1
SCE Eastern | Red Bluff | 230 | Distributed_Solar |  |  | 0 | 0 | 0 | 0 | 0 | 0 | 0 | 0 | 0 | 3 | 1 | [12 empty] | 2 | 2 | 3 | 1 | 3 | 1+ | 1 | 1
PG&E GBA | Richmond R | 115 | Distributed_Solar |  |  | 0 | 8 | 8 | 0 | 0 | 0 | 0 | 8 | 8 | 5 | 1 | [12 empty] | 2 | 1 | 3 | 1 | 2 | 1 | 1 | 1
PG&E KERN | Rio Bravo | 115 | Distributed_Solar |  |  | 0 | 0 | 0 | 0 | 0 | 0 | 0 | 0 | 0 | 5 | 5 | [12 empty] | 1 | 1 | 3 | 1 | 1 | 4+ | 1 | 1
PG&E GBA | Ripon | 115 | Distributed_Solar |  |  | 0 | 2.6 | 2.6 | 0 | 2.6 | 2.6 | 0 | 0 | 0 | 5 | 1 | [12 empty] | 1 | 1 | 3 | 2 | 2 | 1+ | 1 | 1
PG&E GBA | Riverbank | 115 | Distributed_Solar |  |  | 0 | 0 | 0 | 0 | 0 | 0 | 0 | 0 | 0 | 5 | 1 | [12 empty] | 1 | 1 | 3 | 2 | 2 | 1+ | 1 | 1
SCE NOL | Roadway | 115 | Distributed_Solar |  |  | 0 | 2 | 2 | 0 | 2 | 2 | 0 | 0 | 0 | 1 | 1 | [12 empty] | 2 | 1 | 3 | 1 | 1 | 1 | 1 | 1
PG&E GBA | Rossmoor | 230 | Distributed_Solar |  |  | 0 | 0 | 0 | 0 | 0 | 0 | 0 | 0 | 0 | 5 | 1 | [12 empty] | 2 | 1 | 3 | 1 | 3 | 1+ | 1 | 1
PG&E GBA | Salinas | 115 | Distributed_Solar |  |  | 0 | 3 | 3 | 0 | 0 | 0 | 0 | 3 | 3 | 1 | 1 | [12 empty] | 2 | 2 | 3 | 2 | 2 | 1 | 1 | 1
SCE Eastern | San Bernardino | 230 | Distributed_Solar |  |  | 0 | 0 | 0 | 0 | 0 | 0 | 0 | 0 | 0 | 3 | 1 | [12 empty] | 1 | 1 | 3 | 1 | 2 | 1+ | 1 | 1
PG&E GBA | SAN FRAN A (POTRERO PP) | 115 | Distributed_Solar |  |  | 0 | 0 | 0 | 0 | 0 | 0 | 0 | 0 | 0 | 1 | 1 | [12 empty] | 2 | 1 | 3 | 1 | 2 | 4+ | 1 | 1
PG&E GBA | San Leandro U | 115 | Distributed_Solar |  |  | 0 | 0 | 0 | 0 | 0 | 0 | 0 | 0 | 0 | 1 | 1 | [12 empty] | 2 | 1 | 3 | 1 | 2 | 4+ | 1 | 1
PG&E KERN | San Luis Obispo | 70 | Distributed_Solar |  |  | 0 | 0 | 0 | 0 | 0 | 0 | 0 | 0 | 0 | 5 | 5 | [12 empty] | 2 | 2 | 3 | 2 | 3 | 1+ | 1 | 1
PG&E GBA | San Ramon | 230 | Distributed_Solar |  |  | 0 | 0 | 0 | 0 | 0 | 0 | 0 | 0 | 0 | 1 | 1 | [12 empty] | 2 | 1 | 3 | 1 | 3 | 4+ | 4 | 1
PG&E FRESNO | Sanger | 115 | Distributed_Solar |  |  | 0 | 0 | 0 | 0 | 0 | 0 | 0 | 0 | 0 | 5 | 5 | [12 empty] | 1 | 1 | 3 | 2 | 2 | 4+ | 5 | 1
PG&E FRESNO | Schindler | 115 | Distributed_Solar |  |  | 0 | 0 | 0 | 0 | 0 | 0 | 0 | 0 | 0 | 5 | 1 | [12 empty] | 1 | 1 | 3 | 2 | 1 | 1 | 4 | 1
PG&E FRESNO | Schindler | 70 | Distributed_Solar |  |  | 0 | 0 | 0 | 0 | 0 | 0 | 0 | 0 | 0 | 5 | 5 | [12 empty] | 1 | 1 | 3 | 2 | 1 | 4+ | 1 | 1
PG&E KERN | Semitropic | 115 | Distributed_Solar |  |  | 0 | 4.66 | 4.66 | 0 | 4.66 | 4.66 | 0 | 0 | 0 | 5 | 5 | [12 empty] | 1 | 1 | 3 | 1 | 1 | 4+ | 1 | 1
PG&E KERN | Shafter | 115 | Distributed_Solar |  |  | 0 | 2.25 | 2.25 | 0 | 2.25 | 2.25 | 0 | 0 | 0 | 5 | 5 | [12 empty] | 1 | 1 | 3 | 1 | 1 | 1 | 1 | 1
PG&E NGBA | Silverado | 115 | Distributed_Solar |  |  | 0 | 0 | 0 | 0 | 0 | 0 | 0 | 0 | 0 | 5 | 1 | [12 empty] | 2 | 1 | 3 | 2 | 3 | 4+ | 1 | 1
PG&E KERN | Smyrna | 115 | Distributed_Solar |  |  | 0 | 6 | 6 | 0 | 0 | 0 | 0 | 6 | 6 | 5 | 5 | [12 empty] | 1 | 1 | 3 | 1 | 1 | 1+ | 1 | 1
PG&E GBA | Sobrante | 115 | Distributed_Solar |  |  | 0 | 0 | 0 | 0 | 0 | 0 | 0 | 0 | 0 | 5 | 1 | [12 empty] | 2 | 1 | 3 | 1 | 3 | 1 | 5 | 1
PG&E GBA | Soledad | 60 | Distributed_Solar |  |  | 0 | 0 | 0 | 0 | 0 | 0 | 0 | 0 | 0 | 5 | 1 | [12 empty] | 2 | 2 | 3 | 2 | 3 | 1+ | 1 | 1
SCE Northern | Springville | 230 | Distributed_Solar |  |  | 0 | 3 | 3 | 0 | 3 | 3 | 0 | 0 | 0 | 1 | 1 | [12 empty] | 1 | 1 | 3 | 1 | 1 | 1+ | 1 | 1
PG&E KERN | Stockdale | 115 | Distributed_Solar |  |  | 0 | 1.8 | 1.8 | 0 | 0 | 0 | 0 | 1.8 | 1.8 | 5 | 5 | [12 empty] | 1 | 1 | 3 | 1 | 2 | 1 | 1 | 1
PG&E FRESNO | Storey | 230 | Distributed_Solar |  |  | 0 | 0 | 0 | 0 | 0 | 0 | 0 | 0 | 0 | 5 | 5 | [12 empty] | 1 | 1 | 3 | 2 | 1 | 4+ | 1 | 1
PG&E GBA | Swift | 115 | Distributed_Solar |  |  | 0 | 0 | 0 | 0 | 0 | 0 | 0 | 0 | 0 | 5 | 1 | [12 empty] | 2 | 1 | 3 | 2 | 2 | 1+ | 1 | 1
PG&E NGBA | Table Mountain | 230 | Distributed_Solar |  |  | 0 | 0 | 0 | 0 | 0 | 0 | 0 | 0 | 0 | 5 | 1 | [12 empty] | 2 | 1 | 3 | 2 | 1 | 1 | 4 | 1
PG&E KERN | Taft | 115 | Distributed_Solar |  |  | 0 | 8 | 8 | 0 | 0 | 0 | 0 | 8 | 8 | 5 | 5 | [12 empty] | 1 | 1 | 3 | 1 | 2 | 1 | 4 | 1
PG&E KERN | Tejon | 70 | Distributed_Solar |  |  | 0 | 0 | 0 | 0 | 0 | 0 | 0 | 0 | 0 | 5 | 5 | [12 empty] | 1 | 1 | 3 | 1 | 1 | 1+ | 1 | 1
PG&E KERN | Temblor | 115 | Distributed_Solar |  |  | 0 | 0 | 0 | 0 | 0 | 0 | 0 | 0 | 0 | 5 | 5 | [12 empty] | 1 | 1 | 3 | 1 | 1 | 1+ | 1 | 1
PG&E KERN | Templeton | 70 | Distributed_Solar |  |  | 0 | 0 | 0 | 0 | 0 | 0 | 0 | 0 | 0 | 5 | 5 | [12 empty] | 2 | 2 | 3 | 2 | 3 | 4+ | 1 | 1
PG&E GBA | Tesla | 115 | Distributed_Solar |  |  | 0 | 0 | 0 | 0 | 0 | 0 | 0 | 0 | 0 | 5 | 1 | [12 empty] | 2 | 1 | 3 | 1 | 2 | 4+ | 1 | 1
PG&E KERN | Tevis | 115 | Distributed_Solar |  |  | 0 | 0 | 0 | 0 | 0 | 0 | 0 | 0 | 0 | 5 | 5 | [12 empty] | 1 | 1 | 3 | 1 | 2 | 4+ | 1 | 1
SCE NOL | Tortilla | 115 | Distributed_Solar |  |  | 0 | 3 | 3 | 0 | 3 | 3 | 0 | 0 | 0 | 3 | 1 | [12 empty] | 2 | 1 | 3 | 1 | 2 | 1+ | 1 | 1
PG&E GBA | Tracy | 115 | Distributed_Solar |  |  | 0 | 0 | 0 | 0 | 0 | 0 | 0 | 0 | 0 | 5 | 1 | [12 empty] | 2 | 1 | 3 | 1 | 2 | 1+ | 4 | 1
PG&E NGBA | Tulucay | 230 | Distributed_Solar |  |  | 0 | 0 | 0 | 0 | 0 | 0 | 0 | 0 | 0 | 5 | 1 | [12 empty] | 2 | 1 | 3 | 2 | 3 | 1 | 5 | 1
PG&E KERN | Tupman | 115 | Distributed_Solar |  |  | 0 | 0 | 0 | 0 | 0 | 0 | 0 | 0 | 0 | 5 | 5 | [12 empty] | 1 | 1 | 3 | 1 | 1 | 4+ | 1 | 1
SCE Eastern | Valley (SCE) | 500 | Distributed_Solar |  |  | 0 | 0 | 0 | 0 | 0 | 0 | 0 | 0 | 0 | 3 | 1 | [12 empty] | 1 | 1 | 3 | 1 | 2 | 4+ | 1 | 1
SDGE | Valley Center | 69 | Distributed_Solar |  |  | 0 | 10 | 10 | 0 | 0 | 0 | 0 | 10 | 10 | 1 | 1 | [12 empty] | 2 | 1 | 3 | 1 | 3 | 3- | 1 | 1
PG&E GBA | Valley Home | 115 | Distributed_Solar |  |  | 0 | 0 | 0 | 0 | 0 | 0 | 0 | 0 | 0 | 5 | 1 | [12 empty] | 1 | 1 | 3 | 2 | 1 | 1+ | 1 | 1
SCE Northern | Vestal | 230 | Distributed_Solar |  |  | 0 | 0 | 0 | 0 | 0 | 0 | 0 | 0 | 0 | 1 | 1 | [12 empty] | 1 | 1 | 3 | 1 | 1 | 1+ | 1 | 1
SCE NOL | Victor | 115 | Distributed_Solar |  |  | 0 | 7 | 7 | 0 | 7 | 7 | 0 | 0 | 0 | 1 | 1 | [12 empty] | 2 | 1 | 3 | 1 | 2 | 1+ | 5 | 1
SCE NOL | Victor | 230 | Distributed_Solar |  |  | 0 | 5 | 5 | 0 | 5 | 5 | 0 | 0 | 0 | 1 | 1 | [12 empty] | 2 | 1 | 3 | 1 | 2 | 1 | 1 | 1
PG&E GBA | Vierra | 115 | Distributed_Solar |  |  | 0 | 2.975 | 2.975 | 0 | 2.975 | 2.975 | 0 | 0 | 0 | 5 | 1 | [12 empty] | 1 | 1 | 3 | 2 | 1 | 4+ | 1 | 1
SDGE | Vineyard | 69 | Distributed_Solar |  |  | 0 | 0 | 0 | 0 | 0 | 0 | 0 | 0 | 0 | 1 | 1 | [12 empty] | 2 | 1 | 3 | 1 | 3 | 4+ | 1 | 1
PG&E GBA | Weber | 60 | Distributed_Solar |  |  | 0 | 4 | 4 | 0 | 0 | 0 | 0 | 4 | 4 | 5 | 1 | [12 empty] | 1 | 1 | 3 | 2 | 1 | 3+ | 1 | 1
PG&E FRESNO | West Fresno | 115 | Distributed_Solar |  |  | 0 | 0 | 0 | 0 | 0 | 0 | 0 | 0 | 0 | 5 | 5 | [12 empty] | 1 | 1 | 3 | 2 | 1 | 1+ | 1 | 1
PG&E KERN | Wheeler Ridge | 70 | Distributed_Solar |  |  | 0 | 0 | 0 | 0 | 0 | 0 | 0 | 0 | 0 | 5 | 5 | [12 empty] | 1 | 1 | 3 | 1 | 1 | 1+ | 1 | 1
PG&E NGBA | Woodland | 115 | Distributed_Solar |  |  | 0 | 0 | 0 | 0 | 0 | 0 | 0 | 0 | 0 | 5 | 1 | [12 empty] | 2 | 1 | 3 | 2 | 3 | 1 | 4 | 1
PG&E NGBA | Wyandotte | 115 | Distributed_Solar |  |  | 0 | 3.6 | 3.6 | 0 | 0 | 0 | 0 | 3.6 | 3.6 | 5 | 1 | [12 empty] | 2 | 1 | 3 | 2 | 2 | 1+ | 1 | 1
PG&E FRESNO | Alpaugh | 115 | Solar |  |  | 0 | 0 | 0 | 0 | 0 | 0 | 0 | 0 | 0 | 5 | 5 | 1 | 1 | 1 | 1 | 1 | 1 | 1 | 1 | 1 | 1 | 1 | 1 | 1 | 1 | 1 | 1 | 1 | 2+ | 1 | 1
SCE Northern | Antelope | 66 | Solar |  |  | 0 | 20 | 20 | 0 | 20 | 20 | 0 | 0 | 0 | 1 | 1 | 1 | 1 | 4 | 1 | 2 | 5 | 1 | 1 | 1 | 1 | 1 | 1 | 2 | 1 | 2 | 1 | 3 | 4+ | 1 | 1
SCE Northern | Antelope | 230 | Solar |  |  | 56 | 150 | 206 | 56 | 0 | 56 | 0 | 150 | 150 | 1 | 1 | 1 | 1 | 4 | 1 | 2 | 5 | 1 | 1 | 1 | 1 | 1 | 1 | 2 | 1 | 1 | 1 | 3 | 1+ | 4 | 1
PG&E KERN | Arco | 230 | Solar |  |  | 325 | 674 | 999 | 0 | 0 | 0 | 325 | 674 | 999 | 5 | 5 | 1 | 1 | 1 | 2 | 1 | 1 | 2 | 1 | 1 | 3 | 1 | 1 | 1 | 1 | 2 | 1 | 1 | 2- | 1 | 1
PG&E KERN | Arco | 70 | Solar |  |  | 0 | 0 | 0 | 0 | 0 | 0 | 0 | 0 | 0 | 5 | 5 | 1 | 2 | 2 | 2 | 1 | 1 | 2 | 1 | 1 | 3 | 1 | 1 | 1 | 1 | 2 | 1 | 1 | 2+ | 1 | 1
PG&E FRESNO | Atwater | 115 | Solar |  |  | 0 | 0 | 0 | 0 | 0 | 0 | 0 | 0 | 0 | 5 | 1 | 1 | [11 empty] | 1 | 1 | 1 | 2 | 1 | 4+ | 1 | 1
PG&E GBA | Avena | 115 | Solar |  |  | 0 | 0 | 0 | 0 | 0 | 0 | 0 | 0 | 0 | 5 | 1 | 1 | [11 empty] | 1 | 1 | 3 | 2 | 1 | 1+ | 1 | 1
SCE Metro | Barre | 230 | Solar |  |  | 10 | 10 | 20 | 10 | 10 | 20 | 0 | 0 | 0 | 1 | 1 | 1 | 4 | 5 | 1 | 2 | 1 | 1 | 1 | 5 | 5 | 1 | 4 | 1 | 1 | 2 | 1 | 1 | 1 | 1 | 1
EOP | Beatty | 230 | Solar |  |  | 300 | 500 | 800 | 0 | 0 | 0 | 300 | 500 | 800 | 5 | 1 | 1 | 2 | N/A | N/A | 2 | N/A | N/A | N/A | N/A | N/A | N/A | N/A | 2 | 2 | 2 | 1 | 3 | 3- | 1 | 1
PG&E GBA | Bellota | 230 | Solar |  |  | 0 | 0 | 0 | 0 | 0 | 0 | 0 | 0 | 0 | 5 | 1 | 1 | 1 | 2 | 1 | 1 | 1 | 1 | 1 | 1 | 2 | 1 | 1 | 1 | 1 | Missing | 2 | 3 | 1+ | 1 | 1
PG&E GBA | Birds Landing | 230 | Solar |  |  | 0 | 200 | 200 | 0 | 0 | 0 | 0 | 200 | 200 | 5 | 1 | 2 | 1 | 1 | 1 | 2 | 1 | 1 | 1 | 1 | 1 | 1 | 1 | 2 | 1 | 2 | 1 | 1 | 1 | 4 | 1
SCE Eastern | Blythe | 161 | Solar |  |  | 0 | 160 | 160 | 0 | 160 | 160 | 0 | 0 | 0 | 5 | 3 | 1 | 1 | 2 | 1 | 2 | 1 | 1 | 1 | 1 | 1 | 1 | 1 | 2 | 2 | 1 | 1 | 1 | 1+ | 1 | 1
PG&E FRESNO | Borden | 230 | Solar |  |  | 100 | 300 | 400 | 0 | 0 | 0 | 100 | 300 | 400 | 5 | 5 | 1 | 1 | 2 | 1 | 1 | 1 | 1 | 1 | 1 | 2 | 1 | 1 | 1 | 1 | 1 | 2 | 1 | 3- | 1 | 1
SDGE | Boulevard East | 69 | Solar |  |  | 20 | 40 | 60 | 0 | 0 | 0 | 20 | 40 | 60 | 1 | 1 | 1 | 1 | 1 | 1 | 2 | 5 | 1 | 1 | 1 | 1 | 1 | 1 | 2 | 1 | 2 | 1 | 3 | 4+ | 1 | 1
PG&E GBA | Brentwood | 230 | Solar |  |  | 0 | 0 | 0 | 0 | 0 | 0 | 0 | 0 | 0 | 5 | 1 | 1 | 1 | 1 | 1 | 2 | 2 | 1 | 1 | 1 | 2 | 1 | 1 | 2 | 1 | 1 | 1 | 3 | 1+ | 1 | 1
PG&E FRESNO | Bullard | 115 | Solar |  |  | 0 | 0 | 0 | 0 | 0 | 0 | 0 | 0 | 0 | 5 | 5 | 1 | [11 empty] | 1 | 1 | 3 | 2 | 2 | 4+ | 1 | 1
SCE NOL | Calcite | 230 | Solar |  |  | 340 | 349 | 689 | 0 | 0 | 0 | 340 | 349 | 689 | 5 | 3 | 1 | 2 | 5 | 1 | 2 | 1 | 1 | 1 | 1 | 2 | 1 | 2 | 2 | 1 | 3 | 1 | 3 | 3- | 1 | 1
PG&E KERN | Caliente | 230 | Solar |  |  | 200 | 100 | 300 | 0 | 0 | 0 | 200 | 100 | 300 | 5 | 5 | 1 | 1 | 2 | 1 | 2 | 1 | 1 | 1 | 1 | 2 | 1 | 1 | 2 | 1 | 2 | 2 | 2 | 3- | 1 | 1
EOP | Carpenter Canyon (fka Gamebird) | 230 | Solar |  |  | 320 | 480 | 800 | 0 | 0 | 0 | 320 | 480 | 800 | 5 | 1 | 1 | 1 | N/A | N/A | 2 | N/A | N/A | N/A | N/A | N/A | N/A | N/A | 2 | 2 | 2 | 1 | 3 | 3- | 1 | 1
SDGE | Carrizo Gorge | 138 | Solar |  |  | 0 | 90 | 90 | 0 | 90 | 90 | 0 | 0 | 0 | 1 | 1 | 1 | 1 | 2 | 1 | 2 | 3 | 1 | 1 | 1 | 2 | 1 | 1 | 2 | 1 | 2 | 1 | 3 | 1 | 1 | 1
PG&E GBA | Cayetano | 230 | Solar |  |  | 0 | 100 | 100 | 0 | 100 | 100 | 0 | 0 | 0 | 5 | 1 | 1 | 2 | 1 | 2 | 2 | 3 | 2 | 2 | 3 | 3 | 1 | 1 | 2 | 1 | 1 | 1 | 3 | 2+ | 1 | 1
PG&E KERN | Charca | 115 | Solar |  |  | 0 | 0 | 0 | 0 | 0 | 0 | 0 | 0 | 0 | 5 | 5 | 1 | 1 | 1 | 3 | 1 | 1 | 1 | 1 | 1 | 1 | 1 | 1 | 1 | 1 | 2 | 1 | 1 | 1+ | 1 | 1
SCE Eastern | Cielo Azul | 500 | Solar |  |  | 1000 | 2325 | 3325 | 0 | 1525 | 1525 | 1000 | 800 | 1800 | 5 | 1 | 1 | 2 | N/A | N/A | 2 | N/A | N/A | N/A | N/A | N/A | N/A | N/A | 2 | 2 | 1 | 1 | 3 | 3+ | 1 | 1
PG&E GBA | Coburn | 230 | Solar |  |  | 0 | 0 | 0 | 0 | 0 | 0 | 0 | 0 | 0 | 5 | 5 | 1 | 1 | 1 | 1 | 2 | 2 | 1 | 1 | 1 | 1 | 1 | 1 | 2 | 2 | 1 | 2 | 3 | 1+ | 1 | 1
PG&E NGBA | Colgate | 230 | Solar |  |  | 0 | 0 | 0 | 0 | 0 | 0 | 0 | 0 | 0 | 5 | 1 | 1 | 1 | 2 | 1 | 2 | 5 | 3 | 1 | 1 | 4 | 1 | 1 | 2 | 1 | 2 | 1 | 3 | 1+ | 1 | 1
PG&E GBA | Collinsville | 230 | Solar |  |  | 0 | 0 | 0 | 0 | 0 | 0 | 0 | 0 | 0 | 1 | 1 | 1 | [11 empty] | 2 | 1 | 2 | 1 | 1 | 1+ | 1 | 1
SCE Eastern | Colorado River | 230 | Solar |  |  | 500 | 1200 | 1700 | 300 | 500 | 800 | 200 | 700 | 900 | 3 | 1 | 1 | 2 | 2 | 5 | 2 | 1 | 1 | 1 | 1 | 2 | 1 | 2 | 2 | 2 | 2 | 1 | 3 | 2- | 1 | 1
SCE Eastern | Colorado River | 500 | Solar |  |  | 0 | 0 | 0 | 0 | 0 | 0 | 0 | 0 | 0 | 3 | 1 | 1 | 4 | 2 | 5 | 2 | 1 | 2 | 2 | 2 | 2 | 2 | 2 | 2 | 2 | 2 | 1 | 3 | 1+ | 1 | 1
SCE NOL | Control | 115 | Solar |  |  | 0 | 0 | 0 | 0 | 0 | 0 | 0 | 0 | 0 | 5 | 1 | 1 | 1 | 1 | 1 | 2 | 5 | 1 | 1 | 1 | 1 | 2 | 1 | 2 | 2 | 2 | 1 | 3 | 1+ | 1 | 1
SCE NOL | Coolwater | 115 | Solar |  |  | 150 | 50 | 200 | 0 | 0 | 0 | 150 | 50 | 200 | 3 | 1 | 2 | 2 | 3 | 1 | 2 | 1 | 3 | 1 | 1 | 3 | 1 | 2 | 2 | 1 | 2 | 1 | 1 | 4+ | 4 | 1
PG&E KERN | Copus | 70 | Solar |  |  | 0 | 0 | 0 | 0 | 0 | 0 | 0 | 0 | 0 | 5 | 5 | 1 | [11 empty] | 1 | 1 | 1 | 1 | 1 | 1+ | 1 | 1
PG&E NGBA | Corona | 115 | Solar |  |  | 0 | 0 | 0 | 0 | 0 | 0 | 0 | 0 | 0 | 5 | 1 | 1 | [11 empty] | 2 | 1 | 2 | 2 | 3 | 1+ | 1 | 1
PG&E NGBA | Cortina | 115 | Solar |  |  | 50 | 80 | 130 | 0 | 0 | 0 | 50 | 80 | 130 | 5 | 1 | 1 | 2 | 1 | 1 | 2 | 2 | 1 | 1 | 1 | 3 | 1 | 1 | 2 | 2 | 1 | 1 | 3 | 3- | 4 | 1
PG&E FRESNO | Crescent | 70 | Solar |  |  | 5 | 65 | 70 | 0 | 0 | 0 | 5 | 65 | 70 | 5 | 5 | 1 | 1 | 1 | 1 | 1 | 1 | 1 | 1 | 1 | 1 | 1 | 1 | 1 | 1 | 1 | 2 | 1 | 2- | 1 | 1
SDGE | Crestwood | 69 | Solar |  |  | 0 | 0 | 0 | 0 | 0 | 0 | 0 | 0 | 0 | 1 | 1 | 1 | [11 empty] | 2 | 1 | 1 | 1 | 3 | 1+ | 1 | 1
PG&E NGBA | Davis | 115 | Solar |  |  | 20 | 80 | 100 | 0 | 0 | 0 | 20 | 80 | 100 | 5 | 1 | 1 | 1 | 1 | 3 | 2 | 1 | 1 | 1 | 1 | 1 | 1 | 1 | 2 | 1 | 3 | 2 | 3 | 2- | 1 | 1
SCE Metro | Del Amo | 230 | Solar |  |  | 0 | 0 | 0 | 0 | 0 | 0 | 0 | 0 | 0 | 1 | 1 | 1 | 1 | 3 | 1 | 2 | 1 | 1 | 1 | 1 | 1 | 1 | 1 | 1 | 1 | 1 | 1 | 2 | 4+ | 1 | 1
SCE Eastern | Delaney | 500 | Solar |  |  | 250 | 350 | 600 | 0 | 0 | 0 | 250 | 350 | 600 | 5 | 1 | 1 | 1 | N/A | N/A | 2 | N/A | N/A | N/A | N/A | N/A | N/A | N/A | 2 | 1 | 1 | 2 | 3 | 2- | 1 | 1
PG&E NGBA | Delevan | 230 | Solar |  |  | 235 | 500 | 735 | 0 | 0 | 0 | 235 | 500 | 735 | 5 | 1 | 1 | 2 | 1 | 1 | 2 | 1 | 1 | 1 | 1 | 2 | 1 | 1 | 2 | 2 | Missing | 1 | 3 | 2- | 1 | 1
EOP | Desert View | 230 | Solar |  |  | 150 | 350 | 500 | 0 | 0 | 0 | 150 | 350 | 500 | 5 | 1 | 1 | 2 | N/A | N/A | 2 | N/A | N/A | N/A | N/A | N/A | N/A | N/A | 2 | 1 | 2 | 1 | 3 | 3- | 1 | 1
SCE Eastern | Devers | 230 | Solar |  |  | 100 | 180 | 280 | 0 | 0 | 0 | 100 | 180 | 280 | 3 | 1 | 2 | 2 | 5 | 1 | 2 | 2 | 1 | 2 | 1 | 2 | 1 | 2 | 2 | 1 | 2 | 1 | 3 | 2- | 5 | 1
SCE Eastern | Devers | 500 | Solar |  |  | 0 | 0 | 0 | 0 | 0 | 0 | 0 | 0 | 0 | 3 | 1 | 1 | 2 | 5 | 1 | 2 | 2 | 1 | 2 | 1 | 2 | 1 | 2 | 2 | 1 | 2 | 1 | 3 | 1+ | 1 | 1
SDGE | ECO | 138 | Solar |  |  | 0 | 0 | 0 | 0 | 0 | 0 | 0 | 0 | 0 | 1 | 1 | 1 | 1 | 2 | 1 | 2 | 3 | 1 | 1 | 1 | 2 | 1 | 1 | 2 | 1 | 2 | 1 | 3 | 1 | 4 | 1
SCE Eastern | El Casco | 230 | Solar |  |  | 0 | 0 | 0 | 0 | 0 | 0 | 0 | 0 | 0 | 3 | 1 | 1 | 1 | 2 | 1 | 2 | 5 | 1 | 1 | 2 | 3 | 1 | 1 | 1 | 1 | 1 | 1 | 2 | 1+ | 1 | 1
PG&E FRESNO | El Nido (PGE) | 115 | Solar |  |  | 0 | 0 | 0 | 0 | 0 | 0 | 0 | 0 | 0 | 5 | 5 | 1 | [11 empty] | 1 | 1 | 3 | 2 | 1 | 1+ | 1 | 1
EOP | Eldorado | 230 | Solar |  |  | 0 | 0 | 0 | 0 | 0 | 0 | 0 | 0 | 0 | 5 | 1 | 1 | 1 | N/A | N/A | 2 | N/A | N/A | N/A | N/A | N/A | N/A | N/A | 2 | 2 | Missing | 1 | 3 | 1 | 4 | 1
EOP | Eldorado | 500 | Solar |  |  | 0 | 0 | 0 | 0 | 0 | 0 | 0 | 0 | 0 | 5 | 1 | 1 | 1 | N/A | N/A | 2 | N/A | N/A | N/A | N/A | N/A | N/A | N/A | 2 | 2 | Missing | 1 | 3 | 1+ | 1 | 1
PG&E FRESNO | Excelsior | 115 | Solar |  |  | 100 | 30 | 130 | 0 | 0 | 0 | 100 | 30 | 130 | 5 | 5 | 1 | 1 | 1 | 2 | 1 | 1 | 1 | 1 | 1 | 1 | 1 | 1 | 1 | 1 | 1 | 2 | 1 | 2- | 1 | 1
PG&E FRESNO | Exchequer | 115 | Solar |  |  | 0 | 0 | 0 | 0 | 0 | 0 | 0 | 0 | 0 | 5 | 5 | 1 | [11 empty] | 2 | 1 | 2 | 1 | 2 | 1+ | 1 | 1
PG&E KERN | Famoso | 115 | Solar |  |  | 0 | 0 | 0 | 0 | 0 | 0 | 0 | 0 | 0 | 5 | 5 | 1 | [11 empty] | 1 | 1 | 2 | 1 | 1 | 4+ | 1 | 1
PG&E FRESNO | Fink | 230 | Solar |  |  | 30 | 110 | 140 | 30 | 110 | 140 | 0 | 0 | 0 | 1 | 1 | 1 | 1 | 1 | 1 | 1 | 2 | 1 | 1 | 1 | 2 | 1 | 1 | 1 | 1 | 2 | 2 | 1 | 1 | 5 | 1
PG&E FRESNO | Gates | 230 | Solar |  |  | 859.5 | 760.5 | 1620 | 614.5 | 310.5 | 925 | 245 | 450 | 695 | 5 | 5 | 1 | 2 | 1 | 3 | 1 | 1 | 1 | 1 | 1 | 1 | 1 | 1 | 1 | 1 | 1 | 2 | 1 | 2- | 3 | 1
PG&E NGBA | Glenn | 230 | Solar |  |  | 100 | 170 | 270 | 0 | 0 | 0 | 100 | 170 | 270 | 1 | 1 | 1 | 1 | 1 | 2 | 2 | 1 | 2 | 1 | 1 | 2 | 1 | 1 | 2 | 2 | 1 | 1 | 3 | 3- | 1 | 1
PG&E KERN | Goose Lake | 115 | Solar |  |  | 0 | 0 | 0 | 0 | 0 | 0 | 0 | 0 | 0 | 5 | 5 | 1 | 1 | 1 | 1 | 1 | 1 | 1 | 1 | 1 | 2 | 1 | 1 | 1 | 1 | 2 | 1 | 1 | 1+ | 1 | 1
PG&E FRESNO | Hammonds | 115 | Solar |  |  | 0 | 0 | 0 | 0 | 0 | 0 | 0 | 0 | 0 | 5 | 1 | 1 | [11 empty] | 1 | 1 | 2 | 2 | 1 | 1+ | 1 | 1
EOP | Harry Allen | 500 | Solar |  |  | 0 | 0 | 0 | 0 | 0 | 0 | 0 | 0 | 0 | 5 | 1 | 1 | #N/A | N/A | N/A | 2 | N/A | N/A | N/A | N/A | N/A | N/A | N/A | 2 | 2 | 2 | 1 | 3 | 1+ | 1 | 1
PG&E NGBA | Hartley | 60 | Solar |  |  | 0 | 0 | 0 | 0 | 0 | 0 | 0 | 0 | 0 | 5 | 1 | 1 | [11 empty] | 2 | 2 | Missing | 2 | 3 | 1+ | 1 | 1
SDGE | Hassayampa | 500 | Solar |  |  | 322 | 380 | 702 | 52.5 | 160 | 212.5 | 269.5 | 220 | 489.5 | 5 | 1 | 1 | 2 | N/A | N/A | 2 | N/A | N/A | N/A | N/A | N/A | N/A | N/A | 2 | 1 | 2 | 2 | 3 | 1+ | 1 | 1
PG&E FRESNO | Helm | 230 | Solar |  |  | 100 | 200 | 300 | 0 | 0 | 0 | 100 | 200 | 300 | 5 | 5 | 1 | 1 | 1 | 1 | 1 | 1 | 1 | 1 | 1 | 1 | 1 | 1 | 1 | 1 | 2 | 2 | 1 | 3- | 1 | 1
PG&E FRESNO | Helm | 70 | Solar |  |  | 0 | 25 | 25 | 0 | 0 | 0 | 0 | 25 | 25 | 5 | 1 | 1 | 1 | 1 | 1 | 1 | 1 | 1 | 1 | 1 | 1 | 1 | 1 | 1 | 1 | Missing | 2 | 1 | 1+ | 1 | 1
PG&E FRESNO | Henrietta | 230 | Solar |  |  | 100 | 200 | 300 | 0 | 0 | 0 | 100 | 200 | 300 | 5 | 1 | 1 | 1 | 1 | 1 | 1 | 1 | 1 | 1 | 1 | 1 | 1 | 1 | 1 | 1 | 2 | 2 | 1 | 3- | 3 | 1
PG&E NGBA | Higgins | 115 | Solar |  |  | 0 | 0 | 0 | 0 | 0 | 0 | 0 | 0 | 0 | 5 | 1 | 1 | 1 | 4 | 1 | 2 | 5 | 3 | 1 | 1 | 3 | 1 | 1 | 2 | 1 | Missing | 1 | 3 | 1+ | 1 | 1
PG&E GBA | Hollister | 115 | Solar |  |  | 0 | 0 | 0 | 0 | 0 | 0 | 0 | 0 | 0 | 5 | 1 | 1 | 1 | 1 | 1 | 2 | 1 | 1 | 1 | 1 | 2 | 1 | 1 | 2 | 2 | 2 | 2 | 3 | 2+ | 1 | 1
SDGE | Hoodoo Wash | 500 | Solar |  |  | 447.5 | 1029 | 1476.5 | 0 | 679 | 679 | 447.5 | 350 | 797.5 | 5 | 1 | 1 | 2 | N/A | N/A | 2 | N/A | N/A | N/A | N/A | N/A | N/A | N/A | 2 | 2 | 2 | 2 | 3 | 2- | 1 | 1
SDGE | Imperial Valley | 230 | Solar |  |  | 300 | 442 | 742 | 0 | 92 | 92 | 300 | 350 | 650 | 1 | 1 | 1 | 2 | 2 | 2 | 2 | 1 | 1 | 1 | 1 | 1 | 1 | 1 | 1 | 1 | 1 | 2 | 1 | 2- | 1 | 1
SDGE | Imperial Valley | 500 | Solar |  |  | 0 | 0 | 0 | 0 | 0 | 0 | 0 | 0 | 0 | 1 | 1 | 1 | 2 | 2 | 2 | 2 | 1 | 1 | 1 | 1 | 1 | 1 | 1 | 1 | 1 | 1 | 2 | 1 | 1+ | 1 | 1
EOP | Innovation | 230 | Solar |  |  | 400 | 200 | 600 | 0 | 0 | 0 | 400 | 200 | 600 | 5 | 1 | 1 | 2 | N/A | N/A | 2 | N/A | N/A | N/A | N/A | N/A | N/A | N/A | 2 | 2 | 2 | 1 | 3 | 3- | 1 | 1
SCE NOL | Inyokern | 115 | Solar |  |  | 0 | 31.8 | 31.8 | 0 | 31.8 | 31.8 | 0 | 0 | 0 | 3 | 1 | 1 | 1 | 5 | 1 | 1 | 1 | 1 | 1 | 1 | 2 | 1 | 1 | 2 | 2 | 2 | 1 | 3 | 4+ | 1 | 1
EOP | Ivanpah | 115 | Solar |  |  | 0 | 0 | 0 | 0 | 0 | 0 | 0 | 0 | 0 | 5 | 1 | 1 | #N/A | N/A | N/A | 2 | N/A | N/A | N/A | N/A | N/A | N/A | N/A | 2 | 2 | 2 | 1 | 1 | 1+ | 1 | 1
EOP | Ivanpah | 230 | Solar |  |  | 0 | 0 | 0 | 0 | 0 | 0 | 0 | 0 | 0 | 5 | 1 | 1 | #N/A | N/A | N/A | 2 | N/A | N/A | N/A | N/A | N/A | N/A | N/A | 2 | 2 | 2 | 1 | 1 | 1+ | 1 | 1
SCE Eastern | Julian Hinds | 230 | Solar |  |  | 0 | 0 | 0 | 0 | 0 | 0 | 0 | 0 | 0 | 5 | 3 | 3 | 1 | 1 | 1 | 2 | 1 | 5 | 1 | 1 | 5 | 1 | 1 | 2 | 1 | 1 | 1 | 3 | 1+ | 1 | 1
PG&E GBA | Kasson | 115 | Solar |  |  | 0 | 0 | 0 | 0 | 0 | 0 | 0 | 0 | 0 | 5 | 1 | 1 | [11 empty] | 1 | 1 | 2 | 2 | 1 | 1+ | 1 | 1
PG&E FRESNO | Kearney | 230 | Solar |  |  | 0 | 0 | 0 | 0 | 0 | 0 | 0 | 0 | 0 | 5 | 5 | 1 | 1 | 2 | 2 | 1 | 1 | 1 | 1 | 1 | 1 | 1 | 1 | 1 | 1 | 2 | 2 | 1 | 1+ | 1 | 1
PG&E GBA | Kelso | 230 | Solar |  |  | 0 | 0 | 0 | 0 | 0 | 0 | 0 | 0 | 0 | 5 | 1 | 1 | 1 | 1 | 1 | 2 | 2 | 2 | 1 | 1 | 2 | 1 | 1 | 2 | 1 | 2 | 1 | 2 | 1+ | 1 | 1
PG&E KERN | Kern PP | 115 | Solar |  |  | 0 | 0 | 0 | 0 | 0 | 0 | 0 | 0 | 0 | 5 | 5 | 1 | 1 | 2 | 1 | 1 | 1 | 1 | 1 | 1 | 2 | 1 | 1 | 1 | 1 | 1 | 1 | 2 | 1+ | 1 | 1
PG&E NGBA | Konocti | 60 | Solar |  |  | 0 | 0 | 0 | 0 | 0 | 0 | 0 | 0 | 0 | 5 | 1 | 1 | [11 empty] | 2 | 2 | 1 | 2 | 3 | 1+ | 1 | 1
SCE NOL | Kramer | 115 | Solar |  |  | 0 | 8 | 8 | 0 | 8 | 8 | 0 | 0 | 0 | 3 | 1 | 1 | 5 | 5 | 1 | 2 | 1 | 4 | 2 | 1 | 5 | 2 | 4 | 2 | 1 | 1 | 1 | 3 | 4+ | 4 | 1
SCE NOL | Kramer | 230 | Solar |  |  | 96 | 300 | 396 | 75 | 200 | 275 | 21 | 100 | 121 | 3 | 1 | 1 | 5 | 5 | 1 | 2 | 1 | 4 | 2 | 1 | 5 | 2 | 4 | 2 | 1 | 2 | 1 | 3 | 4+ | 5 | 1
PG&E KERN | Lakeview | 70 | Solar |  |  | 0 | 70 | 70 | 0 | 70 | 70 | 0 | 0 | 0 | 5 | 5 | 1 | 2 | 2 | 2 | 1 | 1 | 1 | 1 | 1 | 1 | 1 | 1 | 1 | 1 | 2 | 1 | 1 | 2+ | 1 | 1
PG&E NGBA | Lakeville | 230 | Solar |  |  | 0 | 0 | 0 | 0 | 0 | 0 | 0 | 0 | 0 | 5 | 1 | 1 | 1 | 2 | 1 | 2 | 3 | 3 | 1 | 2 | 3 | 1 | 1 | 2 | 1 | 2 | 2 | 3 | 1 | 4 | 1
PG&E GBA | Lammers | 115 | Solar |  |  | 0 | 0 | 0 | 0 | 0 | 0 | 0 | 0 | 0 | 5 | 1 | 1 | [11 empty] | 1 | 1 | 2 | 2 | 2 | 1+ | 1 | 1
PG&E KERN | Lamont | 115 | Solar |  |  | 20 | 102 | 122 | 0 | 0 | 0 | 20 | 102 | 122 | 5 | 5 | 1 | 1 | 1 | 2 | 1 | 1 | 1 | 1 | 1 | 1 | 1 | 1 | 1 | 1 | 2 | 1 | 1 | 1+ | 1 | 1
EOP | Lathrop | 138 | Solar |  |  | 0 | 0 | 0 | 0 | 0 | 0 | 0 | 0 | 0 | 5 | 1 | 1 | 1 | N/A | N/A | 2 | N/A | N/A | N/A | N/A | N/A | N/A | N/A | 2 | 2 | 2 | 1 | 3 | 1 | 5 | 1
EOP | Lathrop | 230 | Solar |  |  | 250 | 250 | 500 | 0 | 0 | 0 | 250 | 250 | 500 | 5 | 1 | 2 | 1 | N/A | N/A | 2 | N/A | N/A | N/A | N/A | N/A | N/A | N/A | 2 | 2 | Missing | 1 | 3 | 2- | 1 | 1
PG&E FRESNO | Le Grand | 115 | Solar |  |  | 50 | 80 | 130 | 0 | 0 | 0 | 50 | 80 | 130 | 5 | 5 | 1 | 1 | 1 | 1 | 1 | 1 | 1 | 1 | 1 | 2 | 1 | 1 | 1 | 1 | 2 | 2 | 1 | 2- | 1 | 1
PG&E FRESNO | Lemoore | 70 | Solar |  |  | 0 | 22 | 22 | 0 | 0 | 0 | 0 | 22 | 22 | 5 | 1 | 1 | 1 | 1 | 1 | 1 | 1 | 1 | 1 | 1 | 1 | 1 | 1 | 1 | 1 | 1 | 2 | 2 | 1 | 1 | 1
PG&E KERN | Live Oak | 115 | Solar |  |  | 0 | 0 | 0 | 0 | 0 | 0 | 0 | 0 | 0 | 5 | 5 | 1 | [11 empty] | 1 | 1 | Missing | 1 | 1 | 1+ | 1 | 1
PG&E GBA | Llagas | 115 | Solar |  |  | 0 | 50 | 50 | 0 | 0 | 0 | 0 | 50 | 50 | 5 | 1 | 1 | 1 | 2 | 1 | 2 | 3 | 2 | 1 | 1 | 2 | 1 | 1 | 2 | 1 | 2 | 2 | 1 | 3- | 1 | 1
PG&E GBA | Lockeford | 60 | Solar |  |  | 0 | 0 | 0 | 0 | 0 | 0 | 0 | 0 | 0 | 5 | 1 | 1 | 1 | 3 | 1 | 1 | 1 | 1 | 1 | 1 | 1 | 1 | 1 | 1 | 1 | 2 | 2 | 2 | 1+ | 1 | 1
PG&E NGBA | Logan Creek | 230 | Solar |  |  | 0 | 0 | 0 | 0 | 0 | 0 | 0 | 0 | 0 | 5 | 1 | 1 | 1 | 1 | 1 | 2 | 1 | 1 | 1 | 1 | 1 | 1 | 1 | 2 | 2 | 1 | 1 | 2 | 1+ | 1 | 1
PG&E FRESNO | Los Banos | 230 | Solar |  |  | 70 | 430 | 500 | 0 | 0 | 0 | 70 | 430 | 500 | 5 | 5 | 2 | 2 | 1 | 3 | 1 | 1 | 2 | 1 | 1 | 3 | 1 | 1 | 1 | 1 | 2 | 2 | 1 | 2- | 5 | 1
PG&E FRESNO | Los Banos | 500 | Solar |  |  | 400 | 500 | 900 | 0 | 0 | 0 | 400 | 500 | 900 | 1 | 1 | 1 | 2 | 1 | 3 | 1 | 1 | 2 | 1 | 1 | 3 | 1 | 1 | 1 | 1 | 2 | 2 | 1 | 2- | 1 | 1
PG&E NGBA | Madison | 115 | Solar |  |  | 0 | 13 | 13 | 0 | 13 | 13 | 0 | 0 | 0 | 5 | 1 | 3 | 1 | 1 | 2 | 2 | 1 | 3 | 1 | 1 | 3 | 1 | 1 | 2 | 1 | 2 | 2 | 3 | 1+ | 1 | 1
PG&E FRESNO | Manning | 230 | Solar |  |  | 0 | 0 | 0 | 0 | 0 | 0 | 0 | 0 | 0 | 5 | 1 | 1 |  |  |  | 1 | [7 empty] | 1 | 1 | 1 | 2 | 1 | 1+ | 1 | 1
PG&E FRESNO | Manning | 500 | Solar |  |  | 900 | 1100 | 2000 | 0 | 0 | 0 | 900 | 1100 | 2000 | 1 | 1 | 1 | 2 | 2 | 3 | 1 | 1 | 1 | 1 | 1 | 1 | 1 | 1 | 1 | 1 | Missing | 2 | 1 | 3- | 1 | 1
PG&E GBA | Martin | 115 | Solar |  |  | 0 | 0 | 0 | 0 | 0 | 0 | 0 | 0 | 0 | 1 | 1 | 1 | 1 | 4 | 1 | 2 | 4 | 1 | 1 | 2 | 2 | 1 | 1 | 2 | 1 | 1 | 1 | 2 | 4+ | 1 | 1
PG&E FRESNO | Mc Mullin | 230 | Solar |  |  | 0 | 0 | 0 | 0 | 0 | 0 | 0 | 0 | 0 | 5 | 5 | 1 | 1 | 1 | 1 | 1 | 1 | 1 | 1 | 1 | 1 | 1 | 1 | 1 | 1 | 2 | 2 | 1 | 1+ | 1 | 1
PG&E FRESNO | McCall | 115 | Solar |  |  | 0 | 0 | 0 | 0 | 0 | 0 | 0 | 0 | 0 | 5 | 5 | 1 | 1 | 3 | 3 | 1 | 1 | 1 | 1 | 1 | 1 | 1 | 1 | 1 | 1 | 2 | 2 | 1 | 4+ | 1 | 1
PG&E FRESNO | Mendota | 115 | Solar |  |  | 0 | 0 | 0 | 0 | 0 | 0 | 0 | 0 | 0 | 5 | 5 | 1 | 1 | 1 | 1 | 1 | 1 | 1 | 1 | 1 | 1 | 1 | 1 | 1 | 1 | 2 | 2 | 1 | 1+ | 1 | 1
PG&E FRESNO | Merced | 115 | Solar |  |  | 0 | 0 | 0 | 0 | 0 | 0 | 0 | 0 | 0 | 5 | 5 | 1 | 1 | 1 | 1 | 1 | 1 | 1 | 1 | 1 | 3 | 1 | 1 | 1 | 1 | 2 | 2 | 1 | 1+ | 1 | 1
PG&E FRESNO | Mercy Springs | 70 | Solar |  |  | 0 | 75 | 75 | 0 | 75 | 75 | 0 | 0 | 0 | 5 | 5 | 1 | 1 | 1 | 1 | 1 | 1 | 1 | 1 | 1 | 1 | 1 | 1 | 1 | 1 | 2 | 2 | 1 | 2+ | 1 | 1
PG&E KERN | Mesa (PGE) | 115 | Solar |  |  | 0 | 0 | 0 | 0 | 0 | 0 | 0 | 0 | 0 | 5 | 5 | 1 | 1 | 1 | 1 | 2 | 4 | 1 | 1 | 1 | 1 | 1 | 1 | 2 | 2 | 2 | 2 | 2 | 1+ | 1 | 1
PG&E GBA | Metcalf | 500 | Solar |  |  | 0 | 0 | 0 | 0 | 0 | 0 | 0 | 0 | 0 | 1 | 1 | 1 | 1 | 1 | 1 | 2 | 5 | 3 | 1 | 1 | 3 | 2 | 1 | 2 | 1 | 2 | 2 | 3 | 1+ | 1 | 1
PG&E KERN | Midway | 115 | Solar |  |  | 205 | 180 | 385 | 0 | 0 | 0 | 205 | 180 | 385 | 5 | 5 | 3 | 2 | 2 | 3 | 1 | 1 | 1 | 1 | 2 | 2 | 1 | 1 | 1 | 1 | 2 | 1 | 1 | 2+ | 1 | 1
PG&E KERN | Midway | 230 | Solar |  |  | 0 | 0 | 0 | 0 | 0 | 0 | 0 | 0 | 0 | 5 | 5 | 1 | 4 | 2 | 3 | 1 | 1 | 1 | 1 | 2 | 2 | 1 | 2 | 1 | 1 | 2 | 1 | 1 | 1+ | 1 | 1
PG&E KERN | Midway | 500 | Solar |  |  | 450 | 1000 | 1450 | 0 | 0 | 0 | 450 | 1000 | 1450 | 5 | 4 | 1 | 2 | 2 | 3 | 1 | 1 | 1 | 1 | 2 | 2 | 1 | 1 | 1 | 1 | Missing | 1 | 1 | 3- | 1 | 1
SCE Eastern | Mirage | 230 | Solar |  |  | 0 | 100 | 100 | 0 | 100 | 100 | 0 | 0 | 0 | 5 | 3 | 1 | 1 | 4 | 1 | 2 | 1 | 1 | 1 | 1 | 1 | 1 | 1 | 2 | 1 | 1 | 1 | 3 | 2+ | 1 | 1
EOP | Mohave | 500 | Solar |  |  | 300 | 900 | 1200 | 0 | 0 | 0 | 300 | 900 | 1200 | 5 | 1 | 2 | 2 | N/A | N/A | 2 | N/A | N/A | N/A | N/A | N/A | N/A | N/A | 2 | 2 | Missing | 1 | 3 | 2- | 1 | 1
PG&E KERN | Morro Bay | 500 | Solar |  |  | 0 | 0 | 0 | 0 | 0 | 0 | 0 | 0 | 0 | 5 | 4 | 1 | 1 | 1 | 1 | 2 | 5 | 2 | 1 | 1 | 3 | 2 | 1 | 2 | 2 | 1 | 2 | 3 | 1+ | 1 | 1
PG&E FRESNO | Mustang | 230 | Solar |  |  | 231.5 | 425 | 656.5 | 106.5 | 0 | 106.5 | 125 | 425 | 550 | 5 | 5 | 1 | 1 | 1 | 1 | 1 | 1 | 1 | 1 | 1 | 1 | 1 | 1 | 1 | 1 | 2 | 2 | 1 | 3- | 1 | 1
PG&E KERN | New Sub - Gates - Midway (Proposed) | 230 | Solar |  |  | 300 | 840 | 1140 | 0 | 440 | 440 | 300 | 400 | 700 | 5 | 5 | 1 | 2 | 2 | 1 | 1 | 1 | 2 | 1 | 1 | 2 | 1 | 1 | 1 | 1 | 2 | 2 | 1 | 3- | 1 | 1
PG&E KERN | New Sub - Gates - Templeton (Proposed) | 230 | Solar |  |  | 100 | 200 | 300 | 0 | 0 | 0 | 100 | 200 | 300 | 5 | 5 | 1 | [11 empty] | 1 | 1 | Missing | 2 | 1 | 2- | 1 | 1
PG&E FRESNO | New Sub - Los Banos - Midway (Proposed) | 500 | Solar |  |  | 250 | 450 | 700 | 0 | 0 | 0 | 250 | 450 | 700 | 5 | 4 | 1 | [11 empty] | 1 | 1 | 2 | 2 | 1 | 4+ | 1 | 1
SCE NOL | New Sub - Lugo - Pisgah (Proposed) | 230 | Solar |  |  | 0 | 0 | 0 | 0 | 0 | 0 | 0 | 0 | 0 | 5 | 3 | 2 | 1 | 4 | 1 | 2 | 1 | 1 | 1 | 1 | 1 | 2 | 1 | 2 | 1 | Missing | 1 | 3 | 1+ | 1 | 1
PG&E KERN | New Sub - Midway - Wheeler Ridge (Proposed) | 230 | Solar |  |  | 150 | 300 | 450 | 0 | 150 | 150 | 150 | 150 | 300 | 5 | 5 | 1 | 2 | 1 | 1 | 1 | 1 | 1 | 1 | 1 | 2 | 1 | 1 | 1 | 1 | 1 | 1 | 1 | 3- | 1 | 1
SDGE | New Sub - North Gila - IV (Proposed) | 500 | Solar |  |  | 200 | 500 | 700 | 0 | 0 | 0 | 200 | 500 | 700 | 1 | 1 | 1 | 2 | 2 | 3 | 2 | 1 | 1 | 1 | 1 | 1 | 1 | 1 | 2 | 1 | 2 | 2 | 2 | 2- | 1 | 1
PG&E NGBA | New Sub - Pit 1 - Cottonwood (Proposed) | 230 | Solar |  |  | 0 | 0 | 0 | 0 | 0 | 0 | 0 | 0 | 0 | 5 | 3 | 2 | 1 | 1 | 1 | 2 | 5 | 2 | 1 | 1 | 2 | 2 | 1 | 2 | 2 | 1 | 2 | 3 | 1+ | 1 | 1
PG&E GBA | New Sub - Rancho Seco - Bellota (Proposed) | 230 | Solar |  |  | 0 | 0 | 0 | 0 | 0 | 0 | 0 | 0 | 0 | 5 | 1 | 1 | 1 | 2 | 1 | 1 | 1 | 1 | 1 | 2 | 3 | 1 | 1 | 1 | 1 | 2 | 2 | 3 | 2+ | 1 | 1
PG&E GBA | Newark | 60 | Solar |  |  | 0 | 0 | 0 | 0 | 0 | 0 | 0 | 0 | 0 | 5 | 1 | 1 | 1 | 1 | 1 | 2 | 3 | 2 | 1 | 2 | 3 | 1 | 1 | 2 | 1 | 2 | 1 | 2 | 1+ | 1 | 1
PG&E FRESNO | Newhall | 115 | Solar |  |  | 0 | 0 | 0 | 0 | 0 | 0 | 0 | 0 | 0 | 5 | 1 | 1 | 1 | 1 | 1 | 1 | 1 | 2 | 1 | 1 | 2 | 1 | 1 | 1 | 1 | 2 | 2 | 1 | 1+ | 1 | 1
SDGE | North Gila | 500 | Solar |  |  | 0 | 0 | 0 | 0 | 0 | 0 | 0 | 0 | 0 | 1 | 1 | 1 | 1 | N/A | N/A | 2 | N/A | N/A | N/A | N/A | N/A | N/A | N/A | 2 | 2 | 2 | 2 | 3 | 1+ | 1 | 1
PG&E FRESNO | Olive | 115 | Solar |  |  | 40 | 0 | 40 | 40 | 0 | 40 | 0 | 0 | 0 | 5 | 5 | 1 | 1 | 2 | 1 | 1 | 1 | 2 | 1 | 1 | 2 | 1 | 1 | 1 | 1 | 1 | 1 | 1 | 2+ | 1 | 1
PG&E NGBA | Olivehurst | 115 | Solar |  |  | 0 | 0 | 0 | 0 | 0 | 0 | 0 | 0 | 0 | 5 | 1 | 1 | 1 | 2 | 2 | 2 | 1 | 1 | 1 | 1 | 1 | 1 | 1 | 2 | 2 | 3 | 1 | 2 | 1+ | 1 | 1
PG&E FRESNO | Oro Loma | 115 | Solar |  |  | 0 | 0 | 0 | 0 | 0 | 0 | 0 | 0 | 0 | 5 | 1 | 1 | 1 | 1 | 1 | 1 | 1 | 1 | 1 | 1 | 1 | 1 | 1 | 1 | 1 | 2 | 2 | 1 | 1+ | 1 | 1
PG&E FRESNO | Orosi | 70 | Solar |  |  | 0 | 0 | 0 | 0 | 0 | 0 | 0 | 0 | 0 | 5 | 1 | 1 | [11 empty] | 1 | 1 | 1 | 1 | 1 | 1+ | 1 | 1
PG&E FRESNO | Panoche | 230 | Solar |  |  | 200 | 400 | 600 | 0 | 0 | 0 | 200 | 400 | 600 | 5 | 5 | 1 | 2 | 2 | 3 | 1 | 1 | 1 | 1 | 1 | 1 | 1 | 1 | 1 | 1 | 2 | 2 | 1 | 3- | 1 | 1
SCE Northern | Pastoria | 230 | Solar |  |  | 0 | 105 | 105 | 0 | 105 | 105 | 0 | 0 | 0 | 5 | 1 | 1 | 3 | 1 | 2 | 2 | 2 | 2 | 1 | 1 | 2 | 1 | 1 | 1 | 1 | 2 | 1 | 3 | 2+ | 1 | 1
PG&E NGBA | Peabody | 230 | Solar |  |  | 0 | 0 | 0 | 0 | 0 | 0 | 0 | 0 | 0 | 5 | 1 | 1 | 1 | 1 | 1 | 2 | 2 | 1 | 1 | 1 | 2 | 1 | 1 | 2 | 1 | 2 | 1 | 2 | 1+ | 1 | 1
PG&E NGBA | Penngrove | 115 | Solar |  |  | 0 | 0 | 0 | 0 | 0 | 0 | 0 | 0 | 0 | 5 | 1 | 1 | 1 | 2 | 1 | 2 | 3 | 2 | 1 | 2 | 3 | 2 | 1 | 2 | 1 | 2 | 2 | 2 | 4+ | 1 | 1
SCE NOL | Pisgah | 230 | Solar |  |  | 200 | 250 | 450 | 0 | 0 | 0 | 200 | 250 | 450 | 5 | 3 | 1 | 2 | 2 | 1 | 2 | 1 | 1 | 1 | 1 | 1 | 2 | 1 | 2 | 1 | 2 | 1 | 1 | 3- | 1 | 1
PG&E NGBA | Pit 1 | 230 | Solar |  |  | 0 | 0 | 0 | 0 | 0 | 0 | 0 | 0 | 0 | 5 | 3 | 1 | 1 | 1 | 1 | 2 | 5 | 1 | 1 | 1 | 2 | 1 | 1 | 2 | 2 | 3 | 2 | 3 | 1+ | 1 | 1
PG&E NGBA | Putah Creek | 115 | Solar |  |  | 0 | 3 | 3 | 0 | 3 | 3 | 0 | 0 | 0 | 5 | 1 | 1 | 1 | 1 | 1 | 2 | 2 | 2 | 1 | 1 | 2 | 1 | 1 | 2 | 1 | 3 | 2 | 3 | 1 | 1 | 1
PG&E FRESNO | Quinto | 230 | Solar |  |  | 160 | 290 | 450 | 0 | 0 | 0 | 160 | 290 | 450 | 5 | 1 | 1 | 2 | 1 | 1 | 1 | 1 | 2 | 1 | 1 | 2 | 1 | 1 | 1 | 1 | 3 | 2 | 1 | 3- | 1 | 1
PG&E GBA | Race Track | 115 | Solar |  |  | 0 | 0 | 0 | 0 | 0 | 0 | 0 | 0 | 0 | 5 | 1 | 1 | [11 empty] | 2 | 1 | 3 | 1 | 3 | 1+ | 1 | 1
SCE Northern | Rector | 230 | Solar |  |  | 0 | 200 | 200 | 0 | 0 | 0 | 0 | 200 | 200 | 1 | 1 | 1 | 1 | 3 | 2 | 1 | 1 | 1 | 1 | 1 | 1 | 1 | 1 | 1 | 1 | 3 | 1 | 2 | 1+ | 1 | 1
SCE Eastern | Red Bluff | 230 | Solar |  |  | 0 | 463.5 | 463.5 | 0 | 463.5 | 463.5 | 0 | 0 | 0 | 3 | 1 | 1 | 4 | 2 | 1 | 2 | 1 | 3 | 2 | 2 | 3 | 2 | 3 | 2 | 2 | 3 | 1 | 3 | 4+ | 5 | 1
SCE Eastern | Red Bluff | 500 | Solar |  |  | 375 | 550 | 925 | 175 | 250 | 425 | 200 | 300 | 500 | 3 | 1 | 1 | 4 | 2 | 1 | 2 | 1 | 3 | 2 | 2 | 3 | 2 | 3 | 2 | 2 | 3 | 1 | 3 | 2- | 1 | 1
PG&E NGBA | Rio Oso | 230 | Solar |  |  | 0 | 0 | 0 | 0 | 0 | 0 | 0 | 0 | 0 | 5 | 1 | 1 | 1 | 1 | 1 | 2 | 1 | 1 | 1 | 1 | 2 | 1 | 1 | 2 | 1 | 3 | 1 | 3 | 1+ | 4 | 1
PG&E GBA | Riverbank | 115 | Solar |  |  | 0 | 0 | 0 | 0 | 0 | 0 | 0 | 0 | 0 | 5 | 1 | 1 | 1 | 2 | 1 | 1 | 1 | 2 | 1 | 1 | 2 | 1 | 1 | 1 | 1 | 3 | 2 | 2 | 1+ | 1 | 1
SCE NOL | Roadway | 115 | Solar |  |  | 211 | 34 | 245 | 200 | 0 | 200 | 11 | 34 | 45 | 1 | 1 | 1 | 1 | 5 | 1 | 2 | 1 | 1 | 1 | 1 | 2 | 1 | 1 | 2 | 1 | 3 | 1 | 1 | 1 | 1 | 1
SCE Eastern | San Bernardino | 230 | Solar |  |  | 0 | 0 | 0 | 0 | 0 | 0 | 0 | 0 | 0 | 3 | 1 | 1 | 1 | 3 | 1 | 2 | 5 | 1 | 1 | 2 | 3 | 1 | 1 | 1 | 1 | 3 | 1 | 2 | 1+ | 1 | 1
SDGE | San Luis Rey | 69 | Solar |  |  | 0 | 0 | 0 | 0 | 0 | 0 | 0 | 0 | 0 | 1 | 1 | 1 | 1 | 4 | 1 | 2 | 5 | 2 | 1 | 2 | 3 | 1 | 1 | 2 | 1 | 3 | 1 | 3 | 1+ | 1 | 1
PG&E FRESNO | Sanger | 115 | Solar |  |  | 0 | 0 | 0 | 0 | 0 | 0 | 0 | 0 | 0 | 5 | 5 | 1 | 1 | 3 | 2 | 1 | 1 | 1 | 1 | 1 | 1 | 1 | 1 | 1 | 1 | 3 | 2 | 2 | 1+ | 1 | 1
SCE Northern | Santa Clara | 230 | Solar |  |  | 0 | 150 | 150 | 0 | 0 | 0 | 0 | 150 | 150 | 5 | 1 | 1 | 1 | 1 | 1 | 2 | 5 | 1 | 1 | 1 | 1 | 1 | 1 | 2 | 1 | 3 | 1 | 2 | 5- | 1 | 1
PG&E FRESNO | Schindler | 115 | Solar |  |  | 100 | 0 | 100 | 0 | 0 | 0 | 100 | 0 | 100 | 5 | 1 | 1 | 1 | 1 | 1 | 1 | 1 | 1 | 1 | 1 | 1 | 1 | 1 | 1 | 1 | 3 | 2 | 1 | 3- | 1 | 1
PG&E KERN | Semitropic | 115 | Solar |  |  | 0 | 0 | 0 | 0 | 0 | 0 | 0 | 0 | 0 | 5 | 5 | 1 | 1 | 1 | 2 | 1 | 1 | 1 | 1 | 1 | 2 | 1 | 1 | 1 | 1 | 3 | 1 | 1 | 1+ | 1 | 1
PG&E KERN | Shafter | 115 | Solar |  |  | 80 | 20 | 100 | 0 | 0 | 0 | 80 | 20 | 100 | 5 | 5 | 1 | 1 | 1 | 3 | 1 | 1 | 1 | 1 | 1 | 1 | 1 | 1 | 1 | 1 | 3 | 1 | 1 | 2- | 1 | 1
PG&E KERN | Sisquoc | 115 | Solar |  |  | 0 | 0 | 0 | 0 | 0 | 0 | 0 | 0 | 0 | 5 | 5 | 1 | 1 | 1 | 1 | 2 | 3 | 1 | 1 | 1 | 1 | 1 | 1 | 2 | 2 | 3 | 1 | 3 | 4+ | 1 | 1
EOP | Sloan Canyon | 230 | Solar |  |  | 100 | 200 | 300 | 0 | 0 | 0 | 100 | 200 | 300 | 5 | 1 | 2 | 3 | N/A | N/A | 2 | N/A | N/A | N/A | N/A | N/A | N/A | N/A | 2 | 2 | 3 | 1 | 3 | 3- | 1 | 1
PG&E GBA | Sobrante | 115 | Solar |  |  | 0 | 0 | 0 | 0 | 0 | 0 | 0 | 0 | 0 | 5 | 1 | 1 | [11 empty] | 2 | 1 | 3 | 1 | 3 | 4+ | 1 | 1
SCE Northern | Springville | 230 | Solar |  |  | 170 | 180 | 350 | 0 | 0 | 0 | 170 | 180 | 350 | 1 | 1 | 1 | 2 | 2 | 1 | 1 | 3 | 2 | 1 | 1 | 3 | 2 | 1 | 1 | 1 | 3 | 1 | 1 | 2- | 1 | 1
PG&E GBA | Standard Oil | 115 | Solar |  |  | 0 | 0 | 0 | 0 | 0 | 0 | 0 | 0 | 0 | 5 | 1 | 1 | [11 empty] | 2 | 1 | 3 | 1 | 2 | 1+ | 1 | 1
PG&E KERN | Stockdale | 115 | Solar |  |  | 0 | 0 | 0 | 0 | 0 | 0 | 0 | 0 | 0 | 5 | 5 | 1 | 1 | 2 | 2 | 1 | 1 | 1 | 1 | 1 | 1 | 1 | 1 | 1 | 1 | 3 | 1 | 2 | 4+ | 1 | 1
PG&E GBA | Swift | 115 | Solar |  |  | 0 | 0 | 0 | 0 | 0 | 0 | 0 | 0 | 0 | 5 | 1 | 1 | [11 empty] | 2 | 1 | 3 | 2 | 2 | 1+ | 1 | 1
PG&E KERN | Taft | 115 | Solar |  |  | 0 | 3 | 3 | 0 | 3 | 3 | 0 | 0 | 0 | 5 | 5 | 1 | 1 | 1 | 1 | 1 | 1 | 1 | 2 | 3 | 4 | 1 | 1 | 1 | 1 | 3 | 1 | 2 | 4+ | 1 | 1
PG&E KERN | Tejon | 70 | Solar |  |  | 0 | 0 | 0 | 0 | 0 | 0 | 0 | 0 | 0 | 5 | 5 | 1 | [11 empty] | 1 | 1 | 3 | 1 | 1 | 4+ | 1 | 1
PG&E KERN | Temblor | 115 | Solar |  |  | 0 | 0 | 0 | 0 | 0 | 0 | 0 | 0 | 0 | 5 | 5 | 1 | 1 | 1 | 1 | 1 | 1 | 1 | 1 | 1 | 2 | 1 | 1 | 1 | 1 | 3 | 1 | 1 | 1+ | 1 | 1
PG&E GBA | Tesla | 500 | Solar |  |  | 0 | 400 | 400 | 0 | 0 | 0 | 0 | 400 | 400 | 5 | 1 | 2 | 4 | 2 | 3 | 2 | 1 | 3 | 2 | 2 | 3 | 1 | 1 | 2 | 1 | 3 | 1 | 2 | 1 | 4 | 1
SCE NOL | Tortilla | 115 | Solar |  |  | 0 | 0 | 0 | 0 | 0 | 0 | 0 | 0 | 0 | 3 | 1 | 1 | 1 | 3 | 1 | 2 | 1 | 2 | 2 | 1 | 3 | 1 | 1 | 2 | 1 | 3 | 1 | 2 | 1+ | 1 | 1
PG&E FRESNO | Tranquility | 230 | Solar |  |  | 300 | 1000 | 1300 | 0 | 600 | 600 | 300 | 400 | 700 | 5 | 5 | 1 | 1 | 1 | 1 | 1 | 1 | 1 | 1 | 1 | 1 | 1 | 1 | 1 | 1 | 3 | 2 | 1 | 2- | 3 | 1
EOP | Trout Canyon | 230 | Solar |  |  | 766 | 1145 | 1911 | 125 | 650 | 775 | 641 | 495 | 1136 | 5 | 1 | 3 | 2 | N/A | N/A | 2 | N/A | N/A | N/A | N/A | N/A | N/A | N/A | 2 | 2 | 3 | 1 | 3 | 2- | 1 | 1
EOP | Trout Canyon | 500 | Solar |  |  | 0 | 0 | 0 | 0 | 0 | 0 | 0 | 0 | 0 | 5 | 1 | 1 | 3 | N/A | N/A | 2 | N/A | N/A | N/A | N/A | N/A | N/A | N/A | 2 | 2 | 3 | 1 | 3 | 1+ | 1 | 1
PG&E NGBA | Tulucay | 230 | Solar |  |  | 0 | 0 | 0 | 0 | 0 | 0 | 0 | 0 | 0 | 5 | 1 | 1 | 1 | 3 | 1 | 2 | 2 | 2 | 1 | 1 | 3 | 1 | 1 | 2 | 1 | 3 | 2 | 3 | 1 | 5 | 1
PG&E NGBA | Tulucay | 60 | Solar |  |  | 24.5 | 0 | 24.5 | 0 | 0 | 0 | 24.5 | 0 | 24.5 | 5 | 1 | 1 | 1 | 3 | 1 | 2 | 2 | 2 | 1 | 1 | 3 | 1 | 1 | 2 | 1 | 3 | 2 | 3 | 1 | 1 | 1
PG&E KERN | Tupman | 115 | Solar |  |  | 0 | 0 | 0 | 0 | 0 | 0 | 0 | 0 | 0 | 5 | 5 | 1 | 1 | 1 | 1 | 1 | 1 | 1 | 1 | 2 | 2 | 1 | 1 | 1 | 1 | 3 | 1 | 1 | 4+ | 4 | 1
PG&E NGBA | Vaca Dixon | 230 | Solar |  |  | 0 | 0 | 0 | 0 | 0 | 0 | 0 | 0 | 0 | 5 | 1 | 1 | 1 | 1 | 2 | 2 | 1 | 1 | 1 | 1 | 1 | 1 | 1 | 2 | 1 | 3 | 1 | 3 | 1+ | 4 | 1
PG&E NGBA | Vaca Dixon | 500 | Solar |  |  | 0 | 0 | 0 | 0 | 0 | 0 | 0 | 0 | 0 | 5 | 1 | 1 | 1 | 1 | 2 | 2 | 1 | 1 | 1 | 1 | 1 | 1 | 1 | 2 | 1 | 3 | 1 | 3 | 1+ | 1 | 1
SCE Eastern | Valley (SCE) | 500 | Solar |  |  | 0 | 0 | 0 | 0 | 0 | 0 | 0 | 0 | 0 | 3 | 1 | 1 | 1 | 4 | 1 | 2 | 5 | 1 | 1 | 2 | 2 | 1 | 1 | 1 | 1 | 3 | 1 | 2 | 1+ | 1 | 1
PG&E GBA | Valley Springs | 230 | Solar |  |  | 0 | 0 | 0 | 0 | 0 | 0 | 0 | 0 | 0 | 5 | 1 | 1 | [11 empty] | 2 | 1 | 3 | 1 | 3 | 1+ | 1 | 1
EOP | Valley Switch | 138 | Solar |  |  | 0 | 0 | 0 | 0 | 0 | 0 | 0 | 0 | 0 | 5 | 1 | 1 | 1 | N/A | N/A | 2 | N/A | N/A | N/A | N/A | N/A | N/A | N/A | 2 | 2 | 3 | 1 | 3 | 1+ | 1 | 1
EOP | Valley Switch | 230 | Solar |  |  | 0 | 0 | 0 | 0 | 0 | 0 | 0 | 0 | 0 | 5 | 1 | 1 | 1 | N/A | N/A | 2 | N/A | N/A | N/A | N/A | N/A | N/A | N/A | 2 | 2 | 3 | 1 | 3 | 1+ | 1 | 1
SCE Northern | Vestal | 230 | Solar |  |  | 125 | 275 | 400 | 0 | 50 | 50 | 125 | 225 | 350 | 1 | 1 | 1 | 1 | 2 | 1 | 1 | 1 | 1 | 1 | 1 | 1 | 1 | 1 | 1 | 1 | 3 | 1 | 1 | 2- | 4 | 1
SCE NOL | Victor | 115 | Solar |  |  | 0 | 115 | 115 | 0 | 0 | 0 | 0 | 115 | 115 | 1 | 1 | 1 | 1 | 5 | 1 | 2 | 1 | 1 | 1 | 1 | 2 | 1 | 1 | 2 | 1 | 3 | 1 | 2 | 3- | 1 | 1
SCE NOL | Victor | 230 | Solar |  |  | 0 | 0 | 0 | 0 | 0 | 0 | 0 | 0 | 0 | 1 | 1 | 1 | 1 | 5 | 1 | 2 | 1 | 1 | 1 | 1 | 2 | 1 | 1 | 2 | 1 | 3 | 1 | 2 | 1+ | 1 | 1
SCE Northern | Vincent | 230 | Solar |  |  | 125 | 925 | 1050 | 0 | 0 | 0 | 125 | 925 | 1050 | 1 | 1 | 1 | 2 | 4 | 1 | 2 | 5 | 1 | 1 | 1 | 2 | 1 | 1 | 2 | 1 | 3 | 1 | 3 | 2+ | 1 | 1
SCE Northern | Vincent | 500 | Solar |  |  | 0 | 0 | 0 | 0 | 0 | 0 | 0 | 0 | 0 | 1 | 1 | 1 | 3 | 5 | 1 | 2 | 5 | 2 | 2 | 2 | 2 | 2 | 2 | 2 | 1 | 3 | 1 | 3 | 1+ | 1 | 1
EOP | Vista (VEA) | 138 | Solar |  |  | 0 | 0 | 0 | 0 | 0 | 0 | 0 | 0 | 0 | 5 | 1 | 1 | 1 | N/A | N/A | 2 | N/A | N/A | N/A | N/A | N/A | N/A | N/A | 2 | 2 | 3 | 1 | 3 | 1 | 5 | 1
EOP | Vista (VEA) | 230 | Solar |  |  | 150 | 50 | 200 | 0 | 0 | 0 | 150 | 50 | 200 | 5 | 1 | 1 | 1 | N/A | N/A | 2 | N/A | N/A | N/A | N/A | N/A | N/A | N/A | 2 | 2 | 3 | 1 | 3 | 2- | 1 | 1
PG&E FRESNO | Waukena | 115 | Solar |  |  | 0 | 0 | 0 | 0 | 0 | 0 | 0 | 0 | 0 | 5 | 1 | 1 | 1 | 1 | 1 | 1 | 1 | 1 | 1 | 1 | 1 | 1 | 1 | 1 | 1 | 3 | 2 | 1 | 1+ | 1 | 1
PG&E GBA | Weber | 230 | Solar |  |  | 0 | 0 | 0 | 0 | 0 | 0 | 0 | 0 | 0 | 5 | 1 | 1 | 1 | 2 | 2 | 1 | 1 | 1 | 1 | 1 | 1 | 1 | 1 | 1 | 1 | 3 | 2 | 1 | 1+ | 4 | 1
PG&E GBA | Weber | 60 | Solar |  |  | 0 | 0 | 0 | 0 | 0 | 0 | 0 | 0 | 0 | 5 | 1 | 1 | 1 | 2 | 2 | 1 | 1 | 1 | 1 | 1 | 1 | 1 | 1 | 1 | 1 | 3 | 2 | 1 | 1+ | 1 | 1
PG&E KERN | Wheeler Ridge | 230 | Solar |  |  | 250 | 250 | 500 | 200 | 0 | 200 | 50 | 250 | 300 | 5 | 5 | 1 | 2 | 2 | 2 | 1 | 1 | 1 | 1 | 1 | 1 | 1 | 1 | 1 | 1 | 3 | 1 | 1 | 2- | 1 | 1
PG&E KERN | Wheeler Ridge | 70 | Solar |  |  | 0 | 0 | 0 | 0 | 0 | 0 | 0 | 0 | 0 | 5 | 5 | 1 | 2 | 2 | 2 | 1 | 1 | 1 | 1 | 1 | 1 | 1 | 1 | 1 | 1 | 3 | 1 | 1 | 1+ | 1 | 1
SCE Northern | Whirlwind | 230 | Solar |  |  | 318 | 588 | 906 | 218 | 188 | 406 | 100 | 400 | 500 | 1 | 1 | 1 | 1 | 4 | 1 | 2 | 2 | 1 | 1 | 1 | 2 | 1 | 1 | 2 | 1 | 3 | 1 | 3 | 2- | 1 | 1
SCE Northern | Whirlwind | 500 | Solar |  |  | 0 | 0 | 0 | 0 | 0 | 0 | 0 | 0 | 0 | 1 | 1 | 1 | 1 | 4 | 1 | 2 | 2 | 1 | 1 | 1 | 2 | 1 | 1 | 2 | 1 | 3 | 1 | 3 | 1+ | 1 | 1
SCE Northern | Windhub | 230 | Solar |  |  | 264 | 1270 | 1534 | 0 | 1020 | 1020 | 264 | 250 | 514 | 1 | 1 | 1 | 2 | 5 | 1 | 2 | 2 | 1 | 1 | 1 | 2 | 1 | 2 | 2 | 1 | 3 | 1 | 2 | 3- | 1 | 1
SCE Northern | Windhub | 500 | Solar |  |  | 878.5 | 200 | 1078.5 | 153 | 0 | 153 | 725.5 | 200 | 925.5 | 1 | 1 | 1 | 2 | 5 | 1 | 2 | 2 | 1 | 1 | 1 | 2 | 1 | 2 | 2 | 1 | 3 | 1 | 2 | 2- | 1 | 1
PG&E NGBA | Woodland | 115 | Solar |  |  | 0 | 12 | 12 | 0 | 12 | 12 | 0 | 0 | 0 | 5 | 1 | 1 | 1 | 1 | 2 | 2 | 1 | 2 | 1 | 1 | 2 | 1 | 1 | 2 | 1 | 3 | 2 | 3 | 1+ | 1 | 1
PG&E KERN | 7th Standard | 115 | Battery |  |  | 0 | 0 | 0 | 0 | 0 | 0 | 0 | 0 | 0 | 5 | 5 | [12 empty] | 1 | 1 | Missing | 1 | 2 | 2+ | 1 | 1
SCE Metro | Alamitos | 230 | Battery |  |  | 82 | 0 | 82 | 82 | 0 | 82 | 0 | 0 | 0 | 1 | 1 | [12 empty] | 1 | 1 | 1 | 1 | 1 | 4+ | 1 | 1
SCE Eastern | Alberhill | 500 | Battery |  |  | 0 | 0 | 0 | 0 | 0 | 0 | 0 | 0 | 0 | 3 | 1 | [12 empty] | 1 | 1 | 2 | 1 | 1 | 1+ | 1 | 1
PG&E FRESNO | Alpaugh | 115 | Battery |  |  | 10 | 0 | 10 | 10 | 0 | 10 | 0 | 0 | 0 | 5 | 5 | [12 empty] | 1 | 1 | 1 | 1 | 1 | 2+ | 1 | 1
SDGE | Alpine | 69 | Battery |  |  | 6 | 0 | 6 | 6 | 0 | 6 | 0 | 0 | 0 | 1 | 1 | [12 empty] | 2 | 1 | 1 | 1 | 3 | 2+ | 1 | 1
SCE Northern | Antelope | 230 | Battery |  |  | 28 | 100 | 128 | 28 | 0 | 28 | 0 | 100 | 100 | 1 | 1 | [12 empty] | 2 | 1 | 1 | 1 | 3 | 4+ | 3 | 1
SCE Northern | Antelope | 500 | Battery |  |  | 0 | 0 | 0 | 0 | 0 | 0 | 0 | 0 | 0 | 1 | 1 | [12 empty] | 2 | 1 | 2 | 1 | 3 | 1+ | 1 | 1
PG&E NGBA | Arcata | 60 | Battery |  |  | 2.5 | 0 | 2.5 | 2.5 | 0 | 2.5 | 0 | 0 | 0 | 1 | 1 | [12 empty] | 2 | 2 | 2 | 2 | 3 | 1 | 1 | 1
PG&E KERN | Arco | 230 | Battery |  |  | 50 | 265 | 315 | 0 | 0 | 0 | 50 | 265 | 315 | 5 | 5 | [12 empty] | 1 | 1 | 2 | 1 | 1 | 3+ | 1 | 1
PG&E KERN | Arco | 70 | Battery |  |  | 2 | 0 | 2 | 2 | 0 | 2 | 0 | 0 | 0 | 5 | 5 | [12 empty] | 1 | 1 | 2 | 1 | 1 | 2+ | 1 | 1
PG&E FRESNO | Atwater | 115 | Battery |  |  | 0 | 0 | 0 | 0 | 0 | 0 | 0 | 0 | 0 | 5 | 1 | [12 empty] | 1 | 1 | 1 | 2 | 1 | 1+ | 1 | 1
SDGE | Avocado | 69 | Battery |  |  | 29.6 | 0 | 29.6 | 0 | 0 | 0 | 29.6 | 0 | 29.6 | 1 | 1 | [12 empty] | 2 | 1 | 1 | 1 | 3 | 1+ | 1 | 1
SCE Northern | Bailey | 230 | Battery |  |  | 0 | 0 | 0 | 0 | 0 | 0 | 0 | 0 | 0 | 5 | 1 | [12 empty] | 1 | 1 | 2 | 1 | 3 | 1+ | 1 | 1
SCE Metro | Barre | 230 | Battery |  |  | 10 | 0 | 10 | 10 | 0 | 10 | 0 | 0 | 0 | 1 | 1 | [12 empty] | 1 | 1 | 2 | 1 | 1 | 1 | 1 | 1
SDGE | Bay Boulevard | 230 | Battery |  |  | 0 | 0 | 0 | 0 | 0 | 0 | 0 | 0 | 0 | 1 | 1 | [12 empty] | 2 | 1 | 2 | 1 | 1 | 1+ | 1 | 1
EOP | Beatty | 230 | Battery |  |  | 0 | 200 | 200 | 0 | 0 | 0 | 0 | 200 | 200 | 5 | 1 | [12 empty] | 2 | 2 | 2 | 1 | 3 | 2- | 1 | 1
PG&E GBA | Bellota | 115 | Battery |  |  | 0 | 0 | 0 | 0 | 0 | 0 | 0 | 0 | 0 | 5 | 1 | [12 empty] | 1 | 1 | 3 | 2 | 3 | 2+ | 1 | 1
PG&E GBA | Bellota | 230 | Battery |  |  | 0 | 0 | 0 | 0 | 0 | 0 | 0 | 0 | 0 | 5 | 1 | [12 empty] | 1 | 1 | Missing | 2 | 3 | 1+ | 1 | 1
PG&E GBA | Birds Landing | 230 | Battery |  |  | 0 | 65 | 65 | 0 | 0 | 0 | 0 | 65 | 65 | 5 | 1 | [12 empty] | 2 | 1 | 2 | 1 | 1 | 4+ | 4 | 1
SCE Eastern | Blythe | 161 | Battery |  |  | 160 | 0 | 160 | 160 | 0 | 160 | 0 | 0 | 0 | 5 | 3 | [12 empty] | 2 | 2 | 1 | 1 | 1 | 1 | 1 | 1
PG&E FRESNO | Borden | 230 | Battery |  |  | 0 | 125 | 125 | 0 | 0 | 0 | 0 | 125 | 125 | 5 | 5 | [12 empty] | 1 | 1 | 1 | 2 | 1 | 2- | 1 | 1
SDGE | Boulevard East | 138 | Battery |  |  | 0 | 0 | 0 | 0 | 0 | 0 | 0 | 0 | 0 | 1 | 1 | [12 empty] | 2 | 1 | 2 | 1 | 3 | 4+ | 1 | 1
SDGE | Boulevard East | 69 | Battery |  |  | 27.15 | 0 | 27.15 | 9.75 | 0 | 9.75 | 17.4 | 0 | 17.4 | 1 | 1 | [12 empty] | 2 | 1 | 2 | 1 | 3 | 1 | 1 | 1
PG&E GBA | Brentwood | 230 | Battery |  |  | 0 | 0 | 0 | 0 | 0 | 0 | 0 | 0 | 0 | 5 | 1 | [12 empty] | 2 | 1 | 1 | 1 | 3 | 1+ | 4 | 1
PG&E FRESNO | Cal Flats | 230 | Battery |  |  | 0 | 0 | 0 | 0 | 0 | 0 | 0 | 0 | 0 | 5 | 5 | [12 empty] | 2 | 2 | 2 | 2 | 2 | 1+ | 1 | 1
SCE NOL | Calcite | 230 | Battery |  |  | 24.5 | 160 | 184.5 | 0 | 0 | 0 | 24.5 | 160 | 184.5 | 5 | 3 | [12 empty] | 2 | 1 | 3 | 1 | 3 | 4+ | 1 | 1
PG&E KERN | Caliente | 230 | Battery |  |  | 0 | 50 | 50 | 0 | 0 | 0 | 0 | 50 | 50 | 5 | 5 | [12 empty] | 2 | 1 | 2 | 2 | 2 | 2- | 1 | 1
SDGE | Cameron | 69 | Battery |  |  | 0.46 | 0 | 0.46 | 0.46 | 0 | 0.46 | 0 | 0 | 0 | 1 | 1 | [12 empty] | 1 | 1 | 2 | 1 | 1 | 1+ | 1 | 1
SDGE | Capistrano | 138 | Battery |  |  | 0 | 200 | 200 | 0 | 0 | 0 | 0 | 200 | 200 | 1 | 1 | [12 empty] | 1 | 1 | 1 | 1 | 3 | 3+ | 3 | 1
SDGE | Capistrano | 230 | Battery |  |  | 0 | 0 | 0 | 0 | 0 | 0 | 0 | 0 | 0 | 1 | 1 | [12 empty] | 1 | 1 | 1 | 1 | 3 | 1+ | 1 | 1
EOP | Carpenter Canyon (fka Gamebird) | 230 | Battery |  |  | 0 | 200 | 200 | 0 | 0 | 0 | 0 | 200 | 200 | 5 | 1 | [12 empty] | 2 | 2 | 2 | 1 | 3 | 2+ | 3 | 1
SDGE | Carrizo Gorge | 138 | Battery |  |  | 70 | 0 | 70 | 70 | 0 | 70 | 0 | 0 | 0 | 1 | 1 | [12 empty] | 2 | 1 | 2 | 1 | 3 | 4+ | 1 | 1
PG&E GBA | Cayetano | 230 | Battery |  |  | 100 | 0 | 100 | 100 | 0 | 100 | 0 | 0 | 0 | 5 | 1 | [12 empty] | 2 | 1 | 1 | 1 | 3 | 1 | 1 | 1
SCE Metro | Center | 230 | Battery |  |  | 90 | 0 | 90 | 90 | 0 | 90 | 0 | 0 | 0 | 1 | 1 | [12 empty] | 1 | 1 | 2 | 1 | 1 | 1 | 4 | 1
SDGE | Chicarita | 138 | Battery |  |  | 0 | 0 | 0 | 0 | 0 | 0 | 0 | 0 | 0 | 1 | 1 | [12 empty] | 2 | 1 | 1 | 1 | 3 | 2+ | 1 | 1
SCE Metro | Chino | 230 | Battery |  |  | 0 | 0 | 0 | 0 | 0 | 0 | 0 | 0 | 0 | 1 | 1 | [12 empty] | 1 | 1 | 2 | 1 | 2 | 4+ | 1 | 1
PG&E FRESNO | Chowchilla | 115 | Battery |  |  | 0 | 50 | 50 | 0 | 0 | 0 | 0 | 50 | 50 | 5 | 5 | [12 empty] | 1 | 1 | 3 | 2 | 2 | 4+ | 1 | 1
SCE Eastern | Cielo Azul | 500 | Battery |  |  | 1282.4 | 350 | 1632.4 | 1282.4 | 0 | 1282.4 | 0 | 350 | 350 | 5 | 1 | [12 empty] | 2 | 2 | 1 | 1 | 3 | 4+ | 1 | 1
PG&E GBA | Coburn | 230 | Battery |  |  | 0 | 0 | 0 | 0 | 0 | 0 | 0 | 0 | 0 | 5 | 5 | [12 empty] | 2 | 2 | 1 | 2 | 3 | 2+ | 1 | 1
PG&E NGBA | Colgate | 230 | Battery |  |  | 0 | 0 | 0 | 0 | 0 | 0 | 0 | 0 | 0 | 5 | 1 | [12 empty] | 2 | 1 | 2 | 1 | 3 | 1+ | 1 | 1
PG&E GBA | Collinsville | 230 | Battery |  |  | 0 | 0 | 0 | 0 | 0 | 0 | 0 | 0 | 0 | 1 | 1 | [12 empty] | 2 | 1 | 2 | 1 | 1 | 1+ | 1 | 1
PG&E GBA | Collinsville | 500 | Battery |  |  | 0 | 0 | 0 | 0 | 0 | 0 | 0 | 0 | 0 | 1 | 1 | [12 empty] | 2 | 1 | 3 | 1 | 1 | 1+ | 1 | 1
SCE Eastern | Colorado River | 230 | Battery |  |  | 180 | 220 | 400 | 180 | 0 | 180 | 0 | 220 | 220 | 3 | 1 | [12 empty] | 2 | 2 | 2 | 1 | 3 | 4+ | 1 | 1
SCE Eastern | Colorado River | 500 | Battery |  |  | 0 | 0 | 0 | 0 | 0 | 0 | 0 | 0 | 0 | 3 | 1 | [12 empty] | 2 | 2 | 2 | 1 | 3 | 1+ | 1 | 1
PG&E GBA | Contra Costa | 230 | Battery |  |  | 0 | 0 | 0 | 0 | 0 | 0 | 0 | 0 | 0 | 5 | 1 | [12 empty] | 2 | 1 | 1 | 1 | 2 | 2+ | 1 | 1
SCE NOL | Control | 115 | Battery |  |  | 0 | 0 | 0 | 0 | 0 | 0 | 0 | 0 | 0 | 5 | 1 | [12 empty] | 2 | 2 | 2 | 1 | 3 | 1+ | 1 | 1
PG&E GBA | Cooley Landing | 60 | Battery |  |  | 0 | 0 | 0 | 0 | 0 | 0 | 0 | 0 | 0 | 1 | 1 | [12 empty] | 2 | 1 | 2 | 1 | 1 | 4+ | 1 | 1
SCE NOL | Coolwater | 115 | Battery |  |  | 113.5 | 5 | 118.5 | 113.5 | 0 | 113.5 | 0 | 5 | 5 | 3 | 1 | [12 empty] | 2 | 1 | 2 | 1 | 1 | 4+ | 1 | 1
PG&E NGBA | Cortina | 115 | Battery |  |  | 80 | 40 | 120 | 0 | 0 | 0 | 80 | 40 | 120 | 5 | 1 | [12 empty] | 2 | 2 | 1 | 1 | 3 | 4+ | 3 | 1
PG&E GBA | Cottle | 230 | Battery |  |  | 0 | 0 | 0 | 0 | 0 | 0 | 0 | 0 | 0 | 5 | 5 | [12 empty] | 1 | 1 | 1 | 2 | 1 | 4+ | 1 | 1
PG&E NGBA | Cottonwood | 115 | Battery |  |  | 0 | 0 | 0 | 0 | 0 | 0 | 0 | 0 | 0 | 1 | 1 | [12 empty] | 2 | 2 | 1 | 2 | 3 | 1+ | 1 | 1
PG&E NGBA | Cottonwood | 230 | Battery |  |  | 0 | 0 | 0 | 0 | 0 | 0 | 0 | 0 | 0 | 1 | 1 | [12 empty] | 2 | 2 | 1 | 2 | 3 | 1+ | 1 | 1
PG&E GBA | Crazy Horse Canyon | 115 | Battery |  |  | 0 | 0 | 0 | 0 | 0 | 0 | 0 | 0 | 0 | 1 | 1 | [12 empty] | 2 | 2 | 1 | 2 | 3 | 1+ | 1 | 1
SDGE | Creelman | 69 | Battery |  |  | 7.8 | 0 | 7.8 | 7.8 | 0 | 7.8 | 0 | 0 | 0 | 1 | 1 | [12 empty] | 2 | 1 | 2 | 1 | 3 | 2+ | 1 | 1
PG&E FRESNO | Crescent | 70 | Battery |  |  | 27 | 0 | 27 | 0 | 0 | 0 | 27 | 0 | 27 | 5 | 5 | [12 empty] | 1 | 1 | 1 | 2 | 1 | 4+ | 1 | 1
SDGE | Crestwood | 69 | Battery |  |  | 0 | 0 | 0 | 0 | 0 | 0 | 0 | 0 | 0 | 1 | 1 | [12 empty] | 2 | 1 | 1 | 1 | 3 | 1+ | 1 | 1
PG&E NGBA | Davis | 115 | Battery |  |  | 0 | 35 | 35 | 0 | 0 | 0 | 0 | 35 | 35 | 5 | 1 | [12 empty] | 2 | 1 | 3 | 2 | 3 | 2- | 3 | 1
SCE Metro | Del Amo | 230 | Battery |  |  | 0 | 0 | 0 | 0 | 0 | 0 | 0 | 0 | 0 | 1 | 1 | [12 empty] | 1 | 1 | 1 | 1 | 2 | 1+ | 1 | 1
SCE Eastern | Delaney | 500 | Battery |  |  | 0 | 125 | 125 | 0 | 0 | 0 | 0 | 125 | 125 | 5 | 1 | [12 empty] | 2 | 1 | 1 | 2 | 3 | 4+ | 1 | 1
PG&E NGBA | Delevan | 230 | Battery |  |  | 0 | 200 | 200 | 0 | 0 | 0 | 0 | 200 | 200 | 5 | 1 | [12 empty] | 2 | 2 | Missing | 1 | 3 | 4+ | 1 | 1
PG&E GBA | Delta PP | 230 | Battery |  |  | 0 | 0 | 0 | 0 | 0 | 0 | 0 | 0 | 0 | 5 | 1 | [12 empty] | 2 | 1 | Missing | 1 | 2 | 4+ | 1 | 1
EOP | Desert View | 230 | Battery |  |  | 0 | 150 | 150 | 0 | 0 | 0 | 0 | 150 | 150 | 5 | 1 | [12 empty] | 2 | 1 | 2 | 1 | 3 | 4+ | 1 | 1
SCE Eastern | Devers | 230 | Battery |  |  | 220 | 180 | 400 | 220 | 100 | 320 | 0 | 80 | 80 | 3 | 1 | [12 empty] | 2 | 1 | 2 | 1 | 3 | 4+ | 1 | 1
SCE Eastern | Devers | 500 | Battery |  |  | 0 | 0 | 0 | 0 | 0 | 0 | 0 | 0 | 0 | 3 | 1 | [12 empty] | 2 | 1 | 2 | 1 | 3 | 1+ | 1 | 1
PG&E KERN | Diablo Canyon | 500 | Battery |  |  | 0 | 0 | 0 | 0 | 0 | 0 | 0 | 0 | 0 | 5 | 4 | [12 empty] | 2 | 2 | Missing | 2 | 3 | 2+ | 1 | 1
PG&E FRESNO | Dos Amigos | 230 | Battery |  |  | 0 | 0 | 0 | 0 | 0 | 0 | 0 | 0 | 0 | 1 | 5 | [12 empty] | 1 | 1 | 2 | 2 | 1 | 1+ | 1 | 1
SCE Metro | Eagle Rock (SCE) | 230 | Battery |  |  | 0 | 0 | 0 | 0 | 0 | 0 | 0 | 0 | 0 | 1 | 1 | [12 empty] | 1 | 1 | 2 | 1 | 2 | 1+ | 1 | 1
PG&E GBA | Eastshore | 115 | Battery |  |  | 0 | 0 | 0 | 0 | 0 | 0 | 0 | 0 | 0 | 1 | 1 | [12 empty] | 2 | 1 | Missing | 1 | 1 | 2+ | 1 | 1
SDGE | ECO | 138 | Battery |  |  | 0 | 0 | 0 | 0 | 0 | 0 | 0 | 0 | 0 | 1 | 1 | [12 empty] | 2 | 1 | 2 | 1 | 3 | 1 | 5 | 1
PG&E GBA | Eight Mile | 230 | Battery |  |  | 0 | 0 | 0 | 0 | 0 | 0 | 0 | 0 | 0 | 5 | 1 | [12 empty] | 1 | 1 | Missing | 2 | 1 | 1+ | 1 | 1
SDGE | El Cajon | 69 | Battery |  |  | 50 | 0 | 50 | 50 | 0 | 50 | 0 | 0 | 0 | 1 | 1 | [12 empty] | 2 | 1 | Missing | 1 | 1 | 4+ | 1 | 1
SCE Eastern | El Casco | 230 | Battery |  |  | 65 | 0 | 65 | 65 | 0 | 65 | 0 | 0 | 0 | 3 | 1 | [12 empty] | 1 | 1 | 1 | 1 | 2 | 1+ | 1 | 1
PG&E FRESNO | El Nido (PGE) | 115 | Battery |  |  | 0 | 0 | 0 | 0 | 0 | 0 | 0 | 0 | 0 | 5 | 5 | [12 empty] | 1 | 1 | 3 | 2 | 1 | 1+ | 1 | 1
SCE Metro | El Nido (SCE) | 230 | Battery |  |  | 0 | 100 | 100 | 0 | 0 | 0 | 0 | 100 | 100 | 1 | 1 | [12 empty] | 1 | 1 | 2 | 1 | 2 | 2- | 1 | 1
EOP | Eldorado | 230 | Battery |  |  | 279 | 250 | 529 | 279 | 0 | 279 | 0 | 250 | 250 | 5 | 1 | [12 empty] | 2 | 2 | Missing | 1 | 3 | 2+ | 1 | 1
EOP | Eldorado | 500 | Battery |  |  | 0 | 0 | 0 | 0 | 0 | 0 | 0 | 0 | 0 | 5 | 1 | [12 empty] | 2 | 2 | Missing | 1 | 3 | 1+ | 1 | 1
SDGE | Elliot | 69 | Battery |  |  | 9.75 | 0 | 9.75 | 9.75 | 0 | 9.75 | 0 | 0 | 0 | 1 | 1 | [12 empty] | 2 | 1 | 2 | 1 | 2 | 1 | 1 | 1
SDGE | Encina | 138 | Battery |  |  | 0 | 0 | 0 | 0 | 0 | 0 | 0 | 0 | 0 | 1 | 1 | [12 empty] | 2 | 1 | 2 | 1 | 3 | 2+ | 1 | 1
SDGE | Escondido | 230 | Battery |  |  | 0 | 200 | 200 | 0 | 0 | 0 | 0 | 200 | 200 | 1 | 1 | [12 empty] | 2 | 1 | 3 | 1 | 3 | 4+ | 1 | 1
SDGE | Escondido | 69 | Battery |  |  | 0 | 0 | 0 | 0 | 0 | 0 | 0 | 0 | 0 | 1 | 1 | [12 empty] | 2 | 1 | 2 | 1 | 3 | 4+ | 1 | 1
SCE Eastern | Etiwanda | 230 | Battery |  |  | 170 | 0 | 170 | 170 | 0 | 170 | 0 | 0 | 0 | 1 | 1 | [12 empty] | 1 | 1 | 1 | 1 | 1 | 4+ | 1 | 1
PG&E FRESNO | Excelsior | 115 | Battery |  |  | 0 | 20 | 20 | 0 | 0 | 0 | 0 | 20 | 20 | 5 | 5 | [12 empty] | 1 | 1 | 1 | 2 | 1 | 4+ | 1 | 1
PG&E FRESNO | Exchequer | 115 | Battery |  |  | 0 | 0 | 0 | 0 | 0 | 0 | 0 | 0 | 0 | 5 | 5 | [12 empty] | 2 | 1 | 2 | 1 | 2 | 1+ | 1 | 1
PG&E FRESNO | Fink | 230 | Battery |  |  | 157 | 0 | 157 | 157 | 0 | 157 | 0 | 0 | 0 | 1 | 1 | [12 empty] | 1 | 1 | 2 | 2 | 1 | 1 | 3 | 1
PG&E GBA | French Camp | 60 | Battery |  |  | 0 | 0 | 0 | 0 | 0 | 0 | 0 | 0 | 0 | 5 | 1 | [12 empty] | 1 | 1 | 2 | 2 | 1 | 1+ | 1 | 1
PG&E NGBA | Fulton | 115 | Battery |  |  | 0 | 0 | 0 | 0 | 0 | 0 | 0 | 0 | 0 | 5 | 1 | [12 empty] | 2 | 1 | 2 | 2 | 2 | 2+ | 1 | 1
PG&E NGBA | Fulton | 230 | Battery |  |  | 38 | 0 | 38 | 38 | 0 | 38 | 0 | 0 | 0 | 5 | 1 | [12 empty] | 2 | 1 | 2 | 2 | 2 | 2+ | 1 | 1
PG&E FRESNO | Gates | 230 | Battery |  |  | 753.25 | 260 | 1013.25 | 753.25 | 0 | 753.25 | 0 | 260 | 260 | 5 | 5 | [12 empty] | 1 | 1 | 1 | 2 | 1 | 3+ | 1 | 1
PG&E FRESNO | Gates | 500 | Battery |  |  | 190 | 35 | 225 | 190 | 35 | 225 | 0 | 0 | 0 | 5 | 5 | [12 empty] | 1 | 1 | Missing | 2 | 1 | 4+ | 1 | 1
PG&E NGBA | Geysers 17 | 230 | Battery |  |  | 0 | 0 | 0 | 0 | 0 | 0 | 0 | 0 | 0 | 5 | 1 | [12 empty] | 2 | 2 | 1 | 2 | 3 | 4+ | 1 | 1
PG&E NGBA | Glenn | 230 | Battery |  |  | 0 | 60 | 60 | 0 | 0 | 0 | 0 | 60 | 60 | 1 | 1 | [12 empty] | 2 | 2 | 1 | 1 | 3 | 2- | 1 | 1
PG&E NGBA | Gold Hill | 115 | Battery |  |  | 50 | 0 | 50 | 0 | 0 | 0 | 50 | 0 | 50 | 5 | 1 | [12 empty] | 2 | 1 | 1 | 2 | 3 | 3+ | 1 | 1
PG&E NGBA | Gold Hill | 230 | Battery |  |  | 0 | 0 | 0 | 0 | 0 | 0 | 0 | 0 | 0 | 5 | 1 | [12 empty] | 2 | 1 | 3 | 2 | 3 | 1 | 4 | 1
SCE Northern | Goleta | 230 | Battery |  |  | 70 | 0 | 70 | 70 | 0 | 70 | 0 | 0 | 0 | 5 | 1 | [12 empty] | 2 | 2 | 2 | 1 | 2 | 1 | 1 | 1
PG&E KERN | Goose Lake | 115 | Battery |  |  | 0 | 0 | 0 | 0 | 0 | 0 | 0 | 0 | 0 | 5 | 5 | [12 empty] | 1 | 1 | 2 | 1 | 1 | 1+ | 1 | 1
SDGE | Granite | 69 | Battery |  |  | 2.25 | 0 | 2.25 | 2.25 | 0 | 2.25 | 0 | 0 | 0 | 1 | 1 | [12 empty] | 2 | 1 | 1 | 2 | 2 | 1 | 1 | 1
PG&E GBA | Green Valley | 115 | Battery |  |  | 0 | 0 | 0 | 0 | 0 | 0 | 0 | 0 | 0 | 5 | 1 | [12 empty] | 2 | 2 | 2 | 2 | 2 | 4+ | 1 | 1
PG&E NGBA | Greenleaf 1 | 115 | Battery |  |  | 0 | 0 | 0 | 0 | 0 | 0 | 0 | 0 | 0 | 5 | 1 | [12 empty] | 2 | 2 | 3 | 1 | 3 | 4+ | 1 | 1
PG&E FRESNO | Gregg | 230 | Battery |  |  | 0 | 0 | 0 | 0 | 0 | 0 | 0 | 0 | 0 | 5 | 5 | [12 empty] | 1 | 1 | 2 | 2 | 1 | 2+ | 1 | 1
PG&E FRESNO | GWF Hanford | 115 | Battery |  |  | 131.4 | 0 | 131.4 | 131.4 | 0 | 131.4 | 0 | 0 | 0 | 5 | 5 | [12 empty] | 2 | 1 | 1 | 1 | 1 | 4+ | 1 | 1
PG&E FRESNO | Hammonds | 115 | Battery |  |  | 0 | 0 | 0 | 0 | 0 | 0 | 0 | 0 | 0 | 5 | 1 | [12 empty] | 1 | 1 | 2 | 2 | 1 | 1+ | 1 | 1
EOP | Harry Allen | 500 | Battery |  |  | 0 | 0 | 0 | 0 | 0 | 0 | 0 | 0 | 0 | 5 | 1 | [12 empty] | 2 | 2 | 2 | 1 | 3 | 1+ | 1 | 1
SDGE | Hassayampa | 500 | Battery |  |  | 95 | 90 | 185 | 95 | 0 | 95 | 0 | 90 | 90 | 5 | 1 | [12 empty] | 2 | 1 | 2 | 2 | 3 | 2- | 1 | 1
PG&E FRESNO | Helm | 230 | Battery |  |  | 0 | 80 | 80 | 0 | 0 | 0 | 0 | 80 | 80 | 5 | 5 | [12 empty] | 1 | 1 | 2 | 2 | 1 | 3- | 1 | 1
PG&E FRESNO | Helm | 70 | Battery |  |  | 0 | 10 | 10 | 0 | 0 | 0 | 0 | 10 | 10 | 5 | 1 | [12 empty] | 1 | 1 | Missing | 2 | 1 | 4+ | 1 | 1
PG&E FRESNO | Henrietta | 230 | Battery |  |  | 0 | 80 | 80 | 0 | 0 | 0 | 0 | 80 | 80 | 5 | 1 | [12 empty] | 1 | 1 | 2 | 2 | 1 | 3- | 3 | 1
PG&E FRESNO | Henrietta | 70 | Battery |  |  | 173.2 | 0 | 173.2 | 173.2 | 0 | 173.2 | 0 | 0 | 0 | 5 | 5 | [12 empty] | 1 | 1 | 2 | 2 | 1 | 4+ | 1 | 1
SCE Metro | Hinson | 230 | Battery |  |  | 455 | 0 | 455 | 455 | 0 | 455 | 0 | 0 | 0 | 1 | 1 | [12 empty] | 1 | 1 | 1 | 1 | 1 | 2+ | 1 | 1
PG&E GBA | Hollister | 115 | Battery |  |  | 10 | 0 | 10 | 0 | 0 | 0 | 10 | 0 | 10 | 5 | 1 | [12 empty] | 2 | 2 | 2 | 2 | 3 | 4+ | 1 | 1
SDGE | Hoodoo Wash | 500 | Battery |  |  | 547.5 | 150 | 697.5 | 547.5 | 0 | 547.5 | 0 | 150 | 150 | 5 | 1 | [12 empty] | 2 | 2 | 2 | 2 | 3 | 4+ | 1 | 1
PG&E NGBA | Humboldt | 115 | Battery |  |  | 0 | 0 | 0 | 0 | 0 | 0 | 0 | 0 | 0 | 1 | 1 | [12 empty] | 2 | 2 | 2 | 2 | 3 | 1 | 4 | 1
PG&E NGBA | Humboldt | 60 | Battery |  |  | 17.25 | 0 | 17.25 | 17.25 | 0 | 17.25 | 0 | 0 | 0 | 1 | 1 | [12 empty] | 2 | 2 | 1 | 2 | 3 | 1 | 1 | 1
PG&E NGBA | Ignacio | 115 | Battery |  |  | 0 | 0 | 0 | 0 | 0 | 0 | 0 | 0 | 0 | 5 | 1 | [12 empty] | 2 | 1 | 2 | 1 | 3 | 2+ | 1 | 1
SDGE | Imperial Beach | 69 | Battery |  |  | 3 | 0 | 3 | 3 | 0 | 3 | 0 | 0 | 0 | 1 | 1 | [12 empty] | 2 | 1 | 1 | 1 | 2 | 1 | 1 | 1
SDGE | Imperial Valley | 230 | Battery |  |  | 478 | 150 | 628 | 478 | 0 | 478 | 0 | 150 | 150 | 1 | 1 | [12 empty] | 1 | 1 | 1 | 2 | 1 | 4+ | 1 | 1
SDGE | Imperial Valley | 500 | Battery |  |  | 0 | 0 | 0 | 0 | 0 | 0 | 0 | 0 | 0 | 1 | 1 | [12 empty] | 1 | 1 | 1 | 2 | 1 | 1+ | 1 | 1
EOP | Innovation | 230 | Battery |  |  | 0 | 150 | 150 | 0 | 0 | 0 | 0 | 150 | 150 | 5 | 1 | [12 empty] | 2 | 2 | 2 | 1 | 3 | 1+ | 1 | 1
SCE NOL | Inyokern | 115 | Battery |  |  | 25 | 0 | 25 | 25 | 0 | 25 | 0 | 0 | 0 | 3 | 1 | [12 empty] | 2 | 2 | 2 | 1 | 3 | 1+ | 1 | 1
EOP | Ivanpah | 115 | Battery |  |  | 0 | 0 | 0 | 0 | 0 | 0 | 0 | 0 | 0 | 5 | 1 | [12 empty] | 2 | 2 | 2 | 1 | 1 | 1+ | 1 | 1
EOP | Ivanpah | 230 | Battery |  |  | 0 | 0 | 0 | 0 | 0 | 0 | 0 | 0 | 0 | 5 | 1 | [12 empty] | 2 | 2 | 2 | 1 | 1 | 1+ | 1 | 1
SCE Metro | Johanna | 230 | Battery |  |  | 40 | 40 | 80 | 0 | 0 | 0 | 40 | 40 | 80 | 1 | 1 | [12 empty] | 1 | 1 | 2 | 1 | 1 | 3+ | 3 | 1
SCE Eastern | Julian Hinds | 230 | Battery |  |  | 0 | 0 | 0 | 0 | 0 | 0 | 0 | 0 | 0 | 5 | 3 | [12 empty] | 2 | 1 | 1 | 1 | 3 | 1+ | 1 | 1
PG&E GBA | Kasson | 115 | Battery |  |  | 0 | 0 | 0 | 0 | 0 | 0 | 0 | 0 | 0 | 5 | 1 | [12 empty] | 1 | 1 | 2 | 2 | 1 | 1+ | 1 | 1
PG&E FRESNO | Kearney | 230 | Battery |  |  | 0 | 0 | 0 | 0 | 0 | 0 | 0 | 0 | 0 | 5 | 5 | [12 empty] | 1 | 1 | 2 | 2 | 1 | 1+ | 1 | 1
PG&E GBA | Kelso | 230 | Battery |  |  | 0 | 0 | 0 | 0 | 0 | 0 | 0 | 0 | 0 | 5 | 1 | [12 empty] | 2 | 1 | 2 | 1 | 2 | 4+ | 1 | 1
PG&E KERN | Kern PP | 115 | Battery |  |  | 0 | 0 | 0 | 0 | 0 | 0 | 0 | 0 | 0 | 5 | 5 | [12 empty] | 1 | 1 | 1 | 1 | 2 | 1+ | 1 | 1
PG&E KERN | Kern PP | 230 | Battery |  |  | 0 | 0 | 0 | 0 | 0 | 0 | 0 | 0 | 0 | 5 | 5 | [12 empty] | 1 | 1 | 1 | 1 | 2 | 4+ | 1 | 1
PG&E FRESNO | Kingsburg | 115 | Battery |  |  | 0 | 0 | 0 | 0 | 0 | 0 | 0 | 0 | 0 | 5 | 5 | [12 empty] | 1 | 1 | 1 | 2 | 1 | 1+ | 1 | 1
PG&E GBA | Kirker | 115 | Battery |  |  | 0 | 0 | 0 | 0 | 0 | 0 | 0 | 0 | 0 | 1 | 1 | [12 empty] | 2 | 1 | 1 | 1 | 1 | 4+ | 4 | 1
SCE NOL | Kramer | 115 | Battery |  |  | 0 | 6 | 6 | 0 | 6 | 6 | 0 | 0 | 0 | 3 | 1 | [12 empty] | 2 | 1 | 1 | 1 | 3 | 1+ | 5 | 1
SCE NOL | Kramer | 230 | Battery |  |  | 140 | 25 | 165 | 140 | 0 | 140 | 0 | 25 | 25 | 3 | 1 | [12 empty] | 2 | 1 | 2 | 1 | 3 | 4+ | 5 | 1
SCE Metro | La Cienega | 230 | Battery |  |  | 0 | 0 | 0 | 0 | 0 | 0 | 0 | 0 | 0 | 1 | 1 | [12 empty] | 1 | 1 | 2 | 1 | 2 | 2+ | 1 | 1
SCE Metro | Laguna Bell | 230 | Battery |  |  | 243 | 350 | 593 | 100 | 0 | 100 | 143 | 350 | 493 | 1 | 1 | [12 empty] | 1 | 1 | 2 | 1 | 1 | 4+ | 1 | 1
PG&E KERN | Lakeview | 70 | Battery |  |  | 65.5 | 0 | 65.5 | 65.5 | 0 | 65.5 | 0 | 0 | 0 | 5 | 5 | [12 empty] | 1 | 1 | 2 | 1 | 1 | 4+ | 1 | 1
PG&E NGBA | Lakeville | 230 | Battery |  |  | 0 | 0 | 0 | 0 | 0 | 0 | 0 | 0 | 0 | 5 | 1 | [12 empty] | 2 | 1 | 2 | 2 | 3 | 1+ | 5 | 1
PG&E NGBA | Lakeville | 60 | Battery |  |  | 0 | 0 | 0 | 0 | 0 | 0 | 0 | 0 | 0 | 5 | 1 | [12 empty] | 2 | 1 | 3 | 2 | 3 | 4+ | 1 | 1
PG&E NGBA | Lakeville | 115 | Battery |  |  | 50 | 0 | 50 | 50 | 0 | 50 | 0 | 0 | 0 | 5 | 1 | [12 empty] | 2 | 1 | Missing | 2 | 3 | 2+ | 1 | 1
PG&E NGBA | Lambie | 230 | Battery |  |  | 0 | 0 | 0 | 0 | 0 | 0 | 0 | 0 | 0 | 5 | 1 | [12 empty] | 2 | 1 | 1 | 1 | 1 | 2+ | 1 | 1
PG&E GBA | Lammers | 115 | Battery |  |  | 0 | 0 | 0 | 0 | 0 | 0 | 0 | 0 | 0 | 5 | 1 | [12 empty] | 1 | 1 | 2 | 2 | 2 | 2+ | 1 | 1
PG&E KERN | Lamont | 115 | Battery |  |  | 0 | 40 | 40 | 0 | 0 | 0 | 0 | 40 | 40 | 5 | 5 | [12 empty] | 1 | 1 | 2 | 1 | 1 | 3+ | 3 | 1
EOP | Lathrop | 138 | Battery |  |  | 0 | 0 | 0 | 0 | 0 | 0 | 0 | 0 | 0 | 5 | 1 | [12 empty] | 2 | 2 | 2 | 1 | 3 | 1 | 5 | 1
EOP | Lathrop | 230 | Battery |  |  | 0 | 100 | 100 | 0 | 0 | 0 | 0 | 100 | 100 | 5 | 1 | [12 empty] | 2 | 2 | Missing | 1 | 3 | 2- | 1 | 1
PG&E FRESNO | Le Grand | 115 | Battery |  |  | 0 | 30 | 30 | 0 | 0 | 0 | 0 | 30 | 30 | 5 | 5 | [12 empty] | 1 | 1 | 2 | 2 | 1 | 2- | 1 | 1
PG&E FRESNO | Lemoore | 70 | Battery |  |  | 0 | 20 | 20 | 0 | 0 | 0 | 0 | 20 | 20 | 5 | 1 | [12 empty] | 1 | 1 | 1 | 2 | 2 | 2- | 1 | 1
PG&E KERN | Lerdo | 115 | Battery |  |  | 0 | 0 | 0 | 0 | 0 | 0 | 0 | 0 | 0 | 5 | 5 | [12 empty] | 1 | 1 | Missing | 1 | 1 | 1+ | 1 | 1
SCE Metro | Lighthipe | 230 | Battery |  |  | 0 | 250 | 250 | 0 | 0 | 0 | 0 | 250 | 250 | 1 | 1 | [12 empty] | 1 | 1 | 2 | 1 | 1 | 2- | 4 | 1
PG&E KERN | Live Oak | 115 | Battery |  |  | 0 | 0 | 0 | 0 | 0 | 0 | 0 | 0 | 0 | 5 | 5 | [12 empty] | 1 | 1 | Missing | 1 | 1 | 1+ | 1 | 1
PG&E GBA | Llagas | 115 | Battery |  |  | 0 | 27.2 | 27.2 | 0 | 0 | 0 | 0 | 27.2 | 27.2 | 5 | 1 | [12 empty] | 2 | 1 | 2 | 2 | 1 | 4+ | 5 | 1
PG&E GBA | Lockeford | 115 | Battery |  |  | 0 | 0 | 0 | 0 | 0 | 0 | 0 | 0 | 0 | 5 | 1 | [12 empty] | 1 | 1 | 2 | 2 | 2 | 1+ | 1 | 1
PG&E GBA | Lockeford | 230 | Battery |  |  | 0 | 0 | 0 | 0 | 0 | 0 | 0 | 0 | 0 | 5 | 1 | [12 empty] | 1 | 1 | 2 | 2 | 2 | 1+ | 1 | 1
PG&E NGBA | Logan Creek | 230 | Battery |  |  | 0 | 0 | 0 | 0 | 0 | 0 | 0 | 0 | 0 | 5 | 1 | [12 empty] | 2 | 2 | 1 | 1 | 2 | 1+ | 1 | 1
PG&E GBA | Lone Tree | 230 | Battery |  |  | 0 | 0 | 0 | 0 | 0 | 0 | 0 | 0 | 0 | 5 | 1 | [12 empty] | 2 | 1 | 2 | 1 | 2 | 1+ | 1 | 1
PG&E FRESNO | Los Banos | 230 | Battery |  |  | 0.9 | 160 | 160.9 | 0.9 | 0 | 0.9 | 0 | 160 | 160 | 5 | 5 | [12 empty] | 1 | 1 | 2 | 2 | 1 | 4+ | 1 | 1
PG&E FRESNO | Los Banos | 500 | Battery |  |  | 0 | 200 | 200 | 0 | 0 | 0 | 0 | 200 | 200 | 1 | 1 | [12 empty] | 1 | 1 | 2 | 2 | 1 | 4+ | 1 | 1
PG&E GBA | Los Esteros | 115 | Battery |  |  | 3.3 | 0 | 3.3 | 3.3 | 0 | 3.3 | 0 | 0 | 0 | 5 | 1 | [12 empty] | 2 | 1 | 2 | 2 | 1 | 1+ | 4 | 1
PG&E GBA | Los Esteros | 230 | Battery |  |  | 0 | 100 | 100 | 0 | 0 | 0 | 0 | 100 | 100 | 5 | 1 | [12 empty] | 2 | 1 | 2 | 2 | 1 | 4+ | 1 | 1
SCE NOL | Lugo | 230 | Battery |  |  | 0 | 0 | 0 | 0 | 0 | 0 | 0 | 0 | 0 | 1 | 1 | [12 empty] | 2 | 1 | 1 | 1 | 2 | 1+ | 1 | 1
SCE Metro | Lugo | 500 | Battery |  |  | 0 | 0 | 0 | 0 | 0 | 0 | 0 | 0 | 0 | 1 | 1 | [12 empty] | 2 | 1 | 3 | 1 | 2 | 4+ | 1 | 1
PG&E NGBA | Madison | 115 | Battery |  |  | 10.2 | 0 | 10.2 | 10.2 | 0 | 10.2 | 0 | 0 | 0 | 5 | 1 | [12 empty] | 2 | 1 | 2 | 2 | 3 | 1 | 1 | 1
SCE Northern | Magunden | 230 | Battery |  |  | 0 | 0 | 0 | 0 | 0 | 0 | 0 | 0 | 0 | 1 | 1 | [12 empty] | 1 | 1 | 1 | 1 | 1 | 1+ | 1 | 1
PG&E FRESNO | Malaga | 115 | Battery |  |  | 97 | 30 | 127 | 97 | 0 | 97 | 0 | 30 | 30 | 5 | 5 | [12 empty] | 1 | 1 | 1 | 2 | 1 | 3+ | 1 | 1
SCE Northern | Mandalay | 230 | Battery |  |  | 200 | 0 | 200 | 0 | 0 | 0 | 200 | 0 | 200 | 5 | 1 | [12 empty] | 2 | 1 | 1 | 1 | 1 | 4+ | 1 | 1
PG&E FRESNO | Manning | 230 | Battery |  |  | 0 | 0 | 0 | 0 | 0 | 0 | 0 | 0 | 0 | 5 | 1 | [12 empty] | 1 | 1 | 1 | 2 | 1 | 1+ | 1 | 1
PG&E FRESNO | Manning | 500 | Battery |  |  | 0 | 545 | 545 | 0 | 0 | 0 | 0 | 545 | 545 | 1 | 1 | [12 empty] | 1 | 1 | Missing | 2 | 1 | 3- | 1 | 1
SDGE | Margarita | 138 | Battery |  |  | 0 | 0 | 0 | 0 | 0 | 0 | 0 | 0 | 0 | 1 | 1 | [12 empty] | 1 | 1 | 2 | 1 | 3 | 1+ | 1 | 1
PG&E GBA | Martin | 230 | Battery |  |  | 0 | 0 | 0 | 0 | 0 | 0 | 0 | 0 | 0 | 1 | 1 | [12 empty] | 2 | 1 | 2 | 1 | 2 | 1+ | 1 | 1
PG&E GBA | Martin | 115 | Battery |  |  | 188 | 110 | 298 | 188 | 0 | 188 | 0 | 110 | 110 | 1 | 1 | [12 empty] | 2 | 1 | 1 | 1 | 2 | 4+ | 1 | 1
PG&E FRESNO | Mc Mullin | 230 | Battery |  |  | 0 | 0 | 0 | 0 | 0 | 0 | 0 | 0 | 0 | 5 | 5 | [12 empty] | 1 | 1 | 2 | 2 | 1 | 1+ | 1 | 1
PG&E FRESNO | McCall | 115 | Battery |  |  | 0 | 0 | 0 | 0 | 0 | 0 | 0 | 0 | 0 | 5 | 5 | [12 empty] | 1 | 1 | 2 | 2 | 1 | 1+ | 1 | 1
SDGE | Melrose | 69 | Battery |  |  | 20 | 0 | 20 | 20 | 0 | 20 | 0 | 0 | 0 | 1 | 1 | [12 empty] | 2 | 1 | 3 | 1 | 3 | 1 | 1 | 1
PG&E FRESNO | Mendota | 115 | Battery |  |  | 0 | 0 | 0 | 0 | 0 | 0 | 0 | 0 | 0 | 5 | 5 | [12 empty] | 1 | 1 | 2 | 2 | 1 | 2+ | 1 | 1
PG&E FRESNO | Mercy Springs | 70 | Battery |  |  | 75 | 0 | 75 | 75 | 0 | 75 | 0 | 0 | 0 | 5 | 5 | [12 empty] | 1 | 1 | 2 | 2 | 1 | 1 | 1 | 1
PG&E KERN | Mesa (PGE) | 115 | Battery |  |  | 0 | 0 | 0 | 0 | 0 | 0 | 0 | 0 | 0 | 5 | 5 | [12 empty] | 2 | 2 | 2 | 2 | 2 | 1+ | 1 | 1
PG&E KERN | Mesa (PGE) | 230 | Battery |  |  | 0 | 0 | 0 | 0 | 0 | 0 | 0 | 0 | 0 | 5 | 5 | [12 empty] | 2 | 2 | 2 | 2 | 2 | 1+ | 1 | 1
SCE Metro | Mesa (SCE) | 230 | Battery |  |  | 6.5 | 0 | 6.5 | 6.5 | 0 | 6.5 | 0 | 0 | 0 | 1 | 1 | [12 empty] | 1 | 1 | 2 | 1 | 2 | 4+ | 1 | 1
SCE Metro | Mesa (SCE) | 500 | Battery |  |  | 0 | 0 | 0 | 0 | 0 | 0 | 0 | 0 | 0 | 1 | 1 | [12 empty] | 1 | 1 | 2 | 1 | 2 | 4+ | 1 | 1
SDGE | Mesa Heights | 69 | Battery |  |  | 10.5 | 0 | 10.5 | 10.5 | 0 | 10.5 | 0 | 0 | 0 | 1 | 1 | [12 empty] | 2 | 1 | 2 | 1 | 3 | 1 | 1 | 1
PG&E GBA | Metcalf | 230 | Battery |  |  | 100 | 250 | 350 | 0 | 0 | 0 | 100 | 250 | 350 | 5 | 1 | [12 empty] | 2 | 1 | 2 | 2 | 3 | 1 | 1 | 1
PG&E GBA | Metcalf | 500 | Battery |  |  | 0 | 0 | 0 | 0 | 0 | 0 | 0 | 0 | 0 | 1 | 1 | [12 empty] | 2 | 1 | 2 | 2 | 3 | 1+ | 1 | 1
PG&E KERN | Midway | 115 | Battery |  |  | 0 | 60 | 60 | 0 | 0 | 0 | 0 | 60 | 60 | 5 | 5 | [12 empty] | 1 | 1 | 2 | 1 | 1 | 4+ | 4 | 1
PG&E KERN | Midway | 230 | Battery |  |  | 0 | 0 | 0 | 0 | 0 | 0 | 0 | 0 | 0 | 5 | 5 | [12 empty] | 1 | 1 | 2 | 1 | 1 | 1+ | 1 | 1
PG&E KERN | Midway | 500 | Battery |  |  | 0 | 425 | 425 | 0 | 0 | 0 | 0 | 425 | 425 | 5 | 4 | [12 empty] | 1 | 1 | Missing | 1 | 1 | 4+ | 4 | 1
SDGE | Miguel | 230 | Battery |  |  | 0 | 0 | 0 | 0 | 0 | 0 | 0 | 0 | 0 | 1 | 1 | [12 empty] | 2 | 1 | 1 | 1 | 2 | 1+ | 5 | 1
SDGE | Miguel | 69 | Battery |  |  | 9.75 | 0 | 9.75 | 9.75 | 0 | 9.75 | 0 | 0 | 0 | 1 | 1 | [12 empty] | 2 | 1 | 1 | 1 | 2 | 2+ | 1 | 1
SCE Metro | Mira Loma | 230 | Battery |  |  | 100 | 200 | 300 | 0 | 0 | 0 | 100 | 200 | 300 | 1 | 1 | [12 empty] | 1 | 1 | 1 | 1 | 1 | 1+ | 3 | 1
SCE Eastern | Mirage | 230 | Battery |  |  | 150 | 0 | 150 | 150 | 0 | 150 | 0 | 0 | 0 | 5 | 3 | [12 empty] | 2 | 1 | 1 | 1 | 3 | 2+ | 1 | 1
SDGE | Mission | 230 | Battery |  |  | 0 | 0 | 0 | 0 | 0 | 0 | 0 | 0 | 0 | 1 | 1 | [12 empty] | 2 | 1 | 2 | 1 | 2 | 1 | 5 | 1
EOP | Mohave | 500 | Battery |  |  | 0 | 425 | 425 | 0 | 0 | 0 | 0 | 425 | 425 | 5 | 1 | [12 empty] | 2 | 2 | Missing | 1 | 3 | 4+ | 3 | 1
SCE Northern | Moorpark | 230 | Battery |  |  | 350 | 150 | 500 | 350 | 0 | 350 | 0 | 150 | 150 | 5 | 1 | [12 empty] | 2 | 1 | 2 | 1 | 3 | 4+ | 1 | 1
PG&E KERN | Morro Bay | 230 | Battery |  |  | 0 | 0 | 0 | 0 | 0 | 0 | 0 | 0 | 0 | 5 | 5 | [12 empty] | 2 | 2 | 2 | 2 | 3 | 4+ | 1 | 1
PG&E KERN | Morro Bay | 500 | Battery |  |  | 0 | 0 | 0 | 0 | 0 | 0 | 0 | 0 | 0 | 5 | 4 | [12 empty] | 2 | 2 | 1 | 2 | 3 | 2+ | 1 | 1
PG&E GBA | Moss Landing | 115 | Battery |  |  | 0 | 0 | 0 | 0 | 0 | 0 | 0 | 0 | 0 | 5 | 1 | [12 empty] | 2 | 2 | 2 | 2 | 2 | 1+ | 1 | 1
PG&E GBA | Moss Landing | 500 | Battery |  |  | 0 | 400 | 400 | 0 | 0 | 0 | 0 | 400 | 400 | 5 | 1 | [12 empty] | 2 | 2 | 2 | 2 | 2 | 4+ | 3 | 1
SDGE | Murray | 69 | Battery |  |  | 9 | 0 | 9 | 9 | 0 | 9 | 0 | 0 | 0 | 1 | 1 | [12 empty] | 2 | 1 | Missing | 1 | 2 | 1 | 1 | 1
PG&E FRESNO | Mustang | 230 | Battery |  |  | 0 | 150 | 150 | 0 | 0 | 0 | 0 | 150 | 150 | 5 | 5 | [12 empty] | 1 | 1 | 2 | 2 | 1 | 4+ | 1 | 1
SCE Northern | Neenach | 66 | Battery |  |  | 0 | 0 | 0 | 0 | 0 | 0 | 0 | 0 | 0 | 1 | 1 | [12 empty] | 2 | 1 | 2 | 1 | 3 | 4+ | 1 | 1
PG&E KERN | New Sub - Gates - Midway (Proposed) | 230 | Battery |  |  | 238.5 | 200 | 438.5 | 238.5 | 0 | 238.5 | 0 | 200 | 200 | 5 | 5 | [12 empty] | 1 | 1 | 2 | 2 | 1 | 3+ | 1 | 1
PG&E KERN | New Sub - Gates - Templeton (Proposed) | 230 | Battery |  |  | 0 | 80 | 80 | 0 | 0 | 0 | 0 | 80 | 80 | 5 | 5 | [12 empty] | 1 | 1 | Missing | 2 | 1 | 4+ | 1 | 1
SCE NOL | New Sub - Kramer - Lugo (Proposed) | 230 | Battery |  |  | 0 | 0 | 0 | 0 | 0 | 0 | 0 | 0 | 0 | 3 | 1 | [12 empty] | 2 | 1 | 2 | 1 | 1 | 4+ | 1 | 1
PG&E FRESNO | New Sub - Los Banos - Midway (Proposed) | 500 | Battery |  |  | 0 | 175 | 175 | 0 | 0 | 0 | 0 | 175 | 175 | 5 | 4 | [12 empty] | 1 | 1 | 2 | 2 | 1 | 4+ | 1 | 1
SCE NOL | New Sub - Lugo - Pisgah (Proposed) | 230 | Battery |  |  | 0 | 0 | 0 | 0 | 0 | 0 | 0 | 0 | 0 | 5 | 3 | [12 empty] | 2 | 1 | Missing | 1 | 3 | 1+ | 1 | 1
PG&E KERN | New Sub - Midway - Wheeler Ridge (Proposed) | 230 | Battery |  |  | 92 | 0 | 92 | 92 | 0 | 92 | 0 | 0 | 0 | 5 | 5 | [12 empty] | 1 | 1 | 1 | 1 | 1 | 1+ | 4 | 1
SDGE | New Sub - North Gila - IV (Proposed) | 500 | Battery |  |  | 0 | 200 | 200 | 0 | 0 | 0 | 0 | 200 | 200 | 1 | 1 | [12 empty] | 2 | 1 | 2 | 2 | 2 | 4+ | 1 | 1
PG&E NGBA | New Sub - Pit 1 - Cottonwood (Proposed) | 230 | Battery |  |  | 0 | 0 | 0 | 0 | 0 | 0 | 0 | 0 | 0 | 5 | 3 | [12 empty] | 2 | 2 | 1 | 2 | 3 | 1+ | 1 | 1
PG&E GBA | New Sub - Rancho Seco - Bellota (Proposed) | 230 | Battery |  |  | 0 | 0 | 0 | 0 | 0 | 0 | 0 | 0 | 0 | 5 | 1 | [12 empty] | 1 | 1 | 2 | 2 | 3 | 4+ | 1 | 1
SDGE | New Sub - Suncrest - Ocotillo (Proposed) | 500 | Battery |  |  | 0 | 0 | 0 | 0 | 0 | 0 | 0 | 0 | 0 | 1 | 1 | [12 empty] | 2 | 1 | 2 | 1 | 3 | 2+ | 1 | 1
PG&E FRESNO | New Sub - Westley - Quinto (Proposed) | 230 | Battery |  |  | 0 | 0 | 0 | 0 | 0 | 0 | 0 | 0 | 0 | 1 | 1 | [12 empty] | 1 | 1 | 2 | 2 | 1 | 4+ | 1 | 1
PG&E GBA | Newark | 230 | Battery |  |  | 0 | 0 | 0 | 0 | 0 | 0 | 0 | 0 | 0 | 5 | 1 | [12 empty] | 2 | 1 | 2 | 1 | 2 | 4+ | 1 | 1
SDGE | North Gila | 500 | Battery |  |  | 0 | 0 | 0 | 0 | 0 | 0 | 0 | 0 | 0 | 1 | 1 | [12 empty] | 2 | 2 | 2 | 2 | 3 | 1+ | 1 | 1
PG&E GBA | Oakland C | 115 | Battery |  |  | 0 | 0 | 0 | 0 | 0 | 0 | 0 | 0 | 0 | 5 | 1 | [12 empty] | 2 | 1 | 2 | 1 | 2 | 2+ | 5 | 1
PG&E GBA | Oakland J | 115 | Battery |  |  | 0 | 0 | 0 | 0 | 0 | 0 | 0 | 0 | 0 | 1 | 1 | [12 empty] | 2 | 1 | 2 | 1 | 1 | 4+ | 1 | 1
SDGE | Ocean Ranch | 69 | Battery |  |  | 0 | 0 | 0 | 0 | 0 | 0 | 0 | 0 | 0 | 1 | 1 | [12 empty] | 2 | 1 | 2 | 1 | 3 | 2+ | 1 | 1
SCE Metro | Olinda | 230 | Battery |  |  | 0 | 0 | 0 | 0 | 0 | 0 | 0 | 0 | 0 | 1 | 1 | [12 empty] | 1 | 1 | 1 | 1 | 2 | 1+ | 1 | 1
PG&E FRESNO | Olive | 115 | Battery |  |  | 20 | 0 | 20 | 20 | 0 | 20 | 0 | 0 | 0 | 5 | 5 | [12 empty] | 1 | 1 | 1 | 1 | 1 | 2+ | 1 | 1
PG&E FRESNO | Oro Loma | 115 | Battery |  |  | 0 | 0 | 0 | 0 | 0 | 0 | 0 | 0 | 0 | 5 | 1 | [12 empty] | 1 | 1 | 2 | 2 | 1 | 1+ | 1 | 1
PG&E FRESNO | Oro Loma | 70 | Battery |  |  | 0 | 0 | 0 | 0 | 0 | 0 | 0 | 0 | 0 | 5 | 1 | [12 empty] | 1 | 1 | 1 | 2 | 1 | 1+ | 1 | 1
SDGE | Otay | 69 | Battery |  |  | 49.7 | 0 | 49.7 | 49.7 | 0 | 49.7 | 0 | 0 | 0 | 1 | 1 | [12 empty] | 2 | 1 | 1 | 1 | 1 | 1+ | 1 | 1
SDGE | Otay Mesa | 230 | Battery |  |  | 52 | 0 | 52 | 52 | 0 | 52 | 0 | 0 | 0 | 1 | 1 | [12 empty] | 2 | 1 | 1 | 1 | 3 | 4+ | 1 | 1
EOP | Pahrump | 230 | Battery |  |  | 0 | 0 | 0 | 0 | 0 | 0 | 0 | 0 | 0 | 5 | 1 | [12 empty] | 2 | 2 | 2 | 1 | 3 | 1+ | 1 | 1
SDGE | Pala | 69 | Battery |  |  | 10 | 0 | 10 | 10 | 0 | 10 | 0 | 0 | 0 | 1 | 1 | [12 empty] | 2 | 1 | 2 | 1 | 3 | 1 | 1 | 1
PG&E NGBA | Palermo | 115 | Battery |  |  | 0 | 0 | 0 | 0 | 0 | 0 | 0 | 0 | 0 | 5 | 1 | [12 empty] | 2 | 1 | 2 | 2 | 2 | 2+ | 1 | 1
PG&E FRESNO | Panoche | 115 | Battery |  |  | 0 | 0 | 0 | 0 | 0 | 0 | 0 | 0 | 0 | 5 | 5 | [12 empty] | 1 | 1 | 1 | 2 | 1 | 2+ | 1 | 1
PG&E FRESNO | Panoche | 230 | Battery |  |  | 0 | 160 | 160 | 0 | 0 | 0 | 0 | 160 | 160 | 5 | 5 | [12 empty] | 1 | 1 | 2 | 2 | 1 | 3- | 1 | 1
SCE Northern | Pardee | 230 | Battery |  |  | 15 | 0 | 15 | 15 | 0 | 15 | 0 | 0 | 0 | 5 | 1 | [12 empty] | 1 | 1 | 1 | 1 | 3 | 1 | 1 | 1
SCE Northern | Pastoria | 230 | Battery |  |  | 80 | 0 | 80 | 80 | 0 | 80 | 0 | 0 | 0 | 5 | 1 | [12 empty] | 1 | 1 | 2 | 1 | 3 | 1+ | 1 | 1
SCE Metro | Pauda | 230 | Battery |  |  | 120 | 0 | 120 | 120 | 0 | 120 | 0 | 0 | 0 | 1 | 1 | [12 empty] | 1 | 1 | 2 | 1 | 2 | 1 | 4 | 1
PG&E NGBA | Peabody | 230 | Battery |  |  | 0 | 0 | 0 | 0 | 0 | 0 | 0 | 0 | 0 | 5 | 1 | [12 empty] | 2 | 1 | 2 | 1 | 2 | 1+ | 1 | 1
PG&E NGBA | Pease | 60 | Battery |  |  | 0 | 0 | 0 | 0 | 0 | 0 | 0 | 0 | 0 | 5 | 1 | [12 empty] | 2 | 2 | 2 | 1 | 2 | 2+ | 1 | 1
SCE NOL | Pisgah | 230 | Battery |  |  | 0 | 150 | 150 | 0 | 0 | 0 | 0 | 150 | 150 | 5 | 3 | [12 empty] | 2 | 1 | 2 | 1 | 1 | 4+ | 1 | 1
PG&E NGBA | Pit 1 | 230 | Battery |  |  | 0 | 0 | 0 | 0 | 0 | 0 | 0 | 0 | 0 | 5 | 3 | [12 empty] | 2 | 2 | 3 | 2 | 3 | 1+ | 1 | 1
PG&E GBA | Pittsburg | 115 | Battery |  |  | 0 | 0 | 0 | 0 | 0 | 0 | 0 | 0 | 0 | 5 | 1 | [12 empty] | 2 | 1 | 3 | 1 | 1 | 4+ | 1 | 1
PG&E GBA | Pittsburg | 230 | Battery |  |  | 0 | 0 | 0 | 0 | 0 | 0 | 0 | 0 | 0 | 5 | 1 | [12 empty] | 2 | 1 | 3 | 1 | 1 | 4+ | 1 | 1
SDGE | Point Loma | 69 | Battery |  |  | 0 | 0 | 0 | 0 | 0 | 0 | 0 | 0 | 0 | 1 | 1 | [12 empty] | 2 | 1 | 3 | 1 | 2 | 2+ | 1 | 1
SDGE | Pomerado | 69 | Battery |  |  | 100 | 0 | 100 | 100 | 0 | 100 | 0 | 0 | 0 | 1 | 1 | [12 empty] | 2 | 1 | 3 | 1 | 3 | 1 | 1 | 1
EOP | Primm | 230 | Battery |  |  | 200 | 0 | 200 | 200 | 0 | 200 | 0 | 0 | 0 | 5 | 1 | [12 empty] | 2 | 2 | 3 | 1 | 2 | 1+ | 1 | 1
PG&E NGBA | Putah Creek | 115 | Battery |  |  | 3 | 0 | 3 | 3 | 0 | 3 | 0 | 0 | 0 | 5 | 1 | [12 empty] | 2 | 1 | 3 | 2 | 3 | 1 | 1 | 1
PG&E FRESNO | Quinto | 230 | Battery |  |  | 0 | 100 | 100 | 0 | 0 | 0 | 0 | 100 | 100 | 5 | 1 | [12 empty] | 1 | 1 | 3 | 2 | 1 | 4+ | 1 | 1
SDGE | Rancho Mission Viejo | 138 | Battery |  |  | 0 | 0 | 0 | 0 | 0 | 0 | 0 | 0 | 0 | 1 | 1 | [12 empty] | 1 | 1 | 3 | 1 | 3 | 1+ | 1 | 1
PG&E GBA | Ravenswood | 115 | Battery |  |  | 0 | 0 | 0 | 0 | 0 | 0 | 0 | 0 | 0 | 1 | 1 | [12 empty] | 2 | 1 | 3 | 1 | 2 | 1+ | 1 | 1
SCE Northern | Rector | 230 | Battery |  |  | 0 | 50 | 50 | 0 | 0 | 0 | 0 | 50 | 50 | 1 | 1 | [12 empty] | 1 | 1 | 3 | 1 | 2 | 2- | 1 | 1
SCE Eastern | Red Bluff | 230 | Battery |  |  | 446 | 0 | 446 | 446 | 0 | 446 | 0 | 0 | 0 | 3 | 1 | [12 empty] | 2 | 2 | 3 | 1 | 3 | 4+ | 1 | 1
SCE Eastern | Red Bluff | 500 | Battery |  |  | 225 | 160 | 385 | 225 | 0 | 225 | 0 | 160 | 160 | 3 | 1 | [12 empty] | 2 | 2 | 3 | 1 | 3 | 4+ | 5 | 1
PG&E FRESNO | Reedley | 115 | Battery |  |  | 0 | 0 | 0 | 0 | 0 | 0 | 0 | 0 | 0 | 5 | 5 | [12 empty] | 1 | 1 | 3 | 2 | 1 | 1+ | 1 | 1
PG&E GBA | Richmond R | 115 | Battery |  |  | 0 | 0 | 0 | 0 | 0 | 0 | 0 | 0 | 0 | 5 | 1 | [12 empty] | 2 | 1 | 3 | 1 | 2 | 1+ | 1 | 1
SCE Metro | Rio Hondo | 230 | Battery |  |  | 165 | 10 | 175 | 165 | 10 | 175 | 0 | 0 | 0 | 1 | 1 | [12 empty] | 1 | 1 | 3 | 1 | 1 | 4+ | 1 | 1
PG&E NGBA | Rio Oso | 230 | Battery |  |  | 0 | 0 | 0 | 0 | 0 | 0 | 0 | 0 | 0 | 5 | 1 | [12 empty] | 2 | 1 | 3 | 1 | 3 | 1+ | 4 | 1
PG&E GBA | Ripon | 115 | Battery |  |  | 60 | 0 | 60 | 60 | 0 | 60 | 0 | 0 | 0 | 5 | 1 | [12 empty] | 1 | 1 | 3 | 2 | 2 | 4+ | 1 | 1
PG&E GBA | Riverbank | 115 | Battery |  |  | 0 | 0 | 0 | 0 | 0 | 0 | 0 | 0 | 0 | 5 | 1 | [12 empty] | 1 | 1 | 3 | 2 | 2 | 1+ | 1 | 1
SCE NOL | Roadway | 115 | Battery |  |  | 100 | 12 | 112 | 100 | 0 | 100 | 0 | 12 | 12 | 1 | 1 | [12 empty] | 2 | 1 | 3 | 1 | 1 | 4+ | 1 | 1
PG&E NGBA | Round Mountain | 230 | Battery |  |  | 0 | 0 | 0 | 0 | 0 | 0 | 0 | 0 | 0 | 1 | 1 | [12 empty] | 2 | 2 | 3 | 2 | 3 | 1+ | 1 | 1
PG&E GBA | Salado | 115 | Battery |  |  | 0 | 0 | 0 | 0 | 0 | 0 | 0 | 0 | 0 | 5 | 1 | [12 empty] | 1 | 1 | 3 | 2 | 1 | 1+ | 1 | 1
PG&E GBA | Salado | 60 | Battery |  |  | 0 | 0 | 0 | 0 | 0 | 0 | 0 | 0 | 0 | 5 | 1 | [12 empty] | 1 | 1 | 3 | 2 | 1 | 4+ | 1 | 1
PG&E GBA | Salinas | 115 | Battery |  |  | 0 | 0 | 0 | 0 | 0 | 0 | 0 | 0 | 0 | 1 | 1 | [12 empty] | 2 | 2 | 3 | 2 | 2 | 1+ | 1 | 1
SDGE | Salt Creek | 69 | Battery |  |  | 0 | 0 | 0 | 0 | 0 | 0 | 0 | 0 | 0 | 1 | 1 | [12 empty] | 2 | 1 | 3 | 1 | 2 | 2+ | 1 | 1
SCE Eastern | San Bernardino | 230 | Battery |  |  | 0 | 0 | 0 | 0 | 0 | 0 | 0 | 0 | 0 | 3 | 1 | [12 empty] | 1 | 1 | 3 | 1 | 2 | 2+ | 1 | 1
SDGE | San Luis Rey | 230 | Battery |  |  | 0 | 100 | 100 | 0 | 0 | 0 | 0 | 100 | 100 | 1 | 1 | [12 empty] | 2 | 1 | 3 | 1 | 3 | 2- | 1 | 1
SDGE | San Luis Rey | 69 | Battery |  |  | 0 | 0 | 0 | 0 | 0 | 0 | 0 | 0 | 0 | 1 | 1 | [12 empty] | 2 | 1 | 3 | 1 | 3 | 1+ | 1 | 1
SCE Metro | San Onofre | 230 | Battery |  |  | 0 | 0 | 0 | 0 | 0 | 0 | 0 | 0 | 0 | 1 | 1 | [12 empty] | 2 | 1 | 3 | 1 | 3 | 1+ | 1 | 1
PG&E FRESNO | Sanger | 115 | Battery |  |  | 0 | 0 | 0 | 0 | 0 | 0 | 0 | 0 | 0 | 5 | 5 | [12 empty] | 1 | 1 | 3 | 2 | 2 | 4+ | 1 | 1
SCE Northern | Santa Clara | 230 | Battery |  |  | 0 | 50 | 50 | 0 | 0 | 0 | 0 | 50 | 50 | 5 | 1 | [12 empty] | 2 | 1 | 3 | 1 | 2 | 3- | 1 | 1
PG&E GBA | Santa Teresa | 115 | Battery |  |  | 0 | 0 | 0 | 0 | 0 | 0 | 0 | 0 | 0 | 5 | 1 | [12 empty] | 2 | 1 | 3 | 2 | 2 | 4+ | 1 | 1
SDGE | Santee | 138 | Battery |  |  | 10 | 0 | 10 | 10 | 0 | 10 | 0 | 0 | 0 | 5 | 1 | [12 empty] | 2 | 1 | 3 | 1 | 2 | 1 | 1 | 1
SCE Metro | Santiago | 230 | Battery |  |  | 0 | 0 | 0 | 0 | 0 | 0 | 0 | 0 | 0 | 1 | 1 | [12 empty] | 1 | 1 | 3 | 1 | 2 | 1+ | 1 | 1
PG&E FRESNO | Schindler | 115 | Battery |  |  | 0 | 40 | 40 | 0 | 0 | 0 | 0 | 40 | 40 | 5 | 1 | [12 empty] | 1 | 1 | 3 | 2 | 1 | 4+ | 1 | 1
PG&E GBA | Schulte | 115 | Battery |  |  | 0 | 0 | 0 | 0 | 0 | 0 | 0 | 0 | 0 | 5 | 1 | [12 empty] | 1 | 1 | 3 | 2 | 2 | 4+ | 1 | 1
SDGE | Scripps | 69 | Battery |  |  | 0 | 0 | 0 | 0 | 0 | 0 | 0 | 0 | 0 | 1 | 1 | [12 empty] | 2 | 1 | 3 | 1 | 3 | 2+ | 1 | 1
PG&E KERN | Semitropic | 115 | Battery |  |  | 0 | 0 | 0 | 0 | 0 | 0 | 0 | 0 | 0 | 5 | 5 | [12 empty] | 1 | 1 | 3 | 1 | 1 | 1+ | 1 | 1
SDGE | Shadowridge | 138 | Battery |  |  | 0 | 0 | 0 | 0 | 0 | 0 | 0 | 0 | 0 | 1 | 1 | [12 empty] | 2 | 1 | 3 | 1 | 3 | 1+ | 1 | 1
PG&E KERN | Shafter | 115 | Battery |  |  | 0 | 10 | 10 | 0 | 0 | 0 | 0 | 10 | 10 | 5 | 5 | [12 empty] | 1 | 1 | 3 | 1 | 1 | 2- | 1 | 1
SDGE | Silvergate | 230 | Battery |  |  | 0 | 100 | 100 | 0 | 0 | 0 | 0 | 100 | 100 | 1 | 1 | [12 empty] | 2 | 1 | 3 | 1 | 1 | 2- | 1 | 1
EOP | Sloan Canyon | 230 | Battery |  |  | 0 | 100 | 100 | 0 | 0 | 0 | 0 | 100 | 100 | 5 | 1 | [12 empty] | 2 | 2 | 3 | 1 | 3 | 1+ | 1 | 1
PG&E GBA | Soledad | 60 | Battery |  |  | 0 | 0 | 0 | 0 | 0 | 0 | 0 | 0 | 0 | 5 | 1 | [12 empty] | 2 | 2 | 3 | 2 | 3 | 1+ | 1 | 1
SCE Northern | Springville | 230 | Battery |  |  | 225 | 50 | 275 | 225 | 0 | 225 | 0 | 50 | 50 | 1 | 1 | [12 empty] | 1 | 1 | 3 | 1 | 1 | 2- | 1 | 1
SDGE | Suncrest | 230 | Battery |  |  | 0 | 0 | 0 | 0 | 0 | 0 | 0 | 0 | 0 | 1 | 1 | [12 empty] | 2 | 1 | 3 | 1 | 3 | 2+ | 1 | 1
SCE Northern | Sylmar | 230 | Battery |  |  | 0 | 0 | 0 | 0 | 0 | 0 | 0 | 0 | 0 | 5 | 1 | [12 empty] | 1 | 1 | 3 | 1 | 1 | 2+ | 1 | 1
PG&E NGBA | Table Mountain | 500 | Battery |  |  | 0 | 0 | 0 | 0 | 0 | 0 | 0 | 0 | 0 | 1 | 1 | [12 empty] | 2 | 1 | 3 | 2 | 1 | 1+ | 1 | 1
PG&E KERN | Taft | 115 | Battery |  |  | 3 | 0 | 3 | 3 | 0 | 3 | 0 | 0 | 0 | 5 | 5 | [12 empty] | 1 | 1 | 3 | 1 | 2 | 1 | 1 | 1
SDGE | Talega | 138 | Battery |  |  | 100 | 0 | 100 | 0 | 0 | 0 | 100 | 0 | 100 | 1 | 1 | [12 empty] | 2 | 1 | 3 | 1 | 3 | 4+ | 1 | 1
SDGE | Talega | 230 | Battery |  |  | 0 | 0 | 0 | 0 | 0 | 0 | 0 | 0 | 0 | 1 | 1 | [12 empty] | 2 | 1 | 3 | 1 | 3 | 1+ | 4 | 1
SDGE | Telegraph Canyon | 138 | Battery |  |  | 0 | 0 | 0 | 0 | 0 | 0 | 0 | 0 | 0 | 1 | 1 | [12 empty] | 2 | 1 | 3 | 1 | 2 | 1+ | 1 | 1
PG&E KERN | Templeton | 230 | Battery |  |  | 0 | 0 | 0 | 0 | 0 | 0 | 0 | 0 | 0 | 5 | 5 | [12 empty] | 2 | 2 | 3 | 2 | 3 | 1+ | 1 | 1
PG&E GBA | Tesla | 230 | Battery |  |  | 125 | 0 | 125 | 125 | 0 | 125 | 0 | 0 | 0 | 5 | 1 | [12 empty] | 2 | 1 | 3 | 1 | 2 | 4+ | 1 | 1
PG&E GBA | Tesla | 500 | Battery |  |  | 0 | 200 | 200 | 0 | 0 | 0 | 0 | 200 | 200 | 5 | 1 | [12 empty] | 2 | 1 | 3 | 1 | 2 | 4+ | 1 | 1
PG&E FRESNO | Tranquility | 230 | Battery |  |  | 502 | 160 | 662 | 502 | 0 | 502 | 0 | 160 | 160 | 5 | 5 | [12 empty] | 1 | 1 | 3 | 2 | 1 | 4+ | 1 | 1
EOP | Trout Canyon | 230 | Battery |  |  | 731 | 260 | 991 | 731 | 0 | 731 | 0 | 260 | 260 | 5 | 1 | [12 empty] | 2 | 2 | 3 | 1 | 3 | 4+ | 1 | 1
EOP | Trout Canyon | 500 | Battery |  |  | 0 | 0 | 0 | 0 | 0 | 0 | 0 | 0 | 0 | 5 | 1 | [12 empty] | 2 | 2 | 3 | 1 | 3 | 1+ | 1 | 1
PG&E NGBA | Tulucay | 230 | Battery |  |  | 0 | 0 | 0 | 0 | 0 | 0 | 0 | 0 | 0 | 5 | 1 | [12 empty] | 2 | 1 | 3 | 2 | 3 | 2+ | 1 | 1
PG&E KERN | Union (Estrella) | 70 | Battery |  |  | 0 | 0 | 0 | 0 | 0 | 0 | 0 | 0 | 0 | 5 | 5 | [12 empty] | 2 | 2 | 3 | 2 | 3 | 1+ | 1 | 1
PG&E NGBA | Vaca Dixon | 115 | Battery |  |  | 0 | 0 | 0 | 0 | 0 | 0 | 0 | 0 | 0 | 5 | 1 | [12 empty] | 2 | 1 | 3 | 1 | 3 | 2+ | 1 | 1
PG&E NGBA | Vaca Dixon | 230 | Battery |  |  | 0 | 0 | 0 | 0 | 0 | 0 | 0 | 0 | 0 | 5 | 1 | [12 empty] | 2 | 1 | 3 | 1 | 3 | 4+ | 4 | 1
PG&E NGBA | Vaca Dixon | 500 | Battery |  |  | 0 | 0 | 0 | 0 | 0 | 0 | 0 | 0 | 0 | 5 | 1 | [12 empty] | 2 | 1 | 3 | 1 | 3 | 2+ | 1 | 1
SCE Eastern | Valley (SCE) | 500 | Battery |  |  | 870.6 | 0 | 870.6 | 720 | 0 | 720 | 150.6 | 0 | 150.6 | 3 | 1 | [12 empty] | 1 | 1 | 3 | 1 | 2 | 4+ | 1 | 1
EOP | Valley (VEA) | 138 | Battery |  |  | 0 | 40 | 40 | 0 | 0 | 0 | 0 | 40 | 40 | 5 | 1 | [12 empty] | 2 | 2 | 3 | 1 | 3 | 1 | 1 | 1
SDGE | Valley Center | 69 | Battery |  |  | 0 | 0 | 0 | 0 | 0 | 0 | 0 | 0 | 0 | 1 | 1 | [12 empty] | 2 | 1 | 3 | 1 | 3 | 1+ | 1 | 1
PG&E GBA | Valley Springs | 230 | Battery |  |  | 0 | 0 | 0 | 0 | 0 | 0 | 0 | 0 | 0 | 5 | 1 | [12 empty] | 2 | 1 | 3 | 1 | 3 | 1+ | 1 | 1
PG&E GBA | Valley Springs | 60 | Battery |  |  | 0 | 0 | 0 | 0 | 0 | 0 | 0 | 0 | 0 | 5 | 1 | [12 empty] | 2 | 1 | 3 | 1 | 3 | 4+ | 1 | 1
EOP | Valley Switch | 138 | Battery |  |  | 0 | 0 | 0 | 0 | 0 | 0 | 0 | 0 | 0 | 5 | 1 | [12 empty] | 2 | 2 | 3 | 1 | 3 | 1+ | 1 | 1
EOP | Valley Switch | 230 | Battery |  |  | 0 | 0 | 0 | 0 | 0 | 0 | 0 | 0 | 0 | 5 | 1 | [12 empty] | 2 | 2 | 3 | 1 | 3 | 1+ | 1 | 1
SCE Northern | Vestal | 230 | Battery |  |  | 110 | 100 | 210 | 110 | 0 | 110 | 0 | 100 | 100 | 1 | 1 | [12 empty] | 1 | 1 | 3 | 1 | 1 | 4+ | 1 | 1
SCE Northern | Vestal | 66 | Battery |  |  | 80 | 0 | 80 | 80 | 0 | 80 | 0 | 0 | 0 | 1 | 1 | [12 empty] | 1 | 1 | 3 | 1 | 1 | 1 | 1 | 1
SCE NOL | Victor | 115 | Battery |  |  | 0 | 20 | 20 | 0 | 0 | 0 | 0 | 20 | 20 | 1 | 1 | [12 empty] | 2 | 1 | 3 | 1 | 2 | 3- | 5 | 1
SCE NOL | Victor | 230 | Battery |  |  | 0 | 0 | 0 | 0 | 0 | 0 | 0 | 0 | 0 | 1 | 1 | [12 empty] | 2 | 1 | 3 | 1 | 2 | 4+ | 1 | 1
SCE Metro | Viejo | 230 | Battery |  |  | 0 | 0 | 0 | 0 | 0 | 0 | 0 | 0 | 0 | 1 | 1 | [12 empty] | 1 | 1 | 3 | 1 | 2 | 4+ | 1 | 1
PG&E GBA | Vierra | 115 | Battery |  |  | 92 | 0 | 92 | 92 | 0 | 92 | 0 | 0 | 0 | 5 | 1 | [12 empty] | 1 | 1 | 3 | 2 | 1 | 4+ | 1 | 1
SCE Northern | Vincent | 230 | Battery |  |  | 399 | 475 | 874 | 399 | 0 | 399 | 0 | 475 | 475 | 1 | 1 | [12 empty] | 2 | 1 | 3 | 1 | 3 | 4+ | 3 | 1
SCE Northern | Vincent | 500 | Battery |  |  | 0 | 0 | 0 | 0 | 0 | 0 | 0 | 0 | 0 | 1 | 1 | [12 empty] | 2 | 1 | 3 | 1 | 3 | 1+ | 1 | 1
SCE Eastern | Vista (SCE) | 230 | Battery |  |  | 200 | 0 | 200 | 200 | 0 | 200 | 0 | 0 | 0 | 3 | 1 | [12 empty] | 1 | 1 | 3 | 1 | 1 | 1 | 1 | 1
EOP | Vista (VEA) | 138 | Battery |  |  | 0 | 0 | 0 | 0 | 0 | 0 | 0 | 0 | 0 | 5 | 1 | [12 empty] | 2 | 2 | 3 | 1 | 3 | 1 | 5 | 1
EOP | Vista (VEA) | 230 | Battery |  |  | 0 | 40 | 40 | 0 | 0 | 0 | 0 | 40 | 40 | 5 | 1 | [12 empty] | 2 | 2 | 3 | 1 | 3 | 2- | 1 | 1
SCE Northern | Wakefield | 66 | Battery |  |  | 15 | 0 | 15 | 15 | 0 | 15 | 0 | 0 | 0 | 5 | 1 | [12 empty] | 2 | 1 | 3 | 1 | 3 | 1 | 1 | 1
SCE Metro | Walnut | 230 | Battery |  |  | 400 | 0 | 400 | 400 | 0 | 400 | 0 | 0 | 0 | 1 | 1 | [12 empty] | 1 | 1 | 3 | 1 | 1 | 4+ | 1 | 1
PG&E FRESNO | Waukena | 115 | Battery |  |  | 0 | 0 | 0 | 0 | 0 | 0 | 0 | 0 | 0 | 5 | 1 | [12 empty] | 1 | 1 | 3 | 2 | 1 | 1+ | 1 | 1
PG&E GBA | Weber | 230 | Battery |  |  | 0 | 0 | 0 | 0 | 0 | 0 | 0 | 0 | 0 | 5 | 1 | [12 empty] | 1 | 1 | 3 | 2 | 1 | 1+ | 4 | 1
PG&E GBA | Weber | 60 | Battery |  |  | 20 | 0 | 20 | 20 | 0 | 20 | 0 | 0 | 0 | 5 | 1 | [12 empty] | 1 | 1 | 3 | 2 | 1 | 4+ | 1 | 1
PG&E KERN | Wheeler Ridge | 230 | Battery |  |  | 0 | 120 | 120 | 0 | 0 | 0 | 0 | 120 | 120 | 5 | 5 | [12 empty] | 1 | 1 | 3 | 1 | 1 | 2- | 3 | 1
SCE Northern | Whirlwind | 230 | Battery |  |  | 592 | 206 | 798 | 592 | 6 | 598 | 0 | 200 | 200 | 1 | 1 | [12 empty] | 2 | 1 | 3 | 1 | 3 | 4+ | 1 | 1
SCE Northern | Whirlwind | 500 | Battery |  |  | 0 | 0 | 0 | 0 | 0 | 0 | 0 | 0 | 0 | 1 | 1 | [12 empty] | 2 | 1 | 3 | 1 | 3 | 4+ | 1 | 1
SCE Eastern | Wildlife | 230 | Battery |  |  | 0 | 0 | 0 | 0 | 0 | 0 | 0 | 0 | 0 | 3 | 1 | [12 empty] | 1 | 1 | 3 | 1 | 1 | 2+ | 1 | 1
PG&E FRESNO | Wilson | 115 | Battery |  |  | 0 | 25 | 25 | 0 | 0 | 0 | 0 | 25 | 25 | 5 | 5 | [12 empty] | 1 | 1 | 3 | 2 | 1 | 4+ | 1 | 1
PG&E FRESNO | Wilson | 230 | Battery |  |  | 0 | 0 | 0 | 0 | 0 | 0 | 0 | 0 | 0 | 5 | 5 | [12 empty] | 1 | 1 | 3 | 2 | 1 | 2+ | 1 | 1
SCE Northern | Windhub | 230 | Battery |  |  | 1000 | 90 | 1090 | 1000 | 0 | 1000 | 0 | 90 | 90 | 1 | 1 | [12 empty] | 2 | 1 | 3 | 1 | 2 | 4+ | 1 | 1
SCE Northern | Windhub | 500 | Battery |  |  | 15 | 80 | 95 | 15 | 0 | 15 | 0 | 80 | 80 | 1 | 1 | [12 empty] | 2 | 1 | 3 | 1 | 2 | 4+ | 1 | 1
PG&E FRESNO | Woodward | 115 | Battery |  |  | 0 | 0 | 0 | 0 | 0 | 0 | 0 | 0 | 0 | 5 | 1 | [12 empty] | 1 | 1 | 3 | 2 | 2 | 1+ | 1 | 1
SCE Eastern | Alberhill | 500 | LDES |  |  | 0 | 0 | 0 | 0 | 0 | 0 | 0 | 0 | 0 | 3 | 1 |  | See 'LandEnv_PSH' tab for PSH potential impacts analysis | [10 empty] | 1 | 1 | 2 | 1 | 1 | 4+ | 1 | 1
PG&E GBA | Bellota | 230 | LDES |  | Mapped as PSH | 310 | 0 | 310 | 0 | 0 | 0 | 310 | 0 | 310 | 5 | 1 |  | See 'LandEnv_PSH' tab for PSH potential impacts analysis | [10 empty] | 1 | 1 | Missing | 2 | 3 | 3- | 1 | 1
PG&E NGBA | Delevan | 230 | LDES |  |  | 0 | 0 | 0 | 0 | 0 | 0 | 0 | 0 | 0 | 5 | 1 | [12 empty] | 2 | 2 | Missing | 1 | 3 | 1+ | 1 | 1
EOP | Eldorado | 230 | LDES |  |  | 0 | 0 | 0 | 0 | 0 | 0 | 0 | 0 | 0 | 5 | 1 | [12 empty] | 2 | 2 | Missing | 1 | 3 | 1+ | 1 | 1
PG&E FRESNO | Gregg | 230 | LDES |  | Mapped as PSH | 140 | 0 | 140 | 0 | 0 | 0 | 140 | 0 | 140 | 5 | 5 | [12 empty] | 1 | 1 | 2 | 2 | 1 | 4- | 1 | 1
SCE NOL | Kramer | 230 | LDES |  |  | 0 | 0 | 0 | 0 | 0 | 0 | 0 | 0 | 0 | 3 | 1 | [12 empty] | 2 | 1 | 2 | 1 | 3 | 1+ | 1 | 1
PG&E NGBA | Malin | 500 | LDES |  |  | 0 | 0 | 0 | 0 | 0 | 0 | 0 | 0 | 0 | 1 | 1 | [12 empty] | 2 | 2 | 2 | 2 | 3 | 1+ | 1 | 1
PG&E NGBA | Mendocino | 115 | LDES |  |  | 0 | 0 | 0 | 0 | 0 | 0 | 0 | 0 | 0 | 5 | 1 | [12 empty] | 2 | 2 | 2 | 2 | 3 | 1 | 5 | 1
PG&E NGBA | Mendocino | 60 | LDES |  | Mapped as Flow-Battery | 5 | 0 | 5 | 5 | 0 | 5 | 0 | 0 | 0 | 5 | 1 | [12 empty] | 2 | 2 | 2 | 2 | 3 | 1 | 1 | 1
PG&E KERN | Morro Bay | 230 | LDES |  |  | 0 | 0 | 0 | 0 | 0 | 0 | 0 | 0 | 0 | 5 | 5 | [12 empty] | 2 | 2 | 2 | 2 | 3 | 4+ | 1 | 1
SCE Eastern | Red Bluff | 500 | LDES |  |  | 0 | 0 | 0 | 0 | 0 | 0 | 0 | 0 | 0 | 3 | 1 | [12 empty] | 2 | 2 | 3 | 1 | 3 | 2+ | 1 | 1
SDGE | Sycamore Canyon | 230 | LDES |  | Mapped as PSH | 409.2 | 0 | 409.2 | 0 | 0 | 0 | 409.2 | 0 | 409.2 | 1 | 1 |  | See 'LandEnv_PSH' tab for PSH potential impacts analysis | [10 empty] | 2 | 1 | 3 | 1 | 3 | 3- | 3 | 1
SCE Northern | Whirlwind | 230 | LDES |  | Mapped as A-CAES | 400 | 0 | 400 | 200 | 0 | 200 | 200 | 0 | 200 | 1 | 1 | [12 empty] | 2 | 1 | 3 | 1 | 3 | 4+ | 3 | 1
SCE Northern | Windhub | 230 | LDES |  |  | 0 | 0 | 0 | 0 | 0 | 0 | 0 | 0 | 0 | 1 | 1 | [12 empty] | 2 | 1 | 3 | 1 | 2 | 1+ | 1 | 1
EOP | Eldorado | 230 | OOS_Wind | YES | SW_ExtTx_Wind | 51 | 0 | 51 | 51 | 0 | 51 | 0 | 0 | 0 | 5 | 1 | [17 empty] | 1+ | 1 | 1
EOP | Eldorado | 500 | OOS_Wind | YES | Wyoming Wind | 3000 | 0 | 3000 | 0 | 0 | 0 | 3000 | 0 | 3000 | 5 | 1 | [17 empty] | 3- | 1 | 1
EOP | Harry Allen | 500 | OOS_Wind | YES | Idaho Windo | 1100 | 0 | 1100 | 0 | 0 | 0 | 1100 | 0 | 1100 | 5 | 1 | [17 empty] | 3- | 1 | 1
SCE Metro | Lugo | 500 | OOS_Wind | YES | New Mexico Wind | 1750 | 0 | 1750 | 0 | 0 | 0 | 1750 | 0 | 1750 | 1 | 1 | [17 empty] | 5- | 1 | 1
SCE Eastern | Palo Verde | 500 | OOS_Wind | YES | New Mexico Wind | 3099 | 0 | 3099 | 1685 | 0 | 1685 | 1414 | 0 | 1414 | 5 | 1 | [17 empty] | 5- | 3 | 1
PG&E GBA | Tesla | 500 | OOS_Wind | YES | Wyoming Wind | 1707 | 0 | 1707 | 0 | 0 | 0 | 1707 | 0 | 1707 | 5 | 1 | [17 empty] | 5- | 1 | 1
PG&E KERN | Cabrillo | 115 | Offshore_Wind |  |  | 0 | 0 | 0 | 0 | 0 | 0 | 0 | 0 | 0 | 5 | 5 | [17 empty] | 1+ | 1 | 1
PG&E KERN | Diablo Canyon | 500 | Offshore_Wind |  |  | 2924 | 0 | 2924 | 0 | 0 | 0 | 2924 | 0 | 2924 | 5 | 4 | [17 empty] | 3- | 1 | 1
PG&E NGBA | Humboldt | 115 | Offshore_Wind |  |  | 0 | 0 | 0 | 0 | 0 | 0 | 0 | 0 | 0 | 1 | 1 | [17 empty] | 2+ | 1 | 1
PG&E NGBA | Humboldt | 500 | Offshore_Wind |  |  | 1607 | 0 | 1607 | 0 | 0 | 0 | 1607 | 0 | 1607 | 1 | 1 | [17 empty] | 5- | 1 | 1
PG&E KERN | Morro Bay | 230 | Offshore_Wind |  |  | 0 | 0 | 0 | 0 | 0 | 0 | 0 | 0 | 0 | 5 | 5 | [17 empty] | 2+ | 1 | 1
PG&E KERN | Morro Bay | 500 | Offshore_Wind |  |  | 0 | 0 | 0 | 0 | 0 | 0 | 0 | 0 | 0 | 5 | 4 | [17 empty] | 2+ | 1 | 1
PG&E GBA | Moss Landing | 500 | Offshore_Wind |  |  | 0 | 0 | 0 | 0 | 0 | 0 | 0 | 0 | 0 | 5 | 1 | [17 empty] | 4+ | 1 | 1

## Res_by_Sub_Mapping
Portfolio Mapping by substation. Tab shows initial mapping by resource type by substation for identified in-development resources and the additional generic portfolio model resources for the TPP years 2035 and 2040 as well as the intermediate mapping year 2030. For each year shows the initial mapping released for the September 2024 Ruling.
|  |  | In-Development, Contracted, or Online and not in baseline | [15 empty] | Mapped Generic Resource 2035 (Ruling) | [14 empty] | Total Generic Resources 2035 | [14 empty] | Total (Generic & In-Dev) Resources 2035 | [14 empty] | Generic Resource Additions 2040 (Ruling) | [13 empty] | Total Generic Resources 2040 (Ruling) | [14 empty] | Total Generic Resources 2040 | [14 empty] | Total (Generic & In-Dev) Resources 2040
|  |  | Geothermal | Biomass | Wind | Wind | OOS Wind | OOS Wind | Offshore Wind | Offshore Wind | Distributed Solar | Solar | Solar | Battery_4hr | Battery_8hr | LDES | Has In-Dev | Has | Geothermal | Biomass | Wind | Wind | OOS Wind | OOS Wind | Offshore Wind | Offshore Wind | Distributed Solar | Solar | Solar | Battery_4hr | Battery_8hr | LDES | Has | Geothermal | Biomass | Wind | Wind | OOS Wind | OOS Wind | Offshore Wind | Offshore Wind | Distributed Solar | Solar | Solar | Battery_4hr | Battery_8hr | LDES | Has | Geothermal | Biomass | Wind | Wind | OOS Wind | OOS Wind | Offshore Wind | Offshore Wind | Distributed Solar | Solar | Solar | Battery_4hr | Battery_8hr | LDES | Has | Geothermal | Biomass | Wind | Wind | OOS Wind | OOS Wind | Offshore Wind | Offshore Wind | Distributed Solar | Solar | Solar | Battery_4hr | Battery_8hr | LDES | Geothermal | Biomass | Wind | Wind | OOS Wind | OOS Wind | Offshore Wind | Offshore Wind | Distributed Solar | Solar | Solar | Battery_4hr | Battery_8hr | LDES | Has | Geothermal | Biomass | Wind | Wind | OOS Wind | OOS Wind | Offshore Wind | Offshore Wind | Distributed Solar | Solar | Solar | Battery_4hr | Battery_8hr | LDES | Has | Geothermal | Biomass | Wind | Wind | OOS Wind | OOS Wind | Offshore Wind | Offshore Wind | Distributed Solar | Solar | Solar | Battery_4hr | Battery_8hr | LDES | Has
CAISO Study Area | Substation | Voltage | FCDS | FCDS | FCDS | EODS | FCDS | EODS | FCDS | EODS | EODS | FCDS | EODS | FCDS | FCDS | FCDS | Res | Res | FCDS | FCDS | FCDS | EODS | FCDS | EODS | FCDS | EODS | EODS | FCDS | EODS | FCDS | FCDS | FCDS | Res | FCDS | FCDS | FCDS | EODS | FCDS | EODS | FCDS | EODS | EODS | FCDS | EODS | FCDS | FCDS | FCDS | Res | FCDS | FCDS | FCDS | EODS | FCDS | EODS | FCDS | EODS | EODS | FCDS | EODS | FCDS | FCDS | FCDS | Res | FCDS | FCDS | FCDS | EODS | FCDS | EODS | FCDS | EODS | EODS | FCDS | EODS | FCDS | FCDS | FCDS | FCDS | FCDS | FCDS | EODS | FCDS | EODS | FCDS | EODS | EODS | FCDS | EODS | FCDS | FCDS | FCDS | Res | FCDS | FCDS | FCDS | EODS | FCDS | EODS | FCDS | EODS | EODS | FCDS | EODS | FCDS | FCDS | FCDS | Res | FCDS | FCDS | FCDS | EODS | FCDS | EODS | FCDS | EODS | EODS | FCDS | EODS | FCDS | FCDS | FCDS | Res
PG&E KERN | 7th Standard | 115 | 0 | 0 | 0 | 0 | 0 | 0 | 0 | 0 | 0 | 0 | 0 | 0 | 0 | 0 | 0 |  | 0 | 0 | 0 | 0 | 0 | 0 | 0 | 0 | 0 | 0 | 0 | 0 | 0 | 0 |  | 0 | 0 | 0 | 0 | 0 | 0 | 0 | 0 | 0 | 0 | 0 | 0 | 0 | 0 |  | 0 | 0 | 0 | 0 | 0 | 0 | 0 | 0 | 0 | 0 | 0 | 0 | 0 | 0 | 0 | [14 empty] | 0 | 0 | 0 | 0 | 0 | 0 | 0 | 0 | 0 | 0 | 0 | 0 | 0 | 0 |  | 0 | 0 | 0 | 0 | 0 | 0 | 0 | 0 | 0 | 0 | 0 | 0 | 0 | 0 |  | 0 | 0 | 0 | 0 | 0 | 0 | 0 | 0 | 0 | 0 | 0 | 0 | 0 | 0 | 0
SCE Metro | Alamitos | 230 | 0 | 0 | 0 | 0 | 0 | 0 | 0 | 0 | 0 | 0 | 0 | 82 | 0 | 0 | 1 |  | 0 | 0 | 0 | 0 | 0 | 0 | 0 | 0 | 0 | 0 | 0 | 0 | 0 | 0 |  | 0 | 0 | 0 | 0 | 0 | 0 | 0 | 0 | 0 | 0 | 0 | 0 | 0 | 0 |  | 0 | 0 | 0 | 0 | 0 | 0 | 0 | 0 | 0 | 0 | 0 | 82 | 0 | 0 | 1 | [14 empty] | 0 | 0 | 0 | 0 | 0 | 0 | 0 | 0 | 0 | 0 | 0 | 0 | 0 | 0 |  | 0 | 0 | 0 | 0 | 0 | 0 | 0 | 0 | 0 | 0 | 0 | 0 | 0 | 0 |  | 0 | 0 | 0 | 0 | 0 | 0 | 0 | 0 | 0 | 0 | 0 | 82 | 0 | 0 | 1
SCE Eastern | Alberhill | 115 | 0 | 0 | 0 | 0 | 0 | 0 | 0 | 0 | 0 | 0 | 0 | 0 | 0 | 0 | 0 |  | 0 | 0 | 0 | 0 | 0 | 0 | 0 | 0 | 0 | 0 | 0 | 0 | 0 | 0 |  | 0 | 0 | 0 | 0 | 0 | 0 | 0 | 0 | 0 | 0 | 0 | 0 | 0 | 0 |  | 0 | 0 | 0 | 0 | 0 | 0 | 0 | 0 | 0 | 0 | 0 | 0 | 0 | 0 | 0 | [14 empty] | 0 | 0 | 0 | 0 | 0 | 0 | 0 | 0 | 0 | 0 | 0 | 0 | 0 | 0 |  | 0 | 0 | 0 | 0 | 0 | 0 | 0 | 0 | 0 | 0 | 0 | 0 | 0 | 0 |  | 0 | 0 | 0 | 0 | 0 | 0 | 0 | 0 | 0 | 0 | 0 | 0 | 0 | 0 | 0
SCE Eastern | Alberhill | 500 | 0 | 0 | 0 | 0 | 0 | 0 | 0 | 0 | 0 | 0 | 0 | 0 | 0 | 0 | 0 |  | 0 | 0 | 0 | 0 | 0 | 0 | 0 | 0 | 0 | 0 | 0 | 0 | 0 | 0 |  | 0 | 0 | 0 | 0 | 0 | 0 | 0 | 0 | 0 | 0 | 0 | 0 | 0 | 0 |  | 0 | 0 | 0 | 0 | 0 | 0 | 0 | 0 | 0 | 0 | 0 | 0 | 0 | 0 | 0 | [14 empty] | 0 | 0 | 0 | 0 | 0 | 0 | 0 | 0 | 0 | 0 | 0 | 0 | 0 | 0 |  | 0 | 0 | 0 | 0 | 0 | 0 | 0 | 0 | 0 | 0 | 0 | 0 | 0 | 0 |  | 0 | 0 | 0 | 0 | 0 | 0 | 0 | 0 | 0 | 0 | 0 | 0 | 0 | 0 | 0
PG&E GBA | Alhambra | 115 | 0 | 0 | 0 | 0 | 0 | 0 | 0 | 0 | 0 | 0 | 0 | 0 | 0 | 0 | 0 |  | 0 | 0 | 0 | 0 | 0 | 0 | 0 | 0 | 0 | 0 | 0 | 0 | 0 | 0 |  | 0 | 0 | 0 | 0 | 0 | 0 | 0 | 0 | 0 | 0 | 0 | 0 | 0 | 0 |  | 0 | 0 | 0 | 0 | 0 | 0 | 0 | 0 | 0 | 0 | 0 | 0 | 0 | 0 | 0 | [14 empty] | 0 | 0 | 0 | 0 | 0 | 0 | 0 | 0 | 0 | 0 | 0 | 0 | 0 | 0 |  | 0 | 0 | 0 | 0 | 0 | 0 | 0 | 0 | 0 | 0 | 0 | 0 | 0 | 0 |  | 0 | 0 | 0 | 0 | 0 | 0 | 0 | 0 | 0 | 0 | 0 | 0 | 0 | 0 | 0
PG&E FRESNO | Alpaugh | 115 | 0 | 0 | 0 | 0 | 0 | 0 | 0 | 0 | 3 | 0 | 0 | 10 | 0 | 0 | 1 |  | 0 | 0 | 0 | 0 | 0 | 0 | 0 | 0 | 0 | 0 | 0 | 0 | 0 | 0 |  | 0 | 0 | 0 | 0 | 0 | 0 | 0 | 0 | 0 | 0 | 0 | 0 | 0 | 0 |  | 0 | 0 | 0 | 0 | 0 | 0 | 0 | 0 | 3 | 0 | 0 | 10 | 0 | 0 | 1 | [14 empty] | 0 | 0 | 0 | 0 | 0 | 0 | 0 | 0 | 0 | 0 | 0 | 0 | 0 | 0 |  | 0 | 0 | 0 | 0 | 0 | 0 | 0 | 0 | 0 | 0 | 0 | 0 | 0 | 0 |  | 0 | 0 | 0 | 0 | 0 | 0 | 0 | 0 | 3 | 0 | 0 | 10 | 0 | 0 | 1
SDGE | Alpine | 69 | 0 | 0 | 0 | 0 | 0 | 0 | 0 | 0 | 0 | 0 | 0 | 6 | 0 | 0 | 1 |  | 0 | 0 | 0 | 0 | 0 | 0 | 0 | 0 | 0 | 0 | 0 | 0 | 0 | 0 |  | 0 | 0 | 0 | 0 | 0 | 0 | 0 | 0 | 0 | 0 | 0 | 0 | 0 | 0 |  | 0 | 0 | 0 | 0 | 0 | 0 | 0 | 0 | 0 | 0 | 0 | 6 | 0 | 0 | 1 | [14 empty] | 0 | 0 | 0 | 0 | 0 | 0 | 0 | 0 | 0 | 0 | 0 | 0 | 0 | 0 |  | 0 | 0 | 0 | 0 | 0 | 0 | 0 | 0 | 0 | 0 | 0 | 0 | 0 | 0 |  | 0 | 0 | 0 | 0 | 0 | 0 | 0 | 0 | 0 | 0 | 0 | 6 | 0 | 0 | 1
PG&E GBA | Altamont Midway (Sandhill) | 230 | 0 | 0 | 0 | 0 | 0 | 0 | 0 | 0 | 0 | 0 | 0 | 0 | 0 | 0 | 0 |  | 0 | 0 | 5 | 0 | 0 | 0 | 0 | 0 | 0 | 0 | 0 | 0 | 0 | 0 |  | 0 | 0 | 5 | 0 | 0 | 0 | 0 | 0 | 0 | 0 | 0 | 0 | 0 | 0 |  | 0 | 0 | 5 | 0 | 0 | 0 | 0 | 0 | 0 | 0 | 0 | 0 | 0 | 0 | 1 | [14 empty] | 0 | 0 | 5 | 0 | 0 | 0 | 0 | 0 | 0 | 0 | 0 | 0 | 0 | 0 |  | 0 | 0 | 5 | 0 | 0 | 0 | 0 | 0 | 0 | 0 | 0 | 0 | 0 | 0 |  | 0 | 0 | 5 | 0 | 0 | 0 | 0 | 0 | 0 | 0 | 0 | 0 | 0 | 0 | 1
SCE Northern | Antelope | 66 | 0 | 0 | 0 | 0 | 0 | 0 | 0 | 0 | 0 | 0 | 20 | 0 | 0 | 0 | 1 |  | 0 | 0 | 0 | 0 | 0 | 0 | 0 | 0 | 0 | 0 | 0 | 0 | 0 | 0 |  | 0 | 0 | 0 | 0 | 0 | 0 | 0 | 0 | 0 | 0 | 0 | 0 | 0 | 0 |  | 0 | 0 | 0 | 0 | 0 | 0 | 0 | 0 | 0 | 0 | 20 | 0 | 0 | 0 | 1 | [14 empty] | 0 | 0 | 0 | 0 | 0 | 0 | 0 | 0 | 0 | 0 | 0 | 0 | 0 | 0 |  | 0 | 0 | 0 | 0 | 0 | 0 | 0 | 0 | 0 | 0 | 0 | 0 | 0 | 0 |  | 0 | 0 | 0 | 0 | 0 | 0 | 0 | 0 | 0 | 0 | 20 | 0 | 0 | 0 | 1
SCE Northern | Antelope | 230 | 0 | 0 | 0 | 0 | 0 | 0 | 0 | 0 | 6 | 56 | 0 | 28 | 0 | 0 | 1 |  | 0 | 0 | 200 | 0 | 0 | 0 | 0 | 0 | 0 | 0 | 0 | 0 | 0 | 0 |  | 0 | 0 | 200 | 0 | 0 | 0 | 0 | 0 | 0 | 0 | 0 | 0 | 0 | 0 |  | 0 | 0 | 200 | 0 | 0 | 0 | 0 | 0 | 6 | 56 | 0 | 28 | 0 | 0 | 1 | [9 empty] | 0 | 150 |  | 100 |  | 0 | 0 | 200 | 0 | 0 | 0 | 0 | 0 | 0 | 0 | 150 | 0 | 100 | 0 |  | 0 | 0 | 200 | 0 | 0 | 0 | 0 | 0 | 0 | 0 | 150 | 0 | 100 | 0 |  | 0 | 0 | 200 | 0 | 0 | 0 | 0 | 0 | 6 | 56 | 150 | 28 | 100 | 0 | 1
SCE Northern | Antelope | 500 | 0 | 0 | 0 | 0 | 0 | 0 | 0 | 0 | 0 | 0 | 0 | 0 | 0 | 0 | 0 |  | 0 | 0 | 0 | 0 | 0 | 0 | 0 | 0 | 0 | 0 | 0 | 0 | 0 | 0 |  | 0 | 0 | 0 | 0 | 0 | 0 | 0 | 0 | 0 | 0 | 0 | 0 | 0 | 0 |  | 0 | 0 | 0 | 0 | 0 | 0 | 0 | 0 | 0 | 0 | 0 | 0 | 0 | 0 | 0 | [14 empty] | 0 | 0 | 0 | 0 | 0 | 0 | 0 | 0 | 0 | 0 | 0 | 0 | 0 | 0 |  | 0 | 0 | 0 | 0 | 0 | 0 | 0 | 0 | 0 | 0 | 0 | 0 | 0 | 0 |  | 0 | 0 | 0 | 0 | 0 | 0 | 0 | 0 | 0 | 0 | 0 | 0 | 0 | 0 | 0
PG&E NGBA | Arcata | 60 | 0 | 0 | 0 | 0 | 0 | 0 | 0 | 0 | 7 | 0 | 0 | 2.5 | 0 | 0 | 1 |  | 0 | 0 | 0 | 0 | 0 | 0 | 0 | 0 | 0 | 0 | 0 | 0 | 0 | 0 |  | 0 | 0 | 0 | 0 | 0 | 0 | 0 | 0 | 0 | 0 | 0 | 0 | 0 | 0 |  | 0 | 0 | 0 | 0 | 0 | 0 | 0 | 0 | 7 | 0 | 0 | 2.5 | 0 | 0 | 1 | [14 empty] | 0 | 0 | 0 | 0 | 0 | 0 | 0 | 0 | 0 | 0 | 0 | 0 | 0 | 0 |  | 0 | 0 | 0 | 0 | 0 | 0 | 0 | 0 | 0 | 0 | 0 | 0 | 0 | 0 |  | 0 | 0 | 0 | 0 | 0 | 0 | 0 | 0 | 7 | 0 | 0 | 2.5 | 0 | 0 | 1
PG&E KERN | Arco | 230 | 0 | 0 | 0 | 0 | 0 | 0 | 0 | 0 | 4.79 | 0 | 0 | 0 | 0 | 0 | 1 |  | 0 | 0 | 0 | 0 | 0 | 0 | 0 | 0 | 0 | 125 | 374 | 50 | 125 | 0 |  | 0 | 0 | 0 | 0 | 0 | 0 | 0 | 0 | 0 | 125 | 374 | 50 | 125 | 0 |  | 0 | 0 | 0 | 0 | 0 | 0 | 0 | 0 | 4.79 | 125 | 374 | 50 | 125 | 0 | 1 | [9 empty] | 200 | 300 |  | 140 |  | 0 | 0 | 0 | 0 | 0 | 0 | 0 | 0 | 0 | 325 | 674 | 50 | 265 | 0 |  | 0 | 0 | 0 | 0 | 0 | 0 | 0 | 0 | 0 | 325 | 674 | 50 | 265 | 0 |  | 0 | 0 | 0 | 0 | 0 | 0 | 0 | 0 | 4.79 | 325 | 674 | 50 | 265 | 0 | 1
PG&E KERN | Arco | 70 | 0 | 0 | 0 | 0 | 0 | 0 | 0 | 0 | 0 | 0 | 0 | 2 | 0 | 0 | 1 |  | 0 | 0 | 0 | 0 | 0 | 0 | 0 | 0 | 0 | 0 | 0 | 0 | 0 | 0 |  | 0 | 0 | 0 | 0 | 0 | 0 | 0 | 0 | 0 | 0 | 0 | 0 | 0 | 0 |  | 0 | 0 | 0 | 0 | 0 | 0 | 0 | 0 | 0 | 0 | 0 | 2 | 0 | 0 | 1 | [14 empty] | 0 | 0 | 0 | 0 | 0 | 0 | 0 | 0 | 0 | 0 | 0 | 0 | 0 | 0 |  | 0 | 0 | 0 | 0 | 0 | 0 | 0 | 0 | 0 | 0 | 0 | 0 | 0 | 0 |  | 0 | 0 | 0 | 0 | 0 | 0 | 0 | 0 | 0 | 0 | 0 | 2 | 0 | 0 | 1
SCE Metro | ArcoGen | 230 | 0 | 0 | 0 | 0 | 0 | 0 | 0 | 0 | 0 | 0 | 0 | 0 | 0 | 0 | 0 |  | 0 | 0 | 0 | 0 | 0 | 0 | 0 | 0 | 0 | 0 | 0 | 0 | 0 | 0 |  | 0 | 0 | 0 | 0 | 0 | 0 | 0 | 0 | 0 | 0 | 0 | 0 | 0 | 0 |  | 0 | 0 | 0 | 0 | 0 | 0 | 0 | 0 | 0 | 0 | 0 | 0 | 0 | 0 | 0 | [14 empty] | 0 | 0 | 0 | 0 | 0 | 0 | 0 | 0 | 0 | 0 | 0 | 0 | 0 | 0 |  | 0 | 0 | 0 | 0 | 0 | 0 | 0 | 0 | 0 | 0 | 0 | 0 | 0 | 0 |  | 0 | 0 | 0 | 0 | 0 | 0 | 0 | 0 | 0 | 0 | 0 | 0 | 0 | 0 | 0
SDGE | Artesian | 230 | 0 | 0 | 0 | 0 | 0 | 0 | 0 | 0 | 0 | 0 | 0 | 0 | 0 | 0 | 0 |  | 0 | 0 | 0 | 0 | 0 | 0 | 0 | 0 | 0 | 0 | 0 | 0 | 0 | 0 |  | 0 | 0 | 0 | 0 | 0 | 0 | 0 | 0 | 0 | 0 | 0 | 0 | 0 | 0 |  | 0 | 0 | 0 | 0 | 0 | 0 | 0 | 0 | 0 | 0 | 0 | 0 | 0 | 0 | 0 | [14 empty] | 0 | 0 | 0 | 0 | 0 | 0 | 0 | 0 | 0 | 0 | 0 | 0 | 0 | 0 |  | 0 | 0 | 0 | 0 | 0 | 0 | 0 | 0 | 0 | 0 | 0 | 0 | 0 | 0 |  | 0 | 0 | 0 | 0 | 0 | 0 | 0 | 0 | 0 | 0 | 0 | 0 | 0 | 0 | 0
SDGE | Artesian | 69 | 0 | 0 | 0 | 0 | 0 | 0 | 0 | 0 | 0 | 0 | 0 | 0 | 0 | 0 | 0 |  | 0 | 0 | 0 | 0 | 0 | 0 | 0 | 0 | 0 | 0 | 0 | 0 | 0 | 0 |  | 0 | 0 | 0 | 0 | 0 | 0 | 0 | 0 | 0 | 0 | 0 | 0 | 0 | 0 |  | 0 | 0 | 0 | 0 | 0 | 0 | 0 | 0 | 0 | 0 | 0 | 0 | 0 | 0 | 0 | [14 empty] | 0 | 0 | 0 | 0 | 0 | 0 | 0 | 0 | 0 | 0 | 0 | 0 | 0 | 0 |  | 0 | 0 | 0 | 0 | 0 | 0 | 0 | 0 | 0 | 0 | 0 | 0 | 0 | 0 |  | 0 | 0 | 0 | 0 | 0 | 0 | 0 | 0 | 0 | 0 | 0 | 0 | 0 | 0 | 0
PG&E FRESNO | Ashlan | 230 | 0 | 0 | 0 | 0 | 0 | 0 | 0 | 0 | 0 | 0 | 0 | 0 | 0 | 0 | 0 |  | 0 | 0 | 0 | 0 | 0 | 0 | 0 | 0 | 0 | 0 | 0 | 0 | 0 | 0 |  | 0 | 0 | 0 | 0 | 0 | 0 | 0 | 0 | 0 | 0 | 0 | 0 | 0 | 0 |  | 0 | 0 | 0 | 0 | 0 | 0 | 0 | 0 | 0 | 0 | 0 | 0 | 0 | 0 | 0 | [14 empty] | 0 | 0 | 0 | 0 | 0 | 0 | 0 | 0 | 0 | 0 | 0 | 0 | 0 | 0 |  | 0 | 0 | 0 | 0 | 0 | 0 | 0 | 0 | 0 | 0 | 0 | 0 | 0 | 0 |  | 0 | 0 | 0 | 0 | 0 | 0 | 0 | 0 | 0 | 0 | 0 | 0 | 0 | 0 | 0
PG&E NGBA | Atlantic | 115 | 0 | 0 | 0 | 0 | 0 | 0 | 0 | 0 | 0 | 0 | 0 | 0 | 0 | 0 | 0 |  | 0 | 0 | 0 | 0 | 0 | 0 | 0 | 0 | 0 | 0 | 0 | 0 | 0 | 0 |  | 0 | 0 | 0 | 0 | 0 | 0 | 0 | 0 | 0 | 0 | 0 | 0 | 0 | 0 |  | 0 | 0 | 0 | 0 | 0 | 0 | 0 | 0 | 0 | 0 | 0 | 0 | 0 | 0 | 0 | [14 empty] | 0 | 0 | 0 | 0 | 0 | 0 | 0 | 0 | 0 | 0 | 0 | 0 | 0 | 0 |  | 0 | 0 | 0 | 0 | 0 | 0 | 0 | 0 | 0 | 0 | 0 | 0 | 0 | 0 |  | 0 | 0 | 0 | 0 | 0 | 0 | 0 | 0 | 0 | 0 | 0 | 0 | 0 | 0 | 0
PG&E NGBA | Atlantic | 230 | 0 | 0 | 0 | 0 | 0 | 0 | 0 | 0 | 0 | 0 | 0 | 0 | 0 | 0 | 0 |  | 0 | 0 | 0 | 0 | 0 | 0 | 0 | 0 | 0 | 0 | 0 | 0 | 0 | 0 |  | 0 | 0 | 0 | 0 | 0 | 0 | 0 | 0 | 0 | 0 | 0 | 0 | 0 | 0 |  | 0 | 0 | 0 | 0 | 0 | 0 | 0 | 0 | 0 | 0 | 0 | 0 | 0 | 0 | 0 | [14 empty] | 0 | 0 | 0 | 0 | 0 | 0 | 0 | 0 | 0 | 0 | 0 | 0 | 0 | 0 |  | 0 | 0 | 0 | 0 | 0 | 0 | 0 | 0 | 0 | 0 | 0 | 0 | 0 | 0 |  | 0 | 0 | 0 | 0 | 0 | 0 | 0 | 0 | 0 | 0 | 0 | 0 | 0 | 0 | 0
PG&E NGBA | Atlantic | 60 | 0 | 0 | 0 | 0 | 0 | 0 | 0 | 0 | 0 | 0 | 0 | 0 | 0 | 0 | 0 |  | 0 | 0 | 0 | 0 | 0 | 0 | 0 | 0 | 0 | 0 | 0 | 0 | 0 | 0 |  | 0 | 0 | 0 | 0 | 0 | 0 | 0 | 0 | 0 | 0 | 0 | 0 | 0 | 0 |  | 0 | 0 | 0 | 0 | 0 | 0 | 0 | 0 | 0 | 0 | 0 | 0 | 0 | 0 | 0 | [14 empty] | 0 | 0 | 0 | 0 | 0 | 0 | 0 | 0 | 0 | 0 | 0 | 0 | 0 | 0 |  | 0 | 0 | 0 | 0 | 0 | 0 | 0 | 0 | 0 | 0 | 0 | 0 | 0 | 0 |  | 0 | 0 | 0 | 0 | 0 | 0 | 0 | 0 | 0 | 0 | 0 | 0 | 0 | 0 | 0
PG&E FRESNO | Atwater | 115 | 0 | 0 | 0 | 0 | 0 | 0 | 0 | 0 | 2 | 0 | 0 | 0 | 0 | 0 | 1 |  | 0 | 0 | 0 | 0 | 0 | 0 | 0 | 0 | 0 | 0 | 0 | 0 | 0 | 0 |  | 0 | 0 | 0 | 0 | 0 | 0 | 0 | 0 | 0 | 0 | 0 | 0 | 0 | 0 |  | 0 | 0 | 0 | 0 | 0 | 0 | 0 | 0 | 2 | 0 | 0 | 0 | 0 | 0 | 1 | [14 empty] | 0 | 0 | 0 | 0 | 0 | 0 | 0 | 0 | 0 | 0 | 0 | 0 | 0 | 0 |  | 0 | 0 | 0 | 0 | 0 | 0 | 0 | 0 | 0 | 0 | 0 | 0 | 0 | 0 |  | 0 | 0 | 0 | 0 | 0 | 0 | 0 | 0 | 2 | 0 | 0 | 0 | 0 | 0 | 1
PG&E GBA | Avena | 115 | 0 | 0 | 0 | 0 | 0 | 0 | 0 | 0 | 0 | 0 | 0 | 0 | 0 | 0 | 0 |  | 0 | 0 | 0 | 0 | 0 | 0 | 0 | 0 | 0 | 0 | 0 | 0 | 0 | 0 |  | 0 | 0 | 0 | 0 | 0 | 0 | 0 | 0 | 0 | 0 | 0 | 0 | 0 | 0 |  | 0 | 0 | 0 | 0 | 0 | 0 | 0 | 0 | 0 | 0 | 0 | 0 | 0 | 0 | 0 | [14 empty] | 0 | 0 | 0 | 0 | 0 | 0 | 0 | 0 | 0 | 0 | 0 | 0 | 0 | 0 |  | 0 | 0 | 0 | 0 | 0 | 0 | 0 | 0 | 0 | 0 | 0 | 0 | 0 | 0 |  | 0 | 0 | 0 | 0 | 0 | 0 | 0 | 0 | 0 | 0 | 0 | 0 | 0 | 0 | 0
SDGE | Avocado | 69 | 0 | 0 | 0 | 0 | 0 | 0 | 0 | 0 | 0 | 0 | 0 | 0 | 0 | 0 | 0 |  | 0 | 0 | 0 | 0 | 0 | 0 | 0 | 0 | 0 | 0 | 0 | 29.6 | 0 | 0 |  | 0 | 0 | 0 | 0 | 0 | 0 | 0 | 0 | 0 | 0 | 0 | 29.6 | 0 | 0 |  | 0 | 0 | 0 | 0 | 0 | 0 | 0 | 0 | 0 | 0 | 0 | 29.6 | 0 | 0 | 1 | [14 empty] | 0 | 0 | 0 | 0 | 0 | 0 | 0 | 0 | 0 | 0 | 0 | 29.6 | 0 | 0 |  | 0 | 0 | 0 | 0 | 0 | 0 | 0 | 0 | 0 | 0 | 0 | 29.6 | 0 | 0 |  | 0 | 0 | 0 | 0 | 0 | 0 | 0 | 0 | 0 | 0 | 0 | 29.6 | 0 | 0 | 1
PG&E NGBA | Bahia | 230 | 0 | 0 | 0 | 0 | 0 | 0 | 0 | 0 | 0 | 0 | 0 | 0 | 0 | 0 | 0 |  | 0 | 0 | 0 | 0 | 0 | 0 | 0 | 0 | 0 | 0 | 0 | 0 | 0 | 0 |  | 0 | 0 | 0 | 0 | 0 | 0 | 0 | 0 | 0 | 0 | 0 | 0 | 0 | 0 |  | 0 | 0 | 0 | 0 | 0 | 0 | 0 | 0 | 0 | 0 | 0 | 0 | 0 | 0 | 0 | [14 empty] | 0 | 0 | 0 | 0 | 0 | 0 | 0 | 0 | 0 | 0 | 0 | 0 | 0 | 0 |  | 0 | 0 | 0 | 0 | 0 | 0 | 0 | 0 | 0 | 0 | 0 | 0 | 0 | 0 |  | 0 | 0 | 0 | 0 | 0 | 0 | 0 | 0 | 0 | 0 | 0 | 0 | 0 | 0 | 0
SCE Northern | Bailey | 230 | 0 | 0 | 0 | 0 | 0 | 0 | 0 | 0 | 0 | 0 | 0 | 0 | 0 | 0 | 0 |  | 0 | 0 | 0 | 0 | 0 | 0 | 0 | 0 | 0 | 0 | 0 | 0 | 0 | 0 |  | 0 | 0 | 0 | 0 | 0 | 0 | 0 | 0 | 0 | 0 | 0 | 0 | 0 | 0 |  | 0 | 0 | 0 | 0 | 0 | 0 | 0 | 0 | 0 | 0 | 0 | 0 | 0 | 0 | 0 | [14 empty] | 0 | 0 | 0 | 0 | 0 | 0 | 0 | 0 | 0 | 0 | 0 | 0 | 0 | 0 |  | 0 | 0 | 0 | 0 | 0 | 0 | 0 | 0 | 0 | 0 | 0 | 0 | 0 | 0 |  | 0 | 0 | 0 | 0 | 0 | 0 | 0 | 0 | 0 | 0 | 0 | 0 | 0 | 0 | 0
SCE NOL | Baker | 115 | 0 | 0 | 0 | 0 | 0 | 0 | 0 | 0 | 0 | 0 | 0 | 0 | 0 | 0 | 0 |  | 0 | 0 | 0 | 0 | 0 | 0 | 0 | 0 | 0 | 0 | 0 | 0 | 0 | 0 |  | 0 | 0 | 0 | 0 | 0 | 0 | 0 | 0 | 0 | 0 | 0 | 0 | 0 | 0 |  | 0 | 0 | 0 | 0 | 0 | 0 | 0 | 0 | 0 | 0 | 0 | 0 | 0 | 0 | 0 | [14 empty] | 0 | 0 | 0 | 0 | 0 | 0 | 0 | 0 | 0 | 0 | 0 | 0 | 0 | 0 |  | 0 | 0 | 0 | 0 | 0 | 0 | 0 | 0 | 0 | 0 | 0 | 0 | 0 | 0 |  | 0 | 0 | 0 | 0 | 0 | 0 | 0 | 0 | 0 | 0 | 0 | 0 | 0 | 0 | 0
PG&E KERN | Bakersfield | 230 | 0 | 0 | 0 | 0 | 0 | 0 | 0 | 0 | 0 | 0 | 0 | 0 | 0 | 0 | 0 |  | 0 | 0 | 0 | 0 | 0 | 0 | 0 | 0 | 0 | 0 | 0 | 0 | 0 | 0 |  | 0 | 0 | 0 | 0 | 0 | 0 | 0 | 0 | 0 | 0 | 0 | 0 | 0 | 0 |  | 0 | 0 | 0 | 0 | 0 | 0 | 0 | 0 | 0 | 0 | 0 | 0 | 0 | 0 | 0 | [14 empty] | 0 | 0 | 0 | 0 | 0 | 0 | 0 | 0 | 0 | 0 | 0 | 0 | 0 | 0 |  | 0 | 0 | 0 | 0 | 0 | 0 | 0 | 0 | 0 | 0 | 0 | 0 | 0 | 0 |  | 0 | 0 | 0 | 0 | 0 | 0 | 0 | 0 | 0 | 0 | 0 | 0 | 0 | 0 | 0
PG&E FRESNO | Balch | 230 | 0 | 0 | 0 | 0 | 0 | 0 | 0 | 0 | 0 | 0 | 0 | 0 | 0 | 0 | 0 |  | 0 | 0 | 0 | 0 | 0 | 0 | 0 | 0 | 0 | 0 | 0 | 0 | 0 | 0 |  | 0 | 0 | 0 | 0 | 0 | 0 | 0 | 0 | 0 | 0 | 0 | 0 | 0 | 0 |  | 0 | 0 | 0 | 0 | 0 | 0 | 0 | 0 | 0 | 0 | 0 | 0 | 0 | 0 | 0 | [14 empty] | 0 | 0 | 0 | 0 | 0 | 0 | 0 | 0 | 0 | 0 | 0 | 0 | 0 | 0 |  | 0 | 0 | 0 | 0 | 0 | 0 | 0 | 0 | 0 | 0 | 0 | 0 | 0 | 0 |  | 0 | 0 | 0 | 0 | 0 | 0 | 0 | 0 | 0 | 0 | 0 | 0 | 0 | 0 | 0
SCE Eastern | Bannister | 230 | 0 | 0 | 0 | 0 | 0 | 0 | 0 | 0 | 0 | 0 | 0 | 0 | 0 | 0 | 0 |  | 0 | 0 | 0 | 0 | 0 | 0 | 0 | 0 | 0 | 0 | 0 | 0 | 0 | 0 |  | 0 | 0 | 0 | 0 | 0 | 0 | 0 | 0 | 0 | 0 | 0 | 0 | 0 | 0 |  | 0 | 0 | 0 | 0 | 0 | 0 | 0 | 0 | 0 | 0 | 0 | 0 | 0 | 0 | 0 | [14 empty] | 0 | 0 | 0 | 0 | 0 | 0 | 0 | 0 | 0 | 0 | 0 | 0 | 0 | 0 |  | 0 | 0 | 0 | 0 | 0 | 0 | 0 | 0 | 0 | 0 | 0 | 0 | 0 | 0 |  | 0 | 0 | 0 | 0 | 0 | 0 | 0 | 0 | 0 | 0 | 0 | 0 | 0 | 0 | 0
SCE Metro | Barre | 230 | 0 | 0 | 0 | 0 | 0 | 0 | 0 | 0 | 0 | 10 | 10 | 10 | 0 | 0 | 1 |  | 0 | 0 | 0 | 0 | 0 | 0 | 0 | 0 | 0 | 0 | 0 | 0 | 0 | 0 |  | 0 | 0 | 0 | 0 | 0 | 0 | 0 | 0 | 0 | 0 | 0 | 0 | 0 | 0 |  | 0 | 0 | 0 | 0 | 0 | 0 | 0 | 0 | 0 | 10 | 10 | 10 | 0 | 0 | 1 | [14 empty] | 0 | 0 | 0 | 0 | 0 | 0 | 0 | 0 | 0 | 0 | 0 | 0 | 0 | 0 |  | 0 | 0 | 0 | 0 | 0 | 0 | 0 | 0 | 0 | 0 | 0 | 0 | 0 | 0 |  | 0 | 0 | 0 | 0 | 0 | 0 | 0 | 0 | 0 | 10 | 10 | 10 | 0 | 0 | 1
SDGE | Bay Boulevard | 69 | 0 | 0 | 0 | 0 | 0 | 0 | 0 | 0 | 0 | 0 | 0 | 0 | 0 | 0 | 0 |  | 0 | 0 | 0 | 0 | 0 | 0 | 0 | 0 | 0 | 0 | 0 | 0 | 0 | 0 |  | 0 | 0 | 0 | 0 | 0 | 0 | 0 | 0 | 0 | 0 | 0 | 0 | 0 | 0 |  | 0 | 0 | 0 | 0 | 0 | 0 | 0 | 0 | 0 | 0 | 0 | 0 | 0 | 0 | 0 | [14 empty] | 0 | 0 | 0 | 0 | 0 | 0 | 0 | 0 | 0 | 0 | 0 | 0 | 0 | 0 |  | 0 | 0 | 0 | 0 | 0 | 0 | 0 | 0 | 0 | 0 | 0 | 0 | 0 | 0 |  | 0 | 0 | 0 | 0 | 0 | 0 | 0 | 0 | 0 | 0 | 0 | 0 | 0 | 0 | 0
SDGE | Bay Boulevard | 230 | 0 | 0 | 0 | 0 | 0 | 0 | 0 | 0 | 0 | 0 | 0 | 0 | 0 | 0 | 0 |  | 0 | 0 | 0 | 0 | 0 | 0 | 0 | 0 | 0 | 0 | 0 | 0 | 0 | 0 |  | 0 | 0 | 0 | 0 | 0 | 0 | 0 | 0 | 0 | 0 | 0 | 0 | 0 | 0 |  | 0 | 0 | 0 | 0 | 0 | 0 | 0 | 0 | 0 | 0 | 0 | 0 | 0 | 0 | 0 | [14 empty] | 0 | 0 | 0 | 0 | 0 | 0 | 0 | 0 | 0 | 0 | 0 | 0 | 0 | 0 |  | 0 | 0 | 0 | 0 | 0 | 0 | 0 | 0 | 0 | 0 | 0 | 0 | 0 | 0 |  | 0 | 0 | 0 | 0 | 0 | 0 | 0 | 0 | 0 | 0 | 0 | 0 | 0 | 0 | 0
EOP | Beatty | 138 | 0 | 0 | 0 | 0 | 0 | 0 | 0 | 0 | 0 | 0 | 0 | 0 | 0 | 0 | 0 |  | 0 | 0 | 0 | 0 | 0 | 0 | 0 | 0 | 0 | 0 | 0 | 0 | 0 | 0 |  | 0 | 0 | 0 | 0 | 0 | 0 | 0 | 0 | 0 | 0 | 0 | 0 | 0 | 0 |  | 0 | 0 | 0 | 0 | 0 | 0 | 0 | 0 | 0 | 0 | 0 | 0 | 0 | 0 | 0 | [14 empty] | 0 | 0 | 0 | 0 | 0 | 0 | 0 | 0 | 0 | 0 | 0 | 0 | 0 | 0 |  | 0 | 0 | 0 | 0 | 0 | 0 | 0 | 0 | 0 | 0 | 0 | 0 | 0 | 0 |  | 0 | 0 | 0 | 0 | 0 | 0 | 0 | 0 | 0 | 0 | 0 | 0 | 0 | 0 | 0
EOP | Beatty | 230 | 0 | 0 | 0 | 0 | 0 | 0 | 0 | 0 | 0 | 0 | 0 | 0 | 0 | 0 | 0 |  | 400 | 0 | 0 | 0 | 0 | 0 | 0 | 0 | 0 | 0 | 0 | 0 | 0 | 0 |  | 400 | 0 | 0 | 0 | 0 | 0 | 0 | 0 | 0 | 0 | 0 | 0 | 0 | 0 |  | 400 | 0 | 0 | 0 | 0 | 0 | 0 | 0 | 0 | 0 | 0 | 0 | 0 | 0 | 1 | [9 empty] | 300 | 500 |  | 200 |  | 400 | 0 | 0 | 0 | 0 | 0 | 0 | 0 | 0 | 300 | 500 | 0 | 200 | 0 |  | 400 | 0 | 0 | 0 | 0 | 0 | 0 | 0 | 0 | 300 | 500 | 0 | 200 | 0 |  | 400 | 0 | 0 | 0 | 0 | 0 | 0 | 0 | 0 | 300 | 500 | 0 | 200 | 0 | 1
PG&E NGBA | Belden | 230 | 0 | 0 | 0 | 0 | 0 | 0 | 0 | 0 | 0 | 0 | 0 | 0 | 0 | 0 | 0 |  | 0 | 0 | 0 | 0 | 0 | 0 | 0 | 0 | 0 | 0 | 0 | 0 | 0 | 0 |  | 0 | 0 | 0 | 0 | 0 | 0 | 0 | 0 | 0 | 0 | 0 | 0 | 0 | 0 |  | 0 | 0 | 0 | 0 | 0 | 0 | 0 | 0 | 0 | 0 | 0 | 0 | 0 | 0 | 0 | [14 empty] | 0 | 0 | 0 | 0 | 0 | 0 | 0 | 0 | 0 | 0 | 0 | 0 | 0 | 0 |  | 0 | 0 | 0 | 0 | 0 | 0 | 0 | 0 | 0 | 0 | 0 | 0 | 0 | 0 |  | 0 | 0 | 0 | 0 | 0 | 0 | 0 | 0 | 0 | 0 | 0 | 0 | 0 | 0 | 0
PG&E NGBA | Bell | 115 | 0 | 0 | 0 | 0 | 0 | 0 | 0 | 0 | 0 | 0 | 0 | 0 | 0 | 0 | 0 |  | 0 | 0 | 0 | 0 | 0 | 0 | 0 | 0 | 0 | 0 | 0 | 0 | 0 | 0 |  | 0 | 0 | 0 | 0 | 0 | 0 | 0 | 0 | 0 | 0 | 0 | 0 | 0 | 0 |  | 0 | 0 | 0 | 0 | 0 | 0 | 0 | 0 | 0 | 0 | 0 | 0 | 0 | 0 | 0 | [14 empty] | 0 | 0 | 0 | 0 | 0 | 0 | 0 | 0 | 0 | 0 | 0 | 0 | 0 | 0 |  | 0 | 0 | 0 | 0 | 0 | 0 | 0 | 0 | 0 | 0 | 0 | 0 | 0 | 0 |  | 0 | 0 | 0 | 0 | 0 | 0 | 0 | 0 | 0 | 0 | 0 | 0 | 0 | 0 | 0
PG&E NGBA | Bellevue | 115 | 0 | 0 | 0 | 0 | 0 | 0 | 0 | 0 | 0 | 0 | 0 | 0 | 0 | 0 | 0 |  | 0 | 0 | 0 | 0 | 0 | 0 | 0 | 0 | 0 | 0 | 0 | 0 | 0 | 0 |  | 0 | 0 | 0 | 0 | 0 | 0 | 0 | 0 | 0 | 0 | 0 | 0 | 0 | 0 |  | 0 | 0 | 0 | 0 | 0 | 0 | 0 | 0 | 0 | 0 | 0 | 0 | 0 | 0 | 0 | [14 empty] | 0 | 0 | 0 | 0 | 0 | 0 | 0 | 0 | 0 | 0 | 0 | 0 | 0 | 0 |  | 0 | 0 | 0 | 0 | 0 | 0 | 0 | 0 | 0 | 0 | 0 | 0 | 0 | 0 |  | 0 | 0 | 0 | 0 | 0 | 0 | 0 | 0 | 0 | 0 | 0 | 0 | 0 | 0 | 0
PG&E GBA | Bellota | 115 | 0 | 0 | 0 | 0 | 0 | 0 | 0 | 0 | 0 | 0 | 0 | 0 | 0 | 0 | 0 |  | 0 | 0 | 0 | 0 | 0 | 0 | 0 | 0 | 0 | 0 | 0 | 0 | 0 | 0 |  | 0 | 0 | 0 | 0 | 0 | 0 | 0 | 0 | 0 | 0 | 0 | 0 | 0 | 0 |  | 0 | 0 | 0 | 0 | 0 | 0 | 0 | 0 | 0 | 0 | 0 | 0 | 0 | 0 | 0 | [14 empty] | 0 | 0 | 0 | 0 | 0 | 0 | 0 | 0 | 0 | 0 | 0 | 0 | 0 | 0 |  | 0 | 0 | 0 | 0 | 0 | 0 | 0 | 0 | 0 | 0 | 0 | 0 | 0 | 0 |  | 0 | 0 | 0 | 0 | 0 | 0 | 0 | 0 | 0 | 0 | 0 | 0 | 0 | 0 | 0
PG&E GBA | Bellota | 230 | 0 | 0 | 0 | 0 | 0 | 0 | 0 | 0 | 0 | 0 | 0 | 0 | 0 | 0 | 0 |  | 0 | 0 | 0 | 0 | 0 | 0 | 0 | 0 | 0 | 0 | 0 | 0 | 0 | 310 |  | 0 | 0 | 0 | 0 | 0 | 0 | 0 | 0 | 0 | 0 | 0 | 0 | 0 | 310 |  | 0 | 0 | 0 | 0 | 0 | 0 | 0 | 0 | 0 | 0 | 0 | 0 | 0 | 310 | 1 | [14 empty] | 0 | 0 | 0 | 0 | 0 | 0 | 0 | 0 | 0 | 0 | 0 | 0 | 0 | 310 |  | 0 | 0 | 0 | 0 | 0 | 0 | 0 | 0 | 0 | 0 | 0 | 0 | 0 | 310 |  | 0 | 0 | 0 | 0 | 0 | 0 | 0 | 0 | 0 | 0 | 0 | 0 | 0 | 310 | 1
SCE Northern | Big Creek | 230 | 0 | 0 | 0 | 0 | 0 | 0 | 0 | 0 | 0 | 0 | 0 | 0 | 0 | 0 | 0 |  | 0 | 0 | 0 | 0 | 0 | 0 | 0 | 0 | 0 | 0 | 0 | 0 | 0 | 0 |  | 0 | 0 | 0 | 0 | 0 | 0 | 0 | 0 | 0 | 0 | 0 | 0 | 0 | 0 |  | 0 | 0 | 0 | 0 | 0 | 0 | 0 | 0 | 0 | 0 | 0 | 0 | 0 | 0 | 0 | [14 empty] | 0 | 0 | 0 | 0 | 0 | 0 | 0 | 0 | 0 | 0 | 0 | 0 | 0 | 0 |  | 0 | 0 | 0 | 0 | 0 | 0 | 0 | 0 | 0 | 0 | 0 | 0 | 0 | 0 |  | 0 | 0 | 0 | 0 | 0 | 0 | 0 | 0 | 0 | 0 | 0 | 0 | 0 | 0 | 0
PG&E FRESNO | Biola | 70 | 0 | 0 | 0 | 0 | 0 | 0 | 0 | 0 | 0 | 0 | 0 | 0 | 0 | 0 | 0 |  | 0 | 0 | 0 | 0 | 0 | 0 | 0 | 0 | 0 | 0 | 0 | 0 | 0 | 0 |  | 0 | 0 | 0 | 0 | 0 | 0 | 0 | 0 | 0 | 0 | 0 | 0 | 0 | 0 |  | 0 | 0 | 0 | 0 | 0 | 0 | 0 | 0 | 0 | 0 | 0 | 0 | 0 | 0 | 0 | [14 empty] | 0 | 0 | 0 | 0 | 0 | 0 | 0 | 0 | 0 | 0 | 0 | 0 | 0 | 0 |  | 0 | 0 | 0 | 0 | 0 | 0 | 0 | 0 | 0 | 0 | 0 | 0 | 0 | 0 |  | 0 | 0 | 0 | 0 | 0 | 0 | 0 | 0 | 0 | 0 | 0 | 0 | 0 | 0 | 0
PG&E GBA | Birds Landing | 230 | 0 | 0 | 90.8 | 0 | 0 | 0 | 0 | 0 | 0 | 0 | 0 | 0 | 0 | 0 | 1 |  | 0 | 0 | 144 | 107 | 0 | 0 | 0 | 0 | 0 | 0 | 0 | 0 | 0 | 0 |  | 0 | 0 | 144 | 107 | 0 | 0 | 0 | 0 | 0 | 0 | 0 | 0 | 0 | 0 |  | 0 | 0 | 234.8 | 107 | 0 | 0 | 0 | 0 | 0 | 0 | 0 | 0 | 0 | 0 | 1 | [9 empty] | 0 | 200 |  | 65 |  | 0 | 0 | 144 | 107 | 0 | 0 | 0 | 0 | 0 | 0 | 200 | 0 | 65 | 0 |  | 0 | 0 | 144 | 107 | 0 | 0 | 0 | 0 | 0 | 0 | 200 | 0 | 65 | 0 |  | 0 | 0 | 234.8 | 107 | 0 | 0 | 0 | 0 | 0 | 0 | 200 | 0 | 65 | 0 | 1
SCE Northern | Bliss | 66 | 0 | 0 | 0 | 0 | 0 | 0 | 0 | 0 | 0 | 0 | 0 | 0 | 0 | 0 | 0 |  | 0 | 0 | 0 | 0 | 0 | 0 | 0 | 0 | 0 | 0 | 0 | 0 | 0 | 0 |  | 0 | 0 | 0 | 0 | 0 | 0 | 0 | 0 | 0 | 0 | 0 | 0 | 0 | 0 |  | 0 | 0 | 0 | 0 | 0 | 0 | 0 | 0 | 0 | 0 | 0 | 0 | 0 | 0 | 0 | [14 empty] | 0 | 0 | 0 | 0 | 0 | 0 | 0 | 0 | 0 | 0 | 0 | 0 | 0 | 0 |  | 0 | 0 | 0 | 0 | 0 | 0 | 0 | 0 | 0 | 0 | 0 | 0 | 0 | 0 |  | 0 | 0 | 0 | 0 | 0 | 0 | 0 | 0 | 0 | 0 | 0 | 0 | 0 | 0 | 0
SCE Eastern | Blythe | 161 | 0 | 0 | 0 | 0 | 0 | 0 | 0 | 0 | 0 | 0 | 160 | 160 | 0 | 0 | 1 |  | 0 | 0 | 0 | 0 | 0 | 0 | 0 | 0 | 0 | 0 | 0 | 0 | 0 | 0 |  | 0 | 0 | 0 | 0 | 0 | 0 | 0 | 0 | 0 | 0 | 0 | 0 | 0 | 0 |  | 0 | 0 | 0 | 0 | 0 | 0 | 0 | 0 | 0 | 0 | 160 | 160 | 0 | 0 | 1 | [14 empty] | 0 | 0 | 0 | 0 | 0 | 0 | 0 | 0 | 0 | 0 | 0 | 0 | 0 | 0 |  | 0 | 0 | 0 | 0 | 0 | 0 | 0 | 0 | 0 | 0 | 0 | 0 | 0 | 0 |  | 0 | 0 | 0 | 0 | 0 | 0 | 0 | 0 | 0 | 0 | 160 | 160 | 0 | 0 | 1
PG&E NGBA | Bogue | 115 | 0 | 0 | 0 | 0 | 0 | 0 | 0 | 0 | 0 | 0 | 0 | 0 | 0 | 0 | 0 |  | 0 | 0 | 0 | 0 | 0 | 0 | 0 | 0 | 0 | 0 | 0 | 0 | 0 | 0 |  | 0 | 0 | 0 | 0 | 0 | 0 | 0 | 0 | 0 | 0 | 0 | 0 | 0 | 0 |  | 0 | 0 | 0 | 0 | 0 | 0 | 0 | 0 | 0 | 0 | 0 | 0 | 0 | 0 | 0 | [14 empty] | 0 | 0 | 0 | 0 | 0 | 0 | 0 | 0 | 0 | 0 | 0 | 0 | 0 | 0 |  | 0 | 0 | 0 | 0 | 0 | 0 | 0 | 0 | 0 | 0 | 0 | 0 | 0 | 0 |  | 0 | 0 | 0 | 0 | 0 | 0 | 0 | 0 | 0 | 0 | 0 | 0 | 0 | 0 | 0
PG&E FRESNO | Borden | 230 | 0 | 0 | 0 | 0 | 0 | 0 | 0 | 0 | 0 | 0 | 0 | 0 | 0 | 0 | 0 |  | 0 | 0 | 0 | 0 | 0 | 0 | 0 | 0 | 0 | 0 | 0 | 0 | 0 | 0 |  | 0 | 0 | 0 | 0 | 0 | 0 | 0 | 0 | 0 | 0 | 0 | 0 | 0 | 0 |  | 0 | 0 | 0 | 0 | 0 | 0 | 0 | 0 | 0 | 0 | 0 | 0 | 0 | 0 | 0 | [9 empty] | 100 | 300 |  | 125 |  | 0 | 0 | 0 | 0 | 0 | 0 | 0 | 0 | 0 | 100 | 300 | 0 | 125 | 0 |  | 0 | 0 | 0 | 0 | 0 | 0 | 0 | 0 | 0 | 100 | 300 | 0 | 125 | 0 |  | 0 | 0 | 0 | 0 | 0 | 0 | 0 | 0 | 0 | 100 | 300 | 0 | 125 | 0 | 1
PG&E FRESNO | Borden | 70 | 0 | 0 | 0 | 0 | 0 | 0 | 0 | 0 | 0 | 0 | 0 | 0 | 0 | 0 | 0 |  | 0 | 0 | 0 | 0 | 0 | 0 | 0 | 0 | 4.5 | 0 | 0 | 0 | 0 | 0 |  | 0 | 0 | 0 | 0 | 0 | 0 | 0 | 0 | 4.5 | 0 | 0 | 0 | 0 | 0 |  | 0 | 0 | 0 | 0 | 0 | 0 | 0 | 0 | 4.5 | 0 | 0 | 0 | 0 | 0 | 1 | [14 empty] | 0 | 0 | 0 | 0 | 0 | 0 | 0 | 0 | 4.5 | 0 | 0 | 0 | 0 | 0 |  | 0 | 0 | 0 | 0 | 0 | 0 | 0 | 0 | 4.5 | 0 | 0 | 0 | 0 | 0 |  | 0 | 0 | 0 | 0 | 0 | 0 | 0 | 0 | 4.5 | 0 | 0 | 0 | 0 | 0 | 1
SDGE | Boulevard East | 138 | 0 | 0 | 0 | 0 | 0 | 0 | 0 | 0 | 0 | 0 | 0 | 0 | 0 | 0 | 0 |  | 0 | 0 | 60 | 3.3 | 0 | 0 | 0 | 0 | 0 | 0 | 0 | 0 | 0 | 0 |  | 0 | 0 | 60 | 3.3 | 0 | 0 | 0 | 0 | 0 | 0 | 0 | 0 | 0 | 0 |  | 0 | 0 | 60 | 3.3 | 0 | 0 | 0 | 0 | 0 | 0 | 0 | 0 | 0 | 0 | 1 | [14 empty] | 0 | 0 | 60 | 3.3 | 0 | 0 | 0 | 0 | 0 | 0 | 0 | 0 | 0 | 0 |  | 0 | 0 | 60 | 3.3 | 0 | 0 | 0 | 0 | 0 | 0 | 0 | 0 | 0 | 0 |  | 0 | 0 | 60 | 3.3 | 0 | 0 | 0 | 0 | 0 | 0 | 0 | 0 | 0 | 0 | 1
SDGE | Boulevard East | 69 | 0 | 0 | 0 | 0 | 0 | 0 | 0 | 0 | 0 | 0 | 0 | 9.75 | 0 | 0 | 1 |  | 0 | 0 | 0 | 0 | 0 | 0 | 0 | 0 | 0 | 20 | 40 | 17.4 | 0 | 0 |  | 0 | 0 | 0 | 0 | 0 | 0 | 0 | 0 | 0 | 20 | 40 | 17.4 | 0 | 0 |  | 0 | 0 | 0 | 0 | 0 | 0 | 0 | 0 | 0 | 20 | 40 | 27.15 | 0 | 0 | 1 | [14 empty] | 0 | 0 | 0 | 0 | 0 | 0 | 0 | 0 | 0 | 20 | 40 | 17.4 | 0 | 0 |  | 0 | 0 | 0 | 0 | 0 | 0 | 0 | 0 | 0 | 20 | 40 | 17.4 | 0 | 0 |  | 0 | 0 | 0 | 0 | 0 | 0 | 0 | 0 | 0 | 20 | 40 | 27.15 | 0 | 0 | 1
PG&E GBA | Brentwood | 230 | 0 | 0 | 0 | 0 | 0 | 0 | 0 | 0 | 0 | 0 | 0 | 0 | 0 | 0 | 0 |  | 0 | 0 | 0 | 0 | 0 | 0 | 0 | 0 | 0 | 0 | 0 | 0 | 0 | 0 |  | 0 | 0 | 0 | 0 | 0 | 0 | 0 | 0 | 0 | 0 | 0 | 0 | 0 | 0 |  | 0 | 0 | 0 | 0 | 0 | 0 | 0 | 0 | 0 | 0 | 0 | 0 | 0 | 0 | 0 | [14 empty] | 0 | 0 | 0 | 0 | 0 | 0 | 0 | 0 | 0 | 0 | 0 | 0 | 0 | 0 |  | 0 | 0 | 0 | 0 | 0 | 0 | 0 | 0 | 0 | 0 | 0 | 0 | 0 | 0 |  | 0 | 0 | 0 | 0 | 0 | 0 | 0 | 0 | 0 | 0 | 0 | 0 | 0 | 0 | 0
PG&E NGBA | Bridgeville | 115 | 0 | 0 | 0 | 0 | 0 | 0 | 0 | 0 | 0 | 0 | 0 | 0 | 0 | 0 | 0 |  | 0 | 8 | 0 | 0 | 0 | 0 | 0 | 0 | 0 | 0 | 0 | 0 | 0 | 0 |  | 0 | 8 | 0 | 0 | 0 | 0 | 0 | 0 | 0 | 0 | 0 | 0 | 0 | 0 |  | 0 | 8 | 0 | 0 | 0 | 0 | 0 | 0 | 0 | 0 | 0 | 0 | 0 | 0 | 1 | [14 empty] | 0 | 8 | 0 | 0 | 0 | 0 | 0 | 0 | 0 | 0 | 0 | 0 | 0 | 0 |  | 0 | 8 | 0 | 0 | 0 | 0 | 0 | 0 | 0 | 0 | 0 | 0 | 0 | 0 |  | 0 | 8 | 0 | 0 | 0 | 0 | 0 | 0 | 0 | 0 | 0 | 0 | 0 | 0 | 1
PG&E NGBA | Brighton | 115 | 0 | 0 | 0 | 0 | 0 | 0 | 0 | 0 | 0 | 0 | 0 | 0 | 0 | 0 | 0 |  | 0 | 0 | 0 | 0 | 0 | 0 | 0 | 0 | 0 | 0 | 0 | 0 | 0 | 0 |  | 0 | 0 | 0 | 0 | 0 | 0 | 0 | 0 | 0 | 0 | 0 | 0 | 0 | 0 |  | 0 | 0 | 0 | 0 | 0 | 0 | 0 | 0 | 0 | 0 | 0 | 0 | 0 | 0 | 0 | [14 empty] | 0 | 0 | 0 | 0 | 0 | 0 | 0 | 0 | 0 | 0 | 0 | 0 | 0 | 0 |  | 0 | 0 | 0 | 0 | 0 | 0 | 0 | 0 | 0 | 0 | 0 | 0 | 0 | 0 |  | 0 | 0 | 0 | 0 | 0 | 0 | 0 | 0 | 0 | 0 | 0 | 0 | 0 | 0 | 0
PG&E NGBA | Brighton | 230 | 0 | 0 | 0 | 0 | 0 | 0 | 0 | 0 | 0 | 0 | 0 | 0 | 0 | 0 | 0 |  | 0 | 0 | 0 | 0 | 0 | 0 | 0 | 0 | 0 | 0 | 0 | 0 | 0 | 0 |  | 0 | 0 | 0 | 0 | 0 | 0 | 0 | 0 | 0 | 0 | 0 | 0 | 0 | 0 |  | 0 | 0 | 0 | 0 | 0 | 0 | 0 | 0 | 0 | 0 | 0 | 0 | 0 | 0 | 0 | [14 empty] | 0 | 0 | 0 | 0 | 0 | 0 | 0 | 0 | 0 | 0 | 0 | 0 | 0 | 0 |  | 0 | 0 | 0 | 0 | 0 | 0 | 0 | 0 | 0 | 0 | 0 | 0 | 0 | 0 |  | 0 | 0 | 0 | 0 | 0 | 0 | 0 | 0 | 0 | 0 | 0 | 0 | 0 | 0 | 0
PG&E NGBA | Brunswick | 115 | 0 | 0 | 0 | 0 | 0 | 0 | 0 | 0 | 0 | 0 | 0 | 0 | 0 | 0 | 0 |  | 0 | 0 | 0 | 0 | 0 | 0 | 0 | 0 | 1.9 | 0 | 0 | 0 | 0 | 0 |  | 0 | 0 | 0 | 0 | 0 | 0 | 0 | 0 | 1.9 | 0 | 0 | 0 | 0 | 0 |  | 0 | 0 | 0 | 0 | 0 | 0 | 0 | 0 | 1.9 | 0 | 0 | 0 | 0 | 0 | 1 | [14 empty] | 0 | 0 | 0 | 0 | 0 | 0 | 0 | 0 | 1.9 | 0 | 0 | 0 | 0 | 0 |  | 0 | 0 | 0 | 0 | 0 | 0 | 0 | 0 | 1.9 | 0 | 0 | 0 | 0 | 0 |  | 0 | 0 | 0 | 0 | 0 | 0 | 0 | 0 | 1.9 | 0 | 0 | 0 | 0 | 0 | 1
PG&E NGBA | Bucks Creek | 230 | 0 | 0 | 0 | 0 | 0 | 0 | 0 | 0 | 0 | 0 | 0 | 0 | 0 | 0 | 0 |  | 0 | 0 | 0 | 0 | 0 | 0 | 0 | 0 | 0 | 0 | 0 | 0 | 0 | 0 |  | 0 | 0 | 0 | 0 | 0 | 0 | 0 | 0 | 0 | 0 | 0 | 0 | 0 | 0 |  | 0 | 0 | 0 | 0 | 0 | 0 | 0 | 0 | 0 | 0 | 0 | 0 | 0 | 0 | 0 | [14 empty] | 0 | 0 | 0 | 0 | 0 | 0 | 0 | 0 | 0 | 0 | 0 | 0 | 0 | 0 |  | 0 | 0 | 0 | 0 | 0 | 0 | 0 | 0 | 0 | 0 | 0 | 0 | 0 | 0 |  | 0 | 0 | 0 | 0 | 0 | 0 | 0 | 0 | 0 | 0 | 0 | 0 | 0 | 0 | 0
PG&E KERN | Buena Vista | 230 | 0 | 0 | 0 | 0 | 0 | 0 | 0 | 0 | 0 | 0 | 0 | 0 | 0 | 0 | 0 |  | 0 | 0 | 0 | 0 | 0 | 0 | 0 | 0 | 0 | 0 | 0 | 0 | 0 | 0 |  | 0 | 0 | 0 | 0 | 0 | 0 | 0 | 0 | 0 | 0 | 0 | 0 | 0 | 0 |  | 0 | 0 | 0 | 0 | 0 | 0 | 0 | 0 | 0 | 0 | 0 | 0 | 0 | 0 | 0 | [14 empty] | 0 | 0 | 0 | 0 | 0 | 0 | 0 | 0 | 0 | 0 | 0 | 0 | 0 | 0 |  | 0 | 0 | 0 | 0 | 0 | 0 | 0 | 0 | 0 | 0 | 0 | 0 | 0 | 0 |  | 0 | 0 | 0 | 0 | 0 | 0 | 0 | 0 | 0 | 0 | 0 | 0 | 0 | 0 | 0
PG&E FRESNO | Bullard | 115 | 0 | 0 | 0 | 0 | 0 | 0 | 0 | 0 | 0 | 0 | 0 | 0 | 0 | 0 | 0 |  | 0 | 0 | 0 | 0 | 0 | 0 | 0 | 0 | 0 | 0 | 0 | 0 | 0 | 0 |  | 0 | 0 | 0 | 0 | 0 | 0 | 0 | 0 | 0 | 0 | 0 | 0 | 0 | 0 |  | 0 | 0 | 0 | 0 | 0 | 0 | 0 | 0 | 0 | 0 | 0 | 0 | 0 | 0 | 0 | [14 empty] | 0 | 0 | 0 | 0 | 0 | 0 | 0 | 0 | 0 | 0 | 0 | 0 | 0 | 0 |  | 0 | 0 | 0 | 0 | 0 | 0 | 0 | 0 | 0 | 0 | 0 | 0 | 0 | 0 |  | 0 | 0 | 0 | 0 | 0 | 0 | 0 | 0 | 0 | 0 | 0 | 0 | 0 | 0 | 0
PG&E GBA | Burlingame | 115 | 0 | 0 | 0 | 0 | 0 | 0 | 0 | 0 | 0 | 0 | 0 | 0 | 0 | 0 | 0 |  | 0 | 0 | 0 | 0 | 0 | 0 | 0 | 0 | 0 | 0 | 0 | 0 | 0 | 0 |  | 0 | 0 | 0 | 0 | 0 | 0 | 0 | 0 | 0 | 0 | 0 | 0 | 0 | 0 |  | 0 | 0 | 0 | 0 | 0 | 0 | 0 | 0 | 0 | 0 | 0 | 0 | 0 | 0 | 0 | [14 empty] | 0 | 0 | 0 | 0 | 0 | 0 | 0 | 0 | 0 | 0 | 0 | 0 | 0 | 0 |  | 0 | 0 | 0 | 0 | 0 | 0 | 0 | 0 | 0 | 0 | 0 | 0 | 0 | 0 |  | 0 | 0 | 0 | 0 | 0 | 0 | 0 | 0 | 0 | 0 | 0 | 0 | 0 | 0 | 0
PG&E NGBA | Burney Forest | 230 | 0 | 0 | 0 | 0 | 0 | 0 | 0 | 0 | 0 | 0 | 0 | 0 | 0 | 0 | 0 |  | 0 | 11 | 0 | 0 | 0 | 0 | 0 | 0 | 0 | 0 | 0 | 0 | 0 | 0 |  | 0 | 11 | 0 | 0 | 0 | 0 | 0 | 0 | 0 | 0 | 0 | 0 | 0 | 0 |  | 0 | 11 | 0 | 0 | 0 | 0 | 0 | 0 | 0 | 0 | 0 | 0 | 0 | 0 | 1 | [14 empty] | 0 | 11 | 0 | 0 | 0 | 0 | 0 | 0 | 0 | 0 | 0 | 0 | 0 | 0 |  | 0 | 11 | 0 | 0 | 0 | 0 | 0 | 0 | 0 | 0 | 0 | 0 | 0 | 0 |  | 0 | 11 | 0 | 0 | 0 | 0 | 0 | 0 | 0 | 0 | 0 | 0 | 0 | 0 | 1
PG&E NGBA | Butte | 115 | 0 | 0 | 0 | 0 | 0 | 0 | 0 | 0 | 0 | 0 | 0 | 0 | 0 | 0 | 0 |  | 0 | 0 | 0 | 0 | 0 | 0 | 0 | 0 | 0 | 0 | 0 | 0 | 0 | 0 |  | 0 | 0 | 0 | 0 | 0 | 0 | 0 | 0 | 0 | 0 | 0 | 0 | 0 | 0 |  | 0 | 0 | 0 | 0 | 0 | 0 | 0 | 0 | 0 | 0 | 0 | 0 | 0 | 0 | 0 | [14 empty] | 0 | 0 | 0 | 0 | 0 | 0 | 0 | 0 | 0 | 0 | 0 | 0 | 0 | 0 |  | 0 | 0 | 0 | 0 | 0 | 0 | 0 | 0 | 0 | 0 | 0 | 0 | 0 | 0 |  | 0 | 0 | 0 | 0 | 0 | 0 | 0 | 0 | 0 | 0 | 0 | 0 | 0 | 0 | 0
PG&E KERN | Cabrillo | 115 | 0 | 0 | 0 | 0 | 0 | 0 | 0 | 0 | 0 | 0 | 0 | 0 | 0 | 0 | 0 |  | 0 | 0 | 0 | 0 | 0 | 0 | 0 | 0 | 0 | 0 | 0 | 0 | 0 | 0 |  | 0 | 0 | 0 | 0 | 0 | 0 | 0 | 0 | 0 | 0 | 0 | 0 | 0 | 0 |  | 0 | 0 | 0 | 0 | 0 | 0 | 0 | 0 | 0 | 0 | 0 | 0 | 0 | 0 | 0 | [14 empty] | 0 | 0 | 0 | 0 | 0 | 0 | 0 | 0 | 0 | 0 | 0 | 0 | 0 | 0 |  | 0 | 0 | 0 | 0 | 0 | 0 | 0 | 0 | 0 | 0 | 0 | 0 | 0 | 0 |  | 0 | 0 | 0 | 0 | 0 | 0 | 0 | 0 | 0 | 0 | 0 | 0 | 0 | 0 | 0
PG&E FRESNO | Cal Flats | 230 | 0 | 0 | 0 | 0 | 0 | 0 | 0 | 0 | 0 | 0 | 0 | 0 | 0 | 0 | 0 |  | 0 | 0 | 0 | 0 | 0 | 0 | 0 | 0 | 0 | 0 | 0 | 0 | 0 | 0 |  | 0 | 0 | 0 | 0 | 0 | 0 | 0 | 0 | 0 | 0 | 0 | 0 | 0 | 0 |  | 0 | 0 | 0 | 0 | 0 | 0 | 0 | 0 | 0 | 0 | 0 | 0 | 0 | 0 | 0 | [14 empty] | 0 | 0 | 0 | 0 | 0 | 0 | 0 | 0 | 0 | 0 | 0 | 0 | 0 | 0 |  | 0 | 0 | 0 | 0 | 0 | 0 | 0 | 0 | 0 | 0 | 0 | 0 | 0 | 0 |  | 0 | 0 | 0 | 0 | 0 | 0 | 0 | 0 | 0 | 0 | 0 | 0 | 0 | 0 | 0
SCE NOL | Calcite | 230 | 0 | 0 | 0 | 0 | 0 | 0 | 0 | 0 | 0 | 0 | 0 | 0 | 0 | 0 | 0 |  | 0 | 0 | 0 | 0 | 0 | 0 | 0 | 0 | 0 | 200 | 200 | 24.5 | 100 | 0 |  | 0 | 0 | 0 | 0 | 0 | 0 | 0 | 0 | 0 | 200 | 200 | 24.5 | 100 | 0 |  | 0 | 0 | 0 | 0 | 0 | 0 | 0 | 0 | 0 | 200 | 200 | 24.5 | 100 | 0 | 1 | [9 empty] | 140 | 149 |  | 60 |  | 0 | 0 | 0 | 0 | 0 | 0 | 0 | 0 | 0 | 340 | 349 | 24.5 | 160 | 0 |  | 0 | 0 | 0 | 0 | 0 | 0 | 0 | 0 | 0 | 340 | 349 | 24.5 | 160 | 0 |  | 0 | 0 | 0 | 0 | 0 | 0 | 0 | 0 | 0 | 340 | 349 | 24.5 | 160 | 0 | 1
PG&E KERN | Caliente | 230 | 0 | 0 | 0 | 0 | 0 | 0 | 0 | 0 | 0 | 0 | 0 | 0 | 0 | 0 | 0 |  | 0 | 1.4 | 0 | 0 | 0 | 0 | 0 | 0 | 0 | 0 | 0 | 0 | 0 | 0 |  | 0 | 1.4 | 0 | 0 | 0 | 0 | 0 | 0 | 0 | 0 | 0 | 0 | 0 | 0 |  | 0 | 1.4 | 0 | 0 | 0 | 0 | 0 | 0 | 0 | 0 | 0 | 0 | 0 | 0 | 1 | [9 empty] | 200 | 100 |  | 50 |  | 0 | 1.4 | 0 | 0 | 0 | 0 | 0 | 0 | 0 | 200 | 100 | 0 | 50 | 0 |  | 0 | 1.4 | 0 | 0 | 0 | 0 | 0 | 0 | 0 | 200 | 100 | 0 | 50 | 0 |  | 0 | 1.4 | 0 | 0 | 0 | 0 | 0 | 0 | 0 | 200 | 100 | 0 | 50 | 0 | 1
PG&E FRESNO | California Ave | 115 | 0 | 0 | 0 | 0 | 0 | 0 | 0 | 0 | 0 | 0 | 0 | 0 | 0 | 0 | 0 |  | 0 | 0 | 0 | 0 | 0 | 0 | 0 | 0 | 0 | 0 | 0 | 0 | 0 | 0 |  | 0 | 0 | 0 | 0 | 0 | 0 | 0 | 0 | 0 | 0 | 0 | 0 | 0 | 0 |  | 0 | 0 | 0 | 0 | 0 | 0 | 0 | 0 | 0 | 0 | 0 | 0 | 0 | 0 | 0 | [14 empty] | 0 | 0 | 0 | 0 | 0 | 0 | 0 | 0 | 0 | 0 | 0 | 0 | 0 | 0 |  | 0 | 0 | 0 | 0 | 0 | 0 | 0 | 0 | 0 | 0 | 0 | 0 | 0 | 0 |  | 0 | 0 | 0 | 0 | 0 | 0 | 0 | 0 | 0 | 0 | 0 | 0 | 0 | 0 | 0
PG&E KERN | Callender | 115 | 0 | 0 | 0 | 0 | 0 | 0 | 0 | 0 | 0 | 0 | 0 | 0 | 0 | 0 | 0 |  | 0 | 0 | 0 | 0 | 0 | 0 | 0 | 0 | 0 | 0 | 0 | 0 | 0 | 0 |  | 0 | 0 | 0 | 0 | 0 | 0 | 0 | 0 | 0 | 0 | 0 | 0 | 0 | 0 |  | 0 | 0 | 0 | 0 | 0 | 0 | 0 | 0 | 0 | 0 | 0 | 0 | 0 | 0 | 0 | [14 empty] | 0 | 0 | 0 | 0 | 0 | 0 | 0 | 0 | 0 | 0 | 0 | 0 | 0 | 0 |  | 0 | 0 | 0 | 0 | 0 | 0 | 0 | 0 | 0 | 0 | 0 | 0 | 0 | 0 |  | 0 | 0 | 0 | 0 | 0 | 0 | 0 | 0 | 0 | 0 | 0 | 0 | 0 | 0 | 0
PG&E NGBA | Calpella | 115 | 0 | 0 | 0 | 0 | 0 | 0 | 0 | 0 | 0 | 0 | 0 | 0 | 0 | 0 | 0 |  | 0 | 0 | 0 | 0 | 0 | 0 | 0 | 0 | 5 | 0 | 0 | 0 | 0 | 0 |  | 0 | 0 | 0 | 0 | 0 | 0 | 0 | 0 | 5 | 0 | 0 | 0 | 0 | 0 |  | 0 | 0 | 0 | 0 | 0 | 0 | 0 | 0 | 5 | 0 | 0 | 0 | 0 | 0 | 1 | [14 empty] | 0 | 0 | 0 | 0 | 0 | 0 | 0 | 0 | 5 | 0 | 0 | 0 | 0 | 0 |  | 0 | 0 | 0 | 0 | 0 | 0 | 0 | 0 | 5 | 0 | 0 | 0 | 0 | 0 |  | 0 | 0 | 0 | 0 | 0 | 0 | 0 | 0 | 5 | 0 | 0 | 0 | 0 | 0 | 1
PG&E GBA | Camanche | 230 | 0 | 0 | 0 | 0 | 0 | 0 | 0 | 0 | 0 | 0 | 0 | 0 | 0 | 0 | 0 |  | 0 | 0 | 0 | 0 | 0 | 0 | 0 | 0 | 0 | 0 | 0 | 0 | 0 | 0 |  | 0 | 0 | 0 | 0 | 0 | 0 | 0 | 0 | 0 | 0 | 0 | 0 | 0 | 0 |  | 0 | 0 | 0 | 0 | 0 | 0 | 0 | 0 | 0 | 0 | 0 | 0 | 0 | 0 | 0 | [14 empty] | 0 | 0 | 0 | 0 | 0 | 0 | 0 | 0 | 0 | 0 | 0 | 0 | 0 | 0 |  | 0 | 0 | 0 | 0 | 0 | 0 | 0 | 0 | 0 | 0 | 0 | 0 | 0 | 0 |  | 0 | 0 | 0 | 0 | 0 | 0 | 0 | 0 | 0 | 0 | 0 | 0 | 0 | 0 | 0
SDGE | Cameron | 69 | 0 | 0 | 0 | 0 | 0 | 0 | 0 | 0 | 0.84 | 0 | 0 | 0.46 | 0 | 0 | 1 |  | 0 | 0 | 0 | 0 | 0 | 0 | 0 | 0 | 0 | 0 | 0 | 0 | 0 | 0 |  | 0 | 0 | 0 | 0 | 0 | 0 | 0 | 0 | 0 | 0 | 0 | 0 | 0 | 0 |  | 0 | 0 | 0 | 0 | 0 | 0 | 0 | 0 | 0.84 | 0 | 0 | 0.46 | 0 | 0 | 1 | [14 empty] | 0 | 0 | 0 | 0 | 0 | 0 | 0 | 0 | 0 | 0 | 0 | 0 | 0 | 0 |  | 0 | 0 | 0 | 0 | 0 | 0 | 0 | 0 | 0 | 0 | 0 | 0 | 0 | 0 |  | 0 | 0 | 0 | 0 | 0 | 0 | 0 | 0 | 0.84 | 0 | 0 | 0.46 | 0 | 0 | 1
SDGE | Cannon | 69 | 0 | 0 | 0 | 0 | 0 | 0 | 0 | 0 | 0 | 0 | 0 | 0 | 0 | 0 | 0 |  | 0 | 0 | 0 | 0 | 0 | 0 | 0 | 0 | 0 | 0 | 0 | 0 | 0 | 0 |  | 0 | 0 | 0 | 0 | 0 | 0 | 0 | 0 | 0 | 0 | 0 | 0 | 0 | 0 |  | 0 | 0 | 0 | 0 | 0 | 0 | 0 | 0 | 0 | 0 | 0 | 0 | 0 | 0 | 0 | [14 empty] | 0 | 0 | 0 | 0 | 0 | 0 | 0 | 0 | 0 | 0 | 0 | 0 | 0 | 0 |  | 0 | 0 | 0 | 0 | 0 | 0 | 0 | 0 | 0 | 0 | 0 | 0 | 0 | 0 |  | 0 | 0 | 0 | 0 | 0 | 0 | 0 | 0 | 0 | 0 | 0 | 0 | 0 | 0 | 0
PG&E FRESNO | Cantua | 115 | 0 | 0 | 0 | 0 | 0 | 0 | 0 | 0 | 0 | 0 | 0 | 0 | 0 | 0 | 0 |  | 0 | 0 | 0 | 0 | 0 | 0 | 0 | 0 | 0 | 0 | 0 | 0 | 0 | 0 |  | 0 | 0 | 0 | 0 | 0 | 0 | 0 | 0 | 0 | 0 | 0 | 0 | 0 | 0 |  | 0 | 0 | 0 | 0 | 0 | 0 | 0 | 0 | 0 | 0 | 0 | 0 | 0 | 0 | 0 | [14 empty] | 0 | 0 | 0 | 0 | 0 | 0 | 0 | 0 | 0 | 0 | 0 | 0 | 0 | 0 |  | 0 | 0 | 0 | 0 | 0 | 0 | 0 | 0 | 0 | 0 | 0 | 0 | 0 | 0 |  | 0 | 0 | 0 | 0 | 0 | 0 | 0 | 0 | 0 | 0 | 0 | 0 | 0 | 0 | 0
SDGE | Capistrano | 138 | 0 | 0 | 0 | 0 | 0 | 0 | 0 | 0 | 0 | 0 | 0 | 0 | 0 | 0 | 0 |  | 0 | 0 | 0 | 0 | 0 | 0 | 0 | 0 | 0 | 0 | 0 | 0 | 125 | 0 |  | 0 | 0 | 0 | 0 | 0 | 0 | 0 | 0 | 0 | 0 | 0 | 0 | 125 | 0 |  | 0 | 0 | 0 | 0 | 0 | 0 | 0 | 0 | 0 | 0 | 0 | 0 | 125 | 0 | 1 | [12 empty] | 75 |  | 0 | 0 | 0 | 0 | 0 | 0 | 0 | 0 | 0 | 0 | 0 | 0 | 200 | 0 |  | 0 | 0 | 0 | 0 | 0 | 0 | 0 | 0 | 0 | 0 | 0 | 0 | 200 | 0 |  | 0 | 0 | 0 | 0 | 0 | 0 | 0 | 0 | 0 | 0 | 0 | 0 | 200 | 0 | 1
SDGE | Capistrano | 230 | 0 | 0 | 0 | 0 | 0 | 0 | 0 | 0 | 0 | 0 | 0 | 0 | 0 | 0 | 0 |  | 0 | 0 | 0 | 0 | 0 | 0 | 0 | 0 | 0 | 0 | 0 | 0 | 0 | 0 |  | 0 | 0 | 0 | 0 | 0 | 0 | 0 | 0 | 0 | 0 | 0 | 0 | 0 | 0 |  | 0 | 0 | 0 | 0 | 0 | 0 | 0 | 0 | 0 | 0 | 0 | 0 | 0 | 0 | 0 | [14 empty] | 0 | 0 | 0 | 0 | 0 | 0 | 0 | 0 | 0 | 0 | 0 | 0 | 0 | 0 |  | 0 | 0 | 0 | 0 | 0 | 0 | 0 | 0 | 0 | 0 | 0 | 0 | 0 | 0 |  | 0 | 0 | 0 | 0 | 0 | 0 | 0 | 0 | 0 | 0 | 0 | 0 | 0 | 0 | 0
PG&E NGBA | Carberry | 230 | 0 | 0 | 0 | 0 | 0 | 0 | 0 | 0 | 0 | 0 | 0 | 0 | 0 | 0 | 0 |  | 0 | 3.6 | 0 | 0 | 0 | 0 | 0 | 0 | 0 | 0 | 0 | 0 | 0 | 0 |  | 0 | 3.6 | 0 | 0 | 0 | 0 | 0 | 0 | 0 | 0 | 0 | 0 | 0 | 0 |  | 0 | 3.6 | 0 | 0 | 0 | 0 | 0 | 0 | 0 | 0 | 0 | 0 | 0 | 0 | 1 | [14 empty] | 0 | 3.6 | 0 | 0 | 0 | 0 | 0 | 0 | 0 | 0 | 0 | 0 | 0 | 0 |  | 0 | 3.6 | 0 | 0 | 0 | 0 | 0 | 0 | 0 | 0 | 0 | 0 | 0 | 0 |  | 0 | 3.6 | 0 | 0 | 0 | 0 | 0 | 0 | 0 | 0 | 0 | 0 | 0 | 0 | 1
SCE Eastern | Cardiff | 66 | 0 | 0 | 0 | 0 | 0 | 0 | 0 | 0 | 0 | 0 | 0 | 0 | 0 | 0 | 0 |  | 0 | 0 | 0 | 0 | 0 | 0 | 0 | 0 | 0 | 0 | 0 | 0 | 0 | 0 |  | 0 | 0 | 0 | 0 | 0 | 0 | 0 | 0 | 0 | 0 | 0 | 0 | 0 | 0 |  | 0 | 0 | 0 | 0 | 0 | 0 | 0 | 0 | 0 | 0 | 0 | 0 | 0 | 0 | 0 | [14 empty] | 0 | 0 | 0 | 0 | 0 | 0 | 0 | 0 | 0 | 0 | 0 | 0 | 0 | 0 |  | 0 | 0 | 0 | 0 | 0 | 0 | 0 | 0 | 0 | 0 | 0 | 0 | 0 | 0 |  | 0 | 0 | 0 | 0 | 0 | 0 | 0 | 0 | 0 | 0 | 0 | 0 | 0 | 0 | 0
PG&E NGBA | Caribou | 60 | 0 | 0 | 0 | 0 | 0 | 0 | 0 | 0 | 0 | 0 | 0 | 0 | 0 | 0 | 0 |  | 0 | 10 | 0 | 0 | 0 | 0 | 0 | 0 | 0 | 0 | 0 | 0 | 0 | 0 |  | 0 | 10 | 0 | 0 | 0 | 0 | 0 | 0 | 0 | 0 | 0 | 0 | 0 | 0 |  | 0 | 10 | 0 | 0 | 0 | 0 | 0 | 0 | 0 | 0 | 0 | 0 | 0 | 0 | 1 | [14 empty] | 0 | 10 | 0 | 0 | 0 | 0 | 0 | 0 | 0 | 0 | 0 | 0 | 0 | 0 |  | 0 | 10 | 0 | 0 | 0 | 0 | 0 | 0 | 0 | 0 | 0 | 0 | 0 | 0 |  | 0 | 10 | 0 | 0 | 0 | 0 | 0 | 0 | 0 | 0 | 0 | 0 | 0 | 0 | 1
PG&E NGBA | Caribou | 115 | 0 | 0 | 0 | 0 | 0 | 0 | 0 | 0 | 0 | 0 | 0 | 0 | 0 | 0 | 0 |  | 0 | 10 | 0 | 0 | 0 | 0 | 0 | 0 | 0 | 0 | 0 | 0 | 0 | 0 |  | 0 | 10 | 0 | 0 | 0 | 0 | 0 | 0 | 0 | 0 | 0 | 0 | 0 | 0 |  | 0 | 10 | 0 | 0 | 0 | 0 | 0 | 0 | 0 | 0 | 0 | 0 | 0 | 0 | 1 | [14 empty] | 0 | 10 | 0 | 0 | 0 | 0 | 0 | 0 | 0 | 0 | 0 | 0 | 0 | 0 |  | 0 | 10 | 0 | 0 | 0 | 0 | 0 | 0 | 0 | 0 | 0 | 0 | 0 | 0 |  | 0 | 10 | 0 | 0 | 0 | 0 | 0 | 0 | 0 | 0 | 0 | 0 | 0 | 0 | 1
PG&E NGBA | Caribou | 230 | 0 | 0 | 0 | 0 | 0 | 0 | 0 | 0 | 0 | 0 | 0 | 0 | 0 | 0 | 0 |  | 0 | 0 | 0 | 0 | 0 | 0 | 0 | 0 | 0 | 0 | 0 | 0 | 0 | 0 |  | 0 | 0 | 0 | 0 | 0 | 0 | 0 | 0 | 0 | 0 | 0 | 0 | 0 | 0 |  | 0 | 0 | 0 | 0 | 0 | 0 | 0 | 0 | 0 | 0 | 0 | 0 | 0 | 0 | 0 | [14 empty] | 0 | 0 | 0 | 0 | 0 | 0 | 0 | 0 | 0 | 0 | 0 | 0 | 0 | 0 |  | 0 | 0 | 0 | 0 | 0 | 0 | 0 | 0 | 0 | 0 | 0 | 0 | 0 | 0 |  | 0 | 0 | 0 | 0 | 0 | 0 | 0 | 0 | 0 | 0 | 0 | 0 | 0 | 0 | 0
EOP | Carpenter Canyon (fka Gamebird) | 138 | 0 | 0 | 0 | 0 | 0 | 0 | 0 | 0 | 0 | 0 | 0 | 0 | 0 | 0 | 0 |  | 0 | 0 | 0 | 0 | 0 | 0 | 0 | 0 | 0 | 0 | 0 | 0 | 0 | 0 |  | 0 | 0 | 0 | 0 | 0 | 0 | 0 | 0 | 0 | 0 | 0 | 0 | 0 | 0 |  | 0 | 0 | 0 | 0 | 0 | 0 | 0 | 0 | 0 | 0 | 0 | 0 | 0 | 0 | 0 | [14 empty] | 0 | 0 | 0 | 0 | 0 | 0 | 0 | 0 | 0 | 0 | 0 | 0 | 0 | 0 |  | 0 | 0 | 0 | 0 | 0 | 0 | 0 | 0 | 0 | 0 | 0 | 0 | 0 | 0 |  | 0 | 0 | 0 | 0 | 0 | 0 | 0 | 0 | 0 | 0 | 0 | 0 | 0 | 0 | 0
EOP | Carpenter Canyon (fka Gamebird) | 230 | 0 | 0 | 0 | 0 | 0 | 0 | 0 | 0 | 0 | 0 | 0 | 0 | 0 | 0 | 0 |  | 0 | 0 | 0 | 0 | 0 | 0 | 0 | 0 | 0 | 20 | 180 | 0 | 60 | 0 |  | 0 | 0 | 0 | 0 | 0 | 0 | 0 | 0 | 0 | 20 | 180 | 0 | 60 | 0 |  | 0 | 0 | 0 | 0 | 0 | 0 | 0 | 0 | 0 | 20 | 180 | 0 | 60 | 0 | 1 | [9 empty] | 300 | 300 |  | 140 |  | 0 | 0 | 0 | 0 | 0 | 0 | 0 | 0 | 0 | 320 | 480 | 0 | 200 | 0 |  | 0 | 0 | 0 | 0 | 0 | 0 | 0 | 0 | 0 | 320 | 480 | 0 | 200 | 0 |  | 0 | 0 | 0 | 0 | 0 | 0 | 0 | 0 | 0 | 320 | 480 | 0 | 200 | 0 | 1
PG&E NGBA | Carquinez | 115 | 0 | 0 | 0 | 0 | 0 | 0 | 0 | 0 | 0 | 0 | 0 | 0 | 0 | 0 | 0 |  | 0 | 0 | 0 | 0 | 0 | 0 | 0 | 0 | 0 | 0 | 0 | 0 | 0 | 0 |  | 0 | 0 | 0 | 0 | 0 | 0 | 0 | 0 | 0 | 0 | 0 | 0 | 0 | 0 |  | 0 | 0 | 0 | 0 | 0 | 0 | 0 | 0 | 0 | 0 | 0 | 0 | 0 | 0 | 0 | [14 empty] | 0 | 0 | 0 | 0 | 0 | 0 | 0 | 0 | 0 | 0 | 0 | 0 | 0 | 0 |  | 0 | 0 | 0 | 0 | 0 | 0 | 0 | 0 | 0 | 0 | 0 | 0 | 0 | 0 |  | 0 | 0 | 0 | 0 | 0 | 0 | 0 | 0 | 0 | 0 | 0 | 0 | 0 | 0 | 0
SDGE | Carrizo Gorge | 138 | 0 | 0 | 0 | 0 | 0 | 0 | 0 | 0 | 0 | 0 | 90 | 70 | 0 | 0 | 1 |  | 0 | 0 | 0 | 0 | 0 | 0 | 0 | 0 | 0 | 0 | 0 | 0 | 0 | 0 |  | 0 | 0 | 0 | 0 | 0 | 0 | 0 | 0 | 0 | 0 | 0 | 0 | 0 | 0 |  | 0 | 0 | 0 | 0 | 0 | 0 | 0 | 0 | 0 | 0 | 90 | 70 | 0 | 0 | 1 | [14 empty] | 0 | 0 | 0 | 0 | 0 | 0 | 0 | 0 | 0 | 0 | 0 | 0 | 0 | 0 |  | 0 | 0 | 0 | 0 | 0 | 0 | 0 | 0 | 0 | 0 | 0 | 0 | 0 | 0 |  | 0 | 0 | 0 | 0 | 0 | 0 | 0 | 0 | 0 | 0 | 90 | 70 | 0 | 0 | 1
PG&E KERN | Carrizo Plains | 115 | 0 | 0 | 0 | 0 | 0 | 0 | 0 | 0 | 0 | 0 | 0 | 0 | 0 | 0 | 0 |  | 0 | 0 | 0 | 0 | 0 | 0 | 0 | 0 | 0 | 0 | 0 | 0 | 0 | 0 |  | 0 | 0 | 0 | 0 | 0 | 0 | 0 | 0 | 0 | 0 | 0 | 0 | 0 | 0 |  | 0 | 0 | 0 | 0 | 0 | 0 | 0 | 0 | 0 | 0 | 0 | 0 | 0 | 0 | 0 | [14 empty] | 0 | 0 | 0 | 0 | 0 | 0 | 0 | 0 | 0 | 0 | 0 | 0 | 0 | 0 |  | 0 | 0 | 0 | 0 | 0 | 0 | 0 | 0 | 0 | 0 | 0 | 0 | 0 | 0 |  | 0 | 0 | 0 | 0 | 0 | 0 | 0 | 0 | 0 | 0 | 0 | 0 | 0 | 0 | 0
PG&E KERN | Casaloma | 230 | 0 | 0 | 0 | 0 | 0 | 0 | 0 | 0 | 0 | 0 | 0 | 0 | 0 | 0 | 0 |  | 0 | 0 | 0 | 0 | 0 | 0 | 0 | 0 | 0 | 0 | 0 | 0 | 0 | 0 |  | 0 | 0 | 0 | 0 | 0 | 0 | 0 | 0 | 0 | 0 | 0 | 0 | 0 | 0 |  | 0 | 0 | 0 | 0 | 0 | 0 | 0 | 0 | 0 | 0 | 0 | 0 | 0 | 0 | 0 | [14 empty] | 0 | 0 | 0 | 0 | 0 | 0 | 0 | 0 | 0 | 0 | 0 | 0 | 0 | 0 |  | 0 | 0 | 0 | 0 | 0 | 0 | 0 | 0 | 0 | 0 | 0 | 0 | 0 | 0 |  | 0 | 0 | 0 | 0 | 0 | 0 | 0 | 0 | 0 | 0 | 0 | 0 | 0 | 0 | 0
PG&E GBA | Castro Valley | 230 | 0 | 0 | 0 | 0 | 0 | 0 | 0 | 0 | 0 | 0 | 0 | 0 | 0 | 0 | 0 |  | 0 | 0 | 0 | 0 | 0 | 0 | 0 | 0 | 0 | 0 | 0 | 0 | 0 | 0 |  | 0 | 0 | 0 | 0 | 0 | 0 | 0 | 0 | 0 | 0 | 0 | 0 | 0 | 0 |  | 0 | 0 | 0 | 0 | 0 | 0 | 0 | 0 | 0 | 0 | 0 | 0 | 0 | 0 | 0 | [14 empty] | 0 | 0 | 0 | 0 | 0 | 0 | 0 | 0 | 0 | 0 | 0 | 0 | 0 | 0 |  | 0 | 0 | 0 | 0 | 0 | 0 | 0 | 0 | 0 | 0 | 0 | 0 | 0 | 0 |  | 0 | 0 | 0 | 0 | 0 | 0 | 0 | 0 | 0 | 0 | 0 | 0 | 0 | 0 | 0
PG&E GBA | Cayetano | 230 | 0 | 0 | 0 | 0 | 0 | 0 | 0 | 0 | 0 | 0 | 100 | 100 | 0 | 0 | 1 |  | 0 | 0 | 0 | 0 | 0 | 0 | 0 | 0 | 0 | 0 | 0 | 0 | 0 | 0 |  | 0 | 0 | 0 | 0 | 0 | 0 | 0 | 0 | 0 | 0 | 0 | 0 | 0 | 0 |  | 0 | 0 | 0 | 0 | 0 | 0 | 0 | 0 | 0 | 0 | 100 | 100 | 0 | 0 | 1 | [14 empty] | 0 | 0 | 0 | 0 | 0 | 0 | 0 | 0 | 0 | 0 | 0 | 0 | 0 | 0 |  | 0 | 0 | 0 | 0 | 0 | 0 | 0 | 0 | 0 | 0 | 0 | 0 | 0 | 0 |  | 0 | 0 | 0 | 0 | 0 | 0 | 0 | 0 | 0 | 0 | 100 | 100 | 0 | 0 | 1
SCE Metro | Center | 230 | 0 | 0 | 0 | 0 | 0 | 0 | 0 | 0 | 0 | 0 | 0 | 90 | 0 | 0 | 1 |  | 0 | 0 | 0 | 0 | 0 | 0 | 0 | 0 | 0 | 0 | 0 | 0 | 0 | 0 |  | 0 | 0 | 0 | 0 | 0 | 0 | 0 | 0 | 0 | 0 | 0 | 0 | 0 | 0 |  | 0 | 0 | 0 | 0 | 0 | 0 | 0 | 0 | 0 | 0 | 0 | 90 | 0 | 0 | 1 | [14 empty] | 0 | 0 | 0 | 0 | 0 | 0 | 0 | 0 | 0 | 0 | 0 | 0 | 0 | 0 |  | 0 | 0 | 0 | 0 | 0 | 0 | 0 | 0 | 0 | 0 | 0 | 0 | 0 | 0 |  | 0 | 0 | 0 | 0 | 0 | 0 | 0 | 0 | 0 | 0 | 0 | 90 | 0 | 0 | 1
PG&E KERN | Charca | 115 | 0 | 0 | 0 | 0 | 0 | 0 | 0 | 0 | 4.62 | 0 | 0 | 0 | 0 | 0 | 1 |  | 0 | 0 | 0 | 0 | 0 | 0 | 0 | 0 | 0 | 0 | 0 | 0 | 0 | 0 |  | 0 | 0 | 0 | 0 | 0 | 0 | 0 | 0 | 0 | 0 | 0 | 0 | 0 | 0 |  | 0 | 0 | 0 | 0 | 0 | 0 | 0 | 0 | 4.62 | 0 | 0 | 0 | 0 | 0 | 1 | [14 empty] | 0 | 0 | 0 | 0 | 0 | 0 | 0 | 0 | 0 | 0 | 0 | 0 | 0 | 0 |  | 0 | 0 | 0 | 0 | 0 | 0 | 0 | 0 | 0 | 0 | 0 | 0 | 0 | 0 |  | 0 | 0 | 0 | 0 | 0 | 0 | 0 | 0 | 4.62 | 0 | 0 | 0 | 0 | 0 | 1
EOP | Charleston | 138 | 0 | 0 | 0 | 0 | 0 | 0 | 0 | 0 | 0 | 0 | 0 | 0 | 0 | 0 | 0 |  | 0 | 0 | 0 | 0 | 0 | 0 | 0 | 0 | 0 | 0 | 0 | 0 | 0 | 0 |  | 0 | 0 | 0 | 0 | 0 | 0 | 0 | 0 | 0 | 0 | 0 | 0 | 0 | 0 |  | 0 | 0 | 0 | 0 | 0 | 0 | 0 | 0 | 0 | 0 | 0 | 0 | 0 | 0 | 0 | [14 empty] | 0 | 0 | 0 | 0 | 0 | 0 | 0 | 0 | 0 | 0 | 0 | 0 | 0 | 0 |  | 0 | 0 | 0 | 0 | 0 | 0 | 0 | 0 | 0 | 0 | 0 | 0 | 0 | 0 |  | 0 | 0 | 0 | 0 | 0 | 0 | 0 | 0 | 0 | 0 | 0 | 0 | 0 | 0 | 0
SCE Metro | Chevmain | 230 | 0 | 0 | 0 | 0 | 0 | 0 | 0 | 0 | 0 | 0 | 0 | 0 | 0 | 0 | 0 |  | 0 | 0 | 0 | 0 | 0 | 0 | 0 | 0 | 0 | 0 | 0 | 0 | 0 | 0 |  | 0 | 0 | 0 | 0 | 0 | 0 | 0 | 0 | 0 | 0 | 0 | 0 | 0 | 0 |  | 0 | 0 | 0 | 0 | 0 | 0 | 0 | 0 | 0 | 0 | 0 | 0 | 0 | 0 | 0 | [14 empty] | 0 | 0 | 0 | 0 | 0 | 0 | 0 | 0 | 0 | 0 | 0 | 0 | 0 | 0 |  | 0 | 0 | 0 | 0 | 0 | 0 | 0 | 0 | 0 | 0 | 0 | 0 | 0 | 0 |  | 0 | 0 | 0 | 0 | 0 | 0 | 0 | 0 | 0 | 0 | 0 | 0 | 0 | 0 | 0
SDGE | Chicarita | 138 | 0 | 0 | 0 | 0 | 0 | 0 | 0 | 0 | 0 | 0 | 0 | 0 | 0 | 0 | 0 |  | 0 | 0 | 0 | 0 | 0 | 0 | 0 | 0 | 0 | 0 | 0 | 0 | 0 | 0 |  | 0 | 0 | 0 | 0 | 0 | 0 | 0 | 0 | 0 | 0 | 0 | 0 | 0 | 0 |  | 0 | 0 | 0 | 0 | 0 | 0 | 0 | 0 | 0 | 0 | 0 | 0 | 0 | 0 | 0 | [14 empty] | 0 | 0 | 0 | 0 | 0 | 0 | 0 | 0 | 0 | 0 | 0 | 0 | 0 | 0 |  | 0 | 0 | 0 | 0 | 0 | 0 | 0 | 0 | 0 | 0 | 0 | 0 | 0 | 0 |  | 0 | 0 | 0 | 0 | 0 | 0 | 0 | 0 | 0 | 0 | 0 | 0 | 0 | 0 | 0
SCE Metro | Chino | 230 | 0 | 0 | 0 | 0 | 0 | 0 | 0 | 0 | 0 | 0 | 0 | 0 | 0 | 0 | 0 |  | 0 | 0 | 0 | 0 | 0 | 0 | 0 | 0 | 0 | 0 | 0 | 0 | 0 | 0 |  | 0 | 0 | 0 | 0 | 0 | 0 | 0 | 0 | 0 | 0 | 0 | 0 | 0 | 0 |  | 0 | 0 | 0 | 0 | 0 | 0 | 0 | 0 | 0 | 0 | 0 | 0 | 0 | 0 | 0 | [14 empty] | 0 | 0 | 0 | 0 | 0 | 0 | 0 | 0 | 0 | 0 | 0 | 0 | 0 | 0 |  | 0 | 0 | 0 | 0 | 0 | 0 | 0 | 0 | 0 | 0 | 0 | 0 | 0 | 0 |  | 0 | 0 | 0 | 0 | 0 | 0 | 0 | 0 | 0 | 0 | 0 | 0 | 0 | 0 | 0
PG&E FRESNO | Chowchilla | 115 | 0 | 0 | 0 | 0 | 0 | 0 | 0 | 0 | 7.56 | 0 | 0 | 0 | 0 | 0 | 1 |  | 0 | 0 | 0 | 0 | 0 | 0 | 0 | 0 | 0 | 0 | 0 | 0 | 50 | 0 |  | 0 | 0 | 0 | 0 | 0 | 0 | 0 | 0 | 0 | 0 | 0 | 0 | 50 | 0 |  | 0 | 0 | 0 | 0 | 0 | 0 | 0 | 0 | 7.56 | 0 | 0 | 0 | 50 | 0 | 1 | [14 empty] | 0 | 0 | 0 | 0 | 0 | 0 | 0 | 0 | 0 | 0 | 0 | 0 | 50 | 0 |  | 0 | 0 | 0 | 0 | 0 | 0 | 0 | 0 | 0 | 0 | 0 | 0 | 50 | 0 |  | 0 | 0 | 0 | 0 | 0 | 0 | 0 | 0 | 7.56 | 0 | 0 | 0 | 50 | 0 | 1
PG&E GBA | Christie | 60 | 0 | 0 | 0 | 0 | 0 | 0 | 0 | 0 | 0 | 0 | 0 | 0 | 0 | 0 | 0 |  | 0 | 0 | 0 | 0 | 0 | 0 | 0 | 0 | 0 | 0 | 0 | 0 | 0 | 0 |  | 0 | 0 | 0 | 0 | 0 | 0 | 0 | 0 | 0 | 0 | 0 | 0 | 0 | 0 |  | 0 | 0 | 0 | 0 | 0 | 0 | 0 | 0 | 0 | 0 | 0 | 0 | 0 | 0 | 0 | [14 empty] | 0 | 0 | 0 | 0 | 0 | 0 | 0 | 0 | 0 | 0 | 0 | 0 | 0 | 0 |  | 0 | 0 | 0 | 0 | 0 | 0 | 0 | 0 | 0 | 0 | 0 | 0 | 0 | 0 |  | 0 | 0 | 0 | 0 | 0 | 0 | 0 | 0 | 0 | 0 | 0 | 0 | 0 | 0 | 0
PG&E GBA | Christie | 115 | 0 | 0 | 0 | 0 | 0 | 0 | 0 | 0 | 0 | 0 | 0 | 0 | 0 | 0 | 0 |  | 0 | 0 | 0 | 0 | 0 | 0 | 0 | 0 | 0 | 0 | 0 | 0 | 0 | 0 |  | 0 | 0 | 0 | 0 | 0 | 0 | 0 | 0 | 0 | 0 | 0 | 0 | 0 | 0 |  | 0 | 0 | 0 | 0 | 0 | 0 | 0 | 0 | 0 | 0 | 0 | 0 | 0 | 0 | 0 | [14 empty] | 0 | 0 | 0 | 0 | 0 | 0 | 0 | 0 | 0 | 0 | 0 | 0 | 0 | 0 |  | 0 | 0 | 0 | 0 | 0 | 0 | 0 | 0 | 0 | 0 | 0 | 0 | 0 | 0 |  | 0 | 0 | 0 | 0 | 0 | 0 | 0 | 0 | 0 | 0 | 0 | 0 | 0 | 0 | 0
SCE Eastern | Cielo Azul | 500 | 0 | 0 | 0 | 0 | 0 | 0 | 0 | 0 | 0 | 0 | 1525 | 1282.4 | 0 | 0 | 1 |  | 0 | 0 | 0 | 0 | 0 | 0 | 0 | 0 | 0 | 500 | 0 | 0 | 0 | 0 |  | 0 | 0 | 0 | 0 | 0 | 0 | 0 | 0 | 0 | 500 | 0 | 0 | 0 | 0 |  | 0 | 0 | 0 | 0 | 0 | 0 | 0 | 0 | 0 | 500 | 1525 | 1282.4 | 0 | 0 | 1 | [9 empty] | 500 | 800 |  | 350 |  | 0 | 0 | 0 | 0 | 0 | 0 | 0 | 0 | 0 | 1000 | 800 | 0 | 350 | 0 |  | 0 | 0 | 0 | 0 | 0 | 0 | 0 | 0 | 0 | 1000 | 800 | 0 | 350 | 0 |  | 0 | 0 | 0 | 0 | 0 | 0 | 0 | 0 | 0 | 1000 | 2325 | 1282.4 | 350 | 0 | 1
PG&E GBA | Clay | 60 | 0 | 0 | 0 | 0 | 0 | 0 | 0 | 0 | 0 | 0 | 0 | 0 | 0 | 0 | 0 |  | 0 | 0 | 0 | 0 | 0 | 0 | 0 | 0 | 0 | 0 | 0 | 0 | 0 | 0 |  | 0 | 0 | 0 | 0 | 0 | 0 | 0 | 0 | 0 | 0 | 0 | 0 | 0 | 0 |  | 0 | 0 | 0 | 0 | 0 | 0 | 0 | 0 | 0 | 0 | 0 | 0 | 0 | 0 | 0 | [14 empty] | 0 | 0 | 0 | 0 | 0 | 0 | 0 | 0 | 0 | 0 | 0 | 0 | 0 | 0 |  | 0 | 0 | 0 | 0 | 0 | 0 | 0 | 0 | 0 | 0 | 0 | 0 | 0 | 0 |  | 0 | 0 | 0 | 0 | 0 | 0 | 0 | 0 | 0 | 0 | 0 | 0 | 0 | 0 | 0
PG&E GBA | Clayton | 115 | 0 | 0 | 0 | 0 | 0 | 0 | 0 | 0 | 0 | 0 | 0 | 0 | 0 | 0 | 0 |  | 0 | 0 | 0 | 0 | 0 | 0 | 0 | 0 | 0 | 0 | 0 | 0 | 0 | 0 |  | 0 | 0 | 0 | 0 | 0 | 0 | 0 | 0 | 0 | 0 | 0 | 0 | 0 | 0 |  | 0 | 0 | 0 | 0 | 0 | 0 | 0 | 0 | 0 | 0 | 0 | 0 | 0 | 0 | 0 | [14 empty] | 0 | 0 | 0 | 0 | 0 | 0 | 0 | 0 | 0 | 0 | 0 | 0 | 0 | 0 |  | 0 | 0 | 0 | 0 | 0 | 0 | 0 | 0 | 0 | 0 | 0 | 0 | 0 | 0 |  | 0 | 0 | 0 | 0 | 0 | 0 | 0 | 0 | 0 | 0 | 0 | 0 | 0 | 0 | 0
PG&E NGBA | Cloverdale | 115 | 0 | 0 | 0 | 0 | 0 | 0 | 0 | 0 | 0 | 0 | 0 | 0 | 0 | 0 | 0 |  | 28 | 5.5 | 0 | 0 | 0 | 0 | 0 | 0 | 0 | 0 | 0 | 0 | 0 | 0 |  | 28 | 5.5 | 0 | 0 | 0 | 0 | 0 | 0 | 0 | 0 | 0 | 0 | 0 | 0 |  | 28 | 5.5 | 0 | 0 | 0 | 0 | 0 | 0 | 0 | 0 | 0 | 0 | 0 | 0 | 1 | [14 empty] | 28 | 5.5 | 0 | 0 | 0 | 0 | 0 | 0 | 0 | 0 | 0 | 0 | 0 | 0 |  | 28 | 5.5 | 0 | 0 | 0 | 0 | 0 | 0 | 0 | 0 | 0 | 0 | 0 | 0 |  | 28 | 5.5 | 0 | 0 | 0 | 0 | 0 | 0 | 0 | 0 | 0 | 0 | 0 | 0 | 1
PG&E FRESNO | Clovis | 115 | 0 | 0 | 0 | 0 | 0 | 0 | 0 | 0 | 0 | 0 | 0 | 0 | 0 | 0 | 0 |  | 0 | 0 | 0 | 0 | 0 | 0 | 0 | 0 | 0 | 0 | 0 | 0 | 0 | 0 |  | 0 | 0 | 0 | 0 | 0 | 0 | 0 | 0 | 0 | 0 | 0 | 0 | 0 | 0 |  | 0 | 0 | 0 | 0 | 0 | 0 | 0 | 0 | 0 | 0 | 0 | 0 | 0 | 0 | 0 | [14 empty] | 0 | 0 | 0 | 0 | 0 | 0 | 0 | 0 | 0 | 0 | 0 | 0 | 0 | 0 |  | 0 | 0 | 0 | 0 | 0 | 0 | 0 | 0 | 0 | 0 | 0 | 0 | 0 | 0 |  | 0 | 0 | 0 | 0 | 0 | 0 | 0 | 0 | 0 | 0 | 0 | 0 | 0 | 0 | 0
PG&E GBA | Coburn | 230 | 0 | 0 | 0 | 0 | 0 | 0 | 0 | 0 | 0 | 0 | 0 | 0 | 0 | 0 | 0 |  | 0 | 0 | 100 | 0 | 0 | 0 | 0 | 0 | 0 | 0 | 0 | 0 | 0 | 0 |  | 0 | 0 | 100 | 0 | 0 | 0 | 0 | 0 | 0 | 0 | 0 | 0 | 0 | 0 |  | 0 | 0 | 100 | 0 | 0 | 0 | 0 | 0 | 0 | 0 | 0 | 0 | 0 | 0 | 1 | [14 empty] | 0 | 0 | 100 | 0 | 0 | 0 | 0 | 0 | 0 | 0 | 0 | 0 | 0 | 0 |  | 0 | 0 | 100 | 0 | 0 | 0 | 0 | 0 | 0 | 0 | 0 | 0 | 0 | 0 |  | 0 | 0 | 100 | 0 | 0 | 0 | 0 | 0 | 0 | 0 | 0 | 0 | 0 | 0 | 1
PG&E GBA | Coburn | 60 | 0 | 0 | 0 | 0 | 0 | 0 | 0 | 0 | 0 | 0 | 0 | 0 | 0 | 0 | 0 |  | 0 | 0 | 0 | 0 | 0 | 0 | 0 | 0 | 0 | 0 | 0 | 0 | 0 | 0 |  | 0 | 0 | 0 | 0 | 0 | 0 | 0 | 0 | 0 | 0 | 0 | 0 | 0 | 0 |  | 0 | 0 | 0 | 0 | 0 | 0 | 0 | 0 | 0 | 0 | 0 | 0 | 0 | 0 | 0 | [14 empty] | 0 | 0 | 0 | 0 | 0 | 0 | 0 | 0 | 0 | 0 | 0 | 0 | 0 | 0 |  | 0 | 0 | 0 | 0 | 0 | 0 | 0 | 0 | 0 | 0 | 0 | 0 | 0 | 0 |  | 0 | 0 | 0 | 0 | 0 | 0 | 0 | 0 | 0 | 0 | 0 | 0 | 0 | 0 | 0
PG&E NGBA | Colgate | 230 | 0 | 3 | 0 | 0 | 0 | 0 | 0 | 0 | 3 | 0 | 0 | 0 | 0 | 0 | 1 |  | 0 | 5.5 | 0 | 0 | 0 | 0 | 0 | 0 | 0 | 0 | 0 | 0 | 0 | 0 |  | 0 | 5.5 | 0 | 0 | 0 | 0 | 0 | 0 | 0 | 0 | 0 | 0 | 0 | 0 |  | 0 | 8.5 | 0 | 0 | 0 | 0 | 0 | 0 | 3 | 0 | 0 | 0 | 0 | 0 | 1 | [14 empty] | 0 | 5.5 | 0 | 0 | 0 | 0 | 0 | 0 | 0 | 0 | 0 | 0 | 0 | 0 |  | 0 | 5.5 | 0 | 0 | 0 | 0 | 0 | 0 | 0 | 0 | 0 | 0 | 0 | 0 |  | 0 | 8.5 | 0 | 0 | 0 | 0 | 0 | 0 | 3 | 0 | 0 | 0 | 0 | 0 | 1
PG&E GBA | Collierville | 230 | 0 | 0 | 0 | 0 | 0 | 0 | 0 | 0 | 0 | 0 | 0 | 0 | 0 | 0 | 0 |  | 0 | 0 | 0 | 0 | 0 | 0 | 0 | 0 | 0 | 0 | 0 | 0 | 0 | 0 |  | 0 | 0 | 0 | 0 | 0 | 0 | 0 | 0 | 0 | 0 | 0 | 0 | 0 | 0 |  | 0 | 0 | 0 | 0 | 0 | 0 | 0 | 0 | 0 | 0 | 0 | 0 | 0 | 0 | 0 | [14 empty] | 0 | 0 | 0 | 0 | 0 | 0 | 0 | 0 | 0 | 0 | 0 | 0 | 0 | 0 |  | 0 | 0 | 0 | 0 | 0 | 0 | 0 | 0 | 0 | 0 | 0 | 0 | 0 | 0 |  | 0 | 0 | 0 | 0 | 0 | 0 | 0 | 0 | 0 | 0 | 0 | 0 | 0 | 0 | 0
PG&E GBA | Collinsville | 230 | 0 | 0 | 0 | 0 | 0 | 0 | 0 | 0 | 0 | 0 | 0 | 0 | 0 | 0 | 0 |  | 0 | 0 | 0 | 0 | 0 | 0 | 0 | 0 | 0 | 0 | 0 | 0 | 0 | 0 |  | 0 | 0 | 0 | 0 | 0 | 0 | 0 | 0 | 0 | 0 | 0 | 0 | 0 | 0 |  | 0 | 0 | 0 | 0 | 0 | 0 | 0 | 0 | 0 | 0 | 0 | 0 | 0 | 0 | 0 | [14 empty] | 0 | 0 | 0 | 0 | 0 | 0 | 0 | 0 | 0 | 0 | 0 | 0 | 0 | 0 |  | 0 | 0 | 0 | 0 | 0 | 0 | 0 | 0 | 0 | 0 | 0 | 0 | 0 | 0 |  | 0 | 0 | 0 | 0 | 0 | 0 | 0 | 0 | 0 | 0 | 0 | 0 | 0 | 0 | 0
PG&E GBA | Collinsville | 500 | 0 | 0 | 0 | 0 | 0 | 0 | 0 | 0 | 0 | 0 | 0 | 0 | 0 | 0 | 0 |  | 0 | 0 | 0 | 0 | 0 | 0 | 0 | 0 | 0 | 0 | 0 | 0 | 0 | 0 |  | 0 | 0 | 0 | 0 | 0 | 0 | 0 | 0 | 0 | 0 | 0 | 0 | 0 | 0 |  | 0 | 0 | 0 | 0 | 0 | 0 | 0 | 0 | 0 | 0 | 0 | 0 | 0 | 0 | 0 | [14 empty] | 0 | 0 | 0 | 0 | 0 | 0 | 0 | 0 | 0 | 0 | 0 | 0 | 0 | 0 |  | 0 | 0 | 0 | 0 | 0 | 0 | 0 | 0 | 0 | 0 | 0 | 0 | 0 | 0 |  | 0 | 0 | 0 | 0 | 0 | 0 | 0 | 0 | 0 | 0 | 0 | 0 | 0 | 0 | 0
SCE Eastern | Colorado River | 230 | 0 | 0 | 0 | 0 | 0 | 0 | 0 | 0 | 0 | 300 | 500 | 180 | 0 | 0 | 1 |  | 0 | 0 | 0 | 0 | 0 | 0 | 0 | 0 | 0 | 0 | 300 | 0 | 20 | 0 |  | 0 | 0 | 0 | 0 | 0 | 0 | 0 | 0 | 0 | 0 | 300 | 0 | 20 | 0 |  | 0 | 0 | 0 | 0 | 0 | 0 | 0 | 0 | 0 | 300 | 800 | 180 | 20 | 0 | 1 | [9 empty] | 200 | 400 |  | 200 |  | 0 | 0 | 0 | 0 | 0 | 0 | 0 | 0 | 0 | 200 | 700 | 0 | 220 | 0 |  | 0 | 0 | 0 | 0 | 0 | 0 | 0 | 0 | 0 | 200 | 700 | 0 | 220 | 0 |  | 0 | 0 | 0 | 0 | 0 | 0 | 0 | 0 | 0 | 500 | 1200 | 180 | 220 | 0 | 1
SCE Eastern | Colorado River | 500 | 0 | 0 | 0 | 0 | 0 | 0 | 0 | 0 | 0 | 0 | 0 | 0 | 0 | 0 | 0 |  | 0 | 0 | 0 | 0 | 0 | 0 | 0 | 0 | 0 | 0 | 0 | 0 | 0 | 0 |  | 0 | 0 | 0 | 0 | 0 | 0 | 0 | 0 | 0 | 0 | 0 | 0 | 0 | 0 |  | 0 | 0 | 0 | 0 | 0 | 0 | 0 | 0 | 0 | 0 | 0 | 0 | 0 | 0 | 0 | [14 empty] | 0 | 0 | 0 | 0 | 0 | 0 | 0 | 0 | 0 | 0 | 0 | 0 | 0 | 0 |  | 0 | 0 | 0 | 0 | 0 | 0 | 0 | 0 | 0 | 0 | 0 | 0 | 0 | 0 |  | 0 | 0 | 0 | 0 | 0 | 0 | 0 | 0 | 0 | 0 | 0 | 0 | 0 | 0 | 0
PG&E KERN | Columbus | 115 | 0 | 0 | 0 | 0 | 0 | 0 | 0 | 0 | 0 | 0 | 0 | 0 | 0 | 0 | 0 |  | 0 | 0 | 0 | 0 | 0 | 0 | 0 | 0 | 0 | 0 | 0 | 0 | 0 | 0 |  | 0 | 0 | 0 | 0 | 0 | 0 | 0 | 0 | 0 | 0 | 0 | 0 | 0 | 0 |  | 0 | 0 | 0 | 0 | 0 | 0 | 0 | 0 | 0 | 0 | 0 | 0 | 0 | 0 | 0 | [14 empty] | 0 | 0 | 0 | 0 | 0 | 0 | 0 | 0 | 0 | 0 | 0 | 0 | 0 | 0 |  | 0 | 0 | 0 | 0 | 0 | 0 | 0 | 0 | 0 | 0 | 0 | 0 | 0 | 0 |  | 0 | 0 | 0 | 0 | 0 | 0 | 0 | 0 | 0 | 0 | 0 | 0 | 0 | 0 | 0
PG&E GBA | Contra Costa | 115 | 0 | 0 | 0 | 0 | 0 | 0 | 0 | 0 | 0 | 0 | 0 | 0 | 0 | 0 | 0 |  | 0 | 0 | 0 | 0 | 0 | 0 | 0 | 0 | 0 | 0 | 0 | 0 | 0 | 0 |  | 0 | 0 | 0 | 0 | 0 | 0 | 0 | 0 | 0 | 0 | 0 | 0 | 0 | 0 |  | 0 | 0 | 0 | 0 | 0 | 0 | 0 | 0 | 0 | 0 | 0 | 0 | 0 | 0 | 0 | [14 empty] | 0 | 0 | 0 | 0 | 0 | 0 | 0 | 0 | 0 | 0 | 0 | 0 | 0 | 0 |  | 0 | 0 | 0 | 0 | 0 | 0 | 0 | 0 | 0 | 0 | 0 | 0 | 0 | 0 |  | 0 | 0 | 0 | 0 | 0 | 0 | 0 | 0 | 0 | 0 | 0 | 0 | 0 | 0 | 0
PG&E GBA | Contra Costa | 230 | 0 | 0 | 0 | 0 | 0 | 0 | 0 | 0 | 0 | 0 | 0 | 0 | 0 | 0 | 0 |  | 0 | 0 | 0 | 0 | 0 | 0 | 0 | 0 | 0 | 0 | 0 | 0 | 0 | 0 |  | 0 | 0 | 0 | 0 | 0 | 0 | 0 | 0 | 0 | 0 | 0 | 0 | 0 | 0 |  | 0 | 0 | 0 | 0 | 0 | 0 | 0 | 0 | 0 | 0 | 0 | 0 | 0 | 0 | 0 | [14 empty] | 0 | 0 | 0 | 0 | 0 | 0 | 0 | 0 | 0 | 0 | 0 | 0 | 0 | 0 |  | 0 | 0 | 0 | 0 | 0 | 0 | 0 | 0 | 0 | 0 | 0 | 0 | 0 | 0 |  | 0 | 0 | 0 | 0 | 0 | 0 | 0 | 0 | 0 | 0 | 0 | 0 | 0 | 0 | 0
PG&E GBA | Contra Costa PP | 230 | 0 | 0 | 0 | 0 | 0 | 0 | 0 | 0 | 0 | 0 | 0 | 0 | 0 | 0 | 0 |  | 0 | 0 | 0 | 0 | 0 | 0 | 0 | 0 | 0 | 0 | 0 | 0 | 0 | 0 |  | 0 | 0 | 0 | 0 | 0 | 0 | 0 | 0 | 0 | 0 | 0 | 0 | 0 | 0 |  | 0 | 0 | 0 | 0 | 0 | 0 | 0 | 0 | 0 | 0 | 0 | 0 | 0 | 0 | 0 | [14 empty] | 0 | 0 | 0 | 0 | 0 | 0 | 0 | 0 | 0 | 0 | 0 | 0 | 0 | 0 |  | 0 | 0 | 0 | 0 | 0 | 0 | 0 | 0 | 0 | 0 | 0 | 0 | 0 | 0 |  | 0 | 0 | 0 | 0 | 0 | 0 | 0 | 0 | 0 | 0 | 0 | 0 | 0 | 0 | 0
SCE NOL | Control | 115 | 9.7 | 0 | 0 | 0 | 0 | 0 | 0 | 0 | 0 | 0 | 0 | 0 | 0 | 0 | 1 |  | 0 | 0 | 0 | 0 | 0 | 0 | 0 | 0 | 0 | 0 | 0 | 0 | 0 | 0 |  | 0 | 0 | 0 | 0 | 0 | 0 | 0 | 0 | 0 | 0 | 0 | 0 | 0 | 0 |  | 9.7 | 0 | 0 | 0 | 0 | 0 | 0 | 0 | 0 | 0 | 0 | 0 | 0 | 0 | 1 | [14 empty] | 0 | 0 | 0 | 0 | 0 | 0 | 0 | 0 | 0 | 0 | 0 | 0 | 0 | 0 |  | 0 | 0 | 0 | 0 | 0 | 0 | 0 | 0 | 0 | 0 | 0 | 0 | 0 | 0 |  | 9.7 | 0 | 0 | 0 | 0 | 0 | 0 | 0 | 0 | 0 | 0 | 0 | 0 | 0 | 1
SCE NOL | Control | 55 | 0 | 0 | 0 | 0 | 0 | 0 | 0 | 0 | 0 | 0 | 0 | 0 | 0 | 0 | 0 |  | 0 | 0 | 0 | 0 | 0 | 0 | 0 | 0 | 0 | 0 | 0 | 0 | 0 | 0 |  | 0 | 0 | 0 | 0 | 0 | 0 | 0 | 0 | 0 | 0 | 0 | 0 | 0 | 0 |  | 0 | 0 | 0 | 0 | 0 | 0 | 0 | 0 | 0 | 0 | 0 | 0 | 0 | 0 | 0 | [14 empty] | 0 | 0 | 0 | 0 | 0 | 0 | 0 | 0 | 0 | 0 | 0 | 0 | 0 | 0 |  | 0 | 0 | 0 | 0 | 0 | 0 | 0 | 0 | 0 | 0 | 0 | 0 | 0 | 0 |  | 0 | 0 | 0 | 0 | 0 | 0 | 0 | 0 | 0 | 0 | 0 | 0 | 0 | 0 | 0
PG&E GBA | Cooley Landing | 115 | 0 | 0 | 0 | 0 | 0 | 0 | 0 | 0 | 0 | 0 | 0 | 0 | 0 | 0 | 0 |  | 0 | 0 | 0 | 0 | 0 | 0 | 0 | 0 | 0 | 0 | 0 | 0 | 0 | 0 |  | 0 | 0 | 0 | 0 | 0 | 0 | 0 | 0 | 0 | 0 | 0 | 0 | 0 | 0 |  | 0 | 0 | 0 | 0 | 0 | 0 | 0 | 0 | 0 | 0 | 0 | 0 | 0 | 0 | 0 | [14 empty] | 0 | 0 | 0 | 0 | 0 | 0 | 0 | 0 | 0 | 0 | 0 | 0 | 0 | 0 |  | 0 | 0 | 0 | 0 | 0 | 0 | 0 | 0 | 0 | 0 | 0 | 0 | 0 | 0 |  | 0 | 0 | 0 | 0 | 0 | 0 | 0 | 0 | 0 | 0 | 0 | 0 | 0 | 0 | 0
PG&E GBA | Cooley Landing | 60 | 0 | 0 | 0 | 0 | 0 | 0 | 0 | 0 | 0 | 0 | 0 | 0 | 0 | 0 | 0 |  | 0 | 0 | 0 | 0 | 0 | 0 | 0 | 0 | 0 | 0 | 0 | 0 | 0 | 0 |  | 0 | 0 | 0 | 0 | 0 | 0 | 0 | 0 | 0 | 0 | 0 | 0 | 0 | 0 |  | 0 | 0 | 0 | 0 | 0 | 0 | 0 | 0 | 0 | 0 | 0 | 0 | 0 | 0 | 0 | [14 empty] | 0 | 0 | 0 | 0 | 0 | 0 | 0 | 0 | 0 | 0 | 0 | 0 | 0 | 0 |  | 0 | 0 | 0 | 0 | 0 | 0 | 0 | 0 | 0 | 0 | 0 | 0 | 0 | 0 |  | 0 | 0 | 0 | 0 | 0 | 0 | 0 | 0 | 0 | 0 | 0 | 0 | 0 | 0 | 0
SCE NOL | Coolwater | 230 | 0 | 0 | 0 | 0 | 0 | 0 | 0 | 0 | 0 | 0 | 0 | 0 | 0 | 0 | 0 |  | 0 | 0 | 0 | 0 | 0 | 0 | 0 | 0 | 0 | 0 | 0 | 0 | 0 | 0 |  | 0 | 0 | 0 | 0 | 0 | 0 | 0 | 0 | 0 | 0 | 0 | 0 | 0 | 0 |  | 0 | 0 | 0 | 0 | 0 | 0 | 0 | 0 | 0 | 0 | 0 | 0 | 0 | 0 | 0 | [14 empty] | 0 | 0 | 0 | 0 | 0 | 0 | 0 | 0 | 0 | 0 | 0 | 0 | 0 | 0 |  | 0 | 0 | 0 | 0 | 0 | 0 | 0 | 0 | 0 | 0 | 0 | 0 | 0 | 0 |  | 0 | 0 | 0 | 0 | 0 | 0 | 0 | 0 | 0 | 0 | 0 | 0 | 0 | 0 | 0
SCE NOL | Coolwater | 115 | 0 | 0 | 0 | 0 | 0 | 0 | 0 | 0 | 0 | 0 | 0 | 113.5 | 0 | 0 | 1 |  | 0 | 0 | 100 | 112.18 | 0 | 0 | 0 | 0 | 0 | 150 | 50 | 0 | 5 | 0 |  | 0 | 0 | 100 | 112.18 | 0 | 0 | 0 | 0 | 0 | 150 | 50 | 0 | 5 | 0 |  | 0 | 0 | 100 | 112.18 | 0 | 0 | 0 | 0 | 0 | 150 | 50 | 113.5 | 5 | 0 | 1 | [14 empty] | 0 | 0 | 100 | 112.18 | 0 | 0 | 0 | 0 | 0 | 150 | 50 | 0 | 5 | 0 |  | 0 | 0 | 100 | 112.18 | 0 | 0 | 0 | 0 | 0 | 150 | 50 | 0 | 5 | 0 |  | 0 | 0 | 100 | 112.18 | 0 | 0 | 0 | 0 | 0 | 150 | 50 | 113.5 | 5 | 0 | 1
PG&E KERN | Copus | 70 | 0 | 0 | 0 | 0 | 0 | 0 | 0 | 0 | 0 | 0 | 0 | 0 | 0 | 0 | 0 |  | 0 | 0 | 0 | 0 | 0 | 0 | 0 | 0 | 0 | 0 | 0 | 0 | 0 | 0 |  | 0 | 0 | 0 | 0 | 0 | 0 | 0 | 0 | 0 | 0 | 0 | 0 | 0 | 0 |  | 0 | 0 | 0 | 0 | 0 | 0 | 0 | 0 | 0 | 0 | 0 | 0 | 0 | 0 | 0 | [14 empty] | 0 | 0 | 0 | 0 | 0 | 0 | 0 | 0 | 0 | 0 | 0 | 0 | 0 | 0 |  | 0 | 0 | 0 | 0 | 0 | 0 | 0 | 0 | 0 | 0 | 0 | 0 | 0 | 0 |  | 0 | 0 | 0 | 0 | 0 | 0 | 0 | 0 | 0 | 0 | 0 | 0 | 0 | 0 | 0
PG&E FRESNO | Corcoran | 70 | 0 | 0 | 0 | 0 | 0 | 0 | 0 | 0 | 0 | 0 | 0 | 0 | 0 | 0 | 0 |  | 0 | 0 | 0 | 0 | 0 | 0 | 0 | 0 | 4.5 | 0 | 0 | 0 | 0 | 0 |  | 0 | 0 | 0 | 0 | 0 | 0 | 0 | 0 | 4.5 | 0 | 0 | 0 | 0 | 0 |  | 0 | 0 | 0 | 0 | 0 | 0 | 0 | 0 | 4.5 | 0 | 0 | 0 | 0 | 0 | 1 | [14 empty] | 0 | 0 | 0 | 0 | 0 | 0 | 0 | 0 | 4.5 | 0 | 0 | 0 | 0 | 0 |  | 0 | 0 | 0 | 0 | 0 | 0 | 0 | 0 | 4.5 | 0 | 0 | 0 | 0 | 0 |  | 0 | 0 | 0 | 0 | 0 | 0 | 0 | 0 | 4.5 | 0 | 0 | 0 | 0 | 0 | 1
PG&E FRESNO | Corcoran | 115 | 0 | 0 | 0 | 0 | 0 | 0 | 0 | 0 | 0 | 0 | 0 | 0 | 0 | 0 | 0 |  | 0 | 0 | 0 | 0 | 0 | 0 | 0 | 0 | 0 | 0 | 0 | 0 | 0 | 0 |  | 0 | 0 | 0 | 0 | 0 | 0 | 0 | 0 | 0 | 0 | 0 | 0 | 0 | 0 |  | 0 | 0 | 0 | 0 | 0 | 0 | 0 | 0 | 0 | 0 | 0 | 0 | 0 | 0 | 0 | [14 empty] | 0 | 0 | 0 | 0 | 0 | 0 | 0 | 0 | 0 | 0 | 0 | 0 | 0 | 0 |  | 0 | 0 | 0 | 0 | 0 | 0 | 0 | 0 | 0 | 0 | 0 | 0 | 0 | 0 |  | 0 | 0 | 0 | 0 | 0 | 0 | 0 | 0 | 0 | 0 | 0 | 0 | 0 | 0 | 0
PG&E NGBA | Corona | 115 | 0 | 0 | 0 | 0 | 0 | 0 | 0 | 0 | 0 | 0 | 0 | 0 | 0 | 0 | 0 |  | 0 | 0 | 0 | 0 | 0 | 0 | 0 | 0 | 0 | 0 | 0 | 0 | 0 | 0 |  | 0 | 0 | 0 | 0 | 0 | 0 | 0 | 0 | 0 | 0 | 0 | 0 | 0 | 0 |  | 0 | 0 | 0 | 0 | 0 | 0 | 0 | 0 | 0 | 0 | 0 | 0 | 0 | 0 | 0 | [14 empty] | 0 | 0 | 0 | 0 | 0 | 0 | 0 | 0 | 0 | 0 | 0 | 0 | 0 | 0 |  | 0 | 0 | 0 | 0 | 0 | 0 | 0 | 0 | 0 | 0 | 0 | 0 | 0 | 0 |  | 0 | 0 | 0 | 0 | 0 | 0 | 0 | 0 | 0 | 0 | 0 | 0 | 0 | 0 | 0
PG&E NGBA | Cortina | 230 | 0 | 0 | 0 | 0 | 0 | 0 | 0 | 0 | 0 | 0 | 0 | 0 | 0 | 0 | 0 |  | 0 | 0 | 0 | 0 | 0 | 0 | 0 | 0 | 0 | 0 | 0 | 0 | 0 | 0 |  | 0 | 0 | 0 | 0 | 0 | 0 | 0 | 0 | 0 | 0 | 0 | 0 | 0 | 0 |  | 0 | 0 | 0 | 0 | 0 | 0 | 0 | 0 | 0 | 0 | 0 | 0 | 0 | 0 | 0 | [14 empty] | 0 | 0 | 0 | 0 | 0 | 0 | 0 | 0 | 0 | 0 | 0 | 0 | 0 | 0 |  | 0 | 0 | 0 | 0 | 0 | 0 | 0 | 0 | 0 | 0 | 0 | 0 | 0 | 0 |  | 0 | 0 | 0 | 0 | 0 | 0 | 0 | 0 | 0 | 0 | 0 | 0 | 0 | 0 | 0
PG&E NGBA | Cortina | 115 | 0 | 0 | 0 | 0 | 0 | 0 | 0 | 0 | 0 | 0 | 0 | 0 | 0 | 0 | 0 |  | 0 | 5 | 0 | 0 | 0 | 0 | 0 | 0 | 0 | 0 | 80 | 80 | 0 | 0 |  | 0 | 5 | 0 | 0 | 0 | 0 | 0 | 0 | 0 | 0 | 80 | 80 | 0 | 0 |  | 0 | 5 | 0 | 0 | 0 | 0 | 0 | 0 | 0 | 0 | 80 | 80 | 0 | 0 | 1 | [9 empty] | 50 |  |  | 40 |  | 0 | 5 | 0 | 0 | 0 | 0 | 0 | 0 | 0 | 50 | 80 | 80 | 40 | 0 |  | 0 | 5 | 0 | 0 | 0 | 0 | 0 | 0 | 0 | 50 | 80 | 80 | 40 | 0 |  | 0 | 5 | 0 | 0 | 0 | 0 | 0 | 0 | 0 | 50 | 80 | 80 | 40 | 0 | 1
PG&E GBA | Cottle | 230 | 0 | 0 | 0 | 0 | 0 | 0 | 0 | 0 | 0 | 0 | 0 | 0 | 0 | 0 | 0 |  | 0 | 0 | 0 | 0 | 0 | 0 | 0 | 0 | 0 | 0 | 0 | 0 | 0 | 0 |  | 0 | 0 | 0 | 0 | 0 | 0 | 0 | 0 | 0 | 0 | 0 | 0 | 0 | 0 |  | 0 | 0 | 0 | 0 | 0 | 0 | 0 | 0 | 0 | 0 | 0 | 0 | 0 | 0 | 0 | [14 empty] | 0 | 0 | 0 | 0 | 0 | 0 | 0 | 0 | 0 | 0 | 0 | 0 | 0 | 0 |  | 0 | 0 | 0 | 0 | 0 | 0 | 0 | 0 | 0 | 0 | 0 | 0 | 0 | 0 |  | 0 | 0 | 0 | 0 | 0 | 0 | 0 | 0 | 0 | 0 | 0 | 0 | 0 | 0 | 0
PG&E NGBA | Cottonwood | 115 | 0 | 0 | 0 | 0 | 0 | 0 | 0 | 0 | 0 | 0 | 0 | 0 | 0 | 0 | 0 |  | 0 | 0 | 0 | 0 | 0 | 0 | 0 | 0 | 0 | 0 | 0 | 0 | 0 | 0 |  | 0 | 0 | 0 | 0 | 0 | 0 | 0 | 0 | 0 | 0 | 0 | 0 | 0 | 0 |  | 0 | 0 | 0 | 0 | 0 | 0 | 0 | 0 | 0 | 0 | 0 | 0 | 0 | 0 | 0 | [14 empty] | 0 | 0 | 0 | 0 | 0 | 0 | 0 | 0 | 0 | 0 | 0 | 0 | 0 | 0 |  | 0 | 0 | 0 | 0 | 0 | 0 | 0 | 0 | 0 | 0 | 0 | 0 | 0 | 0 |  | 0 | 0 | 0 | 0 | 0 | 0 | 0 | 0 | 0 | 0 | 0 | 0 | 0 | 0 | 0
PG&E NGBA | Cottonwood | 230 | 0 | 0 | 0 | 0 | 0 | 0 | 0 | 0 | 0 | 0 | 0 | 0 | 0 | 0 | 0 |  | 0 | 0 | 0 | 0 | 0 | 0 | 0 | 0 | 0 | 0 | 0 | 0 | 0 | 0 |  | 0 | 0 | 0 | 0 | 0 | 0 | 0 | 0 | 0 | 0 | 0 | 0 | 0 | 0 |  | 0 | 0 | 0 | 0 | 0 | 0 | 0 | 0 | 0 | 0 | 0 | 0 | 0 | 0 | 0 | [14 empty] | 0 | 0 | 0 | 0 | 0 | 0 | 0 | 0 | 0 | 0 | 0 | 0 | 0 | 0 |  | 0 | 0 | 0 | 0 | 0 | 0 | 0 | 0 | 0 | 0 | 0 | 0 | 0 | 0 |  | 0 | 0 | 0 | 0 | 0 | 0 | 0 | 0 | 0 | 0 | 0 | 0 | 0 | 0 | 0
PG&E NGBA | Cottonwood | 60 | 0 | 0 | 0 | 0 | 0 | 0 | 0 | 0 | 0 | 0 | 0 | 0 | 0 | 0 | 0 |  | 0 | 0 | 0 | 0 | 0 | 0 | 0 | 0 | 0 | 0 | 0 | 0 | 0 | 0 |  | 0 | 0 | 0 | 0 | 0 | 0 | 0 | 0 | 0 | 0 | 0 | 0 | 0 | 0 |  | 0 | 0 | 0 | 0 | 0 | 0 | 0 | 0 | 0 | 0 | 0 | 0 | 0 | 0 | 0 | [14 empty] | 0 | 0 | 0 | 0 | 0 | 0 | 0 | 0 | 0 | 0 | 0 | 0 | 0 | 0 |  | 0 | 0 | 0 | 0 | 0 | 0 | 0 | 0 | 0 | 0 | 0 | 0 | 0 | 0 |  | 0 | 0 | 0 | 0 | 0 | 0 | 0 | 0 | 0 | 0 | 0 | 0 | 0 | 0 | 0
PG&E NGBA | Cove Road | 230 | 0 | 0 | 0 | 0 | 0 | 0 | 0 | 0 | 0 | 0 | 0 | 0 | 0 | 0 | 0 |  | 0 | 0 | 0 | 0 | 0 | 0 | 0 | 0 | 0 | 0 | 0 | 0 | 0 | 0 |  | 0 | 0 | 0 | 0 | 0 | 0 | 0 | 0 | 0 | 0 | 0 | 0 | 0 | 0 |  | 0 | 0 | 0 | 0 | 0 | 0 | 0 | 0 | 0 | 0 | 0 | 0 | 0 | 0 | 0 | [14 empty] | 0 | 0 | 0 | 0 | 0 | 0 | 0 | 0 | 0 | 0 | 0 | 0 | 0 | 0 |  | 0 | 0 | 0 | 0 | 0 | 0 | 0 | 0 | 0 | 0 | 0 | 0 | 0 | 0 |  | 0 | 0 | 0 | 0 | 0 | 0 | 0 | 0 | 0 | 0 | 0 | 0 | 0 | 0 | 0
PG&E GBA | Coyote | 230 | 0 | 0 | 0 | 0 | 0 | 0 | 0 | 0 | 0 | 0 | 0 | 0 | 0 | 0 | 0 |  | 0 | 0 | 0 | 0 | 0 | 0 | 0 | 0 | 0 | 0 | 0 | 0 | 0 | 0 |  | 0 | 0 | 0 | 0 | 0 | 0 | 0 | 0 | 0 | 0 | 0 | 0 | 0 | 0 |  | 0 | 0 | 0 | 0 | 0 | 0 | 0 | 0 | 0 | 0 | 0 | 0 | 0 | 0 | 0 | [14 empty] | 0 | 0 | 0 | 0 | 0 | 0 | 0 | 0 | 0 | 0 | 0 | 0 | 0 | 0 |  | 0 | 0 | 0 | 0 | 0 | 0 | 0 | 0 | 0 | 0 | 0 | 0 | 0 | 0 |  | 0 | 0 | 0 | 0 | 0 | 0 | 0 | 0 | 0 | 0 | 0 | 0 | 0 | 0 | 0
PG&E GBA | Crazy Horse Canyon | 115 | 0 | 0 | 0 | 0 | 0 | 0 | 0 | 0 | 0 | 0 | 0 | 0 | 0 | 0 | 0 |  | 0 | 0 | 0 | 0 | 0 | 0 | 0 | 0 | 0 | 0 | 0 | 0 | 0 | 0 |  | 0 | 0 | 0 | 0 | 0 | 0 | 0 | 0 | 0 | 0 | 0 | 0 | 0 | 0 |  | 0 | 0 | 0 | 0 | 0 | 0 | 0 | 0 | 0 | 0 | 0 | 0 | 0 | 0 | 0 | [14 empty] | 0 | 0 | 0 | 0 | 0 | 0 | 0 | 0 | 0 | 0 | 0 | 0 | 0 | 0 |  | 0 | 0 | 0 | 0 | 0 | 0 | 0 | 0 | 0 | 0 | 0 | 0 | 0 | 0 |  | 0 | 0 | 0 | 0 | 0 | 0 | 0 | 0 | 0 | 0 | 0 | 0 | 0 | 0 | 0
SDGE | Creelman | 69 | 0 | 0 | 0 | 0 | 0 | 0 | 0 | 0 | 0 | 0 | 0 | 7.8 | 0 | 0 | 1 |  | 0 | 0 | 0 | 0 | 0 | 0 | 0 | 0 | 0 | 0 | 0 | 0 | 0 | 0 |  | 0 | 0 | 0 | 0 | 0 | 0 | 0 | 0 | 0 | 0 | 0 | 0 | 0 | 0 |  | 0 | 0 | 0 | 0 | 0 | 0 | 0 | 0 | 0 | 0 | 0 | 7.8 | 0 | 0 | 1 | [14 empty] | 0 | 0 | 0 | 0 | 0 | 0 | 0 | 0 | 0 | 0 | 0 | 0 | 0 | 0 |  | 0 | 0 | 0 | 0 | 0 | 0 | 0 | 0 | 0 | 0 | 0 | 0 | 0 | 0 |  | 0 | 0 | 0 | 0 | 0 | 0 | 0 | 0 | 0 | 0 | 0 | 7.8 | 0 | 0 | 1
PG&E FRESNO | Crescent | 70 | 0 | 0 | 0 | 0 | 0 | 0 | 0 | 0 | 0 | 0 | 0 | 0 | 0 | 0 | 0 |  | 0 | 0 | 0 | 0 | 0 | 0 | 0 | 0 | 0 | 5 | 65 | 27 | 0 | 0 |  | 0 | 0 | 0 | 0 | 0 | 0 | 0 | 0 | 0 | 5 | 65 | 27 | 0 | 0 |  | 0 | 0 | 0 | 0 | 0 | 0 | 0 | 0 | 0 | 5 | 65 | 27 | 0 | 0 | 1 | [14 empty] | 0 | 0 | 0 | 0 | 0 | 0 | 0 | 0 | 0 | 5 | 65 | 27 | 0 | 0 |  | 0 | 0 | 0 | 0 | 0 | 0 | 0 | 0 | 0 | 5 | 65 | 27 | 0 | 0 |  | 0 | 0 | 0 | 0 | 0 | 0 | 0 | 0 | 0 | 5 | 65 | 27 | 0 | 0 | 1
PG&E FRESNO | Cressey | 115 | 0 | 0 | 0 | 0 | 0 | 0 | 0 | 0 | 0 | 0 | 0 | 0 | 0 | 0 | 0 |  | 0 | 0 | 0 | 0 | 0 | 0 | 0 | 0 | 0 | 0 | 0 | 0 | 0 | 0 |  | 0 | 0 | 0 | 0 | 0 | 0 | 0 | 0 | 0 | 0 | 0 | 0 | 0 | 0 |  | 0 | 0 | 0 | 0 | 0 | 0 | 0 | 0 | 0 | 0 | 0 | 0 | 0 | 0 | 0 | [14 empty] | 0 | 0 | 0 | 0 | 0 | 0 | 0 | 0 | 0 | 0 | 0 | 0 | 0 | 0 |  | 0 | 0 | 0 | 0 | 0 | 0 | 0 | 0 | 0 | 0 | 0 | 0 | 0 | 0 |  | 0 | 0 | 0 | 0 | 0 | 0 | 0 | 0 | 0 | 0 | 0 | 0 | 0 | 0 | 0
PG&E NGBA | Cresta | 230 | 0 | 0 | 0 | 0 | 0 | 0 | 0 | 0 | 0 | 0 | 0 | 0 | 0 | 0 | 0 |  | 0 | 0 | 0 | 0 | 0 | 0 | 0 | 0 | 0 | 0 | 0 | 0 | 0 | 0 |  | 0 | 0 | 0 | 0 | 0 | 0 | 0 | 0 | 0 | 0 | 0 | 0 | 0 | 0 |  | 0 | 0 | 0 | 0 | 0 | 0 | 0 | 0 | 0 | 0 | 0 | 0 | 0 | 0 | 0 | [14 empty] | 0 | 0 | 0 | 0 | 0 | 0 | 0 | 0 | 0 | 0 | 0 | 0 | 0 | 0 |  | 0 | 0 | 0 | 0 | 0 | 0 | 0 | 0 | 0 | 0 | 0 | 0 | 0 | 0 |  | 0 | 0 | 0 | 0 | 0 | 0 | 0 | 0 | 0 | 0 | 0 | 0 | 0 | 0 | 0
SDGE | Crestwood | 69 | 0 | 0 | 0 | 0 | 0 | 0 | 0 | 0 | 0 | 0 | 0 | 0 | 0 | 0 | 0 |  | 0 | 0 | 0 | 0 | 0 | 0 | 0 | 0 | 0 | 0 | 0 | 0 | 0 | 0 |  | 0 | 0 | 0 | 0 | 0 | 0 | 0 | 0 | 0 | 0 | 0 | 0 | 0 | 0 |  | 0 | 0 | 0 | 0 | 0 | 0 | 0 | 0 | 0 | 0 | 0 | 0 | 0 | 0 | 0 | [14 empty] | 0 | 0 | 0 | 0 | 0 | 0 | 0 | 0 | 0 | 0 | 0 | 0 | 0 | 0 |  | 0 | 0 | 0 | 0 | 0 | 0 | 0 | 0 | 0 | 0 | 0 | 0 | 0 | 0 |  | 0 | 0 | 0 | 0 | 0 | 0 | 0 | 0 | 0 | 0 | 0 | 0 | 0 | 0 | 0
PG&E GBA | Crow Creek | 60 | 0 | 0 | 0 | 0 | 0 | 0 | 0 | 0 | 0 | 0 | 0 | 0 | 0 | 0 | 0 |  | 0 | 0 | 0 | 0 | 0 | 0 | 0 | 0 | 0 | 0 | 0 | 0 | 0 | 0 |  | 0 | 0 | 0 | 0 | 0 | 0 | 0 | 0 | 0 | 0 | 0 | 0 | 0 | 0 |  | 0 | 0 | 0 | 0 | 0 | 0 | 0 | 0 | 0 | 0 | 0 | 0 | 0 | 0 | 0 | [14 empty] | 0 | 0 | 0 | 0 | 0 | 0 | 0 | 0 | 0 | 0 | 0 | 0 | 0 | 0 |  | 0 | 0 | 0 | 0 | 0 | 0 | 0 | 0 | 0 | 0 | 0 | 0 | 0 | 0 |  | 0 | 0 | 0 | 0 | 0 | 0 | 0 | 0 | 0 | 0 | 0 | 0 | 0 | 0 | 0
PG&E GBA | Crows Landing | 60 | 0 | 0 | 0 | 0 | 0 | 0 | 0 | 0 | 0 | 0 | 0 | 0 | 0 | 0 | 0 |  | 0 | 0 | 0 | 0 | 0 | 0 | 0 | 0 | 0 | 0 | 0 | 0 | 0 | 0 |  | 0 | 0 | 0 | 0 | 0 | 0 | 0 | 0 | 0 | 0 | 0 | 0 | 0 | 0 |  | 0 | 0 | 0 | 0 | 0 | 0 | 0 | 0 | 0 | 0 | 0 | 0 | 0 | 0 | 0 | [14 empty] | 0 | 0 | 0 | 0 | 0 | 0 | 0 | 0 | 0 | 0 | 0 | 0 | 0 | 0 |  | 0 | 0 | 0 | 0 | 0 | 0 | 0 | 0 | 0 | 0 | 0 | 0 | 0 | 0 |  | 0 | 0 | 0 | 0 | 0 | 0 | 0 | 0 | 0 | 0 | 0 | 0 | 0 | 0 | 0
PG&E GBA | Curtis | 115 | 0 | 0 | 0 | 0 | 0 | 0 | 0 | 0 | 0 | 0 | 0 | 0 | 0 | 0 | 0 |  | 0 | 0 | 0 | 0 | 0 | 0 | 0 | 0 | 0 | 0 | 0 | 0 | 0 | 0 |  | 0 | 0 | 0 | 0 | 0 | 0 | 0 | 0 | 0 | 0 | 0 | 0 | 0 | 0 |  | 0 | 0 | 0 | 0 | 0 | 0 | 0 | 0 | 0 | 0 | 0 | 0 | 0 | 0 | 0 | [14 empty] | 0 | 0 | 0 | 0 | 0 | 0 | 0 | 0 | 0 | 0 | 0 | 0 | 0 | 0 |  | 0 | 0 | 0 | 0 | 0 | 0 | 0 | 0 | 0 | 0 | 0 | 0 | 0 | 0 |  | 0 | 0 | 0 | 0 | 0 | 0 | 0 | 0 | 0 | 0 | 0 | 0 | 0 | 0 | 0
PG&E FRESNO | Dairyland | 115 | 0 | 0 | 0 | 0 | 0 | 0 | 0 | 0 | 0 | 0 | 0 | 0 | 0 | 0 | 0 |  | 0 | 0 | 0 | 0 | 0 | 0 | 0 | 0 | 5 | 0 | 0 | 0 | 0 | 0 |  | 0 | 0 | 0 | 0 | 0 | 0 | 0 | 0 | 5 | 0 | 0 | 0 | 0 | 0 |  | 0 | 0 | 0 | 0 | 0 | 0 | 0 | 0 | 5 | 0 | 0 | 0 | 0 | 0 | 1 | [14 empty] | 0 | 0 | 0 | 0 | 0 | 0 | 0 | 0 | 5 | 0 | 0 | 0 | 0 | 0 |  | 0 | 0 | 0 | 0 | 0 | 0 | 0 | 0 | 5 | 0 | 0 | 0 | 0 | 0 |  | 0 | 0 | 0 | 0 | 0 | 0 | 0 | 0 | 5 | 0 | 0 | 0 | 0 | 0 | 1
PG&E NGBA | Davis | 115 | 0 | 0 | 0 | 0 | 0 | 0 | 0 | 0 | 0 | 0 | 0 | 0 | 0 | 0 | 0 |  | 0 | 0 | 0 | 0 | 0 | 0 | 0 | 0 | 0 | 0 | 0 | 0 | 0 | 0 |  | 0 | 0 | 0 | 0 | 0 | 0 | 0 | 0 | 0 | 0 | 0 | 0 | 0 | 0 |  | 0 | 0 | 0 | 0 | 0 | 0 | 0 | 0 | 0 | 0 | 0 | 0 | 0 | 0 | 0 | [9 empty] | 20 | 80 |  | 35 |  | 0 | 0 | 0 | 0 | 0 | 0 | 0 | 0 | 0 | 20 | 80 | 0 | 35 | 0 |  | 0 | 0 | 0 | 0 | 0 | 0 | 0 | 0 | 0 | 20 | 80 | 0 | 35 | 0 |  | 0 | 0 | 0 | 0 | 0 | 0 | 0 | 0 | 0 | 20 | 80 | 0 | 35 | 0 | 1
SCE Metro | Del Amo | 500 | 0 | 0 | 0 | 0 | 0 | 0 | 0 | 0 | 0 | 0 | 0 | 0 | 0 | 0 | 0 |  | 0 | 0 | 0 | 0 | 0 | 0 | 0 | 0 | 0 | 0 | 0 | 0 | 0 | 0 |  | 0 | 0 | 0 | 0 | 0 | 0 | 0 | 0 | 0 | 0 | 0 | 0 | 0 | 0 |  | 0 | 0 | 0 | 0 | 0 | 0 | 0 | 0 | 0 | 0 | 0 | 0 | 0 | 0 | 0 | [14 empty] | 0 | 0 | 0 | 0 | 0 | 0 | 0 | 0 | 0 | 0 | 0 | 0 | 0 | 0 |  | 0 | 0 | 0 | 0 | 0 | 0 | 0 | 0 | 0 | 0 | 0 | 0 | 0 | 0 |  | 0 | 0 | 0 | 0 | 0 | 0 | 0 | 0 | 0 | 0 | 0 | 0 | 0 | 0 | 0
SCE Metro | Del Amo | 230 | 0 | 0 | 0 | 0 | 0 | 0 | 0 | 0 | 0 | 0 | 0 | 0 | 0 | 0 | 0 |  | 0 | 0 | 0 | 0 | 0 | 0 | 0 | 0 | 0 | 0 | 0 | 0 | 0 | 0 |  | 0 | 0 | 0 | 0 | 0 | 0 | 0 | 0 | 0 | 0 | 0 | 0 | 0 | 0 |  | 0 | 0 | 0 | 0 | 0 | 0 | 0 | 0 | 0 | 0 | 0 | 0 | 0 | 0 | 0 | [14 empty] | 0 | 0 | 0 | 0 | 0 | 0 | 0 | 0 | 0 | 0 | 0 | 0 | 0 | 0 |  | 0 | 0 | 0 | 0 | 0 | 0 | 0 | 0 | 0 | 0 | 0 | 0 | 0 | 0 |  | 0 | 0 | 0 | 0 | 0 | 0 | 0 | 0 | 0 | 0 | 0 | 0 | 0 | 0 | 0
SCE Eastern | Delaney | 500 | 0 | 0 | 0 | 0 | 0 | 0 | 0 | 0 | 0 | 0 | 0 | 0 | 0 | 0 | 0 |  | 0 | 0 | 0 | 0 | 0 | 0 | 0 | 0 | 0 | 0 | 0 | 0 | 0 | 0 |  | 0 | 0 | 0 | 0 | 0 | 0 | 0 | 0 | 0 | 0 | 0 | 0 | 0 | 0 |  | 0 | 0 | 0 | 0 | 0 | 0 | 0 | 0 | 0 | 0 | 0 | 0 | 0 | 0 | 0 | [9 empty] | 250 | 350 |  | 125 |  | 0 | 0 | 0 | 0 | 0 | 0 | 0 | 0 | 0 | 250 | 350 | 0 | 125 | 0 |  | 0 | 0 | 0 | 0 | 0 | 0 | 0 | 0 | 0 | 250 | 350 | 0 | 125 | 0 |  | 0 | 0 | 0 | 0 | 0 | 0 | 0 | 0 | 0 | 250 | 350 | 0 | 125 | 0 | 1
PG&E NGBA | Delevan | 230 | 0 | 0 | 0 | 0 | 0 | 0 | 0 | 0 | 0 | 0 | 0 | 0 | 0 | 0 | 0 |  | 0 | 0 | 0 | 0 | 0 | 0 | 0 | 0 | 0 | 50 | 150 | 0 | 50 | 0 |  | 0 | 0 | 0 | 0 | 0 | 0 | 0 | 0 | 0 | 50 | 150 | 0 | 50 | 0 |  | 0 | 0 | 0 | 0 | 0 | 0 | 0 | 0 | 0 | 50 | 150 | 0 | 50 | 0 | 1 | [9 empty] | 185 | 350 |  | 150 |  | 0 | 0 | 0 | 0 | 0 | 0 | 0 | 0 | 0 | 235 | 500 | 0 | 200 | 0 |  | 0 | 0 | 0 | 0 | 0 | 0 | 0 | 0 | 0 | 235 | 500 | 0 | 200 | 0 |  | 0 | 0 | 0 | 0 | 0 | 0 | 0 | 0 | 0 | 235 | 500 | 0 | 200 | 0 | 1
PG&E GBA | Delta PP | 230 | 0 | 0 | 0 | 0 | 0 | 0 | 0 | 0 | 0 | 0 | 0 | 0 | 0 | 0 | 0 |  | 0 | 0 | 0 | 0 | 0 | 0 | 0 | 0 | 0 | 0 | 0 | 0 | 0 | 0 |  | 0 | 0 | 0 | 0 | 0 | 0 | 0 | 0 | 0 | 0 | 0 | 0 | 0 | 0 |  | 0 | 0 | 0 | 0 | 0 | 0 | 0 | 0 | 0 | 0 | 0 | 0 | 0 | 0 | 0 | [14 empty] | 0 | 0 | 0 | 0 | 0 | 0 | 0 | 0 | 0 | 0 | 0 | 0 | 0 | 0 |  | 0 | 0 | 0 | 0 | 0 | 0 | 0 | 0 | 0 | 0 | 0 | 0 | 0 | 0 |  | 0 | 0 | 0 | 0 | 0 | 0 | 0 | 0 | 0 | 0 | 0 | 0 | 0 | 0 | 0
EOP | Desert View | 230 | 0 | 0 | 0 | 0 | 0 | 0 | 0 | 0 | 0 | 0 | 0 | 0 | 0 | 0 | 0 |  | 0 | 0 | 0 | 0 | 0 | 0 | 0 | 0 | 0 | 0 | 0 | 0 | 0 | 0 |  | 0 | 0 | 0 | 0 | 0 | 0 | 0 | 0 | 0 | 0 | 0 | 0 | 0 | 0 |  | 0 | 0 | 0 | 0 | 0 | 0 | 0 | 0 | 0 | 0 | 0 | 0 | 0 | 0 | 0 | [9 empty] | 150 | 350 |  | 150 |  | 0 | 0 | 0 | 0 | 0 | 0 | 0 | 0 | 0 | 150 | 350 | 0 | 150 | 0 |  | 0 | 0 | 0 | 0 | 0 | 0 | 0 | 0 | 0 | 150 | 350 | 0 | 150 | 0 |  | 0 | 0 | 0 | 0 | 0 | 0 | 0 | 0 | 0 | 150 | 350 | 0 | 150 | 0 | 1
SCE Eastern | Devers | 230 | 0 | 0 | 57 | 0 | 0 | 0 | 0 | 0 | 0 | 0 | 0 | 220 | 100 | 0 | 1 |  | 0 | 0 | 230.5 | 37 | 0 | 0 | 0 | 0 | 0 | 0 | 0 | 0 | 0 | 0 |  | 0 | 0 | 230.5 | 37 | 0 | 0 | 0 | 0 | 0 | 0 | 0 | 0 | 0 | 0 |  | 0 | 0 | 287.5 | 37 | 0 | 0 | 0 | 0 | 0 | 0 | 0 | 220 | 100 | 0 | 1 | [9 empty] | 100 | 180 |  | 80 |  | 0 | 0 | 230.5 | 37 | 0 | 0 | 0 | 0 | 0 | 100 | 180 | 0 | 80 | 0 |  | 0 | 0 | 230.5 | 37 | 0 | 0 | 0 | 0 | 0 | 100 | 180 | 0 | 80 | 0 |  | 0 | 0 | 287.5 | 37 | 0 | 0 | 0 | 0 | 0 | 100 | 180 | 220 | 180 | 0 | 1
SCE Eastern | Devers | 500 | 0 | 0 | 0 | 0 | 0 | 0 | 0 | 0 | 0 | 0 | 0 | 0 | 0 | 0 | 0 |  | 0 | 0 | 0 | 0 | 0 | 0 | 0 | 0 | 0 | 0 | 0 | 0 | 0 | 0 |  | 0 | 0 | 0 | 0 | 0 | 0 | 0 | 0 | 0 | 0 | 0 | 0 | 0 | 0 |  | 0 | 0 | 0 | 0 | 0 | 0 | 0 | 0 | 0 | 0 | 0 | 0 | 0 | 0 | 0 | [14 empty] | 0 | 0 | 0 | 0 | 0 | 0 | 0 | 0 | 0 | 0 | 0 | 0 | 0 | 0 |  | 0 | 0 | 0 | 0 | 0 | 0 | 0 | 0 | 0 | 0 | 0 | 0 | 0 | 0 |  | 0 | 0 | 0 | 0 | 0 | 0 | 0 | 0 | 0 | 0 | 0 | 0 | 0 | 0 | 0
PG&E KERN | Diablo Canyon | 230 | 0 | 0 | 0 | 0 | 0 | 0 | 0 | 0 | 0 | 0 | 0 | 0 | 0 | 0 | 0 |  | 0 | 0 | 0 | 0 | 0 | 0 | 0 | 0 | 0 | 0 | 0 | 0 | 0 | 0 |  | 0 | 0 | 0 | 0 | 0 | 0 | 0 | 0 | 0 | 0 | 0 | 0 | 0 | 0 |  | 0 | 0 | 0 | 0 | 0 | 0 | 0 | 0 | 0 | 0 | 0 | 0 | 0 | 0 | 0 | [14 empty] | 0 | 0 | 0 | 0 | 0 | 0 | 0 | 0 | 0 | 0 | 0 | 0 | 0 | 0 |  | 0 | 0 | 0 | 0 | 0 | 0 | 0 | 0 | 0 | 0 | 0 | 0 | 0 | 0 |  | 0 | 0 | 0 | 0 | 0 | 0 | 0 | 0 | 0 | 0 | 0 | 0 | 0 | 0 | 0
PG&E KERN | Diablo Canyon | 500 | 0 | 0 | 0 | 0 | 0 | 0 | 0 | 0 | 0 | 0 | 0 | 0 | 0 | 0 | 0 |  | 0 | 0 | 0 | 0 | 0 | 0 | 2924 | 0 | 0 | 0 | 0 | 0 | 0 | 0 |  | 0 | 0 | 0 | 0 | 0 | 0 | 2924 | 0 | 0 | 0 | 0 | 0 | 0 | 0 |  | 0 | 0 | 0 | 0 | 0 | 0 | 2924 | 0 | 0 | 0 | 0 | 0 | 0 | 0 | 1 | [14 empty] | 0 | 0 | 0 | 0 | 0 | 0 | 2924 | 0 | 0 | 0 | 0 | 0 | 0 | 0 |  | 0 | 0 | 0 | 0 | 0 | 0 | 2924 | 0 | 0 | 0 | 0 | 0 | 0 | 0 |  | 0 | 0 | 0 | 0 | 0 | 0 | 2924 | 0 | 0 | 0 | 0 | 0 | 0 | 0 | 1
PG&E KERN | Divide | 115 | 0 | 0 | 0 | 0 | 0 | 0 | 0 | 0 | 0 | 0 | 0 | 0 | 0 | 0 | 0 |  | 0 | 0 | 0 | 0 | 0 | 0 | 0 | 0 | 0 | 0 | 0 | 0 | 0 | 0 |  | 0 | 0 | 0 | 0 | 0 | 0 | 0 | 0 | 0 | 0 | 0 | 0 | 0 | 0 |  | 0 | 0 | 0 | 0 | 0 | 0 | 0 | 0 | 0 | 0 | 0 | 0 | 0 | 0 | 0 | [14 empty] | 0 | 0 | 0 | 0 | 0 | 0 | 0 | 0 | 0 | 0 | 0 | 0 | 0 | 0 |  | 0 | 0 | 0 | 0 | 0 | 0 | 0 | 0 | 0 | 0 | 0 | 0 | 0 | 0 |  | 0 | 0 | 0 | 0 | 0 | 0 | 0 | 0 | 0 | 0 | 0 | 0 | 0 | 0 | 0
PG&E GBA | Dixon Landing | 115 | 0 | 0 | 0 | 0 | 0 | 0 | 0 | 0 | 0 | 0 | 0 | 0 | 0 | 0 | 0 |  | 0 | 0 | 0 | 0 | 0 | 0 | 0 | 0 | 2.3 | 0 | 0 | 0 | 0 | 0 |  | 0 | 0 | 0 | 0 | 0 | 0 | 0 | 0 | 2.3 | 0 | 0 | 0 | 0 | 0 |  | 0 | 0 | 0 | 0 | 0 | 0 | 0 | 0 | 2.3 | 0 | 0 | 0 | 0 | 0 | 1 | [14 empty] | 0 | 0 | 0 | 0 | 0 | 0 | 0 | 0 | 2.3 | 0 | 0 | 0 | 0 | 0 |  | 0 | 0 | 0 | 0 | 0 | 0 | 0 | 0 | 2.3 | 0 | 0 | 0 | 0 | 0 |  | 0 | 0 | 0 | 0 | 0 | 0 | 0 | 0 | 2.3 | 0 | 0 | 0 | 0 | 0 | 1
PG&E FRESNO | Dos Amigos | 230 | 0 | 0 | 0 | 0 | 0 | 0 | 0 | 0 | 3 | 0 | 0 | 0 | 0 | 0 | 1 |  | 0 | 0 | 0 | 0 | 0 | 0 | 0 | 0 | 0 | 0 | 0 | 0 | 0 | 0 |  | 0 | 0 | 0 | 0 | 0 | 0 | 0 | 0 | 0 | 0 | 0 | 0 | 0 | 0 |  | 0 | 0 | 0 | 0 | 0 | 0 | 0 | 0 | 3 | 0 | 0 | 0 | 0 | 0 | 1 | [14 empty] | 0 | 0 | 0 | 0 | 0 | 0 | 0 | 0 | 0 | 0 | 0 | 0 | 0 | 0 |  | 0 | 0 | 0 | 0 | 0 | 0 | 0 | 0 | 0 | 0 | 0 | 0 | 0 | 0 |  | 0 | 0 | 0 | 0 | 0 | 0 | 0 | 0 | 3 | 0 | 0 | 0 | 0 | 0 | 1
PG&E NGBA | Drum | 115 | 0 | 0 | 0 | 0 | 0 | 0 | 0 | 0 | 0 | 0 | 0 | 0 | 0 | 0 | 0 |  | 0 | 0 | 0 | 0 | 0 | 0 | 0 | 0 | 0 | 0 | 0 | 0 | 0 | 0 |  | 0 | 0 | 0 | 0 | 0 | 0 | 0 | 0 | 0 | 0 | 0 | 0 | 0 | 0 |  | 0 | 0 | 0 | 0 | 0 | 0 | 0 | 0 | 0 | 0 | 0 | 0 | 0 | 0 | 0 | [14 empty] | 0 | 0 | 0 | 0 | 0 | 0 | 0 | 0 | 0 | 0 | 0 | 0 | 0 | 0 |  | 0 | 0 | 0 | 0 | 0 | 0 | 0 | 0 | 0 | 0 | 0 | 0 | 0 | 0 |  | 0 | 0 | 0 | 0 | 0 | 0 | 0 | 0 | 0 | 0 | 0 | 0 | 0 | 0 | 0
PG&E GBA | Dumbarton | 115 | 0 | 0 | 0 | 0 | 0 | 0 | 0 | 0 | 0 | 0 | 0 | 0 | 0 | 0 | 0 |  | 0 | 0 | 0 | 0 | 0 | 0 | 0 | 0 | 5 | 0 | 0 | 0 | 0 | 0 |  | 0 | 0 | 0 | 0 | 0 | 0 | 0 | 0 | 5 | 0 | 0 | 0 | 0 | 0 |  | 0 | 0 | 0 | 0 | 0 | 0 | 0 | 0 | 5 | 0 | 0 | 0 | 0 | 0 | 1 | [14 empty] | 0 | 0 | 0 | 0 | 0 | 0 | 0 | 0 | 5 | 0 | 0 | 0 | 0 | 0 |  | 0 | 0 | 0 | 0 | 0 | 0 | 0 | 0 | 5 | 0 | 0 | 0 | 0 | 0 |  | 0 | 0 | 0 | 0 | 0 | 0 | 0 | 0 | 5 | 0 | 0 | 0 | 0 | 0 | 1
SCE NOL | Dunn Siding | 115 | 0 | 0 | 0 | 0 | 0 | 0 | 0 | 0 | 0 | 0 | 0 | 0 | 0 | 0 | 0 |  | 0 | 0 | 0 | 0 | 0 | 0 | 0 | 0 | 0 | 0 | 0 | 0 | 0 | 0 |  | 0 | 0 | 0 | 0 | 0 | 0 | 0 | 0 | 0 | 0 | 0 | 0 | 0 | 0 |  | 0 | 0 | 0 | 0 | 0 | 0 | 0 | 0 | 0 | 0 | 0 | 0 | 0 | 0 | 0 | [14 empty] | 0 | 0 | 0 | 0 | 0 | 0 | 0 | 0 | 0 | 0 | 0 | 0 | 0 | 0 |  | 0 | 0 | 0 | 0 | 0 | 0 | 0 | 0 | 0 | 0 | 0 | 0 | 0 | 0 |  | 0 | 0 | 0 | 0 | 0 | 0 | 0 | 0 | 0 | 0 | 0 | 0 | 0 | 0 | 0
SCE Eastern | Eagle Mountain | 230 | 0 | 0 | 0 | 0 | 0 | 0 | 0 | 0 | 0 | 0 | 0 | 0 | 0 | 0 | 0 |  | 0 | 0 | 0 | 0 | 0 | 0 | 0 | 0 | 0 | 0 | 0 | 0 | 0 | 0 |  | 0 | 0 | 0 | 0 | 0 | 0 | 0 | 0 | 0 | 0 | 0 | 0 | 0 | 0 |  | 0 | 0 | 0 | 0 | 0 | 0 | 0 | 0 | 0 | 0 | 0 | 0 | 0 | 0 | 0 | [14 empty] | 0 | 0 | 0 | 0 | 0 | 0 | 0 | 0 | 0 | 0 | 0 | 0 | 0 | 0 |  | 0 | 0 | 0 | 0 | 0 | 0 | 0 | 0 | 0 | 0 | 0 | 0 | 0 | 0 |  | 0 | 0 | 0 | 0 | 0 | 0 | 0 | 0 | 0 | 0 | 0 | 0 | 0 | 0 | 0
PG&E NGBA | Eagle Rock (PGE) | 60 | 0 | 0 | 0 | 0 | 0 | 0 | 0 | 0 | 0 | 0 | 0 | 0 | 0 | 0 | 0 |  | 0 | 0 | 0 | 0 | 0 | 0 | 0 | 0 | 0 | 0 | 0 | 0 | 0 | 0 |  | 0 | 0 | 0 | 0 | 0 | 0 | 0 | 0 | 0 | 0 | 0 | 0 | 0 | 0 |  | 0 | 0 | 0 | 0 | 0 | 0 | 0 | 0 | 0 | 0 | 0 | 0 | 0 | 0 | 0 | [14 empty] | 0 | 0 | 0 | 0 | 0 | 0 | 0 | 0 | 0 | 0 | 0 | 0 | 0 | 0 |  | 0 | 0 | 0 | 0 | 0 | 0 | 0 | 0 | 0 | 0 | 0 | 0 | 0 | 0 |  | 0 | 0 | 0 | 0 | 0 | 0 | 0 | 0 | 0 | 0 | 0 | 0 | 0 | 0 | 0
PG&E NGBA | Eagle Rock (PGE) | 115 | 7 | 0 | 0 | 0 | 0 | 0 | 0 | 0 | 0 | 0 | 0 | 0 | 0 | 0 | 1 |  | 14.5 | 0 | 98 | 33.2 | 0 | 0 | 0 | 0 | 0 | 0 | 0 | 0 | 0 | 0 |  | 14.5 | 0 | 98 | 33.2 | 0 | 0 | 0 | 0 | 0 | 0 | 0 | 0 | 0 | 0 |  | 21.5 | 0 | 98 | 33.2 | 0 | 0 | 0 | 0 | 0 | 0 | 0 | 0 | 0 | 0 | 1 | [14 empty] | 14.5 | 0 | 98 | 33.2 | 0 | 0 | 0 | 0 | 0 | 0 | 0 | 0 | 0 | 0 |  | 14.5 | 0 | 98 | 33.2 | 0 | 0 | 0 | 0 | 0 | 0 | 0 | 0 | 0 | 0 |  | 21.5 | 0 | 98 | 33.2 | 0 | 0 | 0 | 0 | 0 | 0 | 0 | 0 | 0 | 0 | 1
SCE Metro | Eagle Rock (SCE) | 230 | 0 | 0 | 0 | 0 | 0 | 0 | 0 | 0 | 0 | 0 | 0 | 0 | 0 | 0 | 0 |  | 0 | 0 | 0 | 0 | 0 | 0 | 0 | 0 | 0 | 0 | 0 | 0 | 0 | 0 |  | 0 | 0 | 0 | 0 | 0 | 0 | 0 | 0 | 0 | 0 | 0 | 0 | 0 | 0 |  | 0 | 0 | 0 | 0 | 0 | 0 | 0 | 0 | 0 | 0 | 0 | 0 | 0 | 0 | 0 | [14 empty] | 0 | 0 | 0 | 0 | 0 | 0 | 0 | 0 | 0 | 0 | 0 | 0 | 0 | 0 |  | 0 | 0 | 0 | 0 | 0 | 0 | 0 | 0 | 0 | 0 | 0 | 0 | 0 | 0 |  | 0 | 0 | 0 | 0 | 0 | 0 | 0 | 0 | 0 | 0 | 0 | 0 | 0 | 0 | 0
PG&E NGBA | East Marysville | 115 | 0 | 0 | 0 | 0 | 0 | 0 | 0 | 0 | 0 | 0 | 0 | 0 | 0 | 0 | 0 |  | 0 | 0 | 0 | 0 | 0 | 0 | 0 | 0 | 0 | 0 | 0 | 0 | 0 | 0 |  | 0 | 0 | 0 | 0 | 0 | 0 | 0 | 0 | 0 | 0 | 0 | 0 | 0 | 0 |  | 0 | 0 | 0 | 0 | 0 | 0 | 0 | 0 | 0 | 0 | 0 | 0 | 0 | 0 | 0 | [14 empty] | 0 | 0 | 0 | 0 | 0 | 0 | 0 | 0 | 0 | 0 | 0 | 0 | 0 | 0 |  | 0 | 0 | 0 | 0 | 0 | 0 | 0 | 0 | 0 | 0 | 0 | 0 | 0 | 0 |  | 0 | 0 | 0 | 0 | 0 | 0 | 0 | 0 | 0 | 0 | 0 | 0 | 0 | 0 | 0
PG&E NGBA | East Nicolaus | 115 | 0 | 0 | 0 | 0 | 0 | 0 | 0 | 0 | 0 | 0 | 0 | 0 | 0 | 0 | 0 |  | 0 | 0 | 0 | 0 | 0 | 0 | 0 | 0 | 0 | 0 | 0 | 0 | 0 | 0 |  | 0 | 0 | 0 | 0 | 0 | 0 | 0 | 0 | 0 | 0 | 0 | 0 | 0 | 0 |  | 0 | 0 | 0 | 0 | 0 | 0 | 0 | 0 | 0 | 0 | 0 | 0 | 0 | 0 | 0 | [14 empty] | 0 | 0 | 0 | 0 | 0 | 0 | 0 | 0 | 0 | 0 | 0 | 0 | 0 | 0 |  | 0 | 0 | 0 | 0 | 0 | 0 | 0 | 0 | 0 | 0 | 0 | 0 | 0 | 0 |  | 0 | 0 | 0 | 0 | 0 | 0 | 0 | 0 | 0 | 0 | 0 | 0 | 0 | 0 | 0
PG&E NGBA | East Nicolaus | 60 | 0 | 0 | 0 | 0 | 0 | 0 | 0 | 0 | 0 | 0 | 0 | 0 | 0 | 0 | 0 |  | 0 | 0 | 0 | 0 | 0 | 0 | 0 | 0 | 0 | 0 | 0 | 0 | 0 | 0 |  | 0 | 0 | 0 | 0 | 0 | 0 | 0 | 0 | 0 | 0 | 0 | 0 | 0 | 0 |  | 0 | 0 | 0 | 0 | 0 | 0 | 0 | 0 | 0 | 0 | 0 | 0 | 0 | 0 | 0 | [14 empty] | 0 | 0 | 0 | 0 | 0 | 0 | 0 | 0 | 0 | 0 | 0 | 0 | 0 | 0 |  | 0 | 0 | 0 | 0 | 0 | 0 | 0 | 0 | 0 | 0 | 0 | 0 | 0 | 0 |  | 0 | 0 | 0 | 0 | 0 | 0 | 0 | 0 | 0 | 0 | 0 | 0 | 0 | 0 | 0
PG&E GBA | Eastshore | 115 | 0 | 0 | 0 | 0 | 0 | 0 | 0 | 0 | 0 | 0 | 0 | 0 | 0 | 0 | 0 |  | 0 | 0 | 0 | 0 | 0 | 0 | 0 | 0 | 0 | 0 | 0 | 0 | 0 | 0 |  | 0 | 0 | 0 | 0 | 0 | 0 | 0 | 0 | 0 | 0 | 0 | 0 | 0 | 0 |  | 0 | 0 | 0 | 0 | 0 | 0 | 0 | 0 | 0 | 0 | 0 | 0 | 0 | 0 | 0 | [14 empty] | 0 | 0 | 0 | 0 | 0 | 0 | 0 | 0 | 0 | 0 | 0 | 0 | 0 | 0 |  | 0 | 0 | 0 | 0 | 0 | 0 | 0 | 0 | 0 | 0 | 0 | 0 | 0 | 0 |  | 0 | 0 | 0 | 0 | 0 | 0 | 0 | 0 | 0 | 0 | 0 | 0 | 0 | 0 | 0
PG&E GBA | Eastshore | 230 | 0 | 0 | 0 | 0 | 0 | 0 | 0 | 0 | 0 | 0 | 0 | 0 | 0 | 0 | 0 |  | 0 | 0 | 0 | 0 | 0 | 0 | 0 | 0 | 0 | 0 | 0 | 0 | 0 | 0 |  | 0 | 0 | 0 | 0 | 0 | 0 | 0 | 0 | 0 | 0 | 0 | 0 | 0 | 0 |  | 0 | 0 | 0 | 0 | 0 | 0 | 0 | 0 | 0 | 0 | 0 | 0 | 0 | 0 | 0 | [14 empty] | 0 | 0 | 0 | 0 | 0 | 0 | 0 | 0 | 0 | 0 | 0 | 0 | 0 | 0 |  | 0 | 0 | 0 | 0 | 0 | 0 | 0 | 0 | 0 | 0 | 0 | 0 | 0 | 0 |  | 0 | 0 | 0 | 0 | 0 | 0 | 0 | 0 | 0 | 0 | 0 | 0 | 0 | 0 | 0
SDGE | ECO | 138 | 0 | 0 | 0 | 0 | 0 | 0 | 0 | 0 | 0 | 0 | 0 | 0 | 0 | 0 | 0 |  | 0 | 0 | 0 | 0 | 0 | 0 | 0 | 0 | 0 | 0 | 0 | 0 | 0 | 0 |  | 0 | 0 | 0 | 0 | 0 | 0 | 0 | 0 | 0 | 0 | 0 | 0 | 0 | 0 |  | 0 | 0 | 0 | 0 | 0 | 0 | 0 | 0 | 0 | 0 | 0 | 0 | 0 | 0 | 0 | [14 empty] | 0 | 0 | 0 | 0 | 0 | 0 | 0 | 0 | 0 | 0 | 0 | 0 | 0 | 0 |  | 0 | 0 | 0 | 0 | 0 | 0 | 0 | 0 | 0 | 0 | 0 | 0 | 0 | 0 |  | 0 | 0 | 0 | 0 | 0 | 0 | 0 | 0 | 0 | 0 | 0 | 0 | 0 | 0 | 0
SDGE | ECO | 230 | 0 | 0 | 0 | 0 | 0 | 0 | 0 | 0 | 0 | 0 | 0 | 0 | 0 | 0 | 0 |  | 0 | 0 | 300 | 52.5 | 0 | 0 | 0 | 0 | 0 | 0 | 0 | 0 | 0 | 0 |  | 0 | 0 | 300 | 52.5 | 0 | 0 | 0 | 0 | 0 | 0 | 0 | 0 | 0 | 0 |  | 0 | 0 | 300 | 52.5 | 0 | 0 | 0 | 0 | 0 | 0 | 0 | 0 | 0 | 0 | 1 | [14 empty] | 0 | 0 | 300 | 52.5 | 0 | 0 | 0 | 0 | 0 | 0 | 0 | 0 | 0 | 0 |  | 0 | 0 | 300 | 52.5 | 0 | 0 | 0 | 0 | 0 | 0 | 0 | 0 | 0 | 0 |  | 0 | 0 | 300 | 52.5 | 0 | 0 | 0 | 0 | 0 | 0 | 0 | 0 | 0 | 0 | 1
SDGE | ECO | 500 | 0 | 0 | 0 | 0 | 0 | 0 | 0 | 0 | 0 | 0 | 0 | 0 | 0 | 0 | 0 |  | 0 | 0 | 400 | 600 | 0 | 0 | 0 | 0 | 0 | 0 | 0 | 0 | 0 | 0 |  | 0 | 0 | 400 | 600 | 0 | 0 | 0 | 0 | 0 | 0 | 0 | 0 | 0 | 0 |  | 0 | 0 | 400 | 600 | 0 | 0 | 0 | 0 | 0 | 0 | 0 | 0 | 0 | 0 | 1 | [14 empty] | 0 | 0 | 400 | 600 | 0 | 0 | 0 | 0 | 0 | 0 | 0 | 0 | 0 | 0 |  | 0 | 0 | 400 | 600 | 0 | 0 | 0 | 0 | 0 | 0 | 0 | 0 | 0 | 0 |  | 0 | 0 | 400 | 600 | 0 | 0 | 0 | 0 | 0 | 0 | 0 | 0 | 0 | 0 | 1
PG&E GBA | Edenvale | 115 | 0 | 0 | 0 | 0 | 0 | 0 | 0 | 0 | 0 | 0 | 0 | 0 | 0 | 0 | 0 |  | 0 | 0 | 0 | 0 | 0 | 0 | 0 | 0 | 0 | 0 | 0 | 0 | 0 | 0 |  | 0 | 0 | 0 | 0 | 0 | 0 | 0 | 0 | 0 | 0 | 0 | 0 | 0 | 0 |  | 0 | 0 | 0 | 0 | 0 | 0 | 0 | 0 | 0 | 0 | 0 | 0 | 0 | 0 | 0 | [14 empty] | 0 | 0 | 0 | 0 | 0 | 0 | 0 | 0 | 0 | 0 | 0 | 0 | 0 | 0 |  | 0 | 0 | 0 | 0 | 0 | 0 | 0 | 0 | 0 | 0 | 0 | 0 | 0 | 0 |  | 0 | 0 | 0 | 0 | 0 | 0 | 0 | 0 | 0 | 0 | 0 | 0 | 0 | 0 | 0
PG&E GBA | Edes | 115 | 0 | 0 | 0 | 0 | 0 | 0 | 0 | 0 | 0 | 0 | 0 | 0 | 0 | 0 | 0 |  | 0 | 0 | 0 | 0 | 0 | 0 | 0 | 0 | 1.7 | 0 | 0 | 0 | 0 | 0 |  | 0 | 0 | 0 | 0 | 0 | 0 | 0 | 0 | 1.7 | 0 | 0 | 0 | 0 | 0 |  | 0 | 0 | 0 | 0 | 0 | 0 | 0 | 0 | 1.7 | 0 | 0 | 0 | 0 | 0 | 1 | [14 empty] | 0 | 0 | 0 | 0 | 0 | 0 | 0 | 0 | 1.7 | 0 | 0 | 0 | 0 | 0 |  | 0 | 0 | 0 | 0 | 0 | 0 | 0 | 0 | 1.7 | 0 | 0 | 0 | 0 | 0 |  | 0 | 0 | 0 | 0 | 0 | 0 | 0 | 0 | 1.7 | 0 | 0 | 0 | 0 | 0 | 1
PG&E GBA | Eight Mile | 230 | 0 | 0 | 0 | 0 | 0 | 0 | 0 | 0 | 0 | 0 | 0 | 0 | 0 | 0 | 0 |  | 0 | 0 | 0 | 0 | 0 | 0 | 0 | 0 | 0 | 0 | 0 | 0 | 0 | 0 |  | 0 | 0 | 0 | 0 | 0 | 0 | 0 | 0 | 0 | 0 | 0 | 0 | 0 | 0 |  | 0 | 0 | 0 | 0 | 0 | 0 | 0 | 0 | 0 | 0 | 0 | 0 | 0 | 0 | 0 | [14 empty] | 0 | 0 | 0 | 0 | 0 | 0 | 0 | 0 | 0 | 0 | 0 | 0 | 0 | 0 |  | 0 | 0 | 0 | 0 | 0 | 0 | 0 | 0 | 0 | 0 | 0 | 0 | 0 | 0 |  | 0 | 0 | 0 | 0 | 0 | 0 | 0 | 0 | 0 | 0 | 0 | 0 | 0 | 0 | 0
SDGE | El Cajon | 69 | 0 | 0 | 0 | 0 | 0 | 0 | 0 | 0 | 0 | 0 | 0 | 50 | 0 | 0 | 1 |  | 0 | 0 | 0 | 0 | 0 | 0 | 0 | 0 | 0 | 0 | 0 | 0 | 0 | 0 |  | 0 | 0 | 0 | 0 | 0 | 0 | 0 | 0 | 0 | 0 | 0 | 0 | 0 | 0 |  | 0 | 0 | 0 | 0 | 0 | 0 | 0 | 0 | 0 | 0 | 0 | 50 | 0 | 0 | 1 | [14 empty] | 0 | 0 | 0 | 0 | 0 | 0 | 0 | 0 | 0 | 0 | 0 | 0 | 0 | 0 |  | 0 | 0 | 0 | 0 | 0 | 0 | 0 | 0 | 0 | 0 | 0 | 0 | 0 | 0 |  | 0 | 0 | 0 | 0 | 0 | 0 | 0 | 0 | 0 | 0 | 0 | 50 | 0 | 0 | 1
SCE Eastern | El Casco | 230 | 0 | 0 | 0 | 0 | 0 | 0 | 0 | 0 | 0 | 0 | 0 | 65 | 0 | 0 | 1 |  | 0 | 0 | 0 | 0 | 0 | 0 | 0 | 0 | 0 | 0 | 0 | 0 | 0 | 0 |  | 0 | 0 | 0 | 0 | 0 | 0 | 0 | 0 | 0 | 0 | 0 | 0 | 0 | 0 |  | 0 | 0 | 0 | 0 | 0 | 0 | 0 | 0 | 0 | 0 | 0 | 65 | 0 | 0 | 1 | [14 empty] | 0 | 0 | 0 | 0 | 0 | 0 | 0 | 0 | 0 | 0 | 0 | 0 | 0 | 0 |  | 0 | 0 | 0 | 0 | 0 | 0 | 0 | 0 | 0 | 0 | 0 | 0 | 0 | 0 |  | 0 | 0 | 0 | 0 | 0 | 0 | 0 | 0 | 0 | 0 | 0 | 65 | 0 | 0 | 1
PG&E GBA | El Cerrito G | 115 | 0 | 0 | 0 | 0 | 0 | 0 | 0 | 0 | 0 | 0 | 0 | 0 | 0 | 0 | 0 |  | 0 | 0 | 0 | 0 | 0 | 0 | 0 | 0 | 0 | 0 | 0 | 0 | 0 | 0 |  | 0 | 0 | 0 | 0 | 0 | 0 | 0 | 0 | 0 | 0 | 0 | 0 | 0 | 0 |  | 0 | 0 | 0 | 0 | 0 | 0 | 0 | 0 | 0 | 0 | 0 | 0 | 0 | 0 | 0 | [14 empty] | 0 | 0 | 0 | 0 | 0 | 0 | 0 | 0 | 0 | 0 | 0 | 0 | 0 | 0 |  | 0 | 0 | 0 | 0 | 0 | 0 | 0 | 0 | 0 | 0 | 0 | 0 | 0 | 0 |  | 0 | 0 | 0 | 0 | 0 | 0 | 0 | 0 | 0 | 0 | 0 | 0 | 0 | 0 | 0
PG&E NGBA | El Dorado PH | 115 | 0 | 0 | 0 | 0 | 0 | 0 | 0 | 0 | 0 | 0 | 0 | 0 | 0 | 0 | 0 |  | 0 | 0 | 0 | 0 | 0 | 0 | 0 | 0 | 0 | 0 | 0 | 0 | 0 | 0 |  | 0 | 0 | 0 | 0 | 0 | 0 | 0 | 0 | 0 | 0 | 0 | 0 | 0 | 0 |  | 0 | 0 | 0 | 0 | 0 | 0 | 0 | 0 | 0 | 0 | 0 | 0 | 0 | 0 | 0 | [14 empty] | 0 | 0 | 0 | 0 | 0 | 0 | 0 | 0 | 0 | 0 | 0 | 0 | 0 | 0 |  | 0 | 0 | 0 | 0 | 0 | 0 | 0 | 0 | 0 | 0 | 0 | 0 | 0 | 0 |  | 0 | 0 | 0 | 0 | 0 | 0 | 0 | 0 | 0 | 0 | 0 | 0 | 0 | 0 | 0
PG&E FRESNO | El Nido (PGE) | 115 | 0 | 0 | 0 | 0 | 0 | 0 | 0 | 0 | 3 | 0 | 0 | 0 | 0 | 0 | 1 |  | 0 | 0 | 0 | 0 | 0 | 0 | 0 | 0 | 0 | 0 | 0 | 0 | 0 | 0 |  | 0 | 0 | 0 | 0 | 0 | 0 | 0 | 0 | 0 | 0 | 0 | 0 | 0 | 0 |  | 0 | 0 | 0 | 0 | 0 | 0 | 0 | 0 | 3 | 0 | 0 | 0 | 0 | 0 | 1 | [14 empty] | 0 | 0 | 0 | 0 | 0 | 0 | 0 | 0 | 0 | 0 | 0 | 0 | 0 | 0 |  | 0 | 0 | 0 | 0 | 0 | 0 | 0 | 0 | 0 | 0 | 0 | 0 | 0 | 0 |  | 0 | 0 | 0 | 0 | 0 | 0 | 0 | 0 | 3 | 0 | 0 | 0 | 0 | 0 | 1
SCE Metro | El Nido (SCE) | 230 | 0 | 0 | 0 | 0 | 0 | 0 | 0 | 0 | 0 | 0 | 0 | 0 | 0 | 0 | 0 |  | 0 | 0 | 0 | 0 | 0 | 0 | 0 | 0 | 0 | 0 | 0 | 0 | 0 | 0 |  | 0 | 0 | 0 | 0 | 0 | 0 | 0 | 0 | 0 | 0 | 0 | 0 | 0 | 0 |  | 0 | 0 | 0 | 0 | 0 | 0 | 0 | 0 | 0 | 0 | 0 | 0 | 0 | 0 | 0 | [12 empty] | 100 |  | 0 | 0 | 0 | 0 | 0 | 0 | 0 | 0 | 0 | 0 | 0 | 0 | 100 | 0 |  | 0 | 0 | 0 | 0 | 0 | 0 | 0 | 0 | 0 | 0 | 0 | 0 | 100 | 0 |  | 0 | 0 | 0 | 0 | 0 | 0 | 0 | 0 | 0 | 0 | 0 | 0 | 100 | 0 | 1
PG&E GBA | El Patio | 115 | 0 | 0 | 0 | 0 | 0 | 0 | 0 | 0 | 0 | 0 | 0 | 0 | 0 | 0 | 0 |  | 0 | 0 | 0 | 0 | 0 | 0 | 0 | 0 | 0 | 0 | 0 | 0 | 0 | 0 |  | 0 | 0 | 0 | 0 | 0 | 0 | 0 | 0 | 0 | 0 | 0 | 0 | 0 | 0 |  | 0 | 0 | 0 | 0 | 0 | 0 | 0 | 0 | 0 | 0 | 0 | 0 | 0 | 0 | 0 | [14 empty] | 0 | 0 | 0 | 0 | 0 | 0 | 0 | 0 | 0 | 0 | 0 | 0 | 0 | 0 |  | 0 | 0 | 0 | 0 | 0 | 0 | 0 | 0 | 0 | 0 | 0 | 0 | 0 | 0 |  | 0 | 0 | 0 | 0 | 0 | 0 | 0 | 0 | 0 | 0 | 0 | 0 | 0 | 0 | 0
SCE Metro | El Segundo | 230 | 0 | 0 | 0 | 0 | 0 | 0 | 0 | 0 | 0 | 0 | 0 | 0 | 0 | 0 | 0 |  | 0 | 0 | 0 | 0 | 0 | 0 | 0 | 0 | 0 | 0 | 0 | 0 | 0 | 0 |  | 0 | 0 | 0 | 0 | 0 | 0 | 0 | 0 | 0 | 0 | 0 | 0 | 0 | 0 |  | 0 | 0 | 0 | 0 | 0 | 0 | 0 | 0 | 0 | 0 | 0 | 0 | 0 | 0 | 0 | [14 empty] | 0 | 0 | 0 | 0 | 0 | 0 | 0 | 0 | 0 | 0 | 0 | 0 | 0 | 0 |  | 0 | 0 | 0 | 0 | 0 | 0 | 0 | 0 | 0 | 0 | 0 | 0 | 0 | 0 |  | 0 | 0 | 0 | 0 | 0 | 0 | 0 | 0 | 0 | 0 | 0 | 0 | 0 | 0 | 0
EOP | Eldorado | 230 | 0 | 0 | 0 | 0 | 51 | 0 | 0 | 0 | 0 | 0 | 0 | 279 | 0 | 0 | 1 |  | 117.3 | 0 | 0 | 0 | 0 | 0 | 0 | 0 | 0 | 0 | 0 | 0 | 0 | 0 |  | 117.3 | 0 | 0 | 0 | 0 | 0 | 0 | 0 | 0 | 0 | 0 | 0 | 0 | 0 |  | 117.3 | 0 | 0 | 0 | 51 | 0 | 0 | 0 | 0 | 0 | 0 | 279 | 0 | 0 | 1 | [12 empty] | 250 |  | 117.3 | 0 | 0 | 0 | 0 | 0 | 0 | 0 | 0 | 0 | 0 | 0 | 250 | 0 |  | 117.3 | 0 | 0 | 0 | 0 | 0 | 0 | 0 | 0 | 0 | 0 | 0 | 250 | 0 |  | 117.3 | 0 | 0 | 0 | 51 | 0 | 0 | 0 | 0 | 0 | 0 | 279 | 250 | 0 | 1
EOP | Eldorado | 500 | 0 | 0 | 0 | 0 | 0 | 0 | 0 | 0 | 0 | 0 | 0 | 0 | 0 | 0 | 0 |  | 0 | 0 | 0 | 0 | 3000 | 0 | 0 | 0 | 0 | 0 | 0 | 0 | 0 | 0 |  | 0 | 0 | 0 | 0 | 3000 | 0 | 0 | 0 | 0 | 0 | 0 | 0 | 0 | 0 |  | 0 | 0 | 0 | 0 | 3000 | 0 | 0 | 0 | 0 | 0 | 0 | 0 | 0 | 0 | 1 | [14 empty] | 0 | 0 | 0 | 0 | 3000 | 0 | 0 | 0 | 0 | 0 | 0 | 0 | 0 | 0 |  | 0 | 0 | 0 | 0 | 3000 | 0 | 0 | 0 | 0 | 0 | 0 | 0 | 0 | 0 |  | 0 | 0 | 0 | 0 | 3000 | 0 | 0 | 0 | 0 | 0 | 0 | 0 | 0 | 0 | 1
SCE Northern | Elizabeth Lake | 66 | 0 | 0 | 0 | 0 | 0 | 0 | 0 | 0 | 0 | 0 | 0 | 0 | 0 | 0 | 0 |  | 0 | 0 | 0 | 0 | 0 | 0 | 0 | 0 | 0 | 0 | 0 | 0 | 0 | 0 |  | 0 | 0 | 0 | 0 | 0 | 0 | 0 | 0 | 0 | 0 | 0 | 0 | 0 | 0 |  | 0 | 0 | 0 | 0 | 0 | 0 | 0 | 0 | 0 | 0 | 0 | 0 | 0 | 0 | 0 | [14 empty] | 0 | 0 | 0 | 0 | 0 | 0 | 0 | 0 | 0 | 0 | 0 | 0 | 0 | 0 |  | 0 | 0 | 0 | 0 | 0 | 0 | 0 | 0 | 0 | 0 | 0 | 0 | 0 | 0 |  | 0 | 0 | 0 | 0 | 0 | 0 | 0 | 0 | 0 | 0 | 0 | 0 | 0 | 0 | 0
PG&E KERN | Elk Hills | 230 | 0 | 0 | 0 | 0 | 0 | 0 | 0 | 0 | 0 | 0 | 0 | 0 | 0 | 0 | 0 |  | 0 | 0 | 0 | 0 | 0 | 0 | 0 | 0 | 5.25 | 0 | 0 | 0 | 0 | 0 |  | 0 | 0 | 0 | 0 | 0 | 0 | 0 | 0 | 5.25 | 0 | 0 | 0 | 0 | 0 |  | 0 | 0 | 0 | 0 | 0 | 0 | 0 | 0 | 5.25 | 0 | 0 | 0 | 0 | 0 | 1 | [14 empty] | 0 | 0 | 0 | 0 | 0 | 0 | 0 | 0 | 5.25 | 0 | 0 | 0 | 0 | 0 |  | 0 | 0 | 0 | 0 | 0 | 0 | 0 | 0 | 5.25 | 0 | 0 | 0 | 0 | 0 |  | 0 | 0 | 0 | 0 | 0 | 0 | 0 | 0 | 5.25 | 0 | 0 | 0 | 0 | 0 | 1
SDGE | Elliot | 69 | 0 | 0 | 0 | 0 | 0 | 0 | 0 | 0 | 0 | 0 | 0 | 9.75 | 0 | 0 | 1 |  | 0 | 0 | 0 | 0 | 0 | 0 | 0 | 0 | 0 | 0 | 0 | 0 | 0 | 0 |  | 0 | 0 | 0 | 0 | 0 | 0 | 0 | 0 | 0 | 0 | 0 | 0 | 0 | 0 |  | 0 | 0 | 0 | 0 | 0 | 0 | 0 | 0 | 0 | 0 | 0 | 9.75 | 0 | 0 | 1 | [14 empty] | 0 | 0 | 0 | 0 | 0 | 0 | 0 | 0 | 0 | 0 | 0 | 0 | 0 | 0 |  | 0 | 0 | 0 | 0 | 0 | 0 | 0 | 0 | 0 | 0 | 0 | 0 | 0 | 0 |  | 0 | 0 | 0 | 0 | 0 | 0 | 0 | 0 | 0 | 0 | 0 | 9.75 | 0 | 0 | 1
SCE Metro | Ellis | 230 | 0 | 0 | 0 | 0 | 0 | 0 | 0 | 0 | 0 | 0 | 0 | 0 | 0 | 0 | 0 |  | 0 | 0 | 0 | 0 | 0 | 0 | 0 | 0 | 0 | 0 | 0 | 0 | 0 | 0 |  | 0 | 0 | 0 | 0 | 0 | 0 | 0 | 0 | 0 | 0 | 0 | 0 | 0 | 0 |  | 0 | 0 | 0 | 0 | 0 | 0 | 0 | 0 | 0 | 0 | 0 | 0 | 0 | 0 | 0 | [14 empty] | 0 | 0 | 0 | 0 | 0 | 0 | 0 | 0 | 0 | 0 | 0 | 0 | 0 | 0 |  | 0 | 0 | 0 | 0 | 0 | 0 | 0 | 0 | 0 | 0 | 0 | 0 | 0 | 0 |  | 0 | 0 | 0 | 0 | 0 | 0 | 0 | 0 | 0 | 0 | 0 | 0 | 0 | 0 | 0
SDGE | Encina | 138 | 0 | 0 | 0 | 0 | 0 | 0 | 0 | 0 | 0 | 0 | 0 | 0 | 0 | 0 | 0 |  | 0 | 0 | 0 | 0 | 0 | 0 | 0 | 0 | 0 | 0 | 0 | 0 | 0 | 0 |  | 0 | 0 | 0 | 0 | 0 | 0 | 0 | 0 | 0 | 0 | 0 | 0 | 0 | 0 |  | 0 | 0 | 0 | 0 | 0 | 0 | 0 | 0 | 0 | 0 | 0 | 0 | 0 | 0 | 0 | [14 empty] | 0 | 0 | 0 | 0 | 0 | 0 | 0 | 0 | 0 | 0 | 0 | 0 | 0 | 0 |  | 0 | 0 | 0 | 0 | 0 | 0 | 0 | 0 | 0 | 0 | 0 | 0 | 0 | 0 |  | 0 | 0 | 0 | 0 | 0 | 0 | 0 | 0 | 0 | 0 | 0 | 0 | 0 | 0 | 0
SDGE | Encina | 230 | 0 | 0 | 0 | 0 | 0 | 0 | 0 | 0 | 0 | 0 | 0 | 0 | 0 | 0 | 0 |  | 0 | 0 | 0 | 0 | 0 | 0 | 0 | 0 | 0 | 0 | 0 | 0 | 0 | 0 |  | 0 | 0 | 0 | 0 | 0 | 0 | 0 | 0 | 0 | 0 | 0 | 0 | 0 | 0 |  | 0 | 0 | 0 | 0 | 0 | 0 | 0 | 0 | 0 | 0 | 0 | 0 | 0 | 0 | 0 | [14 empty] | 0 | 0 | 0 | 0 | 0 | 0 | 0 | 0 | 0 | 0 | 0 | 0 | 0 | 0 |  | 0 | 0 | 0 | 0 | 0 | 0 | 0 | 0 | 0 | 0 | 0 | 0 | 0 | 0 |  | 0 | 0 | 0 | 0 | 0 | 0 | 0 | 0 | 0 | 0 | 0 | 0 | 0 | 0 | 0
SDGE | Escondido | 230 | 0 | 0 | 0 | 0 | 0 | 0 | 0 | 0 | 0 | 0 | 0 | 0 | 0 | 0 | 0 |  | 0 | 0 | 0 | 0 | 0 | 0 | 0 | 0 | 0 | 0 | 0 | 0 | 0 | 0 |  | 0 | 0 | 0 | 0 | 0 | 0 | 0 | 0 | 0 | 0 | 0 | 0 | 0 | 0 |  | 0 | 0 | 0 | 0 | 0 | 0 | 0 | 0 | 0 | 0 | 0 | 0 | 0 | 0 | 0 | [12 empty] | 200 |  | 0 | 0 | 0 | 0 | 0 | 0 | 0 | 0 | 0 | 0 | 0 | 0 | 200 | 0 |  | 0 | 0 | 0 | 0 | 0 | 0 | 0 | 0 | 0 | 0 | 0 | 0 | 200 | 0 |  | 0 | 0 | 0 | 0 | 0 | 0 | 0 | 0 | 0 | 0 | 0 | 0 | 200 | 0 | 1
SDGE | Escondido | 69 | 0 | 0 | 0 | 0 | 0 | 0 | 0 | 0 | 0 | 0 | 0 | 0 | 0 | 0 | 0 |  | 0 | 0 | 0 | 0 | 0 | 0 | 0 | 0 | 0 | 0 | 0 | 0 | 0 | 0 |  | 0 | 0 | 0 | 0 | 0 | 0 | 0 | 0 | 0 | 0 | 0 | 0 | 0 | 0 |  | 0 | 0 | 0 | 0 | 0 | 0 | 0 | 0 | 0 | 0 | 0 | 0 | 0 | 0 | 0 | [14 empty] | 0 | 0 | 0 | 0 | 0 | 0 | 0 | 0 | 0 | 0 | 0 | 0 | 0 | 0 |  | 0 | 0 | 0 | 0 | 0 | 0 | 0 | 0 | 0 | 0 | 0 | 0 | 0 | 0 |  | 0 | 0 | 0 | 0 | 0 | 0 | 0 | 0 | 0 | 0 | 0 | 0 | 0 | 0 | 0
PG&E KERN | Estrella | 230 | 0 | 0 | 0 | 0 | 0 | 0 | 0 | 0 | 0 | 0 | 0 | 0 | 0 | 0 | 0 |  | 0 | 0 | 0 | 0 | 0 | 0 | 0 | 0 | 0 | 0 | 0 | 0 | 0 | 0 |  | 0 | 0 | 0 | 0 | 0 | 0 | 0 | 0 | 0 | 0 | 0 | 0 | 0 | 0 |  | 0 | 0 | 0 | 0 | 0 | 0 | 0 | 0 | 0 | 0 | 0 | 0 | 0 | 0 | 0 | [14 empty] | 0 | 0 | 0 | 0 | 0 | 0 | 0 | 0 | 0 | 0 | 0 | 0 | 0 | 0 |  | 0 | 0 | 0 | 0 | 0 | 0 | 0 | 0 | 0 | 0 | 0 | 0 | 0 | 0 |  | 0 | 0 | 0 | 0 | 0 | 0 | 0 | 0 | 0 | 0 | 0 | 0 | 0 | 0 | 0
SCE Eastern | Etiwanda | 230 | 0 | 0 | 0 | 0 | 0 | 0 | 0 | 0 | 0 | 0 | 0 | 170 | 0 | 0 | 1 |  | 0 | 0 | 0 | 0 | 0 | 0 | 0 | 0 | 0 | 0 | 0 | 0 | 0 | 0 |  | 0 | 0 | 0 | 0 | 0 | 0 | 0 | 0 | 0 | 0 | 0 | 0 | 0 | 0 |  | 0 | 0 | 0 | 0 | 0 | 0 | 0 | 0 | 0 | 0 | 0 | 170 | 0 | 0 | 1 | [14 empty] | 0 | 0 | 0 | 0 | 0 | 0 | 0 | 0 | 0 | 0 | 0 | 0 | 0 | 0 |  | 0 | 0 | 0 | 0 | 0 | 0 | 0 | 0 | 0 | 0 | 0 | 0 | 0 | 0 |  | 0 | 0 | 0 | 0 | 0 | 0 | 0 | 0 | 0 | 0 | 0 | 170 | 0 | 0 | 1
PG&E GBA | Evergreen | 115 | 0 | 0 | 0 | 0 | 0 | 0 | 0 | 0 | 0 | 0 | 0 | 0 | 0 | 0 | 0 |  | 0 | 0 | 0 | 0 | 0 | 0 | 0 | 0 | 0 | 0 | 0 | 0 | 0 | 0 |  | 0 | 0 | 0 | 0 | 0 | 0 | 0 | 0 | 0 | 0 | 0 | 0 | 0 | 0 |  | 0 | 0 | 0 | 0 | 0 | 0 | 0 | 0 | 0 | 0 | 0 | 0 | 0 | 0 | 0 | [14 empty] | 0 | 0 | 0 | 0 | 0 | 0 | 0 | 0 | 0 | 0 | 0 | 0 | 0 | 0 |  | 0 | 0 | 0 | 0 | 0 | 0 | 0 | 0 | 0 | 0 | 0 | 0 | 0 | 0 |  | 0 | 0 | 0 | 0 | 0 | 0 | 0 | 0 | 0 | 0 | 0 | 0 | 0 | 0 | 0
PG&E GBA | Evergreen | 60 | 0 | 0 | 0 | 0 | 0 | 0 | 0 | 0 | 0 | 0 | 0 | 0 | 0 | 0 | 0 |  | 0 | 0 | 0 | 0 | 0 | 0 | 0 | 0 | 0 | 0 | 0 | 0 | 0 | 0 |  | 0 | 0 | 0 | 0 | 0 | 0 | 0 | 0 | 0 | 0 | 0 | 0 | 0 | 0 |  | 0 | 0 | 0 | 0 | 0 | 0 | 0 | 0 | 0 | 0 | 0 | 0 | 0 | 0 | 0 | [14 empty] | 0 | 0 | 0 | 0 | 0 | 0 | 0 | 0 | 0 | 0 | 0 | 0 | 0 | 0 |  | 0 | 0 | 0 | 0 | 0 | 0 | 0 | 0 | 0 | 0 | 0 | 0 | 0 | 0 |  | 0 | 0 | 0 | 0 | 0 | 0 | 0 | 0 | 0 | 0 | 0 | 0 | 0 | 0 | 0
PG&E FRESNO | Excelsior | 115 | 0 | 0 | 0 | 0 | 0 | 0 | 0 | 0 | 0 | 0 | 0 | 0 | 0 | 0 | 0 |  | 0 | 0 | 0 | 0 | 0 | 0 | 0 | 0 | 0 | 0 | 0 | 0 | 0 | 0 |  | 0 | 0 | 0 | 0 | 0 | 0 | 0 | 0 | 0 | 0 | 0 | 0 | 0 | 0 |  | 0 | 0 | 0 | 0 | 0 | 0 | 0 | 0 | 0 | 0 | 0 | 0 | 0 | 0 | 0 | [9 empty] | 100 | 30 |  | 20 |  | 0 | 0 | 0 | 0 | 0 | 0 | 0 | 0 | 0 | 100 | 30 | 0 | 20 | 0 |  | 0 | 0 | 0 | 0 | 0 | 0 | 0 | 0 | 0 | 100 | 30 | 0 | 20 | 0 |  | 0 | 0 | 0 | 0 | 0 | 0 | 0 | 0 | 0 | 100 | 30 | 0 | 20 | 0 | 1
PG&E FRESNO | Exchequer | 115 | 0 | 0 | 0 | 0 | 0 | 0 | 0 | 0 | 0 | 0 | 0 | 0 | 0 | 0 | 0 |  | 0 | 3.8 | 0 | 0 | 0 | 0 | 0 | 0 | 0 | 0 | 0 | 0 | 0 | 0 |  | 0 | 3.8 | 0 | 0 | 0 | 0 | 0 | 0 | 0 | 0 | 0 | 0 | 0 | 0 |  | 0 | 3.8 | 0 | 0 | 0 | 0 | 0 | 0 | 0 | 0 | 0 | 0 | 0 | 0 | 1 | [14 empty] | 0 | 3.8 | 0 | 0 | 0 | 0 | 0 | 0 | 0 | 0 | 0 | 0 | 0 | 0 |  | 0 | 3.8 | 0 | 0 | 0 | 0 | 0 | 0 | 0 | 0 | 0 | 0 | 0 | 0 |  | 0 | 3.8 | 0 | 0 | 0 | 0 | 0 | 0 | 0 | 0 | 0 | 0 | 0 | 0 | 1
PG&E KERN | Fairway | 115 | 0 | 0 | 0 | 0 | 0 | 0 | 0 | 0 | 0 | 0 | 0 | 0 | 0 | 0 | 0 |  | 0 | 0 | 0 | 0 | 0 | 0 | 0 | 0 | 0 | 0 | 0 | 0 | 0 | 0 |  | 0 | 0 | 0 | 0 | 0 | 0 | 0 | 0 | 0 | 0 | 0 | 0 | 0 | 0 |  | 0 | 0 | 0 | 0 | 0 | 0 | 0 | 0 | 0 | 0 | 0 | 0 | 0 | 0 | 0 | [14 empty] | 0 | 0 | 0 | 0 | 0 | 0 | 0 | 0 | 0 | 0 | 0 | 0 | 0 | 0 |  | 0 | 0 | 0 | 0 | 0 | 0 | 0 | 0 | 0 | 0 | 0 | 0 | 0 | 0 |  | 0 | 0 | 0 | 0 | 0 | 0 | 0 | 0 | 0 | 0 | 0 | 0 | 0 | 0 | 0
PG&E KERN | Famoso | 115 | 0 | 0 | 0 | 0 | 0 | 0 | 0 | 0 | 0 | 0 | 0 | 0 | 0 | 0 | 0 |  | 0 | 0 | 0 | 0 | 0 | 0 | 0 | 0 | 4 | 0 | 0 | 0 | 0 | 0 |  | 0 | 0 | 0 | 0 | 0 | 0 | 0 | 0 | 4 | 0 | 0 | 0 | 0 | 0 |  | 0 | 0 | 0 | 0 | 0 | 0 | 0 | 0 | 4 | 0 | 0 | 0 | 0 | 0 | 1 | [14 empty] | 0 | 0 | 0 | 0 | 0 | 0 | 0 | 0 | 4 | 0 | 0 | 0 | 0 | 0 |  | 0 | 0 | 0 | 0 | 0 | 0 | 0 | 0 | 4 | 0 | 0 | 0 | 0 | 0 |  | 0 | 0 | 0 | 0 | 0 | 0 | 0 | 0 | 4 | 0 | 0 | 0 | 0 | 0 | 1
PG&E NGBA | Fern Road | 500 | 0 | 0 | 0 | 0 | 0 | 0 | 0 | 0 | 0 | 0 | 0 | 0 | 0 | 0 | 0 |  | 0 | 0 | 0 | 0 | 0 | 0 | 0 | 0 | 0 | 0 | 0 | 0 | 0 | 0 |  | 0 | 0 | 0 | 0 | 0 | 0 | 0 | 0 | 0 | 0 | 0 | 0 | 0 | 0 |  | 0 | 0 | 0 | 0 | 0 | 0 | 0 | 0 | 0 | 0 | 0 | 0 | 0 | 0 | 0 | [14 empty] | 0 | 0 | 0 | 0 | 0 | 0 | 0 | 0 | 0 | 0 | 0 | 0 | 0 | 0 |  | 0 | 0 | 0 | 0 | 0 | 0 | 0 | 0 | 0 | 0 | 0 | 0 | 0 | 0 |  | 0 | 0 | 0 | 0 | 0 | 0 | 0 | 0 | 0 | 0 | 0 | 0 | 0 | 0 | 0
PG&E GBA | Fibreboard (SPI Sonora) | 115 | 0 | 0 | 0 | 0 | 0 | 0 | 0 | 0 | 0 | 0 | 0 | 0 | 0 | 0 | 0 |  | 0 | 0 | 0 | 0 | 0 | 0 | 0 | 0 | 0 | 0 | 0 | 0 | 0 | 0 |  | 0 | 0 | 0 | 0 | 0 | 0 | 0 | 0 | 0 | 0 | 0 | 0 | 0 | 0 |  | 0 | 0 | 0 | 0 | 0 | 0 | 0 | 0 | 0 | 0 | 0 | 0 | 0 | 0 | 0 | [14 empty] | 0 | 0 | 0 | 0 | 0 | 0 | 0 | 0 | 0 | 0 | 0 | 0 | 0 | 0 |  | 0 | 0 | 0 | 0 | 0 | 0 | 0 | 0 | 0 | 0 | 0 | 0 | 0 | 0 |  | 0 | 0 | 0 | 0 | 0 | 0 | 0 | 0 | 0 | 0 | 0 | 0 | 0 | 0 | 0
PG&E FRESNO | Figarden | 230 | 0 | 0 | 0 | 0 | 0 | 0 | 0 | 0 | 0 | 0 | 0 | 0 | 0 | 0 | 0 |  | 0 | 0 | 0 | 0 | 0 | 0 | 0 | 0 | 0 | 0 | 0 | 0 | 0 | 0 |  | 0 | 0 | 0 | 0 | 0 | 0 | 0 | 0 | 0 | 0 | 0 | 0 | 0 | 0 |  | 0 | 0 | 0 | 0 | 0 | 0 | 0 | 0 | 0 | 0 | 0 | 0 | 0 | 0 | 0 | [14 empty] | 0 | 0 | 0 | 0 | 0 | 0 | 0 | 0 | 0 | 0 | 0 | 0 | 0 | 0 |  | 0 | 0 | 0 | 0 | 0 | 0 | 0 | 0 | 0 | 0 | 0 | 0 | 0 | 0 |  | 0 | 0 | 0 | 0 | 0 | 0 | 0 | 0 | 0 | 0 | 0 | 0 | 0 | 0 | 0
PG&E FRESNO | Fink | 230 | 0 | 0 | 0 | 0 | 0 | 0 | 0 | 0 | 0 | 30 | 110 | 157 | 0 | 0 | 1 |  | 0 | 0 | 0 | 0 | 0 | 0 | 0 | 0 | 0 | 0 | 0 | 0 | 0 | 0 |  | 0 | 0 | 0 | 0 | 0 | 0 | 0 | 0 | 0 | 0 | 0 | 0 | 0 | 0 |  | 0 | 0 | 0 | 0 | 0 | 0 | 0 | 0 | 0 | 30 | 110 | 157 | 0 | 0 | 1 | [14 empty] | 0 | 0 | 0 | 0 | 0 | 0 | 0 | 0 | 0 | 0 | 0 | 0 | 0 | 0 |  | 0 | 0 | 0 | 0 | 0 | 0 | 0 | 0 | 0 | 0 | 0 | 0 | 0 | 0 |  | 0 | 0 | 0 | 0 | 0 | 0 | 0 | 0 | 0 | 30 | 110 | 157 | 0 | 0 | 1
PG&E NGBA | Fitch Mountain | 60 | 0 | 0 | 0 | 0 | 0 | 0 | 0 | 0 | 0 | 0 | 0 | 0 | 0 | 0 | 0 |  | 0 | 0 | 0 | 0 | 0 | 0 | 0 | 0 | 0 | 0 | 0 | 0 | 0 | 0 |  | 0 | 0 | 0 | 0 | 0 | 0 | 0 | 0 | 0 | 0 | 0 | 0 | 0 | 0 |  | 0 | 0 | 0 | 0 | 0 | 0 | 0 | 0 | 0 | 0 | 0 | 0 | 0 | 0 | 0 | [14 empty] | 0 | 0 | 0 | 0 | 0 | 0 | 0 | 0 | 0 | 0 | 0 | 0 | 0 | 0 |  | 0 | 0 | 0 | 0 | 0 | 0 | 0 | 0 | 0 | 0 | 0 | 0 | 0 | 0 |  | 0 | 0 | 0 | 0 | 0 | 0 | 0 | 0 | 0 | 0 | 0 | 0 | 0 | 0 | 0
PG&E GBA | FMC | 115 | 0 | 0 | 0 | 0 | 0 | 0 | 0 | 0 | 0 | 0 | 0 | 0 | 0 | 0 | 0 |  | 0 | 0 | 0 | 0 | 0 | 0 | 0 | 0 | 0 | 0 | 0 | 0 | 0 | 0 |  | 0 | 0 | 0 | 0 | 0 | 0 | 0 | 0 | 0 | 0 | 0 | 0 | 0 | 0 |  | 0 | 0 | 0 | 0 | 0 | 0 | 0 | 0 | 0 | 0 | 0 | 0 | 0 | 0 | 0 | [14 empty] | 0 | 0 | 0 | 0 | 0 | 0 | 0 | 0 | 0 | 0 | 0 | 0 | 0 | 0 |  | 0 | 0 | 0 | 0 | 0 | 0 | 0 | 0 | 0 | 0 | 0 | 0 | 0 | 0 |  | 0 | 0 | 0 | 0 | 0 | 0 | 0 | 0 | 0 | 0 | 0 | 0 | 0 | 0 | 0
PG&E GBA | Fremont | 115 | 0 | 0 | 0 | 0 | 0 | 0 | 0 | 0 | 0 | 0 | 0 | 0 | 0 | 0 | 0 |  | 0 | 0 | 0 | 0 | 0 | 0 | 0 | 0 | 0 | 0 | 0 | 0 | 0 | 0 |  | 0 | 0 | 0 | 0 | 0 | 0 | 0 | 0 | 0 | 0 | 0 | 0 | 0 | 0 |  | 0 | 0 | 0 | 0 | 0 | 0 | 0 | 0 | 0 | 0 | 0 | 0 | 0 | 0 | 0 | [14 empty] | 0 | 0 | 0 | 0 | 0 | 0 | 0 | 0 | 0 | 0 | 0 | 0 | 0 | 0 |  | 0 | 0 | 0 | 0 | 0 | 0 | 0 | 0 | 0 | 0 | 0 | 0 | 0 | 0 |  | 0 | 0 | 0 | 0 | 0 | 0 | 0 | 0 | 0 | 0 | 0 | 0 | 0 | 0 | 0
PG&E GBA | French Camp | 60 | 0 | 0 | 0 | 0 | 0 | 0 | 0 | 0 | 0 | 0 | 0 | 0 | 0 | 0 | 0 |  | 0 | 0 | 0 | 0 | 0 | 0 | 0 | 0 | 0 | 0 | 0 | 0 | 0 | 0 |  | 0 | 0 | 0 | 0 | 0 | 0 | 0 | 0 | 0 | 0 | 0 | 0 | 0 | 0 |  | 0 | 0 | 0 | 0 | 0 | 0 | 0 | 0 | 0 | 0 | 0 | 0 | 0 | 0 | 0 | [14 empty] | 0 | 0 | 0 | 0 | 0 | 0 | 0 | 0 | 0 | 0 | 0 | 0 | 0 | 0 |  | 0 | 0 | 0 | 0 | 0 | 0 | 0 | 0 | 0 | 0 | 0 | 0 | 0 | 0 |  | 0 | 0 | 0 | 0 | 0 | 0 | 0 | 0 | 0 | 0 | 0 | 0 | 0 | 0 | 0
PG&E GBA | Frogtown | 115 | 0 | 0 | 0 | 0 | 0 | 0 | 0 | 0 | 0 | 0 | 0 | 0 | 0 | 0 | 0 |  | 0 | 0 | 0 | 0 | 0 | 0 | 0 | 0 | 0 | 0 | 0 | 0 | 0 | 0 |  | 0 | 0 | 0 | 0 | 0 | 0 | 0 | 0 | 0 | 0 | 0 | 0 | 0 | 0 |  | 0 | 0 | 0 | 0 | 0 | 0 | 0 | 0 | 0 | 0 | 0 | 0 | 0 | 0 | 0 | [14 empty] | 0 | 0 | 0 | 0 | 0 | 0 | 0 | 0 | 0 | 0 | 0 | 0 | 0 | 0 |  | 0 | 0 | 0 | 0 | 0 | 0 | 0 | 0 | 0 | 0 | 0 | 0 | 0 | 0 |  | 0 | 0 | 0 | 0 | 0 | 0 | 0 | 0 | 0 | 0 | 0 | 0 | 0 | 0 | 0
PG&E NGBA | Fulton | 115 | 0 | 0 | 0 | 0 | 0 | 0 | 0 | 0 | 0 | 0 | 0 | 0 | 0 | 0 | 0 |  | 0 | 0 | 0 | 0 | 0 | 0 | 0 | 0 | 0 | 0 | 0 | 0 | 0 | 0 |  | 0 | 0 | 0 | 0 | 0 | 0 | 0 | 0 | 0 | 0 | 0 | 0 | 0 | 0 |  | 0 | 0 | 0 | 0 | 0 | 0 | 0 | 0 | 0 | 0 | 0 | 0 | 0 | 0 | 0 | [14 empty] | 0 | 0 | 0 | 0 | 0 | 0 | 0 | 0 | 0 | 0 | 0 | 0 | 0 | 0 |  | 0 | 0 | 0 | 0 | 0 | 0 | 0 | 0 | 0 | 0 | 0 | 0 | 0 | 0 |  | 0 | 0 | 0 | 0 | 0 | 0 | 0 | 0 | 0 | 0 | 0 | 0 | 0 | 0 | 0
PG&E NGBA | Fulton | 230 | 18 | 0 | 0 | 0 | 0 | 0 | 0 | 0 | 0 | 0 | 0 | 38 | 0 | 0 | 1 |  | 36 | 0 | 0 | 0 | 0 | 0 | 0 | 0 | 0 | 0 | 0 | 0 | 0 | 0 |  | 36 | 0 | 0 | 0 | 0 | 0 | 0 | 0 | 0 | 0 | 0 | 0 | 0 | 0 |  | 54 | 0 | 0 | 0 | 0 | 0 | 0 | 0 | 0 | 0 | 0 | 38 | 0 | 0 | 1 | [14 empty] | 36 | 0 | 0 | 0 | 0 | 0 | 0 | 0 | 0 | 0 | 0 | 0 | 0 | 0 |  | 36 | 0 | 0 | 0 | 0 | 0 | 0 | 0 | 0 | 0 | 0 | 0 | 0 | 0 |  | 54 | 0 | 0 | 0 | 0 | 0 | 0 | 0 | 0 | 0 | 0 | 38 | 0 | 0 | 1
PG&E NGBA | Fulton | 60 | 0 | 0 | 0 | 0 | 0 | 0 | 0 | 0 | 0 | 0 | 0 | 0 | 0 | 0 | 0 |  | 0 | 0 | 0 | 0 | 0 | 0 | 0 | 0 | 0 | 0 | 0 | 0 | 0 | 0 |  | 0 | 0 | 0 | 0 | 0 | 0 | 0 | 0 | 0 | 0 | 0 | 0 | 0 | 0 |  | 0 | 0 | 0 | 0 | 0 | 0 | 0 | 0 | 0 | 0 | 0 | 0 | 0 | 0 | 0 | [14 empty] | 0 | 0 | 0 | 0 | 0 | 0 | 0 | 0 | 0 | 0 | 0 | 0 | 0 | 0 |  | 0 | 0 | 0 | 0 | 0 | 0 | 0 | 0 | 0 | 0 | 0 | 0 | 0 | 0 |  | 0 | 0 | 0 | 0 | 0 | 0 | 0 | 0 | 0 | 0 | 0 | 0 | 0 | 0 | 0
PG&E KERN | Ganso | 115 | 0 | 0 | 0 | 0 | 0 | 0 | 0 | 0 | 0 | 0 | 0 | 0 | 0 | 0 | 0 |  | 0 | 2 | 0 | 0 | 0 | 0 | 0 | 0 | 1.5 | 0 | 0 | 0 | 0 | 0 |  | 0 | 2 | 0 | 0 | 0 | 0 | 0 | 0 | 1.5 | 0 | 0 | 0 | 0 | 0 |  | 0 | 2 | 0 | 0 | 0 | 0 | 0 | 0 | 1.5 | 0 | 0 | 0 | 0 | 0 | 1 | [14 empty] | 0 | 2 | 0 | 0 | 0 | 0 | 0 | 0 | 1.5 | 0 | 0 | 0 | 0 | 0 |  | 0 | 2 | 0 | 0 | 0 | 0 | 0 | 0 | 1.5 | 0 | 0 | 0 | 0 | 0 |  | 0 | 2 | 0 | 0 | 0 | 0 | 0 | 0 | 1.5 | 0 | 0 | 0 | 0 | 0 | 1
PG&E FRESNO | Gates | 230 | 0 | 0 | 0 | 0 | 0 | 0 | 0 | 0 | 3 | 614.5 | 310.5 | 753.25 | 0 | 0 | 1 |  | 0 | 0 | 0 | 0 | 0 | 0 | 0 | 0 | 0 | 145 | 0 | 0 | 60 | 0 |  | 0 | 0 | 0 | 0 | 0 | 0 | 0 | 0 | 0 | 145 | 0 | 0 | 60 | 0 |  | 0 | 0 | 0 | 0 | 0 | 0 | 0 | 0 | 3 | 759.5 | 310.5 | 753.25 | 60 | 0 | 1 | [9 empty] | 100 | 450 |  | 200 |  | 0 | 0 | 0 | 0 | 0 | 0 | 0 | 0 | 0 | 245 | 450 | 0 | 260 | 0 |  | 0 | 0 | 0 | 0 | 0 | 0 | 0 | 0 | 0 | 245 | 450 | 0 | 260 | 0 |  | 0 | 0 | 0 | 0 | 0 | 0 | 0 | 0 | 3 | 859.5 | 760.5 | 753.25 | 260 | 0 | 1
PG&E FRESNO | Gates | 500 | 0 | 0 | 0 | 0 | 0 | 0 | 0 | 0 | 0 | 0 | 0 | 190 | 35 | 0 | 1 |  | 0 | 0 | 0 | 0 | 0 | 0 | 0 | 0 | 0 | 0 | 0 | 0 | 0 | 0 |  | 0 | 0 | 0 | 0 | 0 | 0 | 0 | 0 | 0 | 0 | 0 | 0 | 0 | 0 |  | 0 | 0 | 0 | 0 | 0 | 0 | 0 | 0 | 0 | 0 | 0 | 190 | 35 | 0 | 1 | [14 empty] | 0 | 0 | 0 | 0 | 0 | 0 | 0 | 0 | 0 | 0 | 0 | 0 | 0 | 0 |  | 0 | 0 | 0 | 0 | 0 | 0 | 0 | 0 | 0 | 0 | 0 | 0 | 0 | 0 |  | 0 | 0 | 0 | 0 | 0 | 0 | 0 | 0 | 0 | 0 | 0 | 190 | 35 | 0 | 1
PG&E NGBA | Geysers 12 | 230 | 0 | 0 | 0 | 0 | 0 | 0 | 0 | 0 | 0 | 0 | 0 | 0 | 0 | 0 | 0 |  | 0 | 0 | 0 | 0 | 0 | 0 | 0 | 0 | 0 | 0 | 0 | 0 | 0 | 0 |  | 0 | 0 | 0 | 0 | 0 | 0 | 0 | 0 | 0 | 0 | 0 | 0 | 0 | 0 |  | 0 | 0 | 0 | 0 | 0 | 0 | 0 | 0 | 0 | 0 | 0 | 0 | 0 | 0 | 0 | [14 empty] | 0 | 0 | 0 | 0 | 0 | 0 | 0 | 0 | 0 | 0 | 0 | 0 | 0 | 0 |  | 0 | 0 | 0 | 0 | 0 | 0 | 0 | 0 | 0 | 0 | 0 | 0 | 0 | 0 |  | 0 | 0 | 0 | 0 | 0 | 0 | 0 | 0 | 0 | 0 | 0 | 0 | 0 | 0 | 0
PG&E NGBA | Geysers 17 | 230 | 0 | 0 | 0 | 0 | 0 | 0 | 0 | 0 | 0 | 0 | 0 | 0 | 0 | 0 | 0 |  | 19.5 | 0 | 0 | 0 | 0 | 0 | 0 | 0 | 0 | 0 | 0 | 0 | 0 | 0 |  | 19.5 | 0 | 0 | 0 | 0 | 0 | 0 | 0 | 0 | 0 | 0 | 0 | 0 | 0 |  | 19.5 | 0 | 0 | 0 | 0 | 0 | 0 | 0 | 0 | 0 | 0 | 0 | 0 | 0 | 1 | [14 empty] | 19.5 | 0 | 0 | 0 | 0 | 0 | 0 | 0 | 0 | 0 | 0 | 0 | 0 | 0 |  | 19.5 | 0 | 0 | 0 | 0 | 0 | 0 | 0 | 0 | 0 | 0 | 0 | 0 | 0 |  | 19.5 | 0 | 0 | 0 | 0 | 0 | 0 | 0 | 0 | 0 | 0 | 0 | 0 | 0 | 1
PG&E NGBA | Geysers 3 | 115 | 0 | 0 | 0 | 0 | 0 | 0 | 0 | 0 | 0 | 0 | 0 | 0 | 0 | 0 | 0 |  | 0 | 0 | 0 | 0 | 0 | 0 | 0 | 0 | 0 | 0 | 0 | 0 | 0 | 0 |  | 0 | 0 | 0 | 0 | 0 | 0 | 0 | 0 | 0 | 0 | 0 | 0 | 0 | 0 |  | 0 | 0 | 0 | 0 | 0 | 0 | 0 | 0 | 0 | 0 | 0 | 0 | 0 | 0 | 0 | [14 empty] | 0 | 0 | 0 | 0 | 0 | 0 | 0 | 0 | 0 | 0 | 0 | 0 | 0 | 0 |  | 0 | 0 | 0 | 0 | 0 | 0 | 0 | 0 | 0 | 0 | 0 | 0 | 0 | 0 |  | 0 | 0 | 0 | 0 | 0 | 0 | 0 | 0 | 0 | 0 | 0 | 0 | 0 | 0 | 0
PG&E NGBA | Glenn | 230 | 0 | 0 | 0 | 0 | 0 | 0 | 0 | 0 | 0 | 0 | 0 | 0 | 0 | 0 | 0 |  | 0 | 0 | 166.5 | 36 | 0 | 0 | 0 | 0 | 0 | 0 | 0 | 0 | 0 | 0 |  | 0 | 0 | 166.5 | 36 | 0 | 0 | 0 | 0 | 0 | 0 | 0 | 0 | 0 | 0 |  | 0 | 0 | 166.5 | 36 | 0 | 0 | 0 | 0 | 0 | 0 | 0 | 0 | 0 | 0 | 1 | [9 empty] | 100 | 170 |  | 60 |  | 0 | 0 | 166.5 | 36 | 0 | 0 | 0 | 0 | 0 | 100 | 170 | 0 | 60 | 0 |  | 0 | 0 | 166.5 | 36 | 0 | 0 | 0 | 0 | 0 | 100 | 170 | 0 | 60 | 0 |  | 0 | 0 | 166.5 | 36 | 0 | 0 | 0 | 0 | 0 | 100 | 170 | 0 | 60 | 0 | 1
PG&E NGBA | Glenn | 60 | 0 | 0 | 0 | 0 | 0 | 0 | 0 | 0 | 0 | 0 | 0 | 0 | 0 | 0 | 0 |  | 0 | 0 | 0 | 0 | 0 | 0 | 0 | 0 | 0 | 0 | 0 | 0 | 0 | 0 |  | 0 | 0 | 0 | 0 | 0 | 0 | 0 | 0 | 0 | 0 | 0 | 0 | 0 | 0 |  | 0 | 0 | 0 | 0 | 0 | 0 | 0 | 0 | 0 | 0 | 0 | 0 | 0 | 0 | 0 | [14 empty] | 0 | 0 | 0 | 0 | 0 | 0 | 0 | 0 | 0 | 0 | 0 | 0 | 0 | 0 |  | 0 | 0 | 0 | 0 | 0 | 0 | 0 | 0 | 0 | 0 | 0 | 0 | 0 | 0 |  | 0 | 0 | 0 | 0 | 0 | 0 | 0 | 0 | 0 | 0 | 0 | 0 | 0 | 0 | 0
PG&E NGBA | Gold Hill | 115 | 0 | 0 | 0 | 0 | 0 | 0 | 0 | 0 | 0 | 0 | 0 | 0 | 0 | 0 | 0 |  | 0 | 0 | 0 | 0 | 0 | 0 | 0 | 0 | 0 | 0 | 0 | 50 | 0 | 0 |  | 0 | 0 | 0 | 0 | 0 | 0 | 0 | 0 | 0 | 0 | 0 | 50 | 0 | 0 |  | 0 | 0 | 0 | 0 | 0 | 0 | 0 | 0 | 0 | 0 | 0 | 50 | 0 | 0 | 1 | [14 empty] | 0 | 0 | 0 | 0 | 0 | 0 | 0 | 0 | 0 | 0 | 0 | 50 | 0 | 0 |  | 0 | 0 | 0 | 0 | 0 | 0 | 0 | 0 | 0 | 0 | 0 | 50 | 0 | 0 |  | 0 | 0 | 0 | 0 | 0 | 0 | 0 | 0 | 0 | 0 | 0 | 50 | 0 | 0 | 1
PG&E NGBA | Gold Hill | 230 | 0 | 0 | 0 | 0 | 0 | 0 | 0 | 0 | 0 | 0 | 0 | 0 | 0 | 0 | 0 |  | 0 | 0 | 0 | 0 | 0 | 0 | 0 | 0 | 0 | 0 | 0 | 0 | 0 | 0 |  | 0 | 0 | 0 | 0 | 0 | 0 | 0 | 0 | 0 | 0 | 0 | 0 | 0 | 0 |  | 0 | 0 | 0 | 0 | 0 | 0 | 0 | 0 | 0 | 0 | 0 | 0 | 0 | 0 | 0 | [14 empty] | 0 | 0 | 0 | 0 | 0 | 0 | 0 | 0 | 0 | 0 | 0 | 0 | 0 | 0 |  | 0 | 0 | 0 | 0 | 0 | 0 | 0 | 0 | 0 | 0 | 0 | 0 | 0 | 0 |  | 0 | 0 | 0 | 0 | 0 | 0 | 0 | 0 | 0 | 0 | 0 | 0 | 0 | 0 | 0
SCE Northern | Goleta | 230 | 0 | 0 | 0 | 0 | 0 | 0 | 0 | 0 | 0 | 0 | 0 | 70 | 0 | 0 | 1 |  | 0 | 2 | 0 | 0 | 0 | 0 | 0 | 0 | 0 | 0 | 0 | 0 | 0 | 0 |  | 0 | 2 | 0 | 0 | 0 | 0 | 0 | 0 | 0 | 0 | 0 | 0 | 0 | 0 |  | 0 | 2 | 0 | 0 | 0 | 0 | 0 | 0 | 0 | 0 | 0 | 70 | 0 | 0 | 1 | [14 empty] | 0 | 2 | 0 | 0 | 0 | 0 | 0 | 0 | 0 | 0 | 0 | 0 | 0 | 0 |  | 0 | 2 | 0 | 0 | 0 | 0 | 0 | 0 | 0 | 0 | 0 | 0 | 0 | 0 |  | 0 | 2 | 0 | 0 | 0 | 0 | 0 | 0 | 0 | 0 | 0 | 70 | 0 | 0 | 1
SCE Metro | Goodrich | 230 | 0 | 0 | 0 | 0 | 0 | 0 | 0 | 0 | 0 | 0 | 0 | 0 | 0 | 0 | 0 |  | 0 | 0 | 0 | 0 | 0 | 0 | 0 | 0 | 0 | 0 | 0 | 0 | 0 | 0 |  | 0 | 0 | 0 | 0 | 0 | 0 | 0 | 0 | 0 | 0 | 0 | 0 | 0 | 0 |  | 0 | 0 | 0 | 0 | 0 | 0 | 0 | 0 | 0 | 0 | 0 | 0 | 0 | 0 | 0 | [14 empty] | 0 | 0 | 0 | 0 | 0 | 0 | 0 | 0 | 0 | 0 | 0 | 0 | 0 | 0 |  | 0 | 0 | 0 | 0 | 0 | 0 | 0 | 0 | 0 | 0 | 0 | 0 | 0 | 0 |  | 0 | 0 | 0 | 0 | 0 | 0 | 0 | 0 | 0 | 0 | 0 | 0 | 0 | 0 | 0
PG&E KERN | Goose Lake | 115 | 0 | 0 | 0 | 0 | 0 | 0 | 0 | 0 | 0 | 0 | 0 | 0 | 0 | 0 | 0 |  | 0 | 3 | 0 | 0 | 0 | 0 | 0 | 0 | 0 | 0 | 0 | 0 | 0 | 0 |  | 0 | 3 | 0 | 0 | 0 | 0 | 0 | 0 | 0 | 0 | 0 | 0 | 0 | 0 |  | 0 | 3 | 0 | 0 | 0 | 0 | 0 | 0 | 0 | 0 | 0 | 0 | 0 | 0 | 1 | [14 empty] | 0 | 3 | 0 | 0 | 0 | 0 | 0 | 0 | 0 | 0 | 0 | 0 | 0 | 0 |  | 0 | 3 | 0 | 0 | 0 | 0 | 0 | 0 | 0 | 0 | 0 | 0 | 0 | 0 |  | 0 | 3 | 0 | 0 | 0 | 0 | 0 | 0 | 0 | 0 | 0 | 0 | 0 | 0 | 1
SCE Metro | Gould | 230 | 0 | 0 | 0 | 0 | 0 | 0 | 0 | 0 | 0 | 0 | 0 | 0 | 0 | 0 | 0 |  | 0 | 0 | 0 | 0 | 0 | 0 | 0 | 0 | 0 | 0 | 0 | 0 | 0 | 0 |  | 0 | 0 | 0 | 0 | 0 | 0 | 0 | 0 | 0 | 0 | 0 | 0 | 0 | 0 |  | 0 | 0 | 0 | 0 | 0 | 0 | 0 | 0 | 0 | 0 | 0 | 0 | 0 | 0 | 0 | [14 empty] | 0 | 0 | 0 | 0 | 0 | 0 | 0 | 0 | 0 | 0 | 0 | 0 | 0 | 0 |  | 0 | 0 | 0 | 0 | 0 | 0 | 0 | 0 | 0 | 0 | 0 | 0 | 0 | 0 |  | 0 | 0 | 0 | 0 | 0 | 0 | 0 | 0 | 0 | 0 | 0 | 0 | 0 | 0 | 0
PG&E NGBA | Grand Island | 115 | 0 | 0 | 0 | 0 | 0 | 0 | 0 | 0 | 2.73 | 0 | 0 | 0 | 0 | 0 | 1 |  | 0 | 0 | 0 | 0 | 0 | 0 | 0 | 0 | 0 | 0 | 0 | 0 | 0 | 0 |  | 0 | 0 | 0 | 0 | 0 | 0 | 0 | 0 | 0 | 0 | 0 | 0 | 0 | 0 |  | 0 | 0 | 0 | 0 | 0 | 0 | 0 | 0 | 2.73 | 0 | 0 | 0 | 0 | 0 | 1 | [14 empty] | 0 | 0 | 0 | 0 | 0 | 0 | 0 | 0 | 0 | 0 | 0 | 0 | 0 | 0 |  | 0 | 0 | 0 | 0 | 0 | 0 | 0 | 0 | 0 | 0 | 0 | 0 | 0 | 0 |  | 0 | 0 | 0 | 0 | 0 | 0 | 0 | 0 | 2.73 | 0 | 0 | 0 | 0 | 0 | 1
SDGE | Granite | 69 | 0 | 0 | 0 | 0 | 0 | 0 | 0 | 0 | 0 | 0 | 0 | 2.25 | 0 | 0 | 1 |  | 0 | 0 | 0 | 0 | 0 | 0 | 0 | 0 | 0 | 0 | 0 | 0 | 0 | 0 |  | 0 | 0 | 0 | 0 | 0 | 0 | 0 | 0 | 0 | 0 | 0 | 0 | 0 | 0 |  | 0 | 0 | 0 | 0 | 0 | 0 | 0 | 0 | 0 | 0 | 0 | 2.25 | 0 | 0 | 1 | [14 empty] | 0 | 0 | 0 | 0 | 0 | 0 | 0 | 0 | 0 | 0 | 0 | 0 | 0 | 0 |  | 0 | 0 | 0 | 0 | 0 | 0 | 0 | 0 | 0 | 0 | 0 | 0 | 0 | 0 |  | 0 | 0 | 0 | 0 | 0 | 0 | 0 | 0 | 0 | 0 | 0 | 2.25 | 0 | 0 | 1
PG&E GBA | Grant | 115 | 0 | 0 | 0 | 0 | 0 | 0 | 0 | 0 | 0 | 0 | 0 | 0 | 0 | 0 | 0 |  | 0 | 0 | 0 | 0 | 0 | 0 | 0 | 0 | 0 | 0 | 0 | 0 | 0 | 0 |  | 0 | 0 | 0 | 0 | 0 | 0 | 0 | 0 | 0 | 0 | 0 | 0 | 0 | 0 |  | 0 | 0 | 0 | 0 | 0 | 0 | 0 | 0 | 0 | 0 | 0 | 0 | 0 | 0 | 0 | [14 empty] | 0 | 0 | 0 | 0 | 0 | 0 | 0 | 0 | 0 | 0 | 0 | 0 | 0 | 0 |  | 0 | 0 | 0 | 0 | 0 | 0 | 0 | 0 | 0 | 0 | 0 | 0 | 0 | 0 |  | 0 | 0 | 0 | 0 | 0 | 0 | 0 | 0 | 0 | 0 | 0 | 0 | 0 | 0 | 0
PG&E GBA | Green Valley | 115 | 0 | 0 | 0 | 0 | 0 | 0 | 0 | 0 | 0 | 0 | 0 | 0 | 0 | 0 | 0 |  | 0 | 1.1 | 0 | 0 | 0 | 0 | 0 | 0 | 0 | 0 | 0 | 0 | 0 | 0 |  | 0 | 1.1 | 0 | 0 | 0 | 0 | 0 | 0 | 0 | 0 | 0 | 0 | 0 | 0 |  | 0 | 1.1 | 0 | 0 | 0 | 0 | 0 | 0 | 0 | 0 | 0 | 0 | 0 | 0 | 1 | [14 empty] | 0 | 1.1 | 0 | 0 | 0 | 0 | 0 | 0 | 0 | 0 | 0 | 0 | 0 | 0 |  | 0 | 1.1 | 0 | 0 | 0 | 0 | 0 | 0 | 0 | 0 | 0 | 0 | 0 | 0 |  | 0 | 1.1 | 0 | 0 | 0 | 0 | 0 | 0 | 0 | 0 | 0 | 0 | 0 | 0 | 1
PG&E NGBA | Greenleaf 1 | 115 | 0 | 0 | 0 | 0 | 0 | 0 | 0 | 0 | 0 | 0 | 0 | 0 | 0 | 0 | 0 |  | 0 | 0 | 0 | 0 | 0 | 0 | 0 | 0 | 0 | 0 | 0 | 0 | 0 | 0 |  | 0 | 0 | 0 | 0 | 0 | 0 | 0 | 0 | 0 | 0 | 0 | 0 | 0 | 0 |  | 0 | 0 | 0 | 0 | 0 | 0 | 0 | 0 | 0 | 0 | 0 | 0 | 0 | 0 | 0 | [14 empty] | 0 | 0 | 0 | 0 | 0 | 0 | 0 | 0 | 0 | 0 | 0 | 0 | 0 | 0 |  | 0 | 0 | 0 | 0 | 0 | 0 | 0 | 0 | 0 | 0 | 0 | 0 | 0 | 0 |  | 0 | 0 | 0 | 0 | 0 | 0 | 0 | 0 | 0 | 0 | 0 | 0 | 0 | 0 | 0
PG&E FRESNO | Gregg | 230 | 0 | 0 | 0 | 0 | 0 | 0 | 0 | 0 | 0 | 0 | 0 | 0 | 0 | 0 | 0 |  | 0 | 0 | 170 | 20 | 0 | 0 | 0 | 0 | 0 | 0 | 0 | 0 | 0 | 140 |  | 0 | 0 | 170 | 20 | 0 | 0 | 0 | 0 | 0 | 0 | 0 | 0 | 0 | 140 |  | 0 | 0 | 170 | 20 | 0 | 0 | 0 | 0 | 0 | 0 | 0 | 0 | 0 | 140 | 1 | [14 empty] | 0 | 0 | 170 | 20 | 0 | 0 | 0 | 0 | 0 | 0 | 0 | 0 | 0 | 140 |  | 0 | 0 | 170 | 20 | 0 | 0 | 0 | 0 | 0 | 0 | 0 | 0 | 0 | 140 |  | 0 | 0 | 170 | 20 | 0 | 0 | 0 | 0 | 0 | 0 | 0 | 0 | 0 | 140 | 1
PG&E FRESNO | Grimmway-Malaga | 115 | 0 | 0 | 0 | 0 | 0 | 0 | 0 | 0 | 0 | 0 | 0 | 0 | 0 | 0 | 0 |  | 0 | 0 | 0 | 0 | 0 | 0 | 0 | 0 | 0 | 0 | 0 | 0 | 0 | 0 |  | 0 | 0 | 0 | 0 | 0 | 0 | 0 | 0 | 0 | 0 | 0 | 0 | 0 | 0 |  | 0 | 0 | 0 | 0 | 0 | 0 | 0 | 0 | 0 | 0 | 0 | 0 | 0 | 0 | 0 | [14 empty] | 0 | 0 | 0 | 0 | 0 | 0 | 0 | 0 | 0 | 0 | 0 | 0 | 0 | 0 |  | 0 | 0 | 0 | 0 | 0 | 0 | 0 | 0 | 0 | 0 | 0 | 0 | 0 | 0 |  | 0 | 0 | 0 | 0 | 0 | 0 | 0 | 0 | 0 | 0 | 0 | 0 | 0 | 0 | 0
PG&E NGBA | Grizzly | 230 | 0 | 0 | 0 | 0 | 0 | 0 | 0 | 0 | 0 | 0 | 0 | 0 | 0 | 0 | 0 |  | 0 | 0 | 0 | 0 | 0 | 0 | 0 | 0 | 0 | 0 | 0 | 0 | 0 | 0 |  | 0 | 0 | 0 | 0 | 0 | 0 | 0 | 0 | 0 | 0 | 0 | 0 | 0 | 0 |  | 0 | 0 | 0 | 0 | 0 | 0 | 0 | 0 | 0 | 0 | 0 | 0 | 0 | 0 | 0 | [14 empty] | 0 | 0 | 0 | 0 | 0 | 0 | 0 | 0 | 0 | 0 | 0 | 0 | 0 | 0 |  | 0 | 0 | 0 | 0 | 0 | 0 | 0 | 0 | 0 | 0 | 0 | 0 | 0 | 0 |  | 0 | 0 | 0 | 0 | 0 | 0 | 0 | 0 | 0 | 0 | 0 | 0 | 0 | 0 | 0
PG&E FRESNO | Guernsey | 70 | 0 | 0 | 0 | 0 | 0 | 0 | 0 | 0 | 0 | 0 | 0 | 0 | 0 | 0 | 0 |  | 0 | 0 | 0 | 0 | 0 | 0 | 0 | 0 | 7.5 | 0 | 0 | 0 | 0 | 0 |  | 0 | 0 | 0 | 0 | 0 | 0 | 0 | 0 | 7.5 | 0 | 0 | 0 | 0 | 0 |  | 0 | 0 | 0 | 0 | 0 | 0 | 0 | 0 | 7.5 | 0 | 0 | 0 | 0 | 0 | 1 | [14 empty] | 0 | 0 | 0 | 0 | 0 | 0 | 0 | 0 | 7.5 | 0 | 0 | 0 | 0 | 0 |  | 0 | 0 | 0 | 0 | 0 | 0 | 0 | 0 | 7.5 | 0 | 0 | 0 | 0 | 0 |  | 0 | 0 | 0 | 0 | 0 | 0 | 0 | 0 | 7.5 | 0 | 0 | 0 | 0 | 0 | 1
PG&E FRESNO | GWF Hanford | 115 | 0 | 0 | 0 | 0 | 0 | 0 | 0 | 0 | 0 | 0 | 0 | 131.4 | 0 | 0 | 1 |  | 0 | 0 | 0 | 0 | 0 | 0 | 0 | 0 | 0 | 0 | 0 | 0 | 0 | 0 |  | 0 | 0 | 0 | 0 | 0 | 0 | 0 | 0 | 0 | 0 | 0 | 0 | 0 | 0 |  | 0 | 0 | 0 | 0 | 0 | 0 | 0 | 0 | 0 | 0 | 0 | 131.4 | 0 | 0 | 1 | [14 empty] | 0 | 0 | 0 | 0 | 0 | 0 | 0 | 0 | 0 | 0 | 0 | 0 | 0 | 0 |  | 0 | 0 | 0 | 0 | 0 | 0 | 0 | 0 | 0 | 0 | 0 | 0 | 0 | 0 |  | 0 | 0 | 0 | 0 | 0 | 0 | 0 | 0 | 0 | 0 | 0 | 131.4 | 0 | 0 | 1
PG&E FRESNO | Haas | 230 | 0 | 0 | 0 | 0 | 0 | 0 | 0 | 0 | 0 | 0 | 0 | 0 | 0 | 0 | 0 |  | 0 | 0 | 0 | 0 | 0 | 0 | 0 | 0 | 0 | 0 | 0 | 0 | 0 | 0 |  | 0 | 0 | 0 | 0 | 0 | 0 | 0 | 0 | 0 | 0 | 0 | 0 | 0 | 0 |  | 0 | 0 | 0 | 0 | 0 | 0 | 0 | 0 | 0 | 0 | 0 | 0 | 0 | 0 | 0 | [14 empty] | 0 | 0 | 0 | 0 | 0 | 0 | 0 | 0 | 0 | 0 | 0 | 0 | 0 | 0 |  | 0 | 0 | 0 | 0 | 0 | 0 | 0 | 0 | 0 | 0 | 0 | 0 | 0 | 0 |  | 0 | 0 | 0 | 0 | 0 | 0 | 0 | 0 | 0 | 0 | 0 | 0 | 0 | 0 | 0
PG&E FRESNO | Hammonds | 115 | 0 | 0 | 0 | 0 | 0 | 0 | 0 | 0 | 0 | 0 | 0 | 0 | 0 | 0 | 0 |  | 0 | 0 | 0 | 0 | 0 | 0 | 0 | 0 | 0 | 0 | 0 | 0 | 0 | 0 |  | 0 | 0 | 0 | 0 | 0 | 0 | 0 | 0 | 0 | 0 | 0 | 0 | 0 | 0 |  | 0 | 0 | 0 | 0 | 0 | 0 | 0 | 0 | 0 | 0 | 0 | 0 | 0 | 0 | 0 | [14 empty] | 0 | 0 | 0 | 0 | 0 | 0 | 0 | 0 | 0 | 0 | 0 | 0 | 0 | 0 |  | 0 | 0 | 0 | 0 | 0 | 0 | 0 | 0 | 0 | 0 | 0 | 0 | 0 | 0 |  | 0 | 0 | 0 | 0 | 0 | 0 | 0 | 0 | 0 | 0 | 0 | 0 | 0 | 0 | 0
SCE Metro | HarborGen | 230 | 0 | 0 | 0 | 0 | 0 | 0 | 0 | 0 | 0 | 0 | 0 | 0 | 0 | 0 | 0 |  | 0 | 0 | 0 | 0 | 0 | 0 | 0 | 0 | 0 | 0 | 0 | 0 | 0 | 0 |  | 0 | 0 | 0 | 0 | 0 | 0 | 0 | 0 | 0 | 0 | 0 | 0 | 0 | 0 |  | 0 | 0 | 0 | 0 | 0 | 0 | 0 | 0 | 0 | 0 | 0 | 0 | 0 | 0 | 0 | [14 empty] | 0 | 0 | 0 | 0 | 0 | 0 | 0 | 0 | 0 | 0 | 0 | 0 | 0 | 0 |  | 0 | 0 | 0 | 0 | 0 | 0 | 0 | 0 | 0 | 0 | 0 | 0 | 0 | 0 |  | 0 | 0 | 0 | 0 | 0 | 0 | 0 | 0 | 0 | 0 | 0 | 0 | 0 | 0 | 0
PG&E NGBA | Harris | 60 | 0 | 0 | 0 | 0 | 0 | 0 | 0 | 0 | 0 | 0 | 0 | 0 | 0 | 0 | 0 |  | 0 | 0 | 0 | 0 | 0 | 0 | 0 | 0 | 0 | 0 | 0 | 0 | 0 | 0 |  | 0 | 0 | 0 | 0 | 0 | 0 | 0 | 0 | 0 | 0 | 0 | 0 | 0 | 0 |  | 0 | 0 | 0 | 0 | 0 | 0 | 0 | 0 | 0 | 0 | 0 | 0 | 0 | 0 | 0 | [14 empty] | 0 | 0 | 0 | 0 | 0 | 0 | 0 | 0 | 0 | 0 | 0 | 0 | 0 | 0 |  | 0 | 0 | 0 | 0 | 0 | 0 | 0 | 0 | 0 | 0 | 0 | 0 | 0 | 0 |  | 0 | 0 | 0 | 0 | 0 | 0 | 0 | 0 | 0 | 0 | 0 | 0 | 0 | 0 | 0
EOP | Harry Allen | 500 | 0 | 0 | 0 | 0 | 0 | 0 | 0 | 0 | 0 | 0 | 0 | 0 | 0 | 0 | 0 |  | 0 | 0 | 0 | 0 | 1100 | 0 | 0 | 0 | 0 | 0 | 0 | 0 | 0 | 0 |  | 0 | 0 | 0 | 0 | 1100 | 0 | 0 | 0 | 0 | 0 | 0 | 0 | 0 | 0 |  | 0 | 0 | 0 | 0 | 1100 | 0 | 0 | 0 | 0 | 0 | 0 | 0 | 0 | 0 | 1 | [14 empty] | 0 | 0 | 0 | 0 | 1100 | 0 | 0 | 0 | 0 | 0 | 0 | 0 | 0 | 0 |  | 0 | 0 | 0 | 0 | 1100 | 0 | 0 | 0 | 0 | 0 | 0 | 0 | 0 | 0 |  | 0 | 0 | 0 | 0 | 1100 | 0 | 0 | 0 | 0 | 0 | 0 | 0 | 0 | 0 | 1
PG&E NGBA | Hartley | 60 | 0 | 0 | 0 | 0 | 0 | 0 | 0 | 0 | 0 | 0 | 0 | 0 | 0 | 0 | 0 |  | 0 | 0 | 0 | 0 | 0 | 0 | 0 | 0 | 0 | 0 | 0 | 0 | 0 | 0 |  | 0 | 0 | 0 | 0 | 0 | 0 | 0 | 0 | 0 | 0 | 0 | 0 | 0 | 0 |  | 0 | 0 | 0 | 0 | 0 | 0 | 0 | 0 | 0 | 0 | 0 | 0 | 0 | 0 | 0 | [14 empty] | 0 | 0 | 0 | 0 | 0 | 0 | 0 | 0 | 0 | 0 | 0 | 0 | 0 | 0 |  | 0 | 0 | 0 | 0 | 0 | 0 | 0 | 0 | 0 | 0 | 0 | 0 | 0 | 0 |  | 0 | 0 | 0 | 0 | 0 | 0 | 0 | 0 | 0 | 0 | 0 | 0 | 0 | 0 | 0
SCE NOL | Harvard | 115 | 0 | 0 | 0 | 0 | 0 | 0 | 0 | 0 | 0 | 0 | 0 | 0 | 0 | 0 | 0 |  | 0 | 0 | 0 | 0 | 0 | 0 | 0 | 0 | 0 | 0 | 0 | 0 | 0 | 0 |  | 0 | 0 | 0 | 0 | 0 | 0 | 0 | 0 | 0 | 0 | 0 | 0 | 0 | 0 |  | 0 | 0 | 0 | 0 | 0 | 0 | 0 | 0 | 0 | 0 | 0 | 0 | 0 | 0 | 0 | [14 empty] | 0 | 0 | 0 | 0 | 0 | 0 | 0 | 0 | 0 | 0 | 0 | 0 | 0 | 0 |  | 0 | 0 | 0 | 0 | 0 | 0 | 0 | 0 | 0 | 0 | 0 | 0 | 0 | 0 |  | 0 | 0 | 0 | 0 | 0 | 0 | 0 | 0 | 0 | 0 | 0 | 0 | 0 | 0 | 0
SDGE | Hassayampa | 500 | 0 | 0 | 0 | 0 | 0 | 0 | 0 | 0 | 0 | 52.5 | 160 | 95 | 0 | 0 | 1 |  | 0 | 0 | 0 | 0 | 0 | 0 | 0 | 0 | 0 | 119.5 | 0 | 0 | 0 | 0 |  | 0 | 0 | 0 | 0 | 0 | 0 | 0 | 0 | 0 | 119.5 | 0 | 0 | 0 | 0 |  | 0 | 0 | 0 | 0 | 0 | 0 | 0 | 0 | 0 | 172 | 160 | 95 | 0 | 0 | 1 | [9 empty] | 150 | 220 |  | 90 |  | 0 | 0 | 0 | 0 | 0 | 0 | 0 | 0 | 0 | 269.5 | 220 | 0 | 90 | 0 |  | 0 | 0 | 0 | 0 | 0 | 0 | 0 | 0 | 0 | 269.5 | 220 | 0 | 90 | 0 |  | 0 | 0 | 0 | 0 | 0 | 0 | 0 | 0 | 0 | 322 | 380 | 95 | 90 | 0 | 1
PG&E FRESNO | Helm | 230 | 0 | 0 | 0 | 0 | 0 | 0 | 0 | 0 | 0 | 0 | 0 | 0 | 0 | 0 | 0 |  | 0 | 0 | 0 | 0 | 0 | 0 | 0 | 0 | 0 | 0 | 0 | 0 | 0 | 0 |  | 0 | 0 | 0 | 0 | 0 | 0 | 0 | 0 | 0 | 0 | 0 | 0 | 0 | 0 |  | 0 | 0 | 0 | 0 | 0 | 0 | 0 | 0 | 0 | 0 | 0 | 0 | 0 | 0 | 0 | [9 empty] | 100 | 200 |  | 80 |  | 0 | 0 | 0 | 0 | 0 | 0 | 0 | 0 | 0 | 100 | 200 | 0 | 80 | 0 |  | 0 | 0 | 0 | 0 | 0 | 0 | 0 | 0 | 0 | 100 | 200 | 0 | 80 | 0 |  | 0 | 0 | 0 | 0 | 0 | 0 | 0 | 0 | 0 | 100 | 200 | 0 | 80 | 0 | 1
PG&E FRESNO | Helm | 70 | 0 | 0 | 0 | 0 | 0 | 0 | 0 | 0 | 0 | 0 | 0 | 0 | 0 | 0 | 0 |  | 0 | 0 | 0 | 0 | 0 | 0 | 0 | 0 | 0 | 0 | 25 | 0 | 10 | 0 |  | 0 | 0 | 0 | 0 | 0 | 0 | 0 | 0 | 0 | 0 | 25 | 0 | 10 | 0 |  | 0 | 0 | 0 | 0 | 0 | 0 | 0 | 0 | 0 | 0 | 25 | 0 | 10 | 0 | 1 | [14 empty] | 0 | 0 | 0 | 0 | 0 | 0 | 0 | 0 | 0 | 0 | 25 | 0 | 10 | 0 |  | 0 | 0 | 0 | 0 | 0 | 0 | 0 | 0 | 0 | 0 | 25 | 0 | 10 | 0 |  | 0 | 0 | 0 | 0 | 0 | 0 | 0 | 0 | 0 | 0 | 25 | 0 | 10 | 0 | 1
PG&E FRESNO | Henrietta | 115 | 0 | 0 | 0 | 0 | 0 | 0 | 0 | 0 | 0 | 0 | 0 | 0 | 0 | 0 | 0 |  | 0 | 0 | 0 | 0 | 0 | 0 | 0 | 0 | 0 | 0 | 0 | 0 | 0 | 0 |  | 0 | 0 | 0 | 0 | 0 | 0 | 0 | 0 | 0 | 0 | 0 | 0 | 0 | 0 |  | 0 | 0 | 0 | 0 | 0 | 0 | 0 | 0 | 0 | 0 | 0 | 0 | 0 | 0 | 0 | [14 empty] | 0 | 0 | 0 | 0 | 0 | 0 | 0 | 0 | 0 | 0 | 0 | 0 | 0 | 0 |  | 0 | 0 | 0 | 0 | 0 | 0 | 0 | 0 | 0 | 0 | 0 | 0 | 0 | 0 |  | 0 | 0 | 0 | 0 | 0 | 0 | 0 | 0 | 0 | 0 | 0 | 0 | 0 | 0 | 0
PG&E FRESNO | Henrietta | 230 | 0 | 0 | 0 | 0 | 0 | 0 | 0 | 0 | 0 | 0 | 0 | 0 | 0 | 0 | 0 |  | 0 | 0 | 0 | 0 | 0 | 0 | 0 | 0 | 0 | 0 | 0 | 0 | 0 | 0 |  | 0 | 0 | 0 | 0 | 0 | 0 | 0 | 0 | 0 | 0 | 0 | 0 | 0 | 0 |  | 0 | 0 | 0 | 0 | 0 | 0 | 0 | 0 | 0 | 0 | 0 | 0 | 0 | 0 | 0 | [9 empty] | 100 | 200 |  | 80 |  | 0 | 0 | 0 | 0 | 0 | 0 | 0 | 0 | 0 | 100 | 200 | 0 | 80 | 0 |  | 0 | 0 | 0 | 0 | 0 | 0 | 0 | 0 | 0 | 100 | 200 | 0 | 80 | 0 |  | 0 | 0 | 0 | 0 | 0 | 0 | 0 | 0 | 0 | 100 | 200 | 0 | 80 | 0 | 1
PG&E FRESNO | Henrietta | 70 | 0 | 0 | 0 | 0 | 0 | 0 | 0 | 0 | 3 | 0 | 0 | 173.2 | 0 | 0 | 1 |  | 0 | 0 | 0 | 0 | 0 | 0 | 0 | 0 | 0 | 0 | 0 | 0 | 0 | 0 |  | 0 | 0 | 0 | 0 | 0 | 0 | 0 | 0 | 0 | 0 | 0 | 0 | 0 | 0 |  | 0 | 0 | 0 | 0 | 0 | 0 | 0 | 0 | 3 | 0 | 0 | 173.2 | 0 | 0 | 1 | [14 empty] | 0 | 0 | 0 | 0 | 0 | 0 | 0 | 0 | 0 | 0 | 0 | 0 | 0 | 0 |  | 0 | 0 | 0 | 0 | 0 | 0 | 0 | 0 | 0 | 0 | 0 | 0 | 0 | 0 |  | 0 | 0 | 0 | 0 | 0 | 0 | 0 | 0 | 3 | 0 | 0 | 173.2 | 0 | 0 | 1
PG&E FRESNO | Herndon | 115 | 0 | 0 | 0 | 0 | 0 | 0 | 0 | 0 | 0 | 0 | 0 | 0 | 0 | 0 | 0 |  | 0 | 0 | 0 | 0 | 0 | 0 | 0 | 0 | 0 | 0 | 0 | 0 | 0 | 0 |  | 0 | 0 | 0 | 0 | 0 | 0 | 0 | 0 | 0 | 0 | 0 | 0 | 0 | 0 |  | 0 | 0 | 0 | 0 | 0 | 0 | 0 | 0 | 0 | 0 | 0 | 0 | 0 | 0 | 0 | [14 empty] | 0 | 0 | 0 | 0 | 0 | 0 | 0 | 0 | 0 | 0 | 0 | 0 | 0 | 0 |  | 0 | 0 | 0 | 0 | 0 | 0 | 0 | 0 | 0 | 0 | 0 | 0 | 0 | 0 |  | 0 | 0 | 0 | 0 | 0 | 0 | 0 | 0 | 0 | 0 | 0 | 0 | 0 | 0 | 0
PG&E FRESNO | Herndon | 230 | 0 | 0 | 0 | 0 | 0 | 0 | 0 | 0 | 0 | 0 | 0 | 0 | 0 | 0 | 0 |  | 0 | 0 | 0 | 0 | 0 | 0 | 0 | 0 | 0 | 0 | 0 | 0 | 0 | 0 |  | 0 | 0 | 0 | 0 | 0 | 0 | 0 | 0 | 0 | 0 | 0 | 0 | 0 | 0 |  | 0 | 0 | 0 | 0 | 0 | 0 | 0 | 0 | 0 | 0 | 0 | 0 | 0 | 0 | 0 | [14 empty] | 0 | 0 | 0 | 0 | 0 | 0 | 0 | 0 | 0 | 0 | 0 | 0 | 0 | 0 |  | 0 | 0 | 0 | 0 | 0 | 0 | 0 | 0 | 0 | 0 | 0 | 0 | 0 | 0 |  | 0 | 0 | 0 | 0 | 0 | 0 | 0 | 0 | 0 | 0 | 0 | 0 | 0 | 0 | 0
PG&E GBA | Hicks | 230 | 0 | 0 | 0 | 0 | 0 | 0 | 0 | 0 | 0 | 0 | 0 | 0 | 0 | 0 | 0 |  | 0 | 0 | 0 | 0 | 0 | 0 | 0 | 0 | 0 | 0 | 0 | 0 | 0 | 0 |  | 0 | 0 | 0 | 0 | 0 | 0 | 0 | 0 | 0 | 0 | 0 | 0 | 0 | 0 |  | 0 | 0 | 0 | 0 | 0 | 0 | 0 | 0 | 0 | 0 | 0 | 0 | 0 | 0 | 0 | [14 empty] | 0 | 0 | 0 | 0 | 0 | 0 | 0 | 0 | 0 | 0 | 0 | 0 | 0 | 0 |  | 0 | 0 | 0 | 0 | 0 | 0 | 0 | 0 | 0 | 0 | 0 | 0 | 0 | 0 |  | 0 | 0 | 0 | 0 | 0 | 0 | 0 | 0 | 0 | 0 | 0 | 0 | 0 | 0 | 0
PG&E NGBA | Higgins | 115 | 0 | 0 | 0 | 0 | 0 | 0 | 0 | 0 | 0 | 0 | 0 | 0 | 0 | 0 | 0 |  | 0 | 0 | 0 | 0 | 0 | 0 | 0 | 0 | 0 | 0 | 0 | 0 | 0 | 0 |  | 0 | 0 | 0 | 0 | 0 | 0 | 0 | 0 | 0 | 0 | 0 | 0 | 0 | 0 |  | 0 | 0 | 0 | 0 | 0 | 0 | 0 | 0 | 0 | 0 | 0 | 0 | 0 | 0 | 0 | [14 empty] | 0 | 0 | 0 | 0 | 0 | 0 | 0 | 0 | 0 | 0 | 0 | 0 | 0 | 0 |  | 0 | 0 | 0 | 0 | 0 | 0 | 0 | 0 | 0 | 0 | 0 | 0 | 0 | 0 |  | 0 | 0 | 0 | 0 | 0 | 0 | 0 | 0 | 0 | 0 | 0 | 0 | 0 | 0 | 0
PG&E NGBA | Hilltop | 345 | 0 | 0 | 0 | 0 | 0 | 0 | 0 | 0 | 0 | 0 | 0 | 0 | 0 | 0 | 0 |  | 0 | 0 | 150 | 0 | 0 | 0 | 0 | 0 | 0 | 0 | 0 | 0 | 0 | 0 |  | 0 | 0 | 150 | 0 | 0 | 0 | 0 | 0 | 0 | 0 | 0 | 0 | 0 | 0 |  | 0 | 0 | 150 | 0 | 0 | 0 | 0 | 0 | 0 | 0 | 0 | 0 | 0 | 0 | 1 | [14 empty] | 0 | 0 | 150 | 0 | 0 | 0 | 0 | 0 | 0 | 0 | 0 | 0 | 0 | 0 |  | 0 | 0 | 150 | 0 | 0 | 0 | 0 | 0 | 0 | 0 | 0 | 0 | 0 | 0 |  | 0 | 0 | 150 | 0 | 0 | 0 | 0 | 0 | 0 | 0 | 0 | 0 | 0 | 0 | 1
SCE Metro | Hinson | 230 | 0 | 5.6 | 0 | 0 | 0 | 0 | 0 | 0 | 3.08 | 0 | 0 | 455 | 0 | 0 | 1 |  | 0 | 0 | 0 | 0 | 0 | 0 | 0 | 0 | 0 | 0 | 0 | 0 | 0 | 0 |  | 0 | 0 | 0 | 0 | 0 | 0 | 0 | 0 | 0 | 0 | 0 | 0 | 0 | 0 |  | 0 | 5.6 | 0 | 0 | 0 | 0 | 0 | 0 | 3.08 | 0 | 0 | 455 | 0 | 0 | 1 | [14 empty] | 0 | 0 | 0 | 0 | 0 | 0 | 0 | 0 | 0 | 0 | 0 | 0 | 0 | 0 |  | 0 | 0 | 0 | 0 | 0 | 0 | 0 | 0 | 0 | 0 | 0 | 0 | 0 | 0 |  | 0 | 5.6 | 0 | 0 | 0 | 0 | 0 | 0 | 3.08 | 0 | 0 | 455 | 0 | 0 | 1
PG&E GBA | Hollister | 115 | 0 | 0 | 0 | 0 | 0 | 0 | 0 | 0 | 0 | 0 | 0 | 0 | 0 | 0 | 0 |  | 0 | 0 | 0 | 0 | 0 | 0 | 0 | 0 | 0 | 0 | 0 | 10 | 0 | 0 |  | 0 | 0 | 0 | 0 | 0 | 0 | 0 | 0 | 0 | 0 | 0 | 10 | 0 | 0 |  | 0 | 0 | 0 | 0 | 0 | 0 | 0 | 0 | 0 | 0 | 0 | 10 | 0 | 0 | 1 | [14 empty] | 0 | 0 | 0 | 0 | 0 | 0 | 0 | 0 | 0 | 0 | 0 | 10 | 0 | 0 |  | 0 | 0 | 0 | 0 | 0 | 0 | 0 | 0 | 0 | 0 | 0 | 10 | 0 | 0 |  | 0 | 0 | 0 | 0 | 0 | 0 | 0 | 0 | 0 | 0 | 0 | 10 | 0 | 0 | 1
PG&E NGBA | Homestake | 115 | 0 | 0 | 0 | 0 | 0 | 0 | 0 | 0 | 0 | 0 | 0 | 0 | 0 | 0 | 0 |  | 0 | 0 | 0 | 0 | 0 | 0 | 0 | 0 | 0 | 0 | 0 | 0 | 0 | 0 |  | 0 | 0 | 0 | 0 | 0 | 0 | 0 | 0 | 0 | 0 | 0 | 0 | 0 | 0 |  | 0 | 0 | 0 | 0 | 0 | 0 | 0 | 0 | 0 | 0 | 0 | 0 | 0 | 0 | 0 | [14 empty] | 0 | 0 | 0 | 0 | 0 | 0 | 0 | 0 | 0 | 0 | 0 | 0 | 0 | 0 |  | 0 | 0 | 0 | 0 | 0 | 0 | 0 | 0 | 0 | 0 | 0 | 0 | 0 | 0 |  | 0 | 0 | 0 | 0 | 0 | 0 | 0 | 0 | 0 | 0 | 0 | 0 | 0 | 0 | 0
PG&E NGBA | Honcut | 115 | 0 | 0 | 0 | 0 | 0 | 0 | 0 | 0 | 0 | 0 | 0 | 0 | 0 | 0 | 0 |  | 0 | 0 | 0 | 0 | 0 | 0 | 0 | 0 | 0 | 0 | 0 | 0 | 0 | 0 |  | 0 | 0 | 0 | 0 | 0 | 0 | 0 | 0 | 0 | 0 | 0 | 0 | 0 | 0 |  | 0 | 0 | 0 | 0 | 0 | 0 | 0 | 0 | 0 | 0 | 0 | 0 | 0 | 0 | 0 | [14 empty] | 0 | 0 | 0 | 0 | 0 | 0 | 0 | 0 | 0 | 0 | 0 | 0 | 0 | 0 |  | 0 | 0 | 0 | 0 | 0 | 0 | 0 | 0 | 0 | 0 | 0 | 0 | 0 | 0 |  | 0 | 0 | 0 | 0 | 0 | 0 | 0 | 0 | 0 | 0 | 0 | 0 | 0 | 0 | 0
SDGE | Hoodoo Wash | 500 | 0 | 0 | 0 | 0 | 0 | 0 | 0 | 0 | 0 | 0 | 679 | 547.5 | 0 | 0 | 1 |  | 0 | 0 | 0 | 0 | 0 | 0 | 0 | 0 | 0 | 247.5 | 0 | 0 | 0 | 0 |  | 0 | 0 | 0 | 0 | 0 | 0 | 0 | 0 | 0 | 247.5 | 0 | 0 | 0 | 0 |  | 0 | 0 | 0 | 0 | 0 | 0 | 0 | 0 | 0 | 247.5 | 679 | 547.5 | 0 | 0 | 1 | [9 empty] | 200 | 350 |  | 150 |  | 0 | 0 | 0 | 0 | 0 | 0 | 0 | 0 | 0 | 447.5 | 350 | 0 | 150 | 0 |  | 0 | 0 | 0 | 0 | 0 | 0 | 0 | 0 | 0 | 447.5 | 350 | 0 | 150 | 0 |  | 0 | 0 | 0 | 0 | 0 | 0 | 0 | 0 | 0 | 447.5 | 1029 | 547.5 | 150 | 0 | 1
PG&E NGBA | Hopland | 115 | 0 | 0 | 0 | 0 | 0 | 0 | 0 | 0 | 0 | 0 | 0 | 0 | 0 | 0 | 0 |  | 0 | 0 | 0 | 0 | 0 | 0 | 0 | 0 | 0 | 0 | 0 | 0 | 0 | 0 |  | 0 | 0 | 0 | 0 | 0 | 0 | 0 | 0 | 0 | 0 | 0 | 0 | 0 | 0 |  | 0 | 0 | 0 | 0 | 0 | 0 | 0 | 0 | 0 | 0 | 0 | 0 | 0 | 0 | 0 | [14 empty] | 0 | 0 | 0 | 0 | 0 | 0 | 0 | 0 | 0 | 0 | 0 | 0 | 0 | 0 |  | 0 | 0 | 0 | 0 | 0 | 0 | 0 | 0 | 0 | 0 | 0 | 0 | 0 | 0 |  | 0 | 0 | 0 | 0 | 0 | 0 | 0 | 0 | 0 | 0 | 0 | 0 | 0 | 0 | 0
PG&E NGBA | Hopland | 60 | 0 | 0 | 0 | 0 | 0 | 0 | 0 | 0 | 0 | 0 | 0 | 0 | 0 | 0 | 0 |  | 0 | 0 | 0 | 0 | 0 | 0 | 0 | 0 | 0 | 0 | 0 | 0 | 0 | 0 |  | 0 | 0 | 0 | 0 | 0 | 0 | 0 | 0 | 0 | 0 | 0 | 0 | 0 | 0 |  | 0 | 0 | 0 | 0 | 0 | 0 | 0 | 0 | 0 | 0 | 0 | 0 | 0 | 0 | 0 | [14 empty] | 0 | 0 | 0 | 0 | 0 | 0 | 0 | 0 | 0 | 0 | 0 | 0 | 0 | 0 |  | 0 | 0 | 0 | 0 | 0 | 0 | 0 | 0 | 0 | 0 | 0 | 0 | 0 | 0 |  | 0 | 0 | 0 | 0 | 0 | 0 | 0 | 0 | 0 | 0 | 0 | 0 | 0 | 0 | 0
PG&E NGBA | Humboldt | 115 | 0 | 0 | 0 | 0 | 0 | 0 | 0 | 0 | 0 | 0 | 0 | 0 | 0 | 0 | 0 |  | 0 | 2.5 | 0 | 0 | 0 | 0 | 0 | 0 | 0 | 0 | 0 | 0 | 0 | 0 |  | 0 | 2.5 | 0 | 0 | 0 | 0 | 0 | 0 | 0 | 0 | 0 | 0 | 0 | 0 |  | 0 | 2.5 | 0 | 0 | 0 | 0 | 0 | 0 | 0 | 0 | 0 | 0 | 0 | 0 | 1 | [14 empty] | 0 | 2.5 | 0 | 0 | 0 | 0 | 0 | 0 | 0 | 0 | 0 | 0 | 0 | 0 |  | 0 | 2.5 | 0 | 0 | 0 | 0 | 0 | 0 | 0 | 0 | 0 | 0 | 0 | 0 |  | 0 | 2.5 | 0 | 0 | 0 | 0 | 0 | 0 | 0 | 0 | 0 | 0 | 0 | 0 | 1
PG&E NGBA | Humboldt | 60 | 0 | 0 | 0 | 0 | 0 | 0 | 0 | 0 | 1.999 | 0 | 0 | 17.25 | 0 | 0 | 1 |  | 0 | 0 | 0 | 0 | 0 | 0 | 0 | 0 | 0 | 0 | 0 | 0 | 0 | 0 |  | 0 | 0 | 0 | 0 | 0 | 0 | 0 | 0 | 0 | 0 | 0 | 0 | 0 | 0 |  | 0 | 0 | 0 | 0 | 0 | 0 | 0 | 0 | 1.999 | 0 | 0 | 17.25 | 0 | 0 | 1 | [14 empty] | 0 | 0 | 0 | 0 | 0 | 0 | 0 | 0 | 0 | 0 | 0 | 0 | 0 | 0 |  | 0 | 0 | 0 | 0 | 0 | 0 | 0 | 0 | 0 | 0 | 0 | 0 | 0 | 0 |  | 0 | 0 | 0 | 0 | 0 | 0 | 0 | 0 | 1.999 | 0 | 0 | 17.25 | 0 | 0 | 1
PG&E NGBA | Humboldt | 500 | 0 | 0 | 0 | 0 | 0 | 0 | 0 | 0 | 0 | 0 | 0 | 0 | 0 | 0 | 0 |  | 0 | 0 | 0 | 0 | 0 | 0 | 1607 | 0 | 0 | 0 | 0 | 0 | 0 | 0 |  | 0 | 0 | 0 | 0 | 0 | 0 | 1607 | 0 | 0 | 0 | 0 | 0 | 0 | 0 |  | 0 | 0 | 0 | 0 | 0 | 0 | 1607 | 0 | 0 | 0 | 0 | 0 | 0 | 0 | 1 | [14 empty] | 0 | 0 | 0 | 0 | 0 | 0 | 1607 | 0 | 0 | 0 | 0 | 0 | 0 | 0 |  | 0 | 0 | 0 | 0 | 0 | 0 | 1607 | 0 | 0 | 0 | 0 | 0 | 0 | 0 |  | 0 | 0 | 0 | 0 | 0 | 0 | 1607 | 0 | 0 | 0 | 0 | 0 | 0 | 0 | 1
SCE Metro | Huntington Beach | 230 | 0 | 0 | 0 | 0 | 0 | 0 | 0 | 0 | 0 | 0 | 0 | 0 | 0 | 0 | 0 |  | 0 | 0 | 0 | 0 | 0 | 0 | 0 | 0 | 0 | 0 | 0 | 0 | 0 | 0 |  | 0 | 0 | 0 | 0 | 0 | 0 | 0 | 0 | 0 | 0 | 0 | 0 | 0 | 0 |  | 0 | 0 | 0 | 0 | 0 | 0 | 0 | 0 | 0 | 0 | 0 | 0 | 0 | 0 | 0 | [14 empty] | 0 | 0 | 0 | 0 | 0 | 0 | 0 | 0 | 0 | 0 | 0 | 0 | 0 | 0 |  | 0 | 0 | 0 | 0 | 0 | 0 | 0 | 0 | 0 | 0 | 0 | 0 | 0 | 0 |  | 0 | 0 | 0 | 0 | 0 | 0 | 0 | 0 | 0 | 0 | 0 | 0 | 0 | 0 | 0
PG&E NGBA | Ignacio | 115 | 0 | 0 | 0 | 0 | 0 | 0 | 0 | 0 | 0 | 0 | 0 | 0 | 0 | 0 | 0 |  | 0 | 0.65 | 0 | 0 | 0 | 0 | 0 | 0 | 0 | 0 | 0 | 0 | 0 | 0 |  | 0 | 0.65 | 0 | 0 | 0 | 0 | 0 | 0 | 0 | 0 | 0 | 0 | 0 | 0 |  | 0 | 0.65 | 0 | 0 | 0 | 0 | 0 | 0 | 0 | 0 | 0 | 0 | 0 | 0 | 1 | [14 empty] | 0 | 0.65 | 0 | 0 | 0 | 0 | 0 | 0 | 0 | 0 | 0 | 0 | 0 | 0 |  | 0 | 0.65 | 0 | 0 | 0 | 0 | 0 | 0 | 0 | 0 | 0 | 0 | 0 | 0 |  | 0 | 0.65 | 0 | 0 | 0 | 0 | 0 | 0 | 0 | 0 | 0 | 0 | 0 | 0 | 1
PG&E NGBA | Ignacio | 230 | 0 | 0 | 0 | 0 | 0 | 0 | 0 | 0 | 0 | 0 | 0 | 0 | 0 | 0 | 0 |  | 0 | 0 | 0 | 0 | 0 | 0 | 0 | 0 | 0 | 0 | 0 | 0 | 0 | 0 |  | 0 | 0 | 0 | 0 | 0 | 0 | 0 | 0 | 0 | 0 | 0 | 0 | 0 | 0 |  | 0 | 0 | 0 | 0 | 0 | 0 | 0 | 0 | 0 | 0 | 0 | 0 | 0 | 0 | 0 | [14 empty] | 0 | 0 | 0 | 0 | 0 | 0 | 0 | 0 | 0 | 0 | 0 | 0 | 0 | 0 |  | 0 | 0 | 0 | 0 | 0 | 0 | 0 | 0 | 0 | 0 | 0 | 0 | 0 | 0 |  | 0 | 0 | 0 | 0 | 0 | 0 | 0 | 0 | 0 | 0 | 0 | 0 | 0 | 0 | 0
PG&E NGBA | Ignacio | 60 | 0 | 0 | 0 | 0 | 0 | 0 | 0 | 0 | 0 | 0 | 0 | 0 | 0 | 0 | 0 |  | 0 | 0 | 0 | 0 | 0 | 0 | 0 | 0 | 0 | 0 | 0 | 0 | 0 | 0 |  | 0 | 0 | 0 | 0 | 0 | 0 | 0 | 0 | 0 | 0 | 0 | 0 | 0 | 0 |  | 0 | 0 | 0 | 0 | 0 | 0 | 0 | 0 | 0 | 0 | 0 | 0 | 0 | 0 | 0 | [14 empty] | 0 | 0 | 0 | 0 | 0 | 0 | 0 | 0 | 0 | 0 | 0 | 0 | 0 | 0 |  | 0 | 0 | 0 | 0 | 0 | 0 | 0 | 0 | 0 | 0 | 0 | 0 | 0 | 0 |  | 0 | 0 | 0 | 0 | 0 | 0 | 0 | 0 | 0 | 0 | 0 | 0 | 0 | 0 | 0
SDGE | Imperial Beach | 69 | 0 | 0 | 0 | 0 | 0 | 0 | 0 | 0 | 0 | 0 | 0 | 3 | 0 | 0 | 1 |  | 0 | 0 | 0 | 0 | 0 | 0 | 0 | 0 | 0 | 0 | 0 | 0 | 0 | 0 |  | 0 | 0 | 0 | 0 | 0 | 0 | 0 | 0 | 0 | 0 | 0 | 0 | 0 | 0 |  | 0 | 0 | 0 | 0 | 0 | 0 | 0 | 0 | 0 | 0 | 0 | 3 | 0 | 0 | 1 | [14 empty] | 0 | 0 | 0 | 0 | 0 | 0 | 0 | 0 | 0 | 0 | 0 | 0 | 0 | 0 |  | 0 | 0 | 0 | 0 | 0 | 0 | 0 | 0 | 0 | 0 | 0 | 0 | 0 | 0 |  | 0 | 0 | 0 | 0 | 0 | 0 | 0 | 0 | 0 | 0 | 0 | 3 | 0 | 0 | 1
SDGE | Imperial Valley | 230 | 0 | 0 | 0 | 0 | 0 | 0 | 0 | 0 | 0 | 0 | 92 | 478 | 0 | 0 | 1 |  | 100 | 0 | 0 | 0 | 0 | 0 | 0 | 0 | 0 | 0 | 0 | 0 | 0 | 0 |  | 100 | 0 | 0 | 0 | 0 | 0 | 0 | 0 | 0 | 0 | 0 | 0 | 0 | 0 |  | 100 | 0 | 0 | 0 | 0 | 0 | 0 | 0 | 0 | 0 | 92 | 478 | 0 | 0 | 1 | [9 empty] | 300 | 350 |  | 150 |  | 100 | 0 | 0 | 0 | 0 | 0 | 0 | 0 | 0 | 300 | 350 | 0 | 150 | 0 |  | 100 | 0 | 0 | 0 | 0 | 0 | 0 | 0 | 0 | 300 | 350 | 0 | 150 | 0 |  | 100 | 0 | 0 | 0 | 0 | 0 | 0 | 0 | 0 | 300 | 442 | 478 | 150 | 0 | 1
SDGE | Imperial Valley | 500 | 0 | 0 | 0 | 0 | 0 | 0 | 0 | 0 | 0 | 0 | 0 | 0 | 0 | 0 | 0 |  | 0 | 0 | 0 | 0 | 0 | 0 | 0 | 0 | 0 | 0 | 0 | 0 | 0 | 0 |  | 0 | 0 | 0 | 0 | 0 | 0 | 0 | 0 | 0 | 0 | 0 | 0 | 0 | 0 |  | 0 | 0 | 0 | 0 | 0 | 0 | 0 | 0 | 0 | 0 | 0 | 0 | 0 | 0 | 0 | [14 empty] | 0 | 0 | 0 | 0 | 0 | 0 | 0 | 0 | 0 | 0 | 0 | 0 | 0 | 0 |  | 0 | 0 | 0 | 0 | 0 | 0 | 0 | 0 | 0 | 0 | 0 | 0 | 0 | 0 |  | 0 | 0 | 0 | 0 | 0 | 0 | 0 | 0 | 0 | 0 | 0 | 0 | 0 | 0 | 0
EOP | Innovation | 138 | 0 | 0 | 0 | 0 | 0 | 0 | 0 | 0 | 0 | 0 | 0 | 0 | 0 | 0 | 0 |  | 0 | 0 | 0 | 0 | 0 | 0 | 0 | 0 | 0 | 0 | 0 | 0 | 0 | 0 |  | 0 | 0 | 0 | 0 | 0 | 0 | 0 | 0 | 0 | 0 | 0 | 0 | 0 | 0 |  | 0 | 0 | 0 | 0 | 0 | 0 | 0 | 0 | 0 | 0 | 0 | 0 | 0 | 0 | 0 | [14 empty] | 0 | 0 | 0 | 0 | 0 | 0 | 0 | 0 | 0 | 0 | 0 | 0 | 0 | 0 |  | 0 | 0 | 0 | 0 | 0 | 0 | 0 | 0 | 0 | 0 | 0 | 0 | 0 | 0 |  | 0 | 0 | 0 | 0 | 0 | 0 | 0 | 0 | 0 | 0 | 0 | 0 | 0 | 0 | 0
EOP | Innovation | 230 | 0 | 0 | 0 | 0 | 0 | 0 | 0 | 0 | 0 | 0 | 0 | 0 | 0 | 0 | 0 |  | 0 | 0 | 0 | 0 | 0 | 0 | 0 | 0 | 0 | 300 | 0 | 0 | 50 | 0 |  | 0 | 0 | 0 | 0 | 0 | 0 | 0 | 0 | 0 | 300 | 0 | 0 | 50 | 0 |  | 0 | 0 | 0 | 0 | 0 | 0 | 0 | 0 | 0 | 300 | 0 | 0 | 50 | 0 | 1 | [9 empty] | 100 | 200 |  | 100 |  | 0 | 0 | 0 | 0 | 0 | 0 | 0 | 0 | 0 | 400 | 200 | 0 | 150 | 0 |  | 0 | 0 | 0 | 0 | 0 | 0 | 0 | 0 | 0 | 400 | 200 | 0 | 150 | 0 |  | 0 | 0 | 0 | 0 | 0 | 0 | 0 | 0 | 0 | 400 | 200 | 0 | 150 | 0 | 1
SCE NOL | Inyokern | 115 | 0 | 0 | 0 | 0 | 0 | 0 | 0 | 0 | 0 | 0 | 31.8 | 25 | 0 | 0 | 1 |  | 0 | 1.5 | 0 | 0 | 0 | 0 | 0 | 0 | 0 | 0 | 0 | 0 | 0 | 0 |  | 0 | 1.5 | 0 | 0 | 0 | 0 | 0 | 0 | 0 | 0 | 0 | 0 | 0 | 0 |  | 0 | 1.5 | 0 | 0 | 0 | 0 | 0 | 0 | 0 | 0 | 31.8 | 25 | 0 | 0 | 1 | [14 empty] | 0 | 1.5 | 0 | 0 | 0 | 0 | 0 | 0 | 0 | 0 | 0 | 0 | 0 | 0 |  | 0 | 1.5 | 0 | 0 | 0 | 0 | 0 | 0 | 0 | 0 | 0 | 0 | 0 | 0 |  | 0 | 1.5 | 0 | 0 | 0 | 0 | 0 | 0 | 0 | 0 | 31.8 | 25 | 0 | 0 | 1
EOP | IS Tap | 138 | 0 | 0 | 0 | 0 | 0 | 0 | 0 | 0 | 0 | 0 | 0 | 0 | 0 | 0 | 0 |  | 0 | 0 | 0 | 0 | 0 | 0 | 0 | 0 | 0 | 0 | 0 | 0 | 0 | 0 |  | 0 | 0 | 0 | 0 | 0 | 0 | 0 | 0 | 0 | 0 | 0 | 0 | 0 | 0 |  | 0 | 0 | 0 | 0 | 0 | 0 | 0 | 0 | 0 | 0 | 0 | 0 | 0 | 0 | 0 | [14 empty] | 0 | 0 | 0 | 0 | 0 | 0 | 0 | 0 | 0 | 0 | 0 | 0 | 0 | 0 |  | 0 | 0 | 0 | 0 | 0 | 0 | 0 | 0 | 0 | 0 | 0 | 0 | 0 | 0 |  | 0 | 0 | 0 | 0 | 0 | 0 | 0 | 0 | 0 | 0 | 0 | 0 | 0 | 0 | 0
EOP | Ivanpah | 115 | 0 | 0 | 0 | 0 | 0 | 0 | 0 | 0 | 0 | 0 | 0 | 0 | 0 | 0 | 0 |  | 0 | 0 | 0 | 0 | 0 | 0 | 0 | 0 | 0 | 0 | 0 | 0 | 0 | 0 |  | 0 | 0 | 0 | 0 | 0 | 0 | 0 | 0 | 0 | 0 | 0 | 0 | 0 | 0 |  | 0 | 0 | 0 | 0 | 0 | 0 | 0 | 0 | 0 | 0 | 0 | 0 | 0 | 0 | 0 | [14 empty] | 0 | 0 | 0 | 0 | 0 | 0 | 0 | 0 | 0 | 0 | 0 | 0 | 0 | 0 |  | 0 | 0 | 0 | 0 | 0 | 0 | 0 | 0 | 0 | 0 | 0 | 0 | 0 | 0 |  | 0 | 0 | 0 | 0 | 0 | 0 | 0 | 0 | 0 | 0 | 0 | 0 | 0 | 0 | 0
EOP | Ivanpah | 230 | 0 | 0 | 0 | 0 | 0 | 0 | 0 | 0 | 0 | 0 | 0 | 0 | 0 | 0 | 0 |  | 0 | 0 | 0 | 0 | 0 | 0 | 0 | 0 | 0 | 0 | 0 | 0 | 0 | 0 |  | 0 | 0 | 0 | 0 | 0 | 0 | 0 | 0 | 0 | 0 | 0 | 0 | 0 | 0 |  | 0 | 0 | 0 | 0 | 0 | 0 | 0 | 0 | 0 | 0 | 0 | 0 | 0 | 0 | 0 | [14 empty] | 0 | 0 | 0 | 0 | 0 | 0 | 0 | 0 | 0 | 0 | 0 | 0 | 0 | 0 |  | 0 | 0 | 0 | 0 | 0 | 0 | 0 | 0 | 0 | 0 | 0 | 0 | 0 | 0 |  | 0 | 0 | 0 | 0 | 0 | 0 | 0 | 0 | 0 | 0 | 0 | 0 | 0 | 0 | 0
EOP | Jackass (DOE) | 138 | 0 | 0 | 0 | 0 | 0 | 0 | 0 | 0 | 0 | 0 | 0 | 0 | 0 | 0 | 0 |  | 0 | 0 | 0 | 0 | 0 | 0 | 0 | 0 | 0 | 0 | 0 | 0 | 0 | 0 |  | 0 | 0 | 0 | 0 | 0 | 0 | 0 | 0 | 0 | 0 | 0 | 0 | 0 | 0 |  | 0 | 0 | 0 | 0 | 0 | 0 | 0 | 0 | 0 | 0 | 0 | 0 | 0 | 0 | 0 | [14 empty] | 0 | 0 | 0 | 0 | 0 | 0 | 0 | 0 | 0 | 0 | 0 | 0 | 0 | 0 |  | 0 | 0 | 0 | 0 | 0 | 0 | 0 | 0 | 0 | 0 | 0 | 0 | 0 | 0 |  | 0 | 0 | 0 | 0 | 0 | 0 | 0 | 0 | 0 | 0 | 0 | 0 | 0 | 0 | 0
PG&E NGBA | James B Black | 230 | 0 | 0 | 0 | 0 | 0 | 0 | 0 | 0 | 0 | 0 | 0 | 0 | 0 | 0 | 0 |  | 0 | 0 | 0 | 0 | 0 | 0 | 0 | 0 | 0 | 0 | 0 | 0 | 0 | 0 |  | 0 | 0 | 0 | 0 | 0 | 0 | 0 | 0 | 0 | 0 | 0 | 0 | 0 | 0 |  | 0 | 0 | 0 | 0 | 0 | 0 | 0 | 0 | 0 | 0 | 0 | 0 | 0 | 0 | 0 | [14 empty] | 0 | 0 | 0 | 0 | 0 | 0 | 0 | 0 | 0 | 0 | 0 | 0 | 0 | 0 |  | 0 | 0 | 0 | 0 | 0 | 0 | 0 | 0 | 0 | 0 | 0 | 0 | 0 | 0 |  | 0 | 0 | 0 | 0 | 0 | 0 | 0 | 0 | 0 | 0 | 0 | 0 | 0 | 0 | 0
PG&E GBA | Jefferson | 230 | 0 | 0 | 0 | 0 | 0 | 0 | 0 | 0 | 0 | 0 | 0 | 0 | 0 | 0 | 0 |  | 0 | 0 | 0 | 0 | 0 | 0 | 0 | 0 | 0 | 0 | 0 | 0 | 0 | 0 |  | 0 | 0 | 0 | 0 | 0 | 0 | 0 | 0 | 0 | 0 | 0 | 0 | 0 | 0 |  | 0 | 0 | 0 | 0 | 0 | 0 | 0 | 0 | 0 | 0 | 0 | 0 | 0 | 0 | 0 | [14 empty] | 0 | 0 | 0 | 0 | 0 | 0 | 0 | 0 | 0 | 0 | 0 | 0 | 0 | 0 |  | 0 | 0 | 0 | 0 | 0 | 0 | 0 | 0 | 0 | 0 | 0 | 0 | 0 | 0 |  | 0 | 0 | 0 | 0 | 0 | 0 | 0 | 0 | 0 | 0 | 0 | 0 | 0 | 0 | 0
PG&E NGBA | Jessup | 115 | 0 | 0 | 0 | 0 | 0 | 0 | 0 | 0 | 0 | 0 | 0 | 0 | 0 | 0 | 0 |  | 0 | 9 | 0 | 0 | 0 | 0 | 0 | 0 | 0 | 0 | 0 | 0 | 0 | 0 |  | 0 | 9 | 0 | 0 | 0 | 0 | 0 | 0 | 0 | 0 | 0 | 0 | 0 | 0 |  | 0 | 9 | 0 | 0 | 0 | 0 | 0 | 0 | 0 | 0 | 0 | 0 | 0 | 0 | 1 | [14 empty] | 0 | 9 | 0 | 0 | 0 | 0 | 0 | 0 | 0 | 0 | 0 | 0 | 0 | 0 |  | 0 | 9 | 0 | 0 | 0 | 0 | 0 | 0 | 0 | 0 | 0 | 0 | 0 | 0 |  | 0 | 9 | 0 | 0 | 0 | 0 | 0 | 0 | 0 | 0 | 0 | 0 | 0 | 0 | 1
SCE Metro | Johanna | 230 | 0 | 0 | 0 | 0 | 0 | 0 | 0 | 0 | 0 | 0 | 0 | 0 | 0 | 0 | 0 |  | 0 | 0 | 0 | 0 | 0 | 0 | 0 | 0 | 0 | 0 | 0 | 40 | 40 | 0 |  | 0 | 0 | 0 | 0 | 0 | 0 | 0 | 0 | 0 | 0 | 0 | 40 | 40 | 0 |  | 0 | 0 | 0 | 0 | 0 | 0 | 0 | 0 | 0 | 0 | 0 | 40 | 40 | 0 | 1 | [14 empty] | 0 | 0 | 0 | 0 | 0 | 0 | 0 | 0 | 0 | 0 | 0 | 40 | 40 | 0 |  | 0 | 0 | 0 | 0 | 0 | 0 | 0 | 0 | 0 | 0 | 0 | 40 | 40 | 0 |  | 0 | 0 | 0 | 0 | 0 | 0 | 0 | 0 | 0 | 0 | 0 | 40 | 40 | 0 | 1
SCE Eastern | Julian Hinds | 230 | 0 | 0 | 0 | 0 | 0 | 0 | 0 | 0 | 0 | 0 | 0 | 0 | 0 | 0 | 0 |  | 0 | 0 | 0 | 0 | 0 | 0 | 0 | 0 | 0 | 0 | 0 | 0 | 0 | 0 |  | 0 | 0 | 0 | 0 | 0 | 0 | 0 | 0 | 0 | 0 | 0 | 0 | 0 | 0 |  | 0 | 0 | 0 | 0 | 0 | 0 | 0 | 0 | 0 | 0 | 0 | 0 | 0 | 0 | 0 | [14 empty] | 0 | 0 | 0 | 0 | 0 | 0 | 0 | 0 | 0 | 0 | 0 | 0 | 0 | 0 |  | 0 | 0 | 0 | 0 | 0 | 0 | 0 | 0 | 0 | 0 | 0 | 0 | 0 | 0 |  | 0 | 0 | 0 | 0 | 0 | 0 | 0 | 0 | 0 | 0 | 0 | 0 | 0 | 0 | 0
PG&E GBA | Kasson | 115 | 0 | 0 | 0 | 0 | 0 | 0 | 0 | 0 | 0 | 0 | 0 | 0 | 0 | 0 | 0 |  | 0 | 0 | 0 | 0 | 0 | 0 | 0 | 0 | 0 | 0 | 0 | 0 | 0 | 0 |  | 0 | 0 | 0 | 0 | 0 | 0 | 0 | 0 | 0 | 0 | 0 | 0 | 0 | 0 |  | 0 | 0 | 0 | 0 | 0 | 0 | 0 | 0 | 0 | 0 | 0 | 0 | 0 | 0 | 0 | [14 empty] | 0 | 0 | 0 | 0 | 0 | 0 | 0 | 0 | 0 | 0 | 0 | 0 | 0 | 0 |  | 0 | 0 | 0 | 0 | 0 | 0 | 0 | 0 | 0 | 0 | 0 | 0 | 0 | 0 |  | 0 | 0 | 0 | 0 | 0 | 0 | 0 | 0 | 0 | 0 | 0 | 0 | 0 | 0 | 0
PG&E GBA | Kasson | 60 | 0 | 0 | 0 | 0 | 0 | 0 | 0 | 0 | 0 | 0 | 0 | 0 | 0 | 0 | 0 |  | 0 | 0 | 0 | 0 | 0 | 0 | 0 | 0 | 0 | 0 | 0 | 0 | 0 | 0 |  | 0 | 0 | 0 | 0 | 0 | 0 | 0 | 0 | 0 | 0 | 0 | 0 | 0 | 0 |  | 0 | 0 | 0 | 0 | 0 | 0 | 0 | 0 | 0 | 0 | 0 | 0 | 0 | 0 | 0 | [14 empty] | 0 | 0 | 0 | 0 | 0 | 0 | 0 | 0 | 0 | 0 | 0 | 0 | 0 | 0 |  | 0 | 0 | 0 | 0 | 0 | 0 | 0 | 0 | 0 | 0 | 0 | 0 | 0 | 0 |  | 0 | 0 | 0 | 0 | 0 | 0 | 0 | 0 | 0 | 0 | 0 | 0 | 0 | 0 | 0
PG&E FRESNO | Kearney | 230 | 0 | 0 | 0 | 0 | 0 | 0 | 0 | 0 | 10 | 0 | 0 | 0 | 0 | 0 | 1 |  | 0 | 0 | 0 | 0 | 0 | 0 | 0 | 0 | 0 | 0 | 0 | 0 | 0 | 0 |  | 0 | 0 | 0 | 0 | 0 | 0 | 0 | 0 | 0 | 0 | 0 | 0 | 0 | 0 |  | 0 | 0 | 0 | 0 | 0 | 0 | 0 | 0 | 10 | 0 | 0 | 0 | 0 | 0 | 1 | [14 empty] | 0 | 0 | 0 | 0 | 0 | 0 | 0 | 0 | 0 | 0 | 0 | 0 | 0 | 0 |  | 0 | 0 | 0 | 0 | 0 | 0 | 0 | 0 | 0 | 0 | 0 | 0 | 0 | 0 |  | 0 | 0 | 0 | 0 | 0 | 0 | 0 | 0 | 10 | 0 | 0 | 0 | 0 | 0 | 1
PG&E FRESNO | Kearney | 70 | 0 | 0 | 0 | 0 | 0 | 0 | 0 | 0 | 0 | 0 | 0 | 0 | 0 | 0 | 0 |  | 0 | 0 | 0 | 0 | 0 | 0 | 0 | 0 | 0 | 0 | 0 | 0 | 0 | 0 |  | 0 | 0 | 0 | 0 | 0 | 0 | 0 | 0 | 0 | 0 | 0 | 0 | 0 | 0 |  | 0 | 0 | 0 | 0 | 0 | 0 | 0 | 0 | 0 | 0 | 0 | 0 | 0 | 0 | 0 | [14 empty] | 0 | 0 | 0 | 0 | 0 | 0 | 0 | 0 | 0 | 0 | 0 | 0 | 0 | 0 |  | 0 | 0 | 0 | 0 | 0 | 0 | 0 | 0 | 0 | 0 | 0 | 0 | 0 | 0 |  | 0 | 0 | 0 | 0 | 0 | 0 | 0 | 0 | 0 | 0 | 0 | 0 | 0 | 0 | 0
PG&E GBA | Kelso | 230 | 0 | 0 | 0 | 0 | 0 | 0 | 0 | 0 | 0 | 0 | 0 | 0 | 0 | 0 | 0 |  | 0 | 0 | 80.8 | 3.45 | 0 | 0 | 0 | 0 | 0 | 0 | 0 | 0 | 0 | 0 |  | 0 | 0 | 80.8 | 3.45 | 0 | 0 | 0 | 0 | 0 | 0 | 0 | 0 | 0 | 0 |  | 0 | 0 | 80.8 | 3.45 | 0 | 0 | 0 | 0 | 0 | 0 | 0 | 0 | 0 | 0 | 1 | [14 empty] | 0 | 0 | 80.8 | 3.45 | 0 | 0 | 0 | 0 | 0 | 0 | 0 | 0 | 0 | 0 |  | 0 | 0 | 80.8 | 3.45 | 0 | 0 | 0 | 0 | 0 | 0 | 0 | 0 | 0 | 0 |  | 0 | 0 | 80.8 | 3.45 | 0 | 0 | 0 | 0 | 0 | 0 | 0 | 0 | 0 | 0 | 1
PG&E FRESNO | Kerchoff 1 | 115 | 0 | 0 | 0 | 0 | 0 | 0 | 0 | 0 | 0 | 0 | 0 | 0 | 0 | 0 | 0 |  | 0 | 2 | 0 | 0 | 0 | 0 | 0 | 0 | 0 | 0 | 0 | 0 | 0 | 0 |  | 0 | 2 | 0 | 0 | 0 | 0 | 0 | 0 | 0 | 0 | 0 | 0 | 0 | 0 |  | 0 | 2 | 0 | 0 | 0 | 0 | 0 | 0 | 0 | 0 | 0 | 0 | 0 | 0 | 1 | [14 empty] | 0 | 2 | 0 | 0 | 0 | 0 | 0 | 0 | 0 | 0 | 0 | 0 | 0 | 0 |  | 0 | 2 | 0 | 0 | 0 | 0 | 0 | 0 | 0 | 0 | 0 | 0 | 0 | 0 |  | 0 | 2 | 0 | 0 | 0 | 0 | 0 | 0 | 0 | 0 | 0 | 0 | 0 | 0 | 1
PG&E KERN | Kern Oil | 115 | 0 | 0 | 0 | 0 | 0 | 0 | 0 | 0 | 0 | 0 | 0 | 0 | 0 | 0 | 0 |  | 0 | 0 | 0 | 0 | 0 | 0 | 0 | 0 | 1 | 0 | 0 | 0 | 0 | 0 |  | 0 | 0 | 0 | 0 | 0 | 0 | 0 | 0 | 1 | 0 | 0 | 0 | 0 | 0 |  | 0 | 0 | 0 | 0 | 0 | 0 | 0 | 0 | 1 | 0 | 0 | 0 | 0 | 0 | 1 | [14 empty] | 0 | 0 | 0 | 0 | 0 | 0 | 0 | 0 | 1 | 0 | 0 | 0 | 0 | 0 |  | 0 | 0 | 0 | 0 | 0 | 0 | 0 | 0 | 1 | 0 | 0 | 0 | 0 | 0 |  | 0 | 0 | 0 | 0 | 0 | 0 | 0 | 0 | 1 | 0 | 0 | 0 | 0 | 0 | 1
PG&E KERN | Kern PP | 115 | 0 | 0 | 0 | 0 | 0 | 0 | 0 | 0 | 0 | 0 | 0 | 0 | 0 | 0 | 0 |  | 0 | 0 | 0 | 0 | 0 | 0 | 0 | 0 | 0 | 0 | 0 | 0 | 0 | 0 |  | 0 | 0 | 0 | 0 | 0 | 0 | 0 | 0 | 0 | 0 | 0 | 0 | 0 | 0 |  | 0 | 0 | 0 | 0 | 0 | 0 | 0 | 0 | 0 | 0 | 0 | 0 | 0 | 0 | 0 | [14 empty] | 0 | 0 | 0 | 0 | 0 | 0 | 0 | 0 | 0 | 0 | 0 | 0 | 0 | 0 |  | 0 | 0 | 0 | 0 | 0 | 0 | 0 | 0 | 0 | 0 | 0 | 0 | 0 | 0 |  | 0 | 0 | 0 | 0 | 0 | 0 | 0 | 0 | 0 | 0 | 0 | 0 | 0 | 0 | 0
PG&E KERN | Kern PP | 230 | 0 | 0 | 0 | 0 | 0 | 0 | 0 | 0 | 0 | 0 | 0 | 0 | 0 | 0 | 0 |  | 0 | 0 | 0 | 0 | 0 | 0 | 0 | 0 | 0 | 0 | 0 | 0 | 0 | 0 |  | 0 | 0 | 0 | 0 | 0 | 0 | 0 | 0 | 0 | 0 | 0 | 0 | 0 | 0 |  | 0 | 0 | 0 | 0 | 0 | 0 | 0 | 0 | 0 | 0 | 0 | 0 | 0 | 0 | 0 | [14 empty] | 0 | 0 | 0 | 0 | 0 | 0 | 0 | 0 | 0 | 0 | 0 | 0 | 0 | 0 |  | 0 | 0 | 0 | 0 | 0 | 0 | 0 | 0 | 0 | 0 | 0 | 0 | 0 | 0 |  | 0 | 0 | 0 | 0 | 0 | 0 | 0 | 0 | 0 | 0 | 0 | 0 | 0 | 0 | 0
PG&E KERN | Kern PP | 70 | 0 | 0 | 0 | 0 | 0 | 0 | 0 | 0 | 0 | 0 | 0 | 0 | 0 | 0 | 0 |  | 0 | 0 | 0 | 0 | 0 | 0 | 0 | 0 | 0 | 0 | 0 | 0 | 0 | 0 |  | 0 | 0 | 0 | 0 | 0 | 0 | 0 | 0 | 0 | 0 | 0 | 0 | 0 | 0 |  | 0 | 0 | 0 | 0 | 0 | 0 | 0 | 0 | 0 | 0 | 0 | 0 | 0 | 0 | 0 | [14 empty] | 0 | 0 | 0 | 0 | 0 | 0 | 0 | 0 | 0 | 0 | 0 | 0 | 0 | 0 |  | 0 | 0 | 0 | 0 | 0 | 0 | 0 | 0 | 0 | 0 | 0 | 0 | 0 | 0 |  | 0 | 0 | 0 | 0 | 0 | 0 | 0 | 0 | 0 | 0 | 0 | 0 | 0 | 0 | 0
PG&E KERN | Kernridge | 115 | 0 | 0 | 0 | 0 | 0 | 0 | 0 | 0 | 0 | 0 | 0 | 0 | 0 | 0 | 0 |  | 0 | 0 | 0 | 0 | 0 | 0 | 0 | 0 | 0 | 0 | 0 | 0 | 0 | 0 |  | 0 | 0 | 0 | 0 | 0 | 0 | 0 | 0 | 0 | 0 | 0 | 0 | 0 | 0 |  | 0 | 0 | 0 | 0 | 0 | 0 | 0 | 0 | 0 | 0 | 0 | 0 | 0 | 0 | 0 | [14 empty] | 0 | 0 | 0 | 0 | 0 | 0 | 0 | 0 | 0 | 0 | 0 | 0 | 0 | 0 |  | 0 | 0 | 0 | 0 | 0 | 0 | 0 | 0 | 0 | 0 | 0 | 0 | 0 | 0 |  | 0 | 0 | 0 | 0 | 0 | 0 | 0 | 0 | 0 | 0 | 0 | 0 | 0 | 0 | 0
PG&E FRESNO | Kingsburg | 115 | 0 | 0 | 0 | 0 | 0 | 0 | 0 | 0 | 0 | 0 | 0 | 0 | 0 | 0 | 0 |  | 0 | 0 | 0 | 0 | 0 | 0 | 0 | 0 | 0 | 0 | 0 | 0 | 0 | 0 |  | 0 | 0 | 0 | 0 | 0 | 0 | 0 | 0 | 0 | 0 | 0 | 0 | 0 | 0 |  | 0 | 0 | 0 | 0 | 0 | 0 | 0 | 0 | 0 | 0 | 0 | 0 | 0 | 0 | 0 | [14 empty] | 0 | 0 | 0 | 0 | 0 | 0 | 0 | 0 | 0 | 0 | 0 | 0 | 0 | 0 |  | 0 | 0 | 0 | 0 | 0 | 0 | 0 | 0 | 0 | 0 | 0 | 0 | 0 | 0 |  | 0 | 0 | 0 | 0 | 0 | 0 | 0 | 0 | 0 | 0 | 0 | 0 | 0 | 0 | 0
PG&E GBA | Kirker | 115 | 0 | 0 | 0 | 0 | 0 | 0 | 0 | 0 | 0 | 0 | 0 | 0 | 0 | 0 | 0 |  | 0 | 1 | 0 | 0 | 0 | 0 | 0 | 0 | 0 | 0 | 0 | 0 | 0 | 0 |  | 0 | 1 | 0 | 0 | 0 | 0 | 0 | 0 | 0 | 0 | 0 | 0 | 0 | 0 |  | 0 | 1 | 0 | 0 | 0 | 0 | 0 | 0 | 0 | 0 | 0 | 0 | 0 | 0 | 1 | [14 empty] | 0 | 1 | 0 | 0 | 0 | 0 | 0 | 0 | 0 | 0 | 0 | 0 | 0 | 0 |  | 0 | 1 | 0 | 0 | 0 | 0 | 0 | 0 | 0 | 0 | 0 | 0 | 0 | 0 |  | 0 | 1 | 0 | 0 | 0 | 0 | 0 | 0 | 0 | 0 | 0 | 0 | 0 | 0 | 1
PG&E NGBA | Knights Landing | 115 | 0 | 0 | 0 | 0 | 0 | 0 | 0 | 0 | 0 | 0 | 0 | 0 | 0 | 0 | 0 |  | 0 | 0 | 0 | 0 | 0 | 0 | 0 | 0 | 0 | 0 | 0 | 0 | 0 | 0 |  | 0 | 0 | 0 | 0 | 0 | 0 | 0 | 0 | 0 | 0 | 0 | 0 | 0 | 0 |  | 0 | 0 | 0 | 0 | 0 | 0 | 0 | 0 | 0 | 0 | 0 | 0 | 0 | 0 | 0 | [14 empty] | 0 | 0 | 0 | 0 | 0 | 0 | 0 | 0 | 0 | 0 | 0 | 0 | 0 | 0 |  | 0 | 0 | 0 | 0 | 0 | 0 | 0 | 0 | 0 | 0 | 0 | 0 | 0 | 0 |  | 0 | 0 | 0 | 0 | 0 | 0 | 0 | 0 | 0 | 0 | 0 | 0 | 0 | 0 | 0
PG&E NGBA | Konocti | 60 | 0 | 0.2 | 0 | 0 | 0 | 0 | 0 | 0 | 0 | 0 | 0 | 0 | 0 | 0 | 1 |  | 0 | 0 | 0 | 0 | 0 | 0 | 0 | 0 | 0 | 0 | 0 | 0 | 0 | 0 |  | 0 | 0 | 0 | 0 | 0 | 0 | 0 | 0 | 0 | 0 | 0 | 0 | 0 | 0 |  | 0 | 0.2 | 0 | 0 | 0 | 0 | 0 | 0 | 0 | 0 | 0 | 0 | 0 | 0 | 1 | [14 empty] | 0 | 0 | 0 | 0 | 0 | 0 | 0 | 0 | 0 | 0 | 0 | 0 | 0 | 0 |  | 0 | 0 | 0 | 0 | 0 | 0 | 0 | 0 | 0 | 0 | 0 | 0 | 0 | 0 |  | 0 | 0.2 | 0 | 0 | 0 | 0 | 0 | 0 | 0 | 0 | 0 | 0 | 0 | 0 | 1
SCE NOL | Kramer | 115 | 0 | 0 | 0 | 0 | 0 | 0 | 0 | 0 | 0 | 0 | 8 | 0 | 6 | 0 | 1 |  | 0 | 0 | 0 | 0 | 0 | 0 | 0 | 0 | 4 | 0 | 0 | 0 | 0 | 0 |  | 0 | 0 | 0 | 0 | 0 | 0 | 0 | 0 | 4 | 0 | 0 | 0 | 0 | 0 |  | 0 | 0 | 0 | 0 | 0 | 0 | 0 | 0 | 4 | 0 | 8 | 0 | 6 | 0 | 1 | [14 empty] | 0 | 0 | 0 | 0 | 0 | 0 | 0 | 0 | 4 | 0 | 0 | 0 | 0 | 0 |  | 0 | 0 | 0 | 0 | 0 | 0 | 0 | 0 | 4 | 0 | 0 | 0 | 0 | 0 |  | 0 | 0 | 0 | 0 | 0 | 0 | 0 | 0 | 4 | 0 | 8 | 0 | 6 | 0 | 1
SCE NOL | Kramer | 230 | 0 | 0 | 0 | 0 | 0 | 0 | 0 | 0 | 0 | 75 | 200 | 140 | 0 | 0 | 1 |  | 0 | 0 | 0 | 0 | 0 | 0 | 0 | 0 | 0 | 21 | 100 | 0 | 25 | 0 |  | 0 | 0 | 0 | 0 | 0 | 0 | 0 | 0 | 0 | 21 | 100 | 0 | 25 | 0 |  | 0 | 0 | 0 | 0 | 0 | 0 | 0 | 0 | 0 | 96 | 300 | 140 | 25 | 0 | 1 | [14 empty] | 0 | 0 | 0 | 0 | 0 | 0 | 0 | 0 | 0 | 21 | 100 | 0 | 25 | 0 |  | 0 | 0 | 0 | 0 | 0 | 0 | 0 | 0 | 0 | 21 | 100 | 0 | 25 | 0 |  | 0 | 0 | 0 | 0 | 0 | 0 | 0 | 0 | 0 | 96 | 300 | 140 | 25 | 0 | 1
SCE Metro | La Cienega | 230 | 0 | 0 | 0 | 0 | 0 | 0 | 0 | 0 | 0 | 0 | 0 | 0 | 0 | 0 | 0 |  | 0 | 0 | 0 | 0 | 0 | 0 | 0 | 0 | 0 | 0 | 0 | 0 | 0 | 0 |  | 0 | 0 | 0 | 0 | 0 | 0 | 0 | 0 | 0 | 0 | 0 | 0 | 0 | 0 |  | 0 | 0 | 0 | 0 | 0 | 0 | 0 | 0 | 0 | 0 | 0 | 0 | 0 | 0 | 0 | [14 empty] | 0 | 0 | 0 | 0 | 0 | 0 | 0 | 0 | 0 | 0 | 0 | 0 | 0 | 0 |  | 0 | 0 | 0 | 0 | 0 | 0 | 0 | 0 | 0 | 0 | 0 | 0 | 0 | 0 |  | 0 | 0 | 0 | 0 | 0 | 0 | 0 | 0 | 0 | 0 | 0 | 0 | 0 | 0 | 0
SCE Metro | La Fresa | 230 | 0 | 0 | 0 | 0 | 0 | 0 | 0 | 0 | 0.64 | 0 | 0 | 0 | 0 | 0 | 1 |  | 0 | 0 | 0 | 0 | 0 | 0 | 0 | 0 | 0 | 0 | 0 | 0 | 0 | 0 |  | 0 | 0 | 0 | 0 | 0 | 0 | 0 | 0 | 0 | 0 | 0 | 0 | 0 | 0 |  | 0 | 0 | 0 | 0 | 0 | 0 | 0 | 0 | 0.64 | 0 | 0 | 0 | 0 | 0 | 1 | [14 empty] | 0 | 0 | 0 | 0 | 0 | 0 | 0 | 0 | 0 | 0 | 0 | 0 | 0 | 0 |  | 0 | 0 | 0 | 0 | 0 | 0 | 0 | 0 | 0 | 0 | 0 | 0 | 0 | 0 |  | 0 | 0 | 0 | 0 | 0 | 0 | 0 | 0 | 0.64 | 0 | 0 | 0 | 0 | 0 | 1
SCE Metro | Laguna Bell | 230 | 0 | 0 | 0 | 0 | 0 | 0 | 0 | 0 | 3.27 | 0 | 0 | 100 | 0 | 0 | 1 |  | 0 | 0 | 0 | 0 | 0 | 0 | 0 | 0 | 0 | 0 | 0 | 143 | 200 | 0 |  | 0 | 0 | 0 | 0 | 0 | 0 | 0 | 0 | 0 | 0 | 0 | 143 | 200 | 0 |  | 0 | 0 | 0 | 0 | 0 | 0 | 0 | 0 | 3.27 | 0 | 0 | 243 | 200 | 0 | 1 | [12 empty] | 150 |  | 0 | 0 | 0 | 0 | 0 | 0 | 0 | 0 | 0 | 0 | 0 | 143 | 350 | 0 |  | 0 | 0 | 0 | 0 | 0 | 0 | 0 | 0 | 0 | 0 | 0 | 143 | 350 | 0 |  | 0 | 0 | 0 | 0 | 0 | 0 | 0 | 0 | 3.27 | 0 | 0 | 243 | 350 | 0 | 1
PG&E KERN | Lakeview | 70 | 0 | 0 | 0 | 0 | 0 | 0 | 0 | 0 | 0 | 0 | 70 | 65.5 | 0 | 0 | 1 |  | 0 | 0 | 0 | 0 | 0 | 0 | 0 | 0 | 0 | 0 | 0 | 0 | 0 | 0 |  | 0 | 0 | 0 | 0 | 0 | 0 | 0 | 0 | 0 | 0 | 0 | 0 | 0 | 0 |  | 0 | 0 | 0 | 0 | 0 | 0 | 0 | 0 | 0 | 0 | 70 | 65.5 | 0 | 0 | 1 | [14 empty] | 0 | 0 | 0 | 0 | 0 | 0 | 0 | 0 | 0 | 0 | 0 | 0 | 0 | 0 |  | 0 | 0 | 0 | 0 | 0 | 0 | 0 | 0 | 0 | 0 | 0 | 0 | 0 | 0 |  | 0 | 0 | 0 | 0 | 0 | 0 | 0 | 0 | 0 | 0 | 70 | 65.5 | 0 | 0 | 1
PG&E NGBA | Lakeville | 230 | 0 | 0 | 0 | 0 | 0 | 0 | 0 | 0 | 0 | 0 | 0 | 0 | 0 | 0 | 0 |  | 0 | 0 | 0 | 0 | 0 | 0 | 0 | 0 | 0 | 0 | 0 | 0 | 0 | 0 |  | 0 | 0 | 0 | 0 | 0 | 0 | 0 | 0 | 0 | 0 | 0 | 0 | 0 | 0 |  | 0 | 0 | 0 | 0 | 0 | 0 | 0 | 0 | 0 | 0 | 0 | 0 | 0 | 0 | 0 | [14 empty] | 0 | 0 | 0 | 0 | 0 | 0 | 0 | 0 | 0 | 0 | 0 | 0 | 0 | 0 |  | 0 | 0 | 0 | 0 | 0 | 0 | 0 | 0 | 0 | 0 | 0 | 0 | 0 | 0 |  | 0 | 0 | 0 | 0 | 0 | 0 | 0 | 0 | 0 | 0 | 0 | 0 | 0 | 0 | 0
PG&E NGBA | Lakeville | 60 | 0 | 0 | 0 | 0 | 0 | 0 | 0 | 0 | 0 | 0 | 0 | 0 | 0 | 0 | 0 |  | 0 | 0 | 0 | 0 | 0 | 0 | 0 | 0 | 4 | 0 | 0 | 0 | 0 | 0 |  | 0 | 0 | 0 | 0 | 0 | 0 | 0 | 0 | 4 | 0 | 0 | 0 | 0 | 0 |  | 0 | 0 | 0 | 0 | 0 | 0 | 0 | 0 | 4 | 0 | 0 | 0 | 0 | 0 | 1 | [14 empty] | 0 | 0 | 0 | 0 | 0 | 0 | 0 | 0 | 4 | 0 | 0 | 0 | 0 | 0 |  | 0 | 0 | 0 | 0 | 0 | 0 | 0 | 0 | 4 | 0 | 0 | 0 | 0 | 0 |  | 0 | 0 | 0 | 0 | 0 | 0 | 0 | 0 | 4 | 0 | 0 | 0 | 0 | 0 | 1
PG&E NGBA | Lakeville | 115 | 0 | 0 | 0 | 0 | 0 | 0 | 0 | 0 | 0 | 0 | 0 | 50 | 0 | 0 | 1 |  | 0 | 0 | 0 | 0 | 0 | 0 | 0 | 0 | 0 | 0 | 0 | 0 | 0 | 0 |  | 0 | 0 | 0 | 0 | 0 | 0 | 0 | 0 | 0 | 0 | 0 | 0 | 0 | 0 |  | 0 | 0 | 0 | 0 | 0 | 0 | 0 | 0 | 0 | 0 | 0 | 50 | 0 | 0 | 1 | [14 empty] | 0 | 0 | 0 | 0 | 0 | 0 | 0 | 0 | 0 | 0 | 0 | 0 | 0 | 0 |  | 0 | 0 | 0 | 0 | 0 | 0 | 0 | 0 | 0 | 0 | 0 | 0 | 0 | 0 |  | 0 | 0 | 0 | 0 | 0 | 0 | 0 | 0 | 0 | 0 | 0 | 50 | 0 | 0 | 1
PG&E GBA | Lakewood | 115 | 0 | 0 | 0 | 0 | 0 | 0 | 0 | 0 | 0 | 0 | 0 | 0 | 0 | 0 | 0 |  | 0 | 0 | 0 | 0 | 0 | 0 | 0 | 0 | 0 | 0 | 0 | 0 | 0 | 0 |  | 0 | 0 | 0 | 0 | 0 | 0 | 0 | 0 | 0 | 0 | 0 | 0 | 0 | 0 |  | 0 | 0 | 0 | 0 | 0 | 0 | 0 | 0 | 0 | 0 | 0 | 0 | 0 | 0 | 0 | [14 empty] | 0 | 0 | 0 | 0 | 0 | 0 | 0 | 0 | 0 | 0 | 0 | 0 | 0 | 0 |  | 0 | 0 | 0 | 0 | 0 | 0 | 0 | 0 | 0 | 0 | 0 | 0 | 0 | 0 |  | 0 | 0 | 0 | 0 | 0 | 0 | 0 | 0 | 0 | 0 | 0 | 0 | 0 | 0 | 0
PG&E NGBA | Lambie | 230 | 0 | 0 | 0 | 0 | 0 | 0 | 0 | 0 | 0 | 0 | 0 | 0 | 0 | 0 | 0 |  | 0 | 0 | 0 | 0 | 0 | 0 | 0 | 0 | 0 | 0 | 0 | 0 | 0 | 0 |  | 0 | 0 | 0 | 0 | 0 | 0 | 0 | 0 | 0 | 0 | 0 | 0 | 0 | 0 |  | 0 | 0 | 0 | 0 | 0 | 0 | 0 | 0 | 0 | 0 | 0 | 0 | 0 | 0 | 0 | [14 empty] | 0 | 0 | 0 | 0 | 0 | 0 | 0 | 0 | 0 | 0 | 0 | 0 | 0 | 0 |  | 0 | 0 | 0 | 0 | 0 | 0 | 0 | 0 | 0 | 0 | 0 | 0 | 0 | 0 |  | 0 | 0 | 0 | 0 | 0 | 0 | 0 | 0 | 0 | 0 | 0 | 0 | 0 | 0 | 0
PG&E GBA | Lammers | 115 | 0 | 0 | 0 | 0 | 0 | 0 | 0 | 0 | 0 | 0 | 0 | 0 | 0 | 0 | 0 |  | 0 | 0 | 0 | 0 | 0 | 0 | 0 | 0 | 0 | 0 | 0 | 0 | 0 | 0 |  | 0 | 0 | 0 | 0 | 0 | 0 | 0 | 0 | 0 | 0 | 0 | 0 | 0 | 0 |  | 0 | 0 | 0 | 0 | 0 | 0 | 0 | 0 | 0 | 0 | 0 | 0 | 0 | 0 | 0 | [14 empty] | 0 | 0 | 0 | 0 | 0 | 0 | 0 | 0 | 0 | 0 | 0 | 0 | 0 | 0 |  | 0 | 0 | 0 | 0 | 0 | 0 | 0 | 0 | 0 | 0 | 0 | 0 | 0 | 0 |  | 0 | 0 | 0 | 0 | 0 | 0 | 0 | 0 | 0 | 0 | 0 | 0 | 0 | 0 | 0
PG&E KERN | Lamont | 115 | 0 | 0 | 0 | 0 | 0 | 0 | 0 | 0 | 0 | 0 | 0 | 0 | 0 | 0 | 0 |  | 0 | 5 | 0 | 0 | 0 | 0 | 0 | 0 | 4 | 0 | 12 | 0 | 0 | 0 |  | 0 | 5 | 0 | 0 | 0 | 0 | 0 | 0 | 4 | 0 | 12 | 0 | 0 | 0 |  | 0 | 5 | 0 | 0 | 0 | 0 | 0 | 0 | 4 | 0 | 12 | 0 | 0 | 0 | 1 | [9 empty] | 20 | 90 |  | 40 |  | 0 | 5 | 0 | 0 | 0 | 0 | 0 | 0 | 4 | 20 | 102 | 0 | 40 | 0 |  | 0 | 5 | 0 | 0 | 0 | 0 | 0 | 0 | 4 | 20 | 102 | 0 | 40 | 0 |  | 0 | 5 | 0 | 0 | 0 | 0 | 0 | 0 | 4 | 20 | 102 | 0 | 40 | 0 | 1
PG&E FRESNO | Las Aguilas | 230 | 0 | 0 | 0 | 0 | 0 | 0 | 0 | 0 | 0 | 0 | 0 | 0 | 0 | 0 | 0 |  | 0 | 0 | 0 | 0 | 0 | 0 | 0 | 0 | 0 | 0 | 0 | 0 | 0 | 0 |  | 0 | 0 | 0 | 0 | 0 | 0 | 0 | 0 | 0 | 0 | 0 | 0 | 0 | 0 |  | 0 | 0 | 0 | 0 | 0 | 0 | 0 | 0 | 0 | 0 | 0 | 0 | 0 | 0 | 0 | [14 empty] | 0 | 0 | 0 | 0 | 0 | 0 | 0 | 0 | 0 | 0 | 0 | 0 | 0 | 0 |  | 0 | 0 | 0 | 0 | 0 | 0 | 0 | 0 | 0 | 0 | 0 | 0 | 0 | 0 |  | 0 | 0 | 0 | 0 | 0 | 0 | 0 | 0 | 0 | 0 | 0 | 0 | 0 | 0 | 0
EOP | Lathrop | 138 | 0 | 0 | 0 | 0 | 0 | 0 | 0 | 0 | 0 | 0 | 0 | 0 | 0 | 0 | 0 |  | 0 | 0 | 0 | 0 | 0 | 0 | 0 | 0 | 0 | 0 | 0 | 0 | 0 | 0 |  | 0 | 0 | 0 | 0 | 0 | 0 | 0 | 0 | 0 | 0 | 0 | 0 | 0 | 0 |  | 0 | 0 | 0 | 0 | 0 | 0 | 0 | 0 | 0 | 0 | 0 | 0 | 0 | 0 | 0 | [14 empty] | 0 | 0 | 0 | 0 | 0 | 0 | 0 | 0 | 0 | 0 | 0 | 0 | 0 | 0 |  | 0 | 0 | 0 | 0 | 0 | 0 | 0 | 0 | 0 | 0 | 0 | 0 | 0 | 0 |  | 0 | 0 | 0 | 0 | 0 | 0 | 0 | 0 | 0 | 0 | 0 | 0 | 0 | 0 | 0
EOP | Lathrop | 230 | 0 | 0 | 0 | 0 | 0 | 0 | 0 | 0 | 0 | 0 | 0 | 0 | 0 | 0 | 0 |  | 0 | 0 | 300 | 0 | 0 | 0 | 0 | 0 | 0 | 0 | 0 | 0 | 0 | 0 |  | 0 | 0 | 300 | 0 | 0 | 0 | 0 | 0 | 0 | 0 | 0 | 0 | 0 | 0 |  | 0 | 0 | 300 | 0 | 0 | 0 | 0 | 0 | 0 | 0 | 0 | 0 | 0 | 0 | 1 | [9 empty] | 250 | 250 |  | 100 |  | 0 | 0 | 300 | 0 | 0 | 0 | 0 | 0 | 0 | 250 | 250 | 0 | 100 | 0 |  | 0 | 0 | 300 | 0 | 0 | 0 | 0 | 0 | 0 | 250 | 250 | 0 | 100 | 0 |  | 0 | 0 | 300 | 0 | 0 | 0 | 0 | 0 | 0 | 250 | 250 | 0 | 100 | 0 | 1
PG&E FRESNO | Le Grand | 115 | 0 | 0 | 0 | 0 | 0 | 0 | 0 | 0 | 0 | 0 | 0 | 0 | 0 | 0 | 0 |  | 0 | 0 | 0 | 0 | 0 | 0 | 0 | 0 | 0 | 0 | 0 | 0 | 0 | 0 |  | 0 | 0 | 0 | 0 | 0 | 0 | 0 | 0 | 0 | 0 | 0 | 0 | 0 | 0 |  | 0 | 0 | 0 | 0 | 0 | 0 | 0 | 0 | 0 | 0 | 0 | 0 | 0 | 0 | 0 | [9 empty] | 50 | 80 |  | 30 |  | 0 | 0 | 0 | 0 | 0 | 0 | 0 | 0 | 0 | 50 | 80 | 0 | 30 | 0 |  | 0 | 0 | 0 | 0 | 0 | 0 | 0 | 0 | 0 | 50 | 80 | 0 | 30 | 0 |  | 0 | 0 | 0 | 0 | 0 | 0 | 0 | 0 | 0 | 50 | 80 | 0 | 30 | 0 | 1
PG&E FRESNO | Lemoore | 70 | 0 | 0 | 0 | 0 | 0 | 0 | 0 | 0 | 0 | 0 | 0 | 0 | 0 | 0 | 0 |  | 0 | 0 | 0 | 0 | 0 | 0 | 0 | 0 | 0 | 0 | 22 | 0 | 20 | 0 |  | 0 | 0 | 0 | 0 | 0 | 0 | 0 | 0 | 0 | 0 | 22 | 0 | 20 | 0 |  | 0 | 0 | 0 | 0 | 0 | 0 | 0 | 0 | 0 | 0 | 22 | 0 | 20 | 0 | 1 | [14 empty] | 0 | 0 | 0 | 0 | 0 | 0 | 0 | 0 | 0 | 0 | 22 | 0 | 20 | 0 |  | 0 | 0 | 0 | 0 | 0 | 0 | 0 | 0 | 0 | 0 | 22 | 0 | 20 | 0 |  | 0 | 0 | 0 | 0 | 0 | 0 | 0 | 0 | 0 | 0 | 22 | 0 | 20 | 0 | 1
PG&E KERN | Lerdo | 115 | 0 | 0 | 0 | 0 | 0 | 0 | 0 | 0 | 0 | 0 | 0 | 0 | 0 | 0 | 0 |  | 0 | 0 | 0 | 0 | 0 | 0 | 0 | 0 | 0 | 0 | 0 | 0 | 0 | 0 |  | 0 | 0 | 0 | 0 | 0 | 0 | 0 | 0 | 0 | 0 | 0 | 0 | 0 | 0 |  | 0 | 0 | 0 | 0 | 0 | 0 | 0 | 0 | 0 | 0 | 0 | 0 | 0 | 0 | 0 | [14 empty] | 0 | 0 | 0 | 0 | 0 | 0 | 0 | 0 | 0 | 0 | 0 | 0 | 0 | 0 |  | 0 | 0 | 0 | 0 | 0 | 0 | 0 | 0 | 0 | 0 | 0 | 0 | 0 | 0 |  | 0 | 0 | 0 | 0 | 0 | 0 | 0 | 0 | 0 | 0 | 0 | 0 | 0 | 0 | 0
SCE Metro | Lewis | 230 | 0 | 0 | 0 | 0 | 0 | 0 | 0 | 0 | 0 | 0 | 0 | 0 | 0 | 0 | 0 |  | 0 | 0 | 0 | 0 | 0 | 0 | 0 | 0 | 0 | 0 | 0 | 0 | 0 | 0 |  | 0 | 0 | 0 | 0 | 0 | 0 | 0 | 0 | 0 | 0 | 0 | 0 | 0 | 0 |  | 0 | 0 | 0 | 0 | 0 | 0 | 0 | 0 | 0 | 0 | 0 | 0 | 0 | 0 | 0 | [14 empty] | 0 | 0 | 0 | 0 | 0 | 0 | 0 | 0 | 0 | 0 | 0 | 0 | 0 | 0 |  | 0 | 0 | 0 | 0 | 0 | 0 | 0 | 0 | 0 | 0 | 0 | 0 | 0 | 0 |  | 0 | 0 | 0 | 0 | 0 | 0 | 0 | 0 | 0 | 0 | 0 | 0 | 0 | 0 | 0
SCE Metro | Lighthipe | 230 | 0 | 0 | 0 | 0 | 0 | 0 | 0 | 0 | 3.24 | 0 | 0 | 0 | 0 | 0 | 1 |  | 0 | 0 | 0 | 0 | 0 | 0 | 0 | 0 | 0 | 0 | 0 | 0 | 0 | 0 |  | 0 | 0 | 0 | 0 | 0 | 0 | 0 | 0 | 0 | 0 | 0 | 0 | 0 | 0 |  | 0 | 0 | 0 | 0 | 0 | 0 | 0 | 0 | 3.24 | 0 | 0 | 0 | 0 | 0 | 1 | [12 empty] | 250 |  | 0 | 0 | 0 | 0 | 0 | 0 | 0 | 0 | 0 | 0 | 0 | 0 | 250 | 0 |  | 0 | 0 | 0 | 0 | 0 | 0 | 0 | 0 | 0 | 0 | 0 | 0 | 250 | 0 |  | 0 | 0 | 0 | 0 | 0 | 0 | 0 | 0 | 3.24 | 0 | 0 | 0 | 250 | 0 | 1
SDGE | Lilac | 69 | 0 | 0 | 0 | 0 | 0 | 0 | 0 | 0 | 0 | 0 | 0 | 0 | 0 | 0 | 0 |  | 0 | 0 | 0 | 0 | 0 | 0 | 0 | 0 | 0 | 0 | 0 | 0 | 0 | 0 |  | 0 | 0 | 0 | 0 | 0 | 0 | 0 | 0 | 0 | 0 | 0 | 0 | 0 | 0 |  | 0 | 0 | 0 | 0 | 0 | 0 | 0 | 0 | 0 | 0 | 0 | 0 | 0 | 0 | 0 | [14 empty] | 0 | 0 | 0 | 0 | 0 | 0 | 0 | 0 | 0 | 0 | 0 | 0 | 0 | 0 |  | 0 | 0 | 0 | 0 | 0 | 0 | 0 | 0 | 0 | 0 | 0 | 0 | 0 | 0 |  | 0 | 0 | 0 | 0 | 0 | 0 | 0 | 0 | 0 | 0 | 0 | 0 | 0 | 0 | 0
PG&E NGBA | Lincoln | 115 | 0 | 0 | 0 | 0 | 0 | 0 | 0 | 0 | 0 | 0 | 0 | 0 | 0 | 0 | 0 |  | 0 | 0 | 0 | 0 | 0 | 0 | 0 | 0 | 0 | 0 | 0 | 0 | 0 | 0 |  | 0 | 0 | 0 | 0 | 0 | 0 | 0 | 0 | 0 | 0 | 0 | 0 | 0 | 0 |  | 0 | 0 | 0 | 0 | 0 | 0 | 0 | 0 | 0 | 0 | 0 | 0 | 0 | 0 | 0 | [14 empty] | 0 | 0 | 0 | 0 | 0 | 0 | 0 | 0 | 0 | 0 | 0 | 0 | 0 | 0 |  | 0 | 0 | 0 | 0 | 0 | 0 | 0 | 0 | 0 | 0 | 0 | 0 | 0 | 0 |  | 0 | 0 | 0 | 0 | 0 | 0 | 0 | 0 | 0 | 0 | 0 | 0 | 0 | 0 | 0
PG&E KERN | Live Oak | 115 | 0 | 0 | 0 | 0 | 0 | 0 | 0 | 0 | 0 | 0 | 0 | 0 | 0 | 0 | 0 |  | 0 | 0 | 0 | 0 | 0 | 0 | 0 | 0 | 0 | 0 | 0 | 0 | 0 | 0 |  | 0 | 0 | 0 | 0 | 0 | 0 | 0 | 0 | 0 | 0 | 0 | 0 | 0 | 0 |  | 0 | 0 | 0 | 0 | 0 | 0 | 0 | 0 | 0 | 0 | 0 | 0 | 0 | 0 | 0 | [14 empty] | 0 | 0 | 0 | 0 | 0 | 0 | 0 | 0 | 0 | 0 | 0 | 0 | 0 | 0 |  | 0 | 0 | 0 | 0 | 0 | 0 | 0 | 0 | 0 | 0 | 0 | 0 | 0 | 0 |  | 0 | 0 | 0 | 0 | 0 | 0 | 0 | 0 | 0 | 0 | 0 | 0 | 0 | 0 | 0
PG&E GBA | Llagas | 115 | 0 | 0 | 0 | 0 | 0 | 0 | 0 | 0 | 0 | 0 | 0 | 0 | 0 | 0 | 0 |  | 0 | 0 | 0 | 0 | 0 | 0 | 0 | 0 | 0 | 0 | 0 | 0 | 0 | 0 |  | 0 | 0 | 0 | 0 | 0 | 0 | 0 | 0 | 0 | 0 | 0 | 0 | 0 | 0 |  | 0 | 0 | 0 | 0 | 0 | 0 | 0 | 0 | 0 | 0 | 0 | 0 | 0 | 0 | 0 | [10 empty] | 50 |  | 27.2 |  | 0 | 0 | 0 | 0 | 0 | 0 | 0 | 0 | 0 | 0 | 50 | 0 | 27.2 | 0 |  | 0 | 0 | 0 | 0 | 0 | 0 | 0 | 0 | 0 | 0 | 50 | 0 | 27.2 | 0 |  | 0 | 0 | 0 | 0 | 0 | 0 | 0 | 0 | 0 | 0 | 50 | 0 | 27.2 | 0 | 1
PG&E GBA | Lockeford | 115 | 0 | 0 | 0 | 0 | 0 | 0 | 0 | 0 | 0 | 0 | 0 | 0 | 0 | 0 | 0 |  | 0 | 0 | 0 | 0 | 0 | 0 | 0 | 0 | 0 | 0 | 0 | 0 | 0 | 0 |  | 0 | 0 | 0 | 0 | 0 | 0 | 0 | 0 | 0 | 0 | 0 | 0 | 0 | 0 |  | 0 | 0 | 0 | 0 | 0 | 0 | 0 | 0 | 0 | 0 | 0 | 0 | 0 | 0 | 0 | [14 empty] | 0 | 0 | 0 | 0 | 0 | 0 | 0 | 0 | 0 | 0 | 0 | 0 | 0 | 0 |  | 0 | 0 | 0 | 0 | 0 | 0 | 0 | 0 | 0 | 0 | 0 | 0 | 0 | 0 |  | 0 | 0 | 0 | 0 | 0 | 0 | 0 | 0 | 0 | 0 | 0 | 0 | 0 | 0 | 0
PG&E GBA | Lockeford | 230 | 0 | 0 | 0 | 0 | 0 | 0 | 0 | 0 | 0 | 0 | 0 | 0 | 0 | 0 | 0 |  | 0 | 0 | 0 | 0 | 0 | 0 | 0 | 0 | 0 | 0 | 0 | 0 | 0 | 0 |  | 0 | 0 | 0 | 0 | 0 | 0 | 0 | 0 | 0 | 0 | 0 | 0 | 0 | 0 |  | 0 | 0 | 0 | 0 | 0 | 0 | 0 | 0 | 0 | 0 | 0 | 0 | 0 | 0 | 0 | [14 empty] | 0 | 0 | 0 | 0 | 0 | 0 | 0 | 0 | 0 | 0 | 0 | 0 | 0 | 0 |  | 0 | 0 | 0 | 0 | 0 | 0 | 0 | 0 | 0 | 0 | 0 | 0 | 0 | 0 |  | 0 | 0 | 0 | 0 | 0 | 0 | 0 | 0 | 0 | 0 | 0 | 0 | 0 | 0 | 0
PG&E GBA | Lockeford | 60 | 0 | 0 | 0 | 0 | 0 | 0 | 0 | 0 | 0 | 0 | 0 | 0 | 0 | 0 | 0 |  | 0 | 0 | 0 | 0 | 0 | 0 | 0 | 0 | 0 | 0 | 0 | 0 | 0 | 0 |  | 0 | 0 | 0 | 0 | 0 | 0 | 0 | 0 | 0 | 0 | 0 | 0 | 0 | 0 |  | 0 | 0 | 0 | 0 | 0 | 0 | 0 | 0 | 0 | 0 | 0 | 0 | 0 | 0 | 0 | [14 empty] | 0 | 0 | 0 | 0 | 0 | 0 | 0 | 0 | 0 | 0 | 0 | 0 | 0 | 0 |  | 0 | 0 | 0 | 0 | 0 | 0 | 0 | 0 | 0 | 0 | 0 | 0 | 0 | 0 |  | 0 | 0 | 0 | 0 | 0 | 0 | 0 | 0 | 0 | 0 | 0 | 0 | 0 | 0 | 0
PG&E GBA | Lodi | 230 | 0 | 0 | 0 | 0 | 0 | 0 | 0 | 0 | 0 | 0 | 0 | 0 | 0 | 0 | 0 |  | 0 | 0 | 0 | 0 | 0 | 0 | 0 | 0 | 0 | 0 | 0 | 0 | 0 | 0 |  | 0 | 0 | 0 | 0 | 0 | 0 | 0 | 0 | 0 | 0 | 0 | 0 | 0 | 0 |  | 0 | 0 | 0 | 0 | 0 | 0 | 0 | 0 | 0 | 0 | 0 | 0 | 0 | 0 | 0 | [14 empty] | 0 | 0 | 0 | 0 | 0 | 0 | 0 | 0 | 0 | 0 | 0 | 0 | 0 | 0 |  | 0 | 0 | 0 | 0 | 0 | 0 | 0 | 0 | 0 | 0 | 0 | 0 | 0 | 0 |  | 0 | 0 | 0 | 0 | 0 | 0 | 0 | 0 | 0 | 0 | 0 | 0 | 0 | 0 | 0
PG&E NGBA | Logan Creek | 230 | 0 | 0 | 0 | 0 | 0 | 0 | 0 | 0 | 0 | 0 | 0 | 0 | 0 | 0 | 0 |  | 0 | 0 | 0 | 0 | 0 | 0 | 0 | 0 | 0 | 0 | 0 | 0 | 0 | 0 |  | 0 | 0 | 0 | 0 | 0 | 0 | 0 | 0 | 0 | 0 | 0 | 0 | 0 | 0 |  | 0 | 0 | 0 | 0 | 0 | 0 | 0 | 0 | 0 | 0 | 0 | 0 | 0 | 0 | 0 | [14 empty] | 0 | 0 | 0 | 0 | 0 | 0 | 0 | 0 | 0 | 0 | 0 | 0 | 0 | 0 |  | 0 | 0 | 0 | 0 | 0 | 0 | 0 | 0 | 0 | 0 | 0 | 0 | 0 | 0 |  | 0 | 0 | 0 | 0 | 0 | 0 | 0 | 0 | 0 | 0 | 0 | 0 | 0 | 0 | 0
PG&E GBA | Lone Tree | 230 | 0 | 0 | 0 | 0 | 0 | 0 | 0 | 0 | 0 | 0 | 0 | 0 | 0 | 0 | 0 |  | 0 | 0 | 0 | 0 | 0 | 0 | 0 | 0 | 1.8 | 0 | 0 | 0 | 0 | 0 |  | 0 | 0 | 0 | 0 | 0 | 0 | 0 | 0 | 1.8 | 0 | 0 | 0 | 0 | 0 |  | 0 | 0 | 0 | 0 | 0 | 0 | 0 | 0 | 1.8 | 0 | 0 | 0 | 0 | 0 | 1 | [14 empty] | 0 | 0 | 0 | 0 | 0 | 0 | 0 | 0 | 1.8 | 0 | 0 | 0 | 0 | 0 |  | 0 | 0 | 0 | 0 | 0 | 0 | 0 | 0 | 1.8 | 0 | 0 | 0 | 0 | 0 |  | 0 | 0 | 0 | 0 | 0 | 0 | 0 | 0 | 1.8 | 0 | 0 | 0 | 0 | 0 | 1
PG&E FRESNO | Los Banos | 230 | 0 | 1.988 | 60.5 | 0 | 0 | 0 | 0 | 0 | 5.9 | 0 | 0 | 0.9 | 0 | 0 | 1 |  | 0 | 1 | 110 | 0 | 0 | 0 | 0 | 0 | 0 | 70 | 430 | 0 | 160 | 0 |  | 0 | 1 | 110 | 0 | 0 | 0 | 0 | 0 | 0 | 70 | 430 | 0 | 160 | 0 |  | 0 | 2.988 | 170.5 | 0 | 0 | 0 | 0 | 0 | 5.9 | 70 | 430 | 0.9 | 160 | 0 | 1 | [14 empty] | 0 | 1 | 110 | 0 | 0 | 0 | 0 | 0 | 0 | 70 | 430 | 0 | 160 | 0 |  | 0 | 1 | 110 | 0 | 0 | 0 | 0 | 0 | 0 | 70 | 430 | 0 | 160 | 0 |  | 0 | 2.988 | 170.5 | 0 | 0 | 0 | 0 | 0 | 5.9 | 70 | 430 | 0.9 | 160 | 0 | 1
PG&E FRESNO | Los Banos | 500 | 0 | 0 | 0 | 0 | 0 | 0 | 0 | 0 | 0 | 0 | 0 | 0 | 0 | 0 | 0 |  | 0 | 0 | 0 | 0 | 0 | 0 | 0 | 0 | 0 | 0 | 0 | 0 | 0 | 0 |  | 0 | 0 | 0 | 0 | 0 | 0 | 0 | 0 | 0 | 0 | 0 | 0 | 0 | 0 |  | 0 | 0 | 0 | 0 | 0 | 0 | 0 | 0 | 0 | 0 | 0 | 0 | 0 | 0 | 0 | [9 empty] | 400 | 500 |  | 200 |  | 0 | 0 | 0 | 0 | 0 | 0 | 0 | 0 | 0 | 400 | 500 | 0 | 200 | 0 |  | 0 | 0 | 0 | 0 | 0 | 0 | 0 | 0 | 0 | 400 | 500 | 0 | 200 | 0 |  | 0 | 0 | 0 | 0 | 0 | 0 | 0 | 0 | 0 | 400 | 500 | 0 | 200 | 0 | 1
SDGE | Los Coches | 138 | 0 | 0 | 0 | 0 | 0 | 0 | 0 | 0 | 0 | 0 | 0 | 0 | 0 | 0 | 0 |  | 0 | 0 | 0 | 0 | 0 | 0 | 0 | 0 | 0 | 0 | 0 | 0 | 0 | 0 |  | 0 | 0 | 0 | 0 | 0 | 0 | 0 | 0 | 0 | 0 | 0 | 0 | 0 | 0 |  | 0 | 0 | 0 | 0 | 0 | 0 | 0 | 0 | 0 | 0 | 0 | 0 | 0 | 0 | 0 | [14 empty] | 0 | 0 | 0 | 0 | 0 | 0 | 0 | 0 | 0 | 0 | 0 | 0 | 0 | 0 |  | 0 | 0 | 0 | 0 | 0 | 0 | 0 | 0 | 0 | 0 | 0 | 0 | 0 | 0 |  | 0 | 0 | 0 | 0 | 0 | 0 | 0 | 0 | 0 | 0 | 0 | 0 | 0 | 0 | 0
SDGE | Los Coches | 69 | 0 | 0 | 0 | 0 | 0 | 0 | 0 | 0 | 0 | 0 | 0 | 0 | 0 | 0 | 0 |  | 0 | 0 | 0 | 0 | 0 | 0 | 0 | 0 | 0 | 0 | 0 | 0 | 0 | 0 |  | 0 | 0 | 0 | 0 | 0 | 0 | 0 | 0 | 0 | 0 | 0 | 0 | 0 | 0 |  | 0 | 0 | 0 | 0 | 0 | 0 | 0 | 0 | 0 | 0 | 0 | 0 | 0 | 0 | 0 | [14 empty] | 0 | 0 | 0 | 0 | 0 | 0 | 0 | 0 | 0 | 0 | 0 | 0 | 0 | 0 |  | 0 | 0 | 0 | 0 | 0 | 0 | 0 | 0 | 0 | 0 | 0 | 0 | 0 | 0 |  | 0 | 0 | 0 | 0 | 0 | 0 | 0 | 0 | 0 | 0 | 0 | 0 | 0 | 0 | 0
PG&E GBA | Los Esteros | 115 | 0 | 0 | 0 | 0 | 0 | 0 | 0 | 0 | 0 | 0 | 0 | 3.3 | 0 | 0 | 1 |  | 0 | 0 | 0 | 0 | 0 | 0 | 0 | 0 | 0 | 0 | 0 | 0 | 0 | 0 |  | 0 | 0 | 0 | 0 | 0 | 0 | 0 | 0 | 0 | 0 | 0 | 0 | 0 | 0 |  | 0 | 0 | 0 | 0 | 0 | 0 | 0 | 0 | 0 | 0 | 0 | 3.3 | 0 | 0 | 1 | [14 empty] | 0 | 0 | 0 | 0 | 0 | 0 | 0 | 0 | 0 | 0 | 0 | 0 | 0 | 0 |  | 0 | 0 | 0 | 0 | 0 | 0 | 0 | 0 | 0 | 0 | 0 | 0 | 0 | 0 |  | 0 | 0 | 0 | 0 | 0 | 0 | 0 | 0 | 0 | 0 | 0 | 3.3 | 0 | 0 | 1
PG&E GBA | Los Esteros | 230 | 0 | 0 | 0 | 0 | 0 | 0 | 0 | 0 | 0 | 0 | 0 | 0 | 0 | 0 | 0 |  | 0 | 0 | 0 | 0 | 0 | 0 | 0 | 0 | 0 | 0 | 0 | 0 | 100 | 0 |  | 0 | 0 | 0 | 0 | 0 | 0 | 0 | 0 | 0 | 0 | 0 | 0 | 100 | 0 |  | 0 | 0 | 0 | 0 | 0 | 0 | 0 | 0 | 0 | 0 | 0 | 0 | 100 | 0 | 1 | [14 empty] | 0 | 0 | 0 | 0 | 0 | 0 | 0 | 0 | 0 | 0 | 0 | 0 | 100 | 0 |  | 0 | 0 | 0 | 0 | 0 | 0 | 0 | 0 | 0 | 0 | 0 | 0 | 100 | 0 |  | 0 | 0 | 0 | 0 | 0 | 0 | 0 | 0 | 0 | 0 | 0 | 0 | 100 | 0 | 1
PG&E GBA | Los Positas | 230 | 0 | 0 | 0 | 0 | 0 | 0 | 0 | 0 | 0 | 0 | 0 | 0 | 0 | 0 | 0 |  | 0 | 0 | 0 | 0 | 0 | 0 | 0 | 0 | 0 | 0 | 0 | 0 | 0 | 0 |  | 0 | 0 | 0 | 0 | 0 | 0 | 0 | 0 | 0 | 0 | 0 | 0 | 0 | 0 |  | 0 | 0 | 0 | 0 | 0 | 0 | 0 | 0 | 0 | 0 | 0 | 0 | 0 | 0 | 0 | [14 empty] | 0 | 0 | 0 | 0 | 0 | 0 | 0 | 0 | 0 | 0 | 0 | 0 | 0 | 0 |  | 0 | 0 | 0 | 0 | 0 | 0 | 0 | 0 | 0 | 0 | 0 | 0 | 0 | 0 |  | 0 | 0 | 0 | 0 | 0 | 0 | 0 | 0 | 0 | 0 | 0 | 0 | 0 | 0 | 0
PG&E GBA | Los Positas | 60 | 0 | 0 | 0 | 0 | 0 | 0 | 0 | 0 | 0 | 0 | 0 | 0 | 0 | 0 | 0 |  | 0 | 0 | 0 | 0 | 0 | 0 | 0 | 0 | 0 | 0 | 0 | 0 | 0 | 0 |  | 0 | 0 | 0 | 0 | 0 | 0 | 0 | 0 | 0 | 0 | 0 | 0 | 0 | 0 |  | 0 | 0 | 0 | 0 | 0 | 0 | 0 | 0 | 0 | 0 | 0 | 0 | 0 | 0 | 0 | [14 empty] | 0 | 0 | 0 | 0 | 0 | 0 | 0 | 0 | 0 | 0 | 0 | 0 | 0 | 0 |  | 0 | 0 | 0 | 0 | 0 | 0 | 0 | 0 | 0 | 0 | 0 | 0 | 0 | 0 |  | 0 | 0 | 0 | 0 | 0 | 0 | 0 | 0 | 0 | 0 | 0 | 0 | 0 | 0 | 0
SDGE | Loveland | 69 | 0 | 0 | 0 | 0 | 0 | 0 | 0 | 0 | 0 | 0 | 0 | 0 | 0 | 0 | 0 |  | 0 | 0 | 0 | 0 | 0 | 0 | 0 | 0 | 4 | 0 | 0 | 0 | 0 | 0 |  | 0 | 0 | 0 | 0 | 0 | 0 | 0 | 0 | 4 | 0 | 0 | 0 | 0 | 0 |  | 0 | 0 | 0 | 0 | 0 | 0 | 0 | 0 | 4 | 0 | 0 | 0 | 0 | 0 | 1 | [14 empty] | 0 | 0 | 0 | 0 | 0 | 0 | 0 | 0 | 4 | 0 | 0 | 0 | 0 | 0 |  | 0 | 0 | 0 | 0 | 0 | 0 | 0 | 0 | 4 | 0 | 0 | 0 | 0 | 0 |  | 0 | 0 | 0 | 0 | 0 | 0 | 0 | 0 | 4 | 0 | 0 | 0 | 0 | 0 | 1
SCE NOL | Lugo | 230 | 0 | 0 | 0 | 0 | 0 | 0 | 0 | 0 | 0 | 0 | 0 | 0 | 0 | 0 | 0 |  | 0 | 0 | 0 | 0 | 0 | 0 | 0 | 0 | 0 | 0 | 0 | 0 | 0 | 0 |  | 0 | 0 | 0 | 0 | 0 | 0 | 0 | 0 | 0 | 0 | 0 | 0 | 0 | 0 |  | 0 | 0 | 0 | 0 | 0 | 0 | 0 | 0 | 0 | 0 | 0 | 0 | 0 | 0 | 0 | [14 empty] | 0 | 0 | 0 | 0 | 0 | 0 | 0 | 0 | 0 | 0 | 0 | 0 | 0 | 0 |  | 0 | 0 | 0 | 0 | 0 | 0 | 0 | 0 | 0 | 0 | 0 | 0 | 0 | 0 |  | 0 | 0 | 0 | 0 | 0 | 0 | 0 | 0 | 0 | 0 | 0 | 0 | 0 | 0 | 0
SCE Metro | Lugo | 500 | 366 | 0 | 0 | 0 | 0 | 0 | 0 | 0 | 0 | 0 | 0 | 0 | 0 | 0 | 1 |  | 23 | 0 | 0 | 0 | 1750 | 0 | 0 | 0 | 0 | 0 | 0 | 0 | 0 | 0 |  | 23 | 0 | 0 | 0 | 1750 | 0 | 0 | 0 | 0 | 0 | 0 | 0 | 0 | 0 |  | 389 | 0 | 0 | 0 | 1750 | 0 | 0 | 0 | 0 | 0 | 0 | 0 | 0 | 0 | 1 | [14 empty] | 23 | 0 | 0 | 0 | 1750 | 0 | 0 | 0 | 0 | 0 | 0 | 0 | 0 | 0 |  | 23 | 0 | 0 | 0 | 1750 | 0 | 0 | 0 | 0 | 0 | 0 | 0 | 0 | 0 |  | 389 | 0 | 0 | 0 | 1750 | 0 | 0 | 0 | 0 | 0 | 0 | 0 | 0 | 0 | 1
PG&E FRESNO | Madera | 70 | 0 | 0 | 0 | 0 | 0 | 0 | 0 | 0 | 0 | 0 | 0 | 0 | 0 | 0 | 0 |  | 0 | 0 | 0 | 0 | 0 | 0 | 0 | 0 | 0 | 0 | 0 | 0 | 0 | 0 |  | 0 | 0 | 0 | 0 | 0 | 0 | 0 | 0 | 0 | 0 | 0 | 0 | 0 | 0 |  | 0 | 0 | 0 | 0 | 0 | 0 | 0 | 0 | 0 | 0 | 0 | 0 | 0 | 0 | 0 | [14 empty] | 0 | 0 | 0 | 0 | 0 | 0 | 0 | 0 | 0 | 0 | 0 | 0 | 0 | 0 |  | 0 | 0 | 0 | 0 | 0 | 0 | 0 | 0 | 0 | 0 | 0 | 0 | 0 | 0 |  | 0 | 0 | 0 | 0 | 0 | 0 | 0 | 0 | 0 | 0 | 0 | 0 | 0 | 0 | 0
PG&E NGBA | Madison | 115 | 0 | 0 | 0 | 0 | 0 | 0 | 0 | 0 | 0 | 0 | 13 | 10.2 | 0 | 0 | 1 |  | 0 | 0 | 0 | 0 | 0 | 0 | 0 | 0 | 0 | 0 | 0 | 0 | 0 | 0 |  | 0 | 0 | 0 | 0 | 0 | 0 | 0 | 0 | 0 | 0 | 0 | 0 | 0 | 0 |  | 0 | 0 | 0 | 0 | 0 | 0 | 0 | 0 | 0 | 0 | 13 | 10.2 | 0 | 0 | 1 | [14 empty] | 0 | 0 | 0 | 0 | 0 | 0 | 0 | 0 | 0 | 0 | 0 | 0 | 0 | 0 |  | 0 | 0 | 0 | 0 | 0 | 0 | 0 | 0 | 0 | 0 | 0 | 0 | 0 | 0 |  | 0 | 0 | 0 | 0 | 0 | 0 | 0 | 0 | 0 | 0 | 13 | 10.2 | 0 | 0 | 1
PG&E KERN | Magunden | 115 | 0 | 0 | 0 | 0 | 0 | 0 | 0 | 0 | 0 | 0 | 0 | 0 | 0 | 0 | 0 |  | 0 | 0 | 0 | 0 | 0 | 0 | 0 | 0 | 0 | 0 | 0 | 0 | 0 | 0 |  | 0 | 0 | 0 | 0 | 0 | 0 | 0 | 0 | 0 | 0 | 0 | 0 | 0 | 0 |  | 0 | 0 | 0 | 0 | 0 | 0 | 0 | 0 | 0 | 0 | 0 | 0 | 0 | 0 | 0 | [14 empty] | 0 | 0 | 0 | 0 | 0 | 0 | 0 | 0 | 0 | 0 | 0 | 0 | 0 | 0 |  | 0 | 0 | 0 | 0 | 0 | 0 | 0 | 0 | 0 | 0 | 0 | 0 | 0 | 0 |  | 0 | 0 | 0 | 0 | 0 | 0 | 0 | 0 | 0 | 0 | 0 | 0 | 0 | 0 | 0
SCE Northern | Magunden | 230 | 0 | 0 | 0 | 0 | 0 | 0 | 0 | 0 | 0 | 0 | 0 | 0 | 0 | 0 | 0 |  | 0 | 0 | 0 | 0 | 0 | 0 | 0 | 0 | 0 | 0 | 0 | 0 | 0 | 0 |  | 0 | 0 | 0 | 0 | 0 | 0 | 0 | 0 | 0 | 0 | 0 | 0 | 0 | 0 |  | 0 | 0 | 0 | 0 | 0 | 0 | 0 | 0 | 0 | 0 | 0 | 0 | 0 | 0 | 0 | [14 empty] | 0 | 0 | 0 | 0 | 0 | 0 | 0 | 0 | 0 | 0 | 0 | 0 | 0 | 0 |  | 0 | 0 | 0 | 0 | 0 | 0 | 0 | 0 | 0 | 0 | 0 | 0 | 0 | 0 |  | 0 | 0 | 0 | 0 | 0 | 0 | 0 | 0 | 0 | 0 | 0 | 0 | 0 | 0 | 0
PG&E FRESNO | Malaga | 115 | 0 | 0 | 0 | 0 | 0 | 0 | 0 | 0 | 0 | 0 | 0 | 97 | 0 | 0 | 1 |  | 0 | 0 | 0 | 0 | 0 | 0 | 0 | 0 | 0 | 0 | 0 | 0 | 30 | 0 |  | 0 | 0 | 0 | 0 | 0 | 0 | 0 | 0 | 0 | 0 | 0 | 0 | 30 | 0 |  | 0 | 0 | 0 | 0 | 0 | 0 | 0 | 0 | 0 | 0 | 0 | 97 | 30 | 0 | 1 | [14 empty] | 0 | 0 | 0 | 0 | 0 | 0 | 0 | 0 | 0 | 0 | 0 | 0 | 30 | 0 |  | 0 | 0 | 0 | 0 | 0 | 0 | 0 | 0 | 0 | 0 | 0 | 0 | 30 | 0 |  | 0 | 0 | 0 | 0 | 0 | 0 | 0 | 0 | 0 | 0 | 0 | 97 | 30 | 0 | 1
PG&E NGBA | Malin | 500 | 0 | 0 | 0 | 0 | 0 | 0 | 0 | 0 | 0 | 0 | 0 | 0 | 0 | 0 | 0 |  | 0 | 0 | 0 | 0 | 0 | 0 | 0 | 0 | 0 | 0 | 0 | 0 | 0 | 0 |  | 0 | 0 | 0 | 0 | 0 | 0 | 0 | 0 | 0 | 0 | 0 | 0 | 0 | 0 |  | 0 | 0 | 0 | 0 | 0 | 0 | 0 | 0 | 0 | 0 | 0 | 0 | 0 | 0 | 0 | [14 empty] | 0 | 0 | 0 | 0 | 0 | 0 | 0 | 0 | 0 | 0 | 0 | 0 | 0 | 0 |  | 0 | 0 | 0 | 0 | 0 | 0 | 0 | 0 | 0 | 0 | 0 | 0 | 0 | 0 |  | 0 | 0 | 0 | 0 | 0 | 0 | 0 | 0 | 0 | 0 | 0 | 0 | 0 | 0 | 0
SCE Northern | Mandalay | 230 | 0 | 0 | 0 | 0 | 0 | 0 | 0 | 0 | 0 | 0 | 0 | 0 | 0 | 0 | 0 |  | 0 | 0 | 0 | 0 | 0 | 0 | 0 | 0 | 0 | 0 | 0 | 200 | 0 | 0 |  | 0 | 0 | 0 | 0 | 0 | 0 | 0 | 0 | 0 | 0 | 0 | 200 | 0 | 0 |  | 0 | 0 | 0 | 0 | 0 | 0 | 0 | 0 | 0 | 0 | 0 | 200 | 0 | 0 | 1 | [14 empty] | 0 | 0 | 0 | 0 | 0 | 0 | 0 | 0 | 0 | 0 | 0 | 200 | 0 | 0 |  | 0 | 0 | 0 | 0 | 0 | 0 | 0 | 0 | 0 | 0 | 0 | 200 | 0 | 0 |  | 0 | 0 | 0 | 0 | 0 | 0 | 0 | 0 | 0 | 0 | 0 | 200 | 0 | 0 | 1
PG&E FRESNO | Manning | 230 | 0 | 0 | 0 | 0 | 0 | 0 | 0 | 0 | 0 | 0 | 0 | 0 | 0 | 0 | 0 |  | 0 | 0 | 0 | 0 | 0 | 0 | 0 | 0 | 0 | 0 | 0 | 0 | 0 | 0 |  | 0 | 0 | 0 | 0 | 0 | 0 | 0 | 0 | 0 | 0 | 0 | 0 | 0 | 0 |  | 0 | 0 | 0 | 0 | 0 | 0 | 0 | 0 | 0 | 0 | 0 | 0 | 0 | 0 | 0 | [14 empty] | 0 | 0 | 0 | 0 | 0 | 0 | 0 | 0 | 0 | 0 | 0 | 0 | 0 | 0 |  | 0 | 0 | 0 | 0 | 0 | 0 | 0 | 0 | 0 | 0 | 0 | 0 | 0 | 0 |  | 0 | 0 | 0 | 0 | 0 | 0 | 0 | 0 | 0 | 0 | 0 | 0 | 0 | 0 | 0
PG&E FRESNO | Manning | 500 | 0 | 0 | 0 | 0 | 0 | 0 | 0 | 0 | 0 | 0 | 0 | 0 | 0 | 0 | 0 |  | 0 | 0 | 0 | 0 | 0 | 0 | 0 | 0 | 0 | 200 | 500 | 0 | 260 | 0 |  | 0 | 0 | 0 | 0 | 0 | 0 | 0 | 0 | 0 | 200 | 500 | 0 | 260 | 0 |  | 0 | 0 | 0 | 0 | 0 | 0 | 0 | 0 | 0 | 200 | 500 | 0 | 260 | 0 | 1 | [9 empty] | 700 | 600 |  | 285 |  | 0 | 0 | 0 | 0 | 0 | 0 | 0 | 0 | 0 | 900 | 1100 | 0 | 545 | 0 |  | 0 | 0 | 0 | 0 | 0 | 0 | 0 | 0 | 0 | 900 | 1100 | 0 | 545 | 0 |  | 0 | 0 | 0 | 0 | 0 | 0 | 0 | 0 | 0 | 900 | 1100 | 0 | 545 | 0 | 1
PG&E GBA | Manteca | 115 | 0 | 0 | 0 | 0 | 0 | 0 | 0 | 0 | 0 | 0 | 0 | 0 | 0 | 0 | 0 |  | 0 | 0 | 0 | 0 | 0 | 0 | 0 | 0 | 1.5 | 0 | 0 | 0 | 0 | 0 |  | 0 | 0 | 0 | 0 | 0 | 0 | 0 | 0 | 1.5 | 0 | 0 | 0 | 0 | 0 |  | 0 | 0 | 0 | 0 | 0 | 0 | 0 | 0 | 1.5 | 0 | 0 | 0 | 0 | 0 | 1 | [14 empty] | 0 | 0 | 0 | 0 | 0 | 0 | 0 | 0 | 1.5 | 0 | 0 | 0 | 0 | 0 |  | 0 | 0 | 0 | 0 | 0 | 0 | 0 | 0 | 1.5 | 0 | 0 | 0 | 0 | 0 |  | 0 | 0 | 0 | 0 | 0 | 0 | 0 | 0 | 1.5 | 0 | 0 | 0 | 0 | 0 | 1
SDGE | Margarita | 138 | 0 | 0 | 0 | 0 | 0 | 0 | 0 | 0 | 0 | 0 | 0 | 0 | 0 | 0 | 0 |  | 0 | 0 | 0 | 0 | 0 | 0 | 0 | 0 | 0 | 0 | 0 | 0 | 0 | 0 |  | 0 | 0 | 0 | 0 | 0 | 0 | 0 | 0 | 0 | 0 | 0 | 0 | 0 | 0 |  | 0 | 0 | 0 | 0 | 0 | 0 | 0 | 0 | 0 | 0 | 0 | 0 | 0 | 0 | 0 | [14 empty] | 0 | 0 | 0 | 0 | 0 | 0 | 0 | 0 | 0 | 0 | 0 | 0 | 0 | 0 |  | 0 | 0 | 0 | 0 | 0 | 0 | 0 | 0 | 0 | 0 | 0 | 0 | 0 | 0 |  | 0 | 0 | 0 | 0 | 0 | 0 | 0 | 0 | 0 | 0 | 0 | 0 | 0 | 0 | 0
PG&E GBA | Martin | 230 | 0 | 0 | 0 | 0 | 0 | 0 | 0 | 0 | 0 | 0 | 0 | 0 | 0 | 0 | 0 |  | 0 | 0 | 0 | 0 | 0 | 0 | 0 | 0 | 0 | 0 | 0 | 0 | 0 | 0 |  | 0 | 0 | 0 | 0 | 0 | 0 | 0 | 0 | 0 | 0 | 0 | 0 | 0 | 0 |  | 0 | 0 | 0 | 0 | 0 | 0 | 0 | 0 | 0 | 0 | 0 | 0 | 0 | 0 | 0 | [14 empty] | 0 | 0 | 0 | 0 | 0 | 0 | 0 | 0 | 0 | 0 | 0 | 0 | 0 | 0 |  | 0 | 0 | 0 | 0 | 0 | 0 | 0 | 0 | 0 | 0 | 0 | 0 | 0 | 0 |  | 0 | 0 | 0 | 0 | 0 | 0 | 0 | 0 | 0 | 0 | 0 | 0 | 0 | 0 | 0
PG&E GBA | Martin | 115 | 0 | 0 | 0 | 0 | 0 | 0 | 0 | 0 | 0 | 0 | 0 | 188 | 0 | 0 | 1 |  | 0 | 0 | 0 | 0 | 0 | 0 | 0 | 0 | 0 | 0 | 0 | 0 | 0 | 0 |  | 0 | 0 | 0 | 0 | 0 | 0 | 0 | 0 | 0 | 0 | 0 | 0 | 0 | 0 |  | 0 | 0 | 0 | 0 | 0 | 0 | 0 | 0 | 0 | 0 | 0 | 188 | 0 | 0 | 1 | [12 empty] | 110 |  | 0 | 0 | 0 | 0 | 0 | 0 | 0 | 0 | 0 | 0 | 0 | 0 | 110 | 0 |  | 0 | 0 | 0 | 0 | 0 | 0 | 0 | 0 | 0 | 0 | 0 | 0 | 110 | 0 |  | 0 | 0 | 0 | 0 | 0 | 0 | 0 | 0 | 0 | 0 | 0 | 188 | 110 | 0 | 1
PG&E GBA | Martinez | 115 | 0 | 0 | 0 | 0 | 0 | 0 | 0 | 0 | 0 | 0 | 0 | 0 | 0 | 0 | 0 |  | 0 | 0 | 0 | 0 | 0 | 0 | 0 | 0 | 0 | 0 | 0 | 0 | 0 | 0 |  | 0 | 0 | 0 | 0 | 0 | 0 | 0 | 0 | 0 | 0 | 0 | 0 | 0 | 0 |  | 0 | 0 | 0 | 0 | 0 | 0 | 0 | 0 | 0 | 0 | 0 | 0 | 0 | 0 | 0 | [14 empty] | 0 | 0 | 0 | 0 | 0 | 0 | 0 | 0 | 0 | 0 | 0 | 0 | 0 | 0 |  | 0 | 0 | 0 | 0 | 0 | 0 | 0 | 0 | 0 | 0 | 0 | 0 | 0 | 0 |  | 0 | 0 | 0 | 0 | 0 | 0 | 0 | 0 | 0 | 0 | 0 | 0 | 0 | 0 | 0
PG&E FRESNO | Mc Mullin | 230 | 0 | 0 | 0 | 0 | 0 | 0 | 0 | 0 | 0 | 0 | 0 | 0 | 0 | 0 | 0 |  | 0 | 0 | 0 | 0 | 0 | 0 | 0 | 0 | 0 | 0 | 0 | 0 | 0 | 0 |  | 0 | 0 | 0 | 0 | 0 | 0 | 0 | 0 | 0 | 0 | 0 | 0 | 0 | 0 |  | 0 | 0 | 0 | 0 | 0 | 0 | 0 | 0 | 0 | 0 | 0 | 0 | 0 | 0 | 0 | [14 empty] | 0 | 0 | 0 | 0 | 0 | 0 | 0 | 0 | 0 | 0 | 0 | 0 | 0 | 0 |  | 0 | 0 | 0 | 0 | 0 | 0 | 0 | 0 | 0 | 0 | 0 | 0 | 0 | 0 |  | 0 | 0 | 0 | 0 | 0 | 0 | 0 | 0 | 0 | 0 | 0 | 0 | 0 | 0 | 0
PG&E FRESNO | McCall | 115 | 0 | 0 | 0 | 0 | 0 | 0 | 0 | 0 | 0 | 0 | 0 | 0 | 0 | 0 | 0 |  | 0 | 0 | 0 | 0 | 0 | 0 | 0 | 0 | 1.5 | 0 | 0 | 0 | 0 | 0 |  | 0 | 0 | 0 | 0 | 0 | 0 | 0 | 0 | 1.5 | 0 | 0 | 0 | 0 | 0 |  | 0 | 0 | 0 | 0 | 0 | 0 | 0 | 0 | 1.5 | 0 | 0 | 0 | 0 | 0 | 1 | [14 empty] | 0 | 0 | 0 | 0 | 0 | 0 | 0 | 0 | 1.5 | 0 | 0 | 0 | 0 | 0 |  | 0 | 0 | 0 | 0 | 0 | 0 | 0 | 0 | 1.5 | 0 | 0 | 0 | 0 | 0 |  | 0 | 0 | 0 | 0 | 0 | 0 | 0 | 0 | 1.5 | 0 | 0 | 0 | 0 | 0 | 1
PG&E FRESNO | McCall | 230 | 0 | 0 | 0 | 0 | 0 | 0 | 0 | 0 | 0 | 0 | 0 | 0 | 0 | 0 | 0 |  | 0 | 0 | 0 | 0 | 0 | 0 | 0 | 0 | 0 | 0 | 0 | 0 | 0 | 0 |  | 0 | 0 | 0 | 0 | 0 | 0 | 0 | 0 | 0 | 0 | 0 | 0 | 0 | 0 |  | 0 | 0 | 0 | 0 | 0 | 0 | 0 | 0 | 0 | 0 | 0 | 0 | 0 | 0 | 0 | [14 empty] | 0 | 0 | 0 | 0 | 0 | 0 | 0 | 0 | 0 | 0 | 0 | 0 | 0 | 0 |  | 0 | 0 | 0 | 0 | 0 | 0 | 0 | 0 | 0 | 0 | 0 | 0 | 0 | 0 |  | 0 | 0 | 0 | 0 | 0 | 0 | 0 | 0 | 0 | 0 | 0 | 0 | 0 | 0 | 0
PG&E GBA | Meadow Lane | 115 | 0 | 0 | 0 | 0 | 0 | 0 | 0 | 0 | 0 | 0 | 0 | 0 | 0 | 0 | 0 |  | 0 | 0 | 0 | 0 | 0 | 0 | 0 | 0 | 0 | 0 | 0 | 0 | 0 | 0 |  | 0 | 0 | 0 | 0 | 0 | 0 | 0 | 0 | 0 | 0 | 0 | 0 | 0 | 0 |  | 0 | 0 | 0 | 0 | 0 | 0 | 0 | 0 | 0 | 0 | 0 | 0 | 0 | 0 | 0 | [14 empty] | 0 | 0 | 0 | 0 | 0 | 0 | 0 | 0 | 0 | 0 | 0 | 0 | 0 | 0 |  | 0 | 0 | 0 | 0 | 0 | 0 | 0 | 0 | 0 | 0 | 0 | 0 | 0 | 0 |  | 0 | 0 | 0 | 0 | 0 | 0 | 0 | 0 | 0 | 0 | 0 | 0 | 0 | 0 | 0
PG&E GBA | Melones | 115 | 0 | 0 | 0 | 0 | 0 | 0 | 0 | 0 | 0 | 0 | 0 | 0 | 0 | 0 | 0 |  | 0 | 0 | 0 | 0 | 0 | 0 | 0 | 0 | 0 | 0 | 0 | 0 | 0 | 0 |  | 0 | 0 | 0 | 0 | 0 | 0 | 0 | 0 | 0 | 0 | 0 | 0 | 0 | 0 |  | 0 | 0 | 0 | 0 | 0 | 0 | 0 | 0 | 0 | 0 | 0 | 0 | 0 | 0 | 0 | [14 empty] | 0 | 0 | 0 | 0 | 0 | 0 | 0 | 0 | 0 | 0 | 0 | 0 | 0 | 0 |  | 0 | 0 | 0 | 0 | 0 | 0 | 0 | 0 | 0 | 0 | 0 | 0 | 0 | 0 |  | 0 | 0 | 0 | 0 | 0 | 0 | 0 | 0 | 0 | 0 | 0 | 0 | 0 | 0 | 0
PG&E GBA | Melones | 230 | 0 | 0 | 0 | 0 | 0 | 0 | 0 | 0 | 0 | 0 | 0 | 0 | 0 | 0 | 0 |  | 0 | 0 | 0 | 0 | 0 | 0 | 0 | 0 | 0 | 0 | 0 | 0 | 0 | 0 |  | 0 | 0 | 0 | 0 | 0 | 0 | 0 | 0 | 0 | 0 | 0 | 0 | 0 | 0 |  | 0 | 0 | 0 | 0 | 0 | 0 | 0 | 0 | 0 | 0 | 0 | 0 | 0 | 0 | 0 | [14 empty] | 0 | 0 | 0 | 0 | 0 | 0 | 0 | 0 | 0 | 0 | 0 | 0 | 0 | 0 |  | 0 | 0 | 0 | 0 | 0 | 0 | 0 | 0 | 0 | 0 | 0 | 0 | 0 | 0 |  | 0 | 0 | 0 | 0 | 0 | 0 | 0 | 0 | 0 | 0 | 0 | 0 | 0 | 0 | 0
SDGE | Melrose | 69 | 0 | 0 | 0 | 0 | 0 | 0 | 0 | 0 | 0 | 0 | 0 | 20 | 0 | 0 | 1 |  | 0 | 0 | 0 | 0 | 0 | 0 | 0 | 0 | 0 | 0 | 0 | 0 | 0 | 0 |  | 0 | 0 | 0 | 0 | 0 | 0 | 0 | 0 | 0 | 0 | 0 | 0 | 0 | 0 |  | 0 | 0 | 0 | 0 | 0 | 0 | 0 | 0 | 0 | 0 | 0 | 20 | 0 | 0 | 1 | [14 empty] | 0 | 0 | 0 | 0 | 0 | 0 | 0 | 0 | 0 | 0 | 0 | 0 | 0 | 0 |  | 0 | 0 | 0 | 0 | 0 | 0 | 0 | 0 | 0 | 0 | 0 | 0 | 0 | 0 |  | 0 | 0 | 0 | 0 | 0 | 0 | 0 | 0 | 0 | 0 | 0 | 20 | 0 | 0 | 1
PG&E NGBA | Mendocino | 115 | 0 | 0 | 0 | 0 | 0 | 0 | 0 | 0 | 0 | 0 | 0 | 0 | 0 | 0 | 0 |  | 0 | 0 | 0 | 0 | 0 | 0 | 0 | 0 | 0 | 0 | 0 | 0 | 0 | 0 |  | 0 | 0 | 0 | 0 | 0 | 0 | 0 | 0 | 0 | 0 | 0 | 0 | 0 | 0 |  | 0 | 0 | 0 | 0 | 0 | 0 | 0 | 0 | 0 | 0 | 0 | 0 | 0 | 0 | 0 | [14 empty] | 0 | 0 | 0 | 0 | 0 | 0 | 0 | 0 | 0 | 0 | 0 | 0 | 0 | 0 |  | 0 | 0 | 0 | 0 | 0 | 0 | 0 | 0 | 0 | 0 | 0 | 0 | 0 | 0 |  | 0 | 0 | 0 | 0 | 0 | 0 | 0 | 0 | 0 | 0 | 0 | 0 | 0 | 0 | 0
PG&E NGBA | Mendocino | 60 | 0 | 0 | 0 | 0 | 0 | 0 | 0 | 0 | 0 | 0 | 0 | 0 | 0 | 5 | 1 |  | 0 | 3 | 0 | 0 | 0 | 0 | 0 | 0 | 0 | 0 | 0 | 0 | 0 | 0 |  | 0 | 3 | 0 | 0 | 0 | 0 | 0 | 0 | 0 | 0 | 0 | 0 | 0 | 0 |  | 0 | 3 | 0 | 0 | 0 | 0 | 0 | 0 | 0 | 0 | 0 | 0 | 0 | 5 | 1 | [14 empty] | 0 | 3 | 0 | 0 | 0 | 0 | 0 | 0 | 0 | 0 | 0 | 0 | 0 | 0 |  | 0 | 3 | 0 | 0 | 0 | 0 | 0 | 0 | 0 | 0 | 0 | 0 | 0 | 0 |  | 0 | 3 | 0 | 0 | 0 | 0 | 0 | 0 | 0 | 0 | 0 | 0 | 0 | 5 | 1
PG&E FRESNO | Mendota | 115 | 0 | 0 | 0 | 0 | 0 | 0 | 0 | 0 | 0 | 0 | 0 | 0 | 0 | 0 | 0 |  | 0 | 0 | 0 | 0 | 0 | 0 | 0 | 0 | 0 | 0 | 0 | 0 | 0 | 0 |  | 0 | 0 | 0 | 0 | 0 | 0 | 0 | 0 | 0 | 0 | 0 | 0 | 0 | 0 |  | 0 | 0 | 0 | 0 | 0 | 0 | 0 | 0 | 0 | 0 | 0 | 0 | 0 | 0 | 0 | [14 empty] | 0 | 0 | 0 | 0 | 0 | 0 | 0 | 0 | 0 | 0 | 0 | 0 | 0 | 0 |  | 0 | 0 | 0 | 0 | 0 | 0 | 0 | 0 | 0 | 0 | 0 | 0 | 0 | 0 |  | 0 | 0 | 0 | 0 | 0 | 0 | 0 | 0 | 0 | 0 | 0 | 0 | 0 | 0 | 0
PG&E GBA | Menlo | 60 | 0 | 0 | 0 | 0 | 0 | 0 | 0 | 0 | 0 | 0 | 0 | 0 | 0 | 0 | 0 |  | 0 | 0 | 0 | 0 | 0 | 0 | 0 | 0 | 0 | 0 | 0 | 0 | 0 | 0 |  | 0 | 0 | 0 | 0 | 0 | 0 | 0 | 0 | 0 | 0 | 0 | 0 | 0 | 0 |  | 0 | 0 | 0 | 0 | 0 | 0 | 0 | 0 | 0 | 0 | 0 | 0 | 0 | 0 | 0 | [14 empty] | 0 | 0 | 0 | 0 | 0 | 0 | 0 | 0 | 0 | 0 | 0 | 0 | 0 | 0 |  | 0 | 0 | 0 | 0 | 0 | 0 | 0 | 0 | 0 | 0 | 0 | 0 | 0 | 0 |  | 0 | 0 | 0 | 0 | 0 | 0 | 0 | 0 | 0 | 0 | 0 | 0 | 0 | 0 | 0
PG&E FRESNO | Merced | 115 | 0 | 0 | 0 | 0 | 0 | 0 | 0 | 0 | 0 | 0 | 0 | 0 | 0 | 0 | 0 |  | 0 | 0 | 0 | 0 | 0 | 0 | 0 | 0 | 4 | 0 | 0 | 0 | 0 | 0 |  | 0 | 0 | 0 | 0 | 0 | 0 | 0 | 0 | 4 | 0 | 0 | 0 | 0 | 0 |  | 0 | 0 | 0 | 0 | 0 | 0 | 0 | 0 | 4 | 0 | 0 | 0 | 0 | 0 | 1 | [14 empty] | 0 | 0 | 0 | 0 | 0 | 0 | 0 | 0 | 4 | 0 | 0 | 0 | 0 | 0 |  | 0 | 0 | 0 | 0 | 0 | 0 | 0 | 0 | 4 | 0 | 0 | 0 | 0 | 0 |  | 0 | 0 | 0 | 0 | 0 | 0 | 0 | 0 | 4 | 0 | 0 | 0 | 0 | 0 | 1
EOP | Mercury | 138 | 0 | 0 | 0 | 0 | 0 | 0 | 0 | 0 | 0 | 0 | 0 | 0 | 0 | 0 | 0 |  | 0 | 0 | 0 | 0 | 0 | 0 | 0 | 0 | 0 | 0 | 0 | 0 | 0 | 0 |  | 0 | 0 | 0 | 0 | 0 | 0 | 0 | 0 | 0 | 0 | 0 | 0 | 0 | 0 |  | 0 | 0 | 0 | 0 | 0 | 0 | 0 | 0 | 0 | 0 | 0 | 0 | 0 | 0 | 0 | [14 empty] | 0 | 0 | 0 | 0 | 0 | 0 | 0 | 0 | 0 | 0 | 0 | 0 | 0 | 0 |  | 0 | 0 | 0 | 0 | 0 | 0 | 0 | 0 | 0 | 0 | 0 | 0 | 0 | 0 |  | 0 | 0 | 0 | 0 | 0 | 0 | 0 | 0 | 0 | 0 | 0 | 0 | 0 | 0 | 0
PG&E FRESNO | Mercy Springs | 70 | 0 | 0 | 0 | 0 | 0 | 0 | 0 | 0 | 0 | 0 | 75 | 75 | 0 | 0 | 1 |  | 0 | 2 | 0 | 0 | 0 | 0 | 0 | 0 | 0 | 0 | 0 | 0 | 0 | 0 |  | 0 | 2 | 0 | 0 | 0 | 0 | 0 | 0 | 0 | 0 | 0 | 0 | 0 | 0 |  | 0 | 2 | 0 | 0 | 0 | 0 | 0 | 0 | 0 | 0 | 75 | 75 | 0 | 0 | 1 | [14 empty] | 0 | 2 | 0 | 0 | 0 | 0 | 0 | 0 | 0 | 0 | 0 | 0 | 0 | 0 |  | 0 | 2 | 0 | 0 | 0 | 0 | 0 | 0 | 0 | 0 | 0 | 0 | 0 | 0 |  | 0 | 2 | 0 | 0 | 0 | 0 | 0 | 0 | 0 | 0 | 75 | 75 | 0 | 0 | 1
PG&E NGBA | Meridian | 60 | 0 | 0 | 0 | 0 | 0 | 0 | 0 | 0 | 0 | 0 | 0 | 0 | 0 | 0 | 0 |  | 0 | 0 | 0 | 0 | 0 | 0 | 0 | 0 | 0 | 0 | 0 | 0 | 0 | 0 |  | 0 | 0 | 0 | 0 | 0 | 0 | 0 | 0 | 0 | 0 | 0 | 0 | 0 | 0 |  | 0 | 0 | 0 | 0 | 0 | 0 | 0 | 0 | 0 | 0 | 0 | 0 | 0 | 0 | 0 | [14 empty] | 0 | 0 | 0 | 0 | 0 | 0 | 0 | 0 | 0 | 0 | 0 | 0 | 0 | 0 |  | 0 | 0 | 0 | 0 | 0 | 0 | 0 | 0 | 0 | 0 | 0 | 0 | 0 | 0 |  | 0 | 0 | 0 | 0 | 0 | 0 | 0 | 0 | 0 | 0 | 0 | 0 | 0 | 0 | 0
PG&E KERN | Mesa (PGE) | 115 | 0 | 0 | 0 | 0 | 0 | 0 | 0 | 0 | 0 | 0 | 0 | 0 | 0 | 0 | 0 |  | 0 | 0 | 0 | 0 | 0 | 0 | 0 | 0 | 0 | 0 | 0 | 0 | 0 | 0 |  | 0 | 0 | 0 | 0 | 0 | 0 | 0 | 0 | 0 | 0 | 0 | 0 | 0 | 0 |  | 0 | 0 | 0 | 0 | 0 | 0 | 0 | 0 | 0 | 0 | 0 | 0 | 0 | 0 | 0 | [14 empty] | 0 | 0 | 0 | 0 | 0 | 0 | 0 | 0 | 0 | 0 | 0 | 0 | 0 | 0 |  | 0 | 0 | 0 | 0 | 0 | 0 | 0 | 0 | 0 | 0 | 0 | 0 | 0 | 0 |  | 0 | 0 | 0 | 0 | 0 | 0 | 0 | 0 | 0 | 0 | 0 | 0 | 0 | 0 | 0
PG&E KERN | Mesa (PGE) | 230 | 0 | 0 | 0 | 0 | 0 | 0 | 0 | 0 | 0 | 0 | 0 | 0 | 0 | 0 | 0 |  | 0 | 0 | 0 | 0 | 0 | 0 | 0 | 0 | 0 | 0 | 0 | 0 | 0 | 0 |  | 0 | 0 | 0 | 0 | 0 | 0 | 0 | 0 | 0 | 0 | 0 | 0 | 0 | 0 |  | 0 | 0 | 0 | 0 | 0 | 0 | 0 | 0 | 0 | 0 | 0 | 0 | 0 | 0 | 0 | [14 empty] | 0 | 0 | 0 | 0 | 0 | 0 | 0 | 0 | 0 | 0 | 0 | 0 | 0 | 0 |  | 0 | 0 | 0 | 0 | 0 | 0 | 0 | 0 | 0 | 0 | 0 | 0 | 0 | 0 |  | 0 | 0 | 0 | 0 | 0 | 0 | 0 | 0 | 0 | 0 | 0 | 0 | 0 | 0 | 0
SCE Metro | Mesa (SCE) | 230 | 0 | 0 | 0 | 0 | 0 | 0 | 0 | 0 | 2.62 | 0 | 0 | 6.5 | 0 | 0 | 1 |  | 0 | 0 | 0 | 0 | 0 | 0 | 0 | 0 | 0 | 0 | 0 | 0 | 0 | 0 |  | 0 | 0 | 0 | 0 | 0 | 0 | 0 | 0 | 0 | 0 | 0 | 0 | 0 | 0 |  | 0 | 0 | 0 | 0 | 0 | 0 | 0 | 0 | 2.62 | 0 | 0 | 6.5 | 0 | 0 | 1 | [14 empty] | 0 | 0 | 0 | 0 | 0 | 0 | 0 | 0 | 0 | 0 | 0 | 0 | 0 | 0 |  | 0 | 0 | 0 | 0 | 0 | 0 | 0 | 0 | 0 | 0 | 0 | 0 | 0 | 0 |  | 0 | 0 | 0 | 0 | 0 | 0 | 0 | 0 | 2.62 | 0 | 0 | 6.5 | 0 | 0 | 1
SCE Metro | Mesa (SCE) | 500 | 0 | 0 | 0 | 0 | 0 | 0 | 0 | 0 | 0 | 0 | 0 | 0 | 0 | 0 | 0 |  | 0 | 0 | 0 | 0 | 0 | 0 | 0 | 0 | 0 | 0 | 0 | 0 | 0 | 0 |  | 0 | 0 | 0 | 0 | 0 | 0 | 0 | 0 | 0 | 0 | 0 | 0 | 0 | 0 |  | 0 | 0 | 0 | 0 | 0 | 0 | 0 | 0 | 0 | 0 | 0 | 0 | 0 | 0 | 0 | [14 empty] | 0 | 0 | 0 | 0 | 0 | 0 | 0 | 0 | 0 | 0 | 0 | 0 | 0 | 0 |  | 0 | 0 | 0 | 0 | 0 | 0 | 0 | 0 | 0 | 0 | 0 | 0 | 0 | 0 |  | 0 | 0 | 0 | 0 | 0 | 0 | 0 | 0 | 0 | 0 | 0 | 0 | 0 | 0 | 0
SDGE | Mesa Heights | 69 | 0 | 0 | 0 | 0 | 0 | 0 | 0 | 0 | 0 | 0 | 0 | 10.5 | 0 | 0 | 1 |  | 0 | 0 | 0 | 0 | 0 | 0 | 0 | 0 | 0 | 0 | 0 | 0 | 0 | 0 |  | 0 | 0 | 0 | 0 | 0 | 0 | 0 | 0 | 0 | 0 | 0 | 0 | 0 | 0 |  | 0 | 0 | 0 | 0 | 0 | 0 | 0 | 0 | 0 | 0 | 0 | 10.5 | 0 | 0 | 1 | [14 empty] | 0 | 0 | 0 | 0 | 0 | 0 | 0 | 0 | 0 | 0 | 0 | 0 | 0 | 0 |  | 0 | 0 | 0 | 0 | 0 | 0 | 0 | 0 | 0 | 0 | 0 | 0 | 0 | 0 |  | 0 | 0 | 0 | 0 | 0 | 0 | 0 | 0 | 0 | 0 | 0 | 10.5 | 0 | 0 | 1
PG&E GBA | Metcalf | 115 | 0 | 0 | 0 | 0 | 0 | 0 | 0 | 0 | 0 | 0 | 0 | 0 | 0 | 0 | 0 |  | 0 | 0 | 0 | 0 | 0 | 0 | 0 | 0 | 0 | 0 | 0 | 0 | 0 | 0 |  | 0 | 0 | 0 | 0 | 0 | 0 | 0 | 0 | 0 | 0 | 0 | 0 | 0 | 0 |  | 0 | 0 | 0 | 0 | 0 | 0 | 0 | 0 | 0 | 0 | 0 | 0 | 0 | 0 | 0 | [14 empty] | 0 | 0 | 0 | 0 | 0 | 0 | 0 | 0 | 0 | 0 | 0 | 0 | 0 | 0 |  | 0 | 0 | 0 | 0 | 0 | 0 | 0 | 0 | 0 | 0 | 0 | 0 | 0 | 0 |  | 0 | 0 | 0 | 0 | 0 | 0 | 0 | 0 | 0 | 0 | 0 | 0 | 0 | 0 | 0
PG&E GBA | Metcalf | 230 | 0 | 0 | 0 | 0 | 0 | 0 | 0 | 0 | 0 | 0 | 0 | 0 | 0 | 0 | 0 |  | 0 | 0 | 0 | 0 | 0 | 0 | 0 | 0 | 0 | 0 | 0 | 100 | 100 | 0 |  | 0 | 0 | 0 | 0 | 0 | 0 | 0 | 0 | 0 | 0 | 0 | 100 | 100 | 0 |  | 0 | 0 | 0 | 0 | 0 | 0 | 0 | 0 | 0 | 0 | 0 | 100 | 100 | 0 | 1 | [12 empty] | 150 |  | 0 | 0 | 0 | 0 | 0 | 0 | 0 | 0 | 0 | 0 | 0 | 100 | 250 | 0 |  | 0 | 0 | 0 | 0 | 0 | 0 | 0 | 0 | 0 | 0 | 0 | 100 | 250 | 0 |  | 0 | 0 | 0 | 0 | 0 | 0 | 0 | 0 | 0 | 0 | 0 | 100 | 250 | 0 | 1
PG&E GBA | Metcalf | 500 | 0 | 0 | 0 | 0 | 0 | 0 | 0 | 0 | 0 | 0 | 0 | 0 | 0 | 0 | 0 |  | 0 | 0 | 0 | 0 | 0 | 0 | 0 | 0 | 0 | 0 | 0 | 0 | 0 | 0 |  | 0 | 0 | 0 | 0 | 0 | 0 | 0 | 0 | 0 | 0 | 0 | 0 | 0 | 0 |  | 0 | 0 | 0 | 0 | 0 | 0 | 0 | 0 | 0 | 0 | 0 | 0 | 0 | 0 | 0 | [14 empty] | 0 | 0 | 0 | 0 | 0 | 0 | 0 | 0 | 0 | 0 | 0 | 0 | 0 | 0 |  | 0 | 0 | 0 | 0 | 0 | 0 | 0 | 0 | 0 | 0 | 0 | 0 | 0 | 0 |  | 0 | 0 | 0 | 0 | 0 | 0 | 0 | 0 | 0 | 0 | 0 | 0 | 0 | 0 | 0
PG&E KERN | Midway | 115 | 0 | 0 | 0 | 0 | 0 | 0 | 0 | 0 | 0 | 0 | 0 | 0 | 0 | 0 | 0 |  | 0 | 0 | 0 | 0 | 0 | 0 | 0 | 0 | 0 | 205 | 180 | 0 | 60 | 0 |  | 0 | 0 | 0 | 0 | 0 | 0 | 0 | 0 | 0 | 205 | 180 | 0 | 60 | 0 |  | 0 | 0 | 0 | 0 | 0 | 0 | 0 | 0 | 0 | 205 | 180 | 0 | 60 | 0 | 1 | [14 empty] | 0 | 0 | 0 | 0 | 0 | 0 | 0 | 0 | 0 | 205 | 180 | 0 | 60 | 0 |  | 0 | 0 | 0 | 0 | 0 | 0 | 0 | 0 | 0 | 205 | 180 | 0 | 60 | 0 |  | 0 | 0 | 0 | 0 | 0 | 0 | 0 | 0 | 0 | 205 | 180 | 0 | 60 | 0 | 1
PG&E KERN | Midway | 230 | 0 | 0 | 0 | 0 | 0 | 0 | 0 | 0 | 0 | 0 | 0 | 0 | 0 | 0 | 0 |  | 0 | 0 | 0 | 0 | 0 | 0 | 0 | 0 | 0 | 0 | 0 | 0 | 0 | 0 |  | 0 | 0 | 0 | 0 | 0 | 0 | 0 | 0 | 0 | 0 | 0 | 0 | 0 | 0 |  | 0 | 0 | 0 | 0 | 0 | 0 | 0 | 0 | 0 | 0 | 0 | 0 | 0 | 0 | 0 | [14 empty] | 0 | 0 | 0 | 0 | 0 | 0 | 0 | 0 | 0 | 0 | 0 | 0 | 0 | 0 |  | 0 | 0 | 0 | 0 | 0 | 0 | 0 | 0 | 0 | 0 | 0 | 0 | 0 | 0 |  | 0 | 0 | 0 | 0 | 0 | 0 | 0 | 0 | 0 | 0 | 0 | 0 | 0 | 0 | 0
PG&E KERN | Midway | 500 | 0 | 0 | 0 | 0 | 0 | 0 | 0 | 0 | 0 | 0 | 0 | 0 | 0 | 0 | 0 |  | 0 | 0 | 0 | 0 | 0 | 0 | 0 | 0 | 0 | 200 | 450 | 0 | 175 | 0 |  | 0 | 0 | 0 | 0 | 0 | 0 | 0 | 0 | 0 | 200 | 450 | 0 | 175 | 0 |  | 0 | 0 | 0 | 0 | 0 | 0 | 0 | 0 | 0 | 200 | 450 | 0 | 175 | 0 | 1 | [9 empty] | 250 | 550 |  | 250 |  | 0 | 0 | 0 | 0 | 0 | 0 | 0 | 0 | 0 | 450 | 1000 | 0 | 425 | 0 |  | 0 | 0 | 0 | 0 | 0 | 0 | 0 | 0 | 0 | 450 | 1000 | 0 | 425 | 0 |  | 0 | 0 | 0 | 0 | 0 | 0 | 0 | 0 | 0 | 450 | 1000 | 0 | 425 | 0 | 1
SDGE | Miguel | 230 | 0 | 0 | 0 | 0 | 0 | 0 | 0 | 0 | 0 | 0 | 0 | 0 | 0 | 0 | 0 |  | 0 | 0 | 0 | 0 | 0 | 0 | 0 | 0 | 0 | 0 | 0 | 0 | 0 | 0 |  | 0 | 0 | 0 | 0 | 0 | 0 | 0 | 0 | 0 | 0 | 0 | 0 | 0 | 0 |  | 0 | 0 | 0 | 0 | 0 | 0 | 0 | 0 | 0 | 0 | 0 | 0 | 0 | 0 | 0 | [14 empty] | 0 | 0 | 0 | 0 | 0 | 0 | 0 | 0 | 0 | 0 | 0 | 0 | 0 | 0 |  | 0 | 0 | 0 | 0 | 0 | 0 | 0 | 0 | 0 | 0 | 0 | 0 | 0 | 0 |  | 0 | 0 | 0 | 0 | 0 | 0 | 0 | 0 | 0 | 0 | 0 | 0 | 0 | 0 | 0
SDGE | Miguel | 500 | 0 | 0 | 0 | 0 | 0 | 0 | 0 | 0 | 0 | 0 | 0 | 0 | 0 | 0 | 0 |  | 0 | 0 | 0 | 0 | 0 | 0 | 0 | 0 | 0 | 0 | 0 | 0 | 0 | 0 |  | 0 | 0 | 0 | 0 | 0 | 0 | 0 | 0 | 0 | 0 | 0 | 0 | 0 | 0 |  | 0 | 0 | 0 | 0 | 0 | 0 | 0 | 0 | 0 | 0 | 0 | 0 | 0 | 0 | 0 | [14 empty] | 0 | 0 | 0 | 0 | 0 | 0 | 0 | 0 | 0 | 0 | 0 | 0 | 0 | 0 |  | 0 | 0 | 0 | 0 | 0 | 0 | 0 | 0 | 0 | 0 | 0 | 0 | 0 | 0 |  | 0 | 0 | 0 | 0 | 0 | 0 | 0 | 0 | 0 | 0 | 0 | 0 | 0 | 0 | 0
SDGE | Miguel | 69 | 0 | 0 | 0 | 0 | 0 | 0 | 0 | 0 | 0 | 0 | 0 | 9.75 | 0 | 0 | 1 |  | 0 | 0 | 0 | 0 | 0 | 0 | 0 | 0 | 0 | 0 | 0 | 0 | 0 | 0 |  | 0 | 0 | 0 | 0 | 0 | 0 | 0 | 0 | 0 | 0 | 0 | 0 | 0 | 0 |  | 0 | 0 | 0 | 0 | 0 | 0 | 0 | 0 | 0 | 0 | 0 | 9.75 | 0 | 0 | 1 | [14 empty] | 0 | 0 | 0 | 0 | 0 | 0 | 0 | 0 | 0 | 0 | 0 | 0 | 0 | 0 |  | 0 | 0 | 0 | 0 | 0 | 0 | 0 | 0 | 0 | 0 | 0 | 0 | 0 | 0 |  | 0 | 0 | 0 | 0 | 0 | 0 | 0 | 0 | 0 | 0 | 0 | 9.75 | 0 | 0 | 1
PG&E GBA | Millbrae | 115 | 0 | 0 | 0 | 0 | 0 | 0 | 0 | 0 | 0 | 0 | 0 | 0 | 0 | 0 | 0 |  | 0 | 0 | 0 | 0 | 0 | 0 | 0 | 0 | 3.5 | 0 | 0 | 0 | 0 | 0 |  | 0 | 0 | 0 | 0 | 0 | 0 | 0 | 0 | 3.5 | 0 | 0 | 0 | 0 | 0 |  | 0 | 0 | 0 | 0 | 0 | 0 | 0 | 0 | 3.5 | 0 | 0 | 0 | 0 | 0 | 1 | [14 empty] | 0 | 0 | 0 | 0 | 0 | 0 | 0 | 0 | 3.5 | 0 | 0 | 0 | 0 | 0 |  | 0 | 0 | 0 | 0 | 0 | 0 | 0 | 0 | 3.5 | 0 | 0 | 0 | 0 | 0 |  | 0 | 0 | 0 | 0 | 0 | 0 | 0 | 0 | 3.5 | 0 | 0 | 0 | 0 | 0 | 1
PG&E GBA | Miller | 115 | 0 | 0 | 0 | 0 | 0 | 0 | 0 | 0 | 0 | 0 | 0 | 0 | 0 | 0 | 0 |  | 0 | 0 | 0 | 0 | 0 | 0 | 0 | 0 | 0 | 0 | 0 | 0 | 0 | 0 |  | 0 | 0 | 0 | 0 | 0 | 0 | 0 | 0 | 0 | 0 | 0 | 0 | 0 | 0 |  | 0 | 0 | 0 | 0 | 0 | 0 | 0 | 0 | 0 | 0 | 0 | 0 | 0 | 0 | 0 | [14 empty] | 0 | 0 | 0 | 0 | 0 | 0 | 0 | 0 | 0 | 0 | 0 | 0 | 0 | 0 |  | 0 | 0 | 0 | 0 | 0 | 0 | 0 | 0 | 0 | 0 | 0 | 0 | 0 | 0 |  | 0 | 0 | 0 | 0 | 0 | 0 | 0 | 0 | 0 | 0 | 0 | 0 | 0 | 0 | 0
SCE Metro | Mira Loma | 230 | 0 | 0 | 0 | 0 | 0 | 0 | 0 | 0 | 0 | 0 | 0 | 0 | 0 | 0 | 0 |  | 0 | 0 | 0 | 0 | 0 | 0 | 0 | 0 | 0 | 0 | 0 | 100 | 100 | 0 |  | 0 | 0 | 0 | 0 | 0 | 0 | 0 | 0 | 0 | 0 | 0 | 100 | 100 | 0 |  | 0 | 0 | 0 | 0 | 0 | 0 | 0 | 0 | 0 | 0 | 0 | 100 | 100 | 0 | 1 | [12 empty] | 100 |  | 0 | 0 | 0 | 0 | 0 | 0 | 0 | 0 | 0 | 0 | 0 | 100 | 200 | 0 |  | 0 | 0 | 0 | 0 | 0 | 0 | 0 | 0 | 0 | 0 | 0 | 100 | 200 | 0 |  | 0 | 0 | 0 | 0 | 0 | 0 | 0 | 0 | 0 | 0 | 0 | 100 | 200 | 0 | 1
SCE Metro | Mira Loma | 500 | 0 | 0 | 0 | 0 | 0 | 0 | 0 | 0 | 0 | 0 | 0 | 0 | 0 | 0 | 0 |  | 0 | 0 | 0 | 0 | 0 | 0 | 0 | 0 | 0 | 0 | 0 | 0 | 0 | 0 |  | 0 | 0 | 0 | 0 | 0 | 0 | 0 | 0 | 0 | 0 | 0 | 0 | 0 | 0 |  | 0 | 0 | 0 | 0 | 0 | 0 | 0 | 0 | 0 | 0 | 0 | 0 | 0 | 0 | 0 | [14 empty] | 0 | 0 | 0 | 0 | 0 | 0 | 0 | 0 | 0 | 0 | 0 | 0 | 0 | 0 |  | 0 | 0 | 0 | 0 | 0 | 0 | 0 | 0 | 0 | 0 | 0 | 0 | 0 | 0 |  | 0 | 0 | 0 | 0 | 0 | 0 | 0 | 0 | 0 | 0 | 0 | 0 | 0 | 0 | 0
SCE Eastern | Mirage | 115 | 0 | 0 | 0 | 0 | 0 | 0 | 0 | 0 | 0 | 0 | 0 | 0 | 0 | 0 | 0 |  | 0 | 0 | 0 | 0 | 0 | 0 | 0 | 0 | 0 | 0 | 0 | 0 | 0 | 0 |  | 0 | 0 | 0 | 0 | 0 | 0 | 0 | 0 | 0 | 0 | 0 | 0 | 0 | 0 |  | 0 | 0 | 0 | 0 | 0 | 0 | 0 | 0 | 0 | 0 | 0 | 0 | 0 | 0 | 0 | [14 empty] | 0 | 0 | 0 | 0 | 0 | 0 | 0 | 0 | 0 | 0 | 0 | 0 | 0 | 0 |  | 0 | 0 | 0 | 0 | 0 | 0 | 0 | 0 | 0 | 0 | 0 | 0 | 0 | 0 |  | 0 | 0 | 0 | 0 | 0 | 0 | 0 | 0 | 0 | 0 | 0 | 0 | 0 | 0 | 0
SCE Eastern | Mirage | 230 | 0 | 0 | 0 | 0 | 0 | 0 | 0 | 0 | 0 | 0 | 100 | 150 | 0 | 0 | 1 |  | 500 | 0 | 0 | 0 | 0 | 0 | 0 | 0 | 0 | 0 | 0 | 0 | 0 | 0 |  | 500 | 0 | 0 | 0 | 0 | 0 | 0 | 0 | 0 | 0 | 0 | 0 | 0 | 0 |  | 500 | 0 | 0 | 0 | 0 | 0 | 0 | 0 | 0 | 0 | 100 | 150 | 0 | 0 | 1 | [14 empty] | 500 | 0 | 0 | 0 | 0 | 0 | 0 | 0 | 0 | 0 | 0 | 0 | 0 | 0 |  | 500 | 0 | 0 | 0 | 0 | 0 | 0 | 0 | 0 | 0 | 0 | 0 | 0 | 0 |  | 500 | 0 | 0 | 0 | 0 | 0 | 0 | 0 | 0 | 0 | 100 | 150 | 0 | 0 | 1
SDGE | Mission | 138 | 0 | 0 | 0 | 0 | 0 | 0 | 0 | 0 | 0 | 0 | 0 | 0 | 0 | 0 | 0 |  | 0 | 0 | 0 | 0 | 0 | 0 | 0 | 0 | 0 | 0 | 0 | 0 | 0 | 0 |  | 0 | 0 | 0 | 0 | 0 | 0 | 0 | 0 | 0 | 0 | 0 | 0 | 0 | 0 |  | 0 | 0 | 0 | 0 | 0 | 0 | 0 | 0 | 0 | 0 | 0 | 0 | 0 | 0 | 0 | [14 empty] | 0 | 0 | 0 | 0 | 0 | 0 | 0 | 0 | 0 | 0 | 0 | 0 | 0 | 0 |  | 0 | 0 | 0 | 0 | 0 | 0 | 0 | 0 | 0 | 0 | 0 | 0 | 0 | 0 |  | 0 | 0 | 0 | 0 | 0 | 0 | 0 | 0 | 0 | 0 | 0 | 0 | 0 | 0 | 0
SDGE | Mission | 230 | 0 | 0 | 0 | 0 | 0 | 0 | 0 | 0 | 0 | 0 | 0 | 0 | 0 | 0 | 0 |  | 0 | 0 | 0 | 0 | 0 | 0 | 0 | 0 | 0 | 0 | 0 | 0 | 0 | 0 |  | 0 | 0 | 0 | 0 | 0 | 0 | 0 | 0 | 0 | 0 | 0 | 0 | 0 | 0 |  | 0 | 0 | 0 | 0 | 0 | 0 | 0 | 0 | 0 | 0 | 0 | 0 | 0 | 0 | 0 | [14 empty] | 0 | 0 | 0 | 0 | 0 | 0 | 0 | 0 | 0 | 0 | 0 | 0 | 0 | 0 |  | 0 | 0 | 0 | 0 | 0 | 0 | 0 | 0 | 0 | 0 | 0 | 0 | 0 | 0 |  | 0 | 0 | 0 | 0 | 0 | 0 | 0 | 0 | 0 | 0 | 0 | 0 | 0 | 0 | 0
SDGE | Mission | 69 | 0 | 0 | 0 | 0 | 0 | 0 | 0 | 0 | 0 | 0 | 0 | 0 | 0 | 0 | 0 |  | 0 | 0 | 0 | 0 | 0 | 0 | 0 | 0 | 0 | 0 | 0 | 0 | 0 | 0 |  | 0 | 0 | 0 | 0 | 0 | 0 | 0 | 0 | 0 | 0 | 0 | 0 | 0 | 0 |  | 0 | 0 | 0 | 0 | 0 | 0 | 0 | 0 | 0 | 0 | 0 | 0 | 0 | 0 | 0 | [14 empty] | 0 | 0 | 0 | 0 | 0 | 0 | 0 | 0 | 0 | 0 | 0 | 0 | 0 | 0 |  | 0 | 0 | 0 | 0 | 0 | 0 | 0 | 0 | 0 | 0 | 0 | 0 | 0 | 0 |  | 0 | 0 | 0 | 0 | 0 | 0 | 0 | 0 | 0 | 0 | 0 | 0 | 0 | 0 | 0
PG&E GBA | Mi-Wuk | 115 | 0 | 0 | 0 | 0 | 0 | 0 | 0 | 0 | 0 | 0 | 0 | 0 | 0 | 0 | 0 |  | 0 | 0 | 0 | 0 | 0 | 0 | 0 | 0 | 0 | 0 | 0 | 0 | 0 | 0 |  | 0 | 0 | 0 | 0 | 0 | 0 | 0 | 0 | 0 | 0 | 0 | 0 | 0 | 0 |  | 0 | 0 | 0 | 0 | 0 | 0 | 0 | 0 | 0 | 0 | 0 | 0 | 0 | 0 | 0 | [14 empty] | 0 | 0 | 0 | 0 | 0 | 0 | 0 | 0 | 0 | 0 | 0 | 0 | 0 | 0 |  | 0 | 0 | 0 | 0 | 0 | 0 | 0 | 0 | 0 | 0 | 0 | 0 | 0 | 0 |  | 0 | 0 | 0 | 0 | 0 | 0 | 0 | 0 | 0 | 0 | 0 | 0 | 0 | 0 | 0
EOP | Mohave | 500 | 0 | 0 | 0 | 0 | 0 | 0 | 0 | 0 | 0 | 0 | 0 | 0 | 0 | 0 | 0 |  | 0 | 0 | 492 | 126.5 | 0 | 0 | 0 | 0 | 0 | 0 | 600 | 0 | 300 | 0 |  | 0 | 0 | 492 | 126.5 | 0 | 0 | 0 | 0 | 0 | 0 | 600 | 0 | 300 | 0 |  | 0 | 0 | 492 | 126.5 | 0 | 0 | 0 | 0 | 0 | 0 | 600 | 0 | 300 | 0 | 1 | [9 empty] | 300 | 300 |  | 125 |  | 0 | 0 | 492 | 126.5 | 0 | 0 | 0 | 0 | 0 | 300 | 900 | 0 | 425 | 0 |  | 0 | 0 | 492 | 126.5 | 0 | 0 | 0 | 0 | 0 | 300 | 900 | 0 | 425 | 0 |  | 0 | 0 | 492 | 126.5 | 0 | 0 | 0 | 0 | 0 | 300 | 900 | 0 | 425 | 0 | 1
PG&E NGBA | Monroe | 115 | 0 | 0 | 0 | 0 | 0 | 0 | 0 | 0 | 0 | 0 | 0 | 0 | 0 | 0 | 0 |  | 0 | 0 | 0 | 0 | 0 | 0 | 0 | 0 | 0 | 0 | 0 | 0 | 0 | 0 |  | 0 | 0 | 0 | 0 | 0 | 0 | 0 | 0 | 0 | 0 | 0 | 0 | 0 | 0 |  | 0 | 0 | 0 | 0 | 0 | 0 | 0 | 0 | 0 | 0 | 0 | 0 | 0 | 0 | 0 | [14 empty] | 0 | 0 | 0 | 0 | 0 | 0 | 0 | 0 | 0 | 0 | 0 | 0 | 0 | 0 |  | 0 | 0 | 0 | 0 | 0 | 0 | 0 | 0 | 0 | 0 | 0 | 0 | 0 | 0 |  | 0 | 0 | 0 | 0 | 0 | 0 | 0 | 0 | 0 | 0 | 0 | 0 | 0 | 0 | 0
SDGE | Monserate | 69 | 0 | 0 | 0 | 0 | 0 | 0 | 0 | 0 | 0 | 0 | 0 | 0 | 0 | 0 | 0 |  | 0 | 0 | 0 | 0 | 0 | 0 | 0 | 0 | 0 | 0 | 0 | 0 | 0 | 0 |  | 0 | 0 | 0 | 0 | 0 | 0 | 0 | 0 | 0 | 0 | 0 | 0 | 0 | 0 |  | 0 | 0 | 0 | 0 | 0 | 0 | 0 | 0 | 0 | 0 | 0 | 0 | 0 | 0 | 0 | [14 empty] | 0 | 0 | 0 | 0 | 0 | 0 | 0 | 0 | 0 | 0 | 0 | 0 | 0 | 0 |  | 0 | 0 | 0 | 0 | 0 | 0 | 0 | 0 | 0 | 0 | 0 | 0 | 0 | 0 |  | 0 | 0 | 0 | 0 | 0 | 0 | 0 | 0 | 0 | 0 | 0 | 0 | 0 | 0 | 0
PG&E GBA | Monta Vista | 115 | 0 | 0 | 0 | 0 | 0 | 0 | 0 | 0 | 0 | 0 | 0 | 0 | 0 | 0 | 0 |  | 0 | 0 | 0 | 0 | 0 | 0 | 0 | 0 | 0 | 0 | 0 | 0 | 0 | 0 |  | 0 | 0 | 0 | 0 | 0 | 0 | 0 | 0 | 0 | 0 | 0 | 0 | 0 | 0 |  | 0 | 0 | 0 | 0 | 0 | 0 | 0 | 0 | 0 | 0 | 0 | 0 | 0 | 0 | 0 | [14 empty] | 0 | 0 | 0 | 0 | 0 | 0 | 0 | 0 | 0 | 0 | 0 | 0 | 0 | 0 |  | 0 | 0 | 0 | 0 | 0 | 0 | 0 | 0 | 0 | 0 | 0 | 0 | 0 | 0 |  | 0 | 0 | 0 | 0 | 0 | 0 | 0 | 0 | 0 | 0 | 0 | 0 | 0 | 0 | 0
PG&E GBA | Monta Vista | 230 | 0 | 0 | 0 | 0 | 0 | 0 | 0 | 0 | 0 | 0 | 0 | 0 | 0 | 0 | 0 |  | 0 | 0 | 0 | 0 | 0 | 0 | 0 | 0 | 0 | 0 | 0 | 0 | 0 | 0 |  | 0 | 0 | 0 | 0 | 0 | 0 | 0 | 0 | 0 | 0 | 0 | 0 | 0 | 0 |  | 0 | 0 | 0 | 0 | 0 | 0 | 0 | 0 | 0 | 0 | 0 | 0 | 0 | 0 | 0 | [14 empty] | 0 | 0 | 0 | 0 | 0 | 0 | 0 | 0 | 0 | 0 | 0 | 0 | 0 | 0 |  | 0 | 0 | 0 | 0 | 0 | 0 | 0 | 0 | 0 | 0 | 0 | 0 | 0 | 0 |  | 0 | 0 | 0 | 0 | 0 | 0 | 0 | 0 | 0 | 0 | 0 | 0 | 0 | 0 | 0
PG&E GBA | Monta Vista | 60 | 0 | 0 | 0 | 0 | 0 | 0 | 0 | 0 | 0 | 0 | 0 | 0 | 0 | 0 | 0 |  | 0 | 0 | 0 | 0 | 0 | 0 | 0 | 0 | 0 | 0 | 0 | 0 | 0 | 0 |  | 0 | 0 | 0 | 0 | 0 | 0 | 0 | 0 | 0 | 0 | 0 | 0 | 0 | 0 |  | 0 | 0 | 0 | 0 | 0 | 0 | 0 | 0 | 0 | 0 | 0 | 0 | 0 | 0 | 0 | [14 empty] | 0 | 0 | 0 | 0 | 0 | 0 | 0 | 0 | 0 | 0 | 0 | 0 | 0 | 0 |  | 0 | 0 | 0 | 0 | 0 | 0 | 0 | 0 | 0 | 0 | 0 | 0 | 0 | 0 |  | 0 | 0 | 0 | 0 | 0 | 0 | 0 | 0 | 0 | 0 | 0 | 0 | 0 | 0 | 0
PG&E NGBA | Monticello | 115 | 0 | 0 | 0 | 0 | 0 | 0 | 0 | 0 | 0 | 0 | 0 | 0 | 0 | 0 | 0 |  | 0 | 0 | 0 | 0 | 0 | 0 | 0 | 0 | 0 | 0 | 0 | 0 | 0 | 0 |  | 0 | 0 | 0 | 0 | 0 | 0 | 0 | 0 | 0 | 0 | 0 | 0 | 0 | 0 |  | 0 | 0 | 0 | 0 | 0 | 0 | 0 | 0 | 0 | 0 | 0 | 0 | 0 | 0 | 0 | [14 empty] | 0 | 0 | 0 | 0 | 0 | 0 | 0 | 0 | 0 | 0 | 0 | 0 | 0 | 0 |  | 0 | 0 | 0 | 0 | 0 | 0 | 0 | 0 | 0 | 0 | 0 | 0 | 0 | 0 |  | 0 | 0 | 0 | 0 | 0 | 0 | 0 | 0 | 0 | 0 | 0 | 0 | 0 | 0 | 0
SCE Northern | Moorpark | 230 | 0 | 0 | 0 | 0 | 0 | 0 | 0 | 0 | 0 | 0 | 0 | 350 | 0 | 0 | 1 |  | 0 | 0 | 0 | 0 | 0 | 0 | 0 | 0 | 0 | 0 | 0 | 0 | 0 | 0 |  | 0 | 0 | 0 | 0 | 0 | 0 | 0 | 0 | 0 | 0 | 0 | 0 | 0 | 0 |  | 0 | 0 | 0 | 0 | 0 | 0 | 0 | 0 | 0 | 0 | 0 | 350 | 0 | 0 | 1 | [12 empty] | 150 |  | 0 | 0 | 0 | 0 | 0 | 0 | 0 | 0 | 0 | 0 | 0 | 0 | 150 | 0 |  | 0 | 0 | 0 | 0 | 0 | 0 | 0 | 0 | 0 | 0 | 0 | 0 | 150 | 0 |  | 0 | 0 | 0 | 0 | 0 | 0 | 0 | 0 | 0 | 0 | 0 | 350 | 150 | 0 | 1
SCE Northern | Moorpark | 66 | 0 | 0 | 0 | 0 | 0 | 0 | 0 | 0 | 0 | 0 | 0 | 0 | 0 | 0 | 0 |  | 0 | 0 | 0 | 0 | 0 | 0 | 0 | 0 | 0 | 0 | 0 | 0 | 0 | 0 |  | 0 | 0 | 0 | 0 | 0 | 0 | 0 | 0 | 0 | 0 | 0 | 0 | 0 | 0 |  | 0 | 0 | 0 | 0 | 0 | 0 | 0 | 0 | 0 | 0 | 0 | 0 | 0 | 0 | 0 | [14 empty] | 0 | 0 | 0 | 0 | 0 | 0 | 0 | 0 | 0 | 0 | 0 | 0 | 0 | 0 |  | 0 | 0 | 0 | 0 | 0 | 0 | 0 | 0 | 0 | 0 | 0 | 0 | 0 | 0 |  | 0 | 0 | 0 | 0 | 0 | 0 | 0 | 0 | 0 | 0 | 0 | 0 | 0 | 0 | 0
PG&E GBA | Moraga | 115 | 0 | 0 | 0 | 0 | 0 | 0 | 0 | 0 | 0 | 0 | 0 | 0 | 0 | 0 | 0 |  | 0 | 0 | 0 | 0 | 0 | 0 | 0 | 0 | 0 | 0 | 0 | 0 | 0 | 0 |  | 0 | 0 | 0 | 0 | 0 | 0 | 0 | 0 | 0 | 0 | 0 | 0 | 0 | 0 |  | 0 | 0 | 0 | 0 | 0 | 0 | 0 | 0 | 0 | 0 | 0 | 0 | 0 | 0 | 0 | [14 empty] | 0 | 0 | 0 | 0 | 0 | 0 | 0 | 0 | 0 | 0 | 0 | 0 | 0 | 0 |  | 0 | 0 | 0 | 0 | 0 | 0 | 0 | 0 | 0 | 0 | 0 | 0 | 0 | 0 |  | 0 | 0 | 0 | 0 | 0 | 0 | 0 | 0 | 0 | 0 | 0 | 0 | 0 | 0 | 0
PG&E GBA | Moraga | 230 | 0 | 0 | 0 | 0 | 0 | 0 | 0 | 0 | 0 | 0 | 0 | 0 | 0 | 0 | 0 |  | 0 | 0 | 0 | 0 | 0 | 0 | 0 | 0 | 0 | 0 | 0 | 0 | 0 | 0 |  | 0 | 0 | 0 | 0 | 0 | 0 | 0 | 0 | 0 | 0 | 0 | 0 | 0 | 0 |  | 0 | 0 | 0 | 0 | 0 | 0 | 0 | 0 | 0 | 0 | 0 | 0 | 0 | 0 | 0 | [14 empty] | 0 | 0 | 0 | 0 | 0 | 0 | 0 | 0 | 0 | 0 | 0 | 0 | 0 | 0 |  | 0 | 0 | 0 | 0 | 0 | 0 | 0 | 0 | 0 | 0 | 0 | 0 | 0 | 0 |  | 0 | 0 | 0 | 0 | 0 | 0 | 0 | 0 | 0 | 0 | 0 | 0 | 0 | 0 | 0
PG&E GBA | Morgan Hill | 115 | 0 | 0 | 0 | 0 | 0 | 0 | 0 | 0 | 0 | 0 | 0 | 0 | 0 | 0 | 0 |  | 0 | 0 | 0 | 0 | 0 | 0 | 0 | 0 | 0 | 0 | 0 | 0 | 0 | 0 |  | 0 | 0 | 0 | 0 | 0 | 0 | 0 | 0 | 0 | 0 | 0 | 0 | 0 | 0 |  | 0 | 0 | 0 | 0 | 0 | 0 | 0 | 0 | 0 | 0 | 0 | 0 | 0 | 0 | 0 | [14 empty] | 0 | 0 | 0 | 0 | 0 | 0 | 0 | 0 | 0 | 0 | 0 | 0 | 0 | 0 |  | 0 | 0 | 0 | 0 | 0 | 0 | 0 | 0 | 0 | 0 | 0 | 0 | 0 | 0 |  | 0 | 0 | 0 | 0 | 0 | 0 | 0 | 0 | 0 | 0 | 0 | 0 | 0 | 0 | 0
PG&E KERN | Morro Bay | 115 | 0 | 0 | 0 | 0 | 0 | 0 | 0 | 0 | 0 | 0 | 0 | 0 | 0 | 0 | 0 |  | 0 | 0 | 0 | 0 | 0 | 0 | 0 | 0 | 0 | 0 | 0 | 0 | 0 | 0 |  | 0 | 0 | 0 | 0 | 0 | 0 | 0 | 0 | 0 | 0 | 0 | 0 | 0 | 0 |  | 0 | 0 | 0 | 0 | 0 | 0 | 0 | 0 | 0 | 0 | 0 | 0 | 0 | 0 | 0 | [14 empty] | 0 | 0 | 0 | 0 | 0 | 0 | 0 | 0 | 0 | 0 | 0 | 0 | 0 | 0 |  | 0 | 0 | 0 | 0 | 0 | 0 | 0 | 0 | 0 | 0 | 0 | 0 | 0 | 0 |  | 0 | 0 | 0 | 0 | 0 | 0 | 0 | 0 | 0 | 0 | 0 | 0 | 0 | 0 | 0
PG&E KERN | Morro Bay | 230 | 0 | 0 | 0 | 0 | 0 | 0 | 0 | 0 | 0 | 0 | 0 | 0 | 0 | 0 | 0 |  | 0 | 0 | 0 | 0 | 0 | 0 | 0 | 0 | 0 | 0 | 0 | 0 | 0 | 0 |  | 0 | 0 | 0 | 0 | 0 | 0 | 0 | 0 | 0 | 0 | 0 | 0 | 0 | 0 |  | 0 | 0 | 0 | 0 | 0 | 0 | 0 | 0 | 0 | 0 | 0 | 0 | 0 | 0 | 0 | [14 empty] | 0 | 0 | 0 | 0 | 0 | 0 | 0 | 0 | 0 | 0 | 0 | 0 | 0 | 0 |  | 0 | 0 | 0 | 0 | 0 | 0 | 0 | 0 | 0 | 0 | 0 | 0 | 0 | 0 |  | 0 | 0 | 0 | 0 | 0 | 0 | 0 | 0 | 0 | 0 | 0 | 0 | 0 | 0 | 0
PG&E KERN | Morro Bay | 500 | 0 | 0 | 0 | 0 | 0 | 0 | 0 | 0 | 0 | 0 | 0 | 0 | 0 | 0 | 0 |  | 0 | 0 | 0 | 0 | 0 | 0 | 0 | 0 | 0 | 0 | 0 | 0 | 0 | 0 |  | 0 | 0 | 0 | 0 | 0 | 0 | 0 | 0 | 0 | 0 | 0 | 0 | 0 | 0 |  | 0 | 0 | 0 | 0 | 0 | 0 | 0 | 0 | 0 | 0 | 0 | 0 | 0 | 0 | 0 | [14 empty] | 0 | 0 | 0 | 0 | 0 | 0 | 0 | 0 | 0 | 0 | 0 | 0 | 0 | 0 |  | 0 | 0 | 0 | 0 | 0 | 0 | 0 | 0 | 0 | 0 | 0 | 0 | 0 | 0 |  | 0 | 0 | 0 | 0 | 0 | 0 | 0 | 0 | 0 | 0 | 0 | 0 | 0 | 0 | 0
PG&E GBA | Moss Landing | 115 | 0 | 0 | 0 | 0 | 0 | 0 | 0 | 0 | 0 | 0 | 0 | 0 | 0 | 0 | 0 |  | 0 | 0 | 0 | 0 | 0 | 0 | 0 | 0 | 0 | 0 | 0 | 0 | 0 | 0 |  | 0 | 0 | 0 | 0 | 0 | 0 | 0 | 0 | 0 | 0 | 0 | 0 | 0 | 0 |  | 0 | 0 | 0 | 0 | 0 | 0 | 0 | 0 | 0 | 0 | 0 | 0 | 0 | 0 | 0 | [14 empty] | 0 | 0 | 0 | 0 | 0 | 0 | 0 | 0 | 0 | 0 | 0 | 0 | 0 | 0 |  | 0 | 0 | 0 | 0 | 0 | 0 | 0 | 0 | 0 | 0 | 0 | 0 | 0 | 0 |  | 0 | 0 | 0 | 0 | 0 | 0 | 0 | 0 | 0 | 0 | 0 | 0 | 0 | 0 | 0
PG&E GBA | Moss Landing | 230 | 0 | 0 | 0 | 0 | 0 | 0 | 0 | 0 | 0 | 0 | 0 | 0 | 0 | 0 | 0 |  | 0 | 0 | 0 | 0 | 0 | 0 | 0 | 0 | 0 | 0 | 0 | 0 | 0 | 0 |  | 0 | 0 | 0 | 0 | 0 | 0 | 0 | 0 | 0 | 0 | 0 | 0 | 0 | 0 |  | 0 | 0 | 0 | 0 | 0 | 0 | 0 | 0 | 0 | 0 | 0 | 0 | 0 | 0 | 0 | [14 empty] | 0 | 0 | 0 | 0 | 0 | 0 | 0 | 0 | 0 | 0 | 0 | 0 | 0 | 0 |  | 0 | 0 | 0 | 0 | 0 | 0 | 0 | 0 | 0 | 0 | 0 | 0 | 0 | 0 |  | 0 | 0 | 0 | 0 | 0 | 0 | 0 | 0 | 0 | 0 | 0 | 0 | 0 | 0 | 0
PG&E GBA | Moss Landing | 500 | 0 | 0 | 0 | 0 | 0 | 0 | 0 | 0 | 0 | 0 | 0 | 0 | 0 | 0 | 0 |  | 0 | 0 | 0 | 0 | 0 | 0 | 0 | 0 | 0 | 0 | 0 | 0 | 0 | 0 |  | 0 | 0 | 0 | 0 | 0 | 0 | 0 | 0 | 0 | 0 | 0 | 0 | 0 | 0 |  | 0 | 0 | 0 | 0 | 0 | 0 | 0 | 0 | 0 | 0 | 0 | 0 | 0 | 0 | 0 | [12 empty] | 400 |  | 0 | 0 | 0 | 0 | 0 | 0 | 0 | 0 | 0 | 0 | 0 | 0 | 400 | 0 |  | 0 | 0 | 0 | 0 | 0 | 0 | 0 | 0 | 0 | 0 | 0 | 0 | 400 | 0 |  | 0 | 0 | 0 | 0 | 0 | 0 | 0 | 0 | 0 | 0 | 0 | 0 | 400 | 0 | 1
EOP | Mountain Pass | 115 | 0 | 0 | 0 | 0 | 0 | 0 | 0 | 0 | 0 | 0 | 0 | 0 | 0 | 0 | 0 |  | 0 | 0 | 0 | 0 | 0 | 0 | 0 | 0 | 0 | 0 | 0 | 0 | 0 | 0 |  | 0 | 0 | 0 | 0 | 0 | 0 | 0 | 0 | 0 | 0 | 0 | 0 | 0 | 0 |  | 0 | 0 | 0 | 0 | 0 | 0 | 0 | 0 | 0 | 0 | 0 | 0 | 0 | 0 | 0 | [14 empty] | 0 | 0 | 0 | 0 | 0 | 0 | 0 | 0 | 0 | 0 | 0 | 0 | 0 | 0 |  | 0 | 0 | 0 | 0 | 0 | 0 | 0 | 0 | 0 | 0 | 0 | 0 | 0 | 0 |  | 0 | 0 | 0 | 0 | 0 | 0 | 0 | 0 | 0 | 0 | 0 | 0 | 0 | 0 | 0
PG&E GBA | Mountain View | 115 | 0 | 0 | 0 | 0 | 0 | 0 | 0 | 0 | 0 | 0 | 0 | 0 | 0 | 0 | 0 |  | 0 | 0 | 0 | 0 | 0 | 0 | 0 | 0 | 0 | 0 | 0 | 0 | 0 | 0 |  | 0 | 0 | 0 | 0 | 0 | 0 | 0 | 0 | 0 | 0 | 0 | 0 | 0 | 0 |  | 0 | 0 | 0 | 0 | 0 | 0 | 0 | 0 | 0 | 0 | 0 | 0 | 0 | 0 | 0 | [14 empty] | 0 | 0 | 0 | 0 | 0 | 0 | 0 | 0 | 0 | 0 | 0 | 0 | 0 | 0 |  | 0 | 0 | 0 | 0 | 0 | 0 | 0 | 0 | 0 | 0 | 0 | 0 | 0 | 0 |  | 0 | 0 | 0 | 0 | 0 | 0 | 0 | 0 | 0 | 0 | 0 | 0 | 0 | 0 | 0
PG&E GBA | Mt Eden | 115 | 0 | 0 | 0 | 0 | 0 | 0 | 0 | 0 | 0 | 0 | 0 | 0 | 0 | 0 | 0 |  | 0 | 0 | 0 | 0 | 0 | 0 | 0 | 0 | 0 | 0 | 0 | 0 | 0 | 0 |  | 0 | 0 | 0 | 0 | 0 | 0 | 0 | 0 | 0 | 0 | 0 | 0 | 0 | 0 |  | 0 | 0 | 0 | 0 | 0 | 0 | 0 | 0 | 0 | 0 | 0 | 0 | 0 | 0 | 0 | [14 empty] | 0 | 0 | 0 | 0 | 0 | 0 | 0 | 0 | 0 | 0 | 0 | 0 | 0 | 0 |  | 0 | 0 | 0 | 0 | 0 | 0 | 0 | 0 | 0 | 0 | 0 | 0 | 0 | 0 |  | 0 | 0 | 0 | 0 | 0 | 0 | 0 | 0 | 0 | 0 | 0 | 0 | 0 | 0 | 0
PG&E KERN | Mt Poso | 115 | 0 | 0 | 0 | 0 | 0 | 0 | 0 | 0 | 0 | 0 | 0 | 0 | 0 | 0 | 0 |  | 0 | 0 | 0 | 0 | 0 | 0 | 0 | 0 | 0 | 0 | 0 | 0 | 0 | 0 |  | 0 | 0 | 0 | 0 | 0 | 0 | 0 | 0 | 0 | 0 | 0 | 0 | 0 | 0 |  | 0 | 0 | 0 | 0 | 0 | 0 | 0 | 0 | 0 | 0 | 0 | 0 | 0 | 0 | 0 | [14 empty] | 0 | 0 | 0 | 0 | 0 | 0 | 0 | 0 | 0 | 0 | 0 | 0 | 0 | 0 |  | 0 | 0 | 0 | 0 | 0 | 0 | 0 | 0 | 0 | 0 | 0 | 0 | 0 | 0 |  | 0 | 0 | 0 | 0 | 0 | 0 | 0 | 0 | 0 | 0 | 0 | 0 | 0 | 0 | 0
SDGE | Murray | 69 | 0 | 0 | 0 | 0 | 0 | 0 | 0 | 0 | 0 | 0 | 0 | 9 | 0 | 0 | 1 |  | 0 | 0 | 0 | 0 | 0 | 0 | 0 | 0 | 0 | 0 | 0 | 0 | 0 | 0 |  | 0 | 0 | 0 | 0 | 0 | 0 | 0 | 0 | 0 | 0 | 0 | 0 | 0 | 0 |  | 0 | 0 | 0 | 0 | 0 | 0 | 0 | 0 | 0 | 0 | 0 | 9 | 0 | 0 | 1 | [14 empty] | 0 | 0 | 0 | 0 | 0 | 0 | 0 | 0 | 0 | 0 | 0 | 0 | 0 | 0 |  | 0 | 0 | 0 | 0 | 0 | 0 | 0 | 0 | 0 | 0 | 0 | 0 | 0 | 0 |  | 0 | 0 | 0 | 0 | 0 | 0 | 0 | 0 | 0 | 0 | 0 | 9 | 0 | 0 | 1
PG&E FRESNO | Mustang | 230 | 0 | 0 | 0 | 0 | 0 | 0 | 0 | 0 | 0 | 106.5 | 0 | 0 | 0 | 0 | 1 |  | 0 | 0 | 0 | 0 | 0 | 0 | 0 | 0 | 0 | 25 | 175 | 0 | 60 | 0 |  | 0 | 0 | 0 | 0 | 0 | 0 | 0 | 0 | 0 | 25 | 175 | 0 | 60 | 0 |  | 0 | 0 | 0 | 0 | 0 | 0 | 0 | 0 | 0 | 131.5 | 175 | 0 | 60 | 0 | 1 | [9 empty] | 100 | 250 |  | 90 |  | 0 | 0 | 0 | 0 | 0 | 0 | 0 | 0 | 0 | 125 | 425 | 0 | 150 | 0 |  | 0 | 0 | 0 | 0 | 0 | 0 | 0 | 0 | 0 | 125 | 425 | 0 | 150 | 0 |  | 0 | 0 | 0 | 0 | 0 | 0 | 0 | 0 | 0 | 231.5 | 425 | 0 | 150 | 0 | 1
SCE Northern | Neenach | 66 | 0 | 0 | 0 | 0 | 0 | 0 | 0 | 0 | 0 | 0 | 0 | 0 | 0 | 0 | 0 |  | 0 | 0 | 0 | 0 | 0 | 0 | 0 | 0 | 0 | 0 | 0 | 0 | 0 | 0 |  | 0 | 0 | 0 | 0 | 0 | 0 | 0 | 0 | 0 | 0 | 0 | 0 | 0 | 0 |  | 0 | 0 | 0 | 0 | 0 | 0 | 0 | 0 | 0 | 0 | 0 | 0 | 0 | 0 | 0 | [14 empty] | 0 | 0 | 0 | 0 | 0 | 0 | 0 | 0 | 0 | 0 | 0 | 0 | 0 | 0 |  | 0 | 0 | 0 | 0 | 0 | 0 | 0 | 0 | 0 | 0 | 0 | 0 | 0 | 0 |  | 0 | 0 | 0 | 0 | 0 | 0 | 0 | 0 | 0 | 0 | 0 | 0 | 0 | 0 | 0
PG&E KERN | New Sub - Gates - Midway (Proposed) | 230 | 0 | 0 | 0 | 0 | 0 | 0 | 0 | 0 | 0 | 0 | 440 | 238.5 | 0 | 0 | 1 |  | 0 | 0 | 0 | 0 | 0 | 0 | 0 | 0 | 0 | 0 | 0 | 0 | 0 | 0 |  | 0 | 0 | 0 | 0 | 0 | 0 | 0 | 0 | 0 | 0 | 0 | 0 | 0 | 0 |  | 0 | 0 | 0 | 0 | 0 | 0 | 0 | 0 | 0 | 0 | 440 | 238.5 | 0 | 0 | 1 | [9 empty] | 300 | 400 |  | 200 |  | 0 | 0 | 0 | 0 | 0 | 0 | 0 | 0 | 0 | 300 | 400 | 0 | 200 | 0 |  | 0 | 0 | 0 | 0 | 0 | 0 | 0 | 0 | 0 | 300 | 400 | 0 | 200 | 0 |  | 0 | 0 | 0 | 0 | 0 | 0 | 0 | 0 | 0 | 300 | 840 | 238.5 | 200 | 0 | 1
PG&E KERN | New Sub - Gates - Templeton (Proposed) | 230 | 0 | 0 | 0 | 0 | 0 | 0 | 0 | 0 | 0 | 0 | 0 | 0 | 0 | 0 | 0 |  | 0 | 0 | 0 | 0 | 0 | 0 | 0 | 0 | 0 | 0 | 0 | 0 | 0 | 0 |  | 0 | 0 | 0 | 0 | 0 | 0 | 0 | 0 | 0 | 0 | 0 | 0 | 0 | 0 |  | 0 | 0 | 0 | 0 | 0 | 0 | 0 | 0 | 0 | 0 | 0 | 0 | 0 | 0 | 0 | [9 empty] | 100 | 200 |  | 80 |  | 0 | 0 | 0 | 0 | 0 | 0 | 0 | 0 | 0 | 100 | 200 | 0 | 80 | 0 |  | 0 | 0 | 0 | 0 | 0 | 0 | 0 | 0 | 0 | 100 | 200 | 0 | 80 | 0 |  | 0 | 0 | 0 | 0 | 0 | 0 | 0 | 0 | 0 | 100 | 200 | 0 | 80 | 0 | 1
SCE NOL | New Sub - Kramer - Lugo (Proposed) | 230 | 0 | 0 | 0 | 0 | 0 | 0 | 0 | 0 | 0 | 0 | 0 | 0 | 0 | 0 | 0 |  | 0 | 0 | 0 | 0 | 0 | 0 | 0 | 0 | 0 | 0 | 0 | 0 | 0 | 0 |  | 0 | 0 | 0 | 0 | 0 | 0 | 0 | 0 | 0 | 0 | 0 | 0 | 0 | 0 |  | 0 | 0 | 0 | 0 | 0 | 0 | 0 | 0 | 0 | 0 | 0 | 0 | 0 | 0 | 0 | [14 empty] | 0 | 0 | 0 | 0 | 0 | 0 | 0 | 0 | 0 | 0 | 0 | 0 | 0 | 0 |  | 0 | 0 | 0 | 0 | 0 | 0 | 0 | 0 | 0 | 0 | 0 | 0 | 0 | 0 |  | 0 | 0 | 0 | 0 | 0 | 0 | 0 | 0 | 0 | 0 | 0 | 0 | 0 | 0 | 0
PG&E FRESNO | New Sub - Los Banos - Midway (Proposed) | 500 | 0 | 0 | 0 | 0 | 0 | 0 | 0 | 0 | 0 | 0 | 0 | 0 | 0 | 0 | 0 |  | 0 | 0 | 0 | 0 | 0 | 0 | 0 | 0 | 0 | 0 | 0 | 0 | 0 | 0 |  | 0 | 0 | 0 | 0 | 0 | 0 | 0 | 0 | 0 | 0 | 0 | 0 | 0 | 0 |  | 0 | 0 | 0 | 0 | 0 | 0 | 0 | 0 | 0 | 0 | 0 | 0 | 0 | 0 | 0 | [9 empty] | 250 | 450 |  | 175 |  | 0 | 0 | 0 | 0 | 0 | 0 | 0 | 0 | 0 | 250 | 450 | 0 | 175 | 0 |  | 0 | 0 | 0 | 0 | 0 | 0 | 0 | 0 | 0 | 250 | 450 | 0 | 175 | 0 |  | 0 | 0 | 0 | 0 | 0 | 0 | 0 | 0 | 0 | 250 | 450 | 0 | 175 | 0 | 1
SCE NOL | New Sub - Lugo - Pisgah (Proposed) | 230 | 0 | 0 | 0 | 0 | 0 | 0 | 0 | 0 | 0 | 0 | 0 | 0 | 0 | 0 | 0 |  | 0 | 0 | 150 | 0 | 0 | 0 | 0 | 0 | 0 | 0 | 0 | 0 | 0 | 0 |  | 0 | 0 | 150 | 0 | 0 | 0 | 0 | 0 | 0 | 0 | 0 | 0 | 0 | 0 |  | 0 | 0 | 150 | 0 | 0 | 0 | 0 | 0 | 0 | 0 | 0 | 0 | 0 | 0 | 1 | [14 empty] | 0 | 0 | 150 | 0 | 0 | 0 | 0 | 0 | 0 | 0 | 0 | 0 | 0 | 0 |  | 0 | 0 | 150 | 0 | 0 | 0 | 0 | 0 | 0 | 0 | 0 | 0 | 0 | 0 |  | 0 | 0 | 150 | 0 | 0 | 0 | 0 | 0 | 0 | 0 | 0 | 0 | 0 | 0 | 1
PG&E KERN | New Sub - Midway - Wheeler Ridge (Proposed) | 230 | 0 | 0 | 0 | 0 | 0 | 0 | 0 | 0 | 0 | 0 | 150 | 92 | 0 | 0 | 1 |  | 0 | 0 | 0 | 0 | 0 | 0 | 0 | 0 | 0 | 0 | 0 | 0 | 0 | 0 |  | 0 | 0 | 0 | 0 | 0 | 0 | 0 | 0 | 0 | 0 | 0 | 0 | 0 | 0 |  | 0 | 0 | 0 | 0 | 0 | 0 | 0 | 0 | 0 | 0 | 150 | 92 | 0 | 0 | 1 | [9 empty] | 150 | 150 |  |  |  | 0 | 0 | 0 | 0 | 0 | 0 | 0 | 0 | 0 | 150 | 150 | 0 | 0 | 0 |  | 0 | 0 | 0 | 0 | 0 | 0 | 0 | 0 | 0 | 150 | 150 | 0 | 0 | 0 |  | 0 | 0 | 0 | 0 | 0 | 0 | 0 | 0 | 0 | 150 | 300 | 92 | 0 | 0 | 1
PG&E NGBA | New Sub - Near existing Leavitt (PSREC) | 345 | 0 | 0 | 0 | 0 | 0 | 0 | 0 | 0 | 0 | 0 | 0 | 0 | 0 | 0 | 0 |  | 0 | 0 | 300 | 0 | 0 | 0 | 0 | 0 | 0 | 0 | 0 | 0 | 0 | 0 |  | 0 | 0 | 300 | 0 | 0 | 0 | 0 | 0 | 0 | 0 | 0 | 0 | 0 | 0 |  | 0 | 0 | 300 | 0 | 0 | 0 | 0 | 0 | 0 | 0 | 0 | 0 | 0 | 0 | 1 | [14 empty] | 0 | 0 | 300 | 0 | 0 | 0 | 0 | 0 | 0 | 0 | 0 | 0 | 0 | 0 |  | 0 | 0 | 300 | 0 | 0 | 0 | 0 | 0 | 0 | 0 | 0 | 0 | 0 | 0 |  | 0 | 0 | 300 | 0 | 0 | 0 | 0 | 0 | 0 | 0 | 0 | 0 | 0 | 0 | 1
PG&E NGBA | New Sub - Near existing Madeline (NVE) | 345 | 0 | 0 | 0 | 0 | 0 | 0 | 0 | 0 | 0 | 0 | 0 | 0 | 0 | 0 | 0 |  | 0 | 0 | 700 | 0 | 0 | 0 | 0 | 0 | 0 | 0 | 0 | 0 | 0 | 0 |  | 0 | 0 | 700 | 0 | 0 | 0 | 0 | 0 | 0 | 0 | 0 | 0 | 0 | 0 |  | 0 | 0 | 700 | 0 | 0 | 0 | 0 | 0 | 0 | 0 | 0 | 0 | 0 | 0 | 1 | [14 empty] | 0 | 0 | 700 | 0 | 0 | 0 | 0 | 0 | 0 | 0 | 0 | 0 | 0 | 0 |  | 0 | 0 | 700 | 0 | 0 | 0 | 0 | 0 | 0 | 0 | 0 | 0 | 0 | 0 |  | 0 | 0 | 700 | 0 | 0 | 0 | 0 | 0 | 0 | 0 | 0 | 0 | 0 | 0 | 1
SDGE | New Sub - North Gila - IV (Proposed) | 500 | 0 | 0 | 0 | 0 | 0 | 0 | 0 | 0 | 0 | 0 | 0 | 0 | 0 | 0 | 0 |  | 0 | 0 | 0 | 0 | 0 | 0 | 0 | 0 | 0 | 0 | 0 | 0 | 0 | 0 |  | 0 | 0 | 0 | 0 | 0 | 0 | 0 | 0 | 0 | 0 | 0 | 0 | 0 | 0 |  | 0 | 0 | 0 | 0 | 0 | 0 | 0 | 0 | 0 | 0 | 0 | 0 | 0 | 0 | 0 | [9 empty] | 200 | 500 |  | 200 |  | 0 | 0 | 0 | 0 | 0 | 0 | 0 | 0 | 0 | 200 | 500 | 0 | 200 | 0 |  | 0 | 0 | 0 | 0 | 0 | 0 | 0 | 0 | 0 | 200 | 500 | 0 | 200 | 0 |  | 0 | 0 | 0 | 0 | 0 | 0 | 0 | 0 | 0 | 200 | 500 | 0 | 200 | 0 | 1
PG&E NGBA | New Sub - Pit 1 - Cottonwood (Proposed) | 230 | 0 | 0 | 0 | 0 | 0 | 0 | 0 | 0 | 0 | 0 | 0 | 0 | 0 | 0 | 0 |  | 0 | 0 | 200 | 6 | 0 | 0 | 0 | 0 | 0 | 0 | 0 | 0 | 0 | 0 |  | 0 | 0 | 200 | 6 | 0 | 0 | 0 | 0 | 0 | 0 | 0 | 0 | 0 | 0 |  | 0 | 0 | 200 | 6 | 0 | 0 | 0 | 0 | 0 | 0 | 0 | 0 | 0 | 0 | 1 | [14 empty] | 0 | 0 | 200 | 6 | 0 | 0 | 0 | 0 | 0 | 0 | 0 | 0 | 0 | 0 |  | 0 | 0 | 200 | 6 | 0 | 0 | 0 | 0 | 0 | 0 | 0 | 0 | 0 | 0 |  | 0 | 0 | 200 | 6 | 0 | 0 | 0 | 0 | 0 | 0 | 0 | 0 | 0 | 0 | 1
PG&E GBA | New Sub - Rancho Seco - Bellota (Proposed) | 230 | 0 | 0 | 0 | 0 | 0 | 0 | 0 | 0 | 0 | 0 | 0 | 0 | 0 | 0 | 0 |  | 0 | 0 | 0 | 0 | 0 | 0 | 0 | 0 | 0 | 0 | 0 | 0 | 0 | 0 |  | 0 | 0 | 0 | 0 | 0 | 0 | 0 | 0 | 0 | 0 | 0 | 0 | 0 | 0 |  | 0 | 0 | 0 | 0 | 0 | 0 | 0 | 0 | 0 | 0 | 0 | 0 | 0 | 0 | 0 | [14 empty] | 0 | 0 | 0 | 0 | 0 | 0 | 0 | 0 | 0 | 0 | 0 | 0 | 0 | 0 |  | 0 | 0 | 0 | 0 | 0 | 0 | 0 | 0 | 0 | 0 | 0 | 0 | 0 | 0 |  | 0 | 0 | 0 | 0 | 0 | 0 | 0 | 0 | 0 | 0 | 0 | 0 | 0 | 0 | 0
SDGE | New Sub - Suncrest - Ocotillo (Proposed) | 500 | 0 | 0 | 0 | 0 | 0 | 0 | 0 | 0 | 0 | 0 | 0 | 0 | 0 | 0 | 0 |  | 0 | 0 | 300 | 100 | 0 | 0 | 0 | 0 | 0 | 0 | 0 | 0 | 0 | 0 |  | 0 | 0 | 300 | 100 | 0 | 0 | 0 | 0 | 0 | 0 | 0 | 0 | 0 | 0 |  | 0 | 0 | 300 | 100 | 0 | 0 | 0 | 0 | 0 | 0 | 0 | 0 | 0 | 0 | 1 | [14 empty] | 0 | 0 | 300 | 100 | 0 | 0 | 0 | 0 | 0 | 0 | 0 | 0 | 0 | 0 |  | 0 | 0 | 300 | 100 | 0 | 0 | 0 | 0 | 0 | 0 | 0 | 0 | 0 | 0 |  | 0 | 0 | 300 | 100 | 0 | 0 | 0 | 0 | 0 | 0 | 0 | 0 | 0 | 0 | 1
PG&E FRESNO | New Sub - Westley - Quinto (Proposed) | 230 | 0 | 0 | 0 | 0 | 0 | 0 | 0 | 0 | 0 | 0 | 0 | 0 | 0 | 0 | 0 |  | 0 | 0 | 0 | 0 | 0 | 0 | 0 | 0 | 0 | 0 | 0 | 0 | 0 | 0 |  | 0 | 0 | 0 | 0 | 0 | 0 | 0 | 0 | 0 | 0 | 0 | 0 | 0 | 0 |  | 0 | 0 | 0 | 0 | 0 | 0 | 0 | 0 | 0 | 0 | 0 | 0 | 0 | 0 | 0 | [14 empty] | 0 | 0 | 0 | 0 | 0 | 0 | 0 | 0 | 0 | 0 | 0 | 0 | 0 | 0 |  | 0 | 0 | 0 | 0 | 0 | 0 | 0 | 0 | 0 | 0 | 0 | 0 | 0 | 0 |  | 0 | 0 | 0 | 0 | 0 | 0 | 0 | 0 | 0 | 0 | 0 | 0 | 0 | 0 | 0
PG&E GBA | Newark | 115 | 0 | 0 | 0 | 0 | 0 | 0 | 0 | 0 | 0 | 0 | 0 | 0 | 0 | 0 | 0 |  | 0 | 1 | 0 | 0 | 0 | 0 | 0 | 0 | 0 | 0 | 0 | 0 | 0 | 0 |  | 0 | 1 | 0 | 0 | 0 | 0 | 0 | 0 | 0 | 0 | 0 | 0 | 0 | 0 |  | 0 | 1 | 0 | 0 | 0 | 0 | 0 | 0 | 0 | 0 | 0 | 0 | 0 | 0 | 1 | [14 empty] | 0 | 1 | 0 | 0 | 0 | 0 | 0 | 0 | 0 | 0 | 0 | 0 | 0 | 0 |  | 0 | 1 | 0 | 0 | 0 | 0 | 0 | 0 | 0 | 0 | 0 | 0 | 0 | 0 |  | 0 | 1 | 0 | 0 | 0 | 0 | 0 | 0 | 0 | 0 | 0 | 0 | 0 | 0 | 1
PG&E GBA | Newark | 230 | 0 | 0 | 0 | 0 | 0 | 0 | 0 | 0 | 0 | 0 | 0 | 0 | 0 | 0 | 0 |  | 0 | 0 | 0 | 0 | 0 | 0 | 0 | 0 | 0 | 0 | 0 | 0 | 0 | 0 |  | 0 | 0 | 0 | 0 | 0 | 0 | 0 | 0 | 0 | 0 | 0 | 0 | 0 | 0 |  | 0 | 0 | 0 | 0 | 0 | 0 | 0 | 0 | 0 | 0 | 0 | 0 | 0 | 0 | 0 | [14 empty] | 0 | 0 | 0 | 0 | 0 | 0 | 0 | 0 | 0 | 0 | 0 | 0 | 0 | 0 |  | 0 | 0 | 0 | 0 | 0 | 0 | 0 | 0 | 0 | 0 | 0 | 0 | 0 | 0 |  | 0 | 0 | 0 | 0 | 0 | 0 | 0 | 0 | 0 | 0 | 0 | 0 | 0 | 0 | 0
PG&E GBA | Newark | 60 | 0 | 0 | 0 | 0 | 0 | 0 | 0 | 0 | 0 | 0 | 0 | 0 | 0 | 0 | 0 |  | 0 | 0 | 0 | 0 | 0 | 0 | 0 | 0 | 2.5 | 0 | 0 | 0 | 0 | 0 |  | 0 | 0 | 0 | 0 | 0 | 0 | 0 | 0 | 2.5 | 0 | 0 | 0 | 0 | 0 |  | 0 | 0 | 0 | 0 | 0 | 0 | 0 | 0 | 2.5 | 0 | 0 | 0 | 0 | 0 | 1 | [14 empty] | 0 | 0 | 0 | 0 | 0 | 0 | 0 | 0 | 2.5 | 0 | 0 | 0 | 0 | 0 |  | 0 | 0 | 0 | 0 | 0 | 0 | 0 | 0 | 2.5 | 0 | 0 | 0 | 0 | 0 |  | 0 | 0 | 0 | 0 | 0 | 0 | 0 | 0 | 2.5 | 0 | 0 | 0 | 0 | 0 | 1
PG&E FRESNO | Newhall | 115 | 0 | 0 | 0 | 0 | 0 | 0 | 0 | 0 | 0 | 0 | 0 | 0 | 0 | 0 | 0 |  | 0 | 0 | 0 | 0 | 0 | 0 | 0 | 0 | 0 | 0 | 0 | 0 | 0 | 0 |  | 0 | 0 | 0 | 0 | 0 | 0 | 0 | 0 | 0 | 0 | 0 | 0 | 0 | 0 |  | 0 | 0 | 0 | 0 | 0 | 0 | 0 | 0 | 0 | 0 | 0 | 0 | 0 | 0 | 0 | [14 empty] | 0 | 0 | 0 | 0 | 0 | 0 | 0 | 0 | 0 | 0 | 0 | 0 | 0 | 0 |  | 0 | 0 | 0 | 0 | 0 | 0 | 0 | 0 | 0 | 0 | 0 | 0 | 0 | 0 |  | 0 | 0 | 0 | 0 | 0 | 0 | 0 | 0 | 0 | 0 | 0 | 0 | 0 | 0 | 0
PG&E KERN | Norco | 115 | 0 | 0 | 0 | 0 | 0 | 0 | 0 | 0 | 0 | 0 | 0 | 0 | 0 | 0 | 0 |  | 0 | 2.2 | 0 | 0 | 0 | 0 | 0 | 0 | 0 | 0 | 0 | 0 | 0 | 0 |  | 0 | 2.2 | 0 | 0 | 0 | 0 | 0 | 0 | 0 | 0 | 0 | 0 | 0 | 0 |  | 0 | 2.2 | 0 | 0 | 0 | 0 | 0 | 0 | 0 | 0 | 0 | 0 | 0 | 0 | 1 | [14 empty] | 0 | 2.2 | 0 | 0 | 0 | 0 | 0 | 0 | 0 | 0 | 0 | 0 | 0 | 0 |  | 0 | 2.2 | 0 | 0 | 0 | 0 | 0 | 0 | 0 | 0 | 0 | 0 | 0 | 0 |  | 0 | 2.2 | 0 | 0 | 0 | 0 | 0 | 0 | 0 | 0 | 0 | 0 | 0 | 0 | 1
PG&E GBA | Nortech | 115 | 0 | 0 | 0 | 0 | 0 | 0 | 0 | 0 | 0 | 0 | 0 | 0 | 0 | 0 | 0 |  | 0 | 0 | 0 | 0 | 0 | 0 | 0 | 0 | 0 | 0 | 0 | 0 | 0 | 0 |  | 0 | 0 | 0 | 0 | 0 | 0 | 0 | 0 | 0 | 0 | 0 | 0 | 0 | 0 |  | 0 | 0 | 0 | 0 | 0 | 0 | 0 | 0 | 0 | 0 | 0 | 0 | 0 | 0 | 0 | [14 empty] | 0 | 0 | 0 | 0 | 0 | 0 | 0 | 0 | 0 | 0 | 0 | 0 | 0 | 0 |  | 0 | 0 | 0 | 0 | 0 | 0 | 0 | 0 | 0 | 0 | 0 | 0 | 0 | 0 |  | 0 | 0 | 0 | 0 | 0 | 0 | 0 | 0 | 0 | 0 | 0 | 0 | 0 | 0 | 0
SDGE | North City Metering | 138 | 0 | 0 | 0 | 0 | 0 | 0 | 0 | 0 | 0 | 0 | 0 | 0 | 0 | 0 | 0 |  | 0 | 0 | 0 | 0 | 0 | 0 | 0 | 0 | 0 | 0 | 0 | 0 | 0 | 0 |  | 0 | 0 | 0 | 0 | 0 | 0 | 0 | 0 | 0 | 0 | 0 | 0 | 0 | 0 |  | 0 | 0 | 0 | 0 | 0 | 0 | 0 | 0 | 0 | 0 | 0 | 0 | 0 | 0 | 0 | [14 empty] | 0 | 0 | 0 | 0 | 0 | 0 | 0 | 0 | 0 | 0 | 0 | 0 | 0 | 0 |  | 0 | 0 | 0 | 0 | 0 | 0 | 0 | 0 | 0 | 0 | 0 | 0 | 0 | 0 |  | 0 | 0 | 0 | 0 | 0 | 0 | 0 | 0 | 0 | 0 | 0 | 0 | 0 | 0 | 0
PG&E GBA | North Dublin | 230 | 0 | 0 | 0 | 0 | 0 | 0 | 0 | 0 | 0 | 0 | 0 | 0 | 0 | 0 | 0 |  | 0 | 0 | 0 | 0 | 0 | 0 | 0 | 0 | 0 | 0 | 0 | 0 | 0 | 0 |  | 0 | 0 | 0 | 0 | 0 | 0 | 0 | 0 | 0 | 0 | 0 | 0 | 0 | 0 |  | 0 | 0 | 0 | 0 | 0 | 0 | 0 | 0 | 0 | 0 | 0 | 0 | 0 | 0 | 0 | [14 empty] | 0 | 0 | 0 | 0 | 0 | 0 | 0 | 0 | 0 | 0 | 0 | 0 | 0 | 0 |  | 0 | 0 | 0 | 0 | 0 | 0 | 0 | 0 | 0 | 0 | 0 | 0 | 0 | 0 |  | 0 | 0 | 0 | 0 | 0 | 0 | 0 | 0 | 0 | 0 | 0 | 0 | 0 | 0 | 0
SDGE | North Gila | 500 | 0 | 0 | 0 | 0 | 0 | 0 | 0 | 0 | 0 | 0 | 0 | 0 | 0 | 0 | 0 |  | 0 | 0 | 0 | 0 | 0 | 0 | 0 | 0 | 0 | 0 | 0 | 0 | 0 | 0 |  | 0 | 0 | 0 | 0 | 0 | 0 | 0 | 0 | 0 | 0 | 0 | 0 | 0 | 0 |  | 0 | 0 | 0 | 0 | 0 | 0 | 0 | 0 | 0 | 0 | 0 | 0 | 0 | 0 | 0 | [14 empty] | 0 | 0 | 0 | 0 | 0 | 0 | 0 | 0 | 0 | 0 | 0 | 0 | 0 | 0 |  | 0 | 0 | 0 | 0 | 0 | 0 | 0 | 0 | 0 | 0 | 0 | 0 | 0 | 0 |  | 0 | 0 | 0 | 0 | 0 | 0 | 0 | 0 | 0 | 0 | 0 | 0 | 0 | 0 | 0
SCE Metro | North of SONGS | 230 | 0 | 0 | 0 | 0 | 0 | 0 | 0 | 0 | 0 | 0 | 0 | 0 | 0 | 0 | 0 |  | 0 | 0 | 0 | 0 | 0 | 0 | 0 | 0 | 0 | 0 | 0 | 0 | 0 | 0 |  | 0 | 0 | 0 | 0 | 0 | 0 | 0 | 0 | 0 | 0 | 0 | 0 | 0 | 0 |  | 0 | 0 | 0 | 0 | 0 | 0 | 0 | 0 | 0 | 0 | 0 | 0 | 0 | 0 | 0 | [14 empty] | 0 | 0 | 0 | 0 | 0 | 0 | 0 | 0 | 0 | 0 | 0 | 0 | 0 | 0 |  | 0 | 0 | 0 | 0 | 0 | 0 | 0 | 0 | 0 | 0 | 0 | 0 | 0 | 0 |  | 0 | 0 | 0 | 0 | 0 | 0 | 0 | 0 | 0 | 0 | 0 | 0 | 0 | 0 | 0
SCE Metro | North of SONGS | 500 | 0 | 0 | 0 | 0 | 0 | 0 | 0 | 0 | 0 | 0 | 0 | 0 | 0 | 0 | 0 |  | 0 | 0 | 0 | 0 | 0 | 0 | 0 | 0 | 0 | 0 | 0 | 0 | 0 | 0 |  | 0 | 0 | 0 | 0 | 0 | 0 | 0 | 0 | 0 | 0 | 0 | 0 | 0 | 0 |  | 0 | 0 | 0 | 0 | 0 | 0 | 0 | 0 | 0 | 0 | 0 | 0 | 0 | 0 | 0 | [14 empty] | 0 | 0 | 0 | 0 | 0 | 0 | 0 | 0 | 0 | 0 | 0 | 0 | 0 | 0 |  | 0 | 0 | 0 | 0 | 0 | 0 | 0 | 0 | 0 | 0 | 0 | 0 | 0 | 0 |  | 0 | 0 | 0 | 0 | 0 | 0 | 0 | 0 | 0 | 0 | 0 | 0 | 0 | 0 | 0
PG&E NGBA | Notre Dame | 115 | 0 | 0 | 0 | 0 | 0 | 0 | 0 | 0 | 0 | 0 | 0 | 0 | 0 | 0 | 0 |  | 0 | 0 | 0 | 0 | 0 | 0 | 0 | 0 | 0 | 0 | 0 | 0 | 0 | 0 |  | 0 | 0 | 0 | 0 | 0 | 0 | 0 | 0 | 0 | 0 | 0 | 0 | 0 | 0 |  | 0 | 0 | 0 | 0 | 0 | 0 | 0 | 0 | 0 | 0 | 0 | 0 | 0 | 0 | 0 | [14 empty] | 0 | 0 | 0 | 0 | 0 | 0 | 0 | 0 | 0 | 0 | 0 | 0 | 0 | 0 |  | 0 | 0 | 0 | 0 | 0 | 0 | 0 | 0 | 0 | 0 | 0 | 0 | 0 | 0 |  | 0 | 0 | 0 | 0 | 0 | 0 | 0 | 0 | 0 | 0 | 0 | 0 | 0 | 0 | 0
PG&E GBA | Oakland C | 115 | 0 | 0 | 0 | 0 | 0 | 0 | 0 | 0 | 0 | 0 | 0 | 0 | 0 | 0 | 0 |  | 0 | 0 | 0 | 0 | 0 | 0 | 0 | 0 | 0 | 0 | 0 | 0 | 0 | 0 |  | 0 | 0 | 0 | 0 | 0 | 0 | 0 | 0 | 0 | 0 | 0 | 0 | 0 | 0 |  | 0 | 0 | 0 | 0 | 0 | 0 | 0 | 0 | 0 | 0 | 0 | 0 | 0 | 0 | 0 | [12 empty] | 0 |  | 0 | 0 | 0 | 0 | 0 | 0 | 0 | 0 | 0 | 0 | 0 | 0 | 0 | 0 |  | 0 | 0 | 0 | 0 | 0 | 0 | 0 | 0 | 0 | 0 | 0 | 0 | 0 | 0 |  | 0 | 0 | 0 | 0 | 0 | 0 | 0 | 0 | 0 | 0 | 0 | 0 | 0 | 0 | 0
PG&E GBA | Oakland J | 115 | 0 | 0 | 0 | 0 | 0 | 0 | 0 | 0 | 0 | 0 | 0 | 0 | 0 | 0 | 0 |  | 0 | 0 | 0 | 0 | 0 | 0 | 0 | 0 | 0 | 0 | 0 | 0 | 0 | 0 |  | 0 | 0 | 0 | 0 | 0 | 0 | 0 | 0 | 0 | 0 | 0 | 0 | 0 | 0 |  | 0 | 0 | 0 | 0 | 0 | 0 | 0 | 0 | 0 | 0 | 0 | 0 | 0 | 0 | 0 | [14 empty] | 0 | 0 | 0 | 0 | 0 | 0 | 0 | 0 | 0 | 0 | 0 | 0 | 0 | 0 |  | 0 | 0 | 0 | 0 | 0 | 0 | 0 | 0 | 0 | 0 | 0 | 0 | 0 | 0 |  | 0 | 0 | 0 | 0 | 0 | 0 | 0 | 0 | 0 | 0 | 0 | 0 | 0 | 0 | 0
PG&E GBA | Oakland L | 115 | 0 | 0 | 0 | 0 | 0 | 0 | 0 | 0 | 0 | 0 | 0 | 0 | 0 | 0 | 0 |  | 0 | 0 | 0 | 0 | 0 | 0 | 0 | 0 | 0 | 0 | 0 | 0 | 0 | 0 |  | 0 | 0 | 0 | 0 | 0 | 0 | 0 | 0 | 0 | 0 | 0 | 0 | 0 | 0 |  | 0 | 0 | 0 | 0 | 0 | 0 | 0 | 0 | 0 | 0 | 0 | 0 | 0 | 0 | 0 | [14 empty] | 0 | 0 | 0 | 0 | 0 | 0 | 0 | 0 | 0 | 0 | 0 | 0 | 0 | 0 |  | 0 | 0 | 0 | 0 | 0 | 0 | 0 | 0 | 0 | 0 | 0 | 0 | 0 | 0 |  | 0 | 0 | 0 | 0 | 0 | 0 | 0 | 0 | 0 | 0 | 0 | 0 | 0 | 0 | 0
PG&E GBA | Oakland X | 115 | 0 | 0 | 0 | 0 | 0 | 0 | 0 | 0 | 0 | 0 | 0 | 0 | 0 | 0 | 0 |  | 0 | 0 | 0 | 0 | 0 | 0 | 0 | 0 | 0 | 0 | 0 | 0 | 0 | 0 |  | 0 | 0 | 0 | 0 | 0 | 0 | 0 | 0 | 0 | 0 | 0 | 0 | 0 | 0 |  | 0 | 0 | 0 | 0 | 0 | 0 | 0 | 0 | 0 | 0 | 0 | 0 | 0 | 0 | 0 | [14 empty] | 0 | 0 | 0 | 0 | 0 | 0 | 0 | 0 | 0 | 0 | 0 | 0 | 0 | 0 |  | 0 | 0 | 0 | 0 | 0 | 0 | 0 | 0 | 0 | 0 | 0 | 0 | 0 | 0 |  | 0 | 0 | 0 | 0 | 0 | 0 | 0 | 0 | 0 | 0 | 0 | 0 | 0 | 0 | 0
SDGE | Ocean Ranch | 69 | 0 | 0 | 0 | 0 | 0 | 0 | 0 | 0 | 0 | 0 | 0 | 0 | 0 | 0 | 0 |  | 0 | 0 | 0 | 0 | 0 | 0 | 0 | 0 | 0 | 0 | 0 | 0 | 0 | 0 |  | 0 | 0 | 0 | 0 | 0 | 0 | 0 | 0 | 0 | 0 | 0 | 0 | 0 | 0 |  | 0 | 0 | 0 | 0 | 0 | 0 | 0 | 0 | 0 | 0 | 0 | 0 | 0 | 0 | 0 | [14 empty] | 0 | 0 | 0 | 0 | 0 | 0 | 0 | 0 | 0 | 0 | 0 | 0 | 0 | 0 |  | 0 | 0 | 0 | 0 | 0 | 0 | 0 | 0 | 0 | 0 | 0 | 0 | 0 | 0 |  | 0 | 0 | 0 | 0 | 0 | 0 | 0 | 0 | 0 | 0 | 0 | 0 | 0 | 0 | 0
PG&E KERN | Oceano | 115 | 0 | 0 | 0 | 0 | 0 | 0 | 0 | 0 | 0 | 0 | 0 | 0 | 0 | 0 | 0 |  | 0 | 0 | 0 | 0 | 0 | 0 | 0 | 0 | 0 | 0 | 0 | 0 | 0 | 0 |  | 0 | 0 | 0 | 0 | 0 | 0 | 0 | 0 | 0 | 0 | 0 | 0 | 0 | 0 |  | 0 | 0 | 0 | 0 | 0 | 0 | 0 | 0 | 0 | 0 | 0 | 0 | 0 | 0 | 0 | [14 empty] | 0 | 0 | 0 | 0 | 0 | 0 | 0 | 0 | 0 | 0 | 0 | 0 | 0 | 0 |  | 0 | 0 | 0 | 0 | 0 | 0 | 0 | 0 | 0 | 0 | 0 | 0 | 0 | 0 |  | 0 | 0 | 0 | 0 | 0 | 0 | 0 | 0 | 0 | 0 | 0 | 0 | 0 | 0 | 0
SDGE | Ocotillo Express | 500 | 0 | 0 | 0 | 0 | 0 | 0 | 0 | 0 | 0 | 0 | 0 | 0 | 0 | 0 | 0 |  | 0 | 0 | 0 | 0 | 0 | 0 | 0 | 0 | 0 | 0 | 0 | 0 | 0 | 0 |  | 0 | 0 | 0 | 0 | 0 | 0 | 0 | 0 | 0 | 0 | 0 | 0 | 0 | 0 |  | 0 | 0 | 0 | 0 | 0 | 0 | 0 | 0 | 0 | 0 | 0 | 0 | 0 | 0 | 0 | [14 empty] | 0 | 0 | 0 | 0 | 0 | 0 | 0 | 0 | 0 | 0 | 0 | 0 | 0 | 0 |  | 0 | 0 | 0 | 0 | 0 | 0 | 0 | 0 | 0 | 0 | 0 | 0 | 0 | 0 |  | 0 | 0 | 0 | 0 | 0 | 0 | 0 | 0 | 0 | 0 | 0 | 0 | 0 | 0 | 0
PG&E KERN | Old River | 70 | 0 | 0 | 0 | 0 | 0 | 0 | 0 | 0 | 2.4 | 0 | 0 | 0 | 0 | 0 | 1 |  | 0 | 0 | 0 | 0 | 0 | 0 | 0 | 0 | 0 | 0 | 0 | 0 | 0 | 0 |  | 0 | 0 | 0 | 0 | 0 | 0 | 0 | 0 | 0 | 0 | 0 | 0 | 0 | 0 |  | 0 | 0 | 0 | 0 | 0 | 0 | 0 | 0 | 2.4 | 0 | 0 | 0 | 0 | 0 | 1 | [14 empty] | 0 | 0 | 0 | 0 | 0 | 0 | 0 | 0 | 0 | 0 | 0 | 0 | 0 | 0 |  | 0 | 0 | 0 | 0 | 0 | 0 | 0 | 0 | 0 | 0 | 0 | 0 | 0 | 0 |  | 0 | 0 | 0 | 0 | 0 | 0 | 0 | 0 | 2.4 | 0 | 0 | 0 | 0 | 0 | 1
SDGE | Old Town | 230 | 0 | 0 | 0 | 0 | 0 | 0 | 0 | 0 | 0 | 0 | 0 | 0 | 0 | 0 | 0 |  | 0 | 0 | 0 | 0 | 0 | 0 | 0 | 0 | 0 | 0 | 0 | 0 | 0 | 0 |  | 0 | 0 | 0 | 0 | 0 | 0 | 0 | 0 | 0 | 0 | 0 | 0 | 0 | 0 |  | 0 | 0 | 0 | 0 | 0 | 0 | 0 | 0 | 0 | 0 | 0 | 0 | 0 | 0 | 0 | [14 empty] | 0 | 0 | 0 | 0 | 0 | 0 | 0 | 0 | 0 | 0 | 0 | 0 | 0 | 0 |  | 0 | 0 | 0 | 0 | 0 | 0 | 0 | 0 | 0 | 0 | 0 | 0 | 0 | 0 |  | 0 | 0 | 0 | 0 | 0 | 0 | 0 | 0 | 0 | 0 | 0 | 0 | 0 | 0 | 0
SCE Metro | Olinda | 230 | 0 | 0 | 0 | 0 | 0 | 0 | 0 | 0 | 0 | 0 | 0 | 0 | 0 | 0 | 0 |  | 0 | 0 | 0 | 0 | 0 | 0 | 0 | 0 | 0 | 0 | 0 | 0 | 0 | 0 |  | 0 | 0 | 0 | 0 | 0 | 0 | 0 | 0 | 0 | 0 | 0 | 0 | 0 | 0 |  | 0 | 0 | 0 | 0 | 0 | 0 | 0 | 0 | 0 | 0 | 0 | 0 | 0 | 0 | 0 | [14 empty] | 0 | 0 | 0 | 0 | 0 | 0 | 0 | 0 | 0 | 0 | 0 | 0 | 0 | 0 |  | 0 | 0 | 0 | 0 | 0 | 0 | 0 | 0 | 0 | 0 | 0 | 0 | 0 | 0 |  | 0 | 0 | 0 | 0 | 0 | 0 | 0 | 0 | 0 | 0 | 0 | 0 | 0 | 0 | 0
PG&E FRESNO | Olive | 115 | 0 | 0 | 0 | 0 | 0 | 0 | 0 | 0 | 0 | 40 | 0 | 20 | 0 | 0 | 1 |  | 0 | 0 | 0 | 0 | 0 | 0 | 0 | 0 | 0 | 0 | 0 | 0 | 0 | 0 |  | 0 | 0 | 0 | 0 | 0 | 0 | 0 | 0 | 0 | 0 | 0 | 0 | 0 | 0 |  | 0 | 0 | 0 | 0 | 0 | 0 | 0 | 0 | 0 | 40 | 0 | 20 | 0 | 0 | 1 | [14 empty] | 0 | 0 | 0 | 0 | 0 | 0 | 0 | 0 | 0 | 0 | 0 | 0 | 0 | 0 |  | 0 | 0 | 0 | 0 | 0 | 0 | 0 | 0 | 0 | 0 | 0 | 0 | 0 | 0 |  | 0 | 0 | 0 | 0 | 0 | 0 | 0 | 0 | 0 | 40 | 0 | 20 | 0 | 0 | 1
PG&E NGBA | Olivehurst | 115 | 0 | 0 | 0 | 0 | 0 | 0 | 0 | 0 | 0 | 0 | 0 | 0 | 0 | 0 | 0 |  | 0 | 0 | 0 | 0 | 0 | 0 | 0 | 0 | 0 | 0 | 0 | 0 | 0 | 0 |  | 0 | 0 | 0 | 0 | 0 | 0 | 0 | 0 | 0 | 0 | 0 | 0 | 0 | 0 |  | 0 | 0 | 0 | 0 | 0 | 0 | 0 | 0 | 0 | 0 | 0 | 0 | 0 | 0 | 0 | [14 empty] | 0 | 0 | 0 | 0 | 0 | 0 | 0 | 0 | 0 | 0 | 0 | 0 | 0 | 0 |  | 0 | 0 | 0 | 0 | 0 | 0 | 0 | 0 | 0 | 0 | 0 | 0 | 0 | 0 |  | 0 | 0 | 0 | 0 | 0 | 0 | 0 | 0 | 0 | 0 | 0 | 0 | 0 | 0 | 0
PG&E NGBA | Oregon Trail | 60 | 0 | 0 | 0 | 0 | 0 | 0 | 0 | 0 | 0 | 0 | 0 | 0 | 0 | 0 | 0 |  | 0 | 0 | 0 | 0 | 0 | 0 | 0 | 0 | 0 | 0 | 0 | 0 | 0 | 0 |  | 0 | 0 | 0 | 0 | 0 | 0 | 0 | 0 | 0 | 0 | 0 | 0 | 0 | 0 |  | 0 | 0 | 0 | 0 | 0 | 0 | 0 | 0 | 0 | 0 | 0 | 0 | 0 | 0 | 0 | [14 empty] | 0 | 0 | 0 | 0 | 0 | 0 | 0 | 0 | 0 | 0 | 0 | 0 | 0 | 0 |  | 0 | 0 | 0 | 0 | 0 | 0 | 0 | 0 | 0 | 0 | 0 | 0 | 0 | 0 |  | 0 | 0 | 0 | 0 | 0 | 0 | 0 | 0 | 0 | 0 | 0 | 0 | 0 | 0 | 0
SCE Northern | Ormond Beach | 230 | 0 | 0 | 0 | 0 | 0 | 0 | 0 | 0 | 0 | 0 | 0 | 0 | 0 | 0 | 0 |  | 0 | 0 | 0 | 0 | 0 | 0 | 0 | 0 | 0 | 0 | 0 | 0 | 0 | 0 |  | 0 | 0 | 0 | 0 | 0 | 0 | 0 | 0 | 0 | 0 | 0 | 0 | 0 | 0 |  | 0 | 0 | 0 | 0 | 0 | 0 | 0 | 0 | 0 | 0 | 0 | 0 | 0 | 0 | 0 | [14 empty] | 0 | 0 | 0 | 0 | 0 | 0 | 0 | 0 | 0 | 0 | 0 | 0 | 0 | 0 |  | 0 | 0 | 0 | 0 | 0 | 0 | 0 | 0 | 0 | 0 | 0 | 0 | 0 | 0 |  | 0 | 0 | 0 | 0 | 0 | 0 | 0 | 0 | 0 | 0 | 0 | 0 | 0 | 0 | 0
PG&E FRESNO | Oro Loma | 115 | 0 | 0 | 0 | 0 | 0 | 0 | 0 | 0 | 0 | 0 | 0 | 0 | 0 | 0 | 0 |  | 0 | 0 | 0 | 0 | 0 | 0 | 0 | 0 | 0 | 0 | 0 | 0 | 0 | 0 |  | 0 | 0 | 0 | 0 | 0 | 0 | 0 | 0 | 0 | 0 | 0 | 0 | 0 | 0 |  | 0 | 0 | 0 | 0 | 0 | 0 | 0 | 0 | 0 | 0 | 0 | 0 | 0 | 0 | 0 | [14 empty] | 0 | 0 | 0 | 0 | 0 | 0 | 0 | 0 | 0 | 0 | 0 | 0 | 0 | 0 |  | 0 | 0 | 0 | 0 | 0 | 0 | 0 | 0 | 0 | 0 | 0 | 0 | 0 | 0 |  | 0 | 0 | 0 | 0 | 0 | 0 | 0 | 0 | 0 | 0 | 0 | 0 | 0 | 0 | 0
PG&E FRESNO | Oro Loma | 70 | 0 | 0 | 0 | 0 | 0 | 0 | 0 | 0 | 5 | 0 | 0 | 0 | 0 | 0 | 1 |  | 0 | 0 | 0 | 0 | 0 | 0 | 0 | 0 | 0 | 0 | 0 | 0 | 0 | 0 |  | 0 | 0 | 0 | 0 | 0 | 0 | 0 | 0 | 0 | 0 | 0 | 0 | 0 | 0 |  | 0 | 0 | 0 | 0 | 0 | 0 | 0 | 0 | 5 | 0 | 0 | 0 | 0 | 0 | 1 | [14 empty] | 0 | 0 | 0 | 0 | 0 | 0 | 0 | 0 | 0 | 0 | 0 | 0 | 0 | 0 |  | 0 | 0 | 0 | 0 | 0 | 0 | 0 | 0 | 0 | 0 | 0 | 0 | 0 | 0 |  | 0 | 0 | 0 | 0 | 0 | 0 | 0 | 0 | 5 | 0 | 0 | 0 | 0 | 0 | 1
PG&E FRESNO | Orosi | 70 | 0 | 0 | 0 | 0 | 0 | 0 | 0 | 0 | 0 | 0 | 0 | 0 | 0 | 0 | 0 |  | 0 | 0 | 0 | 0 | 0 | 0 | 0 | 0 | 0 | 0 | 0 | 0 | 0 | 0 |  | 0 | 0 | 0 | 0 | 0 | 0 | 0 | 0 | 0 | 0 | 0 | 0 | 0 | 0 |  | 0 | 0 | 0 | 0 | 0 | 0 | 0 | 0 | 0 | 0 | 0 | 0 | 0 | 0 | 0 | [14 empty] | 0 | 0 | 0 | 0 | 0 | 0 | 0 | 0 | 0 | 0 | 0 | 0 | 0 | 0 |  | 0 | 0 | 0 | 0 | 0 | 0 | 0 | 0 | 0 | 0 | 0 | 0 | 0 | 0 |  | 0 | 0 | 0 | 0 | 0 | 0 | 0 | 0 | 0 | 0 | 0 | 0 | 0 | 0 | 0
SDGE | Otay | 69 | 0 | 0 | 0 | 0 | 0 | 0 | 0 | 0 | 0 | 0 | 0 | 49.7 | 0 | 0 | 1 |  | 0 | 0 | 0 | 0 | 0 | 0 | 0 | 0 | 0 | 0 | 0 | 0 | 0 | 0 |  | 0 | 0 | 0 | 0 | 0 | 0 | 0 | 0 | 0 | 0 | 0 | 0 | 0 | 0 |  | 0 | 0 | 0 | 0 | 0 | 0 | 0 | 0 | 0 | 0 | 0 | 49.7 | 0 | 0 | 1 | [14 empty] | 0 | 0 | 0 | 0 | 0 | 0 | 0 | 0 | 0 | 0 | 0 | 0 | 0 | 0 |  | 0 | 0 | 0 | 0 | 0 | 0 | 0 | 0 | 0 | 0 | 0 | 0 | 0 | 0 |  | 0 | 0 | 0 | 0 | 0 | 0 | 0 | 0 | 0 | 0 | 0 | 49.7 | 0 | 0 | 1
SDGE | Otay Mesa | 230 | 0 | 0 | 0 | 0 | 0 | 0 | 0 | 0 | 0 | 0 | 0 | 52 | 0 | 0 | 1 |  | 0 | 0 | 0 | 0 | 0 | 0 | 0 | 0 | 0 | 0 | 0 | 0 | 0 | 0 |  | 0 | 0 | 0 | 0 | 0 | 0 | 0 | 0 | 0 | 0 | 0 | 0 | 0 | 0 |  | 0 | 0 | 0 | 0 | 0 | 0 | 0 | 0 | 0 | 0 | 0 | 52 | 0 | 0 | 1 | [14 empty] | 0 | 0 | 0 | 0 | 0 | 0 | 0 | 0 | 0 | 0 | 0 | 0 | 0 | 0 |  | 0 | 0 | 0 | 0 | 0 | 0 | 0 | 0 | 0 | 0 | 0 | 0 | 0 | 0 |  | 0 | 0 | 0 | 0 | 0 | 0 | 0 | 0 | 0 | 0 | 0 | 52 | 0 | 0 | 1
PG&E FRESNO | Padre Flats SW STA | 230 | 0 | 0 | 0 | 0 | 0 | 0 | 0 | 0 | 0 | 0 | 0 | 0 | 0 | 0 | 0 |  | 0 | 0 | 0 | 0 | 0 | 0 | 0 | 0 | 0 | 0 | 0 | 0 | 0 | 0 |  | 0 | 0 | 0 | 0 | 0 | 0 | 0 | 0 | 0 | 0 | 0 | 0 | 0 | 0 |  | 0 | 0 | 0 | 0 | 0 | 0 | 0 | 0 | 0 | 0 | 0 | 0 | 0 | 0 | 0 | [14 empty] | 0 | 0 | 0 | 0 | 0 | 0 | 0 | 0 | 0 | 0 | 0 | 0 | 0 | 0 |  | 0 | 0 | 0 | 0 | 0 | 0 | 0 | 0 | 0 | 0 | 0 | 0 | 0 | 0 |  | 0 | 0 | 0 | 0 | 0 | 0 | 0 | 0 | 0 | 0 | 0 | 0 | 0 | 0 | 0
EOP | Pahrump | 138 | 0 | 0 | 0 | 0 | 0 | 0 | 0 | 0 | 0 | 0 | 0 | 0 | 0 | 0 | 0 |  | 0 | 0 | 0 | 0 | 0 | 0 | 0 | 0 | 0 | 0 | 0 | 0 | 0 | 0 |  | 0 | 0 | 0 | 0 | 0 | 0 | 0 | 0 | 0 | 0 | 0 | 0 | 0 | 0 |  | 0 | 0 | 0 | 0 | 0 | 0 | 0 | 0 | 0 | 0 | 0 | 0 | 0 | 0 | 0 | [14 empty] | 0 | 0 | 0 | 0 | 0 | 0 | 0 | 0 | 0 | 0 | 0 | 0 | 0 | 0 |  | 0 | 0 | 0 | 0 | 0 | 0 | 0 | 0 | 0 | 0 | 0 | 0 | 0 | 0 |  | 0 | 0 | 0 | 0 | 0 | 0 | 0 | 0 | 0 | 0 | 0 | 0 | 0 | 0 | 0
EOP | Pahrump | 230 | 0 | 0 | 0 | 0 | 0 | 0 | 0 | 0 | 0 | 0 | 0 | 0 | 0 | 0 | 0 |  | 0 | 0 | 0 | 0 | 0 | 0 | 0 | 0 | 0 | 0 | 0 | 0 | 0 | 0 |  | 0 | 0 | 0 | 0 | 0 | 0 | 0 | 0 | 0 | 0 | 0 | 0 | 0 | 0 |  | 0 | 0 | 0 | 0 | 0 | 0 | 0 | 0 | 0 | 0 | 0 | 0 | 0 | 0 | 0 | [14 empty] | 0 | 0 | 0 | 0 | 0 | 0 | 0 | 0 | 0 | 0 | 0 | 0 | 0 | 0 |  | 0 | 0 | 0 | 0 | 0 | 0 | 0 | 0 | 0 | 0 | 0 | 0 | 0 | 0 |  | 0 | 0 | 0 | 0 | 0 | 0 | 0 | 0 | 0 | 0 | 0 | 0 | 0 | 0 | 0
SDGE | Pala | 69 | 0 | 0 | 0 | 0 | 0 | 0 | 0 | 0 | 0 | 0 | 0 | 10 | 0 | 0 | 1 |  | 0 | 0 | 0 | 0 | 0 | 0 | 0 | 0 | 0 | 0 | 0 | 0 | 0 | 0 |  | 0 | 0 | 0 | 0 | 0 | 0 | 0 | 0 | 0 | 0 | 0 | 0 | 0 | 0 |  | 0 | 0 | 0 | 0 | 0 | 0 | 0 | 0 | 0 | 0 | 0 | 10 | 0 | 0 | 1 | [14 empty] | 0 | 0 | 0 | 0 | 0 | 0 | 0 | 0 | 0 | 0 | 0 | 0 | 0 | 0 |  | 0 | 0 | 0 | 0 | 0 | 0 | 0 | 0 | 0 | 0 | 0 | 0 | 0 | 0 |  | 0 | 0 | 0 | 0 | 0 | 0 | 0 | 0 | 0 | 0 | 0 | 10 | 0 | 0 | 1
PG&E NGBA | Palermo | 115 | 0 | 0 | 0 | 0 | 0 | 0 | 0 | 0 | 0 | 0 | 0 | 0 | 0 | 0 | 0 |  | 0 | 0 | 0 | 0 | 0 | 0 | 0 | 0 | 0 | 0 | 0 | 0 | 0 | 0 |  | 0 | 0 | 0 | 0 | 0 | 0 | 0 | 0 | 0 | 0 | 0 | 0 | 0 | 0 |  | 0 | 0 | 0 | 0 | 0 | 0 | 0 | 0 | 0 | 0 | 0 | 0 | 0 | 0 | 0 | [14 empty] | 0 | 0 | 0 | 0 | 0 | 0 | 0 | 0 | 0 | 0 | 0 | 0 | 0 | 0 |  | 0 | 0 | 0 | 0 | 0 | 0 | 0 | 0 | 0 | 0 | 0 | 0 | 0 | 0 |  | 0 | 0 | 0 | 0 | 0 | 0 | 0 | 0 | 0 | 0 | 0 | 0 | 0 | 0 | 0
PG&E NGBA | Palermo | 230 | 0 | 0 | 0 | 0 | 0 | 0 | 0 | 0 | 0 | 0 | 0 | 0 | 0 | 0 | 0 |  | 0 | 0 | 0 | 0 | 0 | 0 | 0 | 0 | 0 | 0 | 0 | 0 | 0 | 0 |  | 0 | 0 | 0 | 0 | 0 | 0 | 0 | 0 | 0 | 0 | 0 | 0 | 0 | 0 |  | 0 | 0 | 0 | 0 | 0 | 0 | 0 | 0 | 0 | 0 | 0 | 0 | 0 | 0 | 0 | [14 empty] | 0 | 0 | 0 | 0 | 0 | 0 | 0 | 0 | 0 | 0 | 0 | 0 | 0 | 0 |  | 0 | 0 | 0 | 0 | 0 | 0 | 0 | 0 | 0 | 0 | 0 | 0 | 0 | 0 |  | 0 | 0 | 0 | 0 | 0 | 0 | 0 | 0 | 0 | 0 | 0 | 0 | 0 | 0 | 0
SCE Eastern | Palo Verde | 500 | 0 | 0 | 0 | 0 | 1685 | 0 | 0 | 0 | 0 | 0 | 0 | 0 | 0 | 0 | 1 |  | 0 | 0 | 0 | 0 | 1414 | 0 | 0 | 0 | 0 | 0 | 0 | 0 | 0 | 0 |  | 0 | 0 | 0 | 0 | 1414 | 0 | 0 | 0 | 0 | 0 | 0 | 0 | 0 | 0 |  | 0 | 0 | 0 | 0 | 3099 | 0 | 0 | 0 | 0 | 0 | 0 | 0 | 0 | 0 | 1 | [14 empty] | 0 | 0 | 0 | 0 | 1414 | 0 | 0 | 0 | 0 | 0 | 0 | 0 | 0 | 0 |  | 0 | 0 | 0 | 0 | 1414 | 0 | 0 | 0 | 0 | 0 | 0 | 0 | 0 | 0 |  | 0 | 0 | 0 | 0 | 3099 | 0 | 0 | 0 | 0 | 0 | 0 | 0 | 0 | 0 | 1
SDGE | Palomar Energy | 230 | 0 | 0 | 0 | 0 | 0 | 0 | 0 | 0 | 0 | 0 | 0 | 0 | 0 | 0 | 0 |  | 0 | 0 | 0 | 0 | 0 | 0 | 0 | 0 | 0 | 0 | 0 | 0 | 0 | 0 |  | 0 | 0 | 0 | 0 | 0 | 0 | 0 | 0 | 0 | 0 | 0 | 0 | 0 | 0 |  | 0 | 0 | 0 | 0 | 0 | 0 | 0 | 0 | 0 | 0 | 0 | 0 | 0 | 0 | 0 | [14 empty] | 0 | 0 | 0 | 0 | 0 | 0 | 0 | 0 | 0 | 0 | 0 | 0 | 0 | 0 |  | 0 | 0 | 0 | 0 | 0 | 0 | 0 | 0 | 0 | 0 | 0 | 0 | 0 | 0 |  | 0 | 0 | 0 | 0 | 0 | 0 | 0 | 0 | 0 | 0 | 0 | 0 | 0 | 0 | 0
PG&E KERN | Panama | 70 | 0 | 0 | 0 | 0 | 0 | 0 | 0 | 0 | 0 | 0 | 0 | 0 | 0 | 0 | 0 |  | 0 | 0 | 0 | 0 | 0 | 0 | 0 | 0 | 0 | 0 | 0 | 0 | 0 | 0 |  | 0 | 0 | 0 | 0 | 0 | 0 | 0 | 0 | 0 | 0 | 0 | 0 | 0 | 0 |  | 0 | 0 | 0 | 0 | 0 | 0 | 0 | 0 | 0 | 0 | 0 | 0 | 0 | 0 | 0 | [14 empty] | 0 | 0 | 0 | 0 | 0 | 0 | 0 | 0 | 0 | 0 | 0 | 0 | 0 | 0 |  | 0 | 0 | 0 | 0 | 0 | 0 | 0 | 0 | 0 | 0 | 0 | 0 | 0 | 0 |  | 0 | 0 | 0 | 0 | 0 | 0 | 0 | 0 | 0 | 0 | 0 | 0 | 0 | 0 | 0
PG&E FRESNO | Panoche | 115 | 0 | 0 | 0 | 0 | 0 | 0 | 0 | 0 | 4.4 | 0 | 0 | 0 | 0 | 0 | 1 |  | 0 | 0 | 0 | 0 | 0 | 0 | 0 | 0 | 1.75 | 0 | 0 | 0 | 0 | 0 |  | 0 | 0 | 0 | 0 | 0 | 0 | 0 | 0 | 1.75 | 0 | 0 | 0 | 0 | 0 |  | 0 | 0 | 0 | 0 | 0 | 0 | 0 | 0 | 6.15 | 0 | 0 | 0 | 0 | 0 | 1 | [14 empty] | 0 | 0 | 0 | 0 | 0 | 0 | 0 | 0 | 1.75 | 0 | 0 | 0 | 0 | 0 |  | 0 | 0 | 0 | 0 | 0 | 0 | 0 | 0 | 1.75 | 0 | 0 | 0 | 0 | 0 |  | 0 | 0 | 0 | 0 | 0 | 0 | 0 | 0 | 6.15 | 0 | 0 | 0 | 0 | 0 | 1
PG&E FRESNO | Panoche | 230 | 0 | 0 | 0 | 0 | 0 | 0 | 0 | 0 | 0 | 0 | 0 | 0 | 0 | 0 | 0 |  | 0 | 0 | 0 | 0 | 0 | 0 | 0 | 0 | 0 | 0 | 0 | 0 | 0 | 0 |  | 0 | 0 | 0 | 0 | 0 | 0 | 0 | 0 | 0 | 0 | 0 | 0 | 0 | 0 |  | 0 | 0 | 0 | 0 | 0 | 0 | 0 | 0 | 0 | 0 | 0 | 0 | 0 | 0 | 0 | [9 empty] | 200 | 400 |  | 160 |  | 0 | 0 | 0 | 0 | 0 | 0 | 0 | 0 | 0 | 200 | 400 | 0 | 160 | 0 |  | 0 | 0 | 0 | 0 | 0 | 0 | 0 | 0 | 0 | 200 | 400 | 0 | 160 | 0 |  | 0 | 0 | 0 | 0 | 0 | 0 | 0 | 0 | 0 | 200 | 400 | 0 | 160 | 0 | 1
SCE Northern | Pardee | 230 | 0 | 0 | 0 | 0 | 0 | 0 | 0 | 0 | 0 | 0 | 0 | 15 | 0 | 0 | 1 |  | 0 | 0 | 0 | 0 | 0 | 0 | 0 | 0 | 0 | 0 | 0 | 0 | 0 | 0 |  | 0 | 0 | 0 | 0 | 0 | 0 | 0 | 0 | 0 | 0 | 0 | 0 | 0 | 0 |  | 0 | 0 | 0 | 0 | 0 | 0 | 0 | 0 | 0 | 0 | 0 | 15 | 0 | 0 | 1 | [14 empty] | 0 | 0 | 0 | 0 | 0 | 0 | 0 | 0 | 0 | 0 | 0 | 0 | 0 | 0 |  | 0 | 0 | 0 | 0 | 0 | 0 | 0 | 0 | 0 | 0 | 0 | 0 | 0 | 0 |  | 0 | 0 | 0 | 0 | 0 | 0 | 0 | 0 | 0 | 0 | 0 | 15 | 0 | 0 | 1
PG&E NGBA | Parkway | 230 | 0 | 0 | 0 | 0 | 0 | 0 | 0 | 0 | 0 | 0 | 0 | 0 | 0 | 0 | 0 |  | 0 | 3 | 0 | 0 | 0 | 0 | 0 | 0 | 0 | 0 | 0 | 0 | 0 | 0 |  | 0 | 3 | 0 | 0 | 0 | 0 | 0 | 0 | 0 | 0 | 0 | 0 | 0 | 0 |  | 0 | 3 | 0 | 0 | 0 | 0 | 0 | 0 | 0 | 0 | 0 | 0 | 0 | 0 | 1 | [14 empty] | 0 | 3 | 0 | 0 | 0 | 0 | 0 | 0 | 0 | 0 | 0 | 0 | 0 | 0 |  | 0 | 3 | 0 | 0 | 0 | 0 | 0 | 0 | 0 | 0 | 0 | 0 | 0 | 0 |  | 0 | 3 | 0 | 0 | 0 | 0 | 0 | 0 | 0 | 0 | 0 | 0 | 0 | 0 | 1
SCE Northern | Pastoria | 230 | 0 | 0 | 0 | 0 | 0 | 0 | 0 | 0 | 0 | 0 | 105 | 80 | 0 | 0 | 1 |  | 0 | 0 | 0 | 0 | 0 | 0 | 0 | 0 | 0 | 0 | 0 | 0 | 0 | 0 |  | 0 | 0 | 0 | 0 | 0 | 0 | 0 | 0 | 0 | 0 | 0 | 0 | 0 | 0 |  | 0 | 0 | 0 | 0 | 0 | 0 | 0 | 0 | 0 | 0 | 105 | 80 | 0 | 0 | 1 | [14 empty] | 0 | 0 | 0 | 0 | 0 | 0 | 0 | 0 | 0 | 0 | 0 | 0 | 0 | 0 |  | 0 | 0 | 0 | 0 | 0 | 0 | 0 | 0 | 0 | 0 | 0 | 0 | 0 | 0 |  | 0 | 0 | 0 | 0 | 0 | 0 | 0 | 0 | 0 | 0 | 105 | 80 | 0 | 0 | 1
SCE Metro | Pauda | 230 | 0 | 0 | 0 | 0 | 0 | 0 | 0 | 0 | 0 | 0 | 0 | 120 | 0 | 0 | 1 |  | 0 | 0 | 0 | 0 | 0 | 0 | 0 | 0 | 0 | 0 | 0 | 0 | 0 | 0 |  | 0 | 0 | 0 | 0 | 0 | 0 | 0 | 0 | 0 | 0 | 0 | 0 | 0 | 0 |  | 0 | 0 | 0 | 0 | 0 | 0 | 0 | 0 | 0 | 0 | 0 | 120 | 0 | 0 | 1 | [14 empty] | 0 | 0 | 0 | 0 | 0 | 0 | 0 | 0 | 0 | 0 | 0 | 0 | 0 | 0 |  | 0 | 0 | 0 | 0 | 0 | 0 | 0 | 0 | 0 | 0 | 0 | 0 | 0 | 0 |  | 0 | 0 | 0 | 0 | 0 | 0 | 0 | 0 | 0 | 0 | 0 | 120 | 0 | 0 | 1
PG&E GBA | Paul Sweet | 115 | 0 | 0 | 0 | 0 | 0 | 0 | 0 | 0 | 0 | 0 | 0 | 0 | 0 | 0 | 0 |  | 0 | 0 | 0 | 0 | 0 | 0 | 0 | 0 | 0 | 0 | 0 | 0 | 0 | 0 |  | 0 | 0 | 0 | 0 | 0 | 0 | 0 | 0 | 0 | 0 | 0 | 0 | 0 | 0 |  | 0 | 0 | 0 | 0 | 0 | 0 | 0 | 0 | 0 | 0 | 0 | 0 | 0 | 0 | 0 | [14 empty] | 0 | 0 | 0 | 0 | 0 | 0 | 0 | 0 | 0 | 0 | 0 | 0 | 0 | 0 |  | 0 | 0 | 0 | 0 | 0 | 0 | 0 | 0 | 0 | 0 | 0 | 0 | 0 | 0 |  | 0 | 0 | 0 | 0 | 0 | 0 | 0 | 0 | 0 | 0 | 0 | 0 | 0 | 0 | 0
PG&E NGBA | Peabody | 230 | 0 | 0 | 0 | 0 | 0 | 0 | 0 | 0 | 0 | 0 | 0 | 0 | 0 | 0 | 0 |  | 0 | 0 | 0 | 0 | 0 | 0 | 0 | 0 | 8 | 0 | 0 | 0 | 0 | 0 |  | 0 | 0 | 0 | 0 | 0 | 0 | 0 | 0 | 8 | 0 | 0 | 0 | 0 | 0 |  | 0 | 0 | 0 | 0 | 0 | 0 | 0 | 0 | 8 | 0 | 0 | 0 | 0 | 0 | 1 | [14 empty] | 0 | 0 | 0 | 0 | 0 | 0 | 0 | 0 | 8 | 0 | 0 | 0 | 0 | 0 |  | 0 | 0 | 0 | 0 | 0 | 0 | 0 | 0 | 8 | 0 | 0 | 0 | 0 | 0 |  | 0 | 0 | 0 | 0 | 0 | 0 | 0 | 0 | 8 | 0 | 0 | 0 | 0 | 0 | 1
PG&E NGBA | Pease | 115 | 0 | 0 | 0 | 0 | 0 | 0 | 0 | 0 | 0 | 0 | 0 | 0 | 0 | 0 | 0 |  | 0 | 0 | 0 | 0 | 0 | 0 | 0 | 0 | 0 | 0 | 0 | 0 | 0 | 0 |  | 0 | 0 | 0 | 0 | 0 | 0 | 0 | 0 | 0 | 0 | 0 | 0 | 0 | 0 |  | 0 | 0 | 0 | 0 | 0 | 0 | 0 | 0 | 0 | 0 | 0 | 0 | 0 | 0 | 0 | [14 empty] | 0 | 0 | 0 | 0 | 0 | 0 | 0 | 0 | 0 | 0 | 0 | 0 | 0 | 0 |  | 0 | 0 | 0 | 0 | 0 | 0 | 0 | 0 | 0 | 0 | 0 | 0 | 0 | 0 |  | 0 | 0 | 0 | 0 | 0 | 0 | 0 | 0 | 0 | 0 | 0 | 0 | 0 | 0 | 0
PG&E NGBA | Pease | 60 | 0 | 0 | 0 | 0 | 0 | 0 | 0 | 0 | 0 | 0 | 0 | 0 | 0 | 0 | 0 |  | 0 | 0 | 0 | 0 | 0 | 0 | 0 | 0 | 3 | 0 | 0 | 0 | 0 | 0 |  | 0 | 0 | 0 | 0 | 0 | 0 | 0 | 0 | 3 | 0 | 0 | 0 | 0 | 0 |  | 0 | 0 | 0 | 0 | 0 | 0 | 0 | 0 | 3 | 0 | 0 | 0 | 0 | 0 | 1 | [14 empty] | 0 | 0 | 0 | 0 | 0 | 0 | 0 | 0 | 3 | 0 | 0 | 0 | 0 | 0 |  | 0 | 0 | 0 | 0 | 0 | 0 | 0 | 0 | 3 | 0 | 0 | 0 | 0 | 0 |  | 0 | 0 | 0 | 0 | 0 | 0 | 0 | 0 | 3 | 0 | 0 | 0 | 0 | 0 | 1
SDGE | Penasquitos | 138 | 0 | 0 | 0 | 0 | 0 | 0 | 0 | 0 | 0 | 0 | 0 | 0 | 0 | 0 | 0 |  | 0 | 0 | 0 | 0 | 0 | 0 | 0 | 0 | 0 | 0 | 0 | 0 | 0 | 0 |  | 0 | 0 | 0 | 0 | 0 | 0 | 0 | 0 | 0 | 0 | 0 | 0 | 0 | 0 |  | 0 | 0 | 0 | 0 | 0 | 0 | 0 | 0 | 0 | 0 | 0 | 0 | 0 | 0 | 0 | [14 empty] | 0 | 0 | 0 | 0 | 0 | 0 | 0 | 0 | 0 | 0 | 0 | 0 | 0 | 0 |  | 0 | 0 | 0 | 0 | 0 | 0 | 0 | 0 | 0 | 0 | 0 | 0 | 0 | 0 |  | 0 | 0 | 0 | 0 | 0 | 0 | 0 | 0 | 0 | 0 | 0 | 0 | 0 | 0 | 0
SDGE | Penasquitos | 230 | 0 | 0 | 0 | 0 | 0 | 0 | 0 | 0 | 0 | 0 | 0 | 0 | 0 | 0 | 0 |  | 0 | 0 | 0 | 0 | 0 | 0 | 0 | 0 | 0 | 0 | 0 | 0 | 0 | 0 |  | 0 | 0 | 0 | 0 | 0 | 0 | 0 | 0 | 0 | 0 | 0 | 0 | 0 | 0 |  | 0 | 0 | 0 | 0 | 0 | 0 | 0 | 0 | 0 | 0 | 0 | 0 | 0 | 0 | 0 | [14 empty] | 0 | 0 | 0 | 0 | 0 | 0 | 0 | 0 | 0 | 0 | 0 | 0 | 0 | 0 |  | 0 | 0 | 0 | 0 | 0 | 0 | 0 | 0 | 0 | 0 | 0 | 0 | 0 | 0 |  | 0 | 0 | 0 | 0 | 0 | 0 | 0 | 0 | 0 | 0 | 0 | 0 | 0 | 0 | 0
SDGE | Penasquitos | 69 | 0 | 0 | 0 | 0 | 0 | 0 | 0 | 0 | 0 | 0 | 0 | 0 | 0 | 0 | 0 |  | 0 | 0 | 0 | 0 | 0 | 0 | 0 | 0 | 0 | 0 | 0 | 0 | 0 | 0 |  | 0 | 0 | 0 | 0 | 0 | 0 | 0 | 0 | 0 | 0 | 0 | 0 | 0 | 0 |  | 0 | 0 | 0 | 0 | 0 | 0 | 0 | 0 | 0 | 0 | 0 | 0 | 0 | 0 | 0 | [14 empty] | 0 | 0 | 0 | 0 | 0 | 0 | 0 | 0 | 0 | 0 | 0 | 0 | 0 | 0 |  | 0 | 0 | 0 | 0 | 0 | 0 | 0 | 0 | 0 | 0 | 0 | 0 | 0 | 0 |  | 0 | 0 | 0 | 0 | 0 | 0 | 0 | 0 | 0 | 0 | 0 | 0 | 0 | 0 | 0
SDGE | Pendleton | 69 | 0 | 0 | 0 | 0 | 0 | 0 | 0 | 0 | 0 | 0 | 0 | 0 | 0 | 0 | 0 |  | 0 | 0 | 0 | 0 | 0 | 0 | 0 | 0 | 0 | 0 | 0 | 0 | 0 | 0 |  | 0 | 0 | 0 | 0 | 0 | 0 | 0 | 0 | 0 | 0 | 0 | 0 | 0 | 0 |  | 0 | 0 | 0 | 0 | 0 | 0 | 0 | 0 | 0 | 0 | 0 | 0 | 0 | 0 | 0 | [14 empty] | 0 | 0 | 0 | 0 | 0 | 0 | 0 | 0 | 0 | 0 | 0 | 0 | 0 | 0 |  | 0 | 0 | 0 | 0 | 0 | 0 | 0 | 0 | 0 | 0 | 0 | 0 | 0 | 0 |  | 0 | 0 | 0 | 0 | 0 | 0 | 0 | 0 | 0 | 0 | 0 | 0 | 0 | 0 | 0
PG&E NGBA | Penngrove | 115 | 0 | 0 | 0 | 0 | 0 | 0 | 0 | 0 | 0 | 0 | 0 | 0 | 0 | 0 | 0 |  | 0 | 0 | 0 | 0 | 0 | 0 | 0 | 0 | 0 | 0 | 0 | 0 | 0 | 0 |  | 0 | 0 | 0 | 0 | 0 | 0 | 0 | 0 | 0 | 0 | 0 | 0 | 0 | 0 |  | 0 | 0 | 0 | 0 | 0 | 0 | 0 | 0 | 0 | 0 | 0 | 0 | 0 | 0 | 0 | [14 empty] | 0 | 0 | 0 | 0 | 0 | 0 | 0 | 0 | 0 | 0 | 0 | 0 | 0 | 0 |  | 0 | 0 | 0 | 0 | 0 | 0 | 0 | 0 | 0 | 0 | 0 | 0 | 0 | 0 |  | 0 | 0 | 0 | 0 | 0 | 0 | 0 | 0 | 0 | 0 | 0 | 0 | 0 | 0 | 0
PG&E GBA | Peoria | 115 | 0 | 0 | 0 | 0 | 0 | 0 | 0 | 0 | 0 | 0 | 0 | 0 | 0 | 0 | 0 |  | 0 | 1 | 0 | 0 | 0 | 0 | 0 | 0 | 0 | 0 | 0 | 0 | 0 | 0 |  | 0 | 1 | 0 | 0 | 0 | 0 | 0 | 0 | 0 | 0 | 0 | 0 | 0 | 0 |  | 0 | 1 | 0 | 0 | 0 | 0 | 0 | 0 | 0 | 0 | 0 | 0 | 0 | 0 | 1 | [14 empty] | 0 | 1 | 0 | 0 | 0 | 0 | 0 | 0 | 0 | 0 | 0 | 0 | 0 | 0 |  | 0 | 1 | 0 | 0 | 0 | 0 | 0 | 0 | 0 | 0 | 0 | 0 | 0 | 0 |  | 0 | 1 | 0 | 0 | 0 | 0 | 0 | 0 | 0 | 0 | 0 | 0 | 0 | 0 | 1
PG&E GBA | Piercy | 115 | 0 | 0 | 0 | 0 | 0 | 0 | 0 | 0 | 0 | 0 | 0 | 0 | 0 | 0 | 0 |  | 0 | 0 | 0 | 0 | 0 | 0 | 0 | 0 | 0 | 0 | 0 | 0 | 0 | 0 |  | 0 | 0 | 0 | 0 | 0 | 0 | 0 | 0 | 0 | 0 | 0 | 0 | 0 | 0 |  | 0 | 0 | 0 | 0 | 0 | 0 | 0 | 0 | 0 | 0 | 0 | 0 | 0 | 0 | 0 | [14 empty] | 0 | 0 | 0 | 0 | 0 | 0 | 0 | 0 | 0 | 0 | 0 | 0 | 0 | 0 |  | 0 | 0 | 0 | 0 | 0 | 0 | 0 | 0 | 0 | 0 | 0 | 0 | 0 | 0 |  | 0 | 0 | 0 | 0 | 0 | 0 | 0 | 0 | 0 | 0 | 0 | 0 | 0 | 0 | 0
PG&E FRESNO | Pine Flat | 230 | 0 | 0 | 0 | 0 | 0 | 0 | 0 | 0 | 0 | 0 | 0 | 0 | 0 | 0 | 0 |  | 0 | 0 | 0 | 0 | 0 | 0 | 0 | 0 | 0 | 0 | 0 | 0 | 0 | 0 |  | 0 | 0 | 0 | 0 | 0 | 0 | 0 | 0 | 0 | 0 | 0 | 0 | 0 | 0 |  | 0 | 0 | 0 | 0 | 0 | 0 | 0 | 0 | 0 | 0 | 0 | 0 | 0 | 0 | 0 | [14 empty] | 0 | 0 | 0 | 0 | 0 | 0 | 0 | 0 | 0 | 0 | 0 | 0 | 0 | 0 |  | 0 | 0 | 0 | 0 | 0 | 0 | 0 | 0 | 0 | 0 | 0 | 0 | 0 | 0 |  | 0 | 0 | 0 | 0 | 0 | 0 | 0 | 0 | 0 | 0 | 0 | 0 | 0 | 0 | 0
SCE NOL | Pisgah | 230 | 0 | 0 | 0 | 0 | 0 | 0 | 0 | 0 | 0 | 0 | 0 | 0 | 0 | 0 | 0 |  | 0 | 0 | 0 | 0 | 0 | 0 | 0 | 0 | 0 | 0 | 0 | 0 | 0 | 0 |  | 0 | 0 | 0 | 0 | 0 | 0 | 0 | 0 | 0 | 0 | 0 | 0 | 0 | 0 |  | 0 | 0 | 0 | 0 | 0 | 0 | 0 | 0 | 0 | 0 | 0 | 0 | 0 | 0 | 0 | [9 empty] | 200 | 250 |  | 150 |  | 0 | 0 | 0 | 0 | 0 | 0 | 0 | 0 | 0 | 200 | 250 | 0 | 150 | 0 |  | 0 | 0 | 0 | 0 | 0 | 0 | 0 | 0 | 0 | 200 | 250 | 0 | 150 | 0 |  | 0 | 0 | 0 | 0 | 0 | 0 | 0 | 0 | 0 | 200 | 250 | 0 | 150 | 0 | 1
PG&E NGBA | Pit 1 | 230 | 0 | 0 | 0 | 0 | 0 | 0 | 0 | 0 | 0 | 0 | 0 | 0 | 0 | 0 | 0 |  | 0 | 0 | 0 | 0 | 0 | 0 | 0 | 0 | 0 | 0 | 0 | 0 | 0 | 0 |  | 0 | 0 | 0 | 0 | 0 | 0 | 0 | 0 | 0 | 0 | 0 | 0 | 0 | 0 |  | 0 | 0 | 0 | 0 | 0 | 0 | 0 | 0 | 0 | 0 | 0 | 0 | 0 | 0 | 0 | [14 empty] | 0 | 0 | 0 | 0 | 0 | 0 | 0 | 0 | 0 | 0 | 0 | 0 | 0 | 0 |  | 0 | 0 | 0 | 0 | 0 | 0 | 0 | 0 | 0 | 0 | 0 | 0 | 0 | 0 |  | 0 | 0 | 0 | 0 | 0 | 0 | 0 | 0 | 0 | 0 | 0 | 0 | 0 | 0 | 0
PG&E NGBA | Pit 1 | 60 | 0 | 0 | 0 | 0 | 0 | 0 | 0 | 0 | 0 | 0 | 0 | 0 | 0 | 0 | 0 |  | 0 | 0 | 0 | 0 | 0 | 0 | 0 | 0 | 0 | 0 | 0 | 0 | 0 | 0 |  | 0 | 0 | 0 | 0 | 0 | 0 | 0 | 0 | 0 | 0 | 0 | 0 | 0 | 0 |  | 0 | 0 | 0 | 0 | 0 | 0 | 0 | 0 | 0 | 0 | 0 | 0 | 0 | 0 | 0 | [14 empty] | 0 | 0 | 0 | 0 | 0 | 0 | 0 | 0 | 0 | 0 | 0 | 0 | 0 | 0 |  | 0 | 0 | 0 | 0 | 0 | 0 | 0 | 0 | 0 | 0 | 0 | 0 | 0 | 0 |  | 0 | 0 | 0 | 0 | 0 | 0 | 0 | 0 | 0 | 0 | 0 | 0 | 0 | 0 | 0
PG&E NGBA | Pit 3 | 230 | 0 | 0 | 0 | 0 | 0 | 0 | 0 | 0 | 0 | 0 | 0 | 0 | 0 | 0 | 0 |  | 0 | 0 | 0 | 0 | 0 | 0 | 0 | 0 | 0 | 0 | 0 | 0 | 0 | 0 |  | 0 | 0 | 0 | 0 | 0 | 0 | 0 | 0 | 0 | 0 | 0 | 0 | 0 | 0 |  | 0 | 0 | 0 | 0 | 0 | 0 | 0 | 0 | 0 | 0 | 0 | 0 | 0 | 0 | 0 | [14 empty] | 0 | 0 | 0 | 0 | 0 | 0 | 0 | 0 | 0 | 0 | 0 | 0 | 0 | 0 |  | 0 | 0 | 0 | 0 | 0 | 0 | 0 | 0 | 0 | 0 | 0 | 0 | 0 | 0 |  | 0 | 0 | 0 | 0 | 0 | 0 | 0 | 0 | 0 | 0 | 0 | 0 | 0 | 0 | 0
PG&E NGBA | Pit 4 | 230 | 0 | 0 | 0 | 0 | 0 | 0 | 0 | 0 | 0 | 0 | 0 | 0 | 0 | 0 | 0 |  | 0 | 0 | 0 | 0 | 0 | 0 | 0 | 0 | 0 | 0 | 0 | 0 | 0 | 0 |  | 0 | 0 | 0 | 0 | 0 | 0 | 0 | 0 | 0 | 0 | 0 | 0 | 0 | 0 |  | 0 | 0 | 0 | 0 | 0 | 0 | 0 | 0 | 0 | 0 | 0 | 0 | 0 | 0 | 0 | [14 empty] | 0 | 0 | 0 | 0 | 0 | 0 | 0 | 0 | 0 | 0 | 0 | 0 | 0 | 0 |  | 0 | 0 | 0 | 0 | 0 | 0 | 0 | 0 | 0 | 0 | 0 | 0 | 0 | 0 |  | 0 | 0 | 0 | 0 | 0 | 0 | 0 | 0 | 0 | 0 | 0 | 0 | 0 | 0 | 0
PG&E GBA | Pittsburg | 115 | 0 | 0 | 0 | 0 | 0 | 0 | 0 | 0 | 0 | 0 | 0 | 0 | 0 | 0 | 0 |  | 0 | 0 | 0 | 0 | 0 | 0 | 0 | 0 | 0 | 0 | 0 | 0 | 0 | 0 |  | 0 | 0 | 0 | 0 | 0 | 0 | 0 | 0 | 0 | 0 | 0 | 0 | 0 | 0 |  | 0 | 0 | 0 | 0 | 0 | 0 | 0 | 0 | 0 | 0 | 0 | 0 | 0 | 0 | 0 | [14 empty] | 0 | 0 | 0 | 0 | 0 | 0 | 0 | 0 | 0 | 0 | 0 | 0 | 0 | 0 |  | 0 | 0 | 0 | 0 | 0 | 0 | 0 | 0 | 0 | 0 | 0 | 0 | 0 | 0 |  | 0 | 0 | 0 | 0 | 0 | 0 | 0 | 0 | 0 | 0 | 0 | 0 | 0 | 0 | 0
PG&E GBA | Pittsburg | 230 | 0 | 0 | 0 | 0 | 0 | 0 | 0 | 0 | 0 | 0 | 0 | 0 | 0 | 0 | 0 |  | 0 | 0 | 0 | 0 | 0 | 0 | 0 | 0 | 0 | 0 | 0 | 0 | 0 | 0 |  | 0 | 0 | 0 | 0 | 0 | 0 | 0 | 0 | 0 | 0 | 0 | 0 | 0 | 0 |  | 0 | 0 | 0 | 0 | 0 | 0 | 0 | 0 | 0 | 0 | 0 | 0 | 0 | 0 | 0 | [14 empty] | 0 | 0 | 0 | 0 | 0 | 0 | 0 | 0 | 0 | 0 | 0 | 0 | 0 | 0 |  | 0 | 0 | 0 | 0 | 0 | 0 | 0 | 0 | 0 | 0 | 0 | 0 | 0 | 0 |  | 0 | 0 | 0 | 0 | 0 | 0 | 0 | 0 | 0 | 0 | 0 | 0 | 0 | 0 | 0
PG&E NGBA | Pleasant Grove | 115 | 0 | 0 | 0 | 0 | 0 | 0 | 0 | 0 | 0 | 0 | 0 | 0 | 0 | 0 | 0 |  | 0 | 0 | 0 | 0 | 0 | 0 | 0 | 0 | 0 | 0 | 0 | 0 | 0 | 0 |  | 0 | 0 | 0 | 0 | 0 | 0 | 0 | 0 | 0 | 0 | 0 | 0 | 0 | 0 |  | 0 | 0 | 0 | 0 | 0 | 0 | 0 | 0 | 0 | 0 | 0 | 0 | 0 | 0 | 0 | [14 empty] | 0 | 0 | 0 | 0 | 0 | 0 | 0 | 0 | 0 | 0 | 0 | 0 | 0 | 0 |  | 0 | 0 | 0 | 0 | 0 | 0 | 0 | 0 | 0 | 0 | 0 | 0 | 0 | 0 |  | 0 | 0 | 0 | 0 | 0 | 0 | 0 | 0 | 0 | 0 | 0 | 0 | 0 | 0 | 0
PG&E NGBA | POE | 230 | 0 | 0 | 0 | 0 | 0 | 0 | 0 | 0 | 0 | 0 | 0 | 0 | 0 | 0 | 0 |  | 0 | 0 | 0 | 0 | 0 | 0 | 0 | 0 | 0 | 0 | 0 | 0 | 0 | 0 |  | 0 | 0 | 0 | 0 | 0 | 0 | 0 | 0 | 0 | 0 | 0 | 0 | 0 | 0 |  | 0 | 0 | 0 | 0 | 0 | 0 | 0 | 0 | 0 | 0 | 0 | 0 | 0 | 0 | 0 | [14 empty] | 0 | 0 | 0 | 0 | 0 | 0 | 0 | 0 | 0 | 0 | 0 | 0 | 0 | 0 |  | 0 | 0 | 0 | 0 | 0 | 0 | 0 | 0 | 0 | 0 | 0 | 0 | 0 | 0 |  | 0 | 0 | 0 | 0 | 0 | 0 | 0 | 0 | 0 | 0 | 0 | 0 | 0 | 0 | 0
SDGE | Point Loma | 69 | 0 | 0 | 0 | 0 | 0 | 0 | 0 | 0 | 0 | 0 | 0 | 0 | 0 | 0 | 0 |  | 0 | 0 | 0 | 0 | 0 | 0 | 0 | 0 | 0 | 0 | 0 | 0 | 0 | 0 |  | 0 | 0 | 0 | 0 | 0 | 0 | 0 | 0 | 0 | 0 | 0 | 0 | 0 | 0 |  | 0 | 0 | 0 | 0 | 0 | 0 | 0 | 0 | 0 | 0 | 0 | 0 | 0 | 0 | 0 | [14 empty] | 0 | 0 | 0 | 0 | 0 | 0 | 0 | 0 | 0 | 0 | 0 | 0 | 0 | 0 |  | 0 | 0 | 0 | 0 | 0 | 0 | 0 | 0 | 0 | 0 | 0 | 0 | 0 | 0 |  | 0 | 0 | 0 | 0 | 0 | 0 | 0 | 0 | 0 | 0 | 0 | 0 | 0 | 0 | 0
SDGE | Pomerado | 69 | 0 | 0 | 0 | 0 | 0 | 0 | 0 | 0 | 0 | 0 | 0 | 100 | 0 | 0 | 1 |  | 0 | 0 | 0 | 0 | 0 | 0 | 0 | 0 | 0 | 0 | 0 | 0 | 0 | 0 |  | 0 | 0 | 0 | 0 | 0 | 0 | 0 | 0 | 0 | 0 | 0 | 0 | 0 | 0 |  | 0 | 0 | 0 | 0 | 0 | 0 | 0 | 0 | 0 | 0 | 0 | 100 | 0 | 0 | 1 | [14 empty] | 0 | 0 | 0 | 0 | 0 | 0 | 0 | 0 | 0 | 0 | 0 | 0 | 0 | 0 |  | 0 | 0 | 0 | 0 | 0 | 0 | 0 | 0 | 0 | 0 | 0 | 0 | 0 | 0 |  | 0 | 0 | 0 | 0 | 0 | 0 | 0 | 0 | 0 | 0 | 0 | 100 | 0 | 0 | 1
PG&E KERN | Poso Mountain | 115 | 0 | 0 | 0 | 0 | 0 | 0 | 0 | 0 | 0 | 0 | 0 | 0 | 0 | 0 | 0 |  | 0 | 0 | 0 | 0 | 0 | 0 | 0 | 0 | 0 | 0 | 0 | 0 | 0 | 0 |  | 0 | 0 | 0 | 0 | 0 | 0 | 0 | 0 | 0 | 0 | 0 | 0 | 0 | 0 |  | 0 | 0 | 0 | 0 | 0 | 0 | 0 | 0 | 0 | 0 | 0 | 0 | 0 | 0 | 0 | [14 empty] | 0 | 0 | 0 | 0 | 0 | 0 | 0 | 0 | 0 | 0 | 0 | 0 | 0 | 0 |  | 0 | 0 | 0 | 0 | 0 | 0 | 0 | 0 | 0 | 0 | 0 | 0 | 0 | 0 |  | 0 | 0 | 0 | 0 | 0 | 0 | 0 | 0 | 0 | 0 | 0 | 0 | 0 | 0 | 0
EOP | Primm | 230 | 0 | 0 | 0 | 0 | 0 | 0 | 0 | 0 | 0 | 0 | 0 | 200 | 0 | 0 | 1 |  | 0 | 0 | 0 | 0 | 0 | 0 | 0 | 0 | 0 | 0 | 0 | 0 | 0 | 0 |  | 0 | 0 | 0 | 0 | 0 | 0 | 0 | 0 | 0 | 0 | 0 | 0 | 0 | 0 |  | 0 | 0 | 0 | 0 | 0 | 0 | 0 | 0 | 0 | 0 | 0 | 200 | 0 | 0 | 1 | [14 empty] | 0 | 0 | 0 | 0 | 0 | 0 | 0 | 0 | 0 | 0 | 0 | 0 | 0 | 0 |  | 0 | 0 | 0 | 0 | 0 | 0 | 0 | 0 | 0 | 0 | 0 | 0 | 0 | 0 |  | 0 | 0 | 0 | 0 | 0 | 0 | 0 | 0 | 0 | 0 | 0 | 200 | 0 | 0 | 1
PG&E NGBA | Putah Creek | 115 | 0 | 0 | 0 | 0 | 0 | 0 | 0 | 0 | 0 | 0 | 3 | 3 | 0 | 0 | 1 |  | 0 | 0 | 0 | 0 | 0 | 0 | 0 | 0 | 4.3 | 0 | 0 | 0 | 0 | 0 |  | 0 | 0 | 0 | 0 | 0 | 0 | 0 | 0 | 4.3 | 0 | 0 | 0 | 0 | 0 |  | 0 | 0 | 0 | 0 | 0 | 0 | 0 | 0 | 4.3 | 0 | 3 | 3 | 0 | 0 | 1 | [14 empty] | 0 | 0 | 0 | 0 | 0 | 0 | 0 | 0 | 4.3 | 0 | 0 | 0 | 0 | 0 |  | 0 | 0 | 0 | 0 | 0 | 0 | 0 | 0 | 4.3 | 0 | 0 | 0 | 0 | 0 |  | 0 | 0 | 0 | 0 | 0 | 0 | 0 | 0 | 4.3 | 0 | 3 | 3 | 0 | 0 | 1
SDGE | Q1806 | 138 | 0 | 0 | 0 | 0 | 0 | 0 | 0 | 0 | 0 | 0 | 0 | 0 | 0 | 0 | 0 |  | 0 | 0 | 0 | 0 | 0 | 0 | 0 | 0 | 0 | 0 | 0 | 0 | 0 | 0 |  | 0 | 0 | 0 | 0 | 0 | 0 | 0 | 0 | 0 | 0 | 0 | 0 | 0 | 0 |  | 0 | 0 | 0 | 0 | 0 | 0 | 0 | 0 | 0 | 0 | 0 | 0 | 0 | 0 | 0 | [14 empty] | 0 | 0 | 0 | 0 | 0 | 0 | 0 | 0 | 0 | 0 | 0 | 0 | 0 | 0 |  | 0 | 0 | 0 | 0 | 0 | 0 | 0 | 0 | 0 | 0 | 0 | 0 | 0 | 0 |  | 0 | 0 | 0 | 0 | 0 | 0 | 0 | 0 | 0 | 0 | 0 | 0 | 0 | 0 | 0
PG&E FRESNO | Quinto | 230 | 0 | 0 | 0 | 0 | 0 | 0 | 0 | 0 | 0 | 0 | 0 | 0 | 0 | 0 | 0 |  | 0 | 0 | 0 | 0 | 0 | 0 | 0 | 0 | 0 | 10 | 140 | 0 | 50 | 0 |  | 0 | 0 | 0 | 0 | 0 | 0 | 0 | 0 | 0 | 10 | 140 | 0 | 50 | 0 |  | 0 | 0 | 0 | 0 | 0 | 0 | 0 | 0 | 0 | 10 | 140 | 0 | 50 | 0 | 1 | [9 empty] | 150 | 150 |  | 50 |  | 0 | 0 | 0 | 0 | 0 | 0 | 0 | 0 | 0 | 160 | 290 | 0 | 100 | 0 |  | 0 | 0 | 0 | 0 | 0 | 0 | 0 | 0 | 0 | 160 | 290 | 0 | 100 | 0 |  | 0 | 0 | 0 | 0 | 0 | 0 | 0 | 0 | 0 | 160 | 290 | 0 | 100 | 0 | 1
PG&E GBA | Race Track | 115 | 0 | 0 | 0 | 0 | 0 | 0 | 0 | 0 | 0 | 0 | 0 | 0 | 0 | 0 | 0 |  | 0 | 0 | 0 | 0 | 0 | 0 | 0 | 0 | 0 | 0 | 0 | 0 | 0 | 0 |  | 0 | 0 | 0 | 0 | 0 | 0 | 0 | 0 | 0 | 0 | 0 | 0 | 0 | 0 |  | 0 | 0 | 0 | 0 | 0 | 0 | 0 | 0 | 0 | 0 | 0 | 0 | 0 | 0 | 0 | [14 empty] | 0 | 0 | 0 | 0 | 0 | 0 | 0 | 0 | 0 | 0 | 0 | 0 | 0 | 0 |  | 0 | 0 | 0 | 0 | 0 | 0 | 0 | 0 | 0 | 0 | 0 | 0 | 0 | 0 |  | 0 | 0 | 0 | 0 | 0 | 0 | 0 | 0 | 0 | 0 | 0 | 0 | 0 | 0 | 0
SDGE | Rancho Mission Viejo | 138 | 0 | 0 | 0 | 0 | 0 | 0 | 0 | 0 | 0 | 0 | 0 | 0 | 0 | 0 | 0 |  | 0 | 0 | 0 | 0 | 0 | 0 | 0 | 0 | 0 | 0 | 0 | 0 | 0 | 0 |  | 0 | 0 | 0 | 0 | 0 | 0 | 0 | 0 | 0 | 0 | 0 | 0 | 0 | 0 |  | 0 | 0 | 0 | 0 | 0 | 0 | 0 | 0 | 0 | 0 | 0 | 0 | 0 | 0 | 0 | [14 empty] | 0 | 0 | 0 | 0 | 0 | 0 | 0 | 0 | 0 | 0 | 0 | 0 | 0 | 0 |  | 0 | 0 | 0 | 0 | 0 | 0 | 0 | 0 | 0 | 0 | 0 | 0 | 0 | 0 |  | 0 | 0 | 0 | 0 | 0 | 0 | 0 | 0 | 0 | 0 | 0 | 0 | 0 | 0 | 0
PG&E GBA | Rancho Seco | 230 | 0 | 0 | 0 | 0 | 0 | 0 | 0 | 0 | 0 | 0 | 0 | 0 | 0 | 0 | 0 |  | 0 | 0 | 0 | 0 | 0 | 0 | 0 | 0 | 0 | 0 | 0 | 0 | 0 | 0 |  | 0 | 0 | 0 | 0 | 0 | 0 | 0 | 0 | 0 | 0 | 0 | 0 | 0 | 0 |  | 0 | 0 | 0 | 0 | 0 | 0 | 0 | 0 | 0 | 0 | 0 | 0 | 0 | 0 | 0 | [14 empty] | 0 | 0 | 0 | 0 | 0 | 0 | 0 | 0 | 0 | 0 | 0 | 0 | 0 | 0 |  | 0 | 0 | 0 | 0 | 0 | 0 | 0 | 0 | 0 | 0 | 0 | 0 | 0 | 0 |  | 0 | 0 | 0 | 0 | 0 | 0 | 0 | 0 | 0 | 0 | 0 | 0 | 0 | 0 | 0
SCE Metro | Rancho Vista | 230 | 0 | 0 | 0 | 0 | 0 | 0 | 0 | 0 | 0 | 0 | 0 | 0 | 0 | 0 | 0 |  | 0 | 0 | 0 | 0 | 0 | 0 | 0 | 0 | 0 | 0 | 0 | 0 | 0 | 0 |  | 0 | 0 | 0 | 0 | 0 | 0 | 0 | 0 | 0 | 0 | 0 | 0 | 0 | 0 |  | 0 | 0 | 0 | 0 | 0 | 0 | 0 | 0 | 0 | 0 | 0 | 0 | 0 | 0 | 0 | [14 empty] | 0 | 0 | 0 | 0 | 0 | 0 | 0 | 0 | 0 | 0 | 0 | 0 | 0 | 0 |  | 0 | 0 | 0 | 0 | 0 | 0 | 0 | 0 | 0 | 0 | 0 | 0 | 0 | 0 |  | 0 | 0 | 0 | 0 | 0 | 0 | 0 | 0 | 0 | 0 | 0 | 0 | 0 | 0 | 0
SCE Metro | Rancho Vista | 500 | 0 | 0 | 0 | 0 | 0 | 0 | 0 | 0 | 0 | 0 | 0 | 0 | 0 | 0 | 0 |  | 0 | 0 | 0 | 0 | 0 | 0 | 0 | 0 | 0 | 0 | 0 | 0 | 0 | 0 |  | 0 | 0 | 0 | 0 | 0 | 0 | 0 | 0 | 0 | 0 | 0 | 0 | 0 | 0 |  | 0 | 0 | 0 | 0 | 0 | 0 | 0 | 0 | 0 | 0 | 0 | 0 | 0 | 0 | 0 | [14 empty] | 0 | 0 | 0 | 0 | 0 | 0 | 0 | 0 | 0 | 0 | 0 | 0 | 0 | 0 |  | 0 | 0 | 0 | 0 | 0 | 0 | 0 | 0 | 0 | 0 | 0 | 0 | 0 | 0 |  | 0 | 0 | 0 | 0 | 0 | 0 | 0 | 0 | 0 | 0 | 0 | 0 | 0 | 0 | 0
SCE NOL | Ransburg | 115 | 0 | 0 | 0 | 0 | 0 | 0 | 0 | 0 | 0 | 0 | 0 | 0 | 0 | 0 | 0 |  | 0 | 0 | 0 | 0 | 0 | 0 | 0 | 0 | 3.3 | 0 | 0 | 0 | 0 | 0 |  | 0 | 0 | 0 | 0 | 0 | 0 | 0 | 0 | 3.3 | 0 | 0 | 0 | 0 | 0 |  | 0 | 0 | 0 | 0 | 0 | 0 | 0 | 0 | 3.3 | 0 | 0 | 0 | 0 | 0 | 1 | [14 empty] | 0 | 0 | 0 | 0 | 0 | 0 | 0 | 0 | 3.3 | 0 | 0 | 0 | 0 | 0 |  | 0 | 0 | 0 | 0 | 0 | 0 | 0 | 0 | 3.3 | 0 | 0 | 0 | 0 | 0 |  | 0 | 0 | 0 | 0 | 0 | 0 | 0 | 0 | 3.3 | 0 | 0 | 0 | 0 | 0 | 1
PG&E GBA | Ravenswood | 115 | 0 | 0 | 0 | 0 | 0 | 0 | 0 | 0 | 0 | 0 | 0 | 0 | 0 | 0 | 0 |  | 0 | 0 | 0 | 0 | 0 | 0 | 0 | 0 | 0 | 0 | 0 | 0 | 0 | 0 |  | 0 | 0 | 0 | 0 | 0 | 0 | 0 | 0 | 0 | 0 | 0 | 0 | 0 | 0 |  | 0 | 0 | 0 | 0 | 0 | 0 | 0 | 0 | 0 | 0 | 0 | 0 | 0 | 0 | 0 | [14 empty] | 0 | 0 | 0 | 0 | 0 | 0 | 0 | 0 | 0 | 0 | 0 | 0 | 0 | 0 |  | 0 | 0 | 0 | 0 | 0 | 0 | 0 | 0 | 0 | 0 | 0 | 0 | 0 | 0 |  | 0 | 0 | 0 | 0 | 0 | 0 | 0 | 0 | 0 | 0 | 0 | 0 | 0 | 0 | 0
PG&E GBA | Ravenswood | 230 | 0 | 0 | 0 | 0 | 0 | 0 | 0 | 0 | 0 | 0 | 0 | 0 | 0 | 0 | 0 |  | 0 | 0 | 0 | 0 | 0 | 0 | 0 | 0 | 0 | 0 | 0 | 0 | 0 | 0 |  | 0 | 0 | 0 | 0 | 0 | 0 | 0 | 0 | 0 | 0 | 0 | 0 | 0 | 0 |  | 0 | 0 | 0 | 0 | 0 | 0 | 0 | 0 | 0 | 0 | 0 | 0 | 0 | 0 | 0 | [14 empty] | 0 | 0 | 0 | 0 | 0 | 0 | 0 | 0 | 0 | 0 | 0 | 0 | 0 | 0 |  | 0 | 0 | 0 | 0 | 0 | 0 | 0 | 0 | 0 | 0 | 0 | 0 | 0 | 0 |  | 0 | 0 | 0 | 0 | 0 | 0 | 0 | 0 | 0 | 0 | 0 | 0 | 0 | 0 | 0
SCE Northern | Rector | 230 | 0 | 0 | 0 | 0 | 0 | 0 | 0 | 0 | 15 | 0 | 0 | 0 | 0 | 0 | 1 |  | 0 | 0 | 0 | 0 | 0 | 0 | 0 | 0 | 0 | 0 | 0 | 0 | 0 | 0 |  | 0 | 0 | 0 | 0 | 0 | 0 | 0 | 0 | 0 | 0 | 0 | 0 | 0 | 0 |  | 0 | 0 | 0 | 0 | 0 | 0 | 0 | 0 | 15 | 0 | 0 | 0 | 0 | 0 | 1 | [10 empty] | 200 |  | 50 |  | 0 | 0 | 0 | 0 | 0 | 0 | 0 | 0 | 0 | 0 | 200 | 0 | 50 | 0 |  | 0 | 0 | 0 | 0 | 0 | 0 | 0 | 0 | 0 | 0 | 200 | 0 | 50 | 0 |  | 0 | 0 | 0 | 0 | 0 | 0 | 0 | 0 | 15 | 0 | 200 | 0 | 50 | 0 | 1
SCE Eastern | Red Bluff | 230 | 0 | 0 | 0 | 0 | 0 | 0 | 0 | 0 | 0 | 0 | 463.5 | 446 | 0 | 0 | 1 |  | 0 | 0 | 0 | 0 | 0 | 0 | 0 | 0 | 0 | 0 | 0 | 0 | 0 | 0 |  | 0 | 0 | 0 | 0 | 0 | 0 | 0 | 0 | 0 | 0 | 0 | 0 | 0 | 0 |  | 0 | 0 | 0 | 0 | 0 | 0 | 0 | 0 | 0 | 0 | 463.5 | 446 | 0 | 0 | 1 | [14 empty] | 0 | 0 | 0 | 0 | 0 | 0 | 0 | 0 | 0 | 0 | 0 | 0 | 0 | 0 |  | 0 | 0 | 0 | 0 | 0 | 0 | 0 | 0 | 0 | 0 | 0 | 0 | 0 | 0 |  | 0 | 0 | 0 | 0 | 0 | 0 | 0 | 0 | 0 | 0 | 463.5 | 446 | 0 | 0 | 1
SCE Eastern | Red Bluff | 500 | 0 | 0 | 0 | 0 | 0 | 0 | 0 | 0 | 0 | 175 | 250 | 225 | 0 | 0 | 1 |  | 0 | 0 | 0 | 0 | 0 | 0 | 0 | 0 | 0 | 0 | 0 | 0 | 0 | 0 |  | 0 | 0 | 0 | 0 | 0 | 0 | 0 | 0 | 0 | 0 | 0 | 0 | 0 | 0 |  | 0 | 0 | 0 | 0 | 0 | 0 | 0 | 0 | 0 | 175 | 250 | 225 | 0 | 0 | 1 | [9 empty] | 200 | 300 |  | 160 |  | 0 | 0 | 0 | 0 | 0 | 0 | 0 | 0 | 0 | 200 | 300 | 0 | 160 | 0 |  | 0 | 0 | 0 | 0 | 0 | 0 | 0 | 0 | 0 | 200 | 300 | 0 | 160 | 0 |  | 0 | 0 | 0 | 0 | 0 | 0 | 0 | 0 | 0 | 375 | 550 | 225 | 160 | 0 | 1
PG&E NGBA | Redbud | 115 | 0 | 0 | 0 | 0 | 0 | 0 | 0 | 0 | 0 | 0 | 0 | 0 | 0 | 0 | 0 |  | 0 | 0 | 0 | 0 | 0 | 0 | 0 | 0 | 0 | 0 | 0 | 0 | 0 | 0 |  | 0 | 0 | 0 | 0 | 0 | 0 | 0 | 0 | 0 | 0 | 0 | 0 | 0 | 0 |  | 0 | 0 | 0 | 0 | 0 | 0 | 0 | 0 | 0 | 0 | 0 | 0 | 0 | 0 | 0 | [14 empty] | 0 | 0 | 0 | 0 | 0 | 0 | 0 | 0 | 0 | 0 | 0 | 0 | 0 | 0 |  | 0 | 0 | 0 | 0 | 0 | 0 | 0 | 0 | 0 | 0 | 0 | 0 | 0 | 0 |  | 0 | 0 | 0 | 0 | 0 | 0 | 0 | 0 | 0 | 0 | 0 | 0 | 0 | 0 | 0
SCE Metro | Redondo | 230 | 0 | 0 | 0 | 0 | 0 | 0 | 0 | 0 | 0 | 0 | 0 | 0 | 0 | 0 | 0 |  | 0 | 0 | 0 | 0 | 0 | 0 | 0 | 0 | 0 | 0 | 0 | 0 | 0 | 0 |  | 0 | 0 | 0 | 0 | 0 | 0 | 0 | 0 | 0 | 0 | 0 | 0 | 0 | 0 |  | 0 | 0 | 0 | 0 | 0 | 0 | 0 | 0 | 0 | 0 | 0 | 0 | 0 | 0 | 0 | [14 empty] | 0 | 0 | 0 | 0 | 0 | 0 | 0 | 0 | 0 | 0 | 0 | 0 | 0 | 0 |  | 0 | 0 | 0 | 0 | 0 | 0 | 0 | 0 | 0 | 0 | 0 | 0 | 0 | 0 |  | 0 | 0 | 0 | 0 | 0 | 0 | 0 | 0 | 0 | 0 | 0 | 0 | 0 | 0 | 0
PG&E FRESNO | Reedley | 115 | 0 | 0 | 0 | 0 | 0 | 0 | 0 | 0 | 0 | 0 | 0 | 0 | 0 | 0 | 0 |  | 0 | 12 | 0 | 0 | 0 | 0 | 0 | 0 | 0 | 0 | 0 | 0 | 0 | 0 |  | 0 | 12 | 0 | 0 | 0 | 0 | 0 | 0 | 0 | 0 | 0 | 0 | 0 | 0 |  | 0 | 12 | 0 | 0 | 0 | 0 | 0 | 0 | 0 | 0 | 0 | 0 | 0 | 0 | 1 | [14 empty] | 0 | 12 | 0 | 0 | 0 | 0 | 0 | 0 | 0 | 0 | 0 | 0 | 0 | 0 |  | 0 | 12 | 0 | 0 | 0 | 0 | 0 | 0 | 0 | 0 | 0 | 0 | 0 | 0 |  | 0 | 12 | 0 | 0 | 0 | 0 | 0 | 0 | 0 | 0 | 0 | 0 | 0 | 0 | 1
PG&E KERN | Renfro | 115 | 0 | 0 | 0 | 0 | 0 | 0 | 0 | 0 | 0 | 0 | 0 | 0 | 0 | 0 | 0 |  | 0 | 0 | 0 | 0 | 0 | 0 | 0 | 0 | 0 | 0 | 0 | 0 | 0 | 0 |  | 0 | 0 | 0 | 0 | 0 | 0 | 0 | 0 | 0 | 0 | 0 | 0 | 0 | 0 |  | 0 | 0 | 0 | 0 | 0 | 0 | 0 | 0 | 0 | 0 | 0 | 0 | 0 | 0 | 0 | [14 empty] | 0 | 0 | 0 | 0 | 0 | 0 | 0 | 0 | 0 | 0 | 0 | 0 | 0 | 0 |  | 0 | 0 | 0 | 0 | 0 | 0 | 0 | 0 | 0 | 0 | 0 | 0 | 0 | 0 |  | 0 | 0 | 0 | 0 | 0 | 0 | 0 | 0 | 0 | 0 | 0 | 0 | 0 | 0 | 0
PG&E GBA | Richmond R | 115 | 0 | 0 | 0 | 0 | 0 | 0 | 0 | 0 | 0 | 0 | 0 | 0 | 0 | 0 | 0 |  | 0 | 0.5 | 0 | 0 | 0 | 0 | 0 | 0 | 8 | 0 | 0 | 0 | 0 | 0 |  | 0 | 0.5 | 0 | 0 | 0 | 0 | 0 | 0 | 8 | 0 | 0 | 0 | 0 | 0 |  | 0 | 0.5 | 0 | 0 | 0 | 0 | 0 | 0 | 8 | 0 | 0 | 0 | 0 | 0 | 1 | [14 empty] | 0 | 0.5 | 0 | 0 | 0 | 0 | 0 | 0 | 8 | 0 | 0 | 0 | 0 | 0 |  | 0 | 0.5 | 0 | 0 | 0 | 0 | 0 | 0 | 8 | 0 | 0 | 0 | 0 | 0 |  | 0 | 0.5 | 0 | 0 | 0 | 0 | 0 | 0 | 8 | 0 | 0 | 0 | 0 | 0 | 1
PG&E NGBA | Rincon | 115 | 0 | 0 | 0 | 0 | 0 | 0 | 0 | 0 | 0 | 0 | 0 | 0 | 0 | 0 | 0 |  | 0 | 0 | 0 | 0 | 0 | 0 | 0 | 0 | 0 | 0 | 0 | 0 | 0 | 0 |  | 0 | 0 | 0 | 0 | 0 | 0 | 0 | 0 | 0 | 0 | 0 | 0 | 0 | 0 |  | 0 | 0 | 0 | 0 | 0 | 0 | 0 | 0 | 0 | 0 | 0 | 0 | 0 | 0 | 0 | [14 empty] | 0 | 0 | 0 | 0 | 0 | 0 | 0 | 0 | 0 | 0 | 0 | 0 | 0 | 0 |  | 0 | 0 | 0 | 0 | 0 | 0 | 0 | 0 | 0 | 0 | 0 | 0 | 0 | 0 |  | 0 | 0 | 0 | 0 | 0 | 0 | 0 | 0 | 0 | 0 | 0 | 0 | 0 | 0 | 0
PG&E KERN | Rio Bravo | 115 | 0 | 0 | 0 | 0 | 0 | 0 | 0 | 0 | 0 | 0 | 0 | 0 | 0 | 0 | 0 |  | 0 | 5 | 0 | 0 | 0 | 0 | 0 | 0 | 0 | 0 | 0 | 0 | 0 | 0 |  | 0 | 5 | 0 | 0 | 0 | 0 | 0 | 0 | 0 | 0 | 0 | 0 | 0 | 0 |  | 0 | 5 | 0 | 0 | 0 | 0 | 0 | 0 | 0 | 0 | 0 | 0 | 0 | 0 | 1 | [14 empty] | 0 | 5 | 0 | 0 | 0 | 0 | 0 | 0 | 0 | 0 | 0 | 0 | 0 | 0 |  | 0 | 5 | 0 | 0 | 0 | 0 | 0 | 0 | 0 | 0 | 0 | 0 | 0 | 0 |  | 0 | 5 | 0 | 0 | 0 | 0 | 0 | 0 | 0 | 0 | 0 | 0 | 0 | 0 | 1
SCE Metro | Rio Hondo | 230 | 0 | 0 | 0 | 0 | 0 | 0 | 0 | 0 | 0 | 0 | 0 | 165 | 10 | 0 | 1 |  | 0 | 0 | 0 | 0 | 0 | 0 | 0 | 0 | 0 | 0 | 0 | 0 | 0 | 0 |  | 0 | 0 | 0 | 0 | 0 | 0 | 0 | 0 | 0 | 0 | 0 | 0 | 0 | 0 |  | 0 | 0 | 0 | 0 | 0 | 0 | 0 | 0 | 0 | 0 | 0 | 165 | 10 | 0 | 1 | [14 empty] | 0 | 0 | 0 | 0 | 0 | 0 | 0 | 0 | 0 | 0 | 0 | 0 | 0 | 0 |  | 0 | 0 | 0 | 0 | 0 | 0 | 0 | 0 | 0 | 0 | 0 | 0 | 0 | 0 |  | 0 | 0 | 0 | 0 | 0 | 0 | 0 | 0 | 0 | 0 | 0 | 165 | 10 | 0 | 1
PG&E NGBA | Rio Oso | 115 | 0 | 0 | 0 | 0 | 0 | 0 | 0 | 0 | 0 | 0 | 0 | 0 | 0 | 0 | 0 |  | 0 | 0 | 0 | 0 | 0 | 0 | 0 | 0 | 0 | 0 | 0 | 0 | 0 | 0 |  | 0 | 0 | 0 | 0 | 0 | 0 | 0 | 0 | 0 | 0 | 0 | 0 | 0 | 0 |  | 0 | 0 | 0 | 0 | 0 | 0 | 0 | 0 | 0 | 0 | 0 | 0 | 0 | 0 | 0 | [14 empty] | 0 | 0 | 0 | 0 | 0 | 0 | 0 | 0 | 0 | 0 | 0 | 0 | 0 | 0 |  | 0 | 0 | 0 | 0 | 0 | 0 | 0 | 0 | 0 | 0 | 0 | 0 | 0 | 0 |  | 0 | 0 | 0 | 0 | 0 | 0 | 0 | 0 | 0 | 0 | 0 | 0 | 0 | 0 | 0
PG&E NGBA | Rio Oso | 230 | 0 | 0 | 0 | 0 | 0 | 0 | 0 | 0 | 0 | 0 | 0 | 0 | 0 | 0 | 0 |  | 0 | 0 | 0 | 0 | 0 | 0 | 0 | 0 | 0 | 0 | 0 | 0 | 0 | 0 |  | 0 | 0 | 0 | 0 | 0 | 0 | 0 | 0 | 0 | 0 | 0 | 0 | 0 | 0 |  | 0 | 0 | 0 | 0 | 0 | 0 | 0 | 0 | 0 | 0 | 0 | 0 | 0 | 0 | 0 | [14 empty] | 0 | 0 | 0 | 0 | 0 | 0 | 0 | 0 | 0 | 0 | 0 | 0 | 0 | 0 |  | 0 | 0 | 0 | 0 | 0 | 0 | 0 | 0 | 0 | 0 | 0 | 0 | 0 | 0 |  | 0 | 0 | 0 | 0 | 0 | 0 | 0 | 0 | 0 | 0 | 0 | 0 | 0 | 0 | 0
PG&E GBA | Ripon | 115 | 0 | 0 | 0 | 0 | 0 | 0 | 0 | 0 | 2.6 | 0 | 0 | 60 | 0 | 0 | 1 |  | 0 | 0 | 0 | 0 | 0 | 0 | 0 | 0 | 0 | 0 | 0 | 0 | 0 | 0 |  | 0 | 0 | 0 | 0 | 0 | 0 | 0 | 0 | 0 | 0 | 0 | 0 | 0 | 0 |  | 0 | 0 | 0 | 0 | 0 | 0 | 0 | 0 | 2.6 | 0 | 0 | 60 | 0 | 0 | 1 | [14 empty] | 0 | 0 | 0 | 0 | 0 | 0 | 0 | 0 | 0 | 0 | 0 | 0 | 0 | 0 |  | 0 | 0 | 0 | 0 | 0 | 0 | 0 | 0 | 0 | 0 | 0 | 0 | 0 | 0 |  | 0 | 0 | 0 | 0 | 0 | 0 | 0 | 0 | 2.6 | 0 | 0 | 60 | 0 | 0 | 1
PG&E GBA | Riverbank | 115 | 0 | 0 | 0 | 0 | 0 | 0 | 0 | 0 | 0 | 0 | 0 | 0 | 0 | 0 | 0 |  | 0 | 0 | 0 | 0 | 0 | 0 | 0 | 0 | 0 | 0 | 0 | 0 | 0 | 0 |  | 0 | 0 | 0 | 0 | 0 | 0 | 0 | 0 | 0 | 0 | 0 | 0 | 0 | 0 |  | 0 | 0 | 0 | 0 | 0 | 0 | 0 | 0 | 0 | 0 | 0 | 0 | 0 | 0 | 0 | [14 empty] | 0 | 0 | 0 | 0 | 0 | 0 | 0 | 0 | 0 | 0 | 0 | 0 | 0 | 0 |  | 0 | 0 | 0 | 0 | 0 | 0 | 0 | 0 | 0 | 0 | 0 | 0 | 0 | 0 |  | 0 | 0 | 0 | 0 | 0 | 0 | 0 | 0 | 0 | 0 | 0 | 0 | 0 | 0 | 0
SCE NOL | Roadway | 115 | 0 | 0 | 0 | 0 | 0 | 0 | 0 | 0 | 2 | 200 | 0 | 100 | 0 | 0 | 1 |  | 0 | 2.7 | 0 | 0 | 0 | 0 | 0 | 0 | 0 | 11 | 34 | 0 | 12 | 0 |  | 0 | 2.7 | 0 | 0 | 0 | 0 | 0 | 0 | 0 | 11 | 34 | 0 | 12 | 0 |  | 0 | 2.7 | 0 | 0 | 0 | 0 | 0 | 0 | 2 | 211 | 34 | 100 | 12 | 0 | 1 | [14 empty] | 0 | 2.7 | 0 | 0 | 0 | 0 | 0 | 0 | 0 | 11 | 34 | 0 | 12 | 0 |  | 0 | 2.7 | 0 | 0 | 0 | 0 | 0 | 0 | 0 | 11 | 34 | 0 | 12 | 0 |  | 0 | 2.7 | 0 | 0 | 0 | 0 | 0 | 0 | 2 | 211 | 34 | 100 | 12 | 0 | 1
PG&E NGBA | Rock Creek 1 | 230 | 0 | 0 | 0 | 0 | 0 | 0 | 0 | 0 | 0 | 0 | 0 | 0 | 0 | 0 | 0 |  | 0 | 0 | 0 | 0 | 0 | 0 | 0 | 0 | 0 | 0 | 0 | 0 | 0 | 0 |  | 0 | 0 | 0 | 0 | 0 | 0 | 0 | 0 | 0 | 0 | 0 | 0 | 0 | 0 |  | 0 | 0 | 0 | 0 | 0 | 0 | 0 | 0 | 0 | 0 | 0 | 0 | 0 | 0 | 0 | [14 empty] | 0 | 0 | 0 | 0 | 0 | 0 | 0 | 0 | 0 | 0 | 0 | 0 | 0 | 0 |  | 0 | 0 | 0 | 0 | 0 | 0 | 0 | 0 | 0 | 0 | 0 | 0 | 0 | 0 |  | 0 | 0 | 0 | 0 | 0 | 0 | 0 | 0 | 0 | 0 | 0 | 0 | 0 | 0 | 0
SCE Northern | Rosamond | 66 | 0 | 0 | 0 | 0 | 0 | 0 | 0 | 0 | 0 | 0 | 0 | 0 | 0 | 0 | 0 |  | 0 | 0 | 0 | 0 | 0 | 0 | 0 | 0 | 0 | 0 | 0 | 0 | 0 | 0 |  | 0 | 0 | 0 | 0 | 0 | 0 | 0 | 0 | 0 | 0 | 0 | 0 | 0 | 0 |  | 0 | 0 | 0 | 0 | 0 | 0 | 0 | 0 | 0 | 0 | 0 | 0 | 0 | 0 | 0 | [14 empty] | 0 | 0 | 0 | 0 | 0 | 0 | 0 | 0 | 0 | 0 | 0 | 0 | 0 | 0 |  | 0 | 0 | 0 | 0 | 0 | 0 | 0 | 0 | 0 | 0 | 0 | 0 | 0 | 0 |  | 0 | 0 | 0 | 0 | 0 | 0 | 0 | 0 | 0 | 0 | 0 | 0 | 0 | 0 | 0
PG&E GBA | Rossmoor | 230 | 0 | 0 | 0 | 0 | 0 | 0 | 0 | 0 | 0 | 0 | 0 | 0 | 0 | 0 | 0 |  | 0 | 0 | 0 | 0 | 0 | 0 | 0 | 0 | 0 | 0 | 0 | 0 | 0 | 0 |  | 0 | 0 | 0 | 0 | 0 | 0 | 0 | 0 | 0 | 0 | 0 | 0 | 0 | 0 |  | 0 | 0 | 0 | 0 | 0 | 0 | 0 | 0 | 0 | 0 | 0 | 0 | 0 | 0 | 0 | [14 empty] | 0 | 0 | 0 | 0 | 0 | 0 | 0 | 0 | 0 | 0 | 0 | 0 | 0 | 0 |  | 0 | 0 | 0 | 0 | 0 | 0 | 0 | 0 | 0 | 0 | 0 | 0 | 0 | 0 |  | 0 | 0 | 0 | 0 | 0 | 0 | 0 | 0 | 0 | 0 | 0 | 0 | 0 | 0 | 0
PG&E NGBA | Round Mountain | 230 | 0 | 0 | 0 | 0 | 0 | 0 | 0 | 0 | 0 | 0 | 0 | 0 | 0 | 0 | 0 |  | 0 | 0 | 0 | 0 | 0 | 0 | 0 | 0 | 0 | 0 | 0 | 0 | 0 | 0 |  | 0 | 0 | 0 | 0 | 0 | 0 | 0 | 0 | 0 | 0 | 0 | 0 | 0 | 0 |  | 0 | 0 | 0 | 0 | 0 | 0 | 0 | 0 | 0 | 0 | 0 | 0 | 0 | 0 | 0 | [14 empty] | 0 | 0 | 0 | 0 | 0 | 0 | 0 | 0 | 0 | 0 | 0 | 0 | 0 | 0 |  | 0 | 0 | 0 | 0 | 0 | 0 | 0 | 0 | 0 | 0 | 0 | 0 | 0 | 0 |  | 0 | 0 | 0 | 0 | 0 | 0 | 0 | 0 | 0 | 0 | 0 | 0 | 0 | 0 | 0
PG&E NGBA | Round Mountain | 500 | 0 | 0 | 0 | 0 | 0 | 0 | 0 | 0 | 0 | 0 | 0 | 0 | 0 | 0 | 0 |  | 0 | 0 | 0 | 0 | 0 | 0 | 0 | 0 | 0 | 0 | 0 | 0 | 0 | 0 |  | 0 | 0 | 0 | 0 | 0 | 0 | 0 | 0 | 0 | 0 | 0 | 0 | 0 | 0 |  | 0 | 0 | 0 | 0 | 0 | 0 | 0 | 0 | 0 | 0 | 0 | 0 | 0 | 0 | 0 | [14 empty] | 0 | 0 | 0 | 0 | 0 | 0 | 0 | 0 | 0 | 0 | 0 | 0 | 0 | 0 |  | 0 | 0 | 0 | 0 | 0 | 0 | 0 | 0 | 0 | 0 | 0 | 0 | 0 | 0 |  | 0 | 0 | 0 | 0 | 0 | 0 | 0 | 0 | 0 | 0 | 0 | 0 | 0 | 0 | 0
PG&E GBA | Salado | 115 | 0 | 0 | 0 | 0 | 0 | 0 | 0 | 0 | 0 | 0 | 0 | 0 | 0 | 0 | 0 |  | 0 | 0 | 0 | 0 | 0 | 0 | 0 | 0 | 0 | 0 | 0 | 0 | 0 | 0 |  | 0 | 0 | 0 | 0 | 0 | 0 | 0 | 0 | 0 | 0 | 0 | 0 | 0 | 0 |  | 0 | 0 | 0 | 0 | 0 | 0 | 0 | 0 | 0 | 0 | 0 | 0 | 0 | 0 | 0 | [14 empty] | 0 | 0 | 0 | 0 | 0 | 0 | 0 | 0 | 0 | 0 | 0 | 0 | 0 | 0 |  | 0 | 0 | 0 | 0 | 0 | 0 | 0 | 0 | 0 | 0 | 0 | 0 | 0 | 0 |  | 0 | 0 | 0 | 0 | 0 | 0 | 0 | 0 | 0 | 0 | 0 | 0 | 0 | 0 | 0
PG&E GBA | Salado | 60 | 0 | 0 | 0 | 0 | 0 | 0 | 0 | 0 | 0 | 0 | 0 | 0 | 0 | 0 | 0 |  | 0 | 0 | 0 | 0 | 0 | 0 | 0 | 0 | 0 | 0 | 0 | 0 | 0 | 0 |  | 0 | 0 | 0 | 0 | 0 | 0 | 0 | 0 | 0 | 0 | 0 | 0 | 0 | 0 |  | 0 | 0 | 0 | 0 | 0 | 0 | 0 | 0 | 0 | 0 | 0 | 0 | 0 | 0 | 0 | [14 empty] | 0 | 0 | 0 | 0 | 0 | 0 | 0 | 0 | 0 | 0 | 0 | 0 | 0 | 0 |  | 0 | 0 | 0 | 0 | 0 | 0 | 0 | 0 | 0 | 0 | 0 | 0 | 0 | 0 |  | 0 | 0 | 0 | 0 | 0 | 0 | 0 | 0 | 0 | 0 | 0 | 0 | 0 | 0 | 0
PG&E GBA | Salinas | 115 | 0 | 0 | 0 | 0 | 0 | 0 | 0 | 0 | 0 | 0 | 0 | 0 | 0 | 0 | 0 |  | 0 | 2 | 0 | 0 | 0 | 0 | 0 | 0 | 3 | 0 | 0 | 0 | 0 | 0 |  | 0 | 2 | 0 | 0 | 0 | 0 | 0 | 0 | 3 | 0 | 0 | 0 | 0 | 0 |  | 0 | 2 | 0 | 0 | 0 | 0 | 0 | 0 | 3 | 0 | 0 | 0 | 0 | 0 | 1 | [14 empty] | 0 | 2 | 0 | 0 | 0 | 0 | 0 | 0 | 3 | 0 | 0 | 0 | 0 | 0 |  | 0 | 2 | 0 | 0 | 0 | 0 | 0 | 0 | 3 | 0 | 0 | 0 | 0 | 0 |  | 0 | 2 | 0 | 0 | 0 | 0 | 0 | 0 | 3 | 0 | 0 | 0 | 0 | 0 | 1
SDGE | Salt Creek | 69 | 0 | 0 | 0 | 0 | 0 | 0 | 0 | 0 | 0 | 0 | 0 | 0 | 0 | 0 | 0 |  | 0 | 0 | 0 | 0 | 0 | 0 | 0 | 0 | 0 | 0 | 0 | 0 | 0 | 0 |  | 0 | 0 | 0 | 0 | 0 | 0 | 0 | 0 | 0 | 0 | 0 | 0 | 0 | 0 |  | 0 | 0 | 0 | 0 | 0 | 0 | 0 | 0 | 0 | 0 | 0 | 0 | 0 | 0 | 0 | [14 empty] | 0 | 0 | 0 | 0 | 0 | 0 | 0 | 0 | 0 | 0 | 0 | 0 | 0 | 0 |  | 0 | 0 | 0 | 0 | 0 | 0 | 0 | 0 | 0 | 0 | 0 | 0 | 0 | 0 |  | 0 | 0 | 0 | 0 | 0 | 0 | 0 | 0 | 0 | 0 | 0 | 0 | 0 | 0 | 0
SCE Eastern | San Bernardino | 230 | 0 | 0 | 0 | 0 | 0 | 0 | 0 | 0 | 0 | 0 | 0 | 0 | 0 | 0 | 0 |  | 0 | 5 | 0 | 0 | 0 | 0 | 0 | 0 | 0 | 0 | 0 | 0 | 0 | 0 |  | 0 | 5 | 0 | 0 | 0 | 0 | 0 | 0 | 0 | 0 | 0 | 0 | 0 | 0 |  | 0 | 5 | 0 | 0 | 0 | 0 | 0 | 0 | 0 | 0 | 0 | 0 | 0 | 0 | 1 | [14 empty] | 0 | 5 | 0 | 0 | 0 | 0 | 0 | 0 | 0 | 0 | 0 | 0 | 0 | 0 |  | 0 | 5 | 0 | 0 | 0 | 0 | 0 | 0 | 0 | 0 | 0 | 0 | 0 | 0 |  | 0 | 5 | 0 | 0 | 0 | 0 | 0 | 0 | 0 | 0 | 0 | 0 | 0 | 0 | 1
PG&E GBA | SAN FRAN A (POTRERO PP) | 115 | 0 | 0 | 0 | 0 | 0 | 0 | 0 | 0 | 0 | 0 | 0 | 0 | 0 | 0 | 0 |  | 0 | 0 | 0 | 0 | 0 | 0 | 0 | 0 | 0 | 0 | 0 | 0 | 0 | 0 |  | 0 | 0 | 0 | 0 | 0 | 0 | 0 | 0 | 0 | 0 | 0 | 0 | 0 | 0 |  | 0 | 0 | 0 | 0 | 0 | 0 | 0 | 0 | 0 | 0 | 0 | 0 | 0 | 0 | 0 | [14 empty] | 0 | 0 | 0 | 0 | 0 | 0 | 0 | 0 | 0 | 0 | 0 | 0 | 0 | 0 |  | 0 | 0 | 0 | 0 | 0 | 0 | 0 | 0 | 0 | 0 | 0 | 0 | 0 | 0 |  | 0 | 0 | 0 | 0 | 0 | 0 | 0 | 0 | 0 | 0 | 0 | 0 | 0 | 0 | 0
PG&E GBA | SAN FRAN A (POTRERO PP) | 230 | 0 | 0 | 0 | 0 | 0 | 0 | 0 | 0 | 0 | 0 | 0 | 0 | 0 | 0 | 0 |  | 0 | 0 | 0 | 0 | 0 | 0 | 0 | 0 | 0 | 0 | 0 | 0 | 0 | 0 |  | 0 | 0 | 0 | 0 | 0 | 0 | 0 | 0 | 0 | 0 | 0 | 0 | 0 | 0 |  | 0 | 0 | 0 | 0 | 0 | 0 | 0 | 0 | 0 | 0 | 0 | 0 | 0 | 0 | 0 | [14 empty] | 0 | 0 | 0 | 0 | 0 | 0 | 0 | 0 | 0 | 0 | 0 | 0 | 0 | 0 |  | 0 | 0 | 0 | 0 | 0 | 0 | 0 | 0 | 0 | 0 | 0 | 0 | 0 | 0 |  | 0 | 0 | 0 | 0 | 0 | 0 | 0 | 0 | 0 | 0 | 0 | 0 | 0 | 0 | 0
PG&E GBA | San Jose A | 115 | 0 | 0 | 0 | 0 | 0 | 0 | 0 | 0 | 0 | 0 | 0 | 0 | 0 | 0 | 0 |  | 0 | 0 | 0 | 0 | 0 | 0 | 0 | 0 | 0 | 0 | 0 | 0 | 0 | 0 |  | 0 | 0 | 0 | 0 | 0 | 0 | 0 | 0 | 0 | 0 | 0 | 0 | 0 | 0 |  | 0 | 0 | 0 | 0 | 0 | 0 | 0 | 0 | 0 | 0 | 0 | 0 | 0 | 0 | 0 | [14 empty] | 0 | 0 | 0 | 0 | 0 | 0 | 0 | 0 | 0 | 0 | 0 | 0 | 0 | 0 |  | 0 | 0 | 0 | 0 | 0 | 0 | 0 | 0 | 0 | 0 | 0 | 0 | 0 | 0 |  | 0 | 0 | 0 | 0 | 0 | 0 | 0 | 0 | 0 | 0 | 0 | 0 | 0 | 0 | 0
PG&E GBA | San Jose B | 115 | 0 | 0 | 0 | 0 | 0 | 0 | 0 | 0 | 0 | 0 | 0 | 0 | 0 | 0 | 0 |  | 0 | 0 | 0 | 0 | 0 | 0 | 0 | 0 | 0 | 0 | 0 | 0 | 0 | 0 |  | 0 | 0 | 0 | 0 | 0 | 0 | 0 | 0 | 0 | 0 | 0 | 0 | 0 | 0 |  | 0 | 0 | 0 | 0 | 0 | 0 | 0 | 0 | 0 | 0 | 0 | 0 | 0 | 0 | 0 | [14 empty] | 0 | 0 | 0 | 0 | 0 | 0 | 0 | 0 | 0 | 0 | 0 | 0 | 0 | 0 |  | 0 | 0 | 0 | 0 | 0 | 0 | 0 | 0 | 0 | 0 | 0 | 0 | 0 | 0 |  | 0 | 0 | 0 | 0 | 0 | 0 | 0 | 0 | 0 | 0 | 0 | 0 | 0 | 0 | 0
PG&E GBA | San Leandro U | 115 | 0 | 0 | 0 | 0 | 0 | 0 | 0 | 0 | 0 | 0 | 0 | 0 | 0 | 0 | 0 |  | 0 | 0 | 0 | 0 | 0 | 0 | 0 | 0 | 0 | 0 | 0 | 0 | 0 | 0 |  | 0 | 0 | 0 | 0 | 0 | 0 | 0 | 0 | 0 | 0 | 0 | 0 | 0 | 0 |  | 0 | 0 | 0 | 0 | 0 | 0 | 0 | 0 | 0 | 0 | 0 | 0 | 0 | 0 | 0 | [14 empty] | 0 | 0 | 0 | 0 | 0 | 0 | 0 | 0 | 0 | 0 | 0 | 0 | 0 | 0 |  | 0 | 0 | 0 | 0 | 0 | 0 | 0 | 0 | 0 | 0 | 0 | 0 | 0 | 0 |  | 0 | 0 | 0 | 0 | 0 | 0 | 0 | 0 | 0 | 0 | 0 | 0 | 0 | 0 | 0
PG&E KERN | San Luis Obispo | 115 | 0 | 0 | 0 | 0 | 0 | 0 | 0 | 0 | 0 | 0 | 0 | 0 | 0 | 0 | 0 |  | 0 | 0 | 0 | 0 | 0 | 0 | 0 | 0 | 0 | 0 | 0 | 0 | 0 | 0 |  | 0 | 0 | 0 | 0 | 0 | 0 | 0 | 0 | 0 | 0 | 0 | 0 | 0 | 0 |  | 0 | 0 | 0 | 0 | 0 | 0 | 0 | 0 | 0 | 0 | 0 | 0 | 0 | 0 | 0 | [14 empty] | 0 | 0 | 0 | 0 | 0 | 0 | 0 | 0 | 0 | 0 | 0 | 0 | 0 | 0 |  | 0 | 0 | 0 | 0 | 0 | 0 | 0 | 0 | 0 | 0 | 0 | 0 | 0 | 0 |  | 0 | 0 | 0 | 0 | 0 | 0 | 0 | 0 | 0 | 0 | 0 | 0 | 0 | 0 | 0
PG&E KERN | San Luis Obispo | 70 | 0 | 0 | 0 | 0 | 0 | 0 | 0 | 0 | 0 | 0 | 0 | 0 | 0 | 0 | 0 |  | 0 | 10.9 | 0 | 0 | 0 | 0 | 0 | 0 | 0 | 0 | 0 | 0 | 0 | 0 |  | 0 | 10.9 | 0 | 0 | 0 | 0 | 0 | 0 | 0 | 0 | 0 | 0 | 0 | 0 |  | 0 | 10.9 | 0 | 0 | 0 | 0 | 0 | 0 | 0 | 0 | 0 | 0 | 0 | 0 | 1 | [14 empty] | 0 | 10.9 | 0 | 0 | 0 | 0 | 0 | 0 | 0 | 0 | 0 | 0 | 0 | 0 |  | 0 | 10.9 | 0 | 0 | 0 | 0 | 0 | 0 | 0 | 0 | 0 | 0 | 0 | 0 |  | 0 | 10.9 | 0 | 0 | 0 | 0 | 0 | 0 | 0 | 0 | 0 | 0 | 0 | 0 | 1
SDGE | San Luis Rey | 230 | 0 | 0 | 0 | 0 | 0 | 0 | 0 | 0 | 0 | 0 | 0 | 0 | 0 | 0 | 0 |  | 0 | 0 | 0 | 0 | 0 | 0 | 0 | 0 | 0 | 0 | 0 | 0 | 0 | 0 |  | 0 | 0 | 0 | 0 | 0 | 0 | 0 | 0 | 0 | 0 | 0 | 0 | 0 | 0 |  | 0 | 0 | 0 | 0 | 0 | 0 | 0 | 0 | 0 | 0 | 0 | 0 | 0 | 0 | 0 | [12 empty] | 100 |  | 0 | 0 | 0 | 0 | 0 | 0 | 0 | 0 | 0 | 0 | 0 | 0 | 100 | 0 |  | 0 | 0 | 0 | 0 | 0 | 0 | 0 | 0 | 0 | 0 | 0 | 0 | 100 | 0 |  | 0 | 0 | 0 | 0 | 0 | 0 | 0 | 0 | 0 | 0 | 0 | 0 | 100 | 0 | 1
SDGE | San Luis Rey | 69 | 0 | 0 | 0 | 0 | 0 | 0 | 0 | 0 | 0 | 0 | 0 | 0 | 0 | 0 | 0 |  | 0 | 0 | 0 | 0 | 0 | 0 | 0 | 0 | 0 | 0 | 0 | 0 | 0 | 0 |  | 0 | 0 | 0 | 0 | 0 | 0 | 0 | 0 | 0 | 0 | 0 | 0 | 0 | 0 |  | 0 | 0 | 0 | 0 | 0 | 0 | 0 | 0 | 0 | 0 | 0 | 0 | 0 | 0 | 0 | [14 empty] | 0 | 0 | 0 | 0 | 0 | 0 | 0 | 0 | 0 | 0 | 0 | 0 | 0 | 0 |  | 0 | 0 | 0 | 0 | 0 | 0 | 0 | 0 | 0 | 0 | 0 | 0 | 0 | 0 |  | 0 | 0 | 0 | 0 | 0 | 0 | 0 | 0 | 0 | 0 | 0 | 0 | 0 | 0 | 0
SDGE | San Marcos | 69 | 0 | 0 | 0 | 0 | 0 | 0 | 0 | 0 | 0 | 0 | 0 | 0 | 0 | 0 | 0 |  | 0 | 0 | 0 | 0 | 0 | 0 | 0 | 0 | 0 | 0 | 0 | 0 | 0 | 0 |  | 0 | 0 | 0 | 0 | 0 | 0 | 0 | 0 | 0 | 0 | 0 | 0 | 0 | 0 |  | 0 | 0 | 0 | 0 | 0 | 0 | 0 | 0 | 0 | 0 | 0 | 0 | 0 | 0 | 0 | [14 empty] | 0 | 0 | 0 | 0 | 0 | 0 | 0 | 0 | 0 | 0 | 0 | 0 | 0 | 0 |  | 0 | 0 | 0 | 0 | 0 | 0 | 0 | 0 | 0 | 0 | 0 | 0 | 0 | 0 |  | 0 | 0 | 0 | 0 | 0 | 0 | 0 | 0 | 0 | 0 | 0 | 0 | 0 | 0 | 0
SCE Metro | San Onofre | 230 | 0 | 0 | 0 | 0 | 0 | 0 | 0 | 0 | 0 | 0 | 0 | 0 | 0 | 0 | 0 |  | 0 | 0 | 0 | 0 | 0 | 0 | 0 | 0 | 0 | 0 | 0 | 0 | 0 | 0 |  | 0 | 0 | 0 | 0 | 0 | 0 | 0 | 0 | 0 | 0 | 0 | 0 | 0 | 0 |  | 0 | 0 | 0 | 0 | 0 | 0 | 0 | 0 | 0 | 0 | 0 | 0 | 0 | 0 | 0 | [14 empty] | 0 | 0 | 0 | 0 | 0 | 0 | 0 | 0 | 0 | 0 | 0 | 0 | 0 | 0 |  | 0 | 0 | 0 | 0 | 0 | 0 | 0 | 0 | 0 | 0 | 0 | 0 | 0 | 0 |  | 0 | 0 | 0 | 0 | 0 | 0 | 0 | 0 | 0 | 0 | 0 | 0 | 0 | 0 | 0
PG&E GBA | San Pablo | 115 | 0 | 0 | 0 | 0 | 0 | 0 | 0 | 0 | 0 | 0 | 0 | 0 | 0 | 0 | 0 |  | 0 | 0 | 0 | 0 | 0 | 0 | 0 | 0 | 0 | 0 | 0 | 0 | 0 | 0 |  | 0 | 0 | 0 | 0 | 0 | 0 | 0 | 0 | 0 | 0 | 0 | 0 | 0 | 0 |  | 0 | 0 | 0 | 0 | 0 | 0 | 0 | 0 | 0 | 0 | 0 | 0 | 0 | 0 | 0 | [14 empty] | 0 | 0 | 0 | 0 | 0 | 0 | 0 | 0 | 0 | 0 | 0 | 0 | 0 | 0 |  | 0 | 0 | 0 | 0 | 0 | 0 | 0 | 0 | 0 | 0 | 0 | 0 | 0 | 0 |  | 0 | 0 | 0 | 0 | 0 | 0 | 0 | 0 | 0 | 0 | 0 | 0 | 0 | 0 | 0
PG&E GBA | San Ramon | 230 | 0 | 0 | 0 | 0 | 0 | 0 | 0 | 0 | 0 | 0 | 0 | 0 | 0 | 0 | 0 |  | 0 | 0 | 0 | 0 | 0 | 0 | 0 | 0 | 0 | 0 | 0 | 0 | 0 | 0 |  | 0 | 0 | 0 | 0 | 0 | 0 | 0 | 0 | 0 | 0 | 0 | 0 | 0 | 0 |  | 0 | 0 | 0 | 0 | 0 | 0 | 0 | 0 | 0 | 0 | 0 | 0 | 0 | 0 | 0 | [14 empty] | 0 | 0 | 0 | 0 | 0 | 0 | 0 | 0 | 0 | 0 | 0 | 0 | 0 | 0 |  | 0 | 0 | 0 | 0 | 0 | 0 | 0 | 0 | 0 | 0 | 0 | 0 | 0 | 0 |  | 0 | 0 | 0 | 0 | 0 | 0 | 0 | 0 | 0 | 0 | 0 | 0 | 0 | 0 | 0
SDGE | San Ysidro | 69 | 0 | 0 | 0 | 0 | 0 | 0 | 0 | 0 | 0 | 0 | 0 | 0 | 0 | 0 | 0 |  | 0 | 0 | 0 | 0 | 0 | 0 | 0 | 0 | 0 | 0 | 0 | 0 | 0 | 0 |  | 0 | 0 | 0 | 0 | 0 | 0 | 0 | 0 | 0 | 0 | 0 | 0 | 0 | 0 |  | 0 | 0 | 0 | 0 | 0 | 0 | 0 | 0 | 0 | 0 | 0 | 0 | 0 | 0 | 0 | [14 empty] | 0 | 0 | 0 | 0 | 0 | 0 | 0 | 0 | 0 | 0 | 0 | 0 | 0 | 0 |  | 0 | 0 | 0 | 0 | 0 | 0 | 0 | 0 | 0 | 0 | 0 | 0 | 0 | 0 |  | 0 | 0 | 0 | 0 | 0 | 0 | 0 | 0 | 0 | 0 | 0 | 0 | 0 | 0 | 0
SCE NOL | Sandlot | 230 | 0 | 0 | 0 | 0 | 0 | 0 | 0 | 0 | 0 | 0 | 0 | 0 | 0 | 0 | 0 |  | 0 | 0 | 0 | 0 | 0 | 0 | 0 | 0 | 0 | 0 | 0 | 0 | 0 | 0 |  | 0 | 0 | 0 | 0 | 0 | 0 | 0 | 0 | 0 | 0 | 0 | 0 | 0 | 0 |  | 0 | 0 | 0 | 0 | 0 | 0 | 0 | 0 | 0 | 0 | 0 | 0 | 0 | 0 | 0 | [14 empty] | 0 | 0 | 0 | 0 | 0 | 0 | 0 | 0 | 0 | 0 | 0 | 0 | 0 | 0 |  | 0 | 0 | 0 | 0 | 0 | 0 | 0 | 0 | 0 | 0 | 0 | 0 | 0 | 0 |  | 0 | 0 | 0 | 0 | 0 | 0 | 0 | 0 | 0 | 0 | 0 | 0 | 0 | 0 | 0
EOP | Sandy | 138 | 0 | 0 | 0 | 0 | 0 | 0 | 0 | 0 | 0 | 0 | 0 | 0 | 0 | 0 | 0 |  | 0 | 0 | 0 | 0 | 0 | 0 | 0 | 0 | 0 | 0 | 0 | 0 | 0 | 0 |  | 0 | 0 | 0 | 0 | 0 | 0 | 0 | 0 | 0 | 0 | 0 | 0 | 0 | 0 |  | 0 | 0 | 0 | 0 | 0 | 0 | 0 | 0 | 0 | 0 | 0 | 0 | 0 | 0 | 0 | [14 empty] | 0 | 0 | 0 | 0 | 0 | 0 | 0 | 0 | 0 | 0 | 0 | 0 | 0 | 0 |  | 0 | 0 | 0 | 0 | 0 | 0 | 0 | 0 | 0 | 0 | 0 | 0 | 0 | 0 |  | 0 | 0 | 0 | 0 | 0 | 0 | 0 | 0 | 0 | 0 | 0 | 0 | 0 | 0 | 0
PG&E FRESNO | Sanger | 115 | 0 | 0 | 0 | 0 | 0 | 0 | 0 | 0 | 0 | 0 | 0 | 0 | 0 | 0 | 0 |  | 0 | 2.8 | 0 | 0 | 0 | 0 | 0 | 0 | 0 | 0 | 0 | 0 | 0 | 0 |  | 0 | 2.8 | 0 | 0 | 0 | 0 | 0 | 0 | 0 | 0 | 0 | 0 | 0 | 0 |  | 0 | 2.8 | 0 | 0 | 0 | 0 | 0 | 0 | 0 | 0 | 0 | 0 | 0 | 0 | 1 | [14 empty] | 0 | 2.8 | 0 | 0 | 0 | 0 | 0 | 0 | 0 | 0 | 0 | 0 | 0 | 0 |  | 0 | 2.8 | 0 | 0 | 0 | 0 | 0 | 0 | 0 | 0 | 0 | 0 | 0 | 0 |  | 0 | 2.8 | 0 | 0 | 0 | 0 | 0 | 0 | 0 | 0 | 0 | 0 | 0 | 0 | 1
SCE Northern | Santa Clara | 230 | 0 | 0 | 0 | 0 | 0 | 0 | 0 | 0 | 0 | 0 | 0 | 0 | 0 | 0 | 0 |  | 0 | 0 | 0 | 0 | 0 | 0 | 0 | 0 | 0 | 0 | 0 | 0 | 0 | 0 |  | 0 | 0 | 0 | 0 | 0 | 0 | 0 | 0 | 0 | 0 | 0 | 0 | 0 | 0 |  | 0 | 0 | 0 | 0 | 0 | 0 | 0 | 0 | 0 | 0 | 0 | 0 | 0 | 0 | 0 | [10 empty] | 150 |  | 50 |  | 0 | 0 | 0 | 0 | 0 | 0 | 0 | 0 | 0 | 0 | 150 | 0 | 50 | 0 |  | 0 | 0 | 0 | 0 | 0 | 0 | 0 | 0 | 0 | 0 | 150 | 0 | 50 | 0 |  | 0 | 0 | 0 | 0 | 0 | 0 | 0 | 0 | 0 | 0 | 150 | 0 | 50 | 0 | 1
PG&E NGBA | Santa Rosa A | 115 | 0 | 0 | 0 | 0 | 0 | 0 | 0 | 0 | 0 | 0 | 0 | 0 | 0 | 0 | 0 |  | 0 | 0 | 0 | 0 | 0 | 0 | 0 | 0 | 0 | 0 | 0 | 0 | 0 | 0 |  | 0 | 0 | 0 | 0 | 0 | 0 | 0 | 0 | 0 | 0 | 0 | 0 | 0 | 0 |  | 0 | 0 | 0 | 0 | 0 | 0 | 0 | 0 | 0 | 0 | 0 | 0 | 0 | 0 | 0 | [14 empty] | 0 | 0 | 0 | 0 | 0 | 0 | 0 | 0 | 0 | 0 | 0 | 0 | 0 | 0 |  | 0 | 0 | 0 | 0 | 0 | 0 | 0 | 0 | 0 | 0 | 0 | 0 | 0 | 0 |  | 0 | 0 | 0 | 0 | 0 | 0 | 0 | 0 | 0 | 0 | 0 | 0 | 0 | 0 | 0
PG&E GBA | Santa Teresa | 115 | 0 | 0 | 0 | 0 | 0 | 0 | 0 | 0 | 0 | 0 | 0 | 0 | 0 | 0 | 0 |  | 0 | 0 | 0 | 0 | 0 | 0 | 0 | 0 | 0 | 0 | 0 | 0 | 0 | 0 |  | 0 | 0 | 0 | 0 | 0 | 0 | 0 | 0 | 0 | 0 | 0 | 0 | 0 | 0 |  | 0 | 0 | 0 | 0 | 0 | 0 | 0 | 0 | 0 | 0 | 0 | 0 | 0 | 0 | 0 | [14 empty] | 0 | 0 | 0 | 0 | 0 | 0 | 0 | 0 | 0 | 0 | 0 | 0 | 0 | 0 |  | 0 | 0 | 0 | 0 | 0 | 0 | 0 | 0 | 0 | 0 | 0 | 0 | 0 | 0 |  | 0 | 0 | 0 | 0 | 0 | 0 | 0 | 0 | 0 | 0 | 0 | 0 | 0 | 0 | 0
SDGE | Santee | 138 | 0 | 0 | 0 | 0 | 0 | 0 | 0 | 0 | 0 | 0 | 0 | 10 | 0 | 0 | 1 |  | 0 | 0 | 0 | 0 | 0 | 0 | 0 | 0 | 0 | 0 | 0 | 0 | 0 | 0 |  | 0 | 0 | 0 | 0 | 0 | 0 | 0 | 0 | 0 | 0 | 0 | 0 | 0 | 0 |  | 0 | 0 | 0 | 0 | 0 | 0 | 0 | 0 | 0 | 0 | 0 | 10 | 0 | 0 | 1 | [14 empty] | 0 | 0 | 0 | 0 | 0 | 0 | 0 | 0 | 0 | 0 | 0 | 0 | 0 | 0 |  | 0 | 0 | 0 | 0 | 0 | 0 | 0 | 0 | 0 | 0 | 0 | 0 | 0 | 0 |  | 0 | 0 | 0 | 0 | 0 | 0 | 0 | 0 | 0 | 0 | 0 | 10 | 0 | 0 | 1
SCE Metro | Santiago | 230 | 0 | 0 | 0 | 0 | 0 | 0 | 0 | 0 | 0 | 0 | 0 | 0 | 0 | 0 | 0 |  | 0 | 0 | 0 | 0 | 0 | 0 | 0 | 0 | 0 | 0 | 0 | 0 | 0 | 0 |  | 0 | 0 | 0 | 0 | 0 | 0 | 0 | 0 | 0 | 0 | 0 | 0 | 0 | 0 |  | 0 | 0 | 0 | 0 | 0 | 0 | 0 | 0 | 0 | 0 | 0 | 0 | 0 | 0 | 0 | [14 empty] | 0 | 0 | 0 | 0 | 0 | 0 | 0 | 0 | 0 | 0 | 0 | 0 | 0 | 0 |  | 0 | 0 | 0 | 0 | 0 | 0 | 0 | 0 | 0 | 0 | 0 | 0 | 0 | 0 |  | 0 | 0 | 0 | 0 | 0 | 0 | 0 | 0 | 0 | 0 | 0 | 0 | 0 | 0 | 0
PG&E GBA | Saratoga | 230 | 0 | 0 | 0 | 0 | 0 | 0 | 0 | 0 | 0 | 0 | 0 | 0 | 0 | 0 | 0 |  | 0 | 0 | 0 | 0 | 0 | 0 | 0 | 0 | 0 | 0 | 0 | 0 | 0 | 0 |  | 0 | 0 | 0 | 0 | 0 | 0 | 0 | 0 | 0 | 0 | 0 | 0 | 0 | 0 |  | 0 | 0 | 0 | 0 | 0 | 0 | 0 | 0 | 0 | 0 | 0 | 0 | 0 | 0 | 0 | [14 empty] | 0 | 0 | 0 | 0 | 0 | 0 | 0 | 0 | 0 | 0 | 0 | 0 | 0 | 0 |  | 0 | 0 | 0 | 0 | 0 | 0 | 0 | 0 | 0 | 0 | 0 | 0 | 0 | 0 |  | 0 | 0 | 0 | 0 | 0 | 0 | 0 | 0 | 0 | 0 | 0 | 0 | 0 | 0 | 0
SCE Northern | Saugus | 230 | 0 | 0 | 0 | 0 | 0 | 0 | 0 | 0 | 0 | 0 | 0 | 0 | 0 | 0 | 0 |  | 0 | 0 | 0 | 0 | 0 | 0 | 0 | 0 | 0 | 0 | 0 | 0 | 0 | 0 |  | 0 | 0 | 0 | 0 | 0 | 0 | 0 | 0 | 0 | 0 | 0 | 0 | 0 | 0 |  | 0 | 0 | 0 | 0 | 0 | 0 | 0 | 0 | 0 | 0 | 0 | 0 | 0 | 0 | 0 | [14 empty] | 0 | 0 | 0 | 0 | 0 | 0 | 0 | 0 | 0 | 0 | 0 | 0 | 0 | 0 |  | 0 | 0 | 0 | 0 | 0 | 0 | 0 | 0 | 0 | 0 | 0 | 0 | 0 | 0 |  | 0 | 0 | 0 | 0 | 0 | 0 | 0 | 0 | 0 | 0 | 0 | 0 | 0 | 0 | 0
PG&E FRESNO | Schindler | 115 | 0 | 0 | 0 | 0 | 0 | 0 | 0 | 0 | 0 | 0 | 0 | 0 | 0 | 0 | 0 |  | 0 | 0 | 0 | 0 | 0 | 0 | 0 | 0 | 0 | 0 | 0 | 0 | 0 | 0 |  | 0 | 0 | 0 | 0 | 0 | 0 | 0 | 0 | 0 | 0 | 0 | 0 | 0 | 0 |  | 0 | 0 | 0 | 0 | 0 | 0 | 0 | 0 | 0 | 0 | 0 | 0 | 0 | 0 | 0 | [9 empty] | 100 |  |  | 40 |  | 0 | 0 | 0 | 0 | 0 | 0 | 0 | 0 | 0 | 100 | 0 | 0 | 40 | 0 |  | 0 | 0 | 0 | 0 | 0 | 0 | 0 | 0 | 0 | 100 | 0 | 0 | 40 | 0 |  | 0 | 0 | 0 | 0 | 0 | 0 | 0 | 0 | 0 | 100 | 0 | 0 | 40 | 0 | 1
PG&E FRESNO | Schindler | 70 | 0 | 0 | 0 | 0 | 0 | 0 | 0 | 0 | 0 | 0 | 0 | 0 | 0 | 0 | 0 |  | 0 | 0 | 0 | 0 | 0 | 0 | 0 | 0 | 0 | 0 | 0 | 0 | 0 | 0 |  | 0 | 0 | 0 | 0 | 0 | 0 | 0 | 0 | 0 | 0 | 0 | 0 | 0 | 0 |  | 0 | 0 | 0 | 0 | 0 | 0 | 0 | 0 | 0 | 0 | 0 | 0 | 0 | 0 | 0 | [14 empty] | 0 | 0 | 0 | 0 | 0 | 0 | 0 | 0 | 0 | 0 | 0 | 0 | 0 | 0 |  | 0 | 0 | 0 | 0 | 0 | 0 | 0 | 0 | 0 | 0 | 0 | 0 | 0 | 0 |  | 0 | 0 | 0 | 0 | 0 | 0 | 0 | 0 | 0 | 0 | 0 | 0 | 0 | 0 | 0
PG&E GBA | Schulte | 115 | 0 | 0 | 0 | 0 | 0 | 0 | 0 | 0 | 0 | 0 | 0 | 0 | 0 | 0 | 0 |  | 0 | 0 | 0 | 0 | 0 | 0 | 0 | 0 | 0 | 0 | 0 | 0 | 0 | 0 |  | 0 | 0 | 0 | 0 | 0 | 0 | 0 | 0 | 0 | 0 | 0 | 0 | 0 | 0 |  | 0 | 0 | 0 | 0 | 0 | 0 | 0 | 0 | 0 | 0 | 0 | 0 | 0 | 0 | 0 | [14 empty] | 0 | 0 | 0 | 0 | 0 | 0 | 0 | 0 | 0 | 0 | 0 | 0 | 0 | 0 |  | 0 | 0 | 0 | 0 | 0 | 0 | 0 | 0 | 0 | 0 | 0 | 0 | 0 | 0 |  | 0 | 0 | 0 | 0 | 0 | 0 | 0 | 0 | 0 | 0 | 0 | 0 | 0 | 0 | 0
SDGE | Scripps | 69 | 0 | 0 | 0 | 0 | 0 | 0 | 0 | 0 | 0 | 0 | 0 | 0 | 0 | 0 | 0 |  | 0 | 0 | 0 | 0 | 0 | 0 | 0 | 0 | 0 | 0 | 0 | 0 | 0 | 0 |  | 0 | 0 | 0 | 0 | 0 | 0 | 0 | 0 | 0 | 0 | 0 | 0 | 0 | 0 |  | 0 | 0 | 0 | 0 | 0 | 0 | 0 | 0 | 0 | 0 | 0 | 0 | 0 | 0 | 0 | [14 empty] | 0 | 0 | 0 | 0 | 0 | 0 | 0 | 0 | 0 | 0 | 0 | 0 | 0 | 0 |  | 0 | 0 | 0 | 0 | 0 | 0 | 0 | 0 | 0 | 0 | 0 | 0 | 0 | 0 |  | 0 | 0 | 0 | 0 | 0 | 0 | 0 | 0 | 0 | 0 | 0 | 0 | 0 | 0 | 0
PG&E KERN | Semitropic | 115 | 0 | 0 | 0 | 0 | 0 | 0 | 0 | 0 | 4.66 | 0 | 0 | 0 | 0 | 0 | 1 |  | 0 | 0 | 0 | 0 | 0 | 0 | 0 | 0 | 0 | 0 | 0 | 0 | 0 | 0 |  | 0 | 0 | 0 | 0 | 0 | 0 | 0 | 0 | 0 | 0 | 0 | 0 | 0 | 0 |  | 0 | 0 | 0 | 0 | 0 | 0 | 0 | 0 | 4.66 | 0 | 0 | 0 | 0 | 0 | 1 | [14 empty] | 0 | 0 | 0 | 0 | 0 | 0 | 0 | 0 | 0 | 0 | 0 | 0 | 0 | 0 |  | 0 | 0 | 0 | 0 | 0 | 0 | 0 | 0 | 0 | 0 | 0 | 0 | 0 | 0 |  | 0 | 0 | 0 | 0 | 0 | 0 | 0 | 0 | 4.66 | 0 | 0 | 0 | 0 | 0 | 1
SCE Metro | Serrano | 230 | 0 | 0 | 0 | 0 | 0 | 0 | 0 | 0 | 0 | 0 | 0 | 0 | 0 | 0 | 0 |  | 0 | 0 | 0 | 0 | 0 | 0 | 0 | 0 | 0 | 0 | 0 | 0 | 0 | 0 |  | 0 | 0 | 0 | 0 | 0 | 0 | 0 | 0 | 0 | 0 | 0 | 0 | 0 | 0 |  | 0 | 0 | 0 | 0 | 0 | 0 | 0 | 0 | 0 | 0 | 0 | 0 | 0 | 0 | 0 | [14 empty] | 0 | 0 | 0 | 0 | 0 | 0 | 0 | 0 | 0 | 0 | 0 | 0 | 0 | 0 |  | 0 | 0 | 0 | 0 | 0 | 0 | 0 | 0 | 0 | 0 | 0 | 0 | 0 | 0 |  | 0 | 0 | 0 | 0 | 0 | 0 | 0 | 0 | 0 | 0 | 0 | 0 | 0 | 0 | 0
SCE Metro | Serrano | 500 | 0 | 0 | 0 | 0 | 0 | 0 | 0 | 0 | 0 | 0 | 0 | 0 | 0 | 0 | 0 |  | 0 | 0 | 0 | 0 | 0 | 0 | 0 | 0 | 0 | 0 | 0 | 0 | 0 | 0 |  | 0 | 0 | 0 | 0 | 0 | 0 | 0 | 0 | 0 | 0 | 0 | 0 | 0 | 0 |  | 0 | 0 | 0 | 0 | 0 | 0 | 0 | 0 | 0 | 0 | 0 | 0 | 0 | 0 | 0 | [14 empty] | 0 | 0 | 0 | 0 | 0 | 0 | 0 | 0 | 0 | 0 | 0 | 0 | 0 | 0 |  | 0 | 0 | 0 | 0 | 0 | 0 | 0 | 0 | 0 | 0 | 0 | 0 | 0 | 0 |  | 0 | 0 | 0 | 0 | 0 | 0 | 0 | 0 | 0 | 0 | 0 | 0 | 0 | 0 | 0
SDGE | Shadowridge | 138 | 0 | 0 | 0 | 0 | 0 | 0 | 0 | 0 | 0 | 0 | 0 | 0 | 0 | 0 | 0 |  | 0 | 0 | 0 | 0 | 0 | 0 | 0 | 0 | 0 | 0 | 0 | 0 | 0 | 0 |  | 0 | 0 | 0 | 0 | 0 | 0 | 0 | 0 | 0 | 0 | 0 | 0 | 0 | 0 |  | 0 | 0 | 0 | 0 | 0 | 0 | 0 | 0 | 0 | 0 | 0 | 0 | 0 | 0 | 0 | [14 empty] | 0 | 0 | 0 | 0 | 0 | 0 | 0 | 0 | 0 | 0 | 0 | 0 | 0 | 0 |  | 0 | 0 | 0 | 0 | 0 | 0 | 0 | 0 | 0 | 0 | 0 | 0 | 0 | 0 |  | 0 | 0 | 0 | 0 | 0 | 0 | 0 | 0 | 0 | 0 | 0 | 0 | 0 | 0 | 0
PG&E KERN | Shafter | 115 | 0 | 0 | 0 | 0 | 0 | 0 | 0 | 0 | 2.25 | 0 | 0 | 0 | 0 | 0 | 1 |  | 0 | 0 | 0 | 0 | 0 | 0 | 0 | 0 | 0 | 0 | 0 | 0 | 0 | 0 |  | 0 | 0 | 0 | 0 | 0 | 0 | 0 | 0 | 0 | 0 | 0 | 0 | 0 | 0 |  | 0 | 0 | 0 | 0 | 0 | 0 | 0 | 0 | 2.25 | 0 | 0 | 0 | 0 | 0 | 1 | [9 empty] | 80 | 20 |  | 10 |  | 0 | 0 | 0 | 0 | 0 | 0 | 0 | 0 | 0 | 80 | 20 | 0 | 10 | 0 |  | 0 | 0 | 0 | 0 | 0 | 0 | 0 | 0 | 0 | 80 | 20 | 0 | 10 | 0 |  | 0 | 0 | 0 | 0 | 0 | 0 | 0 | 0 | 2.25 | 80 | 20 | 0 | 10 | 0 | 1
PG&E NGBA | Silverado | 115 | 0 | 0 | 0 | 0 | 0 | 0 | 0 | 0 | 0 | 0 | 0 | 0 | 0 | 0 | 0 |  | 0 | 0 | 0 | 0 | 0 | 0 | 0 | 0 | 0 | 0 | 0 | 0 | 0 | 0 |  | 0 | 0 | 0 | 0 | 0 | 0 | 0 | 0 | 0 | 0 | 0 | 0 | 0 | 0 |  | 0 | 0 | 0 | 0 | 0 | 0 | 0 | 0 | 0 | 0 | 0 | 0 | 0 | 0 | 0 | [14 empty] | 0 | 0 | 0 | 0 | 0 | 0 | 0 | 0 | 0 | 0 | 0 | 0 | 0 | 0 |  | 0 | 0 | 0 | 0 | 0 | 0 | 0 | 0 | 0 | 0 | 0 | 0 | 0 | 0 |  | 0 | 0 | 0 | 0 | 0 | 0 | 0 | 0 | 0 | 0 | 0 | 0 | 0 | 0 | 0
SDGE | Silvergate | 230 | 0 | 0 | 0 | 0 | 0 | 0 | 0 | 0 | 0 | 0 | 0 | 0 | 0 | 0 | 0 |  | 0 | 0 | 0 | 0 | 0 | 0 | 0 | 0 | 0 | 0 | 0 | 0 | 0 | 0 |  | 0 | 0 | 0 | 0 | 0 | 0 | 0 | 0 | 0 | 0 | 0 | 0 | 0 | 0 |  | 0 | 0 | 0 | 0 | 0 | 0 | 0 | 0 | 0 | 0 | 0 | 0 | 0 | 0 | 0 | [12 empty] | 100 |  | 0 | 0 | 0 | 0 | 0 | 0 | 0 | 0 | 0 | 0 | 0 | 0 | 100 | 0 |  | 0 | 0 | 0 | 0 | 0 | 0 | 0 | 0 | 0 | 0 | 0 | 0 | 100 | 0 |  | 0 | 0 | 0 | 0 | 0 | 0 | 0 | 0 | 0 | 0 | 0 | 0 | 100 | 0 | 1
SDGE | Silvergate | 69 | 0 | 0 | 0 | 0 | 0 | 0 | 0 | 0 | 0 | 0 | 0 | 0 | 0 | 0 | 0 |  | 0 | 0 | 0 | 0 | 0 | 0 | 0 | 0 | 0 | 0 | 0 | 0 | 0 | 0 |  | 0 | 0 | 0 | 0 | 0 | 0 | 0 | 0 | 0 | 0 | 0 | 0 | 0 | 0 |  | 0 | 0 | 0 | 0 | 0 | 0 | 0 | 0 | 0 | 0 | 0 | 0 | 0 | 0 | 0 | [14 empty] | 0 | 0 | 0 | 0 | 0 | 0 | 0 | 0 | 0 | 0 | 0 | 0 | 0 | 0 |  | 0 | 0 | 0 | 0 | 0 | 0 | 0 | 0 | 0 | 0 | 0 | 0 | 0 | 0 |  | 0 | 0 | 0 | 0 | 0 | 0 | 0 | 0 | 0 | 0 | 0 | 0 | 0 | 0 | 0
PG&E KERN | Sisquoc | 115 | 0 | 0 | 0 | 0 | 0 | 0 | 0 | 0 | 0 | 0 | 0 | 0 | 0 | 0 | 0 |  | 0 | 0 | 0 | 0 | 0 | 0 | 0 | 0 | 0 | 0 | 0 | 0 | 0 | 0 |  | 0 | 0 | 0 | 0 | 0 | 0 | 0 | 0 | 0 | 0 | 0 | 0 | 0 | 0 |  | 0 | 0 | 0 | 0 | 0 | 0 | 0 | 0 | 0 | 0 | 0 | 0 | 0 | 0 | 0 | [14 empty] | 0 | 0 | 0 | 0 | 0 | 0 | 0 | 0 | 0 | 0 | 0 | 0 | 0 | 0 |  | 0 | 0 | 0 | 0 | 0 | 0 | 0 | 0 | 0 | 0 | 0 | 0 | 0 | 0 |  | 0 | 0 | 0 | 0 | 0 | 0 | 0 | 0 | 0 | 0 | 0 | 0 | 0 | 0 | 0
EOP | Sloan Canyon | 230 | 0 | 0 | 0 | 0 | 0 | 0 | 0 | 0 | 0 | 0 | 0 | 0 | 0 | 0 | 0 |  | 0 | 0 | 66 | 244 | 0 | 0 | 0 | 0 | 0 | 0 | 0 | 0 | 0 | 0 |  | 0 | 0 | 66 | 244 | 0 | 0 | 0 | 0 | 0 | 0 | 0 | 0 | 0 | 0 |  | 0 | 0 | 66 | 244 | 0 | 0 | 0 | 0 | 0 | 0 | 0 | 0 | 0 | 0 | 1 | [9 empty] | 100 | 200 |  | 100 |  | 0 | 0 | 66 | 244 | 0 | 0 | 0 | 0 | 0 | 100 | 200 | 0 | 100 | 0 |  | 0 | 0 | 66 | 244 | 0 | 0 | 0 | 0 | 0 | 100 | 200 | 0 | 100 | 0 |  | 0 | 0 | 66 | 244 | 0 | 0 | 0 | 0 | 0 | 100 | 200 | 0 | 100 | 0 | 1
EOP | Sloan Canyon | 500 | 0 | 0 | 0 | 0 | 0 | 0 | 0 | 0 | 0 | 0 | 0 | 0 | 0 | 0 | 0 |  | 0 | 0 | 0 | 0 | 0 | 0 | 0 | 0 | 0 | 0 | 0 | 0 | 0 | 0 |  | 0 | 0 | 0 | 0 | 0 | 0 | 0 | 0 | 0 | 0 | 0 | 0 | 0 | 0 |  | 0 | 0 | 0 | 0 | 0 | 0 | 0 | 0 | 0 | 0 | 0 | 0 | 0 | 0 | 0 | [14 empty] | 0 | 0 | 0 | 0 | 0 | 0 | 0 | 0 | 0 | 0 | 0 | 0 | 0 | 0 |  | 0 | 0 | 0 | 0 | 0 | 0 | 0 | 0 | 0 | 0 | 0 | 0 | 0 | 0 |  | 0 | 0 | 0 | 0 | 0 | 0 | 0 | 0 | 0 | 0 | 0 | 0 | 0 | 0 | 0
PG&E KERN | Smyrna | 115 | 0 | 0 | 0 | 0 | 0 | 0 | 0 | 0 | 0 | 0 | 0 | 0 | 0 | 0 | 0 |  | 0 | 0 | 0 | 0 | 0 | 0 | 0 | 0 | 6 | 0 | 0 | 0 | 0 | 0 |  | 0 | 0 | 0 | 0 | 0 | 0 | 0 | 0 | 6 | 0 | 0 | 0 | 0 | 0 |  | 0 | 0 | 0 | 0 | 0 | 0 | 0 | 0 | 6 | 0 | 0 | 0 | 0 | 0 | 1 | [14 empty] | 0 | 0 | 0 | 0 | 0 | 0 | 0 | 0 | 6 | 0 | 0 | 0 | 0 | 0 |  | 0 | 0 | 0 | 0 | 0 | 0 | 0 | 0 | 6 | 0 | 0 | 0 | 0 | 0 |  | 0 | 0 | 0 | 0 | 0 | 0 | 0 | 0 | 6 | 0 | 0 | 0 | 0 | 0 | 1
PG&E GBA | Sobrante | 115 | 0 | 0 | 0 | 0 | 0 | 0 | 0 | 0 | 0 | 0 | 0 | 0 | 0 | 0 | 0 |  | 0 | 0 | 0 | 0 | 0 | 0 | 0 | 0 | 0 | 0 | 0 | 0 | 0 | 0 |  | 0 | 0 | 0 | 0 | 0 | 0 | 0 | 0 | 0 | 0 | 0 | 0 | 0 | 0 |  | 0 | 0 | 0 | 0 | 0 | 0 | 0 | 0 | 0 | 0 | 0 | 0 | 0 | 0 | 0 | [14 empty] | 0 | 0 | 0 | 0 | 0 | 0 | 0 | 0 | 0 | 0 | 0 | 0 | 0 | 0 |  | 0 | 0 | 0 | 0 | 0 | 0 | 0 | 0 | 0 | 0 | 0 | 0 | 0 | 0 |  | 0 | 0 | 0 | 0 | 0 | 0 | 0 | 0 | 0 | 0 | 0 | 0 | 0 | 0 | 0
PG&E GBA | Sobrante | 230 | 0 | 0 | 0 | 0 | 0 | 0 | 0 | 0 | 0 | 0 | 0 | 0 | 0 | 0 | 0 |  | 0 | 0 | 0 | 0 | 0 | 0 | 0 | 0 | 0 | 0 | 0 | 0 | 0 | 0 |  | 0 | 0 | 0 | 0 | 0 | 0 | 0 | 0 | 0 | 0 | 0 | 0 | 0 | 0 |  | 0 | 0 | 0 | 0 | 0 | 0 | 0 | 0 | 0 | 0 | 0 | 0 | 0 | 0 | 0 | [14 empty] | 0 | 0 | 0 | 0 | 0 | 0 | 0 | 0 | 0 | 0 | 0 | 0 | 0 | 0 |  | 0 | 0 | 0 | 0 | 0 | 0 | 0 | 0 | 0 | 0 | 0 | 0 | 0 | 0 |  | 0 | 0 | 0 | 0 | 0 | 0 | 0 | 0 | 0 | 0 | 0 | 0 | 0 | 0 | 0
PG&E KERN | Solar | 230 | 0 | 0 | 0 | 0 | 0 | 0 | 0 | 0 | 0 | 0 | 0 | 0 | 0 | 0 | 0 |  | 0 | 0 | 0 | 0 | 0 | 0 | 0 | 0 | 0 | 0 | 0 | 0 | 0 | 0 |  | 0 | 0 | 0 | 0 | 0 | 0 | 0 | 0 | 0 | 0 | 0 | 0 | 0 | 0 |  | 0 | 0 | 0 | 0 | 0 | 0 | 0 | 0 | 0 | 0 | 0 | 0 | 0 | 0 | 0 | [14 empty] | 0 | 0 | 0 | 0 | 0 | 0 | 0 | 0 | 0 | 0 | 0 | 0 | 0 | 0 |  | 0 | 0 | 0 | 0 | 0 | 0 | 0 | 0 | 0 | 0 | 0 | 0 | 0 | 0 |  | 0 | 0 | 0 | 0 | 0 | 0 | 0 | 0 | 0 | 0 | 0 | 0 | 0 | 0 | 0
PG&E GBA | Soledad | 115 | 0 | 0 | 0 | 0 | 0 | 0 | 0 | 0 | 0 | 0 | 0 | 0 | 0 | 0 | 0 |  | 0 | 0 | 0 | 0 | 0 | 0 | 0 | 0 | 0 | 0 | 0 | 0 | 0 | 0 |  | 0 | 0 | 0 | 0 | 0 | 0 | 0 | 0 | 0 | 0 | 0 | 0 | 0 | 0 |  | 0 | 0 | 0 | 0 | 0 | 0 | 0 | 0 | 0 | 0 | 0 | 0 | 0 | 0 | 0 | [14 empty] | 0 | 0 | 0 | 0 | 0 | 0 | 0 | 0 | 0 | 0 | 0 | 0 | 0 | 0 |  | 0 | 0 | 0 | 0 | 0 | 0 | 0 | 0 | 0 | 0 | 0 | 0 | 0 | 0 |  | 0 | 0 | 0 | 0 | 0 | 0 | 0 | 0 | 0 | 0 | 0 | 0 | 0 | 0 | 0
PG&E GBA | Soledad | 60 | 0 | 0 | 0 | 0 | 0 | 0 | 0 | 0 | 0 | 0 | 0 | 0 | 0 | 0 | 0 |  | 0 | 0 | 6 | 0 | 0 | 0 | 0 | 0 | 0 | 0 | 0 | 0 | 0 | 0 |  | 0 | 0 | 6 | 0 | 0 | 0 | 0 | 0 | 0 | 0 | 0 | 0 | 0 | 0 |  | 0 | 0 | 6 | 0 | 0 | 0 | 0 | 0 | 0 | 0 | 0 | 0 | 0 | 0 | 1 | [14 empty] | 0 | 0 | 6 | 0 | 0 | 0 | 0 | 0 | 0 | 0 | 0 | 0 | 0 | 0 |  | 0 | 0 | 6 | 0 | 0 | 0 | 0 | 0 | 0 | 0 | 0 | 0 | 0 | 0 |  | 0 | 0 | 6 | 0 | 0 | 0 | 0 | 0 | 0 | 0 | 0 | 0 | 0 | 0 | 1
SDGE | Spring Valley | 69 | 0 | 0 | 0 | 0 | 0 | 0 | 0 | 0 | 0 | 0 | 0 | 0 | 0 | 0 | 0 |  | 0 | 0 | 0 | 0 | 0 | 0 | 0 | 0 | 0 | 0 | 0 | 0 | 0 | 0 |  | 0 | 0 | 0 | 0 | 0 | 0 | 0 | 0 | 0 | 0 | 0 | 0 | 0 | 0 |  | 0 | 0 | 0 | 0 | 0 | 0 | 0 | 0 | 0 | 0 | 0 | 0 | 0 | 0 | 0 | [14 empty] | 0 | 0 | 0 | 0 | 0 | 0 | 0 | 0 | 0 | 0 | 0 | 0 | 0 | 0 |  | 0 | 0 | 0 | 0 | 0 | 0 | 0 | 0 | 0 | 0 | 0 | 0 | 0 | 0 |  | 0 | 0 | 0 | 0 | 0 | 0 | 0 | 0 | 0 | 0 | 0 | 0 | 0 | 0 | 0
SCE Northern | Springville | 230 | 0 | 0 | 0 | 0 | 0 | 0 | 0 | 0 | 3 | 0 | 0 | 225 | 0 | 0 | 1 |  | 0 | 0 | 0 | 0 | 0 | 0 | 0 | 0 | 0 | 0 | 0 | 0 | 0 | 0 |  | 0 | 0 | 0 | 0 | 0 | 0 | 0 | 0 | 0 | 0 | 0 | 0 | 0 | 0 |  | 0 | 0 | 0 | 0 | 0 | 0 | 0 | 0 | 3 | 0 | 0 | 225 | 0 | 0 | 1 | [9 empty] | 170 | 180 |  | 50 |  | 0 | 0 | 0 | 0 | 0 | 0 | 0 | 0 | 0 | 170 | 180 | 0 | 50 | 0 |  | 0 | 0 | 0 | 0 | 0 | 0 | 0 | 0 | 0 | 170 | 180 | 0 | 50 | 0 |  | 0 | 0 | 0 | 0 | 0 | 0 | 0 | 0 | 3 | 170 | 180 | 225 | 50 | 0 | 1
PG&E GBA | Stagg | 230 | 0 | 0 | 0 | 0 | 0 | 0 | 0 | 0 | 0 | 0 | 0 | 0 | 0 | 0 | 0 |  | 0 | 0 | 0 | 0 | 0 | 0 | 0 | 0 | 0 | 0 | 0 | 0 | 0 | 0 |  | 0 | 0 | 0 | 0 | 0 | 0 | 0 | 0 | 0 | 0 | 0 | 0 | 0 | 0 |  | 0 | 0 | 0 | 0 | 0 | 0 | 0 | 0 | 0 | 0 | 0 | 0 | 0 | 0 | 0 | [14 empty] | 0 | 0 | 0 | 0 | 0 | 0 | 0 | 0 | 0 | 0 | 0 | 0 | 0 | 0 |  | 0 | 0 | 0 | 0 | 0 | 0 | 0 | 0 | 0 | 0 | 0 | 0 | 0 | 0 |  | 0 | 0 | 0 | 0 | 0 | 0 | 0 | 0 | 0 | 0 | 0 | 0 | 0 | 0 | 0
PG&E GBA | Standard Oil | 115 | 0 | 0 | 0 | 0 | 0 | 0 | 0 | 0 | 0 | 0 | 0 | 0 | 0 | 0 | 0 |  | 0 | 0 | 0 | 0 | 0 | 0 | 0 | 0 | 0 | 0 | 0 | 0 | 0 | 0 |  | 0 | 0 | 0 | 0 | 0 | 0 | 0 | 0 | 0 | 0 | 0 | 0 | 0 | 0 |  | 0 | 0 | 0 | 0 | 0 | 0 | 0 | 0 | 0 | 0 | 0 | 0 | 0 | 0 | 0 | [14 empty] | 0 | 0 | 0 | 0 | 0 | 0 | 0 | 0 | 0 | 0 | 0 | 0 | 0 | 0 |  | 0 | 0 | 0 | 0 | 0 | 0 | 0 | 0 | 0 | 0 | 0 | 0 | 0 | 0 |  | 0 | 0 | 0 | 0 | 0 | 0 | 0 | 0 | 0 | 0 | 0 | 0 | 0 | 0 | 0
PG&E GBA | Stanislaus | 115 | 0 | 0 | 0 | 0 | 0 | 0 | 0 | 0 | 0 | 0 | 0 | 0 | 0 | 0 | 0 |  | 0 | 0 | 0 | 0 | 0 | 0 | 0 | 0 | 0 | 0 | 0 | 0 | 0 | 0 |  | 0 | 0 | 0 | 0 | 0 | 0 | 0 | 0 | 0 | 0 | 0 | 0 | 0 | 0 |  | 0 | 0 | 0 | 0 | 0 | 0 | 0 | 0 | 0 | 0 | 0 | 0 | 0 | 0 | 0 | [14 empty] | 0 | 0 | 0 | 0 | 0 | 0 | 0 | 0 | 0 | 0 | 0 | 0 | 0 | 0 |  | 0 | 0 | 0 | 0 | 0 | 0 | 0 | 0 | 0 | 0 | 0 | 0 | 0 | 0 |  | 0 | 0 | 0 | 0 | 0 | 0 | 0 | 0 | 0 | 0 | 0 | 0 | 0 | 0 | 0
PG&E KERN | Stockdale | 115 | 0 | 0 | 0 | 0 | 0 | 0 | 0 | 0 | 0 | 0 | 0 | 0 | 0 | 0 | 0 |  | 0 | 0 | 0 | 0 | 0 | 0 | 0 | 0 | 1.8 | 0 | 0 | 0 | 0 | 0 |  | 0 | 0 | 0 | 0 | 0 | 0 | 0 | 0 | 1.8 | 0 | 0 | 0 | 0 | 0 |  | 0 | 0 | 0 | 0 | 0 | 0 | 0 | 0 | 1.8 | 0 | 0 | 0 | 0 | 0 | 1 | [14 empty] | 0 | 0 | 0 | 0 | 0 | 0 | 0 | 0 | 1.8 | 0 | 0 | 0 | 0 | 0 |  | 0 | 0 | 0 | 0 | 0 | 0 | 0 | 0 | 1.8 | 0 | 0 | 0 | 0 | 0 |  | 0 | 0 | 0 | 0 | 0 | 0 | 0 | 0 | 1.8 | 0 | 0 | 0 | 0 | 0 | 1
PG&E KERN | Stockdale | 230 | 0 | 0 | 0 | 0 | 0 | 0 | 0 | 0 | 0 | 0 | 0 | 0 | 0 | 0 | 0 |  | 0 | 0 | 0 | 0 | 0 | 0 | 0 | 0 | 0 | 0 | 0 | 0 | 0 | 0 |  | 0 | 0 | 0 | 0 | 0 | 0 | 0 | 0 | 0 | 0 | 0 | 0 | 0 | 0 |  | 0 | 0 | 0 | 0 | 0 | 0 | 0 | 0 | 0 | 0 | 0 | 0 | 0 | 0 | 0 | [14 empty] | 0 | 0 | 0 | 0 | 0 | 0 | 0 | 0 | 0 | 0 | 0 | 0 | 0 | 0 |  | 0 | 0 | 0 | 0 | 0 | 0 | 0 | 0 | 0 | 0 | 0 | 0 | 0 | 0 |  | 0 | 0 | 0 | 0 | 0 | 0 | 0 | 0 | 0 | 0 | 0 | 0 | 0 | 0 | 0
PG&E GBA | Stockton A | 115 | 0 | 0 | 0 | 0 | 0 | 0 | 0 | 0 | 0 | 0 | 0 | 0 | 0 | 0 | 0 |  | 0 | 0 | 0 | 0 | 0 | 0 | 0 | 0 | 0 | 0 | 0 | 0 | 0 | 0 |  | 0 | 0 | 0 | 0 | 0 | 0 | 0 | 0 | 0 | 0 | 0 | 0 | 0 | 0 |  | 0 | 0 | 0 | 0 | 0 | 0 | 0 | 0 | 0 | 0 | 0 | 0 | 0 | 0 | 0 | [14 empty] | 0 | 0 | 0 | 0 | 0 | 0 | 0 | 0 | 0 | 0 | 0 | 0 | 0 | 0 |  | 0 | 0 | 0 | 0 | 0 | 0 | 0 | 0 | 0 | 0 | 0 | 0 | 0 | 0 |  | 0 | 0 | 0 | 0 | 0 | 0 | 0 | 0 | 0 | 0 | 0 | 0 | 0 | 0 | 0
PG&E GBA | Stone | 115 | 0 | 0 | 0 | 0 | 0 | 0 | 0 | 0 | 0 | 0 | 0 | 0 | 0 | 0 | 0 |  | 0 | 0 | 0 | 0 | 0 | 0 | 0 | 0 | 0 | 0 | 0 | 0 | 0 | 0 |  | 0 | 0 | 0 | 0 | 0 | 0 | 0 | 0 | 0 | 0 | 0 | 0 | 0 | 0 |  | 0 | 0 | 0 | 0 | 0 | 0 | 0 | 0 | 0 | 0 | 0 | 0 | 0 | 0 | 0 | [14 empty] | 0 | 0 | 0 | 0 | 0 | 0 | 0 | 0 | 0 | 0 | 0 | 0 | 0 | 0 |  | 0 | 0 | 0 | 0 | 0 | 0 | 0 | 0 | 0 | 0 | 0 | 0 | 0 | 0 |  | 0 | 0 | 0 | 0 | 0 | 0 | 0 | 0 | 0 | 0 | 0 | 0 | 0 | 0 | 0
PG&E FRESNO | Storey | 230 | 0 | 0 | 0 | 0 | 0 | 0 | 0 | 0 | 0 | 0 | 0 | 0 | 0 | 0 | 0 |  | 0 | 0 | 0 | 0 | 0 | 0 | 0 | 0 | 0 | 0 | 0 | 0 | 0 | 0 |  | 0 | 0 | 0 | 0 | 0 | 0 | 0 | 0 | 0 | 0 | 0 | 0 | 0 | 0 |  | 0 | 0 | 0 | 0 | 0 | 0 | 0 | 0 | 0 | 0 | 0 | 0 | 0 | 0 | 0 | [14 empty] | 0 | 0 | 0 | 0 | 0 | 0 | 0 | 0 | 0 | 0 | 0 | 0 | 0 | 0 |  | 0 | 0 | 0 | 0 | 0 | 0 | 0 | 0 | 0 | 0 | 0 | 0 | 0 | 0 |  | 0 | 0 | 0 | 0 | 0 | 0 | 0 | 0 | 0 | 0 | 0 | 0 | 0 | 0 | 0
PG&E NGBA | Summit | 115 | 0 | 0 | 0 | 0 | 0 | 0 | 0 | 0 | 0 | 0 | 0 | 0 | 0 | 0 | 0 |  | 0 | 0 | 0 | 0 | 0 | 0 | 0 | 0 | 0 | 0 | 0 | 0 | 0 | 0 |  | 0 | 0 | 0 | 0 | 0 | 0 | 0 | 0 | 0 | 0 | 0 | 0 | 0 | 0 |  | 0 | 0 | 0 | 0 | 0 | 0 | 0 | 0 | 0 | 0 | 0 | 0 | 0 | 0 | 0 | [14 empty] | 0 | 0 | 0 | 0 | 0 | 0 | 0 | 0 | 0 | 0 | 0 | 0 | 0 | 0 |  | 0 | 0 | 0 | 0 | 0 | 0 | 0 | 0 | 0 | 0 | 0 | 0 | 0 | 0 |  | 0 | 0 | 0 | 0 | 0 | 0 | 0 | 0 | 0 | 0 | 0 | 0 | 0 | 0 | 0
SDGE | Suncrest | 230 | 0 | 0 | 0 | 0 | 0 | 0 | 0 | 0 | 0 | 0 | 0 | 0 | 0 | 0 | 0 |  | 0 | 0 | 0 | 0 | 0 | 0 | 0 | 0 | 0 | 0 | 0 | 0 | 0 | 0 |  | 0 | 0 | 0 | 0 | 0 | 0 | 0 | 0 | 0 | 0 | 0 | 0 | 0 | 0 |  | 0 | 0 | 0 | 0 | 0 | 0 | 0 | 0 | 0 | 0 | 0 | 0 | 0 | 0 | 0 | [14 empty] | 0 | 0 | 0 | 0 | 0 | 0 | 0 | 0 | 0 | 0 | 0 | 0 | 0 | 0 |  | 0 | 0 | 0 | 0 | 0 | 0 | 0 | 0 | 0 | 0 | 0 | 0 | 0 | 0 |  | 0 | 0 | 0 | 0 | 0 | 0 | 0 | 0 | 0 | 0 | 0 | 0 | 0 | 0 | 0
SDGE | Suncrest | 500 | 0 | 0 | 0 | 0 | 0 | 0 | 0 | 0 | 0 | 0 | 0 | 0 | 0 | 0 | 0 |  | 0 | 0 | 0 | 0 | 0 | 0 | 0 | 0 | 0 | 0 | 0 | 0 | 0 | 0 |  | 0 | 0 | 0 | 0 | 0 | 0 | 0 | 0 | 0 | 0 | 0 | 0 | 0 | 0 |  | 0 | 0 | 0 | 0 | 0 | 0 | 0 | 0 | 0 | 0 | 0 | 0 | 0 | 0 | 0 | [14 empty] | 0 | 0 | 0 | 0 | 0 | 0 | 0 | 0 | 0 | 0 | 0 | 0 | 0 | 0 |  | 0 | 0 | 0 | 0 | 0 | 0 | 0 | 0 | 0 | 0 | 0 | 0 | 0 | 0 |  | 0 | 0 | 0 | 0 | 0 | 0 | 0 | 0 | 0 | 0 | 0 | 0 | 0 | 0 | 0
PG&E KERN | Sunrise | 230 | 0 | 0 | 0 | 0 | 0 | 0 | 0 | 0 | 0 | 0 | 0 | 0 | 0 | 0 | 0 |  | 0 | 0 | 0 | 0 | 0 | 0 | 0 | 0 | 0 | 0 | 0 | 0 | 0 | 0 |  | 0 | 0 | 0 | 0 | 0 | 0 | 0 | 0 | 0 | 0 | 0 | 0 | 0 | 0 |  | 0 | 0 | 0 | 0 | 0 | 0 | 0 | 0 | 0 | 0 | 0 | 0 | 0 | 0 | 0 | [14 empty] | 0 | 0 | 0 | 0 | 0 | 0 | 0 | 0 | 0 | 0 | 0 | 0 | 0 | 0 |  | 0 | 0 | 0 | 0 | 0 | 0 | 0 | 0 | 0 | 0 | 0 | 0 | 0 | 0 |  | 0 | 0 | 0 | 0 | 0 | 0 | 0 | 0 | 0 | 0 | 0 | 0 | 0 | 0 | 0
PG&E KERN | Sunset | 230 | 0 | 0 | 0 | 0 | 0 | 0 | 0 | 0 | 0 | 0 | 0 | 0 | 0 | 0 | 0 |  | 0 | 0 | 0 | 0 | 0 | 0 | 0 | 0 | 0 | 0 | 0 | 0 | 0 | 0 |  | 0 | 0 | 0 | 0 | 0 | 0 | 0 | 0 | 0 | 0 | 0 | 0 | 0 | 0 |  | 0 | 0 | 0 | 0 | 0 | 0 | 0 | 0 | 0 | 0 | 0 | 0 | 0 | 0 | 0 | [14 empty] | 0 | 0 | 0 | 0 | 0 | 0 | 0 | 0 | 0 | 0 | 0 | 0 | 0 | 0 |  | 0 | 0 | 0 | 0 | 0 | 0 | 0 | 0 | 0 | 0 | 0 | 0 | 0 | 0 |  | 0 | 0 | 0 | 0 | 0 | 0 | 0 | 0 | 0 | 0 | 0 | 0 | 0 | 0 | 0
PG&E GBA | Swift | 115 | 0 | 0 | 0 | 0 | 0 | 0 | 0 | 0 | 0 | 0 | 0 | 0 | 0 | 0 | 0 |  | 0 | 0 | 0 | 0 | 0 | 0 | 0 | 0 | 0 | 0 | 0 | 0 | 0 | 0 |  | 0 | 0 | 0 | 0 | 0 | 0 | 0 | 0 | 0 | 0 | 0 | 0 | 0 | 0 |  | 0 | 0 | 0 | 0 | 0 | 0 | 0 | 0 | 0 | 0 | 0 | 0 | 0 | 0 | 0 | [14 empty] | 0 | 0 | 0 | 0 | 0 | 0 | 0 | 0 | 0 | 0 | 0 | 0 | 0 | 0 |  | 0 | 0 | 0 | 0 | 0 | 0 | 0 | 0 | 0 | 0 | 0 | 0 | 0 | 0 |  | 0 | 0 | 0 | 0 | 0 | 0 | 0 | 0 | 0 | 0 | 0 | 0 | 0 | 0 | 0
SDGE | Sycamore Canyon | 138 | 0 | 0 | 0 | 0 | 0 | 0 | 0 | 0 | 0 | 0 | 0 | 0 | 0 | 0 | 0 |  | 0 | 0 | 0 | 0 | 0 | 0 | 0 | 0 | 0 | 0 | 0 | 0 | 0 | 0 |  | 0 | 0 | 0 | 0 | 0 | 0 | 0 | 0 | 0 | 0 | 0 | 0 | 0 | 0 |  | 0 | 0 | 0 | 0 | 0 | 0 | 0 | 0 | 0 | 0 | 0 | 0 | 0 | 0 | 0 | [14 empty] | 0 | 0 | 0 | 0 | 0 | 0 | 0 | 0 | 0 | 0 | 0 | 0 | 0 | 0 |  | 0 | 0 | 0 | 0 | 0 | 0 | 0 | 0 | 0 | 0 | 0 | 0 | 0 | 0 |  | 0 | 0 | 0 | 0 | 0 | 0 | 0 | 0 | 0 | 0 | 0 | 0 | 0 | 0 | 0
SDGE | Sycamore Canyon | 230 | 0 | 0 | 0 | 0 | 0 | 0 | 0 | 0 | 0 | 0 | 0 | 0 | 0 | 0 | 0 |  | 0 | 0 | 0 | 0 | 0 | 0 | 0 | 0 | 0 | 0 | 0 | 0 | 0 | 409.2 |  | 0 | 0 | 0 | 0 | 0 | 0 | 0 | 0 | 0 | 0 | 0 | 0 | 0 | 409.2 |  | 0 | 0 | 0 | 0 | 0 | 0 | 0 | 0 | 0 | 0 | 0 | 0 | 0 | 409.2 | 1 | [14 empty] | 0 | 0 | 0 | 0 | 0 | 0 | 0 | 0 | 0 | 0 | 0 | 0 | 0 | 409.2 |  | 0 | 0 | 0 | 0 | 0 | 0 | 0 | 0 | 0 | 0 | 0 | 0 | 0 | 409.2 |  | 0 | 0 | 0 | 0 | 0 | 0 | 0 | 0 | 0 | 0 | 0 | 0 | 0 | 409.2 | 1
SDGE | Sycamore Canyon | 69 | 0 | 0 | 0 | 0 | 0 | 0 | 0 | 0 | 0 | 0 | 0 | 0 | 0 | 0 | 0 |  | 0 | 0 | 0 | 0 | 0 | 0 | 0 | 0 | 0 | 0 | 0 | 0 | 0 | 0 |  | 0 | 0 | 0 | 0 | 0 | 0 | 0 | 0 | 0 | 0 | 0 | 0 | 0 | 0 |  | 0 | 0 | 0 | 0 | 0 | 0 | 0 | 0 | 0 | 0 | 0 | 0 | 0 | 0 | 0 | [14 empty] | 0 | 0 | 0 | 0 | 0 | 0 | 0 | 0 | 0 | 0 | 0 | 0 | 0 | 0 |  | 0 | 0 | 0 | 0 | 0 | 0 | 0 | 0 | 0 | 0 | 0 | 0 | 0 | 0 |  | 0 | 0 | 0 | 0 | 0 | 0 | 0 | 0 | 0 | 0 | 0 | 0 | 0 | 0 | 0
SCE Northern | Sylmar | 230 | 0 | 0 | 0 | 0 | 0 | 0 | 0 | 0 | 0 | 0 | 0 | 0 | 0 | 0 | 0 |  | 0 | 0 | 0 | 0 | 0 | 0 | 0 | 0 | 0 | 0 | 0 | 0 | 0 | 0 |  | 0 | 0 | 0 | 0 | 0 | 0 | 0 | 0 | 0 | 0 | 0 | 0 | 0 | 0 |  | 0 | 0 | 0 | 0 | 0 | 0 | 0 | 0 | 0 | 0 | 0 | 0 | 0 | 0 | 0 | [14 empty] | 0 | 0 | 0 | 0 | 0 | 0 | 0 | 0 | 0 | 0 | 0 | 0 | 0 | 0 |  | 0 | 0 | 0 | 0 | 0 | 0 | 0 | 0 | 0 | 0 | 0 | 0 | 0 | 0 |  | 0 | 0 | 0 | 0 | 0 | 0 | 0 | 0 | 0 | 0 | 0 | 0 | 0 | 0 | 0
PG&E NGBA | Table Mountain | 115 | 0 | 0 | 0 | 0 | 0 | 0 | 0 | 0 | 0 | 0 | 0 | 0 | 0 | 0 | 0 |  | 0 | 0 | 0 | 0 | 0 | 0 | 0 | 0 | 0 | 0 | 0 | 0 | 0 | 0 |  | 0 | 0 | 0 | 0 | 0 | 0 | 0 | 0 | 0 | 0 | 0 | 0 | 0 | 0 |  | 0 | 0 | 0 | 0 | 0 | 0 | 0 | 0 | 0 | 0 | 0 | 0 | 0 | 0 | 0 | [14 empty] | 0 | 0 | 0 | 0 | 0 | 0 | 0 | 0 | 0 | 0 | 0 | 0 | 0 | 0 |  | 0 | 0 | 0 | 0 | 0 | 0 | 0 | 0 | 0 | 0 | 0 | 0 | 0 | 0 |  | 0 | 0 | 0 | 0 | 0 | 0 | 0 | 0 | 0 | 0 | 0 | 0 | 0 | 0 | 0
PG&E NGBA | Table Mountain | 230 | 0 | 0 | 0 | 0 | 0 | 0 | 0 | 0 | 0 | 0 | 0 | 0 | 0 | 0 | 0 |  | 0 | 0 | 90.5 | 22.5 | 0 | 0 | 0 | 0 | 0 | 0 | 0 | 0 | 0 | 0 |  | 0 | 0 | 90.5 | 22.5 | 0 | 0 | 0 | 0 | 0 | 0 | 0 | 0 | 0 | 0 |  | 0 | 0 | 90.5 | 22.5 | 0 | 0 | 0 | 0 | 0 | 0 | 0 | 0 | 0 | 0 | 1 | [14 empty] | 0 | 0 | 90.5 | 22.5 | 0 | 0 | 0 | 0 | 0 | 0 | 0 | 0 | 0 | 0 |  | 0 | 0 | 90.5 | 22.5 | 0 | 0 | 0 | 0 | 0 | 0 | 0 | 0 | 0 | 0 |  | 0 | 0 | 90.5 | 22.5 | 0 | 0 | 0 | 0 | 0 | 0 | 0 | 0 | 0 | 0 | 1
PG&E NGBA | Table Mountain | 500 | 0 | 0 | 0 | 0 | 0 | 0 | 0 | 0 | 0 | 0 | 0 | 0 | 0 | 0 | 0 |  | 0 | 0 | 0 | 0 | 0 | 0 | 0 | 0 | 0 | 0 | 0 | 0 | 0 | 0 |  | 0 | 0 | 0 | 0 | 0 | 0 | 0 | 0 | 0 | 0 | 0 | 0 | 0 | 0 |  | 0 | 0 | 0 | 0 | 0 | 0 | 0 | 0 | 0 | 0 | 0 | 0 | 0 | 0 | 0 | [14 empty] | 0 | 0 | 0 | 0 | 0 | 0 | 0 | 0 | 0 | 0 | 0 | 0 | 0 | 0 |  | 0 | 0 | 0 | 0 | 0 | 0 | 0 | 0 | 0 | 0 | 0 | 0 | 0 | 0 |  | 0 | 0 | 0 | 0 | 0 | 0 | 0 | 0 | 0 | 0 | 0 | 0 | 0 | 0 | 0
PG&E NGBA | Table Mountain | 60 | 0 | 0 | 0 | 0 | 0 | 0 | 0 | 0 | 0 | 0 | 0 | 0 | 0 | 0 | 0 |  | 0 | 0 | 0 | 0 | 0 | 0 | 0 | 0 | 0 | 0 | 0 | 0 | 0 | 0 |  | 0 | 0 | 0 | 0 | 0 | 0 | 0 | 0 | 0 | 0 | 0 | 0 | 0 | 0 |  | 0 | 0 | 0 | 0 | 0 | 0 | 0 | 0 | 0 | 0 | 0 | 0 | 0 | 0 | 0 | [14 empty] | 0 | 0 | 0 | 0 | 0 | 0 | 0 | 0 | 0 | 0 | 0 | 0 | 0 | 0 |  | 0 | 0 | 0 | 0 | 0 | 0 | 0 | 0 | 0 | 0 | 0 | 0 | 0 | 0 |  | 0 | 0 | 0 | 0 | 0 | 0 | 0 | 0 | 0 | 0 | 0 | 0 | 0 | 0 | 0
PG&E KERN | Taft | 115 | 0 | 0 | 0 | 0 | 0 | 0 | 0 | 0 | 0 | 0 | 3 | 3 | 0 | 0 | 1 |  | 0 | 0 | 0 | 0 | 0 | 0 | 0 | 0 | 8 | 0 | 0 | 0 | 0 | 0 |  | 0 | 0 | 0 | 0 | 0 | 0 | 0 | 0 | 8 | 0 | 0 | 0 | 0 | 0 |  | 0 | 0 | 0 | 0 | 0 | 0 | 0 | 0 | 8 | 0 | 3 | 3 | 0 | 0 | 1 | [14 empty] | 0 | 0 | 0 | 0 | 0 | 0 | 0 | 0 | 8 | 0 | 0 | 0 | 0 | 0 |  | 0 | 0 | 0 | 0 | 0 | 0 | 0 | 0 | 8 | 0 | 0 | 0 | 0 | 0 |  | 0 | 0 | 0 | 0 | 0 | 0 | 0 | 0 | 8 | 0 | 3 | 3 | 0 | 0 | 1
SDGE | Talega | 138 | 0 | 0 | 0 | 0 | 0 | 0 | 0 | 0 | 0 | 0 | 0 | 0 | 0 | 0 | 0 |  | 0 | 0 | 0 | 0 | 0 | 0 | 0 | 0 | 0 | 0 | 0 | 100 | 0 | 0 |  | 0 | 0 | 0 | 0 | 0 | 0 | 0 | 0 | 0 | 0 | 0 | 100 | 0 | 0 |  | 0 | 0 | 0 | 0 | 0 | 0 | 0 | 0 | 0 | 0 | 0 | 100 | 0 | 0 | 1 | [14 empty] | 0 | 0 | 0 | 0 | 0 | 0 | 0 | 0 | 0 | 0 | 0 | 100 | 0 | 0 |  | 0 | 0 | 0 | 0 | 0 | 0 | 0 | 0 | 0 | 0 | 0 | 100 | 0 | 0 |  | 0 | 0 | 0 | 0 | 0 | 0 | 0 | 0 | 0 | 0 | 0 | 100 | 0 | 0 | 1
SDGE | Talega | 230 | 0 | 0 | 0 | 0 | 0 | 0 | 0 | 0 | 0 | 0 | 0 | 0 | 0 | 0 | 0 |  | 0 | 0 | 0 | 0 | 0 | 0 | 0 | 0 | 0 | 0 | 0 | 0 | 0 | 0 |  | 0 | 0 | 0 | 0 | 0 | 0 | 0 | 0 | 0 | 0 | 0 | 0 | 0 | 0 |  | 0 | 0 | 0 | 0 | 0 | 0 | 0 | 0 | 0 | 0 | 0 | 0 | 0 | 0 | 0 | [14 empty] | 0 | 0 | 0 | 0 | 0 | 0 | 0 | 0 | 0 | 0 | 0 | 0 | 0 | 0 |  | 0 | 0 | 0 | 0 | 0 | 0 | 0 | 0 | 0 | 0 | 0 | 0 | 0 | 0 |  | 0 | 0 | 0 | 0 | 0 | 0 | 0 | 0 | 0 | 0 | 0 | 0 | 0 | 0 | 0
PG&E GBA | Tassajara | 230 | 0 | 0 | 0 | 0 | 0 | 0 | 0 | 0 | 0 | 0 | 0 | 0 | 0 | 0 | 0 |  | 0 | 0 | 0 | 0 | 0 | 0 | 0 | 0 | 0 | 0 | 0 | 0 | 0 | 0 |  | 0 | 0 | 0 | 0 | 0 | 0 | 0 | 0 | 0 | 0 | 0 | 0 | 0 | 0 |  | 0 | 0 | 0 | 0 | 0 | 0 | 0 | 0 | 0 | 0 | 0 | 0 | 0 | 0 | 0 | [14 empty] | 0 | 0 | 0 | 0 | 0 | 0 | 0 | 0 | 0 | 0 | 0 | 0 | 0 | 0 |  | 0 | 0 | 0 | 0 | 0 | 0 | 0 | 0 | 0 | 0 | 0 | 0 | 0 | 0 |  | 0 | 0 | 0 | 0 | 0 | 0 | 0 | 0 | 0 | 0 | 0 | 0 | 0 | 0 | 0
PG&E KERN | Tejon | 70 | 0 | 0 | 0 | 0 | 0 | 0 | 0 | 0 | 0 | 0 | 0 | 0 | 0 | 0 | 0 |  | 0 | 0 | 0 | 0 | 0 | 0 | 0 | 0 | 0 | 0 | 0 | 0 | 0 | 0 |  | 0 | 0 | 0 | 0 | 0 | 0 | 0 | 0 | 0 | 0 | 0 | 0 | 0 | 0 |  | 0 | 0 | 0 | 0 | 0 | 0 | 0 | 0 | 0 | 0 | 0 | 0 | 0 | 0 | 0 | [14 empty] | 0 | 0 | 0 | 0 | 0 | 0 | 0 | 0 | 0 | 0 | 0 | 0 | 0 | 0 |  | 0 | 0 | 0 | 0 | 0 | 0 | 0 | 0 | 0 | 0 | 0 | 0 | 0 | 0 |  | 0 | 0 | 0 | 0 | 0 | 0 | 0 | 0 | 0 | 0 | 0 | 0 | 0 | 0 | 0
SDGE | Telegraph Canyon | 138 | 0 | 0 | 0 | 0 | 0 | 0 | 0 | 0 | 0 | 0 | 0 | 0 | 0 | 0 | 0 |  | 0 | 0 | 0 | 0 | 0 | 0 | 0 | 0 | 0 | 0 | 0 | 0 | 0 | 0 |  | 0 | 0 | 0 | 0 | 0 | 0 | 0 | 0 | 0 | 0 | 0 | 0 | 0 | 0 |  | 0 | 0 | 0 | 0 | 0 | 0 | 0 | 0 | 0 | 0 | 0 | 0 | 0 | 0 | 0 | [14 empty] | 0 | 0 | 0 | 0 | 0 | 0 | 0 | 0 | 0 | 0 | 0 | 0 | 0 | 0 |  | 0 | 0 | 0 | 0 | 0 | 0 | 0 | 0 | 0 | 0 | 0 | 0 | 0 | 0 |  | 0 | 0 | 0 | 0 | 0 | 0 | 0 | 0 | 0 | 0 | 0 | 0 | 0 | 0 | 0
PG&E KERN | Temblor | 115 | 0 | 0 | 0 | 0 | 0 | 0 | 0 | 0 | 0 | 0 | 0 | 0 | 0 | 0 | 0 |  | 0 | 0 | 0 | 0 | 0 | 0 | 0 | 0 | 0 | 0 | 0 | 0 | 0 | 0 |  | 0 | 0 | 0 | 0 | 0 | 0 | 0 | 0 | 0 | 0 | 0 | 0 | 0 | 0 |  | 0 | 0 | 0 | 0 | 0 | 0 | 0 | 0 | 0 | 0 | 0 | 0 | 0 | 0 | 0 | [14 empty] | 0 | 0 | 0 | 0 | 0 | 0 | 0 | 0 | 0 | 0 | 0 | 0 | 0 | 0 |  | 0 | 0 | 0 | 0 | 0 | 0 | 0 | 0 | 0 | 0 | 0 | 0 | 0 | 0 |  | 0 | 0 | 0 | 0 | 0 | 0 | 0 | 0 | 0 | 0 | 0 | 0 | 0 | 0 | 0
PG&E KERN | Templeton | 230 | 0 | 0 | 0 | 0 | 0 | 0 | 0 | 0 | 0 | 0 | 0 | 0 | 0 | 0 | 0 |  | 0 | 0 | 113.07 | 0 | 0 | 0 | 0 | 0 | 0 | 0 | 0 | 0 | 0 | 0 |  | 0 | 0 | 113.07 | 0 | 0 | 0 | 0 | 0 | 0 | 0 | 0 | 0 | 0 | 0 |  | 0 | 0 | 113.07 | 0 | 0 | 0 | 0 | 0 | 0 | 0 | 0 | 0 | 0 | 0 | 1 | [14 empty] | 0 | 0 | 113.07 | 0 | 0 | 0 | 0 | 0 | 0 | 0 | 0 | 0 | 0 | 0 |  | 0 | 0 | 113.07 | 0 | 0 | 0 | 0 | 0 | 0 | 0 | 0 | 0 | 0 | 0 |  | 0 | 0 | 113.07 | 0 | 0 | 0 | 0 | 0 | 0 | 0 | 0 | 0 | 0 | 0 | 1
PG&E KERN | Templeton | 70 | 0 | 0 | 0 | 0 | 0 | 0 | 0 | 0 | 0 | 0 | 0 | 0 | 0 | 0 | 0 |  | 0 | 3 | 0 | 0 | 0 | 0 | 0 | 0 | 0 | 0 | 0 | 0 | 0 | 0 |  | 0 | 3 | 0 | 0 | 0 | 0 | 0 | 0 | 0 | 0 | 0 | 0 | 0 | 0 |  | 0 | 3 | 0 | 0 | 0 | 0 | 0 | 0 | 0 | 0 | 0 | 0 | 0 | 0 | 1 | [14 empty] | 0 | 3 | 0 | 0 | 0 | 0 | 0 | 0 | 0 | 0 | 0 | 0 | 0 | 0 |  | 0 | 3 | 0 | 0 | 0 | 0 | 0 | 0 | 0 | 0 | 0 | 0 | 0 | 0 |  | 0 | 3 | 0 | 0 | 0 | 0 | 0 | 0 | 0 | 0 | 0 | 0 | 0 | 0 | 1
PG&E GBA | Tesla | 115 | 0 | 0 | 0 | 0 | 0 | 0 | 0 | 0 | 0 | 0 | 0 | 0 | 0 | 0 | 0 |  | 0 | 0 | 0 | 0 | 0 | 0 | 0 | 0 | 0 | 0 | 0 | 0 | 0 | 0 |  | 0 | 0 | 0 | 0 | 0 | 0 | 0 | 0 | 0 | 0 | 0 | 0 | 0 | 0 |  | 0 | 0 | 0 | 0 | 0 | 0 | 0 | 0 | 0 | 0 | 0 | 0 | 0 | 0 | 0 | [14 empty] | 0 | 0 | 0 | 0 | 0 | 0 | 0 | 0 | 0 | 0 | 0 | 0 | 0 | 0 |  | 0 | 0 | 0 | 0 | 0 | 0 | 0 | 0 | 0 | 0 | 0 | 0 | 0 | 0 |  | 0 | 0 | 0 | 0 | 0 | 0 | 0 | 0 | 0 | 0 | 0 | 0 | 0 | 0 | 0
PG&E GBA | Tesla | 230 | 0 | 0 | 0 | 0 | 0 | 0 | 0 | 0 | 0 | 0 | 0 | 125 | 0 | 0 | 1 |  | 0 | 0 | 100 | 76.5 | 0 | 0 | 0 | 0 | 0 | 0 | 0 | 0 | 0 | 0 |  | 0 | 0 | 100 | 76.5 | 0 | 0 | 0 | 0 | 0 | 0 | 0 | 0 | 0 | 0 |  | 0 | 0 | 100 | 76.5 | 0 | 0 | 0 | 0 | 0 | 0 | 0 | 125 | 0 | 0 | 1 | [14 empty] | 0 | 0 | 100 | 76.5 | 0 | 0 | 0 | 0 | 0 | 0 | 0 | 0 | 0 | 0 |  | 0 | 0 | 100 | 76.5 | 0 | 0 | 0 | 0 | 0 | 0 | 0 | 0 | 0 | 0 |  | 0 | 0 | 100 | 76.5 | 0 | 0 | 0 | 0 | 0 | 0 | 0 | 125 | 0 | 0 | 1
PG&E GBA | Tesla | 500 | 0 | 0 | 0 | 0 | 0 | 0 | 0 | 0 | 0 | 0 | 0 | 0 | 0 | 0 | 0 |  | 0 | 0 | 300 | 0 | 0 | 0 | 0 | 0 | 0 | 0 | 0 | 0 | 0 | 0 |  | 0 | 0 | 300 | 0 | 0 | 0 | 0 | 0 | 0 | 0 | 0 | 0 | 0 | 0 |  | 0 | 0 | 300 | 0 | 0 | 0 | 0 | 0 | 0 | 0 | 0 | 0 | 0 | 0 | 1 |  |  |  |  | 1707 | [5 empty] | 400 |  | 200 |  | 0 | 0 | 300 | 0 | 1707 | 0 | 0 | 0 | 0 | 0 | 400 | 0 | 200 | 0 |  | 0 | 0 | 300 | 0 | 1707 | 0 | 0 | 0 | 0 | 0 | 400 | 0 | 200 | 0 |  | 0 | 0 | 300 | 0 | 1707 | 0 | 0 | 0 | 0 | 0 | 400 | 0 | 200 | 0 | 1
PG&E KERN | Tevis | 115 | 0 | 0 | 0 | 0 | 0 | 0 | 0 | 0 | 0 | 0 | 0 | 0 | 0 | 0 | 0 |  | 0 | 0 | 0 | 0 | 0 | 0 | 0 | 0 | 0 | 0 | 0 | 0 | 0 | 0 |  | 0 | 0 | 0 | 0 | 0 | 0 | 0 | 0 | 0 | 0 | 0 | 0 | 0 | 0 |  | 0 | 0 | 0 | 0 | 0 | 0 | 0 | 0 | 0 | 0 | 0 | 0 | 0 | 0 | 0 | [14 empty] | 0 | 0 | 0 | 0 | 0 | 0 | 0 | 0 | 0 | 0 | 0 | 0 | 0 | 0 |  | 0 | 0 | 0 | 0 | 0 | 0 | 0 | 0 | 0 | 0 | 0 | 0 | 0 | 0 |  | 0 | 0 | 0 | 0 | 0 | 0 | 0 | 0 | 0 | 0 | 0 | 0 | 0 | 0 | 0
EOP | Thousandaire | 138 | 0 | 0 | 0 | 0 | 0 | 0 | 0 | 0 | 0 | 0 | 0 | 0 | 0 | 0 | 0 |  | 0 | 0 | 0 | 0 | 0 | 0 | 0 | 0 | 0 | 0 | 0 | 0 | 0 | 0 |  | 0 | 0 | 0 | 0 | 0 | 0 | 0 | 0 | 0 | 0 | 0 | 0 | 0 | 0 |  | 0 | 0 | 0 | 0 | 0 | 0 | 0 | 0 | 0 | 0 | 0 | 0 | 0 | 0 | 0 | [14 empty] | 0 | 0 | 0 | 0 | 0 | 0 | 0 | 0 | 0 | 0 | 0 | 0 | 0 | 0 |  | 0 | 0 | 0 | 0 | 0 | 0 | 0 | 0 | 0 | 0 | 0 | 0 | 0 | 0 |  | 0 | 0 | 0 | 0 | 0 | 0 | 0 | 0 | 0 | 0 | 0 | 0 | 0 | 0 | 0
PG&E KERN | Topaz | 230 | 0 | 0 | 0 | 0 | 0 | 0 | 0 | 0 | 0 | 0 | 0 | 0 | 0 | 0 | 0 |  | 0 | 0 | 0 | 0 | 0 | 0 | 0 | 0 | 0 | 0 | 0 | 0 | 0 | 0 |  | 0 | 0 | 0 | 0 | 0 | 0 | 0 | 0 | 0 | 0 | 0 | 0 | 0 | 0 |  | 0 | 0 | 0 | 0 | 0 | 0 | 0 | 0 | 0 | 0 | 0 | 0 | 0 | 0 | 0 | [14 empty] | 0 | 0 | 0 | 0 | 0 | 0 | 0 | 0 | 0 | 0 | 0 | 0 | 0 | 0 |  | 0 | 0 | 0 | 0 | 0 | 0 | 0 | 0 | 0 | 0 | 0 | 0 | 0 | 0 |  | 0 | 0 | 0 | 0 | 0 | 0 | 0 | 0 | 0 | 0 | 0 | 0 | 0 | 0 | 0
SCE NOL | Tortilla | 115 | 0 | 0 | 0 | 0 | 0 | 0 | 0 | 0 | 3 | 0 | 0 | 0 | 0 | 0 | 1 |  | 0 | 0 | 0 | 0 | 0 | 0 | 0 | 0 | 0 | 0 | 0 | 0 | 0 | 0 |  | 0 | 0 | 0 | 0 | 0 | 0 | 0 | 0 | 0 | 0 | 0 | 0 | 0 | 0 |  | 0 | 0 | 0 | 0 | 0 | 0 | 0 | 0 | 3 | 0 | 0 | 0 | 0 | 0 | 1 | [14 empty] | 0 | 0 | 0 | 0 | 0 | 0 | 0 | 0 | 0 | 0 | 0 | 0 | 0 | 0 |  | 0 | 0 | 0 | 0 | 0 | 0 | 0 | 0 | 0 | 0 | 0 | 0 | 0 | 0 |  | 0 | 0 | 0 | 0 | 0 | 0 | 0 | 0 | 3 | 0 | 0 | 0 | 0 | 0 | 1
SDGE | Trabuco | 138 | 0 | 0 | 0 | 0 | 0 | 0 | 0 | 0 | 0 | 0 | 0 | 0 | 0 | 0 | 0 |  | 0 | 0 | 0 | 0 | 0 | 0 | 0 | 0 | 0 | 0 | 0 | 0 | 0 | 0 |  | 0 | 0 | 0 | 0 | 0 | 0 | 0 | 0 | 0 | 0 | 0 | 0 | 0 | 0 |  | 0 | 0 | 0 | 0 | 0 | 0 | 0 | 0 | 0 | 0 | 0 | 0 | 0 | 0 | 0 | [14 empty] | 0 | 0 | 0 | 0 | 0 | 0 | 0 | 0 | 0 | 0 | 0 | 0 | 0 | 0 |  | 0 | 0 | 0 | 0 | 0 | 0 | 0 | 0 | 0 | 0 | 0 | 0 | 0 | 0 |  | 0 | 0 | 0 | 0 | 0 | 0 | 0 | 0 | 0 | 0 | 0 | 0 | 0 | 0 | 0
PG&E GBA | Tracy | 115 | 0 | 3 | 0 | 0 | 0 | 0 | 0 | 0 | 0 | 0 | 0 | 0 | 0 | 0 | 1 |  | 0 | 0 | 0 | 0 | 0 | 0 | 0 | 0 | 0 | 0 | 0 | 0 | 0 | 0 |  | 0 | 0 | 0 | 0 | 0 | 0 | 0 | 0 | 0 | 0 | 0 | 0 | 0 | 0 |  | 0 | 3 | 0 | 0 | 0 | 0 | 0 | 0 | 0 | 0 | 0 | 0 | 0 | 0 | 1 | [14 empty] | 0 | 0 | 0 | 0 | 0 | 0 | 0 | 0 | 0 | 0 | 0 | 0 | 0 | 0 |  | 0 | 0 | 0 | 0 | 0 | 0 | 0 | 0 | 0 | 0 | 0 | 0 | 0 | 0 |  | 0 | 3 | 0 | 0 | 0 | 0 | 0 | 0 | 0 | 0 | 0 | 0 | 0 | 0 | 1
PG&E FRESNO | Tranquility | 230 | 0 | 0 | 0 | 0 | 0 | 0 | 0 | 0 | 0 | 0 | 600 | 502 | 0 | 0 | 1 |  | 0 | 0 | 0 | 0 | 0 | 0 | 0 | 0 | 0 | 100 | 0 | 0 | 0 | 0 |  | 0 | 0 | 0 | 0 | 0 | 0 | 0 | 0 | 0 | 100 | 0 | 0 | 0 | 0 |  | 0 | 0 | 0 | 0 | 0 | 0 | 0 | 0 | 0 | 100 | 600 | 502 | 0 | 0 | 1 | [9 empty] | 200 | 400 |  | 160 |  | 0 | 0 | 0 | 0 | 0 | 0 | 0 | 0 | 0 | 300 | 400 | 0 | 160 | 0 |  | 0 | 0 | 0 | 0 | 0 | 0 | 0 | 0 | 0 | 300 | 400 | 0 | 160 | 0 |  | 0 | 0 | 0 | 0 | 0 | 0 | 0 | 0 | 0 | 300 | 1000 | 502 | 160 | 0 | 1
PG&E GBA | Trimble | 115 | 0 | 0 | 0 | 0 | 0 | 0 | 0 | 0 | 0 | 0 | 0 | 0 | 0 | 0 | 0 |  | 0 | 0 | 0 | 0 | 0 | 0 | 0 | 0 | 0 | 0 | 0 | 0 | 0 | 0 |  | 0 | 0 | 0 | 0 | 0 | 0 | 0 | 0 | 0 | 0 | 0 | 0 | 0 | 0 |  | 0 | 0 | 0 | 0 | 0 | 0 | 0 | 0 | 0 | 0 | 0 | 0 | 0 | 0 | 0 | [14 empty] | 0 | 0 | 0 | 0 | 0 | 0 | 0 | 0 | 0 | 0 | 0 | 0 | 0 | 0 |  | 0 | 0 | 0 | 0 | 0 | 0 | 0 | 0 | 0 | 0 | 0 | 0 | 0 | 0 |  | 0 | 0 | 0 | 0 | 0 | 0 | 0 | 0 | 0 | 0 | 0 | 0 | 0 | 0 | 0
EOP | Trout Canyon | 230 | 0 | 0 | 0 | 0 | 0 | 0 | 0 | 0 | 0 | 125 | 650 | 731 | 0 | 0 | 1 |  | 0 | 0 | 0 | 0 | 0 | 0 | 0 | 0 | 0 | 441 | 95 | 0 | 60 | 0 |  | 0 | 0 | 0 | 0 | 0 | 0 | 0 | 0 | 0 | 441 | 95 | 0 | 60 | 0 |  | 0 | 0 | 0 | 0 | 0 | 0 | 0 | 0 | 0 | 566 | 745 | 731 | 60 | 0 | 1 | [9 empty] | 200 | 400 |  | 200 |  | 0 | 0 | 0 | 0 | 0 | 0 | 0 | 0 | 0 | 641 | 495 | 0 | 260 | 0 |  | 0 | 0 | 0 | 0 | 0 | 0 | 0 | 0 | 0 | 641 | 495 | 0 | 260 | 0 |  | 0 | 0 | 0 | 0 | 0 | 0 | 0 | 0 | 0 | 766 | 1145 | 731 | 260 | 0 | 1
EOP | Trout Canyon | 500 | 0 | 0 | 0 | 0 | 0 | 0 | 0 | 0 | 0 | 0 | 0 | 0 | 0 | 0 | 0 |  | 0 | 0 | 0 | 0 | 0 | 0 | 0 | 0 | 0 | 0 | 0 | 0 | 0 | 0 |  | 0 | 0 | 0 | 0 | 0 | 0 | 0 | 0 | 0 | 0 | 0 | 0 | 0 | 0 |  | 0 | 0 | 0 | 0 | 0 | 0 | 0 | 0 | 0 | 0 | 0 | 0 | 0 | 0 | 0 | [14 empty] | 0 | 0 | 0 | 0 | 0 | 0 | 0 | 0 | 0 | 0 | 0 | 0 | 0 | 0 |  | 0 | 0 | 0 | 0 | 0 | 0 | 0 | 0 | 0 | 0 | 0 | 0 | 0 | 0 |  | 0 | 0 | 0 | 0 | 0 | 0 | 0 | 0 | 0 | 0 | 0 | 0 | 0 | 0 | 0
PG&E NGBA | Tulucay | 230 | 0 | 0 | 0 | 0 | 0 | 0 | 0 | 0 | 0 | 0 | 0 | 0 | 0 | 0 | 0 |  | 0 | 0 | 0 | 0 | 0 | 0 | 0 | 0 | 0 | 0 | 0 | 0 | 0 | 0 |  | 0 | 0 | 0 | 0 | 0 | 0 | 0 | 0 | 0 | 0 | 0 | 0 | 0 | 0 |  | 0 | 0 | 0 | 0 | 0 | 0 | 0 | 0 | 0 | 0 | 0 | 0 | 0 | 0 | 0 | [14 empty] | 0 | 0 | 0 | 0 | 0 | 0 | 0 | 0 | 0 | 0 | 0 | 0 | 0 | 0 |  | 0 | 0 | 0 | 0 | 0 | 0 | 0 | 0 | 0 | 0 | 0 | 0 | 0 | 0 |  | 0 | 0 | 0 | 0 | 0 | 0 | 0 | 0 | 0 | 0 | 0 | 0 | 0 | 0 | 0
PG&E NGBA | Tulucay | 60 | 0 | 0 | 0 | 0 | 0 | 0 | 0 | 0 | 0 | 0 | 0 | 0 | 0 | 0 | 0 |  | 0 | 0 | 0 | 0 | 0 | 0 | 0 | 0 | 0 | 24.5 | 0 | 0 | 0 | 0 |  | 0 | 0 | 0 | 0 | 0 | 0 | 0 | 0 | 0 | 24.5 | 0 | 0 | 0 | 0 |  | 0 | 0 | 0 | 0 | 0 | 0 | 0 | 0 | 0 | 24.5 | 0 | 0 | 0 | 0 | 1 | [14 empty] | 0 | 0 | 0 | 0 | 0 | 0 | 0 | 0 | 0 | 24.5 | 0 | 0 | 0 | 0 |  | 0 | 0 | 0 | 0 | 0 | 0 | 0 | 0 | 0 | 24.5 | 0 | 0 | 0 | 0 |  | 0 | 0 | 0 | 0 | 0 | 0 | 0 | 0 | 0 | 24.5 | 0 | 0 | 0 | 0 | 1
PG&E KERN | Tupman | 115 | 0 | 0 | 0 | 0 | 0 | 0 | 0 | 0 | 0 | 0 | 0 | 0 | 0 | 0 | 0 |  | 0 | 0 | 0 | 0 | 0 | 0 | 0 | 0 | 0 | 0 | 0 | 0 | 0 | 0 |  | 0 | 0 | 0 | 0 | 0 | 0 | 0 | 0 | 0 | 0 | 0 | 0 | 0 | 0 |  | 0 | 0 | 0 | 0 | 0 | 0 | 0 | 0 | 0 | 0 | 0 | 0 | 0 | 0 | 0 | [14 empty] | 0 | 0 | 0 | 0 | 0 | 0 | 0 | 0 | 0 | 0 | 0 | 0 | 0 | 0 |  | 0 | 0 | 0 | 0 | 0 | 0 | 0 | 0 | 0 | 0 | 0 | 0 | 0 | 0 |  | 0 | 0 | 0 | 0 | 0 | 0 | 0 | 0 | 0 | 0 | 0 | 0 | 0 | 0 | 0
PG&E NGBA | Ukiah | 115 | 0 | 0 | 0 | 0 | 0 | 0 | 0 | 0 | 0 | 0 | 0 | 0 | 0 | 0 | 0 |  | 0 | 0 | 0 | 0 | 0 | 0 | 0 | 0 | 0 | 0 | 0 | 0 | 0 | 0 |  | 0 | 0 | 0 | 0 | 0 | 0 | 0 | 0 | 0 | 0 | 0 | 0 | 0 | 0 |  | 0 | 0 | 0 | 0 | 0 | 0 | 0 | 0 | 0 | 0 | 0 | 0 | 0 | 0 | 0 | [14 empty] | 0 | 0 | 0 | 0 | 0 | 0 | 0 | 0 | 0 | 0 | 0 | 0 | 0 | 0 |  | 0 | 0 | 0 | 0 | 0 | 0 | 0 | 0 | 0 | 0 | 0 | 0 | 0 | 0 |  | 0 | 0 | 0 | 0 | 0 | 0 | 0 | 0 | 0 | 0 | 0 | 0 | 0 | 0 | 0
PG&E KERN | Union (Estrella) | 70 | 0 | 0 | 0 | 0 | 0 | 0 | 0 | 0 | 0 | 0 | 0 | 0 | 0 | 0 | 0 |  | 0 | 0 | 0 | 0 | 0 | 0 | 0 | 0 | 0 | 0 | 0 | 0 | 0 | 0 |  | 0 | 0 | 0 | 0 | 0 | 0 | 0 | 0 | 0 | 0 | 0 | 0 | 0 | 0 |  | 0 | 0 | 0 | 0 | 0 | 0 | 0 | 0 | 0 | 0 | 0 | 0 | 0 | 0 | 0 | [14 empty] | 0 | 0 | 0 | 0 | 0 | 0 | 0 | 0 | 0 | 0 | 0 | 0 | 0 | 0 |  | 0 | 0 | 0 | 0 | 0 | 0 | 0 | 0 | 0 | 0 | 0 | 0 | 0 | 0 |  | 0 | 0 | 0 | 0 | 0 | 0 | 0 | 0 | 0 | 0 | 0 | 0 | 0 | 0 | 0
PG&E NGBA | Vaca Dixon | 115 | 0 | 0 | 0 | 0 | 0 | 0 | 0 | 0 | 0 | 0 | 0 | 0 | 0 | 0 | 0 |  | 0 | 0 | 0 | 0 | 0 | 0 | 0 | 0 | 0 | 0 | 0 | 0 | 0 | 0 |  | 0 | 0 | 0 | 0 | 0 | 0 | 0 | 0 | 0 | 0 | 0 | 0 | 0 | 0 |  | 0 | 0 | 0 | 0 | 0 | 0 | 0 | 0 | 0 | 0 | 0 | 0 | 0 | 0 | 0 | [14 empty] | 0 | 0 | 0 | 0 | 0 | 0 | 0 | 0 | 0 | 0 | 0 | 0 | 0 | 0 |  | 0 | 0 | 0 | 0 | 0 | 0 | 0 | 0 | 0 | 0 | 0 | 0 | 0 | 0 |  | 0 | 0 | 0 | 0 | 0 | 0 | 0 | 0 | 0 | 0 | 0 | 0 | 0 | 0 | 0
PG&E NGBA | Vaca Dixon | 230 | 0 | 0 | 0 | 0 | 0 | 0 | 0 | 0 | 0 | 0 | 0 | 0 | 0 | 0 | 0 |  | 0 | 0 | 0 | 0 | 0 | 0 | 0 | 0 | 0 | 0 | 0 | 0 | 0 | 0 |  | 0 | 0 | 0 | 0 | 0 | 0 | 0 | 0 | 0 | 0 | 0 | 0 | 0 | 0 |  | 0 | 0 | 0 | 0 | 0 | 0 | 0 | 0 | 0 | 0 | 0 | 0 | 0 | 0 | 0 | [14 empty] | 0 | 0 | 0 | 0 | 0 | 0 | 0 | 0 | 0 | 0 | 0 | 0 | 0 | 0 |  | 0 | 0 | 0 | 0 | 0 | 0 | 0 | 0 | 0 | 0 | 0 | 0 | 0 | 0 |  | 0 | 0 | 0 | 0 | 0 | 0 | 0 | 0 | 0 | 0 | 0 | 0 | 0 | 0 | 0
PG&E NGBA | Vaca Dixon | 500 | 0 | 0 | 0 | 0 | 0 | 0 | 0 | 0 | 0 | 0 | 0 | 0 | 0 | 0 | 0 |  | 0 | 0 | 0 | 0 | 0 | 0 | 0 | 0 | 0 | 0 | 0 | 0 | 0 | 0 |  | 0 | 0 | 0 | 0 | 0 | 0 | 0 | 0 | 0 | 0 | 0 | 0 | 0 | 0 |  | 0 | 0 | 0 | 0 | 0 | 0 | 0 | 0 | 0 | 0 | 0 | 0 | 0 | 0 | 0 | [14 empty] | 0 | 0 | 0 | 0 | 0 | 0 | 0 | 0 | 0 | 0 | 0 | 0 | 0 | 0 |  | 0 | 0 | 0 | 0 | 0 | 0 | 0 | 0 | 0 | 0 | 0 | 0 | 0 | 0 |  | 0 | 0 | 0 | 0 | 0 | 0 | 0 | 0 | 0 | 0 | 0 | 0 | 0 | 0 | 0
PG&E NGBA | Vaca Dixon | 60 | 0 | 0 | 0 | 0 | 0 | 0 | 0 | 0 | 0 | 0 | 0 | 0 | 0 | 0 | 0 |  | 0 | 0 | 0 | 0 | 0 | 0 | 0 | 0 | 0 | 0 | 0 | 0 | 0 | 0 |  | 0 | 0 | 0 | 0 | 0 | 0 | 0 | 0 | 0 | 0 | 0 | 0 | 0 | 0 |  | 0 | 0 | 0 | 0 | 0 | 0 | 0 | 0 | 0 | 0 | 0 | 0 | 0 | 0 | 0 | [14 empty] | 0 | 0 | 0 | 0 | 0 | 0 | 0 | 0 | 0 | 0 | 0 | 0 | 0 | 0 |  | 0 | 0 | 0 | 0 | 0 | 0 | 0 | 0 | 0 | 0 | 0 | 0 | 0 | 0 |  | 0 | 0 | 0 | 0 | 0 | 0 | 0 | 0 | 0 | 0 | 0 | 0 | 0 | 0 | 0
SCE Eastern | Valley (SCE) | 500 | 0 | 0 | 0 | 0 | 0 | 0 | 0 | 0 | 0 | 0 | 0 | 720 | 0 | 0 | 1 |  | 0 | 0 | 0 | 0 | 0 | 0 | 0 | 0 | 0 | 0 | 0 | 150.6 | 0 | 0 |  | 0 | 0 | 0 | 0 | 0 | 0 | 0 | 0 | 0 | 0 | 0 | 150.6 | 0 | 0 |  | 0 | 0 | 0 | 0 | 0 | 0 | 0 | 0 | 0 | 0 | 0 | 870.6 | 0 | 0 | 1 | [14 empty] | 0 | 0 | 0 | 0 | 0 | 0 | 0 | 0 | 0 | 0 | 0 | 150.6 | 0 | 0 |  | 0 | 0 | 0 | 0 | 0 | 0 | 0 | 0 | 0 | 0 | 0 | 150.6 | 0 | 0 |  | 0 | 0 | 0 | 0 | 0 | 0 | 0 | 0 | 0 | 0 | 0 | 870.6 | 0 | 0 | 1
EOP | Valley (VEA) | 138 | 0 | 0 | 0 | 0 | 0 | 0 | 0 | 0 | 0 | 0 | 0 | 0 | 0 | 0 | 0 |  | 0 | 0 | 0 | 0 | 0 | 0 | 0 | 0 | 0 | 0 | 0 | 0 | 0 | 0 |  | 0 | 0 | 0 | 0 | 0 | 0 | 0 | 0 | 0 | 0 | 0 | 0 | 0 | 0 |  | 0 | 0 | 0 | 0 | 0 | 0 | 0 | 0 | 0 | 0 | 0 | 0 | 0 | 0 | 0 | [12 empty] | 40 |  | 0 | 0 | 0 | 0 | 0 | 0 | 0 | 0 | 0 | 0 | 0 | 0 | 40 | 0 |  | 0 | 0 | 0 | 0 | 0 | 0 | 0 | 0 | 0 | 0 | 0 | 0 | 40 | 0 |  | 0 | 0 | 0 | 0 | 0 | 0 | 0 | 0 | 0 | 0 | 0 | 0 | 40 | 0 | 1
SDGE | Valley Center | 69 | 0 | 0 | 0 | 0 | 0 | 0 | 0 | 0 | 0 | 0 | 0 | 0 | 0 | 0 | 0 |  | 0 | 0 | 0 | 0 | 0 | 0 | 0 | 0 | 10 | 0 | 0 | 0 | 0 | 0 |  | 0 | 0 | 0 | 0 | 0 | 0 | 0 | 0 | 10 | 0 | 0 | 0 | 0 | 0 |  | 0 | 0 | 0 | 0 | 0 | 0 | 0 | 0 | 10 | 0 | 0 | 0 | 0 | 0 | 1 | [14 empty] | 0 | 0 | 0 | 0 | 0 | 0 | 0 | 0 | 10 | 0 | 0 | 0 | 0 | 0 |  | 0 | 0 | 0 | 0 | 0 | 0 | 0 | 0 | 10 | 0 | 0 | 0 | 0 | 0 |  | 0 | 0 | 0 | 0 | 0 | 0 | 0 | 0 | 10 | 0 | 0 | 0 | 0 | 0 | 1
PG&E GBA | Valley Home | 115 | 0 | 0 | 0 | 0 | 0 | 0 | 0 | 0 | 0 | 0 | 0 | 0 | 0 | 0 | 0 |  | 0 | 0 | 0 | 0 | 0 | 0 | 0 | 0 | 0 | 0 | 0 | 0 | 0 | 0 |  | 0 | 0 | 0 | 0 | 0 | 0 | 0 | 0 | 0 | 0 | 0 | 0 | 0 | 0 |  | 0 | 0 | 0 | 0 | 0 | 0 | 0 | 0 | 0 | 0 | 0 | 0 | 0 | 0 | 0 | [14 empty] | 0 | 0 | 0 | 0 | 0 | 0 | 0 | 0 | 0 | 0 | 0 | 0 | 0 | 0 |  | 0 | 0 | 0 | 0 | 0 | 0 | 0 | 0 | 0 | 0 | 0 | 0 | 0 | 0 |  | 0 | 0 | 0 | 0 | 0 | 0 | 0 | 0 | 0 | 0 | 0 | 0 | 0 | 0 | 0
PG&E GBA | Valley Springs | 230 | 0 | 0 | 0 | 0 | 0 | 0 | 0 | 0 | 0 | 0 | 0 | 0 | 0 | 0 | 0 |  | 0 | 3 | 0 | 0 | 0 | 0 | 0 | 0 | 0 | 0 | 0 | 0 | 0 | 0 |  | 0 | 3 | 0 | 0 | 0 | 0 | 0 | 0 | 0 | 0 | 0 | 0 | 0 | 0 |  | 0 | 3 | 0 | 0 | 0 | 0 | 0 | 0 | 0 | 0 | 0 | 0 | 0 | 0 | 1 | [14 empty] | 0 | 3 | 0 | 0 | 0 | 0 | 0 | 0 | 0 | 0 | 0 | 0 | 0 | 0 |  | 0 | 3 | 0 | 0 | 0 | 0 | 0 | 0 | 0 | 0 | 0 | 0 | 0 | 0 |  | 0 | 3 | 0 | 0 | 0 | 0 | 0 | 0 | 0 | 0 | 0 | 0 | 0 | 0 | 1
PG&E GBA | Valley Springs | 60 | 0 | 0 | 0 | 0 | 0 | 0 | 0 | 0 | 0 | 0 | 0 | 0 | 0 | 0 | 0 |  | 0 | 0 | 0 | 0 | 0 | 0 | 0 | 0 | 0 | 0 | 0 | 0 | 0 | 0 |  | 0 | 0 | 0 | 0 | 0 | 0 | 0 | 0 | 0 | 0 | 0 | 0 | 0 | 0 |  | 0 | 0 | 0 | 0 | 0 | 0 | 0 | 0 | 0 | 0 | 0 | 0 | 0 | 0 | 0 | [14 empty] | 0 | 0 | 0 | 0 | 0 | 0 | 0 | 0 | 0 | 0 | 0 | 0 | 0 | 0 |  | 0 | 0 | 0 | 0 | 0 | 0 | 0 | 0 | 0 | 0 | 0 | 0 | 0 | 0 |  | 0 | 0 | 0 | 0 | 0 | 0 | 0 | 0 | 0 | 0 | 0 | 0 | 0 | 0 | 0
EOP | Valley Switch | 138 | 0 | 0 | 0 | 0 | 0 | 0 | 0 | 0 | 0 | 0 | 0 | 0 | 0 | 0 | 0 |  | 0 | 0 | 0 | 0 | 0 | 0 | 0 | 0 | 0 | 0 | 0 | 0 | 0 | 0 |  | 0 | 0 | 0 | 0 | 0 | 0 | 0 | 0 | 0 | 0 | 0 | 0 | 0 | 0 |  | 0 | 0 | 0 | 0 | 0 | 0 | 0 | 0 | 0 | 0 | 0 | 0 | 0 | 0 | 0 | [14 empty] | 0 | 0 | 0 | 0 | 0 | 0 | 0 | 0 | 0 | 0 | 0 | 0 | 0 | 0 |  | 0 | 0 | 0 | 0 | 0 | 0 | 0 | 0 | 0 | 0 | 0 | 0 | 0 | 0 |  | 0 | 0 | 0 | 0 | 0 | 0 | 0 | 0 | 0 | 0 | 0 | 0 | 0 | 0 | 0
EOP | Valley Switch | 230 | 0 | 0 | 0 | 0 | 0 | 0 | 0 | 0 | 0 | 0 | 0 | 0 | 0 | 0 | 0 |  | 0 | 0 | 0 | 0 | 0 | 0 | 0 | 0 | 0 | 0 | 0 | 0 | 0 | 0 |  | 0 | 0 | 0 | 0 | 0 | 0 | 0 | 0 | 0 | 0 | 0 | 0 | 0 | 0 |  | 0 | 0 | 0 | 0 | 0 | 0 | 0 | 0 | 0 | 0 | 0 | 0 | 0 | 0 | 0 | [14 empty] | 0 | 0 | 0 | 0 | 0 | 0 | 0 | 0 | 0 | 0 | 0 | 0 | 0 | 0 |  | 0 | 0 | 0 | 0 | 0 | 0 | 0 | 0 | 0 | 0 | 0 | 0 | 0 | 0 |  | 0 | 0 | 0 | 0 | 0 | 0 | 0 | 0 | 0 | 0 | 0 | 0 | 0 | 0 | 0
PG&E GBA | Vasco | 230 | 0 | 0 | 0 | 0 | 0 | 0 | 0 | 0 | 0 | 0 | 0 | 0 | 0 | 0 | 0 |  | 0 | 0 | 0 | 0 | 0 | 0 | 0 | 0 | 0 | 0 | 0 | 0 | 0 | 0 |  | 0 | 0 | 0 | 0 | 0 | 0 | 0 | 0 | 0 | 0 | 0 | 0 | 0 | 0 |  | 0 | 0 | 0 | 0 | 0 | 0 | 0 | 0 | 0 | 0 | 0 | 0 | 0 | 0 | 0 | [14 empty] | 0 | 0 | 0 | 0 | 0 | 0 | 0 | 0 | 0 | 0 | 0 | 0 | 0 | 0 |  | 0 | 0 | 0 | 0 | 0 | 0 | 0 | 0 | 0 | 0 | 0 | 0 | 0 | 0 |  | 0 | 0 | 0 | 0 | 0 | 0 | 0 | 0 | 0 | 0 | 0 | 0 | 0 | 0 | 0
PG&E GBA | Vasona | 230 | 0 | 0 | 0 | 0 | 0 | 0 | 0 | 0 | 0 | 0 | 0 | 0 | 0 | 0 | 0 |  | 0 | 0 | 0 | 0 | 0 | 0 | 0 | 0 | 0 | 0 | 0 | 0 | 0 | 0 |  | 0 | 0 | 0 | 0 | 0 | 0 | 0 | 0 | 0 | 0 | 0 | 0 | 0 | 0 |  | 0 | 0 | 0 | 0 | 0 | 0 | 0 | 0 | 0 | 0 | 0 | 0 | 0 | 0 | 0 | [14 empty] | 0 | 0 | 0 | 0 | 0 | 0 | 0 | 0 | 0 | 0 | 0 | 0 | 0 | 0 |  | 0 | 0 | 0 | 0 | 0 | 0 | 0 | 0 | 0 | 0 | 0 | 0 | 0 | 0 |  | 0 | 0 | 0 | 0 | 0 | 0 | 0 | 0 | 0 | 0 | 0 | 0 | 0 | 0 | 0
SCE Northern | Vestal | 230 | 0 | 0 | 0 | 0 | 0 | 0 | 0 | 0 | 0 | 0 | 50 | 110 | 0 | 0 | 1 |  | 0 | 0 | 0 | 0 | 0 | 0 | 0 | 0 | 0 | 125 | 225 | 0 | 100 | 0 |  | 0 | 0 | 0 | 0 | 0 | 0 | 0 | 0 | 0 | 125 | 225 | 0 | 100 | 0 |  | 0 | 0 | 0 | 0 | 0 | 0 | 0 | 0 | 0 | 125 | 275 | 110 | 100 | 0 | 1 | [14 empty] | 0 | 0 | 0 | 0 | 0 | 0 | 0 | 0 | 0 | 125 | 225 | 0 | 100 | 0 |  | 0 | 0 | 0 | 0 | 0 | 0 | 0 | 0 | 0 | 125 | 225 | 0 | 100 | 0 |  | 0 | 0 | 0 | 0 | 0 | 0 | 0 | 0 | 0 | 125 | 275 | 110 | 100 | 0 | 1
SCE Northern | Vestal | 66 | 0 | 0 | 0 | 0 | 0 | 0 | 0 | 0 | 0 | 0 | 0 | 80 | 0 | 0 | 1 |  | 0 | 0 | 0 | 0 | 0 | 0 | 0 | 0 | 0 | 0 | 0 | 0 | 0 | 0 |  | 0 | 0 | 0 | 0 | 0 | 0 | 0 | 0 | 0 | 0 | 0 | 0 | 0 | 0 |  | 0 | 0 | 0 | 0 | 0 | 0 | 0 | 0 | 0 | 0 | 0 | 80 | 0 | 0 | 1 | [14 empty] | 0 | 0 | 0 | 0 | 0 | 0 | 0 | 0 | 0 | 0 | 0 | 0 | 0 | 0 |  | 0 | 0 | 0 | 0 | 0 | 0 | 0 | 0 | 0 | 0 | 0 | 0 | 0 | 0 |  | 0 | 0 | 0 | 0 | 0 | 0 | 0 | 0 | 0 | 0 | 0 | 80 | 0 | 0 | 1
SCE NOL | Victor | 115 | 0 | 0 | 0 | 0 | 0 | 0 | 0 | 0 | 7 | 0 | 0 | 0 | 0 | 0 | 1 |  | 0 | 0 | 0 | 0 | 0 | 0 | 0 | 0 | 0 | 0 | 0 | 0 | 0 | 0 |  | 0 | 0 | 0 | 0 | 0 | 0 | 0 | 0 | 0 | 0 | 0 | 0 | 0 | 0 |  | 0 | 0 | 0 | 0 | 0 | 0 | 0 | 0 | 7 | 0 | 0 | 0 | 0 | 0 | 1 | [10 empty] | 115 |  | 20 |  | 0 | 0 | 0 | 0 | 0 | 0 | 0 | 0 | 0 | 0 | 115 | 0 | 20 | 0 |  | 0 | 0 | 0 | 0 | 0 | 0 | 0 | 0 | 0 | 0 | 115 | 0 | 20 | 0 |  | 0 | 0 | 0 | 0 | 0 | 0 | 0 | 0 | 7 | 0 | 115 | 0 | 20 | 0 | 1
SCE NOL | Victor | 230 | 0 | 0 | 0 | 0 | 0 | 0 | 0 | 0 | 5 | 0 | 0 | 0 | 0 | 0 | 1 |  | 0 | 0 | 0 | 0 | 0 | 0 | 0 | 0 | 0 | 0 | 0 | 0 | 0 | 0 |  | 0 | 0 | 0 | 0 | 0 | 0 | 0 | 0 | 0 | 0 | 0 | 0 | 0 | 0 |  | 0 | 0 | 0 | 0 | 0 | 0 | 0 | 0 | 5 | 0 | 0 | 0 | 0 | 0 | 1 | [14 empty] | 0 | 0 | 0 | 0 | 0 | 0 | 0 | 0 | 0 | 0 | 0 | 0 | 0 | 0 |  | 0 | 0 | 0 | 0 | 0 | 0 | 0 | 0 | 0 | 0 | 0 | 0 | 0 | 0 |  | 0 | 0 | 0 | 0 | 0 | 0 | 0 | 0 | 5 | 0 | 0 | 0 | 0 | 0 | 1
SCE Metro | Viejo | 230 | 0 | 0 | 0 | 0 | 0 | 0 | 0 | 0 | 0 | 0 | 0 | 0 | 0 | 0 | 0 |  | 0 | 0 | 0 | 0 | 0 | 0 | 0 | 0 | 0 | 0 | 0 | 0 | 0 | 0 |  | 0 | 0 | 0 | 0 | 0 | 0 | 0 | 0 | 0 | 0 | 0 | 0 | 0 | 0 |  | 0 | 0 | 0 | 0 | 0 | 0 | 0 | 0 | 0 | 0 | 0 | 0 | 0 | 0 | 0 | [14 empty] | 0 | 0 | 0 | 0 | 0 | 0 | 0 | 0 | 0 | 0 | 0 | 0 | 0 | 0 |  | 0 | 0 | 0 | 0 | 0 | 0 | 0 | 0 | 0 | 0 | 0 | 0 | 0 | 0 |  | 0 | 0 | 0 | 0 | 0 | 0 | 0 | 0 | 0 | 0 | 0 | 0 | 0 | 0 | 0
PG&E GBA | Vierra | 115 | 0 | 0 | 0 | 0 | 0 | 0 | 0 | 0 | 2.975 | 0 | 0 | 92 | 0 | 0 | 1 |  | 0 | 0 | 0 | 0 | 0 | 0 | 0 | 0 | 0 | 0 | 0 | 0 | 0 | 0 |  | 0 | 0 | 0 | 0 | 0 | 0 | 0 | 0 | 0 | 0 | 0 | 0 | 0 | 0 |  | 0 | 0 | 0 | 0 | 0 | 0 | 0 | 0 | 2.975 | 0 | 0 | 92 | 0 | 0 | 1 | [14 empty] | 0 | 0 | 0 | 0 | 0 | 0 | 0 | 0 | 0 | 0 | 0 | 0 | 0 | 0 |  | 0 | 0 | 0 | 0 | 0 | 0 | 0 | 0 | 0 | 0 | 0 | 0 | 0 | 0 |  | 0 | 0 | 0 | 0 | 0 | 0 | 0 | 0 | 2.975 | 0 | 0 | 92 | 0 | 0 | 1
SCE Metro | Villa Park | 230 | 0 | 0 | 0 | 0 | 0 | 0 | 0 | 0 | 0 | 0 | 0 | 0 | 0 | 0 | 0 |  | 0 | 0 | 0 | 0 | 0 | 0 | 0 | 0 | 0 | 0 | 0 | 0 | 0 | 0 |  | 0 | 0 | 0 | 0 | 0 | 0 | 0 | 0 | 0 | 0 | 0 | 0 | 0 | 0 |  | 0 | 0 | 0 | 0 | 0 | 0 | 0 | 0 | 0 | 0 | 0 | 0 | 0 | 0 | 0 | [14 empty] | 0 | 0 | 0 | 0 | 0 | 0 | 0 | 0 | 0 | 0 | 0 | 0 | 0 | 0 |  | 0 | 0 | 0 | 0 | 0 | 0 | 0 | 0 | 0 | 0 | 0 | 0 | 0 | 0 |  | 0 | 0 | 0 | 0 | 0 | 0 | 0 | 0 | 0 | 0 | 0 | 0 | 0 | 0 | 0
SCE Northern | Vincent | 230 | 0 | 0 | 0 | 0 | 0 | 0 | 0 | 0 | 0 | 0 | 0 | 399 | 0 | 0 | 1 |  | 0 | 0 | 0 | 0 | 0 | 0 | 0 | 0 | 0 | 125 | 225 | 0 | 100 | 0 |  | 0 | 0 | 0 | 0 | 0 | 0 | 0 | 0 | 0 | 125 | 225 | 0 | 100 | 0 |  | 0 | 0 | 0 | 0 | 0 | 0 | 0 | 0 | 0 | 125 | 225 | 399 | 100 | 0 | 1 | [10 empty] | 700 |  | 375 |  | 0 | 0 | 0 | 0 | 0 | 0 | 0 | 0 | 0 | 125 | 925 | 0 | 475 | 0 |  | 0 | 0 | 0 | 0 | 0 | 0 | 0 | 0 | 0 | 125 | 925 | 0 | 475 | 0 |  | 0 | 0 | 0 | 0 | 0 | 0 | 0 | 0 | 0 | 125 | 925 | 399 | 475 | 0 | 1
SCE Northern | Vincent | 500 | 0 | 0 | 0 | 0 | 0 | 0 | 0 | 0 | 0 | 0 | 0 | 0 | 0 | 0 | 0 |  | 0 | 0 | 0 | 0 | 0 | 0 | 0 | 0 | 0 | 0 | 0 | 0 | 0 | 0 |  | 0 | 0 | 0 | 0 | 0 | 0 | 0 | 0 | 0 | 0 | 0 | 0 | 0 | 0 |  | 0 | 0 | 0 | 0 | 0 | 0 | 0 | 0 | 0 | 0 | 0 | 0 | 0 | 0 | 0 | [14 empty] | 0 | 0 | 0 | 0 | 0 | 0 | 0 | 0 | 0 | 0 | 0 | 0 | 0 | 0 |  | 0 | 0 | 0 | 0 | 0 | 0 | 0 | 0 | 0 | 0 | 0 | 0 | 0 | 0 |  | 0 | 0 | 0 | 0 | 0 | 0 | 0 | 0 | 0 | 0 | 0 | 0 | 0 | 0 | 0
PG&E GBA | Vineyard | 230 | 0 | 0 | 0 | 0 | 0 | 0 | 0 | 0 | 0 | 0 | 0 | 0 | 0 | 0 | 0 |  | 0 | 0 | 0 | 0 | 0 | 0 | 0 | 0 | 0 | 0 | 0 | 0 | 0 | 0 |  | 0 | 0 | 0 | 0 | 0 | 0 | 0 | 0 | 0 | 0 | 0 | 0 | 0 | 0 |  | 0 | 0 | 0 | 0 | 0 | 0 | 0 | 0 | 0 | 0 | 0 | 0 | 0 | 0 | 0 | [14 empty] | 0 | 0 | 0 | 0 | 0 | 0 | 0 | 0 | 0 | 0 | 0 | 0 | 0 | 0 |  | 0 | 0 | 0 | 0 | 0 | 0 | 0 | 0 | 0 | 0 | 0 | 0 | 0 | 0 |  | 0 | 0 | 0 | 0 | 0 | 0 | 0 | 0 | 0 | 0 | 0 | 0 | 0 | 0 | 0
SDGE | Vineyard | 69 | 0 | 0 | 0 | 0 | 0 | 0 | 0 | 0 | 0 | 0 | 0 | 0 | 0 | 0 | 0 |  | 0 | 0 | 0 | 0 | 0 | 0 | 0 | 0 | 0 | 0 | 0 | 0 | 0 | 0 |  | 0 | 0 | 0 | 0 | 0 | 0 | 0 | 0 | 0 | 0 | 0 | 0 | 0 | 0 |  | 0 | 0 | 0 | 0 | 0 | 0 | 0 | 0 | 0 | 0 | 0 | 0 | 0 | 0 | 0 | [14 empty] | 0 | 0 | 0 | 0 | 0 | 0 | 0 | 0 | 0 | 0 | 0 | 0 | 0 | 0 |  | 0 | 0 | 0 | 0 | 0 | 0 | 0 | 0 | 0 | 0 | 0 | 0 | 0 | 0 |  | 0 | 0 | 0 | 0 | 0 | 0 | 0 | 0 | 0 | 0 | 0 | 0 | 0 | 0 | 0
SCE Eastern | Vista (SCE) | 230 | 0 | 2.6 | 0 | 0 | 0 | 0 | 0 | 0 | 0 | 0 | 0 | 200 | 0 | 0 | 1 |  | 0 | 0 | 0 | 0 | 0 | 0 | 0 | 0 | 0 | 0 | 0 | 0 | 0 | 0 |  | 0 | 0 | 0 | 0 | 0 | 0 | 0 | 0 | 0 | 0 | 0 | 0 | 0 | 0 |  | 0 | 2.6 | 0 | 0 | 0 | 0 | 0 | 0 | 0 | 0 | 0 | 200 | 0 | 0 | 1 | [14 empty] | 0 | 0 | 0 | 0 | 0 | 0 | 0 | 0 | 0 | 0 | 0 | 0 | 0 | 0 |  | 0 | 0 | 0 | 0 | 0 | 0 | 0 | 0 | 0 | 0 | 0 | 0 | 0 | 0 |  | 0 | 2.6 | 0 | 0 | 0 | 0 | 0 | 0 | 0 | 0 | 0 | 200 | 0 | 0 | 1
EOP | Vista (VEA) | 138 | 0 | 0 | 0 | 0 | 0 | 0 | 0 | 0 | 0 | 0 | 0 | 0 | 0 | 0 | 0 |  | 0 | 0 | 0 | 0 | 0 | 0 | 0 | 0 | 0 | 0 | 0 | 0 | 0 | 0 |  | 0 | 0 | 0 | 0 | 0 | 0 | 0 | 0 | 0 | 0 | 0 | 0 | 0 | 0 |  | 0 | 0 | 0 | 0 | 0 | 0 | 0 | 0 | 0 | 0 | 0 | 0 | 0 | 0 | 0 | [14 empty] | 0 | 0 | 0 | 0 | 0 | 0 | 0 | 0 | 0 | 0 | 0 | 0 | 0 | 0 |  | 0 | 0 | 0 | 0 | 0 | 0 | 0 | 0 | 0 | 0 | 0 | 0 | 0 | 0 |  | 0 | 0 | 0 | 0 | 0 | 0 | 0 | 0 | 0 | 0 | 0 | 0 | 0 | 0 | 0
EOP | Vista (VEA) | 230 | 0 | 0 | 0 | 0 | 0 | 0 | 0 | 0 | 0 | 0 | 0 | 0 | 0 | 0 | 0 |  | 0 | 0 | 0 | 0 | 0 | 0 | 0 | 0 | 0 | 0 | 0 | 0 | 0 | 0 |  | 0 | 0 | 0 | 0 | 0 | 0 | 0 | 0 | 0 | 0 | 0 | 0 | 0 | 0 |  | 0 | 0 | 0 | 0 | 0 | 0 | 0 | 0 | 0 | 0 | 0 | 0 | 0 | 0 | 0 | [9 empty] | 150 | 50 |  | 40 |  | 0 | 0 | 0 | 0 | 0 | 0 | 0 | 0 | 0 | 150 | 50 | 0 | 40 | 0 |  | 0 | 0 | 0 | 0 | 0 | 0 | 0 | 0 | 0 | 150 | 50 | 0 | 40 | 0 |  | 0 | 0 | 0 | 0 | 0 | 0 | 0 | 0 | 0 | 150 | 50 | 0 | 40 | 0 | 1
PG&E FRESNO | Wahtoke | 115 | 0 | 0 | 0 | 0 | 0 | 0 | 0 | 0 | 0 | 0 | 0 | 0 | 0 | 0 | 0 |  | 0 | 0 | 0 | 0 | 0 | 0 | 0 | 0 | 0 | 0 | 0 | 0 | 0 | 0 |  | 0 | 0 | 0 | 0 | 0 | 0 | 0 | 0 | 0 | 0 | 0 | 0 | 0 | 0 |  | 0 | 0 | 0 | 0 | 0 | 0 | 0 | 0 | 0 | 0 | 0 | 0 | 0 | 0 | 0 | [14 empty] | 0 | 0 | 0 | 0 | 0 | 0 | 0 | 0 | 0 | 0 | 0 | 0 | 0 | 0 |  | 0 | 0 | 0 | 0 | 0 | 0 | 0 | 0 | 0 | 0 | 0 | 0 | 0 | 0 |  | 0 | 0 | 0 | 0 | 0 | 0 | 0 | 0 | 0 | 0 | 0 | 0 | 0 | 0 | 0
SCE Northern | Wakefield | 66 | 0 | 0 | 0 | 0 | 0 | 0 | 0 | 0 | 0 | 0 | 0 | 15 | 0 | 0 | 1 |  | 0 | 0 | 0 | 0 | 0 | 0 | 0 | 0 | 0 | 0 | 0 | 0 | 0 | 0 |  | 0 | 0 | 0 | 0 | 0 | 0 | 0 | 0 | 0 | 0 | 0 | 0 | 0 | 0 |  | 0 | 0 | 0 | 0 | 0 | 0 | 0 | 0 | 0 | 0 | 0 | 15 | 0 | 0 | 1 | [14 empty] | 0 | 0 | 0 | 0 | 0 | 0 | 0 | 0 | 0 | 0 | 0 | 0 | 0 | 0 |  | 0 | 0 | 0 | 0 | 0 | 0 | 0 | 0 | 0 | 0 | 0 | 0 | 0 | 0 |  | 0 | 0 | 0 | 0 | 0 | 0 | 0 | 0 | 0 | 0 | 0 | 15 | 0 | 0 | 1
SCE Metro | Walnut | 230 | 0 | 0 | 0 | 0 | 0 | 0 | 0 | 0 | 0 | 0 | 0 | 400 | 0 | 0 | 1 |  | 0 | 0 | 0 | 0 | 0 | 0 | 0 | 0 | 0 | 0 | 0 | 0 | 0 | 0 |  | 0 | 0 | 0 | 0 | 0 | 0 | 0 | 0 | 0 | 0 | 0 | 0 | 0 | 0 |  | 0 | 0 | 0 | 0 | 0 | 0 | 0 | 0 | 0 | 0 | 0 | 400 | 0 | 0 | 1 | [14 empty] | 0 | 0 | 0 | 0 | 0 | 0 | 0 | 0 | 0 | 0 | 0 | 0 | 0 | 0 |  | 0 | 0 | 0 | 0 | 0 | 0 | 0 | 0 | 0 | 0 | 0 | 0 | 0 | 0 |  | 0 | 0 | 0 | 0 | 0 | 0 | 0 | 0 | 0 | 0 | 0 | 400 | 0 | 0 | 1
SCE Northern | Warne | 230 | 0 | 0 | 0 | 0 | 0 | 0 | 0 | 0 | 0 | 0 | 0 | 0 | 0 | 0 | 0 |  | 0 | 0 | 0 | 0 | 0 | 0 | 0 | 0 | 0 | 0 | 0 | 0 | 0 | 0 |  | 0 | 0 | 0 | 0 | 0 | 0 | 0 | 0 | 0 | 0 | 0 | 0 | 0 | 0 |  | 0 | 0 | 0 | 0 | 0 | 0 | 0 | 0 | 0 | 0 | 0 | 0 | 0 | 0 | 0 | [14 empty] | 0 | 0 | 0 | 0 | 0 | 0 | 0 | 0 | 0 | 0 | 0 | 0 | 0 | 0 |  | 0 | 0 | 0 | 0 | 0 | 0 | 0 | 0 | 0 | 0 | 0 | 0 | 0 | 0 |  | 0 | 0 | 0 | 0 | 0 | 0 | 0 | 0 | 0 | 0 | 0 | 0 | 0 | 0 | 0
PG&E GBA | Warnerville | 230 | 0 | 0 | 0 | 0 | 0 | 0 | 0 | 0 | 0 | 0 | 0 | 0 | 0 | 0 | 0 |  | 0 | 0 | 0 | 0 | 0 | 0 | 0 | 0 | 0 | 0 | 0 | 0 | 0 | 0 |  | 0 | 0 | 0 | 0 | 0 | 0 | 0 | 0 | 0 | 0 | 0 | 0 | 0 | 0 |  | 0 | 0 | 0 | 0 | 0 | 0 | 0 | 0 | 0 | 0 | 0 | 0 | 0 | 0 | 0 | [14 empty] | 0 | 0 | 0 | 0 | 0 | 0 | 0 | 0 | 0 | 0 | 0 | 0 | 0 | 0 |  | 0 | 0 | 0 | 0 | 0 | 0 | 0 | 0 | 0 | 0 | 0 | 0 | 0 | 0 |  | 0 | 0 | 0 | 0 | 0 | 0 | 0 | 0 | 0 | 0 | 0 | 0 | 0 | 0 | 0
PG&E FRESNO | Waukena | 115 | 0 | 0 | 0 | 0 | 0 | 0 | 0 | 0 | 0 | 0 | 0 | 0 | 0 | 0 | 0 |  | 0 | 0 | 0 | 0 | 0 | 0 | 0 | 0 | 0 | 0 | 0 | 0 | 0 | 0 |  | 0 | 0 | 0 | 0 | 0 | 0 | 0 | 0 | 0 | 0 | 0 | 0 | 0 | 0 |  | 0 | 0 | 0 | 0 | 0 | 0 | 0 | 0 | 0 | 0 | 0 | 0 | 0 | 0 | 0 | [14 empty] | 0 | 0 | 0 | 0 | 0 | 0 | 0 | 0 | 0 | 0 | 0 | 0 | 0 | 0 |  | 0 | 0 | 0 | 0 | 0 | 0 | 0 | 0 | 0 | 0 | 0 | 0 | 0 | 0 |  | 0 | 0 | 0 | 0 | 0 | 0 | 0 | 0 | 0 | 0 | 0 | 0 | 0 | 0 | 0
PG&E GBA | Weber | 230 | 0 | 0 | 0 | 0 | 0 | 0 | 0 | 0 | 0 | 0 | 0 | 0 | 0 | 0 | 0 |  | 0 | 0 | 0 | 0 | 0 | 0 | 0 | 0 | 0 | 0 | 0 | 0 | 0 | 0 |  | 0 | 0 | 0 | 0 | 0 | 0 | 0 | 0 | 0 | 0 | 0 | 0 | 0 | 0 |  | 0 | 0 | 0 | 0 | 0 | 0 | 0 | 0 | 0 | 0 | 0 | 0 | 0 | 0 | 0 | [14 empty] | 0 | 0 | 0 | 0 | 0 | 0 | 0 | 0 | 0 | 0 | 0 | 0 | 0 | 0 |  | 0 | 0 | 0 | 0 | 0 | 0 | 0 | 0 | 0 | 0 | 0 | 0 | 0 | 0 |  | 0 | 0 | 0 | 0 | 0 | 0 | 0 | 0 | 0 | 0 | 0 | 0 | 0 | 0 | 0
PG&E GBA | Weber | 60 | 0 | 0 | 0 | 0 | 0 | 0 | 0 | 0 | 0 | 0 | 0 | 20 | 0 | 0 | 1 |  | 0 | 0 | 0 | 0 | 0 | 0 | 0 | 0 | 4 | 0 | 0 | 0 | 0 | 0 |  | 0 | 0 | 0 | 0 | 0 | 0 | 0 | 0 | 4 | 0 | 0 | 0 | 0 | 0 |  | 0 | 0 | 0 | 0 | 0 | 0 | 0 | 0 | 4 | 0 | 0 | 20 | 0 | 0 | 1 | [14 empty] | 0 | 0 | 0 | 0 | 0 | 0 | 0 | 0 | 4 | 0 | 0 | 0 | 0 | 0 |  | 0 | 0 | 0 | 0 | 0 | 0 | 0 | 0 | 4 | 0 | 0 | 0 | 0 | 0 |  | 0 | 0 | 0 | 0 | 0 | 0 | 0 | 0 | 4 | 0 | 0 | 20 | 0 | 0 | 1
PG&E FRESNO | West Fresno | 115 | 0 | 0 | 0 | 0 | 0 | 0 | 0 | 0 | 0 | 0 | 0 | 0 | 0 | 0 | 0 |  | 0 | 0 | 0 | 0 | 0 | 0 | 0 | 0 | 0 | 0 | 0 | 0 | 0 | 0 |  | 0 | 0 | 0 | 0 | 0 | 0 | 0 | 0 | 0 | 0 | 0 | 0 | 0 | 0 |  | 0 | 0 | 0 | 0 | 0 | 0 | 0 | 0 | 0 | 0 | 0 | 0 | 0 | 0 | 0 | [14 empty] | 0 | 0 | 0 | 0 | 0 | 0 | 0 | 0 | 0 | 0 | 0 | 0 | 0 | 0 |  | 0 | 0 | 0 | 0 | 0 | 0 | 0 | 0 | 0 | 0 | 0 | 0 | 0 | 0 |  | 0 | 0 | 0 | 0 | 0 | 0 | 0 | 0 | 0 | 0 | 0 | 0 | 0 | 0 | 0
PG&E FRESNO | Westley | 230 | 0 | 0 | 0 | 0 | 0 | 0 | 0 | 0 | 0 | 0 | 0 | 0 | 0 | 0 | 0 |  | 0 | 0 | 0 | 0 | 0 | 0 | 0 | 0 | 0 | 0 | 0 | 0 | 0 | 0 |  | 0 | 0 | 0 | 0 | 0 | 0 | 0 | 0 | 0 | 0 | 0 | 0 | 0 | 0 |  | 0 | 0 | 0 | 0 | 0 | 0 | 0 | 0 | 0 | 0 | 0 | 0 | 0 | 0 | 0 | [14 empty] | 0 | 0 | 0 | 0 | 0 | 0 | 0 | 0 | 0 | 0 | 0 | 0 | 0 | 0 |  | 0 | 0 | 0 | 0 | 0 | 0 | 0 | 0 | 0 | 0 | 0 | 0 | 0 | 0 |  | 0 | 0 | 0 | 0 | 0 | 0 | 0 | 0 | 0 | 0 | 0 | 0 | 0 | 0 | 0
PG&E KERN | Westpark | 115 | 0 | 0 | 0 | 0 | 0 | 0 | 0 | 0 | 0 | 0 | 0 | 0 | 0 | 0 | 0 |  | 0 | 0 | 0 | 0 | 0 | 0 | 0 | 0 | 0 | 0 | 0 | 0 | 0 | 0 |  | 0 | 0 | 0 | 0 | 0 | 0 | 0 | 0 | 0 | 0 | 0 | 0 | 0 | 0 |  | 0 | 0 | 0 | 0 | 0 | 0 | 0 | 0 | 0 | 0 | 0 | 0 | 0 | 0 | 0 | [14 empty] | 0 | 0 | 0 | 0 | 0 | 0 | 0 | 0 | 0 | 0 | 0 | 0 | 0 | 0 |  | 0 | 0 | 0 | 0 | 0 | 0 | 0 | 0 | 0 | 0 | 0 | 0 | 0 | 0 |  | 0 | 0 | 0 | 0 | 0 | 0 | 0 | 0 | 0 | 0 | 0 | 0 | 0 | 0 | 0
PG&E KERN | Wheeler Ridge | 230 | 0 | 0 | 0 | 0 | 0 | 0 | 0 | 0 | 0 | 200 | 0 | 0 | 0 | 0 | 1 |  | 0 | 0 | 0 | 0 | 0 | 0 | 0 | 0 | 0 | 0 | 100 | 0 | 50 | 0 |  | 0 | 0 | 0 | 0 | 0 | 0 | 0 | 0 | 0 | 0 | 100 | 0 | 50 | 0 |  | 0 | 0 | 0 | 0 | 0 | 0 | 0 | 0 | 0 | 200 | 100 | 0 | 50 | 0 | 1 | [9 empty] | 50 | 150 |  | 70 |  | 0 | 0 | 0 | 0 | 0 | 0 | 0 | 0 | 0 | 50 | 250 | 0 | 120 | 0 |  | 0 | 0 | 0 | 0 | 0 | 0 | 0 | 0 | 0 | 50 | 250 | 0 | 120 | 0 |  | 0 | 0 | 0 | 0 | 0 | 0 | 0 | 0 | 0 | 250 | 250 | 0 | 120 | 0 | 1
PG&E KERN | Wheeler Ridge | 115 | 0 | 0 | 0 | 0 | 0 | 0 | 0 | 0 | 0 | 0 | 0 | 0 | 0 | 0 | 0 |  | 0 | 0 | 0 | 0 | 0 | 0 | 0 | 0 | 0 | 0 | 0 | 0 | 0 | 0 |  | 0 | 0 | 0 | 0 | 0 | 0 | 0 | 0 | 0 | 0 | 0 | 0 | 0 | 0 |  | 0 | 0 | 0 | 0 | 0 | 0 | 0 | 0 | 0 | 0 | 0 | 0 | 0 | 0 | 0 | [14 empty] | 0 | 0 | 0 | 0 | 0 | 0 | 0 | 0 | 0 | 0 | 0 | 0 | 0 | 0 |  | 0 | 0 | 0 | 0 | 0 | 0 | 0 | 0 | 0 | 0 | 0 | 0 | 0 | 0 |  | 0 | 0 | 0 | 0 | 0 | 0 | 0 | 0 | 0 | 0 | 0 | 0 | 0 | 0 | 0
PG&E KERN | Wheeler Ridge | 70 | 0 | 0 | 0 | 0 | 0 | 0 | 0 | 0 | 0 | 0 | 0 | 0 | 0 | 0 | 0 |  | 0 | 0 | 0 | 0 | 0 | 0 | 0 | 0 | 0 | 0 | 0 | 0 | 0 | 0 |  | 0 | 0 | 0 | 0 | 0 | 0 | 0 | 0 | 0 | 0 | 0 | 0 | 0 | 0 |  | 0 | 0 | 0 | 0 | 0 | 0 | 0 | 0 | 0 | 0 | 0 | 0 | 0 | 0 | 0 | [14 empty] | 0 | 0 | 0 | 0 | 0 | 0 | 0 | 0 | 0 | 0 | 0 | 0 | 0 | 0 |  | 0 | 0 | 0 | 0 | 0 | 0 | 0 | 0 | 0 | 0 | 0 | 0 | 0 | 0 |  | 0 | 0 | 0 | 0 | 0 | 0 | 0 | 0 | 0 | 0 | 0 | 0 | 0 | 0 | 0
SCE Northern | Whirlwind | 230 | 0 | 0 | 0 | 0 | 0 | 0 | 0 | 0 | 0 | 218 | 188 | 592 | 6 | 200 | 1 |  | 0 | 0 | 300 | 0 | 0 | 0 | 0 | 0 | 0 | 0 | 0 | 0 | 0 | 200 |  | 0 | 0 | 300 | 0 | 0 | 0 | 0 | 0 | 0 | 0 | 0 | 0 | 0 | 200 |  | 0 | 0 | 300 | 0 | 0 | 0 | 0 | 0 | 0 | 218 | 188 | 592 | 6 | 400 | 1 | [9 empty] | 100 | 400 |  | 200 |  | 0 | 0 | 300 | 0 | 0 | 0 | 0 | 0 | 0 | 100 | 400 | 0 | 200 | 200 |  | 0 | 0 | 300 | 0 | 0 | 0 | 0 | 0 | 0 | 100 | 400 | 0 | 200 | 200 |  | 0 | 0 | 300 | 0 | 0 | 0 | 0 | 0 | 0 | 318 | 588 | 592 | 206 | 400 | 1
SCE Northern | Whirlwind | 500 | 0 | 0 | 0 | 0 | 0 | 0 | 0 | 0 | 0 | 0 | 0 | 0 | 0 | 0 | 0 |  | 0 | 0 | 0 | 0 | 0 | 0 | 0 | 0 | 0 | 0 | 0 | 0 | 0 | 0 |  | 0 | 0 | 0 | 0 | 0 | 0 | 0 | 0 | 0 | 0 | 0 | 0 | 0 | 0 |  | 0 | 0 | 0 | 0 | 0 | 0 | 0 | 0 | 0 | 0 | 0 | 0 | 0 | 0 | 0 | [14 empty] | 0 | 0 | 0 | 0 | 0 | 0 | 0 | 0 | 0 | 0 | 0 | 0 | 0 | 0 |  | 0 | 0 | 0 | 0 | 0 | 0 | 0 | 0 | 0 | 0 | 0 | 0 | 0 | 0 |  | 0 | 0 | 0 | 0 | 0 | 0 | 0 | 0 | 0 | 0 | 0 | 0 | 0 | 0 | 0
PG&E GBA | Whisman | 115 | 0 | 0 | 0 | 0 | 0 | 0 | 0 | 0 | 0 | 0 | 0 | 0 | 0 | 0 | 0 |  | 0 | 0 | 0 | 0 | 0 | 0 | 0 | 0 | 0 | 0 | 0 | 0 | 0 | 0 |  | 0 | 0 | 0 | 0 | 0 | 0 | 0 | 0 | 0 | 0 | 0 | 0 | 0 | 0 |  | 0 | 0 | 0 | 0 | 0 | 0 | 0 | 0 | 0 | 0 | 0 | 0 | 0 | 0 | 0 | [14 empty] | 0 | 0 | 0 | 0 | 0 | 0 | 0 | 0 | 0 | 0 | 0 | 0 | 0 | 0 |  | 0 | 0 | 0 | 0 | 0 | 0 | 0 | 0 | 0 | 0 | 0 | 0 | 0 | 0 |  | 0 | 0 | 0 | 0 | 0 | 0 | 0 | 0 | 0 | 0 | 0 | 0 | 0 | 0 | 0
SCE Eastern | Wildlife | 230 | 0 | 0 | 0 | 0 | 0 | 0 | 0 | 0 | 0 | 0 | 0 | 0 | 0 | 0 | 0 |  | 0 | 0 | 0 | 0 | 0 | 0 | 0 | 0 | 0 | 0 | 0 | 0 | 0 | 0 |  | 0 | 0 | 0 | 0 | 0 | 0 | 0 | 0 | 0 | 0 | 0 | 0 | 0 | 0 |  | 0 | 0 | 0 | 0 | 0 | 0 | 0 | 0 | 0 | 0 | 0 | 0 | 0 | 0 | 0 | [14 empty] | 0 | 0 | 0 | 0 | 0 | 0 | 0 | 0 | 0 | 0 | 0 | 0 | 0 | 0 |  | 0 | 0 | 0 | 0 | 0 | 0 | 0 | 0 | 0 | 0 | 0 | 0 | 0 | 0 |  | 0 | 0 | 0 | 0 | 0 | 0 | 0 | 0 | 0 | 0 | 0 | 0 | 0 | 0 | 0
PG&E FRESNO | Wilson | 115 | 0 | 0 | 0 | 0 | 0 | 0 | 0 | 0 | 0 | 0 | 0 | 0 | 0 | 0 | 0 |  | 0 | 1 | 0 | 0 | 0 | 0 | 0 | 0 | 0 | 0 | 0 | 0 | 0 | 0 |  | 0 | 1 | 0 | 0 | 0 | 0 | 0 | 0 | 0 | 0 | 0 | 0 | 0 | 0 |  | 0 | 1 | 0 | 0 | 0 | 0 | 0 | 0 | 0 | 0 | 0 | 0 | 0 | 0 | 1 | [12 empty] | 25 |  | 0 | 1 | 0 | 0 | 0 | 0 | 0 | 0 | 0 | 0 | 0 | 0 | 25 | 0 |  | 0 | 1 | 0 | 0 | 0 | 0 | 0 | 0 | 0 | 0 | 0 | 0 | 25 | 0 |  | 0 | 1 | 0 | 0 | 0 | 0 | 0 | 0 | 0 | 0 | 0 | 0 | 25 | 0 | 1
PG&E FRESNO | Wilson | 230 | 0 | 0 | 0 | 0 | 0 | 0 | 0 | 0 | 0 | 0 | 0 | 0 | 0 | 0 | 0 |  | 0 | 0 | 150 | 50 | 0 | 0 | 0 | 0 | 0 | 0 | 0 | 0 | 0 | 0 |  | 0 | 0 | 150 | 50 | 0 | 0 | 0 | 0 | 0 | 0 | 0 | 0 | 0 | 0 |  | 0 | 0 | 150 | 50 | 0 | 0 | 0 | 0 | 0 | 0 | 0 | 0 | 0 | 0 | 1 | [14 empty] | 0 | 0 | 150 | 50 | 0 | 0 | 0 | 0 | 0 | 0 | 0 | 0 | 0 | 0 |  | 0 | 0 | 150 | 50 | 0 | 0 | 0 | 0 | 0 | 0 | 0 | 0 | 0 | 0 |  | 0 | 0 | 150 | 50 | 0 | 0 | 0 | 0 | 0 | 0 | 0 | 0 | 0 | 0 | 1
SCE Northern | Windhub | 230 | 0 | 0 | 0 | 0 | 0 | 0 | 0 | 0 | 0 | 0 | 1020 | 1000 | 0 | 0 | 1 |  | 0 | 0 | 174 | 0 | 0 | 0 | 0 | 0 | 0 | 134 | 50 | 0 | 20 | 0 |  | 0 | 0 | 174 | 0 | 0 | 0 | 0 | 0 | 0 | 134 | 50 | 0 | 20 | 0 |  | 0 | 0 | 174 | 0 | 0 | 0 | 0 | 0 | 0 | 134 | 1070 | 1000 | 20 | 0 | 1 | [9 empty] | 130 | 200 |  | 70 |  | 0 | 0 | 174 | 0 | 0 | 0 | 0 | 0 | 0 | 264 | 250 | 0 | 90 | 0 |  | 0 | 0 | 174 | 0 | 0 | 0 | 0 | 0 | 0 | 264 | 250 | 0 | 90 | 0 |  | 0 | 0 | 174 | 0 | 0 | 0 | 0 | 0 | 0 | 264 | 1270 | 1000 | 90 | 0 | 1
SCE Northern | Windhub | 500 | 0 | 0 | 0 | 0 | 0 | 0 | 0 | 0 | 0 | 153 | 0 | 15 | 0 | 0 | 1 |  | 0 | 0 | 0 | 0 | 0 | 0 | 0 | 0 | 0 | 625.5 | 0 | 0 | 0 | 0 |  | 0 | 0 | 0 | 0 | 0 | 0 | 0 | 0 | 0 | 625.5 | 0 | 0 | 0 | 0 |  | 0 | 0 | 0 | 0 | 0 | 0 | 0 | 0 | 0 | 778.5 | 0 | 15 | 0 | 0 | 1 | [9 empty] | 100 | 200 |  | 80 |  | 0 | 0 | 0 | 0 | 0 | 0 | 0 | 0 | 0 | 725.5 | 200 | 0 | 80 | 0 |  | 0 | 0 | 0 | 0 | 0 | 0 | 0 | 0 | 0 | 725.5 | 200 | 0 | 80 | 0 |  | 0 | 0 | 0 | 0 | 0 | 0 | 0 | 0 | 0 | 878.5 | 200 | 15 | 80 | 0 | 1
PG&E GBA | Windmaster | 230 | 0 | 0 | 0 | 0 | 0 | 0 | 0 | 0 | 0 | 0 | 0 | 0 | 0 | 0 | 0 |  | 0 | 0 | 0 | 0 | 0 | 0 | 0 | 0 | 0 | 0 | 0 | 0 | 0 | 0 |  | 0 | 0 | 0 | 0 | 0 | 0 | 0 | 0 | 0 | 0 | 0 | 0 | 0 | 0 |  | 0 | 0 | 0 | 0 | 0 | 0 | 0 | 0 | 0 | 0 | 0 | 0 | 0 | 0 | 0 | [14 empty] | 0 | 0 | 0 | 0 | 0 | 0 | 0 | 0 | 0 | 0 | 0 | 0 | 0 | 0 |  | 0 | 0 | 0 | 0 | 0 | 0 | 0 | 0 | 0 | 0 | 0 | 0 | 0 | 0 |  | 0 | 0 | 0 | 0 | 0 | 0 | 0 | 0 | 0 | 0 | 0 | 0 | 0 | 0 | 0
PG&E NGBA | Windsor | 60 | 0 | 0 | 0 | 0 | 0 | 0 | 0 | 0 | 0 | 0 | 0 | 0 | 0 | 0 | 0 |  | 0 | 0 | 0 | 0 | 0 | 0 | 0 | 0 | 0 | 0 | 0 | 0 | 0 | 0 |  | 0 | 0 | 0 | 0 | 0 | 0 | 0 | 0 | 0 | 0 | 0 | 0 | 0 | 0 |  | 0 | 0 | 0 | 0 | 0 | 0 | 0 | 0 | 0 | 0 | 0 | 0 | 0 | 0 | 0 | [14 empty] | 0 | 0 | 0 | 0 | 0 | 0 | 0 | 0 | 0 | 0 | 0 | 0 | 0 | 0 |  | 0 | 0 | 0 | 0 | 0 | 0 | 0 | 0 | 0 | 0 | 0 | 0 | 0 | 0 |  | 0 | 0 | 0 | 0 | 0 | 0 | 0 | 0 | 0 | 0 | 0 | 0 | 0 | 0 | 0
PG&E NGBA | Woodland | 115 | 0 | 0 | 0 | 0 | 0 | 0 | 0 | 0 | 0 | 0 | 12 | 0 | 0 | 0 | 1 |  | 0 | 0 | 0 | 0 | 0 | 0 | 0 | 0 | 0 | 0 | 0 | 0 | 0 | 0 |  | 0 | 0 | 0 | 0 | 0 | 0 | 0 | 0 | 0 | 0 | 0 | 0 | 0 | 0 |  | 0 | 0 | 0 | 0 | 0 | 0 | 0 | 0 | 0 | 0 | 12 | 0 | 0 | 0 | 1 | [14 empty] | 0 | 0 | 0 | 0 | 0 | 0 | 0 | 0 | 0 | 0 | 0 | 0 | 0 | 0 |  | 0 | 0 | 0 | 0 | 0 | 0 | 0 | 0 | 0 | 0 | 0 | 0 | 0 | 0 |  | 0 | 0 | 0 | 0 | 0 | 0 | 0 | 0 | 0 | 0 | 12 | 0 | 0 | 0 | 1
PG&E FRESNO | Woodward | 115 | 0 | 0 | 0 | 0 | 0 | 0 | 0 | 0 | 0 | 0 | 0 | 0 | 0 | 0 | 0 |  | 0 | 0 | 0 | 0 | 0 | 0 | 0 | 0 | 0 | 0 | 0 | 0 | 0 | 0 |  | 0 | 0 | 0 | 0 | 0 | 0 | 0 | 0 | 0 | 0 | 0 | 0 | 0 | 0 |  | 0 | 0 | 0 | 0 | 0 | 0 | 0 | 0 | 0 | 0 | 0 | 0 | 0 | 0 | 0 | [14 empty] | 0 | 0 | 0 | 0 | 0 | 0 | 0 | 0 | 0 | 0 | 0 | 0 | 0 | 0 |  | 0 | 0 | 0 | 0 | 0 | 0 | 0 | 0 | 0 | 0 | 0 | 0 | 0 | 0 |  | 0 | 0 | 0 | 0 | 0 | 0 | 0 | 0 | 0 | 0 | 0 | 0 | 0 | 0 | 0
PG&E NGBA | Wyandotte | 115 | 0 | 0 | 0 | 0 | 0 | 0 | 0 | 0 | 0 | 0 | 0 | 0 | 0 | 0 | 0 |  | 0 | 0 | 0 | 0 | 0 | 0 | 0 | 0 | 3.6 | 0 | 0 | 0 | 0 | 0 |  | 0 | 0 | 0 | 0 | 0 | 0 | 0 | 0 | 3.6 | 0 | 0 | 0 | 0 | 0 |  | 0 | 0 | 0 | 0 | 0 | 0 | 0 | 0 | 3.6 | 0 | 0 | 0 | 0 | 0 | 1 | [14 empty] | 0 | 0 | 0 | 0 | 0 | 0 | 0 | 0 | 3.6 | 0 | 0 | 0 | 0 | 0 |  | 0 | 0 | 0 | 0 | 0 | 0 | 0 | 0 | 3.6 | 0 | 0 | 0 | 0 | 0 |  | 0 | 0 | 0 | 0 | 0 | 0 | 0 | 0 | 3.6 | 0 | 0 | 0 | 0 | 0 | 1

## Tx_System_Criteria_README
1. System level transmission capability
Criteria Purpose | Selected resource allocation to a given busbar should abide by all the estimated system level transmission constraints that apply to that busbar, triggering only those upgrades which are determined to be cost-effective or necessary to meet policy and reliability requirements. Mapped resources should also utilize existing transmission and selected upgrades optimally and cost-effectively and seek to limit congestion, improve dispatch in locally constrained areas, and co-locate with compatible resources when possible.
Approved TPP Upgrades | Transmission analysis incorporates capability estimates for approved TPP upgrades as provided through CAISO staff support of the busbar mapping working group. The capability increases from the upgrades are assumed available in the estimated COD year.
Tabs for Analysis
2035_Exceedance_Summary |  | Summary of in-CAISO transmission exceedances for the 2035 final mapping results.
2040_Exceedance_Summary |  | Summary of in-CAISO transmission exceedances for the 2040 final mapping results.
TxCriteria_bySub_2035 |  | Transmission constraints, available capacity, exceedances by substation, and criteria alignment for 2035 mapping results
Tx_Calculator_2035 |  | Transmission calculator to show constraint utilization and potential exceedances for 2035 mapping results
TxCriteria_bySub_2040 |  | Transmission constraints, available capacity, exceedances by substation, and criteria alignment for 2040 mapping results
Tx_Calculator_2040 |  | Transmission calculator to show constraint utilization and potential exceedances for 2040 mapping results
TxCapabilityEstimates_2024 |  | CAISO 2024 White Paper's transmission constraint capability and upgrade information. Includes adjustments made to account for approved TPP upgrades and their timing.
CAISO_Output_Factors |  | CAISO 2024 White Paper's transmission capacity factors by resource type and study region.
Tx_Baseline_Reconcile |  | Summary by substation of resources in IRP modeling baseline with online dates after 1/1/2024 that need to be accounted for in Tx constraints. Also has by substation resources in In-development list that can be excluded from Tx constraints because already accounted for in calculations, as well as, resources in baseline that need to be included in land-use/environmental criteria analysis.

## 2035_Exceedance_Summmary
Summary of in-CAISO transmission exceedances for the 2035 initial mapping results based on 2024 White Paper constraints and upgrade information. Does not include out-of-CAISO upgrades or potential in-CAISO upgrades beyond existing or approved CAISO transmission including potential transmission needed to interconnect resources to the identified interconnection point.
| Base Case (2035) Tx Constraint Exceedances |  | Constraint's White Paper |  | FCDS Resources Mapped (In-Dev & Generic)** |  |  |  | EODS Resources Mapped** |  | Calculated Largest On-peak Exceedance | Calculated Off-peak Exceedance | White Paper Upgrade Info |  | Comparison to 24-25 TPP Base Case (2034) Calculated w/ New 2024 White Paper |  |  |  | CPUC staff estimated likelihood of being triggered | CPUC staff discussion notes
| CAISO Zone | Constraint Name | On-Peak Capability (MW) | Off-Peak Capability (MW) | Onshore & Offshore Wind (MW) | Solar (MW) | Storage (MW) | Biomass & Geothermal (MW) | Onshore Wind (MW) | Solar (MW) |  |  | Capability Increase (MW) | Estimated Cost (millions) | Previous On-peak Exceedance | 24-25 TPP Exceedance is | Previous Off-peak Exceedance | 24-25 TPP Exceedance is
| PG&E North of Greater Bay | Carberry-Round Mountain 230kV Line | 15 | 15 | 200 | 0 | 0 | 17.48 | 6 | 0 | -102 | -115 | 26 | 180
|  | Bellota-Weber 230kV Line | 1661 | 2539 | 410.5 | 311.21 | 2058.81 | 90.4 | 92.5 | 775.125 | -429 | None | 460 | 400
| PG&E Greater Bay | Windmaster-Delta pumps 230 kV Line | 546 | 3673 | 415.6 | 24.5 | 1023.2 | 14.65 | 186.95 | 137.3 | -763 | None | 6034 | 417
|  | Birds Landing-Contra Costa 230kV Line | 656 | 1176 | 332.8 | 74.5 | 533.2 | 164.7 | 140.2 | 268.8 | -219 | None | 1766 | 700
| PG&E Fresno | Chowchilla-Le grand 115kV Line | 0 | 158 | 320 | 0 | 448.4 | 9 | 70 | 39.06 | -617 | None | 1211 | 550
|  | Borden-Storey #1 230kV line | 412 | 780 | 320 | 330 | 1250.6 | 22.1 | 70 | 885.56 | -1070 | None | 1247 | 50
| SCE North of Lugo | Control to Inyokern Area | 0 | 120 | 0 | 0 | 0 | 13 | 0 | 0 | -13 | None | 186 | 329
|  | South of Kramer Area | 456 | 1190 | 100 | 321 | 352 | 14.5 | 112.18 | 400.1 | -8 | None | N/A | N/A
| SCE Eastern | Eagle Mountain Constraint | 0 | 392 | 0 | 0 | 410 | 525 | 0 | 390 | -935 | -23 | 600 | 1182
| East of Pisgah | Lugo-Victorville Area | 10105 | 12605 | 8358 | 1805.5 | 4329.9 | 602.3 | 370.5 | 3794 | -499 | None | 6800 | 2165
| SDG&E | Chicarita 138 kV | 224 | 224 | 0 | 0 | 310 | 0 | 0 | 0 | -86 | None | 700 | 100
** Includes amounts from IRP baseline resources not in the White Paper baseline cutoff date

## 2040_Exceedance_Summary
Summary of in-CAISO transmission exceedances for the 2040 initial mapping results based on 2024 White Paper constraints and upgrade information. Does not include out-of-CAISO upgrades or potential in-CAISO upgrades beyond existing or approved CAISO transmission including potential transmission needed to interconnect resources to the identified interconnection point.
| Base Case (2034) Tx Constraint Exceedances |  | Constraint's White Paper |  | FCDS Resources Mapped (In-Dev & Generic)** |  |  |  | EODS Resources Mapped** |  | Calculated Largest On-peak Exceedance | Calculated Off-peak Exceedance | White Paper Upgrade Info |  | Comparison to 24-25 TPP Base Case (2034) Calculated w/ New 2024 White Paper |  |  |  | CPUC staff estimated likelihood of being triggered | CPUC staff discussion notes
| CAISO Zone | Constraint Name | On-Peak Capability (MW) | Off-Peak Capability (MW) | Onshore & Offshore Wind (MW) | Solar (MW) | Storage (MW) | Biomass & Geothermal (MW) | Onshore Wind (MW) | Solar (MW) |  |  | Capability Increase (MW) | Estimated Cost (millions) | Previous On-peak Exceedance | 24-25 TPP Exceedance is | Previous Off-peak Exceedance | 24-25 TPP Exceedance is
| PG&E North of Greater Bay | Carberry-Round Mountain 230kV Line | 15 | 15 | 200 | 0 | 0 | 17.48 | 6 | 0 | -102.48 | -114.78 | 26 | 180
|  | Bellota-Weber 230kV Line | 1661 | 2539 | 410.5 | 861.21 | 2187.6 | 90.4 | 92.5 | 1785.125 | -951.4315 | None | 460 | 400
| PG&E Greater Bay | Windmaster-Delta pumps 230 kV Line | 546 | 3673 | 415.6 | 44.5 | 1123.2 | 74.65 | 186.95 | 417.3 | -866.325 | None | 6034 | 417.332
|  | Tesla-Bellota 230 kV line | 3154 | 4254 | 2688.3 | 6.21 | 2541.5 | 161.75 | 256 | 824.715 | -1184.5215 | None | 300 | 1700
|  | Birds Landing-Contra Costa 230kV Line | 656 | 1176 | 332.8 | 329.5 | 823.2 | 164.7 | 140.2 | 898.6 | -547.725 | None | 1766 | 700
| PG&E Kern | Cal Flat-Gates 230 kV line | 927 |  | 113.07 | 1078 | 759.25 | 27.5 | 0 | 1167.98 | -266.9883 | -59.825 | 1418 | 1008.032
| PG&E Fresno | Gates 500/230kV TB #12 | 5406 | 3581 | 779.97 | 3543.2 | 4372.75 | 42.688 | 70 | 6519 | None | -369.3748 | 14,825* | 35
|  | Gates 500/230kV TB #11 | 5336.9 | 5027 | 779.97 | 3903.2 | 4329.55 | 40.988 | 70 | 7045.43 | -9.103 | None | 10,038* | 35
|  | Tranquility-Helm 230kV Line | 2921 | 2777 | 320 | 1733 | 2791.85 | 24 | 70 | 3425.71 | -314.8 | None | 2274 | 1500
|  | Chowchilla-Le grand 115kV Line | 0 | 158 | 320 | 150 | 603.4 | 9 | 70 | 419.06 | -794.9 | None | 1211 | 550
|  | Schindler 115/70kV TB #1 | 0 | 50 | 0 | 100 | 20 | 0 | 0 | 30 | -81 | -32.7 | 3160 | 370
|  | Borden-Storey #1 230kV line | 412 | 780 | 320 | 880 | 1760.6 | 22.1 | 70 | 2115.56 | -1662.7 | None | 1247 | 50
|  | Mustang-Henrietta 230 kV line | 5581 | 5617 | 3187.07 | 3218.2 | 3285.45 | 23.4 | 50 | 5646.39 | -827.515 | -1162.3269 | 2479 | 830
| SCE North of Lugo | Control to Inyokern Area | 0 | 120 | 0 | 0 | 0 | 13 | 0 | 0 | -13 | None | 186 | 329
|  | South of Kramer Area | 456 | 1190 | 100 | 321 | 352 | 14.5 | 112.18 | 400.1 | -8.3 | None | N/A | N/A
|  | Calcite to Lugo Area | 297 | 552 | 150 | 540 | 334.5 | 0 | 0 | 599 | -327.75 | -56.53 | 1046 | 239
| SCE Eastern | Eagle Mountain Constraint | 0 | 392 | 0 | 0 | 410 | 525 | 0 | 390 | -935 | -23.3 | 600 | 1182
|  | Serrano-Alberhill-Valley Constraint | 8173 | 10182 | 3636.5 | 2225 | 5149 | 530 | 37 | 5048.5 | -177.08 | None | N/A | N/A
| East of Pisgah | Sloan Canyon - Eldorado 500 kV constraint | 4032 | 4302 | 1517 | 2436 | 2685 | 600.3 | 244 | 3175 | -395.03 | None | N/A | N/A
|  | Lugo-Victorville Area | 10105 | 12605 | 8358 | 4755.5 | 6689.9 | 602.3 | 370.5 | 8214 | -3242.255 | None | 6800 | 2165
| SDG&E | Chicarita 138 kV | 224 | 224 | 0 | 0 | 310 | 0 | 0 | 0 | -86 | None | 700 | 100
| ** Includes amounts from IRP baseline resources not in the White Paper baseline cutoff date | [11 empty] | *Same upgrade

## TxCriteria_bySub_2035
This tab summarizes system-level transmission criteria alignment by substations for the resources mapped to each substation in the 2035 portfolio. It shows each substation’s transmission constraint membership, the resources mapped, the number of constraint exceedances impacting the substation and the most binding constraint for HSN, SSN, and EODS scenarios, and the criteria alignment flags before and after identified upgrades. The information presented here relies on the calculations in the “Tx_Calculator_2035” tab.
[101 empty] | Substation | Adding IRP baseline resources online after 1/1/2024 so not included in Tx constraints baseline | [13 empty] | IRP Baseline | Transmission Constaint Impacting Resourcess | [13 empty] | Transmission Impacting | [12 empty] | Trans-mission | [12 empty] | Final
|  |  | Substation Tx Constraint Matrix | [97 empty] | Tx Matrix | And subtracting transmission constraint baseline resources not in IRP baseline | [13 empty] | Reconciliation | Mapped Portfolio Resources (In-Development and Generic) + Baseline Reconciliation Adjustment Resources | [13 empty] | Resources | Transmission Constraint Exceedances at each substation | [5 empty] | Most limit Constraint by MWs available after mapping | [5 empty] | Exceed-ances | Transmission Constraint Exceedances at each substation after triggering upgrades | [11 empty] | Exceed-ances | FCDS Criteria Alignment |  |  |  | EODS Criteria Alignment
|  |  | Antelope-Vincent Constraint | Vincent-Lugo Constraint | Pardee-Sylmar Constraint | Windhub Constraint | Moorpark-Pardee Constraint | North of Magunden Constraint | South of Magunden Constraint | Antelope-Neenach Constraint | Hinson - Del Amo Constraint | SCE Metro Area Default Constraint | Control to Inyokern area constraint | South of Kramer Area Constraint | Victor to Lugo Area Constraint | Lugo Transformer Area Constraint | Calcite to Lugo Area Constraint | Colorado River 500/230 kV Constraint | DCRT Constraint | Devers-Red Bluff Constraint | Eagle Mountain Constraint | Etiwanda-Rancho Vista Constraint | Red Bluff 500/230 kV Constraint | Serrano-Alberhill-Valley Constraint | GLW 230kV area constraint | Sloan Canyon - Eldorado 500 kV constraint | Lugo - Victorville area constraint | Capistrano-San Onofre 230 kV constraint | Chicarita 138 kV constraint | El Cajon 69 kV constraint | Internal San Diego Area constraint | Miguel 69 kV constraint | Encina - San Luis Rey 230 kV constraint | East of Miguel constraint | San Luis Rey-San Onofre 230 kV line constraint | Ocean Ranch 69 kV constraint | Otay Mesa 230 kV constraint | Silvergate - Bay Blvd 230 kV constraint | Silvergate-Old Town 230 kV constraint | Talega 230 kV constraint | Trabuco-Capistrano 138 kV constraint | Collinsville-Tesla 500 kV Line | Woodland- Davis 115kV line | Cortina-Eagle Rock 115 kV line | Bell-Placer 115kV Line | Carberry-Round Mountain 230kV Line | Rocklin-Pleaseant grove 115kV line | Bellota-Weber 230kV line | Rio Oso-Brighton 230kV line | Rio Oso-Lockeford 230kV line | Humboldt Offshore Wind constraint | Dumbarton-Newark 115 kV line | Eastshore-San Mateo 230 kV line | Lakeville-Ignacio 230 kV line | Sobrante-Moraga 230 kV line | Windmaster-Delta pumps 230 kV line | Contra Costa- Windmaster 230 kV line | Tesla-Tracy-Pump 230 kV line #2 | Contra Costa #1 115kV Line | Kasson Jct-Heinz 115 kV line | Newark-Newark Distribution 115 kV line | Tesla-Bellota 230 kV line | Eight Mile-Tesla 230 kV line | Grant - Eastshore #2 line 115 kV | Salado-Crow Creek Sw Sta 60 kV line | Tesla-Salado 115 kV line | Morganhill-Metcalf 115kV Line | Tesla-Tracy Pump 230 kV Line #1 | Birds Landing-Contra Costa 230kV Line | Cal Flat-Gates 230 kV line | Gates-Arco 230 kV Line | Smyrna-Atwell Jct 115kV Line | Kern 230/115kV TB #4 | Maricopa-Copus 70 kV line | Midway-Taft 115 kV line | Kern-Tevis-Stockdale-Lamont 115kV line | Midway 230/115kV TB #3 | Semitropic-Midway 115kV Line | Midway-Buena Vista Jct 230kV Line | Manning 500kV | Gates 500/230kV TB #12 | Gates 500/230kV TB #11 | Gates 230/70kV TB #5 | Tranquility-Helm 230kV Line | Dairyland-Chowchilla 115kV Line | Chowchilla-Le grand 115kV Line | NEW- Melones-Cottle 230kV line | Los Banos 500/230kV TB | Schindler 115/70kV TB #1 | Panoche- Mendota 115 kV line | Panoche-Oro Loma 115kV Line | Borden-Storey #1 230kV line | Merced 115/70kV TB#2 | Helm 230/70kV TB #1 | Oro Loma-El Nido 115kV Line | Diablo-Gates 500 kV line | Mustang-Henrietta 230 kV line | Gates-Panoche 230 kV #1 and #2 Lines | NEW-Metcalf-Mosslanding 500kV | Has Approved |  | Geothermal | Biomass | Wind | Wind | OOS Wind | OOS Wind | Offshore Wind | Offshore Wind | Distributed Solar | Solar | Solar | Battery_4hr | Battery_8hr | LDES | Has | Geothermal | Biomass | Wind | Wind | OOS Wind | OOS Wind | Offshore Wind | Offshore Wind | Distributed Solar | Solar | Solar | Battery_4hr | Battery_8hr | LDES | Has | Number of HSN Constraints Exceeded |  | Number of SSN Constraints Exceeded |  | Number of EODS constraints Exceeded |  | Limiting Tx Constraint Headroom (Cumulative All Resources) |  |  | Binding Constraint Name |  |  |  | Number of HSN exceedances after upgrades |  | Number of SSN exceedances after upgrades |  | Number of EODS exceedances after upgrades |  | Limiting Tx Constraint Headroom (Cumulative All Resources) After Upgrades |  |  | Binding Constraint Name |  |  |  | Criteria Alignment pre-upgrades | Criteria Alignment after upgrades | Tx upgrades improved compliance | Final Criteria Alignment | Criteria 2 Alignment pre-upgrades | Criteria 2 Alignment after upgrades | Tx upgrades improved compliance | Final Criteria Alignment
CAISO Study Area | Substation | Voltage | Antelope-Vincent Constraint | Vincent-Lugo Constraint | Pardee-Sylmar Constraint | Windhub Constraint | Moorpark-Pardee Constraint | North of Magunden Constraint | South of Magunden Constraint | Antelope-Neenach Constraint | Hinson - Del Amo Constraint | SCE Metro Area Default Constraint | Control to Inyokern area constraint | South of Kramer Area Constraint | Victor to Lugo Area Constraint | Lugo Transformer Area Constraint | Calcite to Lugo Area Constraint | Colorado River 500/230 kV Constraint | DCRT Constraint | Devers-Red Bluff Constraint | Eagle Mountain Constraint | Etiwanda-Rancho Vista Constraint | Red Bluff 500/230 kV Constraint | Serrano-Alberhill-Valley Constraint | GLW 230kV area constraint | Sloan Canyon - Eldorado 500 kV constraint | Lugo - Victorville area constraint | Capistrano-San Onofre 230 kV constraint | Chicarita 138 kV constraint | El Cajon 69 kV constraint | Internal San Diego Area constraint | Miguel 69 kV constraint | Encina - San Luis Rey 230 kV constraint | East of Miguel constraint | San Luis Rey-San Onofre 230 kV line constraint | Ocean Ranch 69 kV constraint | Otay Mesa 230 kV constraint | Silvergate - Bay Blvd 230 kV constraint | Silvergate-Old Town 230 kV constraint | Talega 230 kV constraint | Trabuco-Capistrano 138 kV constraint | Collinsville-Tesla 500 kV Line | Woodland- Davis 115kV line | Cortina-Eagle Rock 115 kV line | Bell-Placer 115kV Line | Carberry-Round Mountain 230kV Line | Rocklin-Pleaseant grove 115kV line | Bellota-Weber 230kV line | Rio Oso-Brighton 230kV line | Rio Oso-Lockeford 230kV line | Humboldt Offshore Wind constraint | Dumbarton-Newark 115 kV line | Eastshore-San Mateo 230 kV line | Lakeville-Ignacio 230 kV line | Sobrante-Moraga 230 kV line | Windmaster-Delta pumps 230 kV line | Contra Costa- Windmaster 230 kV line | Tesla-Tracy-Pump 230 kV line #2 | Contra Costa #1 115kV Line | Kasson Jct-Heinz 115 kV line | Newark-Newark Distribution 115 kV line | Tesla-Bellota 230 kV line | Eight Mile-Tesla 230 kV line | Grant - Eastshore #2 line 115 kV | Salado-Crow Creek Sw Sta 60 kV line | Tesla-Salado 115 kV line | Morganhill-Metcalf 115kV Line | Tesla-Tracy Pump 230 kV Line #1 | Birds Landing-Contra Costa 230kV Line | Cal Flat-Gates 230 kV line | Gates-Arco 230 kV Line | Smyrna-Atwell Jct 115kV Line | Kern 230/115kV TB #4 | Maricopa-Copus 70 kV line | Midway-Taft 115 kV line | Kern-Tevis-Stockdale-Lamont 115kV line | Midway 230/115kV TB #3 | Semitropic-Midway 115kV Line | Midway-Buena Vista Jct 230kV Line | Manning 500kV | Gates 500/230kV TB #12 | Gates 500/230kV TB #11 | Gates 230/70kV TB #5 | Tranquility-Helm 230kV Line | Dairyland-Chowchilla 115kV Line | Chowchilla-Le grand 115kV Line | NEW- Melones-Cottle 230kV line | Los Banos 500/230kV TB | Schindler 115/70kV TB #1 | Panoche- Mendota 115 kV line | Panoche-Oro Loma 115kV Line | Borden-Storey #1 230kV line | Merced 115/70kV TB#2 | Helm 230/70kV TB #1 | Oro Loma-El Nido 115kV Line | Diablo-Gates 500 kV line | Mustang-Henrietta 230 kV line | Gates-Panoche 230 kV #1 and #2 Lines | NEW-Metcalf-Mosslanding 500kV | Tx Upgrade |  | FCDS | FCDS | FCDS | EODS | FCDS | EODS | FCDS | EODS | EODS | FCDS | EODS | FCDS | FCDS | FCDS | Res | FCDS | FCDS | FCDS | EODS | FCDS | EODS | FCDS | EODS | EODS | FCDS | EODS | FCDS | FCDS | FCDS | Res | Actual | Default | Actual | Default | Actual | Default | HSN | SSN | EODS | HSN | SSN | EODS |  | Actual | Default | Actual | Default | Actual | Default | HSN | SSN | EODS | HSN | SSN | EODS |  | FCDS | FCDS | FCDS | FCDS | EODS | EODS | EODS | EODS
PG&E KERN | 7th Standard | 115 | 0 | 0 | 0 | 0 | 0 | 0 | 0 | 0 | 0 | 0 | 0 | 0 | 0 | 0 | 0 | 0 | 0 | 0 | 0 | 0 | 0 | 0 | 0 | 0 | 0 | 0 | 0 | 0 | 0 | 0 | 0 | 0 | 0 | 0 | 0 | 0 | 0 | 0 | 0 | 0 | 0 | 0 | 0 | 0 | 0 | 0 | 0 | 0 | 0 | 0 | 0 | 0 | 0 | 0 | 0 | 0 | 0 | 0 | 0 | 0 | 0 | 0 | 0 | 0 | 0 | 0 | 0 | 0 | 0 | 0 | 1 | 0 | 0 | 0 | 1 | 0 | 0 | 0 | 1 | 1 | 0 | 0 | 0 | 0 | 0 | 0 | 0 | 0 | 0 | 0 | 0 | 0 | 0 | 0 | 1 | 0 | 0 | 0 |  | 0 | 0 | 0 | 0 | 0 | 0 | 0 | 0 | 0 | 0 | 0 | 0 | 0 | 0 | 0 | 0 | 0 | 0 | 0 | 0 | 0 | 0 | 0 | 0 | 0 | 0 | 0 | 0 | 0 | 0 | 0 | 0 | 0 | 0 | 0 | 0 | 887.485 | 1362.35 | 1108.654 | Mustang-Henrietta 230 kV line | Midway 230/115kV TB #3 | Midway 230/115kV TB #3 |  | 0 | 0 | 0 | 0 | 0 | 0 | 887.485 | 1362.35 | 1108.654 | Mustang-Henrietta 230 kV line | Midway 230/115kV TB #3 | Midway 230/115kV TB #3 |  | 1 | 1 | NO | 1 | 1 | 1 | NO | 1
SCE Metro | Alamitos | 230 | 0 | 0 | 0 | 0 | 0 | 0 | 0 | 0 | 1 | 1 | 0 | 0 | 0 | 0 | 0 | 0 | 0 | 0 | 0 | 0 | 0 | 0 | 0 | 0 | 0 | 0 | 0 | 0 | 0 | 0 | 0 | 0 | 0 | 0 | 0 | 0 | 0 | 0 | 0 | 0 | 0 | 0 | 0 | 0 | 0 | 0 | 0 | 0 | 0 | 0 | 0 | 0 | 0 | 0 | 0 | 0 | 0 | 0 | 0 | 0 | 0 | 0 | 0 | 0 | 0 | 0 | 0 | 0 | 0 | 0 | 0 | 0 | 0 | 0 | 0 | 0 | 0 | 0 | 0 | 0 | 0 | 0 | 0 | 0 | 0 | 0 | 0 | 0 | 0 | 0 | 0 | 0 | 0 | 0 | 0 | 0 | 0 | 0 |  | 0 | 0 | 0 | 0 | 0 | 0 | 0 | 0 | 0 | 0 | 0 | 0 | 0 | 0 | 0 | 0 | 0 | 0 | 0 | 0 | 0 | 0 | 0 | 0 | 0 | 0 | 82 | 0 | 0 | 1 | 0 | 0 | 0 | 0 | 0 | 0 | 2163 | 2431.5 | 3231.6408 | Hinson - Del Amo Constraint | Hinson - Del Amo Constraint | Hinson - Del Amo Constraint |  | 0 | 0 | 0 | 0 | 0 | 0 | 2163 | 2431.5 | 3231.6408 | Hinson - Del Amo Constraint | Hinson - Del Amo Constraint | Hinson - Del Amo Constraint |  | 1 | 1 | NO | 1 | 1 | 1 | NO | 1
SCE Eastern | Alberhill | 115 | 0 | 0 | 0 | 0 | 0 | 0 | 0 | 0 | 0 | 0 | 0 | 0 | 0 | 0 | 0 | 0 | 0 | 0 | 0 | 1 | 0 | 1 | 0 | 0 | 0 | 0 | 0 | 0 | 0 | 0 | 0 | 0 | 0 | 0 | 0 | 0 | 0 | 0 | 0 | 0 | 0 | 0 | 0 | 0 | 0 | 0 | 0 | 0 | 0 | 0 | 0 | 0 | 0 | 0 | 0 | 0 | 0 | 0 | 0 | 0 | 0 | 0 | 0 | 0 | 0 | 0 | 0 | 0 | 0 | 0 | 0 | 0 | 0 | 0 | 0 | 0 | 0 | 0 | 0 | 0 | 0 | 0 | 0 | 0 | 0 | 0 | 0 | 0 | 0 | 0 | 0 | 0 | 0 | 0 | 0 | 0 | 0 | 1 |  | 0 | 0 | 0 | 0 | 0 | 0 | 0 | 0 | 0 | 0 | 0 | 0 | 0 | 0 | 0 | 0 | 0 | 0 | 0 | 0 | 0 | 0 | 0 | 0 | 0 | 0 | 0 | 0 | 0 | 0 | 0 | 0 | 0 | 0 | 0 | 0 | 1067.92 | 2594.325 | 8998.075 | Serrano-Alberhill-Valley Constraint | Etiwanda-Rancho Vista Constraint | Etiwanda-Rancho Vista Constraint |  | 0 | 0 | 0 | 0 | 0 | 0 | 1067.92 | 2594.325 | 8998.075 | Serrano-Alberhill-Valley Constraint | Etiwanda-Rancho Vista Constraint | Etiwanda-Rancho Vista Constraint |  | 1 | 1 | NO | 1 | 1 | 1 | NO | 1
SCE Eastern | Alberhill | 500 | 0 | 0 | 0 | 0 | 0 | 0 | 0 | 0 | 0 | 0 | 0 | 0 | 0 | 0 | 0 | 0 | 0 | 0 | 0 | 1 | 0 | 1 | 0 | 0 | 0 | 0 | 0 | 0 | 0 | 0 | 0 | 0 | 0 | 0 | 0 | 0 | 0 | 0 | 0 | 0 | 0 | 0 | 0 | 0 | 0 | 0 | 0 | 0 | 0 | 0 | 0 | 0 | 0 | 0 | 0 | 0 | 0 | 0 | 0 | 0 | 0 | 0 | 0 | 0 | 0 | 0 | 0 | 0 | 0 | 0 | 0 | 0 | 0 | 0 | 0 | 0 | 0 | 0 | 0 | 0 | 0 | 0 | 0 | 0 | 0 | 0 | 0 | 0 | 0 | 0 | 0 | 0 | 0 | 0 | 0 | 0 | 0 | 1 |  | 0 | 0 | 0 | 0 | 0 | 0 | 0 | 0 | 0 | 0 | 0 | 0 | 0 | 0 | 0 | 0 | 0 | 0 | 0 | 0 | 0 | 0 | 0 | 0 | 0 | 0 | 0 | 0 | 0 | 0 | 0 | 0 | 0 | 0 | 0 | 0 | 1067.92 | 2594.325 | 8998.075 | Serrano-Alberhill-Valley Constraint | Etiwanda-Rancho Vista Constraint | Etiwanda-Rancho Vista Constraint |  | 0 | 0 | 0 | 0 | 0 | 0 | 1067.92 | 2594.325 | 8998.075 | Serrano-Alberhill-Valley Constraint | Etiwanda-Rancho Vista Constraint | Etiwanda-Rancho Vista Constraint |  | 1 | 1 | NO | 1 | 1 | 1 | NO | 1
PG&E GBA | Alhambra | 115 | 0 | 0 | 0 | 0 | 0 | 0 | 0 | 0 | 0 | 0 | 0 | 0 | 0 | 0 | 0 | 0 | 0 | 0 | 0 | 0 | 0 | 0 | 0 | 0 | 0 | 0 | 0 | 0 | 0 | 0 | 0 | 0 | 0 | 0 | 0 | 0 | 0 | 0 | 0 | 1 | 0 | 0 | 0 | 0 | 0 | 0 | 0 | 0 | 0 | 0 | 0 | 0 | 1 | 0 | 0 | 1 | 0 | 0 | 0 | 0 | 0 | 0 | 0 | 0 | 0 | 0 | 0 | 0 | 0 | 0 | 0 | 0 | 0 | 0 | 0 | 0 | 0 | 0 | 0 | 0 | 0 | 0 | 0 | 0 | 0 | 0 | 0 | 0 | 0 | 0 | 0 | 0 | 0 | 0 | 0 | 0 | 0 | 1 |  | 0 | 0 | 0 | 0 | 0 | 0 | 0 | 0 | 0 | 0 | 0 | 0 | 0 | 0 | 0 | 0 | 0 | 0 | 0 | 0 | 0 | 0 | 0 | 0 | 0 | 0 | 0 | 0 | 0 | 0 | 0 | 0 | 0 | 0 | 0 | 0 | 804.745 | 2035.936 | 5151.188 | Collinsville-Tesla 500 kV Line | Collinsville-Tesla 500 kV Line | Sobrante-Moraga 230 kV line |  | 0 | 0 | 0 | 0 | 0 | 0 | 804.745 | 2035.936 | 5151.188 | Collinsville-Tesla 500 kV Line | Collinsville-Tesla 500 kV Line | Sobrante-Moraga 230 kV line |  | 1 | 1 | NO | 1 | 1 | 1 | NO | 1
PG&E FRESNO | Alpaugh | 115 | 0 | 0 | 0 | 0 | 0 | 0 | 0 | 0 | 0 | 0 | 0 | 0 | 0 | 0 | 0 | 0 | 0 | 0 | 0 | 0 | 0 | 0 | 0 | 0 | 0 | 0 | 0 | 0 | 0 | 0 | 0 | 0 | 0 | 0 | 0 | 0 | 0 | 0 | 0 | 0 | 0 | 0 | 0 | 0 | 0 | 0 | 0 | 0 | 0 | 0 | 0 | 0 | 0 | 0 | 0 | 0 | 0 | 0 | 0 | 0 | 0 | 0 | 0 | 0 | 0 | 0 | 0 | 1 | 0 | 1 | 1 | 0 | 0 | 0 | 1 | 1 | 0 | 0 | 1 | 1 | 0 | 0 | 0 | 0 | 0 | 0 | 0 | 0 | 0 | 0 | 0 | 0 | 0 | 0 | 1 | 0 | 0 | 0 |  | 0 | 0 | 0 | 0 | 0 | 0 | 0 | 0 | 0 | 0 | 0 | 0 | 0 | 0 | 0 | 0 | 0 | 0 | 0 | 0 | 0 | 0 | 0 | 3 | 0 | 0 | 10 | 0 | 0 | 1 | 0 | 0 | 0 | 0 | 0 | 0 | 195 | 187.6 | 135.29 | Smyrna-Atwell Jct 115kV Line | Smyrna-Atwell Jct 115kV Line | Smyrna-Atwell Jct 115kV Line |  | 0 | 0 | 0 | 0 | 0 | 0 | 195 | 187.6 | 135.29 | Smyrna-Atwell Jct 115kV Line | Smyrna-Atwell Jct 115kV Line | Smyrna-Atwell Jct 115kV Line |  | 1 | 1 | NO | 1 | 1 | 1 | NO | 1
SDGE | Alpine | 69 | 0 | 0 | 0 | 0 | 0 | 0 | 0 | 0 | 0 | 0 | 0 | 0 | 0 | 0 | 0 | 0 | 0 | 0 | 0 | 0 | 0 | 0 | 0 | 0 | 0 | 0 | 0 | 1 | 0 | 1 | 1 | 0 | 1 | 0 | 0 | 0 | 1 | 0 | 0 | 0 | 0 | 0 | 0 | 0 | 0 | 0 | 0 | 0 | 0 | 0 | 0 | 0 | 0 | 0 | 0 | 0 | 0 | 0 | 0 | 0 | 0 | 0 | 0 | 0 | 0 | 0 | 0 | 0 | 0 | 0 | 0 | 0 | 0 | 0 | 0 | 0 | 0 | 0 | 0 | 0 | 0 | 0 | 0 | 0 | 0 | 0 | 0 | 0 | 0 | 0 | 0 | 0 | 0 | 0 | 0 | 0 | 0 | 3 |  | 0 | 0 | 0 | 0 | 0 | 0 | 0 | 0 | 0 | 0 | 0 | 0 | 0 | 0 | 0 | 0 | 0 | 0 | 0 | 0 | 0 | 0 | 0 | 0 | 0 | 0 | 6 | 0 | 0 | 1 | 0 | 0 | 0 | 0 | 0 | 0 | 159.09 | 195.045 | 299.0864 | Miguel 69 kV constraint | Miguel 69 kV constraint | Miguel 69 kV constraint |  | 0 | 0 | 0 | 0 | 0 | 0 | 159.09 | 195.045 | 299.0864 | Miguel 69 kV constraint | Miguel 69 kV constraint | Miguel 69 kV constraint |  | 1 | 1 | NO | 1 | 1 | 1 | NO | 1
PG&E GBA | Altamont Midway (Sandhill) | 230 | 0 | 0 | 0 | 0 | 0 | 0 | 0 | 0 | 0 | 0 | 0 | 0 | 0 | 0 | 0 | 0 | 0 | 0 | 0 | 0 | 0 | 0 | 0 | 0 | 0 | 0 | 0 | 0 | 0 | 0 | 0 | 0 | 0 | 0 | 0 | 0 | 0 | 0 | 0 | 1 | 0 | 0 | 0 | 0 | 0 | 0 | 0 | 0 | 0 | 0 | 0 | 0 | 0 | 0 | 0 | 1 | 0 | 0 | 0 | 0 | 0 | 0 | 0 | 0 | 0 | 1 | 0 | 0 | 0 | 0 | 0 | 0 | 0 | 0 | 0 | 0 | 0 | 0 | 0 | 0 | 0 | 0 | 0 | 0 | 0 | 0 | 0 | 0 | 0 | 0 | 0 | 0 | 0 | 0 | 0 | 0 | 0 | 0 |  | 0 | 0 | 0 | 0 | 0 | 0 | 0 | 0 | 0 | 0 | 0 | 0 | 0 | 0 | 0 | 0 | 0 | 5 | 0 | 0 | 0 | 0 | 0 | 0 | 0 | 0 | 0 | 0 | 0 | 1 | 0 | 0 | 0 | 0 | 0 | 0 | 804.745 | 2035.936 | 6892.2328 | Collinsville-Tesla 500 kV Line | Collinsville-Tesla 500 kV Line | Collinsville-Tesla 500 kV Line |  | 0 | 0 | 0 | 0 | 0 | 0 | 804.745 | 2035.936 | 6892.2328 | Collinsville-Tesla 500 kV Line | Collinsville-Tesla 500 kV Line | Collinsville-Tesla 500 kV Line |  | 1 | 1 | NO | 1 | 1 | 1 | NO | 1
SCE Northern | Antelope | 66 | 1 | 0 | 0 | 0 | 0 | 0 | 0 | 0 | 0 | 0 | 0 | 0 | 0 | 0 | 0 | 0 | 0 | 0 | 0 | 0 | 0 | 0 | 0 | 0 | 0 | 0 | 0 | 0 | 0 | 0 | 0 | 0 | 0 | 0 | 0 | 0 | 0 | 0 | 0 | 0 | 0 | 0 | 0 | 0 | 0 | 0 | 0 | 0 | 0 | 0 | 0 | 0 | 0 | 0 | 0 | 0 | 0 | 0 | 0 | 0 | 0 | 0 | 0 | 0 | 0 | 0 | 0 | 0 | 0 | 0 | 0 | 0 | 0 | 0 | 0 | 0 | 0 | 0 | 0 | 0 | 0 | 0 | 0 | 0 | 0 | 0 | 0 | 0 | 0 | 0 | 0 | 0 | 0 | 0 | 0 | 0 | 0 | 0 |  | 0 | 0 | 0 | 0 | 0 | 0 | 0 | 0 | 2.5 | 0 | 0 | 0 | 0 | 0 | 1 | 0 | 0 | 0 | 0 | 0 | 0 | 0 | 0 | 2.5 | 0 | 20 | 0 | 0 | 0 | 1 | 0 | 0 | 0 | 0 | 0 | 0 | 2752.755 | 3390.84 | 9125.35 | Antelope-Vincent Constraint | Antelope-Vincent Constraint | Antelope-Vincent Constraint |  | 0 | 0 | 0 | 0 | 0 | 0 | 2752.755 | 3390.84 | 9125.35 | Antelope-Vincent Constraint | Antelope-Vincent Constraint | Antelope-Vincent Constraint |  | 1 | 1 | NO | 1 | 1 | 1 | NO | 1
SCE Northern | Antelope | 230 | 1 | 0 | 0 | 0 | 0 | 0 | 0 | 0 | 0 | 0 | 0 | 0 | 0 | 0 | 0 | 0 | 0 | 0 | 0 | 0 | 0 | 0 | 0 | 0 | 0 | 0 | 0 | 0 | 0 | 0 | 0 | 0 | 0 | 0 | 0 | 0 | 0 | 0 | 0 | 0 | 0 | 0 | 0 | 0 | 0 | 0 | 0 | 0 | 0 | 0 | 0 | 0 | 0 | 0 | 0 | 0 | 0 | 0 | 0 | 0 | 0 | 0 | 0 | 0 | 0 | 0 | 0 | 0 | 0 | 0 | 0 | 0 | 0 | 0 | 0 | 0 | 0 | 0 | 0 | 0 | 0 | 0 | 0 | 0 | 0 | 0 | 0 | 0 | 0 | 0 | 0 | 0 | 0 | 0 | 0 | 0 | 0 | 0 |  | 0 | 0 | 0 | 0 | 0 | 0 | 0 | 0 | -1 | 69 | 0 | 52 | 0 | 0 | 1 | 0 | 0 | 200 | 0 | 0 | 0 | 0 | 0 | 5 | 125 | 0 | 80 | 0 | 0 | 1 | 0 | 0 | 0 | 0 | 0 | 0 | 2752.755 | 3390.84 | 9125.35 | Antelope-Vincent Constraint | Antelope-Vincent Constraint | Antelope-Vincent Constraint |  | 0 | 0 | 0 | 0 | 0 | 0 | 2752.755 | 3390.84 | 9125.35 | Antelope-Vincent Constraint | Antelope-Vincent Constraint | Antelope-Vincent Constraint |  | 1 | 1 | NO | 1 | 1 | 1 | NO | 1
SCE Northern | Antelope | 500 | 1 | 1 | 0 | 0 | 0 | 0 | 0 | 0 | 0 | 0 | 0 | 0 | 0 | 0 | 0 | 0 | 0 | 0 | 0 | 0 | 0 | 0 | 0 | 0 | 0 | 0 | 0 | 0 | 0 | 0 | 0 | 0 | 0 | 0 | 0 | 0 | 0 | 0 | 0 | 0 | 0 | 0 | 0 | 0 | 0 | 0 | 0 | 0 | 0 | 0 | 0 | 0 | 0 | 0 | 0 | 0 | 0 | 0 | 0 | 0 | 0 | 0 | 0 | 0 | 0 | 0 | 0 | 0 | 0 | 0 | 0 | 0 | 0 | 0 | 0 | 0 | 0 | 0 | 0 | 0 | 0 | 0 | 0 | 0 | 0 | 0 | 0 | 0 | 0 | 0 | 0 | 0 | 0 | 0 | 0 | 0 | 0 | 0 |  | 0 | 0 | 0 | 0 | 0 | 0 | 0 | 0 | 0 | 0 | 0 | 0 | 0 | 0 | 0 | 0 | 0 | 0 | 0 | 0 | 0 | 0 | 0 | 0 | 0 | 0 | 0 | 0 | 0 | 0 | 0 | 0 | 0 | 0 | 0 | 0 | 2752.755 | 3390.84 | 8914.115 | Antelope-Vincent Constraint | Antelope-Vincent Constraint | Vincent-Lugo Constraint |  | 0 | 0 | 0 | 0 | 0 | 0 | 2752.755 | 3390.84 | 8914.115 | Antelope-Vincent Constraint | Antelope-Vincent Constraint | Vincent-Lugo Constraint |  | 1 | 1 | NO | 1 | 1 | 1 | NO | 1
PG&E NGBA | Arcata | 60 | 0 | 0 | 0 | 0 | 0 | 0 | 0 | 0 | 0 | 0 | 0 | 0 | 0 | 0 | 0 | 0 | 0 | 0 | 0 | 0 | 0 | 0 | 0 | 0 | 0 | 0 | 0 | 0 | 0 | 0 | 0 | 0 | 0 | 0 | 0 | 0 | 0 | 0 | 0 | 1 | 0 | 0 | 0 | 0 | 0 | 0 | 0 | 0 | 0 | 0 | 0 | 0 | 0 | 0 | 0 | 0 | 0 | 0 | 0 | 0 | 0 | 0 | 0 | 0 | 0 | 0 | 0 | 0 | 0 | 0 | 0 | 0 | 0 | 0 | 0 | 0 | 0 | 0 | 0 | 0 | 0 | 0 | 0 | 0 | 0 | 0 | 0 | 0 | 0 | 0 | 0 | 0 | 0 | 0 | 0 | 0 | 0 | 0 |  | 0 | 0 | 0 | 0 | 0 | 0 | 0 | 0 | 0 | 0 | 0 | 0 | 0 | 0 | 0 | 0 | 0 | 0 | 0 | 0 | 0 | 0 | 0 | 7 | 0 | 0 | 2.5 | 0 | 0 | 1 | 0 | 0 | 0 | 0 | 0 | 0 | 804.745 | 2035.936 | 6892.2328 | Collinsville-Tesla 500 kV Line | Collinsville-Tesla 500 kV Line | Collinsville-Tesla 500 kV Line |  | 0 | 0 | 0 | 0 | 0 | 0 | 804.745 | 2035.936 | 6892.2328 | Collinsville-Tesla 500 kV Line | Collinsville-Tesla 500 kV Line | Collinsville-Tesla 500 kV Line |  | 1 | 1 | NO | 1 | 1 | 1 | NO | 1
PG&E KERN | Arco | 230 | 0 | 0 | 0 | 0 | 0 | 0 | 0 | 0 | 0 | 0 | 0 | 0 | 0 | 0 | 0 | 0 | 0 | 0 | 0 | 0 | 0 | 0 | 0 | 0 | 0 | 0 | 0 | 0 | 0 | 0 | 0 | 0 | 0 | 0 | 0 | 0 | 0 | 0 | 0 | 0 | 0 | 0 | 0 | 0 | 0 | 0 | 0 | 0 | 0 | 0 | 0 | 0 | 0 | 0 | 0 | 0 | 0 | 0 | 0 | 0 | 0 | 0 | 0 | 0 | 0 | 0 | 0 | 0 | 0 | 0 | 0 | 0 | 0 | 0 | 0 | 0 | 0 | 0 | 1 | 1 | 0 | 0 | 0 | 0 | 0 | 0 | 0 | 0 | 0 | 0 | 0 | 0 | 0 | 0 | 1 | 0 | 0 | 0 |  | 0 | 0 | 0 | 0 | 0 | 0 | 0 | 0 | 0 | 43.2 | 21.7 | 25 | 0 | 0 | 1 | 0 | 0 | 0 | 0 | 0 | 0 | 0 | 0 | 4.79 | 168.2 | 395.7 | 75 | 125 | 0 | 1 | 0 | 0 | 0 | 0 | 0 | 0 | 887.485 | 2328.1697 | 1602.5731 | Mustang-Henrietta 230 kV line | Mustang-Henrietta 230 kV line | Mustang-Henrietta 230 kV line |  | 0 | 0 | 0 | 0 | 0 | 0 | 887.485 | 2328.1697 | 1602.5731 | Mustang-Henrietta 230 kV line | Mustang-Henrietta 230 kV line | Mustang-Henrietta 230 kV line |  | 1 | 1 | NO | 1 | 1 | 1 | NO | 1
PG&E KERN | Arco | 70 | 0 | 0 | 0 | 0 | 0 | 0 | 0 | 0 | 0 | 0 | 0 | 0 | 0 | 0 | 0 | 0 | 0 | 0 | 0 | 0 | 0 | 0 | 0 | 0 | 0 | 0 | 0 | 0 | 0 | 0 | 0 | 0 | 0 | 0 | 0 | 0 | 0 | 0 | 0 | 0 | 0 | 0 | 0 | 0 | 0 | 0 | 0 | 0 | 0 | 0 | 0 | 0 | 0 | 0 | 0 | 0 | 0 | 0 | 0 | 0 | 0 | 0 | 0 | 0 | 0 | 0 | 0 | 0 | 0 | 0 | 0 | 0 | 0 | 0 | 0 | 0 | 0 | 0 | 1 | 1 | 0 | 0 | 0 | 0 | 0 | 0 | 0 | 0 | 0 | 0 | 0 | 0 | 0 | 0 | 1 | 0 | 0 | 0 |  | 0 | 0 | 0 | 0 | 0 | 0 | 0 | 0 | 0 | 27 | 33 | 38 | 0 | 0 | 1 | 0 | 0 | 0 | 0 | 0 | 0 | 0 | 0 | 0 | 27 | 33 | 40 | 0 | 0 | 1 | 0 | 0 | 0 | 0 | 0 | 0 | 887.485 | 2328.1697 | 1602.5731 | Mustang-Henrietta 230 kV line | Mustang-Henrietta 230 kV line | Mustang-Henrietta 230 kV line |  | 0 | 0 | 0 | 0 | 0 | 0 | 887.485 | 2328.1697 | 1602.5731 | Mustang-Henrietta 230 kV line | Mustang-Henrietta 230 kV line | Mustang-Henrietta 230 kV line |  | 1 | 1 | NO | 1 | 1 | 1 | NO | 1
SCE Metro | ArcoGen | 230 | 0 | 0 | 0 | 0 | 0 | 0 | 0 | 0 | 0 | 1 | 0 | 0 | 0 | 0 | 0 | 0 | 0 | 0 | 0 | 0 | 0 | 0 | 0 | 0 | 0 | 0 | 0 | 0 | 0 | 0 | 0 | 0 | 0 | 0 | 0 | 0 | 0 | 0 | 0 | 0 | 0 | 0 | 0 | 0 | 0 | 0 | 0 | 0 | 0 | 0 | 0 | 0 | 0 | 0 | 0 | 0 | 0 | 0 | 0 | 0 | 0 | 0 | 0 | 0 | 0 | 0 | 0 | 0 | 0 | 0 | 0 | 0 | 0 | 0 | 0 | 0 | 0 | 0 | 0 | 0 | 0 | 0 | 0 | 0 | 0 | 0 | 0 | 0 | 0 | 0 | 0 | 0 | 0 | 0 | 0 | 0 | 0 | 0 |  | 0 | 0 | 0 | 0 | 0 | 0 | 0 | 0 | 0 | 0 | 0 | 0 | 0 | 0 | 0 | 0 | 0 | 0 | 0 | 0 | 0 | 0 | 0 | 0 | 0 | 0 | 0 | 0 | 0 | 0 | 0 | 0 | 0 | 0 | 0 | 0 | 9741.6 | 11376.2 | 14050.5055 | SCE Metro Area Default Constraint | SCE Metro Area Default Constraint | SCE Metro Area Default Constraint |  | 0 | 0 | 0 | 0 | 0 | 0 | 9741.6 | 11376.2 | 14050.5055 | SCE Metro Area Default Constraint | SCE Metro Area Default Constraint | SCE Metro Area Default Constraint |  | 1 | 1 | NO | 1 | 1 | 1 | NO | 1
SDGE | Artesian | 230 | 0 | 0 | 0 | 0 | 0 | 0 | 0 | 0 | 0 | 0 | 0 | 0 | 0 | 0 | 0 | 0 | 0 | 0 | 0 | 0 | 0 | 0 | 0 | 0 | 0 | 1 | 0 | 0 | 1 | 0 | 1 | 0 | 1 | 0 | 0 | 0 | 0 | 1 | 0 | 0 | 0 | 0 | 0 | 0 | 0 | 0 | 0 | 0 | 0 | 0 | 0 | 0 | 0 | 0 | 0 | 0 | 0 | 0 | 0 | 0 | 0 | 0 | 0 | 0 | 0 | 0 | 0 | 0 | 0 | 0 | 0 | 0 | 0 | 0 | 0 | 0 | 0 | 0 | 0 | 0 | 0 | 0 | 0 | 0 | 0 | 0 | 0 | 0 | 0 | 0 | 0 | 0 | 0 | 0 | 0 | 0 | 0 | 3 |  | 0 | 0 | 0 | 0 | 0 | 0 | 0 | 0 | 0 | 0 | 0 | 0 | 0 | 0 | 0 | 0 | 0 | 0 | 0 | 0 | 0 | 0 | 0 | 0 | 0 | 0 | 0 | 0 | 0 | 0 | 0 | 0 | 0 | 0 | 0 | 0 | 472.87 | 807.035 | 1462.03 | Capistrano-San Onofre 230 kV constraint | Talega 230 kV constraint | Talega 230 kV constraint |  | 0 | 0 | 0 | 0 | 0 | 0 | 472.87 | 807.035 | 1462.03 | Capistrano-San Onofre 230 kV constraint | Talega 230 kV constraint | Talega 230 kV constraint |  | 1 | 1 | NO | 1 | 1 | 1 | NO | 1
SDGE | Artesian | 69 | 0 | 0 | 0 | 0 | 0 | 0 | 0 | 0 | 0 | 0 | 0 | 0 | 0 | 0 | 0 | 0 | 0 | 0 | 0 | 0 | 0 | 0 | 0 | 0 | 0 | 1 | 0 | 0 | 0 | 0 | 1 | 0 | 1 | 0 | 0 | 0 | 0 | 1 | 0 | 0 | 0 | 0 | 0 | 0 | 0 | 0 | 0 | 0 | 0 | 0 | 0 | 0 | 0 | 0 | 0 | 0 | 0 | 0 | 0 | 0 | 0 | 0 | 0 | 0 | 0 | 0 | 0 | 0 | 0 | 0 | 0 | 0 | 0 | 0 | 0 | 0 | 0 | 0 | 0 | 0 | 0 | 0 | 0 | 0 | 0 | 0 | 0 | 0 | 0 | 0 | 0 | 0 | 0 | 0 | 0 | 0 | 0 | 2 |  | 0 | 0 | 0 | 0 | 0 | 0 | 0 | 0 | 0 | 0 | 0 | 0 | 0 | 0 | 0 | 0 | 0 | 0 | 0 | 0 | 0 | 0 | 0 | 0 | 0 | 0 | 0 | 0 | 0 | 0 | 0 | 0 | 0 | 0 | 0 | 0 | 472.87 | 807.035 | 1462.03 | Capistrano-San Onofre 230 kV constraint | Talega 230 kV constraint | Talega 230 kV constraint |  | 0 | 0 | 0 | 0 | 0 | 0 | 472.87 | 807.035 | 1462.03 | Capistrano-San Onofre 230 kV constraint | Talega 230 kV constraint | Talega 230 kV constraint |  | 1 | 1 | NO | 1 | 1 | 1 | NO | 1
PG&E FRESNO | Ashlan | 230 | 0 | 0 | 0 | 0 | 0 | 0 | 0 | 0 | 0 | 0 | 0 | 0 | 0 | 0 | 0 | 0 | 0 | 0 | 0 | 0 | 0 | 0 | 0 | 0 | 0 | 0 | 0 | 0 | 0 | 0 | 0 | 0 | 0 | 0 | 0 | 0 | 0 | 0 | 0 | 0 | 0 | 0 | 0 | 0 | 0 | 0 | 0 | 0 | 0 | 0 | 0 | 0 | 0 | 0 | 0 | 0 | 0 | 0 | 0 | 1 | 0 | 0 | 0 | 0 | 0 | 0 | 0 | 0 | 0 | 0 | 0 | 0 | 0 | 0 | 0 | 0 | 0 | 0 | 0 | 1 | 0 | 1 | 1 | 1 | 0 | 1 | 0 | 1 | 0 | 0 | 0 | 0 | 1 | 0 | 0 | 0 | 0 | 1 |  | 0 | 0 | 0 | 0 | 0 | 0 | 0 | 0 | 0 | 0 | 0 | 0 | 0 | 0 | 0 | 0 | 0 | 0 | 0 | 0 | 0 | 0 | 0 | 0 | 0 | 0 | 0 | 0 | 0 | 0 | 1 | 0 | 1 | 0 | 0 | 0 | -617.4 | -294 | 245.4626 | Chowchilla-Le grand 115kV Line | Chowchilla-Le grand 115kV Line | Oro Loma-El Nido 115kV Line |  | 0 | 0 | 0 | 0 | 0 | 0 | 393.8 | 465.3 | 245.4626 | Oro Loma-El Nido 115kV Line | Oro Loma-El Nido 115kV Line | Oro Loma-El Nido 115kV Line |  | 5 | 1 | YES | 2 | 1 | 1 | NO | 1
PG&E NGBA | Atlantic | 115 | 0 | 0 | 0 | 0 | 0 | 0 | 0 | 0 | 0 | 0 | 0 | 0 | 0 | 0 | 0 | 0 | 0 | 0 | 0 | 0 | 0 | 0 | 0 | 0 | 0 | 0 | 0 | 0 | 0 | 0 | 0 | 0 | 0 | 0 | 0 | 0 | 0 | 0 | 0 | 1 | 0 | 0 | 0 | 0 | 0 | 1 | 0 | 1 | 0 | 0 | 0 | 0 | 0 | 0 | 0 | 0 | 0 | 0 | 0 | 1 | 1 | 0 | 0 | 0 | 0 | 0 | 0 | 0 | 0 | 0 | 0 | 0 | 0 | 0 | 0 | 0 | 0 | 0 | 0 | 0 | 0 | 0 | 0 | 0 | 0 | 0 | 0 | 0 | 0 | 0 | 0 | 0 | 0 | 0 | 0 | 0 | 0 | 0 |  | 0 | 0 | 0 | 0 | 0 | 0 | 0 | 0 | 0 | 0 | 0 | 0 | 0 | 0 | 0 | 0 | 0 | 0 | 0 | 0 | 0 | 0 | 0 | 0 | 0 | 0 | 0 | 0 | 0 | 0 | 1 | 0 | 0 | 0 | 0 | 0 | -428.9315 | 397.8459 | 967.1636 | Bellota-Weber 230kV line | Bellota-Weber 230kV line | Rio Oso-Lockeford 230kV line |  | 0 | 0 | 0 | 0 | 0 | 0 | 31.0685 | 671.7 | 967.1636 | Bellota-Weber 230kV line | Eight Mile-Tesla 230 kV line | Rio Oso-Lockeford 230kV line |  | 5 | 1 | YES | 2 | 1 | 1 | NO | 1
PG&E NGBA | Atlantic | 230 | 0 | 0 | 0 | 0 | 0 | 0 | 0 | 0 | 0 | 0 | 0 | 0 | 0 | 0 | 0 | 0 | 0 | 0 | 0 | 0 | 0 | 0 | 0 | 0 | 0 | 0 | 0 | 0 | 0 | 0 | 0 | 0 | 0 | 0 | 0 | 0 | 0 | 0 | 0 | 1 | 0 | 0 | 1 | 0 | 0 | 1 | 1 | 1 | 0 | 0 | 0 | 0 | 0 | 0 | 0 | 0 | 0 | 0 | 0 | 1 | 1 | 0 | 0 | 0 | 0 | 0 | 0 | 0 | 0 | 0 | 0 | 0 | 0 | 0 | 0 | 0 | 0 | 0 | 0 | 0 | 0 | 0 | 0 | 0 | 0 | 0 | 0 | 0 | 0 | 0 | 0 | 0 | 0 | 0 | 0 | 0 | 0 | 0 |  | 0 | 0 | 0 | 0 | 0 | 0 | 0 | 0 | 0 | 0 | 0 | 0 | 0 | 0 | 0 | 0 | 0 | 0 | 0 | 0 | 0 | 0 | 0 | 0 | 0 | 0 | 0 | 0 | 0 | 0 | 1 | 0 | 0 | 0 | 0 | 0 | -428.9315 | 297 | 329.548 | Bellota-Weber 230kV line | Bell-Placer 115kV Line | Bell-Placer 115kV Line |  | 0 | 0 | 0 | 0 | 0 | 0 | 31.0685 | 297 | 329.548 | Bellota-Weber 230kV line | Bell-Placer 115kV Line | Bell-Placer 115kV Line |  | 5 | 1 | YES | 2 | 1 | 1 | NO | 1
PG&E NGBA | Atlantic | 60 | 0 | 0 | 0 | 0 | 0 | 0 | 0 | 0 | 0 | 0 | 0 | 0 | 0 | 0 | 0 | 0 | 0 | 0 | 0 | 0 | 0 | 0 | 0 | 0 | 0 | 0 | 0 | 0 | 0 | 0 | 0 | 0 | 0 | 0 | 0 | 0 | 0 | 0 | 0 | 1 | 0 | 0 | 1 | 0 | 0 | 1 | 1 | 1 | 0 | 0 | 0 | 0 | 0 | 0 | 0 | 0 | 0 | 0 | 0 | 1 | 1 | 0 | 0 | 0 | 0 | 0 | 0 | 0 | 0 | 0 | 0 | 0 | 0 | 0 | 0 | 0 | 0 | 0 | 0 | 0 | 0 | 0 | 0 | 0 | 0 | 0 | 0 | 0 | 0 | 0 | 0 | 0 | 0 | 0 | 0 | 0 | 0 | 0 |  | 0 | 0 | 0 | 0 | 0 | 0 | 0 | 0 | 0 | 0 | 0 | 0 | 0 | 0 | 0 | 0 | 0 | 0 | 0 | 0 | 0 | 0 | 0 | 0 | 0 | 0 | 0 | 0 | 0 | 0 | 1 | 0 | 0 | 0 | 0 | 0 | -428.9315 | 297 | 329.548 | Bellota-Weber 230kV line | Bell-Placer 115kV Line | Bell-Placer 115kV Line |  | 0 | 0 | 0 | 0 | 0 | 0 | 31.0685 | 297 | 329.548 | Bellota-Weber 230kV line | Bell-Placer 115kV Line | Bell-Placer 115kV Line |  | 5 | 1 | YES | 2 | 1 | 1 | NO | 1
PG&E FRESNO | Atwater | 115 | 0 | 0 | 0 | 0 | 0 | 0 | 0 | 0 | 0 | 0 | 0 | 0 | 0 | 0 | 0 | 0 | 0 | 0 | 0 | 0 | 0 | 0 | 0 | 0 | 0 | 0 | 0 | 0 | 0 | 0 | 0 | 0 | 0 | 0 | 0 | 0 | 0 | 0 | 0 | 0 | 0 | 0 | 0 | 0 | 0 | 1 | 0 | 0 | 0 | 0 | 0 | 0 | 0 | 0 | 0 | 0 | 0 | 0 | 0 | 1 | 0 | 0 | 0 | 0 | 0 | 0 | 0 | 0 | 0 | 0 | 0 | 0 | 0 | 0 | 0 | 0 | 0 | 0 | 0 | 1 | 0 | 1 | 1 | 1 | 0 | 1 | 0 | 1 | 0 | 0 | 0 | 0 | 1 | 0 | 0 | 0 | 0 | 1 |  | 0 | 0 | 0 | 0 | 0 | 0 | 0 | 0 | 0 | 0 | 0 | 0 | 0 | 0 | 0 | 0 | 0 | 0 | 0 | 0 | 0 | 0 | 0 | 2 | 0 | 0 | 0 | 0 | 0 | 1 | 2 | 0 | 1 | 0 | 0 | 0 | -617.4 | -294 | 245.4626 | Chowchilla-Le grand 115kV Line | Chowchilla-Le grand 115kV Line | Oro Loma-El Nido 115kV Line |  | 0 | 0 | 0 | 0 | 0 | 0 | 31.0685 | 465.3 | 245.4626 | Bellota-Weber 230kV line | Oro Loma-El Nido 115kV Line | Oro Loma-El Nido 115kV Line |  | 5 | 1 | YES | 2 | 1 | 1 | NO | 1
PG&E GBA | Avena | 115 | 0 | 0 | 0 | 0 | 0 | 0 | 0 | 0 | 0 | 0 | 0 | 0 | 0 | 0 | 0 | 0 | 0 | 0 | 0 | 0 | 0 | 0 | 0 | 0 | 0 | 0 | 0 | 0 | 0 | 0 | 0 | 0 | 0 | 0 | 0 | 0 | 0 | 0 | 0 | 0 | 0 | 0 | 0 | 0 | 0 | 1 | 0 | 0 | 0 | 0 | 0 | 0 | 0 | 0 | 0 | 1 | 0 | 0 | 0 | 1 | 0 | 0 | 0 | 1 | 0 | 0 | 0 | 0 | 0 | 0 | 0 | 0 | 0 | 0 | 0 | 0 | 0 | 0 | 0 | 0 | 0 | 0 | 0 | 0 | 0 | 0 | 0 | 0 | 0 | 0 | 0 | 0 | 0 | 0 | 0 | 0 | 0 | 0 |  | 0 | 0 | 0 | 0 | 0 | 0 | 0 | 0 | 0 | 0 | 0 | 0 | 0 | 0 | 0 | 0 | 0 | 0 | 0 | 0 | 0 | 0 | 0 | 0 | 0 | 0 | 0 | 0 | 0 | 0 | 1 | 0 | 0 | 0 | 0 | 0 | -428.9315 | 137.0109 | 239.4144 | Bellota-Weber 230kV line | Tesla-Salado 115 kV line | Tesla-Salado 115 kV line |  | 0 | 0 | 0 | 0 | 0 | 0 | 31.0685 | 137.0109 | 239.4144 | Bellota-Weber 230kV line | Tesla-Salado 115 kV line | Tesla-Salado 115 kV line |  | 5 | 1 | YES | 2 | 1 | 1 | NO | 1
SDGE | Avocado | 69 | 0 | 0 | 0 | 0 | 0 | 0 | 0 | 0 | 0 | 0 | 0 | 0 | 0 | 0 | 0 | 0 | 0 | 0 | 0 | 0 | 0 | 0 | 0 | 0 | 0 | 1 | 0 | 0 | 1 | 0 | 0 | 0 | 1 | 1 | 0 | 0 | 0 | 1 | 0 | 0 | 0 | 0 | 0 | 0 | 0 | 0 | 0 | 0 | 0 | 0 | 0 | 0 | 0 | 0 | 0 | 0 | 0 | 0 | 0 | 0 | 0 | 0 | 0 | 0 | 0 | 0 | 0 | 0 | 0 | 0 | 0 | 0 | 0 | 0 | 0 | 0 | 0 | 0 | 0 | 0 | 0 | 0 | 0 | 0 | 0 | 0 | 0 | 0 | 0 | 0 | 0 | 0 | 0 | 0 | 0 | 0 | 0 | 2 |  | 0 | 0 | 0 | 0 | 0 | 0 | 0 | 0 | 0 | 0 | 0 | 0 | 0 | 0 | 0 | 0 | 0 | 0 | 0 | 0 | 0 | 0 | 0 | 0 | 0 | 0 | 29.6 | 0 | 0 | 1 | 0 | 0 | 0 | 0 | 0 | 0 | 144.4 | 174.2 | 263.6 | Ocean Ranch 69 kV constraint | Ocean Ranch 69 kV constraint | Ocean Ranch 69 kV constraint |  | 0 | 0 | 0 | 0 | 0 | 0 | 144.4 | 174.2 | 263.6 | Ocean Ranch 69 kV constraint | Ocean Ranch 69 kV constraint | Ocean Ranch 69 kV constraint |  | 1 | 1 | NO | 1 | 1 | 1 | NO | 1
PG&E NGBA | Bahia | 230 | 0 | 0 | 0 | 0 | 0 | 0 | 0 | 0 | 0 | 0 | 0 | 0 | 0 | 0 | 0 | 0 | 0 | 0 | 0 | 0 | 0 | 0 | 0 | 0 | 0 | 0 | 0 | 0 | 0 | 0 | 0 | 0 | 0 | 0 | 0 | 0 | 0 | 0 | 0 | 1 | 0 | 0 | 0 | 0 | 0 | 0 | 0 | 0 | 0 | 0 | 0 | 0 | 1 | 1 | 1 | 1 | 0 | 0 | 1 | 1 | 0 | 0 | 0 | 0 | 0 | 1 | 1 | 0 | 0 | 0 | 0 | 0 | 0 | 0 | 0 | 0 | 0 | 0 | 0 | 0 | 0 | 0 | 0 | 0 | 0 | 0 | 0 | 0 | 0 | 0 | 0 | 0 | 0 | 0 | 0 | 0 | 0 | 1 |  | 0 | 0 | 0 | 0 | 0 | 0 | 0 | 0 | 0 | 0 | 0 | 0 | 0 | 0 | 0 | 0 | 0 | 0 | 0 | 0 | 0 | 0 | 0 | 0 | 0 | 0 | 0 | 0 | 0 | 0 | 2 | 0 | 1 | 0 | 0 | 0 | -763.325 | -136.609 | 1029.902 | Windmaster-Delta pumps 230 kV line | Windmaster-Delta pumps 230 kV line | Birds Landing-Contra Costa 230kV Line |  | 0 | 0 | 0 | 0 | 0 | 0 | 401.875 | 742.923 | 1029.902 | Contra Costa- Windmaster 230 kV line | Contra Costa- Windmaster 230 kV line | Birds Landing-Contra Costa 230kV Line |  | 5 | 1 | YES | 2 | 1 | 1 | NO | 1
SCE Northern | Bailey | 230 | 0 | 0 | 1 | 0 | 0 | 0 | 1 | 1 | 0 | 0 | 0 | 0 | 0 | 0 | 0 | 0 | 0 | 0 | 0 | 0 | 0 | 0 | 0 | 0 | 1 | 0 | 0 | 0 | 0 | 0 | 0 | 0 | 0 | 0 | 0 | 0 | 0 | 0 | 0 | 0 | 0 | 0 | 0 | 0 | 0 | 0 | 0 | 0 | 0 | 0 | 0 | 0 | 0 | 0 | 0 | 0 | 0 | 0 | 0 | 0 | 0 | 0 | 0 | 0 | 0 | 0 | 0 | 0 | 0 | 0 | 0 | 0 | 0 | 0 | 0 | 0 | 0 | 0 | 0 | 0 | 0 | 0 | 0 | 0 | 0 | 0 | 0 | 0 | 0 | 0 | 0 | 0 | 0 | 0 | 0 | 0 | 0 | 0 |  | 0 | 0 | 0 | 0 | 0 | 0 | 0 | 0 | 0 | 0 | 0 | 0 | 0 | 0 | 0 | 0 | 0 | 0 | 0 | 0 | 0 | 0 | 0 | 0 | 0 | 0 | 0 | 0 | 0 | 0 | 1 | 0 | 0 | 0 | 0 | 0 | -298.255 | 0 | 0 | Lugo - Victorville area constraint | Antelope-Neenach Constraint | Antelope-Neenach Constraint |  | 0 | 0 | 0 | 0 | 0 | 0 | 0 | 0 | 0 | Antelope-Neenach Constraint | Antelope-Neenach Constraint | Antelope-Neenach Constraint |  | 5 | 1 | YES | 2 | 1 | 1 | NO | 1
SCE NOL | Baker | 115 | 0 | 0 | 0 | 0 | 0 | 0 | 0 | 0 | 0 | 0 | 0 | 1 | 1 | 1 | 0 | 0 | 0 | 0 | 0 | 0 | 0 | 0 | 0 | 0 | 0 | 0 | 0 | 0 | 0 | 0 | 0 | 0 | 0 | 0 | 0 | 0 | 0 | 0 | 0 | 0 | 0 | 0 | 0 | 0 | 0 | 0 | 0 | 0 | 0 | 0 | 0 | 0 | 0 | 0 | 0 | 0 | 0 | 0 | 0 | 0 | 0 | 0 | 0 | 0 | 0 | 0 | 0 | 0 | 0 | 0 | 0 | 0 | 0 | 0 | 0 | 0 | 0 | 0 | 0 | 0 | 0 | 0 | 0 | 0 | 0 | 0 | 0 | 0 | 0 | 0 | 0 | 0 | 0 | 0 | 0 | 0 | 0 | 3 |  | 0 | 0 | 0 | 0 | 0 | 0 | 0 | 0 | 0 | 0 | 0 | 0 | 0 | 0 | 0 | 0 | 0 | 0 | 0 | 0 | 0 | 0 | 0 | 0 | 0 | 0 | 0 | 0 | 0 | 0 | 0 | 2 | 0 | 2 | 0 | 0 | -0.23 | -8.3 | 880.3938 | South of Kramer Area Constraint | South of Kramer Area Constraint | South of Kramer Area Constraint |  | 0 | 2 | 0 | 2 | 0 | 0 | -0.23 | -8.3 | 880.3938 | South of Kramer Area Constraint | South of Kramer Area Constraint | South of Kramer Area Constraint |  | 3 | 3 | NO | 3 | 1 | 1 | NO | 1
PG&E KERN | Bakersfield | 230 | 0 | 0 | 0 | 0 | 0 | 0 | 0 | 0 | 0 | 0 | 0 | 0 | 0 | 0 | 0 | 0 | 0 | 0 | 0 | 0 | 0 | 0 | 0 | 0 | 0 | 0 | 0 | 0 | 0 | 0 | 0 | 0 | 0 | 0 | 0 | 0 | 0 | 0 | 0 | 0 | 0 | 0 | 0 | 0 | 0 | 0 | 0 | 0 | 0 | 0 | 0 | 0 | 0 | 0 | 0 | 0 | 0 | 0 | 0 | 0 | 0 | 0 | 0 | 0 | 0 | 0 | 0 | 0 | 0 | 0 | 0 | 0 | 0 | 0 | 0 | 0 | 0 | 0 | 1 | 0 | 0 | 0 | 0 | 0 | 0 | 0 | 0 | 0 | 0 | 0 | 0 | 0 | 0 | 0 | 1 | 0 | 0 | 0 |  | 0 | 0 | 0 | 0 | 0 | 0 | 0 | 0 | 0 | 0 | 0 | 0 | 0 | 0 | 0 | 0 | 0 | 0 | 0 | 0 | 0 | 0 | 0 | 0 | 0 | 0 | 0 | 0 | 0 | 0 | 0 | 0 | 0 | 0 | 0 | 0 | 887.485 | 2328.1697 | 1602.5731 | Mustang-Henrietta 230 kV line | Mustang-Henrietta 230 kV line | Mustang-Henrietta 230 kV line |  | 0 | 0 | 0 | 0 | 0 | 0 | 887.485 | 2328.1697 | 1602.5731 | Mustang-Henrietta 230 kV line | Mustang-Henrietta 230 kV line | Mustang-Henrietta 230 kV line |  | 1 | 1 | NO | 1 | 1 | 1 | NO | 1
PG&E FRESNO | Balch | 230 | 0 |  | 0 | 0 | 0 | 0 | 0 | 0 | 0 | 0 | 0 | 0 | 0 | 0 | 0 | 0 | 0 | 0 | 0 | 0 | 0 | 0 | 0 | 0 | 0 | 0 | 0 | 0 | 0 | 0 | 0 | 0 | 0 | 0 | 0 | 0 | 0 | 0 | 0 | 0 | 0 | 0 | 0 | 0 | 0 | 1 | 0 | 0 | 0 | 0 | 0 | 0 | 0 | 0 | 0 | 0 | 0 | 0 | 0 | 0 | 0 | 0 | 0 | 0 | 0 | 0 | 0 | 0 | 0 | 0 | 0 | 0 | 0 | 0 | 0 | 0 | 0 | 0 | 1 | 1 | 0 | 1 | 0 | 0 | 0 | 1 | 0 | 0 | 0 | 1 | 0 | 0 | 0 | 0 | 0 | 0 | 0 | 1 |  | 0 | 0 | 0 | 0 | 0 | 0 | 0 | 0 | 0 | 0 | 0 | 0 | 0 | 0 | 0 | 0 | 0 | 0 | 0 | 0 | 0 | 0 | 0 | 0 | 0 | 0 | 0 | 0 | 0 | 0 | 2 | 0 | 1 | 0 | 0 | 0 | -1070.2 | -530.5 | 898.7076 | Borden-Storey #1 230kV line | Borden-Storey #1 230kV line | Borden-Storey #1 230kV line |  | 0 | 0 | 0 | 0 | 0 | 0 | 31.0685 | 716.5 | 2550.9252 | Bellota-Weber 230kV line | Borden-Storey #1 230kV line | Gates 500/230kV TB #12 |  | 5 | 1 | YES | 2 | 1 | 1 | NO | 1
SCE Eastern | Bannister | 230 | 0 | 0 | 0 | 0 | 0 | 0 | 0 | 0 | 0 | 0 | 0 | 0 | 0 | 0 | 0 | 0 | 0 | 0 | 1 | 1 | 0 | 1 | 0 | 0 | 0 | 0 | 0 | 0 | 0 | 0 | 0 | 0 | 0 | 0 | 0 | 0 | 0 | 0 | 0 | 0 | 0 | 0 | 0 | 0 | 0 | 0 | 0 | 0 | 0 | 0 | 0 | 0 | 0 | 0 | 0 | 0 | 0 | 0 | 0 | 0 | 0 | 0 | 0 | 0 | 0 | 0 | 0 | 0 | 0 | 0 | 0 | 0 | 0 | 0 | 0 | 0 | 0 | 0 | 0 | 0 | 0 | 0 | 0 | 0 | 0 | 0 | 0 | 0 | 0 | 0 | 0 | 0 | 0 | 0 | 0 | 0 | 0 | 1 |  | 0 | 0 | 0 | 0 | 0 | 0 | 0 | 0 | 0 | 0 | 0 | 0 | 0 | 0 | 0 | 0 | 0 | 0 | 0 | 0 | 0 | 0 | 0 | 0 | 0 | 0 | 0 | 0 | 0 | 0 | 1 | 0 | 1 | 0 | 0 | 1 | -935 | -730 | -23.3 | Eagle Mountain Constraint | Eagle Mountain Constraint | Eagle Mountain Constraint |  | 1 | 1 | 0 | 1 | 0 | 1 | -335 | -130 | -23.3 | Eagle Mountain Constraint | Eagle Mountain Constraint | Eagle Mountain Constraint |  | 5 | 5 | NO | 5 | 3 | 3 | NO | 3
SCE Metro | Barre | 230 | 0 | 0 | 0 | 0 | 0 | 0 | 0 | 0 | 0 | 1 | 0 | 0 | 0 | 0 | 0 | 0 | 0 | 0 | 0 | 0 | 0 | 0 | 0 | 0 | 0 | 0 | 0 | 0 | 0 | 0 | 0 | 0 | 0 | 0 | 0 | 0 | 0 | 0 | 0 | 0 | 0 | 0 | 0 | 0 | 0 | 0 | 0 | 0 | 0 | 0 | 0 | 0 | 0 | 0 | 0 | 0 | 0 | 0 | 0 | 0 | 0 | 0 | 0 | 0 | 0 | 0 | 0 | 0 | 0 | 0 | 0 | 0 | 0 | 0 | 0 | 0 | 0 | 0 | 0 | 0 | 0 | 0 | 0 | 0 | 0 | 0 | 0 | 0 | 0 | 0 | 0 | 0 | 0 | 0 | 0 | 0 | 0 | 0 |  | 0 | 0 | 0 | 0 | 0 | 0 | 0 | 0 | 0 | 0 | -10 | 0 | 0 | 0 | 1 | 0 | 0 | 0 | 0 | 0 | 0 | 0 | 0 | 0 | 10 | 0 | 10 | 0 | 0 | 1 | 0 | 0 | 0 | 0 | 0 | 0 | 9741.6 | 11376.2 | 14050.5055 | SCE Metro Area Default Constraint | SCE Metro Area Default Constraint | SCE Metro Area Default Constraint |  | 0 | 0 | 0 | 0 | 0 | 0 | 9741.6 | 11376.2 | 14050.5055 | SCE Metro Area Default Constraint | SCE Metro Area Default Constraint | SCE Metro Area Default Constraint |  | 1 | 1 | NO | 1 | 1 | 1 | NO | 1
SDGE | Bay Boulevard | 69 | 0 | 0 | 0 | 0 | 0 | 0 | 0 | 0 | 0 | 0 | 0 | 0 | 0 | 0 | 0 | 0 | 0 | 0 | 0 | 0 | 0 | 0 | 0 | 0 | 0 | 0 | 0 | 0 | 0 | 0 | 1 | 0 | 1 | 0 | 0 | 1 | 1 | 0 | 0 | 0 | 0 | 0 | 0 | 0 | 0 | 0 | 0 | 0 | 0 | 0 | 0 | 0 | 0 | 0 | 0 | 0 | 0 | 0 | 0 | 0 | 0 | 0 | 0 | 0 | 0 | 0 | 0 | 0 | 0 | 0 | 0 | 0 | 0 | 0 | 0 | 0 | 0 | 0 | 0 | 0 | 0 | 0 | 0 | 0 | 0 | 0 | 0 | 0 | 0 | 0 | 0 | 0 | 0 | 0 | 0 | 0 | 0 | 4 |  | 0 | 0 | 0 | 0 | 0 | 0 | 0 | 0 | 0 | 0 | 0 | 0 | 0 | 0 | 0 | 0 | 0 | 0 | 0 | 0 | 0 | 0 | 0 | 0 | 0 | 0 | 0 | 0 | 0 | 0 | 0 | 0 | 0 | 0 | 0 | 0 | 996.76 | 1777.97 | 2217.6044 | San Luis Rey-San Onofre 230 kV line constraint | Silvergate-Old Town 230 kV constraint | Silvergate-Old Town 230 kV constraint |  | 0 | 0 | 0 | 0 | 0 | 0 | 996.76 | 1777.97 | 2217.6044 | San Luis Rey-San Onofre 230 kV line constraint | Silvergate-Old Town 230 kV constraint | Silvergate-Old Town 230 kV constraint |  | 1 | 1 | NO | 1 | 1 | 1 | NO | 1
SDGE | Bay Boulevard | 230 | 0 | 0 | 0 | 0 | 0 | 0 | 0 | 0 | 0 | 0 | 0 | 0 | 0 | 0 | 0 | 0 | 0 | 0 | 0 | 0 | 0 | 0 | 0 | 0 | 0 | 0 | 0 | 0 | 1 | 0 | 1 | 0 | 1 | 0 | 0 | 1 | 1 | 0 | 0 | 0 | 0 | 0 | 0 | 0 | 0 | 0 | 0 | 0 | 0 | 0 | 0 | 0 | 0 | 0 | 0 | 0 | 0 | 0 | 0 | 0 | 0 | 0 | 0 | 0 | 0 | 0 | 0 | 0 | 0 | 0 | 0 | 0 | 0 | 0 | 0 | 0 | 0 | 0 | 0 | 0 | 0 | 0 | 0 | 0 | 0 | 0 | 0 | 0 | 0 | 0 | 0 | 0 | 0 | 0 | 0 | 0 | 0 | 5 |  | 0 | 0 | 0 | 0 | 0 | 0 | 0 | 0 | 0 | 0 | 0 | 0 | 0 | 0 | 0 | 0 | 0 | 0 | 0 | 0 | 0 | 0 | 0 | 0 | 0 | 0 | 0 | 0 | 0 | 0 | 0 | 0 | 0 | 0 | 0 | 0 | 996.76 | 1777.97 | 2217.6044 | San Luis Rey-San Onofre 230 kV line constraint | Silvergate-Old Town 230 kV constraint | Silvergate-Old Town 230 kV constraint |  | 0 | 0 | 0 | 0 | 0 | 0 | 996.76 | 1777.97 | 2217.6044 | San Luis Rey-San Onofre 230 kV line constraint | Silvergate-Old Town 230 kV constraint | Silvergate-Old Town 230 kV constraint |  | 1 | 1 | NO | 1 | 1 | 1 | NO | 1
EOP | Beatty | 138 | 0 | 0 | 0 | 0 | 0 | 0 | 0 | 0 | 0 | 0 | 0 | 0 | 0 | 0 | 0 | 0 | 0 | 0 | 0 | 0 | 0 | 0 | 1 | 1 | 1 | 0 | 0 | 0 | 0 | 0 | 0 | 0 | 0 | 0 | 0 | 0 | 0 | 0 | 0 | 0 | 0 | 0 | 0 | 0 | 0 | 0 | 0 | 0 | 0 | 0 | 0 | 0 | 0 | 0 | 0 | 0 | 0 | 0 | 0 | 0 | 0 | 0 | 0 | 0 | 0 | 0 | 0 | 0 | 0 | 0 | 0 | 0 | 0 | 0 | 0 | 0 | 0 | 0 | 0 | 0 | 0 | 0 | 0 | 0 | 0 | 0 | 0 | 0 | 0 | 0 | 0 | 0 | 0 | 0 | 0 | 0 | 0 | 2 |  | 0 | 0 | 0 | 0 | 0 | 0 | 0 | 0 | 0 | 0 | 0 | 0 | 0 | 0 | 0 | 0 | 0 | 0 | 0 | 0 | 0 | 0 | 0 | 0 | 0 | 0 | 0 | 0 | 0 | 0 | 1 | 0 | 0 | 0 | 0 | 0 | -298.255 | 1732.37 | 2601.53 | Lugo - Victorville area constraint | Sloan Canyon - Eldorado 500 kV constraint | GLW 230kV area constraint |  | 0 | 0 | 0 | 0 | 0 | 0 | 1081.97 | 1732.37 | 2601.53 | Sloan Canyon - Eldorado 500 kV constraint | Sloan Canyon - Eldorado 500 kV constraint | GLW 230kV area constraint |  | 5 | 1 | YES | 2 | 1 | 1 | NO | 1
EOP | Beatty | 230 | 0 | 0 | 0 | 0 | 0 | 0 | 0 | 0 | 0 | 0 | 0 | 0 | 0 | 0 | 0 | 0 | 0 | 0 | 0 | 0 | 0 | 0 | 1 | 1 | 1 | 0 | 0 | 0 | 0 | 0 | 0 | 0 | 0 | 0 | 0 | 0 | 0 | 0 | 0 | 0 | 0 | 0 | 0 | 0 | 0 | 0 | 0 | 0 | 0 | 0 | 0 | 0 | 0 | 0 | 0 | 0 | 0 | 0 | 0 | 0 | 0 | 0 | 0 | 0 | 0 | 0 | 0 | 0 | 0 | 0 | 0 | 0 | 0 | 0 | 0 | 0 | 0 | 0 | 0 | 0 | 0 | 0 | 0 | 0 | 0 | 0 | 0 | 0 | 0 | 0 | 0 | 0 | 0 | 0 | 0 | 0 | 0 | 2 |  | 0 | 0 | 0 | 0 | 0 | 0 | 0 | 0 | 0 | 0 | 0 | 0 | 0 | 0 | 0 | 400 | 0 | 0 | 0 | 0 | 0 | 0 | 0 | 0 | 0 | 0 | 0 | 0 | 0 | 1 | 1 | 0 | 0 | 0 | 0 | 0 | -298.255 | 1732.37 | 2601.53 | Lugo - Victorville area constraint | Sloan Canyon - Eldorado 500 kV constraint | GLW 230kV area constraint |  | 0 | 0 | 0 | 0 | 0 | 0 | 1081.97 | 1732.37 | 2601.53 | Sloan Canyon - Eldorado 500 kV constraint | Sloan Canyon - Eldorado 500 kV constraint | GLW 230kV area constraint |  | 5 | 1 | YES | 2 | 1 | 1 | NO | 1
PG&E NGBA | Belden | 230 | 0 | 0 | 0 | 0 | 0 | 0 | 0 | 0 | 0 | 0 | 0 | 0 | 0 | 0 | 0 | 0 | 0 | 0 | 0 | 0 | 0 | 0 | 0 | 0 | 0 | 0 | 0 | 0 | 0 | 0 | 0 | 0 | 0 | 0 | 0 | 0 | 0 | 0 | 0 | 1 | 1 | 0 | 1 | 0 | 1 | 1 | 1 | 1 | 0 | 0 | 0 | 0 | 0 | 0 | 0 | 0 | 0 | 0 | 0 | 1 | 1 | 0 | 0 | 0 | 0 | 0 | 0 | 0 | 0 | 0 | 0 | 0 | 0 | 0 | 0 | 0 | 0 | 0 | 0 | 0 | 0 | 0 | 0 | 0 | 0 | 0 | 0 | 0 | 0 | 0 | 0 | 0 | 0 | 0 | 0 | 0 | 0 | 0 |  | 0 | 0 | 0 | 0 | 0 | 0 | 0 | 0 | 0 | 0 | 0 | 0 | 0 | 0 | 0 | 0 | 0 | 0 | 0 | 0 | 0 | 0 | 0 | 0 | 0 | 0 | 0 | 0 | 0 | 0 | 1 | 0 | 0 | 0 | 0 | 0 | -428.9315 | 41.5 | 32.84 | Bellota-Weber 230kV line | Rocklin-Pleaseant grove 115kV line | Woodland- Davis 115kV line |  | 0 | 0 | 0 | 0 | 0 | 0 | 31.0685 | 41.5 | 32.84 | Bellota-Weber 230kV line | Rocklin-Pleaseant grove 115kV line | Woodland- Davis 115kV line |  | 5 | 1 | YES | 2 | 1 | 1 | NO | 1
PG&E NGBA | Bell | 115 | 0 | 0 | 0 | 0 | 0 | 0 | 0 | 0 | 0 | 0 | 0 | 0 | 0 | 0 | 0 | 0 | 0 | 0 | 0 | 0 | 0 | 0 | 0 | 0 | 0 | 0 | 0 | 0 | 0 | 0 | 0 | 0 | 0 | 0 | 0 | 0 | 0 | 0 | 0 | 1 | 0 | 0 | 0 | 0 | 0 | 1 | 0 | 1 | 0 | 0 | 0 | 0 | 0 | 0 | 0 | 0 | 0 | 0 | 0 | 1 | 1 | 0 | 0 | 0 | 0 | 0 | 0 | 0 | 0 | 0 | 0 | 0 | 0 | 0 | 0 | 0 | 0 | 0 | 0 | 0 | 0 | 0 | 0 | 0 | 0 | 0 | 0 | 0 | 0 | 0 | 0 | 0 | 0 | 0 | 0 | 0 | 0 | 0 |  | 0 | 0 | 0 | 0 | 0 | 0 | 0 | 0 | 0 | 0 | 0 | 0 | 0 | 0 | 0 | 0 | 0 | 0 | 0 | 0 | 0 | 0 | 0 | 0 | 0 | 0 | 0 | 0 | 0 | 0 | 1 | 0 | 0 | 0 | 0 | 0 | -428.9315 | 397.8459 | 967.1636 | Bellota-Weber 230kV line | Bellota-Weber 230kV line | Rio Oso-Lockeford 230kV line |  | 0 | 0 | 0 | 0 | 0 | 0 | 31.0685 | 671.7 | 967.1636 | Bellota-Weber 230kV line | Eight Mile-Tesla 230 kV line | Rio Oso-Lockeford 230kV line |  | 5 | 1 | YES | 2 | 1 | 1 | NO | 1
PG&E NGBA | Bellevue | 115 | 0 | 0 | 0 | 0 | 0 | 0 | 0 | 0 | 0 | 0 | 0 | 0 | 0 | 0 | 0 | 0 | 0 | 0 | 0 | 0 | 0 | 0 | 0 | 0 | 0 | 0 | 0 | 0 | 0 | 0 | 0 | 0 | 0 | 0 | 0 | 0 | 0 | 0 | 0 | 1 | 0 | 0 | 0 | 0 | 0 | 0 | 0 | 0 | 0 | 0 | 0 | 0 | 1 | 0 | 0 | 0 | 0 | 0 | 0 | 0 | 0 | 0 | 0 | 0 | 0 | 0 | 1 | 0 | 0 | 0 | 0 | 0 | 0 | 0 | 0 | 0 | 0 | 0 | 0 | 0 | 0 | 0 | 0 | 0 | 0 | 0 | 0 | 0 | 0 | 0 | 0 | 0 | 0 | 0 | 0 | 0 | 0 | 1 |  | 0 | 0 | 0 | 0 | 0 | 0 | 0 | 0 | 0 | 0 | 0 | 0 | 0 | 0 | 0 | 0 | 0 | 0 | 0 | 0 | 0 | 0 | 0 | 0 | 0 | 0 | 0 | 0 | 0 | 0 | 1 | 0 | 0 | 0 | 0 | 0 | -219.475 | 108.573 | 1029.902 | Birds Landing-Contra Costa 230kV Line | Birds Landing-Contra Costa 230kV Line | Birds Landing-Contra Costa 230kV Line |  | 0 | 0 | 0 | 0 | 0 | 0 | 804.745 | 1874.573 | 1029.902 | Collinsville-Tesla 500 kV Line | Birds Landing-Contra Costa 230kV Line | Birds Landing-Contra Costa 230kV Line |  | 5 | 1 | YES | 2 | 1 | 1 | NO | 1
PG&E GBA | Bellota | 115 | 0 | 0 | 0 | 0 | 0 | 0 | 0 | 0 | 0 | 0 | 0 | 0 | 0 | 0 | 0 | 0 | 0 | 0 | 0 | 0 | 0 | 0 | 0 | 0 | 0 | 0 | 0 | 0 | 0 | 0 | 0 | 0 | 0 | 0 | 0 | 0 | 0 | 0 | 0 | 0 | 0 | 0 | 0 | 0 | 0 | 1 | 0 | 0 | 0 | 0 | 0 | 0 | 0 | 0 | 0 | 0 | 0 | 1 | 0 | 1 | 1 | 0 | 0 | 0 | 0 | 0 | 0 | 0 | 0 | 0 | 0 | 0 | 0 | 0 | 0 | 0 | 0 | 0 | 0 | 0 | 0 | 0 | 0 | 0 | 0 | 0 | 0 | 0 | 0 | 0 | 0 | 0 | 0 | 0 | 0 | 0 | 0 | 0 |  | 0 | 2.8 | 0 | 0 | 0 | 0 | 0 | 0 | 0 | 0 | 0 | 0 | 0 | 0 | 1 | 0 | 2.8 | 0 | 0 | 0 | 0 | 0 | 0 | 0 | 0 | 0 | 0 | 0 | 0 | 1 | 1 | 0 | 0 | 0 | 0 | 0 | -428.9315 | 201.2909 | 653.3714 | Bellota-Weber 230kV line | Kasson Jct-Heinz 115 kV line | Kasson Jct-Heinz 115 kV line |  | 0 | 0 | 0 | 0 | 0 | 0 | 31.0685 | 201.2909 | 653.3714 | Bellota-Weber 230kV line | Kasson Jct-Heinz 115 kV line | Kasson Jct-Heinz 115 kV line |  | 5 | 1 | YES | 2 | 1 | 1 | NO | 1
PG&E GBA | Bellota | 230 | 0 | 0 | 0 | 0 | 0 | 0 | 0 | 0 | 0 | 0 | 0 | 0 | 0 | 0 | 0 | 0 | 0 | 0 | 0 | 0 | 0 | 0 | 0 | 0 | 0 | 0 | 0 | 0 | 0 | 0 | 0 | 0 | 0 | 0 | 0 | 0 | 0 | 0 | 0 | 0 | 0 | 0 | 0 | 0 | 0 | 1 | 0 | 0 | 0 | 0 | 0 | 0 | 0 | 0 | 0 | 0 | 0 | 0 | 0 | 1 | 1 | 0 | 0 | 0 | 0 | 0 | 0 | 0 | 0 | 0 | 0 | 0 | 0 | 0 | 0 | 0 | 0 | 0 | 0 | 0 | 0 | 0 | 0 | 0 | 0 | 0 | 0 | 0 | 0 | 0 | 0 | 0 | 0 | 0 | 0 | 0 | 0 | 0 |  | 0 | 0 | 0 | 0 | 0 | 0 | 0 | 0 | 0 | 0 | 0 | 0 | 0 | 0 | 0 | 0 | 0 | 0 | 0 | 0 | 0 | 0 | 0 | 0 | 0 | 0 | 0 | 0 | 310 | 1 | 1 | 0 | 0 | 0 | 0 | 0 | -428.9315 | 397.8459 | 3191.0022 | Bellota-Weber 230kV line | Bellota-Weber 230kV line | Bellota-Weber 230kV line |  | 0 | 0 | 0 | 0 | 0 | 0 | 31.0685 | 671.7 | 3191.0022 | Bellota-Weber 230kV line | Eight Mile-Tesla 230 kV line | Bellota-Weber 230kV line |  | 5 | 1 | YES | 2 | 1 | 1 | NO | 1
SCE Northern | Big Creek | 230 | 1 | 0 | 1 | 0 | 0 | 1 | 1 | 0 | 0 | 0 | 0 | 0 | 0 | 0 | 0 | 0 | 0 | 0 | 0 | 0 | 0 | 0 | 0 | 0 | 0 | 0 | 0 | 0 | 0 | 0 | 0 | 0 | 0 | 0 | 0 | 0 | 0 | 0 | 0 | 0 | 0 | 0 | 0 | 0 | 0 | 0 | 0 | 0 | 0 | 0 | 0 | 0 | 0 | 0 | 0 | 0 | 0 | 0 | 0 | 0 | 0 | 0 | 0 | 0 | 0 | 0 | 0 | 0 | 0 | 0 | 0 | 0 | 0 | 0 | 0 | 0 | 0 | 0 | 0 | 0 | 0 | 0 | 0 | 0 | 0 | 0 | 0 | 0 | 0 | 0 | 0 | 0 | 0 | 0 | 0 | 0 | 0 | 0 |  | 0 | 0 | 0 | 0 | 0 | 0 | 0 | 0 | 0 | 0 | 0 | 0 | 0 | 0 | 0 | 0 | 0 | 0 | 0 | 0 | 0 | 0 | 0 | 0 | 0 | 0 | 0 | 0 | 0 | 0 | 0 | 0 | 0 | 0 | 0 | 0 | 125.75 | 188.5 | 1669.14 | North of Magunden Constraint | North of Magunden Constraint | North of Magunden Constraint |  | 0 | 0 | 0 | 0 | 0 | 0 | 125.75 | 188.5 | 1669.14 | North of Magunden Constraint | North of Magunden Constraint | North of Magunden Constraint |  | 1 | 1 | NO | 1 | 1 | 1 | NO | 1
PG&E FRESNO | Biola | 70 | 0 | 0 | 0 | 0 | 0 | 0 | 0 | 0 | 0 | 0 | 0 | 0 | 0 | 0 | 0 | 0 | 0 | 0 | 0 | 0 | 0 | 0 | 0 | 0 | 0 | 0 | 0 | 0 | 0 | 0 | 0 | 0 | 0 | 0 | 0 | 0 | 0 | 0 | 0 | 0 | 0 | 0 | 0 | 0 | 0 | 0 | 0 | 0 | 0 | 0 | 0 | 0 | 0 | 0 | 0 | 0 | 0 | 0 | 0 | 0 | 0 | 0 | 0 | 0 | 0 | 0 | 0 | 0 | 0 | 0 | 0 | 0 | 0 | 0 | 0 | 0 | 0 | 0 | 0 | 1 | 0 | 1 | 1 | 1 | 0 | 1 | 0 | 1 | 0 | 0 | 0 | 0 | 1 | 0 | 0 | 0 | 0 | 1 |  | 0 | 0 | 0 | 0 | 0 | 0 | 0 | 0 | 0 | 0 | 0 | 0 | 0 | 0 | 0 | 0 | 0 | 0 | 0 | 0 | 0 | 0 | 0 | 0 | 0 | 0 | 0 | 0 | 0 | 0 | 1 | 0 | 1 | 0 | 0 | 0 | -617.4 | -294 | 245.4626 | Chowchilla-Le grand 115kV Line | Chowchilla-Le grand 115kV Line | Oro Loma-El Nido 115kV Line |  | 0 | 0 | 0 | 0 | 0 | 0 | 393.8 | 465.3 | 245.4626 | Oro Loma-El Nido 115kV Line | Oro Loma-El Nido 115kV Line | Oro Loma-El Nido 115kV Line |  | 5 | 1 | YES | 2 | 1 | 1 | NO | 1
PG&E GBA | Birds Landing | 230 | 0 | 0 | 0 | 0 | 0 | 0 | 0 | 0 | 0 | 0 | 0 | 0 | 0 | 0 | 0 | 0 | 0 | 0 | 0 | 0 | 0 | 0 | 0 | 0 | 0 | 0 | 0 | 0 | 0 | 0 | 0 | 0 | 0 | 0 | 0 | 0 | 0 | 0 | 0 | 1 | 0 | 0 | 0 | 0 | 0 | 0 | 0 | 0 | 0 | 0 | 0 | 0 | 0 | 1 | 1 | 1 | 0 | 0 | 1 | 1 | 0 | 0 | 0 | 0 | 0 | 1 | 1 | 0 | 0 | 0 | 0 | 0 | 0 | 0 | 0 | 0 | 0 | 0 | 0 | 0 | 0 | 0 | 0 | 0 | 0 | 0 | 0 | 0 | 0 | 0 | 0 | 0 | 0 | 0 | 0 | 0 | 0 | 0 |  | 0 | 0 | 0 | 0 | 0 | 0 | 0 | 0 | 0 | 0 | 0 | 0 | 0 | 0 | 0 | 0 | 0 | 234.8 | 107 | 0 | 0 | 0 | 0 | 0 | 0 | 0 | 0 | 0 | 0 | 1 | 2 | 0 | 1 | 0 | 0 | 0 | -763.325 | -136.609 | 1029.902 | Windmaster-Delta pumps 230 kV line | Windmaster-Delta pumps 230 kV line | Birds Landing-Contra Costa 230kV Line |  | 0 | 0 | 0 | 0 | 0 | 0 | 401.875 | 742.923 | 1029.902 | Contra Costa- Windmaster 230 kV line | Contra Costa- Windmaster 230 kV line | Birds Landing-Contra Costa 230kV Line |  | 5 | 1 | YES | 2 | 1 | 1 | NO | 1
SCE Northern | Bliss | 66 | 1 | 0 | 1 | 0 | 0 | 1 | 1 | 0 | 0 | 0 | 0 | 0 | 0 | 0 | 0 | 0 | 0 | 0 | 0 | 0 | 0 | 0 | 0 | 0 | 0 | 0 | 0 | 0 | 0 | 0 | 0 | 0 | 0 | 0 | 0 | 0 | 0 | 0 | 0 | 0 | 0 | 0 | 0 | 0 | 0 | 0 | 0 | 0 | 0 | 0 | 0 | 0 | 0 | 0 | 0 | 0 | 0 | 0 | 0 | 0 | 0 | 0 | 0 | 0 | 0 | 0 | 0 | 0 | 0 | 0 | 0 | 0 | 0 | 0 | 0 | 0 | 0 | 0 | 0 | 0 | 0 | 0 | 0 | 0 | 0 | 0 | 0 | 0 | 0 | 0 | 0 | 0 | 0 | 0 | 0 | 0 | 0 | 0 |  | 0 | 0 | 0 | 0 | 0 | 0 | 0 | 0 | 0 | 0 | 0 | 0 | 0 | 0 | 0 | 0 | 0 | 0 | 0 | 0 | 0 | 0 | 0 | 0 | 0 | 0 | 0 | 0 | 0 | 0 | 0 | 0 | 0 | 0 | 0 | 0 | 125.75 | 188.5 | 1669.14 | North of Magunden Constraint | North of Magunden Constraint | North of Magunden Constraint |  | 0 | 0 | 0 | 0 | 0 | 0 | 125.75 | 188.5 | 1669.14 | North of Magunden Constraint | North of Magunden Constraint | North of Magunden Constraint |  | 1 | 1 | NO | 1 | 1 | 1 | NO | 1
SCE Eastern | Blythe | 161 | 0 | 0 | 0 | 0 | 0 | 0 | 0 | 0 | 0 | 0 | 0 | 0 | 0 | 0 | 0 | 0 | 0 | 0 | 1 | 0 | 0 | 0 | 0 | 0 | 0 | 0 | 0 | 0 | 0 | 0 | 0 | 1 | 1 | 0 | 0 | 0 | 0 | 0 | 0 | 0 | 0 | 0 | 0 | 0 | 0 | 0 | 0 | 0 | 0 | 0 | 0 | 0 | 0 | 0 | 0 | 0 | 0 | 0 | 0 | 0 | 0 | 0 | 0 | 0 | 0 | 0 | 0 | 0 | 0 | 0 | 0 | 0 | 0 | 0 | 0 | 0 | 0 | 0 | 0 | 0 | 0 | 0 | 0 | 0 | 0 | 0 | 0 | 0 | 0 | 0 | 0 | 0 | 0 | 0 | 0 | 0 | 0 | 2 |  | 0 | 0 | 0 | 0 | 0 | 0 | 0 | 0 | 0 | 0 | 0 | 0 | 0 | 0 | 0 | 0 | 0 | 0 | 0 | 0 | 0 | 0 | 0 | 0 | 0 | 160 | 160 | 0 | 0 | 1 | 1 | 0 | 1 | 0 | 0 | 1 | -935 | -730 | -23.3 | Eagle Mountain Constraint | Eagle Mountain Constraint | Eagle Mountain Constraint |  | 1 | 1 | 0 | 1 | 0 | 1 | -335 | -130 | -23.3 | Eagle Mountain Constraint | Eagle Mountain Constraint | Eagle Mountain Constraint |  | 5 | 5 | NO | 5 | 3 | 3 | NO | 3
PG&E NGBA | Bogue | 115 | 0 | 0 | 0 | 0 | 0 | 0 | 0 | 0 | 0 | 0 | 0 | 0 | 0 | 0 | 0 | 0 | 0 | 0 | 0 | 0 | 0 | 0 | 0 | 0 | 0 | 0 | 0 | 0 | 0 | 0 | 0 | 0 | 0 | 0 | 0 | 0 | 0 | 0 | 0 | 1 | 0 | 0 | 0 | 0 | 1 | 1 | 1 | 1 | 0 | 0 | 0 | 0 | 0 | 0 | 0 | 0 | 0 | 0 | 0 | 1 | 1 | 0 | 0 | 0 | 0 | 0 | 0 | 0 | 0 | 0 | 0 | 0 | 0 | 0 | 0 | 0 | 0 | 0 | 0 | 0 | 0 | 0 | 0 | 0 | 0 | 0 | 0 | 0 | 0 | 0 | 0 | 0 | 0 | 0 | 0 | 0 | 0 | 0 |  | 0 | 0 | 0 | 0 | 0 | 0 | 0 | 0 | 0 | 0 | 0 | 0 | 0 | 0 | 0 | 0 | 0 | 0 | 0 | 0 | 0 | 0 | 0 | 0 | 0 | 0 | 0 | 0 | 0 | 0 | 1 | 0 | 0 | 0 | 0 | 0 | -428.9315 | 41.5 | 79.4556 | Bellota-Weber 230kV line | Rocklin-Pleaseant grove 115kV line | Rocklin-Pleaseant grove 115kV line |  | 0 | 0 | 0 | 0 | 0 | 0 | 31.0685 | 41.5 | 79.4556 | Bellota-Weber 230kV line | Rocklin-Pleaseant grove 115kV line | Rocklin-Pleaseant grove 115kV line |  | 5 | 1 | YES | 2 | 1 | 1 | NO | 1
PG&E FRESNO | Borden | 230 | 0 | 0 | 0 | 0 | 0 | 0 | 0 | 0 | 0 | 0 | 0 | 0 | 0 | 0 | 0 | 0 | 0 | 0 | 0 | 0 | 0 | 0 | 0 | 0 | 0 | 0 | 0 | 0 | 0 | 0 | 0 | 0 | 0 | 0 | 0 | 0 | 0 | 0 | 0 | 0 | 0 | 0 | 0 | 0 | 0 | 1 | 0 | 0 | 0 | 0 | 0 | 0 | 0 | 0 | 0 | 0 | 0 | 0 | 0 | 0 | 0 | 0 | 0 | 0 | 0 | 0 | 0 | 0 | 0 | 0 | 0 | 0 | 0 | 0 | 0 | 0 | 0 | 0 | 1 | 1 | 0 | 1 | 1 | 1 | 1 | 1 | 0 | 1 | 1 | 1 | 0 | 0 | 1 | 0 | 1 | 0 | 0 | 2 |  | 0 | 0 | 0 | 0 | 0 | 0 | 0 | 0 | 0 | 0 | 0 | 0 | 0 | 0 | 0 | 0 | 0 | 0 | 0 | 0 | 0 | 0 | 0 | 0 | 0 | 0 | 0 | 0 | 0 | 0 | 3 | 0 | 2 | 0 | 0 | 0 | -1070.2 | -530.5 | 245.4626 | Borden-Storey #1 230kV line | Borden-Storey #1 230kV line | Oro Loma-El Nido 115kV Line |  | 0 | 0 | 0 | 0 | 0 | 0 | 31.0685 | 465.3 | 245.4626 | Bellota-Weber 230kV line | Oro Loma-El Nido 115kV Line | Oro Loma-El Nido 115kV Line |  | 5 | 1 | YES | 2 | 1 | 1 | NO | 1
PG&E FRESNO | Borden | 70 | 0 | 0 | 0 | 0 | 0 | 0 | 0 | 0 | 0 | 0 | 0 | 0 | 0 | 0 | 0 | 0 | 0 | 0 | 0 | 0 | 0 | 0 | 0 | 0 | 0 | 0 | 0 | 0 | 0 | 0 | 0 | 0 | 0 | 0 | 0 | 0 | 0 | 0 | 0 | 0 | 0 | 0 | 0 | 0 | 0 | 1 | 0 | 0 | 0 | 0 | 0 | 0 | 0 | 0 | 0 | 0 | 0 | 0 | 0 | 0 | 0 | 0 | 0 | 0 | 0 | 0 | 0 | 0 | 0 | 0 | 0 | 0 | 0 | 0 | 0 | 0 | 0 | 0 | 1 | 0 | 0 | 1 | 1 | 1 | 1 | 1 | 0 | 1 | 1 | 1 | 0 | 0 | 1 | 0 | 1 | 0 | 0 | 2 |  | 0 | 0 | 0 | 0 | 0 | 0 | 0 | 0 | 0 | 0 | 0 | 0 | 0 | 0 | 0 | 0 | 0 | 0 | 0 | 0 | 0 | 0 | 0 | 4.5 | 0 | 0 | 0 | 0 | 0 | 1 | 3 | 0 | 2 | 0 | 0 | 0 | -1070.2 | -530.5 | 245.4626 | Borden-Storey #1 230kV line | Borden-Storey #1 230kV line | Oro Loma-El Nido 115kV Line |  | 0 | 0 | 0 | 0 | 0 | 0 | 31.0685 | 465.3 | 245.4626 | Bellota-Weber 230kV line | Oro Loma-El Nido 115kV Line | Oro Loma-El Nido 115kV Line |  | 5 | 1 | YES | 2 | 1 | 1 | NO | 1
SDGE | Boulevard East | 138 | 0 | 0 | 0 | 0 | 0 | 0 | 0 | 0 | 0 | 0 | 0 | 0 | 0 | 0 | 0 | 0 | 0 | 0 | 0 | 0 | 0 | 0 | 0 | 0 | 0 | 0 | 0 | 0 | 0 | 0 | 1 | 0 | 1 | 0 | 0 | 1 | 1 | 0 | 0 | 0 | 0 | 0 | 0 | 0 | 0 | 0 | 0 | 0 | 0 | 0 | 0 | 0 | 0 | 0 | 0 | 0 | 0 | 0 | 0 | 0 | 0 | 0 | 0 | 0 | 0 | 0 | 0 | 0 | 0 | 0 | 0 | 0 | 0 | 0 | 0 | 0 | 0 | 0 | 0 | 0 | 0 | 0 | 0 | 0 | 0 | 0 | 0 | 0 | 0 | 0 | 0 | 0 | 0 | 0 | 0 | 0 | 0 | 4 |  | 0 | 0 | 0 | 0 | 0 | 0 | 0 | 0 | 0 | 0 | 0 | 0 | 0 | 0 | 0 | 0 | 0 | 60 | 3.3 | 0 | 0 | 0 | 0 | 0 | 0 | 0 | 0 | 0 | 0 | 1 | 0 | 0 | 0 | 0 | 0 | 0 | 996.76 | 1777.97 | 2217.6044 | San Luis Rey-San Onofre 230 kV line constraint | Silvergate-Old Town 230 kV constraint | Silvergate-Old Town 230 kV constraint |  | 0 | 0 | 0 | 0 | 0 | 0 | 996.76 | 1777.97 | 2217.6044 | San Luis Rey-San Onofre 230 kV line constraint | Silvergate-Old Town 230 kV constraint | Silvergate-Old Town 230 kV constraint |  | 1 | 1 | NO | 1 | 1 | 1 | NO | 1
SDGE | Boulevard East | 69 | 0 | 0 | 0 | 0 | 0 | 0 | 0 | 0 | 0 | 0 | 0 | 0 | 0 | 0 | 0 | 0 | 0 | 0 | 0 | 0 | 0 | 0 | 0 | 0 | 0 | 0 | 0 | 0 | 0 | 0 | 1 | 0 | 1 | 0 | 0 | 1 | 1 | 0 | 0 | 0 | 0 | 0 | 0 | 0 | 0 | 0 | 0 | 0 | 0 | 0 | 0 | 0 | 0 | 0 | 0 | 0 | 0 | 0 | 0 | 0 | 0 | 0 | 0 | 0 | 0 | 0 | 0 | 0 | 0 | 0 | 0 | 0 | 0 | 0 | 0 | 0 | 0 | 0 | 0 | 0 | 0 | 0 | 0 | 0 | 0 | 0 | 0 | 0 | 0 | 0 | 0 | 0 | 0 | 0 | 0 | 0 | 0 | 4 |  | 0 | 0 | 0 | 0 | 0 | 0 | 0 | 0 | 0 | 0 | 0 | 0 | 0 | 0 | 0 | 0 | 0 | 0 | 0 | 0 | 0 | 0 | 0 | 0 | 20 | 40 | 27.15 | 0 | 0 | 1 | 0 | 0 | 0 | 0 | 0 | 0 | 996.76 | 1777.97 | 2217.6044 | San Luis Rey-San Onofre 230 kV line constraint | Silvergate-Old Town 230 kV constraint | Silvergate-Old Town 230 kV constraint |  | 0 | 0 | 0 | 0 | 0 | 0 | 996.76 | 1777.97 | 2217.6044 | San Luis Rey-San Onofre 230 kV line constraint | Silvergate-Old Town 230 kV constraint | Silvergate-Old Town 230 kV constraint |  | 1 | 1 | NO | 1 | 1 | 1 | NO | 1
PG&E GBA | Brentwood | 230 | 0 | 0 | 0 | 0 | 0 | 0 | 0 | 0 | 0 | 0 | 0 | 0 | 0 | 0 | 0 | 0 | 0 | 0 | 0 | 0 | 0 | 0 | 0 | 0 | 0 | 0 | 0 | 0 | 0 | 0 | 0 | 0 | 0 | 0 | 0 | 0 | 0 | 0 | 0 | 1 | 0 | 0 | 0 | 0 | 0 | 0 | 0 | 0 | 0 | 0 | 0 | 0 | 0 | 1 | 1 | 1 | 0 | 0 | 1 | 1 | 0 | 0 | 0 | 0 | 0 | 1 | 0 | 0 | 0 | 0 | 0 | 0 | 0 | 0 | 0 | 0 | 0 | 0 | 0 | 0 | 0 | 0 | 0 | 0 | 0 | 0 | 0 | 0 | 0 | 0 | 0 | 0 | 0 | 0 | 0 | 0 | 0 | 0 |  | 0 | 0 | 0 | 0 | 0 | 0 | 0 | 0 | 0 | 0 | 0 | 0 | 0 | 0 | 0 | 0 | 0 | 0 | 0 | 0 | 0 | 0 | 0 | 0 | 0 | 0 | 0 | 0 | 0 | 0 | 1 | 0 | 1 | 0 | 0 | 0 | -763.325 | -136.609 | 3610.786 | Windmaster-Delta pumps 230 kV line | Windmaster-Delta pumps 230 kV line | Contra Costa- Windmaster 230 kV line |  | 0 | 0 | 0 | 0 | 0 | 0 | 401.875 | 742.923 | 3610.786 | Contra Costa- Windmaster 230 kV line | Contra Costa- Windmaster 230 kV line | Contra Costa- Windmaster 230 kV line |  | 5 | 1 | YES | 2 | 1 | 1 | NO | 1
PG&E NGBA | Bridgeville | 115 | 0 | 0 | 0 | 0 | 0 | 0 | 0 | 0 | 0 | 0 | 0 | 0 | 0 | 0 | 0 | 0 | 0 | 0 | 0 | 0 | 0 | 0 | 0 | 0 | 0 | 0 | 0 | 0 | 0 | 0 | 0 | 0 | 0 | 0 | 0 | 0 | 0 | 0 | 0 | 1 | 0 | 0 | 0 | 0 | 0 | 0 | 0 | 0 | 0 | 0 | 0 | 0 | 0 | 0 | 0 | 0 | 0 | 0 | 0 | 0 | 0 | 0 | 0 | 0 | 0 | 0 | 0 | 0 | 0 | 0 | 0 | 0 | 0 | 0 | 0 | 0 | 0 | 0 | 0 | 0 | 0 | 0 | 0 | 0 | 0 | 0 | 0 | 0 | 0 | 0 | 0 | 0 | 0 | 0 | 0 | 0 | 0 | 0 |  | 0 | 0 | 0 | 0 | 0 | 0 | 0 | 0 | 0 | 0 | 0 | 0 | 0 | 0 | 0 | 0 | 8 | 0 | 0 | 0 | 0 | 0 | 0 | 0 | 0 | 0 | 0 | 0 | 0 | 1 | 0 | 0 | 0 | 0 | 0 | 0 | 804.745 | 2035.936 | 6892.2328 | Collinsville-Tesla 500 kV Line | Collinsville-Tesla 500 kV Line | Collinsville-Tesla 500 kV Line |  | 0 | 0 | 0 | 0 | 0 | 0 | 804.745 | 2035.936 | 6892.2328 | Collinsville-Tesla 500 kV Line | Collinsville-Tesla 500 kV Line | Collinsville-Tesla 500 kV Line |  | 1 | 1 | NO | 1 | 1 | 1 | NO | 1
PG&E NGBA | Brighton | 115 | 0 | 0 | 0 | 0 | 0 | 0 | 0 | 0 | 0 | 0 | 0 | 0 | 0 | 0 | 0 | 0 | 0 | 0 | 0 | 0 | 0 | 0 | 0 | 0 | 0 | 0 | 0 | 0 | 0 | 0 | 0 | 0 | 0 | 0 | 0 | 0 | 0 | 0 | 0 | 1 | 0 | 0 | 0 | 0 | 0 | 1 | 0 | 1 | 0 | 0 | 0 | 0 | 0 | 0 | 0 | 0 | 0 | 0 | 0 | 1 | 1 | 0 | 0 | 0 | 0 | 0 | 0 | 0 | 0 | 0 | 0 | 0 | 0 | 0 | 0 | 0 | 0 | 0 | 0 | 0 | 0 | 0 | 0 | 0 | 0 | 1 | 0 | 0 | 0 | 0 | 0 | 0 | 0 | 0 | 0 | 0 | 0 | 1 |  | 0 | 0 | 0 | 0 | 0 | 0 | 0 | 0 | 0 | 0 | 0 | 0 | 0 | 0 | 0 | 0 | 0 | 0 | 0 | 0 | 0 | 0 | 0 | 0 | 0 | 0 | 0 | 0 | 0 | 0 | 1 | 0 | 0 | 0 | 0 | 0 | -428.9315 | 397.8459 | 967.1636 | Bellota-Weber 230kV line | Bellota-Weber 230kV line | Rio Oso-Lockeford 230kV line |  | 0 | 0 | 0 | 0 | 0 | 0 | 31.0685 | 671.7 | 967.1636 | Bellota-Weber 230kV line | Eight Mile-Tesla 230 kV line | Rio Oso-Lockeford 230kV line |  | 5 | 1 | YES | 2 | 1 | 1 | NO | 1
PG&E NGBA | Brighton | 230 | 0 | 0 | 0 | 0 | 0 | 0 | 0 | 0 | 0 | 0 | 0 | 0 | 0 | 0 | 0 | 0 | 0 | 0 | 0 | 0 | 0 | 0 | 0 | 0 | 0 | 0 | 0 | 0 | 0 | 0 | 0 | 0 | 0 | 0 | 0 | 0 | 0 | 0 | 0 | 1 | 0 | 0 | 0 | 0 | 0 | 1 | 0 | 1 | 0 | 0 | 0 | 0 | 0 | 0 | 0 | 0 | 0 | 0 | 0 | 1 | 1 | 0 | 0 | 0 | 0 | 0 | 0 | 0 | 0 | 0 | 0 | 0 | 0 | 0 | 0 | 0 | 0 | 0 | 0 | 0 | 0 | 0 | 0 | 0 | 0 | 1 | 0 | 0 | 0 | 0 | 0 | 0 | 0 | 0 | 0 | 0 | 0 | 1 |  | 0 | 0 | 0 | 0 | 0 | 0 | 0 | 0 | 0 | 0 | 0 | 0 | 0 | 0 | 0 | 0 | 0 | 0 | 0 | 0 | 0 | 0 | 0 | 0 | 0 | 0 | 0 | 0 | 0 | 0 | 1 | 0 | 0 | 0 | 0 | 0 | -428.9315 | 397.8459 | 967.1636 | Bellota-Weber 230kV line | Bellota-Weber 230kV line | Rio Oso-Lockeford 230kV line |  | 0 | 0 | 0 | 0 | 0 | 0 | 31.0685 | 671.7 | 967.1636 | Bellota-Weber 230kV line | Eight Mile-Tesla 230 kV line | Rio Oso-Lockeford 230kV line |  | 5 | 1 | YES | 2 | 1 | 1 | NO | 1
PG&E NGBA | Brunswick | 115 | 0 | 0 | 0 | 0 | 0 | 0 | 0 | 0 | 0 | 0 | 0 | 0 | 0 | 0 | 0 | 0 | 0 | 0 | 0 | 0 | 0 | 0 | 0 | 0 | 0 | 0 | 0 | 0 | 0 | 0 | 0 | 0 | 0 | 0 | 0 | 0 | 0 | 0 | 0 | 1 | 0 | 0 | 1 | 0 | 0 | 1 | 1 | 1 | 0 | 0 | 0 | 0 | 0 | 0 | 0 | 0 | 0 | 0 | 0 | 1 | 1 | 0 | 0 | 0 | 0 | 0 | 0 | 0 | 0 | 0 | 0 | 0 | 0 | 0 | 0 | 0 | 0 | 0 | 0 | 0 | 0 | 0 | 0 | 0 | 0 | 0 | 0 | 0 | 0 | 0 | 0 | 0 | 0 | 0 | 0 | 0 | 0 | 0 |  | 0 | 0 | 0 | 0 | 0 | 0 | 0 | 0 | 0 | 0 | 0 | 0 | 0 | 0 | 0 | 0 | 0 | 0 | 0 | 0 | 0 | 0 | 0 | 1.9 | 0 | 0 | 0 | 0 | 0 | 1 | 1 | 0 | 0 | 0 | 0 | 0 | -428.9315 | 297 | 329.548 | Bellota-Weber 230kV line | Bell-Placer 115kV Line | Bell-Placer 115kV Line |  | 0 | 0 | 0 | 0 | 0 | 0 | 31.0685 | 297 | 329.548 | Bellota-Weber 230kV line | Bell-Placer 115kV Line | Bell-Placer 115kV Line |  | 5 | 1 | YES | 2 | 1 | 1 | NO | 1
PG&E NGBA | Bucks Creek | 230 | 0 | 0 | 0 | 0 | 0 | 0 | 0 | 0 | 0 | 0 | 0 | 0 | 0 | 0 | 0 | 0 | 0 | 0 | 0 | 0 | 0 | 0 | 0 | 0 | 0 | 0 | 0 | 0 | 0 | 0 | 0 | 0 | 0 | 0 | 0 | 0 | 0 | 0 | 0 | 1 | 1 | 0 | 1 | 0 | 1 | 1 | 1 | 1 | 0 | 0 | 0 | 0 | 0 | 0 | 0 | 0 | 0 | 0 | 1 | 1 | 1 | 0 | 0 | 0 | 0 | 0 | 0 | 0 | 0 | 0 | 0 | 0 | 0 | 0 | 0 | 0 | 0 | 0 | 0 | 0 | 0 | 0 | 0 | 0 | 0 | 0 | 0 | 0 | 0 | 0 | 0 | 0 | 0 | 0 | 0 | 0 | 0 | 0 |  | 0 | 0 | 0 | 0 | 0 | 0 | 0 | 0 | 0 | 0 | 0 | 0 | 0 | 0 | 0 | 0 | 0 | 0 | 0 | 0 | 0 | 0 | 0 | 0 | 0 | 0 | 0 | 0 | 0 | 0 | 1 | 0 | 0 | 0 | 0 | 0 | -428.9315 | 41.5 | 32.84 | Bellota-Weber 230kV line | Rocklin-Pleaseant grove 115kV line | Woodland- Davis 115kV line |  | 0 | 0 | 0 | 0 | 0 | 0 | 31.0685 | 41.5 | 32.84 | Bellota-Weber 230kV line | Rocklin-Pleaseant grove 115kV line | Woodland- Davis 115kV line |  | 5 | 1 | YES | 2 | 1 | 1 | NO | 1
PG&E KERN | Buena Vista | 230 | 0 | 0 | 0 | 0 | 0 | 0 | 0 | 0 | 0 | 0 | 0 | 0 | 0 | 0 | 0 | 0 | 0 | 0 | 0 | 0 | 0 | 0 | 0 | 0 | 0 | 0 | 0 | 0 | 0 | 0 | 0 | 0 | 0 | 0 | 0 | 0 | 0 | 0 | 0 | 0 | 0 | 0 | 0 | 0 | 0 | 0 | 0 | 0 | 0 | 0 | 0 | 0 | 0 | 0 | 0 | 0 | 0 | 0 | 0 | 0 | 0 | 0 | 0 | 0 | 0 | 0 | 0 | 0 | 0 | 0 | 0 | 0 | 0 | 0 | 0 | 0 | 0 | 0 | 1 | 1 | 0 | 0 | 0 | 0 | 0 | 0 | 0 | 0 | 0 | 0 | 0 | 0 | 0 | 0 | 1 | 0 | 0 | 0 |  | 0 | 0 | 0 | 0 | 0 | 0 | 0 | 0 | 0 | 0 | 0 | 0 | 0 | 0 | 0 | 0 | 0 | 0 | 0 | 0 | 0 | 0 | 0 | 0 | 0 | 0 | 0 | 0 | 0 | 0 | 0 | 0 | 0 | 0 | 0 | 0 | 887.485 | 2328.1697 | 1602.5731 | Mustang-Henrietta 230 kV line | Mustang-Henrietta 230 kV line | Mustang-Henrietta 230 kV line |  | 0 | 0 | 0 | 0 | 0 | 0 | 887.485 | 2328.1697 | 1602.5731 | Mustang-Henrietta 230 kV line | Mustang-Henrietta 230 kV line | Mustang-Henrietta 230 kV line |  | 1 | 1 | NO | 1 | 1 | 1 | NO | 1
PG&E FRESNO | Bullard | 115 | 0 | 0 | 0 | 0 | 0 | 0 | 0 | 0 | 0 | 0 | 0 | 0 | 0 | 0 | 0 | 0 | 0 | 0 | 0 | 0 | 0 | 0 | 0 | 0 | 0 | 0 | 0 | 0 | 0 | 0 | 0 | 0 | 0 | 0 | 0 | 0 | 0 | 0 | 0 | 0 | 0 | 0 | 0 | 0 | 0 | 1 | 0 | 0 | 0 | 0 | 0 | 0 | 0 | 0 | 0 | 0 | 0 | 0 | 0 | 0 | 0 | 0 | 0 | 0 | 0 | 0 | 0 | 0 | 0 | 0 | 0 | 0 | 0 | 0 | 0 | 0 | 0 | 0 | 1 | 0 | 0 | 1 | 1 | 1 | 1 | 1 | 0 | 1 | 1 | 1 | 0 | 0 | 1 | 0 | 1 | 0 | 0 | 2 |  | 0 | 0 | 0 | 0 | 0 | 0 | 0 | 0 | 0 | 0 | 0 | 0 | 0 | 0 | 0 | 0 | 0 | 0 | 0 | 0 | 0 | 0 | 0 | 0 | 0 | 0 | 0 | 0 | 0 | 0 | 3 | 0 | 2 | 0 | 0 | 0 | -1070.2 | -530.5 | 245.4626 | Borden-Storey #1 230kV line | Borden-Storey #1 230kV line | Oro Loma-El Nido 115kV Line |  | 0 | 0 | 0 | 0 | 0 | 0 | 31.0685 | 465.3 | 245.4626 | Bellota-Weber 230kV line | Oro Loma-El Nido 115kV Line | Oro Loma-El Nido 115kV Line |  | 5 | 1 | YES | 2 | 1 | 1 | NO | 1
PG&E GBA | Burlingame | 115 | 0 | 0 | 0 | 0 | 0 | 0 | 0 | 0 | 0 | 0 | 0 | 0 | 0 | 0 | 0 | 0 | 0 | 0 | 0 | 0 | 0 | 0 | 0 | 0 | 0 | 0 | 0 | 0 | 0 | 0 | 0 | 0 | 0 | 0 | 0 | 0 | 0 | 0 | 0 | 1 | 0 | 0 | 0 | 0 | 0 | 0 | 0 | 0 | 0 | 0 | 0 | 0 | 1 | 0 | 0 | 0 | 0 | 0 | 0 | 0 | 0 | 0 | 0 | 0 | 0 | 0 | 0 | 0 | 0 | 0 | 0 | 0 | 0 | 0 | 0 | 0 | 0 | 0 | 0 | 0 | 0 | 0 | 0 | 0 | 0 | 0 | 0 | 0 | 0 | 0 | 0 | 0 | 0 | 0 | 0 | 0 | 0 | 1 |  | 0 | 0 | 0 | 0 | 0 | 0 | 0 | 0 | 0 | 0 | 0 | 0 | 0 | 0 | 0 | 0 | 0 | 0 | 0 | 0 | 0 | 0 | 0 | 0 | 0 | 0 | 0 | 0 | 0 | 0 | 0 | 0 | 0 | 0 | 0 | 0 | 804.745 | 2035.936 | 5151.188 | Collinsville-Tesla 500 kV Line | Collinsville-Tesla 500 kV Line | Sobrante-Moraga 230 kV line |  | 0 | 0 | 0 | 0 | 0 | 0 | 804.745 | 2035.936 | 5151.188 | Collinsville-Tesla 500 kV Line | Collinsville-Tesla 500 kV Line | Sobrante-Moraga 230 kV line |  | 1 | 1 | NO | 1 | 1 | 1 | NO | 1
PG&E NGBA | Burney Forest | 230 | 0 | 0 | 0 | 0 | 0 | 0 | 0 | 0 | 0 | 0 | 0 | 0 | 0 | 0 | 0 | 0 | 0 | 0 | 0 | 0 | 0 | 0 | 0 | 0 | 0 | 0 | 0 | 0 | 0 | 0 | 0 | 0 | 0 | 0 | 0 | 0 | 0 | 0 | 0 | 1 | 0 | 0 | 0 | 1 | 0 | 0 | 0 | 0 | 0 | 0 | 0 | 0 | 0 | 0 | 0 | 0 | 0 | 0 | 0 | 0 | 0 | 0 | 0 | 0 | 0 | 0 | 0 | 0 | 0 | 0 | 0 | 0 | 0 | 0 | 0 | 0 | 0 | 0 | 0 | 0 | 0 | 0 | 0 | 0 | 0 | 0 | 0 | 0 | 0 | 0 | 0 | 0 | 0 | 0 | 0 | 0 | 0 | 0 |  | 0 | 2.88 | 0 | 0 | 0 | 0 | 0 | 0 | 0 | 0 | 0 | 0 | 0 | 0 | 1 | 0 | 13.88 | 0 | 0 | 0 | 0 | 0 | 0 | 0 | 0 | 0 | 0 | 0 | 0 | 1 | 1 | 0 | 1 | 0 | 0 | 1 | -102.48 | -40.48 | -114.78 | Carberry-Round Mountain 230kV Line | Carberry-Round Mountain 230kV Line | Carberry-Round Mountain 230kV Line |  | 1 | 1 | 0 | 1 | 0 | 1 | -76.48 | -14.48 | -89.78 | Carberry-Round Mountain 230kV Line | Carberry-Round Mountain 230kV Line | Carberry-Round Mountain 230kV Line |  | 5 | 5 | NO | 5 | 3 | 3 | NO | 3
PG&E NGBA | Butte | 115 | 0 | 0 | 0 | 0 | 0 | 0 | 0 | 0 | 0 | 0 | 0 | 0 | 0 | 0 | 0 | 0 | 0 | 0 | 0 | 0 | 0 | 0 | 0 | 0 | 0 | 0 | 0 | 0 | 0 | 0 | 0 | 0 | 0 | 0 | 0 | 0 | 0 | 0 | 0 | 1 | 0 | 0 | 0 | 0 | 0 | 0 | 0 | 0 | 0 | 0 | 0 | 0 | 0 | 0 | 0 | 0 | 0 | 0 | 0 | 0 | 0 | 0 | 0 | 0 | 0 | 0 | 0 | 0 | 0 | 0 | 0 | 0 | 0 | 0 | 0 | 0 | 0 | 0 | 0 | 0 | 0 | 0 | 0 | 0 | 0 | 0 | 0 | 0 | 0 | 0 | 0 | 0 | 0 | 0 | 0 | 0 | 0 | 0 |  | 0 | 0 | 0 | 0 | 0 | 0 | 0 | 0 | 0 | 0 | 0 | 0 | 0 | 0 | 0 | 0 | 0 | 0 | 0 | 0 | 0 | 0 | 0 | 0 | 0 | 0 | 0 | 0 | 0 | 0 | 0 | 0 | 0 | 0 | 0 | 0 | 804.745 | 2035.936 | 6892.2328 | Collinsville-Tesla 500 kV Line | Collinsville-Tesla 500 kV Line | Collinsville-Tesla 500 kV Line |  | 0 | 0 | 0 | 0 | 0 | 0 | 804.745 | 2035.936 | 6892.2328 | Collinsville-Tesla 500 kV Line | Collinsville-Tesla 500 kV Line | Collinsville-Tesla 500 kV Line |  | 1 | 1 | NO | 1 | 1 | 1 | NO | 1
PG&E KERN | Cabrillo | 115 | 0 | 0 | 0 | 0 | 0 | 0 | 0 | 0 | 0 | 0 | 0 | 0 | 0 | 0 | 0 | 0 | 0 | 0 | 0 | 0 | 0 | 0 | 0 | 0 | 0 | 0 | 0 | 0 | 0 | 0 | 0 | 0 | 0 | 0 | 0 | 0 | 0 | 0 | 0 | 0 | 0 | 0 | 0 | 0 | 0 | 0 | 0 | 0 | 0 | 0 | 0 | 0 | 0 | 0 | 0 | 0 | 0 | 0 | 0 | 0 | 0 | 0 | 0 | 0 | 0 | 0 | 0 | 1 | 1 | 0 | 0 | 0 | 0 | 0 | 0 | 0 | 0 | 0 | 0 | 1 | 0 | 0 | 0 | 0 | 0 | 1 | 0 | 0 | 0 | 0 | 0 | 0 | 0 | 0 | 0 | 1 | 0 | 1 |  | 0 | 0 | 0 | 0 | 0 | 0 | 0 | 0 | 0 | 0 | 0 | 0 | 0 | 0 | 0 | 0 | 0 | 0 | 0 | 0 | 0 | 0 | 0 | 0 | 0 | 0 | 0 | 0 | 0 | 0 | 0 | 0 | 0 | 0 | 0 | 0 | 334.015 | 243.8117 | 587.675 | Cal Flat-Gates 230 kV line | Cal Flat-Gates 230 kV line | Cal Flat-Gates 230 kV line |  | 0 | 0 | 0 | 0 | 0 | 0 | 334.015 | 243.8117 | 587.675 | Cal Flat-Gates 230 kV line | Cal Flat-Gates 230 kV line | Cal Flat-Gates 230 kV line |  | 1 | 1 | NO | 1 | 1 | 1 | NO | 1
PG&E FRESNO | Cal Flats | 230 | 0 | 0 | 0 | 0 | 0 | 0 | 0 | 0 | 0 | 0 | 0 | 0 | 0 | 0 | 0 | 0 | 0 | 0 | 0 | 0 | 0 | 0 | 0 | 0 | 0 | 0 | 0 | 0 | 0 | 0 | 0 | 0 | 0 | 0 | 0 | 0 | 0 | 0 | 0 | 0 | 0 | 0 | 0 | 0 | 0 | 0 | 0 | 0 | 0 | 0 | 0 | 0 | 0 | 0 | 0 | 0 | 0 | 0 | 0 | 0 | 0 | 0 | 0 | 0 | 0 | 0 | 0 | 1 | 0 | 0 | 0 | 0 | 0 | 0 | 0 | 0 | 0 | 0 | 1 | 1 | 1 | 0 | 0 | 0 | 0 | 0 | 0 | 0 | 0 | 0 | 0 | 0 | 0 | 0 | 1 | 1 | 0 | 0 |  | 0 | 0 | 0 | 0 | 0 | 0 | 0 | 0 | 0 | 0 | 0 | 0 | 0 | 0 | 0 | 0 | 0 | 0 | 0 | 0 | 0 | 0 | 0 | 0 | 0 | 0 | 0 | 0 | 0 | 0 | 0 | 0 | 0 | 0 | 0 | 0 | 300.67 | 243.8117 | 267.1415 | Gates 230/70kV TB #5 | Cal Flat-Gates 230 kV line | Gates 230/70kV TB #5 |  | 0 | 0 | 0 | 0 | 0 | 0 | 300.67 | 243.8117 | 267.1415 | Gates 230/70kV TB #5 | Cal Flat-Gates 230 kV line | Gates 230/70kV TB #5 |  | 1 | 1 | NO | 1 | 1 | 1 | NO | 1
SCE NOL | Calcite | 230 | 0 | 0 | 0 | 0 | 0 | 0 | 0 | 0 | 0 | 0 | 0 | 0 | 0 | 1 | 1 | 0 | 0 | 0 | 0 | 0 | 0 | 0 | 0 | 0 | 0 | 0 | 0 | 0 | 0 | 0 | 0 | 0 | 0 | 0 | 0 | 0 | 0 | 0 | 0 | 0 | 0 | 0 | 0 | 0 | 0 | 0 | 0 | 0 | 0 | 0 | 0 | 0 | 0 | 0 | 0 | 0 | 0 | 0 | 0 | 0 | 0 | 0 | 0 | 0 | 0 | 0 | 0 | 0 | 0 | 0 | 0 | 0 | 0 | 0 | 0 | 0 | 0 | 0 | 0 | 0 | 0 | 0 | 0 | 0 | 0 | 0 | 0 | 0 | 0 | 0 | 0 | 0 | 0 | 0 | 0 | 0 | 0 | 1 |  | 0 | 0 | 0 | 0 | 0 | 0 | 0 | 0 | 0 | 0 | 0 | 0 | 0 | 0 | 0 | 0 | 0 | 0 | 0 | 0 | 0 | 0 | 0 | 0 | 200 | 200 | 24.5 | 100 | 0 | 1 | 0 | 0 | 0 | 0 | 0 | 0 | 74.5 | 49.25 | 302.5 | Calcite to Lugo Area Constraint | Calcite to Lugo Area Constraint | Calcite to Lugo Area Constraint |  | 0 | 0 | 0 | 0 | 0 | 0 | 74.5 | 49.25 | 302.5 | Calcite to Lugo Area Constraint | Calcite to Lugo Area Constraint | Calcite to Lugo Area Constraint |  | 1 | 1 | NO | 1 | 1 | 1 | NO | 1
PG&E KERN | Caliente | 230 | 0 | 0 | 0 | 0 | 0 | 0 | 0 | 0 | 0 | 0 | 0 | 0 | 0 | 0 | 0 | 0 | 0 | 0 | 0 | 0 | 0 | 0 | 0 | 0 | 0 | 0 | 0 | 0 | 0 | 0 | 0 | 0 | 0 | 0 | 0 | 0 | 0 | 0 | 0 | 0 | 0 | 0 | 0 | 0 | 0 | 0 | 0 | 0 | 0 | 0 | 0 | 0 | 0 | 0 | 0 | 0 | 0 | 0 | 0 | 0 | 0 | 0 | 0 | 0 | 0 | 0 | 0 | 1 | 0 | 0 | 0 | 0 | 0 | 0 | 0 | 0 | 0 | 0 | 1 | 1 | 0 | 0 | 0 | 0 | 0 | 0 | 0 | 0 | 0 | 0 | 0 | 0 | 0 | 0 | 1 | 1 | 0 | 0 |  | 0 | 0 | 0 | 0 | 0 | 0 | 0 | 0 | 0 | 0 | 0 | 0 | 0 | 0 | 0 | 0 | 1.4 | 0 | 0 | 0 | 0 | 0 | 0 | 0 | 0 | 0 | 0 | 0 | 0 | 1 | 0 | 0 | 0 | 0 | 0 | 0 | 334.015 | 243.8117 | 587.675 | Cal Flat-Gates 230 kV line | Cal Flat-Gates 230 kV line | Cal Flat-Gates 230 kV line |  | 0 | 0 | 0 | 0 | 0 | 0 | 334.015 | 243.8117 | 587.675 | Cal Flat-Gates 230 kV line | Cal Flat-Gates 230 kV line | Cal Flat-Gates 230 kV line |  | 1 | 1 | NO | 1 | 1 | 1 | NO | 1
PG&E FRESNO | California Ave | 115 | 0 | 0 | 0 | 0 | 0 | 0 | 0 | 0 | 0 | 0 | 0 | 0 | 0 | 0 | 0 | 0 | 0 | 0 | 0 | 0 | 0 | 0 | 0 | 0 | 0 | 0 | 0 | 0 | 0 | 0 | 0 | 0 | 0 | 0 | 0 | 0 | 0 | 0 | 0 | 0 | 0 | 0 | 0 | 0 | 0 | 0 | 0 | 0 | 0 | 0 | 0 | 0 | 0 | 0 | 0 | 0 | 0 | 0 | 0 | 0 | 0 | 0 | 0 | 0 | 0 | 0 | 0 | 0 | 1 | 0 | 0 | 0 | 0 | 0 | 0 | 0 | 0 | 0 | 0 | 1 | 0 | 1 | 0 | 1 | 0 | 1 | 0 | 0 | 0 | 0 | 0 | 0 | 0 | 0 | 0 | 0 | 0 | 1 |  | 0 | 0 | 0 | 0 | 0 | 0 | 0 | 0 | 0 | 0 | 0 | 0 | 0 | 0 | 0 | 0 | 0 | 0 | 0 | 0 | 0 | 0 | 0 | 0 | 0 | 0 | 0 | 0 | 0 | 0 | 1 | 0 | 1 | 0 | 0 | 0 | -617.4 | -294 | 403.9426 | Chowchilla-Le grand 115kV Line | Chowchilla-Le grand 115kV Line | Chowchilla-Le grand 115kV Line |  | 0 | 0 | 0 | 0 | 0 | 0 | 593.6 | 917 | 949.9426 | Chowchilla-Le grand 115kV Line | Chowchilla-Le grand 115kV Line | Chowchilla-Le grand 115kV Line |  | 5 | 1 | YES | 2 | 1 | 1 | NO | 1
PG&E KERN | Callender | 115 | 0 | 0 | 0 | 0 | 0 | 0 | 0 | 0 | 0 | 0 | 0 | 0 | 0 | 0 | 0 | 0 | 0 | 0 | 0 | 0 | 0 | 0 | 0 | 0 | 0 | 0 | 0 | 0 | 0 | 0 | 0 | 0 | 0 | 0 | 0 | 0 | 0 | 0 | 0 | 0 | 0 | 0 | 0 | 0 | 0 | 0 | 0 | 0 | 0 | 0 | 0 | 0 | 0 | 0 | 0 | 0 | 0 | 0 | 0 | 0 | 0 | 0 | 0 | 0 | 0 | 0 | 0 | 1 | 1 | 0 | 0 | 0 | 0 | 0 | 0 | 0 | 0 | 0 | 1 | 1 | 0 | 0 | 0 | 0 | 0 | 0 | 0 | 0 | 0 | 0 | 0 | 0 | 0 | 0 | 1 | 1 | 0 | 0 |  | 0 | 0 | 0 | 0 | 0 | 0 | 0 | 0 | 0 | 0 | 0 | 0 | 0 | 0 | 0 | 0 | 0 | 0 | 0 | 0 | 0 | 0 | 0 | 0 | 0 | 0 | 0 | 0 | 0 | 0 | 0 | 0 | 0 | 0 | 0 | 0 | 334.015 | 243.8117 | 587.675 | Cal Flat-Gates 230 kV line | Cal Flat-Gates 230 kV line | Cal Flat-Gates 230 kV line |  | 0 | 0 | 0 | 0 | 0 | 0 | 334.015 | 243.8117 | 587.675 | Cal Flat-Gates 230 kV line | Cal Flat-Gates 230 kV line | Cal Flat-Gates 230 kV line |  | 1 | 1 | NO | 1 | 1 | 1 | NO | 1
PG&E NGBA | Calpella | 115 | 0 | 0 | 0 | 0 | 0 | 0 | 0 | 0 | 0 | 0 | 0 | 0 | 0 | 0 | 0 | 0 | 0 | 0 | 0 | 0 | 0 | 0 | 0 | 0 | 0 | 0 | 0 | 0 | 0 | 0 | 0 | 0 | 0 | 0 | 0 | 0 | 0 | 0 | 0 | 1 | 0 | 1 | 0 | 0 | 0 | 0 | 0 | 0 | 0 | 0 | 0 | 0 | 1 | 0 | 1 | 1 | 0 | 0 | 0 | 0 | 0 | 0 | 0 | 0 | 0 | 0 | 1 | 0 | 0 | 0 | 0 | 0 | 0 | 0 | 0 | 0 | 0 | 0 | 0 | 0 | 0 | 0 | 0 | 0 | 0 | 0 | 0 | 0 | 0 | 0 | 0 | 0 | 0 | 0 | 0 | 0 | 0 | 1 |  | 0 | 0 | 0 | 0 | 0 | 0 | 0 | 0 | 0 | 0 | 0 | 0 | 0 | 0 | 0 | 0 | 0 | 0 | 0 | 0 | 0 | 0 | 0 | 5 | 0 | 0 | 0 | 0 | 0 | 1 | 1 | 0 | 0 | 0 | 0 | 0 | -219.475 | 108.573 | 1029.902 | Birds Landing-Contra Costa 230kV Line | Birds Landing-Contra Costa 230kV Line | Birds Landing-Contra Costa 230kV Line |  | 0 | 0 | 0 | 0 | 0 | 0 | 401.875 | 742.923 | 1029.902 | Contra Costa- Windmaster 230 kV line | Contra Costa- Windmaster 230 kV line | Birds Landing-Contra Costa 230kV Line |  | 5 | 1 | YES | 2 | 1 | 1 | NO | 1
PG&E GBA | Camanche | 230 | 0 | 0 | 0 | 0 | 0 | 0 | 0 | 0 | 0 | 0 | 0 | 0 | 0 | 0 | 0 | 0 | 0 | 0 | 0 | 0 | 0 | 0 | 0 | 0 | 0 | 0 | 0 | 0 | 0 | 0 | 0 | 0 | 0 | 0 | 0 | 0 | 0 | 0 | 0 | 0 | 0 | 0 | 0 | 0 | 0 | 1 | 0 | 0 | 0 | 0 | 0 | 0 | 0 | 0 | 0 | 0 | 0 | 0 | 0 | 1 | 1 | 0 | 0 | 0 | 0 | 0 | 0 | 0 | 0 | 0 | 0 | 0 | 0 | 0 | 0 | 0 | 0 | 0 | 0 | 0 | 0 | 0 | 0 | 0 | 0 | 0 | 0 | 0 | 0 | 0 | 0 | 0 | 0 | 0 | 0 | 0 | 0 | 0 |  | 0 | 0 | 0 | 0 | 0 | 0 | 0 | 0 | 0 | 0 | 0 | 0 | 0 | 0 | 0 | 0 | 0 | 0 | 0 | 0 | 0 | 0 | 0 | 0 | 0 | 0 | 0 | 0 | 0 | 0 | 1 | 0 | 0 | 0 | 0 | 0 | -428.9315 | 397.8459 | 3191.0022 | Bellota-Weber 230kV line | Bellota-Weber 230kV line | Bellota-Weber 230kV line |  | 0 | 0 | 0 | 0 | 0 | 0 | 31.0685 | 671.7 | 3191.0022 | Bellota-Weber 230kV line | Eight Mile-Tesla 230 kV line | Bellota-Weber 230kV line |  | 5 | 1 | YES | 2 | 1 | 1 | NO | 1
SDGE | Cameron | 69 | 0 | 0 | 0 | 0 | 0 | 0 | 0 | 0 | 0 | 0 | 0 | 0 | 0 | 0 | 0 | 0 | 0 | 0 | 0 | 0 | 0 | 0 | 0 | 0 | 0 | 0 | 0 | 1 | 0 | 1 | 1 | 0 | 1 | 0 | 0 | 0 | 1 | 0 | 0 | 0 | 0 | 0 | 0 | 0 | 0 | 0 | 0 | 0 | 0 | 0 | 0 | 0 | 0 | 0 | 0 | 0 | 0 | 0 | 0 | 0 | 0 | 0 | 0 | 0 | 0 | 0 | 0 | 0 | 0 | 0 | 0 | 0 | 0 | 0 | 0 | 0 | 0 | 0 | 0 | 0 | 0 | 0 | 0 | 0 | 0 | 0 | 0 | 0 | 0 | 0 | 0 | 0 | 0 | 0 | 0 | 0 | 0 | 3 |  | 0 | 0 | 0 | 0 | 0 | 0 | 0 | 0 | 0 | 0 | 0 | 0 | 0 | 0 | 0 | 0 | 0 | 0 | 0 | 0 | 0 | 0 | 0 | 0.84 | 0 | 0 | 0.46 | 0 | 0 | 1 | 0 | 0 | 0 | 0 | 0 | 0 | 159.09 | 195.045 | 299.0864 | Miguel 69 kV constraint | Miguel 69 kV constraint | Miguel 69 kV constraint |  | 0 | 0 | 0 | 0 | 0 | 0 | 159.09 | 195.045 | 299.0864 | Miguel 69 kV constraint | Miguel 69 kV constraint | Miguel 69 kV constraint |  | 1 | 1 | NO | 1 | 1 | 1 | NO | 1
SDGE | Cannon | 69 | 0 | 0 | 0 | 0 | 0 | 0 | 0 | 0 | 0 | 0 | 0 | 0 | 0 | 0 | 0 | 0 | 0 | 0 | 0 | 0 | 0 | 0 | 0 | 0 | 0 | 0 | 0 | 0 | 0 | 0 | 1 | 0 | 1 | 0 | 0 | 0 | 0 | 0 | 0 | 0 | 0 | 0 | 0 | 0 | 0 | 0 | 0 | 0 | 0 | 0 | 0 | 0 | 0 | 0 | 0 | 0 | 0 | 0 | 0 | 0 | 0 | 0 | 0 | 0 | 0 | 0 | 0 | 0 | 0 | 0 | 0 | 0 | 0 | 0 | 0 | 0 | 0 | 0 | 0 | 0 | 0 | 0 | 0 | 0 | 0 | 0 | 0 | 0 | 0 | 0 | 0 | 0 | 0 | 0 | 0 | 0 | 0 | 2 |  | 0 | 0 | 0 | 0 | 0 | 0 | 0 | 0 | 0 | 0 | 0 | 0 | 0 | 0 | 0 | 0 | 0 | 0 | 0 | 0 | 0 | 0 | 0 | 0 | 0 | 0 | 0 | 0 | 0 | 0 | 0 | 0 | 0 | 0 | 0 | 0 | 996.76 | 2276.48 | 8249.2344 | San Luis Rey-San Onofre 230 kV line constraint | San Luis Rey-San Onofre 230 kV line constraint | Encina - San Luis Rey 230 kV constraint |  | 0 | 0 | 0 | 0 | 0 | 0 | 996.76 | 2276.48 | 8249.2344 | San Luis Rey-San Onofre 230 kV line constraint | San Luis Rey-San Onofre 230 kV line constraint | Encina - San Luis Rey 230 kV constraint |  | 1 | 1 | NO | 1 | 1 | 1 | NO | 1
PG&E FRESNO | Cantua | 115 | 0 | 0 | 0 | 0 | 0 | 0 | 0 | 0 | 0 | 0 | 0 | 0 | 0 | 0 | 0 | 0 | 0 | 0 | 0 | 0 | 0 | 0 | 0 | 0 | 0 | 0 | 0 | 0 | 0 | 0 | 0 | 0 | 0 | 0 | 0 | 0 | 0 | 0 | 0 | 0 | 0 | 0 | 0 | 0 | 0 | 0 | 0 | 0 | 0 | 0 | 0 | 0 | 0 | 0 | 0 | 0 | 0 | 0 | 0 | 0 | 0 | 0 | 0 | 0 | 0 | 0 | 0 | 0 | 0 | 0 | 0 | 0 | 0 | 0 | 0 | 0 | 0 | 0 | 1 | 0 | 1 | 0 | 1 | 0 | 0 | 1 | 0 | 1 | 0 | 0 | 0 | 0 | 0 | 0 | 0 | 0 | 0 | 1 |  | 0 | 0 | 0 | 0 | 0 | 0 | 0 | 0 | 0 | 0 | 0 | 0 | 0 | 0 | 0 | 0 | 0 | 0 | 0 | 0 | 0 | 0 | 0 | 0 | 0 | 0 | 0 | 0 | 0 | 0 | 0 | 0 | 0 | 0 | 0 | 0 | 300.67 | 300.67 | 267.1415 | Gates 230/70kV TB #5 | Gates 230/70kV TB #5 | Gates 230/70kV TB #5 |  | 0 | 0 | 0 | 0 | 0 | 0 | 300.67 | 300.67 | 267.1415 | Gates 230/70kV TB #5 | Gates 230/70kV TB #5 | Gates 230/70kV TB #5 |  | 1 | 1 | NO | 1 | 1 | 1 | NO | 1
SDGE | Capistrano | 138 | 0 | 0 | 0 | 0 | 0 | 0 | 0 | 0 | 0 | 0 | 0 | 0 | 0 | 0 | 0 | 0 | 0 | 0 | 0 | 0 | 0 | 0 | 0 | 0 | 0 | 1 | 0 | 0 | 0 | 0 | 0 | 0 | 0 | 0 | 0 | 0 | 0 | 1 | 0 | 0 | 0 | 0 | 0 | 0 | 0 | 0 | 0 | 0 | 0 | 0 | 0 | 0 | 0 | 0 | 0 | 0 | 0 | 0 | 0 | 0 | 0 | 0 | 0 | 0 | 0 | 0 | 0 | 0 | 0 | 0 | 0 | 0 | 0 | 0 | 0 | 0 | 0 | 0 | 0 | 0 | 0 | 0 | 0 | 0 | 0 | 0 | 0 | 0 | 0 | 0 | 0 | 0 | 0 | 0 | 0 | 0 | 0 | 0 |  | 0 | 0 | 0 | 0 | 0 | 0 | 0 | 0 | 0 | 0 | 0 | 0 | 0 | 0 | 0 | 0 | 0 | 0 | 0 | 0 | 0 | 0 | 0 | 0 | 0 | 0 | 0 | 125 | 0 | 1 | 0 | 0 | 0 | 0 | 0 | 0 | 472.87 | 807.035 | 1462.03 | Capistrano-San Onofre 230 kV constraint | Talega 230 kV constraint | Talega 230 kV constraint |  | 0 | 0 | 0 | 0 | 0 | 0 | 472.87 | 807.035 | 1462.03 | Capistrano-San Onofre 230 kV constraint | Talega 230 kV constraint | Talega 230 kV constraint |  | 1 | 1 | NO | 1 | 1 | 1 | NO | 1
SDGE | Capistrano | 230 | 0 | 0 | 0 | 0 | 0 | 0 | 0 | 0 | 0 | 0 | 0 | 0 | 0 | 0 | 0 | 0 | 0 | 0 | 0 | 0 | 0 | 0 | 0 | 0 | 0 | 1 | 0 | 0 | 0 | 0 | 0 | 0 | 0 | 0 | 0 | 0 | 0 | 1 | 0 | 0 | 0 | 0 | 0 | 0 | 0 | 0 | 0 | 0 | 0 | 0 | 0 | 0 | 0 | 0 | 0 | 0 | 0 | 0 | 0 | 0 | 0 | 0 | 0 | 0 | 0 | 0 | 0 | 0 | 0 | 0 | 0 | 0 | 0 | 0 | 0 | 0 | 0 | 0 | 0 | 0 | 0 | 0 | 0 | 0 | 0 | 0 | 0 | 0 | 0 | 0 | 0 | 0 | 0 | 0 | 0 | 0 | 0 | 0 |  | 0 | 0 | 0 | 0 | 0 | 0 | 0 | 0 | 0 | 0 | 0 | 0 | 0 | 0 | 0 | 0 | 0 | 0 | 0 | 0 | 0 | 0 | 0 | 0 | 0 | 0 | 0 | 0 | 0 | 0 | 0 | 0 | 0 | 0 | 0 | 0 | 472.87 | 807.035 | 1462.03 | Capistrano-San Onofre 230 kV constraint | Talega 230 kV constraint | Talega 230 kV constraint |  | 0 | 0 | 0 | 0 | 0 | 0 | 472.87 | 807.035 | 1462.03 | Capistrano-San Onofre 230 kV constraint | Talega 230 kV constraint | Talega 230 kV constraint |  | 1 | 1 | NO | 1 | 1 | 1 | NO | 1
PG&E NGBA | Carberry | 230 | 0 | 0 | 0 | 0 | 0 | 0 | 0 | 0 | 0 | 0 | 0 | 0 | 0 | 0 | 0 | 0 | 0 | 0 | 0 | 0 | 0 | 0 | 0 | 0 | 0 | 0 | 0 | 0 | 0 | 0 | 0 | 0 | 0 | 0 | 0 | 0 | 0 | 0 | 0 | 1 | 0 | 0 | 0 | 1 | 0 | 0 | 0 | 0 | 0 | 0 | 0 | 0 | 0 | 0 | 0 | 0 | 0 | 0 | 0 | 0 | 0 | 0 | 0 | 0 | 0 | 0 | 0 | 0 | 0 | 0 | 0 | 0 | 0 | 0 | 0 | 0 | 0 | 0 | 0 | 0 | 0 | 0 | 0 | 0 | 0 | 0 | 0 | 0 | 0 | 0 | 0 | 0 | 0 | 0 | 0 | 0 | 0 | 0 |  | 0 | 0 | 0 | 0 | 0 | 0 | 0 | 0 | 0 | 0 | 0 | 0 | 0 | 0 | 0 | 0 | 3.6 | 0 | 0 | 0 | 0 | 0 | 0 | 0 | 0 | 0 | 0 | 0 | 0 | 1 | 1 | 0 | 1 | 0 | 0 | 1 | -102.48 | -40.48 | -114.78 | Carberry-Round Mountain 230kV Line | Carberry-Round Mountain 230kV Line | Carberry-Round Mountain 230kV Line |  | 1 | 1 | 0 | 1 | 0 | 1 | -76.48 | -14.48 | -89.78 | Carberry-Round Mountain 230kV Line | Carberry-Round Mountain 230kV Line | Carberry-Round Mountain 230kV Line |  | 5 | 5 | NO | 5 | 3 | 3 | NO | 3
SCE Eastern | Cardiff | 66 | 0 | 0 | 0 | 0 | 0 | 0 | 0 | 0 | 0 | 0 | 0 | 0 | 0 | 0 | 0 | 0 | 0 | 0 | 0 | 1 | 0 | 1 | 0 | 0 | 0 | 0 | 0 | 0 | 0 | 0 | 0 | 0 | 0 | 0 | 0 | 0 | 0 | 0 | 0 | 0 | 0 | 0 | 0 | 0 | 0 | 0 | 0 | 0 | 0 | 0 | 0 | 0 | 0 | 0 | 0 | 0 | 0 | 0 | 0 | 0 | 0 | 0 | 0 | 0 | 0 | 0 | 0 | 0 | 0 | 0 | 0 | 0 | 0 | 0 | 0 | 0 | 0 | 0 | 0 | 0 | 0 | 0 | 0 | 0 | 0 | 0 | 0 | 0 | 0 | 0 | 0 | 0 | 0 | 0 | 0 | 0 | 0 | 1 |  | 0 | 0 | 0 | 0 | 0 | 0 | 0 | 0 | 0 | 0 | 0 | 0 | 0 | 0 | 0 | 0 | 0 | 0 | 0 | 0 | 0 | 0 | 0 | 0 | 0 | 0 | 0 | 0 | 0 | 0 | 0 | 0 | 0 | 0 | 0 | 0 | 1067.92 | 2594.325 | 8998.075 | Serrano-Alberhill-Valley Constraint | Etiwanda-Rancho Vista Constraint | Etiwanda-Rancho Vista Constraint |  | 0 | 0 | 0 | 0 | 0 | 0 | 1067.92 | 2594.325 | 8998.075 | Serrano-Alberhill-Valley Constraint | Etiwanda-Rancho Vista Constraint | Etiwanda-Rancho Vista Constraint |  | 1 | 1 | NO | 1 | 1 | 1 | NO | 1
PG&E NGBA | Caribou | 60 | 0 | 0 | 0 | 0 | 0 | 0 | 0 | 0 | 0 | 0 | 0 | 0 | 0 | 0 | 0 | 0 | 0 | 0 | 0 | 0 | 0 | 0 | 0 | 0 | 0 | 0 | 0 | 0 | 0 | 0 | 0 | 0 | 0 | 0 | 0 | 0 | 0 | 0 | 0 | 1 | 0 | 0 | 1 | 0 | 0 | 1 | 0 | 1 | 0 | 0 | 0 | 0 | 0 | 0 | 0 | 0 | 0 | 0 | 0 | 1 | 1 | 0 | 0 | 0 | 0 | 0 | 0 | 0 | 0 | 0 | 0 | 0 | 0 | 0 | 0 | 0 | 0 | 0 | 0 | 0 | 0 | 0 | 0 | 0 | 0 | 0 | 0 | 0 | 0 | 0 | 0 | 0 | 0 | 0 | 0 | 0 | 0 | 0 |  | 0 | 0 | 0 | 0 | 0 | 0 | 0 | 0 | 0 | 0 | 0 | 0 | 0 | 0 | 0 | 0 | 10 | 0 | 0 | 0 | 0 | 0 | 0 | 0 | 0 | 0 | 0 | 0 | 0 | 1 | 1 | 0 | 0 | 0 | 0 | 0 | -428.9315 | 297 | 329.548 | Bellota-Weber 230kV line | Bell-Placer 115kV Line | Bell-Placer 115kV Line |  | 0 | 0 | 0 | 0 | 0 | 0 | 31.0685 | 297 | 329.548 | Bellota-Weber 230kV line | Bell-Placer 115kV Line | Bell-Placer 115kV Line |  | 5 | 1 | YES | 2 | 1 | 1 | NO | 1
PG&E NGBA | Caribou | 115 | 0 | 0 | 0 | 0 | 0 | 0 | 0 | 0 | 0 | 0 | 0 | 0 | 0 | 0 | 0 | 0 | 0 | 0 | 0 | 0 | 0 | 0 | 0 | 0 | 0 | 0 | 0 | 0 | 0 | 0 | 0 | 0 | 0 | 0 | 0 | 0 | 0 | 0 | 0 | 1 | 0 | 0 | 0 | 0 | 0 | 0 | 0 | 0 | 0 | 0 | 0 | 0 | 0 | 0 | 0 | 0 | 0 | 0 | 0 | 1 | 0 | 0 | 0 | 0 | 0 | 0 | 0 | 0 | 0 | 0 | 0 | 0 | 0 | 0 | 0 | 0 | 0 | 0 | 0 | 0 | 0 | 0 | 0 | 0 | 0 | 0 | 0 | 0 | 0 | 0 | 0 | 0 | 0 | 0 | 0 | 0 | 0 | 0 |  | 0 | 0 | 0 | 0 | 0 | 0 | 0 | 0 | 0 | 0 | 0 | 0 | 0 | 0 | 0 | 0 | 10 | 0 | 0 | 0 | 0 | 0 | 0 | 0 | 0 | 0 | 0 | 0 | 0 | 1 | 0 | 0 | 0 | 0 | 0 | 0 | 804.745 | 1964.2439 | 4912.272 | Collinsville-Tesla 500 kV Line | Tesla-Bellota 230 kV line | Tesla-Bellota 230 kV line |  | 0 | 0 | 0 | 0 | 0 | 0 | 804.745 | 1964.2439 | 4912.272 | Collinsville-Tesla 500 kV Line | Tesla-Bellota 230 kV line | Tesla-Bellota 230 kV line |  | 1 | 1 | NO | 1 | 1 | 1 | NO | 1
PG&E NGBA | Caribou | 230 | 0 | 0 | 0 | 0 | 0 | 0 | 0 | 0 | 0 | 0 | 0 | 0 | 0 | 0 | 0 | 0 | 0 | 0 | 0 | 0 | 0 | 0 | 0 | 0 | 0 | 0 | 0 | 0 | 0 | 0 | 0 | 0 | 0 | 0 | 0 | 0 | 0 | 0 | 0 | 1 | 0 | 0 | 0 | 0 | 0 | 0 | 0 | 0 | 0 | 0 | 0 | 0 | 0 | 0 | 0 | 0 | 0 | 0 | 0 | 1 | 0 | 0 | 0 | 0 | 0 | 0 | 0 | 0 | 0 | 0 | 0 | 0 | 0 | 0 | 0 | 0 | 0 | 0 | 0 | 0 | 0 | 0 | 0 | 0 | 0 | 0 | 0 | 0 | 0 | 0 | 0 | 0 | 0 | 0 | 0 | 0 | 0 | 0 |  | 0 | 0 | 0 | 0 | 0 | 0 | 0 | 0 | 0 | 0 | 0 | 0 | 0 | 0 | 0 | 0 | 0 | 0 | 0 | 0 | 0 | 0 | 0 | 0 | 0 | 0 | 0 | 0 | 0 | 0 | 0 | 0 | 0 | 0 | 0 | 0 | 804.745 | 1964.2439 | 4912.272 | Collinsville-Tesla 500 kV Line | Tesla-Bellota 230 kV line | Tesla-Bellota 230 kV line |  | 0 | 0 | 0 | 0 | 0 | 0 | 804.745 | 1964.2439 | 4912.272 | Collinsville-Tesla 500 kV Line | Tesla-Bellota 230 kV line | Tesla-Bellota 230 kV line |  | 1 | 1 | NO | 1 | 1 | 1 | NO | 1
EOP | Carpenter Canyon (fka Gamebird) | 138 | 0 | 0 | 0 | 0 | 0 | 0 | 0 | 0 | 0 | 0 | 0 | 0 | 0 | 0 | 0 | 0 | 0 | 0 | 0 | 0 | 0 | 0 | 1 | 1 | 1 | 0 | 0 | 0 | 0 | 0 | 0 | 0 | 0 | 0 | 0 | 0 | 0 | 0 | 0 | 0 | 0 | 0 | 0 | 0 | 0 | 0 | 0 | 0 | 0 | 0 | 0 | 0 | 0 | 0 | 0 | 0 | 0 | 0 | 0 | 0 | 0 | 0 | 0 | 0 | 0 | 0 | 0 | 0 | 0 | 0 | 0 | 0 | 0 | 0 | 0 | 0 | 0 | 0 | 0 | 0 | 0 | 0 | 0 | 0 | 0 | 0 | 0 | 0 | 0 | 0 | 0 | 0 | 0 | 0 | 0 | 0 | 0 | 2 |  | 0 | 0 | 0 | 0 | 0 | 0 | 0 | 0 | 0 | 0 | 0 | 0 | 0 | 0 | 0 | 0 | 0 | 0 | 0 | 0 | 0 | 0 | 0 | 0 | 0 | 0 | 0 | 0 | 0 | 0 | 1 | 0 | 0 | 0 | 0 | 0 | -298.255 | 1732.37 | 2601.53 | Lugo - Victorville area constraint | Sloan Canyon - Eldorado 500 kV constraint | GLW 230kV area constraint |  | 0 | 0 | 0 | 0 | 0 | 0 | 1081.97 | 1732.37 | 2601.53 | Sloan Canyon - Eldorado 500 kV constraint | Sloan Canyon - Eldorado 500 kV constraint | GLW 230kV area constraint |  | 5 | 1 | YES | 2 | 1 | 1 | NO | 1
EOP | Carpenter Canyon (fka Gamebird) | 230 | 0 | 0 | 0 | 0 | 0 | 0 | 0 | 0 | 0 | 0 | 0 | 0 | 0 | 0 | 0 | 0 | 0 | 0 | 0 | 0 | 0 | 0 | 1 | 1 | 1 | 0 | 0 | 0 | 0 | 0 | 0 | 0 | 0 | 0 | 0 | 0 | 0 | 0 | 0 | 0 | 0 | 0 | 0 | 0 | 0 | 0 | 0 | 0 | 0 | 0 | 0 | 0 | 0 | 0 | 0 | 0 | 0 | 0 | 0 | 0 | 0 | 0 | 0 | 0 | 0 | 0 | 0 | 0 | 0 | 0 | 0 | 0 | 0 | 0 | 0 | 0 | 0 | 0 | 0 | 0 | 0 | 0 | 0 | 0 | 0 | 0 | 0 | 0 | 0 | 0 | 0 | 0 | 0 | 0 | 0 | 0 | 0 | 2 |  | 0 | 0 | 0 | 0 | 0 | 0 | 0 | 0 | 0 | 0 | 0 | 0 | 0 | 0 | 0 | 0 | 0 | 0 | 0 | 0 | 0 | 0 | 0 | 0 | 20 | 180 | 0 | 60 | 0 | 1 | 1 | 0 | 0 | 0 | 0 | 0 | -298.255 | 1732.37 | 2601.53 | Lugo - Victorville area constraint | Sloan Canyon - Eldorado 500 kV constraint | GLW 230kV area constraint |  | 0 | 0 | 0 | 0 | 0 | 0 | 1081.97 | 1732.37 | 2601.53 | Sloan Canyon - Eldorado 500 kV constraint | Sloan Canyon - Eldorado 500 kV constraint | GLW 230kV area constraint |  | 5 | 1 | YES | 2 | 1 | 1 | NO | 1
PG&E NGBA | Carquinez | 115 | 0 | 0 | 0 | 0 | 0 | 0 | 0 | 0 | 0 | 0 | 0 | 0 | 0 | 0 | 0 | 0 | 0 | 0 | 0 | 0 | 0 | 0 | 0 | 0 | 0 | 0 | 0 | 0 | 0 | 0 | 0 | 0 | 0 | 0 | 0 | 0 | 0 | 0 | 0 | 1 | 0 | 0 | 0 | 0 | 0 | 0 | 0 | 0 | 0 | 0 | 0 | 0 | 1 | 0 | 0 | 0 | 0 | 0 | 0 | 0 | 0 | 0 | 0 | 0 | 0 | 0 | 1 | 0 | 0 | 0 | 0 | 0 | 0 | 0 | 0 | 0 | 0 | 0 | 0 | 0 | 0 | 0 | 0 | 0 | 0 | 0 | 0 | 0 | 0 | 0 | 0 | 0 | 0 | 0 | 0 | 0 | 0 | 1 |  | 0 | 0 | 0 | 0 | 0 | 0 | 0 | 0 | 0 | 0 | 0 | 0 | 0 | 0 | 0 | 0 | 0 | 0 | 0 | 0 | 0 | 0 | 0 | 0 | 0 | 0 | 0 | 0 | 0 | 0 | 1 | 0 | 0 | 0 | 0 | 0 | -219.475 | 108.573 | 1029.902 | Birds Landing-Contra Costa 230kV Line | Birds Landing-Contra Costa 230kV Line | Birds Landing-Contra Costa 230kV Line |  | 0 | 0 | 0 | 0 | 0 | 0 | 804.745 | 1874.573 | 1029.902 | Collinsville-Tesla 500 kV Line | Birds Landing-Contra Costa 230kV Line | Birds Landing-Contra Costa 230kV Line |  | 5 | 1 | YES | 2 | 1 | 1 | NO | 1
SDGE | Carrizo Gorge | 138 | 0 | 0 | 0 | 0 | 0 | 0 | 0 | 0 | 0 | 0 | 0 | 0 | 0 | 0 | 0 | 0 | 0 | 0 | 0 | 0 | 0 | 0 | 0 | 0 | 0 | 0 | 0 | 0 | 0 | 0 | 1 | 0 | 1 | 0 | 0 | 1 | 1 | 0 | 0 | 0 | 0 | 0 | 0 | 0 | 0 | 0 | 0 | 0 | 0 | 0 | 0 | 0 | 0 | 0 | 0 | 0 | 0 | 0 | 0 | 0 | 0 | 0 | 0 | 0 | 0 | 0 | 0 | 0 | 0 | 0 | 0 | 0 | 0 | 0 | 0 | 0 | 0 | 0 | 0 | 0 | 0 | 0 | 0 | 0 | 0 | 0 | 0 | 0 | 0 | 0 | 0 | 0 | 0 | 0 | 0 | 0 | 0 | 4 |  | 0 | 0 | 0 | 0 | 0 | 0 | 0 | 0 | 0 | 0 | 0 | 0 | 0 | 0 | 0 | 0 | 0 | 0 | 0 | 0 | 0 | 0 | 0 | 0 | 0 | 90 | 70 | 0 | 0 | 1 | 0 | 0 | 0 | 0 | 0 | 0 | 996.76 | 1777.97 | 2217.6044 | San Luis Rey-San Onofre 230 kV line constraint | Silvergate-Old Town 230 kV constraint | Silvergate-Old Town 230 kV constraint |  | 0 | 0 | 0 | 0 | 0 | 0 | 996.76 | 1777.97 | 2217.6044 | San Luis Rey-San Onofre 230 kV line constraint | Silvergate-Old Town 230 kV constraint | Silvergate-Old Town 230 kV constraint |  | 1 | 1 | NO | 1 | 1 | 1 | NO | 1
PG&E KERN | Carrizo Plains | 115 | 0 | 0 | 0 | 0 | 0 | 0 | 0 | 0 | 0 | 0 | 0 | 0 | 0 | 0 | 0 | 0 | 0 | 0 | 0 | 0 | 0 | 0 | 0 | 0 | 0 | 0 | 0 | 0 | 0 | 0 | 0 | 0 | 0 | 0 | 0 | 0 | 0 | 0 | 0 | 0 | 0 | 0 | 0 | 0 | 0 | 0 | 0 | 0 | 0 | 0 | 0 | 0 | 0 | 0 | 0 | 0 | 0 | 0 | 0 | 0 | 0 | 0 | 0 | 0 | 0 | 0 | 0 | 1 | 0 | 0 | 0 | 0 | 0 | 0 | 0 | 0 | 0 | 0 | 1 | 1 | 0 | 0 | 0 | 0 | 0 | 0 | 0 | 0 | 0 | 0 | 0 | 0 | 0 | 0 | 1 | 1 | 0 | 0 |  | 0 | 0 | 0 | 0 | 0 | 0 | 0 | 0 | 0 | 0 | 0 | 0 | 0 | 0 | 0 | 0 | 0 | 0 | 0 | 0 | 0 | 0 | 0 | 0 | 0 | 0 | 0 | 0 | 0 | 0 | 0 | 0 | 0 | 0 | 0 | 0 | 334.015 | 243.8117 | 587.675 | Cal Flat-Gates 230 kV line | Cal Flat-Gates 230 kV line | Cal Flat-Gates 230 kV line |  | 0 | 0 | 0 | 0 | 0 | 0 | 334.015 | 243.8117 | 587.675 | Cal Flat-Gates 230 kV line | Cal Flat-Gates 230 kV line | Cal Flat-Gates 230 kV line |  | 1 | 1 | NO | 1 | 1 | 1 | NO | 1
PG&E KERN | Casaloma | 230 | 0 | 0 | 0 | 0 | 0 | 0 | 0 | 0 | 0 | 0 | 0 | 0 | 0 | 0 | 0 | 0 | 0 | 0 | 0 | 0 | 0 | 0 | 0 | 0 | 0 | 0 | 0 | 0 | 0 | 0 | 0 | 0 | 0 | 0 | 0 | 0 | 0 | 0 | 0 | 0 | 0 | 0 | 0 | 0 | 0 | 0 | 0 | 0 | 0 | 0 | 0 | 0 | 0 | 0 | 0 | 0 | 0 | 0 | 0 | 0 | 0 | 0 | 0 | 0 | 0 | 0 | 0 | 1 | 1 | 0 | 0 | 0 | 0 | 0 | 0 | 0 | 0 | 0 | 0 | 1 | 0 | 0 | 0 | 0 | 0 | 0 | 0 | 0 | 0 | 0 | 0 | 0 | 0 | 0 | 0 | 0 | 0 | 0 |  | 0 | 0 | 0 | 0 | 0 | 0 | 0 | 0 | 0 | 0 | 0 | 0 | 0 | 0 | 0 | 0 | 0 | 0 | 0 | 0 | 0 | 0 | 0 | 0 | 0 | 0 | 0 | 0 | 0 | 0 | 0 | 0 | 0 | 0 | 0 | 0 | 334.015 | 243.8117 | 587.675 | Cal Flat-Gates 230 kV line | Cal Flat-Gates 230 kV line | Cal Flat-Gates 230 kV line |  | 0 | 0 | 0 | 0 | 0 | 0 | 334.015 | 243.8117 | 587.675 | Cal Flat-Gates 230 kV line | Cal Flat-Gates 230 kV line | Cal Flat-Gates 230 kV line |  | 1 | 1 | NO | 1 | 1 | 1 | NO | 1
PG&E GBA | Castro Valley | 230 | 0 | 0 | 0 | 0 | 0 | 0 | 0 | 0 | 0 | 0 | 0 | 0 | 0 | 0 | 0 | 0 | 0 | 0 | 0 | 0 | 0 | 0 | 0 | 0 | 0 | 0 | 0 | 0 | 0 | 0 | 0 | 0 | 0 | 0 | 0 | 0 | 0 | 0 | 0 | 1 | 0 | 0 | 0 | 0 | 0 | 0 | 0 | 0 | 0 | 0 | 0 | 0 | 0 | 0 | 0 | 1 | 0 | 0 | 0 | 1 | 0 | 0 | 0 | 0 | 0 | 0 | 1 | 0 | 0 | 0 | 0 | 0 | 0 | 0 | 0 | 0 | 0 | 0 | 0 | 0 | 0 | 0 | 0 | 0 | 0 | 0 | 0 | 0 | 0 | 0 | 0 | 0 | 0 | 0 | 0 | 0 | 0 | 0 |  | 0 | 0 | 0 | 0 | 0 | 0 | 0 | 0 | 0 | 0 | 0 | 0 | 0 | 0 | 0 | 0 | 0 | 0 | 0 | 0 | 0 | 0 | 0 | 0 | 0 | 0 | 0 | 0 | 0 | 0 | 1 | 0 | 0 | 0 | 0 | 0 | -219.475 | 108.573 | 1029.902 | Birds Landing-Contra Costa 230kV Line | Birds Landing-Contra Costa 230kV Line | Birds Landing-Contra Costa 230kV Line |  | 0 | 0 | 0 | 0 | 0 | 0 | 804.745 | 1874.573 | 1029.902 | Collinsville-Tesla 500 kV Line | Birds Landing-Contra Costa 230kV Line | Birds Landing-Contra Costa 230kV Line |  | 5 | 1 | YES | 2 | 1 | 1 | NO | 1
PG&E GBA | Cayetano | 230 | 0 | 0 | 0 | 0 | 0 | 0 | 0 | 0 | 0 | 0 | 0 | 0 | 0 | 0 | 0 | 0 | 0 | 0 | 0 | 0 | 0 | 0 | 0 | 0 | 0 | 0 | 0 | 0 | 0 | 0 | 0 | 0 | 0 | 0 | 0 | 0 | 0 | 0 | 0 | 1 | 0 | 0 | 0 | 0 | 0 | 0 | 0 | 0 | 0 | 0 | 0 | 0 | 0 | 1 | 1 | 1 | 0 | 0 | 1 | 1 | 0 | 0 | 0 | 0 | 0 | 1 | 0 | 0 | 0 | 0 | 0 | 0 | 0 | 0 | 0 | 0 | 0 | 0 | 0 | 0 | 0 | 0 | 0 | 0 | 0 | 0 | 0 | 0 | 0 | 0 | 0 | 0 | 0 | 0 | 0 | 0 | 0 | 0 |  | 0 | 0 | 0 | 0 | 0 | 0 | 0 | 0 | 0 | 0 | 0 | 0 | 0 | 0 | 0 | 0 | 0 | 0 | 0 | 0 | 0 | 0 | 0 | 0 | 0 | 100 | 100 | 0 | 0 | 1 | 1 | 0 | 1 | 0 | 0 | 0 | -763.325 | -136.609 | 3610.786 | Windmaster-Delta pumps 230 kV line | Windmaster-Delta pumps 230 kV line | Contra Costa- Windmaster 230 kV line |  | 0 | 0 | 0 | 0 | 0 | 0 | 401.875 | 742.923 | 3610.786 | Contra Costa- Windmaster 230 kV line | Contra Costa- Windmaster 230 kV line | Contra Costa- Windmaster 230 kV line |  | 5 | 1 | YES | 2 | 1 | 1 | NO | 1
SCE Metro | Center | 230 | 0 | 0 | 0 | 0 | 0 | 0 | 0 | 0 | 0 | 1 | 0 | 0 | 0 | 0 | 0 | 0 | 0 | 0 | 0 | 0 | 0 | 0 | 0 | 0 | 0 | 0 | 0 | 0 | 0 | 0 | 0 | 0 | 0 | 0 | 0 | 0 | 0 | 0 | 0 | 0 | 0 | 0 | 0 | 0 | 0 | 0 | 0 | 0 | 0 | 0 | 0 | 0 | 0 | 0 | 0 | 0 | 0 | 0 | 0 | 0 | 0 | 0 | 0 | 0 | 0 | 0 | 0 | 0 | 0 | 0 | 0 | 0 | 0 | 0 | 0 | 0 | 0 | 0 | 0 | 0 | 0 | 0 | 0 | 0 | 0 | 0 | 0 | 0 | 0 | 0 | 0 | 0 | 0 | 0 | 0 | 0 | 0 | 0 |  | 0 | 0 | 0 | 0 | 0 | 0 | 0 | 0 | 0 | 0 | 0 | 0 | 0 | 0 | 0 | 0 | 0 | 0 | 0 | 0 | 0 | 0 | 0 | 0 | 0 | 0 | 90 | 0 | 0 | 1 | 0 | 0 | 0 | 0 | 0 | 0 | 9741.6 | 11376.2 | 14050.5055 | SCE Metro Area Default Constraint | SCE Metro Area Default Constraint | SCE Metro Area Default Constraint |  | 0 | 0 | 0 | 0 | 0 | 0 | 9741.6 | 11376.2 | 14050.5055 | SCE Metro Area Default Constraint | SCE Metro Area Default Constraint | SCE Metro Area Default Constraint |  | 1 | 1 | NO | 1 | 1 | 1 | NO | 1
PG&E KERN | Charca | 115 | 0 | 0 | 0 | 0 | 0 | 0 | 0 | 0 | 0 | 0 | 0 | 0 | 0 | 0 | 0 | 0 | 0 | 0 | 0 | 0 | 0 | 0 | 0 | 0 | 0 | 0 | 0 | 0 | 0 | 0 | 0 | 0 | 0 | 0 | 0 | 0 | 0 | 0 | 0 | 0 | 0 | 0 | 0 | 0 | 0 | 0 | 0 | 0 | 0 | 0 | 0 | 0 | 0 | 0 | 0 | 0 | 0 | 0 | 0 | 0 | 0 | 0 | 0 | 0 | 0 | 0 | 0 | 1 | 1 | 0 | 0 | 0 | 0 | 0 | 0 | 1 | 0 | 0 | 0 | 1 | 0 | 0 | 0 | 0 | 0 | 0 | 0 | 0 | 0 | 0 | 0 | 0 | 0 | 0 | 0 | 0 | 0 | 0 |  | 0 | 0 | 0 | 0 | 0 | 0 | 0 | 0 | 0 | 0 | 0 | 0 | 0 | 0 | 0 | 0 | 0 | 0 | 0 | 0 | 0 | 0 | 0 | 4.62 | 0 | 0 | 0 | 0 | 0 | 1 | 0 | 0 | 0 | 0 | 0 | 0 | 201 | 193.6 | 235.7988 | Semitropic-Midway 115kV Line | Semitropic-Midway 115kV Line | Semitropic-Midway 115kV Line |  | 0 | 0 | 0 | 0 | 0 | 0 | 201 | 193.6 | 235.7988 | Semitropic-Midway 115kV Line | Semitropic-Midway 115kV Line | Semitropic-Midway 115kV Line |  | 1 | 1 | NO | 1 | 1 | 1 | NO | 1
EOP | Charleston | 138 | 0 | 0 | 0 | 0 | 0 | 0 | 0 | 0 | 0 | 0 | 0 | 0 | 0 | 0 | 0 | 0 | 0 | 0 | 0 | 0 | 0 | 0 | 1 | 1 | 1 | 0 | 0 | 0 | 0 | 0 | 0 | 0 | 0 | 0 | 0 | 0 | 0 | 0 | 0 | 0 | 0 | 0 | 0 | 0 | 0 | 0 | 0 | 0 | 0 | 0 | 0 | 0 | 0 | 0 | 0 | 0 | 0 | 0 | 0 | 0 | 0 | 0 | 0 | 0 | 0 | 0 | 0 | 0 | 0 | 0 | 0 | 0 | 0 | 0 | 0 | 0 | 0 | 0 | 0 | 0 | 0 | 0 | 0 | 0 | 0 | 0 | 0 | 0 | 0 | 0 | 0 | 0 | 0 | 0 | 0 | 0 | 0 | 2 |  | 0 | 0 | 0 | 0 | 0 | 0 | 0 | 0 | 0 | 0 | 0 | 0 | 0 | 0 | 0 | 0 | 0 | 0 | 0 | 0 | 0 | 0 | 0 | 0 | 0 | 0 | 0 | 0 | 0 | 0 | 1 | 0 | 0 | 0 | 0 | 0 | -298.255 | 1732.37 | 2601.53 | Lugo - Victorville area constraint | Sloan Canyon - Eldorado 500 kV constraint | GLW 230kV area constraint |  | 0 | 0 | 0 | 0 | 0 | 0 | 1081.97 | 1732.37 | 2601.53 | Sloan Canyon - Eldorado 500 kV constraint | Sloan Canyon - Eldorado 500 kV constraint | GLW 230kV area constraint |  | 5 | 1 | YES | 2 | 1 | 1 | NO | 1
SCE Metro | Chevmain | 230 | 0 | 0 | 0 | 0 | 0 | 0 | 0 | 0 | 0 | 1 | 0 | 0 | 0 | 0 | 0 | 0 | 0 | 0 | 0 | 0 | 0 | 0 | 0 | 0 | 0 | 0 | 0 | 0 | 0 | 0 | 0 | 0 | 0 | 0 | 0 | 0 | 0 | 0 | 0 | 0 | 0 | 0 | 0 | 0 | 0 | 0 | 0 | 0 | 0 | 0 | 0 | 0 | 0 | 0 | 0 | 0 | 0 | 0 | 0 | 0 | 0 | 0 | 0 | 0 | 0 | 0 | 0 | 0 | 0 | 0 | 0 | 0 | 0 | 0 | 0 | 0 | 0 | 0 | 0 | 0 | 0 | 0 | 0 | 0 | 0 | 0 | 0 | 0 | 0 | 0 | 0 | 0 | 0 | 0 | 0 | 0 | 0 | 0 |  | 0 | 0 | 0 | 0 | 0 | 0 | 0 | 0 | 0 | 0 | 0 | 0 | 0 | 0 | 0 | 0 | 0 | 0 | 0 | 0 | 0 | 0 | 0 | 0 | 0 | 0 | 0 | 0 | 0 | 0 | 0 | 0 | 0 | 0 | 0 | 0 | 9741.6 | 11376.2 | 14050.5055 | SCE Metro Area Default Constraint | SCE Metro Area Default Constraint | SCE Metro Area Default Constraint |  | 0 | 0 | 0 | 0 | 0 | 0 | 9741.6 | 11376.2 | 14050.5055 | SCE Metro Area Default Constraint | SCE Metro Area Default Constraint | SCE Metro Area Default Constraint |  | 1 | 1 | NO | 1 | 1 | 1 | NO | 1
SDGE | Chicarita | 138 | 0 | 0 | 0 | 0 | 0 | 0 | 0 | 0 | 0 | 0 | 0 | 0 | 0 | 0 | 0 | 0 | 0 | 0 | 0 | 0 | 0 | 0 | 0 | 0 | 0 | 0 | 0 | 0 | 1 | 0 | 1 | 0 | 1 | 0 | 0 | 0 | 0 | 0 | 0 | 0 | 0 | 0 | 0 | 0 | 0 | 0 | 0 | 0 | 0 | 0 | 0 | 0 | 0 | 0 | 0 | 0 | 0 | 0 | 0 | 0 | 0 | 0 | 0 | 0 | 0 | 0 | 0 | 0 | 0 | 0 | 0 | 0 | 0 | 0 | 0 | 0 | 0 | 0 | 0 | 0 | 0 | 0 | 0 | 0 | 0 | 0 | 0 | 0 | 0 | 0 | 0 | 0 | 0 | 0 | 0 | 0 | 0 | 3 |  | 0 | 0 | 0 | 0 | 0 | 0 | 0 | 0 | 0 | 0 | 0 | 0 | 0 | 0 | 0 | 0 | 0 | 0 | 0 | 0 | 0 | 0 | 0 | 0 | 0 | 0 | 0 | 0 | 0 | 0 | 0 | 0 | 0 | 0 | 0 | 0 | 996.76 | 2276.48 | 8249.2344 | San Luis Rey-San Onofre 230 kV line constraint | San Luis Rey-San Onofre 230 kV line constraint | Encina - San Luis Rey 230 kV constraint |  | 0 | 0 | 0 | 0 | 0 | 0 | 996.76 | 2276.48 | 8249.2344 | San Luis Rey-San Onofre 230 kV line constraint | San Luis Rey-San Onofre 230 kV line constraint | Encina - San Luis Rey 230 kV constraint |  | 1 | 1 | NO | 1 | 1 | 1 | NO | 1
SCE Metro | Chino | 230 | 0 | 0 | 0 | 0 | 0 | 0 | 0 | 0 | 0 | 1 | 0 | 0 | 0 | 0 | 0 | 0 | 0 | 0 | 0 | 0 | 0 | 0 | 0 | 0 | 0 | 0 | 0 | 0 | 0 | 0 | 0 | 0 | 0 | 0 | 0 | 0 | 0 | 0 | 0 | 0 | 0 | 0 | 0 | 0 | 0 | 0 | 0 | 0 | 0 | 0 | 0 | 0 | 0 | 0 | 0 | 0 | 0 | 0 | 0 | 0 | 0 | 0 | 0 | 0 | 0 | 0 | 0 | 0 | 0 | 0 | 0 | 0 | 0 | 0 | 0 | 0 | 0 | 0 | 0 | 0 | 0 | 0 | 0 | 0 | 0 | 0 | 0 | 0 | 0 | 0 | 0 | 0 | 0 | 0 | 0 | 0 | 0 | 0 |  | 0 | 0 | 0 | 0 | 0 | 0 | 0 | 0 | 0 | 0 | 0 | 0 | 0 | 0 | 0 | 0 | 0 | 0 | 0 | 0 | 0 | 0 | 0 | 0 | 0 | 0 | 0 | 0 | 0 | 0 | 0 | 0 | 0 | 0 | 0 | 0 | 9741.6 | 11376.2 | 14050.5055 | SCE Metro Area Default Constraint | SCE Metro Area Default Constraint | SCE Metro Area Default Constraint |  | 0 | 0 | 0 | 0 | 0 | 0 | 9741.6 | 11376.2 | 14050.5055 | SCE Metro Area Default Constraint | SCE Metro Area Default Constraint | SCE Metro Area Default Constraint |  | 1 | 1 | NO | 1 | 1 | 1 | NO | 1
PG&E FRESNO | Chowchilla | 115 | 0 | 0 | 0 | 0 | 0 | 0 | 0 | 0 | 0 | 0 | 0 | 0 | 0 | 0 | 0 | 0 | 0 | 0 | 0 | 0 | 0 | 0 | 0 | 0 | 0 | 0 | 0 | 0 | 0 | 0 | 0 | 0 | 0 | 0 | 0 | 0 | 0 | 0 | 0 | 0 | 0 | 0 | 0 | 0 | 0 | 1 | 0 | 0 | 0 | 0 | 0 | 0 | 0 | 0 | 0 | 0 | 0 | 0 | 0 | 0 | 0 | 0 | 0 | 0 | 0 | 0 | 0 | 0 | 0 | 0 | 0 | 0 | 0 | 0 | 0 | 0 | 0 | 0 | 1 | 1 | 0 | 1 | 1 | 1 | 1 | 1 | 0 | 1 | 1 | 1 | 1 | 0 | 1 | 0 | 0 | 0 | 0 | 2 |  | 0 | 0 | 0 | 0 | 0 | 0 | 0 | 0 | 0 | 0 | 0 | 0 | 0 | 0 | 0 | 0 | 0 | 0 | 0 | 0 | 0 | 0 | 0 | 7.56 | 0 | 0 | 0 | 50 | 0 | 1 | 3 | 0 | 2 | 0 | 0 | 0 | -1070.2 | -530.5 | 200.0276 | Borden-Storey #1 230kV line | Borden-Storey #1 230kV line | Merced 115/70kV TB#2 |  | 0 | 0 | 0 | 0 | 0 | 0 | 31.0685 | 91.2 | 200.0276 | Bellota-Weber 230kV line | Merced 115/70kV TB#2 | Merced 115/70kV TB#2 |  | 5 | 1 | YES | 2 | 1 | 1 | NO | 1
PG&E GBA | Christie | 60 | 0 | 0 | 0 | 0 | 0 | 0 | 0 | 0 | 0 | 0 | 0 | 0 | 0 | 0 | 0 | 0 | 0 | 0 | 0 | 0 | 0 | 0 | 0 | 0 | 0 | 0 | 0 | 0 | 0 | 0 | 0 | 0 | 0 | 0 | 0 | 0 | 0 | 0 | 0 | 1 | 0 | 0 | 0 | 0 | 0 | 0 | 0 | 0 | 0 | 1 | 0 | 0 | 1 | 1 | 1 | 1 | 0 | 0 | 1 | 1 | 0 | 1 | 0 | 0 | 0 | 1 | 0 | 0 | 0 | 0 | 0 | 0 | 0 | 0 | 0 | 0 | 0 | 0 | 0 | 0 | 0 | 0 | 0 | 0 | 0 | 0 | 0 | 0 | 0 | 0 | 0 | 0 | 0 | 0 | 0 | 0 | 0 | 2 |  | 0 | 0 | 0 | 0 | 0 | 0 | 0 | 0 | 0 | 0 | 0 | 0 | 0 | 0 | 0 | 0 | 0 | 0 | 0 | 0 | 0 | 0 | 0 | 0 | 0 | 0 | 0 | 0 | 0 | 0 | 1 | 0 | 1 | 0 | 0 | 0 | -763.325 | -136.609 | 1214.56 | Windmaster-Delta pumps 230 kV line | Windmaster-Delta pumps 230 kV line | Grant - Eastshore #2 line 115 kV |  | 0 | 0 | 0 | 0 | 0 | 0 | 401.875 | 742.923 | 1214.56 | Contra Costa- Windmaster 230 kV line | Contra Costa- Windmaster 230 kV line | Grant - Eastshore #2 line 115 kV |  | 5 | 1 | YES | 2 | 1 | 1 | NO | 1
PG&E GBA | Christie | 115 | 0 | 0 | 0 | 0 | 0 | 0 | 0 | 0 | 0 | 0 | 0 | 0 | 0 | 0 | 0 | 0 | 0 | 0 | 0 | 0 | 0 | 0 | 0 | 0 | 0 | 0 | 0 | 0 | 0 | 0 | 0 | 0 | 0 | 0 | 0 | 0 | 0 | 0 | 0 | 1 | 0 | 0 | 0 | 0 | 0 | 0 | 0 | 0 | 0 | 0 | 0 | 0 | 1 | 0 | 0 | 1 | 0 | 0 | 0 | 0 | 0 | 0 | 0 | 0 | 0 | 0 | 0 | 0 | 0 | 0 | 0 | 0 | 0 | 0 | 0 | 0 | 0 | 0 | 0 | 0 | 0 | 0 | 0 | 0 | 0 | 0 | 0 | 0 | 0 | 0 | 0 | 0 | 0 | 0 | 0 | 0 | 0 | 1 |  | 0 | 0 | 0 | 0 | 0 | 0 | 0 | 0 | 0 | 0 | 0 | 0 | 0 | 0 | 0 | 0 | 0 | 0 | 0 | 0 | 0 | 0 | 0 | 0 | 0 | 0 | 0 | 0 | 0 | 0 | 0 | 0 | 0 | 0 | 0 | 0 | 804.745 | 2035.936 | 5151.188 | Collinsville-Tesla 500 kV Line | Collinsville-Tesla 500 kV Line | Sobrante-Moraga 230 kV line |  | 0 | 0 | 0 | 0 | 0 | 0 | 804.745 | 2035.936 | 5151.188 | Collinsville-Tesla 500 kV Line | Collinsville-Tesla 500 kV Line | Sobrante-Moraga 230 kV line |  | 1 | 1 | NO | 1 | 1 | 1 | NO | 1
SCE Eastern | Cielo Azul | 500 | 0 | 0 | 0 | 0 | 0 | 0 | 0 | 0 | 0 | 0 | 0 | 0 | 0 | 0 | 0 | 0 | 1 | 1 | 0 | 0 | 0 | 1 | 0 | 0 | 1 | 0 | 0 | 0 | 0 | 0 | 0 | 0 | 0 | 0 | 0 | 0 | 0 | 0 | 0 | 0 | 0 | 0 | 0 | 0 | 0 | 0 | 0 | 0 | 0 | 0 | 0 | 0 | 0 | 0 | 0 | 0 | 0 | 0 | 0 | 0 | 0 | 0 | 0 | 0 | 0 | 0 | 0 | 0 | 0 | 0 | 0 | 0 | 0 | 0 | 0 | 0 | 0 | 0 | 0 | 0 | 0 | 0 | 0 | 0 | 0 | 0 | 0 | 0 | 0 | 0 | 0 | 0 | 0 | 0 | 0 | 0 | 0 | 2 |  | 0 | 0 | 0 | 0 | 0 | 0 | 0 | 0 | 0 | 0 | 0 | 0 | 0 | 0 | 0 | 0 | 0 | 0 | 0 | 0 | 0 | 0 | 0 | 0 | 500 | 1525 | 1282.4 | 0 | 0 | 1 | 1 | 0 | 0 | 0 | 0 | 0 | -298.255 | 1258.8 | 2023.15 | Lugo - Victorville area constraint | DCRT Constraint | DCRT Constraint |  | 0 | 0 | 0 | 0 | 0 | 0 | 952.6 | 1258.8 | 2023.15 | DCRT Constraint | DCRT Constraint | DCRT Constraint |  | 5 | 1 | YES | 2 | 1 | 1 | NO | 1
PG&E GBA | Clay | 60 | 0 | 0 | 0 | 0 | 0 | 0 | 0 | 0 | 0 | 0 | 0 | 0 | 0 | 0 | 0 | 0 | 0 | 0 | 0 | 0 | 0 | 0 | 0 | 0 | 0 | 0 | 0 | 0 | 0 | 0 | 0 | 0 | 0 | 0 | 0 | 0 | 0 | 0 | 0 | 0 | 0 | 0 | 0 | 0 | 0 | 1 | 0 | 0 | 0 | 0 | 0 | 0 | 0 | 0 | 0 | 0 | 0 | 0 | 0 | 1 | 1 | 0 | 0 | 0 | 0 | 0 | 0 | 0 | 0 | 0 | 0 | 0 | 0 | 0 | 0 | 0 | 0 | 0 | 0 | 0 | 0 | 0 | 0 | 0 | 0 | 0 | 0 | 0 | 0 | 0 | 0 | 0 | 0 | 0 | 0 | 0 | 0 | 0 |  | 0 | 0 | 0 | 0 | 0 | 0 | 0 | 0 | 0 | 0 | 0 | 0 | 0 | 0 | 0 | 0 | 0 | 0 | 0 | 0 | 0 | 0 | 0 | 0 | 0 | 0 | 0 | 0 | 0 | 0 | 1 | 0 | 0 | 0 | 0 | 0 | -428.9315 | 397.8459 | 3191.0022 | Bellota-Weber 230kV line | Bellota-Weber 230kV line | Bellota-Weber 230kV line |  | 0 | 0 | 0 | 0 | 0 | 0 | 31.0685 | 671.7 | 3191.0022 | Bellota-Weber 230kV line | Eight Mile-Tesla 230 kV line | Bellota-Weber 230kV line |  | 5 | 1 | YES | 2 | 1 | 1 | NO | 1
PG&E GBA | Clayton | 115 | 0 | 0 | 0 | 0 | 0 | 0 | 0 | 0 | 0 | 0 | 0 | 0 | 0 | 0 | 0 | 0 | 0 | 0 | 0 | 0 | 0 | 0 | 0 | 0 | 0 | 0 | 0 | 0 | 0 | 0 | 0 | 0 | 0 | 0 | 0 | 0 | 0 | 0 | 0 | 1 | 0 | 0 | 0 | 0 | 0 | 0 | 0 | 0 | 0 | 0 | 0 | 0 | 0 | 0 | 0 | 0 | 0 | 0 | 0 | 0 | 0 | 0 | 0 | 0 | 0 | 0 | 0 | 0 | 0 | 0 | 0 | 0 | 0 | 0 | 0 | 0 | 0 | 0 | 0 | 0 | 0 | 0 | 0 | 0 | 0 | 0 | 0 | 0 | 0 | 0 | 0 | 0 | 0 | 0 | 0 | 0 | 0 | 0 |  | 0 | 0 | 0 | 0 | 0 | 0 | 0 | 0 | 0 | 0 | 0 | 0 | 0 | 0 | 0 | 0 | 0 | 0 | 0 | 0 | 0 | 0 | 0 | 0 | 0 | 0 | 0 | 0 | 0 | 0 | 0 | 0 | 0 | 0 | 0 | 0 | 804.745 | 2035.936 | 6892.2328 | Collinsville-Tesla 500 kV Line | Collinsville-Tesla 500 kV Line | Collinsville-Tesla 500 kV Line |  | 0 | 0 | 0 | 0 | 0 | 0 | 804.745 | 2035.936 | 6892.2328 | Collinsville-Tesla 500 kV Line | Collinsville-Tesla 500 kV Line | Collinsville-Tesla 500 kV Line |  | 1 | 1 | NO | 1 | 1 | 1 | NO | 1
PG&E NGBA | Cloverdale | 115 | 0 | 0 | 0 | 0 | 0 | 0 | 0 | 0 | 0 | 0 | 0 | 0 | 0 | 0 | 0 | 0 | 0 | 0 | 0 | 0 | 0 | 0 | 0 | 0 | 0 | 0 | 0 | 0 | 0 | 0 | 0 | 0 | 0 | 0 | 0 | 0 | 0 | 0 | 0 | 1 | 0 | 1 | 0 | 0 | 0 | 0 | 0 | 0 | 0 | 0 | 0 | 0 | 1 | 0 | 1 | 1 | 0 | 0 | 0 | 0 | 0 | 0 | 0 | 0 | 0 | 0 | 1 | 0 | 0 | 0 | 0 | 0 | 0 | 0 | 0 | 0 | 0 | 0 | 0 | 0 | 0 | 0 | 0 | 0 | 0 | 0 | 0 | 0 | 0 | 0 | 0 | 0 | 0 | 0 | 0 | 0 | 0 | 1 |  | 25 | 0 | 0 | 0 | 0 | 0 | 0 | 0 | 0 | 0 | 0 | 0 | 0 | 0 | 1 | 53 | 5.5 | 0 | 0 | 0 | 0 | 0 | 0 | 0 | 0 | 0 | 0 | 0 | 0 | 1 | 1 | 0 | 0 | 0 | 0 | 0 | -219.475 | 108.573 | 1029.902 | Birds Landing-Contra Costa 230kV Line | Birds Landing-Contra Costa 230kV Line | Birds Landing-Contra Costa 230kV Line |  | 0 | 0 | 0 | 0 | 0 | 0 | 401.875 | 742.923 | 1029.902 | Contra Costa- Windmaster 230 kV line | Contra Costa- Windmaster 230 kV line | Birds Landing-Contra Costa 230kV Line |  | 5 | 1 | YES | 2 | 1 | 1 | NO | 1
PG&E FRESNO | Clovis | 115 | 0 | 0 | 0 | 0 | 0 | 0 | 0 | 0 | 0 | 0 | 0 | 0 | 0 | 0 | 0 | 0 | 0 | 0 | 0 | 0 | 0 | 0 | 0 | 0 | 0 | 0 | 0 | 0 | 0 | 0 | 0 | 0 | 0 | 0 | 0 | 0 | 0 | 0 | 0 | 0 | 0 | 0 | 0 | 0 | 0 | 0 | 0 | 0 | 0 | 0 | 0 | 0 | 0 | 0 | 0 | 0 | 0 | 0 | 0 | 0 | 0 | 0 | 0 | 0 | 0 | 0 | 0 | 0 | 0 | 0 | 0 | 0 | 0 | 0 | 0 | 0 | 0 | 0 | 0 | 1 | 0 | 1 | 1 | 1 | 0 | 1 | 0 | 1 | 0 | 0 | 0 | 0 | 1 | 0 | 0 | 0 | 0 | 1 |  | 0 | 0 | 0 | 0 | 0 | 0 | 0 | 0 | 0 | 0 | 0 | 0 | 0 | 0 | 0 | 0 | 0 | 0 | 0 | 0 | 0 | 0 | 0 | 0 | 0 | 0 | 0 | 0 | 0 | 0 | 1 | 0 | 1 | 0 | 0 | 0 | -617.4 | -294 | 245.4626 | Chowchilla-Le grand 115kV Line | Chowchilla-Le grand 115kV Line | Oro Loma-El Nido 115kV Line |  | 0 | 0 | 0 | 0 | 0 | 0 | 393.8 | 465.3 | 245.4626 | Oro Loma-El Nido 115kV Line | Oro Loma-El Nido 115kV Line | Oro Loma-El Nido 115kV Line |  | 5 | 1 | YES | 2 | 1 | 1 | NO | 1
PG&E GBA | Coburn | 230 | 0 | 0 | 0 | 0 | 0 | 0 | 0 | 0 | 0 | 0 | 0 | 0 | 0 | 0 | 0 | 0 | 0 | 0 | 0 | 0 | 0 | 0 | 0 | 0 | 0 | 0 | 0 | 0 | 0 | 0 | 0 | 0 | 0 | 0 | 0 | 0 | 0 | 0 | 0 | 0 | 0 | 0 | 0 | 0 | 0 | 0 | 0 | 0 | 0 | 0 | 0 | 0 | 0 | 0 | 0 | 1 | 0 | 0 | 0 | 1 | 0 | 0 | 0 | 0 | 0 | 0 | 0 | 0 | 0 | 0 | 0 | 0 | 0 | 0 | 0 | 0 | 0 | 0 | 1 | 1 | 0 | 0 | 0 | 0 | 0 | 1 | 0 | 0 | 0 | 0 | 0 | 0 | 0 | 0 | 0 | 0 | 1 | 1 |  | 0 | 0 | 0 | 0 | 0 | 0 | 0 | 0 | 0 | 0 | 0 | 0 | 0 | 0 | 0 | 0 | 0 | 100 | 0 | 0 | 0 | 0 | 0 | 0 | 0 | 0 | 0 | 0 | 0 | 1 | 0 | 0 | 0 | 0 | 0 | 0 | 826.3685 | 1621.76 | 2550.9252 | Tesla-Bellota 230 kV line | NEW-Metcalf-Mosslanding 500kV | Gates 500/230kV TB #12 |  | 0 | 0 | 0 | 0 | 0 | 0 | 826.3685 | 1621.76 | 2550.9252 | Tesla-Bellota 230 kV line | NEW-Metcalf-Mosslanding 500kV | Gates 500/230kV TB #12 |  | 1 | 1 | NO | 1 | 1 | 1 | NO | 1
PG&E GBA | Coburn | 60 | 0 | 0 | 0 | 0 | 0 | 0 | 0 | 0 | 0 | 0 | 0 | 0 | 0 | 0 | 0 | 0 | 0 | 0 | 0 | 0 | 0 | 0 | 0 | 0 | 0 | 0 | 0 | 0 | 0 | 0 | 0 | 0 | 0 | 0 | 0 | 0 | 0 | 0 | 0 | 0 | 0 | 0 | 0 | 0 | 0 | 0 | 0 | 0 | 0 | 0 | 0 | 0 | 0 | 0 | 0 | 1 | 0 | 0 | 0 | 1 | 0 | 0 | 0 | 0 | 0 | 0 | 0 | 0 | 0 | 0 | 0 | 0 | 0 | 0 | 0 | 0 | 0 | 0 | 1 | 1 | 0 | 0 | 0 | 0 | 0 | 1 | 0 | 0 | 0 | 0 | 0 | 0 | 0 | 0 | 0 | 0 | 1 | 1 |  | 0 | 0 | 0 | 0 | 0 | 0 | 0 | 0 | 0 | 0 | 0 | 0 | 6 | 0 | 1 | 0 | 0 | 0 | 0 | 0 | 0 | 0 | 0 | 0 | 0 | 0 | 0 | 6 | 0 | 1 | 0 | 0 | 0 | 0 | 0 | 0 | 826.3685 | 1621.76 | 2550.9252 | Tesla-Bellota 230 kV line | NEW-Metcalf-Mosslanding 500kV | Gates 500/230kV TB #12 |  | 0 | 0 | 0 | 0 | 0 | 0 | 826.3685 | 1621.76 | 2550.9252 | Tesla-Bellota 230 kV line | NEW-Metcalf-Mosslanding 500kV | Gates 500/230kV TB #12 |  | 1 | 1 | NO | 1 | 1 | 1 | NO | 1
PG&E NGBA | Colgate | 230 | 0 | 0 | 0 | 0 | 0 | 0 | 0 | 0 | 0 | 0 | 0 | 0 | 0 | 0 | 0 | 0 | 0 | 0 | 0 | 0 | 0 | 0 | 0 | 0 | 0 | 0 | 0 | 0 | 0 | 0 | 0 | 0 | 0 | 0 | 0 | 0 | 0 | 0 | 0 | 1 | 0 | 0 | 0 | 0 | 1 | 1 | 1 | 1 | 0 | 0 | 0 | 0 | 0 | 0 | 0 | 0 | 0 | 0 | 0 | 1 | 1 | 0 | 0 | 0 | 0 | 0 | 0 | 0 | 0 | 0 | 0 | 0 | 0 | 0 | 0 | 0 | 0 | 0 | 0 | 0 | 0 | 0 | 0 | 0 | 0 | 0 | 0 | 0 | 0 | 0 | 0 | 0 | 0 | 0 | 0 | 0 | 0 | 0 |  | 0 | 0 | 0 | 0 | 0 | 0 | 0 | 0 | 0 | 0 | 0 | 0 | 0 | 0 | 0 | 0 | 8.5 | 0 | 0 | 0 | 0 | 0 | 0 | 3 | 0 | 0 | 0 | 0 | 0 | 1 | 1 | 0 | 0 | 0 | 0 | 0 | -428.9315 | 41.5 | 79.4556 | Bellota-Weber 230kV line | Rocklin-Pleaseant grove 115kV line | Rocklin-Pleaseant grove 115kV line |  | 0 | 0 | 0 | 0 | 0 | 0 | 31.0685 | 41.5 | 79.4556 | Bellota-Weber 230kV line | Rocklin-Pleaseant grove 115kV line | Rocklin-Pleaseant grove 115kV line |  | 5 | 1 | YES | 2 | 1 | 1 | NO | 1
PG&E GBA | Collierville | 230 | 0 | 0 | 0 | 0 | 0 | 0 | 0 | 0 | 0 | 0 | 0 | 0 | 0 | 0 | 0 | 0 | 0 | 0 | 0 | 0 | 0 | 0 | 0 | 0 | 0 | 0 | 0 | 0 | 0 | 0 | 0 | 0 | 0 | 0 | 0 | 0 | 0 | 0 | 0 | 0 | 0 | 0 | 0 | 0 | 0 | 1 | 0 | 0 | 0 | 0 | 0 | 0 | 0 | 0 | 0 | 1 | 0 | 1 | 0 | 1 | 0 | 0 | 0 | 0 | 0 | 1 | 0 | 0 | 0 | 0 | 0 | 0 | 0 | 0 | 0 | 0 | 0 | 0 | 0 | 0 | 0 | 0 | 0 | 0 | 0 | 0 | 0 | 0 | 0 | 0 | 0 | 0 | 0 | 0 | 0 | 0 | 0 | 0 |  | 0 | 0 | 0 | 0 | 0 | 0 | 0 | 0 | 0 | 0 | 0 | 0 | 0 | 0 | 0 | 0 | 0 | 0 | 0 | 0 | 0 | 0 | 0 | 0 | 0 | 0 | 0 | 0 | 0 | 0 | 1 | 0 | 0 | 0 | 0 | 0 | -428.9315 | 201.2909 | 653.3714 | Bellota-Weber 230kV line | Kasson Jct-Heinz 115 kV line | Kasson Jct-Heinz 115 kV line |  | 0 | 0 | 0 | 0 | 0 | 0 | 31.0685 | 201.2909 | 653.3714 | Bellota-Weber 230kV line | Kasson Jct-Heinz 115 kV line | Kasson Jct-Heinz 115 kV line |  | 5 | 1 | YES | 2 | 1 | 1 | NO | 1
PG&E GBA | Collinsville | 230 | 0 | 0 | 0 | 0 | 0 | 0 | 0 | 0 | 0 | 0 | 0 | 0 | 0 | 0 | 0 | 0 | 0 | 0 | 0 | 0 | 0 | 0 | 0 | 0 | 0 | 0 | 0 | 0 | 0 | 0 | 0 | 0 | 0 | 0 | 0 | 0 | 0 | 0 | 0 | 1 | 0 | 0 | 0 | 0 | 0 | 0 | 0 | 0 | 0 | 0 | 0 | 0 | 0 | 0 | 0 | 0 | 0 | 0 | 0 | 0 | 0 | 0 | 0 | 0 | 0 | 0 | 0 | 0 | 0 | 0 | 0 | 0 | 0 | 0 | 0 | 0 | 0 | 0 | 0 | 0 | 0 | 0 | 0 | 0 | 0 | 0 | 0 | 0 | 0 | 0 | 0 | 0 | 0 | 0 | 0 | 0 | 0 | 0 |  | 0 | 0 | 0 | 0 | 0 | 0 | 0 | 0 | 0 | 0 | 0 | 0 | 0 | 0 | 0 | 0 | 0 | 0 | 0 | 0 | 0 | 0 | 0 | 0 | 0 | 0 | 0 | 0 | 0 | 0 | 0 | 0 | 0 | 0 | 0 | 0 | 804.745 | 2035.936 | 6892.2328 | Collinsville-Tesla 500 kV Line | Collinsville-Tesla 500 kV Line | Collinsville-Tesla 500 kV Line |  | 0 | 0 | 0 | 0 | 0 | 0 | 804.745 | 2035.936 | 6892.2328 | Collinsville-Tesla 500 kV Line | Collinsville-Tesla 500 kV Line | Collinsville-Tesla 500 kV Line |  | 1 | 1 | NO | 1 | 1 | 1 | NO | 1
PG&E GBA | Collinsville | 500 | 0 | 0 | 0 | 0 | 0 | 0 | 0 | 0 | 0 | 0 | 0 | 0 | 0 | 0 | 0 | 0 | 0 | 0 | 0 | 0 | 0 | 0 | 0 | 0 | 0 | 0 | 0 | 0 | 0 | 0 | 0 | 0 | 0 | 0 | 0 | 0 | 0 | 0 | 0 | 1 | 0 | 0 | 0 | 0 | 0 | 0 | 0 | 0 | 0 | 0 | 0 | 0 | 0 | 0 | 0 | 0 | 0 | 0 | 0 | 0 | 0 | 0 | 0 | 0 | 0 | 0 | 0 | 0 | 0 | 0 | 0 | 0 | 0 | 0 | 0 | 0 | 0 | 0 | 0 | 0 | 0 | 0 | 0 | 0 | 0 | 0 | 0 | 0 | 0 | 0 | 0 | 0 | 0 | 0 | 0 | 0 | 0 | 0 |  | 0 | 0 | 0 | 0 | 0 | 0 | 0 | 0 | 0 | 0 | 0 | 0 | 0 | 0 | 0 | 0 | 0 | 0 | 0 | 0 | 0 | 0 | 0 | 0 | 0 | 0 | 0 | 0 | 0 | 0 | 0 | 0 | 0 | 0 | 0 | 0 | 804.745 | 2035.936 | 6892.2328 | Collinsville-Tesla 500 kV Line | Collinsville-Tesla 500 kV Line | Collinsville-Tesla 500 kV Line |  | 0 | 0 | 0 | 0 | 0 | 0 | 804.745 | 2035.936 | 6892.2328 | Collinsville-Tesla 500 kV Line | Collinsville-Tesla 500 kV Line | Collinsville-Tesla 500 kV Line |  | 1 | 1 | NO | 1 | 1 | 1 | NO | 1
SCE Eastern | Colorado River | 230 | 0 | 0 | 0 | 0 | 0 | 0 | 0 | 0 | 0 | 0 | 0 | 0 | 0 | 0 | 0 | 1 | 0 | 1 | 0 | 0 | 0 | 1 | 0 | 0 | 0 | 0 | 0 | 0 | 0 | 0 | 0 | 0 | 0 | 0 | 0 | 0 | 0 | 0 | 0 | 0 | 0 | 0 | 0 | 0 | 0 | 0 | 0 | 0 | 0 | 0 | 0 | 0 | 0 | 0 | 0 | 0 | 0 | 0 | 0 | 0 | 0 | 0 | 0 | 0 | 0 | 0 | 0 | 0 | 0 | 0 | 0 | 0 | 0 | 0 | 0 | 0 | 0 | 0 | 0 | 0 | 0 | 0 | 0 | 0 | 0 | 0 | 0 | 0 | 0 | 0 | 0 | 0 | 0 | 0 | 0 | 0 | 0 | 2 |  | 0 | 0 | 0 | 0 | 0 | 0 | 0 | 0 | 0 | 0 | 0 | 0 | 0 | 0 | 0 | 0 | 0 | 0 | 0 | 0 | 0 | 0 | 0 | 0 | 300 | 800 | 180 | 20 | 0 | 1 | 0 | 0 | 0 | 0 | 0 | 0 | 921 | 820 | 1555 | Colorado River 500/230 kV Constraint | Colorado River 500/230 kV Constraint | Colorado River 500/230 kV Constraint |  | 0 | 0 | 0 | 0 | 0 | 0 | 921 | 820 | 1555 | Colorado River 500/230 kV Constraint | Colorado River 500/230 kV Constraint | Colorado River 500/230 kV Constraint |  | 1 | 1 | NO | 1 | 1 | 1 | NO | 1
SCE Eastern | Colorado River | 500 | 0 | 0 | 0 | 0 | 0 | 0 | 0 | 0 | 0 | 0 | 0 | 0 | 0 | 0 | 0 | 0 | 0 | 1 | 0 | 0 | 0 | 1 | 0 | 0 | 0 | 0 | 0 | 0 | 0 | 0 | 0 | 0 | 0 | 0 | 0 | 0 | 0 | 0 | 0 | 0 | 0 | 0 | 0 | 0 | 0 | 0 | 0 | 0 | 0 | 0 | 0 | 0 | 0 | 0 | 0 | 0 | 0 | 0 | 0 | 0 | 0 | 0 | 0 | 0 | 0 | 0 | 0 | 0 | 0 | 0 | 0 | 0 | 0 | 0 | 0 | 0 | 0 | 0 | 0 | 0 | 0 | 0 | 0 | 0 | 0 | 0 | 0 | 0 | 0 | 0 | 0 | 0 | 0 | 0 | 0 | 0 | 0 | 2 |  | 0 | 0 | 0 | 0 | 0 | 0 | 0 | 0 | 0 | 0 | 0 | 0 | 0 | 0 | 0 | 0 | 0 | 0 | 0 | 0 | 0 | 0 | 0 | 0 | 0 | 0 | 0 | 0 | 0 | 0 | 0 | 0 | 0 | 0 | 0 | 0 | 1067.92 | 3601.05 | 4753.535 | Serrano-Alberhill-Valley Constraint | Devers-Red Bluff Constraint | Devers-Red Bluff Constraint |  | 0 | 0 | 0 | 0 | 0 | 0 | 1067.92 | 3601.05 | 4753.535 | Serrano-Alberhill-Valley Constraint | Devers-Red Bluff Constraint | Devers-Red Bluff Constraint |  | 1 | 1 | NO | 1 | 1 | 1 | NO | 1
PG&E KERN | Columbus | 115 | 0 | 0 | 0 | 0 | 0 | 0 | 0 | 0 | 0 | 0 | 0 | 0 | 0 | 0 | 0 | 0 | 0 | 0 | 0 | 0 | 0 | 0 | 0 | 0 | 0 | 0 | 0 | 0 | 0 | 0 | 0 | 0 | 0 | 0 | 0 | 0 | 0 | 0 | 0 | 0 | 0 | 0 | 0 | 0 | 0 | 0 | 0 | 0 | 0 | 0 | 0 | 0 | 0 | 0 | 0 | 0 | 0 | 0 | 0 | 0 | 0 | 0 | 0 | 0 | 0 | 0 | 0 | 0 | 0 | 0 | 1 | 0 | 0 | 0 | 0 | 0 | 0 | 0 | 1 | 1 | 0 | 0 | 0 | 0 | 0 | 0 | 0 | 0 | 0 | 0 | 0 | 0 | 0 | 0 | 1 | 0 | 0 | 0 |  | 0 | 0 | 0 | 0 | 0 | 0 | 0 | 0 | 0 | 0 | 0 | 0 | 0 | 0 | 0 | 0 | 0 | 0 | 0 | 0 | 0 | 0 | 0 | 0 | 0 | 0 | 0 | 0 | 0 | 0 | 0 | 0 | 0 | 0 | 0 | 0 | 887.485 | 1862.1 | 1602.5731 | Mustang-Henrietta 230 kV line | Kern 230/115kV TB #4 | Mustang-Henrietta 230 kV line |  | 0 | 0 | 0 | 0 | 0 | 0 | 887.485 | 1862.1 | 1602.5731 | Mustang-Henrietta 230 kV line | Kern 230/115kV TB #4 | Mustang-Henrietta 230 kV line |  | 1 | 1 | NO | 1 | 1 | 1 | NO | 1
PG&E GBA | Contra Costa | 115 | 0 | 0 | 0 | 0 | 0 | 0 | 0 | 0 | 0 | 0 | 0 | 0 | 0 | 0 | 0 | 0 | 0 | 0 | 0 | 0 | 0 | 0 | 0 | 0 | 0 | 0 | 0 | 0 | 0 | 0 | 0 | 0 | 0 | 0 | 0 | 0 | 0 | 0 | 0 | 1 | 0 | 0 | 0 | 0 | 0 | 0 | 0 | 0 | 0 | 0 | 0 | 0 | 0 | 1 | 1 | 1 | 1 | 0 | 1 | 1 | 0 | 0 | 0 | 0 | 0 | 1 | 1 | 0 | 0 | 0 | 0 | 0 | 0 | 0 | 0 | 0 | 0 | 0 | 0 | 0 | 0 | 0 | 0 | 0 | 0 | 0 | 0 | 0 | 0 | 0 | 0 | 0 | 0 | 0 | 0 | 0 | 0 | 0 |  | 0 | 0 | 0 | 0 | 0 | 0 | 0 | 0 | 0 | 0 | 0 | 0 | 0 | 0 | 0 | 0 | 0 | 0 | 0 | 0 | 0 | 0 | 0 | 0 | 0 | 0 | 0 | 0 | 0 | 0 | 2 | 0 | 1 | 0 | 0 | 0 | -763.325 | -136.609 | 77 | Windmaster-Delta pumps 230 kV line | Windmaster-Delta pumps 230 kV line | Contra Costa #1 115kV Line |  | 0 | 0 | 0 | 0 | 0 | 0 | 32 | 32 | 77 | Contra Costa #1 115kV Line | Contra Costa #1 115kV Line | Contra Costa #1 115kV Line |  | 5 | 1 | YES | 2 | 1 | 1 | NO | 1
PG&E GBA | Contra Costa | 230 | 0 | 0 | 0 | 0 | 0 | 0 | 0 | 0 | 0 | 0 | 0 | 0 | 0 | 0 | 0 | 0 | 0 | 0 | 0 | 0 | 0 | 0 | 0 | 0 | 0 | 0 | 0 | 0 | 0 | 0 | 0 | 0 | 0 | 0 | 0 | 0 | 0 | 0 | 0 | 1 | 0 | 0 | 0 | 0 | 0 | 0 | 0 | 0 | 0 | 0 | 0 | 0 | 0 | 1 | 1 | 1 | 0 | 0 | 1 | 1 | 0 | 0 | 0 | 0 | 0 | 1 | 0 | 0 | 0 | 0 | 0 | 0 | 0 | 0 | 0 | 0 | 0 | 0 | 0 | 0 | 0 | 0 | 0 | 0 | 0 | 0 | 0 | 0 | 0 | 0 | 0 | 0 | 0 | 0 | 0 | 0 | 0 | 0 |  | 0 | 0 | 0 | 0 | 0 | 0 | 0 | 0 | 0 | 0 | 0 | 0 | 0 | 0 | 0 | 0 | 0 | 0 | 0 | 0 | 0 | 0 | 0 | 0 | 0 | 0 | 0 | 0 | 0 | 0 | 1 | 0 | 1 | 0 | 0 | 0 | -763.325 | -136.609 | 3610.786 | Windmaster-Delta pumps 230 kV line | Windmaster-Delta pumps 230 kV line | Contra Costa- Windmaster 230 kV line |  | 0 | 0 | 0 | 0 | 0 | 0 | 401.875 | 742.923 | 3610.786 | Contra Costa- Windmaster 230 kV line | Contra Costa- Windmaster 230 kV line | Contra Costa- Windmaster 230 kV line |  | 5 | 1 | YES | 2 | 1 | 1 | NO | 1
PG&E GBA | Contra Costa PP | 230 | 0 | 0 | 0 | 0 | 0 | 0 | 0 | 0 | 0 | 0 | 0 | 0 | 0 | 0 | 0 | 0 | 0 | 0 | 0 | 0 | 0 | 0 | 0 | 0 | 0 | 0 | 0 | 0 | 0 | 0 | 0 | 0 | 0 | 0 | 0 | 0 | 0 | 0 | 0 | 1 | 0 | 0 | 0 | 0 | 0 | 0 | 0 | 0 | 0 | 0 | 0 | 0 | 0 | 1 | 1 | 1 | 0 | 0 | 1 | 1 | 0 | 0 | 0 | 0 | 0 | 1 | 1 | 0 | 0 | 0 | 0 | 0 | 0 | 0 | 0 | 0 | 0 | 0 | 0 | 0 | 0 | 0 | 0 | 0 | 0 | 0 | 0 | 0 | 0 | 0 | 0 | 0 | 0 | 0 | 0 | 0 | 0 | 0 |  | 0 | 0 | 0 | 0 | 0 | 0 | 0 | 0 | 0 | 0 | 0 | 0 | 0 | 0 | 0 | 0 | 0 | 0 | 0 | 0 | 0 | 0 | 0 | 0 | 0 | 0 | 0 | 0 | 0 | 0 | 2 | 0 | 1 | 0 | 0 | 0 | -763.325 | -136.609 | 1029.902 | Windmaster-Delta pumps 230 kV line | Windmaster-Delta pumps 230 kV line | Birds Landing-Contra Costa 230kV Line |  | 0 | 0 | 0 | 0 | 0 | 0 | 401.875 | 742.923 | 1029.902 | Contra Costa- Windmaster 230 kV line | Contra Costa- Windmaster 230 kV line | Birds Landing-Contra Costa 230kV Line |  | 5 | 1 | YES | 2 | 1 | 1 | NO | 1
SCE NOL | Control | 115 | 0 | 0 | 0 | 0 | 0 | 0 | 0 | 0 | 0 | 0 | 1 | 1 | 1 | 1 | 0 | 0 | 0 | 0 | 0 | 0 | 0 | 0 | 0 | 0 | 0 | 0 | 0 | 0 | 0 | 0 | 0 | 0 | 0 | 0 | 0 | 0 | 0 | 0 | 0 | 0 | 0 | 0 | 0 | 0 | 0 | 0 | 0 | 0 | 0 | 0 | 0 | 0 | 0 | 0 | 0 | 0 | 0 | 0 | 0 | 0 | 0 | 0 | 0 | 0 | 0 | 0 | 0 | 0 | 0 | 0 | 0 | 0 | 0 | 0 | 0 | 0 | 0 | 0 | 0 | 0 | 0 | 0 | 0 | 0 | 0 | 0 | 0 | 0 | 0 | 0 | 0 | 0 | 0 | 0 | 0 | 0 | 0 | 3 |  | 3.3 | 0 | 0 | 0 | 0 | 0 | 0 | 0 | 0 | 0 | 0 | 0 | 0 | 0 | 1 | 13 | 0 | 0 | 0 | 0 | 0 | 0 | 0 | 0 | 0 | 0 | 0 | 0 | 0 | 1 | 1 | 2 | 1 | 2 | 0 | 0 | -13 | -13 | 107 | Control to Inyokern area constraint | Control to Inyokern area constraint | Control to Inyokern area constraint |  | 1 | 2 | 1 | 2 | 0 | 0 | -13 | -13 | 107 | Control to Inyokern area constraint | Control to Inyokern area constraint | Control to Inyokern area constraint |  | 5 | 5 | NO | 5 | 1 | 1 | NO | 1
SCE NOL | Control | 55 | 0 | 0 | 0 | 0 | 0 | 0 | 0 | 0 | 0 | 0 | 1 | 1 | 1 | 1 | 0 | 0 | 0 | 0 | 0 | 0 | 0 | 0 | 0 | 0 | 0 | 0 | 0 | 0 | 0 | 0 | 0 | 0 | 0 | 0 | 0 | 0 | 0 | 0 | 0 | 0 | 0 | 0 | 0 | 0 | 0 | 0 | 0 | 0 | 0 | 0 | 0 | 0 | 0 | 0 | 0 | 0 | 0 | 0 | 0 | 0 | 0 | 0 | 0 | 0 | 0 | 0 | 0 | 0 | 0 | 0 | 0 | 0 | 0 | 0 | 0 | 0 | 0 | 0 | 0 | 0 | 0 | 0 | 0 | 0 | 0 | 0 | 0 | 0 | 0 | 0 | 0 | 0 | 0 | 0 | 0 | 0 | 0 | 3 |  | 0 | 0 | 0 | 0 | 0 | 0 | 0 | 0 | 0 | 0 | 0 | 0 | 0 | 0 | 0 | 0 | 0 | 0 | 0 | 0 | 0 | 0 | 0 | 0 | 0 | 0 | 0 | 0 | 0 | 0 | 1 | 2 | 1 | 2 | 0 | 0 | -13 | -13 | 107 | Control to Inyokern area constraint | Control to Inyokern area constraint | Control to Inyokern area constraint |  | 1 | 2 | 1 | 2 | 0 | 0 | -13 | -13 | 107 | Control to Inyokern area constraint | Control to Inyokern area constraint | Control to Inyokern area constraint |  | 5 | 5 | NO | 5 | 1 | 1 | NO | 1
PG&E GBA | Cooley Landing | 115 | 0 | 0 | 0 | 0 | 0 | 0 | 0 | 0 | 0 | 0 | 0 | 0 | 0 | 0 | 0 | 0 | 0 | 0 | 0 | 0 | 0 | 0 | 0 | 0 | 0 | 0 | 0 | 0 | 0 | 0 | 0 | 0 | 0 | 0 | 0 | 0 | 0 | 0 | 0 | 1 | 0 | 0 | 0 | 0 | 0 | 0 | 0 | 0 | 0 | 0 | 0 | 0 | 1 | 0 | 0 | 1 | 0 | 0 | 0 | 0 | 0 | 0 | 0 | 0 | 0 | 0 | 0 | 0 | 0 | 0 | 0 | 0 | 0 | 0 | 0 | 0 | 0 | 0 | 0 | 0 | 0 | 0 | 0 | 0 | 0 | 0 | 0 | 0 | 0 | 0 | 0 | 0 | 0 | 0 | 0 | 0 | 0 | 1 |  | 0 | 0 | 0 | 0 | 0 | 0 | 0 | 0 | 0 | 0 | 0 | 0 | 0 | 0 | 0 | 0 | 0 | 0 | 0 | 0 | 0 | 0 | 0 | 0 | 0 | 0 | 0 | 0 | 0 | 0 | 0 | 0 | 0 | 0 | 0 | 0 | 804.745 | 2035.936 | 5151.188 | Collinsville-Tesla 500 kV Line | Collinsville-Tesla 500 kV Line | Sobrante-Moraga 230 kV line |  | 0 | 0 | 0 | 0 | 0 | 0 | 804.745 | 2035.936 | 5151.188 | Collinsville-Tesla 500 kV Line | Collinsville-Tesla 500 kV Line | Sobrante-Moraga 230 kV line |  | 1 | 1 | NO | 1 | 1 | 1 | NO | 1
PG&E GBA | Cooley Landing | 60 | 0 | 0 | 0 | 0 | 0 | 0 | 0 | 0 | 0 | 0 | 0 | 0 | 0 | 0 | 0 | 0 | 0 | 0 | 0 | 0 | 0 | 0 | 0 | 0 | 0 | 0 | 0 | 0 | 0 | 0 | 0 | 0 | 0 | 0 | 0 | 0 | 0 | 0 | 0 | 0 | 0 | 0 | 0 | 0 | 0 | 0 | 0 | 0 | 0 | 0 | 0 | 0 | 0 | 0 | 0 | 1 | 0 | 0 | 0 | 0 | 0 | 0 | 0 | 0 | 0 | 1 | 0 | 0 | 0 | 0 | 0 | 0 | 0 | 0 | 0 | 0 | 0 | 0 | 0 | 0 | 0 | 0 | 0 | 0 | 0 | 0 | 0 | 0 | 0 | 0 | 0 | 0 | 0 | 0 | 0 | 0 | 0 | 0 |  | 0 | 0 | 0 | 0 | 0 | 0 | 0 | 0 | 0 | 0 | 0 | 0 | 0 | 0 | 0 | 0 | 0 | 0 | 0 | 0 | 0 | 0 | 0 | 0 | 0 | 0 | 0 | 0 | 0 | 0 | 0 | 0 | 0 | 0 | 0 | 0 | 2357.6435 | 3415.8219 | 9954.7749 | Tesla-Tracy-Pump 230 kV line #2 | Tesla-Tracy-Pump 230 kV line #2 | Tesla-Tracy Pump 230 kV Line #1 |  | 0 | 0 | 0 | 0 | 0 | 0 | 2357.6435 | 3415.8219 | 9954.7749 | Tesla-Tracy-Pump 230 kV line #2 | Tesla-Tracy-Pump 230 kV line #2 | Tesla-Tracy Pump 230 kV Line #1 |  | 1 | 1 | NO | 1 | 1 | 1 | NO | 1
SCE NOL | Coolwater | 230 | 0 | 0 | 0 | 0 | 0 | 0 | 0 | 0 | 0 | 0 | 0 | 1 | 1 | 1 | 0 | 0 | 0 | 0 | 0 | 0 | 0 | 0 | 0 | 0 | 0 | 0 | 0 | 0 | 0 | 0 | 0 | 0 | 0 | 0 | 0 | 0 | 0 | 0 | 0 | 0 | 0 | 0 | 0 | 0 | 0 | 0 | 0 | 0 | 0 | 0 | 0 | 0 | 0 | 0 | 0 | 0 | 0 | 0 | 0 | 0 | 0 | 0 | 0 | 0 | 0 | 0 | 0 | 0 | 0 | 0 | 0 | 0 | 0 | 0 | 0 | 0 | 0 | 0 | 0 | 0 | 0 | 0 | 0 | 0 | 0 | 0 | 0 | 0 | 0 | 0 | 0 | 0 | 0 | 0 | 0 | 0 | 0 | 3 |  | 0 | 0 | 0 | 0 | 0 | 0 | 0 | 0 | 0 | 0 | 0 | 0 | 0 | 0 | 0 | 0 | 0 | 0 | 0 | 0 | 0 | 0 | 0 | 0 | 0 | 0 | 0 | 0 | 0 | 0 | 0 | 2 | 0 | 2 | 0 | 0 | -0.23 | -8.3 | 880.3938 | South of Kramer Area Constraint | South of Kramer Area Constraint | South of Kramer Area Constraint |  | 0 | 2 | 0 | 2 | 0 | 0 | -0.23 | -8.3 | 880.3938 | South of Kramer Area Constraint | South of Kramer Area Constraint | South of Kramer Area Constraint |  | 3 | 3 | NO | 3 | 1 | 1 | NO | 1
SCE NOL | Coolwater | 115 | 0 | 0 | 0 | 0 | 0 | 0 | 0 | 0 | 0 | 0 | 0 | 1 | 1 | 1 | 0 | 0 | 0 | 0 | 0 | 0 | 0 | 0 | 0 | 0 | 0 | 0 | 0 | 0 | 0 | 0 | 0 | 0 | 0 | 0 | 0 | 0 | 0 | 0 | 0 | 0 | 0 | 0 | 0 | 0 | 0 | 0 | 0 | 0 | 0 | 0 | 0 | 0 | 0 | 0 | 0 | 0 | 0 | 0 | 0 | 0 | 0 | 0 | 0 | 0 | 0 | 0 | 0 | 0 | 0 | 0 | 0 | 0 | 0 | 0 | 0 | 0 | 0 | 0 | 0 | 0 | 0 | 0 | 0 | 0 | 0 | 0 | 0 | 0 | 0 | 0 | 0 | 0 | 0 | 0 | 0 | 0 | 0 | 3 |  | 0 | 0 | 0 | 0 | 0 | 0 | 0 | 0 | 0 | 0 | 0 | 0 | 0 | 0 | 0 | 0 | 0 | 100 | 112.18 | 0 | 0 | 0 | 0 | 0 | 150 | 50 | 113.5 | 5 | 0 | 1 | 0 | 2 | 0 | 2 | 0 | 0 | -0.23 | -8.3 | 880.3938 | South of Kramer Area Constraint | South of Kramer Area Constraint | South of Kramer Area Constraint |  | 0 | 2 | 0 | 2 | 0 | 0 | -0.23 | -8.3 | 880.3938 | South of Kramer Area Constraint | South of Kramer Area Constraint | South of Kramer Area Constraint |  | 3 | 3 | NO | 3 | 1 | 1 | NO | 1
PG&E KERN | Copus | 70 | 0 | 0 | 0 | 0 | 0 | 0 | 0 | 0 | 0 | 0 | 0 | 0 | 0 | 0 | 0 | 0 | 0 | 0 | 0 | 0 | 0 | 0 | 0 | 0 | 0 | 0 | 0 | 0 | 0 | 0 | 0 | 0 | 0 | 0 | 0 | 0 | 0 | 0 | 0 | 0 | 0 | 0 | 0 | 0 | 0 | 0 | 0 | 0 | 0 | 0 | 0 | 0 | 0 | 0 | 0 | 0 | 0 | 0 | 0 | 0 | 0 | 0 | 0 | 0 | 0 | 0 | 0 | 0 | 0 | 0 | 1 | 1 | 1 | 0 | 1 | 0 | 0 | 0 | 1 | 1 | 0 | 0 | 0 | 0 | 0 | 0 | 0 | 0 | 0 | 0 | 0 | 0 | 0 | 0 | 1 | 0 | 0 | 0 |  | 0 | 0 | 0 | 0 | 0 | 0 | 0 | 0 | 0 | 0 | 0 | 0 | 0 | 0 | 0 | 0 | 0 | 0 | 0 | 0 | 0 | 0 | 0 | 0 | 0 | 0 | 0 | 0 | 0 | 0 | 0 | 0 | 0 | 0 | 0 | 0 | 17.78 | 17.78 | 56.104 | Midway-Taft 115 kV line | Midway-Taft 115 kV line | Maricopa-Copus 70 kV line |  | 0 | 0 | 0 | 0 | 0 | 0 | 17.78 | 17.78 | 56.104 | Midway-Taft 115 kV line | Midway-Taft 115 kV line | Maricopa-Copus 70 kV line |  | 1 | 1 | NO | 1 | 1 | 1 | NO | 1
PG&E FRESNO | Corcoran | 70 | 0 | 0 | 0 | 0 | 0 | 0 | 0 | 0 | 0 | 0 | 0 | 0 | 0 | 0 | 0 | 0 | 0 | 0 | 0 | 0 | 0 | 0 | 0 | 0 | 0 | 0 | 0 | 0 | 0 | 0 | 0 | 0 | 0 | 0 | 0 | 0 | 0 | 0 | 0 | 0 | 0 | 0 | 0 | 0 | 0 | 1 | 0 | 0 | 0 | 0 | 0 | 0 | 0 | 0 | 0 | 0 | 0 | 0 | 0 | 0 | 0 | 0 | 0 | 0 | 0 | 0 | 0 | 0 | 0 | 0 | 0 | 0 | 0 | 0 | 0 | 0 | 0 | 0 | 1 | 1 | 0 | 1 | 0 | 1 | 1 | 1 | 0 | 0 | 0 | 1 | 0 | 0 | 0 | 0 | 1 | 0 | 0 | 2 |  | 0 | 0 | 0 | 0 | 0 | 0 | 0 | 0 | 0 | 0 | 0 | 0 | 0 | 0 | 0 | 0 | 0 | 0 | 0 | 0 | 0 | 0 | 0 | 4.5 | 0 | 0 | 0 | 0 | 0 | 1 | 3 | 0 | 2 | 0 | 0 | 0 | -1070.2 | -530.5 | 403.9426 | Borden-Storey #1 230kV line | Borden-Storey #1 230kV line | Chowchilla-Le grand 115kV Line |  | 0 | 0 | 0 | 0 | 0 | 0 | 31.0685 | 549.9 | 949.9426 | Bellota-Weber 230kV line | NEW- Melones-Cottle 230kV line | Chowchilla-Le grand 115kV Line |  | 5 | 1 | YES | 2 | 1 | 1 | NO | 1
PG&E FRESNO | Corcoran | 115 | 0 | 0 | 0 | 0 | 0 | 0 | 0 | 0 | 0 | 0 | 0 | 0 | 0 | 0 | 0 | 0 | 0 | 0 | 0 | 0 | 0 | 0 | 0 | 0 | 0 | 0 | 0 | 0 | 0 | 0 | 0 | 0 | 0 | 0 | 0 | 0 | 0 | 0 | 0 | 0 | 0 | 0 | 0 | 0 | 0 | 1 | 0 | 0 | 0 | 0 | 0 | 0 | 0 | 0 | 0 | 0 | 0 | 0 | 0 | 0 | 0 | 0 | 0 | 0 | 0 | 0 | 0 | 0 | 0 | 0 | 0 | 0 | 0 | 0 | 0 | 0 | 0 | 0 | 1 | 0 | 0 | 1 | 0 | 1 | 1 | 1 | 0 | 0 | 0 | 1 | 0 | 0 | 0 | 0 | 1 | 0 | 0 | 2 |  | 0 | 0 | 0 | 0 | 0 | 0 | 0 | 0 | 0 | 0 | 0 | 0 | 0 | 0 | 0 | 0 | 0 | 0 | 0 | 0 | 0 | 0 | 0 | 0 | 0 | 0 | 0 | 0 | 0 | 0 | 3 | 0 | 2 | 0 | 0 | 0 | -1070.2 | -530.5 | 403.9426 | Borden-Storey #1 230kV line | Borden-Storey #1 230kV line | Chowchilla-Le grand 115kV Line |  | 0 | 0 | 0 | 0 | 0 | 0 | 31.0685 | 549.9 | 949.9426 | Bellota-Weber 230kV line | NEW- Melones-Cottle 230kV line | Chowchilla-Le grand 115kV Line |  | 5 | 1 | YES | 2 | 1 | 1 | NO | 1
PG&E NGBA | Corona | 115 | 0 | 0 | 0 | 0 | 0 | 0 | 0 | 0 | 0 | 0 | 0 | 0 | 0 | 0 | 0 | 0 | 0 | 0 | 0 | 0 | 0 | 0 | 0 | 0 | 0 | 0 | 0 | 0 | 0 | 0 | 0 | 0 | 0 | 0 | 0 | 0 | 0 | 0 | 0 | 1 | 0 | 0 | 0 | 0 | 0 | 0 | 0 | 0 | 0 | 0 | 0 | 0 | 1 | 0 | 0 | 0 | 0 | 0 | 0 | 0 | 0 | 0 | 0 | 0 | 0 | 0 | 1 | 0 | 0 | 0 | 0 | 0 | 0 | 0 | 0 | 0 | 0 | 0 | 0 | 0 | 0 | 0 | 0 | 0 | 0 | 0 | 0 | 0 | 0 | 0 | 0 | 0 | 0 | 0 | 0 | 0 | 0 | 1 |  | 0 | 0 | 0 | 0 | 0 | 0 | 0 | 0 | 0 | 0 | 0 | 0 | 0 | 0 | 0 | 0 | 0 | 0 | 0 | 0 | 0 | 0 | 0 | 0 | 0 | 0 | 0 | 0 | 0 | 0 | 1 | 0 | 0 | 0 | 0 | 0 | -219.475 | 108.573 | 1029.902 | Birds Landing-Contra Costa 230kV Line | Birds Landing-Contra Costa 230kV Line | Birds Landing-Contra Costa 230kV Line |  | 0 | 0 | 0 | 0 | 0 | 0 | 804.745 | 1874.573 | 1029.902 | Collinsville-Tesla 500 kV Line | Birds Landing-Contra Costa 230kV Line | Birds Landing-Contra Costa 230kV Line |  | 5 | 1 | YES | 2 | 1 | 1 | NO | 1
PG&E NGBA | Cortina | 230 | 0 | 0 | 0 | 0 | 0 | 0 | 0 | 0 | 0 | 0 | 0 | 0 | 0 | 0 | 0 | 0 | 0 | 0 | 0 | 0 | 0 | 0 | 0 | 0 | 0 | 0 | 0 | 0 | 0 | 0 | 0 | 0 | 0 | 0 | 0 | 0 | 0 | 0 | 0 | 1 | 0 | 0 | 0 | 0 | 0 | 0 | 0 | 0 | 0 | 0 | 0 | 0 | 1 | 0 | 0 | 0 | 0 | 0 | 0 | 0 | 0 | 0 | 0 | 0 | 0 | 0 | 1 | 0 | 0 | 0 | 0 | 0 | 0 | 0 | 0 | 0 | 0 | 0 | 0 | 0 | 0 | 0 | 0 | 0 | 0 | 0 | 0 | 0 | 0 | 0 | 0 | 0 | 0 | 0 | 0 | 0 | 0 | 1 |  | 0 | 0 | 0 | 0 | 0 | 0 | 0 | 0 | 0 | 0 | 0 | 0 | 0 | 0 | 0 | 0 | 0 | 0 | 0 | 0 | 0 | 0 | 0 | 0 | 0 | 0 | 0 | 0 | 0 | 0 | 1 | 0 | 0 | 0 | 0 | 0 | -219.475 | 108.573 | 1029.902 | Birds Landing-Contra Costa 230kV Line | Birds Landing-Contra Costa 230kV Line | Birds Landing-Contra Costa 230kV Line |  | 0 | 0 | 0 | 0 | 0 | 0 | 804.745 | 1874.573 | 1029.902 | Collinsville-Tesla 500 kV Line | Birds Landing-Contra Costa 230kV Line | Birds Landing-Contra Costa 230kV Line |  | 5 | 1 | YES | 2 | 1 | 1 | NO | 1
PG&E NGBA | Cortina | 115 | 0 | 0 | 0 | 0 | 0 | 0 | 0 | 0 | 0 | 0 | 0 | 0 | 0 | 0 | 0 | 0 | 0 | 0 | 0 | 0 | 0 | 0 | 0 | 0 | 0 | 0 | 0 | 0 | 0 | 0 | 0 | 0 | 0 | 0 | 0 | 0 | 0 | 0 | 0 | 1 | 0 | 0 | 0 | 0 | 0 | 0 | 0 | 0 | 0 | 0 | 0 | 0 | 0 | 0 | 0 | 1 | 0 | 0 | 0 | 0 | 0 | 0 | 0 | 0 | 0 | 0 | 1 | 0 | 0 | 0 | 0 | 0 | 0 | 0 | 0 | 0 | 0 | 0 | 0 | 0 | 0 | 0 | 0 | 0 | 0 | 0 | 0 | 0 | 0 | 0 | 0 | 0 | 0 | 0 | 0 | 0 | 0 | 0 |  | 0 | 0 | 0 | 0 | 0 | 0 | 0 | 0 | 0 | 0 | 0 | 0 | 0 | 0 | 0 | 0 | 5 | 0 | 0 | 0 | 0 | 0 | 0 | 0 | 0 | 80 | 80 | 0 | 0 | 1 | 1 | 0 | 0 | 0 | 0 | 0 | -219.475 | 108.573 | 1029.902 | Birds Landing-Contra Costa 230kV Line | Birds Landing-Contra Costa 230kV Line | Birds Landing-Contra Costa 230kV Line |  | 0 | 0 | 0 | 0 | 0 | 0 | 804.745 | 1874.573 | 1029.902 | Collinsville-Tesla 500 kV Line | Birds Landing-Contra Costa 230kV Line | Birds Landing-Contra Costa 230kV Line |  | 5 | 1 | YES | 2 | 1 | 1 | NO | 1
PG&E GBA | Cottle | 230 | 0 | 0 | 0 | 0 | 0 | 0 | 0 | 0 | 0 | 0 | 0 | 0 | 0 | 0 | 0 | 0 | 0 | 0 | 0 | 0 | 0 | 0 | 0 | 0 | 0 | 0 | 0 | 0 | 0 | 0 | 0 | 0 | 0 | 0 | 0 | 0 | 0 | 0 | 0 | 0 | 0 | 0 | 0 | 0 | 0 | 1 | 0 | 0 | 0 | 0 | 0 | 0 | 0 | 0 | 0 | 0 | 0 | 0 | 0 | 1 | 1 | 0 | 0 | 0 | 0 | 0 | 0 | 0 | 0 | 0 | 0 | 0 | 0 | 0 | 0 | 0 | 0 | 0 | 1 | 1 | 0 | 1 | 1 | 0 | 1 | 0 | 0 | 1 | 1 | 1 | 0 | 0 | 1 | 0 | 0 | 0 | 0 | 1 |  | 0 | 0 | 0 | 0 | 0 | 0 | 0 | 0 | 0 | 0 | 0 | 0 | 0 | 0 | 0 | 0 | 0 | 0 | 0 | 0 | 0 | 0 | 0 | 0 | 0 | 0 | 0 | 0 | 0 | 0 | 2 | 0 | 1 | 0 | 0 | 0 | -1070.2 | -530.5 | 245.4626 | Borden-Storey #1 230kV line | Borden-Storey #1 230kV line | Oro Loma-El Nido 115kV Line |  | 0 | 0 | 0 | 0 | 0 | 0 | 31.0685 | 465.3 | 245.4626 | Bellota-Weber 230kV line | Oro Loma-El Nido 115kV Line | Oro Loma-El Nido 115kV Line |  | 5 | 1 | YES | 2 | 1 | 1 | NO | 1
PG&E NGBA | Cottonwood | 115 | 0 | 0 | 0 | 0 | 0 | 0 | 0 | 0 | 0 | 0 | 0 | 0 | 0 | 0 | 0 | 0 | 0 | 0 | 0 | 0 | 0 | 0 | 0 | 0 | 0 | 0 | 0 | 0 | 0 | 0 | 0 | 0 | 0 | 0 | 0 | 0 | 0 | 0 | 0 | 1 | 0 | 0 | 0 | 0 | 0 | 0 | 0 | 0 | 0 | 0 | 0 | 0 | 0 | 0 | 0 | 0 | 0 | 0 | 0 | 0 | 0 | 0 | 0 | 0 | 0 | 0 | 0 | 0 | 0 | 0 | 0 | 0 | 0 | 0 | 0 | 0 | 0 | 0 | 0 | 0 | 0 | 0 | 0 | 0 | 0 | 0 | 0 | 0 | 0 | 0 | 0 | 0 | 0 | 0 | 0 | 0 | 0 | 0 |  | 0 | 0 | 0 | 0 | 0 | 0 | 0 | 0 | 0 | 0 | 0 | 0 | 0 | 0 | 0 | 0 | 0 | 0 | 0 | 0 | 0 | 0 | 0 | 0 | 0 | 0 | 0 | 0 | 0 | 0 | 0 | 0 | 0 | 0 | 0 | 0 | 804.745 | 2035.936 | 6892.2328 | Collinsville-Tesla 500 kV Line | Collinsville-Tesla 500 kV Line | Collinsville-Tesla 500 kV Line |  | 0 | 0 | 0 | 0 | 0 | 0 | 804.745 | 2035.936 | 6892.2328 | Collinsville-Tesla 500 kV Line | Collinsville-Tesla 500 kV Line | Collinsville-Tesla 500 kV Line |  | 1 | 1 | NO | 1 | 1 | 1 | NO | 1
PG&E NGBA | Cottonwood | 230 | 0 | 0 | 0 | 0 | 0 | 0 | 0 | 0 | 0 | 0 | 0 | 0 | 0 | 0 | 0 | 0 | 0 | 0 | 0 | 0 | 0 | 0 | 0 | 0 | 0 | 0 | 0 | 0 | 0 | 0 | 0 | 0 | 0 | 0 | 0 | 0 | 0 | 0 | 0 | 1 | 0 | 0 | 0 | 0 | 0 | 0 | 0 | 0 | 0 | 0 | 0 | 0 | 0 | 0 | 0 | 0 | 0 | 0 | 0 | 0 | 0 | 0 | 0 | 0 | 0 | 0 | 0 | 0 | 0 | 0 | 0 | 0 | 0 | 0 | 0 | 0 | 0 | 0 | 0 | 0 | 0 | 0 | 0 | 0 | 0 | 0 | 0 | 0 | 0 | 0 | 0 | 0 | 0 | 0 | 0 | 0 | 0 | 0 |  | 0 | 0 | 0 | 0 | 0 | 0 | 0 | 0 | 0 | 0 | 0 | 0 | 0 | 0 | 0 | 0 | 0 | 0 | 0 | 0 | 0 | 0 | 0 | 0 | 0 | 0 | 0 | 0 | 0 | 0 | 0 | 0 | 0 | 0 | 0 | 0 | 804.745 | 2035.936 | 6892.2328 | Collinsville-Tesla 500 kV Line | Collinsville-Tesla 500 kV Line | Collinsville-Tesla 500 kV Line |  | 0 | 0 | 0 | 0 | 0 | 0 | 804.745 | 2035.936 | 6892.2328 | Collinsville-Tesla 500 kV Line | Collinsville-Tesla 500 kV Line | Collinsville-Tesla 500 kV Line |  | 1 | 1 | NO | 1 | 1 | 1 | NO | 1
PG&E NGBA | Cottonwood | 60 | 0 | 0 | 0 | 0 | 0 | 0 | 0 | 0 | 0 | 0 | 0 | 0 | 0 | 0 | 0 | 0 | 0 | 0 | 0 | 0 | 0 | 0 | 0 | 0 | 0 | 0 | 0 | 0 | 0 | 0 | 0 | 0 | 0 | 0 | 0 | 0 | 0 | 0 | 0 | 1 | 0 | 0 | 0 | 0 | 0 | 0 | 0 | 0 | 0 | 0 | 0 | 0 | 0 | 0 | 0 | 0 | 0 | 0 | 0 | 0 | 0 | 0 | 0 | 0 | 0 | 0 | 0 | 0 | 0 | 0 | 0 | 0 | 0 | 0 | 0 | 0 | 0 | 0 | 0 | 0 | 0 | 0 | 0 | 0 | 0 | 0 | 0 | 0 | 0 | 0 | 0 | 0 | 0 | 0 | 0 | 0 | 0 | 0 |  | 0 | 0 | 0 | 0 | 0 | 0 | 0 | 0 | 0 | 0 | 0 | 0 | 0 | 0 | 0 | 0 | 0 | 0 | 0 | 0 | 0 | 0 | 0 | 0 | 0 | 0 | 0 | 0 | 0 | 0 | 0 | 0 | 0 | 0 | 0 | 0 | 804.745 | 2035.936 | 6892.2328 | Collinsville-Tesla 500 kV Line | Collinsville-Tesla 500 kV Line | Collinsville-Tesla 500 kV Line |  | 0 | 0 | 0 | 0 | 0 | 0 | 804.745 | 2035.936 | 6892.2328 | Collinsville-Tesla 500 kV Line | Collinsville-Tesla 500 kV Line | Collinsville-Tesla 500 kV Line |  | 1 | 1 | NO | 1 | 1 | 1 | NO | 1
PG&E NGBA | Cove Road | 230 | 0 | 0 | 0 | 0 | 0 | 0 | 0 | 0 | 0 | 0 | 0 | 0 | 0 | 0 | 0 | 0 | 0 | 0 | 0 | 0 | 0 | 0 | 0 | 0 | 0 | 0 | 0 | 0 | 0 | 0 | 0 | 0 | 0 | 0 | 0 | 0 | 0 | 0 | 0 | 1 | 0 | 0 | 0 | 0 | 0 | 0 | 0 | 0 | 0 | 0 | 0 | 0 | 0 | 0 | 0 | 0 | 0 | 0 | 0 | 0 | 0 | 0 | 0 | 0 | 0 | 0 | 0 | 0 | 0 | 0 | 0 | 0 | 0 | 0 | 0 | 0 | 0 | 0 | 0 | 0 | 0 | 0 | 0 | 0 | 0 | 0 | 0 | 0 | 0 | 0 | 0 | 0 | 0 | 0 | 0 | 0 | 0 | 0 |  | 0 | 0 | 0 | 0 | 0 | 0 | 0 | 0 | 0 | 0 | 0 | 0 | 0 | 0 | 0 | 0 | 0 | 0 | 0 | 0 | 0 | 0 | 0 | 0 | 0 | 0 | 0 | 0 | 0 | 0 | 0 | 0 | 0 | 0 | 0 | 0 | 804.745 | 2035.936 | 6892.2328 | Collinsville-Tesla 500 kV Line | Collinsville-Tesla 500 kV Line | Collinsville-Tesla 500 kV Line |  | 0 | 0 | 0 | 0 | 0 | 0 | 804.745 | 2035.936 | 6892.2328 | Collinsville-Tesla 500 kV Line | Collinsville-Tesla 500 kV Line | Collinsville-Tesla 500 kV Line |  | 1 | 1 | NO | 1 | 1 | 1 | NO | 1
PG&E GBA | Coyote | 230 | 0 | 0 | 0 | 0 | 0 | 0 | 0 | 0 | 0 | 0 | 0 | 0 | 0 | 0 | 0 | 0 | 0 | 0 | 0 | 0 | 0 | 0 | 0 | 0 | 0 | 0 | 0 | 0 | 0 | 0 | 0 | 0 | 0 | 0 | 0 | 0 | 0 | 0 | 0 | 0 | 0 | 0 | 0 | 0 | 0 | 0 | 0 | 0 | 0 | 0 | 0 | 0 | 0 | 0 | 0 | 1 | 0 | 0 | 0 | 1 | 0 | 0 | 0 | 0 | 0 | 0 | 0 | 0 | 0 | 0 | 0 | 0 | 0 | 0 | 0 | 0 | 0 | 0 | 0 | 0 | 0 | 0 | 0 | 0 | 0 | 0 | 0 | 0 | 0 | 0 | 0 | 0 | 0 | 0 | 0 | 0 | 0 | 0 |  | 0 | 0 | 0 | 0 | 0 | 0 | 0 | 0 | 0 | 0 | 0 | 0 | 0 | 0 | 0 | 0 | 0 | 0 | 0 | 0 | 0 | 0 | 0 | 0 | 0 | 0 | 0 | 0 | 0 | 0 | 0 | 0 | 0 | 0 | 0 | 0 | 826.3685 | 1964.2439 | 4912.272 | Tesla-Bellota 230 kV line | Tesla-Bellota 230 kV line | Tesla-Bellota 230 kV line |  | 0 | 0 | 0 | 0 | 0 | 0 | 826.3685 | 1964.2439 | 4912.272 | Tesla-Bellota 230 kV line | Tesla-Bellota 230 kV line | Tesla-Bellota 230 kV line |  | 1 | 1 | NO | 1 | 1 | 1 | NO | 1
PG&E GBA | Crazy Horse Canyon | 115 | 0 | 0 | 0 | 0 | 0 | 0 | 0 | 0 | 0 | 0 | 0 | 0 | 0 | 0 | 0 | 0 | 0 | 0 | 0 | 0 | 0 | 0 | 0 | 0 | 0 | 0 | 0 | 0 | 0 | 0 | 0 | 0 | 0 | 0 | 0 | 0 | 0 | 0 | 0 | 0 | 0 | 0 | 0 | 0 | 0 | 0 | 0 | 0 | 0 | 0 | 0 | 0 | 0 | 0 | 0 | 0 | 0 | 0 | 0 | 0 | 0 | 0 | 0 | 0 | 1 | 0 | 0 | 0 | 0 | 0 | 0 | 0 | 0 | 0 | 0 | 0 | 0 | 0 | 0 | 0 | 0 | 0 | 0 | 0 | 0 | 0 | 0 | 0 | 0 | 0 | 0 | 0 | 0 | 0 | 0 | 0 | 1 | 0 |  | 0 | 0 | 0 | 0 | 0 | 0 | 0 | 0 | 0 | 0 | 0 | 0 | 0 | 0 | 0 | 0 | 0 | 0 | 0 | 0 | 0 | 0 | 0 | 0 | 0 | 0 | 0 | 0 | 0 | 0 | 0 | 0 | 0 | 0 | 0 | 0 | 339.9 | 359.76 | 303.18 | Morganhill-Metcalf 115kV Line | Morganhill-Metcalf 115kV Line | Morganhill-Metcalf 115kV Line |  | 0 | 0 | 0 | 0 | 0 | 0 | 339.9 | 359.76 | 303.18 | Morganhill-Metcalf 115kV Line | Morganhill-Metcalf 115kV Line | Morganhill-Metcalf 115kV Line |  | 1 | 1 | NO | 1 | 1 | 1 | NO | 1
SDGE | Creelman | 69 | 0 | 0 | 0 | 0 | 0 | 0 | 0 | 0 | 0 | 0 | 0 | 0 | 0 | 0 | 0 | 0 | 0 | 0 | 0 | 0 | 0 | 0 | 0 | 0 | 0 | 1 | 0 | 1 | 0 | 0 | 1 | 0 | 1 | 0 | 0 | 0 | 0 | 1 | 0 | 0 | 0 | 0 | 0 | 0 | 0 | 0 | 0 | 0 | 0 | 0 | 0 | 0 | 0 | 0 | 0 | 0 | 0 | 0 | 0 | 0 | 0 | 0 | 0 | 0 | 0 | 0 | 0 | 0 | 0 | 0 | 0 | 0 | 0 | 0 | 0 | 0 | 0 | 0 | 0 | 0 | 0 | 0 | 0 | 0 | 0 | 0 | 0 | 0 | 0 | 0 | 0 | 0 | 0 | 0 | 0 | 0 | 0 | 2 |  | 0 | 0 | 0 | 0 | 0 | 0 | 0 | 0 | 0 | 0 | 0 | -0.47 | 0 | 0 | 1 | 0 | 0 | 0 | 0 | 0 | 0 | 0 | 0 | 0 | 0 | 0 | 7.33 | 0 | 0 | 1 | 0 | 0 | 0 | 0 | 0 | 0 | 330.21 | 368.105 | 477.9664 | El Cajon 69 kV constraint | El Cajon 69 kV constraint | El Cajon 69 kV constraint |  | 0 | 0 | 0 | 0 | 0 | 0 | 330.21 | 368.105 | 477.9664 | El Cajon 69 kV constraint | El Cajon 69 kV constraint | El Cajon 69 kV constraint |  | 1 | 1 | NO | 1 | 1 | 1 | NO | 1
PG&E FRESNO | Crescent | 70 | 0 | 0 | 0 | 0 | 0 | 0 | 0 | 0 | 0 | 0 | 0 | 0 | 0 | 0 | 0 | 0 | 0 | 0 | 0 | 0 | 0 | 0 | 0 | 0 | 0 | 0 | 0 | 0 | 0 | 0 | 0 | 0 | 0 | 0 | 0 | 0 | 0 | 0 | 0 | 0 | 0 | 0 | 0 | 0 | 0 | 1 | 0 | 0 | 0 | 0 | 0 | 0 | 0 | 0 | 0 | 0 | 0 | 0 | 0 | 0 | 0 | 0 | 0 | 0 | 0 | 0 | 0 | 0 | 0 | 0 | 0 | 0 | 0 | 0 | 0 | 0 | 0 | 0 | 1 | 1 | 0 | 1 | 0 | 0 | 0 | 1 | 0 | 0 | 0 | 1 | 0 | 1 | 0 | 0 | 0 | 0 | 0 | 1 |  | 0 | 0 | 0 | 0 | 0 | 0 | 0 | 0 | 0 | 0 | 0 | 0 | 0 | 0 | 0 | 0 | 0 | 0 | 0 | 0 | 0 | 0 | 0 | 0 | 5 | 65 | 27 | 0 | 0 | 1 | 2 | 0 | 1 | 0 | 0 | 0 | -1070.2 | -530.5 | 89.95 | Borden-Storey #1 230kV line | Borden-Storey #1 230kV line | Helm 230/70kV TB #1 |  | 0 | 0 | 0 | 0 | 0 | 0 | 0.25 | 15.95 | 89.95 | Helm 230/70kV TB #1 | Helm 230/70kV TB #1 | Helm 230/70kV TB #1 |  | 5 | 1 | YES | 2 | 1 | 1 | NO | 1
PG&E FRESNO | Cressey | 115 | 0 | 0 | 0 | 0 | 0 | 0 | 0 | 0 | 0 | 0 | 0 | 0 | 0 | 0 | 0 | 0 | 0 | 0 | 0 | 0 | 0 | 0 | 0 | 0 | 0 | 0 | 0 | 0 | 0 | 0 | 0 | 0 | 0 | 0 | 0 | 0 | 0 | 0 | 0 | 0 | 0 | 0 | 0 | 0 | 0 | 1 | 0 | 0 | 0 | 0 | 0 | 0 | 0 | 0 | 0 | 0 | 0 | 0 | 0 | 1 | 0 | 0 | 0 | 0 | 0 | 0 | 0 | 0 | 0 | 0 | 0 | 0 | 0 | 0 | 0 | 0 | 0 | 0 | 0 | 1 | 0 | 1 | 1 | 1 | 0 | 1 | 0 | 1 | 0 | 0 | 0 | 0 | 1 | 0 | 0 | 0 | 0 | 1 |  | 0 | 0 | 0 | 0 | 0 | 0 | 0 | 0 | 0 | 0 | 0 | 0 | 0 | 0 | 0 | 0 | 0 | 0 | 0 | 0 | 0 | 0 | 0 | 0 | 0 | 0 | 0 | 0 | 0 | 0 | 2 | 0 | 1 | 0 | 0 | 0 | -617.4 | -294 | 245.4626 | Chowchilla-Le grand 115kV Line | Chowchilla-Le grand 115kV Line | Oro Loma-El Nido 115kV Line |  | 0 | 0 | 0 | 0 | 0 | 0 | 31.0685 | 465.3 | 245.4626 | Bellota-Weber 230kV line | Oro Loma-El Nido 115kV Line | Oro Loma-El Nido 115kV Line |  | 5 | 1 | YES | 2 | 1 | 1 | NO | 1
PG&E NGBA | Cresta | 230 | 0 | 0 | 0 | 0 | 0 | 0 | 0 | 0 | 0 | 0 | 0 | 0 | 0 | 0 | 0 | 0 | 0 | 0 | 0 | 0 | 0 | 0 | 0 | 0 | 0 | 0 | 0 | 0 | 0 | 0 | 0 | 0 | 0 | 0 | 0 | 0 | 0 | 0 | 0 | 1 | 1 | 0 | 1 | 0 | 1 | 1 | 1 | 1 | 0 | 0 | 0 | 0 | 0 | 0 | 0 | 0 | 0 | 0 | 0 | 1 | 1 | 0 | 0 | 0 | 0 | 0 | 0 | 0 | 0 | 0 | 0 | 0 | 0 | 0 | 0 | 0 | 0 | 0 | 0 | 0 | 0 | 0 | 0 | 0 | 0 | 0 | 0 | 0 | 0 | 0 | 0 | 0 | 0 | 0 | 0 | 0 | 0 | 0 |  | 0 | 0 | 0 | 0 | 0 | 0 | 0 | 0 | 0 | 0 | 0 | 0 | 0 | 0 | 0 | 0 | 0 | 0 | 0 | 0 | 0 | 0 | 0 | 0 | 0 | 0 | 0 | 0 | 0 | 0 | 1 | 0 | 0 | 0 | 0 | 0 | -428.9315 | 41.5 | 32.84 | Bellota-Weber 230kV line | Rocklin-Pleaseant grove 115kV line | Woodland- Davis 115kV line |  | 0 | 0 | 0 | 0 | 0 | 0 | 31.0685 | 41.5 | 32.84 | Bellota-Weber 230kV line | Rocklin-Pleaseant grove 115kV line | Woodland- Davis 115kV line |  | 5 | 1 | YES | 2 | 1 | 1 | NO | 1
SDGE | Crestwood | 69 | 0 | 0 | 0 | 0 | 0 | 0 | 0 | 0 | 0 | 0 | 0 | 0 | 0 | 0 | 0 | 0 | 0 | 0 | 0 | 0 | 0 | 0 | 0 | 0 | 0 | 0 | 0 | 1 | 0 | 1 | 1 | 0 | 1 | 0 | 0 | 0 | 1 | 0 | 0 | 0 | 0 | 0 | 0 | 0 | 0 | 0 | 0 | 0 | 0 | 0 | 0 | 0 | 0 | 0 | 0 | 0 | 0 | 0 | 0 | 0 | 0 | 0 | 0 | 0 | 0 | 0 | 0 | 0 | 0 | 0 | 0 | 0 | 0 | 0 | 0 | 0 | 0 | 0 | 0 | 0 | 0 | 0 | 0 | 0 | 0 | 0 | 0 | 0 | 0 | 0 | 0 | 0 | 0 | 0 | 0 | 0 | 0 | 3 |  | 0 | 0 | 0 | 0 | 0 | 0 | 0 | 0 | 0 | 0 | 0 | 0 | 0 | 0 | 0 | 0 | 0 | 0 | 0 | 0 | 0 | 0 | 0 | 0 | 0 | 0 | 0 | 0 | 0 | 0 | 0 | 0 | 0 | 0 | 0 | 0 | 159.09 | 195.045 | 299.0864 | Miguel 69 kV constraint | Miguel 69 kV constraint | Miguel 69 kV constraint |  | 0 | 0 | 0 | 0 | 0 | 0 | 159.09 | 195.045 | 299.0864 | Miguel 69 kV constraint | Miguel 69 kV constraint | Miguel 69 kV constraint |  | 1 | 1 | NO | 1 | 1 | 1 | NO | 1
PG&E GBA | Crow Creek | 60 | 0 | 0 | 0 | 0 | 0 | 0 | 0 | 0 | 0 | 0 | 0 | 0 | 0 | 0 | 0 | 0 | 0 | 0 | 0 | 0 | 0 | 0 | 0 | 0 | 0 | 0 | 0 | 0 | 0 | 0 | 0 | 0 | 0 | 0 | 0 | 0 | 0 | 0 | 0 | 0 | 0 | 0 | 0 | 0 | 0 | 1 | 0 | 0 | 0 | 0 | 0 | 0 | 0 | 0 | 0 | 1 | 0 | 1 | 0 | 1 | 0 | 0 | 1 | 1 | 0 | 1 | 0 | 0 | 0 | 0 | 0 | 0 | 0 | 0 | 0 | 0 | 0 | 0 | 0 | 0 | 0 | 0 | 0 | 0 | 0 | 0 | 0 | 0 | 0 | 0 | 0 | 0 | 0 | 0 | 0 | 0 | 0 | 0 |  | 0 | 0 | 0 | 0 | 0 | 0 | 0 | 0 | 0 | 6.21 | 14.11 | 15 | 0 | 0 | 1 | 0 | 0 | 0 | 0 | 0 | 0 | 0 | 0 | 0 | 6.21 | 14.11 | 15 | 0 | 0 | 1 | 1 | 0 | 0 | 0 | 0 | 0 | -428.9315 | 91.0609 | 104.1524 | Bellota-Weber 230kV line | Salado-Crow Creek Sw Sta 60 kV line | Salado-Crow Creek Sw Sta 60 kV line |  | 0 | 0 | 0 | 0 | 0 | 0 | 31.0685 | 91.0609 | 104.1524 | Bellota-Weber 230kV line | Salado-Crow Creek Sw Sta 60 kV line | Salado-Crow Creek Sw Sta 60 kV line |  | 5 | 1 | YES | 2 | 1 | 1 | NO | 1
PG&E GBA | Crows Landing | 60 | 0 | 0 | 0 | 0 | 0 | 0 | 0 | 0 | 0 | 0 | 0 | 0 | 0 | 0 | 0 | 0 | 0 | 0 | 0 | 0 | 0 | 0 | 0 | 0 | 0 | 0 | 0 | 0 | 0 | 0 | 0 | 0 | 0 | 0 | 0 | 0 | 0 | 0 | 0 | 0 | 0 | 0 | 0 | 0 | 0 | 1 | 0 | 0 | 0 | 0 | 0 | 0 | 0 | 0 | 0 | 1 | 0 | 1 | 0 | 1 | 0 | 0 | 1 | 1 | 0 | 1 | 0 | 0 | 0 | 0 | 0 | 0 | 0 | 0 | 0 | 0 | 0 | 0 | 0 | 0 | 0 | 0 | 0 | 0 | 0 | 0 | 0 | 0 | 0 | 0 | 0 | 0 | 0 | 0 | 0 | 0 | 0 | 0 |  | 0 | 0 | 0 | 0 | 0 | 0 | 0 | 0 | 0 | 0 | 0 | 0 | 0 | 0 | 0 | 0 | 0 | 0 | 0 | 0 | 0 | 0 | 0 | 0 | 0 | 0 | 0 | 0 | 0 | 0 | 1 | 0 | 0 | 0 | 0 | 0 | -428.9315 | 91.0609 | 104.1524 | Bellota-Weber 230kV line | Salado-Crow Creek Sw Sta 60 kV line | Salado-Crow Creek Sw Sta 60 kV line |  | 0 | 0 | 0 | 0 | 0 | 0 | 31.0685 | 91.0609 | 104.1524 | Bellota-Weber 230kV line | Salado-Crow Creek Sw Sta 60 kV line | Salado-Crow Creek Sw Sta 60 kV line |  | 5 | 1 | YES | 2 | 1 | 1 | NO | 1
PG&E GBA | Curtis | 115 | 0 | 0 | 0 | 0 | 0 | 0 | 0 | 0 | 0 | 0 | 0 | 0 | 0 | 0 | 0 | 0 | 0 | 0 | 0 | 0 | 0 | 0 | 0 | 0 | 0 | 0 | 0 | 0 | 0 | 0 | 0 | 0 | 0 | 0 | 0 | 0 | 0 | 0 | 0 | 0 | 0 | 0 | 0 | 0 | 0 | 1 | 0 | 0 | 0 | 0 | 0 | 0 | 0 | 0 | 0 | 1 | 0 | 1 | 0 | 1 | 0 | 0 | 0 | 0 | 0 | 1 | 0 | 0 | 0 | 0 | 0 | 0 | 0 | 0 | 0 | 0 | 0 | 0 | 0 | 0 | 0 | 0 | 0 | 0 | 0 | 0 | 0 | 0 | 0 | 0 | 0 | 0 | 0 | 0 | 0 | 0 | 0 | 0 |  | 0 | 0 | 0 | 0 | 0 | 0 | 0 | 0 | 0 | 0 | 0 | 0 | 0 | 0 | 0 | 0 | 0 | 0 | 0 | 0 | 0 | 0 | 0 | 0 | 0 | 0 | 0 | 0 | 0 | 0 | 1 | 0 | 0 | 0 | 0 | 0 | -428.9315 | 201.2909 | 653.3714 | Bellota-Weber 230kV line | Kasson Jct-Heinz 115 kV line | Kasson Jct-Heinz 115 kV line |  | 0 | 0 | 0 | 0 | 0 | 0 | 31.0685 | 201.2909 | 653.3714 | Bellota-Weber 230kV line | Kasson Jct-Heinz 115 kV line | Kasson Jct-Heinz 115 kV line |  | 5 | 1 | YES | 2 | 1 | 1 | NO | 1
PG&E FRESNO | Dairyland | 115 | 0 | 0 | 0 | 0 | 0 | 0 | 0 | 0 | 0 | 0 | 0 | 0 | 0 | 0 | 0 | 0 | 0 | 0 | 0 | 0 | 0 | 0 | 0 | 0 | 0 | 0 | 0 | 0 | 0 | 0 | 0 | 0 | 0 | 0 | 0 | 0 | 0 | 0 | 0 | 0 | 0 | 0 | 0 | 0 | 0 | 1 | 0 | 0 | 0 | 0 | 0 | 0 | 0 | 0 | 0 | 0 | 0 | 0 | 0 | 0 | 0 | 0 | 0 | 0 | 0 | 0 | 0 | 0 | 0 | 0 | 0 | 0 | 0 | 0 | 0 | 0 | 0 | 0 | 0 | 1 | 0 | 1 | 1 | 1 | 0 | 1 | 0 | 1 | 0 | 0 | 0 | 0 | 1 | 0 | 0 | 0 | 0 | 1 |  | 0 | 0 | 0 | 0 | 0 | 0 | 0 | 0 | 0 | 0 | 0 | 0 | 0 | 0 | 0 | 0 | 0 | 0 | 0 | 0 | 0 | 0 | 0 | 5 | 0 | 0 | 0 | 0 | 0 | 1 | 2 | 0 | 1 | 0 | 0 | 0 | -617.4 | -294 | 245.4626 | Chowchilla-Le grand 115kV Line | Chowchilla-Le grand 115kV Line | Oro Loma-El Nido 115kV Line |  | 0 | 0 | 0 | 0 | 0 | 0 | 31.0685 | 465.3 | 245.4626 | Bellota-Weber 230kV line | Oro Loma-El Nido 115kV Line | Oro Loma-El Nido 115kV Line |  | 5 | 1 | YES | 2 | 1 | 1 | NO | 1
PG&E NGBA | Davis | 115 | 0 | 0 | 0 | 0 | 0 | 0 | 0 | 0 | 0 | 0 | 0 | 0 | 0 | 0 | 0 | 0 | 0 | 0 | 0 | 0 | 0 | 0 | 0 | 0 | 0 | 0 | 0 | 0 | 0 | 0 | 0 | 0 | 0 | 0 | 0 | 0 | 0 | 0 | 0 | 1 | 0 | 0 | 0 | 0 | 0 | 0 | 0 | 0 | 0 | 0 | 0 | 0 | 0 | 1 | 1 | 1 | 0 | 0 | 0 | 0 | 0 | 0 | 0 | 0 | 0 | 0 | 1 | 0 | 0 | 0 | 0 | 0 | 0 | 0 | 0 | 0 | 0 | 0 | 0 | 0 | 0 | 0 | 0 | 0 | 0 | 0 | 0 | 0 | 0 | 0 | 0 | 0 | 0 | 0 | 0 | 0 | 0 | 0 |  | 0 | 0 | 0 | 0 | 0 | 0 | 0 | 0 | 0 | 0 | 0 | 0 | 0 | 0 | 0 | 0 | 0 | 0 | 0 | 0 | 0 | 0 | 0 | 0 | 0 | 0 | 0 | 0 | 0 | 0 | 2 | 0 | 1 | 0 | 0 | 0 | -763.325 | -136.609 | 1029.902 | Windmaster-Delta pumps 230 kV line | Windmaster-Delta pumps 230 kV line | Birds Landing-Contra Costa 230kV Line |  | 0 | 0 | 0 | 0 | 0 | 0 | 401.875 | 742.923 | 1029.902 | Contra Costa- Windmaster 230 kV line | Contra Costa- Windmaster 230 kV line | Birds Landing-Contra Costa 230kV Line |  | 5 | 1 | YES | 2 | 1 | 1 | NO | 1
SCE Metro | Del Amo | 500 | 0 | 0 | 0 | 0 | 0 | 0 | 0 | 0 | 0 | 1 | 0 | 0 | 0 | 0 | 0 | 0 | 0 | 0 | 0 | 0 | 0 | 0 | 0 | 0 | 0 | 0 | 0 | 0 | 0 | 0 | 0 | 0 | 0 | 0 | 0 | 0 | 0 | 0 | 0 | 0 | 0 | 0 | 0 | 0 | 0 | 0 | 0 | 0 | 0 | 0 | 0 | 0 | 0 | 0 | 0 | 0 | 0 | 0 | 0 | 0 | 0 | 0 | 0 | 0 | 0 | 0 | 0 | 0 | 0 | 0 | 0 | 0 | 0 | 0 | 0 | 0 | 0 | 0 | 0 | 0 | 0 | 0 | 0 | 0 | 0 | 0 | 0 | 0 | 0 | 0 | 0 | 0 | 0 | 0 | 0 | 0 | 0 | 0 |  | 0 | 0 | 0 | 0 | 0 | 0 | 0 | 0 | 0 | 0 | 0 | 0 | 0 | 0 | 0 | 0 | 0 | 0 | 0 | 0 | 0 | 0 | 0 | 0 | 0 | 0 | 0 | 0 | 0 | 0 | 0 | 0 | 0 | 0 | 0 | 0 | 9741.6 | 11376.2 | 14050.5055 | SCE Metro Area Default Constraint | SCE Metro Area Default Constraint | SCE Metro Area Default Constraint |  | 0 | 0 | 0 | 0 | 0 | 0 | 9741.6 | 11376.2 | 14050.5055 | SCE Metro Area Default Constraint | SCE Metro Area Default Constraint | SCE Metro Area Default Constraint |  | 1 | 1 | NO | 1 | 1 | 1 | NO | 1
SCE Metro | Del Amo | 230 | 0 | 0 | 0 | 0 | 0 | 0 | 0 | 0 | 0 | 1 | 0 | 0 | 0 | 0 | 0 | 0 | 0 | 0 | 0 | 0 | 0 | 0 | 0 | 0 | 0 | 0 | 0 | 0 | 0 | 0 | 0 | 0 | 0 | 0 | 0 | 0 | 0 | 0 | 0 | 0 | 0 | 0 | 0 | 0 | 0 | 0 | 0 | 0 | 0 | 0 | 0 | 0 | 0 | 0 | 0 | 0 | 0 | 0 | 0 | 0 | 0 | 0 | 0 | 0 | 0 | 0 | 0 | 0 | 0 | 0 | 0 | 0 | 0 | 0 | 0 | 0 | 0 | 0 | 0 | 0 | 0 | 0 | 0 | 0 | 0 | 0 | 0 | 0 | 0 | 0 | 0 | 0 | 0 | 0 | 0 | 0 | 0 | 0 |  | 0 | 0 | 0 | 0 | 0 | 0 | 0 | 0 | 0 | 0 | 0 | 0 | 0 | 0 | 0 | 0 | 0 | 0 | 0 | 0 | 0 | 0 | 0 | 0 | 0 | 0 | 0 | 0 | 0 | 0 | 0 | 0 | 0 | 0 | 0 | 0 | 9741.6 | 11376.2 | 14050.5055 | SCE Metro Area Default Constraint | SCE Metro Area Default Constraint | SCE Metro Area Default Constraint |  | 0 | 0 | 0 | 0 | 0 | 0 | 9741.6 | 11376.2 | 14050.5055 | SCE Metro Area Default Constraint | SCE Metro Area Default Constraint | SCE Metro Area Default Constraint |  | 1 | 1 | NO | 1 | 1 | 1 | NO | 1
SCE Eastern | Delaney | 500 | 0 | 0 | 0 | 0 | 0 | 0 | 0 | 0 | 0 | 0 | 0 | 0 | 0 | 0 | 0 | 0 | 1 | 1 | 0 | 0 | 0 | 1 | 0 | 0 | 1 | 0 | 0 | 0 | 0 | 0 | 0 | 0 | 0 | 0 | 0 | 0 | 0 | 0 | 0 | 0 | 0 | 0 | 0 | 0 | 0 | 0 | 0 | 0 | 0 | 0 | 0 | 0 | 0 | 0 | 0 | 0 | 0 | 0 | 0 | 0 | 0 | 0 | 0 | 0 | 0 | 0 | 0 | 0 | 0 | 0 | 0 | 0 | 0 | 0 | 0 | 0 | 0 | 0 | 0 | 0 | 0 | 0 | 0 | 0 | 0 | 0 | 0 | 0 | 0 | 0 | 0 | 0 | 0 | 0 | 0 | 0 | 0 | 2 |  | 0 | 0 | 0 | 0 | 0 | 0 | 0 | 0 | 0 | 0 | 0 | 0 | 0 | 0 | 0 | 0 | 0 | 0 | 0 | 0 | 0 | 0 | 0 | 0 | 0 | 0 | 0 | 0 | 0 | 0 | 1 | 0 | 0 | 0 | 0 | 0 | -298.255 | 1258.8 | 2023.15 | Lugo - Victorville area constraint | DCRT Constraint | DCRT Constraint |  | 0 | 0 | 0 | 0 | 0 | 0 | 952.6 | 1258.8 | 2023.15 | DCRT Constraint | DCRT Constraint | DCRT Constraint |  | 5 | 1 | YES | 2 | 1 | 1 | NO | 1
PG&E NGBA | Delevan | 230 | 0 | 0 | 0 | 0 | 0 | 0 | 0 | 0 | 0 | 0 | 0 | 0 | 0 | 0 | 0 | 0 | 0 | 0 | 0 | 0 | 0 | 0 | 0 | 0 | 0 | 0 | 0 | 0 | 0 | 0 | 0 | 0 | 0 | 0 | 0 | 0 | 0 | 0 | 0 | 1 | 0 | 0 | 0 | 0 | 0 | 0 | 0 | 0 | 0 | 0 | 0 | 0 | 0 | 0 | 0 | 0 | 0 | 0 | 0 | 0 | 0 | 0 | 0 | 0 | 0 | 0 | 1 | 0 | 0 | 0 | 0 | 0 | 0 | 0 | 0 | 0 | 0 | 0 | 0 | 0 | 0 | 0 | 0 | 0 | 0 | 0 | 0 | 0 | 0 | 0 | 0 | 0 | 0 | 0 | 0 | 0 | 0 | 0 |  | 0 | 0 | 0 | 0 | 0 | 0 | 0 | 0 | 0 | 0 | 0 | 0 | 0 | 0 | 0 | 0 | 0 | 0 | 0 | 0 | 0 | 0 | 0 | 0 | 50 | 150 | 0 | 50 | 0 | 1 | 1 | 0 | 0 | 0 | 0 | 0 | -219.475 | 108.573 | 1029.902 | Birds Landing-Contra Costa 230kV Line | Birds Landing-Contra Costa 230kV Line | Birds Landing-Contra Costa 230kV Line |  | 0 | 0 | 0 | 0 | 0 | 0 | 804.745 | 1874.573 | 1029.902 | Collinsville-Tesla 500 kV Line | Birds Landing-Contra Costa 230kV Line | Birds Landing-Contra Costa 230kV Line |  | 5 | 1 | YES | 2 | 1 | 1 | NO | 1
PG&E GBA | Delta PP | 230 | 0 | 0 | 0 | 0 | 0 | 0 | 0 | 0 | 0 | 0 | 0 | 0 | 0 | 0 | 0 | 0 | 0 | 0 | 0 | 0 | 0 | 0 | 0 | 0 | 0 | 0 | 0 | 0 | 0 | 0 | 0 | 0 | 0 | 0 | 0 | 0 | 0 | 0 | 0 | 1 | 0 | 0 | 0 | 0 | 0 | 0 | 0 | 0 | 0 | 0 | 0 | 0 | 0 | 1 | 0 | 1 | 0 | 0 | 0 | 0 | 0 | 0 | 0 | 0 | 0 | 1 | 0 | 0 | 0 | 0 | 0 | 0 | 0 | 0 | 0 | 0 | 0 | 0 | 0 | 0 | 0 | 0 | 0 | 0 | 0 | 0 | 0 | 0 | 0 | 0 | 0 | 0 | 0 | 0 | 0 | 0 | 0 | 0 |  | 0 | 0 | 0 | 0 | 0 | 0 | 0 | 0 | 0 | 0 | 0 | 0 | 0 | 0 | 0 | 0 | 0 | 0 | 0 | 0 | 0 | 0 | 0 | 0 | 0 | 0 | 0 | 0 | 0 | 0 | 1 | 0 | 1 | 0 | 0 | 0 | -763.325 | -136.609 | 4133.0695 | Windmaster-Delta pumps 230 kV line | Windmaster-Delta pumps 230 kV line | Windmaster-Delta pumps 230 kV line |  | 0 | 0 | 0 | 0 | 0 | 0 | 804.745 | 2035.936 | 4133.0695 | Collinsville-Tesla 500 kV Line | Collinsville-Tesla 500 kV Line | Windmaster-Delta pumps 230 kV line |  | 5 | 1 | YES | 2 | 1 | 1 | NO | 1
EOP | Desert View | 230 | 0 | 0 | 0 | 0 | 0 | 0 | 0 | 0 | 0 | 0 | 0 | 0 | 0 | 0 | 0 | 0 | 0 | 0 | 0 | 0 | 0 | 0 | 1 | 1 | 1 | 0 | 0 | 0 | 0 | 0 | 0 | 0 | 0 | 0 | 0 | 0 | 0 | 0 | 0 | 0 | 0 | 0 | 0 | 0 | 0 | 0 | 0 | 0 | 0 | 0 | 0 | 0 | 0 | 0 | 0 | 0 | 0 | 0 | 0 | 0 | 0 | 0 | 0 | 0 | 0 | 0 | 0 | 0 | 0 | 0 | 0 | 0 | 0 | 0 | 0 | 0 | 0 | 0 | 0 | 0 | 0 | 0 | 0 | 0 | 0 | 0 | 0 | 0 | 0 | 0 | 0 | 0 | 0 | 0 | 0 | 0 | 0 | 2 |  | 0 | 0 | 0 | 0 | 0 | 0 | 0 | 0 | 0 | 0 | 0 | 0 | 0 | 0 | 0 | 0 | 0 | 0 | 0 | 0 | 0 | 0 | 0 | 0 | 0 | 0 | 0 | 0 | 0 | 0 | 1 | 0 | 0 | 0 | 0 | 0 | -298.255 | 1732.37 | 2601.53 | Lugo - Victorville area constraint | Sloan Canyon - Eldorado 500 kV constraint | GLW 230kV area constraint |  | 0 | 0 | 0 | 0 | 0 | 0 | 1081.97 | 1732.37 | 2601.53 | Sloan Canyon - Eldorado 500 kV constraint | Sloan Canyon - Eldorado 500 kV constraint | GLW 230kV area constraint |  | 5 | 1 | YES | 2 | 1 | 1 | NO | 1
SCE Eastern | Devers | 230 | 0 | 0 | 0 | 0 | 0 | 0 | 0 | 0 | 0 | 0 | 0 | 0 | 0 | 0 | 0 | 0 | 0 | 0 | 0 | 1 | 0 | 1 | 0 | 0 | 0 | 0 | 0 | 0 | 0 | 0 | 0 | 0 | 0 | 0 | 0 | 0 | 0 | 0 | 0 | 0 | 0 | 0 | 0 | 0 | 0 | 0 | 0 | 0 | 0 | 0 | 0 | 0 | 0 | 0 | 0 | 0 | 0 | 0 | 0 | 0 | 0 | 0 | 0 | 0 | 0 | 0 | 0 | 0 | 0 | 0 | 0 | 0 | 0 | 0 | 0 | 0 | 0 | 0 | 0 | 0 | 0 | 0 | 0 | 0 | 0 | 0 | 0 | 0 | 0 | 0 | 0 | 0 | 0 | 0 | 0 | 0 | 0 | 1 |  | 0 | 0 | 0 | 0 | 0 | 0 | 0 | 0 | 0 | 0 | 0 | 400 | 0 | 0 | 1 | 0 | 0 | 287.5 | 37 | 0 | 0 | 0 | 0 | 0 | 0 | 0 | 620 | 100 | 0 | 1 | 0 | 0 | 0 | 0 | 0 | 0 | 1067.92 | 2594.325 | 8998.075 | Serrano-Alberhill-Valley Constraint | Etiwanda-Rancho Vista Constraint | Etiwanda-Rancho Vista Constraint |  | 0 | 0 | 0 | 0 | 0 | 0 | 1067.92 | 2594.325 | 8998.075 | Serrano-Alberhill-Valley Constraint | Etiwanda-Rancho Vista Constraint | Etiwanda-Rancho Vista Constraint |  | 1 | 1 | NO | 1 | 1 | 1 | NO | 1
SCE Eastern | Devers | 500 | 0 | 0 | 0 | 0 | 0 | 0 | 0 | 0 | 0 | 0 | 0 | 0 | 0 | 0 | 0 | 0 | 0 | 0 | 0 | 1 | 0 | 1 | 0 | 0 | 0 | 0 | 0 | 0 | 0 | 0 | 0 | 0 | 0 | 0 | 0 | 0 | 0 | 0 | 0 | 0 | 0 | 0 | 0 | 0 | 0 | 0 | 0 | 0 | 0 | 0 | 0 | 0 | 0 | 0 | 0 | 0 | 0 | 0 | 0 | 0 | 0 | 0 | 0 | 0 | 0 | 0 | 0 | 0 | 0 | 0 | 0 | 0 | 0 | 0 | 0 | 0 | 0 | 0 | 0 | 0 | 0 | 0 | 0 | 0 | 0 | 0 | 0 | 0 | 0 | 0 | 0 | 0 | 0 | 0 | 0 | 0 | 0 | 1 |  | 0 | 0 | 0 | 0 | 0 | 0 | 0 | 0 | 0 | 0 | 0 | 0 | 0 | 0 | 0 | 0 | 0 | 0 | 0 | 0 | 0 | 0 | 0 | 0 | 0 | 0 | 0 | 0 | 0 | 0 | 0 | 0 | 0 | 0 | 0 | 0 | 1067.92 | 2594.325 | 8998.075 | Serrano-Alberhill-Valley Constraint | Etiwanda-Rancho Vista Constraint | Etiwanda-Rancho Vista Constraint |  | 0 | 0 | 0 | 0 | 0 | 0 | 1067.92 | 2594.325 | 8998.075 | Serrano-Alberhill-Valley Constraint | Etiwanda-Rancho Vista Constraint | Etiwanda-Rancho Vista Constraint |  | 1 | 1 | NO | 1 | 1 | 1 | NO | 1
PG&E KERN | Diablo Canyon | 230 | 0 | 0 | 0 | 0 | 0 | 0 | 0 | 0 | 0 | 0 | 0 | 0 | 0 | 0 | 0 | 0 | 0 | 0 | 0 | 0 | 0 | 0 | 0 | 0 | 0 | 0 | 0 | 0 | 0 | 0 | 0 | 0 | 0 | 0 | 0 | 0 | 0 | 0 | 0 | 0 | 0 | 0 | 0 | 0 | 0 | 0 | 0 | 0 | 0 | 0 | 0 | 0 | 0 | 0 | 0 | 0 | 0 | 0 | 0 | 0 | 0 | 0 | 0 | 0 | 0 | 0 | 0 | 1 | 1 | 0 | 0 | 0 | 0 | 0 | 0 | 0 | 0 | 0 | 0 | 1 | 0 | 0 | 0 | 0 | 0 | 1 | 0 | 0 | 0 | 0 | 0 | 0 | 0 | 0 | 0 | 1 | 0 | 1 |  | 0 | 0 | 0 | 0 | 0 | 0 | 0 | 0 | 0 | 0 | 0 | 0 | 0 | 0 | 0 | 0 | 0 | 0 | 0 | 0 | 0 | 0 | 0 | 0 | 0 | 0 | 0 | 0 | 0 | 0 | 0 | 0 | 0 | 0 | 0 | 0 | 334.015 | 243.8117 | 587.675 | Cal Flat-Gates 230 kV line | Cal Flat-Gates 230 kV line | Cal Flat-Gates 230 kV line |  | 0 | 0 | 0 | 0 | 0 | 0 | 334.015 | 243.8117 | 587.675 | Cal Flat-Gates 230 kV line | Cal Flat-Gates 230 kV line | Cal Flat-Gates 230 kV line |  | 1 | 1 | NO | 1 | 1 | 1 | NO | 1
PG&E KERN | Diablo Canyon | 500 | 0 | 0 | 0 | 0 | 0 | 0 | 0 | 0 | 0 | 0 | 0 | 0 | 0 | 0 | 0 | 0 | 0 | 0 | 0 | 0 | 0 | 0 | 0 | 0 | 0 | 0 | 0 | 0 | 0 | 0 | 0 | 0 | 0 | 0 | 0 | 0 | 0 | 0 | 0 | 0 | 0 | 0 | 0 | 0 | 0 | 0 | 0 | 0 | 0 | 0 | 0 | 0 | 0 | 0 | 0 | 0 | 0 | 0 | 0 | 0 | 0 | 0 | 0 | 0 | 0 | 0 | 0 | 0 | 0 | 0 | 0 | 0 | 0 | 0 | 0 | 0 | 0 | 0 | 0 | 0 | 0 | 0 | 0 | 0 | 0 | 0 | 0 | 0 | 0 | 0 | 0 | 0 | 0 | 1 | 1 | 0 | 0 | 0 |  | 0 | 0 | 0 | 0 | 0 | 0 | 0 | 0 | 0 | 0 | 0 | 0 | 0 | 0 | 0 | 0 | 0 | 0 | 0 | 0 | 0 | 2924 | 0 | 0 | 0 | 0 | 0 | 0 | 0 | 1 | 0 | 0 | 0 | 0 | 0 | 0 | 887.485 | 2328.1697 | 1602.5731 | Mustang-Henrietta 230 kV line | Mustang-Henrietta 230 kV line | Mustang-Henrietta 230 kV line |  | 0 | 0 | 0 | 0 | 0 | 0 | 887.485 | 2328.1697 | 1602.5731 | Mustang-Henrietta 230 kV line | Mustang-Henrietta 230 kV line | Mustang-Henrietta 230 kV line |  | 1 | 1 | NO | 1 | 1 | 1 | NO | 1
PG&E KERN | Divide | 115 | 0 | 0 | 0 | 0 | 0 | 0 | 0 | 0 | 0 | 0 | 0 | 0 | 0 | 0 | 0 | 0 | 0 | 0 | 0 | 0 | 0 | 0 | 0 | 0 | 0 | 0 | 0 | 0 | 0 | 0 | 0 | 0 | 0 | 0 | 0 | 0 | 0 | 0 | 0 | 0 | 0 | 0 | 0 | 0 | 0 | 0 | 0 | 0 | 0 | 0 | 0 | 0 | 0 | 0 | 0 | 0 | 0 | 0 | 0 | 0 | 0 | 0 | 0 | 0 | 0 | 0 | 0 | 1 | 1 | 0 | 0 | 0 | 0 | 0 | 0 | 0 | 0 | 0 | 0 | 1 | 0 | 0 | 0 | 0 | 0 | 1 | 0 | 0 | 0 | 0 | 0 | 0 | 0 | 0 | 0 | 1 | 0 | 1 |  | 0 | 0 | 0 | 0 | 0 | 0 | 0 | 0 | 0 | 0 | 0 | 0 | 0 | 0 | 0 | 0 | 0 | 0 | 0 | 0 | 0 | 0 | 0 | 0 | 0 | 0 | 0 | 0 | 0 | 0 | 0 | 0 | 0 | 0 | 0 | 0 | 334.015 | 243.8117 | 587.675 | Cal Flat-Gates 230 kV line | Cal Flat-Gates 230 kV line | Cal Flat-Gates 230 kV line |  | 0 | 0 | 0 | 0 | 0 | 0 | 334.015 | 243.8117 | 587.675 | Cal Flat-Gates 230 kV line | Cal Flat-Gates 230 kV line | Cal Flat-Gates 230 kV line |  | 1 | 1 | NO | 1 | 1 | 1 | NO | 1
PG&E GBA | Dixon Landing | 115 | 0 | 0 | 0 | 0 | 0 | 0 | 0 | 0 | 0 | 0 | 0 | 0 | 0 | 0 | 0 | 0 | 0 | 0 | 0 | 0 | 0 | 0 | 0 | 0 | 0 | 0 | 0 | 0 | 0 | 0 | 0 | 0 | 0 | 0 | 0 | 0 | 0 | 0 | 0 | 0 | 0 | 0 | 0 | 0 | 0 | 0 | 0 | 0 | 0 | 0 | 0 | 0 | 0 | 0 | 0 | 1 | 0 | 0 | 0 | 1 | 0 | 0 | 0 | 0 | 0 | 0 | 0 | 0 | 0 | 0 | 0 | 0 | 0 | 0 | 0 | 0 | 0 | 0 | 0 | 0 | 0 | 0 | 0 | 0 | 0 | 0 | 0 | 0 | 0 | 0 | 0 | 0 | 0 | 0 | 0 | 0 | 0 | 0 |  | 0 | 0 | 0 | 0 | 0 | 0 | 0 | 0 | 0 | 0 | 0 | 0 | 0 | 0 | 0 | 0 | 0 | 0 | 0 | 0 | 0 | 0 | 0 | 2.3 | 0 | 0 | 0 | 0 | 0 | 1 | 0 | 0 | 0 | 0 | 0 | 0 | 826.3685 | 1964.2439 | 4912.272 | Tesla-Bellota 230 kV line | Tesla-Bellota 230 kV line | Tesla-Bellota 230 kV line |  | 0 | 0 | 0 | 0 | 0 | 0 | 826.3685 | 1964.2439 | 4912.272 | Tesla-Bellota 230 kV line | Tesla-Bellota 230 kV line | Tesla-Bellota 230 kV line |  | 1 | 1 | NO | 1 | 1 | 1 | NO | 1
PG&E FRESNO | Dos Amigos | 230 | 0 | 0 | 0 | 0 | 0 | 0 | 0 | 0 | 0 | 0 | 0 | 0 | 0 | 0 | 0 | 0 | 0 | 0 | 0 | 0 | 0 | 0 | 0 | 0 | 0 | 0 | 0 | 0 | 0 | 0 | 0 | 0 | 0 | 0 | 0 | 0 | 0 | 0 | 0 | 0 | 0 | 0 | 0 | 0 | 0 | 0 | 0 | 0 | 0 | 0 | 0 | 0 | 0 | 0 | 0 | 0 | 0 | 0 | 0 | 0 | 0 | 0 | 0 | 0 | 0 | 0 | 0 | 0 | 0 | 0 | 0 | 0 | 0 | 0 | 0 | 0 | 0 | 0 | 1 | 0 | 0 | 0 | 0 | 0 | 0 | 1 | 0 | 0 | 0 | 0 | 0 | 0 | 0 | 0 | 0 | 0 | 0 | 1 |  | 0 | 0 | 0 | 0 | 0 | 0 | 0 | 0 | 0 | 0 | 0 | 0 | 0 | 0 | 0 | 0 | 0 | 0 | 0 | 0 | 0 | 0 | 0 | 3 | 0 | 0 | 0 | 0 | 0 | 1 | 0 | 0 | 0 | 0 | 0 | 0 | 1856.597 | 2708.5707 | 2550.9252 | Gates 500/230kV TB #12 | Gates 500/230kV TB #12 | Gates 500/230kV TB #12 |  | 0 | 0 | 0 | 0 | 0 | 0 | 1856.597 | 2708.5707 | 2550.9252 | Gates 500/230kV TB #12 | Gates 500/230kV TB #12 | Gates 500/230kV TB #12 |  | 1 | 1 | NO | 1 | 1 | 1 | NO | 1
PG&E NGBA | Drum | 115 | 0 | 0 | 0 | 0 | 0 | 0 | 0 | 0 | 0 | 0 | 0 | 0 | 0 | 0 | 0 | 0 | 0 | 0 | 0 | 0 | 0 | 0 | 0 | 0 | 0 | 0 | 0 | 0 | 0 | 0 | 0 | 0 | 0 | 0 | 0 | 0 | 0 | 0 | 0 | 1 | 1 | 0 | 1 | 0 | 0 | 1 | 1 | 1 | 0 | 0 | 0 | 0 | 0 | 0 | 0 | 0 | 0 | 0 | 0 | 1 | 1 | 0 | 0 | 0 | 0 | 0 | 0 | 0 | 0 | 0 | 0 | 0 | 0 | 0 | 0 | 0 | 0 | 0 | 0 | 0 | 0 | 0 | 0 | 0 | 0 | 0 | 0 | 0 | 0 | 0 | 0 | 0 | 0 | 0 | 0 | 0 | 0 | 0 |  | 0 | 0 | 0 | 0 | 0 | 0 | 0 | 0 | 0 | 0 | 0 | 0 | 0 | 0 | 0 | 0 | 0 | 0 | 0 | 0 | 0 | 0 | 0 | 0 | 0 | 0 | 0 | 0 | 0 | 0 | 1 | 0 | 0 | 0 | 0 | 0 | -428.9315 | 50.45 | 32.84 | Bellota-Weber 230kV line | Woodland- Davis 115kV line | Woodland- Davis 115kV line |  | 0 | 0 | 0 | 0 | 0 | 0 | 31.0685 | 50.45 | 32.84 | Bellota-Weber 230kV line | Woodland- Davis 115kV line | Woodland- Davis 115kV line |  | 5 | 1 | YES | 2 | 1 | 1 | NO | 1
PG&E GBA | Dumbarton | 115 | 0 | 0 | 0 | 0 | 0 | 0 | 0 | 0 | 0 | 0 | 0 | 0 | 0 | 0 | 0 | 0 | 0 | 0 | 0 | 0 | 0 | 0 | 0 | 0 | 0 | 0 | 0 | 0 | 0 | 0 | 0 | 0 | 0 | 0 | 0 | 0 | 0 | 0 | 0 | 1 | 0 | 0 | 0 | 0 | 0 | 0 | 0 | 0 | 0 | 0 | 0 | 0 | 1 | 0 | 0 | 0 | 0 | 0 | 0 | 0 | 0 | 0 | 0 | 0 | 0 | 0 | 0 | 0 | 0 | 0 | 0 | 0 | 0 | 0 | 0 | 0 | 0 | 0 | 0 | 0 | 0 | 0 | 0 | 0 | 0 | 0 | 0 | 0 | 0 | 0 | 0 | 0 | 0 | 0 | 0 | 0 | 0 | 1 |  | 0 | 0 | 0 | 0 | 0 | 0 | 0 | 0 | 0 | 0 | 0 | 0 | 0 | 0 | 0 | 0 | 0 | 0 | 0 | 0 | 0 | 0 | 0 | 5 | 0 | 0 | 0 | 0 | 0 | 1 | 0 | 0 | 0 | 0 | 0 | 0 | 804.745 | 2035.936 | 5151.188 | Collinsville-Tesla 500 kV Line | Collinsville-Tesla 500 kV Line | Sobrante-Moraga 230 kV line |  | 0 | 0 | 0 | 0 | 0 | 0 | 804.745 | 2035.936 | 5151.188 | Collinsville-Tesla 500 kV Line | Collinsville-Tesla 500 kV Line | Sobrante-Moraga 230 kV line |  | 1 | 1 | NO | 1 | 1 | 1 | NO | 1
SCE NOL | Dunn Siding | 115 | 0 | 0 | 0 | 0 | 0 | 0 | 0 | 0 | 0 | 0 | 0 | 1 | 1 | 1 | 0 | 0 | 0 | 0 | 0 | 0 | 0 | 0 | 0 | 0 | 0 | 0 | 0 | 0 | 0 | 0 | 0 | 0 | 0 | 0 | 0 | 0 | 0 | 0 | 0 | 0 | 0 | 0 | 0 | 0 | 0 | 0 | 0 | 0 | 0 | 0 | 0 | 0 | 0 | 0 | 0 | 0 | 0 | 0 | 0 | 0 | 0 | 0 | 0 | 0 | 0 | 0 | 0 | 0 | 0 | 0 | 0 | 0 | 0 | 0 | 0 | 0 | 0 | 0 | 0 | 0 | 0 | 0 | 0 | 0 | 0 | 0 | 0 | 0 | 0 | 0 | 0 | 0 | 0 | 0 | 0 | 0 | 0 | 3 |  | 0 | 0 | 0 | 0 | 0 | 0 | 0 | 0 | 0 | 0 | 0 | 0 | 0 | 0 | 0 | 0 | 0 | 0 | 0 | 0 | 0 | 0 | 0 | 0 | 0 | 0 | 0 | 0 | 0 | 0 | 0 | 2 | 0 | 2 | 0 | 0 | -0.23 | -8.3 | 880.3938 | South of Kramer Area Constraint | South of Kramer Area Constraint | South of Kramer Area Constraint |  | 0 | 2 | 0 | 2 | 0 | 0 | -0.23 | -8.3 | 880.3938 | South of Kramer Area Constraint | South of Kramer Area Constraint | South of Kramer Area Constraint |  | 3 | 3 | NO | 3 | 1 | 1 | NO | 1
SCE Eastern | Eagle Mountain | 230 | 0 | 0 | 0 | 0 | 0 | 0 | 0 | 0 | 0 | 0 | 0 | 0 | 0 | 0 | 0 | 0 | 0 | 0 | 1 | 1 | 0 | 1 | 0 | 0 | 0 | 0 | 0 | 0 | 0 | 0 | 0 | 0 | 0 | 0 | 0 | 0 | 0 | 0 | 0 | 0 | 0 | 0 | 0 | 0 | 0 | 0 | 0 | 0 | 0 | 0 | 0 | 0 | 0 | 0 | 0 | 0 | 0 | 0 | 0 | 0 | 0 | 0 | 0 | 0 | 0 | 0 | 0 | 0 | 0 | 0 | 0 | 0 | 0 | 0 | 0 | 0 | 0 | 0 | 0 | 0 | 0 | 0 | 0 | 0 | 0 | 0 | 0 | 0 | 0 | 0 | 0 | 0 | 0 | 0 | 0 | 0 | 0 | 1 |  | 0 | 0 | 0 | 0 | 0 | 0 | 0 | 0 | 0 | 0 | 0 | 0 | 0 | 0 | 0 | 0 | 0 | 0 | 0 | 0 | 0 | 0 | 0 | 0 | 0 | 0 | 0 | 0 | 0 | 0 | 1 | 0 | 1 | 0 | 0 | 1 | -935 | -730 | -23.3 | Eagle Mountain Constraint | Eagle Mountain Constraint | Eagle Mountain Constraint |  | 1 | 1 | 0 | 1 | 0 | 1 | -335 | -130 | -23.3 | Eagle Mountain Constraint | Eagle Mountain Constraint | Eagle Mountain Constraint |  | 5 | 5 | NO | 5 | 3 | 3 | NO | 3
PG&E NGBA | Eagle Rock (PGE) | 60 | 0 | 0 | 0 | 0 | 0 | 0 | 0 | 0 | 0 | 0 | 0 | 0 | 0 | 0 | 0 | 0 | 0 | 0 | 0 | 0 | 0 | 0 | 0 | 0 | 0 | 0 | 0 | 0 | 0 | 0 | 0 | 0 | 0 | 0 | 0 | 0 | 0 | 0 | 0 | 1 | 0 | 0 | 0 | 0 | 0 | 0 | 0 | 0 | 0 | 0 | 0 | 0 | 1 | 0 | 0 | 0 | 0 | 0 | 0 | 0 | 0 | 0 | 0 | 0 | 0 | 0 | 1 | 0 | 0 | 0 | 0 | 0 | 0 | 0 | 0 | 0 | 0 | 0 | 0 | 0 | 0 | 0 | 0 | 0 | 0 | 0 | 0 | 0 | 0 | 0 | 0 | 0 | 0 | 0 | 0 | 0 | 0 | 1 |  | 0 | 0 | 0 | 0 | 0 | 0 | 0 | 0 | 0 | 0 | 0 | 0 | 0 | 0 | 0 | 0 | 0 | 0 | 0 | 0 | 0 | 0 | 0 | 0 | 0 | 0 | 0 | 0 | 0 | 0 | 1 | 0 | 0 | 0 | 0 | 0 | -219.475 | 108.573 | 1029.902 | Birds Landing-Contra Costa 230kV Line | Birds Landing-Contra Costa 230kV Line | Birds Landing-Contra Costa 230kV Line |  | 0 | 0 | 0 | 0 | 0 | 0 | 804.745 | 1874.573 | 1029.902 | Collinsville-Tesla 500 kV Line | Birds Landing-Contra Costa 230kV Line | Birds Landing-Contra Costa 230kV Line |  | 5 | 1 | YES | 2 | 1 | 1 | NO | 1
PG&E NGBA | Eagle Rock (PGE) | 115 | 0 | 0 | 0 | 0 | 0 | 0 | 0 | 0 | 0 | 0 | 0 | 0 | 0 | 0 | 0 | 0 | 0 | 0 | 0 | 0 | 0 | 0 | 0 | 0 | 0 | 0 | 0 | 0 | 0 | 0 | 0 | 0 | 0 | 0 | 0 | 0 | 0 | 0 | 0 | 1 | 0 | 1 | 0 | 0 | 0 | 0 | 0 | 0 | 0 | 0 | 0 | 0 | 1 | 0 | 1 | 1 | 0 | 0 | 0 | 0 | 0 | 0 | 0 | 0 | 0 | 0 | 1 | 0 | 0 | 0 | 0 | 0 | 0 | 0 | 0 | 0 | 0 | 0 | 0 | 0 | 0 | 0 | 0 | 0 | 0 | 0 | 0 | 0 | 0 | 0 | 0 | 0 | 0 | 0 | 0 | 0 | 0 | 1 |  | 0 | 0 | 0 | 0 | 0 | 0 | 0 | 0 | 0 | 0 | 0 | 0 | 0 | 0 | 0 | 21.5 | 0 | 98 | 33.2 | 0 | 0 | 0 | 0 | 0 | 0 | 0 | 0 | 0 | 0 | 1 | 1 | 0 | 0 | 0 | 0 | 0 | -219.475 | 108.573 | 1029.902 | Birds Landing-Contra Costa 230kV Line | Birds Landing-Contra Costa 230kV Line | Birds Landing-Contra Costa 230kV Line |  | 0 | 0 | 0 | 0 | 0 | 0 | 401.875 | 742.923 | 1029.902 | Contra Costa- Windmaster 230 kV line | Contra Costa- Windmaster 230 kV line | Birds Landing-Contra Costa 230kV Line |  | 5 | 1 | YES | 2 | 1 | 1 | NO | 1
SCE Metro | Eagle Rock (SCE) | 230 | 0 | 0 | 0 | 0 | 0 | 0 | 0 | 0 | 0 | 1 | 0 | 0 | 0 | 0 | 0 | 0 | 0 | 0 | 0 | 0 | 0 | 0 | 0 | 0 | 0 | 0 | 0 | 0 | 0 | 0 | 0 | 0 | 0 | 0 | 0 | 0 | 0 | 0 | 0 | 0 | 0 | 0 | 0 | 0 | 0 | 0 | 0 | 0 | 0 | 0 | 0 | 0 | 0 | 0 | 0 | 0 | 0 | 0 | 0 | 0 | 0 | 0 | 0 | 0 | 0 | 0 | 0 | 0 | 0 | 0 | 0 | 0 | 0 | 0 | 0 | 0 | 0 | 0 | 0 | 0 | 0 | 0 | 0 | 0 | 0 | 0 | 0 | 0 | 0 | 0 | 0 | 0 | 0 | 0 | 0 | 0 | 0 | 0 |  | 0 | 0 | 0 | 0 | 0 | 0 | 0 | 0 | 0 | 0 | 0 | 0 | 0 | 0 | 0 | 0 | 0 | 0 | 0 | 0 | 0 | 0 | 0 | 0 | 0 | 0 | 0 | 0 | 0 | 0 | 0 | 0 | 0 | 0 | 0 | 0 | 9741.6 | 11376.2 | 14050.5055 | SCE Metro Area Default Constraint | SCE Metro Area Default Constraint | SCE Metro Area Default Constraint |  | 0 | 0 | 0 | 0 | 0 | 0 | 9741.6 | 11376.2 | 14050.5055 | SCE Metro Area Default Constraint | SCE Metro Area Default Constraint | SCE Metro Area Default Constraint |  | 1 | 1 | NO | 1 | 1 | 1 | NO | 1
PG&E NGBA | East Marysville | 115 | 0 | 0 | 0 | 0 | 0 | 0 | 0 | 0 | 0 | 0 | 0 | 0 | 0 | 0 | 0 | 0 | 0 | 0 | 0 | 0 | 0 | 0 | 0 | 0 | 0 | 0 | 0 | 0 | 0 | 0 | 0 | 0 | 0 | 0 | 0 | 0 | 0 | 0 | 0 | 1 | 0 | 0 | 0 | 0 | 0 | 1 | 0 | 1 | 0 | 0 | 0 | 0 | 0 | 0 | 0 | 0 | 0 | 0 | 0 | 1 | 0 | 0 | 0 | 0 | 0 | 0 | 0 | 0 | 0 | 0 | 0 | 0 | 0 | 0 | 0 | 0 | 0 | 0 | 0 | 0 | 0 | 0 | 0 | 0 | 0 | 0 | 0 | 0 | 0 | 0 | 0 | 0 | 0 | 0 | 0 | 0 | 0 | 0 |  | 0 | 0 | 0 | 0 | 0 | 0 | 0 | 0 | 0 | 0 | 0 | 0 | 0 | 0 | 0 | 0 | 0 | 0 | 0 | 0 | 0 | 0 | 0 | 0 | 0 | 0 | 0 | 0 | 0 | 0 | 1 | 0 | 0 | 0 | 0 | 0 | -428.9315 | 397.8459 | 967.1636 | Bellota-Weber 230kV line | Bellota-Weber 230kV line | Rio Oso-Lockeford 230kV line |  | 0 | 0 | 0 | 0 | 0 | 0 | 31.0685 | 857.8459 | 967.1636 | Bellota-Weber 230kV line | Bellota-Weber 230kV line | Rio Oso-Lockeford 230kV line |  | 5 | 1 | YES | 2 | 1 | 1 | NO | 1
PG&E NGBA | East Nicolaus | 115 | 0 | 0 | 0 | 0 | 0 | 0 | 0 | 0 | 0 | 0 | 0 | 0 | 0 | 0 | 0 | 0 | 0 | 0 | 0 | 0 | 0 | 0 | 0 | 0 | 0 | 0 | 0 | 0 | 0 | 0 | 0 | 0 | 0 | 0 | 0 | 0 | 0 | 0 | 0 | 1 | 0 | 0 | 0 | 0 | 0 | 1 | 0 | 1 | 0 | 0 | 0 | 0 | 0 | 0 | 0 | 0 | 0 | 0 | 0 | 1 | 1 | 0 | 0 | 0 | 0 | 0 | 0 | 0 | 0 | 0 | 0 | 0 | 0 | 0 | 0 | 0 | 0 | 0 | 0 | 0 | 0 | 0 | 0 | 0 | 0 | 0 | 0 | 0 | 0 | 0 | 0 | 0 | 0 | 0 | 0 | 0 | 0 | 0 |  | 0 | 0 | 0 | 0 | 0 | 0 | 0 | 0 | 0 | 0 | 0 | 0 | 0 | 0 | 0 | 0 | 0 | 0 | 0 | 0 | 0 | 0 | 0 | 0 | 0 | 0 | 0 | 0 | 0 | 0 | 1 | 0 | 0 | 0 | 0 | 0 | -428.9315 | 397.8459 | 967.1636 | Bellota-Weber 230kV line | Bellota-Weber 230kV line | Rio Oso-Lockeford 230kV line |  | 0 | 0 | 0 | 0 | 0 | 0 | 31.0685 | 671.7 | 967.1636 | Bellota-Weber 230kV line | Eight Mile-Tesla 230 kV line | Rio Oso-Lockeford 230kV line |  | 5 | 1 | YES | 2 | 1 | 1 | NO | 1
PG&E NGBA | East Nicolaus | 60 | 0 | 0 | 0 | 0 | 0 | 0 | 0 | 0 | 0 | 0 | 0 | 0 | 0 | 0 | 0 | 0 | 0 | 0 | 0 | 0 | 0 | 0 | 0 | 0 | 0 | 0 | 0 | 0 | 0 | 0 | 0 | 0 | 0 | 0 | 0 | 0 | 0 | 0 | 0 | 1 | 0 | 0 | 0 | 0 | 0 | 1 | 0 | 1 | 0 | 0 | 0 | 0 | 0 | 0 | 0 | 0 | 0 | 0 | 0 | 1 | 1 | 0 | 0 | 0 | 0 | 0 | 0 | 0 | 0 | 0 | 0 | 0 | 0 | 0 | 0 | 0 | 0 | 0 | 0 | 0 | 0 | 0 | 0 | 0 | 0 | 0 | 0 | 0 | 0 | 0 | 0 | 0 | 0 | 0 | 0 | 0 | 0 | 0 |  | 0 | 0 | 0 | 0 | 0 | 0 | 0 | 0 | 0 | 0 | 0 | 0 | 0 | 0 | 0 | 0 | 0 | 0 | 0 | 0 | 0 | 0 | 0 | 0 | 0 | 0 | 0 | 0 | 0 | 0 | 1 | 0 | 0 | 0 | 0 | 0 | -428.9315 | 397.8459 | 967.1636 | Bellota-Weber 230kV line | Bellota-Weber 230kV line | Rio Oso-Lockeford 230kV line |  | 0 | 0 | 0 | 0 | 0 | 0 | 31.0685 | 671.7 | 967.1636 | Bellota-Weber 230kV line | Eight Mile-Tesla 230 kV line | Rio Oso-Lockeford 230kV line |  | 5 | 1 | YES | 2 | 1 | 1 | NO | 1
PG&E GBA | Eastshore | 115 | 0 | 0 | 0 | 0 | 0 | 0 | 0 | 0 | 0 | 0 | 0 | 0 | 0 | 0 | 0 | 0 | 0 | 0 | 0 | 0 | 0 | 0 | 0 | 0 | 0 | 0 | 0 | 0 | 0 | 0 | 0 | 0 | 0 | 0 | 0 | 0 | 0 | 0 | 0 | 1 | 0 | 0 | 0 | 0 | 0 | 0 | 0 | 0 | 0 | 0 | 0 | 0 | 1 | 0 | 0 | 0 | 0 | 0 | 0 | 0 | 0 | 0 | 0 | 0 | 0 | 0 | 0 | 0 | 0 | 0 | 0 | 0 | 0 | 0 | 0 | 0 | 0 | 0 | 0 | 0 | 0 | 0 | 0 | 0 | 0 | 0 | 0 | 0 | 0 | 0 | 0 | 0 | 0 | 0 | 0 | 0 | 0 | 1 |  | 0 | 0 | 0 | 0 | 0 | 0 | 0 | 0 | 0 | 0 | 0 | 0 | 0 | 0 | 0 | 0 | 0 | 0 | 0 | 0 | 0 | 0 | 0 | 0 | 0 | 0 | 0 | 0 | 0 | 0 | 0 | 0 | 0 | 0 | 0 | 0 | 804.745 | 2035.936 | 5151.188 | Collinsville-Tesla 500 kV Line | Collinsville-Tesla 500 kV Line | Sobrante-Moraga 230 kV line |  | 0 | 0 | 0 | 0 | 0 | 0 | 804.745 | 2035.936 | 5151.188 | Collinsville-Tesla 500 kV Line | Collinsville-Tesla 500 kV Line | Sobrante-Moraga 230 kV line |  | 1 | 1 | NO | 1 | 1 | 1 | NO | 1
PG&E GBA | Eastshore | 230 | 0 | 0 | 0 | 0 | 0 | 0 | 0 | 0 | 0 | 0 | 0 | 0 | 0 | 0 | 0 | 0 | 0 | 0 | 0 | 0 | 0 | 0 | 0 | 0 | 0 | 0 | 0 | 0 | 0 | 0 | 0 | 0 | 0 | 0 | 0 | 0 | 0 | 0 | 0 | 1 | 0 | 0 | 0 | 0 | 0 | 0 | 0 | 0 | 0 | 1 | 1 | 0 | 1 | 0 | 0 | 1 | 0 | 0 | 0 | 0 | 0 | 1 | 0 | 0 | 0 | 1 | 0 | 0 | 0 | 0 | 0 | 0 | 0 | 0 | 0 | 0 | 0 | 0 | 0 | 0 | 0 | 0 | 0 | 0 | 0 | 0 | 0 | 0 | 0 | 0 | 0 | 0 | 0 | 0 | 0 | 0 | 0 | 3 |  | 0 | 0 | 0 | 0 | 0 | 0 | 0 | 0 | 0 | 0 | 0 | 0 | 0 | 0 | 0 | 0 | 0 | 0 | 0 | 0 | 0 | 0 | 0 | 0 | 0 | 0 | 0 | 0 | 0 | 0 | 0 | 0 | 0 | 0 | 0 | 0 | 804.745 | 962.4 | 1214.56 | Collinsville-Tesla 500 kV Line | Grant - Eastshore #2 line 115 kV | Grant - Eastshore #2 line 115 kV |  | 0 | 0 | 0 | 0 | 0 | 0 | 804.745 | 962.4 | 1214.56 | Collinsville-Tesla 500 kV Line | Grant - Eastshore #2 line 115 kV | Grant - Eastshore #2 line 115 kV |  | 1 | 1 | NO | 1 | 1 | 1 | NO | 1
SDGE | ECO | 138 | 0 | 0 | 0 | 0 | 0 | 0 | 0 | 0 | 0 | 0 | 0 | 0 | 0 | 0 | 0 | 0 | 0 | 0 | 0 | 0 | 0 | 0 | 0 | 0 | 0 | 0 | 0 | 0 | 1 | 0 | 1 | 1 | 1 | 0 | 0 | 1 | 1 | 0 | 0 | 0 | 0 | 0 | 0 | 0 | 0 | 0 | 0 | 0 | 0 | 0 | 0 | 0 | 0 | 0 | 0 | 0 | 0 | 0 | 0 | 0 | 0 | 0 | 0 | 0 | 0 | 0 | 0 | 0 | 0 | 0 | 0 | 0 | 0 | 0 | 0 | 0 | 0 | 0 | 0 | 0 | 0 | 0 | 0 | 0 | 0 | 0 | 0 | 0 | 0 | 0 | 0 | 0 | 0 | 0 | 0 | 0 | 0 | 6 |  | 0 | 0 | 0 | 0 | 0 | 0 | 0 | 0 | 0 | 0 | 0 | 0 | 0 | 0 | 0 | 0 | 0 | 0 | 0 | 0 | 0 | 0 | 0 | 0 | 0 | 0 | 0 | 0 | 0 | 0 | 0 | 0 | 0 | 0 | 0 | 0 | 996.76 | 1777.97 | 2217.6044 | San Luis Rey-San Onofre 230 kV line constraint | Silvergate-Old Town 230 kV constraint | Silvergate-Old Town 230 kV constraint |  | 0 | 0 | 0 | 0 | 0 | 0 | 996.76 | 1777.97 | 2217.6044 | San Luis Rey-San Onofre 230 kV line constraint | Silvergate-Old Town 230 kV constraint | Silvergate-Old Town 230 kV constraint |  | 1 | 1 | NO | 1 | 1 | 1 | NO | 1
SDGE | ECO | 230 | 0 | 0 | 0 | 0 | 0 | 0 | 0 | 0 | 0 | 0 | 0 | 0 | 0 | 0 | 0 | 0 | 0 | 0 | 0 | 0 | 0 | 0 | 0 | 0 | 0 | 0 | 0 | 0 | 1 | 0 | 1 | 1 | 1 | 0 | 0 | 1 | 1 | 0 | 0 | 0 | 0 | 0 | 0 | 0 | 0 | 0 | 0 | 0 | 0 | 0 | 0 | 0 | 0 | 0 | 0 | 0 | 0 | 0 | 0 | 0 | 0 | 0 | 0 | 0 | 0 | 0 | 0 | 0 | 0 | 0 | 0 | 0 | 0 | 0 | 0 | 0 | 0 | 0 | 0 | 0 | 0 | 0 | 0 | 0 | 0 | 0 | 0 | 0 | 0 | 0 | 0 | 0 | 0 | 0 | 0 | 0 | 0 | 6 |  | 0 | 0 | 0 | 0 | 0 | 0 | 0 | 0 | 0 | 0 | 0 | 0 | 0 | 0 | 0 | 0 | 0 | 300 | 52.5 | 0 | 0 | 0 | 0 | 0 | 0 | 0 | 0 | 0 | 0 | 1 | 0 | 0 | 0 | 0 | 0 | 0 | 996.76 | 1777.97 | 2217.6044 | San Luis Rey-San Onofre 230 kV line constraint | Silvergate-Old Town 230 kV constraint | Silvergate-Old Town 230 kV constraint |  | 0 | 0 | 0 | 0 | 0 | 0 | 996.76 | 1777.97 | 2217.6044 | San Luis Rey-San Onofre 230 kV line constraint | Silvergate-Old Town 230 kV constraint | Silvergate-Old Town 230 kV constraint |  | 1 | 1 | NO | 1 | 1 | 1 | NO | 1
SDGE | ECO | 500 | 0 | 0 | 0 | 0 | 0 | 0 | 0 | 0 | 0 | 0 | 0 | 0 | 0 | 0 | 0 | 0 | 0 | 0 | 0 | 0 | 0 | 0 | 0 | 0 | 0 | 0 | 0 | 0 | 1 | 0 | 1 | 1 | 1 | 0 | 0 | 1 | 1 | 0 | 0 | 0 | 0 | 0 | 0 | 0 | 0 | 0 | 0 | 0 | 0 | 0 | 0 | 0 | 0 | 0 | 0 | 0 | 0 | 0 | 0 | 0 | 0 | 0 | 0 | 0 | 0 | 0 | 0 | 0 | 0 | 0 | 0 | 0 | 0 | 0 | 0 | 0 | 0 | 0 | 0 | 0 | 0 | 0 | 0 | 0 | 0 | 0 | 0 | 0 | 0 | 0 | 0 | 0 | 0 | 0 | 0 | 0 | 0 | 6 |  | 0 | 0 | 0 | 0 | 0 | 0 | 0 | 0 | 0 | 0 | 0 | 0 | 0 | 0 | 0 | 0 | 0 | 400 | 600 | 0 | 0 | 0 | 0 | 0 | 0 | 0 | 0 | 0 | 0 | 1 | 0 | 0 | 0 | 0 | 0 | 0 | 996.76 | 1777.97 | 2217.6044 | San Luis Rey-San Onofre 230 kV line constraint | Silvergate-Old Town 230 kV constraint | Silvergate-Old Town 230 kV constraint |  | 0 | 0 | 0 | 0 | 0 | 0 | 996.76 | 1777.97 | 2217.6044 | San Luis Rey-San Onofre 230 kV line constraint | Silvergate-Old Town 230 kV constraint | Silvergate-Old Town 230 kV constraint |  | 1 | 1 | NO | 1 | 1 | 1 | NO | 1
PG&E GBA | Edenvale | 115 | 0 | 0 | 0 | 0 | 0 | 0 | 0 | 0 | 0 | 0 | 0 | 0 | 0 | 0 | 0 | 0 | 0 | 0 | 0 | 0 | 0 | 0 | 0 | 0 | 0 | 0 | 0 | 0 | 0 | 0 | 0 | 0 | 0 | 0 | 0 | 0 | 0 | 0 | 0 | 0 | 0 | 0 | 0 | 0 | 0 | 0 | 0 | 0 | 0 | 0 | 0 | 0 | 0 | 0 | 0 | 0 | 0 | 0 | 0 | 1 | 0 | 0 | 0 | 0 | 0 | 0 | 0 | 0 | 0 | 0 | 0 | 0 | 0 | 0 | 0 | 0 | 0 | 0 | 0 | 0 | 0 | 0 | 0 | 0 | 0 | 0 | 0 | 0 | 0 | 0 | 0 | 0 | 0 | 0 | 0 | 0 | 1 | 0 |  | 0 | 0 | 0 | 0 | 0 | 0 | 0 | 0 | 0 | 0 | 0 | 0 | 0 | 0 | 0 | 0 | 0 | 0 | 0 | 0 | 0 | 0 | 0 | 0 | 0 | 0 | 0 | 0 | 0 | 0 | 0 | 0 | 0 | 0 | 0 | 0 | 826.3685 | 1621.76 | 4912.272 | Tesla-Bellota 230 kV line | NEW-Metcalf-Mosslanding 500kV | Tesla-Bellota 230 kV line |  | 0 | 0 | 0 | 0 | 0 | 0 | 826.3685 | 1621.76 | 4912.272 | Tesla-Bellota 230 kV line | NEW-Metcalf-Mosslanding 500kV | Tesla-Bellota 230 kV line |  | 1 | 1 | NO | 1 | 1 | 1 | NO | 1
PG&E GBA | Edes | 115 | 0 | 0 | 0 | 0 | 0 | 0 | 0 | 0 | 0 | 0 | 0 | 0 | 0 | 0 | 0 | 0 | 0 | 0 | 0 | 0 | 0 | 0 | 0 | 0 | 0 | 0 | 0 | 0 | 0 | 0 | 0 | 0 | 0 | 0 | 0 | 0 | 0 | 0 | 0 | 1 | 0 | 0 | 0 | 0 | 0 | 0 | 0 | 0 | 0 | 0 | 0 | 0 | 1 | 0 | 0 | 1 | 0 | 0 | 0 | 0 | 0 | 0 | 0 | 0 | 0 | 0 | 0 | 0 | 0 | 0 | 0 | 0 | 0 | 0 | 0 | 0 | 0 | 0 | 0 | 0 | 0 | 0 | 0 | 0 | 0 | 0 | 0 | 0 | 0 | 0 | 0 | 0 | 0 | 0 | 0 | 0 | 0 | 1 |  | 0 | 0 | 0 | 0 | 0 | 0 | 0 | 0 | 0 | 0 | 0 | 0 | 0 | 0 | 0 | 0 | 0 | 0 | 0 | 0 | 0 | 0 | 0 | 1.7 | 0 | 0 | 0 | 0 | 0 | 1 | 0 | 0 | 0 | 0 | 0 | 0 | 804.745 | 2035.936 | 5151.188 | Collinsville-Tesla 500 kV Line | Collinsville-Tesla 500 kV Line | Sobrante-Moraga 230 kV line |  | 0 | 0 | 0 | 0 | 0 | 0 | 804.745 | 2035.936 | 5151.188 | Collinsville-Tesla 500 kV Line | Collinsville-Tesla 500 kV Line | Sobrante-Moraga 230 kV line |  | 1 | 1 | NO | 1 | 1 | 1 | NO | 1
PG&E GBA | Eight Mile | 230 | 0 | 0 | 0 | 0 | 0 | 0 | 0 | 0 | 0 | 0 | 0 | 0 | 0 | 0 | 0 | 0 | 0 | 0 | 0 | 0 | 0 | 0 | 0 | 0 | 0 | 0 | 0 | 0 | 0 | 0 | 0 | 0 | 0 | 0 | 0 | 0 | 0 | 0 | 0 | 1 | 0 | 0 | 0 | 0 | 0 | 1 | 0 | 1 | 0 | 0 | 0 | 0 | 0 | 0 | 0 | 0 | 0 | 0 | 0 | 1 | 1 | 0 | 0 | 0 | 0 | 0 | 0 | 0 | 0 | 0 | 0 | 0 | 0 | 0 | 0 | 0 | 0 | 0 | 0 | 0 | 0 | 0 | 0 | 0 | 0 | 0 | 0 | 0 | 0 | 0 | 0 | 0 | 0 | 0 | 0 | 0 | 0 | 0 |  | 0 | 0 | 0 | 0 | 0 | 0 | 0 | 0 | 0 | 0 | 0 | 0 | 0 | 0 | 0 | 0 | 0 | 0 | 0 | 0 | 0 | 0 | 0 | 0 | 0 | 0 | 0 | 0 | 0 | 0 | 1 | 0 | 0 | 0 | 0 | 0 | -428.9315 | 397.8459 | 967.1636 | Bellota-Weber 230kV line | Bellota-Weber 230kV line | Rio Oso-Lockeford 230kV line |  | 0 | 0 | 0 | 0 | 0 | 0 | 31.0685 | 671.7 | 967.1636 | Bellota-Weber 230kV line | Eight Mile-Tesla 230 kV line | Rio Oso-Lockeford 230kV line |  | 5 | 1 | YES | 2 | 1 | 1 | NO | 1
SDGE | El Cajon | 69 | 0 | 0 | 0 | 0 | 0 | 0 | 0 | 0 | 0 | 0 | 0 | 0 | 0 | 0 | 0 | 0 | 0 | 0 | 0 | 0 | 0 | 0 | 0 | 0 | 0 | 0 | 0 | 1 | 1 | 0 | 1 | 0 | 1 | 0 | 0 | 0 | 0 | 0 | 0 | 0 | 0 | 0 | 0 | 0 | 0 | 0 | 0 | 0 | 0 | 0 | 0 | 0 | 0 | 0 | 0 | 0 | 0 | 0 | 0 | 0 | 0 | 0 | 0 | 0 | 0 | 0 | 0 | 0 | 0 | 0 | 0 | 0 | 0 | 0 | 0 | 0 | 0 | 0 | 0 | 0 | 0 | 0 | 0 | 0 | 0 | 0 | 0 | 0 | 0 | 0 | 0 | 0 | 0 | 0 | 0 | 0 | 0 | 3 |  | 0 | 0 | 0 | 0 | 0 | 0 | 0 | 0 | 0 | 0 | 0 | 0 | 0 | 0 | 0 | 0 | 0 | 0 | 0 | 0 | 0 | 0 | 0 | 0 | 0 | 0 | 50 | 0 | 0 | 1 | 0 | 0 | 0 | 0 | 0 | 0 | 330.21 | 368.105 | 477.9664 | El Cajon 69 kV constraint | El Cajon 69 kV constraint | El Cajon 69 kV constraint |  | 0 | 0 | 0 | 0 | 0 | 0 | 330.21 | 368.105 | 477.9664 | El Cajon 69 kV constraint | El Cajon 69 kV constraint | El Cajon 69 kV constraint |  | 1 | 1 | NO | 1 | 1 | 1 | NO | 1
SCE Eastern | El Casco | 230 | 0 | 0 | 0 | 0 | 0 | 0 | 0 | 0 | 0 | 0 | 0 | 0 | 0 | 0 | 0 | 0 | 0 | 0 | 0 | 1 | 0 | 1 | 0 | 0 | 0 | 0 | 0 | 0 | 0 | 0 | 0 | 0 | 0 | 0 | 0 | 0 | 0 | 0 | 0 | 0 | 0 | 0 | 0 | 0 | 0 | 0 | 0 | 0 | 0 | 0 | 0 | 0 | 0 | 0 | 0 | 0 | 0 | 0 | 0 | 0 | 0 | 0 | 0 | 0 | 0 | 0 | 0 | 0 | 0 | 0 | 0 | 0 | 0 | 0 | 0 | 0 | 0 | 0 | 0 | 0 | 0 | 0 | 0 | 0 | 0 | 0 | 0 | 0 | 0 | 0 | 0 | 0 | 0 | 0 | 0 | 0 | 0 | 1 |  | 0 | 0 | 0 | 0 | 0 | 0 | 0 | 0 | 0 | 0 | 0 | 100 | 0 | 0 | 1 | 0 | 0 | 0 | 0 | 0 | 0 | 0 | 0 | 0 | 0 | 0 | 165 | 0 | 0 | 1 | 0 | 0 | 0 | 0 | 0 | 0 | 1067.92 | 2594.325 | 8998.075 | Serrano-Alberhill-Valley Constraint | Etiwanda-Rancho Vista Constraint | Etiwanda-Rancho Vista Constraint |  | 0 | 0 | 0 | 0 | 0 | 0 | 1067.92 | 2594.325 | 8998.075 | Serrano-Alberhill-Valley Constraint | Etiwanda-Rancho Vista Constraint | Etiwanda-Rancho Vista Constraint |  | 1 | 1 | NO | 1 | 1 | 1 | NO | 1
PG&E GBA | El Cerrito G | 115 | 0 | 0 | 0 | 0 | 0 | 0 | 0 | 0 | 0 | 0 | 0 | 0 | 0 | 0 | 0 | 0 | 0 | 0 | 0 | 0 | 0 | 0 | 0 | 0 | 0 | 0 | 0 | 0 | 0 | 0 | 0 | 0 | 0 | 0 | 0 | 0 | 0 | 0 | 0 | 1 | 0 | 0 | 0 | 0 | 0 | 0 | 0 | 0 | 0 | 0 | 0 | 0 | 1 | 0 | 0 | 1 | 0 | 0 | 0 | 0 | 0 | 0 | 0 | 0 | 0 | 0 | 0 | 0 | 0 | 0 | 0 | 0 | 0 | 0 | 0 | 0 | 0 | 0 | 0 | 0 | 0 | 0 | 0 | 0 | 0 | 0 | 0 | 0 | 0 | 0 | 0 | 0 | 0 | 0 | 0 | 0 | 0 | 1 |  | 0 | 0 | 0 | 0 | 0 | 0 | 0 | 0 | 0 | 0 | 0 | 0 | 0 | 0 | 0 | 0 | 0 | 0 | 0 | 0 | 0 | 0 | 0 | 0 | 0 | 0 | 0 | 0 | 0 | 0 | 0 | 0 | 0 | 0 | 0 | 0 | 804.745 | 2035.936 | 5151.188 | Collinsville-Tesla 500 kV Line | Collinsville-Tesla 500 kV Line | Sobrante-Moraga 230 kV line |  | 0 | 0 | 0 | 0 | 0 | 0 | 804.745 | 2035.936 | 5151.188 | Collinsville-Tesla 500 kV Line | Collinsville-Tesla 500 kV Line | Sobrante-Moraga 230 kV line |  | 1 | 1 | NO | 1 | 1 | 1 | NO | 1
PG&E NGBA | El Dorado PH | 115 | 0 | 0 | 0 | 0 | 0 | 0 | 0 | 0 | 0 | 0 | 0 | 0 | 0 | 0 | 0 | 0 | 0 | 0 | 0 | 0 | 0 | 0 | 0 | 0 | 0 | 0 | 0 | 0 | 0 | 0 | 0 | 0 | 0 | 0 | 0 | 0 | 0 | 0 | 0 | 1 | 0 | 0 | 0 | 0 | 0 | 1 | 1 | 1 | 0 | 0 | 0 | 0 | 0 | 0 | 0 | 0 | 0 | 0 | 0 | 1 | 1 | 0 | 0 | 0 | 0 | 0 | 0 | 0 | 0 | 0 | 0 | 0 | 0 | 0 | 0 | 0 | 0 | 0 | 0 | 0 | 0 | 0 | 0 | 0 | 0 | 0 | 0 | 0 | 0 | 0 | 0 | 0 | 0 | 0 | 0 | 0 | 0 | 0 |  | 0 | 0 | 0 | 0 | 0 | 0 | 0 | 0 | 0 | 0 | 0 | 0 | 0 | 0 | 0 | 0 | 0 | 0 | 0 | 0 | 0 | 0 | 0 | 0 | 0 | 0 | 0 | 0 | 0 | 0 | 1 | 0 | 0 | 0 | 0 | 0 | -428.9315 | 374.5 | 415.18 | Bellota-Weber 230kV line | Rio Oso-Brighton 230kV line | Rio Oso-Brighton 230kV line |  | 0 | 0 | 0 | 0 | 0 | 0 | 31.0685 | 374.5 | 415.18 | Bellota-Weber 230kV line | Rio Oso-Brighton 230kV line | Rio Oso-Brighton 230kV line |  | 5 | 1 | YES | 2 | 1 | 1 | NO | 1
PG&E FRESNO | El Nido (PGE) | 115 | 0 | 0 | 0 | 0 | 0 | 0 | 0 | 0 | 0 | 0 | 0 | 0 | 0 | 0 | 0 | 0 | 0 | 0 | 0 | 0 | 0 | 0 | 0 | 0 | 0 | 0 | 0 | 0 | 0 | 0 | 0 | 0 | 0 | 0 | 0 | 0 | 0 | 0 | 0 | 0 | 0 | 0 | 0 | 0 | 0 | 1 | 0 | 0 | 0 | 0 | 0 | 0 | 0 | 0 | 0 | 0 | 0 | 0 | 0 | 1 | 0 | 0 | 0 | 0 | 0 | 0 | 0 | 0 | 0 | 0 | 0 | 0 | 0 | 0 | 0 | 0 | 0 | 0 | 1 | 1 | 0 | 1 | 1 | 0 | 1 | 1 | 0 | 1 | 1 | 1 | 0 | 0 | 1 | 0 | 0 | 0 | 0 | 2 |  | 0 | 0 | 0 | 0 | 0 | 0 | 0 | 0 | 0 | 0 | 0 | 0 | 0 | 0 | 0 | 0 | 0 | 0 | 0 | 0 | 0 | 0 | 0 | 3 | 0 | 0 | 0 | 0 | 0 | 1 | 2 | 0 | 1 | 0 | 0 | 0 | -1070.2 | -530.5 | 245.4626 | Borden-Storey #1 230kV line | Borden-Storey #1 230kV line | Oro Loma-El Nido 115kV Line |  | 0 | 0 | 0 | 0 | 0 | 0 | 31.0685 | 465.3 | 245.4626 | Bellota-Weber 230kV line | Oro Loma-El Nido 115kV Line | Oro Loma-El Nido 115kV Line |  | 5 | 1 | YES | 2 | 1 | 1 | NO | 1
SCE Metro | El Nido (SCE) | 230 | 0 | 0 | 0 | 0 | 0 | 0 | 0 | 0 | 1 | 1 | 0 | 0 | 0 | 0 | 0 | 0 | 0 | 0 | 0 | 0 | 0 | 0 | 0 | 0 | 0 | 0 | 0 | 0 | 0 | 0 | 0 | 0 | 0 | 0 | 0 | 0 | 0 | 0 | 0 | 0 | 0 | 0 | 0 | 0 | 0 | 0 | 0 | 0 | 0 | 0 | 0 | 0 | 0 | 0 | 0 | 0 | 0 | 0 | 0 | 0 | 0 | 0 | 0 | 0 | 0 | 0 | 0 | 0 | 0 | 0 | 0 | 0 | 0 | 0 | 0 | 0 | 0 | 0 | 0 | 0 | 0 | 0 | 0 | 0 | 0 | 0 | 0 | 0 | 0 | 0 | 0 | 0 | 0 | 0 | 0 | 0 | 0 | 0 |  | 0 | 0 | 0 | 0 | 0 | 0 | 0 | 0 | 0 | 0 | 0 | 0 | 0 | 0 | 0 | 0 | 0 | 0 | 0 | 0 | 0 | 0 | 0 | 0 | 0 | 0 | 0 | 0 | 0 | 0 | 0 | 0 | 0 | 0 | 0 | 0 | 2163 | 2431.5 | 3231.6408 | Hinson - Del Amo Constraint | Hinson - Del Amo Constraint | Hinson - Del Amo Constraint |  | 0 | 0 | 0 | 0 | 0 | 0 | 2163 | 2431.5 | 3231.6408 | Hinson - Del Amo Constraint | Hinson - Del Amo Constraint | Hinson - Del Amo Constraint |  | 1 | 1 | NO | 1 | 1 | 1 | NO | 1
PG&E GBA | El Patio | 115 | 0 | 0 | 0 | 0 | 0 | 0 | 0 | 0 | 0 | 0 | 0 | 0 | 0 | 0 | 0 | 0 | 0 | 0 | 0 | 0 | 0 | 0 | 0 | 0 | 0 | 0 | 0 | 0 | 0 | 0 | 0 | 0 | 0 | 0 | 0 | 0 | 0 | 0 | 0 | 0 | 0 | 0 | 0 | 0 | 0 | 0 | 0 | 0 | 0 | 0 | 0 | 0 | 0 | 0 | 0 | 1 | 0 | 0 | 0 | 1 | 0 | 0 | 0 | 0 | 0 | 0 | 0 | 0 | 0 | 0 | 0 | 0 | 0 | 0 | 0 | 0 | 0 | 0 | 0 | 0 | 0 | 0 | 0 | 0 | 0 | 0 | 0 | 0 | 0 | 0 | 0 | 0 | 0 | 0 | 0 | 0 | 1 | 0 |  | 0 | 0 | 0 | 0 | 0 | 0 | 0 | 0 | 0 | 0 | 0 | 0 | 0 | 0 | 0 | 0 | 0 | 0 | 0 | 0 | 0 | 0 | 0 | 0 | 0 | 0 | 0 | 0 | 0 | 0 | 0 | 0 | 0 | 0 | 0 | 0 | 826.3685 | 1621.76 | 4912.272 | Tesla-Bellota 230 kV line | NEW-Metcalf-Mosslanding 500kV | Tesla-Bellota 230 kV line |  | 0 | 0 | 0 | 0 | 0 | 0 | 826.3685 | 1621.76 | 4912.272 | Tesla-Bellota 230 kV line | NEW-Metcalf-Mosslanding 500kV | Tesla-Bellota 230 kV line |  | 1 | 1 | NO | 1 | 1 | 1 | NO | 1
SCE Metro | El Segundo | 230 | 0 | 0 | 0 | 0 | 0 | 0 | 0 | 0 | 0 | 1 | 0 | 0 | 0 | 0 | 0 | 0 | 0 | 0 | 0 | 0 | 0 | 0 | 0 | 0 | 0 | 0 | 0 | 0 | 0 | 0 | 0 | 0 | 0 | 0 | 0 | 0 | 0 | 0 | 0 | 0 | 0 | 0 | 0 | 0 | 0 | 0 | 0 | 0 | 0 | 0 | 0 | 0 | 0 | 0 | 0 | 0 | 0 | 0 | 0 | 0 | 0 | 0 | 0 | 0 | 0 | 0 | 0 | 0 | 0 | 0 | 0 | 0 | 0 | 0 | 0 | 0 | 0 | 0 | 0 | 0 | 0 | 0 | 0 | 0 | 0 | 0 | 0 | 0 | 0 | 0 | 0 | 0 | 0 | 0 | 0 | 0 | 0 | 0 |  | 0 | 0 | 0 | 0 | 0 | 0 | 0 | 0 | 0 | 0 | 0 | 0 | 0 | 0 | 0 | 0 | 0 | 0 | 0 | 0 | 0 | 0 | 0 | 0 | 0 | 0 | 0 | 0 | 0 | 0 | 0 | 0 | 0 | 0 | 0 | 0 | 9741.6 | 11376.2 | 14050.5055 | SCE Metro Area Default Constraint | SCE Metro Area Default Constraint | SCE Metro Area Default Constraint |  | 0 | 0 | 0 | 0 | 0 | 0 | 9741.6 | 11376.2 | 14050.5055 | SCE Metro Area Default Constraint | SCE Metro Area Default Constraint | SCE Metro Area Default Constraint |  | 1 | 1 | NO | 1 | 1 | 1 | NO | 1
EOP | Eldorado | 230 | 0 | 0 | 0 | 0 | 0 | 0 | 0 | 0 | 0 | 0 | 0 | 0 | 0 | 0 | 0 | 0 | 0 | 0 | 0 | 0 | 0 | 0 | 0 | 1 | 1 | 0 | 0 | 0 | 0 | 0 | 0 | 0 | 0 | 0 | 0 | 0 | 0 | 0 | 0 | 0 | 0 | 0 | 0 | 0 | 0 | 0 | 0 | 0 | 0 | 0 | 0 | 0 | 0 | 0 | 0 | 0 | 0 | 0 | 0 | 0 | 0 | 0 | 0 | 0 | 0 | 0 | 0 | 0 | 0 | 0 | 0 | 0 | 0 | 0 | 0 | 0 | 0 | 0 | 0 | 0 | 0 | 0 | 0 | 0 | 0 | 0 | 0 | 0 | 0 | 0 | 0 | 0 | 0 | 0 | 0 | 0 | 0 | 1 |  | 50 | 0 | 0 | 0 | 0 | 0 | 0 | 0 | 0 | 0 | 0 | 0 | 0 | 0 | 1 | 167.3 | 0 | 0 | 0 | 51 | 0 | 0 | 0 | 0 | 0 | 0 | 279 | 0 | 0 | 1 | 1 | 0 | 0 | 0 | 0 | 0 | -298.255 | 1732.37 | 2665.66 | Lugo - Victorville area constraint | Sloan Canyon - Eldorado 500 kV constraint | Sloan Canyon - Eldorado 500 kV constraint |  | 0 | 0 | 0 | 0 | 0 | 0 | 1081.97 | 1732.37 | 2665.66 | Sloan Canyon - Eldorado 500 kV constraint | Sloan Canyon - Eldorado 500 kV constraint | Sloan Canyon - Eldorado 500 kV constraint |  | 5 | 1 | YES | 2 | 1 | 1 | NO | 1
EOP | Eldorado | 500 | 0 | 0 | 0 | 0 | 0 | 0 | 0 | 0 | 0 | 0 | 0 | 0 | 0 | 0 | 0 | 0 | 0 | 0 | 0 | 0 | 0 | 0 | 0 | 0 | 1 | 0 | 0 | 0 | 0 | 0 | 0 | 0 | 0 | 0 | 0 | 0 | 0 | 0 | 0 | 0 | 0 | 0 | 0 | 0 | 0 | 0 | 0 | 0 | 0 | 0 | 0 | 0 | 0 | 0 | 0 | 0 | 0 | 0 | 0 | 0 | 0 | 0 | 0 | 0 | 0 | 0 | 0 | 0 | 0 | 0 | 0 | 0 | 0 | 0 | 0 | 0 | 0 | 0 | 0 | 0 | 0 | 0 | 0 | 0 | 0 | 0 | 0 | 0 | 0 | 0 | 0 | 0 | 0 | 0 | 0 | 0 | 0 | 0 |  | 0 | 0 | 0 | 0 | 0 | 0 | 0 | 0 | 0 | 0 | 0 | 0 | 0 | 0 | 0 | 0 | 0 | 0 | 0 | 3000 | 0 | 0 | 0 | 0 | 0 | 0 | 0 | 0 | 0 | 1 | 1 | 0 | 0 | 0 | 0 | 0 | -298.255 | 3242.99 | 6657.945 | Lugo - Victorville area constraint | Lugo - Victorville area constraint | Lugo - Victorville area constraint |  | 0 | 0 | 0 | 0 | 0 | 0 | 6501.745 | 10042.99 | 13457.945 | Lugo - Victorville area constraint | Lugo - Victorville area constraint | Lugo - Victorville area constraint |  | 5 | 1 | YES | 2 | 1 | 1 | NO | 1
SCE Northern | Elizabeth Lake | 66 | 0 | 0 | 1 | 0 | 0 | 0 | 0 | 0 | 0 | 0 | 0 | 0 | 0 | 0 | 0 | 0 | 0 | 0 | 0 | 0 | 0 | 0 | 0 | 0 | 1 | 0 | 0 | 0 | 0 | 0 | 0 | 0 | 0 | 0 | 0 | 0 | 0 | 0 | 0 | 0 | 0 | 0 | 0 | 0 | 0 | 0 | 0 | 0 | 0 | 0 | 0 | 0 | 0 | 0 | 0 | 0 | 0 | 0 | 0 | 0 | 0 | 0 | 0 | 0 | 0 | 0 | 0 | 0 | 0 | 0 | 0 | 0 | 0 | 0 | 0 | 0 | 0 | 0 | 0 | 0 | 0 | 0 | 0 | 0 | 0 | 0 | 0 | 0 | 0 | 0 | 0 | 0 | 0 | 0 | 0 | 0 | 0 | 0 |  | 0 | 0 | 0 | 0 | 0 | 0 | 0 | 0 | 0 | 0 | 0 | 0 | 0 | 0 | 0 | 0 | 0 | 0 | 0 | 0 | 0 | 0 | 0 | 0 | 0 | 0 | 0 | 0 | 0 | 0 | 1 | 0 | 0 | 0 | 0 | 0 | -298.255 | 2420.5 | 6657.945 | Lugo - Victorville area constraint | Pardee-Sylmar Constraint | Lugo - Victorville area constraint |  | 0 | 0 | 0 | 0 | 0 | 0 | 1937.75 | 2420.5 | 7327.29 | Pardee-Sylmar Constraint | Pardee-Sylmar Constraint | Pardee-Sylmar Constraint |  | 5 | 1 | YES | 2 | 1 | 1 | NO | 1
PG&E KERN | Elk Hills | 230 | 0 | 0 | 0 | 0 | 0 | 0 | 0 | 0 | 0 | 0 | 0 | 0 | 0 | 0 | 0 | 0 | 0 | 0 | 0 | 0 | 0 | 0 | 0 | 0 | 0 | 0 | 0 | 0 | 0 | 0 | 0 | 0 | 0 | 0 | 0 | 0 | 0 | 0 | 0 | 0 | 0 | 0 | 0 | 0 | 0 | 0 | 0 | 0 | 0 | 0 | 0 | 0 | 0 | 0 | 0 | 0 | 0 | 0 | 0 | 0 | 0 | 0 | 0 | 0 | 0 | 0 | 0 | 1 | 1 | 0 | 1 | 0 | 0 | 0 | 1 | 0 | 0 | 0 | 1 | 0 | 0 | 0 | 0 | 0 | 0 | 0 | 0 | 0 | 0 | 0 | 0 | 0 | 0 | 0 | 1 | 0 | 0 | 0 |  | 0 | 0 | 0 | 0 | 0 | 0 | 0 | 0 | 0 | 0 | 0 | 0 | 0 | 0 | 0 | 0 | 0 | 0 | 0 | 0 | 0 | 0 | 0 | 5.25 | 0 | 0 | 0 | 0 | 0 | 1 | 0 | 0 | 0 | 0 | 0 | 0 | 334.015 | 243.8117 | 587.675 | Cal Flat-Gates 230 kV line | Cal Flat-Gates 230 kV line | Cal Flat-Gates 230 kV line |  | 0 | 0 | 0 | 0 | 0 | 0 | 334.015 | 243.8117 | 587.675 | Cal Flat-Gates 230 kV line | Cal Flat-Gates 230 kV line | Cal Flat-Gates 230 kV line |  | 1 | 1 | NO | 1 | 1 | 1 | NO | 1
SDGE | Elliot | 69 | 0 | 0 | 0 | 0 | 0 | 0 | 0 | 0 | 0 | 0 | 0 | 0 | 0 | 0 | 0 | 0 | 0 | 0 | 0 | 0 | 0 | 0 | 0 | 0 | 0 | 0 | 0 | 0 | 1 | 0 | 1 | 0 | 1 | 0 | 0 | 0 | 0 | 0 | 0 | 0 | 0 | 0 | 0 | 0 | 0 | 0 | 0 | 0 | 0 | 0 | 0 | 0 | 0 | 0 | 0 | 0 | 0 | 0 | 0 | 0 | 0 | 0 | 0 | 0 | 0 | 0 | 0 | 0 | 0 | 0 | 0 | 0 | 0 | 0 | 0 | 0 | 0 | 0 | 0 | 0 | 0 | 0 | 0 | 0 | 0 | 0 | 0 | 0 | 0 | 0 | 0 | 0 | 0 | 0 | 0 | 0 | 0 | 3 |  | 0 | 0 | 0 | 0 | 0 | 0 | 0 | 0 | 0 | 0 | 0 | 0 | 0 | 0 | 0 | 0 | 0 | 0 | 0 | 0 | 0 | 0 | 0 | 0 | 0 | 0 | 9.75 | 0 | 0 | 1 | 0 | 0 | 0 | 0 | 0 | 0 | 996.76 | 2276.48 | 8249.2344 | San Luis Rey-San Onofre 230 kV line constraint | San Luis Rey-San Onofre 230 kV line constraint | Encina - San Luis Rey 230 kV constraint |  | 0 | 0 | 0 | 0 | 0 | 0 | 996.76 | 2276.48 | 8249.2344 | San Luis Rey-San Onofre 230 kV line constraint | San Luis Rey-San Onofre 230 kV line constraint | Encina - San Luis Rey 230 kV constraint |  | 1 | 1 | NO | 1 | 1 | 1 | NO | 1
SCE Metro | Ellis | 230 | 0 | 0 | 0 | 0 | 0 | 0 | 0 | 0 | 0 | 1 | 0 | 0 | 0 | 0 | 0 | 0 | 0 | 0 | 0 | 0 | 0 | 0 | 0 | 0 | 0 | 0 | 0 | 0 | 0 | 0 | 0 | 0 | 0 | 0 | 0 | 0 | 0 | 0 | 0 | 0 | 0 | 0 | 0 | 0 | 0 | 0 | 0 | 0 | 0 | 0 | 0 | 0 | 0 | 0 | 0 | 0 | 0 | 0 | 0 | 0 | 0 | 0 | 0 | 0 | 0 | 0 | 0 | 0 | 0 | 0 | 0 | 0 | 0 | 0 | 0 | 0 | 0 | 0 | 0 | 0 | 0 | 0 | 0 | 0 | 0 | 0 | 0 | 0 | 0 | 0 | 0 | 0 | 0 | 0 | 0 | 0 | 0 | 0 |  | 0 | 0 | 0 | 0 | 0 | 0 | 0 | 0 | 0 | 0 | 0 | 0 | 0 | 0 | 0 | 0 | 0 | 0 | 0 | 0 | 0 | 0 | 0 | 0 | 0 | 0 | 0 | 0 | 0 | 0 | 0 | 0 | 0 | 0 | 0 | 0 | 9741.6 | 11376.2 | 14050.5055 | SCE Metro Area Default Constraint | SCE Metro Area Default Constraint | SCE Metro Area Default Constraint |  | 0 | 0 | 0 | 0 | 0 | 0 | 9741.6 | 11376.2 | 14050.5055 | SCE Metro Area Default Constraint | SCE Metro Area Default Constraint | SCE Metro Area Default Constraint |  | 1 | 1 | NO | 1 | 1 | 1 | NO | 1
SDGE | Encina | 138 | 0 | 0 | 0 | 0 | 0 | 0 | 0 | 0 | 0 | 0 | 0 | 0 | 0 | 0 | 0 | 0 | 0 | 0 | 0 | 0 | 0 | 0 | 0 | 0 | 0 | 0 | 0 | 0 | 0 | 0 | 1 | 0 | 1 | 0 | 0 | 0 | 0 | 0 | 0 | 0 | 0 | 0 | 0 | 0 | 0 | 0 | 0 | 0 | 0 | 0 | 0 | 0 | 0 | 0 | 0 | 0 | 0 | 0 | 0 | 0 | 0 | 0 | 0 | 0 | 0 | 0 | 0 | 0 | 0 | 0 | 0 | 0 | 0 | 0 | 0 | 0 | 0 | 0 | 0 | 0 | 0 | 0 | 0 | 0 | 0 | 0 | 0 | 0 | 0 | 0 | 0 | 0 | 0 | 0 | 0 | 0 | 0 | 2 |  | 0 | 0 | 0 | 0 | 0 | 0 | 0 | 0 | 0 | 0 | 0 | 0 | 0 | 0 | 0 | 0 | 0 | 0 | 0 | 0 | 0 | 0 | 0 | 0 | 0 | 0 | 0 | 0 | 0 | 0 | 0 | 0 | 0 | 0 | 0 | 0 | 996.76 | 2276.48 | 8249.2344 | San Luis Rey-San Onofre 230 kV line constraint | San Luis Rey-San Onofre 230 kV line constraint | Encina - San Luis Rey 230 kV constraint |  | 0 | 0 | 0 | 0 | 0 | 0 | 996.76 | 2276.48 | 8249.2344 | San Luis Rey-San Onofre 230 kV line constraint | San Luis Rey-San Onofre 230 kV line constraint | Encina - San Luis Rey 230 kV constraint |  | 1 | 1 | NO | 1 | 1 | 1 | NO | 1
SDGE | Encina | 230 | 0 | 0 | 0 | 0 | 0 | 0 | 0 | 0 | 0 | 0 | 0 | 0 | 0 | 0 | 0 | 0 | 0 | 0 | 0 | 0 | 0 | 0 | 0 | 0 | 0 | 0 | 0 | 0 | 0 | 0 | 1 | 0 | 1 | 0 | 0 | 0 | 0 | 0 | 0 | 0 | 0 | 0 | 0 | 0 | 0 | 0 | 0 | 0 | 0 | 0 | 0 | 0 | 0 | 0 | 0 | 0 | 0 | 0 | 0 | 0 | 0 | 0 | 0 | 0 | 0 | 0 | 0 | 0 | 0 | 0 | 0 | 0 | 0 | 0 | 0 | 0 | 0 | 0 | 0 | 0 | 0 | 0 | 0 | 0 | 0 | 0 | 0 | 0 | 0 | 0 | 0 | 0 | 0 | 0 | 0 | 0 | 0 | 2 |  | 0 | 0 | 0 | 0 | 0 | 0 | 0 | 0 | 0 | 0 | 0 | 0 | 0 | 0 | 0 | 0 | 0 | 0 | 0 | 0 | 0 | 0 | 0 | 0 | 0 | 0 | 0 | 0 | 0 | 0 | 0 | 0 | 0 | 0 | 0 | 0 | 996.76 | 2276.48 | 8249.2344 | San Luis Rey-San Onofre 230 kV line constraint | San Luis Rey-San Onofre 230 kV line constraint | Encina - San Luis Rey 230 kV constraint |  | 0 | 0 | 0 | 0 | 0 | 0 | 996.76 | 2276.48 | 8249.2344 | San Luis Rey-San Onofre 230 kV line constraint | San Luis Rey-San Onofre 230 kV line constraint | Encina - San Luis Rey 230 kV constraint |  | 1 | 1 | NO | 1 | 1 | 1 | NO | 1
SDGE | Escondido | 230 | 0 | 0 | 0 | 0 | 0 | 0 | 0 | 0 | 0 | 0 | 0 | 0 | 0 | 0 | 0 | 0 | 0 | 0 | 0 | 0 | 0 | 0 | 0 | 0 | 0 | 1 | 0 | 0 | 1 | 0 | 1 | 0 | 1 | 0 | 0 | 0 | 0 | 1 | 0 | 0 | 0 | 0 | 0 | 0 | 0 | 0 | 0 | 0 | 0 | 0 | 0 | 0 | 0 | 0 | 0 | 0 | 0 | 0 | 0 | 0 | 0 | 0 | 0 | 0 | 0 | 0 | 0 | 0 | 0 | 0 | 0 | 0 | 0 | 0 | 0 | 0 | 0 | 0 | 0 | 0 | 0 | 0 | 0 | 0 | 0 | 0 | 0 | 0 | 0 | 0 | 0 | 0 | 0 | 0 | 0 | 0 | 0 | 3 |  | 0 | 0 | 0 | 0 | 0 | 0 | 0 | 0 | 0 | 0 | 0 | 0 | 50 | 0 | 1 | 0 | 0 | 0 | 0 | 0 | 0 | 0 | 0 | 0 | 0 | 0 | 0 | 50 | 0 | 1 | 0 | 0 | 0 | 0 | 0 | 0 | 472.87 | 807.035 | 1462.03 | Capistrano-San Onofre 230 kV constraint | Talega 230 kV constraint | Talega 230 kV constraint |  | 0 | 0 | 0 | 0 | 0 | 0 | 472.87 | 807.035 | 1462.03 | Capistrano-San Onofre 230 kV constraint | Talega 230 kV constraint | Talega 230 kV constraint |  | 1 | 1 | NO | 1 | 1 | 1 | NO | 1
SDGE | Escondido | 69 | 0 | 0 | 0 | 0 | 0 | 0 | 0 | 0 | 0 | 0 | 0 | 0 | 0 | 0 | 0 | 0 | 0 | 0 | 0 | 0 | 0 | 0 | 0 | 0 | 0 | 1 | 0 | 0 | 0 | 0 | 1 | 0 | 1 | 0 | 0 | 0 | 0 | 1 | 0 | 0 | 0 | 0 | 0 | 0 | 0 | 0 | 0 | 0 | 0 | 0 | 0 | 0 | 0 | 0 | 0 | 0 | 0 | 0 | 0 | 0 | 0 | 0 | 0 | 0 | 0 | 0 | 0 | 0 | 0 | 0 | 0 | 0 | 0 | 0 | 0 | 0 | 0 | 0 | 0 | 0 | 0 | 0 | 0 | 0 | 0 | 0 | 0 | 0 | 0 | 0 | 0 | 0 | 0 | 0 | 0 | 0 | 0 | 2 |  | 0 | 0 | 0 | 0 | 0 | 0 | 0 | 0 | 0 | 0 | 0 | 0 | 0 | 0 | 0 | 0 | 0 | 0 | 0 | 0 | 0 | 0 | 0 | 0 | 0 | 0 | 0 | 0 | 0 | 0 | 0 | 0 | 0 | 0 | 0 | 0 | 472.87 | 807.035 | 1462.03 | Capistrano-San Onofre 230 kV constraint | Talega 230 kV constraint | Talega 230 kV constraint |  | 0 | 0 | 0 | 0 | 0 | 0 | 472.87 | 807.035 | 1462.03 | Capistrano-San Onofre 230 kV constraint | Talega 230 kV constraint | Talega 230 kV constraint |  | 1 | 1 | NO | 1 | 1 | 1 | NO | 1
PG&E KERN | Estrella | 230 | 0 | 0 | 0 | 0 | 0 | 0 | 0 | 0 | 0 | 0 | 0 | 0 | 0 | 0 | 0 | 0 | 0 | 0 | 0 | 0 | 0 | 0 | 0 | 0 | 0 | 0 | 0 | 0 | 0 | 0 | 0 | 0 | 0 | 0 | 0 | 0 | 0 | 0 | 0 | 0 | 0 | 0 | 0 | 0 | 0 | 0 | 0 | 0 | 0 | 0 | 0 | 0 | 0 | 0 | 0 | 0 | 0 | 0 | 0 | 0 | 0 | 0 | 0 | 0 | 0 | 0 | 0 | 1 | 1 | 0 | 0 | 0 | 0 | 0 | 0 | 0 | 0 | 0 | 0 | 1 | 0 | 0 | 0 | 0 | 0 | 1 | 0 | 0 | 0 | 0 | 0 | 0 | 0 | 0 | 0 | 1 | 0 | 1 |  | 0 | 0 | 0 | 0 | 0 | 0 | 0 | 0 | 0 | 0 | 0 | 0 | 0 | 0 | 0 | 0 | 0 | 0 | 0 | 0 | 0 | 0 | 0 | 0 | 0 | 0 | 0 | 0 | 0 | 0 | 0 | 0 | 0 | 0 | 0 | 0 | 334.015 | 243.8117 | 587.675 | Cal Flat-Gates 230 kV line | Cal Flat-Gates 230 kV line | Cal Flat-Gates 230 kV line |  | 0 | 0 | 0 | 0 | 0 | 0 | 334.015 | 243.8117 | 587.675 | Cal Flat-Gates 230 kV line | Cal Flat-Gates 230 kV line | Cal Flat-Gates 230 kV line |  | 1 | 1 | NO | 1 | 1 | 1 | NO | 1
SCE Eastern | Etiwanda | 230 | 0 | 0 | 0 | 0 | 0 | 0 | 0 | 0 | 0 | 0 | 0 | 0 | 0 | 0 | 0 | 0 | 0 | 0 | 0 | 1 | 0 | 0 | 0 | 0 | 0 | 0 | 0 | 0 | 0 | 0 | 0 | 0 | 0 | 0 | 0 | 0 | 0 | 0 | 0 | 0 | 0 | 0 | 0 | 0 | 0 | 0 | 0 | 0 | 0 | 0 | 0 | 0 | 0 | 0 | 0 | 0 | 0 | 0 | 0 | 0 | 0 | 0 | 0 | 0 | 0 | 0 | 0 | 0 | 0 | 0 | 0 | 0 | 0 | 0 | 0 | 0 | 0 | 0 | 0 | 0 | 0 | 0 | 0 | 0 | 0 | 0 | 0 | 0 | 0 | 0 | 0 | 0 | 0 | 0 | 0 | 0 | 0 | 0 |  | 0 | 0 | 0 | 0 | 0 | 0 | 0 | 0 | 0 | 0 | 0 | 100 | 0 | 0 | 1 | 0 | 0 | 0 | 0 | 0 | 0 | 0 | 0 | 0 | 0 | 0 | 270 | 0 | 0 | 1 | 0 | 0 | 0 | 0 | 0 | 0 | 1111.65 | 2594.325 | 8998.075 | Etiwanda-Rancho Vista Constraint | Etiwanda-Rancho Vista Constraint | Etiwanda-Rancho Vista Constraint |  | 0 | 0 | 0 | 0 | 0 | 0 | 1111.65 | 2594.325 | 8998.075 | Etiwanda-Rancho Vista Constraint | Etiwanda-Rancho Vista Constraint | Etiwanda-Rancho Vista Constraint |  | 1 | 1 | NO | 1 | 1 | 1 | NO | 1
PG&E GBA | Evergreen | 115 | 0 | 0 | 0 | 0 | 0 | 0 | 0 | 0 | 0 | 0 | 0 | 0 | 0 | 0 | 0 | 0 | 0 | 0 | 0 | 0 | 0 | 0 | 0 | 0 | 0 | 0 | 0 | 0 | 0 | 0 | 0 | 0 | 0 | 0 | 0 | 0 | 0 | 0 | 0 | 0 | 0 | 0 | 0 | 0 | 0 | 0 | 0 | 0 | 0 | 0 | 0 | 0 | 0 | 0 | 0 | 1 | 0 | 0 | 0 | 1 | 0 | 0 | 0 | 0 | 0 | 0 | 0 | 0 | 0 | 0 | 0 | 0 | 0 | 0 | 0 | 0 | 0 | 0 | 0 | 0 | 0 | 0 | 0 | 0 | 0 | 0 | 0 | 0 | 0 | 0 | 0 | 0 | 0 | 0 | 0 | 0 | 0 | 0 |  | 0 | 0 | 0 | 0 | 0 | 0 | 0 | 0 | 0 | 0 | 0 | 0 | 0 | 0 | 0 | 0 | 0 | 0 | 0 | 0 | 0 | 0 | 0 | 0 | 0 | 0 | 0 | 0 | 0 | 0 | 0 | 0 | 0 | 0 | 0 | 0 | 826.3685 | 1964.2439 | 4912.272 | Tesla-Bellota 230 kV line | Tesla-Bellota 230 kV line | Tesla-Bellota 230 kV line |  | 0 | 0 | 0 | 0 | 0 | 0 | 826.3685 | 1964.2439 | 4912.272 | Tesla-Bellota 230 kV line | Tesla-Bellota 230 kV line | Tesla-Bellota 230 kV line |  | 1 | 1 | NO | 1 | 1 | 1 | NO | 1
PG&E GBA | Evergreen | 60 | 0 | 0 | 0 | 0 | 0 | 0 | 0 | 0 | 0 | 0 | 0 | 0 | 0 | 0 | 0 | 0 | 0 | 0 | 0 | 0 | 0 | 0 | 0 | 0 | 0 | 0 | 0 | 0 | 0 | 0 | 0 | 0 | 0 | 0 | 0 | 0 | 0 | 0 | 0 | 0 | 0 | 0 | 0 | 0 | 0 | 0 | 0 | 0 | 0 | 0 | 0 | 0 | 0 | 0 | 0 | 0 | 0 | 0 | 0 | 1 | 0 | 0 | 0 | 0 | 0 | 0 | 0 | 0 | 0 | 0 | 0 | 0 | 0 | 0 | 0 | 0 | 0 | 0 | 0 | 0 | 0 | 0 | 0 | 0 | 0 | 0 | 0 | 0 | 0 | 0 | 0 | 0 | 0 | 0 | 0 | 0 | 1 | 0 |  | 0 | 0 | 0 | 0 | 0 | 0 | 0 | 0 | 0 | 0 | 0 | 0 | 0 | 0 | 0 | 0 | 0 | 0 | 0 | 0 | 0 | 0 | 0 | 0 | 0 | 0 | 0 | 0 | 0 | 0 | 0 | 0 | 0 | 0 | 0 | 0 | 826.3685 | 1621.76 | 4912.272 | Tesla-Bellota 230 kV line | NEW-Metcalf-Mosslanding 500kV | Tesla-Bellota 230 kV line |  | 0 | 0 | 0 | 0 | 0 | 0 | 826.3685 | 1621.76 | 4912.272 | Tesla-Bellota 230 kV line | NEW-Metcalf-Mosslanding 500kV | Tesla-Bellota 230 kV line |  | 1 | 1 | NO | 1 | 1 | 1 | NO | 1
PG&E FRESNO | Excelsior | 115 | 0 | 0 | 0 | 0 | 0 | 0 | 0 | 0 | 0 | 0 | 0 | 0 | 0 | 0 | 0 | 0 | 0 | 0 | 0 | 0 | 0 | 0 | 0 | 0 | 0 | 0 | 0 | 0 | 0 | 0 | 0 | 0 | 0 | 0 | 0 | 0 | 0 | 0 | 0 | 0 | 0 | 0 | 0 | 0 | 0 | 1 | 0 | 0 | 0 | 0 | 0 | 0 | 0 | 0 | 0 | 0 | 0 | 0 | 0 | 0 | 0 | 0 | 0 | 0 | 0 | 0 | 0 | 0 | 0 | 0 | 0 | 0 | 0 | 0 | 0 | 0 | 0 | 0 | 1 | 1 | 1 | 1 | 1 | 0 | 0 | 1 | 1 | 1 | 0 | 0 | 0 | 0 | 0 | 0 | 0 | 0 | 0 | 1 |  | 0 | 0 | 0 | 0 | 0 | 0 | 0 | 0 | 0 | 0 | 0 | 0 | 0 | 0 | 0 | 0 | 0 | 0 | 0 | 0 | 0 | 0 | 0 | 0 | 0 | 0 | 0 | 0 | 0 | 0 | 1 | 0 | 0 | 0 | 0 | 0 | -428.9315 | 0 | 50 | Bellota-Weber 230kV line | Schindler 115/70kV TB #1 | Schindler 115/70kV TB #1 |  | 0 | 0 | 0 | 0 | 0 | 0 | 0 | 0 | 50 | Schindler 115/70kV TB #1 | Schindler 115/70kV TB #1 | Schindler 115/70kV TB #1 |  | 5 | 1 | YES | 2 | 1 | 1 | NO | 1
PG&E FRESNO | Exchequer | 115 | 0 | 0 | 0 | 0 | 0 | 0 | 0 | 0 | 0 | 0 | 0 | 0 | 0 | 0 | 0 | 0 | 0 | 0 | 0 | 0 | 0 | 0 | 0 | 0 | 0 | 0 | 0 | 0 | 0 | 0 | 0 | 0 | 0 | 0 | 0 | 0 | 0 | 0 | 0 | 0 | 0 | 0 | 0 | 0 | 0 | 1 | 0 | 0 | 0 | 0 | 0 | 0 | 0 | 0 | 0 | 0 | 0 | 0 | 0 | 1 | 0 | 0 | 0 | 0 | 0 | 0 | 0 | 0 | 0 | 0 | 0 | 0 | 0 | 0 | 0 | 0 | 0 | 0 | 1 | 0 | 0 | 1 | 1 | 1 | 1 | 1 | 0 | 1 | 1 | 1 | 1 | 0 | 1 | 0 | 0 | 0 | 0 | 2 |  | 0 | 0 | 0 | 0 | 0 | 0 | 0 | 0 | 0 | 0 | 0 | 0 | 0 | 0 | 0 | 0 | 3.8 | 0 | 0 | 0 | 0 | 0 | 0 | 0 | 0 | 0 | 0 | 0 | 0 | 1 | 3 | 0 | 2 | 0 | 0 | 0 | -1070.2 | -530.5 | 200.0276 | Borden-Storey #1 230kV line | Borden-Storey #1 230kV line | Merced 115/70kV TB#2 |  | 0 | 0 | 0 | 0 | 0 | 0 | 31.0685 | 91.2 | 200.0276 | Bellota-Weber 230kV line | Merced 115/70kV TB#2 | Merced 115/70kV TB#2 |  | 5 | 1 | YES | 2 | 1 | 1 | NO | 1
PG&E KERN | Fairway | 115 | 0 | 0 | 0 | 0 | 0 | 0 | 0 | 0 | 0 | 0 | 0 | 0 | 0 | 0 | 0 | 0 | 0 | 0 | 0 | 0 | 0 | 0 | 0 | 0 | 0 | 0 | 0 | 0 | 0 | 0 | 0 | 0 | 0 | 0 | 0 | 0 | 0 | 0 | 0 | 0 | 0 | 0 | 0 | 0 | 0 | 0 | 0 | 0 | 0 | 0 | 0 | 0 | 0 | 0 | 0 | 0 | 0 | 0 | 0 | 0 | 0 | 0 | 0 | 0 | 0 | 0 | 0 | 1 | 1 | 0 | 0 | 0 | 0 | 0 | 0 | 0 | 0 | 0 | 0 | 1 | 0 | 0 | 0 | 0 | 0 | 1 | 0 | 0 | 0 | 0 | 0 | 0 | 0 | 0 | 0 | 1 | 0 | 1 |  | 0 | 0 | 0 | 0 | 0 | 0 | 0 | 0 | 0 | 0 | 0 | 10 | 0 | 0 | 1 | 0 | 0 | 0 | 0 | 0 | 0 | 0 | 0 | 0 | 0 | 0 | 10 | 0 | 0 | 1 | 0 | 0 | 0 | 0 | 0 | 0 | 334.015 | 243.8117 | 587.675 | Cal Flat-Gates 230 kV line | Cal Flat-Gates 230 kV line | Cal Flat-Gates 230 kV line |  | 0 | 0 | 0 | 0 | 0 | 0 | 334.015 | 243.8117 | 587.675 | Cal Flat-Gates 230 kV line | Cal Flat-Gates 230 kV line | Cal Flat-Gates 230 kV line |  | 1 | 1 | NO | 1 | 1 | 1 | NO | 1
PG&E KERN | Famoso | 115 | 0 | 0 | 0 | 0 | 0 | 0 | 0 | 0 | 0 | 0 | 0 | 0 | 0 | 0 | 0 | 0 | 0 | 0 | 0 | 0 | 0 | 0 | 0 | 0 | 0 | 0 | 0 | 0 | 0 | 0 | 0 | 0 | 0 | 0 | 0 | 0 | 0 | 0 | 0 | 0 | 0 | 0 | 0 | 0 | 0 | 0 | 0 | 0 | 0 | 0 | 0 | 0 | 0 | 0 | 0 | 0 | 0 | 0 | 0 | 0 | 0 | 0 | 0 | 0 | 0 | 0 | 0 | 1 | 1 | 0 | 0 | 0 | 0 | 0 | 0 | 1 | 0 | 0 | 0 | 1 | 0 | 0 | 0 | 0 | 0 | 0 | 0 | 0 | 0 | 0 | 0 | 0 | 0 | 0 | 0 | 0 | 0 | 0 |  | 0 | 0 | 0 | 0 | 0 | 0 | 0 | 0 | 0 | 0 | 0 | 0 | 0 | 0 | 0 | 0 | 0 | 0 | 0 | 0 | 0 | 0 | 0 | 4 | 0 | 0 | 0 | 0 | 0 | 1 | 0 | 0 | 0 | 0 | 0 | 0 | 201 | 193.6 | 235.7988 | Semitropic-Midway 115kV Line | Semitropic-Midway 115kV Line | Semitropic-Midway 115kV Line |  | 0 | 0 | 0 | 0 | 0 | 0 | 201 | 193.6 | 235.7988 | Semitropic-Midway 115kV Line | Semitropic-Midway 115kV Line | Semitropic-Midway 115kV Line |  | 1 | 1 | NO | 1 | 1 | 1 | NO | 1
PG&E NGBA | Fern Road | 500 | 0 | 0 | 0 | 0 | 0 | 0 | 0 | 0 | 0 | 0 | 0 | 0 | 0 | 0 | 0 | 0 | 0 | 0 | 0 | 0 | 0 | 0 | 0 | 0 | 0 | 0 | 0 | 0 | 0 | 0 | 0 | 0 | 0 | 0 | 0 | 0 | 0 | 0 | 0 | 1 | 0 | 0 | 0 | 0 | 0 | 0 | 0 | 0 | 0 | 0 | 0 | 0 | 0 | 0 | 0 | 0 | 0 | 0 | 0 | 0 | 0 | 0 | 0 | 0 | 0 | 0 | 0 | 0 | 0 | 0 | 0 | 0 | 0 | 0 | 0 | 0 | 0 | 0 | 0 | 0 | 0 | 0 | 0 | 0 | 0 | 0 | 0 | 0 | 0 | 0 | 0 | 0 | 0 | 0 | 0 | 0 | 0 | 0 |  | 0 | 0 | 0 | 0 | 0 | 0 | 0 | 0 | 0 | 0 | 0 | 0 | 0 | 0 | 0 | 0 | 0 | 0 | 0 | 0 | 0 | 0 | 0 | 0 | 0 | 0 | 0 | 0 | 0 | 0 | 0 | 0 | 0 | 0 | 0 | 0 | 804.745 | 2035.936 | 6892.2328 | Collinsville-Tesla 500 kV Line | Collinsville-Tesla 500 kV Line | Collinsville-Tesla 500 kV Line |  | 0 | 0 | 0 | 0 | 0 | 0 | 804.745 | 2035.936 | 6892.2328 | Collinsville-Tesla 500 kV Line | Collinsville-Tesla 500 kV Line | Collinsville-Tesla 500 kV Line |  | 1 | 1 | NO | 1 | 1 | 1 | NO | 1
PG&E GBA | Fibreboard (SPI Sonora) | 115 | 0 | 0 | 0 | 0 | 0 | 0 | 0 | 0 | 0 | 0 | 0 | 0 | 0 | 0 | 0 | 0 | 0 | 0 | 0 | 0 | 0 | 0 | 0 | 0 | 0 | 0 | 0 | 0 | 0 | 0 | 0 | 0 | 0 | 0 | 0 | 0 | 0 | 0 | 0 | 0 | 0 | 0 | 0 | 0 | 0 | 1 | 0 | 0 | 0 | 0 | 0 | 0 | 0 | 0 | 0 | 1 | 0 | 1 | 0 | 1 | 0 | 0 | 0 | 0 | 0 | 1 | 0 | 0 | 0 | 0 | 0 | 0 | 0 | 0 | 0 | 0 | 0 | 0 | 0 | 0 | 0 | 0 | 0 | 0 | 0 | 0 | 0 | 0 | 0 | 0 | 0 | 0 | 0 | 0 | 0 | 0 | 0 | 0 |  | 0 | 0 | 0 | 0 | 0 | 0 | 0 | 0 | 0 | 0 | 0 | 0 | 0 | 0 | 0 | 0 | 0 | 0 | 0 | 0 | 0 | 0 | 0 | 0 | 0 | 0 | 0 | 0 | 0 | 0 | 1 | 0 | 0 | 0 | 0 | 0 | -428.9315 | 201.2909 | 653.3714 | Bellota-Weber 230kV line | Kasson Jct-Heinz 115 kV line | Kasson Jct-Heinz 115 kV line |  | 0 | 0 | 0 | 0 | 0 | 0 | 31.0685 | 201.2909 | 653.3714 | Bellota-Weber 230kV line | Kasson Jct-Heinz 115 kV line | Kasson Jct-Heinz 115 kV line |  | 5 | 1 | YES | 2 | 1 | 1 | NO | 1
PG&E FRESNO | Figarden | 230 | 0 | 0 | 0 | 0 | 0 | 0 | 0 | 0 | 0 | 0 | 0 | 0 | 0 | 0 | 0 | 0 | 0 | 0 | 0 | 0 | 0 | 0 | 0 | 0 | 0 | 0 | 0 | 0 | 0 | 0 | 0 | 0 | 0 | 0 | 0 | 0 | 0 | 0 | 0 | 0 | 0 | 0 | 0 | 0 | 0 | 0 | 0 | 0 | 0 | 0 | 0 | 0 | 0 | 0 | 0 | 0 | 0 | 0 | 0 | 1 | 0 | 0 | 0 | 0 | 0 | 0 | 0 | 0 | 0 | 0 | 0 | 0 | 0 | 0 | 0 | 0 | 0 | 0 | 0 | 1 | 0 | 1 | 1 | 1 | 0 | 1 | 0 | 1 | 0 | 0 | 0 | 0 | 1 | 0 | 0 | 0 | 0 | 1 |  | 0 | 0 | 0 | 0 | 0 | 0 | 0 | 0 | 0 | 0 | 0 | 0 | 0 | 0 | 0 | 0 | 0 | 0 | 0 | 0 | 0 | 0 | 0 | 0 | 0 | 0 | 0 | 0 | 0 | 0 | 1 | 0 | 1 | 0 | 0 | 0 | -617.4 | -294 | 245.4626 | Chowchilla-Le grand 115kV Line | Chowchilla-Le grand 115kV Line | Oro Loma-El Nido 115kV Line |  | 0 | 0 | 0 | 0 | 0 | 0 | 393.8 | 465.3 | 245.4626 | Oro Loma-El Nido 115kV Line | Oro Loma-El Nido 115kV Line | Oro Loma-El Nido 115kV Line |  | 5 | 1 | YES | 2 | 1 | 1 | NO | 1
PG&E FRESNO | Fink | 230 | 0 | 0 | 0 | 0 | 0 | 0 | 0 | 0 | 0 | 0 | 0 | 0 | 0 | 0 | 0 | 0 | 0 | 0 | 0 | 0 | 0 | 0 | 0 | 0 | 0 | 0 | 0 | 0 | 0 | 0 | 0 | 0 | 0 | 0 | 0 | 0 | 0 | 0 | 0 | 0 | 0 | 0 | 0 | 0 | 0 | 0 | 0 | 0 | 0 | 0 | 0 | 0 | 0 | 0 | 0 | 0 | 0 | 0 | 0 | 0 | 0 | 0 | 0 | 0 | 0 | 0 | 0 | 0 | 0 | 0 | 0 | 0 | 0 | 0 | 0 | 0 | 0 | 0 | 0 | 0 | 0 | 0 | 0 | 0 | 0 | 1 | 0 | 0 | 0 | 0 | 0 | 0 | 0 | 0 | 0 | 0 | 0 | 1 |  | 0 | 0 | 0 | 0 | 0 | 0 | 0 | 0 | 0 | 50 | 0 | 5 | 0 | 0 | 1 | 0 | 0 | 0 | 0 | 0 | 0 | 0 | 0 | 0 | 80 | 110 | 162 | 0 | 0 | 1 | 0 | 0 | 0 | 0 | 0 | 0 | 3559.462 | 4466.996 | 7100.0821 | Los Banos 500/230kV TB | Los Banos 500/230kV TB | Los Banos 500/230kV TB |  | 0 | 0 | 0 | 0 | 0 | 0 | 3559.462 | 4466.996 | 7100.0821 | Los Banos 500/230kV TB | Los Banos 500/230kV TB | Los Banos 500/230kV TB |  | 1 | 1 | NO | 1 | 1 | 1 | NO | 1
PG&E NGBA | Fitch Mountain | 60 | 0 | 0 | 0 | 0 | 0 | 0 | 0 | 0 | 0 | 0 | 0 | 0 | 0 | 0 | 0 | 0 | 0 | 0 | 0 | 0 | 0 | 0 | 0 | 0 | 0 | 0 | 0 | 0 | 0 | 0 | 0 | 0 | 0 | 0 | 0 | 0 | 0 | 0 | 0 | 1 | 0 | 0 | 0 | 0 | 0 | 0 | 0 | 0 | 0 | 0 | 0 | 0 | 1 | 0 | 0 | 0 | 0 | 0 | 0 | 0 | 0 | 0 | 0 | 0 | 0 | 0 | 1 | 0 | 0 | 0 | 0 | 0 | 0 | 0 | 0 | 0 | 0 | 0 | 0 | 0 | 0 | 0 | 0 | 0 | 0 | 0 | 0 | 0 | 0 | 0 | 0 | 0 | 0 | 0 | 0 | 0 | 0 | 1 |  | 0 | 0 | 0 | 0 | 0 | 0 | 0 | 0 | 0 | 0 | 0 | 0 | 0 | 0 | 0 | 0 | 0 | 0 | 0 | 0 | 0 | 0 | 0 | 0 | 0 | 0 | 0 | 0 | 0 | 0 | 1 | 0 | 0 | 0 | 0 | 0 | -219.475 | 108.573 | 1029.902 | Birds Landing-Contra Costa 230kV Line | Birds Landing-Contra Costa 230kV Line | Birds Landing-Contra Costa 230kV Line |  | 0 | 0 | 0 | 0 | 0 | 0 | 804.745 | 1874.573 | 1029.902 | Collinsville-Tesla 500 kV Line | Birds Landing-Contra Costa 230kV Line | Birds Landing-Contra Costa 230kV Line |  | 5 | 1 | YES | 2 | 1 | 1 | NO | 1
PG&E GBA | FMC | 115 | 0 | 0 | 0 | 0 | 0 | 0 | 0 | 0 | 0 | 0 | 0 | 0 | 0 | 0 | 0 | 0 | 0 | 0 | 0 | 0 | 0 | 0 | 0 | 0 | 0 | 0 | 0 | 0 | 0 | 0 | 0 | 0 | 0 | 0 | 0 | 0 | 0 | 0 | 0 | 0 | 0 | 0 | 0 | 0 | 0 | 0 | 0 | 0 | 0 | 0 | 0 | 0 | 0 | 0 | 0 | 1 | 0 | 0 | 0 | 1 | 0 | 0 | 0 | 0 | 0 | 0 | 0 | 0 | 0 | 0 | 0 | 0 | 0 | 0 | 0 | 0 | 0 | 0 | 0 | 0 | 0 | 0 | 0 | 0 | 0 | 0 | 0 | 0 | 0 | 0 | 0 | 0 | 0 | 0 | 0 | 0 | 0 | 0 |  | 0 | 0 | 0 | 0 | 0 | 0 | 0 | 0 | 0 | 0 | 0 | 0 | 0 | 0 | 0 | 0 | 0 | 0 | 0 | 0 | 0 | 0 | 0 | 0 | 0 | 0 | 0 | 0 | 0 | 0 | 0 | 0 | 0 | 0 | 0 | 0 | 826.3685 | 1964.2439 | 4912.272 | Tesla-Bellota 230 kV line | Tesla-Bellota 230 kV line | Tesla-Bellota 230 kV line |  | 0 | 0 | 0 | 0 | 0 | 0 | 826.3685 | 1964.2439 | 4912.272 | Tesla-Bellota 230 kV line | Tesla-Bellota 230 kV line | Tesla-Bellota 230 kV line |  | 1 | 1 | NO | 1 | 1 | 1 | NO | 1
PG&E GBA | Fremont | 115 | 0 | 0 | 0 | 0 | 0 | 0 | 0 | 0 | 0 | 0 | 0 | 0 | 0 | 0 | 0 | 0 | 0 | 0 | 0 | 0 | 0 | 0 | 0 | 0 | 0 | 0 | 0 | 0 | 0 | 0 | 0 | 0 | 0 | 0 | 0 | 0 | 0 | 0 | 0 | 0 | 0 | 0 | 0 | 0 | 0 | 0 | 0 | 0 | 0 | 0 | 0 | 0 | 1 | 0 | 0 | 1 | 0 | 0 | 0 | 0 | 0 | 0 | 0 | 0 | 0 | 0 | 0 | 0 | 0 | 0 | 0 | 0 | 0 | 0 | 0 | 0 | 0 | 0 | 0 | 0 | 0 | 0 | 0 | 0 | 0 | 0 | 0 | 0 | 0 | 0 | 0 | 0 | 0 | 0 | 0 | 0 | 0 | 1 |  | 0 | 0 | 0 | 0 | 0 | 0 | 0 | 0 | 0 | 0 | 0 | 0 | 0 | 0 | 0 | 0 | 0 | 0 | 0 | 0 | 0 | 0 | 0 | 0 | 0 | 0 | 0 | 0 | 0 | 0 | 0 | 0 | 0 | 0 | 0 | 0 | 2357.6435 | 2804.535 | 5151.188 | Tesla-Tracy-Pump 230 kV line #2 | Sobrante-Moraga 230 kV line | Sobrante-Moraga 230 kV line |  | 0 | 0 | 0 | 0 | 0 | 0 | 2357.6435 | 2804.535 | 5151.188 | Tesla-Tracy-Pump 230 kV line #2 | Sobrante-Moraga 230 kV line | Sobrante-Moraga 230 kV line |  | 1 | 1 | NO | 1 | 1 | 1 | NO | 1
PG&E GBA | French Camp | 60 | 0 | 0 | 0 | 0 | 0 | 0 | 0 | 0 | 0 | 0 | 0 | 0 | 0 | 0 | 0 | 0 | 0 | 0 | 0 | 0 | 0 | 0 | 0 | 0 | 0 | 0 | 0 | 0 | 0 | 0 | 0 | 0 | 0 | 0 | 0 | 0 | 0 | 0 | 0 | 0 | 0 | 0 | 0 | 0 | 0 | 1 | 0 | 0 | 0 | 0 | 0 | 0 | 0 | 0 | 0 | 0 | 0 | 0 | 0 | 1 | 0 | 0 | 0 | 0 | 0 | 0 | 0 | 0 | 0 | 0 | 0 | 0 | 0 | 0 | 0 | 0 | 0 | 0 | 0 | 0 | 0 | 0 | 0 | 0 | 0 | 1 | 0 | 0 | 0 | 0 | 0 | 0 | 0 | 0 | 0 | 0 | 0 | 1 |  | 0 | 0 | 0 | 0 | 0 | 0 | 0 | 0 | 0 | 0 | 0 | 0 | 0 | 0 | 0 | 0 | 0 | 0 | 0 | 0 | 0 | 0 | 0 | 0 | 0 | 0 | 0 | 0 | 0 | 0 | 1 | 0 | 0 | 0 | 0 | 0 | -428.9315 | 397.8459 | 3191.0022 | Bellota-Weber 230kV line | Bellota-Weber 230kV line | Bellota-Weber 230kV line |  | 0 | 0 | 0 | 0 | 0 | 0 | 31.0685 | 857.8459 | 3191.0022 | Bellota-Weber 230kV line | Bellota-Weber 230kV line | Bellota-Weber 230kV line |  | 5 | 1 | YES | 2 | 1 | 1 | NO | 1
PG&E GBA | Frogtown | 115 | 0 | 0 | 0 | 0 | 0 | 0 | 0 | 0 | 0 | 0 | 0 | 0 | 0 | 0 | 0 | 0 | 0 | 0 | 0 | 0 | 0 | 0 | 0 | 0 | 0 | 0 | 0 | 0 | 0 | 0 | 0 | 0 | 0 | 0 | 0 | 0 | 0 | 0 | 0 | 0 | 0 | 0 | 0 | 0 | 0 | 1 | 0 | 0 | 0 | 0 | 0 | 0 | 0 | 0 | 0 | 1 | 0 | 0 | 0 | 1 | 0 | 0 | 0 | 0 | 0 | 0 | 0 | 0 | 0 | 0 | 0 | 0 | 0 | 0 | 0 | 0 | 0 | 0 | 0 | 0 | 0 | 0 | 0 | 0 | 0 | 0 | 0 | 0 | 0 | 0 | 0 | 0 | 0 | 0 | 0 | 0 | 0 | 0 |  | 0 | 0 | 0 | 0 | 0 | 0 | 0 | 0 | 0 | 0 | 0 | 0 | 0 | 0 | 0 | 0 | 0 | 0 | 0 | 0 | 0 | 0 | 0 | 0 | 0 | 0 | 0 | 0 | 0 | 0 | 1 | 0 | 0 | 0 | 0 | 0 | -428.9315 | 397.8459 | 3191.0022 | Bellota-Weber 230kV line | Bellota-Weber 230kV line | Bellota-Weber 230kV line |  | 0 | 0 | 0 | 0 | 0 | 0 | 31.0685 | 857.8459 | 3191.0022 | Bellota-Weber 230kV line | Bellota-Weber 230kV line | Bellota-Weber 230kV line |  | 5 | 1 | YES | 2 | 1 | 1 | NO | 1
PG&E NGBA | Fulton | 115 | 0 | 0 | 0 | 0 | 0 | 0 | 0 | 0 | 0 | 0 | 0 | 0 | 0 | 0 | 0 | 0 | 0 | 0 | 0 | 0 | 0 | 0 | 0 | 0 | 0 | 0 | 0 | 0 | 0 | 0 | 0 | 0 | 0 | 0 | 0 | 0 | 0 | 0 | 0 | 1 | 0 | 1 | 0 | 0 | 0 | 0 | 0 | 0 | 0 | 0 | 0 | 1 | 1 | 1 | 1 | 1 | 0 | 0 | 0 | 1 | 0 | 0 | 0 | 0 | 0 | 1 | 1 | 0 | 0 | 0 | 0 | 0 | 0 | 0 | 0 | 0 | 0 | 0 | 0 | 0 | 0 | 0 | 0 | 0 | 0 | 0 | 0 | 0 | 0 | 0 | 0 | 0 | 0 | 0 | 0 | 0 | 0 | 2 |  | 0 | 0 | 0 | 0 | 0 | 0 | 0 | 0 | 0 | 0 | 0 | 0 | 0 | 0 | 0 | 0 | 0 | 0 | 0 | 0 | 0 | 0 | 0 | 0 | 0 | 0 | 0 | 0 | 0 | 0 | 2 | 0 | 1 | 0 | 0 | 0 | -763.325 | -136.609 | 798.62 | Windmaster-Delta pumps 230 kV line | Windmaster-Delta pumps 230 kV line | Lakeville-Ignacio 230 kV line |  | 0 | 0 | 0 | 0 | 0 | 0 | 401.875 | 742.923 | 798.62 | Contra Costa- Windmaster 230 kV line | Contra Costa- Windmaster 230 kV line | Lakeville-Ignacio 230 kV line |  | 5 | 1 | YES | 2 | 1 | 1 | NO | 1
PG&E NGBA | Fulton | 230 | 0 | 0 | 0 | 0 | 0 | 0 | 0 | 0 | 0 | 0 | 0 | 0 | 0 | 0 | 0 | 0 | 0 | 0 | 0 | 0 | 0 | 0 | 0 | 0 | 0 | 0 | 0 | 0 | 0 | 0 | 0 | 0 | 0 | 0 | 0 | 0 | 0 | 0 | 0 | 1 | 0 | 1 | 0 | 0 | 0 | 0 | 0 | 0 | 0 | 0 | 0 | 0 | 1 | 1 | 1 | 1 | 0 | 0 | 1 | 1 | 0 | 0 | 0 | 0 | 0 | 1 | 1 | 0 | 0 | 0 | 0 | 0 | 0 | 0 | 0 | 0 | 0 | 0 | 0 | 0 | 0 | 0 | 0 | 0 | 0 | 0 | 0 | 0 | 0 | 0 | 0 | 0 | 0 | 0 | 0 | 0 | 0 | 1 |  | 0 | 0 | 0 | 0 | 0 | 0 | 0 | 0 | 0 | 0 | 0 | 0 | 0 | 0 | 0 | 54 | 0 | 0 | 0 | 0 | 0 | 0 | 0 | 0 | 0 | 0 | 38 | 0 | 0 | 1 | 2 | 0 | 1 | 0 | 0 | 0 | -763.325 | -136.609 | 1029.902 | Windmaster-Delta pumps 230 kV line | Windmaster-Delta pumps 230 kV line | Birds Landing-Contra Costa 230kV Line |  | 0 | 0 | 0 | 0 | 0 | 0 | 401.875 | 742.923 | 1029.902 | Contra Costa- Windmaster 230 kV line | Contra Costa- Windmaster 230 kV line | Birds Landing-Contra Costa 230kV Line |  | 5 | 1 | YES | 2 | 1 | 1 | NO | 1
PG&E NGBA | Fulton | 60 | 0 | 0 | 0 | 0 | 0 | 0 | 0 | 0 | 0 | 0 | 0 | 0 | 0 | 0 | 0 | 0 | 0 | 0 | 0 | 0 | 0 | 0 | 0 | 0 | 0 | 0 | 0 | 0 | 0 | 0 | 0 | 0 | 0 | 0 | 0 | 0 | 0 | 0 | 0 | 1 | 0 | 0 | 0 | 0 | 0 | 0 | 0 | 0 | 0 | 0 | 0 | 0 | 1 | 0 | 0 | 0 | 0 | 0 | 0 | 0 | 0 | 0 | 0 | 0 | 0 | 0 | 1 | 0 | 0 | 0 | 0 | 0 | 0 | 0 | 0 | 0 | 0 | 0 | 0 | 0 | 0 | 0 | 0 | 0 | 0 | 0 | 0 | 0 | 0 | 0 | 0 | 0 | 0 | 0 | 0 | 0 | 0 | 1 |  | 0 | 0 | 0 | 0 | 0 | 0 | 0 | 0 | 0 | 0 | 0 | 0 | 0 | 0 | 0 | 0 | 0 | 0 | 0 | 0 | 0 | 0 | 0 | 0 | 0 | 0 | 0 | 0 | 0 | 0 | 1 | 0 | 0 | 0 | 0 | 0 | -219.475 | 108.573 | 1029.902 | Birds Landing-Contra Costa 230kV Line | Birds Landing-Contra Costa 230kV Line | Birds Landing-Contra Costa 230kV Line |  | 0 | 0 | 0 | 0 | 0 | 0 | 804.745 | 1874.573 | 1029.902 | Collinsville-Tesla 500 kV Line | Birds Landing-Contra Costa 230kV Line | Birds Landing-Contra Costa 230kV Line |  | 5 | 1 | YES | 2 | 1 | 1 | NO | 1
PG&E KERN | Ganso | 115 | 0 | 0 | 0 | 0 | 0 | 0 | 0 | 0 | 0 | 0 | 0 | 0 | 0 | 0 | 0 | 0 | 0 | 0 | 0 | 0 | 0 | 0 | 0 | 0 | 0 | 0 | 0 | 0 | 0 | 0 | 0 | 0 | 0 | 0 | 0 | 0 | 0 | 0 | 0 | 0 | 0 | 0 | 0 | 0 | 0 | 0 | 0 | 0 | 0 | 0 | 0 | 0 | 0 | 0 | 0 | 0 | 0 | 0 | 0 | 0 | 0 | 0 | 0 | 0 | 0 | 0 | 0 | 1 | 0 | 0 | 0 | 0 | 0 | 0 | 1 | 0 | 0 | 0 | 1 | 1 | 0 | 0 | 0 | 0 | 0 | 0 | 0 | 0 | 0 | 0 | 0 | 0 | 0 | 0 | 0 | 0 | 0 | 0 |  | 0 | 0 | 0 | 0 | 0 | 0 | 0 | 0 | 0 | 0 | 0 | 0 | 0 | 0 | 0 | 0 | 2 | 0 | 0 | 0 | 0 | 0 | 0 | 1.5 | 0 | 0 | 0 | 0 | 0 | 1 | 0 | 0 | 0 | 0 | 0 | 0 | 334.015 | 243.8117 | 587.675 | Cal Flat-Gates 230 kV line | Cal Flat-Gates 230 kV line | Cal Flat-Gates 230 kV line |  | 0 | 0 | 0 | 0 | 0 | 0 | 334.015 | 243.8117 | 587.675 | Cal Flat-Gates 230 kV line | Cal Flat-Gates 230 kV line | Cal Flat-Gates 230 kV line |  | 1 | 1 | NO | 1 | 1 | 1 | NO | 1
PG&E FRESNO | Gates | 230 | 0 | 0 | 0 | 0 | 0 | 0 | 0 | 0 | 0 | 0 | 0 | 0 | 0 | 0 | 0 | 0 | 0 | 0 | 0 | 0 | 0 | 0 | 0 | 0 | 0 | 0 | 0 | 0 | 0 | 0 | 0 | 0 | 0 | 0 | 0 | 0 | 0 | 0 | 0 | 0 | 0 | 0 | 0 | 0 | 0 | 0 | 0 | 0 | 0 | 0 | 0 | 0 | 0 | 0 | 0 | 0 | 0 | 0 | 0 | 0 | 0 | 0 | 0 | 0 | 0 | 0 | 0 | 1 | 0 | 0 | 0 | 0 | 0 | 0 | 0 | 0 | 0 | 0 | 1 | 1 | 0 | 1 | 0 | 0 | 0 | 1 | 0 | 0 | 0 | 0 | 0 | 0 | 0 | 0 | 1 | 1 | 0 | 1 |  | 0 | 0 | 0 | 0 | 0 | 0 | 0 | 0 | 0 | -406.5 | -143.5 | -497 | 0 | 0 | 1 | 0 | 0 | 0 | 0 | 0 | 0 | 0 | 0 | 3 | 353 | 167 | 256.25 | 60 | 0 | 1 | 0 | 0 | 0 | 0 | 0 | 0 | 334.015 | 243.8117 | 587.675 | Cal Flat-Gates 230 kV line | Cal Flat-Gates 230 kV line | Cal Flat-Gates 230 kV line |  | 0 | 0 | 0 | 0 | 0 | 0 | 334.015 | 243.8117 | 587.675 | Cal Flat-Gates 230 kV line | Cal Flat-Gates 230 kV line | Cal Flat-Gates 230 kV line |  | 1 | 1 | NO | 1 | 1 | 1 | NO | 1
PG&E FRESNO | Gates | 500 | 0 | 0 | 0 | 0 | 0 | 0 | 0 | 0 | 0 | 0 | 0 | 0 | 0 | 0 | 0 | 0 | 0 | 0 | 0 | 0 | 0 | 0 | 0 | 0 | 0 | 0 | 0 | 0 | 0 | 0 | 0 | 0 | 0 | 0 | 0 | 0 | 0 | 0 | 0 | 0 | 0 | 0 | 0 | 0 | 0 | 0 | 0 | 0 | 0 | 0 | 0 | 0 | 0 | 0 | 0 | 0 | 0 | 0 | 0 | 0 | 0 | 0 | 0 | 0 | 0 | 0 | 0 | 0 | 0 | 0 | 0 | 0 | 0 | 0 | 0 | 0 | 0 | 0 | 1 | 1 | 0 | 1 | 0 | 0 | 0 | 1 | 0 | 0 | 0 | 0 | 0 | 0 | 0 | 0 | 1 | 1 | 0 | 1 |  | 0 | 0 | 0 | 0 | 0 | 0 | 0 | 0 | 0 | 0 | 0 | 0 | 0 | 0 | 0 | 0 | 0 | 0 | 0 | 0 | 0 | 0 | 0 | 0 | 0 | 0 | 190 | 35 | 0 | 1 | 0 | 0 | 0 | 0 | 0 | 0 | 812.7 | 1440.345 | 1602.5731 | Tranquility-Helm 230kV Line | Tranquility-Helm 230kV Line | Mustang-Henrietta 230 kV line |  | 0 | 0 | 0 | 0 | 0 | 0 | 812.7 | 1440.345 | 1602.5731 | Tranquility-Helm 230kV Line | Tranquility-Helm 230kV Line | Mustang-Henrietta 230 kV line |  | 1 | 1 | NO | 1 | 1 | 1 | NO | 1
PG&E NGBA | Geysers 12 | 230 | 0 | 0 | 0 | 0 | 0 | 0 | 0 | 0 | 0 | 0 | 0 | 0 | 0 | 0 | 0 | 0 | 0 | 0 | 0 | 0 | 0 | 0 | 0 | 0 | 0 | 0 | 0 | 0 | 0 | 0 | 0 | 0 | 0 | 0 | 0 | 0 | 0 | 0 | 0 | 1 | 0 | 1 | 0 | 0 | 0 | 0 | 0 | 0 | 0 | 0 | 0 | 0 | 1 | 1 | 1 | 1 | 0 | 0 | 1 | 1 | 0 | 0 | 0 | 0 | 0 | 1 | 1 | 0 | 0 | 0 | 0 | 0 | 0 | 0 | 0 | 0 | 0 | 0 | 0 | 0 | 0 | 0 | 0 | 0 | 0 | 0 | 0 | 0 | 0 | 0 | 0 | 0 | 0 | 0 | 0 | 0 | 0 | 1 |  | 0 | 0 | 0 | 0 | 0 | 0 | 0 | 0 | 0 | 0 | 0 | 0 | 0 | 0 | 0 | 0 | 0 | 0 | 0 | 0 | 0 | 0 | 0 | 0 | 0 | 0 | 0 | 0 | 0 | 0 | 2 | 0 | 1 | 0 | 0 | 0 | -763.325 | -136.609 | 1029.902 | Windmaster-Delta pumps 230 kV line | Windmaster-Delta pumps 230 kV line | Birds Landing-Contra Costa 230kV Line |  | 0 | 0 | 0 | 0 | 0 | 0 | 401.875 | 742.923 | 1029.902 | Contra Costa- Windmaster 230 kV line | Contra Costa- Windmaster 230 kV line | Birds Landing-Contra Costa 230kV Line |  | 5 | 1 | YES | 2 | 1 | 1 | NO | 1
PG&E NGBA | Geysers 17 | 230 | 0 | 0 | 0 | 0 | 0 | 0 | 0 | 0 | 0 | 0 | 0 | 0 | 0 | 0 | 0 | 0 | 0 | 0 | 0 | 0 | 0 | 0 | 0 | 0 | 0 | 0 | 0 | 0 | 0 | 0 | 0 | 0 | 0 | 0 | 0 | 0 | 0 | 0 | 0 | 1 | 0 | 1 | 0 | 0 | 0 | 0 | 0 | 0 | 0 | 0 | 0 | 0 | 1 | 1 | 1 | 1 | 0 | 0 | 1 | 1 | 0 | 0 | 0 | 0 | 0 | 1 | 1 | 0 | 0 | 0 | 0 | 0 | 0 | 0 | 0 | 0 | 0 | 0 | 0 | 0 | 0 | 0 | 0 | 0 | 0 | 0 | 0 | 0 | 0 | 0 | 0 | 0 | 0 | 0 | 0 | 0 | 0 | 1 |  | 0 | 0 | 0 | 0 | 0 | 0 | 0 | 0 | 0 | 0 | 0 | 0 | 0 | 0 | 0 | 19.5 | 0 | 0 | 0 | 0 | 0 | 0 | 0 | 0 | 0 | 0 | 0 | 0 | 0 | 1 | 2 | 0 | 1 | 0 | 0 | 0 | -763.325 | -136.609 | 1029.902 | Windmaster-Delta pumps 230 kV line | Windmaster-Delta pumps 230 kV line | Birds Landing-Contra Costa 230kV Line |  | 0 | 0 | 0 | 0 | 0 | 0 | 401.875 | 742.923 | 1029.902 | Contra Costa- Windmaster 230 kV line | Contra Costa- Windmaster 230 kV line | Birds Landing-Contra Costa 230kV Line |  | 5 | 1 | YES | 2 | 1 | 1 | NO | 1
PG&E NGBA | Geysers 3 | 115 | 0 | 0 | 0 | 0 | 0 | 0 | 0 | 0 | 0 | 0 | 0 | 0 | 0 | 0 | 0 | 0 | 0 | 0 | 0 | 0 | 0 | 0 | 0 | 0 | 0 | 0 | 0 | 0 | 0 | 0 | 0 | 0 | 0 | 0 | 0 | 0 | 0 | 0 | 0 | 1 | 0 | 1 | 0 | 0 | 0 | 0 | 0 | 0 | 0 | 0 | 0 | 0 | 1 | 0 | 1 | 1 | 0 | 0 | 0 | 0 | 0 | 0 | 0 | 0 | 0 | 0 | 1 | 0 | 0 | 0 | 0 | 0 | 0 | 0 | 0 | 0 | 0 | 0 | 0 | 0 | 0 | 0 | 0 | 0 | 0 | 0 | 0 | 0 | 0 | 0 | 0 | 0 | 0 | 0 | 0 | 0 | 0 | 1 |  | 0 | 0 | 0 | 0 | 0 | 0 | 0 | 0 | 0 | 0 | 0 | 0 | 0 | 0 | 0 | 0 | 0 | 0 | 0 | 0 | 0 | 0 | 0 | 0 | 0 | 0 | 0 | 0 | 0 | 0 | 1 | 0 | 0 | 0 | 0 | 0 | -219.475 | 108.573 | 1029.902 | Birds Landing-Contra Costa 230kV Line | Birds Landing-Contra Costa 230kV Line | Birds Landing-Contra Costa 230kV Line |  | 0 | 0 | 0 | 0 | 0 | 0 | 401.875 | 742.923 | 1029.902 | Contra Costa- Windmaster 230 kV line | Contra Costa- Windmaster 230 kV line | Birds Landing-Contra Costa 230kV Line |  | 5 | 1 | YES | 2 | 1 | 1 | NO | 1
PG&E NGBA | Glenn | 230 | 0 | 0 | 0 | 0 | 0 | 0 | 0 | 0 | 0 | 0 | 0 | 0 | 0 | 0 | 0 | 0 | 0 | 0 | 0 | 0 | 0 | 0 | 0 | 0 | 0 | 0 | 0 | 0 | 0 | 0 | 0 | 0 | 0 | 0 | 0 | 0 | 0 | 0 | 0 | 1 | 0 | 0 | 0 | 0 | 0 | 0 | 0 | 0 | 0 | 0 | 0 | 0 | 0 | 0 | 0 | 0 | 0 | 0 | 0 | 0 | 0 | 0 | 0 | 0 | 0 | 0 | 0 | 0 | 0 | 0 | 0 | 0 | 0 | 0 | 0 | 0 | 0 | 0 | 0 | 0 | 0 | 0 | 0 | 0 | 0 | 0 | 0 | 0 | 0 | 0 | 0 | 0 | 0 | 0 | 0 | 0 | 0 | 0 |  | 0 | 0 | 0 | 0 | 0 | 0 | 0 | 0 | 0 | 0 | 0 | 0 | 0 | 0 | 0 | 0 | 0 | 166.5 | 36 | 0 | 0 | 0 | 0 | 0 | 0 | 0 | 0 | 0 | 0 | 1 | 0 | 0 | 0 | 0 | 0 | 0 | 804.745 | 2035.936 | 6892.2328 | Collinsville-Tesla 500 kV Line | Collinsville-Tesla 500 kV Line | Collinsville-Tesla 500 kV Line |  | 0 | 0 | 0 | 0 | 0 | 0 | 804.745 | 2035.936 | 6892.2328 | Collinsville-Tesla 500 kV Line | Collinsville-Tesla 500 kV Line | Collinsville-Tesla 500 kV Line |  | 1 | 1 | NO | 1 | 1 | 1 | NO | 1
PG&E NGBA | Glenn | 60 | 0 | 0 | 0 | 0 | 0 | 0 | 0 | 0 | 0 | 0 | 0 | 0 | 0 | 0 | 0 | 0 | 0 | 0 | 0 | 0 | 0 | 0 | 0 | 0 | 0 | 0 | 0 | 0 | 0 | 0 | 0 | 0 | 0 | 0 | 0 | 0 | 0 | 0 | 0 | 1 | 0 | 0 | 0 | 0 | 0 | 0 | 0 | 0 | 0 | 0 | 0 | 0 | 0 | 0 | 0 | 0 | 0 | 0 | 0 | 0 | 0 | 0 | 0 | 0 | 0 | 0 | 0 | 0 | 0 | 0 | 0 | 0 | 0 | 0 | 0 | 0 | 0 | 0 | 0 | 0 | 0 | 0 | 0 | 0 | 0 | 0 | 0 | 0 | 0 | 0 | 0 | 0 | 0 | 0 | 0 | 0 | 0 | 0 |  | 0 | 0 | 0 | 0 | 0 | 0 | 0 | 0 | 0 | 0 | 0 | 0 | 0 | 0 | 0 | 0 | 0 | 0 | 0 | 0 | 0 | 0 | 0 | 0 | 0 | 0 | 0 | 0 | 0 | 0 | 0 | 0 | 0 | 0 | 0 | 0 | 804.745 | 2035.936 | 6892.2328 | Collinsville-Tesla 500 kV Line | Collinsville-Tesla 500 kV Line | Collinsville-Tesla 500 kV Line |  | 0 | 0 | 0 | 0 | 0 | 0 | 804.745 | 2035.936 | 6892.2328 | Collinsville-Tesla 500 kV Line | Collinsville-Tesla 500 kV Line | Collinsville-Tesla 500 kV Line |  | 1 | 1 | NO | 1 | 1 | 1 | NO | 1
PG&E NGBA | Gold Hill | 115 | 0 | 0 | 0 | 0 | 0 | 0 | 0 | 0 | 0 | 0 | 0 | 0 | 0 | 0 | 0 | 0 | 0 | 0 | 0 | 0 | 0 | 0 | 0 | 0 | 0 | 0 | 0 | 0 | 0 | 0 | 0 | 0 | 0 | 0 | 0 | 0 | 0 | 0 | 0 | 1 | 0 | 0 | 0 | 0 | 0 | 1 | 0 | 1 | 0 | 0 | 0 | 0 | 0 | 0 | 0 | 0 | 0 | 0 | 0 | 1 | 1 | 0 | 0 | 0 | 0 | 0 | 0 | 0 | 0 | 0 | 0 | 0 | 0 | 0 | 0 | 0 | 0 | 0 | 0 | 0 | 0 | 0 | 0 | 0 | 0 | 0 | 0 | 0 | 0 | 0 | 0 | 0 | 0 | 0 | 0 | 0 | 0 | 0 |  | 0 | 0 | 0 | 0 | 0 | 0 | 0 | 0 | 0 | 0 | 0 | 0 | 0 | 0 | 0 | 0 | 0 | 0 | 0 | 0 | 0 | 0 | 0 | 0 | 0 | 0 | 50 | 0 | 0 | 1 | 1 | 0 | 0 | 0 | 0 | 0 | -428.9315 | 397.8459 | 967.1636 | Bellota-Weber 230kV line | Bellota-Weber 230kV line | Rio Oso-Lockeford 230kV line |  | 0 | 0 | 0 | 0 | 0 | 0 | 31.0685 | 671.7 | 967.1636 | Bellota-Weber 230kV line | Eight Mile-Tesla 230 kV line | Rio Oso-Lockeford 230kV line |  | 5 | 1 | YES | 2 | 1 | 1 | NO | 1
PG&E NGBA | Gold Hill | 230 | 0 | 0 | 0 | 0 | 0 | 0 | 0 | 0 | 0 | 0 | 0 | 0 | 0 | 0 | 0 | 0 | 0 | 0 | 0 | 0 | 0 | 0 | 0 | 0 | 0 | 0 | 0 | 0 | 0 | 0 | 0 | 0 | 0 | 0 | 0 | 0 | 0 | 0 | 0 | 1 | 0 | 0 | 0 | 0 | 0 | 1 | 1 | 1 | 0 | 0 | 0 | 0 | 0 | 0 | 0 | 0 | 0 | 0 | 0 | 1 | 1 | 0 | 0 | 0 | 0 | 0 | 0 | 0 | 0 | 0 | 0 | 0 | 0 | 0 | 0 | 0 | 0 | 0 | 0 | 0 | 0 | 0 | 0 | 0 | 0 | 0 | 0 | 0 | 0 | 0 | 0 | 0 | 0 | 0 | 0 | 0 | 0 | 0 |  | 0 | 0 | 0 | 0 | 0 | 0 | 0 | 0 | 0 | 0 | 0 | 0 | 0 | 0 | 0 | 0 | 0 | 0 | 0 | 0 | 0 | 0 | 0 | 0 | 0 | 0 | 0 | 0 | 0 | 0 | 1 | 0 | 0 | 0 | 0 | 0 | -428.9315 | 374.5 | 415.18 | Bellota-Weber 230kV line | Rio Oso-Brighton 230kV line | Rio Oso-Brighton 230kV line |  | 0 | 0 | 0 | 0 | 0 | 0 | 31.0685 | 374.5 | 415.18 | Bellota-Weber 230kV line | Rio Oso-Brighton 230kV line | Rio Oso-Brighton 230kV line |  | 5 | 1 | YES | 2 | 1 | 1 | NO | 1
SCE Northern | Goleta | 230 | 0 | 0 | 1 | 0 | 1 | 0 | 0 | 0 | 0 | 0 | 0 | 0 | 0 | 0 | 0 | 0 | 0 | 0 | 0 | 0 | 0 | 0 | 0 | 0 | 1 | 0 | 0 | 0 | 0 | 0 | 0 | 0 | 0 | 0 | 0 | 0 | 0 | 0 | 0 | 0 | 0 | 0 | 0 | 0 | 0 | 0 | 0 | 0 | 0 | 0 | 0 | 0 | 0 | 0 | 0 | 0 | 0 | 0 | 0 | 0 | 0 | 0 | 0 | 0 | 0 | 0 | 0 | 0 | 0 | 0 | 0 | 0 | 0 | 0 | 0 | 0 | 0 | 0 | 0 | 0 | 0 | 0 | 0 | 0 | 0 | 0 | 0 | 0 | 0 | 0 | 0 | 0 | 0 | 0 | 0 | 0 | 0 | 0 |  | 0 | 0 | 0 | 0 | 0 | 0 | 0 | 0 | 0 | 0 | 0 | 0 | 0 | 0 | 0 | 0 | 2 | 0 | 0 | 0 | 0 | 0 | 0 | 0 | 0 | 0 | 70 | 0 | 0 | 1 | 1 | 0 | 0 | 0 | 0 | 0 | -298.255 | 619.5 | 3306 | Lugo - Victorville area constraint | Moorpark-Pardee Constraint | Moorpark-Pardee Constraint |  | 0 | 0 | 0 | 0 | 0 | 0 | 287 | 619.5 | 3306 | Moorpark-Pardee Constraint | Moorpark-Pardee Constraint | Moorpark-Pardee Constraint |  | 5 | 1 | YES | 2 | 1 | 1 | NO | 1
SCE Metro | Goodrich | 230 | 0 | 0 | 0 | 0 | 0 | 0 | 0 | 0 | 0 | 1 | 0 | 0 | 0 | 0 | 0 | 0 | 0 | 0 | 0 | 0 | 0 | 0 | 0 | 0 | 0 | 0 | 0 | 0 | 0 | 0 | 0 | 0 | 0 | 0 | 0 | 0 | 0 | 0 | 0 | 0 | 0 | 0 | 0 | 0 | 0 | 0 | 0 | 0 | 0 | 0 | 0 | 0 | 0 | 0 | 0 | 0 | 0 | 0 | 0 | 0 | 0 | 0 | 0 | 0 | 0 | 0 | 0 | 0 | 0 | 0 | 0 | 0 | 0 | 0 | 0 | 0 | 0 | 0 | 0 | 0 | 0 | 0 | 0 | 0 | 0 | 0 | 0 | 0 | 0 | 0 | 0 | 0 | 0 | 0 | 0 | 0 | 0 | 0 |  | 0 | 0 | 0 | 0 | 0 | 0 | 0 | 0 | 0 | 0 | 0 | 0 | 0 | 0 | 0 | 0 | 0 | 0 | 0 | 0 | 0 | 0 | 0 | 0 | 0 | 0 | 0 | 0 | 0 | 0 | 0 | 0 | 0 | 0 | 0 | 0 | 9741.6 | 11376.2 | 14050.5055 | SCE Metro Area Default Constraint | SCE Metro Area Default Constraint | SCE Metro Area Default Constraint |  | 0 | 0 | 0 | 0 | 0 | 0 | 9741.6 | 11376.2 | 14050.5055 | SCE Metro Area Default Constraint | SCE Metro Area Default Constraint | SCE Metro Area Default Constraint |  | 1 | 1 | NO | 1 | 1 | 1 | NO | 1
PG&E KERN | Goose Lake | 115 | 0 | 0 | 0 | 0 | 0 | 0 | 0 | 0 | 0 | 0 | 0 | 0 | 0 | 0 | 0 | 0 | 0 | 0 | 0 | 0 | 0 | 0 | 0 | 0 | 0 | 0 | 0 | 0 | 0 | 0 | 0 | 0 | 0 | 0 | 0 | 0 | 0 | 0 | 0 | 0 | 0 | 0 | 0 | 0 | 0 | 0 | 0 | 0 | 0 | 0 | 0 | 0 | 0 | 0 | 0 | 0 | 0 | 0 | 0 | 0 | 0 | 0 | 0 | 0 | 0 | 0 | 0 | 1 | 1 | 0 | 0 | 0 | 0 | 0 | 0 | 1 | 0 | 0 | 0 | 1 | 0 | 0 | 0 | 0 | 0 | 0 | 0 | 0 | 0 | 0 | 0 | 0 | 0 | 0 | 0 | 0 | 0 | 0 |  | 0 | 0 | 0 | 0 | 0 | 0 | 0 | 0 | 0 | 0 | 0 | 0 | 0 | 0 | 0 | 0 | 3 | 0 | 0 | 0 | 0 | 0 | 0 | 0 | 0 | 0 | 0 | 0 | 0 | 1 | 0 | 0 | 0 | 0 | 0 | 0 | 201 | 193.6 | 235.7988 | Semitropic-Midway 115kV Line | Semitropic-Midway 115kV Line | Semitropic-Midway 115kV Line |  | 0 | 0 | 0 | 0 | 0 | 0 | 201 | 193.6 | 235.7988 | Semitropic-Midway 115kV Line | Semitropic-Midway 115kV Line | Semitropic-Midway 115kV Line |  | 1 | 1 | NO | 1 | 1 | 1 | NO | 1
SCE Metro | Gould | 230 | 0 | 0 | 0 | 0 | 0 | 0 | 0 | 0 | 0 | 1 | 0 | 0 | 0 | 0 | 0 | 0 | 0 | 0 | 0 | 0 | 0 | 0 | 0 | 0 | 0 | 0 | 0 | 0 | 0 | 0 | 0 | 0 | 0 | 0 | 0 | 0 | 0 | 0 | 0 | 0 | 0 | 0 | 0 | 0 | 0 | 0 | 0 | 0 | 0 | 0 | 0 | 0 | 0 | 0 | 0 | 0 | 0 | 0 | 0 | 0 | 0 | 0 | 0 | 0 | 0 | 0 | 0 | 0 | 0 | 0 | 0 | 0 | 0 | 0 | 0 | 0 | 0 | 0 | 0 | 0 | 0 | 0 | 0 | 0 | 0 | 0 | 0 | 0 | 0 | 0 | 0 | 0 | 0 | 0 | 0 | 0 | 0 | 0 |  | 0 | 0 | 0 | 0 | 0 | 0 | 0 | 0 | 0 | 0 | 0 | 0 | 0 | 0 | 0 | 0 | 0 | 0 | 0 | 0 | 0 | 0 | 0 | 0 | 0 | 0 | 0 | 0 | 0 | 0 | 0 | 0 | 0 | 0 | 0 | 0 | 9741.6 | 11376.2 | 14050.5055 | SCE Metro Area Default Constraint | SCE Metro Area Default Constraint | SCE Metro Area Default Constraint |  | 0 | 0 | 0 | 0 | 0 | 0 | 9741.6 | 11376.2 | 14050.5055 | SCE Metro Area Default Constraint | SCE Metro Area Default Constraint | SCE Metro Area Default Constraint |  | 1 | 1 | NO | 1 | 1 | 1 | NO | 1
PG&E NGBA | Grand Island | 115 | 0 | 0 | 0 | 0 | 0 | 0 | 0 | 0 | 0 | 0 | 0 | 0 | 0 | 0 | 0 | 0 | 0 | 0 | 0 | 0 | 0 | 0 | 0 | 0 | 0 | 0 | 0 | 0 | 0 | 0 | 0 | 0 | 0 | 0 | 0 | 0 | 0 | 0 | 0 | 1 | 0 | 0 | 0 | 0 | 1 | 1 | 0 | 1 | 0 | 0 | 0 | 0 | 0 | 0 | 0 | 0 | 0 | 0 | 0 | 1 | 1 | 0 | 0 | 0 | 0 | 0 | 0 | 0 | 0 | 0 | 0 | 0 | 0 | 0 | 0 | 0 | 0 | 0 | 0 | 0 | 0 | 0 | 0 | 0 | 0 | 0 | 0 | 0 | 0 | 0 | 0 | 0 | 0 | 0 | 0 | 0 | 0 | 0 |  | 0 | 0 | 0 | 0 | 0 | 0 | 0 | 0 | 0 | 0 | 0 | 0 | 0 | 0 | 0 | 0 | 0 | 0 | 0 | 0 | 0 | 0 | 0 | 2.73 | 0 | 0 | 0 | 0 | 0 | 1 | 1 | 0 | 0 | 0 | 0 | 0 | -428.9315 | 41.5 | 79.4556 | Bellota-Weber 230kV line | Rocklin-Pleaseant grove 115kV line | Rocklin-Pleaseant grove 115kV line |  | 0 | 0 | 0 | 0 | 0 | 0 | 31.0685 | 41.5 | 79.4556 | Bellota-Weber 230kV line | Rocklin-Pleaseant grove 115kV line | Rocklin-Pleaseant grove 115kV line |  | 5 | 1 | YES | 2 | 1 | 1 | NO | 1
SDGE | Granite | 69 | 0 | 0 | 0 | 0 | 0 | 0 | 0 | 0 | 0 | 0 | 0 | 0 | 0 | 0 | 0 | 0 | 0 | 0 | 0 | 0 | 0 | 0 | 0 | 0 | 0 | 0 | 0 | 1 | 0 | 0 | 1 | 0 | 1 | 0 | 0 | 0 | 0 | 0 | 0 | 0 | 0 | 0 | 0 | 0 | 0 | 0 | 0 | 0 | 0 | 0 | 0 | 0 | 0 | 0 | 0 | 0 | 0 | 0 | 0 | 0 | 0 | 0 | 0 | 0 | 0 | 0 | 0 | 0 | 0 | 0 | 0 | 0 | 0 | 0 | 0 | 0 | 0 | 0 | 0 | 0 | 0 | 0 | 0 | 0 | 0 | 0 | 0 | 0 | 0 | 0 | 0 | 0 | 0 | 0 | 0 | 0 | 0 | 2 |  | 0 | 0 | 0 | 0 | 0 | 0 | 0 | 0 | 0 | 0 | 0 | 0 | 0 | 0 | 0 | 0 | 0 | 0 | 0 | 0 | 0 | 0 | 0 | 0 | 0 | 0 | 2.25 | 0 | 0 | 1 | 0 | 0 | 0 | 0 | 0 | 0 | 330.21 | 368.105 | 477.9664 | El Cajon 69 kV constraint | El Cajon 69 kV constraint | El Cajon 69 kV constraint |  | 0 | 0 | 0 | 0 | 0 | 0 | 330.21 | 368.105 | 477.9664 | El Cajon 69 kV constraint | El Cajon 69 kV constraint | El Cajon 69 kV constraint |  | 1 | 1 | NO | 1 | 1 | 1 | NO | 1
PG&E GBA | Grant | 115 | 0 | 0 | 0 | 0 | 0 | 0 | 0 | 0 | 0 | 0 | 0 | 0 | 0 | 0 | 0 | 0 | 0 | 0 | 0 | 0 | 0 | 0 | 0 | 0 | 0 | 0 | 0 | 0 | 0 | 0 | 0 | 0 | 0 | 0 | 0 | 0 | 0 | 0 | 0 | 1 | 0 | 0 | 0 | 0 | 0 | 0 | 0 | 0 | 0 | 0 | 0 | 0 | 1 | 0 | 0 | 0 | 0 | 0 | 0 | 0 | 0 | 0 | 0 | 0 | 0 | 0 | 0 | 0 | 0 | 0 | 0 | 0 | 0 | 0 | 0 | 0 | 0 | 0 | 0 | 0 | 0 | 0 | 0 | 0 | 0 | 0 | 0 | 0 | 0 | 0 | 0 | 0 | 0 | 0 | 0 | 0 | 0 | 1 |  | 0 | 0 | 0 | 0 | 0 | 0 | 0 | 0 | 0 | 0 | 0 | 0 | 0 | 0 | 0 | 0 | 0 | 0 | 0 | 0 | 0 | 0 | 0 | 0 | 0 | 0 | 0 | 0 | 0 | 0 | 0 | 0 | 0 | 0 | 0 | 0 | 804.745 | 2035.936 | 5151.188 | Collinsville-Tesla 500 kV Line | Collinsville-Tesla 500 kV Line | Sobrante-Moraga 230 kV line |  | 0 | 0 | 0 | 0 | 0 | 0 | 804.745 | 2035.936 | 5151.188 | Collinsville-Tesla 500 kV Line | Collinsville-Tesla 500 kV Line | Sobrante-Moraga 230 kV line |  | 1 | 1 | NO | 1 | 1 | 1 | NO | 1
PG&E GBA | Green Valley | 115 | 0 | 0 | 0 | 0 | 0 | 0 | 0 | 0 | 0 | 0 | 0 | 0 | 0 | 0 | 0 | 0 | 0 | 0 | 0 | 0 | 0 | 0 | 0 | 0 | 0 | 0 | 0 | 0 | 0 | 0 | 0 | 0 | 0 | 0 | 0 | 0 | 0 | 0 | 0 | 0 | 0 | 0 | 0 | 0 | 0 | 0 | 0 | 0 | 0 | 0 | 0 | 0 | 1 | 0 | 0 | 1 | 0 | 0 | 0 | 1 | 0 | 0 | 0 | 0 | 1 | 0 | 0 | 0 | 0 | 0 | 0 | 0 | 0 | 0 | 0 | 0 | 0 | 0 | 0 | 0 | 0 | 0 | 0 | 0 | 0 | 0 | 0 | 0 | 0 | 0 | 0 | 0 | 0 | 0 | 0 | 0 | 1 | 1 |  | 0 | 0 | 0 | 0 | 0 | 0 | 0 | 0 | 0 | 0 | 0 | 0 | 0 | 0 | 0 | 0 | 1.1 | 0 | 0 | 0 | 0 | 0 | 0 | 0 | 0 | 0 | 0 | 0 | 0 | 1 | 0 | 0 | 0 | 0 | 0 | 0 | 339.9 | 359.76 | 303.18 | Morganhill-Metcalf 115kV Line | Morganhill-Metcalf 115kV Line | Morganhill-Metcalf 115kV Line |  | 0 | 0 | 0 | 0 | 0 | 0 | 339.9 | 359.76 | 303.18 | Morganhill-Metcalf 115kV Line | Morganhill-Metcalf 115kV Line | Morganhill-Metcalf 115kV Line |  | 1 | 1 | NO | 1 | 1 | 1 | NO | 1
PG&E NGBA | Greenleaf 1 | 115 | 0 | 0 | 0 | 0 | 0 | 0 | 0 | 0 | 0 | 0 | 0 | 0 | 0 | 0 | 0 | 0 | 0 | 0 | 0 | 0 | 0 | 0 | 0 | 0 | 0 | 0 | 0 | 0 | 0 | 0 | 0 | 0 | 0 | 0 | 0 | 0 | 0 | 0 | 0 | 1 | 0 | 0 | 0 | 0 | 1 | 1 | 1 | 1 | 0 | 0 | 0 | 0 | 0 | 0 | 0 | 0 | 0 | 0 | 0 | 1 | 1 | 0 | 0 | 0 | 0 | 0 | 0 | 0 | 0 | 0 | 0 | 0 | 0 | 0 | 0 | 0 | 0 | 0 | 0 | 0 | 0 | 0 | 0 | 0 | 0 | 0 | 0 | 0 | 0 | 0 | 0 | 0 | 0 | 0 | 0 | 0 | 0 | 0 |  | 0 | 0 | 0 | 0 | 0 | 0 | 0 | 0 | 0 | 0 | 0 | 0 | 0 | 0 | 0 | 0 | 0 | 0 | 0 | 0 | 0 | 0 | 0 | 0 | 0 | 0 | 0 | 0 | 0 | 0 | 1 | 0 | 0 | 0 | 0 | 0 | -428.9315 | 41.5 | 79.4556 | Bellota-Weber 230kV line | Rocklin-Pleaseant grove 115kV line | Rocklin-Pleaseant grove 115kV line |  | 0 | 0 | 0 | 0 | 0 | 0 | 31.0685 | 41.5 | 79.4556 | Bellota-Weber 230kV line | Rocklin-Pleaseant grove 115kV line | Rocklin-Pleaseant grove 115kV line |  | 5 | 1 | YES | 2 | 1 | 1 | NO | 1
PG&E FRESNO | Gregg | 230 | 0 | 0 | 0 | 0 | 0 | 0 | 0 | 0 | 0 | 0 | 0 | 0 | 0 | 0 | 0 | 0 | 0 | 0 | 0 | 0 | 0 | 0 | 0 | 0 | 0 | 0 | 0 | 0 | 0 | 0 | 0 | 0 | 0 | 0 | 0 | 0 | 0 | 0 | 0 | 0 | 0 | 0 | 0 | 0 | 0 | 1 | 0 | 0 | 0 | 0 | 0 | 0 | 0 | 0 | 0 | 0 | 0 | 0 | 0 | 0 | 0 | 0 | 0 | 0 | 0 | 0 | 0 | 0 | 0 | 0 | 0 | 0 | 0 | 0 | 0 | 0 | 0 | 0 | 1 | 1 | 0 | 1 | 1 | 1 | 0 | 1 | 0 | 1 | 1 | 1 | 0 | 0 | 0 | 0 | 0 | 0 | 0 | 1 |  | 0 | 0 | 0 | 0 | 0 | 0 | 0 | 0 | 0 | 0 | 0 | 0 | 0 | 0 | 0 | 0 | 0 | 170 | 20 | 0 | 0 | 0 | 0 | 0 | 0 | 0 | 0 | 0 | 140 | 1 | 3 | 0 | 2 | 0 | 0 | 0 | -1070.2 | -530.5 | 403.9426 | Borden-Storey #1 230kV line | Borden-Storey #1 230kV line | Chowchilla-Le grand 115kV Line |  | 0 | 0 | 0 | 0 | 0 | 0 | 31.0685 | 716.5 | 949.9426 | Bellota-Weber 230kV line | Borden-Storey #1 230kV line | Chowchilla-Le grand 115kV Line |  | 5 | 1 | YES | 2 | 1 | 1 | NO | 1
PG&E FRESNO | Grimmway-Malaga | 115 | 0 | 0 | 0 | 0 | 0 | 0 | 0 | 0 | 0 | 0 | 0 | 0 | 0 | 0 | 0 | 0 | 0 | 0 | 0 | 0 | 0 | 0 | 0 | 0 | 0 | 0 | 0 | 0 | 0 | 0 | 0 | 0 | 0 | 0 | 0 | 0 | 0 | 0 | 0 | 0 | 0 | 0 | 0 | 0 | 0 | 1 | 0 | 0 | 0 | 0 | 0 | 0 | 0 | 0 | 0 | 0 | 0 | 0 | 0 | 0 | 0 | 0 | 0 | 0 | 0 | 0 | 0 | 0 | 0 | 0 | 0 | 0 | 0 | 0 | 0 | 0 | 0 | 0 | 1 | 1 | 0 | 1 | 0 | 0 | 0 | 1 | 0 | 0 | 0 | 1 | 0 | 0 | 0 | 0 | 0 | 0 | 0 | 1 |  | 0 | 0 | 0 | 0 | 0 | 0 | 0 | 0 | 0 | 0 | 0 | 0 | 0 | 0 | 0 | 0 | 0 | 0 | 0 | 0 | 0 | 0 | 0 | 0 | 0 | 0 | 0 | 0 | 0 | 0 | 2 | 0 | 1 | 0 | 0 | 0 | -1070.2 | -530.5 | 898.7076 | Borden-Storey #1 230kV line | Borden-Storey #1 230kV line | Borden-Storey #1 230kV line |  | 0 | 0 | 0 | 0 | 0 | 0 | 31.0685 | 716.5 | 2550.9252 | Bellota-Weber 230kV line | Borden-Storey #1 230kV line | Gates 500/230kV TB #12 |  | 5 | 1 | YES | 2 | 1 | 1 | NO | 1
PG&E NGBA | Grizzly | 230 | 0 | 0 | 0 | 0 | 0 | 0 | 0 | 0 | 0 | 0 | 0 | 0 | 0 | 0 | 0 | 0 | 0 | 0 | 0 | 0 | 0 | 0 | 0 | 0 | 0 | 0 | 0 | 0 | 0 | 0 | 0 | 0 | 0 | 0 | 0 | 0 | 0 | 0 | 0 | 1 | 1 | 0 | 1 | 0 | 1 | 1 | 1 | 1 | 0 | 0 | 0 | 0 | 0 | 0 | 0 | 0 | 0 | 0 | 0 | 1 | 1 | 0 | 0 | 0 | 0 | 0 | 0 | 0 | 0 | 0 | 0 | 0 | 0 | 0 | 0 | 0 | 0 | 0 | 0 | 0 | 0 | 0 | 0 | 0 | 0 | 0 | 0 | 0 | 0 | 0 | 0 | 0 | 0 | 0 | 0 | 0 | 0 | 0 |  | 0 | 0 | 0 | 0 | 0 | 0 | 0 | 0 | 0 | 0 | 0 | 0 | 0 | 0 | 0 | 0 | 0 | 0 | 0 | 0 | 0 | 0 | 0 | 0 | 0 | 0 | 0 | 0 | 0 | 0 | 1 | 0 | 0 | 0 | 0 | 0 | -428.9315 | 41.5 | 32.84 | Bellota-Weber 230kV line | Rocklin-Pleaseant grove 115kV line | Woodland- Davis 115kV line |  | 0 | 0 | 0 | 0 | 0 | 0 | 31.0685 | 41.5 | 32.84 | Bellota-Weber 230kV line | Rocklin-Pleaseant grove 115kV line | Woodland- Davis 115kV line |  | 5 | 1 | YES | 2 | 1 | 1 | NO | 1
PG&E FRESNO | Guernsey | 70 | 0 | 0 | 0 | 0 | 0 | 0 | 0 | 0 | 0 | 0 | 0 | 0 | 0 | 0 | 0 | 0 | 0 | 0 | 0 | 0 | 0 | 0 | 0 | 0 | 0 | 0 | 0 | 0 | 0 | 0 | 0 | 0 | 0 | 0 | 0 | 0 | 0 | 0 | 0 | 0 | 0 | 0 | 0 | 0 | 0 | 1 | 0 | 0 | 0 | 0 | 0 | 0 | 0 | 0 | 0 | 0 | 0 | 0 | 0 | 0 | 0 | 0 | 0 | 0 | 0 | 0 | 0 | 0 | 0 | 0 | 0 | 0 | 0 | 0 | 0 | 0 | 0 | 0 | 1 | 1 | 0 | 1 | 0 | 0 | 0 | 1 | 0 | 0 | 0 | 1 | 0 | 0 | 0 | 0 | 1 | 0 | 0 | 1 |  | 0 | 0 | 0 | 0 | 0 | 0 | 0 | 0 | 0 | 0 | 0 | 0 | 0 | 0 | 0 | 0 | 0 | 0 | 0 | 0 | 0 | 0 | 0 | 7.5 | 0 | 0 | 0 | 0 | 0 | 1 | 2 | 0 | 1 | 0 | 0 | 0 | -1070.2 | -530.5 | 898.7076 | Borden-Storey #1 230kV line | Borden-Storey #1 230kV line | Borden-Storey #1 230kV line |  | 0 | 0 | 0 | 0 | 0 | 0 | 31.0685 | 716.5 | 1602.5731 | Bellota-Weber 230kV line | Borden-Storey #1 230kV line | Mustang-Henrietta 230 kV line |  | 5 | 1 | YES | 2 | 1 | 1 | NO | 1
PG&E FRESNO | GWF Hanford | 115 | 0 | 0 | 0 | 0 | 0 | 0 | 0 | 0 | 0 | 0 | 0 | 0 | 0 | 0 | 0 | 0 | 0 | 0 | 0 | 0 | 0 | 0 | 0 | 0 | 0 | 0 | 0 | 0 | 0 | 0 | 0 | 0 | 0 | 0 | 0 | 0 | 0 | 0 | 0 | 0 | 0 | 0 | 0 | 0 | 0 | 1 | 0 | 0 | 0 | 0 | 0 | 0 | 0 | 0 | 0 | 0 | 0 | 0 | 0 | 0 | 0 | 0 | 0 | 0 | 0 | 0 | 0 | 0 | 0 | 0 | 0 | 0 | 0 | 0 | 0 | 0 | 0 | 0 | 1 | 1 | 0 | 1 | 0 | 1 | 0 | 1 | 0 | 0 | 0 | 1 | 0 | 0 | 0 | 0 | 0 | 0 | 0 | 1 |  | 0 | 0 | 0 | 0 | 0 | 0 | 0 | 0 | 0 | 0 | 0 | 0 | 0 | 0 | 0 | 0 | 0 | 0 | 0 | 0 | 0 | 0 | 0 | 0 | 0 | 0 | 131.4 | 0 | 0 | 1 | 3 | 0 | 2 | 0 | 0 | 0 | -1070.2 | -530.5 | 403.9426 | Borden-Storey #1 230kV line | Borden-Storey #1 230kV line | Chowchilla-Le grand 115kV Line |  | 0 | 0 | 0 | 0 | 0 | 0 | 31.0685 | 716.5 | 949.9426 | Bellota-Weber 230kV line | Borden-Storey #1 230kV line | Chowchilla-Le grand 115kV Line |  | 5 | 1 | YES | 2 | 1 | 1 | NO | 1
PG&E FRESNO | Haas | 230 | 0 | 0 | 0 | 0 | 0 | 0 | 0 | 0 | 0 | 0 | 0 | 0 | 0 | 0 | 0 | 0 | 0 | 0 | 0 | 0 | 0 | 0 | 0 | 0 | 0 | 0 | 0 | 0 | 0 | 0 | 0 | 0 | 0 | 0 | 0 | 0 | 0 | 0 | 0 | 0 | 0 | 0 | 0 | 0 | 0 | 1 | 0 | 0 | 0 | 0 | 0 | 0 | 0 | 0 | 0 | 0 | 0 | 0 | 0 | 0 | 0 | 0 | 0 | 0 | 0 | 0 | 0 | 0 | 0 | 0 | 0 | 0 | 0 | 0 | 0 | 0 | 0 | 0 | 1 | 1 | 0 | 1 | 0 | 0 | 0 | 1 | 0 | 0 | 0 | 1 | 0 | 0 | 0 | 0 | 0 | 0 | 0 | 1 |  | 0 | 0 | 0 | 0 | 0 | 0 | 0 | 0 | 0 | 0 | 0 | 0 | 0 | 0 | 0 | 0 | 0 | 0 | 0 | 0 | 0 | 0 | 0 | 0 | 0 | 0 | 0 | 0 | 0 | 0 | 2 | 0 | 1 | 0 | 0 | 0 | -1070.2 | -530.5 | 898.7076 | Borden-Storey #1 230kV line | Borden-Storey #1 230kV line | Borden-Storey #1 230kV line |  | 0 | 0 | 0 | 0 | 0 | 0 | 31.0685 | 716.5 | 2550.9252 | Bellota-Weber 230kV line | Borden-Storey #1 230kV line | Gates 500/230kV TB #12 |  | 5 | 1 | YES | 2 | 1 | 1 | NO | 1
PG&E FRESNO | Hammonds | 115 | 0 | 0 | 0 | 0 | 0 | 0 | 0 | 0 | 0 | 0 | 0 | 0 | 0 | 0 | 0 | 0 | 0 | 0 | 0 | 0 | 0 | 0 | 0 | 0 | 0 | 0 | 0 | 0 | 0 | 0 | 0 | 0 | 0 | 0 | 0 | 0 | 0 | 0 | 0 | 0 | 0 | 0 | 0 | 0 | 0 | 0 | 0 | 0 | 0 | 0 | 0 | 0 | 0 | 0 | 0 | 0 | 0 | 0 | 0 | 0 | 0 | 0 | 0 | 0 | 0 | 0 | 0 | 0 | 0 | 0 | 0 | 0 | 0 | 0 | 0 | 0 | 0 | 0 | 0 | 1 | 0 | 0 | 0 | 0 | 0 | 1 | 0 | 1 | 0 | 0 | 0 | 0 | 1 | 0 | 0 | 0 | 0 | 1 |  | 0 | 0 | 0 | 0 | 0 | 0 | 0 | 0 | 0 | 0 | 0 | 0 | 0 | 0 | 0 | 0 | 0 | 0 | 0 | 0 | 0 | 0 | 0 | 0 | 0 | 0 | 0 | 0 | 0 | 0 | 0 | 0 | 0 | 0 | 0 | 0 | 393.8 | 465.3 | 245.4626 | Oro Loma-El Nido 115kV Line | Oro Loma-El Nido 115kV Line | Oro Loma-El Nido 115kV Line |  | 0 | 0 | 0 | 0 | 0 | 0 | 393.8 | 465.3 | 245.4626 | Oro Loma-El Nido 115kV Line | Oro Loma-El Nido 115kV Line | Oro Loma-El Nido 115kV Line |  | 1 | 1 | NO | 1 | 1 | 1 | NO | 1
SCE Metro | HarborGen | 230 | 0 | 0 | 0 | 0 | 0 | 0 | 0 | 0 | 0 | 1 | 0 | 0 | 0 | 0 | 0 | 0 | 0 | 0 | 0 | 0 | 0 | 0 | 0 | 0 | 0 | 0 | 0 | 0 | 0 | 0 | 0 | 0 | 0 | 0 | 0 | 0 | 0 | 0 | 0 | 0 | 0 | 0 | 0 | 0 | 0 | 0 | 0 | 0 | 0 | 0 | 0 | 0 | 0 | 0 | 0 | 0 | 0 | 0 | 0 | 0 | 0 | 0 | 0 | 0 | 0 | 0 | 0 | 0 | 0 | 0 | 0 | 0 | 0 | 0 | 0 | 0 | 0 | 0 | 0 | 0 | 0 | 0 | 0 | 0 | 0 | 0 | 0 | 0 | 0 | 0 | 0 | 0 | 0 | 0 | 0 | 0 | 0 | 0 |  | 0 | 0 | 0 | 0 | 0 | 0 | 0 | 0 | 0 | 0 | 0 | 0 | 0 | 0 | 0 | 0 | 0 | 0 | 0 | 0 | 0 | 0 | 0 | 0 | 0 | 0 | 0 | 0 | 0 | 0 | 0 | 0 | 0 | 0 | 0 | 0 | 9741.6 | 11376.2 | 14050.5055 | SCE Metro Area Default Constraint | SCE Metro Area Default Constraint | SCE Metro Area Default Constraint |  | 0 | 0 | 0 | 0 | 0 | 0 | 9741.6 | 11376.2 | 14050.5055 | SCE Metro Area Default Constraint | SCE Metro Area Default Constraint | SCE Metro Area Default Constraint |  | 1 | 1 | NO | 1 | 1 | 1 | NO | 1
PG&E NGBA | Harris | 60 | 0 | 0 | 0 | 0 | 0 | 0 | 0 | 0 | 0 | 0 | 0 | 0 | 0 | 0 | 0 | 0 | 0 | 0 | 0 | 0 | 0 | 0 | 0 | 0 | 0 | 0 | 0 | 0 | 0 | 0 | 0 | 0 | 0 | 0 | 0 | 0 | 0 | 0 | 0 | 1 | 0 | 0 | 0 | 0 | 0 | 0 | 0 | 0 | 0 | 0 | 0 | 0 | 0 | 0 | 0 | 0 | 0 | 0 | 0 | 0 | 0 | 0 | 0 | 0 | 0 | 0 | 0 | 0 | 0 | 0 | 0 | 0 | 0 | 0 | 0 | 0 | 0 | 0 | 0 | 0 | 0 | 0 | 0 | 0 | 0 | 0 | 0 | 0 | 0 | 0 | 0 | 0 | 0 | 0 | 0 | 0 | 0 | 0 |  | 0 | 0 | 0 | 0 | 0 | 0 | 0 | 0 | 0 | 0 | 0 | 0 | 0 | 0 | 0 | 0 | 0 | 0 | 0 | 0 | 0 | 0 | 0 | 0 | 0 | 0 | 0 | 0 | 0 | 0 | 0 | 0 | 0 | 0 | 0 | 0 | 804.745 | 2035.936 | 6892.2328 | Collinsville-Tesla 500 kV Line | Collinsville-Tesla 500 kV Line | Collinsville-Tesla 500 kV Line |  | 0 | 0 | 0 | 0 | 0 | 0 | 804.745 | 2035.936 | 6892.2328 | Collinsville-Tesla 500 kV Line | Collinsville-Tesla 500 kV Line | Collinsville-Tesla 500 kV Line |  | 1 | 1 | NO | 1 | 1 | 1 | NO | 1
EOP | Harry Allen | 500 | 0 | 0 | 0 | 0 | 0 | 0 | 0 | 0 | 0 | 0 | 0 | 0 | 0 | 0 | 0 | 0 | 0 | 0 | 0 | 0 | 0 | 0 | 0 | 1 | 1 | 0 | 0 | 0 | 0 | 0 | 0 | 0 | 0 | 0 | 0 | 0 | 0 | 0 | 0 | 0 | 0 | 0 | 0 | 0 | 0 | 0 | 0 | 0 | 0 | 0 | 0 | 0 | 0 | 0 | 0 | 0 | 0 | 0 | 0 | 0 | 0 | 0 | 0 | 0 | 0 | 0 | 0 | 0 | 0 | 0 | 0 | 0 | 0 | 0 | 0 | 0 | 0 | 0 | 0 | 0 | 0 | 0 | 0 | 0 | 0 | 0 | 0 | 0 | 0 | 0 | 0 | 0 | 0 | 0 | 0 | 0 | 0 | 1 |  | 0 | 0 | 0 | 0 | 0 | 0 | 0 | 0 | 0 | 0 | 0 | 0 | 0 | 0 | 0 | 0 | 0 | 0 | 0 | 1100 | 0 | 0 | 0 | 0 | 0 | 0 | 0 | 0 | 0 | 1 | 1 | 0 | 0 | 0 | 0 | 0 | -298.255 | 1732.37 | 2665.66 | Lugo - Victorville area constraint | Sloan Canyon - Eldorado 500 kV constraint | Sloan Canyon - Eldorado 500 kV constraint |  | 0 | 0 | 0 | 0 | 0 | 0 | 1081.97 | 1732.37 | 2665.66 | Sloan Canyon - Eldorado 500 kV constraint | Sloan Canyon - Eldorado 500 kV constraint | Sloan Canyon - Eldorado 500 kV constraint |  | 5 | 1 | YES | 2 | 1 | 1 | NO | 1
PG&E NGBA | Hartley | 60 | 0 | 0 | 0 | 0 | 0 | 0 | 0 | 0 | 0 | 0 | 0 | 0 | 0 | 0 | 0 | 0 | 0 | 0 | 0 | 0 | 0 | 0 | 0 | 0 | 0 | 0 | 0 | 0 | 0 | 0 | 0 | 0 | 0 | 0 | 0 | 0 | 0 | 0 | 0 | 1 | 0 | 0 | 0 | 0 | 0 | 0 | 0 | 0 | 0 | 0 | 0 | 0 | 1 | 0 | 0 | 0 | 0 | 0 | 0 | 0 | 0 | 0 | 0 | 0 | 0 | 0 | 1 | 0 | 0 | 0 | 0 | 0 | 0 | 0 | 0 | 0 | 0 | 0 | 0 | 0 | 0 | 0 | 0 | 0 | 0 | 0 | 0 | 0 | 0 | 0 | 0 | 0 | 0 | 0 | 0 | 0 | 0 | 1 |  | 0 | 0 | 0 | 0 | 0 | 0 | 0 | 0 | 0 | 0 | 0 | 0 | 0 | 0 | 0 | 0 | 0 | 0 | 0 | 0 | 0 | 0 | 0 | 0 | 0 | 0 | 0 | 0 | 0 | 0 | 1 | 0 | 0 | 0 | 0 | 0 | -219.475 | 108.573 | 1029.902 | Birds Landing-Contra Costa 230kV Line | Birds Landing-Contra Costa 230kV Line | Birds Landing-Contra Costa 230kV Line |  | 0 | 0 | 0 | 0 | 0 | 0 | 804.745 | 1874.573 | 1029.902 | Collinsville-Tesla 500 kV Line | Birds Landing-Contra Costa 230kV Line | Birds Landing-Contra Costa 230kV Line |  | 5 | 1 | YES | 2 | 1 | 1 | NO | 1
SCE NOL | Harvard | 115 | 0 | 0 | 0 | 0 | 0 | 0 | 0 | 0 | 0 | 0 | 0 | 1 | 1 | 1 | 0 | 0 | 0 | 0 | 0 | 0 | 0 | 0 | 0 | 0 | 0 | 0 | 0 | 0 | 0 | 0 | 0 | 0 | 0 | 0 | 0 | 0 | 0 | 0 | 0 | 0 | 0 | 0 | 0 | 0 | 0 | 0 | 0 | 0 | 0 | 0 | 0 | 0 | 0 | 0 | 0 | 0 | 0 | 0 | 0 | 0 | 0 | 0 | 0 | 0 | 0 | 0 | 0 | 0 | 0 | 0 | 0 | 0 | 0 | 0 | 0 | 0 | 0 | 0 | 0 | 0 | 0 | 0 | 0 | 0 | 0 | 0 | 0 | 0 | 0 | 0 | 0 | 0 | 0 | 0 | 0 | 0 | 0 | 3 |  | 0 | 0 | 0 | 0 | 0 | 0 | 0 | 0 | 0 | 0 | 0 | 0 | 0 | 0 | 0 | 0 | 0 | 0 | 0 | 0 | 0 | 0 | 0 | 0 | 0 | 0 | 0 | 0 | 0 | 0 | 0 | 2 | 0 | 2 | 0 | 0 | -0.23 | -8.3 | 880.3938 | South of Kramer Area Constraint | South of Kramer Area Constraint | South of Kramer Area Constraint |  | 0 | 2 | 0 | 2 | 0 | 0 | -0.23 | -8.3 | 880.3938 | South of Kramer Area Constraint | South of Kramer Area Constraint | South of Kramer Area Constraint |  | 3 | 3 | NO | 3 | 1 | 1 | NO | 1
SDGE | Hassayampa | 500 | 0 | 0 | 0 | 0 | 0 | 0 | 0 | 0 | 0 | 0 | 0 | 0 | 0 | 0 | 0 | 0 | 0 | 1 | 0 | 0 | 0 | 0 | 0 | 0 | 1 | 0 | 0 | 0 | 0 | 0 | 0 | 1 | 0 | 0 | 0 | 0 | 0 | 0 | 0 | 0 | 0 | 0 | 0 | 0 | 0 | 0 | 0 | 0 | 0 | 0 | 0 | 0 | 0 | 0 | 0 | 0 | 0 | 0 | 0 | 0 | 0 | 0 | 0 | 0 | 0 | 0 | 0 | 0 | 0 | 0 | 0 | 0 | 0 | 0 | 0 | 0 | 0 | 0 | 0 | 0 | 0 | 0 | 0 | 0 | 0 | 0 | 0 | 0 | 0 | 0 | 0 | 0 | 0 | 0 | 0 | 0 | 0 | 2 |  | 0 | 0 | 0 | 0 | 0 | 0 | 0 | 0 | 0 | 0 | 0 | 0 | 0 | 0 | 0 | 0 | 0 | 0 | 0 | 0 | 0 | 0 | 0 | 0 | 172 | 160 | 95 | 0 | 0 | 1 | 1 | 0 | 0 | 0 | 0 | 0 | -298.255 | 2769.905 | 4753.535 | Lugo - Victorville area constraint | East of Miguel constraint | Devers-Red Bluff Constraint |  | 0 | 0 | 0 | 0 | 0 | 0 | 2227.33 | 2769.905 | 4753.535 | East of Miguel constraint | East of Miguel constraint | Devers-Red Bluff Constraint |  | 5 | 1 | YES | 2 | 1 | 1 | NO | 1
PG&E FRESNO | Helm | 230 | 0 | 0 | 0 | 0 | 0 | 0 | 0 | 0 | 0 | 0 | 0 | 0 | 0 | 0 | 0 | 0 | 0 | 0 | 0 | 0 | 0 | 0 | 0 | 0 | 0 | 0 | 0 | 0 | 0 | 0 | 0 | 0 | 0 | 0 | 0 | 0 | 0 | 0 | 0 | 0 | 0 | 0 | 0 | 0 | 0 | 1 | 0 | 0 | 0 | 0 | 0 | 0 | 0 | 0 | 0 | 0 | 0 | 0 | 0 | 0 | 0 | 0 | 0 | 0 | 0 | 0 | 0 | 0 | 0 | 0 | 0 | 0 | 0 | 0 | 0 | 0 | 0 | 0 | 1 | 1 | 0 | 1 | 0 | 0 | 0 | 1 | 0 | 0 | 0 | 1 | 0 | 0 | 0 | 0 | 0 | 0 | 0 | 1 |  | 0 | 0 | 0 | 0 | 0 | 0 | 0 | 0 | 0 | 0 | 0 | 0 | 0 | 0 | 0 | 0 | 0 | 0 | 0 | 0 | 0 | 0 | 0 | 0 | 0 | 0 | 0 | 0 | 0 | 0 | 2 | 0 | 1 | 0 | 0 | 0 | -1070.2 | -530.5 | 898.7076 | Borden-Storey #1 230kV line | Borden-Storey #1 230kV line | Borden-Storey #1 230kV line |  | 0 | 0 | 0 | 0 | 0 | 0 | 31.0685 | 716.5 | 2550.9252 | Bellota-Weber 230kV line | Borden-Storey #1 230kV line | Gates 500/230kV TB #12 |  | 5 | 1 | YES | 2 | 1 | 1 | NO | 1
PG&E FRESNO | Helm | 70 | 0 | 0 | 0 | 0 | 0 | 0 | 0 | 0 | 0 | 0 | 0 | 0 | 0 | 0 | 0 | 0 | 0 | 0 | 0 | 0 | 0 | 0 | 0 | 0 | 0 | 0 | 0 | 0 | 0 | 0 | 0 | 0 | 0 | 0 | 0 | 0 | 0 | 0 | 0 | 0 | 0 | 0 | 0 | 0 | 0 | 0 | 0 | 0 | 0 | 0 | 0 | 0 | 0 | 0 | 0 | 0 | 0 | 0 | 0 | 0 | 0 | 0 | 0 | 0 | 0 | 0 | 0 | 0 | 0 | 0 | 0 | 0 | 0 | 0 | 0 | 0 | 0 | 0 | 0 | 1 | 0 | 1 | 0 | 0 | 0 | 1 | 0 | 0 | 0 | 0 | 0 | 1 | 0 | 0 | 0 | 0 | 0 | 1 |  | 0 | 0 | 0 | 0 | 0 | 0 | 0 | 0 | 0 | 0 | 0 | 0 | 0 | 0 | 0 | 0 | 0 | 0 | 0 | 0 | 0 | 0 | 0 | 0 | 0 | 25 | 0 | 10 | 0 | 1 | 0 | 0 | 0 | 0 | 0 | 0 | 0.25 | 15.95 | 89.95 | Helm 230/70kV TB #1 | Helm 230/70kV TB #1 | Helm 230/70kV TB #1 |  | 0 | 0 | 0 | 0 | 0 | 0 | 0.25 | 15.95 | 89.95 | Helm 230/70kV TB #1 | Helm 230/70kV TB #1 | Helm 230/70kV TB #1 |  | 1 | 1 | NO | 1 | 1 | 1 | NO | 1
PG&E FRESNO | Henrietta | 115 | 0 | 0 | 0 | 0 | 0 | 0 | 0 | 0 | 0 | 0 | 0 | 0 | 0 | 0 | 0 | 0 | 0 | 0 | 0 | 0 | 0 | 0 | 0 | 0 | 0 | 0 | 0 | 0 | 0 | 0 | 0 | 0 | 0 | 0 | 0 | 0 | 0 | 0 | 0 | 0 | 0 | 0 | 0 | 0 | 0 | 0 | 0 | 0 | 0 | 0 | 0 | 0 | 0 | 0 | 0 | 0 | 0 | 0 | 0 | 0 | 0 | 0 | 0 | 0 | 0 | 0 | 0 | 0 | 1 | 0 | 0 | 0 | 0 | 0 | 0 | 0 | 0 | 0 | 0 | 1 | 0 | 1 | 0 | 0 | 0 | 1 | 0 | 0 | 0 | 0 | 0 | 0 | 0 | 0 | 0 | 0 | 0 | 1 |  | 0 | 0 | 0 | 0 | 0 | 0 | 0 | 0 | 0 | 0 | 0 | 0 | 0 | 0 | 0 | 0 | 0 | 0 | 0 | 0 | 0 | 0 | 0 | 0 | 0 | 0 | 0 | 0 | 0 | 0 | 0 | 0 | 0 | 0 | 0 | 0 | 812.7 | 1353.05 | 971.9293 | Tranquility-Helm 230kV Line | Gates-Arco 230 kV Line | Gates-Arco 230 kV Line |  | 0 | 0 | 0 | 0 | 0 | 0 | 812.7 | 1353.05 | 971.9293 | Tranquility-Helm 230kV Line | Gates-Arco 230 kV Line | Gates-Arco 230 kV Line |  | 1 | 1 | NO | 1 | 1 | 1 | NO | 1
PG&E FRESNO | Henrietta | 230 | 0 | 0 | 0 | 0 | 0 | 0 | 0 | 0 | 0 | 0 | 0 | 0 | 0 | 0 | 0 | 0 | 0 | 0 | 0 | 0 | 0 | 0 | 0 | 0 | 0 | 0 | 0 | 0 | 0 | 0 | 0 | 0 | 0 | 0 | 0 | 0 | 0 | 0 | 0 | 0 | 0 | 0 | 0 | 0 | 0 | 0 | 0 | 0 | 0 | 0 | 0 | 0 | 0 | 0 | 0 | 0 | 0 | 0 | 0 | 0 | 0 | 0 | 0 | 0 | 0 | 0 | 0 | 0 | 1 | 0 | 0 | 0 | 0 | 0 | 0 | 0 | 0 | 0 | 0 | 1 | 0 | 1 | 0 | 0 | 0 | 0 | 0 | 0 | 0 | 0 | 0 | 0 | 0 | 0 | 0 | 0 | 0 | 0 |  | 0 | 0 | 0 | 0 | 0 | 0 | 0 | 0 | 0 | 0 | 0 | 0 | 0 | 0 | 0 | 0 | 0 | 0 | 0 | 0 | 0 | 0 | 0 | 0 | 0 | 0 | 0 | 0 | 0 | 0 | 0 | 0 | 0 | 0 | 0 | 0 | 812.7 | 1353.05 | 971.9293 | Tranquility-Helm 230kV Line | Gates-Arco 230 kV Line | Gates-Arco 230 kV Line |  | 0 | 0 | 0 | 0 | 0 | 0 | 812.7 | 1353.05 | 971.9293 | Tranquility-Helm 230kV Line | Gates-Arco 230 kV Line | Gates-Arco 230 kV Line |  | 1 | 1 | NO | 1 | 1 | 1 | NO | 1
PG&E FRESNO | Henrietta | 70 | 0 | 0 | 0 | 0 | 0 | 0 | 0 | 0 | 0 | 0 | 0 | 0 | 0 | 0 | 0 | 0 | 0 | 0 | 0 | 0 | 0 | 0 | 0 | 0 | 0 | 0 | 0 | 0 | 0 | 0 | 0 | 0 | 0 | 0 | 0 | 0 | 0 | 0 | 0 | 0 | 0 | 0 | 0 | 0 | 0 | 1 | 0 | 0 | 0 | 0 | 0 | 0 | 0 | 0 | 0 | 0 | 0 | 0 | 0 | 0 | 0 | 0 | 0 | 0 | 0 | 0 | 0 | 0 | 0 | 0 | 0 | 0 | 0 | 0 | 0 | 0 | 0 | 0 | 1 | 0 | 0 | 1 | 0 | 0 | 0 | 1 | 0 | 0 | 0 | 1 | 0 | 0 | 0 | 0 | 1 | 0 | 0 | 1 |  | 0 | 0 | 0 | 0 | 0 | 0 | 0 | 0 | 0 | 0 | 0 | 0 | 0 | 0 | 0 | 0 | 0 | 0 | 0 | 0 | 0 | 0 | 0 | 3 | 0 | 0 | 173.2 | 0 | 0 | 1 | 2 | 0 | 1 | 0 | 0 | 0 | -1070.2 | -530.5 | 898.7076 | Borden-Storey #1 230kV line | Borden-Storey #1 230kV line | Borden-Storey #1 230kV line |  | 0 | 0 | 0 | 0 | 0 | 0 | 31.0685 | 716.5 | 1602.5731 | Bellota-Weber 230kV line | Borden-Storey #1 230kV line | Mustang-Henrietta 230 kV line |  | 5 | 1 | YES | 2 | 1 | 1 | NO | 1
PG&E FRESNO | Herndon | 115 | 0 | 0 | 0 | 0 | 0 | 0 | 0 | 0 | 0 | 0 | 0 | 0 | 0 | 0 | 0 | 0 | 0 | 0 | 0 | 0 | 0 | 0 | 0 | 0 | 0 | 0 | 0 | 0 | 0 | 0 | 0 | 0 | 0 | 0 | 0 | 0 | 0 | 0 | 0 | 0 | 0 | 0 | 0 | 0 | 0 | 0 | 0 | 0 | 0 | 0 | 0 | 0 | 0 | 0 | 0 | 0 | 0 | 0 | 0 | 0 | 0 | 0 | 0 | 0 | 0 | 0 | 0 | 0 | 0 | 0 | 0 | 0 | 0 | 0 | 0 | 0 | 0 | 0 | 0 | 1 | 0 | 1 | 1 | 1 | 0 | 1 | 0 | 1 | 0 | 0 | 0 | 0 | 1 | 0 | 0 | 0 | 0 | 1 |  | 0 | 0 | 0 | 0 | 0 | 0 | 0 | 0 | 0 | 0 | 0 | 0 | 0 | 0 | 0 | 0 | 0 | 0 | 0 | 0 | 0 | 0 | 0 | 0 | 0 | 0 | 0 | 0 | 0 | 0 | 1 | 0 | 1 | 0 | 0 | 0 | -617.4 | -294 | 245.4626 | Chowchilla-Le grand 115kV Line | Chowchilla-Le grand 115kV Line | Oro Loma-El Nido 115kV Line |  | 0 | 0 | 0 | 0 | 0 | 0 | 393.8 | 465.3 | 245.4626 | Oro Loma-El Nido 115kV Line | Oro Loma-El Nido 115kV Line | Oro Loma-El Nido 115kV Line |  | 5 | 1 | YES | 2 | 1 | 1 | NO | 1
PG&E FRESNO | Herndon | 230 | 0 | 0 | 0 | 0 | 0 | 0 | 0 | 0 | 0 | 0 | 0 | 0 | 0 | 0 | 0 | 0 | 0 | 0 | 0 | 0 | 0 | 0 | 0 | 0 | 0 | 0 | 0 | 0 | 0 | 0 | 0 | 0 | 0 | 0 | 0 | 0 | 0 | 0 | 0 | 0 | 0 | 0 | 0 | 0 | 0 | 0 | 0 | 0 | 0 | 0 | 0 | 0 | 0 | 0 | 0 | 0 | 0 | 0 | 0 | 1 | 0 | 0 | 0 | 0 | 0 | 0 | 0 | 0 | 0 | 0 | 0 | 0 | 0 | 0 | 0 | 0 | 0 | 0 | 0 | 1 | 0 | 1 | 1 | 1 | 0 | 1 | 0 | 1 | 0 | 0 | 0 | 0 | 1 | 0 | 0 | 0 | 0 | 1 |  | 0 | 1.9 | 0 | 0 | 0 | 0 | 0 | 0 | 0 | 0 | 0 | 0 | 0 | 0 | 1 | 0 | 1.9 | 0 | 0 | 0 | 0 | 0 | 0 | 0 | 0 | 0 | 0 | 0 | 0 | 1 | 1 | 0 | 1 | 0 | 0 | 0 | -617.4 | -294 | 245.4626 | Chowchilla-Le grand 115kV Line | Chowchilla-Le grand 115kV Line | Oro Loma-El Nido 115kV Line |  | 0 | 0 | 0 | 0 | 0 | 0 | 393.8 | 465.3 | 245.4626 | Oro Loma-El Nido 115kV Line | Oro Loma-El Nido 115kV Line | Oro Loma-El Nido 115kV Line |  | 5 | 1 | YES | 2 | 1 | 1 | NO | 1
PG&E GBA | Hicks | 230 | 0 | 0 | 0 | 0 | 0 | 0 | 0 | 0 | 0 | 0 | 0 | 0 | 0 | 0 | 0 | 0 | 0 | 0 | 0 | 0 | 0 | 0 | 0 | 0 | 0 | 0 | 0 | 0 | 0 | 0 | 0 | 0 | 0 | 0 | 0 | 0 | 0 | 0 | 0 | 0 | 0 | 0 | 0 | 0 | 0 | 0 | 0 | 0 | 0 | 0 | 0 | 0 | 1 | 0 | 0 | 0 | 0 | 0 | 0 | 1 | 0 | 0 | 0 | 0 | 0 | 0 | 0 | 0 | 0 | 0 | 0 | 0 | 0 | 0 | 0 | 0 | 0 | 0 | 0 | 0 | 0 | 0 | 0 | 0 | 0 | 0 | 0 | 0 | 0 | 0 | 0 | 0 | 0 | 0 | 0 | 0 | 1 | 1 |  | 0 | 0 | 0 | 0 | 0 | 0 | 0 | 0 | 0 | 0 | 0 | 0 | 0 | 0 | 0 | 0 | 0 | 0 | 0 | 0 | 0 | 0 | 0 | 0 | 0 | 0 | 0 | 0 | 0 | 0 | 0 | 0 | 0 | 0 | 0 | 0 | 826.3685 | 1621.76 | 4912.272 | Tesla-Bellota 230 kV line | NEW-Metcalf-Mosslanding 500kV | Tesla-Bellota 230 kV line |  | 0 | 0 | 0 | 0 | 0 | 0 | 826.3685 | 1621.76 | 4912.272 | Tesla-Bellota 230 kV line | NEW-Metcalf-Mosslanding 500kV | Tesla-Bellota 230 kV line |  | 1 | 1 | NO | 1 | 1 | 1 | NO | 1
PG&E NGBA | Higgins | 115 | 0 | 0 | 0 | 0 | 0 | 0 | 0 | 0 | 0 | 0 | 0 | 0 | 0 | 0 | 0 | 0 | 0 | 0 | 0 | 0 | 0 | 0 | 0 | 0 | 0 | 0 | 0 | 0 | 0 | 0 | 0 | 0 | 0 | 0 | 0 | 0 | 0 | 0 | 0 | 1 | 0 | 0 | 1 | 0 | 0 | 1 | 1 | 1 | 0 | 0 | 0 | 0 | 0 | 0 | 0 | 0 | 0 | 0 | 0 | 1 | 1 | 0 | 0 | 0 | 0 | 0 | 0 | 0 | 0 | 0 | 0 | 0 | 0 | 0 | 0 | 0 | 0 | 0 | 0 | 0 | 0 | 0 | 0 | 0 | 0 | 0 | 0 | 0 | 0 | 0 | 0 | 0 | 0 | 0 | 0 | 0 | 0 | 0 |  | 0 | 0 | 0 | 0 | 0 | 0 | 0 | 0 | 0 | 0 | 0 | 0 | 0 | 0 | 0 | 0 | 0 | 0 | 0 | 0 | 0 | 0 | 0 | 0 | 0 | 0 | 0 | 0 | 0 | 0 | 1 | 0 | 0 | 0 | 0 | 0 | -428.9315 | 297 | 329.548 | Bellota-Weber 230kV line | Bell-Placer 115kV Line | Bell-Placer 115kV Line |  | 0 | 0 | 0 | 0 | 0 | 0 | 31.0685 | 297 | 329.548 | Bellota-Weber 230kV line | Bell-Placer 115kV Line | Bell-Placer 115kV Line |  | 5 | 1 | YES | 2 | 1 | 1 | NO | 1
PG&E NGBA | Hilltop | 345 | 0 | 0 | 0 | 0 | 0 | 0 | 0 | 0 | 0 | 0 | 0 | 0 | 0 | 0 | 0 | 0 | 0 | 0 | 0 | 0 | 0 | 0 | 0 | 0 | 0 | 0 | 0 | 0 | 0 | 0 | 0 | 0 | 0 | 0 | 0 | 0 | 0 | 0 | 0 | 1 | 0 | 0 | 0 | 0 | 0 | 0 | 0 | 0 | 0 | 0 | 0 | 0 | 0 | 0 | 0 | 0 | 0 | 0 | 0 | 0 | 0 | 0 | 0 | 0 | 0 | 0 | 0 | 0 | 0 | 0 | 0 | 0 | 0 | 0 | 0 | 0 | 0 | 0 | 0 | 0 | 0 | 0 | 0 | 0 | 0 | 0 | 0 | 0 | 0 | 0 | 0 | 0 | 0 | 0 | 0 | 0 | 0 | 0 |  | 0 | 0 | 0 | 0 | 0 | 0 | 0 | 0 | 0 | 0 | 0 | 0 | 0 | 0 | 0 | 0 | 0 | 150 | 0 | 0 | 0 | 0 | 0 | 0 | 0 | 0 | 0 | 0 | 0 | 1 | 0 | 0 | 0 | 0 | 0 | 0 | 804.745 | 2035.936 | 6892.2328 | Collinsville-Tesla 500 kV Line | Collinsville-Tesla 500 kV Line | Collinsville-Tesla 500 kV Line |  | 0 | 0 | 0 | 0 | 0 | 0 | 804.745 | 2035.936 | 6892.2328 | Collinsville-Tesla 500 kV Line | Collinsville-Tesla 500 kV Line | Collinsville-Tesla 500 kV Line |  | 1 | 1 | NO | 1 | 1 | 1 | NO | 1
SCE Metro | Hinson | 230 | 0 | 0 | 0 | 0 | 0 | 0 | 0 | 0 | 1 | 1 | 0 | 0 | 0 | 0 | 0 | 0 | 0 | 0 | 0 | 0 | 0 | 0 | 0 | 0 | 0 | 0 | 0 | 0 | 0 | 0 | 0 | 0 | 0 | 0 | 0 | 0 | 0 | 0 | 0 | 0 | 0 | 0 | 0 | 0 | 0 | 0 | 0 | 0 | 0 | 0 | 0 | 0 | 0 | 0 | 0 | 0 | 0 | 0 | 0 | 0 | 0 | 0 | 0 | 0 | 0 | 0 | 0 | 0 | 0 | 0 | 0 | 0 | 0 | 0 | 0 | 0 | 0 | 0 | 0 | 0 | 0 | 0 | 0 | 0 | 0 | 0 | 0 | 0 | 0 | 0 | 0 | 0 | 0 | 0 | 0 | 0 | 0 | 0 |  | 0 | -5.6 | 0 | 0 | 0 | 0 | 0 | 0 | 0 | 0 | 0 | 0 | 0 | 0 | 1 | 0 | 0 | 0 | 0 | 0 | 0 | 0 | 0 | 3.08 | 0 | 0 | 455 | 0 | 0 | 1 | 0 | 0 | 0 | 0 | 0 | 0 | 2163 | 2431.5 | 3231.6408 | Hinson - Del Amo Constraint | Hinson - Del Amo Constraint | Hinson - Del Amo Constraint |  | 0 | 0 | 0 | 0 | 0 | 0 | 2163 | 2431.5 | 3231.6408 | Hinson - Del Amo Constraint | Hinson - Del Amo Constraint | Hinson - Del Amo Constraint |  | 1 | 1 | NO | 1 | 1 | 1 | NO | 1
PG&E GBA | Hollister | 115 | 0 | 0 | 0 | 0 | 0 | 0 | 0 | 0 | 0 | 0 | 0 | 0 | 0 | 0 | 0 | 0 | 0 | 0 | 0 | 0 | 0 | 0 | 0 | 0 | 0 | 0 | 0 | 0 | 0 | 0 | 0 | 0 | 0 | 0 | 0 | 0 | 0 | 0 | 0 | 0 | 0 | 0 | 0 | 0 | 0 | 0 | 0 | 0 | 0 | 0 | 0 | 0 | 0 | 0 | 0 | 1 | 0 | 0 | 0 | 1 | 0 | 0 | 0 | 0 | 1 | 0 | 0 | 0 | 0 | 0 | 0 | 0 | 0 | 0 | 0 | 0 | 0 | 0 | 0 | 0 | 0 | 0 | 0 | 0 | 0 | 0 | 0 | 0 | 0 | 0 | 0 | 0 | 0 | 0 | 0 | 0 | 1 | 0 |  | 0 | 0 | 0 | 0 | 0 | 0 | 0 | 0 | 0 | 0 | 0 | 0 | 0 | 0 | 0 | 0 | 0 | 0 | 0 | 0 | 0 | 0 | 0 | 0 | 0 | 0 | 10 | 0 | 0 | 1 | 0 | 0 | 0 | 0 | 0 | 0 | 339.9 | 359.76 | 303.18 | Morganhill-Metcalf 115kV Line | Morganhill-Metcalf 115kV Line | Morganhill-Metcalf 115kV Line |  | 0 | 0 | 0 | 0 | 0 | 0 | 339.9 | 359.76 | 303.18 | Morganhill-Metcalf 115kV Line | Morganhill-Metcalf 115kV Line | Morganhill-Metcalf 115kV Line |  | 1 | 1 | NO | 1 | 1 | 1 | NO | 1
PG&E NGBA | Homestake | 115 | 0 | 0 | 0 | 0 | 0 | 0 | 0 | 0 | 0 | 0 | 0 | 0 | 0 | 0 | 0 | 0 | 0 | 0 | 0 | 0 | 0 | 0 | 0 | 0 | 0 | 0 | 0 | 0 | 0 | 0 | 0 | 0 | 0 | 0 | 0 | 0 | 0 | 0 | 0 | 1 | 0 | 1 | 0 | 0 | 0 | 0 | 0 | 0 | 0 | 0 | 0 | 0 | 1 | 0 | 1 | 1 | 0 | 0 | 0 | 0 | 0 | 0 | 0 | 0 | 0 | 0 | 1 | 0 | 0 | 0 | 0 | 0 | 0 | 0 | 0 | 0 | 0 | 0 | 0 | 0 | 0 | 0 | 0 | 0 | 0 | 0 | 0 | 0 | 0 | 0 | 0 | 0 | 0 | 0 | 0 | 0 | 0 | 1 |  | 0 | 0 | 0 | 0 | 0 | 0 | 0 | 0 | 0 | 0 | 0 | 0 | 0 | 0 | 0 | 0 | 0 | 0 | 0 | 0 | 0 | 0 | 0 | 0 | 0 | 0 | 0 | 0 | 0 | 0 | 1 | 0 | 0 | 0 | 0 | 0 | -219.475 | 108.573 | 1029.902 | Birds Landing-Contra Costa 230kV Line | Birds Landing-Contra Costa 230kV Line | Birds Landing-Contra Costa 230kV Line |  | 0 | 0 | 0 | 0 | 0 | 0 | 401.875 | 742.923 | 1029.902 | Contra Costa- Windmaster 230 kV line | Contra Costa- Windmaster 230 kV line | Birds Landing-Contra Costa 230kV Line |  | 5 | 1 | YES | 2 | 1 | 1 | NO | 1
PG&E NGBA | Honcut | 115 | 0 | 0 | 0 | 0 | 0 | 0 | 0 | 0 | 0 | 0 | 0 | 0 | 0 | 0 | 0 | 0 | 0 | 0 | 0 | 0 | 0 | 0 | 0 | 0 | 0 | 0 | 0 | 0 | 0 | 0 | 0 | 0 | 0 | 0 | 0 | 0 | 0 | 0 | 0 | 1 | 0 | 0 | 0 | 0 | 1 | 1 | 1 | 1 | 0 | 0 | 0 | 0 | 0 | 0 | 0 | 0 | 0 | 0 | 0 | 1 | 1 | 0 | 0 | 0 | 0 | 0 | 0 | 0 | 0 | 0 | 0 | 0 | 0 | 0 | 0 | 0 | 0 | 0 | 0 | 0 | 0 | 0 | 0 | 0 | 0 | 0 | 0 | 0 | 0 | 0 | 0 | 0 | 0 | 0 | 0 | 0 | 0 | 0 |  | 0 | 0 | 0 | 0 | 0 | 0 | 0 | 0 | 0 | 0 | 0 | 0 | 0 | 0 | 0 | 0 | 0 | 0 | 0 | 0 | 0 | 0 | 0 | 0 | 0 | 0 | 0 | 0 | 0 | 0 | 1 | 0 | 0 | 0 | 0 | 0 | -428.9315 | 41.5 | 79.4556 | Bellota-Weber 230kV line | Rocklin-Pleaseant grove 115kV line | Rocklin-Pleaseant grove 115kV line |  | 0 | 0 | 0 | 0 | 0 | 0 | 31.0685 | 41.5 | 79.4556 | Bellota-Weber 230kV line | Rocklin-Pleaseant grove 115kV line | Rocklin-Pleaseant grove 115kV line |  | 5 | 1 | YES | 2 | 1 | 1 | NO | 1
SDGE | Hoodoo Wash | 500 | 0 | 0 | 0 | 0 | 0 | 0 | 0 | 0 | 0 | 0 | 0 | 0 | 0 | 0 | 0 | 0 | 0 | 0 | 0 | 0 | 0 | 0 | 0 | 0 | 1 | 0 | 0 | 0 | 0 | 0 | 0 | 1 | 1 | 0 | 0 | 0 | 0 | 0 | 0 | 0 | 0 | 0 | 0 | 0 | 0 | 0 | 0 | 0 | 0 | 0 | 0 | 0 | 0 | 0 | 0 | 0 | 0 | 0 | 0 | 0 | 0 | 0 | 0 | 0 | 0 | 0 | 0 | 0 | 0 | 0 | 0 | 0 | 0 | 0 | 0 | 0 | 0 | 0 | 0 | 0 | 0 | 0 | 0 | 0 | 0 | 0 | 0 | 0 | 0 | 0 | 0 | 0 | 0 | 0 | 0 | 0 | 0 | 2 |  | 0 | 0 | 0 | 0 | 0 | 0 | 0 | 0 | 0 | 0 | -200 | -100 | 0 | 0 | 1 | 0 | 0 | 0 | 0 | 0 | 0 | 0 | 0 | 0 | 247.5 | 479 | 447.5 | 0 | 0 | 1 | 1 | 0 | 0 | 0 | 0 | 0 | -298.255 | 2276.48 | 5295.605 | Lugo - Victorville area constraint | San Luis Rey-San Onofre 230 kV line constraint | East of Miguel constraint |  | 0 | 0 | 0 | 0 | 0 | 0 | 996.76 | 2276.48 | 5295.605 | San Luis Rey-San Onofre 230 kV line constraint | San Luis Rey-San Onofre 230 kV line constraint | East of Miguel constraint |  | 5 | 1 | YES | 2 | 1 | 1 | NO | 1
PG&E NGBA | Hopland | 115 | 0 | 0 | 0 | 0 | 0 | 0 | 0 | 0 | 0 | 0 | 0 | 0 | 0 | 0 | 0 | 0 | 0 | 0 | 0 | 0 | 0 | 0 | 0 | 0 | 0 | 0 | 0 | 0 | 0 | 0 | 0 | 0 | 0 | 0 | 0 | 0 | 0 | 0 | 0 | 1 | 0 | 0 | 0 | 0 | 0 | 0 | 0 | 0 | 0 | 0 | 0 | 0 | 1 | 0 | 0 | 0 | 0 | 0 | 0 | 0 | 0 | 0 | 0 | 0 | 0 | 0 | 1 | 0 | 0 | 0 | 0 | 0 | 0 | 0 | 0 | 0 | 0 | 0 | 0 | 0 | 0 | 0 | 0 | 0 | 0 | 0 | 0 | 0 | 0 | 0 | 0 | 0 | 0 | 0 | 0 | 0 | 0 | 1 |  | 0 | 0 | 0 | 0 | 0 | 0 | 0 | 0 | 0 | 0 | 0 | 0 | 0 | 0 | 0 | 0 | 0 | 0 | 0 | 0 | 0 | 0 | 0 | 0 | 0 | 0 | 0 | 0 | 0 | 0 | 1 | 0 | 0 | 0 | 0 | 0 | -219.475 | 108.573 | 1029.902 | Birds Landing-Contra Costa 230kV Line | Birds Landing-Contra Costa 230kV Line | Birds Landing-Contra Costa 230kV Line |  | 0 | 0 | 0 | 0 | 0 | 0 | 804.745 | 1874.573 | 1029.902 | Collinsville-Tesla 500 kV Line | Birds Landing-Contra Costa 230kV Line | Birds Landing-Contra Costa 230kV Line |  | 5 | 1 | YES | 2 | 1 | 1 | NO | 1
PG&E NGBA | Hopland | 60 | 0 | 0 | 0 | 0 | 0 | 0 | 0 | 0 | 0 | 0 | 0 | 0 | 0 | 0 | 0 | 0 | 0 | 0 | 0 | 0 | 0 | 0 | 0 | 0 | 0 | 0 | 0 | 0 | 0 | 0 | 0 | 0 | 0 | 0 | 0 | 0 | 0 | 0 | 0 | 1 | 0 | 0 | 0 | 0 | 0 | 0 | 0 | 0 | 0 | 0 | 0 | 0 | 1 | 0 | 0 | 0 | 0 | 0 | 0 | 0 | 0 | 0 | 0 | 0 | 0 | 0 | 1 | 0 | 0 | 0 | 0 | 0 | 0 | 0 | 0 | 0 | 0 | 0 | 0 | 0 | 0 | 0 | 0 | 0 | 0 | 0 | 0 | 0 | 0 | 0 | 0 | 0 | 0 | 0 | 0 | 0 | 0 | 1 |  | 0 | 0 | 0 | 0 | 0 | 0 | 0 | 0 | 0 | 0 | 0 | 0 | 0 | 0 | 0 | 0 | 0 | 0 | 0 | 0 | 0 | 0 | 0 | 0 | 0 | 0 | 0 | 0 | 0 | 0 | 1 | 0 | 0 | 0 | 0 | 0 | -219.475 | 108.573 | 1029.902 | Birds Landing-Contra Costa 230kV Line | Birds Landing-Contra Costa 230kV Line | Birds Landing-Contra Costa 230kV Line |  | 0 | 0 | 0 | 0 | 0 | 0 | 804.745 | 1874.573 | 1029.902 | Collinsville-Tesla 500 kV Line | Birds Landing-Contra Costa 230kV Line | Birds Landing-Contra Costa 230kV Line |  | 5 | 1 | YES | 2 | 1 | 1 | NO | 1
PG&E NGBA | Humboldt | 115 | 0 | 0 | 0 | 0 | 0 | 0 | 0 | 0 | 0 | 0 | 0 | 0 | 0 | 0 | 0 | 0 | 0 | 0 | 0 | 0 | 0 | 0 | 0 | 0 | 0 | 0 | 0 | 0 | 0 | 0 | 0 | 0 | 0 | 0 | 0 | 0 | 0 | 0 | 0 | 1 | 0 | 0 | 0 | 0 | 0 | 0 | 0 | 0 | 0 | 0 | 0 | 0 | 0 | 0 | 0 | 0 | 0 | 0 | 0 | 0 | 0 | 0 | 0 | 0 | 0 | 0 | 0 | 0 | 0 | 0 | 0 | 0 | 0 | 0 | 0 | 0 | 0 | 0 | 0 | 0 | 0 | 0 | 0 | 0 | 0 | 0 | 0 | 0 | 0 | 0 | 0 | 0 | 0 | 0 | 0 | 0 | 0 | 0 |  | 0 | 0 | 0 | 0 | 0 | 0 | 0 | 0 | 0 | 0 | 0 | 0 | 0 | 0 | 0 | 0 | 2.5 | 0 | 0 | 0 | 0 | 0 | 0 | 0 | 0 | 0 | 0 | 0 | 0 | 1 | 0 | 0 | 0 | 0 | 0 | 0 | 804.745 | 2035.936 | 6892.2328 | Collinsville-Tesla 500 kV Line | Collinsville-Tesla 500 kV Line | Collinsville-Tesla 500 kV Line |  | 0 | 0 | 0 | 0 | 0 | 0 | 804.745 | 2035.936 | 6892.2328 | Collinsville-Tesla 500 kV Line | Collinsville-Tesla 500 kV Line | Collinsville-Tesla 500 kV Line |  | 1 | 1 | NO | 1 | 1 | 1 | NO | 1
PG&E NGBA | Humboldt | 60 | 0 | 0 | 0 | 0 | 0 | 0 | 0 | 0 | 0 | 0 | 0 | 0 | 0 | 0 | 0 | 0 | 0 | 0 | 0 | 0 | 0 | 0 | 0 | 0 | 0 | 0 | 0 | 0 | 0 | 0 | 0 | 0 | 0 | 0 | 0 | 0 | 0 | 0 | 0 | 1 | 0 | 0 | 0 | 0 | 0 | 0 | 0 | 0 | 0 | 0 | 0 | 0 | 0 | 0 | 0 | 0 | 0 | 0 | 0 | 0 | 0 | 0 | 0 | 0 | 0 | 0 | 0 | 0 | 0 | 0 | 0 | 0 | 0 | 0 | 0 | 0 | 0 | 0 | 0 | 0 | 0 | 0 | 0 | 0 | 0 | 0 | 0 | 0 | 0 | 0 | 0 | 0 | 0 | 0 | 0 | 0 | 0 | 0 |  | 0 | 0 | 0 | 0 | 0 | 0 | 0 | 0 | 0 | 0 | 0 | 0 | 0 | 0 | 0 | 0 | 0 | 0 | 0 | 0 | 0 | 0 | 0 | 1.999 | 0 | 0 | 17.25 | 0 | 0 | 1 | 0 | 0 | 0 | 0 | 0 | 0 | 804.745 | 2035.936 | 6892.2328 | Collinsville-Tesla 500 kV Line | Collinsville-Tesla 500 kV Line | Collinsville-Tesla 500 kV Line |  | 0 | 0 | 0 | 0 | 0 | 0 | 804.745 | 2035.936 | 6892.2328 | Collinsville-Tesla 500 kV Line | Collinsville-Tesla 500 kV Line | Collinsville-Tesla 500 kV Line |  | 1 | 1 | NO | 1 | 1 | 1 | NO | 1
PG&E NGBA | Humboldt | 500 | 0 | 0 | 0 | 0 | 0 | 0 | 0 | 0 | 0 | 0 | 0 | 0 | 0 | 0 | 0 | 0 | 0 | 0 | 0 | 0 | 0 | 0 | 0 | 0 | 0 | 0 | 0 | 0 | 0 | 0 | 0 | 0 | 0 | 0 | 0 | 0 | 0 | 0 | 0 | 0 | 0 | 0 | 0 | 0 | 0 | 0 | 0 | 0 | 1 | 0 | 0 | 0 | 0 | 0 | 0 | 0 | 0 | 0 | 0 | 0 | 0 | 0 | 0 | 0 | 0 | 0 | 0 | 0 | 0 | 0 | 0 | 0 | 0 | 0 | 0 | 0 | 0 | 0 | 0 | 0 | 0 | 0 | 0 | 0 | 0 | 0 | 0 | 0 | 0 | 0 | 0 | 0 | 0 | 0 | 0 | 0 | 0 | 1 |  | 0 | 0 | 0 | 0 | 0 | 0 | 0 | 0 | 0 | 0 | 0 | 0 | 0 | 0 | 0 | 0 | 0 | 0 | 0 | 0 | 0 | 1607 | 0 | 0 | 0 | 0 | 0 | 0 | 0 | 1 | 0 | 0 | 0 | 0 | 0 | 0 | 934.05 | 1576.85 | 693 | Humboldt Offshore Wind constraint | Humboldt Offshore Wind constraint | Humboldt Offshore Wind constraint |  | 0 | 0 | 0 | 0 | 0 | 0 | 934.05 | 1576.85 | 693 | Humboldt Offshore Wind constraint | Humboldt Offshore Wind constraint | Humboldt Offshore Wind constraint |  | 1 | 1 | NO | 1 | 1 | 1 | NO | 1
SCE Metro | Huntington Beach | 230 | 0 | 0 | 0 | 0 | 0 | 0 | 0 | 0 | 0 | 1 | 0 | 0 | 0 | 0 | 0 | 0 | 0 | 0 | 0 | 0 | 0 | 0 | 0 | 0 | 0 | 0 | 0 | 0 | 0 | 0 | 0 | 0 | 0 | 0 | 0 | 0 | 0 | 0 | 0 | 0 | 0 | 0 | 0 | 0 | 0 | 0 | 0 | 0 | 0 | 0 | 0 | 0 | 0 | 0 | 0 | 0 | 0 | 0 | 0 | 0 | 0 | 0 | 0 | 0 | 0 | 0 | 0 | 0 | 0 | 0 | 0 | 0 | 0 | 0 | 0 | 0 | 0 | 0 | 0 | 0 | 0 | 0 | 0 | 0 | 0 | 0 | 0 | 0 | 0 | 0 | 0 | 0 | 0 | 0 | 0 | 0 | 0 | 0 |  | 0 | 0 | 0 | 0 | 0 | 0 | 0 | 0 | 0 | 0 | 0 | 0 | 0 | 0 | 0 | 0 | 0 | 0 | 0 | 0 | 0 | 0 | 0 | 0 | 0 | 0 | 0 | 0 | 0 | 0 | 0 | 0 | 0 | 0 | 0 | 0 | 9741.6 | 11376.2 | 14050.5055 | SCE Metro Area Default Constraint | SCE Metro Area Default Constraint | SCE Metro Area Default Constraint |  | 0 | 0 | 0 | 0 | 0 | 0 | 9741.6 | 11376.2 | 14050.5055 | SCE Metro Area Default Constraint | SCE Metro Area Default Constraint | SCE Metro Area Default Constraint |  | 1 | 1 | NO | 1 | 1 | 1 | NO | 1
PG&E NGBA | Ignacio | 115 | 0 | 0 | 0 | 0 | 0 | 0 | 0 | 0 | 0 | 0 | 0 | 0 | 0 | 0 | 0 | 0 | 0 | 0 | 0 | 0 | 0 | 0 | 0 | 0 | 0 | 0 | 0 | 0 | 0 | 0 | 0 | 0 | 0 | 0 | 0 | 0 | 0 | 0 | 0 | 1 | 0 | 0 | 0 | 0 | 0 | 0 | 0 | 0 | 0 | 0 | 0 | 0 | 1 | 1 | 1 | 1 | 0 | 0 | 0 | 1 | 0 | 0 | 0 | 0 | 0 | 1 | 0 | 0 | 0 | 0 | 0 | 0 | 0 | 0 | 0 | 0 | 0 | 0 | 0 | 0 | 0 | 0 | 0 | 0 | 0 | 0 | 0 | 0 | 0 | 0 | 0 | 0 | 0 | 0 | 0 | 0 | 0 | 1 |  | 0 | 0 | 0 | 0 | 0 | 0 | 0 | 0 | 0 | 0 | 0 | 0 | 0 | 0 | 0 | 0 | 0.65 | 0 | 0 | 0 | 0 | 0 | 0 | 0 | 0 | 0 | 0 | 0 | 0 | 1 | 1 | 0 | 1 | 0 | 0 | 0 | -763.325 | -136.609 | 3610.786 | Windmaster-Delta pumps 230 kV line | Windmaster-Delta pumps 230 kV line | Contra Costa- Windmaster 230 kV line |  | 0 | 0 | 0 | 0 | 0 | 0 | 401.875 | 742.923 | 3610.786 | Contra Costa- Windmaster 230 kV line | Contra Costa- Windmaster 230 kV line | Contra Costa- Windmaster 230 kV line |  | 5 | 1 | YES | 2 | 1 | 1 | NO | 1
PG&E NGBA | Ignacio | 230 | 0 | 0 | 0 | 0 | 0 | 0 | 0 | 0 | 0 | 0 | 0 | 0 | 0 | 0 | 0 | 0 | 0 | 0 | 0 | 0 | 0 | 0 | 0 | 0 | 0 | 0 | 0 | 0 | 0 | 0 | 0 | 0 | 0 | 0 | 0 | 0 | 0 | 0 | 0 | 1 | 0 | 0 | 0 | 0 | 0 | 0 | 0 | 0 | 0 | 0 | 0 | 0 | 1 | 0 | 0 | 0 | 0 | 0 | 0 | 0 | 0 | 0 | 0 | 0 | 0 | 0 | 1 | 0 | 0 | 0 | 0 | 0 | 0 | 0 | 0 | 0 | 0 | 0 | 0 | 0 | 0 | 0 | 0 | 0 | 0 | 0 | 0 | 0 | 0 | 0 | 0 | 0 | 0 | 0 | 0 | 0 | 0 | 1 |  | 0 | 0 | 0 | 0 | 0 | 0 | 0 | 0 | 0 | 0 | 0 | 0 | 0 | 0 | 0 | 0 | 0 | 0 | 0 | 0 | 0 | 0 | 0 | 0 | 0 | 0 | 0 | 0 | 0 | 0 | 1 | 0 | 0 | 0 | 0 | 0 | -219.475 | 108.573 | 1029.902 | Birds Landing-Contra Costa 230kV Line | Birds Landing-Contra Costa 230kV Line | Birds Landing-Contra Costa 230kV Line |  | 0 | 0 | 0 | 0 | 0 | 0 | 804.745 | 1874.573 | 1029.902 | Collinsville-Tesla 500 kV Line | Birds Landing-Contra Costa 230kV Line | Birds Landing-Contra Costa 230kV Line |  | 5 | 1 | YES | 2 | 1 | 1 | NO | 1
PG&E NGBA | Ignacio | 60 | 0 | 0 | 0 | 0 | 0 | 0 | 0 | 0 | 0 | 0 | 0 | 0 | 0 | 0 | 0 | 0 | 0 | 0 | 0 | 0 | 0 | 0 | 0 | 0 | 0 | 0 | 0 | 0 | 0 | 0 | 0 | 0 | 0 | 0 | 0 | 0 | 0 | 0 | 0 | 1 | 0 | 0 | 0 | 0 | 0 | 0 | 0 | 0 | 0 | 0 | 0 | 0 | 1 | 0 | 0 | 0 | 0 | 0 | 0 | 0 | 0 | 0 | 0 | 0 | 0 | 0 | 1 | 0 | 0 | 0 | 0 | 0 | 0 | 0 | 0 | 0 | 0 | 0 | 0 | 0 | 0 | 0 | 0 | 0 | 0 | 0 | 0 | 0 | 0 | 0 | 0 | 0 | 0 | 0 | 0 | 0 | 0 | 1 |  | 0 | 0 | 0 | 0 | 0 | 0 | 0 | 0 | 0 | 0 | 0 | 0 | 0 | 0 | 0 | 0 | 0 | 0 | 0 | 0 | 0 | 0 | 0 | 0 | 0 | 0 | 0 | 0 | 0 | 0 | 1 | 0 | 0 | 0 | 0 | 0 | -219.475 | 108.573 | 1029.902 | Birds Landing-Contra Costa 230kV Line | Birds Landing-Contra Costa 230kV Line | Birds Landing-Contra Costa 230kV Line |  | 0 | 0 | 0 | 0 | 0 | 0 | 804.745 | 1874.573 | 1029.902 | Collinsville-Tesla 500 kV Line | Birds Landing-Contra Costa 230kV Line | Birds Landing-Contra Costa 230kV Line |  | 5 | 1 | YES | 2 | 1 | 1 | NO | 1
SDGE | Imperial Beach | 69 | 0 | 0 | 0 | 0 | 0 | 0 | 0 | 0 | 0 | 0 | 0 | 0 | 0 | 0 | 0 | 0 | 0 | 0 | 0 | 0 | 0 | 0 | 0 | 0 | 0 | 0 | 0 | 0 | 0 | 0 | 1 | 0 | 1 | 0 | 0 | 1 | 1 | 0 | 0 | 0 | 0 | 0 | 0 | 0 | 0 | 0 | 0 | 0 | 0 | 0 | 0 | 0 | 0 | 0 | 0 | 0 | 0 | 0 | 0 | 0 | 0 | 0 | 0 | 0 | 0 | 0 | 0 | 0 | 0 | 0 | 0 | 0 | 0 | 0 | 0 | 0 | 0 | 0 | 0 | 0 | 0 | 0 | 0 | 0 | 0 | 0 | 0 | 0 | 0 | 0 | 0 | 0 | 0 | 0 | 0 | 0 | 0 | 4 |  | 0 | 0 | 0 | 0 | 0 | 0 | 0 | 0 | 0 | 0 | 0 | 0 | 0 | 0 | 0 | 0 | 0 | 0 | 0 | 0 | 0 | 0 | 0 | 0 | 0 | 0 | 3 | 0 | 0 | 1 | 0 | 0 | 0 | 0 | 0 | 0 | 996.76 | 1777.97 | 2217.6044 | San Luis Rey-San Onofre 230 kV line constraint | Silvergate-Old Town 230 kV constraint | Silvergate-Old Town 230 kV constraint |  | 0 | 0 | 0 | 0 | 0 | 0 | 996.76 | 1777.97 | 2217.6044 | San Luis Rey-San Onofre 230 kV line constraint | Silvergate-Old Town 230 kV constraint | Silvergate-Old Town 230 kV constraint |  | 1 | 1 | NO | 1 | 1 | 1 | NO | 1
SDGE | Imperial Valley | 230 | 0 | 0 | 0 | 0 | 0 | 0 | 0 | 0 | 0 | 0 | 0 | 0 | 0 | 0 | 0 | 0 | 0 | 0 | 0 | 0 | 0 | 0 | 0 | 0 | 0 | 0 | 0 | 0 | 1 | 0 | 1 | 1 | 1 | 0 | 0 | 1 | 1 | 0 | 0 | 0 | 0 | 0 | 0 | 0 | 0 | 0 | 0 | 0 | 0 | 0 | 0 | 0 | 0 | 0 | 0 | 0 | 0 | 0 | 0 | 0 | 0 | 0 | 0 | 0 | 0 | 0 | 0 | 0 | 0 | 0 | 0 | 0 | 0 | 0 | 0 | 0 | 0 | 0 | 0 | 0 | 0 | 0 | 0 | 0 | 0 | 0 | 0 | 0 | 0 | 0 | 0 | 0 | 0 | 0 | 0 | 0 | 0 | 6 |  | 25 | 0 | 0 | 0 | 0 | 0 | 0 | 0 | 0 | 0 | -50 | -50 | 0 | 0 | 1 | 125 | 0 | 0 | 0 | 0 | 0 | 0 | 0 | 0 | 0 | 42 | 428 | 0 | 0 | 1 | 0 | 0 | 0 | 0 | 0 | 0 | 996.76 | 1777.97 | 2217.6044 | San Luis Rey-San Onofre 230 kV line constraint | Silvergate-Old Town 230 kV constraint | Silvergate-Old Town 230 kV constraint |  | 0 | 0 | 0 | 0 | 0 | 0 | 996.76 | 1777.97 | 2217.6044 | San Luis Rey-San Onofre 230 kV line constraint | Silvergate-Old Town 230 kV constraint | Silvergate-Old Town 230 kV constraint |  | 1 | 1 | NO | 1 | 1 | 1 | NO | 1
SDGE | Imperial Valley | 500 | 0 | 0 | 0 | 0 | 0 | 0 | 0 | 0 | 0 | 0 | 0 | 0 | 0 | 0 | 0 | 0 | 0 | 0 | 0 | 0 | 0 | 0 | 0 | 0 | 0 | 0 | 0 | 0 | 1 | 0 | 1 | 1 | 1 | 0 | 0 | 1 | 1 | 0 | 0 | 0 | 0 | 0 | 0 | 0 | 0 | 0 | 0 | 0 | 0 | 0 | 0 | 0 | 0 | 0 | 0 | 0 | 0 | 0 | 0 | 0 | 0 | 0 | 0 | 0 | 0 | 0 | 0 | 0 | 0 | 0 | 0 | 0 | 0 | 0 | 0 | 0 | 0 | 0 | 0 | 0 | 0 | 0 | 0 | 0 | 0 | 0 | 0 | 0 | 0 | 0 | 0 | 0 | 0 | 0 | 0 | 0 | 0 | 6 |  | 0 | 0 | 0 | 0 | 0 | 0 | 0 | 0 | 0 | 0 | 0 | 0 | 0 | 0 | 0 | 0 | 0 | 0 | 0 | 0 | 0 | 0 | 0 | 0 | 0 | 0 | 0 | 0 | 0 | 0 | 0 | 0 | 0 | 0 | 0 | 0 | 996.76 | 1777.97 | 2217.6044 | San Luis Rey-San Onofre 230 kV line constraint | Silvergate-Old Town 230 kV constraint | Silvergate-Old Town 230 kV constraint |  | 0 | 0 | 0 | 0 | 0 | 0 | 996.76 | 1777.97 | 2217.6044 | San Luis Rey-San Onofre 230 kV line constraint | Silvergate-Old Town 230 kV constraint | Silvergate-Old Town 230 kV constraint |  | 1 | 1 | NO | 1 | 1 | 1 | NO | 1
EOP | Innovation | 138 | 0 | 0 | 0 | 0 | 0 | 0 | 0 | 0 | 0 | 0 | 0 | 0 | 0 | 0 | 0 | 0 | 0 | 0 | 0 | 0 | 0 | 0 | 1 | 1 | 1 | 0 | 0 | 0 | 0 | 0 | 0 | 0 | 0 | 0 | 0 | 0 | 0 | 0 | 0 | 0 | 0 | 0 | 0 | 0 | 0 | 0 | 0 | 0 | 0 | 0 | 0 | 0 | 0 | 0 | 0 | 0 | 0 | 0 | 0 | 0 | 0 | 0 | 0 | 0 | 0 | 0 | 0 | 0 | 0 | 0 | 0 | 0 | 0 | 0 | 0 | 0 | 0 | 0 | 0 | 0 | 0 | 0 | 0 | 0 | 0 | 0 | 0 | 0 | 0 | 0 | 0 | 0 | 0 | 0 | 0 | 0 | 0 | 2 |  | 0 | 0 | 0 | 0 | 0 | 0 | 0 | 0 | 0 | 0 | 0 | 0 | 0 | 0 | 0 | 0 | 0 | 0 | 0 | 0 | 0 | 0 | 0 | 0 | 0 | 0 | 0 | 0 | 0 | 0 | 1 | 0 | 0 | 0 | 0 | 0 | -298.255 | 1732.37 | 2601.53 | Lugo - Victorville area constraint | Sloan Canyon - Eldorado 500 kV constraint | GLW 230kV area constraint |  | 0 | 0 | 0 | 0 | 0 | 0 | 1081.97 | 1732.37 | 2601.53 | Sloan Canyon - Eldorado 500 kV constraint | Sloan Canyon - Eldorado 500 kV constraint | GLW 230kV area constraint |  | 5 | 1 | YES | 2 | 1 | 1 | NO | 1
EOP | Innovation | 230 | 0 | 0 | 0 | 0 | 0 | 0 | 0 | 0 | 0 | 0 | 0 | 0 | 0 | 0 | 0 | 0 | 0 | 0 | 0 | 0 | 0 | 0 | 1 | 1 | 1 | 0 | 0 | 0 | 0 | 0 | 0 | 0 | 0 | 0 | 0 | 0 | 0 | 0 | 0 | 0 | 0 | 0 | 0 | 0 | 0 | 0 | 0 | 0 | 0 | 0 | 0 | 0 | 0 | 0 | 0 | 0 | 0 | 0 | 0 | 0 | 0 | 0 | 0 | 0 | 0 | 0 | 0 | 0 | 0 | 0 | 0 | 0 | 0 | 0 | 0 | 0 | 0 | 0 | 0 | 0 | 0 | 0 | 0 | 0 | 0 | 0 | 0 | 0 | 0 | 0 | 0 | 0 | 0 | 0 | 0 | 0 | 0 | 2 |  | 0 | 0 | 0 | 0 | 0 | 0 | 0 | 0 | 0 | 0 | 0 | 0 | 0 | 0 | 0 | 0 | 0 | 0 | 0 | 0 | 0 | 0 | 0 | 0 | 300 | 0 | 0 | 50 | 0 | 1 | 1 | 0 | 0 | 0 | 0 | 0 | -298.255 | 1732.37 | 2601.53 | Lugo - Victorville area constraint | Sloan Canyon - Eldorado 500 kV constraint | GLW 230kV area constraint |  | 0 | 0 | 0 | 0 | 0 | 0 | 1081.97 | 1732.37 | 2601.53 | Sloan Canyon - Eldorado 500 kV constraint | Sloan Canyon - Eldorado 500 kV constraint | GLW 230kV area constraint |  | 5 | 1 | YES | 2 | 1 | 1 | NO | 1
SCE NOL | Inyokern | 115 | 0 | 0 | 0 | 0 | 0 | 0 | 0 | 0 | 0 | 0 | 0 | 1 | 1 | 1 | 0 | 0 | 0 | 0 | 0 | 0 | 0 | 0 | 0 | 0 | 0 | 0 | 0 | 0 | 0 | 0 | 0 | 0 | 0 | 0 | 0 | 0 | 0 | 0 | 0 | 0 | 0 | 0 | 0 | 0 | 0 | 0 | 0 | 0 | 0 | 0 | 0 | 0 | 0 | 0 | 0 | 0 | 0 | 0 | 0 | 0 | 0 | 0 | 0 | 0 | 0 | 0 | 0 | 0 | 0 | 0 | 0 | 0 | 0 | 0 | 0 | 0 | 0 | 0 | 0 | 0 | 0 | 0 | 0 | 0 | 0 | 0 | 0 | 0 | 0 | 0 | 0 | 0 | 0 | 0 | 0 | 0 | 0 | 3 |  | 0 | 0 | 0 | 0 | 0 | 0 | 0 | 0 | 0 | 0 | 0 | 0 | 0 | 0 | 0 | 0 | 1.5 | 0 | 0 | 0 | 0 | 0 | 0 | 0 | 0 | 31.8 | 25 | 0 | 0 | 1 | 0 | 2 | 0 | 2 | 0 | 0 | -0.23 | -8.3 | 880.3938 | South of Kramer Area Constraint | South of Kramer Area Constraint | South of Kramer Area Constraint |  | 0 | 2 | 0 | 2 | 0 | 0 | -0.23 | -8.3 | 880.3938 | South of Kramer Area Constraint | South of Kramer Area Constraint | South of Kramer Area Constraint |  | 3 | 3 | NO | 3 | 1 | 1 | NO | 1
EOP | IS Tap | 138 | 0 | 0 | 0 | 0 | 0 | 0 | 0 | 0 | 0 | 0 | 0 | 0 | 0 | 0 | 0 | 0 | 0 | 0 | 0 | 0 | 0 | 0 | 1 | 1 | 1 | 0 | 0 | 0 | 0 | 0 | 0 | 0 | 0 | 0 | 0 | 0 | 0 | 0 | 0 | 0 | 0 | 0 | 0 | 0 | 0 | 0 | 0 | 0 | 0 | 0 | 0 | 0 | 0 | 0 | 0 | 0 | 0 | 0 | 0 | 0 | 0 | 0 | 0 | 0 | 0 | 0 | 0 | 0 | 0 | 0 | 0 | 0 | 0 | 0 | 0 | 0 | 0 | 0 | 0 | 0 | 0 | 0 | 0 | 0 | 0 | 0 | 0 | 0 | 0 | 0 | 0 | 0 | 0 | 0 | 0 | 0 | 0 | 2 |  | 0 | 0 | 0 | 0 | 0 | 0 | 0 | 0 | 0 | 0 | 0 | 0 | 0 | 0 | 0 | 0 | 0 | 0 | 0 | 0 | 0 | 0 | 0 | 0 | 0 | 0 | 0 | 0 | 0 | 0 | 1 | 0 | 0 | 0 | 0 | 0 | -298.255 | 1732.37 | 2601.53 | Lugo - Victorville area constraint | Sloan Canyon - Eldorado 500 kV constraint | GLW 230kV area constraint |  | 0 | 0 | 0 | 0 | 0 | 0 | 1081.97 | 1732.37 | 2601.53 | Sloan Canyon - Eldorado 500 kV constraint | Sloan Canyon - Eldorado 500 kV constraint | GLW 230kV area constraint |  | 5 | 1 | YES | 2 | 1 | 1 | NO | 1
EOP | Ivanpah | 115 | 0 | 0 | 0 | 0 | 0 | 0 | 0 | 0 | 0 | 0 | 0 | 0 | 0 | 0 | 0 | 0 | 0 | 0 | 0 | 0 | 0 | 0 | 0 | 1 | 1 | 0 | 0 | 0 | 0 | 0 | 0 | 0 | 0 | 0 | 0 | 0 | 0 | 0 | 0 | 0 | 0 | 0 | 0 | 0 | 0 | 0 | 0 | 0 | 0 | 0 | 0 | 0 | 0 | 0 | 0 | 0 | 0 | 0 | 0 | 0 | 0 | 0 | 0 | 0 | 0 | 0 | 0 | 0 | 0 | 0 | 0 | 0 | 0 | 0 | 0 | 0 | 0 | 0 | 0 | 0 | 0 | 0 | 0 | 0 | 0 | 0 | 0 | 0 | 0 | 0 | 0 | 0 | 0 | 0 | 0 | 0 | 0 | 1 |  | 0 | 0 | 0 | 0 | 0 | 0 | 0 | 0 | 0 | 0 | 0 | 0 | 0 | 0 | 0 | 0 | 0 | 0 | 0 | 0 | 0 | 0 | 0 | 0 | 0 | 0 | 0 | 0 | 0 | 0 | 1 | 0 | 0 | 0 | 0 | 0 | -298.255 | 1732.37 | 2665.66 | Lugo - Victorville area constraint | Sloan Canyon - Eldorado 500 kV constraint | Sloan Canyon - Eldorado 500 kV constraint |  | 0 | 0 | 0 | 0 | 0 | 0 | 1081.97 | 1732.37 | 2665.66 | Sloan Canyon - Eldorado 500 kV constraint | Sloan Canyon - Eldorado 500 kV constraint | Sloan Canyon - Eldorado 500 kV constraint |  | 5 | 1 | YES | 2 | 1 | 1 | NO | 1
EOP | Ivanpah | 230 | 0 | 0 | 0 | 0 | 0 | 0 | 0 | 0 | 0 | 0 | 0 | 0 | 0 | 0 | 0 | 0 | 0 | 0 | 0 | 0 | 0 | 0 | 0 | 1 | 1 | 0 | 0 | 0 | 0 | 0 | 0 | 0 | 0 | 0 | 0 | 0 | 0 | 0 | 0 | 0 | 0 | 0 | 0 | 0 | 0 | 0 | 0 | 0 | 0 | 0 | 0 | 0 | 0 | 0 | 0 | 0 | 0 | 0 | 0 | 0 | 0 | 0 | 0 | 0 | 0 | 0 | 0 | 0 | 0 | 0 | 0 | 0 | 0 | 0 | 0 | 0 | 0 | 0 | 0 | 0 | 0 | 0 | 0 | 0 | 0 | 0 | 0 | 0 | 0 | 0 | 0 | 0 | 0 | 0 | 0 | 0 | 0 | 1 |  | 0 | 0 | 0 | 0 | 0 | 0 | 0 | 0 | 0 | 0 | 0 | 0 | 0 | 0 | 0 | 0 | 0 | 0 | 0 | 0 | 0 | 0 | 0 | 0 | 0 | 0 | 0 | 0 | 0 | 0 | 1 | 0 | 0 | 0 | 0 | 0 | -298.255 | 1732.37 | 2665.66 | Lugo - Victorville area constraint | Sloan Canyon - Eldorado 500 kV constraint | Sloan Canyon - Eldorado 500 kV constraint |  | 0 | 0 | 0 | 0 | 0 | 0 | 1081.97 | 1732.37 | 2665.66 | Sloan Canyon - Eldorado 500 kV constraint | Sloan Canyon - Eldorado 500 kV constraint | Sloan Canyon - Eldorado 500 kV constraint |  | 5 | 1 | YES | 2 | 1 | 1 | NO | 1
EOP | Jackass (DOE) | 138 | 0 | 0 | 0 | 0 | 0 | 0 | 0 | 0 | 0 | 0 | 0 | 0 | 0 | 0 | 0 | 0 | 0 | 0 | 0 | 0 | 0 | 0 | 1 | 1 | 1 | 0 | 0 | 0 | 0 | 0 | 0 | 0 | 0 | 0 | 0 | 0 | 0 | 0 | 0 | 0 | 0 | 0 | 0 | 0 | 0 | 0 | 0 | 0 | 0 | 0 | 0 | 0 | 0 | 0 | 0 | 0 | 0 | 0 | 0 | 0 | 0 | 0 | 0 | 0 | 0 | 0 | 0 | 0 | 0 | 0 | 0 | 0 | 0 | 0 | 0 | 0 | 0 | 0 | 0 | 0 | 0 | 0 | 0 | 0 | 0 | 0 | 0 | 0 | 0 | 0 | 0 | 0 | 0 | 0 | 0 | 0 | 0 | 2 |  | 0 | 0 | 0 | 0 | 0 | 0 | 0 | 0 | 0 | 0 | 0 | 0 | 0 | 0 | 0 | 0 | 0 | 0 | 0 | 0 | 0 | 0 | 0 | 0 | 0 | 0 | 0 | 0 | 0 | 0 | 1 | 0 | 0 | 0 | 0 | 0 | -298.255 | 1732.37 | 2601.53 | Lugo - Victorville area constraint | Sloan Canyon - Eldorado 500 kV constraint | GLW 230kV area constraint |  | 0 | 0 | 0 | 0 | 0 | 0 | 1081.97 | 1732.37 | 2601.53 | Sloan Canyon - Eldorado 500 kV constraint | Sloan Canyon - Eldorado 500 kV constraint | GLW 230kV area constraint |  | 5 | 1 | YES | 2 | 1 | 1 | NO | 1
PG&E NGBA | James B Black | 230 | 0 | 0 | 0 | 0 | 0 | 0 | 0 | 0 | 0 | 0 | 0 | 0 | 0 | 0 | 0 | 0 | 0 | 0 | 0 | 0 | 0 | 0 | 0 | 0 | 0 | 0 | 0 | 0 | 0 | 0 | 0 | 0 | 0 | 0 | 0 | 0 | 0 | 0 | 0 | 1 | 0 | 0 | 0 | 0 | 0 | 0 | 0 | 0 | 0 | 0 | 0 | 0 | 0 | 0 | 0 | 0 | 0 | 0 | 0 | 0 | 0 | 0 | 0 | 0 | 0 | 0 | 0 | 0 | 0 | 0 | 0 | 0 | 0 | 0 | 0 | 0 | 0 | 0 | 0 | 0 | 0 | 0 | 0 | 0 | 0 | 0 | 0 | 0 | 0 | 0 | 0 | 0 | 0 | 0 | 0 | 0 | 0 | 0 |  | 0 | 0 | 0 | 0 | 0 | 0 | 0 | 0 | 0 | 0 | 0 | 0 | 0 | 0 | 0 | 0 | 0 | 0 | 0 | 0 | 0 | 0 | 0 | 0 | 0 | 0 | 0 | 0 | 0 | 0 | 0 | 0 | 0 | 0 | 0 | 0 | 804.745 | 2035.936 | 6892.2328 | Collinsville-Tesla 500 kV Line | Collinsville-Tesla 500 kV Line | Collinsville-Tesla 500 kV Line |  | 0 | 0 | 0 | 0 | 0 | 0 | 804.745 | 2035.936 | 6892.2328 | Collinsville-Tesla 500 kV Line | Collinsville-Tesla 500 kV Line | Collinsville-Tesla 500 kV Line |  | 1 | 1 | NO | 1 | 1 | 1 | NO | 1
PG&E GBA | Jefferson | 230 | 0 | 0 | 0 | 0 | 0 | 0 | 0 | 0 | 0 | 0 | 0 | 0 | 0 | 0 | 0 | 0 | 0 | 0 | 0 | 0 | 0 | 0 | 0 | 0 | 0 | 0 | 0 | 0 | 0 | 0 | 0 | 0 | 0 | 0 | 0 | 0 | 0 | 0 | 0 | 0 | 0 | 0 | 0 | 0 | 0 | 0 | 0 | 0 | 0 | 0 | 0 | 0 | 1 | 0 | 0 | 0 | 0 | 0 | 0 | 1 | 0 | 0 | 0 | 0 | 0 | 0 | 0 | 0 | 0 | 0 | 0 | 0 | 0 | 0 | 0 | 0 | 0 | 0 | 0 | 0 | 0 | 0 | 0 | 0 | 0 | 0 | 0 | 0 | 0 | 0 | 0 | 0 | 0 | 0 | 0 | 0 | 1 | 1 |  | 0 | 0 | 0 | 0 | 0 | 0 | 0 | 0 | 0 | 0 | 0 | 0 | 0 | 0 | 0 | 0 | 0 | 0 | 0 | 0 | 0 | 0 | 0 | 0 | 0 | 0 | 0 | 0 | 0 | 0 | 0 | 0 | 0 | 0 | 0 | 0 | 826.3685 | 1621.76 | 4912.272 | Tesla-Bellota 230 kV line | NEW-Metcalf-Mosslanding 500kV | Tesla-Bellota 230 kV line |  | 0 | 0 | 0 | 0 | 0 | 0 | 826.3685 | 1621.76 | 4912.272 | Tesla-Bellota 230 kV line | NEW-Metcalf-Mosslanding 500kV | Tesla-Bellota 230 kV line |  | 1 | 1 | NO | 1 | 1 | 1 | NO | 1
PG&E NGBA | Jessup | 115 | 0 | 0 | 0 | 0 | 0 | 0 | 0 | 0 | 0 | 0 | 0 | 0 | 0 | 0 | 0 | 0 | 0 | 0 | 0 | 0 | 0 | 0 | 0 | 0 | 0 | 0 | 0 | 0 | 0 | 0 | 0 | 0 | 0 | 0 | 0 | 0 | 0 | 0 | 0 | 1 | 0 | 0 | 0 | 0 | 0 | 0 | 0 | 0 | 0 | 0 | 0 | 0 | 0 | 0 | 0 | 0 | 0 | 0 | 0 | 0 | 0 | 0 | 0 | 0 | 0 | 0 | 0 | 0 | 0 | 0 | 0 | 0 | 0 | 0 | 0 | 0 | 0 | 0 | 0 | 0 | 0 | 0 | 0 | 0 | 0 | 0 | 0 | 0 | 0 | 0 | 0 | 0 | 0 | 0 | 0 | 0 | 0 | 0 |  | 0 | 0 | 0 | 0 | 0 | 0 | 0 | 0 | 0 | 0 | 0 | 0 | 0 | 0 | 0 | 0 | 9 | 0 | 0 | 0 | 0 | 0 | 0 | 0 | 0 | 0 | 0 | 0 | 0 | 1 | 0 | 0 | 0 | 0 | 0 | 0 | 804.745 | 2035.936 | 6892.2328 | Collinsville-Tesla 500 kV Line | Collinsville-Tesla 500 kV Line | Collinsville-Tesla 500 kV Line |  | 0 | 0 | 0 | 0 | 0 | 0 | 804.745 | 2035.936 | 6892.2328 | Collinsville-Tesla 500 kV Line | Collinsville-Tesla 500 kV Line | Collinsville-Tesla 500 kV Line |  | 1 | 1 | NO | 1 | 1 | 1 | NO | 1
SCE Metro | Johanna | 230 | 0 | 0 | 0 | 0 | 0 | 0 | 0 | 0 | 0 | 1 | 0 | 0 | 0 | 0 | 0 | 0 | 0 | 0 | 0 | 0 | 0 | 0 | 0 | 0 | 0 | 0 | 0 | 0 | 0 | 0 | 0 | 0 | 0 | 0 | 0 | 0 | 0 | 0 | 0 | 0 | 0 | 0 | 0 | 0 | 0 | 0 | 0 | 0 | 0 | 0 | 0 | 0 | 0 | 0 | 0 | 0 | 0 | 0 | 0 | 0 | 0 | 0 | 0 | 0 | 0 | 0 | 0 | 0 | 0 | 0 | 0 | 0 | 0 | 0 | 0 | 0 | 0 | 0 | 0 | 0 | 0 | 0 | 0 | 0 | 0 | 0 | 0 | 0 | 0 | 0 | 0 | 0 | 0 | 0 | 0 | 0 | 0 | 0 |  | 0 | 0 | 0 | 0 | 0 | 0 | 0 | 0 | 0 | 0 | 0 | 1.4 | 0 | 0 | 1 | 0 | 0 | 0 | 0 | 0 | 0 | 0 | 0 | 0 | 0 | 0 | 41.4 | 40 | 0 | 1 | 0 | 0 | 0 | 0 | 0 | 0 | 9741.6 | 11376.2 | 14050.5055 | SCE Metro Area Default Constraint | SCE Metro Area Default Constraint | SCE Metro Area Default Constraint |  | 0 | 0 | 0 | 0 | 0 | 0 | 9741.6 | 11376.2 | 14050.5055 | SCE Metro Area Default Constraint | SCE Metro Area Default Constraint | SCE Metro Area Default Constraint |  | 1 | 1 | NO | 1 | 1 | 1 | NO | 1
SCE Eastern | Julian Hinds | 230 | 0 | 0 | 0 | 0 | 0 | 0 | 0 | 0 | 0 | 0 | 0 | 0 | 0 | 0 | 0 | 0 | 0 | 0 | 1 | 1 | 0 | 1 | 0 | 0 | 0 | 0 | 0 | 0 | 0 | 0 | 0 | 0 | 0 | 0 | 0 | 0 | 0 | 0 | 0 | 0 | 0 | 0 | 0 | 0 | 0 | 0 | 0 | 0 | 0 | 0 | 0 | 0 | 0 | 0 | 0 | 0 | 0 | 0 | 0 | 0 | 0 | 0 | 0 | 0 | 0 | 0 | 0 | 0 | 0 | 0 | 0 | 0 | 0 | 0 | 0 | 0 | 0 | 0 | 0 | 0 | 0 | 0 | 0 | 0 | 0 | 0 | 0 | 0 | 0 | 0 | 0 | 0 | 0 | 0 | 0 | 0 | 0 | 1 |  | 0 | 0 | 0 | 0 | 0 | 0 | 0 | 0 | 0 | 0 | 0 | 0 | 0 | 0 | 0 | 0 | 0 | 0 | 0 | 0 | 0 | 0 | 0 | 0 | 0 | 0 | 0 | 0 | 0 | 0 | 1 | 0 | 1 | 0 | 0 | 1 | -935 | -730 | -23.3 | Eagle Mountain Constraint | Eagle Mountain Constraint | Eagle Mountain Constraint |  | 1 | 1 | 0 | 1 | 0 | 1 | -335 | -130 | -23.3 | Eagle Mountain Constraint | Eagle Mountain Constraint | Eagle Mountain Constraint |  | 5 | 5 | NO | 5 | 3 | 3 | NO | 3
PG&E GBA | Kasson | 115 | 0 | 0 | 0 | 0 | 0 | 0 | 0 | 0 | 0 | 0 | 0 | 0 | 0 | 0 | 0 | 0 | 0 | 0 | 0 | 0 | 0 | 0 | 0 | 0 | 0 | 0 | 0 | 0 | 0 | 0 | 0 | 0 | 0 | 0 | 0 | 0 | 0 | 0 | 0 | 0 | 0 | 0 | 0 | 0 | 0 | 1 | 0 | 0 | 0 | 0 | 0 | 0 | 0 | 0 | 0 | 1 | 0 | 0 | 0 | 1 | 0 | 0 | 0 | 0 | 0 | 0 | 0 | 0 | 0 | 0 | 0 | 0 | 0 | 0 | 0 | 0 | 0 | 0 | 0 | 0 | 0 | 0 | 0 | 0 | 0 | 0 | 0 | 0 | 0 | 0 | 0 | 0 | 0 | 0 | 0 | 0 | 0 | 0 |  | 0 | 0 | 0 | 0 | 0 | 0 | 0 | 0 | 0 | 0 | 0 | 0 | 0 | 0 | 0 | 0 | 0 | 0 | 0 | 0 | 0 | 0 | 0 | 0 | 0 | 0 | 0 | 0 | 0 | 0 | 1 | 0 | 0 | 0 | 0 | 0 | -428.9315 | 397.8459 | 3191.0022 | Bellota-Weber 230kV line | Bellota-Weber 230kV line | Bellota-Weber 230kV line |  | 0 | 0 | 0 | 0 | 0 | 0 | 31.0685 | 857.8459 | 3191.0022 | Bellota-Weber 230kV line | Bellota-Weber 230kV line | Bellota-Weber 230kV line |  | 5 | 1 | YES | 2 | 1 | 1 | NO | 1
PG&E GBA | Kasson | 60 | 0 | 0 | 0 | 0 | 0 | 0 | 0 | 0 | 0 | 0 | 0 | 0 | 0 | 0 | 0 | 0 | 0 | 0 | 0 | 0 | 0 | 0 | 0 | 0 | 0 | 0 | 0 | 0 | 0 | 0 | 0 | 0 | 0 | 0 | 0 | 0 | 0 | 0 | 0 | 0 | 0 | 0 | 0 | 0 | 0 | 1 | 0 | 0 | 0 | 0 | 0 | 0 | 0 | 0 | 0 | 1 | 0 | 0 | 0 | 1 | 0 | 0 | 0 | 1 | 0 | 0 | 0 | 0 | 0 | 0 | 0 | 0 | 0 | 0 | 0 | 0 | 0 | 0 | 0 | 0 | 0 | 0 | 0 | 0 | 0 | 0 | 0 | 0 | 0 | 0 | 0 | 0 | 0 | 0 | 0 | 0 | 0 | 0 |  | 0 | 0 | 0 | 0 | 0 | 0 | 0 | 0 | 0 | 0 | 0 | 0 | 0 | 0 | 0 | 0 | 0 | 0 | 0 | 0 | 0 | 0 | 0 | 0 | 0 | 0 | 0 | 0 | 0 | 0 | 1 | 0 | 0 | 0 | 0 | 0 | -428.9315 | 137.0109 | 239.4144 | Bellota-Weber 230kV line | Tesla-Salado 115 kV line | Tesla-Salado 115 kV line |  | 0 | 0 | 0 | 0 | 0 | 0 | 31.0685 | 137.0109 | 239.4144 | Bellota-Weber 230kV line | Tesla-Salado 115 kV line | Tesla-Salado 115 kV line |  | 5 | 1 | YES | 2 | 1 | 1 | NO | 1
PG&E FRESNO | Kearney | 230 | 0 | 0 | 0 | 0 | 0 | 0 | 0 | 0 | 0 | 0 | 0 | 0 | 0 | 0 | 0 | 0 | 0 | 0 | 0 | 0 | 0 | 0 | 0 | 0 | 0 | 0 | 0 | 0 | 0 | 0 | 0 | 0 | 0 | 0 | 0 | 0 | 0 | 0 | 0 | 0 | 0 | 0 | 0 | 0 | 0 | 1 | 0 | 0 | 0 | 0 | 0 | 0 | 0 | 0 | 0 | 0 | 0 | 0 | 0 | 0 | 0 | 0 | 0 | 0 | 0 | 0 | 0 | 0 | 0 | 0 | 0 | 0 | 0 | 0 | 0 | 0 | 0 | 0 | 1 | 1 | 0 | 1 | 1 | 1 | 0 | 1 | 0 | 1 | 0 | 1 | 0 | 0 | 0 | 0 | 0 | 0 | 0 | 1 |  | 0 | 0 | 0 | 0 | 0 | 0 | 0 | 0 | 0 | 0 | 0 | 0 | 0 | 0 | 0 | 0 | 0 | 0 | 0 | 0 | 0 | 0 | 0 | 10 | 0 | 0 | 0 | 0 | 0 | 1 | 3 | 0 | 2 | 0 | 0 | 0 | -1070.2 | -530.5 | 403.9426 | Borden-Storey #1 230kV line | Borden-Storey #1 230kV line | Chowchilla-Le grand 115kV Line |  | 0 | 0 | 0 | 0 | 0 | 0 | 31.0685 | 716.5 | 949.9426 | Bellota-Weber 230kV line | Borden-Storey #1 230kV line | Chowchilla-Le grand 115kV Line |  | 5 | 1 | YES | 2 | 1 | 1 | NO | 1
PG&E FRESNO | Kearney | 70 | 0 | 0 | 0 | 0 | 0 | 0 | 0 | 0 | 0 | 0 | 0 | 0 | 0 | 0 | 0 | 0 | 0 | 0 | 0 | 0 | 0 | 0 | 0 | 0 | 0 | 0 | 0 | 0 | 0 | 0 | 0 | 0 | 0 | 0 | 0 | 0 | 0 | 0 | 0 | 0 | 0 | 0 | 0 | 0 | 0 | 1 | 0 | 0 | 0 | 0 | 0 | 0 | 0 | 0 | 0 | 0 | 0 | 0 | 0 | 0 | 0 | 0 | 0 | 0 | 0 | 0 | 0 | 0 | 0 | 0 | 0 | 0 | 0 | 0 | 0 | 0 | 0 | 0 | 1 | 0 | 0 | 1 | 1 | 1 | 1 | 1 | 0 | 1 | 1 | 1 | 0 | 0 | 1 | 0 | 0 | 0 | 0 | 2 |  | 0 | 0.5 | 0 | 0 | 0 | 0 | 0 | 0 | 0 | 0 | 0 | 0 | 0 | 0 | 1 | 0 | 0.5 | 0 | 0 | 0 | 0 | 0 | 0 | 0 | 0 | 0 | 0 | 0 | 0 | 1 | 3 | 0 | 2 | 0 | 0 | 0 | -1070.2 | -530.5 | 245.4626 | Borden-Storey #1 230kV line | Borden-Storey #1 230kV line | Oro Loma-El Nido 115kV Line |  | 0 | 0 | 0 | 0 | 0 | 0 | 31.0685 | 465.3 | 245.4626 | Bellota-Weber 230kV line | Oro Loma-El Nido 115kV Line | Oro Loma-El Nido 115kV Line |  | 5 | 1 | YES | 2 | 1 | 1 | NO | 1
PG&E GBA | Kelso | 230 | 0 | 0 | 0 | 0 | 0 | 0 | 0 | 0 | 0 | 0 | 0 | 0 | 0 | 0 | 0 | 0 | 0 | 0 | 0 | 0 | 0 | 0 | 0 | 0 | 0 | 0 | 0 | 0 | 0 | 0 | 0 | 0 | 0 | 0 | 0 | 0 | 0 | 0 | 0 | 1 | 0 | 0 | 0 | 0 | 0 | 0 | 0 | 0 | 0 | 0 | 0 | 0 | 0 | 1 | 0 | 1 | 0 | 0 | 0 | 0 | 0 | 0 | 0 | 0 | 0 | 1 | 0 | 0 | 0 | 0 | 0 | 0 | 0 | 0 | 0 | 0 | 0 | 0 | 0 | 0 | 0 | 0 | 0 | 0 | 0 | 0 | 0 | 0 | 0 | 0 | 0 | 0 | 0 | 0 | 0 | 0 | 0 | 0 |  | 0 | 0 | 0 | 0 | 0 | 0 | 0 | 0 | 0 | 0 | 0 | 0 | 0 | 0 | 0 | 0 | 0 | 80.8 | 3.45 | 0 | 0 | 0 | 0 | 0 | 0 | 0 | 0 | 0 | 0 | 1 | 1 | 0 | 1 | 0 | 0 | 0 | -763.325 | -136.609 | 4133.0695 | Windmaster-Delta pumps 230 kV line | Windmaster-Delta pumps 230 kV line | Windmaster-Delta pumps 230 kV line |  | 0 | 0 | 0 | 0 | 0 | 0 | 804.745 | 2035.936 | 4133.0695 | Collinsville-Tesla 500 kV Line | Collinsville-Tesla 500 kV Line | Windmaster-Delta pumps 230 kV line |  | 5 | 1 | YES | 2 | 1 | 1 | NO | 1
PG&E FRESNO | Kerchoff 1 | 115 | 0 | 0 | 0 | 0 | 0 | 0 | 0 | 0 | 0 | 0 | 0 | 0 | 0 | 0 | 0 | 0 | 0 | 0 | 0 | 0 | 0 | 0 | 0 | 0 | 0 | 0 | 0 | 0 | 0 | 0 | 0 | 0 | 0 | 0 | 0 | 0 | 0 | 0 | 0 | 0 | 0 | 0 | 0 | 0 | 0 | 1 | 0 | 0 | 0 | 0 | 0 | 0 | 0 | 0 | 0 | 0 | 0 | 0 | 0 | 0 | 0 | 0 | 0 | 0 | 0 | 0 | 0 | 0 | 0 | 0 | 0 | 0 | 0 | 0 | 0 | 0 | 0 | 0 | 1 | 0 | 0 | 1 | 1 | 0 | 0 | 1 | 0 | 1 | 0 | 1 | 1 | 0 | 1 | 0 | 0 | 0 | 0 | 1 |  | 0 | 0 | 0 | 0 | 0 | 0 | 0 | 0 | 0 | 0 | 0 | 0 | 0 | 0 | 0 | 0 | 2 | 0 | 0 | 0 | 0 | 0 | 0 | 0 | 0 | 0 | 0 | 0 | 0 | 1 | 2 | 0 | 1 | 0 | 0 | 0 | -1070.2 | -530.5 | 200.0276 | Borden-Storey #1 230kV line | Borden-Storey #1 230kV line | Merced 115/70kV TB#2 |  | 0 | 0 | 0 | 0 | 0 | 0 | 31.0685 | 91.2 | 200.0276 | Bellota-Weber 230kV line | Merced 115/70kV TB#2 | Merced 115/70kV TB#2 |  | 5 | 1 | YES | 2 | 1 | 1 | NO | 1
PG&E KERN | Kern Oil | 115 | 0 | 0 | 0 | 0 | 0 | 0 | 0 | 0 | 0 | 0 | 0 | 0 | 0 | 0 | 0 | 0 | 0 | 0 | 0 | 0 | 0 | 0 | 0 | 0 | 0 | 0 | 0 | 0 | 0 | 0 | 0 | 0 | 0 | 0 | 0 | 0 | 0 | 0 | 0 | 0 | 0 | 0 | 0 | 0 | 0 | 0 | 0 | 0 | 0 | 0 | 0 | 0 | 0 | 0 | 0 | 0 | 0 | 0 | 0 | 0 | 0 | 0 | 0 | 0 | 0 | 0 | 0 | 0 | 1 | 0 | 1 | 0 | 0 | 0 | 1 | 0 | 0 | 0 | 1 | 0 | 0 | 0 | 0 | 0 | 0 | 0 | 0 | 0 | 0 | 0 | 0 | 0 | 0 | 0 | 1 | 0 | 0 | 0 |  | 0 | 0 | 0 | 0 | 0 | 0 | 0 | 0 | 0 | 0 | 0 | 0 | 0 | 0 | 0 | 0 | 0 | 0 | 0 | 0 | 0 | 0 | 0 | 1 | 0 | 0 | 0 | 0 | 0 | 1 | 0 | 0 | 0 | 0 | 0 | 0 | 887.485 | 1353.05 | 971.9293 | Mustang-Henrietta 230 kV line | Gates-Arco 230 kV Line | Gates-Arco 230 kV Line |  | 0 | 0 | 0 | 0 | 0 | 0 | 887.485 | 1353.05 | 971.9293 | Mustang-Henrietta 230 kV line | Gates-Arco 230 kV Line | Gates-Arco 230 kV Line |  | 1 | 1 | NO | 1 | 1 | 1 | NO | 1
PG&E KERN | Kern PP | 115 | 0 | 0 | 0 | 0 | 0 | 0 | 0 | 0 | 0 | 0 | 0 | 0 | 0 | 0 | 0 | 0 | 0 | 0 | 0 | 0 | 0 | 0 | 0 | 0 | 0 | 0 | 0 | 0 | 0 | 0 | 0 | 0 | 0 | 0 | 0 | 0 | 0 | 0 | 0 | 0 | 0 | 0 | 0 | 0 | 0 | 0 | 0 | 0 | 0 | 0 | 0 | 0 | 0 | 0 | 0 | 0 | 0 | 0 | 0 | 0 | 0 | 0 | 0 | 0 | 0 | 0 | 0 | 0 | 1 | 0 | 1 | 0 | 0 | 0 | 0 | 0 | 0 | 0 | 1 | 1 | 0 | 0 | 0 | 0 | 0 | 0 | 0 | 0 | 0 | 0 | 0 | 0 | 0 | 0 | 1 | 0 | 0 | 0 |  | 0 | 0 | 0 | 0 | 0 | 0 | 0 | 0 | 0 | 0 | 0 | 0 | 0 | 0 | 0 | 0 | 0 | 0 | 0 | 0 | 0 | 0 | 0 | 0 | 0 | 0 | 0 | 0 | 0 | 0 | 0 | 0 | 0 | 0 | 0 | 0 | 887.485 | 1353.05 | 971.9293 | Mustang-Henrietta 230 kV line | Gates-Arco 230 kV Line | Gates-Arco 230 kV Line |  | 0 | 0 | 0 | 0 | 0 | 0 | 887.485 | 1353.05 | 971.9293 | Mustang-Henrietta 230 kV line | Gates-Arco 230 kV Line | Gates-Arco 230 kV Line |  | 1 | 1 | NO | 1 | 1 | 1 | NO | 1
PG&E KERN | Kern PP | 230 | 0 | 0 | 0 | 0 | 0 | 0 | 0 | 0 | 0 | 0 | 0 | 0 | 0 | 0 | 0 | 0 | 0 | 0 | 0 | 0 | 0 | 0 | 0 | 0 | 0 | 0 | 0 | 0 | 0 | 0 | 0 | 0 | 0 | 0 | 0 | 0 | 0 | 0 | 0 | 0 | 0 | 0 | 0 | 0 | 0 | 0 | 0 | 0 | 0 | 0 | 0 | 0 | 0 | 0 | 0 | 0 | 0 | 0 | 0 | 0 | 0 | 0 | 0 | 0 | 0 | 0 | 0 | 1 | 0 | 0 | 0 | 0 | 0 | 0 | 0 | 0 | 0 | 0 | 1 | 1 | 0 | 0 | 0 | 0 | 0 | 0 | 0 | 0 | 0 | 0 | 0 | 0 | 0 | 0 | 1 | 0 | 0 | 0 |  | 0 | 0 | 0 | 0 | 0 | 0 | 0 | 0 | 0 | 0 | 0 | 0 | 0 | 0 | 0 | 0 | 0 | 0 | 0 | 0 | 0 | 0 | 0 | 0 | 0 | 0 | 0 | 0 | 0 | 0 | 0 | 0 | 0 | 0 | 0 | 0 | 334.015 | 243.8117 | 587.675 | Cal Flat-Gates 230 kV line | Cal Flat-Gates 230 kV line | Cal Flat-Gates 230 kV line |  | 0 | 0 | 0 | 0 | 0 | 0 | 334.015 | 243.8117 | 587.675 | Cal Flat-Gates 230 kV line | Cal Flat-Gates 230 kV line | Cal Flat-Gates 230 kV line |  | 1 | 1 | NO | 1 | 1 | 1 | NO | 1
PG&E KERN | Kern PP | 70 | 0 | 0 | 0 | 0 | 0 | 0 | 0 | 0 | 0 | 0 | 0 | 0 | 0 | 0 | 0 | 0 | 0 | 0 | 0 | 0 | 0 | 0 | 0 | 0 | 0 | 0 | 0 | 0 | 0 | 0 | 0 | 0 | 0 | 0 | 0 | 0 | 0 | 0 | 0 | 0 | 0 | 0 | 0 | 0 | 0 | 0 | 0 | 0 | 0 | 0 | 0 | 0 | 0 | 0 | 0 | 0 | 0 | 0 | 0 | 0 | 0 | 0 | 0 | 0 | 0 | 0 | 0 | 1 | 1 | 0 | 0 | 0 | 0 | 0 | 0 | 0 | 0 | 0 | 0 | 1 | 0 | 0 | 0 | 0 | 0 | 0 | 0 | 0 | 0 | 0 | 0 | 0 | 0 | 0 | 0 | 0 | 0 | 0 |  | 0 | 0 | 0 | 0 | 0 | 0 | 0 | 0 | 0 | 0 | 0 | 0 | 0 | 0 | 0 | 0 | 0 | 0 | 0 | 0 | 0 | 0 | 0 | 0 | 0 | 0 | 0 | 0 | 0 | 0 | 0 | 0 | 0 | 0 | 0 | 0 | 334.015 | 243.8117 | 587.675 | Cal Flat-Gates 230 kV line | Cal Flat-Gates 230 kV line | Cal Flat-Gates 230 kV line |  | 0 | 0 | 0 | 0 | 0 | 0 | 334.015 | 243.8117 | 587.675 | Cal Flat-Gates 230 kV line | Cal Flat-Gates 230 kV line | Cal Flat-Gates 230 kV line |  | 1 | 1 | NO | 1 | 1 | 1 | NO | 1
PG&E KERN | Kernridge | 115 | 0 | 0 | 0 | 0 | 0 | 0 | 0 | 0 | 0 | 0 | 0 | 0 | 0 | 0 | 0 | 0 | 0 | 0 | 0 | 0 | 0 | 0 | 0 | 0 | 0 | 0 | 0 | 0 | 0 | 0 | 0 | 0 | 0 | 0 | 0 | 0 | 0 | 0 | 0 | 0 | 0 | 0 | 0 | 0 | 0 | 0 | 0 | 0 | 0 | 0 | 0 | 0 | 0 | 0 | 0 | 0 | 0 | 0 | 0 | 0 | 0 | 0 | 0 | 0 | 0 | 0 | 0 | 1 | 1 | 0 | 0 | 0 | 0 | 0 | 1 | 0 | 0 | 0 | 1 | 0 | 0 | 0 | 0 | 0 | 0 | 0 | 0 | 0 | 0 | 0 | 0 | 0 | 0 | 0 | 1 | 0 | 0 | 0 |  | 0 | 0 | 0 | 0 | 0 | 0 | 0 | 0 | 0 | 0 | 0 | 0 | 0 | 0 | 0 | 0 | 0 | 0 | 0 | 0 | 0 | 0 | 0 | 0 | 0 | 0 | 0 | 0 | 0 | 0 | 0 | 0 | 0 | 0 | 0 | 0 | 334.015 | 243.8117 | 587.675 | Cal Flat-Gates 230 kV line | Cal Flat-Gates 230 kV line | Cal Flat-Gates 230 kV line |  | 0 | 0 | 0 | 0 | 0 | 0 | 334.015 | 243.8117 | 587.675 | Cal Flat-Gates 230 kV line | Cal Flat-Gates 230 kV line | Cal Flat-Gates 230 kV line |  | 1 | 1 | NO | 1 | 1 | 1 | NO | 1
PG&E FRESNO | Kingsburg | 115 | 0 | 0 | 0 | 0 | 0 | 0 | 0 | 0 | 0 | 0 | 0 | 0 | 0 | 0 | 0 | 0 | 0 | 0 | 0 | 0 | 0 | 0 | 0 | 0 | 0 | 0 | 0 | 0 | 0 | 0 | 0 | 0 | 0 | 0 | 0 | 0 | 0 | 0 | 0 | 0 | 0 | 0 | 0 | 0 | 0 | 1 | 0 | 0 | 0 | 0 | 0 | 0 | 0 | 0 | 0 | 0 | 0 | 0 | 0 | 0 | 0 | 0 | 0 | 0 | 0 | 0 | 0 | 0 | 0 | 0 | 0 | 0 | 0 | 0 | 0 | 0 | 0 | 0 | 1 | 0 | 0 | 1 | 0 | 1 | 1 | 1 | 0 | 0 | 0 | 1 | 0 | 0 | 0 | 0 | 1 | 0 | 0 | 2 |  | 0 | 0 | 0 | 0 | 0 | 0 | 0 | 0 | 0 | 0 | 0 | 0 | 0 | 0 | 0 | 0 | 0 | 0 | 0 | 0 | 0 | 0 | 0 | 0 | 0 | 0 | 0 | 0 | 0 | 0 | 3 | 0 | 2 | 0 | 0 | 0 | -1070.2 | -530.5 | 403.9426 | Borden-Storey #1 230kV line | Borden-Storey #1 230kV line | Chowchilla-Le grand 115kV Line |  | 0 | 0 | 0 | 0 | 0 | 0 | 31.0685 | 549.9 | 949.9426 | Bellota-Weber 230kV line | NEW- Melones-Cottle 230kV line | Chowchilla-Le grand 115kV Line |  | 5 | 1 | YES | 2 | 1 | 1 | NO | 1
PG&E GBA | Kirker | 115 | 0 | 0 | 0 | 0 | 0 | 0 | 0 | 0 | 0 | 0 | 0 | 0 | 0 | 0 | 0 | 0 | 0 | 0 | 0 | 0 | 0 | 0 | 0 | 0 | 0 | 0 | 0 | 0 | 0 | 0 | 0 | 0 | 0 | 0 | 0 | 0 | 0 | 0 | 0 | 1 | 0 | 0 | 0 | 0 | 0 | 0 | 0 | 0 | 0 | 0 | 0 | 0 | 0 | 0 | 0 | 0 | 0 | 0 | 0 | 0 | 0 | 0 | 0 | 0 | 0 | 0 | 0 | 0 | 0 | 0 | 0 | 0 | 0 | 0 | 0 | 0 | 0 | 0 | 0 | 0 | 0 | 0 | 0 | 0 | 0 | 0 | 0 | 0 | 0 | 0 | 0 | 0 | 0 | 0 | 0 | 0 | 0 | 0 |  | 0 | 0 | 0 | 0 | 0 | 0 | 0 | 0 | 0 | 0 | 0 | 0 | 0 | 0 | 0 | 0 | 1 | 0 | 0 | 0 | 0 | 0 | 0 | 0 | 0 | 0 | 0 | 0 | 0 | 1 | 0 | 0 | 0 | 0 | 0 | 0 | 804.745 | 2035.936 | 6892.2328 | Collinsville-Tesla 500 kV Line | Collinsville-Tesla 500 kV Line | Collinsville-Tesla 500 kV Line |  | 0 | 0 | 0 | 0 | 0 | 0 | 804.745 | 2035.936 | 6892.2328 | Collinsville-Tesla 500 kV Line | Collinsville-Tesla 500 kV Line | Collinsville-Tesla 500 kV Line |  | 1 | 1 | NO | 1 | 1 | 1 | NO | 1
PG&E NGBA | Knights Landing | 115 | 0 | 0 | 0 | 0 | 0 | 0 | 0 | 0 | 0 | 0 | 0 | 0 | 0 | 0 | 0 | 0 | 0 | 0 | 0 | 0 | 0 | 0 | 0 | 0 | 0 | 0 | 0 | 0 | 0 | 0 | 0 | 0 | 0 | 0 | 0 | 0 | 0 | 0 | 0 | 1 | 1 | 0 | 1 | 0 | 1 | 1 | 0 | 1 | 0 | 0 | 0 | 0 | 0 | 0 | 0 | 0 | 0 | 0 | 0 | 1 | 1 | 0 | 0 | 0 | 0 | 0 | 0 | 0 | 0 | 0 | 0 | 0 | 0 | 0 | 0 | 0 | 0 | 0 | 0 | 0 | 0 | 0 | 0 | 0 | 0 | 0 | 0 | 0 | 0 | 0 | 0 | 0 | 0 | 0 | 0 | 0 | 0 | 0 |  | 0 | 0 | 0 | 0 | 0 | 0 | 0 | 0 | 0 | 0 | 0 | 0 | 0 | 0 | 0 | 0 | 0 | 0 | 0 | 0 | 0 | 0 | 0 | 0 | 0 | 0 | 0 | 0 | 0 | 0 | 1 | 0 | 0 | 0 | 0 | 0 | -428.9315 | 41.5 | 32.84 | Bellota-Weber 230kV line | Rocklin-Pleaseant grove 115kV line | Woodland- Davis 115kV line |  | 0 | 0 | 0 | 0 | 0 | 0 | 31.0685 | 41.5 | 32.84 | Bellota-Weber 230kV line | Rocklin-Pleaseant grove 115kV line | Woodland- Davis 115kV line |  | 5 | 1 | YES | 2 | 1 | 1 | NO | 1
PG&E NGBA | Konocti | 60 | 0 | 0 | 0 | 0 | 0 | 0 | 0 | 0 | 0 | 0 | 0 | 0 | 0 | 0 | 0 | 0 | 0 | 0 | 0 | 0 | 0 | 0 | 0 | 0 | 0 | 0 | 0 | 0 | 0 | 0 | 0 | 0 | 0 | 0 | 0 | 0 | 0 | 0 | 0 | 1 | 0 | 1 | 0 | 0 | 0 | 0 | 0 | 0 | 0 | 0 | 0 | 0 | 1 | 0 | 1 | 1 | 0 | 0 | 0 | 0 | 0 | 0 | 0 | 0 | 0 | 0 | 1 | 0 | 0 | 0 | 0 | 0 | 0 | 0 | 0 | 0 | 0 | 0 | 0 | 0 | 0 | 0 | 0 | 0 | 0 | 0 | 0 | 0 | 0 | 0 | 0 | 0 | 0 | 0 | 0 | 0 | 0 | 1 |  | 0 | 0 | 0 | 0 | 0 | 0 | 0 | 0 | 0 | 0 | 0 | 0 | 0 | 0 | 0 | 0 | 0.2 | 0 | 0 | 0 | 0 | 0 | 0 | 0 | 0 | 0 | 0 | 0 | 0 | 1 | 1 | 0 | 0 | 0 | 0 | 0 | -219.475 | 108.573 | 1029.902 | Birds Landing-Contra Costa 230kV Line | Birds Landing-Contra Costa 230kV Line | Birds Landing-Contra Costa 230kV Line |  | 0 | 0 | 0 | 0 | 0 | 0 | 401.875 | 742.923 | 1029.902 | Contra Costa- Windmaster 230 kV line | Contra Costa- Windmaster 230 kV line | Birds Landing-Contra Costa 230kV Line |  | 5 | 1 | YES | 2 | 1 | 1 | NO | 1
SCE NOL | Kramer | 115 | 0 | 0 | 0 | 0 | 0 | 0 | 0 | 0 | 0 | 0 | 0 | 1 | 1 | 1 | 0 | 0 | 0 | 0 | 0 | 0 | 0 | 0 | 0 | 0 | 0 | 0 | 0 | 0 | 0 | 0 | 0 | 0 | 0 | 0 | 0 | 0 | 0 | 0 | 0 | 0 | 0 | 0 | 0 | 0 | 0 | 0 | 0 | 0 | 0 | 0 | 0 | 0 | 0 | 0 | 0 | 0 | 0 | 0 | 0 | 0 | 0 | 0 | 0 | 0 | 0 | 0 | 0 | 0 | 0 | 0 | 0 | 0 | 0 | 0 | 0 | 0 | 0 | 0 | 0 | 0 | 0 | 0 | 0 | 0 | 0 | 0 | 0 | 0 | 0 | 0 | 0 | 0 | 0 | 0 | 0 | 0 | 0 | 3 |  | 0 | 0 | 0 | 0 | 0 | 0 | 0 | 0 | 0 | 0 | 0 | 0 | 0 | 0 | 0 | 0 | 0 | 0 | 0 | 0 | 0 | 0 | 0 | 4 | 0 | 8 | 0 | 6 | 0 | 1 | 0 | 2 | 0 | 2 | 0 | 0 | -0.23 | -8.3 | 880.3938 | South of Kramer Area Constraint | South of Kramer Area Constraint | South of Kramer Area Constraint |  | 0 | 2 | 0 | 2 | 0 | 0 | -0.23 | -8.3 | 880.3938 | South of Kramer Area Constraint | South of Kramer Area Constraint | South of Kramer Area Constraint |  | 3 | 3 | NO | 3 | 1 | 1 | NO | 1
SCE NOL | Kramer | 230 | 0 | 0 | 0 | 0 | 0 | 0 | 0 | 0 | 0 | 0 | 0 | 1 | 1 | 1 | 0 | 0 | 0 | 0 | 0 | 0 | 0 | 0 | 0 | 0 | 0 | 0 | 0 | 0 | 0 | 0 | 0 | 0 | 0 | 0 | 0 | 0 | 0 | 0 | 0 | 0 | 0 | 0 | 0 | 0 | 0 | 0 | 0 | 0 | 0 | 0 | 0 | 0 | 0 | 0 | 0 | 0 | 0 | 0 | 0 | 0 | 0 | 0 | 0 | 0 | 0 | 0 | 0 | 0 | 0 | 0 | 0 | 0 | 0 | 0 | 0 | 0 | 0 | 0 | 0 | 0 | 0 | 0 | 0 | 0 | 0 | 0 | 0 | 0 | 0 | 0 | 0 | 0 | 0 | 0 | 0 | 0 | 0 | 3 |  | 0 | 0 | 0 | 0 | 0 | 0 | 0 | 0 | 0 | 75 | 0 | 37.5 | 0 | 0 | 1 | 0 | 0 | 0 | 0 | 0 | 0 | 0 | 0 | 0 | 171 | 300 | 177.5 | 25 | 0 | 1 | 0 | 2 | 0 | 2 | 0 | 0 | -0.23 | -8.3 | 880.3938 | South of Kramer Area Constraint | South of Kramer Area Constraint | South of Kramer Area Constraint |  | 0 | 2 | 0 | 2 | 0 | 0 | -0.23 | -8.3 | 880.3938 | South of Kramer Area Constraint | South of Kramer Area Constraint | South of Kramer Area Constraint |  | 3 | 3 | NO | 3 | 1 | 1 | NO | 1
SCE Metro | La Cienega | 230 | 0 | 0 | 0 | 0 | 0 | 0 | 0 | 0 | 1 | 1 | 0 | 0 | 0 | 0 | 0 | 0 | 0 | 0 | 0 | 0 | 0 | 0 | 0 | 0 | 0 | 0 | 0 | 0 | 0 | 0 | 0 | 0 | 0 | 0 | 0 | 0 | 0 | 0 | 0 | 0 | 0 | 0 | 0 | 0 | 0 | 0 | 0 | 0 | 0 | 0 | 0 | 0 | 0 | 0 | 0 | 0 | 0 | 0 | 0 | 0 | 0 | 0 | 0 | 0 | 0 | 0 | 0 | 0 | 0 | 0 | 0 | 0 | 0 | 0 | 0 | 0 | 0 | 0 | 0 | 0 | 0 | 0 | 0 | 0 | 0 | 0 | 0 | 0 | 0 | 0 | 0 | 0 | 0 | 0 | 0 | 0 | 0 | 0 |  | 0 | 0 | 0 | 0 | 0 | 0 | 0 | 0 | 0 | 0 | 0 | 0 | 0 | 0 | 0 | 0 | 0 | 0 | 0 | 0 | 0 | 0 | 0 | 0 | 0 | 0 | 0 | 0 | 0 | 0 | 0 | 0 | 0 | 0 | 0 | 0 | 2163 | 2431.5 | 3231.6408 | Hinson - Del Amo Constraint | Hinson - Del Amo Constraint | Hinson - Del Amo Constraint |  | 0 | 0 | 0 | 0 | 0 | 0 | 2163 | 2431.5 | 3231.6408 | Hinson - Del Amo Constraint | Hinson - Del Amo Constraint | Hinson - Del Amo Constraint |  | 1 | 1 | NO | 1 | 1 | 1 | NO | 1
SCE Metro | La Fresa | 230 | 0 | 0 | 0 | 0 | 0 | 0 | 0 | 0 | 1 | 1 | 0 | 0 | 0 | 0 | 0 | 0 | 0 | 0 | 0 | 0 | 0 | 0 | 0 | 0 | 0 | 0 | 0 | 0 | 0 | 0 | 0 | 0 | 0 | 0 | 0 | 0 | 0 | 0 | 0 | 0 | 0 | 0 | 0 | 0 | 0 | 0 | 0 | 0 | 0 | 0 | 0 | 0 | 0 | 0 | 0 | 0 | 0 | 0 | 0 | 0 | 0 | 0 | 0 | 0 | 0 | 0 | 0 | 0 | 0 | 0 | 0 | 0 | 0 | 0 | 0 | 0 | 0 | 0 | 0 | 0 | 0 | 0 | 0 | 0 | 0 | 0 | 0 | 0 | 0 | 0 | 0 | 0 | 0 | 0 | 0 | 0 | 0 | 0 |  | 0 | 0 | 0 | 0 | 0 | 0 | 0 | 0 | 0 | 0 | 0 | 0 | 0 | 0 | 0 | 0 | 0 | 0 | 0 | 0 | 0 | 0 | 0 | 0.64 | 0 | 0 | 0 | 0 | 0 | 1 | 0 | 0 | 0 | 0 | 0 | 0 | 2163 | 2431.5 | 3231.6408 | Hinson - Del Amo Constraint | Hinson - Del Amo Constraint | Hinson - Del Amo Constraint |  | 0 | 0 | 0 | 0 | 0 | 0 | 2163 | 2431.5 | 3231.6408 | Hinson - Del Amo Constraint | Hinson - Del Amo Constraint | Hinson - Del Amo Constraint |  | 1 | 1 | NO | 1 | 1 | 1 | NO | 1
SCE Metro | Laguna Bell | 230 | 0 | 0 | 0 | 0 | 0 | 0 | 0 | 0 | 0 | 1 | 0 | 0 | 0 | 0 | 0 | 0 | 0 | 0 | 0 | 0 | 0 | 0 | 0 | 0 | 0 | 0 | 0 | 0 | 0 | 0 | 0 | 0 | 0 | 0 | 0 | 0 | 0 | 0 | 0 | 0 | 0 | 0 | 0 | 0 | 0 | 0 | 0 | 0 | 0 | 0 | 0 | 0 | 0 | 0 | 0 | 0 | 0 | 0 | 0 | 0 | 0 | 0 | 0 | 0 | 0 | 0 | 0 | 0 | 0 | 0 | 0 | 0 | 0 | 0 | 0 | 0 | 0 | 0 | 0 | 0 | 0 | 0 | 0 | 0 | 0 | 0 | 0 | 0 | 0 | 0 | 0 | 0 | 0 | 0 | 0 | 0 | 0 | 0 |  | 0 | 0 | 0 | 0 | 0 | 0 | 0 | 0 | 0 | 0 | 0 | 0 | 0 | 0 | 0 | 0 | 0 | 0 | 0 | 0 | 0 | 0 | 0 | 3.27 | 0 | 0 | 243 | 200 | 0 | 1 | 0 | 0 | 0 | 0 | 0 | 0 | 9741.6 | 11376.2 | 14050.5055 | SCE Metro Area Default Constraint | SCE Metro Area Default Constraint | SCE Metro Area Default Constraint |  | 0 | 0 | 0 | 0 | 0 | 0 | 9741.6 | 11376.2 | 14050.5055 | SCE Metro Area Default Constraint | SCE Metro Area Default Constraint | SCE Metro Area Default Constraint |  | 1 | 1 | NO | 1 | 1 | 1 | NO | 1
PG&E KERN | Lakeview | 70 | 0 | 0 | 0 | 0 | 0 | 0 | 0 | 0 | 0 | 0 | 0 | 0 | 0 | 0 | 0 | 0 | 0 | 0 | 0 | 0 | 0 | 0 | 0 | 0 | 0 | 0 | 0 | 0 | 0 | 0 | 0 | 0 | 0 | 0 | 0 | 0 | 0 | 0 | 0 | 0 | 0 | 0 | 0 | 0 | 0 | 0 | 0 | 0 | 0 | 0 | 0 | 0 | 0 | 0 | 0 | 0 | 0 | 0 | 0 | 0 | 0 | 0 | 0 | 0 | 0 | 0 | 0 | 0 | 0 | 0 | 0 | 0 | 0 | 0 | 0 | 0 | 1 | 0 | 1 | 1 | 0 | 0 | 0 | 0 | 0 | 0 | 0 | 0 | 0 | 0 | 0 | 0 | 0 | 0 | 1 | 0 | 0 | 0 |  | 0 | 0 | 0 | 0 | 0 | 0 | 0 | 0 | 0 | 0 | 0 | 0 | 0 | 0 | 0 | 0 | 0 | 0 | 0 | 0 | 0 | 0 | 0 | 0 | 0 | 70 | 65.5 | 0 | 0 | 1 | 0 | 0 | 0 | 0 | 0 | 0 | 310.5 | 200.25 | 215.2 | Midway-Buena Vista Jct 230kV Line | Midway-Buena Vista Jct 230kV Line | Midway-Buena Vista Jct 230kV Line |  | 0 | 0 | 0 | 0 | 0 | 0 | 310.5 | 200.25 | 215.2 | Midway-Buena Vista Jct 230kV Line | Midway-Buena Vista Jct 230kV Line | Midway-Buena Vista Jct 230kV Line |  | 1 | 1 | NO | 1 | 1 | 1 | NO | 1
PG&E NGBA | Lakeville | 230 | 0 | 0 | 0 | 0 | 0 | 0 | 0 | 0 | 0 | 0 | 0 | 0 | 0 | 0 | 0 | 0 | 0 | 0 | 0 | 0 | 0 | 0 | 0 | 0 | 0 | 0 | 0 | 0 | 0 | 0 | 0 | 0 | 0 | 0 | 0 | 0 | 0 | 0 | 0 | 1 | 0 | 0 | 0 | 0 | 0 | 0 | 0 | 0 | 0 | 0 | 0 | 1 | 1 | 1 | 1 | 1 | 0 | 0 | 1 | 1 | 0 | 0 | 0 | 0 | 0 | 1 | 1 | 0 | 0 | 0 | 0 | 0 | 0 | 0 | 0 | 0 | 0 | 0 | 0 | 0 | 0 | 0 | 0 | 0 | 0 | 0 | 0 | 0 | 0 | 0 | 0 | 0 | 0 | 0 | 0 | 0 | 0 | 2 |  | 0 | 0 | 0 | 0 | 0 | 0 | 0 | 0 | 0 | 0 | 0 | 0 | 0 | 0 | 0 | 0 | 0 | 0 | 0 | 0 | 0 | 0 | 0 | 0 | 0 | 0 | 0 | 0 | 0 | 0 | 2 | 0 | 1 | 0 | 0 | 0 | -763.325 | -136.609 | 798.62 | Windmaster-Delta pumps 230 kV line | Windmaster-Delta pumps 230 kV line | Lakeville-Ignacio 230 kV line |  | 0 | 0 | 0 | 0 | 0 | 0 | 401.875 | 742.923 | 798.62 | Contra Costa- Windmaster 230 kV line | Contra Costa- Windmaster 230 kV line | Lakeville-Ignacio 230 kV line |  | 5 | 1 | YES | 2 | 1 | 1 | NO | 1
PG&E NGBA | Lakeville | 60 | 0 | 0 | 0 | 0 | 0 | 0 | 0 | 0 | 0 | 0 | 0 | 0 | 0 | 0 | 0 | 0 | 0 | 0 | 0 | 0 | 0 | 0 | 0 | 0 | 0 | 0 | 0 | 0 | 0 | 0 | 0 | 0 | 0 | 0 | 0 | 0 | 0 | 0 | 0 | 1 | 0 | 0 | 0 | 0 | 0 | 0 | 0 | 0 | 0 | 0 | 0 | 1 | 1 | 1 | 1 | 1 | 0 | 0 | 0 | 1 | 0 | 0 | 0 | 0 | 0 | 1 | 1 | 0 | 0 | 0 | 0 | 0 | 0 | 0 | 0 | 0 | 0 | 0 | 0 | 0 | 0 | 0 | 0 | 0 | 0 | 0 | 0 | 0 | 0 | 0 | 0 | 0 | 0 | 0 | 0 | 0 | 0 | 2 |  | 0 | 0 | 0 | 0 | 0 | 0 | 0 | 0 | 0 | 0 | 0 | 0 | 0 | 0 | 0 | 0 | 0 | 0 | 0 | 0 | 0 | 0 | 0 | 4 | 0 | 0 | 0 | 0 | 0 | 1 | 2 | 0 | 1 | 0 | 0 | 0 | -763.325 | -136.609 | 798.62 | Windmaster-Delta pumps 230 kV line | Windmaster-Delta pumps 230 kV line | Lakeville-Ignacio 230 kV line |  | 0 | 0 | 0 | 0 | 0 | 0 | 401.875 | 742.923 | 798.62 | Contra Costa- Windmaster 230 kV line | Contra Costa- Windmaster 230 kV line | Lakeville-Ignacio 230 kV line |  | 5 | 1 | YES | 2 | 1 | 1 | NO | 1
PG&E NGBA | Lakeville | 115 | 0 | 0 | 0 | 0 | 0 | 0 | 0 | 0 | 0 | 0 | 0 | 0 | 0 | 0 | 0 | 0 | 0 | 0 | 0 | 0 | 0 | 0 | 0 | 0 | 0 | 0 | 0 | 0 | 0 | 0 | 0 | 0 | 0 | 0 | 0 | 0 | 0 | 0 | 0 | 1 | 0 | 0 | 0 | 0 | 0 | 0 | 0 | 0 | 0 | 0 | 0 | 1 | 1 | 1 | 1 | 1 | 0 | 0 | 0 | 1 | 0 | 0 | 0 | 0 | 0 | 1 | 1 | 0 | 0 | 0 | 0 | 0 | 0 | 0 | 0 | 0 | 0 | 0 | 0 | 0 | 0 | 0 | 0 | 0 | 0 | 0 | 0 | 0 | 0 | 0 | 0 | 0 | 0 | 0 | 0 | 0 | 0 | 2 |  | 0 | 0 | 0 | 0 | 0 | 0 | 0 | 0 | 0 | 0 | 0 | 0 | 0 | 0 | 0 | 0 | 0 | 0 | 0 | 0 | 0 | 0 | 0 | 0 | 0 | 0 | 50 | 0 | 0 | 1 | 2 | 0 | 1 | 0 | 0 | 0 | -763.325 | -136.609 | 798.62 | Windmaster-Delta pumps 230 kV line | Windmaster-Delta pumps 230 kV line | Lakeville-Ignacio 230 kV line |  | 0 | 0 | 0 | 0 | 0 | 0 | 401.875 | 742.923 | 798.62 | Contra Costa- Windmaster 230 kV line | Contra Costa- Windmaster 230 kV line | Lakeville-Ignacio 230 kV line |  | 5 | 1 | YES | 2 | 1 | 1 | NO | 1
PG&E GBA | Lakewood | 115 | 0 | 0 | 0 | 0 | 0 | 0 | 0 | 0 | 0 | 0 | 0 | 0 | 0 | 0 | 0 | 0 | 0 | 0 | 0 | 0 | 0 | 0 | 0 | 0 | 0 | 0 | 0 | 0 | 0 | 0 | 0 | 0 | 0 | 0 | 0 | 0 | 0 | 0 | 0 | 1 | 0 | 0 | 0 | 0 | 0 | 0 | 0 | 0 | 0 | 0 | 0 | 0 | 0 | 0 | 0 | 0 | 0 | 0 | 0 | 0 | 0 | 0 | 0 | 0 | 0 | 0 | 0 | 0 | 0 | 0 | 0 | 0 | 0 | 0 | 0 | 0 | 0 | 0 | 0 | 0 | 0 | 0 | 0 | 0 | 0 | 0 | 0 | 0 | 0 | 0 | 0 | 0 | 0 | 0 | 0 | 0 | 0 | 0 |  | 0 | 0 | 0 | 0 | 0 | 0 | 0 | 0 | 0 | 0 | 0 | 0 | 0 | 0 | 0 | 0 | 0 | 0 | 0 | 0 | 0 | 0 | 0 | 0 | 0 | 0 | 0 | 0 | 0 | 0 | 0 | 0 | 0 | 0 | 0 | 0 | 804.745 | 2035.936 | 6892.2328 | Collinsville-Tesla 500 kV Line | Collinsville-Tesla 500 kV Line | Collinsville-Tesla 500 kV Line |  | 0 | 0 | 0 | 0 | 0 | 0 | 804.745 | 2035.936 | 6892.2328 | Collinsville-Tesla 500 kV Line | Collinsville-Tesla 500 kV Line | Collinsville-Tesla 500 kV Line |  | 1 | 1 | NO | 1 | 1 | 1 | NO | 1
PG&E NGBA | Lambie | 230 | 0 | 0 | 0 | 0 | 0 | 0 | 0 | 0 | 0 | 0 | 0 | 0 | 0 | 0 | 0 | 0 | 0 | 0 | 0 | 0 | 0 | 0 | 0 | 0 | 0 | 0 | 0 | 0 | 0 | 0 | 0 | 0 | 0 | 0 | 0 | 0 | 0 | 0 | 0 | 1 | 0 | 0 | 0 | 0 | 0 | 0 | 0 | 0 | 0 | 0 | 0 | 0 | 0 | 1 | 1 | 1 | 0 | 0 | 1 | 1 | 0 | 0 | 0 | 0 | 0 | 1 | 1 | 0 | 0 | 0 | 0 | 0 | 0 | 0 | 0 | 0 | 0 | 0 | 0 | 0 | 0 | 0 | 0 | 0 | 0 | 0 | 0 | 0 | 0 | 0 | 0 | 0 | 0 | 0 | 0 | 0 | 0 | 0 |  | 0 | 0 | 0 | 0 | 0 | 0 | 0 | 0 | 0 | 0 | 0 | 0 | 0 | 0 | 0 | 0 | 0 | 0 | 0 | 0 | 0 | 0 | 0 | 0 | 0 | 0 | 0 | 0 | 0 | 0 | 2 | 0 | 1 | 0 | 0 | 0 | -763.325 | -136.609 | 1029.902 | Windmaster-Delta pumps 230 kV line | Windmaster-Delta pumps 230 kV line | Birds Landing-Contra Costa 230kV Line |  | 0 | 0 | 0 | 0 | 0 | 0 | 401.875 | 742.923 | 1029.902 | Contra Costa- Windmaster 230 kV line | Contra Costa- Windmaster 230 kV line | Birds Landing-Contra Costa 230kV Line |  | 5 | 1 | YES | 2 | 1 | 1 | NO | 1
PG&E GBA | Lammers | 115 | 0 | 0 | 0 | 0 | 0 | 0 | 0 | 0 | 0 | 0 | 0 | 0 | 0 | 0 | 0 | 0 | 0 | 0 | 0 | 0 | 0 | 0 | 0 | 0 | 0 | 0 | 0 | 0 | 0 | 0 | 0 | 0 | 0 | 0 | 0 | 0 | 0 | 0 | 0 | 0 | 0 | 0 | 0 | 0 | 0 | 1 | 0 | 0 | 0 | 0 | 0 | 0 | 0 | 0 | 0 | 1 | 0 | 1 | 0 | 1 | 0 | 0 | 0 | 0 | 0 | 1 | 0 | 0 | 0 | 0 | 0 | 0 | 0 | 0 | 0 | 0 | 0 | 0 | 0 | 0 | 0 | 0 | 0 | 0 | 0 | 0 | 0 | 0 | 0 | 0 | 0 | 0 | 0 | 0 | 0 | 0 | 0 | 0 |  | 0 | 0 | 0 | 0 | 0 | 0 | 0 | 0 | 0 | 0 | 0 | 0 | 0 | 0 | 0 | 0 | 0 | 0 | 0 | 0 | 0 | 0 | 0 | 0 | 0 | 0 | 0 | 0 | 0 | 0 | 1 | 0 | 0 | 0 | 0 | 0 | -428.9315 | 201.2909 | 653.3714 | Bellota-Weber 230kV line | Kasson Jct-Heinz 115 kV line | Kasson Jct-Heinz 115 kV line |  | 0 | 0 | 0 | 0 | 0 | 0 | 31.0685 | 201.2909 | 653.3714 | Bellota-Weber 230kV line | Kasson Jct-Heinz 115 kV line | Kasson Jct-Heinz 115 kV line |  | 5 | 1 | YES | 2 | 1 | 1 | NO | 1
PG&E KERN | Lamont | 115 | 0 | 0 | 0 | 0 | 0 | 0 | 0 | 0 | 0 | 0 | 0 | 0 | 0 | 0 | 0 | 0 | 0 | 0 | 0 | 0 | 0 | 0 | 0 | 0 | 0 | 0 | 0 | 0 | 0 | 0 | 0 | 0 | 0 | 0 | 0 | 0 | 0 | 0 | 0 | 0 | 0 | 0 | 0 | 0 | 0 | 0 | 0 | 0 | 0 | 0 | 0 | 0 | 0 | 0 | 0 | 0 | 0 | 0 | 0 | 0 | 0 | 0 | 0 | 0 | 0 | 0 | 0 | 0 | 0 | 0 | 1 | 0 | 0 | 1 | 0 | 0 | 0 | 0 | 1 | 1 | 0 | 0 | 0 | 0 | 0 | 0 | 0 | 0 | 0 | 0 | 0 | 0 | 0 | 0 | 1 | 0 | 0 | 0 |  | 0 | 0 | 0 | 0 | 0 | 0 | 0 | 0 | 0 | 0 | 0 | 0 | 0 | 0 | 0 | 0 | 5 | 0 | 0 | 0 | 0 | 0 | 0 | 4 | 0 | 12 | 0 | 0 | 0 | 1 | 0 | 0 | 0 | 0 | 0 | 0 | 179.8 | 179.8 | 94.938 | Kern-Tevis-Stockdale-Lamont 115kV line | Kern-Tevis-Stockdale-Lamont 115kV line | Kern-Tevis-Stockdale-Lamont 115kV line |  | 0 | 0 | 0 | 0 | 0 | 0 | 179.8 | 179.8 | 94.938 | Kern-Tevis-Stockdale-Lamont 115kV line | Kern-Tevis-Stockdale-Lamont 115kV line | Kern-Tevis-Stockdale-Lamont 115kV line |  | 1 | 1 | NO | 1 | 1 | 1 | NO | 1
PG&E FRESNO | Las Aguilas | 230 | 0 | 0 | 0 | 0 | 0 | 0 | 0 | 0 | 0 | 0 | 0 | 0 | 0 | 0 | 0 | 0 | 0 | 0 | 0 | 0 | 0 | 0 | 0 | 0 | 0 | 0 | 0 | 0 | 0 | 0 | 0 | 0 | 0 | 0 | 0 | 0 | 0 | 0 | 0 | 0 | 0 | 0 | 0 | 0 | 0 | 0 | 0 | 0 | 0 | 0 | 0 | 0 | 0 | 0 | 0 | 0 | 0 | 0 | 0 | 0 | 0 | 0 | 0 | 0 | 0 | 0 | 0 | 0 | 0 | 0 | 0 | 0 | 0 | 0 | 0 | 0 | 0 | 0 | 1 | 1 | 0 | 1 | 0 | 0 | 0 | 1 | 0 | 0 | 0 | 0 | 0 | 0 | 0 | 0 | 0 | 0 | 1 | 1 |  | 0 | 0 | 0 | 0 | 0 | 0 | 0 | 0 | 0 | 0 | 0 | 0 | 0 | 0 | 0 | 0 | 0 | 0 | 0 | 0 | 0 | 0 | 0 | 0 | 0 | 0 | 0 | 0 | 0 | 0 | 0 | 0 | 0 | 0 | 0 | 0 | 812.7 | 1440.345 | 2550.9252 | Tranquility-Helm 230kV Line | Tranquility-Helm 230kV Line | Gates 500/230kV TB #12 |  | 0 | 0 | 0 | 0 | 0 | 0 | 812.7 | 1440.345 | 2550.9252 | Tranquility-Helm 230kV Line | Tranquility-Helm 230kV Line | Gates 500/230kV TB #12 |  | 1 | 1 | NO | 1 | 1 | 1 | NO | 1
EOP | Lathrop | 138 | 0 | 0 | 0 | 0 | 0 | 0 | 0 | 0 | 0 | 0 | 0 | 0 | 0 | 0 | 0 | 0 | 0 | 0 | 0 | 0 | 0 | 0 | 1 | 1 | 1 | 0 | 0 | 0 | 0 | 0 | 0 | 0 | 0 | 0 | 0 | 0 | 0 | 0 | 0 | 0 | 0 | 0 | 0 | 0 | 0 | 0 | 0 | 0 | 0 | 0 | 0 | 0 | 0 | 0 | 0 | 0 | 0 | 0 | 0 | 0 | 0 | 0 | 0 | 0 | 0 | 0 | 0 | 0 | 0 | 0 | 0 | 0 | 0 | 0 | 0 | 0 | 0 | 0 | 0 | 0 | 0 | 0 | 0 | 0 | 0 | 0 | 0 | 0 | 0 | 0 | 0 | 0 | 0 | 0 | 0 | 0 | 0 | 2 |  | 0 | 0 | 0 | 0 | 0 | 0 | 0 | 0 | 0 | 0 | 0 | 0 | 0 | 0 | 0 | 0 | 0 | 0 | 0 | 0 | 0 | 0 | 0 | 0 | 0 | 0 | 0 | 0 | 0 | 0 | 1 | 0 | 0 | 0 | 0 | 0 | -298.255 | 1732.37 | 2601.53 | Lugo - Victorville area constraint | Sloan Canyon - Eldorado 500 kV constraint | GLW 230kV area constraint |  | 0 | 0 | 0 | 0 | 0 | 0 | 1081.97 | 1732.37 | 2601.53 | Sloan Canyon - Eldorado 500 kV constraint | Sloan Canyon - Eldorado 500 kV constraint | GLW 230kV area constraint |  | 5 | 1 | YES | 2 | 1 | 1 | NO | 1
EOP | Lathrop | 230 | 0 | 0 | 0 | 0 | 0 | 0 | 0 | 0 | 0 | 0 | 0 | 0 | 0 | 0 | 0 | 0 | 0 | 0 | 0 | 0 | 0 | 0 | 1 | 1 | 1 | 0 | 0 | 0 | 0 | 0 | 0 | 0 | 0 | 0 | 0 | 0 | 0 | 0 | 0 | 0 | 0 | 0 | 0 | 0 | 0 | 0 | 0 | 0 | 0 | 0 | 0 | 0 | 0 | 0 | 0 | 0 | 0 | 0 | 0 | 0 | 0 | 0 | 0 | 0 | 0 | 0 | 0 | 0 | 0 | 0 | 0 | 0 | 0 | 0 | 0 | 0 | 0 | 0 | 0 | 0 | 0 | 0 | 0 | 0 | 0 | 0 | 0 | 0 | 0 | 0 | 0 | 0 | 0 | 0 | 0 | 0 | 0 | 2 |  | 0 | 0 | 0 | 0 | 0 | 0 | 0 | 0 | 0 | 0 | 0 | 0 | 0 | 0 | 0 | 0 | 0 | 300 | 0 | 0 | 0 | 0 | 0 | 0 | 0 | 0 | 0 | 0 | 0 | 1 | 1 | 0 | 0 | 0 | 0 | 0 | -298.255 | 1732.37 | 2601.53 | Lugo - Victorville area constraint | Sloan Canyon - Eldorado 500 kV constraint | GLW 230kV area constraint |  | 0 | 0 | 0 | 0 | 0 | 0 | 1081.97 | 1732.37 | 2601.53 | Sloan Canyon - Eldorado 500 kV constraint | Sloan Canyon - Eldorado 500 kV constraint | GLW 230kV area constraint |  | 5 | 1 | YES | 2 | 1 | 1 | NO | 1
PG&E FRESNO | Le Grand | 115 | 0 | 0 | 0 | 0 | 0 | 0 | 0 | 0 | 0 | 0 | 0 | 0 | 0 | 0 | 0 | 0 | 0 | 0 | 0 | 0 | 0 | 0 | 0 | 0 | 0 | 0 | 0 | 0 | 0 | 0 | 0 | 0 | 0 | 0 | 0 | 0 | 0 | 0 | 0 | 0 | 0 | 0 | 0 | 0 | 0 | 1 | 0 | 0 | 0 | 0 | 0 | 0 | 0 | 0 | 0 | 0 | 0 | 0 | 0 | 0 | 0 | 0 | 0 | 0 | 0 | 0 | 0 | 0 | 0 | 0 | 0 | 0 | 0 | 0 | 0 | 0 | 0 | 0 | 1 | 1 | 0 | 1 | 1 | 1 | 1 | 1 | 0 | 1 | 1 | 1 | 1 | 0 | 1 | 0 | 0 | 0 | 0 | 2 |  | 0 | 0 | 0 | 0 | 0 | 0 | 0 | 0 | 0 | 0 | 0 | 0 | 0 | 0 | 0 | 0 | 0 | 0 | 0 | 0 | 0 | 0 | 0 | 0 | 0 | 0 | 0 | 0 | 0 | 0 | 3 | 0 | 2 | 0 | 0 | 0 | -1070.2 | -530.5 | 200.0276 | Borden-Storey #1 230kV line | Borden-Storey #1 230kV line | Merced 115/70kV TB#2 |  | 0 | 0 | 0 | 0 | 0 | 0 | 31.0685 | 91.2 | 200.0276 | Bellota-Weber 230kV line | Merced 115/70kV TB#2 | Merced 115/70kV TB#2 |  | 5 | 1 | YES | 2 | 1 | 1 | NO | 1
PG&E FRESNO | Lemoore | 70 | 0 | 0 | 0 | 0 | 0 | 0 | 0 | 0 | 0 | 0 | 0 | 0 | 0 | 0 | 0 | 0 | 0 | 0 | 0 | 0 | 0 | 0 | 0 | 0 | 0 | 0 | 0 | 0 | 0 | 0 | 0 | 0 | 0 | 0 | 0 | 0 | 0 | 0 | 0 | 0 | 0 | 0 | 0 | 0 | 0 | 0 | 0 | 0 | 0 | 0 | 0 | 0 | 0 | 0 | 0 | 0 | 0 | 0 | 0 | 0 | 0 | 0 | 0 | 0 | 0 | 0 | 0 | 0 | 1 | 0 | 0 | 0 | 0 | 0 | 0 | 0 | 0 | 0 | 0 | 1 | 0 | 1 | 0 | 0 | 0 | 0 | 0 | 0 | 0 | 0 | 0 | 0 | 0 | 0 | 0 | 0 | 0 | 0 |  | 0 | 0 | 0 | 0 | 0 | 0 | 0 | 0 | 0 | 0 | 0 | 0 | 0 | 0 | 0 | 0 | 0 | 0 | 0 | 0 | 0 | 0 | 0 | 0 | 0 | 22 | 0 | 20 | 0 | 1 | 0 | 0 | 0 | 0 | 0 | 0 | 812.7 | 1353.05 | 971.9293 | Tranquility-Helm 230kV Line | Gates-Arco 230 kV Line | Gates-Arco 230 kV Line |  | 0 | 0 | 0 | 0 | 0 | 0 | 812.7 | 1353.05 | 971.9293 | Tranquility-Helm 230kV Line | Gates-Arco 230 kV Line | Gates-Arco 230 kV Line |  | 1 | 1 | NO | 1 | 1 | 1 | NO | 1
PG&E KERN | Lerdo | 115 | 0 | 0 | 0 | 0 | 0 | 0 | 0 | 0 | 0 | 0 | 0 | 0 | 0 | 0 | 0 | 0 | 0 | 0 | 0 | 0 | 0 | 0 | 0 | 0 | 0 | 0 | 0 | 0 | 0 | 0 | 0 | 0 | 0 | 0 | 0 | 0 | 0 | 0 | 0 | 0 | 0 | 0 | 0 | 0 | 0 | 0 | 0 | 0 | 0 | 0 | 0 | 0 | 0 | 0 | 0 | 0 | 0 | 0 | 0 | 0 | 0 | 0 | 0 | 0 | 0 | 0 | 0 | 1 | 1 | 0 | 1 | 0 | 0 | 0 | 1 | 0 | 0 | 0 | 1 | 0 | 0 | 0 | 0 | 0 | 0 | 0 | 0 | 0 | 0 | 0 | 0 | 0 | 0 | 0 | 1 | 0 | 0 | 0 |  | 0 | 0 | 0 | 0 | 0 | 0 | 0 | 0 | 0 | 0 | 0 | 0 | 0 | 0 | 0 | 0 | 0 | 0 | 0 | 0 | 0 | 0 | 0 | 0 | 0 | 0 | 0 | 0 | 0 | 0 | 0 | 0 | 0 | 0 | 0 | 0 | 334.015 | 243.8117 | 587.675 | Cal Flat-Gates 230 kV line | Cal Flat-Gates 230 kV line | Cal Flat-Gates 230 kV line |  | 0 | 0 | 0 | 0 | 0 | 0 | 334.015 | 243.8117 | 587.675 | Cal Flat-Gates 230 kV line | Cal Flat-Gates 230 kV line | Cal Flat-Gates 230 kV line |  | 1 | 1 | NO | 1 | 1 | 1 | NO | 1
SCE Metro | Lewis | 230 | 0 | 0 | 0 | 0 | 0 | 0 | 0 | 0 | 0 | 1 | 0 | 0 | 0 | 0 | 0 | 0 | 0 | 0 | 0 | 0 | 0 | 0 | 0 | 0 | 0 | 0 | 0 | 0 | 0 | 0 | 0 | 0 | 0 | 0 | 0 | 0 | 0 | 0 | 0 | 0 | 0 | 0 | 0 | 0 | 0 | 0 | 0 | 0 | 0 | 0 | 0 | 0 | 0 | 0 | 0 | 0 | 0 | 0 | 0 | 0 | 0 | 0 | 0 | 0 | 0 | 0 | 0 | 0 | 0 | 0 | 0 | 0 | 0 | 0 | 0 | 0 | 0 | 0 | 0 | 0 | 0 | 0 | 0 | 0 | 0 | 0 | 0 | 0 | 0 | 0 | 0 | 0 | 0 | 0 | 0 | 0 | 0 | 0 |  | 0 | 0 | 0 | 0 | 0 | 0 | 0 | 0 | 0 | 0 | 0 | 0 | 0 | 0 | 0 | 0 | 0 | 0 | 0 | 0 | 0 | 0 | 0 | 0 | 0 | 0 | 0 | 0 | 0 | 0 | 0 | 0 | 0 | 0 | 0 | 0 | 9741.6 | 11376.2 | 14050.5055 | SCE Metro Area Default Constraint | SCE Metro Area Default Constraint | SCE Metro Area Default Constraint |  | 0 | 0 | 0 | 0 | 0 | 0 | 9741.6 | 11376.2 | 14050.5055 | SCE Metro Area Default Constraint | SCE Metro Area Default Constraint | SCE Metro Area Default Constraint |  | 1 | 1 | NO | 1 | 1 | 1 | NO | 1
SCE Metro | Lighthipe | 230 | 0 | 0 | 0 | 0 | 0 | 0 | 0 | 0 | 1 | 1 | 0 | 0 | 0 | 0 | 0 | 0 | 0 | 0 | 0 | 0 | 0 | 0 | 0 | 0 | 0 | 0 | 0 | 0 | 0 | 0 | 0 | 0 | 0 | 0 | 0 | 0 | 0 | 0 | 0 | 0 | 0 | 0 | 0 | 0 | 0 | 0 | 0 | 0 | 0 | 0 | 0 | 0 | 0 | 0 | 0 | 0 | 0 | 0 | 0 | 0 | 0 | 0 | 0 | 0 | 0 | 0 | 0 | 0 | 0 | 0 | 0 | 0 | 0 | 0 | 0 | 0 | 0 | 0 | 0 | 0 | 0 | 0 | 0 | 0 | 0 | 0 | 0 | 0 | 0 | 0 | 0 | 0 | 0 | 0 | 0 | 0 | 0 | 0 |  | 0 | 0 | 0 | 0 | 0 | 0 | 0 | 0 | 0 | 0 | 0 | 0 | 0 | 0 | 0 | 0 | 0 | 0 | 0 | 0 | 0 | 0 | 0 | 3.24 | 0 | 0 | 0 | 0 | 0 | 1 | 0 | 0 | 0 | 0 | 0 | 0 | 2163 | 2431.5 | 3231.6408 | Hinson - Del Amo Constraint | Hinson - Del Amo Constraint | Hinson - Del Amo Constraint |  | 0 | 0 | 0 | 0 | 0 | 0 | 2163 | 2431.5 | 3231.6408 | Hinson - Del Amo Constraint | Hinson - Del Amo Constraint | Hinson - Del Amo Constraint |  | 1 | 1 | NO | 1 | 1 | 1 | NO | 1
SDGE | Lilac | 69 | 0 | 0 | 0 | 0 | 0 | 0 | 0 | 0 | 0 | 0 | 0 | 0 | 0 | 0 | 0 | 0 | 0 | 0 | 0 | 0 | 0 | 0 | 0 | 0 | 0 | 1 | 0 | 0 | 0 | 0 | 1 | 0 | 1 | 1 | 0 | 0 | 0 | 1 | 0 | 0 | 0 | 0 | 0 | 0 | 0 | 0 | 0 | 0 | 0 | 0 | 0 | 0 | 0 | 0 | 0 | 0 | 0 | 0 | 0 | 0 | 0 | 0 | 0 | 0 | 0 | 0 | 0 | 0 | 0 | 0 | 0 | 0 | 0 | 0 | 0 | 0 | 0 | 0 | 0 | 0 | 0 | 0 | 0 | 0 | 0 | 0 | 0 | 0 | 0 | 0 | 0 | 0 | 0 | 0 | 0 | 0 | 0 | 2 |  | 0 | 0 | 0 | 0 | 0 | 0 | 0 | 0 | 0 | 0 | 0 | 0 | 0 | 0 | 0 | 0 | 0 | 0 | 0 | 0 | 0 | 0 | 0 | 0 | 0 | 0 | 0 | 0 | 0 | 0 | 0 | 0 | 0 | 0 | 0 | 0 | 144.4 | 174.2 | 263.6 | Ocean Ranch 69 kV constraint | Ocean Ranch 69 kV constraint | Ocean Ranch 69 kV constraint |  | 0 | 0 | 0 | 0 | 0 | 0 | 144.4 | 174.2 | 263.6 | Ocean Ranch 69 kV constraint | Ocean Ranch 69 kV constraint | Ocean Ranch 69 kV constraint |  | 1 | 1 | NO | 1 | 1 | 1 | NO | 1
PG&E NGBA | Lincoln | 115 | 0 | 0 | 0 | 0 | 0 | 0 | 0 | 0 | 0 | 0 | 0 | 0 | 0 | 0 | 0 | 0 | 0 | 0 | 0 | 0 | 0 | 0 | 0 | 0 | 0 | 0 | 0 | 0 | 0 | 0 | 0 | 0 | 0 | 0 | 0 | 0 | 0 | 0 | 0 | 1 | 1 | 0 | 1 | 0 | 1 | 1 | 1 | 1 | 0 | 0 | 0 | 0 | 0 | 0 | 0 | 0 | 0 | 0 | 0 | 1 | 1 | 0 | 0 | 0 | 0 | 0 | 0 | 0 | 0 | 0 | 0 | 0 | 0 | 0 | 0 | 0 | 0 | 0 | 0 | 0 | 0 | 0 | 0 | 0 | 0 | 0 | 0 | 0 | 0 | 0 | 0 | 0 | 0 | 0 | 0 | 0 | 0 | 0 |  | 0 | 0 | 0 | 0 | 0 | 0 | 0 | 0 | 0 | 0 | 0 | 0 | 0 | 0 | 0 | 0 | 0 | 0 | 0 | 0 | 0 | 0 | 0 | 0 | 0 | 0 | 0 | 0 | 0 | 0 | 1 | 0 | 0 | 0 | 0 | 0 | -428.9315 | 41.5 | 32.84 | Bellota-Weber 230kV line | Rocklin-Pleaseant grove 115kV line | Woodland- Davis 115kV line |  | 0 | 0 | 0 | 0 | 0 | 0 | 31.0685 | 41.5 | 32.84 | Bellota-Weber 230kV line | Rocklin-Pleaseant grove 115kV line | Woodland- Davis 115kV line |  | 5 | 1 | YES | 2 | 1 | 1 | NO | 1
PG&E KERN | Live Oak | 115 | 0 | 0 | 0 | 0 | 0 | 0 | 0 | 0 | 0 | 0 | 0 | 0 | 0 | 0 | 0 | 0 | 0 | 0 | 0 | 0 | 0 | 0 | 0 | 0 | 0 | 0 | 0 | 0 | 0 | 0 | 0 | 0 | 0 | 0 | 0 | 0 | 0 | 0 | 0 | 0 | 0 | 0 | 0 | 0 | 0 | 0 | 0 | 0 | 0 | 0 | 0 | 0 | 0 | 0 | 0 | 0 | 0 | 0 | 0 | 0 | 0 | 0 | 0 | 0 | 0 | 0 | 0 | 0 | 1 | 0 | 1 | 0 | 0 | 0 | 0 | 0 | 0 | 0 | 1 | 0 | 0 | 0 | 0 | 0 | 0 | 0 | 0 | 0 | 0 | 0 | 0 | 0 | 0 | 0 | 1 | 0 | 0 | 0 |  | 0 | 0 | 0 | 0 | 0 | 0 | 0 | 0 | 0 | 0 | 0 | 0 | 0 | 0 | 0 | 0 | 0 | 0 | 0 | 0 | 0 | 0 | 0 | 0 | 0 | 0 | 0 | 0 | 0 | 0 | 0 | 0 | 0 | 0 | 0 | 0 | 887.485 | 1353.05 | 971.9293 | Mustang-Henrietta 230 kV line | Gates-Arco 230 kV Line | Gates-Arco 230 kV Line |  | 0 | 0 | 0 | 0 | 0 | 0 | 887.485 | 1353.05 | 971.9293 | Mustang-Henrietta 230 kV line | Gates-Arco 230 kV Line | Gates-Arco 230 kV Line |  | 1 | 1 | NO | 1 | 1 | 1 | NO | 1
PG&E GBA | Llagas | 115 | 0 | 0 | 0 | 0 | 0 | 0 | 0 | 0 | 0 | 0 | 0 | 0 | 0 | 0 | 0 | 0 | 0 | 0 | 0 | 0 | 0 | 0 | 0 | 0 | 0 | 0 | 0 | 0 | 0 | 0 | 0 | 0 | 0 | 0 | 0 | 0 | 0 | 0 | 0 | 0 | 0 | 0 | 0 | 0 | 0 | 0 | 0 | 0 | 0 | 0 | 0 | 0 | 1 | 0 | 0 | 1 | 0 | 0 | 0 | 1 | 0 | 0 | 0 | 0 | 1 | 0 | 0 | 0 | 0 | 0 | 0 | 0 | 0 | 0 | 0 | 0 | 0 | 0 | 0 | 0 | 0 | 0 | 0 | 0 | 0 | 0 | 0 | 0 | 0 | 0 | 0 | 0 | 0 | 0 | 0 | 0 | 0 | 1 |  | 0 | 0 | 0 | 0 | 0 | 0 | 0 | 0 | 0 | 0 | 0 | 0 | 0 | 0 | 0 | 0 | 0 | 0 | 0 | 0 | 0 | 0 | 0 | 0 | 0 | 0 | 0 | 0 | 0 | 0 | 0 | 0 | 0 | 0 | 0 | 0 | 339.9 | 359.76 | 303.18 | Morganhill-Metcalf 115kV Line | Morganhill-Metcalf 115kV Line | Morganhill-Metcalf 115kV Line |  | 0 | 0 | 0 | 0 | 0 | 0 | 339.9 | 359.76 | 303.18 | Morganhill-Metcalf 115kV Line | Morganhill-Metcalf 115kV Line | Morganhill-Metcalf 115kV Line |  | 1 | 1 | NO | 1 | 1 | 1 | NO | 1
PG&E GBA | Lockeford | 115 | 0 | 0 | 0 | 0 | 0 | 0 | 0 | 0 | 0 | 0 | 0 | 0 | 0 | 0 | 0 | 0 | 0 | 0 | 0 | 0 | 0 | 0 | 0 | 0 | 0 | 0 | 0 | 0 | 0 | 0 | 0 | 0 | 0 | 0 | 0 | 0 | 0 | 0 | 0 | 0 | 0 | 0 | 0 | 0 | 0 | 1 | 0 | 0 | 0 | 0 | 0 | 0 | 0 | 0 | 0 | 0 | 0 | 0 | 0 | 1 | 1 | 0 | 0 | 0 | 0 | 0 | 0 | 0 | 0 | 0 | 0 | 0 | 0 | 0 | 0 | 0 | 0 | 0 | 0 | 0 | 0 | 0 | 0 | 0 | 0 | 0 | 0 | 0 | 0 | 0 | 0 | 0 | 0 | 0 | 0 | 0 | 0 | 0 |  | 0 | 0 | 0 | 0 | 0 | 0 | 0 | 0 | 0 | 0 | 0 | 0 | 0 | 0 | 0 | 0 | 0 | 0 | 0 | 0 | 0 | 0 | 0 | 0 | 0 | 0 | 0 | 0 | 0 | 0 | 1 | 0 | 0 | 0 | 0 | 0 | -428.9315 | 397.8459 | 3191.0022 | Bellota-Weber 230kV line | Bellota-Weber 230kV line | Bellota-Weber 230kV line |  | 0 | 0 | 0 | 0 | 0 | 0 | 31.0685 | 671.7 | 3191.0022 | Bellota-Weber 230kV line | Eight Mile-Tesla 230 kV line | Bellota-Weber 230kV line |  | 5 | 1 | YES | 2 | 1 | 1 | NO | 1
PG&E GBA | Lockeford | 230 | 0 | 0 | 0 | 0 | 0 | 0 | 0 | 0 | 0 | 0 | 0 | 0 | 0 | 0 | 0 | 0 | 0 | 0 | 0 | 0 | 0 | 0 | 0 | 0 | 0 | 0 | 0 | 0 | 0 | 0 | 0 | 0 | 0 | 0 | 0 | 0 | 0 | 0 | 0 | 1 | 0 | 0 | 0 | 0 | 0 | 1 | 0 | 0 | 0 | 0 | 0 | 0 | 0 | 0 | 0 | 0 | 0 | 0 | 0 | 1 | 1 | 0 | 0 | 0 | 0 | 0 | 0 | 0 | 0 | 0 | 0 | 0 | 0 | 0 | 0 | 0 | 0 | 0 | 0 | 0 | 0 | 0 | 0 | 0 | 0 | 1 | 0 | 0 | 0 | 0 | 0 | 0 | 0 | 0 | 0 | 0 | 0 | 1 |  | 0 | 0 | 0 | 0 | 0 | 0 | 0 | 0 | 0 | 0 | 0 | 0 | 0 | 0 | 0 | 0 | 0 | 0 | 0 | 0 | 0 | 0 | 0 | 0 | 0 | 0 | 0 | 0 | 0 | 0 | 1 | 0 | 0 | 0 | 0 | 0 | -428.9315 | 397.8459 | 3191.0022 | Bellota-Weber 230kV line | Bellota-Weber 230kV line | Bellota-Weber 230kV line |  | 0 | 0 | 0 | 0 | 0 | 0 | 31.0685 | 671.7 | 3191.0022 | Bellota-Weber 230kV line | Eight Mile-Tesla 230 kV line | Bellota-Weber 230kV line |  | 5 | 1 | YES | 2 | 1 | 1 | NO | 1
PG&E GBA | Lockeford | 60 | 0 | 0 | 0 | 0 | 0 | 0 | 0 | 0 | 0 | 0 | 0 | 0 | 0 | 0 | 0 | 0 | 0 | 0 | 0 | 0 | 0 | 0 | 0 | 0 | 0 | 0 | 0 | 0 | 0 | 0 | 0 | 0 | 0 | 0 | 0 | 0 | 0 | 0 | 0 | 1 | 0 | 0 | 0 | 0 | 0 | 1 | 0 | 0 | 0 | 0 | 0 | 0 | 0 | 0 | 0 | 0 | 0 | 0 | 0 | 1 | 1 | 0 | 0 | 0 | 0 | 0 | 0 | 0 | 0 | 0 | 0 | 0 | 0 | 0 | 0 | 0 | 0 | 0 | 0 | 0 | 0 | 0 | 0 | 0 | 0 | 1 | 0 | 0 | 0 | 0 | 0 | 0 | 0 | 0 | 0 | 0 | 0 | 1 |  | 0 | 0 | 0 | 0 | 0 | 0 | 0 | 0 | 0 | 0 | 0 | 0 | 0 | 0 | 0 | 0 | 0 | 0 | 0 | 0 | 0 | 0 | 0 | 0 | 0 | 0 | 0 | 0 | 0 | 0 | 1 | 0 | 0 | 0 | 0 | 0 | -428.9315 | 397.8459 | 3191.0022 | Bellota-Weber 230kV line | Bellota-Weber 230kV line | Bellota-Weber 230kV line |  | 0 | 0 | 0 | 0 | 0 | 0 | 31.0685 | 671.7 | 3191.0022 | Bellota-Weber 230kV line | Eight Mile-Tesla 230 kV line | Bellota-Weber 230kV line |  | 5 | 1 | YES | 2 | 1 | 1 | NO | 1
PG&E GBA | Lodi | 230 | 0 | 0 | 0 | 0 | 0 | 0 | 0 | 0 | 0 | 0 | 0 | 0 | 0 | 0 | 0 | 0 | 0 | 0 | 0 | 0 | 0 | 0 | 0 | 0 | 0 | 0 | 0 | 0 | 0 | 0 | 0 | 0 | 0 | 0 | 0 | 0 | 0 | 0 | 0 | 1 | 0 | 0 | 0 | 0 | 0 | 1 | 0 | 1 | 0 | 0 | 0 | 0 | 0 | 0 | 0 | 0 | 0 | 0 | 0 | 1 | 1 | 0 | 0 | 0 | 0 | 0 | 0 | 0 | 0 | 0 | 0 | 0 | 0 | 0 | 0 | 0 | 0 | 0 | 0 | 0 | 0 | 0 | 0 | 0 | 0 | 0 | 0 | 0 | 0 | 0 | 0 | 0 | 0 | 0 | 0 | 0 | 0 | 0 |  | 0 | 0 | 0 | 0 | 0 | 0 | 0 | 0 | 0 | 0 | 0 | 0 | 0 | 0 | 0 | 0 | 0 | 0 | 0 | 0 | 0 | 0 | 0 | 0 | 0 | 0 | 0 | 0 | 0 | 0 | 1 | 0 | 0 | 0 | 0 | 0 | -428.9315 | 397.8459 | 967.1636 | Bellota-Weber 230kV line | Bellota-Weber 230kV line | Rio Oso-Lockeford 230kV line |  | 0 | 0 | 0 | 0 | 0 | 0 | 31.0685 | 671.7 | 967.1636 | Bellota-Weber 230kV line | Eight Mile-Tesla 230 kV line | Rio Oso-Lockeford 230kV line |  | 5 | 1 | YES | 2 | 1 | 1 | NO | 1
PG&E NGBA | Logan Creek | 230 | 0 | 0 | 0 | 0 | 0 | 0 | 0 | 0 | 0 | 0 | 0 | 0 | 0 | 0 | 0 | 0 | 0 | 0 | 0 | 0 | 0 | 0 | 0 | 0 | 0 | 0 | 0 | 0 | 0 | 0 | 0 | 0 | 0 | 0 | 0 | 0 | 0 | 0 | 0 | 1 | 0 | 0 | 0 | 0 | 0 | 0 | 0 | 0 | 0 | 0 | 0 | 0 | 0 | 0 | 0 | 0 | 0 | 0 | 0 | 0 | 0 | 0 | 0 | 0 | 0 | 0 | 1 | 0 | 0 | 0 | 0 | 0 | 0 | 0 | 0 | 0 | 0 | 0 | 0 | 0 | 0 | 0 | 0 | 0 | 0 | 0 | 0 | 0 | 0 | 0 | 0 | 0 | 0 | 0 | 0 | 0 | 0 | 0 |  | 0 | 0 | 0 | 0 | 0 | 0 | 0 | 0 | 0 | 0 | 0 | 0 | 0 | 0 | 0 | 0 | 0 | 0 | 0 | 0 | 0 | 0 | 0 | 0 | 0 | 0 | 0 | 0 | 0 | 0 | 1 | 0 | 0 | 0 | 0 | 0 | -219.475 | 108.573 | 1029.902 | Birds Landing-Contra Costa 230kV Line | Birds Landing-Contra Costa 230kV Line | Birds Landing-Contra Costa 230kV Line |  | 0 | 0 | 0 | 0 | 0 | 0 | 804.745 | 1874.573 | 1029.902 | Collinsville-Tesla 500 kV Line | Birds Landing-Contra Costa 230kV Line | Birds Landing-Contra Costa 230kV Line |  | 5 | 1 | YES | 2 | 1 | 1 | NO | 1
PG&E GBA | Lone Tree | 230 | 0 | 0 | 0 | 0 | 0 | 0 | 0 | 0 | 0 | 0 | 0 | 0 | 0 | 0 | 0 | 0 | 0 | 0 | 0 | 0 | 0 | 0 | 0 | 0 | 0 | 0 | 0 | 0 | 0 | 0 | 0 | 0 | 0 | 0 | 0 | 0 | 0 | 0 | 0 | 1 | 0 | 0 | 0 | 0 | 0 | 0 | 0 | 0 | 0 | 0 | 0 | 0 | 0 | 0 | 0 | 1 | 0 | 0 | 0 | 0 | 0 | 0 | 0 | 0 | 0 | 0 | 1 | 0 | 0 | 0 | 0 | 0 | 0 | 0 | 0 | 0 | 0 | 0 | 0 | 0 | 0 | 0 | 0 | 0 | 0 | 0 | 0 | 0 | 0 | 0 | 0 | 0 | 0 | 0 | 0 | 0 | 0 | 0 |  | 0 | 0 | 0 | 0 | 0 | 0 | 0 | 0 | 0 | 0 | 0 | 0 | 0 | 0 | 0 | 0 | 0 | 0 | 0 | 0 | 0 | 0 | 0 | 1.8 | 0 | 0 | 0 | 0 | 0 | 1 | 1 | 0 | 0 | 0 | 0 | 0 | -219.475 | 108.573 | 1029.902 | Birds Landing-Contra Costa 230kV Line | Birds Landing-Contra Costa 230kV Line | Birds Landing-Contra Costa 230kV Line |  | 0 | 0 | 0 | 0 | 0 | 0 | 804.745 | 1874.573 | 1029.902 | Collinsville-Tesla 500 kV Line | Birds Landing-Contra Costa 230kV Line | Birds Landing-Contra Costa 230kV Line |  | 5 | 1 | YES | 2 | 1 | 1 | NO | 1
PG&E FRESNO | Los Banos | 230 | 0 | 0 | 0 | 0 | 0 | 0 | 0 | 0 | 0 | 0 | 0 | 0 | 0 | 0 | 0 | 0 | 0 | 0 | 0 | 0 | 0 | 0 | 0 | 0 | 0 | 0 | 0 | 0 | 0 | 0 | 0 | 0 | 0 | 0 | 0 | 0 | 0 | 0 | 0 | 0 | 0 | 0 | 0 | 0 | 0 | 0 | 0 | 0 | 0 | 0 | 0 | 0 | 0 | 0 | 0 | 0 | 0 | 0 | 0 | 0 | 0 | 0 | 0 | 0 | 0 | 0 | 0 | 0 | 0 | 0 | 0 | 0 | 0 | 0 | 0 | 0 | 0 | 0 | 1 | 1 | 0 | 0 | 0 | 0 | 0 | 1 | 0 | 0 | 0 | 0 | 0 | 0 | 0 | 0 | 0 | 0 | 0 | 1 |  | 0 | 0 | 76.4 | 0 | 0 | 0 | 0 | 0 | 0 | 0 | 0 | 80 | 0 | 0 | 1 | 0 | 2.988 | 246.9 | 0 | 0 | 0 | 0 | 0 | 5.9 | 70 | 430 | 80.9 | 160 | 0 | 1 | 0 | 0 | 0 | 0 | 0 | 0 | 1856.597 | 2708.5707 | 2550.9252 | Gates 500/230kV TB #12 | Gates 500/230kV TB #12 | Gates 500/230kV TB #12 |  | 0 | 0 | 0 | 0 | 0 | 0 | 1856.597 | 2708.5707 | 2550.9252 | Gates 500/230kV TB #12 | Gates 500/230kV TB #12 | Gates 500/230kV TB #12 |  | 1 | 1 | NO | 1 | 1 | 1 | NO | 1
PG&E FRESNO | Los Banos | 500 | 0 | 0 | 0 | 0 | 0 | 0 | 0 | 0 | 0 | 0 | 0 | 0 | 0 | 0 | 0 | 0 | 0 | 0 | 0 | 0 | 0 | 0 | 0 | 0 | 0 | 0 | 0 | 0 | 0 | 0 | 0 | 0 | 0 | 0 | 0 | 0 | 0 | 0 | 0 | 0 | 0 | 0 | 0 | 0 | 0 | 0 | 0 | 0 | 0 | 0 | 0 | 0 | 0 | 0 | 0 | 0 | 0 | 0 | 0 | 0 | 0 | 0 | 0 | 0 | 0 | 0 | 0 | 0 | 0 | 0 | 0 | 0 | 0 | 0 | 0 | 0 | 0 | 0 | 0 | 0 | 0 | 0 | 0 | 0 | 0 | 0 | 0 | 0 | 0 | 0 | 0 | 0 | 0 | 0 | 0 | 0 | 1 | 0 |  | 0 | 0 | 0 | 0 | 0 | 0 | 0 | 0 | 0 | 0 | 0 | 0 | 0 | 0 | 0 | 0 | 0 | 0 | 0 | 0 | 0 | 0 | 0 | 0 | 0 | 0 | 0 | 0 | 0 | 0 | 0 | 0 | 0 | 0 | 0 | 0 | 1567.9 | 1621.76 | 6075.99 | NEW-Metcalf-Mosslanding 500kV | NEW-Metcalf-Mosslanding 500kV | NEW-Metcalf-Mosslanding 500kV |  | 0 | 0 | 0 | 0 | 0 | 0 | 1567.9 | 1621.76 | 6075.99 | NEW-Metcalf-Mosslanding 500kV | NEW-Metcalf-Mosslanding 500kV | NEW-Metcalf-Mosslanding 500kV |  | 1 | 1 | NO | 1 | 1 | 1 | NO | 1
SDGE | Los Coches | 138 | 0 | 0 | 0 | 0 | 0 | 0 | 0 | 0 | 0 | 0 | 0 | 0 | 0 | 0 | 0 | 0 | 0 | 0 | 0 | 0 | 0 | 0 | 0 | 0 | 0 | 0 | 1 | 1 | 0 | 0 | 1 | 0 | 1 | 0 | 0 | 0 | 0 | 0 | 0 | 0 | 0 | 0 | 0 | 0 | 0 | 0 | 0 | 0 | 0 | 0 | 0 | 0 | 0 | 0 | 0 | 0 | 0 | 0 | 0 | 0 | 0 | 0 | 0 | 0 | 0 | 0 | 0 | 0 | 0 | 0 | 0 | 0 | 0 | 0 | 0 | 0 | 0 | 0 | 0 | 0 | 0 | 0 | 0 | 0 | 0 | 0 | 0 | 0 | 0 | 0 | 0 | 0 | 0 | 0 | 0 | 0 | 0 | 2 |  | 0 | 0 | 0 | 0 | 0 | 0 | 0 | 0 | 0 | 0 | 0 | 0 | 0 | 0 | 0 | 0 | 0 | 0 | 0 | 0 | 0 | 0 | 0 | 0 | 0 | 0 | 0 | 0 | 0 | 0 | 1 | 0 | 0 | 0 | 0 | 0 | -86 | 69 | 477.9664 | Chicarita 138 kV constraint | Chicarita 138 kV constraint | El Cajon 69 kV constraint |  | 0 | 0 | 0 | 0 | 0 | 0 | 330.21 | 368.105 | 477.9664 | El Cajon 69 kV constraint | El Cajon 69 kV constraint | El Cajon 69 kV constraint |  | 5 | 1 | YES | 2 | 1 | 1 | NO | 1
SDGE | Los Coches | 69 | 0 | 0 | 0 | 0 | 0 | 0 | 0 | 0 | 0 | 0 | 0 | 0 | 0 | 0 | 0 | 0 | 0 | 0 | 0 | 0 | 0 | 0 | 0 | 0 | 0 | 0 | 0 | 1 | 0 | 0 | 1 | 0 | 1 | 0 | 0 | 0 | 0 | 0 | 0 | 0 | 0 | 0 | 0 | 0 | 0 | 0 | 0 | 0 | 0 | 0 | 0 | 0 | 0 | 0 | 0 | 0 | 0 | 0 | 0 | 0 | 0 | 0 | 0 | 0 | 0 | 0 | 0 | 0 | 0 | 0 | 0 | 0 | 0 | 0 | 0 | 0 | 0 | 0 | 0 | 0 | 0 | 0 | 0 | 0 | 0 | 0 | 0 | 0 | 0 | 0 | 0 | 0 | 0 | 0 | 0 | 0 | 0 | 2 |  | 0 | 0 | 0 | 0 | 0 | 0 | 0 | 0 | 0 | 0 | 0 | 0 | 0 | 0 | 0 | 0 | 0 | 0 | 0 | 0 | 0 | 0 | 0 | 0 | 0 | 0 | 0 | 0 | 0 | 0 | 0 | 0 | 0 | 0 | 0 | 0 | 330.21 | 368.105 | 477.9664 | El Cajon 69 kV constraint | El Cajon 69 kV constraint | El Cajon 69 kV constraint |  | 0 | 0 | 0 | 0 | 0 | 0 | 330.21 | 368.105 | 477.9664 | El Cajon 69 kV constraint | El Cajon 69 kV constraint | El Cajon 69 kV constraint |  | 1 | 1 | NO | 1 | 1 | 1 | NO | 1
PG&E GBA | Los Esteros | 115 | 0 | 0 | 0 | 0 | 0 | 0 | 0 | 0 | 0 | 0 | 0 | 0 | 0 | 0 | 0 | 0 | 0 | 0 | 0 | 0 | 0 | 0 | 0 | 0 | 0 | 0 | 0 | 0 | 0 | 0 | 0 | 0 | 0 | 0 | 0 | 0 | 0 | 0 | 0 | 0 | 0 | 0 | 0 | 0 | 0 | 0 | 0 | 0 | 0 | 0 | 0 | 0 | 0 | 0 | 0 | 1 | 0 | 0 | 0 | 1 | 0 | 0 | 0 | 0 | 0 | 1 | 0 | 0 | 0 | 0 | 0 | 0 | 0 | 0 | 0 | 0 | 0 | 0 | 0 | 0 | 0 | 0 | 0 | 0 | 0 | 0 | 0 | 0 | 0 | 0 | 0 | 0 | 0 | 0 | 0 | 0 | 0 | 0 |  | 0 | 0 | 0 | 0 | 0 | 0 | 0 | 0 | 0 | 0 | 0 | 0 | 0 | 0 | 0 | 0 | 0 | 0 | 0 | 0 | 0 | 0 | 0 | 0 | 0 | 0 | 3.3 | 0 | 0 | 1 | 0 | 0 | 0 | 0 | 0 | 0 | 826.3685 | 1964.2439 | 4912.272 | Tesla-Bellota 230 kV line | Tesla-Bellota 230 kV line | Tesla-Bellota 230 kV line |  | 0 | 0 | 0 | 0 | 0 | 0 | 826.3685 | 1964.2439 | 4912.272 | Tesla-Bellota 230 kV line | Tesla-Bellota 230 kV line | Tesla-Bellota 230 kV line |  | 1 | 1 | NO | 1 | 1 | 1 | NO | 1
PG&E GBA | Los Esteros | 230 | 0 | 0 | 0 | 0 | 0 | 0 | 0 | 0 | 0 | 0 | 0 | 0 | 0 | 0 | 0 | 0 | 0 | 0 | 0 | 0 | 0 | 0 | 0 | 0 | 0 | 0 | 0 | 0 | 0 | 0 | 0 | 0 | 0 | 0 | 0 | 0 | 0 | 0 | 0 | 0 | 0 | 0 | 0 | 0 | 0 | 0 | 0 | 0 | 0 | 0 | 0 | 0 | 0 | 0 | 0 | 1 | 0 | 0 | 0 | 1 | 0 | 0 | 0 | 0 | 0 | 1 | 0 | 0 | 0 | 0 | 0 | 0 | 0 | 0 | 0 | 0 | 0 | 0 | 0 | 0 | 0 | 0 | 0 | 0 | 0 | 0 | 0 | 0 | 0 | 0 | 0 | 0 | 0 | 0 | 0 | 0 | 0 | 0 |  | 0 | 0 | 0 | 0 | 0 | 0 | 0 | 0 | 0 | 0 | 0 | 0 | 0 | 0 | 0 | 0 | 0 | 0 | 0 | 0 | 0 | 0 | 0 | 0 | 0 | 0 | 0 | 100 | 0 | 1 | 0 | 0 | 0 | 0 | 0 | 0 | 826.3685 | 1964.2439 | 4912.272 | Tesla-Bellota 230 kV line | Tesla-Bellota 230 kV line | Tesla-Bellota 230 kV line |  | 0 | 0 | 0 | 0 | 0 | 0 | 826.3685 | 1964.2439 | 4912.272 | Tesla-Bellota 230 kV line | Tesla-Bellota 230 kV line | Tesla-Bellota 230 kV line |  | 1 | 1 | NO | 1 | 1 | 1 | NO | 1
PG&E GBA | Los Positas | 230 | 0 | 0 | 0 | 0 | 0 | 0 | 0 | 0 | 0 | 0 | 0 | 0 | 0 | 0 | 0 | 0 | 0 | 0 | 0 | 0 | 0 | 0 | 0 | 0 | 0 | 0 | 0 | 0 | 0 | 0 | 0 | 0 | 0 | 0 | 0 | 0 | 0 | 0 | 0 | 1 | 0 | 0 | 0 | 0 | 0 | 0 | 0 | 0 | 0 | 0 | 0 | 0 | 0 | 0 | 0 | 1 | 0 | 0 | 0 | 1 | 0 | 0 | 0 | 0 | 0 | 0 | 1 | 0 | 0 | 0 | 0 | 0 | 0 | 0 | 0 | 0 | 0 | 0 | 0 | 0 | 0 | 0 | 0 | 0 | 0 | 0 | 0 | 0 | 0 | 0 | 0 | 0 | 0 | 0 | 0 | 0 | 0 | 0 |  | 0 | 0 | 0 | 0 | 0 | 0 | 0 | 0 | 0 | 0 | 0 | 0 | 0 | 0 | 0 | 0 | 0 | 0 | 0 | 0 | 0 | 0 | 0 | 0 | 0 | 0 | 0 | 0 | 0 | 0 | 1 | 0 | 0 | 0 | 0 | 0 | -219.475 | 108.573 | 1029.902 | Birds Landing-Contra Costa 230kV Line | Birds Landing-Contra Costa 230kV Line | Birds Landing-Contra Costa 230kV Line |  | 0 | 0 | 0 | 0 | 0 | 0 | 804.745 | 1874.573 | 1029.902 | Collinsville-Tesla 500 kV Line | Birds Landing-Contra Costa 230kV Line | Birds Landing-Contra Costa 230kV Line |  | 5 | 1 | YES | 2 | 1 | 1 | NO | 1
PG&E GBA | Los Positas | 60 | 0 | 0 | 0 | 0 | 0 | 0 | 0 | 0 | 0 | 0 | 0 | 0 | 0 | 0 | 0 | 0 | 0 | 0 | 0 | 0 | 0 | 0 | 0 | 0 | 0 | 0 | 0 | 0 | 0 | 0 | 0 | 0 | 0 | 0 | 0 | 0 | 0 | 0 | 0 | 1 | 0 | 0 | 0 | 0 | 0 | 0 | 0 | 0 | 0 | 0 | 0 | 0 | 0 | 0 | 0 | 1 | 0 | 0 | 0 | 0 | 0 | 0 | 0 | 0 | 0 | 0 | 1 | 0 | 0 | 0 | 0 | 0 | 0 | 0 | 0 | 0 | 0 | 0 | 0 | 0 | 0 | 0 | 0 | 0 | 0 | 0 | 0 | 0 | 0 | 0 | 0 | 0 | 0 | 0 | 0 | 0 | 0 | 0 |  | 0 | 0 | 0 | 0 | 0 | 0 | 0 | 0 | 0 | 0 | 0 | 0 | 0 | 0 | 0 | 0 | 0 | 0 | 0 | 0 | 0 | 0 | 0 | 0 | 0 | 0 | 0 | 0 | 0 | 0 | 1 | 0 | 0 | 0 | 0 | 0 | -219.475 | 108.573 | 1029.902 | Birds Landing-Contra Costa 230kV Line | Birds Landing-Contra Costa 230kV Line | Birds Landing-Contra Costa 230kV Line |  | 0 | 0 | 0 | 0 | 0 | 0 | 804.745 | 1874.573 | 1029.902 | Collinsville-Tesla 500 kV Line | Birds Landing-Contra Costa 230kV Line | Birds Landing-Contra Costa 230kV Line |  | 5 | 1 | YES | 2 | 1 | 1 | NO | 1
SDGE | Loveland | 69 | 0 | 0 | 0 | 0 | 0 | 0 | 0 | 0 | 0 | 0 | 0 | 0 | 0 | 0 | 0 | 0 | 0 | 0 | 0 | 0 | 0 | 0 | 0 | 0 | 0 | 0 | 0 | 1 | 0 | 1 | 1 | 0 | 1 | 0 | 0 | 0 | 1 | 0 | 0 | 0 | 0 | 0 | 0 | 0 | 0 | 0 | 0 | 0 | 0 | 0 | 0 | 0 | 0 | 0 | 0 | 0 | 0 | 0 | 0 | 0 | 0 | 0 | 0 | 0 | 0 | 0 | 0 | 0 | 0 | 0 | 0 | 0 | 0 | 0 | 0 | 0 | 0 | 0 | 0 | 0 | 0 | 0 | 0 | 0 | 0 | 0 | 0 | 0 | 0 | 0 | 0 | 0 | 0 | 0 | 0 | 0 | 0 | 3 |  | 0 | 0 | 0 | 0 | 0 | 0 | 0 | 0 | 0 | 0 | 0 | 0 | 0 | 0 | 0 | 0 | 0 | 0 | 0 | 0 | 0 | 0 | 0 | 4 | 0 | 0 | 0 | 0 | 0 | 1 | 0 | 0 | 0 | 0 | 0 | 0 | 159.09 | 195.045 | 299.0864 | Miguel 69 kV constraint | Miguel 69 kV constraint | Miguel 69 kV constraint |  | 0 | 0 | 0 | 0 | 0 | 0 | 159.09 | 195.045 | 299.0864 | Miguel 69 kV constraint | Miguel 69 kV constraint | Miguel 69 kV constraint |  | 1 | 1 | NO | 1 | 1 | 1 | NO | 1
SCE NOL | Lugo | 230 | 0 | 0 | 0 | 0 | 0 | 0 | 0 | 0 | 0 | 0 | 0 | 0 | 0 | 1 | 0 | 0 | 0 | 0 | 0 | 0 | 0 | 0 | 0 | 0 | 0 | 0 | 0 | 0 | 0 | 0 | 0 | 0 | 0 | 0 | 0 | 0 | 0 | 0 | 0 | 0 | 0 | 0 | 0 | 0 | 0 | 0 | 0 | 0 | 0 | 0 | 0 | 0 | 0 | 0 | 0 | 0 | 0 | 0 | 0 | 0 | 0 | 0 | 0 | 0 | 0 | 0 | 0 | 0 | 0 | 0 | 0 | 0 | 0 | 0 | 0 | 0 | 0 | 0 | 0 | 0 | 0 | 0 | 0 | 0 | 0 | 0 | 0 | 0 | 0 | 0 | 0 | 0 | 0 | 0 | 0 | 0 | 0 | 1 |  | 0 | 0 | 0 | 0 | 0 | 0 | 0 | 0 | 0 | 0 | 0 | 0 | 0 | 0 | 0 | 0 | 0 | 0 | 0 | 0 | 0 | 0 | 0 | 0 | 0 | 0 | 0 | 0 | 0 | 0 | 0 | 0 | 0 | 0 | 0 | 0 | 507.14 | 388.45 | 1780.4638 | Lugo Transformer Area Constraint | Lugo Transformer Area Constraint | Lugo Transformer Area Constraint |  | 0 | 0 | 0 | 0 | 0 | 0 | 507.14 | 388.45 | 1780.4638 | Lugo Transformer Area Constraint | Lugo Transformer Area Constraint | Lugo Transformer Area Constraint |  | 1 | 1 | NO | 1 | 1 | 1 | NO | 1
SCE Metro | Lugo | 500 | 0 | 0 | 0 | 0 | 0 | 0 | 0 | 0 | 0 | 1 | 0 | 0 | 0 | 0 | 0 | 0 | 0 | 0 | 0 | 0 | 0 | 0 | 0 | 0 | 0 | 0 | 0 | 0 | 0 | 0 | 0 | 0 | 0 | 0 | 0 | 0 | 0 | 0 | 0 | 0 | 0 | 0 | 0 | 0 | 0 | 0 | 0 | 0 | 0 | 0 | 0 | 0 | 0 | 0 | 0 | 0 | 0 | 0 | 0 | 0 | 0 | 0 | 0 | 0 | 0 | 0 | 0 | 0 | 0 | 0 | 0 | 0 | 0 | 0 | 0 | 0 | 0 | 0 | 0 | 0 | 0 | 0 | 0 | 0 | 0 | 0 | 0 | 0 | 0 | 0 | 0 | 0 | 0 | 0 | 0 | 0 | 0 | 0 |  | 33 | 0 | 0 | 0 | 0 | 0 | 0 | 0 | 0 | 0 | 0 | 0 | 0 | 0 | 1 | 422 | 0 | 0 | 0 | 1750 | 0 | 0 | 0 | 0 | 0 | 0 | 0 | 0 | 0 | 1 | 0 | 0 | 0 | 0 | 0 | 0 | 9741.6 | 11376.2 | 14050.5055 | SCE Metro Area Default Constraint | SCE Metro Area Default Constraint | SCE Metro Area Default Constraint |  | 0 | 0 | 0 | 0 | 0 | 0 | 9741.6 | 11376.2 | 14050.5055 | SCE Metro Area Default Constraint | SCE Metro Area Default Constraint | SCE Metro Area Default Constraint |  | 1 | 1 | NO | 1 | 1 | 1 | NO | 1
PG&E FRESNO | Madera | 70 | 0 | 0 | 0 | 0 | 0 | 0 | 0 | 0 | 0 | 0 | 0 | 0 | 0 | 0 | 0 | 0 | 0 | 0 | 0 | 0 | 0 | 0 | 0 | 0 | 0 | 0 | 0 | 0 | 0 | 0 | 0 | 0 | 0 | 0 | 0 | 0 | 0 | 0 | 0 | 0 | 0 | 0 | 0 | 0 | 0 | 1 | 0 | 0 | 0 | 0 | 0 | 0 | 0 | 0 | 0 | 0 | 0 | 0 | 0 | 1 | 0 | 0 | 0 | 0 | 0 | 0 | 0 | 0 | 0 | 0 | 0 | 0 | 0 | 0 | 0 | 0 | 0 | 0 | 0 | 1 | 0 | 1 | 1 | 1 | 0 | 1 | 0 | 1 | 0 | 0 | 0 | 0 | 1 | 0 | 0 | 0 | 0 | 1 |  | 0 | 0 | 0 | 0 | 0 | 0 | 0 | 0 | 0 | 0 | 0 | 0 | 0 | 0 | 0 | 0 | 0 | 0 | 0 | 0 | 0 | 0 | 0 | 0 | 0 | 0 | 0 | 0 | 0 | 0 | 2 | 0 | 1 | 0 | 0 | 0 | -617.4 | -294 | 245.4626 | Chowchilla-Le grand 115kV Line | Chowchilla-Le grand 115kV Line | Oro Loma-El Nido 115kV Line |  | 0 | 0 | 0 | 0 | 0 | 0 | 31.0685 | 465.3 | 245.4626 | Bellota-Weber 230kV line | Oro Loma-El Nido 115kV Line | Oro Loma-El Nido 115kV Line |  | 5 | 1 | YES | 2 | 1 | 1 | NO | 1
PG&E NGBA | Madison | 115 | 0 | 0 | 0 | 0 | 0 | 0 | 0 | 0 | 0 | 0 | 0 | 0 | 0 | 0 | 0 | 0 | 0 | 0 | 0 | 0 | 0 | 0 | 0 | 0 | 0 | 0 | 0 | 0 | 0 | 0 | 0 | 0 | 0 | 0 | 0 | 0 | 0 | 0 | 0 | 1 | 0 | 0 | 0 | 0 | 0 | 0 | 0 | 0 | 0 | 0 | 0 | 0 | 0 | 1 | 1 | 1 | 0 | 0 | 0 | 0 | 0 | 0 | 0 | 0 | 0 | 0 | 1 | 0 | 0 | 0 | 0 | 0 | 0 | 0 | 0 | 0 | 0 | 0 | 0 | 0 | 0 | 0 | 0 | 0 | 0 | 0 | 0 | 0 | 0 | 0 | 0 | 0 | 0 | 0 | 0 | 0 | 0 | 0 |  | 0 | 0 | 0 | 0 | 0 | 0 | 0 | 0 | 0 | 0 | 0 | 0 | 0 | 0 | 0 | 0 | 0 | 0 | 0 | 0 | 0 | 0 | 0 | 0 | 0 | 13 | 10.2 | 0 | 0 | 1 | 2 | 0 | 1 | 0 | 0 | 0 | -763.325 | -136.609 | 1029.902 | Windmaster-Delta pumps 230 kV line | Windmaster-Delta pumps 230 kV line | Birds Landing-Contra Costa 230kV Line |  | 0 | 0 | 0 | 0 | 0 | 0 | 401.875 | 742.923 | 1029.902 | Contra Costa- Windmaster 230 kV line | Contra Costa- Windmaster 230 kV line | Birds Landing-Contra Costa 230kV Line |  | 5 | 1 | YES | 2 | 1 | 1 | NO | 1
PG&E KERN | Magunden | 115 | 0 | 0 | 0 | 0 | 0 | 0 | 0 | 0 | 0 | 0 | 0 | 0 | 0 | 0 | 0 | 0 | 0 | 0 | 0 | 0 | 0 | 0 | 0 | 0 | 0 | 0 | 0 | 0 | 0 | 0 | 0 | 0 | 0 | 0 | 0 | 0 | 0 | 0 | 0 | 0 | 0 | 0 | 0 | 0 | 0 | 0 | 0 | 0 | 0 | 0 | 0 | 0 | 0 | 0 | 0 | 0 | 0 | 0 | 0 | 0 | 0 | 0 | 0 | 0 | 0 | 0 | 0 | 0 | 0 | 0 | 1 | 0 | 0 | 0 | 0 | 0 | 0 | 0 | 1 | 1 | 0 | 0 | 0 | 0 | 0 | 0 | 0 | 0 | 0 | 0 | 0 | 0 | 0 | 0 | 1 | 0 | 0 | 0 |  | 0 | 0 | 0 | 0 | 0 | 0 | 0 | 0 | 0 | 0 | 0 | 0 | 0 | 0 | 0 | 0 | 0 | 0 | 0 | 0 | 0 | 0 | 0 | 0 | 0 | 0 | 0 | 0 | 0 | 0 | 0 | 0 | 0 | 0 | 0 | 0 | 887.485 | 1862.1 | 1602.5731 | Mustang-Henrietta 230 kV line | Kern 230/115kV TB #4 | Mustang-Henrietta 230 kV line |  | 0 | 0 | 0 | 0 | 0 | 0 | 887.485 | 1862.1 | 1602.5731 | Mustang-Henrietta 230 kV line | Kern 230/115kV TB #4 | Mustang-Henrietta 230 kV line |  | 1 | 1 | NO | 1 | 1 | 1 | NO | 1
SCE Northern | Magunden | 230 | 1 | 0 | 1 | 0 | 0 | 0 | 1 | 0 | 0 | 0 | 0 | 0 | 0 | 0 | 0 | 0 | 0 | 0 | 0 | 0 | 0 | 0 | 0 | 0 | 0 | 0 | 0 | 0 | 0 | 0 | 0 | 0 | 0 | 0 | 0 | 0 | 0 | 0 | 0 | 0 | 0 | 0 | 0 | 0 | 0 | 0 | 0 | 0 | 0 | 0 | 0 | 0 | 0 | 0 | 0 | 0 | 0 | 0 | 0 | 0 | 0 | 0 | 0 | 0 | 0 | 0 | 0 | 0 | 0 | 0 | 0 | 0 | 0 | 0 | 0 | 0 | 0 | 0 | 0 | 0 | 0 | 0 | 0 | 0 | 0 | 0 | 0 | 0 | 0 | 0 | 0 | 0 | 0 | 0 | 0 | 0 | 0 | 0 |  | 0 | 0 | 0 | 0 | 0 | 0 | 0 | 0 | 0 | 0 | 0 | 0 | 0 | 0 | 0 | 0 | 0 | 0 | 0 | 0 | 0 | 0 | 0 | 0 | 0 | 0 | 0 | 0 | 0 | 0 | 0 | 0 | 0 | 0 | 0 | 0 | 146.75 | 249.5 | 2279.29 | South of Magunden Constraint | South of Magunden Constraint | South of Magunden Constraint |  | 0 | 0 | 0 | 0 | 0 | 0 | 146.75 | 249.5 | 2279.29 | South of Magunden Constraint | South of Magunden Constraint | South of Magunden Constraint |  | 1 | 1 | NO | 1 | 1 | 1 | NO | 1
PG&E FRESNO | Malaga | 115 | 0 | 0 | 0 | 0 | 0 | 0 | 0 | 0 | 0 | 0 | 0 | 0 | 0 | 0 | 0 | 0 | 0 | 0 | 0 | 0 | 0 | 0 | 0 | 0 | 0 | 0 | 0 | 0 | 0 | 0 | 0 | 0 | 0 | 0 | 0 | 0 | 0 | 0 | 0 | 0 | 0 | 0 | 0 | 0 | 0 | 1 | 0 | 0 | 0 | 0 | 0 | 0 | 0 | 0 | 0 | 0 | 0 | 0 | 0 | 0 | 0 | 0 | 0 | 0 | 0 | 0 | 0 | 0 | 0 | 0 | 0 | 0 | 0 | 0 | 0 | 0 | 0 | 0 | 1 | 0 | 0 | 1 | 0 | 1 | 1 | 1 | 0 | 0 | 0 | 1 | 0 | 0 | 0 | 0 | 1 | 0 | 0 | 2 |  | 0 | 0 | 0 | 0 | 0 | 0 | 0 | 0 | 0 | 0 | 0 | 0 | 0 | 0 | 0 | 0 | 0 | 0 | 0 | 0 | 0 | 0 | 0 | 0 | 0 | 0 | 97 | 30 | 0 | 1 | 3 | 0 | 2 | 0 | 0 | 0 | -1070.2 | -530.5 | 403.9426 | Borden-Storey #1 230kV line | Borden-Storey #1 230kV line | Chowchilla-Le grand 115kV Line |  | 0 | 0 | 0 | 0 | 0 | 0 | 31.0685 | 549.9 | 949.9426 | Bellota-Weber 230kV line | NEW- Melones-Cottle 230kV line | Chowchilla-Le grand 115kV Line |  | 5 | 1 | YES | 2 | 1 | 1 | NO | 1
PG&E NGBA | Malin | 500 | 0 | 0 | 0 | 0 | 0 | 0 | 0 | 0 | 0 | 0 | 0 | 0 | 0 | 0 | 0 | 0 | 0 | 0 | 0 | 0 | 0 | 0 | 0 | 0 | 0 | 0 | 0 | 0 | 0 | 0 | 0 | 0 | 0 | 0 | 0 | 0 | 0 | 0 | 0 | 1 | 0 | 0 | 0 | 0 | 0 | 0 | 0 | 0 | 0 | 0 | 0 | 0 | 0 | 0 | 0 | 0 | 0 | 0 | 0 | 0 | 0 | 0 | 0 | 0 | 0 | 0 | 0 | 0 | 0 | 0 | 0 | 0 | 0 | 0 | 0 | 0 | 0 | 0 | 0 | 0 | 0 | 0 | 0 | 0 | 0 | 0 | 0 | 0 | 0 | 0 | 0 | 0 | 0 | 0 | 0 | 0 | 0 | 0 |  | 0 | 0 | 0 | 0 | 0 | 0 | 0 | 0 | 0 | 0 | 0 | 0 | 0 | 0 | 0 | 0 | 0 | 0 | 0 | 0 | 0 | 0 | 0 | 0 | 0 | 0 | 0 | 0 | 0 | 0 | 0 | 0 | 0 | 0 | 0 | 0 | 804.745 | 2035.936 | 6892.2328 | Collinsville-Tesla 500 kV Line | Collinsville-Tesla 500 kV Line | Collinsville-Tesla 500 kV Line |  | 0 | 0 | 0 | 0 | 0 | 0 | 804.745 | 2035.936 | 6892.2328 | Collinsville-Tesla 500 kV Line | Collinsville-Tesla 500 kV Line | Collinsville-Tesla 500 kV Line |  | 1 | 1 | NO | 1 | 1 | 1 | NO | 1
SCE Northern | Mandalay | 230 | 0 | 0 | 1 | 0 | 1 | 0 | 0 | 0 | 0 | 0 | 0 | 0 | 0 | 0 | 0 | 0 | 0 | 0 | 0 | 0 | 0 | 0 | 0 | 0 | 1 | 0 | 0 | 0 | 0 | 0 | 0 | 0 | 0 | 0 | 0 | 0 | 0 | 0 | 0 | 0 | 0 | 0 | 0 | 0 | 0 | 0 | 0 | 0 | 0 | 0 | 0 | 0 | 0 | 0 | 0 | 0 | 0 | 0 | 0 | 0 | 0 | 0 | 0 | 0 | 0 | 0 | 0 | 0 | 0 | 0 | 0 | 0 | 0 | 0 | 0 | 0 | 0 | 0 | 0 | 0 | 0 | 0 | 0 | 0 | 0 | 0 | 0 | 0 | 0 | 0 | 0 | 0 | 0 | 0 | 0 | 0 | 0 | 0 |  | 0 | 0 | 0 | 0 | 0 | 0 | 0 | 0 | 0 | 0 | 0 | 0 | 0 | 0 | 0 | 0 | 0 | 0 | 0 | 0 | 0 | 0 | 0 | 0 | 0 | 0 | 200 | 0 | 0 | 1 | 1 | 0 | 0 | 0 | 0 | 0 | -298.255 | 619.5 | 3306 | Lugo - Victorville area constraint | Moorpark-Pardee Constraint | Moorpark-Pardee Constraint |  | 0 | 0 | 0 | 0 | 0 | 0 | 287 | 619.5 | 3306 | Moorpark-Pardee Constraint | Moorpark-Pardee Constraint | Moorpark-Pardee Constraint |  | 5 | 1 | YES | 2 | 1 | 1 | NO | 1
PG&E FRESNO | Manning | 230 | 0 | 0 | 0 | 0 | 0 | 0 | 0 | 0 | 0 | 0 | 0 | 0 | 0 | 0 | 0 | 0 | 0 | 0 | 0 | 0 | 0 | 0 | 0 | 0 | 0 | 0 | 0 | 0 | 0 | 0 | 0 | 0 | 0 | 0 | 0 | 0 | 0 | 0 | 0 | 0 | 0 | 0 | 0 | 0 | 0 | 0 | 0 | 0 | 0 | 0 | 0 | 0 | 0 | 0 | 0 | 0 | 0 | 0 | 0 | 0 | 0 | 0 | 0 | 0 | 0 | 0 | 0 | 0 | 0 | 0 | 0 | 0 | 0 | 0 | 0 | 0 | 0 | 0 | 0 | 1 | 0 | 1 | 0 | 0 | 0 | 0 | 0 | 0 | 0 | 0 | 0 | 0 | 0 | 0 | 0 | 0 | 0 | 0 |  | 0 | 0 | 0 | 0 | 0 | 0 | 0 | 0 | 0 | 0 | 0 | 0 | 0 | 0 | 0 | 0 | 0 | 0 | 0 | 0 | 0 | 0 | 0 | 0 | 0 | 0 | 0 | 0 | 0 | 0 | 0 | 0 | 0 | 0 | 0 | 0 | 812.7 | 1440.345 | 3006.2691 | Tranquility-Helm 230kV Line | Tranquility-Helm 230kV Line | Tranquility-Helm 230kV Line |  | 0 | 0 | 0 | 0 | 0 | 0 | 812.7 | 1440.345 | 3006.2691 | Tranquility-Helm 230kV Line | Tranquility-Helm 230kV Line | Tranquility-Helm 230kV Line |  | 1 | 1 | NO | 1 | 1 | 1 | NO | 1
PG&E FRESNO | Manning | 500 | 0 | 0 | 0 | 0 | 0 | 0 | 0 | 0 | 0 | 0 | 0 | 0 | 0 | 0 | 0 | 0 | 0 | 0 | 0 | 0 | 0 | 0 | 0 | 0 | 0 | 0 | 0 | 0 | 0 | 0 | 0 | 0 | 0 | 0 | 0 | 0 | 0 | 0 | 0 | 0 | 0 | 0 | 0 | 0 | 0 | 0 | 0 | 0 | 0 | 0 | 0 | 0 | 0 | 0 | 0 | 0 | 0 | 0 | 0 | 0 | 0 | 0 | 0 | 0 | 0 | 0 | 0 | 0 | 0 | 0 | 0 | 0 | 0 | 0 | 0 | 0 | 0 | 1 | 0 | 0 | 0 | 0 | 0 | 0 | 0 | 0 | 0 | 0 | 0 | 0 | 0 | 0 | 0 | 0 | 0 | 0 | 0 | 0 |  | 0 | 0 | 0 | 0 | 0 | 0 | 0 | 0 | 0 | 0 | 0 | 0 | 0 | 0 | 0 | 0 | 0 | 0 | 0 | 0 | 0 | 0 | 0 | 0 | 200 | 500 | 0 | 260 | 0 | 1 | 0 | 0 | 0 | 0 | 0 | 0 | 1990 | 2008 | 1987 | Manning 500kV | Manning 500kV | Manning 500kV |  | 0 | 0 | 0 | 0 | 0 | 0 | 1990 | 2008 | 1987 | Manning 500kV | Manning 500kV | Manning 500kV |  | 1 | 1 | NO | 1 | 1 | 1 | NO | 1
PG&E GBA | Manteca | 115 | 0 | 0 | 0 | 0 | 0 | 0 | 0 | 0 | 0 | 0 | 0 | 0 | 0 | 0 | 0 | 0 | 0 | 0 | 0 | 0 | 0 | 0 | 0 | 0 | 0 | 0 | 0 | 0 | 0 | 0 | 0 | 0 | 0 | 0 | 0 | 0 | 0 | 0 | 0 | 0 | 0 | 0 | 0 | 0 | 0 | 1 | 0 | 0 | 0 | 0 | 0 | 0 | 0 | 0 | 0 | 1 | 0 | 1 | 0 | 1 | 0 | 0 | 0 | 0 | 0 | 1 | 0 | 1 | 0 | 0 | 0 | 0 | 0 | 0 | 0 | 0 | 0 | 0 | 1 | 1 | 0 | 0 | 0 | 0 | 0 | 0 | 0 | 0 | 0 | 0 | 0 | 0 | 0 | 0 | 1 | 1 | 0 | 0 |  | 0 | 0 | 0 | 0 | 0 | 0 | 0 | 0 | 0 | 0 | 0 | 0 | 0 | 0 | 0 | 0 | 0 | 0 | 0 | 0 | 0 | 0 | 0 | 1.5 | 0 | 0 | 0 | 0 | 0 | 1 | 1 | 0 | 0 | 0 | 0 | 0 | -428.9315 | 201.2909 | 587.675 | Bellota-Weber 230kV line | Kasson Jct-Heinz 115 kV line | Cal Flat-Gates 230 kV line |  | 0 | 0 | 0 | 0 | 0 | 0 | 31.0685 | 201.2909 | 587.675 | Bellota-Weber 230kV line | Kasson Jct-Heinz 115 kV line | Cal Flat-Gates 230 kV line |  | 5 | 1 | YES | 2 | 1 | 1 | NO | 1
SDGE | Margarita | 138 | 0 | 0 | 0 | 0 | 0 | 0 | 0 | 0 | 0 | 0 | 0 | 0 | 0 | 0 | 0 | 0 | 0 | 0 | 0 | 0 | 0 | 0 | 0 | 0 | 0 | 1 | 0 | 0 | 0 | 0 | 0 | 0 | 0 | 0 | 0 | 0 | 0 | 1 | 1 | 0 | 0 | 0 | 0 | 0 | 0 | 0 | 0 | 0 | 0 | 0 | 0 | 0 | 0 | 0 | 0 | 0 | 0 | 0 | 0 | 0 | 0 | 0 | 0 | 0 | 0 | 0 | 0 | 0 | 0 | 0 | 0 | 0 | 0 | 0 | 0 | 0 | 0 | 0 | 0 | 0 | 0 | 0 | 0 | 0 | 0 | 0 | 0 | 0 | 0 | 0 | 0 | 0 | 0 | 0 | 0 | 0 | 0 | 0 |  | 0 | 0 | 0 | 0 | 0 | 0 | 0 | 0 | 0 | 0 | 0 | 0 | 0 | 0 | 0 | 0 | 0 | 0 | 0 | 0 | 0 | 0 | 0 | 0 | 0 | 0 | 0 | 0 | 0 | 0 | 0 | 0 | 0 | 0 | 0 | 0 | 401 | 451 | 601 | Trabuco-Capistrano 138 kV constraint | Trabuco-Capistrano 138 kV constraint | Trabuco-Capistrano 138 kV constraint |  | 0 | 0 | 0 | 0 | 0 | 0 | 401 | 451 | 601 | Trabuco-Capistrano 138 kV constraint | Trabuco-Capistrano 138 kV constraint | Trabuco-Capistrano 138 kV constraint |  | 1 | 1 | NO | 1 | 1 | 1 | NO | 1
PG&E GBA | Martin | 230 | 0 | 0 | 0 | 0 | 0 | 0 | 0 | 0 | 0 | 0 | 0 | 0 | 0 | 0 | 0 | 0 | 0 | 0 | 0 | 0 | 0 | 0 | 0 | 0 | 0 | 0 | 0 | 0 | 0 | 0 | 0 | 0 | 0 | 0 | 0 | 0 | 0 | 0 | 0 | 1 | 0 | 0 | 0 | 0 | 0 | 0 | 0 | 0 | 0 | 0 | 0 | 0 | 1 | 0 | 0 | 0 | 0 | 0 | 0 | 0 | 0 | 0 | 0 | 0 | 0 | 0 | 0 | 0 | 0 | 0 | 0 | 0 | 0 | 0 | 0 | 0 | 0 | 0 | 0 | 0 | 0 | 0 | 0 | 0 | 0 | 0 | 0 | 0 | 0 | 0 | 0 | 0 | 0 | 0 | 0 | 0 | 0 | 1 |  | 0 | 0 | 0 | 0 | 0 | 0 | 0 | 0 | 0 | 0 | 0 | 0 | 0 | 0 | 0 | 0 | 0 | 0 | 0 | 0 | 0 | 0 | 0 | 0 | 0 | 0 | 0 | 0 | 0 | 0 | 0 | 0 | 0 | 0 | 0 | 0 | 804.745 | 2035.936 | 5151.188 | Collinsville-Tesla 500 kV Line | Collinsville-Tesla 500 kV Line | Sobrante-Moraga 230 kV line |  | 0 | 0 | 0 | 0 | 0 | 0 | 804.745 | 2035.936 | 5151.188 | Collinsville-Tesla 500 kV Line | Collinsville-Tesla 500 kV Line | Sobrante-Moraga 230 kV line |  | 1 | 1 | NO | 1 | 1 | 1 | NO | 1
PG&E GBA | Martin | 115 | 0 | 0 | 0 | 0 | 0 | 0 | 0 | 0 | 0 | 0 | 0 | 0 | 0 | 0 | 0 | 0 | 0 | 0 | 0 | 0 | 0 | 0 | 0 | 0 | 0 | 0 | 0 | 0 | 0 | 0 | 0 | 0 | 0 | 0 | 0 | 0 | 0 | 0 | 0 | 0 | 0 | 0 | 0 | 0 | 0 | 0 | 0 | 0 | 0 | 0 | 0 | 0 | 1 | 0 | 0 | 1 | 0 | 0 | 0 | 0 | 0 | 0 | 0 | 0 | 0 | 1 | 0 | 0 | 0 | 0 | 0 | 0 | 0 | 0 | 0 | 0 | 0 | 0 | 0 | 0 | 0 | 0 | 0 | 0 | 0 | 0 | 0 | 0 | 0 | 0 | 0 | 0 | 0 | 0 | 0 | 0 | 0 | 1 |  | 0 | 0 | 0 | 0 | 0 | 0 | 0 | 0 | 0 | 0 | 0 | 0 | 0 | 0 | 0 | 0 | 0 | 0 | 0 | 0 | 0 | 0 | 0 | 0 | 0 | 0 | 188 | 0 | 0 | 1 | 0 | 0 | 0 | 0 | 0 | 0 | 2357.6435 | 2804.535 | 5151.188 | Tesla-Tracy-Pump 230 kV line #2 | Sobrante-Moraga 230 kV line | Sobrante-Moraga 230 kV line |  | 0 | 0 | 0 | 0 | 0 | 0 | 2357.6435 | 2804.535 | 5151.188 | Tesla-Tracy-Pump 230 kV line #2 | Sobrante-Moraga 230 kV line | Sobrante-Moraga 230 kV line |  | 1 | 1 | NO | 1 | 1 | 1 | NO | 1
PG&E GBA | Martinez | 115 | 0 | 0 | 0 | 0 | 0 | 0 | 0 | 0 | 0 | 0 | 0 | 0 | 0 | 0 | 0 | 0 | 0 | 0 | 0 | 0 | 0 | 0 | 0 | 0 | 0 | 0 | 0 | 0 | 0 | 0 | 0 | 0 | 0 | 0 | 0 | 0 | 0 | 0 | 0 | 1 | 0 | 0 | 0 | 0 | 0 | 0 | 0 | 0 | 0 | 1 | 0 | 0 | 1 | 1 | 1 | 1 | 0 | 0 | 1 | 1 | 0 | 0 | 0 | 0 | 0 | 1 | 0 | 0 | 0 | 0 | 0 | 0 | 0 | 0 | 0 | 0 | 0 | 0 | 0 | 0 | 0 | 0 | 0 | 0 | 0 | 0 | 0 | 0 | 0 | 0 | 0 | 0 | 0 | 0 | 0 | 0 | 0 | 2 |  | 0 | 0 | 0 | 0 | 0 | 0 | 0 | 0 | 0 | 0 | 0 | 0 | 0 | 0 | 0 | 0 | 0 | 0 | 0 | 0 | 0 | 0 | 0 | 0 | 0 | 0 | 0 | 0 | 0 | 0 | 1 | 0 | 1 | 0 | 0 | 0 | -763.325 | -136.609 | 3610.786 | Windmaster-Delta pumps 230 kV line | Windmaster-Delta pumps 230 kV line | Contra Costa- Windmaster 230 kV line |  | 0 | 0 | 0 | 0 | 0 | 0 | 401.875 | 742.923 | 3610.786 | Contra Costa- Windmaster 230 kV line | Contra Costa- Windmaster 230 kV line | Contra Costa- Windmaster 230 kV line |  | 5 | 1 | YES | 2 | 1 | 1 | NO | 1
PG&E FRESNO | Mc Mullin | 230 | 0 | 0 | 0 | 0 | 0 | 0 | 0 | 0 | 0 | 0 | 0 | 0 | 0 | 0 | 0 | 0 | 0 | 0 | 0 | 0 | 0 | 0 | 0 | 0 | 0 | 0 | 0 | 0 | 0 | 0 | 0 | 0 | 0 | 0 | 0 | 0 | 0 | 0 | 0 | 0 | 0 | 0 | 0 | 0 | 0 | 1 | 0 | 0 | 0 | 0 | 0 | 0 | 0 | 0 | 0 | 0 | 0 | 0 | 0 | 0 | 0 | 0 | 0 | 0 | 0 | 0 | 0 | 0 | 0 | 0 | 0 | 0 | 0 | 0 | 0 | 0 | 0 | 0 | 1 | 1 | 0 | 1 | 0 | 0 | 0 | 1 | 0 | 0 | 0 | 1 | 0 | 0 | 0 | 0 | 0 | 0 | 0 | 1 |  | 0 | 0 | 0 | 0 | 0 | 0 | 0 | 0 | 0 | 0 | 0 | 0 | 0 | 0 | 0 | 0 | 0 | 0 | 0 | 0 | 0 | 0 | 0 | 0 | 0 | 0 | 0 | 0 | 0 | 0 | 2 | 0 | 1 | 0 | 0 | 0 | -1070.2 | -530.5 | 898.7076 | Borden-Storey #1 230kV line | Borden-Storey #1 230kV line | Borden-Storey #1 230kV line |  | 0 | 0 | 0 | 0 | 0 | 0 | 31.0685 | 716.5 | 2550.9252 | Bellota-Weber 230kV line | Borden-Storey #1 230kV line | Gates 500/230kV TB #12 |  | 5 | 1 | YES | 2 | 1 | 1 | NO | 1
PG&E FRESNO | McCall | 115 | 0 | 0 | 0 | 0 | 0 | 0 | 0 | 0 | 0 | 0 | 0 | 0 | 0 | 0 | 0 | 0 | 0 | 0 | 0 | 0 | 0 | 0 | 0 | 0 | 0 | 0 | 0 | 0 | 0 | 0 | 0 | 0 | 0 | 0 | 0 | 0 | 0 | 0 | 0 | 0 | 0 | 0 | 0 | 0 | 0 | 1 | 0 | 0 | 0 | 0 | 0 | 0 | 0 | 0 | 0 | 0 | 0 | 0 | 0 | 0 | 0 | 0 | 0 | 0 | 0 | 0 | 0 | 0 | 0 | 0 | 0 | 0 | 0 | 0 | 0 | 0 | 0 | 0 | 1 | 0 | 0 | 1 | 0 | 1 | 0 | 1 | 0 | 0 | 0 | 1 | 0 | 0 | 0 | 0 | 0 | 0 | 0 | 1 |  | 0 | 0 | 0 | 0 | 0 | 0 | 0 | 0 | 0 | 0 | 0 | 0 | 0 | 0 | 0 | 0 | 0 | 0 | 0 | 0 | 0 | 0 | 0 | 1.5 | 0 | 0 | 0 | 0 | 0 | 1 | 3 | 0 | 2 | 0 | 0 | 0 | -1070.2 | -530.5 | 403.9426 | Borden-Storey #1 230kV line | Borden-Storey #1 230kV line | Chowchilla-Le grand 115kV Line |  | 0 | 0 | 0 | 0 | 0 | 0 | 31.0685 | 716.5 | 949.9426 | Bellota-Weber 230kV line | Borden-Storey #1 230kV line | Chowchilla-Le grand 115kV Line |  | 5 | 1 | YES | 2 | 1 | 1 | NO | 1
PG&E FRESNO | McCall | 230 | 0 | 0 | 0 | 0 | 0 | 0 | 0 | 0 | 0 | 0 | 0 | 0 | 0 | 0 | 0 | 0 | 0 | 0 | 0 | 0 | 0 | 0 | 0 | 0 | 0 | 0 | 0 | 0 | 0 | 0 | 0 | 0 | 0 | 0 | 0 | 0 | 0 | 0 | 0 | 0 | 0 | 0 | 0 | 0 | 0 | 1 | 0 | 0 | 0 | 0 | 0 | 0 | 0 | 0 | 0 | 0 | 0 | 0 | 0 | 0 | 0 | 0 | 0 | 0 | 0 | 0 | 0 | 0 | 0 | 0 | 0 | 0 | 0 | 0 | 0 | 0 | 0 | 0 | 1 | 1 | 0 | 1 | 0 | 0 | 0 | 1 | 0 | 0 | 0 | 1 | 0 | 0 | 0 | 0 | 0 | 0 | 0 | 1 |  | 0 | 0 | 0 | 0 | 0 | 0 | 0 | 0 | 0 | 0 | 0 | 0 | 0 | 0 | 0 | 0 | 0 | 0 | 0 | 0 | 0 | 0 | 0 | 0 | 0 | 0 | 0 | 0 | 0 | 0 | 2 | 0 | 1 | 0 | 0 | 0 | -1070.2 | -530.5 | 898.7076 | Borden-Storey #1 230kV line | Borden-Storey #1 230kV line | Borden-Storey #1 230kV line |  | 0 | 0 | 0 | 0 | 0 | 0 | 31.0685 | 716.5 | 2550.9252 | Bellota-Weber 230kV line | Borden-Storey #1 230kV line | Gates 500/230kV TB #12 |  | 5 | 1 | YES | 2 | 1 | 1 | NO | 1
PG&E GBA | Meadow Lane | 115 | 0 | 0 | 0 | 0 | 0 | 0 | 0 | 0 | 0 | 0 | 0 | 0 | 0 | 0 | 0 | 0 | 0 | 0 | 0 | 0 | 0 | 0 | 0 | 0 | 0 | 0 | 0 | 0 | 0 | 0 | 0 | 0 | 0 | 0 | 0 | 0 | 0 | 0 | 0 | 1 | 0 | 0 | 0 | 0 | 0 | 0 | 0 | 0 | 0 | 0 | 0 | 0 | 0 | 0 | 0 | 0 | 0 | 0 | 0 | 0 | 0 | 0 | 0 | 0 | 0 | 0 | 0 | 0 | 0 | 0 | 0 | 0 | 0 | 0 | 0 | 0 | 0 | 0 | 0 | 0 | 0 | 0 | 0 | 0 | 0 | 0 | 0 | 0 | 0 | 0 | 0 | 0 | 0 | 0 | 0 | 0 | 0 | 0 |  | 0 | 0 | 0 | 0 | 0 | 0 | 0 | 0 | 0 | 0 | 0 | 0 | 0 | 0 | 0 | 0 | 0 | 0 | 0 | 0 | 0 | 0 | 0 | 0 | 0 | 0 | 0 | 0 | 0 | 0 | 0 | 0 | 0 | 0 | 0 | 0 | 804.745 | 2035.936 | 6892.2328 | Collinsville-Tesla 500 kV Line | Collinsville-Tesla 500 kV Line | Collinsville-Tesla 500 kV Line |  | 0 | 0 | 0 | 0 | 0 | 0 | 804.745 | 2035.936 | 6892.2328 | Collinsville-Tesla 500 kV Line | Collinsville-Tesla 500 kV Line | Collinsville-Tesla 500 kV Line |  | 1 | 1 | NO | 1 | 1 | 1 | NO | 1
PG&E GBA | Melones | 115 | 0 | 0 | 0 | 0 | 0 | 0 | 0 | 0 | 0 | 0 | 0 | 0 | 0 | 0 | 0 | 0 | 0 | 0 | 0 | 0 | 0 | 0 | 0 | 0 | 0 | 0 | 0 | 0 | 0 | 0 | 0 | 0 | 0 | 0 | 0 | 0 | 0 | 0 | 0 | 0 | 0 | 0 | 0 | 0 | 0 | 1 | 0 | 0 | 0 | 0 | 0 | 0 | 0 | 0 | 0 | 1 | 0 | 1 | 0 | 1 | 0 | 0 | 0 | 0 | 0 | 1 | 0 | 0 | 0 | 0 | 0 | 0 | 0 | 0 | 0 | 0 | 0 | 0 | 0 | 0 | 0 | 0 | 0 | 0 | 0 | 0 | 0 | 0 | 0 | 0 | 0 | 0 | 0 | 0 | 0 | 0 | 0 | 0 |  | 0 | 0 | 0 | 0 | 0 | 0 | 0 | 0 | 0 | 0 | 0 | 0 | 0 | 0 | 0 | 0 | 0 | 0 | 0 | 0 | 0 | 0 | 0 | 0 | 0 | 0 | 0 | 0 | 0 | 0 | 1 | 0 | 0 | 0 | 0 | 0 | -428.9315 | 201.2909 | 653.3714 | Bellota-Weber 230kV line | Kasson Jct-Heinz 115 kV line | Kasson Jct-Heinz 115 kV line |  | 0 | 0 | 0 | 0 | 0 | 0 | 31.0685 | 201.2909 | 653.3714 | Bellota-Weber 230kV line | Kasson Jct-Heinz 115 kV line | Kasson Jct-Heinz 115 kV line |  | 5 | 1 | YES | 2 | 1 | 1 | NO | 1
PG&E GBA | Melones | 230 | 0 | 0 | 0 | 0 | 0 | 0 | 0 | 0 | 0 | 0 | 0 | 0 | 0 | 0 | 0 | 0 | 0 | 0 | 0 | 0 | 0 | 0 | 0 | 0 | 0 | 0 | 0 | 0 | 0 | 0 | 0 | 0 | 0 | 0 | 0 | 0 | 0 | 0 | 0 | 0 | 0 | 0 | 0 | 0 | 0 | 1 | 0 | 0 | 0 | 0 | 0 | 0 | 0 | 0 | 0 | 1 | 0 | 1 | 0 | 1 | 0 | 0 | 0 | 0 | 0 | 1 | 0 | 0 | 0 | 0 | 0 | 0 | 0 | 0 | 0 | 0 | 0 | 0 | 0 | 0 | 0 | 0 | 0 | 0 | 0 | 0 | 0 | 0 | 0 | 0 | 0 | 0 | 0 | 0 | 0 | 0 | 0 | 0 |  | 0 | 0 | 0 | 0 | 0 | 0 | 0 | 0 | 0 | 0 | 0 | 0 | 0 | 0 | 0 | 0 | 0 | 0 | 0 | 0 | 0 | 0 | 0 | 0 | 0 | 0 | 0 | 0 | 0 | 0 | 1 | 0 | 0 | 0 | 0 | 0 | -428.9315 | 201.2909 | 653.3714 | Bellota-Weber 230kV line | Kasson Jct-Heinz 115 kV line | Kasson Jct-Heinz 115 kV line |  | 0 | 0 | 0 | 0 | 0 | 0 | 31.0685 | 201.2909 | 653.3714 | Bellota-Weber 230kV line | Kasson Jct-Heinz 115 kV line | Kasson Jct-Heinz 115 kV line |  | 5 | 1 | YES | 2 | 1 | 1 | NO | 1
SDGE | Melrose | 69 | 0 | 0 | 0 | 0 | 0 | 0 | 0 | 0 | 0 | 0 | 0 | 0 | 0 | 0 | 0 | 0 | 0 | 0 | 0 | 0 | 0 | 0 | 0 | 0 | 0 | 1 | 0 | 0 | 0 | 0 | 0 | 0 | 1 | 1 | 0 | 0 | 0 | 1 | 0 | 0 | 0 | 0 | 0 | 0 | 0 | 0 | 0 | 0 | 0 | 0 | 0 | 0 | 0 | 0 | 0 | 0 | 0 | 0 | 0 | 0 | 0 | 0 | 0 | 0 | 0 | 0 | 0 | 0 | 0 | 0 | 0 | 0 | 0 | 0 | 0 | 0 | 0 | 0 | 0 | 0 | 0 | 0 | 0 | 0 | 0 | 0 | 0 | 0 | 0 | 0 | 0 | 0 | 0 | 0 | 0 | 0 | 0 | 1 |  | 0 | 0 | 0 | 0 | 0 | 0 | 0 | 0 | 0 | 0 | 0 | 0 | 0 | 0 | 0 | 0 | 0 | 0 | 0 | 0 | 0 | 0 | 0 | 0 | 0 | 0 | 20 | 0 | 0 | 1 | 0 | 0 | 0 | 0 | 0 | 0 | 144.4 | 174.2 | 263.6 | Ocean Ranch 69 kV constraint | Ocean Ranch 69 kV constraint | Ocean Ranch 69 kV constraint |  | 0 | 0 | 0 | 0 | 0 | 0 | 144.4 | 174.2 | 263.6 | Ocean Ranch 69 kV constraint | Ocean Ranch 69 kV constraint | Ocean Ranch 69 kV constraint |  | 1 | 1 | NO | 1 | 1 | 1 | NO | 1
PG&E NGBA | Mendocino | 115 | 0 | 0 | 0 | 0 | 0 | 0 | 0 | 0 | 0 | 0 | 0 | 0 | 0 | 0 | 0 | 0 | 0 | 0 | 0 | 0 | 0 | 0 | 0 | 0 | 0 | 0 | 0 | 0 | 0 | 0 | 0 | 0 | 0 | 0 | 0 | 0 | 0 | 0 | 0 | 1 | 0 | 0 | 0 | 0 | 0 | 0 | 0 | 0 | 0 | 0 | 0 | 0 | 1 | 0 | 0 | 0 | 0 | 0 | 0 | 0 | 0 | 0 | 0 | 0 | 0 | 0 | 1 | 0 | 0 | 0 | 0 | 0 | 0 | 0 | 0 | 0 | 0 | 0 | 0 | 0 | 0 | 0 | 0 | 0 | 0 | 0 | 0 | 0 | 0 | 0 | 0 | 0 | 0 | 0 | 0 | 0 | 0 | 1 |  | 0 | 0 | 0 | 0 | 0 | 0 | 0 | 0 | 0 | 0 | 0 | 0 | 0 | 0 | 0 | 0 | 0 | 0 | 0 | 0 | 0 | 0 | 0 | 0 | 0 | 0 | 0 | 0 | 0 | 0 | 1 | 0 | 0 | 0 | 0 | 0 | -219.475 | 108.573 | 1029.902 | Birds Landing-Contra Costa 230kV Line | Birds Landing-Contra Costa 230kV Line | Birds Landing-Contra Costa 230kV Line |  | 0 | 0 | 0 | 0 | 0 | 0 | 804.745 | 1874.573 | 1029.902 | Collinsville-Tesla 500 kV Line | Birds Landing-Contra Costa 230kV Line | Birds Landing-Contra Costa 230kV Line |  | 5 | 1 | YES | 2 | 1 | 1 | NO | 1
PG&E NGBA | Mendocino | 60 | 0 | 0 | 0 | 0 | 0 | 0 | 0 | 0 | 0 | 0 | 0 | 0 | 0 | 0 | 0 | 0 | 0 | 0 | 0 | 0 | 0 | 0 | 0 | 0 | 0 | 0 | 0 | 0 | 0 | 0 | 0 | 0 | 0 | 0 | 0 | 0 | 0 | 0 | 0 | 1 | 0 | 1 | 0 | 0 | 0 | 0 | 0 | 0 | 0 | 0 | 0 | 0 | 1 | 0 | 1 | 1 | 0 | 0 | 0 | 0 | 0 | 0 | 0 | 0 | 0 | 0 | 1 | 0 | 0 | 0 | 0 | 0 | 0 | 0 | 0 | 0 | 0 | 0 | 0 | 0 | 0 | 0 | 0 | 0 | 0 | 0 | 0 | 0 | 0 | 0 | 0 | 0 | 0 | 0 | 0 | 0 | 0 | 1 |  | 0 | 0 | 0 | 0 | 0 | 0 | 0 | 0 | 0 | 0 | 0 | 0 | 0 | 0 | 0 | 0 | 3 | 0 | 0 | 0 | 0 | 0 | 0 | 0 | 0 | 0 | 0 | 0 | 5 | 1 | 1 | 0 | 0 | 0 | 0 | 0 | -219.475 | 108.573 | 1029.902 | Birds Landing-Contra Costa 230kV Line | Birds Landing-Contra Costa 230kV Line | Birds Landing-Contra Costa 230kV Line |  | 0 | 0 | 0 | 0 | 0 | 0 | 401.875 | 742.923 | 1029.902 | Contra Costa- Windmaster 230 kV line | Contra Costa- Windmaster 230 kV line | Birds Landing-Contra Costa 230kV Line |  | 5 | 1 | YES | 2 | 1 | 1 | NO | 1
PG&E FRESNO | Mendota | 115 | 0 | 0 | 0 | 0 | 0 | 0 | 0 | 0 | 0 | 0 | 0 | 0 | 0 | 0 | 0 | 0 | 0 | 0 | 0 | 0 | 0 | 0 | 0 | 0 | 0 | 0 | 0 | 0 | 0 | 0 | 0 | 0 | 0 | 0 | 0 | 0 | 0 | 0 | 0 | 0 | 0 | 0 | 0 | 0 | 0 | 1 | 0 | 0 | 0 | 0 | 0 | 0 | 0 | 0 | 0 | 0 | 0 | 0 | 0 | 0 | 0 | 0 | 0 | 0 | 0 | 0 | 0 | 0 | 0 | 0 | 0 | 0 | 0 | 0 | 0 | 0 | 0 | 0 | 1 | 1 | 1 | 1 | 1 | 1 | 1 | 1 | 0 | 1 | 0 | 1 | 1 | 0 | 1 | 0 | 0 | 0 | 0 | 2 |  | 0 | 0 | 0 | 0 | 0 | 0 | 0 | 0 | 0 | 0 | 0 | 0 | 0 | 0 | 0 | 0 | 0 | 0 | 0 | 0 | 0 | 0 | 0 | 0 | 0 | 0 | 0 | 0 | 0 | 0 | 3 | 0 | 2 | 0 | 0 | 0 | -1070.2 | -530.5 | 200.0276 | Borden-Storey #1 230kV line | Borden-Storey #1 230kV line | Merced 115/70kV TB#2 |  | 0 | 0 | 0 | 0 | 0 | 0 | 31.0685 | 91.2 | 200.0276 | Bellota-Weber 230kV line | Merced 115/70kV TB#2 | Merced 115/70kV TB#2 |  | 5 | 1 | YES | 2 | 1 | 1 | NO | 1
PG&E GBA | Menlo | 60 | 0 | 0 | 0 | 0 | 0 | 0 | 0 | 0 | 0 | 0 | 0 | 0 | 0 | 0 | 0 | 0 | 0 | 0 | 0 | 0 | 0 | 0 | 0 | 0 | 0 | 0 | 0 | 0 | 0 | 0 | 0 | 0 | 0 | 0 | 0 | 0 | 0 | 0 | 0 | 1 | 0 | 0 | 0 | 0 | 0 | 0 | 0 | 0 | 0 | 0 | 0 | 0 | 1 | 0 | 0 | 1 | 0 | 0 | 0 | 0 | 0 | 0 | 0 | 0 | 0 | 0 | 0 | 0 | 0 | 0 | 0 | 0 | 0 | 0 | 0 | 0 | 0 | 0 | 0 | 0 | 0 | 0 | 0 | 0 | 0 | 0 | 0 | 0 | 0 | 0 | 0 | 0 | 0 | 0 | 0 | 0 | 0 | 1 |  | 0 | 0 | 0 | 0 | 0 | 0 | 0 | 0 | 0 | 0 | 0 | 0 | 0 | 0 | 0 | 0 | 0 | 0 | 0 | 0 | 0 | 0 | 0 | 0 | 0 | 0 | 0 | 0 | 0 | 0 | 0 | 0 | 0 | 0 | 0 | 0 | 804.745 | 2035.936 | 5151.188 | Collinsville-Tesla 500 kV Line | Collinsville-Tesla 500 kV Line | Sobrante-Moraga 230 kV line |  | 0 | 0 | 0 | 0 | 0 | 0 | 804.745 | 2035.936 | 5151.188 | Collinsville-Tesla 500 kV Line | Collinsville-Tesla 500 kV Line | Sobrante-Moraga 230 kV line |  | 1 | 1 | NO | 1 | 1 | 1 | NO | 1
PG&E FRESNO | Merced | 115 | 0 | 0 | 0 | 0 | 0 | 0 | 0 | 0 | 0 | 0 | 0 | 0 | 0 | 0 | 0 | 0 | 0 | 0 | 0 | 0 | 0 | 0 | 0 | 0 | 0 | 0 | 0 | 0 | 0 | 0 | 0 | 0 | 0 | 0 | 0 | 0 | 0 | 0 | 0 | 0 | 0 | 0 | 0 | 0 | 0 | 1 | 0 | 0 | 0 | 0 | 0 | 0 | 0 | 0 | 0 | 0 | 0 | 0 | 0 | 1 | 0 | 0 | 0 | 0 | 0 | 0 | 0 | 0 | 0 | 0 | 0 | 0 | 0 | 0 | 0 | 0 | 0 | 0 | 1 | 1 | 0 | 1 | 1 | 1 | 1 | 1 | 0 | 1 | 1 | 1 | 0 | 0 | 1 | 0 | 0 | 0 | 0 | 2 |  | 0 | 0 | 0 | 0 | 0 | 0 | 0 | 0 | 0 | 0 | 0 | 0 | 0 | 0 | 0 | 0 | 0 | 0 | 0 | 0 | 0 | 0 | 0 | 4 | 0 | 0 | 0 | 0 | 0 | 1 | 3 | 0 | 2 | 0 | 0 | 0 | -1070.2 | -530.5 | 245.4626 | Borden-Storey #1 230kV line | Borden-Storey #1 230kV line | Oro Loma-El Nido 115kV Line |  | 0 | 0 | 0 | 0 | 0 | 0 | 31.0685 | 465.3 | 245.4626 | Bellota-Weber 230kV line | Oro Loma-El Nido 115kV Line | Oro Loma-El Nido 115kV Line |  | 5 | 1 | YES | 2 | 1 | 1 | NO | 1
EOP | Mercury | 138 | 0 | 0 | 0 | 0 | 0 | 0 | 0 | 0 | 0 | 0 | 0 | 0 | 0 | 0 | 0 | 0 | 0 | 0 | 0 | 0 | 0 | 0 | 1 | 1 | 1 | 0 | 0 | 0 | 0 | 0 | 0 | 0 | 0 | 0 | 0 | 0 | 0 | 0 | 0 | 0 | 0 | 0 | 0 | 0 | 0 | 0 | 0 | 0 | 0 | 0 | 0 | 0 | 0 | 0 | 0 | 0 | 0 | 0 | 0 | 0 | 0 | 0 | 0 | 0 | 0 | 0 | 0 | 0 | 0 | 0 | 0 | 0 | 0 | 0 | 0 | 0 | 0 | 0 | 0 | 0 | 0 | 0 | 0 | 0 | 0 | 0 | 0 | 0 | 0 | 0 | 0 | 0 | 0 | 0 | 0 | 0 | 0 | 2 |  | 0 | 0 | 0 | 0 | 0 | 0 | 0 | 0 | 0 | 0 | 0 | 0 | 0 | 0 | 0 | 0 | 0 | 0 | 0 | 0 | 0 | 0 | 0 | 0 | 0 | 0 | 0 | 0 | 0 | 0 | 1 | 0 | 0 | 0 | 0 | 0 | -298.255 | 1732.37 | 2601.53 | Lugo - Victorville area constraint | Sloan Canyon - Eldorado 500 kV constraint | GLW 230kV area constraint |  | 0 | 0 | 0 | 0 | 0 | 0 | 1081.97 | 1732.37 | 2601.53 | Sloan Canyon - Eldorado 500 kV constraint | Sloan Canyon - Eldorado 500 kV constraint | GLW 230kV area constraint |  | 5 | 1 | YES | 2 | 1 | 1 | NO | 1
PG&E FRESNO | Mercy Springs | 70 | 0 | 0 | 0 | 0 | 0 | 0 | 0 | 0 | 0 | 0 | 0 | 0 | 0 | 0 | 0 | 0 | 0 | 0 | 0 | 0 | 0 | 0 | 0 | 0 | 0 | 0 | 0 | 0 | 0 | 0 | 0 | 0 | 0 | 0 | 0 | 0 | 0 | 0 | 0 | 0 | 0 | 0 | 0 | 0 | 0 | 0 | 0 | 0 | 0 | 0 | 0 | 0 | 0 | 0 | 0 | 0 | 0 | 0 | 0 | 0 | 0 | 0 | 0 | 0 | 0 | 0 | 0 | 0 | 0 | 0 | 0 | 0 | 0 | 0 | 0 | 0 | 0 | 0 | 1 | 1 | 0 | 0 | 0 | 0 | 0 | 1 | 0 | 0 | 0 | 0 | 0 | 0 | 0 | 0 | 0 | 0 | 0 | 1 |  | 0 | 0 | 0 | 0 | 0 | 0 | 0 | 0 | 0 | 0 | 0 | 0 | 0 | 0 | 0 | 0 | 2 | 0 | 0 | 0 | 0 | 0 | 0 | 0 | 0 | 75 | 75 | 0 | 0 | 1 | 0 | 0 | 0 | 0 | 0 | 0 | 1856.597 | 2708.5707 | 2550.9252 | Gates 500/230kV TB #12 | Gates 500/230kV TB #12 | Gates 500/230kV TB #12 |  | 0 | 0 | 0 | 0 | 0 | 0 | 1856.597 | 2708.5707 | 2550.9252 | Gates 500/230kV TB #12 | Gates 500/230kV TB #12 | Gates 500/230kV TB #12 |  | 1 | 1 | NO | 1 | 1 | 1 | NO | 1
PG&E NGBA | Meridian | 60 | 0 | 0 | 0 | 0 | 0 | 0 | 0 | 0 | 0 | 0 | 0 | 0 | 0 | 0 | 0 | 0 | 0 | 0 | 0 | 0 | 0 | 0 | 0 | 0 | 0 | 0 | 0 | 0 | 0 | 0 | 0 | 0 | 0 | 0 | 0 | 0 | 0 | 0 | 0 | 1 | 0 | 0 | 0 | 0 | 0 | 0 | 0 | 0 | 0 | 0 | 0 | 0 | 1 | 0 | 0 | 0 | 0 | 0 | 0 | 0 | 0 | 0 | 0 | 0 | 0 | 0 | 1 | 0 | 0 | 0 | 0 | 0 | 0 | 0 | 0 | 0 | 0 | 0 | 0 | 0 | 0 | 0 | 0 | 0 | 0 | 0 | 0 | 0 | 0 | 0 | 0 | 0 | 0 | 0 | 0 | 0 | 0 | 1 |  | 0 | 0 | 0 | 0 | 0 | 0 | 0 | 0 | 0 | 0 | 0 | 0 | 0 | 0 | 0 | 0 | 0 | 0 | 0 | 0 | 0 | 0 | 0 | 0 | 0 | 0 | 0 | 0 | 0 | 0 | 1 | 0 | 0 | 0 | 0 | 0 | -219.475 | 108.573 | 1029.902 | Birds Landing-Contra Costa 230kV Line | Birds Landing-Contra Costa 230kV Line | Birds Landing-Contra Costa 230kV Line |  | 0 | 0 | 0 | 0 | 0 | 0 | 804.745 | 1874.573 | 1029.902 | Collinsville-Tesla 500 kV Line | Birds Landing-Contra Costa 230kV Line | Birds Landing-Contra Costa 230kV Line |  | 5 | 1 | YES | 2 | 1 | 1 | NO | 1
PG&E KERN | Mesa (PGE) | 115 | 0 | 0 | 0 | 0 | 0 | 0 | 0 | 0 | 0 | 0 | 0 | 0 | 0 | 0 | 0 | 0 | 0 | 0 | 0 | 0 | 0 | 0 | 0 | 0 | 0 | 0 | 0 | 0 | 0 | 0 | 0 | 0 | 0 | 0 | 0 | 0 | 0 | 0 | 0 | 0 | 0 | 0 | 0 | 0 | 0 | 0 | 0 | 0 | 0 | 0 | 0 | 0 | 0 | 0 | 0 | 0 | 0 | 0 | 0 | 0 | 0 | 0 | 0 | 0 | 0 | 0 | 0 | 1 | 1 | 0 | 0 | 0 | 0 | 0 | 0 | 0 | 0 | 0 | 0 | 1 | 0 | 0 | 0 | 0 | 0 | 1 | 0 | 0 | 0 | 0 | 0 | 0 | 0 | 0 | 0 | 1 | 0 | 1 |  | 0 | 0 | 0 | 0 | 0 | 0 | 0 | 0 | 0 | 0 | 0 | 0 | 0 | 0 | 0 | 0 | 0 | 0 | 0 | 0 | 0 | 0 | 0 | 0 | 0 | 0 | 0 | 0 | 0 | 0 | 0 | 0 | 0 | 0 | 0 | 0 | 334.015 | 243.8117 | 587.675 | Cal Flat-Gates 230 kV line | Cal Flat-Gates 230 kV line | Cal Flat-Gates 230 kV line |  | 0 | 0 | 0 | 0 | 0 | 0 | 334.015 | 243.8117 | 587.675 | Cal Flat-Gates 230 kV line | Cal Flat-Gates 230 kV line | Cal Flat-Gates 230 kV line |  | 1 | 1 | NO | 1 | 1 | 1 | NO | 1
PG&E KERN | Mesa (PGE) | 230 | 0 | 0 | 0 | 0 | 0 | 0 | 0 | 0 | 0 | 0 | 0 | 0 | 0 | 0 | 0 | 0 | 0 | 0 | 0 | 0 | 0 | 0 | 0 | 0 | 0 | 0 | 0 | 0 | 0 | 0 | 0 | 0 | 0 | 0 | 0 | 0 | 0 | 0 | 0 | 0 | 0 | 0 | 0 | 0 | 0 | 0 | 0 | 0 | 0 | 0 | 0 | 0 | 0 | 0 | 0 | 0 | 0 | 0 | 0 | 0 | 0 | 0 | 0 | 0 | 0 | 0 | 0 | 1 | 0 | 0 | 0 | 0 | 0 | 0 | 0 | 0 | 0 | 0 | 1 | 1 | 0 | 0 | 0 | 0 | 0 | 0 | 0 | 0 | 0 | 0 | 0 | 0 | 0 | 0 | 1 | 1 | 0 | 0 |  | 0 | 0 | 0 | 0 | 0 | 0 | 0 | 0 | 0 | 0 | 0 | 0 | 0 | 0 | 0 | 0 | 0 | 0 | 0 | 0 | 0 | 0 | 0 | 0 | 0 | 0 | 0 | 0 | 0 | 0 | 0 | 0 | 0 | 0 | 0 | 0 | 334.015 | 243.8117 | 587.675 | Cal Flat-Gates 230 kV line | Cal Flat-Gates 230 kV line | Cal Flat-Gates 230 kV line |  | 0 | 0 | 0 | 0 | 0 | 0 | 334.015 | 243.8117 | 587.675 | Cal Flat-Gates 230 kV line | Cal Flat-Gates 230 kV line | Cal Flat-Gates 230 kV line |  | 1 | 1 | NO | 1 | 1 | 1 | NO | 1
SCE Metro | Mesa (SCE) | 230 | 0 | 0 | 0 | 0 | 0 | 0 | 0 | 0 | 0 | 1 | 0 | 0 | 0 | 0 | 0 | 0 | 0 | 0 | 0 | 0 | 0 | 0 | 0 | 0 | 0 | 0 | 0 | 0 | 0 | 0 | 0 | 0 | 0 | 0 | 0 | 0 | 0 | 0 | 0 | 0 | 0 | 0 | 0 | 0 | 0 | 0 | 0 | 0 | 0 | 0 | 0 | 0 | 0 | 0 | 0 | 0 | 0 | 0 | 0 | 0 | 0 | 0 | 0 | 0 | 0 | 0 | 0 | 0 | 0 | 0 | 0 | 0 | 0 | 0 | 0 | 0 | 0 | 0 | 0 | 0 | 0 | 0 | 0 | 0 | 0 | 0 | 0 | 0 | 0 | 0 | 0 | 0 | 0 | 0 | 0 | 0 | 0 | 0 |  | 0 | 0 | 0 | 0 | 0 | 0 | 0 | 0 | 0 | 0 | 0 | 99.7 | 0 | 0 | 1 | 0 | 0 | 0 | 0 | 0 | 0 | 0 | 0 | 2.62 | 0 | 0 | 106.2 | 0 | 0 | 1 | 0 | 0 | 0 | 0 | 0 | 0 | 9741.6 | 11376.2 | 14050.5055 | SCE Metro Area Default Constraint | SCE Metro Area Default Constraint | SCE Metro Area Default Constraint |  | 0 | 0 | 0 | 0 | 0 | 0 | 9741.6 | 11376.2 | 14050.5055 | SCE Metro Area Default Constraint | SCE Metro Area Default Constraint | SCE Metro Area Default Constraint |  | 1 | 1 | NO | 1 | 1 | 1 | NO | 1
SCE Metro | Mesa (SCE) | 500 | 0 | 0 | 0 | 0 | 0 | 0 | 0 | 0 | 0 | 1 | 0 | 0 | 0 | 0 | 0 | 0 | 0 | 0 | 0 | 0 | 0 | 0 | 0 | 0 | 0 | 0 | 0 | 0 | 0 | 0 | 0 | 0 | 0 | 0 | 0 | 0 | 0 | 0 | 0 | 0 | 0 | 0 | 0 | 0 | 0 | 0 | 0 | 0 | 0 | 0 | 0 | 0 | 0 | 0 | 0 | 0 | 0 | 0 | 0 | 0 | 0 | 0 | 0 | 0 | 0 | 0 | 0 | 0 | 0 | 0 | 0 | 0 | 0 | 0 | 0 | 0 | 0 | 0 | 0 | 0 | 0 | 0 | 0 | 0 | 0 | 0 | 0 | 0 | 0 | 0 | 0 | 0 | 0 | 0 | 0 | 0 | 0 | 0 |  | 0 | 0 | 0 | 0 | 0 | 0 | 0 | 0 | 0 | 0 | 0 | 0 | 0 | 0 | 0 | 0 | 0 | 0 | 0 | 0 | 0 | 0 | 0 | 0 | 0 | 0 | 0 | 0 | 0 | 0 | 0 | 0 | 0 | 0 | 0 | 0 | 9741.6 | 11376.2 | 14050.5055 | SCE Metro Area Default Constraint | SCE Metro Area Default Constraint | SCE Metro Area Default Constraint |  | 0 | 0 | 0 | 0 | 0 | 0 | 9741.6 | 11376.2 | 14050.5055 | SCE Metro Area Default Constraint | SCE Metro Area Default Constraint | SCE Metro Area Default Constraint |  | 1 | 1 | NO | 1 | 1 | 1 | NO | 1
SDGE | Mesa Heights | 69 | 0 | 0 | 0 | 0 | 0 | 0 | 0 | 0 | 0 | 0 | 0 | 0 | 0 | 0 | 0 | 0 | 0 | 0 | 0 | 0 | 0 | 0 | 0 | 0 | 0 | 0 | 0 | 0 | 0 | 0 | 0 | 0 | 1 | 0 | 0 | 0 | 0 | 0 | 0 | 0 | 0 | 0 | 0 | 0 | 0 | 0 | 0 | 0 | 0 | 0 | 0 | 0 | 0 | 0 | 0 | 0 | 0 | 0 | 0 | 0 | 0 | 0 | 0 | 0 | 0 | 0 | 0 | 0 | 0 | 0 | 0 | 0 | 0 | 0 | 0 | 0 | 0 | 0 | 0 | 0 | 0 | 0 | 0 | 0 | 0 | 0 | 0 | 0 | 0 | 0 | 0 | 0 | 0 | 0 | 0 | 0 | 0 | 1 |  | 0 | 0 | 0 | 0 | 0 | 0 | 0 | 0 | 0 | 0 | 0 | 0 | 0 | 0 | 0 | 0 | 0 | 0 | 0 | 0 | 0 | 0 | 0 | 0 | 0 | 0 | 10.5 | 0 | 0 | 1 | 0 | 0 | 0 | 0 | 0 | 0 | 996.76 | 2276.48 | 8422.4994 | San Luis Rey-San Onofre 230 kV line constraint | San Luis Rey-San Onofre 230 kV line constraint | San Luis Rey-San Onofre 230 kV line constraint |  | 0 | 0 | 0 | 0 | 0 | 0 | 996.76 | 2276.48 | 8422.4994 | San Luis Rey-San Onofre 230 kV line constraint | San Luis Rey-San Onofre 230 kV line constraint | San Luis Rey-San Onofre 230 kV line constraint |  | 1 | 1 | NO | 1 | 1 | 1 | NO | 1
PG&E GBA | Metcalf | 115 | 0 | 0 | 0 | 0 | 0 | 0 | 0 | 0 | 0 | 0 | 0 | 0 | 0 | 0 | 0 | 0 | 0 | 0 | 0 | 0 | 0 | 0 | 0 | 0 | 0 | 0 | 0 | 0 | 0 | 0 | 0 | 0 | 0 | 0 | 0 | 0 | 0 | 0 | 0 | 0 | 0 | 0 | 0 | 0 | 0 | 0 | 0 | 0 | 0 | 0 | 0 | 0 | 0 | 0 | 0 | 1 | 0 | 0 | 0 | 1 | 0 | 0 | 0 | 0 | 0 | 0 | 0 | 0 | 0 | 0 | 0 | 0 | 0 | 0 | 0 | 0 | 0 | 0 | 0 | 0 | 0 | 0 | 0 | 0 | 0 | 0 | 0 | 0 | 0 | 0 | 0 | 0 | 0 | 0 | 0 | 0 | 0 | 0 |  | 0 | 0 | 0 | 0 | 0 | 0 | 0 | 0 | 0 | 0 | 0 | 75 | 0 | 0 | 1 | 0 | 0 | 0 | 0 | 0 | 0 | 0 | 0 | 0 | 0 | 0 | 75 | 0 | 0 | 1 | 0 | 0 | 0 | 0 | 0 | 0 | 826.3685 | 1964.2439 | 4912.272 | Tesla-Bellota 230 kV line | Tesla-Bellota 230 kV line | Tesla-Bellota 230 kV line |  | 0 | 0 | 0 | 0 | 0 | 0 | 826.3685 | 1964.2439 | 4912.272 | Tesla-Bellota 230 kV line | Tesla-Bellota 230 kV line | Tesla-Bellota 230 kV line |  | 1 | 1 | NO | 1 | 1 | 1 | NO | 1
PG&E GBA | Metcalf | 230 | 0 | 0 | 0 | 0 | 0 | 0 | 0 | 0 | 0 | 0 | 0 | 0 | 0 | 0 | 0 | 0 | 0 | 0 | 0 | 0 | 0 | 0 | 0 | 0 | 0 | 0 | 0 | 0 | 0 | 0 | 0 | 0 | 0 | 0 | 0 | 0 | 0 | 0 | 0 | 0 | 0 | 0 | 0 | 0 | 0 | 0 | 0 | 0 | 0 | 0 | 0 | 0 | 0 | 0 | 0 | 1 | 0 | 0 | 0 | 1 | 0 | 0 | 0 | 0 | 0 | 0 | 0 | 0 | 0 | 0 | 0 | 0 | 0 | 0 | 0 | 0 | 0 | 0 | 0 | 0 | 0 | 0 | 0 | 0 | 0 | 0 | 0 | 0 | 0 | 0 | 0 | 0 | 0 | 0 | 0 | 0 | 0 | 0 |  | 0 | 0 | 0 | 0 | 0 | 0 | 0 | 0 | 0 | 0 | 0 | 0 | 0 | 0 | 0 | 0 | 0 | 0 | 0 | 0 | 0 | 0 | 0 | 0 | 0 | 0 | 100 | 100 | 0 | 1 | 0 | 0 | 0 | 0 | 0 | 0 | 826.3685 | 1964.2439 | 4912.272 | Tesla-Bellota 230 kV line | Tesla-Bellota 230 kV line | Tesla-Bellota 230 kV line |  | 0 | 0 | 0 | 0 | 0 | 0 | 826.3685 | 1964.2439 | 4912.272 | Tesla-Bellota 230 kV line | Tesla-Bellota 230 kV line | Tesla-Bellota 230 kV line |  | 1 | 1 | NO | 1 | 1 | 1 | NO | 1
PG&E GBA | Metcalf | 500 | 0 | 0 | 0 | 0 | 0 | 0 | 0 | 0 | 0 | 0 | 0 | 0 | 0 | 0 | 0 | 0 | 0 | 0 | 0 | 0 | 0 | 0 | 0 | 0 | 0 | 0 | 0 | 0 | 0 | 0 | 0 | 0 | 0 | 0 | 0 | 0 | 0 | 0 | 0 | 0 | 0 | 0 | 0 | 0 | 0 | 0 | 0 | 0 | 0 | 0 | 0 | 0 | 0 | 0 | 0 | 0 | 0 | 0 | 0 | 0 | 0 | 0 | 0 | 0 | 0 | 0 | 0 | 0 | 0 | 0 | 0 | 0 | 0 | 0 | 0 | 0 | 0 | 0 | 0 | 0 | 0 | 0 | 0 | 0 | 0 | 0 | 0 | 0 | 0 | 0 | 0 | 0 | 0 | 0 | 0 | 0 | 1 | 0 |  | 0 | 0 | 0 | 0 | 0 | 0 | 0 | 0 | 0 | 0 | 0 | 0 | 0 | 0 | 0 | 0 | 0 | 0 | 0 | 0 | 0 | 0 | 0 | 0 | 0 | 0 | 0 | 0 | 0 | 0 | 0 | 0 | 0 | 0 | 0 | 0 | 1567.9 | 1621.76 | 6075.99 | NEW-Metcalf-Mosslanding 500kV | NEW-Metcalf-Mosslanding 500kV | NEW-Metcalf-Mosslanding 500kV |  | 0 | 0 | 0 | 0 | 0 | 0 | 1567.9 | 1621.76 | 6075.99 | NEW-Metcalf-Mosslanding 500kV | NEW-Metcalf-Mosslanding 500kV | NEW-Metcalf-Mosslanding 500kV |  | 1 | 1 | NO | 1 | 1 | 1 | NO | 1
PG&E KERN | Midway | 115 | 0 | 0 | 0 | 0 | 0 | 0 | 0 | 0 | 0 | 0 | 0 | 0 | 0 | 0 | 0 | 0 | 0 | 0 | 0 | 0 | 0 | 0 | 0 | 0 | 0 | 0 | 0 | 0 | 0 | 0 | 0 | 0 | 0 | 0 | 0 | 0 | 0 | 0 | 0 | 0 | 0 | 0 | 0 | 0 | 0 | 0 | 0 | 0 | 0 | 0 | 0 | 0 | 0 | 0 | 0 | 0 | 0 | 0 | 0 | 0 | 0 | 0 | 0 | 0 | 0 | 0 | 0 | 1 | 1 | 0 | 0 | 0 | 0 | 0 | 1 | 0 | 0 | 0 | 1 | 1 | 0 | 0 | 0 | 0 | 0 | 0 | 0 | 0 | 0 | 0 | 0 | 0 | 0 | 0 | 1 | 0 | 0 | 0 |  | 0 | 0 | 0 | 0 | 0 | 0 | 0 | 0 | 0 | 0 | 0 | 0 | 0 | 0 | 0 | 0 | 0 | 0 | 0 | 0 | 0 | 0 | 0 | 0 | 205 | 180 | 0 | 60 | 0 | 1 | 0 | 0 | 0 | 0 | 0 | 0 | 334.015 | 243.8117 | 587.675 | Cal Flat-Gates 230 kV line | Cal Flat-Gates 230 kV line | Cal Flat-Gates 230 kV line |  | 0 | 0 | 0 | 0 | 0 | 0 | 334.015 | 243.8117 | 587.675 | Cal Flat-Gates 230 kV line | Cal Flat-Gates 230 kV line | Cal Flat-Gates 230 kV line |  | 1 | 1 | NO | 1 | 1 | 1 | NO | 1
PG&E KERN | Midway | 230 | 0 | 0 | 0 | 0 | 0 | 0 | 0 | 0 | 0 | 0 | 0 | 0 | 0 | 0 | 0 | 0 | 0 | 0 | 0 | 0 | 0 | 0 | 0 | 0 | 0 | 0 | 0 | 0 | 0 | 0 | 0 | 0 | 0 | 0 | 0 | 0 | 0 | 0 | 0 | 0 | 0 | 0 | 0 | 0 | 0 | 0 | 0 | 0 | 0 | 0 | 0 | 0 | 0 | 0 | 0 | 0 | 0 | 0 | 0 | 0 | 0 | 0 | 0 | 0 | 0 | 0 | 0 | 1 | 1 | 0 | 0 | 0 | 0 | 0 | 0 | 0 | 0 | 0 | 1 | 1 | 0 | 0 | 0 | 0 | 0 | 0 | 0 | 0 | 0 | 0 | 0 | 0 | 0 | 0 | 1 | 0 | 0 | 0 |  | 0 | 0 | 0 | 0 | 0 | 0 | 0 | 0 | 0 | 0 | 0 | 0 | 0 | 0 | 0 | 0 | 0 | 0 | 0 | 0 | 0 | 0 | 0 | 0 | 0 | 0 | 0 | 0 | 0 | 0 | 0 | 0 | 0 | 0 | 0 | 0 | 334.015 | 243.8117 | 587.675 | Cal Flat-Gates 230 kV line | Cal Flat-Gates 230 kV line | Cal Flat-Gates 230 kV line |  | 0 | 0 | 0 | 0 | 0 | 0 | 334.015 | 243.8117 | 587.675 | Cal Flat-Gates 230 kV line | Cal Flat-Gates 230 kV line | Cal Flat-Gates 230 kV line |  | 1 | 1 | NO | 1 | 1 | 1 | NO | 1
PG&E KERN | Midway | 500 | 0 | 0 | 0 | 0 | 0 | 0 | 0 | 0 | 0 | 0 | 0 | 0 | 0 | 0 | 0 | 0 | 0 | 0 | 0 | 0 | 0 | 0 | 0 | 0 | 0 | 0 | 0 | 0 | 0 | 0 | 0 | 0 | 0 | 0 | 0 | 0 | 0 | 0 | 0 | 0 | 0 | 0 | 0 | 0 | 0 | 0 | 0 | 0 | 0 | 0 | 0 | 0 | 0 | 0 | 0 | 0 | 0 | 0 | 0 | 0 | 0 | 0 | 0 | 0 | 0 | 0 | 0 | 0 | 0 | 0 | 0 | 0 | 0 | 0 | 0 | 0 | 0 | 0 | 0 | 0 | 0 | 0 | 0 | 0 | 0 | 0 | 0 | 0 | 0 | 0 | 0 | 0 | 0 | 0 | 1 | 0 | 0 | 0 |  | 0 | 0 | 0 | 0 | 0 | 0 | 0 | 0 | 0 | 0 | 0 | 0 | 0 | 0 | 0 | 0 | 0 | 0 | 0 | 0 | 0 | 0 | 0 | 0 | 200 | 450 | 0 | 175 | 0 | 1 | 0 | 0 | 0 | 0 | 0 | 0 | 887.485 | 2328.1697 | 1602.5731 | Mustang-Henrietta 230 kV line | Mustang-Henrietta 230 kV line | Mustang-Henrietta 230 kV line |  | 0 | 0 | 0 | 0 | 0 | 0 | 887.485 | 2328.1697 | 1602.5731 | Mustang-Henrietta 230 kV line | Mustang-Henrietta 230 kV line | Mustang-Henrietta 230 kV line |  | 1 | 1 | NO | 1 | 1 | 1 | NO | 1
SDGE | Miguel | 230 | 0 | 0 | 0 | 0 | 0 | 0 | 0 | 0 | 0 | 0 | 0 | 0 | 0 | 0 | 0 | 0 | 0 | 0 | 0 | 0 | 0 | 0 | 0 | 0 | 0 | 0 | 0 | 0 | 1 | 0 | 1 | 0 | 1 | 0 | 0 | 1 | 1 | 0 | 0 | 0 | 0 | 0 | 0 | 0 | 0 | 0 | 0 | 0 | 0 | 0 | 0 | 0 | 0 | 0 | 0 | 0 | 0 | 0 | 0 | 0 | 0 | 0 | 0 | 0 | 0 | 0 | 0 | 0 | 0 | 0 | 0 | 0 | 0 | 0 | 0 | 0 | 0 | 0 | 0 | 0 | 0 | 0 | 0 | 0 | 0 | 0 | 0 | 0 | 0 | 0 | 0 | 0 | 0 | 0 | 0 | 0 | 0 | 5 |  | 0 | 0 | 0 | 0 | 0 | 0 | 0 | 0 | 0 | 0 | 0 | 0 | 0 | 0 | 0 | 0 | 0 | 0 | 0 | 0 | 0 | 0 | 0 | 0 | 0 | 0 | 0 | 0 | 0 | 0 | 0 | 0 | 0 | 0 | 0 | 0 | 996.76 | 1777.97 | 2217.6044 | San Luis Rey-San Onofre 230 kV line constraint | Silvergate-Old Town 230 kV constraint | Silvergate-Old Town 230 kV constraint |  | 0 | 0 | 0 | 0 | 0 | 0 | 996.76 | 1777.97 | 2217.6044 | San Luis Rey-San Onofre 230 kV line constraint | Silvergate-Old Town 230 kV constraint | Silvergate-Old Town 230 kV constraint |  | 1 | 1 | NO | 1 | 1 | 1 | NO | 1
SDGE | Miguel | 500 | 0 | 0 | 0 | 0 | 0 | 0 | 0 | 0 | 0 | 0 | 0 | 0 | 0 | 0 | 0 | 0 | 0 | 0 | 0 | 0 | 0 | 0 | 0 | 0 | 0 | 0 | 0 | 0 | 1 | 0 | 1 | 0 | 1 | 0 | 0 | 1 | 1 | 0 | 0 | 0 | 0 | 0 | 0 | 0 | 0 | 0 | 0 | 0 | 0 | 0 | 0 | 0 | 0 | 0 | 0 | 0 | 0 | 0 | 0 | 0 | 0 | 0 | 0 | 0 | 0 | 0 | 0 | 0 | 0 | 0 | 0 | 0 | 0 | 0 | 0 | 0 | 0 | 0 | 0 | 0 | 0 | 0 | 0 | 0 | 0 | 0 | 0 | 0 | 0 | 0 | 0 | 0 | 0 | 0 | 0 | 0 | 0 | 5 |  | 0 | 0 | 0 | 0 | 0 | 0 | 0 | 0 | 0 | 0 | 0 | 0 | 0 | 0 | 0 | 0 | 0 | 0 | 0 | 0 | 0 | 0 | 0 | 0 | 0 | 0 | 0 | 0 | 0 | 0 | 0 | 0 | 0 | 0 | 0 | 0 | 996.76 | 1777.97 | 2217.6044 | San Luis Rey-San Onofre 230 kV line constraint | Silvergate-Old Town 230 kV constraint | Silvergate-Old Town 230 kV constraint |  | 0 | 0 | 0 | 0 | 0 | 0 | 996.76 | 1777.97 | 2217.6044 | San Luis Rey-San Onofre 230 kV line constraint | Silvergate-Old Town 230 kV constraint | Silvergate-Old Town 230 kV constraint |  | 1 | 1 | NO | 1 | 1 | 1 | NO | 1
SDGE | Miguel | 69 | 0 | 0 | 0 | 0 | 0 | 0 | 0 | 0 | 0 | 0 | 0 | 0 | 0 | 0 | 0 | 0 | 0 | 0 | 0 | 0 | 0 | 0 | 0 | 0 | 0 | 0 | 0 | 1 | 0 | 1 | 1 | 0 | 1 | 0 | 0 | 1 | 1 | 0 | 0 | 0 | 0 | 0 | 0 | 0 | 0 | 0 | 0 | 0 | 0 | 0 | 0 | 0 | 0 | 0 | 0 | 0 | 0 | 0 | 0 | 0 | 0 | 0 | 0 | 0 | 0 | 0 | 0 | 0 | 0 | 0 | 0 | 0 | 0 | 0 | 0 | 0 | 0 | 0 | 0 | 0 | 0 | 0 | 0 | 0 | 0 | 0 | 0 | 0 | 0 | 0 | 0 | 0 | 0 | 0 | 0 | 0 | 0 | 4 |  | 0 | 0 | 0 | 0 | 0 | 0 | 0 | 0 | 0 | 0 | 0 | 0 | 0 | 0 | 0 | 0 | 0 | 0 | 0 | 0 | 0 | 0 | 0 | 0 | 0 | 0 | 9.75 | 0 | 0 | 1 | 0 | 0 | 0 | 0 | 0 | 0 | 159.09 | 195.045 | 299.0864 | Miguel 69 kV constraint | Miguel 69 kV constraint | Miguel 69 kV constraint |  | 0 | 0 | 0 | 0 | 0 | 0 | 159.09 | 195.045 | 299.0864 | Miguel 69 kV constraint | Miguel 69 kV constraint | Miguel 69 kV constraint |  | 1 | 1 | NO | 1 | 1 | 1 | NO | 1
PG&E GBA | Millbrae | 115 | 0 | 0 | 0 | 0 | 0 | 0 | 0 | 0 | 0 | 0 | 0 | 0 | 0 | 0 | 0 | 0 | 0 | 0 | 0 | 0 | 0 | 0 | 0 | 0 | 0 | 0 | 0 | 0 | 0 | 0 | 0 | 0 | 0 | 0 | 0 | 0 | 0 | 0 | 0 | 0 | 0 | 0 | 0 | 0 | 0 | 0 | 0 | 0 | 0 | 0 | 0 | 0 | 1 | 0 | 0 | 1 | 0 | 0 | 0 | 0 | 0 | 0 | 0 | 0 | 0 | 1 | 0 | 0 | 0 | 0 | 0 | 0 | 0 | 0 | 0 | 0 | 0 | 0 | 0 | 0 | 0 | 0 | 0 | 0 | 0 | 0 | 0 | 0 | 0 | 0 | 0 | 0 | 0 | 0 | 0 | 0 | 0 | 1 |  | 0 | 0 | 0 | 0 | 0 | 0 | 0 | 0 | 0 | 0 | 0 | 0 | 0 | 0 | 0 | 0 | 0 | 0 | 0 | 0 | 0 | 0 | 0 | 3.5 | 0 | 0 | 0 | 0 | 0 | 1 | 0 | 0 | 0 | 0 | 0 | 0 | 2357.6435 | 2804.535 | 5151.188 | Tesla-Tracy-Pump 230 kV line #2 | Sobrante-Moraga 230 kV line | Sobrante-Moraga 230 kV line |  | 0 | 0 | 0 | 0 | 0 | 0 | 2357.6435 | 2804.535 | 5151.188 | Tesla-Tracy-Pump 230 kV line #2 | Sobrante-Moraga 230 kV line | Sobrante-Moraga 230 kV line |  | 1 | 1 | NO | 1 | 1 | 1 | NO | 1
PG&E GBA | Miller | 115 | 0 | 0 | 0 | 0 | 0 | 0 | 0 | 0 | 0 | 0 | 0 | 0 | 0 | 0 | 0 | 0 | 0 | 0 | 0 | 0 | 0 | 0 | 0 | 0 | 0 | 0 | 0 | 0 | 0 | 0 | 0 | 0 | 0 | 0 | 0 | 0 | 0 | 0 | 0 | 0 | 0 | 0 | 0 | 0 | 0 | 1 | 0 | 0 | 0 | 0 | 0 | 0 | 0 | 0 | 0 | 1 | 0 | 1 | 0 | 1 | 0 | 0 | 0 | 0 | 0 | 1 | 0 | 0 | 0 | 0 | 0 | 0 | 0 | 0 | 0 | 0 | 0 | 0 | 0 | 0 | 0 | 0 | 0 | 0 | 0 | 0 | 0 | 0 | 0 | 0 | 0 | 0 | 0 | 0 | 0 | 0 | 0 | 0 |  | 0 | 0 | 0 | 0 | 0 | 0 | 0 | 0 | 0 | 0 | 0 | 0 | 0 | 0 | 0 | 0 | 0 | 0 | 0 | 0 | 0 | 0 | 0 | 0 | 0 | 0 | 0 | 0 | 0 | 0 | 1 | 0 | 0 | 0 | 0 | 0 | -428.9315 | 201.2909 | 653.3714 | Bellota-Weber 230kV line | Kasson Jct-Heinz 115 kV line | Kasson Jct-Heinz 115 kV line |  | 0 | 0 | 0 | 0 | 0 | 0 | 31.0685 | 201.2909 | 653.3714 | Bellota-Weber 230kV line | Kasson Jct-Heinz 115 kV line | Kasson Jct-Heinz 115 kV line |  | 5 | 1 | YES | 2 | 1 | 1 | NO | 1
SCE Metro | Mira Loma | 230 | 0 | 0 | 0 | 0 | 0 | 0 | 0 | 0 | 0 | 1 | 0 | 0 | 0 | 0 | 0 | 0 | 0 | 0 | 0 | 0 | 0 | 0 | 0 | 0 | 0 | 0 | 0 | 0 | 0 | 0 | 0 | 0 | 0 | 0 | 0 | 0 | 0 | 0 | 0 | 0 | 0 | 0 | 0 | 0 | 0 | 0 | 0 | 0 | 0 | 0 | 0 | 0 | 0 | 0 | 0 | 0 | 0 | 0 | 0 | 0 | 0 | 0 | 0 | 0 | 0 | 0 | 0 | 0 | 0 | 0 | 0 | 0 | 0 | 0 | 0 | 0 | 0 | 0 | 0 | 0 | 0 | 0 | 0 | 0 | 0 | 0 | 0 | 0 | 0 | 0 | 0 | 0 | 0 | 0 | 0 | 0 | 0 | 0 |  | 0 | 0 | 0 | 0 | 0 | 0 | 0 | 0 | 0 | 0 | 0 | 0 | 0 | 0 | 0 | 0 | 0 | 0 | 0 | 0 | 0 | 0 | 0 | 0 | 0 | 0 | 100 | 100 | 0 | 1 | 0 | 0 | 0 | 0 | 0 | 0 | 9741.6 | 11376.2 | 14050.5055 | SCE Metro Area Default Constraint | SCE Metro Area Default Constraint | SCE Metro Area Default Constraint |  | 0 | 0 | 0 | 0 | 0 | 0 | 9741.6 | 11376.2 | 14050.5055 | SCE Metro Area Default Constraint | SCE Metro Area Default Constraint | SCE Metro Area Default Constraint |  | 1 | 1 | NO | 1 | 1 | 1 | NO | 1
SCE Metro | Mira Loma | 500 | 0 | 0 | 0 | 0 | 0 | 0 | 0 | 0 | 0 | 1 | 0 | 0 | 0 | 0 | 0 | 0 | 0 | 0 | 0 | 0 | 0 | 0 | 0 | 0 | 0 | 0 | 0 | 0 | 0 | 0 | 0 | 0 | 0 | 0 | 0 | 0 | 0 | 0 | 0 | 0 | 0 | 0 | 0 | 0 | 0 | 0 | 0 | 0 | 0 | 0 | 0 | 0 | 0 | 0 | 0 | 0 | 0 | 0 | 0 | 0 | 0 | 0 | 0 | 0 | 0 | 0 | 0 | 0 | 0 | 0 | 0 | 0 | 0 | 0 | 0 | 0 | 0 | 0 | 0 | 0 | 0 | 0 | 0 | 0 | 0 | 0 | 0 | 0 | 0 | 0 | 0 | 0 | 0 | 0 | 0 | 0 | 0 | 0 |  | 0 | 0 | 0 | 0 | 0 | 0 | 0 | 0 | 0 | 0 | 0 | 0 | 0 | 0 | 0 | 0 | 0 | 0 | 0 | 0 | 0 | 0 | 0 | 0 | 0 | 0 | 0 | 0 | 0 | 0 | 0 | 0 | 0 | 0 | 0 | 0 | 9741.6 | 11376.2 | 14050.5055 | SCE Metro Area Default Constraint | SCE Metro Area Default Constraint | SCE Metro Area Default Constraint |  | 0 | 0 | 0 | 0 | 0 | 0 | 9741.6 | 11376.2 | 14050.5055 | SCE Metro Area Default Constraint | SCE Metro Area Default Constraint | SCE Metro Area Default Constraint |  | 1 | 1 | NO | 1 | 1 | 1 | NO | 1
SCE Eastern | Mirage | 115 | 0 | 0 | 0 | 0 | 0 | 0 | 0 | 0 | 0 | 0 | 0 | 0 | 0 | 0 | 0 | 0 | 0 | 0 | 1 | 1 | 0 | 1 | 0 | 0 | 0 | 0 | 0 | 0 | 0 | 0 | 0 | 0 | 0 | 0 | 0 | 0 | 0 | 0 | 0 | 0 | 0 | 0 | 0 | 0 | 0 | 0 | 0 | 0 | 0 | 0 | 0 | 0 | 0 | 0 | 0 | 0 | 0 | 0 | 0 | 0 | 0 | 0 | 0 | 0 | 0 | 0 | 0 | 0 | 0 | 0 | 0 | 0 | 0 | 0 | 0 | 0 | 0 | 0 | 0 | 0 | 0 | 0 | 0 | 0 | 0 | 0 | 0 | 0 | 0 | 0 | 0 | 0 | 0 | 0 | 0 | 0 | 0 | 1 |  | 0 | 0 | 0 | 0 | 0 | 0 | 0 | 0 | 0 | 0 | 0 | 0 | 0 | 0 | 0 | 0 | 0 | 0 | 0 | 0 | 0 | 0 | 0 | 0 | 0 | 0 | 0 | 0 | 0 | 0 | 1 | 0 | 1 | 0 | 0 | 1 | -935 | -730 | -23.3 | Eagle Mountain Constraint | Eagle Mountain Constraint | Eagle Mountain Constraint |  | 1 | 1 | 0 | 1 | 0 | 1 | -335 | -130 | -23.3 | Eagle Mountain Constraint | Eagle Mountain Constraint | Eagle Mountain Constraint |  | 5 | 5 | NO | 5 | 3 | 3 | NO | 3
SCE Eastern | Mirage | 230 | 0 | 0 | 0 | 0 | 0 | 0 | 0 | 0 | 0 | 0 | 0 | 0 | 0 | 0 | 0 | 0 | 0 | 0 | 1 | 1 | 0 | 1 | 0 | 0 | 0 | 0 | 0 | 0 | 0 | 0 | 0 | 0 | 0 | 0 | 0 | 0 | 0 | 0 | 0 | 0 | 0 | 0 | 0 | 0 | 0 | 0 | 0 | 0 | 0 | 0 | 0 | 0 | 0 | 0 | 0 | 0 | 0 | 0 | 0 | 0 | 0 | 0 | 0 | 0 | 0 | 0 | 0 | 0 | 0 | 0 | 0 | 0 | 0 | 0 | 0 | 0 | 0 | 0 | 0 | 0 | 0 | 0 | 0 | 0 | 0 | 0 | 0 | 0 | 0 | 0 | 0 | 0 | 0 | 0 | 0 | 0 | 0 | 1 |  | 25 | 0 | 0 | 0 | 0 | 0 | 0 | 0 | 0 | 0 | 130 | 100 | 0 | 0 | 1 | 525 | 0 | 0 | 0 | 0 | 0 | 0 | 0 | 0 | 0 | 230 | 250 | 0 | 0 | 1 | 1 | 0 | 1 | 0 | 0 | 1 | -935 | -730 | -23.3 | Eagle Mountain Constraint | Eagle Mountain Constraint | Eagle Mountain Constraint |  | 1 | 1 | 0 | 1 | 0 | 1 | -335 | -130 | -23.3 | Eagle Mountain Constraint | Eagle Mountain Constraint | Eagle Mountain Constraint |  | 5 | 5 | NO | 5 | 3 | 3 | NO | 3
SDGE | Mission | 138 | 0 | 0 | 0 | 0 | 0 | 0 | 0 | 0 | 0 | 0 | 0 | 0 | 0 | 0 | 0 | 0 | 0 | 0 | 0 | 0 | 0 | 0 | 0 | 0 | 0 | 0 | 0 | 0 | 0 | 0 | 1 | 0 | 1 | 0 | 0 | 0 | 0 | 0 | 0 | 0 | 0 | 0 | 0 | 0 | 0 | 0 | 0 | 0 | 0 | 0 | 0 | 0 | 0 | 0 | 0 | 0 | 0 | 0 | 0 | 0 | 0 | 0 | 0 | 0 | 0 | 0 | 0 | 0 | 0 | 0 | 0 | 0 | 0 | 0 | 0 | 0 | 0 | 0 | 0 | 0 | 0 | 0 | 0 | 0 | 0 | 0 | 0 | 0 | 0 | 0 | 0 | 0 | 0 | 0 | 0 | 0 | 0 | 2 |  | 0 | 0 | 0 | 0 | 0 | 0 | 0 | 0 | 0 | 0 | 0 | 0 | 0 | 0 | 0 | 0 | 0 | 0 | 0 | 0 | 0 | 0 | 0 | 0 | 0 | 0 | 0 | 0 | 0 | 0 | 0 | 0 | 0 | 0 | 0 | 0 | 996.76 | 2276.48 | 8249.2344 | San Luis Rey-San Onofre 230 kV line constraint | San Luis Rey-San Onofre 230 kV line constraint | Encina - San Luis Rey 230 kV constraint |  | 0 | 0 | 0 | 0 | 0 | 0 | 996.76 | 2276.48 | 8249.2344 | San Luis Rey-San Onofre 230 kV line constraint | San Luis Rey-San Onofre 230 kV line constraint | Encina - San Luis Rey 230 kV constraint |  | 1 | 1 | NO | 1 | 1 | 1 | NO | 1
SDGE | Mission | 230 | 0 | 0 | 0 | 0 | 0 | 0 | 0 | 0 | 0 | 0 | 0 | 0 | 0 | 0 | 0 | 0 | 0 | 0 | 0 | 0 | 0 | 0 | 0 | 0 | 0 | 0 | 0 | 0 | 1 | 0 | 1 | 0 | 1 | 0 | 0 | 0 | 0 | 0 | 0 | 0 | 0 | 0 | 0 | 0 | 0 | 0 | 0 | 0 | 0 | 0 | 0 | 0 | 0 | 0 | 0 | 0 | 0 | 0 | 0 | 0 | 0 | 0 | 0 | 0 | 0 | 0 | 0 | 0 | 0 | 0 | 0 | 0 | 0 | 0 | 0 | 0 | 0 | 0 | 0 | 0 | 0 | 0 | 0 | 0 | 0 | 0 | 0 | 0 | 0 | 0 | 0 | 0 | 0 | 0 | 0 | 0 | 0 | 3 |  | 0 | 0 | 0 | 0 | 0 | 0 | 0 | 0 | 0 | 0 | 0 | 0 | 0 | 0 | 0 | 0 | 0 | 0 | 0 | 0 | 0 | 0 | 0 | 0 | 0 | 0 | 0 | 0 | 0 | 0 | 0 | 0 | 0 | 0 | 0 | 0 | 996.76 | 2276.48 | 8249.2344 | San Luis Rey-San Onofre 230 kV line constraint | San Luis Rey-San Onofre 230 kV line constraint | Encina - San Luis Rey 230 kV constraint |  | 0 | 0 | 0 | 0 | 0 | 0 | 996.76 | 2276.48 | 8249.2344 | San Luis Rey-San Onofre 230 kV line constraint | San Luis Rey-San Onofre 230 kV line constraint | Encina - San Luis Rey 230 kV constraint |  | 1 | 1 | NO | 1 | 1 | 1 | NO | 1
SDGE | Mission | 69 | 0 | 0 | 0 | 0 | 0 | 0 | 0 | 0 | 0 | 0 | 0 | 0 | 0 | 0 | 0 | 0 | 0 | 0 | 0 | 0 | 0 | 0 | 0 | 0 | 0 | 0 | 0 | 0 | 0 | 0 | 1 | 0 | 1 | 0 | 0 | 0 | 0 | 0 | 0 | 0 | 0 | 0 | 0 | 0 | 0 | 0 | 0 | 0 | 0 | 0 | 0 | 0 | 0 | 0 | 0 | 0 | 0 | 0 | 0 | 0 | 0 | 0 | 0 | 0 | 0 | 0 | 0 | 0 | 0 | 0 | 0 | 0 | 0 | 0 | 0 | 0 | 0 | 0 | 0 | 0 | 0 | 0 | 0 | 0 | 0 | 0 | 0 | 0 | 0 | 0 | 0 | 0 | 0 | 0 | 0 | 0 | 0 | 2 |  | 0 | 0 | 0 | 0 | 0 | 0 | 0 | 0 | 0 | 0 | 0 | 0 | 0 | 0 | 0 | 0 | 0 | 0 | 0 | 0 | 0 | 0 | 0 | 0 | 0 | 0 | 0 | 0 | 0 | 0 | 0 | 0 | 0 | 0 | 0 | 0 | 996.76 | 2276.48 | 8249.2344 | San Luis Rey-San Onofre 230 kV line constraint | San Luis Rey-San Onofre 230 kV line constraint | Encina - San Luis Rey 230 kV constraint |  | 0 | 0 | 0 | 0 | 0 | 0 | 996.76 | 2276.48 | 8249.2344 | San Luis Rey-San Onofre 230 kV line constraint | San Luis Rey-San Onofre 230 kV line constraint | Encina - San Luis Rey 230 kV constraint |  | 1 | 1 | NO | 1 | 1 | 1 | NO | 1
PG&E GBA | Mi-Wuk | 115 | 0 | 0 | 0 | 0 | 0 | 0 | 0 | 0 | 0 | 0 | 0 | 0 | 0 | 0 | 0 | 0 | 0 | 0 | 0 | 0 | 0 | 0 | 0 | 0 | 0 | 0 | 0 | 0 | 0 | 0 | 0 | 0 | 0 | 0 | 0 | 0 | 0 | 0 | 0 | 0 | 0 | 0 | 0 | 0 | 0 | 1 | 0 | 0 | 0 | 0 | 0 | 0 | 0 | 0 | 0 | 1 | 0 | 1 | 0 | 1 | 0 | 0 | 0 | 0 | 0 | 1 | 0 | 0 | 0 | 0 | 0 | 0 | 0 | 0 | 0 | 0 | 0 | 0 | 0 | 0 | 0 | 0 | 0 | 0 | 0 | 0 | 0 | 0 | 0 | 0 | 0 | 0 | 0 | 0 | 0 | 0 | 0 | 0 |  | 0 | 0 | 0 | 0 | 0 | 0 | 0 | 0 | 0 | 0 | 0 | 0 | 0 | 0 | 0 | 0 | 0 | 0 | 0 | 0 | 0 | 0 | 0 | 0 | 0 | 0 | 0 | 0 | 0 | 0 | 1 | 0 | 0 | 0 | 0 | 0 | -428.9315 | 201.2909 | 653.3714 | Bellota-Weber 230kV line | Kasson Jct-Heinz 115 kV line | Kasson Jct-Heinz 115 kV line |  | 0 | 0 | 0 | 0 | 0 | 0 | 31.0685 | 201.2909 | 653.3714 | Bellota-Weber 230kV line | Kasson Jct-Heinz 115 kV line | Kasson Jct-Heinz 115 kV line |  | 5 | 1 | YES | 2 | 1 | 1 | NO | 1
EOP | Mohave | 500 | 0 | 0 | 0 | 0 | 0 | 0 | 0 | 0 | 0 | 0 | 0 | 0 | 0 | 0 | 0 | 0 | 0 | 0 | 0 | 0 | 0 | 0 | 0 | 0 | 1 | 0 | 0 | 0 | 0 | 0 | 0 | 0 | 0 | 0 | 0 | 0 | 0 | 0 | 0 | 0 | 0 | 0 | 0 | 0 | 0 | 0 | 0 | 0 | 0 | 0 | 0 | 0 | 0 | 0 | 0 | 0 | 0 | 0 | 0 | 0 | 0 | 0 | 0 | 0 | 0 | 0 | 0 | 0 | 0 | 0 | 0 | 0 | 0 | 0 | 0 | 0 | 0 | 0 | 0 | 0 | 0 | 0 | 0 | 0 | 0 | 0 | 0 | 0 | 0 | 0 | 0 | 0 | 0 | 0 | 0 | 0 | 0 | 0 |  | 0 | 0 | 0 | 0 | 0 | 0 | 0 | 0 | 0 | 0 | 0 | 0 | 0 | 0 | 0 | 0 | 0 | 492 | 126.5 | 0 | 0 | 0 | 0 | 0 | 0 | 600 | 0 | 300 | 0 | 1 | 1 | 0 | 0 | 0 | 0 | 0 | -298.255 | 3242.99 | 6657.945 | Lugo - Victorville area constraint | Lugo - Victorville area constraint | Lugo - Victorville area constraint |  | 0 | 0 | 0 | 0 | 0 | 0 | 6501.745 | 10042.99 | 13457.945 | Lugo - Victorville area constraint | Lugo - Victorville area constraint | Lugo - Victorville area constraint |  | 5 | 1 | YES | 2 | 1 | 1 | NO | 1
PG&E NGBA | Monroe | 115 | 0 | 0 | 0 | 0 | 0 | 0 | 0 | 0 | 0 | 0 | 0 | 0 | 0 | 0 | 0 | 0 | 0 | 0 | 0 | 0 | 0 | 0 | 0 | 0 | 0 | 0 | 0 | 0 | 0 | 0 | 0 | 0 | 0 | 0 | 0 | 0 | 0 | 0 | 0 | 1 | 0 | 0 | 0 | 0 | 0 | 0 | 0 | 0 | 0 | 0 | 0 | 0 | 1 | 0 | 0 | 0 | 0 | 0 | 0 | 0 | 0 | 0 | 0 | 0 | 0 | 0 | 1 | 0 | 0 | 0 | 0 | 0 | 0 | 0 | 0 | 0 | 0 | 0 | 0 | 0 | 0 | 0 | 0 | 0 | 0 | 0 | 0 | 0 | 0 | 0 | 0 | 0 | 0 | 0 | 0 | 0 | 0 | 1 |  | 0 | 0 | 0 | 0 | 0 | 0 | 0 | 0 | 0 | 0 | 0 | 0 | 0 | 0 | 0 | 0 | 0 | 0 | 0 | 0 | 0 | 0 | 0 | 0 | 0 | 0 | 0 | 0 | 0 | 0 | 1 | 0 | 0 | 0 | 0 | 0 | -219.475 | 108.573 | 1029.902 | Birds Landing-Contra Costa 230kV Line | Birds Landing-Contra Costa 230kV Line | Birds Landing-Contra Costa 230kV Line |  | 0 | 0 | 0 | 0 | 0 | 0 | 804.745 | 1874.573 | 1029.902 | Collinsville-Tesla 500 kV Line | Birds Landing-Contra Costa 230kV Line | Birds Landing-Contra Costa 230kV Line |  | 5 | 1 | YES | 2 | 1 | 1 | NO | 1
SDGE | Monserate | 69 | 0 | 0 | 0 | 0 | 0 | 0 | 0 | 0 | 0 | 0 | 0 | 0 | 0 | 0 | 0 | 0 | 0 | 0 | 0 | 0 | 0 | 0 | 0 | 0 | 0 | 1 | 0 | 0 | 0 | 0 | 0 | 0 | 1 | 1 | 0 | 0 | 0 | 1 | 0 | 0 | 0 | 0 | 0 | 0 | 0 | 0 | 0 | 0 | 0 | 0 | 0 | 0 | 0 | 0 | 0 | 0 | 0 | 0 | 0 | 0 | 0 | 0 | 0 | 0 | 0 | 0 | 0 | 0 | 0 | 0 | 0 | 0 | 0 | 0 | 0 | 0 | 0 | 0 | 0 | 0 | 0 | 0 | 0 | 0 | 0 | 0 | 0 | 0 | 0 | 0 | 0 | 0 | 0 | 0 | 0 | 0 | 0 | 1 |  | 0 | 0 | 0 | 0 | 0 | 0 | 0 | 0 | 0 | 0 | 0 | 0 | 0 | 0 | 0 | 0 | 0 | 0 | 0 | 0 | 0 | 0 | 0 | 0 | 0 | 0 | 0 | 0 | 0 | 0 | 0 | 0 | 0 | 0 | 0 | 0 | 144.4 | 174.2 | 263.6 | Ocean Ranch 69 kV constraint | Ocean Ranch 69 kV constraint | Ocean Ranch 69 kV constraint |  | 0 | 0 | 0 | 0 | 0 | 0 | 144.4 | 174.2 | 263.6 | Ocean Ranch 69 kV constraint | Ocean Ranch 69 kV constraint | Ocean Ranch 69 kV constraint |  | 1 | 1 | NO | 1 | 1 | 1 | NO | 1
PG&E GBA | Monta Vista | 115 | 0 | 0 | 0 | 0 | 0 | 0 | 0 | 0 | 0 | 0 | 0 | 0 | 0 | 0 | 0 | 0 | 0 | 0 | 0 | 0 | 0 | 0 | 0 | 0 | 0 | 0 | 0 | 0 | 0 | 0 | 0 | 0 | 0 | 0 | 0 | 0 | 0 | 0 | 0 | 0 | 0 | 0 | 0 | 0 | 0 | 0 | 0 | 0 | 0 | 0 | 0 | 0 | 1 | 0 | 0 | 0 | 0 | 0 | 0 | 1 | 0 | 0 | 0 | 0 | 0 | 0 | 0 | 0 | 0 | 0 | 0 | 0 | 0 | 0 | 0 | 0 | 0 | 0 | 0 | 0 | 0 | 0 | 0 | 0 | 0 | 0 | 0 | 0 | 0 | 0 | 0 | 0 | 0 | 0 | 0 | 0 | 1 | 1 |  | 0 | 0 | 0 | 0 | 0 | 0 | 0 | 0 | 0 | 0 | 0 | 0 | 0 | 0 | 0 | 0 | 0 | 0 | 0 | 0 | 0 | 0 | 0 | 0 | 0 | 0 | 0 | 0 | 0 | 0 | 0 | 0 | 0 | 0 | 0 | 0 | 826.3685 | 1621.76 | 4912.272 | Tesla-Bellota 230 kV line | NEW-Metcalf-Mosslanding 500kV | Tesla-Bellota 230 kV line |  | 0 | 0 | 0 | 0 | 0 | 0 | 826.3685 | 1621.76 | 4912.272 | Tesla-Bellota 230 kV line | NEW-Metcalf-Mosslanding 500kV | Tesla-Bellota 230 kV line |  | 1 | 1 | NO | 1 | 1 | 1 | NO | 1
PG&E GBA | Monta Vista | 230 | 0 | 0 | 0 | 0 | 0 | 0 | 0 | 0 | 0 | 0 | 0 | 0 | 0 | 0 | 0 | 0 | 0 | 0 | 0 | 0 | 0 | 0 | 0 | 0 | 0 | 0 | 0 | 0 | 0 | 0 | 0 | 0 | 0 | 0 | 0 | 0 | 0 | 0 | 0 | 0 | 0 | 0 | 0 | 0 | 0 | 0 | 0 | 0 | 0 | 0 | 0 | 0 | 1 | 0 | 0 | 0 | 0 | 0 | 0 | 1 | 0 | 0 | 0 | 0 | 0 | 0 | 0 | 0 | 0 | 0 | 0 | 0 | 0 | 0 | 0 | 0 | 0 | 0 | 0 | 0 | 0 | 0 | 0 | 0 | 0 | 0 | 0 | 0 | 0 | 0 | 0 | 0 | 0 | 0 | 0 | 0 | 0 | 1 |  | 0 | 0 | 0 | 0 | 0 | 0 | 0 | 0 | 0 | 0 | 0 | 0 | 0 | 0 | 0 | 0 | 0 | 0 | 0 | 0 | 0 | 0 | 0 | 0 | 0 | 0 | 0 | 0 | 0 | 0 | 0 | 0 | 0 | 0 | 0 | 0 | 826.3685 | 1964.2439 | 4912.272 | Tesla-Bellota 230 kV line | Tesla-Bellota 230 kV line | Tesla-Bellota 230 kV line |  | 0 | 0 | 0 | 0 | 0 | 0 | 826.3685 | 1964.2439 | 4912.272 | Tesla-Bellota 230 kV line | Tesla-Bellota 230 kV line | Tesla-Bellota 230 kV line |  | 1 | 1 | NO | 1 | 1 | 1 | NO | 1
PG&E GBA | Monta Vista | 60 | 0 | 0 | 0 | 0 | 0 | 0 | 0 | 0 | 0 | 0 | 0 | 0 | 0 | 0 | 0 | 0 | 0 | 0 | 0 | 0 | 0 | 0 | 0 | 0 | 0 | 0 | 0 | 0 | 0 | 0 | 0 | 0 | 0 | 0 | 0 | 0 | 0 | 0 | 0 | 0 | 0 | 0 | 0 | 0 | 0 | 0 | 0 | 0 | 0 | 0 | 0 | 0 | 1 | 0 | 0 | 0 | 0 | 0 | 0 | 1 | 0 | 0 | 0 | 0 | 0 | 0 | 0 | 0 | 0 | 0 | 0 | 0 | 0 | 0 | 0 | 0 | 0 | 0 | 0 | 0 | 0 | 0 | 0 | 0 | 0 | 0 | 0 | 0 | 0 | 0 | 0 | 0 | 0 | 0 | 0 | 0 | 1 | 1 |  | 0 | 0 | 0 | 0 | 0 | 0 | 0 | 0 | 0 | 0 | 0 | 0 | 0 | 0 | 0 | 0 | 0 | 0 | 0 | 0 | 0 | 0 | 0 | 0 | 0 | 0 | 0 | 0 | 0 | 0 | 0 | 0 | 0 | 0 | 0 | 0 | 826.3685 | 1621.76 | 4912.272 | Tesla-Bellota 230 kV line | NEW-Metcalf-Mosslanding 500kV | Tesla-Bellota 230 kV line |  | 0 | 0 | 0 | 0 | 0 | 0 | 826.3685 | 1621.76 | 4912.272 | Tesla-Bellota 230 kV line | NEW-Metcalf-Mosslanding 500kV | Tesla-Bellota 230 kV line |  | 1 | 1 | NO | 1 | 1 | 1 | NO | 1
PG&E NGBA | Monticello | 115 | 0 | 0 | 0 | 0 | 0 | 0 | 0 | 0 | 0 | 0 | 0 | 0 | 0 | 0 | 0 | 0 | 0 | 0 | 0 | 0 | 0 | 0 | 0 | 0 | 0 | 0 | 0 | 0 | 0 | 0 | 0 | 0 | 0 | 0 | 0 | 0 | 0 | 0 | 0 | 1 | 0 | 1 | 0 | 0 | 0 | 0 | 0 | 0 | 0 | 0 | 0 | 1 | 1 | 1 | 1 | 1 | 0 | 0 | 0 | 0 | 0 | 0 | 0 | 0 | 0 | 1 | 1 | 0 | 0 | 0 | 0 | 0 | 0 | 0 | 0 | 0 | 0 | 0 | 0 | 0 | 0 | 0 | 0 | 0 | 0 | 0 | 0 | 0 | 0 | 0 | 0 | 0 | 0 | 0 | 0 | 0 | 0 | 2 |  | 0 | 0 | 0 | 0 | 0 | 0 | 0 | 0 | 0 | 0 | 0 | 0 | 0 | 0 | 0 | 0 | 0 | 0 | 0 | 0 | 0 | 0 | 0 | 0 | 0 | 0 | 0 | 0 | 0 | 0 | 2 | 0 | 1 | 0 | 0 | 0 | -763.325 | -136.609 | 798.62 | Windmaster-Delta pumps 230 kV line | Windmaster-Delta pumps 230 kV line | Lakeville-Ignacio 230 kV line |  | 0 | 0 | 0 | 0 | 0 | 0 | 401.875 | 742.923 | 798.62 | Contra Costa- Windmaster 230 kV line | Contra Costa- Windmaster 230 kV line | Lakeville-Ignacio 230 kV line |  | 5 | 1 | YES | 2 | 1 | 1 | NO | 1
SCE Northern | Moorpark | 230 | 0 | 0 | 1 | 0 | 1 | 0 | 0 | 0 | 0 | 0 | 0 | 0 | 0 | 0 | 0 | 0 | 0 | 0 | 0 | 0 | 0 | 0 | 0 | 0 | 1 | 0 | 0 | 0 | 0 | 0 | 0 | 0 | 0 | 0 | 0 | 0 | 0 | 0 | 0 | 0 | 0 | 0 | 0 | 0 | 0 | 0 | 0 | 0 | 0 | 0 | 0 | 0 | 0 | 0 | 0 | 0 | 0 | 0 | 0 | 0 | 0 | 0 | 0 | 0 | 0 | 0 | 0 | 0 | 0 | 0 | 0 | 0 | 0 | 0 | 0 | 0 | 0 | 0 | 0 | 0 | 0 | 0 | 0 | 0 | 0 | 0 | 0 | 0 | 0 | 0 | 0 | 0 | 0 | 0 | 0 | 0 | 0 | 0 |  | 0 | 0 | 0 | 0 | 0 | 0 | 0 | 0 | 0 | 0 | 0 | 0 | 0 | 0 | 0 | 0 | 0 | 0 | 0 | 0 | 0 | 0 | 0 | 0 | 0 | 0 | 350 | 0 | 0 | 1 | 1 | 0 | 0 | 0 | 0 | 0 | -298.255 | 619.5 | 3306 | Lugo - Victorville area constraint | Moorpark-Pardee Constraint | Moorpark-Pardee Constraint |  | 0 | 0 | 0 | 0 | 0 | 0 | 287 | 619.5 | 3306 | Moorpark-Pardee Constraint | Moorpark-Pardee Constraint | Moorpark-Pardee Constraint |  | 5 | 1 | YES | 2 | 1 | 1 | NO | 1
SCE Northern | Moorpark | 66 | 0 | 0 | 1 | 0 | 1 | 0 | 0 | 0 | 0 | 0 | 0 | 0 | 0 | 0 | 0 | 0 | 0 | 0 | 0 | 0 | 0 | 0 | 0 | 0 | 1 | 0 | 0 | 0 | 0 | 0 | 0 | 0 | 0 | 0 | 0 | 0 | 0 | 0 | 0 | 0 | 0 | 0 | 0 | 0 | 0 | 0 | 0 | 0 | 0 | 0 | 0 | 0 | 0 | 0 | 0 | 0 | 0 | 0 | 0 | 0 | 0 | 0 | 0 | 0 | 0 | 0 | 0 | 0 | 0 | 0 | 0 | 0 | 0 | 0 | 0 | 0 | 0 | 0 | 0 | 0 | 0 | 0 | 0 | 0 | 0 | 0 | 0 | 0 | 0 | 0 | 0 | 0 | 0 | 0 | 0 | 0 | 0 | 0 |  | 0 | 0 | 0 | 0 | 0 | 0 | 0 | 0 | 0 | 0 | 0 | 0 | 0 | 0 | 0 | 0 | 0 | 0 | 0 | 0 | 0 | 0 | 0 | 0 | 0 | 0 | 0 | 0 | 0 | 0 | 1 | 0 | 0 | 0 | 0 | 0 | -298.255 | 619.5 | 3306 | Lugo - Victorville area constraint | Moorpark-Pardee Constraint | Moorpark-Pardee Constraint |  | 0 | 0 | 0 | 0 | 0 | 0 | 287 | 619.5 | 3306 | Moorpark-Pardee Constraint | Moorpark-Pardee Constraint | Moorpark-Pardee Constraint |  | 5 | 1 | YES | 2 | 1 | 1 | NO | 1
PG&E GBA | Moraga | 115 | 0 | 0 | 0 | 0 | 0 | 0 | 0 | 0 | 0 | 0 | 0 | 0 | 0 | 0 | 0 | 0 | 0 | 0 | 0 | 0 | 0 | 0 | 0 | 0 | 0 | 0 | 0 | 0 | 0 | 0 | 0 | 0 | 0 | 0 | 0 | 0 | 0 | 0 | 0 | 1 | 0 | 0 | 0 | 0 | 0 | 0 | 0 | 0 | 0 | 0 | 0 | 0 | 1 | 0 | 0 | 1 | 0 | 0 | 0 | 0 | 0 | 0 | 0 | 0 | 0 | 0 | 0 | 0 | 0 | 0 | 0 | 0 | 0 | 0 | 0 | 0 | 0 | 0 | 0 | 0 | 0 | 0 | 0 | 0 | 0 | 0 | 0 | 0 | 0 | 0 | 0 | 0 | 0 | 0 | 0 | 0 | 0 | 1 |  | 0 | 0 | 0 | 0 | 0 | 0 | 0 | 0 | 0 | 0 | 0 | 0 | 0 | 0 | 0 | 0 | 0 | 0 | 0 | 0 | 0 | 0 | 0 | 0 | 0 | 0 | 0 | 0 | 0 | 0 | 0 | 0 | 0 | 0 | 0 | 0 | 804.745 | 2035.936 | 5151.188 | Collinsville-Tesla 500 kV Line | Collinsville-Tesla 500 kV Line | Sobrante-Moraga 230 kV line |  | 0 | 0 | 0 | 0 | 0 | 0 | 804.745 | 2035.936 | 5151.188 | Collinsville-Tesla 500 kV Line | Collinsville-Tesla 500 kV Line | Sobrante-Moraga 230 kV line |  | 1 | 1 | NO | 1 | 1 | 1 | NO | 1
PG&E GBA | Moraga | 230 | 0 | 0 | 0 | 0 | 0 | 0 | 0 | 0 | 0 | 0 | 0 | 0 | 0 | 0 | 0 | 0 | 0 | 0 | 0 | 0 | 0 | 0 | 0 | 0 | 0 | 0 | 0 | 0 | 0 | 0 | 0 | 0 | 0 | 0 | 0 | 0 | 0 | 0 | 0 | 1 | 0 | 0 | 0 | 0 | 0 | 0 | 0 | 0 | 0 | 0 | 0 | 0 | 1 | 1 | 1 | 1 | 0 | 0 | 0 | 1 | 0 | 1 | 0 | 0 | 0 | 1 | 0 | 0 | 0 | 0 | 0 | 0 | 0 | 0 | 0 | 0 | 0 | 0 | 0 | 0 | 0 | 0 | 0 | 0 | 0 | 0 | 0 | 0 | 0 | 0 | 0 | 0 | 0 | 0 | 0 | 0 | 0 | 1 |  | 0 | 0 | 0 | 0 | 0 | 0 | 0 | 0 | 0 | 0 | 0 | 0 | 0 | 0 | 0 | 0 | 0 | 0 | 0 | 0 | 0 | 0 | 0 | 0 | 0 | 0 | 0 | 0 | 0 | 0 | 1 | 0 | 1 | 0 | 0 | 0 | -763.325 | -136.609 | 1214.56 | Windmaster-Delta pumps 230 kV line | Windmaster-Delta pumps 230 kV line | Grant - Eastshore #2 line 115 kV |  | 0 | 0 | 0 | 0 | 0 | 0 | 401.875 | 742.923 | 1214.56 | Contra Costa- Windmaster 230 kV line | Contra Costa- Windmaster 230 kV line | Grant - Eastshore #2 line 115 kV |  | 5 | 1 | YES | 2 | 1 | 1 | NO | 1
PG&E GBA | Morgan Hill | 115 | 0 | 0 | 0 | 0 | 0 | 0 | 0 | 0 | 0 | 0 | 0 | 0 | 0 | 0 | 0 | 0 | 0 | 0 | 0 | 0 | 0 | 0 | 0 | 0 | 0 | 0 | 0 | 0 | 0 | 0 | 0 | 0 | 0 | 0 | 0 | 0 | 0 | 0 | 0 | 0 | 0 | 0 | 0 | 0 | 0 | 0 | 0 | 0 | 0 | 0 | 0 | 0 | 1 | 0 | 0 | 1 | 0 | 0 | 0 | 1 | 0 | 0 | 0 | 0 | 1 | 0 | 0 | 0 | 0 | 0 | 0 | 0 | 0 | 0 | 0 | 0 | 0 | 0 | 0 | 0 | 0 | 0 | 0 | 0 | 0 | 0 | 0 | 0 | 0 | 0 | 0 | 0 | 0 | 0 | 0 | 0 | 0 | 1 |  | 0 | 0 | 0 | 0 | 0 | 0 | 0 | 0 | 0 | 0 | 0 | 0 | 0 | 0 | 0 | 0 | 0 | 0 | 0 | 0 | 0 | 0 | 0 | 0 | 0 | 0 | 0 | 0 | 0 | 0 | 0 | 0 | 0 | 0 | 0 | 0 | 339.9 | 359.76 | 303.18 | Morganhill-Metcalf 115kV Line | Morganhill-Metcalf 115kV Line | Morganhill-Metcalf 115kV Line |  | 0 | 0 | 0 | 0 | 0 | 0 | 339.9 | 359.76 | 303.18 | Morganhill-Metcalf 115kV Line | Morganhill-Metcalf 115kV Line | Morganhill-Metcalf 115kV Line |  | 1 | 1 | NO | 1 | 1 | 1 | NO | 1
PG&E KERN | Morro Bay | 115 | 0 | 0 | 0 | 0 | 0 | 0 | 0 | 0 | 0 | 0 | 0 | 0 | 0 | 0 | 0 | 0 | 0 | 0 | 0 | 0 | 0 | 0 | 0 | 0 | 0 | 0 | 0 | 0 | 0 | 0 | 0 | 0 | 0 | 0 | 0 | 0 | 0 | 0 | 0 | 0 | 0 | 0 | 0 | 0 | 0 | 0 | 0 | 0 | 0 | 0 | 0 | 0 | 0 | 0 | 0 | 0 | 0 | 0 | 0 | 0 | 0 | 0 | 0 | 0 | 0 | 0 | 0 | 1 | 1 | 0 | 0 | 0 | 0 | 0 | 0 | 0 | 0 | 0 | 0 | 1 | 0 | 0 | 0 | 0 | 0 | 1 | 0 | 0 | 0 | 0 | 0 | 0 | 0 | 0 | 0 | 1 | 0 | 1 |  | 0 | 0 | 0 | 0 | 0 | 0 | 0 | 0 | 0 | 0 | 0 | 0 | 0 | 0 | 0 | 0 | 0 | 0 | 0 | 0 | 0 | 0 | 0 | 0 | 0 | 0 | 0 | 0 | 0 | 0 | 0 | 0 | 0 | 0 | 0 | 0 | 334.015 | 243.8117 | 587.675 | Cal Flat-Gates 230 kV line | Cal Flat-Gates 230 kV line | Cal Flat-Gates 230 kV line |  | 0 | 0 | 0 | 0 | 0 | 0 | 334.015 | 243.8117 | 587.675 | Cal Flat-Gates 230 kV line | Cal Flat-Gates 230 kV line | Cal Flat-Gates 230 kV line |  | 1 | 1 | NO | 1 | 1 | 1 | NO | 1
PG&E KERN | Morro Bay | 230 | 0 | 0 | 0 | 0 | 0 | 0 | 0 | 0 | 0 | 0 | 0 | 0 | 0 | 0 | 0 | 0 | 0 | 0 | 0 | 0 | 0 | 0 | 0 | 0 | 0 | 0 | 0 | 0 | 0 | 0 | 0 | 0 | 0 | 0 | 0 | 0 | 0 | 0 | 0 | 0 | 0 | 0 | 0 | 0 | 0 | 0 | 0 | 0 | 0 | 0 | 0 | 0 | 0 | 0 | 0 | 0 | 0 | 0 | 0 | 0 | 0 | 0 | 0 | 0 | 0 | 0 | 0 | 1 | 0 | 0 | 0 | 0 | 0 | 0 | 0 | 0 | 0 | 0 | 1 | 1 | 0 | 0 | 0 | 0 | 0 | 0 | 0 | 0 | 0 | 0 | 0 | 0 | 0 | 0 | 1 | 1 | 0 | 0 |  | 0 | 0 | 0 | 0 | 0 | 0 | 0 | 0 | 0 | 0 | 0 | 0 | 0 | 0 | 0 | 0 | 0 | 0 | 0 | 0 | 0 | 0 | 0 | 0 | 0 | 0 | 0 | 0 | 0 | 0 | 0 | 0 | 0 | 0 | 0 | 0 | 334.015 | 243.8117 | 587.675 | Cal Flat-Gates 230 kV line | Cal Flat-Gates 230 kV line | Cal Flat-Gates 230 kV line |  | 0 | 0 | 0 | 0 | 0 | 0 | 334.015 | 243.8117 | 587.675 | Cal Flat-Gates 230 kV line | Cal Flat-Gates 230 kV line | Cal Flat-Gates 230 kV line |  | 1 | 1 | NO | 1 | 1 | 1 | NO | 1
PG&E KERN | Morro Bay | 500 | 0 | 0 | 0 | 0 | 0 | 0 | 0 | 0 | 0 | 0 | 0 | 0 | 0 | 0 | 0 | 0 | 0 | 0 | 0 | 0 | 0 | 0 | 0 | 0 | 0 | 0 | 0 | 0 | 0 | 0 | 0 | 0 | 0 | 0 | 0 | 0 | 0 | 0 | 0 | 0 | 0 | 0 | 0 | 0 | 0 | 0 | 0 | 0 | 0 | 0 | 0 | 0 | 0 | 0 | 0 | 0 | 0 | 0 | 0 | 0 | 0 | 0 | 0 | 0 | 0 | 0 | 0 | 0 | 0 | 0 | 0 | 0 | 0 | 0 | 0 | 0 | 0 | 0 | 0 | 0 | 0 | 0 | 0 | 0 | 0 | 0 | 0 | 0 | 0 | 0 | 0 | 0 | 0 | 1 | 1 | 0 | 0 | 0 |  | 0 | 0 | 0 | 0 | 0 | 0 | 0 | 0 | 0 | 0 | 0 | 0 | 0 | 0 | 0 | 0 | 0 | 0 | 0 | 0 | 0 | 0 | 0 | 0 | 0 | 0 | 0 | 0 | 0 | 0 | 0 | 0 | 0 | 0 | 0 | 0 | 887.485 | 2328.1697 | 1602.5731 | Mustang-Henrietta 230 kV line | Mustang-Henrietta 230 kV line | Mustang-Henrietta 230 kV line |  | 0 | 0 | 0 | 0 | 0 | 0 | 887.485 | 2328.1697 | 1602.5731 | Mustang-Henrietta 230 kV line | Mustang-Henrietta 230 kV line | Mustang-Henrietta 230 kV line |  | 1 | 1 | NO | 1 | 1 | 1 | NO | 1
PG&E GBA | Moss Landing | 115 | 0 | 0 | 0 | 0 | 0 | 0 | 0 | 0 | 0 | 0 | 0 | 0 | 0 | 0 | 0 | 0 | 0 | 0 | 0 | 0 | 0 | 0 | 0 | 0 | 0 | 0 | 0 | 0 | 0 | 0 | 0 | 0 | 0 | 0 | 0 | 0 | 0 | 0 | 0 | 0 | 0 | 0 | 0 | 0 | 0 | 0 | 0 | 0 | 0 | 0 | 0 | 0 | 0 | 0 | 0 | 1 | 0 | 0 | 0 | 1 | 0 | 0 | 0 | 0 | 1 | 0 | 0 | 0 | 0 | 0 | 0 | 0 | 0 | 0 | 0 | 0 | 0 | 0 | 0 | 0 | 0 | 0 | 0 | 0 | 0 | 0 | 0 | 0 | 0 | 0 | 0 | 0 | 0 | 0 | 0 | 0 | 1 | 0 |  | 0 | 0 | 0 | 0 | 0 | 0 | 0 | 0 | 0 | 0 | 0 | 0 | 0 | 0 | 0 | 0 | 0 | 0 | 0 | 0 | 0 | 0 | 0 | 0 | 0 | 0 | 0 | 0 | 0 | 0 | 0 | 0 | 0 | 0 | 0 | 0 | 339.9 | 359.76 | 303.18 | Morganhill-Metcalf 115kV Line | Morganhill-Metcalf 115kV Line | Morganhill-Metcalf 115kV Line |  | 0 | 0 | 0 | 0 | 0 | 0 | 339.9 | 359.76 | 303.18 | Morganhill-Metcalf 115kV Line | Morganhill-Metcalf 115kV Line | Morganhill-Metcalf 115kV Line |  | 1 | 1 | NO | 1 | 1 | 1 | NO | 1
PG&E GBA | Moss Landing | 230 | 0 | 0 | 0 | 0 | 0 | 0 | 0 | 0 | 0 | 0 | 0 | 0 | 0 | 0 | 0 | 0 | 0 | 0 | 0 | 0 | 0 | 0 | 0 | 0 | 0 | 0 | 0 | 0 | 0 | 0 | 0 | 0 | 0 | 0 | 0 | 0 | 0 | 0 | 0 | 0 | 0 | 0 | 0 | 0 | 0 | 0 | 0 | 0 | 0 | 0 | 0 | 0 | 0 | 0 | 0 | 1 | 0 | 0 | 0 | 1 | 0 | 0 | 0 | 0 | 1 | 0 | 0 | 0 | 0 | 0 | 0 | 0 | 0 | 0 | 0 | 0 | 0 | 0 | 0 | 0 | 0 | 0 | 0 | 0 | 0 | 0 | 0 | 0 | 0 | 0 | 0 | 0 | 0 | 0 | 0 | 0 | 1 | 0 |  | 0 | 0 | 0 | 0 | 0 | 0 | 0 | 0 | 0 | 0 | 0 | 0 | 0 | 0 | 0 | 0 | 0 | 0 | 0 | 0 | 0 | 0 | 0 | 0 | 0 | 0 | 0 | 0 | 0 | 0 | 0 | 0 | 0 | 0 | 0 | 0 | 339.9 | 359.76 | 303.18 | Morganhill-Metcalf 115kV Line | Morganhill-Metcalf 115kV Line | Morganhill-Metcalf 115kV Line |  | 0 | 0 | 0 | 0 | 0 | 0 | 339.9 | 359.76 | 303.18 | Morganhill-Metcalf 115kV Line | Morganhill-Metcalf 115kV Line | Morganhill-Metcalf 115kV Line |  | 1 | 1 | NO | 1 | 1 | 1 | NO | 1
PG&E GBA | Moss Landing | 500 | 0 | 0 | 0 | 0 | 0 | 0 | 0 | 0 | 0 | 0 | 0 | 0 | 0 | 0 | 0 | 0 | 0 | 0 | 0 | 0 | 0 | 0 | 0 | 0 | 0 | 0 | 0 | 0 | 0 | 0 | 0 | 0 | 0 | 0 | 0 | 0 | 0 | 0 | 0 | 1 | 0 | 0 | 0 | 0 | 0 | 0 | 0 | 0 | 0 | 0 | 0 | 0 | 0 | 0 | 0 | 1 | 0 | 0 | 0 | 1 | 0 | 0 | 0 | 0 | 0 | 0 | 0 | 0 | 0 | 0 | 0 | 0 | 0 | 0 | 0 | 0 | 0 | 0 | 0 | 0 | 0 | 0 | 0 | 0 | 0 | 0 | 0 | 0 | 0 | 0 | 0 | 0 | 0 | 0 | 0 | 0 | 1 | 0 |  | 0 | 0 | 0 | 0 | 0 | 0 | 0 | 0 | 0 | 0 | 0 | 0 | 0 | 0 | 0 | 0 | 0 | 0 | 0 | 0 | 0 | 0 | 0 | 0 | 0 | 0 | 0 | 0 | 0 | 0 | 0 | 0 | 0 | 0 | 0 | 0 | 804.745 | 1621.76 | 4912.272 | Collinsville-Tesla 500 kV Line | NEW-Metcalf-Mosslanding 500kV | Tesla-Bellota 230 kV line |  | 0 | 0 | 0 | 0 | 0 | 0 | 804.745 | 1621.76 | 4912.272 | Collinsville-Tesla 500 kV Line | NEW-Metcalf-Mosslanding 500kV | Tesla-Bellota 230 kV line |  | 1 | 1 | NO | 1 | 1 | 1 | NO | 1
EOP | Mountain Pass | 115 | 0 | 0 | 0 | 0 | 0 | 0 | 0 | 0 | 0 | 0 | 0 | 0 | 0 | 0 | 0 | 0 | 0 | 0 | 0 | 0 | 0 | 0 | 0 | 1 | 1 | 0 | 0 | 0 | 0 | 0 | 0 | 0 | 0 | 0 | 0 | 0 | 0 | 0 | 0 | 0 | 0 | 0 | 0 | 0 | 0 | 0 | 0 | 0 | 0 | 0 | 0 | 0 | 0 | 0 | 0 | 0 | 0 | 0 | 0 | 0 | 0 | 0 | 0 | 0 | 0 | 0 | 0 | 0 | 0 | 0 | 0 | 0 | 0 | 0 | 0 | 0 | 0 | 0 | 0 | 0 | 0 | 0 | 0 | 0 | 0 | 0 | 0 | 0 | 0 | 0 | 0 | 0 | 0 | 0 | 0 | 0 | 0 | 1 |  | 0 | 0 | 0 | 0 | 0 | 0 | 0 | 0 | 0 | 0 | 0 | 0 | 0 | 0 | 0 | 0 | 0 | 0 | 0 | 0 | 0 | 0 | 0 | 0 | 0 | 0 | 0 | 0 | 0 | 0 | 1 | 0 | 0 | 0 | 0 | 0 | -298.255 | 1732.37 | 2665.66 | Lugo - Victorville area constraint | Sloan Canyon - Eldorado 500 kV constraint | Sloan Canyon - Eldorado 500 kV constraint |  | 0 | 0 | 0 | 0 | 0 | 0 | 1081.97 | 1732.37 | 2665.66 | Sloan Canyon - Eldorado 500 kV constraint | Sloan Canyon - Eldorado 500 kV constraint | Sloan Canyon - Eldorado 500 kV constraint |  | 5 | 1 | YES | 2 | 1 | 1 | NO | 1
PG&E GBA | Mountain View | 115 | 0 | 0 | 0 | 0 | 0 | 0 | 0 | 0 | 0 | 0 | 0 | 0 | 0 | 0 | 0 | 0 | 0 | 0 | 0 | 0 | 0 | 0 | 0 | 0 | 0 | 0 | 0 | 0 | 0 | 0 | 0 | 0 | 0 | 0 | 0 | 0 | 0 | 0 | 0 | 0 | 0 | 0 | 0 | 0 | 0 | 0 | 0 | 0 | 0 | 0 | 0 | 0 | 1 | 0 | 0 | 1 | 0 | 0 | 0 | 0 | 0 | 0 | 0 | 0 | 0 | 0 | 0 | 0 | 0 | 0 | 0 | 0 | 0 | 0 | 0 | 0 | 0 | 0 | 0 | 0 | 0 | 0 | 0 | 0 | 0 | 0 | 0 | 0 | 0 | 0 | 0 | 0 | 0 | 0 | 0 | 0 | 1 | 1 |  | 0 | 0 | 0 | 0 | 0 | 0 | 0 | 0 | 0 | 0 | 0 | 0 | 0 | 0 | 0 | 0 | 0 | 0 | 0 | 0 | 0 | 0 | 0 | 0 | 0 | 0 | 0 | 0 | 0 | 0 | 0 | 0 | 0 | 0 | 0 | 0 | 1567.9 | 1621.76 | 5151.188 | NEW-Metcalf-Mosslanding 500kV | NEW-Metcalf-Mosslanding 500kV | Sobrante-Moraga 230 kV line |  | 0 | 0 | 0 | 0 | 0 | 0 | 1567.9 | 1621.76 | 5151.188 | NEW-Metcalf-Mosslanding 500kV | NEW-Metcalf-Mosslanding 500kV | Sobrante-Moraga 230 kV line |  | 1 | 1 | NO | 1 | 1 | 1 | NO | 1
PG&E GBA | Mt Eden | 115 | 0 | 0 | 0 | 0 | 0 | 0 | 0 | 0 | 0 | 0 | 0 | 0 | 0 | 0 | 0 | 0 | 0 | 0 | 0 | 0 | 0 | 0 | 0 | 0 | 0 | 0 | 0 | 0 | 0 | 0 | 0 | 0 | 0 | 0 | 0 | 0 | 0 | 0 | 0 | 1 | 0 | 0 | 0 | 0 | 0 | 0 | 0 | 0 | 0 | 0 | 0 | 0 | 1 | 0 | 0 | 0 | 0 | 0 | 0 | 0 | 0 | 0 | 0 | 0 | 0 | 0 | 0 | 0 | 0 | 0 | 0 | 0 | 0 | 0 | 0 | 0 | 0 | 0 | 0 | 0 | 0 | 0 | 0 | 0 | 0 | 0 | 0 | 0 | 0 | 0 | 0 | 0 | 0 | 0 | 0 | 0 | 0 | 1 |  | 0 | 0 | 0 | 0 | 0 | 0 | 0 | 0 | 0 | 0 | 0 | 0 | 0 | 0 | 0 | 0 | 0 | 0 | 0 | 0 | 0 | 0 | 0 | 0 | 0 | 0 | 0 | 0 | 0 | 0 | 0 | 0 | 0 | 0 | 0 | 0 | 804.745 | 2035.936 | 5151.188 | Collinsville-Tesla 500 kV Line | Collinsville-Tesla 500 kV Line | Sobrante-Moraga 230 kV line |  | 0 | 0 | 0 | 0 | 0 | 0 | 804.745 | 2035.936 | 5151.188 | Collinsville-Tesla 500 kV Line | Collinsville-Tesla 500 kV Line | Sobrante-Moraga 230 kV line |  | 1 | 1 | NO | 1 | 1 | 1 | NO | 1
PG&E KERN | Mt Poso | 115 | 0 | 0 | 0 | 0 | 0 | 0 | 0 | 0 | 0 | 0 | 0 | 0 | 0 | 0 | 0 | 0 | 0 | 0 | 0 | 0 | 0 | 0 | 0 | 0 | 0 | 0 | 0 | 0 | 0 | 0 | 0 | 0 | 0 | 0 | 0 | 0 | 0 | 0 | 0 | 0 | 0 | 0 | 0 | 0 | 0 | 0 | 0 | 0 | 0 | 0 | 0 | 0 | 0 | 0 | 0 | 0 | 0 | 0 | 0 | 0 | 0 | 0 | 0 | 0 | 0 | 0 | 0 | 1 | 1 | 0 | 0 | 0 | 0 | 0 | 0 | 1 | 0 | 0 | 0 | 1 | 0 | 0 | 0 | 0 | 0 | 0 | 0 | 0 | 0 | 0 | 0 | 0 | 0 | 0 | 0 | 0 | 0 | 0 |  | 0 | 0 | 0 | 0 | 0 | 0 | 0 | 0 | 0 | 0 | 0 | 0 | 0 | 0 | 0 | 0 | 0 | 0 | 0 | 0 | 0 | 0 | 0 | 0 | 0 | 0 | 0 | 0 | 0 | 0 | 0 | 0 | 0 | 0 | 0 | 0 | 201 | 193.6 | 235.7988 | Semitropic-Midway 115kV Line | Semitropic-Midway 115kV Line | Semitropic-Midway 115kV Line |  | 0 | 0 | 0 | 0 | 0 | 0 | 201 | 193.6 | 235.7988 | Semitropic-Midway 115kV Line | Semitropic-Midway 115kV Line | Semitropic-Midway 115kV Line |  | 1 | 1 | NO | 1 | 1 | 1 | NO | 1
SDGE | Murray | 69 | 0 | 0 | 0 | 0 | 0 | 0 | 0 | 0 | 0 | 0 | 0 | 0 | 0 | 0 | 0 | 0 | 0 | 0 | 0 | 0 | 0 | 0 | 0 | 0 | 0 | 0 | 0 | 0 | 0 | 0 | 1 | 0 | 1 | 0 | 0 | 0 | 0 | 0 | 0 | 0 | 0 | 0 | 0 | 0 | 0 | 0 | 0 | 0 | 0 | 0 | 0 | 0 | 0 | 0 | 0 | 0 | 0 | 0 | 0 | 0 | 0 | 0 | 0 | 0 | 0 | 0 | 0 | 0 | 0 | 0 | 0 | 0 | 0 | 0 | 0 | 0 | 0 | 0 | 0 | 0 | 0 | 0 | 0 | 0 | 0 | 0 | 0 | 0 | 0 | 0 | 0 | 0 | 0 | 0 | 0 | 0 | 0 | 2 |  | 0 | 0 | 0 | 0 | 0 | 0 | 0 | 0 | 0 | 0 | 0 | 0 | 0 | 0 | 0 | 0 | 0 | 0 | 0 | 0 | 0 | 0 | 0 | 0 | 0 | 0 | 9 | 0 | 0 | 1 | 0 | 0 | 0 | 0 | 0 | 0 | 996.76 | 2276.48 | 8249.2344 | San Luis Rey-San Onofre 230 kV line constraint | San Luis Rey-San Onofre 230 kV line constraint | Encina - San Luis Rey 230 kV constraint |  | 0 | 0 | 0 | 0 | 0 | 0 | 996.76 | 2276.48 | 8249.2344 | San Luis Rey-San Onofre 230 kV line constraint | San Luis Rey-San Onofre 230 kV line constraint | Encina - San Luis Rey 230 kV constraint |  | 1 | 1 | NO | 1 | 1 | 1 | NO | 1
PG&E FRESNO | Mustang | 230 | 0 | 0 | 0 | 0 | 0 | 0 | 0 | 0 | 0 | 0 | 0 | 0 | 0 | 0 | 0 | 0 | 0 | 0 | 0 | 0 | 0 | 0 | 0 | 0 | 0 | 0 | 0 | 0 | 0 | 0 | 0 | 0 | 0 | 0 | 0 | 0 | 0 | 0 | 0 | 0 | 0 | 0 | 0 | 0 | 0 | 0 | 0 | 0 | 0 | 0 | 0 | 0 | 0 | 0 | 0 | 0 | 0 | 0 | 0 | 0 | 0 | 0 | 0 | 0 | 0 | 0 | 0 | 0 | 0 | 0 | 0 | 0 | 0 | 0 | 0 | 0 | 0 | 0 | 1 | 1 | 0 | 1 | 0 | 0 | 0 | 1 | 0 | 0 | 0 | 1 | 0 | 0 | 0 | 0 | 1 | 1 | 0 | 1 |  | 0 | 0 | 0 | 0 | 0 | 0 | 0 | 0 | 0 | -106.5 | 0 | 0 | 0 | 0 | 1 | 0 | 0 | 0 | 0 | 0 | 0 | 0 | 0 | 0 | 25 | 175 | 0 | 60 | 0 | 1 | 1 | 0 | 1 | 0 | 0 | 0 | -1070.2 | -530.5 | 898.7076 | Borden-Storey #1 230kV line | Borden-Storey #1 230kV line | Borden-Storey #1 230kV line |  | 0 | 0 | 0 | 0 | 0 | 0 | 176.8 | 716.5 | 1602.5731 | Borden-Storey #1 230kV line | Borden-Storey #1 230kV line | Mustang-Henrietta 230 kV line |  | 5 | 1 | YES | 2 | 1 | 1 | NO | 1
SCE Northern | Neenach | 66 | 1 | 0 | 1 | 0 | 0 | 0 | 0 | 1 | 0 | 0 | 0 | 0 | 0 | 0 | 0 | 0 | 0 | 0 | 0 | 0 | 0 | 0 | 0 | 0 | 0 | 0 | 0 | 0 | 0 | 0 | 0 | 0 | 0 | 0 | 0 | 0 | 0 | 0 | 0 | 0 | 0 | 0 | 0 | 0 | 0 | 0 | 0 | 0 | 0 | 0 | 0 | 0 | 0 | 0 | 0 | 0 | 0 | 0 | 0 | 0 | 0 | 0 | 0 | 0 | 0 | 0 | 0 | 0 | 0 | 0 | 0 | 0 | 0 | 0 | 0 | 0 | 0 | 0 | 0 | 0 | 0 | 0 | 0 | 0 | 0 | 0 | 0 | 0 | 0 | 0 | 0 | 0 | 0 | 0 | 0 | 0 | 0 | 0 |  | 0 | 0 | 0 | 0 | 0 | 0 | 0 | 0 | 0 | 0 | 0 | 0 | 0 | 0 | 0 | 0 | 0 | 0 | 0 | 0 | 0 | 0 | 0 | 0 | 0 | 0 | 0 | 0 | 0 | 0 | 0 | 0 | 0 | 0 | 0 | 0 | 0 | 0 | 0 | Antelope-Neenach Constraint | Antelope-Neenach Constraint | Antelope-Neenach Constraint |  | 0 | 0 | 0 | 0 | 0 | 0 | 0 | 0 | 0 | Antelope-Neenach Constraint | Antelope-Neenach Constraint | Antelope-Neenach Constraint |  | 1 | 1 | NO | 1 | 1 | 1 | NO | 1
PG&E KERN | New Sub - Gates - Midway (Proposed) | 230 | 0 | 0 | 0 | 0 | 0 | 0 | 0 | 0 | 0 | 0 | 0 | 0 | 0 | 0 | 0 | 0 | 0 | 0 | 0 | 0 | 0 | 0 | 0 | 0 | 0 | 0 | 0 | 0 | 0 | 0 | 0 | 0 | 0 | 0 | 0 | 0 | 0 | 0 | 0 | 0 | 0 | 0 | 0 | 0 | 0 | 0 | 0 | 0 | 0 | 0 | 0 | 0 | 0 | 0 | 0 | 0 | 0 | 0 | 0 | 0 | 0 | 0 | 0 | 0 | 0 | 0 | 0 | 0 | 0 | 0 | 0 | 0 | 0 | 0 | 0 | 0 | 0 | 0 | 1 | 1 | 0 | 0 | 0 | 0 | 0 | 0 | 0 | 0 | 0 | 0 | 0 | 0 | 0 | 0 | 1 | 0 | 0 | 0 |  | 0 | 0 | 0 | 0 | 0 | 0 | 0 | 0 | 0 | 0 | 0 | 0 | 0 | 0 | 0 | 0 | 0 | 0 | 0 | 0 | 0 | 0 | 0 | 0 | 0 | 440 | 238.5 | 0 | 0 | 1 | 0 | 0 | 0 | 0 | 0 | 0 | 887.485 | 2328.1697 | 1602.5731 | Mustang-Henrietta 230 kV line | Mustang-Henrietta 230 kV line | Mustang-Henrietta 230 kV line |  | 0 | 0 | 0 | 0 | 0 | 0 | 887.485 | 2328.1697 | 1602.5731 | Mustang-Henrietta 230 kV line | Mustang-Henrietta 230 kV line | Mustang-Henrietta 230 kV line |  | 1 | 1 | NO | 1 | 1 | 1 | NO | 1
PG&E KERN | New Sub - Gates - Templeton (Proposed) | 230 | 0 | 0 | 0 | 0 | 0 | 0 | 0 | 0 | 0 | 0 | 0 | 0 | 0 | 0 | 0 | 0 | 0 | 0 | 0 | 0 | 0 | 0 | 0 | 0 | 0 | 0 | 0 | 0 | 0 | 0 | 0 | 0 | 0 | 0 | 0 | 0 | 0 | 0 | 0 | 0 | 0 | 0 | 0 | 0 | 0 | 0 | 0 | 0 | 0 | 0 | 0 | 0 | 0 | 0 | 0 | 0 | 0 | 0 | 0 | 0 | 0 | 0 | 0 | 0 | 0 | 0 | 0 | 1 | 0 | 0 | 0 | 0 | 0 | 0 | 0 | 0 | 0 | 0 | 1 | 1 | 0 | 0 | 0 | 0 | 0 | 1 | 0 | 0 | 0 | 0 | 0 | 0 | 0 | 0 | 1 | 1 | 0 | 1 |  | 0 | 0 | 0 | 0 | 0 | 0 | 0 | 0 | 0 | 0 | 0 | 0 | 0 | 0 | 0 | 0 | 0 | 0 | 0 | 0 | 0 | 0 | 0 | 0 | 0 | 0 | 0 | 0 | 0 | 0 | 0 | 0 | 0 | 0 | 0 | 0 | 334.015 | 243.8117 | 587.675 | Cal Flat-Gates 230 kV line | Cal Flat-Gates 230 kV line | Cal Flat-Gates 230 kV line |  | 0 | 0 | 0 | 0 | 0 | 0 | 334.015 | 243.8117 | 587.675 | Cal Flat-Gates 230 kV line | Cal Flat-Gates 230 kV line | Cal Flat-Gates 230 kV line |  | 1 | 1 | NO | 1 | 1 | 1 | NO | 1
SCE NOL | New Sub - Kramer - Lugo (Proposed) | 230 | 0 | 0 | 0 | 0 | 0 | 0 | 0 | 0 | 0 | 0 | 0 | 1 | 1 | 1 | 0 | 0 | 0 | 0 | 0 | 0 | 0 | 0 | 0 | 0 | 0 | 0 | 0 | 0 | 0 | 0 | 0 | 0 | 0 | 0 | 0 | 0 | 0 | 0 | 0 | 0 | 0 | 0 | 0 | 0 | 0 | 0 | 0 | 0 | 0 | 0 | 0 | 0 | 0 | 0 | 0 | 0 | 0 | 0 | 0 | 0 | 0 | 0 | 0 | 0 | 0 | 0 | 0 | 0 | 0 | 0 | 0 | 0 | 0 | 0 | 0 | 0 | 0 | 0 | 0 | 0 | 0 | 0 | 0 | 0 | 0 | 0 | 0 | 0 | 0 | 0 | 0 | 0 | 0 | 0 | 0 | 0 | 0 | 3 |  | 0 | 0 | 0 | 0 | 0 | 0 | 0 | 0 | 0 | 0 | 0 | 0 | 0 | 0 | 0 | 0 | 0 | 0 | 0 | 0 | 0 | 0 | 0 | 0 | 0 | 0 | 0 | 0 | 0 | 0 | 0 | 2 | 0 | 2 | 0 | 0 | -0.23 | -8.3 | 880.3938 | South of Kramer Area Constraint | South of Kramer Area Constraint | South of Kramer Area Constraint |  | 0 | 2 | 0 | 2 | 0 | 0 | -0.23 | -8.3 | 880.3938 | South of Kramer Area Constraint | South of Kramer Area Constraint | South of Kramer Area Constraint |  | 3 | 3 | NO | 3 | 1 | 1 | NO | 1
PG&E FRESNO | New Sub - Los Banos - Midway (Proposed) | 500 | 0 | 0 | 0 | 0 | 0 | 0 | 0 | 0 | 0 | 0 | 0 | 0 | 0 | 0 | 0 | 0 | 0 | 0 | 0 | 0 | 0 | 0 | 0 | 0 | 0 | 0 | 0 | 0 | 0 | 0 | 0 | 0 | 0 | 0 | 0 | 0 | 0 | 0 | 0 | 0 | 0 | 0 | 0 | 0 | 0 | 0 | 0 | 0 | 0 | 0 | 0 | 0 | 0 | 0 | 0 | 0 | 0 | 0 | 0 | 0 | 0 | 0 | 0 | 0 | 0 | 0 | 0 | 0 | 0 | 0 | 0 | 0 | 0 | 0 | 0 | 0 | 0 | 0 | 0 | 0 | 0 | 0 | 0 | 0 | 0 | 0 | 0 | 0 | 0 | 0 | 0 | 0 | 0 | 0 | 1 | 0 | 0 | 0 |  | 0 | 0 | 0 | 0 | 0 | 0 | 0 | 0 | 0 | 0 | 0 | 0 | 0 | 0 | 0 | 0 | 0 | 0 | 0 | 0 | 0 | 0 | 0 | 0 | 0 | 0 | 0 | 0 | 0 | 0 | 0 | 0 | 0 | 0 | 0 | 0 | 887.485 | 2328.1697 | 1602.5731 | Mustang-Henrietta 230 kV line | Mustang-Henrietta 230 kV line | Mustang-Henrietta 230 kV line |  | 0 | 0 | 0 | 0 | 0 | 0 | 887.485 | 2328.1697 | 1602.5731 | Mustang-Henrietta 230 kV line | Mustang-Henrietta 230 kV line | Mustang-Henrietta 230 kV line |  | 1 | 1 | NO | 1 | 1 | 1 | NO | 1
SCE NOL | New Sub - Lugo - Pisgah (Proposed) | 230 | 0 | 0 | 0 | 0 | 0 | 0 | 0 | 0 | 0 | 0 | 0 | 0 | 0 | 1 | 1 | 0 | 0 | 0 | 0 | 0 | 0 | 0 | 0 | 0 | 0 | 0 | 0 | 0 | 0 | 0 | 0 | 0 | 0 | 0 | 0 | 0 | 0 | 0 | 0 | 0 | 0 | 0 | 0 | 0 | 0 | 0 | 0 | 0 | 0 | 0 | 0 | 0 | 0 | 0 | 0 | 0 | 0 | 0 | 0 | 0 | 0 | 0 | 0 | 0 | 0 | 0 | 0 | 0 | 0 | 0 | 0 | 0 | 0 | 0 | 0 | 0 | 0 | 0 | 0 | 0 | 0 | 0 | 0 | 0 | 0 | 0 | 0 | 0 | 0 | 0 | 0 | 0 | 0 | 0 | 0 | 0 | 0 | 1 |  | 0 | 0 | 0 | 0 | 0 | 0 | 0 | 0 | 0 | 0 | 0 | 0 | 0 | 0 | 0 | 0 | 0 | 150 | 0 | 0 | 0 | 0 | 0 | 0 | 0 | 0 | 0 | 0 | 0 | 1 | 0 | 0 | 0 | 0 | 0 | 0 | 74.5 | 49.25 | 302.5 | Calcite to Lugo Area Constraint | Calcite to Lugo Area Constraint | Calcite to Lugo Area Constraint |  | 0 | 0 | 0 | 0 | 0 | 0 | 74.5 | 49.25 | 302.5 | Calcite to Lugo Area Constraint | Calcite to Lugo Area Constraint | Calcite to Lugo Area Constraint |  | 1 | 1 | NO | 1 | 1 | 1 | NO | 1
PG&E KERN | New Sub - Midway - Wheeler Ridge (Proposed) | 230 | 0 | 0 | 0 | 0 | 0 | 0 | 0 | 0 | 0 | 0 | 0 | 0 | 0 | 0 | 0 | 0 | 0 | 0 | 0 | 0 | 0 | 0 | 0 | 0 | 0 | 0 | 0 | 0 | 0 | 0 | 0 | 0 | 0 | 0 | 0 | 0 | 0 | 0 | 0 | 0 | 0 | 0 | 0 | 0 | 0 | 0 | 0 | 0 | 0 | 0 | 0 | 0 | 0 | 0 | 0 | 0 | 0 | 0 | 0 | 0 | 0 | 0 | 0 | 0 | 0 | 0 | 0 | 0 | 0 | 0 | 0 | 0 | 0 | 0 | 0 | 0 | 0 | 0 | 1 | 1 | 0 | 0 | 0 | 0 | 0 | 0 | 0 | 0 | 0 | 0 | 0 | 0 | 0 | 0 | 1 | 0 | 0 | 0 |  | 0 | 0 | 0 | 0 | 0 | 0 | 0 | 0 | 0 | 0 | 0 | 0 | 0 | 0 | 0 | 0 | 0 | 0 | 0 | 0 | 0 | 0 | 0 | 0 | 0 | 150 | 92 | 0 | 0 | 1 | 0 | 0 | 0 | 0 | 0 | 0 | 887.485 | 2328.1697 | 1602.5731 | Mustang-Henrietta 230 kV line | Mustang-Henrietta 230 kV line | Mustang-Henrietta 230 kV line |  | 0 | 0 | 0 | 0 | 0 | 0 | 887.485 | 2328.1697 | 1602.5731 | Mustang-Henrietta 230 kV line | Mustang-Henrietta 230 kV line | Mustang-Henrietta 230 kV line |  | 1 | 1 | NO | 1 | 1 | 1 | NO | 1
PG&E NGBA | New Sub - Near existing Leavitt (PSREC) | 345 | 0 | 0 | 0 | 0 | 0 | 0 | 0 | 0 | 0 | 0 | 0 | 0 | 0 | 0 | 0 | 0 | 0 | 0 | 0 | 0 | 0 | 0 | 0 | 0 | 0 | 0 | 0 | 0 | 0 | 0 | 0 | 0 | 0 | 0 | 0 | 0 | 0 | 0 | 0 | 1 | 0 | 0 | 0 | 0 | 0 | 0 | 0 | 0 | 0 | 0 | 0 | 0 | 0 | 0 | 0 | 0 | 0 | 0 | 0 | 0 | 0 | 0 | 0 | 0 | 0 | 0 | 0 | 0 | 0 | 0 | 0 | 0 | 0 | 0 | 0 | 0 | 0 | 0 | 0 | 0 | 0 | 0 | 0 | 0 | 0 | 0 | 0 | 0 | 0 | 0 | 0 | 0 | 0 | 0 | 0 | 0 | 0 | 0 |  | 0 | 0 | 0 | 0 | 0 | 0 | 0 | 0 | 0 | 0 | 0 | 0 | 0 | 0 | 0 | 0 | 0 | 300 | 0 | 0 | 0 | 0 | 0 | 0 | 0 | 0 | 0 | 0 | 0 | 1 | 0 | 0 | 0 | 0 | 0 | 0 | 804.745 | 2035.936 | 6892.2328 | Collinsville-Tesla 500 kV Line | Collinsville-Tesla 500 kV Line | Collinsville-Tesla 500 kV Line |  | 0 | 0 | 0 | 0 | 0 | 0 | 804.745 | 2035.936 | 6892.2328 | Collinsville-Tesla 500 kV Line | Collinsville-Tesla 500 kV Line | Collinsville-Tesla 500 kV Line |  | 1 | 1 | NO | 1 | 1 | 1 | NO | 1
PG&E NGBA | New Sub - Near existing Madeline (NVE) | 345 | 0 | 0 | 0 | 0 | 0 | 0 | 0 | 0 | 0 | 0 | 0 | 0 | 0 | 0 | 0 | 0 | 0 | 0 | 0 | 0 | 0 | 0 | 0 | 0 | 0 | 0 | 0 | 0 | 0 | 0 | 0 | 0 | 0 | 0 | 0 | 0 | 0 | 0 | 0 | 1 | 0 | 0 | 0 | 0 | 0 | 0 | 0 | 0 | 0 | 0 | 0 | 0 | 0 | 0 | 0 | 0 | 0 | 0 | 0 | 0 | 0 | 0 | 0 | 0 | 0 | 0 | 0 | 0 | 0 | 0 | 0 | 0 | 0 | 0 | 0 | 0 | 0 | 0 | 0 | 0 | 0 | 0 | 0 | 0 | 0 | 0 | 0 | 0 | 0 | 0 | 0 | 0 | 0 | 0 | 0 | 0 | 0 | 0 |  | 0 | 0 | 0 | 0 | 0 | 0 | 0 | 0 | 0 | 0 | 0 | 0 | 0 | 0 | 0 | 0 | 0 | 700 | 0 | 0 | 0 | 0 | 0 | 0 | 0 | 0 | 0 | 0 | 0 | 1 | 0 | 0 | 0 | 0 | 0 | 0 | 804.745 | 2035.936 | 6892.2328 | Collinsville-Tesla 500 kV Line | Collinsville-Tesla 500 kV Line | Collinsville-Tesla 500 kV Line |  | 0 | 0 | 0 | 0 | 0 | 0 | 804.745 | 2035.936 | 6892.2328 | Collinsville-Tesla 500 kV Line | Collinsville-Tesla 500 kV Line | Collinsville-Tesla 500 kV Line |  | 1 | 1 | NO | 1 | 1 | 1 | NO | 1
SDGE | New Sub - North Gila - IV (Proposed) | 500 | 0 | 0 | 0 | 0 | 0 | 0 | 0 | 0 | 0 | 0 | 0 | 0 | 0 | 0 | 0 | 0 | 0 | 0 | 0 | 0 | 0 | 0 | 0 | 0 | 0 | 0 | 0 | 0 | 0 | 0 | 1 | 1 | 1 | 0 | 0 | 0 | 1 | 0 | 0 | 0 | 0 | 0 | 0 | 0 | 0 | 0 | 0 | 0 | 0 | 0 | 0 | 0 | 0 | 0 | 0 | 0 | 0 | 0 | 0 | 0 | 0 | 0 | 0 | 0 | 0 | 0 | 0 | 0 | 0 | 0 | 0 | 0 | 0 | 0 | 0 | 0 | 0 | 0 | 0 | 0 | 0 | 0 | 0 | 0 | 0 | 0 | 0 | 0 | 0 | 0 | 0 | 0 | 0 | 0 | 0 | 0 | 0 | 4 |  | 0 | 0 | 0 | 0 | 0 | 0 | 0 | 0 | 0 | 0 | 0 | 0 | 0 | 0 | 0 | 0 | 0 | 0 | 0 | 0 | 0 | 0 | 0 | 0 | 0 | 0 | 0 | 0 | 0 | 0 | 0 | 0 | 0 | 0 | 0 | 0 | 996.76 | 1777.97 | 2217.6044 | San Luis Rey-San Onofre 230 kV line constraint | Silvergate-Old Town 230 kV constraint | Silvergate-Old Town 230 kV constraint |  | 0 | 0 | 0 | 0 | 0 | 0 | 996.76 | 1777.97 | 2217.6044 | San Luis Rey-San Onofre 230 kV line constraint | Silvergate-Old Town 230 kV constraint | Silvergate-Old Town 230 kV constraint |  | 1 | 1 | NO | 1 | 1 | 1 | NO | 1
PG&E NGBA | New Sub - Pit 1 - Cottonwood (Proposed) | 230 | 0 | 0 | 0 | 0 | 0 | 0 | 0 | 0 | 0 | 0 | 0 | 0 | 0 | 0 | 0 | 0 | 0 | 0 | 0 | 0 | 0 | 0 | 0 | 0 | 0 | 0 | 0 | 0 | 0 | 0 | 0 | 0 | 0 | 0 | 0 | 0 | 0 | 0 | 0 | 1 | 0 | 0 | 0 | 1 | 0 | 0 | 0 | 0 | 0 | 0 | 0 | 0 | 0 | 0 | 0 | 0 | 0 | 0 | 0 | 0 | 0 | 0 | 0 | 0 | 0 | 0 | 0 | 0 | 0 | 0 | 0 | 0 | 0 | 0 | 0 | 0 | 0 | 0 | 0 | 0 | 0 | 0 | 0 | 0 | 0 | 0 | 0 | 0 | 0 | 0 | 0 | 0 | 0 | 0 | 0 | 0 | 0 | 0 |  | 0 | 0 | 0 | 0 | 0 | 0 | 0 | 0 | 0 | 0 | 0 | 0 | 0 | 0 | 0 | 0 | 0 | 200 | 6 | 0 | 0 | 0 | 0 | 0 | 0 | 0 | 0 | 0 | 0 | 1 | 1 | 0 | 1 | 0 | 0 | 1 | -102.48 | -40.48 | -114.78 | Carberry-Round Mountain 230kV Line | Carberry-Round Mountain 230kV Line | Carberry-Round Mountain 230kV Line |  | 1 | 1 | 0 | 1 | 0 | 1 | -76.48 | -14.48 | -89.78 | Carberry-Round Mountain 230kV Line | Carberry-Round Mountain 230kV Line | Carberry-Round Mountain 230kV Line |  | 5 | 5 | NO | 5 | 3 | 3 | NO | 3
PG&E GBA | New Sub - Rancho Seco - Bellota (Proposed) | 230 | 0 | 0 | 0 | 0 | 0 | 0 | 0 | 0 | 0 | 0 | 0 | 0 | 0 | 0 | 0 | 0 | 0 | 0 | 0 | 0 | 0 | 0 | 0 | 0 | 0 | 0 | 0 | 0 | 0 | 0 | 0 | 0 | 0 | 0 | 0 | 0 | 0 | 0 | 0 | 0 | 0 | 0 | 0 | 0 | 0 | 1 | 0 | 0 | 0 | 0 | 0 | 0 | 0 | 0 | 0 | 0 | 0 | 0 | 0 | 1 | 1 | 0 | 0 | 0 | 0 | 0 | 0 | 0 | 0 | 0 | 0 | 0 | 0 | 0 | 0 | 0 | 0 | 0 | 0 | 0 | 0 | 0 | 0 | 0 | 0 | 0 | 0 | 0 | 0 | 0 | 0 | 0 | 0 | 0 | 0 | 0 | 0 | 0 |  | 0 | 0 | 0 | 0 | 0 | 0 | 0 | 0 | 0 | 0 | 0 | 0 | 0 | 0 | 0 | 0 | 0 | 0 | 0 | 0 | 0 | 0 | 0 | 0 | 0 | 0 | 0 | 0 | 0 | 0 | 1 | 0 | 0 | 0 | 0 | 0 | -428.9315 | 397.8459 | 3191.0022 | Bellota-Weber 230kV line | Bellota-Weber 230kV line | Bellota-Weber 230kV line |  | 0 | 0 | 0 | 0 | 0 | 0 | 31.0685 | 671.7 | 3191.0022 | Bellota-Weber 230kV line | Eight Mile-Tesla 230 kV line | Bellota-Weber 230kV line |  | 5 | 1 | YES | 2 | 1 | 1 | NO | 1
SDGE | New Sub - Suncrest - Ocotillo (Proposed) | 500 | 0 | 0 | 0 | 0 | 0 | 0 | 0 | 0 | 0 | 0 | 0 | 0 | 0 | 0 | 0 | 0 | 0 | 0 | 0 | 0 | 0 | 0 | 0 | 0 | 0 | 0 | 0 | 0 | 0 | 0 | 1 | 1 | 1 | 0 | 0 | 1 | 0 | 0 | 0 | 0 | 0 | 0 | 0 | 0 | 0 | 0 | 0 | 0 | 0 | 0 | 0 | 0 | 0 | 0 | 0 | 0 | 0 | 0 | 0 | 0 | 0 | 0 | 0 | 0 | 0 | 0 | 0 | 0 | 0 | 0 | 0 | 0 | 0 | 0 | 0 | 0 | 0 | 0 | 0 | 0 | 0 | 0 | 0 | 0 | 0 | 0 | 0 | 0 | 0 | 0 | 0 | 0 | 0 | 0 | 0 | 0 | 0 | 4 |  | 0 | 0 | 0 | 0 | 0 | 0 | 0 | 0 | 0 | 0 | 0 | 0 | 0 | 0 | 0 | 0 | 0 | 300 | 100 | 0 | 0 | 0 | 0 | 0 | 0 | 0 | 0 | 0 | 0 | 1 | 0 | 0 | 0 | 0 | 0 | 0 | 996.76 | 2149.2 | 4463.968 | San Luis Rey-San Onofre 230 kV line constraint | Silvergate - Bay Blvd 230 kV constraint | Silvergate - Bay Blvd 230 kV constraint |  | 0 | 0 | 0 | 0 | 0 | 0 | 996.76 | 2149.2 | 4463.968 | San Luis Rey-San Onofre 230 kV line constraint | Silvergate - Bay Blvd 230 kV constraint | Silvergate - Bay Blvd 230 kV constraint |  | 1 | 1 | NO | 1 | 1 | 1 | NO | 1
PG&E FRESNO | New Sub - Westley - Quinto (Proposed) | 230 | 0 | 0 | 0 | 0 | 0 | 0 | 0 | 0 | 0 | 0 | 0 | 0 | 0 | 0 | 0 | 0 | 0 | 0 | 0 | 0 | 0 | 0 | 0 | 0 | 0 | 0 | 0 | 0 | 0 | 0 | 0 | 0 | 0 | 0 | 0 | 0 | 0 | 0 | 0 | 0 | 0 | 0 | 0 | 0 | 0 | 0 | 0 | 0 | 0 | 0 | 0 | 0 | 0 | 0 | 0 | 0 | 0 | 0 | 0 | 0 | 0 | 0 | 0 | 0 | 0 | 0 | 0 | 0 | 0 | 0 | 0 | 0 | 0 | 0 | 0 | 0 | 0 | 0 | 0 | 0 | 0 | 0 | 0 | 0 | 0 | 1 | 0 | 0 | 0 | 0 | 0 | 0 | 0 | 0 | 0 | 0 | 0 | 1 |  | 0 | 0 | 0 | 0 | 0 | 0 | 0 | 0 | 0 | 0 | 0 | 0 | 0 | 0 | 0 | 0 | 0 | 0 | 0 | 0 | 0 | 0 | 0 | 0 | 0 | 0 | 0 | 0 | 0 | 0 | 0 | 0 | 0 | 0 | 0 | 0 | 3559.462 | 4466.996 | 7100.0821 | Los Banos 500/230kV TB | Los Banos 500/230kV TB | Los Banos 500/230kV TB |  | 0 | 0 | 0 | 0 | 0 | 0 | 3559.462 | 4466.996 | 7100.0821 | Los Banos 500/230kV TB | Los Banos 500/230kV TB | Los Banos 500/230kV TB |  | 1 | 1 | NO | 1 | 1 | 1 | NO | 1
PG&E GBA | Newark | 115 | 0 | 0 | 0 | 0 | 0 | 0 | 0 | 0 | 0 | 0 | 0 | 0 | 0 | 0 | 0 | 0 | 0 | 0 | 0 | 0 | 0 | 0 | 0 | 0 | 0 | 0 | 0 | 0 | 0 | 0 | 0 | 0 | 0 | 0 | 0 | 0 | 0 | 0 | 0 | 0 | 0 | 0 | 0 | 0 | 0 | 0 | 0 | 0 | 0 | 0 | 0 | 0 | 0 | 0 | 0 | 1 | 0 | 0 | 0 | 1 | 0 | 0 | 0 | 0 | 0 | 1 | 0 | 0 | 0 | 0 | 0 | 0 | 0 | 0 | 0 | 0 | 0 | 0 | 0 | 0 | 0 | 0 | 0 | 0 | 0 | 0 | 0 | 0 | 0 | 0 | 0 | 0 | 0 | 0 | 0 | 0 | 0 | 0 |  | 0 | 0 | 0 | 0 | 0 | 0 | 0 | 0 | 0 | 0 | 0 | 0 | 0 | 0 | 0 | 0 | 1 | 0 | 0 | 0 | 0 | 0 | 0 | 0 | 0 | 0 | 0 | 0 | 0 | 1 | 0 | 0 | 0 | 0 | 0 | 0 | 826.3685 | 1964.2439 | 4912.272 | Tesla-Bellota 230 kV line | Tesla-Bellota 230 kV line | Tesla-Bellota 230 kV line |  | 0 | 0 | 0 | 0 | 0 | 0 | 826.3685 | 1964.2439 | 4912.272 | Tesla-Bellota 230 kV line | Tesla-Bellota 230 kV line | Tesla-Bellota 230 kV line |  | 1 | 1 | NO | 1 | 1 | 1 | NO | 1
PG&E GBA | Newark | 230 | 0 | 0 | 0 | 0 | 0 | 0 | 0 | 0 | 0 | 0 | 0 | 0 | 0 | 0 | 0 | 0 | 0 | 0 | 0 | 0 | 0 | 0 | 0 | 0 | 0 | 0 | 0 | 0 | 0 | 0 | 0 | 0 | 0 | 0 | 0 | 0 | 0 | 0 | 0 | 0 | 0 | 0 | 0 | 0 | 0 | 0 | 0 | 0 | 0 | 0 | 0 | 0 | 0 | 0 | 0 | 1 | 0 | 0 | 1 | 1 | 0 | 0 | 0 | 0 | 0 | 1 | 0 | 0 | 0 | 0 | 0 | 0 | 0 | 0 | 0 | 0 | 0 | 0 | 0 | 0 | 0 | 0 | 0 | 0 | 0 | 0 | 0 | 0 | 0 | 0 | 0 | 0 | 0 | 0 | 0 | 0 | 0 | 0 |  | 0 | 0 | 0 | 0 | 0 | 0 | 0 | 0 | 0 | 0 | 0 | 0 | 0 | 0 | 0 | 0 | 0 | 0 | 0 | 0 | 0 | 0 | 0 | 0 | 0 | 0 | 0 | 0 | 0 | 0 | 0 | 0 | 0 | 0 | 0 | 0 | 826.3685 | 1964.2439 | 4912.272 | Tesla-Bellota 230 kV line | Tesla-Bellota 230 kV line | Tesla-Bellota 230 kV line |  | 0 | 0 | 0 | 0 | 0 | 0 | 826.3685 | 1964.2439 | 4912.272 | Tesla-Bellota 230 kV line | Tesla-Bellota 230 kV line | Tesla-Bellota 230 kV line |  | 1 | 1 | NO | 1 | 1 | 1 | NO | 1
PG&E GBA | Newark | 60 | 0 | 0 | 0 | 0 | 0 | 0 | 0 | 0 | 0 | 0 | 0 | 0 | 0 | 0 | 0 | 0 | 0 | 0 | 0 | 0 | 0 | 0 | 0 | 0 | 0 | 0 | 0 | 0 | 0 | 0 | 0 | 0 | 0 | 0 | 0 | 0 | 0 | 0 | 0 | 1 | 0 | 0 | 0 | 0 | 0 | 0 | 0 | 0 | 0 | 0 | 0 | 0 | 0 | 0 | 0 | 1 | 0 | 0 | 0 | 0 | 0 | 0 | 0 | 0 | 0 | 0 | 1 | 0 | 0 | 0 | 0 | 0 | 0 | 0 | 0 | 0 | 0 | 0 | 0 | 0 | 0 | 0 | 0 | 0 | 0 | 0 | 0 | 0 | 0 | 0 | 0 | 0 | 0 | 0 | 0 | 0 | 0 | 0 |  | 0 | 0 | 0 | 0 | 0 | 0 | 0 | 0 | 0 | 0 | 0 | 0 | 0 | 0 | 0 | 0 | 0 | 0 | 0 | 0 | 0 | 0 | 0 | 2.5 | 0 | 0 | 0 | 0 | 0 | 1 | 1 | 0 | 0 | 0 | 0 | 0 | -219.475 | 108.573 | 1029.902 | Birds Landing-Contra Costa 230kV Line | Birds Landing-Contra Costa 230kV Line | Birds Landing-Contra Costa 230kV Line |  | 0 | 0 | 0 | 0 | 0 | 0 | 804.745 | 1874.573 | 1029.902 | Collinsville-Tesla 500 kV Line | Birds Landing-Contra Costa 230kV Line | Birds Landing-Contra Costa 230kV Line |  | 5 | 1 | YES | 2 | 1 | 1 | NO | 1
PG&E FRESNO | Newhall | 115 | 0 | 0 | 0 | 0 | 0 | 0 | 0 | 0 | 0 | 0 | 0 | 0 | 0 | 0 | 0 | 0 | 0 | 0 | 0 | 0 | 0 | 0 | 0 | 0 | 0 | 0 | 0 | 0 | 0 | 0 | 0 | 0 | 0 | 0 | 0 | 0 | 0 | 0 | 0 | 0 | 0 | 0 | 0 | 0 | 0 | 1 | 0 | 0 | 0 | 0 | 0 | 0 | 0 | 0 | 0 | 0 | 0 | 0 | 0 | 0 | 0 | 0 | 0 | 0 | 0 | 0 | 0 | 0 | 0 | 0 | 0 | 0 | 0 | 0 | 0 | 0 | 0 | 0 | 0 | 1 | 0 | 1 | 1 | 1 | 0 | 1 | 0 | 1 | 0 | 0 | 0 | 0 | 1 | 0 | 0 | 0 | 0 | 1 |  | 0 | 0 | 0 | 0 | 0 | 0 | 0 | 0 | 0 | 0 | 0 | 0 | 0 | 0 | 0 | 0 | 0 | 0 | 0 | 0 | 0 | 0 | 0 | 0 | 0 | 0 | 0 | 0 | 0 | 0 | 2 | 0 | 1 | 0 | 0 | 0 | -617.4 | -294 | 245.4626 | Chowchilla-Le grand 115kV Line | Chowchilla-Le grand 115kV Line | Oro Loma-El Nido 115kV Line |  | 0 | 0 | 0 | 0 | 0 | 0 | 31.0685 | 465.3 | 245.4626 | Bellota-Weber 230kV line | Oro Loma-El Nido 115kV Line | Oro Loma-El Nido 115kV Line |  | 5 | 1 | YES | 2 | 1 | 1 | NO | 1
PG&E KERN | Norco | 115 | 0 | 0 | 0 | 0 | 0 | 0 | 0 | 0 | 0 | 0 | 0 | 0 | 0 | 0 | 0 | 0 | 0 | 0 | 0 | 0 | 0 | 0 | 0 | 0 | 0 | 0 | 0 | 0 | 0 | 0 | 0 | 0 | 0 | 0 | 0 | 0 | 0 | 0 | 0 | 0 | 0 | 0 | 0 | 0 | 0 | 0 | 0 | 0 | 0 | 0 | 0 | 0 | 0 | 0 | 0 | 0 | 0 | 0 | 0 | 0 | 0 | 0 | 0 | 0 | 0 | 0 | 0 | 1 | 0 | 0 | 0 | 0 | 0 | 0 | 1 | 0 | 0 | 0 | 1 | 0 | 0 | 0 | 0 | 0 | 0 | 0 | 0 | 0 | 0 | 0 | 0 | 0 | 0 | 0 | 1 | 0 | 0 | 0 |  | 0 | 0 | 0 | 0 | 0 | 0 | 0 | 0 | 0 | 0 | 0 | 0 | 0 | 0 | 0 | 0 | 2.2 | 0 | 0 | 0 | 0 | 0 | 0 | 0 | 0 | 0 | 0 | 0 | 0 | 1 | 0 | 0 | 0 | 0 | 0 | 0 | 334.015 | 243.8117 | 587.675 | Cal Flat-Gates 230 kV line | Cal Flat-Gates 230 kV line | Cal Flat-Gates 230 kV line |  | 0 | 0 | 0 | 0 | 0 | 0 | 334.015 | 243.8117 | 587.675 | Cal Flat-Gates 230 kV line | Cal Flat-Gates 230 kV line | Cal Flat-Gates 230 kV line |  | 1 | 1 | NO | 1 | 1 | 1 | NO | 1
PG&E GBA | Nortech | 115 | 0 | 0 | 0 | 0 | 0 | 0 | 0 | 0 | 0 | 0 | 0 | 0 | 0 | 0 | 0 | 0 | 0 | 0 | 0 | 0 | 0 | 0 | 0 | 0 | 0 | 0 | 0 | 0 | 0 | 0 | 0 | 0 | 0 | 0 | 0 | 0 | 0 | 0 | 0 | 0 | 0 | 0 | 0 | 0 | 0 | 0 | 0 | 0 | 0 | 0 | 0 | 0 | 1 | 0 | 0 | 1 | 0 | 0 | 0 | 1 | 0 | 0 | 0 | 0 | 0 | 0 | 0 | 0 | 0 | 0 | 0 | 0 | 0 | 0 | 0 | 0 | 0 | 0 | 0 | 0 | 0 | 0 | 0 | 0 | 0 | 0 | 0 | 0 | 0 | 0 | 0 | 0 | 0 | 0 | 0 | 0 | 0 | 1 |  | 0 | 0 | 0 | 0 | 0 | 0 | 0 | 0 | 0 | 0 | 0 | 0 | 0 | 0 | 0 | 0 | 0 | 0 | 0 | 0 | 0 | 0 | 0 | 0 | 0 | 0 | 0 | 0 | 0 | 0 | 0 | 0 | 0 | 0 | 0 | 0 | 826.3685 | 1964.2439 | 4912.272 | Tesla-Bellota 230 kV line | Tesla-Bellota 230 kV line | Tesla-Bellota 230 kV line |  | 0 | 0 | 0 | 0 | 0 | 0 | 826.3685 | 1964.2439 | 4912.272 | Tesla-Bellota 230 kV line | Tesla-Bellota 230 kV line | Tesla-Bellota 230 kV line |  | 1 | 1 | NO | 1 | 1 | 1 | NO | 1
SDGE | North City Metering | 138 | 0 | 0 | 0 | 0 | 0 | 0 | 0 | 0 | 0 | 0 | 0 | 0 | 0 | 0 | 0 | 0 | 0 | 0 | 0 | 0 | 0 | 0 | 0 | 0 | 0 | 0 | 0 | 0 | 1 | 0 | 1 | 0 | 1 | 0 | 0 | 0 | 0 | 0 | 0 | 0 | 0 | 0 | 0 | 0 | 0 | 0 | 0 | 0 | 0 | 0 | 0 | 0 | 0 | 0 | 0 | 0 | 0 | 0 | 0 | 0 | 0 | 0 | 0 | 0 | 0 | 0 | 0 | 0 | 0 | 0 | 0 | 0 | 0 | 0 | 0 | 0 | 0 | 0 | 0 | 0 | 0 | 0 | 0 | 0 | 0 | 0 | 0 | 0 | 0 | 0 | 0 | 0 | 0 | 0 | 0 | 0 | 0 | 3 |  | 0 | 0 | 0 | 0 | 0 | 0 | 0 | 0 | 0 | 0 | 0 | 0 | 0 | 0 | 0 | 0 | 0 | 0 | 0 | 0 | 0 | 0 | 0 | 0 | 0 | 0 | 0 | 0 | 0 | 0 | 0 | 0 | 0 | 0 | 0 | 0 | 996.76 | 2276.48 | 8249.2344 | San Luis Rey-San Onofre 230 kV line constraint | San Luis Rey-San Onofre 230 kV line constraint | Encina - San Luis Rey 230 kV constraint |  | 0 | 0 | 0 | 0 | 0 | 0 | 996.76 | 2276.48 | 8249.2344 | San Luis Rey-San Onofre 230 kV line constraint | San Luis Rey-San Onofre 230 kV line constraint | Encina - San Luis Rey 230 kV constraint |  | 1 | 1 | NO | 1 | 1 | 1 | NO | 1
PG&E GBA | North Dublin | 230 | 0 | 0 | 0 | 0 | 0 | 0 | 0 | 0 | 0 | 0 | 0 | 0 | 0 | 0 | 0 | 0 | 0 | 0 | 0 | 0 | 0 | 0 | 0 | 0 | 0 | 0 | 0 | 0 | 0 | 0 | 0 | 0 | 0 | 0 | 0 | 0 | 0 | 0 | 0 | 1 | 0 | 0 | 0 | 0 | 0 | 0 | 0 | 0 | 0 | 0 | 0 | 0 | 0 | 0 | 0 | 1 | 0 | 0 | 0 | 1 | 0 | 0 | 0 | 0 | 0 | 0 | 1 | 0 | 0 | 0 | 0 | 0 | 0 | 0 | 0 | 0 | 0 | 0 | 0 | 0 | 0 | 0 | 0 | 0 | 0 | 0 | 0 | 0 | 0 | 0 | 0 | 0 | 0 | 0 | 0 | 0 | 0 | 0 |  | 0 | 0 | 0 | 0 | 0 | 0 | 0 | 0 | 0 | 0 | 0 | 0 | 0 | 0 | 0 | 0 | 0 | 0 | 0 | 0 | 0 | 0 | 0 | 0 | 0 | 0 | 0 | 0 | 0 | 0 | 1 | 0 | 0 | 0 | 0 | 0 | -219.475 | 108.573 | 1029.902 | Birds Landing-Contra Costa 230kV Line | Birds Landing-Contra Costa 230kV Line | Birds Landing-Contra Costa 230kV Line |  | 0 | 0 | 0 | 0 | 0 | 0 | 804.745 | 1874.573 | 1029.902 | Collinsville-Tesla 500 kV Line | Birds Landing-Contra Costa 230kV Line | Birds Landing-Contra Costa 230kV Line |  | 5 | 1 | YES | 2 | 1 | 1 | NO | 1
SDGE | North Gila | 500 | 0 | 0 | 0 | 0 | 0 | 0 | 0 | 0 | 0 | 0 | 0 | 0 | 0 | 0 | 0 | 0 | 0 | 0 | 0 | 0 | 0 | 0 | 0 | 0 | 0 | 0 | 0 | 0 | 0 | 0 | 1 | 1 | 1 | 0 | 0 | 0 | 0 | 0 | 0 | 0 | 0 | 0 | 0 | 0 | 0 | 0 | 0 | 0 | 0 | 0 | 0 | 0 | 0 | 0 | 0 | 0 | 0 | 0 | 0 | 0 | 0 | 0 | 0 | 0 | 0 | 0 | 0 | 0 | 0 | 0 | 0 | 0 | 0 | 0 | 0 | 0 | 0 | 0 | 0 | 0 | 0 | 0 | 0 | 0 | 0 | 0 | 0 | 0 | 0 | 0 | 0 | 0 | 0 | 0 | 0 | 0 | 0 | 3 |  | 0 | 0 | 0 | 0 | 0 | 0 | 0 | 0 | 0 | 0 | 0 | 0 | 0 | 0 | 0 | 0 | 0 | 0 | 0 | 0 | 0 | 0 | 0 | 0 | 0 | 0 | 0 | 0 | 0 | 0 | 0 | 0 | 0 | 0 | 0 | 0 | 996.76 | 2276.48 | 5295.605 | San Luis Rey-San Onofre 230 kV line constraint | San Luis Rey-San Onofre 230 kV line constraint | East of Miguel constraint |  | 0 | 0 | 0 | 0 | 0 | 0 | 996.76 | 2276.48 | 5295.605 | San Luis Rey-San Onofre 230 kV line constraint | San Luis Rey-San Onofre 230 kV line constraint | East of Miguel constraint |  | 1 | 1 | NO | 1 | 1 | 1 | NO | 1
SCE Metro | North of SONGS | 230 | 0 | 0 | 0 | 0 | 0 | 0 | 0 | 0 | 0 | 1 | 0 | 0 | 0 | 0 | 0 | 0 | 0 | 0 | 0 | 0 | 0 | 0 | 0 | 0 | 0 | 0 | 0 | 0 | 0 | 0 | 0 | 0 | 0 | 0 | 0 | 0 | 0 | 0 | 0 | 0 | 0 | 0 | 0 | 0 | 0 | 0 | 0 | 0 | 0 | 0 | 0 | 0 | 0 | 0 | 0 | 0 | 0 | 0 | 0 | 0 | 0 | 0 | 0 | 0 | 0 | 0 | 0 | 0 | 0 | 0 | 0 | 0 | 0 | 0 | 0 | 0 | 0 | 0 | 0 | 0 | 0 | 0 | 0 | 0 | 0 | 0 | 0 | 0 | 0 | 0 | 0 | 0 | 0 | 0 | 0 | 0 | 0 | 0 |  | 0 | 0 | 0 | 0 | 0 | 0 | 0 | 0 | 0 | 0 | 0 | 0 | 0 | 0 | 0 | 0 | 0 | 0 | 0 | 0 | 0 | 0 | 0 | 0 | 0 | 0 | 0 | 0 | 0 | 0 | 0 | 0 | 0 | 0 | 0 | 0 | 9741.6 | 11376.2 | 14050.5055 | SCE Metro Area Default Constraint | SCE Metro Area Default Constraint | SCE Metro Area Default Constraint |  | 0 | 0 | 0 | 0 | 0 | 0 | 9741.6 | 11376.2 | 14050.5055 | SCE Metro Area Default Constraint | SCE Metro Area Default Constraint | SCE Metro Area Default Constraint |  | 1 | 1 | NO | 1 | 1 | 1 | NO | 1
SCE Metro | North of SONGS | 500 | 0 | 0 | 0 | 0 | 0 | 0 | 0 | 0 | 0 | 1 | 0 | 0 | 0 | 0 | 0 | 0 | 0 | 0 | 0 | 0 | 0 | 0 | 0 | 0 | 0 | 0 | 0 | 0 | 0 | 0 | 0 | 0 | 0 | 0 | 0 | 0 | 0 | 0 | 0 | 0 | 0 | 0 | 0 | 0 | 0 | 0 | 0 | 0 | 0 | 0 | 0 | 0 | 0 | 0 | 0 | 0 | 0 | 0 | 0 | 0 | 0 | 0 | 0 | 0 | 0 | 0 | 0 | 0 | 0 | 0 | 0 | 0 | 0 | 0 | 0 | 0 | 0 | 0 | 0 | 0 | 0 | 0 | 0 | 0 | 0 | 0 | 0 | 0 | 0 | 0 | 0 | 0 | 0 | 0 | 0 | 0 | 0 | 0 |  | 0 | 0 | 0 | 0 | 0 | 0 | 0 | 0 | 0 | 0 | 0 | 0 | 0 | 0 | 0 | 0 | 0 | 0 | 0 | 0 | 0 | 0 | 0 | 0 | 0 | 0 | 0 | 0 | 0 | 0 | 0 | 0 | 0 | 0 | 0 | 0 | 9741.6 | 11376.2 | 14050.5055 | SCE Metro Area Default Constraint | SCE Metro Area Default Constraint | SCE Metro Area Default Constraint |  | 0 | 0 | 0 | 0 | 0 | 0 | 9741.6 | 11376.2 | 14050.5055 | SCE Metro Area Default Constraint | SCE Metro Area Default Constraint | SCE Metro Area Default Constraint |  | 1 | 1 | NO | 1 | 1 | 1 | NO | 1
PG&E NGBA | Notre Dame | 115 | 0 | 0 | 0 | 0 | 0 | 0 | 0 | 0 | 0 | 0 | 0 | 0 | 0 | 0 | 0 | 0 | 0 | 0 | 0 | 0 | 0 | 0 | 0 | 0 | 0 | 0 | 0 | 0 | 0 | 0 | 0 | 0 | 0 | 0 | 0 | 0 | 0 | 0 | 0 | 1 | 0 | 0 | 0 | 0 | 0 | 0 | 0 | 0 | 0 | 0 | 0 | 0 | 0 | 0 | 0 | 0 | 0 | 0 | 0 | 0 | 0 | 0 | 0 | 0 | 0 | 0 | 0 | 0 | 0 | 0 | 0 | 0 | 0 | 0 | 0 | 0 | 0 | 0 | 0 | 0 | 0 | 0 | 0 | 0 | 0 | 0 | 0 | 0 | 0 | 0 | 0 | 0 | 0 | 0 | 0 | 0 | 0 | 0 |  | 0 | 0 | 0 | 0 | 0 | 0 | 0 | 0 | 0 | 0 | 0 | 0 | 0 | 0 | 0 | 0 | 0 | 0 | 0 | 0 | 0 | 0 | 0 | 0 | 0 | 0 | 0 | 0 | 0 | 0 | 0 | 0 | 0 | 0 | 0 | 0 | 804.745 | 2035.936 | 6892.2328 | Collinsville-Tesla 500 kV Line | Collinsville-Tesla 500 kV Line | Collinsville-Tesla 500 kV Line |  | 0 | 0 | 0 | 0 | 0 | 0 | 804.745 | 2035.936 | 6892.2328 | Collinsville-Tesla 500 kV Line | Collinsville-Tesla 500 kV Line | Collinsville-Tesla 500 kV Line |  | 1 | 1 | NO | 1 | 1 | 1 | NO | 1
PG&E GBA | Oakland C | 115 | 0 | 0 | 0 | 0 | 0 | 0 | 0 | 0 | 0 | 0 | 0 | 0 | 0 | 0 | 0 | 0 | 0 | 0 | 0 | 0 | 0 | 0 | 0 | 0 | 0 | 0 | 0 | 0 | 0 | 0 | 0 | 0 | 0 | 0 | 0 | 0 | 0 | 0 | 0 | 1 | 0 | 0 | 0 | 0 | 0 | 0 | 0 | 0 | 0 | 1 | 0 | 0 | 1 | 1 | 1 | 1 | 0 | 0 | 1 | 1 | 0 | 1 | 0 | 0 | 0 | 1 | 0 | 0 | 0 | 0 | 0 | 0 | 0 | 0 | 0 | 0 | 0 | 0 | 0 | 0 | 0 | 0 | 0 | 0 | 0 | 0 | 0 | 0 | 0 | 0 | 0 | 0 | 0 | 0 | 0 | 0 | 0 | 2 |  | 0 | 0 | 0 | 0 | 0 | 0 | 0 | 0 | 0 | 0 | 0 | 0 | 0 | 0 | 0 | 0 | 0 | 0 | 0 | 0 | 0 | 0 | 0 | 0 | 0 | 0 | 0 | 0 | 0 | 0 | 1 | 0 | 1 | 0 | 0 | 0 | -763.325 | -136.609 | 1214.56 | Windmaster-Delta pumps 230 kV line | Windmaster-Delta pumps 230 kV line | Grant - Eastshore #2 line 115 kV |  | 0 | 0 | 0 | 0 | 0 | 0 | 401.875 | 742.923 | 1214.56 | Contra Costa- Windmaster 230 kV line | Contra Costa- Windmaster 230 kV line | Grant - Eastshore #2 line 115 kV |  | 5 | 1 | YES | 2 | 1 | 1 | NO | 1
PG&E GBA | Oakland J | 115 | 0 | 0 | 0 | 0 | 0 | 0 | 0 | 0 | 0 | 0 | 0 | 0 | 0 | 0 | 0 | 0 | 0 | 0 | 0 | 0 | 0 | 0 | 0 | 0 | 0 | 0 | 0 | 0 | 0 | 0 | 0 | 0 | 0 | 0 | 0 | 0 | 0 | 0 | 0 | 1 | 0 | 0 | 0 | 0 | 0 | 0 | 0 | 0 | 0 | 0 | 0 | 0 | 1 | 0 | 0 | 1 | 0 | 0 | 0 | 0 | 0 | 0 | 0 | 0 | 0 | 0 | 0 | 0 | 0 | 0 | 0 | 0 | 0 | 0 | 0 | 0 | 0 | 0 | 0 | 0 | 0 | 0 | 0 | 0 | 0 | 0 | 0 | 0 | 0 | 0 | 0 | 0 | 0 | 0 | 0 | 0 | 0 | 1 |  | 0 | 0 | 0 | 0 | 0 | 0 | 0 | 0 | 0 | 0 | 0 | 0 | 0 | 0 | 0 | 0 | 0 | 0 | 0 | 0 | 0 | 0 | 0 | 0 | 0 | 0 | 0 | 0 | 0 | 0 | 0 | 0 | 0 | 0 | 0 | 0 | 804.745 | 2035.936 | 5151.188 | Collinsville-Tesla 500 kV Line | Collinsville-Tesla 500 kV Line | Sobrante-Moraga 230 kV line |  | 0 | 0 | 0 | 0 | 0 | 0 | 804.745 | 2035.936 | 5151.188 | Collinsville-Tesla 500 kV Line | Collinsville-Tesla 500 kV Line | Sobrante-Moraga 230 kV line |  | 1 | 1 | NO | 1 | 1 | 1 | NO | 1
PG&E GBA | Oakland L | 115 | 0 | 0 | 0 | 0 | 0 | 0 | 0 | 0 | 0 | 0 | 0 | 0 | 0 | 0 | 0 | 0 | 0 | 0 | 0 | 0 | 0 | 0 | 0 | 0 | 0 | 0 | 0 | 0 | 0 | 0 | 0 | 0 | 0 | 0 | 0 | 0 | 0 | 0 | 0 | 1 | 0 | 0 | 0 | 0 | 0 | 0 | 0 | 0 | 0 | 0 | 0 | 0 | 1 | 0 | 0 | 1 | 0 | 0 | 0 | 0 | 0 | 0 | 0 | 0 | 0 | 0 | 0 | 0 | 0 | 0 | 0 | 0 | 0 | 0 | 0 | 0 | 0 | 0 | 0 | 0 | 0 | 0 | 0 | 0 | 0 | 0 | 0 | 0 | 0 | 0 | 0 | 0 | 0 | 0 | 0 | 0 | 0 | 1 |  | 0 | 0 | 0 | 0 | 0 | 0 | 0 | 0 | 0 | 0 | 0 | 0 | 0 | 0 | 0 | 0 | 0 | 0 | 0 | 0 | 0 | 0 | 0 | 0 | 0 | 0 | 0 | 0 | 0 | 0 | 0 | 0 | 0 | 0 | 0 | 0 | 804.745 | 2035.936 | 5151.188 | Collinsville-Tesla 500 kV Line | Collinsville-Tesla 500 kV Line | Sobrante-Moraga 230 kV line |  | 0 | 0 | 0 | 0 | 0 | 0 | 804.745 | 2035.936 | 5151.188 | Collinsville-Tesla 500 kV Line | Collinsville-Tesla 500 kV Line | Sobrante-Moraga 230 kV line |  | 1 | 1 | NO | 1 | 1 | 1 | NO | 1
PG&E GBA | Oakland X | 115 | 0 | 0 | 0 | 0 | 0 | 0 | 0 | 0 | 0 | 0 | 0 | 0 | 0 | 0 | 0 | 0 | 0 | 0 | 0 | 0 | 0 | 0 | 0 | 0 | 0 | 0 | 0 | 0 | 0 | 0 | 0 | 0 | 0 | 0 | 0 | 0 | 0 | 0 | 0 | 1 | 0 | 0 | 0 | 0 | 0 | 0 | 0 | 0 | 0 | 0 | 0 | 0 | 1 | 0 | 0 | 1 | 0 | 0 | 0 | 0 | 0 | 0 | 0 | 0 | 0 | 0 | 0 | 0 | 0 | 0 | 0 | 0 | 0 | 0 | 0 | 0 | 0 | 0 | 0 | 0 | 0 | 0 | 0 | 0 | 0 | 0 | 0 | 0 | 0 | 0 | 0 | 0 | 0 | 0 | 0 | 0 | 0 | 1 |  | 0 | 0 | 0 | 0 | 0 | 0 | 0 | 0 | 0 | 0 | 0 | 0 | 0 | 0 | 0 | 0 | 0 | 0 | 0 | 0 | 0 | 0 | 0 | 0 | 0 | 0 | 0 | 0 | 0 | 0 | 0 | 0 | 0 | 0 | 0 | 0 | 804.745 | 2035.936 | 5151.188 | Collinsville-Tesla 500 kV Line | Collinsville-Tesla 500 kV Line | Sobrante-Moraga 230 kV line |  | 0 | 0 | 0 | 0 | 0 | 0 | 804.745 | 2035.936 | 5151.188 | Collinsville-Tesla 500 kV Line | Collinsville-Tesla 500 kV Line | Sobrante-Moraga 230 kV line |  | 1 | 1 | NO | 1 | 1 | 1 | NO | 1
SDGE | Ocean Ranch | 69 | 0 | 0 | 0 | 0 | 0 | 0 | 0 | 0 | 0 | 0 | 0 | 0 | 0 | 0 | 0 | 0 | 0 | 0 | 0 | 0 | 0 | 0 | 0 | 0 | 0 | 1 | 0 | 0 | 0 | 0 | 0 | 0 | 1 | 1 | 0 | 0 | 0 | 1 | 0 | 0 | 0 | 0 | 0 | 0 | 0 | 0 | 0 | 0 | 0 | 0 | 0 | 0 | 0 | 0 | 0 | 0 | 0 | 0 | 0 | 0 | 0 | 0 | 0 | 0 | 0 | 0 | 0 | 0 | 0 | 0 | 0 | 0 | 0 | 0 | 0 | 0 | 0 | 0 | 0 | 0 | 0 | 0 | 0 | 0 | 0 | 0 | 0 | 0 | 0 | 0 | 0 | 0 | 0 | 0 | 0 | 0 | 0 | 1 |  | 0 | 0 | 0 | 0 | 0 | 0 | 0 | 0 | 0 | 0 | 0 | 0 | 0 | 0 | 0 | 0 | 0 | 0 | 0 | 0 | 0 | 0 | 0 | 0 | 0 | 0 | 0 | 0 | 0 | 0 | 0 | 0 | 0 | 0 | 0 | 0 | 144.4 | 174.2 | 263.6 | Ocean Ranch 69 kV constraint | Ocean Ranch 69 kV constraint | Ocean Ranch 69 kV constraint |  | 0 | 0 | 0 | 0 | 0 | 0 | 144.4 | 174.2 | 263.6 | Ocean Ranch 69 kV constraint | Ocean Ranch 69 kV constraint | Ocean Ranch 69 kV constraint |  | 1 | 1 | NO | 1 | 1 | 1 | NO | 1
PG&E KERN | Oceano | 115 | 0 | 0 | 0 | 0 | 0 | 0 | 0 | 0 | 0 | 0 | 0 | 0 | 0 | 0 | 0 | 0 | 0 | 0 | 0 | 0 | 0 | 0 | 0 | 0 | 0 | 0 | 0 | 0 | 0 | 0 | 0 | 0 | 0 | 0 | 0 | 0 | 0 | 0 | 0 | 0 | 0 | 0 | 0 | 0 | 0 | 0 | 0 | 0 | 0 | 0 | 0 | 0 | 0 | 0 | 0 | 0 | 0 | 0 | 0 | 0 | 0 | 0 | 0 | 0 | 0 | 0 | 0 | 1 | 1 | 0 | 0 | 0 | 0 | 0 | 0 | 0 | 0 | 0 | 0 | 1 | 0 | 0 | 0 | 0 | 0 | 1 | 0 | 0 | 0 | 0 | 0 | 0 | 0 | 0 | 0 | 1 | 0 | 1 |  | 0 | 0 | 0 | 0 | 0 | 0 | 0 | 0 | 0 | 0 | 0 | 0 | 0 | 0 | 0 | 0 | 0 | 0 | 0 | 0 | 0 | 0 | 0 | 0 | 0 | 0 | 0 | 0 | 0 | 0 | 0 | 0 | 0 | 0 | 0 | 0 | 334.015 | 243.8117 | 587.675 | Cal Flat-Gates 230 kV line | Cal Flat-Gates 230 kV line | Cal Flat-Gates 230 kV line |  | 0 | 0 | 0 | 0 | 0 | 0 | 334.015 | 243.8117 | 587.675 | Cal Flat-Gates 230 kV line | Cal Flat-Gates 230 kV line | Cal Flat-Gates 230 kV line |  | 1 | 1 | NO | 1 | 1 | 1 | NO | 1
SDGE | Ocotillo Express | 500 | 0 | 0 | 0 | 0 | 0 | 0 | 0 | 0 | 0 | 0 | 0 | 0 | 0 | 0 | 0 | 0 | 0 | 0 | 0 | 0 | 0 | 0 | 0 | 0 | 0 | 0 | 0 | 0 | 0 | 0 | 1 | 1 | 1 | 0 | 0 | 1 | 0 | 0 | 0 | 0 | 0 | 0 | 0 | 0 | 0 | 0 | 0 | 0 | 0 | 0 | 0 | 0 | 0 | 0 | 0 | 0 | 0 | 0 | 0 | 0 | 0 | 0 | 0 | 0 | 0 | 0 | 0 | 0 | 0 | 0 | 0 | 0 | 0 | 0 | 0 | 0 | 0 | 0 | 0 | 0 | 0 | 0 | 0 | 0 | 0 | 0 | 0 | 0 | 0 | 0 | 0 | 0 | 0 | 0 | 0 | 0 | 0 | 4 |  | 0 | 0 | 0 | 0 | 0 | 0 | 0 | 0 | 0 | 0 | 0 | 0 | 0 | 0 | 0 | 0 | 0 | 0 | 0 | 0 | 0 | 0 | 0 | 0 | 0 | 0 | 0 | 0 | 0 | 0 | 0 | 0 | 0 | 0 | 0 | 0 | 996.76 | 2149.2 | 4463.968 | San Luis Rey-San Onofre 230 kV line constraint | Silvergate - Bay Blvd 230 kV constraint | Silvergate - Bay Blvd 230 kV constraint |  | 0 | 0 | 0 | 0 | 0 | 0 | 996.76 | 2149.2 | 4463.968 | San Luis Rey-San Onofre 230 kV line constraint | Silvergate - Bay Blvd 230 kV constraint | Silvergate - Bay Blvd 230 kV constraint |  | 1 | 1 | NO | 1 | 1 | 1 | NO | 1
PG&E KERN | Old River | 70 | 0 | 0 | 0 | 0 | 0 | 0 | 0 | 0 | 0 | 0 | 0 | 0 | 0 | 0 | 0 | 0 | 0 | 0 | 0 | 0 | 0 | 0 | 0 | 0 | 0 | 0 | 0 | 0 | 0 | 0 | 0 | 0 | 0 | 0 | 0 | 0 | 0 | 0 | 0 | 0 | 0 | 0 | 0 | 0 | 0 | 0 | 0 | 0 | 0 | 0 | 0 | 0 | 0 | 0 | 0 | 0 | 0 | 0 | 0 | 0 | 0 | 0 | 0 | 0 | 0 | 0 | 0 | 1 | 0 | 0 | 1 | 1 | 1 | 0 | 1 | 0 | 0 | 0 | 1 | 0 | 0 | 0 | 0 | 0 | 0 | 0 | 0 | 0 | 0 | 0 | 0 | 0 | 0 | 0 | 1 | 0 | 0 | 0 |  | 0 | 0 | 0 | 0 | 0 | 0 | 0 | 0 | 0 | 0 | 0 | 0 | 0 | 0 | 0 | 0 | 0 | 0 | 0 | 0 | 0 | 0 | 0 | 2.4 | 0 | 0 | 0 | 0 | 0 | 1 | 0 | 0 | 0 | 0 | 0 | 0 | 17.78 | 17.78 | 56.104 | Midway-Taft 115 kV line | Midway-Taft 115 kV line | Maricopa-Copus 70 kV line |  | 0 | 0 | 0 | 0 | 0 | 0 | 17.78 | 17.78 | 56.104 | Midway-Taft 115 kV line | Midway-Taft 115 kV line | Maricopa-Copus 70 kV line |  | 1 | 1 | NO | 1 | 1 | 1 | NO | 1
SDGE | Old Town | 230 | 0 | 0 | 0 | 0 | 0 | 0 | 0 | 0 | 0 | 0 | 0 | 0 | 0 | 0 | 0 | 0 | 0 | 0 | 0 | 0 | 0 | 0 | 0 | 0 | 0 | 0 | 0 | 0 | 0 | 0 | 1 | 0 | 1 | 0 | 0 | 0 | 0 | 0 | 0 | 0 | 0 | 0 | 0 | 0 | 0 | 0 | 0 | 0 | 0 | 0 | 0 | 0 | 0 | 0 | 0 | 0 | 0 | 0 | 0 | 0 | 0 | 0 | 0 | 0 | 0 | 0 | 0 | 0 | 0 | 0 | 0 | 0 | 0 | 0 | 0 | 0 | 0 | 0 | 0 | 0 | 0 | 0 | 0 | 0 | 0 | 0 | 0 | 0 | 0 | 0 | 0 | 0 | 0 | 0 | 0 | 0 | 0 | 2 |  | 0 | 0 | 0 | 0 | 0 | 0 | 0 | 0 | 0 | 0 | 0 | 0 | 0 | 0 | 0 | 0 | 0 | 0 | 0 | 0 | 0 | 0 | 0 | 0 | 0 | 0 | 0 | 0 | 0 | 0 | 0 | 0 | 0 | 0 | 0 | 0 | 996.76 | 2276.48 | 8249.2344 | San Luis Rey-San Onofre 230 kV line constraint | San Luis Rey-San Onofre 230 kV line constraint | Encina - San Luis Rey 230 kV constraint |  | 0 | 0 | 0 | 0 | 0 | 0 | 996.76 | 2276.48 | 8249.2344 | San Luis Rey-San Onofre 230 kV line constraint | San Luis Rey-San Onofre 230 kV line constraint | Encina - San Luis Rey 230 kV constraint |  | 1 | 1 | NO | 1 | 1 | 1 | NO | 1
SCE Metro | Olinda | 230 | 0 | 0 | 0 | 0 | 0 | 0 | 0 | 0 | 0 | 1 | 0 | 0 | 0 | 0 | 0 | 0 | 0 | 0 | 0 | 0 | 0 | 0 | 0 | 0 | 0 | 0 | 0 | 0 | 0 | 0 | 0 | 0 | 0 | 0 | 0 | 0 | 0 | 0 | 0 | 0 | 0 | 0 | 0 | 0 | 0 | 0 | 0 | 0 | 0 | 0 | 0 | 0 | 0 | 0 | 0 | 0 | 0 | 0 | 0 | 0 | 0 | 0 | 0 | 0 | 0 | 0 | 0 | 0 | 0 | 0 | 0 | 0 | 0 | 0 | 0 | 0 | 0 | 0 | 0 | 0 | 0 | 0 | 0 | 0 | 0 | 0 | 0 | 0 | 0 | 0 | 0 | 0 | 0 | 0 | 0 | 0 | 0 | 0 |  | 0 | 0 | 0 | 0 | 0 | 0 | 0 | 0 | 0 | 0 | 0 | 0 | 0 | 0 | 0 | 0 | 0 | 0 | 0 | 0 | 0 | 0 | 0 | 0 | 0 | 0 | 0 | 0 | 0 | 0 | 0 | 0 | 0 | 0 | 0 | 0 | 9741.6 | 11376.2 | 14050.5055 | SCE Metro Area Default Constraint | SCE Metro Area Default Constraint | SCE Metro Area Default Constraint |  | 0 | 0 | 0 | 0 | 0 | 0 | 9741.6 | 11376.2 | 14050.5055 | SCE Metro Area Default Constraint | SCE Metro Area Default Constraint | SCE Metro Area Default Constraint |  | 1 | 1 | NO | 1 | 1 | 1 | NO | 1
PG&E FRESNO | Olive | 115 | 0 | 0 | 0 | 0 | 0 | 0 | 0 | 0 | 0 | 0 | 0 | 0 | 0 | 0 | 0 | 0 | 0 | 0 | 0 | 0 | 0 | 0 | 0 | 0 | 0 | 0 | 0 | 0 | 0 | 0 | 0 | 0 | 0 | 0 | 0 | 0 | 0 | 0 | 0 | 0 | 0 | 0 | 0 | 0 | 0 | 0 | 0 | 0 | 0 | 0 | 0 | 0 | 0 | 0 | 0 | 0 | 0 | 0 | 0 | 0 | 0 | 0 | 0 | 0 | 0 | 0 | 0 | 1 | 0 | 1 | 1 | 0 | 0 | 0 | 1 | 1 | 0 | 0 | 1 | 1 | 0 | 0 | 0 | 0 | 0 | 0 | 0 | 0 | 0 | 0 | 0 | 0 | 0 | 0 | 1 | 0 | 0 | 0 |  | 0 | 0 | 0 | 0 | 0 | 0 | 0 | 0 | 0 | 0 | 0 | 0 | 0 | 0 | 0 | 0 | 0 | 0 | 0 | 0 | 0 | 0 | 0 | 0 | 40 | 0 | 20 | 0 | 0 | 1 | 0 | 0 | 0 | 0 | 0 | 0 | 195 | 187.6 | 135.29 | Smyrna-Atwell Jct 115kV Line | Smyrna-Atwell Jct 115kV Line | Smyrna-Atwell Jct 115kV Line |  | 0 | 0 | 0 | 0 | 0 | 0 | 195 | 187.6 | 135.29 | Smyrna-Atwell Jct 115kV Line | Smyrna-Atwell Jct 115kV Line | Smyrna-Atwell Jct 115kV Line |  | 1 | 1 | NO | 1 | 1 | 1 | NO | 1
PG&E NGBA | Olivehurst | 115 | 0 | 0 | 0 | 0 | 0 | 0 | 0 | 0 | 0 | 0 | 0 | 0 | 0 | 0 | 0 | 0 | 0 | 0 | 0 | 0 | 0 | 0 | 0 | 0 | 0 | 0 | 0 | 0 | 0 | 0 | 0 | 0 | 0 | 0 | 0 | 0 | 0 | 0 | 0 | 1 | 0 | 0 | 0 | 0 | 1 | 1 | 1 | 1 | 0 | 0 | 0 | 0 | 0 | 0 | 0 | 0 | 0 | 0 | 0 | 1 | 1 | 0 | 0 | 0 | 0 | 0 | 0 | 0 | 0 | 0 | 0 | 0 | 0 | 0 | 0 | 0 | 0 | 0 | 0 | 0 | 0 | 0 | 0 | 0 | 0 | 0 | 0 | 0 | 0 | 0 | 0 | 0 | 0 | 0 | 0 | 0 | 0 | 0 |  | 0 | 0 | 0 | 0 | 0 | 0 | 0 | 0 | 0 | 0 | 0 | 0 | 0 | 0 | 0 | 0 | 0 | 0 | 0 | 0 | 0 | 0 | 0 | 0 | 0 | 0 | 0 | 0 | 0 | 0 | 1 | 0 | 0 | 0 | 0 | 0 | -428.9315 | 41.5 | 79.4556 | Bellota-Weber 230kV line | Rocklin-Pleaseant grove 115kV line | Rocklin-Pleaseant grove 115kV line |  | 0 | 0 | 0 | 0 | 0 | 0 | 31.0685 | 41.5 | 79.4556 | Bellota-Weber 230kV line | Rocklin-Pleaseant grove 115kV line | Rocklin-Pleaseant grove 115kV line |  | 5 | 1 | YES | 2 | 1 | 1 | NO | 1
PG&E NGBA | Oregon Trail | 60 | 0 | 0 | 0 | 0 | 0 | 0 | 0 | 0 | 0 | 0 | 0 | 0 | 0 | 0 | 0 | 0 | 0 | 0 | 0 | 0 | 0 | 0 | 0 | 0 | 0 | 0 | 0 | 0 | 0 | 0 | 0 | 0 | 0 | 0 | 0 | 0 | 0 | 0 | 0 | 1 | 0 | 0 | 0 | 0 | 0 | 0 | 0 | 0 | 0 | 0 | 0 | 0 | 0 | 0 | 0 | 0 | 0 | 0 | 0 | 0 | 0 | 0 | 0 | 0 | 0 | 0 | 0 | 0 | 0 | 0 | 0 | 0 | 0 | 0 | 0 | 0 | 0 | 0 | 0 | 0 | 0 | 0 | 0 | 0 | 0 | 0 | 0 | 0 | 0 | 0 | 0 | 0 | 0 | 0 | 0 | 0 | 0 | 0 |  | 0 | 0 | 0 | 0 | 0 | 0 | 0 | 0 | 0 | 0 | 0 | 0 | 0 | 0 | 0 | 0 | 0 | 0 | 0 | 0 | 0 | 0 | 0 | 0 | 0 | 0 | 0 | 0 | 0 | 0 | 0 | 0 | 0 | 0 | 0 | 0 | 804.745 | 2035.936 | 6892.2328 | Collinsville-Tesla 500 kV Line | Collinsville-Tesla 500 kV Line | Collinsville-Tesla 500 kV Line |  | 0 | 0 | 0 | 0 | 0 | 0 | 804.745 | 2035.936 | 6892.2328 | Collinsville-Tesla 500 kV Line | Collinsville-Tesla 500 kV Line | Collinsville-Tesla 500 kV Line |  | 1 | 1 | NO | 1 | 1 | 1 | NO | 1
SCE Northern | Ormond Beach | 230 | 0 | 0 | 1 | 0 | 1 | 0 | 0 | 0 | 0 | 0 | 0 | 0 | 0 | 0 | 0 | 0 | 0 | 0 | 0 | 0 | 0 | 0 | 0 | 0 | 1 | 0 | 0 | 0 | 0 | 0 | 0 | 0 | 0 | 0 | 0 | 0 | 0 | 0 | 0 | 0 | 0 | 0 | 0 | 0 | 0 | 0 | 0 | 0 | 0 | 0 | 0 | 0 | 0 | 0 | 0 | 0 | 0 | 0 | 0 | 0 | 0 | 0 | 0 | 0 | 0 | 0 | 0 | 0 | 0 | 0 | 0 | 0 | 0 | 0 | 0 | 0 | 0 | 0 | 0 | 0 | 0 | 0 | 0 | 0 | 0 | 0 | 0 | 0 | 0 | 0 | 0 | 0 | 0 | 0 | 0 | 0 | 0 | 0 |  | 0 | 0 | 0 | 0 | 0 | 0 | 0 | 0 | 0 | 0 | 0 | 0 | 0 | 0 | 0 | 0 | 0 | 0 | 0 | 0 | 0 | 0 | 0 | 0 | 0 | 0 | 0 | 0 | 0 | 0 | 1 | 0 | 0 | 0 | 0 | 0 | -298.255 | 619.5 | 3306 | Lugo - Victorville area constraint | Moorpark-Pardee Constraint | Moorpark-Pardee Constraint |  | 0 | 0 | 0 | 0 | 0 | 0 | 287 | 619.5 | 3306 | Moorpark-Pardee Constraint | Moorpark-Pardee Constraint | Moorpark-Pardee Constraint |  | 5 | 1 | YES | 2 | 1 | 1 | NO | 1
PG&E FRESNO | Oro Loma | 115 | 0 | 0 | 0 | 0 | 0 | 0 | 0 | 0 | 0 | 0 | 0 | 0 | 0 | 0 | 0 | 0 | 0 | 0 | 0 | 0 | 0 | 0 | 0 | 0 | 0 | 0 | 0 | 0 | 0 | 0 | 0 | 0 | 0 | 0 | 0 | 0 | 0 | 0 | 0 | 0 | 0 | 0 | 0 | 0 | 0 | 0 | 0 | 0 | 0 | 0 | 0 | 0 | 0 | 0 | 0 | 0 | 0 | 0 | 0 | 0 | 0 | 0 | 0 | 0 | 0 | 0 | 0 | 0 | 0 | 0 | 0 | 0 | 0 | 0 | 0 | 0 | 0 | 0 | 0 | 1 | 0 | 1 | 0 | 0 | 0 | 1 | 0 | 1 | 0 | 0 | 0 | 0 | 1 | 0 | 0 | 0 | 0 | 1 |  | 0 | 0 | 0 | 0 | 0 | 0 | 0 | 0 | 0 | 0 | 0 | 0 | 0 | 0 | 0 | 0 | 0 | 0 | 0 | 0 | 0 | 0 | 0 | 0 | 0 | 0 | 0 | 0 | 0 | 0 | 0 | 0 | 0 | 0 | 0 | 0 | 393.8 | 465.3 | 245.4626 | Oro Loma-El Nido 115kV Line | Oro Loma-El Nido 115kV Line | Oro Loma-El Nido 115kV Line |  | 0 | 0 | 0 | 0 | 0 | 0 | 393.8 | 465.3 | 245.4626 | Oro Loma-El Nido 115kV Line | Oro Loma-El Nido 115kV Line | Oro Loma-El Nido 115kV Line |  | 1 | 1 | NO | 1 | 1 | 1 | NO | 1
PG&E FRESNO | Oro Loma | 70 | 0 | 0 | 0 | 0 | 0 | 0 | 0 | 0 | 0 | 0 | 0 | 0 | 0 | 0 | 0 | 0 | 0 | 0 | 0 | 0 | 0 | 0 | 0 | 0 | 0 | 0 | 0 | 0 | 0 | 0 | 0 | 0 | 0 | 0 | 0 | 0 | 0 | 0 | 0 | 0 | 0 | 0 | 0 | 0 | 0 | 0 | 0 | 0 | 0 | 0 | 0 | 0 | 0 | 0 | 0 | 0 | 0 | 0 | 0 | 0 | 0 | 0 | 0 | 0 | 0 | 0 | 0 | 0 | 0 | 0 | 0 | 0 | 0 | 0 | 0 | 0 | 0 | 0 | 0 | 1 | 0 | 0 | 0 | 0 | 0 | 1 | 0 | 1 | 0 | 0 | 0 | 0 | 1 | 0 | 0 | 0 | 0 | 1 |  | 0 | 0 | 0 | 0 | 0 | 0 | 0 | 0 | 0 | 0 | 0 | 0 | 0 | 0 | 0 | 0 | 0 | 0 | 0 | 0 | 0 | 0 | 0 | 5 | 0 | 0 | 0 | 0 | 0 | 1 | 0 | 0 | 0 | 0 | 0 | 0 | 393.8 | 465.3 | 245.4626 | Oro Loma-El Nido 115kV Line | Oro Loma-El Nido 115kV Line | Oro Loma-El Nido 115kV Line |  | 0 | 0 | 0 | 0 | 0 | 0 | 393.8 | 465.3 | 245.4626 | Oro Loma-El Nido 115kV Line | Oro Loma-El Nido 115kV Line | Oro Loma-El Nido 115kV Line |  | 1 | 1 | NO | 1 | 1 | 1 | NO | 1
PG&E FRESNO | Orosi | 70 | 0 | 0 | 0 | 0 | 0 | 0 | 0 | 0 | 0 | 0 | 0 | 0 | 0 | 0 | 0 | 0 | 0 | 0 | 0 | 0 | 0 | 0 | 0 | 0 | 0 | 0 | 0 | 0 | 0 | 0 | 0 | 0 | 0 | 0 | 0 | 0 | 0 | 0 | 0 | 0 | 0 | 0 | 0 | 0 | 0 | 0 | 0 | 0 | 0 | 0 | 0 | 0 | 0 | 0 | 0 | 0 | 0 | 0 | 0 | 0 | 0 | 0 | 0 | 0 | 0 | 0 | 0 | 0 | 1 | 0 | 0 | 0 | 0 | 0 | 0 | 0 | 0 | 0 | 0 | 1 | 0 | 1 | 0 | 1 | 0 | 1 | 0 | 0 | 0 | 0 | 0 | 0 | 0 | 0 | 0 | 0 | 0 | 1 |  | 0 | 0 | 0 | 0 | 0 | 0 | 0 | 0 | 0 | 0 | 0 | 0 | 0 | 0 | 0 | 0 | 0 | 0 | 0 | 0 | 0 | 0 | 0 | 0 | 0 | 0 | 0 | 0 | 0 | 0 | 1 | 0 | 1 | 0 | 0 | 0 | -617.4 | -294 | 403.9426 | Chowchilla-Le grand 115kV Line | Chowchilla-Le grand 115kV Line | Chowchilla-Le grand 115kV Line |  | 0 | 0 | 0 | 0 | 0 | 0 | 593.6 | 917 | 949.9426 | Chowchilla-Le grand 115kV Line | Chowchilla-Le grand 115kV Line | Chowchilla-Le grand 115kV Line |  | 5 | 1 | YES | 2 | 1 | 1 | NO | 1
SDGE | Otay | 69 | 0 | 0 | 0 | 0 | 0 | 0 | 0 | 0 | 0 | 0 | 0 | 0 | 0 | 0 | 0 | 0 | 0 | 0 | 0 | 0 | 0 | 0 | 0 | 0 | 0 | 0 | 0 | 0 | 0 | 1 | 1 | 0 | 1 | 0 | 0 | 1 | 1 | 0 | 0 | 0 | 0 | 0 | 0 | 0 | 0 | 0 | 0 | 0 | 0 | 0 | 0 | 0 | 0 | 0 | 0 | 0 | 0 | 0 | 0 | 0 | 0 | 0 | 0 | 0 | 0 | 0 | 0 | 0 | 0 | 0 | 0 | 0 | 0 | 0 | 0 | 0 | 0 | 0 | 0 | 0 | 0 | 0 | 0 | 0 | 0 | 0 | 0 | 0 | 0 | 0 | 0 | 0 | 0 | 0 | 0 | 0 | 0 | 4 |  | 0 | 0 | 0 | 0 | 0 | 0 | 0 | 0 | 0 | 0 | 0 | 6 | 0 | 0 | 1 | 0 | 0 | 0 | 0 | 0 | 0 | 0 | 0 | 0 | 0 | 0 | 55.7 | 0 | 0 | 1 | 0 | 0 | 0 | 0 | 0 | 0 | 159.09 | 195.045 | 299.0864 | Miguel 69 kV constraint | Miguel 69 kV constraint | Miguel 69 kV constraint |  | 0 | 0 | 0 | 0 | 0 | 0 | 159.09 | 195.045 | 299.0864 | Miguel 69 kV constraint | Miguel 69 kV constraint | Miguel 69 kV constraint |  | 1 | 1 | NO | 1 | 1 | 1 | NO | 1
SDGE | Otay Mesa | 230 | 0 | 0 | 0 | 0 | 0 | 0 | 0 | 0 | 0 | 0 | 0 | 0 | 0 | 0 | 0 | 0 | 0 | 0 | 0 | 0 | 0 | 0 | 0 | 0 | 0 | 0 | 0 | 0 | 1 | 0 | 1 | 0 | 1 | 0 | 1 | 1 | 1 | 0 | 0 | 0 | 0 | 0 | 0 | 0 | 0 | 0 | 0 | 0 | 0 | 0 | 0 | 0 | 0 | 0 | 0 | 0 | 0 | 0 | 0 | 0 | 0 | 0 | 0 | 0 | 0 | 0 | 0 | 0 | 0 | 0 | 0 | 0 | 0 | 0 | 0 | 0 | 0 | 0 | 0 | 0 | 0 | 0 | 0 | 0 | 0 | 0 | 0 | 0 | 0 | 0 | 0 | 0 | 0 | 0 | 0 | 0 | 0 | 5 |  | 0 | 0 | 0 | 0 | 0 | 0 | 0 | 0 | 0 | 0 | 0 | 0 | 0 | 0 | 0 | 0 | 0 | 0 | 0 | 0 | 0 | 0 | 0 | 0 | 0 | 0 | 52 | 0 | 0 | 1 | 0 | 0 | 0 | 0 | 0 | 0 | 996.76 | 1149 | 1227 | San Luis Rey-San Onofre 230 kV line constraint | Otay Mesa 230 kV constraint | Otay Mesa 230 kV constraint |  | 0 | 0 | 0 | 0 | 0 | 0 | 996.76 | 1149 | 1227 | San Luis Rey-San Onofre 230 kV line constraint | Otay Mesa 230 kV constraint | Otay Mesa 230 kV constraint |  | 1 | 1 | NO | 1 | 1 | 1 | NO | 1
PG&E FRESNO | Padre Flats SW STA | 230 | 0 | 0 | 0 | 0 | 0 | 0 | 0 | 0 | 0 | 0 | 0 | 0 | 0 | 0 | 0 | 0 | 0 | 0 | 0 | 0 | 0 | 0 | 0 | 0 | 0 | 0 | 0 | 0 | 0 | 0 | 0 | 0 | 0 | 0 | 0 | 0 | 0 | 0 | 0 | 0 | 0 | 0 | 0 | 0 | 0 | 0 | 0 | 0 | 0 | 0 | 0 | 0 | 0 | 0 | 0 | 0 | 0 | 0 | 0 | 0 | 0 | 0 | 0 | 0 | 0 | 0 | 0 | 0 | 0 | 0 | 0 | 0 | 0 | 0 | 0 | 0 | 0 | 0 | 0 | 1 | 0 | 0 | 0 | 0 | 0 | 1 | 0 | 0 | 0 | 0 | 0 | 0 | 0 | 0 | 0 | 0 | 0 | 1 |  | 0 | 0 | 0 | 0 | 0 | 0 | 0 | 0 | 0 | 0 | 0 | 0 | 0 | 0 | 0 | 0 | 0 | 0 | 0 | 0 | 0 | 0 | 0 | 0 | 0 | 0 | 0 | 0 | 0 | 0 | 0 | 0 | 0 | 0 | 0 | 0 | 2000.897 | 2740.6707 | 3636.4455 | Gates 500/230kV TB #11 | Gates 500/230kV TB #11 | Gates 500/230kV TB #11 |  | 0 | 0 | 0 | 0 | 0 | 0 | 2000.897 | 2740.6707 | 3636.4455 | Gates 500/230kV TB #11 | Gates 500/230kV TB #11 | Gates 500/230kV TB #11 |  | 1 | 1 | NO | 1 | 1 | 1 | NO | 1
EOP | Pahrump | 138 | 0 | 0 | 0 | 0 | 0 | 0 | 0 | 0 | 0 | 0 | 0 | 0 | 0 | 0 | 0 | 0 | 0 | 0 | 0 | 0 | 0 | 0 | 1 | 1 | 1 | 0 | 0 | 0 | 0 | 0 | 0 | 0 | 0 | 0 | 0 | 0 | 0 | 0 | 0 | 0 | 0 | 0 | 0 | 0 | 0 | 0 | 0 | 0 | 0 | 0 | 0 | 0 | 0 | 0 | 0 | 0 | 0 | 0 | 0 | 0 | 0 | 0 | 0 | 0 | 0 | 0 | 0 | 0 | 0 | 0 | 0 | 0 | 0 | 0 | 0 | 0 | 0 | 0 | 0 | 0 | 0 | 0 | 0 | 0 | 0 | 0 | 0 | 0 | 0 | 0 | 0 | 0 | 0 | 0 | 0 | 0 | 0 | 2 |  | 0 | 0 | 0 | 0 | 0 | 0 | 0 | 0 | 0 | 0 | 0 | 0 | 0 | 0 | 0 | 0 | 0 | 0 | 0 | 0 | 0 | 0 | 0 | 0 | 0 | 0 | 0 | 0 | 0 | 0 | 1 | 0 | 0 | 0 | 0 | 0 | -298.255 | 1732.37 | 2601.53 | Lugo - Victorville area constraint | Sloan Canyon - Eldorado 500 kV constraint | GLW 230kV area constraint |  | 0 | 0 | 0 | 0 | 0 | 0 | 1081.97 | 1732.37 | 2601.53 | Sloan Canyon - Eldorado 500 kV constraint | Sloan Canyon - Eldorado 500 kV constraint | GLW 230kV area constraint |  | 5 | 1 | YES | 2 | 1 | 1 | NO | 1
EOP | Pahrump | 230 | 0 | 0 | 0 | 0 | 0 | 0 | 0 | 0 | 0 | 0 | 0 | 0 | 0 | 0 | 0 | 0 | 0 | 0 | 0 | 0 | 0 | 0 | 1 | 1 | 1 | 0 | 0 | 0 | 0 | 0 | 0 | 0 | 0 | 0 | 0 | 0 | 0 | 0 | 0 | 0 | 0 | 0 | 0 | 0 | 0 | 0 | 0 | 0 | 0 | 0 | 0 | 0 | 0 | 0 | 0 | 0 | 0 | 0 | 0 | 0 | 0 | 0 | 0 | 0 | 0 | 0 | 0 | 0 | 0 | 0 | 0 | 0 | 0 | 0 | 0 | 0 | 0 | 0 | 0 | 0 | 0 | 0 | 0 | 0 | 0 | 0 | 0 | 0 | 0 | 0 | 0 | 0 | 0 | 0 | 0 | 0 | 0 | 2 |  | 0 | 0 | 0 | 0 | 0 | 0 | 0 | 0 | 0 | 0 | 0 | 0 | 0 | 0 | 0 | 0 | 0 | 0 | 0 | 0 | 0 | 0 | 0 | 0 | 0 | 0 | 0 | 0 | 0 | 0 | 1 | 0 | 0 | 0 | 0 | 0 | -298.255 | 1732.37 | 2601.53 | Lugo - Victorville area constraint | Sloan Canyon - Eldorado 500 kV constraint | GLW 230kV area constraint |  | 0 | 0 | 0 | 0 | 0 | 0 | 1081.97 | 1732.37 | 2601.53 | Sloan Canyon - Eldorado 500 kV constraint | Sloan Canyon - Eldorado 500 kV constraint | GLW 230kV area constraint |  | 5 | 1 | YES | 2 | 1 | 1 | NO | 1
SDGE | Pala | 69 | 0 | 0 | 0 | 0 | 0 | 0 | 0 | 0 | 0 | 0 | 0 | 0 | 0 | 0 | 0 | 0 | 0 | 0 | 0 | 0 | 0 | 0 | 0 | 0 | 0 | 1 | 0 | 0 | 1 | 0 | 1 | 0 | 1 | 1 | 0 | 0 | 0 | 1 | 0 | 0 | 0 | 0 | 0 | 0 | 0 | 0 | 0 | 0 | 0 | 0 | 0 | 0 | 0 | 0 | 0 | 0 | 0 | 0 | 0 | 0 | 0 | 0 | 0 | 0 | 0 | 0 | 0 | 0 | 0 | 0 | 0 | 0 | 0 | 0 | 0 | 0 | 0 | 0 | 0 | 0 | 0 | 0 | 0 | 0 | 0 | 0 | 0 | 0 | 0 | 0 | 0 | 0 | 0 | 0 | 0 | 0 | 0 | 3 |  | 0 | 0 | 0 | 0 | 0 | 0 | 0 | 0 | 0 | 0 | 0 | 0 | 0 | 0 | 0 | 0 | 0 | 0 | 0 | 0 | 0 | 0 | 0 | 0 | 0 | 0 | 10 | 0 | 0 | 1 | 0 | 0 | 0 | 0 | 0 | 0 | 144.4 | 174.2 | 263.6 | Ocean Ranch 69 kV constraint | Ocean Ranch 69 kV constraint | Ocean Ranch 69 kV constraint |  | 0 | 0 | 0 | 0 | 0 | 0 | 144.4 | 174.2 | 263.6 | Ocean Ranch 69 kV constraint | Ocean Ranch 69 kV constraint | Ocean Ranch 69 kV constraint |  | 1 | 1 | NO | 1 | 1 | 1 | NO | 1
PG&E NGBA | Palermo | 115 | 0 | 0 | 0 | 0 | 0 | 0 | 0 | 0 | 0 | 0 | 0 | 0 | 0 | 0 | 0 | 0 | 0 | 0 | 0 | 0 | 0 | 0 | 0 | 0 | 0 | 0 | 0 | 0 | 0 | 0 | 0 | 0 | 0 | 0 | 0 | 0 | 0 | 0 | 0 | 1 | 0 | 0 | 0 | 0 | 1 | 1 | 1 | 1 | 0 | 0 | 0 | 0 | 0 | 0 | 0 | 0 | 0 | 0 | 0 | 1 | 1 | 0 | 0 | 0 | 0 | 0 | 0 | 0 | 0 | 0 | 0 | 0 | 0 | 0 | 0 | 0 | 0 | 0 | 0 | 0 | 0 | 0 | 0 | 0 | 0 | 0 | 0 | 0 | 0 | 0 | 0 | 0 | 0 | 0 | 0 | 0 | 0 | 0 |  | 0 | 0 | 0 | 0 | 0 | 0 | 0 | 0 | 0 | 0 | 0 | 0 | 0 | 0 | 0 | 0 | 0 | 0 | 0 | 0 | 0 | 0 | 0 | 0 | 0 | 0 | 0 | 0 | 0 | 0 | 1 | 0 | 0 | 0 | 0 | 0 | -428.9315 | 41.5 | 79.4556 | Bellota-Weber 230kV line | Rocklin-Pleaseant grove 115kV line | Rocklin-Pleaseant grove 115kV line |  | 0 | 0 | 0 | 0 | 0 | 0 | 31.0685 | 41.5 | 79.4556 | Bellota-Weber 230kV line | Rocklin-Pleaseant grove 115kV line | Rocklin-Pleaseant grove 115kV line |  | 5 | 1 | YES | 2 | 1 | 1 | NO | 1
PG&E NGBA | Palermo | 230 | 0 | 0 | 0 | 0 | 0 | 0 | 0 | 0 | 0 | 0 | 0 | 0 | 0 | 0 | 0 | 0 | 0 | 0 | 0 | 0 | 0 | 0 | 0 | 0 | 0 | 0 | 0 | 0 | 0 | 0 | 0 | 0 | 0 | 0 | 0 | 0 | 0 | 0 | 0 | 1 | 0 | 0 | 0 | 0 | 0 | 1 | 1 | 1 | 0 | 0 | 0 | 0 | 0 | 0 | 0 | 0 | 0 | 0 | 0 | 1 | 1 | 0 | 0 | 0 | 0 | 0 | 0 | 0 | 0 | 0 | 0 | 0 | 0 | 0 | 0 | 0 | 0 | 0 | 0 | 0 | 0 | 0 | 0 | 0 | 0 | 0 | 0 | 0 | 0 | 0 | 0 | 0 | 0 | 0 | 0 | 0 | 0 | 0 |  | 0 | 0 | 0 | 0 | 0 | 0 | 0 | 0 | 0 | 0 | 0 | 0 | 0 | 0 | 0 | 0 | 0 | 0 | 0 | 0 | 0 | 0 | 0 | 0 | 0 | 0 | 0 | 0 | 0 | 0 | 1 | 0 | 0 | 0 | 0 | 0 | -428.9315 | 374.5 | 415.18 | Bellota-Weber 230kV line | Rio Oso-Brighton 230kV line | Rio Oso-Brighton 230kV line |  | 0 | 0 | 0 | 0 | 0 | 0 | 31.0685 | 374.5 | 415.18 | Bellota-Weber 230kV line | Rio Oso-Brighton 230kV line | Rio Oso-Brighton 230kV line |  | 5 | 1 | YES | 2 | 1 | 1 | NO | 1
SCE Eastern | Palo Verde | 500 | 0 | 0 | 0 | 0 | 0 | 0 | 0 | 0 | 0 | 0 | 0 | 0 | 0 | 0 | 0 | 0 | 0 | 1 | 0 | 0 | 0 | 1 | 0 | 0 | 1 | 0 | 0 | 0 | 0 | 0 | 0 | 0 | 0 | 0 | 0 | 0 | 0 | 0 | 0 | 0 | 0 | 0 | 0 | 0 | 0 | 0 | 0 | 0 | 0 | 0 | 0 | 0 | 0 | 0 | 0 | 0 | 0 | 0 | 0 | 0 | 0 | 0 | 0 | 0 | 0 | 0 | 0 | 0 | 0 | 0 | 0 | 0 | 0 | 0 | 0 | 0 | 0 | 0 | 0 | 0 | 0 | 0 | 0 | 0 | 0 | 0 | 0 | 0 | 0 | 0 | 0 | 0 | 0 | 0 | 0 | 0 | 0 | 2 |  | 0 | 0 | 0 | 0 | 0 | 0 | 0 | 0 | 0 | 0 | 0 | 0 | 0 | 0 | 0 | 0 | 0 | 0 | 0 | 3099 | 0 | 0 | 0 | 0 | 0 | 0 | 0 | 0 | 0 | 1 | 1 | 0 | 0 | 0 | 0 | 0 | -298.255 | 3242.99 | 4753.535 | Lugo - Victorville area constraint | Lugo - Victorville area constraint | Devers-Red Bluff Constraint |  | 0 | 0 | 0 | 0 | 0 | 0 | 1067.92 | 3601.05 | 4753.535 | Serrano-Alberhill-Valley Constraint | Devers-Red Bluff Constraint | Devers-Red Bluff Constraint |  | 5 | 1 | YES | 2 | 1 | 1 | NO | 1
SDGE | Palomar Energy | 230 | 0 | 0 | 0 | 0 | 0 | 0 | 0 | 0 | 0 | 0 | 0 | 0 | 0 | 0 | 0 | 0 | 0 | 0 | 0 | 0 | 0 | 0 | 0 | 0 | 0 | 1 | 0 | 0 | 1 | 0 | 1 | 0 | 1 | 0 | 0 | 0 | 0 | 1 | 0 | 0 | 0 | 0 | 0 | 0 | 0 | 0 | 0 | 0 | 0 | 0 | 0 | 0 | 0 | 0 | 0 | 0 | 0 | 0 | 0 | 0 | 0 | 0 | 0 | 0 | 0 | 0 | 0 | 0 | 0 | 0 | 0 | 0 | 0 | 0 | 0 | 0 | 0 | 0 | 0 | 0 | 0 | 0 | 0 | 0 | 0 | 0 | 0 | 0 | 0 | 0 | 0 | 0 | 0 | 0 | 0 | 0 | 0 | 3 |  | 0 | 0 | 0 | 0 | 0 | 0 | 0 | 0 | 0 | 0 | 0 | 0 | 0 | 0 | 0 | 0 | 0 | 0 | 0 | 0 | 0 | 0 | 0 | 0 | 0 | 0 | 0 | 0 | 0 | 0 | 0 | 0 | 0 | 0 | 0 | 0 | 472.87 | 807.035 | 1462.03 | Capistrano-San Onofre 230 kV constraint | Talega 230 kV constraint | Talega 230 kV constraint |  | 0 | 0 | 0 | 0 | 0 | 0 | 472.87 | 807.035 | 1462.03 | Capistrano-San Onofre 230 kV constraint | Talega 230 kV constraint | Talega 230 kV constraint |  | 1 | 1 | NO | 1 | 1 | 1 | NO | 1
PG&E KERN | Panama | 70 | 0 | 0 | 0 | 0 | 0 | 0 | 0 | 0 | 0 | 0 | 0 | 0 | 0 | 0 | 0 | 0 | 0 | 0 | 0 | 0 | 0 | 0 | 0 | 0 | 0 | 0 | 0 | 0 | 0 | 0 | 0 | 0 | 0 | 0 | 0 | 0 | 0 | 0 | 0 | 0 | 0 | 0 | 0 | 0 | 0 | 0 | 0 | 0 | 0 | 0 | 0 | 0 | 0 | 0 | 0 | 0 | 0 | 0 | 0 | 0 | 0 | 0 | 0 | 0 | 0 | 0 | 0 | 1 | 1 | 0 | 0 | 0 | 0 | 0 | 0 | 0 | 0 | 0 | 0 | 1 | 0 | 0 | 0 | 0 | 0 | 0 | 0 | 0 | 0 | 0 | 0 | 0 | 0 | 0 | 0 | 0 | 0 | 0 |  | 0 | 0 | 0 | 0 | 0 | 0 | 0 | 0 | 0 | 0 | 0 | 0 | 0 | 0 | 0 | 0 | 0 | 0 | 0 | 0 | 0 | 0 | 0 | 0 | 0 | 0 | 0 | 0 | 0 | 0 | 0 | 0 | 0 | 0 | 0 | 0 | 334.015 | 243.8117 | 587.675 | Cal Flat-Gates 230 kV line | Cal Flat-Gates 230 kV line | Cal Flat-Gates 230 kV line |  | 0 | 0 | 0 | 0 | 0 | 0 | 334.015 | 243.8117 | 587.675 | Cal Flat-Gates 230 kV line | Cal Flat-Gates 230 kV line | Cal Flat-Gates 230 kV line |  | 1 | 1 | NO | 1 | 1 | 1 | NO | 1
PG&E FRESNO | Panoche | 115 | 0 | 0 | 0 | 0 | 0 | 0 | 0 | 0 | 0 | 0 | 0 | 0 | 0 | 0 | 0 | 0 | 0 | 0 | 0 | 0 | 0 | 0 | 0 | 0 | 0 | 0 | 0 | 0 | 0 | 0 | 0 | 0 | 0 | 0 | 0 | 0 | 0 | 0 | 0 | 0 | 0 | 0 | 0 | 0 | 0 | 1 | 0 | 0 | 0 | 0 | 0 | 0 | 0 | 0 | 0 | 0 | 0 | 0 | 0 | 0 | 0 | 0 | 0 | 0 | 0 | 0 | 0 | 0 | 0 | 0 | 0 | 0 | 0 | 0 | 0 | 0 | 0 | 0 | 1 | 1 | 1 | 1 | 1 | 0 | 0 | 1 | 0 | 1 | 0 | 0 | 0 | 0 | 0 | 0 | 0 | 0 | 0 | 1 |  | 0 | 0 | 0 | 0 | 0 | 0 | 0 | 0 | 0 | 0 | 0 | 0 | 0 | 0 | 0 | 0 | 0 | 0 | 0 | 0 | 0 | 0 | 0 | 6.15 | 0 | 0 | 0 | 0 | 0 | 1 | 1 | 0 | 0 | 0 | 0 | 0 | -428.9315 | 300.67 | 267.1415 | Bellota-Weber 230kV line | Gates 230/70kV TB #5 | Gates 230/70kV TB #5 |  | 0 | 0 | 0 | 0 | 0 | 0 | 31.0685 | 300.67 | 267.1415 | Bellota-Weber 230kV line | Gates 230/70kV TB #5 | Gates 230/70kV TB #5 |  | 5 | 1 | YES | 2 | 1 | 1 | NO | 1
PG&E FRESNO | Panoche | 230 | 0 | 0 | 0 | 0 | 0 | 0 | 0 | 0 | 0 | 0 | 0 | 0 | 0 | 0 | 0 | 0 | 0 | 0 | 0 | 0 | 0 | 0 | 0 | 0 | 0 | 0 | 0 | 0 | 0 | 0 | 0 | 0 | 0 | 0 | 0 | 0 | 0 | 0 | 0 | 0 | 0 | 0 | 0 | 0 | 0 | 0 | 0 | 0 | 0 | 0 | 0 | 0 | 0 | 0 | 0 | 0 | 0 | 0 | 0 | 0 | 0 | 0 | 0 | 0 | 0 | 0 | 0 | 0 | 0 | 0 | 0 | 0 | 0 | 0 | 0 | 0 | 0 | 0 | 1 | 1 | 0 | 1 | 0 | 0 | 0 | 1 | 0 | 0 | 0 | 0 | 0 | 0 | 0 | 0 | 0 | 0 | 0 | 1 |  | 0 | 0 | 0 | 0 | 0 | 0 | 0 | 0 | 0 | 0 | 0 | 0 | 0 | 0 | 0 | 0 | 0 | 0 | 0 | 0 | 0 | 0 | 0 | 0 | 0 | 0 | 0 | 0 | 0 | 0 | 0 | 0 | 0 | 0 | 0 | 0 | 812.7 | 1440.345 | 2550.9252 | Tranquility-Helm 230kV Line | Tranquility-Helm 230kV Line | Gates 500/230kV TB #12 |  | 0 | 0 | 0 | 0 | 0 | 0 | 812.7 | 1440.345 | 2550.9252 | Tranquility-Helm 230kV Line | Tranquility-Helm 230kV Line | Gates 500/230kV TB #12 |  | 1 | 1 | NO | 1 | 1 | 1 | NO | 1
SCE Northern | Pardee | 230 | 0 | 0 | 1 | 0 | 0 | 0 | 0 | 0 | 0 | 0 | 0 | 0 | 0 | 0 | 0 | 0 | 0 | 0 | 0 | 0 | 0 | 0 | 0 | 0 | 1 | 0 | 0 | 0 | 0 | 0 | 0 | 0 | 0 | 0 | 0 | 0 | 0 | 0 | 0 | 0 | 0 | 0 | 0 | 0 | 0 | 0 | 0 | 0 | 0 | 0 | 0 | 0 | 0 | 0 | 0 | 0 | 0 | 0 | 0 | 0 | 0 | 0 | 0 | 0 | 0 | 0 | 0 | 0 | 0 | 0 | 0 | 0 | 0 | 0 | 0 | 0 | 0 | 0 | 0 | 0 | 0 | 0 | 0 | 0 | 0 | 0 | 0 | 0 | 0 | 0 | 0 | 0 | 0 | 0 | 0 | 0 | 0 | 0 |  | 0 | 0 | 0 | 0 | 0 | 0 | 0 | 0 | 0 | 0 | 0 | 80 | 0 | 0 | 1 | 0 | 0 | 0 | 0 | 0 | 0 | 0 | 0 | 0 | 0 | 0 | 95 | 0 | 0 | 1 | 1 | 0 | 0 | 0 | 0 | 0 | -298.255 | 2420.5 | 6657.945 | Lugo - Victorville area constraint | Pardee-Sylmar Constraint | Lugo - Victorville area constraint |  | 0 | 0 | 0 | 0 | 0 | 0 | 1937.75 | 2420.5 | 7327.29 | Pardee-Sylmar Constraint | Pardee-Sylmar Constraint | Pardee-Sylmar Constraint |  | 5 | 1 | YES | 2 | 1 | 1 | NO | 1
PG&E NGBA | Parkway | 230 | 0 | 0 | 0 | 0 | 0 | 0 | 0 | 0 | 0 | 0 | 0 | 0 | 0 | 0 | 0 | 0 | 0 | 0 | 0 | 0 | 0 | 0 | 0 | 0 | 0 | 0 | 0 | 0 | 0 | 0 | 0 | 0 | 0 | 0 | 0 | 0 | 0 | 0 | 0 | 1 | 0 | 0 | 0 | 0 | 0 | 0 | 0 | 0 | 0 | 0 | 0 | 0 | 0 | 0 | 0 | 1 | 0 | 0 | 0 | 0 | 0 | 0 | 0 | 0 | 0 | 0 | 1 | 0 | 0 | 0 | 0 | 0 | 0 | 0 | 0 | 0 | 0 | 0 | 0 | 0 | 0 | 0 | 0 | 0 | 0 | 0 | 0 | 0 | 0 | 0 | 0 | 0 | 0 | 0 | 0 | 0 | 0 | 0 |  | 0 | 0 | 0 | 0 | 0 | 0 | 0 | 0 | 0 | 0 | 0 | 0 | 0 | 0 | 0 | 0 | 3 | 0 | 0 | 0 | 0 | 0 | 0 | 0 | 0 | 0 | 0 | 0 | 0 | 1 | 1 | 0 | 0 | 0 | 0 | 0 | -219.475 | 108.573 | 1029.902 | Birds Landing-Contra Costa 230kV Line | Birds Landing-Contra Costa 230kV Line | Birds Landing-Contra Costa 230kV Line |  | 0 | 0 | 0 | 0 | 0 | 0 | 804.745 | 1874.573 | 1029.902 | Collinsville-Tesla 500 kV Line | Birds Landing-Contra Costa 230kV Line | Birds Landing-Contra Costa 230kV Line |  | 5 | 1 | YES | 2 | 1 | 1 | NO | 1
SCE Northern | Pastoria | 230 | 0 | 0 | 1 | 0 | 0 | 0 | 1 | 0 | 0 | 0 | 0 | 0 | 0 | 0 | 0 | 0 | 0 | 0 | 0 | 0 | 0 | 0 | 0 | 0 | 1 | 0 | 0 | 0 | 0 | 0 | 0 | 0 | 0 | 0 | 0 | 0 | 0 | 0 | 0 | 0 | 0 | 0 | 0 | 0 | 0 | 0 | 0 | 0 | 0 | 0 | 0 | 0 | 0 | 0 | 0 | 0 | 0 | 0 | 0 | 0 | 0 | 0 | 0 | 0 | 0 | 0 | 0 | 0 | 0 | 0 | 0 | 0 | 0 | 0 | 0 | 0 | 0 | 0 | 0 | 0 | 0 | 0 | 0 | 0 | 0 | 0 | 0 | 0 | 0 | 0 | 0 | 0 | 0 | 0 | 0 | 0 | 0 | 0 |  | 0 | 0 | 0 | 0 | 0 | 0 | 0 | 0 | 0 | 0 | 0 | 0 | 0 | 0 | 0 | 0 | 0 | 0 | 0 | 0 | 0 | 0 | 0 | 0 | 0 | 105 | 80 | 0 | 0 | 1 | 1 | 0 | 0 | 0 | 0 | 0 | -298.255 | 249.5 | 2279.29 | Lugo - Victorville area constraint | South of Magunden Constraint | South of Magunden Constraint |  | 0 | 0 | 0 | 0 | 0 | 0 | 146.75 | 249.5 | 2279.29 | South of Magunden Constraint | South of Magunden Constraint | South of Magunden Constraint |  | 5 | 1 | YES | 2 | 1 | 1 | NO | 1
SCE Metro | Pauda | 230 | 0 | 0 | 0 | 0 | 0 | 0 | 0 | 0 | 0 | 1 | 0 | 0 | 0 | 0 | 0 | 0 | 0 | 0 | 0 | 0 | 0 | 0 | 0 | 0 | 0 | 0 | 0 | 0 | 0 | 0 | 0 | 0 | 0 | 0 | 0 | 0 | 0 | 0 | 0 | 0 | 0 | 0 | 0 | 0 | 0 | 0 | 0 | 0 | 0 | 0 | 0 | 0 | 0 | 0 | 0 | 0 | 0 | 0 | 0 | 0 | 0 | 0 | 0 | 0 | 0 | 0 | 0 | 0 | 0 | 0 | 0 | 0 | 0 | 0 | 0 | 0 | 0 | 0 | 0 | 0 | 0 | 0 | 0 | 0 | 0 | 0 | 0 | 0 | 0 | 0 | 0 | 0 | 0 | 0 | 0 | 0 | 0 | 0 |  | 0 | 0 | 0 | 0 | 0 | 0 | 0 | 0 | 0 | 0 | 0 | 0 | 0 | 0 | 0 | 0 | 0 | 0 | 0 | 0 | 0 | 0 | 0 | 0 | 0 | 0 | 120 | 0 | 0 | 1 | 0 | 0 | 0 | 0 | 0 | 0 | 9741.6 | 11376.2 | 14050.5055 | SCE Metro Area Default Constraint | SCE Metro Area Default Constraint | SCE Metro Area Default Constraint |  | 0 | 0 | 0 | 0 | 0 | 0 | 9741.6 | 11376.2 | 14050.5055 | SCE Metro Area Default Constraint | SCE Metro Area Default Constraint | SCE Metro Area Default Constraint |  | 1 | 1 | NO | 1 | 1 | 1 | NO | 1
PG&E GBA | Paul Sweet | 115 | 0 | 0 | 0 | 0 | 0 | 0 | 0 | 0 | 0 | 0 | 0 | 0 | 0 | 0 | 0 | 0 | 0 | 0 | 0 | 0 | 0 | 0 | 0 | 0 | 0 | 0 | 0 | 0 | 0 | 0 | 0 | 0 | 0 | 0 | 0 | 0 | 0 | 0 | 0 | 0 | 0 | 0 | 0 | 0 | 0 | 0 | 0 | 0 | 0 | 0 | 0 | 0 | 0 | 0 | 0 | 0 | 0 | 0 | 0 | 0 | 0 | 0 | 0 | 0 | 1 | 0 | 0 | 0 | 0 | 0 | 0 | 0 | 0 | 0 | 0 | 0 | 0 | 0 | 0 | 0 | 0 | 0 | 0 | 0 | 0 | 0 | 0 | 0 | 0 | 0 | 0 | 0 | 0 | 0 | 0 | 0 | 0 | 0 |  | 0 | 0 | 0 | 0 | 0 | 0 | 0 | 0 | 0 | 0 | 0 | 0 | 0 | 0 | 0 | 0 | 0 | 0 | 0 | 0 | 0 | 0 | 0 | 0 | 0 | 0 | 0 | 0 | 0 | 0 | 0 | 0 | 0 | 0 | 0 | 0 | 339.9 | 359.76 | 303.18 | Morganhill-Metcalf 115kV Line | Morganhill-Metcalf 115kV Line | Morganhill-Metcalf 115kV Line |  | 0 | 0 | 0 | 0 | 0 | 0 | 339.9 | 359.76 | 303.18 | Morganhill-Metcalf 115kV Line | Morganhill-Metcalf 115kV Line | Morganhill-Metcalf 115kV Line |  | 1 | 1 | NO | 1 | 1 | 1 | NO | 1
PG&E NGBA | Peabody | 230 | 0 | 0 | 0 | 0 | 0 | 0 | 0 | 0 | 0 | 0 | 0 | 0 | 0 | 0 | 0 | 0 | 0 | 0 | 0 | 0 | 0 | 0 | 0 | 0 | 0 | 0 | 0 | 0 | 0 | 0 | 0 | 0 | 0 | 0 | 0 | 0 | 0 | 0 | 0 | 1 | 0 | 0 | 0 | 0 | 0 | 0 | 0 | 0 | 0 | 0 | 0 | 0 | 0 | 1 | 1 | 1 | 0 | 0 | 0 | 0 | 0 | 0 | 0 | 0 | 0 | 1 | 1 | 0 | 0 | 0 | 0 | 0 | 0 | 0 | 0 | 0 | 0 | 0 | 0 | 0 | 0 | 0 | 0 | 0 | 0 | 0 | 0 | 0 | 0 | 0 | 0 | 0 | 0 | 0 | 0 | 0 | 0 | 0 |  | 0 | 0 | 0 | 0 | 0 | 0 | 0 | 0 | 0 | 0 | 0 | 0 | 0 | 0 | 0 | 0 | 0 | 0 | 0 | 0 | 0 | 0 | 0 | 8 | 0 | 0 | 0 | 0 | 0 | 1 | 2 | 0 | 1 | 0 | 0 | 0 | -763.325 | -136.609 | 1029.902 | Windmaster-Delta pumps 230 kV line | Windmaster-Delta pumps 230 kV line | Birds Landing-Contra Costa 230kV Line |  | 0 | 0 | 0 | 0 | 0 | 0 | 401.875 | 742.923 | 1029.902 | Contra Costa- Windmaster 230 kV line | Contra Costa- Windmaster 230 kV line | Birds Landing-Contra Costa 230kV Line |  | 5 | 1 | YES | 2 | 1 | 1 | NO | 1
PG&E NGBA | Pease | 115 | 0 | 0 | 0 | 0 | 0 | 0 | 0 | 0 | 0 | 0 | 0 | 0 | 0 | 0 | 0 | 0 | 0 | 0 | 0 | 0 | 0 | 0 | 0 | 0 | 0 | 0 | 0 | 0 | 0 | 0 | 0 | 0 | 0 | 0 | 0 | 0 | 0 | 0 | 0 | 1 | 0 | 0 | 0 | 0 | 1 | 1 | 1 | 1 | 0 | 0 | 0 | 0 | 0 | 0 | 0 | 0 | 0 | 0 | 0 | 1 | 1 | 0 | 0 | 0 | 0 | 0 | 0 | 0 | 0 | 0 | 0 | 0 | 0 | 0 | 0 | 0 | 0 | 0 | 0 | 0 | 0 | 0 | 0 | 0 | 0 | 0 | 0 | 0 | 0 | 0 | 0 | 0 | 0 | 0 | 0 | 0 | 0 | 0 |  | 0 | 0 | 0 | 0 | 0 | 0 | 0 | 0 | 0 | 0 | 0 | 0 | 0 | 0 | 0 | 0 | 0 | 0 | 0 | 0 | 0 | 0 | 0 | 0 | 0 | 0 | 0 | 0 | 0 | 0 | 1 | 0 | 0 | 0 | 0 | 0 | -428.9315 | 41.5 | 79.4556 | Bellota-Weber 230kV line | Rocklin-Pleaseant grove 115kV line | Rocklin-Pleaseant grove 115kV line |  | 0 | 0 | 0 | 0 | 0 | 0 | 31.0685 | 41.5 | 79.4556 | Bellota-Weber 230kV line | Rocklin-Pleaseant grove 115kV line | Rocklin-Pleaseant grove 115kV line |  | 5 | 1 | YES | 2 | 1 | 1 | NO | 1
PG&E NGBA | Pease | 60 | 0 | 0 | 0 | 0 | 0 | 0 | 0 | 0 | 0 | 0 | 0 | 0 | 0 | 0 | 0 | 0 | 0 | 0 | 0 | 0 | 0 | 0 | 0 | 0 | 0 | 0 | 0 | 0 | 0 | 0 | 0 | 0 | 0 | 0 | 0 | 0 | 0 | 0 | 0 | 1 | 0 | 0 | 0 | 0 | 1 | 1 | 1 | 1 | 0 | 0 | 0 | 0 | 0 | 0 | 0 | 0 | 0 | 0 | 0 | 1 | 1 | 0 | 0 | 0 | 0 | 0 | 0 | 0 | 0 | 0 | 0 | 0 | 0 | 0 | 0 | 0 | 0 | 0 | 0 | 0 | 0 | 0 | 0 | 0 | 0 | 0 | 0 | 0 | 0 | 0 | 0 | 0 | 0 | 0 | 0 | 0 | 0 | 0 |  | 0 | 0 | 0 | 0 | 0 | 0 | 0 | 0 | 0 | 0 | 0 | 0 | 0 | 0 | 0 | 0 | 0 | 0 | 0 | 0 | 0 | 0 | 0 | 3 | 0 | 0 | 0 | 0 | 0 | 1 | 1 | 0 | 0 | 0 | 0 | 0 | -428.9315 | 41.5 | 79.4556 | Bellota-Weber 230kV line | Rocklin-Pleaseant grove 115kV line | Rocklin-Pleaseant grove 115kV line |  | 0 | 0 | 0 | 0 | 0 | 0 | 31.0685 | 41.5 | 79.4556 | Bellota-Weber 230kV line | Rocklin-Pleaseant grove 115kV line | Rocklin-Pleaseant grove 115kV line |  | 5 | 1 | YES | 2 | 1 | 1 | NO | 1
SDGE | Penasquitos | 138 | 0 | 0 | 0 | 0 | 0 | 0 | 0 | 0 | 0 | 0 | 0 | 0 | 0 | 0 | 0 | 0 | 0 | 0 | 0 | 0 | 0 | 0 | 0 | 0 | 0 | 0 | 0 | 0 | 0 | 0 | 1 | 0 | 1 | 0 | 0 | 0 | 0 | 0 | 0 | 0 | 0 | 0 | 0 | 0 | 0 | 0 | 0 | 0 | 0 | 0 | 0 | 0 | 0 | 0 | 0 | 0 | 0 | 0 | 0 | 0 | 0 | 0 | 0 | 0 | 0 | 0 | 0 | 0 | 0 | 0 | 0 | 0 | 0 | 0 | 0 | 0 | 0 | 0 | 0 | 0 | 0 | 0 | 0 | 0 | 0 | 0 | 0 | 0 | 0 | 0 | 0 | 0 | 0 | 0 | 0 | 0 | 0 | 2 |  | 0 | 0 | 0 | 0 | 0 | 0 | 0 | 0 | 0 | 0 | 0 | 0 | 0 | 0 | 0 | 0 | 0 | 0 | 0 | 0 | 0 | 0 | 0 | 0 | 0 | 0 | 0 | 0 | 0 | 0 | 0 | 0 | 0 | 0 | 0 | 0 | 996.76 | 2276.48 | 8249.2344 | San Luis Rey-San Onofre 230 kV line constraint | San Luis Rey-San Onofre 230 kV line constraint | Encina - San Luis Rey 230 kV constraint |  | 0 | 0 | 0 | 0 | 0 | 0 | 996.76 | 2276.48 | 8249.2344 | San Luis Rey-San Onofre 230 kV line constraint | San Luis Rey-San Onofre 230 kV line constraint | Encina - San Luis Rey 230 kV constraint |  | 1 | 1 | NO | 1 | 1 | 1 | NO | 1
SDGE | Penasquitos | 230 | 0 | 0 | 0 | 0 | 0 | 0 | 0 | 0 | 0 | 0 | 0 | 0 | 0 | 0 | 0 | 0 | 0 | 0 | 0 | 0 | 0 | 0 | 0 | 0 | 0 | 0 | 0 | 0 | 0 | 0 | 1 | 0 | 1 | 0 | 0 | 0 | 0 | 0 | 0 | 0 | 0 | 0 | 0 | 0 | 0 | 0 | 0 | 0 | 0 | 0 | 0 | 0 | 0 | 0 | 0 | 0 | 0 | 0 | 0 | 0 | 0 | 0 | 0 | 0 | 0 | 0 | 0 | 0 | 0 | 0 | 0 | 0 | 0 | 0 | 0 | 0 | 0 | 0 | 0 | 0 | 0 | 0 | 0 | 0 | 0 | 0 | 0 | 0 | 0 | 0 | 0 | 0 | 0 | 0 | 0 | 0 | 0 | 2 |  | 0 | 0 | 0 | 0 | 0 | 0 | 0 | 0 | 0 | 0 | 0 | 0 | 0 | 0 | 0 | 0 | 0 | 0 | 0 | 0 | 0 | 0 | 0 | 0 | 0 | 0 | 0 | 0 | 0 | 0 | 0 | 0 | 0 | 0 | 0 | 0 | 996.76 | 2276.48 | 8249.2344 | San Luis Rey-San Onofre 230 kV line constraint | San Luis Rey-San Onofre 230 kV line constraint | Encina - San Luis Rey 230 kV constraint |  | 0 | 0 | 0 | 0 | 0 | 0 | 996.76 | 2276.48 | 8249.2344 | San Luis Rey-San Onofre 230 kV line constraint | San Luis Rey-San Onofre 230 kV line constraint | Encina - San Luis Rey 230 kV constraint |  | 1 | 1 | NO | 1 | 1 | 1 | NO | 1
SDGE | Penasquitos | 69 | 0 | 0 | 0 | 0 | 0 | 0 | 0 | 0 | 0 | 0 | 0 | 0 | 0 | 0 | 0 | 0 | 0 | 0 | 0 | 0 | 0 | 0 | 0 | 0 | 0 | 0 | 0 | 0 | 0 | 0 | 1 | 0 | 1 | 0 | 0 | 0 | 0 | 0 | 0 | 0 | 0 | 0 | 0 | 0 | 0 | 0 | 0 | 0 | 0 | 0 | 0 | 0 | 0 | 0 | 0 | 0 | 0 | 0 | 0 | 0 | 0 | 0 | 0 | 0 | 0 | 0 | 0 | 0 | 0 | 0 | 0 | 0 | 0 | 0 | 0 | 0 | 0 | 0 | 0 | 0 | 0 | 0 | 0 | 0 | 0 | 0 | 0 | 0 | 0 | 0 | 0 | 0 | 0 | 0 | 0 | 0 | 0 | 2 |  | 0 | 0 | 0 | 0 | 0 | 0 | 0 | 0 | 0 | 0 | 0 | 0 | 0 | 0 | 0 | 0 | 0 | 0 | 0 | 0 | 0 | 0 | 0 | 0 | 0 | 0 | 0 | 0 | 0 | 0 | 0 | 0 | 0 | 0 | 0 | 0 | 996.76 | 2276.48 | 8249.2344 | San Luis Rey-San Onofre 230 kV line constraint | San Luis Rey-San Onofre 230 kV line constraint | Encina - San Luis Rey 230 kV constraint |  | 0 | 0 | 0 | 0 | 0 | 0 | 996.76 | 2276.48 | 8249.2344 | San Luis Rey-San Onofre 230 kV line constraint | San Luis Rey-San Onofre 230 kV line constraint | Encina - San Luis Rey 230 kV constraint |  | 1 | 1 | NO | 1 | 1 | 1 | NO | 1
SDGE | Pendleton | 69 | 0 | 0 | 0 | 0 | 0 | 0 | 0 | 0 | 0 | 0 | 0 | 0 | 0 | 0 | 0 | 0 | 0 | 0 | 0 | 0 | 0 | 0 | 0 | 0 | 0 | 1 | 0 | 0 | 0 | 0 | 0 | 0 | 1 | 1 | 0 | 0 | 0 | 1 | 0 | 0 | 0 | 0 | 0 | 0 | 0 | 0 | 0 | 0 | 0 | 0 | 0 | 0 | 0 | 0 | 0 | 0 | 0 | 0 | 0 | 0 | 0 | 0 | 0 | 0 | 0 | 0 | 0 | 0 | 0 | 0 | 0 | 0 | 0 | 0 | 0 | 0 | 0 | 0 | 0 | 0 | 0 | 0 | 0 | 0 | 0 | 0 | 0 | 0 | 0 | 0 | 0 | 0 | 0 | 0 | 0 | 0 | 0 | 1 |  | 0 | 0 | 0 | 0 | 0 | 0 | 0 | 0 | 0 | 0 | 0 | 0 | 0 | 0 | 0 | 0 | 0 | 0 | 0 | 0 | 0 | 0 | 0 | 0 | 0 | 0 | 0 | 0 | 0 | 0 | 0 | 0 | 0 | 0 | 0 | 0 | 144.4 | 174.2 | 263.6 | Ocean Ranch 69 kV constraint | Ocean Ranch 69 kV constraint | Ocean Ranch 69 kV constraint |  | 0 | 0 | 0 | 0 | 0 | 0 | 144.4 | 174.2 | 263.6 | Ocean Ranch 69 kV constraint | Ocean Ranch 69 kV constraint | Ocean Ranch 69 kV constraint |  | 1 | 1 | NO | 1 | 1 | 1 | NO | 1
PG&E NGBA | Penngrove | 115 | 0 | 0 | 0 | 0 | 0 | 0 | 0 | 0 | 0 | 0 | 0 | 0 | 0 | 0 | 0 | 0 | 0 | 0 | 0 | 0 | 0 | 0 | 0 | 0 | 0 | 0 | 0 | 0 | 0 | 0 | 0 | 0 | 0 | 0 | 0 | 0 | 0 | 0 | 0 | 1 | 0 | 0 | 0 | 0 | 0 | 0 | 0 | 0 | 0 | 0 | 0 | 0 | 1 | 0 | 0 | 0 | 0 | 0 | 0 | 0 | 0 | 0 | 0 | 0 | 0 | 0 | 1 | 0 | 0 | 0 | 0 | 0 | 0 | 0 | 0 | 0 | 0 | 0 | 0 | 0 | 0 | 0 | 0 | 0 | 0 | 0 | 0 | 0 | 0 | 0 | 0 | 0 | 0 | 0 | 0 | 0 | 0 | 1 |  | 0 | 0 | 0 | 0 | 0 | 0 | 0 | 0 | 0 | 0 | 0 | 0 | 0 | 0 | 0 | 0 | 0 | 0 | 0 | 0 | 0 | 0 | 0 | 0 | 0 | 0 | 0 | 0 | 0 | 0 | 1 | 0 | 0 | 0 | 0 | 0 | -219.475 | 108.573 | 1029.902 | Birds Landing-Contra Costa 230kV Line | Birds Landing-Contra Costa 230kV Line | Birds Landing-Contra Costa 230kV Line |  | 0 | 0 | 0 | 0 | 0 | 0 | 804.745 | 1874.573 | 1029.902 | Collinsville-Tesla 500 kV Line | Birds Landing-Contra Costa 230kV Line | Birds Landing-Contra Costa 230kV Line |  | 5 | 1 | YES | 2 | 1 | 1 | NO | 1
PG&E GBA | Peoria | 115 | 0 | 0 | 0 | 0 | 0 | 0 | 0 | 0 | 0 | 0 | 0 | 0 | 0 | 0 | 0 | 0 | 0 | 0 | 0 | 0 | 0 | 0 | 0 | 0 | 0 | 0 | 0 | 0 | 0 | 0 | 0 | 0 | 0 | 0 | 0 | 0 | 0 | 0 | 0 | 0 | 0 | 0 | 0 | 0 | 0 | 1 | 0 | 0 | 0 | 0 | 0 | 0 | 0 | 0 | 0 | 1 | 0 | 1 | 0 | 1 | 0 | 0 | 0 | 0 | 0 | 1 | 0 | 0 | 0 | 0 | 0 | 0 | 0 | 0 | 0 | 0 | 0 | 0 | 0 | 0 | 0 | 0 | 0 | 0 | 0 | 0 | 0 | 0 | 0 | 0 | 0 | 0 | 0 | 0 | 0 | 0 | 0 | 0 |  | 0 | 0 | 0 | 0 | 0 | 0 | 0 | 0 | 0 | 0 | 0 | 10 | 0 | 0 | 1 | 0 | 1 | 0 | 0 | 0 | 0 | 0 | 0 | 0 | 0 | 0 | 10 | 0 | 0 | 1 | 1 | 0 | 0 | 0 | 0 | 0 | -428.9315 | 201.2909 | 653.3714 | Bellota-Weber 230kV line | Kasson Jct-Heinz 115 kV line | Kasson Jct-Heinz 115 kV line |  | 0 | 0 | 0 | 0 | 0 | 0 | 31.0685 | 201.2909 | 653.3714 | Bellota-Weber 230kV line | Kasson Jct-Heinz 115 kV line | Kasson Jct-Heinz 115 kV line |  | 5 | 1 | YES | 2 | 1 | 1 | NO | 1
PG&E GBA | Piercy | 115 | 0 | 0 | 0 | 0 | 0 | 0 | 0 | 0 | 0 | 0 | 0 | 0 | 0 | 0 | 0 | 0 | 0 | 0 | 0 | 0 | 0 | 0 | 0 | 0 | 0 | 0 | 0 | 0 | 0 | 0 | 0 | 0 | 0 | 0 | 0 | 0 | 0 | 0 | 0 | 0 | 0 | 0 | 0 | 0 | 0 | 0 | 0 | 0 | 0 | 0 | 0 | 0 | 0 | 0 | 0 | 1 | 0 | 0 | 0 | 1 | 0 | 0 | 0 | 0 | 0 | 0 | 0 | 0 | 0 | 0 | 0 | 0 | 0 | 0 | 0 | 0 | 0 | 0 | 0 | 0 | 0 | 0 | 0 | 0 | 0 | 0 | 0 | 0 | 0 | 0 | 0 | 0 | 0 | 0 | 0 | 0 | 0 | 0 |  | 0 | 0 | 0 | 0 | 0 | 0 | 0 | 0 | 0 | 0 | 0 | 0 | 0 | 0 | 0 | 0 | 0 | 0 | 0 | 0 | 0 | 0 | 0 | 0 | 0 | 0 | 0 | 0 | 0 | 0 | 0 | 0 | 0 | 0 | 0 | 0 | 826.3685 | 1964.2439 | 4912.272 | Tesla-Bellota 230 kV line | Tesla-Bellota 230 kV line | Tesla-Bellota 230 kV line |  | 0 | 0 | 0 | 0 | 0 | 0 | 826.3685 | 1964.2439 | 4912.272 | Tesla-Bellota 230 kV line | Tesla-Bellota 230 kV line | Tesla-Bellota 230 kV line |  | 1 | 1 | NO | 1 | 1 | 1 | NO | 1
PG&E FRESNO | Pine Flat | 230 | 0 | 0 | 0 | 0 | 0 | 0 | 0 | 0 | 0 | 0 | 0 | 0 | 0 | 0 | 0 | 0 | 0 | 0 | 0 | 0 | 0 | 0 | 0 | 0 | 0 | 0 | 0 | 0 | 0 | 0 | 0 | 0 | 0 | 0 | 0 | 0 | 0 | 0 | 0 | 0 | 0 | 0 | 0 | 0 | 0 | 1 | 0 | 0 | 0 | 0 | 0 | 0 | 0 | 0 | 0 | 0 | 0 | 0 | 0 | 0 | 0 | 0 | 0 | 0 | 0 | 0 | 0 | 0 | 0 | 0 | 0 | 0 | 0 | 0 | 0 | 0 | 0 | 0 | 1 | 1 | 0 | 1 | 0 | 0 | 0 | 1 | 0 | 0 | 0 | 1 | 0 | 0 | 0 | 0 | 0 | 0 | 0 | 1 |  | 0 | 0 | 0 | 0 | 0 | 0 | 0 | 0 | 0 | 0 | 0 | 0 | 0 | 0 | 0 | 0 | 0 | 0 | 0 | 0 | 0 | 0 | 0 | 0 | 0 | 0 | 0 | 0 | 0 | 0 | 2 | 0 | 1 | 0 | 0 | 0 | -1070.2 | -530.5 | 898.7076 | Borden-Storey #1 230kV line | Borden-Storey #1 230kV line | Borden-Storey #1 230kV line |  | 0 | 0 | 0 | 0 | 0 | 0 | 31.0685 | 716.5 | 2550.9252 | Bellota-Weber 230kV line | Borden-Storey #1 230kV line | Gates 500/230kV TB #12 |  | 5 | 1 | YES | 2 | 1 | 1 | NO | 1
SCE NOL | Pisgah | 230 | 0 | 0 | 0 | 0 | 0 | 0 | 0 | 0 | 0 | 0 | 0 | 0 | 0 | 1 | 1 | 0 | 0 | 0 | 0 | 0 | 0 | 0 | 0 | 0 | 0 | 0 | 0 | 0 | 0 | 0 | 0 | 0 | 0 | 0 | 0 | 0 | 0 | 0 | 0 | 0 | 0 | 0 | 0 | 0 | 0 | 0 | 0 | 0 | 0 | 0 | 0 | 0 | 0 | 0 | 0 | 0 | 0 | 0 | 0 | 0 | 0 | 0 | 0 | 0 | 0 | 0 | 0 | 0 | 0 | 0 | 0 | 0 | 0 | 0 | 0 | 0 | 0 | 0 | 0 | 0 | 0 | 0 | 0 | 0 | 0 | 0 | 0 | 0 | 0 | 0 | 0 | 0 | 0 | 0 | 0 | 0 | 0 | 1 |  | 0 | 0 | 0 | 0 | 0 | 0 | 0 | 0 | 0 | 0 | 0 | 0 | 0 | 0 | 0 | 0 | 0 | 0 | 0 | 0 | 0 | 0 | 0 | 0 | 0 | 0 | 0 | 0 | 0 | 0 | 0 | 0 | 0 | 0 | 0 | 0 | 74.5 | 49.25 | 302.5 | Calcite to Lugo Area Constraint | Calcite to Lugo Area Constraint | Calcite to Lugo Area Constraint |  | 0 | 0 | 0 | 0 | 0 | 0 | 74.5 | 49.25 | 302.5 | Calcite to Lugo Area Constraint | Calcite to Lugo Area Constraint | Calcite to Lugo Area Constraint |  | 1 | 1 | NO | 1 | 1 | 1 | NO | 1
PG&E NGBA | Pit 1 | 230 | 0 | 0 | 0 | 0 | 0 | 0 | 0 | 0 | 0 | 0 | 0 | 0 | 0 | 0 | 0 | 0 | 0 | 0 | 0 | 0 | 0 | 0 | 0 | 0 | 0 | 0 | 0 | 0 | 0 | 0 | 0 | 0 | 0 | 0 | 0 | 0 | 0 | 0 | 0 | 1 | 0 | 0 | 0 | 1 | 0 | 0 | 0 | 0 | 0 | 0 | 0 | 0 | 0 | 0 | 0 | 0 | 0 | 0 | 0 | 0 | 0 | 0 | 0 | 0 | 0 | 0 | 0 | 0 | 0 | 0 | 0 | 0 | 0 | 0 | 0 | 0 | 0 | 0 | 0 | 0 | 0 | 0 | 0 | 0 | 0 | 0 | 0 | 0 | 0 | 0 | 0 | 0 | 0 | 0 | 0 | 0 | 0 |  |  | 0 | 0 | 0 | 0 | 0 | 0 | 0 | 0 | 0 | 0 | 0 | 0 | 0 | 0 | 0 | 0 | 0 | 0 | 0 | 0 | 0 | 0 | 0 | 0 | 0 | 0 | 0 | 0 | 0 | 0 | 1 | 0 | 1 | 0 | 0 | 1 | -102.48 | -40.48 | -114.78 | Carberry-Round Mountain 230kV Line | Carberry-Round Mountain 230kV Line | Carberry-Round Mountain 230kV Line |  | 1 | 1 | 0 | 1 | 0 | 1 | -76.48 | -14.48 | -89.78 | Carberry-Round Mountain 230kV Line | Carberry-Round Mountain 230kV Line | Carberry-Round Mountain 230kV Line |  | 5 | 5 | NO | 5 | 3 | 3 | NO | 3
PG&E NGBA | Pit 1 | 60 | 0 | 0 | 0 | 0 | 0 | 0 | 0 | 0 | 0 | 0 | 0 | 0 | 0 | 0 | 0 | 0 | 0 | 0 | 0 | 0 | 0 | 0 | 0 | 0 | 0 | 0 | 0 | 0 | 0 | 0 | 0 | 0 | 0 | 0 | 0 | 0 | 0 | 0 | 0 | 1 | 0 | 0 | 0 | 1 | 0 | 0 | 0 | 0 | 0 | 0 | 0 | 0 | 0 | 0 | 0 | 0 | 0 | 0 | 0 | 0 | 0 | 0 | 0 | 0 | 0 | 0 | 0 | 0 | 0 | 0 | 0 | 0 | 0 | 0 | 0 | 0 | 0 | 0 | 0 | 0 | 0 | 0 | 0 | 0 | 0 | 0 | 0 | 0 | 0 | 0 | 0 | 0 | 0 | 0 | 0 | 0 | 0 |  |  | 0 | 0 | 0 | 0 | 0 | 0 | 0 | 0 | 0 | 0 | 0 | 0 | 0 | 0 | 0 | 0 | 0 | 0 | 0 | 0 | 0 | 0 | 0 | 0 | 0 | 0 | 0 | 0 | 0 | 0 | 1 | 0 | 1 | 0 | 0 | 1 | -102.48 | -40.48 | -114.78 | Carberry-Round Mountain 230kV Line | Carberry-Round Mountain 230kV Line | Carberry-Round Mountain 230kV Line |  | 1 | 1 | 0 | 1 | 0 | 1 | -76.48 | -14.48 | -89.78 | Carberry-Round Mountain 230kV Line | Carberry-Round Mountain 230kV Line | Carberry-Round Mountain 230kV Line |  | 5 | 5 | NO | 5 | 3 | 3 | NO | 3
PG&E NGBA | Pit 3 | 230 | 0 | 0 | 0 | 0 | 0 | 0 | 0 | 0 | 0 | 0 | 0 | 0 | 0 | 0 | 0 | 0 | 0 | 0 | 0 | 0 | 0 | 0 | 0 | 0 | 0 | 0 | 0 | 0 | 0 | 0 | 0 | 0 | 0 | 0 | 0 | 0 | 0 | 0 | 0 | 1 | 0 | 0 | 0 | 1 | 0 | 0 | 0 | 0 | 0 | 0 | 0 | 0 | 0 | 0 | 0 | 0 | 0 | 0 | 0 | 0 | 0 | 0 | 0 | 0 | 0 | 0 | 0 | 0 | 0 | 0 | 0 | 0 | 0 | 0 | 0 | 0 | 0 | 0 | 0 | 0 | 0 | 0 | 0 | 0 | 0 | 0 | 0 | 0 | 0 | 0 | 0 | 0 | 0 | 0 | 0 | 0 | 0 |  |  | 0 | 0 | 0 | 0 | 0 | 0 | 0 | 0 | 0 | 0 | 0 | 0 | 0 | 0 | 0 | 0 | 0 | 0 | 0 | 0 | 0 | 0 | 0 | 0 | 0 | 0 | 0 | 0 | 0 | 0 | 1 | 0 | 1 | 0 | 0 | 1 | -102.48 | -40.48 | -114.78 | Carberry-Round Mountain 230kV Line | Carberry-Round Mountain 230kV Line | Carberry-Round Mountain 230kV Line |  | 1 | 1 | 0 | 1 | 0 | 1 | -76.48 | -14.48 | -89.78 | Carberry-Round Mountain 230kV Line | Carberry-Round Mountain 230kV Line | Carberry-Round Mountain 230kV Line |  | 5 | 5 | NO | 5 | 3 | 3 | NO | 3
PG&E NGBA | Pit 4 | 230 | 0 | 0 | 0 | 0 | 0 | 0 | 0 | 0 | 0 | 0 | 0 | 0 | 0 | 0 | 0 | 0 | 0 | 0 | 0 | 0 | 0 | 0 | 0 | 0 | 0 | 0 | 0 | 0 | 0 | 0 | 0 | 0 | 0 | 0 | 0 | 0 | 0 | 0 | 0 | 1 | 0 | 0 | 0 | 0 | 0 | 0 | 0 | 0 | 0 | 0 | 0 | 0 | 0 | 0 | 0 | 0 | 0 | 0 | 0 | 0 | 0 | 0 | 0 | 0 | 0 | 0 | 0 | 0 | 0 | 0 | 0 | 0 | 0 | 0 | 0 | 0 | 0 | 0 | 0 | 0 | 0 | 0 | 0 | 0 | 0 | 0 | 0 | 0 | 0 | 0 | 0 | 0 | 0 | 0 | 0 | 0 | 0 |  |  | 0 | 0 | 0 | 0 | 0 | 0 | 0 | 0 | 0 | 0 | 0 | 0 | 0 | 0 | 0 | 0 | 0 | 0 | 0 | 0 | 0 | 0 | 0 | 0 | 0 | 0 | 0 | 0 | 0 | 0 | 0 | 0 | 0 | 0 | 0 | 0 | 804.745 | 2035.936 | 6892.2328 | Collinsville-Tesla 500 kV Line | Collinsville-Tesla 500 kV Line | Collinsville-Tesla 500 kV Line |  | 0 | 0 | 0 | 0 | 0 | 0 | 804.745 | 2035.936 | 6892.2328 | Collinsville-Tesla 500 kV Line | Collinsville-Tesla 500 kV Line | Collinsville-Tesla 500 kV Line |  | 1 | 1 | NO | 1 | 1 | 1 | NO | 1
PG&E GBA | Pittsburg | 115 | 0 | 0 | 0 | 0 | 0 | 0 | 0 | 0 | 0 | 0 | 0 | 0 | 0 | 0 | 0 | 0 | 0 | 0 | 0 | 0 | 0 | 0 | 0 | 0 | 0 | 0 | 0 | 0 | 0 | 0 | 0 | 0 | 0 | 0 | 0 | 0 | 0 | 0 | 0 | 1 | 0 | 0 | 0 | 0 | 0 | 0 | 0 | 0 | 0 | 1 | 0 | 0 | 1 | 1 | 0 | 1 | 0 | 0 | 1 | 1 | 0 | 0 | 0 | 0 | 0 | 1 | 0 | 0 | 0 | 0 | 0 | 0 | 0 | 0 | 0 | 0 | 0 | 0 | 0 | 0 | 0 | 0 | 0 | 0 | 0 | 0 | 0 | 0 | 0 | 0 | 0 | 0 | 0 | 0 | 0 | 0 | 0 |  |  | 0 | 0 | 0 | 0 | 0 | 0 | 0 | 0 | 0 | 0 | 0 | 0 | 0 | 0 | 0 | 0 | 0 | 0 | 0 | 0 | 0 | 0 | 0 | 0 | 0 | 0 | 0 | 0 | 0 | 0 | 1 | 0 | 1 | 0 | 0 | 0 | -763.325 | -136.609 | 3722.56 | Windmaster-Delta pumps 230 kV line | Windmaster-Delta pumps 230 kV line | Dumbarton-Newark 115 kV line |  | 0 | 0 | 0 | 0 | 0 | 0 | 804.745 | 1289.5 | 3722.56 | Collinsville-Tesla 500 kV Line | Dumbarton-Newark 115 kV line | Dumbarton-Newark 115 kV line |  | 5 | 1 | YES | 2 | 1 | 1 | NO | 1
PG&E GBA | Pittsburg | 230 | 0 | 0 | 0 | 0 | 0 | 0 | 0 | 0 | 0 | 0 | 0 | 0 | 0 | 0 | 0 | 0 | 0 | 0 | 0 | 0 | 0 | 0 | 0 | 0 | 0 | 0 | 0 | 0 | 0 | 0 | 0 | 0 | 0 | 0 | 0 | 0 | 0 | 0 | 0 | 1 | 0 | 0 | 0 | 0 | 0 | 0 | 0 | 0 | 0 | 1 | 0 | 0 | 1 | 1 | 1 | 1 | 0 | 0 | 1 | 1 | 0 | 0 | 0 | 0 | 0 | 1 | 0 | 0 | 0 | 0 | 0 | 0 | 0 | 0 | 0 | 0 | 0 | 0 | 0 | 0 | 0 | 0 | 0 | 0 | 0 | 0 | 0 | 0 | 0 | 0 | 0 | 0 | 0 | 0 | 0 | 0 | 0 |  |  | 0 | 0 | 0 | 0 | 0 | 0 | 0 | 0 | 0 | 0 | 0 | 0 | 0 | 0 | 0 | 0 | 0 | 0 | 0 | 0 | 0 | 0 | 0 | 0 | 0 | 0 | 0 | 0 | 0 | 0 | 1 | 0 | 1 | 0 | 0 | 0 | -763.325 | -136.609 | 3610.786 | Windmaster-Delta pumps 230 kV line | Windmaster-Delta pumps 230 kV line | Contra Costa- Windmaster 230 kV line |  | 0 | 0 | 0 | 0 | 0 | 0 | 401.875 | 742.923 | 3610.786 | Contra Costa- Windmaster 230 kV line | Contra Costa- Windmaster 230 kV line | Contra Costa- Windmaster 230 kV line |  | 5 | 1 | YES | 2 | 1 | 1 | NO | 1
PG&E NGBA | Pleasant Grove | 115 | 0 | 0 | 0 | 0 | 0 | 0 | 0 | 0 | 0 | 0 | 0 | 0 | 0 | 0 | 0 | 0 | 0 | 0 | 0 | 0 | 0 | 0 | 0 | 0 | 0 | 0 | 0 | 0 | 0 | 0 | 0 | 0 | 0 | 0 | 0 | 0 | 0 | 0 | 0 | 1 | 0 | 0 | 1 | 0 | 1 | 1 | 1 | 1 | 0 | 0 | 0 | 0 | 0 | 0 | 0 | 0 | 0 | 0 | 0 | 1 | 1 | 0 | 0 | 0 | 0 | 0 | 0 | 0 | 0 | 0 | 0 | 0 | 0 | 0 | 0 | 0 | 0 | 0 | 0 | 0 | 0 | 0 | 0 | 0 | 0 | 0 | 0 | 0 | 0 | 0 | 0 | 0 | 0 | 0 | 0 | 0 | 0 |  |  | 0 | 0 | 0 | 0 | 0 | 0 | 0 | 0 | 0 | 0 | 0 | 0 | 0 | 0 | 0 | 0 | 0 | 0 | 0 | 0 | 0 | 0 | 0 | 0 | 0 | 0 | 0 | 0 | 0 | 0 | 1 | 0 | 0 | 0 | 0 | 0 | -428.9315 | 41.5 | 79.4556 | Bellota-Weber 230kV line | Rocklin-Pleaseant grove 115kV line | Rocklin-Pleaseant grove 115kV line |  | 0 | 0 | 0 | 0 | 0 | 0 | 31.0685 | 41.5 | 79.4556 | Bellota-Weber 230kV line | Rocklin-Pleaseant grove 115kV line | Rocklin-Pleaseant grove 115kV line |  | 5 | 1 | YES | 2 | 1 | 1 | NO | 1
PG&E NGBA | POE | 230 | 0 | 0 | 0 | 0 | 0 | 0 | 0 | 0 | 0 | 0 | 0 | 0 | 0 | 0 | 0 | 0 | 0 | 0 | 0 | 0 | 0 | 0 | 0 | 0 | 0 | 0 | 0 | 0 | 0 | 0 | 0 | 0 | 0 | 0 | 0 | 0 | 0 | 0 | 0 | 1 | 1 | 0 | 1 | 0 | 1 | 1 | 1 | 1 | 0 | 0 | 0 | 0 | 0 | 0 | 0 | 0 | 0 | 0 | 0 | 1 | 1 | 0 | 0 | 0 | 0 | 0 | 0 | 0 | 0 | 0 | 0 | 0 | 0 | 0 | 0 | 0 | 0 | 0 | 0 | 0 | 0 | 0 | 0 | 0 | 0 | 0 | 0 | 0 | 0 | 0 | 0 | 0 | 0 | 0 | 0 | 0 | 0 |  |  | 0 | 0 | 0 | 0 | 0 | 0 | 0 | 0 | 0 | 0 | 0 | 0 | 0 | 0 | 0 | 0 | 0 | 0 | 0 | 0 | 0 | 0 | 0 | 0 | 0 | 0 | 0 | 0 | 0 | 0 | 1 | 0 | 0 | 0 | 0 | 0 | -428.9315 | 41.5 | 32.84 | Bellota-Weber 230kV line | Rocklin-Pleaseant grove 115kV line | Woodland- Davis 115kV line |  | 0 | 0 | 0 | 0 | 0 | 0 | 31.0685 | 41.5 | 32.84 | Bellota-Weber 230kV line | Rocklin-Pleaseant grove 115kV line | Woodland- Davis 115kV line |  | 5 | 1 | YES | 2 | 1 | 1 | NO | 1
SDGE | Point Loma | 69 | 0 | 0 | 0 | 0 | 0 | 0 | 0 | 0 | 0 | 0 | 0 | 0 | 0 | 0 | 0 | 0 | 0 | 0 | 0 | 0 | 0 | 0 | 0 | 0 | 0 | 0 | 0 | 0 | 1 | 0 | 1 | 0 | 1 | 0 | 0 | 0 | 0 | 0 | 0 | 0 | 0 | 0 | 0 | 0 | 0 | 0 | 0 | 0 | 0 | 0 | 0 | 0 | 0 | 0 | 0 | 0 | 0 | 0 | 0 | 0 | 0 | 0 | 0 | 0 | 0 | 0 | 0 | 0 | 0 | 0 | 0 | 0 | 0 | 0 | 0 | 0 | 0 | 0 | 0 | 0 | 0 | 0 | 0 | 0 | 0 | 0 | 0 | 0 | 0 | 0 | 0 | 0 | 0 | 0 | 0 | 0 | 0 |  |  | 0 | 0 | 0 | 0 | 0 | 0 | 0 | 0 | 0 | 0 | 0 | 0 | 0 | 0 | 0 | 0 | 0 | 0 | 0 | 0 | 0 | 0 | 0 | 0 | 0 | 0 | 0 | 0 | 0 | 0 | 0 | 0 | 0 | 0 | 0 | 0 | 996.76 | 2276.48 | 8249.2344 | San Luis Rey-San Onofre 230 kV line constraint | San Luis Rey-San Onofre 230 kV line constraint | Encina - San Luis Rey 230 kV constraint |  | 0 | 0 | 0 | 0 | 0 | 0 | 996.76 | 2276.48 | 8249.2344 | San Luis Rey-San Onofre 230 kV line constraint | San Luis Rey-San Onofre 230 kV line constraint | Encina - San Luis Rey 230 kV constraint |  | 1 | 1 | NO | 1 | 1 | 1 | NO | 1
SDGE | Pomerado | 69 | 0 | 0 | 0 | 0 | 0 | 0 | 0 | 0 | 0 | 0 | 0 | 0 | 0 | 0 | 0 | 0 | 0 | 0 | 0 | 0 | 0 | 0 | 0 | 0 | 0 | 1 | 0 | 0 | 1 | 0 | 1 | 0 | 1 | 0 | 0 | 0 | 0 | 1 | 0 | 0 | 0 | 0 | 0 | 0 | 0 | 0 | 0 | 0 | 0 | 0 | 0 | 0 | 0 | 0 | 0 | 0 | 0 | 0 | 0 | 0 | 0 | 0 | 0 | 0 | 0 | 0 | 0 | 0 | 0 | 0 | 0 | 0 | 0 | 0 | 0 | 0 | 0 | 0 | 0 | 0 | 0 | 0 | 0 | 0 | 0 | 0 | 0 | 0 | 0 | 0 | 0 | 0 | 0 | 0 | 0 | 0 | 0 |  |  | 0 | 0 | 0 | 0 | 0 | 0 | 0 | 0 | 0 | 0 | 0 | 0 | 0 | 0 | 0 | 0 | 0 | 0 | 0 | 0 | 0 | 0 | 0 | 0 | 0 | 0 | 100 | 0 | 0 | 1 | 0 | 0 | 0 | 0 | 0 | 0 | 472.87 | 807.035 | 1462.03 | Capistrano-San Onofre 230 kV constraint | Talega 230 kV constraint | Talega 230 kV constraint |  | 0 | 0 | 0 | 0 | 0 | 0 | 472.87 | 807.035 | 1462.03 | Capistrano-San Onofre 230 kV constraint | Talega 230 kV constraint | Talega 230 kV constraint |  | 1 | 1 | NO | 1 | 1 | 1 | NO | 1
PG&E KERN | Poso Mountain | 115 | 0 | 0 | 0 | 0 | 0 | 0 | 0 | 0 | 0 | 0 | 0 | 0 | 0 | 0 | 0 | 0 | 0 | 0 | 0 | 0 | 0 | 0 | 0 | 0 | 0 | 0 | 0 | 0 | 0 | 0 | 0 | 0 | 0 | 0 | 0 | 0 | 0 | 0 | 0 | 0 | 0 | 0 | 0 | 0 | 0 | 0 | 0 | 0 | 0 | 0 | 0 | 0 | 0 | 0 | 0 | 0 | 0 | 0 | 0 | 0 | 0 | 0 | 0 | 0 | 0 | 0 | 0 | 0 | 1 | 0 | 1 | 0 | 0 | 0 | 1 | 0 | 0 | 0 | 1 | 0 | 0 | 0 | 0 | 0 | 0 | 0 | 0 | 0 | 0 | 0 | 0 | 0 | 0 | 0 | 1 | 0 | 0 |  |  | 0 | 0 | 0 | 0 | 0 | 0 | 0 | 0 | 0 | 0 | 0 | 0 | 0 | 0 | 0 | 0 | 0 | 0 | 0 | 0 | 0 | 0 | 0 | 0 | 0 | 0 | 0 | 0 | 0 | 0 | 0 | 0 | 0 | 0 | 0 | 0 | 887.485 | 1353.05 | 971.9293 | Mustang-Henrietta 230 kV line | Gates-Arco 230 kV Line | Gates-Arco 230 kV Line |  | 0 | 0 | 0 | 0 | 0 | 0 | 887.485 | 1353.05 | 971.9293 | Mustang-Henrietta 230 kV line | Gates-Arco 230 kV Line | Gates-Arco 230 kV Line |  | 1 | 1 | NO | 1 | 1 | 1 | NO | 1
EOP | Primm | 230 | 0 | 0 | 0 | 0 | 0 | 0 | 0 | 0 | 0 | 0 | 0 | 0 | 0 | 0 | 0 | 0 | 0 | 0 | 0 | 0 | 0 | 0 | 0 | 1 | 1 | 0 | 0 | 0 | 0 | 0 | 0 | 0 | 0 | 0 | 0 | 0 | 0 | 0 | 0 | 0 | 0 | 0 | 0 | 0 | 0 | 0 | 0 | 0 | 0 | 0 | 0 | 0 | 0 | 0 | 0 | 0 | 0 | 0 | 0 | 0 | 0 | 0 | 0 | 0 | 0 | 0 | 0 | 0 | 0 | 0 | 0 | 0 | 0 | 0 | 0 | 0 | 0 | 0 | 0 | 0 | 0 | 0 | 0 | 0 | 0 | 0 | 0 | 0 | 0 | 0 | 0 | 0 | 0 | 0 | 0 | 0 | 0 |  |  | 0 | 0 | 0 | 0 | 0 | 0 | 0 | 0 | 0 | 0 | 0 | 0 | 0 | 0 | 0 | 0 | 0 | 0 | 0 | 0 | 0 | 0 | 0 | 0 | 0 | 0 | 200 | 0 | 0 | 1 | 1 | 0 | 0 | 0 | 0 | 0 | -298.255 | 1732.37 | 2665.66 | Lugo - Victorville area constraint | Sloan Canyon - Eldorado 500 kV constraint | Sloan Canyon - Eldorado 500 kV constraint |  | 0 | 0 | 0 | 0 | 0 | 0 | 1081.97 | 1732.37 | 2665.66 | Sloan Canyon - Eldorado 500 kV constraint | Sloan Canyon - Eldorado 500 kV constraint | Sloan Canyon - Eldorado 500 kV constraint |  | 5 | 1 | YES | 2 | 1 | 1 | NO | 1
PG&E NGBA | Putah Creek | 115 | 0 | 0 | 0 | 0 | 0 | 0 | 0 | 0 | 0 | 0 | 0 | 0 | 0 | 0 | 0 | 0 | 0 | 0 | 0 | 0 | 0 | 0 | 0 | 0 | 0 | 0 | 0 | 0 | 0 | 0 | 0 | 0 | 0 | 0 | 0 | 0 | 0 | 0 | 0 | 1 | 0 | 0 | 0 | 0 | 0 | 0 | 0 | 0 | 0 | 0 | 0 | 0 | 0 | 1 | 1 | 1 | 0 | 0 | 0 | 0 | 0 | 0 | 0 | 0 | 0 | 0 | 1 | 0 | 0 | 0 | 0 | 0 | 0 | 0 | 0 | 0 | 0 | 0 | 0 | 0 | 0 | 0 | 0 | 0 | 0 | 0 | 0 | 0 | 0 | 0 | 0 | 0 | 0 | 0 | 0 | 0 | 0 |  |  | 0 | 0 | 0 | 0 | 0 | 0 | 0 | 0 | 0 | 0 | -3 | -3 | 0 | 0 | 1 | 0 | 0 | 0 | 0 | 0 | 0 | 0 | 0 | 4.3 | 0 | 0 | 0 | 0 | 0 | 1 | 2 | 0 | 1 | 0 | 0 | 0 | -763.325 | -136.609 | 1029.902 | Windmaster-Delta pumps 230 kV line | Windmaster-Delta pumps 230 kV line | Birds Landing-Contra Costa 230kV Line |  | 0 | 0 | 0 | 0 | 0 | 0 | 401.875 | 742.923 | 1029.902 | Contra Costa- Windmaster 230 kV line | Contra Costa- Windmaster 230 kV line | Birds Landing-Contra Costa 230kV Line |  | 5 | 1 | YES | 2 | 1 | 1 | NO | 1
SDGE | Q1806 | 138 | 0 | 0 | 0 | 0 | 0 | 0 | 0 | 0 | 0 | 0 | 0 | 0 | 0 | 0 | 0 | 0 | 0 | 0 | 0 | 0 | 0 | 0 | 0 | 0 | 0 | 0 | 0 | 0 | 0 | 0 | 0 | 0 | 0 | 0 | 0 | 0 | 0 | 1 | 1 | 0 | 0 | 0 | 0 | 0 | 0 | 0 | 0 | 0 | 0 | 0 | 0 | 0 | 0 | 0 | 0 | 0 | 0 | 0 | 0 | 0 | 0 | 0 | 0 | 0 | 0 | 0 | 0 | 0 | 0 | 0 | 0 | 0 | 0 | 0 | 0 | 0 | 0 | 0 | 0 | 0 | 0 | 0 | 0 | 0 | 0 | 0 | 0 | 0 | 0 | 0 | 0 | 0 | 0 | 0 | 0 | 0 | 0 |  |  | 0 | 0 | 0 | 0 | 0 | 0 | 0 | 0 | 0 | 0 | 0 | 0 | 0 | 0 | 0 | 0 | 0 | 0 | 0 | 0 | 0 | 0 | 0 | 0 | 0 | 0 | 0 | 0 | 0 | 0 | 0 | 0 | 0 | 0 | 0 | 0 | 401 | 451 | 601 | Trabuco-Capistrano 138 kV constraint | Trabuco-Capistrano 138 kV constraint | Trabuco-Capistrano 138 kV constraint |  | 0 | 0 | 0 | 0 | 0 | 0 | 401 | 451 | 601 | Trabuco-Capistrano 138 kV constraint | Trabuco-Capistrano 138 kV constraint | Trabuco-Capistrano 138 kV constraint |  | 1 | 1 | NO | 1 | 1 | 1 | NO | 1
PG&E FRESNO | Quinto | 230 | 0 | 0 | 0 | 0 | 0 | 0 | 0 | 0 | 0 | 0 | 0 | 0 | 0 | 0 | 0 | 0 | 0 | 0 | 0 | 0 | 0 | 0 | 0 | 0 | 0 | 0 | 0 | 0 | 0 | 0 | 0 | 0 | 0 | 0 | 0 | 0 | 0 | 0 | 0 | 0 | 0 | 0 | 0 | 0 | 0 | 0 | 0 | 0 | 0 | 0 | 0 | 0 | 0 | 0 | 0 | 0 | 0 | 0 | 0 | 0 | 0 | 0 | 0 | 0 | 0 | 0 | 0 | 0 | 0 | 0 | 0 | 0 | 0 | 0 | 0 | 0 | 0 | 0 | 0 | 1 | 0 | 0 | 0 | 0 | 0 | 1 | 0 | 0 | 0 | 0 | 0 | 0 | 0 | 0 | 0 | 0 | 0 |  |  | 0 | 0 | 0 | 0 | 0 | 0 | 0 | 0 | 0 | 0 | 0 | 0 | 0 | 0 | 0 | 0 | 0 | 0 | 0 | 0 | 0 | 0 | 0 | 0 | 10 | 140 | 0 | 50 | 0 | 1 | 0 | 0 | 0 | 0 | 0 | 0 | 2000.897 | 2740.6707 | 3636.4455 | Gates 500/230kV TB #11 | Gates 500/230kV TB #11 | Gates 500/230kV TB #11 |  | 0 | 0 | 0 | 0 | 0 | 0 | 2000.897 | 2740.6707 | 3636.4455 | Gates 500/230kV TB #11 | Gates 500/230kV TB #11 | Gates 500/230kV TB #11 |  | 1 | 1 | NO | 1 | 1 | 1 | NO | 1
PG&E GBA | Race Track | 115 | 0 | 0 | 0 | 0 | 0 | 0 | 0 | 0 | 0 | 0 | 0 | 0 | 0 | 0 | 0 | 0 | 0 | 0 | 0 | 0 | 0 | 0 | 0 | 0 | 0 | 0 | 0 | 0 | 0 | 0 | 0 | 0 | 0 | 0 | 0 | 0 | 0 | 0 | 0 | 0 | 0 | 0 | 0 | 0 | 0 | 1 | 0 | 0 | 0 | 0 | 0 | 0 | 0 | 0 | 0 | 1 | 0 | 1 | 0 | 1 | 0 | 0 | 0 | 0 | 0 | 1 | 0 | 0 | 0 | 0 | 0 | 0 | 0 | 0 | 0 | 0 | 0 | 0 | 0 | 0 | 0 | 0 | 0 | 0 | 0 | 0 | 0 | 0 | 0 | 0 | 0 | 0 | 0 | 0 | 0 | 0 | 0 |  |  | 0 | 0 | 0 | 0 | 0 | 0 | 0 | 0 | 0 | 0 | 0 | 0 | 0 | 0 | 0 | 0 | 0 | 0 | 0 | 0 | 0 | 0 | 0 | 0 | 0 | 0 | 0 | 0 | 0 | 0 | 1 | 0 | 0 | 0 | 0 | 0 | -428.9315 | 201.2909 | 653.3714 | Bellota-Weber 230kV line | Kasson Jct-Heinz 115 kV line | Kasson Jct-Heinz 115 kV line |  | 0 | 0 | 0 | 0 | 0 | 0 | 31.0685 | 201.2909 | 653.3714 | Bellota-Weber 230kV line | Kasson Jct-Heinz 115 kV line | Kasson Jct-Heinz 115 kV line |  | 5 | 1 | YES | 2 | 1 | 1 | NO | 1
SDGE | Rancho Mission Viejo | 138 | 0 | 0 | 0 | 0 | 0 | 0 | 0 | 0 | 0 | 0 | 0 | 0 | 0 | 0 | 0 | 0 | 0 | 0 | 0 | 0 | 0 | 0 | 0 | 0 | 0 | 1 | 0 | 0 | 0 | 0 | 0 | 0 | 0 | 0 | 0 | 0 | 0 | 1 | 1 | 0 | 0 | 0 | 0 | 0 | 0 | 0 | 0 | 0 | 0 | 0 | 0 | 0 | 0 | 0 | 0 | 0 | 0 | 0 | 0 | 0 | 0 | 0 | 0 | 0 | 0 | 0 | 0 | 0 | 0 | 0 | 0 | 0 | 0 | 0 | 0 | 0 | 0 | 0 | 0 | 0 | 0 | 0 | 0 | 0 | 0 | 0 | 0 | 0 | 0 | 0 | 0 | 0 | 0 | 0 | 0 | 0 | 0 |  |  | 0 | 0 | 0 | 0 | 0 | 0 | 0 | 0 | 0 | 0 | 0 | 0 | 0 | 0 | 0 | 0 | 0 | 0 | 0 | 0 | 0 | 0 | 0 | 0 | 0 | 0 | 0 | 0 | 0 | 0 | 0 | 0 | 0 | 0 | 0 | 0 | 401 | 451 | 601 | Trabuco-Capistrano 138 kV constraint | Trabuco-Capistrano 138 kV constraint | Trabuco-Capistrano 138 kV constraint |  | 0 | 0 | 0 | 0 | 0 | 0 | 401 | 451 | 601 | Trabuco-Capistrano 138 kV constraint | Trabuco-Capistrano 138 kV constraint | Trabuco-Capistrano 138 kV constraint |  | 1 | 1 | NO | 1 | 1 | 1 | NO | 1
PG&E GBA | Rancho Seco | 230 | 0 | 0 | 0 | 0 | 0 | 0 | 0 | 0 | 0 | 0 | 0 | 0 | 0 | 0 | 0 | 0 | 0 | 0 | 0 | 0 | 0 | 0 | 0 | 0 | 0 | 0 | 0 | 0 | 0 | 0 | 0 | 0 | 0 | 0 | 0 | 0 | 0 | 0 | 0 | 0 | 0 | 0 | 0 | 0 | 0 | 1 | 0 | 0 | 0 | 0 | 0 | 0 | 0 | 0 | 0 | 0 | 0 | 0 | 0 | 1 | 1 | 0 | 0 | 0 | 0 | 0 | 0 | 0 | 0 | 0 | 0 | 0 | 0 | 0 | 0 | 0 | 0 | 0 | 0 | 0 | 0 | 0 | 0 | 0 | 0 | 0 | 0 | 0 | 0 | 0 | 0 | 0 | 0 | 0 | 0 | 0 | 0 |  |  | 0 | 0 | 0 | 0 | 0 | 0 | 0 | 0 | 0 | 0 | 0 | 0 | 0 | 0 | 0 | 0 | 0 | 0 | 0 | 0 | 0 | 0 | 0 | 0 | 0 | 0 | 0 | 0 | 0 | 0 | 1 | 0 | 0 | 0 | 0 | 0 | -428.9315 | 397.8459 | 3191.0022 | Bellota-Weber 230kV line | Bellota-Weber 230kV line | Bellota-Weber 230kV line |  | 0 | 0 | 0 | 0 | 0 | 0 | 31.0685 | 671.7 | 3191.0022 | Bellota-Weber 230kV line | Eight Mile-Tesla 230 kV line | Bellota-Weber 230kV line |  | 5 | 1 | YES | 2 | 1 | 1 | NO | 1
SCE Metro | Rancho Vista | 230 | 0 | 0 | 0 | 0 | 0 | 0 | 0 | 0 | 0 | 1 | 0 | 0 | 0 | 0 | 0 | 0 | 0 | 0 | 0 | 0 | 0 | 0 | 0 | 0 | 0 | 0 | 0 | 0 | 0 | 0 | 0 | 0 | 0 | 0 | 0 | 0 | 0 | 0 | 0 | 0 | 0 | 0 | 0 | 0 | 0 | 0 | 0 | 0 | 0 | 0 | 0 | 0 | 0 | 0 | 0 | 0 | 0 | 0 | 0 | 0 | 0 | 0 | 0 | 0 | 0 | 0 | 0 | 0 | 0 | 0 | 0 | 0 | 0 | 0 | 0 | 0 | 0 | 0 | 0 | 0 | 0 | 0 | 0 | 0 | 0 | 0 | 0 | 0 | 0 | 0 | 0 | 0 | 0 | 0 | 0 | 0 | 0 |  |  | 0 | 0 | 0 | 0 | 0 | 0 | 0 | 0 | 0 | 0 | 0 | 0 | 0 | 0 | 0 | 0 | 0 | 0 | 0 | 0 | 0 | 0 | 0 | 0 | 0 | 0 | 0 | 0 | 0 | 0 | 0 | 0 | 0 | 0 | 0 | 0 | 9741.6 | 11376.2 | 14050.5055 | SCE Metro Area Default Constraint | SCE Metro Area Default Constraint | SCE Metro Area Default Constraint |  | 0 | 0 | 0 | 0 | 0 | 0 | 9741.6 | 11376.2 | 14050.5055 | SCE Metro Area Default Constraint | SCE Metro Area Default Constraint | SCE Metro Area Default Constraint |  | 1 | 1 | NO | 1 | 1 | 1 | NO | 1
SCE Metro | Rancho Vista | 500 | 0 | 0 | 0 | 0 | 0 | 0 | 0 | 0 | 0 | 1 | 0 | 0 | 0 | 0 | 0 | 0 | 0 | 0 | 0 | 0 | 0 | 0 | 0 | 0 | 0 | 0 | 0 | 0 | 0 | 0 | 0 | 0 | 0 | 0 | 0 | 0 | 0 | 0 | 0 | 0 | 0 | 0 | 0 | 0 | 0 | 0 | 0 | 0 | 0 | 0 | 0 | 0 | 0 | 0 | 0 | 0 | 0 | 0 | 0 | 0 | 0 | 0 | 0 | 0 | 0 | 0 | 0 | 0 | 0 | 0 | 0 | 0 | 0 | 0 | 0 | 0 | 0 | 0 | 0 | 0 | 0 | 0 | 0 | 0 | 0 | 0 | 0 | 0 | 0 | 0 | 0 | 0 | 0 | 0 | 0 | 0 | 0 |  |  | 0 | 0 | 0 | 0 | 0 | 0 | 0 | 0 | 0 | 0 | 0 | 0 | 0 | 0 | 0 | 0 | 0 | 0 | 0 | 0 | 0 | 0 | 0 | 0 | 0 | 0 | 0 | 0 | 0 | 0 | 0 | 0 | 0 | 0 | 0 | 0 | 9741.6 | 11376.2 | 14050.5055 | SCE Metro Area Default Constraint | SCE Metro Area Default Constraint | SCE Metro Area Default Constraint |  | 0 | 0 | 0 | 0 | 0 | 0 | 9741.6 | 11376.2 | 14050.5055 | SCE Metro Area Default Constraint | SCE Metro Area Default Constraint | SCE Metro Area Default Constraint |  | 1 | 1 | NO | 1 | 1 | 1 | NO | 1
SCE NOL | Ransburg | 115 | 0 | 0 | 0 | 0 | 0 | 0 | 0 | 0 | 0 | 0 | 0 | 1 | 1 | 1 | 0 | 0 | 0 | 0 | 0 | 0 | 0 | 0 | 0 | 0 | 0 | 0 | 0 | 0 | 0 | 0 | 0 | 0 | 0 | 0 | 0 | 0 | 0 | 0 | 0 | 0 | 0 | 0 | 0 | 0 | 0 | 0 | 0 | 0 | 0 | 0 | 0 | 0 | 0 | 0 | 0 | 0 | 0 | 0 | 0 | 0 | 0 | 0 | 0 | 0 | 0 | 0 | 0 | 0 | 0 | 0 | 0 | 0 | 0 | 0 | 0 | 0 | 0 | 0 | 0 | 0 | 0 | 0 | 0 | 0 | 0 | 0 | 0 | 0 | 0 | 0 | 0 | 0 | 0 | 0 | 0 | 0 | 0 |  |  | 0 | 0 | 0 | 0 | 0 | 0 | 0 | 0 | 0 | 0 | 0 | 0 | 0 | 0 | 0 | 0 | 0 | 0 | 0 | 0 | 0 | 0 | 0 | 3.3 | 0 | 0 | 0 | 0 | 0 | 1 | 0 | 2 | 0 | 2 | 0 | 0 | -0.23 | -8.3 | 880.3938 | South of Kramer Area Constraint | South of Kramer Area Constraint | South of Kramer Area Constraint |  | 0 | 2 | 0 | 2 | 0 | 0 | -0.23 | -8.3 | 880.3938 | South of Kramer Area Constraint | South of Kramer Area Constraint | South of Kramer Area Constraint |  | 3 | 3 | NO | 3 | 1 | 1 | NO | 1
PG&E GBA | Ravenswood | 115 | 0 | 0 | 0 | 0 | 0 | 0 | 0 | 0 | 0 | 0 | 0 | 0 | 0 | 0 | 0 | 0 | 0 | 0 | 0 | 0 | 0 | 0 | 0 | 0 | 0 | 0 | 0 | 0 | 0 | 0 | 0 | 0 | 0 | 0 | 0 | 0 | 0 | 0 | 0 | 1 | 0 | 0 | 0 | 0 | 0 | 0 | 0 | 0 | 0 | 0 | 0 | 0 | 1 | 0 | 0 | 1 | 0 | 0 | 0 | 0 | 0 | 0 | 0 | 0 | 0 | 0 | 0 | 0 | 0 | 0 | 0 | 0 | 0 | 0 | 0 | 0 | 0 | 0 | 0 | 0 | 0 | 0 | 0 | 0 | 0 | 0 | 0 | 0 | 0 | 0 | 0 | 0 | 0 | 0 | 0 | 0 | 0 |  |  | 0 | 0 | 0 | 0 | 0 | 0 | 0 | 0 | 0 | 0 | 0 | 0 | 0 | 0 | 0 | 0 | 0 | 0 | 0 | 0 | 0 | 0 | 0 | 0 | 0 | 0 | 0 | 0 | 0 | 0 | 0 | 0 | 0 | 0 | 0 | 0 | 804.745 | 2035.936 | 5151.188 | Collinsville-Tesla 500 kV Line | Collinsville-Tesla 500 kV Line | Sobrante-Moraga 230 kV line |  | 0 | 0 | 0 | 0 | 0 | 0 | 804.745 | 2035.936 | 5151.188 | Collinsville-Tesla 500 kV Line | Collinsville-Tesla 500 kV Line | Sobrante-Moraga 230 kV line |  | 1 | 1 | NO | 1 | 1 | 1 | NO | 1
PG&E GBA | Ravenswood | 230 | 0 | 0 | 0 | 0 | 0 | 0 | 0 | 0 | 0 | 0 | 0 | 0 | 0 | 0 | 0 | 0 | 0 | 0 | 0 | 0 | 0 | 0 | 0 | 0 | 0 | 0 | 0 | 0 | 0 | 0 | 0 | 0 | 0 | 0 | 0 | 0 | 0 | 0 | 0 | 1 | 0 | 0 | 0 | 0 | 0 | 0 | 0 | 0 | 0 | 0 | 0 | 0 | 1 | 0 | 0 | 1 | 0 | 0 | 0 | 0 | 0 | 0 | 0 | 0 | 0 | 0 | 0 | 0 | 0 | 0 | 0 | 0 | 0 | 0 | 0 | 0 | 0 | 0 | 0 | 0 | 0 | 0 | 0 | 0 | 0 | 0 | 0 | 0 | 0 | 0 | 0 | 0 | 0 | 0 | 0 | 0 | 0 |  |  | 0 | 0 | 0 | 0 | 0 | 0 | 0 | 0 | 0 | 0 | 0 | 0 | 0 | 0 | 0 | 0 | 0 | 0 | 0 | 0 | 0 | 0 | 0 | 0 | 0 | 0 | 0 | 0 | 0 | 0 | 0 | 0 | 0 | 0 | 0 | 0 | 804.745 | 2035.936 | 5151.188 | Collinsville-Tesla 500 kV Line | Collinsville-Tesla 500 kV Line | Sobrante-Moraga 230 kV line |  | 0 | 0 | 0 | 0 | 0 | 0 | 804.745 | 2035.936 | 5151.188 | Collinsville-Tesla 500 kV Line | Collinsville-Tesla 500 kV Line | Sobrante-Moraga 230 kV line |  | 1 | 1 | NO | 1 | 1 | 1 | NO | 1
SCE Northern | Rector | 230 | 1 | 0 | 1 | 0 | 0 | 1 | 1 | 0 | 0 | 0 | 0 | 0 | 0 | 0 | 0 | 0 | 0 | 0 | 0 | 0 | 0 | 0 | 0 | 0 | 0 | 0 | 0 | 0 | 0 | 0 | 0 | 0 | 0 | 0 | 0 | 0 | 0 | 0 | 0 | 0 | 0 | 0 | 0 | 0 | 0 | 0 | 0 | 0 | 0 | 0 | 0 | 0 | 0 | 0 | 0 | 0 | 0 | 0 | 0 | 0 | 0 | 0 | 0 | 0 | 0 | 0 | 0 | 0 | 0 | 0 | 0 | 0 | 0 | 0 | 0 | 0 | 0 | 0 | 0 | 0 | 0 | 0 | 0 | 0 | 0 | 0 | 0 | 0 | 0 | 0 | 0 | 0 | 0 | 0 | 0 | 0 | 0 |  |  | 0 | 0 | 0 | 0 | 0 | 0 | 0 | 0 | 0 | 0 | 0 | 0 | 0 | 0 | 0 | 0 | 0 | 0 | 0 | 0 | 0 | 0 | 0 | 15 | 0 | 0 | 0 | 0 | 0 | 1 | 0 | 0 | 0 | 0 | 0 | 0 | 125.75 | 188.5 | 1669.14 | North of Magunden Constraint | North of Magunden Constraint | North of Magunden Constraint |  | 0 | 0 | 0 | 0 | 0 | 0 | 125.75 | 188.5 | 1669.14 | North of Magunden Constraint | North of Magunden Constraint | North of Magunden Constraint |  | 1 | 1 | NO | 1 | 1 | 1 | NO | 1
SCE Eastern | Red Bluff | 230 | 0 | 0 | 0 | 0 | 0 | 0 | 0 | 0 | 0 | 0 | 0 | 0 | 0 | 0 | 0 | 0 | 0 | 1 | 0 | 1 | 1 | 1 | 0 | 0 | 0 | 0 | 0 | 0 | 0 | 0 | 0 | 0 | 0 | 0 | 0 | 0 | 0 | 0 | 0 | 0 | 0 | 0 | 0 | 0 | 0 | 0 | 0 | 0 | 0 | 0 | 0 | 0 | 0 | 0 | 0 | 0 | 0 | 0 | 0 | 0 | 0 | 0 | 0 | 0 | 0 | 0 | 0 | 0 | 0 | 0 | 0 | 0 | 0 | 0 | 0 | 0 | 0 | 0 | 0 | 0 | 0 | 0 | 0 | 0 | 0 | 0 | 0 | 0 | 0 | 0 | 0 | 0 | 0 | 0 | 0 | 0 | 0 |  |  | 0 | 0 | 0 | 0 | 0 | 0 | 0 | 0 | 0 | 0 | 0 | 0 | 0 | 0 | 0 | 0 | 0 | 0 | 0 | 0 | 0 | 0 | 0 | 0 | 0 | 463.5 | 446 | 0 | 0 | 1 | 0 | 0 | 0 | 0 | 0 | 0 | 1004 | 1227 | 1692.105 | Red Bluff 500/230 kV Constraint | Red Bluff 500/230 kV Constraint | Red Bluff 500/230 kV Constraint |  | 0 | 0 | 0 | 0 | 0 | 0 | 1004 | 1227 | 1692.105 | Red Bluff 500/230 kV Constraint | Red Bluff 500/230 kV Constraint | Red Bluff 500/230 kV Constraint |  | 1 | 1 | NO | 1 | 1 | 1 | NO | 1
SCE Eastern | Red Bluff | 500 | 0 | 0 | 0 | 0 | 0 | 0 | 0 | 0 | 0 | 0 | 0 | 0 | 0 | 0 | 0 | 0 | 0 | 1 | 0 | 1 | 0 | 1 | 0 | 0 | 0 | 0 | 0 | 0 | 0 | 0 | 0 | 0 | 0 | 0 | 0 | 0 | 0 | 0 | 0 | 0 | 0 | 0 | 0 | 0 | 0 | 0 | 0 | 0 | 0 | 0 | 0 | 0 | 0 | 0 | 0 | 0 | 0 | 0 | 0 | 0 | 0 | 0 | 0 | 0 | 0 | 0 | 0 | 0 | 0 | 0 | 0 | 0 | 0 | 0 | 0 | 0 | 0 | 0 | 0 | 0 | 0 | 0 | 0 | 0 | 0 | 0 | 0 | 0 | 0 | 0 | 0 | 0 | 0 | 0 | 0 | 0 | 0 |  |  | 0 | 0 | 0 | 0 | 0 | 0 | 0 | 0 | 0 | 0 | -250 | -125 | 0 | 0 | 1 | 0 | 0 | 0 | 0 | 0 | 0 | 0 | 0 | 0 | 175 | 0 | 100 | 0 | 0 | 1 | 0 | 0 | 0 | 0 | 0 | 0 | 1067.92 | 2594.325 | 4753.535 | Serrano-Alberhill-Valley Constraint | Etiwanda-Rancho Vista Constraint | Devers-Red Bluff Constraint |  | 0 | 0 | 0 | 0 | 0 | 0 | 1067.92 | 2594.325 | 4753.535 | Serrano-Alberhill-Valley Constraint | Etiwanda-Rancho Vista Constraint | Devers-Red Bluff Constraint |  | 1 | 1 | NO | 1 | 1 | 1 | NO | 1
PG&E NGBA | Redbud | 115 | 0 | 0 | 0 | 0 | 0 | 0 | 0 | 0 | 0 | 0 | 0 | 0 | 0 | 0 | 0 | 0 | 0 | 0 | 0 | 0 | 0 | 0 | 0 | 0 | 0 | 0 | 0 | 0 | 0 | 0 | 0 | 0 | 0 | 0 | 0 | 0 | 0 | 0 | 0 | 1 | 0 | 0 | 0 | 0 | 0 | 0 | 0 | 0 | 0 | 0 | 0 | 0 | 1 | 0 | 0 | 0 | 0 | 0 | 0 | 0 | 0 | 0 | 0 | 0 | 0 | 0 | 1 | 0 | 0 | 0 | 0 | 0 | 0 | 0 | 0 | 0 | 0 | 0 | 0 | 0 | 0 | 0 | 0 | 0 | 0 | 0 | 0 | 0 | 0 | 0 | 0 | 0 | 0 | 0 | 0 | 0 | 0 |  |  | 0 | 0 | 0 | 0 | 0 | 0 | 0 | 0 | 0 | 0 | 0 | 0 | 0 | 0 | 0 | 0 | 0 | 0 | 0 | 0 | 0 | 0 | 0 | 0 | 0 | 0 | 0 | 0 | 0 | 0 | 1 | 0 | 0 | 0 | 0 | 0 | -219.475 | 108.573 | 1029.902 | Birds Landing-Contra Costa 230kV Line | Birds Landing-Contra Costa 230kV Line | Birds Landing-Contra Costa 230kV Line |  | 0 | 0 | 0 | 0 | 0 | 0 | 804.745 | 1874.573 | 1029.902 | Collinsville-Tesla 500 kV Line | Birds Landing-Contra Costa 230kV Line | Birds Landing-Contra Costa 230kV Line |  | 5 | 1 | YES | 2 | 1 | 1 | NO | 1
SCE Metro | Redondo | 230 | 0 | 0 | 0 | 0 | 0 | 0 | 0 | 0 | 0 | 1 | 0 | 0 | 0 | 0 | 0 | 0 | 0 | 0 | 0 | 0 | 0 | 0 | 0 | 0 | 0 | 0 | 0 | 0 | 0 | 0 | 0 | 0 | 0 | 0 | 0 | 0 | 0 | 0 | 0 | 0 | 0 | 0 | 0 | 0 | 0 | 0 | 0 | 0 | 0 | 0 | 0 | 0 | 0 | 0 | 0 | 0 | 0 | 0 | 0 | 0 | 0 | 0 | 0 | 0 | 0 | 0 | 0 | 0 | 0 | 0 | 0 | 0 | 0 | 0 | 0 | 0 | 0 | 0 | 0 | 0 | 0 | 0 | 0 | 0 | 0 | 0 | 0 | 0 | 0 | 0 | 0 | 0 | 0 | 0 | 0 | 0 | 0 |  |  | 0 | 0 | 0 | 0 | 0 | 0 | 0 | 0 | 0 | 0 | 0 | 0 | 0 | 0 | 0 | 0 | 0 | 0 | 0 | 0 | 0 | 0 | 0 | 0 | 0 | 0 | 0 | 0 | 0 | 0 | 0 | 0 | 0 | 0 | 0 | 0 | 9741.6 | 11376.2 | 14050.5055 | SCE Metro Area Default Constraint | SCE Metro Area Default Constraint | SCE Metro Area Default Constraint |  | 0 | 0 | 0 | 0 | 0 | 0 | 9741.6 | 11376.2 | 14050.5055 | SCE Metro Area Default Constraint | SCE Metro Area Default Constraint | SCE Metro Area Default Constraint |  | 1 | 1 | NO | 1 | 1 | 1 | NO | 1
PG&E FRESNO | Reedley | 115 | 0 | 0 | 0 | 0 | 0 | 0 | 0 | 0 | 0 | 0 | 0 | 0 | 0 | 0 | 0 | 0 | 0 | 0 | 0 | 0 | 0 | 0 | 0 | 0 | 0 | 0 | 0 | 0 | 0 | 0 | 0 | 0 | 0 | 0 | 0 | 0 | 0 | 0 | 0 | 0 | 0 | 0 | 0 | 0 | 0 | 1 | 0 | 0 | 0 | 0 | 0 | 0 | 0 | 0 | 0 | 0 | 0 | 0 | 0 | 0 | 0 | 0 | 0 | 0 | 0 | 0 | 0 | 0 | 0 | 0 | 0 | 0 | 0 | 0 | 0 | 0 | 0 | 0 | 1 | 0 | 0 | 1 | 0 | 0 | 1 | 1 | 0 | 0 | 0 | 1 | 0 | 0 | 0 | 0 | 1 | 0 | 0 |  |  | 0 | 0 | 0 | 0 | 0 | 0 | 0 | 0 | 0 | 0 | 0 | 0 | 0 | 0 | 0 | 0 | 12 | 0 | 0 | 0 | 0 | 0 | 0 | 0 | 0 | 0 | 0 | 0 | 0 | 1 | 2 | 0 | 1 | 0 | 0 | 0 | -1070.2 | -530.5 | 898.7076 | Borden-Storey #1 230kV line | Borden-Storey #1 230kV line | Borden-Storey #1 230kV line |  | 0 | 0 | 0 | 0 | 0 | 0 | 31.0685 | 549.9 | 1015.3876 | Bellota-Weber 230kV line | NEW- Melones-Cottle 230kV line | NEW- Melones-Cottle 230kV line |  | 5 | 1 | YES | 2 | 1 | 1 | NO | 1
PG&E KERN | Renfro | 115 | 0 | 0 | 0 | 0 | 0 | 0 | 0 | 0 | 0 | 0 | 0 | 0 | 0 | 0 | 0 | 0 | 0 | 0 | 0 | 0 | 0 | 0 | 0 | 0 | 0 | 0 | 0 | 0 | 0 | 0 | 0 | 0 | 0 | 0 | 0 | 0 | 0 | 0 | 0 | 0 | 0 | 0 | 0 | 0 | 0 | 0 | 0 | 0 | 0 | 0 | 0 | 0 | 0 | 0 | 0 | 0 | 0 | 0 | 0 | 0 | 0 | 0 | 0 | 0 | 0 | 0 | 0 | 1 | 0 | 0 | 0 | 0 | 0 | 0 | 1 | 0 | 0 | 0 | 1 | 1 | 0 | 0 | 0 | 0 | 0 | 0 | 0 | 0 | 0 | 0 | 0 | 0 | 0 | 0 | 0 | 0 | 0 |  |  | 0 | 0 | 0 | 0 | 0 | 0 | 0 | 0 | 0 | 0 | 0 | 0 | 0 | 0 | 0 | 0 | 0 | 0 | 0 | 0 | 0 | 0 | 0 | 0 | 0 | 0 | 0 | 0 | 0 | 0 | 0 | 0 | 0 | 0 | 0 | 0 | 334.015 | 243.8117 | 587.675 | Cal Flat-Gates 230 kV line | Cal Flat-Gates 230 kV line | Cal Flat-Gates 230 kV line |  | 0 | 0 | 0 | 0 | 0 | 0 | 334.015 | 243.8117 | 587.675 | Cal Flat-Gates 230 kV line | Cal Flat-Gates 230 kV line | Cal Flat-Gates 230 kV line |  | 1 | 1 | NO | 1 | 1 | 1 | NO | 1
PG&E GBA | Richmond R | 115 | 0 | 0 | 0 | 0 | 0 | 0 | 0 | 0 | 0 | 0 | 0 | 0 | 0 | 0 | 0 | 0 | 0 | 0 | 0 | 0 | 0 | 0 | 0 | 0 | 0 | 0 | 0 | 0 | 0 | 0 | 0 | 0 | 0 | 0 | 0 | 0 | 0 | 0 | 0 | 1 | 0 | 0 | 0 | 0 | 0 | 0 | 0 | 0 | 0 | 1 | 0 | 0 | 1 | 1 | 1 | 1 | 0 | 0 | 1 | 1 | 0 | 1 | 0 | 0 | 0 | 1 | 0 | 0 | 0 | 0 | 0 | 0 | 0 | 0 | 0 | 0 | 0 | 0 | 0 | 0 | 0 | 0 | 0 | 0 | 0 | 0 | 0 | 0 | 0 | 0 | 0 | 0 | 0 | 0 | 0 | 0 | 0 |  |  | 0 | 0 | 0 | 0 | 0 | 0 | 0 | 0 | 0 | 0 | 0 | 0 | 0 | 0 | 0 | 0 | 0.5 | 0 | 0 | 0 | 0 | 0 | 0 | 8 | 0 | 0 | 0 | 0 | 0 | 1 | 1 | 0 | 1 | 0 | 0 | 0 | -763.325 | -136.609 | 1214.56 | Windmaster-Delta pumps 230 kV line | Windmaster-Delta pumps 230 kV line | Grant - Eastshore #2 line 115 kV |  | 0 | 0 | 0 | 0 | 0 | 0 | 401.875 | 742.923 | 1214.56 | Contra Costa- Windmaster 230 kV line | Contra Costa- Windmaster 230 kV line | Grant - Eastshore #2 line 115 kV |  | 5 | 1 | YES | 2 | 1 | 1 | NO | 1
PG&E NGBA | Rincon | 115 | 0 | 0 | 0 | 0 | 0 | 0 | 0 | 0 | 0 | 0 | 0 | 0 | 0 | 0 | 0 | 0 | 0 | 0 | 0 | 0 | 0 | 0 | 0 | 0 | 0 | 0 | 0 | 0 | 0 | 0 | 0 | 0 | 0 | 0 | 0 | 0 | 0 | 0 | 0 | 1 | 0 | 1 | 0 | 0 | 0 | 0 | 0 | 0 | 0 | 0 | 0 | 1 | 1 | 1 | 1 | 1 | 0 | 0 | 0 | 0 | 0 | 0 | 0 | 0 | 0 | 1 | 1 | 0 | 0 | 0 | 0 | 0 | 0 | 0 | 0 | 0 | 0 | 0 | 0 | 0 | 0 | 0 | 0 | 0 | 0 | 0 | 0 | 0 | 0 | 0 | 0 | 0 | 0 | 0 | 0 | 0 | 0 |  |  | 0 | 0 | 0 | 0 | 0 | 0 | 0 | 0 | 0 | 0 | 0 | 0 | 0 | 0 | 0 | 0 | 0 | 0 | 0 | 0 | 0 | 0 | 0 | 0 | 0 | 0 | 0 | 0 | 0 | 0 | 2 | 0 | 1 | 0 | 0 | 0 | -763.325 | -136.609 | 798.62 | Windmaster-Delta pumps 230 kV line | Windmaster-Delta pumps 230 kV line | Lakeville-Ignacio 230 kV line |  | 0 | 0 | 0 | 0 | 0 | 0 | 401.875 | 742.923 | 798.62 | Contra Costa- Windmaster 230 kV line | Contra Costa- Windmaster 230 kV line | Lakeville-Ignacio 230 kV line |  | 5 | 1 | YES | 2 | 1 | 1 | NO | 1
PG&E KERN | Rio Bravo | 115 | 0 | 0 | 0 | 0 | 0 | 0 | 0 | 0 | 0 | 0 | 0 | 0 | 0 | 0 | 0 | 0 | 0 | 0 | 0 | 0 | 0 | 0 | 0 | 0 | 0 | 0 | 0 | 0 | 0 | 0 | 0 | 0 | 0 | 0 | 0 | 0 | 0 | 0 | 0 | 0 | 0 | 0 | 0 | 0 | 0 | 0 | 0 | 0 | 0 | 0 | 0 | 0 | 0 | 0 | 0 | 0 | 0 | 0 | 0 | 0 | 0 | 0 | 0 | 0 | 0 | 0 | 0 | 1 | 0 | 0 | 0 | 0 | 0 | 0 | 1 | 0 | 0 | 0 | 1 | 1 | 0 | 0 | 0 | 0 | 0 | 0 | 0 | 0 | 0 | 0 | 0 | 0 | 0 | 0 | 0 | 0 | 0 |  |  | 0 | 0 | 0 | 0 | 0 | 0 | 0 | 0 | 0 | 0 | 0 | 0 | 0 | 0 | 0 | 0 | 5 | 0 | 0 | 0 | 0 | 0 | 0 | 0 | 0 | 0 | 0 | 0 | 0 | 1 | 0 | 0 | 0 | 0 | 0 | 0 | 334.015 | 243.8117 | 587.675 | Cal Flat-Gates 230 kV line | Cal Flat-Gates 230 kV line | Cal Flat-Gates 230 kV line |  | 0 | 0 | 0 | 0 | 0 | 0 | 334.015 | 243.8117 | 587.675 | Cal Flat-Gates 230 kV line | Cal Flat-Gates 230 kV line | Cal Flat-Gates 230 kV line |  | 1 | 1 | NO | 1 | 1 | 1 | NO | 1
SCE Metro | Rio Hondo | 230 | 0 | 0 | 0 | 0 | 0 | 0 | 0 | 0 | 0 | 1 | 0 | 0 | 0 | 0 | 0 | 0 | 0 | 0 | 0 | 0 | 0 | 0 | 0 | 0 | 0 | 0 | 0 | 0 | 0 | 0 | 0 | 0 | 0 | 0 | 0 | 0 | 0 | 0 | 0 | 0 | 0 | 0 | 0 | 0 | 0 | 0 | 0 | 0 | 0 | 0 | 0 | 0 | 0 | 0 | 0 | 0 | 0 | 0 | 0 | 0 | 0 | 0 | 0 | 0 | 0 | 0 | 0 | 0 | 0 | 0 | 0 | 0 | 0 | 0 | 0 | 0 | 0 | 0 | 0 | 0 | 0 | 0 | 0 | 0 | 0 | 0 | 0 | 0 | 0 | 0 | 0 | 0 | 0 | 0 | 0 | 0 | 0 |  |  | 0 | 0 | 0 | 0 | 0 | 0 | 0 | 0 | 0 | 0 | 0 | 0 | 0 | 0 | 0 | 0 | 0 | 0 | 0 | 0 | 0 | 0 | 0 | 0 | 0 | 0 | 165 | 10 | 0 | 1 | 0 | 0 | 0 | 0 | 0 | 0 | 9741.6 | 11376.2 | 14050.5055 | SCE Metro Area Default Constraint | SCE Metro Area Default Constraint | SCE Metro Area Default Constraint |  | 0 | 0 | 0 | 0 | 0 | 0 | 9741.6 | 11376.2 | 14050.5055 | SCE Metro Area Default Constraint | SCE Metro Area Default Constraint | SCE Metro Area Default Constraint |  | 1 | 1 | NO | 1 | 1 | 1 | NO | 1
PG&E NGBA | Rio Oso | 115 | 0 | 0 | 0 | 0 | 0 | 0 | 0 | 0 | 0 | 0 | 0 | 0 | 0 | 0 | 0 | 0 | 0 | 0 | 0 | 0 | 0 | 0 | 0 | 0 | 0 | 0 | 0 | 0 | 0 | 0 | 0 | 0 | 0 | 0 | 0 | 0 | 0 | 0 | 0 | 1 | 1 | 0 | 1 | 0 | 1 | 1 | 1 | 1 | 0 | 0 | 0 | 0 | 0 | 0 | 0 | 0 | 0 | 0 | 0 | 1 | 1 | 0 | 0 | 0 | 0 | 0 | 0 | 0 | 0 | 0 | 0 | 0 | 0 | 0 | 0 | 0 | 0 | 0 | 0 | 0 | 0 | 0 | 0 | 0 | 0 | 0 | 0 | 0 | 0 | 0 | 0 | 0 | 0 | 0 | 0 | 0 | 0 |  |  | 0 | 0 | 0 | 0 | 0 | 0 | 0 | 0 | 0 | 0 | 0 | 0 | 0 | 0 | 0 | 0 | 0 | 0 | 0 | 0 | 0 | 0 | 0 | 0 | 0 | 0 | 0 | 0 | 0 | 0 | 1 | 0 | 0 | 0 | 0 | 0 | -428.9315 | 41.5 | 32.84 | Bellota-Weber 230kV line | Rocklin-Pleaseant grove 115kV line | Woodland- Davis 115kV line |  | 0 | 0 | 0 | 0 | 0 | 0 | 31.0685 | 41.5 | 32.84 | Bellota-Weber 230kV line | Rocklin-Pleaseant grove 115kV line | Woodland- Davis 115kV line |  | 5 | 1 | YES | 2 | 1 | 1 | NO | 1
PG&E NGBA | Rio Oso | 230 | 0 | 0 | 0 | 0 | 0 | 0 | 0 | 0 | 0 | 0 | 0 | 0 | 0 | 0 | 0 | 0 | 0 | 0 | 0 | 0 | 0 | 0 | 0 | 0 | 0 | 0 | 0 | 0 | 0 | 0 | 0 | 0 | 0 | 0 | 0 | 0 | 0 | 0 | 0 | 1 | 1 | 0 | 1 | 0 | 1 | 1 | 1 | 1 | 0 | 0 | 0 | 0 | 0 | 0 | 0 | 0 | 0 | 0 | 0 | 1 | 1 | 0 | 0 | 0 | 0 | 0 | 0 | 0 | 0 | 0 | 0 | 0 | 0 | 0 | 0 | 0 | 0 | 0 | 0 | 0 | 0 | 0 | 0 | 0 | 0 | 0 | 0 | 0 | 0 | 0 | 0 | 0 | 0 | 0 | 0 | 0 | 0 |  |  | 0 | 0 | 0 | 0 | 0 | 0 | 0 | 0 | 0 | 0 | 0 | 0 | 0 | 0 | 0 | 0 | 0 | 0 | 0 | 0 | 0 | 0 | 0 | 0 | 0 | 0 | 0 | 0 | 0 | 0 | 1 | 0 | 0 | 0 | 0 | 0 | -428.9315 | 41.5 | 32.84 | Bellota-Weber 230kV line | Rocklin-Pleaseant grove 115kV line | Woodland- Davis 115kV line |  | 0 | 0 | 0 | 0 | 0 | 0 | 31.0685 | 41.5 | 32.84 | Bellota-Weber 230kV line | Rocklin-Pleaseant grove 115kV line | Woodland- Davis 115kV line |  | 5 | 1 | YES | 2 | 1 | 1 | NO | 1
PG&E GBA | Ripon | 115 | 0 | 0 | 0 | 0 | 0 | 0 | 0 | 0 | 0 | 0 | 0 | 0 | 0 | 0 | 0 | 0 | 0 | 0 | 0 | 0 | 0 | 0 | 0 | 0 | 0 | 0 | 0 | 0 | 0 | 0 | 0 | 0 | 0 | 0 | 0 | 0 | 0 | 0 | 0 | 0 | 0 | 0 | 0 | 0 | 0 | 1 | 0 | 0 | 0 | 0 | 0 | 0 | 0 | 0 | 0 | 1 | 0 | 1 | 0 | 1 | 0 | 0 | 0 | 1 | 0 | 1 | 0 | 0 | 0 | 0 | 0 | 0 | 0 | 0 | 0 | 0 | 0 | 0 | 0 | 0 | 0 | 0 | 0 | 0 | 0 | 0 | 0 | 0 | 0 | 0 | 0 | 0 | 0 | 0 | 0 | 0 | 0 |  |  | 0 | 0 | 0 | 0 | 0 | 0 | 0 | 0 | 0 | 0 | 0 | 0 | 0 | 0 | 0 | 0 | 0 | 0 | 0 | 0 | 0 | 0 | 0 | 2.6 | 0 | 0 | 60 | 0 | 0 | 1 | 1 | 0 | 0 | 0 | 0 | 0 | -428.9315 | 137.0109 | 239.4144 | Bellota-Weber 230kV line | Tesla-Salado 115 kV line | Tesla-Salado 115 kV line |  | 0 | 0 | 0 | 0 | 0 | 0 | 31.0685 | 137.0109 | 239.4144 | Bellota-Weber 230kV line | Tesla-Salado 115 kV line | Tesla-Salado 115 kV line |  | 5 | 1 | YES | 2 | 1 | 1 | NO | 1
PG&E GBA | Riverbank | 115 | 0 | 0 | 0 | 0 | 0 | 0 | 0 | 0 | 0 | 0 | 0 | 0 | 0 | 0 | 0 | 0 | 0 | 0 | 0 | 0 | 0 | 0 | 0 | 0 | 0 | 0 | 0 | 0 | 0 | 0 | 0 | 0 | 0 | 0 | 0 | 0 | 0 | 0 | 0 | 0 | 0 | 0 | 0 | 0 | 0 | 1 | 0 | 0 | 0 | 0 | 0 | 0 | 0 | 0 | 0 | 1 | 0 | 1 | 0 | 1 | 0 | 0 | 0 | 0 | 0 | 1 | 0 | 0 | 0 | 0 | 0 | 0 | 0 | 0 | 0 | 0 | 0 | 0 | 0 | 0 | 0 | 0 | 0 | 0 | 0 | 0 | 0 | 0 | 0 | 0 | 0 | 0 | 0 | 0 | 0 | 0 | 0 |  |  | 0 | 0 | 0 | 0 | 0 | 0 | 0 | 0 | 0 | 0 | 0 | 0 | 0 | 0 | 0 | 0 | 0 | 0 | 0 | 0 | 0 | 0 | 0 | 0 | 0 | 0 | 0 | 0 | 0 | 0 | 1 | 0 | 0 | 0 | 0 | 0 | -428.9315 | 201.2909 | 653.3714 | Bellota-Weber 230kV line | Kasson Jct-Heinz 115 kV line | Kasson Jct-Heinz 115 kV line |  | 0 | 0 | 0 | 0 | 0 | 0 | 31.0685 | 201.2909 | 653.3714 | Bellota-Weber 230kV line | Kasson Jct-Heinz 115 kV line | Kasson Jct-Heinz 115 kV line |  | 5 | 1 | YES | 2 | 1 | 1 | NO | 1
SCE NOL | Roadway | 115 | 0 | 0 | 0 | 0 | 0 | 0 | 0 | 0 | 0 | 0 | 0 | 0 | 1 | 1 | 0 | 0 | 0 | 0 | 0 | 0 | 0 | 0 | 0 | 0 | 0 | 0 | 0 | 0 | 0 | 0 | 0 | 0 | 0 | 0 | 0 | 0 | 0 | 0 | 0 | 0 | 0 | 0 | 0 | 0 | 0 | 0 | 0 | 0 | 0 | 0 | 0 | 0 | 0 | 0 | 0 | 0 | 0 | 0 | 0 | 0 | 0 | 0 | 0 | 0 | 0 | 0 | 0 | 0 | 0 | 0 | 0 | 0 | 0 | 0 | 0 | 0 | 0 | 0 | 0 | 0 | 0 | 0 | 0 | 0 | 0 | 0 | 0 | 0 | 0 | 0 | 0 | 0 | 0 | 0 | 0 | 0 | 0 |  |  | 0 | 0 | 0 | 0 | 0 | 0 | 0 | 0 | 0 | 0 | 0 | 0 | 0 | 0 | 0 | 0 | 2.7 | 0 | 0 | 0 | 0 | 0 | 0 | 2 | 211 | 34 | 100 | 12 | 0 | 1 | 0 | 0 | 0 | 0 | 0 | 0 | 435.64 | 342.2 | 1480.9638 | Victor to Lugo Area Constraint | Victor to Lugo Area Constraint | Victor to Lugo Area Constraint |  | 0 | 0 | 0 | 0 | 0 | 0 | 435.64 | 342.2 | 1480.9638 | Victor to Lugo Area Constraint | Victor to Lugo Area Constraint | Victor to Lugo Area Constraint |  | 1 | 1 | NO | 1 | 1 | 1 | NO | 1
PG&E NGBA | Rock Creek 1 | 230 | 0 | 0 | 0 | 0 | 0 | 0 | 0 | 0 | 0 | 0 | 0 | 0 | 0 | 0 | 0 | 0 | 0 | 0 | 0 | 0 | 0 | 0 | 0 | 0 | 0 | 0 | 0 | 0 | 0 | 0 | 0 | 0 | 0 | 0 | 0 | 0 | 0 | 0 | 0 | 1 | 0 | 0 | 0 | 0 | 0 | 1 | 0 | 1 | 0 | 0 | 0 | 0 | 0 | 0 | 0 | 0 | 0 | 0 | 0 | 1 | 1 | 0 | 0 | 0 | 0 | 0 | 0 | 0 | 0 | 0 | 0 | 0 | 0 | 0 | 0 | 0 | 0 | 0 | 0 | 0 | 0 | 0 | 0 | 0 | 0 | 0 | 0 | 0 | 0 | 0 | 0 | 0 | 0 | 0 | 0 | 0 | 0 |  |  | 0 | 0 | 0 | 0 | 0 | 0 | 0 | 0 | 0 | 0 | 0 | 0 | 0 | 0 | 0 | 0 | 0 | 0 | 0 | 0 | 0 | 0 | 0 | 0 | 0 | 0 | 0 | 0 | 0 | 0 | 1 | 0 | 0 | 0 | 0 | 0 | -428.9315 | 397.8459 | 967.1636 | Bellota-Weber 230kV line | Bellota-Weber 230kV line | Rio Oso-Lockeford 230kV line |  | 0 | 0 | 0 | 0 | 0 | 0 | 31.0685 | 671.7 | 967.1636 | Bellota-Weber 230kV line | Eight Mile-Tesla 230 kV line | Rio Oso-Lockeford 230kV line |  | 5 | 1 | YES | 2 | 1 | 1 | NO | 1
SCE Northern | Rosamond | 66 | 1 | 0 | 1 | 0 | 0 | 0 | 0 | 0 | 0 | 0 | 0 | 0 | 0 | 0 | 0 | 0 | 0 | 0 | 0 | 0 | 0 | 0 | 0 | 0 | 0 | 0 | 0 | 0 | 0 | 0 | 0 | 0 | 0 | 0 | 0 | 0 | 0 | 0 | 0 | 0 | 0 | 0 | 0 | 0 | 0 | 0 | 0 | 0 | 0 | 0 | 0 | 0 | 0 | 0 | 0 | 0 | 0 | 0 | 0 | 0 | 0 | 0 | 0 | 0 | 0 | 0 | 0 | 0 | 0 | 0 | 0 | 0 | 0 | 0 | 0 | 0 | 0 | 0 | 0 | 0 | 0 | 0 | 0 | 0 | 0 | 0 | 0 | 0 | 0 | 0 | 0 | 0 | 0 | 0 | 0 | 0 | 0 |  |  | 0 | 0 | 0 | 0 | 0 | 0 | 0 | 0 | 0 | 0 | 0 | 0 | 0 | 0 | 0 | 0 | 0 | 0 | 0 | 0 | 0 | 0 | 0 | 0 | 0 | 0 | 0 | 0 | 0 | 0 | 0 | 0 | 0 | 0 | 0 | 0 | 1937.75 | 2420.5 | 7327.29 | Pardee-Sylmar Constraint | Pardee-Sylmar Constraint | Pardee-Sylmar Constraint |  | 0 | 0 | 0 | 0 | 0 | 0 | 1937.75 | 2420.5 | 7327.29 | Pardee-Sylmar Constraint | Pardee-Sylmar Constraint | Pardee-Sylmar Constraint |  | 1 | 1 | NO | 1 | 1 | 1 | NO | 1
PG&E GBA | Rossmoor | 230 | 0 | 0 | 0 | 0 | 0 | 0 | 0 | 0 | 0 | 0 | 0 | 0 | 0 | 0 | 0 | 0 | 0 | 0 | 0 | 0 | 0 | 0 | 0 | 0 | 0 | 0 | 0 | 0 | 0 | 0 | 0 | 0 | 0 | 0 | 0 | 0 | 0 | 0 | 0 | 1 | 0 | 0 | 0 | 0 | 0 | 0 | 0 | 0 | 0 | 0 | 0 | 0 | 0 | 0 | 0 | 1 | 0 | 0 | 0 | 0 | 0 | 0 | 0 | 0 | 0 | 0 | 1 | 0 | 0 | 0 | 0 | 0 | 0 | 0 | 0 | 0 | 0 | 0 | 0 | 0 | 0 | 0 | 0 | 0 | 0 | 0 | 0 | 0 | 0 | 0 | 0 | 0 | 0 | 0 | 0 | 0 | 0 |  |  | 0 | 0 | 0 | 0 | 0 | 0 | 0 | 0 | 0 | 0 | 0 | 0 | 0 | 0 | 0 | 0 | 0 | 0 | 0 | 0 | 0 | 0 | 0 | 0 | 0 | 0 | 0 | 0 | 0 | 0 | 1 | 0 | 0 | 0 | 0 | 0 | -219.475 | 108.573 | 1029.902 | Birds Landing-Contra Costa 230kV Line | Birds Landing-Contra Costa 230kV Line | Birds Landing-Contra Costa 230kV Line |  | 0 | 0 | 0 | 0 | 0 | 0 | 804.745 | 1874.573 | 1029.902 | Collinsville-Tesla 500 kV Line | Birds Landing-Contra Costa 230kV Line | Birds Landing-Contra Costa 230kV Line |  | 5 | 1 | YES | 2 | 1 | 1 | NO | 1
PG&E NGBA | Round Mountain | 230 | 0 | 0 | 0 | 0 | 0 | 0 | 0 | 0 | 0 | 0 | 0 | 0 | 0 | 0 | 0 | 0 | 0 | 0 | 0 | 0 | 0 | 0 | 0 | 0 | 0 | 0 | 0 | 0 | 0 | 0 | 0 | 0 | 0 | 0 | 0 | 0 | 0 | 0 | 0 | 1 | 0 | 0 | 0 | 0 | 0 | 0 | 0 | 0 | 0 | 0 | 0 | 0 | 0 | 0 | 0 | 0 | 0 | 0 | 0 | 0 | 0 | 0 | 0 | 0 | 0 | 0 | 0 | 0 | 0 | 0 | 0 | 0 | 0 | 0 | 0 | 0 | 0 | 0 | 0 | 0 | 0 | 0 | 0 | 0 | 0 | 0 | 0 | 0 | 0 | 0 | 0 | 0 | 0 | 0 | 0 | 0 | 0 |  |  | 0 | 0 | 0 | 0 | 0 | 0 | 0 | 0 | 0 | 0 | 0 | 0 | 0 | 0 | 0 | 0 | 0 | 0 | 0 | 0 | 0 | 0 | 0 | 0 | 0 | 0 | 0 | 0 | 0 | 0 | 0 | 0 | 0 | 0 | 0 | 0 | 804.745 | 2035.936 | 6892.2328 | Collinsville-Tesla 500 kV Line | Collinsville-Tesla 500 kV Line | Collinsville-Tesla 500 kV Line |  | 0 | 0 | 0 | 0 | 0 | 0 | 804.745 | 2035.936 | 6892.2328 | Collinsville-Tesla 500 kV Line | Collinsville-Tesla 500 kV Line | Collinsville-Tesla 500 kV Line |  | 1 | 1 | NO | 1 | 1 | 1 | NO | 1
PG&E NGBA | Round Mountain | 500 | 0 | 0 | 0 | 0 | 0 | 0 | 0 | 0 | 0 | 0 | 0 | 0 | 0 | 0 | 0 | 0 | 0 | 0 | 0 | 0 | 0 | 0 | 0 | 0 | 0 | 0 | 0 | 0 | 0 | 0 | 0 | 0 | 0 | 0 | 0 | 0 | 0 | 0 | 0 | 1 | 0 | 0 | 0 | 0 | 0 | 0 | 0 | 0 | 0 | 0 | 0 | 0 | 0 | 0 | 0 | 0 | 0 | 0 | 0 | 0 | 0 | 0 | 0 | 0 | 0 | 0 | 0 | 0 | 0 | 0 | 0 | 0 | 0 | 0 | 0 | 0 | 0 | 0 | 0 | 0 | 0 | 0 | 0 | 0 | 0 | 0 | 0 | 0 | 0 | 0 | 0 | 0 | 0 | 0 | 0 | 0 | 0 |  |  | 0 | 0 | 0 | 0 | 0 | 0 | 0 | 0 | 0 | 0 | 0 | 0 | 0 | 0 | 0 | 0 | 0 | 0 | 0 | 0 | 0 | 0 | 0 | 0 | 0 | 0 | 0 | 0 | 0 | 0 | 0 | 0 | 0 | 0 | 0 | 0 | 804.745 | 2035.936 | 6892.2328 | Collinsville-Tesla 500 kV Line | Collinsville-Tesla 500 kV Line | Collinsville-Tesla 500 kV Line |  | 0 | 0 | 0 | 0 | 0 | 0 | 804.745 | 2035.936 | 6892.2328 | Collinsville-Tesla 500 kV Line | Collinsville-Tesla 500 kV Line | Collinsville-Tesla 500 kV Line |  | 1 | 1 | NO | 1 | 1 | 1 | NO | 1
PG&E GBA | Salado | 115 | 0 | 0 | 0 | 0 | 0 | 0 | 0 | 0 | 0 | 0 | 0 | 0 | 0 | 0 | 0 | 0 | 0 | 0 | 0 | 0 | 0 | 0 | 0 | 0 | 0 | 0 | 0 | 0 | 0 | 0 | 0 | 0 | 0 | 0 | 0 | 0 | 0 | 0 | 0 | 0 | 0 | 0 | 0 | 0 | 0 | 0 | 0 | 0 | 0 | 0 | 0 | 0 | 0 | 0 | 0 | 1 | 0 | 0 | 0 | 1 | 0 | 0 | 0 | 1 | 0 | 0 | 0 | 0 | 0 | 0 | 0 | 0 | 0 | 0 | 0 | 0 | 0 | 0 | 0 | 0 | 0 | 0 | 0 | 0 | 0 | 0 | 0 | 0 | 0 | 0 | 0 | 0 | 0 | 0 | 0 | 0 | 0 |  |  | 0 | 0 | 0 | 0 | 0 | 0 | 0 | 0 | 0 | 0 | 0 | 0 | 0 | 0 | 0 | 0 | 0 | 0 | 0 | 0 | 0 | 0 | 0 | 0 | 0 | 0 | 0 | 0 | 0 | 0 | 0 | 0 | 0 | 0 | 0 | 0 | 102.9885 | 137.0109 | 239.4144 | Tesla-Salado 115 kV line | Tesla-Salado 115 kV line | Tesla-Salado 115 kV line |  | 0 | 0 | 0 | 0 | 0 | 0 | 102.9885 | 137.0109 | 239.4144 | Tesla-Salado 115 kV line | Tesla-Salado 115 kV line | Tesla-Salado 115 kV line |  | 1 | 1 | NO | 1 | 1 | 1 | NO | 1
PG&E GBA | Salado | 60 | 0 | 0 | 0 | 0 | 0 | 0 | 0 | 0 | 0 | 0 | 0 | 0 | 0 | 0 | 0 | 0 | 0 | 0 | 0 | 0 | 0 | 0 | 0 | 0 | 0 | 0 | 0 | 0 | 0 | 0 | 0 | 0 | 0 | 0 | 0 | 0 | 0 | 0 | 0 | 0 | 0 | 0 | 0 | 0 | 0 | 0 | 0 | 0 | 0 | 0 | 0 | 0 | 0 | 0 | 0 | 1 | 0 | 0 | 0 | 1 | 0 | 0 | 0 | 1 | 0 | 0 | 0 | 0 | 0 | 0 | 0 | 0 | 0 | 0 | 0 | 0 | 0 | 0 | 0 | 0 | 0 | 0 | 0 | 0 | 0 | 0 | 0 | 0 | 0 | 0 | 0 | 0 | 0 | 0 | 0 | 0 | 0 |  |  | 0 | 0 | 0 | 0 | 0 | 0 | 0 | 0 | 0 | 0 | 0 | 0 | 0 | 0 | 0 | 0 | 0 | 0 | 0 | 0 | 0 | 0 | 0 | 0 | 0 | 0 | 0 | 0 | 0 | 0 | 0 | 0 | 0 | 0 | 0 | 0 | 102.9885 | 137.0109 | 239.4144 | Tesla-Salado 115 kV line | Tesla-Salado 115 kV line | Tesla-Salado 115 kV line |  | 0 | 0 | 0 | 0 | 0 | 0 | 102.9885 | 137.0109 | 239.4144 | Tesla-Salado 115 kV line | Tesla-Salado 115 kV line | Tesla-Salado 115 kV line |  | 1 | 1 | NO | 1 | 1 | 1 | NO | 1
PG&E GBA | Salinas | 115 | 0 | 0 | 0 | 0 | 0 | 0 | 0 | 0 | 0 | 0 | 0 | 0 | 0 | 0 | 0 | 0 | 0 | 0 | 0 | 0 | 0 | 0 | 0 | 0 | 0 | 0 | 0 | 0 | 0 | 0 | 0 | 0 | 0 | 0 | 0 | 0 | 0 | 0 | 0 | 0 | 0 | 0 | 0 | 0 | 0 | 0 | 0 | 0 | 0 | 0 | 0 | 0 | 0 | 0 | 0 | 0 | 0 | 0 | 0 | 0 | 0 | 0 | 0 | 0 | 1 | 0 | 0 | 0 | 0 | 0 | 0 | 0 | 0 | 0 | 0 | 0 | 0 | 0 | 0 | 0 | 0 | 0 | 0 | 0 | 0 | 0 | 0 | 0 | 0 | 0 | 0 | 0 | 0 | 0 | 0 | 0 | 1 |  |  | 0 | 0 | 0 | 0 | 0 | 0 | 0 | 0 | 0 | 0 | 0 | 0 | 16 | 0 | 1 | 0 | 2 | 0 | 0 | 0 | 0 | 0 | 0 | 3 | 0 | 0 | 0 | 16 | 0 | 1 | 0 | 0 | 0 | 0 | 0 | 0 | 339.9 | 359.76 | 303.18 | Morganhill-Metcalf 115kV Line | Morganhill-Metcalf 115kV Line | Morganhill-Metcalf 115kV Line |  | 0 | 0 | 0 | 0 | 0 | 0 | 339.9 | 359.76 | 303.18 | Morganhill-Metcalf 115kV Line | Morganhill-Metcalf 115kV Line | Morganhill-Metcalf 115kV Line |  | 1 | 1 | NO | 1 | 1 | 1 | NO | 1
SDGE | Salt Creek | 69 | 0 | 0 | 0 | 0 | 0 | 0 | 0 | 0 | 0 | 0 | 0 | 0 | 0 | 0 | 0 | 0 | 0 | 0 | 0 | 0 | 0 | 0 | 0 | 0 | 0 | 0 | 0 | 1 | 1 | 1 | 1 | 0 | 1 | 0 | 0 | 1 | 1 | 0 | 0 | 0 | 0 | 0 | 0 | 0 | 0 | 0 | 0 | 0 | 0 | 0 | 0 | 0 | 0 | 0 | 0 | 0 | 0 | 0 | 0 | 0 | 0 | 0 | 0 | 0 | 0 | 0 | 0 | 0 | 0 | 0 | 0 | 0 | 0 | 0 | 0 | 0 | 0 | 0 | 0 | 0 | 0 | 0 | 0 | 0 | 0 | 0 | 0 | 0 | 0 | 0 | 0 | 0 | 0 | 0 | 0 | 0 | 0 |  |  | 0 | 0 | 0 | 0 | 0 | 0 | 0 | 0 | 0 | 0 | 0 | 0 | 0 | 0 | 0 | 0 | 0 | 0 | 0 | 0 | 0 | 0 | 0 | 0 | 0 | 0 | 0 | 0 | 0 | 0 | 0 | 0 | 0 | 0 | 0 | 0 | 159.09 | 195.045 | 299.0864 | Miguel 69 kV constraint | Miguel 69 kV constraint | Miguel 69 kV constraint |  | 0 | 0 | 0 | 0 | 0 | 0 | 159.09 | 195.045 | 299.0864 | Miguel 69 kV constraint | Miguel 69 kV constraint | Miguel 69 kV constraint |  | 1 | 1 | NO | 1 | 1 | 1 | NO | 1
SCE Eastern | San Bernardino | 230 | 0 | 0 | 0 | 0 | 0 | 0 | 0 | 0 | 0 | 0 | 0 | 0 | 0 | 0 | 0 | 0 | 0 | 0 | 0 | 1 | 0 | 1 | 0 | 0 | 0 | 0 | 0 | 0 | 0 | 0 | 0 | 0 | 0 | 0 | 0 | 0 | 0 | 0 | 0 | 0 | 0 | 0 | 0 | 0 | 0 | 0 | 0 | 0 | 0 | 0 | 0 | 0 | 0 | 0 | 0 | 0 | 0 | 0 | 0 | 0 | 0 | 0 | 0 | 0 | 0 | 0 | 0 | 0 | 0 | 0 | 0 | 0 | 0 | 0 | 0 | 0 | 0 | 0 | 0 | 0 | 0 | 0 | 0 | 0 | 0 | 0 | 0 | 0 | 0 | 0 | 0 | 0 | 0 | 0 | 0 | 0 | 0 |  |  | 0 | 0 | 0 | 0 | 0 | 0 | 0 | 0 | 0 | 0 | 0 | 0 | 0 | 0 | 0 | 0 | 5 | 0 | 0 | 0 | 0 | 0 | 0 | 0 | 0 | 0 | 0 | 0 | 0 | 1 | 0 | 0 | 0 | 0 | 0 | 0 | 1067.92 | 2594.325 | 8998.075 | Serrano-Alberhill-Valley Constraint | Etiwanda-Rancho Vista Constraint | Etiwanda-Rancho Vista Constraint |  | 0 | 0 | 0 | 0 | 0 | 0 | 1067.92 | 2594.325 | 8998.075 | Serrano-Alberhill-Valley Constraint | Etiwanda-Rancho Vista Constraint | Etiwanda-Rancho Vista Constraint |  | 1 | 1 | NO | 1 | 1 | 1 | NO | 1
PG&E GBA | SAN FRAN A (POTRERO PP) | 115 | 0 | 0 | 0 | 0 | 0 | 0 | 0 | 0 | 0 | 0 | 0 | 0 | 0 | 0 | 0 | 0 | 0 | 0 | 0 | 0 | 0 | 0 | 0 | 0 | 0 | 0 | 0 | 0 | 0 | 0 | 0 | 0 | 0 | 0 | 0 | 0 | 0 | 0 | 0 | 1 | 0 | 0 | 0 | 0 | 0 | 0 | 0 | 0 | 0 | 0 | 0 | 0 | 1 | 0 | 0 | 0 | 0 | 0 | 0 | 0 | 0 | 0 | 0 | 0 | 0 | 0 | 0 | 0 | 0 | 0 | 0 | 0 | 0 | 0 | 0 | 0 | 0 | 0 | 0 | 0 | 0 | 0 | 0 | 0 | 0 | 0 | 0 | 0 | 0 | 0 | 0 | 0 | 0 | 0 | 0 | 0 | 0 |  |  | 0 | 0 | 0 | 0 | 0 | 0 | 0 | 0 | 0 | 0 | 0 | 0 | 0 | 0 | 0 | 0 | 0 | 0 | 0 | 0 | 0 | 0 | 0 | 0 | 0 | 0 | 0 | 0 | 0 | 0 | 0 | 0 | 0 | 0 | 0 | 0 | 804.745 | 2035.936 | 5151.188 | Collinsville-Tesla 500 kV Line | Collinsville-Tesla 500 kV Line | Sobrante-Moraga 230 kV line |  | 0 | 0 | 0 | 0 | 0 | 0 | 804.745 | 2035.936 | 5151.188 | Collinsville-Tesla 500 kV Line | Collinsville-Tesla 500 kV Line | Sobrante-Moraga 230 kV line |  | 1 | 1 | NO | 1 | 1 | 1 | NO | 1
PG&E GBA | SAN FRAN A (POTRERO PP) | 230 | 0 | 0 | 0 | 0 | 0 | 0 | 0 | 0 | 0 | 0 | 0 | 0 | 0 | 0 | 0 | 0 | 0 | 0 | 0 | 0 | 0 | 0 | 0 | 0 | 0 | 0 | 0 | 0 | 0 | 0 | 0 | 0 | 0 | 0 | 0 | 0 | 0 | 0 | 0 | 1 | 0 | 0 | 0 | 0 | 0 | 0 | 0 | 0 | 0 | 0 | 0 | 0 | 1 | 0 | 0 | 0 | 0 | 0 | 0 | 0 | 0 | 0 | 0 | 0 | 0 | 0 | 0 | 0 | 0 | 0 | 0 | 0 | 0 | 0 | 0 | 0 | 0 | 0 | 0 | 0 | 0 | 0 | 0 | 0 | 0 | 0 | 0 | 0 | 0 | 0 | 0 | 0 | 0 | 0 | 0 | 0 | 0 |  |  | 0 | 0 | 0 | 0 | 0 | 0 | 0 | 0 | 0 | 0 | 0 | 0 | 0 | 0 | 0 | 0 | 0 | 0 | 0 | 0 | 0 | 0 | 0 | 0 | 0 | 0 | 0 | 0 | 0 | 0 | 0 | 0 | 0 | 0 | 0 | 0 | 804.745 | 2035.936 | 5151.188 | Collinsville-Tesla 500 kV Line | Collinsville-Tesla 500 kV Line | Sobrante-Moraga 230 kV line |  | 0 | 0 | 0 | 0 | 0 | 0 | 804.745 | 2035.936 | 5151.188 | Collinsville-Tesla 500 kV Line | Collinsville-Tesla 500 kV Line | Sobrante-Moraga 230 kV line |  | 1 | 1 | NO | 1 | 1 | 1 | NO | 1
PG&E GBA | San Jose A | 115 | 0 | 0 | 0 | 0 | 0 | 0 | 0 | 0 | 0 | 0 | 0 | 0 | 0 | 0 | 0 | 0 | 0 | 0 | 0 | 0 | 0 | 0 | 0 | 0 | 0 | 0 | 0 | 0 | 0 | 0 | 0 | 0 | 0 | 0 | 0 | 0 | 0 | 0 | 0 | 0 | 0 | 0 | 0 | 0 | 0 | 0 | 0 | 0 | 0 | 0 | 0 | 0 | 0 | 0 | 0 | 1 | 0 | 0 | 0 | 1 | 0 | 0 | 0 | 0 | 0 | 0 | 0 | 0 | 0 | 0 | 0 | 0 | 0 | 0 | 0 | 0 | 0 | 0 | 0 | 0 | 0 | 0 | 0 | 0 | 0 | 0 | 0 | 0 | 0 | 0 | 0 | 0 | 0 | 0 | 0 | 0 | 1 |  |  | 0 | 0 | 0 | 0 | 0 | 0 | 0 | 0 | 0 | 0 | 0 | 0 | 0 | 0 | 0 | 0 | 0 | 0 | 0 | 0 | 0 | 0 | 0 | 0 | 0 | 0 | 0 | 0 | 0 | 0 | 0 | 0 | 0 | 0 | 0 | 0 | 826.3685 | 1621.76 | 4912.272 | Tesla-Bellota 230 kV line | NEW-Metcalf-Mosslanding 500kV | Tesla-Bellota 230 kV line |  | 0 | 0 | 0 | 0 | 0 | 0 | 826.3685 | 1621.76 | 4912.272 | Tesla-Bellota 230 kV line | NEW-Metcalf-Mosslanding 500kV | Tesla-Bellota 230 kV line |  | 1 | 1 | NO | 1 | 1 | 1 | NO | 1
PG&E GBA | San Jose B | 115 | 0 | 0 | 0 | 0 | 0 | 0 | 0 | 0 | 0 | 0 | 0 | 0 | 0 | 0 | 0 | 0 | 0 | 0 | 0 | 0 | 0 | 0 | 0 | 0 | 0 | 0 | 0 | 0 | 0 | 0 | 0 | 0 | 0 | 0 | 0 | 0 | 0 | 0 | 0 | 0 | 0 | 0 | 0 | 0 | 0 | 0 | 0 | 0 | 0 | 0 | 0 | 0 | 0 | 0 | 0 | 1 | 0 | 0 | 0 | 1 | 0 | 0 | 0 | 0 | 0 | 0 | 0 | 0 | 0 | 0 | 0 | 0 | 0 | 0 | 0 | 0 | 0 | 0 | 0 | 0 | 0 | 0 | 0 | 0 | 0 | 0 | 0 | 0 | 0 | 0 | 0 | 0 | 0 | 0 | 0 | 0 | 0 |  |  | 0 | 0 | 0 | 0 | 0 | 0 | 0 | 0 | 0 | 0 | 0 | 0 | 0 | 0 | 0 | 0 | 0 | 0 | 0 | 0 | 0 | 0 | 0 | 0 | 0 | 0 | 0 | 0 | 0 | 0 | 0 | 0 | 0 | 0 | 0 | 0 | 826.3685 | 1964.2439 | 4912.272 | Tesla-Bellota 230 kV line | Tesla-Bellota 230 kV line | Tesla-Bellota 230 kV line |  | 0 | 0 | 0 | 0 | 0 | 0 | 826.3685 | 1964.2439 | 4912.272 | Tesla-Bellota 230 kV line | Tesla-Bellota 230 kV line | Tesla-Bellota 230 kV line |  | 1 | 1 | NO | 1 | 1 | 1 | NO | 1
PG&E GBA | San Leandro U | 115 | 0 | 0 | 0 | 0 | 0 | 0 | 0 | 0 | 0 | 0 | 0 | 0 | 0 | 0 | 0 | 0 | 0 | 0 | 0 | 0 | 0 | 0 | 0 | 0 | 0 | 0 | 0 | 0 | 0 | 0 | 0 | 0 | 0 | 0 | 0 | 0 | 0 | 0 | 0 | 1 | 0 | 0 | 0 | 0 | 0 | 0 | 0 | 0 | 0 | 0 | 0 | 0 | 1 | 0 | 0 | 1 | 0 | 0 | 0 | 0 | 0 | 0 | 0 | 0 | 0 | 0 | 0 | 0 | 0 | 0 | 0 | 0 | 0 | 0 | 0 | 0 | 0 | 0 | 0 | 0 | 0 | 0 | 0 | 0 | 0 | 0 | 0 | 0 | 0 | 0 | 0 | 0 | 0 | 0 | 0 | 0 | 0 |  |  | 0 | 0 | 0 | 0 | 0 | 0 | 0 | 0 | 0 | 0 | 0 | 0 | 0 | 0 | 0 | 0 | 0 | 0 | 0 | 0 | 0 | 0 | 0 | 0 | 0 | 0 | 0 | 0 | 0 | 0 | 0 | 0 | 0 | 0 | 0 | 0 | 804.745 | 2035.936 | 5151.188 | Collinsville-Tesla 500 kV Line | Collinsville-Tesla 500 kV Line | Sobrante-Moraga 230 kV line |  | 0 | 0 | 0 | 0 | 0 | 0 | 804.745 | 2035.936 | 5151.188 | Collinsville-Tesla 500 kV Line | Collinsville-Tesla 500 kV Line | Sobrante-Moraga 230 kV line |  | 1 | 1 | NO | 1 | 1 | 1 | NO | 1
PG&E KERN | San Luis Obispo | 115 | 0 | 0 | 0 | 0 | 0 | 0 | 0 | 0 | 0 | 0 | 0 | 0 | 0 | 0 | 0 | 0 | 0 | 0 | 0 | 0 | 0 | 0 | 0 | 0 | 0 | 0 | 0 | 0 | 0 | 0 | 0 | 0 | 0 | 0 | 0 | 0 | 0 | 0 | 0 | 0 | 0 | 0 | 0 | 0 | 0 | 0 | 0 | 0 | 0 | 0 | 0 | 0 | 0 | 0 | 0 | 0 | 0 | 0 | 0 | 0 | 0 | 0 | 0 | 0 | 0 | 0 | 0 | 1 | 1 | 0 | 0 | 0 | 0 | 0 | 0 | 0 | 0 | 0 | 0 | 1 | 0 | 0 | 0 | 0 | 0 | 1 | 0 | 0 | 0 | 0 | 0 | 0 | 0 | 0 | 0 | 1 | 0 |  |  | 0 | 0 | 0 | 0 | 0 | 0 | 0 | 0 | 0 | 0 | 0 | 0 | 0 | 0 | 0 | 0 | 0 | 0 | 0 | 0 | 0 | 0 | 0 | 0 | 0 | 0 | 0 | 0 | 0 | 0 | 0 | 0 | 0 | 0 | 0 | 0 | 334.015 | 243.8117 | 587.675 | Cal Flat-Gates 230 kV line | Cal Flat-Gates 230 kV line | Cal Flat-Gates 230 kV line |  | 0 | 0 | 0 | 0 | 0 | 0 | 334.015 | 243.8117 | 587.675 | Cal Flat-Gates 230 kV line | Cal Flat-Gates 230 kV line | Cal Flat-Gates 230 kV line |  | 1 | 1 | NO | 1 | 1 | 1 | NO | 1
PG&E KERN | San Luis Obispo | 70 | 0 | 0 | 0 | 0 | 0 | 0 | 0 | 0 | 0 | 0 | 0 | 0 | 0 | 0 | 0 | 0 | 0 | 0 | 0 | 0 | 0 | 0 | 0 | 0 | 0 | 0 | 0 | 0 | 0 | 0 | 0 | 0 | 0 | 0 | 0 | 0 | 0 | 0 | 0 | 0 | 0 | 0 | 0 | 0 | 0 | 0 | 0 | 0 | 0 | 0 | 0 | 0 | 0 | 0 | 0 | 0 | 0 | 0 | 0 | 0 | 0 | 0 | 0 | 0 | 0 | 0 | 0 | 1 | 1 | 0 | 0 | 0 | 0 | 0 | 0 | 0 | 0 | 0 | 0 | 1 | 0 | 0 | 0 | 0 | 0 | 1 | 0 | 0 | 0 | 0 | 0 | 0 | 0 | 0 | 0 | 1 | 0 |  |  | 0 | 0 | 0 | 0 | 0 | 0 | 0 | 0 | 0 | 0 | 0 | 0 | 0 | 0 | 0 | 0 | 10.9 | 0 | 0 | 0 | 0 | 0 | 0 | 0 | 0 | 0 | 0 | 0 | 0 | 1 | 0 | 0 | 0 | 0 | 0 | 0 | 334.015 | 243.8117 | 587.675 | Cal Flat-Gates 230 kV line | Cal Flat-Gates 230 kV line | Cal Flat-Gates 230 kV line |  | 0 | 0 | 0 | 0 | 0 | 0 | 334.015 | 243.8117 | 587.675 | Cal Flat-Gates 230 kV line | Cal Flat-Gates 230 kV line | Cal Flat-Gates 230 kV line |  | 1 | 1 | NO | 1 | 1 | 1 | NO | 1
SDGE | San Luis Rey | 230 | 0 | 0 | 0 | 0 | 0 | 0 | 0 | 0 | 0 | 0 | 0 | 0 | 0 | 0 | 0 | 0 | 0 | 0 | 0 | 0 | 0 | 0 | 0 | 0 | 0 | 0 | 0 | 0 | 0 | 0 | 0 | 0 | 1 | 0 | 0 | 0 | 0 | 0 | 0 | 0 | 0 | 0 | 0 | 0 | 0 | 0 | 0 | 0 | 0 | 0 | 0 | 0 | 0 | 0 | 0 | 0 | 0 | 0 | 0 | 0 | 0 | 0 | 0 | 0 | 0 | 0 | 0 | 0 | 0 | 0 | 0 | 0 | 0 | 0 | 0 | 0 | 0 | 0 | 0 | 0 | 0 | 0 | 0 | 0 | 0 | 0 | 0 | 0 | 0 | 0 | 0 | 0 | 0 | 0 | 0 | 0 | 0 |  |  | 0 | 0 | 0 | 0 | 0 | 0 | 0 | 0 | 0 | 0 | 0 | 0 | 0 | 0 | 0 | 0 | 0 | 0 | 0 | 0 | 0 | 0 | 0 | 0 | 0 | 0 | 0 | 0 | 0 | 0 | 0 | 0 | 0 | 0 | 0 | 0 | 996.76 | 2276.48 | 8422.4994 | San Luis Rey-San Onofre 230 kV line constraint | San Luis Rey-San Onofre 230 kV line constraint | San Luis Rey-San Onofre 230 kV line constraint |  | 0 | 0 | 0 | 0 | 0 | 0 | 996.76 | 2276.48 | 8422.4994 | San Luis Rey-San Onofre 230 kV line constraint | San Luis Rey-San Onofre 230 kV line constraint | San Luis Rey-San Onofre 230 kV line constraint |  | 1 | 1 | NO | 1 | 1 | 1 | NO | 1
SDGE | San Luis Rey | 69 | 0 | 0 | 0 | 0 | 0 | 0 | 0 | 0 | 0 | 0 | 0 | 0 | 0 | 0 | 0 | 0 | 0 | 0 | 0 | 0 | 0 | 0 | 0 | 0 | 0 | 1 | 0 | 0 | 0 | 0 | 0 | 0 | 1 | 0 | 0 | 0 | 0 | 1 | 0 | 0 | 0 | 0 | 0 | 0 | 0 | 0 | 0 | 0 | 0 | 0 | 0 | 0 | 0 | 0 | 0 | 0 | 0 | 0 | 0 | 0 | 0 | 0 | 0 | 0 | 0 | 0 | 0 | 0 | 0 | 0 | 0 | 0 | 0 | 0 | 0 | 0 | 0 | 0 | 0 | 0 | 0 | 0 | 0 | 0 | 0 | 0 | 0 | 0 | 0 | 0 | 0 | 0 | 0 | 0 | 0 | 0 | 0 |  |  | 0 | 0 | 0 | 0 | 0 | 0 | 0 | 0 | 0 | 0 | 0 | 0 | 0 | 0 | 0 | 0 | 0 | 0 | 0 | 0 | 0 | 0 | 0 | 0 | 0 | 0 | 0 | 0 | 0 | 0 | 0 | 0 | 0 | 0 | 0 | 0 | 472.87 | 807.035 | 1462.03 | Capistrano-San Onofre 230 kV constraint | Talega 230 kV constraint | Talega 230 kV constraint |  | 0 | 0 | 0 | 0 | 0 | 0 | 472.87 | 807.035 | 1462.03 | Capistrano-San Onofre 230 kV constraint | Talega 230 kV constraint | Talega 230 kV constraint |  | 1 | 1 | NO | 1 | 1 | 1 | NO | 1
SDGE | San Marcos | 69 | 0 | 0 | 0 | 0 | 0 | 0 | 0 | 0 | 0 | 0 | 0 | 0 | 0 | 0 | 0 | 0 | 0 | 0 | 0 | 0 | 0 | 0 | 0 | 0 | 0 | 1 | 0 | 0 | 0 | 0 | 1 | 0 | 1 | 1 | 0 | 0 | 0 | 1 | 0 | 0 | 0 | 0 | 0 | 0 | 0 | 0 | 0 | 0 | 0 | 0 | 0 | 0 | 0 | 0 | 0 | 0 | 0 | 0 | 0 | 0 | 0 | 0 | 0 | 0 | 0 | 0 | 0 | 0 | 0 | 0 | 0 | 0 | 0 | 0 | 0 | 0 | 0 | 0 | 0 | 0 | 0 | 0 | 0 | 0 | 0 | 0 | 0 | 0 | 0 | 0 | 0 | 0 | 0 | 0 | 0 | 0 | 0 |  |  | 0 | 0 | 0 | 0 | 0 | 0 | 0 | 0 | 0 | 0 | 0 | 0 | 0 | 0 | 0 | 0 | 0 | 0 | 0 | 0 | 0 | 0 | 0 | 0 | 0 | 0 | 0 | 0 | 0 | 0 | 0 | 0 | 0 | 0 | 0 | 0 | 144.4 | 174.2 | 263.6 | Ocean Ranch 69 kV constraint | Ocean Ranch 69 kV constraint | Ocean Ranch 69 kV constraint |  | 0 | 0 | 0 | 0 | 0 | 0 | 144.4 | 174.2 | 263.6 | Ocean Ranch 69 kV constraint | Ocean Ranch 69 kV constraint | Ocean Ranch 69 kV constraint |  | 1 | 1 | NO | 1 | 1 | 1 | NO | 1
SCE Metro | San Onofre | 230 | 0 | 0 | 0 | 0 | 0 | 0 | 0 | 0 | 0 | 1 | 0 | 0 | 0 | 0 | 0 | 0 | 0 | 0 | 0 | 0 | 0 | 0 | 0 | 0 | 0 | 0 | 0 | 0 | 0 | 0 | 0 | 0 | 0 | 0 | 0 | 0 | 0 | 0 | 0 | 0 | 0 | 0 | 0 | 0 | 0 | 0 | 0 | 0 | 0 | 0 | 0 | 0 | 0 | 0 | 0 | 0 | 0 | 0 | 0 | 0 | 0 | 0 | 0 | 0 | 0 | 0 | 0 | 0 | 0 | 0 | 0 | 0 | 0 | 0 | 0 | 0 | 0 | 0 | 0 | 0 | 0 | 0 | 0 | 0 | 0 | 0 | 0 | 0 | 0 | 0 | 0 | 0 | 0 | 0 | 0 | 0 | 0 |  |  | 0 | 0 | 0 | 0 | 0 | 0 | 0 | 0 | 0 | 0 | 0 | 0 | 0 | 0 | 0 | 0 | 0 | 0 | 0 | 0 | 0 | 0 | 0 | 0 | 0 | 0 | 0 | 0 | 0 | 0 | 0 | 0 | 0 | 0 | 0 | 0 | 9741.6 | 11376.2 | 14050.5055 | SCE Metro Area Default Constraint | SCE Metro Area Default Constraint | SCE Metro Area Default Constraint |  | 0 | 0 | 0 | 0 | 0 | 0 | 9741.6 | 11376.2 | 14050.5055 | SCE Metro Area Default Constraint | SCE Metro Area Default Constraint | SCE Metro Area Default Constraint |  | 1 | 1 | NO | 1 | 1 | 1 | NO | 1
PG&E GBA | San Pablo | 115 | 0 | 0 | 0 | 0 | 0 | 0 | 0 | 0 | 0 | 0 | 0 | 0 | 0 | 0 | 0 | 0 | 0 | 0 | 0 | 0 | 0 | 0 | 0 | 0 | 0 | 0 | 0 | 0 | 0 | 0 | 0 | 0 | 0 | 0 | 0 | 0 | 0 | 0 | 0 | 1 | 0 | 0 | 0 | 0 | 0 | 0 | 0 | 0 | 0 | 1 | 0 | 0 | 1 | 1 | 1 | 1 | 0 | 0 | 1 | 1 | 0 | 1 | 0 | 0 | 0 | 1 | 0 | 0 | 0 | 0 | 0 | 0 | 0 | 0 | 0 | 0 | 0 | 0 | 0 | 0 | 0 | 0 | 0 | 0 | 0 | 0 | 0 | 0 | 0 | 0 | 0 | 0 | 0 | 0 | 0 | 0 | 0 |  |  | 0 | 0 | 0 | 0 | 0 | 0 | 0 | 0 | 0 | 0 | 0 | 0 | 0 | 0 | 0 | 0 | 0 | 0 | 0 | 0 | 0 | 0 | 0 | 0 | 0 | 0 | 0 | 0 | 0 | 0 | 1 | 0 | 1 | 0 | 0 | 0 | -763.325 | -136.609 | 1214.56 | Windmaster-Delta pumps 230 kV line | Windmaster-Delta pumps 230 kV line | Grant - Eastshore #2 line 115 kV |  | 0 | 0 | 0 | 0 | 0 | 0 | 401.875 | 742.923 | 1214.56 | Contra Costa- Windmaster 230 kV line | Contra Costa- Windmaster 230 kV line | Grant - Eastshore #2 line 115 kV |  | 5 | 1 | YES | 2 | 1 | 1 | NO | 1
PG&E GBA | San Ramon | 230 | 0 | 0 | 0 | 0 | 0 | 0 | 0 | 0 | 0 | 0 | 0 | 0 | 0 | 0 | 0 | 0 | 0 | 0 | 0 | 0 | 0 | 0 | 0 | 0 | 0 | 0 | 0 | 0 | 0 | 0 | 0 | 0 | 0 | 0 | 0 | 0 | 0 | 0 | 0 | 1 | 0 | 0 | 0 | 0 | 0 | 0 | 0 | 0 | 0 | 0 | 0 | 0 | 0 | 0 | 0 | 1 | 0 | 0 | 0 | 0 | 0 | 0 | 0 | 0 | 0 | 0 | 0 | 0 | 0 | 0 | 0 | 0 | 0 | 0 | 0 | 0 | 0 | 0 | 0 | 0 | 0 | 0 | 0 | 0 | 0 | 0 | 0 | 0 | 0 | 0 | 0 | 0 | 0 | 0 | 0 | 0 | 0 |  |  | 0 | 0 | 0 | 0 | 0 | 0 | 0 | 0 | 0 | 0 | 0 | 0 | 0 | 0 | 0 | 0 | 0 | 0 | 0 | 0 | 0 | 0 | 0 | 0 | 0 | 0 | 0 | 0 | 0 | 0 | 0 | 0 | 0 | 0 | 0 | 0 | 804.745 | 2035.936 | 6892.2328 | Collinsville-Tesla 500 kV Line | Collinsville-Tesla 500 kV Line | Collinsville-Tesla 500 kV Line |  | 0 | 0 | 0 | 0 | 0 | 0 | 804.745 | 2035.936 | 6892.2328 | Collinsville-Tesla 500 kV Line | Collinsville-Tesla 500 kV Line | Collinsville-Tesla 500 kV Line |  | 1 | 1 | NO | 1 | 1 | 1 | NO | 1
SDGE | San Ysidro | 69 | 0 | 0 | 0 | 0 | 0 | 0 | 0 | 0 | 0 | 0 | 0 | 0 | 0 | 0 | 0 | 0 | 0 | 0 | 0 | 0 | 0 | 0 | 0 | 0 | 0 | 0 | 0 | 0 | 0 | 1 | 1 | 0 | 1 | 0 | 0 | 1 | 1 | 0 | 0 | 0 | 0 | 0 | 0 | 0 | 0 | 0 | 0 | 0 | 0 | 0 | 0 | 0 | 0 | 0 | 0 | 0 | 0 | 0 | 0 | 0 | 0 | 0 | 0 | 0 | 0 | 0 | 0 | 0 | 0 | 0 | 0 | 0 | 0 | 0 | 0 | 0 | 0 | 0 | 0 | 0 | 0 | 0 | 0 | 0 | 0 | 0 | 0 | 0 | 0 | 0 | 0 | 0 | 0 | 0 | 0 | 0 | 0 |  |  | 0 | 0 | 0 | 0 | 0 | 0 | 0 | 0 | 0 | 0 | 0 | 0 | 0 | 0 | 0 | 0 | 0 | 0 | 0 | 0 | 0 | 0 | 0 | 0 | 0 | 0 | 0 | 0 | 0 | 0 | 0 | 0 | 0 | 0 | 0 | 0 | 159.09 | 195.045 | 299.0864 | Miguel 69 kV constraint | Miguel 69 kV constraint | Miguel 69 kV constraint |  | 0 | 0 | 0 | 0 | 0 | 0 | 159.09 | 195.045 | 299.0864 | Miguel 69 kV constraint | Miguel 69 kV constraint | Miguel 69 kV constraint |  | 1 | 1 | NO | 1 | 1 | 1 | NO | 1
SCE NOL | Sandlot | 230 | 0 | 0 | 0 | 0 | 0 | 0 | 0 | 0 | 0 | 0 | 0 | 1 | 1 | 1 | 0 | 0 | 0 | 0 | 0 | 0 | 0 | 0 | 0 | 0 | 0 | 0 | 0 | 0 | 0 | 0 | 0 | 0 | 0 | 0 | 0 | 0 | 0 | 0 | 0 | 0 | 0 | 0 | 0 | 0 | 0 | 0 | 0 | 0 | 0 | 0 | 0 | 0 | 0 | 0 | 0 | 0 | 0 | 0 | 0 | 0 | 0 | 0 | 0 | 0 | 0 | 0 | 0 | 0 | 0 | 0 | 0 | 0 | 0 | 0 | 0 | 0 | 0 | 0 | 0 | 0 | 0 | 0 | 0 | 0 | 0 | 0 | 0 | 0 | 0 | 0 | 0 | 0 | 0 | 0 | 0 | 0 | 0 |  |  | 0 | 0 | 0 | 0 | 0 | 0 | 0 | 0 | 0 | 0 | 0 | 0 | 0 | 0 | 0 | 0 | 0 | 0 | 0 | 0 | 0 | 0 | 0 | 0 | 0 | 0 | 0 | 0 | 0 | 0 | 0 | 2 | 0 | 2 | 0 | 0 | -0.23 | -8.3 | 880.3938 | South of Kramer Area Constraint | South of Kramer Area Constraint | South of Kramer Area Constraint |  | 0 | 2 | 0 | 2 | 0 | 0 | -0.23 | -8.3 | 880.3938 | South of Kramer Area Constraint | South of Kramer Area Constraint | South of Kramer Area Constraint |  | 3 | 3 | NO | 3 | 1 | 1 | NO | 1
EOP | Sandy | 138 | 0 | 0 | 0 | 0 | 0 | 0 | 0 | 0 | 0 | 0 | 0 | 0 | 0 | 0 | 0 | 0 | 0 | 0 | 0 | 0 | 0 | 0 | 1 | 1 | 1 | 0 | 0 | 0 | 0 | 0 | 0 | 0 | 0 | 0 | 0 | 0 | 0 | 0 | 0 | 0 | 0 | 0 | 0 | 0 | 0 | 0 | 0 | 0 | 0 | 0 | 0 | 0 | 0 | 0 | 0 | 0 | 0 | 0 | 0 | 0 | 0 | 0 | 0 | 0 | 0 | 0 | 0 | 0 | 0 | 0 | 0 | 0 | 0 | 0 | 0 | 0 | 0 | 0 | 0 | 0 | 0 | 0 | 0 | 0 | 0 | 0 | 0 | 0 | 0 | 0 | 0 | 0 | 0 | 0 | 0 | 0 | 0 |  |  | 0 | 0 | 0 | 0 | 0 | 0 | 0 | 0 | 0 | 0 | 0 | 0 | 0 | 0 | 0 | 0 | 0 | 0 | 0 | 0 | 0 | 0 | 0 | 0 | 0 | 0 | 0 | 0 | 0 | 0 | 1 | 0 | 0 | 0 | 0 | 0 | -298.255 | 1732.37 | 2601.53 | Lugo - Victorville area constraint | Sloan Canyon - Eldorado 500 kV constraint | GLW 230kV area constraint |  | 0 | 0 | 0 | 0 | 0 | 0 | 1081.97 | 1732.37 | 2601.53 | Sloan Canyon - Eldorado 500 kV constraint | Sloan Canyon - Eldorado 500 kV constraint | GLW 230kV area constraint |  | 5 | 1 | YES | 2 | 1 | 1 | NO | 1
PG&E FRESNO | Sanger | 115 | 0 | 0 | 0 | 0 | 0 | 0 | 0 | 0 | 0 | 0 | 0 | 0 | 0 | 0 | 0 | 0 | 0 | 0 | 0 | 0 | 0 | 0 | 0 | 0 | 0 | 0 | 0 | 0 | 0 | 0 | 0 | 0 | 0 | 0 | 0 | 0 | 0 | 0 | 0 | 0 | 0 | 0 | 0 | 0 | 0 | 1 | 0 | 0 | 0 | 0 | 0 | 0 | 0 | 0 | 0 | 0 | 0 | 0 | 0 | 0 | 0 | 0 | 0 | 0 | 0 | 0 | 0 | 0 | 0 | 0 | 0 | 0 | 0 | 0 | 0 | 0 | 0 | 0 | 1 | 1 | 0 | 1 | 0 | 1 | 1 | 1 | 0 | 0 | 0 | 1 | 0 | 0 | 0 | 0 | 1 | 0 | 0 |  |  | 0 | 0 | 0 | 0 | 0 | 0 | 0 | 0 | 0 | 0 | 0 | 0 | 0 | 0 | 0 | 0 | 2.8 | 0 | 0 | 0 | 0 | 0 | 0 | 0 | 0 | 0 | 0 | 0 | 0 | 1 | 3 | 0 | 2 | 0 | 0 | 0 | -1070.2 | -530.5 | 403.9426 | Borden-Storey #1 230kV line | Borden-Storey #1 230kV line | Chowchilla-Le grand 115kV Line |  | 0 | 0 | 0 | 0 | 0 | 0 | 31.0685 | 549.9 | 949.9426 | Bellota-Weber 230kV line | NEW- Melones-Cottle 230kV line | Chowchilla-Le grand 115kV Line |  | 5 | 1 | YES | 2 | 1 | 1 | NO | 1
SCE Northern | Santa Clara | 230 | 0 | 0 | 1 | 0 | 1 | 0 | 0 | 0 | 0 | 0 | 0 | 0 | 0 | 0 | 0 | 0 | 0 | 0 | 0 | 0 | 0 | 0 | 0 | 0 | 1 | 0 | 0 | 0 | 0 | 0 | 0 | 0 | 0 | 0 | 0 | 0 | 0 | 0 | 0 | 0 | 0 | 0 | 0 | 0 | 0 | 0 | 0 | 0 | 0 | 0 | 0 | 0 | 0 | 0 | 0 | 0 | 0 | 0 | 0 | 0 | 0 | 0 | 0 | 0 | 0 | 0 | 0 | 0 | 0 | 0 | 0 | 0 | 0 | 0 | 0 | 0 | 0 | 0 | 0 | 0 | 0 | 0 | 0 | 0 | 0 | 0 | 0 | 0 | 0 | 0 | 0 | 0 | 0 | 0 | 0 | 0 | 0 |  |  | 0 | 0 | 0 | 0 | 0 | 0 | 0 | 0 | 0 | 0 | 0 | 15 | 0 | 0 | 1 | 0 | 0 | 0 | 0 | 0 | 0 | 0 | 0 | 0 | 0 | 0 | 15 | 0 | 0 | 1 | 1 | 0 | 0 | 0 | 0 | 0 | -298.255 | 619.5 | 3306 | Lugo - Victorville area constraint | Moorpark-Pardee Constraint | Moorpark-Pardee Constraint |  | 0 | 0 | 0 | 0 | 0 | 0 | 287 | 619.5 | 3306 | Moorpark-Pardee Constraint | Moorpark-Pardee Constraint | Moorpark-Pardee Constraint |  | 5 | 1 | YES | 2 | 1 | 1 | NO | 1
PG&E NGBA | Santa Rosa A | 115 | 0 | 0 | 0 | 0 | 0 | 0 | 0 | 0 | 0 | 0 | 0 | 0 | 0 | 0 | 0 | 0 | 0 | 0 | 0 | 0 | 0 | 0 | 0 | 0 | 0 | 0 | 0 | 0 | 0 | 0 | 0 | 0 | 0 | 0 | 0 | 0 | 0 | 0 | 0 | 1 | 0 | 0 | 0 | 0 | 0 | 0 | 0 | 0 | 0 | 0 | 0 | 0 | 1 | 0 | 0 | 0 | 0 | 0 | 0 | 0 | 0 | 0 | 0 | 0 | 0 | 0 | 1 | 0 | 0 | 0 | 0 | 0 | 0 | 0 | 0 | 0 | 0 | 0 | 0 | 0 | 0 | 0 | 0 | 0 | 0 | 0 | 0 | 0 | 0 | 0 | 0 | 0 | 0 | 0 | 0 | 0 | 0 |  |  | 0 | 0 | 0 | 0 | 0 | 0 | 0 | 0 | 0 | 0 | 0 | 0 | 0 | 0 | 0 | 0 | 0 | 0 | 0 | 0 | 0 | 0 | 0 | 0 | 0 | 0 | 0 | 0 | 0 | 0 | 1 | 0 | 0 | 0 | 0 | 0 | -219.475 | 108.573 | 1029.902 | Birds Landing-Contra Costa 230kV Line | Birds Landing-Contra Costa 230kV Line | Birds Landing-Contra Costa 230kV Line |  | 0 | 0 | 0 | 0 | 0 | 0 | 804.745 | 1874.573 | 1029.902 | Collinsville-Tesla 500 kV Line | Birds Landing-Contra Costa 230kV Line | Birds Landing-Contra Costa 230kV Line |  | 5 | 1 | YES | 2 | 1 | 1 | NO | 1
PG&E GBA | Santa Teresa | 115 | 0 | 0 | 0 | 0 | 0 | 0 | 0 | 0 | 0 | 0 | 0 | 0 | 0 | 0 | 0 | 0 | 0 | 0 | 0 | 0 | 0 | 0 | 0 | 0 | 0 | 0 | 0 | 0 | 0 | 0 | 0 | 0 | 0 | 0 | 0 | 0 | 0 | 0 | 0 | 0 | 0 | 0 | 0 | 0 | 0 | 0 | 0 | 0 | 0 | 0 | 0 | 0 | 0 | 0 | 0 | 1 | 0 | 0 | 0 | 1 | 0 | 0 | 0 | 0 | 0 | 0 | 0 | 0 | 0 | 0 | 0 | 0 | 0 | 0 | 0 | 0 | 0 | 0 | 0 | 0 | 0 | 0 | 0 | 0 | 0 | 0 | 0 | 0 | 0 | 0 | 0 | 0 | 0 | 0 | 0 | 0 | 1 |  |  | 0 | 0 | 0 | 0 | 0 | 0 | 0 | 0 | 0 | 0 | 0 | 0 | 0 | 0 | 0 | 0 | 0 | 0 | 0 | 0 | 0 | 0 | 0 | 0 | 0 | 0 | 0 | 0 | 0 | 0 | 0 | 0 | 0 | 0 | 0 | 0 | 826.3685 | 1621.76 | 4912.272 | Tesla-Bellota 230 kV line | NEW-Metcalf-Mosslanding 500kV | Tesla-Bellota 230 kV line |  | 0 | 0 | 0 | 0 | 0 | 0 | 826.3685 | 1621.76 | 4912.272 | Tesla-Bellota 230 kV line | NEW-Metcalf-Mosslanding 500kV | Tesla-Bellota 230 kV line |  | 1 | 1 | NO | 1 | 1 | 1 | NO | 1
SDGE | Santee | 138 | 0 | 0 | 0 | 0 | 0 | 0 | 0 | 0 | 0 | 0 | 0 | 0 | 0 | 0 | 0 | 0 | 0 | 0 | 0 | 0 | 0 | 0 | 0 | 0 | 0 | 0 | 1 | 0 | 1 | 0 | 1 | 0 | 1 | 0 | 0 | 0 | 0 | 0 | 0 | 0 | 0 | 0 | 0 | 0 | 0 | 0 | 0 | 0 | 0 | 0 | 0 | 0 | 0 | 0 | 0 | 0 | 0 | 0 | 0 | 0 | 0 | 0 | 0 | 0 | 0 | 0 | 0 | 0 | 0 | 0 | 0 | 0 | 0 | 0 | 0 | 0 | 0 | 0 | 0 | 0 | 0 | 0 | 0 | 0 | 0 | 0 | 0 | 0 | 0 | 0 | 0 | 0 | 0 | 0 | 0 | 0 | 0 |  |  | 0 | 0 | 0 | 0 | 0 | 0 | 0 | 0 | 0 | 0 | 0 | 0 | 0 | 0 | 0 | 0 | 0 | 0 | 0 | 0 | 0 | 0 | 0 | 0 | 0 | 0 | 10 | 0 | 0 | 1 | 1 | 0 | 0 | 0 | 0 | 0 | -86 | 69 | 534 | Chicarita 138 kV constraint | Chicarita 138 kV constraint | Chicarita 138 kV constraint |  | 0 | 0 | 0 | 0 | 0 | 0 | 614 | 769 | 534 | Chicarita 138 kV constraint | Chicarita 138 kV constraint | Chicarita 138 kV constraint |  | 5 | 1 | YES | 2 | 1 | 1 | NO | 1
SCE Metro | Santiago | 230 | 0 | 0 | 0 | 0 | 0 | 0 | 0 | 0 | 0 | 1 | 0 | 0 | 0 | 0 | 0 | 0 | 0 | 0 | 0 | 0 | 0 | 0 | 0 | 0 | 0 | 0 | 0 | 0 | 0 | 0 | 0 | 0 | 0 | 0 | 0 | 0 | 0 | 0 | 0 | 0 | 0 | 0 | 0 | 0 | 0 | 0 | 0 | 0 | 0 | 0 | 0 | 0 | 0 | 0 | 0 | 0 | 0 | 0 | 0 | 0 | 0 | 0 | 0 | 0 | 0 | 0 | 0 | 0 | 0 | 0 | 0 | 0 | 0 | 0 | 0 | 0 | 0 | 0 | 0 | 0 | 0 | 0 | 0 | 0 | 0 | 0 | 0 | 0 | 0 | 0 | 0 | 0 | 0 | 0 | 0 | 0 | 0 |  |  | 0 | 0 | 0 | 0 | 0 | 0 | 0 | 0 | 0 | 0 | 0 | 0 | 0 | 0 | 0 | 0 | 0 | 0 | 0 | 0 | 0 | 0 | 0 | 0 | 0 | 0 | 0 | 0 | 0 | 0 | 0 | 0 | 0 | 0 | 0 | 0 | 9741.6 | 11376.2 | 14050.5055 | SCE Metro Area Default Constraint | SCE Metro Area Default Constraint | SCE Metro Area Default Constraint |  | 0 | 0 | 0 | 0 | 0 | 0 | 9741.6 | 11376.2 | 14050.5055 | SCE Metro Area Default Constraint | SCE Metro Area Default Constraint | SCE Metro Area Default Constraint |  | 1 | 1 | NO | 1 | 1 | 1 | NO | 1
PG&E GBA | Saratoga | 230 | 0 | 0 | 0 | 0 | 0 | 0 | 0 | 0 | 0 | 0 | 0 | 0 | 0 | 0 | 0 | 0 | 0 | 0 | 0 | 0 | 0 | 0 | 0 | 0 | 0 | 0 | 0 | 0 | 0 | 0 | 0 | 0 | 0 | 0 | 0 | 0 | 0 | 0 | 0 | 0 | 0 | 0 | 0 | 0 | 0 | 0 | 0 | 0 | 0 | 0 | 0 | 0 | 1 | 0 | 0 | 1 | 0 | 0 | 0 | 1 | 0 | 0 | 0 | 0 | 0 | 0 | 0 | 0 | 0 | 0 | 0 | 0 | 0 | 0 | 0 | 0 | 0 | 0 | 0 | 0 | 0 | 0 | 0 | 0 | 0 | 0 | 0 | 0 | 0 | 0 | 0 | 0 | 0 | 0 | 0 | 0 | 0 |  |  | 0 | 0 | 0 | 0 | 0 | 0 | 0 | 0 | 0 | 0 | 0 | 0 | 0 | 0 | 0 | 0 | 0 | 0 | 0 | 0 | 0 | 0 | 0 | 0 | 0 | 0 | 0 | 0 | 0 | 0 | 0 | 0 | 0 | 0 | 0 | 0 | 826.3685 | 1964.2439 | 4912.272 | Tesla-Bellota 230 kV line | Tesla-Bellota 230 kV line | Tesla-Bellota 230 kV line |  | 0 | 0 | 0 | 0 | 0 | 0 | 826.3685 | 1964.2439 | 4912.272 | Tesla-Bellota 230 kV line | Tesla-Bellota 230 kV line | Tesla-Bellota 230 kV line |  | 1 | 1 | NO | 1 | 1 | 1 | NO | 1
SCE Northern | Saugus | 230 | 0 | 0 | 0 | 0 | 0 | 0 | 0 | 0 | 0 | 0 | 0 | 0 | 0 | 0 | 0 | 0 | 0 | 0 | 0 | 0 | 0 | 0 | 0 | 0 | 1 | 0 | 0 | 0 | 0 | 0 | 0 | 0 | 0 | 0 | 0 | 0 | 0 | 0 | 0 | 0 | 0 | 0 | 0 | 0 | 0 | 0 | 0 | 0 | 0 | 0 | 0 | 0 | 0 | 0 | 0 | 0 | 0 | 0 | 0 | 0 | 0 | 0 | 0 | 0 | 0 | 0 | 0 | 0 | 0 | 0 | 0 | 0 | 0 | 0 | 0 | 0 | 0 | 0 | 0 | 0 | 0 | 0 | 0 | 0 | 0 | 0 | 0 | 0 | 0 | 0 | 0 | 0 | 0 | 0 | 0 | 0 | 0 |  |  | 0 | 0 | 0 | 0 | 0 | 0 | 0 | 0 | 0 | 0 | 0 | 0 | 0 | 0 | 0 | 0 | 0 | 0 | 0 | 0 | 0 | 0 | 0 | 0 | 0 | 0 | 0 | 0 | 0 | 0 | 1 | 0 | 0 | 0 | 0 | 0 | -298.255 | 3242.99 | 6657.945 | Lugo - Victorville area constraint | Lugo - Victorville area constraint | Lugo - Victorville area constraint |  | 0 | 0 | 0 | 0 | 0 | 0 | 6501.745 | 10042.99 | 13457.945 | Lugo - Victorville area constraint | Lugo - Victorville area constraint | Lugo - Victorville area constraint |  | 5 | 1 | YES | 2 | 1 | 1 | NO | 1
PG&E FRESNO | Schindler | 115 | 0 | 0 | 0 | 0 | 0 | 0 | 0 | 0 | 0 | 0 | 0 | 0 | 0 | 0 | 0 | 0 | 0 | 0 | 0 | 0 | 0 | 0 | 0 | 0 | 0 | 0 | 0 | 0 | 0 | 0 | 0 | 0 | 0 | 0 | 0 | 0 | 0 | 0 | 0 | 0 | 0 | 0 | 0 | 0 | 0 | 0 | 0 | 0 | 0 | 0 | 0 | 0 | 0 | 0 | 0 | 0 | 0 | 0 | 0 | 0 | 0 | 0 | 0 | 0 | 0 | 0 | 0 | 0 | 0 | 0 | 0 | 0 | 0 | 0 | 0 | 0 | 0 | 0 | 0 | 1 | 0 | 0 | 0 | 0 | 0 | 0 | 0 | 1 | 0 | 0 | 0 | 0 | 0 | 0 | 0 | 0 | 0 |  |  | 0 | 0 | 0 | 0 | 0 | 0 | 0 | 0 | 0 | 0 | 0 | 0 | 0 | 0 | 0 | 0 | 0 | 0 | 0 | 0 | 0 | 0 | 0 | 0 | 0 | 0 | 0 | 0 | 0 | 0 | 0 | 0 | 0 | 0 | 0 | 0 | 1625.8 | 1820 | 1197.1041 | Panoche- Mendota 115 kV line | Panoche- Mendota 115 kV line | Panoche- Mendota 115 kV line |  | 0 | 0 | 0 | 0 | 0 | 0 | 1625.8 | 1820 | 1197.1041 | Panoche- Mendota 115 kV line | Panoche- Mendota 115 kV line | Panoche- Mendota 115 kV line |  | 1 | 1 | NO | 1 | 1 | 1 | NO | 1
PG&E FRESNO | Schindler | 70 | 0 | 0 | 0 | 0 | 0 | 0 | 0 | 0 | 0 | 0 | 0 | 0 | 0 | 0 | 0 | 0 | 0 | 0 | 0 | 0 | 0 | 0 | 0 | 0 | 0 | 0 | 0 | 0 | 0 | 0 | 0 | 0 | 0 | 0 | 0 | 0 | 0 | 0 | 0 | 0 | 0 | 0 | 0 | 0 | 0 | 0 | 0 | 0 | 0 | 0 | 0 | 0 | 0 | 0 | 0 | 0 | 0 | 0 | 0 | 0 | 0 | 0 | 0 | 0 | 0 | 0 | 0 | 0 | 0 | 0 | 0 | 0 | 0 | 0 | 0 | 0 | 0 | 0 | 1 | 0 | 1 | 1 | 1 | 0 | 0 | 1 | 0 | 1 | 0 | 0 | 0 | 0 | 0 | 0 | 0 | 0 | 0 |  |  | 0 | 0 | 0 | 0 | 0 | 0 | 0 | 0 | 0 | 0 | 0 | 0 | 0 | 0 | 0 | 0 | 0 | 0 | 0 | 0 | 0 | 0 | 0 | 0 | 0 | 0 | 0 | 0 | 0 | 0 | 0 | 0 | 0 | 0 | 0 | 0 | 300.67 | 300.67 | 267.1415 | Gates 230/70kV TB #5 | Gates 230/70kV TB #5 | Gates 230/70kV TB #5 |  | 0 | 0 | 0 | 0 | 0 | 0 | 300.67 | 300.67 | 267.1415 | Gates 230/70kV TB #5 | Gates 230/70kV TB #5 | Gates 230/70kV TB #5 |  | 1 | 1 | NO | 1 | 1 | 1 | NO | 1
PG&E GBA | Schulte | 115 | 0 | 0 | 0 | 0 | 0 | 0 | 0 | 0 | 0 | 0 | 0 | 0 | 0 | 0 | 0 | 0 | 0 | 0 | 0 | 0 | 0 | 0 | 0 | 0 | 0 | 0 | 0 | 0 | 0 | 0 | 0 | 0 | 0 | 0 | 0 | 0 | 0 | 0 | 0 | 0 | 0 | 0 | 0 | 0 | 0 | 1 | 0 | 0 | 0 | 0 | 0 | 0 | 0 | 0 | 0 | 0 | 0 | 1 | 0 | 1 | 0 | 0 | 0 | 0 | 0 | 1 | 0 | 0 | 0 | 0 | 0 | 0 | 0 | 0 | 0 | 0 | 0 | 0 | 0 | 0 | 0 | 0 | 0 | 0 | 0 | 0 | 0 | 0 | 0 | 0 | 0 | 0 | 0 | 0 | 0 | 0 | 0 |  |  | 0 | 0 | 0 | 0 | 0 | 0 | 0 | 0 | 0 | 0 | 0 | 0 | 0 | 0 | 0 | 0 | 0 | 0 | 0 | 0 | 0 | 0 | 0 | 0 | 0 | 0 | 0 | 0 | 0 | 0 | 1 | 0 | 0 | 0 | 0 | 0 | -428.9315 | 201.2909 | 653.3714 | Bellota-Weber 230kV line | Kasson Jct-Heinz 115 kV line | Kasson Jct-Heinz 115 kV line |  | 0 | 0 | 0 | 0 | 0 | 0 | 31.0685 | 201.2909 | 653.3714 | Bellota-Weber 230kV line | Kasson Jct-Heinz 115 kV line | Kasson Jct-Heinz 115 kV line |  | 5 | 1 | YES | 2 | 1 | 1 | NO | 1
SDGE | Scripps | 69 | 0 | 0 | 0 | 0 | 0 | 0 | 0 | 0 | 0 | 0 | 0 | 0 | 0 | 0 | 0 | 0 | 0 | 0 | 0 | 0 | 0 | 0 | 0 | 0 | 0 | 1 | 0 | 0 | 0 | 0 | 1 | 0 | 1 | 0 | 0 | 0 | 0 | 0 | 0 | 0 | 0 | 0 | 0 | 0 | 0 | 0 | 0 | 0 | 0 | 0 | 0 | 0 | 0 | 0 | 0 | 0 | 0 | 0 | 0 | 0 | 0 | 0 | 0 | 0 | 0 | 0 | 0 | 0 | 0 | 0 | 0 | 0 | 0 | 0 | 0 | 0 | 0 | 0 | 0 | 0 | 0 | 0 | 0 | 0 | 0 | 0 | 0 | 0 | 0 | 0 | 0 | 0 | 0 | 0 | 0 | 0 | 0 |  |  | 0 | 0 | 0 | 0 | 0 | 0 | 0 | 0 | 0 | 0 | 0 | 0 | 0 | 0 | 0 | 0 | 0 | 0 | 0 | 0 | 0 | 0 | 0 | 0 | 0 | 0 | 0 | 0 | 0 | 0 | 0 | 0 | 0 | 0 | 0 | 0 | 472.87 | 898.435 | 2167.23 | Capistrano-San Onofre 230 kV constraint | Capistrano-San Onofre 230 kV constraint | Capistrano-San Onofre 230 kV constraint |  | 0 | 0 | 0 | 0 | 0 | 0 | 472.87 | 898.435 | 2167.23 | Capistrano-San Onofre 230 kV constraint | Capistrano-San Onofre 230 kV constraint | Capistrano-San Onofre 230 kV constraint |  | 1 | 1 | NO | 1 | 1 | 1 | NO | 1
PG&E KERN | Semitropic | 115 | 0 | 0 | 0 | 0 | 0 | 0 | 0 | 0 | 0 | 0 | 0 | 0 | 0 | 0 | 0 | 0 | 0 | 0 | 0 | 0 | 0 | 0 | 0 | 0 | 0 | 0 | 0 | 0 | 0 | 0 | 0 | 0 | 0 | 0 | 0 | 0 | 0 | 0 | 0 | 0 | 0 | 0 | 0 | 0 | 0 | 0 | 0 | 0 | 0 | 0 | 0 | 0 | 0 | 0 | 0 | 0 | 0 | 0 | 0 | 0 | 0 | 0 | 0 | 0 | 0 | 0 | 0 | 1 | 1 | 0 | 0 | 0 | 0 | 0 | 0 | 1 | 0 | 0 | 0 | 1 | 0 | 0 | 0 | 0 | 0 | 0 | 0 | 0 | 0 | 0 | 0 | 0 | 0 | 0 | 0 | 0 | 0 |  |  | 0 | 0 | 0 | 0 | 0 | 0 | 0 | 0 | 0 | 0 | 0 | 0 | 0 | 0 | 0 | 0 | 0 | 0 | 0 | 0 | 0 | 0 | 0 | 4.66 | 0 | 0 | 0 | 0 | 0 | 1 | 0 | 0 | 0 | 0 | 0 | 0 | 201 | 193.6 | 235.7988 | Semitropic-Midway 115kV Line | Semitropic-Midway 115kV Line | Semitropic-Midway 115kV Line |  | 0 | 0 | 0 | 0 | 0 | 0 | 201 | 193.6 | 235.7988 | Semitropic-Midway 115kV Line | Semitropic-Midway 115kV Line | Semitropic-Midway 115kV Line |  | 1 | 1 | NO | 1 | 1 | 1 | NO | 1
SCE Metro | Serrano | 230 | 0 | 0 | 0 | 0 | 0 | 0 | 0 | 0 | 0 | 1 | 0 | 0 | 0 | 0 | 0 | 0 | 0 | 0 | 0 | 0 | 0 | 0 | 0 | 0 | 0 | 0 | 0 | 0 | 0 | 0 | 0 | 0 | 0 | 0 | 0 | 0 | 0 | 0 | 0 | 0 | 0 | 0 | 0 | 0 | 0 | 0 | 0 | 0 | 0 | 0 | 0 | 0 | 0 | 0 | 0 | 0 | 0 | 0 | 0 | 0 | 0 | 0 | 0 | 0 | 0 | 0 | 0 | 0 | 0 | 0 | 0 | 0 | 0 | 0 | 0 | 0 | 0 | 0 | 0 | 0 | 0 | 0 | 0 | 0 | 0 | 0 | 0 | 0 | 0 | 0 | 0 | 0 | 0 | 0 | 0 | 0 | 0 |  |  | 0 | 0 | 0 | 0 | 0 | 0 | 0 | 0 | 0 | 0 | 0 | 0 | 0 | 0 | 0 | 0 | 0 | 0 | 0 | 0 | 0 | 0 | 0 | 0 | 0 | 0 | 0 | 0 | 0 | 0 | 0 | 0 | 0 | 0 | 0 | 0 | 9741.6 | 11376.2 | 14050.5055 | SCE Metro Area Default Constraint | SCE Metro Area Default Constraint | SCE Metro Area Default Constraint |  | 0 | 0 | 0 | 0 | 0 | 0 | 9741.6 | 11376.2 | 14050.5055 | SCE Metro Area Default Constraint | SCE Metro Area Default Constraint | SCE Metro Area Default Constraint |  | 1 | 1 | NO | 1 | 1 | 1 | NO | 1
SCE Metro | Serrano | 500 | 0 | 0 | 0 | 0 | 0 | 0 | 0 | 0 | 0 | 1 | 0 | 0 | 0 | 0 | 0 | 0 | 0 | 0 | 0 | 0 | 0 | 0 | 0 | 0 | 0 | 0 | 0 | 0 | 0 | 0 | 0 | 0 | 0 | 0 | 0 | 0 | 0 | 0 | 0 | 0 | 0 | 0 | 0 | 0 | 0 | 0 | 0 | 0 | 0 | 0 | 0 | 0 | 0 | 0 | 0 | 0 | 0 | 0 | 0 | 0 | 0 | 0 | 0 | 0 | 0 | 0 | 0 | 0 | 0 | 0 | 0 | 0 | 0 | 0 | 0 | 0 | 0 | 0 | 0 | 0 | 0 | 0 | 0 | 0 | 0 | 0 | 0 | 0 | 0 | 0 | 0 | 0 | 0 | 0 | 0 | 0 | 0 |  |  | 0 | 0 | 0 | 0 | 0 | 0 | 0 | 0 | 0 | 0 | 0 | 0 | 0 | 0 | 0 | 0 | 0 | 0 | 0 | 0 | 0 | 0 | 0 | 0 | 0 | 0 | 0 | 0 | 0 | 0 | 0 | 0 | 0 | 0 | 0 | 0 | 9741.6 | 11376.2 | 14050.5055 | SCE Metro Area Default Constraint | SCE Metro Area Default Constraint | SCE Metro Area Default Constraint |  | 0 | 0 | 0 | 0 | 0 | 0 | 9741.6 | 11376.2 | 14050.5055 | SCE Metro Area Default Constraint | SCE Metro Area Default Constraint | SCE Metro Area Default Constraint |  | 1 | 1 | NO | 1 | 1 | 1 | NO | 1
SDGE | Shadowridge | 138 | 0 | 0 | 0 | 0 | 0 | 0 | 0 | 0 | 0 | 0 | 0 | 0 | 0 | 0 | 0 | 0 | 0 | 0 | 0 | 0 | 0 | 0 | 0 | 0 | 0 | 0 | 0 | 0 | 1 | 0 | 1 | 0 | 1 | 0 | 0 | 0 | 0 | 0 | 0 | 0 | 0 | 0 | 0 | 0 | 0 | 0 | 0 | 0 | 0 | 0 | 0 | 0 | 0 | 0 | 0 | 0 | 0 | 0 | 0 | 0 | 0 | 0 | 0 | 0 | 0 | 0 | 0 | 0 | 0 | 0 | 0 | 0 | 0 | 0 | 0 | 0 | 0 | 0 | 0 | 0 | 0 | 0 | 0 | 0 | 0 | 0 | 0 | 0 | 0 | 0 | 0 | 0 | 0 | 0 | 0 | 0 | 0 |  |  | 0 | 0 | 0 | 0 | 0 | 0 | 0 | 0 | 0 | 0 | 0 | 0 | 0 | 0 | 0 | 0 | 0 | 0 | 0 | 0 | 0 | 0 | 0 | 0 | 0 | 0 | 0 | 0 | 0 | 0 | 0 | 0 | 0 | 0 | 0 | 0 | 996.76 | 2276.48 | 8249.2344 | San Luis Rey-San Onofre 230 kV line constraint | San Luis Rey-San Onofre 230 kV line constraint | Encina - San Luis Rey 230 kV constraint |  | 0 | 0 | 0 | 0 | 0 | 0 | 996.76 | 2276.48 | 8249.2344 | San Luis Rey-San Onofre 230 kV line constraint | San Luis Rey-San Onofre 230 kV line constraint | Encina - San Luis Rey 230 kV constraint |  | 1 | 1 | NO | 1 | 1 | 1 | NO | 1
PG&E KERN | Shafter | 115 | 0 | 0 | 0 | 0 | 0 | 0 | 0 | 0 | 0 | 0 | 0 | 0 | 0 | 0 | 0 | 0 | 0 | 0 | 0 | 0 | 0 | 0 | 0 | 0 | 0 | 0 | 0 | 0 | 0 | 0 | 0 | 0 | 0 | 0 | 0 | 0 | 0 | 0 | 0 | 0 | 0 | 0 | 0 | 0 | 0 | 0 | 0 | 0 | 0 | 0 | 0 | 0 | 0 | 0 | 0 | 0 | 0 | 0 | 0 | 0 | 0 | 0 | 0 | 0 | 0 | 0 | 0 | 1 | 0 | 0 | 0 | 0 | 0 | 0 | 1 | 0 | 0 | 0 | 1 | 1 | 0 | 0 | 0 | 0 | 0 | 0 | 0 | 0 | 0 | 0 | 0 | 0 | 0 | 0 | 1 | 0 | 0 |  |  | 0 | 0 | 0 | 0 | 0 | 0 | 0 | 0 | 0 | 0 | 0 | 0 | 0 | 0 | 0 | 0 | 0 | 0 | 0 | 0 | 0 | 0 | 0 | 2.25 | 0 | 0 | 0 | 0 | 0 | 1 | 0 | 0 | 0 | 0 | 0 | 0 | 334.015 | 243.8117 | 587.675 | Cal Flat-Gates 230 kV line | Cal Flat-Gates 230 kV line | Cal Flat-Gates 230 kV line |  | 0 | 0 | 0 | 0 | 0 | 0 | 334.015 | 243.8117 | 587.675 | Cal Flat-Gates 230 kV line | Cal Flat-Gates 230 kV line | Cal Flat-Gates 230 kV line |  | 1 | 1 | NO | 1 | 1 | 1 | NO | 1
PG&E NGBA | Silverado | 115 | 0 | 0 | 0 | 0 | 0 | 0 | 0 | 0 | 0 | 0 | 0 | 0 | 0 | 0 | 0 | 0 | 0 | 0 | 0 | 0 | 0 | 0 | 0 | 0 | 0 | 0 | 0 | 0 | 0 | 0 | 0 | 0 | 0 | 0 | 0 | 0 | 0 | 0 | 0 | 1 | 0 | 1 | 0 | 0 | 0 | 0 | 0 | 0 | 0 | 0 | 0 | 1 | 1 | 1 | 1 | 1 | 0 | 0 | 0 | 0 | 0 | 0 | 0 | 0 | 0 | 1 | 1 | 0 | 0 | 0 | 0 | 0 | 0 | 0 | 0 | 0 | 0 | 0 | 0 | 0 | 0 | 0 | 0 | 0 | 0 | 0 | 0 | 0 | 0 | 0 | 0 | 0 | 0 | 0 | 0 | 0 | 0 |  |  | 0 | 0 | 0 | 0 | 0 | 0 | 0 | 0 | 0 | 0 | 0 | 0 | 0 | 0 | 0 | 0 | 0 | 0 | 0 | 0 | 0 | 0 | 0 | 0 | 0 | 0 | 0 | 0 | 0 | 0 | 2 | 0 | 1 | 0 | 0 | 0 | -763.325 | -136.609 | 798.62 | Windmaster-Delta pumps 230 kV line | Windmaster-Delta pumps 230 kV line | Lakeville-Ignacio 230 kV line |  | 0 | 0 | 0 | 0 | 0 | 0 | 401.875 | 742.923 | 798.62 | Contra Costa- Windmaster 230 kV line | Contra Costa- Windmaster 230 kV line | Lakeville-Ignacio 230 kV line |  | 5 | 1 | YES | 2 | 1 | 1 | NO | 1
SDGE | Silvergate | 230 | 0 | 0 | 0 | 0 | 0 | 0 | 0 | 0 | 0 | 0 | 0 | 0 | 0 | 0 | 0 | 0 | 0 | 0 | 0 | 0 | 0 | 0 | 0 | 0 | 0 | 0 | 0 | 0 | 1 | 0 | 1 | 0 | 1 | 0 | 0 | 0 | 1 | 0 | 0 | 0 | 0 | 0 | 0 | 0 | 0 | 0 | 0 | 0 | 0 | 0 | 0 | 0 | 0 | 0 | 0 | 0 | 0 | 0 | 0 | 0 | 0 | 0 | 0 | 0 | 0 | 0 | 0 | 0 | 0 | 0 | 0 | 0 | 0 | 0 | 0 | 0 | 0 | 0 | 0 | 0 | 0 | 0 | 0 | 0 | 0 | 0 | 0 | 0 | 0 | 0 | 0 | 0 | 0 | 0 | 0 | 0 | 0 |  |  | 0 | 0 | 0 | 0 | 0 | 0 | 0 | 0 | 0 | 0 | 0 | 100 | 0 | 0 | 1 | 0 | 0 | 0 | 0 | 0 | 0 | 0 | 0 | 0 | 0 | 0 | 100 | 0 | 0 | 1 | 0 | 0 | 0 | 0 | 0 | 0 | 996.76 | 1777.97 | 2217.6044 | San Luis Rey-San Onofre 230 kV line constraint | Silvergate-Old Town 230 kV constraint | Silvergate-Old Town 230 kV constraint |  | 0 | 0 | 0 | 0 | 0 | 0 | 996.76 | 1777.97 | 2217.6044 | San Luis Rey-San Onofre 230 kV line constraint | Silvergate-Old Town 230 kV constraint | Silvergate-Old Town 230 kV constraint |  | 1 | 1 | NO | 1 | 1 | 1 | NO | 1
SDGE | Silvergate | 69 | 0 | 0 | 0 | 0 | 0 | 0 | 0 | 0 | 0 | 0 | 0 | 0 | 0 | 0 | 0 | 0 | 0 | 0 | 0 | 0 | 0 | 0 | 0 | 0 | 0 | 0 | 0 | 0 | 0 | 0 | 1 | 0 | 1 | 0 | 0 | 0 | 1 | 0 | 0 | 0 | 0 | 0 | 0 | 0 | 0 | 0 | 0 | 0 | 0 | 0 | 0 | 0 | 0 | 0 | 0 | 0 | 0 | 0 | 0 | 0 | 0 | 0 | 0 | 0 | 0 | 0 | 0 | 0 | 0 | 0 | 0 | 0 | 0 | 0 | 0 | 0 | 0 | 0 | 0 | 0 | 0 | 0 | 0 | 0 | 0 | 0 | 0 | 0 | 0 | 0 | 0 | 0 | 0 | 0 | 0 | 0 | 0 |  |  | 0 | 0 | 0 | 0 | 0 | 0 | 0 | 0 | 0 | 0 | 0 | 0 | 0 | 0 | 0 | 0 | 0 | 0 | 0 | 0 | 0 | 0 | 0 | 0 | 0 | 0 | 0 | 0 | 0 | 0 | 0 | 0 | 0 | 0 | 0 | 0 | 996.76 | 1777.97 | 2217.6044 | San Luis Rey-San Onofre 230 kV line constraint | Silvergate-Old Town 230 kV constraint | Silvergate-Old Town 230 kV constraint |  | 0 | 0 | 0 | 0 | 0 | 0 | 996.76 | 1777.97 | 2217.6044 | San Luis Rey-San Onofre 230 kV line constraint | Silvergate-Old Town 230 kV constraint | Silvergate-Old Town 230 kV constraint |  | 1 | 1 | NO | 1 | 1 | 1 | NO | 1
PG&E KERN | Sisquoc | 115 | 0 | 0 | 0 | 0 | 0 | 0 | 0 | 0 | 0 | 0 | 0 | 0 | 0 | 0 | 0 | 0 | 0 | 0 | 0 | 0 | 0 | 0 | 0 | 0 | 0 | 0 | 0 | 0 | 0 | 0 | 0 | 0 | 0 | 0 | 0 | 0 | 0 | 0 | 0 | 0 | 0 | 0 | 0 | 0 | 0 | 0 | 0 | 0 | 0 | 0 | 0 | 0 | 0 | 0 | 0 | 0 | 0 | 0 | 0 | 0 | 0 | 0 | 0 | 0 | 0 | 0 | 0 | 1 | 1 | 0 | 0 | 0 | 0 | 0 | 0 | 0 | 0 | 0 | 0 | 1 | 0 | 0 | 0 | 0 | 0 | 1 | 0 | 0 | 0 | 0 | 0 | 0 | 0 | 0 | 0 | 1 | 0 |  |  | 0 | 0 | 0 | 0 | 0 | 0 | 0 | 0 | 0 | 0 | 0 | 0 | 0 | 0 | 0 | 0 | 0 | 0 | 0 | 0 | 0 | 0 | 0 | 0 | 0 | 0 | 0 | 0 | 0 | 0 | 0 | 0 | 0 | 0 | 0 | 0 | 334.015 | 243.8117 | 587.675 | Cal Flat-Gates 230 kV line | Cal Flat-Gates 230 kV line | Cal Flat-Gates 230 kV line |  | 0 | 0 | 0 | 0 | 0 | 0 | 334.015 | 243.8117 | 587.675 | Cal Flat-Gates 230 kV line | Cal Flat-Gates 230 kV line | Cal Flat-Gates 230 kV line |  | 1 | 1 | NO | 1 | 1 | 1 | NO | 1
EOP | Sloan Canyon | 230 | 0 | 0 | 0 | 0 | 0 | 0 | 0 | 0 | 0 | 0 | 0 | 0 | 0 | 0 | 0 | 0 | 0 | 0 | 0 | 0 | 0 | 0 | 0 | 1 | 1 | 0 | 0 | 0 | 0 | 0 | 0 | 0 | 0 | 0 | 0 | 0 | 0 | 0 | 0 | 0 | 0 | 0 | 0 | 0 | 0 | 0 | 0 | 0 | 0 | 0 | 0 | 0 | 0 | 0 | 0 | 0 | 0 | 0 | 0 | 0 | 0 | 0 | 0 | 0 | 0 | 0 | 0 | 0 | 0 | 0 | 0 | 0 | 0 | 0 | 0 | 0 | 0 | 0 | 0 | 0 | 0 | 0 | 0 | 0 | 0 | 0 | 0 | 0 | 0 | 0 | 0 | 0 | 0 | 0 | 0 | 0 | 0 |  |  | 0 | 0 | 0 | 0 | 0 | 0 | 0 | 0 | 0 | 0 | 0 | 0 | 0 | 0 | 0 | 0 | 0 | 66 | 244 | 0 | 0 | 0 | 0 | 0 | 0 | 0 | 0 | 0 | 0 | 1 | 1 | 0 | 0 | 0 | 0 | 0 | -298.255 | 1732.37 | 2665.66 | Lugo - Victorville area constraint | Sloan Canyon - Eldorado 500 kV constraint | Sloan Canyon - Eldorado 500 kV constraint |  | 0 | 0 | 0 | 0 | 0 | 0 | 1081.97 | 1732.37 | 2665.66 | Sloan Canyon - Eldorado 500 kV constraint | Sloan Canyon - Eldorado 500 kV constraint | Sloan Canyon - Eldorado 500 kV constraint |  | 5 | 1 | YES | 2 | 1 | 1 | NO | 1
EOP | Sloan Canyon | 500 | 0 | 0 | 0 | 0 | 0 | 0 | 0 | 0 | 0 | 0 | 0 | 0 | 0 | 0 | 0 | 0 | 0 | 0 | 0 | 0 | 0 | 0 | 0 | 1 | 1 | 0 | 0 | 0 | 0 | 0 | 0 | 0 | 0 | 0 | 0 | 0 | 0 | 0 | 0 | 0 | 0 | 0 | 0 | 0 | 0 | 0 | 0 | 0 | 0 | 0 | 0 | 0 | 0 | 0 | 0 | 0 | 0 | 0 | 0 | 0 | 0 | 0 | 0 | 0 | 0 | 0 | 0 | 0 | 0 | 0 | 0 | 0 | 0 | 0 | 0 | 0 | 0 | 0 | 0 | 0 | 0 | 0 | 0 | 0 | 0 | 0 | 0 | 0 | 0 | 0 | 0 | 0 | 0 | 0 | 0 | 0 | 0 |  |  | 0 | 0 | 0 | 0 | 0 | 0 | 0 | 0 | 0 | 0 | 0 | 0 | 0 | 0 | 0 | 0 | 0 | 0 | 0 | 0 | 0 | 0 | 0 | 0 | 0 | 0 | 0 | 0 | 0 | 0 | 1 | 0 | 0 | 0 | 0 | 0 | -298.255 | 1732.37 | 2665.66 | Lugo - Victorville area constraint | Sloan Canyon - Eldorado 500 kV constraint | Sloan Canyon - Eldorado 500 kV constraint |  | 0 | 0 | 0 | 0 | 0 | 0 | 1081.97 | 1732.37 | 2665.66 | Sloan Canyon - Eldorado 500 kV constraint | Sloan Canyon - Eldorado 500 kV constraint | Sloan Canyon - Eldorado 500 kV constraint |  | 5 | 1 | YES | 2 | 1 | 1 | NO | 1
PG&E KERN | Smyrna | 115 | 0 | 0 | 0 | 0 | 0 | 0 | 0 | 0 | 0 | 0 | 0 | 0 | 0 | 0 | 0 | 0 | 0 | 0 | 0 | 0 | 0 | 0 | 0 | 0 | 0 | 0 | 0 | 0 | 0 | 0 | 0 | 0 | 0 | 0 | 0 | 0 | 0 | 0 | 0 | 0 | 0 | 0 | 0 | 0 | 0 | 0 | 0 | 0 | 0 | 0 | 0 | 0 | 0 | 0 | 0 | 0 | 0 | 0 | 0 | 0 | 0 | 0 | 0 | 0 | 0 | 0 | 0 | 1 | 0 | 1 | 1 | 0 | 0 | 0 | 1 | 1 | 0 | 0 | 1 | 0 | 0 | 0 | 0 | 0 | 0 | 0 | 0 | 0 | 0 | 0 | 0 | 0 | 0 | 0 | 1 | 0 | 0 |  |  | 0 | 0 | 0 | 0 | 0 | 0 | 0 | 0 | 0 | 0 | 0 | 0 | 0 | 0 | 0 | 0 | 0 | 0 | 0 | 0 | 0 | 0 | 0 | 6 | 0 | 0 | 0 | 0 | 0 | 1 | 0 | 0 | 0 | 0 | 0 | 0 | 195 | 187.6 | 135.29 | Smyrna-Atwell Jct 115kV Line | Smyrna-Atwell Jct 115kV Line | Smyrna-Atwell Jct 115kV Line |  | 0 | 0 | 0 | 0 | 0 | 0 | 195 | 187.6 | 135.29 | Smyrna-Atwell Jct 115kV Line | Smyrna-Atwell Jct 115kV Line | Smyrna-Atwell Jct 115kV Line |  | 1 | 1 | NO | 1 | 1 | 1 | NO | 1
PG&E GBA | Sobrante | 115 | 0 | 0 | 0 | 0 | 0 | 0 | 0 | 0 | 0 | 0 | 0 | 0 | 0 | 0 | 0 | 0 | 0 | 0 | 0 | 0 | 0 | 0 | 0 | 0 | 0 | 0 | 0 | 0 | 0 | 0 | 0 | 0 | 0 | 0 | 0 | 0 | 0 | 0 | 0 | 1 | 0 | 0 | 0 | 0 | 0 | 0 | 0 | 0 | 0 | 1 | 0 | 0 | 1 | 1 | 1 | 1 | 0 | 0 | 1 | 1 | 0 | 1 | 0 | 0 | 0 | 1 | 0 | 0 | 0 | 0 | 0 | 0 | 0 | 0 | 0 | 0 | 0 | 0 | 0 | 0 | 0 | 0 | 0 | 0 | 0 | 0 | 0 | 0 | 0 | 0 | 0 | 0 | 0 | 0 | 0 | 0 | 0 |  |  | 0 | 0 | 0 | 0 | 0 | 0 | 0 | 0 | 0 | 0 | 0 | 0 | 0 | 0 | 0 | 0 | 0 | 0 | 0 | 0 | 0 | 0 | 0 | 0 | 0 | 0 | 0 | 0 | 0 | 0 | 1 | 0 | 1 | 0 | 0 | 0 | -763.325 | -136.609 | 1214.56 | Windmaster-Delta pumps 230 kV line | Windmaster-Delta pumps 230 kV line | Grant - Eastshore #2 line 115 kV |  | 0 | 0 | 0 | 0 | 0 | 0 | 401.875 | 742.923 | 1214.56 | Contra Costa- Windmaster 230 kV line | Contra Costa- Windmaster 230 kV line | Grant - Eastshore #2 line 115 kV |  | 5 | 1 | YES | 2 | 1 | 1 | NO | 1
PG&E GBA | Sobrante | 230 | 0 | 0 | 0 | 0 | 0 | 0 | 0 | 0 | 0 | 0 | 0 | 0 | 0 | 0 | 0 | 0 | 0 | 0 | 0 | 0 | 0 | 0 | 0 | 0 | 0 | 0 | 0 | 0 | 0 | 0 | 0 | 0 | 0 | 0 | 0 | 0 | 0 | 0 | 0 | 1 | 0 | 0 | 0 | 0 | 0 | 0 | 0 | 0 | 0 | 1 | 0 | 0 | 1 | 1 | 1 | 1 | 0 | 0 | 1 | 1 | 0 | 0 | 0 | 0 | 0 | 1 | 0 | 0 | 0 | 0 | 0 | 0 | 0 | 0 | 0 | 0 | 0 | 0 | 0 | 0 | 0 | 0 | 0 | 0 | 0 | 0 | 0 | 0 | 0 | 0 | 0 | 0 | 0 | 0 | 0 | 0 | 0 |  |  | 0 | 0 | 0 | 0 | 0 | 0 | 0 | 0 | 0 | 0 | 0 | 0 | 0 | 0 | 0 | 0 | 0 | 0 | 0 | 0 | 0 | 0 | 0 | 0 | 0 | 0 | 0 | 0 | 0 | 0 | 1 | 0 | 1 | 0 | 0 | 0 | -763.325 | -136.609 | 3610.786 | Windmaster-Delta pumps 230 kV line | Windmaster-Delta pumps 230 kV line | Contra Costa- Windmaster 230 kV line |  | 0 | 0 | 0 | 0 | 0 | 0 | 401.875 | 742.923 | 3610.786 | Contra Costa- Windmaster 230 kV line | Contra Costa- Windmaster 230 kV line | Contra Costa- Windmaster 230 kV line |  | 5 | 1 | YES | 2 | 1 | 1 | NO | 1
PG&E KERN | Solar | 230 | 0 | 0 | 0 | 0 | 0 | 0 | 0 | 0 | 0 | 0 | 0 | 0 | 0 | 0 | 0 | 0 | 0 | 0 | 0 | 0 | 0 | 0 | 0 | 0 | 0 | 0 | 0 | 0 | 0 | 0 | 0 | 0 | 0 | 0 | 0 | 0 | 0 | 0 | 0 | 0 | 0 | 0 | 0 | 0 | 0 | 0 | 0 | 0 | 0 | 0 | 0 | 0 | 0 | 0 | 0 | 0 | 0 | 0 | 0 | 0 | 0 | 0 | 0 | 0 | 0 | 0 | 0 | 1 | 0 | 0 | 0 | 0 | 0 | 0 | 0 | 0 | 0 | 0 | 1 | 1 | 0 | 0 | 0 | 0 | 0 | 0 | 0 | 0 | 0 | 0 | 0 | 0 | 0 | 0 | 1 | 1 | 0 |  |  | 0 | 0 | 0 | 0 | 0 | 0 | 0 | 0 | 0 | 0 | 0 | 0 | 0 | 0 | 0 | 0 | 0 | 0 | 0 | 0 | 0 | 0 | 0 | 0 | 0 | 0 | 0 | 0 | 0 | 0 | 0 | 0 | 0 | 0 | 0 | 0 | 334.015 | 243.8117 | 587.675 | Cal Flat-Gates 230 kV line | Cal Flat-Gates 230 kV line | Cal Flat-Gates 230 kV line |  | 0 | 0 | 0 | 0 | 0 | 0 | 334.015 | 243.8117 | 587.675 | Cal Flat-Gates 230 kV line | Cal Flat-Gates 230 kV line | Cal Flat-Gates 230 kV line |  | 1 | 1 | NO | 1 | 1 | 1 | NO | 1
PG&E GBA | Soledad | 115 | 0 | 0 | 0 | 0 | 0 | 0 | 0 | 0 | 0 | 0 | 0 | 0 | 0 | 0 | 0 | 0 | 0 | 0 | 0 | 0 | 0 | 0 | 0 | 0 | 0 | 0 | 0 | 0 | 0 | 0 | 0 | 0 | 0 | 0 | 0 | 0 | 0 | 0 | 0 | 0 | 0 | 0 | 0 | 0 | 0 | 0 | 0 | 0 | 0 | 0 | 0 | 0 | 0 | 0 | 0 | 0 | 0 | 0 | 0 | 0 | 0 | 0 | 0 | 0 | 1 | 0 | 0 | 0 | 0 | 0 | 0 | 0 | 0 | 0 | 0 | 0 | 0 | 0 | 0 | 0 | 0 | 0 | 0 | 0 | 0 | 0 | 0 | 0 | 0 | 0 | 0 | 0 | 0 | 0 | 0 | 0 | 1 |  |  | 0 | 0 | 0 | 0 | 0 | 0 | 0 | 0 | 0 | 0 | 0 | 0 | 0 | 0 | 0 | 0 | 0 | 0 | 0 | 0 | 0 | 0 | 0 | 0 | 0 | 0 | 0 | 0 | 0 | 0 | 0 | 0 | 0 | 0 | 0 | 0 | 339.9 | 359.76 | 303.18 | Morganhill-Metcalf 115kV Line | Morganhill-Metcalf 115kV Line | Morganhill-Metcalf 115kV Line |  | 0 | 0 | 0 | 0 | 0 | 0 | 339.9 | 359.76 | 303.18 | Morganhill-Metcalf 115kV Line | Morganhill-Metcalf 115kV Line | Morganhill-Metcalf 115kV Line |  | 1 | 1 | NO | 1 | 1 | 1 | NO | 1
PG&E GBA | Soledad | 60 | 0 | 0 | 0 | 0 | 0 | 0 | 0 | 0 | 0 | 0 | 0 | 0 | 0 | 0 | 0 | 0 | 0 | 0 | 0 | 0 | 0 | 0 | 0 | 0 | 0 | 0 | 0 | 0 | 0 | 0 | 0 | 0 | 0 | 0 | 0 | 0 | 0 | 0 | 0 | 0 | 0 | 0 | 0 | 0 | 0 | 0 | 0 | 0 | 0 | 0 | 0 | 0 | 0 | 0 | 0 | 1 | 0 | 0 | 0 | 1 | 0 | 0 | 0 | 0 | 1 | 0 | 0 | 0 | 0 | 0 | 0 | 0 | 0 | 0 | 0 | 0 | 0 | 0 | 0 | 0 | 0 | 0 | 0 | 0 | 0 | 0 | 0 | 0 | 0 | 0 | 0 | 0 | 0 | 0 | 0 | 0 | 1 |  |  | 0 | 0 | 0 | 0 | 0 | 0 | 0 | 0 | 0 | 0 | 0 | 0 | 10 | 0 | 1 | 0 | 0 | 6 | 0 | 0 | 0 | 0 | 0 | 0 | 0 | 0 | 0 | 10 | 0 | 1 | 0 | 0 | 0 | 0 | 0 | 0 | 339.9 | 359.76 | 303.18 | Morganhill-Metcalf 115kV Line | Morganhill-Metcalf 115kV Line | Morganhill-Metcalf 115kV Line |  | 0 | 0 | 0 | 0 | 0 | 0 | 339.9 | 359.76 | 303.18 | Morganhill-Metcalf 115kV Line | Morganhill-Metcalf 115kV Line | Morganhill-Metcalf 115kV Line |  | 1 | 1 | NO | 1 | 1 | 1 | NO | 1
SDGE | Spring Valley | 69 | 0 | 0 | 0 | 0 | 0 | 0 | 0 | 0 | 0 | 0 | 0 | 0 | 0 | 0 | 0 | 0 | 0 | 0 | 0 | 0 | 0 | 0 | 0 | 0 | 0 | 0 | 0 | 1 | 0 | 0 | 1 | 0 | 1 | 0 | 0 | 0 | 1 | 0 | 0 | 0 | 0 | 0 | 0 | 0 | 0 | 0 | 0 | 0 | 0 | 0 | 0 | 0 | 0 | 0 | 0 | 0 | 0 | 0 | 0 | 0 | 0 | 0 | 0 | 0 | 0 | 0 | 0 | 0 | 0 | 0 | 0 | 0 | 0 | 0 | 0 | 0 | 0 | 0 | 0 | 0 | 0 | 0 | 0 | 0 | 0 | 0 | 0 | 0 | 0 | 0 | 0 | 0 | 0 | 0 | 0 | 0 | 0 |  |  | 0 | 0 | 0 | 0 | 0 | 0 | 0 | 0 | 0 | 0 | 0 | 0 | 0 | 0 | 0 | 0 | 0 | 0 | 0 | 0 | 0 | 0 | 0 | 0 | 0 | 0 | 0 | 0 | 0 | 0 | 0 | 0 | 0 | 0 | 0 | 0 | 330.21 | 368.105 | 477.9664 | El Cajon 69 kV constraint | El Cajon 69 kV constraint | El Cajon 69 kV constraint |  | 0 | 0 | 0 | 0 | 0 | 0 | 330.21 | 368.105 | 477.9664 | El Cajon 69 kV constraint | El Cajon 69 kV constraint | El Cajon 69 kV constraint |  | 1 | 1 | NO | 1 | 1 | 1 | NO | 1
SCE Northern | Springville | 230 | 1 | 0 | 1 | 0 | 0 | 1 | 1 | 0 | 0 | 0 | 0 | 0 | 0 | 0 | 0 | 0 | 0 | 0 | 0 | 0 | 0 | 0 | 0 | 0 | 0 | 0 | 0 | 0 | 0 | 0 | 0 | 0 | 0 | 0 | 0 | 0 | 0 | 0 | 0 | 0 | 0 | 0 | 0 | 0 | 0 | 0 | 0 | 0 | 0 | 0 | 0 | 0 | 0 | 0 | 0 | 0 | 0 | 0 | 0 | 0 | 0 | 0 | 0 | 0 | 0 | 0 | 0 | 0 | 0 | 0 | 0 | 0 | 0 | 0 | 0 | 0 | 0 | 0 | 0 | 0 | 0 | 0 | 0 | 0 | 0 | 0 | 0 | 0 | 0 | 0 | 0 | 0 | 0 | 0 | 0 | 0 | 0 |  |  | 0 | 0 | 0 | 0 | 0 | 0 | 0 | 0 | 0 | 0 | 0 | 0 | 0 | 0 | 0 | 0 | 0 | 0 | 0 | 0 | 0 | 0 | 0 | 3 | 0 | 0 | 225 | 0 | 0 | 1 | 0 | 0 | 0 | 0 | 0 | 0 | 125.75 | 188.5 | 1669.14 | North of Magunden Constraint | North of Magunden Constraint | North of Magunden Constraint |  | 0 | 0 | 0 | 0 | 0 | 0 | 125.75 | 188.5 | 1669.14 | North of Magunden Constraint | North of Magunden Constraint | North of Magunden Constraint |  | 1 | 1 | NO | 1 | 1 | 1 | NO | 1
PG&E GBA | Stagg | 230 | 0 | 0 | 0 | 0 | 0 | 0 | 0 | 0 | 0 | 0 | 0 | 0 | 0 | 0 | 0 | 0 | 0 | 0 | 0 | 0 | 0 | 0 | 0 | 0 | 0 | 0 | 0 | 0 | 0 | 0 | 0 | 0 | 0 | 0 | 0 | 0 | 0 | 0 | 0 | 1 | 0 | 0 | 0 | 0 | 0 | 1 | 0 | 0 | 0 | 0 | 0 | 0 | 0 | 0 | 0 | 0 | 0 | 0 | 0 | 1 | 1 | 0 | 0 | 0 | 0 | 1 | 0 | 0 | 0 | 0 | 0 | 0 | 0 | 0 | 0 | 0 | 0 | 0 | 0 | 0 | 0 | 0 | 0 | 0 | 0 | 0 | 0 | 0 | 0 | 0 | 0 | 0 | 0 | 0 | 0 | 0 | 0 |  |  | 0 | 0 | 0 | 0 | 0 | 0 | 0 | 0 | 0 | 0 | 0 | 0 | 0 | 0 | 0 | 0 | 0 | 0 | 0 | 0 | 0 | 0 | 0 | 0 | 0 | 0 | 0 | 0 | 0 | 0 | 1 | 0 | 0 | 0 | 0 | 0 | -428.9315 | 397.8459 | 3191.0022 | Bellota-Weber 230kV line | Bellota-Weber 230kV line | Bellota-Weber 230kV line |  | 0 | 0 | 0 | 0 | 0 | 0 | 31.0685 | 671.7 | 3191.0022 | Bellota-Weber 230kV line | Eight Mile-Tesla 230 kV line | Bellota-Weber 230kV line |  | 5 | 1 | YES | 2 | 1 | 1 | NO | 1
PG&E GBA | Standard Oil | 115 | 0 | 0 | 0 | 0 | 0 | 0 | 0 | 0 | 0 | 0 | 0 | 0 | 0 | 0 | 0 | 0 | 0 | 0 | 0 | 0 | 0 | 0 | 0 | 0 | 0 | 0 | 0 | 0 | 0 | 0 | 0 | 0 | 0 | 0 | 0 | 0 | 0 | 0 | 0 | 1 | 0 | 0 | 0 | 0 | 0 | 0 | 0 | 0 | 0 | 1 | 0 | 0 | 1 | 1 | 1 | 1 | 0 | 0 | 1 | 1 | 0 | 1 | 0 | 0 | 0 | 1 | 0 | 0 | 0 | 0 | 0 | 0 | 0 | 0 | 0 | 0 | 0 | 0 | 0 | 0 | 0 | 0 | 0 | 0 | 0 | 0 | 0 | 0 | 0 | 0 | 0 | 0 | 0 | 0 | 0 | 0 | 0 |  |  | 0 | 0 | 0 | 0 | 0 | 0 | 0 | 0 | 0 | 0 | 0 | 0 | 0 | 0 | 0 | 0 | 0 | 0 | 0 | 0 | 0 | 0 | 0 | 0 | 0 | 0 | 0 | 0 | 0 | 0 | 1 | 0 | 1 | 0 | 0 | 0 | -763.325 | -136.609 | 1214.56 | Windmaster-Delta pumps 230 kV line | Windmaster-Delta pumps 230 kV line | Grant - Eastshore #2 line 115 kV |  | 0 | 0 | 0 | 0 | 0 | 0 | 401.875 | 742.923 | 1214.56 | Contra Costa- Windmaster 230 kV line | Contra Costa- Windmaster 230 kV line | Grant - Eastshore #2 line 115 kV |  | 5 | 1 | YES | 2 | 1 | 1 | NO | 1
PG&E GBA | Stanislaus | 115 | 0 | 0 | 0 | 0 | 0 | 0 | 0 | 0 | 0 | 0 | 0 | 0 | 0 | 0 | 0 | 0 | 0 | 0 | 0 | 0 | 0 | 0 | 0 | 0 | 0 | 0 | 0 | 0 | 0 | 0 | 0 | 0 | 0 | 0 | 0 | 0 | 0 | 0 | 0 | 0 | 0 | 0 | 0 | 0 | 0 | 1 | 0 | 0 | 0 | 0 | 0 | 0 | 0 | 0 | 0 | 1 | 0 | 1 | 0 | 1 | 0 | 0 | 0 | 0 | 0 | 1 | 0 | 0 | 0 | 0 | 0 | 0 | 0 | 0 | 0 | 0 | 0 | 0 | 0 | 0 | 0 | 0 | 0 | 0 | 0 | 0 | 0 | 0 | 0 | 0 | 0 | 0 | 0 | 0 | 0 | 0 | 0 |  |  | 0 | 0 | 0 | 0 | 0 | 0 | 0 | 0 | 0 | 0 | 0 | 0 | 0 | 0 | 0 | 0 | 0 | 0 | 0 | 0 | 0 | 0 | 0 | 0 | 0 | 0 | 0 | 0 | 0 | 0 | 1 | 0 | 0 | 0 | 0 | 0 | -428.9315 | 201.2909 | 653.3714 | Bellota-Weber 230kV line | Kasson Jct-Heinz 115 kV line | Kasson Jct-Heinz 115 kV line |  | 0 | 0 | 0 | 0 | 0 | 0 | 31.0685 | 201.2909 | 653.3714 | Bellota-Weber 230kV line | Kasson Jct-Heinz 115 kV line | Kasson Jct-Heinz 115 kV line |  | 5 | 1 | YES | 2 | 1 | 1 | NO | 1
PG&E KERN | Stockdale | 115 | 0 | 0 | 0 | 0 | 0 | 0 | 0 | 0 | 0 | 0 | 0 | 0 | 0 | 0 | 0 | 0 | 0 | 0 | 0 | 0 | 0 | 0 | 0 | 0 | 0 | 0 | 0 | 0 | 0 | 0 | 0 | 0 | 0 | 0 | 0 | 0 | 0 | 0 | 0 | 0 | 0 | 0 | 0 | 0 | 0 | 0 | 0 | 0 | 0 | 0 | 0 | 0 | 0 | 0 | 0 | 0 | 0 | 0 | 0 | 0 | 0 | 0 | 0 | 0 | 0 | 0 | 0 | 1 | 1 | 0 | 0 | 0 | 0 | 1 | 0 | 0 | 0 | 0 | 0 | 1 | 0 | 0 | 0 | 0 | 0 | 0 | 0 | 0 | 0 | 0 | 0 | 0 | 0 | 0 | 0 | 0 | 0 |  |  | 0 | 0 | 0 | 0 | 0 | 0 | 0 | 0 | 0 | 0 | 0 | 0 | 0 | 0 | 0 | 0 | 0 | 0 | 0 | 0 | 0 | 0 | 0 | 1.8 | 0 | 0 | 0 | 0 | 0 | 1 | 0 | 0 | 0 | 0 | 0 | 0 | 179.8 | 179.8 | 94.938 | Kern-Tevis-Stockdale-Lamont 115kV line | Kern-Tevis-Stockdale-Lamont 115kV line | Kern-Tevis-Stockdale-Lamont 115kV line |  | 0 | 0 | 0 | 0 | 0 | 0 | 179.8 | 179.8 | 94.938 | Kern-Tevis-Stockdale-Lamont 115kV line | Kern-Tevis-Stockdale-Lamont 115kV line | Kern-Tevis-Stockdale-Lamont 115kV line |  | 1 | 1 | NO | 1 | 1 | 1 | NO | 1
PG&E KERN | Stockdale | 230 | 0 | 0 | 0 | 0 | 0 | 0 | 0 | 0 | 0 | 0 | 0 | 0 | 0 | 0 | 0 | 0 | 0 | 0 | 0 | 0 | 0 | 0 | 0 | 0 | 0 | 0 | 0 | 0 | 0 | 0 | 0 | 0 | 0 | 0 | 0 | 0 | 0 | 0 | 0 | 0 | 0 | 0 | 0 | 0 | 0 | 0 | 0 | 0 | 0 | 0 | 0 | 0 | 0 | 0 | 0 | 0 | 0 | 0 | 0 | 0 | 0 | 0 | 0 | 0 | 0 | 0 | 0 | 1 | 1 | 0 | 0 | 0 | 0 | 0 | 0 | 0 | 0 | 0 | 0 | 1 | 0 | 0 | 0 | 0 | 0 | 0 | 0 | 0 | 0 | 0 | 0 | 0 | 0 | 0 | 0 | 0 | 0 |  |  | 0 | 0 | 0 | 0 | 0 | 0 | 0 | 0 | 0 | 0 | 0 | 0 | 0 | 0 | 0 | 0 | 0 | 0 | 0 | 0 | 0 | 0 | 0 | 0 | 0 | 0 | 0 | 0 | 0 | 0 | 0 | 0 | 0 | 0 | 0 | 0 | 334.015 | 243.8117 | 587.675 | Cal Flat-Gates 230 kV line | Cal Flat-Gates 230 kV line | Cal Flat-Gates 230 kV line |  | 0 | 0 | 0 | 0 | 0 | 0 | 334.015 | 243.8117 | 587.675 | Cal Flat-Gates 230 kV line | Cal Flat-Gates 230 kV line | Cal Flat-Gates 230 kV line |  | 1 | 1 | NO | 1 | 1 | 1 | NO | 1
PG&E GBA | Stockton A | 115 | 0 | 0 | 0 | 0 | 0 | 0 | 0 | 0 | 0 | 0 | 0 | 0 | 0 | 0 | 0 | 0 | 0 | 0 | 0 | 0 | 0 | 0 | 0 | 0 | 0 | 0 | 0 | 0 | 0 | 0 | 0 | 0 | 0 | 0 | 0 | 0 | 0 | 0 | 0 | 0 | 0 | 0 | 0 | 0 | 0 | 1 | 0 | 0 | 0 | 0 | 0 | 0 | 0 | 0 | 0 | 0 | 0 | 0 | 0 | 1 | 1 | 0 | 0 | 0 | 0 | 0 | 0 | 0 | 0 | 0 | 0 | 0 | 0 | 0 | 0 | 0 | 0 | 0 | 0 | 0 | 0 | 0 | 0 | 0 | 0 | 1 | 0 | 0 | 0 | 0 | 0 | 0 | 0 | 0 | 0 | 0 | 0 |  |  | 0 | 0 | 0 | 0 | 0 | 0 | 0 | 0 | 0 | 0 | 0 | 0 | 0 | 0 | 0 | 0 | 0 | 0 | 0 | 0 | 0 | 0 | 0 | 0 | 0 | 0 | 0 | 0 | 0 | 0 | 1 | 0 | 0 | 0 | 0 | 0 | -428.9315 | 397.8459 | 3191.0022 | Bellota-Weber 230kV line | Bellota-Weber 230kV line | Bellota-Weber 230kV line |  | 0 | 0 | 0 | 0 | 0 | 0 | 31.0685 | 671.7 | 3191.0022 | Bellota-Weber 230kV line | Eight Mile-Tesla 230 kV line | Bellota-Weber 230kV line |  | 5 | 1 | YES | 2 | 1 | 1 | NO | 1
PG&E GBA | Stone | 115 | 0 | 0 | 0 | 0 | 0 | 0 | 0 | 0 | 0 | 0 | 0 | 0 | 0 | 0 | 0 | 0 | 0 | 0 | 0 | 0 | 0 | 0 | 0 | 0 | 0 | 0 | 0 | 0 | 0 | 0 | 0 | 0 | 0 | 0 | 0 | 0 | 0 | 0 | 0 | 0 | 0 | 0 | 0 | 0 | 0 | 0 | 0 | 0 | 0 | 0 | 0 | 0 | 0 | 0 | 0 | 0 | 0 | 0 | 0 | 1 | 0 | 0 | 0 | 0 | 0 | 0 | 0 | 0 | 0 | 0 | 0 | 0 | 0 | 0 | 0 | 0 | 0 | 0 | 0 | 0 | 0 | 0 | 0 | 0 | 0 | 0 | 0 | 0 | 0 | 0 | 0 | 0 | 0 | 0 | 0 | 0 | 1 |  |  | 0 | 0 | 0 | 0 | 0 | 0 | 0 | 0 | 0 | 0 | 0 | 0 | 0 | 0 | 0 | 0 | 0 | 0 | 0 | 0 | 0 | 0 | 0 | 0 | 0 | 0 | 0 | 0 | 0 | 0 | 0 | 0 | 0 | 0 | 0 | 0 | 826.3685 | 1621.76 | 4912.272 | Tesla-Bellota 230 kV line | NEW-Metcalf-Mosslanding 500kV | Tesla-Bellota 230 kV line |  | 0 | 0 | 0 | 0 | 0 | 0 | 826.3685 | 1621.76 | 4912.272 | Tesla-Bellota 230 kV line | NEW-Metcalf-Mosslanding 500kV | Tesla-Bellota 230 kV line |  | 1 | 1 | NO | 1 | 1 | 1 | NO | 1
PG&E FRESNO | Storey | 230 | 0 | 0 | 0 | 0 | 0 | 0 | 0 | 0 | 0 | 0 | 0 | 0 | 0 | 0 | 0 | 0 | 0 | 0 | 0 | 0 | 0 | 0 | 0 | 0 | 0 | 0 | 0 | 0 | 0 | 0 | 0 | 0 | 0 | 0 | 0 | 0 | 0 | 0 | 0 | 0 | 0 | 0 | 0 | 0 | 0 | 1 | 0 | 0 | 0 | 0 | 0 | 0 | 0 | 0 | 0 | 0 | 0 | 0 | 0 | 0 | 0 | 0 | 0 | 0 | 0 | 0 | 0 | 0 | 0 | 0 | 0 | 0 | 0 | 0 | 0 | 0 | 0 | 0 | 1 | 1 | 0 | 1 | 1 | 1 | 1 | 1 | 0 | 1 | 1 | 1 | 0 | 0 | 1 | 0 | 1 | 0 | 0 |  |  | 0 | 0 | 0 | 0 | 0 | 0 | 0 | 0 | 0 | 0 | 0 | 0 | 0 | 0 | 0 | 0 | 0 | 0 | 0 | 0 | 0 | 0 | 0 | 0 | 0 | 0 | 0 | 0 | 0 | 0 | 3 | 0 | 2 | 0 | 0 | 0 | -1070.2 | -530.5 | 245.4626 | Borden-Storey #1 230kV line | Borden-Storey #1 230kV line | Oro Loma-El Nido 115kV Line |  | 0 | 0 | 0 | 0 | 0 | 0 | 31.0685 | 465.3 | 245.4626 | Bellota-Weber 230kV line | Oro Loma-El Nido 115kV Line | Oro Loma-El Nido 115kV Line |  | 5 | 1 | YES | 2 | 1 | 1 | NO | 1
PG&E NGBA | Summit | 115 | 0 | 0 | 0 | 0 | 0 | 0 | 0 | 0 | 0 | 0 | 0 | 0 | 0 | 0 | 0 | 0 | 0 | 0 | 0 | 0 | 0 | 0 | 0 | 0 | 0 | 0 | 0 | 0 | 0 | 0 | 0 | 0 | 0 | 0 | 0 | 0 | 0 | 0 | 0 | 1 | 1 | 0 | 1 | 0 | 0 | 1 | 1 | 1 | 0 | 0 | 0 | 0 | 0 | 0 | 0 | 0 | 0 | 0 | 0 | 1 | 1 | 0 | 0 | 0 | 0 | 0 | 0 | 0 | 0 | 0 | 0 | 0 | 0 | 0 | 0 | 0 | 0 | 0 | 0 | 0 | 0 | 0 | 0 | 0 | 0 | 0 | 0 | 0 | 0 | 0 | 0 | 0 | 0 | 0 | 0 | 0 | 0 |  |  | 40 | 0 | 0 | 0 | 0 | 0 | 0 | 0 | 0 | 0 | 0 | 0 | 0 | 0 | 1 | 40 | 0 | 0 | 0 | 0 | 0 | 0 | 0 | 0 | 0 | 0 | 0 | 0 | 0 | 1 | 1 | 0 | 0 | 0 | 0 | 0 | -428.9315 | 50.45 | 32.84 | Bellota-Weber 230kV line | Woodland- Davis 115kV line | Woodland- Davis 115kV line |  | 0 | 0 | 0 | 0 | 0 | 0 | 31.0685 | 50.45 | 32.84 | Bellota-Weber 230kV line | Woodland- Davis 115kV line | Woodland- Davis 115kV line |  | 5 | 1 | YES | 2 | 1 | 1 | NO | 1
SDGE | Suncrest | 230 | 0 | 0 | 0 | 0 | 0 | 0 | 0 | 0 | 0 | 0 | 0 | 0 | 0 | 0 | 0 | 0 | 0 | 0 | 0 | 0 | 0 | 0 | 0 | 0 | 0 | 0 | 0 | 0 | 0 | 0 | 1 | 0 | 1 | 0 | 0 | 1 | 0 | 0 | 0 | 0 | 0 | 0 | 0 | 0 | 0 | 0 | 0 | 0 | 0 | 0 | 0 | 0 | 0 | 0 | 0 | 0 | 0 | 0 | 0 | 0 | 0 | 0 | 0 | 0 | 0 | 0 | 0 | 0 | 0 | 0 | 0 | 0 | 0 | 0 | 0 | 0 | 0 | 0 | 0 | 0 | 0 | 0 | 0 | 0 | 0 | 0 | 0 | 0 | 0 | 0 | 0 | 0 | 0 | 0 | 0 | 0 | 0 |  |  | 0 | 0 | 0 | 0 | 0 | 0 | 0 | 0 | 0 | 0 | 0 | 0 | 0 | 0 | 0 | 0 | 0 | 0 | 0 | 0 | 0 | 0 | 0 | 0 | 0 | 0 | 0 | 0 | 0 | 0 | 0 | 0 | 0 | 0 | 0 | 0 | 996.76 | 2149.2 | 4463.968 | San Luis Rey-San Onofre 230 kV line constraint | Silvergate - Bay Blvd 230 kV constraint | Silvergate - Bay Blvd 230 kV constraint |  | 0 | 0 | 0 | 0 | 0 | 0 | 996.76 | 2149.2 | 4463.968 | San Luis Rey-San Onofre 230 kV line constraint | Silvergate - Bay Blvd 230 kV constraint | Silvergate - Bay Blvd 230 kV constraint |  | 1 | 1 | NO | 1 | 1 | 1 | NO | 1
SDGE | Suncrest | 500 | 0 | 0 | 0 | 0 | 0 | 0 | 0 | 0 | 0 | 0 | 0 | 0 | 0 | 0 | 0 | 0 | 0 | 0 | 0 | 0 | 0 | 0 | 0 | 0 | 0 | 0 | 0 | 0 | 0 | 0 | 1 | 0 | 1 | 0 | 0 | 1 | 0 | 0 | 0 | 0 | 0 | 0 | 0 | 0 | 0 | 0 | 0 | 0 | 0 | 0 | 0 | 0 | 0 | 0 | 0 | 0 | 0 | 0 | 0 | 0 | 0 | 0 | 0 | 0 | 0 | 0 | 0 | 0 | 0 | 0 | 0 | 0 | 0 | 0 | 0 | 0 | 0 | 0 | 0 | 0 | 0 | 0 | 0 | 0 | 0 | 0 | 0 | 0 | 0 | 0 | 0 | 0 | 0 | 0 | 0 | 0 | 0 |  |  | 0 | 0 | 0 | 0 | 0 | 0 | 0 | 0 | 0 | 0 | 0 | 0 | 0 | 0 | 0 | 0 | 0 | 0 | 0 | 0 | 0 | 0 | 0 | 0 | 0 | 0 | 0 | 0 | 0 | 0 | 0 | 0 | 0 | 0 | 0 | 0 | 996.76 | 2149.2 | 4463.968 | San Luis Rey-San Onofre 230 kV line constraint | Silvergate - Bay Blvd 230 kV constraint | Silvergate - Bay Blvd 230 kV constraint |  | 0 | 0 | 0 | 0 | 0 | 0 | 996.76 | 2149.2 | 4463.968 | San Luis Rey-San Onofre 230 kV line constraint | Silvergate - Bay Blvd 230 kV constraint | Silvergate - Bay Blvd 230 kV constraint |  | 1 | 1 | NO | 1 | 1 | 1 | NO | 1
PG&E KERN | Sunrise | 230 | 0 | 0 | 0 | 0 | 0 | 0 | 0 | 0 | 0 | 0 | 0 | 0 | 0 | 0 | 0 | 0 | 0 | 0 | 0 | 0 | 0 | 0 | 0 | 0 | 0 | 0 | 0 | 0 | 0 | 0 | 0 | 0 | 0 | 0 | 0 | 0 | 0 | 0 | 0 | 0 | 0 | 0 | 0 | 0 | 0 | 0 | 0 | 0 | 0 | 0 | 0 | 0 | 0 | 0 | 0 | 0 | 0 | 0 | 0 | 0 | 0 | 0 | 0 | 0 | 0 | 0 | 0 | 1 | 1 | 0 | 0 | 0 | 0 | 0 | 1 | 0 | 0 | 0 | 1 | 0 | 0 | 0 | 0 | 0 | 0 | 0 | 0 | 0 | 0 | 0 | 0 | 0 | 0 | 0 | 1 | 0 | 0 |  |  | 0 | 0 | 0 | 0 | 0 | 0 | 0 | 0 | 0 | 0 | 0 | 0 | 0 | 0 | 0 | 0 | 0 | 0 | 0 | 0 | 0 | 0 | 0 | 0 | 0 | 0 | 0 | 0 | 0 | 0 | 0 | 0 | 0 | 0 | 0 | 0 | 334.015 | 243.8117 | 587.675 | Cal Flat-Gates 230 kV line | Cal Flat-Gates 230 kV line | Cal Flat-Gates 230 kV line |  | 0 | 0 | 0 | 0 | 0 | 0 | 334.015 | 243.8117 | 587.675 | Cal Flat-Gates 230 kV line | Cal Flat-Gates 230 kV line | Cal Flat-Gates 230 kV line |  | 1 | 1 | NO | 1 | 1 | 1 | NO | 1
PG&E KERN | Sunset | 230 | 0 | 0 | 0 | 0 | 0 | 0 | 0 | 0 | 0 | 0 | 0 | 0 | 0 | 0 | 0 | 0 | 0 | 0 | 0 | 0 | 0 | 0 | 0 | 0 | 0 | 0 | 0 | 0 | 0 | 0 | 0 | 0 | 0 | 0 | 0 | 0 | 0 | 0 | 0 | 0 | 0 | 0 | 0 | 0 | 0 | 0 | 0 | 0 | 0 | 0 | 0 | 0 | 0 | 0 | 0 | 0 | 0 | 0 | 0 | 0 | 0 | 0 | 0 | 0 | 0 | 0 | 0 | 1 | 1 | 0 | 1 | 0 | 0 | 0 | 1 | 0 | 0 | 0 | 1 | 0 | 0 | 0 | 0 | 0 | 0 | 0 | 0 | 0 | 0 | 0 | 0 | 0 | 0 | 0 | 1 | 0 | 0 |  |  | 0 | 0 | 0 | 0 | 0 | 0 | 0 | 0 | 0 | 0 | 0 | 0 | 0 | 0 | 0 | 0 | 0 | 0 | 0 | 0 | 0 | 0 | 0 | 0 | 0 | 0 | 0 | 0 | 0 | 0 | 0 | 0 | 0 | 0 | 0 | 0 | 334.015 | 243.8117 | 587.675 | Cal Flat-Gates 230 kV line | Cal Flat-Gates 230 kV line | Cal Flat-Gates 230 kV line |  | 0 | 0 | 0 | 0 | 0 | 0 | 334.015 | 243.8117 | 587.675 | Cal Flat-Gates 230 kV line | Cal Flat-Gates 230 kV line | Cal Flat-Gates 230 kV line |  | 1 | 1 | NO | 1 | 1 | 1 | NO | 1
PG&E GBA | Swift | 115 | 0 | 0 | 0 | 0 | 0 | 0 | 0 | 0 | 0 | 0 | 0 | 0 | 0 | 0 | 0 | 0 | 0 | 0 | 0 | 0 | 0 | 0 | 0 | 0 | 0 | 0 | 0 | 0 | 0 | 0 | 0 | 0 | 0 | 0 | 0 | 0 | 0 | 0 | 0 | 0 | 0 | 0 | 0 | 0 | 0 | 0 | 0 | 0 | 0 | 0 | 0 | 0 | 0 | 0 | 0 | 1 | 0 | 0 | 0 | 1 | 0 | 0 | 0 | 0 | 0 | 0 | 0 | 0 | 0 | 0 | 0 | 0 | 0 | 0 | 0 | 0 | 0 | 0 | 0 | 0 | 0 | 0 | 0 | 0 | 0 | 0 | 0 | 0 | 0 | 0 | 0 | 0 | 0 | 0 | 0 | 0 | 0 |  |  | 0 | 0 | 0 | 0 | 0 | 0 | 0 | 0 | 0 | 0 | 0 | 0 | 0 | 0 | 0 | 0 | 0 | 0 | 0 | 0 | 0 | 0 | 0 | 0 | 0 | 0 | 0 | 0 | 0 | 0 | 0 | 0 | 0 | 0 | 0 | 0 | 826.3685 | 1964.2439 | 4912.272 | Tesla-Bellota 230 kV line | Tesla-Bellota 230 kV line | Tesla-Bellota 230 kV line |  | 0 | 0 | 0 | 0 | 0 | 0 | 826.3685 | 1964.2439 | 4912.272 | Tesla-Bellota 230 kV line | Tesla-Bellota 230 kV line | Tesla-Bellota 230 kV line |  | 1 | 1 | NO | 1 | 1 | 1 | NO | 1
SDGE | Sycamore Canyon | 138 | 0 | 0 | 0 | 0 | 0 | 0 | 0 | 0 | 0 | 0 | 0 | 0 | 0 | 0 | 0 | 0 | 0 | 0 | 0 | 0 | 0 | 0 | 0 | 0 | 0 | 0 | 1 | 0 | 1 | 0 | 1 | 0 | 1 | 0 | 0 | 0 | 0 | 0 | 0 | 0 | 0 | 0 | 0 | 0 | 0 | 0 | 0 | 0 | 0 | 0 | 0 | 0 | 0 | 0 | 0 | 0 | 0 | 0 | 0 | 0 | 0 | 0 | 0 | 0 | 0 | 0 | 0 | 0 | 0 | 0 | 0 | 0 | 0 | 0 | 0 | 0 | 0 | 0 | 0 | 0 | 0 | 0 | 0 | 0 | 0 | 0 | 0 | 0 | 0 | 0 | 0 | 0 | 0 | 0 | 0 | 0 | 0 |  |  | 0 | 0 | 0 | 0 | 0 | 0 | 0 | 0 | 0 | 0 | 0 | 300 | 0 | 0 | 1 | 0 | 0 | 0 | 0 | 0 | 0 | 0 | 0 | 0 | 0 | 0 | 300 | 0 | 0 | 1 | 1 | 0 | 0 | 0 | 0 | 0 | -86 | 69 | 534 | Chicarita 138 kV constraint | Chicarita 138 kV constraint | Chicarita 138 kV constraint |  | 0 | 0 | 0 | 0 | 0 | 0 | 614 | 769 | 534 | Chicarita 138 kV constraint | Chicarita 138 kV constraint | Chicarita 138 kV constraint |  | 5 | 1 | YES | 2 | 1 | 1 | NO | 1
SDGE | Sycamore Canyon | 230 | 0 | 0 | 0 | 0 | 0 | 0 | 0 | 0 | 0 | 0 | 0 | 0 | 0 | 0 | 0 | 0 | 0 | 0 | 0 | 0 | 0 | 0 | 0 | 0 | 0 | 1 | 0 | 0 | 1 | 0 | 1 | 0 | 1 | 0 | 0 | 0 | 0 | 0 | 0 | 0 | 0 | 0 | 0 | 0 | 0 | 0 | 0 | 0 | 0 | 0 | 0 | 0 | 0 | 0 | 0 | 0 | 0 | 0 | 0 | 0 | 0 | 0 | 0 | 0 | 0 | 0 | 0 | 0 | 0 | 0 | 0 | 0 | 0 | 0 | 0 | 0 | 0 | 0 | 0 | 0 | 0 | 0 | 0 | 0 | 0 | 0 | 0 | 0 | 0 | 0 | 0 | 0 | 0 | 0 | 0 | 0 | 0 |  |  | 0 | 0 | 0 | 0 | 0 | 0 | 0 | 0 | 0 | 0 | 0 | 0 | 0 | 0 | 0 | 0 | 0 | 0 | 0 | 0 | 0 | 0 | 0 | 0 | 0 | 0 | 0 | 0 | 409.2 | 1 | 0 | 0 | 0 | 0 | 0 | 0 | 472.87 | 898.435 | 2167.23 | Capistrano-San Onofre 230 kV constraint | Capistrano-San Onofre 230 kV constraint | Capistrano-San Onofre 230 kV constraint |  | 0 | 0 | 0 | 0 | 0 | 0 | 472.87 | 898.435 | 2167.23 | Capistrano-San Onofre 230 kV constraint | Capistrano-San Onofre 230 kV constraint | Capistrano-San Onofre 230 kV constraint |  | 1 | 1 | NO | 1 | 1 | 1 | NO | 1
SDGE | Sycamore Canyon | 69 | 0 | 0 | 0 | 0 | 0 | 0 | 0 | 0 | 0 | 0 | 0 | 0 | 0 | 0 | 0 | 0 | 0 | 0 | 0 | 0 | 0 | 0 | 0 | 0 | 0 | 1 | 0 | 0 | 0 | 0 | 1 | 0 | 1 | 0 | 0 | 0 | 0 | 0 | 0 | 0 | 0 | 0 | 0 | 0 | 0 | 0 | 0 | 0 | 0 | 0 | 0 | 0 | 0 | 0 | 0 | 0 | 0 | 0 | 0 | 0 | 0 | 0 | 0 | 0 | 0 | 0 | 0 | 0 | 0 | 0 | 0 | 0 | 0 | 0 | 0 | 0 | 0 | 0 | 0 | 0 | 0 | 0 | 0 | 0 | 0 | 0 | 0 | 0 | 0 | 0 | 0 | 0 | 0 | 0 | 0 | 0 | 0 |  |  | 0 | 0 | 0 | 0 | 0 | 0 | 0 | 0 | 0 | 0 | 0 | 0 | 0 | 0 | 0 | 0 | 0 | 0 | 0 | 0 | 0 | 0 | 0 | 0 | 0 | 0 | 0 | 0 | 0 | 0 | 0 | 0 | 0 | 0 | 0 | 0 | 472.87 | 898.435 | 2167.23 | Capistrano-San Onofre 230 kV constraint | Capistrano-San Onofre 230 kV constraint | Capistrano-San Onofre 230 kV constraint |  | 0 | 0 | 0 | 0 | 0 | 0 | 472.87 | 898.435 | 2167.23 | Capistrano-San Onofre 230 kV constraint | Capistrano-San Onofre 230 kV constraint | Capistrano-San Onofre 230 kV constraint |  | 1 | 1 | NO | 1 | 1 | 1 | NO | 1
SCE Northern | Sylmar | 230 | 0 | 0 | 0 | 0 | 0 | 0 | 0 | 0 | 0 | 0 | 0 | 0 | 0 | 0 | 0 | 0 | 0 | 0 | 0 | 0 | 0 | 0 | 0 | 0 | 1 | 0 | 0 | 0 | 0 | 0 | 0 | 0 | 0 | 0 | 0 | 0 | 0 | 0 | 0 | 0 | 0 | 0 | 0 | 0 | 0 | 0 | 0 | 0 | 0 | 0 | 0 | 0 | 0 | 0 | 0 | 0 | 0 | 0 | 0 | 0 | 0 | 0 | 0 | 0 | 0 | 0 | 0 | 0 | 0 | 0 | 0 | 0 | 0 | 0 | 0 | 0 | 0 | 0 | 0 | 0 | 0 | 0 | 0 | 0 | 0 | 0 | 0 | 0 | 0 | 0 | 0 | 0 | 0 | 0 | 0 | 0 | 0 |  |  | 0 | 0 | 0 | 0 | 0 | 0 | 0 | 0 | 0 | 0 | 0 | 0 | 0 | 0 | 0 | 0 | 0 | 0 | 0 | 0 | 0 | 0 | 0 | 0 | 0 | 0 | 0 | 0 | 0 | 0 | 1 | 0 | 0 | 0 | 0 | 0 | -298.255 | 3242.99 | 6657.945 | Lugo - Victorville area constraint | Lugo - Victorville area constraint | Lugo - Victorville area constraint |  | 0 | 0 | 0 | 0 | 0 | 0 | 6501.745 | 10042.99 | 13457.945 | Lugo - Victorville area constraint | Lugo - Victorville area constraint | Lugo - Victorville area constraint |  | 5 | 1 | YES | 2 | 1 | 1 | NO | 1
PG&E NGBA | Table Mountain | 115 | 0 | 0 | 0 | 0 | 0 | 0 | 0 | 0 | 0 | 0 | 0 | 0 | 0 | 0 | 0 | 0 | 0 | 0 | 0 | 0 | 0 | 0 | 0 | 0 | 0 | 0 | 0 | 0 | 0 | 0 | 0 | 0 | 0 | 0 | 0 | 0 | 0 | 0 | 0 | 1 | 0 | 0 | 0 | 0 | 0 | 0 | 0 | 0 | 0 | 0 | 0 | 0 | 0 | 0 | 0 | 0 | 0 | 0 | 0 | 0 | 0 | 0 | 0 | 0 | 0 | 0 | 0 | 0 | 0 | 0 | 0 | 0 | 0 | 0 | 0 | 0 | 0 | 0 | 0 | 0 | 0 | 0 | 0 | 0 | 0 | 0 | 0 | 0 | 0 | 0 | 0 | 0 | 0 | 0 | 0 | 0 | 0 |  |  | 0 | 0 | 0 | 0 | 0 | 0 | 0 | 0 | 0 | 0 | 0 | 0 | 0 | 0 | 0 | 0 | 0 | 0 | 0 | 0 | 0 | 0 | 0 | 0 | 0 | 0 | 0 | 0 | 0 | 0 | 0 | 0 | 0 | 0 | 0 | 0 | 804.745 | 2035.936 | 6892.2328 | Collinsville-Tesla 500 kV Line | Collinsville-Tesla 500 kV Line | Collinsville-Tesla 500 kV Line |  | 0 | 0 | 0 | 0 | 0 | 0 | 804.745 | 2035.936 | 6892.2328 | Collinsville-Tesla 500 kV Line | Collinsville-Tesla 500 kV Line | Collinsville-Tesla 500 kV Line |  | 1 | 1 | NO | 1 | 1 | 1 | NO | 1
PG&E NGBA | Table Mountain | 230 | 0 | 0 | 0 | 0 | 0 | 0 | 0 | 0 | 0 | 0 | 0 | 0 | 0 | 0 | 0 | 0 | 0 | 0 | 0 | 0 | 0 | 0 | 0 | 0 | 0 | 0 | 0 | 0 | 0 | 0 | 0 | 0 | 0 | 0 | 0 | 0 | 0 | 0 | 0 | 1 | 0 | 0 | 0 | 0 | 0 | 1 | 0 | 0 | 0 | 0 | 0 | 0 | 0 | 0 | 0 | 0 | 0 | 0 | 0 | 1 | 0 | 0 | 0 | 0 | 0 | 0 | 0 | 0 | 0 | 0 | 0 | 0 | 0 | 0 | 0 | 0 | 0 | 0 | 0 | 0 | 0 | 0 | 0 | 0 | 0 | 0 | 0 | 0 | 0 | 0 | 0 | 0 | 0 | 0 | 0 | 0 | 0 |  |  | 0 | 0 | 0 | 0 | 0 | 0 | 0 | 0 | 0 | 0 | 0 | 0 | 0 | 0 | 0 | 0 | 0 | 90.5 | 22.5 | 0 | 0 | 0 | 0 | 0 | 0 | 0 | 0 | 0 | 0 | 1 | 1 | 0 | 0 | 0 | 0 | 0 | -428.9315 | 397.8459 | 3191.0022 | Bellota-Weber 230kV line | Bellota-Weber 230kV line | Bellota-Weber 230kV line |  | 0 | 0 | 0 | 0 | 0 | 0 | 31.0685 | 857.8459 | 3191.0022 | Bellota-Weber 230kV line | Bellota-Weber 230kV line | Bellota-Weber 230kV line |  | 5 | 1 | YES | 2 | 1 | 1 | NO | 1
PG&E NGBA | Table Mountain | 500 | 0 | 0 | 0 | 0 | 0 | 0 | 0 | 0 | 0 | 0 | 0 | 0 | 0 | 0 | 0 | 0 | 0 | 0 | 0 | 0 | 0 | 0 | 0 | 0 | 0 | 0 | 0 | 0 | 0 | 0 | 0 | 0 | 0 | 0 | 0 | 0 | 0 | 0 | 0 | 1 | 0 | 0 | 0 | 0 | 0 | 0 | 0 | 0 | 0 | 0 | 0 | 0 | 0 | 0 | 0 | 0 | 0 | 0 | 0 | 0 | 0 | 0 | 0 | 0 | 0 | 0 | 0 | 0 | 0 | 0 | 0 | 0 | 0 | 0 | 0 | 0 | 0 | 0 | 0 | 0 | 0 | 0 | 0 | 0 | 0 | 0 | 0 | 0 | 0 | 0 | 0 | 0 | 0 | 0 | 0 | 0 | 0 |  |  | 0 | 0 | 0 | 0 | 0 | 0 | 0 | 0 | 0 | 0 | 0 | 0 | 0 | 0 | 0 | 0 | 0 | 0 | 0 | 0 | 0 | 0 | 0 | 0 | 0 | 0 | 0 | 0 | 0 | 0 | 0 | 0 | 0 | 0 | 0 | 0 | 804.745 | 2035.936 | 6892.2328 | Collinsville-Tesla 500 kV Line | Collinsville-Tesla 500 kV Line | Collinsville-Tesla 500 kV Line |  | 0 | 0 | 0 | 0 | 0 | 0 | 804.745 | 2035.936 | 6892.2328 | Collinsville-Tesla 500 kV Line | Collinsville-Tesla 500 kV Line | Collinsville-Tesla 500 kV Line |  | 1 | 1 | NO | 1 | 1 | 1 | NO | 1
PG&E NGBA | Table Mountain | 60 | 0 | 0 | 0 | 0 | 0 | 0 | 0 | 0 | 0 | 0 | 0 | 0 | 0 | 0 | 0 | 0 | 0 | 0 | 0 | 0 | 0 | 0 | 0 | 0 | 0 | 0 | 0 | 0 | 0 | 0 | 0 | 0 | 0 | 0 | 0 | 0 | 0 | 0 | 0 | 1 | 0 | 0 | 0 | 0 | 0 | 1 | 0 | 0 | 0 | 0 | 0 | 0 | 0 | 0 | 0 | 0 | 0 | 0 | 0 | 1 | 0 | 0 | 0 | 0 | 0 | 0 | 0 | 0 | 0 | 0 | 0 | 0 | 0 | 0 | 0 | 0 | 0 | 0 | 0 | 0 | 0 | 0 | 0 | 0 | 0 | 0 | 0 | 0 | 0 | 0 | 0 | 0 | 0 | 0 | 0 | 0 | 0 |  |  | 0 | 0 | 0 | 0 | 0 | 0 | 0 | 0 | 0 | 0 | 0 | 0 | 0 | 0 | 0 | 0 | 0 | 0 | 0 | 0 | 0 | 0 | 0 | 0 | 0 | 0 | 0 | 0 | 0 | 0 | 1 | 0 | 0 | 0 | 0 | 0 | -428.9315 | 397.8459 | 3191.0022 | Bellota-Weber 230kV line | Bellota-Weber 230kV line | Bellota-Weber 230kV line |  | 0 | 0 | 0 | 0 | 0 | 0 | 31.0685 | 857.8459 | 3191.0022 | Bellota-Weber 230kV line | Bellota-Weber 230kV line | Bellota-Weber 230kV line |  | 5 | 1 | YES | 2 | 1 | 1 | NO | 1
PG&E KERN | Taft | 115 | 0 | 0 | 0 | 0 | 0 | 0 | 0 | 0 | 0 | 0 | 0 | 0 | 0 | 0 | 0 | 0 | 0 | 0 | 0 | 0 | 0 | 0 | 0 | 0 | 0 | 0 | 0 | 0 | 0 | 0 | 0 | 0 | 0 | 0 | 0 | 0 | 0 | 0 | 0 | 0 | 0 | 0 | 0 | 0 | 0 | 0 | 0 | 0 | 0 | 0 | 0 | 0 | 0 | 0 | 0 | 0 | 0 | 0 | 0 | 0 | 0 | 0 | 0 | 0 | 0 | 0 | 0 | 1 | 1 | 0 | 1 | 0 | 0 | 0 | 1 | 0 | 0 | 0 | 1 | 0 | 0 | 0 | 0 | 0 | 0 | 0 | 0 | 0 | 0 | 0 | 0 | 0 | 0 | 0 | 1 | 0 | 0 |  |  | 0 | 0 | 0 | 0 | 0 | 0 | 0 | 0 | 0 | 0 | 0 | 0 | 0 | 0 | 0 | 0 | 0 | 0 | 0 | 0 | 0 | 0 | 0 | 8 | 0 | 3 | 3 | 0 | 0 | 1 | 0 | 0 | 0 | 0 | 0 | 0 | 334.015 | 243.8117 | 587.675 | Cal Flat-Gates 230 kV line | Cal Flat-Gates 230 kV line | Cal Flat-Gates 230 kV line |  | 0 | 0 | 0 | 0 | 0 | 0 | 334.015 | 243.8117 | 587.675 | Cal Flat-Gates 230 kV line | Cal Flat-Gates 230 kV line | Cal Flat-Gates 230 kV line |  | 1 | 1 | NO | 1 | 1 | 1 | NO | 1
SDGE | Talega | 138 | 0 | 0 | 0 | 0 | 0 | 0 | 0 | 0 | 0 | 0 | 0 | 0 | 0 | 0 | 0 | 0 | 0 | 0 | 0 | 0 | 0 | 0 | 0 | 0 | 0 | 1 | 0 | 0 | 0 | 0 | 0 | 0 | 0 | 0 | 0 | 0 | 0 | 1 | 1 | 0 | 0 | 0 | 0 | 0 | 0 | 0 | 0 | 0 | 0 | 0 | 0 | 0 | 0 | 0 | 0 | 0 | 0 | 0 | 0 | 0 | 0 | 0 | 0 | 0 | 0 | 0 | 0 | 0 | 0 | 0 | 0 | 0 | 0 | 0 | 0 | 0 | 0 | 0 | 0 | 0 | 0 | 0 | 0 | 0 | 0 | 0 | 0 | 0 | 0 | 0 | 0 | 0 | 0 | 0 | 0 | 0 | 0 |  |  | 0 | 0 | 0 | 0 | 0 | 0 | 0 | 0 | 0 | 0 | 0 | 0 | 0 | 0 | 0 | 0 | 0 | 0 | 0 | 0 | 0 | 0 | 0 | 0 | 0 | 0 | 100 | 0 | 0 | 1 | 0 | 0 | 0 | 0 | 0 | 0 | 401 | 451 | 601 | Trabuco-Capistrano 138 kV constraint | Trabuco-Capistrano 138 kV constraint | Trabuco-Capistrano 138 kV constraint |  | 0 | 0 | 0 | 0 | 0 | 0 | 401 | 451 | 601 | Trabuco-Capistrano 138 kV constraint | Trabuco-Capistrano 138 kV constraint | Trabuco-Capistrano 138 kV constraint |  | 1 | 1 | NO | 1 | 1 | 1 | NO | 1
SDGE | Talega | 230 | 0 | 0 | 0 | 0 | 0 | 0 | 0 | 0 | 0 | 0 | 0 | 0 | 0 | 0 | 0 | 0 | 0 | 0 | 0 | 0 | 0 | 0 | 0 | 0 | 0 | 1 | 0 | 0 | 0 | 0 | 0 | 0 | 0 | 0 | 0 | 0 | 0 | 1 | 0 | 0 | 0 | 0 | 0 | 0 | 0 | 0 | 0 | 0 | 0 | 0 | 0 | 0 | 0 | 0 | 0 | 0 | 0 | 0 | 0 | 0 | 0 | 0 | 0 | 0 | 0 | 0 | 0 | 0 | 0 | 0 | 0 | 0 | 0 | 0 | 0 | 0 | 0 | 0 | 0 | 0 | 0 | 0 | 0 | 0 | 0 | 0 | 0 | 0 | 0 | 0 | 0 | 0 | 0 | 0 | 0 | 0 | 0 |  |  | 0 | 0 | 0 | 0 | 0 | 0 | 0 | 0 | 0 | 0 | 0 | 0 | 0 | 0 | 0 | 0 | 0 | 0 | 0 | 0 | 0 | 0 | 0 | 0 | 0 | 0 | 0 | 0 | 0 | 0 | 0 | 0 | 0 | 0 | 0 | 0 | 472.87 | 807.035 | 1462.03 | Capistrano-San Onofre 230 kV constraint | Talega 230 kV constraint | Talega 230 kV constraint |  | 0 | 0 | 0 | 0 | 0 | 0 | 472.87 | 807.035 | 1462.03 | Capistrano-San Onofre 230 kV constraint | Talega 230 kV constraint | Talega 230 kV constraint |  | 1 | 1 | NO | 1 | 1 | 1 | NO | 1
PG&E GBA | Tassajara | 230 | 0 | 0 | 0 | 0 | 0 | 0 | 0 | 0 | 0 | 0 | 0 | 0 | 0 | 0 | 0 | 0 | 0 | 0 | 0 | 0 | 0 | 0 | 0 | 0 | 0 | 0 | 0 | 0 | 0 | 0 | 0 | 0 | 0 | 0 | 0 | 0 | 0 | 0 | 0 | 1 | 0 | 0 | 0 | 0 | 0 | 0 | 0 | 0 | 0 | 0 | 0 | 0 | 0 | 0 | 0 | 0 | 0 | 0 | 0 | 0 | 0 | 0 | 0 | 0 | 0 | 0 | 0 | 0 | 0 | 0 | 0 | 0 | 0 | 0 | 0 | 0 | 0 | 0 | 0 | 0 | 0 | 0 | 0 | 0 | 0 | 0 | 0 | 0 | 0 | 0 | 0 | 0 | 0 | 0 | 0 | 0 | 0 |  |  | 0 | 0 | 0 | 0 | 0 | 0 | 0 | 0 | 0 | 0 | 0 | 0 | 0 | 0 | 0 | 0 | 0 | 0 | 0 | 0 | 0 | 0 | 0 | 0 | 0 | 0 | 0 | 0 | 0 | 0 | 0 | 0 | 0 | 0 | 0 | 0 | 804.745 | 2035.936 | 6892.2328 | Collinsville-Tesla 500 kV Line | Collinsville-Tesla 500 kV Line | Collinsville-Tesla 500 kV Line |  | 0 | 0 | 0 | 0 | 0 | 0 | 804.745 | 2035.936 | 6892.2328 | Collinsville-Tesla 500 kV Line | Collinsville-Tesla 500 kV Line | Collinsville-Tesla 500 kV Line |  | 1 | 1 | NO | 1 | 1 | 1 | NO | 1
PG&E KERN | Tejon | 70 | 0 | 0 | 0 | 0 | 0 | 0 | 0 | 0 | 0 | 0 | 0 | 0 | 0 | 0 | 0 | 0 | 0 | 0 | 0 | 0 | 0 | 0 | 0 | 0 | 0 | 0 | 0 | 0 | 0 | 0 | 0 | 0 | 0 | 0 | 0 | 0 | 0 | 0 | 0 | 0 | 0 | 0 | 0 | 0 | 0 | 0 | 0 | 0 | 0 | 0 | 0 | 0 | 0 | 0 | 0 | 0 | 0 | 0 | 0 | 0 | 0 | 0 | 0 | 0 | 0 | 0 | 0 | 1 | 1 | 0 | 0 | 0 | 0 | 0 | 0 | 0 | 0 | 0 | 0 | 1 | 0 | 0 | 0 | 0 | 0 | 0 | 0 | 0 | 0 | 0 | 0 | 0 | 0 | 0 | 0 | 0 | 0 |  |  | 0 | 0 | 0 | 0 | 0 | 0 | 0 | 0 | 0 | 0 | 0 | 0 | 0 | 0 | 0 | 0 | 0 | 0 | 0 | 0 | 0 | 0 | 0 | 0 | 0 | 0 | 0 | 0 | 0 | 0 | 0 | 0 | 0 | 0 | 0 | 0 | 334.015 | 243.8117 | 587.675 | Cal Flat-Gates 230 kV line | Cal Flat-Gates 230 kV line | Cal Flat-Gates 230 kV line |  | 0 | 0 | 0 | 0 | 0 | 0 | 334.015 | 243.8117 | 587.675 | Cal Flat-Gates 230 kV line | Cal Flat-Gates 230 kV line | Cal Flat-Gates 230 kV line |  | 1 | 1 | NO | 1 | 1 | 1 | NO | 1
SDGE | Telegraph Canyon | 138 | 0 | 0 | 0 | 0 | 0 | 0 | 0 | 0 | 0 | 0 | 0 | 0 | 0 | 0 | 0 | 0 | 0 | 0 | 0 | 0 | 0 | 0 | 0 | 0 | 0 | 0 | 0 | 0 | 0 | 0 | 1 | 0 | 1 | 0 | 0 | 1 | 1 | 0 | 0 | 0 | 0 | 0 | 0 | 0 | 0 | 0 | 0 | 0 | 0 | 0 | 0 | 0 | 0 | 0 | 0 | 0 | 0 | 0 | 0 | 0 | 0 | 0 | 0 | 0 | 0 | 0 | 0 | 0 | 0 | 0 | 0 | 0 | 0 | 0 | 0 | 0 | 0 | 0 | 0 | 0 | 0 | 0 | 0 | 0 | 0 | 0 | 0 | 0 | 0 | 0 | 0 | 0 | 0 | 0 | 0 | 0 | 0 |  |  | 0 | 0 | 0 | 0 | 0 | 0 | 0 | 0 | 0 | 0 | 0 | 0 | 0 | 0 | 0 | 0 | 0 | 0 | 0 | 0 | 0 | 0 | 0 | 0 | 0 | 0 | 0 | 0 | 0 | 0 | 0 | 0 | 0 | 0 | 0 | 0 | 996.76 | 1777.97 | 2217.6044 | San Luis Rey-San Onofre 230 kV line constraint | Silvergate-Old Town 230 kV constraint | Silvergate-Old Town 230 kV constraint |  | 0 | 0 | 0 | 0 | 0 | 0 | 996.76 | 1777.97 | 2217.6044 | San Luis Rey-San Onofre 230 kV line constraint | Silvergate-Old Town 230 kV constraint | Silvergate-Old Town 230 kV constraint |  | 1 | 1 | NO | 1 | 1 | 1 | NO | 1
PG&E KERN | Temblor | 115 | 0 | 0 | 0 | 0 | 0 | 0 | 0 | 0 | 0 | 0 | 0 | 0 | 0 | 0 | 0 | 0 | 0 | 0 | 0 | 0 | 0 | 0 | 0 | 0 | 0 | 0 | 0 | 0 | 0 | 0 | 0 | 0 | 0 | 0 | 0 | 0 | 0 | 0 | 0 | 0 | 0 | 0 | 0 | 0 | 0 | 0 | 0 | 0 | 0 | 0 | 0 | 0 | 0 | 0 | 0 | 0 | 0 | 0 | 0 | 0 | 0 | 0 | 0 | 0 | 0 | 0 | 0 | 1 | 1 | 0 | 0 | 0 | 0 | 0 | 1 | 0 | 0 | 0 | 1 | 0 | 0 | 0 | 0 | 0 | 0 | 0 | 0 | 0 | 0 | 0 | 0 | 0 | 0 | 0 | 1 | 0 | 0 |  |  | 0 | 0 | 0 | 0 | 0 | 0 | 0 | 0 | 0 | 0 | 0 | 0 | 0 | 0 | 0 | 0 | 0 | 0 | 0 | 0 | 0 | 0 | 0 | 0 | 0 | 0 | 0 | 0 | 0 | 0 | 0 | 0 | 0 | 0 | 0 | 0 | 334.015 | 243.8117 | 587.675 | Cal Flat-Gates 230 kV line | Cal Flat-Gates 230 kV line | Cal Flat-Gates 230 kV line |  | 0 | 0 | 0 | 0 | 0 | 0 | 334.015 | 243.8117 | 587.675 | Cal Flat-Gates 230 kV line | Cal Flat-Gates 230 kV line | Cal Flat-Gates 230 kV line |  | 1 | 1 | NO | 1 | 1 | 1 | NO | 1
PG&E KERN | Templeton | 230 | 0 | 0 | 0 | 0 | 0 | 0 | 0 | 0 | 0 | 0 | 0 | 0 | 0 | 0 | 0 | 0 | 0 | 0 | 0 | 0 | 0 | 0 | 0 | 0 | 0 | 0 | 0 | 0 | 0 | 0 | 0 | 0 | 0 | 0 | 0 | 0 | 0 | 0 | 0 | 0 | 0 | 0 | 0 | 0 | 0 | 0 | 0 | 0 | 0 | 0 | 0 | 0 | 0 | 0 | 0 | 0 | 0 | 0 | 0 | 0 | 0 | 0 | 0 | 0 | 0 | 0 | 0 | 1 | 0 | 0 | 0 | 0 | 0 | 0 | 0 | 0 | 0 | 0 | 1 | 1 | 0 | 0 | 0 | 0 | 0 | 0 | 0 | 0 | 0 | 0 | 0 | 0 | 0 | 0 | 1 | 1 | 0 |  |  | 0 | 0 | 0 | 0 | 0 | 0 | 0 | 0 | 0 | 0 | 0 | 0 | 0 | 0 | 0 | 0 | 0 | 113.07 | 0 | 0 | 0 | 0 | 0 | 0 | 0 | 0 | 0 | 0 | 0 | 1 | 0 | 0 | 0 | 0 | 0 | 0 | 334.015 | 243.8117 | 587.675 | Cal Flat-Gates 230 kV line | Cal Flat-Gates 230 kV line | Cal Flat-Gates 230 kV line |  | 0 | 0 | 0 | 0 | 0 | 0 | 334.015 | 243.8117 | 587.675 | Cal Flat-Gates 230 kV line | Cal Flat-Gates 230 kV line | Cal Flat-Gates 230 kV line |  | 1 | 1 | NO | 1 | 1 | 1 | NO | 1
PG&E KERN | Templeton | 70 | 0 | 0 | 0 | 0 | 0 | 0 | 0 | 0 | 0 | 0 | 0 | 0 | 0 | 0 | 0 | 0 | 0 | 0 | 0 | 0 | 0 | 0 | 0 | 0 | 0 | 0 | 0 | 0 | 0 | 0 | 0 | 0 | 0 | 0 | 0 | 0 | 0 | 0 | 0 | 0 | 0 | 0 | 0 | 0 | 0 | 0 | 0 | 0 | 0 | 0 | 0 | 0 | 0 | 0 | 0 | 0 | 0 | 0 | 0 | 0 | 0 | 0 | 0 | 0 | 0 | 0 | 0 | 1 | 1 | 0 | 0 | 0 | 0 | 0 | 0 | 0 | 0 | 0 | 0 | 1 | 0 | 0 | 0 | 0 | 0 | 1 | 0 | 0 | 0 | 0 | 0 | 0 | 0 | 0 | 0 | 1 | 0 |  |  | 0 | 0 | 0 | 0 | 0 | 0 | 0 | 0 | 0 | 0 | 0 | 0 | 0 | 0 | 0 | 0 | 3 | 0 | 0 | 0 | 0 | 0 | 0 | 0 | 0 | 0 | 0 | 0 | 0 | 1 | 0 | 0 | 0 | 0 | 0 | 0 | 334.015 | 243.8117 | 587.675 | Cal Flat-Gates 230 kV line | Cal Flat-Gates 230 kV line | Cal Flat-Gates 230 kV line |  | 0 | 0 | 0 | 0 | 0 | 0 | 334.015 | 243.8117 | 587.675 | Cal Flat-Gates 230 kV line | Cal Flat-Gates 230 kV line | Cal Flat-Gates 230 kV line |  | 1 | 1 | NO | 1 | 1 | 1 | NO | 1
PG&E GBA | Tesla | 115 | 0 | 0 | 0 | 0 | 0 | 0 | 0 | 0 | 0 | 0 | 0 | 0 | 0 | 0 | 0 | 0 | 0 | 0 | 0 | 0 | 0 | 0 | 0 | 0 | 0 | 0 | 0 | 0 | 0 | 0 | 0 | 0 | 0 | 0 | 0 | 0 | 0 | 0 | 0 | 0 | 0 | 0 | 0 | 0 | 0 | 0 | 0 | 0 | 0 | 0 | 0 | 0 | 0 | 0 | 0 | 1 | 0 | 0 | 0 | 1 | 0 | 0 | 0 | 0 | 0 | 1 | 0 | 0 | 0 | 0 | 0 | 0 | 0 | 0 | 0 | 0 | 0 | 0 | 0 | 0 | 0 | 0 | 0 | 0 | 0 | 0 | 0 | 0 | 0 | 0 | 0 | 0 | 0 | 0 | 0 | 0 | 0 |  |  | 0 | 0 | 0 | 0 | 0 | 0 | 0 | 0 | 0 | 0 | 0 | 0 | 0 | 0 | 0 | 0 | 0 | 0 | 0 | 0 | 0 | 0 | 0 | 0 | 0 | 0 | 0 | 0 | 0 | 0 | 0 | 0 | 0 | 0 | 0 | 0 | 826.3685 | 1964.2439 | 4912.272 | Tesla-Bellota 230 kV line | Tesla-Bellota 230 kV line | Tesla-Bellota 230 kV line |  | 0 | 0 | 0 | 0 | 0 | 0 | 826.3685 | 1964.2439 | 4912.272 | Tesla-Bellota 230 kV line | Tesla-Bellota 230 kV line | Tesla-Bellota 230 kV line |  | 1 | 1 | NO | 1 | 1 | 1 | NO | 1
PG&E GBA | Tesla | 230 | 0 | 0 | 0 | 0 | 0 | 0 | 0 | 0 | 0 | 0 | 0 | 0 | 0 | 0 | 0 | 0 | 0 | 0 | 0 | 0 | 0 | 0 | 0 | 0 | 0 | 0 | 0 | 0 | 0 | 0 | 0 | 0 | 0 | 0 | 0 | 0 | 0 | 0 | 0 | 1 | 0 | 0 | 0 | 0 | 0 | 0 | 0 | 0 | 0 | 0 | 0 | 0 | 0 | 1 | 0 | 1 | 0 | 0 | 1 | 1 | 0 | 0 | 0 | 0 | 0 | 1 | 0 | 0 | 0 | 0 | 0 | 0 | 0 | 0 | 0 | 0 | 0 | 0 | 0 | 0 | 0 | 0 | 0 | 0 | 0 | 0 | 0 | 0 | 0 | 0 | 0 | 0 | 0 | 0 | 0 | 0 | 0 |  |  | 0 | 0 | 0 | 0 | 0 | 0 | 0 | 0 | 0 | 0 | 0 | 400 | 0 | 0 | 1 | 0 | 0 | 100 | 76.5 | 0 | 0 | 0 | 0 | 0 | 0 | 0 | 525 | 0 | 0 | 1 | 1 | 0 | 1 | 0 | 0 | 0 | -763.325 | -136.609 | 4133.0695 | Windmaster-Delta pumps 230 kV line | Windmaster-Delta pumps 230 kV line | Windmaster-Delta pumps 230 kV line |  | 0 | 0 | 0 | 0 | 0 | 0 | 804.745 | 1964.2439 | 4133.0695 | Collinsville-Tesla 500 kV Line | Tesla-Bellota 230 kV line | Windmaster-Delta pumps 230 kV line |  | 5 | 1 | YES | 2 | 1 | 1 | NO | 1
PG&E GBA | Tesla | 500 | 0 | 0 | 0 | 0 | 0 | 0 | 0 | 0 | 0 | 0 | 0 | 0 | 0 | 0 | 0 | 0 | 0 | 0 | 0 | 0 | 0 | 0 | 0 | 0 | 0 | 0 | 0 | 0 | 0 | 0 | 0 | 0 | 0 | 0 | 0 | 0 | 0 | 0 | 0 | 0 | 0 | 0 | 0 | 0 | 0 | 0 | 0 | 0 | 0 | 0 | 0 | 0 | 0 | 0 | 0 | 1 | 0 | 0 | 1 | 1 | 0 | 0 | 0 | 0 | 0 | 1 | 0 | 0 | 0 | 0 | 0 | 0 | 0 | 0 | 0 | 0 | 0 | 0 | 0 | 0 | 0 | 0 | 0 | 0 | 0 | 0 | 0 | 0 | 0 | 0 | 0 | 0 | 0 | 0 | 0 | 0 | 0 |  |  | 0 | 0 | 0 | 0 | 0 | 0 | 0 | 0 | 0 | 0 | 0 | 0 | 0 | 0 | 0 | 0 | 0 | 300 | 0 | 0 | 0 | 0 | 0 | 0 | 0 | 0 | 0 | 0 | 0 | 1 | 0 | 0 | 0 | 0 | 0 | 0 | 826.3685 | 1964.2439 | 4912.272 | Tesla-Bellota 230 kV line | Tesla-Bellota 230 kV line | Tesla-Bellota 230 kV line |  | 0 | 0 | 0 | 0 | 0 | 0 | 826.3685 | 1964.2439 | 4912.272 | Tesla-Bellota 230 kV line | Tesla-Bellota 230 kV line | Tesla-Bellota 230 kV line |  | 1 | 1 | NO | 1 | 1 | 1 | NO | 1
PG&E KERN | Tevis | 115 | 0 | 0 | 0 | 0 | 0 | 0 | 0 | 0 | 0 | 0 | 0 | 0 | 0 | 0 | 0 | 0 | 0 | 0 | 0 | 0 | 0 | 0 | 0 | 0 | 0 | 0 | 0 | 0 | 0 | 0 | 0 | 0 | 0 | 0 | 0 | 0 | 0 | 0 | 0 | 0 | 0 | 0 | 0 | 0 | 0 | 0 | 0 | 0 | 0 | 0 | 0 | 0 | 0 | 0 | 0 | 0 | 0 | 0 | 0 | 0 | 0 | 0 | 0 | 0 | 0 | 0 | 0 | 0 | 0 | 0 | 1 | 0 | 0 | 0 | 0 | 0 | 0 | 0 | 1 | 1 | 0 | 0 | 0 | 0 | 0 | 0 | 0 | 0 | 0 | 0 | 0 | 0 | 0 | 0 | 1 | 0 | 0 |  |  | 0 | 0 | 0 | 0 | 0 | 0 | 0 | 0 | 0 | 0 | 0 | 0 | 0 | 0 | 0 | 0 | 0 | 0 | 0 | 0 | 0 | 0 | 0 | 0 | 0 | 0 | 0 | 0 | 0 | 0 | 0 | 0 | 0 | 0 | 0 | 0 | 887.485 | 1862.1 | 1602.5731 | Mustang-Henrietta 230 kV line | Kern 230/115kV TB #4 | Mustang-Henrietta 230 kV line |  | 0 | 0 | 0 | 0 | 0 | 0 | 887.485 | 1862.1 | 1602.5731 | Mustang-Henrietta 230 kV line | Kern 230/115kV TB #4 | Mustang-Henrietta 230 kV line |  | 1 | 1 | NO | 1 | 1 | 1 | NO | 1
EOP | Thousandaire | 138 | 0 | 0 | 0 | 0 | 0 | 0 | 0 | 0 | 0 | 0 | 0 | 0 | 0 | 0 | 0 | 0 | 0 | 0 | 0 | 0 | 0 | 0 | 1 | 1 | 1 | 0 | 0 | 0 | 0 | 0 | 0 | 0 | 0 | 0 | 0 | 0 | 0 | 0 | 0 | 0 | 0 | 0 | 0 | 0 | 0 | 0 | 0 | 0 | 0 | 0 | 0 | 0 | 0 | 0 | 0 | 0 | 0 | 0 | 0 | 0 | 0 | 0 | 0 | 0 | 0 | 0 | 0 | 0 | 0 | 0 | 0 | 0 | 0 | 0 | 0 | 0 | 0 | 0 | 0 | 0 | 0 | 0 | 0 | 0 | 0 | 0 | 0 | 0 | 0 | 0 | 0 | 0 | 0 | 0 | 0 | 0 | 0 |  |  | 0 | 0 | 0 | 0 | 0 | 0 | 0 | 0 | 0 | 0 | 0 | 0 | 0 | 0 | 0 | 0 | 0 | 0 | 0 | 0 | 0 | 0 | 0 | 0 | 0 | 0 | 0 | 0 | 0 | 0 | 1 | 0 | 0 | 0 | 0 | 0 | -298.255 | 1732.37 | 2601.53 | Lugo - Victorville area constraint | Sloan Canyon - Eldorado 500 kV constraint | GLW 230kV area constraint |  | 0 | 0 | 0 | 0 | 0 | 0 | 1081.97 | 1732.37 | 2601.53 | Sloan Canyon - Eldorado 500 kV constraint | Sloan Canyon - Eldorado 500 kV constraint | GLW 230kV area constraint |  | 5 | 1 | YES | 2 | 1 | 1 | NO | 1
PG&E KERN | Topaz | 230 | 0 | 0 | 0 | 0 | 0 | 0 | 0 | 0 | 0 | 0 | 0 | 0 | 0 | 0 | 0 | 0 | 0 | 0 | 0 | 0 | 0 | 0 | 0 | 0 | 0 | 0 | 0 | 0 | 0 | 0 | 0 | 0 | 0 | 0 | 0 | 0 | 0 | 0 | 0 | 0 | 0 | 0 | 0 | 0 | 0 | 0 | 0 | 0 | 0 | 0 | 0 | 0 | 0 | 0 | 0 | 0 | 0 | 0 | 0 | 0 | 0 | 0 | 0 | 0 | 0 | 0 | 0 | 1 | 0 | 0 | 0 | 0 | 0 | 0 | 0 | 0 | 0 | 0 | 1 | 1 | 0 | 0 | 0 | 0 | 0 | 0 | 0 | 0 | 0 | 0 | 0 | 0 | 0 | 0 | 1 | 1 | 0 |  |  | 0 | 0 | 0 | 0 | 0 | 0 | 0 | 0 | 0 | 0 | 0 | 0 | 0 | 0 | 0 | 0 | 0 | 0 | 0 | 0 | 0 | 0 | 0 | 0 | 0 | 0 | 0 | 0 | 0 | 0 | 0 | 0 | 0 | 0 | 0 | 0 | 334.015 | 243.8117 | 587.675 | Cal Flat-Gates 230 kV line | Cal Flat-Gates 230 kV line | Cal Flat-Gates 230 kV line |  | 0 | 0 | 0 | 0 | 0 | 0 | 334.015 | 243.8117 | 587.675 | Cal Flat-Gates 230 kV line | Cal Flat-Gates 230 kV line | Cal Flat-Gates 230 kV line |  | 1 | 1 | NO | 1 | 1 | 1 | NO | 1
SCE NOL | Tortilla | 115 | 0 | 0 | 0 | 0 | 0 | 0 | 0 | 0 | 0 | 0 | 0 | 1 | 1 | 1 | 0 | 0 | 0 | 0 | 0 | 0 | 0 | 0 | 0 | 0 | 0 | 0 | 0 | 0 | 0 | 0 | 0 | 0 | 0 | 0 | 0 | 0 | 0 | 0 | 0 | 0 | 0 | 0 | 0 | 0 | 0 | 0 | 0 | 0 | 0 | 0 | 0 | 0 | 0 | 0 | 0 | 0 | 0 | 0 | 0 | 0 | 0 | 0 | 0 | 0 | 0 | 0 | 0 | 0 | 0 | 0 | 0 | 0 | 0 | 0 | 0 | 0 | 0 | 0 | 0 | 0 | 0 | 0 | 0 | 0 | 0 | 0 | 0 | 0 | 0 | 0 | 0 | 0 | 0 | 0 | 0 | 0 | 0 |  |  | 0 | 0 | 0 | 0 | 0 | 0 | 0 | 0 | 0 | 0 | 0 | 0 | 0 | 0 | 0 | 0 | 0 | 0 | 0 | 0 | 0 | 0 | 0 | 3 | 0 | 0 | 0 | 0 | 0 | 1 | 0 | 2 | 0 | 2 | 0 | 0 | -0.23 | -8.3 | 880.3938 | South of Kramer Area Constraint | South of Kramer Area Constraint | South of Kramer Area Constraint |  | 0 | 2 | 0 | 2 | 0 | 0 | -0.23 | -8.3 | 880.3938 | South of Kramer Area Constraint | South of Kramer Area Constraint | South of Kramer Area Constraint |  | 3 | 3 | NO | 3 | 1 | 1 | NO | 1
SDGE | Trabuco | 138 | 0 | 0 | 0 | 0 | 0 | 0 | 0 | 0 | 0 | 0 | 0 | 0 | 0 | 0 | 0 | 0 | 0 | 0 | 0 | 0 | 0 | 0 | 0 | 0 | 0 | 1 | 0 | 0 | 0 | 0 | 0 | 0 | 0 | 0 | 0 | 0 | 0 | 1 | 1 | 0 | 0 | 0 | 0 | 0 | 0 | 0 | 0 | 0 | 0 | 0 | 0 | 0 | 0 | 0 | 0 | 0 | 0 | 0 | 0 | 0 | 0 | 0 | 0 | 0 | 0 | 0 | 0 | 0 | 0 | 0 | 0 | 0 | 0 | 0 | 0 | 0 | 0 | 0 | 0 | 0 | 0 | 0 | 0 | 0 | 0 | 0 | 0 | 0 | 0 | 0 | 0 | 0 | 0 | 0 | 0 | 0 | 0 |  |  | 0 | 0 | 0 | 0 | 0 | 0 | 0 | 0 | 0 | 0 | 0 | 0 | 0 | 0 | 0 | 0 | 0 | 0 | 0 | 0 | 0 | 0 | 0 | 0 | 0 | 0 | 0 | 0 | 0 | 0 | 0 | 0 | 0 | 0 | 0 | 0 | 401 | 451 | 601 | Trabuco-Capistrano 138 kV constraint | Trabuco-Capistrano 138 kV constraint | Trabuco-Capistrano 138 kV constraint |  | 0 | 0 | 0 | 0 | 0 | 0 | 401 | 451 | 601 | Trabuco-Capistrano 138 kV constraint | Trabuco-Capistrano 138 kV constraint | Trabuco-Capistrano 138 kV constraint |  | 1 | 1 | NO | 1 | 1 | 1 | NO | 1
PG&E GBA | Tracy | 115 | 0 | 0 | 0 | 0 | 0 | 0 | 0 | 0 | 0 | 0 | 0 | 0 | 0 | 0 | 0 | 0 | 0 | 0 | 0 | 0 | 0 | 0 | 0 | 0 | 0 | 0 | 0 | 0 | 0 | 0 | 0 | 0 | 0 | 0 | 0 | 0 | 0 | 0 | 0 | 0 | 0 | 0 | 0 | 0 | 0 | 1 | 0 | 0 | 0 | 0 | 0 | 0 | 0 | 0 | 0 | 1 | 0 | 0 | 0 | 1 | 0 | 0 | 0 | 0 | 0 | 0 | 0 | 0 | 0 | 0 | 0 | 0 | 0 | 0 | 0 | 0 | 0 | 0 | 0 | 0 | 0 | 0 | 0 | 0 | 0 | 0 | 0 | 0 | 0 | 0 | 0 | 0 | 0 | 0 | 0 | 0 | 0 |  |  | 0 | 0 | 0 | 0 | 0 | 0 | 0 | 0 | 0 | 0 | 0 | 0 | 0 | 0 | 0 | 0 | 3 | 0 | 0 | 0 | 0 | 0 | 0 | 0 | 0 | 0 | 0 | 0 | 0 | 1 | 1 | 0 | 0 | 0 | 0 | 0 | -428.9315 | 397.8459 | 3191.0022 | Bellota-Weber 230kV line | Bellota-Weber 230kV line | Bellota-Weber 230kV line |  | 0 | 0 | 0 | 0 | 0 | 0 | 31.0685 | 857.8459 | 3191.0022 | Bellota-Weber 230kV line | Bellota-Weber 230kV line | Bellota-Weber 230kV line |  | 5 | 1 | YES | 2 | 1 | 1 | NO | 1
PG&E FRESNO | Tranquility | 230 | 0 | 0 | 0 | 0 | 0 | 0 | 0 | 0 | 0 | 0 | 0 | 0 | 0 | 0 | 0 | 0 | 0 | 0 | 0 | 0 | 0 | 0 | 0 | 0 | 0 | 0 | 0 | 0 | 0 | 0 | 0 | 0 | 0 | 0 | 0 | 0 | 0 | 0 | 0 | 0 | 0 | 0 | 0 | 0 | 0 | 1 | 0 | 0 | 0 | 0 | 0 | 0 | 0 | 0 | 0 | 0 | 0 | 0 | 0 | 0 | 0 | 0 | 0 | 0 | 0 | 0 | 0 | 0 | 0 | 0 | 0 | 0 | 0 | 0 | 0 | 0 | 0 | 0 | 1 | 1 | 0 | 1 | 0 | 0 | 0 | 1 | 0 | 0 | 0 | 1 | 0 | 0 | 0 | 0 | 0 | 0 | 0 |  |  | 0 | 0 | 0 | 0 | 0 | 0 | 0 | 0 | 0 | 200 | 0 | 40 | 0 | 0 | 1 | 0 | 0 | 0 | 0 | 0 | 0 | 0 | 0 | 0 | 300 | 600 | 542 | 0 | 0 | 1 | 2 | 0 | 1 | 0 | 0 | 0 | -1070.2 | -530.5 | 898.7076 | Borden-Storey #1 230kV line | Borden-Storey #1 230kV line | Borden-Storey #1 230kV line |  | 0 | 0 | 0 | 0 | 0 | 0 | 31.0685 | 716.5 | 2550.9252 | Bellota-Weber 230kV line | Borden-Storey #1 230kV line | Gates 500/230kV TB #12 |  | 5 | 1 | YES | 2 | 1 | 1 | NO | 1
PG&E GBA | Trimble | 115 | 0 | 0 | 0 | 0 | 0 | 0 | 0 | 0 | 0 | 0 | 0 | 0 | 0 | 0 | 0 | 0 | 0 | 0 | 0 | 0 | 0 | 0 | 0 | 0 | 0 | 0 | 0 | 0 | 0 | 0 | 0 | 0 | 0 | 0 | 0 | 0 | 0 | 0 | 0 | 0 | 0 | 0 | 0 | 0 | 0 | 0 | 0 | 0 | 0 | 0 | 0 | 0 | 0 | 0 | 0 | 1 | 0 | 0 | 0 | 1 | 0 | 0 | 0 | 0 | 0 | 0 | 0 | 0 | 0 | 0 | 0 | 0 | 0 | 0 | 0 | 0 | 0 | 0 | 0 | 0 | 0 | 0 | 0 | 0 | 0 | 0 | 0 | 0 | 0 | 0 | 0 | 0 | 0 | 0 | 0 | 0 | 1 |  |  | 0 | 0 | 0 | 0 | 0 | 0 | 0 | 0 | 0 | 0 | 0 | 0 | 0 | 0 | 0 | 0 | 0 | 0 | 0 | 0 | 0 | 0 | 0 | 0 | 0 | 0 | 0 | 0 | 0 | 0 | 0 | 0 | 0 | 0 | 0 | 0 | 826.3685 | 1621.76 | 4912.272 | Tesla-Bellota 230 kV line | NEW-Metcalf-Mosslanding 500kV | Tesla-Bellota 230 kV line |  | 0 | 0 | 0 | 0 | 0 | 0 | 826.3685 | 1621.76 | 4912.272 | Tesla-Bellota 230 kV line | NEW-Metcalf-Mosslanding 500kV | Tesla-Bellota 230 kV line |  | 1 | 1 | NO | 1 | 1 | 1 | NO | 1
EOP | Trout Canyon | 230 | 0 | 0 | 0 | 0 | 0 | 0 | 0 | 0 | 0 | 0 | 0 | 0 | 0 | 0 | 0 | 0 | 0 | 0 | 0 | 0 | 0 | 0 | 1 | 1 | 1 | 0 | 0 | 0 | 0 | 0 | 0 | 0 | 0 | 0 | 0 | 0 | 0 | 0 | 0 | 0 | 0 | 0 | 0 | 0 | 0 | 0 | 0 | 0 | 0 | 0 | 0 | 0 | 0 | 0 | 0 | 0 | 0 | 0 | 0 | 0 | 0 | 0 | 0 | 0 | 0 | 0 | 0 | 0 | 0 | 0 | 0 | 0 | 0 | 0 | 0 | 0 | 0 | 0 | 0 | 0 | 0 | 0 | 0 | 0 | 0 | 0 | 0 | 0 | 0 | 0 | 0 | 0 | 0 | 0 | 0 | 0 | 0 |  |  | 0 | 0 | 0 | 0 | 0 | 0 | 0 | 0 | 0 | 0 | 0 | -15 | 0 | 0 | 1 | 0 | 0 | 0 | 0 | 0 | 0 | 0 | 0 | 0 | 566 | 745 | 716 | 60 | 0 | 1 | 1 | 0 | 0 | 0 | 0 | 0 | -298.255 | 1732.37 | 2601.53 | Lugo - Victorville area constraint | Sloan Canyon - Eldorado 500 kV constraint | GLW 230kV area constraint |  | 0 | 0 | 0 | 0 | 0 | 0 | 1081.97 | 1732.37 | 2601.53 | Sloan Canyon - Eldorado 500 kV constraint | Sloan Canyon - Eldorado 500 kV constraint | GLW 230kV area constraint |  | 5 | 1 | YES | 2 | 1 | 1 | NO | 1
EOP | Trout Canyon | 500 | 0 | 0 | 0 | 0 | 0 | 0 | 0 | 0 | 0 | 0 | 0 | 0 | 0 | 0 | 0 | 0 | 0 | 0 | 0 | 0 | 0 | 0 | 1 | 1 | 1 | 0 | 0 | 0 | 0 | 0 | 0 | 0 | 0 | 0 | 0 | 0 | 0 | 0 | 0 | 0 | 0 | 0 | 0 | 0 | 0 | 0 | 0 | 0 | 0 | 0 | 0 | 0 | 0 | 0 | 0 | 0 | 0 | 0 | 0 | 0 | 0 | 0 | 0 | 0 | 0 | 0 | 0 | 0 | 0 | 0 | 0 | 0 | 0 | 0 | 0 | 0 | 0 | 0 | 0 | 0 | 0 | 0 | 0 | 0 | 0 | 0 | 0 | 0 | 0 | 0 | 0 | 0 | 0 | 0 | 0 | 0 | 0 |  |  | 0 | 0 | 0 | 0 | 0 | 0 | 0 | 0 | 0 | 0 | 0 | 0 | 0 | 0 | 0 | 0 | 0 | 0 | 0 | 0 | 0 | 0 | 0 | 0 | 0 | 0 | 0 | 0 | 0 | 0 | 1 | 0 | 0 | 0 | 0 | 0 | -298.255 | 1732.37 | 2601.53 | Lugo - Victorville area constraint | Sloan Canyon - Eldorado 500 kV constraint | GLW 230kV area constraint |  | 0 | 0 | 0 | 0 | 0 | 0 | 1081.97 | 1732.37 | 2601.53 | Sloan Canyon - Eldorado 500 kV constraint | Sloan Canyon - Eldorado 500 kV constraint | GLW 230kV area constraint |  | 5 | 1 | YES | 2 | 1 | 1 | NO | 1
PG&E NGBA | Tulucay | 230 | 0 | 0 | 0 | 0 | 0 | 0 | 0 | 0 | 0 | 0 | 0 | 0 | 0 | 0 | 0 | 0 | 0 | 0 | 0 | 0 | 0 | 0 | 0 | 0 | 0 | 0 | 0 | 0 | 0 | 0 | 0 | 0 | 0 | 0 | 0 | 0 | 0 | 0 | 0 | 1 | 0 | 0 | 0 | 0 | 0 | 0 | 0 | 0 | 0 | 0 | 0 | 0 | 1 | 0 | 0 | 0 | 0 | 0 | 0 | 0 | 0 | 0 | 0 | 0 | 0 | 0 | 1 | 0 | 0 | 0 | 0 | 0 | 0 | 0 | 0 | 0 | 0 | 0 | 0 | 0 | 0 | 0 | 0 | 0 | 0 | 0 | 0 | 0 | 0 | 0 | 0 | 0 | 0 | 0 | 0 | 0 | 0 |  |  | 0 | 0 | 0 | 0 | 0 | 0 | 0 | 0 | 0 | 0 | 0 | 0 | 0 | 0 | 0 | 0 | 0 | 0 | 0 | 0 | 0 | 0 | 0 | 0 | 0 | 0 | 0 | 0 | 0 | 0 | 1 | 0 | 0 | 0 | 0 | 0 | -219.475 | 108.573 | 1029.902 | Birds Landing-Contra Costa 230kV Line | Birds Landing-Contra Costa 230kV Line | Birds Landing-Contra Costa 230kV Line |  | 0 | 0 | 0 | 0 | 0 | 0 | 804.745 | 1874.573 | 1029.902 | Collinsville-Tesla 500 kV Line | Birds Landing-Contra Costa 230kV Line | Birds Landing-Contra Costa 230kV Line |  | 5 | 1 | YES | 2 | 1 | 1 | NO | 1
PG&E NGBA | Tulucay | 60 | 0 | 0 | 0 | 0 | 0 | 0 | 0 | 0 | 0 | 0 | 0 | 0 | 0 | 0 | 0 | 0 | 0 | 0 | 0 | 0 | 0 | 0 | 0 | 0 | 0 | 0 | 0 | 0 | 0 | 0 | 0 | 0 | 0 | 0 | 0 | 0 | 0 | 0 | 0 | 1 | 0 | 0 | 0 | 0 | 0 | 0 | 0 | 0 | 0 | 0 | 0 | 1 | 1 | 1 | 1 | 1 | 0 | 0 | 0 | 0 | 0 | 0 | 0 | 0 | 0 | 1 | 1 | 0 | 0 | 0 | 0 | 0 | 0 | 0 | 0 | 0 | 0 | 0 | 0 | 0 | 0 | 0 | 0 | 0 | 0 | 0 | 0 | 0 | 0 | 0 | 0 | 0 | 0 | 0 | 0 | 0 | 0 |  |  | 0 | 0 | 0 | 0 | 0 | 0 | 0 | 0 | 0 | 0 | 0 | 0 | 0 | 0 | 0 | 0 | 0 | 0 | 0 | 0 | 0 | 0 | 0 | 0 | 24.5 | 0 | 0 | 0 | 0 | 1 | 2 | 0 | 1 | 0 | 0 | 0 | -763.325 | -136.609 | 798.62 | Windmaster-Delta pumps 230 kV line | Windmaster-Delta pumps 230 kV line | Lakeville-Ignacio 230 kV line |  | 0 | 0 | 0 | 0 | 0 | 0 | 401.875 | 742.923 | 798.62 | Contra Costa- Windmaster 230 kV line | Contra Costa- Windmaster 230 kV line | Lakeville-Ignacio 230 kV line |  | 5 | 1 | YES | 2 | 1 | 1 | NO | 1
PG&E KERN | Tupman | 115 | 0 | 0 | 0 | 0 | 0 | 0 | 0 | 0 | 0 | 0 | 0 | 0 | 0 | 0 | 0 | 0 | 0 | 0 | 0 | 0 | 0 | 0 | 0 | 0 | 0 | 0 | 0 | 0 | 0 | 0 | 0 | 0 | 0 | 0 | 0 | 0 | 0 | 0 | 0 | 0 | 0 | 0 | 0 | 0 | 0 | 0 | 0 | 0 | 0 | 0 | 0 | 0 | 0 | 0 | 0 | 0 | 0 | 0 | 0 | 0 | 0 | 0 | 0 | 0 | 0 | 0 | 0 | 1 | 0 | 0 | 0 | 0 | 0 | 0 | 1 | 0 | 0 | 0 | 1 | 0 | 0 | 0 | 0 | 0 | 0 | 0 | 0 | 0 | 0 | 0 | 0 | 0 | 0 | 0 | 1 | 0 | 0 |  |  | 0 | 0 | 0 | 0 | 0 | 0 | 0 | 0 | 0 | 0 | 0 | 0 | 0 | 0 | 0 | 0 | 0 | 0 | 0 | 0 | 0 | 0 | 0 | 0 | 0 | 0 | 0 | 0 | 0 | 0 | 0 | 0 | 0 | 0 | 0 | 0 | 334.015 | 243.8117 | 587.675 | Cal Flat-Gates 230 kV line | Cal Flat-Gates 230 kV line | Cal Flat-Gates 230 kV line |  | 0 | 0 | 0 | 0 | 0 | 0 | 334.015 | 243.8117 | 587.675 | Cal Flat-Gates 230 kV line | Cal Flat-Gates 230 kV line | Cal Flat-Gates 230 kV line |  | 1 | 1 | NO | 1 | 1 | 1 | NO | 1
PG&E NGBA | Ukiah | 115 | 0 | 0 | 0 | 0 | 0 | 0 | 0 | 0 | 0 | 0 | 0 | 0 | 0 | 0 | 0 | 0 | 0 | 0 | 0 | 0 | 0 | 0 | 0 | 0 | 0 | 0 | 0 | 0 | 0 | 0 | 0 | 0 | 0 | 0 | 0 | 0 | 0 | 0 | 0 | 1 | 0 | 1 | 0 | 0 | 0 | 0 | 0 | 0 | 0 | 0 | 0 | 0 | 1 | 0 | 1 | 1 | 0 | 0 | 0 | 0 | 0 | 0 | 0 | 0 | 0 | 0 | 1 | 0 | 0 | 0 | 0 | 0 | 0 | 0 | 0 | 0 | 0 | 0 | 0 | 0 | 0 | 0 | 0 | 0 | 0 | 0 | 0 | 0 | 0 | 0 | 0 | 0 | 0 | 0 | 0 | 0 | 0 |  |  | 0 | 0 | 0 | 0 | 0 | 0 | 0 | 0 | 0 | 0 | 0 | 0 | 0 | 0 | 0 | 0 | 0 | 0 | 0 | 0 | 0 | 0 | 0 | 0 | 0 | 0 | 0 | 0 | 0 | 0 | 1 | 0 | 0 | 0 | 0 | 0 | -219.475 | 108.573 | 1029.902 | Birds Landing-Contra Costa 230kV Line | Birds Landing-Contra Costa 230kV Line | Birds Landing-Contra Costa 230kV Line |  | 0 | 0 | 0 | 0 | 0 | 0 | 401.875 | 742.923 | 1029.902 | Contra Costa- Windmaster 230 kV line | Contra Costa- Windmaster 230 kV line | Birds Landing-Contra Costa 230kV Line |  | 5 | 1 | YES | 2 | 1 | 1 | NO | 1
PG&E KERN | Union (Estrella) | 70 | 0 | 0 | 0 | 0 | 0 | 0 | 0 | 0 | 0 | 0 | 0 | 0 | 0 | 0 | 0 | 0 | 0 | 0 | 0 | 0 | 0 | 0 | 0 | 0 | 0 | 0 | 0 | 0 | 0 | 0 | 0 | 0 | 0 | 0 | 0 | 0 | 0 | 0 | 0 | 0 | 0 | 0 | 0 | 0 | 0 | 0 | 0 | 0 | 0 | 0 | 0 | 0 | 0 | 0 | 0 | 0 | 0 | 0 | 0 | 0 | 0 | 0 | 0 | 0 | 0 | 0 | 0 | 1 | 1 | 0 | 0 | 0 | 0 | 0 | 0 | 0 | 0 | 0 | 0 | 1 | 0 | 0 | 0 | 0 | 0 | 1 | 0 | 0 | 0 | 0 | 0 | 0 | 0 | 0 | 0 | 1 | 0 |  |  | 0 | 0 | 0 | 0 | 0 | 0 | 0 | 0 | 0 | 0 | 0 | 0 | 0 | 0 | 0 | 0 | 0 | 0 | 0 | 0 | 0 | 0 | 0 | 0 | 0 | 0 | 0 | 0 | 0 | 0 | 0 | 0 | 0 | 0 | 0 | 0 | 334.015 | 243.8117 | 587.675 | Cal Flat-Gates 230 kV line | Cal Flat-Gates 230 kV line | Cal Flat-Gates 230 kV line |  | 0 | 0 | 0 | 0 | 0 | 0 | 334.015 | 243.8117 | 587.675 | Cal Flat-Gates 230 kV line | Cal Flat-Gates 230 kV line | Cal Flat-Gates 230 kV line |  | 1 | 1 | NO | 1 | 1 | 1 | NO | 1
PG&E NGBA | Vaca Dixon | 115 | 0 | 0 | 0 | 0 | 0 | 0 | 0 | 0 | 0 | 0 | 0 | 0 | 0 | 0 | 0 | 0 | 0 | 0 | 0 | 0 | 0 | 0 | 0 | 0 | 0 | 0 | 0 | 0 | 0 | 0 | 0 | 0 | 0 | 0 | 0 | 0 | 0 | 0 | 0 | 1 | 0 | 0 | 0 | 0 | 0 | 0 | 0 | 0 | 0 | 0 | 0 | 0 | 0 | 1 | 1 | 1 | 0 | 0 | 0 | 0 | 0 | 0 | 0 | 0 | 0 | 0 | 1 | 0 | 0 | 0 | 0 | 0 | 0 | 0 | 0 | 0 | 0 | 0 | 0 | 0 | 0 | 0 | 0 | 0 | 0 | 0 | 0 | 0 | 0 | 0 | 0 | 0 | 0 | 0 | 0 | 0 | 0 |  |  | 0 | 0 | 0 | 0 | 0 | 0 | 0 | 0 | 0 | 0 | 0 | 0 | 0 | 0 | 0 | 0 | 0 | 0 | 0 | 0 | 0 | 0 | 0 | 0 | 0 | 0 | 0 | 0 | 0 | 0 | 2 | 0 | 1 | 0 | 0 | 0 | -763.325 | -136.609 | 1029.902 | Windmaster-Delta pumps 230 kV line | Windmaster-Delta pumps 230 kV line | Birds Landing-Contra Costa 230kV Line |  | 0 | 0 | 0 | 0 | 0 | 0 | 401.875 | 742.923 | 1029.902 | Contra Costa- Windmaster 230 kV line | Contra Costa- Windmaster 230 kV line | Birds Landing-Contra Costa 230kV Line |  | 5 | 1 | YES | 2 | 1 | 1 | NO | 1
PG&E NGBA | Vaca Dixon | 230 | 0 | 0 | 0 | 0 | 0 | 0 | 0 | 0 | 0 | 0 | 0 | 0 | 0 | 0 | 0 | 0 | 0 | 0 | 0 | 0 | 0 | 0 | 0 | 0 | 0 | 0 | 0 | 0 | 0 | 0 | 0 | 0 | 0 | 0 | 0 | 0 | 0 | 0 | 0 | 1 | 0 | 0 | 0 | 0 | 0 | 0 | 0 | 0 | 0 | 0 | 0 | 0 | 0 | 1 | 1 | 0 | 0 | 0 | 0 | 0 | 0 | 0 | 0 | 0 | 0 | 0 | 1 | 0 | 0 | 0 | 0 | 0 | 0 | 0 | 0 | 0 | 0 | 0 | 0 | 0 | 0 | 0 | 0 | 0 | 0 | 0 | 0 | 0 | 0 | 0 | 0 | 0 | 0 | 0 | 0 | 0 | 0 |  |  | 0 | 0 | 0 | 0 | 0 | 0 | 0 | 0 | 0 | 0 | 0 | 300 | 0 | 0 | 1 | 0 | 0 | 0 | 0 | 0 | 0 | 0 | 0 | 0 | 0 | 0 | 300 | 0 | 0 | 1 | 2 | 0 | 1 | 0 | 0 | 0 | -763.325 | -136.609 | 1029.902 | Windmaster-Delta pumps 230 kV line | Windmaster-Delta pumps 230 kV line | Birds Landing-Contra Costa 230kV Line |  | 0 | 0 | 0 | 0 | 0 | 0 | 401.875 | 742.923 | 1029.902 | Contra Costa- Windmaster 230 kV line | Contra Costa- Windmaster 230 kV line | Birds Landing-Contra Costa 230kV Line |  | 5 | 1 | YES | 2 | 1 | 1 | NO | 1
PG&E NGBA | Vaca Dixon | 500 | 0 | 0 | 0 | 0 | 0 | 0 | 0 | 0 | 0 | 0 | 0 | 0 | 0 | 0 | 0 | 0 | 0 | 0 | 0 | 0 | 0 | 0 | 0 | 0 | 0 | 0 | 0 | 0 | 0 | 0 | 0 | 0 | 0 | 0 | 0 | 0 | 0 | 0 | 0 | 1 | 0 | 0 | 0 | 0 | 0 | 0 | 0 | 0 | 0 | 0 | 0 | 0 | 0 | 0 | 1 | 0 | 0 | 0 | 0 | 0 | 0 | 0 | 0 | 0 | 0 | 0 | 1 | 0 | 0 | 0 | 0 | 0 | 0 | 0 | 0 | 0 | 0 | 0 | 0 | 0 | 0 | 0 | 0 | 0 | 0 | 0 | 0 | 0 | 0 | 0 | 0 | 0 | 0 | 0 | 0 | 0 | 0 |  |  | 0 | 0 | 0 | 0 | 0 | 0 | 0 | 0 | 0 | 0 | 0 | 0 | 0 | 0 | 0 | 0 | 0 | 0 | 0 | 0 | 0 | 0 | 0 | 0 | 0 | 0 | 0 | 0 | 0 | 0 | 1 | 0 | 0 | 0 | 0 | 0 | -219.475 | 108.573 | 1029.902 | Birds Landing-Contra Costa 230kV Line | Birds Landing-Contra Costa 230kV Line | Birds Landing-Contra Costa 230kV Line |  | 0 | 0 | 0 | 0 | 0 | 0 | 401.875 | 742.923 | 1029.902 | Contra Costa- Windmaster 230 kV line | Contra Costa- Windmaster 230 kV line | Birds Landing-Contra Costa 230kV Line |  | 5 | 1 | YES | 2 | 1 | 1 | NO | 1
PG&E NGBA | Vaca Dixon | 60 | 0 | 0 | 0 | 0 | 0 | 0 | 0 | 0 | 0 | 0 | 0 | 0 | 0 | 0 | 0 | 0 | 0 | 0 | 0 | 0 | 0 | 0 | 0 | 0 | 0 | 0 | 0 | 0 | 0 | 0 | 0 | 0 | 0 | 0 | 0 | 0 | 0 | 0 | 0 | 1 | 0 | 0 | 0 | 0 | 0 | 0 | 0 | 0 | 0 | 0 | 0 | 0 | 0 | 1 | 1 | 1 | 0 | 0 | 0 | 0 | 0 | 0 | 0 | 0 | 0 | 0 | 1 | 0 | 0 | 0 | 0 | 0 | 0 | 0 | 0 | 0 | 0 | 0 | 0 | 0 | 0 | 0 | 0 | 0 | 0 | 0 | 0 | 0 | 0 | 0 | 0 | 0 | 0 | 0 | 0 | 0 | 0 |  |  | 0 | 0 | 0 | 0 | 0 | 0 | 0 | 0 | 0 | 0 | 0 | 0 | 0 | 0 | 0 | 0 | 0 | 0 | 0 | 0 | 0 | 0 | 0 | 0 | 0 | 0 | 0 | 0 | 0 | 0 | 2 | 0 | 1 | 0 | 0 | 0 | -763.325 | -136.609 | 1029.902 | Windmaster-Delta pumps 230 kV line | Windmaster-Delta pumps 230 kV line | Birds Landing-Contra Costa 230kV Line |  | 0 | 0 | 0 | 0 | 0 | 0 | 401.875 | 742.923 | 1029.902 | Contra Costa- Windmaster 230 kV line | Contra Costa- Windmaster 230 kV line | Birds Landing-Contra Costa 230kV Line |  | 5 | 1 | YES | 2 | 1 | 1 | NO | 1
SCE Eastern | Valley (SCE) | 500 | 0 | 0 | 0 | 0 | 0 | 0 | 0 | 0 | 0 | 0 | 0 | 0 | 0 | 0 | 0 | 0 | 0 | 0 | 0 | 1 | 0 | 1 | 0 | 0 | 0 | 0 | 0 | 0 | 0 | 0 | 0 | 0 | 0 | 0 | 0 | 0 | 0 | 0 | 0 | 0 | 0 | 0 | 0 | 0 | 0 | 0 | 0 | 0 | 0 | 0 | 0 | 0 | 0 | 0 | 0 | 0 | 0 | 0 | 0 | 0 | 0 | 0 | 0 | 0 | 0 | 0 | 0 | 0 | 0 | 0 | 0 | 0 | 0 | 0 | 0 | 0 | 0 | 0 | 0 | 0 | 0 | 0 | 0 | 0 | 0 | 0 | 0 | 0 | 0 | 0 | 0 | 0 | 0 | 0 | 0 | 0 | 0 |  |  | 0 | 0 | 0 | 0 | 0 | 0 | 0 | 0 | 0 | 0 | 0 | 0 | 0 | 0 | 0 | 0 | 0 | 0 | 0 | 0 | 0 | 0 | 0 | 0 | 0 | 0 | 870.6 | 0 | 0 | 1 | 0 | 0 | 0 | 0 | 0 | 0 | 1067.92 | 2594.325 | 8998.075 | Serrano-Alberhill-Valley Constraint | Etiwanda-Rancho Vista Constraint | Etiwanda-Rancho Vista Constraint |  | 0 | 0 | 0 | 0 | 0 | 0 | 1067.92 | 2594.325 | 8998.075 | Serrano-Alberhill-Valley Constraint | Etiwanda-Rancho Vista Constraint | Etiwanda-Rancho Vista Constraint |  | 1 | 1 | NO | 1 | 1 | 1 | NO | 1
EOP | Valley (VEA) | 138 | 0 | 0 | 0 | 0 | 0 | 0 | 0 | 0 | 0 | 0 | 0 | 0 | 0 | 0 | 0 | 0 | 0 | 0 | 0 | 0 | 0 | 0 | 1 | 1 | 1 | 0 | 0 | 0 | 0 | 0 | 0 | 0 | 0 | 0 | 0 | 0 | 0 | 0 | 0 | 0 | 0 | 0 | 0 | 0 | 0 | 0 | 0 | 0 | 0 | 0 | 0 | 0 | 0 | 0 | 0 | 0 | 0 | 0 | 0 | 0 | 0 | 0 | 0 | 0 | 0 | 0 | 0 | 0 | 0 | 0 | 0 | 0 | 0 | 0 | 0 | 0 | 0 | 0 | 0 | 0 | 0 | 0 | 0 | 0 | 0 | 0 | 0 | 0 | 0 | 0 | 0 | 0 | 0 | 0 | 0 | 0 | 0 |  |  | 0 | 0 | 0 | 0 | 0 | 0 | 0 | 0 | 0 | 0 | 0 | 0 | 0 | 0 | 0 | 0 | 0 | 0 | 0 | 0 | 0 | 0 | 0 | 0 | 0 | 0 | 0 | 0 | 0 | 0 | 1 | 0 | 0 | 0 | 0 | 0 | -298.255 | 1732.37 | 2601.53 | Lugo - Victorville area constraint | Sloan Canyon - Eldorado 500 kV constraint | GLW 230kV area constraint |  | 0 | 0 | 0 | 0 | 0 | 0 | 1081.97 | 1732.37 | 2601.53 | Sloan Canyon - Eldorado 500 kV constraint | Sloan Canyon - Eldorado 500 kV constraint | GLW 230kV area constraint |  | 5 | 1 | YES | 2 | 1 | 1 | NO | 1
SDGE | Valley Center | 69 | 0 | 0 | 0 | 0 | 0 | 0 | 0 | 0 | 0 | 0 | 0 | 0 | 0 | 0 | 0 | 0 | 0 | 0 | 0 | 0 | 0 | 0 | 0 | 0 | 0 | 1 | 0 | 0 | 0 | 0 | 1 | 0 | 1 | 0 | 0 | 0 | 0 | 1 | 0 | 0 | 0 | 0 | 0 | 0 | 0 | 0 | 0 | 0 | 0 | 0 | 0 | 0 | 0 | 0 | 0 | 0 | 0 | 0 | 0 | 0 | 0 | 0 | 0 | 0 | 0 | 0 | 0 | 0 | 0 | 0 | 0 | 0 | 0 | 0 | 0 | 0 | 0 | 0 | 0 | 0 | 0 | 0 | 0 | 0 | 0 | 0 | 0 | 0 | 0 | 0 | 0 | 0 | 0 | 0 | 0 | 0 | 0 |  |  | 0 | 0 | 0 | 0 | 0 | 0 | 0 | 0 | 0 | 0 | 0 | 0 | 0 | 0 | 0 | 0 | 0 | 0 | 0 | 0 | 0 | 0 | 0 | 10 | 0 | 0 | 0 | 0 | 0 | 1 | 0 | 0 | 0 | 0 | 0 | 0 | 472.87 | 807.035 | 1462.03 | Capistrano-San Onofre 230 kV constraint | Talega 230 kV constraint | Talega 230 kV constraint |  | 0 | 0 | 0 | 0 | 0 | 0 | 472.87 | 807.035 | 1462.03 | Capistrano-San Onofre 230 kV constraint | Talega 230 kV constraint | Talega 230 kV constraint |  | 1 | 1 | NO | 1 | 1 | 1 | NO | 1
PG&E GBA | Valley Home | 115 | 0 | 0 | 0 | 0 | 0 | 0 | 0 | 0 | 0 | 0 | 0 | 0 | 0 | 0 | 0 | 0 | 0 | 0 | 0 | 0 | 0 | 0 | 0 | 0 | 0 | 0 | 0 | 0 | 0 | 0 | 0 | 0 | 0 | 0 | 0 | 0 | 0 | 0 | 0 | 0 | 0 | 0 | 0 | 0 | 0 | 1 | 0 | 0 | 0 | 0 | 0 | 0 | 0 | 0 | 0 | 1 | 0 | 0 | 0 | 1 | 0 | 0 | 0 | 1 | 0 | 0 | 0 | 0 | 0 | 0 | 0 | 0 | 0 | 0 | 0 | 0 | 0 | 0 | 0 | 0 | 0 | 0 | 0 | 0 | 0 | 0 | 0 | 0 | 0 | 0 | 0 | 0 | 0 | 0 | 0 | 0 | 0 |  |  | 0 | 0 | 0 | 0 | 0 | 0 | 0 | 0 | 0 | 0 | 0 | 0 | 0 | 0 | 0 | 0 | 0 | 0 | 0 | 0 | 0 | 0 | 0 | 0 | 0 | 0 | 0 | 0 | 0 | 0 | 1 | 0 | 0 | 0 | 0 | 0 | -428.9315 | 137.0109 | 239.4144 | Bellota-Weber 230kV line | Tesla-Salado 115 kV line | Tesla-Salado 115 kV line |  | 0 | 0 | 0 | 0 | 0 | 0 | 31.0685 | 137.0109 | 239.4144 | Bellota-Weber 230kV line | Tesla-Salado 115 kV line | Tesla-Salado 115 kV line |  | 5 | 1 | YES | 2 | 1 | 1 | NO | 1
PG&E GBA | Valley Springs | 230 | 0 | 0 | 0 | 0 | 0 | 0 | 0 | 0 | 0 | 0 | 0 | 0 | 0 | 0 | 0 | 0 | 0 | 0 | 0 | 0 | 0 | 0 | 0 | 0 | 0 | 0 | 0 | 0 | 0 | 0 | 0 | 0 | 0 | 0 | 0 | 0 | 0 | 0 | 0 | 0 | 0 | 0 | 0 | 0 | 0 | 1 | 0 | 0 | 0 | 0 | 0 | 0 | 0 | 0 | 0 | 0 | 0 | 0 | 0 | 1 | 1 | 0 | 0 | 0 | 0 | 0 | 0 | 0 | 0 | 0 | 0 | 0 | 0 | 0 | 0 | 0 | 0 | 0 | 0 | 0 | 0 | 0 | 0 | 0 | 0 | 1 | 0 | 0 | 0 | 0 | 0 | 0 | 0 | 0 | 0 | 0 | 0 |  |  | 0 | 0 | 0 | 0 | 0 | 0 | 0 | 0 | 0 | 0 | 0 | 0 | 0 | 0 | 0 | 0 | 3 | 0 | 0 | 0 | 0 | 0 | 0 | 0 | 0 | 0 | 0 | 0 | 0 | 1 | 1 | 0 | 0 | 0 | 0 | 0 | -428.9315 | 397.8459 | 3191.0022 | Bellota-Weber 230kV line | Bellota-Weber 230kV line | Bellota-Weber 230kV line |  | 0 | 0 | 0 | 0 | 0 | 0 | 31.0685 | 671.7 | 3191.0022 | Bellota-Weber 230kV line | Eight Mile-Tesla 230 kV line | Bellota-Weber 230kV line |  | 5 | 1 | YES | 2 | 1 | 1 | NO | 1
PG&E GBA | Valley Springs | 60 | 0 | 0 | 0 | 0 | 0 | 0 | 0 | 0 | 0 | 0 | 0 | 0 | 0 | 0 | 0 | 0 | 0 | 0 | 0 | 0 | 0 | 0 | 0 | 0 | 0 | 0 | 0 | 0 | 0 | 0 | 0 | 0 | 0 | 0 | 0 | 0 | 0 | 0 | 0 | 0 | 0 | 0 | 0 | 0 | 0 | 1 | 0 | 0 | 0 | 0 | 0 | 0 | 0 | 0 | 0 | 0 | 0 | 0 | 0 | 1 | 1 | 0 | 0 | 0 | 0 | 0 | 0 | 0 | 0 | 0 | 0 | 0 | 0 | 0 | 0 | 0 | 0 | 0 | 0 | 0 | 0 | 0 | 0 | 0 | 0 | 0 | 0 | 0 | 0 | 0 | 0 | 0 | 0 | 0 | 0 | 0 | 0 |  |  | 0 | 0 | 0 | 0 | 0 | 0 | 0 | 0 | 0 | 0 | 0 | 0 | 0 | 0 | 0 | 0 | 0 | 0 | 0 | 0 | 0 | 0 | 0 | 0 | 0 | 0 | 0 | 0 | 0 | 0 | 1 | 0 | 0 | 0 | 0 | 0 | -428.9315 | 397.8459 | 3191.0022 | Bellota-Weber 230kV line | Bellota-Weber 230kV line | Bellota-Weber 230kV line |  | 0 | 0 | 0 | 0 | 0 | 0 | 31.0685 | 671.7 | 3191.0022 | Bellota-Weber 230kV line | Eight Mile-Tesla 230 kV line | Bellota-Weber 230kV line |  | 5 | 1 | YES | 2 | 1 | 1 | NO | 1
EOP | Valley Switch | 138 | 0 | 0 | 0 | 0 | 0 | 0 | 0 | 0 | 0 | 0 | 0 | 0 | 0 | 0 | 0 | 0 | 0 | 0 | 0 | 0 | 0 | 0 | 1 | 1 | 1 | 0 | 0 | 0 | 0 | 0 | 0 | 0 | 0 | 0 | 0 | 0 | 0 | 0 | 0 | 0 | 0 | 0 | 0 | 0 | 0 | 0 | 0 | 0 | 0 | 0 | 0 | 0 | 0 | 0 | 0 | 0 | 0 | 0 | 0 | 0 | 0 | 0 | 0 | 0 | 0 | 0 | 0 | 0 | 0 | 0 | 0 | 0 | 0 | 0 | 0 | 0 | 0 | 0 | 0 | 0 | 0 | 0 | 0 | 0 | 0 | 0 | 0 | 0 | 0 | 0 | 0 | 0 | 0 | 0 | 0 | 0 | 0 |  |  | 0 | 0 | 0 | 0 | 0 | 0 | 0 | 0 | 0 | 0 | 0 | 0 | 0 | 0 | 0 | 0 | 0 | 0 | 0 | 0 | 0 | 0 | 0 | 0 | 0 | 0 | 0 | 0 | 0 | 0 | 1 | 0 | 0 | 0 | 0 | 0 | -298.255 | 1732.37 | 2601.53 | Lugo - Victorville area constraint | Sloan Canyon - Eldorado 500 kV constraint | GLW 230kV area constraint |  | 0 | 0 | 0 | 0 | 0 | 0 | 1081.97 | 1732.37 | 2601.53 | Sloan Canyon - Eldorado 500 kV constraint | Sloan Canyon - Eldorado 500 kV constraint | GLW 230kV area constraint |  | 5 | 1 | YES | 2 | 1 | 1 | NO | 1
EOP | Valley Switch | 230 | 0 | 0 | 0 | 0 | 0 | 0 | 0 | 0 | 0 | 0 | 0 | 0 | 0 | 0 | 0 | 0 | 0 | 0 | 0 | 0 | 0 | 0 | 1 | 1 | 1 | 0 | 0 | 0 | 0 | 0 | 0 | 0 | 0 | 0 | 0 | 0 | 0 | 0 | 0 | 0 | 0 | 0 | 0 | 0 | 0 | 0 | 0 | 0 | 0 | 0 | 0 | 0 | 0 | 0 | 0 | 0 | 0 | 0 | 0 | 0 | 0 | 0 | 0 | 0 | 0 | 0 | 0 | 0 | 0 | 0 | 0 | 0 | 0 | 0 | 0 | 0 | 0 | 0 | 0 | 0 | 0 | 0 | 0 | 0 | 0 | 0 | 0 | 0 | 0 | 0 | 0 | 0 | 0 | 0 | 0 | 0 | 0 |  |  | 0 | 0 | 0 | 0 | 0 | 0 | 0 | 0 | 0 | 0 | 0 | 0 | 0 | 0 | 0 | 0 | 0 | 0 | 0 | 0 | 0 | 0 | 0 | 0 | 0 | 0 | 0 | 0 | 0 | 0 | 1 | 0 | 0 | 0 | 0 | 0 | -298.255 | 1732.37 | 2601.53 | Lugo - Victorville area constraint | Sloan Canyon - Eldorado 500 kV constraint | GLW 230kV area constraint |  | 0 | 0 | 0 | 0 | 0 | 0 | 1081.97 | 1732.37 | 2601.53 | Sloan Canyon - Eldorado 500 kV constraint | Sloan Canyon - Eldorado 500 kV constraint | GLW 230kV area constraint |  | 5 | 1 | YES | 2 | 1 | 1 | NO | 1
PG&E GBA | Vasco | 230 | 0 | 0 | 0 | 0 | 0 | 0 | 0 | 0 | 0 | 0 | 0 | 0 | 0 | 0 | 0 | 0 | 0 | 0 | 0 | 0 | 0 | 0 | 0 | 0 | 0 | 0 | 0 | 0 | 0 | 0 | 0 | 0 | 0 | 0 | 0 | 0 | 0 | 0 | 0 | 1 | 0 | 0 | 0 | 0 | 0 | 0 | 0 | 0 | 0 | 0 | 0 | 0 | 0 | 0 | 0 | 1 | 0 | 0 | 0 | 1 | 0 | 0 | 0 | 0 | 0 | 0 | 1 | 0 | 0 | 0 | 0 | 0 | 0 | 0 | 0 | 0 | 0 | 0 | 0 | 0 | 0 | 0 | 0 | 0 | 0 | 0 | 0 | 0 | 0 | 0 | 0 | 0 | 0 | 0 | 0 | 0 | 0 |  |  | 0 | 0 | 0 | 0 | 0 | 0 | 0 | 0 | 0 | 0 | 0 | 0 | 0 | 0 | 0 | 0 | 0 | 0 | 0 | 0 | 0 | 0 | 0 | 0 | 0 | 0 | 0 | 0 | 0 | 0 | 1 | 0 | 0 | 0 | 0 | 0 | -219.475 | 108.573 | 1029.902 | Birds Landing-Contra Costa 230kV Line | Birds Landing-Contra Costa 230kV Line | Birds Landing-Contra Costa 230kV Line |  | 0 | 0 | 0 | 0 | 0 | 0 | 804.745 | 1874.573 | 1029.902 | Collinsville-Tesla 500 kV Line | Birds Landing-Contra Costa 230kV Line | Birds Landing-Contra Costa 230kV Line |  | 5 | 1 | YES | 2 | 1 | 1 | NO | 1
PG&E GBA | Vasona | 230 | 0 | 0 | 0 | 0 | 0 | 0 | 0 | 0 | 0 | 0 | 0 | 0 | 0 | 0 | 0 | 0 | 0 | 0 | 0 | 0 | 0 | 0 | 0 | 0 | 0 | 0 | 0 | 0 | 0 | 0 | 0 | 0 | 0 | 0 | 0 | 0 | 0 | 0 | 0 | 0 | 0 | 0 | 0 | 0 | 0 | 0 | 0 | 0 | 0 | 0 | 0 | 0 | 1 | 0 | 0 | 0 | 0 | 0 | 0 | 1 | 0 | 0 | 0 | 0 | 0 | 0 | 0 | 0 | 0 | 0 | 0 | 0 | 0 | 0 | 0 | 0 | 0 | 0 | 0 | 0 | 0 | 0 | 0 | 0 | 0 | 0 | 0 | 0 | 0 | 0 | 0 | 0 | 0 | 0 | 0 | 0 | 1 |  |  | 0 | 0 | 0 | 0 | 0 | 0 | 0 | 0 | 0 | 0 | 0 | 0 | 0 | 0 | 0 | 0 | 0 | 0 | 0 | 0 | 0 | 0 | 0 | 0 | 0 | 0 | 0 | 0 | 0 | 0 | 0 | 0 | 0 | 0 | 0 | 0 | 826.3685 | 1621.76 | 4912.272 | Tesla-Bellota 230 kV line | NEW-Metcalf-Mosslanding 500kV | Tesla-Bellota 230 kV line |  | 0 | 0 | 0 | 0 | 0 | 0 | 826.3685 | 1621.76 | 4912.272 | Tesla-Bellota 230 kV line | NEW-Metcalf-Mosslanding 500kV | Tesla-Bellota 230 kV line |  | 1 | 1 | NO | 1 | 1 | 1 | NO | 1
SCE Northern | Vestal | 230 | 1 | 0 | 1 | 0 | 0 | 1 | 1 | 0 | 0 | 0 | 0 | 0 | 0 | 0 | 0 | 0 | 0 | 0 | 0 | 0 | 0 | 0 | 0 | 0 | 0 | 0 | 0 | 0 | 0 | 0 | 0 | 0 | 0 | 0 | 0 | 0 | 0 | 0 | 0 | 0 | 0 | 0 | 0 | 0 | 0 | 0 | 0 | 0 | 0 | 0 | 0 | 0 | 0 | 0 | 0 | 0 | 0 | 0 | 0 | 0 | 0 | 0 | 0 | 0 | 0 | 0 | 0 | 0 | 0 | 0 | 0 | 0 | 0 | 0 | 0 | 0 | 0 | 0 | 0 | 0 | 0 | 0 | 0 | 0 | 0 | 0 | 0 | 0 | 0 | 0 | 0 | 0 | 0 | 0 | 0 | 0 | 0 |  |  | 0 | 0 | 0 | 0 | 0 | 0 | 0 | 0 | 0 | 300 | 0 | 180 | 0 | 0 | 1 | 0 | 0 | 0 | 0 | 0 | 0 | 0 | 0 | 0 | 425 | 275 | 290 | 100 | 0 | 1 | 0 | 0 | 0 | 0 | 0 | 0 | 125.75 | 188.5 | 1669.14 | North of Magunden Constraint | North of Magunden Constraint | North of Magunden Constraint |  | 0 | 0 | 0 | 0 | 0 | 0 | 125.75 | 188.5 | 1669.14 | North of Magunden Constraint | North of Magunden Constraint | North of Magunden Constraint |  | 1 | 1 | NO | 1 | 1 | 1 | NO | 1
SCE Northern | Vestal | 66 | 1 | 0 | 1 | 0 | 0 | 1 | 1 | 0 | 0 | 0 | 0 | 0 | 0 | 0 | 0 | 0 | 0 | 0 | 0 | 0 | 0 | 0 | 0 | 0 | 0 | 0 | 0 | 0 | 0 | 0 | 0 | 0 | 0 | 0 | 0 | 0 | 0 | 0 | 0 | 0 | 0 | 0 | 0 | 0 | 0 | 0 | 0 | 0 | 0 | 0 | 0 | 0 | 0 | 0 | 0 | 0 | 0 | 0 | 0 | 0 | 0 | 0 | 0 | 0 | 0 | 0 | 0 | 0 | 0 | 0 | 0 | 0 | 0 | 0 | 0 | 0 | 0 | 0 | 0 | 0 | 0 | 0 | 0 | 0 | 0 | 0 | 0 | 0 | 0 | 0 | 0 | 0 | 0 | 0 | 0 | 0 | 0 |  |  | 0 | 0 | 0 | 0 | 0 | 0 | 0 | 0 | 0 | 0 | 0 | 0 | 0 | 0 | 0 | 0 | 0 | 0 | 0 | 0 | 0 | 0 | 0 | 0 | 0 | 0 | 80 | 0 | 0 | 1 | 0 | 0 | 0 | 0 | 0 | 0 | 125.75 | 188.5 | 1669.14 | North of Magunden Constraint | North of Magunden Constraint | North of Magunden Constraint |  | 0 | 0 | 0 | 0 | 0 | 0 | 125.75 | 188.5 | 1669.14 | North of Magunden Constraint | North of Magunden Constraint | North of Magunden Constraint |  | 1 | 1 | NO | 1 | 1 | 1 | NO | 1
SCE NOL | Victor | 115 | 0 | 0 | 0 | 0 | 0 | 0 | 0 | 0 | 0 | 0 | 0 | 0 | 1 | 1 | 0 | 0 | 0 | 0 | 0 | 0 | 0 | 0 | 0 | 0 | 0 | 0 | 0 | 0 | 0 | 0 | 0 | 0 | 0 | 0 | 0 | 0 | 0 | 0 | 0 | 0 | 0 | 0 | 0 | 0 | 0 | 0 | 0 | 0 | 0 | 0 | 0 | 0 | 0 | 0 | 0 | 0 | 0 | 0 | 0 | 0 | 0 | 0 | 0 | 0 | 0 | 0 | 0 | 0 | 0 | 0 | 0 | 0 | 0 | 0 | 0 | 0 | 0 | 0 | 0 | 0 | 0 | 0 | 0 | 0 | 0 | 0 | 0 | 0 | 0 | 0 | 0 | 0 | 0 | 0 | 0 | 0 | 0 |  |  | 0 | 0 | 0 | 0 | 0 | 0 | 0 | 0 | 0 | 0 | 0 | 0 | 0 | 0 | 0 | 0 | 0 | 0 | 0 | 0 | 0 | 0 | 0 | 7 | 0 | 0 | 0 | 0 | 0 | 1 | 0 | 0 | 0 | 0 | 0 | 0 | 435.64 | 342.2 | 1480.9638 | Victor to Lugo Area Constraint | Victor to Lugo Area Constraint | Victor to Lugo Area Constraint |  | 0 | 0 | 0 | 0 | 0 | 0 | 435.64 | 342.2 | 1480.9638 | Victor to Lugo Area Constraint | Victor to Lugo Area Constraint | Victor to Lugo Area Constraint |  | 1 | 1 | NO | 1 | 1 | 1 | NO | 1
SCE NOL | Victor | 230 | 0 | 0 | 0 | 0 | 0 | 0 | 0 | 0 | 0 | 0 | 0 | 0 | 1 | 1 | 0 | 0 | 0 | 0 | 0 | 0 | 0 | 0 | 0 | 0 | 0 | 0 | 0 | 0 | 0 | 0 | 0 | 0 | 0 | 0 | 0 | 0 | 0 | 0 | 0 | 0 | 0 | 0 | 0 | 0 | 0 | 0 | 0 | 0 | 0 | 0 | 0 | 0 | 0 | 0 | 0 | 0 | 0 | 0 | 0 | 0 | 0 | 0 | 0 | 0 | 0 | 0 | 0 | 0 | 0 | 0 | 0 | 0 | 0 | 0 | 0 | 0 | 0 | 0 | 0 | 0 | 0 | 0 | 0 | 0 | 0 | 0 | 0 | 0 | 0 | 0 | 0 | 0 | 0 | 0 | 0 | 0 | 0 |  |  | 0 | 0 | 0 | 0 | 0 | 0 | 0 | 0 | 0 | 0 | 0 | 0 | 0 | 0 | 0 | 0 | 0 | 0 | 0 | 0 | 0 | 0 | 0 | 5 | 0 | 0 | 0 | 0 | 0 | 1 | 0 | 0 | 0 | 0 | 0 | 0 | 435.64 | 342.2 | 1480.9638 | Victor to Lugo Area Constraint | Victor to Lugo Area Constraint | Victor to Lugo Area Constraint |  | 0 | 0 | 0 | 0 | 0 | 0 | 435.64 | 342.2 | 1480.9638 | Victor to Lugo Area Constraint | Victor to Lugo Area Constraint | Victor to Lugo Area Constraint |  | 1 | 1 | NO | 1 | 1 | 1 | NO | 1
SCE Metro | Viejo | 230 | 0 | 0 | 0 | 0 | 0 | 0 | 0 | 0 | 0 | 1 | 0 | 0 | 0 | 0 | 0 | 0 | 0 | 0 | 0 | 0 | 0 | 0 | 0 | 0 | 0 | 0 | 0 | 0 | 0 | 0 | 0 | 0 | 0 | 0 | 0 | 0 | 0 | 0 | 0 | 0 | 0 | 0 | 0 | 0 | 0 | 0 | 0 | 0 | 0 | 0 | 0 | 0 | 0 | 0 | 0 | 0 | 0 | 0 | 0 | 0 | 0 | 0 | 0 | 0 | 0 | 0 | 0 | 0 | 0 | 0 | 0 | 0 | 0 | 0 | 0 | 0 | 0 | 0 | 0 | 0 | 0 | 0 | 0 | 0 | 0 | 0 | 0 | 0 | 0 | 0 | 0 | 0 | 0 | 0 | 0 | 0 | 0 |  |  | 0 | 0 | 0 | 0 | 0 | 0 | 0 | 0 | 0 | 0 | 0 | 0 | 0 | 0 | 0 | 0 | 0 | 0 | 0 | 0 | 0 | 0 | 0 | 0 | 0 | 0 | 0 | 0 | 0 | 0 | 0 | 0 | 0 | 0 | 0 | 0 | 9741.6 | 11376.2 | 14050.5055 | SCE Metro Area Default Constraint | SCE Metro Area Default Constraint | SCE Metro Area Default Constraint |  | 0 | 0 | 0 | 0 | 0 | 0 | 9741.6 | 11376.2 | 14050.5055 | SCE Metro Area Default Constraint | SCE Metro Area Default Constraint | SCE Metro Area Default Constraint |  | 1 | 1 | NO | 1 | 1 | 1 | NO | 1
PG&E GBA | Vierra | 115 | 0 | 0 | 0 | 0 | 0 | 0 | 0 | 0 | 0 | 0 | 0 | 0 | 0 | 0 | 0 | 0 | 0 | 0 | 0 | 0 | 0 | 0 | 0 | 0 | 0 | 0 | 0 | 0 | 0 | 0 | 0 | 0 | 0 | 0 | 0 | 0 | 0 | 0 | 0 | 0 | 0 | 0 | 0 | 0 | 0 | 1 | 0 | 0 | 0 | 0 | 0 | 0 | 0 | 0 | 0 | 1 | 0 | 1 | 0 | 1 | 0 | 0 | 0 | 0 | 0 | 1 | 0 | 0 | 0 | 0 | 0 | 0 | 0 | 0 | 0 | 0 | 0 | 0 | 0 | 0 | 0 | 0 | 0 | 0 | 0 | 0 | 0 | 0 | 0 | 0 | 0 | 0 | 0 | 0 | 0 | 0 | 0 |  |  | 0 | 0 | 0 | 0 | 0 | 0 | 0 | 0 | 0 | 0 | 0 | 0 | 0 | 0 | 0 | 0 | 0 | 0 | 0 | 0 | 0 | 0 | 0 | 2.975 | 0 | 0 | 92 | 0 | 0 | 1 | 1 | 0 | 0 | 0 | 0 | 0 | -428.9315 | 201.2909 | 653.3714 | Bellota-Weber 230kV line | Kasson Jct-Heinz 115 kV line | Kasson Jct-Heinz 115 kV line |  | 0 | 0 | 0 | 0 | 0 | 0 | 31.0685 | 201.2909 | 653.3714 | Bellota-Weber 230kV line | Kasson Jct-Heinz 115 kV line | Kasson Jct-Heinz 115 kV line |  | 5 | 1 | YES | 2 | 1 | 1 | NO | 1
SCE Metro | Villa Park | 230 | 0 | 0 | 0 | 0 | 0 | 0 | 0 | 0 | 0 | 1 | 0 | 0 | 0 | 0 | 0 | 0 | 0 | 0 | 0 | 0 | 0 | 0 | 0 | 0 | 0 | 0 | 0 | 0 | 0 | 0 | 0 | 0 | 0 | 0 | 0 | 0 | 0 | 0 | 0 | 0 | 0 | 0 | 0 | 0 | 0 | 0 | 0 | 0 | 0 | 0 | 0 | 0 | 0 | 0 | 0 | 0 | 0 | 0 | 0 | 0 | 0 | 0 | 0 | 0 | 0 | 0 | 0 | 0 | 0 | 0 | 0 | 0 | 0 | 0 | 0 | 0 | 0 | 0 | 0 | 0 | 0 | 0 | 0 | 0 | 0 | 0 | 0 | 0 | 0 | 0 | 0 | 0 | 0 | 0 | 0 | 0 | 0 |  |  | 0 | 0 | 0 | 0 | 0 | 0 | 0 | 0 | 0 | 0 | 0 | 0 | 0 | 0 | 0 | 0 | 0 | 0 | 0 | 0 | 0 | 0 | 0 | 0 | 0 | 0 | 0 | 0 | 0 | 0 | 0 | 0 | 0 | 0 | 0 | 0 | 9741.6 | 11376.2 | 14050.5055 | SCE Metro Area Default Constraint | SCE Metro Area Default Constraint | SCE Metro Area Default Constraint |  | 0 | 0 | 0 | 0 | 0 | 0 | 9741.6 | 11376.2 | 14050.5055 | SCE Metro Area Default Constraint | SCE Metro Area Default Constraint | SCE Metro Area Default Constraint |  | 1 | 1 | NO | 1 | 1 | 1 | NO | 1
SCE Northern | Vincent | 230 | 0 | 1 | 0 | 0 | 0 | 0 | 0 | 0 | 0 | 0 | 0 | 0 | 0 | 0 | 0 | 0 | 0 | 0 | 0 | 0 | 0 | 0 | 0 | 0 | 0 | 0 | 0 | 0 | 0 | 0 | 0 | 0 | 0 | 0 | 0 | 0 | 0 | 0 | 0 | 0 | 0 | 0 | 0 | 0 | 0 | 0 | 0 | 0 | 0 | 0 | 0 | 0 | 0 | 0 | 0 | 0 | 0 | 0 | 0 | 0 | 0 | 0 | 0 | 0 | 0 | 0 | 0 | 0 | 0 | 0 | 0 | 0 | 0 | 0 | 0 | 0 | 0 | 0 | 0 | 0 | 0 | 0 | 0 | 0 | 0 | 0 | 0 | 0 | 0 | 0 | 0 | 0 | 0 | 0 | 0 | 0 | 0 |  |  | 0 | 0 | 0 | 0 | 0 | 0 | 0 | 0 | 0 | 0 | 0 | 0 | 0 | 0 | 0 | 0 | 0 | 0 | 0 | 0 | 0 | 0 | 0 | 0 | 125 | 225 | 399 | 100 | 0 | 1 | 0 | 0 | 0 | 0 | 0 | 0 | 3764.125 | 4486.96 | 8914.115 | Vincent-Lugo Constraint | Vincent-Lugo Constraint | Vincent-Lugo Constraint |  | 0 | 0 | 0 | 0 | 0 | 0 | 3764.125 | 4486.96 | 8914.115 | Vincent-Lugo Constraint | Vincent-Lugo Constraint | Vincent-Lugo Constraint |  | 1 | 1 | NO | 1 | 1 | 1 | NO | 1
SCE Northern | Vincent | 500 | 0 | 1 | 0 | 0 | 0 | 0 | 0 | 0 | 0 | 0 | 0 | 0 | 0 | 0 | 0 | 0 | 0 | 0 | 0 | 0 | 0 | 0 | 0 | 0 | 0 | 0 | 0 | 0 | 0 | 0 | 0 | 0 | 0 | 0 | 0 | 0 | 0 | 0 | 0 | 0 | 0 | 0 | 0 | 0 | 0 | 0 | 0 | 0 | 0 | 0 | 0 | 0 | 0 | 0 | 0 | 0 | 0 | 0 | 0 | 0 | 0 | 0 | 0 | 0 | 0 | 0 | 0 | 0 | 0 | 0 | 0 | 0 | 0 | 0 | 0 | 0 | 0 | 0 | 0 | 0 | 0 | 0 | 0 | 0 | 0 | 0 | 0 | 0 | 0 | 0 | 0 | 0 | 0 | 0 | 0 | 0 | 0 |  |  | 0 | 0 | 0 | 0 | 0 | 0 | 0 | 0 | 0 | 0 | 0 | 0 | 0 | 0 | 0 | 0 | 0 | 0 | 0 | 0 | 0 | 0 | 0 | 0 | 0 | 0 | 0 | 0 | 0 | 0 | 0 | 0 | 0 | 0 | 0 | 0 | 3764.125 | 4486.96 | 8914.115 | Vincent-Lugo Constraint | Vincent-Lugo Constraint | Vincent-Lugo Constraint |  | 0 | 0 | 0 | 0 | 0 | 0 | 3764.125 | 4486.96 | 8914.115 | Vincent-Lugo Constraint | Vincent-Lugo Constraint | Vincent-Lugo Constraint |  | 1 | 1 | NO | 1 | 1 | 1 | NO | 1
PG&E GBA | Vineyard | 230 | 0 | 0 | 0 | 0 | 0 | 0 | 0 | 0 | 0 | 0 | 0 | 0 | 0 | 0 | 0 | 0 | 0 | 0 | 0 | 0 | 0 | 0 | 0 | 0 | 0 | 0 | 0 | 0 | 0 | 0 | 0 | 0 | 0 | 0 | 0 | 0 | 0 | 0 | 0 | 1 | 0 | 0 | 0 | 0 | 0 | 0 | 0 | 0 | 0 | 0 | 0 | 0 | 0 | 0 | 0 | 1 | 0 | 0 | 0 | 1 | 0 | 0 | 0 | 0 | 0 | 0 | 1 | 0 | 0 | 0 | 0 | 0 | 0 | 0 | 0 | 0 | 0 | 0 | 0 | 0 | 0 | 0 | 0 | 0 | 0 | 0 | 0 | 0 | 0 | 0 | 0 | 0 | 0 | 0 | 0 | 0 | 0 |  |  | 0 | 0 | 0 | 0 | 0 | 0 | 0 | 0 | 0 | 0 | 0 | 0 | 0 | 0 | 0 | 0 | 0 | 0 | 0 | 0 | 0 | 0 | 0 | 0 | 0 | 0 | 0 | 0 | 0 | 0 | 1 | 0 | 0 | 0 | 0 | 0 | -219.475 | 108.573 | 1029.902 | Birds Landing-Contra Costa 230kV Line | Birds Landing-Contra Costa 230kV Line | Birds Landing-Contra Costa 230kV Line |  | 0 | 0 | 0 | 0 | 0 | 0 | 804.745 | 1874.573 | 1029.902 | Collinsville-Tesla 500 kV Line | Birds Landing-Contra Costa 230kV Line | Birds Landing-Contra Costa 230kV Line |  | 5 | 1 | YES | 2 | 1 | 1 | NO | 1
SDGE | Vineyard | 69 | 0 | 0 | 0 | 0 | 0 | 0 | 0 | 0 | 0 | 0 | 0 | 0 | 0 | 0 | 0 | 0 | 0 | 0 | 0 | 0 | 0 | 0 | 0 | 0 | 0 | 0 | 0 | 0 | 0 | 0 | 1 | 0 | 1 | 0 | 0 | 0 | 1 | 0 | 0 | 0 | 0 | 0 | 0 | 0 | 0 | 0 | 0 | 0 | 0 | 0 | 0 | 0 | 0 | 0 | 0 | 0 | 0 | 0 | 0 | 0 | 0 | 0 | 0 | 0 | 0 | 0 | 0 | 0 | 0 | 0 | 0 | 0 | 0 | 0 | 0 | 0 | 0 | 0 | 0 | 0 | 0 | 0 | 0 | 0 | 0 | 0 | 0 | 0 | 0 | 0 | 0 | 0 | 0 | 0 | 0 | 0 | 0 |  |  | 0 | 0 | 0 | 0 | 0 | 0 | 0 | 0 | 0 | 0 | 0 | 0 | 0 | 0 | 0 | 0 | 0 | 0 | 0 | 0 | 0 | 0 | 0 | 0 | 0 | 0 | 0 | 0 | 0 | 0 | 0 | 0 | 0 | 0 | 0 | 0 | 996.76 | 1777.97 | 2217.6044 | San Luis Rey-San Onofre 230 kV line constraint | Silvergate-Old Town 230 kV constraint | Silvergate-Old Town 230 kV constraint |  | 0 | 0 | 0 | 0 | 0 | 0 | 996.76 | 1777.97 | 2217.6044 | San Luis Rey-San Onofre 230 kV line constraint | Silvergate-Old Town 230 kV constraint | Silvergate-Old Town 230 kV constraint |  | 1 | 1 | NO | 1 | 1 | 1 | NO | 1
SCE Eastern | Vista (SCE) | 230 | 0 | 0 | 0 | 0 | 0 | 0 | 0 | 0 | 0 | 0 | 0 | 0 | 0 | 0 | 0 | 0 | 0 | 0 | 0 | 1 | 0 | 1 | 0 | 0 | 0 | 0 | 0 | 0 | 0 | 0 | 0 | 0 | 0 | 0 | 0 | 0 | 0 | 0 | 0 | 0 | 0 | 0 | 0 | 0 | 0 | 0 | 0 | 0 | 0 | 0 | 0 | 0 | 0 | 0 | 0 | 0 | 0 | 0 | 0 | 0 | 0 | 0 | 0 | 0 | 0 | 0 | 0 | 0 | 0 | 0 | 0 | 0 | 0 | 0 | 0 | 0 | 0 | 0 | 0 | 0 | 0 | 0 | 0 | 0 | 0 | 0 | 0 | 0 | 0 | 0 | 0 | 0 | 0 | 0 | 0 | 0 | 0 |  |  | 0 | -2.6 | 0 | 0 | 0 | 0 | 0 | 0 | 0 | 0 | 0 | 0 | 0 | 0 | 1 | 0 | 0 | 0 | 0 | 0 | 0 | 0 | 0 | 0 | 0 | 0 | 200 | 0 | 0 | 1 | 0 | 0 | 0 | 0 | 0 | 0 | 1067.92 | 2594.325 | 8998.075 | Serrano-Alberhill-Valley Constraint | Etiwanda-Rancho Vista Constraint | Etiwanda-Rancho Vista Constraint |  | 0 | 0 | 0 | 0 | 0 | 0 | 1067.92 | 2594.325 | 8998.075 | Serrano-Alberhill-Valley Constraint | Etiwanda-Rancho Vista Constraint | Etiwanda-Rancho Vista Constraint |  | 1 | 1 | NO | 1 | 1 | 1 | NO | 1
EOP | Vista (VEA) | 138 | 0 | 0 | 0 | 0 | 0 | 0 | 0 | 0 | 0 | 0 | 0 | 0 | 0 | 0 | 0 | 0 | 0 | 0 | 0 | 0 | 0 | 0 | 1 | 1 | 1 | 0 | 0 | 0 | 0 | 0 | 0 | 0 | 0 | 0 | 0 | 0 | 0 | 0 | 0 | 0 | 0 | 0 | 0 | 0 | 0 | 0 | 0 | 0 | 0 | 0 | 0 | 0 | 0 | 0 | 0 | 0 | 0 | 0 | 0 | 0 | 0 | 0 | 0 | 0 | 0 | 0 | 0 | 0 | 0 | 0 | 0 | 0 | 0 | 0 | 0 | 0 | 0 | 0 | 0 | 0 | 0 | 0 | 0 | 0 | 0 | 0 | 0 | 0 | 0 | 0 | 0 | 0 | 0 | 0 | 0 | 0 | 0 |  |  | 0 | 0 | 0 | 0 | 0 | 0 | 0 | 0 | 0 | 0 | 0 | 0 | 0 | 0 | 0 | 0 | 0 | 0 | 0 | 0 | 0 | 0 | 0 | 0 | 0 | 0 | 0 | 0 | 0 | 0 | 1 | 0 | 0 | 0 | 0 | 0 | -298.255 | 1732.37 | 2601.53 | Lugo - Victorville area constraint | Sloan Canyon - Eldorado 500 kV constraint | GLW 230kV area constraint |  | 0 | 0 | 0 | 0 | 0 | 0 | 1081.97 | 1732.37 | 2601.53 | Sloan Canyon - Eldorado 500 kV constraint | Sloan Canyon - Eldorado 500 kV constraint | GLW 230kV area constraint |  | 5 | 1 | YES | 2 | 1 | 1 | NO | 1
EOP | Vista (VEA) | 230 | 0 | 0 | 0 | 0 | 0 | 0 | 0 | 0 | 0 | 0 | 0 | 0 | 0 | 0 | 0 | 0 | 0 | 0 | 0 | 0 | 0 | 0 | 1 | 1 | 1 | 0 | 0 | 0 | 0 | 0 | 0 | 0 | 0 | 0 | 0 | 0 | 0 | 0 | 0 | 0 | 0 | 0 | 0 | 0 | 0 | 0 | 0 | 0 | 0 | 0 | 0 | 0 | 0 | 0 | 0 | 0 | 0 | 0 | 0 | 0 | 0 | 0 | 0 | 0 | 0 | 0 | 0 | 0 | 0 | 0 | 0 | 0 | 0 | 0 | 0 | 0 | 0 | 0 | 0 | 0 | 0 | 0 | 0 | 0 | 0 | 0 | 0 | 0 | 0 | 0 | 0 | 0 | 0 | 0 | 0 | 0 | 0 |  |  | 0 | 0 | 0 | 0 | 0 | 0 | 0 | 0 | 0 | 0 | 0 | 0 | 0 | 0 | 0 | 0 | 0 | 0 | 0 | 0 | 0 | 0 | 0 | 0 | 0 | 0 | 0 | 0 | 0 | 0 | 1 | 0 | 0 | 0 | 0 | 0 | -298.255 | 1732.37 | 2601.53 | Lugo - Victorville area constraint | Sloan Canyon - Eldorado 500 kV constraint | GLW 230kV area constraint |  | 0 | 0 | 0 | 0 | 0 | 0 | 1081.97 | 1732.37 | 2601.53 | Sloan Canyon - Eldorado 500 kV constraint | Sloan Canyon - Eldorado 500 kV constraint | GLW 230kV area constraint |  | 5 | 1 | YES | 2 | 1 | 1 | NO | 1
PG&E FRESNO | Wahtoke | 115 | 0 | 0 | 0 | 0 | 0 | 0 | 0 | 0 | 0 | 0 | 0 | 0 | 0 | 0 | 0 | 0 | 0 | 0 | 0 | 0 | 0 | 0 | 0 | 0 | 0 | 0 | 0 | 0 | 0 | 0 | 0 | 0 | 0 | 0 | 0 | 0 | 0 | 0 | 0 | 0 | 0 | 0 | 0 | 0 | 0 | 0 | 0 | 0 | 0 | 0 | 0 | 0 | 0 | 0 | 0 | 0 | 0 | 0 | 0 | 0 | 0 | 0 | 0 | 0 | 0 | 0 | 0 | 0 | 1 | 0 | 0 | 0 | 0 | 0 | 0 | 0 | 0 | 0 | 0 | 1 | 0 | 1 | 0 | 1 | 0 | 1 | 0 | 0 | 0 | 0 | 0 | 0 | 0 | 0 | 0 | 0 | 0 |  |  | 0 | 0 | 0 | 0 | 0 | 0 | 0 | 0 | 0 | 0 | 0 | 0 | 0 | 0 | 0 | 0 | 0 | 0 | 0 | 0 | 0 | 0 | 0 | 0 | 0 | 0 | 0 | 0 | 0 | 0 | 1 | 0 | 1 | 0 | 0 | 0 | -617.4 | -294 | 403.9426 | Chowchilla-Le grand 115kV Line | Chowchilla-Le grand 115kV Line | Chowchilla-Le grand 115kV Line |  | 0 | 0 | 0 | 0 | 0 | 0 | 593.6 | 917 | 949.9426 | Chowchilla-Le grand 115kV Line | Chowchilla-Le grand 115kV Line | Chowchilla-Le grand 115kV Line |  | 5 | 1 | YES | 2 | 1 | 1 | NO | 1
SCE Northern | Wakefield | 66 | 0 | 0 | 1 | 0 | 1 | 0 | 0 | 0 | 0 | 0 | 0 | 0 | 0 | 0 | 0 | 0 | 0 | 0 | 0 | 0 | 0 | 0 | 0 | 0 | 1 | 0 | 0 | 0 | 0 | 0 | 0 | 0 | 0 | 0 | 0 | 0 | 0 | 0 | 0 | 0 | 0 | 0 | 0 | 0 | 0 | 0 | 0 | 0 | 0 | 0 | 0 | 0 | 0 | 0 | 0 | 0 | 0 | 0 | 0 | 0 | 0 | 0 | 0 | 0 | 0 | 0 | 0 | 0 | 0 | 0 | 0 | 0 | 0 | 0 | 0 | 0 | 0 | 0 | 0 | 0 | 0 | 0 | 0 | 0 | 0 | 0 | 0 | 0 | 0 | 0 | 0 | 0 | 0 | 0 | 0 | 0 | 0 |  |  | 0 | 0 | 0 | 0 | 0 | 0 | 0 | 0 | 0 | 0 | 0 | 15 | 0 | 0 | 1 | 0 | 0 | 0 | 0 | 0 | 0 | 0 | 0 | 0 | 0 | 0 | 30 | 0 | 0 | 1 | 1 | 0 | 0 | 0 | 0 | 0 | -298.255 | 619.5 | 3306 | Lugo - Victorville area constraint | Moorpark-Pardee Constraint | Moorpark-Pardee Constraint |  | 0 | 0 | 0 | 0 | 0 | 0 | 287 | 619.5 | 3306 | Moorpark-Pardee Constraint | Moorpark-Pardee Constraint | Moorpark-Pardee Constraint |  | 5 | 1 | YES | 2 | 1 | 1 | NO | 1
SCE Metro | Walnut | 230 | 0 | 0 | 0 | 0 | 0 | 0 | 0 | 0 | 0 | 1 | 0 | 0 | 0 | 0 | 0 | 0 | 0 | 0 | 0 | 0 | 0 | 0 | 0 | 0 | 0 | 0 | 0 | 0 | 0 | 0 | 0 | 0 | 0 | 0 | 0 | 0 | 0 | 0 | 0 | 0 | 0 | 0 | 0 | 0 | 0 | 0 | 0 | 0 | 0 | 0 | 0 | 0 | 0 | 0 | 0 | 0 | 0 | 0 | 0 | 0 | 0 | 0 | 0 | 0 | 0 | 0 | 0 | 0 | 0 | 0 | 0 | 0 | 0 | 0 | 0 | 0 | 0 | 0 | 0 | 0 | 0 | 0 | 0 | 0 | 0 | 0 | 0 | 0 | 0 | 0 | 0 | 0 | 0 | 0 | 0 | 0 | 0 |  |  | 0 | 0 | 0 | 0 | 0 | 0 | 0 | 0 | 0 | 0 | 0 | 0 | 0 | 0 | 0 | 0 | 0 | 0 | 0 | 0 | 0 | 0 | 0 | 0 | 0 | 0 | 400 | 0 | 0 | 1 | 0 | 0 | 0 | 0 | 0 | 0 | 9741.6 | 11376.2 | 14050.5055 | SCE Metro Area Default Constraint | SCE Metro Area Default Constraint | SCE Metro Area Default Constraint |  | 0 | 0 | 0 | 0 | 0 | 0 | 9741.6 | 11376.2 | 14050.5055 | SCE Metro Area Default Constraint | SCE Metro Area Default Constraint | SCE Metro Area Default Constraint |  | 1 | 1 | NO | 1 | 1 | 1 | NO | 1
SCE Northern | Warne | 230 | 0 | 0 | 1 | 0 | 0 | 0 | 1 | 0 | 0 | 0 | 0 | 0 | 0 | 0 | 0 | 0 | 0 | 0 | 0 | 0 | 0 | 0 | 0 | 0 | 1 | 0 | 0 | 0 | 0 | 0 | 0 | 0 | 0 | 0 | 0 | 0 | 0 | 0 | 0 | 0 | 0 | 0 | 0 | 0 | 0 | 0 | 0 | 0 | 0 | 0 | 0 | 0 | 0 | 0 | 0 | 0 | 0 | 0 | 0 | 0 | 0 | 0 | 0 | 0 | 0 | 0 | 0 | 0 | 0 | 0 | 0 | 0 | 0 | 0 | 0 | 0 | 0 | 0 | 0 | 0 | 0 | 0 | 0 | 0 | 0 | 0 | 0 | 0 | 0 | 0 | 0 | 0 | 0 | 0 | 0 | 0 | 0 |  |  | 0 | 0 | 0 | 0 | 0 | 0 | 0 | 0 | 0 | 0 | 0 | 0 | 0 | 0 | 0 | 0 | 0 | 0 | 0 | 0 | 0 | 0 | 0 | 0 | 0 | 0 | 0 | 0 | 0 | 0 | 1 | 0 | 0 | 0 | 0 | 0 | -298.255 | 249.5 | 2279.29 | Lugo - Victorville area constraint | South of Magunden Constraint | South of Magunden Constraint |  | 0 | 0 | 0 | 0 | 0 | 0 | 146.75 | 249.5 | 2279.29 | South of Magunden Constraint | South of Magunden Constraint | South of Magunden Constraint |  | 5 | 1 | YES | 2 | 1 | 1 | NO | 1
PG&E GBA | Warnerville | 230 | 0 | 0 | 0 | 0 | 0 | 0 | 0 | 0 | 0 | 0 | 0 | 0 | 0 | 0 | 0 | 0 | 0 | 0 | 0 | 0 | 0 | 0 | 0 | 0 | 0 | 0 | 0 | 0 | 0 | 0 | 0 | 0 | 0 | 0 | 0 | 0 | 0 | 0 | 0 | 0 | 0 | 0 | 0 | 0 | 0 | 1 | 0 | 0 | 0 | 0 | 0 | 0 | 0 | 0 | 0 | 0 | 0 | 0 | 0 | 1 | 1 | 0 | 0 | 0 | 0 | 0 | 0 | 0 | 0 | 0 | 0 | 0 | 0 | 0 | 0 | 0 | 0 | 0 | 1 | 1 | 0 | 1 | 1 | 0 | 1 | 0 | 0 | 1 | 1 | 1 | 0 | 0 | 1 | 0 | 0 | 0 | 0 |  |  | 0 | 0 | 0 | 0 | 0 | 0 | 0 | 0 | 0 | 0 | 0 | 0 | 0 | 0 | 0 | 0 | 0 | 0 | 0 | 0 | 0 | 0 | 0 | 0 | 0 | 0 | 0 | 0 | 0 | 0 | 2 | 0 | 1 | 0 | 0 | 0 | -1070.2 | -530.5 | 245.4626 | Borden-Storey #1 230kV line | Borden-Storey #1 230kV line | Oro Loma-El Nido 115kV Line |  | 0 | 0 | 0 | 0 | 0 | 0 | 31.0685 | 465.3 | 245.4626 | Bellota-Weber 230kV line | Oro Loma-El Nido 115kV Line | Oro Loma-El Nido 115kV Line |  | 5 | 1 | YES | 2 | 1 | 1 | NO | 1
PG&E FRESNO | Waukena | 115 | 0 | 0 | 0 | 0 | 0 | 0 | 0 | 0 | 0 | 0 | 0 | 0 | 0 | 0 | 0 | 0 | 0 | 0 | 0 | 0 | 0 | 0 | 0 | 0 | 0 | 0 | 0 | 0 | 0 | 0 | 0 | 0 | 0 | 0 | 0 | 0 | 0 | 0 | 0 | 0 | 0 | 0 | 0 | 0 | 0 | 0 | 0 | 0 | 0 | 0 | 0 | 0 | 0 | 0 | 0 | 0 | 0 | 0 | 0 | 0 | 0 | 0 | 0 | 0 | 0 | 0 | 0 | 0 | 1 | 0 | 0 | 0 | 0 | 0 | 0 | 0 | 0 | 0 | 0 | 1 | 0 | 1 | 0 | 1 | 0 | 1 | 0 | 0 | 0 | 0 | 0 | 0 | 0 | 0 | 0 | 0 | 0 |  |  | 0 | 0 | 0 | 0 | 0 | 0 | 0 | 0 | 0 | 0 | 0 | 0 | 0 | 0 | 0 | 0 | 0 | 0 | 0 | 0 | 0 | 0 | 0 | 0 | 0 | 0 | 0 | 0 | 0 | 0 | 1 | 0 | 1 | 0 | 0 | 0 | -617.4 | -294 | 403.9426 | Chowchilla-Le grand 115kV Line | Chowchilla-Le grand 115kV Line | Chowchilla-Le grand 115kV Line |  | 0 | 0 | 0 | 0 | 0 | 0 | 593.6 | 917 | 949.9426 | Chowchilla-Le grand 115kV Line | Chowchilla-Le grand 115kV Line | Chowchilla-Le grand 115kV Line |  | 5 | 1 | YES | 2 | 1 | 1 | NO | 1
PG&E GBA | Weber | 230 | 0 | 0 | 0 | 0 | 0 | 0 | 0 | 0 | 0 | 0 | 0 | 0 | 0 | 0 | 0 | 0 | 0 | 0 | 0 | 0 | 0 | 0 | 0 | 0 | 0 | 0 | 0 | 0 | 0 | 0 | 0 | 0 | 0 | 0 | 0 | 0 | 0 | 0 | 0 | 0 | 0 | 0 | 0 | 0 | 0 | 1 | 0 | 0 | 0 | 0 | 0 | 0 | 0 | 0 | 0 | 0 | 0 | 0 | 0 | 1 | 1 | 0 | 0 | 0 | 0 | 0 | 0 | 0 | 0 | 0 | 0 | 0 | 0 | 0 | 0 | 0 | 0 | 0 | 0 | 0 | 0 | 0 | 0 | 0 | 0 | 0 | 0 | 0 | 0 | 0 | 0 | 0 | 0 | 0 | 0 | 0 | 0 |  |  | 0 | 0 | 0 | 0 | 0 | 0 | 0 | 0 | 0 | 0 | 0 | 0 | 0 | 0 | 0 | 0 | 0 | 0 | 0 | 0 | 0 | 0 | 0 | 0 | 0 | 0 | 0 | 0 | 0 | 0 | 1 | 0 | 0 | 0 | 0 | 0 | -428.9315 | 397.8459 | 3191.0022 | Bellota-Weber 230kV line | Bellota-Weber 230kV line | Bellota-Weber 230kV line |  | 0 | 0 | 0 | 0 | 0 | 0 | 31.0685 | 671.7 | 3191.0022 | Bellota-Weber 230kV line | Eight Mile-Tesla 230 kV line | Bellota-Weber 230kV line |  | 5 | 1 | YES | 2 | 1 | 1 | NO | 1
PG&E GBA | Weber | 60 | 0 | 0 | 0 | 0 | 0 | 0 | 0 | 0 | 0 | 0 | 0 | 0 | 0 | 0 | 0 | 0 | 0 | 0 | 0 | 0 | 0 | 0 | 0 | 0 | 0 | 0 | 0 | 0 | 0 | 0 | 0 | 0 | 0 | 0 | 0 | 0 | 0 | 0 | 0 | 0 | 0 | 0 | 0 | 0 | 0 | 1 | 0 | 0 | 0 | 0 | 0 | 0 | 0 | 0 | 0 | 0 | 0 | 0 | 0 | 1 | 1 | 0 | 0 | 0 | 0 | 0 | 0 | 0 | 0 | 0 | 0 | 0 | 0 | 0 | 0 | 0 | 0 | 0 | 0 | 0 | 0 | 0 | 0 | 0 | 0 | 0 | 0 | 0 | 0 | 0 | 0 | 0 | 0 | 0 | 0 | 0 | 0 |  |  | 0 | 0 | 0 | 0 | 0 | 0 | 0 | 0 | 0 | 0 | 0 | 0 | 0 | 0 | 0 | 0 | 0 | 0 | 0 | 0 | 0 | 0 | 0 | 4 | 0 | 0 | 20 | 0 | 0 | 1 | 1 | 0 | 0 | 0 | 0 | 0 | -428.9315 | 397.8459 | 3191.0022 | Bellota-Weber 230kV line | Bellota-Weber 230kV line | Bellota-Weber 230kV line |  | 0 | 0 | 0 | 0 | 0 | 0 | 31.0685 | 671.7 | 3191.0022 | Bellota-Weber 230kV line | Eight Mile-Tesla 230 kV line | Bellota-Weber 230kV line |  | 5 | 1 | YES | 2 | 1 | 1 | NO | 1
PG&E FRESNO | West Fresno | 115 | 0 | 0 | 0 | 0 | 0 | 0 | 0 | 0 | 0 | 0 | 0 | 0 | 0 | 0 | 0 | 0 | 0 | 0 | 0 | 0 | 0 | 0 | 0 | 0 | 0 | 0 | 0 | 0 | 0 | 0 | 0 | 0 | 0 | 0 | 0 | 0 | 0 | 0 | 0 | 0 | 0 | 0 | 0 | 0 | 0 | 1 | 0 | 0 | 0 | 0 | 0 | 0 | 0 | 0 | 0 | 0 | 0 | 0 | 0 | 0 | 0 | 0 | 0 | 0 | 0 | 0 | 0 | 0 | 0 | 0 | 0 | 0 | 0 | 0 | 0 | 0 | 0 | 0 | 1 | 1 | 0 | 1 | 0 | 0 | 0 | 1 | 0 | 0 | 0 | 1 | 0 | 0 | 0 | 0 | 0 | 0 | 0 |  |  | 0 | 0 | 0 | 0 | 0 | 0 | 0 | 0 | 0 | 0 | 0 | 0 | 0 | 0 | 0 | 0 | 0 | 0 | 0 | 0 | 0 | 0 | 0 | 0 | 0 | 0 | 0 | 0 | 0 | 0 | 2 | 0 | 1 | 0 | 0 | 0 | -1070.2 | -530.5 | 898.7076 | Borden-Storey #1 230kV line | Borden-Storey #1 230kV line | Borden-Storey #1 230kV line |  | 0 | 0 | 0 | 0 | 0 | 0 | 31.0685 | 716.5 | 2550.9252 | Bellota-Weber 230kV line | Borden-Storey #1 230kV line | Gates 500/230kV TB #12 |  | 5 | 1 | YES | 2 | 1 | 1 | NO | 1
PG&E FRESNO | Westley | 230 | 0 | 0 | 0 | 0 | 0 | 0 | 0 | 0 | 0 | 0 | 0 | 0 | 0 | 0 | 0 | 0 | 0 | 0 | 0 | 0 | 0 | 0 | 0 | 0 | 0 | 0 | 0 | 0 | 0 | 0 | 0 | 0 | 0 | 0 | 0 | 0 | 0 | 0 | 0 | 0 | 0 | 0 | 0 | 0 | 0 | 0 | 0 | 0 | 0 | 0 | 0 | 0 | 0 | 0 | 0 | 0 | 0 | 0 | 0 | 0 | 0 | 0 | 0 | 0 | 0 | 0 | 0 | 0 | 0 | 0 | 0 | 0 | 0 | 0 | 0 | 0 | 0 | 0 | 0 | 0 | 0 | 0 | 0 | 0 | 0 | 1 | 0 | 0 | 0 | 0 | 0 | 0 | 0 | 0 | 0 | 0 | 0 |  |  | 0 | 0 | 0 | 0 | 0 | 0 | 0 | 0 | 0 | 0 | 0 | 0 | 0 | 0 | 0 | 0 | 0 | 0 | 0 | 0 | 0 | 0 | 0 | 0 | 0 | 0 | 0 | 0 | 0 | 0 | 0 | 0 | 0 | 0 | 0 | 0 | 3559.462 | 4466.996 | 7100.0821 | Los Banos 500/230kV TB | Los Banos 500/230kV TB | Los Banos 500/230kV TB |  | 0 | 0 | 0 | 0 | 0 | 0 | 3559.462 | 4466.996 | 7100.0821 | Los Banos 500/230kV TB | Los Banos 500/230kV TB | Los Banos 500/230kV TB |  | 1 | 1 | NO | 1 | 1 | 1 | NO | 1
PG&E KERN | Westpark | 115 | 0 | 0 | 0 | 0 | 0 | 0 | 0 | 0 | 0 | 0 | 0 | 0 | 0 | 0 | 0 | 0 | 0 | 0 | 0 | 0 | 0 | 0 | 0 | 0 | 0 | 0 | 0 | 0 | 0 | 0 | 0 | 0 | 0 | 0 | 0 | 0 | 0 | 0 | 0 | 0 | 0 | 0 | 0 | 0 | 0 | 0 | 0 | 0 | 0 | 0 | 0 | 0 | 0 | 0 | 0 | 0 | 0 | 0 | 0 | 0 | 0 | 0 | 0 | 0 | 0 | 0 | 0 | 1 | 1 | 0 | 0 | 0 | 0 | 0 | 0 | 0 | 0 | 0 | 0 | 1 | 0 | 0 | 0 | 0 | 0 | 0 | 0 | 0 | 0 | 0 | 0 | 0 | 0 | 0 | 0 | 0 | 0 |  |  | 0 | 0 | 0 | 0 | 0 | 0 | 0 | 0 | 0 | 0 | 0 | 0 | 0 | 0 | 0 | 0 | 0 | 0 | 0 | 0 | 0 | 0 | 0 | 0 | 0 | 0 | 0 | 0 | 0 | 0 | 0 | 0 | 0 | 0 | 0 | 0 | 334.015 | 243.8117 | 587.675 | Cal Flat-Gates 230 kV line | Cal Flat-Gates 230 kV line | Cal Flat-Gates 230 kV line |  | 0 | 0 | 0 | 0 | 0 | 0 | 334.015 | 243.8117 | 587.675 | Cal Flat-Gates 230 kV line | Cal Flat-Gates 230 kV line | Cal Flat-Gates 230 kV line |  | 1 | 1 | NO | 1 | 1 | 1 | NO | 1
PG&E KERN | Wheeler Ridge | 230 | 0 | 0 | 0 | 0 | 0 | 0 | 0 | 0 | 0 | 0 | 0 | 0 | 0 | 0 | 0 | 0 | 0 | 0 | 0 | 0 | 0 | 0 | 0 | 0 | 0 | 0 | 0 | 0 | 0 | 0 | 0 | 0 | 0 | 0 | 0 | 0 | 0 | 0 | 0 | 0 | 0 | 0 | 0 | 0 | 0 | 0 | 0 | 0 | 0 | 0 | 0 | 0 | 0 | 0 | 0 | 0 | 0 | 0 | 0 | 0 | 0 | 0 | 0 | 0 | 0 | 0 | 0 | 0 | 0 | 0 | 0 | 0 | 0 | 0 | 0 | 0 | 1 | 0 | 1 | 1 | 0 | 0 | 0 | 0 | 0 | 0 | 0 | 0 | 0 | 0 | 0 | 0 | 0 | 0 | 1 | 0 | 0 |  |  | 0 | 0 | 0 | 0 | 0 | 0 | 0 | 0 | 0 | 0 | 0 | 0 | 0 | 0 | 0 | 0 | 0 | 0 | 0 | 0 | 0 | 0 | 0 | 0 | 200 | 100 | 0 | 50 | 0 | 1 | 0 | 0 | 0 | 0 | 0 | 0 | 310.5 | 200.25 | 215.2 | Midway-Buena Vista Jct 230kV Line | Midway-Buena Vista Jct 230kV Line | Midway-Buena Vista Jct 230kV Line |  | 0 | 0 | 0 | 0 | 0 | 0 | 310.5 | 200.25 | 215.2 | Midway-Buena Vista Jct 230kV Line | Midway-Buena Vista Jct 230kV Line | Midway-Buena Vista Jct 230kV Line |  | 1 | 1 | NO | 1 | 1 | 1 | NO | 1
PG&E KERN | Wheeler Ridge | 115 | 0 | 0 | 0 | 0 | 0 | 0 | 0 | 0 | 0 | 0 | 0 | 0 | 0 | 0 | 0 | 0 | 0 | 0 | 0 | 0 | 0 | 0 | 0 | 0 | 0 | 0 | 0 | 0 | 0 | 0 | 0 | 0 | 0 | 0 | 0 | 0 | 0 | 0 | 0 | 0 | 0 | 0 | 0 | 0 | 0 | 0 | 0 | 0 | 0 | 0 | 0 | 0 | 0 | 0 | 0 | 0 | 0 | 0 | 0 | 0 | 0 | 0 | 0 | 0 | 0 | 0 | 0 | 1 | 1 | 0 | 0 | 0 | 0 | 0 | 0 | 0 | 0 | 0 | 0 | 1 | 0 | 0 | 0 | 0 | 0 | 0 | 0 | 0 | 0 | 0 | 0 | 0 | 0 | 0 | 0 | 0 | 0 |  |  | 0 | 0 | 0 | 0 | 0 | 0 | 0 | 0 | 0 | 0 | 0 | 0 | 0 | 0 | 0 | 0 | 0 | 0 | 0 | 0 | 0 | 0 | 0 | 0 | 0 | 0 | 0 | 0 | 0 | 0 | 0 | 0 | 0 | 0 | 0 | 0 | 334.015 | 243.8117 | 587.675 | Cal Flat-Gates 230 kV line | Cal Flat-Gates 230 kV line | Cal Flat-Gates 230 kV line |  | 0 | 0 | 0 | 0 | 0 | 0 | 334.015 | 243.8117 | 587.675 | Cal Flat-Gates 230 kV line | Cal Flat-Gates 230 kV line | Cal Flat-Gates 230 kV line |  | 1 | 1 | NO | 1 | 1 | 1 | NO | 1
PG&E KERN | Wheeler Ridge | 70 | 0 | 0 | 0 | 0 | 0 | 0 | 0 | 0 | 0 | 0 | 0 | 0 | 0 | 0 | 0 | 0 | 0 | 0 | 0 | 0 | 0 | 0 | 0 | 0 | 0 | 0 | 0 | 0 | 0 | 0 | 0 | 0 | 0 | 0 | 0 | 0 | 0 | 0 | 0 | 0 | 0 | 0 | 0 | 0 | 0 | 0 | 0 | 0 | 0 | 0 | 0 | 0 | 0 | 0 | 0 | 0 | 0 | 0 | 0 | 0 | 0 | 0 | 0 | 0 | 0 | 0 | 0 | 0 | 0 | 0 | 0 | 0 | 0 | 0 | 0 | 0 | 1 | 0 | 1 | 1 | 0 | 0 | 0 | 0 | 0 | 0 | 0 | 0 | 0 | 0 | 0 | 0 | 0 | 0 | 1 | 0 | 0 |  |  | 0 | 0 | 0 | 0 | 0 | 0 | 0 | 0 | 0 | 100 | 0 | 0 | 0 | 0 | 1 | 0 | 0 | 0 | 0 | 0 | 0 | 0 | 0 | 0 | 100 | 0 | 0 | 0 | 0 | 1 | 0 | 0 | 0 | 0 | 0 | 0 | 310.5 | 200.25 | 215.2 | Midway-Buena Vista Jct 230kV Line | Midway-Buena Vista Jct 230kV Line | Midway-Buena Vista Jct 230kV Line |  | 0 | 0 | 0 | 0 | 0 | 0 | 310.5 | 200.25 | 215.2 | Midway-Buena Vista Jct 230kV Line | Midway-Buena Vista Jct 230kV Line | Midway-Buena Vista Jct 230kV Line |  | 1 | 1 | NO | 1 | 1 | 1 | NO | 1
SCE Northern | Whirlwind | 230 | 1 | 1 | 0 | 0 | 0 | 0 | 0 | 0 | 0 | 0 | 0 | 0 | 0 | 0 | 0 | 0 | 0 | 0 | 0 | 0 | 0 | 0 | 0 | 0 | 0 | 0 | 0 | 0 | 0 | 0 | 0 | 0 | 0 | 0 | 0 | 0 | 0 | 0 | 0 | 0 | 0 | 0 | 0 | 0 | 0 | 0 | 0 | 0 | 0 | 0 | 0 | 0 | 0 | 0 | 0 | 0 | 0 | 0 | 0 | 0 | 0 | 0 | 0 | 0 | 0 | 0 | 0 | 0 | 0 | 0 | 0 | 0 | 0 | 0 | 0 | 0 | 0 | 0 | 0 | 0 | 0 | 0 | 0 | 0 | 0 | 0 | 0 | 0 | 0 | 0 | 0 | 0 | 0 | 0 | 0 | 0 | 0 |  |  | 0 | 0 | 0 | 0 | 0 | 0 | 0 | 0 | 0 | -174 | 0 | 0 | 69 | 0 | 1 | 0 | 0 | 300 | 0 | 0 | 0 | 0 | 0 | 0 | 44 | 188 | 592 | 75 | 400 | 1 | 0 | 0 | 0 | 0 | 0 | 0 | 2752.755 | 3390.84 | 8914.115 | Antelope-Vincent Constraint | Antelope-Vincent Constraint | Vincent-Lugo Constraint |  | 0 | 0 | 0 | 0 | 0 | 0 | 2752.755 | 3390.84 | 8914.115 | Antelope-Vincent Constraint | Antelope-Vincent Constraint | Vincent-Lugo Constraint |  | 1 | 1 | NO | 1 | 1 | 1 | NO | 1
SCE Northern | Whirlwind | 500 | 1 | 1 | 0 | 0 | 0 | 0 | 0 | 0 | 0 | 0 | 0 | 0 | 0 | 0 | 0 | 0 | 0 | 0 | 0 | 0 | 0 | 0 | 0 | 0 | 0 | 0 | 0 | 0 | 0 | 0 | 0 | 0 | 0 | 0 | 0 | 0 | 0 | 0 | 0 | 0 | 0 | 0 | 0 | 0 | 0 | 0 | 0 | 0 | 0 | 0 | 0 | 0 | 0 | 0 | 0 | 0 | 0 | 0 | 0 | 0 | 0 | 0 | 0 | 0 | 0 | 0 | 0 | 0 | 0 | 0 | 0 | 0 | 0 | 0 | 0 | 0 | 0 | 0 | 0 | 0 | 0 | 0 | 0 | 0 | 0 | 0 | 0 | 0 | 0 | 0 | 0 | 0 | 0 | 0 | 0 | 0 | 0 |  |  | 0 | 0 | 0 | 0 | 0 | 0 | 0 | 0 | 0 | 0 | 0 | 0 | 0 | 0 | 0 | 0 | 0 | 0 | 0 | 0 | 0 | 0 | 0 | 0 | 0 | 0 | 0 | 0 | 0 | 0 | 0 | 0 | 0 | 0 | 0 | 0 | 2752.755 | 3390.84 | 8914.115 | Antelope-Vincent Constraint | Antelope-Vincent Constraint | Vincent-Lugo Constraint |  | 0 | 0 | 0 | 0 | 0 | 0 | 2752.755 | 3390.84 | 8914.115 | Antelope-Vincent Constraint | Antelope-Vincent Constraint | Vincent-Lugo Constraint |  | 1 | 1 | NO | 1 | 1 | 1 | NO | 1
PG&E GBA | Whisman | 115 | 0 | 0 | 0 | 0 | 0 | 0 | 0 | 0 | 0 | 0 | 0 | 0 | 0 | 0 | 0 | 0 | 0 | 0 | 0 | 0 | 0 | 0 | 0 | 0 | 0 | 0 | 0 | 0 | 0 | 0 | 0 | 0 | 0 | 0 | 0 | 0 | 0 | 0 | 0 | 0 | 0 | 0 | 0 | 0 | 0 | 0 | 0 | 0 | 0 | 0 | 0 | 0 | 1 | 0 | 0 | 1 | 0 | 0 | 0 | 0 | 0 | 0 | 0 | 0 | 0 | 0 | 0 | 0 | 0 | 0 | 0 | 0 | 0 | 0 | 0 | 0 | 0 | 0 | 0 | 0 | 0 | 0 | 0 | 0 | 0 | 0 | 0 | 0 | 0 | 0 | 0 | 0 | 0 | 0 | 0 | 0 | 1 |  |  | 0 | 0 | 0 | 0 | 0 | 0 | 0 | 0 | 0 | 0 | 0 | 0 | 0 | 0 | 0 | 0 | 0 | 0 | 0 | 0 | 0 | 0 | 0 | 0 | 0 | 0 | 0 | 0 | 0 | 0 | 0 | 0 | 0 | 0 | 0 | 0 | 1567.9 | 1621.76 | 5151.188 | NEW-Metcalf-Mosslanding 500kV | NEW-Metcalf-Mosslanding 500kV | Sobrante-Moraga 230 kV line |  | 0 | 0 | 0 | 0 | 0 | 0 | 1567.9 | 1621.76 | 5151.188 | NEW-Metcalf-Mosslanding 500kV | NEW-Metcalf-Mosslanding 500kV | Sobrante-Moraga 230 kV line |  | 1 | 1 | NO | 1 | 1 | 1 | NO | 1
SCE Eastern | Wildlife | 230 | 0 | 0 | 0 | 0 | 0 | 0 | 0 | 0 | 0 | 0 | 0 | 0 | 0 | 0 | 0 | 0 | 0 | 0 | 0 | 1 | 0 | 1 | 0 | 0 | 0 | 0 | 0 | 0 | 0 | 0 | 0 | 0 | 0 | 0 | 0 | 0 | 0 | 0 | 0 | 0 | 0 | 0 | 0 | 0 | 0 | 0 | 0 | 0 | 0 | 0 | 0 | 0 | 0 | 0 | 0 | 0 | 0 | 0 | 0 | 0 | 0 | 0 | 0 | 0 | 0 | 0 | 0 | 0 | 0 | 0 | 0 | 0 | 0 | 0 | 0 | 0 | 0 | 0 | 0 | 0 | 0 | 0 | 0 | 0 | 0 | 0 | 0 | 0 | 0 | 0 | 0 | 0 | 0 | 0 | 0 | 0 | 0 |  |  | 0 | 0 | 0 | 0 | 0 | 0 | 0 | 0 | 0 | 0 | 0 | 0 | 0 | 0 | 0 | 0 | 0 | 0 | 0 | 0 | 0 | 0 | 0 | 0 | 0 | 0 | 0 | 0 | 0 | 0 | 0 | 0 | 0 | 0 | 0 | 0 | 1067.92 | 2594.325 | 8998.075 | Serrano-Alberhill-Valley Constraint | Etiwanda-Rancho Vista Constraint | Etiwanda-Rancho Vista Constraint |  | 0 | 0 | 0 | 0 | 0 | 0 | 1067.92 | 2594.325 | 8998.075 | Serrano-Alberhill-Valley Constraint | Etiwanda-Rancho Vista Constraint | Etiwanda-Rancho Vista Constraint |  | 1 | 1 | NO | 1 | 1 | 1 | NO | 1
PG&E FRESNO | Wilson | 115 | 0 | 0 | 0 | 0 | 0 | 0 | 0 | 0 | 0 | 0 | 0 | 0 | 0 | 0 | 0 | 0 | 0 | 0 | 0 | 0 | 0 | 0 | 0 | 0 | 0 | 0 | 0 | 0 | 0 | 0 | 0 | 0 | 0 | 0 | 0 | 0 | 0 | 0 | 0 | 0 | 0 | 0 | 0 | 0 | 0 | 1 | 0 | 0 | 0 | 0 | 0 | 0 | 0 | 0 | 0 | 0 | 0 | 0 | 0 | 1 | 0 | 0 | 0 | 0 | 0 | 0 | 0 | 0 | 0 | 0 | 0 | 0 | 0 | 0 | 0 | 0 | 0 | 0 | 1 | 1 | 0 | 1 | 1 | 0 | 1 | 1 | 0 | 1 | 1 | 1 | 0 | 0 | 1 | 0 | 0 | 0 | 0 |  |  | 0 | 0 | 0 | 0 | 0 | 0 | 0 | 0 | 0 | 0 | 0 | 0 | 0 | 0 | 0 | 0 | 1 | 0 | 0 | 0 | 0 | 0 | 0 | 0 | 0 | 0 | 0 | 0 | 0 | 1 | 2 | 0 | 1 | 0 | 0 | 0 | -1070.2 | -530.5 | 245.4626 | Borden-Storey #1 230kV line | Borden-Storey #1 230kV line | Oro Loma-El Nido 115kV Line |  | 0 | 0 | 0 | 0 | 0 | 0 | 31.0685 | 465.3 | 245.4626 | Bellota-Weber 230kV line | Oro Loma-El Nido 115kV Line | Oro Loma-El Nido 115kV Line |  | 5 | 1 | YES | 2 | 1 | 1 | NO | 1
PG&E FRESNO | Wilson | 230 | 0 | 0 | 0 | 0 | 0 | 0 | 0 | 0 | 0 | 0 | 0 | 0 | 0 | 0 | 0 | 0 | 0 | 0 | 0 | 0 | 0 | 0 | 0 | 0 | 0 | 0 | 0 | 0 | 0 | 0 | 0 | 0 | 0 | 0 | 0 | 0 | 0 | 0 | 0 | 0 | 0 | 0 | 0 | 0 | 0 | 1 | 0 | 0 | 0 | 0 | 0 | 0 | 0 | 0 | 0 | 0 | 0 | 0 | 0 | 1 | 0 | 0 | 0 | 0 | 0 | 0 | 0 | 0 | 0 | 0 | 0 | 0 | 0 | 0 | 0 | 0 | 0 | 0 | 1 | 1 | 0 | 1 | 1 | 1 | 1 | 1 | 0 | 1 | 1 | 1 | 0 | 0 | 1 | 0 | 1 | 0 | 0 |  |  | 0 | 0 | 0 | 0 | 0 | 0 | 0 | 0 | 0 | 0 | 0 | 0 | 0 | 0 | 0 | 0 | 0 | 150 | 50 | 0 | 0 | 0 | 0 | 0 | 0 | 0 | 0 | 0 | 0 | 1 | 3 | 0 | 2 | 0 | 0 | 0 | -1070.2 | -530.5 | 245.4626 | Borden-Storey #1 230kV line | Borden-Storey #1 230kV line | Oro Loma-El Nido 115kV Line |  | 0 | 0 | 0 | 0 | 0 | 0 | 31.0685 | 465.3 | 245.4626 | Bellota-Weber 230kV line | Oro Loma-El Nido 115kV Line | Oro Loma-El Nido 115kV Line |  | 5 | 1 | YES | 2 | 1 | 1 | NO | 1
SCE Northern | Windhub | 230 | 1 | 1 | 0 | 1 | 0 | 0 | 0 | 0 | 0 | 0 | 0 | 0 | 0 | 0 | 0 | 0 | 0 | 0 | 0 | 0 | 0 | 0 | 0 | 0 | 0 | 0 | 0 | 0 | 0 | 0 | 0 | 0 | 0 | 0 | 0 | 0 | 0 | 0 | 0 | 0 | 0 | 0 | 0 | 0 | 0 | 0 | 0 | 0 | 0 | 0 | 0 | 0 | 0 | 0 | 0 | 0 | 0 | 0 | 0 | 0 | 0 | 0 | 0 | 0 | 0 | 0 | 0 | 0 | 0 | 0 | 0 | 0 | 0 | 0 | 0 | 0 | 0 | 0 | 0 | 0 | 0 | 0 | 0 | 0 | 0 | 0 | 0 | 0 | 0 | 0 | 0 | 0 | 0 | 0 | 0 | 0 | 0 |  |  | 0 | 0 | 0 | 0 | 0 | 0 | 0 | 0 | 0 | 0 | 0 | 0 | 0 | 0 | 0 | 0 | 0 | 174 | 0 | 0 | 0 | 0 | 0 | 0 | 134 | 1070 | 1000 | 20 | 0 | 1 | 0 | 0 | 0 | 0 | 0 | 0 | 1162.855 | 1122.92 | 2046.215 | Windhub Constraint | Windhub Constraint | Windhub Constraint |  | 0 | 0 | 0 | 0 | 0 | 0 | 1162.855 | 1122.92 | 2046.215 | Windhub Constraint | Windhub Constraint | Windhub Constraint |  | 1 | 1 | NO | 1 | 1 | 1 | NO | 1
SCE Northern | Windhub | 500 | 1 | 1 | 0 | 1 | 0 | 0 | 0 | 0 | 0 | 0 | 0 | 0 | 0 | 0 | 0 | 0 | 0 | 0 | 0 | 0 | 0 | 0 | 0 | 0 | 0 | 0 | 0 | 0 | 0 | 0 | 0 | 0 | 0 | 0 | 0 | 0 | 0 | 0 | 0 | 0 | 0 | 0 | 0 | 0 | 0 | 0 | 0 | 0 | 0 | 0 | 0 | 0 | 0 | 0 | 0 | 0 | 0 | 0 | 0 | 0 | 0 | 0 | 0 | 0 | 0 | 0 | 0 | 0 | 0 | 0 | 0 | 0 | 0 | 0 | 0 | 0 | 0 | 0 | 0 | 0 | 0 | 0 | 0 | 0 | 0 | 0 | 0 | 0 | 0 | 0 | 0 | 0 | 0 | 0 | 0 | 0 | 0 |  |  | 0 | 0 | 0 | 0 | 0 | 0 | 0 | 0 | 0 | 0 | 0 | 0 | 0 | 0 | 0 | 0 | 0 | 0 | 0 | 0 | 0 | 0 | 0 | 0 | 778.5 | 0 | 15 | 0 | 0 | 1 | 0 | 0 | 0 | 0 | 0 | 0 | 1162.855 | 1122.92 | 2046.215 | Windhub Constraint | Windhub Constraint | Windhub Constraint |  | 0 | 0 | 0 | 0 | 0 | 0 | 1162.855 | 1122.92 | 2046.215 | Windhub Constraint | Windhub Constraint | Windhub Constraint |  | 1 | 1 | NO | 1 | 1 | 1 | NO | 1
PG&E GBA | Windmaster | 230 | 0 | 0 | 0 | 0 | 0 | 0 | 0 | 0 | 0 | 0 | 0 | 0 | 0 | 0 | 0 | 0 | 0 | 0 | 0 | 0 | 0 | 0 | 0 | 0 | 0 | 0 | 0 | 0 | 0 | 0 | 0 | 0 | 0 | 0 | 0 | 0 | 0 | 0 | 0 | 1 | 0 | 0 | 0 | 0 | 0 | 0 | 0 | 0 | 0 | 0 | 0 | 0 | 0 | 1 | 0 | 1 | 0 | 0 | 0 | 0 | 0 | 0 | 0 | 0 | 0 | 1 | 0 | 0 | 0 | 0 | 0 | 0 | 0 | 0 | 0 | 0 | 0 | 0 | 0 | 0 | 0 | 0 | 0 | 0 | 0 | 0 | 0 | 0 | 0 | 0 | 0 | 0 | 0 | 0 | 0 | 0 | 0 |  |  | 0 | 0 | 0 | 0 | 0 | 0 | 0 | 0 | 0 | 0 | 0 | 0 | 0 | 0 | 0 | 0 | 0 | 0 | 0 | 0 | 0 | 0 | 0 | 0 | 0 | 0 | 0 | 0 | 0 | 0 | 1 | 0 | 1 | 0 | 0 | 0 | -763.325 | -136.609 | 4133.0695 | Windmaster-Delta pumps 230 kV line | Windmaster-Delta pumps 230 kV line | Windmaster-Delta pumps 230 kV line |  | 0 | 0 | 0 | 0 | 0 | 0 | 804.745 | 2035.936 | 4133.0695 | Collinsville-Tesla 500 kV Line | Collinsville-Tesla 500 kV Line | Windmaster-Delta pumps 230 kV line |  | 5 | 1 | YES | 2 | 1 | 1 | NO | 1
PG&E NGBA | Windsor | 60 | 0 | 0 | 0 | 0 | 0 | 0 | 0 | 0 | 0 | 0 | 0 | 0 | 0 | 0 | 0 | 0 | 0 | 0 | 0 | 0 | 0 | 0 | 0 | 0 | 0 | 0 | 0 | 0 | 0 | 0 | 0 | 0 | 0 | 0 | 0 | 0 | 0 | 0 | 0 | 1 | 0 | 0 | 0 | 0 | 0 | 0 | 0 | 0 | 0 | 0 | 0 | 0 | 1 | 0 | 0 | 0 | 0 | 0 | 0 | 0 | 0 | 0 | 0 | 0 | 0 | 0 | 1 | 0 | 0 | 0 | 0 | 0 | 0 | 0 | 0 | 0 | 0 | 0 | 0 | 0 | 0 | 0 | 0 | 0 | 0 | 0 | 0 | 0 | 0 | 0 | 0 | 0 | 0 | 0 | 0 | 0 | 0 |  |  | 0 | 0 | 0 | 0 | 0 | 0 | 0 | 0 | 0 | 0 | 0 | 0 | 0 | 0 | 0 | 0 | 0 | 0 | 0 | 0 | 0 | 0 | 0 | 0 | 0 | 0 | 0 | 0 | 0 | 0 | 1 | 0 | 0 | 0 | 0 | 0 | -219.475 | 108.573 | 1029.902 | Birds Landing-Contra Costa 230kV Line | Birds Landing-Contra Costa 230kV Line | Birds Landing-Contra Costa 230kV Line |  | 0 | 0 | 0 | 0 | 0 | 0 | 804.745 | 1874.573 | 1029.902 | Collinsville-Tesla 500 kV Line | Birds Landing-Contra Costa 230kV Line | Birds Landing-Contra Costa 230kV Line |  | 5 | 1 | YES | 2 | 1 | 1 | NO | 1
PG&E NGBA | Woodland | 115 | 0 | 0 | 0 | 0 | 0 | 0 | 0 | 0 | 0 | 0 | 0 | 0 | 0 | 0 | 0 | 0 | 0 | 0 | 0 | 0 | 0 | 0 | 0 | 0 | 0 | 0 | 0 | 0 | 0 | 0 | 0 | 0 | 0 | 0 | 0 | 0 | 0 | 0 | 0 | 1 | 1 | 0 | 1 | 0 | 1 | 1 | 0 | 1 | 0 | 0 | 0 | 0 | 0 | 0 | 0 | 0 | 0 | 0 | 0 | 1 | 1 | 0 | 0 | 0 | 0 | 0 | 0 | 0 | 0 | 0 | 0 | 0 | 0 | 0 | 0 | 0 | 0 | 0 | 0 | 0 | 0 | 0 | 0 | 0 | 0 | 0 | 0 | 0 | 0 | 0 | 0 | 0 | 0 | 0 | 0 | 0 | 0 |  |  | 0 | 0 | 0 | 0 | 0 | 0 | 0 | 0 | 0 | 0 | 0 | 0 | 0 | 0 | 0 | 0 | 0 | 0 | 0 | 0 | 0 | 0 | 0 | 0 | 0 | 12 | 0 | 0 | 0 | 1 | 1 | 0 | 0 | 0 | 0 | 0 | -428.9315 | 41.5 | 32.84 | Bellota-Weber 230kV line | Rocklin-Pleaseant grove 115kV line | Woodland- Davis 115kV line |  | 0 | 0 | 0 | 0 | 0 | 0 | 31.0685 | 41.5 | 32.84 | Bellota-Weber 230kV line | Rocklin-Pleaseant grove 115kV line | Woodland- Davis 115kV line |  | 5 | 1 | YES | 2 | 1 | 1 | NO | 1
PG&E FRESNO | Woodward | 115 | 0 | 0 | 0 | 0 | 0 | 0 | 0 | 0 | 0 | 0 | 0 | 0 | 0 | 0 | 0 | 0 | 0 | 0 | 0 | 0 | 0 | 0 | 0 | 0 | 0 | 0 | 0 | 0 | 0 | 0 | 0 | 0 | 0 | 0 | 0 | 0 | 0 | 0 | 0 | 0 | 0 | 0 | 0 | 0 | 0 | 0 | 0 | 0 | 0 | 0 | 0 | 0 | 0 | 0 | 0 | 0 | 0 | 0 | 0 | 0 | 0 | 0 | 0 | 0 | 0 | 0 | 0 | 0 | 0 | 0 | 0 | 0 | 0 | 0 | 0 | 0 | 0 | 0 | 0 | 1 | 0 | 1 | 1 | 1 | 0 | 1 | 0 | 1 | 0 | 0 | 0 | 0 | 1 | 0 | 0 | 0 | 0 |  |  | 0 | 0 | 0 | 0 | 0 | 0 | 0 | 0 | 0 | 0 | 0 | 0 | 0 | 0 | 0 | 0 | 0 | 0 | 0 | 0 | 0 | 0 | 0 | 0 | 0 | 0 | 0 | 0 | 0 | 0 | 1 | 0 | 1 | 0 | 0 | 0 | -617.4 | -294 | 245.4626 | Chowchilla-Le grand 115kV Line | Chowchilla-Le grand 115kV Line | Oro Loma-El Nido 115kV Line |  | 0 | 0 | 0 | 0 | 0 | 0 | 393.8 | 465.3 | 245.4626 | Oro Loma-El Nido 115kV Line | Oro Loma-El Nido 115kV Line | Oro Loma-El Nido 115kV Line |  | 5 | 1 | YES | 2 | 1 | 1 | NO | 1
PG&E NGBA | Wyandotte | 115 | 0 | 0 | 0 | 0 | 0 | 0 | 0 | 0 | 0 | 0 | 0 | 0 | 0 | 0 | 0 | 0 | 0 | 0 | 0 | 0 | 0 | 0 | 0 | 0 | 0 | 0 | 0 | 0 | 0 | 0 | 0 | 0 | 0 | 0 | 0 | 0 | 0 | 0 | 0 | 1 | 0 | 0 | 0 | 0 | 1 | 1 | 1 | 1 | 0 | 0 | 0 | 0 | 0 | 0 | 0 | 0 | 0 | 0 | 0 | 1 | 1 | 0 | 0 | 0 | 0 | 0 | 0 | 0 | 0 | 0 | 0 | 0 | 0 | 0 | 0 | 0 | 0 | 0 | 0 | 0 | 0 | 0 | 0 | 0 | 0 | 0 | 0 | 0 | 0 | 0 | 0 | 0 | 0 | 0 | 0 | 0 | 0 |  |  | 0 | 0 | 0 | 0 | 0 | 0 | 0 | 0 | 0 | 0 | 0 | 0 | 0 | 0 | 0 | 0 | 0 | 0 | 0 | 0 | 0 | 0 | 0 | 3.6 | 0 | 0 | 0 | 0 | 0 | 1 | 1 | 0 | 0 | 0 | 0 | 0 | -428.9315 | 41.5 | 79.4556 | Bellota-Weber 230kV line | Rocklin-Pleaseant grove 115kV line | Rocklin-Pleaseant grove 115kV line |  | 0 | 0 | 0 | 0 | 0 | 0 | 31.0685 | 41.5 | 79.4556 | Bellota-Weber 230kV line | Rocklin-Pleaseant grove 115kV line | Rocklin-Pleaseant grove 115kV line |  | 5 | 1 | YES | 2 | 1 | 1 | NO | 1
0 | 0 | 0
0 | 0 | 0
0 | 0 | 0

## Tx_Calculator_2035
|  | CAISO Study Area | SCE Northern Area | [7 empty] | SCE Metro Area |  | SCE North of Lugo Area |  |  |  |  | SCE Eastern Area | [6 empty] | East of Pisgah Area |  |  | SDG&E Study Area | [13 empty] | PG&E North of Greater Bay Area | [9 empty] | PG&E Greater Bay Area | [17 empty] | PG&E Kern Area | [9 empty] | PG&E Fresno Area
White Paper Constraint Info |  | White Paper Name | Antelope-Vincent Constraint | Vincent-Lugo Constraint | Pardee-Sylmar Constraint | Windhub Constraint | Moorpark-Pardee Constraint | North of Magunden Constraint | South of Magunden Constraint | Antelope-Neenach Constraint | Hinson - Del Amo Constraint | SCE Metro Area Default Constraint | Control to Inyokern area constraint | South of Kramer Area Constraint | Victor to Lugo Area Constraint | Lugo Transformer Area Constraint | Calcite to Lugo Area Constraint | Colorado River 500/230 kV Constraint | DCRT Constraint | Devers-Red Bluff Constraint | Eagle Mountain Constraint | Etiwanda-Rancho Vista Constraint | Red Bluff 500/230 kV Constraint | Serrano-Alberhill-Valley Constraint | GLW 230kV area constraint | Sloan Canyon - Eldorado 500 kV constraint | Lugo - Victorville area constraint | Capistrano-San Onofre 230 kV constraint | Chicarita 138 kV constraint | El Cajon 69 kV constraint | Internal San Diego Area constraint | Miguel 69 kV constraint | Encina - San Luis Rey 230 kV constraint | East of Miguel constraint | San Luis Rey-San Onofre 230 kV line constraint | Ocean Ranch 69 kV constraint | Otay Mesa 230 kV constraint | Silvergate - Bay Blvd 230 kV constraint | Silvergate-Old Town 230 kV constraint | Talega 230 kV constraint | Trabuco-Capistrano 138 kV constraint | Collinsville-Tesla 500 kV Line | Woodland- Davis 115kV line | Cortina-Eagle Rock 115 kV line | Bell-Placer 115kV Line | Carberry-Round Mountain 230kV Line | Rocklin-Pleaseant grove 115kV line | Bellota-Weber 230kV line | Rio Oso-Brighton 230kV line | Rio Oso-Lockeford 230kV line | Humboldt Offshore Wind constraint | Dumbarton-Newark 115 kV line | Eastshore-San Mateo 230 kV line | Lakeville-Ignacio 230 kV line | Sobrante-Moraga 230 kV line | Windmaster-Delta pumps 230 kV line | Contra Costa- Windmaster 230 kV line | Tesla-Tracy-Pump 230 kV line #2 | Contra Costa #1 115kV Line | Kasson Jct-Heinz 115 kV line | Newark-Newark Distribution 115 kV line | Tesla-Bellota 230 kV line | Eight Mile-Tesla 230 kV line | Grant - Eastshore #2 line 115 kV | Salado-Crow Creek Sw Sta 60 kV line | Tesla-Salado 115 kV line | Morganhill-Metcalf 115kV Line | Tesla-Tracy Pump 230 kV Line #1 | Birds Landing-Contra Costa 230kV Line | Cal Flat-Gates 230 kV line | Gates-Arco 230 kV Line | Smyrna-Atwell Jct 115kV Line | Kern 230/115kV TB #4 | Maricopa-Copus 70 kV line | Midway-Taft 115 kV line | Kern-Tevis-Stockdale-Lamont 115kV line | Midway 230/115kV TB #3 | Semitropic-Midway 115kV Line | Midway-Buena Vista Jct 230kV Line | Manning 500kV | Gates 500/230kV TB #12 | Gates 500/230kV TB #11 | Gates 230/70kV TB #5 | Tranquility-Helm 230kV Line | Dairyland-Chowchilla 115kV Line | Chowchilla-Le grand 115kV Line | NEW- Melones-Cottle 230kV line | Los Banos 500/230kV TB | Schindler 115/70kV TB #1 | Panoche- Mendota 115 kV line | Panoche-Oro Loma 115kV Line | Borden-Storey #1 230kV line | Merced 115/70kV TB#2 | Helm 230/70kV TB #1 | Oro Loma-El Nido 115kV Line | Diablo-Gates 500 kV line | Mustang-Henrietta 230 kV line | Gates-Panoche 230 kV #1 and #2 Lines | NEW-Metcalf-Mosslanding 500kV
|  | PTO area | SCE | SCE | SCE | SCE | SCE | SCE | SCE | SCE | SCE | SCE | SCE | SCE | SCE | SCE | SCE | SCE | SCE | SCE | SCE | SCE | SCE | SCE | VEA | VEA | SCE | SDGE | SDGE | SDGE | SDGE | SDGE | SDGE | SDGE | SDGE | SDGE | SDGE | SDGE | SDGE | SDGE | SDGE | PGE | PGE | PGE | PGE | PGE | PGE | PGE | PGE | PGE | PGE | PGE | PGE | PGE | PGE | PGE | PGE | PGE | PGE | PGE | PGE | PGE | PGE | PGE | PGE | PGE | PGE | PGE | PGE | PGE | PGE | PGE | PGE | PGE | PGE | PGE | PGE | PGE | PGE | PGE | PGE | PGE | PGE | PGE | PGE | PGE | PGE | PGE | PGE | PGE | PGE | PGE | PGE | PGE | PGE | PGE | PGE | PGE | PGE
|  | Wind/Solar Designation Area | Solar | Solar | Solar | Solar | Solar | Solar | Solar | Solar | Solar | Solar | Solar | Solar | Solar | Solar | Solar | Solar | Solar | Solar | Solar | Solar | Solar | Solar | Solar | Solar | Solar | Solar | Solar | Solar | Solar | Solar | Solar | Solar | Solar | Solar | Solar | Solar | Solar | Solar | Solar | Wind | Wind | Wind | Wind | Wind | Wind | Wind | Wind | Wind | Wind | Wind | Wind | Wind | Wind | Wind | Wind | Wind | Wind | Wind | Wind | Wind | Wind | Wind | Wind | Wind | Wind | Wind | Wind | Solar | Solar | Solar | Solar | Solar | Solar | Solar | Solar | Solar | Solar | Solar | Solar | Solar | Solar | Solar | Solar | Solar | Solar | Solar | Solar | Solar | Solar | Solar | Solar | Solar | Solar | Solar | Solar | Solar | Solar
White Paper Constraint Initial Capacity |  | FCDS | 6149.12 | 6733.24 | 3530 | 2400 | 954 | 876 | 977 | 0 | 2700 | 13500 | 0 | 256 | 1034 | 1328 | 297 | 1160 | 2300 | 6133 | 0 | 4824 | 1450 | 6651 | 3372 | 4032 | 10105 | 1324 | 224 | 406 | 602 | 231 | 1832.4 | 1035 | 1677.4 | 204 | 1175 | 2169.2 | 682.4 | 1028 | 501 | 3379 | 90.45 | 971 | 347 | 15 | 50 | 1661 | 423 | 1042 | 0 | 1290 | 2146 | 2257 | 3140 | 546 | 1233 | 4574 | 32 | 298 | 8054 | 3154 | 926 | 962.9 | 102.97 | 178.92 | 382 | 9287 | 656 | 927 | 1562 | 231 | 1912 | 94.45 | 17.78 | 184.8 | 1592 | 240 | 471 | 2280 | 5406 | 5336.9 | 300.67 | 2921 | 1110.5 | 0 | 687 | 6411 | 0 | 1985 | 1782 | 412 | 122 | 38 | 528 | 5161 | 5581 | 4562 | 1666
|  | FCDS Limit Type | Actual | Actual | Actual | Actual | Actual | Actual | Actual | Actual | Actual | Default | Actual | Default | Default | Default | Actual | Actual | Actual | Default | Actual | Actual | Actual | Default | Actual | Actual | Actual | Actual | Actual | Actual | Actual | Actual | Actual | Actual | Actual | Actual | Actual | Actual | Actual | Actual | Actual | Actual | Actual | Actual | Actual | Actual | Actual | Actual | Actual | Actual | Actual | Actual | Actual | Actual | Actual | Actual | Actual | Actual | Actual | Actual | Actual | Actual | Actual | Actual | Actual | Actual | Actual | Actual | Actual | Actual | Actual | Actual | Actual | Actual | Actual | Actual | Actual | Actual | Actual | Default | Actual | Actual | Actual | Actual | Actual | Actual | Actual | Actual | Actual | Actual | Actual | Actual | Actual | Actual | Actual | Actual | Actual | Actual | Default
|  | EODS | 8920.36 | 8496.34 | 6426 | 2614.3 | 2641 | 1527 | 2138 | 0 | 2700 | 13500 | 120 | 1190 | 1878 | 2427 | 552 | 2202 | 2300 | 7328 | 392 | 7313 | 1603 | 10182 | 3642 | 4302 | 12605 | 1324 | 224 | 406 | 602 | 231 | 5579 | 1377 | 5624 | 204 | 1175 | 2169.2 | 2369 | 1028 | 501 | 7706 | 81 | 1422 | 379 | 15 | 96 | 2539 | 463 | 975 | 0 | 3728 | 4811 | 768 | 5136 | 3673 | 3667 | 10136 | 77 | 495 | 7290 | 4254 | 3909 | 1220 | 102.97 | 180 | 273 | 9538 | 1176 | 1005 | 1226 | 144 | 1928 | 58 | 270 | 109 | 1377 | 255 | 471 | 2280 | 3581 | 5027 | 272 | 2777 | 1066 | 158 | 945 | 7216 | 50 | 1216 | 1903 | 780 | 156 | 128 | 308 | 5581 | 5617 | 4589 | 6083
|  | EODS Limit Type | Default | Default | Default | Default | Default | Default | Actual | Actual | Default | Default | Default | Default | Default | Default | Default | Actual | Default | Default | Default | Default | Actual | Default | Actual | Actual | Default | Default | Default | Default | Actual | Default | Actual | Actual | Actual | Default | Default | Actual | Default | Default | Default | Default | Default | Default | Default | Default | Default | Default | Default | Default | Actual | Default | Default | Default | Default | Default | Default | Default | Default | Default | Default | Default | Default | Default | Default | Default | Default | Default | Default | Actual | Actual | Actual | Default | Actual | Default | Actual | Actual | Actual | Default | Default | Actual | Actual | Actual | Actual | Actual | Actual | Actual | Actual | Actual | Actual | Default | Actual | Actual | Actual | Actual | Actual | Default | Default | Actual
White Paper Transmission Upgrade Info |  | FCDS AMOUNT | 1500 | 2000 | 1800 | 2500 | 900 | 500 | 2000 | 2000 | 800 | N/A | 186 | 200 | N/A | N/A | 1046 | 1370 | 3000 | 532 | 600 | 3350 | 1200 | 1522 | N/A | N/A | 6800 | 920 | 700 | 547 | 9999 | 431 | 2047.6 | 2823 | 2208.6 | 692 | 2189 | 548 | 1686.8 | 2201 | 556 | 8645 | 109 | 50 | 480 | 26 | 707 | 460 | 574 | 485 | 2300 | N/A | N/A | N/A | N/A | 6034 | 5601 | 3521 | 131 | 1255 | 831 | 300 | 163 | 290 | 74 | 70 | 712 | 4344 | 1766 | 1418 | 16891 | 687 | 179 | 206 | 9 | 367 | 784 | 637 | 234 | N/A | 14825 | 10038 | 47 | 2274 | 1211 | 1211 | N/A | N/A | 3160 | 2019 | 588 | 1247 | 358 | 60 | 3192 | 4125 | 2479 | 8379 | N/A
|  | Est. Cost (millions): | 13.2 | 85.9 | 660 | 612 | 600 | 1253 | 4358 | 100 | 28 | - | 329 | N/A | N/A | N/A | 239 | 67 | 463 | N/A | 1182 | 89 | 69 | N/A | N/A | N/A | 2165 | 58.1 | 100 | 14.7 | N/A | 671.054 | N/A | N/A | N/A | 28.3 | 79.91 | N/A | N/A | 210.6 | 103.366 | 2851.848 | 9.329 | 50 | 185 | 180 | 125 | 400 | 0 | 0 | N/A | N/A | 0 | 0 | 0 | 417.332 | 0 | 0 | 185 | 1700 | 0 | 0 | 0 | 125 | 400 | 0 | 380 | 25 | 700 | 1008.032 | 940 | 220 | 30 | 620 | 0 | 120 | 150 | 760 | 100 | N/A | 35 | 0 | 110 | 1500 | 250 | 550 | N/A | N/A | 370 | 0 | 0 | 50 | 125 | 135 | 330 | 830 | 0 | 214 | 200
|  | Est. In Service Date: | 2028 | 2030 | 2035 | 2035 | 2035 | 2035 | 2035 | 2028 | 2028 | 0 | 2035 | 2033 | 0 | 0 | 2035 | 2030 | 2032 | 2034 | 2036 | 2029 | 2030 | 2034 | 0 | 0 | 2036 | 2031 | 2030 | 2030 | 2032 | 2030 | 2034 | 2034 | 2034 | 2030 | 2031 | 2034 | 2034 | 2031 | 2030 | 2038 | 2031 | 2031 | 2036 | 2033 | 2033 | 2036 | 2036 | 2036 | 2034 | 2028 | 2028 | 2028 | 2028 | 2033 | 2033 | 2033 | 2036 | 2044 | 2044 | 2044 | 2044 | 2033 | 2038 | 2038 | 2038 | 2031 | 2038 | 2034 | 2038 | 2034 | 2031 | 2037 | 2037 | 2033 | 2034 | 2038 | 2032 | 0 | 2030 | 2030 | 2034 | 2041 | 2036 | 2041 | 2028 | 2028 | 2036 | 2036 | 2033 | 2033 | 2038 | 2033 | 2036 | 2034 | 2034 | 2033 | 0
|  | EODS AMOUNT | N/A | N/A | N/A | N/A | N/A | N/A | 2000 | 15 | N/A | N/A | N/A | N/A | N/A | N/A | N/A | 1299 | N/A | 532 | N/A | N/A | 1200 | 1522 | N/A | N/A | 6800 | N/A | N/A | N/A | 9999 | N/A | 2048 | 4680 | 2209 | N/A | N/A | 2724.8 | N/A | N/A | N/A | N/A | N/A | N/A | N/A | 25 | N/A | N/A | N/A | N/A | 2300 | N/A | N/A | N/A | N/A | N/A | N/A | N/A | N/A | N/A | N/A | N/A | N/A | N/A | N/A | N/A | N/A | N/A | N/A | 230 | 962 | 632 | N/A | 67.7 | N/A | 106.58 | 1477 | 475 | N/A | N/A | 6843 | 6343 | 390 | 607 | 122 | 546 | N/A | N/A | 87 | 302 | N/A | 2047 | 291 | 226 | 65 | 4125 | N/A | N/A | N/A
|  | Est. Cost (millions): | N/A | N/A | N/A | N/A | N/A | N/A | 66 | 45 | N/A | N/A | N/A | N/A | N/A | N/A | N/A | 67 | N/A | N/A | N/A | N/A | 69 | N/A | N/A | N/A | 2165 | N/A | N/A | N/A | N/A | N/A | N/A | N/A | N/A | N/A | N/A | N/A | N/A | N/A | N/A | N/A | N/A | N/A | N/A | 180 | N/A | N/A | N/A | N/A | N/A | N/A | N/A | N/A | N/A | N/A | N/A | N/A | N/A | N/A | N/A | N/A | N/A | N/A | N/A | N/A | N/A | N/A | N/A | 1008.032 | 940 | 220 | N/A | 620 | 0 | 120 | 150 | 760 | 100 | N/A | 35 | 0 | 110 | 1500 | 250 | 550 | N/A | N/A | 370 | 0 | N/A | N/A | 125 | 135 | 330 | 830 | 0 | N/A | N/A
|  | Est. In Service Date: | 0 | 0 | 0 | 0 | 0 | 0 | 2035 | 2029 | 0 | 0 | 0 | 2033 | 0 | 0 | 0 | 2029 | 0 | 2034 | 0 | 0 | 0 | 2034 | 0 | 0 | 2036 | 0 | 0 | 0 | 2032 | 0 | 2034 | 2034 | 2034 | 0 | 0 | 2034 | 0 | 0 | 0 | 0 | 0 | 0 | 0 | 2033 | 0 | 0 | 0 | 0 | 2034 | 0 | 0 | 0 | 0 | 0 | 0 | 0 | 0 | 0 | 0 | 0 | 0 | 0 | 0 | 0 | 0 | 0 | 0 | 2034 | 2038 | 2034 | 0 | 2037 | 2037 | 2033 | 2034 | 2038 | 2032 | 0 | 2030 | 2030 | 2034 | 2041 | 2036 | 2041 | 2028 | 2028 | 2036 | 2036 | 0 | 2033 | 2038 | 2033 | 2036 | 2034 | 2034 | 0 | 0
|  | Upgrades are same | None | None | None | None | None | None | No | No | None | None | None | Yes | None | None | None | Yes | None | Yes | None | None | Yes | Yes | Yes | Yes | Yes | None | None | None | Yes | None | Yes | Yes | YES | None | None | Yes | None | None | None | None | None | None | None | Yes | None | None | None | None | Yes | None | None | None | None | None | None | None | None | None | None | None | None | None | None | None | None | None | None | Yes | Yes | Yes | None | Yes | Yes | Yes | Yes | Yes | Yes | None | Yes | Yes | Yes | Yes | Yes | Yes | Yes | Yes | Yes | Yes | None | Yes | Yes | Yes | Yes | Yes | Yes | None | No
|  | Upgrade approved | No | No | No | No | No | No | No | No | No | No | No | Yes | Yes | Yes | No | No | No | Yes | No | No | No | Yes | Yes | Yes | No | No | No | No | Yes | No | Yes | Yes | Yes | No | No | Yes | Yes | No | No | No | No | No | No | No | No | No | No | No | Yes | Yes | Yes | Yes | Yes | No | No | No | No | No | No | No | No | No | No | No | No | No | No | No | No | No | No | No | No | No | No | No | No | No | No | No | No | No | No | No | Yes | Yes | No | No | No | No | No | No | No | No | No | No | No
Tx Calculations for Mapped Portfolio Resources
FCDS | Mapped MWs
|  | Geothermal | 0 | 0 | 0 | 0 | 0 | 0 | 0 | 0 | 0 | 422 | 13 | 13 | 13 | 13 | 0 | 0 | 0 | 0 | 525 | 525 | 0 | 525 | 400 | 567.3 | 567.3 | 0 | 0 | 0 | 125 | 0 | 125 | 125 | 125 | 0 | 0 | 125 | 125 | 0 | 0 | 188 | 40 | 148 | 40 | 0 | 0 | 40 | 40 | 40 | 0 | 0 | 0 | 0 | 148 | 73.5 | 148 | 148 | 0 | 0 | 73.5 | 113.5 | 40 | 0 | 0 | 0 | 0 | 73.5 | 148 | 0 | 0 | 0 | 0 | 0 | 0 | 0 | 0 | 0 | 0 | 0 | 0 | 0 | 0 | 0 | 0 | 0 | 0 | 0 | 0 | 0 | 0 | 0 | 0 | 0 | 0 | 0 | 0 | 0 | 0
|  | Biomass | 0 | 0 | 2 | 0 | 2 | 0 | 0 | 0 | 0 | 0 | 0 | 1.5 | 4.2 | 4.2 | 0 | 0 | 0 | 0 | 0 | 5 | 0 | 5 | 0 | 0 | 2 | 0 | 0 | 0 | 0 | 0 | 0 | 0 | 0 | 0 | 0 | 0 | 0 | 0 | 0 | 84.33 | 0 | 8.7 | 10 | 17.48 | 8.5 | 50.4 | 8.5 | 18.5 | 0 | 0.5 | 0 | 0 | 10.95 | 1.15 | 9.85 | 23.95 | 0 | 3.8 | 0.5 | 48.25 | 24.3 | 0.5 | 0 | 0 | 3.1 | 3.15 | 16.7 | 27.5 | 16.9 | 0 | 5 | 0 | 0 | 5 | 9.2 | 3 | 0 | 0 | 42.688 | 40.988 | 0 | 24 | 9.2 | 9 | 20.1 | 45.888 | 0 | 9.2 | 5.3 | 22.1 | 5.8 | 0 | 9.2 | 0 | 23.4 | 15.3 | 3.1
|  | Wind | 674 | 474 | 0 | 174 | 0 | 0 | 0 | 0 | 0 | 0 | 0 | 100 | 100 | 250 | 150 | 0 | 0 | 0 | 0 | 287.5 | 0 | 287.5 | 300 | 366 | 858 | 0 | 0 | 0 | 700 | 0 | 1060 | 1000 | 1060 | 0 | 0 | 1060 | 760 | 0 | 0 | 2125.6 | 0 | 98 | 0 | 200 | 0 | 410.5 | 0 | 0 | 0 | 0 | 0 | 0 | 98 | 415.6 | 332.8 | 924.6 | 0 | 0 | 634.8 | 981.3 | 0 | 0 | 0 | 0 | 6 | 720.6 | 332.8 | 113.07 | 0 | 0 | 0 | 0 | 0 | 0 | 0 | 0 | 0 | 0 | 779.97 | 779.97 | 0 | 320 | 320 | 320 | 150 | 666.9 | 0 | 320 | 320 | 320 | 0 | 0 | 150 | 0 | 263.07 | 113.07 | 106
|  | OOS Wind | 0 | 0 | 0 | 0 | 0 | 0 | 0 | 0 | 0 | 1750 | 0 | 0 | 0 | 0 | 0 | 0 | 0 | 3099 | 0 | 0 | 0 | 3099 | 0 | 1151 | 7250 | 0 | 0 | 0 | 0 | 0 | 0 | 0 | 0 | 0 | 0 | 0 | 0 | 0 | 0 | 0 | 0 | 0 | 0 | 0 | 0 | 0 | 0 | 0 | 0 | 0 | 0 | 0 | 0 | 0 | 0 | 0 | 0 | 0 | 0 | 0 | 0 | 0 | 0 | 0 | 0 | 0 | 0 | 0 | 0 | 0 | 0 | 0 | 0 | 0 | 0 | 0 | 0 | 0 | 0 | 0 | 0 | 0 | 0 | 0 | 0 | 0 | 0 | 0 | 0 | 0 | 0 | 0 | 0 | 0 | 0 | 0 | 0
|  | Offshore Wind | 0 | 0 | 0 | 0 | 0 | 0 | 0 | 0 | 0 | 0 | 0 | 0 | 0 | 0 | 0 | 0 | 0 | 0 | 0 | 0 | 0 | 0 | 0 | 0 | 0 | 0 | 0 | 0 | 0 | 0 | 0 | 0 | 0 | 0 | 0 | 0 | 0 | 0 | 0 | 0 | 0 | 0 | 0 | 0 | 0 | 0 | 0 | 0 | 1607 | 0 | 0 | 0 | 0 | 0 | 0 | 0 | 0 | 0 | 0 | 0 | 0 | 0 | 0 | 0 | 0 | 0 | 0 | 0 | 0 | 0 | 0 | 0 | 0 | 0 | 0 | 0 | 0 | 0 | 0 | 0 | 0 | 0 | 0 | 0 | 0 | 0 | 0 | 0 | 0 | 0 | 0 | 0 | 0 | 2924 | 2924 | 0 | 0
|  | Solar | 1506.5 | 1081.5 | 425 | 912.5 | 0 | 425 | 425 | 0 | 0 | 10 | 0 | 321 | 532 | 732 | 200 | 300 | 500 | 1147 | 0 | 175 | 0 | 975 | 886 | 886 | 1805.5 | 0 | 0 | 0 | 0 | 0 | 20 | 419.5 | 267.5 | 0 | 0 | 20 | 20 | 0 | 0 | 74.5 | 0 | 0 | 0 | 0 | 0 | 311.21 | 0 | 0 | 0 | 0 | 0 | 24.5 | 24.5 | 24.5 | 24.5 | 30.71 | 0 | 6.21 | 0 | 6.21 | 0 | 0 | 6.21 | 6.21 | 0 | 30.71 | 74.5 | 598 | 205 | 40 | 40 | 0 | 0 | 0 | 245 | 40 | 300 | 200 | 1493.2 | 1503.2 | 0 | 683 | 0 | 0 | 0 | 843 | 0 | 0 | 0 | 330 | 0 | 5 | 0 | 0 | 1318.2 | 378 | 0
|  | Battery_4hr | 2282 | 2006 | 1435 | 1015 | 665 | 595 | 675 | 0 | 537 | 1812.6 | 0 | 316 | 416 | 440.5 | 24.5 | 180 | 1282.4 | 2103.4 | 410 | 2921.6 | 446 | 4114 | 716 | 1195 | 3859.9 | 266.93 | 310 | 75.79 | 1089.35 | 71.91 | 1250.39 | 1130.5 | 1917.99 | 59.6 | 52 | 645.6 | 752.06 | 266.93 | 100 | 1172.95 | 0 | 38 | 0 | 0 | 0 | 1217.6 | 0 | 50 | 0 | 0 | 0 | 50 | 276 | 1023.2 | 498.2 | 1356.5 | 0 | 177 | 663 | 1148.3 | 70 | 0 | 15 | 75 | 10 | 1081.3 | 478.2 | 299.25 | 13 | 30 | 33 | 0 | 0 | 0 | 33 | 30 | 65.5 | 0 | 2116.75 | 1853.55 | 0 | 1416.85 | 0 | 228.4 | 97 | 1744.75 | 0 | 0 | 0 | 970.6 | 0 | 27 | 0 | 0 | 1260.45 | 456.25 | 10
|  | Battery_8hr | 195 | 195 | 100 | 20 | 0 | 100 | 100 | 0 | 0 | 350 | 0 | 36 | 48 | 148 | 100 | 20 | 0 | 20 | 0 | 100 | 0 | 120 | 170 | 170 | 470 | 175 | 0 | 0 | 50 | 0 | 50 | 0 | 50 | 0 | 0 | 0 | 0 | 175 | 0 | 50 | 0 | 0 | 0 | 0 | 0 | 80 | 0 | 0 | 0 | 0 | 0 | 0 | 0 | 0 | 0 | 216 | 0 | 0 | 0 | 216 | 0 | 0 | 0 | 0 | 26 | 100 | 50 | 120 | 80 | 0 | 0 | 0 | 0 | 0 | 60 | 0 | 50 | 260 | 636 | 686 | 0 | 265 | 50 | 80 | 80 | 461 | 0 | 50 | 50 | 140 | 50 | 10 | 50 | 0 | 595 | 155 | 32
|  | LDES | 400 | 400 | 0 | 0 | 0 | 0 | 0 | 0 | 0 | 0 | 0 | 0 | 0 | 0 | 0 | 0 | 0 | 0 | 0 | 0 | 0 | 0 | 0 | 0 | 0 | 409.2 | 0 | 0 | 409.2 | 0 | 409.2 | 0 | 409.2 | 0 | 0 | 0 | 0 | 0 | 0 | 5 | 0 | 5 | 0 | 0 | 0 | 450 | 0 | 0 | 0 | 0 | 0 | 0 | 5 | 0 | 5 | 5 | 0 | 0 | 0 | 310 | 310 | 0 | 0 | 0 | 0 | 0 | 5 | 0 | 0 | 0 | 0 | 0 | 0 | 0 | 0 | 0 | 0 | 0 | 140 | 140 | 0 | 140 | 140 | 140 | 0 | 140 | 0 | 140 | 140 | 140 | 0 | 0 | 0 | 0 | 0 | 0 | 0
EODS | Mapped MWs
|  | Wind | 0 | 0 | 0 | 0 | 0 | 0 | 0 | 0 | 0 | 0 | 0 | 112.18 | 112.18 | 112.18 | 0 | 0 | 0 | 0 | 0 | 37 | 0 | 37 | 0 | 244 | 370.5 | 0 | 0 | 0 | 652.5 | 0 | 755.8 | 752.5 | 755.8 | 0 | 0 | 755.8 | 655.8 | 0 | 0 | 284.65 | 0 | 33.2 | 0 | 6 | 0 | 92.5 | 0 | 0 | 0 | 0 | 0 | 0 | 33.2 | 186.95 | 140.2 | 220.15 | 0 | 0 | 183.5 | 256 | 0 | 0 | 0 | 0 | 0 | 186.95 | 140.2 | 0 | 0 | 0 | 0 | 0 | 0 | 0 | 0 | 0 | 0 | 0 | 70 | 70 | 0 | 70 | 70 | 70 | 50 | 70 | 0 | 70 | 70 | 70 | 0 | 0 | 50 | 0 | 50 | 0 | 0
|  | OOS Wind | 0 | 0 | 0 | 0 | 0 | 0 | 0 | 0 | 0 | 0 | 0 | 0 | 0 | 0 | 0 | 0 | 0 | 0 | 0 | 0 | 0 | 0 | 0 | 0 | 0 | 0 | 0 | 0 | 0 | 0 | 0 | 0 | 0 | 0 | 0 | 0 | 0 | 0 | 0 | 0 | 0 | 0 | 0 | 0 | 0 | 0 | 0 | 0 | 0 | 0 | 0 | 0 | 0 | 0 | 0 | 0 | 0 | 0 | 0 | 0 | 0 | 0 | 0 | 0 | 0 | 0 | 0 | 0 | 0 | 0 | 0 | 0 | 0 | 0 | 0 | 0 | 0 | 0 | 0 | 0 | 0 | 0 | 0 | 0 | 0 | 0 | 0 | 0 | 0 | 0 | 0 | 0 | 0 | 0 | 0 | 0 | 0
|  | Offshore Wind | 0 | 0 | 0 | 0 | 0 | 0 | 0 | 0 | 0 | 0 | 0 | 0 | 0 | 0 | 0 | 0 | 0 | 0 | 0 | 0 | 0 | 0 | 0 | 0 | 0 | 0 | 0 | 0 | 0 | 0 | 0 | 0 | 0 | 0 | 0 | 0 | 0 | 0 | 0 | 0 | 0 | 0 | 0 | 0 | 0 | 0 | 0 | 0 | 0 | 0 | 0 | 0 | 0 | 0 | 0 | 0 | 0 | 0 | 0 | 0 | 0 | 0 | 0 | 0 | 0 | 0 | 0 | 0 | 0 | 0 | 0 | 0 | 0 | 0 | 0 | 0 | 0 | 0 | 0 | 0 | 0 | 0 | 0 | 0 | 0 | 0 | 0 | 0 | 0 | 0 | 0 | 0 | 0 | 0 | 0 | 0 | 0
|  | Distributed Solar | 25.5 | 0 | 18 | 0 | 0 | 18 | 18 | 0 | 6.96 | 12.85 | 0 | 10.3 | 24.3 | 24.3 | 0 | 0 | 0 | 0 | 0 | 0 | 0 | 0 | 0 | 0 | 0 | 10 | 0 | 4.84 | 0 | 4.84 | 14.84 | 0 | 14.84 | 0 | 0 | 0 | 4.84 | 10 | 0 | 63.529 | 0 | 5 | 1.9 | 0 | 12.33 | 84.015 | 11.5 | 14.23 | 0 | 8 | 0 | 4 | 27.2 | 24.3 | 29.3 | 48.175 | 0 | 7.075 | 8 | 48.605 | 18.23 | 8 | 0 | 2.6 | 3 | 30.575 | 25.6 | 47.98 | 29.33 | 9 | 29.65 | 2.4 | 2.4 | 5.8 | 29.4 | 22.28 | 0 | 0 | 103.3 | 95.73 | 6.15 | 61.71 | 42.21 | 39.06 | 23.56 | 75.61 | 0 | 47.21 | 19.06 | 45.56 | 7.56 | 0 | 31.06 | 0 | 60.69 | 4.5 | 3
|  | Solar | 1553 | 1483 | 380 | 1070 | 0 | 275 | 380 | 0 | 0 | 0 | 0 | 389.8 | 423.8 | 623.8 | 200 | 800 | 1525 | 2948.5 | 390 | 693.5 | 463.5 | 3018.5 | 925 | 925 | 3794 | 0 | 0 | 0 | 42 | 0 | 172 | 841 | 811 | 0 | 0 | 172 | 172 | 0 | 0 | 355 | 12 | 0 | 12 | 0 | 12 | 691.11 | 0 | 12 | 0 | 0 | 0 | 0 | 0 | 113 | 113 | 207.11 | 0 | 14.11 | 100 | 126.11 | 12 | 0 | 14.11 | 14.11 | 0 | 114.11 | 243 | 350 | 205 | 0 | 15 | 0 | 0 | 12 | 183 | 0 | 170 | 500 | 2895.7 | 3079.7 | 0 | 1054 | 0 | 0 | 0 | 1787 | 0 | 0 | 0 | 840 | 0 | 90 | 0 | 0 | 2175.7 | 342 | 0
| HSN Output | HSN
|  | Geothermal | 0 | 0 | 0 | 0 | 0 | 0 | 0 | 0 | 0 | 422 | 13 | 13 | 13 | 13 | 0 | 0 | 0 | 0 | 525 | 525 | 0 | 525 | 400 | 567.3 | 567.3 | 0 | 0 | 0 | 125 | 0 | 125 | 125 | 125 | 0 | 0 | 125 | 125 | 0 | 0 | 188 | 40 | 148 | 40 | 0 | 0 | 40 | 40 | 40 | 0 | 0 | 0 | 0 | 148 | 73.5 | 148 | 148 | 0 | 0 | 73.5 | 113.5 | 40 | 0 | 0 | 0 | 0 | 73.5 | 148 | 0 | 0 | 0 | 0 | 0 | 0 | 0 | 0 | 0 | 0 | 0 | 0 | 0 | 0 | 0 | 0 | 0 | 0 | 0 | 0 | 0 | 0 | 0 | 0 | 0 | 0 | 0 | 0 | 0 | 0
|  | Biomass | 0 | 0 | 2 | 0 | 2 | 0 | 0 | 0 | 0 | 0 | 0 | 1.5 | 4.2 | 4.2 | 0 | 0 | 0 | 0 | 0 | 5 | 0 | 5 | 0 | 0 | 2 | 0 | 0 | 0 | 0 | 0 | 0 | 0 | 0 | 0 | 0 | 0 | 0 | 0 | 0 | 84.33 | 0 | 8.7 | 10 | 17.48 | 8.5 | 50.4 | 8.5 | 18.5 | 0 | 0.5 | 0 | 0 | 10.95 | 1.15 | 9.85 | 23.95 | 0 | 3.8 | 0.5 | 48.25 | 24.3 | 0.5 | 0 | 0 | 3.1 | 3.15 | 16.7 | 27.5 | 16.9 | 0 | 5 | 0 | 0 | 5 | 9.2 | 3 | 0 | 0 | 42.688 | 40.988 | 0 | 24 | 9.2 | 9 | 20.1 | 45.888 | 0 | 9.2 | 5.3 | 22.1 | 5.8 | 0 | 9.2 | 0 | 23.4 | 15.3 | 3.1
|  | Wind | 323.52 | 227.52 | 0 | 83.52 | 0 | 0 | 0 | 0 | 0 | 0 | 0 | 48 | 48 | 120 | 72 | 0 | 0 | 0 | 0 | 138 | 0 | 138 | 144 | 175.68 | 411.84 | 0 | 0 | 0 | 245 | 0 | 371 | 350 | 371 | 0 | 0 | 371 | 266 | 0 | 0 | 1062.8 | 0 | 49 | 0 | 100 | 0 | 205.25 | 0 | 0 | 0 | 0 | 0 | 0 | 49 | 207.8 | 166.4 | 462.3 | 0 | 0 | 317.4 | 490.65 | 0 | 0 | 0 | 0 | 3 | 360.3 | 166.4 | 56.535 | 0 | 0 | 0 | 0 | 0 | 0 | 0 | 0 | 0 | 0 | 389.985 | 389.985 | 0 | 160 | 160 | 160 | 75 | 333.45 | 0 | 160 | 160 | 160 | 0 | 0 | 75 | 0 | 131.535 | 56.535 | 53
|  | OOS Wind | 0 | 0 | 0 | 0 | 0 | 0 | 0 | 0 | 0 | 1172.5 | 0 | 0 | 0 | 0 | 0 | 0 | 0 | 2076.33 | 0 | 0 | 0 | 2076.33 | 0 | 771.17 | 4857.5 | 0 | 0 | 0 | 0 | 0 | 0 | 0 | 0 | 0 | 0 | 0 | 0 | 0 | 0 | 0 | 0 | 0 | 0 | 0 | 0 | 0 | 0 | 0 | 0 | 0 | 0 | 0 | 0 | 0 | 0 | 0 | 0 | 0 | 0 | 0 | 0 | 0 | 0 | 0 | 0 | 0 | 0 | 0 | 0 | 0 | 0 | 0 | 0 | 0 | 0 | 0 | 0 | 0 | 0 | 0 | 0 | 0 | 0 | 0 | 0 | 0 | 0 | 0 | 0 | 0 | 0 | 0 | 0 | 0 | 0 | 0 | 0
|  | Offshore Wind | 0 | 0 | 0 | 0 | 0 | 0 | 0 | 0 | 0 | 0 | 0 | 0 | 0 | 0 | 0 | 0 | 0 | 0 | 0 | 0 | 0 | 0 | 0 | 0 | 0 | 0 | 0 | 0 | 0 | 0 | 0 | 0 | 0 | 0 | 0 | 0 | 0 | 0 | 0 | 0 | 0 | 0 | 0 | 0 | 0 | 0 | 0 | 0 | 1365.95 | 0 | 0 | 0 | 0 | 0 | 0 | 0 | 0 | 0 | 0 | 0 | 0 | 0 | 0 | 0 | 0 | 0 | 0 | 0 | 0 | 0 | 0 | 0 | 0 | 0 | 0 | 0 | 0 | 0 | 0 | 0 | 0 | 0 | 0 | 0 | 0 | 0 | 0 | 0 | 0 | 0 | 0 | 0 | 0 | 2485.4 | 2485.4 | 0 | 0
|  | Solar | 195.845 | 140.595 | 55.25 | 118.625 | 0 | 55.25 | 55.25 | 0 | 0 | 1.3 | 0 | 41.73 | 69.16 | 95.16 | 26 | 39 | 65 | 149.11 | 0 | 22.75 | 0 | 126.75 | 70.88 | 70.88 | 234.715 | 0 | 0 | 0 | 0 | 0 | 1.2 | 25.17 | 16.05 | 0 | 0 | 1.2 | 1.2 | 0 | 0 | 11.175 | 0 | 0 | 0 | 0 | 0 | 46.6815 | 0 | 0 | 0 | 0 | 0 | 3.675 | 3.675 | 3.675 | 3.675 | 4.6065 | 0 | 0.9315 | 0 | 0.9315 | 0 | 0 | 0.9315 | 0.9315 | 0 | 4.6065 | 11.175 | 89.7 | 30.75 | 6 | 6 | 0 | 0 | 0 | 36.75 | 6 | 45 | 30 | 223.98 | 225.48 | 0 | 102.45 | 0 | 0 | 0 | 126.45 | 0 | 0 | 0 | 49.5 | 0 | 0.75 | 0 | 0 | 197.73 | 56.7 | 0
|  | Battery_4hr | 2282 | 2006 | 1435 | 1015 | 665 | 595 | 675 | 0 | 537 | 1812.6 | 0 | 316 | 416 | 440.5 | 24.5 | 180 | 1282.4 | 2103.4 | 410 | 2921.6 | 446 | 4114 | 716 | 1195 | 3859.9 | 266.93 | 310 | 75.79 | 1089.35 | 71.91 | 1250.39 | 1130.5 | 1917.99 | 59.6 | 52 | 645.6 | 752.06 | 266.93 | 100 | 1172.95 | 0 | 38 | 0 | 0 | 0 | 1217.6 | 0 | 50 | 0 | 0 | 0 | 50 | 276 | 1023.2 | 498.2 | 1356.5 | 0 | 177 | 663 | 1148.3 | 70 | 0 | 15 | 75 | 10 | 1081.3 | 478.2 | 299.25 | 13 | 30 | 33 | 0 | 0 | 0 | 33 | 30 | 65.5 | 0 | 2116.75 | 1853.55 | 0 | 1416.85 | 0 | 228.4 | 97 | 1744.75 | 0 | 0 | 0 | 970.6 | 0 | 27 | 0 | 0 | 1260.45 | 456.25 | 10
|  | Battery_8hr | 195 | 195 | 100 | 20 | 0 | 100 | 100 | 0 | 0 | 350 | 0 | 36 | 48 | 148 | 100 | 20 | 0 | 20 | 0 | 100 | 0 | 120 | 170 | 170 | 470 | 175 | 0 | 0 | 50 | 0 | 50 | 0 | 50 | 0 | 0 | 0 | 0 | 175 | 0 | 50 | 0 | 0 | 0 | 0 | 0 | 80 | 0 | 0 | 0 | 0 | 0 | 0 | 0 | 0 | 0 | 216 | 0 | 0 | 0 | 216 | 0 | 0 | 0 | 0 | 26 | 100 | 50 | 120 | 80 | 0 | 0 | 0 | 0 | 0 | 60 | 0 | 50 | 260 | 636 | 686 | 0 | 265 | 50 | 80 | 80 | 461 | 0 | 50 | 50 | 140 | 50 | 10 | 50 | 0 | 595 | 155 | 32
|  | LDES | 400 | 400 | 0 | 0 | 0 | 0 | 0 | 0 | 0 | 0 | 0 | 0 | 0 | 0 | 0 | 0 | 0 | 0 | 0 | 0 | 0 | 0 | 0 | 0 | 0 | 409.2 | 0 | 0 | 409.2 | 0 | 409.2 | 0 | 409.2 | 0 | 0 | 0 | 0 | 0 | 0 | 5 | 0 | 5 | 0 | 0 | 0 | 450 | 0 | 0 | 0 | 0 | 0 | 0 | 5 | 0 | 5 | 5 | 0 | 0 | 0 | 310 | 310 | 0 | 0 | 0 | 0 | 0 | 5 | 0 | 0 | 0 | 0 | 0 | 0 | 0 | 0 | 0 | 0 | 0 | 140 | 140 | 0 | 140 | 140 | 140 | 0 | 140 | 0 | 140 | 140 | 140 | 0 | 0 | 0 | 0 | 0 | 0 | 0
|  | Total | 3396.365 | 2969.115 | 1592.25 | 1237.145 | 667 | 750.25 | 830.25 | 0 | 537 | 3758.4 | 13 | 456.23 | 598.36 | 820.86 | 222.5 | 239 | 1347.4 | 4348.84 | 935 | 3712.35 | 446 | 7105.08 | 1500.88 | 2950.03 | 10403.255 | 851.13 | 310 | 75.79 | 1918.55 | 71.91 | 2206.79 | 1630.67 | 2889.24 | 59.6 | 52 | 1142.8 | 1144.26 | 441.93 | 100 | 2574.255 | 40 | 248.7 | 50 | 117.48 | 8.5 | 2089.9315 | 48.5 | 108.5 | 1365.95 | 0.5 | 0 | 53.675 | 492.625 | 1309.325 | 831.125 | 2216.3565 | 0 | 181.7315 | 1054.4 | 2327.6315 | 444.3 | 0.5 | 15.9315 | 75.9315 | 42.1 | 1622.8565 | 875.475 | 592.985 | 140.65 | 36 | 44 | 0 | 0 | 5 | 138.95 | 39 | 160.5 | 290 | 3549.403 | 3336.003 | 0 | 2108.3 | 359.2 | 617.4 | 272.1 | 2851.538 | 0 | 359.2 | 355.3 | 1482.2 | 55.8 | 37.75 | 134.2 | 2485.4 | 4693.515 | 739.785 | 98.1
| SSN Output | SSN
|  | Geothermal | 0 | 0 | 0 | 0 | 0 | 0 | 0 | 0 | 0 | 422 | 13 | 13 | 13 | 13 | 0 | 0 | 0 | 0 | 525 | 525 | 0 | 525 | 400 | 567.3 | 567.3 | 0 | 0 | 0 | 125 | 0 | 125 | 125 | 125 | 0 | 0 | 125 | 125 | 0 | 0 | 188 | 40 | 148 | 40 | 0 | 0 | 40 | 40 | 40 | 0 | 0 | 0 | 0 | 148 | 73.5 | 148 | 148 | 0 | 0 | 73.5 | 113.5 | 40 | 0 | 0 | 0 | 0 | 73.5 | 148 | 0 | 0 | 0 | 0 | 0 | 0 | 0 | 0 | 0 | 0 | 0 | 0 | 0 | 0 | 0 | 0 | 0 | 0 | 0 | 0 | 0 | 0 | 0 | 0 | 0 | 0 | 0 | 0 | 0 | 0
|  | Biomass | 0 | 0 | 2 | 0 | 2 | 0 | 0 | 0 | 0 | 0 | 0 | 1.5 | 4.2 | 4.2 | 0 | 0 | 0 | 0 | 0 | 5 | 0 | 5 | 0 | 0 | 2 | 0 | 0 | 0 | 0 | 0 | 0 | 0 | 0 | 0 | 0 | 0 | 0 | 0 | 0 | 84.33 | 0 | 8.7 | 10 | 17.48 | 8.5 | 50.4 | 8.5 | 18.5 | 0 | 0.5 | 0 | 0 | 10.95 | 1.15 | 9.85 | 23.95 | 0 | 3.8 | 0.5 | 48.25 | 24.3 | 0.5 | 0 | 0 | 3.1 | 3.15 | 16.7 | 27.5 | 16.9 | 0 | 5 | 0 | 0 | 5 | 9.2 | 3 | 0 | 0 | 42.688 | 40.988 | 0 | 24 | 9.2 | 9 | 20.1 | 45.888 | 0 | 9.2 | 5.3 | 22.1 | 5.8 | 0 | 9.2 | 0 | 23.4 | 15.3 | 3.1
|  | Wind | 114.58 | 80.58 | 0 | 29.58 | 0 | 0 | 0 | 0 | 0 | 0 | 0 | 17 | 17 | 42.5 | 25.5 | 0 | 0 | 0 | 0 | 48.875 | 0 | 48.875 | 51 | 62.22 | 145.86 | 0 | 0 | 0 | 70 | 0 | 106 | 100 | 106 | 0 | 0 | 106 | 76 | 0 | 0 | 403.864 | 0 | 18.62 | 0 | 38 | 0 | 77.995 | 0 | 0 | 0 | 0 | 0 | 0 | 18.62 | 78.964 | 63.232 | 175.674 | 0 | 0 | 120.612 | 186.447 | 0 | 0 | 0 | 0 | 1.14 | 136.914 | 63.232 | 21.4833 | 0 | 0 | 0 | 0 | 0 | 0 | 0 | 0 | 0 | 0 | 148.1943 | 148.1943 | 0 | 60.8 | 60.8 | 60.8 | 28.5 | 126.711 | 0 | 60.8 | 60.8 | 60.8 | 0 | 0 | 28.5 | 0 | 49.9833 | 21.4833 | 20.14
|  | OOS Wind | 0 | 0 | 0 | 0 | 0 | 0 | 0 | 0 | 0 | 612.5 | 0 | 0 | 0 | 0 | 0 | 0 | 0 | 1084.65 | 0 | 0 | 0 | 1084.65 | 0 | 402.85 | 2537.5 | 0 | 0 | 0 | 0 | 0 | 0 | 0 | 0 | 0 | 0 | 0 | 0 | 0 | 0 | 0 | 0 | 0 | 0 | 0 | 0 | 0 | 0 | 0 | 0 | 0 | 0 | 0 | 0 | 0 | 0 | 0 | 0 | 0 | 0 | 0 | 0 | 0 | 0 | 0 | 0 | 0 | 0 | 0 | 0 | 0 | 0 | 0 | 0 | 0 | 0 | 0 | 0 | 0 | 0 | 0 | 0 | 0 | 0 | 0 | 0 | 0 | 0 | 0 | 0 | 0 | 0 | 0 | 0 | 0 | 0 | 0 | 0
|  | Offshore Wind | 0 | 0 | 0 | 0 | 0 | 0 | 0 | 0 | 0 | 0 | 0 | 0 | 0 | 0 | 0 | 0 | 0 | 0 | 0 | 0 | 0 | 0 | 0 | 0 | 0 | 0 | 0 | 0 | 0 | 0 | 0 | 0 | 0 | 0 | 0 | 0 | 0 | 0 | 0 | 0 | 0 | 0 | 0 | 0 | 0 | 0 | 0 | 0 | 723.15 | 0 | 0 | 0 | 0 | 0 | 0 | 0 | 0 | 0 | 0 | 0 | 0 | 0 | 0 | 0 | 0 | 0 | 0 | 0 | 0 | 0 | 0 | 0 | 0 | 0 | 0 | 0 | 0 | 0 | 0 | 0 | 0 | 0 | 0 | 0 | 0 | 0 | 0 | 0 | 0 | 0 | 0 | 0 | 0 | 1315.8 | 1315.8 | 0 | 0
|  | Solar | 1205.2 | 865.2 | 340 | 730 | 0 | 340 | 340 | 0 | 0 | 8 | 0 | 256.8 | 425.6 | 585.6 | 160 | 240 | 400 | 917.6 | 0 | 140 | 0 | 780 | 584.76 | 584.76 | 1444.4 | 0 | 0 | 0 | 0 | 0 | 14.2 | 297.845 | 189.925 | 0 | 0 | 14.2 | 14.2 | 0 | 0 | 52.895 | 0 | 0 | 0 | 0 | 0 | 220.9591 | 0 | 0 | 0 | 0 | 0 | 17.395 | 17.395 | 17.395 | 17.395 | 21.8041 | 0 | 4.4091 | 0 | 4.4091 | 0 | 0 | 4.4091 | 4.4091 | 0 | 21.8041 | 52.895 | 424.58 | 145.55 | 28.4 | 28.4 | 0 | 0 | 0 | 173.95 | 28.4 | 213 | 142 | 1060.172 | 1067.272 | 0 | 484.93 | 0 | 0 | 0 | 598.53 | 0 | 0 | 0 | 234.3 | 0 | 3.55 | 0 | 0 | 935.922 | 268.38 | 0
|  | Battery_4hr | 1141 | 1003 | 717.5 | 507.5 | 332.5 | 297.5 | 337.5 | 0 | 268.5 | 906.3 | 0 | 158 | 208 | 220.25 | 12.25 | 90 | 641.2 | 1051.7 | 205 | 1460.8 | 223 | 2057 | 358 | 597.5 | 1929.95 | 133.465 | 155 | 37.895 | 544.675 | 35.955 | 625.195 | 565.25 | 958.995 | 29.8 | 26 | 322.8 | 376.03 | 133.465 | 50 | 586.475 | 0 | 19 | 0 | 0 | 0 | 608.8 | 0 | 25 | 0 | 0 | 0 | 25 | 138 | 511.6 | 249.1 | 678.25 | 0 | 88.5 | 331.5 | 574.15 | 35 | 0 | 7.5 | 37.5 | 5 | 540.65 | 239.1 | 149.625 | 6.5 | 15 | 16.5 | 0 | 0 | 0 | 16.5 | 15 | 32.75 | 0 | 1058.375 | 926.775 | 0 | 708.425 | 0 | 114.2 | 48.5 | 872.375 | 0 | 0 | 0 | 485.3 | 0 | 13.5 | 0 | 0 | 630.225 | 228.125 | 5
|  | Battery_8hr | 97.5 | 97.5 | 50 | 10 | 0 | 50 | 50 | 0 | 0 | 175 | 0 | 18 | 24 | 74 | 50 | 10 | 0 | 10 | 0 | 50 | 0 | 60 | 85 | 85 | 235 | 87.5 | 0 | 0 | 25 | 0 | 25 | 0 | 25 | 0 | 0 | 0 | 0 | 87.5 | 0 | 25 | 0 | 0 | 0 | 0 | 0 | 40 | 0 | 0 | 0 | 0 | 0 | 0 | 0 | 0 | 0 | 108 | 0 | 0 | 0 | 108 | 0 | 0 | 0 | 0 | 13 | 50 | 25 | 60 | 40 | 0 | 0 | 0 | 0 | 0 | 30 | 0 | 25 | 130 | 318 | 343 | 0 | 132.5 | 25 | 40 | 40 | 230.5 | 0 | 25 | 25 | 70 | 25 | 5 | 25 | 0 | 297.5 | 77.5 | 16
|  | LDES | 200 | 200 | 0 | 0 | 0 | 0 | 0 | 0 | 0 | 0 | 0 | 0 | 0 | 0 | 0 | 0 | 0 | 0 | 0 | 0 | 0 | 0 | 0 | 0 | 0 | 204.6 | 0 | 0 | 204.6 | 0 | 204.6 | 0 | 204.6 | 0 | 0 | 0 | 0 | 0 | 0 | 2.5 | 0 | 2.5 | 0 | 0 | 0 | 225 | 0 | 0 | 0 | 0 | 0 | 0 | 2.5 | 0 | 2.5 | 2.5 | 0 | 0 | 0 | 155 | 155 | 0 | 0 | 0 | 0 | 0 | 2.5 | 0 | 0 | 0 | 0 | 0 | 0 | 0 | 0 | 0 | 0 | 0 | 70 | 70 | 0 | 70 | 70 | 70 | 0 | 70 | 0 | 70 | 70 | 70 | 0 | 0 | 0 | 0 | 0 | 0 | 0
|  | Total | 2758.28 | 2246.28 | 1109.5 | 1277.08 | 334.5 | 687.5 | 727.5 | 0 | 268.5 | 2123.8 | 13 | 464.3 | 691.8 | 939.55 | 247.75 | 340 | 1041.2 | 3063.95 | 730 | 2229.675 | 223 | 4560.525 | 1478.76 | 2299.63 | 6862.01 | 425.565 | 155 | 37.895 | 969.275 | 35.955 | 1099.995 | 1088.095 | 1609.52 | 29.8 | 26 | 568 | 591.23 | 220.965 | 50 | 1343.064 | 40 | 196.82 | 50 | 55.48 | 8.5 | 1263.1541 | 48.5 | 83.5 | 723.15 | 0.5 | 0 | 42.395 | 335.465 | 682.609 | 490.077 | 1158.1781 | 0 | 96.7091 | 526.112 | 1189.7561 | 254.3 | 0.5 | 11.9091 | 41.9091 | 22.24 | 826.0181 | 547.427 | 683.1883 | 208.95 | 43.4 | 49.9 | 0 | 0 | 5 | 229.65 | 46.4 | 270.75 | 272 | 2697.4293 | 2596.2293 | 0 | 1480.655 | 165 | 294 | 137.1 | 1944.004 | 0 | 165 | 161.1 | 942.5 | 30.8 | 22.05 | 62.7 | 1315.8 | 3252.8303 | 610.7883 | 44.24
| EODS Output | EODS
|  | Geothermal | 0 | 0 | 0 | 0 | 0 | 0 | 0 | 0 | 0 | 422 | 13 | 13 | 13 | 13 | 0 | 0 | 0 | 0 | 525 | 525 | 0 | 525 | 400 | 567.3 | 567.3 | 0 | 0 | 0 | 125 | 0 | 125 | 125 | 125 | 0 | 0 | 125 | 125 | 0 | 0 | 188 | 40 | 148 | 40 | 0 | 0 | 40 | 40 | 40 | 0 | 0 | 0 | 0 | 148 | 73.5 | 148 | 148 | 0 | 0 | 73.5 | 113.5 | 40 | 0 | 0 | 0 | 0 | 73.5 | 148 | 0 | 0 | 0 | 0 | 0 | 0 | 0 | 0 | 0 | 0 | 0 | 0 | 0 | 0 | 0 | 0 | 0 | 0 | 0 | 0 | 0 | 0 | 0 | 0 | 0 | 0 | 0 | 0 | 0 | 0
|  | Biomass | 0 | 0 | 0 | 0 | 0 | 0 | 0 | 0 | 0 | 0 | 0 | 0 | 0 | 0 | 0 | 0 | 0 | 0 | 0 | 0 | 0 | 0 | 0 | 0 | 0 | 0 | 0 | 0 | 0 | 0 | 0 | 0 | 0 | 0 | 0 | 0 | 0 | 0 | 0 | 0 | 0 | 0 | 0 | 0 | 0 | 0 | 0 | 0 | 0 | 0 | 0 | 0 | 0 | 0 | 0 | 0 | 0 | 0 | 0 | 0 | 0 | 0 | 0 | 0 | 0 | 0 | 0 | 0 | 0 | 0 | 0 | 0 | 0 | 0 | 0 | 0 | 0 | 0 | 0 | 0 | 0 | 0 | 0 | 0 | 0 | 0 | 0 | 0 | 0 | 0 | 0 | 0 | 0 | 0 | 0 | 0 | 0
|  | Wind | 296.56 | 208.56 | 0 | 76.56 | 0 | 0 | 0 | 0 | 0 | 0 | 0 | 93.3592 | 93.3592 | 159.3592 | 66 | 0 | 0 | 0 | 0 | 142.78 | 0 | 142.78 | 132 | 268.4 | 540.54 | 0 | 0 | 0 | 595.1 | 0 | 798.952 | 771.1 | 798.952 | 0 | 0 | 798.952 | 622.952 | 0 | 0 | 1518.4575 | 0 | 82.656 | 0 | 129.78 | 0 | 316.89 | 0 | 0 | 0 | 0 | 0 | 0 | 82.656 | 379.6065 | 297.99 | 721.1925 | 0 | 0 | 515.529 | 779.499 | 0 | 0 | 0 | 0 | 3.78 | 571.7565 | 297.99 | 49.7508 | 0 | 0 | 0 | 0 | 0 | 0 | 0 | 0 | 0 | 0 | 373.9868 | 373.9868 | 0 | 171.6 | 171.6 | 171.6 | 88 | 324.236 | 0 | 171.6 | 171.6 | 171.6 | 0 | 0 | 88 | 0 | 137.7508 | 49.7508 | 46.64
|  | OOS Wind | 0 | 0 | 0 | 0 | 0 | 0 | 0 | 0 | 0 | 1172.5 | 0 | 0 | 0 | 0 | 0 | 0 | 0 | 2076.33 | 0 | 0 | 0 | 2076.33 | 0 | 771.17 | 4857.5 | 0 | 0 | 0 | 0 | 0 | 0 | 0 | 0 | 0 | 0 | 0 | 0 | 0 | 0 | 0 | 0 | 0 | 0 | 0 | 0 | 0 | 0 | 0 | 0 | 0 | 0 | 0 | 0 | 0 | 0 | 0 | 0 | 0 | 0 | 0 | 0 | 0 | 0 | 0 | 0 | 0 | 0 | 0 | 0 | 0 | 0 | 0 | 0 | 0 | 0 | 0 | 0 | 0 | 0 | 0 | 0 | 0 | 0 | 0 | 0 | 0 | 0 | 0 | 0 | 0 | 0 | 0 | 0 | 0 | 0 | 0 | 0
|  | Offshore Wind | 0 | 0 | 0 | 0 | 0 | 0 | 0 | 0 | 0 | 0 | 0 | 0 | 0 | 0 | 0 | 0 | 0 | 0 | 0 | 0 | 0 | 0 | 0 | 0 | 0 | 0 | 0 | 0 | 0 | 0 | 0 | 0 | 0 | 0 | 0 | 0 | 0 | 0 | 0 | 0 | 0 | 0 | 0 | 0 | 0 | 0 | 0 | 0 | 1607 | 0 | 0 | 0 | 0 | 0 | 0 | 0 | 0 | 0 | 0 | 0 | 0 | 0 | 0 | 0 | 0 | 0 | 0 | 0 | 0 | 0 | 0 | 0 | 0 | 0 | 0 | 0 | 0 | 0 | 0 | 0 | 0 | 0 | 0 | 0 | 0 | 0 | 0 | 0 | 0 | 0 | 0 | 0 | 0 | 2924 | 2924 | 0 | 0
|  | Distributed Solar | 19.635 | 0 | 13.86 | 0 | 0 | 13.86 | 13.86 | 0 | 5.3592 | 9.8945 | 0 | 7.931 | 18.711 | 18.711 | 0 | 0 | 0 | 0 | 0 | 0 | 0 | 0 | 0 | 0 | 0 | 7.9 | 0 | 3.8236 | 0 | 3.8236 | 11.7236 | 0 | 11.7236 | 0 | 0 | 0 | 3.8236 | 7.9 | 0 | 43.1997 | 0 | 3.4 | 1.292 | 0 | 8.3844 | 57.1302 | 7.82 | 9.6764 | 0 | 5.44 | 0 | 2.72 | 18.496 | 16.524 | 19.924 | 32.759 | 0 | 4.811 | 5.44 | 33.0514 | 12.3964 | 5.44 | 0 | 1.768 | 2.04 | 20.791 | 17.408 | 37.9042 | 23.1707 | 7.11 | 23.4235 | 1.896 | 1.896 | 4.582 | 23.226 | 17.6012 | 0 | 0 | 81.607 | 75.6267 | 4.8585 | 48.7509 | 33.3459 | 30.8574 | 18.6124 | 59.7319 | 0 | 37.2959 | 15.0574 | 35.9924 | 5.9724 | 0 | 24.5374 | 0 | 47.9451 | 3.555 | 2.37
|  | Solar | 2355.815 | 1974.665 | 619.85 | 1526.525 | 0 | 539 | 619.85 | 0 | 0 | 7.7 | 0 | 547.316 | 735.966 | 1043.966 | 308 | 847 | 1559.25 | 3153.535 | 300.3 | 668.745 | 356.895 | 3074.995 | 1394.47 | 1394.47 | 4311.615 | 0 | 0 | 0 | 33.18 | 0 | 151.68 | 995.795 | 852.015 | 0 | 0 | 151.68 | 151.68 | 0 | 0 | 292.06 | 8.16 | 0 | 8.16 | 0 | 8.16 | 681.5776 | 0 | 8.16 | 0 | 0 | 0 | 16.66 | 16.66 | 93.5 | 93.5 | 161.7176 | 0 | 13.8176 | 68 | 89.9776 | 8.16 | 0 | 13.8176 | 13.8176 | 0 | 98.4776 | 215.9 | 748.92 | 323.9 | 31.6 | 43.45 | 0 | 0 | 9.48 | 338.12 | 31.6 | 371.3 | 553 | 3467.231 | 3620.491 | 0 | 1372.23 | 0 | 0 | 0 | 2077.7 | 0 | 0 | 0 | 924.3 | 0 | 75.05 | 0 | 0 | 2760.181 | 568.8 | 0
|  | Battery_4hr | -2282 | -2006 | -1435 | -1015 | -665 | -595 | -675 | 0 | -537 | -1812.6 | 0 | -316 | -416 | -440.5 | -24.5 | -180 | -1282.4 | -2103.4 | -410 | -2921.6 | -446 | -4114 | -716 | -1195 | -3859.9 | -266.93 | -310 | -75.79 | -1089.35 | -71.91 | -1250.39 | -1130.5 | -1917.99 | -59.6 | -52 | -645.6 | -752.06 | -266.93 | -100 | -1172.95 | 0 | -38 | 0 | 0 | 0 | -1217.6 | 0 | -50 | 0 | 0 | 0 | -50 | -276 | -1023.2 | -498.2 | -1356.5 | 0 | -177 | -663 | -1148.3 | -70 | 0 | -15 | -75 | -10 | -1081.3 | -478.2 | -299.25 | -13 | -30 | -33 | 0 | 0 | 0 | -33 | -30 | -65.5 | 0 | -2116.75 | -1853.55 | 0 | -1416.85 | 0 | -228.4 | -97 | -1744.75 | 0 | 0 | 0 | -970.6 | 0 | -27 | 0 | 0 | -1260.45 | -456.25 | -10
|  | Battery_8hr | -195 | -195 | -100 | -20 | 0 | -100 | -100 | 0 | 0 | -350 | 0 | -36 | -48 | -148 | -100 | -20 | 0 | -20 | 0 | -100 | 0 | -120 | -170 | -170 | -470 | -175 | 0 | 0 | -50 | 0 | -50 | 0 | -50 | 0 | 0 | 0 | 0 | -175 | 0 | -50 | 0 | 0 | 0 | 0 | 0 | -80 | 0 | 0 | 0 | 0 | 0 | 0 | 0 | 0 | 0 | -216 | 0 | 0 | 0 | -216 | 0 | 0 | 0 | 0 | -26 | -100 | -50 | -120 | -80 | 0 | 0 | 0 | 0 | 0 | -60 | 0 | -50 | -260 | -636 | -686 | 0 | -265 | -50 | -80 | -80 | -461 | 0 | -50 | -50 | -140 | -50 | -10 | -50 | 0 | -595 | -155 | -32
|  | LDES | -400 | -400 | 0 | 0 | 0 | 0 | 0 | 0 | 0 | 0 | 0 | 0 | 0 | 0 | 0 | 0 | 0 | 0 | 0 | 0 | 0 | 0 | 0 | 0 | 0 | -409.2 | 0 | 0 | -409.2 | 0 | -409.2 | 0 | -409.2 | 0 | 0 | 0 | 0 | 0 | 0 | -5 | 0 | -5 | 0 | 0 | 0 | -450 | 0 | 0 | 0 | 0 | 0 | 0 | -5 | 0 | -5 | -5 | 0 | 0 | 0 | -310 | -310 | 0 | 0 | 0 | 0 | 0 | -5 | 0 | 0 | 0 | 0 | 0 | 0 | 0 | 0 | 0 | 0 | 0 | -140 | -140 | 0 | -140 | -140 | -140 | 0 | -140 | 0 | -140 | -140 | -140 | 0 | 0 | 0 | 0 | 0 | 0 | 0
|  | Total | -204.99 | -417.775 | -901.29 | 568.085 | -665 | -142.14 | -141.29 | 0 | -531.6408 | -550.5055 | 13 | 309.6062 | 397.0362 | 646.5362 | 249.5 | 647 | 276.85 | 3106.465 | 415.3 | -1685.075 | -89.105 | 1585.105 | 1040.47 | 1636.34 | 5947.055 | -843.23 | -310 | -71.9664 | -795.27 | -68.0864 | -622.2344 | 761.395 | -589.4994 | -59.6 | -52 | 430.032 | 151.3956 | -434.03 | -100 | 813.7672 | 48.16 | 191.056 | 49.452 | 129.78 | 16.5444 | -652.0022 | 47.82 | 7.8364 | 1607 | 5.44 | 0 | -30.62 | -15.188 | -460.0695 | 56.214 | -513.8309 | 0 | -158.3714 | -0.531 | -658.272 | -319.4436 | 5.44 | -1.1824 | -59.4144 | -30.18 | -416.7749 | 146.098 | 417.325 | 254.0707 | 8.71 | 33.8735 | 1.896 | 1.896 | 14.062 | 268.346 | 19.2012 | 255.8 | 293 | 1030.0748 | 1390.5545 | 4.8585 | -229.2691 | 14.9459 | -245.9426 | -70.3876 | 115.9179 | 0 | 18.8959 | -3.3426 | -118.7076 | -44.0276 | 38.05 | 62.5374 | 2924 | 4014.4269 | 10.8558 | 7.01
Incorporates Approved Upgrades | bar: None
| Remaining Tx Headroom | HSN | 2752.755 | 3764.125 | 1937.75 | 1162.855 | 287 | 125.75 | 146.75 | 0 | 2163 | 9741.6 | -13 | -0.23 | 435.64 | 507.14 | 74.5 | 921 | 952.6 | 2316.16 | -935 | 1111.65 | 1004 | 1067.92 | 1871.12 | 1081.97 | -298.255 | 472.87 | -86 | 330.21 | 8682.45 | 159.09 | 1673.21 | 2227.33 | 996.76 | 144.4 | 1123 | 1574.4 | 1224.94 | 586.07 | 401 | 804.745 | 50.45 | 722.3 | 297 | -102.48 | 41.5 | -428.9315 | 374.5 | 933.5 | 934.05 | 1289.5 | 2146 | 2203.325 | 2647.375 | -763.325 | 401.875 | 2357.6435 | 32 | 116.2685 | 6999.6 | 826.3685 | 481.7 | 962.4 | 87.0385 | 102.9885 | 339.9 | 7664.1435 | -219.475 | 334.015 | 1421.35 | 195 | 1868 | 94.45 | 17.78 | 179.8 | 1453.05 | 201 | 310.5 | 1990 | 1856.597 | 2000.897 | 300.67 | 812.7 | 751.3 | -617.4 | 414.9 | 3559.462 | 0 | 1625.8 | 1426.7 | -1070.2 | 66.2 | 0.25 | 393.8 | 2675.6 | 887.485 | 3822.215 | 1567.9
|  | SSN | 3390.84 | 4486.96 | 2420.5 | 1122.92 | 619.5 | 188.5 | 249.5 | 0 | 2431.5 | 11376.2 | -13 | -8.3 | 342.2 | 388.45 | 49.25 | 820 | 1258.8 | 3601.05 | -730 | 2594.325 | 1227 | 3612.475 | 1893.24 | 1732.37 | 3242.99 | 898.435 | 69 | 368.105 | 9631.725 | 195.045 | 2780.005 | 2769.905 | 2276.48 | 174.2 | 1149 | 2149.2 | 1777.97 | 807.035 | 451 | 2035.936 | 50.45 | 774.18 | 297 | -40.48 | 41.5 | 397.8459 | 374.5 | 958.5 | 1576.85 | 1289.5 | 2146 | 2214.605 | 2804.535 | -136.609 | 742.923 | 3415.8219 | 32 | 201.2909 | 7527.888 | 1964.2439 | 671.7 | 962.4 | 91.0609 | 137.0109 | 359.76 | 8460.9819 | 108.573 | 243.8117 | 1353.05 | 187.6 | 1862.1 | 94.45 | 17.78 | 179.8 | 1362.35 | 193.6 | 200.25 | 2008 | 2708.5707 | 2740.6707 | 300.67 | 1440.345 | 945.5 | -294 | 549.9 | 4466.996 | 0 | 1820 | 1620.9 | -530.5 | 91.2 | 15.95 | 465.3 | 3845.2 | 2328.1697 | 3951.2117 | 1621.76
|  | EODS | 9125.35 | 8914.115 | 7327.29 | 2046.215 | 3306 | 1669.14 | 2279.29 | 0 | 3231.6408 | 14050.5055 | 107 | 880.3938 | 1480.9638 | 1780.4638 | 302.5 | 1555 | 2023.15 | 4753.535 | -23.3 | 8998.075 | 1692.105 | 10118.895 | 2601.53 | 2665.66 | 6657.945 | 2167.23 | 534 | 477.9664 | 11396.27 | 299.0864 | 8249.2344 | 5295.605 | 8422.4994 | 263.6 | 1227 | 4463.968 | 2217.6044 | 1462.03 | 601 | 6892.2328 | 32.84 | 1230.944 | 329.548 | -114.78 | 79.4556 | 3191.0022 | 415.18 | 967.1636 | 693 | 3722.56 | 4811 | 798.62 | 5151.188 | 4133.0695 | 3610.786 | 10649.8309 | 77 | 653.3714 | 7290.531 | 4912.272 | 4228.4436 | 1214.56 | 104.1524 | 239.4144 | 303.18 | 9954.7749 | 1029.902 | 587.675 | 971.9293 | 135.29 | 1894.1265 | 56.104 | 268.104 | 94.938 | 1108.654 | 235.7988 | 215.2 | 1987 | 2550.9252 | 3636.4455 | 267.1415 | 3006.2691 | 1051.0541 | 403.9426 | 1015.3876 | 7100.0821 | 50 | 1197.1041 | 1906.3426 | 898.7076 | 200.0276 | 89.95 | 245.4626 | 2657 | 1602.5731 | 4578.1442 | 6075.99
|  | Trigger FCDS Upgrade | None: YES; Yes: YES; None: YES; Yes: YES; None: YES; None: YES; None: YES; Yes: YES; Yes: YES
|  | Trigger EODS Upgrade | Yes: YES
Final Tx Exceedances
Incorporates Triggered Upgrades
| Remaining Tx Headroom | HSN | 2752.755 | 3764.125 | 1937.75 | 1162.855 | 287 | 125.75 | 146.75 | 0 | 2163 | 9741.6 | -13 | -0.23 | 435.64 | 507.14 | 74.5 | 921 | 952.6 | 2316.16 | -335 | 1111.65 | 1004 | 1067.92 | 1871.12 | 1081.97 | 6501.745 | 472.87 | 614 | 330.21 | 8682.45 | 159.09 | 1673.21 | 2227.33 | 996.76 | 144.4 | 1123 | 1574.4 | 1224.94 | 586.07 | 401 | 804.745 | 50.45 | 722.3 | 297 | -76.48 | 41.5 | 31.0685 | 374.5 | 933.5 | 934.05 | 1289.5 | 2146 | 2203.325 | 2647.375 | 5270.675 | 401.875 | 2357.6435 | 32 | 116.2685 | 6999.6 | 826.3685 | 481.7 | 962.4 | 87.0385 | 102.9885 | 339.9 | 7664.1435 | 1546.525 | 334.015 | 1421.35 | 195 | 1868 | 94.45 | 17.78 | 179.8 | 1453.05 | 201 | 310.5 | 1990 | 1856.597 | 2000.897 | 300.67 | 812.7 | 751.3 | 593.6 | 414.9 | 3559.462 | 0 | 1625.8 | 1426.7 | 176.8 | 66.2 | 0.25 | 393.8 | 2675.6 | 887.485 | 3822.215 | 1567.9
|  | SSN | 3390.84 | 4486.96 | 2420.5 | 1122.92 | 619.5 | 188.5 | 249.5 | 0 | 2431.5 | 11376.2 | -13 | -8.3 | 342.2 | 388.45 | 49.25 | 820 | 1258.8 | 3601.05 | -130 | 2594.325 | 1227 | 3612.475 | 1893.24 | 1732.37 | 10042.99 | 898.435 | 769 | 368.105 | 9631.725 | 195.045 | 2780.005 | 2769.905 | 2276.48 | 174.2 | 1149 | 2149.2 | 1777.97 | 807.035 | 451 | 2035.936 | 50.45 | 774.18 | 297 | -14.48 | 41.5 | 857.8459 | 374.5 | 958.5 | 1576.85 | 1289.5 | 2146 | 2214.605 | 2804.535 | 5897.391 | 742.923 | 3415.8219 | 32 | 201.2909 | 7527.888 | 1964.2439 | 671.7 | 962.4 | 91.0609 | 137.0109 | 359.76 | 8460.9819 | 1874.573 | 243.8117 | 1353.05 | 187.6 | 1862.1 | 94.45 | 17.78 | 179.8 | 1362.35 | 193.6 | 200.25 | 2008 | 2708.5707 | 2740.6707 | 300.67 | 1440.345 | 945.5 | 917 | 549.9 | 4466.996 | 0 | 1820 | 1620.9 | 716.5 | 91.2 | 15.95 | 465.3 | 3845.2 | 2328.1697 | 3951.2117 | 1621.76
|  | EODS | 9125.35 | 8914.115 | 7327.29 | 2046.215 | 3306 | 1669.14 | 2279.29 | 0 | 3231.6408 | 14050.5055 | 107 | 880.3938 | 1480.9638 | 1780.4638 | 302.5 | 1555 | 2023.15 | 4753.535 | -23.3 | 8998.075 | 1692.105 | 10118.895 | 2601.53 | 2665.66 | 13457.945 | 2167.23 | 534 | 477.9664 | 11396.27 | 299.0864 | 8249.2344 | 5295.605 | 8422.4994 | 263.6 | 1227 | 4463.968 | 2217.6044 | 1462.03 | 601 | 6892.2328 | 32.84 | 1230.944 | 329.548 | -89.78 | 79.4556 | 3191.0022 | 415.18 | 967.1636 | 693 | 3722.56 | 4811 | 798.62 | 5151.188 | 4133.0695 | 3610.786 | 10649.8309 | 77 | 653.3714 | 7290.531 | 4912.272 | 4228.4436 | 1214.56 | 104.1524 | 239.4144 | 303.18 | 9954.7749 | 1029.902 | 587.675 | 971.9293 | 135.29 | 1894.1265 | 56.104 | 268.104 | 94.938 | 1108.654 | 235.7988 | 215.2 | 1987 | 2550.9252 | 3636.4455 | 267.1415 | 3006.2691 | 1051.0541 | 949.9426 | 1015.3876 | 7100.0821 | 50 | 1197.1041 | 1906.3426 | 2945.7076 | 200.0276 | 89.95 | 245.4626 | 2657 | 1602.5731 | 4578.1442 | 6075.99

## TxCriteria_bySub_2040
This tab summarizes system-level transmission criteria alignment by substations for the resources mapped to each substation in the 2040 portfolio. It shows each substation’s transmission constraint membership, the resources mapped, the number of constraint exceedances impacting the substation and the most binding constraint for HSN, SSN, and EODS scenarios, and the criteria alignment flags before and after identified upgrades. The information presented here relies on the calculations in the “Tx_Calculator_2040” tab.
[101 empty] | Substation | Adding IRP baseline resources online after 1/1/2024 so not included in Tx constraints baseline | [13 empty] | IRP Baseline | Transmission Constaint Impacting Resourcess | [13 empty] | Transmission Impacting | [12 empty] | Trans-mission | [12 empty] | Final
|  |  | Substation Tx Constraint Matrix | [97 empty] | Tx Matrix | And subtracting transmission constraint baseline resources not in IRP baseline | [13 empty] | Reconciliation | Mapped Portfolio Resources (In-Development and Generic) + Baseline Reconciliation Adjustment Resources | [13 empty] | Resources | Transmission Constraint Exceedances at each substation | [5 empty] | Most limit Constraint by MWs available after mapping | [5 empty] | Exceed-ances | Transmission Constraint Exceedances at each substation after triggering upgrades | [11 empty] | Exceed-ances | FCDS Criteria Alignment |  |  |  | EODS Criteria Alignment
|  |  | Antelope-Vincent Constraint | Vincent-Lugo Constraint | Pardee-Sylmar Constraint | Windhub Constraint | Moorpark-Pardee Constraint | North of Magunden Constraint | South of Magunden Constraint | Antelope-Neenach Constraint | Hinson - Del Amo Constraint | SCE Metro Area Default Constraint | Control to Inyokern area constraint | South of Kramer Area Constraint | Victor to Lugo Area Constraint | Lugo Transformer Area Constraint | Calcite to Lugo Area Constraint | Colorado River 500/230 kV Constraint | DCRT Constraint | Devers-Red Bluff Constraint | Eagle Mountain Constraint | Etiwanda-Rancho Vista Constraint | Red Bluff 500/230 kV Constraint | Serrano-Alberhill-Valley Constraint | GLW 230kV area constraint | Sloan Canyon - Eldorado 500 kV constraint | Lugo - Victorville area constraint | Capistrano-San Onofre 230 kV constraint | Chicarita 138 kV constraint | El Cajon 69 kV constraint | Internal San Diego Area constraint | Miguel 69 kV constraint | Encina - San Luis Rey 230 kV constraint | East of Miguel constraint | San Luis Rey-San Onofre 230 kV line constraint | Ocean Ranch 69 kV constraint | Otay Mesa 230 kV constraint | Silvergate - Bay Blvd 230 kV constraint | Silvergate-Old Town 230 kV constraint | Talega 230 kV constraint | Trabuco-Capistrano 138 kV constraint | Collinsville-Tesla 500 kV Line | Woodland- Davis 115kV line | Cortina-Eagle Rock 115 kV line | Bell-Placer 115kV Line | Carberry-Round Mountain 230kV Line | Rocklin-Pleaseant grove 115kV line | Bellota-Weber 230kV line | Rio Oso-Brighton 230kV line | Rio Oso-Lockeford 230kV line | Humboldt Offshore Wind constraint | Dumbarton-Newark 115 kV line | Eastshore-San Mateo 230 kV line | Lakeville-Ignacio 230 kV line | Sobrante-Moraga 230 kV line | Windmaster-Delta pumps 230 kV line | Contra Costa- Windmaster 230 kV line | Tesla-Tracy-Pump 230 kV line #2 | Contra Costa #1 115kV Line | Kasson Jct-Heinz 115 kV line | Newark-Newark Distribution 115 kV line | Tesla-Bellota 230 kV line | Eight Mile-Tesla 230 kV line | Grant - Eastshore #2 line 115 kV | Salado-Crow Creek Sw Sta 60 kV line | Tesla-Salado 115 kV line | Morganhill-Metcalf 115kV Line | Tesla-Tracy Pump 230 kV Line #1 | Birds Landing-Contra Costa 230kV Line | Cal Flat-Gates 230 kV line | Gates-Arco 230 kV Line | Smyrna-Atwell Jct 115kV Line | Kern 230/115kV TB #4 | Maricopa-Copus 70 kV line | Midway-Taft 115 kV line | Kern-Tevis-Stockdale-Lamont 115kV line | Midway 230/115kV TB #3 | Semitropic-Midway 115kV Line | Midway-Buena Vista Jct 230kV Line | Manning 500kV | Gates 500/230kV TB #12 | Gates 500/230kV TB #11 | Gates 230/70kV TB #5 | Tranquility-Helm 230kV Line | Dairyland-Chowchilla 115kV Line | Chowchilla-Le grand 115kV Line | NEW- Melones-Cottle 230kV line | Los Banos 500/230kV TB | Schindler 115/70kV TB #1 | Panoche- Mendota 115 kV line | Panoche-Oro Loma 115kV Line | Borden-Storey #1 230kV line | Merced 115/70kV TB#2 | Helm 230/70kV TB #1 | Oro Loma-El Nido 115kV Line | Diablo-Gates 500 kV line | Mustang-Henrietta 230 kV line | Gates-Panoche 230 kV #1 and #2 Lines | NEW-Metcalf-Mosslanding 500kV | Has Approved |  | Geothermal | Biomass | Wind | Wind | OOS Wind | OOS Wind | Offshore Wind | Offshore Wind | Distributed Solar | Solar | Solar | Battery_4hr | Battery_8hr | LDES | Has | Geothermal | Biomass | Wind | Wind | OOS Wind | OOS Wind | Offshore Wind | Offshore Wind | Distributed Solar | Solar | Solar | Battery_4hr | Battery_8hr | LDES | Has | Number of HSN Constraints Exceeded |  | Number of SSN Constraints Exceeded |  | Number of EODS constraints Exceeded |  | Limiting Tx Constraint Headroom (Cumulative All Resources) |  |  | Binding Constraint Name |  |  |  | Number of HSN exceedances after upgrades |  | Number of SSN exceedances after upgrades |  | Number of EODS exceedances after upgrades |  | Limiting Tx Constraint Headroom (Cumulative All Resources) After Upgrades |  |  | Binding Constraint Name |  |  |  | Criteria Alignment pre-upgrades | Criteria Alignment after upgrades | Tx upgrades improved compliance | Final Criteria Alignment | Criteria 2 Alignment pre-upgrades | Criteria 2 Alignment after upgrades | Tx upgrades improved compliance | Final Criteria Alignment
CAISO Study Area | Substation | Voltage | Antelope-Vincent Constraint | Vincent-Lugo Constraint | Pardee-Sylmar Constraint | Windhub Constraint | Moorpark-Pardee Constraint | North of Magunden Constraint | South of Magunden Constraint | Antelope-Neenach Constraint | Hinson - Del Amo Constraint | SCE Metro Area Default Constraint | Control to Inyokern area constraint | South of Kramer Area Constraint | Victor to Lugo Area Constraint | Lugo Transformer Area Constraint | Calcite to Lugo Area Constraint | Colorado River 500/230 kV Constraint | DCRT Constraint | Devers-Red Bluff Constraint | Eagle Mountain Constraint | Etiwanda-Rancho Vista Constraint | Red Bluff 500/230 kV Constraint | Serrano-Alberhill-Valley Constraint | GLW 230kV area constraint | Sloan Canyon - Eldorado 500 kV constraint | Lugo - Victorville area constraint | Capistrano-San Onofre 230 kV constraint | Chicarita 138 kV constraint | El Cajon 69 kV constraint | Internal San Diego Area constraint | Miguel 69 kV constraint | Encina - San Luis Rey 230 kV constraint | East of Miguel constraint | San Luis Rey-San Onofre 230 kV line constraint | Ocean Ranch 69 kV constraint | Otay Mesa 230 kV constraint | Silvergate - Bay Blvd 230 kV constraint | Silvergate-Old Town 230 kV constraint | Talega 230 kV constraint | Trabuco-Capistrano 138 kV constraint | Collinsville-Tesla 500 kV Line | Woodland- Davis 115kV line | Cortina-Eagle Rock 115 kV line | Bell-Placer 115kV Line | Carberry-Round Mountain 230kV Line | Rocklin-Pleaseant grove 115kV line | Bellota-Weber 230kV line | Rio Oso-Brighton 230kV line | Rio Oso-Lockeford 230kV line | Humboldt Offshore Wind constraint | Dumbarton-Newark 115 kV line | Eastshore-San Mateo 230 kV line | Lakeville-Ignacio 230 kV line | Sobrante-Moraga 230 kV line | Windmaster-Delta pumps 230 kV line | Contra Costa- Windmaster 230 kV line | Tesla-Tracy-Pump 230 kV line #2 | Contra Costa #1 115kV Line | Kasson Jct-Heinz 115 kV line | Newark-Newark Distribution 115 kV line | Tesla-Bellota 230 kV line | Eight Mile-Tesla 230 kV line | Grant - Eastshore #2 line 115 kV | Salado-Crow Creek Sw Sta 60 kV line | Tesla-Salado 115 kV line | Morganhill-Metcalf 115kV Line | Tesla-Tracy Pump 230 kV Line #1 | Birds Landing-Contra Costa 230kV Line | Cal Flat-Gates 230 kV line | Gates-Arco 230 kV Line | Smyrna-Atwell Jct 115kV Line | Kern 230/115kV TB #4 | Maricopa-Copus 70 kV line | Midway-Taft 115 kV line | Kern-Tevis-Stockdale-Lamont 115kV line | Midway 230/115kV TB #3 | Semitropic-Midway 115kV Line | Midway-Buena Vista Jct 230kV Line | Manning 500kV | Gates 500/230kV TB #12 | Gates 500/230kV TB #11 | Gates 230/70kV TB #5 | Tranquility-Helm 230kV Line | Dairyland-Chowchilla 115kV Line | Chowchilla-Le grand 115kV Line | NEW- Melones-Cottle 230kV line | Los Banos 500/230kV TB | Schindler 115/70kV TB #1 | Panoche- Mendota 115 kV line | Panoche-Oro Loma 115kV Line | Borden-Storey #1 230kV line | Merced 115/70kV TB#2 | Helm 230/70kV TB #1 | Oro Loma-El Nido 115kV Line | Diablo-Gates 500 kV line | Mustang-Henrietta 230 kV line | Gates-Panoche 230 kV #1 and #2 Lines | NEW-Metcalf-Mosslanding 500kV | Tx Upgrade |  | FCDS | FCDS | FCDS | EODS | FCDS | EODS | FCDS | EODS | EODS | FCDS | EODS | FCDS | FCDS | FCDS | Res | FCDS | FCDS | FCDS | EODS | FCDS | EODS | FCDS | EODS | EODS | FCDS | EODS | FCDS | FCDS | FCDS | Res | Actual | Default | Actual | Default | Actual | Default | HSN | SSN | EODS | HSN | SSN | EODS |  | Actual | Default | Actual | Default | Actual | Default | HSN | SSN | EODS | HSN | SSN | EODS |  | FCDS | FCDS | FCDS | FCDS | EODS | EODS | EODS | EODS
PG&E KERN | 7th Standard | 115 | 0 | 0 | 0 | 0 | 0 | 0 | 0 | 0 | 0 | 0 | 0 | 0 | 0 | 0 | 0 | 0 | 0 | 0 | 0 | 0 | 0 | 0 | 0 | 0 | 0 | 0 | 0 | 0 | 0 | 0 | 0 | 0 | 0 | 0 | 0 | 0 | 0 | 0 | 0 | 0 | 0 | 0 | 0 | 0 | 0 | 0 | 0 | 0 | 0 | 0 | 0 | 0 | 0 | 0 | 0 | 0 | 0 | 0 | 0 | 0 | 0 | 0 | 0 | 0 | 0 | 0 | 0 | 0 | 0 | 0 | 1 | 0 | 0 | 0 | 1 | 0 | 0 | 0 | 1 | 1 | 0 | 0 | 0 | 0 | 0 | 0 | 0 | 0 | 0 | 0 | 0 | 0 | 0 | 0 | 1 | 0 | 0 | 0 |  | 0 | 0 | 0 | 0 | 0 | 0 | 0 | 0 | 0 | 0 | 0 | 0 | 0 | 0 | 0 | 0 | 0 | 0 | 0 | 0 | 0 | 0 | 0 | 0 | 0 | 0 | 0 | 0 | 0 | 0 | 2 | 0 | 0 | 0 | 1 | 1 | -827.515 | 211.6707 | -1162.3269 | Mustang-Henrietta 230 kV line | Gates 500/230kV TB #11 | Mustang-Henrietta 230 kV line |  | 1 | 0 | 0 | 0 | 1 | 1 | -9.103 | 211.6707 | -1162.3269 | Gates 500/230kV TB #11 | Gates 500/230kV TB #11 | Mustang-Henrietta 230 kV line |  | 5 | 5 | NO | 5 | 5 | 5 | NO | 5
SCE Metro | Alamitos | 230 | 0 | 0 | 0 | 0 | 0 | 0 | 0 | 0 | 1 | 1 | 0 | 0 | 0 | 0 | 0 | 0 | 0 | 0 | 0 | 0 | 0 | 0 | 0 | 0 | 0 | 0 | 0 | 0 | 0 | 0 | 0 | 0 | 0 | 0 | 0 | 0 | 0 | 0 | 0 | 0 | 0 | 0 | 0 | 0 | 0 | 0 | 0 | 0 | 0 | 0 | 0 | 0 | 0 | 0 | 0 | 0 | 0 | 0 | 0 | 0 | 0 | 0 | 0 | 0 | 0 | 0 | 0 | 0 | 0 | 0 | 0 | 0 | 0 | 0 | 0 | 0 | 0 | 0 | 0 | 0 | 0 | 0 | 0 | 0 | 0 | 0 | 0 | 0 | 0 | 0 | 0 | 0 | 0 | 0 | 0 | 0 | 0 | 0 |  | 0 | 0 | 0 | 0 | 0 | 0 | 0 | 0 | 0 | 0 | 0 | 0 | 0 | 0 | 0 | 0 | 0 | 0 | 0 | 0 | 0 | 0 | 0 | 0 | 0 | 0 | 82 | 0 | 0 | 1 | 0 | 0 | 0 | 0 | 0 | 0 | 1813 | 2256.5 | 3581.6408 | Hinson - Del Amo Constraint | Hinson - Del Amo Constraint | Hinson - Del Amo Constraint |  | 0 | 0 | 0 | 0 | 0 | 0 | 1813 | 2256.5 | 3581.6408 | Hinson - Del Amo Constraint | Hinson - Del Amo Constraint | Hinson - Del Amo Constraint |  | 1 | 1 | NO | 1 | 1 | 1 | NO | 1
SCE Eastern | Alberhill | 115 | 0 | 0 | 0 | 0 | 0 | 0 | 0 | 0 | 0 | 0 | 0 | 0 | 0 | 0 | 0 | 0 | 0 | 0 | 0 | 1 | 0 | 1 | 0 | 0 | 0 | 0 | 0 | 0 | 0 | 0 | 0 | 0 | 0 | 0 | 0 | 0 | 0 | 0 | 0 | 0 | 0 | 0 | 0 | 0 | 0 | 0 | 0 | 0 | 0 | 0 | 0 | 0 | 0 | 0 | 0 | 0 | 0 | 0 | 0 | 0 | 0 | 0 | 0 | 0 | 0 | 0 | 0 | 0 | 0 | 0 | 0 | 0 | 0 | 0 | 0 | 0 | 0 | 0 | 0 | 0 | 0 | 0 | 0 | 0 | 0 | 0 | 0 | 0 | 0 | 0 | 0 | 0 | 0 | 0 | 0 | 0 | 0 | 1 |  | 0 | 0 | 0 | 0 | 0 | 0 | 0 | 0 | 0 | 0 | 0 | 0 | 0 | 0 | 0 | 0 | 0 | 0 | 0 | 0 | 0 | 0 | 0 | 0 | 0 | 0 | 0 | 0 | 0 | 0 | 0 | 2 | 0 | 0 | 0 | 0 | -9.58 | 2154.975 | 8508.295 | Serrano-Alberhill-Valley Constraint | Serrano-Alberhill-Valley Constraint | Serrano-Alberhill-Valley Constraint |  | 0 | 2 | 0 | 0 | 0 | 0 | -9.58 | 2154.975 | 8508.295 | Serrano-Alberhill-Valley Constraint | Serrano-Alberhill-Valley Constraint | Serrano-Alberhill-Valley Constraint |  | 3 | 3 | NO | 3 | 1 | 1 | NO | 1
SCE Eastern | Alberhill | 500 | 0 | 0 | 0 | 0 | 0 | 0 | 0 | 0 | 0 | 0 | 0 | 0 | 0 | 0 | 0 | 0 | 0 | 0 | 0 | 1 | 0 | 1 | 0 | 0 | 0 | 0 | 0 | 0 | 0 | 0 | 0 | 0 | 0 | 0 | 0 | 0 | 0 | 0 | 0 | 0 | 0 | 0 | 0 | 0 | 0 | 0 | 0 | 0 | 0 | 0 | 0 | 0 | 0 | 0 | 0 | 0 | 0 | 0 | 0 | 0 | 0 | 0 | 0 | 0 | 0 | 0 | 0 | 0 | 0 | 0 | 0 | 0 | 0 | 0 | 0 | 0 | 0 | 0 | 0 | 0 | 0 | 0 | 0 | 0 | 0 | 0 | 0 | 0 | 0 | 0 | 0 | 0 | 0 | 0 | 0 | 0 | 0 | 1 |  | 0 | 0 | 0 | 0 | 0 | 0 | 0 | 0 | 0 | 0 | 0 | 0 | 0 | 0 | 0 | 0 | 0 | 0 | 0 | 0 | 0 | 0 | 0 | 0 | 0 | 0 | 0 | 0 | 0 | 0 | 0 | 2 | 0 | 0 | 0 | 0 | -9.58 | 2154.975 | 8508.295 | Serrano-Alberhill-Valley Constraint | Serrano-Alberhill-Valley Constraint | Serrano-Alberhill-Valley Constraint |  | 0 | 2 | 0 | 0 | 0 | 0 | -9.58 | 2154.975 | 8508.295 | Serrano-Alberhill-Valley Constraint | Serrano-Alberhill-Valley Constraint | Serrano-Alberhill-Valley Constraint |  | 3 | 3 | NO | 3 | 1 | 1 | NO | 1
PG&E GBA | Alhambra | 115 | 0 | 0 | 0 | 0 | 0 | 0 | 0 | 0 | 0 | 0 | 0 | 0 | 0 | 0 | 0 | 0 | 0 | 0 | 0 | 0 | 0 | 0 | 0 | 0 | 0 | 0 | 0 | 0 | 0 | 0 | 0 | 0 | 0 | 0 | 0 | 0 | 0 | 0 | 0 | 1 | 0 | 0 | 0 | 0 | 0 | 0 | 0 | 0 | 0 | 0 | 0 | 0 | 1 | 0 | 0 | 1 | 0 | 0 | 0 | 0 | 0 | 0 | 0 | 0 | 0 | 0 | 0 | 0 | 0 | 0 | 0 | 0 | 0 | 0 | 0 | 0 | 0 | 0 | 0 | 0 | 0 | 0 | 0 | 0 | 0 | 0 | 0 | 0 | 0 | 0 | 0 | 0 | 0 | 0 | 0 | 0 | 0 | 1 |  | 0 | 0 | 0 | 0 | 0 | 0 | 0 | 0 | 0 | 0 | 0 | 0 | 0 | 0 | 0 | 0 | 0 | 0 | 0 | 0 | 0 | 0 | 0 | 0 | 0 | 0 | 0 | 0 | 0 | 0 | 0 | 0 | 0 | 0 | 0 | 0 | 1.495 | 1408.886 | 5254.388 | Collinsville-Tesla 500 kV Line | Collinsville-Tesla 500 kV Line | Sobrante-Moraga 230 kV line |  | 0 | 0 | 0 | 0 | 0 | 0 | 1.495 | 1408.886 | 5254.388 | Collinsville-Tesla 500 kV Line | Collinsville-Tesla 500 kV Line | Sobrante-Moraga 230 kV line |  | 1 | 1 | NO | 1 | 1 | 1 | NO | 1
PG&E FRESNO | Alpaugh | 115 | 0 | 0 | 0 | 0 | 0 | 0 | 0 | 0 | 0 | 0 | 0 | 0 | 0 | 0 | 0 | 0 | 0 | 0 | 0 | 0 | 0 | 0 | 0 | 0 | 0 | 0 | 0 | 0 | 0 | 0 | 0 | 0 | 0 | 0 | 0 | 0 | 0 | 0 | 0 | 0 | 0 | 0 | 0 | 0 | 0 | 0 | 0 | 0 | 0 | 0 | 0 | 0 | 0 | 0 | 0 | 0 | 0 | 0 | 0 | 0 | 0 | 0 | 0 | 0 | 0 | 0 | 0 | 1 | 0 | 1 | 1 | 0 | 0 | 0 | 1 | 1 | 0 | 0 | 1 | 1 | 0 | 0 | 0 | 0 | 0 | 0 | 0 | 0 | 0 | 0 | 0 | 0 | 0 | 0 | 1 | 0 | 0 | 0 |  | 0 | 0 | 0 | 0 | 0 | 0 | 0 | 0 | 0 | 0 | 0 | 0 | 0 | 0 | 0 | 0 | 0 | 0 | 0 | 0 | 0 | 0 | 0 | 3 | 0 | 0 | 10 | 0 | 0 | 1 | 3 | 0 | 1 | 0 | 2 | 1 | -827.515 | -266.9883 | -1162.3269 | Mustang-Henrietta 230 kV line | Cal Flat-Gates 230 kV line | Mustang-Henrietta 230 kV line |  | 1 | 0 | 0 | 0 | 1 | 1 | -9.103 | 187.6 | -1162.3269 | Gates 500/230kV TB #11 | Smyrna-Atwell Jct 115kV Line | Mustang-Henrietta 230 kV line |  | 5 | 5 | NO | 5 | 5 | 5 | NO | 5
SDGE | Alpine | 69 | 0 | 0 | 0 | 0 | 0 | 0 | 0 | 0 | 0 | 0 | 0 | 0 | 0 | 0 | 0 | 0 | 0 | 0 | 0 | 0 | 0 | 0 | 0 | 0 | 0 | 0 | 0 | 1 | 0 | 1 | 1 | 0 | 1 | 0 | 0 | 0 | 1 | 0 | 0 | 0 | 0 | 0 | 0 | 0 | 0 | 0 | 0 | 0 | 0 | 0 | 0 | 0 | 0 | 0 | 0 | 0 | 0 | 0 | 0 | 0 | 0 | 0 | 0 | 0 | 0 | 0 | 0 | 0 | 0 | 0 | 0 | 0 | 0 | 0 | 0 | 0 | 0 | 0 | 0 | 0 | 0 | 0 | 0 | 0 | 0 | 0 | 0 | 0 | 0 | 0 | 0 | 0 | 0 | 0 | 0 | 0 | 0 | 3 |  | 0 | 0 | 0 | 0 | 0 | 0 | 0 | 0 | 0 | 0 | 0 | 0 | 0 | 0 | 0 | 0 | 0 | 0 | 0 | 0 | 0 | 0 | 0 | 0 | 0 | 0 | 6 | 0 | 0 | 1 | 0 | 0 | 0 | 0 | 0 | 0 | 54.76 | 195.045 | 299.0864 | San Luis Rey-San Onofre 230 kV line constraint | Miguel 69 kV constraint | Miguel 69 kV constraint |  | 0 | 0 | 0 | 0 | 0 | 0 | 54.76 | 195.045 | 299.0864 | San Luis Rey-San Onofre 230 kV line constraint | Miguel 69 kV constraint | Miguel 69 kV constraint |  | 1 | 1 | NO | 1 | 1 | 1 | NO | 1
PG&E GBA | Altamont Midway (Sandhill) | 230 | 0 | 0 | 0 | 0 | 0 | 0 | 0 | 0 | 0 | 0 | 0 | 0 | 0 | 0 | 0 | 0 | 0 | 0 | 0 | 0 | 0 | 0 | 0 | 0 | 0 | 0 | 0 | 0 | 0 | 0 | 0 | 0 | 0 | 0 | 0 | 0 | 0 | 0 | 0 | 1 | 0 | 0 | 0 | 0 | 0 | 0 | 0 | 0 | 0 | 0 | 0 | 0 | 0 | 0 | 0 | 1 | 0 | 0 | 0 | 0 | 0 | 0 | 0 | 0 | 0 | 1 | 0 | 0 | 0 | 0 | 0 | 0 | 0 | 0 | 0 | 0 | 0 | 0 | 0 | 0 | 0 | 0 | 0 | 0 | 0 | 0 | 0 | 0 | 0 | 0 | 0 | 0 | 0 | 0 | 0 | 0 | 0 | 0 |  | 0 | 0 | 0 | 0 | 0 | 0 | 0 | 0 | 0 | 0 | 0 | 0 | 0 | 0 | 0 | 0 | 0 | 5 | 0 | 0 | 0 | 0 | 0 | 0 | 0 | 0 | 0 | 0 | 0 | 1 | 0 | 0 | 0 | 0 | 0 | 0 | 1.495 | 1408.886 | 6856.8328 | Collinsville-Tesla 500 kV Line | Collinsville-Tesla 500 kV Line | Collinsville-Tesla 500 kV Line |  | 0 | 0 | 0 | 0 | 0 | 0 | 1.495 | 1408.886 | 6856.8328 | Collinsville-Tesla 500 kV Line | Collinsville-Tesla 500 kV Line | Collinsville-Tesla 500 kV Line |  | 1 | 1 | NO | 1 | 1 | 1 | NO | 1
SCE Northern | Antelope | 66 | 1 | 0 | 0 | 0 | 0 | 0 | 0 | 0 | 0 | 0 | 0 | 0 | 0 | 0 | 0 | 0 | 0 | 0 | 0 | 0 | 0 | 0 | 0 | 0 | 0 | 0 | 0 | 0 | 0 | 0 | 0 | 0 | 0 | 0 | 0 | 0 | 0 | 0 | 0 | 0 | 0 | 0 | 0 | 0 | 0 | 0 | 0 | 0 | 0 | 0 | 0 | 0 | 0 | 0 | 0 | 0 | 0 | 0 | 0 | 0 | 0 | 0 | 0 | 0 | 0 | 0 | 0 | 0 | 0 | 0 | 0 | 0 | 0 | 0 | 0 | 0 | 0 | 0 | 0 | 0 | 0 | 0 | 0 | 0 | 0 | 0 | 0 | 0 | 0 | 0 | 0 | 0 | 0 | 0 | 0 | 0 | 0 | 0 |  | 0 | 0 | 0 | 0 | 0 | 0 | 0 | 0 | 2.5 | 0 | 0 | 0 | 0 | 0 | 1 | 0 | 0 | 0 | 0 | 0 | 0 | 0 | 0 | 2.5 | 0 | 20 | 0 | 0 | 0 | 1 | 0 | 0 | 0 | 0 | 0 | 0 | 2137.755 | 2715.84 | 8266.25 | Antelope-Vincent Constraint | Antelope-Vincent Constraint | Antelope-Vincent Constraint |  | 0 | 0 | 0 | 0 | 0 | 0 | 3637.755 | 4215.84 | 8266.25 | Antelope-Vincent Constraint | Antelope-Vincent Constraint | Antelope-Vincent Constraint |  | 1 | 1 | NO | 1 | 1 | 1 | NO | 1
SCE Northern | Antelope | 230 | 1 | 0 | 0 | 0 | 0 | 0 | 0 | 0 | 0 | 0 | 0 | 0 | 0 | 0 | 0 | 0 | 0 | 0 | 0 | 0 | 0 | 0 | 0 | 0 | 0 | 0 | 0 | 0 | 0 | 0 | 0 | 0 | 0 | 0 | 0 | 0 | 0 | 0 | 0 | 0 | 0 | 0 | 0 | 0 | 0 | 0 | 0 | 0 | 0 | 0 | 0 | 0 | 0 | 0 | 0 | 0 | 0 | 0 | 0 | 0 | 0 | 0 | 0 | 0 | 0 | 0 | 0 | 0 | 0 | 0 | 0 | 0 | 0 | 0 | 0 | 0 | 0 | 0 | 0 | 0 | 0 | 0 | 0 | 0 | 0 | 0 | 0 | 0 | 0 | 0 | 0 | 0 | 0 | 0 | 0 | 0 | 0 | 0 |  | 0 | 0 | 0 | 0 | 0 | 0 | 0 | 0 | -1 | 69 | 0 | 52 | 0 | 0 | 1 | 0 | 0 | 200 | 0 | 0 | 0 | 0 | 0 | 5 | 125 | 150 | 80 | 100 | 0 | 1 | 0 | 0 | 0 | 0 | 0 | 0 | 2137.755 | 2715.84 | 8266.25 | Antelope-Vincent Constraint | Antelope-Vincent Constraint | Antelope-Vincent Constraint |  | 0 | 0 | 0 | 0 | 0 | 0 | 3637.755 | 4215.84 | 8266.25 | Antelope-Vincent Constraint | Antelope-Vincent Constraint | Antelope-Vincent Constraint |  | 1 | 1 | NO | 1 | 1 | 1 | NO | 1
SCE Northern | Antelope | 500 | 1 | 1 | 0 | 0 | 0 | 0 | 0 | 0 | 0 | 0 | 0 | 0 | 0 | 0 | 0 | 0 | 0 | 0 | 0 | 0 | 0 | 0 | 0 | 0 | 0 | 0 | 0 | 0 | 0 | 0 | 0 | 0 | 0 | 0 | 0 | 0 | 0 | 0 | 0 | 0 | 0 | 0 | 0 | 0 | 0 | 0 | 0 | 0 | 0 | 0 | 0 | 0 | 0 | 0 | 0 | 0 | 0 | 0 | 0 | 0 | 0 | 0 | 0 | 0 | 0 | 0 | 0 | 0 | 0 | 0 | 0 | 0 | 0 | 0 | 0 | 0 | 0 | 0 | 0 | 0 | 0 | 0 | 0 | 0 | 0 | 0 | 0 | 0 | 0 | 0 | 0 | 0 | 0 | 0 | 0 | 0 | 0 | 0 |  | 0 | 0 | 0 | 0 | 0 | 0 | 0 | 0 | 0 | 0 | 0 | 0 | 0 | 0 | 0 | 0 | 0 | 0 | 0 | 0 | 0 | 0 | 0 | 0 | 0 | 0 | 0 | 0 | 0 | 0 | 0 | 0 | 0 | 0 | 0 | 0 | 2137.755 | 2715.84 | 8230.015 | Antelope-Vincent Constraint | Antelope-Vincent Constraint | Vincent-Lugo Constraint |  | 0 | 0 | 0 | 0 | 0 | 0 | 3637.755 | 4215.84 | 8230.015 | Antelope-Vincent Constraint | Antelope-Vincent Constraint | Vincent-Lugo Constraint |  | 1 | 1 | NO | 1 | 1 | 1 | NO | 1
PG&E NGBA | Arcata | 60 | 0 | 0 | 0 | 0 | 0 | 0 | 0 | 0 | 0 | 0 | 0 | 0 | 0 | 0 | 0 | 0 | 0 | 0 | 0 | 0 | 0 | 0 | 0 | 0 | 0 | 0 | 0 | 0 | 0 | 0 | 0 | 0 | 0 | 0 | 0 | 0 | 0 | 0 | 0 | 1 | 0 | 0 | 0 | 0 | 0 | 0 | 0 | 0 | 0 | 0 | 0 | 0 | 0 | 0 | 0 | 0 | 0 | 0 | 0 | 0 | 0 | 0 | 0 | 0 | 0 | 0 | 0 | 0 | 0 | 0 | 0 | 0 | 0 | 0 | 0 | 0 | 0 | 0 | 0 | 0 | 0 | 0 | 0 | 0 | 0 | 0 | 0 | 0 | 0 | 0 | 0 | 0 | 0 | 0 | 0 | 0 | 0 | 0 |  | 0 | 0 | 0 | 0 | 0 | 0 | 0 | 0 | 0 | 0 | 0 | 0 | 0 | 0 | 0 | 0 | 0 | 0 | 0 | 0 | 0 | 0 | 0 | 7 | 0 | 0 | 2.5 | 0 | 0 | 1 | 0 | 0 | 0 | 0 | 0 | 0 | 1.495 | 1408.886 | 6856.8328 | Collinsville-Tesla 500 kV Line | Collinsville-Tesla 500 kV Line | Collinsville-Tesla 500 kV Line |  | 0 | 0 | 0 | 0 | 0 | 0 | 1.495 | 1408.886 | 6856.8328 | Collinsville-Tesla 500 kV Line | Collinsville-Tesla 500 kV Line | Collinsville-Tesla 500 kV Line |  | 1 | 1 | NO | 1 | 1 | 1 | NO | 1
PG&E KERN | Arco | 230 | 0 | 0 | 0 | 0 | 0 | 0 | 0 | 0 | 0 | 0 | 0 | 0 | 0 | 0 | 0 | 0 | 0 | 0 | 0 | 0 | 0 | 0 | 0 | 0 | 0 | 0 | 0 | 0 | 0 | 0 | 0 | 0 | 0 | 0 | 0 | 0 | 0 | 0 | 0 | 0 | 0 | 0 | 0 | 0 | 0 | 0 | 0 | 0 | 0 | 0 | 0 | 0 | 0 | 0 | 0 | 0 | 0 | 0 | 0 | 0 | 0 | 0 | 0 | 0 | 0 | 0 | 0 | 0 | 0 | 0 | 0 | 0 | 0 | 0 | 0 | 0 | 0 | 0 | 1 | 1 | 0 | 0 | 0 | 0 | 0 | 0 | 0 | 0 | 0 | 0 | 0 | 0 | 0 | 0 | 1 | 0 | 0 | 0 |  | 0 | 0 | 0 | 0 | 0 | 0 | 0 | 0 | 0 | 43.2 | 21.7 | 25 | 0 | 0 | 1 | 0 | 0 | 0 | 0 | 0 | 0 | 0 | 0 | 4.79 | 368.2 | 695.7 | 75 | 265 | 0 | 1 | 2 | 0 | 0 | 0 | 1 | 1 | -827.515 | 211.6707 | -1162.3269 | Mustang-Henrietta 230 kV line | Gates 500/230kV TB #11 | Mustang-Henrietta 230 kV line |  | 1 | 0 | 0 | 0 | 1 | 1 | -9.103 | 211.6707 | -1162.3269 | Gates 500/230kV TB #11 | Gates 500/230kV TB #11 | Mustang-Henrietta 230 kV line |  | 5 | 5 | NO | 5 | 5 | 5 | NO | 5
PG&E KERN | Arco | 70 | 0 | 0 | 0 | 0 | 0 | 0 | 0 | 0 | 0 | 0 | 0 | 0 | 0 | 0 | 0 | 0 | 0 | 0 | 0 | 0 | 0 | 0 | 0 | 0 | 0 | 0 | 0 | 0 | 0 | 0 | 0 | 0 | 0 | 0 | 0 | 0 | 0 | 0 | 0 | 0 | 0 | 0 | 0 | 0 | 0 | 0 | 0 | 0 | 0 | 0 | 0 | 0 | 0 | 0 | 0 | 0 | 0 | 0 | 0 | 0 | 0 | 0 | 0 | 0 | 0 | 0 | 0 | 0 | 0 | 0 | 0 | 0 | 0 | 0 | 0 | 0 | 0 | 0 | 1 | 1 | 0 | 0 | 0 | 0 | 0 | 0 | 0 | 0 | 0 | 0 | 0 | 0 | 0 | 0 | 1 | 0 | 0 | 0 |  | 0 | 0 | 0 | 0 | 0 | 0 | 0 | 0 | 0 | 27 | 33 | 38 | 0 | 0 | 1 | 0 | 0 | 0 | 0 | 0 | 0 | 0 | 0 | 0 | 27 | 33 | 40 | 0 | 0 | 1 | 2 | 0 | 0 | 0 | 1 | 1 | -827.515 | 211.6707 | -1162.3269 | Mustang-Henrietta 230 kV line | Gates 500/230kV TB #11 | Mustang-Henrietta 230 kV line |  | 1 | 0 | 0 | 0 | 1 | 1 | -9.103 | 211.6707 | -1162.3269 | Gates 500/230kV TB #11 | Gates 500/230kV TB #11 | Mustang-Henrietta 230 kV line |  | 5 | 5 | NO | 5 | 5 | 5 | NO | 5
SCE Metro | ArcoGen | 230 | 0 | 0 | 0 | 0 | 0 | 0 | 0 | 0 | 0 | 1 | 0 | 0 | 0 | 0 | 0 | 0 | 0 | 0 | 0 | 0 | 0 | 0 | 0 | 0 | 0 | 0 | 0 | 0 | 0 | 0 | 0 | 0 | 0 | 0 | 0 | 0 | 0 | 0 | 0 | 0 | 0 | 0 | 0 | 0 | 0 | 0 | 0 | 0 | 0 | 0 | 0 | 0 | 0 | 0 | 0 | 0 | 0 | 0 | 0 | 0 | 0 | 0 | 0 | 0 | 0 | 0 | 0 | 0 | 0 | 0 | 0 | 0 | 0 | 0 | 0 | 0 | 0 | 0 | 0 | 0 | 0 | 0 | 0 | 0 | 0 | 0 | 0 | 0 | 0 | 0 | 0 | 0 | 0 | 0 | 0 | 0 | 0 | 0 |  | 0 | 0 | 0 | 0 | 0 | 0 | 0 | 0 | 0 | 0 | 0 | 0 | 0 | 0 | 0 | 0 | 0 | 0 | 0 | 0 | 0 | 0 | 0 | 0 | 0 | 0 | 0 | 0 | 0 | 0 | 0 | 0 | 0 | 0 | 0 | 0 | 9141.6 | 11076.2 | 14650.5055 | SCE Metro Area Default Constraint | SCE Metro Area Default Constraint | SCE Metro Area Default Constraint |  | 0 | 0 | 0 | 0 | 0 | 0 | 9141.6 | 11076.2 | 14650.5055 | SCE Metro Area Default Constraint | SCE Metro Area Default Constraint | SCE Metro Area Default Constraint |  | 1 | 1 | NO | 1 | 1 | 1 | NO | 1
SDGE | Artesian | 230 | 0 | 0 | 0 | 0 | 0 | 0 | 0 | 0 | 0 | 0 | 0 | 0 | 0 | 0 | 0 | 0 | 0 | 0 | 0 | 0 | 0 | 0 | 0 | 0 | 0 | 1 | 0 | 0 | 1 | 0 | 1 | 0 | 1 | 0 | 0 | 0 | 0 | 1 | 0 | 0 | 0 | 0 | 0 | 0 | 0 | 0 | 0 | 0 | 0 | 0 | 0 | 0 | 0 | 0 | 0 | 0 | 0 | 0 | 0 | 0 | 0 | 0 | 0 | 0 | 0 | 0 | 0 | 0 | 0 | 0 | 0 | 0 | 0 | 0 | 0 | 0 | 0 | 0 | 0 | 0 | 0 | 0 | 0 | 0 | 0 | 0 | 0 | 0 | 0 | 0 | 0 | 0 | 0 | 0 | 0 | 0 | 0 | 3 |  | 0 | 0 | 0 | 0 | 0 | 0 | 0 | 0 | 0 | 0 | 0 | 0 | 0 | 0 | 0 | 0 | 0 | 0 | 0 | 0 | 0 | 0 | 0 | 0 | 0 | 0 | 0 | 0 | 0 | 0 | 0 | 0 | 0 | 0 | 0 | 0 | 54.76 | 669.535 | 1737.03 | San Luis Rey-San Onofre 230 kV line constraint | Talega 230 kV constraint | Talega 230 kV constraint |  | 0 | 0 | 0 | 0 | 0 | 0 | 54.76 | 669.535 | 1737.03 | San Luis Rey-San Onofre 230 kV line constraint | Talega 230 kV constraint | Talega 230 kV constraint |  | 1 | 1 | NO | 1 | 1 | 1 | NO | 1
SDGE | Artesian | 69 | 0 | 0 | 0 | 0 | 0 | 0 | 0 | 0 | 0 | 0 | 0 | 0 | 0 | 0 | 0 | 0 | 0 | 0 | 0 | 0 | 0 | 0 | 0 | 0 | 0 | 1 | 0 | 0 | 0 | 0 | 1 | 0 | 1 | 0 | 0 | 0 | 0 | 1 | 0 | 0 | 0 | 0 | 0 | 0 | 0 | 0 | 0 | 0 | 0 | 0 | 0 | 0 | 0 | 0 | 0 | 0 | 0 | 0 | 0 | 0 | 0 | 0 | 0 | 0 | 0 | 0 | 0 | 0 | 0 | 0 | 0 | 0 | 0 | 0 | 0 | 0 | 0 | 0 | 0 | 0 | 0 | 0 | 0 | 0 | 0 | 0 | 0 | 0 | 0 | 0 | 0 | 0 | 0 | 0 | 0 | 0 | 0 | 2 |  | 0 | 0 | 0 | 0 | 0 | 0 | 0 | 0 | 0 | 0 | 0 | 0 | 0 | 0 | 0 | 0 | 0 | 0 | 0 | 0 | 0 | 0 | 0 | 0 | 0 | 0 | 0 | 0 | 0 | 0 | 0 | 0 | 0 | 0 | 0 | 0 | 54.76 | 669.535 | 1737.03 | San Luis Rey-San Onofre 230 kV line constraint | Talega 230 kV constraint | Talega 230 kV constraint |  | 0 | 0 | 0 | 0 | 0 | 0 | 54.76 | 669.535 | 1737.03 | San Luis Rey-San Onofre 230 kV line constraint | Talega 230 kV constraint | Talega 230 kV constraint |  | 1 | 1 | NO | 1 | 1 | 1 | NO | 1
PG&E FRESNO | Ashlan | 230 | 0 | 0 | 0 | 0 | 0 | 0 | 0 | 0 | 0 | 0 | 0 | 0 | 0 | 0 | 0 | 0 | 0 | 0 | 0 | 0 | 0 | 0 | 0 | 0 | 0 | 0 | 0 | 0 | 0 | 0 | 0 | 0 | 0 | 0 | 0 | 0 | 0 | 0 | 0 | 0 | 0 | 0 | 0 | 0 | 0 | 0 | 0 | 0 | 0 | 0 | 0 | 0 | 0 | 0 | 0 | 0 | 0 | 0 | 0 | 1 | 0 | 0 | 0 | 0 | 0 | 0 | 0 | 0 | 0 | 0 | 0 | 0 | 0 | 0 | 0 | 0 | 0 | 0 | 0 | 1 | 0 | 1 | 1 | 1 | 0 | 1 | 0 | 1 | 0 | 0 | 0 | 0 | 1 | 0 | 0 | 0 | 0 | 1 |  | 0 | 0 | 0 | 0 | 0 | 0 | 0 | 0 | 0 | 0 | 0 | 0 | 0 | 0 | 0 | 0 | 0 | 0 | 0 | 0 | 0 | 0 | 0 | 0 | 0 | 0 | 0 | 0 | 0 | 0 | 4 | 0 | 1 | 0 | 0 | 0 | -1184.5215 | -478 | 6.7626 | Tesla-Bellota 230 kV line | Chowchilla-Le grand 115kV Line | Oro Loma-El Nido 115kV Line |  | 2 | 1 | 0 | 0 | 0 | 0 | -884.5215 | 209.845 | 6.7626 | Tesla-Bellota 230 kV line | Tranquility-Helm 230kV Line | Oro Loma-El Nido 115kV Line |  | 5 | 5 | NO | 5 | 1 | 1 | NO | 1
PG&E NGBA | Atlantic | 115 | 0 | 0 | 0 | 0 | 0 | 0 | 0 | 0 | 0 | 0 | 0 | 0 | 0 | 0 | 0 | 0 | 0 | 0 | 0 | 0 | 0 | 0 | 0 | 0 | 0 | 0 | 0 | 0 | 0 | 0 | 0 | 0 | 0 | 0 | 0 | 0 | 0 | 0 | 0 | 1 | 0 | 0 | 0 | 0 | 0 | 1 | 0 | 1 | 0 | 0 | 0 | 0 | 0 | 0 | 0 | 0 | 0 | 0 | 0 | 1 | 1 | 0 | 0 | 0 | 0 | 0 | 0 | 0 | 0 | 0 | 0 | 0 | 0 | 0 | 0 | 0 | 0 | 0 | 0 | 0 | 0 | 0 | 0 | 0 | 0 | 0 | 0 | 0 | 0 | 0 | 0 | 0 | 0 | 0 | 0 | 0 | 0 | 0 |  | 0 | 0 | 0 | 0 | 0 | 0 | 0 | 0 | 0 | 0 | 0 | 0 | 0 | 0 | 0 | 0 | 0 | 0 | 0 | 0 | 0 | 0 | 0 | 0 | 0 | 0 | 0 | 0 | 0 | 0 | 2 | 0 | 1 | 0 | 0 | 0 | -1184.5215 | -212.6541 | 967.1636 | Tesla-Bellota 230 kV line | Bellota-Weber 230kV line | Rio Oso-Lockeford 230kV line |  | 0 | 2 | 0 | 0 | 0 | 0 | -884.5215 | 247.3459 | 967.1636 | Tesla-Bellota 230 kV line | Bellota-Weber 230kV line | Rio Oso-Lockeford 230kV line |  | 5 | 4 | YES | 4 | 1 | 1 | NO | 1
PG&E NGBA | Atlantic | 230 | 0 | 0 | 0 | 0 | 0 | 0 | 0 | 0 | 0 | 0 | 0 | 0 | 0 | 0 | 0 | 0 | 0 | 0 | 0 | 0 | 0 | 0 | 0 | 0 | 0 | 0 | 0 | 0 | 0 | 0 | 0 | 0 | 0 | 0 | 0 | 0 | 0 | 0 | 0 | 1 | 0 | 0 | 1 | 0 | 0 | 1 | 1 | 1 | 0 | 0 | 0 | 0 | 0 | 0 | 0 | 0 | 0 | 0 | 0 | 1 | 1 | 0 | 0 | 0 | 0 | 0 | 0 | 0 | 0 | 0 | 0 | 0 | 0 | 0 | 0 | 0 | 0 | 0 | 0 | 0 | 0 | 0 | 0 | 0 | 0 | 0 | 0 | 0 | 0 | 0 | 0 | 0 | 0 | 0 | 0 | 0 | 0 | 0 |  | 0 | 0 | 0 | 0 | 0 | 0 | 0 | 0 | 0 | 0 | 0 | 0 | 0 | 0 | 0 | 0 | 0 | 0 | 0 | 0 | 0 | 0 | 0 | 0 | 0 | 0 | 0 | 0 | 0 | 0 | 2 | 0 | 1 | 0 | 0 | 0 | -1184.5215 | -212.6541 | 329.548 | Tesla-Bellota 230 kV line | Bellota-Weber 230kV line | Bell-Placer 115kV Line |  | 0 | 2 | 0 | 0 | 0 | 0 | -884.5215 | 247.3459 | 329.548 | Tesla-Bellota 230 kV line | Bellota-Weber 230kV line | Bell-Placer 115kV Line |  | 5 | 4 | YES | 4 | 1 | 1 | NO | 1
PG&E NGBA | Atlantic | 60 | 0 | 0 | 0 | 0 | 0 | 0 | 0 | 0 | 0 | 0 | 0 | 0 | 0 | 0 | 0 | 0 | 0 | 0 | 0 | 0 | 0 | 0 | 0 | 0 | 0 | 0 | 0 | 0 | 0 | 0 | 0 | 0 | 0 | 0 | 0 | 0 | 0 | 0 | 0 | 1 | 0 | 0 | 1 | 0 | 0 | 1 | 1 | 1 | 0 | 0 | 0 | 0 | 0 | 0 | 0 | 0 | 0 | 0 | 0 | 1 | 1 | 0 | 0 | 0 | 0 | 0 | 0 | 0 | 0 | 0 | 0 | 0 | 0 | 0 | 0 | 0 | 0 | 0 | 0 | 0 | 0 | 0 | 0 | 0 | 0 | 0 | 0 | 0 | 0 | 0 | 0 | 0 | 0 | 0 | 0 | 0 | 0 | 0 |  | 0 | 0 | 0 | 0 | 0 | 0 | 0 | 0 | 0 | 0 | 0 | 0 | 0 | 0 | 0 | 0 | 0 | 0 | 0 | 0 | 0 | 0 | 0 | 0 | 0 | 0 | 0 | 0 | 0 | 0 | 2 | 0 | 1 | 0 | 0 | 0 | -1184.5215 | -212.6541 | 329.548 | Tesla-Bellota 230 kV line | Bellota-Weber 230kV line | Bell-Placer 115kV Line |  | 0 | 2 | 0 | 0 | 0 | 0 | -884.5215 | 247.3459 | 329.548 | Tesla-Bellota 230 kV line | Bellota-Weber 230kV line | Bell-Placer 115kV Line |  | 5 | 4 | YES | 4 | 1 | 1 | NO | 1
PG&E FRESNO | Atwater | 115 | 0 | 0 | 0 | 0 | 0 | 0 | 0 | 0 | 0 | 0 | 0 | 0 | 0 | 0 | 0 | 0 | 0 | 0 | 0 | 0 | 0 | 0 | 0 | 0 | 0 | 0 | 0 | 0 | 0 | 0 | 0 | 0 | 0 | 0 | 0 | 0 | 0 | 0 | 0 | 0 | 0 | 0 | 0 | 0 | 0 | 1 | 0 | 0 | 0 | 0 | 0 | 0 | 0 | 0 | 0 | 0 | 0 | 0 | 0 | 1 | 0 | 0 | 0 | 0 | 0 | 0 | 0 | 0 | 0 | 0 | 0 | 0 | 0 | 0 | 0 | 0 | 0 | 0 | 0 | 1 | 0 | 1 | 1 | 1 | 0 | 1 | 0 | 1 | 0 | 0 | 0 | 0 | 1 | 0 | 0 | 0 | 0 | 1 |  | 0 | 0 | 0 | 0 | 0 | 0 | 0 | 0 | 0 | 0 | 0 | 0 | 0 | 0 | 0 | 0 | 0 | 0 | 0 | 0 | 0 | 0 | 0 | 2 | 0 | 0 | 0 | 0 | 0 | 1 | 5 | 0 | 2 | 0 | 0 | 0 | -1184.5215 | -478 | 6.7626 | Tesla-Bellota 230 kV line | Chowchilla-Le grand 115kV Line | Oro Loma-El Nido 115kV Line |  | 2 | 2 | 0 | 0 | 0 | 0 | -884.5215 | 209.845 | 6.7626 | Tesla-Bellota 230 kV line | Tranquility-Helm 230kV Line | Oro Loma-El Nido 115kV Line |  | 5 | 5 | NO | 5 | 1 | 1 | NO | 1
PG&E GBA | Avena | 115 | 0 | 0 | 0 | 0 | 0 | 0 | 0 | 0 | 0 | 0 | 0 | 0 | 0 | 0 | 0 | 0 | 0 | 0 | 0 | 0 | 0 | 0 | 0 | 0 | 0 | 0 | 0 | 0 | 0 | 0 | 0 | 0 | 0 | 0 | 0 | 0 | 0 | 0 | 0 | 0 | 0 | 0 | 0 | 0 | 0 | 1 | 0 | 0 | 0 | 0 | 0 | 0 | 0 | 0 | 0 | 1 | 0 | 0 | 0 | 1 | 0 | 0 | 0 | 1 | 0 | 0 | 0 | 0 | 0 | 0 | 0 | 0 | 0 | 0 | 0 | 0 | 0 | 0 | 0 | 0 | 0 | 0 | 0 | 0 | 0 | 0 | 0 | 0 | 0 | 0 | 0 | 0 | 0 | 0 | 0 | 0 | 0 | 0 |  | 0 | 0 | 0 | 0 | 0 | 0 | 0 | 0 | 0 | 0 | 0 | 0 | 0 | 0 | 0 | 0 | 0 | 0 | 0 | 0 | 0 | 0 | 0 | 0 | 0 | 0 | 0 | 0 | 0 | 0 | 2 | 0 | 1 | 0 | 0 | 0 | -1184.5215 | -212.6541 | 239.4144 | Tesla-Bellota 230 kV line | Bellota-Weber 230kV line | Tesla-Salado 115 kV line |  | 0 | 2 | 0 | 0 | 0 | 0 | -884.5215 | 137.0109 | 239.4144 | Tesla-Bellota 230 kV line | Tesla-Salado 115 kV line | Tesla-Salado 115 kV line |  | 5 | 4 | YES | 4 | 1 | 1 | NO | 1
SDGE | Avocado | 69 | 0 | 0 | 0 | 0 | 0 | 0 | 0 | 0 | 0 | 0 | 0 | 0 | 0 | 0 | 0 | 0 | 0 | 0 | 0 | 0 | 0 | 0 | 0 | 0 | 0 | 1 | 0 | 0 | 1 | 0 | 0 | 0 | 1 | 1 | 0 | 0 | 0 | 1 | 0 | 0 | 0 | 0 | 0 | 0 | 0 | 0 | 0 | 0 | 0 | 0 | 0 | 0 | 0 | 0 | 0 | 0 | 0 | 0 | 0 | 0 | 0 | 0 | 0 | 0 | 0 | 0 | 0 | 0 | 0 | 0 | 0 | 0 | 0 | 0 | 0 | 0 | 0 | 0 | 0 | 0 | 0 | 0 | 0 | 0 | 0 | 0 | 0 | 0 | 0 | 0 | 0 | 0 | 0 | 0 | 0 | 0 | 0 | 2 |  | 0 | 0 | 0 | 0 | 0 | 0 | 0 | 0 | 0 | 0 | 0 | 0 | 0 | 0 | 0 | 0 | 0 | 0 | 0 | 0 | 0 | 0 | 0 | 0 | 0 | 0 | 29.6 | 0 | 0 | 1 | 0 | 0 | 0 | 0 | 0 | 0 | 54.76 | 174.2 | 263.6 | San Luis Rey-San Onofre 230 kV line constraint | Ocean Ranch 69 kV constraint | Ocean Ranch 69 kV constraint |  | 0 | 0 | 0 | 0 | 0 | 0 | 54.76 | 174.2 | 263.6 | San Luis Rey-San Onofre 230 kV line constraint | Ocean Ranch 69 kV constraint | Ocean Ranch 69 kV constraint |  | 1 | 1 | NO | 1 | 1 | 1 | NO | 1
PG&E NGBA | Bahia | 230 | 0 | 0 | 0 | 0 | 0 | 0 | 0 | 0 | 0 | 0 | 0 | 0 | 0 | 0 | 0 | 0 | 0 | 0 | 0 | 0 | 0 | 0 | 0 | 0 | 0 | 0 | 0 | 0 | 0 | 0 | 0 | 0 | 0 | 0 | 0 | 0 | 0 | 0 | 0 | 1 | 0 | 0 | 0 | 0 | 0 | 0 | 0 | 0 | 0 | 0 | 0 | 0 | 1 | 1 | 1 | 1 | 0 | 0 | 1 | 1 | 0 | 0 | 0 | 0 | 0 | 1 | 1 | 0 | 0 | 0 | 0 | 0 | 0 | 0 | 0 | 0 | 0 | 0 | 0 | 0 | 0 | 0 | 0 | 0 | 0 | 0 | 0 | 0 | 0 | 0 | 0 | 0 | 0 | 0 | 0 | 0 | 0 | 1 |  | 0 | 0 | 0 | 0 | 0 | 0 | 0 | 0 | 0 | 0 | 0 | 0 | 0 | 0 | 0 | 0 | 0 | 0 | 0 | 0 | 0 | 0 | 0 | 0 | 0 | 0 | 0 | 0 | 0 | 0 | 3 | 0 | 2 | 0 | 0 | 0 | -1184.5215 | -217.477 | 718.102 | Tesla-Bellota 230 kV line | Birds Landing-Contra Costa 230kV Line | Birds Landing-Contra Costa 230kV Line |  | 0 | 1 | 0 | 0 | 0 | 0 | -884.5215 | 678.723 | 718.102 | Tesla-Bellota 230 kV line | Contra Costa- Windmaster 230 kV line | Birds Landing-Contra Costa 230kV Line |  | 5 | 4 | YES | 4 | 1 | 1 | NO | 1
SCE Northern | Bailey | 230 | 0 | 0 | 1 | 0 | 0 | 0 | 1 | 1 | 0 | 0 | 0 | 0 | 0 | 0 | 0 | 0 | 0 | 0 | 0 | 0 | 0 | 0 | 0 | 0 | 1 | 0 | 0 | 0 | 0 | 0 | 0 | 0 | 0 | 0 | 0 | 0 | 0 | 0 | 0 | 0 | 0 | 0 | 0 | 0 | 0 | 0 | 0 | 0 | 0 | 0 | 0 | 0 | 0 | 0 | 0 | 0 | 0 | 0 | 0 | 0 | 0 | 0 | 0 | 0 | 0 | 0 | 0 | 0 | 0 | 0 | 0 | 0 | 0 | 0 | 0 | 0 | 0 | 0 | 0 | 0 | 0 | 0 | 0 | 0 | 0 | 0 | 0 | 0 | 0 | 0 | 0 | 0 | 0 | 0 | 0 | 0 | 0 | 0 |  | 0 | 0 | 0 | 0 | 0 | 0 | 0 | 0 | 0 | 0 | 0 | 0 | 0 | 0 | 0 | 0 | 0 | 0 | 0 | 0 | 0 | 0 | 0 | 0 | 0 | 0 | 0 | 0 | 0 | 0 | 1 | 0 | 1 | 0 | 0 | 0 | -3041.755 | -297.01 | 0 | Lugo - Victorville area constraint | Lugo - Victorville area constraint | Antelope-Neenach Constraint |  | 0 | 0 | 0 | 0 | 0 | 0 | 0 | 0 | 0 | Antelope-Neenach Constraint | Antelope-Neenach Constraint | Antelope-Neenach Constraint |  | 5 | 1 | YES | 2 | 1 | 1 | NO | 1
SCE NOL | Baker | 115 | 0 | 0 | 0 | 0 | 0 | 0 | 0 | 0 | 0 | 0 | 0 | 1 | 1 | 1 | 0 | 0 | 0 | 0 | 0 | 0 | 0 | 0 | 0 | 0 | 0 | 0 | 0 | 0 | 0 | 0 | 0 | 0 | 0 | 0 | 0 | 0 | 0 | 0 | 0 | 0 | 0 | 0 | 0 | 0 | 0 | 0 | 0 | 0 | 0 | 0 | 0 | 0 | 0 | 0 | 0 | 0 | 0 | 0 | 0 | 0 | 0 | 0 | 0 | 0 | 0 | 0 | 0 | 0 | 0 | 0 | 0 | 0 | 0 | 0 | 0 | 0 | 0 | 0 | 0 | 0 | 0 | 0 | 0 | 0 | 0 | 0 | 0 | 0 | 0 | 0 | 0 | 0 | 0 | 0 | 0 | 0 | 0 | 3 |  | 0 | 0 | 0 | 0 | 0 | 0 | 0 | 0 | 0 | 0 | 0 | 0 | 0 | 0 | 0 | 0 | 0 | 0 | 0 | 0 | 0 | 0 | 0 | 0 | 0 | 0 | 0 | 0 | 0 | 0 | 0 | 2 | 0 | 2 | 0 | 0 | -0.23 | -8.3 | 880.3938 | South of Kramer Area Constraint | South of Kramer Area Constraint | South of Kramer Area Constraint |  | 0 | 2 | 0 | 2 | 0 | 0 | -0.23 | -8.3 | 880.3938 | South of Kramer Area Constraint | South of Kramer Area Constraint | South of Kramer Area Constraint |  | 3 | 3 | NO | 3 | 1 | 1 | NO | 1
PG&E KERN | Bakersfield | 230 | 0 | 0 | 0 | 0 | 0 | 0 | 0 | 0 | 0 | 0 | 0 | 0 | 0 | 0 | 0 | 0 | 0 | 0 | 0 | 0 | 0 | 0 | 0 | 0 | 0 | 0 | 0 | 0 | 0 | 0 | 0 | 0 | 0 | 0 | 0 | 0 | 0 | 0 | 0 | 0 | 0 | 0 | 0 | 0 | 0 | 0 | 0 | 0 | 0 | 0 | 0 | 0 | 0 | 0 | 0 | 0 | 0 | 0 | 0 | 0 | 0 | 0 | 0 | 0 | 0 | 0 | 0 | 0 | 0 | 0 | 0 | 0 | 0 | 0 | 0 | 0 | 0 | 0 | 1 | 0 | 0 | 0 | 0 | 0 | 0 | 0 | 0 | 0 | 0 | 0 | 0 | 0 | 0 | 0 | 1 | 0 | 0 | 0 |  | 0 | 0 | 0 | 0 | 0 | 0 | 0 | 0 | 0 | 0 | 0 | 0 | 0 | 0 | 0 | 0 | 0 | 0 | 0 | 0 | 0 | 0 | 0 | 0 | 0 | 0 | 0 | 0 | 0 | 0 | 1 | 0 | 0 | 0 | 1 | 1 | -827.515 | 264.1697 | -1162.3269 | Mustang-Henrietta 230 kV line | Mustang-Henrietta 230 kV line | Mustang-Henrietta 230 kV line |  | 0 | 0 | 0 | 0 | 1 | 1 | 69.097 | 513.0707 | -1162.3269 | Gates 500/230kV TB #12 | Gates 500/230kV TB #12 | Mustang-Henrietta 230 kV line |  | 5 | 1 | YES | 2 | 5 | 5 | NO | 5
PG&E FRESNO | Balch | 230 | 0 |  | 0 | 0 | 0 | 0 | 0 | 0 | 0 | 0 | 0 | 0 | 0 | 0 | 0 | 0 | 0 | 0 | 0 | 0 | 0 | 0 | 0 | 0 | 0 | 0 | 0 | 0 | 0 | 0 | 0 | 0 | 0 | 0 | 0 | 0 | 0 | 0 | 0 | 0 | 0 | 0 | 0 | 0 | 0 | 1 | 0 | 0 | 0 | 0 | 0 | 0 | 0 | 0 | 0 | 0 | 0 | 0 | 0 | 0 | 0 | 0 | 0 | 0 | 0 | 0 | 0 | 0 | 0 | 0 | 0 | 0 | 0 | 0 | 0 | 0 | 0 | 0 | 1 | 1 | 0 | 1 | 0 | 0 | 0 | 1 | 0 | 0 | 0 | 1 | 0 | 0 | 0 | 0 | 0 | 0 | 0 | 1 |  | 0 | 0 | 0 | 0 | 0 | 0 | 0 | 0 | 0 | 0 | 0 | 0 | 0 | 0 | 0 | 0 | 0 | 0 | 0 | 0 | 0 | 0 | 0 | 0 | 0 | 0 | 0 | 0 | 0 | 0 | 4 | 0 | 2 | 0 | 1 | 0 | -1662.7 | -1176 | -369.3748 | Borden-Storey #1 230kV line | Borden-Storey #1 230kV line | Gates 500/230kV TB #12 |  | 2 | 2 | 0 | 0 | 1 | 0 | -491.4315 | 71 | -369.3748 | Bellota-Weber 230kV line | Borden-Storey #1 230kV line | Gates 500/230kV TB #12 |  | 5 | 5 | NO | 5 | 5 | 5 | NO | 5
SCE Eastern | Bannister | 230 | 0 | 0 | 0 | 0 | 0 | 0 | 0 | 0 | 0 | 0 | 0 | 0 | 0 | 0 | 0 | 0 | 0 | 0 | 1 | 1 | 0 | 1 | 0 | 0 | 0 | 0 | 0 | 0 | 0 | 0 | 0 | 0 | 0 | 0 | 0 | 0 | 0 | 0 | 0 | 0 | 0 | 0 | 0 | 0 | 0 | 0 | 0 | 0 | 0 | 0 | 0 | 0 | 0 | 0 | 0 | 0 | 0 | 0 | 0 | 0 | 0 | 0 | 0 | 0 | 0 | 0 | 0 | 0 | 0 | 0 | 0 | 0 | 0 | 0 | 0 | 0 | 0 | 0 | 0 | 0 | 0 | 0 | 0 | 0 | 0 | 0 | 0 | 0 | 0 | 0 | 0 | 0 | 0 | 0 | 0 | 0 | 0 | 1 |  | 0 | 0 | 0 | 0 | 0 | 0 | 0 | 0 | 0 | 0 | 0 | 0 | 0 | 0 | 0 | 0 | 0 | 0 | 0 | 0 | 0 | 0 | 0 | 0 | 0 | 0 | 0 | 0 | 0 | 0 | 1 | 2 | 1 | 0 | 0 | 1 | -935 | -730 | -23.3 | Eagle Mountain Constraint | Eagle Mountain Constraint | Eagle Mountain Constraint |  | 0 | 3 | 0 | 1 | 0 | 1 | -335 | -130 | -23.3 | Eagle Mountain Constraint | Eagle Mountain Constraint | Eagle Mountain Constraint |  | 5 | 4 | YES | 4 | 3 | 3 | NO | 3
SCE Metro | Barre | 230 | 0 | 0 | 0 | 0 | 0 | 0 | 0 | 0 | 0 | 1 | 0 | 0 | 0 | 0 | 0 | 0 | 0 | 0 | 0 | 0 | 0 | 0 | 0 | 0 | 0 | 0 | 0 | 0 | 0 | 0 | 0 | 0 | 0 | 0 | 0 | 0 | 0 | 0 | 0 | 0 | 0 | 0 | 0 | 0 | 0 | 0 | 0 | 0 | 0 | 0 | 0 | 0 | 0 | 0 | 0 | 0 | 0 | 0 | 0 | 0 | 0 | 0 | 0 | 0 | 0 | 0 | 0 | 0 | 0 | 0 | 0 | 0 | 0 | 0 | 0 | 0 | 0 | 0 | 0 | 0 | 0 | 0 | 0 | 0 | 0 | 0 | 0 | 0 | 0 | 0 | 0 | 0 | 0 | 0 | 0 | 0 | 0 | 0 |  | 0 | 0 | 0 | 0 | 0 | 0 | 0 | 0 | 0 | 0 | -10 | 0 | 0 | 0 | 1 | 0 | 0 | 0 | 0 | 0 | 0 | 0 | 0 | 0 | 10 | 0 | 10 | 0 | 0 | 1 | 0 | 0 | 0 | 0 | 0 | 0 | 9141.6 | 11076.2 | 14650.5055 | SCE Metro Area Default Constraint | SCE Metro Area Default Constraint | SCE Metro Area Default Constraint |  | 0 | 0 | 0 | 0 | 0 | 0 | 9141.6 | 11076.2 | 14650.5055 | SCE Metro Area Default Constraint | SCE Metro Area Default Constraint | SCE Metro Area Default Constraint |  | 1 | 1 | NO | 1 | 1 | 1 | NO | 1
SDGE | Bay Boulevard | 69 | 0 | 0 | 0 | 0 | 0 | 0 | 0 | 0 | 0 | 0 | 0 | 0 | 0 | 0 | 0 | 0 | 0 | 0 | 0 | 0 | 0 | 0 | 0 | 0 | 0 | 0 | 0 | 0 | 0 | 0 | 1 | 0 | 1 | 0 | 0 | 1 | 1 | 0 | 0 | 0 | 0 | 0 | 0 | 0 | 0 | 0 | 0 | 0 | 0 | 0 | 0 | 0 | 0 | 0 | 0 | 0 | 0 | 0 | 0 | 0 | 0 | 0 | 0 | 0 | 0 | 0 | 0 | 0 | 0 | 0 | 0 | 0 | 0 | 0 | 0 | 0 | 0 | 0 | 0 | 0 | 0 | 0 | 0 | 0 | 0 | 0 | 0 | 0 | 0 | 0 | 0 | 0 | 0 | 0 | 0 | 0 | 0 | 4 |  | 0 | 0 | 0 | 0 | 0 | 0 | 0 | 0 | 0 | 0 | 0 | 0 | 0 | 0 | 0 | 0 | 0 | 0 | 0 | 0 | 0 | 0 | 0 | 0 | 0 | 0 | 0 | 0 | 0 | 0 | 0 | 0 | 0 | 0 | 0 | 0 | 54.76 | 1197.97 | 1601.1044 | San Luis Rey-San Onofre 230 kV line constraint | Silvergate-Old Town 230 kV constraint | Silvergate-Old Town 230 kV constraint |  | 0 | 0 | 0 | 0 | 0 | 0 | 54.76 | 1197.97 | 1601.1044 | San Luis Rey-San Onofre 230 kV line constraint | Silvergate-Old Town 230 kV constraint | Silvergate-Old Town 230 kV constraint |  | 1 | 1 | NO | 1 | 1 | 1 | NO | 1
SDGE | Bay Boulevard | 230 | 0 | 0 | 0 | 0 | 0 | 0 | 0 | 0 | 0 | 0 | 0 | 0 | 0 | 0 | 0 | 0 | 0 | 0 | 0 | 0 | 0 | 0 | 0 | 0 | 0 | 0 | 0 | 0 | 1 | 0 | 1 | 0 | 1 | 0 | 0 | 1 | 1 | 0 | 0 | 0 | 0 | 0 | 0 | 0 | 0 | 0 | 0 | 0 | 0 | 0 | 0 | 0 | 0 | 0 | 0 | 0 | 0 | 0 | 0 | 0 | 0 | 0 | 0 | 0 | 0 | 0 | 0 | 0 | 0 | 0 | 0 | 0 | 0 | 0 | 0 | 0 | 0 | 0 | 0 | 0 | 0 | 0 | 0 | 0 | 0 | 0 | 0 | 0 | 0 | 0 | 0 | 0 | 0 | 0 | 0 | 0 | 0 | 5 |  | 0 | 0 | 0 | 0 | 0 | 0 | 0 | 0 | 0 | 0 | 0 | 0 | 0 | 0 | 0 | 0 | 0 | 0 | 0 | 0 | 0 | 0 | 0 | 0 | 0 | 0 | 0 | 0 | 0 | 0 | 0 | 0 | 0 | 0 | 0 | 0 | 54.76 | 1197.97 | 1601.1044 | San Luis Rey-San Onofre 230 kV line constraint | Silvergate-Old Town 230 kV constraint | Silvergate-Old Town 230 kV constraint |  | 0 | 0 | 0 | 0 | 0 | 0 | 54.76 | 1197.97 | 1601.1044 | San Luis Rey-San Onofre 230 kV line constraint | Silvergate-Old Town 230 kV constraint | Silvergate-Old Town 230 kV constraint |  | 1 | 1 | NO | 1 | 1 | 1 | NO | 1
EOP | Beatty | 138 | 0 | 0 | 0 | 0 | 0 | 0 | 0 | 0 | 0 | 0 | 0 | 0 | 0 | 0 | 0 | 0 | 0 | 0 | 0 | 0 | 0 | 0 | 1 | 1 | 1 | 0 | 0 | 0 | 0 | 0 | 0 | 0 | 0 | 0 | 0 | 0 | 0 | 0 | 0 | 0 | 0 | 0 | 0 | 0 | 0 | 0 | 0 | 0 | 0 | 0 | 0 | 0 | 0 | 0 | 0 | 0 | 0 | 0 | 0 | 0 | 0 | 0 | 0 | 0 | 0 | 0 | 0 | 0 | 0 | 0 | 0 | 0 | 0 | 0 | 0 | 0 | 0 | 0 | 0 | 0 | 0 | 0 | 0 | 0 | 0 | 0 | 0 | 0 | 0 | 0 | 0 | 0 | 0 | 0 | 0 | 0 | 0 | 2 |  | 0 | 0 | 0 | 0 | 0 | 0 | 0 | 0 | 0 | 0 | 0 | 0 | 0 | 0 | 0 | 0 | 0 | 0 | 0 | 0 | 0 | 0 | 0 | 0 | 0 | 0 | 0 | 0 | 0 | 0 | 1 | 1 | 1 | 0 | 0 | 0 | -3041.755 | -297.01 | 876.53 | Lugo - Victorville area constraint | Lugo - Victorville area constraint | GLW 230kV area constraint |  | 0 | 1 | 0 | 0 | 0 | 0 | -362.03 | 49.37 | 876.53 | Sloan Canyon - Eldorado 500 kV constraint | Sloan Canyon - Eldorado 500 kV constraint | GLW 230kV area constraint |  | 5 | 4 | YES | 4 | 1 | 1 | NO | 1
EOP | Beatty | 230 | 0 | 0 | 0 | 0 | 0 | 0 | 0 | 0 | 0 | 0 | 0 | 0 | 0 | 0 | 0 | 0 | 0 | 0 | 0 | 0 | 0 | 0 | 1 | 1 | 1 | 0 | 0 | 0 | 0 | 0 | 0 | 0 | 0 | 0 | 0 | 0 | 0 | 0 | 0 | 0 | 0 | 0 | 0 | 0 | 0 | 0 | 0 | 0 | 0 | 0 | 0 | 0 | 0 | 0 | 0 | 0 | 0 | 0 | 0 | 0 | 0 | 0 | 0 | 0 | 0 | 0 | 0 | 0 | 0 | 0 | 0 | 0 | 0 | 0 | 0 | 0 | 0 | 0 | 0 | 0 | 0 | 0 | 0 | 0 | 0 | 0 | 0 | 0 | 0 | 0 | 0 | 0 | 0 | 0 | 0 | 0 | 0 | 2 |  | 0 | 0 | 0 | 0 | 0 | 0 | 0 | 0 | 0 | 0 | 0 | 0 | 0 | 0 | 0 | 400 | 0 | 0 | 0 | 0 | 0 | 0 | 0 | 0 | 300 | 500 | 0 | 200 | 0 | 1 | 1 | 1 | 1 | 0 | 0 | 0 | -3041.755 | -297.01 | 876.53 | Lugo - Victorville area constraint | Lugo - Victorville area constraint | GLW 230kV area constraint |  | 0 | 1 | 0 | 0 | 0 | 0 | -362.03 | 49.37 | 876.53 | Sloan Canyon - Eldorado 500 kV constraint | Sloan Canyon - Eldorado 500 kV constraint | GLW 230kV area constraint |  | 5 | 4 | YES | 4 | 1 | 1 | NO | 1
PG&E NGBA | Belden | 230 | 0 | 0 | 0 | 0 | 0 | 0 | 0 | 0 | 0 | 0 | 0 | 0 | 0 | 0 | 0 | 0 | 0 | 0 | 0 | 0 | 0 | 0 | 0 | 0 | 0 | 0 | 0 | 0 | 0 | 0 | 0 | 0 | 0 | 0 | 0 | 0 | 0 | 0 | 0 | 1 | 1 | 0 | 1 | 0 | 1 | 1 | 1 | 1 | 0 | 0 | 0 | 0 | 0 | 0 | 0 | 0 | 0 | 0 | 0 | 1 | 1 | 0 | 0 | 0 | 0 | 0 | 0 | 0 | 0 | 0 | 0 | 0 | 0 | 0 | 0 | 0 | 0 | 0 | 0 | 0 | 0 | 0 | 0 | 0 | 0 | 0 | 0 | 0 | 0 | 0 | 0 | 0 | 0 | 0 | 0 | 0 | 0 | 0 |  | 0 | 0 | 0 | 0 | 0 | 0 | 0 | 0 | 0 | 0 | 0 | 0 | 0 | 0 | 0 | 0 | 0 | 0 | 0 | 0 | 0 | 0 | 0 | 0 | 0 | 0 | 0 | 0 | 0 | 0 | 2 | 0 | 1 | 0 | 0 | 0 | -1184.5215 | -212.6541 | 32.84 | Tesla-Bellota 230 kV line | Bellota-Weber 230kV line | Woodland- Davis 115kV line |  | 0 | 2 | 0 | 0 | 0 | 0 | -884.5215 | 41.5 | 32.84 | Tesla-Bellota 230 kV line | Rocklin-Pleaseant grove 115kV line | Woodland- Davis 115kV line |  | 5 | 4 | YES | 4 | 1 | 1 | NO | 1
PG&E NGBA | Bell | 115 | 0 | 0 | 0 | 0 | 0 | 0 | 0 | 0 | 0 | 0 | 0 | 0 | 0 | 0 | 0 | 0 | 0 | 0 | 0 | 0 | 0 | 0 | 0 | 0 | 0 | 0 | 0 | 0 | 0 | 0 | 0 | 0 | 0 | 0 | 0 | 0 | 0 | 0 | 0 | 1 | 0 | 0 | 0 | 0 | 0 | 1 | 0 | 1 | 0 | 0 | 0 | 0 | 0 | 0 | 0 | 0 | 0 | 0 | 0 | 1 | 1 | 0 | 0 | 0 | 0 | 0 | 0 | 0 | 0 | 0 | 0 | 0 | 0 | 0 | 0 | 0 | 0 | 0 | 0 | 0 | 0 | 0 | 0 | 0 | 0 | 0 | 0 | 0 | 0 | 0 | 0 | 0 | 0 | 0 | 0 | 0 | 0 | 0 |  | 0 | 0 | 0 | 0 | 0 | 0 | 0 | 0 | 0 | 0 | 0 | 0 | 0 | 0 | 0 | 0 | 0 | 0 | 0 | 0 | 0 | 0 | 0 | 0 | 0 | 0 | 0 | 0 | 0 | 0 | 2 | 0 | 1 | 0 | 0 | 0 | -1184.5215 | -212.6541 | 967.1636 | Tesla-Bellota 230 kV line | Bellota-Weber 230kV line | Rio Oso-Lockeford 230kV line |  | 0 | 2 | 0 | 0 | 0 | 0 | -884.5215 | 247.3459 | 967.1636 | Tesla-Bellota 230 kV line | Bellota-Weber 230kV line | Rio Oso-Lockeford 230kV line |  | 5 | 4 | YES | 4 | 1 | 1 | NO | 1
PG&E NGBA | Bellevue | 115 | 0 | 0 | 0 | 0 | 0 | 0 | 0 | 0 | 0 | 0 | 0 | 0 | 0 | 0 | 0 | 0 | 0 | 0 | 0 | 0 | 0 | 0 | 0 | 0 | 0 | 0 | 0 | 0 | 0 | 0 | 0 | 0 | 0 | 0 | 0 | 0 | 0 | 0 | 0 | 1 | 0 | 0 | 0 | 0 | 0 | 0 | 0 | 0 | 0 | 0 | 0 | 0 | 1 | 0 | 0 | 0 | 0 | 0 | 0 | 0 | 0 | 0 | 0 | 0 | 0 | 0 | 1 | 0 | 0 | 0 | 0 | 0 | 0 | 0 | 0 | 0 | 0 | 0 | 0 | 0 | 0 | 0 | 0 | 0 | 0 | 0 | 0 | 0 | 0 | 0 | 0 | 0 | 0 | 0 | 0 | 0 | 0 | 1 |  | 0 | 0 | 0 | 0 | 0 | 0 | 0 | 0 | 0 | 0 | 0 | 0 | 0 | 0 | 0 | 0 | 0 | 0 | 0 | 0 | 0 | 0 | 0 | 0 | 0 | 0 | 0 | 0 | 0 | 0 | 1 | 0 | 1 | 0 | 0 | 0 | -547.725 | -217.477 | 718.102 | Birds Landing-Contra Costa 230kV Line | Birds Landing-Contra Costa 230kV Line | Birds Landing-Contra Costa 230kV Line |  | 0 | 0 | 0 | 0 | 0 | 0 | 1.495 | 1408.886 | 718.102 | Collinsville-Tesla 500 kV Line | Collinsville-Tesla 500 kV Line | Birds Landing-Contra Costa 230kV Line |  | 5 | 1 | YES | 2 | 1 | 1 | NO | 1
PG&E GBA | Bellota | 115 | 0 | 0 | 0 | 0 | 0 | 0 | 0 | 0 | 0 | 0 | 0 | 0 | 0 | 0 | 0 | 0 | 0 | 0 | 0 | 0 | 0 | 0 | 0 | 0 | 0 | 0 | 0 | 0 | 0 | 0 | 0 | 0 | 0 | 0 | 0 | 0 | 0 | 0 | 0 | 0 | 0 | 0 | 0 | 0 | 0 | 1 | 0 | 0 | 0 | 0 | 0 | 0 | 0 | 0 | 0 | 0 | 0 | 1 | 0 | 1 | 1 | 0 | 0 | 0 | 0 | 0 | 0 | 0 | 0 | 0 | 0 | 0 | 0 | 0 | 0 | 0 | 0 | 0 | 0 | 0 | 0 | 0 | 0 | 0 | 0 | 0 | 0 | 0 | 0 | 0 | 0 | 0 | 0 | 0 | 0 | 0 | 0 | 0 |  | 0 | 2.8 | 0 | 0 | 0 | 0 | 0 | 0 | 0 | 0 | 0 | 0 | 0 | 0 | 1 | 0 | 2.8 | 0 | 0 | 0 | 0 | 0 | 0 | 0 | 0 | 0 | 0 | 0 | 0 | 1 | 2 | 0 | 1 | 0 | 0 | 0 | -1184.5215 | -212.6541 | 653.3714 | Tesla-Bellota 230 kV line | Bellota-Weber 230kV line | Kasson Jct-Heinz 115 kV line |  | 0 | 2 | 0 | 0 | 0 | 0 | -884.5215 | 201.2909 | 653.3714 | Tesla-Bellota 230 kV line | Kasson Jct-Heinz 115 kV line | Kasson Jct-Heinz 115 kV line |  | 5 | 4 | YES | 4 | 1 | 1 | NO | 1
PG&E GBA | Bellota | 230 | 0 | 0 | 0 | 0 | 0 | 0 | 0 | 0 | 0 | 0 | 0 | 0 | 0 | 0 | 0 | 0 | 0 | 0 | 0 | 0 | 0 | 0 | 0 | 0 | 0 | 0 | 0 | 0 | 0 | 0 | 0 | 0 | 0 | 0 | 0 | 0 | 0 | 0 | 0 | 0 | 0 | 0 | 0 | 0 | 0 | 1 | 0 | 0 | 0 | 0 | 0 | 0 | 0 | 0 | 0 | 0 | 0 | 0 | 0 | 1 | 1 | 0 | 0 | 0 | 0 | 0 | 0 | 0 | 0 | 0 | 0 | 0 | 0 | 0 | 0 | 0 | 0 | 0 | 0 | 0 | 0 | 0 | 0 | 0 | 0 | 0 | 0 | 0 | 0 | 0 | 0 | 0 | 0 | 0 | 0 | 0 | 0 | 0 |  | 0 | 0 | 0 | 0 | 0 | 0 | 0 | 0 | 0 | 0 | 0 | 0 | 0 | 0 | 0 | 0 | 0 | 0 | 0 | 0 | 0 | 0 | 0 | 0 | 0 | 0 | 0 | 0 | 310 | 1 | 2 | 0 | 1 | 0 | 0 | 0 | -1184.5215 | -212.6541 | 2570.2022 | Tesla-Bellota 230 kV line | Bellota-Weber 230kV line | Bellota-Weber 230kV line |  | 0 | 2 | 0 | 0 | 0 | 0 | -884.5215 | 247.3459 | 2570.2022 | Tesla-Bellota 230 kV line | Bellota-Weber 230kV line | Bellota-Weber 230kV line |  | 5 | 4 | YES | 4 | 1 | 1 | NO | 1
SCE Northern | Big Creek | 230 | 1 | 0 | 1 | 0 | 0 | 1 | 1 | 0 | 0 | 0 | 0 | 0 | 0 | 0 | 0 | 0 | 0 | 0 | 0 | 0 | 0 | 0 | 0 | 0 | 0 | 0 | 0 | 0 | 0 | 0 | 0 | 0 | 0 | 0 | 0 | 0 | 0 | 0 | 0 | 0 | 0 | 0 | 0 | 0 | 0 | 0 | 0 | 0 | 0 | 0 | 0 | 0 | 0 | 0 | 0 | 0 | 0 | 0 | 0 | 0 | 0 | 0 | 0 | 0 | 0 | 0 | 0 | 0 | 0 | 0 | 0 | 0 | 0 | 0 | 0 | 0 | 0 | 0 | 0 | 0 | 0 | 0 | 0 | 0 | 0 | 0 | 0 | 0 | 0 | 0 | 0 | 0 | 0 | 0 | 0 | 0 | 0 | 0 |  | 0 | 0 | 0 | 0 | 0 | 0 | 0 | 0 | 0 | 0 | 0 | 0 | 0 | 0 | 0 | 0 | 0 | 0 | 0 | 0 | 0 | 0 | 0 | 0 | 0 | 0 | 0 | 0 | 0 | 0 | 0 | 0 | 0 | 0 | 0 | 0 | 3.65 | 2.5 | 1345.64 | North of Magunden Constraint | North of Magunden Constraint | North of Magunden Constraint |  | 0 | 0 | 0 | 0 | 0 | 0 | 3.65 | 2.5 | 1345.64 | North of Magunden Constraint | North of Magunden Constraint | North of Magunden Constraint |  | 1 | 1 | NO | 1 | 1 | 1 | NO | 1
PG&E FRESNO | Biola | 70 | 0 | 0 | 0 | 0 | 0 | 0 | 0 | 0 | 0 | 0 | 0 | 0 | 0 | 0 | 0 | 0 | 0 | 0 | 0 | 0 | 0 | 0 | 0 | 0 | 0 | 0 | 0 | 0 | 0 | 0 | 0 | 0 | 0 | 0 | 0 | 0 | 0 | 0 | 0 | 0 | 0 | 0 | 0 | 0 | 0 | 0 | 0 | 0 | 0 | 0 | 0 | 0 | 0 | 0 | 0 | 0 | 0 | 0 | 0 | 0 | 0 | 0 | 0 | 0 | 0 | 0 | 0 | 0 | 0 | 0 | 0 | 0 | 0 | 0 | 0 | 0 | 0 | 0 | 0 | 1 | 0 | 1 | 1 | 1 | 0 | 1 | 0 | 1 | 0 | 0 | 0 | 0 | 1 | 0 | 0 | 0 | 0 | 1 |  | 0 | 0 | 0 | 0 | 0 | 0 | 0 | 0 | 0 | 0 | 0 | 0 | 0 | 0 | 0 | 0 | 0 | 0 | 0 | 0 | 0 | 0 | 0 | 0 | 0 | 0 | 0 | 0 | 0 | 0 | 3 | 0 | 1 | 0 | 0 | 0 | -794.9 | -478 | 6.7626 | Chowchilla-Le grand 115kV Line | Chowchilla-Le grand 115kV Line | Oro Loma-El Nido 115kV Line |  | 2 | 0 | 0 | 0 | 0 | 0 | -314.8 | 209.845 | 6.7626 | Tranquility-Helm 230kV Line | Tranquility-Helm 230kV Line | Oro Loma-El Nido 115kV Line |  | 5 | 5 | NO | 5 | 1 | 1 | NO | 1
PG&E GBA | Birds Landing | 230 | 0 | 0 | 0 | 0 | 0 | 0 | 0 | 0 | 0 | 0 | 0 | 0 | 0 | 0 | 0 | 0 | 0 | 0 | 0 | 0 | 0 | 0 | 0 | 0 | 0 | 0 | 0 | 0 | 0 | 0 | 0 | 0 | 0 | 0 | 0 | 0 | 0 | 0 | 0 | 1 | 0 | 0 | 0 | 0 | 0 | 0 | 0 | 0 | 0 | 0 | 0 | 0 | 0 | 1 | 1 | 1 | 0 | 0 | 1 | 1 | 0 | 0 | 0 | 0 | 0 | 1 | 1 | 0 | 0 | 0 | 0 | 0 | 0 | 0 | 0 | 0 | 0 | 0 | 0 | 0 | 0 | 0 | 0 | 0 | 0 | 0 | 0 | 0 | 0 | 0 | 0 | 0 | 0 | 0 | 0 | 0 | 0 | 0 |  | 0 | 0 | 0 | 0 | 0 | 0 | 0 | 0 | 0 | 0 | 0 | 0 | 0 | 0 | 0 | 0 | 0 | 234.8 | 107 | 0 | 0 | 0 | 0 | 0 | 0 | 200 | 0 | 65 | 0 | 1 | 3 | 0 | 2 | 0 | 0 | 0 | -1184.5215 | -217.477 | 718.102 | Tesla-Bellota 230 kV line | Birds Landing-Contra Costa 230kV Line | Birds Landing-Contra Costa 230kV Line |  | 0 | 1 | 0 | 0 | 0 | 0 | -884.5215 | 678.723 | 718.102 | Tesla-Bellota 230 kV line | Contra Costa- Windmaster 230 kV line | Birds Landing-Contra Costa 230kV Line |  | 5 | 4 | YES | 4 | 1 | 1 | NO | 1
SCE Northern | Bliss | 66 | 1 | 0 | 1 | 0 | 0 | 1 | 1 | 0 | 0 | 0 | 0 | 0 | 0 | 0 | 0 | 0 | 0 | 0 | 0 | 0 | 0 | 0 | 0 | 0 | 0 | 0 | 0 | 0 | 0 | 0 | 0 | 0 | 0 | 0 | 0 | 0 | 0 | 0 | 0 | 0 | 0 | 0 | 0 | 0 | 0 | 0 | 0 | 0 | 0 | 0 | 0 | 0 | 0 | 0 | 0 | 0 | 0 | 0 | 0 | 0 | 0 | 0 | 0 | 0 | 0 | 0 | 0 | 0 | 0 | 0 | 0 | 0 | 0 | 0 | 0 | 0 | 0 | 0 | 0 | 0 | 0 | 0 | 0 | 0 | 0 | 0 | 0 | 0 | 0 | 0 | 0 | 0 | 0 | 0 | 0 | 0 | 0 | 0 |  | 0 | 0 | 0 | 0 | 0 | 0 | 0 | 0 | 0 | 0 | 0 | 0 | 0 | 0 | 0 | 0 | 0 | 0 | 0 | 0 | 0 | 0 | 0 | 0 | 0 | 0 | 0 | 0 | 0 | 0 | 0 | 0 | 0 | 0 | 0 | 0 | 3.65 | 2.5 | 1345.64 | North of Magunden Constraint | North of Magunden Constraint | North of Magunden Constraint |  | 0 | 0 | 0 | 0 | 0 | 0 | 3.65 | 2.5 | 1345.64 | North of Magunden Constraint | North of Magunden Constraint | North of Magunden Constraint |  | 1 | 1 | NO | 1 | 1 | 1 | NO | 1
SCE Eastern | Blythe | 161 | 0 | 0 | 0 | 0 | 0 | 0 | 0 | 0 | 0 | 0 | 0 | 0 | 0 | 0 | 0 | 0 | 0 | 0 | 1 | 0 | 0 | 0 | 0 | 0 | 0 | 0 | 0 | 0 | 0 | 0 | 0 | 1 | 1 | 0 | 0 | 0 | 0 | 0 | 0 | 0 | 0 | 0 | 0 | 0 | 0 | 0 | 0 | 0 | 0 | 0 | 0 | 0 | 0 | 0 | 0 | 0 | 0 | 0 | 0 | 0 | 0 | 0 | 0 | 0 | 0 | 0 | 0 | 0 | 0 | 0 | 0 | 0 | 0 | 0 | 0 | 0 | 0 | 0 | 0 | 0 | 0 | 0 | 0 | 0 | 0 | 0 | 0 | 0 | 0 | 0 | 0 | 0 | 0 | 0 | 0 | 0 | 0 | 2 |  | 0 | 0 | 0 | 0 | 0 | 0 | 0 | 0 | 0 | 0 | 0 | 0 | 0 | 0 | 0 | 0 | 0 | 0 | 0 | 0 | 0 | 0 | 0 | 0 | 0 | 160 | 160 | 0 | 0 | 1 | 1 | 0 | 1 | 0 | 0 | 1 | -935 | -730 | -23.3 | Eagle Mountain Constraint | Eagle Mountain Constraint | Eagle Mountain Constraint |  | 0 | 1 | 0 | 1 | 0 | 1 | -335 | -130 | -23.3 | Eagle Mountain Constraint | Eagle Mountain Constraint | Eagle Mountain Constraint |  | 5 | 4 | YES | 4 | 3 | 3 | NO | 3
PG&E NGBA | Bogue | 115 | 0 | 0 | 0 | 0 | 0 | 0 | 0 | 0 | 0 | 0 | 0 | 0 | 0 | 0 | 0 | 0 | 0 | 0 | 0 | 0 | 0 | 0 | 0 | 0 | 0 | 0 | 0 | 0 | 0 | 0 | 0 | 0 | 0 | 0 | 0 | 0 | 0 | 0 | 0 | 1 | 0 | 0 | 0 | 0 | 1 | 1 | 1 | 1 | 0 | 0 | 0 | 0 | 0 | 0 | 0 | 0 | 0 | 0 | 0 | 1 | 1 | 0 | 0 | 0 | 0 | 0 | 0 | 0 | 0 | 0 | 0 | 0 | 0 | 0 | 0 | 0 | 0 | 0 | 0 | 0 | 0 | 0 | 0 | 0 | 0 | 0 | 0 | 0 | 0 | 0 | 0 | 0 | 0 | 0 | 0 | 0 | 0 | 0 |  | 0 | 0 | 0 | 0 | 0 | 0 | 0 | 0 | 0 | 0 | 0 | 0 | 0 | 0 | 0 | 0 | 0 | 0 | 0 | 0 | 0 | 0 | 0 | 0 | 0 | 0 | 0 | 0 | 0 | 0 | 2 | 0 | 1 | 0 | 0 | 0 | -1184.5215 | -212.6541 | 79.4556 | Tesla-Bellota 230 kV line | Bellota-Weber 230kV line | Rocklin-Pleaseant grove 115kV line |  | 0 | 2 | 0 | 0 | 0 | 0 | -884.5215 | 41.5 | 79.4556 | Tesla-Bellota 230 kV line | Rocklin-Pleaseant grove 115kV line | Rocklin-Pleaseant grove 115kV line |  | 5 | 4 | YES | 4 | 1 | 1 | NO | 1
PG&E FRESNO | Borden | 230 | 0 | 0 | 0 | 0 | 0 | 0 | 0 | 0 | 0 | 0 | 0 | 0 | 0 | 0 | 0 | 0 | 0 | 0 | 0 | 0 | 0 | 0 | 0 | 0 | 0 | 0 | 0 | 0 | 0 | 0 | 0 | 0 | 0 | 0 | 0 | 0 | 0 | 0 | 0 | 0 | 0 | 0 | 0 | 0 | 0 | 1 | 0 | 0 | 0 | 0 | 0 | 0 | 0 | 0 | 0 | 0 | 0 | 0 | 0 | 0 | 0 | 0 | 0 | 0 | 0 | 0 | 0 | 0 | 0 | 0 | 0 | 0 | 0 | 0 | 0 | 0 | 0 | 0 | 1 | 1 | 0 | 1 | 1 | 1 | 1 | 1 | 0 | 1 | 1 | 1 | 0 | 0 | 1 | 0 | 1 | 0 | 0 | 2 |  | 0 | 0 | 0 | 0 | 0 | 0 | 0 | 0 | 0 | 0 | 0 | 0 | 0 | 0 | 0 | 0 | 0 | 0 | 0 | 0 | 0 | 0 | 0 | 0 | 100 | 300 | 0 | 125 | 0 | 1 | 6 | 0 | 3 | 0 | 1 | 1 | -1662.7 | -1176 | -1162.3269 | Borden-Storey #1 230kV line | Borden-Storey #1 230kV line | Mustang-Henrietta 230 kV line |  | 2 | 2 | 0 | 0 | 1 | 1 | -491.4315 | 71 | -1162.3269 | Bellota-Weber 230kV line | Borden-Storey #1 230kV line | Mustang-Henrietta 230 kV line |  | 5 | 5 | NO | 5 | 5 | 5 | NO | 5
PG&E FRESNO | Borden | 70 | 0 | 0 | 0 | 0 | 0 | 0 | 0 | 0 | 0 | 0 | 0 | 0 | 0 | 0 | 0 | 0 | 0 | 0 | 0 | 0 | 0 | 0 | 0 | 0 | 0 | 0 | 0 | 0 | 0 | 0 | 0 | 0 | 0 | 0 | 0 | 0 | 0 | 0 | 0 | 0 | 0 | 0 | 0 | 0 | 0 | 1 | 0 | 0 | 0 | 0 | 0 | 0 | 0 | 0 | 0 | 0 | 0 | 0 | 0 | 0 | 0 | 0 | 0 | 0 | 0 | 0 | 0 | 0 | 0 | 0 | 0 | 0 | 0 | 0 | 0 | 0 | 0 | 0 | 1 | 0 | 0 | 1 | 1 | 1 | 1 | 1 | 0 | 1 | 1 | 1 | 0 | 0 | 1 | 0 | 1 | 0 | 0 | 2 |  | 0 | 0 | 0 | 0 | 0 | 0 | 0 | 0 | 0 | 0 | 0 | 0 | 0 | 0 | 0 | 0 | 0 | 0 | 0 | 0 | 0 | 0 | 0 | 4.5 | 0 | 0 | 0 | 0 | 0 | 1 | 5 | 0 | 3 | 0 | 1 | 1 | -1662.7 | -1176 | -1162.3269 | Borden-Storey #1 230kV line | Borden-Storey #1 230kV line | Mustang-Henrietta 230 kV line |  | 1 | 2 | 0 | 0 | 1 | 1 | -491.4315 | 71 | -1162.3269 | Bellota-Weber 230kV line | Borden-Storey #1 230kV line | Mustang-Henrietta 230 kV line |  | 5 | 5 | NO | 5 | 5 | 5 | NO | 5
SDGE | Boulevard East | 138 | 0 | 0 | 0 | 0 | 0 | 0 | 0 | 0 | 0 | 0 | 0 | 0 | 0 | 0 | 0 | 0 | 0 | 0 | 0 | 0 | 0 | 0 | 0 | 0 | 0 | 0 | 0 | 0 | 0 | 0 | 1 | 0 | 1 | 0 | 0 | 1 | 1 | 0 | 0 | 0 | 0 | 0 | 0 | 0 | 0 | 0 | 0 | 0 | 0 | 0 | 0 | 0 | 0 | 0 | 0 | 0 | 0 | 0 | 0 | 0 | 0 | 0 | 0 | 0 | 0 | 0 | 0 | 0 | 0 | 0 | 0 | 0 | 0 | 0 | 0 | 0 | 0 | 0 | 0 | 0 | 0 | 0 | 0 | 0 | 0 | 0 | 0 | 0 | 0 | 0 | 0 | 0 | 0 | 0 | 0 | 0 | 0 | 4 |  | 0 | 0 | 0 | 0 | 0 | 0 | 0 | 0 | 0 | 0 | 0 | 0 | 0 | 0 | 0 | 0 | 0 | 60 | 3.3 | 0 | 0 | 0 | 0 | 0 | 0 | 0 | 0 | 0 | 0 | 1 | 0 | 0 | 0 | 0 | 0 | 0 | 54.76 | 1197.97 | 1601.1044 | San Luis Rey-San Onofre 230 kV line constraint | Silvergate-Old Town 230 kV constraint | Silvergate-Old Town 230 kV constraint |  | 0 | 0 | 0 | 0 | 0 | 0 | 54.76 | 1197.97 | 1601.1044 | San Luis Rey-San Onofre 230 kV line constraint | Silvergate-Old Town 230 kV constraint | Silvergate-Old Town 230 kV constraint |  | 1 | 1 | NO | 1 | 1 | 1 | NO | 1
SDGE | Boulevard East | 69 | 0 | 0 | 0 | 0 | 0 | 0 | 0 | 0 | 0 | 0 | 0 | 0 | 0 | 0 | 0 | 0 | 0 | 0 | 0 | 0 | 0 | 0 | 0 | 0 | 0 | 0 | 0 | 0 | 0 | 0 | 1 | 0 | 1 | 0 | 0 | 1 | 1 | 0 | 0 | 0 | 0 | 0 | 0 | 0 | 0 | 0 | 0 | 0 | 0 | 0 | 0 | 0 | 0 | 0 | 0 | 0 | 0 | 0 | 0 | 0 | 0 | 0 | 0 | 0 | 0 | 0 | 0 | 0 | 0 | 0 | 0 | 0 | 0 | 0 | 0 | 0 | 0 | 0 | 0 | 0 | 0 | 0 | 0 | 0 | 0 | 0 | 0 | 0 | 0 | 0 | 0 | 0 | 0 | 0 | 0 | 0 | 0 | 4 |  | 0 | 0 | 0 | 0 | 0 | 0 | 0 | 0 | 0 | 0 | 0 | 0 | 0 | 0 | 0 | 0 | 0 | 0 | 0 | 0 | 0 | 0 | 0 | 0 | 20 | 40 | 27.15 | 0 | 0 | 1 | 0 | 0 | 0 | 0 | 0 | 0 | 54.76 | 1197.97 | 1601.1044 | San Luis Rey-San Onofre 230 kV line constraint | Silvergate-Old Town 230 kV constraint | Silvergate-Old Town 230 kV constraint |  | 0 | 0 | 0 | 0 | 0 | 0 | 54.76 | 1197.97 | 1601.1044 | San Luis Rey-San Onofre 230 kV line constraint | Silvergate-Old Town 230 kV constraint | Silvergate-Old Town 230 kV constraint |  | 1 | 1 | NO | 1 | 1 | 1 | NO | 1
PG&E GBA | Brentwood | 230 | 0 | 0 | 0 | 0 | 0 | 0 | 0 | 0 | 0 | 0 | 0 | 0 | 0 | 0 | 0 | 0 | 0 | 0 | 0 | 0 | 0 | 0 | 0 | 0 | 0 | 0 | 0 | 0 | 0 | 0 | 0 | 0 | 0 | 0 | 0 | 0 | 0 | 0 | 0 | 1 | 0 | 0 | 0 | 0 | 0 | 0 | 0 | 0 | 0 | 0 | 0 | 0 | 0 | 1 | 1 | 1 | 0 | 0 | 1 | 1 | 0 | 0 | 0 | 0 | 0 | 1 | 0 | 0 | 0 | 0 | 0 | 0 | 0 | 0 | 0 | 0 | 0 | 0 | 0 | 0 | 0 | 0 | 0 | 0 | 0 | 0 | 0 | 0 | 0 | 0 | 0 | 0 | 0 | 0 | 0 | 0 | 0 | 0 |  | 0 | 0 | 0 | 0 | 0 | 0 | 0 | 0 | 0 | 0 | 0 | 0 | 0 | 0 | 0 | 0 | 0 | 0 | 0 | 0 | 0 | 0 | 0 | 0 | 0 | 0 | 0 | 0 | 0 | 0 | 2 | 0 | 1 | 0 | 0 | 0 | -1184.5215 | -200.809 | 3506.786 | Tesla-Bellota 230 kV line | Windmaster-Delta pumps 230 kV line | Contra Costa- Windmaster 230 kV line |  | 0 | 1 | 0 | 0 | 0 | 0 | -884.5215 | 678.723 | 3506.786 | Tesla-Bellota 230 kV line | Contra Costa- Windmaster 230 kV line | Contra Costa- Windmaster 230 kV line |  | 5 | 4 | YES | 4 | 1 | 1 | NO | 1
PG&E NGBA | Bridgeville | 115 | 0 | 0 | 0 | 0 | 0 | 0 | 0 | 0 | 0 | 0 | 0 | 0 | 0 | 0 | 0 | 0 | 0 | 0 | 0 | 0 | 0 | 0 | 0 | 0 | 0 | 0 | 0 | 0 | 0 | 0 | 0 | 0 | 0 | 0 | 0 | 0 | 0 | 0 | 0 | 1 | 0 | 0 | 0 | 0 | 0 | 0 | 0 | 0 | 0 | 0 | 0 | 0 | 0 | 0 | 0 | 0 | 0 | 0 | 0 | 0 | 0 | 0 | 0 | 0 | 0 | 0 | 0 | 0 | 0 | 0 | 0 | 0 | 0 | 0 | 0 | 0 | 0 | 0 | 0 | 0 | 0 | 0 | 0 | 0 | 0 | 0 | 0 | 0 | 0 | 0 | 0 | 0 | 0 | 0 | 0 | 0 | 0 | 0 |  | 0 | 0 | 0 | 0 | 0 | 0 | 0 | 0 | 0 | 0 | 0 | 0 | 0 | 0 | 0 | 0 | 8 | 0 | 0 | 0 | 0 | 0 | 0 | 0 | 0 | 0 | 0 | 0 | 0 | 1 | 0 | 0 | 0 | 0 | 0 | 0 | 1.495 | 1408.886 | 6856.8328 | Collinsville-Tesla 500 kV Line | Collinsville-Tesla 500 kV Line | Collinsville-Tesla 500 kV Line |  | 0 | 0 | 0 | 0 | 0 | 0 | 1.495 | 1408.886 | 6856.8328 | Collinsville-Tesla 500 kV Line | Collinsville-Tesla 500 kV Line | Collinsville-Tesla 500 kV Line |  | 1 | 1 | NO | 1 | 1 | 1 | NO | 1
PG&E NGBA | Brighton | 115 | 0 | 0 | 0 | 0 | 0 | 0 | 0 | 0 | 0 | 0 | 0 | 0 | 0 | 0 | 0 | 0 | 0 | 0 | 0 | 0 | 0 | 0 | 0 | 0 | 0 | 0 | 0 | 0 | 0 | 0 | 0 | 0 | 0 | 0 | 0 | 0 | 0 | 0 | 0 | 1 | 0 | 0 | 0 | 0 | 0 | 1 | 0 | 1 | 0 | 0 | 0 | 0 | 0 | 0 | 0 | 0 | 0 | 0 | 0 | 1 | 1 | 0 | 0 | 0 | 0 | 0 | 0 | 0 | 0 | 0 | 0 | 0 | 0 | 0 | 0 | 0 | 0 | 0 | 0 | 0 | 0 | 0 | 0 | 0 | 0 | 1 | 0 | 0 | 0 | 0 | 0 | 0 | 0 | 0 | 0 | 0 | 0 | 1 |  | 0 | 0 | 0 | 0 | 0 | 0 | 0 | 0 | 0 | 0 | 0 | 0 | 0 | 0 | 0 | 0 | 0 | 0 | 0 | 0 | 0 | 0 | 0 | 0 | 0 | 0 | 0 | 0 | 0 | 0 | 2 | 0 | 1 | 0 | 0 | 0 | -1184.5215 | -212.6541 | 967.1636 | Tesla-Bellota 230 kV line | Bellota-Weber 230kV line | Rio Oso-Lockeford 230kV line |  | 0 | 2 | 0 | 0 | 0 | 0 | -884.5215 | 247.3459 | 967.1636 | Tesla-Bellota 230 kV line | Bellota-Weber 230kV line | Rio Oso-Lockeford 230kV line |  | 5 | 4 | YES | 4 | 1 | 1 | NO | 1
PG&E NGBA | Brighton | 230 | 0 | 0 | 0 | 0 | 0 | 0 | 0 | 0 | 0 | 0 | 0 | 0 | 0 | 0 | 0 | 0 | 0 | 0 | 0 | 0 | 0 | 0 | 0 | 0 | 0 | 0 | 0 | 0 | 0 | 0 | 0 | 0 | 0 | 0 | 0 | 0 | 0 | 0 | 0 | 1 | 0 | 0 | 0 | 0 | 0 | 1 | 0 | 1 | 0 | 0 | 0 | 0 | 0 | 0 | 0 | 0 | 0 | 0 | 0 | 1 | 1 | 0 | 0 | 0 | 0 | 0 | 0 | 0 | 0 | 0 | 0 | 0 | 0 | 0 | 0 | 0 | 0 | 0 | 0 | 0 | 0 | 0 | 0 | 0 | 0 | 1 | 0 | 0 | 0 | 0 | 0 | 0 | 0 | 0 | 0 | 0 | 0 | 1 |  | 0 | 0 | 0 | 0 | 0 | 0 | 0 | 0 | 0 | 0 | 0 | 0 | 0 | 0 | 0 | 0 | 0 | 0 | 0 | 0 | 0 | 0 | 0 | 0 | 0 | 0 | 0 | 0 | 0 | 0 | 2 | 0 | 1 | 0 | 0 | 0 | -1184.5215 | -212.6541 | 967.1636 | Tesla-Bellota 230 kV line | Bellota-Weber 230kV line | Rio Oso-Lockeford 230kV line |  | 0 | 2 | 0 | 0 | 0 | 0 | -884.5215 | 247.3459 | 967.1636 | Tesla-Bellota 230 kV line | Bellota-Weber 230kV line | Rio Oso-Lockeford 230kV line |  | 5 | 4 | YES | 4 | 1 | 1 | NO | 1
PG&E NGBA | Brunswick | 115 | 0 | 0 | 0 | 0 | 0 | 0 | 0 | 0 | 0 | 0 | 0 | 0 | 0 | 0 | 0 | 0 | 0 | 0 | 0 | 0 | 0 | 0 | 0 | 0 | 0 | 0 | 0 | 0 | 0 | 0 | 0 | 0 | 0 | 0 | 0 | 0 | 0 | 0 | 0 | 1 | 0 | 0 | 1 | 0 | 0 | 1 | 1 | 1 | 0 | 0 | 0 | 0 | 0 | 0 | 0 | 0 | 0 | 0 | 0 | 1 | 1 | 0 | 0 | 0 | 0 | 0 | 0 | 0 | 0 | 0 | 0 | 0 | 0 | 0 | 0 | 0 | 0 | 0 | 0 | 0 | 0 | 0 | 0 | 0 | 0 | 0 | 0 | 0 | 0 | 0 | 0 | 0 | 0 | 0 | 0 | 0 | 0 | 0 |  | 0 | 0 | 0 | 0 | 0 | 0 | 0 | 0 | 0 | 0 | 0 | 0 | 0 | 0 | 0 | 0 | 0 | 0 | 0 | 0 | 0 | 0 | 0 | 1.9 | 0 | 0 | 0 | 0 | 0 | 1 | 2 | 0 | 1 | 0 | 0 | 0 | -1184.5215 | -212.6541 | 329.548 | Tesla-Bellota 230 kV line | Bellota-Weber 230kV line | Bell-Placer 115kV Line |  | 0 | 2 | 0 | 0 | 0 | 0 | -884.5215 | 247.3459 | 329.548 | Tesla-Bellota 230 kV line | Bellota-Weber 230kV line | Bell-Placer 115kV Line |  | 5 | 4 | YES | 4 | 1 | 1 | NO | 1
PG&E NGBA | Bucks Creek | 230 | 0 | 0 | 0 | 0 | 0 | 0 | 0 | 0 | 0 | 0 | 0 | 0 | 0 | 0 | 0 | 0 | 0 | 0 | 0 | 0 | 0 | 0 | 0 | 0 | 0 | 0 | 0 | 0 | 0 | 0 | 0 | 0 | 0 | 0 | 0 | 0 | 0 | 0 | 0 | 1 | 1 | 0 | 1 | 0 | 1 | 1 | 1 | 1 | 0 | 0 | 0 | 0 | 0 | 0 | 0 | 0 | 0 | 0 | 1 | 1 | 1 | 0 | 0 | 0 | 0 | 0 | 0 | 0 | 0 | 0 | 0 | 0 | 0 | 0 | 0 | 0 | 0 | 0 | 0 | 0 | 0 | 0 | 0 | 0 | 0 | 0 | 0 | 0 | 0 | 0 | 0 | 0 | 0 | 0 | 0 | 0 | 0 | 0 |  | 0 | 0 | 0 | 0 | 0 | 0 | 0 | 0 | 0 | 0 | 0 | 0 | 0 | 0 | 0 | 0 | 0 | 0 | 0 | 0 | 0 | 0 | 0 | 0 | 0 | 0 | 0 | 0 | 0 | 0 | 2 | 0 | 1 | 0 | 0 | 0 | -1184.5215 | -212.6541 | 32.84 | Tesla-Bellota 230 kV line | Bellota-Weber 230kV line | Woodland- Davis 115kV line |  | 0 | 2 | 0 | 0 | 0 | 0 | -884.5215 | 41.5 | 32.84 | Tesla-Bellota 230 kV line | Rocklin-Pleaseant grove 115kV line | Woodland- Davis 115kV line |  | 5 | 4 | YES | 4 | 1 | 1 | NO | 1
PG&E KERN | Buena Vista | 230 | 0 | 0 | 0 | 0 | 0 | 0 | 0 | 0 | 0 | 0 | 0 | 0 | 0 | 0 | 0 | 0 | 0 | 0 | 0 | 0 | 0 | 0 | 0 | 0 | 0 | 0 | 0 | 0 | 0 | 0 | 0 | 0 | 0 | 0 | 0 | 0 | 0 | 0 | 0 | 0 | 0 | 0 | 0 | 0 | 0 | 0 | 0 | 0 | 0 | 0 | 0 | 0 | 0 | 0 | 0 | 0 | 0 | 0 | 0 | 0 | 0 | 0 | 0 | 0 | 0 | 0 | 0 | 0 | 0 | 0 | 0 | 0 | 0 | 0 | 0 | 0 | 0 | 0 | 1 | 1 | 0 | 0 | 0 | 0 | 0 | 0 | 0 | 0 | 0 | 0 | 0 | 0 | 0 | 0 | 1 | 0 | 0 | 0 |  | 0 | 0 | 0 | 0 | 0 | 0 | 0 | 0 | 0 | 0 | 0 | 0 | 0 | 0 | 0 | 0 | 0 | 0 | 0 | 0 | 0 | 0 | 0 | 0 | 0 | 0 | 0 | 0 | 0 | 0 | 2 | 0 | 0 | 0 | 1 | 1 | -827.515 | 211.6707 | -1162.3269 | Mustang-Henrietta 230 kV line | Gates 500/230kV TB #11 | Mustang-Henrietta 230 kV line |  | 1 | 0 | 0 | 0 | 1 | 1 | -9.103 | 211.6707 | -1162.3269 | Gates 500/230kV TB #11 | Gates 500/230kV TB #11 | Mustang-Henrietta 230 kV line |  | 5 | 5 | NO | 5 | 5 | 5 | NO | 5
PG&E FRESNO | Bullard | 115 | 0 | 0 | 0 | 0 | 0 | 0 | 0 | 0 | 0 | 0 | 0 | 0 | 0 | 0 | 0 | 0 | 0 | 0 | 0 | 0 | 0 | 0 | 0 | 0 | 0 | 0 | 0 | 0 | 0 | 0 | 0 | 0 | 0 | 0 | 0 | 0 | 0 | 0 | 0 | 0 | 0 | 0 | 0 | 0 | 0 | 1 | 0 | 0 | 0 | 0 | 0 | 0 | 0 | 0 | 0 | 0 | 0 | 0 | 0 | 0 | 0 | 0 | 0 | 0 | 0 | 0 | 0 | 0 | 0 | 0 | 0 | 0 | 0 | 0 | 0 | 0 | 0 | 0 | 1 | 0 | 0 | 1 | 1 | 1 | 1 | 1 | 0 | 1 | 1 | 1 | 0 | 0 | 1 | 0 | 1 | 0 | 0 | 2 |  | 0 | 0 | 0 | 0 | 0 | 0 | 0 | 0 | 0 | 0 | 0 | 0 | 0 | 0 | 0 | 0 | 0 | 0 | 0 | 0 | 0 | 0 | 0 | 0 | 0 | 0 | 0 | 0 | 0 | 0 | 5 | 0 | 3 | 0 | 1 | 1 | -1662.7 | -1176 | -1162.3269 | Borden-Storey #1 230kV line | Borden-Storey #1 230kV line | Mustang-Henrietta 230 kV line |  | 1 | 2 | 0 | 0 | 1 | 1 | -491.4315 | 71 | -1162.3269 | Bellota-Weber 230kV line | Borden-Storey #1 230kV line | Mustang-Henrietta 230 kV line |  | 5 | 5 | NO | 5 | 5 | 5 | NO | 5
PG&E GBA | Burlingame | 115 | 0 | 0 | 0 | 0 | 0 | 0 | 0 | 0 | 0 | 0 | 0 | 0 | 0 | 0 | 0 | 0 | 0 | 0 | 0 | 0 | 0 | 0 | 0 | 0 | 0 | 0 | 0 | 0 | 0 | 0 | 0 | 0 | 0 | 0 | 0 | 0 | 0 | 0 | 0 | 1 | 0 | 0 | 0 | 0 | 0 | 0 | 0 | 0 | 0 | 0 | 0 | 0 | 1 | 0 | 0 | 0 | 0 | 0 | 0 | 0 | 0 | 0 | 0 | 0 | 0 | 0 | 0 | 0 | 0 | 0 | 0 | 0 | 0 | 0 | 0 | 0 | 0 | 0 | 0 | 0 | 0 | 0 | 0 | 0 | 0 | 0 | 0 | 0 | 0 | 0 | 0 | 0 | 0 | 0 | 0 | 0 | 0 | 1 |  | 0 | 0 | 0 | 0 | 0 | 0 | 0 | 0 | 0 | 0 | 0 | 0 | 0 | 0 | 0 | 0 | 0 | 0 | 0 | 0 | 0 | 0 | 0 | 0 | 0 | 0 | 0 | 0 | 0 | 0 | 0 | 0 | 0 | 0 | 0 | 0 | 1.495 | 1408.886 | 5254.388 | Collinsville-Tesla 500 kV Line | Collinsville-Tesla 500 kV Line | Sobrante-Moraga 230 kV line |  | 0 | 0 | 0 | 0 | 0 | 0 | 1.495 | 1408.886 | 5254.388 | Collinsville-Tesla 500 kV Line | Collinsville-Tesla 500 kV Line | Sobrante-Moraga 230 kV line |  | 1 | 1 | NO | 1 | 1 | 1 | NO | 1
PG&E NGBA | Burney Forest | 230 | 0 | 0 | 0 | 0 | 0 | 0 | 0 | 0 | 0 | 0 | 0 | 0 | 0 | 0 | 0 | 0 | 0 | 0 | 0 | 0 | 0 | 0 | 0 | 0 | 0 | 0 | 0 | 0 | 0 | 0 | 0 | 0 | 0 | 0 | 0 | 0 | 0 | 0 | 0 | 1 | 0 | 0 | 0 | 1 | 0 | 0 | 0 | 0 | 0 | 0 | 0 | 0 | 0 | 0 | 0 | 0 | 0 | 0 | 0 | 0 | 0 | 0 | 0 | 0 | 0 | 0 | 0 | 0 | 0 | 0 | 0 | 0 | 0 | 0 | 0 | 0 | 0 | 0 | 0 | 0 | 0 | 0 | 0 | 0 | 0 | 0 | 0 | 0 | 0 | 0 | 0 | 0 | 0 | 0 | 0 | 0 | 0 | 0 |  | 0 | 2.88 | 0 | 0 | 0 | 0 | 0 | 0 | 0 | 0 | 0 | 0 | 0 | 0 | 1 | 0 | 13.88 | 0 | 0 | 0 | 0 | 0 | 0 | 0 | 0 | 0 | 0 | 0 | 0 | 1 | 1 | 0 | 1 | 0 | 0 | 1 | -102.48 | -40.48 | -114.78 | Carberry-Round Mountain 230kV Line | Carberry-Round Mountain 230kV Line | Carberry-Round Mountain 230kV Line |  | 0 | 1 | 0 | 1 | 0 | 1 | -76.48 | -14.48 | -89.78 | Carberry-Round Mountain 230kV Line | Carberry-Round Mountain 230kV Line | Carberry-Round Mountain 230kV Line |  | 5 | 3 | YES | 3 | 3 | 3 | NO | 3
PG&E NGBA | Butte | 115 | 0 | 0 | 0 | 0 | 0 | 0 | 0 | 0 | 0 | 0 | 0 | 0 | 0 | 0 | 0 | 0 | 0 | 0 | 0 | 0 | 0 | 0 | 0 | 0 | 0 | 0 | 0 | 0 | 0 | 0 | 0 | 0 | 0 | 0 | 0 | 0 | 0 | 0 | 0 | 1 | 0 | 0 | 0 | 0 | 0 | 0 | 0 | 0 | 0 | 0 | 0 | 0 | 0 | 0 | 0 | 0 | 0 | 0 | 0 | 0 | 0 | 0 | 0 | 0 | 0 | 0 | 0 | 0 | 0 | 0 | 0 | 0 | 0 | 0 | 0 | 0 | 0 | 0 | 0 | 0 | 0 | 0 | 0 | 0 | 0 | 0 | 0 | 0 | 0 | 0 | 0 | 0 | 0 | 0 | 0 | 0 | 0 | 0 |  | 0 | 0 | 0 | 0 | 0 | 0 | 0 | 0 | 0 | 0 | 0 | 0 | 0 | 0 | 0 | 0 | 0 | 0 | 0 | 0 | 0 | 0 | 0 | 0 | 0 | 0 | 0 | 0 | 0 | 0 | 0 | 0 | 0 | 0 | 0 | 0 | 1.495 | 1408.886 | 6856.8328 | Collinsville-Tesla 500 kV Line | Collinsville-Tesla 500 kV Line | Collinsville-Tesla 500 kV Line |  | 0 | 0 | 0 | 0 | 0 | 0 | 1.495 | 1408.886 | 6856.8328 | Collinsville-Tesla 500 kV Line | Collinsville-Tesla 500 kV Line | Collinsville-Tesla 500 kV Line |  | 1 | 1 | NO | 1 | 1 | 1 | NO | 1
PG&E KERN | Cabrillo | 115 | 0 | 0 | 0 | 0 | 0 | 0 | 0 | 0 | 0 | 0 | 0 | 0 | 0 | 0 | 0 | 0 | 0 | 0 | 0 | 0 | 0 | 0 | 0 | 0 | 0 | 0 | 0 | 0 | 0 | 0 | 0 | 0 | 0 | 0 | 0 | 0 | 0 | 0 | 0 | 0 | 0 | 0 | 0 | 0 | 0 | 0 | 0 | 0 | 0 | 0 | 0 | 0 | 0 | 0 | 0 | 0 | 0 | 0 | 0 | 0 | 0 | 0 | 0 | 0 | 0 | 0 | 0 | 1 | 1 | 0 | 0 | 0 | 0 | 0 | 0 | 0 | 0 | 0 | 0 | 1 | 0 | 0 | 0 | 0 | 0 | 1 | 0 | 0 | 0 | 0 | 0 | 0 | 0 | 0 | 0 | 1 | 0 | 1 |  | 0 | 0 | 0 | 0 | 0 | 0 | 0 | 0 | 0 | 0 | 0 | 0 | 0 | 0 | 0 | 0 | 0 | 0 | 0 | 0 | 0 | 0 | 0 | 0 | 0 | 0 | 0 | 0 | 0 | 0 | 2 | 0 | 1 | 0 | 1 | 0 | -77.985 | -266.9883 | -59.825 | Cal Flat-Gates 230 kV line | Cal Flat-Gates 230 kV line | Cal Flat-Gates 230 kV line |  | 1 | 0 | 0 | 0 | 0 | 0 | -9.103 | 211.6707 | 170.175 | Gates 500/230kV TB #11 | Gates 500/230kV TB #11 | Cal Flat-Gates 230 kV line |  | 5 | 5 | NO | 5 | 5 | 1 | YES | 2
PG&E FRESNO | Cal Flats | 230 | 0 | 0 | 0 | 0 | 0 | 0 | 0 | 0 | 0 | 0 | 0 | 0 | 0 | 0 | 0 | 0 | 0 | 0 | 0 | 0 | 0 | 0 | 0 | 0 | 0 | 0 | 0 | 0 | 0 | 0 | 0 | 0 | 0 | 0 | 0 | 0 | 0 | 0 | 0 | 0 | 0 | 0 | 0 | 0 | 0 | 0 | 0 | 0 | 0 | 0 | 0 | 0 | 0 | 0 | 0 | 0 | 0 | 0 | 0 | 0 | 0 | 0 | 0 | 0 | 0 | 0 | 0 | 1 | 0 | 0 | 0 | 0 | 0 | 0 | 0 | 0 | 0 | 0 | 1 | 1 | 1 | 0 | 0 | 0 | 0 | 0 | 0 | 0 | 0 | 0 | 0 | 0 | 0 | 0 | 1 | 1 | 0 | 0 |  | 0 | 0 | 0 | 0 | 0 | 0 | 0 | 0 | 0 | 0 | 0 | 0 | 0 | 0 | 0 | 0 | 0 | 0 | 0 | 0 | 0 | 0 | 0 | 0 | 0 | 0 | 0 | 0 | 0 | 0 | 3 | 0 | 1 | 0 | 2 | 1 | -827.515 | -266.9883 | -1162.3269 | Mustang-Henrietta 230 kV line | Cal Flat-Gates 230 kV line | Mustang-Henrietta 230 kV line |  | 1 | 0 | 0 | 0 | 1 | 1 | -9.103 | 211.6707 | -1162.3269 | Gates 500/230kV TB #11 | Gates 500/230kV TB #11 | Mustang-Henrietta 230 kV line |  | 5 | 5 | NO | 5 | 5 | 5 | NO | 5
SCE NOL | Calcite | 230 | 0 | 0 | 0 | 0 | 0 | 0 | 0 | 0 | 0 | 0 | 0 | 0 | 0 | 1 | 1 | 0 | 0 | 0 | 0 | 0 | 0 | 0 | 0 | 0 | 0 | 0 | 0 | 0 | 0 | 0 | 0 | 0 | 0 | 0 | 0 | 0 | 0 | 0 | 0 | 0 | 0 | 0 | 0 | 0 | 0 | 0 | 0 | 0 | 0 | 0 | 0 | 0 | 0 | 0 | 0 | 0 | 0 | 0 | 0 | 0 | 0 | 0 | 0 | 0 | 0 | 0 | 0 | 0 | 0 | 0 | 0 | 0 | 0 | 0 | 0 | 0 | 0 | 0 | 0 | 0 | 0 | 0 | 0 | 0 | 0 | 0 | 0 | 0 | 0 | 0 | 0 | 0 | 0 | 0 | 0 | 0 | 0 | 1 |  | 0 | 0 | 0 | 0 | 0 | 0 | 0 | 0 | 0 | 0 | 0 | 0 | 0 | 0 | 0 | 0 | 0 | 0 | 0 | 0 | 0 | 0 | 0 | 0 | 340 | 349 | 24.5 | 160 | 0 | 1 | 1 | 0 | 1 | 0 | 0 | 1 | -179.7 | -327.75 | -56.53 | Calcite to Lugo Area Constraint | Calcite to Lugo Area Constraint | Calcite to Lugo Area Constraint |  | 0 | 0 | 0 | 0 | 0 | 1 | 232.94 | 1.45 | -56.53 | Lugo Transformer Area Constraint | Lugo Transformer Area Constraint | Calcite to Lugo Area Constraint |  | 5 | 1 | YES | 2 | 3 | 3 | NO | 3
PG&E KERN | Caliente | 230 | 0 | 0 | 0 | 0 | 0 | 0 | 0 | 0 | 0 | 0 | 0 | 0 | 0 | 0 | 0 | 0 | 0 | 0 | 0 | 0 | 0 | 0 | 0 | 0 | 0 | 0 | 0 | 0 | 0 | 0 | 0 | 0 | 0 | 0 | 0 | 0 | 0 | 0 | 0 | 0 | 0 | 0 | 0 | 0 | 0 | 0 | 0 | 0 | 0 | 0 | 0 | 0 | 0 | 0 | 0 | 0 | 0 | 0 | 0 | 0 | 0 | 0 | 0 | 0 | 0 | 0 | 0 | 1 | 0 | 0 | 0 | 0 | 0 | 0 | 0 | 0 | 0 | 0 | 1 | 1 | 0 | 0 | 0 | 0 | 0 | 0 | 0 | 0 | 0 | 0 | 0 | 0 | 0 | 0 | 1 | 1 | 0 | 0 |  | 0 | 0 | 0 | 0 | 0 | 0 | 0 | 0 | 0 | 0 | 0 | 0 | 0 | 0 | 0 | 0 | 1.4 | 0 | 0 | 0 | 0 | 0 | 0 | 0 | 200 | 100 | 0 | 50 | 0 | 1 | 3 | 0 | 1 | 0 | 2 | 1 | -827.515 | -266.9883 | -1162.3269 | Mustang-Henrietta 230 kV line | Cal Flat-Gates 230 kV line | Mustang-Henrietta 230 kV line |  | 1 | 0 | 0 | 0 | 1 | 1 | -9.103 | 211.6707 | -1162.3269 | Gates 500/230kV TB #11 | Gates 500/230kV TB #11 | Mustang-Henrietta 230 kV line |  | 5 | 5 | NO | 5 | 5 | 5 | NO | 5
PG&E FRESNO | California Ave | 115 | 0 | 0 | 0 | 0 | 0 | 0 | 0 | 0 | 0 | 0 | 0 | 0 | 0 | 0 | 0 | 0 | 0 | 0 | 0 | 0 | 0 | 0 | 0 | 0 | 0 | 0 | 0 | 0 | 0 | 0 | 0 | 0 | 0 | 0 | 0 | 0 | 0 | 0 | 0 | 0 | 0 | 0 | 0 | 0 | 0 | 0 | 0 | 0 | 0 | 0 | 0 | 0 | 0 | 0 | 0 | 0 | 0 | 0 | 0 | 0 | 0 | 0 | 0 | 0 | 0 | 0 | 0 | 0 | 1 | 0 | 0 | 0 | 0 | 0 | 0 | 0 | 0 | 0 | 0 | 1 | 0 | 1 | 0 | 1 | 0 | 1 | 0 | 0 | 0 | 0 | 0 | 0 | 0 | 0 | 0 | 0 | 0 | 1 |  | 0 | 0 | 0 | 0 | 0 | 0 | 0 | 0 | 0 | 0 | 0 | 0 | 0 | 0 | 0 | 0 | 0 | 0 | 0 | 0 | 0 | 0 | 0 | 0 | 0 | 0 | 0 | 0 | 0 | 0 | 3 | 0 | 1 | 0 | 0 | 0 | -794.9 | -478 | 140.2426 | Chowchilla-Le grand 115kV Line | Chowchilla-Le grand 115kV Line | Chowchilla-Le grand 115kV Line |  | 2 | 0 | 0 | 0 | 0 | 0 | -314.8 | 209.845 | 333.1455 | Tranquility-Helm 230kV Line | Tranquility-Helm 230kV Line | Gates 500/230kV TB #11 |  | 5 | 5 | NO | 5 | 1 | 1 | NO | 1
PG&E KERN | Callender | 115 | 0 | 0 | 0 | 0 | 0 | 0 | 0 | 0 | 0 | 0 | 0 | 0 | 0 | 0 | 0 | 0 | 0 | 0 | 0 | 0 | 0 | 0 | 0 | 0 | 0 | 0 | 0 | 0 | 0 | 0 | 0 | 0 | 0 | 0 | 0 | 0 | 0 | 0 | 0 | 0 | 0 | 0 | 0 | 0 | 0 | 0 | 0 | 0 | 0 | 0 | 0 | 0 | 0 | 0 | 0 | 0 | 0 | 0 | 0 | 0 | 0 | 0 | 0 | 0 | 0 | 0 | 0 | 1 | 1 | 0 | 0 | 0 | 0 | 0 | 0 | 0 | 0 | 0 | 1 | 1 | 0 | 0 | 0 | 0 | 0 | 0 | 0 | 0 | 0 | 0 | 0 | 0 | 0 | 0 | 1 | 1 | 0 | 0 |  | 0 | 0 | 0 | 0 | 0 | 0 | 0 | 0 | 0 | 0 | 0 | 0 | 0 | 0 | 0 | 0 | 0 | 0 | 0 | 0 | 0 | 0 | 0 | 0 | 0 | 0 | 0 | 0 | 0 | 0 | 3 | 0 | 1 | 0 | 2 | 1 | -827.515 | -266.9883 | -1162.3269 | Mustang-Henrietta 230 kV line | Cal Flat-Gates 230 kV line | Mustang-Henrietta 230 kV line |  | 1 | 0 | 0 | 0 | 1 | 1 | -9.103 | 211.6707 | -1162.3269 | Gates 500/230kV TB #11 | Gates 500/230kV TB #11 | Mustang-Henrietta 230 kV line |  | 5 | 5 | NO | 5 | 5 | 5 | NO | 5
PG&E NGBA | Calpella | 115 | 0 | 0 | 0 | 0 | 0 | 0 | 0 | 0 | 0 | 0 | 0 | 0 | 0 | 0 | 0 | 0 | 0 | 0 | 0 | 0 | 0 | 0 | 0 | 0 | 0 | 0 | 0 | 0 | 0 | 0 | 0 | 0 | 0 | 0 | 0 | 0 | 0 | 0 | 0 | 1 | 0 | 1 | 0 | 0 | 0 | 0 | 0 | 0 | 0 | 0 | 0 | 0 | 1 | 0 | 1 | 1 | 0 | 0 | 0 | 0 | 0 | 0 | 0 | 0 | 0 | 0 | 1 | 0 | 0 | 0 | 0 | 0 | 0 | 0 | 0 | 0 | 0 | 0 | 0 | 0 | 0 | 0 | 0 | 0 | 0 | 0 | 0 | 0 | 0 | 0 | 0 | 0 | 0 | 0 | 0 | 0 | 0 | 1 |  | 0 | 0 | 0 | 0 | 0 | 0 | 0 | 0 | 0 | 0 | 0 | 0 | 0 | 0 | 0 | 0 | 0 | 0 | 0 | 0 | 0 | 0 | 0 | 5 | 0 | 0 | 0 | 0 | 0 | 1 | 1 | 0 | 1 | 0 | 0 | 0 | -547.725 | -217.477 | 718.102 | Birds Landing-Contra Costa 230kV Line | Birds Landing-Contra Costa 230kV Line | Birds Landing-Contra Costa 230kV Line |  | 0 | 0 | 0 | 0 | 0 | 0 | 1.495 | 678.723 | 718.102 | Collinsville-Tesla 500 kV Line | Contra Costa- Windmaster 230 kV line | Birds Landing-Contra Costa 230kV Line |  | 5 | 1 | YES | 2 | 1 | 1 | NO | 1
PG&E GBA | Camanche | 230 | 0 | 0 | 0 | 0 | 0 | 0 | 0 | 0 | 0 | 0 | 0 | 0 | 0 | 0 | 0 | 0 | 0 | 0 | 0 | 0 | 0 | 0 | 0 | 0 | 0 | 0 | 0 | 0 | 0 | 0 | 0 | 0 | 0 | 0 | 0 | 0 | 0 | 0 | 0 | 0 | 0 | 0 | 0 | 0 | 0 | 1 | 0 | 0 | 0 | 0 | 0 | 0 | 0 | 0 | 0 | 0 | 0 | 0 | 0 | 1 | 1 | 0 | 0 | 0 | 0 | 0 | 0 | 0 | 0 | 0 | 0 | 0 | 0 | 0 | 0 | 0 | 0 | 0 | 0 | 0 | 0 | 0 | 0 | 0 | 0 | 0 | 0 | 0 | 0 | 0 | 0 | 0 | 0 | 0 | 0 | 0 | 0 | 0 |  | 0 | 0 | 0 | 0 | 0 | 0 | 0 | 0 | 0 | 0 | 0 | 0 | 0 | 0 | 0 | 0 | 0 | 0 | 0 | 0 | 0 | 0 | 0 | 0 | 0 | 0 | 0 | 0 | 0 | 0 | 2 | 0 | 1 | 0 | 0 | 0 | -1184.5215 | -212.6541 | 2570.2022 | Tesla-Bellota 230 kV line | Bellota-Weber 230kV line | Bellota-Weber 230kV line |  | 0 | 2 | 0 | 0 | 0 | 0 | -884.5215 | 247.3459 | 2570.2022 | Tesla-Bellota 230 kV line | Bellota-Weber 230kV line | Bellota-Weber 230kV line |  | 5 | 4 | YES | 4 | 1 | 1 | NO | 1
SDGE | Cameron | 69 | 0 | 0 | 0 | 0 | 0 | 0 | 0 | 0 | 0 | 0 | 0 | 0 | 0 | 0 | 0 | 0 | 0 | 0 | 0 | 0 | 0 | 0 | 0 | 0 | 0 | 0 | 0 | 1 | 0 | 1 | 1 | 0 | 1 | 0 | 0 | 0 | 1 | 0 | 0 | 0 | 0 | 0 | 0 | 0 | 0 | 0 | 0 | 0 | 0 | 0 | 0 | 0 | 0 | 0 | 0 | 0 | 0 | 0 | 0 | 0 | 0 | 0 | 0 | 0 | 0 | 0 | 0 | 0 | 0 | 0 | 0 | 0 | 0 | 0 | 0 | 0 | 0 | 0 | 0 | 0 | 0 | 0 | 0 | 0 | 0 | 0 | 0 | 0 | 0 | 0 | 0 | 0 | 0 | 0 | 0 | 0 | 0 | 3 |  | 0 | 0 | 0 | 0 | 0 | 0 | 0 | 0 | 0 | 0 | 0 | 0 | 0 | 0 | 0 | 0 | 0 | 0 | 0 | 0 | 0 | 0 | 0 | 0.84 | 0 | 0 | 0.46 | 0 | 0 | 1 | 0 | 0 | 0 | 0 | 0 | 0 | 54.76 | 195.045 | 299.0864 | San Luis Rey-San Onofre 230 kV line constraint | Miguel 69 kV constraint | Miguel 69 kV constraint |  | 0 | 0 | 0 | 0 | 0 | 0 | 54.76 | 195.045 | 299.0864 | San Luis Rey-San Onofre 230 kV line constraint | Miguel 69 kV constraint | Miguel 69 kV constraint |  | 1 | 1 | NO | 1 | 1 | 1 | NO | 1
SDGE | Cannon | 69 | 0 | 0 | 0 | 0 | 0 | 0 | 0 | 0 | 0 | 0 | 0 | 0 | 0 | 0 | 0 | 0 | 0 | 0 | 0 | 0 | 0 | 0 | 0 | 0 | 0 | 0 | 0 | 0 | 0 | 0 | 1 | 0 | 1 | 0 | 0 | 0 | 0 | 0 | 0 | 0 | 0 | 0 | 0 | 0 | 0 | 0 | 0 | 0 | 0 | 0 | 0 | 0 | 0 | 0 | 0 | 0 | 0 | 0 | 0 | 0 | 0 | 0 | 0 | 0 | 0 | 0 | 0 | 0 | 0 | 0 | 0 | 0 | 0 | 0 | 0 | 0 | 0 | 0 | 0 | 0 | 0 | 0 | 0 | 0 | 0 | 0 | 0 | 0 | 0 | 0 | 0 | 0 | 0 | 0 | 0 | 0 | 0 | 2 |  | 0 | 0 | 0 | 0 | 0 | 0 | 0 | 0 | 0 | 0 | 0 | 0 | 0 | 0 | 0 | 0 | 0 | 0 | 0 | 0 | 0 | 0 | 0 | 0 | 0 | 0 | 0 | 0 | 0 | 0 | 0 | 0 | 0 | 0 | 0 | 0 | 54.76 | 1329.48 | 7821.4994 | San Luis Rey-San Onofre 230 kV line constraint | San Luis Rey-San Onofre 230 kV line constraint | San Luis Rey-San Onofre 230 kV line constraint |  | 0 | 0 | 0 | 0 | 0 | 0 | 54.76 | 1329.48 | 7821.4994 | San Luis Rey-San Onofre 230 kV line constraint | San Luis Rey-San Onofre 230 kV line constraint | San Luis Rey-San Onofre 230 kV line constraint |  | 1 | 1 | NO | 1 | 1 | 1 | NO | 1
PG&E FRESNO | Cantua | 115 | 0 | 0 | 0 | 0 | 0 | 0 | 0 | 0 | 0 | 0 | 0 | 0 | 0 | 0 | 0 | 0 | 0 | 0 | 0 | 0 | 0 | 0 | 0 | 0 | 0 | 0 | 0 | 0 | 0 | 0 | 0 | 0 | 0 | 0 | 0 | 0 | 0 | 0 | 0 | 0 | 0 | 0 | 0 | 0 | 0 | 0 | 0 | 0 | 0 | 0 | 0 | 0 | 0 | 0 | 0 | 0 | 0 | 0 | 0 | 0 | 0 | 0 | 0 | 0 | 0 | 0 | 0 | 0 | 0 | 0 | 0 | 0 | 0 | 0 | 0 | 0 | 0 | 0 | 1 | 0 | 1 | 0 | 1 | 0 | 0 | 1 | 0 | 1 | 0 | 0 | 0 | 0 | 0 | 0 | 0 | 0 | 0 | 1 |  | 0 | 0 | 0 | 0 | 0 | 0 | 0 | 0 | 0 | 0 | 0 | 0 | 0 | 0 | 0 | 0 | 0 | 0 | 0 | 0 | 0 | 0 | 0 | 0 | 0 | 0 | 0 | 0 | 0 | 0 | 0 | 0 | 0 | 0 | 1 | 0 | 69.097 | 219.67 | -369.3748 | Gates 500/230kV TB #12 | Gates 230/70kV TB #5 | Gates 500/230kV TB #12 |  | 0 | 0 | 0 | 0 | 1 | 0 | 69.097 | 219.67 | -369.3748 | Gates 500/230kV TB #12 | Gates 230/70kV TB #5 | Gates 500/230kV TB #12 |  | 1 | 1 | NO | 1 | 5 | 5 | NO | 5
SDGE | Capistrano | 138 | 0 | 0 | 0 | 0 | 0 | 0 | 0 | 0 | 0 | 0 | 0 | 0 | 0 | 0 | 0 | 0 | 0 | 0 | 0 | 0 | 0 | 0 | 0 | 0 | 0 | 1 | 0 | 0 | 0 | 0 | 0 | 0 | 0 | 0 | 0 | 0 | 0 | 1 | 0 | 0 | 0 | 0 | 0 | 0 | 0 | 0 | 0 | 0 | 0 | 0 | 0 | 0 | 0 | 0 | 0 | 0 | 0 | 0 | 0 | 0 | 0 | 0 | 0 | 0 | 0 | 0 | 0 | 0 | 0 | 0 | 0 | 0 | 0 | 0 | 0 | 0 | 0 | 0 | 0 | 0 | 0 | 0 | 0 | 0 | 0 | 0 | 0 | 0 | 0 | 0 | 0 | 0 | 0 | 0 | 0 | 0 | 0 | 0 |  | 0 | 0 | 0 | 0 | 0 | 0 | 0 | 0 | 0 | 0 | 0 | 0 | 0 | 0 | 0 | 0 | 0 | 0 | 0 | 0 | 0 | 0 | 0 | 0 | 0 | 0 | 0 | 200 | 0 | 1 | 0 | 0 | 0 | 0 | 0 | 0 | 197.87 | 669.535 | 1737.03 | Capistrano-San Onofre 230 kV constraint | Talega 230 kV constraint | Talega 230 kV constraint |  | 0 | 0 | 0 | 0 | 0 | 0 | 197.87 | 669.535 | 1737.03 | Capistrano-San Onofre 230 kV constraint | Talega 230 kV constraint | Talega 230 kV constraint |  | 1 | 1 | NO | 1 | 1 | 1 | NO | 1
SDGE | Capistrano | 230 | 0 | 0 | 0 | 0 | 0 | 0 | 0 | 0 | 0 | 0 | 0 | 0 | 0 | 0 | 0 | 0 | 0 | 0 | 0 | 0 | 0 | 0 | 0 | 0 | 0 | 1 | 0 | 0 | 0 | 0 | 0 | 0 | 0 | 0 | 0 | 0 | 0 | 1 | 0 | 0 | 0 | 0 | 0 | 0 | 0 | 0 | 0 | 0 | 0 | 0 | 0 | 0 | 0 | 0 | 0 | 0 | 0 | 0 | 0 | 0 | 0 | 0 | 0 | 0 | 0 | 0 | 0 | 0 | 0 | 0 | 0 | 0 | 0 | 0 | 0 | 0 | 0 | 0 | 0 | 0 | 0 | 0 | 0 | 0 | 0 | 0 | 0 | 0 | 0 | 0 | 0 | 0 | 0 | 0 | 0 | 0 | 0 | 0 |  | 0 | 0 | 0 | 0 | 0 | 0 | 0 | 0 | 0 | 0 | 0 | 0 | 0 | 0 | 0 | 0 | 0 | 0 | 0 | 0 | 0 | 0 | 0 | 0 | 0 | 0 | 0 | 0 | 0 | 0 | 0 | 0 | 0 | 0 | 0 | 0 | 197.87 | 669.535 | 1737.03 | Capistrano-San Onofre 230 kV constraint | Talega 230 kV constraint | Talega 230 kV constraint |  | 0 | 0 | 0 | 0 | 0 | 0 | 197.87 | 669.535 | 1737.03 | Capistrano-San Onofre 230 kV constraint | Talega 230 kV constraint | Talega 230 kV constraint |  | 1 | 1 | NO | 1 | 1 | 1 | NO | 1
PG&E NGBA | Carberry | 230 | 0 | 0 | 0 | 0 | 0 | 0 | 0 | 0 | 0 | 0 | 0 | 0 | 0 | 0 | 0 | 0 | 0 | 0 | 0 | 0 | 0 | 0 | 0 | 0 | 0 | 0 | 0 | 0 | 0 | 0 | 0 | 0 | 0 | 0 | 0 | 0 | 0 | 0 | 0 | 1 | 0 | 0 | 0 | 1 | 0 | 0 | 0 | 0 | 0 | 0 | 0 | 0 | 0 | 0 | 0 | 0 | 0 | 0 | 0 | 0 | 0 | 0 | 0 | 0 | 0 | 0 | 0 | 0 | 0 | 0 | 0 | 0 | 0 | 0 | 0 | 0 | 0 | 0 | 0 | 0 | 0 | 0 | 0 | 0 | 0 | 0 | 0 | 0 | 0 | 0 | 0 | 0 | 0 | 0 | 0 | 0 | 0 | 0 |  | 0 | 0 | 0 | 0 | 0 | 0 | 0 | 0 | 0 | 0 | 0 | 0 | 0 | 0 | 0 | 0 | 3.6 | 0 | 0 | 0 | 0 | 0 | 0 | 0 | 0 | 0 | 0 | 0 | 0 | 1 | 1 | 0 | 1 | 0 | 0 | 1 | -102.48 | -40.48 | -114.78 | Carberry-Round Mountain 230kV Line | Carberry-Round Mountain 230kV Line | Carberry-Round Mountain 230kV Line |  | 0 | 1 | 0 | 1 | 0 | 1 | -76.48 | -14.48 | -89.78 | Carberry-Round Mountain 230kV Line | Carberry-Round Mountain 230kV Line | Carberry-Round Mountain 230kV Line |  | 5 | 3 | YES | 3 | 3 | 3 | NO | 3
SCE Eastern | Cardiff | 66 | 0 | 0 | 0 | 0 | 0 | 0 | 0 | 0 | 0 | 0 | 0 | 0 | 0 | 0 | 0 | 0 | 0 | 0 | 0 | 1 | 0 | 1 | 0 | 0 | 0 | 0 | 0 | 0 | 0 | 0 | 0 | 0 | 0 | 0 | 0 | 0 | 0 | 0 | 0 | 0 | 0 | 0 | 0 | 0 | 0 | 0 | 0 | 0 | 0 | 0 | 0 | 0 | 0 | 0 | 0 | 0 | 0 | 0 | 0 | 0 | 0 | 0 | 0 | 0 | 0 | 0 | 0 | 0 | 0 | 0 | 0 | 0 | 0 | 0 | 0 | 0 | 0 | 0 | 0 | 0 | 0 | 0 | 0 | 0 | 0 | 0 | 0 | 0 | 0 | 0 | 0 | 0 | 0 | 0 | 0 | 0 | 0 | 1 |  | 0 | 0 | 0 | 0 | 0 | 0 | 0 | 0 | 0 | 0 | 0 | 0 | 0 | 0 | 0 | 0 | 0 | 0 | 0 | 0 | 0 | 0 | 0 | 0 | 0 | 0 | 0 | 0 | 0 | 0 | 0 | 2 | 0 | 0 | 0 | 0 | -9.58 | 2154.975 | 8508.295 | Serrano-Alberhill-Valley Constraint | Serrano-Alberhill-Valley Constraint | Serrano-Alberhill-Valley Constraint |  | 0 | 2 | 0 | 0 | 0 | 0 | -9.58 | 2154.975 | 8508.295 | Serrano-Alberhill-Valley Constraint | Serrano-Alberhill-Valley Constraint | Serrano-Alberhill-Valley Constraint |  | 3 | 3 | NO | 3 | 1 | 1 | NO | 1
PG&E NGBA | Caribou | 60 | 0 | 0 | 0 | 0 | 0 | 0 | 0 | 0 | 0 | 0 | 0 | 0 | 0 | 0 | 0 | 0 | 0 | 0 | 0 | 0 | 0 | 0 | 0 | 0 | 0 | 0 | 0 | 0 | 0 | 0 | 0 | 0 | 0 | 0 | 0 | 0 | 0 | 0 | 0 | 1 | 0 | 0 | 1 | 0 | 0 | 1 | 0 | 1 | 0 | 0 | 0 | 0 | 0 | 0 | 0 | 0 | 0 | 0 | 0 | 1 | 1 | 0 | 0 | 0 | 0 | 0 | 0 | 0 | 0 | 0 | 0 | 0 | 0 | 0 | 0 | 0 | 0 | 0 | 0 | 0 | 0 | 0 | 0 | 0 | 0 | 0 | 0 | 0 | 0 | 0 | 0 | 0 | 0 | 0 | 0 | 0 | 0 | 0 |  | 0 | 0 | 0 | 0 | 0 | 0 | 0 | 0 | 0 | 0 | 0 | 0 | 0 | 0 | 0 | 0 | 10 | 0 | 0 | 0 | 0 | 0 | 0 | 0 | 0 | 0 | 0 | 0 | 0 | 1 | 2 | 0 | 1 | 0 | 0 | 0 | -1184.5215 | -212.6541 | 329.548 | Tesla-Bellota 230 kV line | Bellota-Weber 230kV line | Bell-Placer 115kV Line |  | 0 | 2 | 0 | 0 | 0 | 0 | -884.5215 | 247.3459 | 329.548 | Tesla-Bellota 230 kV line | Bellota-Weber 230kV line | Bell-Placer 115kV Line |  | 5 | 4 | YES | 4 | 1 | 1 | NO | 1
PG&E NGBA | Caribou | 115 | 0 | 0 | 0 | 0 | 0 | 0 | 0 | 0 | 0 | 0 | 0 | 0 | 0 | 0 | 0 | 0 | 0 | 0 | 0 | 0 | 0 | 0 | 0 | 0 | 0 | 0 | 0 | 0 | 0 | 0 | 0 | 0 | 0 | 0 | 0 | 0 | 0 | 0 | 0 | 1 | 0 | 0 | 0 | 0 | 0 | 0 | 0 | 0 | 0 | 0 | 0 | 0 | 0 | 0 | 0 | 0 | 0 | 0 | 0 | 1 | 0 | 0 | 0 | 0 | 0 | 0 | 0 | 0 | 0 | 0 | 0 | 0 | 0 | 0 | 0 | 0 | 0 | 0 | 0 | 0 | 0 | 0 | 0 | 0 | 0 | 0 | 0 | 0 | 0 | 0 | 0 | 0 | 0 | 0 | 0 | 0 | 0 | 0 |  | 0 | 0 | 0 | 0 | 0 | 0 | 0 | 0 | 0 | 0 | 0 | 0 | 0 | 0 | 0 | 0 | 10 | 0 | 0 | 0 | 0 | 0 | 0 | 0 | 0 | 0 | 0 | 0 | 0 | 1 | 1 | 0 | 0 | 0 | 0 | 0 | -1184.5215 | 933.1939 | 4193.782 | Tesla-Bellota 230 kV line | Tesla-Bellota 230 kV line | Tesla-Bellota 230 kV line |  | 0 | 1 | 0 | 0 | 0 | 0 | -884.5215 | 1233.1939 | 4193.782 | Tesla-Bellota 230 kV line | Tesla-Bellota 230 kV line | Tesla-Bellota 230 kV line |  | 5 | 4 | YES | 4 | 1 | 1 | NO | 1
PG&E NGBA | Caribou | 230 | 0 | 0 | 0 | 0 | 0 | 0 | 0 | 0 | 0 | 0 | 0 | 0 | 0 | 0 | 0 | 0 | 0 | 0 | 0 | 0 | 0 | 0 | 0 | 0 | 0 | 0 | 0 | 0 | 0 | 0 | 0 | 0 | 0 | 0 | 0 | 0 | 0 | 0 | 0 | 1 | 0 | 0 | 0 | 0 | 0 | 0 | 0 | 0 | 0 | 0 | 0 | 0 | 0 | 0 | 0 | 0 | 0 | 0 | 0 | 1 | 0 | 0 | 0 | 0 | 0 | 0 | 0 | 0 | 0 | 0 | 0 | 0 | 0 | 0 | 0 | 0 | 0 | 0 | 0 | 0 | 0 | 0 | 0 | 0 | 0 | 0 | 0 | 0 | 0 | 0 | 0 | 0 | 0 | 0 | 0 | 0 | 0 | 0 |  | 0 | 0 | 0 | 0 | 0 | 0 | 0 | 0 | 0 | 0 | 0 | 0 | 0 | 0 | 0 | 0 | 0 | 0 | 0 | 0 | 0 | 0 | 0 | 0 | 0 | 0 | 0 | 0 | 0 | 0 | 1 | 0 | 0 | 0 | 0 | 0 | -1184.5215 | 933.1939 | 4193.782 | Tesla-Bellota 230 kV line | Tesla-Bellota 230 kV line | Tesla-Bellota 230 kV line |  | 0 | 1 | 0 | 0 | 0 | 0 | -884.5215 | 1233.1939 | 4193.782 | Tesla-Bellota 230 kV line | Tesla-Bellota 230 kV line | Tesla-Bellota 230 kV line |  | 5 | 4 | YES | 4 | 1 | 1 | NO | 1
EOP | Carpenter Canyon (fka Gamebird) | 138 | 0 | 0 | 0 | 0 | 0 | 0 | 0 | 0 | 0 | 0 | 0 | 0 | 0 | 0 | 0 | 0 | 0 | 0 | 0 | 0 | 0 | 0 | 1 | 1 | 1 | 0 | 0 | 0 | 0 | 0 | 0 | 0 | 0 | 0 | 0 | 0 | 0 | 0 | 0 | 0 | 0 | 0 | 0 | 0 | 0 | 0 | 0 | 0 | 0 | 0 | 0 | 0 | 0 | 0 | 0 | 0 | 0 | 0 | 0 | 0 | 0 | 0 | 0 | 0 | 0 | 0 | 0 | 0 | 0 | 0 | 0 | 0 | 0 | 0 | 0 | 0 | 0 | 0 | 0 | 0 | 0 | 0 | 0 | 0 | 0 | 0 | 0 | 0 | 0 | 0 | 0 | 0 | 0 | 0 | 0 | 0 | 0 | 2 |  | 0 | 0 | 0 | 0 | 0 | 0 | 0 | 0 | 0 | 0 | 0 | 0 | 0 | 0 | 0 | 0 | 0 | 0 | 0 | 0 | 0 | 0 | 0 | 0 | 0 | 0 | 0 | 0 | 0 | 0 | 1 | 1 | 1 | 0 | 0 | 0 | -3041.755 | -297.01 | 876.53 | Lugo - Victorville area constraint | Lugo - Victorville area constraint | GLW 230kV area constraint |  | 0 | 1 | 0 | 0 | 0 | 0 | -362.03 | 49.37 | 876.53 | Sloan Canyon - Eldorado 500 kV constraint | Sloan Canyon - Eldorado 500 kV constraint | GLW 230kV area constraint |  | 5 | 4 | YES | 4 | 1 | 1 | NO | 1
EOP | Carpenter Canyon (fka Gamebird) | 230 | 0 | 0 | 0 | 0 | 0 | 0 | 0 | 0 | 0 | 0 | 0 | 0 | 0 | 0 | 0 | 0 | 0 | 0 | 0 | 0 | 0 | 0 | 1 | 1 | 1 | 0 | 0 | 0 | 0 | 0 | 0 | 0 | 0 | 0 | 0 | 0 | 0 | 0 | 0 | 0 | 0 | 0 | 0 | 0 | 0 | 0 | 0 | 0 | 0 | 0 | 0 | 0 | 0 | 0 | 0 | 0 | 0 | 0 | 0 | 0 | 0 | 0 | 0 | 0 | 0 | 0 | 0 | 0 | 0 | 0 | 0 | 0 | 0 | 0 | 0 | 0 | 0 | 0 | 0 | 0 | 0 | 0 | 0 | 0 | 0 | 0 | 0 | 0 | 0 | 0 | 0 | 0 | 0 | 0 | 0 | 0 | 0 | 2 |  | 0 | 0 | 0 | 0 | 0 | 0 | 0 | 0 | 0 | 0 | 0 | 0 | 0 | 0 | 0 | 0 | 0 | 0 | 0 | 0 | 0 | 0 | 0 | 0 | 320 | 480 | 0 | 200 | 0 | 1 | 1 | 1 | 1 | 0 | 0 | 0 | -3041.755 | -297.01 | 876.53 | Lugo - Victorville area constraint | Lugo - Victorville area constraint | GLW 230kV area constraint |  | 0 | 1 | 0 | 0 | 0 | 0 | -362.03 | 49.37 | 876.53 | Sloan Canyon - Eldorado 500 kV constraint | Sloan Canyon - Eldorado 500 kV constraint | GLW 230kV area constraint |  | 5 | 4 | YES | 4 | 1 | 1 | NO | 1
PG&E NGBA | Carquinez | 115 | 0 | 0 | 0 | 0 | 0 | 0 | 0 | 0 | 0 | 0 | 0 | 0 | 0 | 0 | 0 | 0 | 0 | 0 | 0 | 0 | 0 | 0 | 0 | 0 | 0 | 0 | 0 | 0 | 0 | 0 | 0 | 0 | 0 | 0 | 0 | 0 | 0 | 0 | 0 | 1 | 0 | 0 | 0 | 0 | 0 | 0 | 0 | 0 | 0 | 0 | 0 | 0 | 1 | 0 | 0 | 0 | 0 | 0 | 0 | 0 | 0 | 0 | 0 | 0 | 0 | 0 | 1 | 0 | 0 | 0 | 0 | 0 | 0 | 0 | 0 | 0 | 0 | 0 | 0 | 0 | 0 | 0 | 0 | 0 | 0 | 0 | 0 | 0 | 0 | 0 | 0 | 0 | 0 | 0 | 0 | 0 | 0 | 1 |  | 0 | 0 | 0 | 0 | 0 | 0 | 0 | 0 | 0 | 0 | 0 | 0 | 0 | 0 | 0 | 0 | 0 | 0 | 0 | 0 | 0 | 0 | 0 | 0 | 0 | 0 | 0 | 0 | 0 | 0 | 1 | 0 | 1 | 0 | 0 | 0 | -547.725 | -217.477 | 718.102 | Birds Landing-Contra Costa 230kV Line | Birds Landing-Contra Costa 230kV Line | Birds Landing-Contra Costa 230kV Line |  | 0 | 0 | 0 | 0 | 0 | 0 | 1.495 | 1408.886 | 718.102 | Collinsville-Tesla 500 kV Line | Collinsville-Tesla 500 kV Line | Birds Landing-Contra Costa 230kV Line |  | 5 | 1 | YES | 2 | 1 | 1 | NO | 1
SDGE | Carrizo Gorge | 138 | 0 | 0 | 0 | 0 | 0 | 0 | 0 | 0 | 0 | 0 | 0 | 0 | 0 | 0 | 0 | 0 | 0 | 0 | 0 | 0 | 0 | 0 | 0 | 0 | 0 | 0 | 0 | 0 | 0 | 0 | 1 | 0 | 1 | 0 | 0 | 1 | 1 | 0 | 0 | 0 | 0 | 0 | 0 | 0 | 0 | 0 | 0 | 0 | 0 | 0 | 0 | 0 | 0 | 0 | 0 | 0 | 0 | 0 | 0 | 0 | 0 | 0 | 0 | 0 | 0 | 0 | 0 | 0 | 0 | 0 | 0 | 0 | 0 | 0 | 0 | 0 | 0 | 0 | 0 | 0 | 0 | 0 | 0 | 0 | 0 | 0 | 0 | 0 | 0 | 0 | 0 | 0 | 0 | 0 | 0 | 0 | 0 | 4 |  | 0 | 0 | 0 | 0 | 0 | 0 | 0 | 0 | 0 | 0 | 0 | 0 | 0 | 0 | 0 | 0 | 0 | 0 | 0 | 0 | 0 | 0 | 0 | 0 | 0 | 90 | 70 | 0 | 0 | 1 | 0 | 0 | 0 | 0 | 0 | 0 | 54.76 | 1197.97 | 1601.1044 | San Luis Rey-San Onofre 230 kV line constraint | Silvergate-Old Town 230 kV constraint | Silvergate-Old Town 230 kV constraint |  | 0 | 0 | 0 | 0 | 0 | 0 | 54.76 | 1197.97 | 1601.1044 | San Luis Rey-San Onofre 230 kV line constraint | Silvergate-Old Town 230 kV constraint | Silvergate-Old Town 230 kV constraint |  | 1 | 1 | NO | 1 | 1 | 1 | NO | 1
PG&E KERN | Carrizo Plains | 115 | 0 | 0 | 0 | 0 | 0 | 0 | 0 | 0 | 0 | 0 | 0 | 0 | 0 | 0 | 0 | 0 | 0 | 0 | 0 | 0 | 0 | 0 | 0 | 0 | 0 | 0 | 0 | 0 | 0 | 0 | 0 | 0 | 0 | 0 | 0 | 0 | 0 | 0 | 0 | 0 | 0 | 0 | 0 | 0 | 0 | 0 | 0 | 0 | 0 | 0 | 0 | 0 | 0 | 0 | 0 | 0 | 0 | 0 | 0 | 0 | 0 | 0 | 0 | 0 | 0 | 0 | 0 | 1 | 0 | 0 | 0 | 0 | 0 | 0 | 0 | 0 | 0 | 0 | 1 | 1 | 0 | 0 | 0 | 0 | 0 | 0 | 0 | 0 | 0 | 0 | 0 | 0 | 0 | 0 | 1 | 1 | 0 | 0 |  | 0 | 0 | 0 | 0 | 0 | 0 | 0 | 0 | 0 | 0 | 0 | 0 | 0 | 0 | 0 | 0 | 0 | 0 | 0 | 0 | 0 | 0 | 0 | 0 | 0 | 0 | 0 | 0 | 0 | 0 | 3 | 0 | 1 | 0 | 2 | 1 | -827.515 | -266.9883 | -1162.3269 | Mustang-Henrietta 230 kV line | Cal Flat-Gates 230 kV line | Mustang-Henrietta 230 kV line |  | 1 | 0 | 0 | 0 | 1 | 1 | -9.103 | 211.6707 | -1162.3269 | Gates 500/230kV TB #11 | Gates 500/230kV TB #11 | Mustang-Henrietta 230 kV line |  | 5 | 5 | NO | 5 | 5 | 5 | NO | 5
PG&E KERN | Casaloma | 230 | 0 | 0 | 0 | 0 | 0 | 0 | 0 | 0 | 0 | 0 | 0 | 0 | 0 | 0 | 0 | 0 | 0 | 0 | 0 | 0 | 0 | 0 | 0 | 0 | 0 | 0 | 0 | 0 | 0 | 0 | 0 | 0 | 0 | 0 | 0 | 0 | 0 | 0 | 0 | 0 | 0 | 0 | 0 | 0 | 0 | 0 | 0 | 0 | 0 | 0 | 0 | 0 | 0 | 0 | 0 | 0 | 0 | 0 | 0 | 0 | 0 | 0 | 0 | 0 | 0 | 0 | 0 | 1 | 1 | 0 | 0 | 0 | 0 | 0 | 0 | 0 | 0 | 0 | 0 | 1 | 0 | 0 | 0 | 0 | 0 | 0 | 0 | 0 | 0 | 0 | 0 | 0 | 0 | 0 | 0 | 0 | 0 | 0 |  | 0 | 0 | 0 | 0 | 0 | 0 | 0 | 0 | 0 | 0 | 0 | 0 | 0 | 0 | 0 | 0 | 0 | 0 | 0 | 0 | 0 | 0 | 0 | 0 | 0 | 0 | 0 | 0 | 0 | 0 | 2 | 0 | 1 | 0 | 1 | 0 | -77.985 | -266.9883 | -59.825 | Cal Flat-Gates 230 kV line | Cal Flat-Gates 230 kV line | Cal Flat-Gates 230 kV line |  | 1 | 0 | 0 | 0 | 0 | 0 | -9.103 | 211.6707 | 170.175 | Gates 500/230kV TB #11 | Gates 500/230kV TB #11 | Cal Flat-Gates 230 kV line |  | 5 | 5 | NO | 5 | 5 | 1 | YES | 2
PG&E GBA | Castro Valley | 230 | 0 | 0 | 0 | 0 | 0 | 0 | 0 | 0 | 0 | 0 | 0 | 0 | 0 | 0 | 0 | 0 | 0 | 0 | 0 | 0 | 0 | 0 | 0 | 0 | 0 | 0 | 0 | 0 | 0 | 0 | 0 | 0 | 0 | 0 | 0 | 0 | 0 | 0 | 0 | 1 | 0 | 0 | 0 | 0 | 0 | 0 | 0 | 0 | 0 | 0 | 0 | 0 | 0 | 0 | 0 | 1 | 0 | 0 | 0 | 1 | 0 | 0 | 0 | 0 | 0 | 0 | 1 | 0 | 0 | 0 | 0 | 0 | 0 | 0 | 0 | 0 | 0 | 0 | 0 | 0 | 0 | 0 | 0 | 0 | 0 | 0 | 0 | 0 | 0 | 0 | 0 | 0 | 0 | 0 | 0 | 0 | 0 | 0 |  | 0 | 0 | 0 | 0 | 0 | 0 | 0 | 0 | 0 | 0 | 0 | 0 | 0 | 0 | 0 | 0 | 0 | 0 | 0 | 0 | 0 | 0 | 0 | 0 | 0 | 0 | 0 | 0 | 0 | 0 | 2 | 0 | 1 | 0 | 0 | 0 | -1184.5215 | -217.477 | 718.102 | Tesla-Bellota 230 kV line | Birds Landing-Contra Costa 230kV Line | Birds Landing-Contra Costa 230kV Line |  | 0 | 1 | 0 | 0 | 0 | 0 | -884.5215 | 1233.1939 | 718.102 | Tesla-Bellota 230 kV line | Tesla-Bellota 230 kV line | Birds Landing-Contra Costa 230kV Line |  | 5 | 4 | YES | 4 | 1 | 1 | NO | 1
PG&E GBA | Cayetano | 230 | 0 | 0 | 0 | 0 | 0 | 0 | 0 | 0 | 0 | 0 | 0 | 0 | 0 | 0 | 0 | 0 | 0 | 0 | 0 | 0 | 0 | 0 | 0 | 0 | 0 | 0 | 0 | 0 | 0 | 0 | 0 | 0 | 0 | 0 | 0 | 0 | 0 | 0 | 0 | 1 | 0 | 0 | 0 | 0 | 0 | 0 | 0 | 0 | 0 | 0 | 0 | 0 | 0 | 1 | 1 | 1 | 0 | 0 | 1 | 1 | 0 | 0 | 0 | 0 | 0 | 1 | 0 | 0 | 0 | 0 | 0 | 0 | 0 | 0 | 0 | 0 | 0 | 0 | 0 | 0 | 0 | 0 | 0 | 0 | 0 | 0 | 0 | 0 | 0 | 0 | 0 | 0 | 0 | 0 | 0 | 0 | 0 | 0 |  | 0 | 0 | 0 | 0 | 0 | 0 | 0 | 0 | 0 | 0 | 0 | 0 | 0 | 0 | 0 | 0 | 0 | 0 | 0 | 0 | 0 | 0 | 0 | 0 | 0 | 100 | 100 | 0 | 0 | 1 | 2 | 0 | 1 | 0 | 0 | 0 | -1184.5215 | -200.809 | 3506.786 | Tesla-Bellota 230 kV line | Windmaster-Delta pumps 230 kV line | Contra Costa- Windmaster 230 kV line |  | 0 | 1 | 0 | 0 | 0 | 0 | -884.5215 | 678.723 | 3506.786 | Tesla-Bellota 230 kV line | Contra Costa- Windmaster 230 kV line | Contra Costa- Windmaster 230 kV line |  | 5 | 4 | YES | 4 | 1 | 1 | NO | 1
SCE Metro | Center | 230 | 0 | 0 | 0 | 0 | 0 | 0 | 0 | 0 | 0 | 1 | 0 | 0 | 0 | 0 | 0 | 0 | 0 | 0 | 0 | 0 | 0 | 0 | 0 | 0 | 0 | 0 | 0 | 0 | 0 | 0 | 0 | 0 | 0 | 0 | 0 | 0 | 0 | 0 | 0 | 0 | 0 | 0 | 0 | 0 | 0 | 0 | 0 | 0 | 0 | 0 | 0 | 0 | 0 | 0 | 0 | 0 | 0 | 0 | 0 | 0 | 0 | 0 | 0 | 0 | 0 | 0 | 0 | 0 | 0 | 0 | 0 | 0 | 0 | 0 | 0 | 0 | 0 | 0 | 0 | 0 | 0 | 0 | 0 | 0 | 0 | 0 | 0 | 0 | 0 | 0 | 0 | 0 | 0 | 0 | 0 | 0 | 0 | 0 |  | 0 | 0 | 0 | 0 | 0 | 0 | 0 | 0 | 0 | 0 | 0 | 0 | 0 | 0 | 0 | 0 | 0 | 0 | 0 | 0 | 0 | 0 | 0 | 0 | 0 | 0 | 90 | 0 | 0 | 1 | 0 | 0 | 0 | 0 | 0 | 0 | 9141.6 | 11076.2 | 14650.5055 | SCE Metro Area Default Constraint | SCE Metro Area Default Constraint | SCE Metro Area Default Constraint |  | 0 | 0 | 0 | 0 | 0 | 0 | 9141.6 | 11076.2 | 14650.5055 | SCE Metro Area Default Constraint | SCE Metro Area Default Constraint | SCE Metro Area Default Constraint |  | 1 | 1 | NO | 1 | 1 | 1 | NO | 1
PG&E KERN | Charca | 115 | 0 | 0 | 0 | 0 | 0 | 0 | 0 | 0 | 0 | 0 | 0 | 0 | 0 | 0 | 0 | 0 | 0 | 0 | 0 | 0 | 0 | 0 | 0 | 0 | 0 | 0 | 0 | 0 | 0 | 0 | 0 | 0 | 0 | 0 | 0 | 0 | 0 | 0 | 0 | 0 | 0 | 0 | 0 | 0 | 0 | 0 | 0 | 0 | 0 | 0 | 0 | 0 | 0 | 0 | 0 | 0 | 0 | 0 | 0 | 0 | 0 | 0 | 0 | 0 | 0 | 0 | 0 | 1 | 1 | 0 | 0 | 0 | 0 | 0 | 0 | 1 | 0 | 0 | 0 | 1 | 0 | 0 | 0 | 0 | 0 | 0 | 0 | 0 | 0 | 0 | 0 | 0 | 0 | 0 | 0 | 0 | 0 | 0 |  | 0 | 0 | 0 | 0 | 0 | 0 | 0 | 0 | 0 | 0 | 0 | 0 | 0 | 0 | 0 | 0 | 0 | 0 | 0 | 0 | 0 | 0 | 0 | 4.62 | 0 | 0 | 0 | 0 | 0 | 1 | 2 | 0 | 1 | 0 | 1 | 0 | -77.985 | -266.9883 | -59.825 | Cal Flat-Gates 230 kV line | Cal Flat-Gates 230 kV line | Cal Flat-Gates 230 kV line |  | 1 | 0 | 0 | 0 | 0 | 0 | -9.103 | 193.6 | 170.175 | Gates 500/230kV TB #11 | Semitropic-Midway 115kV Line | Cal Flat-Gates 230 kV line |  | 5 | 5 | NO | 5 | 5 | 1 | YES | 2
EOP | Charleston | 138 | 0 | 0 | 0 | 0 | 0 | 0 | 0 | 0 | 0 | 0 | 0 | 0 | 0 | 0 | 0 | 0 | 0 | 0 | 0 | 0 | 0 | 0 | 1 | 1 | 1 | 0 | 0 | 0 | 0 | 0 | 0 | 0 | 0 | 0 | 0 | 0 | 0 | 0 | 0 | 0 | 0 | 0 | 0 | 0 | 0 | 0 | 0 | 0 | 0 | 0 | 0 | 0 | 0 | 0 | 0 | 0 | 0 | 0 | 0 | 0 | 0 | 0 | 0 | 0 | 0 | 0 | 0 | 0 | 0 | 0 | 0 | 0 | 0 | 0 | 0 | 0 | 0 | 0 | 0 | 0 | 0 | 0 | 0 | 0 | 0 | 0 | 0 | 0 | 0 | 0 | 0 | 0 | 0 | 0 | 0 | 0 | 0 | 2 |  | 0 | 0 | 0 | 0 | 0 | 0 | 0 | 0 | 0 | 0 | 0 | 0 | 0 | 0 | 0 | 0 | 0 | 0 | 0 | 0 | 0 | 0 | 0 | 0 | 0 | 0 | 0 | 0 | 0 | 0 | 1 | 1 | 1 | 0 | 0 | 0 | -3041.755 | -297.01 | 876.53 | Lugo - Victorville area constraint | Lugo - Victorville area constraint | GLW 230kV area constraint |  | 0 | 1 | 0 | 0 | 0 | 0 | -362.03 | 49.37 | 876.53 | Sloan Canyon - Eldorado 500 kV constraint | Sloan Canyon - Eldorado 500 kV constraint | GLW 230kV area constraint |  | 5 | 4 | YES | 4 | 1 | 1 | NO | 1
SCE Metro | Chevmain | 230 | 0 | 0 | 0 | 0 | 0 | 0 | 0 | 0 | 0 | 1 | 0 | 0 | 0 | 0 | 0 | 0 | 0 | 0 | 0 | 0 | 0 | 0 | 0 | 0 | 0 | 0 | 0 | 0 | 0 | 0 | 0 | 0 | 0 | 0 | 0 | 0 | 0 | 0 | 0 | 0 | 0 | 0 | 0 | 0 | 0 | 0 | 0 | 0 | 0 | 0 | 0 | 0 | 0 | 0 | 0 | 0 | 0 | 0 | 0 | 0 | 0 | 0 | 0 | 0 | 0 | 0 | 0 | 0 | 0 | 0 | 0 | 0 | 0 | 0 | 0 | 0 | 0 | 0 | 0 | 0 | 0 | 0 | 0 | 0 | 0 | 0 | 0 | 0 | 0 | 0 | 0 | 0 | 0 | 0 | 0 | 0 | 0 | 0 |  | 0 | 0 | 0 | 0 | 0 | 0 | 0 | 0 | 0 | 0 | 0 | 0 | 0 | 0 | 0 | 0 | 0 | 0 | 0 | 0 | 0 | 0 | 0 | 0 | 0 | 0 | 0 | 0 | 0 | 0 | 0 | 0 | 0 | 0 | 0 | 0 | 9141.6 | 11076.2 | 14650.5055 | SCE Metro Area Default Constraint | SCE Metro Area Default Constraint | SCE Metro Area Default Constraint |  | 0 | 0 | 0 | 0 | 0 | 0 | 9141.6 | 11076.2 | 14650.5055 | SCE Metro Area Default Constraint | SCE Metro Area Default Constraint | SCE Metro Area Default Constraint |  | 1 | 1 | NO | 1 | 1 | 1 | NO | 1
SDGE | Chicarita | 138 | 0 | 0 | 0 | 0 | 0 | 0 | 0 | 0 | 0 | 0 | 0 | 0 | 0 | 0 | 0 | 0 | 0 | 0 | 0 | 0 | 0 | 0 | 0 | 0 | 0 | 0 | 0 | 0 | 1 | 0 | 1 | 0 | 1 | 0 | 0 | 0 | 0 | 0 | 0 | 0 | 0 | 0 | 0 | 0 | 0 | 0 | 0 | 0 | 0 | 0 | 0 | 0 | 0 | 0 | 0 | 0 | 0 | 0 | 0 | 0 | 0 | 0 | 0 | 0 | 0 | 0 | 0 | 0 | 0 | 0 | 0 | 0 | 0 | 0 | 0 | 0 | 0 | 0 | 0 | 0 | 0 | 0 | 0 | 0 | 0 | 0 | 0 | 0 | 0 | 0 | 0 | 0 | 0 | 0 | 0 | 0 | 0 | 3 |  | 0 | 0 | 0 | 0 | 0 | 0 | 0 | 0 | 0 | 0 | 0 | 0 | 0 | 0 | 0 | 0 | 0 | 0 | 0 | 0 | 0 | 0 | 0 | 0 | 0 | 0 | 0 | 0 | 0 | 0 | 0 | 0 | 0 | 0 | 0 | 0 | 54.76 | 1329.48 | 7821.4994 | San Luis Rey-San Onofre 230 kV line constraint | San Luis Rey-San Onofre 230 kV line constraint | San Luis Rey-San Onofre 230 kV line constraint |  | 0 | 0 | 0 | 0 | 0 | 0 | 54.76 | 1329.48 | 7821.4994 | San Luis Rey-San Onofre 230 kV line constraint | San Luis Rey-San Onofre 230 kV line constraint | San Luis Rey-San Onofre 230 kV line constraint |  | 1 | 1 | NO | 1 | 1 | 1 | NO | 1
SCE Metro | Chino | 230 | 0 | 0 | 0 | 0 | 0 | 0 | 0 | 0 | 0 | 1 | 0 | 0 | 0 | 0 | 0 | 0 | 0 | 0 | 0 | 0 | 0 | 0 | 0 | 0 | 0 | 0 | 0 | 0 | 0 | 0 | 0 | 0 | 0 | 0 | 0 | 0 | 0 | 0 | 0 | 0 | 0 | 0 | 0 | 0 | 0 | 0 | 0 | 0 | 0 | 0 | 0 | 0 | 0 | 0 | 0 | 0 | 0 | 0 | 0 | 0 | 0 | 0 | 0 | 0 | 0 | 0 | 0 | 0 | 0 | 0 | 0 | 0 | 0 | 0 | 0 | 0 | 0 | 0 | 0 | 0 | 0 | 0 | 0 | 0 | 0 | 0 | 0 | 0 | 0 | 0 | 0 | 0 | 0 | 0 | 0 | 0 | 0 | 0 |  | 0 | 0 | 0 | 0 | 0 | 0 | 0 | 0 | 0 | 0 | 0 | 0 | 0 | 0 | 0 | 0 | 0 | 0 | 0 | 0 | 0 | 0 | 0 | 0 | 0 | 0 | 0 | 0 | 0 | 0 | 0 | 0 | 0 | 0 | 0 | 0 | 9141.6 | 11076.2 | 14650.5055 | SCE Metro Area Default Constraint | SCE Metro Area Default Constraint | SCE Metro Area Default Constraint |  | 0 | 0 | 0 | 0 | 0 | 0 | 9141.6 | 11076.2 | 14650.5055 | SCE Metro Area Default Constraint | SCE Metro Area Default Constraint | SCE Metro Area Default Constraint |  | 1 | 1 | NO | 1 | 1 | 1 | NO | 1
PG&E FRESNO | Chowchilla | 115 | 0 | 0 | 0 | 0 | 0 | 0 | 0 | 0 | 0 | 0 | 0 | 0 | 0 | 0 | 0 | 0 | 0 | 0 | 0 | 0 | 0 | 0 | 0 | 0 | 0 | 0 | 0 | 0 | 0 | 0 | 0 | 0 | 0 | 0 | 0 | 0 | 0 | 0 | 0 | 0 | 0 | 0 | 0 | 0 | 0 | 1 | 0 | 0 | 0 | 0 | 0 | 0 | 0 | 0 | 0 | 0 | 0 | 0 | 0 | 0 | 0 | 0 | 0 | 0 | 0 | 0 | 0 | 0 | 0 | 0 | 0 | 0 | 0 | 0 | 0 | 0 | 0 | 0 | 1 | 1 | 0 | 1 | 1 | 1 | 1 | 1 | 0 | 1 | 1 | 1 | 1 | 0 | 1 | 0 | 0 | 0 | 0 | 2 |  | 0 | 0 | 0 | 0 | 0 | 0 | 0 | 0 | 0 | 0 | 0 | 0 | 0 | 0 | 0 | 0 | 0 | 0 | 0 | 0 | 0 | 0 | 0 | 7.56 | 0 | 0 | 0 | 50 | 0 | 1 | 5 | 0 | 3 | 0 | 1 | 0 | -1662.7 | -1176 | -369.3748 | Borden-Storey #1 230kV line | Borden-Storey #1 230kV line | Gates 500/230kV TB #12 |  | 2 | 2 | 0 | 0 | 1 | 0 | -491.4315 | 40.7 | -369.3748 | Bellota-Weber 230kV line | Merced 115/70kV TB#2 | Gates 500/230kV TB #12 |  | 5 | 5 | NO | 5 | 5 | 5 | NO | 5
PG&E GBA | Christie | 60 | 0 | 0 | 0 | 0 | 0 | 0 | 0 | 0 | 0 | 0 | 0 | 0 | 0 | 0 | 0 | 0 | 0 | 0 | 0 | 0 | 0 | 0 | 0 | 0 | 0 | 0 | 0 | 0 | 0 | 0 | 0 | 0 | 0 | 0 | 0 | 0 | 0 | 0 | 0 | 1 | 0 | 0 | 0 | 0 | 0 | 0 | 0 | 0 | 0 | 1 | 0 | 0 | 1 | 1 | 1 | 1 | 0 | 0 | 1 | 1 | 0 | 1 | 0 | 0 | 0 | 1 | 0 | 0 | 0 | 0 | 0 | 0 | 0 | 0 | 0 | 0 | 0 | 0 | 0 | 0 | 0 | 0 | 0 | 0 | 0 | 0 | 0 | 0 | 0 | 0 | 0 | 0 | 0 | 0 | 0 | 0 | 0 | 2 |  | 0 | 0 | 0 | 0 | 0 | 0 | 0 | 0 | 0 | 0 | 0 | 0 | 0 | 0 | 0 | 0 | 0 | 0 | 0 | 0 | 0 | 0 | 0 | 0 | 0 | 0 | 0 | 0 | 0 | 0 | 2 | 0 | 1 | 0 | 0 | 0 | -1184.5215 | -200.809 | 1214.56 | Tesla-Bellota 230 kV line | Windmaster-Delta pumps 230 kV line | Grant - Eastshore #2 line 115 kV |  | 0 | 1 | 0 | 0 | 0 | 0 | -884.5215 | 678.723 | 1214.56 | Tesla-Bellota 230 kV line | Contra Costa- Windmaster 230 kV line | Grant - Eastshore #2 line 115 kV |  | 5 | 4 | YES | 4 | 1 | 1 | NO | 1
PG&E GBA | Christie | 115 | 0 | 0 | 0 | 0 | 0 | 0 | 0 | 0 | 0 | 0 | 0 | 0 | 0 | 0 | 0 | 0 | 0 | 0 | 0 | 0 | 0 | 0 | 0 | 0 | 0 | 0 | 0 | 0 | 0 | 0 | 0 | 0 | 0 | 0 | 0 | 0 | 0 | 0 | 0 | 1 | 0 | 0 | 0 | 0 | 0 | 0 | 0 | 0 | 0 | 0 | 0 | 0 | 1 | 0 | 0 | 1 | 0 | 0 | 0 | 0 | 0 | 0 | 0 | 0 | 0 | 0 | 0 | 0 | 0 | 0 | 0 | 0 | 0 | 0 | 0 | 0 | 0 | 0 | 0 | 0 | 0 | 0 | 0 | 0 | 0 | 0 | 0 | 0 | 0 | 0 | 0 | 0 | 0 | 0 | 0 | 0 | 0 | 1 |  | 0 | 0 | 0 | 0 | 0 | 0 | 0 | 0 | 0 | 0 | 0 | 0 | 0 | 0 | 0 | 0 | 0 | 0 | 0 | 0 | 0 | 0 | 0 | 0 | 0 | 0 | 0 | 0 | 0 | 0 | 0 | 0 | 0 | 0 | 0 | 0 | 1.495 | 1408.886 | 5254.388 | Collinsville-Tesla 500 kV Line | Collinsville-Tesla 500 kV Line | Sobrante-Moraga 230 kV line |  | 0 | 0 | 0 | 0 | 0 | 0 | 1.495 | 1408.886 | 5254.388 | Collinsville-Tesla 500 kV Line | Collinsville-Tesla 500 kV Line | Sobrante-Moraga 230 kV line |  | 1 | 1 | NO | 1 | 1 | 1 | NO | 1
SCE Eastern | Cielo Azul | 500 | 0 | 0 | 0 | 0 | 0 | 0 | 0 | 0 | 0 | 0 | 0 | 0 | 0 | 0 | 0 | 0 | 1 | 1 | 0 | 0 | 0 | 1 | 0 | 0 | 1 | 0 | 0 | 0 | 0 | 0 | 0 | 0 | 0 | 0 | 0 | 0 | 0 | 0 | 0 | 0 | 0 | 0 | 0 | 0 | 0 | 0 | 0 | 0 | 0 | 0 | 0 | 0 | 0 | 0 | 0 | 0 | 0 | 0 | 0 | 0 | 0 | 0 | 0 | 0 | 0 | 0 | 0 | 0 | 0 | 0 | 0 | 0 | 0 | 0 | 0 | 0 | 0 | 0 | 0 | 0 | 0 | 0 | 0 | 0 | 0 | 0 | 0 | 0 | 0 | 0 | 0 | 0 | 0 | 0 | 0 | 0 | 0 | 2 |  | 0 | 0 | 0 | 0 | 0 | 0 | 0 | 0 | 0 | 0 | 0 | 0 | 0 | 0 | 0 | 0 | 0 | 0 | 0 | 0 | 0 | 0 | 0 | 0 | 1000 | 2325 | 1282.4 | 350 | 0 | 1 | 1 | 2 | 1 | 0 | 0 | 0 | -3041.755 | -297.01 | 1035.15 | Lugo - Victorville area constraint | Lugo - Victorville area constraint | DCRT Constraint |  | 0 | 2 | 0 | 0 | 0 | 0 | -9.58 | 421.3 | 1035.15 | Serrano-Alberhill-Valley Constraint | DCRT Constraint | DCRT Constraint |  | 5 | 3 | YES | 3 | 1 | 1 | NO | 1
PG&E GBA | Clay | 60 | 0 | 0 | 0 | 0 | 0 | 0 | 0 | 0 | 0 | 0 | 0 | 0 | 0 | 0 | 0 | 0 | 0 | 0 | 0 | 0 | 0 | 0 | 0 | 0 | 0 | 0 | 0 | 0 | 0 | 0 | 0 | 0 | 0 | 0 | 0 | 0 | 0 | 0 | 0 | 0 | 0 | 0 | 0 | 0 | 0 | 1 | 0 | 0 | 0 | 0 | 0 | 0 | 0 | 0 | 0 | 0 | 0 | 0 | 0 | 1 | 1 | 0 | 0 | 0 | 0 | 0 | 0 | 0 | 0 | 0 | 0 | 0 | 0 | 0 | 0 | 0 | 0 | 0 | 0 | 0 | 0 | 0 | 0 | 0 | 0 | 0 | 0 | 0 | 0 | 0 | 0 | 0 | 0 | 0 | 0 | 0 | 0 | 0 |  | 0 | 0 | 0 | 0 | 0 | 0 | 0 | 0 | 0 | 0 | 0 | 0 | 0 | 0 | 0 | 0 | 0 | 0 | 0 | 0 | 0 | 0 | 0 | 0 | 0 | 0 | 0 | 0 | 0 | 0 | 2 | 0 | 1 | 0 | 0 | 0 | -1184.5215 | -212.6541 | 2570.2022 | Tesla-Bellota 230 kV line | Bellota-Weber 230kV line | Bellota-Weber 230kV line |  | 0 | 2 | 0 | 0 | 0 | 0 | -884.5215 | 247.3459 | 2570.2022 | Tesla-Bellota 230 kV line | Bellota-Weber 230kV line | Bellota-Weber 230kV line |  | 5 | 4 | YES | 4 | 1 | 1 | NO | 1
PG&E GBA | Clayton | 115 | 0 | 0 | 0 | 0 | 0 | 0 | 0 | 0 | 0 | 0 | 0 | 0 | 0 | 0 | 0 | 0 | 0 | 0 | 0 | 0 | 0 | 0 | 0 | 0 | 0 | 0 | 0 | 0 | 0 | 0 | 0 | 0 | 0 | 0 | 0 | 0 | 0 | 0 | 0 | 1 | 0 | 0 | 0 | 0 | 0 | 0 | 0 | 0 | 0 | 0 | 0 | 0 | 0 | 0 | 0 | 0 | 0 | 0 | 0 | 0 | 0 | 0 | 0 | 0 | 0 | 0 | 0 | 0 | 0 | 0 | 0 | 0 | 0 | 0 | 0 | 0 | 0 | 0 | 0 | 0 | 0 | 0 | 0 | 0 | 0 | 0 | 0 | 0 | 0 | 0 | 0 | 0 | 0 | 0 | 0 | 0 | 0 | 0 |  | 0 | 0 | 0 | 0 | 0 | 0 | 0 | 0 | 0 | 0 | 0 | 0 | 0 | 0 | 0 | 0 | 0 | 0 | 0 | 0 | 0 | 0 | 0 | 0 | 0 | 0 | 0 | 0 | 0 | 0 | 0 | 0 | 0 | 0 | 0 | 0 | 1.495 | 1408.886 | 6856.8328 | Collinsville-Tesla 500 kV Line | Collinsville-Tesla 500 kV Line | Collinsville-Tesla 500 kV Line |  | 0 | 0 | 0 | 0 | 0 | 0 | 1.495 | 1408.886 | 6856.8328 | Collinsville-Tesla 500 kV Line | Collinsville-Tesla 500 kV Line | Collinsville-Tesla 500 kV Line |  | 1 | 1 | NO | 1 | 1 | 1 | NO | 1
PG&E NGBA | Cloverdale | 115 | 0 | 0 | 0 | 0 | 0 | 0 | 0 | 0 | 0 | 0 | 0 | 0 | 0 | 0 | 0 | 0 | 0 | 0 | 0 | 0 | 0 | 0 | 0 | 0 | 0 | 0 | 0 | 0 | 0 | 0 | 0 | 0 | 0 | 0 | 0 | 0 | 0 | 0 | 0 | 1 | 0 | 1 | 0 | 0 | 0 | 0 | 0 | 0 | 0 | 0 | 0 | 0 | 1 | 0 | 1 | 1 | 0 | 0 | 0 | 0 | 0 | 0 | 0 | 0 | 0 | 0 | 1 | 0 | 0 | 0 | 0 | 0 | 0 | 0 | 0 | 0 | 0 | 0 | 0 | 0 | 0 | 0 | 0 | 0 | 0 | 0 | 0 | 0 | 0 | 0 | 0 | 0 | 0 | 0 | 0 | 0 | 0 | 1 |  | 25 | 0 | 0 | 0 | 0 | 0 | 0 | 0 | 0 | 0 | 0 | 0 | 0 | 0 | 1 | 53 | 5.5 | 0 | 0 | 0 | 0 | 0 | 0 | 0 | 0 | 0 | 0 | 0 | 0 | 1 | 1 | 0 | 1 | 0 | 0 | 0 | -547.725 | -217.477 | 718.102 | Birds Landing-Contra Costa 230kV Line | Birds Landing-Contra Costa 230kV Line | Birds Landing-Contra Costa 230kV Line |  | 0 | 0 | 0 | 0 | 0 | 0 | 1.495 | 678.723 | 718.102 | Collinsville-Tesla 500 kV Line | Contra Costa- Windmaster 230 kV line | Birds Landing-Contra Costa 230kV Line |  | 5 | 1 | YES | 2 | 1 | 1 | NO | 1
PG&E FRESNO | Clovis | 115 | 0 | 0 | 0 | 0 | 0 | 0 | 0 | 0 | 0 | 0 | 0 | 0 | 0 | 0 | 0 | 0 | 0 | 0 | 0 | 0 | 0 | 0 | 0 | 0 | 0 | 0 | 0 | 0 | 0 | 0 | 0 | 0 | 0 | 0 | 0 | 0 | 0 | 0 | 0 | 0 | 0 | 0 | 0 | 0 | 0 | 0 | 0 | 0 | 0 | 0 | 0 | 0 | 0 | 0 | 0 | 0 | 0 | 0 | 0 | 0 | 0 | 0 | 0 | 0 | 0 | 0 | 0 | 0 | 0 | 0 | 0 | 0 | 0 | 0 | 0 | 0 | 0 | 0 | 0 | 1 | 0 | 1 | 1 | 1 | 0 | 1 | 0 | 1 | 0 | 0 | 0 | 0 | 1 | 0 | 0 | 0 | 0 | 1 |  | 0 | 0 | 0 | 0 | 0 | 0 | 0 | 0 | 0 | 0 | 0 | 0 | 0 | 0 | 0 | 0 | 0 | 0 | 0 | 0 | 0 | 0 | 0 | 0 | 0 | 0 | 0 | 0 | 0 | 0 | 3 | 0 | 1 | 0 | 0 | 0 | -794.9 | -478 | 6.7626 | Chowchilla-Le grand 115kV Line | Chowchilla-Le grand 115kV Line | Oro Loma-El Nido 115kV Line |  | 2 | 0 | 0 | 0 | 0 | 0 | -314.8 | 209.845 | 6.7626 | Tranquility-Helm 230kV Line | Tranquility-Helm 230kV Line | Oro Loma-El Nido 115kV Line |  | 5 | 5 | NO | 5 | 1 | 1 | NO | 1
PG&E GBA | Coburn | 230 | 0 | 0 | 0 | 0 | 0 | 0 | 0 | 0 | 0 | 0 | 0 | 0 | 0 | 0 | 0 | 0 | 0 | 0 | 0 | 0 | 0 | 0 | 0 | 0 | 0 | 0 | 0 | 0 | 0 | 0 | 0 | 0 | 0 | 0 | 0 | 0 | 0 | 0 | 0 | 0 | 0 | 0 | 0 | 0 | 0 | 0 | 0 | 0 | 0 | 0 | 0 | 0 | 0 | 0 | 0 | 1 | 0 | 0 | 0 | 1 | 0 | 0 | 0 | 0 | 0 | 0 | 0 | 0 | 0 | 0 | 0 | 0 | 0 | 0 | 0 | 0 | 0 | 0 | 1 | 1 | 0 | 0 | 0 | 0 | 0 | 1 | 0 | 0 | 0 | 0 | 0 | 0 | 0 | 0 | 0 | 0 | 1 | 1 |  | 0 | 0 | 0 | 0 | 0 | 0 | 0 | 0 | 0 | 0 | 0 | 0 | 0 | 0 | 0 | 0 | 0 | 100 | 0 | 0 | 0 | 0 | 0 | 0 | 0 | 0 | 0 | 0 | 0 | 1 | 2 | 0 | 0 | 0 | 1 | 0 | -1184.5215 | 211.6707 | -369.3748 | Tesla-Bellota 230 kV line | Gates 500/230kV TB #11 | Gates 500/230kV TB #12 |  | 1 | 1 | 0 | 0 | 1 | 0 | -884.5215 | 211.6707 | -369.3748 | Tesla-Bellota 230 kV line | Gates 500/230kV TB #11 | Gates 500/230kV TB #12 |  | 5 | 5 | NO | 5 | 5 | 5 | NO | 5
PG&E GBA | Coburn | 60 | 0 | 0 | 0 | 0 | 0 | 0 | 0 | 0 | 0 | 0 | 0 | 0 | 0 | 0 | 0 | 0 | 0 | 0 | 0 | 0 | 0 | 0 | 0 | 0 | 0 | 0 | 0 | 0 | 0 | 0 | 0 | 0 | 0 | 0 | 0 | 0 | 0 | 0 | 0 | 0 | 0 | 0 | 0 | 0 | 0 | 0 | 0 | 0 | 0 | 0 | 0 | 0 | 0 | 0 | 0 | 1 | 0 | 0 | 0 | 1 | 0 | 0 | 0 | 0 | 0 | 0 | 0 | 0 | 0 | 0 | 0 | 0 | 0 | 0 | 0 | 0 | 0 | 0 | 1 | 1 | 0 | 0 | 0 | 0 | 0 | 1 | 0 | 0 | 0 | 0 | 0 | 0 | 0 | 0 | 0 | 0 | 1 | 1 |  | 0 | 0 | 0 | 0 | 0 | 0 | 0 | 0 | 0 | 0 | 0 | 0 | 6 | 0 | 1 | 0 | 0 | 0 | 0 | 0 | 0 | 0 | 0 | 0 | 0 | 0 | 0 | 6 | 0 | 1 | 2 | 0 | 0 | 0 | 1 | 0 | -1184.5215 | 211.6707 | -369.3748 | Tesla-Bellota 230 kV line | Gates 500/230kV TB #11 | Gates 500/230kV TB #12 |  | 1 | 1 | 0 | 0 | 1 | 0 | -884.5215 | 211.6707 | -369.3748 | Tesla-Bellota 230 kV line | Gates 500/230kV TB #11 | Gates 500/230kV TB #12 |  | 5 | 5 | NO | 5 | 5 | 5 | NO | 5
PG&E NGBA | Colgate | 230 | 0 | 0 | 0 | 0 | 0 | 0 | 0 | 0 | 0 | 0 | 0 | 0 | 0 | 0 | 0 | 0 | 0 | 0 | 0 | 0 | 0 | 0 | 0 | 0 | 0 | 0 | 0 | 0 | 0 | 0 | 0 | 0 | 0 | 0 | 0 | 0 | 0 | 0 | 0 | 1 | 0 | 0 | 0 | 0 | 1 | 1 | 1 | 1 | 0 | 0 | 0 | 0 | 0 | 0 | 0 | 0 | 0 | 0 | 0 | 1 | 1 | 0 | 0 | 0 | 0 | 0 | 0 | 0 | 0 | 0 | 0 | 0 | 0 | 0 | 0 | 0 | 0 | 0 | 0 | 0 | 0 | 0 | 0 | 0 | 0 | 0 | 0 | 0 | 0 | 0 | 0 | 0 | 0 | 0 | 0 | 0 | 0 | 0 |  | 0 | 0 | 0 | 0 | 0 | 0 | 0 | 0 | 0 | 0 | 0 | 0 | 0 | 0 | 0 | 0 | 8.5 | 0 | 0 | 0 | 0 | 0 | 0 | 3 | 0 | 0 | 0 | 0 | 0 | 1 | 2 | 0 | 1 | 0 | 0 | 0 | -1184.5215 | -212.6541 | 79.4556 | Tesla-Bellota 230 kV line | Bellota-Weber 230kV line | Rocklin-Pleaseant grove 115kV line |  | 0 | 2 | 0 | 0 | 0 | 0 | -884.5215 | 41.5 | 79.4556 | Tesla-Bellota 230 kV line | Rocklin-Pleaseant grove 115kV line | Rocklin-Pleaseant grove 115kV line |  | 5 | 4 | YES | 4 | 1 | 1 | NO | 1
PG&E GBA | Collierville | 230 | 0 | 0 | 0 | 0 | 0 | 0 | 0 | 0 | 0 | 0 | 0 | 0 | 0 | 0 | 0 | 0 | 0 | 0 | 0 | 0 | 0 | 0 | 0 | 0 | 0 | 0 | 0 | 0 | 0 | 0 | 0 | 0 | 0 | 0 | 0 | 0 | 0 | 0 | 0 | 0 | 0 | 0 | 0 | 0 | 0 | 1 | 0 | 0 | 0 | 0 | 0 | 0 | 0 | 0 | 0 | 1 | 0 | 1 | 0 | 1 | 0 | 0 | 0 | 0 | 0 | 1 | 0 | 0 | 0 | 0 | 0 | 0 | 0 | 0 | 0 | 0 | 0 | 0 | 0 | 0 | 0 | 0 | 0 | 0 | 0 | 0 | 0 | 0 | 0 | 0 | 0 | 0 | 0 | 0 | 0 | 0 | 0 | 0 |  | 0 | 0 | 0 | 0 | 0 | 0 | 0 | 0 | 0 | 0 | 0 | 0 | 0 | 0 | 0 | 0 | 0 | 0 | 0 | 0 | 0 | 0 | 0 | 0 | 0 | 0 | 0 | 0 | 0 | 0 | 2 | 0 | 1 | 0 | 0 | 0 | -1184.5215 | -212.6541 | 653.3714 | Tesla-Bellota 230 kV line | Bellota-Weber 230kV line | Kasson Jct-Heinz 115 kV line |  | 0 | 2 | 0 | 0 | 0 | 0 | -884.5215 | 201.2909 | 653.3714 | Tesla-Bellota 230 kV line | Kasson Jct-Heinz 115 kV line | Kasson Jct-Heinz 115 kV line |  | 5 | 4 | YES | 4 | 1 | 1 | NO | 1
PG&E GBA | Collinsville | 230 | 0 | 0 | 0 | 0 | 0 | 0 | 0 | 0 | 0 | 0 | 0 | 0 | 0 | 0 | 0 | 0 | 0 | 0 | 0 | 0 | 0 | 0 | 0 | 0 | 0 | 0 | 0 | 0 | 0 | 0 | 0 | 0 | 0 | 0 | 0 | 0 | 0 | 0 | 0 | 1 | 0 | 0 | 0 | 0 | 0 | 0 | 0 | 0 | 0 | 0 | 0 | 0 | 0 | 0 | 0 | 0 | 0 | 0 | 0 | 0 | 0 | 0 | 0 | 0 | 0 | 0 | 0 | 0 | 0 | 0 | 0 | 0 | 0 | 0 | 0 | 0 | 0 | 0 | 0 | 0 | 0 | 0 | 0 | 0 | 0 | 0 | 0 | 0 | 0 | 0 | 0 | 0 | 0 | 0 | 0 | 0 | 0 | 0 |  | 0 | 0 | 0 | 0 | 0 | 0 | 0 | 0 | 0 | 0 | 0 | 0 | 0 | 0 | 0 | 0 | 0 | 0 | 0 | 0 | 0 | 0 | 0 | 0 | 0 | 0 | 0 | 0 | 0 | 0 | 0 | 0 | 0 | 0 | 0 | 0 | 1.495 | 1408.886 | 6856.8328 | Collinsville-Tesla 500 kV Line | Collinsville-Tesla 500 kV Line | Collinsville-Tesla 500 kV Line |  | 0 | 0 | 0 | 0 | 0 | 0 | 1.495 | 1408.886 | 6856.8328 | Collinsville-Tesla 500 kV Line | Collinsville-Tesla 500 kV Line | Collinsville-Tesla 500 kV Line |  | 1 | 1 | NO | 1 | 1 | 1 | NO | 1
PG&E GBA | Collinsville | 500 | 0 | 0 | 0 | 0 | 0 | 0 | 0 | 0 | 0 | 0 | 0 | 0 | 0 | 0 | 0 | 0 | 0 | 0 | 0 | 0 | 0 | 0 | 0 | 0 | 0 | 0 | 0 | 0 | 0 | 0 | 0 | 0 | 0 | 0 | 0 | 0 | 0 | 0 | 0 | 1 | 0 | 0 | 0 | 0 | 0 | 0 | 0 | 0 | 0 | 0 | 0 | 0 | 0 | 0 | 0 | 0 | 0 | 0 | 0 | 0 | 0 | 0 | 0 | 0 | 0 | 0 | 0 | 0 | 0 | 0 | 0 | 0 | 0 | 0 | 0 | 0 | 0 | 0 | 0 | 0 | 0 | 0 | 0 | 0 | 0 | 0 | 0 | 0 | 0 | 0 | 0 | 0 | 0 | 0 | 0 | 0 | 0 | 0 |  | 0 | 0 | 0 | 0 | 0 | 0 | 0 | 0 | 0 | 0 | 0 | 0 | 0 | 0 | 0 | 0 | 0 | 0 | 0 | 0 | 0 | 0 | 0 | 0 | 0 | 0 | 0 | 0 | 0 | 0 | 0 | 0 | 0 | 0 | 0 | 0 | 1.495 | 1408.886 | 6856.8328 | Collinsville-Tesla 500 kV Line | Collinsville-Tesla 500 kV Line | Collinsville-Tesla 500 kV Line |  | 0 | 0 | 0 | 0 | 0 | 0 | 1.495 | 1408.886 | 6856.8328 | Collinsville-Tesla 500 kV Line | Collinsville-Tesla 500 kV Line | Collinsville-Tesla 500 kV Line |  | 1 | 1 | NO | 1 | 1 | 1 | NO | 1
SCE Eastern | Colorado River | 230 | 0 | 0 | 0 | 0 | 0 | 0 | 0 | 0 | 0 | 0 | 0 | 0 | 0 | 0 | 0 | 1 | 0 | 1 | 0 | 0 | 0 | 1 | 0 | 0 | 0 | 0 | 0 | 0 | 0 | 0 | 0 | 0 | 0 | 0 | 0 | 0 | 0 | 0 | 0 | 0 | 0 | 0 | 0 | 0 | 0 | 0 | 0 | 0 | 0 | 0 | 0 | 0 | 0 | 0 | 0 | 0 | 0 | 0 | 0 | 0 | 0 | 0 | 0 | 0 | 0 | 0 | 0 | 0 | 0 | 0 | 0 | 0 | 0 | 0 | 0 | 0 | 0 | 0 | 0 | 0 | 0 | 0 | 0 | 0 | 0 | 0 | 0 | 0 | 0 | 0 | 0 | 0 | 0 | 0 | 0 | 0 | 0 | 2 |  | 0 | 0 | 0 | 0 | 0 | 0 | 0 | 0 | 0 | 0 | 0 | 0 | 0 | 0 | 0 | 0 | 0 | 0 | 0 | 0 | 0 | 0 | 0 | 0 | 500 | 1200 | 180 | 220 | 0 | 1 | 0 | 2 | 0 | 0 | 0 | 0 | -9.58 | 560 | 1293 | Serrano-Alberhill-Valley Constraint | Colorado River 500/230 kV Constraint | Colorado River 500/230 kV Constraint |  | 0 | 2 | 0 | 0 | 0 | 0 | -9.58 | 560 | 1293 | Serrano-Alberhill-Valley Constraint | Colorado River 500/230 kV Constraint | Colorado River 500/230 kV Constraint |  | 3 | 3 | NO | 3 | 1 | 1 | NO | 1
SCE Eastern | Colorado River | 500 | 0 | 0 | 0 | 0 | 0 | 0 | 0 | 0 | 0 | 0 | 0 | 0 | 0 | 0 | 0 | 0 | 0 | 1 | 0 | 0 | 0 | 1 | 0 | 0 | 0 | 0 | 0 | 0 | 0 | 0 | 0 | 0 | 0 | 0 | 0 | 0 | 0 | 0 | 0 | 0 | 0 | 0 | 0 | 0 | 0 | 0 | 0 | 0 | 0 | 0 | 0 | 0 | 0 | 0 | 0 | 0 | 0 | 0 | 0 | 0 | 0 | 0 | 0 | 0 | 0 | 0 | 0 | 0 | 0 | 0 | 0 | 0 | 0 | 0 | 0 | 0 | 0 | 0 | 0 | 0 | 0 | 0 | 0 | 0 | 0 | 0 | 0 | 0 | 0 | 0 | 0 | 0 | 0 | 0 | 0 | 0 | 0 | 2 |  | 0 | 0 | 0 | 0 | 0 | 0 | 0 | 0 | 0 | 0 | 0 | 0 | 0 | 0 | 0 | 0 | 0 | 0 | 0 | 0 | 0 | 0 | 0 | 0 | 0 | 0 | 0 | 0 | 0 | 0 | 0 | 2 | 0 | 0 | 0 | 0 | -9.58 | 2098.55 | 3083.635 | Serrano-Alberhill-Valley Constraint | Devers-Red Bluff Constraint | Devers-Red Bluff Constraint |  | 0 | 2 | 0 | 0 | 0 | 0 | -9.58 | 2098.55 | 3083.635 | Serrano-Alberhill-Valley Constraint | Devers-Red Bluff Constraint | Devers-Red Bluff Constraint |  | 3 | 3 | NO | 3 | 1 | 1 | NO | 1
PG&E KERN | Columbus | 115 | 0 | 0 | 0 | 0 | 0 | 0 | 0 | 0 | 0 | 0 | 0 | 0 | 0 | 0 | 0 | 0 | 0 | 0 | 0 | 0 | 0 | 0 | 0 | 0 | 0 | 0 | 0 | 0 | 0 | 0 | 0 | 0 | 0 | 0 | 0 | 0 | 0 | 0 | 0 | 0 | 0 | 0 | 0 | 0 | 0 | 0 | 0 | 0 | 0 | 0 | 0 | 0 | 0 | 0 | 0 | 0 | 0 | 0 | 0 | 0 | 0 | 0 | 0 | 0 | 0 | 0 | 0 | 0 | 0 | 0 | 1 | 0 | 0 | 0 | 0 | 0 | 0 | 0 | 1 | 1 | 0 | 0 | 0 | 0 | 0 | 0 | 0 | 0 | 0 | 0 | 0 | 0 | 0 | 0 | 1 | 0 | 0 | 0 |  | 0 | 0 | 0 | 0 | 0 | 0 | 0 | 0 | 0 | 0 | 0 | 0 | 0 | 0 | 0 | 0 | 0 | 0 | 0 | 0 | 0 | 0 | 0 | 0 | 0 | 0 | 0 | 0 | 0 | 0 | 2 | 0 | 0 | 0 | 1 | 1 | -827.515 | 211.6707 | -1162.3269 | Mustang-Henrietta 230 kV line | Gates 500/230kV TB #11 | Mustang-Henrietta 230 kV line |  | 1 | 0 | 0 | 0 | 1 | 1 | -9.103 | 211.6707 | -1162.3269 | Gates 500/230kV TB #11 | Gates 500/230kV TB #11 | Mustang-Henrietta 230 kV line |  | 5 | 5 | NO | 5 | 5 | 5 | NO | 5
PG&E GBA | Contra Costa | 115 | 0 | 0 | 0 | 0 | 0 | 0 | 0 | 0 | 0 | 0 | 0 | 0 | 0 | 0 | 0 | 0 | 0 | 0 | 0 | 0 | 0 | 0 | 0 | 0 | 0 | 0 | 0 | 0 | 0 | 0 | 0 | 0 | 0 | 0 | 0 | 0 | 0 | 0 | 0 | 1 | 0 | 0 | 0 | 0 | 0 | 0 | 0 | 0 | 0 | 0 | 0 | 0 | 0 | 1 | 1 | 1 | 1 | 0 | 1 | 1 | 0 | 0 | 0 | 0 | 0 | 1 | 1 | 0 | 0 | 0 | 0 | 0 | 0 | 0 | 0 | 0 | 0 | 0 | 0 | 0 | 0 | 0 | 0 | 0 | 0 | 0 | 0 | 0 | 0 | 0 | 0 | 0 | 0 | 0 | 0 | 0 | 0 | 0 |  | 0 | 0 | 0 | 0 | 0 | 0 | 0 | 0 | 0 | 0 | 0 | 0 | 0 | 0 | 0 | 0 | 0 | 0 | 0 | 0 | 0 | 0 | 0 | 0 | 0 | 0 | 0 | 0 | 0 | 0 | 3 | 0 | 2 | 0 | 0 | 0 | -1184.5215 | -217.477 | 77 | Tesla-Bellota 230 kV line | Birds Landing-Contra Costa 230kV Line | Contra Costa #1 115kV Line |  | 0 | 1 | 0 | 0 | 0 | 0 | -884.5215 | 32 | 77 | Tesla-Bellota 230 kV line | Contra Costa #1 115kV Line | Contra Costa #1 115kV Line |  | 5 | 4 | YES | 4 | 1 | 1 | NO | 1
PG&E GBA | Contra Costa | 230 | 0 | 0 | 0 | 0 | 0 | 0 | 0 | 0 | 0 | 0 | 0 | 0 | 0 | 0 | 0 | 0 | 0 | 0 | 0 | 0 | 0 | 0 | 0 | 0 | 0 | 0 | 0 | 0 | 0 | 0 | 0 | 0 | 0 | 0 | 0 | 0 | 0 | 0 | 0 | 1 | 0 | 0 | 0 | 0 | 0 | 0 | 0 | 0 | 0 | 0 | 0 | 0 | 0 | 1 | 1 | 1 | 0 | 0 | 1 | 1 | 0 | 0 | 0 | 0 | 0 | 1 | 0 | 0 | 0 | 0 | 0 | 0 | 0 | 0 | 0 | 0 | 0 | 0 | 0 | 0 | 0 | 0 | 0 | 0 | 0 | 0 | 0 | 0 | 0 | 0 | 0 | 0 | 0 | 0 | 0 | 0 | 0 | 0 |  | 0 | 0 | 0 | 0 | 0 | 0 | 0 | 0 | 0 | 0 | 0 | 0 | 0 | 0 | 0 | 0 | 0 | 0 | 0 | 0 | 0 | 0 | 0 | 0 | 0 | 0 | 0 | 0 | 0 | 0 | 2 | 0 | 1 | 0 | 0 | 0 | -1184.5215 | -200.809 | 3506.786 | Tesla-Bellota 230 kV line | Windmaster-Delta pumps 230 kV line | Contra Costa- Windmaster 230 kV line |  | 0 | 1 | 0 | 0 | 0 | 0 | -884.5215 | 678.723 | 3506.786 | Tesla-Bellota 230 kV line | Contra Costa- Windmaster 230 kV line | Contra Costa- Windmaster 230 kV line |  | 5 | 4 | YES | 4 | 1 | 1 | NO | 1
PG&E GBA | Contra Costa PP | 230 | 0 | 0 | 0 | 0 | 0 | 0 | 0 | 0 | 0 | 0 | 0 | 0 | 0 | 0 | 0 | 0 | 0 | 0 | 0 | 0 | 0 | 0 | 0 | 0 | 0 | 0 | 0 | 0 | 0 | 0 | 0 | 0 | 0 | 0 | 0 | 0 | 0 | 0 | 0 | 1 | 0 | 0 | 0 | 0 | 0 | 0 | 0 | 0 | 0 | 0 | 0 | 0 | 0 | 1 | 1 | 1 | 0 | 0 | 1 | 1 | 0 | 0 | 0 | 0 | 0 | 1 | 1 | 0 | 0 | 0 | 0 | 0 | 0 | 0 | 0 | 0 | 0 | 0 | 0 | 0 | 0 | 0 | 0 | 0 | 0 | 0 | 0 | 0 | 0 | 0 | 0 | 0 | 0 | 0 | 0 | 0 | 0 | 0 |  | 0 | 0 | 0 | 0 | 0 | 0 | 0 | 0 | 0 | 0 | 0 | 0 | 0 | 0 | 0 | 0 | 0 | 0 | 0 | 0 | 0 | 0 | 0 | 0 | 0 | 0 | 0 | 0 | 0 | 0 | 3 | 0 | 2 | 0 | 0 | 0 | -1184.5215 | -217.477 | 718.102 | Tesla-Bellota 230 kV line | Birds Landing-Contra Costa 230kV Line | Birds Landing-Contra Costa 230kV Line |  | 0 | 1 | 0 | 0 | 0 | 0 | -884.5215 | 678.723 | 718.102 | Tesla-Bellota 230 kV line | Contra Costa- Windmaster 230 kV line | Birds Landing-Contra Costa 230kV Line |  | 5 | 4 | YES | 4 | 1 | 1 | NO | 1
SCE NOL | Control | 115 | 0 | 0 | 0 | 0 | 0 | 0 | 0 | 0 | 0 | 0 | 1 | 1 | 1 | 1 | 0 | 0 | 0 | 0 | 0 | 0 | 0 | 0 | 0 | 0 | 0 | 0 | 0 | 0 | 0 | 0 | 0 | 0 | 0 | 0 | 0 | 0 | 0 | 0 | 0 | 0 | 0 | 0 | 0 | 0 | 0 | 0 | 0 | 0 | 0 | 0 | 0 | 0 | 0 | 0 | 0 | 0 | 0 | 0 | 0 | 0 | 0 | 0 | 0 | 0 | 0 | 0 | 0 | 0 | 0 | 0 | 0 | 0 | 0 | 0 | 0 | 0 | 0 | 0 | 0 | 0 | 0 | 0 | 0 | 0 | 0 | 0 | 0 | 0 | 0 | 0 | 0 | 0 | 0 | 0 | 0 | 0 | 0 | 3 |  | 3.3 | 0 | 0 | 0 | 0 | 0 | 0 | 0 | 0 | 0 | 0 | 0 | 0 | 0 | 1 | 13 | 0 | 0 | 0 | 0 | 0 | 0 | 0 | 0 | 0 | 0 | 0 | 0 | 0 | 1 | 1 | 2 | 1 | 2 | 0 | 0 | -13 | -13 | 107 | Control to Inyokern area constraint | Control to Inyokern area constraint | Control to Inyokern area constraint |  | 0 | 2 | 0 | 2 | 0 | 0 | -0.23 | -8.3 | 107 | South of Kramer Area Constraint | South of Kramer Area Constraint | Control to Inyokern area constraint |  | 5 | 3 | YES | 3 | 1 | 1 | NO | 1
SCE NOL | Control | 55 | 0 | 0 | 0 | 0 | 0 | 0 | 0 | 0 | 0 | 0 | 1 | 1 | 1 | 1 | 0 | 0 | 0 | 0 | 0 | 0 | 0 | 0 | 0 | 0 | 0 | 0 | 0 | 0 | 0 | 0 | 0 | 0 | 0 | 0 | 0 | 0 | 0 | 0 | 0 | 0 | 0 | 0 | 0 | 0 | 0 | 0 | 0 | 0 | 0 | 0 | 0 | 0 | 0 | 0 | 0 | 0 | 0 | 0 | 0 | 0 | 0 | 0 | 0 | 0 | 0 | 0 | 0 | 0 | 0 | 0 | 0 | 0 | 0 | 0 | 0 | 0 | 0 | 0 | 0 | 0 | 0 | 0 | 0 | 0 | 0 | 0 | 0 | 0 | 0 | 0 | 0 | 0 | 0 | 0 | 0 | 0 | 0 | 3 |  | 0 | 0 | 0 | 0 | 0 | 0 | 0 | 0 | 0 | 0 | 0 | 0 | 0 | 0 | 0 | 0 | 0 | 0 | 0 | 0 | 0 | 0 | 0 | 0 | 0 | 0 | 0 | 0 | 0 | 0 | 1 | 2 | 1 | 2 | 0 | 0 | -13 | -13 | 107 | Control to Inyokern area constraint | Control to Inyokern area constraint | Control to Inyokern area constraint |  | 0 | 2 | 0 | 2 | 0 | 0 | -0.23 | -8.3 | 107 | South of Kramer Area Constraint | South of Kramer Area Constraint | Control to Inyokern area constraint |  | 5 | 3 | YES | 3 | 1 | 1 | NO | 1
PG&E GBA | Cooley Landing | 115 | 0 | 0 | 0 | 0 | 0 | 0 | 0 | 0 | 0 | 0 | 0 | 0 | 0 | 0 | 0 | 0 | 0 | 0 | 0 | 0 | 0 | 0 | 0 | 0 | 0 | 0 | 0 | 0 | 0 | 0 | 0 | 0 | 0 | 0 | 0 | 0 | 0 | 0 | 0 | 1 | 0 | 0 | 0 | 0 | 0 | 0 | 0 | 0 | 0 | 0 | 0 | 0 | 1 | 0 | 0 | 1 | 0 | 0 | 0 | 0 | 0 | 0 | 0 | 0 | 0 | 0 | 0 | 0 | 0 | 0 | 0 | 0 | 0 | 0 | 0 | 0 | 0 | 0 | 0 | 0 | 0 | 0 | 0 | 0 | 0 | 0 | 0 | 0 | 0 | 0 | 0 | 0 | 0 | 0 | 0 | 0 | 0 | 1 |  | 0 | 0 | 0 | 0 | 0 | 0 | 0 | 0 | 0 | 0 | 0 | 0 | 0 | 0 | 0 | 0 | 0 | 0 | 0 | 0 | 0 | 0 | 0 | 0 | 0 | 0 | 0 | 0 | 0 | 0 | 0 | 0 | 0 | 0 | 0 | 0 | 1.495 | 1408.886 | 5254.388 | Collinsville-Tesla 500 kV Line | Collinsville-Tesla 500 kV Line | Sobrante-Moraga 230 kV line |  | 0 | 0 | 0 | 0 | 0 | 0 | 1.495 | 1408.886 | 5254.388 | Collinsville-Tesla 500 kV Line | Collinsville-Tesla 500 kV Line | Sobrante-Moraga 230 kV line |  | 1 | 1 | NO | 1 | 1 | 1 | NO | 1
PG&E GBA | Cooley Landing | 60 | 0 | 0 | 0 | 0 | 0 | 0 | 0 | 0 | 0 | 0 | 0 | 0 | 0 | 0 | 0 | 0 | 0 | 0 | 0 | 0 | 0 | 0 | 0 | 0 | 0 | 0 | 0 | 0 | 0 | 0 | 0 | 0 | 0 | 0 | 0 | 0 | 0 | 0 | 0 | 0 | 0 | 0 | 0 | 0 | 0 | 0 | 0 | 0 | 0 | 0 | 0 | 0 | 0 | 0 | 0 | 1 | 0 | 0 | 0 | 0 | 0 | 0 | 0 | 0 | 0 | 1 | 0 | 0 | 0 | 0 | 0 | 0 | 0 | 0 | 0 | 0 | 0 | 0 | 0 | 0 | 0 | 0 | 0 | 0 | 0 | 0 | 0 | 0 | 0 | 0 | 0 | 0 | 0 | 0 | 0 | 0 | 0 | 0 |  | 0 | 0 | 0 | 0 | 0 | 0 | 0 | 0 | 0 | 0 | 0 | 0 | 0 | 0 | 0 | 0 | 0 | 0 | 0 | 0 | 0 | 0 | 0 | 0 | 0 | 0 | 0 | 0 | 0 | 0 | 0 | 0 | 0 | 0 | 0 | 0 | 176.2535 | 2255.0719 | 8778.0849 | Tesla-Tracy-Pump 230 kV line #2 | Tesla-Tracy-Pump 230 kV line #2 | Tesla-Tracy Pump 230 kV Line #1 |  | 0 | 0 | 0 | 0 | 0 | 0 | 176.2535 | 2255.0719 | 8778.0849 | Tesla-Tracy-Pump 230 kV line #2 | Tesla-Tracy-Pump 230 kV line #2 | Tesla-Tracy Pump 230 kV Line #1 |  | 1 | 1 | NO | 1 | 1 | 1 | NO | 1
SCE NOL | Coolwater | 230 | 0 | 0 | 0 | 0 | 0 | 0 | 0 | 0 | 0 | 0 | 0 | 1 | 1 | 1 | 0 | 0 | 0 | 0 | 0 | 0 | 0 | 0 | 0 | 0 | 0 | 0 | 0 | 0 | 0 | 0 | 0 | 0 | 0 | 0 | 0 | 0 | 0 | 0 | 0 | 0 | 0 | 0 | 0 | 0 | 0 | 0 | 0 | 0 | 0 | 0 | 0 | 0 | 0 | 0 | 0 | 0 | 0 | 0 | 0 | 0 | 0 | 0 | 0 | 0 | 0 | 0 | 0 | 0 | 0 | 0 | 0 | 0 | 0 | 0 | 0 | 0 | 0 | 0 | 0 | 0 | 0 | 0 | 0 | 0 | 0 | 0 | 0 | 0 | 0 | 0 | 0 | 0 | 0 | 0 | 0 | 0 | 0 | 3 |  | 0 | 0 | 0 | 0 | 0 | 0 | 0 | 0 | 0 | 0 | 0 | 0 | 0 | 0 | 0 | 0 | 0 | 0 | 0 | 0 | 0 | 0 | 0 | 0 | 0 | 0 | 0 | 0 | 0 | 0 | 0 | 2 | 0 | 2 | 0 | 0 | -0.23 | -8.3 | 880.3938 | South of Kramer Area Constraint | South of Kramer Area Constraint | South of Kramer Area Constraint |  | 0 | 2 | 0 | 2 | 0 | 0 | -0.23 | -8.3 | 880.3938 | South of Kramer Area Constraint | South of Kramer Area Constraint | South of Kramer Area Constraint |  | 3 | 3 | NO | 3 | 1 | 1 | NO | 1
SCE NOL | Coolwater | 115 | 0 | 0 | 0 | 0 | 0 | 0 | 0 | 0 | 0 | 0 | 0 | 1 | 1 | 1 | 0 | 0 | 0 | 0 | 0 | 0 | 0 | 0 | 0 | 0 | 0 | 0 | 0 | 0 | 0 | 0 | 0 | 0 | 0 | 0 | 0 | 0 | 0 | 0 | 0 | 0 | 0 | 0 | 0 | 0 | 0 | 0 | 0 | 0 | 0 | 0 | 0 | 0 | 0 | 0 | 0 | 0 | 0 | 0 | 0 | 0 | 0 | 0 | 0 | 0 | 0 | 0 | 0 | 0 | 0 | 0 | 0 | 0 | 0 | 0 | 0 | 0 | 0 | 0 | 0 | 0 | 0 | 0 | 0 | 0 | 0 | 0 | 0 | 0 | 0 | 0 | 0 | 0 | 0 | 0 | 0 | 0 | 0 | 3 |  | 0 | 0 | 0 | 0 | 0 | 0 | 0 | 0 | 0 | 0 | 0 | 0 | 0 | 0 | 0 | 0 | 0 | 100 | 112.18 | 0 | 0 | 0 | 0 | 0 | 150 | 50 | 113.5 | 5 | 0 | 1 | 0 | 2 | 0 | 2 | 0 | 0 | -0.23 | -8.3 | 880.3938 | South of Kramer Area Constraint | South of Kramer Area Constraint | South of Kramer Area Constraint |  | 0 | 2 | 0 | 2 | 0 | 0 | -0.23 | -8.3 | 880.3938 | South of Kramer Area Constraint | South of Kramer Area Constraint | South of Kramer Area Constraint |  | 3 | 3 | NO | 3 | 1 | 1 | NO | 1
PG&E KERN | Copus | 70 | 0 | 0 | 0 | 0 | 0 | 0 | 0 | 0 | 0 | 0 | 0 | 0 | 0 | 0 | 0 | 0 | 0 | 0 | 0 | 0 | 0 | 0 | 0 | 0 | 0 | 0 | 0 | 0 | 0 | 0 | 0 | 0 | 0 | 0 | 0 | 0 | 0 | 0 | 0 | 0 | 0 | 0 | 0 | 0 | 0 | 0 | 0 | 0 | 0 | 0 | 0 | 0 | 0 | 0 | 0 | 0 | 0 | 0 | 0 | 0 | 0 | 0 | 0 | 0 | 0 | 0 | 0 | 0 | 0 | 0 | 1 | 1 | 1 | 0 | 1 | 0 | 0 | 0 | 1 | 1 | 0 | 0 | 0 | 0 | 0 | 0 | 0 | 0 | 0 | 0 | 0 | 0 | 0 | 0 | 1 | 0 | 0 | 0 |  | 0 | 0 | 0 | 0 | 0 | 0 | 0 | 0 | 0 | 0 | 0 | 0 | 0 | 0 | 0 | 0 | 0 | 0 | 0 | 0 | 0 | 0 | 0 | 0 | 0 | 0 | 0 | 0 | 0 | 0 | 2 | 0 | 0 | 0 | 1 | 1 | -827.515 | 17.78 | -1162.3269 | Mustang-Henrietta 230 kV line | Midway-Taft 115 kV line | Mustang-Henrietta 230 kV line |  | 1 | 0 | 0 | 0 | 1 | 1 | -9.103 | 17.78 | -1162.3269 | Gates 500/230kV TB #11 | Midway-Taft 115 kV line | Mustang-Henrietta 230 kV line |  | 5 | 5 | NO | 5 | 5 | 5 | NO | 5
PG&E FRESNO | Corcoran | 70 | 0 | 0 | 0 | 0 | 0 | 0 | 0 | 0 | 0 | 0 | 0 | 0 | 0 | 0 | 0 | 0 | 0 | 0 | 0 | 0 | 0 | 0 | 0 | 0 | 0 | 0 | 0 | 0 | 0 | 0 | 0 | 0 | 0 | 0 | 0 | 0 | 0 | 0 | 0 | 0 | 0 | 0 | 0 | 0 | 0 | 1 | 0 | 0 | 0 | 0 | 0 | 0 | 0 | 0 | 0 | 0 | 0 | 0 | 0 | 0 | 0 | 0 | 0 | 0 | 0 | 0 | 0 | 0 | 0 | 0 | 0 | 0 | 0 | 0 | 0 | 0 | 0 | 0 | 1 | 1 | 0 | 1 | 0 | 1 | 1 | 1 | 0 | 0 | 0 | 1 | 0 | 0 | 0 | 0 | 1 | 0 | 0 | 2 |  | 0 | 0 | 0 | 0 | 0 | 0 | 0 | 0 | 0 | 0 | 0 | 0 | 0 | 0 | 0 | 0 | 0 | 0 | 0 | 0 | 0 | 0 | 0 | 4.5 | 0 | 0 | 0 | 0 | 0 | 1 | 6 | 0 | 3 | 0 | 1 | 1 | -1662.7 | -1176 | -1162.3269 | Borden-Storey #1 230kV line | Borden-Storey #1 230kV line | Mustang-Henrietta 230 kV line |  | 2 | 2 | 0 | 0 | 1 | 1 | -491.4315 | 71 | -1162.3269 | Bellota-Weber 230kV line | Borden-Storey #1 230kV line | Mustang-Henrietta 230 kV line |  | 5 | 5 | NO | 5 | 5 | 5 | NO | 5
PG&E FRESNO | Corcoran | 115 | 0 | 0 | 0 | 0 | 0 | 0 | 0 | 0 | 0 | 0 | 0 | 0 | 0 | 0 | 0 | 0 | 0 | 0 | 0 | 0 | 0 | 0 | 0 | 0 | 0 | 0 | 0 | 0 | 0 | 0 | 0 | 0 | 0 | 0 | 0 | 0 | 0 | 0 | 0 | 0 | 0 | 0 | 0 | 0 | 0 | 1 | 0 | 0 | 0 | 0 | 0 | 0 | 0 | 0 | 0 | 0 | 0 | 0 | 0 | 0 | 0 | 0 | 0 | 0 | 0 | 0 | 0 | 0 | 0 | 0 | 0 | 0 | 0 | 0 | 0 | 0 | 0 | 0 | 1 | 0 | 0 | 1 | 0 | 1 | 1 | 1 | 0 | 0 | 0 | 1 | 0 | 0 | 0 | 0 | 1 | 0 | 0 | 2 |  | 0 | 0 | 0 | 0 | 0 | 0 | 0 | 0 | 0 | 0 | 0 | 0 | 0 | 0 | 0 | 0 | 0 | 0 | 0 | 0 | 0 | 0 | 0 | 0 | 0 | 0 | 0 | 0 | 0 | 0 | 5 | 0 | 3 | 0 | 1 | 1 | -1662.7 | -1176 | -1162.3269 | Borden-Storey #1 230kV line | Borden-Storey #1 230kV line | Mustang-Henrietta 230 kV line |  | 1 | 2 | 0 | 0 | 1 | 1 | -491.4315 | 71 | -1162.3269 | Bellota-Weber 230kV line | Borden-Storey #1 230kV line | Mustang-Henrietta 230 kV line |  | 5 | 5 | NO | 5 | 5 | 5 | NO | 5
PG&E NGBA | Corona | 115 | 0 | 0 | 0 | 0 | 0 | 0 | 0 | 0 | 0 | 0 | 0 | 0 | 0 | 0 | 0 | 0 | 0 | 0 | 0 | 0 | 0 | 0 | 0 | 0 | 0 | 0 | 0 | 0 | 0 | 0 | 0 | 0 | 0 | 0 | 0 | 0 | 0 | 0 | 0 | 1 | 0 | 0 | 0 | 0 | 0 | 0 | 0 | 0 | 0 | 0 | 0 | 0 | 1 | 0 | 0 | 0 | 0 | 0 | 0 | 0 | 0 | 0 | 0 | 0 | 0 | 0 | 1 | 0 | 0 | 0 | 0 | 0 | 0 | 0 | 0 | 0 | 0 | 0 | 0 | 0 | 0 | 0 | 0 | 0 | 0 | 0 | 0 | 0 | 0 | 0 | 0 | 0 | 0 | 0 | 0 | 0 | 0 | 1 |  | 0 | 0 | 0 | 0 | 0 | 0 | 0 | 0 | 0 | 0 | 0 | 0 | 0 | 0 | 0 | 0 | 0 | 0 | 0 | 0 | 0 | 0 | 0 | 0 | 0 | 0 | 0 | 0 | 0 | 0 | 1 | 0 | 1 | 0 | 0 | 0 | -547.725 | -217.477 | 718.102 | Birds Landing-Contra Costa 230kV Line | Birds Landing-Contra Costa 230kV Line | Birds Landing-Contra Costa 230kV Line |  | 0 | 0 | 0 | 0 | 0 | 0 | 1.495 | 1408.886 | 718.102 | Collinsville-Tesla 500 kV Line | Collinsville-Tesla 500 kV Line | Birds Landing-Contra Costa 230kV Line |  | 5 | 1 | YES | 2 | 1 | 1 | NO | 1
PG&E NGBA | Cortina | 230 | 0 | 0 | 0 | 0 | 0 | 0 | 0 | 0 | 0 | 0 | 0 | 0 | 0 | 0 | 0 | 0 | 0 | 0 | 0 | 0 | 0 | 0 | 0 | 0 | 0 | 0 | 0 | 0 | 0 | 0 | 0 | 0 | 0 | 0 | 0 | 0 | 0 | 0 | 0 | 1 | 0 | 0 | 0 | 0 | 0 | 0 | 0 | 0 | 0 | 0 | 0 | 0 | 1 | 0 | 0 | 0 | 0 | 0 | 0 | 0 | 0 | 0 | 0 | 0 | 0 | 0 | 1 | 0 | 0 | 0 | 0 | 0 | 0 | 0 | 0 | 0 | 0 | 0 | 0 | 0 | 0 | 0 | 0 | 0 | 0 | 0 | 0 | 0 | 0 | 0 | 0 | 0 | 0 | 0 | 0 | 0 | 0 | 1 |  | 0 | 0 | 0 | 0 | 0 | 0 | 0 | 0 | 0 | 0 | 0 | 0 | 0 | 0 | 0 | 0 | 0 | 0 | 0 | 0 | 0 | 0 | 0 | 0 | 0 | 0 | 0 | 0 | 0 | 0 | 1 | 0 | 1 | 0 | 0 | 0 | -547.725 | -217.477 | 718.102 | Birds Landing-Contra Costa 230kV Line | Birds Landing-Contra Costa 230kV Line | Birds Landing-Contra Costa 230kV Line |  | 0 | 0 | 0 | 0 | 0 | 0 | 1.495 | 1408.886 | 718.102 | Collinsville-Tesla 500 kV Line | Collinsville-Tesla 500 kV Line | Birds Landing-Contra Costa 230kV Line |  | 5 | 1 | YES | 2 | 1 | 1 | NO | 1
PG&E NGBA | Cortina | 115 | 0 | 0 | 0 | 0 | 0 | 0 | 0 | 0 | 0 | 0 | 0 | 0 | 0 | 0 | 0 | 0 | 0 | 0 | 0 | 0 | 0 | 0 | 0 | 0 | 0 | 0 | 0 | 0 | 0 | 0 | 0 | 0 | 0 | 0 | 0 | 0 | 0 | 0 | 0 | 1 | 0 | 0 | 0 | 0 | 0 | 0 | 0 | 0 | 0 | 0 | 0 | 0 | 0 | 0 | 0 | 1 | 0 | 0 | 0 | 0 | 0 | 0 | 0 | 0 | 0 | 0 | 1 | 0 | 0 | 0 | 0 | 0 | 0 | 0 | 0 | 0 | 0 | 0 | 0 | 0 | 0 | 0 | 0 | 0 | 0 | 0 | 0 | 0 | 0 | 0 | 0 | 0 | 0 | 0 | 0 | 0 | 0 | 0 |  | 0 | 0 | 0 | 0 | 0 | 0 | 0 | 0 | 0 | 0 | 0 | 0 | 0 | 0 | 0 | 0 | 5 | 0 | 0 | 0 | 0 | 0 | 0 | 0 | 50 | 80 | 80 | 40 | 0 | 1 | 1 | 0 | 1 | 0 | 0 | 0 | -547.725 | -217.477 | 718.102 | Birds Landing-Contra Costa 230kV Line | Birds Landing-Contra Costa 230kV Line | Birds Landing-Contra Costa 230kV Line |  | 0 | 0 | 0 | 0 | 0 | 0 | 1.495 | 1408.886 | 718.102 | Collinsville-Tesla 500 kV Line | Collinsville-Tesla 500 kV Line | Birds Landing-Contra Costa 230kV Line |  | 5 | 1 | YES | 2 | 1 | 1 | NO | 1
PG&E GBA | Cottle | 230 | 0 | 0 | 0 | 0 | 0 | 0 | 0 | 0 | 0 | 0 | 0 | 0 | 0 | 0 | 0 | 0 | 0 | 0 | 0 | 0 | 0 | 0 | 0 | 0 | 0 | 0 | 0 | 0 | 0 | 0 | 0 | 0 | 0 | 0 | 0 | 0 | 0 | 0 | 0 | 0 | 0 | 0 | 0 | 0 | 0 | 1 | 0 | 0 | 0 | 0 | 0 | 0 | 0 | 0 | 0 | 0 | 0 | 0 | 0 | 1 | 1 | 0 | 0 | 0 | 0 | 0 | 0 | 0 | 0 | 0 | 0 | 0 | 0 | 0 | 0 | 0 | 0 | 0 | 1 | 1 | 0 | 1 | 1 | 0 | 1 | 0 | 0 | 1 | 1 | 1 | 0 | 0 | 1 | 0 | 0 | 0 | 0 | 1 |  | 0 | 0 | 0 | 0 | 0 | 0 | 0 | 0 | 0 | 0 | 0 | 0 | 0 | 0 | 0 | 0 | 0 | 0 | 0 | 0 | 0 | 0 | 0 | 0 | 0 | 0 | 0 | 0 | 0 | 0 | 5 | 0 | 2 | 0 | 1 | 0 | -1662.7 | -1176 | -369.3748 | Borden-Storey #1 230kV line | Borden-Storey #1 230kV line | Gates 500/230kV TB #12 |  | 2 | 3 | 0 | 0 | 1 | 0 | -884.5215 | 71 | -369.3748 | Tesla-Bellota 230 kV line | Borden-Storey #1 230kV line | Gates 500/230kV TB #12 |  | 5 | 5 | NO | 5 | 5 | 5 | NO | 5
PG&E NGBA | Cottonwood | 115 | 0 | 0 | 0 | 0 | 0 | 0 | 0 | 0 | 0 | 0 | 0 | 0 | 0 | 0 | 0 | 0 | 0 | 0 | 0 | 0 | 0 | 0 | 0 | 0 | 0 | 0 | 0 | 0 | 0 | 0 | 0 | 0 | 0 | 0 | 0 | 0 | 0 | 0 | 0 | 1 | 0 | 0 | 0 | 0 | 0 | 0 | 0 | 0 | 0 | 0 | 0 | 0 | 0 | 0 | 0 | 0 | 0 | 0 | 0 | 0 | 0 | 0 | 0 | 0 | 0 | 0 | 0 | 0 | 0 | 0 | 0 | 0 | 0 | 0 | 0 | 0 | 0 | 0 | 0 | 0 | 0 | 0 | 0 | 0 | 0 | 0 | 0 | 0 | 0 | 0 | 0 | 0 | 0 | 0 | 0 | 0 | 0 | 0 |  | 0 | 0 | 0 | 0 | 0 | 0 | 0 | 0 | 0 | 0 | 0 | 0 | 0 | 0 | 0 | 0 | 0 | 0 | 0 | 0 | 0 | 0 | 0 | 0 | 0 | 0 | 0 | 0 | 0 | 0 | 0 | 0 | 0 | 0 | 0 | 0 | 1.495 | 1408.886 | 6856.8328 | Collinsville-Tesla 500 kV Line | Collinsville-Tesla 500 kV Line | Collinsville-Tesla 500 kV Line |  | 0 | 0 | 0 | 0 | 0 | 0 | 1.495 | 1408.886 | 6856.8328 | Collinsville-Tesla 500 kV Line | Collinsville-Tesla 500 kV Line | Collinsville-Tesla 500 kV Line |  | 1 | 1 | NO | 1 | 1 | 1 | NO | 1
PG&E NGBA | Cottonwood | 230 | 0 | 0 | 0 | 0 | 0 | 0 | 0 | 0 | 0 | 0 | 0 | 0 | 0 | 0 | 0 | 0 | 0 | 0 | 0 | 0 | 0 | 0 | 0 | 0 | 0 | 0 | 0 | 0 | 0 | 0 | 0 | 0 | 0 | 0 | 0 | 0 | 0 | 0 | 0 | 1 | 0 | 0 | 0 | 0 | 0 | 0 | 0 | 0 | 0 | 0 | 0 | 0 | 0 | 0 | 0 | 0 | 0 | 0 | 0 | 0 | 0 | 0 | 0 | 0 | 0 | 0 | 0 | 0 | 0 | 0 | 0 | 0 | 0 | 0 | 0 | 0 | 0 | 0 | 0 | 0 | 0 | 0 | 0 | 0 | 0 | 0 | 0 | 0 | 0 | 0 | 0 | 0 | 0 | 0 | 0 | 0 | 0 | 0 |  | 0 | 0 | 0 | 0 | 0 | 0 | 0 | 0 | 0 | 0 | 0 | 0 | 0 | 0 | 0 | 0 | 0 | 0 | 0 | 0 | 0 | 0 | 0 | 0 | 0 | 0 | 0 | 0 | 0 | 0 | 0 | 0 | 0 | 0 | 0 | 0 | 1.495 | 1408.886 | 6856.8328 | Collinsville-Tesla 500 kV Line | Collinsville-Tesla 500 kV Line | Collinsville-Tesla 500 kV Line |  | 0 | 0 | 0 | 0 | 0 | 0 | 1.495 | 1408.886 | 6856.8328 | Collinsville-Tesla 500 kV Line | Collinsville-Tesla 500 kV Line | Collinsville-Tesla 500 kV Line |  | 1 | 1 | NO | 1 | 1 | 1 | NO | 1
PG&E NGBA | Cottonwood | 60 | 0 | 0 | 0 | 0 | 0 | 0 | 0 | 0 | 0 | 0 | 0 | 0 | 0 | 0 | 0 | 0 | 0 | 0 | 0 | 0 | 0 | 0 | 0 | 0 | 0 | 0 | 0 | 0 | 0 | 0 | 0 | 0 | 0 | 0 | 0 | 0 | 0 | 0 | 0 | 1 | 0 | 0 | 0 | 0 | 0 | 0 | 0 | 0 | 0 | 0 | 0 | 0 | 0 | 0 | 0 | 0 | 0 | 0 | 0 | 0 | 0 | 0 | 0 | 0 | 0 | 0 | 0 | 0 | 0 | 0 | 0 | 0 | 0 | 0 | 0 | 0 | 0 | 0 | 0 | 0 | 0 | 0 | 0 | 0 | 0 | 0 | 0 | 0 | 0 | 0 | 0 | 0 | 0 | 0 | 0 | 0 | 0 | 0 |  | 0 | 0 | 0 | 0 | 0 | 0 | 0 | 0 | 0 | 0 | 0 | 0 | 0 | 0 | 0 | 0 | 0 | 0 | 0 | 0 | 0 | 0 | 0 | 0 | 0 | 0 | 0 | 0 | 0 | 0 | 0 | 0 | 0 | 0 | 0 | 0 | 1.495 | 1408.886 | 6856.8328 | Collinsville-Tesla 500 kV Line | Collinsville-Tesla 500 kV Line | Collinsville-Tesla 500 kV Line |  | 0 | 0 | 0 | 0 | 0 | 0 | 1.495 | 1408.886 | 6856.8328 | Collinsville-Tesla 500 kV Line | Collinsville-Tesla 500 kV Line | Collinsville-Tesla 500 kV Line |  | 1 | 1 | NO | 1 | 1 | 1 | NO | 1
PG&E NGBA | Cove Road | 230 | 0 | 0 | 0 | 0 | 0 | 0 | 0 | 0 | 0 | 0 | 0 | 0 | 0 | 0 | 0 | 0 | 0 | 0 | 0 | 0 | 0 | 0 | 0 | 0 | 0 | 0 | 0 | 0 | 0 | 0 | 0 | 0 | 0 | 0 | 0 | 0 | 0 | 0 | 0 | 1 | 0 | 0 | 0 | 0 | 0 | 0 | 0 | 0 | 0 | 0 | 0 | 0 | 0 | 0 | 0 | 0 | 0 | 0 | 0 | 0 | 0 | 0 | 0 | 0 | 0 | 0 | 0 | 0 | 0 | 0 | 0 | 0 | 0 | 0 | 0 | 0 | 0 | 0 | 0 | 0 | 0 | 0 | 0 | 0 | 0 | 0 | 0 | 0 | 0 | 0 | 0 | 0 | 0 | 0 | 0 | 0 | 0 | 0 |  | 0 | 0 | 0 | 0 | 0 | 0 | 0 | 0 | 0 | 0 | 0 | 0 | 0 | 0 | 0 | 0 | 0 | 0 | 0 | 0 | 0 | 0 | 0 | 0 | 0 | 0 | 0 | 0 | 0 | 0 | 0 | 0 | 0 | 0 | 0 | 0 | 1.495 | 1408.886 | 6856.8328 | Collinsville-Tesla 500 kV Line | Collinsville-Tesla 500 kV Line | Collinsville-Tesla 500 kV Line |  | 0 | 0 | 0 | 0 | 0 | 0 | 1.495 | 1408.886 | 6856.8328 | Collinsville-Tesla 500 kV Line | Collinsville-Tesla 500 kV Line | Collinsville-Tesla 500 kV Line |  | 1 | 1 | NO | 1 | 1 | 1 | NO | 1
PG&E GBA | Coyote | 230 | 0 | 0 | 0 | 0 | 0 | 0 | 0 | 0 | 0 | 0 | 0 | 0 | 0 | 0 | 0 | 0 | 0 | 0 | 0 | 0 | 0 | 0 | 0 | 0 | 0 | 0 | 0 | 0 | 0 | 0 | 0 | 0 | 0 | 0 | 0 | 0 | 0 | 0 | 0 | 0 | 0 | 0 | 0 | 0 | 0 | 0 | 0 | 0 | 0 | 0 | 0 | 0 | 0 | 0 | 0 | 1 | 0 | 0 | 0 | 1 | 0 | 0 | 0 | 0 | 0 | 0 | 0 | 0 | 0 | 0 | 0 | 0 | 0 | 0 | 0 | 0 | 0 | 0 | 0 | 0 | 0 | 0 | 0 | 0 | 0 | 0 | 0 | 0 | 0 | 0 | 0 | 0 | 0 | 0 | 0 | 0 | 0 | 0 |  | 0 | 0 | 0 | 0 | 0 | 0 | 0 | 0 | 0 | 0 | 0 | 0 | 0 | 0 | 0 | 0 | 0 | 0 | 0 | 0 | 0 | 0 | 0 | 0 | 0 | 0 | 0 | 0 | 0 | 0 | 1 | 0 | 0 | 0 | 0 | 0 | -1184.5215 | 933.1939 | 4193.782 | Tesla-Bellota 230 kV line | Tesla-Bellota 230 kV line | Tesla-Bellota 230 kV line |  | 0 | 1 | 0 | 0 | 0 | 0 | -884.5215 | 1233.1939 | 4193.782 | Tesla-Bellota 230 kV line | Tesla-Bellota 230 kV line | Tesla-Bellota 230 kV line |  | 5 | 4 | YES | 4 | 1 | 1 | NO | 1
PG&E GBA | Crazy Horse Canyon | 115 | 0 | 0 | 0 | 0 | 0 | 0 | 0 | 0 | 0 | 0 | 0 | 0 | 0 | 0 | 0 | 0 | 0 | 0 | 0 | 0 | 0 | 0 | 0 | 0 | 0 | 0 | 0 | 0 | 0 | 0 | 0 | 0 | 0 | 0 | 0 | 0 | 0 | 0 | 0 | 0 | 0 | 0 | 0 | 0 | 0 | 0 | 0 | 0 | 0 | 0 | 0 | 0 | 0 | 0 | 0 | 0 | 0 | 0 | 0 | 0 | 0 | 0 | 0 | 0 | 1 | 0 | 0 | 0 | 0 | 0 | 0 | 0 | 0 | 0 | 0 | 0 | 0 | 0 | 0 | 0 | 0 | 0 | 0 | 0 | 0 | 0 | 0 | 0 | 0 | 0 | 0 | 0 | 0 | 0 | 0 | 0 | 1 | 0 |  | 0 | 0 | 0 | 0 | 0 | 0 | 0 | 0 | 0 | 0 | 0 | 0 | 0 | 0 | 0 | 0 | 0 | 0 | 0 | 0 | 0 | 0 | 0 | 0 | 0 | 0 | 0 | 0 | 0 | 0 | 0 | 0 | 0 | 0 | 0 | 0 | 312.7 | 346.16 | 296.38 | Morganhill-Metcalf 115kV Line | Morganhill-Metcalf 115kV Line | Morganhill-Metcalf 115kV Line |  | 0 | 0 | 0 | 0 | 0 | 0 | 312.7 | 346.16 | 296.38 | Morganhill-Metcalf 115kV Line | Morganhill-Metcalf 115kV Line | Morganhill-Metcalf 115kV Line |  | 1 | 1 | NO | 1 | 1 | 1 | NO | 1
SDGE | Creelman | 69 | 0 | 0 | 0 | 0 | 0 | 0 | 0 | 0 | 0 | 0 | 0 | 0 | 0 | 0 | 0 | 0 | 0 | 0 | 0 | 0 | 0 | 0 | 0 | 0 | 0 | 1 | 0 | 1 | 0 | 0 | 1 | 0 | 1 | 0 | 0 | 0 | 0 | 1 | 0 | 0 | 0 | 0 | 0 | 0 | 0 | 0 | 0 | 0 | 0 | 0 | 0 | 0 | 0 | 0 | 0 | 0 | 0 | 0 | 0 | 0 | 0 | 0 | 0 | 0 | 0 | 0 | 0 | 0 | 0 | 0 | 0 | 0 | 0 | 0 | 0 | 0 | 0 | 0 | 0 | 0 | 0 | 0 | 0 | 0 | 0 | 0 | 0 | 0 | 0 | 0 | 0 | 0 | 0 | 0 | 0 | 0 | 0 | 2 |  | 0 | 0 | 0 | 0 | 0 | 0 | 0 | 0 | 0 | 0 | 0 | -0.47 | 0 | 0 | 1 | 0 | 0 | 0 | 0 | 0 | 0 | 0 | 0 | 0 | 0 | 0 | 7.33 | 0 | 0 | 1 | 0 | 0 | 0 | 0 | 0 | 0 | 54.76 | 368.105 | 477.9664 | San Luis Rey-San Onofre 230 kV line constraint | El Cajon 69 kV constraint | El Cajon 69 kV constraint |  | 0 | 0 | 0 | 0 | 0 | 0 | 54.76 | 368.105 | 477.9664 | San Luis Rey-San Onofre 230 kV line constraint | El Cajon 69 kV constraint | El Cajon 69 kV constraint |  | 1 | 1 | NO | 1 | 1 | 1 | NO | 1
PG&E FRESNO | Crescent | 70 | 0 | 0 | 0 | 0 | 0 | 0 | 0 | 0 | 0 | 0 | 0 | 0 | 0 | 0 | 0 | 0 | 0 | 0 | 0 | 0 | 0 | 0 | 0 | 0 | 0 | 0 | 0 | 0 | 0 | 0 | 0 | 0 | 0 | 0 | 0 | 0 | 0 | 0 | 0 | 0 | 0 | 0 | 0 | 0 | 0 | 1 | 0 | 0 | 0 | 0 | 0 | 0 | 0 | 0 | 0 | 0 | 0 | 0 | 0 | 0 | 0 | 0 | 0 | 0 | 0 | 0 | 0 | 0 | 0 | 0 | 0 | 0 | 0 | 0 | 0 | 0 | 0 | 0 | 1 | 1 | 0 | 1 | 0 | 0 | 0 | 1 | 0 | 0 | 0 | 1 | 0 | 1 | 0 | 0 | 0 | 0 | 0 | 1 |  | 0 | 0 | 0 | 0 | 0 | 0 | 0 | 0 | 0 | 0 | 0 | 0 | 0 | 0 | 0 | 0 | 0 | 0 | 0 | 0 | 0 | 0 | 0 | 0 | 5 | 65 | 27 | 0 | 0 | 1 | 4 | 0 | 2 | 0 | 1 | 0 | -1662.7 | -1176 | -369.3748 | Borden-Storey #1 230kV line | Borden-Storey #1 230kV line | Gates 500/230kV TB #12 |  | 2 | 2 | 0 | 0 | 1 | 0 | -491.4315 | 15.95 | -369.3748 | Bellota-Weber 230kV line | Helm 230/70kV TB #1 | Gates 500/230kV TB #12 |  | 5 | 5 | NO | 5 | 5 | 5 | NO | 5
PG&E FRESNO | Cressey | 115 | 0 | 0 | 0 | 0 | 0 | 0 | 0 | 0 | 0 | 0 | 0 | 0 | 0 | 0 | 0 | 0 | 0 | 0 | 0 | 0 | 0 | 0 | 0 | 0 | 0 | 0 | 0 | 0 | 0 | 0 | 0 | 0 | 0 | 0 | 0 | 0 | 0 | 0 | 0 | 0 | 0 | 0 | 0 | 0 | 0 | 1 | 0 | 0 | 0 | 0 | 0 | 0 | 0 | 0 | 0 | 0 | 0 | 0 | 0 | 1 | 0 | 0 | 0 | 0 | 0 | 0 | 0 | 0 | 0 | 0 | 0 | 0 | 0 | 0 | 0 | 0 | 0 | 0 | 0 | 1 | 0 | 1 | 1 | 1 | 0 | 1 | 0 | 1 | 0 | 0 | 0 | 0 | 1 | 0 | 0 | 0 | 0 | 1 |  | 0 | 0 | 0 | 0 | 0 | 0 | 0 | 0 | 0 | 0 | 0 | 0 | 0 | 0 | 0 | 0 | 0 | 0 | 0 | 0 | 0 | 0 | 0 | 0 | 0 | 0 | 0 | 0 | 0 | 0 | 5 | 0 | 2 | 0 | 0 | 0 | -1184.5215 | -478 | 6.7626 | Tesla-Bellota 230 kV line | Chowchilla-Le grand 115kV Line | Oro Loma-El Nido 115kV Line |  | 2 | 2 | 0 | 0 | 0 | 0 | -884.5215 | 209.845 | 6.7626 | Tesla-Bellota 230 kV line | Tranquility-Helm 230kV Line | Oro Loma-El Nido 115kV Line |  | 5 | 5 | NO | 5 | 1 | 1 | NO | 1
PG&E NGBA | Cresta | 230 | 0 | 0 | 0 | 0 | 0 | 0 | 0 | 0 | 0 | 0 | 0 | 0 | 0 | 0 | 0 | 0 | 0 | 0 | 0 | 0 | 0 | 0 | 0 | 0 | 0 | 0 | 0 | 0 | 0 | 0 | 0 | 0 | 0 | 0 | 0 | 0 | 0 | 0 | 0 | 1 | 1 | 0 | 1 | 0 | 1 | 1 | 1 | 1 | 0 | 0 | 0 | 0 | 0 | 0 | 0 | 0 | 0 | 0 | 0 | 1 | 1 | 0 | 0 | 0 | 0 | 0 | 0 | 0 | 0 | 0 | 0 | 0 | 0 | 0 | 0 | 0 | 0 | 0 | 0 | 0 | 0 | 0 | 0 | 0 | 0 | 0 | 0 | 0 | 0 | 0 | 0 | 0 | 0 | 0 | 0 | 0 | 0 | 0 |  | 0 | 0 | 0 | 0 | 0 | 0 | 0 | 0 | 0 | 0 | 0 | 0 | 0 | 0 | 0 | 0 | 0 | 0 | 0 | 0 | 0 | 0 | 0 | 0 | 0 | 0 | 0 | 0 | 0 | 0 | 2 | 0 | 1 | 0 | 0 | 0 | -1184.5215 | -212.6541 | 32.84 | Tesla-Bellota 230 kV line | Bellota-Weber 230kV line | Woodland- Davis 115kV line |  | 0 | 2 | 0 | 0 | 0 | 0 | -884.5215 | 41.5 | 32.84 | Tesla-Bellota 230 kV line | Rocklin-Pleaseant grove 115kV line | Woodland- Davis 115kV line |  | 5 | 4 | YES | 4 | 1 | 1 | NO | 1
SDGE | Crestwood | 69 | 0 | 0 | 0 | 0 | 0 | 0 | 0 | 0 | 0 | 0 | 0 | 0 | 0 | 0 | 0 | 0 | 0 | 0 | 0 | 0 | 0 | 0 | 0 | 0 | 0 | 0 | 0 | 1 | 0 | 1 | 1 | 0 | 1 | 0 | 0 | 0 | 1 | 0 | 0 | 0 | 0 | 0 | 0 | 0 | 0 | 0 | 0 | 0 | 0 | 0 | 0 | 0 | 0 | 0 | 0 | 0 | 0 | 0 | 0 | 0 | 0 | 0 | 0 | 0 | 0 | 0 | 0 | 0 | 0 | 0 | 0 | 0 | 0 | 0 | 0 | 0 | 0 | 0 | 0 | 0 | 0 | 0 | 0 | 0 | 0 | 0 | 0 | 0 | 0 | 0 | 0 | 0 | 0 | 0 | 0 | 0 | 0 | 3 |  | 0 | 0 | 0 | 0 | 0 | 0 | 0 | 0 | 0 | 0 | 0 | 0 | 0 | 0 | 0 | 0 | 0 | 0 | 0 | 0 | 0 | 0 | 0 | 0 | 0 | 0 | 0 | 0 | 0 | 0 | 0 | 0 | 0 | 0 | 0 | 0 | 54.76 | 195.045 | 299.0864 | San Luis Rey-San Onofre 230 kV line constraint | Miguel 69 kV constraint | Miguel 69 kV constraint |  | 0 | 0 | 0 | 0 | 0 | 0 | 54.76 | 195.045 | 299.0864 | San Luis Rey-San Onofre 230 kV line constraint | Miguel 69 kV constraint | Miguel 69 kV constraint |  | 1 | 1 | NO | 1 | 1 | 1 | NO | 1
PG&E GBA | Crow Creek | 60 | 0 | 0 | 0 | 0 | 0 | 0 | 0 | 0 | 0 | 0 | 0 | 0 | 0 | 0 | 0 | 0 | 0 | 0 | 0 | 0 | 0 | 0 | 0 | 0 | 0 | 0 | 0 | 0 | 0 | 0 | 0 | 0 | 0 | 0 | 0 | 0 | 0 | 0 | 0 | 0 | 0 | 0 | 0 | 0 | 0 | 1 | 0 | 0 | 0 | 0 | 0 | 0 | 0 | 0 | 0 | 1 | 0 | 1 | 0 | 1 | 0 | 0 | 1 | 1 | 0 | 1 | 0 | 0 | 0 | 0 | 0 | 0 | 0 | 0 | 0 | 0 | 0 | 0 | 0 | 0 | 0 | 0 | 0 | 0 | 0 | 0 | 0 | 0 | 0 | 0 | 0 | 0 | 0 | 0 | 0 | 0 | 0 | 0 |  | 0 | 0 | 0 | 0 | 0 | 0 | 0 | 0 | 0 | 6.21 | 14.11 | 15 | 0 | 0 | 1 | 0 | 0 | 0 | 0 | 0 | 0 | 0 | 0 | 0 | 6.21 | 14.11 | 15 | 0 | 0 | 1 | 2 | 0 | 1 | 0 | 0 | 0 | -1184.5215 | -212.6541 | 104.1524 | Tesla-Bellota 230 kV line | Bellota-Weber 230kV line | Salado-Crow Creek Sw Sta 60 kV line |  | 0 | 2 | 0 | 0 | 0 | 0 | -884.5215 | 91.0609 | 104.1524 | Tesla-Bellota 230 kV line | Salado-Crow Creek Sw Sta 60 kV line | Salado-Crow Creek Sw Sta 60 kV line |  | 5 | 4 | YES | 4 | 1 | 1 | NO | 1
PG&E GBA | Crows Landing | 60 | 0 | 0 | 0 | 0 | 0 | 0 | 0 | 0 | 0 | 0 | 0 | 0 | 0 | 0 | 0 | 0 | 0 | 0 | 0 | 0 | 0 | 0 | 0 | 0 | 0 | 0 | 0 | 0 | 0 | 0 | 0 | 0 | 0 | 0 | 0 | 0 | 0 | 0 | 0 | 0 | 0 | 0 | 0 | 0 | 0 | 1 | 0 | 0 | 0 | 0 | 0 | 0 | 0 | 0 | 0 | 1 | 0 | 1 | 0 | 1 | 0 | 0 | 1 | 1 | 0 | 1 | 0 | 0 | 0 | 0 | 0 | 0 | 0 | 0 | 0 | 0 | 0 | 0 | 0 | 0 | 0 | 0 | 0 | 0 | 0 | 0 | 0 | 0 | 0 | 0 | 0 | 0 | 0 | 0 | 0 | 0 | 0 | 0 |  | 0 | 0 | 0 | 0 | 0 | 0 | 0 | 0 | 0 | 0 | 0 | 0 | 0 | 0 | 0 | 0 | 0 | 0 | 0 | 0 | 0 | 0 | 0 | 0 | 0 | 0 | 0 | 0 | 0 | 0 | 2 | 0 | 1 | 0 | 0 | 0 | -1184.5215 | -212.6541 | 104.1524 | Tesla-Bellota 230 kV line | Bellota-Weber 230kV line | Salado-Crow Creek Sw Sta 60 kV line |  | 0 | 2 | 0 | 0 | 0 | 0 | -884.5215 | 91.0609 | 104.1524 | Tesla-Bellota 230 kV line | Salado-Crow Creek Sw Sta 60 kV line | Salado-Crow Creek Sw Sta 60 kV line |  | 5 | 4 | YES | 4 | 1 | 1 | NO | 1
PG&E GBA | Curtis | 115 | 0 | 0 | 0 | 0 | 0 | 0 | 0 | 0 | 0 | 0 | 0 | 0 | 0 | 0 | 0 | 0 | 0 | 0 | 0 | 0 | 0 | 0 | 0 | 0 | 0 | 0 | 0 | 0 | 0 | 0 | 0 | 0 | 0 | 0 | 0 | 0 | 0 | 0 | 0 | 0 | 0 | 0 | 0 | 0 | 0 | 1 | 0 | 0 | 0 | 0 | 0 | 0 | 0 | 0 | 0 | 1 | 0 | 1 | 0 | 1 | 0 | 0 | 0 | 0 | 0 | 1 | 0 | 0 | 0 | 0 | 0 | 0 | 0 | 0 | 0 | 0 | 0 | 0 | 0 | 0 | 0 | 0 | 0 | 0 | 0 | 0 | 0 | 0 | 0 | 0 | 0 | 0 | 0 | 0 | 0 | 0 | 0 | 0 |  | 0 | 0 | 0 | 0 | 0 | 0 | 0 | 0 | 0 | 0 | 0 | 0 | 0 | 0 | 0 | 0 | 0 | 0 | 0 | 0 | 0 | 0 | 0 | 0 | 0 | 0 | 0 | 0 | 0 | 0 | 2 | 0 | 1 | 0 | 0 | 0 | -1184.5215 | -212.6541 | 653.3714 | Tesla-Bellota 230 kV line | Bellota-Weber 230kV line | Kasson Jct-Heinz 115 kV line |  | 0 | 2 | 0 | 0 | 0 | 0 | -884.5215 | 201.2909 | 653.3714 | Tesla-Bellota 230 kV line | Kasson Jct-Heinz 115 kV line | Kasson Jct-Heinz 115 kV line |  | 5 | 4 | YES | 4 | 1 | 1 | NO | 1
PG&E FRESNO | Dairyland | 115 | 0 | 0 | 0 | 0 | 0 | 0 | 0 | 0 | 0 | 0 | 0 | 0 | 0 | 0 | 0 | 0 | 0 | 0 | 0 | 0 | 0 | 0 | 0 | 0 | 0 | 0 | 0 | 0 | 0 | 0 | 0 | 0 | 0 | 0 | 0 | 0 | 0 | 0 | 0 | 0 | 0 | 0 | 0 | 0 | 0 | 1 | 0 | 0 | 0 | 0 | 0 | 0 | 0 | 0 | 0 | 0 | 0 | 0 | 0 | 0 | 0 | 0 | 0 | 0 | 0 | 0 | 0 | 0 | 0 | 0 | 0 | 0 | 0 | 0 | 0 | 0 | 0 | 0 | 0 | 1 | 0 | 1 | 1 | 1 | 0 | 1 | 0 | 1 | 0 | 0 | 0 | 0 | 1 | 0 | 0 | 0 | 0 | 1 |  | 0 | 0 | 0 | 0 | 0 | 0 | 0 | 0 | 0 | 0 | 0 | 0 | 0 | 0 | 0 | 0 | 0 | 0 | 0 | 0 | 0 | 0 | 0 | 5 | 0 | 0 | 0 | 0 | 0 | 1 | 4 | 0 | 2 | 0 | 0 | 0 | -951.4315 | -478 | 6.7626 | Bellota-Weber 230kV line | Chowchilla-Le grand 115kV Line | Oro Loma-El Nido 115kV Line |  | 2 | 1 | 0 | 0 | 0 | 0 | -491.4315 | 209.845 | 6.7626 | Bellota-Weber 230kV line | Tranquility-Helm 230kV Line | Oro Loma-El Nido 115kV Line |  | 5 | 5 | NO | 5 | 1 | 1 | NO | 1
PG&E NGBA | Davis | 115 | 0 | 0 | 0 | 0 | 0 | 0 | 0 | 0 | 0 | 0 | 0 | 0 | 0 | 0 | 0 | 0 | 0 | 0 | 0 | 0 | 0 | 0 | 0 | 0 | 0 | 0 | 0 | 0 | 0 | 0 | 0 | 0 | 0 | 0 | 0 | 0 | 0 | 0 | 0 | 1 | 0 | 0 | 0 | 0 | 0 | 0 | 0 | 0 | 0 | 0 | 0 | 0 | 0 | 1 | 1 | 1 | 0 | 0 | 0 | 0 | 0 | 0 | 0 | 0 | 0 | 0 | 1 | 0 | 0 | 0 | 0 | 0 | 0 | 0 | 0 | 0 | 0 | 0 | 0 | 0 | 0 | 0 | 0 | 0 | 0 | 0 | 0 | 0 | 0 | 0 | 0 | 0 | 0 | 0 | 0 | 0 | 0 | 0 |  | 0 | 0 | 0 | 0 | 0 | 0 | 0 | 0 | 0 | 0 | 0 | 0 | 0 | 0 | 0 | 0 | 0 | 0 | 0 | 0 | 0 | 0 | 0 | 0 | 20 | 80 | 0 | 35 | 0 | 1 | 2 | 0 | 2 | 0 | 0 | 0 | -866.325 | -217.477 | 718.102 | Windmaster-Delta pumps 230 kV line | Birds Landing-Contra Costa 230kV Line | Birds Landing-Contra Costa 230kV Line |  | 0 | 0 | 0 | 0 | 0 | 0 | 1.495 | 678.723 | 718.102 | Collinsville-Tesla 500 kV Line | Contra Costa- Windmaster 230 kV line | Birds Landing-Contra Costa 230kV Line |  | 5 | 1 | YES | 2 | 1 | 1 | NO | 1
SCE Metro | Del Amo | 500 | 0 | 0 | 0 | 0 | 0 | 0 | 0 | 0 | 0 | 1 | 0 | 0 | 0 | 0 | 0 | 0 | 0 | 0 | 0 | 0 | 0 | 0 | 0 | 0 | 0 | 0 | 0 | 0 | 0 | 0 | 0 | 0 | 0 | 0 | 0 | 0 | 0 | 0 | 0 | 0 | 0 | 0 | 0 | 0 | 0 | 0 | 0 | 0 | 0 | 0 | 0 | 0 | 0 | 0 | 0 | 0 | 0 | 0 | 0 | 0 | 0 | 0 | 0 | 0 | 0 | 0 | 0 | 0 | 0 | 0 | 0 | 0 | 0 | 0 | 0 | 0 | 0 | 0 | 0 | 0 | 0 | 0 | 0 | 0 | 0 | 0 | 0 | 0 | 0 | 0 | 0 | 0 | 0 | 0 | 0 | 0 | 0 | 0 |  | 0 | 0 | 0 | 0 | 0 | 0 | 0 | 0 | 0 | 0 | 0 | 0 | 0 | 0 | 0 | 0 | 0 | 0 | 0 | 0 | 0 | 0 | 0 | 0 | 0 | 0 | 0 | 0 | 0 | 0 | 0 | 0 | 0 | 0 | 0 | 0 | 9141.6 | 11076.2 | 14650.5055 | SCE Metro Area Default Constraint | SCE Metro Area Default Constraint | SCE Metro Area Default Constraint |  | 0 | 0 | 0 | 0 | 0 | 0 | 9141.6 | 11076.2 | 14650.5055 | SCE Metro Area Default Constraint | SCE Metro Area Default Constraint | SCE Metro Area Default Constraint |  | 1 | 1 | NO | 1 | 1 | 1 | NO | 1
SCE Metro | Del Amo | 230 | 0 | 0 | 0 | 0 | 0 | 0 | 0 | 0 | 0 | 1 | 0 | 0 | 0 | 0 | 0 | 0 | 0 | 0 | 0 | 0 | 0 | 0 | 0 | 0 | 0 | 0 | 0 | 0 | 0 | 0 | 0 | 0 | 0 | 0 | 0 | 0 | 0 | 0 | 0 | 0 | 0 | 0 | 0 | 0 | 0 | 0 | 0 | 0 | 0 | 0 | 0 | 0 | 0 | 0 | 0 | 0 | 0 | 0 | 0 | 0 | 0 | 0 | 0 | 0 | 0 | 0 | 0 | 0 | 0 | 0 | 0 | 0 | 0 | 0 | 0 | 0 | 0 | 0 | 0 | 0 | 0 | 0 | 0 | 0 | 0 | 0 | 0 | 0 | 0 | 0 | 0 | 0 | 0 | 0 | 0 | 0 | 0 | 0 |  | 0 | 0 | 0 | 0 | 0 | 0 | 0 | 0 | 0 | 0 | 0 | 0 | 0 | 0 | 0 | 0 | 0 | 0 | 0 | 0 | 0 | 0 | 0 | 0 | 0 | 0 | 0 | 0 | 0 | 0 | 0 | 0 | 0 | 0 | 0 | 0 | 9141.6 | 11076.2 | 14650.5055 | SCE Metro Area Default Constraint | SCE Metro Area Default Constraint | SCE Metro Area Default Constraint |  | 0 | 0 | 0 | 0 | 0 | 0 | 9141.6 | 11076.2 | 14650.5055 | SCE Metro Area Default Constraint | SCE Metro Area Default Constraint | SCE Metro Area Default Constraint |  | 1 | 1 | NO | 1 | 1 | 1 | NO | 1
SCE Eastern | Delaney | 500 | 0 | 0 | 0 | 0 | 0 | 0 | 0 | 0 | 0 | 0 | 0 | 0 | 0 | 0 | 0 | 0 | 1 | 1 | 0 | 0 | 0 | 1 | 0 | 0 | 1 | 0 | 0 | 0 | 0 | 0 | 0 | 0 | 0 | 0 | 0 | 0 | 0 | 0 | 0 | 0 | 0 | 0 | 0 | 0 | 0 | 0 | 0 | 0 | 0 | 0 | 0 | 0 | 0 | 0 | 0 | 0 | 0 | 0 | 0 | 0 | 0 | 0 | 0 | 0 | 0 | 0 | 0 | 0 | 0 | 0 | 0 | 0 | 0 | 0 | 0 | 0 | 0 | 0 | 0 | 0 | 0 | 0 | 0 | 0 | 0 | 0 | 0 | 0 | 0 | 0 | 0 | 0 | 0 | 0 | 0 | 0 | 0 | 2 |  | 0 | 0 | 0 | 0 | 0 | 0 | 0 | 0 | 0 | 0 | 0 | 0 | 0 | 0 | 0 | 0 | 0 | 0 | 0 | 0 | 0 | 0 | 0 | 0 | 250 | 350 | 0 | 125 | 0 | 1 | 1 | 2 | 1 | 0 | 0 | 0 | -3041.755 | -297.01 | 1035.15 | Lugo - Victorville area constraint | Lugo - Victorville area constraint | DCRT Constraint |  | 0 | 2 | 0 | 0 | 0 | 0 | -9.58 | 421.3 | 1035.15 | Serrano-Alberhill-Valley Constraint | DCRT Constraint | DCRT Constraint |  | 5 | 3 | YES | 3 | 1 | 1 | NO | 1
PG&E NGBA | Delevan | 230 | 0 | 0 | 0 | 0 | 0 | 0 | 0 | 0 | 0 | 0 | 0 | 0 | 0 | 0 | 0 | 0 | 0 | 0 | 0 | 0 | 0 | 0 | 0 | 0 | 0 | 0 | 0 | 0 | 0 | 0 | 0 | 0 | 0 | 0 | 0 | 0 | 0 | 0 | 0 | 1 | 0 | 0 | 0 | 0 | 0 | 0 | 0 | 0 | 0 | 0 | 0 | 0 | 0 | 0 | 0 | 0 | 0 | 0 | 0 | 0 | 0 | 0 | 0 | 0 | 0 | 0 | 1 | 0 | 0 | 0 | 0 | 0 | 0 | 0 | 0 | 0 | 0 | 0 | 0 | 0 | 0 | 0 | 0 | 0 | 0 | 0 | 0 | 0 | 0 | 0 | 0 | 0 | 0 | 0 | 0 | 0 | 0 | 0 |  | 0 | 0 | 0 | 0 | 0 | 0 | 0 | 0 | 0 | 0 | 0 | 0 | 0 | 0 | 0 | 0 | 0 | 0 | 0 | 0 | 0 | 0 | 0 | 0 | 235 | 500 | 0 | 200 | 0 | 1 | 1 | 0 | 1 | 0 | 0 | 0 | -547.725 | -217.477 | 718.102 | Birds Landing-Contra Costa 230kV Line | Birds Landing-Contra Costa 230kV Line | Birds Landing-Contra Costa 230kV Line |  | 0 | 0 | 0 | 0 | 0 | 0 | 1.495 | 1408.886 | 718.102 | Collinsville-Tesla 500 kV Line | Collinsville-Tesla 500 kV Line | Birds Landing-Contra Costa 230kV Line |  | 5 | 1 | YES | 2 | 1 | 1 | NO | 1
PG&E GBA | Delta PP | 230 | 0 | 0 | 0 | 0 | 0 | 0 | 0 | 0 | 0 | 0 | 0 | 0 | 0 | 0 | 0 | 0 | 0 | 0 | 0 | 0 | 0 | 0 | 0 | 0 | 0 | 0 | 0 | 0 | 0 | 0 | 0 | 0 | 0 | 0 | 0 | 0 | 0 | 0 | 0 | 1 | 0 | 0 | 0 | 0 | 0 | 0 | 0 | 0 | 0 | 0 | 0 | 0 | 0 | 1 | 0 | 1 | 0 | 0 | 0 | 0 | 0 | 0 | 0 | 0 | 0 | 1 | 0 | 0 | 0 | 0 | 0 | 0 | 0 | 0 | 0 | 0 | 0 | 0 | 0 | 0 | 0 | 0 | 0 | 0 | 0 | 0 | 0 | 0 | 0 | 0 | 0 | 0 | 0 | 0 | 0 | 0 | 0 | 0 |  | 0 | 0 | 0 | 0 | 0 | 0 | 0 | 0 | 0 | 0 | 0 | 0 | 0 | 0 | 0 | 0 | 0 | 0 | 0 | 0 | 0 | 0 | 0 | 0 | 0 | 0 | 0 | 0 | 0 | 0 | 1 | 0 | 1 | 0 | 0 | 0 | -866.325 | -200.809 | 4029.0695 | Windmaster-Delta pumps 230 kV line | Windmaster-Delta pumps 230 kV line | Windmaster-Delta pumps 230 kV line |  | 0 | 0 | 0 | 0 | 0 | 0 | 1.495 | 1408.886 | 4029.0695 | Collinsville-Tesla 500 kV Line | Collinsville-Tesla 500 kV Line | Windmaster-Delta pumps 230 kV line |  | 5 | 1 | YES | 2 | 1 | 1 | NO | 1
EOP | Desert View | 230 | 0 | 0 | 0 | 0 | 0 | 0 | 0 | 0 | 0 | 0 | 0 | 0 | 0 | 0 | 0 | 0 | 0 | 0 | 0 | 0 | 0 | 0 | 1 | 1 | 1 | 0 | 0 | 0 | 0 | 0 | 0 | 0 | 0 | 0 | 0 | 0 | 0 | 0 | 0 | 0 | 0 | 0 | 0 | 0 | 0 | 0 | 0 | 0 | 0 | 0 | 0 | 0 | 0 | 0 | 0 | 0 | 0 | 0 | 0 | 0 | 0 | 0 | 0 | 0 | 0 | 0 | 0 | 0 | 0 | 0 | 0 | 0 | 0 | 0 | 0 | 0 | 0 | 0 | 0 | 0 | 0 | 0 | 0 | 0 | 0 | 0 | 0 | 0 | 0 | 0 | 0 | 0 | 0 | 0 | 0 | 0 | 0 | 2 |  | 0 | 0 | 0 | 0 | 0 | 0 | 0 | 0 | 0 | 0 | 0 | 0 | 0 | 0 | 0 | 0 | 0 | 0 | 0 | 0 | 0 | 0 | 0 | 0 | 150 | 350 | 0 | 150 | 0 | 1 | 1 | 1 | 1 | 0 | 0 | 0 | -3041.755 | -297.01 | 876.53 | Lugo - Victorville area constraint | Lugo - Victorville area constraint | GLW 230kV area constraint |  | 0 | 1 | 0 | 0 | 0 | 0 | -362.03 | 49.37 | 876.53 | Sloan Canyon - Eldorado 500 kV constraint | Sloan Canyon - Eldorado 500 kV constraint | GLW 230kV area constraint |  | 5 | 4 | YES | 4 | 1 | 1 | NO | 1
SCE Eastern | Devers | 230 | 0 | 0 | 0 | 0 | 0 | 0 | 0 | 0 | 0 | 0 | 0 | 0 | 0 | 0 | 0 | 0 | 0 | 0 | 0 | 1 | 0 | 1 | 0 | 0 | 0 | 0 | 0 | 0 | 0 | 0 | 0 | 0 | 0 | 0 | 0 | 0 | 0 | 0 | 0 | 0 | 0 | 0 | 0 | 0 | 0 | 0 | 0 | 0 | 0 | 0 | 0 | 0 | 0 | 0 | 0 | 0 | 0 | 0 | 0 | 0 | 0 | 0 | 0 | 0 | 0 | 0 | 0 | 0 | 0 | 0 | 0 | 0 | 0 | 0 | 0 | 0 | 0 | 0 | 0 | 0 | 0 | 0 | 0 | 0 | 0 | 0 | 0 | 0 | 0 | 0 | 0 | 0 | 0 | 0 | 0 | 0 | 0 | 1 |  | 0 | 0 | 0 | 0 | 0 | 0 | 0 | 0 | 0 | 0 | 0 | 400 | 0 | 0 | 1 | 0 | 0 | 287.5 | 37 | 0 | 0 | 0 | 0 | 0 | 100 | 180 | 620 | 180 | 0 | 1 | 0 | 2 | 0 | 0 | 0 | 0 | -9.58 | 2154.975 | 8508.295 | Serrano-Alberhill-Valley Constraint | Serrano-Alberhill-Valley Constraint | Serrano-Alberhill-Valley Constraint |  | 0 | 2 | 0 | 0 | 0 | 0 | -9.58 | 2154.975 | 8508.295 | Serrano-Alberhill-Valley Constraint | Serrano-Alberhill-Valley Constraint | Serrano-Alberhill-Valley Constraint |  | 3 | 3 | NO | 3 | 1 | 1 | NO | 1
SCE Eastern | Devers | 500 | 0 | 0 | 0 | 0 | 0 | 0 | 0 | 0 | 0 | 0 | 0 | 0 | 0 | 0 | 0 | 0 | 0 | 0 | 0 | 1 | 0 | 1 | 0 | 0 | 0 | 0 | 0 | 0 | 0 | 0 | 0 | 0 | 0 | 0 | 0 | 0 | 0 | 0 | 0 | 0 | 0 | 0 | 0 | 0 | 0 | 0 | 0 | 0 | 0 | 0 | 0 | 0 | 0 | 0 | 0 | 0 | 0 | 0 | 0 | 0 | 0 | 0 | 0 | 0 | 0 | 0 | 0 | 0 | 0 | 0 | 0 | 0 | 0 | 0 | 0 | 0 | 0 | 0 | 0 | 0 | 0 | 0 | 0 | 0 | 0 | 0 | 0 | 0 | 0 | 0 | 0 | 0 | 0 | 0 | 0 | 0 | 0 | 1 |  | 0 | 0 | 0 | 0 | 0 | 0 | 0 | 0 | 0 | 0 | 0 | 0 | 0 | 0 | 0 | 0 | 0 | 0 | 0 | 0 | 0 | 0 | 0 | 0 | 0 | 0 | 0 | 0 | 0 | 0 | 0 | 2 | 0 | 0 | 0 | 0 | -9.58 | 2154.975 | 8508.295 | Serrano-Alberhill-Valley Constraint | Serrano-Alberhill-Valley Constraint | Serrano-Alberhill-Valley Constraint |  | 0 | 2 | 0 | 0 | 0 | 0 | -9.58 | 2154.975 | 8508.295 | Serrano-Alberhill-Valley Constraint | Serrano-Alberhill-Valley Constraint | Serrano-Alberhill-Valley Constraint |  | 3 | 3 | NO | 3 | 1 | 1 | NO | 1
PG&E KERN | Diablo Canyon | 230 | 0 | 0 | 0 | 0 | 0 | 0 | 0 | 0 | 0 | 0 | 0 | 0 | 0 | 0 | 0 | 0 | 0 | 0 | 0 | 0 | 0 | 0 | 0 | 0 | 0 | 0 | 0 | 0 | 0 | 0 | 0 | 0 | 0 | 0 | 0 | 0 | 0 | 0 | 0 | 0 | 0 | 0 | 0 | 0 | 0 | 0 | 0 | 0 | 0 | 0 | 0 | 0 | 0 | 0 | 0 | 0 | 0 | 0 | 0 | 0 | 0 | 0 | 0 | 0 | 0 | 0 | 0 | 1 | 1 | 0 | 0 | 0 | 0 | 0 | 0 | 0 | 0 | 0 | 0 | 1 | 0 | 0 | 0 | 0 | 0 | 1 | 0 | 0 | 0 | 0 | 0 | 0 | 0 | 0 | 0 | 1 | 0 | 1 |  | 0 | 0 | 0 | 0 | 0 | 0 | 0 | 0 | 0 | 0 | 0 | 0 | 0 | 0 | 0 | 0 | 0 | 0 | 0 | 0 | 0 | 0 | 0 | 0 | 0 | 0 | 0 | 0 | 0 | 0 | 2 | 0 | 1 | 0 | 1 | 0 | -77.985 | -266.9883 | -59.825 | Cal Flat-Gates 230 kV line | Cal Flat-Gates 230 kV line | Cal Flat-Gates 230 kV line |  | 1 | 0 | 0 | 0 | 0 | 0 | -9.103 | 211.6707 | 170.175 | Gates 500/230kV TB #11 | Gates 500/230kV TB #11 | Cal Flat-Gates 230 kV line |  | 5 | 5 | NO | 5 | 5 | 1 | YES | 2
PG&E KERN | Diablo Canyon | 500 | 0 | 0 | 0 | 0 | 0 | 0 | 0 | 0 | 0 | 0 | 0 | 0 | 0 | 0 | 0 | 0 | 0 | 0 | 0 | 0 | 0 | 0 | 0 | 0 | 0 | 0 | 0 | 0 | 0 | 0 | 0 | 0 | 0 | 0 | 0 | 0 | 0 | 0 | 0 | 0 | 0 | 0 | 0 | 0 | 0 | 0 | 0 | 0 | 0 | 0 | 0 | 0 | 0 | 0 | 0 | 0 | 0 | 0 | 0 | 0 | 0 | 0 | 0 | 0 | 0 | 0 | 0 | 0 | 0 | 0 | 0 | 0 | 0 | 0 | 0 | 0 | 0 | 0 | 0 | 0 | 0 | 0 | 0 | 0 | 0 | 0 | 0 | 0 | 0 | 0 | 0 | 0 | 0 | 1 | 1 | 0 | 0 | 0 |  | 0 | 0 | 0 | 0 | 0 | 0 | 0 | 0 | 0 | 0 | 0 | 0 | 0 | 0 | 0 | 0 | 0 | 0 | 0 | 0 | 0 | 2924 | 0 | 0 | 0 | 0 | 0 | 0 | 0 | 1 | 1 | 0 | 0 | 0 | 0 | 1 | -827.515 | 264.1697 | -1162.3269 | Mustang-Henrietta 230 kV line | Mustang-Henrietta 230 kV line | Mustang-Henrietta 230 kV line |  | 0 | 0 | 0 | 0 | 0 | 1 | 1651.485 | 2743.1697 | -1162.3269 | Mustang-Henrietta 230 kV line | Mustang-Henrietta 230 kV line | Mustang-Henrietta 230 kV line |  | 5 | 1 | YES | 2 | 4 | 4 | NO | 4
PG&E KERN | Divide | 115 | 0 | 0 | 0 | 0 | 0 | 0 | 0 | 0 | 0 | 0 | 0 | 0 | 0 | 0 | 0 | 0 | 0 | 0 | 0 | 0 | 0 | 0 | 0 | 0 | 0 | 0 | 0 | 0 | 0 | 0 | 0 | 0 | 0 | 0 | 0 | 0 | 0 | 0 | 0 | 0 | 0 | 0 | 0 | 0 | 0 | 0 | 0 | 0 | 0 | 0 | 0 | 0 | 0 | 0 | 0 | 0 | 0 | 0 | 0 | 0 | 0 | 0 | 0 | 0 | 0 | 0 | 0 | 1 | 1 | 0 | 0 | 0 | 0 | 0 | 0 | 0 | 0 | 0 | 0 | 1 | 0 | 0 | 0 | 0 | 0 | 1 | 0 | 0 | 0 | 0 | 0 | 0 | 0 | 0 | 0 | 1 | 0 | 1 |  | 0 | 0 | 0 | 0 | 0 | 0 | 0 | 0 | 0 | 0 | 0 | 0 | 0 | 0 | 0 | 0 | 0 | 0 | 0 | 0 | 0 | 0 | 0 | 0 | 0 | 0 | 0 | 0 | 0 | 0 | 2 | 0 | 1 | 0 | 1 | 0 | -77.985 | -266.9883 | -59.825 | Cal Flat-Gates 230 kV line | Cal Flat-Gates 230 kV line | Cal Flat-Gates 230 kV line |  | 1 | 0 | 0 | 0 | 0 | 0 | -9.103 | 211.6707 | 170.175 | Gates 500/230kV TB #11 | Gates 500/230kV TB #11 | Cal Flat-Gates 230 kV line |  | 5 | 5 | NO | 5 | 5 | 1 | YES | 2
PG&E GBA | Dixon Landing | 115 | 0 | 0 | 0 | 0 | 0 | 0 | 0 | 0 | 0 | 0 | 0 | 0 | 0 | 0 | 0 | 0 | 0 | 0 | 0 | 0 | 0 | 0 | 0 | 0 | 0 | 0 | 0 | 0 | 0 | 0 | 0 | 0 | 0 | 0 | 0 | 0 | 0 | 0 | 0 | 0 | 0 | 0 | 0 | 0 | 0 | 0 | 0 | 0 | 0 | 0 | 0 | 0 | 0 | 0 | 0 | 1 | 0 | 0 | 0 | 1 | 0 | 0 | 0 | 0 | 0 | 0 | 0 | 0 | 0 | 0 | 0 | 0 | 0 | 0 | 0 | 0 | 0 | 0 | 0 | 0 | 0 | 0 | 0 | 0 | 0 | 0 | 0 | 0 | 0 | 0 | 0 | 0 | 0 | 0 | 0 | 0 | 0 | 0 |  | 0 | 0 | 0 | 0 | 0 | 0 | 0 | 0 | 0 | 0 | 0 | 0 | 0 | 0 | 0 | 0 | 0 | 0 | 0 | 0 | 0 | 0 | 0 | 2.3 | 0 | 0 | 0 | 0 | 0 | 1 | 1 | 0 | 0 | 0 | 0 | 0 | -1184.5215 | 933.1939 | 4193.782 | Tesla-Bellota 230 kV line | Tesla-Bellota 230 kV line | Tesla-Bellota 230 kV line |  | 0 | 1 | 0 | 0 | 0 | 0 | -884.5215 | 1233.1939 | 4193.782 | Tesla-Bellota 230 kV line | Tesla-Bellota 230 kV line | Tesla-Bellota 230 kV line |  | 5 | 4 | YES | 4 | 1 | 1 | NO | 1
PG&E FRESNO | Dos Amigos | 230 | 0 | 0 | 0 | 0 | 0 | 0 | 0 | 0 | 0 | 0 | 0 | 0 | 0 | 0 | 0 | 0 | 0 | 0 | 0 | 0 | 0 | 0 | 0 | 0 | 0 | 0 | 0 | 0 | 0 | 0 | 0 | 0 | 0 | 0 | 0 | 0 | 0 | 0 | 0 | 0 | 0 | 0 | 0 | 0 | 0 | 0 | 0 | 0 | 0 | 0 | 0 | 0 | 0 | 0 | 0 | 0 | 0 | 0 | 0 | 0 | 0 | 0 | 0 | 0 | 0 | 0 | 0 | 0 | 0 | 0 | 0 | 0 | 0 | 0 | 0 | 0 | 0 | 0 | 1 | 0 | 0 | 0 | 0 | 0 | 0 | 1 | 0 | 0 | 0 | 0 | 0 | 0 | 0 | 0 | 0 | 0 | 0 | 1 |  | 0 | 0 | 0 | 0 | 0 | 0 | 0 | 0 | 0 | 0 | 0 | 0 | 0 | 0 | 0 | 0 | 0 | 0 | 0 | 0 | 0 | 0 | 0 | 3 | 0 | 0 | 0 | 0 | 0 | 1 | 0 | 0 | 0 | 0 | 1 | 0 | 69.097 | 513.0707 | -369.3748 | Gates 500/230kV TB #12 | Gates 500/230kV TB #12 | Gates 500/230kV TB #12 |  | 0 | 0 | 0 | 0 | 1 | 0 | 69.097 | 513.0707 | -369.3748 | Gates 500/230kV TB #12 | Gates 500/230kV TB #12 | Gates 500/230kV TB #12 |  | 1 | 1 | NO | 1 | 5 | 5 | NO | 5
PG&E NGBA | Drum | 115 | 0 | 0 | 0 | 0 | 0 | 0 | 0 | 0 | 0 | 0 | 0 | 0 | 0 | 0 | 0 | 0 | 0 | 0 | 0 | 0 | 0 | 0 | 0 | 0 | 0 | 0 | 0 | 0 | 0 | 0 | 0 | 0 | 0 | 0 | 0 | 0 | 0 | 0 | 0 | 1 | 1 | 0 | 1 | 0 | 0 | 1 | 1 | 1 | 0 | 0 | 0 | 0 | 0 | 0 | 0 | 0 | 0 | 0 | 0 | 1 | 1 | 0 | 0 | 0 | 0 | 0 | 0 | 0 | 0 | 0 | 0 | 0 | 0 | 0 | 0 | 0 | 0 | 0 | 0 | 0 | 0 | 0 | 0 | 0 | 0 | 0 | 0 | 0 | 0 | 0 | 0 | 0 | 0 | 0 | 0 | 0 | 0 | 0 |  | 0 | 0 | 0 | 0 | 0 | 0 | 0 | 0 | 0 | 0 | 0 | 0 | 0 | 0 | 0 | 0 | 0 | 0 | 0 | 0 | 0 | 0 | 0 | 0 | 0 | 0 | 0 | 0 | 0 | 0 | 2 | 0 | 1 | 0 | 0 | 0 | -1184.5215 | -212.6541 | 32.84 | Tesla-Bellota 230 kV line | Bellota-Weber 230kV line | Woodland- Davis 115kV line |  | 0 | 2 | 0 | 0 | 0 | 0 | -884.5215 | 50.45 | 32.84 | Tesla-Bellota 230 kV line | Woodland- Davis 115kV line | Woodland- Davis 115kV line |  | 5 | 4 | YES | 4 | 1 | 1 | NO | 1
PG&E GBA | Dumbarton | 115 | 0 | 0 | 0 | 0 | 0 | 0 | 0 | 0 | 0 | 0 | 0 | 0 | 0 | 0 | 0 | 0 | 0 | 0 | 0 | 0 | 0 | 0 | 0 | 0 | 0 | 0 | 0 | 0 | 0 | 0 | 0 | 0 | 0 | 0 | 0 | 0 | 0 | 0 | 0 | 1 | 0 | 0 | 0 | 0 | 0 | 0 | 0 | 0 | 0 | 0 | 0 | 0 | 1 | 0 | 0 | 0 | 0 | 0 | 0 | 0 | 0 | 0 | 0 | 0 | 0 | 0 | 0 | 0 | 0 | 0 | 0 | 0 | 0 | 0 | 0 | 0 | 0 | 0 | 0 | 0 | 0 | 0 | 0 | 0 | 0 | 0 | 0 | 0 | 0 | 0 | 0 | 0 | 0 | 0 | 0 | 0 | 0 | 1 |  | 0 | 0 | 0 | 0 | 0 | 0 | 0 | 0 | 0 | 0 | 0 | 0 | 0 | 0 | 0 | 0 | 0 | 0 | 0 | 0 | 0 | 0 | 0 | 5 | 0 | 0 | 0 | 0 | 0 | 1 | 0 | 0 | 0 | 0 | 0 | 0 | 1.495 | 1408.886 | 5254.388 | Collinsville-Tesla 500 kV Line | Collinsville-Tesla 500 kV Line | Sobrante-Moraga 230 kV line |  | 0 | 0 | 0 | 0 | 0 | 0 | 1.495 | 1408.886 | 5254.388 | Collinsville-Tesla 500 kV Line | Collinsville-Tesla 500 kV Line | Sobrante-Moraga 230 kV line |  | 1 | 1 | NO | 1 | 1 | 1 | NO | 1
SCE NOL | Dunn Siding | 115 | 0 | 0 | 0 | 0 | 0 | 0 | 0 | 0 | 0 | 0 | 0 | 1 | 1 | 1 | 0 | 0 | 0 | 0 | 0 | 0 | 0 | 0 | 0 | 0 | 0 | 0 | 0 | 0 | 0 | 0 | 0 | 0 | 0 | 0 | 0 | 0 | 0 | 0 | 0 | 0 | 0 | 0 | 0 | 0 | 0 | 0 | 0 | 0 | 0 | 0 | 0 | 0 | 0 | 0 | 0 | 0 | 0 | 0 | 0 | 0 | 0 | 0 | 0 | 0 | 0 | 0 | 0 | 0 | 0 | 0 | 0 | 0 | 0 | 0 | 0 | 0 | 0 | 0 | 0 | 0 | 0 | 0 | 0 | 0 | 0 | 0 | 0 | 0 | 0 | 0 | 0 | 0 | 0 | 0 | 0 | 0 | 0 | 3 |  | 0 | 0 | 0 | 0 | 0 | 0 | 0 | 0 | 0 | 0 | 0 | 0 | 0 | 0 | 0 | 0 | 0 | 0 | 0 | 0 | 0 | 0 | 0 | 0 | 0 | 0 | 0 | 0 | 0 | 0 | 0 | 2 | 0 | 2 | 0 | 0 | -0.23 | -8.3 | 880.3938 | South of Kramer Area Constraint | South of Kramer Area Constraint | South of Kramer Area Constraint |  | 0 | 2 | 0 | 2 | 0 | 0 | -0.23 | -8.3 | 880.3938 | South of Kramer Area Constraint | South of Kramer Area Constraint | South of Kramer Area Constraint |  | 3 | 3 | NO | 3 | 1 | 1 | NO | 1
SCE Eastern | Eagle Mountain | 230 | 0 | 0 | 0 | 0 | 0 | 0 | 0 | 0 | 0 | 0 | 0 | 0 | 0 | 0 | 0 | 0 | 0 | 0 | 1 | 1 | 0 | 1 | 0 | 0 | 0 | 0 | 0 | 0 | 0 | 0 | 0 | 0 | 0 | 0 | 0 | 0 | 0 | 0 | 0 | 0 | 0 | 0 | 0 | 0 | 0 | 0 | 0 | 0 | 0 | 0 | 0 | 0 | 0 | 0 | 0 | 0 | 0 | 0 | 0 | 0 | 0 | 0 | 0 | 0 | 0 | 0 | 0 | 0 | 0 | 0 | 0 | 0 | 0 | 0 | 0 | 0 | 0 | 0 | 0 | 0 | 0 | 0 | 0 | 0 | 0 | 0 | 0 | 0 | 0 | 0 | 0 | 0 | 0 | 0 | 0 | 0 | 0 | 1 |  | 0 | 0 | 0 | 0 | 0 | 0 | 0 | 0 | 0 | 0 | 0 | 0 | 0 | 0 | 0 | 0 | 0 | 0 | 0 | 0 | 0 | 0 | 0 | 0 | 0 | 0 | 0 | 0 | 0 | 0 | 1 | 2 | 1 | 0 | 0 | 1 | -935 | -730 | -23.3 | Eagle Mountain Constraint | Eagle Mountain Constraint | Eagle Mountain Constraint |  | 0 | 3 | 0 | 1 | 0 | 1 | -335 | -130 | -23.3 | Eagle Mountain Constraint | Eagle Mountain Constraint | Eagle Mountain Constraint |  | 5 | 4 | YES | 4 | 3 | 3 | NO | 3
PG&E NGBA | Eagle Rock (PGE) | 60 | 0 | 0 | 0 | 0 | 0 | 0 | 0 | 0 | 0 | 0 | 0 | 0 | 0 | 0 | 0 | 0 | 0 | 0 | 0 | 0 | 0 | 0 | 0 | 0 | 0 | 0 | 0 | 0 | 0 | 0 | 0 | 0 | 0 | 0 | 0 | 0 | 0 | 0 | 0 | 1 | 0 | 0 | 0 | 0 | 0 | 0 | 0 | 0 | 0 | 0 | 0 | 0 | 1 | 0 | 0 | 0 | 0 | 0 | 0 | 0 | 0 | 0 | 0 | 0 | 0 | 0 | 1 | 0 | 0 | 0 | 0 | 0 | 0 | 0 | 0 | 0 | 0 | 0 | 0 | 0 | 0 | 0 | 0 | 0 | 0 | 0 | 0 | 0 | 0 | 0 | 0 | 0 | 0 | 0 | 0 | 0 | 0 | 1 |  | 0 | 0 | 0 | 0 | 0 | 0 | 0 | 0 | 0 | 0 | 0 | 0 | 0 | 0 | 0 | 0 | 0 | 0 | 0 | 0 | 0 | 0 | 0 | 0 | 0 | 0 | 0 | 0 | 0 | 0 | 1 | 0 | 1 | 0 | 0 | 0 | -547.725 | -217.477 | 718.102 | Birds Landing-Contra Costa 230kV Line | Birds Landing-Contra Costa 230kV Line | Birds Landing-Contra Costa 230kV Line |  | 0 | 0 | 0 | 0 | 0 | 0 | 1.495 | 1408.886 | 718.102 | Collinsville-Tesla 500 kV Line | Collinsville-Tesla 500 kV Line | Birds Landing-Contra Costa 230kV Line |  | 5 | 1 | YES | 2 | 1 | 1 | NO | 1
PG&E NGBA | Eagle Rock (PGE) | 115 | 0 | 0 | 0 | 0 | 0 | 0 | 0 | 0 | 0 | 0 | 0 | 0 | 0 | 0 | 0 | 0 | 0 | 0 | 0 | 0 | 0 | 0 | 0 | 0 | 0 | 0 | 0 | 0 | 0 | 0 | 0 | 0 | 0 | 0 | 0 | 0 | 0 | 0 | 0 | 1 | 0 | 1 | 0 | 0 | 0 | 0 | 0 | 0 | 0 | 0 | 0 | 0 | 1 | 0 | 1 | 1 | 0 | 0 | 0 | 0 | 0 | 0 | 0 | 0 | 0 | 0 | 1 | 0 | 0 | 0 | 0 | 0 | 0 | 0 | 0 | 0 | 0 | 0 | 0 | 0 | 0 | 0 | 0 | 0 | 0 | 0 | 0 | 0 | 0 | 0 | 0 | 0 | 0 | 0 | 0 | 0 | 0 | 1 |  | 0 | 0 | 0 | 0 | 0 | 0 | 0 | 0 | 0 | 0 | 0 | 0 | 0 | 0 | 0 | 21.5 | 0 | 98 | 33.2 | 0 | 0 | 0 | 0 | 0 | 0 | 0 | 0 | 0 | 0 | 1 | 1 | 0 | 1 | 0 | 0 | 0 | -547.725 | -217.477 | 718.102 | Birds Landing-Contra Costa 230kV Line | Birds Landing-Contra Costa 230kV Line | Birds Landing-Contra Costa 230kV Line |  | 0 | 0 | 0 | 0 | 0 | 0 | 1.495 | 678.723 | 718.102 | Collinsville-Tesla 500 kV Line | Contra Costa- Windmaster 230 kV line | Birds Landing-Contra Costa 230kV Line |  | 5 | 1 | YES | 2 | 1 | 1 | NO | 1
SCE Metro | Eagle Rock (SCE) | 230 | 0 | 0 | 0 | 0 | 0 | 0 | 0 | 0 | 0 | 1 | 0 | 0 | 0 | 0 | 0 | 0 | 0 | 0 | 0 | 0 | 0 | 0 | 0 | 0 | 0 | 0 | 0 | 0 | 0 | 0 | 0 | 0 | 0 | 0 | 0 | 0 | 0 | 0 | 0 | 0 | 0 | 0 | 0 | 0 | 0 | 0 | 0 | 0 | 0 | 0 | 0 | 0 | 0 | 0 | 0 | 0 | 0 | 0 | 0 | 0 | 0 | 0 | 0 | 0 | 0 | 0 | 0 | 0 | 0 | 0 | 0 | 0 | 0 | 0 | 0 | 0 | 0 | 0 | 0 | 0 | 0 | 0 | 0 | 0 | 0 | 0 | 0 | 0 | 0 | 0 | 0 | 0 | 0 | 0 | 0 | 0 | 0 | 0 |  | 0 | 0 | 0 | 0 | 0 | 0 | 0 | 0 | 0 | 0 | 0 | 0 | 0 | 0 | 0 | 0 | 0 | 0 | 0 | 0 | 0 | 0 | 0 | 0 | 0 | 0 | 0 | 0 | 0 | 0 | 0 | 0 | 0 | 0 | 0 | 0 | 9141.6 | 11076.2 | 14650.5055 | SCE Metro Area Default Constraint | SCE Metro Area Default Constraint | SCE Metro Area Default Constraint |  | 0 | 0 | 0 | 0 | 0 | 0 | 9141.6 | 11076.2 | 14650.5055 | SCE Metro Area Default Constraint | SCE Metro Area Default Constraint | SCE Metro Area Default Constraint |  | 1 | 1 | NO | 1 | 1 | 1 | NO | 1
PG&E NGBA | East Marysville | 115 | 0 | 0 | 0 | 0 | 0 | 0 | 0 | 0 | 0 | 0 | 0 | 0 | 0 | 0 | 0 | 0 | 0 | 0 | 0 | 0 | 0 | 0 | 0 | 0 | 0 | 0 | 0 | 0 | 0 | 0 | 0 | 0 | 0 | 0 | 0 | 0 | 0 | 0 | 0 | 1 | 0 | 0 | 0 | 0 | 0 | 1 | 0 | 1 | 0 | 0 | 0 | 0 | 0 | 0 | 0 | 0 | 0 | 0 | 0 | 1 | 0 | 0 | 0 | 0 | 0 | 0 | 0 | 0 | 0 | 0 | 0 | 0 | 0 | 0 | 0 | 0 | 0 | 0 | 0 | 0 | 0 | 0 | 0 | 0 | 0 | 0 | 0 | 0 | 0 | 0 | 0 | 0 | 0 | 0 | 0 | 0 | 0 | 0 |  | 0 | 0 | 0 | 0 | 0 | 0 | 0 | 0 | 0 | 0 | 0 | 0 | 0 | 0 | 0 | 0 | 0 | 0 | 0 | 0 | 0 | 0 | 0 | 0 | 0 | 0 | 0 | 0 | 0 | 0 | 2 | 0 | 1 | 0 | 0 | 0 | -1184.5215 | -212.6541 | 967.1636 | Tesla-Bellota 230 kV line | Bellota-Weber 230kV line | Rio Oso-Lockeford 230kV line |  | 0 | 2 | 0 | 0 | 0 | 0 | -884.5215 | 247.3459 | 967.1636 | Tesla-Bellota 230 kV line | Bellota-Weber 230kV line | Rio Oso-Lockeford 230kV line |  | 5 | 4 | YES | 4 | 1 | 1 | NO | 1
PG&E NGBA | East Nicolaus | 115 | 0 | 0 | 0 | 0 | 0 | 0 | 0 | 0 | 0 | 0 | 0 | 0 | 0 | 0 | 0 | 0 | 0 | 0 | 0 | 0 | 0 | 0 | 0 | 0 | 0 | 0 | 0 | 0 | 0 | 0 | 0 | 0 | 0 | 0 | 0 | 0 | 0 | 0 | 0 | 1 | 0 | 0 | 0 | 0 | 0 | 1 | 0 | 1 | 0 | 0 | 0 | 0 | 0 | 0 | 0 | 0 | 0 | 0 | 0 | 1 | 1 | 0 | 0 | 0 | 0 | 0 | 0 | 0 | 0 | 0 | 0 | 0 | 0 | 0 | 0 | 0 | 0 | 0 | 0 | 0 | 0 | 0 | 0 | 0 | 0 | 0 | 0 | 0 | 0 | 0 | 0 | 0 | 0 | 0 | 0 | 0 | 0 | 0 |  | 0 | 0 | 0 | 0 | 0 | 0 | 0 | 0 | 0 | 0 | 0 | 0 | 0 | 0 | 0 | 0 | 0 | 0 | 0 | 0 | 0 | 0 | 0 | 0 | 0 | 0 | 0 | 0 | 0 | 0 | 2 | 0 | 1 | 0 | 0 | 0 | -1184.5215 | -212.6541 | 967.1636 | Tesla-Bellota 230 kV line | Bellota-Weber 230kV line | Rio Oso-Lockeford 230kV line |  | 0 | 2 | 0 | 0 | 0 | 0 | -884.5215 | 247.3459 | 967.1636 | Tesla-Bellota 230 kV line | Bellota-Weber 230kV line | Rio Oso-Lockeford 230kV line |  | 5 | 4 | YES | 4 | 1 | 1 | NO | 1
PG&E NGBA | East Nicolaus | 60 | 0 | 0 | 0 | 0 | 0 | 0 | 0 | 0 | 0 | 0 | 0 | 0 | 0 | 0 | 0 | 0 | 0 | 0 | 0 | 0 | 0 | 0 | 0 | 0 | 0 | 0 | 0 | 0 | 0 | 0 | 0 | 0 | 0 | 0 | 0 | 0 | 0 | 0 | 0 | 1 | 0 | 0 | 0 | 0 | 0 | 1 | 0 | 1 | 0 | 0 | 0 | 0 | 0 | 0 | 0 | 0 | 0 | 0 | 0 | 1 | 1 | 0 | 0 | 0 | 0 | 0 | 0 | 0 | 0 | 0 | 0 | 0 | 0 | 0 | 0 | 0 | 0 | 0 | 0 | 0 | 0 | 0 | 0 | 0 | 0 | 0 | 0 | 0 | 0 | 0 | 0 | 0 | 0 | 0 | 0 | 0 | 0 | 0 |  | 0 | 0 | 0 | 0 | 0 | 0 | 0 | 0 | 0 | 0 | 0 | 0 | 0 | 0 | 0 | 0 | 0 | 0 | 0 | 0 | 0 | 0 | 0 | 0 | 0 | 0 | 0 | 0 | 0 | 0 | 2 | 0 | 1 | 0 | 0 | 0 | -1184.5215 | -212.6541 | 967.1636 | Tesla-Bellota 230 kV line | Bellota-Weber 230kV line | Rio Oso-Lockeford 230kV line |  | 0 | 2 | 0 | 0 | 0 | 0 | -884.5215 | 247.3459 | 967.1636 | Tesla-Bellota 230 kV line | Bellota-Weber 230kV line | Rio Oso-Lockeford 230kV line |  | 5 | 4 | YES | 4 | 1 | 1 | NO | 1
PG&E GBA | Eastshore | 115 | 0 | 0 | 0 | 0 | 0 | 0 | 0 | 0 | 0 | 0 | 0 | 0 | 0 | 0 | 0 | 0 | 0 | 0 | 0 | 0 | 0 | 0 | 0 | 0 | 0 | 0 | 0 | 0 | 0 | 0 | 0 | 0 | 0 | 0 | 0 | 0 | 0 | 0 | 0 | 1 | 0 | 0 | 0 | 0 | 0 | 0 | 0 | 0 | 0 | 0 | 0 | 0 | 1 | 0 | 0 | 0 | 0 | 0 | 0 | 0 | 0 | 0 | 0 | 0 | 0 | 0 | 0 | 0 | 0 | 0 | 0 | 0 | 0 | 0 | 0 | 0 | 0 | 0 | 0 | 0 | 0 | 0 | 0 | 0 | 0 | 0 | 0 | 0 | 0 | 0 | 0 | 0 | 0 | 0 | 0 | 0 | 0 | 1 |  | 0 | 0 | 0 | 0 | 0 | 0 | 0 | 0 | 0 | 0 | 0 | 0 | 0 | 0 | 0 | 0 | 0 | 0 | 0 | 0 | 0 | 0 | 0 | 0 | 0 | 0 | 0 | 0 | 0 | 0 | 0 | 0 | 0 | 0 | 0 | 0 | 1.495 | 1408.886 | 5254.388 | Collinsville-Tesla 500 kV Line | Collinsville-Tesla 500 kV Line | Sobrante-Moraga 230 kV line |  | 0 | 0 | 0 | 0 | 0 | 0 | 1.495 | 1408.886 | 5254.388 | Collinsville-Tesla 500 kV Line | Collinsville-Tesla 500 kV Line | Sobrante-Moraga 230 kV line |  | 1 | 1 | NO | 1 | 1 | 1 | NO | 1
PG&E GBA | Eastshore | 230 | 0 | 0 | 0 | 0 | 0 | 0 | 0 | 0 | 0 | 0 | 0 | 0 | 0 | 0 | 0 | 0 | 0 | 0 | 0 | 0 | 0 | 0 | 0 | 0 | 0 | 0 | 0 | 0 | 0 | 0 | 0 | 0 | 0 | 0 | 0 | 0 | 0 | 0 | 0 | 1 | 0 | 0 | 0 | 0 | 0 | 0 | 0 | 0 | 0 | 1 | 1 | 0 | 1 | 0 | 0 | 1 | 0 | 0 | 0 | 0 | 0 | 1 | 0 | 0 | 0 | 1 | 0 | 0 | 0 | 0 | 0 | 0 | 0 | 0 | 0 | 0 | 0 | 0 | 0 | 0 | 0 | 0 | 0 | 0 | 0 | 0 | 0 | 0 | 0 | 0 | 0 | 0 | 0 | 0 | 0 | 0 | 0 | 3 |  | 0 | 0 | 0 | 0 | 0 | 0 | 0 | 0 | 0 | 0 | 0 | 0 | 0 | 0 | 0 | 0 | 0 | 0 | 0 | 0 | 0 | 0 | 0 | 0 | 0 | 0 | 0 | 0 | 0 | 0 | 0 | 0 | 0 | 0 | 0 | 0 | 1.495 | 962.4 | 1214.56 | Collinsville-Tesla 500 kV Line | Grant - Eastshore #2 line 115 kV | Grant - Eastshore #2 line 115 kV |  | 0 | 0 | 0 | 0 | 0 | 0 | 1.495 | 962.4 | 1214.56 | Collinsville-Tesla 500 kV Line | Grant - Eastshore #2 line 115 kV | Grant - Eastshore #2 line 115 kV |  | 1 | 1 | NO | 1 | 1 | 1 | NO | 1
SDGE | ECO | 138 | 0 | 0 | 0 | 0 | 0 | 0 | 0 | 0 | 0 | 0 | 0 | 0 | 0 | 0 | 0 | 0 | 0 | 0 | 0 | 0 | 0 | 0 | 0 | 0 | 0 | 0 | 0 | 0 | 1 | 0 | 1 | 1 | 1 | 0 | 0 | 1 | 1 | 0 | 0 | 0 | 0 | 0 | 0 | 0 | 0 | 0 | 0 | 0 | 0 | 0 | 0 | 0 | 0 | 0 | 0 | 0 | 0 | 0 | 0 | 0 | 0 | 0 | 0 | 0 | 0 | 0 | 0 | 0 | 0 | 0 | 0 | 0 | 0 | 0 | 0 | 0 | 0 | 0 | 0 | 0 | 0 | 0 | 0 | 0 | 0 | 0 | 0 | 0 | 0 | 0 | 0 | 0 | 0 | 0 | 0 | 0 | 0 | 6 |  | 0 | 0 | 0 | 0 | 0 | 0 | 0 | 0 | 0 | 0 | 0 | 0 | 0 | 0 | 0 | 0 | 0 | 0 | 0 | 0 | 0 | 0 | 0 | 0 | 0 | 0 | 0 | 0 | 0 | 0 | 0 | 0 | 0 | 0 | 0 | 0 | 54.76 | 1197.97 | 1601.1044 | San Luis Rey-San Onofre 230 kV line constraint | Silvergate-Old Town 230 kV constraint | Silvergate-Old Town 230 kV constraint |  | 0 | 0 | 0 | 0 | 0 | 0 | 54.76 | 1197.97 | 1601.1044 | San Luis Rey-San Onofre 230 kV line constraint | Silvergate-Old Town 230 kV constraint | Silvergate-Old Town 230 kV constraint |  | 1 | 1 | NO | 1 | 1 | 1 | NO | 1
SDGE | ECO | 230 | 0 | 0 | 0 | 0 | 0 | 0 | 0 | 0 | 0 | 0 | 0 | 0 | 0 | 0 | 0 | 0 | 0 | 0 | 0 | 0 | 0 | 0 | 0 | 0 | 0 | 0 | 0 | 0 | 1 | 0 | 1 | 1 | 1 | 0 | 0 | 1 | 1 | 0 | 0 | 0 | 0 | 0 | 0 | 0 | 0 | 0 | 0 | 0 | 0 | 0 | 0 | 0 | 0 | 0 | 0 | 0 | 0 | 0 | 0 | 0 | 0 | 0 | 0 | 0 | 0 | 0 | 0 | 0 | 0 | 0 | 0 | 0 | 0 | 0 | 0 | 0 | 0 | 0 | 0 | 0 | 0 | 0 | 0 | 0 | 0 | 0 | 0 | 0 | 0 | 0 | 0 | 0 | 0 | 0 | 0 | 0 | 0 | 6 |  | 0 | 0 | 0 | 0 | 0 | 0 | 0 | 0 | 0 | 0 | 0 | 0 | 0 | 0 | 0 | 0 | 0 | 300 | 52.5 | 0 | 0 | 0 | 0 | 0 | 0 | 0 | 0 | 0 | 0 | 1 | 0 | 0 | 0 | 0 | 0 | 0 | 54.76 | 1197.97 | 1601.1044 | San Luis Rey-San Onofre 230 kV line constraint | Silvergate-Old Town 230 kV constraint | Silvergate-Old Town 230 kV constraint |  | 0 | 0 | 0 | 0 | 0 | 0 | 54.76 | 1197.97 | 1601.1044 | San Luis Rey-San Onofre 230 kV line constraint | Silvergate-Old Town 230 kV constraint | Silvergate-Old Town 230 kV constraint |  | 1 | 1 | NO | 1 | 1 | 1 | NO | 1
SDGE | ECO | 500 | 0 | 0 | 0 | 0 | 0 | 0 | 0 | 0 | 0 | 0 | 0 | 0 | 0 | 0 | 0 | 0 | 0 | 0 | 0 | 0 | 0 | 0 | 0 | 0 | 0 | 0 | 0 | 0 | 1 | 0 | 1 | 1 | 1 | 0 | 0 | 1 | 1 | 0 | 0 | 0 | 0 | 0 | 0 | 0 | 0 | 0 | 0 | 0 | 0 | 0 | 0 | 0 | 0 | 0 | 0 | 0 | 0 | 0 | 0 | 0 | 0 | 0 | 0 | 0 | 0 | 0 | 0 | 0 | 0 | 0 | 0 | 0 | 0 | 0 | 0 | 0 | 0 | 0 | 0 | 0 | 0 | 0 | 0 | 0 | 0 | 0 | 0 | 0 | 0 | 0 | 0 | 0 | 0 | 0 | 0 | 0 | 0 | 6 |  | 0 | 0 | 0 | 0 | 0 | 0 | 0 | 0 | 0 | 0 | 0 | 0 | 0 | 0 | 0 | 0 | 0 | 400 | 600 | 0 | 0 | 0 | 0 | 0 | 0 | 0 | 0 | 0 | 0 | 1 | 0 | 0 | 0 | 0 | 0 | 0 | 54.76 | 1197.97 | 1601.1044 | San Luis Rey-San Onofre 230 kV line constraint | Silvergate-Old Town 230 kV constraint | Silvergate-Old Town 230 kV constraint |  | 0 | 0 | 0 | 0 | 0 | 0 | 54.76 | 1197.97 | 1601.1044 | San Luis Rey-San Onofre 230 kV line constraint | Silvergate-Old Town 230 kV constraint | Silvergate-Old Town 230 kV constraint |  | 1 | 1 | NO | 1 | 1 | 1 | NO | 1
PG&E GBA | Edenvale | 115 | 0 | 0 | 0 | 0 | 0 | 0 | 0 | 0 | 0 | 0 | 0 | 0 | 0 | 0 | 0 | 0 | 0 | 0 | 0 | 0 | 0 | 0 | 0 | 0 | 0 | 0 | 0 | 0 | 0 | 0 | 0 | 0 | 0 | 0 | 0 | 0 | 0 | 0 | 0 | 0 | 0 | 0 | 0 | 0 | 0 | 0 | 0 | 0 | 0 | 0 | 0 | 0 | 0 | 0 | 0 | 0 | 0 | 0 | 0 | 1 | 0 | 0 | 0 | 0 | 0 | 0 | 0 | 0 | 0 | 0 | 0 | 0 | 0 | 0 | 0 | 0 | 0 | 0 | 0 | 0 | 0 | 0 | 0 | 0 | 0 | 0 | 0 | 0 | 0 | 0 | 0 | 0 | 0 | 0 | 0 | 0 | 1 | 0 |  | 0 | 0 | 0 | 0 | 0 | 0 | 0 | 0 | 0 | 0 | 0 | 0 | 0 | 0 | 0 | 0 | 0 | 0 | 0 | 0 | 0 | 0 | 0 | 0 | 0 | 0 | 0 | 0 | 0 | 0 | 1 | 0 | 0 | 0 | 0 | 0 | -1184.5215 | 933.1939 | 4193.782 | Tesla-Bellota 230 kV line | Tesla-Bellota 230 kV line | Tesla-Bellota 230 kV line |  | 0 | 1 | 0 | 0 | 0 | 0 | -884.5215 | 1037.76 | 4193.782 | Tesla-Bellota 230 kV line | NEW-Metcalf-Mosslanding 500kV | Tesla-Bellota 230 kV line |  | 5 | 4 | YES | 4 | 1 | 1 | NO | 1
PG&E GBA | Edes | 115 | 0 | 0 | 0 | 0 | 0 | 0 | 0 | 0 | 0 | 0 | 0 | 0 | 0 | 0 | 0 | 0 | 0 | 0 | 0 | 0 | 0 | 0 | 0 | 0 | 0 | 0 | 0 | 0 | 0 | 0 | 0 | 0 | 0 | 0 | 0 | 0 | 0 | 0 | 0 | 1 | 0 | 0 | 0 | 0 | 0 | 0 | 0 | 0 | 0 | 0 | 0 | 0 | 1 | 0 | 0 | 1 | 0 | 0 | 0 | 0 | 0 | 0 | 0 | 0 | 0 | 0 | 0 | 0 | 0 | 0 | 0 | 0 | 0 | 0 | 0 | 0 | 0 | 0 | 0 | 0 | 0 | 0 | 0 | 0 | 0 | 0 | 0 | 0 | 0 | 0 | 0 | 0 | 0 | 0 | 0 | 0 | 0 | 1 |  | 0 | 0 | 0 | 0 | 0 | 0 | 0 | 0 | 0 | 0 | 0 | 0 | 0 | 0 | 0 | 0 | 0 | 0 | 0 | 0 | 0 | 0 | 0 | 1.7 | 0 | 0 | 0 | 0 | 0 | 1 | 0 | 0 | 0 | 0 | 0 | 0 | 1.495 | 1408.886 | 5254.388 | Collinsville-Tesla 500 kV Line | Collinsville-Tesla 500 kV Line | Sobrante-Moraga 230 kV line |  | 0 | 0 | 0 | 0 | 0 | 0 | 1.495 | 1408.886 | 5254.388 | Collinsville-Tesla 500 kV Line | Collinsville-Tesla 500 kV Line | Sobrante-Moraga 230 kV line |  | 1 | 1 | NO | 1 | 1 | 1 | NO | 1
PG&E GBA | Eight Mile | 230 | 0 | 0 | 0 | 0 | 0 | 0 | 0 | 0 | 0 | 0 | 0 | 0 | 0 | 0 | 0 | 0 | 0 | 0 | 0 | 0 | 0 | 0 | 0 | 0 | 0 | 0 | 0 | 0 | 0 | 0 | 0 | 0 | 0 | 0 | 0 | 0 | 0 | 0 | 0 | 1 | 0 | 0 | 0 | 0 | 0 | 1 | 0 | 1 | 0 | 0 | 0 | 0 | 0 | 0 | 0 | 0 | 0 | 0 | 0 | 1 | 1 | 0 | 0 | 0 | 0 | 0 | 0 | 0 | 0 | 0 | 0 | 0 | 0 | 0 | 0 | 0 | 0 | 0 | 0 | 0 | 0 | 0 | 0 | 0 | 0 | 0 | 0 | 0 | 0 | 0 | 0 | 0 | 0 | 0 | 0 | 0 | 0 | 0 |  | 0 | 0 | 0 | 0 | 0 | 0 | 0 | 0 | 0 | 0 | 0 | 0 | 0 | 0 | 0 | 0 | 0 | 0 | 0 | 0 | 0 | 0 | 0 | 0 | 0 | 0 | 0 | 0 | 0 | 0 | 2 | 0 | 1 | 0 | 0 | 0 | -1184.5215 | -212.6541 | 967.1636 | Tesla-Bellota 230 kV line | Bellota-Weber 230kV line | Rio Oso-Lockeford 230kV line |  | 0 | 2 | 0 | 0 | 0 | 0 | -884.5215 | 247.3459 | 967.1636 | Tesla-Bellota 230 kV line | Bellota-Weber 230kV line | Rio Oso-Lockeford 230kV line |  | 5 | 4 | YES | 4 | 1 | 1 | NO | 1
SDGE | El Cajon | 69 | 0 | 0 | 0 | 0 | 0 | 0 | 0 | 0 | 0 | 0 | 0 | 0 | 0 | 0 | 0 | 0 | 0 | 0 | 0 | 0 | 0 | 0 | 0 | 0 | 0 | 0 | 0 | 1 | 1 | 0 | 1 | 0 | 1 | 0 | 0 | 0 | 0 | 0 | 0 | 0 | 0 | 0 | 0 | 0 | 0 | 0 | 0 | 0 | 0 | 0 | 0 | 0 | 0 | 0 | 0 | 0 | 0 | 0 | 0 | 0 | 0 | 0 | 0 | 0 | 0 | 0 | 0 | 0 | 0 | 0 | 0 | 0 | 0 | 0 | 0 | 0 | 0 | 0 | 0 | 0 | 0 | 0 | 0 | 0 | 0 | 0 | 0 | 0 | 0 | 0 | 0 | 0 | 0 | 0 | 0 | 0 | 0 | 3 |  | 0 | 0 | 0 | 0 | 0 | 0 | 0 | 0 | 0 | 0 | 0 | 0 | 0 | 0 | 0 | 0 | 0 | 0 | 0 | 0 | 0 | 0 | 0 | 0 | 0 | 0 | 50 | 0 | 0 | 1 | 0 | 0 | 0 | 0 | 0 | 0 | 54.76 | 368.105 | 477.9664 | San Luis Rey-San Onofre 230 kV line constraint | El Cajon 69 kV constraint | El Cajon 69 kV constraint |  | 0 | 0 | 0 | 0 | 0 | 0 | 54.76 | 368.105 | 477.9664 | San Luis Rey-San Onofre 230 kV line constraint | El Cajon 69 kV constraint | El Cajon 69 kV constraint |  | 1 | 1 | NO | 1 | 1 | 1 | NO | 1
SCE Eastern | El Casco | 230 | 0 | 0 | 0 | 0 | 0 | 0 | 0 | 0 | 0 | 0 | 0 | 0 | 0 | 0 | 0 | 0 | 0 | 0 | 0 | 1 | 0 | 1 | 0 | 0 | 0 | 0 | 0 | 0 | 0 | 0 | 0 | 0 | 0 | 0 | 0 | 0 | 0 | 0 | 0 | 0 | 0 | 0 | 0 | 0 | 0 | 0 | 0 | 0 | 0 | 0 | 0 | 0 | 0 | 0 | 0 | 0 | 0 | 0 | 0 | 0 | 0 | 0 | 0 | 0 | 0 | 0 | 0 | 0 | 0 | 0 | 0 | 0 | 0 | 0 | 0 | 0 | 0 | 0 | 0 | 0 | 0 | 0 | 0 | 0 | 0 | 0 | 0 | 0 | 0 | 0 | 0 | 0 | 0 | 0 | 0 | 0 | 0 | 1 |  | 0 | 0 | 0 | 0 | 0 | 0 | 0 | 0 | 0 | 0 | 0 | 100 | 0 | 0 | 1 | 0 | 0 | 0 | 0 | 0 | 0 | 0 | 0 | 0 | 0 | 0 | 165 | 0 | 0 | 1 | 0 | 2 | 0 | 0 | 0 | 0 | -9.58 | 2154.975 | 8508.295 | Serrano-Alberhill-Valley Constraint | Serrano-Alberhill-Valley Constraint | Serrano-Alberhill-Valley Constraint |  | 0 | 2 | 0 | 0 | 0 | 0 | -9.58 | 2154.975 | 8508.295 | Serrano-Alberhill-Valley Constraint | Serrano-Alberhill-Valley Constraint | Serrano-Alberhill-Valley Constraint |  | 3 | 3 | NO | 3 | 1 | 1 | NO | 1
PG&E GBA | El Cerrito G | 115 | 0 | 0 | 0 | 0 | 0 | 0 | 0 | 0 | 0 | 0 | 0 | 0 | 0 | 0 | 0 | 0 | 0 | 0 | 0 | 0 | 0 | 0 | 0 | 0 | 0 | 0 | 0 | 0 | 0 | 0 | 0 | 0 | 0 | 0 | 0 | 0 | 0 | 0 | 0 | 1 | 0 | 0 | 0 | 0 | 0 | 0 | 0 | 0 | 0 | 0 | 0 | 0 | 1 | 0 | 0 | 1 | 0 | 0 | 0 | 0 | 0 | 0 | 0 | 0 | 0 | 0 | 0 | 0 | 0 | 0 | 0 | 0 | 0 | 0 | 0 | 0 | 0 | 0 | 0 | 0 | 0 | 0 | 0 | 0 | 0 | 0 | 0 | 0 | 0 | 0 | 0 | 0 | 0 | 0 | 0 | 0 | 0 | 1 |  | 0 | 0 | 0 | 0 | 0 | 0 | 0 | 0 | 0 | 0 | 0 | 0 | 0 | 0 | 0 | 0 | 0 | 0 | 0 | 0 | 0 | 0 | 0 | 0 | 0 | 0 | 0 | 0 | 0 | 0 | 0 | 0 | 0 | 0 | 0 | 0 | 1.495 | 1408.886 | 5254.388 | Collinsville-Tesla 500 kV Line | Collinsville-Tesla 500 kV Line | Sobrante-Moraga 230 kV line |  | 0 | 0 | 0 | 0 | 0 | 0 | 1.495 | 1408.886 | 5254.388 | Collinsville-Tesla 500 kV Line | Collinsville-Tesla 500 kV Line | Sobrante-Moraga 230 kV line |  | 1 | 1 | NO | 1 | 1 | 1 | NO | 1
PG&E NGBA | El Dorado PH | 115 | 0 | 0 | 0 | 0 | 0 | 0 | 0 | 0 | 0 | 0 | 0 | 0 | 0 | 0 | 0 | 0 | 0 | 0 | 0 | 0 | 0 | 0 | 0 | 0 | 0 | 0 | 0 | 0 | 0 | 0 | 0 | 0 | 0 | 0 | 0 | 0 | 0 | 0 | 0 | 1 | 0 | 0 | 0 | 0 | 0 | 1 | 1 | 1 | 0 | 0 | 0 | 0 | 0 | 0 | 0 | 0 | 0 | 0 | 0 | 1 | 1 | 0 | 0 | 0 | 0 | 0 | 0 | 0 | 0 | 0 | 0 | 0 | 0 | 0 | 0 | 0 | 0 | 0 | 0 | 0 | 0 | 0 | 0 | 0 | 0 | 0 | 0 | 0 | 0 | 0 | 0 | 0 | 0 | 0 | 0 | 0 | 0 | 0 |  | 0 | 0 | 0 | 0 | 0 | 0 | 0 | 0 | 0 | 0 | 0 | 0 | 0 | 0 | 0 | 0 | 0 | 0 | 0 | 0 | 0 | 0 | 0 | 0 | 0 | 0 | 0 | 0 | 0 | 0 | 2 | 0 | 1 | 0 | 0 | 0 | -1184.5215 | -212.6541 | 415.18 | Tesla-Bellota 230 kV line | Bellota-Weber 230kV line | Rio Oso-Brighton 230kV line |  | 0 | 2 | 0 | 0 | 0 | 0 | -884.5215 | 247.3459 | 415.18 | Tesla-Bellota 230 kV line | Bellota-Weber 230kV line | Rio Oso-Brighton 230kV line |  | 5 | 4 | YES | 4 | 1 | 1 | NO | 1
PG&E FRESNO | El Nido (PGE) | 115 | 0 | 0 | 0 | 0 | 0 | 0 | 0 | 0 | 0 | 0 | 0 | 0 | 0 | 0 | 0 | 0 | 0 | 0 | 0 | 0 | 0 | 0 | 0 | 0 | 0 | 0 | 0 | 0 | 0 | 0 | 0 | 0 | 0 | 0 | 0 | 0 | 0 | 0 | 0 | 0 | 0 | 0 | 0 | 0 | 0 | 1 | 0 | 0 | 0 | 0 | 0 | 0 | 0 | 0 | 0 | 0 | 0 | 0 | 0 | 1 | 0 | 0 | 0 | 0 | 0 | 0 | 0 | 0 | 0 | 0 | 0 | 0 | 0 | 0 | 0 | 0 | 0 | 0 | 1 | 1 | 0 | 1 | 1 | 0 | 1 | 1 | 0 | 1 | 1 | 1 | 0 | 0 | 1 | 0 | 0 | 0 | 0 | 2 |  | 0 | 0 | 0 | 0 | 0 | 0 | 0 | 0 | 0 | 0 | 0 | 0 | 0 | 0 | 0 | 0 | 0 | 0 | 0 | 0 | 0 | 0 | 0 | 3 | 0 | 0 | 0 | 0 | 0 | 1 | 5 | 0 | 2 | 0 | 1 | 0 | -1662.7 | -1176 | -369.3748 | Borden-Storey #1 230kV line | Borden-Storey #1 230kV line | Gates 500/230kV TB #12 |  | 2 | 3 | 0 | 0 | 1 | 0 | -884.5215 | 71 | -369.3748 | Tesla-Bellota 230 kV line | Borden-Storey #1 230kV line | Gates 500/230kV TB #12 |  | 5 | 5 | NO | 5 | 5 | 5 | NO | 5
SCE Metro | El Nido (SCE) | 230 | 0 | 0 | 0 | 0 | 0 | 0 | 0 | 0 | 1 | 1 | 0 | 0 | 0 | 0 | 0 | 0 | 0 | 0 | 0 | 0 | 0 | 0 | 0 | 0 | 0 | 0 | 0 | 0 | 0 | 0 | 0 | 0 | 0 | 0 | 0 | 0 | 0 | 0 | 0 | 0 | 0 | 0 | 0 | 0 | 0 | 0 | 0 | 0 | 0 | 0 | 0 | 0 | 0 | 0 | 0 | 0 | 0 | 0 | 0 | 0 | 0 | 0 | 0 | 0 | 0 | 0 | 0 | 0 | 0 | 0 | 0 | 0 | 0 | 0 | 0 | 0 | 0 | 0 | 0 | 0 | 0 | 0 | 0 | 0 | 0 | 0 | 0 | 0 | 0 | 0 | 0 | 0 | 0 | 0 | 0 | 0 | 0 | 0 |  | 0 | 0 | 0 | 0 | 0 | 0 | 0 | 0 | 0 | 0 | 0 | 0 | 0 | 0 | 0 | 0 | 0 | 0 | 0 | 0 | 0 | 0 | 0 | 0 | 0 | 0 | 0 | 100 | 0 | 1 | 0 | 0 | 0 | 0 | 0 | 0 | 1813 | 2256.5 | 3581.6408 | Hinson - Del Amo Constraint | Hinson - Del Amo Constraint | Hinson - Del Amo Constraint |  | 0 | 0 | 0 | 0 | 0 | 0 | 1813 | 2256.5 | 3581.6408 | Hinson - Del Amo Constraint | Hinson - Del Amo Constraint | Hinson - Del Amo Constraint |  | 1 | 1 | NO | 1 | 1 | 1 | NO | 1
PG&E GBA | El Patio | 115 | 0 | 0 | 0 | 0 | 0 | 0 | 0 | 0 | 0 | 0 | 0 | 0 | 0 | 0 | 0 | 0 | 0 | 0 | 0 | 0 | 0 | 0 | 0 | 0 | 0 | 0 | 0 | 0 | 0 | 0 | 0 | 0 | 0 | 0 | 0 | 0 | 0 | 0 | 0 | 0 | 0 | 0 | 0 | 0 | 0 | 0 | 0 | 0 | 0 | 0 | 0 | 0 | 0 | 0 | 0 | 1 | 0 | 0 | 0 | 1 | 0 | 0 | 0 | 0 | 0 | 0 | 0 | 0 | 0 | 0 | 0 | 0 | 0 | 0 | 0 | 0 | 0 | 0 | 0 | 0 | 0 | 0 | 0 | 0 | 0 | 0 | 0 | 0 | 0 | 0 | 0 | 0 | 0 | 0 | 0 | 0 | 1 | 0 |  | 0 | 0 | 0 | 0 | 0 | 0 | 0 | 0 | 0 | 0 | 0 | 0 | 0 | 0 | 0 | 0 | 0 | 0 | 0 | 0 | 0 | 0 | 0 | 0 | 0 | 0 | 0 | 0 | 0 | 0 | 1 | 0 | 0 | 0 | 0 | 0 | -1184.5215 | 933.1939 | 4193.782 | Tesla-Bellota 230 kV line | Tesla-Bellota 230 kV line | Tesla-Bellota 230 kV line |  | 0 | 1 | 0 | 0 | 0 | 0 | -884.5215 | 1037.76 | 4193.782 | Tesla-Bellota 230 kV line | NEW-Metcalf-Mosslanding 500kV | Tesla-Bellota 230 kV line |  | 5 | 4 | YES | 4 | 1 | 1 | NO | 1
SCE Metro | El Segundo | 230 | 0 | 0 | 0 | 0 | 0 | 0 | 0 | 0 | 0 | 1 | 0 | 0 | 0 | 0 | 0 | 0 | 0 | 0 | 0 | 0 | 0 | 0 | 0 | 0 | 0 | 0 | 0 | 0 | 0 | 0 | 0 | 0 | 0 | 0 | 0 | 0 | 0 | 0 | 0 | 0 | 0 | 0 | 0 | 0 | 0 | 0 | 0 | 0 | 0 | 0 | 0 | 0 | 0 | 0 | 0 | 0 | 0 | 0 | 0 | 0 | 0 | 0 | 0 | 0 | 0 | 0 | 0 | 0 | 0 | 0 | 0 | 0 | 0 | 0 | 0 | 0 | 0 | 0 | 0 | 0 | 0 | 0 | 0 | 0 | 0 | 0 | 0 | 0 | 0 | 0 | 0 | 0 | 0 | 0 | 0 | 0 | 0 | 0 |  | 0 | 0 | 0 | 0 | 0 | 0 | 0 | 0 | 0 | 0 | 0 | 0 | 0 | 0 | 0 | 0 | 0 | 0 | 0 | 0 | 0 | 0 | 0 | 0 | 0 | 0 | 0 | 0 | 0 | 0 | 0 | 0 | 0 | 0 | 0 | 0 | 9141.6 | 11076.2 | 14650.5055 | SCE Metro Area Default Constraint | SCE Metro Area Default Constraint | SCE Metro Area Default Constraint |  | 0 | 0 | 0 | 0 | 0 | 0 | 9141.6 | 11076.2 | 14650.5055 | SCE Metro Area Default Constraint | SCE Metro Area Default Constraint | SCE Metro Area Default Constraint |  | 1 | 1 | NO | 1 | 1 | 1 | NO | 1
EOP | Eldorado | 230 | 0 | 0 | 0 | 0 | 0 | 0 | 0 | 0 | 0 | 0 | 0 | 0 | 0 | 0 | 0 | 0 | 0 | 0 | 0 | 0 | 0 | 0 | 0 | 1 | 1 | 0 | 0 | 0 | 0 | 0 | 0 | 0 | 0 | 0 | 0 | 0 | 0 | 0 | 0 | 0 | 0 | 0 | 0 | 0 | 0 | 0 | 0 | 0 | 0 | 0 | 0 | 0 | 0 | 0 | 0 | 0 | 0 | 0 | 0 | 0 | 0 | 0 | 0 | 0 | 0 | 0 | 0 | 0 | 0 | 0 | 0 | 0 | 0 | 0 | 0 | 0 | 0 | 0 | 0 | 0 | 0 | 0 | 0 | 0 | 0 | 0 | 0 | 0 | 0 | 0 | 0 | 0 | 0 | 0 | 0 | 0 | 0 | 1 |  | 50 | 0 | 0 | 0 | 0 | 0 | 0 | 0 | 0 | 0 | 0 | 0 | 0 | 0 | 1 | 167.3 | 0 | 0 | 0 | 51 | 0 | 0 | 0 | 0 | 0 | 0 | 279 | 250 | 0 | 1 | 1 | 1 | 1 | 0 | 0 | 0 | -3041.755 | -297.01 | 1059.66 | Lugo - Victorville area constraint | Lugo - Victorville area constraint | Sloan Canyon - Eldorado 500 kV constraint |  | 0 | 1 | 0 | 0 | 0 | 0 | -362.03 | 49.37 | 1059.66 | Sloan Canyon - Eldorado 500 kV constraint | Sloan Canyon - Eldorado 500 kV constraint | Sloan Canyon - Eldorado 500 kV constraint |  | 5 | 4 | YES | 4 | 1 | 1 | NO | 1
EOP | Eldorado | 500 | 0 | 0 | 0 | 0 | 0 | 0 | 0 | 0 | 0 | 0 | 0 | 0 | 0 | 0 | 0 | 0 | 0 | 0 | 0 | 0 | 0 | 0 | 0 | 0 | 1 | 0 | 0 | 0 | 0 | 0 | 0 | 0 | 0 | 0 | 0 | 0 | 0 | 0 | 0 | 0 | 0 | 0 | 0 | 0 | 0 | 0 | 0 | 0 | 0 | 0 | 0 | 0 | 0 | 0 | 0 | 0 | 0 | 0 | 0 | 0 | 0 | 0 | 0 | 0 | 0 | 0 | 0 | 0 | 0 | 0 | 0 | 0 | 0 | 0 | 0 | 0 | 0 | 0 | 0 | 0 | 0 | 0 | 0 | 0 | 0 | 0 | 0 | 0 | 0 | 0 | 0 | 0 | 0 | 0 | 0 | 0 | 0 | 0 |  | 0 | 0 | 0 | 0 | 0 | 0 | 0 | 0 | 0 | 0 | 0 | 0 | 0 | 0 | 0 | 0 | 0 | 0 | 0 | 3000 | 0 | 0 | 0 | 0 | 0 | 0 | 0 | 0 | 0 | 1 | 1 | 0 | 1 | 0 | 0 | 0 | -3041.755 | -297.01 | 3343.045 | Lugo - Victorville area constraint | Lugo - Victorville area constraint | Lugo - Victorville area constraint |  | 0 | 0 | 0 | 0 | 0 | 0 | 3758.245 | 6502.99 | 10143.045 | Lugo - Victorville area constraint | Lugo - Victorville area constraint | Lugo - Victorville area constraint |  | 5 | 1 | YES | 2 | 1 | 1 | NO | 1
SCE Northern | Elizabeth Lake | 66 | 0 | 0 | 1 | 0 | 0 | 0 | 0 | 0 | 0 | 0 | 0 | 0 | 0 | 0 | 0 | 0 | 0 | 0 | 0 | 0 | 0 | 0 | 0 | 0 | 1 | 0 | 0 | 0 | 0 | 0 | 0 | 0 | 0 | 0 | 0 | 0 | 0 | 0 | 0 | 0 | 0 | 0 | 0 | 0 | 0 | 0 | 0 | 0 | 0 | 0 | 0 | 0 | 0 | 0 | 0 | 0 | 0 | 0 | 0 | 0 | 0 | 0 | 0 | 0 | 0 | 0 | 0 | 0 | 0 | 0 | 0 | 0 | 0 | 0 | 0 | 0 | 0 | 0 | 0 | 0 | 0 | 0 | 0 | 0 | 0 | 0 | 0 | 0 | 0 | 0 | 0 | 0 | 0 | 0 | 0 | 0 | 0 | 0 |  | 0 | 0 | 0 | 0 | 0 | 0 | 0 | 0 | 0 | 0 | 0 | 0 | 0 | 0 | 0 | 0 | 0 | 0 | 0 | 0 | 0 | 0 | 0 | 0 | 0 | 0 | 0 | 0 | 0 | 0 | 1 | 0 | 1 | 0 | 0 | 0 | -3041.755 | -297.01 | 3343.045 | Lugo - Victorville area constraint | Lugo - Victorville area constraint | Lugo - Victorville area constraint |  | 0 | 0 | 0 | 0 | 0 | 0 | 3415.65 | 3934.5 | 7088.29 | Pardee-Sylmar Constraint | Pardee-Sylmar Constraint | Pardee-Sylmar Constraint |  | 5 | 1 | YES | 2 | 1 | 1 | NO | 1
PG&E KERN | Elk Hills | 230 | 0 | 0 | 0 | 0 | 0 | 0 | 0 | 0 | 0 | 0 | 0 | 0 | 0 | 0 | 0 | 0 | 0 | 0 | 0 | 0 | 0 | 0 | 0 | 0 | 0 | 0 | 0 | 0 | 0 | 0 | 0 | 0 | 0 | 0 | 0 | 0 | 0 | 0 | 0 | 0 | 0 | 0 | 0 | 0 | 0 | 0 | 0 | 0 | 0 | 0 | 0 | 0 | 0 | 0 | 0 | 0 | 0 | 0 | 0 | 0 | 0 | 0 | 0 | 0 | 0 | 0 | 0 | 1 | 1 | 0 | 1 | 0 | 0 | 0 | 1 | 0 | 0 | 0 | 1 | 0 | 0 | 0 | 0 | 0 | 0 | 0 | 0 | 0 | 0 | 0 | 0 | 0 | 0 | 0 | 1 | 0 | 0 | 0 |  | 0 | 0 | 0 | 0 | 0 | 0 | 0 | 0 | 0 | 0 | 0 | 0 | 0 | 0 | 0 | 0 | 0 | 0 | 0 | 0 | 0 | 0 | 0 | 5.25 | 0 | 0 | 0 | 0 | 0 | 1 | 2 | 0 | 1 | 0 | 2 | 1 | -827.515 | -266.9883 | -1162.3269 | Mustang-Henrietta 230 kV line | Cal Flat-Gates 230 kV line | Mustang-Henrietta 230 kV line |  | 0 | 0 | 0 | 0 | 1 | 1 | 69.097 | 513.0707 | -1162.3269 | Gates 500/230kV TB #12 | Gates 500/230kV TB #12 | Mustang-Henrietta 230 kV line |  | 5 | 1 | YES | 2 | 5 | 5 | NO | 5
SDGE | Elliot | 69 | 0 | 0 | 0 | 0 | 0 | 0 | 0 | 0 | 0 | 0 | 0 | 0 | 0 | 0 | 0 | 0 | 0 | 0 | 0 | 0 | 0 | 0 | 0 | 0 | 0 | 0 | 0 | 0 | 1 | 0 | 1 | 0 | 1 | 0 | 0 | 0 | 0 | 0 | 0 | 0 | 0 | 0 | 0 | 0 | 0 | 0 | 0 | 0 | 0 | 0 | 0 | 0 | 0 | 0 | 0 | 0 | 0 | 0 | 0 | 0 | 0 | 0 | 0 | 0 | 0 | 0 | 0 | 0 | 0 | 0 | 0 | 0 | 0 | 0 | 0 | 0 | 0 | 0 | 0 | 0 | 0 | 0 | 0 | 0 | 0 | 0 | 0 | 0 | 0 | 0 | 0 | 0 | 0 | 0 | 0 | 0 | 0 | 3 |  | 0 | 0 | 0 | 0 | 0 | 0 | 0 | 0 | 0 | 0 | 0 | 0 | 0 | 0 | 0 | 0 | 0 | 0 | 0 | 0 | 0 | 0 | 0 | 0 | 0 | 0 | 9.75 | 0 | 0 | 1 | 0 | 0 | 0 | 0 | 0 | 0 | 54.76 | 1329.48 | 7821.4994 | San Luis Rey-San Onofre 230 kV line constraint | San Luis Rey-San Onofre 230 kV line constraint | San Luis Rey-San Onofre 230 kV line constraint |  | 0 | 0 | 0 | 0 | 0 | 0 | 54.76 | 1329.48 | 7821.4994 | San Luis Rey-San Onofre 230 kV line constraint | San Luis Rey-San Onofre 230 kV line constraint | San Luis Rey-San Onofre 230 kV line constraint |  | 1 | 1 | NO | 1 | 1 | 1 | NO | 1
SCE Metro | Ellis | 230 | 0 | 0 | 0 | 0 | 0 | 0 | 0 | 0 | 0 | 1 | 0 | 0 | 0 | 0 | 0 | 0 | 0 | 0 | 0 | 0 | 0 | 0 | 0 | 0 | 0 | 0 | 0 | 0 | 0 | 0 | 0 | 0 | 0 | 0 | 0 | 0 | 0 | 0 | 0 | 0 | 0 | 0 | 0 | 0 | 0 | 0 | 0 | 0 | 0 | 0 | 0 | 0 | 0 | 0 | 0 | 0 | 0 | 0 | 0 | 0 | 0 | 0 | 0 | 0 | 0 | 0 | 0 | 0 | 0 | 0 | 0 | 0 | 0 | 0 | 0 | 0 | 0 | 0 | 0 | 0 | 0 | 0 | 0 | 0 | 0 | 0 | 0 | 0 | 0 | 0 | 0 | 0 | 0 | 0 | 0 | 0 | 0 | 0 |  | 0 | 0 | 0 | 0 | 0 | 0 | 0 | 0 | 0 | 0 | 0 | 0 | 0 | 0 | 0 | 0 | 0 | 0 | 0 | 0 | 0 | 0 | 0 | 0 | 0 | 0 | 0 | 0 | 0 | 0 | 0 | 0 | 0 | 0 | 0 | 0 | 9141.6 | 11076.2 | 14650.5055 | SCE Metro Area Default Constraint | SCE Metro Area Default Constraint | SCE Metro Area Default Constraint |  | 0 | 0 | 0 | 0 | 0 | 0 | 9141.6 | 11076.2 | 14650.5055 | SCE Metro Area Default Constraint | SCE Metro Area Default Constraint | SCE Metro Area Default Constraint |  | 1 | 1 | NO | 1 | 1 | 1 | NO | 1
SDGE | Encina | 138 | 0 | 0 | 0 | 0 | 0 | 0 | 0 | 0 | 0 | 0 | 0 | 0 | 0 | 0 | 0 | 0 | 0 | 0 | 0 | 0 | 0 | 0 | 0 | 0 | 0 | 0 | 0 | 0 | 0 | 0 | 1 | 0 | 1 | 0 | 0 | 0 | 0 | 0 | 0 | 0 | 0 | 0 | 0 | 0 | 0 | 0 | 0 | 0 | 0 | 0 | 0 | 0 | 0 | 0 | 0 | 0 | 0 | 0 | 0 | 0 | 0 | 0 | 0 | 0 | 0 | 0 | 0 | 0 | 0 | 0 | 0 | 0 | 0 | 0 | 0 | 0 | 0 | 0 | 0 | 0 | 0 | 0 | 0 | 0 | 0 | 0 | 0 | 0 | 0 | 0 | 0 | 0 | 0 | 0 | 0 | 0 | 0 | 2 |  | 0 | 0 | 0 | 0 | 0 | 0 | 0 | 0 | 0 | 0 | 0 | 0 | 0 | 0 | 0 | 0 | 0 | 0 | 0 | 0 | 0 | 0 | 0 | 0 | 0 | 0 | 0 | 0 | 0 | 0 | 0 | 0 | 0 | 0 | 0 | 0 | 54.76 | 1329.48 | 7821.4994 | San Luis Rey-San Onofre 230 kV line constraint | San Luis Rey-San Onofre 230 kV line constraint | San Luis Rey-San Onofre 230 kV line constraint |  | 0 | 0 | 0 | 0 | 0 | 0 | 54.76 | 1329.48 | 7821.4994 | San Luis Rey-San Onofre 230 kV line constraint | San Luis Rey-San Onofre 230 kV line constraint | San Luis Rey-San Onofre 230 kV line constraint |  | 1 | 1 | NO | 1 | 1 | 1 | NO | 1
SDGE | Encina | 230 | 0 | 0 | 0 | 0 | 0 | 0 | 0 | 0 | 0 | 0 | 0 | 0 | 0 | 0 | 0 | 0 | 0 | 0 | 0 | 0 | 0 | 0 | 0 | 0 | 0 | 0 | 0 | 0 | 0 | 0 | 1 | 0 | 1 | 0 | 0 | 0 | 0 | 0 | 0 | 0 | 0 | 0 | 0 | 0 | 0 | 0 | 0 | 0 | 0 | 0 | 0 | 0 | 0 | 0 | 0 | 0 | 0 | 0 | 0 | 0 | 0 | 0 | 0 | 0 | 0 | 0 | 0 | 0 | 0 | 0 | 0 | 0 | 0 | 0 | 0 | 0 | 0 | 0 | 0 | 0 | 0 | 0 | 0 | 0 | 0 | 0 | 0 | 0 | 0 | 0 | 0 | 0 | 0 | 0 | 0 | 0 | 0 | 2 |  | 0 | 0 | 0 | 0 | 0 | 0 | 0 | 0 | 0 | 0 | 0 | 0 | 0 | 0 | 0 | 0 | 0 | 0 | 0 | 0 | 0 | 0 | 0 | 0 | 0 | 0 | 0 | 0 | 0 | 0 | 0 | 0 | 0 | 0 | 0 | 0 | 54.76 | 1329.48 | 7821.4994 | San Luis Rey-San Onofre 230 kV line constraint | San Luis Rey-San Onofre 230 kV line constraint | San Luis Rey-San Onofre 230 kV line constraint |  | 0 | 0 | 0 | 0 | 0 | 0 | 54.76 | 1329.48 | 7821.4994 | San Luis Rey-San Onofre 230 kV line constraint | San Luis Rey-San Onofre 230 kV line constraint | San Luis Rey-San Onofre 230 kV line constraint |  | 1 | 1 | NO | 1 | 1 | 1 | NO | 1
SDGE | Escondido | 230 | 0 | 0 | 0 | 0 | 0 | 0 | 0 | 0 | 0 | 0 | 0 | 0 | 0 | 0 | 0 | 0 | 0 | 0 | 0 | 0 | 0 | 0 | 0 | 0 | 0 | 1 | 0 | 0 | 1 | 0 | 1 | 0 | 1 | 0 | 0 | 0 | 0 | 1 | 0 | 0 | 0 | 0 | 0 | 0 | 0 | 0 | 0 | 0 | 0 | 0 | 0 | 0 | 0 | 0 | 0 | 0 | 0 | 0 | 0 | 0 | 0 | 0 | 0 | 0 | 0 | 0 | 0 | 0 | 0 | 0 | 0 | 0 | 0 | 0 | 0 | 0 | 0 | 0 | 0 | 0 | 0 | 0 | 0 | 0 | 0 | 0 | 0 | 0 | 0 | 0 | 0 | 0 | 0 | 0 | 0 | 0 | 0 | 3 |  | 0 | 0 | 0 | 0 | 0 | 0 | 0 | 0 | 0 | 0 | 0 | 0 | 50 | 0 | 1 | 0 | 0 | 0 | 0 | 0 | 0 | 0 | 0 | 0 | 0 | 0 | 0 | 250 | 0 | 1 | 0 | 0 | 0 | 0 | 0 | 0 | 54.76 | 669.535 | 1737.03 | San Luis Rey-San Onofre 230 kV line constraint | Talega 230 kV constraint | Talega 230 kV constraint |  | 0 | 0 | 0 | 0 | 0 | 0 | 54.76 | 669.535 | 1737.03 | San Luis Rey-San Onofre 230 kV line constraint | Talega 230 kV constraint | Talega 230 kV constraint |  | 1 | 1 | NO | 1 | 1 | 1 | NO | 1
SDGE | Escondido | 69 | 0 | 0 | 0 | 0 | 0 | 0 | 0 | 0 | 0 | 0 | 0 | 0 | 0 | 0 | 0 | 0 | 0 | 0 | 0 | 0 | 0 | 0 | 0 | 0 | 0 | 1 | 0 | 0 | 0 | 0 | 1 | 0 | 1 | 0 | 0 | 0 | 0 | 1 | 0 | 0 | 0 | 0 | 0 | 0 | 0 | 0 | 0 | 0 | 0 | 0 | 0 | 0 | 0 | 0 | 0 | 0 | 0 | 0 | 0 | 0 | 0 | 0 | 0 | 0 | 0 | 0 | 0 | 0 | 0 | 0 | 0 | 0 | 0 | 0 | 0 | 0 | 0 | 0 | 0 | 0 | 0 | 0 | 0 | 0 | 0 | 0 | 0 | 0 | 0 | 0 | 0 | 0 | 0 | 0 | 0 | 0 | 0 | 2 |  | 0 | 0 | 0 | 0 | 0 | 0 | 0 | 0 | 0 | 0 | 0 | 0 | 0 | 0 | 0 | 0 | 0 | 0 | 0 | 0 | 0 | 0 | 0 | 0 | 0 | 0 | 0 | 0 | 0 | 0 | 0 | 0 | 0 | 0 | 0 | 0 | 54.76 | 669.535 | 1737.03 | San Luis Rey-San Onofre 230 kV line constraint | Talega 230 kV constraint | Talega 230 kV constraint |  | 0 | 0 | 0 | 0 | 0 | 0 | 54.76 | 669.535 | 1737.03 | San Luis Rey-San Onofre 230 kV line constraint | Talega 230 kV constraint | Talega 230 kV constraint |  | 1 | 1 | NO | 1 | 1 | 1 | NO | 1
PG&E KERN | Estrella | 230 | 0 | 0 | 0 | 0 | 0 | 0 | 0 | 0 | 0 | 0 | 0 | 0 | 0 | 0 | 0 | 0 | 0 | 0 | 0 | 0 | 0 | 0 | 0 | 0 | 0 | 0 | 0 | 0 | 0 | 0 | 0 | 0 | 0 | 0 | 0 | 0 | 0 | 0 | 0 | 0 | 0 | 0 | 0 | 0 | 0 | 0 | 0 | 0 | 0 | 0 | 0 | 0 | 0 | 0 | 0 | 0 | 0 | 0 | 0 | 0 | 0 | 0 | 0 | 0 | 0 | 0 | 0 | 1 | 1 | 0 | 0 | 0 | 0 | 0 | 0 | 0 | 0 | 0 | 0 | 1 | 0 | 0 | 0 | 0 | 0 | 1 | 0 | 0 | 0 | 0 | 0 | 0 | 0 | 0 | 0 | 1 | 0 | 1 |  | 0 | 0 | 0 | 0 | 0 | 0 | 0 | 0 | 0 | 0 | 0 | 0 | 0 | 0 | 0 | 0 | 0 | 0 | 0 | 0 | 0 | 0 | 0 | 0 | 0 | 0 | 0 | 0 | 0 | 0 | 2 | 0 | 1 | 0 | 1 | 0 | -77.985 | -266.9883 | -59.825 | Cal Flat-Gates 230 kV line | Cal Flat-Gates 230 kV line | Cal Flat-Gates 230 kV line |  | 1 | 0 | 0 | 0 | 0 | 0 | -9.103 | 211.6707 | 170.175 | Gates 500/230kV TB #11 | Gates 500/230kV TB #11 | Cal Flat-Gates 230 kV line |  | 5 | 5 | NO | 5 | 5 | 1 | YES | 2
SCE Eastern | Etiwanda | 230 | 0 | 0 | 0 | 0 | 0 | 0 | 0 | 0 | 0 | 0 | 0 | 0 | 0 | 0 | 0 | 0 | 0 | 0 | 0 | 1 | 0 | 0 | 0 | 0 | 0 | 0 | 0 | 0 | 0 | 0 | 0 | 0 | 0 | 0 | 0 | 0 | 0 | 0 | 0 | 0 | 0 | 0 | 0 | 0 | 0 | 0 | 0 | 0 | 0 | 0 | 0 | 0 | 0 | 0 | 0 | 0 | 0 | 0 | 0 | 0 | 0 | 0 | 0 | 0 | 0 | 0 | 0 | 0 | 0 | 0 | 0 | 0 | 0 | 0 | 0 | 0 | 0 | 0 | 0 | 0 | 0 | 0 | 0 | 0 | 0 | 0 | 0 | 0 | 0 | 0 | 0 | 0 | 0 | 0 | 0 | 0 | 0 | 0 |  | 0 | 0 | 0 | 0 | 0 | 0 | 0 | 0 | 0 | 0 | 0 | 100 | 0 | 0 | 1 | 0 | 0 | 0 | 0 | 0 | 0 | 0 | 0 | 0 | 0 | 0 | 270 | 0 | 0 | 1 | 0 | 0 | 0 | 0 | 0 | 0 | 832.65 | 2234.325 | 8637.475 | Etiwanda-Rancho Vista Constraint | Etiwanda-Rancho Vista Constraint | Etiwanda-Rancho Vista Constraint |  | 0 | 0 | 0 | 0 | 0 | 0 | 832.65 | 2234.325 | 8637.475 | Etiwanda-Rancho Vista Constraint | Etiwanda-Rancho Vista Constraint | Etiwanda-Rancho Vista Constraint |  | 1 | 1 | NO | 1 | 1 | 1 | NO | 1
PG&E GBA | Evergreen | 115 | 0 | 0 | 0 | 0 | 0 | 0 | 0 | 0 | 0 | 0 | 0 | 0 | 0 | 0 | 0 | 0 | 0 | 0 | 0 | 0 | 0 | 0 | 0 | 0 | 0 | 0 | 0 | 0 | 0 | 0 | 0 | 0 | 0 | 0 | 0 | 0 | 0 | 0 | 0 | 0 | 0 | 0 | 0 | 0 | 0 | 0 | 0 | 0 | 0 | 0 | 0 | 0 | 0 | 0 | 0 | 1 | 0 | 0 | 0 | 1 | 0 | 0 | 0 | 0 | 0 | 0 | 0 | 0 | 0 | 0 | 0 | 0 | 0 | 0 | 0 | 0 | 0 | 0 | 0 | 0 | 0 | 0 | 0 | 0 | 0 | 0 | 0 | 0 | 0 | 0 | 0 | 0 | 0 | 0 | 0 | 0 | 0 | 0 |  | 0 | 0 | 0 | 0 | 0 | 0 | 0 | 0 | 0 | 0 | 0 | 0 | 0 | 0 | 0 | 0 | 0 | 0 | 0 | 0 | 0 | 0 | 0 | 0 | 0 | 0 | 0 | 0 | 0 | 0 | 1 | 0 | 0 | 0 | 0 | 0 | -1184.5215 | 933.1939 | 4193.782 | Tesla-Bellota 230 kV line | Tesla-Bellota 230 kV line | Tesla-Bellota 230 kV line |  | 0 | 1 | 0 | 0 | 0 | 0 | -884.5215 | 1233.1939 | 4193.782 | Tesla-Bellota 230 kV line | Tesla-Bellota 230 kV line | Tesla-Bellota 230 kV line |  | 5 | 4 | YES | 4 | 1 | 1 | NO | 1
PG&E GBA | Evergreen | 60 | 0 | 0 | 0 | 0 | 0 | 0 | 0 | 0 | 0 | 0 | 0 | 0 | 0 | 0 | 0 | 0 | 0 | 0 | 0 | 0 | 0 | 0 | 0 | 0 | 0 | 0 | 0 | 0 | 0 | 0 | 0 | 0 | 0 | 0 | 0 | 0 | 0 | 0 | 0 | 0 | 0 | 0 | 0 | 0 | 0 | 0 | 0 | 0 | 0 | 0 | 0 | 0 | 0 | 0 | 0 | 0 | 0 | 0 | 0 | 1 | 0 | 0 | 0 | 0 | 0 | 0 | 0 | 0 | 0 | 0 | 0 | 0 | 0 | 0 | 0 | 0 | 0 | 0 | 0 | 0 | 0 | 0 | 0 | 0 | 0 | 0 | 0 | 0 | 0 | 0 | 0 | 0 | 0 | 0 | 0 | 0 | 1 | 0 |  | 0 | 0 | 0 | 0 | 0 | 0 | 0 | 0 | 0 | 0 | 0 | 0 | 0 | 0 | 0 | 0 | 0 | 0 | 0 | 0 | 0 | 0 | 0 | 0 | 0 | 0 | 0 | 0 | 0 | 0 | 1 | 0 | 0 | 0 | 0 | 0 | -1184.5215 | 933.1939 | 4193.782 | Tesla-Bellota 230 kV line | Tesla-Bellota 230 kV line | Tesla-Bellota 230 kV line |  | 0 | 1 | 0 | 0 | 0 | 0 | -884.5215 | 1037.76 | 4193.782 | Tesla-Bellota 230 kV line | NEW-Metcalf-Mosslanding 500kV | Tesla-Bellota 230 kV line |  | 5 | 4 | YES | 4 | 1 | 1 | NO | 1
PG&E FRESNO | Excelsior | 115 | 0 | 0 | 0 | 0 | 0 | 0 | 0 | 0 | 0 | 0 | 0 | 0 | 0 | 0 | 0 | 0 | 0 | 0 | 0 | 0 | 0 | 0 | 0 | 0 | 0 | 0 | 0 | 0 | 0 | 0 | 0 | 0 | 0 | 0 | 0 | 0 | 0 | 0 | 0 | 0 | 0 | 0 | 0 | 0 | 0 | 1 | 0 | 0 | 0 | 0 | 0 | 0 | 0 | 0 | 0 | 0 | 0 | 0 | 0 | 0 | 0 | 0 | 0 | 0 | 0 | 0 | 0 | 0 | 0 | 0 | 0 | 0 | 0 | 0 | 0 | 0 | 0 | 0 | 1 | 1 | 1 | 1 | 1 | 0 | 0 | 1 | 1 | 1 | 0 | 0 | 0 | 0 | 0 | 0 | 0 | 0 | 0 | 1 |  | 0 | 0 | 0 | 0 | 0 | 0 | 0 | 0 | 0 | 0 | 0 | 0 | 0 | 0 | 0 | 0 | 0 | 0 | 0 | 0 | 0 | 0 | 0 | 0 | 100 | 30 | 0 | 20 | 0 | 1 | 4 | 0 | 2 | 0 | 2 | 0 | -951.4315 | -212.6541 | -369.3748 | Bellota-Weber 230kV line | Bellota-Weber 230kV line | Gates 500/230kV TB #12 |  | 2 | 1 | 0 | 0 | 1 | 0 | -491.4315 | 209.845 | -369.3748 | Bellota-Weber 230kV line | Tranquility-Helm 230kV Line | Gates 500/230kV TB #12 |  | 5 | 5 | NO | 5 | 5 | 5 | NO | 5
PG&E FRESNO | Exchequer | 115 | 0 | 0 | 0 | 0 | 0 | 0 | 0 | 0 | 0 | 0 | 0 | 0 | 0 | 0 | 0 | 0 | 0 | 0 | 0 | 0 | 0 | 0 | 0 | 0 | 0 | 0 | 0 | 0 | 0 | 0 | 0 | 0 | 0 | 0 | 0 | 0 | 0 | 0 | 0 | 0 | 0 | 0 | 0 | 0 | 0 | 1 | 0 | 0 | 0 | 0 | 0 | 0 | 0 | 0 | 0 | 0 | 0 | 0 | 0 | 1 | 0 | 0 | 0 | 0 | 0 | 0 | 0 | 0 | 0 | 0 | 0 | 0 | 0 | 0 | 0 | 0 | 0 | 0 | 1 | 0 | 0 | 1 | 1 | 1 | 1 | 1 | 0 | 1 | 1 | 1 | 1 | 0 | 1 | 0 | 0 | 0 | 0 | 2 |  | 0 | 0 | 0 | 0 | 0 | 0 | 0 | 0 | 0 | 0 | 0 | 0 | 0 | 0 | 0 | 0 | 3.8 | 0 | 0 | 0 | 0 | 0 | 0 | 0 | 0 | 0 | 0 | 0 | 0 | 1 | 5 | 0 | 3 | 0 | 1 | 0 | -1662.7 | -1176 | -369.3748 | Borden-Storey #1 230kV line | Borden-Storey #1 230kV line | Gates 500/230kV TB #12 |  | 1 | 3 | 0 | 0 | 1 | 0 | -884.5215 | 40.7 | -369.3748 | Tesla-Bellota 230 kV line | Merced 115/70kV TB#2 | Gates 500/230kV TB #12 |  | 5 | 5 | NO | 5 | 5 | 5 | NO | 5
PG&E KERN | Fairway | 115 | 0 | 0 | 0 | 0 | 0 | 0 | 0 | 0 | 0 | 0 | 0 | 0 | 0 | 0 | 0 | 0 | 0 | 0 | 0 | 0 | 0 | 0 | 0 | 0 | 0 | 0 | 0 | 0 | 0 | 0 | 0 | 0 | 0 | 0 | 0 | 0 | 0 | 0 | 0 | 0 | 0 | 0 | 0 | 0 | 0 | 0 | 0 | 0 | 0 | 0 | 0 | 0 | 0 | 0 | 0 | 0 | 0 | 0 | 0 | 0 | 0 | 0 | 0 | 0 | 0 | 0 | 0 | 1 | 1 | 0 | 0 | 0 | 0 | 0 | 0 | 0 | 0 | 0 | 0 | 1 | 0 | 0 | 0 | 0 | 0 | 1 | 0 | 0 | 0 | 0 | 0 | 0 | 0 | 0 | 0 | 1 | 0 | 1 |  | 0 | 0 | 0 | 0 | 0 | 0 | 0 | 0 | 0 | 0 | 0 | 10 | 0 | 0 | 1 | 0 | 0 | 0 | 0 | 0 | 0 | 0 | 0 | 0 | 0 | 0 | 10 | 0 | 0 | 1 | 2 | 0 | 1 | 0 | 1 | 0 | -77.985 | -266.9883 | -59.825 | Cal Flat-Gates 230 kV line | Cal Flat-Gates 230 kV line | Cal Flat-Gates 230 kV line |  | 1 | 0 | 0 | 0 | 0 | 0 | -9.103 | 211.6707 | 170.175 | Gates 500/230kV TB #11 | Gates 500/230kV TB #11 | Cal Flat-Gates 230 kV line |  | 5 | 5 | NO | 5 | 5 | 1 | YES | 2
PG&E KERN | Famoso | 115 | 0 | 0 | 0 | 0 | 0 | 0 | 0 | 0 | 0 | 0 | 0 | 0 | 0 | 0 | 0 | 0 | 0 | 0 | 0 | 0 | 0 | 0 | 0 | 0 | 0 | 0 | 0 | 0 | 0 | 0 | 0 | 0 | 0 | 0 | 0 | 0 | 0 | 0 | 0 | 0 | 0 | 0 | 0 | 0 | 0 | 0 | 0 | 0 | 0 | 0 | 0 | 0 | 0 | 0 | 0 | 0 | 0 | 0 | 0 | 0 | 0 | 0 | 0 | 0 | 0 | 0 | 0 | 1 | 1 | 0 | 0 | 0 | 0 | 0 | 0 | 1 | 0 | 0 | 0 | 1 | 0 | 0 | 0 | 0 | 0 | 0 | 0 | 0 | 0 | 0 | 0 | 0 | 0 | 0 | 0 | 0 | 0 | 0 |  | 0 | 0 | 0 | 0 | 0 | 0 | 0 | 0 | 0 | 0 | 0 | 0 | 0 | 0 | 0 | 0 | 0 | 0 | 0 | 0 | 0 | 0 | 0 | 4 | 0 | 0 | 0 | 0 | 0 | 1 | 2 | 0 | 1 | 0 | 1 | 0 | -77.985 | -266.9883 | -59.825 | Cal Flat-Gates 230 kV line | Cal Flat-Gates 230 kV line | Cal Flat-Gates 230 kV line |  | 1 | 0 | 0 | 0 | 0 | 0 | -9.103 | 193.6 | 170.175 | Gates 500/230kV TB #11 | Semitropic-Midway 115kV Line | Cal Flat-Gates 230 kV line |  | 5 | 5 | NO | 5 | 5 | 1 | YES | 2
PG&E NGBA | Fern Road | 500 | 0 | 0 | 0 | 0 | 0 | 0 | 0 | 0 | 0 | 0 | 0 | 0 | 0 | 0 | 0 | 0 | 0 | 0 | 0 | 0 | 0 | 0 | 0 | 0 | 0 | 0 | 0 | 0 | 0 | 0 | 0 | 0 | 0 | 0 | 0 | 0 | 0 | 0 | 0 | 1 | 0 | 0 | 0 | 0 | 0 | 0 | 0 | 0 | 0 | 0 | 0 | 0 | 0 | 0 | 0 | 0 | 0 | 0 | 0 | 0 | 0 | 0 | 0 | 0 | 0 | 0 | 0 | 0 | 0 | 0 | 0 | 0 | 0 | 0 | 0 | 0 | 0 | 0 | 0 | 0 | 0 | 0 | 0 | 0 | 0 | 0 | 0 | 0 | 0 | 0 | 0 | 0 | 0 | 0 | 0 | 0 | 0 | 0 |  | 0 | 0 | 0 | 0 | 0 | 0 | 0 | 0 | 0 | 0 | 0 | 0 | 0 | 0 | 0 | 0 | 0 | 0 | 0 | 0 | 0 | 0 | 0 | 0 | 0 | 0 | 0 | 0 | 0 | 0 | 0 | 0 | 0 | 0 | 0 | 0 | 1.495 | 1408.886 | 6856.8328 | Collinsville-Tesla 500 kV Line | Collinsville-Tesla 500 kV Line | Collinsville-Tesla 500 kV Line |  | 0 | 0 | 0 | 0 | 0 | 0 | 1.495 | 1408.886 | 6856.8328 | Collinsville-Tesla 500 kV Line | Collinsville-Tesla 500 kV Line | Collinsville-Tesla 500 kV Line |  | 1 | 1 | NO | 1 | 1 | 1 | NO | 1
PG&E GBA | Fibreboard (SPI Sonora) | 115 | 0 | 0 | 0 | 0 | 0 | 0 | 0 | 0 | 0 | 0 | 0 | 0 | 0 | 0 | 0 | 0 | 0 | 0 | 0 | 0 | 0 | 0 | 0 | 0 | 0 | 0 | 0 | 0 | 0 | 0 | 0 | 0 | 0 | 0 | 0 | 0 | 0 | 0 | 0 | 0 | 0 | 0 | 0 | 0 | 0 | 1 | 0 | 0 | 0 | 0 | 0 | 0 | 0 | 0 | 0 | 1 | 0 | 1 | 0 | 1 | 0 | 0 | 0 | 0 | 0 | 1 | 0 | 0 | 0 | 0 | 0 | 0 | 0 | 0 | 0 | 0 | 0 | 0 | 0 | 0 | 0 | 0 | 0 | 0 | 0 | 0 | 0 | 0 | 0 | 0 | 0 | 0 | 0 | 0 | 0 | 0 | 0 | 0 |  | 0 | 0 | 0 | 0 | 0 | 0 | 0 | 0 | 0 | 0 | 0 | 0 | 0 | 0 | 0 | 0 | 0 | 0 | 0 | 0 | 0 | 0 | 0 | 0 | 0 | 0 | 0 | 0 | 0 | 0 | 2 | 0 | 1 | 0 | 0 | 0 | -1184.5215 | -212.6541 | 653.3714 | Tesla-Bellota 230 kV line | Bellota-Weber 230kV line | Kasson Jct-Heinz 115 kV line |  | 0 | 2 | 0 | 0 | 0 | 0 | -884.5215 | 201.2909 | 653.3714 | Tesla-Bellota 230 kV line | Kasson Jct-Heinz 115 kV line | Kasson Jct-Heinz 115 kV line |  | 5 | 4 | YES | 4 | 1 | 1 | NO | 1
PG&E FRESNO | Figarden | 230 | 0 | 0 | 0 | 0 | 0 | 0 | 0 | 0 | 0 | 0 | 0 | 0 | 0 | 0 | 0 | 0 | 0 | 0 | 0 | 0 | 0 | 0 | 0 | 0 | 0 | 0 | 0 | 0 | 0 | 0 | 0 | 0 | 0 | 0 | 0 | 0 | 0 | 0 | 0 | 0 | 0 | 0 | 0 | 0 | 0 | 0 | 0 | 0 | 0 | 0 | 0 | 0 | 0 | 0 | 0 | 0 | 0 | 0 | 0 | 1 | 0 | 0 | 0 | 0 | 0 | 0 | 0 | 0 | 0 | 0 | 0 | 0 | 0 | 0 | 0 | 0 | 0 | 0 | 0 | 1 | 0 | 1 | 1 | 1 | 0 | 1 | 0 | 1 | 0 | 0 | 0 | 0 | 1 | 0 | 0 | 0 | 0 | 1 |  | 0 | 0 | 0 | 0 | 0 | 0 | 0 | 0 | 0 | 0 | 0 | 0 | 0 | 0 | 0 | 0 | 0 | 0 | 0 | 0 | 0 | 0 | 0 | 0 | 0 | 0 | 0 | 0 | 0 | 0 | 4 | 0 | 1 | 0 | 0 | 0 | -1184.5215 | -478 | 6.7626 | Tesla-Bellota 230 kV line | Chowchilla-Le grand 115kV Line | Oro Loma-El Nido 115kV Line |  | 2 | 1 | 0 | 0 | 0 | 0 | -884.5215 | 209.845 | 6.7626 | Tesla-Bellota 230 kV line | Tranquility-Helm 230kV Line | Oro Loma-El Nido 115kV Line |  | 5 | 5 | NO | 5 | 1 | 1 | NO | 1
PG&E FRESNO | Fink | 230 | 0 | 0 | 0 | 0 | 0 | 0 | 0 | 0 | 0 | 0 | 0 | 0 | 0 | 0 | 0 | 0 | 0 | 0 | 0 | 0 | 0 | 0 | 0 | 0 | 0 | 0 | 0 | 0 | 0 | 0 | 0 | 0 | 0 | 0 | 0 | 0 | 0 | 0 | 0 | 0 | 0 | 0 | 0 | 0 | 0 | 0 | 0 | 0 | 0 | 0 | 0 | 0 | 0 | 0 | 0 | 0 | 0 | 0 | 0 | 0 | 0 | 0 | 0 | 0 | 0 | 0 | 0 | 0 | 0 | 0 | 0 | 0 | 0 | 0 | 0 | 0 | 0 | 0 | 0 | 0 | 0 | 0 | 0 | 0 | 0 | 1 | 0 | 0 | 0 | 0 | 0 | 0 | 0 | 0 | 0 | 0 | 0 | 1 |  | 0 | 0 | 0 | 0 | 0 | 0 | 0 | 0 | 0 | 50 | 0 | 5 | 0 | 0 | 1 | 0 | 0 | 0 | 0 | 0 | 0 | 0 | 0 | 0 | 80 | 110 | 162 | 0 | 0 | 1 | 0 | 0 | 0 | 0 | 0 | 0 | 2359.462 | 3104.996 | 5228.6821 | Los Banos 500/230kV TB | Los Banos 500/230kV TB | Los Banos 500/230kV TB |  | 0 | 0 | 0 | 0 | 0 | 0 | 2359.462 | 3104.996 | 5228.6821 | Los Banos 500/230kV TB | Los Banos 500/230kV TB | Los Banos 500/230kV TB |  | 1 | 1 | NO | 1 | 1 | 1 | NO | 1
PG&E NGBA | Fitch Mountain | 60 | 0 | 0 | 0 | 0 | 0 | 0 | 0 | 0 | 0 | 0 | 0 | 0 | 0 | 0 | 0 | 0 | 0 | 0 | 0 | 0 | 0 | 0 | 0 | 0 | 0 | 0 | 0 | 0 | 0 | 0 | 0 | 0 | 0 | 0 | 0 | 0 | 0 | 0 | 0 | 1 | 0 | 0 | 0 | 0 | 0 | 0 | 0 | 0 | 0 | 0 | 0 | 0 | 1 | 0 | 0 | 0 | 0 | 0 | 0 | 0 | 0 | 0 | 0 | 0 | 0 | 0 | 1 | 0 | 0 | 0 | 0 | 0 | 0 | 0 | 0 | 0 | 0 | 0 | 0 | 0 | 0 | 0 | 0 | 0 | 0 | 0 | 0 | 0 | 0 | 0 | 0 | 0 | 0 | 0 | 0 | 0 | 0 | 1 |  | 0 | 0 | 0 | 0 | 0 | 0 | 0 | 0 | 0 | 0 | 0 | 0 | 0 | 0 | 0 | 0 | 0 | 0 | 0 | 0 | 0 | 0 | 0 | 0 | 0 | 0 | 0 | 0 | 0 | 0 | 1 | 0 | 1 | 0 | 0 | 0 | -547.725 | -217.477 | 718.102 | Birds Landing-Contra Costa 230kV Line | Birds Landing-Contra Costa 230kV Line | Birds Landing-Contra Costa 230kV Line |  | 0 | 0 | 0 | 0 | 0 | 0 | 1.495 | 1408.886 | 718.102 | Collinsville-Tesla 500 kV Line | Collinsville-Tesla 500 kV Line | Birds Landing-Contra Costa 230kV Line |  | 5 | 1 | YES | 2 | 1 | 1 | NO | 1
PG&E GBA | FMC | 115 | 0 | 0 | 0 | 0 | 0 | 0 | 0 | 0 | 0 | 0 | 0 | 0 | 0 | 0 | 0 | 0 | 0 | 0 | 0 | 0 | 0 | 0 | 0 | 0 | 0 | 0 | 0 | 0 | 0 | 0 | 0 | 0 | 0 | 0 | 0 | 0 | 0 | 0 | 0 | 0 | 0 | 0 | 0 | 0 | 0 | 0 | 0 | 0 | 0 | 0 | 0 | 0 | 0 | 0 | 0 | 1 | 0 | 0 | 0 | 1 | 0 | 0 | 0 | 0 | 0 | 0 | 0 | 0 | 0 | 0 | 0 | 0 | 0 | 0 | 0 | 0 | 0 | 0 | 0 | 0 | 0 | 0 | 0 | 0 | 0 | 0 | 0 | 0 | 0 | 0 | 0 | 0 | 0 | 0 | 0 | 0 | 0 | 0 |  | 0 | 0 | 0 | 0 | 0 | 0 | 0 | 0 | 0 | 0 | 0 | 0 | 0 | 0 | 0 | 0 | 0 | 0 | 0 | 0 | 0 | 0 | 0 | 0 | 0 | 0 | 0 | 0 | 0 | 0 | 1 | 0 | 0 | 0 | 0 | 0 | -1184.5215 | 933.1939 | 4193.782 | Tesla-Bellota 230 kV line | Tesla-Bellota 230 kV line | Tesla-Bellota 230 kV line |  | 0 | 1 | 0 | 0 | 0 | 0 | -884.5215 | 1233.1939 | 4193.782 | Tesla-Bellota 230 kV line | Tesla-Bellota 230 kV line | Tesla-Bellota 230 kV line |  | 5 | 4 | YES | 4 | 1 | 1 | NO | 1
PG&E GBA | Fremont | 115 | 0 | 0 | 0 | 0 | 0 | 0 | 0 | 0 | 0 | 0 | 0 | 0 | 0 | 0 | 0 | 0 | 0 | 0 | 0 | 0 | 0 | 0 | 0 | 0 | 0 | 0 | 0 | 0 | 0 | 0 | 0 | 0 | 0 | 0 | 0 | 0 | 0 | 0 | 0 | 0 | 0 | 0 | 0 | 0 | 0 | 0 | 0 | 0 | 0 | 0 | 0 | 0 | 1 | 0 | 0 | 1 | 0 | 0 | 0 | 0 | 0 | 0 | 0 | 0 | 0 | 0 | 0 | 0 | 0 | 0 | 0 | 0 | 0 | 0 | 0 | 0 | 0 | 0 | 0 | 0 | 0 | 0 | 0 | 0 | 0 | 0 | 0 | 0 | 0 | 0 | 0 | 0 | 0 | 0 | 0 | 0 | 0 | 1 |  | 0 | 0 | 0 | 0 | 0 | 0 | 0 | 0 | 0 | 0 | 0 | 0 | 0 | 0 | 0 | 0 | 0 | 0 | 0 | 0 | 0 | 0 | 0 | 0 | 0 | 0 | 0 | 0 | 0 | 0 | 0 | 0 | 0 | 0 | 0 | 0 | 176.2535 | 2255.0719 | 5254.388 | Tesla-Tracy-Pump 230 kV line #2 | Tesla-Tracy-Pump 230 kV line #2 | Sobrante-Moraga 230 kV line |  | 0 | 0 | 0 | 0 | 0 | 0 | 176.2535 | 2255.0719 | 5254.388 | Tesla-Tracy-Pump 230 kV line #2 | Tesla-Tracy-Pump 230 kV line #2 | Sobrante-Moraga 230 kV line |  | 1 | 1 | NO | 1 | 1 | 1 | NO | 1
PG&E GBA | French Camp | 60 | 0 | 0 | 0 | 0 | 0 | 0 | 0 | 0 | 0 | 0 | 0 | 0 | 0 | 0 | 0 | 0 | 0 | 0 | 0 | 0 | 0 | 0 | 0 | 0 | 0 | 0 | 0 | 0 | 0 | 0 | 0 | 0 | 0 | 0 | 0 | 0 | 0 | 0 | 0 | 0 | 0 | 0 | 0 | 0 | 0 | 1 | 0 | 0 | 0 | 0 | 0 | 0 | 0 | 0 | 0 | 0 | 0 | 0 | 0 | 1 | 0 | 0 | 0 | 0 | 0 | 0 | 0 | 0 | 0 | 0 | 0 | 0 | 0 | 0 | 0 | 0 | 0 | 0 | 0 | 0 | 0 | 0 | 0 | 0 | 0 | 1 | 0 | 0 | 0 | 0 | 0 | 0 | 0 | 0 | 0 | 0 | 0 | 1 |  | 0 | 0 | 0 | 0 | 0 | 0 | 0 | 0 | 0 | 0 | 0 | 0 | 0 | 0 | 0 | 0 | 0 | 0 | 0 | 0 | 0 | 0 | 0 | 0 | 0 | 0 | 0 | 0 | 0 | 0 | 2 | 0 | 1 | 0 | 0 | 0 | -1184.5215 | -212.6541 | 2570.2022 | Tesla-Bellota 230 kV line | Bellota-Weber 230kV line | Bellota-Weber 230kV line |  | 0 | 2 | 0 | 0 | 0 | 0 | -884.5215 | 247.3459 | 2570.2022 | Tesla-Bellota 230 kV line | Bellota-Weber 230kV line | Bellota-Weber 230kV line |  | 5 | 4 | YES | 4 | 1 | 1 | NO | 1
PG&E GBA | Frogtown | 115 | 0 | 0 | 0 | 0 | 0 | 0 | 0 | 0 | 0 | 0 | 0 | 0 | 0 | 0 | 0 | 0 | 0 | 0 | 0 | 0 | 0 | 0 | 0 | 0 | 0 | 0 | 0 | 0 | 0 | 0 | 0 | 0 | 0 | 0 | 0 | 0 | 0 | 0 | 0 | 0 | 0 | 0 | 0 | 0 | 0 | 1 | 0 | 0 | 0 | 0 | 0 | 0 | 0 | 0 | 0 | 1 | 0 | 0 | 0 | 1 | 0 | 0 | 0 | 0 | 0 | 0 | 0 | 0 | 0 | 0 | 0 | 0 | 0 | 0 | 0 | 0 | 0 | 0 | 0 | 0 | 0 | 0 | 0 | 0 | 0 | 0 | 0 | 0 | 0 | 0 | 0 | 0 | 0 | 0 | 0 | 0 | 0 | 0 |  | 0 | 0 | 0 | 0 | 0 | 0 | 0 | 0 | 0 | 0 | 0 | 0 | 0 | 0 | 0 | 0 | 0 | 0 | 0 | 0 | 0 | 0 | 0 | 0 | 0 | 0 | 0 | 0 | 0 | 0 | 2 | 0 | 1 | 0 | 0 | 0 | -1184.5215 | -212.6541 | 2570.2022 | Tesla-Bellota 230 kV line | Bellota-Weber 230kV line | Bellota-Weber 230kV line |  | 0 | 2 | 0 | 0 | 0 | 0 | -884.5215 | 247.3459 | 2570.2022 | Tesla-Bellota 230 kV line | Bellota-Weber 230kV line | Bellota-Weber 230kV line |  | 5 | 4 | YES | 4 | 1 | 1 | NO | 1
PG&E NGBA | Fulton | 115 | 0 | 0 | 0 | 0 | 0 | 0 | 0 | 0 | 0 | 0 | 0 | 0 | 0 | 0 | 0 | 0 | 0 | 0 | 0 | 0 | 0 | 0 | 0 | 0 | 0 | 0 | 0 | 0 | 0 | 0 | 0 | 0 | 0 | 0 | 0 | 0 | 0 | 0 | 0 | 1 | 0 | 1 | 0 | 0 | 0 | 0 | 0 | 0 | 0 | 0 | 0 | 1 | 1 | 1 | 1 | 1 | 0 | 0 | 0 | 1 | 0 | 0 | 0 | 0 | 0 | 1 | 1 | 0 | 0 | 0 | 0 | 0 | 0 | 0 | 0 | 0 | 0 | 0 | 0 | 0 | 0 | 0 | 0 | 0 | 0 | 0 | 0 | 0 | 0 | 0 | 0 | 0 | 0 | 0 | 0 | 0 | 0 | 2 |  | 0 | 0 | 0 | 0 | 0 | 0 | 0 | 0 | 0 | 0 | 0 | 0 | 0 | 0 | 0 | 0 | 0 | 0 | 0 | 0 | 0 | 0 | 0 | 0 | 0 | 0 | 0 | 0 | 0 | 0 | 3 | 0 | 2 | 0 | 0 | 0 | -1184.5215 | -217.477 | 718.102 | Tesla-Bellota 230 kV line | Birds Landing-Contra Costa 230kV Line | Birds Landing-Contra Costa 230kV Line |  | 0 | 1 | 0 | 0 | 0 | 0 | -884.5215 | 678.723 | 718.102 | Tesla-Bellota 230 kV line | Contra Costa- Windmaster 230 kV line | Birds Landing-Contra Costa 230kV Line |  | 5 | 4 | YES | 4 | 1 | 1 | NO | 1
PG&E NGBA | Fulton | 230 | 0 | 0 | 0 | 0 | 0 | 0 | 0 | 0 | 0 | 0 | 0 | 0 | 0 | 0 | 0 | 0 | 0 | 0 | 0 | 0 | 0 | 0 | 0 | 0 | 0 | 0 | 0 | 0 | 0 | 0 | 0 | 0 | 0 | 0 | 0 | 0 | 0 | 0 | 0 | 1 | 0 | 1 | 0 | 0 | 0 | 0 | 0 | 0 | 0 | 0 | 0 | 0 | 1 | 1 | 1 | 1 | 0 | 0 | 1 | 1 | 0 | 0 | 0 | 0 | 0 | 1 | 1 | 0 | 0 | 0 | 0 | 0 | 0 | 0 | 0 | 0 | 0 | 0 | 0 | 0 | 0 | 0 | 0 | 0 | 0 | 0 | 0 | 0 | 0 | 0 | 0 | 0 | 0 | 0 | 0 | 0 | 0 | 1 |  | 0 | 0 | 0 | 0 | 0 | 0 | 0 | 0 | 0 | 0 | 0 | 0 | 0 | 0 | 0 | 54 | 0 | 0 | 0 | 0 | 0 | 0 | 0 | 0 | 0 | 0 | 38 | 0 | 0 | 1 | 3 | 0 | 2 | 0 | 0 | 0 | -1184.5215 | -217.477 | 718.102 | Tesla-Bellota 230 kV line | Birds Landing-Contra Costa 230kV Line | Birds Landing-Contra Costa 230kV Line |  | 0 | 1 | 0 | 0 | 0 | 0 | -884.5215 | 678.723 | 718.102 | Tesla-Bellota 230 kV line | Contra Costa- Windmaster 230 kV line | Birds Landing-Contra Costa 230kV Line |  | 5 | 4 | YES | 4 | 1 | 1 | NO | 1
PG&E NGBA | Fulton | 60 | 0 | 0 | 0 | 0 | 0 | 0 | 0 | 0 | 0 | 0 | 0 | 0 | 0 | 0 | 0 | 0 | 0 | 0 | 0 | 0 | 0 | 0 | 0 | 0 | 0 | 0 | 0 | 0 | 0 | 0 | 0 | 0 | 0 | 0 | 0 | 0 | 0 | 0 | 0 | 1 | 0 | 0 | 0 | 0 | 0 | 0 | 0 | 0 | 0 | 0 | 0 | 0 | 1 | 0 | 0 | 0 | 0 | 0 | 0 | 0 | 0 | 0 | 0 | 0 | 0 | 0 | 1 | 0 | 0 | 0 | 0 | 0 | 0 | 0 | 0 | 0 | 0 | 0 | 0 | 0 | 0 | 0 | 0 | 0 | 0 | 0 | 0 | 0 | 0 | 0 | 0 | 0 | 0 | 0 | 0 | 0 | 0 | 1 |  | 0 | 0 | 0 | 0 | 0 | 0 | 0 | 0 | 0 | 0 | 0 | 0 | 0 | 0 | 0 | 0 | 0 | 0 | 0 | 0 | 0 | 0 | 0 | 0 | 0 | 0 | 0 | 0 | 0 | 0 | 1 | 0 | 1 | 0 | 0 | 0 | -547.725 | -217.477 | 718.102 | Birds Landing-Contra Costa 230kV Line | Birds Landing-Contra Costa 230kV Line | Birds Landing-Contra Costa 230kV Line |  | 0 | 0 | 0 | 0 | 0 | 0 | 1.495 | 1408.886 | 718.102 | Collinsville-Tesla 500 kV Line | Collinsville-Tesla 500 kV Line | Birds Landing-Contra Costa 230kV Line |  | 5 | 1 | YES | 2 | 1 | 1 | NO | 1
PG&E KERN | Ganso | 115 | 0 | 0 | 0 | 0 | 0 | 0 | 0 | 0 | 0 | 0 | 0 | 0 | 0 | 0 | 0 | 0 | 0 | 0 | 0 | 0 | 0 | 0 | 0 | 0 | 0 | 0 | 0 | 0 | 0 | 0 | 0 | 0 | 0 | 0 | 0 | 0 | 0 | 0 | 0 | 0 | 0 | 0 | 0 | 0 | 0 | 0 | 0 | 0 | 0 | 0 | 0 | 0 | 0 | 0 | 0 | 0 | 0 | 0 | 0 | 0 | 0 | 0 | 0 | 0 | 0 | 0 | 0 | 1 | 0 | 0 | 0 | 0 | 0 | 0 | 1 | 0 | 0 | 0 | 1 | 1 | 0 | 0 | 0 | 0 | 0 | 0 | 0 | 0 | 0 | 0 | 0 | 0 | 0 | 0 | 0 | 0 | 0 | 0 |  | 0 | 0 | 0 | 0 | 0 | 0 | 0 | 0 | 0 | 0 | 0 | 0 | 0 | 0 | 0 | 0 | 2 | 0 | 0 | 0 | 0 | 0 | 0 | 1.5 | 0 | 0 | 0 | 0 | 0 | 1 | 2 | 0 | 1 | 0 | 2 | 0 | -77.985 | -266.9883 | -369.3748 | Cal Flat-Gates 230 kV line | Cal Flat-Gates 230 kV line | Gates 500/230kV TB #12 |  | 1 | 0 | 0 | 0 | 1 | 0 | -9.103 | 211.6707 | -369.3748 | Gates 500/230kV TB #11 | Gates 500/230kV TB #11 | Gates 500/230kV TB #12 |  | 5 | 5 | NO | 5 | 5 | 5 | NO | 5
PG&E FRESNO | Gates | 230 | 0 | 0 | 0 | 0 | 0 | 0 | 0 | 0 | 0 | 0 | 0 | 0 | 0 | 0 | 0 | 0 | 0 | 0 | 0 | 0 | 0 | 0 | 0 | 0 | 0 | 0 | 0 | 0 | 0 | 0 | 0 | 0 | 0 | 0 | 0 | 0 | 0 | 0 | 0 | 0 | 0 | 0 | 0 | 0 | 0 | 0 | 0 | 0 | 0 | 0 | 0 | 0 | 0 | 0 | 0 | 0 | 0 | 0 | 0 | 0 | 0 | 0 | 0 | 0 | 0 | 0 | 0 | 1 | 0 | 0 | 0 | 0 | 0 | 0 | 0 | 0 | 0 | 0 | 1 | 1 | 0 | 1 | 0 | 0 | 0 | 1 | 0 | 0 | 0 | 0 | 0 | 0 | 0 | 0 | 1 | 1 | 0 | 1 |  | 0 | 0 | 0 | 0 | 0 | 0 | 0 | 0 | 0 | -406.5 | -143.5 | -497 | 0 | 0 | 1 | 0 | 0 | 0 | 0 | 0 | 0 | 0 | 0 | 3 | 453 | 617 | 256.25 | 260 | 0 | 1 | 4 | 0 | 1 | 0 | 2 | 1 | -827.515 | -266.9883 | -1162.3269 | Mustang-Henrietta 230 kV line | Cal Flat-Gates 230 kV line | Mustang-Henrietta 230 kV line |  | 2 | 0 | 0 | 0 | 1 | 1 | -314.8 | 209.845 | -1162.3269 | Tranquility-Helm 230kV Line | Tranquility-Helm 230kV Line | Mustang-Henrietta 230 kV line |  | 5 | 5 | NO | 5 | 5 | 5 | NO | 5
PG&E FRESNO | Gates | 500 | 0 | 0 | 0 | 0 | 0 | 0 | 0 | 0 | 0 | 0 | 0 | 0 | 0 | 0 | 0 | 0 | 0 | 0 | 0 | 0 | 0 | 0 | 0 | 0 | 0 | 0 | 0 | 0 | 0 | 0 | 0 | 0 | 0 | 0 | 0 | 0 | 0 | 0 | 0 | 0 | 0 | 0 | 0 | 0 | 0 | 0 | 0 | 0 | 0 | 0 | 0 | 0 | 0 | 0 | 0 | 0 | 0 | 0 | 0 | 0 | 0 | 0 | 0 | 0 | 0 | 0 | 0 | 0 | 0 | 0 | 0 | 0 | 0 | 0 | 0 | 0 | 0 | 0 | 1 | 1 | 0 | 1 | 0 | 0 | 0 | 1 | 0 | 0 | 0 | 0 | 0 | 0 | 0 | 0 | 1 | 1 | 0 | 1 |  | 0 | 0 | 0 | 0 | 0 | 0 | 0 | 0 | 0 | 0 | 0 | 0 | 0 | 0 | 0 | 0 | 0 | 0 | 0 | 0 | 0 | 0 | 0 | 0 | 0 | 0 | 190 | 35 | 0 | 1 | 3 | 0 | 0 | 0 | 1 | 1 | -827.515 | 209.845 | -1162.3269 | Mustang-Henrietta 230 kV line | Tranquility-Helm 230kV Line | Mustang-Henrietta 230 kV line |  | 2 | 0 | 0 | 0 | 1 | 1 | -314.8 | 209.845 | -1162.3269 | Tranquility-Helm 230kV Line | Tranquility-Helm 230kV Line | Mustang-Henrietta 230 kV line |  | 5 | 5 | NO | 5 | 5 | 5 | NO | 5
PG&E NGBA | Geysers 12 | 230 | 0 | 0 | 0 | 0 | 0 | 0 | 0 | 0 | 0 | 0 | 0 | 0 | 0 | 0 | 0 | 0 | 0 | 0 | 0 | 0 | 0 | 0 | 0 | 0 | 0 | 0 | 0 | 0 | 0 | 0 | 0 | 0 | 0 | 0 | 0 | 0 | 0 | 0 | 0 | 1 | 0 | 1 | 0 | 0 | 0 | 0 | 0 | 0 | 0 | 0 | 0 | 0 | 1 | 1 | 1 | 1 | 0 | 0 | 1 | 1 | 0 | 0 | 0 | 0 | 0 | 1 | 1 | 0 | 0 | 0 | 0 | 0 | 0 | 0 | 0 | 0 | 0 | 0 | 0 | 0 | 0 | 0 | 0 | 0 | 0 | 0 | 0 | 0 | 0 | 0 | 0 | 0 | 0 | 0 | 0 | 0 | 0 | 1 |  | 0 | 0 | 0 | 0 | 0 | 0 | 0 | 0 | 0 | 0 | 0 | 0 | 0 | 0 | 0 | 0 | 0 | 0 | 0 | 0 | 0 | 0 | 0 | 0 | 0 | 0 | 0 | 0 | 0 | 0 | 3 | 0 | 2 | 0 | 0 | 0 | -1184.5215 | -217.477 | 718.102 | Tesla-Bellota 230 kV line | Birds Landing-Contra Costa 230kV Line | Birds Landing-Contra Costa 230kV Line |  | 0 | 1 | 0 | 0 | 0 | 0 | -884.5215 | 678.723 | 718.102 | Tesla-Bellota 230 kV line | Contra Costa- Windmaster 230 kV line | Birds Landing-Contra Costa 230kV Line |  | 5 | 4 | YES | 4 | 1 | 1 | NO | 1
PG&E NGBA | Geysers 17 | 230 | 0 | 0 | 0 | 0 | 0 | 0 | 0 | 0 | 0 | 0 | 0 | 0 | 0 | 0 | 0 | 0 | 0 | 0 | 0 | 0 | 0 | 0 | 0 | 0 | 0 | 0 | 0 | 0 | 0 | 0 | 0 | 0 | 0 | 0 | 0 | 0 | 0 | 0 | 0 | 1 | 0 | 1 | 0 | 0 | 0 | 0 | 0 | 0 | 0 | 0 | 0 | 0 | 1 | 1 | 1 | 1 | 0 | 0 | 1 | 1 | 0 | 0 | 0 | 0 | 0 | 1 | 1 | 0 | 0 | 0 | 0 | 0 | 0 | 0 | 0 | 0 | 0 | 0 | 0 | 0 | 0 | 0 | 0 | 0 | 0 | 0 | 0 | 0 | 0 | 0 | 0 | 0 | 0 | 0 | 0 | 0 | 0 | 1 |  | 0 | 0 | 0 | 0 | 0 | 0 | 0 | 0 | 0 | 0 | 0 | 0 | 0 | 0 | 0 | 19.5 | 0 | 0 | 0 | 0 | 0 | 0 | 0 | 0 | 0 | 0 | 0 | 0 | 0 | 1 | 3 | 0 | 2 | 0 | 0 | 0 | -1184.5215 | -217.477 | 718.102 | Tesla-Bellota 230 kV line | Birds Landing-Contra Costa 230kV Line | Birds Landing-Contra Costa 230kV Line |  | 0 | 1 | 0 | 0 | 0 | 0 | -884.5215 | 678.723 | 718.102 | Tesla-Bellota 230 kV line | Contra Costa- Windmaster 230 kV line | Birds Landing-Contra Costa 230kV Line |  | 5 | 4 | YES | 4 | 1 | 1 | NO | 1
PG&E NGBA | Geysers 3 | 115 | 0 | 0 | 0 | 0 | 0 | 0 | 0 | 0 | 0 | 0 | 0 | 0 | 0 | 0 | 0 | 0 | 0 | 0 | 0 | 0 | 0 | 0 | 0 | 0 | 0 | 0 | 0 | 0 | 0 | 0 | 0 | 0 | 0 | 0 | 0 | 0 | 0 | 0 | 0 | 1 | 0 | 1 | 0 | 0 | 0 | 0 | 0 | 0 | 0 | 0 | 0 | 0 | 1 | 0 | 1 | 1 | 0 | 0 | 0 | 0 | 0 | 0 | 0 | 0 | 0 | 0 | 1 | 0 | 0 | 0 | 0 | 0 | 0 | 0 | 0 | 0 | 0 | 0 | 0 | 0 | 0 | 0 | 0 | 0 | 0 | 0 | 0 | 0 | 0 | 0 | 0 | 0 | 0 | 0 | 0 | 0 | 0 | 1 |  | 0 | 0 | 0 | 0 | 0 | 0 | 0 | 0 | 0 | 0 | 0 | 0 | 0 | 0 | 0 | 0 | 0 | 0 | 0 | 0 | 0 | 0 | 0 | 0 | 0 | 0 | 0 | 0 | 0 | 0 | 1 | 0 | 1 | 0 | 0 | 0 | -547.725 | -217.477 | 718.102 | Birds Landing-Contra Costa 230kV Line | Birds Landing-Contra Costa 230kV Line | Birds Landing-Contra Costa 230kV Line |  | 0 | 0 | 0 | 0 | 0 | 0 | 1.495 | 678.723 | 718.102 | Collinsville-Tesla 500 kV Line | Contra Costa- Windmaster 230 kV line | Birds Landing-Contra Costa 230kV Line |  | 5 | 1 | YES | 2 | 1 | 1 | NO | 1
PG&E NGBA | Glenn | 230 | 0 | 0 | 0 | 0 | 0 | 0 | 0 | 0 | 0 | 0 | 0 | 0 | 0 | 0 | 0 | 0 | 0 | 0 | 0 | 0 | 0 | 0 | 0 | 0 | 0 | 0 | 0 | 0 | 0 | 0 | 0 | 0 | 0 | 0 | 0 | 0 | 0 | 0 | 0 | 1 | 0 | 0 | 0 | 0 | 0 | 0 | 0 | 0 | 0 | 0 | 0 | 0 | 0 | 0 | 0 | 0 | 0 | 0 | 0 | 0 | 0 | 0 | 0 | 0 | 0 | 0 | 0 | 0 | 0 | 0 | 0 | 0 | 0 | 0 | 0 | 0 | 0 | 0 | 0 | 0 | 0 | 0 | 0 | 0 | 0 | 0 | 0 | 0 | 0 | 0 | 0 | 0 | 0 | 0 | 0 | 0 | 0 | 0 |  | 0 | 0 | 0 | 0 | 0 | 0 | 0 | 0 | 0 | 0 | 0 | 0 | 0 | 0 | 0 | 0 | 0 | 166.5 | 36 | 0 | 0 | 0 | 0 | 0 | 100 | 170 | 0 | 60 | 0 | 1 | 0 | 0 | 0 | 0 | 0 | 0 | 1.495 | 1408.886 | 6856.8328 | Collinsville-Tesla 500 kV Line | Collinsville-Tesla 500 kV Line | Collinsville-Tesla 500 kV Line |  | 0 | 0 | 0 | 0 | 0 | 0 | 1.495 | 1408.886 | 6856.8328 | Collinsville-Tesla 500 kV Line | Collinsville-Tesla 500 kV Line | Collinsville-Tesla 500 kV Line |  | 1 | 1 | NO | 1 | 1 | 1 | NO | 1
PG&E NGBA | Glenn | 60 | 0 | 0 | 0 | 0 | 0 | 0 | 0 | 0 | 0 | 0 | 0 | 0 | 0 | 0 | 0 | 0 | 0 | 0 | 0 | 0 | 0 | 0 | 0 | 0 | 0 | 0 | 0 | 0 | 0 | 0 | 0 | 0 | 0 | 0 | 0 | 0 | 0 | 0 | 0 | 1 | 0 | 0 | 0 | 0 | 0 | 0 | 0 | 0 | 0 | 0 | 0 | 0 | 0 | 0 | 0 | 0 | 0 | 0 | 0 | 0 | 0 | 0 | 0 | 0 | 0 | 0 | 0 | 0 | 0 | 0 | 0 | 0 | 0 | 0 | 0 | 0 | 0 | 0 | 0 | 0 | 0 | 0 | 0 | 0 | 0 | 0 | 0 | 0 | 0 | 0 | 0 | 0 | 0 | 0 | 0 | 0 | 0 | 0 |  | 0 | 0 | 0 | 0 | 0 | 0 | 0 | 0 | 0 | 0 | 0 | 0 | 0 | 0 | 0 | 0 | 0 | 0 | 0 | 0 | 0 | 0 | 0 | 0 | 0 | 0 | 0 | 0 | 0 | 0 | 0 | 0 | 0 | 0 | 0 | 0 | 1.495 | 1408.886 | 6856.8328 | Collinsville-Tesla 500 kV Line | Collinsville-Tesla 500 kV Line | Collinsville-Tesla 500 kV Line |  | 0 | 0 | 0 | 0 | 0 | 0 | 1.495 | 1408.886 | 6856.8328 | Collinsville-Tesla 500 kV Line | Collinsville-Tesla 500 kV Line | Collinsville-Tesla 500 kV Line |  | 1 | 1 | NO | 1 | 1 | 1 | NO | 1
PG&E NGBA | Gold Hill | 115 | 0 | 0 | 0 | 0 | 0 | 0 | 0 | 0 | 0 | 0 | 0 | 0 | 0 | 0 | 0 | 0 | 0 | 0 | 0 | 0 | 0 | 0 | 0 | 0 | 0 | 0 | 0 | 0 | 0 | 0 | 0 | 0 | 0 | 0 | 0 | 0 | 0 | 0 | 0 | 1 | 0 | 0 | 0 | 0 | 0 | 1 | 0 | 1 | 0 | 0 | 0 | 0 | 0 | 0 | 0 | 0 | 0 | 0 | 0 | 1 | 1 | 0 | 0 | 0 | 0 | 0 | 0 | 0 | 0 | 0 | 0 | 0 | 0 | 0 | 0 | 0 | 0 | 0 | 0 | 0 | 0 | 0 | 0 | 0 | 0 | 0 | 0 | 0 | 0 | 0 | 0 | 0 | 0 | 0 | 0 | 0 | 0 | 0 |  | 0 | 0 | 0 | 0 | 0 | 0 | 0 | 0 | 0 | 0 | 0 | 0 | 0 | 0 | 0 | 0 | 0 | 0 | 0 | 0 | 0 | 0 | 0 | 0 | 0 | 0 | 50 | 0 | 0 | 1 | 2 | 0 | 1 | 0 | 0 | 0 | -1184.5215 | -212.6541 | 967.1636 | Tesla-Bellota 230 kV line | Bellota-Weber 230kV line | Rio Oso-Lockeford 230kV line |  | 0 | 2 | 0 | 0 | 0 | 0 | -884.5215 | 247.3459 | 967.1636 | Tesla-Bellota 230 kV line | Bellota-Weber 230kV line | Rio Oso-Lockeford 230kV line |  | 5 | 4 | YES | 4 | 1 | 1 | NO | 1
PG&E NGBA | Gold Hill | 230 | 0 | 0 | 0 | 0 | 0 | 0 | 0 | 0 | 0 | 0 | 0 | 0 | 0 | 0 | 0 | 0 | 0 | 0 | 0 | 0 | 0 | 0 | 0 | 0 | 0 | 0 | 0 | 0 | 0 | 0 | 0 | 0 | 0 | 0 | 0 | 0 | 0 | 0 | 0 | 1 | 0 | 0 | 0 | 0 | 0 | 1 | 1 | 1 | 0 | 0 | 0 | 0 | 0 | 0 | 0 | 0 | 0 | 0 | 0 | 1 | 1 | 0 | 0 | 0 | 0 | 0 | 0 | 0 | 0 | 0 | 0 | 0 | 0 | 0 | 0 | 0 | 0 | 0 | 0 | 0 | 0 | 0 | 0 | 0 | 0 | 0 | 0 | 0 | 0 | 0 | 0 | 0 | 0 | 0 | 0 | 0 | 0 | 0 |  | 0 | 0 | 0 | 0 | 0 | 0 | 0 | 0 | 0 | 0 | 0 | 0 | 0 | 0 | 0 | 0 | 0 | 0 | 0 | 0 | 0 | 0 | 0 | 0 | 0 | 0 | 0 | 0 | 0 | 0 | 2 | 0 | 1 | 0 | 0 | 0 | -1184.5215 | -212.6541 | 415.18 | Tesla-Bellota 230 kV line | Bellota-Weber 230kV line | Rio Oso-Brighton 230kV line |  | 0 | 2 | 0 | 0 | 0 | 0 | -884.5215 | 247.3459 | 415.18 | Tesla-Bellota 230 kV line | Bellota-Weber 230kV line | Rio Oso-Brighton 230kV line |  | 5 | 4 | YES | 4 | 1 | 1 | NO | 1
SCE Northern | Goleta | 230 | 0 | 0 | 1 | 0 | 1 | 0 | 0 | 0 | 0 | 0 | 0 | 0 | 0 | 0 | 0 | 0 | 0 | 0 | 0 | 0 | 0 | 0 | 0 | 0 | 1 | 0 | 0 | 0 | 0 | 0 | 0 | 0 | 0 | 0 | 0 | 0 | 0 | 0 | 0 | 0 | 0 | 0 | 0 | 0 | 0 | 0 | 0 | 0 | 0 | 0 | 0 | 0 | 0 | 0 | 0 | 0 | 0 | 0 | 0 | 0 | 0 | 0 | 0 | 0 | 0 | 0 | 0 | 0 | 0 | 0 | 0 | 0 | 0 | 0 | 0 | 0 | 0 | 0 | 0 | 0 | 0 | 0 | 0 | 0 | 0 | 0 | 0 | 0 | 0 | 0 | 0 | 0 | 0 | 0 | 0 | 0 | 0 | 0 |  | 0 | 0 | 0 | 0 | 0 | 0 | 0 | 0 | 0 | 0 | 0 | 0 | 0 | 0 | 0 | 0 | 2 | 0 | 0 | 0 | 0 | 0 | 0 | 0 | 0 | 0 | 70 | 0 | 0 | 1 | 1 | 0 | 1 | 0 | 0 | 0 | -3041.755 | -297.01 | 3343.045 | Lugo - Victorville area constraint | Lugo - Victorville area constraint | Lugo - Victorville area constraint |  | 0 | 0 | 0 | 0 | 0 | 0 | 87 | 519.5 | 3390.5 | Moorpark-Pardee Constraint | Moorpark-Pardee Constraint | Moorpark-Pardee Constraint |  | 5 | 1 | YES | 2 | 1 | 1 | NO | 1
SCE Metro | Goodrich | 230 | 0 | 0 | 0 | 0 | 0 | 0 | 0 | 0 | 0 | 1 | 0 | 0 | 0 | 0 | 0 | 0 | 0 | 0 | 0 | 0 | 0 | 0 | 0 | 0 | 0 | 0 | 0 | 0 | 0 | 0 | 0 | 0 | 0 | 0 | 0 | 0 | 0 | 0 | 0 | 0 | 0 | 0 | 0 | 0 | 0 | 0 | 0 | 0 | 0 | 0 | 0 | 0 | 0 | 0 | 0 | 0 | 0 | 0 | 0 | 0 | 0 | 0 | 0 | 0 | 0 | 0 | 0 | 0 | 0 | 0 | 0 | 0 | 0 | 0 | 0 | 0 | 0 | 0 | 0 | 0 | 0 | 0 | 0 | 0 | 0 | 0 | 0 | 0 | 0 | 0 | 0 | 0 | 0 | 0 | 0 | 0 | 0 | 0 |  | 0 | 0 | 0 | 0 | 0 | 0 | 0 | 0 | 0 | 0 | 0 | 0 | 0 | 0 | 0 | 0 | 0 | 0 | 0 | 0 | 0 | 0 | 0 | 0 | 0 | 0 | 0 | 0 | 0 | 0 | 0 | 0 | 0 | 0 | 0 | 0 | 9141.6 | 11076.2 | 14650.5055 | SCE Metro Area Default Constraint | SCE Metro Area Default Constraint | SCE Metro Area Default Constraint |  | 0 | 0 | 0 | 0 | 0 | 0 | 9141.6 | 11076.2 | 14650.5055 | SCE Metro Area Default Constraint | SCE Metro Area Default Constraint | SCE Metro Area Default Constraint |  | 1 | 1 | NO | 1 | 1 | 1 | NO | 1
PG&E KERN | Goose Lake | 115 | 0 | 0 | 0 | 0 | 0 | 0 | 0 | 0 | 0 | 0 | 0 | 0 | 0 | 0 | 0 | 0 | 0 | 0 | 0 | 0 | 0 | 0 | 0 | 0 | 0 | 0 | 0 | 0 | 0 | 0 | 0 | 0 | 0 | 0 | 0 | 0 | 0 | 0 | 0 | 0 | 0 | 0 | 0 | 0 | 0 | 0 | 0 | 0 | 0 | 0 | 0 | 0 | 0 | 0 | 0 | 0 | 0 | 0 | 0 | 0 | 0 | 0 | 0 | 0 | 0 | 0 | 0 | 1 | 1 | 0 | 0 | 0 | 0 | 0 | 0 | 1 | 0 | 0 | 0 | 1 | 0 | 0 | 0 | 0 | 0 | 0 | 0 | 0 | 0 | 0 | 0 | 0 | 0 | 0 | 0 | 0 | 0 | 0 |  | 0 | 0 | 0 | 0 | 0 | 0 | 0 | 0 | 0 | 0 | 0 | 0 | 0 | 0 | 0 | 0 | 3 | 0 | 0 | 0 | 0 | 0 | 0 | 0 | 0 | 0 | 0 | 0 | 0 | 1 | 2 | 0 | 1 | 0 | 1 | 0 | -77.985 | -266.9883 | -59.825 | Cal Flat-Gates 230 kV line | Cal Flat-Gates 230 kV line | Cal Flat-Gates 230 kV line |  | 1 | 0 | 0 | 0 | 0 | 0 | -9.103 | 193.6 | 170.175 | Gates 500/230kV TB #11 | Semitropic-Midway 115kV Line | Cal Flat-Gates 230 kV line |  | 5 | 5 | NO | 5 | 5 | 1 | YES | 2
SCE Metro | Gould | 230 | 0 | 0 | 0 | 0 | 0 | 0 | 0 | 0 | 0 | 1 | 0 | 0 | 0 | 0 | 0 | 0 | 0 | 0 | 0 | 0 | 0 | 0 | 0 | 0 | 0 | 0 | 0 | 0 | 0 | 0 | 0 | 0 | 0 | 0 | 0 | 0 | 0 | 0 | 0 | 0 | 0 | 0 | 0 | 0 | 0 | 0 | 0 | 0 | 0 | 0 | 0 | 0 | 0 | 0 | 0 | 0 | 0 | 0 | 0 | 0 | 0 | 0 | 0 | 0 | 0 | 0 | 0 | 0 | 0 | 0 | 0 | 0 | 0 | 0 | 0 | 0 | 0 | 0 | 0 | 0 | 0 | 0 | 0 | 0 | 0 | 0 | 0 | 0 | 0 | 0 | 0 | 0 | 0 | 0 | 0 | 0 | 0 | 0 |  | 0 | 0 | 0 | 0 | 0 | 0 | 0 | 0 | 0 | 0 | 0 | 0 | 0 | 0 | 0 | 0 | 0 | 0 | 0 | 0 | 0 | 0 | 0 | 0 | 0 | 0 | 0 | 0 | 0 | 0 | 0 | 0 | 0 | 0 | 0 | 0 | 9141.6 | 11076.2 | 14650.5055 | SCE Metro Area Default Constraint | SCE Metro Area Default Constraint | SCE Metro Area Default Constraint |  | 0 | 0 | 0 | 0 | 0 | 0 | 9141.6 | 11076.2 | 14650.5055 | SCE Metro Area Default Constraint | SCE Metro Area Default Constraint | SCE Metro Area Default Constraint |  | 1 | 1 | NO | 1 | 1 | 1 | NO | 1
PG&E NGBA | Grand Island | 115 | 0 | 0 | 0 | 0 | 0 | 0 | 0 | 0 | 0 | 0 | 0 | 0 | 0 | 0 | 0 | 0 | 0 | 0 | 0 | 0 | 0 | 0 | 0 | 0 | 0 | 0 | 0 | 0 | 0 | 0 | 0 | 0 | 0 | 0 | 0 | 0 | 0 | 0 | 0 | 1 | 0 | 0 | 0 | 0 | 1 | 1 | 0 | 1 | 0 | 0 | 0 | 0 | 0 | 0 | 0 | 0 | 0 | 0 | 0 | 1 | 1 | 0 | 0 | 0 | 0 | 0 | 0 | 0 | 0 | 0 | 0 | 0 | 0 | 0 | 0 | 0 | 0 | 0 | 0 | 0 | 0 | 0 | 0 | 0 | 0 | 0 | 0 | 0 | 0 | 0 | 0 | 0 | 0 | 0 | 0 | 0 | 0 | 0 |  | 0 | 0 | 0 | 0 | 0 | 0 | 0 | 0 | 0 | 0 | 0 | 0 | 0 | 0 | 0 | 0 | 0 | 0 | 0 | 0 | 0 | 0 | 0 | 2.73 | 0 | 0 | 0 | 0 | 0 | 1 | 2 | 0 | 1 | 0 | 0 | 0 | -1184.5215 | -212.6541 | 79.4556 | Tesla-Bellota 230 kV line | Bellota-Weber 230kV line | Rocklin-Pleaseant grove 115kV line |  | 0 | 2 | 0 | 0 | 0 | 0 | -884.5215 | 41.5 | 79.4556 | Tesla-Bellota 230 kV line | Rocklin-Pleaseant grove 115kV line | Rocklin-Pleaseant grove 115kV line |  | 5 | 4 | YES | 4 | 1 | 1 | NO | 1
SDGE | Granite | 69 | 0 | 0 | 0 | 0 | 0 | 0 | 0 | 0 | 0 | 0 | 0 | 0 | 0 | 0 | 0 | 0 | 0 | 0 | 0 | 0 | 0 | 0 | 0 | 0 | 0 | 0 | 0 | 1 | 0 | 0 | 1 | 0 | 1 | 0 | 0 | 0 | 0 | 0 | 0 | 0 | 0 | 0 | 0 | 0 | 0 | 0 | 0 | 0 | 0 | 0 | 0 | 0 | 0 | 0 | 0 | 0 | 0 | 0 | 0 | 0 | 0 | 0 | 0 | 0 | 0 | 0 | 0 | 0 | 0 | 0 | 0 | 0 | 0 | 0 | 0 | 0 | 0 | 0 | 0 | 0 | 0 | 0 | 0 | 0 | 0 | 0 | 0 | 0 | 0 | 0 | 0 | 0 | 0 | 0 | 0 | 0 | 0 | 2 |  | 0 | 0 | 0 | 0 | 0 | 0 | 0 | 0 | 0 | 0 | 0 | 0 | 0 | 0 | 0 | 0 | 0 | 0 | 0 | 0 | 0 | 0 | 0 | 0 | 0 | 0 | 2.25 | 0 | 0 | 1 | 0 | 0 | 0 | 0 | 0 | 0 | 54.76 | 368.105 | 477.9664 | San Luis Rey-San Onofre 230 kV line constraint | El Cajon 69 kV constraint | El Cajon 69 kV constraint |  | 0 | 0 | 0 | 0 | 0 | 0 | 54.76 | 368.105 | 477.9664 | San Luis Rey-San Onofre 230 kV line constraint | El Cajon 69 kV constraint | El Cajon 69 kV constraint |  | 1 | 1 | NO | 1 | 1 | 1 | NO | 1
PG&E GBA | Grant | 115 | 0 | 0 | 0 | 0 | 0 | 0 | 0 | 0 | 0 | 0 | 0 | 0 | 0 | 0 | 0 | 0 | 0 | 0 | 0 | 0 | 0 | 0 | 0 | 0 | 0 | 0 | 0 | 0 | 0 | 0 | 0 | 0 | 0 | 0 | 0 | 0 | 0 | 0 | 0 | 1 | 0 | 0 | 0 | 0 | 0 | 0 | 0 | 0 | 0 | 0 | 0 | 0 | 1 | 0 | 0 | 0 | 0 | 0 | 0 | 0 | 0 | 0 | 0 | 0 | 0 | 0 | 0 | 0 | 0 | 0 | 0 | 0 | 0 | 0 | 0 | 0 | 0 | 0 | 0 | 0 | 0 | 0 | 0 | 0 | 0 | 0 | 0 | 0 | 0 | 0 | 0 | 0 | 0 | 0 | 0 | 0 | 0 | 1 |  | 0 | 0 | 0 | 0 | 0 | 0 | 0 | 0 | 0 | 0 | 0 | 0 | 0 | 0 | 0 | 0 | 0 | 0 | 0 | 0 | 0 | 0 | 0 | 0 | 0 | 0 | 0 | 0 | 0 | 0 | 0 | 0 | 0 | 0 | 0 | 0 | 1.495 | 1408.886 | 5254.388 | Collinsville-Tesla 500 kV Line | Collinsville-Tesla 500 kV Line | Sobrante-Moraga 230 kV line |  | 0 | 0 | 0 | 0 | 0 | 0 | 1.495 | 1408.886 | 5254.388 | Collinsville-Tesla 500 kV Line | Collinsville-Tesla 500 kV Line | Sobrante-Moraga 230 kV line |  | 1 | 1 | NO | 1 | 1 | 1 | NO | 1
PG&E GBA | Green Valley | 115 | 0 | 0 | 0 | 0 | 0 | 0 | 0 | 0 | 0 | 0 | 0 | 0 | 0 | 0 | 0 | 0 | 0 | 0 | 0 | 0 | 0 | 0 | 0 | 0 | 0 | 0 | 0 | 0 | 0 | 0 | 0 | 0 | 0 | 0 | 0 | 0 | 0 | 0 | 0 | 0 | 0 | 0 | 0 | 0 | 0 | 0 | 0 | 0 | 0 | 0 | 0 | 0 | 1 | 0 | 0 | 1 | 0 | 0 | 0 | 1 | 0 | 0 | 0 | 0 | 1 | 0 | 0 | 0 | 0 | 0 | 0 | 0 | 0 | 0 | 0 | 0 | 0 | 0 | 0 | 0 | 0 | 0 | 0 | 0 | 0 | 0 | 0 | 0 | 0 | 0 | 0 | 0 | 0 | 0 | 0 | 0 | 1 | 1 |  | 0 | 0 | 0 | 0 | 0 | 0 | 0 | 0 | 0 | 0 | 0 | 0 | 0 | 0 | 0 | 0 | 1.1 | 0 | 0 | 0 | 0 | 0 | 0 | 0 | 0 | 0 | 0 | 0 | 0 | 1 | 1 | 0 | 0 | 0 | 0 | 0 | -1184.5215 | 346.16 | 296.38 | Tesla-Bellota 230 kV line | Morganhill-Metcalf 115kV Line | Morganhill-Metcalf 115kV Line |  | 0 | 1 | 0 | 0 | 0 | 0 | -884.5215 | 346.16 | 296.38 | Tesla-Bellota 230 kV line | Morganhill-Metcalf 115kV Line | Morganhill-Metcalf 115kV Line |  | 5 | 4 | YES | 4 | 1 | 1 | NO | 1
PG&E NGBA | Greenleaf 1 | 115 | 0 | 0 | 0 | 0 | 0 | 0 | 0 | 0 | 0 | 0 | 0 | 0 | 0 | 0 | 0 | 0 | 0 | 0 | 0 | 0 | 0 | 0 | 0 | 0 | 0 | 0 | 0 | 0 | 0 | 0 | 0 | 0 | 0 | 0 | 0 | 0 | 0 | 0 | 0 | 1 | 0 | 0 | 0 | 0 | 1 | 1 | 1 | 1 | 0 | 0 | 0 | 0 | 0 | 0 | 0 | 0 | 0 | 0 | 0 | 1 | 1 | 0 | 0 | 0 | 0 | 0 | 0 | 0 | 0 | 0 | 0 | 0 | 0 | 0 | 0 | 0 | 0 | 0 | 0 | 0 | 0 | 0 | 0 | 0 | 0 | 0 | 0 | 0 | 0 | 0 | 0 | 0 | 0 | 0 | 0 | 0 | 0 | 0 |  | 0 | 0 | 0 | 0 | 0 | 0 | 0 | 0 | 0 | 0 | 0 | 0 | 0 | 0 | 0 | 0 | 0 | 0 | 0 | 0 | 0 | 0 | 0 | 0 | 0 | 0 | 0 | 0 | 0 | 0 | 2 | 0 | 1 | 0 | 0 | 0 | -1184.5215 | -212.6541 | 79.4556 | Tesla-Bellota 230 kV line | Bellota-Weber 230kV line | Rocklin-Pleaseant grove 115kV line |  | 0 | 2 | 0 | 0 | 0 | 0 | -884.5215 | 41.5 | 79.4556 | Tesla-Bellota 230 kV line | Rocklin-Pleaseant grove 115kV line | Rocklin-Pleaseant grove 115kV line |  | 5 | 4 | YES | 4 | 1 | 1 | NO | 1
PG&E FRESNO | Gregg | 230 | 0 | 0 | 0 | 0 | 0 | 0 | 0 | 0 | 0 | 0 | 0 | 0 | 0 | 0 | 0 | 0 | 0 | 0 | 0 | 0 | 0 | 0 | 0 | 0 | 0 | 0 | 0 | 0 | 0 | 0 | 0 | 0 | 0 | 0 | 0 | 0 | 0 | 0 | 0 | 0 | 0 | 0 | 0 | 0 | 0 | 1 | 0 | 0 | 0 | 0 | 0 | 0 | 0 | 0 | 0 | 0 | 0 | 0 | 0 | 0 | 0 | 0 | 0 | 0 | 0 | 0 | 0 | 0 | 0 | 0 | 0 | 0 | 0 | 0 | 0 | 0 | 0 | 0 | 1 | 1 | 0 | 1 | 1 | 1 | 0 | 1 | 0 | 1 | 1 | 1 | 0 | 0 | 0 | 0 | 0 | 0 | 0 | 1 |  | 0 | 0 | 0 | 0 | 0 | 0 | 0 | 0 | 0 | 0 | 0 | 0 | 0 | 0 | 0 | 0 | 0 | 170 | 20 | 0 | 0 | 0 | 0 | 0 | 0 | 0 | 0 | 0 | 140 | 1 | 5 | 0 | 3 | 0 | 1 | 0 | -1662.7 | -1176 | -369.3748 | Borden-Storey #1 230kV line | Borden-Storey #1 230kV line | Gates 500/230kV TB #12 |  | 2 | 2 | 0 | 0 | 1 | 0 | -491.4315 | 71 | -369.3748 | Bellota-Weber 230kV line | Borden-Storey #1 230kV line | Gates 500/230kV TB #12 |  | 5 | 5 | NO | 5 | 5 | 5 | NO | 5
PG&E FRESNO | Grimmway-Malaga | 115 | 0 | 0 | 0 | 0 | 0 | 0 | 0 | 0 | 0 | 0 | 0 | 0 | 0 | 0 | 0 | 0 | 0 | 0 | 0 | 0 | 0 | 0 | 0 | 0 | 0 | 0 | 0 | 0 | 0 | 0 | 0 | 0 | 0 | 0 | 0 | 0 | 0 | 0 | 0 | 0 | 0 | 0 | 0 | 0 | 0 | 1 | 0 | 0 | 0 | 0 | 0 | 0 | 0 | 0 | 0 | 0 | 0 | 0 | 0 | 0 | 0 | 0 | 0 | 0 | 0 | 0 | 0 | 0 | 0 | 0 | 0 | 0 | 0 | 0 | 0 | 0 | 0 | 0 | 1 | 1 | 0 | 1 | 0 | 0 | 0 | 1 | 0 | 0 | 0 | 1 | 0 | 0 | 0 | 0 | 0 | 0 | 0 | 1 |  | 0 | 0 | 0 | 0 | 0 | 0 | 0 | 0 | 0 | 0 | 0 | 0 | 0 | 0 | 0 | 0 | 0 | 0 | 0 | 0 | 0 | 0 | 0 | 0 | 0 | 0 | 0 | 0 | 0 | 0 | 4 | 0 | 2 | 0 | 1 | 0 | -1662.7 | -1176 | -369.3748 | Borden-Storey #1 230kV line | Borden-Storey #1 230kV line | Gates 500/230kV TB #12 |  | 2 | 2 | 0 | 0 | 1 | 0 | -491.4315 | 71 | -369.3748 | Bellota-Weber 230kV line | Borden-Storey #1 230kV line | Gates 500/230kV TB #12 |  | 5 | 5 | NO | 5 | 5 | 5 | NO | 5
PG&E NGBA | Grizzly | 230 | 0 | 0 | 0 | 0 | 0 | 0 | 0 | 0 | 0 | 0 | 0 | 0 | 0 | 0 | 0 | 0 | 0 | 0 | 0 | 0 | 0 | 0 | 0 | 0 | 0 | 0 | 0 | 0 | 0 | 0 | 0 | 0 | 0 | 0 | 0 | 0 | 0 | 0 | 0 | 1 | 1 | 0 | 1 | 0 | 1 | 1 | 1 | 1 | 0 | 0 | 0 | 0 | 0 | 0 | 0 | 0 | 0 | 0 | 0 | 1 | 1 | 0 | 0 | 0 | 0 | 0 | 0 | 0 | 0 | 0 | 0 | 0 | 0 | 0 | 0 | 0 | 0 | 0 | 0 | 0 | 0 | 0 | 0 | 0 | 0 | 0 | 0 | 0 | 0 | 0 | 0 | 0 | 0 | 0 | 0 | 0 | 0 | 0 |  | 0 | 0 | 0 | 0 | 0 | 0 | 0 | 0 | 0 | 0 | 0 | 0 | 0 | 0 | 0 | 0 | 0 | 0 | 0 | 0 | 0 | 0 | 0 | 0 | 0 | 0 | 0 | 0 | 0 | 0 | 2 | 0 | 1 | 0 | 0 | 0 | -1184.5215 | -212.6541 | 32.84 | Tesla-Bellota 230 kV line | Bellota-Weber 230kV line | Woodland- Davis 115kV line |  | 0 | 2 | 0 | 0 | 0 | 0 | -884.5215 | 41.5 | 32.84 | Tesla-Bellota 230 kV line | Rocklin-Pleaseant grove 115kV line | Woodland- Davis 115kV line |  | 5 | 4 | YES | 4 | 1 | 1 | NO | 1
PG&E FRESNO | Guernsey | 70 | 0 | 0 | 0 | 0 | 0 | 0 | 0 | 0 | 0 | 0 | 0 | 0 | 0 | 0 | 0 | 0 | 0 | 0 | 0 | 0 | 0 | 0 | 0 | 0 | 0 | 0 | 0 | 0 | 0 | 0 | 0 | 0 | 0 | 0 | 0 | 0 | 0 | 0 | 0 | 0 | 0 | 0 | 0 | 0 | 0 | 1 | 0 | 0 | 0 | 0 | 0 | 0 | 0 | 0 | 0 | 0 | 0 | 0 | 0 | 0 | 0 | 0 | 0 | 0 | 0 | 0 | 0 | 0 | 0 | 0 | 0 | 0 | 0 | 0 | 0 | 0 | 0 | 0 | 1 | 1 | 0 | 1 | 0 | 0 | 0 | 1 | 0 | 0 | 0 | 1 | 0 | 0 | 0 | 0 | 1 | 0 | 0 | 1 |  | 0 | 0 | 0 | 0 | 0 | 0 | 0 | 0 | 0 | 0 | 0 | 0 | 0 | 0 | 0 | 0 | 0 | 0 | 0 | 0 | 0 | 0 | 0 | 7.5 | 0 | 0 | 0 | 0 | 0 | 1 | 5 | 0 | 2 | 0 | 1 | 1 | -1662.7 | -1176 | -1162.3269 | Borden-Storey #1 230kV line | Borden-Storey #1 230kV line | Mustang-Henrietta 230 kV line |  | 2 | 2 | 0 | 0 | 1 | 1 | -491.4315 | 71 | -1162.3269 | Bellota-Weber 230kV line | Borden-Storey #1 230kV line | Mustang-Henrietta 230 kV line |  | 5 | 5 | NO | 5 | 5 | 5 | NO | 5
PG&E FRESNO | GWF Hanford | 115 | 0 | 0 | 0 | 0 | 0 | 0 | 0 | 0 | 0 | 0 | 0 | 0 | 0 | 0 | 0 | 0 | 0 | 0 | 0 | 0 | 0 | 0 | 0 | 0 | 0 | 0 | 0 | 0 | 0 | 0 | 0 | 0 | 0 | 0 | 0 | 0 | 0 | 0 | 0 | 0 | 0 | 0 | 0 | 0 | 0 | 1 | 0 | 0 | 0 | 0 | 0 | 0 | 0 | 0 | 0 | 0 | 0 | 0 | 0 | 0 | 0 | 0 | 0 | 0 | 0 | 0 | 0 | 0 | 0 | 0 | 0 | 0 | 0 | 0 | 0 | 0 | 0 | 0 | 1 | 1 | 0 | 1 | 0 | 1 | 0 | 1 | 0 | 0 | 0 | 1 | 0 | 0 | 0 | 0 | 0 | 0 | 0 | 1 |  | 0 | 0 | 0 | 0 | 0 | 0 | 0 | 0 | 0 | 0 | 0 | 0 | 0 | 0 | 0 | 0 | 0 | 0 | 0 | 0 | 0 | 0 | 0 | 0 | 0 | 0 | 131.4 | 0 | 0 | 1 | 5 | 0 | 3 | 0 | 1 | 0 | -1662.7 | -1176 | -369.3748 | Borden-Storey #1 230kV line | Borden-Storey #1 230kV line | Gates 500/230kV TB #12 |  | 2 | 2 | 0 | 0 | 1 | 0 | -491.4315 | 71 | -369.3748 | Bellota-Weber 230kV line | Borden-Storey #1 230kV line | Gates 500/230kV TB #12 |  | 5 | 5 | NO | 5 | 5 | 5 | NO | 5
PG&E FRESNO | Haas | 230 | 0 | 0 | 0 | 0 | 0 | 0 | 0 | 0 | 0 | 0 | 0 | 0 | 0 | 0 | 0 | 0 | 0 | 0 | 0 | 0 | 0 | 0 | 0 | 0 | 0 | 0 | 0 | 0 | 0 | 0 | 0 | 0 | 0 | 0 | 0 | 0 | 0 | 0 | 0 | 0 | 0 | 0 | 0 | 0 | 0 | 1 | 0 | 0 | 0 | 0 | 0 | 0 | 0 | 0 | 0 | 0 | 0 | 0 | 0 | 0 | 0 | 0 | 0 | 0 | 0 | 0 | 0 | 0 | 0 | 0 | 0 | 0 | 0 | 0 | 0 | 0 | 0 | 0 | 1 | 1 | 0 | 1 | 0 | 0 | 0 | 1 | 0 | 0 | 0 | 1 | 0 | 0 | 0 | 0 | 0 | 0 | 0 | 1 |  | 0 | 0 | 0 | 0 | 0 | 0 | 0 | 0 | 0 | 0 | 0 | 0 | 0 | 0 | 0 | 0 | 0 | 0 | 0 | 0 | 0 | 0 | 0 | 0 | 0 | 0 | 0 | 0 | 0 | 0 | 4 | 0 | 2 | 0 | 1 | 0 | -1662.7 | -1176 | -369.3748 | Borden-Storey #1 230kV line | Borden-Storey #1 230kV line | Gates 500/230kV TB #12 |  | 2 | 2 | 0 | 0 | 1 | 0 | -491.4315 | 71 | -369.3748 | Bellota-Weber 230kV line | Borden-Storey #1 230kV line | Gates 500/230kV TB #12 |  | 5 | 5 | NO | 5 | 5 | 5 | NO | 5
PG&E FRESNO | Hammonds | 115 | 0 | 0 | 0 | 0 | 0 | 0 | 0 | 0 | 0 | 0 | 0 | 0 | 0 | 0 | 0 | 0 | 0 | 0 | 0 | 0 | 0 | 0 | 0 | 0 | 0 | 0 | 0 | 0 | 0 | 0 | 0 | 0 | 0 | 0 | 0 | 0 | 0 | 0 | 0 | 0 | 0 | 0 | 0 | 0 | 0 | 0 | 0 | 0 | 0 | 0 | 0 | 0 | 0 | 0 | 0 | 0 | 0 | 0 | 0 | 0 | 0 | 0 | 0 | 0 | 0 | 0 | 0 | 0 | 0 | 0 | 0 | 0 | 0 | 0 | 0 | 0 | 0 | 0 | 0 | 1 | 0 | 0 | 0 | 0 | 0 | 1 | 0 | 1 | 0 | 0 | 0 | 0 | 1 | 0 | 0 | 0 | 0 | 1 |  | 0 | 0 | 0 | 0 | 0 | 0 | 0 | 0 | 0 | 0 | 0 | 0 | 0 | 0 | 0 | 0 | 0 | 0 | 0 | 0 | 0 | 0 | 0 | 0 | 0 | 0 | 0 | 0 | 0 | 0 | 1 | 0 | 0 | 0 | 0 | 0 | -9.103 | 211.6707 | 6.7626 | Gates 500/230kV TB #11 | Gates 500/230kV TB #11 | Oro Loma-El Nido 115kV Line |  | 1 | 0 | 0 | 0 | 0 | 0 | -9.103 | 211.6707 | 6.7626 | Gates 500/230kV TB #11 | Gates 500/230kV TB #11 | Oro Loma-El Nido 115kV Line |  | 5 | 5 | NO | 5 | 1 | 1 | NO | 1
SCE Metro | HarborGen | 230 | 0 | 0 | 0 | 0 | 0 | 0 | 0 | 0 | 0 | 1 | 0 | 0 | 0 | 0 | 0 | 0 | 0 | 0 | 0 | 0 | 0 | 0 | 0 | 0 | 0 | 0 | 0 | 0 | 0 | 0 | 0 | 0 | 0 | 0 | 0 | 0 | 0 | 0 | 0 | 0 | 0 | 0 | 0 | 0 | 0 | 0 | 0 | 0 | 0 | 0 | 0 | 0 | 0 | 0 | 0 | 0 | 0 | 0 | 0 | 0 | 0 | 0 | 0 | 0 | 0 | 0 | 0 | 0 | 0 | 0 | 0 | 0 | 0 | 0 | 0 | 0 | 0 | 0 | 0 | 0 | 0 | 0 | 0 | 0 | 0 | 0 | 0 | 0 | 0 | 0 | 0 | 0 | 0 | 0 | 0 | 0 | 0 | 0 |  | 0 | 0 | 0 | 0 | 0 | 0 | 0 | 0 | 0 | 0 | 0 | 0 | 0 | 0 | 0 | 0 | 0 | 0 | 0 | 0 | 0 | 0 | 0 | 0 | 0 | 0 | 0 | 0 | 0 | 0 | 0 | 0 | 0 | 0 | 0 | 0 | 9141.6 | 11076.2 | 14650.5055 | SCE Metro Area Default Constraint | SCE Metro Area Default Constraint | SCE Metro Area Default Constraint |  | 0 | 0 | 0 | 0 | 0 | 0 | 9141.6 | 11076.2 | 14650.5055 | SCE Metro Area Default Constraint | SCE Metro Area Default Constraint | SCE Metro Area Default Constraint |  | 1 | 1 | NO | 1 | 1 | 1 | NO | 1
PG&E NGBA | Harris | 60 | 0 | 0 | 0 | 0 | 0 | 0 | 0 | 0 | 0 | 0 | 0 | 0 | 0 | 0 | 0 | 0 | 0 | 0 | 0 | 0 | 0 | 0 | 0 | 0 | 0 | 0 | 0 | 0 | 0 | 0 | 0 | 0 | 0 | 0 | 0 | 0 | 0 | 0 | 0 | 1 | 0 | 0 | 0 | 0 | 0 | 0 | 0 | 0 | 0 | 0 | 0 | 0 | 0 | 0 | 0 | 0 | 0 | 0 | 0 | 0 | 0 | 0 | 0 | 0 | 0 | 0 | 0 | 0 | 0 | 0 | 0 | 0 | 0 | 0 | 0 | 0 | 0 | 0 | 0 | 0 | 0 | 0 | 0 | 0 | 0 | 0 | 0 | 0 | 0 | 0 | 0 | 0 | 0 | 0 | 0 | 0 | 0 | 0 |  | 0 | 0 | 0 | 0 | 0 | 0 | 0 | 0 | 0 | 0 | 0 | 0 | 0 | 0 | 0 | 0 | 0 | 0 | 0 | 0 | 0 | 0 | 0 | 0 | 0 | 0 | 0 | 0 | 0 | 0 | 0 | 0 | 0 | 0 | 0 | 0 | 1.495 | 1408.886 | 6856.8328 | Collinsville-Tesla 500 kV Line | Collinsville-Tesla 500 kV Line | Collinsville-Tesla 500 kV Line |  | 0 | 0 | 0 | 0 | 0 | 0 | 1.495 | 1408.886 | 6856.8328 | Collinsville-Tesla 500 kV Line | Collinsville-Tesla 500 kV Line | Collinsville-Tesla 500 kV Line |  | 1 | 1 | NO | 1 | 1 | 1 | NO | 1
EOP | Harry Allen | 500 | 0 | 0 | 0 | 0 | 0 | 0 | 0 | 0 | 0 | 0 | 0 | 0 | 0 | 0 | 0 | 0 | 0 | 0 | 0 | 0 | 0 | 0 | 0 | 1 | 1 | 0 | 0 | 0 | 0 | 0 | 0 | 0 | 0 | 0 | 0 | 0 | 0 | 0 | 0 | 0 | 0 | 0 | 0 | 0 | 0 | 0 | 0 | 0 | 0 | 0 | 0 | 0 | 0 | 0 | 0 | 0 | 0 | 0 | 0 | 0 | 0 | 0 | 0 | 0 | 0 | 0 | 0 | 0 | 0 | 0 | 0 | 0 | 0 | 0 | 0 | 0 | 0 | 0 | 0 | 0 | 0 | 0 | 0 | 0 | 0 | 0 | 0 | 0 | 0 | 0 | 0 | 0 | 0 | 0 | 0 | 0 | 0 | 1 |  | 0 | 0 | 0 | 0 | 0 | 0 | 0 | 0 | 0 | 0 | 0 | 0 | 0 | 0 | 0 | 0 | 0 | 0 | 0 | 1100 | 0 | 0 | 0 | 0 | 0 | 0 | 0 | 0 | 0 | 1 | 1 | 1 | 1 | 0 | 0 | 0 | -3041.755 | -297.01 | 1059.66 | Lugo - Victorville area constraint | Lugo - Victorville area constraint | Sloan Canyon - Eldorado 500 kV constraint |  | 0 | 1 | 0 | 0 | 0 | 0 | -362.03 | 49.37 | 1059.66 | Sloan Canyon - Eldorado 500 kV constraint | Sloan Canyon - Eldorado 500 kV constraint | Sloan Canyon - Eldorado 500 kV constraint |  | 5 | 4 | YES | 4 | 1 | 1 | NO | 1
PG&E NGBA | Hartley | 60 | 0 | 0 | 0 | 0 | 0 | 0 | 0 | 0 | 0 | 0 | 0 | 0 | 0 | 0 | 0 | 0 | 0 | 0 | 0 | 0 | 0 | 0 | 0 | 0 | 0 | 0 | 0 | 0 | 0 | 0 | 0 | 0 | 0 | 0 | 0 | 0 | 0 | 0 | 0 | 1 | 0 | 0 | 0 | 0 | 0 | 0 | 0 | 0 | 0 | 0 | 0 | 0 | 1 | 0 | 0 | 0 | 0 | 0 | 0 | 0 | 0 | 0 | 0 | 0 | 0 | 0 | 1 | 0 | 0 | 0 | 0 | 0 | 0 | 0 | 0 | 0 | 0 | 0 | 0 | 0 | 0 | 0 | 0 | 0 | 0 | 0 | 0 | 0 | 0 | 0 | 0 | 0 | 0 | 0 | 0 | 0 | 0 | 1 |  | 0 | 0 | 0 | 0 | 0 | 0 | 0 | 0 | 0 | 0 | 0 | 0 | 0 | 0 | 0 | 0 | 0 | 0 | 0 | 0 | 0 | 0 | 0 | 0 | 0 | 0 | 0 | 0 | 0 | 0 | 1 | 0 | 1 | 0 | 0 | 0 | -547.725 | -217.477 | 718.102 | Birds Landing-Contra Costa 230kV Line | Birds Landing-Contra Costa 230kV Line | Birds Landing-Contra Costa 230kV Line |  | 0 | 0 | 0 | 0 | 0 | 0 | 1.495 | 1408.886 | 718.102 | Collinsville-Tesla 500 kV Line | Collinsville-Tesla 500 kV Line | Birds Landing-Contra Costa 230kV Line |  | 5 | 1 | YES | 2 | 1 | 1 | NO | 1
SCE NOL | Harvard | 115 | 0 | 0 | 0 | 0 | 0 | 0 | 0 | 0 | 0 | 0 | 0 | 1 | 1 | 1 | 0 | 0 | 0 | 0 | 0 | 0 | 0 | 0 | 0 | 0 | 0 | 0 | 0 | 0 | 0 | 0 | 0 | 0 | 0 | 0 | 0 | 0 | 0 | 0 | 0 | 0 | 0 | 0 | 0 | 0 | 0 | 0 | 0 | 0 | 0 | 0 | 0 | 0 | 0 | 0 | 0 | 0 | 0 | 0 | 0 | 0 | 0 | 0 | 0 | 0 | 0 | 0 | 0 | 0 | 0 | 0 | 0 | 0 | 0 | 0 | 0 | 0 | 0 | 0 | 0 | 0 | 0 | 0 | 0 | 0 | 0 | 0 | 0 | 0 | 0 | 0 | 0 | 0 | 0 | 0 | 0 | 0 | 0 | 3 |  | 0 | 0 | 0 | 0 | 0 | 0 | 0 | 0 | 0 | 0 | 0 | 0 | 0 | 0 | 0 | 0 | 0 | 0 | 0 | 0 | 0 | 0 | 0 | 0 | 0 | 0 | 0 | 0 | 0 | 0 | 0 | 2 | 0 | 2 | 0 | 0 | -0.23 | -8.3 | 880.3938 | South of Kramer Area Constraint | South of Kramer Area Constraint | South of Kramer Area Constraint |  | 0 | 2 | 0 | 2 | 0 | 0 | -0.23 | -8.3 | 880.3938 | South of Kramer Area Constraint | South of Kramer Area Constraint | South of Kramer Area Constraint |  | 3 | 3 | NO | 3 | 1 | 1 | NO | 1
SDGE | Hassayampa | 500 | 0 | 0 | 0 | 0 | 0 | 0 | 0 | 0 | 0 | 0 | 0 | 0 | 0 | 0 | 0 | 0 | 0 | 1 | 0 | 0 | 0 | 0 | 0 | 0 | 1 | 0 | 0 | 0 | 0 | 0 | 0 | 1 | 0 | 0 | 0 | 0 | 0 | 0 | 0 | 0 | 0 | 0 | 0 | 0 | 0 | 0 | 0 | 0 | 0 | 0 | 0 | 0 | 0 | 0 | 0 | 0 | 0 | 0 | 0 | 0 | 0 | 0 | 0 | 0 | 0 | 0 | 0 | 0 | 0 | 0 | 0 | 0 | 0 | 0 | 0 | 0 | 0 | 0 | 0 | 0 | 0 | 0 | 0 | 0 | 0 | 0 | 0 | 0 | 0 | 0 | 0 | 0 | 0 | 0 | 0 | 0 | 0 | 2 |  | 0 | 0 | 0 | 0 | 0 | 0 | 0 | 0 | 0 | 0 | 0 | 0 | 0 | 0 | 0 | 0 | 0 | 0 | 0 | 0 | 0 | 0 | 0 | 0 | 322 | 380 | 95 | 90 | 0 | 1 | 1 | 0 | 1 | 0 | 0 | 0 | -3041.755 | -297.01 | 3083.635 | Lugo - Victorville area constraint | Lugo - Victorville area constraint | Devers-Red Bluff Constraint |  | 0 | 0 | 0 | 0 | 0 | 0 | 1222.16 | 1871.405 | 3083.635 | Devers-Red Bluff Constraint | East of Miguel constraint | Devers-Red Bluff Constraint |  | 5 | 1 | YES | 2 | 1 | 1 | NO | 1
PG&E FRESNO | Helm | 230 | 0 | 0 | 0 | 0 | 0 | 0 | 0 | 0 | 0 | 0 | 0 | 0 | 0 | 0 | 0 | 0 | 0 | 0 | 0 | 0 | 0 | 0 | 0 | 0 | 0 | 0 | 0 | 0 | 0 | 0 | 0 | 0 | 0 | 0 | 0 | 0 | 0 | 0 | 0 | 0 | 0 | 0 | 0 | 0 | 0 | 1 | 0 | 0 | 0 | 0 | 0 | 0 | 0 | 0 | 0 | 0 | 0 | 0 | 0 | 0 | 0 | 0 | 0 | 0 | 0 | 0 | 0 | 0 | 0 | 0 | 0 | 0 | 0 | 0 | 0 | 0 | 0 | 0 | 1 | 1 | 0 | 1 | 0 | 0 | 0 | 1 | 0 | 0 | 0 | 1 | 0 | 0 | 0 | 0 | 0 | 0 | 0 | 1 |  | 0 | 0 | 0 | 0 | 0 | 0 | 0 | 0 | 0 | 0 | 0 | 0 | 0 | 0 | 0 | 0 | 0 | 0 | 0 | 0 | 0 | 0 | 0 | 0 | 100 | 200 | 0 | 80 | 0 | 1 | 4 | 0 | 2 | 0 | 1 | 0 | -1662.7 | -1176 | -369.3748 | Borden-Storey #1 230kV line | Borden-Storey #1 230kV line | Gates 500/230kV TB #12 |  | 2 | 2 | 0 | 0 | 1 | 0 | -491.4315 | 71 | -369.3748 | Bellota-Weber 230kV line | Borden-Storey #1 230kV line | Gates 500/230kV TB #12 |  | 5 | 5 | NO | 5 | 5 | 5 | NO | 5
PG&E FRESNO | Helm | 70 | 0 | 0 | 0 | 0 | 0 | 0 | 0 | 0 | 0 | 0 | 0 | 0 | 0 | 0 | 0 | 0 | 0 | 0 | 0 | 0 | 0 | 0 | 0 | 0 | 0 | 0 | 0 | 0 | 0 | 0 | 0 | 0 | 0 | 0 | 0 | 0 | 0 | 0 | 0 | 0 | 0 | 0 | 0 | 0 | 0 | 0 | 0 | 0 | 0 | 0 | 0 | 0 | 0 | 0 | 0 | 0 | 0 | 0 | 0 | 0 | 0 | 0 | 0 | 0 | 0 | 0 | 0 | 0 | 0 | 0 | 0 | 0 | 0 | 0 | 0 | 0 | 0 | 0 | 0 | 1 | 0 | 1 | 0 | 0 | 0 | 1 | 0 | 0 | 0 | 0 | 0 | 1 | 0 | 0 | 0 | 0 | 0 | 1 |  | 0 | 0 | 0 | 0 | 0 | 0 | 0 | 0 | 0 | 0 | 0 | 0 | 0 | 0 | 0 | 0 | 0 | 0 | 0 | 0 | 0 | 0 | 0 | 0 | 0 | 25 | 0 | 10 | 0 | 1 | 2 | 0 | 0 | 0 | 0 | 0 | -314.8 | 15.95 | 89.95 | Tranquility-Helm 230kV Line | Helm 230/70kV TB #1 | Helm 230/70kV TB #1 |  | 2 | 0 | 0 | 0 | 0 | 0 | -314.8 | 15.95 | 89.95 | Tranquility-Helm 230kV Line | Helm 230/70kV TB #1 | Helm 230/70kV TB #1 |  | 5 | 5 | NO | 5 | 1 | 1 | NO | 1
PG&E FRESNO | Henrietta | 115 | 0 | 0 | 0 | 0 | 0 | 0 | 0 | 0 | 0 | 0 | 0 | 0 | 0 | 0 | 0 | 0 | 0 | 0 | 0 | 0 | 0 | 0 | 0 | 0 | 0 | 0 | 0 | 0 | 0 | 0 | 0 | 0 | 0 | 0 | 0 | 0 | 0 | 0 | 0 | 0 | 0 | 0 | 0 | 0 | 0 | 0 | 0 | 0 | 0 | 0 | 0 | 0 | 0 | 0 | 0 | 0 | 0 | 0 | 0 | 0 | 0 | 0 | 0 | 0 | 0 | 0 | 0 | 0 | 1 | 0 | 0 | 0 | 0 | 0 | 0 | 0 | 0 | 0 | 0 | 1 | 0 | 1 | 0 | 0 | 0 | 1 | 0 | 0 | 0 | 0 | 0 | 0 | 0 | 0 | 0 | 0 | 0 | 1 |  | 0 | 0 | 0 | 0 | 0 | 0 | 0 | 0 | 0 | 0 | 0 | 0 | 0 | 0 | 0 | 0 | 0 | 0 | 0 | 0 | 0 | 0 | 0 | 0 | 0 | 0 | 0 | 0 | 0 | 0 | 2 | 0 | 0 | 0 | 0 | 0 | -314.8 | 209.845 | 333.1455 | Tranquility-Helm 230kV Line | Tranquility-Helm 230kV Line | Gates 500/230kV TB #11 |  | 2 | 0 | 0 | 0 | 0 | 0 | -314.8 | 209.845 | 333.1455 | Tranquility-Helm 230kV Line | Tranquility-Helm 230kV Line | Gates 500/230kV TB #11 |  | 5 | 5 | NO | 5 | 1 | 1 | NO | 1
PG&E FRESNO | Henrietta | 230 | 0 | 0 | 0 | 0 | 0 | 0 | 0 | 0 | 0 | 0 | 0 | 0 | 0 | 0 | 0 | 0 | 0 | 0 | 0 | 0 | 0 | 0 | 0 | 0 | 0 | 0 | 0 | 0 | 0 | 0 | 0 | 0 | 0 | 0 | 0 | 0 | 0 | 0 | 0 | 0 | 0 | 0 | 0 | 0 | 0 | 0 | 0 | 0 | 0 | 0 | 0 | 0 | 0 | 0 | 0 | 0 | 0 | 0 | 0 | 0 | 0 | 0 | 0 | 0 | 0 | 0 | 0 | 0 | 1 | 0 | 0 | 0 | 0 | 0 | 0 | 0 | 0 | 0 | 0 | 1 | 0 | 1 | 0 | 0 | 0 | 0 | 0 | 0 | 0 | 0 | 0 | 0 | 0 | 0 | 0 | 0 | 0 | 0 |  | 0 | 0 | 0 | 0 | 0 | 0 | 0 | 0 | 0 | 0 | 0 | 0 | 0 | 0 | 0 | 0 | 0 | 0 | 0 | 0 | 0 | 0 | 0 | 0 | 100 | 200 | 0 | 80 | 0 | 1 | 2 | 0 | 0 | 0 | 0 | 0 | -314.8 | 209.845 | 333.1455 | Tranquility-Helm 230kV Line | Tranquility-Helm 230kV Line | Gates 500/230kV TB #11 |  | 2 | 0 | 0 | 0 | 0 | 0 | -314.8 | 209.845 | 333.1455 | Tranquility-Helm 230kV Line | Tranquility-Helm 230kV Line | Gates 500/230kV TB #11 |  | 5 | 5 | NO | 5 | 1 | 1 | NO | 1
PG&E FRESNO | Henrietta | 70 | 0 | 0 | 0 | 0 | 0 | 0 | 0 | 0 | 0 | 0 | 0 | 0 | 0 | 0 | 0 | 0 | 0 | 0 | 0 | 0 | 0 | 0 | 0 | 0 | 0 | 0 | 0 | 0 | 0 | 0 | 0 | 0 | 0 | 0 | 0 | 0 | 0 | 0 | 0 | 0 | 0 | 0 | 0 | 0 | 0 | 1 | 0 | 0 | 0 | 0 | 0 | 0 | 0 | 0 | 0 | 0 | 0 | 0 | 0 | 0 | 0 | 0 | 0 | 0 | 0 | 0 | 0 | 0 | 0 | 0 | 0 | 0 | 0 | 0 | 0 | 0 | 0 | 0 | 1 | 0 | 0 | 1 | 0 | 0 | 0 | 1 | 0 | 0 | 0 | 1 | 0 | 0 | 0 | 0 | 1 | 0 | 0 | 1 |  | 0 | 0 | 0 | 0 | 0 | 0 | 0 | 0 | 0 | 0 | 0 | 0 | 0 | 0 | 0 | 0 | 0 | 0 | 0 | 0 | 0 | 0 | 0 | 3 | 0 | 0 | 173.2 | 0 | 0 | 1 | 4 | 0 | 2 | 0 | 1 | 1 | -1662.7 | -1176 | -1162.3269 | Borden-Storey #1 230kV line | Borden-Storey #1 230kV line | Mustang-Henrietta 230 kV line |  | 1 | 2 | 0 | 0 | 1 | 1 | -491.4315 | 71 | -1162.3269 | Bellota-Weber 230kV line | Borden-Storey #1 230kV line | Mustang-Henrietta 230 kV line |  | 5 | 5 | NO | 5 | 5 | 5 | NO | 5
PG&E FRESNO | Herndon | 115 | 0 | 0 | 0 | 0 | 0 | 0 | 0 | 0 | 0 | 0 | 0 | 0 | 0 | 0 | 0 | 0 | 0 | 0 | 0 | 0 | 0 | 0 | 0 | 0 | 0 | 0 | 0 | 0 | 0 | 0 | 0 | 0 | 0 | 0 | 0 | 0 | 0 | 0 | 0 | 0 | 0 | 0 | 0 | 0 | 0 | 0 | 0 | 0 | 0 | 0 | 0 | 0 | 0 | 0 | 0 | 0 | 0 | 0 | 0 | 0 | 0 | 0 | 0 | 0 | 0 | 0 | 0 | 0 | 0 | 0 | 0 | 0 | 0 | 0 | 0 | 0 | 0 | 0 | 0 | 1 | 0 | 1 | 1 | 1 | 0 | 1 | 0 | 1 | 0 | 0 | 0 | 0 | 1 | 0 | 0 | 0 | 0 | 1 |  | 0 | 0 | 0 | 0 | 0 | 0 | 0 | 0 | 0 | 0 | 0 | 0 | 0 | 0 | 0 | 0 | 0 | 0 | 0 | 0 | 0 | 0 | 0 | 0 | 0 | 0 | 0 | 0 | 0 | 0 | 3 | 0 | 1 | 0 | 0 | 0 | -794.9 | -478 | 6.7626 | Chowchilla-Le grand 115kV Line | Chowchilla-Le grand 115kV Line | Oro Loma-El Nido 115kV Line |  | 2 | 0 | 0 | 0 | 0 | 0 | -314.8 | 209.845 | 6.7626 | Tranquility-Helm 230kV Line | Tranquility-Helm 230kV Line | Oro Loma-El Nido 115kV Line |  | 5 | 5 | NO | 5 | 1 | 1 | NO | 1
PG&E FRESNO | Herndon | 230 | 0 | 0 | 0 | 0 | 0 | 0 | 0 | 0 | 0 | 0 | 0 | 0 | 0 | 0 | 0 | 0 | 0 | 0 | 0 | 0 | 0 | 0 | 0 | 0 | 0 | 0 | 0 | 0 | 0 | 0 | 0 | 0 | 0 | 0 | 0 | 0 | 0 | 0 | 0 | 0 | 0 | 0 | 0 | 0 | 0 | 0 | 0 | 0 | 0 | 0 | 0 | 0 | 0 | 0 | 0 | 0 | 0 | 0 | 0 | 1 | 0 | 0 | 0 | 0 | 0 | 0 | 0 | 0 | 0 | 0 | 0 | 0 | 0 | 0 | 0 | 0 | 0 | 0 | 0 | 1 | 0 | 1 | 1 | 1 | 0 | 1 | 0 | 1 | 0 | 0 | 0 | 0 | 1 | 0 | 0 | 0 | 0 | 1 |  | 0 | 1.9 | 0 | 0 | 0 | 0 | 0 | 0 | 0 | 0 | 0 | 0 | 0 | 0 | 1 | 0 | 1.9 | 0 | 0 | 0 | 0 | 0 | 0 | 0 | 0 | 0 | 0 | 0 | 0 | 1 | 4 | 0 | 1 | 0 | 0 | 0 | -1184.5215 | -478 | 6.7626 | Tesla-Bellota 230 kV line | Chowchilla-Le grand 115kV Line | Oro Loma-El Nido 115kV Line |  | 2 | 1 | 0 | 0 | 0 | 0 | -884.5215 | 209.845 | 6.7626 | Tesla-Bellota 230 kV line | Tranquility-Helm 230kV Line | Oro Loma-El Nido 115kV Line |  | 5 | 5 | NO | 5 | 1 | 1 | NO | 1
PG&E GBA | Hicks | 230 | 0 | 0 | 0 | 0 | 0 | 0 | 0 | 0 | 0 | 0 | 0 | 0 | 0 | 0 | 0 | 0 | 0 | 0 | 0 | 0 | 0 | 0 | 0 | 0 | 0 | 0 | 0 | 0 | 0 | 0 | 0 | 0 | 0 | 0 | 0 | 0 | 0 | 0 | 0 | 0 | 0 | 0 | 0 | 0 | 0 | 0 | 0 | 0 | 0 | 0 | 0 | 0 | 1 | 0 | 0 | 0 | 0 | 0 | 0 | 1 | 0 | 0 | 0 | 0 | 0 | 0 | 0 | 0 | 0 | 0 | 0 | 0 | 0 | 0 | 0 | 0 | 0 | 0 | 0 | 0 | 0 | 0 | 0 | 0 | 0 | 0 | 0 | 0 | 0 | 0 | 0 | 0 | 0 | 0 | 0 | 0 | 1 | 1 |  | 0 | 0 | 0 | 0 | 0 | 0 | 0 | 0 | 0 | 0 | 0 | 0 | 0 | 0 | 0 | 0 | 0 | 0 | 0 | 0 | 0 | 0 | 0 | 0 | 0 | 0 | 0 | 0 | 0 | 0 | 1 | 0 | 0 | 0 | 0 | 0 | -1184.5215 | 933.1939 | 4193.782 | Tesla-Bellota 230 kV line | Tesla-Bellota 230 kV line | Tesla-Bellota 230 kV line |  | 0 | 1 | 0 | 0 | 0 | 0 | -884.5215 | 1037.76 | 4193.782 | Tesla-Bellota 230 kV line | NEW-Metcalf-Mosslanding 500kV | Tesla-Bellota 230 kV line |  | 5 | 4 | YES | 4 | 1 | 1 | NO | 1
PG&E NGBA | Higgins | 115 | 0 | 0 | 0 | 0 | 0 | 0 | 0 | 0 | 0 | 0 | 0 | 0 | 0 | 0 | 0 | 0 | 0 | 0 | 0 | 0 | 0 | 0 | 0 | 0 | 0 | 0 | 0 | 0 | 0 | 0 | 0 | 0 | 0 | 0 | 0 | 0 | 0 | 0 | 0 | 1 | 0 | 0 | 1 | 0 | 0 | 1 | 1 | 1 | 0 | 0 | 0 | 0 | 0 | 0 | 0 | 0 | 0 | 0 | 0 | 1 | 1 | 0 | 0 | 0 | 0 | 0 | 0 | 0 | 0 | 0 | 0 | 0 | 0 | 0 | 0 | 0 | 0 | 0 | 0 | 0 | 0 | 0 | 0 | 0 | 0 | 0 | 0 | 0 | 0 | 0 | 0 | 0 | 0 | 0 | 0 | 0 | 0 | 0 |  | 0 | 0 | 0 | 0 | 0 | 0 | 0 | 0 | 0 | 0 | 0 | 0 | 0 | 0 | 0 | 0 | 0 | 0 | 0 | 0 | 0 | 0 | 0 | 0 | 0 | 0 | 0 | 0 | 0 | 0 | 2 | 0 | 1 | 0 | 0 | 0 | -1184.5215 | -212.6541 | 329.548 | Tesla-Bellota 230 kV line | Bellota-Weber 230kV line | Bell-Placer 115kV Line |  | 0 | 2 | 0 | 0 | 0 | 0 | -884.5215 | 247.3459 | 329.548 | Tesla-Bellota 230 kV line | Bellota-Weber 230kV line | Bell-Placer 115kV Line |  | 5 | 4 | YES | 4 | 1 | 1 | NO | 1
PG&E NGBA | Hilltop | 345 | 0 | 0 | 0 | 0 | 0 | 0 | 0 | 0 | 0 | 0 | 0 | 0 | 0 | 0 | 0 | 0 | 0 | 0 | 0 | 0 | 0 | 0 | 0 | 0 | 0 | 0 | 0 | 0 | 0 | 0 | 0 | 0 | 0 | 0 | 0 | 0 | 0 | 0 | 0 | 1 | 0 | 0 | 0 | 0 | 0 | 0 | 0 | 0 | 0 | 0 | 0 | 0 | 0 | 0 | 0 | 0 | 0 | 0 | 0 | 0 | 0 | 0 | 0 | 0 | 0 | 0 | 0 | 0 | 0 | 0 | 0 | 0 | 0 | 0 | 0 | 0 | 0 | 0 | 0 | 0 | 0 | 0 | 0 | 0 | 0 | 0 | 0 | 0 | 0 | 0 | 0 | 0 | 0 | 0 | 0 | 0 | 0 | 0 |  | 0 | 0 | 0 | 0 | 0 | 0 | 0 | 0 | 0 | 0 | 0 | 0 | 0 | 0 | 0 | 0 | 0 | 150 | 0 | 0 | 0 | 0 | 0 | 0 | 0 | 0 | 0 | 0 | 0 | 1 | 0 | 0 | 0 | 0 | 0 | 0 | 1.495 | 1408.886 | 6856.8328 | Collinsville-Tesla 500 kV Line | Collinsville-Tesla 500 kV Line | Collinsville-Tesla 500 kV Line |  | 0 | 0 | 0 | 0 | 0 | 0 | 1.495 | 1408.886 | 6856.8328 | Collinsville-Tesla 500 kV Line | Collinsville-Tesla 500 kV Line | Collinsville-Tesla 500 kV Line |  | 1 | 1 | NO | 1 | 1 | 1 | NO | 1
SCE Metro | Hinson | 230 | 0 | 0 | 0 | 0 | 0 | 0 | 0 | 0 | 1 | 1 | 0 | 0 | 0 | 0 | 0 | 0 | 0 | 0 | 0 | 0 | 0 | 0 | 0 | 0 | 0 | 0 | 0 | 0 | 0 | 0 | 0 | 0 | 0 | 0 | 0 | 0 | 0 | 0 | 0 | 0 | 0 | 0 | 0 | 0 | 0 | 0 | 0 | 0 | 0 | 0 | 0 | 0 | 0 | 0 | 0 | 0 | 0 | 0 | 0 | 0 | 0 | 0 | 0 | 0 | 0 | 0 | 0 | 0 | 0 | 0 | 0 | 0 | 0 | 0 | 0 | 0 | 0 | 0 | 0 | 0 | 0 | 0 | 0 | 0 | 0 | 0 | 0 | 0 | 0 | 0 | 0 | 0 | 0 | 0 | 0 | 0 | 0 | 0 |  | 0 | -5.6 | 0 | 0 | 0 | 0 | 0 | 0 | 0 | 0 | 0 | 0 | 0 | 0 | 1 | 0 | 0 | 0 | 0 | 0 | 0 | 0 | 0 | 3.08 | 0 | 0 | 455 | 0 | 0 | 1 | 0 | 0 | 0 | 0 | 0 | 0 | 1813 | 2256.5 | 3581.6408 | Hinson - Del Amo Constraint | Hinson - Del Amo Constraint | Hinson - Del Amo Constraint |  | 0 | 0 | 0 | 0 | 0 | 0 | 1813 | 2256.5 | 3581.6408 | Hinson - Del Amo Constraint | Hinson - Del Amo Constraint | Hinson - Del Amo Constraint |  | 1 | 1 | NO | 1 | 1 | 1 | NO | 1
PG&E GBA | Hollister | 115 | 0 | 0 | 0 | 0 | 0 | 0 | 0 | 0 | 0 | 0 | 0 | 0 | 0 | 0 | 0 | 0 | 0 | 0 | 0 | 0 | 0 | 0 | 0 | 0 | 0 | 0 | 0 | 0 | 0 | 0 | 0 | 0 | 0 | 0 | 0 | 0 | 0 | 0 | 0 | 0 | 0 | 0 | 0 | 0 | 0 | 0 | 0 | 0 | 0 | 0 | 0 | 0 | 0 | 0 | 0 | 1 | 0 | 0 | 0 | 1 | 0 | 0 | 0 | 0 | 1 | 0 | 0 | 0 | 0 | 0 | 0 | 0 | 0 | 0 | 0 | 0 | 0 | 0 | 0 | 0 | 0 | 0 | 0 | 0 | 0 | 0 | 0 | 0 | 0 | 0 | 0 | 0 | 0 | 0 | 0 | 0 | 1 | 0 |  | 0 | 0 | 0 | 0 | 0 | 0 | 0 | 0 | 0 | 0 | 0 | 0 | 0 | 0 | 0 | 0 | 0 | 0 | 0 | 0 | 0 | 0 | 0 | 0 | 0 | 0 | 10 | 0 | 0 | 1 | 1 | 0 | 0 | 0 | 0 | 0 | -1184.5215 | 346.16 | 296.38 | Tesla-Bellota 230 kV line | Morganhill-Metcalf 115kV Line | Morganhill-Metcalf 115kV Line |  | 0 | 1 | 0 | 0 | 0 | 0 | -884.5215 | 346.16 | 296.38 | Tesla-Bellota 230 kV line | Morganhill-Metcalf 115kV Line | Morganhill-Metcalf 115kV Line |  | 5 | 4 | YES | 4 | 1 | 1 | NO | 1
PG&E NGBA | Homestake | 115 | 0 | 0 | 0 | 0 | 0 | 0 | 0 | 0 | 0 | 0 | 0 | 0 | 0 | 0 | 0 | 0 | 0 | 0 | 0 | 0 | 0 | 0 | 0 | 0 | 0 | 0 | 0 | 0 | 0 | 0 | 0 | 0 | 0 | 0 | 0 | 0 | 0 | 0 | 0 | 1 | 0 | 1 | 0 | 0 | 0 | 0 | 0 | 0 | 0 | 0 | 0 | 0 | 1 | 0 | 1 | 1 | 0 | 0 | 0 | 0 | 0 | 0 | 0 | 0 | 0 | 0 | 1 | 0 | 0 | 0 | 0 | 0 | 0 | 0 | 0 | 0 | 0 | 0 | 0 | 0 | 0 | 0 | 0 | 0 | 0 | 0 | 0 | 0 | 0 | 0 | 0 | 0 | 0 | 0 | 0 | 0 | 0 | 1 |  | 0 | 0 | 0 | 0 | 0 | 0 | 0 | 0 | 0 | 0 | 0 | 0 | 0 | 0 | 0 | 0 | 0 | 0 | 0 | 0 | 0 | 0 | 0 | 0 | 0 | 0 | 0 | 0 | 0 | 0 | 1 | 0 | 1 | 0 | 0 | 0 | -547.725 | -217.477 | 718.102 | Birds Landing-Contra Costa 230kV Line | Birds Landing-Contra Costa 230kV Line | Birds Landing-Contra Costa 230kV Line |  | 0 | 0 | 0 | 0 | 0 | 0 | 1.495 | 678.723 | 718.102 | Collinsville-Tesla 500 kV Line | Contra Costa- Windmaster 230 kV line | Birds Landing-Contra Costa 230kV Line |  | 5 | 1 | YES | 2 | 1 | 1 | NO | 1
PG&E NGBA | Honcut | 115 | 0 | 0 | 0 | 0 | 0 | 0 | 0 | 0 | 0 | 0 | 0 | 0 | 0 | 0 | 0 | 0 | 0 | 0 | 0 | 0 | 0 | 0 | 0 | 0 | 0 | 0 | 0 | 0 | 0 | 0 | 0 | 0 | 0 | 0 | 0 | 0 | 0 | 0 | 0 | 1 | 0 | 0 | 0 | 0 | 1 | 1 | 1 | 1 | 0 | 0 | 0 | 0 | 0 | 0 | 0 | 0 | 0 | 0 | 0 | 1 | 1 | 0 | 0 | 0 | 0 | 0 | 0 | 0 | 0 | 0 | 0 | 0 | 0 | 0 | 0 | 0 | 0 | 0 | 0 | 0 | 0 | 0 | 0 | 0 | 0 | 0 | 0 | 0 | 0 | 0 | 0 | 0 | 0 | 0 | 0 | 0 | 0 | 0 |  | 0 | 0 | 0 | 0 | 0 | 0 | 0 | 0 | 0 | 0 | 0 | 0 | 0 | 0 | 0 | 0 | 0 | 0 | 0 | 0 | 0 | 0 | 0 | 0 | 0 | 0 | 0 | 0 | 0 | 0 | 2 | 0 | 1 | 0 | 0 | 0 | -1184.5215 | -212.6541 | 79.4556 | Tesla-Bellota 230 kV line | Bellota-Weber 230kV line | Rocklin-Pleaseant grove 115kV line |  | 0 | 2 | 0 | 0 | 0 | 0 | -884.5215 | 41.5 | 79.4556 | Tesla-Bellota 230 kV line | Rocklin-Pleaseant grove 115kV line | Rocklin-Pleaseant grove 115kV line |  | 5 | 4 | YES | 4 | 1 | 1 | NO | 1
SDGE | Hoodoo Wash | 500 | 0 | 0 | 0 | 0 | 0 | 0 | 0 | 0 | 0 | 0 | 0 | 0 | 0 | 0 | 0 | 0 | 0 | 0 | 0 | 0 | 0 | 0 | 0 | 0 | 1 | 0 | 0 | 0 | 0 | 0 | 0 | 1 | 1 | 0 | 0 | 0 | 0 | 0 | 0 | 0 | 0 | 0 | 0 | 0 | 0 | 0 | 0 | 0 | 0 | 0 | 0 | 0 | 0 | 0 | 0 | 0 | 0 | 0 | 0 | 0 | 0 | 0 | 0 | 0 | 0 | 0 | 0 | 0 | 0 | 0 | 0 | 0 | 0 | 0 | 0 | 0 | 0 | 0 | 0 | 0 | 0 | 0 | 0 | 0 | 0 | 0 | 0 | 0 | 0 | 0 | 0 | 0 | 0 | 0 | 0 | 0 | 0 | 2 |  | 0 | 0 | 0 | 0 | 0 | 0 | 0 | 0 | 0 | 0 | -200 | -100 | 0 | 0 | 1 | 0 | 0 | 0 | 0 | 0 | 0 | 0 | 0 | 0 | 447.5 | 829 | 447.5 | 150 | 0 | 1 | 1 | 0 | 1 | 0 | 0 | 0 | -3041.755 | -297.01 | 3343.045 | Lugo - Victorville area constraint | Lugo - Victorville area constraint | Lugo - Victorville area constraint |  | 0 | 0 | 0 | 0 | 0 | 0 | 54.76 | 1329.48 | 4092.305 | San Luis Rey-San Onofre 230 kV line constraint | San Luis Rey-San Onofre 230 kV line constraint | East of Miguel constraint |  | 5 | 1 | YES | 2 | 1 | 1 | NO | 1
PG&E NGBA | Hopland | 115 | 0 | 0 | 0 | 0 | 0 | 0 | 0 | 0 | 0 | 0 | 0 | 0 | 0 | 0 | 0 | 0 | 0 | 0 | 0 | 0 | 0 | 0 | 0 | 0 | 0 | 0 | 0 | 0 | 0 | 0 | 0 | 0 | 0 | 0 | 0 | 0 | 0 | 0 | 0 | 1 | 0 | 0 | 0 | 0 | 0 | 0 | 0 | 0 | 0 | 0 | 0 | 0 | 1 | 0 | 0 | 0 | 0 | 0 | 0 | 0 | 0 | 0 | 0 | 0 | 0 | 0 | 1 | 0 | 0 | 0 | 0 | 0 | 0 | 0 | 0 | 0 | 0 | 0 | 0 | 0 | 0 | 0 | 0 | 0 | 0 | 0 | 0 | 0 | 0 | 0 | 0 | 0 | 0 | 0 | 0 | 0 | 0 | 1 |  | 0 | 0 | 0 | 0 | 0 | 0 | 0 | 0 | 0 | 0 | 0 | 0 | 0 | 0 | 0 | 0 | 0 | 0 | 0 | 0 | 0 | 0 | 0 | 0 | 0 | 0 | 0 | 0 | 0 | 0 | 1 | 0 | 1 | 0 | 0 | 0 | -547.725 | -217.477 | 718.102 | Birds Landing-Contra Costa 230kV Line | Birds Landing-Contra Costa 230kV Line | Birds Landing-Contra Costa 230kV Line |  | 0 | 0 | 0 | 0 | 0 | 0 | 1.495 | 1408.886 | 718.102 | Collinsville-Tesla 500 kV Line | Collinsville-Tesla 500 kV Line | Birds Landing-Contra Costa 230kV Line |  | 5 | 1 | YES | 2 | 1 | 1 | NO | 1
PG&E NGBA | Hopland | 60 | 0 | 0 | 0 | 0 | 0 | 0 | 0 | 0 | 0 | 0 | 0 | 0 | 0 | 0 | 0 | 0 | 0 | 0 | 0 | 0 | 0 | 0 | 0 | 0 | 0 | 0 | 0 | 0 | 0 | 0 | 0 | 0 | 0 | 0 | 0 | 0 | 0 | 0 | 0 | 1 | 0 | 0 | 0 | 0 | 0 | 0 | 0 | 0 | 0 | 0 | 0 | 0 | 1 | 0 | 0 | 0 | 0 | 0 | 0 | 0 | 0 | 0 | 0 | 0 | 0 | 0 | 1 | 0 | 0 | 0 | 0 | 0 | 0 | 0 | 0 | 0 | 0 | 0 | 0 | 0 | 0 | 0 | 0 | 0 | 0 | 0 | 0 | 0 | 0 | 0 | 0 | 0 | 0 | 0 | 0 | 0 | 0 | 1 |  | 0 | 0 | 0 | 0 | 0 | 0 | 0 | 0 | 0 | 0 | 0 | 0 | 0 | 0 | 0 | 0 | 0 | 0 | 0 | 0 | 0 | 0 | 0 | 0 | 0 | 0 | 0 | 0 | 0 | 0 | 1 | 0 | 1 | 0 | 0 | 0 | -547.725 | -217.477 | 718.102 | Birds Landing-Contra Costa 230kV Line | Birds Landing-Contra Costa 230kV Line | Birds Landing-Contra Costa 230kV Line |  | 0 | 0 | 0 | 0 | 0 | 0 | 1.495 | 1408.886 | 718.102 | Collinsville-Tesla 500 kV Line | Collinsville-Tesla 500 kV Line | Birds Landing-Contra Costa 230kV Line |  | 5 | 1 | YES | 2 | 1 | 1 | NO | 1
PG&E NGBA | Humboldt | 115 | 0 | 0 | 0 | 0 | 0 | 0 | 0 | 0 | 0 | 0 | 0 | 0 | 0 | 0 | 0 | 0 | 0 | 0 | 0 | 0 | 0 | 0 | 0 | 0 | 0 | 0 | 0 | 0 | 0 | 0 | 0 | 0 | 0 | 0 | 0 | 0 | 0 | 0 | 0 | 1 | 0 | 0 | 0 | 0 | 0 | 0 | 0 | 0 | 0 | 0 | 0 | 0 | 0 | 0 | 0 | 0 | 0 | 0 | 0 | 0 | 0 | 0 | 0 | 0 | 0 | 0 | 0 | 0 | 0 | 0 | 0 | 0 | 0 | 0 | 0 | 0 | 0 | 0 | 0 | 0 | 0 | 0 | 0 | 0 | 0 | 0 | 0 | 0 | 0 | 0 | 0 | 0 | 0 | 0 | 0 | 0 | 0 | 0 |  | 0 | 0 | 0 | 0 | 0 | 0 | 0 | 0 | 0 | 0 | 0 | 0 | 0 | 0 | 0 | 0 | 2.5 | 0 | 0 | 0 | 0 | 0 | 0 | 0 | 0 | 0 | 0 | 0 | 0 | 1 | 0 | 0 | 0 | 0 | 0 | 0 | 1.495 | 1408.886 | 6856.8328 | Collinsville-Tesla 500 kV Line | Collinsville-Tesla 500 kV Line | Collinsville-Tesla 500 kV Line |  | 0 | 0 | 0 | 0 | 0 | 0 | 1.495 | 1408.886 | 6856.8328 | Collinsville-Tesla 500 kV Line | Collinsville-Tesla 500 kV Line | Collinsville-Tesla 500 kV Line |  | 1 | 1 | NO | 1 | 1 | 1 | NO | 1
PG&E NGBA | Humboldt | 60 | 0 | 0 | 0 | 0 | 0 | 0 | 0 | 0 | 0 | 0 | 0 | 0 | 0 | 0 | 0 | 0 | 0 | 0 | 0 | 0 | 0 | 0 | 0 | 0 | 0 | 0 | 0 | 0 | 0 | 0 | 0 | 0 | 0 | 0 | 0 | 0 | 0 | 0 | 0 | 1 | 0 | 0 | 0 | 0 | 0 | 0 | 0 | 0 | 0 | 0 | 0 | 0 | 0 | 0 | 0 | 0 | 0 | 0 | 0 | 0 | 0 | 0 | 0 | 0 | 0 | 0 | 0 | 0 | 0 | 0 | 0 | 0 | 0 | 0 | 0 | 0 | 0 | 0 | 0 | 0 | 0 | 0 | 0 | 0 | 0 | 0 | 0 | 0 | 0 | 0 | 0 | 0 | 0 | 0 | 0 | 0 | 0 | 0 |  | 0 | 0 | 0 | 0 | 0 | 0 | 0 | 0 | 0 | 0 | 0 | 0 | 0 | 0 | 0 | 0 | 0 | 0 | 0 | 0 | 0 | 0 | 0 | 1.999 | 0 | 0 | 17.25 | 0 | 0 | 1 | 0 | 0 | 0 | 0 | 0 | 0 | 1.495 | 1408.886 | 6856.8328 | Collinsville-Tesla 500 kV Line | Collinsville-Tesla 500 kV Line | Collinsville-Tesla 500 kV Line |  | 0 | 0 | 0 | 0 | 0 | 0 | 1.495 | 1408.886 | 6856.8328 | Collinsville-Tesla 500 kV Line | Collinsville-Tesla 500 kV Line | Collinsville-Tesla 500 kV Line |  | 1 | 1 | NO | 1 | 1 | 1 | NO | 1
PG&E NGBA | Humboldt | 500 | 0 | 0 | 0 | 0 | 0 | 0 | 0 | 0 | 0 | 0 | 0 | 0 | 0 | 0 | 0 | 0 | 0 | 0 | 0 | 0 | 0 | 0 | 0 | 0 | 0 | 0 | 0 | 0 | 0 | 0 | 0 | 0 | 0 | 0 | 0 | 0 | 0 | 0 | 0 | 0 | 0 | 0 | 0 | 0 | 0 | 0 | 0 | 0 | 1 | 0 | 0 | 0 | 0 | 0 | 0 | 0 | 0 | 0 | 0 | 0 | 0 | 0 | 0 | 0 | 0 | 0 | 0 | 0 | 0 | 0 | 0 | 0 | 0 | 0 | 0 | 0 | 0 | 0 | 0 | 0 | 0 | 0 | 0 | 0 | 0 | 0 | 0 | 0 | 0 | 0 | 0 | 0 | 0 | 0 | 0 | 0 | 0 | 1 |  | 0 | 0 | 0 | 0 | 0 | 0 | 0 | 0 | 0 | 0 | 0 | 0 | 0 | 0 | 0 | 0 | 0 | 0 | 0 | 0 | 0 | 1607 | 0 | 0 | 0 | 0 | 0 | 0 | 0 | 1 | 0 | 0 | 0 | 0 | 0 | 0 | 934.05 | 1576.85 | 693 | Humboldt Offshore Wind constraint | Humboldt Offshore Wind constraint | Humboldt Offshore Wind constraint |  | 0 | 0 | 0 | 0 | 0 | 0 | 934.05 | 1576.85 | 693 | Humboldt Offshore Wind constraint | Humboldt Offshore Wind constraint | Humboldt Offshore Wind constraint |  | 1 | 1 | NO | 1 | 1 | 1 | NO | 1
SCE Metro | Huntington Beach | 230 | 0 | 0 | 0 | 0 | 0 | 0 | 0 | 0 | 0 | 1 | 0 | 0 | 0 | 0 | 0 | 0 | 0 | 0 | 0 | 0 | 0 | 0 | 0 | 0 | 0 | 0 | 0 | 0 | 0 | 0 | 0 | 0 | 0 | 0 | 0 | 0 | 0 | 0 | 0 | 0 | 0 | 0 | 0 | 0 | 0 | 0 | 0 | 0 | 0 | 0 | 0 | 0 | 0 | 0 | 0 | 0 | 0 | 0 | 0 | 0 | 0 | 0 | 0 | 0 | 0 | 0 | 0 | 0 | 0 | 0 | 0 | 0 | 0 | 0 | 0 | 0 | 0 | 0 | 0 | 0 | 0 | 0 | 0 | 0 | 0 | 0 | 0 | 0 | 0 | 0 | 0 | 0 | 0 | 0 | 0 | 0 | 0 | 0 |  | 0 | 0 | 0 | 0 | 0 | 0 | 0 | 0 | 0 | 0 | 0 | 0 | 0 | 0 | 0 | 0 | 0 | 0 | 0 | 0 | 0 | 0 | 0 | 0 | 0 | 0 | 0 | 0 | 0 | 0 | 0 | 0 | 0 | 0 | 0 | 0 | 9141.6 | 11076.2 | 14650.5055 | SCE Metro Area Default Constraint | SCE Metro Area Default Constraint | SCE Metro Area Default Constraint |  | 0 | 0 | 0 | 0 | 0 | 0 | 9141.6 | 11076.2 | 14650.5055 | SCE Metro Area Default Constraint | SCE Metro Area Default Constraint | SCE Metro Area Default Constraint |  | 1 | 1 | NO | 1 | 1 | 1 | NO | 1
PG&E NGBA | Ignacio | 115 | 0 | 0 | 0 | 0 | 0 | 0 | 0 | 0 | 0 | 0 | 0 | 0 | 0 | 0 | 0 | 0 | 0 | 0 | 0 | 0 | 0 | 0 | 0 | 0 | 0 | 0 | 0 | 0 | 0 | 0 | 0 | 0 | 0 | 0 | 0 | 0 | 0 | 0 | 0 | 1 | 0 | 0 | 0 | 0 | 0 | 0 | 0 | 0 | 0 | 0 | 0 | 0 | 1 | 1 | 1 | 1 | 0 | 0 | 0 | 1 | 0 | 0 | 0 | 0 | 0 | 1 | 0 | 0 | 0 | 0 | 0 | 0 | 0 | 0 | 0 | 0 | 0 | 0 | 0 | 0 | 0 | 0 | 0 | 0 | 0 | 0 | 0 | 0 | 0 | 0 | 0 | 0 | 0 | 0 | 0 | 0 | 0 | 1 |  | 0 | 0 | 0 | 0 | 0 | 0 | 0 | 0 | 0 | 0 | 0 | 0 | 0 | 0 | 0 | 0 | 0.65 | 0 | 0 | 0 | 0 | 0 | 0 | 0 | 0 | 0 | 0 | 0 | 0 | 1 | 2 | 0 | 1 | 0 | 0 | 0 | -1184.5215 | -200.809 | 3506.786 | Tesla-Bellota 230 kV line | Windmaster-Delta pumps 230 kV line | Contra Costa- Windmaster 230 kV line |  | 0 | 1 | 0 | 0 | 0 | 0 | -884.5215 | 678.723 | 3506.786 | Tesla-Bellota 230 kV line | Contra Costa- Windmaster 230 kV line | Contra Costa- Windmaster 230 kV line |  | 5 | 4 | YES | 4 | 1 | 1 | NO | 1
PG&E NGBA | Ignacio | 230 | 0 | 0 | 0 | 0 | 0 | 0 | 0 | 0 | 0 | 0 | 0 | 0 | 0 | 0 | 0 | 0 | 0 | 0 | 0 | 0 | 0 | 0 | 0 | 0 | 0 | 0 | 0 | 0 | 0 | 0 | 0 | 0 | 0 | 0 | 0 | 0 | 0 | 0 | 0 | 1 | 0 | 0 | 0 | 0 | 0 | 0 | 0 | 0 | 0 | 0 | 0 | 0 | 1 | 0 | 0 | 0 | 0 | 0 | 0 | 0 | 0 | 0 | 0 | 0 | 0 | 0 | 1 | 0 | 0 | 0 | 0 | 0 | 0 | 0 | 0 | 0 | 0 | 0 | 0 | 0 | 0 | 0 | 0 | 0 | 0 | 0 | 0 | 0 | 0 | 0 | 0 | 0 | 0 | 0 | 0 | 0 | 0 | 1 |  | 0 | 0 | 0 | 0 | 0 | 0 | 0 | 0 | 0 | 0 | 0 | 0 | 0 | 0 | 0 | 0 | 0 | 0 | 0 | 0 | 0 | 0 | 0 | 0 | 0 | 0 | 0 | 0 | 0 | 0 | 1 | 0 | 1 | 0 | 0 | 0 | -547.725 | -217.477 | 718.102 | Birds Landing-Contra Costa 230kV Line | Birds Landing-Contra Costa 230kV Line | Birds Landing-Contra Costa 230kV Line |  | 0 | 0 | 0 | 0 | 0 | 0 | 1.495 | 1408.886 | 718.102 | Collinsville-Tesla 500 kV Line | Collinsville-Tesla 500 kV Line | Birds Landing-Contra Costa 230kV Line |  | 5 | 1 | YES | 2 | 1 | 1 | NO | 1
PG&E NGBA | Ignacio | 60 | 0 | 0 | 0 | 0 | 0 | 0 | 0 | 0 | 0 | 0 | 0 | 0 | 0 | 0 | 0 | 0 | 0 | 0 | 0 | 0 | 0 | 0 | 0 | 0 | 0 | 0 | 0 | 0 | 0 | 0 | 0 | 0 | 0 | 0 | 0 | 0 | 0 | 0 | 0 | 1 | 0 | 0 | 0 | 0 | 0 | 0 | 0 | 0 | 0 | 0 | 0 | 0 | 1 | 0 | 0 | 0 | 0 | 0 | 0 | 0 | 0 | 0 | 0 | 0 | 0 | 0 | 1 | 0 | 0 | 0 | 0 | 0 | 0 | 0 | 0 | 0 | 0 | 0 | 0 | 0 | 0 | 0 | 0 | 0 | 0 | 0 | 0 | 0 | 0 | 0 | 0 | 0 | 0 | 0 | 0 | 0 | 0 | 1 |  | 0 | 0 | 0 | 0 | 0 | 0 | 0 | 0 | 0 | 0 | 0 | 0 | 0 | 0 | 0 | 0 | 0 | 0 | 0 | 0 | 0 | 0 | 0 | 0 | 0 | 0 | 0 | 0 | 0 | 0 | 1 | 0 | 1 | 0 | 0 | 0 | -547.725 | -217.477 | 718.102 | Birds Landing-Contra Costa 230kV Line | Birds Landing-Contra Costa 230kV Line | Birds Landing-Contra Costa 230kV Line |  | 0 | 0 | 0 | 0 | 0 | 0 | 1.495 | 1408.886 | 718.102 | Collinsville-Tesla 500 kV Line | Collinsville-Tesla 500 kV Line | Birds Landing-Contra Costa 230kV Line |  | 5 | 1 | YES | 2 | 1 | 1 | NO | 1
SDGE | Imperial Beach | 69 | 0 | 0 | 0 | 0 | 0 | 0 | 0 | 0 | 0 | 0 | 0 | 0 | 0 | 0 | 0 | 0 | 0 | 0 | 0 | 0 | 0 | 0 | 0 | 0 | 0 | 0 | 0 | 0 | 0 | 0 | 1 | 0 | 1 | 0 | 0 | 1 | 1 | 0 | 0 | 0 | 0 | 0 | 0 | 0 | 0 | 0 | 0 | 0 | 0 | 0 | 0 | 0 | 0 | 0 | 0 | 0 | 0 | 0 | 0 | 0 | 0 | 0 | 0 | 0 | 0 | 0 | 0 | 0 | 0 | 0 | 0 | 0 | 0 | 0 | 0 | 0 | 0 | 0 | 0 | 0 | 0 | 0 | 0 | 0 | 0 | 0 | 0 | 0 | 0 | 0 | 0 | 0 | 0 | 0 | 0 | 0 | 0 | 4 |  | 0 | 0 | 0 | 0 | 0 | 0 | 0 | 0 | 0 | 0 | 0 | 0 | 0 | 0 | 0 | 0 | 0 | 0 | 0 | 0 | 0 | 0 | 0 | 0 | 0 | 0 | 3 | 0 | 0 | 1 | 0 | 0 | 0 | 0 | 0 | 0 | 54.76 | 1197.97 | 1601.1044 | San Luis Rey-San Onofre 230 kV line constraint | Silvergate-Old Town 230 kV constraint | Silvergate-Old Town 230 kV constraint |  | 0 | 0 | 0 | 0 | 0 | 0 | 54.76 | 1197.97 | 1601.1044 | San Luis Rey-San Onofre 230 kV line constraint | Silvergate-Old Town 230 kV constraint | Silvergate-Old Town 230 kV constraint |  | 1 | 1 | NO | 1 | 1 | 1 | NO | 1
SDGE | Imperial Valley | 230 | 0 | 0 | 0 | 0 | 0 | 0 | 0 | 0 | 0 | 0 | 0 | 0 | 0 | 0 | 0 | 0 | 0 | 0 | 0 | 0 | 0 | 0 | 0 | 0 | 0 | 0 | 0 | 0 | 1 | 0 | 1 | 1 | 1 | 0 | 0 | 1 | 1 | 0 | 0 | 0 | 0 | 0 | 0 | 0 | 0 | 0 | 0 | 0 | 0 | 0 | 0 | 0 | 0 | 0 | 0 | 0 | 0 | 0 | 0 | 0 | 0 | 0 | 0 | 0 | 0 | 0 | 0 | 0 | 0 | 0 | 0 | 0 | 0 | 0 | 0 | 0 | 0 | 0 | 0 | 0 | 0 | 0 | 0 | 0 | 0 | 0 | 0 | 0 | 0 | 0 | 0 | 0 | 0 | 0 | 0 | 0 | 0 | 6 |  | 25 | 0 | 0 | 0 | 0 | 0 | 0 | 0 | 0 | 0 | -50 | -50 | 0 | 0 | 1 | 125 | 0 | 0 | 0 | 0 | 0 | 0 | 0 | 0 | 300 | 392 | 428 | 150 | 0 | 1 | 0 | 0 | 0 | 0 | 0 | 0 | 54.76 | 1197.97 | 1601.1044 | San Luis Rey-San Onofre 230 kV line constraint | Silvergate-Old Town 230 kV constraint | Silvergate-Old Town 230 kV constraint |  | 0 | 0 | 0 | 0 | 0 | 0 | 54.76 | 1197.97 | 1601.1044 | San Luis Rey-San Onofre 230 kV line constraint | Silvergate-Old Town 230 kV constraint | Silvergate-Old Town 230 kV constraint |  | 1 | 1 | NO | 1 | 1 | 1 | NO | 1
SDGE | Imperial Valley | 500 | 0 | 0 | 0 | 0 | 0 | 0 | 0 | 0 | 0 | 0 | 0 | 0 | 0 | 0 | 0 | 0 | 0 | 0 | 0 | 0 | 0 | 0 | 0 | 0 | 0 | 0 | 0 | 0 | 1 | 0 | 1 | 1 | 1 | 0 | 0 | 1 | 1 | 0 | 0 | 0 | 0 | 0 | 0 | 0 | 0 | 0 | 0 | 0 | 0 | 0 | 0 | 0 | 0 | 0 | 0 | 0 | 0 | 0 | 0 | 0 | 0 | 0 | 0 | 0 | 0 | 0 | 0 | 0 | 0 | 0 | 0 | 0 | 0 | 0 | 0 | 0 | 0 | 0 | 0 | 0 | 0 | 0 | 0 | 0 | 0 | 0 | 0 | 0 | 0 | 0 | 0 | 0 | 0 | 0 | 0 | 0 | 0 | 6 |  | 0 | 0 | 0 | 0 | 0 | 0 | 0 | 0 | 0 | 0 | 0 | 0 | 0 | 0 | 0 | 0 | 0 | 0 | 0 | 0 | 0 | 0 | 0 | 0 | 0 | 0 | 0 | 0 | 0 | 0 | 0 | 0 | 0 | 0 | 0 | 0 | 54.76 | 1197.97 | 1601.1044 | San Luis Rey-San Onofre 230 kV line constraint | Silvergate-Old Town 230 kV constraint | Silvergate-Old Town 230 kV constraint |  | 0 | 0 | 0 | 0 | 0 | 0 | 54.76 | 1197.97 | 1601.1044 | San Luis Rey-San Onofre 230 kV line constraint | Silvergate-Old Town 230 kV constraint | Silvergate-Old Town 230 kV constraint |  | 1 | 1 | NO | 1 | 1 | 1 | NO | 1
EOP | Innovation | 138 | 0 | 0 | 0 | 0 | 0 | 0 | 0 | 0 | 0 | 0 | 0 | 0 | 0 | 0 | 0 | 0 | 0 | 0 | 0 | 0 | 0 | 0 | 1 | 1 | 1 | 0 | 0 | 0 | 0 | 0 | 0 | 0 | 0 | 0 | 0 | 0 | 0 | 0 | 0 | 0 | 0 | 0 | 0 | 0 | 0 | 0 | 0 | 0 | 0 | 0 | 0 | 0 | 0 | 0 | 0 | 0 | 0 | 0 | 0 | 0 | 0 | 0 | 0 | 0 | 0 | 0 | 0 | 0 | 0 | 0 | 0 | 0 | 0 | 0 | 0 | 0 | 0 | 0 | 0 | 0 | 0 | 0 | 0 | 0 | 0 | 0 | 0 | 0 | 0 | 0 | 0 | 0 | 0 | 0 | 0 | 0 | 0 | 2 |  | 0 | 0 | 0 | 0 | 0 | 0 | 0 | 0 | 0 | 0 | 0 | 0 | 0 | 0 | 0 | 0 | 0 | 0 | 0 | 0 | 0 | 0 | 0 | 0 | 0 | 0 | 0 | 0 | 0 | 0 | 1 | 1 | 1 | 0 | 0 | 0 | -3041.755 | -297.01 | 876.53 | Lugo - Victorville area constraint | Lugo - Victorville area constraint | GLW 230kV area constraint |  | 0 | 1 | 0 | 0 | 0 | 0 | -362.03 | 49.37 | 876.53 | Sloan Canyon - Eldorado 500 kV constraint | Sloan Canyon - Eldorado 500 kV constraint | GLW 230kV area constraint |  | 5 | 4 | YES | 4 | 1 | 1 | NO | 1
EOP | Innovation | 230 | 0 | 0 | 0 | 0 | 0 | 0 | 0 | 0 | 0 | 0 | 0 | 0 | 0 | 0 | 0 | 0 | 0 | 0 | 0 | 0 | 0 | 0 | 1 | 1 | 1 | 0 | 0 | 0 | 0 | 0 | 0 | 0 | 0 | 0 | 0 | 0 | 0 | 0 | 0 | 0 | 0 | 0 | 0 | 0 | 0 | 0 | 0 | 0 | 0 | 0 | 0 | 0 | 0 | 0 | 0 | 0 | 0 | 0 | 0 | 0 | 0 | 0 | 0 | 0 | 0 | 0 | 0 | 0 | 0 | 0 | 0 | 0 | 0 | 0 | 0 | 0 | 0 | 0 | 0 | 0 | 0 | 0 | 0 | 0 | 0 | 0 | 0 | 0 | 0 | 0 | 0 | 0 | 0 | 0 | 0 | 0 | 0 | 2 |  | 0 | 0 | 0 | 0 | 0 | 0 | 0 | 0 | 0 | 0 | 0 | 0 | 0 | 0 | 0 | 0 | 0 | 0 | 0 | 0 | 0 | 0 | 0 | 0 | 400 | 200 | 0 | 150 | 0 | 1 | 1 | 1 | 1 | 0 | 0 | 0 | -3041.755 | -297.01 | 876.53 | Lugo - Victorville area constraint | Lugo - Victorville area constraint | GLW 230kV area constraint |  | 0 | 1 | 0 | 0 | 0 | 0 | -362.03 | 49.37 | 876.53 | Sloan Canyon - Eldorado 500 kV constraint | Sloan Canyon - Eldorado 500 kV constraint | GLW 230kV area constraint |  | 5 | 4 | YES | 4 | 1 | 1 | NO | 1
SCE NOL | Inyokern | 115 | 0 | 0 | 0 | 0 | 0 | 0 | 0 | 0 | 0 | 0 | 0 | 1 | 1 | 1 | 0 | 0 | 0 | 0 | 0 | 0 | 0 | 0 | 0 | 0 | 0 | 0 | 0 | 0 | 0 | 0 | 0 | 0 | 0 | 0 | 0 | 0 | 0 | 0 | 0 | 0 | 0 | 0 | 0 | 0 | 0 | 0 | 0 | 0 | 0 | 0 | 0 | 0 | 0 | 0 | 0 | 0 | 0 | 0 | 0 | 0 | 0 | 0 | 0 | 0 | 0 | 0 | 0 | 0 | 0 | 0 | 0 | 0 | 0 | 0 | 0 | 0 | 0 | 0 | 0 | 0 | 0 | 0 | 0 | 0 | 0 | 0 | 0 | 0 | 0 | 0 | 0 | 0 | 0 | 0 | 0 | 0 | 0 | 3 |  | 0 | 0 | 0 | 0 | 0 | 0 | 0 | 0 | 0 | 0 | 0 | 0 | 0 | 0 | 0 | 0 | 1.5 | 0 | 0 | 0 | 0 | 0 | 0 | 0 | 0 | 31.8 | 25 | 0 | 0 | 1 | 0 | 2 | 0 | 2 | 0 | 0 | -0.23 | -8.3 | 880.3938 | South of Kramer Area Constraint | South of Kramer Area Constraint | South of Kramer Area Constraint |  | 0 | 2 | 0 | 2 | 0 | 0 | -0.23 | -8.3 | 880.3938 | South of Kramer Area Constraint | South of Kramer Area Constraint | South of Kramer Area Constraint |  | 3 | 3 | NO | 3 | 1 | 1 | NO | 1
EOP | IS Tap | 138 | 0 | 0 | 0 | 0 | 0 | 0 | 0 | 0 | 0 | 0 | 0 | 0 | 0 | 0 | 0 | 0 | 0 | 0 | 0 | 0 | 0 | 0 | 1 | 1 | 1 | 0 | 0 | 0 | 0 | 0 | 0 | 0 | 0 | 0 | 0 | 0 | 0 | 0 | 0 | 0 | 0 | 0 | 0 | 0 | 0 | 0 | 0 | 0 | 0 | 0 | 0 | 0 | 0 | 0 | 0 | 0 | 0 | 0 | 0 | 0 | 0 | 0 | 0 | 0 | 0 | 0 | 0 | 0 | 0 | 0 | 0 | 0 | 0 | 0 | 0 | 0 | 0 | 0 | 0 | 0 | 0 | 0 | 0 | 0 | 0 | 0 | 0 | 0 | 0 | 0 | 0 | 0 | 0 | 0 | 0 | 0 | 0 | 2 |  | 0 | 0 | 0 | 0 | 0 | 0 | 0 | 0 | 0 | 0 | 0 | 0 | 0 | 0 | 0 | 0 | 0 | 0 | 0 | 0 | 0 | 0 | 0 | 0 | 0 | 0 | 0 | 0 | 0 | 0 | 1 | 1 | 1 | 0 | 0 | 0 | -3041.755 | -297.01 | 876.53 | Lugo - Victorville area constraint | Lugo - Victorville area constraint | GLW 230kV area constraint |  | 0 | 1 | 0 | 0 | 0 | 0 | -362.03 | 49.37 | 876.53 | Sloan Canyon - Eldorado 500 kV constraint | Sloan Canyon - Eldorado 500 kV constraint | GLW 230kV area constraint |  | 5 | 4 | YES | 4 | 1 | 1 | NO | 1
EOP | Ivanpah | 115 | 0 | 0 | 0 | 0 | 0 | 0 | 0 | 0 | 0 | 0 | 0 | 0 | 0 | 0 | 0 | 0 | 0 | 0 | 0 | 0 | 0 | 0 | 0 | 1 | 1 | 0 | 0 | 0 | 0 | 0 | 0 | 0 | 0 | 0 | 0 | 0 | 0 | 0 | 0 | 0 | 0 | 0 | 0 | 0 | 0 | 0 | 0 | 0 | 0 | 0 | 0 | 0 | 0 | 0 | 0 | 0 | 0 | 0 | 0 | 0 | 0 | 0 | 0 | 0 | 0 | 0 | 0 | 0 | 0 | 0 | 0 | 0 | 0 | 0 | 0 | 0 | 0 | 0 | 0 | 0 | 0 | 0 | 0 | 0 | 0 | 0 | 0 | 0 | 0 | 0 | 0 | 0 | 0 | 0 | 0 | 0 | 0 | 1 |  | 0 | 0 | 0 | 0 | 0 | 0 | 0 | 0 | 0 | 0 | 0 | 0 | 0 | 0 | 0 | 0 | 0 | 0 | 0 | 0 | 0 | 0 | 0 | 0 | 0 | 0 | 0 | 0 | 0 | 0 | 1 | 1 | 1 | 0 | 0 | 0 | -3041.755 | -297.01 | 1059.66 | Lugo - Victorville area constraint | Lugo - Victorville area constraint | Sloan Canyon - Eldorado 500 kV constraint |  | 0 | 1 | 0 | 0 | 0 | 0 | -362.03 | 49.37 | 1059.66 | Sloan Canyon - Eldorado 500 kV constraint | Sloan Canyon - Eldorado 500 kV constraint | Sloan Canyon - Eldorado 500 kV constraint |  | 5 | 4 | YES | 4 | 1 | 1 | NO | 1
EOP | Ivanpah | 230 | 0 | 0 | 0 | 0 | 0 | 0 | 0 | 0 | 0 | 0 | 0 | 0 | 0 | 0 | 0 | 0 | 0 | 0 | 0 | 0 | 0 | 0 | 0 | 1 | 1 | 0 | 0 | 0 | 0 | 0 | 0 | 0 | 0 | 0 | 0 | 0 | 0 | 0 | 0 | 0 | 0 | 0 | 0 | 0 | 0 | 0 | 0 | 0 | 0 | 0 | 0 | 0 | 0 | 0 | 0 | 0 | 0 | 0 | 0 | 0 | 0 | 0 | 0 | 0 | 0 | 0 | 0 | 0 | 0 | 0 | 0 | 0 | 0 | 0 | 0 | 0 | 0 | 0 | 0 | 0 | 0 | 0 | 0 | 0 | 0 | 0 | 0 | 0 | 0 | 0 | 0 | 0 | 0 | 0 | 0 | 0 | 0 | 1 |  | 0 | 0 | 0 | 0 | 0 | 0 | 0 | 0 | 0 | 0 | 0 | 0 | 0 | 0 | 0 | 0 | 0 | 0 | 0 | 0 | 0 | 0 | 0 | 0 | 0 | 0 | 0 | 0 | 0 | 0 | 1 | 1 | 1 | 0 | 0 | 0 | -3041.755 | -297.01 | 1059.66 | Lugo - Victorville area constraint | Lugo - Victorville area constraint | Sloan Canyon - Eldorado 500 kV constraint |  | 0 | 1 | 0 | 0 | 0 | 0 | -362.03 | 49.37 | 1059.66 | Sloan Canyon - Eldorado 500 kV constraint | Sloan Canyon - Eldorado 500 kV constraint | Sloan Canyon - Eldorado 500 kV constraint |  | 5 | 4 | YES | 4 | 1 | 1 | NO | 1
EOP | Jackass (DOE) | 138 | 0 | 0 | 0 | 0 | 0 | 0 | 0 | 0 | 0 | 0 | 0 | 0 | 0 | 0 | 0 | 0 | 0 | 0 | 0 | 0 | 0 | 0 | 1 | 1 | 1 | 0 | 0 | 0 | 0 | 0 | 0 | 0 | 0 | 0 | 0 | 0 | 0 | 0 | 0 | 0 | 0 | 0 | 0 | 0 | 0 | 0 | 0 | 0 | 0 | 0 | 0 | 0 | 0 | 0 | 0 | 0 | 0 | 0 | 0 | 0 | 0 | 0 | 0 | 0 | 0 | 0 | 0 | 0 | 0 | 0 | 0 | 0 | 0 | 0 | 0 | 0 | 0 | 0 | 0 | 0 | 0 | 0 | 0 | 0 | 0 | 0 | 0 | 0 | 0 | 0 | 0 | 0 | 0 | 0 | 0 | 0 | 0 | 2 |  | 0 | 0 | 0 | 0 | 0 | 0 | 0 | 0 | 0 | 0 | 0 | 0 | 0 | 0 | 0 | 0 | 0 | 0 | 0 | 0 | 0 | 0 | 0 | 0 | 0 | 0 | 0 | 0 | 0 | 0 | 1 | 1 | 1 | 0 | 0 | 0 | -3041.755 | -297.01 | 876.53 | Lugo - Victorville area constraint | Lugo - Victorville area constraint | GLW 230kV area constraint |  | 0 | 1 | 0 | 0 | 0 | 0 | -362.03 | 49.37 | 876.53 | Sloan Canyon - Eldorado 500 kV constraint | Sloan Canyon - Eldorado 500 kV constraint | GLW 230kV area constraint |  | 5 | 4 | YES | 4 | 1 | 1 | NO | 1
PG&E NGBA | James B Black | 230 | 0 | 0 | 0 | 0 | 0 | 0 | 0 | 0 | 0 | 0 | 0 | 0 | 0 | 0 | 0 | 0 | 0 | 0 | 0 | 0 | 0 | 0 | 0 | 0 | 0 | 0 | 0 | 0 | 0 | 0 | 0 | 0 | 0 | 0 | 0 | 0 | 0 | 0 | 0 | 1 | 0 | 0 | 0 | 0 | 0 | 0 | 0 | 0 | 0 | 0 | 0 | 0 | 0 | 0 | 0 | 0 | 0 | 0 | 0 | 0 | 0 | 0 | 0 | 0 | 0 | 0 | 0 | 0 | 0 | 0 | 0 | 0 | 0 | 0 | 0 | 0 | 0 | 0 | 0 | 0 | 0 | 0 | 0 | 0 | 0 | 0 | 0 | 0 | 0 | 0 | 0 | 0 | 0 | 0 | 0 | 0 | 0 | 0 |  | 0 | 0 | 0 | 0 | 0 | 0 | 0 | 0 | 0 | 0 | 0 | 0 | 0 | 0 | 0 | 0 | 0 | 0 | 0 | 0 | 0 | 0 | 0 | 0 | 0 | 0 | 0 | 0 | 0 | 0 | 0 | 0 | 0 | 0 | 0 | 0 | 1.495 | 1408.886 | 6856.8328 | Collinsville-Tesla 500 kV Line | Collinsville-Tesla 500 kV Line | Collinsville-Tesla 500 kV Line |  | 0 | 0 | 0 | 0 | 0 | 0 | 1.495 | 1408.886 | 6856.8328 | Collinsville-Tesla 500 kV Line | Collinsville-Tesla 500 kV Line | Collinsville-Tesla 500 kV Line |  | 1 | 1 | NO | 1 | 1 | 1 | NO | 1
PG&E GBA | Jefferson | 230 | 0 | 0 | 0 | 0 | 0 | 0 | 0 | 0 | 0 | 0 | 0 | 0 | 0 | 0 | 0 | 0 | 0 | 0 | 0 | 0 | 0 | 0 | 0 | 0 | 0 | 0 | 0 | 0 | 0 | 0 | 0 | 0 | 0 | 0 | 0 | 0 | 0 | 0 | 0 | 0 | 0 | 0 | 0 | 0 | 0 | 0 | 0 | 0 | 0 | 0 | 0 | 0 | 1 | 0 | 0 | 0 | 0 | 0 | 0 | 1 | 0 | 0 | 0 | 0 | 0 | 0 | 0 | 0 | 0 | 0 | 0 | 0 | 0 | 0 | 0 | 0 | 0 | 0 | 0 | 0 | 0 | 0 | 0 | 0 | 0 | 0 | 0 | 0 | 0 | 0 | 0 | 0 | 0 | 0 | 0 | 0 | 1 | 1 |  | 0 | 0 | 0 | 0 | 0 | 0 | 0 | 0 | 0 | 0 | 0 | 0 | 0 | 0 | 0 | 0 | 0 | 0 | 0 | 0 | 0 | 0 | 0 | 0 | 0 | 0 | 0 | 0 | 0 | 0 | 1 | 0 | 0 | 0 | 0 | 0 | -1184.5215 | 933.1939 | 4193.782 | Tesla-Bellota 230 kV line | Tesla-Bellota 230 kV line | Tesla-Bellota 230 kV line |  | 0 | 1 | 0 | 0 | 0 | 0 | -884.5215 | 1037.76 | 4193.782 | Tesla-Bellota 230 kV line | NEW-Metcalf-Mosslanding 500kV | Tesla-Bellota 230 kV line |  | 5 | 4 | YES | 4 | 1 | 1 | NO | 1
PG&E NGBA | Jessup | 115 | 0 | 0 | 0 | 0 | 0 | 0 | 0 | 0 | 0 | 0 | 0 | 0 | 0 | 0 | 0 | 0 | 0 | 0 | 0 | 0 | 0 | 0 | 0 | 0 | 0 | 0 | 0 | 0 | 0 | 0 | 0 | 0 | 0 | 0 | 0 | 0 | 0 | 0 | 0 | 1 | 0 | 0 | 0 | 0 | 0 | 0 | 0 | 0 | 0 | 0 | 0 | 0 | 0 | 0 | 0 | 0 | 0 | 0 | 0 | 0 | 0 | 0 | 0 | 0 | 0 | 0 | 0 | 0 | 0 | 0 | 0 | 0 | 0 | 0 | 0 | 0 | 0 | 0 | 0 | 0 | 0 | 0 | 0 | 0 | 0 | 0 | 0 | 0 | 0 | 0 | 0 | 0 | 0 | 0 | 0 | 0 | 0 | 0 |  | 0 | 0 | 0 | 0 | 0 | 0 | 0 | 0 | 0 | 0 | 0 | 0 | 0 | 0 | 0 | 0 | 9 | 0 | 0 | 0 | 0 | 0 | 0 | 0 | 0 | 0 | 0 | 0 | 0 | 1 | 0 | 0 | 0 | 0 | 0 | 0 | 1.495 | 1408.886 | 6856.8328 | Collinsville-Tesla 500 kV Line | Collinsville-Tesla 500 kV Line | Collinsville-Tesla 500 kV Line |  | 0 | 0 | 0 | 0 | 0 | 0 | 1.495 | 1408.886 | 6856.8328 | Collinsville-Tesla 500 kV Line | Collinsville-Tesla 500 kV Line | Collinsville-Tesla 500 kV Line |  | 1 | 1 | NO | 1 | 1 | 1 | NO | 1
SCE Metro | Johanna | 230 | 0 | 0 | 0 | 0 | 0 | 0 | 0 | 0 | 0 | 1 | 0 | 0 | 0 | 0 | 0 | 0 | 0 | 0 | 0 | 0 | 0 | 0 | 0 | 0 | 0 | 0 | 0 | 0 | 0 | 0 | 0 | 0 | 0 | 0 | 0 | 0 | 0 | 0 | 0 | 0 | 0 | 0 | 0 | 0 | 0 | 0 | 0 | 0 | 0 | 0 | 0 | 0 | 0 | 0 | 0 | 0 | 0 | 0 | 0 | 0 | 0 | 0 | 0 | 0 | 0 | 0 | 0 | 0 | 0 | 0 | 0 | 0 | 0 | 0 | 0 | 0 | 0 | 0 | 0 | 0 | 0 | 0 | 0 | 0 | 0 | 0 | 0 | 0 | 0 | 0 | 0 | 0 | 0 | 0 | 0 | 0 | 0 | 0 |  | 0 | 0 | 0 | 0 | 0 | 0 | 0 | 0 | 0 | 0 | 0 | 1.4 | 0 | 0 | 1 | 0 | 0 | 0 | 0 | 0 | 0 | 0 | 0 | 0 | 0 | 0 | 41.4 | 40 | 0 | 1 | 0 | 0 | 0 | 0 | 0 | 0 | 9141.6 | 11076.2 | 14650.5055 | SCE Metro Area Default Constraint | SCE Metro Area Default Constraint | SCE Metro Area Default Constraint |  | 0 | 0 | 0 | 0 | 0 | 0 | 9141.6 | 11076.2 | 14650.5055 | SCE Metro Area Default Constraint | SCE Metro Area Default Constraint | SCE Metro Area Default Constraint |  | 1 | 1 | NO | 1 | 1 | 1 | NO | 1
SCE Eastern | Julian Hinds | 230 | 0 | 0 | 0 | 0 | 0 | 0 | 0 | 0 | 0 | 0 | 0 | 0 | 0 | 0 | 0 | 0 | 0 | 0 | 1 | 1 | 0 | 1 | 0 | 0 | 0 | 0 | 0 | 0 | 0 | 0 | 0 | 0 | 0 | 0 | 0 | 0 | 0 | 0 | 0 | 0 | 0 | 0 | 0 | 0 | 0 | 0 | 0 | 0 | 0 | 0 | 0 | 0 | 0 | 0 | 0 | 0 | 0 | 0 | 0 | 0 | 0 | 0 | 0 | 0 | 0 | 0 | 0 | 0 | 0 | 0 | 0 | 0 | 0 | 0 | 0 | 0 | 0 | 0 | 0 | 0 | 0 | 0 | 0 | 0 | 0 | 0 | 0 | 0 | 0 | 0 | 0 | 0 | 0 | 0 | 0 | 0 | 0 | 1 |  | 0 | 0 | 0 | 0 | 0 | 0 | 0 | 0 | 0 | 0 | 0 | 0 | 0 | 0 | 0 | 0 | 0 | 0 | 0 | 0 | 0 | 0 | 0 | 0 | 0 | 0 | 0 | 0 | 0 | 0 | 1 | 2 | 1 | 0 | 0 | 1 | -935 | -730 | -23.3 | Eagle Mountain Constraint | Eagle Mountain Constraint | Eagle Mountain Constraint |  | 0 | 3 | 0 | 1 | 0 | 1 | -335 | -130 | -23.3 | Eagle Mountain Constraint | Eagle Mountain Constraint | Eagle Mountain Constraint |  | 5 | 4 | YES | 4 | 3 | 3 | NO | 3
PG&E GBA | Kasson | 115 | 0 | 0 | 0 | 0 | 0 | 0 | 0 | 0 | 0 | 0 | 0 | 0 | 0 | 0 | 0 | 0 | 0 | 0 | 0 | 0 | 0 | 0 | 0 | 0 | 0 | 0 | 0 | 0 | 0 | 0 | 0 | 0 | 0 | 0 | 0 | 0 | 0 | 0 | 0 | 0 | 0 | 0 | 0 | 0 | 0 | 1 | 0 | 0 | 0 | 0 | 0 | 0 | 0 | 0 | 0 | 1 | 0 | 0 | 0 | 1 | 0 | 0 | 0 | 0 | 0 | 0 | 0 | 0 | 0 | 0 | 0 | 0 | 0 | 0 | 0 | 0 | 0 | 0 | 0 | 0 | 0 | 0 | 0 | 0 | 0 | 0 | 0 | 0 | 0 | 0 | 0 | 0 | 0 | 0 | 0 | 0 | 0 | 0 |  | 0 | 0 | 0 | 0 | 0 | 0 | 0 | 0 | 0 | 0 | 0 | 0 | 0 | 0 | 0 | 0 | 0 | 0 | 0 | 0 | 0 | 0 | 0 | 0 | 0 | 0 | 0 | 0 | 0 | 0 | 2 | 0 | 1 | 0 | 0 | 0 | -1184.5215 | -212.6541 | 2570.2022 | Tesla-Bellota 230 kV line | Bellota-Weber 230kV line | Bellota-Weber 230kV line |  | 0 | 2 | 0 | 0 | 0 | 0 | -884.5215 | 247.3459 | 2570.2022 | Tesla-Bellota 230 kV line | Bellota-Weber 230kV line | Bellota-Weber 230kV line |  | 5 | 4 | YES | 4 | 1 | 1 | NO | 1
PG&E GBA | Kasson | 60 | 0 | 0 | 0 | 0 | 0 | 0 | 0 | 0 | 0 | 0 | 0 | 0 | 0 | 0 | 0 | 0 | 0 | 0 | 0 | 0 | 0 | 0 | 0 | 0 | 0 | 0 | 0 | 0 | 0 | 0 | 0 | 0 | 0 | 0 | 0 | 0 | 0 | 0 | 0 | 0 | 0 | 0 | 0 | 0 | 0 | 1 | 0 | 0 | 0 | 0 | 0 | 0 | 0 | 0 | 0 | 1 | 0 | 0 | 0 | 1 | 0 | 0 | 0 | 1 | 0 | 0 | 0 | 0 | 0 | 0 | 0 | 0 | 0 | 0 | 0 | 0 | 0 | 0 | 0 | 0 | 0 | 0 | 0 | 0 | 0 | 0 | 0 | 0 | 0 | 0 | 0 | 0 | 0 | 0 | 0 | 0 | 0 | 0 |  | 0 | 0 | 0 | 0 | 0 | 0 | 0 | 0 | 0 | 0 | 0 | 0 | 0 | 0 | 0 | 0 | 0 | 0 | 0 | 0 | 0 | 0 | 0 | 0 | 0 | 0 | 0 | 0 | 0 | 0 | 2 | 0 | 1 | 0 | 0 | 0 | -1184.5215 | -212.6541 | 239.4144 | Tesla-Bellota 230 kV line | Bellota-Weber 230kV line | Tesla-Salado 115 kV line |  | 0 | 2 | 0 | 0 | 0 | 0 | -884.5215 | 137.0109 | 239.4144 | Tesla-Bellota 230 kV line | Tesla-Salado 115 kV line | Tesla-Salado 115 kV line |  | 5 | 4 | YES | 4 | 1 | 1 | NO | 1
PG&E FRESNO | Kearney | 230 | 0 | 0 | 0 | 0 | 0 | 0 | 0 | 0 | 0 | 0 | 0 | 0 | 0 | 0 | 0 | 0 | 0 | 0 | 0 | 0 | 0 | 0 | 0 | 0 | 0 | 0 | 0 | 0 | 0 | 0 | 0 | 0 | 0 | 0 | 0 | 0 | 0 | 0 | 0 | 0 | 0 | 0 | 0 | 0 | 0 | 1 | 0 | 0 | 0 | 0 | 0 | 0 | 0 | 0 | 0 | 0 | 0 | 0 | 0 | 0 | 0 | 0 | 0 | 0 | 0 | 0 | 0 | 0 | 0 | 0 | 0 | 0 | 0 | 0 | 0 | 0 | 0 | 0 | 1 | 1 | 0 | 1 | 1 | 1 | 0 | 1 | 0 | 1 | 0 | 1 | 0 | 0 | 0 | 0 | 0 | 0 | 0 | 1 |  | 0 | 0 | 0 | 0 | 0 | 0 | 0 | 0 | 0 | 0 | 0 | 0 | 0 | 0 | 0 | 0 | 0 | 0 | 0 | 0 | 0 | 0 | 0 | 10 | 0 | 0 | 0 | 0 | 0 | 1 | 5 | 0 | 3 | 0 | 1 | 0 | -1662.7 | -1176 | -369.3748 | Borden-Storey #1 230kV line | Borden-Storey #1 230kV line | Gates 500/230kV TB #12 |  | 2 | 2 | 0 | 0 | 1 | 0 | -491.4315 | 71 | -369.3748 | Bellota-Weber 230kV line | Borden-Storey #1 230kV line | Gates 500/230kV TB #12 |  | 5 | 5 | NO | 5 | 5 | 5 | NO | 5
PG&E FRESNO | Kearney | 70 | 0 | 0 | 0 | 0 | 0 | 0 | 0 | 0 | 0 | 0 | 0 | 0 | 0 | 0 | 0 | 0 | 0 | 0 | 0 | 0 | 0 | 0 | 0 | 0 | 0 | 0 | 0 | 0 | 0 | 0 | 0 | 0 | 0 | 0 | 0 | 0 | 0 | 0 | 0 | 0 | 0 | 0 | 0 | 0 | 0 | 1 | 0 | 0 | 0 | 0 | 0 | 0 | 0 | 0 | 0 | 0 | 0 | 0 | 0 | 0 | 0 | 0 | 0 | 0 | 0 | 0 | 0 | 0 | 0 | 0 | 0 | 0 | 0 | 0 | 0 | 0 | 0 | 0 | 1 | 0 | 0 | 1 | 1 | 1 | 1 | 1 | 0 | 1 | 1 | 1 | 0 | 0 | 1 | 0 | 0 | 0 | 0 | 2 |  | 0 | 0.5 | 0 | 0 | 0 | 0 | 0 | 0 | 0 | 0 | 0 | 0 | 0 | 0 | 1 | 0 | 0.5 | 0 | 0 | 0 | 0 | 0 | 0 | 0 | 0 | 0 | 0 | 0 | 0 | 1 | 4 | 0 | 3 | 0 | 1 | 0 | -1662.7 | -1176 | -369.3748 | Borden-Storey #1 230kV line | Borden-Storey #1 230kV line | Gates 500/230kV TB #12 |  | 1 | 2 | 0 | 0 | 1 | 0 | -491.4315 | 71 | -369.3748 | Bellota-Weber 230kV line | Borden-Storey #1 230kV line | Gates 500/230kV TB #12 |  | 5 | 5 | NO | 5 | 5 | 5 | NO | 5
PG&E GBA | Kelso | 230 | 0 | 0 | 0 | 0 | 0 | 0 | 0 | 0 | 0 | 0 | 0 | 0 | 0 | 0 | 0 | 0 | 0 | 0 | 0 | 0 | 0 | 0 | 0 | 0 | 0 | 0 | 0 | 0 | 0 | 0 | 0 | 0 | 0 | 0 | 0 | 0 | 0 | 0 | 0 | 1 | 0 | 0 | 0 | 0 | 0 | 0 | 0 | 0 | 0 | 0 | 0 | 0 | 0 | 1 | 0 | 1 | 0 | 0 | 0 | 0 | 0 | 0 | 0 | 0 | 0 | 1 | 0 | 0 | 0 | 0 | 0 | 0 | 0 | 0 | 0 | 0 | 0 | 0 | 0 | 0 | 0 | 0 | 0 | 0 | 0 | 0 | 0 | 0 | 0 | 0 | 0 | 0 | 0 | 0 | 0 | 0 | 0 | 0 |  | 0 | 0 | 0 | 0 | 0 | 0 | 0 | 0 | 0 | 0 | 0 | 0 | 0 | 0 | 0 | 0 | 0 | 80.8 | 3.45 | 0 | 0 | 0 | 0 | 0 | 0 | 0 | 0 | 0 | 0 | 1 | 1 | 0 | 1 | 0 | 0 | 0 | -866.325 | -200.809 | 4029.0695 | Windmaster-Delta pumps 230 kV line | Windmaster-Delta pumps 230 kV line | Windmaster-Delta pumps 230 kV line |  | 0 | 0 | 0 | 0 | 0 | 0 | 1.495 | 1408.886 | 4029.0695 | Collinsville-Tesla 500 kV Line | Collinsville-Tesla 500 kV Line | Windmaster-Delta pumps 230 kV line |  | 5 | 1 | YES | 2 | 1 | 1 | NO | 1
PG&E FRESNO | Kerchoff 1 | 115 | 0 | 0 | 0 | 0 | 0 | 0 | 0 | 0 | 0 | 0 | 0 | 0 | 0 | 0 | 0 | 0 | 0 | 0 | 0 | 0 | 0 | 0 | 0 | 0 | 0 | 0 | 0 | 0 | 0 | 0 | 0 | 0 | 0 | 0 | 0 | 0 | 0 | 0 | 0 | 0 | 0 | 0 | 0 | 0 | 0 | 1 | 0 | 0 | 0 | 0 | 0 | 0 | 0 | 0 | 0 | 0 | 0 | 0 | 0 | 0 | 0 | 0 | 0 | 0 | 0 | 0 | 0 | 0 | 0 | 0 | 0 | 0 | 0 | 0 | 0 | 0 | 0 | 0 | 1 | 0 | 0 | 1 | 1 | 0 | 0 | 1 | 0 | 1 | 0 | 1 | 1 | 0 | 1 | 0 | 0 | 0 | 0 | 1 |  | 0 | 0 | 0 | 0 | 0 | 0 | 0 | 0 | 0 | 0 | 0 | 0 | 0 | 0 | 0 | 0 | 2 | 0 | 0 | 0 | 0 | 0 | 0 | 0 | 0 | 0 | 0 | 0 | 0 | 1 | 3 | 0 | 2 | 0 | 1 | 0 | -1662.7 | -1176 | -369.3748 | Borden-Storey #1 230kV line | Borden-Storey #1 230kV line | Gates 500/230kV TB #12 |  | 1 | 2 | 0 | 0 | 1 | 0 | -491.4315 | 40.7 | -369.3748 | Bellota-Weber 230kV line | Merced 115/70kV TB#2 | Gates 500/230kV TB #12 |  | 5 | 5 | NO | 5 | 5 | 5 | NO | 5
PG&E KERN | Kern Oil | 115 | 0 | 0 | 0 | 0 | 0 | 0 | 0 | 0 | 0 | 0 | 0 | 0 | 0 | 0 | 0 | 0 | 0 | 0 | 0 | 0 | 0 | 0 | 0 | 0 | 0 | 0 | 0 | 0 | 0 | 0 | 0 | 0 | 0 | 0 | 0 | 0 | 0 | 0 | 0 | 0 | 0 | 0 | 0 | 0 | 0 | 0 | 0 | 0 | 0 | 0 | 0 | 0 | 0 | 0 | 0 | 0 | 0 | 0 | 0 | 0 | 0 | 0 | 0 | 0 | 0 | 0 | 0 | 0 | 1 | 0 | 1 | 0 | 0 | 0 | 1 | 0 | 0 | 0 | 1 | 0 | 0 | 0 | 0 | 0 | 0 | 0 | 0 | 0 | 0 | 0 | 0 | 0 | 0 | 0 | 1 | 0 | 0 | 0 |  | 0 | 0 | 0 | 0 | 0 | 0 | 0 | 0 | 0 | 0 | 0 | 0 | 0 | 0 | 0 | 0 | 0 | 0 | 0 | 0 | 0 | 0 | 0 | 1 | 0 | 0 | 0 | 0 | 0 | 1 | 1 | 0 | 0 | 0 | 1 | 1 | -827.515 | 264.1697 | -1162.3269 | Mustang-Henrietta 230 kV line | Mustang-Henrietta 230 kV line | Mustang-Henrietta 230 kV line |  | 0 | 0 | 0 | 0 | 1 | 1 | 69.097 | 513.0707 | -1162.3269 | Gates 500/230kV TB #12 | Gates 500/230kV TB #12 | Mustang-Henrietta 230 kV line |  | 5 | 1 | YES | 2 | 5 | 5 | NO | 5
PG&E KERN | Kern PP | 115 | 0 | 0 | 0 | 0 | 0 | 0 | 0 | 0 | 0 | 0 | 0 | 0 | 0 | 0 | 0 | 0 | 0 | 0 | 0 | 0 | 0 | 0 | 0 | 0 | 0 | 0 | 0 | 0 | 0 | 0 | 0 | 0 | 0 | 0 | 0 | 0 | 0 | 0 | 0 | 0 | 0 | 0 | 0 | 0 | 0 | 0 | 0 | 0 | 0 | 0 | 0 | 0 | 0 | 0 | 0 | 0 | 0 | 0 | 0 | 0 | 0 | 0 | 0 | 0 | 0 | 0 | 0 | 0 | 1 | 0 | 1 | 0 | 0 | 0 | 0 | 0 | 0 | 0 | 1 | 1 | 0 | 0 | 0 | 0 | 0 | 0 | 0 | 0 | 0 | 0 | 0 | 0 | 0 | 0 | 1 | 0 | 0 | 0 |  | 0 | 0 | 0 | 0 | 0 | 0 | 0 | 0 | 0 | 0 | 0 | 0 | 0 | 0 | 0 | 0 | 0 | 0 | 0 | 0 | 0 | 0 | 0 | 0 | 0 | 0 | 0 | 0 | 0 | 0 | 2 | 0 | 0 | 0 | 1 | 1 | -827.515 | 211.6707 | -1162.3269 | Mustang-Henrietta 230 kV line | Gates 500/230kV TB #11 | Mustang-Henrietta 230 kV line |  | 1 | 0 | 0 | 0 | 1 | 1 | -9.103 | 211.6707 | -1162.3269 | Gates 500/230kV TB #11 | Gates 500/230kV TB #11 | Mustang-Henrietta 230 kV line |  | 5 | 5 | NO | 5 | 5 | 5 | NO | 5
PG&E KERN | Kern PP | 230 | 0 | 0 | 0 | 0 | 0 | 0 | 0 | 0 | 0 | 0 | 0 | 0 | 0 | 0 | 0 | 0 | 0 | 0 | 0 | 0 | 0 | 0 | 0 | 0 | 0 | 0 | 0 | 0 | 0 | 0 | 0 | 0 | 0 | 0 | 0 | 0 | 0 | 0 | 0 | 0 | 0 | 0 | 0 | 0 | 0 | 0 | 0 | 0 | 0 | 0 | 0 | 0 | 0 | 0 | 0 | 0 | 0 | 0 | 0 | 0 | 0 | 0 | 0 | 0 | 0 | 0 | 0 | 1 | 0 | 0 | 0 | 0 | 0 | 0 | 0 | 0 | 0 | 0 | 1 | 1 | 0 | 0 | 0 | 0 | 0 | 0 | 0 | 0 | 0 | 0 | 0 | 0 | 0 | 0 | 1 | 0 | 0 | 0 |  | 0 | 0 | 0 | 0 | 0 | 0 | 0 | 0 | 0 | 0 | 0 | 0 | 0 | 0 | 0 | 0 | 0 | 0 | 0 | 0 | 0 | 0 | 0 | 0 | 0 | 0 | 0 | 0 | 0 | 0 | 3 | 0 | 1 | 0 | 2 | 1 | -827.515 | -266.9883 | -1162.3269 | Mustang-Henrietta 230 kV line | Cal Flat-Gates 230 kV line | Mustang-Henrietta 230 kV line |  | 1 | 0 | 0 | 0 | 1 | 1 | -9.103 | 211.6707 | -1162.3269 | Gates 500/230kV TB #11 | Gates 500/230kV TB #11 | Mustang-Henrietta 230 kV line |  | 5 | 5 | NO | 5 | 5 | 5 | NO | 5
PG&E KERN | Kern PP | 70 | 0 | 0 | 0 | 0 | 0 | 0 | 0 | 0 | 0 | 0 | 0 | 0 | 0 | 0 | 0 | 0 | 0 | 0 | 0 | 0 | 0 | 0 | 0 | 0 | 0 | 0 | 0 | 0 | 0 | 0 | 0 | 0 | 0 | 0 | 0 | 0 | 0 | 0 | 0 | 0 | 0 | 0 | 0 | 0 | 0 | 0 | 0 | 0 | 0 | 0 | 0 | 0 | 0 | 0 | 0 | 0 | 0 | 0 | 0 | 0 | 0 | 0 | 0 | 0 | 0 | 0 | 0 | 1 | 1 | 0 | 0 | 0 | 0 | 0 | 0 | 0 | 0 | 0 | 0 | 1 | 0 | 0 | 0 | 0 | 0 | 0 | 0 | 0 | 0 | 0 | 0 | 0 | 0 | 0 | 0 | 0 | 0 | 0 |  | 0 | 0 | 0 | 0 | 0 | 0 | 0 | 0 | 0 | 0 | 0 | 0 | 0 | 0 | 0 | 0 | 0 | 0 | 0 | 0 | 0 | 0 | 0 | 0 | 0 | 0 | 0 | 0 | 0 | 0 | 2 | 0 | 1 | 0 | 1 | 0 | -77.985 | -266.9883 | -59.825 | Cal Flat-Gates 230 kV line | Cal Flat-Gates 230 kV line | Cal Flat-Gates 230 kV line |  | 1 | 0 | 0 | 0 | 0 | 0 | -9.103 | 211.6707 | 170.175 | Gates 500/230kV TB #11 | Gates 500/230kV TB #11 | Cal Flat-Gates 230 kV line |  | 5 | 5 | NO | 5 | 5 | 1 | YES | 2
PG&E KERN | Kernridge | 115 | 0 | 0 | 0 | 0 | 0 | 0 | 0 | 0 | 0 | 0 | 0 | 0 | 0 | 0 | 0 | 0 | 0 | 0 | 0 | 0 | 0 | 0 | 0 | 0 | 0 | 0 | 0 | 0 | 0 | 0 | 0 | 0 | 0 | 0 | 0 | 0 | 0 | 0 | 0 | 0 | 0 | 0 | 0 | 0 | 0 | 0 | 0 | 0 | 0 | 0 | 0 | 0 | 0 | 0 | 0 | 0 | 0 | 0 | 0 | 0 | 0 | 0 | 0 | 0 | 0 | 0 | 0 | 1 | 1 | 0 | 0 | 0 | 0 | 0 | 1 | 0 | 0 | 0 | 1 | 0 | 0 | 0 | 0 | 0 | 0 | 0 | 0 | 0 | 0 | 0 | 0 | 0 | 0 | 0 | 1 | 0 | 0 | 0 |  | 0 | 0 | 0 | 0 | 0 | 0 | 0 | 0 | 0 | 0 | 0 | 0 | 0 | 0 | 0 | 0 | 0 | 0 | 0 | 0 | 0 | 0 | 0 | 0 | 0 | 0 | 0 | 0 | 0 | 0 | 2 | 0 | 1 | 0 | 2 | 1 | -827.515 | -266.9883 | -1162.3269 | Mustang-Henrietta 230 kV line | Cal Flat-Gates 230 kV line | Mustang-Henrietta 230 kV line |  | 0 | 0 | 0 | 0 | 1 | 1 | 69.097 | 513.0707 | -1162.3269 | Gates 500/230kV TB #12 | Gates 500/230kV TB #12 | Mustang-Henrietta 230 kV line |  | 5 | 1 | YES | 2 | 5 | 5 | NO | 5
PG&E FRESNO | Kingsburg | 115 | 0 | 0 | 0 | 0 | 0 | 0 | 0 | 0 | 0 | 0 | 0 | 0 | 0 | 0 | 0 | 0 | 0 | 0 | 0 | 0 | 0 | 0 | 0 | 0 | 0 | 0 | 0 | 0 | 0 | 0 | 0 | 0 | 0 | 0 | 0 | 0 | 0 | 0 | 0 | 0 | 0 | 0 | 0 | 0 | 0 | 1 | 0 | 0 | 0 | 0 | 0 | 0 | 0 | 0 | 0 | 0 | 0 | 0 | 0 | 0 | 0 | 0 | 0 | 0 | 0 | 0 | 0 | 0 | 0 | 0 | 0 | 0 | 0 | 0 | 0 | 0 | 0 | 0 | 1 | 0 | 0 | 1 | 0 | 1 | 1 | 1 | 0 | 0 | 0 | 1 | 0 | 0 | 0 | 0 | 1 | 0 | 0 | 2 |  | 0 | 0 | 0 | 0 | 0 | 0 | 0 | 0 | 0 | 0 | 0 | 0 | 0 | 0 | 0 | 0 | 0 | 0 | 0 | 0 | 0 | 0 | 0 | 0 | 0 | 0 | 0 | 0 | 0 | 0 | 5 | 0 | 3 | 0 | 1 | 1 | -1662.7 | -1176 | -1162.3269 | Borden-Storey #1 230kV line | Borden-Storey #1 230kV line | Mustang-Henrietta 230 kV line |  | 1 | 2 | 0 | 0 | 1 | 1 | -491.4315 | 71 | -1162.3269 | Bellota-Weber 230kV line | Borden-Storey #1 230kV line | Mustang-Henrietta 230 kV line |  | 5 | 5 | NO | 5 | 5 | 5 | NO | 5
PG&E GBA | Kirker | 115 | 0 | 0 | 0 | 0 | 0 | 0 | 0 | 0 | 0 | 0 | 0 | 0 | 0 | 0 | 0 | 0 | 0 | 0 | 0 | 0 | 0 | 0 | 0 | 0 | 0 | 0 | 0 | 0 | 0 | 0 | 0 | 0 | 0 | 0 | 0 | 0 | 0 | 0 | 0 | 1 | 0 | 0 | 0 | 0 | 0 | 0 | 0 | 0 | 0 | 0 | 0 | 0 | 0 | 0 | 0 | 0 | 0 | 0 | 0 | 0 | 0 | 0 | 0 | 0 | 0 | 0 | 0 | 0 | 0 | 0 | 0 | 0 | 0 | 0 | 0 | 0 | 0 | 0 | 0 | 0 | 0 | 0 | 0 | 0 | 0 | 0 | 0 | 0 | 0 | 0 | 0 | 0 | 0 | 0 | 0 | 0 | 0 | 0 |  | 0 | 0 | 0 | 0 | 0 | 0 | 0 | 0 | 0 | 0 | 0 | 0 | 0 | 0 | 0 | 0 | 1 | 0 | 0 | 0 | 0 | 0 | 0 | 0 | 0 | 0 | 0 | 0 | 0 | 1 | 0 | 0 | 0 | 0 | 0 | 0 | 1.495 | 1408.886 | 6856.8328 | Collinsville-Tesla 500 kV Line | Collinsville-Tesla 500 kV Line | Collinsville-Tesla 500 kV Line |  | 0 | 0 | 0 | 0 | 0 | 0 | 1.495 | 1408.886 | 6856.8328 | Collinsville-Tesla 500 kV Line | Collinsville-Tesla 500 kV Line | Collinsville-Tesla 500 kV Line |  | 1 | 1 | NO | 1 | 1 | 1 | NO | 1
PG&E NGBA | Knights Landing | 115 | 0 | 0 | 0 | 0 | 0 | 0 | 0 | 0 | 0 | 0 | 0 | 0 | 0 | 0 | 0 | 0 | 0 | 0 | 0 | 0 | 0 | 0 | 0 | 0 | 0 | 0 | 0 | 0 | 0 | 0 | 0 | 0 | 0 | 0 | 0 | 0 | 0 | 0 | 0 | 1 | 1 | 0 | 1 | 0 | 1 | 1 | 0 | 1 | 0 | 0 | 0 | 0 | 0 | 0 | 0 | 0 | 0 | 0 | 0 | 1 | 1 | 0 | 0 | 0 | 0 | 0 | 0 | 0 | 0 | 0 | 0 | 0 | 0 | 0 | 0 | 0 | 0 | 0 | 0 | 0 | 0 | 0 | 0 | 0 | 0 | 0 | 0 | 0 | 0 | 0 | 0 | 0 | 0 | 0 | 0 | 0 | 0 | 0 |  | 0 | 0 | 0 | 0 | 0 | 0 | 0 | 0 | 0 | 0 | 0 | 0 | 0 | 0 | 0 | 0 | 0 | 0 | 0 | 0 | 0 | 0 | 0 | 0 | 0 | 0 | 0 | 0 | 0 | 0 | 2 | 0 | 1 | 0 | 0 | 0 | -1184.5215 | -212.6541 | 32.84 | Tesla-Bellota 230 kV line | Bellota-Weber 230kV line | Woodland- Davis 115kV line |  | 0 | 2 | 0 | 0 | 0 | 0 | -884.5215 | 41.5 | 32.84 | Tesla-Bellota 230 kV line | Rocklin-Pleaseant grove 115kV line | Woodland- Davis 115kV line |  | 5 | 4 | YES | 4 | 1 | 1 | NO | 1
PG&E NGBA | Konocti | 60 | 0 | 0 | 0 | 0 | 0 | 0 | 0 | 0 | 0 | 0 | 0 | 0 | 0 | 0 | 0 | 0 | 0 | 0 | 0 | 0 | 0 | 0 | 0 | 0 | 0 | 0 | 0 | 0 | 0 | 0 | 0 | 0 | 0 | 0 | 0 | 0 | 0 | 0 | 0 | 1 | 0 | 1 | 0 | 0 | 0 | 0 | 0 | 0 | 0 | 0 | 0 | 0 | 1 | 0 | 1 | 1 | 0 | 0 | 0 | 0 | 0 | 0 | 0 | 0 | 0 | 0 | 1 | 0 | 0 | 0 | 0 | 0 | 0 | 0 | 0 | 0 | 0 | 0 | 0 | 0 | 0 | 0 | 0 | 0 | 0 | 0 | 0 | 0 | 0 | 0 | 0 | 0 | 0 | 0 | 0 | 0 | 0 | 1 |  | 0 | 0 | 0 | 0 | 0 | 0 | 0 | 0 | 0 | 0 | 0 | 0 | 0 | 0 | 0 | 0 | 0.2 | 0 | 0 | 0 | 0 | 0 | 0 | 0 | 0 | 0 | 0 | 0 | 0 | 1 | 1 | 0 | 1 | 0 | 0 | 0 | -547.725 | -217.477 | 718.102 | Birds Landing-Contra Costa 230kV Line | Birds Landing-Contra Costa 230kV Line | Birds Landing-Contra Costa 230kV Line |  | 0 | 0 | 0 | 0 | 0 | 0 | 1.495 | 678.723 | 718.102 | Collinsville-Tesla 500 kV Line | Contra Costa- Windmaster 230 kV line | Birds Landing-Contra Costa 230kV Line |  | 5 | 1 | YES | 2 | 1 | 1 | NO | 1
SCE NOL | Kramer | 115 | 0 | 0 | 0 | 0 | 0 | 0 | 0 | 0 | 0 | 0 | 0 | 1 | 1 | 1 | 0 | 0 | 0 | 0 | 0 | 0 | 0 | 0 | 0 | 0 | 0 | 0 | 0 | 0 | 0 | 0 | 0 | 0 | 0 | 0 | 0 | 0 | 0 | 0 | 0 | 0 | 0 | 0 | 0 | 0 | 0 | 0 | 0 | 0 | 0 | 0 | 0 | 0 | 0 | 0 | 0 | 0 | 0 | 0 | 0 | 0 | 0 | 0 | 0 | 0 | 0 | 0 | 0 | 0 | 0 | 0 | 0 | 0 | 0 | 0 | 0 | 0 | 0 | 0 | 0 | 0 | 0 | 0 | 0 | 0 | 0 | 0 | 0 | 0 | 0 | 0 | 0 | 0 | 0 | 0 | 0 | 0 | 0 | 3 |  | 0 | 0 | 0 | 0 | 0 | 0 | 0 | 0 | 0 | 0 | 0 | 0 | 0 | 0 | 0 | 0 | 0 | 0 | 0 | 0 | 0 | 0 | 0 | 4 | 0 | 8 | 0 | 6 | 0 | 1 | 0 | 2 | 0 | 2 | 0 | 0 | -0.23 | -8.3 | 880.3938 | South of Kramer Area Constraint | South of Kramer Area Constraint | South of Kramer Area Constraint |  | 0 | 2 | 0 | 2 | 0 | 0 | -0.23 | -8.3 | 880.3938 | South of Kramer Area Constraint | South of Kramer Area Constraint | South of Kramer Area Constraint |  | 3 | 3 | NO | 3 | 1 | 1 | NO | 1
SCE NOL | Kramer | 230 | 0 | 0 | 0 | 0 | 0 | 0 | 0 | 0 | 0 | 0 | 0 | 1 | 1 | 1 | 0 | 0 | 0 | 0 | 0 | 0 | 0 | 0 | 0 | 0 | 0 | 0 | 0 | 0 | 0 | 0 | 0 | 0 | 0 | 0 | 0 | 0 | 0 | 0 | 0 | 0 | 0 | 0 | 0 | 0 | 0 | 0 | 0 | 0 | 0 | 0 | 0 | 0 | 0 | 0 | 0 | 0 | 0 | 0 | 0 | 0 | 0 | 0 | 0 | 0 | 0 | 0 | 0 | 0 | 0 | 0 | 0 | 0 | 0 | 0 | 0 | 0 | 0 | 0 | 0 | 0 | 0 | 0 | 0 | 0 | 0 | 0 | 0 | 0 | 0 | 0 | 0 | 0 | 0 | 0 | 0 | 0 | 0 | 3 |  | 0 | 0 | 0 | 0 | 0 | 0 | 0 | 0 | 0 | 75 | 0 | 37.5 | 0 | 0 | 1 | 0 | 0 | 0 | 0 | 0 | 0 | 0 | 0 | 0 | 171 | 300 | 177.5 | 25 | 0 | 1 | 0 | 2 | 0 | 2 | 0 | 0 | -0.23 | -8.3 | 880.3938 | South of Kramer Area Constraint | South of Kramer Area Constraint | South of Kramer Area Constraint |  | 0 | 2 | 0 | 2 | 0 | 0 | -0.23 | -8.3 | 880.3938 | South of Kramer Area Constraint | South of Kramer Area Constraint | South of Kramer Area Constraint |  | 3 | 3 | NO | 3 | 1 | 1 | NO | 1
SCE Metro | La Cienega | 230 | 0 | 0 | 0 | 0 | 0 | 0 | 0 | 0 | 1 | 1 | 0 | 0 | 0 | 0 | 0 | 0 | 0 | 0 | 0 | 0 | 0 | 0 | 0 | 0 | 0 | 0 | 0 | 0 | 0 | 0 | 0 | 0 | 0 | 0 | 0 | 0 | 0 | 0 | 0 | 0 | 0 | 0 | 0 | 0 | 0 | 0 | 0 | 0 | 0 | 0 | 0 | 0 | 0 | 0 | 0 | 0 | 0 | 0 | 0 | 0 | 0 | 0 | 0 | 0 | 0 | 0 | 0 | 0 | 0 | 0 | 0 | 0 | 0 | 0 | 0 | 0 | 0 | 0 | 0 | 0 | 0 | 0 | 0 | 0 | 0 | 0 | 0 | 0 | 0 | 0 | 0 | 0 | 0 | 0 | 0 | 0 | 0 | 0 |  | 0 | 0 | 0 | 0 | 0 | 0 | 0 | 0 | 0 | 0 | 0 | 0 | 0 | 0 | 0 | 0 | 0 | 0 | 0 | 0 | 0 | 0 | 0 | 0 | 0 | 0 | 0 | 0 | 0 | 0 | 0 | 0 | 0 | 0 | 0 | 0 | 1813 | 2256.5 | 3581.6408 | Hinson - Del Amo Constraint | Hinson - Del Amo Constraint | Hinson - Del Amo Constraint |  | 0 | 0 | 0 | 0 | 0 | 0 | 1813 | 2256.5 | 3581.6408 | Hinson - Del Amo Constraint | Hinson - Del Amo Constraint | Hinson - Del Amo Constraint |  | 1 | 1 | NO | 1 | 1 | 1 | NO | 1
SCE Metro | La Fresa | 230 | 0 | 0 | 0 | 0 | 0 | 0 | 0 | 0 | 1 | 1 | 0 | 0 | 0 | 0 | 0 | 0 | 0 | 0 | 0 | 0 | 0 | 0 | 0 | 0 | 0 | 0 | 0 | 0 | 0 | 0 | 0 | 0 | 0 | 0 | 0 | 0 | 0 | 0 | 0 | 0 | 0 | 0 | 0 | 0 | 0 | 0 | 0 | 0 | 0 | 0 | 0 | 0 | 0 | 0 | 0 | 0 | 0 | 0 | 0 | 0 | 0 | 0 | 0 | 0 | 0 | 0 | 0 | 0 | 0 | 0 | 0 | 0 | 0 | 0 | 0 | 0 | 0 | 0 | 0 | 0 | 0 | 0 | 0 | 0 | 0 | 0 | 0 | 0 | 0 | 0 | 0 | 0 | 0 | 0 | 0 | 0 | 0 | 0 |  | 0 | 0 | 0 | 0 | 0 | 0 | 0 | 0 | 0 | 0 | 0 | 0 | 0 | 0 | 0 | 0 | 0 | 0 | 0 | 0 | 0 | 0 | 0 | 0.64 | 0 | 0 | 0 | 0 | 0 | 1 | 0 | 0 | 0 | 0 | 0 | 0 | 1813 | 2256.5 | 3581.6408 | Hinson - Del Amo Constraint | Hinson - Del Amo Constraint | Hinson - Del Amo Constraint |  | 0 | 0 | 0 | 0 | 0 | 0 | 1813 | 2256.5 | 3581.6408 | Hinson - Del Amo Constraint | Hinson - Del Amo Constraint | Hinson - Del Amo Constraint |  | 1 | 1 | NO | 1 | 1 | 1 | NO | 1
SCE Metro | Laguna Bell | 230 | 0 | 0 | 0 | 0 | 0 | 0 | 0 | 0 | 0 | 1 | 0 | 0 | 0 | 0 | 0 | 0 | 0 | 0 | 0 | 0 | 0 | 0 | 0 | 0 | 0 | 0 | 0 | 0 | 0 | 0 | 0 | 0 | 0 | 0 | 0 | 0 | 0 | 0 | 0 | 0 | 0 | 0 | 0 | 0 | 0 | 0 | 0 | 0 | 0 | 0 | 0 | 0 | 0 | 0 | 0 | 0 | 0 | 0 | 0 | 0 | 0 | 0 | 0 | 0 | 0 | 0 | 0 | 0 | 0 | 0 | 0 | 0 | 0 | 0 | 0 | 0 | 0 | 0 | 0 | 0 | 0 | 0 | 0 | 0 | 0 | 0 | 0 | 0 | 0 | 0 | 0 | 0 | 0 | 0 | 0 | 0 | 0 | 0 |  | 0 | 0 | 0 | 0 | 0 | 0 | 0 | 0 | 0 | 0 | 0 | 0 | 0 | 0 | 0 | 0 | 0 | 0 | 0 | 0 | 0 | 0 | 0 | 3.27 | 0 | 0 | 243 | 350 | 0 | 1 | 0 | 0 | 0 | 0 | 0 | 0 | 9141.6 | 11076.2 | 14650.5055 | SCE Metro Area Default Constraint | SCE Metro Area Default Constraint | SCE Metro Area Default Constraint |  | 0 | 0 | 0 | 0 | 0 | 0 | 9141.6 | 11076.2 | 14650.5055 | SCE Metro Area Default Constraint | SCE Metro Area Default Constraint | SCE Metro Area Default Constraint |  | 1 | 1 | NO | 1 | 1 | 1 | NO | 1
PG&E KERN | Lakeview | 70 | 0 | 0 | 0 | 0 | 0 | 0 | 0 | 0 | 0 | 0 | 0 | 0 | 0 | 0 | 0 | 0 | 0 | 0 | 0 | 0 | 0 | 0 | 0 | 0 | 0 | 0 | 0 | 0 | 0 | 0 | 0 | 0 | 0 | 0 | 0 | 0 | 0 | 0 | 0 | 0 | 0 | 0 | 0 | 0 | 0 | 0 | 0 | 0 | 0 | 0 | 0 | 0 | 0 | 0 | 0 | 0 | 0 | 0 | 0 | 0 | 0 | 0 | 0 | 0 | 0 | 0 | 0 | 0 | 0 | 0 | 0 | 0 | 0 | 0 | 0 | 0 | 1 | 0 | 1 | 1 | 0 | 0 | 0 | 0 | 0 | 0 | 0 | 0 | 0 | 0 | 0 | 0 | 0 | 0 | 1 | 0 | 0 | 0 |  | 0 | 0 | 0 | 0 | 0 | 0 | 0 | 0 | 0 | 0 | 0 | 0 | 0 | 0 | 0 | 0 | 0 | 0 | 0 | 0 | 0 | 0 | 0 | 0 | 0 | 70 | 65.5 | 0 | 0 | 1 | 2 | 0 | 0 | 0 | 1 | 1 | -827.515 | 129.75 | -1162.3269 | Mustang-Henrietta 230 kV line | Midway-Buena Vista Jct 230kV Line | Mustang-Henrietta 230 kV line |  | 1 | 0 | 0 | 0 | 1 | 1 | -9.103 | 129.75 | -1162.3269 | Gates 500/230kV TB #11 | Midway-Buena Vista Jct 230kV Line | Mustang-Henrietta 230 kV line |  | 5 | 5 | NO | 5 | 5 | 5 | NO | 5
PG&E NGBA | Lakeville | 230 | 0 | 0 | 0 | 0 | 0 | 0 | 0 | 0 | 0 | 0 | 0 | 0 | 0 | 0 | 0 | 0 | 0 | 0 | 0 | 0 | 0 | 0 | 0 | 0 | 0 | 0 | 0 | 0 | 0 | 0 | 0 | 0 | 0 | 0 | 0 | 0 | 0 | 0 | 0 | 1 | 0 | 0 | 0 | 0 | 0 | 0 | 0 | 0 | 0 | 0 | 0 | 1 | 1 | 1 | 1 | 1 | 0 | 0 | 1 | 1 | 0 | 0 | 0 | 0 | 0 | 1 | 1 | 0 | 0 | 0 | 0 | 0 | 0 | 0 | 0 | 0 | 0 | 0 | 0 | 0 | 0 | 0 | 0 | 0 | 0 | 0 | 0 | 0 | 0 | 0 | 0 | 0 | 0 | 0 | 0 | 0 | 0 | 2 |  | 0 | 0 | 0 | 0 | 0 | 0 | 0 | 0 | 0 | 0 | 0 | 0 | 0 | 0 | 0 | 0 | 0 | 0 | 0 | 0 | 0 | 0 | 0 | 0 | 0 | 0 | 0 | 0 | 0 | 0 | 3 | 0 | 2 | 0 | 0 | 0 | -1184.5215 | -217.477 | 718.102 | Tesla-Bellota 230 kV line | Birds Landing-Contra Costa 230kV Line | Birds Landing-Contra Costa 230kV Line |  | 0 | 1 | 0 | 0 | 0 | 0 | -884.5215 | 678.723 | 718.102 | Tesla-Bellota 230 kV line | Contra Costa- Windmaster 230 kV line | Birds Landing-Contra Costa 230kV Line |  | 5 | 4 | YES | 4 | 1 | 1 | NO | 1
PG&E NGBA | Lakeville | 60 | 0 | 0 | 0 | 0 | 0 | 0 | 0 | 0 | 0 | 0 | 0 | 0 | 0 | 0 | 0 | 0 | 0 | 0 | 0 | 0 | 0 | 0 | 0 | 0 | 0 | 0 | 0 | 0 | 0 | 0 | 0 | 0 | 0 | 0 | 0 | 0 | 0 | 0 | 0 | 1 | 0 | 0 | 0 | 0 | 0 | 0 | 0 | 0 | 0 | 0 | 0 | 1 | 1 | 1 | 1 | 1 | 0 | 0 | 0 | 1 | 0 | 0 | 0 | 0 | 0 | 1 | 1 | 0 | 0 | 0 | 0 | 0 | 0 | 0 | 0 | 0 | 0 | 0 | 0 | 0 | 0 | 0 | 0 | 0 | 0 | 0 | 0 | 0 | 0 | 0 | 0 | 0 | 0 | 0 | 0 | 0 | 0 | 2 |  | 0 | 0 | 0 | 0 | 0 | 0 | 0 | 0 | 0 | 0 | 0 | 0 | 0 | 0 | 0 | 0 | 0 | 0 | 0 | 0 | 0 | 0 | 0 | 4 | 0 | 0 | 0 | 0 | 0 | 1 | 3 | 0 | 2 | 0 | 0 | 0 | -1184.5215 | -217.477 | 718.102 | Tesla-Bellota 230 kV line | Birds Landing-Contra Costa 230kV Line | Birds Landing-Contra Costa 230kV Line |  | 0 | 1 | 0 | 0 | 0 | 0 | -884.5215 | 678.723 | 718.102 | Tesla-Bellota 230 kV line | Contra Costa- Windmaster 230 kV line | Birds Landing-Contra Costa 230kV Line |  | 5 | 4 | YES | 4 | 1 | 1 | NO | 1
PG&E NGBA | Lakeville | 115 | 0 | 0 | 0 | 0 | 0 | 0 | 0 | 0 | 0 | 0 | 0 | 0 | 0 | 0 | 0 | 0 | 0 | 0 | 0 | 0 | 0 | 0 | 0 | 0 | 0 | 0 | 0 | 0 | 0 | 0 | 0 | 0 | 0 | 0 | 0 | 0 | 0 | 0 | 0 | 1 | 0 | 0 | 0 | 0 | 0 | 0 | 0 | 0 | 0 | 0 | 0 | 1 | 1 | 1 | 1 | 1 | 0 | 0 | 0 | 1 | 0 | 0 | 0 | 0 | 0 | 1 | 1 | 0 | 0 | 0 | 0 | 0 | 0 | 0 | 0 | 0 | 0 | 0 | 0 | 0 | 0 | 0 | 0 | 0 | 0 | 0 | 0 | 0 | 0 | 0 | 0 | 0 | 0 | 0 | 0 | 0 | 0 | 2 |  | 0 | 0 | 0 | 0 | 0 | 0 | 0 | 0 | 0 | 0 | 0 | 0 | 0 | 0 | 0 | 0 | 0 | 0 | 0 | 0 | 0 | 0 | 0 | 0 | 0 | 0 | 50 | 0 | 0 | 1 | 3 | 0 | 2 | 0 | 0 | 0 | -1184.5215 | -217.477 | 718.102 | Tesla-Bellota 230 kV line | Birds Landing-Contra Costa 230kV Line | Birds Landing-Contra Costa 230kV Line |  | 0 | 1 | 0 | 0 | 0 | 0 | -884.5215 | 678.723 | 718.102 | Tesla-Bellota 230 kV line | Contra Costa- Windmaster 230 kV line | Birds Landing-Contra Costa 230kV Line |  | 5 | 4 | YES | 4 | 1 | 1 | NO | 1
PG&E GBA | Lakewood | 115 | 0 | 0 | 0 | 0 | 0 | 0 | 0 | 0 | 0 | 0 | 0 | 0 | 0 | 0 | 0 | 0 | 0 | 0 | 0 | 0 | 0 | 0 | 0 | 0 | 0 | 0 | 0 | 0 | 0 | 0 | 0 | 0 | 0 | 0 | 0 | 0 | 0 | 0 | 0 | 1 | 0 | 0 | 0 | 0 | 0 | 0 | 0 | 0 | 0 | 0 | 0 | 0 | 0 | 0 | 0 | 0 | 0 | 0 | 0 | 0 | 0 | 0 | 0 | 0 | 0 | 0 | 0 | 0 | 0 | 0 | 0 | 0 | 0 | 0 | 0 | 0 | 0 | 0 | 0 | 0 | 0 | 0 | 0 | 0 | 0 | 0 | 0 | 0 | 0 | 0 | 0 | 0 | 0 | 0 | 0 | 0 | 0 | 0 |  | 0 | 0 | 0 | 0 | 0 | 0 | 0 | 0 | 0 | 0 | 0 | 0 | 0 | 0 | 0 | 0 | 0 | 0 | 0 | 0 | 0 | 0 | 0 | 0 | 0 | 0 | 0 | 0 | 0 | 0 | 0 | 0 | 0 | 0 | 0 | 0 | 1.495 | 1408.886 | 6856.8328 | Collinsville-Tesla 500 kV Line | Collinsville-Tesla 500 kV Line | Collinsville-Tesla 500 kV Line |  | 0 | 0 | 0 | 0 | 0 | 0 | 1.495 | 1408.886 | 6856.8328 | Collinsville-Tesla 500 kV Line | Collinsville-Tesla 500 kV Line | Collinsville-Tesla 500 kV Line |  | 1 | 1 | NO | 1 | 1 | 1 | NO | 1
PG&E NGBA | Lambie | 230 | 0 | 0 | 0 | 0 | 0 | 0 | 0 | 0 | 0 | 0 | 0 | 0 | 0 | 0 | 0 | 0 | 0 | 0 | 0 | 0 | 0 | 0 | 0 | 0 | 0 | 0 | 0 | 0 | 0 | 0 | 0 | 0 | 0 | 0 | 0 | 0 | 0 | 0 | 0 | 1 | 0 | 0 | 0 | 0 | 0 | 0 | 0 | 0 | 0 | 0 | 0 | 0 | 0 | 1 | 1 | 1 | 0 | 0 | 1 | 1 | 0 | 0 | 0 | 0 | 0 | 1 | 1 | 0 | 0 | 0 | 0 | 0 | 0 | 0 | 0 | 0 | 0 | 0 | 0 | 0 | 0 | 0 | 0 | 0 | 0 | 0 | 0 | 0 | 0 | 0 | 0 | 0 | 0 | 0 | 0 | 0 | 0 | 0 |  | 0 | 0 | 0 | 0 | 0 | 0 | 0 | 0 | 0 | 0 | 0 | 0 | 0 | 0 | 0 | 0 | 0 | 0 | 0 | 0 | 0 | 0 | 0 | 0 | 0 | 0 | 0 | 0 | 0 | 0 | 3 | 0 | 2 | 0 | 0 | 0 | -1184.5215 | -217.477 | 718.102 | Tesla-Bellota 230 kV line | Birds Landing-Contra Costa 230kV Line | Birds Landing-Contra Costa 230kV Line |  | 0 | 1 | 0 | 0 | 0 | 0 | -884.5215 | 678.723 | 718.102 | Tesla-Bellota 230 kV line | Contra Costa- Windmaster 230 kV line | Birds Landing-Contra Costa 230kV Line |  | 5 | 4 | YES | 4 | 1 | 1 | NO | 1
PG&E GBA | Lammers | 115 | 0 | 0 | 0 | 0 | 0 | 0 | 0 | 0 | 0 | 0 | 0 | 0 | 0 | 0 | 0 | 0 | 0 | 0 | 0 | 0 | 0 | 0 | 0 | 0 | 0 | 0 | 0 | 0 | 0 | 0 | 0 | 0 | 0 | 0 | 0 | 0 | 0 | 0 | 0 | 0 | 0 | 0 | 0 | 0 | 0 | 1 | 0 | 0 | 0 | 0 | 0 | 0 | 0 | 0 | 0 | 1 | 0 | 1 | 0 | 1 | 0 | 0 | 0 | 0 | 0 | 1 | 0 | 0 | 0 | 0 | 0 | 0 | 0 | 0 | 0 | 0 | 0 | 0 | 0 | 0 | 0 | 0 | 0 | 0 | 0 | 0 | 0 | 0 | 0 | 0 | 0 | 0 | 0 | 0 | 0 | 0 | 0 | 0 |  | 0 | 0 | 0 | 0 | 0 | 0 | 0 | 0 | 0 | 0 | 0 | 0 | 0 | 0 | 0 | 0 | 0 | 0 | 0 | 0 | 0 | 0 | 0 | 0 | 0 | 0 | 0 | 0 | 0 | 0 | 2 | 0 | 1 | 0 | 0 | 0 | -1184.5215 | -212.6541 | 653.3714 | Tesla-Bellota 230 kV line | Bellota-Weber 230kV line | Kasson Jct-Heinz 115 kV line |  | 0 | 2 | 0 | 0 | 0 | 0 | -884.5215 | 201.2909 | 653.3714 | Tesla-Bellota 230 kV line | Kasson Jct-Heinz 115 kV line | Kasson Jct-Heinz 115 kV line |  | 5 | 4 | YES | 4 | 1 | 1 | NO | 1
PG&E KERN | Lamont | 115 | 0 | 0 | 0 | 0 | 0 | 0 | 0 | 0 | 0 | 0 | 0 | 0 | 0 | 0 | 0 | 0 | 0 | 0 | 0 | 0 | 0 | 0 | 0 | 0 | 0 | 0 | 0 | 0 | 0 | 0 | 0 | 0 | 0 | 0 | 0 | 0 | 0 | 0 | 0 | 0 | 0 | 0 | 0 | 0 | 0 | 0 | 0 | 0 | 0 | 0 | 0 | 0 | 0 | 0 | 0 | 0 | 0 | 0 | 0 | 0 | 0 | 0 | 0 | 0 | 0 | 0 | 0 | 0 | 0 | 0 | 1 | 0 | 0 | 1 | 0 | 0 | 0 | 0 | 1 | 1 | 0 | 0 | 0 | 0 | 0 | 0 | 0 | 0 | 0 | 0 | 0 | 0 | 0 | 0 | 1 | 0 | 0 | 0 |  | 0 | 0 | 0 | 0 | 0 | 0 | 0 | 0 | 0 | 0 | 0 | 0 | 0 | 0 | 0 | 0 | 5 | 0 | 0 | 0 | 0 | 0 | 0 | 4 | 20 | 102 | 0 | 40 | 0 | 1 | 2 | 0 | 0 | 0 | 1 | 1 | -827.515 | 145.6 | -1162.3269 | Mustang-Henrietta 230 kV line | Kern-Tevis-Stockdale-Lamont 115kV line | Mustang-Henrietta 230 kV line |  | 1 | 0 | 0 | 0 | 1 | 1 | -9.103 | 145.6 | -1162.3269 | Gates 500/230kV TB #11 | Kern-Tevis-Stockdale-Lamont 115kV line | Mustang-Henrietta 230 kV line |  | 5 | 5 | NO | 5 | 5 | 5 | NO | 5
PG&E FRESNO | Las Aguilas | 230 | 0 | 0 | 0 | 0 | 0 | 0 | 0 | 0 | 0 | 0 | 0 | 0 | 0 | 0 | 0 | 0 | 0 | 0 | 0 | 0 | 0 | 0 | 0 | 0 | 0 | 0 | 0 | 0 | 0 | 0 | 0 | 0 | 0 | 0 | 0 | 0 | 0 | 0 | 0 | 0 | 0 | 0 | 0 | 0 | 0 | 0 | 0 | 0 | 0 | 0 | 0 | 0 | 0 | 0 | 0 | 0 | 0 | 0 | 0 | 0 | 0 | 0 | 0 | 0 | 0 | 0 | 0 | 0 | 0 | 0 | 0 | 0 | 0 | 0 | 0 | 0 | 0 | 0 | 1 | 1 | 0 | 1 | 0 | 0 | 0 | 1 | 0 | 0 | 0 | 0 | 0 | 0 | 0 | 0 | 0 | 0 | 1 | 1 |  | 0 | 0 | 0 | 0 | 0 | 0 | 0 | 0 | 0 | 0 | 0 | 0 | 0 | 0 | 0 | 0 | 0 | 0 | 0 | 0 | 0 | 0 | 0 | 0 | 0 | 0 | 0 | 0 | 0 | 0 | 2 | 0 | 0 | 0 | 1 | 0 | -314.8 | 209.845 | -369.3748 | Tranquility-Helm 230kV Line | Tranquility-Helm 230kV Line | Gates 500/230kV TB #12 |  | 2 | 0 | 0 | 0 | 1 | 0 | -314.8 | 209.845 | -369.3748 | Tranquility-Helm 230kV Line | Tranquility-Helm 230kV Line | Gates 500/230kV TB #12 |  | 5 | 5 | NO | 5 | 5 | 5 | NO | 5
EOP | Lathrop | 138 | 0 | 0 | 0 | 0 | 0 | 0 | 0 | 0 | 0 | 0 | 0 | 0 | 0 | 0 | 0 | 0 | 0 | 0 | 0 | 0 | 0 | 0 | 1 | 1 | 1 | 0 | 0 | 0 | 0 | 0 | 0 | 0 | 0 | 0 | 0 | 0 | 0 | 0 | 0 | 0 | 0 | 0 | 0 | 0 | 0 | 0 | 0 | 0 | 0 | 0 | 0 | 0 | 0 | 0 | 0 | 0 | 0 | 0 | 0 | 0 | 0 | 0 | 0 | 0 | 0 | 0 | 0 | 0 | 0 | 0 | 0 | 0 | 0 | 0 | 0 | 0 | 0 | 0 | 0 | 0 | 0 | 0 | 0 | 0 | 0 | 0 | 0 | 0 | 0 | 0 | 0 | 0 | 0 | 0 | 0 | 0 | 0 | 2 |  | 0 | 0 | 0 | 0 | 0 | 0 | 0 | 0 | 0 | 0 | 0 | 0 | 0 | 0 | 0 | 0 | 0 | 0 | 0 | 0 | 0 | 0 | 0 | 0 | 0 | 0 | 0 | 0 | 0 | 0 | 1 | 1 | 1 | 0 | 0 | 0 | -3041.755 | -297.01 | 876.53 | Lugo - Victorville area constraint | Lugo - Victorville area constraint | GLW 230kV area constraint |  | 0 | 1 | 0 | 0 | 0 | 0 | -362.03 | 49.37 | 876.53 | Sloan Canyon - Eldorado 500 kV constraint | Sloan Canyon - Eldorado 500 kV constraint | GLW 230kV area constraint |  | 5 | 4 | YES | 4 | 1 | 1 | NO | 1
EOP | Lathrop | 230 | 0 | 0 | 0 | 0 | 0 | 0 | 0 | 0 | 0 | 0 | 0 | 0 | 0 | 0 | 0 | 0 | 0 | 0 | 0 | 0 | 0 | 0 | 1 | 1 | 1 | 0 | 0 | 0 | 0 | 0 | 0 | 0 | 0 | 0 | 0 | 0 | 0 | 0 | 0 | 0 | 0 | 0 | 0 | 0 | 0 | 0 | 0 | 0 | 0 | 0 | 0 | 0 | 0 | 0 | 0 | 0 | 0 | 0 | 0 | 0 | 0 | 0 | 0 | 0 | 0 | 0 | 0 | 0 | 0 | 0 | 0 | 0 | 0 | 0 | 0 | 0 | 0 | 0 | 0 | 0 | 0 | 0 | 0 | 0 | 0 | 0 | 0 | 0 | 0 | 0 | 0 | 0 | 0 | 0 | 0 | 0 | 0 | 2 |  | 0 | 0 | 0 | 0 | 0 | 0 | 0 | 0 | 0 | 0 | 0 | 0 | 0 | 0 | 0 | 0 | 0 | 300 | 0 | 0 | 0 | 0 | 0 | 0 | 250 | 250 | 0 | 100 | 0 | 1 | 1 | 1 | 1 | 0 | 0 | 0 | -3041.755 | -297.01 | 876.53 | Lugo - Victorville area constraint | Lugo - Victorville area constraint | GLW 230kV area constraint |  | 0 | 1 | 0 | 0 | 0 | 0 | -362.03 | 49.37 | 876.53 | Sloan Canyon - Eldorado 500 kV constraint | Sloan Canyon - Eldorado 500 kV constraint | GLW 230kV area constraint |  | 5 | 4 | YES | 4 | 1 | 1 | NO | 1
PG&E FRESNO | Le Grand | 115 | 0 | 0 | 0 | 0 | 0 | 0 | 0 | 0 | 0 | 0 | 0 | 0 | 0 | 0 | 0 | 0 | 0 | 0 | 0 | 0 | 0 | 0 | 0 | 0 | 0 | 0 | 0 | 0 | 0 | 0 | 0 | 0 | 0 | 0 | 0 | 0 | 0 | 0 | 0 | 0 | 0 | 0 | 0 | 0 | 0 | 1 | 0 | 0 | 0 | 0 | 0 | 0 | 0 | 0 | 0 | 0 | 0 | 0 | 0 | 0 | 0 | 0 | 0 | 0 | 0 | 0 | 0 | 0 | 0 | 0 | 0 | 0 | 0 | 0 | 0 | 0 | 0 | 0 | 1 | 1 | 0 | 1 | 1 | 1 | 1 | 1 | 0 | 1 | 1 | 1 | 1 | 0 | 1 | 0 | 0 | 0 | 0 | 2 |  | 0 | 0 | 0 | 0 | 0 | 0 | 0 | 0 | 0 | 0 | 0 | 0 | 0 | 0 | 0 | 0 | 0 | 0 | 0 | 0 | 0 | 0 | 0 | 0 | 50 | 80 | 0 | 30 | 0 | 1 | 5 | 0 | 3 | 0 | 1 | 0 | -1662.7 | -1176 | -369.3748 | Borden-Storey #1 230kV line | Borden-Storey #1 230kV line | Gates 500/230kV TB #12 |  | 2 | 2 | 0 | 0 | 1 | 0 | -491.4315 | 40.7 | -369.3748 | Bellota-Weber 230kV line | Merced 115/70kV TB#2 | Gates 500/230kV TB #12 |  | 5 | 5 | NO | 5 | 5 | 5 | NO | 5
PG&E FRESNO | Lemoore | 70 | 0 | 0 | 0 | 0 | 0 | 0 | 0 | 0 | 0 | 0 | 0 | 0 | 0 | 0 | 0 | 0 | 0 | 0 | 0 | 0 | 0 | 0 | 0 | 0 | 0 | 0 | 0 | 0 | 0 | 0 | 0 | 0 | 0 | 0 | 0 | 0 | 0 | 0 | 0 | 0 | 0 | 0 | 0 | 0 | 0 | 0 | 0 | 0 | 0 | 0 | 0 | 0 | 0 | 0 | 0 | 0 | 0 | 0 | 0 | 0 | 0 | 0 | 0 | 0 | 0 | 0 | 0 | 0 | 1 | 0 | 0 | 0 | 0 | 0 | 0 | 0 | 0 | 0 | 0 | 1 | 0 | 1 | 0 | 0 | 0 | 0 | 0 | 0 | 0 | 0 | 0 | 0 | 0 | 0 | 0 | 0 | 0 | 0 |  | 0 | 0 | 0 | 0 | 0 | 0 | 0 | 0 | 0 | 0 | 0 | 0 | 0 | 0 | 0 | 0 | 0 | 0 | 0 | 0 | 0 | 0 | 0 | 0 | 0 | 22 | 0 | 20 | 0 | 1 | 2 | 0 | 0 | 0 | 0 | 0 | -314.8 | 209.845 | 333.1455 | Tranquility-Helm 230kV Line | Tranquility-Helm 230kV Line | Gates 500/230kV TB #11 |  | 2 | 0 | 0 | 0 | 0 | 0 | -314.8 | 209.845 | 333.1455 | Tranquility-Helm 230kV Line | Tranquility-Helm 230kV Line | Gates 500/230kV TB #11 |  | 5 | 5 | NO | 5 | 1 | 1 | NO | 1
PG&E KERN | Lerdo | 115 | 0 | 0 | 0 | 0 | 0 | 0 | 0 | 0 | 0 | 0 | 0 | 0 | 0 | 0 | 0 | 0 | 0 | 0 | 0 | 0 | 0 | 0 | 0 | 0 | 0 | 0 | 0 | 0 | 0 | 0 | 0 | 0 | 0 | 0 | 0 | 0 | 0 | 0 | 0 | 0 | 0 | 0 | 0 | 0 | 0 | 0 | 0 | 0 | 0 | 0 | 0 | 0 | 0 | 0 | 0 | 0 | 0 | 0 | 0 | 0 | 0 | 0 | 0 | 0 | 0 | 0 | 0 | 1 | 1 | 0 | 1 | 0 | 0 | 0 | 1 | 0 | 0 | 0 | 1 | 0 | 0 | 0 | 0 | 0 | 0 | 0 | 0 | 0 | 0 | 0 | 0 | 0 | 0 | 0 | 1 | 0 | 0 | 0 |  | 0 | 0 | 0 | 0 | 0 | 0 | 0 | 0 | 0 | 0 | 0 | 0 | 0 | 0 | 0 | 0 | 0 | 0 | 0 | 0 | 0 | 0 | 0 | 0 | 0 | 0 | 0 | 0 | 0 | 0 | 2 | 0 | 1 | 0 | 2 | 1 | -827.515 | -266.9883 | -1162.3269 | Mustang-Henrietta 230 kV line | Cal Flat-Gates 230 kV line | Mustang-Henrietta 230 kV line |  | 0 | 0 | 0 | 0 | 1 | 1 | 69.097 | 513.0707 | -1162.3269 | Gates 500/230kV TB #12 | Gates 500/230kV TB #12 | Mustang-Henrietta 230 kV line |  | 5 | 1 | YES | 2 | 5 | 5 | NO | 5
SCE Metro | Lewis | 230 | 0 | 0 | 0 | 0 | 0 | 0 | 0 | 0 | 0 | 1 | 0 | 0 | 0 | 0 | 0 | 0 | 0 | 0 | 0 | 0 | 0 | 0 | 0 | 0 | 0 | 0 | 0 | 0 | 0 | 0 | 0 | 0 | 0 | 0 | 0 | 0 | 0 | 0 | 0 | 0 | 0 | 0 | 0 | 0 | 0 | 0 | 0 | 0 | 0 | 0 | 0 | 0 | 0 | 0 | 0 | 0 | 0 | 0 | 0 | 0 | 0 | 0 | 0 | 0 | 0 | 0 | 0 | 0 | 0 | 0 | 0 | 0 | 0 | 0 | 0 | 0 | 0 | 0 | 0 | 0 | 0 | 0 | 0 | 0 | 0 | 0 | 0 | 0 | 0 | 0 | 0 | 0 | 0 | 0 | 0 | 0 | 0 | 0 |  | 0 | 0 | 0 | 0 | 0 | 0 | 0 | 0 | 0 | 0 | 0 | 0 | 0 | 0 | 0 | 0 | 0 | 0 | 0 | 0 | 0 | 0 | 0 | 0 | 0 | 0 | 0 | 0 | 0 | 0 | 0 | 0 | 0 | 0 | 0 | 0 | 9141.6 | 11076.2 | 14650.5055 | SCE Metro Area Default Constraint | SCE Metro Area Default Constraint | SCE Metro Area Default Constraint |  | 0 | 0 | 0 | 0 | 0 | 0 | 9141.6 | 11076.2 | 14650.5055 | SCE Metro Area Default Constraint | SCE Metro Area Default Constraint | SCE Metro Area Default Constraint |  | 1 | 1 | NO | 1 | 1 | 1 | NO | 1
SCE Metro | Lighthipe | 230 | 0 | 0 | 0 | 0 | 0 | 0 | 0 | 0 | 1 | 1 | 0 | 0 | 0 | 0 | 0 | 0 | 0 | 0 | 0 | 0 | 0 | 0 | 0 | 0 | 0 | 0 | 0 | 0 | 0 | 0 | 0 | 0 | 0 | 0 | 0 | 0 | 0 | 0 | 0 | 0 | 0 | 0 | 0 | 0 | 0 | 0 | 0 | 0 | 0 | 0 | 0 | 0 | 0 | 0 | 0 | 0 | 0 | 0 | 0 | 0 | 0 | 0 | 0 | 0 | 0 | 0 | 0 | 0 | 0 | 0 | 0 | 0 | 0 | 0 | 0 | 0 | 0 | 0 | 0 | 0 | 0 | 0 | 0 | 0 | 0 | 0 | 0 | 0 | 0 | 0 | 0 | 0 | 0 | 0 | 0 | 0 | 0 | 0 |  | 0 | 0 | 0 | 0 | 0 | 0 | 0 | 0 | 0 | 0 | 0 | 0 | 0 | 0 | 0 | 0 | 0 | 0 | 0 | 0 | 0 | 0 | 0 | 3.24 | 0 | 0 | 0 | 250 | 0 | 1 | 0 | 0 | 0 | 0 | 0 | 0 | 1813 | 2256.5 | 3581.6408 | Hinson - Del Amo Constraint | Hinson - Del Amo Constraint | Hinson - Del Amo Constraint |  | 0 | 0 | 0 | 0 | 0 | 0 | 1813 | 2256.5 | 3581.6408 | Hinson - Del Amo Constraint | Hinson - Del Amo Constraint | Hinson - Del Amo Constraint |  | 1 | 1 | NO | 1 | 1 | 1 | NO | 1
SDGE | Lilac | 69 | 0 | 0 | 0 | 0 | 0 | 0 | 0 | 0 | 0 | 0 | 0 | 0 | 0 | 0 | 0 | 0 | 0 | 0 | 0 | 0 | 0 | 0 | 0 | 0 | 0 | 1 | 0 | 0 | 0 | 0 | 1 | 0 | 1 | 1 | 0 | 0 | 0 | 1 | 0 | 0 | 0 | 0 | 0 | 0 | 0 | 0 | 0 | 0 | 0 | 0 | 0 | 0 | 0 | 0 | 0 | 0 | 0 | 0 | 0 | 0 | 0 | 0 | 0 | 0 | 0 | 0 | 0 | 0 | 0 | 0 | 0 | 0 | 0 | 0 | 0 | 0 | 0 | 0 | 0 | 0 | 0 | 0 | 0 | 0 | 0 | 0 | 0 | 0 | 0 | 0 | 0 | 0 | 0 | 0 | 0 | 0 | 0 | 2 |  | 0 | 0 | 0 | 0 | 0 | 0 | 0 | 0 | 0 | 0 | 0 | 0 | 0 | 0 | 0 | 0 | 0 | 0 | 0 | 0 | 0 | 0 | 0 | 0 | 0 | 0 | 0 | 0 | 0 | 0 | 0 | 0 | 0 | 0 | 0 | 0 | 54.76 | 174.2 | 263.6 | San Luis Rey-San Onofre 230 kV line constraint | Ocean Ranch 69 kV constraint | Ocean Ranch 69 kV constraint |  | 0 | 0 | 0 | 0 | 0 | 0 | 54.76 | 174.2 | 263.6 | San Luis Rey-San Onofre 230 kV line constraint | Ocean Ranch 69 kV constraint | Ocean Ranch 69 kV constraint |  | 1 | 1 | NO | 1 | 1 | 1 | NO | 1
PG&E NGBA | Lincoln | 115 | 0 | 0 | 0 | 0 | 0 | 0 | 0 | 0 | 0 | 0 | 0 | 0 | 0 | 0 | 0 | 0 | 0 | 0 | 0 | 0 | 0 | 0 | 0 | 0 | 0 | 0 | 0 | 0 | 0 | 0 | 0 | 0 | 0 | 0 | 0 | 0 | 0 | 0 | 0 | 1 | 1 | 0 | 1 | 0 | 1 | 1 | 1 | 1 | 0 | 0 | 0 | 0 | 0 | 0 | 0 | 0 | 0 | 0 | 0 | 1 | 1 | 0 | 0 | 0 | 0 | 0 | 0 | 0 | 0 | 0 | 0 | 0 | 0 | 0 | 0 | 0 | 0 | 0 | 0 | 0 | 0 | 0 | 0 | 0 | 0 | 0 | 0 | 0 | 0 | 0 | 0 | 0 | 0 | 0 | 0 | 0 | 0 | 0 |  | 0 | 0 | 0 | 0 | 0 | 0 | 0 | 0 | 0 | 0 | 0 | 0 | 0 | 0 | 0 | 0 | 0 | 0 | 0 | 0 | 0 | 0 | 0 | 0 | 0 | 0 | 0 | 0 | 0 | 0 | 2 | 0 | 1 | 0 | 0 | 0 | -1184.5215 | -212.6541 | 32.84 | Tesla-Bellota 230 kV line | Bellota-Weber 230kV line | Woodland- Davis 115kV line |  | 0 | 2 | 0 | 0 | 0 | 0 | -884.5215 | 41.5 | 32.84 | Tesla-Bellota 230 kV line | Rocklin-Pleaseant grove 115kV line | Woodland- Davis 115kV line |  | 5 | 4 | YES | 4 | 1 | 1 | NO | 1
PG&E KERN | Live Oak | 115 | 0 | 0 | 0 | 0 | 0 | 0 | 0 | 0 | 0 | 0 | 0 | 0 | 0 | 0 | 0 | 0 | 0 | 0 | 0 | 0 | 0 | 0 | 0 | 0 | 0 | 0 | 0 | 0 | 0 | 0 | 0 | 0 | 0 | 0 | 0 | 0 | 0 | 0 | 0 | 0 | 0 | 0 | 0 | 0 | 0 | 0 | 0 | 0 | 0 | 0 | 0 | 0 | 0 | 0 | 0 | 0 | 0 | 0 | 0 | 0 | 0 | 0 | 0 | 0 | 0 | 0 | 0 | 0 | 1 | 0 | 1 | 0 | 0 | 0 | 0 | 0 | 0 | 0 | 1 | 0 | 0 | 0 | 0 | 0 | 0 | 0 | 0 | 0 | 0 | 0 | 0 | 0 | 0 | 0 | 1 | 0 | 0 | 0 |  | 0 | 0 | 0 | 0 | 0 | 0 | 0 | 0 | 0 | 0 | 0 | 0 | 0 | 0 | 0 | 0 | 0 | 0 | 0 | 0 | 0 | 0 | 0 | 0 | 0 | 0 | 0 | 0 | 0 | 0 | 1 | 0 | 0 | 0 | 1 | 1 | -827.515 | 264.1697 | -1162.3269 | Mustang-Henrietta 230 kV line | Mustang-Henrietta 230 kV line | Mustang-Henrietta 230 kV line |  | 0 | 0 | 0 | 0 | 1 | 1 | 69.097 | 513.0707 | -1162.3269 | Gates 500/230kV TB #12 | Gates 500/230kV TB #12 | Mustang-Henrietta 230 kV line |  | 5 | 1 | YES | 2 | 5 | 5 | NO | 5
PG&E GBA | Llagas | 115 | 0 | 0 | 0 | 0 | 0 | 0 | 0 | 0 | 0 | 0 | 0 | 0 | 0 | 0 | 0 | 0 | 0 | 0 | 0 | 0 | 0 | 0 | 0 | 0 | 0 | 0 | 0 | 0 | 0 | 0 | 0 | 0 | 0 | 0 | 0 | 0 | 0 | 0 | 0 | 0 | 0 | 0 | 0 | 0 | 0 | 0 | 0 | 0 | 0 | 0 | 0 | 0 | 1 | 0 | 0 | 1 | 0 | 0 | 0 | 1 | 0 | 0 | 0 | 0 | 1 | 0 | 0 | 0 | 0 | 0 | 0 | 0 | 0 | 0 | 0 | 0 | 0 | 0 | 0 | 0 | 0 | 0 | 0 | 0 | 0 | 0 | 0 | 0 | 0 | 0 | 0 | 0 | 0 | 0 | 0 | 0 | 0 | 1 |  | 0 | 0 | 0 | 0 | 0 | 0 | 0 | 0 | 0 | 0 | 0 | 0 | 0 | 0 | 0 | 0 | 0 | 0 | 0 | 0 | 0 | 0 | 0 | 0 | 0 | 50 | 0 | 27.2 | 0 | 1 | 1 | 0 | 0 | 0 | 0 | 0 | -1184.5215 | 346.16 | 296.38 | Tesla-Bellota 230 kV line | Morganhill-Metcalf 115kV Line | Morganhill-Metcalf 115kV Line |  | 0 | 1 | 0 | 0 | 0 | 0 | -884.5215 | 346.16 | 296.38 | Tesla-Bellota 230 kV line | Morganhill-Metcalf 115kV Line | Morganhill-Metcalf 115kV Line |  | 5 | 4 | YES | 4 | 1 | 1 | NO | 1
PG&E GBA | Lockeford | 115 | 0 | 0 | 0 | 0 | 0 | 0 | 0 | 0 | 0 | 0 | 0 | 0 | 0 | 0 | 0 | 0 | 0 | 0 | 0 | 0 | 0 | 0 | 0 | 0 | 0 | 0 | 0 | 0 | 0 | 0 | 0 | 0 | 0 | 0 | 0 | 0 | 0 | 0 | 0 | 0 | 0 | 0 | 0 | 0 | 0 | 1 | 0 | 0 | 0 | 0 | 0 | 0 | 0 | 0 | 0 | 0 | 0 | 0 | 0 | 1 | 1 | 0 | 0 | 0 | 0 | 0 | 0 | 0 | 0 | 0 | 0 | 0 | 0 | 0 | 0 | 0 | 0 | 0 | 0 | 0 | 0 | 0 | 0 | 0 | 0 | 0 | 0 | 0 | 0 | 0 | 0 | 0 | 0 | 0 | 0 | 0 | 0 | 0 |  | 0 | 0 | 0 | 0 | 0 | 0 | 0 | 0 | 0 | 0 | 0 | 0 | 0 | 0 | 0 | 0 | 0 | 0 | 0 | 0 | 0 | 0 | 0 | 0 | 0 | 0 | 0 | 0 | 0 | 0 | 2 | 0 | 1 | 0 | 0 | 0 | -1184.5215 | -212.6541 | 2570.2022 | Tesla-Bellota 230 kV line | Bellota-Weber 230kV line | Bellota-Weber 230kV line |  | 0 | 2 | 0 | 0 | 0 | 0 | -884.5215 | 247.3459 | 2570.2022 | Tesla-Bellota 230 kV line | Bellota-Weber 230kV line | Bellota-Weber 230kV line |  | 5 | 4 | YES | 4 | 1 | 1 | NO | 1
PG&E GBA | Lockeford | 230 | 0 | 0 | 0 | 0 | 0 | 0 | 0 | 0 | 0 | 0 | 0 | 0 | 0 | 0 | 0 | 0 | 0 | 0 | 0 | 0 | 0 | 0 | 0 | 0 | 0 | 0 | 0 | 0 | 0 | 0 | 0 | 0 | 0 | 0 | 0 | 0 | 0 | 0 | 0 | 1 | 0 | 0 | 0 | 0 | 0 | 1 | 0 | 0 | 0 | 0 | 0 | 0 | 0 | 0 | 0 | 0 | 0 | 0 | 0 | 1 | 1 | 0 | 0 | 0 | 0 | 0 | 0 | 0 | 0 | 0 | 0 | 0 | 0 | 0 | 0 | 0 | 0 | 0 | 0 | 0 | 0 | 0 | 0 | 0 | 0 | 1 | 0 | 0 | 0 | 0 | 0 | 0 | 0 | 0 | 0 | 0 | 0 | 1 |  | 0 | 0 | 0 | 0 | 0 | 0 | 0 | 0 | 0 | 0 | 0 | 0 | 0 | 0 | 0 | 0 | 0 | 0 | 0 | 0 | 0 | 0 | 0 | 0 | 0 | 0 | 0 | 0 | 0 | 0 | 2 | 0 | 1 | 0 | 0 | 0 | -1184.5215 | -212.6541 | 2570.2022 | Tesla-Bellota 230 kV line | Bellota-Weber 230kV line | Bellota-Weber 230kV line |  | 0 | 2 | 0 | 0 | 0 | 0 | -884.5215 | 247.3459 | 2570.2022 | Tesla-Bellota 230 kV line | Bellota-Weber 230kV line | Bellota-Weber 230kV line |  | 5 | 4 | YES | 4 | 1 | 1 | NO | 1
PG&E GBA | Lockeford | 60 | 0 | 0 | 0 | 0 | 0 | 0 | 0 | 0 | 0 | 0 | 0 | 0 | 0 | 0 | 0 | 0 | 0 | 0 | 0 | 0 | 0 | 0 | 0 | 0 | 0 | 0 | 0 | 0 | 0 | 0 | 0 | 0 | 0 | 0 | 0 | 0 | 0 | 0 | 0 | 1 | 0 | 0 | 0 | 0 | 0 | 1 | 0 | 0 | 0 | 0 | 0 | 0 | 0 | 0 | 0 | 0 | 0 | 0 | 0 | 1 | 1 | 0 | 0 | 0 | 0 | 0 | 0 | 0 | 0 | 0 | 0 | 0 | 0 | 0 | 0 | 0 | 0 | 0 | 0 | 0 | 0 | 0 | 0 | 0 | 0 | 1 | 0 | 0 | 0 | 0 | 0 | 0 | 0 | 0 | 0 | 0 | 0 | 1 |  | 0 | 0 | 0 | 0 | 0 | 0 | 0 | 0 | 0 | 0 | 0 | 0 | 0 | 0 | 0 | 0 | 0 | 0 | 0 | 0 | 0 | 0 | 0 | 0 | 0 | 0 | 0 | 0 | 0 | 0 | 2 | 0 | 1 | 0 | 0 | 0 | -1184.5215 | -212.6541 | 2570.2022 | Tesla-Bellota 230 kV line | Bellota-Weber 230kV line | Bellota-Weber 230kV line |  | 0 | 2 | 0 | 0 | 0 | 0 | -884.5215 | 247.3459 | 2570.2022 | Tesla-Bellota 230 kV line | Bellota-Weber 230kV line | Bellota-Weber 230kV line |  | 5 | 4 | YES | 4 | 1 | 1 | NO | 1
PG&E GBA | Lodi | 230 | 0 | 0 | 0 | 0 | 0 | 0 | 0 | 0 | 0 | 0 | 0 | 0 | 0 | 0 | 0 | 0 | 0 | 0 | 0 | 0 | 0 | 0 | 0 | 0 | 0 | 0 | 0 | 0 | 0 | 0 | 0 | 0 | 0 | 0 | 0 | 0 | 0 | 0 | 0 | 1 | 0 | 0 | 0 | 0 | 0 | 1 | 0 | 1 | 0 | 0 | 0 | 0 | 0 | 0 | 0 | 0 | 0 | 0 | 0 | 1 | 1 | 0 | 0 | 0 | 0 | 0 | 0 | 0 | 0 | 0 | 0 | 0 | 0 | 0 | 0 | 0 | 0 | 0 | 0 | 0 | 0 | 0 | 0 | 0 | 0 | 0 | 0 | 0 | 0 | 0 | 0 | 0 | 0 | 0 | 0 | 0 | 0 | 0 |  | 0 | 0 | 0 | 0 | 0 | 0 | 0 | 0 | 0 | 0 | 0 | 0 | 0 | 0 | 0 | 0 | 0 | 0 | 0 | 0 | 0 | 0 | 0 | 0 | 0 | 0 | 0 | 0 | 0 | 0 | 2 | 0 | 1 | 0 | 0 | 0 | -1184.5215 | -212.6541 | 967.1636 | Tesla-Bellota 230 kV line | Bellota-Weber 230kV line | Rio Oso-Lockeford 230kV line |  | 0 | 2 | 0 | 0 | 0 | 0 | -884.5215 | 247.3459 | 967.1636 | Tesla-Bellota 230 kV line | Bellota-Weber 230kV line | Rio Oso-Lockeford 230kV line |  | 5 | 4 | YES | 4 | 1 | 1 | NO | 1
PG&E NGBA | Logan Creek | 230 | 0 | 0 | 0 | 0 | 0 | 0 | 0 | 0 | 0 | 0 | 0 | 0 | 0 | 0 | 0 | 0 | 0 | 0 | 0 | 0 | 0 | 0 | 0 | 0 | 0 | 0 | 0 | 0 | 0 | 0 | 0 | 0 | 0 | 0 | 0 | 0 | 0 | 0 | 0 | 1 | 0 | 0 | 0 | 0 | 0 | 0 | 0 | 0 | 0 | 0 | 0 | 0 | 0 | 0 | 0 | 0 | 0 | 0 | 0 | 0 | 0 | 0 | 0 | 0 | 0 | 0 | 1 | 0 | 0 | 0 | 0 | 0 | 0 | 0 | 0 | 0 | 0 | 0 | 0 | 0 | 0 | 0 | 0 | 0 | 0 | 0 | 0 | 0 | 0 | 0 | 0 | 0 | 0 | 0 | 0 | 0 | 0 | 0 |  | 0 | 0 | 0 | 0 | 0 | 0 | 0 | 0 | 0 | 0 | 0 | 0 | 0 | 0 | 0 | 0 | 0 | 0 | 0 | 0 | 0 | 0 | 0 | 0 | 0 | 0 | 0 | 0 | 0 | 0 | 1 | 0 | 1 | 0 | 0 | 0 | -547.725 | -217.477 | 718.102 | Birds Landing-Contra Costa 230kV Line | Birds Landing-Contra Costa 230kV Line | Birds Landing-Contra Costa 230kV Line |  | 0 | 0 | 0 | 0 | 0 | 0 | 1.495 | 1408.886 | 718.102 | Collinsville-Tesla 500 kV Line | Collinsville-Tesla 500 kV Line | Birds Landing-Contra Costa 230kV Line |  | 5 | 1 | YES | 2 | 1 | 1 | NO | 1
PG&E GBA | Lone Tree | 230 | 0 | 0 | 0 | 0 | 0 | 0 | 0 | 0 | 0 | 0 | 0 | 0 | 0 | 0 | 0 | 0 | 0 | 0 | 0 | 0 | 0 | 0 | 0 | 0 | 0 | 0 | 0 | 0 | 0 | 0 | 0 | 0 | 0 | 0 | 0 | 0 | 0 | 0 | 0 | 1 | 0 | 0 | 0 | 0 | 0 | 0 | 0 | 0 | 0 | 0 | 0 | 0 | 0 | 0 | 0 | 1 | 0 | 0 | 0 | 0 | 0 | 0 | 0 | 0 | 0 | 0 | 1 | 0 | 0 | 0 | 0 | 0 | 0 | 0 | 0 | 0 | 0 | 0 | 0 | 0 | 0 | 0 | 0 | 0 | 0 | 0 | 0 | 0 | 0 | 0 | 0 | 0 | 0 | 0 | 0 | 0 | 0 | 0 |  | 0 | 0 | 0 | 0 | 0 | 0 | 0 | 0 | 0 | 0 | 0 | 0 | 0 | 0 | 0 | 0 | 0 | 0 | 0 | 0 | 0 | 0 | 0 | 1.8 | 0 | 0 | 0 | 0 | 0 | 1 | 1 | 0 | 1 | 0 | 0 | 0 | -547.725 | -217.477 | 718.102 | Birds Landing-Contra Costa 230kV Line | Birds Landing-Contra Costa 230kV Line | Birds Landing-Contra Costa 230kV Line |  | 0 | 0 | 0 | 0 | 0 | 0 | 1.495 | 1408.886 | 718.102 | Collinsville-Tesla 500 kV Line | Collinsville-Tesla 500 kV Line | Birds Landing-Contra Costa 230kV Line |  | 5 | 1 | YES | 2 | 1 | 1 | NO | 1
PG&E FRESNO | Los Banos | 230 | 0 | 0 | 0 | 0 | 0 | 0 | 0 | 0 | 0 | 0 | 0 | 0 | 0 | 0 | 0 | 0 | 0 | 0 | 0 | 0 | 0 | 0 | 0 | 0 | 0 | 0 | 0 | 0 | 0 | 0 | 0 | 0 | 0 | 0 | 0 | 0 | 0 | 0 | 0 | 0 | 0 | 0 | 0 | 0 | 0 | 0 | 0 | 0 | 0 | 0 | 0 | 0 | 0 | 0 | 0 | 0 | 0 | 0 | 0 | 0 | 0 | 0 | 0 | 0 | 0 | 0 | 0 | 0 | 0 | 0 | 0 | 0 | 0 | 0 | 0 | 0 | 0 | 0 | 1 | 1 | 0 | 0 | 0 | 0 | 0 | 1 | 0 | 0 | 0 | 0 | 0 | 0 | 0 | 0 | 0 | 0 | 0 | 1 |  | 0 | 0 | 76.4 | 0 | 0 | 0 | 0 | 0 | 0 | 0 | 0 | 80 | 0 | 0 | 1 | 0 | 2.988 | 246.9 | 0 | 0 | 0 | 0 | 0 | 5.9 | 70 | 430 | 80.9 | 160 | 0 | 1 | 1 | 0 | 0 | 0 | 1 | 0 | -9.103 | 211.6707 | -369.3748 | Gates 500/230kV TB #11 | Gates 500/230kV TB #11 | Gates 500/230kV TB #12 |  | 1 | 0 | 0 | 0 | 1 | 0 | -9.103 | 211.6707 | -369.3748 | Gates 500/230kV TB #11 | Gates 500/230kV TB #11 | Gates 500/230kV TB #12 |  | 5 | 5 | NO | 5 | 5 | 5 | NO | 5
PG&E FRESNO | Los Banos | 500 | 0 | 0 | 0 | 0 | 0 | 0 | 0 | 0 | 0 | 0 | 0 | 0 | 0 | 0 | 0 | 0 | 0 | 0 | 0 | 0 | 0 | 0 | 0 | 0 | 0 | 0 | 0 | 0 | 0 | 0 | 0 | 0 | 0 | 0 | 0 | 0 | 0 | 0 | 0 | 0 | 0 | 0 | 0 | 0 | 0 | 0 | 0 | 0 | 0 | 0 | 0 | 0 | 0 | 0 | 0 | 0 | 0 | 0 | 0 | 0 | 0 | 0 | 0 | 0 | 0 | 0 | 0 | 0 | 0 | 0 | 0 | 0 | 0 | 0 | 0 | 0 | 0 | 0 | 0 | 0 | 0 | 0 | 0 | 0 | 0 | 0 | 0 | 0 | 0 | 0 | 0 | 0 | 0 | 0 | 0 | 0 | 1 | 0 |  | 0 | 0 | 0 | 0 | 0 | 0 | 0 | 0 | 0 | 0 | 0 | 0 | 0 | 0 | 0 | 0 | 0 | 0 | 0 | 0 | 0 | 0 | 0 | 0 | 400 | 500 | 0 | 200 | 0 | 1 | 0 | 0 | 0 | 0 | 0 | 0 | 907.9 | 1037.76 | 5964.99 | NEW-Metcalf-Mosslanding 500kV | NEW-Metcalf-Mosslanding 500kV | NEW-Metcalf-Mosslanding 500kV |  | 0 | 0 | 0 | 0 | 0 | 0 | 907.9 | 1037.76 | 5964.99 | NEW-Metcalf-Mosslanding 500kV | NEW-Metcalf-Mosslanding 500kV | NEW-Metcalf-Mosslanding 500kV |  | 1 | 1 | NO | 1 | 1 | 1 | NO | 1
SDGE | Los Coches | 138 | 0 | 0 | 0 | 0 | 0 | 0 | 0 | 0 | 0 | 0 | 0 | 0 | 0 | 0 | 0 | 0 | 0 | 0 | 0 | 0 | 0 | 0 | 0 | 0 | 0 | 0 | 1 | 1 | 0 | 0 | 1 | 0 | 1 | 0 | 0 | 0 | 0 | 0 | 0 | 0 | 0 | 0 | 0 | 0 | 0 | 0 | 0 | 0 | 0 | 0 | 0 | 0 | 0 | 0 | 0 | 0 | 0 | 0 | 0 | 0 | 0 | 0 | 0 | 0 | 0 | 0 | 0 | 0 | 0 | 0 | 0 | 0 | 0 | 0 | 0 | 0 | 0 | 0 | 0 | 0 | 0 | 0 | 0 | 0 | 0 | 0 | 0 | 0 | 0 | 0 | 0 | 0 | 0 | 0 | 0 | 0 | 0 | 2 |  | 0 | 0 | 0 | 0 | 0 | 0 | 0 | 0 | 0 | 0 | 0 | 0 | 0 | 0 | 0 | 0 | 0 | 0 | 0 | 0 | 0 | 0 | 0 | 0 | 0 | 0 | 0 | 0 | 0 | 0 | 1 | 0 | 0 | 0 | 0 | 0 | -86 | 69 | 477.9664 | Chicarita 138 kV constraint | Chicarita 138 kV constraint | El Cajon 69 kV constraint |  | 0 | 0 | 0 | 0 | 0 | 0 | 54.76 | 368.105 | 477.9664 | San Luis Rey-San Onofre 230 kV line constraint | El Cajon 69 kV constraint | El Cajon 69 kV constraint |  | 5 | 1 | YES | 2 | 1 | 1 | NO | 1
SDGE | Los Coches | 69 | 0 | 0 | 0 | 0 | 0 | 0 | 0 | 0 | 0 | 0 | 0 | 0 | 0 | 0 | 0 | 0 | 0 | 0 | 0 | 0 | 0 | 0 | 0 | 0 | 0 | 0 | 0 | 1 | 0 | 0 | 1 | 0 | 1 | 0 | 0 | 0 | 0 | 0 | 0 | 0 | 0 | 0 | 0 | 0 | 0 | 0 | 0 | 0 | 0 | 0 | 0 | 0 | 0 | 0 | 0 | 0 | 0 | 0 | 0 | 0 | 0 | 0 | 0 | 0 | 0 | 0 | 0 | 0 | 0 | 0 | 0 | 0 | 0 | 0 | 0 | 0 | 0 | 0 | 0 | 0 | 0 | 0 | 0 | 0 | 0 | 0 | 0 | 0 | 0 | 0 | 0 | 0 | 0 | 0 | 0 | 0 | 0 | 2 |  | 0 | 0 | 0 | 0 | 0 | 0 | 0 | 0 | 0 | 0 | 0 | 0 | 0 | 0 | 0 | 0 | 0 | 0 | 0 | 0 | 0 | 0 | 0 | 0 | 0 | 0 | 0 | 0 | 0 | 0 | 0 | 0 | 0 | 0 | 0 | 0 | 54.76 | 368.105 | 477.9664 | San Luis Rey-San Onofre 230 kV line constraint | El Cajon 69 kV constraint | El Cajon 69 kV constraint |  | 0 | 0 | 0 | 0 | 0 | 0 | 54.76 | 368.105 | 477.9664 | San Luis Rey-San Onofre 230 kV line constraint | El Cajon 69 kV constraint | El Cajon 69 kV constraint |  | 1 | 1 | NO | 1 | 1 | 1 | NO | 1
PG&E GBA | Los Esteros | 115 | 0 | 0 | 0 | 0 | 0 | 0 | 0 | 0 | 0 | 0 | 0 | 0 | 0 | 0 | 0 | 0 | 0 | 0 | 0 | 0 | 0 | 0 | 0 | 0 | 0 | 0 | 0 | 0 | 0 | 0 | 0 | 0 | 0 | 0 | 0 | 0 | 0 | 0 | 0 | 0 | 0 | 0 | 0 | 0 | 0 | 0 | 0 | 0 | 0 | 0 | 0 | 0 | 0 | 0 | 0 | 1 | 0 | 0 | 0 | 1 | 0 | 0 | 0 | 0 | 0 | 1 | 0 | 0 | 0 | 0 | 0 | 0 | 0 | 0 | 0 | 0 | 0 | 0 | 0 | 0 | 0 | 0 | 0 | 0 | 0 | 0 | 0 | 0 | 0 | 0 | 0 | 0 | 0 | 0 | 0 | 0 | 0 | 0 |  | 0 | 0 | 0 | 0 | 0 | 0 | 0 | 0 | 0 | 0 | 0 | 0 | 0 | 0 | 0 | 0 | 0 | 0 | 0 | 0 | 0 | 0 | 0 | 0 | 0 | 0 | 3.3 | 0 | 0 | 1 | 1 | 0 | 0 | 0 | 0 | 0 | -1184.5215 | 933.1939 | 4193.782 | Tesla-Bellota 230 kV line | Tesla-Bellota 230 kV line | Tesla-Bellota 230 kV line |  | 0 | 1 | 0 | 0 | 0 | 0 | -884.5215 | 1233.1939 | 4193.782 | Tesla-Bellota 230 kV line | Tesla-Bellota 230 kV line | Tesla-Bellota 230 kV line |  | 5 | 4 | YES | 4 | 1 | 1 | NO | 1
PG&E GBA | Los Esteros | 230 | 0 | 0 | 0 | 0 | 0 | 0 | 0 | 0 | 0 | 0 | 0 | 0 | 0 | 0 | 0 | 0 | 0 | 0 | 0 | 0 | 0 | 0 | 0 | 0 | 0 | 0 | 0 | 0 | 0 | 0 | 0 | 0 | 0 | 0 | 0 | 0 | 0 | 0 | 0 | 0 | 0 | 0 | 0 | 0 | 0 | 0 | 0 | 0 | 0 | 0 | 0 | 0 | 0 | 0 | 0 | 1 | 0 | 0 | 0 | 1 | 0 | 0 | 0 | 0 | 0 | 1 | 0 | 0 | 0 | 0 | 0 | 0 | 0 | 0 | 0 | 0 | 0 | 0 | 0 | 0 | 0 | 0 | 0 | 0 | 0 | 0 | 0 | 0 | 0 | 0 | 0 | 0 | 0 | 0 | 0 | 0 | 0 | 0 |  | 0 | 0 | 0 | 0 | 0 | 0 | 0 | 0 | 0 | 0 | 0 | 0 | 0 | 0 | 0 | 0 | 0 | 0 | 0 | 0 | 0 | 0 | 0 | 0 | 0 | 0 | 0 | 100 | 0 | 1 | 1 | 0 | 0 | 0 | 0 | 0 | -1184.5215 | 933.1939 | 4193.782 | Tesla-Bellota 230 kV line | Tesla-Bellota 230 kV line | Tesla-Bellota 230 kV line |  | 0 | 1 | 0 | 0 | 0 | 0 | -884.5215 | 1233.1939 | 4193.782 | Tesla-Bellota 230 kV line | Tesla-Bellota 230 kV line | Tesla-Bellota 230 kV line |  | 5 | 4 | YES | 4 | 1 | 1 | NO | 1
PG&E GBA | Los Positas | 230 | 0 | 0 | 0 | 0 | 0 | 0 | 0 | 0 | 0 | 0 | 0 | 0 | 0 | 0 | 0 | 0 | 0 | 0 | 0 | 0 | 0 | 0 | 0 | 0 | 0 | 0 | 0 | 0 | 0 | 0 | 0 | 0 | 0 | 0 | 0 | 0 | 0 | 0 | 0 | 1 | 0 | 0 | 0 | 0 | 0 | 0 | 0 | 0 | 0 | 0 | 0 | 0 | 0 | 0 | 0 | 1 | 0 | 0 | 0 | 1 | 0 | 0 | 0 | 0 | 0 | 0 | 1 | 0 | 0 | 0 | 0 | 0 | 0 | 0 | 0 | 0 | 0 | 0 | 0 | 0 | 0 | 0 | 0 | 0 | 0 | 0 | 0 | 0 | 0 | 0 | 0 | 0 | 0 | 0 | 0 | 0 | 0 | 0 |  | 0 | 0 | 0 | 0 | 0 | 0 | 0 | 0 | 0 | 0 | 0 | 0 | 0 | 0 | 0 | 0 | 0 | 0 | 0 | 0 | 0 | 0 | 0 | 0 | 0 | 0 | 0 | 0 | 0 | 0 | 2 | 0 | 1 | 0 | 0 | 0 | -1184.5215 | -217.477 | 718.102 | Tesla-Bellota 230 kV line | Birds Landing-Contra Costa 230kV Line | Birds Landing-Contra Costa 230kV Line |  | 0 | 1 | 0 | 0 | 0 | 0 | -884.5215 | 1233.1939 | 718.102 | Tesla-Bellota 230 kV line | Tesla-Bellota 230 kV line | Birds Landing-Contra Costa 230kV Line |  | 5 | 4 | YES | 4 | 1 | 1 | NO | 1
PG&E GBA | Los Positas | 60 | 0 | 0 | 0 | 0 | 0 | 0 | 0 | 0 | 0 | 0 | 0 | 0 | 0 | 0 | 0 | 0 | 0 | 0 | 0 | 0 | 0 | 0 | 0 | 0 | 0 | 0 | 0 | 0 | 0 | 0 | 0 | 0 | 0 | 0 | 0 | 0 | 0 | 0 | 0 | 1 | 0 | 0 | 0 | 0 | 0 | 0 | 0 | 0 | 0 | 0 | 0 | 0 | 0 | 0 | 0 | 1 | 0 | 0 | 0 | 0 | 0 | 0 | 0 | 0 | 0 | 0 | 1 | 0 | 0 | 0 | 0 | 0 | 0 | 0 | 0 | 0 | 0 | 0 | 0 | 0 | 0 | 0 | 0 | 0 | 0 | 0 | 0 | 0 | 0 | 0 | 0 | 0 | 0 | 0 | 0 | 0 | 0 | 0 |  | 0 | 0 | 0 | 0 | 0 | 0 | 0 | 0 | 0 | 0 | 0 | 0 | 0 | 0 | 0 | 0 | 0 | 0 | 0 | 0 | 0 | 0 | 0 | 0 | 0 | 0 | 0 | 0 | 0 | 0 | 1 | 0 | 1 | 0 | 0 | 0 | -547.725 | -217.477 | 718.102 | Birds Landing-Contra Costa 230kV Line | Birds Landing-Contra Costa 230kV Line | Birds Landing-Contra Costa 230kV Line |  | 0 | 0 | 0 | 0 | 0 | 0 | 1.495 | 1408.886 | 718.102 | Collinsville-Tesla 500 kV Line | Collinsville-Tesla 500 kV Line | Birds Landing-Contra Costa 230kV Line |  | 5 | 1 | YES | 2 | 1 | 1 | NO | 1
SDGE | Loveland | 69 | 0 | 0 | 0 | 0 | 0 | 0 | 0 | 0 | 0 | 0 | 0 | 0 | 0 | 0 | 0 | 0 | 0 | 0 | 0 | 0 | 0 | 0 | 0 | 0 | 0 | 0 | 0 | 1 | 0 | 1 | 1 | 0 | 1 | 0 | 0 | 0 | 1 | 0 | 0 | 0 | 0 | 0 | 0 | 0 | 0 | 0 | 0 | 0 | 0 | 0 | 0 | 0 | 0 | 0 | 0 | 0 | 0 | 0 | 0 | 0 | 0 | 0 | 0 | 0 | 0 | 0 | 0 | 0 | 0 | 0 | 0 | 0 | 0 | 0 | 0 | 0 | 0 | 0 | 0 | 0 | 0 | 0 | 0 | 0 | 0 | 0 | 0 | 0 | 0 | 0 | 0 | 0 | 0 | 0 | 0 | 0 | 0 | 3 |  | 0 | 0 | 0 | 0 | 0 | 0 | 0 | 0 | 0 | 0 | 0 | 0 | 0 | 0 | 0 | 0 | 0 | 0 | 0 | 0 | 0 | 0 | 0 | 4 | 0 | 0 | 0 | 0 | 0 | 1 | 0 | 0 | 0 | 0 | 0 | 0 | 54.76 | 195.045 | 299.0864 | San Luis Rey-San Onofre 230 kV line constraint | Miguel 69 kV constraint | Miguel 69 kV constraint |  | 0 | 0 | 0 | 0 | 0 | 0 | 54.76 | 195.045 | 299.0864 | San Luis Rey-San Onofre 230 kV line constraint | Miguel 69 kV constraint | Miguel 69 kV constraint |  | 1 | 1 | NO | 1 | 1 | 1 | NO | 1
SCE NOL | Lugo | 230 | 0 | 0 | 0 | 0 | 0 | 0 | 0 | 0 | 0 | 0 | 0 | 0 | 0 | 1 | 0 | 0 | 0 | 0 | 0 | 0 | 0 | 0 | 0 | 0 | 0 | 0 | 0 | 0 | 0 | 0 | 0 | 0 | 0 | 0 | 0 | 0 | 0 | 0 | 0 | 0 | 0 | 0 | 0 | 0 | 0 | 0 | 0 | 0 | 0 | 0 | 0 | 0 | 0 | 0 | 0 | 0 | 0 | 0 | 0 | 0 | 0 | 0 | 0 | 0 | 0 | 0 | 0 | 0 | 0 | 0 | 0 | 0 | 0 | 0 | 0 | 0 | 0 | 0 | 0 | 0 | 0 | 0 | 0 | 0 | 0 | 0 | 0 | 0 | 0 | 0 | 0 | 0 | 0 | 0 | 0 | 0 | 0 | 1 |  | 0 | 0 | 0 | 0 | 0 | 0 | 0 | 0 | 0 | 0 | 0 | 0 | 0 | 0 | 0 | 0 | 0 | 0 | 0 | 0 | 0 | 0 | 0 | 0 | 0 | 0 | 0 | 0 | 0 | 0 | 0 | 0 | 0 | 0 | 0 | 0 | 232.94 | 1.45 | 1352.8838 | Lugo Transformer Area Constraint | Lugo Transformer Area Constraint | Lugo Transformer Area Constraint |  | 0 | 0 | 0 | 0 | 0 | 0 | 232.94 | 1.45 | 1352.8838 | Lugo Transformer Area Constraint | Lugo Transformer Area Constraint | Lugo Transformer Area Constraint |  | 1 | 1 | NO | 1 | 1 | 1 | NO | 1
SCE Metro | Lugo | 500 | 0 | 0 | 0 | 0 | 0 | 0 | 0 | 0 | 0 | 1 | 0 | 0 | 0 | 0 | 0 | 0 | 0 | 0 | 0 | 0 | 0 | 0 | 0 | 0 | 0 | 0 | 0 | 0 | 0 | 0 | 0 | 0 | 0 | 0 | 0 | 0 | 0 | 0 | 0 | 0 | 0 | 0 | 0 | 0 | 0 | 0 | 0 | 0 | 0 | 0 | 0 | 0 | 0 | 0 | 0 | 0 | 0 | 0 | 0 | 0 | 0 | 0 | 0 | 0 | 0 | 0 | 0 | 0 | 0 | 0 | 0 | 0 | 0 | 0 | 0 | 0 | 0 | 0 | 0 | 0 | 0 | 0 | 0 | 0 | 0 | 0 | 0 | 0 | 0 | 0 | 0 | 0 | 0 | 0 | 0 | 0 | 0 | 0 |  | 33 | 0 | 0 | 0 | 0 | 0 | 0 | 0 | 0 | 0 | 0 | 0 | 0 | 0 | 1 | 422 | 0 | 0 | 0 | 1750 | 0 | 0 | 0 | 0 | 0 | 0 | 0 | 0 | 0 | 1 | 0 | 0 | 0 | 0 | 0 | 0 | 9141.6 | 11076.2 | 14650.5055 | SCE Metro Area Default Constraint | SCE Metro Area Default Constraint | SCE Metro Area Default Constraint |  | 0 | 0 | 0 | 0 | 0 | 0 | 9141.6 | 11076.2 | 14650.5055 | SCE Metro Area Default Constraint | SCE Metro Area Default Constraint | SCE Metro Area Default Constraint |  | 1 | 1 | NO | 1 | 1 | 1 | NO | 1
PG&E FRESNO | Madera | 70 | 0 | 0 | 0 | 0 | 0 | 0 | 0 | 0 | 0 | 0 | 0 | 0 | 0 | 0 | 0 | 0 | 0 | 0 | 0 | 0 | 0 | 0 | 0 | 0 | 0 | 0 | 0 | 0 | 0 | 0 | 0 | 0 | 0 | 0 | 0 | 0 | 0 | 0 | 0 | 0 | 0 | 0 | 0 | 0 | 0 | 1 | 0 | 0 | 0 | 0 | 0 | 0 | 0 | 0 | 0 | 0 | 0 | 0 | 0 | 1 | 0 | 0 | 0 | 0 | 0 | 0 | 0 | 0 | 0 | 0 | 0 | 0 | 0 | 0 | 0 | 0 | 0 | 0 | 0 | 1 | 0 | 1 | 1 | 1 | 0 | 1 | 0 | 1 | 0 | 0 | 0 | 0 | 1 | 0 | 0 | 0 | 0 | 1 |  | 0 | 0 | 0 | 0 | 0 | 0 | 0 | 0 | 0 | 0 | 0 | 0 | 0 | 0 | 0 | 0 | 0 | 0 | 0 | 0 | 0 | 0 | 0 | 0 | 0 | 0 | 0 | 0 | 0 | 0 | 5 | 0 | 2 | 0 | 0 | 0 | -1184.5215 | -478 | 6.7626 | Tesla-Bellota 230 kV line | Chowchilla-Le grand 115kV Line | Oro Loma-El Nido 115kV Line |  | 2 | 2 | 0 | 0 | 0 | 0 | -884.5215 | 209.845 | 6.7626 | Tesla-Bellota 230 kV line | Tranquility-Helm 230kV Line | Oro Loma-El Nido 115kV Line |  | 5 | 5 | NO | 5 | 1 | 1 | NO | 1
PG&E NGBA | Madison | 115 | 0 | 0 | 0 | 0 | 0 | 0 | 0 | 0 | 0 | 0 | 0 | 0 | 0 | 0 | 0 | 0 | 0 | 0 | 0 | 0 | 0 | 0 | 0 | 0 | 0 | 0 | 0 | 0 | 0 | 0 | 0 | 0 | 0 | 0 | 0 | 0 | 0 | 0 | 0 | 1 | 0 | 0 | 0 | 0 | 0 | 0 | 0 | 0 | 0 | 0 | 0 | 0 | 0 | 1 | 1 | 1 | 0 | 0 | 0 | 0 | 0 | 0 | 0 | 0 | 0 | 0 | 1 | 0 | 0 | 0 | 0 | 0 | 0 | 0 | 0 | 0 | 0 | 0 | 0 | 0 | 0 | 0 | 0 | 0 | 0 | 0 | 0 | 0 | 0 | 0 | 0 | 0 | 0 | 0 | 0 | 0 | 0 | 0 |  | 0 | 0 | 0 | 0 | 0 | 0 | 0 | 0 | 0 | 0 | 0 | 0 | 0 | 0 | 0 | 0 | 0 | 0 | 0 | 0 | 0 | 0 | 0 | 0 | 0 | 13 | 10.2 | 0 | 0 | 1 | 2 | 0 | 2 | 0 | 0 | 0 | -866.325 | -217.477 | 718.102 | Windmaster-Delta pumps 230 kV line | Birds Landing-Contra Costa 230kV Line | Birds Landing-Contra Costa 230kV Line |  | 0 | 0 | 0 | 0 | 0 | 0 | 1.495 | 678.723 | 718.102 | Collinsville-Tesla 500 kV Line | Contra Costa- Windmaster 230 kV line | Birds Landing-Contra Costa 230kV Line |  | 5 | 1 | YES | 2 | 1 | 1 | NO | 1
PG&E KERN | Magunden | 115 | 0 | 0 | 0 | 0 | 0 | 0 | 0 | 0 | 0 | 0 | 0 | 0 | 0 | 0 | 0 | 0 | 0 | 0 | 0 | 0 | 0 | 0 | 0 | 0 | 0 | 0 | 0 | 0 | 0 | 0 | 0 | 0 | 0 | 0 | 0 | 0 | 0 | 0 | 0 | 0 | 0 | 0 | 0 | 0 | 0 | 0 | 0 | 0 | 0 | 0 | 0 | 0 | 0 | 0 | 0 | 0 | 0 | 0 | 0 | 0 | 0 | 0 | 0 | 0 | 0 | 0 | 0 | 0 | 0 | 0 | 1 | 0 | 0 | 0 | 0 | 0 | 0 | 0 | 1 | 1 | 0 | 0 | 0 | 0 | 0 | 0 | 0 | 0 | 0 | 0 | 0 | 0 | 0 | 0 | 1 | 0 | 0 | 0 |  | 0 | 0 | 0 | 0 | 0 | 0 | 0 | 0 | 0 | 0 | 0 | 0 | 0 | 0 | 0 | 0 | 0 | 0 | 0 | 0 | 0 | 0 | 0 | 0 | 0 | 0 | 0 | 0 | 0 | 0 | 2 | 0 | 0 | 0 | 1 | 1 | -827.515 | 211.6707 | -1162.3269 | Mustang-Henrietta 230 kV line | Gates 500/230kV TB #11 | Mustang-Henrietta 230 kV line |  | 1 | 0 | 0 | 0 | 1 | 1 | -9.103 | 211.6707 | -1162.3269 | Gates 500/230kV TB #11 | Gates 500/230kV TB #11 | Mustang-Henrietta 230 kV line |  | 5 | 5 | NO | 5 | 5 | 5 | NO | 5
SCE Northern | Magunden | 230 | 1 | 0 | 1 | 0 | 0 | 0 | 1 | 0 | 0 | 0 | 0 | 0 | 0 | 0 | 0 | 0 | 0 | 0 | 0 | 0 | 0 | 0 | 0 | 0 | 0 | 0 | 0 | 0 | 0 | 0 | 0 | 0 | 0 | 0 | 0 | 0 | 0 | 0 | 0 | 0 | 0 | 0 | 0 | 0 | 0 | 0 | 0 | 0 | 0 | 0 | 0 | 0 | 0 | 0 | 0 | 0 | 0 | 0 | 0 | 0 | 0 | 0 | 0 | 0 | 0 | 0 | 0 | 0 | 0 | 0 | 0 | 0 | 0 | 0 | 0 | 0 | 0 | 0 | 0 | 0 | 0 | 0 | 0 | 0 | 0 | 0 | 0 | 0 | 0 | 0 | 0 | 0 | 0 | 0 | 0 | 0 | 0 | 0 |  | 0 | 0 | 0 | 0 | 0 | 0 | 0 | 0 | 0 | 0 | 0 | 0 | 0 | 0 | 0 | 0 | 0 | 0 | 0 | 0 | 0 | 0 | 0 | 0 | 0 | 0 | 0 | 0 | 0 | 0 | 0 | 0 | 0 | 0 | 0 | 0 | 24.65 | 63.5 | 1955.79 | South of Magunden Constraint | South of Magunden Constraint | South of Magunden Constraint |  | 0 | 0 | 0 | 0 | 0 | 0 | 24.65 | 63.5 | 1955.79 | South of Magunden Constraint | South of Magunden Constraint | South of Magunden Constraint |  | 1 | 1 | NO | 1 | 1 | 1 | NO | 1
PG&E FRESNO | Malaga | 115 | 0 | 0 | 0 | 0 | 0 | 0 | 0 | 0 | 0 | 0 | 0 | 0 | 0 | 0 | 0 | 0 | 0 | 0 | 0 | 0 | 0 | 0 | 0 | 0 | 0 | 0 | 0 | 0 | 0 | 0 | 0 | 0 | 0 | 0 | 0 | 0 | 0 | 0 | 0 | 0 | 0 | 0 | 0 | 0 | 0 | 1 | 0 | 0 | 0 | 0 | 0 | 0 | 0 | 0 | 0 | 0 | 0 | 0 | 0 | 0 | 0 | 0 | 0 | 0 | 0 | 0 | 0 | 0 | 0 | 0 | 0 | 0 | 0 | 0 | 0 | 0 | 0 | 0 | 1 | 0 | 0 | 1 | 0 | 1 | 1 | 1 | 0 | 0 | 0 | 1 | 0 | 0 | 0 | 0 | 1 | 0 | 0 | 2 |  | 0 | 0 | 0 | 0 | 0 | 0 | 0 | 0 | 0 | 0 | 0 | 0 | 0 | 0 | 0 | 0 | 0 | 0 | 0 | 0 | 0 | 0 | 0 | 0 | 0 | 0 | 97 | 30 | 0 | 1 | 5 | 0 | 3 | 0 | 1 | 1 | -1662.7 | -1176 | -1162.3269 | Borden-Storey #1 230kV line | Borden-Storey #1 230kV line | Mustang-Henrietta 230 kV line |  | 1 | 2 | 0 | 0 | 1 | 1 | -491.4315 | 71 | -1162.3269 | Bellota-Weber 230kV line | Borden-Storey #1 230kV line | Mustang-Henrietta 230 kV line |  | 5 | 5 | NO | 5 | 5 | 5 | NO | 5
PG&E NGBA | Malin | 500 | 0 | 0 | 0 | 0 | 0 | 0 | 0 | 0 | 0 | 0 | 0 | 0 | 0 | 0 | 0 | 0 | 0 | 0 | 0 | 0 | 0 | 0 | 0 | 0 | 0 | 0 | 0 | 0 | 0 | 0 | 0 | 0 | 0 | 0 | 0 | 0 | 0 | 0 | 0 | 1 | 0 | 0 | 0 | 0 | 0 | 0 | 0 | 0 | 0 | 0 | 0 | 0 | 0 | 0 | 0 | 0 | 0 | 0 | 0 | 0 | 0 | 0 | 0 | 0 | 0 | 0 | 0 | 0 | 0 | 0 | 0 | 0 | 0 | 0 | 0 | 0 | 0 | 0 | 0 | 0 | 0 | 0 | 0 | 0 | 0 | 0 | 0 | 0 | 0 | 0 | 0 | 0 | 0 | 0 | 0 | 0 | 0 | 0 |  | 0 | 0 | 0 | 0 | 0 | 0 | 0 | 0 | 0 | 0 | 0 | 0 | 0 | 0 | 0 | 0 | 0 | 0 | 0 | 0 | 0 | 0 | 0 | 0 | 0 | 0 | 0 | 0 | 0 | 0 | 0 | 0 | 0 | 0 | 0 | 0 | 1.495 | 1408.886 | 6856.8328 | Collinsville-Tesla 500 kV Line | Collinsville-Tesla 500 kV Line | Collinsville-Tesla 500 kV Line |  | 0 | 0 | 0 | 0 | 0 | 0 | 1.495 | 1408.886 | 6856.8328 | Collinsville-Tesla 500 kV Line | Collinsville-Tesla 500 kV Line | Collinsville-Tesla 500 kV Line |  | 1 | 1 | NO | 1 | 1 | 1 | NO | 1
SCE Northern | Mandalay | 230 | 0 | 0 | 1 | 0 | 1 | 0 | 0 | 0 | 0 | 0 | 0 | 0 | 0 | 0 | 0 | 0 | 0 | 0 | 0 | 0 | 0 | 0 | 0 | 0 | 1 | 0 | 0 | 0 | 0 | 0 | 0 | 0 | 0 | 0 | 0 | 0 | 0 | 0 | 0 | 0 | 0 | 0 | 0 | 0 | 0 | 0 | 0 | 0 | 0 | 0 | 0 | 0 | 0 | 0 | 0 | 0 | 0 | 0 | 0 | 0 | 0 | 0 | 0 | 0 | 0 | 0 | 0 | 0 | 0 | 0 | 0 | 0 | 0 | 0 | 0 | 0 | 0 | 0 | 0 | 0 | 0 | 0 | 0 | 0 | 0 | 0 | 0 | 0 | 0 | 0 | 0 | 0 | 0 | 0 | 0 | 0 | 0 | 0 |  | 0 | 0 | 0 | 0 | 0 | 0 | 0 | 0 | 0 | 0 | 0 | 0 | 0 | 0 | 0 | 0 | 0 | 0 | 0 | 0 | 0 | 0 | 0 | 0 | 0 | 0 | 200 | 0 | 0 | 1 | 1 | 0 | 1 | 0 | 0 | 0 | -3041.755 | -297.01 | 3343.045 | Lugo - Victorville area constraint | Lugo - Victorville area constraint | Lugo - Victorville area constraint |  | 0 | 0 | 0 | 0 | 0 | 0 | 87 | 519.5 | 3390.5 | Moorpark-Pardee Constraint | Moorpark-Pardee Constraint | Moorpark-Pardee Constraint |  | 5 | 1 | YES | 2 | 1 | 1 | NO | 1
PG&E FRESNO | Manning | 230 | 0 | 0 | 0 | 0 | 0 | 0 | 0 | 0 | 0 | 0 | 0 | 0 | 0 | 0 | 0 | 0 | 0 | 0 | 0 | 0 | 0 | 0 | 0 | 0 | 0 | 0 | 0 | 0 | 0 | 0 | 0 | 0 | 0 | 0 | 0 | 0 | 0 | 0 | 0 | 0 | 0 | 0 | 0 | 0 | 0 | 0 | 0 | 0 | 0 | 0 | 0 | 0 | 0 | 0 | 0 | 0 | 0 | 0 | 0 | 0 | 0 | 0 | 0 | 0 | 0 | 0 | 0 | 0 | 0 | 0 | 0 | 0 | 0 | 0 | 0 | 0 | 0 | 0 | 0 | 1 | 0 | 1 | 0 | 0 | 0 | 0 | 0 | 0 | 0 | 0 | 0 | 0 | 0 | 0 | 0 | 0 | 0 | 0 |  | 0 | 0 | 0 | 0 | 0 | 0 | 0 | 0 | 0 | 0 | 0 | 0 | 0 | 0 | 0 | 0 | 0 | 0 | 0 | 0 | 0 | 0 | 0 | 0 | 0 | 0 | 0 | 0 | 0 | 0 | 2 | 0 | 0 | 0 | 0 | 0 | -314.8 | 209.845 | 333.1455 | Tranquility-Helm 230kV Line | Tranquility-Helm 230kV Line | Gates 500/230kV TB #11 |  | 2 | 0 | 0 | 0 | 0 | 0 | -314.8 | 209.845 | 333.1455 | Tranquility-Helm 230kV Line | Tranquility-Helm 230kV Line | Gates 500/230kV TB #11 |  | 5 | 5 | NO | 5 | 1 | 1 | NO | 1
PG&E FRESNO | Manning | 500 | 0 | 0 | 0 | 0 | 0 | 0 | 0 | 0 | 0 | 0 | 0 | 0 | 0 | 0 | 0 | 0 | 0 | 0 | 0 | 0 | 0 | 0 | 0 | 0 | 0 | 0 | 0 | 0 | 0 | 0 | 0 | 0 | 0 | 0 | 0 | 0 | 0 | 0 | 0 | 0 | 0 | 0 | 0 | 0 | 0 | 0 | 0 | 0 | 0 | 0 | 0 | 0 | 0 | 0 | 0 | 0 | 0 | 0 | 0 | 0 | 0 | 0 | 0 | 0 | 0 | 0 | 0 | 0 | 0 | 0 | 0 | 0 | 0 | 0 | 0 | 0 | 0 | 1 | 0 | 0 | 0 | 0 | 0 | 0 | 0 | 0 | 0 | 0 | 0 | 0 | 0 | 0 | 0 | 0 | 0 | 0 | 0 | 0 |  | 0 | 0 | 0 | 0 | 0 | 0 | 0 | 0 | 0 | 0 | 0 | 0 | 0 | 0 | 0 | 0 | 0 | 0 | 0 | 0 | 0 | 0 | 0 | 0 | 900 | 1100 | 0 | 545 | 0 | 1 | 0 | 0 | 0 | 0 | 0 | 0 | 1600 | 1368.5 | 1245 | Manning 500kV | Manning 500kV | Manning 500kV |  | 0 | 0 | 0 | 0 | 0 | 0 | 1600 | 1368.5 | 1245 | Manning 500kV | Manning 500kV | Manning 500kV |  | 1 | 1 | NO | 1 | 1 | 1 | NO | 1
PG&E GBA | Manteca | 115 | 0 | 0 | 0 | 0 | 0 | 0 | 0 | 0 | 0 | 0 | 0 | 0 | 0 | 0 | 0 | 0 | 0 | 0 | 0 | 0 | 0 | 0 | 0 | 0 | 0 | 0 | 0 | 0 | 0 | 0 | 0 | 0 | 0 | 0 | 0 | 0 | 0 | 0 | 0 | 0 | 0 | 0 | 0 | 0 | 0 | 1 | 0 | 0 | 0 | 0 | 0 | 0 | 0 | 0 | 0 | 1 | 0 | 1 | 0 | 1 | 0 | 0 | 0 | 0 | 0 | 1 | 0 | 1 | 0 | 0 | 0 | 0 | 0 | 0 | 0 | 0 | 0 | 0 | 1 | 1 | 0 | 0 | 0 | 0 | 0 | 0 | 0 | 0 | 0 | 0 | 0 | 0 | 0 | 0 | 1 | 1 | 0 | 0 |  | 0 | 0 | 0 | 0 | 0 | 0 | 0 | 0 | 0 | 0 | 0 | 0 | 0 | 0 | 0 | 0 | 0 | 0 | 0 | 0 | 0 | 0 | 0 | 1.5 | 0 | 0 | 0 | 0 | 0 | 1 | 5 | 0 | 2 | 0 | 2 | 1 | -1184.5215 | -266.9883 | -1162.3269 | Tesla-Bellota 230 kV line | Cal Flat-Gates 230 kV line | Mustang-Henrietta 230 kV line |  | 1 | 2 | 0 | 0 | 1 | 1 | -884.5215 | 201.2909 | -1162.3269 | Tesla-Bellota 230 kV line | Kasson Jct-Heinz 115 kV line | Mustang-Henrietta 230 kV line |  | 5 | 5 | NO | 5 | 5 | 5 | NO | 5
SDGE | Margarita | 138 | 0 | 0 | 0 | 0 | 0 | 0 | 0 | 0 | 0 | 0 | 0 | 0 | 0 | 0 | 0 | 0 | 0 | 0 | 0 | 0 | 0 | 0 | 0 | 0 | 0 | 1 | 0 | 0 | 0 | 0 | 0 | 0 | 0 | 0 | 0 | 0 | 0 | 1 | 1 | 0 | 0 | 0 | 0 | 0 | 0 | 0 | 0 | 0 | 0 | 0 | 0 | 0 | 0 | 0 | 0 | 0 | 0 | 0 | 0 | 0 | 0 | 0 | 0 | 0 | 0 | 0 | 0 | 0 | 0 | 0 | 0 | 0 | 0 | 0 | 0 | 0 | 0 | 0 | 0 | 0 | 0 | 0 | 0 | 0 | 0 | 0 | 0 | 0 | 0 | 0 | 0 | 0 | 0 | 0 | 0 | 0 | 0 | 0 |  | 0 | 0 | 0 | 0 | 0 | 0 | 0 | 0 | 0 | 0 | 0 | 0 | 0 | 0 | 0 | 0 | 0 | 0 | 0 | 0 | 0 | 0 | 0 | 0 | 0 | 0 | 0 | 0 | 0 | 0 | 0 | 0 | 0 | 0 | 0 | 0 | 197.87 | 451 | 601 | Capistrano-San Onofre 230 kV constraint | Trabuco-Capistrano 138 kV constraint | Trabuco-Capistrano 138 kV constraint |  | 0 | 0 | 0 | 0 | 0 | 0 | 197.87 | 451 | 601 | Capistrano-San Onofre 230 kV constraint | Trabuco-Capistrano 138 kV constraint | Trabuco-Capistrano 138 kV constraint |  | 1 | 1 | NO | 1 | 1 | 1 | NO | 1
PG&E GBA | Martin | 230 | 0 | 0 | 0 | 0 | 0 | 0 | 0 | 0 | 0 | 0 | 0 | 0 | 0 | 0 | 0 | 0 | 0 | 0 | 0 | 0 | 0 | 0 | 0 | 0 | 0 | 0 | 0 | 0 | 0 | 0 | 0 | 0 | 0 | 0 | 0 | 0 | 0 | 0 | 0 | 1 | 0 | 0 | 0 | 0 | 0 | 0 | 0 | 0 | 0 | 0 | 0 | 0 | 1 | 0 | 0 | 0 | 0 | 0 | 0 | 0 | 0 | 0 | 0 | 0 | 0 | 0 | 0 | 0 | 0 | 0 | 0 | 0 | 0 | 0 | 0 | 0 | 0 | 0 | 0 | 0 | 0 | 0 | 0 | 0 | 0 | 0 | 0 | 0 | 0 | 0 | 0 | 0 | 0 | 0 | 0 | 0 | 0 | 1 |  | 0 | 0 | 0 | 0 | 0 | 0 | 0 | 0 | 0 | 0 | 0 | 0 | 0 | 0 | 0 | 0 | 0 | 0 | 0 | 0 | 0 | 0 | 0 | 0 | 0 | 0 | 0 | 0 | 0 | 0 | 0 | 0 | 0 | 0 | 0 | 0 | 1.495 | 1408.886 | 5254.388 | Collinsville-Tesla 500 kV Line | Collinsville-Tesla 500 kV Line | Sobrante-Moraga 230 kV line |  | 0 | 0 | 0 | 0 | 0 | 0 | 1.495 | 1408.886 | 5254.388 | Collinsville-Tesla 500 kV Line | Collinsville-Tesla 500 kV Line | Sobrante-Moraga 230 kV line |  | 1 | 1 | NO | 1 | 1 | 1 | NO | 1
PG&E GBA | Martin | 115 | 0 | 0 | 0 | 0 | 0 | 0 | 0 | 0 | 0 | 0 | 0 | 0 | 0 | 0 | 0 | 0 | 0 | 0 | 0 | 0 | 0 | 0 | 0 | 0 | 0 | 0 | 0 | 0 | 0 | 0 | 0 | 0 | 0 | 0 | 0 | 0 | 0 | 0 | 0 | 0 | 0 | 0 | 0 | 0 | 0 | 0 | 0 | 0 | 0 | 0 | 0 | 0 | 1 | 0 | 0 | 1 | 0 | 0 | 0 | 0 | 0 | 0 | 0 | 0 | 0 | 1 | 0 | 0 | 0 | 0 | 0 | 0 | 0 | 0 | 0 | 0 | 0 | 0 | 0 | 0 | 0 | 0 | 0 | 0 | 0 | 0 | 0 | 0 | 0 | 0 | 0 | 0 | 0 | 0 | 0 | 0 | 0 | 1 |  | 0 | 0 | 0 | 0 | 0 | 0 | 0 | 0 | 0 | 0 | 0 | 0 | 0 | 0 | 0 | 0 | 0 | 0 | 0 | 0 | 0 | 0 | 0 | 0 | 0 | 0 | 188 | 110 | 0 | 1 | 0 | 0 | 0 | 0 | 0 | 0 | 176.2535 | 2255.0719 | 5254.388 | Tesla-Tracy-Pump 230 kV line #2 | Tesla-Tracy-Pump 230 kV line #2 | Sobrante-Moraga 230 kV line |  | 0 | 0 | 0 | 0 | 0 | 0 | 176.2535 | 2255.0719 | 5254.388 | Tesla-Tracy-Pump 230 kV line #2 | Tesla-Tracy-Pump 230 kV line #2 | Sobrante-Moraga 230 kV line |  | 1 | 1 | NO | 1 | 1 | 1 | NO | 1
PG&E GBA | Martinez | 115 | 0 | 0 | 0 | 0 | 0 | 0 | 0 | 0 | 0 | 0 | 0 | 0 | 0 | 0 | 0 | 0 | 0 | 0 | 0 | 0 | 0 | 0 | 0 | 0 | 0 | 0 | 0 | 0 | 0 | 0 | 0 | 0 | 0 | 0 | 0 | 0 | 0 | 0 | 0 | 1 | 0 | 0 | 0 | 0 | 0 | 0 | 0 | 0 | 0 | 1 | 0 | 0 | 1 | 1 | 1 | 1 | 0 | 0 | 1 | 1 | 0 | 0 | 0 | 0 | 0 | 1 | 0 | 0 | 0 | 0 | 0 | 0 | 0 | 0 | 0 | 0 | 0 | 0 | 0 | 0 | 0 | 0 | 0 | 0 | 0 | 0 | 0 | 0 | 0 | 0 | 0 | 0 | 0 | 0 | 0 | 0 | 0 | 2 |  | 0 | 0 | 0 | 0 | 0 | 0 | 0 | 0 | 0 | 0 | 0 | 0 | 0 | 0 | 0 | 0 | 0 | 0 | 0 | 0 | 0 | 0 | 0 | 0 | 0 | 0 | 0 | 0 | 0 | 0 | 2 | 0 | 1 | 0 | 0 | 0 | -1184.5215 | -200.809 | 3506.786 | Tesla-Bellota 230 kV line | Windmaster-Delta pumps 230 kV line | Contra Costa- Windmaster 230 kV line |  | 0 | 1 | 0 | 0 | 0 | 0 | -884.5215 | 678.723 | 3506.786 | Tesla-Bellota 230 kV line | Contra Costa- Windmaster 230 kV line | Contra Costa- Windmaster 230 kV line |  | 5 | 4 | YES | 4 | 1 | 1 | NO | 1
PG&E FRESNO | Mc Mullin | 230 | 0 | 0 | 0 | 0 | 0 | 0 | 0 | 0 | 0 | 0 | 0 | 0 | 0 | 0 | 0 | 0 | 0 | 0 | 0 | 0 | 0 | 0 | 0 | 0 | 0 | 0 | 0 | 0 | 0 | 0 | 0 | 0 | 0 | 0 | 0 | 0 | 0 | 0 | 0 | 0 | 0 | 0 | 0 | 0 | 0 | 1 | 0 | 0 | 0 | 0 | 0 | 0 | 0 | 0 | 0 | 0 | 0 | 0 | 0 | 0 | 0 | 0 | 0 | 0 | 0 | 0 | 0 | 0 | 0 | 0 | 0 | 0 | 0 | 0 | 0 | 0 | 0 | 0 | 1 | 1 | 0 | 1 | 0 | 0 | 0 | 1 | 0 | 0 | 0 | 1 | 0 | 0 | 0 | 0 | 0 | 0 | 0 | 1 |  | 0 | 0 | 0 | 0 | 0 | 0 | 0 | 0 | 0 | 0 | 0 | 0 | 0 | 0 | 0 | 0 | 0 | 0 | 0 | 0 | 0 | 0 | 0 | 0 | 0 | 0 | 0 | 0 | 0 | 0 | 4 | 0 | 2 | 0 | 1 | 0 | -1662.7 | -1176 | -369.3748 | Borden-Storey #1 230kV line | Borden-Storey #1 230kV line | Gates 500/230kV TB #12 |  | 2 | 2 | 0 | 0 | 1 | 0 | -491.4315 | 71 | -369.3748 | Bellota-Weber 230kV line | Borden-Storey #1 230kV line | Gates 500/230kV TB #12 |  | 5 | 5 | NO | 5 | 5 | 5 | NO | 5
PG&E FRESNO | McCall | 115 | 0 | 0 | 0 | 0 | 0 | 0 | 0 | 0 | 0 | 0 | 0 | 0 | 0 | 0 | 0 | 0 | 0 | 0 | 0 | 0 | 0 | 0 | 0 | 0 | 0 | 0 | 0 | 0 | 0 | 0 | 0 | 0 | 0 | 0 | 0 | 0 | 0 | 0 | 0 | 0 | 0 | 0 | 0 | 0 | 0 | 1 | 0 | 0 | 0 | 0 | 0 | 0 | 0 | 0 | 0 | 0 | 0 | 0 | 0 | 0 | 0 | 0 | 0 | 0 | 0 | 0 | 0 | 0 | 0 | 0 | 0 | 0 | 0 | 0 | 0 | 0 | 0 | 0 | 1 | 0 | 0 | 1 | 0 | 1 | 0 | 1 | 0 | 0 | 0 | 1 | 0 | 0 | 0 | 0 | 0 | 0 | 0 | 1 |  | 0 | 0 | 0 | 0 | 0 | 0 | 0 | 0 | 0 | 0 | 0 | 0 | 0 | 0 | 0 | 0 | 0 | 0 | 0 | 0 | 0 | 0 | 0 | 1.5 | 0 | 0 | 0 | 0 | 0 | 1 | 4 | 0 | 3 | 0 | 1 | 0 | -1662.7 | -1176 | -369.3748 | Borden-Storey #1 230kV line | Borden-Storey #1 230kV line | Gates 500/230kV TB #12 |  | 1 | 2 | 0 | 0 | 1 | 0 | -491.4315 | 71 | -369.3748 | Bellota-Weber 230kV line | Borden-Storey #1 230kV line | Gates 500/230kV TB #12 |  | 5 | 5 | NO | 5 | 5 | 5 | NO | 5
PG&E FRESNO | McCall | 230 | 0 | 0 | 0 | 0 | 0 | 0 | 0 | 0 | 0 | 0 | 0 | 0 | 0 | 0 | 0 | 0 | 0 | 0 | 0 | 0 | 0 | 0 | 0 | 0 | 0 | 0 | 0 | 0 | 0 | 0 | 0 | 0 | 0 | 0 | 0 | 0 | 0 | 0 | 0 | 0 | 0 | 0 | 0 | 0 | 0 | 1 | 0 | 0 | 0 | 0 | 0 | 0 | 0 | 0 | 0 | 0 | 0 | 0 | 0 | 0 | 0 | 0 | 0 | 0 | 0 | 0 | 0 | 0 | 0 | 0 | 0 | 0 | 0 | 0 | 0 | 0 | 0 | 0 | 1 | 1 | 0 | 1 | 0 | 0 | 0 | 1 | 0 | 0 | 0 | 1 | 0 | 0 | 0 | 0 | 0 | 0 | 0 | 1 |  | 0 | 0 | 0 | 0 | 0 | 0 | 0 | 0 | 0 | 0 | 0 | 0 | 0 | 0 | 0 | 0 | 0 | 0 | 0 | 0 | 0 | 0 | 0 | 0 | 0 | 0 | 0 | 0 | 0 | 0 | 4 | 0 | 2 | 0 | 1 | 0 | -1662.7 | -1176 | -369.3748 | Borden-Storey #1 230kV line | Borden-Storey #1 230kV line | Gates 500/230kV TB #12 |  | 2 | 2 | 0 | 0 | 1 | 0 | -491.4315 | 71 | -369.3748 | Bellota-Weber 230kV line | Borden-Storey #1 230kV line | Gates 500/230kV TB #12 |  | 5 | 5 | NO | 5 | 5 | 5 | NO | 5
PG&E GBA | Meadow Lane | 115 | 0 | 0 | 0 | 0 | 0 | 0 | 0 | 0 | 0 | 0 | 0 | 0 | 0 | 0 | 0 | 0 | 0 | 0 | 0 | 0 | 0 | 0 | 0 | 0 | 0 | 0 | 0 | 0 | 0 | 0 | 0 | 0 | 0 | 0 | 0 | 0 | 0 | 0 | 0 | 1 | 0 | 0 | 0 | 0 | 0 | 0 | 0 | 0 | 0 | 0 | 0 | 0 | 0 | 0 | 0 | 0 | 0 | 0 | 0 | 0 | 0 | 0 | 0 | 0 | 0 | 0 | 0 | 0 | 0 | 0 | 0 | 0 | 0 | 0 | 0 | 0 | 0 | 0 | 0 | 0 | 0 | 0 | 0 | 0 | 0 | 0 | 0 | 0 | 0 | 0 | 0 | 0 | 0 | 0 | 0 | 0 | 0 | 0 |  | 0 | 0 | 0 | 0 | 0 | 0 | 0 | 0 | 0 | 0 | 0 | 0 | 0 | 0 | 0 | 0 | 0 | 0 | 0 | 0 | 0 | 0 | 0 | 0 | 0 | 0 | 0 | 0 | 0 | 0 | 0 | 0 | 0 | 0 | 0 | 0 | 1.495 | 1408.886 | 6856.8328 | Collinsville-Tesla 500 kV Line | Collinsville-Tesla 500 kV Line | Collinsville-Tesla 500 kV Line |  | 0 | 0 | 0 | 0 | 0 | 0 | 1.495 | 1408.886 | 6856.8328 | Collinsville-Tesla 500 kV Line | Collinsville-Tesla 500 kV Line | Collinsville-Tesla 500 kV Line |  | 1 | 1 | NO | 1 | 1 | 1 | NO | 1
PG&E GBA | Melones | 115 | 0 | 0 | 0 | 0 | 0 | 0 | 0 | 0 | 0 | 0 | 0 | 0 | 0 | 0 | 0 | 0 | 0 | 0 | 0 | 0 | 0 | 0 | 0 | 0 | 0 | 0 | 0 | 0 | 0 | 0 | 0 | 0 | 0 | 0 | 0 | 0 | 0 | 0 | 0 | 0 | 0 | 0 | 0 | 0 | 0 | 1 | 0 | 0 | 0 | 0 | 0 | 0 | 0 | 0 | 0 | 1 | 0 | 1 | 0 | 1 | 0 | 0 | 0 | 0 | 0 | 1 | 0 | 0 | 0 | 0 | 0 | 0 | 0 | 0 | 0 | 0 | 0 | 0 | 0 | 0 | 0 | 0 | 0 | 0 | 0 | 0 | 0 | 0 | 0 | 0 | 0 | 0 | 0 | 0 | 0 | 0 | 0 | 0 |  | 0 | 0 | 0 | 0 | 0 | 0 | 0 | 0 | 0 | 0 | 0 | 0 | 0 | 0 | 0 | 0 | 0 | 0 | 0 | 0 | 0 | 0 | 0 | 0 | 0 | 0 | 0 | 0 | 0 | 0 | 2 | 0 | 1 | 0 | 0 | 0 | -1184.5215 | -212.6541 | 653.3714 | Tesla-Bellota 230 kV line | Bellota-Weber 230kV line | Kasson Jct-Heinz 115 kV line |  | 0 | 2 | 0 | 0 | 0 | 0 | -884.5215 | 201.2909 | 653.3714 | Tesla-Bellota 230 kV line | Kasson Jct-Heinz 115 kV line | Kasson Jct-Heinz 115 kV line |  | 5 | 4 | YES | 4 | 1 | 1 | NO | 1
PG&E GBA | Melones | 230 | 0 | 0 | 0 | 0 | 0 | 0 | 0 | 0 | 0 | 0 | 0 | 0 | 0 | 0 | 0 | 0 | 0 | 0 | 0 | 0 | 0 | 0 | 0 | 0 | 0 | 0 | 0 | 0 | 0 | 0 | 0 | 0 | 0 | 0 | 0 | 0 | 0 | 0 | 0 | 0 | 0 | 0 | 0 | 0 | 0 | 1 | 0 | 0 | 0 | 0 | 0 | 0 | 0 | 0 | 0 | 1 | 0 | 1 | 0 | 1 | 0 | 0 | 0 | 0 | 0 | 1 | 0 | 0 | 0 | 0 | 0 | 0 | 0 | 0 | 0 | 0 | 0 | 0 | 0 | 0 | 0 | 0 | 0 | 0 | 0 | 0 | 0 | 0 | 0 | 0 | 0 | 0 | 0 | 0 | 0 | 0 | 0 | 0 |  | 0 | 0 | 0 | 0 | 0 | 0 | 0 | 0 | 0 | 0 | 0 | 0 | 0 | 0 | 0 | 0 | 0 | 0 | 0 | 0 | 0 | 0 | 0 | 0 | 0 | 0 | 0 | 0 | 0 | 0 | 2 | 0 | 1 | 0 | 0 | 0 | -1184.5215 | -212.6541 | 653.3714 | Tesla-Bellota 230 kV line | Bellota-Weber 230kV line | Kasson Jct-Heinz 115 kV line |  | 0 | 2 | 0 | 0 | 0 | 0 | -884.5215 | 201.2909 | 653.3714 | Tesla-Bellota 230 kV line | Kasson Jct-Heinz 115 kV line | Kasson Jct-Heinz 115 kV line |  | 5 | 4 | YES | 4 | 1 | 1 | NO | 1
SDGE | Melrose | 69 | 0 | 0 | 0 | 0 | 0 | 0 | 0 | 0 | 0 | 0 | 0 | 0 | 0 | 0 | 0 | 0 | 0 | 0 | 0 | 0 | 0 | 0 | 0 | 0 | 0 | 1 | 0 | 0 | 0 | 0 | 0 | 0 | 1 | 1 | 0 | 0 | 0 | 1 | 0 | 0 | 0 | 0 | 0 | 0 | 0 | 0 | 0 | 0 | 0 | 0 | 0 | 0 | 0 | 0 | 0 | 0 | 0 | 0 | 0 | 0 | 0 | 0 | 0 | 0 | 0 | 0 | 0 | 0 | 0 | 0 | 0 | 0 | 0 | 0 | 0 | 0 | 0 | 0 | 0 | 0 | 0 | 0 | 0 | 0 | 0 | 0 | 0 | 0 | 0 | 0 | 0 | 0 | 0 | 0 | 0 | 0 | 0 | 1 |  | 0 | 0 | 0 | 0 | 0 | 0 | 0 | 0 | 0 | 0 | 0 | 0 | 0 | 0 | 0 | 0 | 0 | 0 | 0 | 0 | 0 | 0 | 0 | 0 | 0 | 0 | 20 | 0 | 0 | 1 | 0 | 0 | 0 | 0 | 0 | 0 | 54.76 | 174.2 | 263.6 | San Luis Rey-San Onofre 230 kV line constraint | Ocean Ranch 69 kV constraint | Ocean Ranch 69 kV constraint |  | 0 | 0 | 0 | 0 | 0 | 0 | 54.76 | 174.2 | 263.6 | San Luis Rey-San Onofre 230 kV line constraint | Ocean Ranch 69 kV constraint | Ocean Ranch 69 kV constraint |  | 1 | 1 | NO | 1 | 1 | 1 | NO | 1
PG&E NGBA | Mendocino | 115 | 0 | 0 | 0 | 0 | 0 | 0 | 0 | 0 | 0 | 0 | 0 | 0 | 0 | 0 | 0 | 0 | 0 | 0 | 0 | 0 | 0 | 0 | 0 | 0 | 0 | 0 | 0 | 0 | 0 | 0 | 0 | 0 | 0 | 0 | 0 | 0 | 0 | 0 | 0 | 1 | 0 | 0 | 0 | 0 | 0 | 0 | 0 | 0 | 0 | 0 | 0 | 0 | 1 | 0 | 0 | 0 | 0 | 0 | 0 | 0 | 0 | 0 | 0 | 0 | 0 | 0 | 1 | 0 | 0 | 0 | 0 | 0 | 0 | 0 | 0 | 0 | 0 | 0 | 0 | 0 | 0 | 0 | 0 | 0 | 0 | 0 | 0 | 0 | 0 | 0 | 0 | 0 | 0 | 0 | 0 | 0 | 0 | 1 |  | 0 | 0 | 0 | 0 | 0 | 0 | 0 | 0 | 0 | 0 | 0 | 0 | 0 | 0 | 0 | 0 | 0 | 0 | 0 | 0 | 0 | 0 | 0 | 0 | 0 | 0 | 0 | 0 | 0 | 0 | 1 | 0 | 1 | 0 | 0 | 0 | -547.725 | -217.477 | 718.102 | Birds Landing-Contra Costa 230kV Line | Birds Landing-Contra Costa 230kV Line | Birds Landing-Contra Costa 230kV Line |  | 0 | 0 | 0 | 0 | 0 | 0 | 1.495 | 1408.886 | 718.102 | Collinsville-Tesla 500 kV Line | Collinsville-Tesla 500 kV Line | Birds Landing-Contra Costa 230kV Line |  | 5 | 1 | YES | 2 | 1 | 1 | NO | 1
PG&E NGBA | Mendocino | 60 | 0 | 0 | 0 | 0 | 0 | 0 | 0 | 0 | 0 | 0 | 0 | 0 | 0 | 0 | 0 | 0 | 0 | 0 | 0 | 0 | 0 | 0 | 0 | 0 | 0 | 0 | 0 | 0 | 0 | 0 | 0 | 0 | 0 | 0 | 0 | 0 | 0 | 0 | 0 | 1 | 0 | 1 | 0 | 0 | 0 | 0 | 0 | 0 | 0 | 0 | 0 | 0 | 1 | 0 | 1 | 1 | 0 | 0 | 0 | 0 | 0 | 0 | 0 | 0 | 0 | 0 | 1 | 0 | 0 | 0 | 0 | 0 | 0 | 0 | 0 | 0 | 0 | 0 | 0 | 0 | 0 | 0 | 0 | 0 | 0 | 0 | 0 | 0 | 0 | 0 | 0 | 0 | 0 | 0 | 0 | 0 | 0 | 1 |  | 0 | 0 | 0 | 0 | 0 | 0 | 0 | 0 | 0 | 0 | 0 | 0 | 0 | 0 | 0 | 0 | 3 | 0 | 0 | 0 | 0 | 0 | 0 | 0 | 0 | 0 | 0 | 0 | 5 | 1 | 1 | 0 | 1 | 0 | 0 | 0 | -547.725 | -217.477 | 718.102 | Birds Landing-Contra Costa 230kV Line | Birds Landing-Contra Costa 230kV Line | Birds Landing-Contra Costa 230kV Line |  | 0 | 0 | 0 | 0 | 0 | 0 | 1.495 | 678.723 | 718.102 | Collinsville-Tesla 500 kV Line | Contra Costa- Windmaster 230 kV line | Birds Landing-Contra Costa 230kV Line |  | 5 | 1 | YES | 2 | 1 | 1 | NO | 1
PG&E FRESNO | Mendota | 115 | 0 | 0 | 0 | 0 | 0 | 0 | 0 | 0 | 0 | 0 | 0 | 0 | 0 | 0 | 0 | 0 | 0 | 0 | 0 | 0 | 0 | 0 | 0 | 0 | 0 | 0 | 0 | 0 | 0 | 0 | 0 | 0 | 0 | 0 | 0 | 0 | 0 | 0 | 0 | 0 | 0 | 0 | 0 | 0 | 0 | 1 | 0 | 0 | 0 | 0 | 0 | 0 | 0 | 0 | 0 | 0 | 0 | 0 | 0 | 0 | 0 | 0 | 0 | 0 | 0 | 0 | 0 | 0 | 0 | 0 | 0 | 0 | 0 | 0 | 0 | 0 | 0 | 0 | 1 | 1 | 1 | 1 | 1 | 1 | 1 | 1 | 0 | 1 | 0 | 1 | 1 | 0 | 1 | 0 | 0 | 0 | 0 | 2 |  | 0 | 0 | 0 | 0 | 0 | 0 | 0 | 0 | 0 | 0 | 0 | 0 | 0 | 0 | 0 | 0 | 0 | 0 | 0 | 0 | 0 | 0 | 0 | 0 | 0 | 0 | 0 | 0 | 0 | 0 | 5 | 0 | 3 | 0 | 1 | 0 | -1662.7 | -1176 | -369.3748 | Borden-Storey #1 230kV line | Borden-Storey #1 230kV line | Gates 500/230kV TB #12 |  | 2 | 2 | 0 | 0 | 1 | 0 | -491.4315 | 40.7 | -369.3748 | Bellota-Weber 230kV line | Merced 115/70kV TB#2 | Gates 500/230kV TB #12 |  | 5 | 5 | NO | 5 | 5 | 5 | NO | 5
PG&E GBA | Menlo | 60 | 0 | 0 | 0 | 0 | 0 | 0 | 0 | 0 | 0 | 0 | 0 | 0 | 0 | 0 | 0 | 0 | 0 | 0 | 0 | 0 | 0 | 0 | 0 | 0 | 0 | 0 | 0 | 0 | 0 | 0 | 0 | 0 | 0 | 0 | 0 | 0 | 0 | 0 | 0 | 1 | 0 | 0 | 0 | 0 | 0 | 0 | 0 | 0 | 0 | 0 | 0 | 0 | 1 | 0 | 0 | 1 | 0 | 0 | 0 | 0 | 0 | 0 | 0 | 0 | 0 | 0 | 0 | 0 | 0 | 0 | 0 | 0 | 0 | 0 | 0 | 0 | 0 | 0 | 0 | 0 | 0 | 0 | 0 | 0 | 0 | 0 | 0 | 0 | 0 | 0 | 0 | 0 | 0 | 0 | 0 | 0 | 0 | 1 |  | 0 | 0 | 0 | 0 | 0 | 0 | 0 | 0 | 0 | 0 | 0 | 0 | 0 | 0 | 0 | 0 | 0 | 0 | 0 | 0 | 0 | 0 | 0 | 0 | 0 | 0 | 0 | 0 | 0 | 0 | 0 | 0 | 0 | 0 | 0 | 0 | 1.495 | 1408.886 | 5254.388 | Collinsville-Tesla 500 kV Line | Collinsville-Tesla 500 kV Line | Sobrante-Moraga 230 kV line |  | 0 | 0 | 0 | 0 | 0 | 0 | 1.495 | 1408.886 | 5254.388 | Collinsville-Tesla 500 kV Line | Collinsville-Tesla 500 kV Line | Sobrante-Moraga 230 kV line |  | 1 | 1 | NO | 1 | 1 | 1 | NO | 1
PG&E FRESNO | Merced | 115 | 0 | 0 | 0 | 0 | 0 | 0 | 0 | 0 | 0 | 0 | 0 | 0 | 0 | 0 | 0 | 0 | 0 | 0 | 0 | 0 | 0 | 0 | 0 | 0 | 0 | 0 | 0 | 0 | 0 | 0 | 0 | 0 | 0 | 0 | 0 | 0 | 0 | 0 | 0 | 0 | 0 | 0 | 0 | 0 | 0 | 1 | 0 | 0 | 0 | 0 | 0 | 0 | 0 | 0 | 0 | 0 | 0 | 0 | 0 | 1 | 0 | 0 | 0 | 0 | 0 | 0 | 0 | 0 | 0 | 0 | 0 | 0 | 0 | 0 | 0 | 0 | 0 | 0 | 1 | 1 | 0 | 1 | 1 | 1 | 1 | 1 | 0 | 1 | 1 | 1 | 0 | 0 | 1 | 0 | 0 | 0 | 0 | 2 |  | 0 | 0 | 0 | 0 | 0 | 0 | 0 | 0 | 0 | 0 | 0 | 0 | 0 | 0 | 0 | 0 | 0 | 0 | 0 | 0 | 0 | 0 | 0 | 4 | 0 | 0 | 0 | 0 | 0 | 1 | 6 | 0 | 3 | 0 | 1 | 0 | -1662.7 | -1176 | -369.3748 | Borden-Storey #1 230kV line | Borden-Storey #1 230kV line | Gates 500/230kV TB #12 |  | 2 | 3 | 0 | 0 | 1 | 0 | -884.5215 | 71 | -369.3748 | Tesla-Bellota 230 kV line | Borden-Storey #1 230kV line | Gates 500/230kV TB #12 |  | 5 | 5 | NO | 5 | 5 | 5 | NO | 5
EOP | Mercury | 138 | 0 | 0 | 0 | 0 | 0 | 0 | 0 | 0 | 0 | 0 | 0 | 0 | 0 | 0 | 0 | 0 | 0 | 0 | 0 | 0 | 0 | 0 | 1 | 1 | 1 | 0 | 0 | 0 | 0 | 0 | 0 | 0 | 0 | 0 | 0 | 0 | 0 | 0 | 0 | 0 | 0 | 0 | 0 | 0 | 0 | 0 | 0 | 0 | 0 | 0 | 0 | 0 | 0 | 0 | 0 | 0 | 0 | 0 | 0 | 0 | 0 | 0 | 0 | 0 | 0 | 0 | 0 | 0 | 0 | 0 | 0 | 0 | 0 | 0 | 0 | 0 | 0 | 0 | 0 | 0 | 0 | 0 | 0 | 0 | 0 | 0 | 0 | 0 | 0 | 0 | 0 | 0 | 0 | 0 | 0 | 0 | 0 | 2 |  | 0 | 0 | 0 | 0 | 0 | 0 | 0 | 0 | 0 | 0 | 0 | 0 | 0 | 0 | 0 | 0 | 0 | 0 | 0 | 0 | 0 | 0 | 0 | 0 | 0 | 0 | 0 | 0 | 0 | 0 | 1 | 1 | 1 | 0 | 0 | 0 | -3041.755 | -297.01 | 876.53 | Lugo - Victorville area constraint | Lugo - Victorville area constraint | GLW 230kV area constraint |  | 0 | 1 | 0 | 0 | 0 | 0 | -362.03 | 49.37 | 876.53 | Sloan Canyon - Eldorado 500 kV constraint | Sloan Canyon - Eldorado 500 kV constraint | GLW 230kV area constraint |  | 5 | 4 | YES | 4 | 1 | 1 | NO | 1
PG&E FRESNO | Mercy Springs | 70 | 0 | 0 | 0 | 0 | 0 | 0 | 0 | 0 | 0 | 0 | 0 | 0 | 0 | 0 | 0 | 0 | 0 | 0 | 0 | 0 | 0 | 0 | 0 | 0 | 0 | 0 | 0 | 0 | 0 | 0 | 0 | 0 | 0 | 0 | 0 | 0 | 0 | 0 | 0 | 0 | 0 | 0 | 0 | 0 | 0 | 0 | 0 | 0 | 0 | 0 | 0 | 0 | 0 | 0 | 0 | 0 | 0 | 0 | 0 | 0 | 0 | 0 | 0 | 0 | 0 | 0 | 0 | 0 | 0 | 0 | 0 | 0 | 0 | 0 | 0 | 0 | 0 | 0 | 1 | 1 | 0 | 0 | 0 | 0 | 0 | 1 | 0 | 0 | 0 | 0 | 0 | 0 | 0 | 0 | 0 | 0 | 0 | 1 |  | 0 | 0 | 0 | 0 | 0 | 0 | 0 | 0 | 0 | 0 | 0 | 0 | 0 | 0 | 0 | 0 | 2 | 0 | 0 | 0 | 0 | 0 | 0 | 0 | 0 | 75 | 75 | 0 | 0 | 1 | 1 | 0 | 0 | 0 | 1 | 0 | -9.103 | 211.6707 | -369.3748 | Gates 500/230kV TB #11 | Gates 500/230kV TB #11 | Gates 500/230kV TB #12 |  | 1 | 0 | 0 | 0 | 1 | 0 | -9.103 | 211.6707 | -369.3748 | Gates 500/230kV TB #11 | Gates 500/230kV TB #11 | Gates 500/230kV TB #12 |  | 5 | 5 | NO | 5 | 5 | 5 | NO | 5
PG&E NGBA | Meridian | 60 | 0 | 0 | 0 | 0 | 0 | 0 | 0 | 0 | 0 | 0 | 0 | 0 | 0 | 0 | 0 | 0 | 0 | 0 | 0 | 0 | 0 | 0 | 0 | 0 | 0 | 0 | 0 | 0 | 0 | 0 | 0 | 0 | 0 | 0 | 0 | 0 | 0 | 0 | 0 | 1 | 0 | 0 | 0 | 0 | 0 | 0 | 0 | 0 | 0 | 0 | 0 | 0 | 1 | 0 | 0 | 0 | 0 | 0 | 0 | 0 | 0 | 0 | 0 | 0 | 0 | 0 | 1 | 0 | 0 | 0 | 0 | 0 | 0 | 0 | 0 | 0 | 0 | 0 | 0 | 0 | 0 | 0 | 0 | 0 | 0 | 0 | 0 | 0 | 0 | 0 | 0 | 0 | 0 | 0 | 0 | 0 | 0 | 1 |  | 0 | 0 | 0 | 0 | 0 | 0 | 0 | 0 | 0 | 0 | 0 | 0 | 0 | 0 | 0 | 0 | 0 | 0 | 0 | 0 | 0 | 0 | 0 | 0 | 0 | 0 | 0 | 0 | 0 | 0 | 1 | 0 | 1 | 0 | 0 | 0 | -547.725 | -217.477 | 718.102 | Birds Landing-Contra Costa 230kV Line | Birds Landing-Contra Costa 230kV Line | Birds Landing-Contra Costa 230kV Line |  | 0 | 0 | 0 | 0 | 0 | 0 | 1.495 | 1408.886 | 718.102 | Collinsville-Tesla 500 kV Line | Collinsville-Tesla 500 kV Line | Birds Landing-Contra Costa 230kV Line |  | 5 | 1 | YES | 2 | 1 | 1 | NO | 1
PG&E KERN | Mesa (PGE) | 115 | 0 | 0 | 0 | 0 | 0 | 0 | 0 | 0 | 0 | 0 | 0 | 0 | 0 | 0 | 0 | 0 | 0 | 0 | 0 | 0 | 0 | 0 | 0 | 0 | 0 | 0 | 0 | 0 | 0 | 0 | 0 | 0 | 0 | 0 | 0 | 0 | 0 | 0 | 0 | 0 | 0 | 0 | 0 | 0 | 0 | 0 | 0 | 0 | 0 | 0 | 0 | 0 | 0 | 0 | 0 | 0 | 0 | 0 | 0 | 0 | 0 | 0 | 0 | 0 | 0 | 0 | 0 | 1 | 1 | 0 | 0 | 0 | 0 | 0 | 0 | 0 | 0 | 0 | 0 | 1 | 0 | 0 | 0 | 0 | 0 | 1 | 0 | 0 | 0 | 0 | 0 | 0 | 0 | 0 | 0 | 1 | 0 | 1 |  | 0 | 0 | 0 | 0 | 0 | 0 | 0 | 0 | 0 | 0 | 0 | 0 | 0 | 0 | 0 | 0 | 0 | 0 | 0 | 0 | 0 | 0 | 0 | 0 | 0 | 0 | 0 | 0 | 0 | 0 | 2 | 0 | 1 | 0 | 1 | 0 | -77.985 | -266.9883 | -59.825 | Cal Flat-Gates 230 kV line | Cal Flat-Gates 230 kV line | Cal Flat-Gates 230 kV line |  | 1 | 0 | 0 | 0 | 0 | 0 | -9.103 | 211.6707 | 170.175 | Gates 500/230kV TB #11 | Gates 500/230kV TB #11 | Cal Flat-Gates 230 kV line |  | 5 | 5 | NO | 5 | 5 | 1 | YES | 2
PG&E KERN | Mesa (PGE) | 230 | 0 | 0 | 0 | 0 | 0 | 0 | 0 | 0 | 0 | 0 | 0 | 0 | 0 | 0 | 0 | 0 | 0 | 0 | 0 | 0 | 0 | 0 | 0 | 0 | 0 | 0 | 0 | 0 | 0 | 0 | 0 | 0 | 0 | 0 | 0 | 0 | 0 | 0 | 0 | 0 | 0 | 0 | 0 | 0 | 0 | 0 | 0 | 0 | 0 | 0 | 0 | 0 | 0 | 0 | 0 | 0 | 0 | 0 | 0 | 0 | 0 | 0 | 0 | 0 | 0 | 0 | 0 | 1 | 0 | 0 | 0 | 0 | 0 | 0 | 0 | 0 | 0 | 0 | 1 | 1 | 0 | 0 | 0 | 0 | 0 | 0 | 0 | 0 | 0 | 0 | 0 | 0 | 0 | 0 | 1 | 1 | 0 | 0 |  | 0 | 0 | 0 | 0 | 0 | 0 | 0 | 0 | 0 | 0 | 0 | 0 | 0 | 0 | 0 | 0 | 0 | 0 | 0 | 0 | 0 | 0 | 0 | 0 | 0 | 0 | 0 | 0 | 0 | 0 | 3 | 0 | 1 | 0 | 2 | 1 | -827.515 | -266.9883 | -1162.3269 | Mustang-Henrietta 230 kV line | Cal Flat-Gates 230 kV line | Mustang-Henrietta 230 kV line |  | 1 | 0 | 0 | 0 | 1 | 1 | -9.103 | 211.6707 | -1162.3269 | Gates 500/230kV TB #11 | Gates 500/230kV TB #11 | Mustang-Henrietta 230 kV line |  | 5 | 5 | NO | 5 | 5 | 5 | NO | 5
SCE Metro | Mesa (SCE) | 230 | 0 | 0 | 0 | 0 | 0 | 0 | 0 | 0 | 0 | 1 | 0 | 0 | 0 | 0 | 0 | 0 | 0 | 0 | 0 | 0 | 0 | 0 | 0 | 0 | 0 | 0 | 0 | 0 | 0 | 0 | 0 | 0 | 0 | 0 | 0 | 0 | 0 | 0 | 0 | 0 | 0 | 0 | 0 | 0 | 0 | 0 | 0 | 0 | 0 | 0 | 0 | 0 | 0 | 0 | 0 | 0 | 0 | 0 | 0 | 0 | 0 | 0 | 0 | 0 | 0 | 0 | 0 | 0 | 0 | 0 | 0 | 0 | 0 | 0 | 0 | 0 | 0 | 0 | 0 | 0 | 0 | 0 | 0 | 0 | 0 | 0 | 0 | 0 | 0 | 0 | 0 | 0 | 0 | 0 | 0 | 0 | 0 | 0 |  | 0 | 0 | 0 | 0 | 0 | 0 | 0 | 0 | 0 | 0 | 0 | 99.7 | 0 | 0 | 1 | 0 | 0 | 0 | 0 | 0 | 0 | 0 | 0 | 2.62 | 0 | 0 | 106.2 | 0 | 0 | 1 | 0 | 0 | 0 | 0 | 0 | 0 | 9141.6 | 11076.2 | 14650.5055 | SCE Metro Area Default Constraint | SCE Metro Area Default Constraint | SCE Metro Area Default Constraint |  | 0 | 0 | 0 | 0 | 0 | 0 | 9141.6 | 11076.2 | 14650.5055 | SCE Metro Area Default Constraint | SCE Metro Area Default Constraint | SCE Metro Area Default Constraint |  | 1 | 1 | NO | 1 | 1 | 1 | NO | 1
SCE Metro | Mesa (SCE) | 500 | 0 | 0 | 0 | 0 | 0 | 0 | 0 | 0 | 0 | 1 | 0 | 0 | 0 | 0 | 0 | 0 | 0 | 0 | 0 | 0 | 0 | 0 | 0 | 0 | 0 | 0 | 0 | 0 | 0 | 0 | 0 | 0 | 0 | 0 | 0 | 0 | 0 | 0 | 0 | 0 | 0 | 0 | 0 | 0 | 0 | 0 | 0 | 0 | 0 | 0 | 0 | 0 | 0 | 0 | 0 | 0 | 0 | 0 | 0 | 0 | 0 | 0 | 0 | 0 | 0 | 0 | 0 | 0 | 0 | 0 | 0 | 0 | 0 | 0 | 0 | 0 | 0 | 0 | 0 | 0 | 0 | 0 | 0 | 0 | 0 | 0 | 0 | 0 | 0 | 0 | 0 | 0 | 0 | 0 | 0 | 0 | 0 | 0 |  | 0 | 0 | 0 | 0 | 0 | 0 | 0 | 0 | 0 | 0 | 0 | 0 | 0 | 0 | 0 | 0 | 0 | 0 | 0 | 0 | 0 | 0 | 0 | 0 | 0 | 0 | 0 | 0 | 0 | 0 | 0 | 0 | 0 | 0 | 0 | 0 | 9141.6 | 11076.2 | 14650.5055 | SCE Metro Area Default Constraint | SCE Metro Area Default Constraint | SCE Metro Area Default Constraint |  | 0 | 0 | 0 | 0 | 0 | 0 | 9141.6 | 11076.2 | 14650.5055 | SCE Metro Area Default Constraint | SCE Metro Area Default Constraint | SCE Metro Area Default Constraint |  | 1 | 1 | NO | 1 | 1 | 1 | NO | 1
SDGE | Mesa Heights | 69 | 0 | 0 | 0 | 0 | 0 | 0 | 0 | 0 | 0 | 0 | 0 | 0 | 0 | 0 | 0 | 0 | 0 | 0 | 0 | 0 | 0 | 0 | 0 | 0 | 0 | 0 | 0 | 0 | 0 | 0 | 0 | 0 | 1 | 0 | 0 | 0 | 0 | 0 | 0 | 0 | 0 | 0 | 0 | 0 | 0 | 0 | 0 | 0 | 0 | 0 | 0 | 0 | 0 | 0 | 0 | 0 | 0 | 0 | 0 | 0 | 0 | 0 | 0 | 0 | 0 | 0 | 0 | 0 | 0 | 0 | 0 | 0 | 0 | 0 | 0 | 0 | 0 | 0 | 0 | 0 | 0 | 0 | 0 | 0 | 0 | 0 | 0 | 0 | 0 | 0 | 0 | 0 | 0 | 0 | 0 | 0 | 0 | 1 |  | 0 | 0 | 0 | 0 | 0 | 0 | 0 | 0 | 0 | 0 | 0 | 0 | 0 | 0 | 0 | 0 | 0 | 0 | 0 | 0 | 0 | 0 | 0 | 0 | 0 | 0 | 10.5 | 0 | 0 | 1 | 0 | 0 | 0 | 0 | 0 | 0 | 54.76 | 1329.48 | 7821.4994 | San Luis Rey-San Onofre 230 kV line constraint | San Luis Rey-San Onofre 230 kV line constraint | San Luis Rey-San Onofre 230 kV line constraint |  | 0 | 0 | 0 | 0 | 0 | 0 | 54.76 | 1329.48 | 7821.4994 | San Luis Rey-San Onofre 230 kV line constraint | San Luis Rey-San Onofre 230 kV line constraint | San Luis Rey-San Onofre 230 kV line constraint |  | 1 | 1 | NO | 1 | 1 | 1 | NO | 1
PG&E GBA | Metcalf | 115 | 0 | 0 | 0 | 0 | 0 | 0 | 0 | 0 | 0 | 0 | 0 | 0 | 0 | 0 | 0 | 0 | 0 | 0 | 0 | 0 | 0 | 0 | 0 | 0 | 0 | 0 | 0 | 0 | 0 | 0 | 0 | 0 | 0 | 0 | 0 | 0 | 0 | 0 | 0 | 0 | 0 | 0 | 0 | 0 | 0 | 0 | 0 | 0 | 0 | 0 | 0 | 0 | 0 | 0 | 0 | 1 | 0 | 0 | 0 | 1 | 0 | 0 | 0 | 0 | 0 | 0 | 0 | 0 | 0 | 0 | 0 | 0 | 0 | 0 | 0 | 0 | 0 | 0 | 0 | 0 | 0 | 0 | 0 | 0 | 0 | 0 | 0 | 0 | 0 | 0 | 0 | 0 | 0 | 0 | 0 | 0 | 0 | 0 |  | 0 | 0 | 0 | 0 | 0 | 0 | 0 | 0 | 0 | 0 | 0 | 75 | 0 | 0 | 1 | 0 | 0 | 0 | 0 | 0 | 0 | 0 | 0 | 0 | 0 | 0 | 75 | 0 | 0 | 1 | 1 | 0 | 0 | 0 | 0 | 0 | -1184.5215 | 933.1939 | 4193.782 | Tesla-Bellota 230 kV line | Tesla-Bellota 230 kV line | Tesla-Bellota 230 kV line |  | 0 | 1 | 0 | 0 | 0 | 0 | -884.5215 | 1233.1939 | 4193.782 | Tesla-Bellota 230 kV line | Tesla-Bellota 230 kV line | Tesla-Bellota 230 kV line |  | 5 | 4 | YES | 4 | 1 | 1 | NO | 1
PG&E GBA | Metcalf | 230 | 0 | 0 | 0 | 0 | 0 | 0 | 0 | 0 | 0 | 0 | 0 | 0 | 0 | 0 | 0 | 0 | 0 | 0 | 0 | 0 | 0 | 0 | 0 | 0 | 0 | 0 | 0 | 0 | 0 | 0 | 0 | 0 | 0 | 0 | 0 | 0 | 0 | 0 | 0 | 0 | 0 | 0 | 0 | 0 | 0 | 0 | 0 | 0 | 0 | 0 | 0 | 0 | 0 | 0 | 0 | 1 | 0 | 0 | 0 | 1 | 0 | 0 | 0 | 0 | 0 | 0 | 0 | 0 | 0 | 0 | 0 | 0 | 0 | 0 | 0 | 0 | 0 | 0 | 0 | 0 | 0 | 0 | 0 | 0 | 0 | 0 | 0 | 0 | 0 | 0 | 0 | 0 | 0 | 0 | 0 | 0 | 0 | 0 |  | 0 | 0 | 0 | 0 | 0 | 0 | 0 | 0 | 0 | 0 | 0 | 0 | 0 | 0 | 0 | 0 | 0 | 0 | 0 | 0 | 0 | 0 | 0 | 0 | 0 | 0 | 100 | 250 | 0 | 1 | 1 | 0 | 0 | 0 | 0 | 0 | -1184.5215 | 933.1939 | 4193.782 | Tesla-Bellota 230 kV line | Tesla-Bellota 230 kV line | Tesla-Bellota 230 kV line |  | 0 | 1 | 0 | 0 | 0 | 0 | -884.5215 | 1233.1939 | 4193.782 | Tesla-Bellota 230 kV line | Tesla-Bellota 230 kV line | Tesla-Bellota 230 kV line |  | 5 | 4 | YES | 4 | 1 | 1 | NO | 1
PG&E GBA | Metcalf | 500 | 0 | 0 | 0 | 0 | 0 | 0 | 0 | 0 | 0 | 0 | 0 | 0 | 0 | 0 | 0 | 0 | 0 | 0 | 0 | 0 | 0 | 0 | 0 | 0 | 0 | 0 | 0 | 0 | 0 | 0 | 0 | 0 | 0 | 0 | 0 | 0 | 0 | 0 | 0 | 0 | 0 | 0 | 0 | 0 | 0 | 0 | 0 | 0 | 0 | 0 | 0 | 0 | 0 | 0 | 0 | 0 | 0 | 0 | 0 | 0 | 0 | 0 | 0 | 0 | 0 | 0 | 0 | 0 | 0 | 0 | 0 | 0 | 0 | 0 | 0 | 0 | 0 | 0 | 0 | 0 | 0 | 0 | 0 | 0 | 0 | 0 | 0 | 0 | 0 | 0 | 0 | 0 | 0 | 0 | 0 | 0 | 1 | 0 |  | 0 | 0 | 0 | 0 | 0 | 0 | 0 | 0 | 0 | 0 | 0 | 0 | 0 | 0 | 0 | 0 | 0 | 0 | 0 | 0 | 0 | 0 | 0 | 0 | 0 | 0 | 0 | 0 | 0 | 0 | 0 | 0 | 0 | 0 | 0 | 0 | 907.9 | 1037.76 | 5964.99 | NEW-Metcalf-Mosslanding 500kV | NEW-Metcalf-Mosslanding 500kV | NEW-Metcalf-Mosslanding 500kV |  | 0 | 0 | 0 | 0 | 0 | 0 | 907.9 | 1037.76 | 5964.99 | NEW-Metcalf-Mosslanding 500kV | NEW-Metcalf-Mosslanding 500kV | NEW-Metcalf-Mosslanding 500kV |  | 1 | 1 | NO | 1 | 1 | 1 | NO | 1
PG&E KERN | Midway | 115 | 0 | 0 | 0 | 0 | 0 | 0 | 0 | 0 | 0 | 0 | 0 | 0 | 0 | 0 | 0 | 0 | 0 | 0 | 0 | 0 | 0 | 0 | 0 | 0 | 0 | 0 | 0 | 0 | 0 | 0 | 0 | 0 | 0 | 0 | 0 | 0 | 0 | 0 | 0 | 0 | 0 | 0 | 0 | 0 | 0 | 0 | 0 | 0 | 0 | 0 | 0 | 0 | 0 | 0 | 0 | 0 | 0 | 0 | 0 | 0 | 0 | 0 | 0 | 0 | 0 | 0 | 0 | 1 | 1 | 0 | 0 | 0 | 0 | 0 | 1 | 0 | 0 | 0 | 1 | 1 | 0 | 0 | 0 | 0 | 0 | 0 | 0 | 0 | 0 | 0 | 0 | 0 | 0 | 0 | 1 | 0 | 0 | 0 |  | 0 | 0 | 0 | 0 | 0 | 0 | 0 | 0 | 0 | 0 | 0 | 0 | 0 | 0 | 0 | 0 | 0 | 0 | 0 | 0 | 0 | 0 | 0 | 0 | 205 | 180 | 0 | 60 | 0 | 1 | 3 | 0 | 1 | 0 | 2 | 1 | -827.515 | -266.9883 | -1162.3269 | Mustang-Henrietta 230 kV line | Cal Flat-Gates 230 kV line | Mustang-Henrietta 230 kV line |  | 1 | 0 | 0 | 0 | 1 | 1 | -9.103 | 211.6707 | -1162.3269 | Gates 500/230kV TB #11 | Gates 500/230kV TB #11 | Mustang-Henrietta 230 kV line |  | 5 | 5 | NO | 5 | 5 | 5 | NO | 5
PG&E KERN | Midway | 230 | 0 | 0 | 0 | 0 | 0 | 0 | 0 | 0 | 0 | 0 | 0 | 0 | 0 | 0 | 0 | 0 | 0 | 0 | 0 | 0 | 0 | 0 | 0 | 0 | 0 | 0 | 0 | 0 | 0 | 0 | 0 | 0 | 0 | 0 | 0 | 0 | 0 | 0 | 0 | 0 | 0 | 0 | 0 | 0 | 0 | 0 | 0 | 0 | 0 | 0 | 0 | 0 | 0 | 0 | 0 | 0 | 0 | 0 | 0 | 0 | 0 | 0 | 0 | 0 | 0 | 0 | 0 | 1 | 1 | 0 | 0 | 0 | 0 | 0 | 0 | 0 | 0 | 0 | 1 | 1 | 0 | 0 | 0 | 0 | 0 | 0 | 0 | 0 | 0 | 0 | 0 | 0 | 0 | 0 | 1 | 0 | 0 | 0 |  | 0 | 0 | 0 | 0 | 0 | 0 | 0 | 0 | 0 | 0 | 0 | 0 | 0 | 0 | 0 | 0 | 0 | 0 | 0 | 0 | 0 | 0 | 0 | 0 | 0 | 0 | 0 | 0 | 0 | 0 | 3 | 0 | 1 | 0 | 2 | 1 | -827.515 | -266.9883 | -1162.3269 | Mustang-Henrietta 230 kV line | Cal Flat-Gates 230 kV line | Mustang-Henrietta 230 kV line |  | 1 | 0 | 0 | 0 | 1 | 1 | -9.103 | 211.6707 | -1162.3269 | Gates 500/230kV TB #11 | Gates 500/230kV TB #11 | Mustang-Henrietta 230 kV line |  | 5 | 5 | NO | 5 | 5 | 5 | NO | 5
PG&E KERN | Midway | 500 | 0 | 0 | 0 | 0 | 0 | 0 | 0 | 0 | 0 | 0 | 0 | 0 | 0 | 0 | 0 | 0 | 0 | 0 | 0 | 0 | 0 | 0 | 0 | 0 | 0 | 0 | 0 | 0 | 0 | 0 | 0 | 0 | 0 | 0 | 0 | 0 | 0 | 0 | 0 | 0 | 0 | 0 | 0 | 0 | 0 | 0 | 0 | 0 | 0 | 0 | 0 | 0 | 0 | 0 | 0 | 0 | 0 | 0 | 0 | 0 | 0 | 0 | 0 | 0 | 0 | 0 | 0 | 0 | 0 | 0 | 0 | 0 | 0 | 0 | 0 | 0 | 0 | 0 | 0 | 0 | 0 | 0 | 0 | 0 | 0 | 0 | 0 | 0 | 0 | 0 | 0 | 0 | 0 | 0 | 1 | 0 | 0 | 0 |  | 0 | 0 | 0 | 0 | 0 | 0 | 0 | 0 | 0 | 0 | 0 | 0 | 0 | 0 | 0 | 0 | 0 | 0 | 0 | 0 | 0 | 0 | 0 | 0 | 450 | 1000 | 0 | 425 | 0 | 1 | 1 | 0 | 0 | 0 | 0 | 1 | -827.515 | 264.1697 | -1162.3269 | Mustang-Henrietta 230 kV line | Mustang-Henrietta 230 kV line | Mustang-Henrietta 230 kV line |  | 0 | 0 | 0 | 0 | 0 | 1 | 1651.485 | 2743.1697 | -1162.3269 | Mustang-Henrietta 230 kV line | Mustang-Henrietta 230 kV line | Mustang-Henrietta 230 kV line |  | 5 | 1 | YES | 2 | 4 | 4 | NO | 4
SDGE | Miguel | 230 | 0 | 0 | 0 | 0 | 0 | 0 | 0 | 0 | 0 | 0 | 0 | 0 | 0 | 0 | 0 | 0 | 0 | 0 | 0 | 0 | 0 | 0 | 0 | 0 | 0 | 0 | 0 | 0 | 1 | 0 | 1 | 0 | 1 | 0 | 0 | 1 | 1 | 0 | 0 | 0 | 0 | 0 | 0 | 0 | 0 | 0 | 0 | 0 | 0 | 0 | 0 | 0 | 0 | 0 | 0 | 0 | 0 | 0 | 0 | 0 | 0 | 0 | 0 | 0 | 0 | 0 | 0 | 0 | 0 | 0 | 0 | 0 | 0 | 0 | 0 | 0 | 0 | 0 | 0 | 0 | 0 | 0 | 0 | 0 | 0 | 0 | 0 | 0 | 0 | 0 | 0 | 0 | 0 | 0 | 0 | 0 | 0 | 5 |  | 0 | 0 | 0 | 0 | 0 | 0 | 0 | 0 | 0 | 0 | 0 | 0 | 0 | 0 | 0 | 0 | 0 | 0 | 0 | 0 | 0 | 0 | 0 | 0 | 0 | 0 | 0 | 0 | 0 | 0 | 0 | 0 | 0 | 0 | 0 | 0 | 54.76 | 1197.97 | 1601.1044 | San Luis Rey-San Onofre 230 kV line constraint | Silvergate-Old Town 230 kV constraint | Silvergate-Old Town 230 kV constraint |  | 0 | 0 | 0 | 0 | 0 | 0 | 54.76 | 1197.97 | 1601.1044 | San Luis Rey-San Onofre 230 kV line constraint | Silvergate-Old Town 230 kV constraint | Silvergate-Old Town 230 kV constraint |  | 1 | 1 | NO | 1 | 1 | 1 | NO | 1
SDGE | Miguel | 500 | 0 | 0 | 0 | 0 | 0 | 0 | 0 | 0 | 0 | 0 | 0 | 0 | 0 | 0 | 0 | 0 | 0 | 0 | 0 | 0 | 0 | 0 | 0 | 0 | 0 | 0 | 0 | 0 | 1 | 0 | 1 | 0 | 1 | 0 | 0 | 1 | 1 | 0 | 0 | 0 | 0 | 0 | 0 | 0 | 0 | 0 | 0 | 0 | 0 | 0 | 0 | 0 | 0 | 0 | 0 | 0 | 0 | 0 | 0 | 0 | 0 | 0 | 0 | 0 | 0 | 0 | 0 | 0 | 0 | 0 | 0 | 0 | 0 | 0 | 0 | 0 | 0 | 0 | 0 | 0 | 0 | 0 | 0 | 0 | 0 | 0 | 0 | 0 | 0 | 0 | 0 | 0 | 0 | 0 | 0 | 0 | 0 | 5 |  | 0 | 0 | 0 | 0 | 0 | 0 | 0 | 0 | 0 | 0 | 0 | 0 | 0 | 0 | 0 | 0 | 0 | 0 | 0 | 0 | 0 | 0 | 0 | 0 | 0 | 0 | 0 | 0 | 0 | 0 | 0 | 0 | 0 | 0 | 0 | 0 | 54.76 | 1197.97 | 1601.1044 | San Luis Rey-San Onofre 230 kV line constraint | Silvergate-Old Town 230 kV constraint | Silvergate-Old Town 230 kV constraint |  | 0 | 0 | 0 | 0 | 0 | 0 | 54.76 | 1197.97 | 1601.1044 | San Luis Rey-San Onofre 230 kV line constraint | Silvergate-Old Town 230 kV constraint | Silvergate-Old Town 230 kV constraint |  | 1 | 1 | NO | 1 | 1 | 1 | NO | 1
SDGE | Miguel | 69 | 0 | 0 | 0 | 0 | 0 | 0 | 0 | 0 | 0 | 0 | 0 | 0 | 0 | 0 | 0 | 0 | 0 | 0 | 0 | 0 | 0 | 0 | 0 | 0 | 0 | 0 | 0 | 1 | 0 | 1 | 1 | 0 | 1 | 0 | 0 | 1 | 1 | 0 | 0 | 0 | 0 | 0 | 0 | 0 | 0 | 0 | 0 | 0 | 0 | 0 | 0 | 0 | 0 | 0 | 0 | 0 | 0 | 0 | 0 | 0 | 0 | 0 | 0 | 0 | 0 | 0 | 0 | 0 | 0 | 0 | 0 | 0 | 0 | 0 | 0 | 0 | 0 | 0 | 0 | 0 | 0 | 0 | 0 | 0 | 0 | 0 | 0 | 0 | 0 | 0 | 0 | 0 | 0 | 0 | 0 | 0 | 0 | 4 |  | 0 | 0 | 0 | 0 | 0 | 0 | 0 | 0 | 0 | 0 | 0 | 0 | 0 | 0 | 0 | 0 | 0 | 0 | 0 | 0 | 0 | 0 | 0 | 0 | 0 | 0 | 9.75 | 0 | 0 | 1 | 0 | 0 | 0 | 0 | 0 | 0 | 54.76 | 195.045 | 299.0864 | San Luis Rey-San Onofre 230 kV line constraint | Miguel 69 kV constraint | Miguel 69 kV constraint |  | 0 | 0 | 0 | 0 | 0 | 0 | 54.76 | 195.045 | 299.0864 | San Luis Rey-San Onofre 230 kV line constraint | Miguel 69 kV constraint | Miguel 69 kV constraint |  | 1 | 1 | NO | 1 | 1 | 1 | NO | 1
PG&E GBA | Millbrae | 115 | 0 | 0 | 0 | 0 | 0 | 0 | 0 | 0 | 0 | 0 | 0 | 0 | 0 | 0 | 0 | 0 | 0 | 0 | 0 | 0 | 0 | 0 | 0 | 0 | 0 | 0 | 0 | 0 | 0 | 0 | 0 | 0 | 0 | 0 | 0 | 0 | 0 | 0 | 0 | 0 | 0 | 0 | 0 | 0 | 0 | 0 | 0 | 0 | 0 | 0 | 0 | 0 | 1 | 0 | 0 | 1 | 0 | 0 | 0 | 0 | 0 | 0 | 0 | 0 | 0 | 1 | 0 | 0 | 0 | 0 | 0 | 0 | 0 | 0 | 0 | 0 | 0 | 0 | 0 | 0 | 0 | 0 | 0 | 0 | 0 | 0 | 0 | 0 | 0 | 0 | 0 | 0 | 0 | 0 | 0 | 0 | 0 | 1 |  | 0 | 0 | 0 | 0 | 0 | 0 | 0 | 0 | 0 | 0 | 0 | 0 | 0 | 0 | 0 | 0 | 0 | 0 | 0 | 0 | 0 | 0 | 0 | 3.5 | 0 | 0 | 0 | 0 | 0 | 1 | 0 | 0 | 0 | 0 | 0 | 0 | 176.2535 | 2255.0719 | 5254.388 | Tesla-Tracy-Pump 230 kV line #2 | Tesla-Tracy-Pump 230 kV line #2 | Sobrante-Moraga 230 kV line |  | 0 | 0 | 0 | 0 | 0 | 0 | 176.2535 | 2255.0719 | 5254.388 | Tesla-Tracy-Pump 230 kV line #2 | Tesla-Tracy-Pump 230 kV line #2 | Sobrante-Moraga 230 kV line |  | 1 | 1 | NO | 1 | 1 | 1 | NO | 1
PG&E GBA | Miller | 115 | 0 | 0 | 0 | 0 | 0 | 0 | 0 | 0 | 0 | 0 | 0 | 0 | 0 | 0 | 0 | 0 | 0 | 0 | 0 | 0 | 0 | 0 | 0 | 0 | 0 | 0 | 0 | 0 | 0 | 0 | 0 | 0 | 0 | 0 | 0 | 0 | 0 | 0 | 0 | 0 | 0 | 0 | 0 | 0 | 0 | 1 | 0 | 0 | 0 | 0 | 0 | 0 | 0 | 0 | 0 | 1 | 0 | 1 | 0 | 1 | 0 | 0 | 0 | 0 | 0 | 1 | 0 | 0 | 0 | 0 | 0 | 0 | 0 | 0 | 0 | 0 | 0 | 0 | 0 | 0 | 0 | 0 | 0 | 0 | 0 | 0 | 0 | 0 | 0 | 0 | 0 | 0 | 0 | 0 | 0 | 0 | 0 | 0 |  | 0 | 0 | 0 | 0 | 0 | 0 | 0 | 0 | 0 | 0 | 0 | 0 | 0 | 0 | 0 | 0 | 0 | 0 | 0 | 0 | 0 | 0 | 0 | 0 | 0 | 0 | 0 | 0 | 0 | 0 | 2 | 0 | 1 | 0 | 0 | 0 | -1184.5215 | -212.6541 | 653.3714 | Tesla-Bellota 230 kV line | Bellota-Weber 230kV line | Kasson Jct-Heinz 115 kV line |  | 0 | 2 | 0 | 0 | 0 | 0 | -884.5215 | 201.2909 | 653.3714 | Tesla-Bellota 230 kV line | Kasson Jct-Heinz 115 kV line | Kasson Jct-Heinz 115 kV line |  | 5 | 4 | YES | 4 | 1 | 1 | NO | 1
SCE Metro | Mira Loma | 230 | 0 | 0 | 0 | 0 | 0 | 0 | 0 | 0 | 0 | 1 | 0 | 0 | 0 | 0 | 0 | 0 | 0 | 0 | 0 | 0 | 0 | 0 | 0 | 0 | 0 | 0 | 0 | 0 | 0 | 0 | 0 | 0 | 0 | 0 | 0 | 0 | 0 | 0 | 0 | 0 | 0 | 0 | 0 | 0 | 0 | 0 | 0 | 0 | 0 | 0 | 0 | 0 | 0 | 0 | 0 | 0 | 0 | 0 | 0 | 0 | 0 | 0 | 0 | 0 | 0 | 0 | 0 | 0 | 0 | 0 | 0 | 0 | 0 | 0 | 0 | 0 | 0 | 0 | 0 | 0 | 0 | 0 | 0 | 0 | 0 | 0 | 0 | 0 | 0 | 0 | 0 | 0 | 0 | 0 | 0 | 0 | 0 | 0 |  | 0 | 0 | 0 | 0 | 0 | 0 | 0 | 0 | 0 | 0 | 0 | 0 | 0 | 0 | 0 | 0 | 0 | 0 | 0 | 0 | 0 | 0 | 0 | 0 | 0 | 0 | 100 | 200 | 0 | 1 | 0 | 0 | 0 | 0 | 0 | 0 | 9141.6 | 11076.2 | 14650.5055 | SCE Metro Area Default Constraint | SCE Metro Area Default Constraint | SCE Metro Area Default Constraint |  | 0 | 0 | 0 | 0 | 0 | 0 | 9141.6 | 11076.2 | 14650.5055 | SCE Metro Area Default Constraint | SCE Metro Area Default Constraint | SCE Metro Area Default Constraint |  | 1 | 1 | NO | 1 | 1 | 1 | NO | 1
SCE Metro | Mira Loma | 500 | 0 | 0 | 0 | 0 | 0 | 0 | 0 | 0 | 0 | 1 | 0 | 0 | 0 | 0 | 0 | 0 | 0 | 0 | 0 | 0 | 0 | 0 | 0 | 0 | 0 | 0 | 0 | 0 | 0 | 0 | 0 | 0 | 0 | 0 | 0 | 0 | 0 | 0 | 0 | 0 | 0 | 0 | 0 | 0 | 0 | 0 | 0 | 0 | 0 | 0 | 0 | 0 | 0 | 0 | 0 | 0 | 0 | 0 | 0 | 0 | 0 | 0 | 0 | 0 | 0 | 0 | 0 | 0 | 0 | 0 | 0 | 0 | 0 | 0 | 0 | 0 | 0 | 0 | 0 | 0 | 0 | 0 | 0 | 0 | 0 | 0 | 0 | 0 | 0 | 0 | 0 | 0 | 0 | 0 | 0 | 0 | 0 | 0 |  | 0 | 0 | 0 | 0 | 0 | 0 | 0 | 0 | 0 | 0 | 0 | 0 | 0 | 0 | 0 | 0 | 0 | 0 | 0 | 0 | 0 | 0 | 0 | 0 | 0 | 0 | 0 | 0 | 0 | 0 | 0 | 0 | 0 | 0 | 0 | 0 | 9141.6 | 11076.2 | 14650.5055 | SCE Metro Area Default Constraint | SCE Metro Area Default Constraint | SCE Metro Area Default Constraint |  | 0 | 0 | 0 | 0 | 0 | 0 | 9141.6 | 11076.2 | 14650.5055 | SCE Metro Area Default Constraint | SCE Metro Area Default Constraint | SCE Metro Area Default Constraint |  | 1 | 1 | NO | 1 | 1 | 1 | NO | 1
SCE Eastern | Mirage | 115 | 0 | 0 | 0 | 0 | 0 | 0 | 0 | 0 | 0 | 0 | 0 | 0 | 0 | 0 | 0 | 0 | 0 | 0 | 1 | 1 | 0 | 1 | 0 | 0 | 0 | 0 | 0 | 0 | 0 | 0 | 0 | 0 | 0 | 0 | 0 | 0 | 0 | 0 | 0 | 0 | 0 | 0 | 0 | 0 | 0 | 0 | 0 | 0 | 0 | 0 | 0 | 0 | 0 | 0 | 0 | 0 | 0 | 0 | 0 | 0 | 0 | 0 | 0 | 0 | 0 | 0 | 0 | 0 | 0 | 0 | 0 | 0 | 0 | 0 | 0 | 0 | 0 | 0 | 0 | 0 | 0 | 0 | 0 | 0 | 0 | 0 | 0 | 0 | 0 | 0 | 0 | 0 | 0 | 0 | 0 | 0 | 0 | 1 |  | 0 | 0 | 0 | 0 | 0 | 0 | 0 | 0 | 0 | 0 | 0 | 0 | 0 | 0 | 0 | 0 | 0 | 0 | 0 | 0 | 0 | 0 | 0 | 0 | 0 | 0 | 0 | 0 | 0 | 0 | 1 | 2 | 1 | 0 | 0 | 1 | -935 | -730 | -23.3 | Eagle Mountain Constraint | Eagle Mountain Constraint | Eagle Mountain Constraint |  | 0 | 3 | 0 | 1 | 0 | 1 | -335 | -130 | -23.3 | Eagle Mountain Constraint | Eagle Mountain Constraint | Eagle Mountain Constraint |  | 5 | 4 | YES | 4 | 3 | 3 | NO | 3
SCE Eastern | Mirage | 230 | 0 | 0 | 0 | 0 | 0 | 0 | 0 | 0 | 0 | 0 | 0 | 0 | 0 | 0 | 0 | 0 | 0 | 0 | 1 | 1 | 0 | 1 | 0 | 0 | 0 | 0 | 0 | 0 | 0 | 0 | 0 | 0 | 0 | 0 | 0 | 0 | 0 | 0 | 0 | 0 | 0 | 0 | 0 | 0 | 0 | 0 | 0 | 0 | 0 | 0 | 0 | 0 | 0 | 0 | 0 | 0 | 0 | 0 | 0 | 0 | 0 | 0 | 0 | 0 | 0 | 0 | 0 | 0 | 0 | 0 | 0 | 0 | 0 | 0 | 0 | 0 | 0 | 0 | 0 | 0 | 0 | 0 | 0 | 0 | 0 | 0 | 0 | 0 | 0 | 0 | 0 | 0 | 0 | 0 | 0 | 0 | 0 | 1 |  | 25 | 0 | 0 | 0 | 0 | 0 | 0 | 0 | 0 | 0 | 130 | 100 | 0 | 0 | 1 | 525 | 0 | 0 | 0 | 0 | 0 | 0 | 0 | 0 | 0 | 230 | 250 | 0 | 0 | 1 | 1 | 2 | 1 | 0 | 0 | 1 | -935 | -730 | -23.3 | Eagle Mountain Constraint | Eagle Mountain Constraint | Eagle Mountain Constraint |  | 0 | 3 | 0 | 1 | 0 | 1 | -335 | -130 | -23.3 | Eagle Mountain Constraint | Eagle Mountain Constraint | Eagle Mountain Constraint |  | 5 | 4 | YES | 4 | 3 | 3 | NO | 3
SDGE | Mission | 138 | 0 | 0 | 0 | 0 | 0 | 0 | 0 | 0 | 0 | 0 | 0 | 0 | 0 | 0 | 0 | 0 | 0 | 0 | 0 | 0 | 0 | 0 | 0 | 0 | 0 | 0 | 0 | 0 | 0 | 0 | 1 | 0 | 1 | 0 | 0 | 0 | 0 | 0 | 0 | 0 | 0 | 0 | 0 | 0 | 0 | 0 | 0 | 0 | 0 | 0 | 0 | 0 | 0 | 0 | 0 | 0 | 0 | 0 | 0 | 0 | 0 | 0 | 0 | 0 | 0 | 0 | 0 | 0 | 0 | 0 | 0 | 0 | 0 | 0 | 0 | 0 | 0 | 0 | 0 | 0 | 0 | 0 | 0 | 0 | 0 | 0 | 0 | 0 | 0 | 0 | 0 | 0 | 0 | 0 | 0 | 0 | 0 | 2 |  | 0 | 0 | 0 | 0 | 0 | 0 | 0 | 0 | 0 | 0 | 0 | 0 | 0 | 0 | 0 | 0 | 0 | 0 | 0 | 0 | 0 | 0 | 0 | 0 | 0 | 0 | 0 | 0 | 0 | 0 | 0 | 0 | 0 | 0 | 0 | 0 | 54.76 | 1329.48 | 7821.4994 | San Luis Rey-San Onofre 230 kV line constraint | San Luis Rey-San Onofre 230 kV line constraint | San Luis Rey-San Onofre 230 kV line constraint |  | 0 | 0 | 0 | 0 | 0 | 0 | 54.76 | 1329.48 | 7821.4994 | San Luis Rey-San Onofre 230 kV line constraint | San Luis Rey-San Onofre 230 kV line constraint | San Luis Rey-San Onofre 230 kV line constraint |  | 1 | 1 | NO | 1 | 1 | 1 | NO | 1
SDGE | Mission | 230 | 0 | 0 | 0 | 0 | 0 | 0 | 0 | 0 | 0 | 0 | 0 | 0 | 0 | 0 | 0 | 0 | 0 | 0 | 0 | 0 | 0 | 0 | 0 | 0 | 0 | 0 | 0 | 0 | 1 | 0 | 1 | 0 | 1 | 0 | 0 | 0 | 0 | 0 | 0 | 0 | 0 | 0 | 0 | 0 | 0 | 0 | 0 | 0 | 0 | 0 | 0 | 0 | 0 | 0 | 0 | 0 | 0 | 0 | 0 | 0 | 0 | 0 | 0 | 0 | 0 | 0 | 0 | 0 | 0 | 0 | 0 | 0 | 0 | 0 | 0 | 0 | 0 | 0 | 0 | 0 | 0 | 0 | 0 | 0 | 0 | 0 | 0 | 0 | 0 | 0 | 0 | 0 | 0 | 0 | 0 | 0 | 0 | 3 |  | 0 | 0 | 0 | 0 | 0 | 0 | 0 | 0 | 0 | 0 | 0 | 0 | 0 | 0 | 0 | 0 | 0 | 0 | 0 | 0 | 0 | 0 | 0 | 0 | 0 | 0 | 0 | 0 | 0 | 0 | 0 | 0 | 0 | 0 | 0 | 0 | 54.76 | 1329.48 | 7821.4994 | San Luis Rey-San Onofre 230 kV line constraint | San Luis Rey-San Onofre 230 kV line constraint | San Luis Rey-San Onofre 230 kV line constraint |  | 0 | 0 | 0 | 0 | 0 | 0 | 54.76 | 1329.48 | 7821.4994 | San Luis Rey-San Onofre 230 kV line constraint | San Luis Rey-San Onofre 230 kV line constraint | San Luis Rey-San Onofre 230 kV line constraint |  | 1 | 1 | NO | 1 | 1 | 1 | NO | 1
SDGE | Mission | 69 | 0 | 0 | 0 | 0 | 0 | 0 | 0 | 0 | 0 | 0 | 0 | 0 | 0 | 0 | 0 | 0 | 0 | 0 | 0 | 0 | 0 | 0 | 0 | 0 | 0 | 0 | 0 | 0 | 0 | 0 | 1 | 0 | 1 | 0 | 0 | 0 | 0 | 0 | 0 | 0 | 0 | 0 | 0 | 0 | 0 | 0 | 0 | 0 | 0 | 0 | 0 | 0 | 0 | 0 | 0 | 0 | 0 | 0 | 0 | 0 | 0 | 0 | 0 | 0 | 0 | 0 | 0 | 0 | 0 | 0 | 0 | 0 | 0 | 0 | 0 | 0 | 0 | 0 | 0 | 0 | 0 | 0 | 0 | 0 | 0 | 0 | 0 | 0 | 0 | 0 | 0 | 0 | 0 | 0 | 0 | 0 | 0 | 2 |  | 0 | 0 | 0 | 0 | 0 | 0 | 0 | 0 | 0 | 0 | 0 | 0 | 0 | 0 | 0 | 0 | 0 | 0 | 0 | 0 | 0 | 0 | 0 | 0 | 0 | 0 | 0 | 0 | 0 | 0 | 0 | 0 | 0 | 0 | 0 | 0 | 54.76 | 1329.48 | 7821.4994 | San Luis Rey-San Onofre 230 kV line constraint | San Luis Rey-San Onofre 230 kV line constraint | San Luis Rey-San Onofre 230 kV line constraint |  | 0 | 0 | 0 | 0 | 0 | 0 | 54.76 | 1329.48 | 7821.4994 | San Luis Rey-San Onofre 230 kV line constraint | San Luis Rey-San Onofre 230 kV line constraint | San Luis Rey-San Onofre 230 kV line constraint |  | 1 | 1 | NO | 1 | 1 | 1 | NO | 1
PG&E GBA | Mi-Wuk | 115 | 0 | 0 | 0 | 0 | 0 | 0 | 0 | 0 | 0 | 0 | 0 | 0 | 0 | 0 | 0 | 0 | 0 | 0 | 0 | 0 | 0 | 0 | 0 | 0 | 0 | 0 | 0 | 0 | 0 | 0 | 0 | 0 | 0 | 0 | 0 | 0 | 0 | 0 | 0 | 0 | 0 | 0 | 0 | 0 | 0 | 1 | 0 | 0 | 0 | 0 | 0 | 0 | 0 | 0 | 0 | 1 | 0 | 1 | 0 | 1 | 0 | 0 | 0 | 0 | 0 | 1 | 0 | 0 | 0 | 0 | 0 | 0 | 0 | 0 | 0 | 0 | 0 | 0 | 0 | 0 | 0 | 0 | 0 | 0 | 0 | 0 | 0 | 0 | 0 | 0 | 0 | 0 | 0 | 0 | 0 | 0 | 0 | 0 |  | 0 | 0 | 0 | 0 | 0 | 0 | 0 | 0 | 0 | 0 | 0 | 0 | 0 | 0 | 0 | 0 | 0 | 0 | 0 | 0 | 0 | 0 | 0 | 0 | 0 | 0 | 0 | 0 | 0 | 0 | 2 | 0 | 1 | 0 | 0 | 0 | -1184.5215 | -212.6541 | 653.3714 | Tesla-Bellota 230 kV line | Bellota-Weber 230kV line | Kasson Jct-Heinz 115 kV line |  | 0 | 2 | 0 | 0 | 0 | 0 | -884.5215 | 201.2909 | 653.3714 | Tesla-Bellota 230 kV line | Kasson Jct-Heinz 115 kV line | Kasson Jct-Heinz 115 kV line |  | 5 | 4 | YES | 4 | 1 | 1 | NO | 1
EOP | Mohave | 500 | 0 | 0 | 0 | 0 | 0 | 0 | 0 | 0 | 0 | 0 | 0 | 0 | 0 | 0 | 0 | 0 | 0 | 0 | 0 | 0 | 0 | 0 | 0 | 0 | 1 | 0 | 0 | 0 | 0 | 0 | 0 | 0 | 0 | 0 | 0 | 0 | 0 | 0 | 0 | 0 | 0 | 0 | 0 | 0 | 0 | 0 | 0 | 0 | 0 | 0 | 0 | 0 | 0 | 0 | 0 | 0 | 0 | 0 | 0 | 0 | 0 | 0 | 0 | 0 | 0 | 0 | 0 | 0 | 0 | 0 | 0 | 0 | 0 | 0 | 0 | 0 | 0 | 0 | 0 | 0 | 0 | 0 | 0 | 0 | 0 | 0 | 0 | 0 | 0 | 0 | 0 | 0 | 0 | 0 | 0 | 0 | 0 | 0 |  | 0 | 0 | 0 | 0 | 0 | 0 | 0 | 0 | 0 | 0 | 0 | 0 | 0 | 0 | 0 | 0 | 0 | 492 | 126.5 | 0 | 0 | 0 | 0 | 0 | 300 | 900 | 0 | 425 | 0 | 1 | 1 | 0 | 1 | 0 | 0 | 0 | -3041.755 | -297.01 | 3343.045 | Lugo - Victorville area constraint | Lugo - Victorville area constraint | Lugo - Victorville area constraint |  | 0 | 0 | 0 | 0 | 0 | 0 | 3758.245 | 6502.99 | 10143.045 | Lugo - Victorville area constraint | Lugo - Victorville area constraint | Lugo - Victorville area constraint |  | 5 | 1 | YES | 2 | 1 | 1 | NO | 1
PG&E NGBA | Monroe | 115 | 0 | 0 | 0 | 0 | 0 | 0 | 0 | 0 | 0 | 0 | 0 | 0 | 0 | 0 | 0 | 0 | 0 | 0 | 0 | 0 | 0 | 0 | 0 | 0 | 0 | 0 | 0 | 0 | 0 | 0 | 0 | 0 | 0 | 0 | 0 | 0 | 0 | 0 | 0 | 1 | 0 | 0 | 0 | 0 | 0 | 0 | 0 | 0 | 0 | 0 | 0 | 0 | 1 | 0 | 0 | 0 | 0 | 0 | 0 | 0 | 0 | 0 | 0 | 0 | 0 | 0 | 1 | 0 | 0 | 0 | 0 | 0 | 0 | 0 | 0 | 0 | 0 | 0 | 0 | 0 | 0 | 0 | 0 | 0 | 0 | 0 | 0 | 0 | 0 | 0 | 0 | 0 | 0 | 0 | 0 | 0 | 0 | 1 |  | 0 | 0 | 0 | 0 | 0 | 0 | 0 | 0 | 0 | 0 | 0 | 0 | 0 | 0 | 0 | 0 | 0 | 0 | 0 | 0 | 0 | 0 | 0 | 0 | 0 | 0 | 0 | 0 | 0 | 0 | 1 | 0 | 1 | 0 | 0 | 0 | -547.725 | -217.477 | 718.102 | Birds Landing-Contra Costa 230kV Line | Birds Landing-Contra Costa 230kV Line | Birds Landing-Contra Costa 230kV Line |  | 0 | 0 | 0 | 0 | 0 | 0 | 1.495 | 1408.886 | 718.102 | Collinsville-Tesla 500 kV Line | Collinsville-Tesla 500 kV Line | Birds Landing-Contra Costa 230kV Line |  | 5 | 1 | YES | 2 | 1 | 1 | NO | 1
SDGE | Monserate | 69 | 0 | 0 | 0 | 0 | 0 | 0 | 0 | 0 | 0 | 0 | 0 | 0 | 0 | 0 | 0 | 0 | 0 | 0 | 0 | 0 | 0 | 0 | 0 | 0 | 0 | 1 | 0 | 0 | 0 | 0 | 0 | 0 | 1 | 1 | 0 | 0 | 0 | 1 | 0 | 0 | 0 | 0 | 0 | 0 | 0 | 0 | 0 | 0 | 0 | 0 | 0 | 0 | 0 | 0 | 0 | 0 | 0 | 0 | 0 | 0 | 0 | 0 | 0 | 0 | 0 | 0 | 0 | 0 | 0 | 0 | 0 | 0 | 0 | 0 | 0 | 0 | 0 | 0 | 0 | 0 | 0 | 0 | 0 | 0 | 0 | 0 | 0 | 0 | 0 | 0 | 0 | 0 | 0 | 0 | 0 | 0 | 0 | 1 |  | 0 | 0 | 0 | 0 | 0 | 0 | 0 | 0 | 0 | 0 | 0 | 0 | 0 | 0 | 0 | 0 | 0 | 0 | 0 | 0 | 0 | 0 | 0 | 0 | 0 | 0 | 0 | 0 | 0 | 0 | 0 | 0 | 0 | 0 | 0 | 0 | 54.76 | 174.2 | 263.6 | San Luis Rey-San Onofre 230 kV line constraint | Ocean Ranch 69 kV constraint | Ocean Ranch 69 kV constraint |  | 0 | 0 | 0 | 0 | 0 | 0 | 54.76 | 174.2 | 263.6 | San Luis Rey-San Onofre 230 kV line constraint | Ocean Ranch 69 kV constraint | Ocean Ranch 69 kV constraint |  | 1 | 1 | NO | 1 | 1 | 1 | NO | 1
PG&E GBA | Monta Vista | 115 | 0 | 0 | 0 | 0 | 0 | 0 | 0 | 0 | 0 | 0 | 0 | 0 | 0 | 0 | 0 | 0 | 0 | 0 | 0 | 0 | 0 | 0 | 0 | 0 | 0 | 0 | 0 | 0 | 0 | 0 | 0 | 0 | 0 | 0 | 0 | 0 | 0 | 0 | 0 | 0 | 0 | 0 | 0 | 0 | 0 | 0 | 0 | 0 | 0 | 0 | 0 | 0 | 1 | 0 | 0 | 0 | 0 | 0 | 0 | 1 | 0 | 0 | 0 | 0 | 0 | 0 | 0 | 0 | 0 | 0 | 0 | 0 | 0 | 0 | 0 | 0 | 0 | 0 | 0 | 0 | 0 | 0 | 0 | 0 | 0 | 0 | 0 | 0 | 0 | 0 | 0 | 0 | 0 | 0 | 0 | 0 | 1 | 1 |  | 0 | 0 | 0 | 0 | 0 | 0 | 0 | 0 | 0 | 0 | 0 | 0 | 0 | 0 | 0 | 0 | 0 | 0 | 0 | 0 | 0 | 0 | 0 | 0 | 0 | 0 | 0 | 0 | 0 | 0 | 1 | 0 | 0 | 0 | 0 | 0 | -1184.5215 | 933.1939 | 4193.782 | Tesla-Bellota 230 kV line | Tesla-Bellota 230 kV line | Tesla-Bellota 230 kV line |  | 0 | 1 | 0 | 0 | 0 | 0 | -884.5215 | 1037.76 | 4193.782 | Tesla-Bellota 230 kV line | NEW-Metcalf-Mosslanding 500kV | Tesla-Bellota 230 kV line |  | 5 | 4 | YES | 4 | 1 | 1 | NO | 1
PG&E GBA | Monta Vista | 230 | 0 | 0 | 0 | 0 | 0 | 0 | 0 | 0 | 0 | 0 | 0 | 0 | 0 | 0 | 0 | 0 | 0 | 0 | 0 | 0 | 0 | 0 | 0 | 0 | 0 | 0 | 0 | 0 | 0 | 0 | 0 | 0 | 0 | 0 | 0 | 0 | 0 | 0 | 0 | 0 | 0 | 0 | 0 | 0 | 0 | 0 | 0 | 0 | 0 | 0 | 0 | 0 | 1 | 0 | 0 | 0 | 0 | 0 | 0 | 1 | 0 | 0 | 0 | 0 | 0 | 0 | 0 | 0 | 0 | 0 | 0 | 0 | 0 | 0 | 0 | 0 | 0 | 0 | 0 | 0 | 0 | 0 | 0 | 0 | 0 | 0 | 0 | 0 | 0 | 0 | 0 | 0 | 0 | 0 | 0 | 0 | 0 | 1 |  | 0 | 0 | 0 | 0 | 0 | 0 | 0 | 0 | 0 | 0 | 0 | 0 | 0 | 0 | 0 | 0 | 0 | 0 | 0 | 0 | 0 | 0 | 0 | 0 | 0 | 0 | 0 | 0 | 0 | 0 | 1 | 0 | 0 | 0 | 0 | 0 | -1184.5215 | 933.1939 | 4193.782 | Tesla-Bellota 230 kV line | Tesla-Bellota 230 kV line | Tesla-Bellota 230 kV line |  | 0 | 1 | 0 | 0 | 0 | 0 | -884.5215 | 1233.1939 | 4193.782 | Tesla-Bellota 230 kV line | Tesla-Bellota 230 kV line | Tesla-Bellota 230 kV line |  | 5 | 4 | YES | 4 | 1 | 1 | NO | 1
PG&E GBA | Monta Vista | 60 | 0 | 0 | 0 | 0 | 0 | 0 | 0 | 0 | 0 | 0 | 0 | 0 | 0 | 0 | 0 | 0 | 0 | 0 | 0 | 0 | 0 | 0 | 0 | 0 | 0 | 0 | 0 | 0 | 0 | 0 | 0 | 0 | 0 | 0 | 0 | 0 | 0 | 0 | 0 | 0 | 0 | 0 | 0 | 0 | 0 | 0 | 0 | 0 | 0 | 0 | 0 | 0 | 1 | 0 | 0 | 0 | 0 | 0 | 0 | 1 | 0 | 0 | 0 | 0 | 0 | 0 | 0 | 0 | 0 | 0 | 0 | 0 | 0 | 0 | 0 | 0 | 0 | 0 | 0 | 0 | 0 | 0 | 0 | 0 | 0 | 0 | 0 | 0 | 0 | 0 | 0 | 0 | 0 | 0 | 0 | 0 | 1 | 1 |  | 0 | 0 | 0 | 0 | 0 | 0 | 0 | 0 | 0 | 0 | 0 | 0 | 0 | 0 | 0 | 0 | 0 | 0 | 0 | 0 | 0 | 0 | 0 | 0 | 0 | 0 | 0 | 0 | 0 | 0 | 1 | 0 | 0 | 0 | 0 | 0 | -1184.5215 | 933.1939 | 4193.782 | Tesla-Bellota 230 kV line | Tesla-Bellota 230 kV line | Tesla-Bellota 230 kV line |  | 0 | 1 | 0 | 0 | 0 | 0 | -884.5215 | 1037.76 | 4193.782 | Tesla-Bellota 230 kV line | NEW-Metcalf-Mosslanding 500kV | Tesla-Bellota 230 kV line |  | 5 | 4 | YES | 4 | 1 | 1 | NO | 1
PG&E NGBA | Monticello | 115 | 0 | 0 | 0 | 0 | 0 | 0 | 0 | 0 | 0 | 0 | 0 | 0 | 0 | 0 | 0 | 0 | 0 | 0 | 0 | 0 | 0 | 0 | 0 | 0 | 0 | 0 | 0 | 0 | 0 | 0 | 0 | 0 | 0 | 0 | 0 | 0 | 0 | 0 | 0 | 1 | 0 | 1 | 0 | 0 | 0 | 0 | 0 | 0 | 0 | 0 | 0 | 1 | 1 | 1 | 1 | 1 | 0 | 0 | 0 | 0 | 0 | 0 | 0 | 0 | 0 | 1 | 1 | 0 | 0 | 0 | 0 | 0 | 0 | 0 | 0 | 0 | 0 | 0 | 0 | 0 | 0 | 0 | 0 | 0 | 0 | 0 | 0 | 0 | 0 | 0 | 0 | 0 | 0 | 0 | 0 | 0 | 0 | 2 |  | 0 | 0 | 0 | 0 | 0 | 0 | 0 | 0 | 0 | 0 | 0 | 0 | 0 | 0 | 0 | 0 | 0 | 0 | 0 | 0 | 0 | 0 | 0 | 0 | 0 | 0 | 0 | 0 | 0 | 0 | 2 | 0 | 2 | 0 | 0 | 0 | -866.325 | -217.477 | 718.102 | Windmaster-Delta pumps 230 kV line | Birds Landing-Contra Costa 230kV Line | Birds Landing-Contra Costa 230kV Line |  | 0 | 0 | 0 | 0 | 0 | 0 | 1.495 | 678.723 | 718.102 | Collinsville-Tesla 500 kV Line | Contra Costa- Windmaster 230 kV line | Birds Landing-Contra Costa 230kV Line |  | 5 | 1 | YES | 2 | 1 | 1 | NO | 1
SCE Northern | Moorpark | 230 | 0 | 0 | 1 | 0 | 1 | 0 | 0 | 0 | 0 | 0 | 0 | 0 | 0 | 0 | 0 | 0 | 0 | 0 | 0 | 0 | 0 | 0 | 0 | 0 | 1 | 0 | 0 | 0 | 0 | 0 | 0 | 0 | 0 | 0 | 0 | 0 | 0 | 0 | 0 | 0 | 0 | 0 | 0 | 0 | 0 | 0 | 0 | 0 | 0 | 0 | 0 | 0 | 0 | 0 | 0 | 0 | 0 | 0 | 0 | 0 | 0 | 0 | 0 | 0 | 0 | 0 | 0 | 0 | 0 | 0 | 0 | 0 | 0 | 0 | 0 | 0 | 0 | 0 | 0 | 0 | 0 | 0 | 0 | 0 | 0 | 0 | 0 | 0 | 0 | 0 | 0 | 0 | 0 | 0 | 0 | 0 | 0 | 0 |  | 0 | 0 | 0 | 0 | 0 | 0 | 0 | 0 | 0 | 0 | 0 | 0 | 0 | 0 | 0 | 0 | 0 | 0 | 0 | 0 | 0 | 0 | 0 | 0 | 0 | 0 | 350 | 150 | 0 | 1 | 1 | 0 | 1 | 0 | 0 | 0 | -3041.755 | -297.01 | 3343.045 | Lugo - Victorville area constraint | Lugo - Victorville area constraint | Lugo - Victorville area constraint |  | 0 | 0 | 0 | 0 | 0 | 0 | 87 | 519.5 | 3390.5 | Moorpark-Pardee Constraint | Moorpark-Pardee Constraint | Moorpark-Pardee Constraint |  | 5 | 1 | YES | 2 | 1 | 1 | NO | 1
SCE Northern | Moorpark | 66 | 0 | 0 | 1 | 0 | 1 | 0 | 0 | 0 | 0 | 0 | 0 | 0 | 0 | 0 | 0 | 0 | 0 | 0 | 0 | 0 | 0 | 0 | 0 | 0 | 1 | 0 | 0 | 0 | 0 | 0 | 0 | 0 | 0 | 0 | 0 | 0 | 0 | 0 | 0 | 0 | 0 | 0 | 0 | 0 | 0 | 0 | 0 | 0 | 0 | 0 | 0 | 0 | 0 | 0 | 0 | 0 | 0 | 0 | 0 | 0 | 0 | 0 | 0 | 0 | 0 | 0 | 0 | 0 | 0 | 0 | 0 | 0 | 0 | 0 | 0 | 0 | 0 | 0 | 0 | 0 | 0 | 0 | 0 | 0 | 0 | 0 | 0 | 0 | 0 | 0 | 0 | 0 | 0 | 0 | 0 | 0 | 0 | 0 |  | 0 | 0 | 0 | 0 | 0 | 0 | 0 | 0 | 0 | 0 | 0 | 0 | 0 | 0 | 0 | 0 | 0 | 0 | 0 | 0 | 0 | 0 | 0 | 0 | 0 | 0 | 0 | 0 | 0 | 0 | 1 | 0 | 1 | 0 | 0 | 0 | -3041.755 | -297.01 | 3343.045 | Lugo - Victorville area constraint | Lugo - Victorville area constraint | Lugo - Victorville area constraint |  | 0 | 0 | 0 | 0 | 0 | 0 | 87 | 519.5 | 3390.5 | Moorpark-Pardee Constraint | Moorpark-Pardee Constraint | Moorpark-Pardee Constraint |  | 5 | 1 | YES | 2 | 1 | 1 | NO | 1
PG&E GBA | Moraga | 115 | 0 | 0 | 0 | 0 | 0 | 0 | 0 | 0 | 0 | 0 | 0 | 0 | 0 | 0 | 0 | 0 | 0 | 0 | 0 | 0 | 0 | 0 | 0 | 0 | 0 | 0 | 0 | 0 | 0 | 0 | 0 | 0 | 0 | 0 | 0 | 0 | 0 | 0 | 0 | 1 | 0 | 0 | 0 | 0 | 0 | 0 | 0 | 0 | 0 | 0 | 0 | 0 | 1 | 0 | 0 | 1 | 0 | 0 | 0 | 0 | 0 | 0 | 0 | 0 | 0 | 0 | 0 | 0 | 0 | 0 | 0 | 0 | 0 | 0 | 0 | 0 | 0 | 0 | 0 | 0 | 0 | 0 | 0 | 0 | 0 | 0 | 0 | 0 | 0 | 0 | 0 | 0 | 0 | 0 | 0 | 0 | 0 | 1 |  | 0 | 0 | 0 | 0 | 0 | 0 | 0 | 0 | 0 | 0 | 0 | 0 | 0 | 0 | 0 | 0 | 0 | 0 | 0 | 0 | 0 | 0 | 0 | 0 | 0 | 0 | 0 | 0 | 0 | 0 | 0 | 0 | 0 | 0 | 0 | 0 | 1.495 | 1408.886 | 5254.388 | Collinsville-Tesla 500 kV Line | Collinsville-Tesla 500 kV Line | Sobrante-Moraga 230 kV line |  | 0 | 0 | 0 | 0 | 0 | 0 | 1.495 | 1408.886 | 5254.388 | Collinsville-Tesla 500 kV Line | Collinsville-Tesla 500 kV Line | Sobrante-Moraga 230 kV line |  | 1 | 1 | NO | 1 | 1 | 1 | NO | 1
PG&E GBA | Moraga | 230 | 0 | 0 | 0 | 0 | 0 | 0 | 0 | 0 | 0 | 0 | 0 | 0 | 0 | 0 | 0 | 0 | 0 | 0 | 0 | 0 | 0 | 0 | 0 | 0 | 0 | 0 | 0 | 0 | 0 | 0 | 0 | 0 | 0 | 0 | 0 | 0 | 0 | 0 | 0 | 1 | 0 | 0 | 0 | 0 | 0 | 0 | 0 | 0 | 0 | 0 | 0 | 0 | 1 | 1 | 1 | 1 | 0 | 0 | 0 | 1 | 0 | 1 | 0 | 0 | 0 | 1 | 0 | 0 | 0 | 0 | 0 | 0 | 0 | 0 | 0 | 0 | 0 | 0 | 0 | 0 | 0 | 0 | 0 | 0 | 0 | 0 | 0 | 0 | 0 | 0 | 0 | 0 | 0 | 0 | 0 | 0 | 0 | 1 |  | 0 | 0 | 0 | 0 | 0 | 0 | 0 | 0 | 0 | 0 | 0 | 0 | 0 | 0 | 0 | 0 | 0 | 0 | 0 | 0 | 0 | 0 | 0 | 0 | 0 | 0 | 0 | 0 | 0 | 0 | 2 | 0 | 1 | 0 | 0 | 0 | -1184.5215 | -200.809 | 1214.56 | Tesla-Bellota 230 kV line | Windmaster-Delta pumps 230 kV line | Grant - Eastshore #2 line 115 kV |  | 0 | 1 | 0 | 0 | 0 | 0 | -884.5215 | 678.723 | 1214.56 | Tesla-Bellota 230 kV line | Contra Costa- Windmaster 230 kV line | Grant - Eastshore #2 line 115 kV |  | 5 | 4 | YES | 4 | 1 | 1 | NO | 1
PG&E GBA | Morgan Hill | 115 | 0 | 0 | 0 | 0 | 0 | 0 | 0 | 0 | 0 | 0 | 0 | 0 | 0 | 0 | 0 | 0 | 0 | 0 | 0 | 0 | 0 | 0 | 0 | 0 | 0 | 0 | 0 | 0 | 0 | 0 | 0 | 0 | 0 | 0 | 0 | 0 | 0 | 0 | 0 | 0 | 0 | 0 | 0 | 0 | 0 | 0 | 0 | 0 | 0 | 0 | 0 | 0 | 1 | 0 | 0 | 1 | 0 | 0 | 0 | 1 | 0 | 0 | 0 | 0 | 1 | 0 | 0 | 0 | 0 | 0 | 0 | 0 | 0 | 0 | 0 | 0 | 0 | 0 | 0 | 0 | 0 | 0 | 0 | 0 | 0 | 0 | 0 | 0 | 0 | 0 | 0 | 0 | 0 | 0 | 0 | 0 | 0 | 1 |  | 0 | 0 | 0 | 0 | 0 | 0 | 0 | 0 | 0 | 0 | 0 | 0 | 0 | 0 | 0 | 0 | 0 | 0 | 0 | 0 | 0 | 0 | 0 | 0 | 0 | 0 | 0 | 0 | 0 | 0 | 1 | 0 | 0 | 0 | 0 | 0 | -1184.5215 | 346.16 | 296.38 | Tesla-Bellota 230 kV line | Morganhill-Metcalf 115kV Line | Morganhill-Metcalf 115kV Line |  | 0 | 1 | 0 | 0 | 0 | 0 | -884.5215 | 346.16 | 296.38 | Tesla-Bellota 230 kV line | Morganhill-Metcalf 115kV Line | Morganhill-Metcalf 115kV Line |  | 5 | 4 | YES | 4 | 1 | 1 | NO | 1
PG&E KERN | Morro Bay | 115 | 0 | 0 | 0 | 0 | 0 | 0 | 0 | 0 | 0 | 0 | 0 | 0 | 0 | 0 | 0 | 0 | 0 | 0 | 0 | 0 | 0 | 0 | 0 | 0 | 0 | 0 | 0 | 0 | 0 | 0 | 0 | 0 | 0 | 0 | 0 | 0 | 0 | 0 | 0 | 0 | 0 | 0 | 0 | 0 | 0 | 0 | 0 | 0 | 0 | 0 | 0 | 0 | 0 | 0 | 0 | 0 | 0 | 0 | 0 | 0 | 0 | 0 | 0 | 0 | 0 | 0 | 0 | 1 | 1 | 0 | 0 | 0 | 0 | 0 | 0 | 0 | 0 | 0 | 0 | 1 | 0 | 0 | 0 | 0 | 0 | 1 | 0 | 0 | 0 | 0 | 0 | 0 | 0 | 0 | 0 | 1 | 0 | 1 |  | 0 | 0 | 0 | 0 | 0 | 0 | 0 | 0 | 0 | 0 | 0 | 0 | 0 | 0 | 0 | 0 | 0 | 0 | 0 | 0 | 0 | 0 | 0 | 0 | 0 | 0 | 0 | 0 | 0 | 0 | 2 | 0 | 1 | 0 | 1 | 0 | -77.985 | -266.9883 | -59.825 | Cal Flat-Gates 230 kV line | Cal Flat-Gates 230 kV line | Cal Flat-Gates 230 kV line |  | 1 | 0 | 0 | 0 | 0 | 0 | -9.103 | 211.6707 | 170.175 | Gates 500/230kV TB #11 | Gates 500/230kV TB #11 | Cal Flat-Gates 230 kV line |  | 5 | 5 | NO | 5 | 5 | 1 | YES | 2
PG&E KERN | Morro Bay | 230 | 0 | 0 | 0 | 0 | 0 | 0 | 0 | 0 | 0 | 0 | 0 | 0 | 0 | 0 | 0 | 0 | 0 | 0 | 0 | 0 | 0 | 0 | 0 | 0 | 0 | 0 | 0 | 0 | 0 | 0 | 0 | 0 | 0 | 0 | 0 | 0 | 0 | 0 | 0 | 0 | 0 | 0 | 0 | 0 | 0 | 0 | 0 | 0 | 0 | 0 | 0 | 0 | 0 | 0 | 0 | 0 | 0 | 0 | 0 | 0 | 0 | 0 | 0 | 0 | 0 | 0 | 0 | 1 | 0 | 0 | 0 | 0 | 0 | 0 | 0 | 0 | 0 | 0 | 1 | 1 | 0 | 0 | 0 | 0 | 0 | 0 | 0 | 0 | 0 | 0 | 0 | 0 | 0 | 0 | 1 | 1 | 0 | 0 |  | 0 | 0 | 0 | 0 | 0 | 0 | 0 | 0 | 0 | 0 | 0 | 0 | 0 | 0 | 0 | 0 | 0 | 0 | 0 | 0 | 0 | 0 | 0 | 0 | 0 | 0 | 0 | 0 | 0 | 0 | 3 | 0 | 1 | 0 | 2 | 1 | -827.515 | -266.9883 | -1162.3269 | Mustang-Henrietta 230 kV line | Cal Flat-Gates 230 kV line | Mustang-Henrietta 230 kV line |  | 1 | 0 | 0 | 0 | 1 | 1 | -9.103 | 211.6707 | -1162.3269 | Gates 500/230kV TB #11 | Gates 500/230kV TB #11 | Mustang-Henrietta 230 kV line |  | 5 | 5 | NO | 5 | 5 | 5 | NO | 5
PG&E KERN | Morro Bay | 500 | 0 | 0 | 0 | 0 | 0 | 0 | 0 | 0 | 0 | 0 | 0 | 0 | 0 | 0 | 0 | 0 | 0 | 0 | 0 | 0 | 0 | 0 | 0 | 0 | 0 | 0 | 0 | 0 | 0 | 0 | 0 | 0 | 0 | 0 | 0 | 0 | 0 | 0 | 0 | 0 | 0 | 0 | 0 | 0 | 0 | 0 | 0 | 0 | 0 | 0 | 0 | 0 | 0 | 0 | 0 | 0 | 0 | 0 | 0 | 0 | 0 | 0 | 0 | 0 | 0 | 0 | 0 | 0 | 0 | 0 | 0 | 0 | 0 | 0 | 0 | 0 | 0 | 0 | 0 | 0 | 0 | 0 | 0 | 0 | 0 | 0 | 0 | 0 | 0 | 0 | 0 | 0 | 0 | 1 | 1 | 0 | 0 | 0 |  | 0 | 0 | 0 | 0 | 0 | 0 | 0 | 0 | 0 | 0 | 0 | 0 | 0 | 0 | 0 | 0 | 0 | 0 | 0 | 0 | 0 | 0 | 0 | 0 | 0 | 0 | 0 | 0 | 0 | 0 | 1 | 0 | 0 | 0 | 0 | 1 | -827.515 | 264.1697 | -1162.3269 | Mustang-Henrietta 230 kV line | Mustang-Henrietta 230 kV line | Mustang-Henrietta 230 kV line |  | 0 | 0 | 0 | 0 | 0 | 1 | 1651.485 | 2743.1697 | -1162.3269 | Mustang-Henrietta 230 kV line | Mustang-Henrietta 230 kV line | Mustang-Henrietta 230 kV line |  | 5 | 1 | YES | 2 | 4 | 4 | NO | 4
PG&E GBA | Moss Landing | 115 | 0 | 0 | 0 | 0 | 0 | 0 | 0 | 0 | 0 | 0 | 0 | 0 | 0 | 0 | 0 | 0 | 0 | 0 | 0 | 0 | 0 | 0 | 0 | 0 | 0 | 0 | 0 | 0 | 0 | 0 | 0 | 0 | 0 | 0 | 0 | 0 | 0 | 0 | 0 | 0 | 0 | 0 | 0 | 0 | 0 | 0 | 0 | 0 | 0 | 0 | 0 | 0 | 0 | 0 | 0 | 1 | 0 | 0 | 0 | 1 | 0 | 0 | 0 | 0 | 1 | 0 | 0 | 0 | 0 | 0 | 0 | 0 | 0 | 0 | 0 | 0 | 0 | 0 | 0 | 0 | 0 | 0 | 0 | 0 | 0 | 0 | 0 | 0 | 0 | 0 | 0 | 0 | 0 | 0 | 0 | 0 | 1 | 0 |  | 0 | 0 | 0 | 0 | 0 | 0 | 0 | 0 | 0 | 0 | 0 | 0 | 0 | 0 | 0 | 0 | 0 | 0 | 0 | 0 | 0 | 0 | 0 | 0 | 0 | 0 | 0 | 0 | 0 | 0 | 1 | 0 | 0 | 0 | 0 | 0 | -1184.5215 | 346.16 | 296.38 | Tesla-Bellota 230 kV line | Morganhill-Metcalf 115kV Line | Morganhill-Metcalf 115kV Line |  | 0 | 1 | 0 | 0 | 0 | 0 | -884.5215 | 346.16 | 296.38 | Tesla-Bellota 230 kV line | Morganhill-Metcalf 115kV Line | Morganhill-Metcalf 115kV Line |  | 5 | 4 | YES | 4 | 1 | 1 | NO | 1
PG&E GBA | Moss Landing | 230 | 0 | 0 | 0 | 0 | 0 | 0 | 0 | 0 | 0 | 0 | 0 | 0 | 0 | 0 | 0 | 0 | 0 | 0 | 0 | 0 | 0 | 0 | 0 | 0 | 0 | 0 | 0 | 0 | 0 | 0 | 0 | 0 | 0 | 0 | 0 | 0 | 0 | 0 | 0 | 0 | 0 | 0 | 0 | 0 | 0 | 0 | 0 | 0 | 0 | 0 | 0 | 0 | 0 | 0 | 0 | 1 | 0 | 0 | 0 | 1 | 0 | 0 | 0 | 0 | 1 | 0 | 0 | 0 | 0 | 0 | 0 | 0 | 0 | 0 | 0 | 0 | 0 | 0 | 0 | 0 | 0 | 0 | 0 | 0 | 0 | 0 | 0 | 0 | 0 | 0 | 0 | 0 | 0 | 0 | 0 | 0 | 1 | 0 |  | 0 | 0 | 0 | 0 | 0 | 0 | 0 | 0 | 0 | 0 | 0 | 0 | 0 | 0 | 0 | 0 | 0 | 0 | 0 | 0 | 0 | 0 | 0 | 0 | 0 | 0 | 0 | 0 | 0 | 0 | 1 | 0 | 0 | 0 | 0 | 0 | -1184.5215 | 346.16 | 296.38 | Tesla-Bellota 230 kV line | Morganhill-Metcalf 115kV Line | Morganhill-Metcalf 115kV Line |  | 0 | 1 | 0 | 0 | 0 | 0 | -884.5215 | 346.16 | 296.38 | Tesla-Bellota 230 kV line | Morganhill-Metcalf 115kV Line | Morganhill-Metcalf 115kV Line |  | 5 | 4 | YES | 4 | 1 | 1 | NO | 1
PG&E GBA | Moss Landing | 500 | 0 | 0 | 0 | 0 | 0 | 0 | 0 | 0 | 0 | 0 | 0 | 0 | 0 | 0 | 0 | 0 | 0 | 0 | 0 | 0 | 0 | 0 | 0 | 0 | 0 | 0 | 0 | 0 | 0 | 0 | 0 | 0 | 0 | 0 | 0 | 0 | 0 | 0 | 0 | 1 | 0 | 0 | 0 | 0 | 0 | 0 | 0 | 0 | 0 | 0 | 0 | 0 | 0 | 0 | 0 | 1 | 0 | 0 | 0 | 1 | 0 | 0 | 0 | 0 | 0 | 0 | 0 | 0 | 0 | 0 | 0 | 0 | 0 | 0 | 0 | 0 | 0 | 0 | 0 | 0 | 0 | 0 | 0 | 0 | 0 | 0 | 0 | 0 | 0 | 0 | 0 | 0 | 0 | 0 | 0 | 0 | 1 | 0 |  | 0 | 0 | 0 | 0 | 0 | 0 | 0 | 0 | 0 | 0 | 0 | 0 | 0 | 0 | 0 | 0 | 0 | 0 | 0 | 0 | 0 | 0 | 0 | 0 | 0 | 0 | 0 | 400 | 0 | 1 | 1 | 0 | 0 | 0 | 0 | 0 | -1184.5215 | 933.1939 | 4193.782 | Tesla-Bellota 230 kV line | Tesla-Bellota 230 kV line | Tesla-Bellota 230 kV line |  | 0 | 1 | 0 | 0 | 0 | 0 | -884.5215 | 1037.76 | 4193.782 | Tesla-Bellota 230 kV line | NEW-Metcalf-Mosslanding 500kV | Tesla-Bellota 230 kV line |  | 5 | 4 | YES | 4 | 1 | 1 | NO | 1
EOP | Mountain Pass | 115 | 0 | 0 | 0 | 0 | 0 | 0 | 0 | 0 | 0 | 0 | 0 | 0 | 0 | 0 | 0 | 0 | 0 | 0 | 0 | 0 | 0 | 0 | 0 | 1 | 1 | 0 | 0 | 0 | 0 | 0 | 0 | 0 | 0 | 0 | 0 | 0 | 0 | 0 | 0 | 0 | 0 | 0 | 0 | 0 | 0 | 0 | 0 | 0 | 0 | 0 | 0 | 0 | 0 | 0 | 0 | 0 | 0 | 0 | 0 | 0 | 0 | 0 | 0 | 0 | 0 | 0 | 0 | 0 | 0 | 0 | 0 | 0 | 0 | 0 | 0 | 0 | 0 | 0 | 0 | 0 | 0 | 0 | 0 | 0 | 0 | 0 | 0 | 0 | 0 | 0 | 0 | 0 | 0 | 0 | 0 | 0 | 0 | 1 |  | 0 | 0 | 0 | 0 | 0 | 0 | 0 | 0 | 0 | 0 | 0 | 0 | 0 | 0 | 0 | 0 | 0 | 0 | 0 | 0 | 0 | 0 | 0 | 0 | 0 | 0 | 0 | 0 | 0 | 0 | 1 | 1 | 1 | 0 | 0 | 0 | -3041.755 | -297.01 | 1059.66 | Lugo - Victorville area constraint | Lugo - Victorville area constraint | Sloan Canyon - Eldorado 500 kV constraint |  | 0 | 1 | 0 | 0 | 0 | 0 | -362.03 | 49.37 | 1059.66 | Sloan Canyon - Eldorado 500 kV constraint | Sloan Canyon - Eldorado 500 kV constraint | Sloan Canyon - Eldorado 500 kV constraint |  | 5 | 4 | YES | 4 | 1 | 1 | NO | 1
PG&E GBA | Mountain View | 115 | 0 | 0 | 0 | 0 | 0 | 0 | 0 | 0 | 0 | 0 | 0 | 0 | 0 | 0 | 0 | 0 | 0 | 0 | 0 | 0 | 0 | 0 | 0 | 0 | 0 | 0 | 0 | 0 | 0 | 0 | 0 | 0 | 0 | 0 | 0 | 0 | 0 | 0 | 0 | 0 | 0 | 0 | 0 | 0 | 0 | 0 | 0 | 0 | 0 | 0 | 0 | 0 | 1 | 0 | 0 | 1 | 0 | 0 | 0 | 0 | 0 | 0 | 0 | 0 | 0 | 0 | 0 | 0 | 0 | 0 | 0 | 0 | 0 | 0 | 0 | 0 | 0 | 0 | 0 | 0 | 0 | 0 | 0 | 0 | 0 | 0 | 0 | 0 | 0 | 0 | 0 | 0 | 0 | 0 | 0 | 0 | 1 | 1 |  | 0 | 0 | 0 | 0 | 0 | 0 | 0 | 0 | 0 | 0 | 0 | 0 | 0 | 0 | 0 | 0 | 0 | 0 | 0 | 0 | 0 | 0 | 0 | 0 | 0 | 0 | 0 | 0 | 0 | 0 | 0 | 0 | 0 | 0 | 0 | 0 | 176.2535 | 1037.76 | 5254.388 | Tesla-Tracy-Pump 230 kV line #2 | NEW-Metcalf-Mosslanding 500kV | Sobrante-Moraga 230 kV line |  | 0 | 0 | 0 | 0 | 0 | 0 | 176.2535 | 1037.76 | 5254.388 | Tesla-Tracy-Pump 230 kV line #2 | NEW-Metcalf-Mosslanding 500kV | Sobrante-Moraga 230 kV line |  | 1 | 1 | NO | 1 | 1 | 1 | NO | 1
PG&E GBA | Mt Eden | 115 | 0 | 0 | 0 | 0 | 0 | 0 | 0 | 0 | 0 | 0 | 0 | 0 | 0 | 0 | 0 | 0 | 0 | 0 | 0 | 0 | 0 | 0 | 0 | 0 | 0 | 0 | 0 | 0 | 0 | 0 | 0 | 0 | 0 | 0 | 0 | 0 | 0 | 0 | 0 | 1 | 0 | 0 | 0 | 0 | 0 | 0 | 0 | 0 | 0 | 0 | 0 | 0 | 1 | 0 | 0 | 0 | 0 | 0 | 0 | 0 | 0 | 0 | 0 | 0 | 0 | 0 | 0 | 0 | 0 | 0 | 0 | 0 | 0 | 0 | 0 | 0 | 0 | 0 | 0 | 0 | 0 | 0 | 0 | 0 | 0 | 0 | 0 | 0 | 0 | 0 | 0 | 0 | 0 | 0 | 0 | 0 | 0 | 1 |  | 0 | 0 | 0 | 0 | 0 | 0 | 0 | 0 | 0 | 0 | 0 | 0 | 0 | 0 | 0 | 0 | 0 | 0 | 0 | 0 | 0 | 0 | 0 | 0 | 0 | 0 | 0 | 0 | 0 | 0 | 0 | 0 | 0 | 0 | 0 | 0 | 1.495 | 1408.886 | 5254.388 | Collinsville-Tesla 500 kV Line | Collinsville-Tesla 500 kV Line | Sobrante-Moraga 230 kV line |  | 0 | 0 | 0 | 0 | 0 | 0 | 1.495 | 1408.886 | 5254.388 | Collinsville-Tesla 500 kV Line | Collinsville-Tesla 500 kV Line | Sobrante-Moraga 230 kV line |  | 1 | 1 | NO | 1 | 1 | 1 | NO | 1
PG&E KERN | Mt Poso | 115 | 0 | 0 | 0 | 0 | 0 | 0 | 0 | 0 | 0 | 0 | 0 | 0 | 0 | 0 | 0 | 0 | 0 | 0 | 0 | 0 | 0 | 0 | 0 | 0 | 0 | 0 | 0 | 0 | 0 | 0 | 0 | 0 | 0 | 0 | 0 | 0 | 0 | 0 | 0 | 0 | 0 | 0 | 0 | 0 | 0 | 0 | 0 | 0 | 0 | 0 | 0 | 0 | 0 | 0 | 0 | 0 | 0 | 0 | 0 | 0 | 0 | 0 | 0 | 0 | 0 | 0 | 0 | 1 | 1 | 0 | 0 | 0 | 0 | 0 | 0 | 1 | 0 | 0 | 0 | 1 | 0 | 0 | 0 | 0 | 0 | 0 | 0 | 0 | 0 | 0 | 0 | 0 | 0 | 0 | 0 | 0 | 0 | 0 |  | 0 | 0 | 0 | 0 | 0 | 0 | 0 | 0 | 0 | 0 | 0 | 0 | 0 | 0 | 0 | 0 | 0 | 0 | 0 | 0 | 0 | 0 | 0 | 0 | 0 | 0 | 0 | 0 | 0 | 0 | 2 | 0 | 1 | 0 | 1 | 0 | -77.985 | -266.9883 | -59.825 | Cal Flat-Gates 230 kV line | Cal Flat-Gates 230 kV line | Cal Flat-Gates 230 kV line |  | 1 | 0 | 0 | 0 | 0 | 0 | -9.103 | 193.6 | 170.175 | Gates 500/230kV TB #11 | Semitropic-Midway 115kV Line | Cal Flat-Gates 230 kV line |  | 5 | 5 | NO | 5 | 5 | 1 | YES | 2
SDGE | Murray | 69 | 0 | 0 | 0 | 0 | 0 | 0 | 0 | 0 | 0 | 0 | 0 | 0 | 0 | 0 | 0 | 0 | 0 | 0 | 0 | 0 | 0 | 0 | 0 | 0 | 0 | 0 | 0 | 0 | 0 | 0 | 1 | 0 | 1 | 0 | 0 | 0 | 0 | 0 | 0 | 0 | 0 | 0 | 0 | 0 | 0 | 0 | 0 | 0 | 0 | 0 | 0 | 0 | 0 | 0 | 0 | 0 | 0 | 0 | 0 | 0 | 0 | 0 | 0 | 0 | 0 | 0 | 0 | 0 | 0 | 0 | 0 | 0 | 0 | 0 | 0 | 0 | 0 | 0 | 0 | 0 | 0 | 0 | 0 | 0 | 0 | 0 | 0 | 0 | 0 | 0 | 0 | 0 | 0 | 0 | 0 | 0 | 0 | 2 |  | 0 | 0 | 0 | 0 | 0 | 0 | 0 | 0 | 0 | 0 | 0 | 0 | 0 | 0 | 0 | 0 | 0 | 0 | 0 | 0 | 0 | 0 | 0 | 0 | 0 | 0 | 9 | 0 | 0 | 1 | 0 | 0 | 0 | 0 | 0 | 0 | 54.76 | 1329.48 | 7821.4994 | San Luis Rey-San Onofre 230 kV line constraint | San Luis Rey-San Onofre 230 kV line constraint | San Luis Rey-San Onofre 230 kV line constraint |  | 0 | 0 | 0 | 0 | 0 | 0 | 54.76 | 1329.48 | 7821.4994 | San Luis Rey-San Onofre 230 kV line constraint | San Luis Rey-San Onofre 230 kV line constraint | San Luis Rey-San Onofre 230 kV line constraint |  | 1 | 1 | NO | 1 | 1 | 1 | NO | 1
PG&E FRESNO | Mustang | 230 | 0 | 0 | 0 | 0 | 0 | 0 | 0 | 0 | 0 | 0 | 0 | 0 | 0 | 0 | 0 | 0 | 0 | 0 | 0 | 0 | 0 | 0 | 0 | 0 | 0 | 0 | 0 | 0 | 0 | 0 | 0 | 0 | 0 | 0 | 0 | 0 | 0 | 0 | 0 | 0 | 0 | 0 | 0 | 0 | 0 | 0 | 0 | 0 | 0 | 0 | 0 | 0 | 0 | 0 | 0 | 0 | 0 | 0 | 0 | 0 | 0 | 0 | 0 | 0 | 0 | 0 | 0 | 0 | 0 | 0 | 0 | 0 | 0 | 0 | 0 | 0 | 0 | 0 | 1 | 1 | 0 | 1 | 0 | 0 | 0 | 1 | 0 | 0 | 0 | 1 | 0 | 0 | 0 | 0 | 1 | 1 | 0 | 1 |  | 0 | 0 | 0 | 0 | 0 | 0 | 0 | 0 | 0 | -106.5 | 0 | 0 | 0 | 0 | 1 | 0 | 0 | 0 | 0 | 0 | 0 | 0 | 0 | 0 | 125 | 425 | 0 | 150 | 0 | 1 | 4 | 0 | 1 | 0 | 1 | 1 | -1662.7 | -1176 | -1162.3269 | Borden-Storey #1 230kV line | Borden-Storey #1 230kV line | Mustang-Henrietta 230 kV line |  | 2 | 1 | 0 | 0 | 1 | 1 | -415.7 | 71 | -1162.3269 | Borden-Storey #1 230kV line | Borden-Storey #1 230kV line | Mustang-Henrietta 230 kV line |  | 5 | 5 | NO | 5 | 5 | 5 | NO | 5
SCE Northern | Neenach | 66 | 1 | 0 | 1 | 0 | 0 | 0 | 0 | 1 | 0 | 0 | 0 | 0 | 0 | 0 | 0 | 0 | 0 | 0 | 0 | 0 | 0 | 0 | 0 | 0 | 0 | 0 | 0 | 0 | 0 | 0 | 0 | 0 | 0 | 0 | 0 | 0 | 0 | 0 | 0 | 0 | 0 | 0 | 0 | 0 | 0 | 0 | 0 | 0 | 0 | 0 | 0 | 0 | 0 | 0 | 0 | 0 | 0 | 0 | 0 | 0 | 0 | 0 | 0 | 0 | 0 | 0 | 0 | 0 | 0 | 0 | 0 | 0 | 0 | 0 | 0 | 0 | 0 | 0 | 0 | 0 | 0 | 0 | 0 | 0 | 0 | 0 | 0 | 0 | 0 | 0 | 0 | 0 | 0 | 0 | 0 | 0 | 0 | 0 |  | 0 | 0 | 0 | 0 | 0 | 0 | 0 | 0 | 0 | 0 | 0 | 0 | 0 | 0 | 0 | 0 | 0 | 0 | 0 | 0 | 0 | 0 | 0 | 0 | 0 | 0 | 0 | 0 | 0 | 0 | 0 | 0 | 0 | 0 | 0 | 0 | 0 | 0 | 0 | Antelope-Neenach Constraint | Antelope-Neenach Constraint | Antelope-Neenach Constraint |  | 0 | 0 | 0 | 0 | 0 | 0 | 0 | 0 | 0 | Antelope-Neenach Constraint | Antelope-Neenach Constraint | Antelope-Neenach Constraint |  | 1 | 1 | NO | 1 | 1 | 1 | NO | 1
PG&E KERN | New Sub - Gates - Midway (Proposed) | 230 | 0 | 0 | 0 | 0 | 0 | 0 | 0 | 0 | 0 | 0 | 0 | 0 | 0 | 0 | 0 | 0 | 0 | 0 | 0 | 0 | 0 | 0 | 0 | 0 | 0 | 0 | 0 | 0 | 0 | 0 | 0 | 0 | 0 | 0 | 0 | 0 | 0 | 0 | 0 | 0 | 0 | 0 | 0 | 0 | 0 | 0 | 0 | 0 | 0 | 0 | 0 | 0 | 0 | 0 | 0 | 0 | 0 | 0 | 0 | 0 | 0 | 0 | 0 | 0 | 0 | 0 | 0 | 0 | 0 | 0 | 0 | 0 | 0 | 0 | 0 | 0 | 0 | 0 | 1 | 1 | 0 | 0 | 0 | 0 | 0 | 0 | 0 | 0 | 0 | 0 | 0 | 0 | 0 | 0 | 1 | 0 | 0 | 0 |  | 0 | 0 | 0 | 0 | 0 | 0 | 0 | 0 | 0 | 0 | 0 | 0 | 0 | 0 | 0 | 0 | 0 | 0 | 0 | 0 | 0 | 0 | 0 | 0 | 300 | 840 | 238.5 | 200 | 0 | 1 | 2 | 0 | 0 | 0 | 1 | 1 | -827.515 | 211.6707 | -1162.3269 | Mustang-Henrietta 230 kV line | Gates 500/230kV TB #11 | Mustang-Henrietta 230 kV line |  | 1 | 0 | 0 | 0 | 1 | 1 | -9.103 | 211.6707 | -1162.3269 | Gates 500/230kV TB #11 | Gates 500/230kV TB #11 | Mustang-Henrietta 230 kV line |  | 5 | 5 | NO | 5 | 5 | 5 | NO | 5
PG&E KERN | New Sub - Gates - Templeton (Proposed) | 230 | 0 | 0 | 0 | 0 | 0 | 0 | 0 | 0 | 0 | 0 | 0 | 0 | 0 | 0 | 0 | 0 | 0 | 0 | 0 | 0 | 0 | 0 | 0 | 0 | 0 | 0 | 0 | 0 | 0 | 0 | 0 | 0 | 0 | 0 | 0 | 0 | 0 | 0 | 0 | 0 | 0 | 0 | 0 | 0 | 0 | 0 | 0 | 0 | 0 | 0 | 0 | 0 | 0 | 0 | 0 | 0 | 0 | 0 | 0 | 0 | 0 | 0 | 0 | 0 | 0 | 0 | 0 | 1 | 0 | 0 | 0 | 0 | 0 | 0 | 0 | 0 | 0 | 0 | 1 | 1 | 0 | 0 | 0 | 0 | 0 | 1 | 0 | 0 | 0 | 0 | 0 | 0 | 0 | 0 | 1 | 1 | 0 | 1 |  | 0 | 0 | 0 | 0 | 0 | 0 | 0 | 0 | 0 | 0 | 0 | 0 | 0 | 0 | 0 | 0 | 0 | 0 | 0 | 0 | 0 | 0 | 0 | 0 | 100 | 200 | 0 | 80 | 0 | 1 | 3 | 0 | 1 | 0 | 2 | 1 | -827.515 | -266.9883 | -1162.3269 | Mustang-Henrietta 230 kV line | Cal Flat-Gates 230 kV line | Mustang-Henrietta 230 kV line |  | 1 | 0 | 0 | 0 | 1 | 1 | -9.103 | 211.6707 | -1162.3269 | Gates 500/230kV TB #11 | Gates 500/230kV TB #11 | Mustang-Henrietta 230 kV line |  | 5 | 5 | NO | 5 | 5 | 5 | NO | 5
SCE NOL | New Sub - Kramer - Lugo (Proposed) | 230 | 0 | 0 | 0 | 0 | 0 | 0 | 0 | 0 | 0 | 0 | 0 | 1 | 1 | 1 | 0 | 0 | 0 | 0 | 0 | 0 | 0 | 0 | 0 | 0 | 0 | 0 | 0 | 0 | 0 | 0 | 0 | 0 | 0 | 0 | 0 | 0 | 0 | 0 | 0 | 0 | 0 | 0 | 0 | 0 | 0 | 0 | 0 | 0 | 0 | 0 | 0 | 0 | 0 | 0 | 0 | 0 | 0 | 0 | 0 | 0 | 0 | 0 | 0 | 0 | 0 | 0 | 0 | 0 | 0 | 0 | 0 | 0 | 0 | 0 | 0 | 0 | 0 | 0 | 0 | 0 | 0 | 0 | 0 | 0 | 0 | 0 | 0 | 0 | 0 | 0 | 0 | 0 | 0 | 0 | 0 | 0 | 0 | 3 |  | 0 | 0 | 0 | 0 | 0 | 0 | 0 | 0 | 0 | 0 | 0 | 0 | 0 | 0 | 0 | 0 | 0 | 0 | 0 | 0 | 0 | 0 | 0 | 0 | 0 | 0 | 0 | 0 | 0 | 0 | 0 | 2 | 0 | 2 | 0 | 0 | -0.23 | -8.3 | 880.3938 | South of Kramer Area Constraint | South of Kramer Area Constraint | South of Kramer Area Constraint |  | 0 | 2 | 0 | 2 | 0 | 0 | -0.23 | -8.3 | 880.3938 | South of Kramer Area Constraint | South of Kramer Area Constraint | South of Kramer Area Constraint |  | 3 | 3 | NO | 3 | 1 | 1 | NO | 1
PG&E FRESNO | New Sub - Los Banos - Midway (Proposed) | 500 | 0 | 0 | 0 | 0 | 0 | 0 | 0 | 0 | 0 | 0 | 0 | 0 | 0 | 0 | 0 | 0 | 0 | 0 | 0 | 0 | 0 | 0 | 0 | 0 | 0 | 0 | 0 | 0 | 0 | 0 | 0 | 0 | 0 | 0 | 0 | 0 | 0 | 0 | 0 | 0 | 0 | 0 | 0 | 0 | 0 | 0 | 0 | 0 | 0 | 0 | 0 | 0 | 0 | 0 | 0 | 0 | 0 | 0 | 0 | 0 | 0 | 0 | 0 | 0 | 0 | 0 | 0 | 0 | 0 | 0 | 0 | 0 | 0 | 0 | 0 | 0 | 0 | 0 | 0 | 0 | 0 | 0 | 0 | 0 | 0 | 0 | 0 | 0 | 0 | 0 | 0 | 0 | 0 | 0 | 1 | 0 | 0 | 0 |  | 0 | 0 | 0 | 0 | 0 | 0 | 0 | 0 | 0 | 0 | 0 | 0 | 0 | 0 | 0 | 0 | 0 | 0 | 0 | 0 | 0 | 0 | 0 | 0 | 250 | 450 | 0 | 175 | 0 | 1 | 1 | 0 | 0 | 0 | 0 | 1 | -827.515 | 264.1697 | -1162.3269 | Mustang-Henrietta 230 kV line | Mustang-Henrietta 230 kV line | Mustang-Henrietta 230 kV line |  | 0 | 0 | 0 | 0 | 0 | 1 | 1651.485 | 2743.1697 | -1162.3269 | Mustang-Henrietta 230 kV line | Mustang-Henrietta 230 kV line | Mustang-Henrietta 230 kV line |  | 5 | 1 | YES | 2 | 4 | 4 | NO | 4
SCE NOL | New Sub - Lugo - Pisgah (Proposed) | 230 | 0 | 0 | 0 | 0 | 0 | 0 | 0 | 0 | 0 | 0 | 0 | 0 | 0 | 1 | 1 | 0 | 0 | 0 | 0 | 0 | 0 | 0 | 0 | 0 | 0 | 0 | 0 | 0 | 0 | 0 | 0 | 0 | 0 | 0 | 0 | 0 | 0 | 0 | 0 | 0 | 0 | 0 | 0 | 0 | 0 | 0 | 0 | 0 | 0 | 0 | 0 | 0 | 0 | 0 | 0 | 0 | 0 | 0 | 0 | 0 | 0 | 0 | 0 | 0 | 0 | 0 | 0 | 0 | 0 | 0 | 0 | 0 | 0 | 0 | 0 | 0 | 0 | 0 | 0 | 0 | 0 | 0 | 0 | 0 | 0 | 0 | 0 | 0 | 0 | 0 | 0 | 0 | 0 | 0 | 0 | 0 | 0 | 1 |  | 0 | 0 | 0 | 0 | 0 | 0 | 0 | 0 | 0 | 0 | 0 | 0 | 0 | 0 | 0 | 0 | 0 | 150 | 0 | 0 | 0 | 0 | 0 | 0 | 0 | 0 | 0 | 0 | 0 | 1 | 1 | 0 | 1 | 0 | 0 | 1 | -179.7 | -327.75 | -56.53 | Calcite to Lugo Area Constraint | Calcite to Lugo Area Constraint | Calcite to Lugo Area Constraint |  | 0 | 0 | 0 | 0 | 0 | 1 | 232.94 | 1.45 | -56.53 | Lugo Transformer Area Constraint | Lugo Transformer Area Constraint | Calcite to Lugo Area Constraint |  | 5 | 1 | YES | 2 | 3 | 3 | NO | 3
PG&E KERN | New Sub - Midway - Wheeler Ridge (Proposed) | 230 | 0 | 0 | 0 | 0 | 0 | 0 | 0 | 0 | 0 | 0 | 0 | 0 | 0 | 0 | 0 | 0 | 0 | 0 | 0 | 0 | 0 | 0 | 0 | 0 | 0 | 0 | 0 | 0 | 0 | 0 | 0 | 0 | 0 | 0 | 0 | 0 | 0 | 0 | 0 | 0 | 0 | 0 | 0 | 0 | 0 | 0 | 0 | 0 | 0 | 0 | 0 | 0 | 0 | 0 | 0 | 0 | 0 | 0 | 0 | 0 | 0 | 0 | 0 | 0 | 0 | 0 | 0 | 0 | 0 | 0 | 0 | 0 | 0 | 0 | 0 | 0 | 0 | 0 | 1 | 1 | 0 | 0 | 0 | 0 | 0 | 0 | 0 | 0 | 0 | 0 | 0 | 0 | 0 | 0 | 1 | 0 | 0 | 0 |  | 0 | 0 | 0 | 0 | 0 | 0 | 0 | 0 | 0 | 0 | 0 | 0 | 0 | 0 | 0 | 0 | 0 | 0 | 0 | 0 | 0 | 0 | 0 | 0 | 150 | 300 | 92 | 0 | 0 | 1 | 2 | 0 | 0 | 0 | 1 | 1 | -827.515 | 211.6707 | -1162.3269 | Mustang-Henrietta 230 kV line | Gates 500/230kV TB #11 | Mustang-Henrietta 230 kV line |  | 1 | 0 | 0 | 0 | 1 | 1 | -9.103 | 211.6707 | -1162.3269 | Gates 500/230kV TB #11 | Gates 500/230kV TB #11 | Mustang-Henrietta 230 kV line |  | 5 | 5 | NO | 5 | 5 | 5 | NO | 5
PG&E NGBA | New Sub - Near existing Leavitt (PSREC) | 345 | 0 | 0 | 0 | 0 | 0 | 0 | 0 | 0 | 0 | 0 | 0 | 0 | 0 | 0 | 0 | 0 | 0 | 0 | 0 | 0 | 0 | 0 | 0 | 0 | 0 | 0 | 0 | 0 | 0 | 0 | 0 | 0 | 0 | 0 | 0 | 0 | 0 | 0 | 0 | 1 | 0 | 0 | 0 | 0 | 0 | 0 | 0 | 0 | 0 | 0 | 0 | 0 | 0 | 0 | 0 | 0 | 0 | 0 | 0 | 0 | 0 | 0 | 0 | 0 | 0 | 0 | 0 | 0 | 0 | 0 | 0 | 0 | 0 | 0 | 0 | 0 | 0 | 0 | 0 | 0 | 0 | 0 | 0 | 0 | 0 | 0 | 0 | 0 | 0 | 0 | 0 | 0 | 0 | 0 | 0 | 0 | 0 | 0 |  | 0 | 0 | 0 | 0 | 0 | 0 | 0 | 0 | 0 | 0 | 0 | 0 | 0 | 0 | 0 | 0 | 0 | 300 | 0 | 0 | 0 | 0 | 0 | 0 | 0 | 0 | 0 | 0 | 0 | 1 | 0 | 0 | 0 | 0 | 0 | 0 | 1.495 | 1408.886 | 6856.8328 | Collinsville-Tesla 500 kV Line | Collinsville-Tesla 500 kV Line | Collinsville-Tesla 500 kV Line |  | 0 | 0 | 0 | 0 | 0 | 0 | 1.495 | 1408.886 | 6856.8328 | Collinsville-Tesla 500 kV Line | Collinsville-Tesla 500 kV Line | Collinsville-Tesla 500 kV Line |  | 1 | 1 | NO | 1 | 1 | 1 | NO | 1
PG&E NGBA | New Sub - Near existing Madeline (NVE) | 345 | 0 | 0 | 0 | 0 | 0 | 0 | 0 | 0 | 0 | 0 | 0 | 0 | 0 | 0 | 0 | 0 | 0 | 0 | 0 | 0 | 0 | 0 | 0 | 0 | 0 | 0 | 0 | 0 | 0 | 0 | 0 | 0 | 0 | 0 | 0 | 0 | 0 | 0 | 0 | 1 | 0 | 0 | 0 | 0 | 0 | 0 | 0 | 0 | 0 | 0 | 0 | 0 | 0 | 0 | 0 | 0 | 0 | 0 | 0 | 0 | 0 | 0 | 0 | 0 | 0 | 0 | 0 | 0 | 0 | 0 | 0 | 0 | 0 | 0 | 0 | 0 | 0 | 0 | 0 | 0 | 0 | 0 | 0 | 0 | 0 | 0 | 0 | 0 | 0 | 0 | 0 | 0 | 0 | 0 | 0 | 0 | 0 | 0 |  | 0 | 0 | 0 | 0 | 0 | 0 | 0 | 0 | 0 | 0 | 0 | 0 | 0 | 0 | 0 | 0 | 0 | 700 | 0 | 0 | 0 | 0 | 0 | 0 | 0 | 0 | 0 | 0 | 0 | 1 | 0 | 0 | 0 | 0 | 0 | 0 | 1.495 | 1408.886 | 6856.8328 | Collinsville-Tesla 500 kV Line | Collinsville-Tesla 500 kV Line | Collinsville-Tesla 500 kV Line |  | 0 | 0 | 0 | 0 | 0 | 0 | 1.495 | 1408.886 | 6856.8328 | Collinsville-Tesla 500 kV Line | Collinsville-Tesla 500 kV Line | Collinsville-Tesla 500 kV Line |  | 1 | 1 | NO | 1 | 1 | 1 | NO | 1
SDGE | New Sub - North Gila - IV (Proposed) | 500 | 0 | 0 | 0 | 0 | 0 | 0 | 0 | 0 | 0 | 0 | 0 | 0 | 0 | 0 | 0 | 0 | 0 | 0 | 0 | 0 | 0 | 0 | 0 | 0 | 0 | 0 | 0 | 0 | 0 | 0 | 1 | 1 | 1 | 0 | 0 | 0 | 1 | 0 | 0 | 0 | 0 | 0 | 0 | 0 | 0 | 0 | 0 | 0 | 0 | 0 | 0 | 0 | 0 | 0 | 0 | 0 | 0 | 0 | 0 | 0 | 0 | 0 | 0 | 0 | 0 | 0 | 0 | 0 | 0 | 0 | 0 | 0 | 0 | 0 | 0 | 0 | 0 | 0 | 0 | 0 | 0 | 0 | 0 | 0 | 0 | 0 | 0 | 0 | 0 | 0 | 0 | 0 | 0 | 0 | 0 | 0 | 0 | 4 |  | 0 | 0 | 0 | 0 | 0 | 0 | 0 | 0 | 0 | 0 | 0 | 0 | 0 | 0 | 0 | 0 | 0 | 0 | 0 | 0 | 0 | 0 | 0 | 0 | 200 | 500 | 0 | 200 | 0 | 1 | 0 | 0 | 0 | 0 | 0 | 0 | 54.76 | 1197.97 | 1601.1044 | San Luis Rey-San Onofre 230 kV line constraint | Silvergate-Old Town 230 kV constraint | Silvergate-Old Town 230 kV constraint |  | 0 | 0 | 0 | 0 | 0 | 0 | 54.76 | 1197.97 | 1601.1044 | San Luis Rey-San Onofre 230 kV line constraint | Silvergate-Old Town 230 kV constraint | Silvergate-Old Town 230 kV constraint |  | 1 | 1 | NO | 1 | 1 | 1 | NO | 1
PG&E NGBA | New Sub - Pit 1 - Cottonwood (Proposed) | 230 | 0 | 0 | 0 | 0 | 0 | 0 | 0 | 0 | 0 | 0 | 0 | 0 | 0 | 0 | 0 | 0 | 0 | 0 | 0 | 0 | 0 | 0 | 0 | 0 | 0 | 0 | 0 | 0 | 0 | 0 | 0 | 0 | 0 | 0 | 0 | 0 | 0 | 0 | 0 | 1 | 0 | 0 | 0 | 1 | 0 | 0 | 0 | 0 | 0 | 0 | 0 | 0 | 0 | 0 | 0 | 0 | 0 | 0 | 0 | 0 | 0 | 0 | 0 | 0 | 0 | 0 | 0 | 0 | 0 | 0 | 0 | 0 | 0 | 0 | 0 | 0 | 0 | 0 | 0 | 0 | 0 | 0 | 0 | 0 | 0 | 0 | 0 | 0 | 0 | 0 | 0 | 0 | 0 | 0 | 0 | 0 | 0 | 0 |  | 0 | 0 | 0 | 0 | 0 | 0 | 0 | 0 | 0 | 0 | 0 | 0 | 0 | 0 | 0 | 0 | 0 | 200 | 6 | 0 | 0 | 0 | 0 | 0 | 0 | 0 | 0 | 0 | 0 | 1 | 1 | 0 | 1 | 0 | 0 | 1 | -102.48 | -40.48 | -114.78 | Carberry-Round Mountain 230kV Line | Carberry-Round Mountain 230kV Line | Carberry-Round Mountain 230kV Line |  | 0 | 1 | 0 | 1 | 0 | 1 | -76.48 | -14.48 | -89.78 | Carberry-Round Mountain 230kV Line | Carberry-Round Mountain 230kV Line | Carberry-Round Mountain 230kV Line |  | 5 | 3 | YES | 3 | 3 | 3 | NO | 3
PG&E GBA | New Sub - Rancho Seco - Bellota (Proposed) | 230 | 0 | 0 | 0 | 0 | 0 | 0 | 0 | 0 | 0 | 0 | 0 | 0 | 0 | 0 | 0 | 0 | 0 | 0 | 0 | 0 | 0 | 0 | 0 | 0 | 0 | 0 | 0 | 0 | 0 | 0 | 0 | 0 | 0 | 0 | 0 | 0 | 0 | 0 | 0 | 0 | 0 | 0 | 0 | 0 | 0 | 1 | 0 | 0 | 0 | 0 | 0 | 0 | 0 | 0 | 0 | 0 | 0 | 0 | 0 | 1 | 1 | 0 | 0 | 0 | 0 | 0 | 0 | 0 | 0 | 0 | 0 | 0 | 0 | 0 | 0 | 0 | 0 | 0 | 0 | 0 | 0 | 0 | 0 | 0 | 0 | 0 | 0 | 0 | 0 | 0 | 0 | 0 | 0 | 0 | 0 | 0 | 0 | 0 |  | 0 | 0 | 0 | 0 | 0 | 0 | 0 | 0 | 0 | 0 | 0 | 0 | 0 | 0 | 0 | 0 | 0 | 0 | 0 | 0 | 0 | 0 | 0 | 0 | 0 | 0 | 0 | 0 | 0 | 0 | 2 | 0 | 1 | 0 | 0 | 0 | -1184.5215 | -212.6541 | 2570.2022 | Tesla-Bellota 230 kV line | Bellota-Weber 230kV line | Bellota-Weber 230kV line |  | 0 | 2 | 0 | 0 | 0 | 0 | -884.5215 | 247.3459 | 2570.2022 | Tesla-Bellota 230 kV line | Bellota-Weber 230kV line | Bellota-Weber 230kV line |  | 5 | 4 | YES | 4 | 1 | 1 | NO | 1
SDGE | New Sub - Suncrest - Ocotillo (Proposed) | 500 | 0 | 0 | 0 | 0 | 0 | 0 | 0 | 0 | 0 | 0 | 0 | 0 | 0 | 0 | 0 | 0 | 0 | 0 | 0 | 0 | 0 | 0 | 0 | 0 | 0 | 0 | 0 | 0 | 0 | 0 | 1 | 1 | 1 | 0 | 0 | 1 | 0 | 0 | 0 | 0 | 0 | 0 | 0 | 0 | 0 | 0 | 0 | 0 | 0 | 0 | 0 | 0 | 0 | 0 | 0 | 0 | 0 | 0 | 0 | 0 | 0 | 0 | 0 | 0 | 0 | 0 | 0 | 0 | 0 | 0 | 0 | 0 | 0 | 0 | 0 | 0 | 0 | 0 | 0 | 0 | 0 | 0 | 0 | 0 | 0 | 0 | 0 | 0 | 0 | 0 | 0 | 0 | 0 | 0 | 0 | 0 | 0 | 4 |  | 0 | 0 | 0 | 0 | 0 | 0 | 0 | 0 | 0 | 0 | 0 | 0 | 0 | 0 | 0 | 0 | 0 | 300 | 100 | 0 | 0 | 0 | 0 | 0 | 0 | 0 | 0 | 0 | 0 | 1 | 0 | 0 | 0 | 0 | 0 | 0 | 54.76 | 1329.48 | 4092.305 | San Luis Rey-San Onofre 230 kV line constraint | San Luis Rey-San Onofre 230 kV line constraint | East of Miguel constraint |  | 0 | 0 | 0 | 0 | 0 | 0 | 54.76 | 1329.48 | 4092.305 | San Luis Rey-San Onofre 230 kV line constraint | San Luis Rey-San Onofre 230 kV line constraint | East of Miguel constraint |  | 1 | 1 | NO | 1 | 1 | 1 | NO | 1
PG&E FRESNO | New Sub - Westley - Quinto (Proposed) | 230 | 0 | 0 | 0 | 0 | 0 | 0 | 0 | 0 | 0 | 0 | 0 | 0 | 0 | 0 | 0 | 0 | 0 | 0 | 0 | 0 | 0 | 0 | 0 | 0 | 0 | 0 | 0 | 0 | 0 | 0 | 0 | 0 | 0 | 0 | 0 | 0 | 0 | 0 | 0 | 0 | 0 | 0 | 0 | 0 | 0 | 0 | 0 | 0 | 0 | 0 | 0 | 0 | 0 | 0 | 0 | 0 | 0 | 0 | 0 | 0 | 0 | 0 | 0 | 0 | 0 | 0 | 0 | 0 | 0 | 0 | 0 | 0 | 0 | 0 | 0 | 0 | 0 | 0 | 0 | 0 | 0 | 0 | 0 | 0 | 0 | 1 | 0 | 0 | 0 | 0 | 0 | 0 | 0 | 0 | 0 | 0 | 0 | 1 |  | 0 | 0 | 0 | 0 | 0 | 0 | 0 | 0 | 0 | 0 | 0 | 0 | 0 | 0 | 0 | 0 | 0 | 0 | 0 | 0 | 0 | 0 | 0 | 0 | 0 | 0 | 0 | 0 | 0 | 0 | 0 | 0 | 0 | 0 | 0 | 0 | 2359.462 | 3104.996 | 5228.6821 | Los Banos 500/230kV TB | Los Banos 500/230kV TB | Los Banos 500/230kV TB |  | 0 | 0 | 0 | 0 | 0 | 0 | 2359.462 | 3104.996 | 5228.6821 | Los Banos 500/230kV TB | Los Banos 500/230kV TB | Los Banos 500/230kV TB |  | 1 | 1 | NO | 1 | 1 | 1 | NO | 1
PG&E GBA | Newark | 115 | 0 | 0 | 0 | 0 | 0 | 0 | 0 | 0 | 0 | 0 | 0 | 0 | 0 | 0 | 0 | 0 | 0 | 0 | 0 | 0 | 0 | 0 | 0 | 0 | 0 | 0 | 0 | 0 | 0 | 0 | 0 | 0 | 0 | 0 | 0 | 0 | 0 | 0 | 0 | 0 | 0 | 0 | 0 | 0 | 0 | 0 | 0 | 0 | 0 | 0 | 0 | 0 | 0 | 0 | 0 | 1 | 0 | 0 | 0 | 1 | 0 | 0 | 0 | 0 | 0 | 1 | 0 | 0 | 0 | 0 | 0 | 0 | 0 | 0 | 0 | 0 | 0 | 0 | 0 | 0 | 0 | 0 | 0 | 0 | 0 | 0 | 0 | 0 | 0 | 0 | 0 | 0 | 0 | 0 | 0 | 0 | 0 | 0 |  | 0 | 0 | 0 | 0 | 0 | 0 | 0 | 0 | 0 | 0 | 0 | 0 | 0 | 0 | 0 | 0 | 1 | 0 | 0 | 0 | 0 | 0 | 0 | 0 | 0 | 0 | 0 | 0 | 0 | 1 | 1 | 0 | 0 | 0 | 0 | 0 | -1184.5215 | 933.1939 | 4193.782 | Tesla-Bellota 230 kV line | Tesla-Bellota 230 kV line | Tesla-Bellota 230 kV line |  | 0 | 1 | 0 | 0 | 0 | 0 | -884.5215 | 1233.1939 | 4193.782 | Tesla-Bellota 230 kV line | Tesla-Bellota 230 kV line | Tesla-Bellota 230 kV line |  | 5 | 4 | YES | 4 | 1 | 1 | NO | 1
PG&E GBA | Newark | 230 | 0 | 0 | 0 | 0 | 0 | 0 | 0 | 0 | 0 | 0 | 0 | 0 | 0 | 0 | 0 | 0 | 0 | 0 | 0 | 0 | 0 | 0 | 0 | 0 | 0 | 0 | 0 | 0 | 0 | 0 | 0 | 0 | 0 | 0 | 0 | 0 | 0 | 0 | 0 | 0 | 0 | 0 | 0 | 0 | 0 | 0 | 0 | 0 | 0 | 0 | 0 | 0 | 0 | 0 | 0 | 1 | 0 | 0 | 1 | 1 | 0 | 0 | 0 | 0 | 0 | 1 | 0 | 0 | 0 | 0 | 0 | 0 | 0 | 0 | 0 | 0 | 0 | 0 | 0 | 0 | 0 | 0 | 0 | 0 | 0 | 0 | 0 | 0 | 0 | 0 | 0 | 0 | 0 | 0 | 0 | 0 | 0 | 0 |  | 0 | 0 | 0 | 0 | 0 | 0 | 0 | 0 | 0 | 0 | 0 | 0 | 0 | 0 | 0 | 0 | 0 | 0 | 0 | 0 | 0 | 0 | 0 | 0 | 0 | 0 | 0 | 0 | 0 | 0 | 1 | 0 | 0 | 0 | 0 | 0 | -1184.5215 | 933.1939 | 4193.782 | Tesla-Bellota 230 kV line | Tesla-Bellota 230 kV line | Tesla-Bellota 230 kV line |  | 0 | 1 | 0 | 0 | 0 | 0 | -884.5215 | 1233.1939 | 4193.782 | Tesla-Bellota 230 kV line | Tesla-Bellota 230 kV line | Tesla-Bellota 230 kV line |  | 5 | 4 | YES | 4 | 1 | 1 | NO | 1
PG&E GBA | Newark | 60 | 0 | 0 | 0 | 0 | 0 | 0 | 0 | 0 | 0 | 0 | 0 | 0 | 0 | 0 | 0 | 0 | 0 | 0 | 0 | 0 | 0 | 0 | 0 | 0 | 0 | 0 | 0 | 0 | 0 | 0 | 0 | 0 | 0 | 0 | 0 | 0 | 0 | 0 | 0 | 1 | 0 | 0 | 0 | 0 | 0 | 0 | 0 | 0 | 0 | 0 | 0 | 0 | 0 | 0 | 0 | 1 | 0 | 0 | 0 | 0 | 0 | 0 | 0 | 0 | 0 | 0 | 1 | 0 | 0 | 0 | 0 | 0 | 0 | 0 | 0 | 0 | 0 | 0 | 0 | 0 | 0 | 0 | 0 | 0 | 0 | 0 | 0 | 0 | 0 | 0 | 0 | 0 | 0 | 0 | 0 | 0 | 0 | 0 |  | 0 | 0 | 0 | 0 | 0 | 0 | 0 | 0 | 0 | 0 | 0 | 0 | 0 | 0 | 0 | 0 | 0 | 0 | 0 | 0 | 0 | 0 | 0 | 2.5 | 0 | 0 | 0 | 0 | 0 | 1 | 1 | 0 | 1 | 0 | 0 | 0 | -547.725 | -217.477 | 718.102 | Birds Landing-Contra Costa 230kV Line | Birds Landing-Contra Costa 230kV Line | Birds Landing-Contra Costa 230kV Line |  | 0 | 0 | 0 | 0 | 0 | 0 | 1.495 | 1408.886 | 718.102 | Collinsville-Tesla 500 kV Line | Collinsville-Tesla 500 kV Line | Birds Landing-Contra Costa 230kV Line |  | 5 | 1 | YES | 2 | 1 | 1 | NO | 1
PG&E FRESNO | Newhall | 115 | 0 | 0 | 0 | 0 | 0 | 0 | 0 | 0 | 0 | 0 | 0 | 0 | 0 | 0 | 0 | 0 | 0 | 0 | 0 | 0 | 0 | 0 | 0 | 0 | 0 | 0 | 0 | 0 | 0 | 0 | 0 | 0 | 0 | 0 | 0 | 0 | 0 | 0 | 0 | 0 | 0 | 0 | 0 | 0 | 0 | 1 | 0 | 0 | 0 | 0 | 0 | 0 | 0 | 0 | 0 | 0 | 0 | 0 | 0 | 0 | 0 | 0 | 0 | 0 | 0 | 0 | 0 | 0 | 0 | 0 | 0 | 0 | 0 | 0 | 0 | 0 | 0 | 0 | 0 | 1 | 0 | 1 | 1 | 1 | 0 | 1 | 0 | 1 | 0 | 0 | 0 | 0 | 1 | 0 | 0 | 0 | 0 | 1 |  | 0 | 0 | 0 | 0 | 0 | 0 | 0 | 0 | 0 | 0 | 0 | 0 | 0 | 0 | 0 | 0 | 0 | 0 | 0 | 0 | 0 | 0 | 0 | 0 | 0 | 0 | 0 | 0 | 0 | 0 | 4 | 0 | 2 | 0 | 0 | 0 | -951.4315 | -478 | 6.7626 | Bellota-Weber 230kV line | Chowchilla-Le grand 115kV Line | Oro Loma-El Nido 115kV Line |  | 2 | 1 | 0 | 0 | 0 | 0 | -491.4315 | 209.845 | 6.7626 | Bellota-Weber 230kV line | Tranquility-Helm 230kV Line | Oro Loma-El Nido 115kV Line |  | 5 | 5 | NO | 5 | 1 | 1 | NO | 1
PG&E KERN | Norco | 115 | 0 | 0 | 0 | 0 | 0 | 0 | 0 | 0 | 0 | 0 | 0 | 0 | 0 | 0 | 0 | 0 | 0 | 0 | 0 | 0 | 0 | 0 | 0 | 0 | 0 | 0 | 0 | 0 | 0 | 0 | 0 | 0 | 0 | 0 | 0 | 0 | 0 | 0 | 0 | 0 | 0 | 0 | 0 | 0 | 0 | 0 | 0 | 0 | 0 | 0 | 0 | 0 | 0 | 0 | 0 | 0 | 0 | 0 | 0 | 0 | 0 | 0 | 0 | 0 | 0 | 0 | 0 | 1 | 0 | 0 | 0 | 0 | 0 | 0 | 1 | 0 | 0 | 0 | 1 | 0 | 0 | 0 | 0 | 0 | 0 | 0 | 0 | 0 | 0 | 0 | 0 | 0 | 0 | 0 | 1 | 0 | 0 | 0 |  | 0 | 0 | 0 | 0 | 0 | 0 | 0 | 0 | 0 | 0 | 0 | 0 | 0 | 0 | 0 | 0 | 2.2 | 0 | 0 | 0 | 0 | 0 | 0 | 0 | 0 | 0 | 0 | 0 | 0 | 1 | 2 | 0 | 1 | 0 | 2 | 1 | -827.515 | -266.9883 | -1162.3269 | Mustang-Henrietta 230 kV line | Cal Flat-Gates 230 kV line | Mustang-Henrietta 230 kV line |  | 0 | 0 | 0 | 0 | 1 | 1 | 69.097 | 513.0707 | -1162.3269 | Gates 500/230kV TB #12 | Gates 500/230kV TB #12 | Mustang-Henrietta 230 kV line |  | 5 | 1 | YES | 2 | 5 | 5 | NO | 5
PG&E GBA | Nortech | 115 | 0 | 0 | 0 | 0 | 0 | 0 | 0 | 0 | 0 | 0 | 0 | 0 | 0 | 0 | 0 | 0 | 0 | 0 | 0 | 0 | 0 | 0 | 0 | 0 | 0 | 0 | 0 | 0 | 0 | 0 | 0 | 0 | 0 | 0 | 0 | 0 | 0 | 0 | 0 | 0 | 0 | 0 | 0 | 0 | 0 | 0 | 0 | 0 | 0 | 0 | 0 | 0 | 1 | 0 | 0 | 1 | 0 | 0 | 0 | 1 | 0 | 0 | 0 | 0 | 0 | 0 | 0 | 0 | 0 | 0 | 0 | 0 | 0 | 0 | 0 | 0 | 0 | 0 | 0 | 0 | 0 | 0 | 0 | 0 | 0 | 0 | 0 | 0 | 0 | 0 | 0 | 0 | 0 | 0 | 0 | 0 | 0 | 1 |  | 0 | 0 | 0 | 0 | 0 | 0 | 0 | 0 | 0 | 0 | 0 | 0 | 0 | 0 | 0 | 0 | 0 | 0 | 0 | 0 | 0 | 0 | 0 | 0 | 0 | 0 | 0 | 0 | 0 | 0 | 1 | 0 | 0 | 0 | 0 | 0 | -1184.5215 | 933.1939 | 4193.782 | Tesla-Bellota 230 kV line | Tesla-Bellota 230 kV line | Tesla-Bellota 230 kV line |  | 0 | 1 | 0 | 0 | 0 | 0 | -884.5215 | 1233.1939 | 4193.782 | Tesla-Bellota 230 kV line | Tesla-Bellota 230 kV line | Tesla-Bellota 230 kV line |  | 5 | 4 | YES | 4 | 1 | 1 | NO | 1
SDGE | North City Metering | 138 | 0 | 0 | 0 | 0 | 0 | 0 | 0 | 0 | 0 | 0 | 0 | 0 | 0 | 0 | 0 | 0 | 0 | 0 | 0 | 0 | 0 | 0 | 0 | 0 | 0 | 0 | 0 | 0 | 1 | 0 | 1 | 0 | 1 | 0 | 0 | 0 | 0 | 0 | 0 | 0 | 0 | 0 | 0 | 0 | 0 | 0 | 0 | 0 | 0 | 0 | 0 | 0 | 0 | 0 | 0 | 0 | 0 | 0 | 0 | 0 | 0 | 0 | 0 | 0 | 0 | 0 | 0 | 0 | 0 | 0 | 0 | 0 | 0 | 0 | 0 | 0 | 0 | 0 | 0 | 0 | 0 | 0 | 0 | 0 | 0 | 0 | 0 | 0 | 0 | 0 | 0 | 0 | 0 | 0 | 0 | 0 | 0 | 3 |  | 0 | 0 | 0 | 0 | 0 | 0 | 0 | 0 | 0 | 0 | 0 | 0 | 0 | 0 | 0 | 0 | 0 | 0 | 0 | 0 | 0 | 0 | 0 | 0 | 0 | 0 | 0 | 0 | 0 | 0 | 0 | 0 | 0 | 0 | 0 | 0 | 54.76 | 1329.48 | 7821.4994 | San Luis Rey-San Onofre 230 kV line constraint | San Luis Rey-San Onofre 230 kV line constraint | San Luis Rey-San Onofre 230 kV line constraint |  | 0 | 0 | 0 | 0 | 0 | 0 | 54.76 | 1329.48 | 7821.4994 | San Luis Rey-San Onofre 230 kV line constraint | San Luis Rey-San Onofre 230 kV line constraint | San Luis Rey-San Onofre 230 kV line constraint |  | 1 | 1 | NO | 1 | 1 | 1 | NO | 1
PG&E GBA | North Dublin | 230 | 0 | 0 | 0 | 0 | 0 | 0 | 0 | 0 | 0 | 0 | 0 | 0 | 0 | 0 | 0 | 0 | 0 | 0 | 0 | 0 | 0 | 0 | 0 | 0 | 0 | 0 | 0 | 0 | 0 | 0 | 0 | 0 | 0 | 0 | 0 | 0 | 0 | 0 | 0 | 1 | 0 | 0 | 0 | 0 | 0 | 0 | 0 | 0 | 0 | 0 | 0 | 0 | 0 | 0 | 0 | 1 | 0 | 0 | 0 | 1 | 0 | 0 | 0 | 0 | 0 | 0 | 1 | 0 | 0 | 0 | 0 | 0 | 0 | 0 | 0 | 0 | 0 | 0 | 0 | 0 | 0 | 0 | 0 | 0 | 0 | 0 | 0 | 0 | 0 | 0 | 0 | 0 | 0 | 0 | 0 | 0 | 0 | 0 |  | 0 | 0 | 0 | 0 | 0 | 0 | 0 | 0 | 0 | 0 | 0 | 0 | 0 | 0 | 0 | 0 | 0 | 0 | 0 | 0 | 0 | 0 | 0 | 0 | 0 | 0 | 0 | 0 | 0 | 0 | 2 | 0 | 1 | 0 | 0 | 0 | -1184.5215 | -217.477 | 718.102 | Tesla-Bellota 230 kV line | Birds Landing-Contra Costa 230kV Line | Birds Landing-Contra Costa 230kV Line |  | 0 | 1 | 0 | 0 | 0 | 0 | -884.5215 | 1233.1939 | 718.102 | Tesla-Bellota 230 kV line | Tesla-Bellota 230 kV line | Birds Landing-Contra Costa 230kV Line |  | 5 | 4 | YES | 4 | 1 | 1 | NO | 1
SDGE | North Gila | 500 | 0 | 0 | 0 | 0 | 0 | 0 | 0 | 0 | 0 | 0 | 0 | 0 | 0 | 0 | 0 | 0 | 0 | 0 | 0 | 0 | 0 | 0 | 0 | 0 | 0 | 0 | 0 | 0 | 0 | 0 | 1 | 1 | 1 | 0 | 0 | 0 | 0 | 0 | 0 | 0 | 0 | 0 | 0 | 0 | 0 | 0 | 0 | 0 | 0 | 0 | 0 | 0 | 0 | 0 | 0 | 0 | 0 | 0 | 0 | 0 | 0 | 0 | 0 | 0 | 0 | 0 | 0 | 0 | 0 | 0 | 0 | 0 | 0 | 0 | 0 | 0 | 0 | 0 | 0 | 0 | 0 | 0 | 0 | 0 | 0 | 0 | 0 | 0 | 0 | 0 | 0 | 0 | 0 | 0 | 0 | 0 | 0 | 3 |  | 0 | 0 | 0 | 0 | 0 | 0 | 0 | 0 | 0 | 0 | 0 | 0 | 0 | 0 | 0 | 0 | 0 | 0 | 0 | 0 | 0 | 0 | 0 | 0 | 0 | 0 | 0 | 0 | 0 | 0 | 0 | 0 | 0 | 0 | 0 | 0 | 54.76 | 1329.48 | 4092.305 | San Luis Rey-San Onofre 230 kV line constraint | San Luis Rey-San Onofre 230 kV line constraint | East of Miguel constraint |  | 0 | 0 | 0 | 0 | 0 | 0 | 54.76 | 1329.48 | 4092.305 | San Luis Rey-San Onofre 230 kV line constraint | San Luis Rey-San Onofre 230 kV line constraint | East of Miguel constraint |  | 1 | 1 | NO | 1 | 1 | 1 | NO | 1
SCE Metro | North of SONGS | 230 | 0 | 0 | 0 | 0 | 0 | 0 | 0 | 0 | 0 | 1 | 0 | 0 | 0 | 0 | 0 | 0 | 0 | 0 | 0 | 0 | 0 | 0 | 0 | 0 | 0 | 0 | 0 | 0 | 0 | 0 | 0 | 0 | 0 | 0 | 0 | 0 | 0 | 0 | 0 | 0 | 0 | 0 | 0 | 0 | 0 | 0 | 0 | 0 | 0 | 0 | 0 | 0 | 0 | 0 | 0 | 0 | 0 | 0 | 0 | 0 | 0 | 0 | 0 | 0 | 0 | 0 | 0 | 0 | 0 | 0 | 0 | 0 | 0 | 0 | 0 | 0 | 0 | 0 | 0 | 0 | 0 | 0 | 0 | 0 | 0 | 0 | 0 | 0 | 0 | 0 | 0 | 0 | 0 | 0 | 0 | 0 | 0 | 0 |  | 0 | 0 | 0 | 0 | 0 | 0 | 0 | 0 | 0 | 0 | 0 | 0 | 0 | 0 | 0 | 0 | 0 | 0 | 0 | 0 | 0 | 0 | 0 | 0 | 0 | 0 | 0 | 0 | 0 | 0 | 0 | 0 | 0 | 0 | 0 | 0 | 9141.6 | 11076.2 | 14650.5055 | SCE Metro Area Default Constraint | SCE Metro Area Default Constraint | SCE Metro Area Default Constraint |  | 0 | 0 | 0 | 0 | 0 | 0 | 9141.6 | 11076.2 | 14650.5055 | SCE Metro Area Default Constraint | SCE Metro Area Default Constraint | SCE Metro Area Default Constraint |  | 1 | 1 | NO | 1 | 1 | 1 | NO | 1
SCE Metro | North of SONGS | 500 | 0 | 0 | 0 | 0 | 0 | 0 | 0 | 0 | 0 | 1 | 0 | 0 | 0 | 0 | 0 | 0 | 0 | 0 | 0 | 0 | 0 | 0 | 0 | 0 | 0 | 0 | 0 | 0 | 0 | 0 | 0 | 0 | 0 | 0 | 0 | 0 | 0 | 0 | 0 | 0 | 0 | 0 | 0 | 0 | 0 | 0 | 0 | 0 | 0 | 0 | 0 | 0 | 0 | 0 | 0 | 0 | 0 | 0 | 0 | 0 | 0 | 0 | 0 | 0 | 0 | 0 | 0 | 0 | 0 | 0 | 0 | 0 | 0 | 0 | 0 | 0 | 0 | 0 | 0 | 0 | 0 | 0 | 0 | 0 | 0 | 0 | 0 | 0 | 0 | 0 | 0 | 0 | 0 | 0 | 0 | 0 | 0 | 0 |  | 0 | 0 | 0 | 0 | 0 | 0 | 0 | 0 | 0 | 0 | 0 | 0 | 0 | 0 | 0 | 0 | 0 | 0 | 0 | 0 | 0 | 0 | 0 | 0 | 0 | 0 | 0 | 0 | 0 | 0 | 0 | 0 | 0 | 0 | 0 | 0 | 9141.6 | 11076.2 | 14650.5055 | SCE Metro Area Default Constraint | SCE Metro Area Default Constraint | SCE Metro Area Default Constraint |  | 0 | 0 | 0 | 0 | 0 | 0 | 9141.6 | 11076.2 | 14650.5055 | SCE Metro Area Default Constraint | SCE Metro Area Default Constraint | SCE Metro Area Default Constraint |  | 1 | 1 | NO | 1 | 1 | 1 | NO | 1
PG&E NGBA | Notre Dame | 115 | 0 | 0 | 0 | 0 | 0 | 0 | 0 | 0 | 0 | 0 | 0 | 0 | 0 | 0 | 0 | 0 | 0 | 0 | 0 | 0 | 0 | 0 | 0 | 0 | 0 | 0 | 0 | 0 | 0 | 0 | 0 | 0 | 0 | 0 | 0 | 0 | 0 | 0 | 0 | 1 | 0 | 0 | 0 | 0 | 0 | 0 | 0 | 0 | 0 | 0 | 0 | 0 | 0 | 0 | 0 | 0 | 0 | 0 | 0 | 0 | 0 | 0 | 0 | 0 | 0 | 0 | 0 | 0 | 0 | 0 | 0 | 0 | 0 | 0 | 0 | 0 | 0 | 0 | 0 | 0 | 0 | 0 | 0 | 0 | 0 | 0 | 0 | 0 | 0 | 0 | 0 | 0 | 0 | 0 | 0 | 0 | 0 | 0 |  | 0 | 0 | 0 | 0 | 0 | 0 | 0 | 0 | 0 | 0 | 0 | 0 | 0 | 0 | 0 | 0 | 0 | 0 | 0 | 0 | 0 | 0 | 0 | 0 | 0 | 0 | 0 | 0 | 0 | 0 | 0 | 0 | 0 | 0 | 0 | 0 | 1.495 | 1408.886 | 6856.8328 | Collinsville-Tesla 500 kV Line | Collinsville-Tesla 500 kV Line | Collinsville-Tesla 500 kV Line |  | 0 | 0 | 0 | 0 | 0 | 0 | 1.495 | 1408.886 | 6856.8328 | Collinsville-Tesla 500 kV Line | Collinsville-Tesla 500 kV Line | Collinsville-Tesla 500 kV Line |  | 1 | 1 | NO | 1 | 1 | 1 | NO | 1
PG&E GBA | Oakland C | 115 | 0 | 0 | 0 | 0 | 0 | 0 | 0 | 0 | 0 | 0 | 0 | 0 | 0 | 0 | 0 | 0 | 0 | 0 | 0 | 0 | 0 | 0 | 0 | 0 | 0 | 0 | 0 | 0 | 0 | 0 | 0 | 0 | 0 | 0 | 0 | 0 | 0 | 0 | 0 | 1 | 0 | 0 | 0 | 0 | 0 | 0 | 0 | 0 | 0 | 1 | 0 | 0 | 1 | 1 | 1 | 1 | 0 | 0 | 1 | 1 | 0 | 1 | 0 | 0 | 0 | 1 | 0 | 0 | 0 | 0 | 0 | 0 | 0 | 0 | 0 | 0 | 0 | 0 | 0 | 0 | 0 | 0 | 0 | 0 | 0 | 0 | 0 | 0 | 0 | 0 | 0 | 0 | 0 | 0 | 0 | 0 | 0 | 2 |  | 0 | 0 | 0 | 0 | 0 | 0 | 0 | 0 | 0 | 0 | 0 | 0 | 0 | 0 | 0 | 0 | 0 | 0 | 0 | 0 | 0 | 0 | 0 | 0 | 0 | 0 | 0 | 0 | 0 | 0 | 2 | 0 | 1 | 0 | 0 | 0 | -1184.5215 | -200.809 | 1214.56 | Tesla-Bellota 230 kV line | Windmaster-Delta pumps 230 kV line | Grant - Eastshore #2 line 115 kV |  | 0 | 1 | 0 | 0 | 0 | 0 | -884.5215 | 678.723 | 1214.56 | Tesla-Bellota 230 kV line | Contra Costa- Windmaster 230 kV line | Grant - Eastshore #2 line 115 kV |  | 5 | 4 | YES | 4 | 1 | 1 | NO | 1
PG&E GBA | Oakland J | 115 | 0 | 0 | 0 | 0 | 0 | 0 | 0 | 0 | 0 | 0 | 0 | 0 | 0 | 0 | 0 | 0 | 0 | 0 | 0 | 0 | 0 | 0 | 0 | 0 | 0 | 0 | 0 | 0 | 0 | 0 | 0 | 0 | 0 | 0 | 0 | 0 | 0 | 0 | 0 | 1 | 0 | 0 | 0 | 0 | 0 | 0 | 0 | 0 | 0 | 0 | 0 | 0 | 1 | 0 | 0 | 1 | 0 | 0 | 0 | 0 | 0 | 0 | 0 | 0 | 0 | 0 | 0 | 0 | 0 | 0 | 0 | 0 | 0 | 0 | 0 | 0 | 0 | 0 | 0 | 0 | 0 | 0 | 0 | 0 | 0 | 0 | 0 | 0 | 0 | 0 | 0 | 0 | 0 | 0 | 0 | 0 | 0 | 1 |  | 0 | 0 | 0 | 0 | 0 | 0 | 0 | 0 | 0 | 0 | 0 | 0 | 0 | 0 | 0 | 0 | 0 | 0 | 0 | 0 | 0 | 0 | 0 | 0 | 0 | 0 | 0 | 0 | 0 | 0 | 0 | 0 | 0 | 0 | 0 | 0 | 1.495 | 1408.886 | 5254.388 | Collinsville-Tesla 500 kV Line | Collinsville-Tesla 500 kV Line | Sobrante-Moraga 230 kV line |  | 0 | 0 | 0 | 0 | 0 | 0 | 1.495 | 1408.886 | 5254.388 | Collinsville-Tesla 500 kV Line | Collinsville-Tesla 500 kV Line | Sobrante-Moraga 230 kV line |  | 1 | 1 | NO | 1 | 1 | 1 | NO | 1
PG&E GBA | Oakland L | 115 | 0 | 0 | 0 | 0 | 0 | 0 | 0 | 0 | 0 | 0 | 0 | 0 | 0 | 0 | 0 | 0 | 0 | 0 | 0 | 0 | 0 | 0 | 0 | 0 | 0 | 0 | 0 | 0 | 0 | 0 | 0 | 0 | 0 | 0 | 0 | 0 | 0 | 0 | 0 | 1 | 0 | 0 | 0 | 0 | 0 | 0 | 0 | 0 | 0 | 0 | 0 | 0 | 1 | 0 | 0 | 1 | 0 | 0 | 0 | 0 | 0 | 0 | 0 | 0 | 0 | 0 | 0 | 0 | 0 | 0 | 0 | 0 | 0 | 0 | 0 | 0 | 0 | 0 | 0 | 0 | 0 | 0 | 0 | 0 | 0 | 0 | 0 | 0 | 0 | 0 | 0 | 0 | 0 | 0 | 0 | 0 | 0 | 1 |  | 0 | 0 | 0 | 0 | 0 | 0 | 0 | 0 | 0 | 0 | 0 | 0 | 0 | 0 | 0 | 0 | 0 | 0 | 0 | 0 | 0 | 0 | 0 | 0 | 0 | 0 | 0 | 0 | 0 | 0 | 0 | 0 | 0 | 0 | 0 | 0 | 1.495 | 1408.886 | 5254.388 | Collinsville-Tesla 500 kV Line | Collinsville-Tesla 500 kV Line | Sobrante-Moraga 230 kV line |  | 0 | 0 | 0 | 0 | 0 | 0 | 1.495 | 1408.886 | 5254.388 | Collinsville-Tesla 500 kV Line | Collinsville-Tesla 500 kV Line | Sobrante-Moraga 230 kV line |  | 1 | 1 | NO | 1 | 1 | 1 | NO | 1
PG&E GBA | Oakland X | 115 | 0 | 0 | 0 | 0 | 0 | 0 | 0 | 0 | 0 | 0 | 0 | 0 | 0 | 0 | 0 | 0 | 0 | 0 | 0 | 0 | 0 | 0 | 0 | 0 | 0 | 0 | 0 | 0 | 0 | 0 | 0 | 0 | 0 | 0 | 0 | 0 | 0 | 0 | 0 | 1 | 0 | 0 | 0 | 0 | 0 | 0 | 0 | 0 | 0 | 0 | 0 | 0 | 1 | 0 | 0 | 1 | 0 | 0 | 0 | 0 | 0 | 0 | 0 | 0 | 0 | 0 | 0 | 0 | 0 | 0 | 0 | 0 | 0 | 0 | 0 | 0 | 0 | 0 | 0 | 0 | 0 | 0 | 0 | 0 | 0 | 0 | 0 | 0 | 0 | 0 | 0 | 0 | 0 | 0 | 0 | 0 | 0 | 1 |  | 0 | 0 | 0 | 0 | 0 | 0 | 0 | 0 | 0 | 0 | 0 | 0 | 0 | 0 | 0 | 0 | 0 | 0 | 0 | 0 | 0 | 0 | 0 | 0 | 0 | 0 | 0 | 0 | 0 | 0 | 0 | 0 | 0 | 0 | 0 | 0 | 1.495 | 1408.886 | 5254.388 | Collinsville-Tesla 500 kV Line | Collinsville-Tesla 500 kV Line | Sobrante-Moraga 230 kV line |  | 0 | 0 | 0 | 0 | 0 | 0 | 1.495 | 1408.886 | 5254.388 | Collinsville-Tesla 500 kV Line | Collinsville-Tesla 500 kV Line | Sobrante-Moraga 230 kV line |  | 1 | 1 | NO | 1 | 1 | 1 | NO | 1
SDGE | Ocean Ranch | 69 | 0 | 0 | 0 | 0 | 0 | 0 | 0 | 0 | 0 | 0 | 0 | 0 | 0 | 0 | 0 | 0 | 0 | 0 | 0 | 0 | 0 | 0 | 0 | 0 | 0 | 1 | 0 | 0 | 0 | 0 | 0 | 0 | 1 | 1 | 0 | 0 | 0 | 1 | 0 | 0 | 0 | 0 | 0 | 0 | 0 | 0 | 0 | 0 | 0 | 0 | 0 | 0 | 0 | 0 | 0 | 0 | 0 | 0 | 0 | 0 | 0 | 0 | 0 | 0 | 0 | 0 | 0 | 0 | 0 | 0 | 0 | 0 | 0 | 0 | 0 | 0 | 0 | 0 | 0 | 0 | 0 | 0 | 0 | 0 | 0 | 0 | 0 | 0 | 0 | 0 | 0 | 0 | 0 | 0 | 0 | 0 | 0 | 1 |  | 0 | 0 | 0 | 0 | 0 | 0 | 0 | 0 | 0 | 0 | 0 | 0 | 0 | 0 | 0 | 0 | 0 | 0 | 0 | 0 | 0 | 0 | 0 | 0 | 0 | 0 | 0 | 0 | 0 | 0 | 0 | 0 | 0 | 0 | 0 | 0 | 54.76 | 174.2 | 263.6 | San Luis Rey-San Onofre 230 kV line constraint | Ocean Ranch 69 kV constraint | Ocean Ranch 69 kV constraint |  | 0 | 0 | 0 | 0 | 0 | 0 | 54.76 | 174.2 | 263.6 | San Luis Rey-San Onofre 230 kV line constraint | Ocean Ranch 69 kV constraint | Ocean Ranch 69 kV constraint |  | 1 | 1 | NO | 1 | 1 | 1 | NO | 1
PG&E KERN | Oceano | 115 | 0 | 0 | 0 | 0 | 0 | 0 | 0 | 0 | 0 | 0 | 0 | 0 | 0 | 0 | 0 | 0 | 0 | 0 | 0 | 0 | 0 | 0 | 0 | 0 | 0 | 0 | 0 | 0 | 0 | 0 | 0 | 0 | 0 | 0 | 0 | 0 | 0 | 0 | 0 | 0 | 0 | 0 | 0 | 0 | 0 | 0 | 0 | 0 | 0 | 0 | 0 | 0 | 0 | 0 | 0 | 0 | 0 | 0 | 0 | 0 | 0 | 0 | 0 | 0 | 0 | 0 | 0 | 1 | 1 | 0 | 0 | 0 | 0 | 0 | 0 | 0 | 0 | 0 | 0 | 1 | 0 | 0 | 0 | 0 | 0 | 1 | 0 | 0 | 0 | 0 | 0 | 0 | 0 | 0 | 0 | 1 | 0 | 1 |  | 0 | 0 | 0 | 0 | 0 | 0 | 0 | 0 | 0 | 0 | 0 | 0 | 0 | 0 | 0 | 0 | 0 | 0 | 0 | 0 | 0 | 0 | 0 | 0 | 0 | 0 | 0 | 0 | 0 | 0 | 2 | 0 | 1 | 0 | 1 | 0 | -77.985 | -266.9883 | -59.825 | Cal Flat-Gates 230 kV line | Cal Flat-Gates 230 kV line | Cal Flat-Gates 230 kV line |  | 1 | 0 | 0 | 0 | 0 | 0 | -9.103 | 211.6707 | 170.175 | Gates 500/230kV TB #11 | Gates 500/230kV TB #11 | Cal Flat-Gates 230 kV line |  | 5 | 5 | NO | 5 | 5 | 1 | YES | 2
SDGE | Ocotillo Express | 500 | 0 | 0 | 0 | 0 | 0 | 0 | 0 | 0 | 0 | 0 | 0 | 0 | 0 | 0 | 0 | 0 | 0 | 0 | 0 | 0 | 0 | 0 | 0 | 0 | 0 | 0 | 0 | 0 | 0 | 0 | 1 | 1 | 1 | 0 | 0 | 1 | 0 | 0 | 0 | 0 | 0 | 0 | 0 | 0 | 0 | 0 | 0 | 0 | 0 | 0 | 0 | 0 | 0 | 0 | 0 | 0 | 0 | 0 | 0 | 0 | 0 | 0 | 0 | 0 | 0 | 0 | 0 | 0 | 0 | 0 | 0 | 0 | 0 | 0 | 0 | 0 | 0 | 0 | 0 | 0 | 0 | 0 | 0 | 0 | 0 | 0 | 0 | 0 | 0 | 0 | 0 | 0 | 0 | 0 | 0 | 0 | 0 | 4 |  | 0 | 0 | 0 | 0 | 0 | 0 | 0 | 0 | 0 | 0 | 0 | 0 | 0 | 0 | 0 | 0 | 0 | 0 | 0 | 0 | 0 | 0 | 0 | 0 | 0 | 0 | 0 | 0 | 0 | 0 | 0 | 0 | 0 | 0 | 0 | 0 | 54.76 | 1329.48 | 4092.305 | San Luis Rey-San Onofre 230 kV line constraint | San Luis Rey-San Onofre 230 kV line constraint | East of Miguel constraint |  | 0 | 0 | 0 | 0 | 0 | 0 | 54.76 | 1329.48 | 4092.305 | San Luis Rey-San Onofre 230 kV line constraint | San Luis Rey-San Onofre 230 kV line constraint | East of Miguel constraint |  | 1 | 1 | NO | 1 | 1 | 1 | NO | 1
PG&E KERN | Old River | 70 | 0 | 0 | 0 | 0 | 0 | 0 | 0 | 0 | 0 | 0 | 0 | 0 | 0 | 0 | 0 | 0 | 0 | 0 | 0 | 0 | 0 | 0 | 0 | 0 | 0 | 0 | 0 | 0 | 0 | 0 | 0 | 0 | 0 | 0 | 0 | 0 | 0 | 0 | 0 | 0 | 0 | 0 | 0 | 0 | 0 | 0 | 0 | 0 | 0 | 0 | 0 | 0 | 0 | 0 | 0 | 0 | 0 | 0 | 0 | 0 | 0 | 0 | 0 | 0 | 0 | 0 | 0 | 1 | 0 | 0 | 1 | 1 | 1 | 0 | 1 | 0 | 0 | 0 | 1 | 0 | 0 | 0 | 0 | 0 | 0 | 0 | 0 | 0 | 0 | 0 | 0 | 0 | 0 | 0 | 1 | 0 | 0 | 0 |  | 0 | 0 | 0 | 0 | 0 | 0 | 0 | 0 | 0 | 0 | 0 | 0 | 0 | 0 | 0 | 0 | 0 | 0 | 0 | 0 | 0 | 0 | 0 | 2.4 | 0 | 0 | 0 | 0 | 0 | 1 | 2 | 0 | 1 | 0 | 2 | 1 | -827.515 | -266.9883 | -1162.3269 | Mustang-Henrietta 230 kV line | Cal Flat-Gates 230 kV line | Mustang-Henrietta 230 kV line |  | 0 | 0 | 0 | 0 | 1 | 1 | 17.78 | 17.78 | -1162.3269 | Midway-Taft 115 kV line | Midway-Taft 115 kV line | Mustang-Henrietta 230 kV line |  | 5 | 1 | YES | 2 | 5 | 5 | NO | 5
SDGE | Old Town | 230 | 0 | 0 | 0 | 0 | 0 | 0 | 0 | 0 | 0 | 0 | 0 | 0 | 0 | 0 | 0 | 0 | 0 | 0 | 0 | 0 | 0 | 0 | 0 | 0 | 0 | 0 | 0 | 0 | 0 | 0 | 1 | 0 | 1 | 0 | 0 | 0 | 0 | 0 | 0 | 0 | 0 | 0 | 0 | 0 | 0 | 0 | 0 | 0 | 0 | 0 | 0 | 0 | 0 | 0 | 0 | 0 | 0 | 0 | 0 | 0 | 0 | 0 | 0 | 0 | 0 | 0 | 0 | 0 | 0 | 0 | 0 | 0 | 0 | 0 | 0 | 0 | 0 | 0 | 0 | 0 | 0 | 0 | 0 | 0 | 0 | 0 | 0 | 0 | 0 | 0 | 0 | 0 | 0 | 0 | 0 | 0 | 0 | 2 |  | 0 | 0 | 0 | 0 | 0 | 0 | 0 | 0 | 0 | 0 | 0 | 0 | 0 | 0 | 0 | 0 | 0 | 0 | 0 | 0 | 0 | 0 | 0 | 0 | 0 | 0 | 0 | 0 | 0 | 0 | 0 | 0 | 0 | 0 | 0 | 0 | 54.76 | 1329.48 | 7821.4994 | San Luis Rey-San Onofre 230 kV line constraint | San Luis Rey-San Onofre 230 kV line constraint | San Luis Rey-San Onofre 230 kV line constraint |  | 0 | 0 | 0 | 0 | 0 | 0 | 54.76 | 1329.48 | 7821.4994 | San Luis Rey-San Onofre 230 kV line constraint | San Luis Rey-San Onofre 230 kV line constraint | San Luis Rey-San Onofre 230 kV line constraint |  | 1 | 1 | NO | 1 | 1 | 1 | NO | 1
SCE Metro | Olinda | 230 | 0 | 0 | 0 | 0 | 0 | 0 | 0 | 0 | 0 | 1 | 0 | 0 | 0 | 0 | 0 | 0 | 0 | 0 | 0 | 0 | 0 | 0 | 0 | 0 | 0 | 0 | 0 | 0 | 0 | 0 | 0 | 0 | 0 | 0 | 0 | 0 | 0 | 0 | 0 | 0 | 0 | 0 | 0 | 0 | 0 | 0 | 0 | 0 | 0 | 0 | 0 | 0 | 0 | 0 | 0 | 0 | 0 | 0 | 0 | 0 | 0 | 0 | 0 | 0 | 0 | 0 | 0 | 0 | 0 | 0 | 0 | 0 | 0 | 0 | 0 | 0 | 0 | 0 | 0 | 0 | 0 | 0 | 0 | 0 | 0 | 0 | 0 | 0 | 0 | 0 | 0 | 0 | 0 | 0 | 0 | 0 | 0 | 0 |  | 0 | 0 | 0 | 0 | 0 | 0 | 0 | 0 | 0 | 0 | 0 | 0 | 0 | 0 | 0 | 0 | 0 | 0 | 0 | 0 | 0 | 0 | 0 | 0 | 0 | 0 | 0 | 0 | 0 | 0 | 0 | 0 | 0 | 0 | 0 | 0 | 9141.6 | 11076.2 | 14650.5055 | SCE Metro Area Default Constraint | SCE Metro Area Default Constraint | SCE Metro Area Default Constraint |  | 0 | 0 | 0 | 0 | 0 | 0 | 9141.6 | 11076.2 | 14650.5055 | SCE Metro Area Default Constraint | SCE Metro Area Default Constraint | SCE Metro Area Default Constraint |  | 1 | 1 | NO | 1 | 1 | 1 | NO | 1
PG&E FRESNO | Olive | 115 | 0 | 0 | 0 | 0 | 0 | 0 | 0 | 0 | 0 | 0 | 0 | 0 | 0 | 0 | 0 | 0 | 0 | 0 | 0 | 0 | 0 | 0 | 0 | 0 | 0 | 0 | 0 | 0 | 0 | 0 | 0 | 0 | 0 | 0 | 0 | 0 | 0 | 0 | 0 | 0 | 0 | 0 | 0 | 0 | 0 | 0 | 0 | 0 | 0 | 0 | 0 | 0 | 0 | 0 | 0 | 0 | 0 | 0 | 0 | 0 | 0 | 0 | 0 | 0 | 0 | 0 | 0 | 1 | 0 | 1 | 1 | 0 | 0 | 0 | 1 | 1 | 0 | 0 | 1 | 1 | 0 | 0 | 0 | 0 | 0 | 0 | 0 | 0 | 0 | 0 | 0 | 0 | 0 | 0 | 1 | 0 | 0 | 0 |  | 0 | 0 | 0 | 0 | 0 | 0 | 0 | 0 | 0 | 0 | 0 | 0 | 0 | 0 | 0 | 0 | 0 | 0 | 0 | 0 | 0 | 0 | 0 | 0 | 40 | 0 | 20 | 0 | 0 | 1 | 3 | 0 | 1 | 0 | 2 | 1 | -827.515 | -266.9883 | -1162.3269 | Mustang-Henrietta 230 kV line | Cal Flat-Gates 230 kV line | Mustang-Henrietta 230 kV line |  | 1 | 0 | 0 | 0 | 1 | 1 | -9.103 | 187.6 | -1162.3269 | Gates 500/230kV TB #11 | Smyrna-Atwell Jct 115kV Line | Mustang-Henrietta 230 kV line |  | 5 | 5 | NO | 5 | 5 | 5 | NO | 5
PG&E NGBA | Olivehurst | 115 | 0 | 0 | 0 | 0 | 0 | 0 | 0 | 0 | 0 | 0 | 0 | 0 | 0 | 0 | 0 | 0 | 0 | 0 | 0 | 0 | 0 | 0 | 0 | 0 | 0 | 0 | 0 | 0 | 0 | 0 | 0 | 0 | 0 | 0 | 0 | 0 | 0 | 0 | 0 | 1 | 0 | 0 | 0 | 0 | 1 | 1 | 1 | 1 | 0 | 0 | 0 | 0 | 0 | 0 | 0 | 0 | 0 | 0 | 0 | 1 | 1 | 0 | 0 | 0 | 0 | 0 | 0 | 0 | 0 | 0 | 0 | 0 | 0 | 0 | 0 | 0 | 0 | 0 | 0 | 0 | 0 | 0 | 0 | 0 | 0 | 0 | 0 | 0 | 0 | 0 | 0 | 0 | 0 | 0 | 0 | 0 | 0 | 0 |  | 0 | 0 | 0 | 0 | 0 | 0 | 0 | 0 | 0 | 0 | 0 | 0 | 0 | 0 | 0 | 0 | 0 | 0 | 0 | 0 | 0 | 0 | 0 | 0 | 0 | 0 | 0 | 0 | 0 | 0 | 2 | 0 | 1 | 0 | 0 | 0 | -1184.5215 | -212.6541 | 79.4556 | Tesla-Bellota 230 kV line | Bellota-Weber 230kV line | Rocklin-Pleaseant grove 115kV line |  | 0 | 2 | 0 | 0 | 0 | 0 | -884.5215 | 41.5 | 79.4556 | Tesla-Bellota 230 kV line | Rocklin-Pleaseant grove 115kV line | Rocklin-Pleaseant grove 115kV line |  | 5 | 4 | YES | 4 | 1 | 1 | NO | 1
PG&E NGBA | Oregon Trail | 60 | 0 | 0 | 0 | 0 | 0 | 0 | 0 | 0 | 0 | 0 | 0 | 0 | 0 | 0 | 0 | 0 | 0 | 0 | 0 | 0 | 0 | 0 | 0 | 0 | 0 | 0 | 0 | 0 | 0 | 0 | 0 | 0 | 0 | 0 | 0 | 0 | 0 | 0 | 0 | 1 | 0 | 0 | 0 | 0 | 0 | 0 | 0 | 0 | 0 | 0 | 0 | 0 | 0 | 0 | 0 | 0 | 0 | 0 | 0 | 0 | 0 | 0 | 0 | 0 | 0 | 0 | 0 | 0 | 0 | 0 | 0 | 0 | 0 | 0 | 0 | 0 | 0 | 0 | 0 | 0 | 0 | 0 | 0 | 0 | 0 | 0 | 0 | 0 | 0 | 0 | 0 | 0 | 0 | 0 | 0 | 0 | 0 | 0 |  | 0 | 0 | 0 | 0 | 0 | 0 | 0 | 0 | 0 | 0 | 0 | 0 | 0 | 0 | 0 | 0 | 0 | 0 | 0 | 0 | 0 | 0 | 0 | 0 | 0 | 0 | 0 | 0 | 0 | 0 | 0 | 0 | 0 | 0 | 0 | 0 | 1.495 | 1408.886 | 6856.8328 | Collinsville-Tesla 500 kV Line | Collinsville-Tesla 500 kV Line | Collinsville-Tesla 500 kV Line |  | 0 | 0 | 0 | 0 | 0 | 0 | 1.495 | 1408.886 | 6856.8328 | Collinsville-Tesla 500 kV Line | Collinsville-Tesla 500 kV Line | Collinsville-Tesla 500 kV Line |  | 1 | 1 | NO | 1 | 1 | 1 | NO | 1
SCE Northern | Ormond Beach | 230 | 0 | 0 | 1 | 0 | 1 | 0 | 0 | 0 | 0 | 0 | 0 | 0 | 0 | 0 | 0 | 0 | 0 | 0 | 0 | 0 | 0 | 0 | 0 | 0 | 1 | 0 | 0 | 0 | 0 | 0 | 0 | 0 | 0 | 0 | 0 | 0 | 0 | 0 | 0 | 0 | 0 | 0 | 0 | 0 | 0 | 0 | 0 | 0 | 0 | 0 | 0 | 0 | 0 | 0 | 0 | 0 | 0 | 0 | 0 | 0 | 0 | 0 | 0 | 0 | 0 | 0 | 0 | 0 | 0 | 0 | 0 | 0 | 0 | 0 | 0 | 0 | 0 | 0 | 0 | 0 | 0 | 0 | 0 | 0 | 0 | 0 | 0 | 0 | 0 | 0 | 0 | 0 | 0 | 0 | 0 | 0 | 0 | 0 |  | 0 | 0 | 0 | 0 | 0 | 0 | 0 | 0 | 0 | 0 | 0 | 0 | 0 | 0 | 0 | 0 | 0 | 0 | 0 | 0 | 0 | 0 | 0 | 0 | 0 | 0 | 0 | 0 | 0 | 0 | 1 | 0 | 1 | 0 | 0 | 0 | -3041.755 | -297.01 | 3343.045 | Lugo - Victorville area constraint | Lugo - Victorville area constraint | Lugo - Victorville area constraint |  | 0 | 0 | 0 | 0 | 0 | 0 | 87 | 519.5 | 3390.5 | Moorpark-Pardee Constraint | Moorpark-Pardee Constraint | Moorpark-Pardee Constraint |  | 5 | 1 | YES | 2 | 1 | 1 | NO | 1
PG&E FRESNO | Oro Loma | 115 | 0 | 0 | 0 | 0 | 0 | 0 | 0 | 0 | 0 | 0 | 0 | 0 | 0 | 0 | 0 | 0 | 0 | 0 | 0 | 0 | 0 | 0 | 0 | 0 | 0 | 0 | 0 | 0 | 0 | 0 | 0 | 0 | 0 | 0 | 0 | 0 | 0 | 0 | 0 | 0 | 0 | 0 | 0 | 0 | 0 | 0 | 0 | 0 | 0 | 0 | 0 | 0 | 0 | 0 | 0 | 0 | 0 | 0 | 0 | 0 | 0 | 0 | 0 | 0 | 0 | 0 | 0 | 0 | 0 | 0 | 0 | 0 | 0 | 0 | 0 | 0 | 0 | 0 | 0 | 1 | 0 | 1 | 0 | 0 | 0 | 1 | 0 | 1 | 0 | 0 | 0 | 0 | 1 | 0 | 0 | 0 | 0 | 1 |  | 0 | 0 | 0 | 0 | 0 | 0 | 0 | 0 | 0 | 0 | 0 | 0 | 0 | 0 | 0 | 0 | 0 | 0 | 0 | 0 | 0 | 0 | 0 | 0 | 0 | 0 | 0 | 0 | 0 | 0 | 2 | 0 | 0 | 0 | 0 | 0 | -314.8 | 209.845 | 6.7626 | Tranquility-Helm 230kV Line | Tranquility-Helm 230kV Line | Oro Loma-El Nido 115kV Line |  | 2 | 0 | 0 | 0 | 0 | 0 | -314.8 | 209.845 | 6.7626 | Tranquility-Helm 230kV Line | Tranquility-Helm 230kV Line | Oro Loma-El Nido 115kV Line |  | 5 | 5 | NO | 5 | 1 | 1 | NO | 1
PG&E FRESNO | Oro Loma | 70 | 0 | 0 | 0 | 0 | 0 | 0 | 0 | 0 | 0 | 0 | 0 | 0 | 0 | 0 | 0 | 0 | 0 | 0 | 0 | 0 | 0 | 0 | 0 | 0 | 0 | 0 | 0 | 0 | 0 | 0 | 0 | 0 | 0 | 0 | 0 | 0 | 0 | 0 | 0 | 0 | 0 | 0 | 0 | 0 | 0 | 0 | 0 | 0 | 0 | 0 | 0 | 0 | 0 | 0 | 0 | 0 | 0 | 0 | 0 | 0 | 0 | 0 | 0 | 0 | 0 | 0 | 0 | 0 | 0 | 0 | 0 | 0 | 0 | 0 | 0 | 0 | 0 | 0 | 0 | 1 | 0 | 0 | 0 | 0 | 0 | 1 | 0 | 1 | 0 | 0 | 0 | 0 | 1 | 0 | 0 | 0 | 0 | 1 |  | 0 | 0 | 0 | 0 | 0 | 0 | 0 | 0 | 0 | 0 | 0 | 0 | 0 | 0 | 0 | 0 | 0 | 0 | 0 | 0 | 0 | 0 | 0 | 5 | 0 | 0 | 0 | 0 | 0 | 1 | 1 | 0 | 0 | 0 | 0 | 0 | -9.103 | 211.6707 | 6.7626 | Gates 500/230kV TB #11 | Gates 500/230kV TB #11 | Oro Loma-El Nido 115kV Line |  | 1 | 0 | 0 | 0 | 0 | 0 | -9.103 | 211.6707 | 6.7626 | Gates 500/230kV TB #11 | Gates 500/230kV TB #11 | Oro Loma-El Nido 115kV Line |  | 5 | 5 | NO | 5 | 1 | 1 | NO | 1
PG&E FRESNO | Orosi | 70 | 0 | 0 | 0 | 0 | 0 | 0 | 0 | 0 | 0 | 0 | 0 | 0 | 0 | 0 | 0 | 0 | 0 | 0 | 0 | 0 | 0 | 0 | 0 | 0 | 0 | 0 | 0 | 0 | 0 | 0 | 0 | 0 | 0 | 0 | 0 | 0 | 0 | 0 | 0 | 0 | 0 | 0 | 0 | 0 | 0 | 0 | 0 | 0 | 0 | 0 | 0 | 0 | 0 | 0 | 0 | 0 | 0 | 0 | 0 | 0 | 0 | 0 | 0 | 0 | 0 | 0 | 0 | 0 | 1 | 0 | 0 | 0 | 0 | 0 | 0 | 0 | 0 | 0 | 0 | 1 | 0 | 1 | 0 | 1 | 0 | 1 | 0 | 0 | 0 | 0 | 0 | 0 | 0 | 0 | 0 | 0 | 0 | 1 |  | 0 | 0 | 0 | 0 | 0 | 0 | 0 | 0 | 0 | 0 | 0 | 0 | 0 | 0 | 0 | 0 | 0 | 0 | 0 | 0 | 0 | 0 | 0 | 0 | 0 | 0 | 0 | 0 | 0 | 0 | 3 | 0 | 1 | 0 | 0 | 0 | -794.9 | -478 | 140.2426 | Chowchilla-Le grand 115kV Line | Chowchilla-Le grand 115kV Line | Chowchilla-Le grand 115kV Line |  | 2 | 0 | 0 | 0 | 0 | 0 | -314.8 | 209.845 | 333.1455 | Tranquility-Helm 230kV Line | Tranquility-Helm 230kV Line | Gates 500/230kV TB #11 |  | 5 | 5 | NO | 5 | 1 | 1 | NO | 1
SDGE | Otay | 69 | 0 | 0 | 0 | 0 | 0 | 0 | 0 | 0 | 0 | 0 | 0 | 0 | 0 | 0 | 0 | 0 | 0 | 0 | 0 | 0 | 0 | 0 | 0 | 0 | 0 | 0 | 0 | 0 | 0 | 1 | 1 | 0 | 1 | 0 | 0 | 1 | 1 | 0 | 0 | 0 | 0 | 0 | 0 | 0 | 0 | 0 | 0 | 0 | 0 | 0 | 0 | 0 | 0 | 0 | 0 | 0 | 0 | 0 | 0 | 0 | 0 | 0 | 0 | 0 | 0 | 0 | 0 | 0 | 0 | 0 | 0 | 0 | 0 | 0 | 0 | 0 | 0 | 0 | 0 | 0 | 0 | 0 | 0 | 0 | 0 | 0 | 0 | 0 | 0 | 0 | 0 | 0 | 0 | 0 | 0 | 0 | 0 | 4 |  | 0 | 0 | 0 | 0 | 0 | 0 | 0 | 0 | 0 | 0 | 0 | 6 | 0 | 0 | 1 | 0 | 0 | 0 | 0 | 0 | 0 | 0 | 0 | 0 | 0 | 0 | 55.7 | 0 | 0 | 1 | 0 | 0 | 0 | 0 | 0 | 0 | 54.76 | 195.045 | 299.0864 | San Luis Rey-San Onofre 230 kV line constraint | Miguel 69 kV constraint | Miguel 69 kV constraint |  | 0 | 0 | 0 | 0 | 0 | 0 | 54.76 | 195.045 | 299.0864 | San Luis Rey-San Onofre 230 kV line constraint | Miguel 69 kV constraint | Miguel 69 kV constraint |  | 1 | 1 | NO | 1 | 1 | 1 | NO | 1
SDGE | Otay Mesa | 230 | 0 | 0 | 0 | 0 | 0 | 0 | 0 | 0 | 0 | 0 | 0 | 0 | 0 | 0 | 0 | 0 | 0 | 0 | 0 | 0 | 0 | 0 | 0 | 0 | 0 | 0 | 0 | 0 | 1 | 0 | 1 | 0 | 1 | 0 | 1 | 1 | 1 | 0 | 0 | 0 | 0 | 0 | 0 | 0 | 0 | 0 | 0 | 0 | 0 | 0 | 0 | 0 | 0 | 0 | 0 | 0 | 0 | 0 | 0 | 0 | 0 | 0 | 0 | 0 | 0 | 0 | 0 | 0 | 0 | 0 | 0 | 0 | 0 | 0 | 0 | 0 | 0 | 0 | 0 | 0 | 0 | 0 | 0 | 0 | 0 | 0 | 0 | 0 | 0 | 0 | 0 | 0 | 0 | 0 | 0 | 0 | 0 | 5 |  | 0 | 0 | 0 | 0 | 0 | 0 | 0 | 0 | 0 | 0 | 0 | 0 | 0 | 0 | 0 | 0 | 0 | 0 | 0 | 0 | 0 | 0 | 0 | 0 | 0 | 0 | 52 | 0 | 0 | 1 | 0 | 0 | 0 | 0 | 0 | 0 | 54.76 | 1149 | 1227 | San Luis Rey-San Onofre 230 kV line constraint | Otay Mesa 230 kV constraint | Otay Mesa 230 kV constraint |  | 0 | 0 | 0 | 0 | 0 | 0 | 54.76 | 1149 | 1227 | San Luis Rey-San Onofre 230 kV line constraint | Otay Mesa 230 kV constraint | Otay Mesa 230 kV constraint |  | 1 | 1 | NO | 1 | 1 | 1 | NO | 1
PG&E FRESNO | Padre Flats SW STA | 230 | 0 | 0 | 0 | 0 | 0 | 0 | 0 | 0 | 0 | 0 | 0 | 0 | 0 | 0 | 0 | 0 | 0 | 0 | 0 | 0 | 0 | 0 | 0 | 0 | 0 | 0 | 0 | 0 | 0 | 0 | 0 | 0 | 0 | 0 | 0 | 0 | 0 | 0 | 0 | 0 | 0 | 0 | 0 | 0 | 0 | 0 | 0 | 0 | 0 | 0 | 0 | 0 | 0 | 0 | 0 | 0 | 0 | 0 | 0 | 0 | 0 | 0 | 0 | 0 | 0 | 0 | 0 | 0 | 0 | 0 | 0 | 0 | 0 | 0 | 0 | 0 | 0 | 0 | 0 | 1 | 0 | 0 | 0 | 0 | 0 | 1 | 0 | 0 | 0 | 0 | 0 | 0 | 0 | 0 | 0 | 0 | 0 | 1 |  | 0 | 0 | 0 | 0 | 0 | 0 | 0 | 0 | 0 | 0 | 0 | 0 | 0 | 0 | 0 | 0 | 0 | 0 | 0 | 0 | 0 | 0 | 0 | 0 | 0 | 0 | 0 | 0 | 0 | 0 | 1 | 0 | 0 | 0 | 0 | 0 | -9.103 | 211.6707 | 333.1455 | Gates 500/230kV TB #11 | Gates 500/230kV TB #11 | Gates 500/230kV TB #11 |  | 1 | 0 | 0 | 0 | 0 | 0 | -9.103 | 211.6707 | 333.1455 | Gates 500/230kV TB #11 | Gates 500/230kV TB #11 | Gates 500/230kV TB #11 |  | 5 | 5 | NO | 5 | 1 | 1 | NO | 1
EOP | Pahrump | 138 | 0 | 0 | 0 | 0 | 0 | 0 | 0 | 0 | 0 | 0 | 0 | 0 | 0 | 0 | 0 | 0 | 0 | 0 | 0 | 0 | 0 | 0 | 1 | 1 | 1 | 0 | 0 | 0 | 0 | 0 | 0 | 0 | 0 | 0 | 0 | 0 | 0 | 0 | 0 | 0 | 0 | 0 | 0 | 0 | 0 | 0 | 0 | 0 | 0 | 0 | 0 | 0 | 0 | 0 | 0 | 0 | 0 | 0 | 0 | 0 | 0 | 0 | 0 | 0 | 0 | 0 | 0 | 0 | 0 | 0 | 0 | 0 | 0 | 0 | 0 | 0 | 0 | 0 | 0 | 0 | 0 | 0 | 0 | 0 | 0 | 0 | 0 | 0 | 0 | 0 | 0 | 0 | 0 | 0 | 0 | 0 | 0 | 2 |  | 0 | 0 | 0 | 0 | 0 | 0 | 0 | 0 | 0 | 0 | 0 | 0 | 0 | 0 | 0 | 0 | 0 | 0 | 0 | 0 | 0 | 0 | 0 | 0 | 0 | 0 | 0 | 0 | 0 | 0 | 1 | 1 | 1 | 0 | 0 | 0 | -3041.755 | -297.01 | 876.53 | Lugo - Victorville area constraint | Lugo - Victorville area constraint | GLW 230kV area constraint |  | 0 | 1 | 0 | 0 | 0 | 0 | -362.03 | 49.37 | 876.53 | Sloan Canyon - Eldorado 500 kV constraint | Sloan Canyon - Eldorado 500 kV constraint | GLW 230kV area constraint |  | 5 | 4 | YES | 4 | 1 | 1 | NO | 1
EOP | Pahrump | 230 | 0 | 0 | 0 | 0 | 0 | 0 | 0 | 0 | 0 | 0 | 0 | 0 | 0 | 0 | 0 | 0 | 0 | 0 | 0 | 0 | 0 | 0 | 1 | 1 | 1 | 0 | 0 | 0 | 0 | 0 | 0 | 0 | 0 | 0 | 0 | 0 | 0 | 0 | 0 | 0 | 0 | 0 | 0 | 0 | 0 | 0 | 0 | 0 | 0 | 0 | 0 | 0 | 0 | 0 | 0 | 0 | 0 | 0 | 0 | 0 | 0 | 0 | 0 | 0 | 0 | 0 | 0 | 0 | 0 | 0 | 0 | 0 | 0 | 0 | 0 | 0 | 0 | 0 | 0 | 0 | 0 | 0 | 0 | 0 | 0 | 0 | 0 | 0 | 0 | 0 | 0 | 0 | 0 | 0 | 0 | 0 | 0 | 2 |  | 0 | 0 | 0 | 0 | 0 | 0 | 0 | 0 | 0 | 0 | 0 | 0 | 0 | 0 | 0 | 0 | 0 | 0 | 0 | 0 | 0 | 0 | 0 | 0 | 0 | 0 | 0 | 0 | 0 | 0 | 1 | 1 | 1 | 0 | 0 | 0 | -3041.755 | -297.01 | 876.53 | Lugo - Victorville area constraint | Lugo - Victorville area constraint | GLW 230kV area constraint |  | 0 | 1 | 0 | 0 | 0 | 0 | -362.03 | 49.37 | 876.53 | Sloan Canyon - Eldorado 500 kV constraint | Sloan Canyon - Eldorado 500 kV constraint | GLW 230kV area constraint |  | 5 | 4 | YES | 4 | 1 | 1 | NO | 1
SDGE | Pala | 69 | 0 | 0 | 0 | 0 | 0 | 0 | 0 | 0 | 0 | 0 | 0 | 0 | 0 | 0 | 0 | 0 | 0 | 0 | 0 | 0 | 0 | 0 | 0 | 0 | 0 | 1 | 0 | 0 | 1 | 0 | 1 | 0 | 1 | 1 | 0 | 0 | 0 | 1 | 0 | 0 | 0 | 0 | 0 | 0 | 0 | 0 | 0 | 0 | 0 | 0 | 0 | 0 | 0 | 0 | 0 | 0 | 0 | 0 | 0 | 0 | 0 | 0 | 0 | 0 | 0 | 0 | 0 | 0 | 0 | 0 | 0 | 0 | 0 | 0 | 0 | 0 | 0 | 0 | 0 | 0 | 0 | 0 | 0 | 0 | 0 | 0 | 0 | 0 | 0 | 0 | 0 | 0 | 0 | 0 | 0 | 0 | 0 | 3 |  | 0 | 0 | 0 | 0 | 0 | 0 | 0 | 0 | 0 | 0 | 0 | 0 | 0 | 0 | 0 | 0 | 0 | 0 | 0 | 0 | 0 | 0 | 0 | 0 | 0 | 0 | 10 | 0 | 0 | 1 | 0 | 0 | 0 | 0 | 0 | 0 | 54.76 | 174.2 | 263.6 | San Luis Rey-San Onofre 230 kV line constraint | Ocean Ranch 69 kV constraint | Ocean Ranch 69 kV constraint |  | 0 | 0 | 0 | 0 | 0 | 0 | 54.76 | 174.2 | 263.6 | San Luis Rey-San Onofre 230 kV line constraint | Ocean Ranch 69 kV constraint | Ocean Ranch 69 kV constraint |  | 1 | 1 | NO | 1 | 1 | 1 | NO | 1
PG&E NGBA | Palermo | 115 | 0 | 0 | 0 | 0 | 0 | 0 | 0 | 0 | 0 | 0 | 0 | 0 | 0 | 0 | 0 | 0 | 0 | 0 | 0 | 0 | 0 | 0 | 0 | 0 | 0 | 0 | 0 | 0 | 0 | 0 | 0 | 0 | 0 | 0 | 0 | 0 | 0 | 0 | 0 | 1 | 0 | 0 | 0 | 0 | 1 | 1 | 1 | 1 | 0 | 0 | 0 | 0 | 0 | 0 | 0 | 0 | 0 | 0 | 0 | 1 | 1 | 0 | 0 | 0 | 0 | 0 | 0 | 0 | 0 | 0 | 0 | 0 | 0 | 0 | 0 | 0 | 0 | 0 | 0 | 0 | 0 | 0 | 0 | 0 | 0 | 0 | 0 | 0 | 0 | 0 | 0 | 0 | 0 | 0 | 0 | 0 | 0 | 0 |  | 0 | 0 | 0 | 0 | 0 | 0 | 0 | 0 | 0 | 0 | 0 | 0 | 0 | 0 | 0 | 0 | 0 | 0 | 0 | 0 | 0 | 0 | 0 | 0 | 0 | 0 | 0 | 0 | 0 | 0 | 2 | 0 | 1 | 0 | 0 | 0 | -1184.5215 | -212.6541 | 79.4556 | Tesla-Bellota 230 kV line | Bellota-Weber 230kV line | Rocklin-Pleaseant grove 115kV line |  | 0 | 2 | 0 | 0 | 0 | 0 | -884.5215 | 41.5 | 79.4556 | Tesla-Bellota 230 kV line | Rocklin-Pleaseant grove 115kV line | Rocklin-Pleaseant grove 115kV line |  | 5 | 4 | YES | 4 | 1 | 1 | NO | 1
PG&E NGBA | Palermo | 230 | 0 | 0 | 0 | 0 | 0 | 0 | 0 | 0 | 0 | 0 | 0 | 0 | 0 | 0 | 0 | 0 | 0 | 0 | 0 | 0 | 0 | 0 | 0 | 0 | 0 | 0 | 0 | 0 | 0 | 0 | 0 | 0 | 0 | 0 | 0 | 0 | 0 | 0 | 0 | 1 | 0 | 0 | 0 | 0 | 0 | 1 | 1 | 1 | 0 | 0 | 0 | 0 | 0 | 0 | 0 | 0 | 0 | 0 | 0 | 1 | 1 | 0 | 0 | 0 | 0 | 0 | 0 | 0 | 0 | 0 | 0 | 0 | 0 | 0 | 0 | 0 | 0 | 0 | 0 | 0 | 0 | 0 | 0 | 0 | 0 | 0 | 0 | 0 | 0 | 0 | 0 | 0 | 0 | 0 | 0 | 0 | 0 | 0 |  | 0 | 0 | 0 | 0 | 0 | 0 | 0 | 0 | 0 | 0 | 0 | 0 | 0 | 0 | 0 | 0 | 0 | 0 | 0 | 0 | 0 | 0 | 0 | 0 | 0 | 0 | 0 | 0 | 0 | 0 | 2 | 0 | 1 | 0 | 0 | 0 | -1184.5215 | -212.6541 | 415.18 | Tesla-Bellota 230 kV line | Bellota-Weber 230kV line | Rio Oso-Brighton 230kV line |  | 0 | 2 | 0 | 0 | 0 | 0 | -884.5215 | 247.3459 | 415.18 | Tesla-Bellota 230 kV line | Bellota-Weber 230kV line | Rio Oso-Brighton 230kV line |  | 5 | 4 | YES | 4 | 1 | 1 | NO | 1
SCE Eastern | Palo Verde | 500 | 0 | 0 | 0 | 0 | 0 | 0 | 0 | 0 | 0 | 0 | 0 | 0 | 0 | 0 | 0 | 0 | 0 | 1 | 0 | 0 | 0 | 1 | 0 | 0 | 1 | 0 | 0 | 0 | 0 | 0 | 0 | 0 | 0 | 0 | 0 | 0 | 0 | 0 | 0 | 0 | 0 | 0 | 0 | 0 | 0 | 0 | 0 | 0 | 0 | 0 | 0 | 0 | 0 | 0 | 0 | 0 | 0 | 0 | 0 | 0 | 0 | 0 | 0 | 0 | 0 | 0 | 0 | 0 | 0 | 0 | 0 | 0 | 0 | 0 | 0 | 0 | 0 | 0 | 0 | 0 | 0 | 0 | 0 | 0 | 0 | 0 | 0 | 0 | 0 | 0 | 0 | 0 | 0 | 0 | 0 | 0 | 0 | 2 |  | 0 | 0 | 0 | 0 | 0 | 0 | 0 | 0 | 0 | 0 | 0 | 0 | 0 | 0 | 0 | 0 | 0 | 0 | 0 | 3099 | 0 | 0 | 0 | 0 | 0 | 0 | 0 | 0 | 0 | 1 | 1 | 2 | 1 | 0 | 0 | 0 | -3041.755 | -297.01 | 3083.635 | Lugo - Victorville area constraint | Lugo - Victorville area constraint | Devers-Red Bluff Constraint |  | 0 | 2 | 0 | 0 | 0 | 0 | -9.58 | 2098.55 | 3083.635 | Serrano-Alberhill-Valley Constraint | Devers-Red Bluff Constraint | Devers-Red Bluff Constraint |  | 5 | 3 | YES | 3 | 1 | 1 | NO | 1
SDGE | Palomar Energy | 230 | 0 | 0 | 0 | 0 | 0 | 0 | 0 | 0 | 0 | 0 | 0 | 0 | 0 | 0 | 0 | 0 | 0 | 0 | 0 | 0 | 0 | 0 | 0 | 0 | 0 | 1 | 0 | 0 | 1 | 0 | 1 | 0 | 1 | 0 | 0 | 0 | 0 | 1 | 0 | 0 | 0 | 0 | 0 | 0 | 0 | 0 | 0 | 0 | 0 | 0 | 0 | 0 | 0 | 0 | 0 | 0 | 0 | 0 | 0 | 0 | 0 | 0 | 0 | 0 | 0 | 0 | 0 | 0 | 0 | 0 | 0 | 0 | 0 | 0 | 0 | 0 | 0 | 0 | 0 | 0 | 0 | 0 | 0 | 0 | 0 | 0 | 0 | 0 | 0 | 0 | 0 | 0 | 0 | 0 | 0 | 0 | 0 | 3 |  | 0 | 0 | 0 | 0 | 0 | 0 | 0 | 0 | 0 | 0 | 0 | 0 | 0 | 0 | 0 | 0 | 0 | 0 | 0 | 0 | 0 | 0 | 0 | 0 | 0 | 0 | 0 | 0 | 0 | 0 | 0 | 0 | 0 | 0 | 0 | 0 | 54.76 | 669.535 | 1737.03 | San Luis Rey-San Onofre 230 kV line constraint | Talega 230 kV constraint | Talega 230 kV constraint |  | 0 | 0 | 0 | 0 | 0 | 0 | 54.76 | 669.535 | 1737.03 | San Luis Rey-San Onofre 230 kV line constraint | Talega 230 kV constraint | Talega 230 kV constraint |  | 1 | 1 | NO | 1 | 1 | 1 | NO | 1
PG&E KERN | Panama | 70 | 0 | 0 | 0 | 0 | 0 | 0 | 0 | 0 | 0 | 0 | 0 | 0 | 0 | 0 | 0 | 0 | 0 | 0 | 0 | 0 | 0 | 0 | 0 | 0 | 0 | 0 | 0 | 0 | 0 | 0 | 0 | 0 | 0 | 0 | 0 | 0 | 0 | 0 | 0 | 0 | 0 | 0 | 0 | 0 | 0 | 0 | 0 | 0 | 0 | 0 | 0 | 0 | 0 | 0 | 0 | 0 | 0 | 0 | 0 | 0 | 0 | 0 | 0 | 0 | 0 | 0 | 0 | 1 | 1 | 0 | 0 | 0 | 0 | 0 | 0 | 0 | 0 | 0 | 0 | 1 | 0 | 0 | 0 | 0 | 0 | 0 | 0 | 0 | 0 | 0 | 0 | 0 | 0 | 0 | 0 | 0 | 0 | 0 |  | 0 | 0 | 0 | 0 | 0 | 0 | 0 | 0 | 0 | 0 | 0 | 0 | 0 | 0 | 0 | 0 | 0 | 0 | 0 | 0 | 0 | 0 | 0 | 0 | 0 | 0 | 0 | 0 | 0 | 0 | 2 | 0 | 1 | 0 | 1 | 0 | -77.985 | -266.9883 | -59.825 | Cal Flat-Gates 230 kV line | Cal Flat-Gates 230 kV line | Cal Flat-Gates 230 kV line |  | 1 | 0 | 0 | 0 | 0 | 0 | -9.103 | 211.6707 | 170.175 | Gates 500/230kV TB #11 | Gates 500/230kV TB #11 | Cal Flat-Gates 230 kV line |  | 5 | 5 | NO | 5 | 5 | 1 | YES | 2
PG&E FRESNO | Panoche | 115 | 0 | 0 | 0 | 0 | 0 | 0 | 0 | 0 | 0 | 0 | 0 | 0 | 0 | 0 | 0 | 0 | 0 | 0 | 0 | 0 | 0 | 0 | 0 | 0 | 0 | 0 | 0 | 0 | 0 | 0 | 0 | 0 | 0 | 0 | 0 | 0 | 0 | 0 | 0 | 0 | 0 | 0 | 0 | 0 | 0 | 1 | 0 | 0 | 0 | 0 | 0 | 0 | 0 | 0 | 0 | 0 | 0 | 0 | 0 | 0 | 0 | 0 | 0 | 0 | 0 | 0 | 0 | 0 | 0 | 0 | 0 | 0 | 0 | 0 | 0 | 0 | 0 | 0 | 1 | 1 | 1 | 1 | 1 | 0 | 0 | 1 | 0 | 1 | 0 | 0 | 0 | 0 | 0 | 0 | 0 | 0 | 0 | 1 |  | 0 | 0 | 0 | 0 | 0 | 0 | 0 | 0 | 0 | 0 | 0 | 0 | 0 | 0 | 0 | 0 | 0 | 0 | 0 | 0 | 0 | 0 | 0 | 6.15 | 0 | 0 | 0 | 0 | 0 | 1 | 3 | 0 | 1 | 0 | 1 | 0 | -951.4315 | -212.6541 | -369.3748 | Bellota-Weber 230kV line | Bellota-Weber 230kV line | Gates 500/230kV TB #12 |  | 2 | 1 | 0 | 0 | 1 | 0 | -491.4315 | 209.845 | -369.3748 | Bellota-Weber 230kV line | Tranquility-Helm 230kV Line | Gates 500/230kV TB #12 |  | 5 | 5 | NO | 5 | 5 | 5 | NO | 5
PG&E FRESNO | Panoche | 230 | 0 | 0 | 0 | 0 | 0 | 0 | 0 | 0 | 0 | 0 | 0 | 0 | 0 | 0 | 0 | 0 | 0 | 0 | 0 | 0 | 0 | 0 | 0 | 0 | 0 | 0 | 0 | 0 | 0 | 0 | 0 | 0 | 0 | 0 | 0 | 0 | 0 | 0 | 0 | 0 | 0 | 0 | 0 | 0 | 0 | 0 | 0 | 0 | 0 | 0 | 0 | 0 | 0 | 0 | 0 | 0 | 0 | 0 | 0 | 0 | 0 | 0 | 0 | 0 | 0 | 0 | 0 | 0 | 0 | 0 | 0 | 0 | 0 | 0 | 0 | 0 | 0 | 0 | 1 | 1 | 0 | 1 | 0 | 0 | 0 | 1 | 0 | 0 | 0 | 0 | 0 | 0 | 0 | 0 | 0 | 0 | 0 | 1 |  | 0 | 0 | 0 | 0 | 0 | 0 | 0 | 0 | 0 | 0 | 0 | 0 | 0 | 0 | 0 | 0 | 0 | 0 | 0 | 0 | 0 | 0 | 0 | 0 | 200 | 400 | 0 | 160 | 0 | 1 | 2 | 0 | 0 | 0 | 1 | 0 | -314.8 | 209.845 | -369.3748 | Tranquility-Helm 230kV Line | Tranquility-Helm 230kV Line | Gates 500/230kV TB #12 |  | 2 | 0 | 0 | 0 | 1 | 0 | -314.8 | 209.845 | -369.3748 | Tranquility-Helm 230kV Line | Tranquility-Helm 230kV Line | Gates 500/230kV TB #12 |  | 5 | 5 | NO | 5 | 5 | 5 | NO | 5
SCE Northern | Pardee | 230 | 0 | 0 | 1 | 0 | 0 | 0 | 0 | 0 | 0 | 0 | 0 | 0 | 0 | 0 | 0 | 0 | 0 | 0 | 0 | 0 | 0 | 0 | 0 | 0 | 1 | 0 | 0 | 0 | 0 | 0 | 0 | 0 | 0 | 0 | 0 | 0 | 0 | 0 | 0 | 0 | 0 | 0 | 0 | 0 | 0 | 0 | 0 | 0 | 0 | 0 | 0 | 0 | 0 | 0 | 0 | 0 | 0 | 0 | 0 | 0 | 0 | 0 | 0 | 0 | 0 | 0 | 0 | 0 | 0 | 0 | 0 | 0 | 0 | 0 | 0 | 0 | 0 | 0 | 0 | 0 | 0 | 0 | 0 | 0 | 0 | 0 | 0 | 0 | 0 | 0 | 0 | 0 | 0 | 0 | 0 | 0 | 0 | 0 |  | 0 | 0 | 0 | 0 | 0 | 0 | 0 | 0 | 0 | 0 | 0 | 80 | 0 | 0 | 1 | 0 | 0 | 0 | 0 | 0 | 0 | 0 | 0 | 0 | 0 | 0 | 95 | 0 | 0 | 1 | 1 | 0 | 1 | 0 | 0 | 0 | -3041.755 | -297.01 | 3343.045 | Lugo - Victorville area constraint | Lugo - Victorville area constraint | Lugo - Victorville area constraint |  | 0 | 0 | 0 | 0 | 0 | 0 | 3415.65 | 3934.5 | 7088.29 | Pardee-Sylmar Constraint | Pardee-Sylmar Constraint | Pardee-Sylmar Constraint |  | 5 | 1 | YES | 2 | 1 | 1 | NO | 1
PG&E NGBA | Parkway | 230 | 0 | 0 | 0 | 0 | 0 | 0 | 0 | 0 | 0 | 0 | 0 | 0 | 0 | 0 | 0 | 0 | 0 | 0 | 0 | 0 | 0 | 0 | 0 | 0 | 0 | 0 | 0 | 0 | 0 | 0 | 0 | 0 | 0 | 0 | 0 | 0 | 0 | 0 | 0 | 1 | 0 | 0 | 0 | 0 | 0 | 0 | 0 | 0 | 0 | 0 | 0 | 0 | 0 | 0 | 0 | 1 | 0 | 0 | 0 | 0 | 0 | 0 | 0 | 0 | 0 | 0 | 1 | 0 | 0 | 0 | 0 | 0 | 0 | 0 | 0 | 0 | 0 | 0 | 0 | 0 | 0 | 0 | 0 | 0 | 0 | 0 | 0 | 0 | 0 | 0 | 0 | 0 | 0 | 0 | 0 | 0 | 0 | 0 |  | 0 | 0 | 0 | 0 | 0 | 0 | 0 | 0 | 0 | 0 | 0 | 0 | 0 | 0 | 0 | 0 | 3 | 0 | 0 | 0 | 0 | 0 | 0 | 0 | 0 | 0 | 0 | 0 | 0 | 1 | 1 | 0 | 1 | 0 | 0 | 0 | -547.725 | -217.477 | 718.102 | Birds Landing-Contra Costa 230kV Line | Birds Landing-Contra Costa 230kV Line | Birds Landing-Contra Costa 230kV Line |  | 0 | 0 | 0 | 0 | 0 | 0 | 1.495 | 1408.886 | 718.102 | Collinsville-Tesla 500 kV Line | Collinsville-Tesla 500 kV Line | Birds Landing-Contra Costa 230kV Line |  | 5 | 1 | YES | 2 | 1 | 1 | NO | 1
SCE Northern | Pastoria | 230 | 0 | 0 | 1 | 0 | 0 | 0 | 1 | 0 | 0 | 0 | 0 | 0 | 0 | 0 | 0 | 0 | 0 | 0 | 0 | 0 | 0 | 0 | 0 | 0 | 1 | 0 | 0 | 0 | 0 | 0 | 0 | 0 | 0 | 0 | 0 | 0 | 0 | 0 | 0 | 0 | 0 | 0 | 0 | 0 | 0 | 0 | 0 | 0 | 0 | 0 | 0 | 0 | 0 | 0 | 0 | 0 | 0 | 0 | 0 | 0 | 0 | 0 | 0 | 0 | 0 | 0 | 0 | 0 | 0 | 0 | 0 | 0 | 0 | 0 | 0 | 0 | 0 | 0 | 0 | 0 | 0 | 0 | 0 | 0 | 0 | 0 | 0 | 0 | 0 | 0 | 0 | 0 | 0 | 0 | 0 | 0 | 0 | 0 |  | 0 | 0 | 0 | 0 | 0 | 0 | 0 | 0 | 0 | 0 | 0 | 0 | 0 | 0 | 0 | 0 | 0 | 0 | 0 | 0 | 0 | 0 | 0 | 0 | 0 | 105 | 80 | 0 | 0 | 1 | 1 | 0 | 1 | 0 | 0 | 0 | -3041.755 | -297.01 | 1955.79 | Lugo - Victorville area constraint | Lugo - Victorville area constraint | South of Magunden Constraint |  | 0 | 0 | 0 | 0 | 0 | 0 | 24.65 | 63.5 | 1955.79 | South of Magunden Constraint | South of Magunden Constraint | South of Magunden Constraint |  | 5 | 1 | YES | 2 | 1 | 1 | NO | 1
SCE Metro | Pauda | 230 | 0 | 0 | 0 | 0 | 0 | 0 | 0 | 0 | 0 | 1 | 0 | 0 | 0 | 0 | 0 | 0 | 0 | 0 | 0 | 0 | 0 | 0 | 0 | 0 | 0 | 0 | 0 | 0 | 0 | 0 | 0 | 0 | 0 | 0 | 0 | 0 | 0 | 0 | 0 | 0 | 0 | 0 | 0 | 0 | 0 | 0 | 0 | 0 | 0 | 0 | 0 | 0 | 0 | 0 | 0 | 0 | 0 | 0 | 0 | 0 | 0 | 0 | 0 | 0 | 0 | 0 | 0 | 0 | 0 | 0 | 0 | 0 | 0 | 0 | 0 | 0 | 0 | 0 | 0 | 0 | 0 | 0 | 0 | 0 | 0 | 0 | 0 | 0 | 0 | 0 | 0 | 0 | 0 | 0 | 0 | 0 | 0 | 0 |  | 0 | 0 | 0 | 0 | 0 | 0 | 0 | 0 | 0 | 0 | 0 | 0 | 0 | 0 | 0 | 0 | 0 | 0 | 0 | 0 | 0 | 0 | 0 | 0 | 0 | 0 | 120 | 0 | 0 | 1 | 0 | 0 | 0 | 0 | 0 | 0 | 9141.6 | 11076.2 | 14650.5055 | SCE Metro Area Default Constraint | SCE Metro Area Default Constraint | SCE Metro Area Default Constraint |  | 0 | 0 | 0 | 0 | 0 | 0 | 9141.6 | 11076.2 | 14650.5055 | SCE Metro Area Default Constraint | SCE Metro Area Default Constraint | SCE Metro Area Default Constraint |  | 1 | 1 | NO | 1 | 1 | 1 | NO | 1
PG&E GBA | Paul Sweet | 115 | 0 | 0 | 0 | 0 | 0 | 0 | 0 | 0 | 0 | 0 | 0 | 0 | 0 | 0 | 0 | 0 | 0 | 0 | 0 | 0 | 0 | 0 | 0 | 0 | 0 | 0 | 0 | 0 | 0 | 0 | 0 | 0 | 0 | 0 | 0 | 0 | 0 | 0 | 0 | 0 | 0 | 0 | 0 | 0 | 0 | 0 | 0 | 0 | 0 | 0 | 0 | 0 | 0 | 0 | 0 | 0 | 0 | 0 | 0 | 0 | 0 | 0 | 0 | 0 | 1 | 0 | 0 | 0 | 0 | 0 | 0 | 0 | 0 | 0 | 0 | 0 | 0 | 0 | 0 | 0 | 0 | 0 | 0 | 0 | 0 | 0 | 0 | 0 | 0 | 0 | 0 | 0 | 0 | 0 | 0 | 0 | 0 | 0 |  | 0 | 0 | 0 | 0 | 0 | 0 | 0 | 0 | 0 | 0 | 0 | 0 | 0 | 0 | 0 | 0 | 0 | 0 | 0 | 0 | 0 | 0 | 0 | 0 | 0 | 0 | 0 | 0 | 0 | 0 | 0 | 0 | 0 | 0 | 0 | 0 | 312.7 | 346.16 | 296.38 | Morganhill-Metcalf 115kV Line | Morganhill-Metcalf 115kV Line | Morganhill-Metcalf 115kV Line |  | 0 | 0 | 0 | 0 | 0 | 0 | 312.7 | 346.16 | 296.38 | Morganhill-Metcalf 115kV Line | Morganhill-Metcalf 115kV Line | Morganhill-Metcalf 115kV Line |  | 1 | 1 | NO | 1 | 1 | 1 | NO | 1
PG&E NGBA | Peabody | 230 | 0 | 0 | 0 | 0 | 0 | 0 | 0 | 0 | 0 | 0 | 0 | 0 | 0 | 0 | 0 | 0 | 0 | 0 | 0 | 0 | 0 | 0 | 0 | 0 | 0 | 0 | 0 | 0 | 0 | 0 | 0 | 0 | 0 | 0 | 0 | 0 | 0 | 0 | 0 | 1 | 0 | 0 | 0 | 0 | 0 | 0 | 0 | 0 | 0 | 0 | 0 | 0 | 0 | 1 | 1 | 1 | 0 | 0 | 0 | 0 | 0 | 0 | 0 | 0 | 0 | 1 | 1 | 0 | 0 | 0 | 0 | 0 | 0 | 0 | 0 | 0 | 0 | 0 | 0 | 0 | 0 | 0 | 0 | 0 | 0 | 0 | 0 | 0 | 0 | 0 | 0 | 0 | 0 | 0 | 0 | 0 | 0 | 0 |  | 0 | 0 | 0 | 0 | 0 | 0 | 0 | 0 | 0 | 0 | 0 | 0 | 0 | 0 | 0 | 0 | 0 | 0 | 0 | 0 | 0 | 0 | 0 | 8 | 0 | 0 | 0 | 0 | 0 | 1 | 2 | 0 | 2 | 0 | 0 | 0 | -866.325 | -217.477 | 718.102 | Windmaster-Delta pumps 230 kV line | Birds Landing-Contra Costa 230kV Line | Birds Landing-Contra Costa 230kV Line |  | 0 | 0 | 0 | 0 | 0 | 0 | 1.495 | 678.723 | 718.102 | Collinsville-Tesla 500 kV Line | Contra Costa- Windmaster 230 kV line | Birds Landing-Contra Costa 230kV Line |  | 5 | 1 | YES | 2 | 1 | 1 | NO | 1
PG&E NGBA | Pease | 115 | 0 | 0 | 0 | 0 | 0 | 0 | 0 | 0 | 0 | 0 | 0 | 0 | 0 | 0 | 0 | 0 | 0 | 0 | 0 | 0 | 0 | 0 | 0 | 0 | 0 | 0 | 0 | 0 | 0 | 0 | 0 | 0 | 0 | 0 | 0 | 0 | 0 | 0 | 0 | 1 | 0 | 0 | 0 | 0 | 1 | 1 | 1 | 1 | 0 | 0 | 0 | 0 | 0 | 0 | 0 | 0 | 0 | 0 | 0 | 1 | 1 | 0 | 0 | 0 | 0 | 0 | 0 | 0 | 0 | 0 | 0 | 0 | 0 | 0 | 0 | 0 | 0 | 0 | 0 | 0 | 0 | 0 | 0 | 0 | 0 | 0 | 0 | 0 | 0 | 0 | 0 | 0 | 0 | 0 | 0 | 0 | 0 | 0 |  | 0 | 0 | 0 | 0 | 0 | 0 | 0 | 0 | 0 | 0 | 0 | 0 | 0 | 0 | 0 | 0 | 0 | 0 | 0 | 0 | 0 | 0 | 0 | 0 | 0 | 0 | 0 | 0 | 0 | 0 | 2 | 0 | 1 | 0 | 0 | 0 | -1184.5215 | -212.6541 | 79.4556 | Tesla-Bellota 230 kV line | Bellota-Weber 230kV line | Rocklin-Pleaseant grove 115kV line |  | 0 | 2 | 0 | 0 | 0 | 0 | -884.5215 | 41.5 | 79.4556 | Tesla-Bellota 230 kV line | Rocklin-Pleaseant grove 115kV line | Rocklin-Pleaseant grove 115kV line |  | 5 | 4 | YES | 4 | 1 | 1 | NO | 1
PG&E NGBA | Pease | 60 | 0 | 0 | 0 | 0 | 0 | 0 | 0 | 0 | 0 | 0 | 0 | 0 | 0 | 0 | 0 | 0 | 0 | 0 | 0 | 0 | 0 | 0 | 0 | 0 | 0 | 0 | 0 | 0 | 0 | 0 | 0 | 0 | 0 | 0 | 0 | 0 | 0 | 0 | 0 | 1 | 0 | 0 | 0 | 0 | 1 | 1 | 1 | 1 | 0 | 0 | 0 | 0 | 0 | 0 | 0 | 0 | 0 | 0 | 0 | 1 | 1 | 0 | 0 | 0 | 0 | 0 | 0 | 0 | 0 | 0 | 0 | 0 | 0 | 0 | 0 | 0 | 0 | 0 | 0 | 0 | 0 | 0 | 0 | 0 | 0 | 0 | 0 | 0 | 0 | 0 | 0 | 0 | 0 | 0 | 0 | 0 | 0 | 0 |  | 0 | 0 | 0 | 0 | 0 | 0 | 0 | 0 | 0 | 0 | 0 | 0 | 0 | 0 | 0 | 0 | 0 | 0 | 0 | 0 | 0 | 0 | 0 | 3 | 0 | 0 | 0 | 0 | 0 | 1 | 2 | 0 | 1 | 0 | 0 | 0 | -1184.5215 | -212.6541 | 79.4556 | Tesla-Bellota 230 kV line | Bellota-Weber 230kV line | Rocklin-Pleaseant grove 115kV line |  | 0 | 2 | 0 | 0 | 0 | 0 | -884.5215 | 41.5 | 79.4556 | Tesla-Bellota 230 kV line | Rocklin-Pleaseant grove 115kV line | Rocklin-Pleaseant grove 115kV line |  | 5 | 4 | YES | 4 | 1 | 1 | NO | 1
SDGE | Penasquitos | 138 | 0 | 0 | 0 | 0 | 0 | 0 | 0 | 0 | 0 | 0 | 0 | 0 | 0 | 0 | 0 | 0 | 0 | 0 | 0 | 0 | 0 | 0 | 0 | 0 | 0 | 0 | 0 | 0 | 0 | 0 | 1 | 0 | 1 | 0 | 0 | 0 | 0 | 0 | 0 | 0 | 0 | 0 | 0 | 0 | 0 | 0 | 0 | 0 | 0 | 0 | 0 | 0 | 0 | 0 | 0 | 0 | 0 | 0 | 0 | 0 | 0 | 0 | 0 | 0 | 0 | 0 | 0 | 0 | 0 | 0 | 0 | 0 | 0 | 0 | 0 | 0 | 0 | 0 | 0 | 0 | 0 | 0 | 0 | 0 | 0 | 0 | 0 | 0 | 0 | 0 | 0 | 0 | 0 | 0 | 0 | 0 | 0 | 2 |  | 0 | 0 | 0 | 0 | 0 | 0 | 0 | 0 | 0 | 0 | 0 | 0 | 0 | 0 | 0 | 0 | 0 | 0 | 0 | 0 | 0 | 0 | 0 | 0 | 0 | 0 | 0 | 0 | 0 | 0 | 0 | 0 | 0 | 0 | 0 | 0 | 54.76 | 1329.48 | 7821.4994 | San Luis Rey-San Onofre 230 kV line constraint | San Luis Rey-San Onofre 230 kV line constraint | San Luis Rey-San Onofre 230 kV line constraint |  | 0 | 0 | 0 | 0 | 0 | 0 | 54.76 | 1329.48 | 7821.4994 | San Luis Rey-San Onofre 230 kV line constraint | San Luis Rey-San Onofre 230 kV line constraint | San Luis Rey-San Onofre 230 kV line constraint |  | 1 | 1 | NO | 1 | 1 | 1 | NO | 1
SDGE | Penasquitos | 230 | 0 | 0 | 0 | 0 | 0 | 0 | 0 | 0 | 0 | 0 | 0 | 0 | 0 | 0 | 0 | 0 | 0 | 0 | 0 | 0 | 0 | 0 | 0 | 0 | 0 | 0 | 0 | 0 | 0 | 0 | 1 | 0 | 1 | 0 | 0 | 0 | 0 | 0 | 0 | 0 | 0 | 0 | 0 | 0 | 0 | 0 | 0 | 0 | 0 | 0 | 0 | 0 | 0 | 0 | 0 | 0 | 0 | 0 | 0 | 0 | 0 | 0 | 0 | 0 | 0 | 0 | 0 | 0 | 0 | 0 | 0 | 0 | 0 | 0 | 0 | 0 | 0 | 0 | 0 | 0 | 0 | 0 | 0 | 0 | 0 | 0 | 0 | 0 | 0 | 0 | 0 | 0 | 0 | 0 | 0 | 0 | 0 | 2 |  | 0 | 0 | 0 | 0 | 0 | 0 | 0 | 0 | 0 | 0 | 0 | 0 | 0 | 0 | 0 | 0 | 0 | 0 | 0 | 0 | 0 | 0 | 0 | 0 | 0 | 0 | 0 | 0 | 0 | 0 | 0 | 0 | 0 | 0 | 0 | 0 | 54.76 | 1329.48 | 7821.4994 | San Luis Rey-San Onofre 230 kV line constraint | San Luis Rey-San Onofre 230 kV line constraint | San Luis Rey-San Onofre 230 kV line constraint |  | 0 | 0 | 0 | 0 | 0 | 0 | 54.76 | 1329.48 | 7821.4994 | San Luis Rey-San Onofre 230 kV line constraint | San Luis Rey-San Onofre 230 kV line constraint | San Luis Rey-San Onofre 230 kV line constraint |  | 1 | 1 | NO | 1 | 1 | 1 | NO | 1
SDGE | Penasquitos | 69 | 0 | 0 | 0 | 0 | 0 | 0 | 0 | 0 | 0 | 0 | 0 | 0 | 0 | 0 | 0 | 0 | 0 | 0 | 0 | 0 | 0 | 0 | 0 | 0 | 0 | 0 | 0 | 0 | 0 | 0 | 1 | 0 | 1 | 0 | 0 | 0 | 0 | 0 | 0 | 0 | 0 | 0 | 0 | 0 | 0 | 0 | 0 | 0 | 0 | 0 | 0 | 0 | 0 | 0 | 0 | 0 | 0 | 0 | 0 | 0 | 0 | 0 | 0 | 0 | 0 | 0 | 0 | 0 | 0 | 0 | 0 | 0 | 0 | 0 | 0 | 0 | 0 | 0 | 0 | 0 | 0 | 0 | 0 | 0 | 0 | 0 | 0 | 0 | 0 | 0 | 0 | 0 | 0 | 0 | 0 | 0 | 0 | 2 |  | 0 | 0 | 0 | 0 | 0 | 0 | 0 | 0 | 0 | 0 | 0 | 0 | 0 | 0 | 0 | 0 | 0 | 0 | 0 | 0 | 0 | 0 | 0 | 0 | 0 | 0 | 0 | 0 | 0 | 0 | 0 | 0 | 0 | 0 | 0 | 0 | 54.76 | 1329.48 | 7821.4994 | San Luis Rey-San Onofre 230 kV line constraint | San Luis Rey-San Onofre 230 kV line constraint | San Luis Rey-San Onofre 230 kV line constraint |  | 0 | 0 | 0 | 0 | 0 | 0 | 54.76 | 1329.48 | 7821.4994 | San Luis Rey-San Onofre 230 kV line constraint | San Luis Rey-San Onofre 230 kV line constraint | San Luis Rey-San Onofre 230 kV line constraint |  | 1 | 1 | NO | 1 | 1 | 1 | NO | 1
SDGE | Pendleton | 69 | 0 | 0 | 0 | 0 | 0 | 0 | 0 | 0 | 0 | 0 | 0 | 0 | 0 | 0 | 0 | 0 | 0 | 0 | 0 | 0 | 0 | 0 | 0 | 0 | 0 | 1 | 0 | 0 | 0 | 0 | 0 | 0 | 1 | 1 | 0 | 0 | 0 | 1 | 0 | 0 | 0 | 0 | 0 | 0 | 0 | 0 | 0 | 0 | 0 | 0 | 0 | 0 | 0 | 0 | 0 | 0 | 0 | 0 | 0 | 0 | 0 | 0 | 0 | 0 | 0 | 0 | 0 | 0 | 0 | 0 | 0 | 0 | 0 | 0 | 0 | 0 | 0 | 0 | 0 | 0 | 0 | 0 | 0 | 0 | 0 | 0 | 0 | 0 | 0 | 0 | 0 | 0 | 0 | 0 | 0 | 0 | 0 | 1 |  | 0 | 0 | 0 | 0 | 0 | 0 | 0 | 0 | 0 | 0 | 0 | 0 | 0 | 0 | 0 | 0 | 0 | 0 | 0 | 0 | 0 | 0 | 0 | 0 | 0 | 0 | 0 | 0 | 0 | 0 | 0 | 0 | 0 | 0 | 0 | 0 | 54.76 | 174.2 | 263.6 | San Luis Rey-San Onofre 230 kV line constraint | Ocean Ranch 69 kV constraint | Ocean Ranch 69 kV constraint |  | 0 | 0 | 0 | 0 | 0 | 0 | 54.76 | 174.2 | 263.6 | San Luis Rey-San Onofre 230 kV line constraint | Ocean Ranch 69 kV constraint | Ocean Ranch 69 kV constraint |  | 1 | 1 | NO | 1 | 1 | 1 | NO | 1
PG&E NGBA | Penngrove | 115 | 0 | 0 | 0 | 0 | 0 | 0 | 0 | 0 | 0 | 0 | 0 | 0 | 0 | 0 | 0 | 0 | 0 | 0 | 0 | 0 | 0 | 0 | 0 | 0 | 0 | 0 | 0 | 0 | 0 | 0 | 0 | 0 | 0 | 0 | 0 | 0 | 0 | 0 | 0 | 1 | 0 | 0 | 0 | 0 | 0 | 0 | 0 | 0 | 0 | 0 | 0 | 0 | 1 | 0 | 0 | 0 | 0 | 0 | 0 | 0 | 0 | 0 | 0 | 0 | 0 | 0 | 1 | 0 | 0 | 0 | 0 | 0 | 0 | 0 | 0 | 0 | 0 | 0 | 0 | 0 | 0 | 0 | 0 | 0 | 0 | 0 | 0 | 0 | 0 | 0 | 0 | 0 | 0 | 0 | 0 | 0 | 0 | 1 |  | 0 | 0 | 0 | 0 | 0 | 0 | 0 | 0 | 0 | 0 | 0 | 0 | 0 | 0 | 0 | 0 | 0 | 0 | 0 | 0 | 0 | 0 | 0 | 0 | 0 | 0 | 0 | 0 | 0 | 0 | 1 | 0 | 1 | 0 | 0 | 0 | -547.725 | -217.477 | 718.102 | Birds Landing-Contra Costa 230kV Line | Birds Landing-Contra Costa 230kV Line | Birds Landing-Contra Costa 230kV Line |  | 0 | 0 | 0 | 0 | 0 | 0 | 1.495 | 1408.886 | 718.102 | Collinsville-Tesla 500 kV Line | Collinsville-Tesla 500 kV Line | Birds Landing-Contra Costa 230kV Line |  | 5 | 1 | YES | 2 | 1 | 1 | NO | 1
PG&E GBA | Peoria | 115 | 0 | 0 | 0 | 0 | 0 | 0 | 0 | 0 | 0 | 0 | 0 | 0 | 0 | 0 | 0 | 0 | 0 | 0 | 0 | 0 | 0 | 0 | 0 | 0 | 0 | 0 | 0 | 0 | 0 | 0 | 0 | 0 | 0 | 0 | 0 | 0 | 0 | 0 | 0 | 0 | 0 | 0 | 0 | 0 | 0 | 1 | 0 | 0 | 0 | 0 | 0 | 0 | 0 | 0 | 0 | 1 | 0 | 1 | 0 | 1 | 0 | 0 | 0 | 0 | 0 | 1 | 0 | 0 | 0 | 0 | 0 | 0 | 0 | 0 | 0 | 0 | 0 | 0 | 0 | 0 | 0 | 0 | 0 | 0 | 0 | 0 | 0 | 0 | 0 | 0 | 0 | 0 | 0 | 0 | 0 | 0 | 0 | 0 |  | 0 | 0 | 0 | 0 | 0 | 0 | 0 | 0 | 0 | 0 | 0 | 10 | 0 | 0 | 1 | 0 | 1 | 0 | 0 | 0 | 0 | 0 | 0 | 0 | 0 | 0 | 10 | 0 | 0 | 1 | 2 | 0 | 1 | 0 | 0 | 0 | -1184.5215 | -212.6541 | 653.3714 | Tesla-Bellota 230 kV line | Bellota-Weber 230kV line | Kasson Jct-Heinz 115 kV line |  | 0 | 2 | 0 | 0 | 0 | 0 | -884.5215 | 201.2909 | 653.3714 | Tesla-Bellota 230 kV line | Kasson Jct-Heinz 115 kV line | Kasson Jct-Heinz 115 kV line |  | 5 | 4 | YES | 4 | 1 | 1 | NO | 1
PG&E GBA | Piercy | 115 | 0 | 0 | 0 | 0 | 0 | 0 | 0 | 0 | 0 | 0 | 0 | 0 | 0 | 0 | 0 | 0 | 0 | 0 | 0 | 0 | 0 | 0 | 0 | 0 | 0 | 0 | 0 | 0 | 0 | 0 | 0 | 0 | 0 | 0 | 0 | 0 | 0 | 0 | 0 | 0 | 0 | 0 | 0 | 0 | 0 | 0 | 0 | 0 | 0 | 0 | 0 | 0 | 0 | 0 | 0 | 1 | 0 | 0 | 0 | 1 | 0 | 0 | 0 | 0 | 0 | 0 | 0 | 0 | 0 | 0 | 0 | 0 | 0 | 0 | 0 | 0 | 0 | 0 | 0 | 0 | 0 | 0 | 0 | 0 | 0 | 0 | 0 | 0 | 0 | 0 | 0 | 0 | 0 | 0 | 0 | 0 | 0 | 0 |  | 0 | 0 | 0 | 0 | 0 | 0 | 0 | 0 | 0 | 0 | 0 | 0 | 0 | 0 | 0 | 0 | 0 | 0 | 0 | 0 | 0 | 0 | 0 | 0 | 0 | 0 | 0 | 0 | 0 | 0 | 1 | 0 | 0 | 0 | 0 | 0 | -1184.5215 | 933.1939 | 4193.782 | Tesla-Bellota 230 kV line | Tesla-Bellota 230 kV line | Tesla-Bellota 230 kV line |  | 0 | 1 | 0 | 0 | 0 | 0 | -884.5215 | 1233.1939 | 4193.782 | Tesla-Bellota 230 kV line | Tesla-Bellota 230 kV line | Tesla-Bellota 230 kV line |  | 5 | 4 | YES | 4 | 1 | 1 | NO | 1
PG&E FRESNO | Pine Flat | 230 | 0 | 0 | 0 | 0 | 0 | 0 | 0 | 0 | 0 | 0 | 0 | 0 | 0 | 0 | 0 | 0 | 0 | 0 | 0 | 0 | 0 | 0 | 0 | 0 | 0 | 0 | 0 | 0 | 0 | 0 | 0 | 0 | 0 | 0 | 0 | 0 | 0 | 0 | 0 | 0 | 0 | 0 | 0 | 0 | 0 | 1 | 0 | 0 | 0 | 0 | 0 | 0 | 0 | 0 | 0 | 0 | 0 | 0 | 0 | 0 | 0 | 0 | 0 | 0 | 0 | 0 | 0 | 0 | 0 | 0 | 0 | 0 | 0 | 0 | 0 | 0 | 0 | 0 | 1 | 1 | 0 | 1 | 0 | 0 | 0 | 1 | 0 | 0 | 0 | 1 | 0 | 0 | 0 | 0 | 0 | 0 | 0 | 1 |  | 0 | 0 | 0 | 0 | 0 | 0 | 0 | 0 | 0 | 0 | 0 | 0 | 0 | 0 | 0 | 0 | 0 | 0 | 0 | 0 | 0 | 0 | 0 | 0 | 0 | 0 | 0 | 0 | 0 | 0 | 4 | 0 | 2 | 0 | 1 | 0 | -1662.7 | -1176 | -369.3748 | Borden-Storey #1 230kV line | Borden-Storey #1 230kV line | Gates 500/230kV TB #12 |  | 2 | 2 | 0 | 0 | 1 | 0 | -491.4315 | 71 | -369.3748 | Bellota-Weber 230kV line | Borden-Storey #1 230kV line | Gates 500/230kV TB #12 |  | 5 | 5 | NO | 5 | 5 | 5 | NO | 5
SCE NOL | Pisgah | 230 | 0 | 0 | 0 | 0 | 0 | 0 | 0 | 0 | 0 | 0 | 0 | 0 | 0 | 1 | 1 | 0 | 0 | 0 | 0 | 0 | 0 | 0 | 0 | 0 | 0 | 0 | 0 | 0 | 0 | 0 | 0 | 0 | 0 | 0 | 0 | 0 | 0 | 0 | 0 | 0 | 0 | 0 | 0 | 0 | 0 | 0 | 0 | 0 | 0 | 0 | 0 | 0 | 0 | 0 | 0 | 0 | 0 | 0 | 0 | 0 | 0 | 0 | 0 | 0 | 0 | 0 | 0 | 0 | 0 | 0 | 0 | 0 | 0 | 0 | 0 | 0 | 0 | 0 | 0 | 0 | 0 | 0 | 0 | 0 | 0 | 0 | 0 | 0 | 0 | 0 | 0 | 0 | 0 | 0 | 0 | 0 | 0 | 1 |  | 0 | 0 | 0 | 0 | 0 | 0 | 0 | 0 | 0 | 0 | 0 | 0 | 0 | 0 | 0 | 0 | 0 | 0 | 0 | 0 | 0 | 0 | 0 | 0 | 200 | 250 | 0 | 150 | 0 | 1 | 1 | 0 | 1 | 0 | 0 | 1 | -179.7 | -327.75 | -56.53 | Calcite to Lugo Area Constraint | Calcite to Lugo Area Constraint | Calcite to Lugo Area Constraint |  | 0 | 0 | 0 | 0 | 0 | 1 | 232.94 | 1.45 | -56.53 | Lugo Transformer Area Constraint | Lugo Transformer Area Constraint | Calcite to Lugo Area Constraint |  | 5 | 1 | YES | 2 | 3 | 3 | NO | 3
PG&E NGBA | Pit 1 | 230 | 0 | 0 | 0 | 0 | 0 | 0 | 0 | 0 | 0 | 0 | 0 | 0 | 0 | 0 | 0 | 0 | 0 | 0 | 0 | 0 | 0 | 0 | 0 | 0 | 0 | 0 | 0 | 0 | 0 | 0 | 0 | 0 | 0 | 0 | 0 | 0 | 0 | 0 | 0 | 1 | 0 | 0 | 0 | 1 | 0 | 0 | 0 | 0 | 0 | 0 | 0 | 0 | 0 | 0 | 0 | 0 | 0 | 0 | 0 | 0 | 0 | 0 | 0 | 0 | 0 | 0 | 0 | 0 | 0 | 0 | 0 | 0 | 0 | 0 | 0 | 0 | 0 | 0 | 0 | 0 | 0 | 0 | 0 | 0 | 0 | 0 | 0 | 0 | 0 | 0 | 0 | 0 | 0 | 0 | 0 | 0 | 0 | 0 |  | 0 | 0 | 0 | 0 | 0 | 0 | 0 | 0 | 0 | 0 | 0 | 0 | 0 | 0 | 0 | 0 | 0 | 0 | 0 | 0 | 0 | 0 | 0 | 0 | 0 | 0 | 0 | 0 | 0 | 0 | 1 | 0 | 1 | 0 | 0 | 1 | -102.48 | -40.48 | -114.78 | Carberry-Round Mountain 230kV Line | Carberry-Round Mountain 230kV Line | Carberry-Round Mountain 230kV Line |  | 0 | 1 | 0 | 1 | 0 | 1 | -76.48 | -14.48 | -89.78 | Carberry-Round Mountain 230kV Line | Carberry-Round Mountain 230kV Line | Carberry-Round Mountain 230kV Line |  | 5 | 3 | YES | 3 | 3 | 3 | NO | 3
PG&E NGBA | Pit 1 | 60 | 0 | 0 | 0 | 0 | 0 | 0 | 0 | 0 | 0 | 0 | 0 | 0 | 0 | 0 | 0 | 0 | 0 | 0 | 0 | 0 | 0 | 0 | 0 | 0 | 0 | 0 | 0 | 0 | 0 | 0 | 0 | 0 | 0 | 0 | 0 | 0 | 0 | 0 | 0 | 1 | 0 | 0 | 0 | 1 | 0 | 0 | 0 | 0 | 0 | 0 | 0 | 0 | 0 | 0 | 0 | 0 | 0 | 0 | 0 | 0 | 0 | 0 | 0 | 0 | 0 | 0 | 0 | 0 | 0 | 0 | 0 | 0 | 0 | 0 | 0 | 0 | 0 | 0 | 0 | 0 | 0 | 0 | 0 | 0 | 0 | 0 | 0 | 0 | 0 | 0 | 0 | 0 | 0 | 0 | 0 | 0 | 0 | 0 |  | 0 | 0 | 0 | 0 | 0 | 0 | 0 | 0 | 0 | 0 | 0 | 0 | 0 | 0 | 0 | 0 | 0 | 0 | 0 | 0 | 0 | 0 | 0 | 0 | 0 | 0 | 0 | 0 | 0 | 0 | 1 | 0 | 1 | 0 | 0 | 1 | -102.48 | -40.48 | -114.78 | Carberry-Round Mountain 230kV Line | Carberry-Round Mountain 230kV Line | Carberry-Round Mountain 230kV Line |  | 0 | 1 | 0 | 1 | 0 | 1 | -76.48 | -14.48 | -89.78 | Carberry-Round Mountain 230kV Line | Carberry-Round Mountain 230kV Line | Carberry-Round Mountain 230kV Line |  | 5 | 3 | YES | 3 | 3 | 3 | NO | 3
PG&E NGBA | Pit 3 | 230 | 0 | 0 | 0 | 0 | 0 | 0 | 0 | 0 | 0 | 0 | 0 | 0 | 0 | 0 | 0 | 0 | 0 | 0 | 0 | 0 | 0 | 0 | 0 | 0 | 0 | 0 | 0 | 0 | 0 | 0 | 0 | 0 | 0 | 0 | 0 | 0 | 0 | 0 | 0 | 1 | 0 | 0 | 0 | 1 | 0 | 0 | 0 | 0 | 0 | 0 | 0 | 0 | 0 | 0 | 0 | 0 | 0 | 0 | 0 | 0 | 0 | 0 | 0 | 0 | 0 | 0 | 0 | 0 | 0 | 0 | 0 | 0 | 0 | 0 | 0 | 0 | 0 | 0 | 0 | 0 | 0 | 0 | 0 | 0 | 0 | 0 | 0 | 0 | 0 | 0 | 0 | 0 | 0 | 0 | 0 | 0 | 0 | 0 |  | 0 | 0 | 0 | 0 | 0 | 0 | 0 | 0 | 0 | 0 | 0 | 0 | 0 | 0 | 0 | 0 | 0 | 0 | 0 | 0 | 0 | 0 | 0 | 0 | 0 | 0 | 0 | 0 | 0 | 0 | 1 | 0 | 1 | 0 | 0 | 1 | -102.48 | -40.48 | -114.78 | Carberry-Round Mountain 230kV Line | Carberry-Round Mountain 230kV Line | Carberry-Round Mountain 230kV Line |  | 0 | 1 | 0 | 1 | 0 | 1 | -76.48 | -14.48 | -89.78 | Carberry-Round Mountain 230kV Line | Carberry-Round Mountain 230kV Line | Carberry-Round Mountain 230kV Line |  | 5 | 3 | YES | 3 | 3 | 3 | NO | 3
PG&E NGBA | Pit 4 | 230 | 0 | 0 | 0 | 0 | 0 | 0 | 0 | 0 | 0 | 0 | 0 | 0 | 0 | 0 | 0 | 0 | 0 | 0 | 0 | 0 | 0 | 0 | 0 | 0 | 0 | 0 | 0 | 0 | 0 | 0 | 0 | 0 | 0 | 0 | 0 | 0 | 0 | 0 | 0 | 1 | 0 | 0 | 0 | 0 | 0 | 0 | 0 | 0 | 0 | 0 | 0 | 0 | 0 | 0 | 0 | 0 | 0 | 0 | 0 | 0 | 0 | 0 | 0 | 0 | 0 | 0 | 0 | 0 | 0 | 0 | 0 | 0 | 0 | 0 | 0 | 0 | 0 | 0 | 0 | 0 | 0 | 0 | 0 | 0 | 0 | 0 | 0 | 0 | 0 | 0 | 0 | 0 | 0 | 0 | 0 | 0 | 0 | 0 |  | 0 | 0 | 0 | 0 | 0 | 0 | 0 | 0 | 0 | 0 | 0 | 0 | 0 | 0 | 0 | 0 | 0 | 0 | 0 | 0 | 0 | 0 | 0 | 0 | 0 | 0 | 0 | 0 | 0 | 0 | 0 | 0 | 0 | 0 | 0 | 0 | 1.495 | 1408.886 | 6856.8328 | Collinsville-Tesla 500 kV Line | Collinsville-Tesla 500 kV Line | Collinsville-Tesla 500 kV Line |  | 0 | 0 | 0 | 0 | 0 | 0 | 1.495 | 1408.886 | 6856.8328 | Collinsville-Tesla 500 kV Line | Collinsville-Tesla 500 kV Line | Collinsville-Tesla 500 kV Line |  | 1 | 1 | NO | 1 | 1 | 1 | NO | 1
PG&E GBA | Pittsburg | 115 | 0 | 0 | 0 | 0 | 0 | 0 | 0 | 0 | 0 | 0 | 0 | 0 | 0 | 0 | 0 | 0 | 0 | 0 | 0 | 0 | 0 | 0 | 0 | 0 | 0 | 0 | 0 | 0 | 0 | 0 | 0 | 0 | 0 | 0 | 0 | 0 | 0 | 0 | 0 | 1 | 0 | 0 | 0 | 0 | 0 | 0 | 0 | 0 | 0 | 1 | 0 | 0 | 1 | 1 | 0 | 1 | 0 | 0 | 1 | 1 | 0 | 0 | 0 | 0 | 0 | 1 | 0 | 0 | 0 | 0 | 0 | 0 | 0 | 0 | 0 | 0 | 0 | 0 | 0 | 0 | 0 | 0 | 0 | 0 | 0 | 0 | 0 | 0 | 0 | 0 | 0 | 0 | 0 | 0 | 0 | 0 | 0 | 2 |  | 0 | 0 | 0 | 0 | 0 | 0 | 0 | 0 | 0 | 0 | 0 | 0 | 0 | 0 | 0 | 0 | 0 | 0 | 0 | 0 | 0 | 0 | 0 | 0 | 0 | 0 | 0 | 0 | 0 | 0 | 2 | 0 | 1 | 0 | 0 | 0 | -1184.5215 | -200.809 | 3722.56 | Tesla-Bellota 230 kV line | Windmaster-Delta pumps 230 kV line | Dumbarton-Newark 115 kV line |  | 0 | 1 | 0 | 0 | 0 | 0 | -884.5215 | 1233.1939 | 3722.56 | Tesla-Bellota 230 kV line | Tesla-Bellota 230 kV line | Dumbarton-Newark 115 kV line |  | 5 | 4 | YES | 4 | 1 | 1 | NO | 1
PG&E GBA | Pittsburg | 230 | 0 | 0 | 0 | 0 | 0 | 0 | 0 | 0 | 0 | 0 | 0 | 0 | 0 | 0 | 0 | 0 | 0 | 0 | 0 | 0 | 0 | 0 | 0 | 0 | 0 | 0 | 0 | 0 | 0 | 0 | 0 | 0 | 0 | 0 | 0 | 0 | 0 | 0 | 0 | 1 | 0 | 0 | 0 | 0 | 0 | 0 | 0 | 0 | 0 | 1 | 0 | 0 | 1 | 1 | 1 | 1 | 0 | 0 | 1 | 1 | 0 | 0 | 0 | 0 | 0 | 1 | 0 | 0 | 0 | 0 | 0 | 0 | 0 | 0 | 0 | 0 | 0 | 0 | 0 | 0 | 0 | 0 | 0 | 0 | 0 | 0 | 0 | 0 | 0 | 0 | 0 | 0 | 0 | 0 | 0 | 0 | 0 | 2 |  | 0 | 0 | 0 | 0 | 0 | 0 | 0 | 0 | 0 | 0 | 0 | 0 | 0 | 0 | 0 | 0 | 0 | 0 | 0 | 0 | 0 | 0 | 0 | 0 | 0 | 0 | 0 | 0 | 0 | 0 | 2 | 0 | 1 | 0 | 0 | 0 | -1184.5215 | -200.809 | 3506.786 | Tesla-Bellota 230 kV line | Windmaster-Delta pumps 230 kV line | Contra Costa- Windmaster 230 kV line |  | 0 | 1 | 0 | 0 | 0 | 0 | -884.5215 | 678.723 | 3506.786 | Tesla-Bellota 230 kV line | Contra Costa- Windmaster 230 kV line | Contra Costa- Windmaster 230 kV line |  | 5 | 4 | YES | 4 | 1 | 1 | NO | 1
PG&E NGBA | Pleasant Grove | 115 | 0 | 0 | 0 | 0 | 0 | 0 | 0 | 0 | 0 | 0 | 0 | 0 | 0 | 0 | 0 | 0 | 0 | 0 | 0 | 0 | 0 | 0 | 0 | 0 | 0 | 0 | 0 | 0 | 0 | 0 | 0 | 0 | 0 | 0 | 0 | 0 | 0 | 0 | 0 | 1 | 0 | 0 | 1 | 0 | 1 | 1 | 1 | 1 | 0 | 0 | 0 | 0 | 0 | 0 | 0 | 0 | 0 | 0 | 0 | 1 | 1 | 0 | 0 | 0 | 0 | 0 | 0 | 0 | 0 | 0 | 0 | 0 | 0 | 0 | 0 | 0 | 0 | 0 | 0 | 0 | 0 | 0 | 0 | 0 | 0 | 0 | 0 | 0 | 0 | 0 | 0 | 0 | 0 | 0 | 0 | 0 | 0 | 0 |  | 0 | 0 | 0 | 0 | 0 | 0 | 0 | 0 | 0 | 0 | 0 | 0 | 0 | 0 | 0 | 0 | 0 | 0 | 0 | 0 | 0 | 0 | 0 | 0 | 0 | 0 | 0 | 0 | 0 | 0 | 2 | 0 | 1 | 0 | 0 | 0 | -1184.5215 | -212.6541 | 79.4556 | Tesla-Bellota 230 kV line | Bellota-Weber 230kV line | Rocklin-Pleaseant grove 115kV line |  | 0 | 2 | 0 | 0 | 0 | 0 | -884.5215 | 41.5 | 79.4556 | Tesla-Bellota 230 kV line | Rocklin-Pleaseant grove 115kV line | Rocklin-Pleaseant grove 115kV line |  | 5 | 4 | YES | 4 | 1 | 1 | NO | 1
PG&E NGBA | POE | 230 | 0 | 0 | 0 | 0 | 0 | 0 | 0 | 0 | 0 | 0 | 0 | 0 | 0 | 0 | 0 | 0 | 0 | 0 | 0 | 0 | 0 | 0 | 0 | 0 | 0 | 0 | 0 | 0 | 0 | 0 | 0 | 0 | 0 | 0 | 0 | 0 | 0 | 0 | 0 | 1 | 1 | 0 | 1 | 0 | 1 | 1 | 1 | 1 | 0 | 0 | 0 | 0 | 0 | 0 | 0 | 0 | 0 | 0 | 0 | 1 | 1 | 0 | 0 | 0 | 0 | 0 | 0 | 0 | 0 | 0 | 0 | 0 | 0 | 0 | 0 | 0 | 0 | 0 | 0 | 0 | 0 | 0 | 0 | 0 | 0 | 0 | 0 | 0 | 0 | 0 | 0 | 0 | 0 | 0 | 0 | 0 | 0 | 0 |  | 0 | 0 | 0 | 0 | 0 | 0 | 0 | 0 | 0 | 0 | 0 | 0 | 0 | 0 | 0 | 0 | 0 | 0 | 0 | 0 | 0 | 0 | 0 | 0 | 0 | 0 | 0 | 0 | 0 | 0 | 2 | 0 | 1 | 0 | 0 | 0 | -1184.5215 | -212.6541 | 32.84 | Tesla-Bellota 230 kV line | Bellota-Weber 230kV line | Woodland- Davis 115kV line |  | 0 | 2 | 0 | 0 | 0 | 0 | -884.5215 | 41.5 | 32.84 | Tesla-Bellota 230 kV line | Rocklin-Pleaseant grove 115kV line | Woodland- Davis 115kV line |  | 5 | 4 | YES | 4 | 1 | 1 | NO | 1
SDGE | Point Loma | 69 | 0 | 0 | 0 | 0 | 0 | 0 | 0 | 0 | 0 | 0 | 0 | 0 | 0 | 0 | 0 | 0 | 0 | 0 | 0 | 0 | 0 | 0 | 0 | 0 | 0 | 0 | 0 | 0 | 1 | 0 | 1 | 0 | 1 | 0 | 0 | 0 | 0 | 0 | 0 | 0 | 0 | 0 | 0 | 0 | 0 | 0 | 0 | 0 | 0 | 0 | 0 | 0 | 0 | 0 | 0 | 0 | 0 | 0 | 0 | 0 | 0 | 0 | 0 | 0 | 0 | 0 | 0 | 0 | 0 | 0 | 0 | 0 | 0 | 0 | 0 | 0 | 0 | 0 | 0 | 0 | 0 | 0 | 0 | 0 | 0 | 0 | 0 | 0 | 0 | 0 | 0 | 0 | 0 | 0 | 0 | 0 | 0 | 3 |  | 0 | 0 | 0 | 0 | 0 | 0 | 0 | 0 | 0 | 0 | 0 | 0 | 0 | 0 | 0 | 0 | 0 | 0 | 0 | 0 | 0 | 0 | 0 | 0 | 0 | 0 | 0 | 0 | 0 | 0 | 0 | 0 | 0 | 0 | 0 | 0 | 54.76 | 1329.48 | 7821.4994 | San Luis Rey-San Onofre 230 kV line constraint | San Luis Rey-San Onofre 230 kV line constraint | San Luis Rey-San Onofre 230 kV line constraint |  | 0 | 0 | 0 | 0 | 0 | 0 | 54.76 | 1329.48 | 7821.4994 | San Luis Rey-San Onofre 230 kV line constraint | San Luis Rey-San Onofre 230 kV line constraint | San Luis Rey-San Onofre 230 kV line constraint |  | 1 | 1 | NO | 1 | 1 | 1 | NO | 1
SDGE | Pomerado | 69 | 0 | 0 | 0 | 0 | 0 | 0 | 0 | 0 | 0 | 0 | 0 | 0 | 0 | 0 | 0 | 0 | 0 | 0 | 0 | 0 | 0 | 0 | 0 | 0 | 0 | 1 | 0 | 0 | 1 | 0 | 1 | 0 | 1 | 0 | 0 | 0 | 0 | 1 | 0 | 0 | 0 | 0 | 0 | 0 | 0 | 0 | 0 | 0 | 0 | 0 | 0 | 0 | 0 | 0 | 0 | 0 | 0 | 0 | 0 | 0 | 0 | 0 | 0 | 0 | 0 | 0 | 0 | 0 | 0 | 0 | 0 | 0 | 0 | 0 | 0 | 0 | 0 | 0 | 0 | 0 | 0 | 0 | 0 | 0 | 0 | 0 | 0 | 0 | 0 | 0 | 0 | 0 | 0 | 0 | 0 | 0 | 0 | 3 |  | 0 | 0 | 0 | 0 | 0 | 0 | 0 | 0 | 0 | 0 | 0 | 0 | 0 | 0 | 0 | 0 | 0 | 0 | 0 | 0 | 0 | 0 | 0 | 0 | 0 | 0 | 100 | 0 | 0 | 1 | 0 | 0 | 0 | 0 | 0 | 0 | 54.76 | 669.535 | 1737.03 | San Luis Rey-San Onofre 230 kV line constraint | Talega 230 kV constraint | Talega 230 kV constraint |  | 0 | 0 | 0 | 0 | 0 | 0 | 54.76 | 669.535 | 1737.03 | San Luis Rey-San Onofre 230 kV line constraint | Talega 230 kV constraint | Talega 230 kV constraint |  | 1 | 1 | NO | 1 | 1 | 1 | NO | 1
PG&E KERN | Poso Mountain | 115 | 0 | 0 | 0 | 0 | 0 | 0 | 0 | 0 | 0 | 0 | 0 | 0 | 0 | 0 | 0 | 0 | 0 | 0 | 0 | 0 | 0 | 0 | 0 | 0 | 0 | 0 | 0 | 0 | 0 | 0 | 0 | 0 | 0 | 0 | 0 | 0 | 0 | 0 | 0 | 0 | 0 | 0 | 0 | 0 | 0 | 0 | 0 | 0 | 0 | 0 | 0 | 0 | 0 | 0 | 0 | 0 | 0 | 0 | 0 | 0 | 0 | 0 | 0 | 0 | 0 | 0 | 0 | 0 | 1 | 0 | 1 | 0 | 0 | 0 | 1 | 0 | 0 | 0 | 1 | 0 | 0 | 0 | 0 | 0 | 0 | 0 | 0 | 0 | 0 | 0 | 0 | 0 | 0 | 0 | 1 | 0 | 0 | 0 |  | 0 | 0 | 0 | 0 | 0 | 0 | 0 | 0 | 0 | 0 | 0 | 0 | 0 | 0 | 0 | 0 | 0 | 0 | 0 | 0 | 0 | 0 | 0 | 0 | 0 | 0 | 0 | 0 | 0 | 0 | 1 | 0 | 0 | 0 | 1 | 1 | -827.515 | 264.1697 | -1162.3269 | Mustang-Henrietta 230 kV line | Mustang-Henrietta 230 kV line | Mustang-Henrietta 230 kV line |  | 0 | 0 | 0 | 0 | 1 | 1 | 69.097 | 513.0707 | -1162.3269 | Gates 500/230kV TB #12 | Gates 500/230kV TB #12 | Mustang-Henrietta 230 kV line |  | 5 | 1 | YES | 2 | 5 | 5 | NO | 5
EOP | Primm | 230 | 0 | 0 | 0 | 0 | 0 | 0 | 0 | 0 | 0 | 0 | 0 | 0 | 0 | 0 | 0 | 0 | 0 | 0 | 0 | 0 | 0 | 0 | 0 | 1 | 1 | 0 | 0 | 0 | 0 | 0 | 0 | 0 | 0 | 0 | 0 | 0 | 0 | 0 | 0 | 0 | 0 | 0 | 0 | 0 | 0 | 0 | 0 | 0 | 0 | 0 | 0 | 0 | 0 | 0 | 0 | 0 | 0 | 0 | 0 | 0 | 0 | 0 | 0 | 0 | 0 | 0 | 0 | 0 | 0 | 0 | 0 | 0 | 0 | 0 | 0 | 0 | 0 | 0 | 0 | 0 | 0 | 0 | 0 | 0 | 0 | 0 | 0 | 0 | 0 | 0 | 0 | 0 | 0 | 0 | 0 | 0 | 0 | 1 |  | 0 | 0 | 0 | 0 | 0 | 0 | 0 | 0 | 0 | 0 | 0 | 0 | 0 | 0 | 0 | 0 | 0 | 0 | 0 | 0 | 0 | 0 | 0 | 0 | 0 | 0 | 200 | 0 | 0 | 1 | 1 | 1 | 1 | 0 | 0 | 0 | -3041.755 | -297.01 | 1059.66 | Lugo - Victorville area constraint | Lugo - Victorville area constraint | Sloan Canyon - Eldorado 500 kV constraint |  | 0 | 1 | 0 | 0 | 0 | 0 | -362.03 | 49.37 | 1059.66 | Sloan Canyon - Eldorado 500 kV constraint | Sloan Canyon - Eldorado 500 kV constraint | Sloan Canyon - Eldorado 500 kV constraint |  | 5 | 4 | YES | 4 | 1 | 1 | NO | 1
PG&E NGBA | Putah Creek | 115 | 0 | 0 | 0 | 0 | 0 | 0 | 0 | 0 | 0 | 0 | 0 | 0 | 0 | 0 | 0 | 0 | 0 | 0 | 0 | 0 | 0 | 0 | 0 | 0 | 0 | 0 | 0 | 0 | 0 | 0 | 0 | 0 | 0 | 0 | 0 | 0 | 0 | 0 | 0 | 1 | 0 | 0 | 0 | 0 | 0 | 0 | 0 | 0 | 0 | 0 | 0 | 0 | 0 | 1 | 1 | 1 | 0 | 0 | 0 | 0 | 0 | 0 | 0 | 0 | 0 | 0 | 1 | 0 | 0 | 0 | 0 | 0 | 0 | 0 | 0 | 0 | 0 | 0 | 0 | 0 | 0 | 0 | 0 | 0 | 0 | 0 | 0 | 0 | 0 | 0 | 0 | 0 | 0 | 0 | 0 | 0 | 0 | 0 |  | 0 | 0 | 0 | 0 | 0 | 0 | 0 | 0 | 0 | 0 | -3 | -3 | 0 | 0 | 1 | 0 | 0 | 0 | 0 | 0 | 0 | 0 | 0 | 4.3 | 0 | 0 | 0 | 0 | 0 | 1 | 2 | 0 | 2 | 0 | 0 | 0 | -866.325 | -217.477 | 718.102 | Windmaster-Delta pumps 230 kV line | Birds Landing-Contra Costa 230kV Line | Birds Landing-Contra Costa 230kV Line |  | 0 | 0 | 0 | 0 | 0 | 0 | 1.495 | 678.723 | 718.102 | Collinsville-Tesla 500 kV Line | Contra Costa- Windmaster 230 kV line | Birds Landing-Contra Costa 230kV Line |  | 5 | 1 | YES | 2 | 1 | 1 | NO | 1
SDGE | Q1806 | 138 | 0 | 0 | 0 | 0 | 0 | 0 | 0 | 0 | 0 | 0 | 0 | 0 | 0 | 0 | 0 | 0 | 0 | 0 | 0 | 0 | 0 | 0 | 0 | 0 | 0 | 0 | 0 | 0 | 0 | 0 | 0 | 0 | 0 | 0 | 0 | 0 | 0 | 1 | 1 | 0 | 0 | 0 | 0 | 0 | 0 | 0 | 0 | 0 | 0 | 0 | 0 | 0 | 0 | 0 | 0 | 0 | 0 | 0 | 0 | 0 | 0 | 0 | 0 | 0 | 0 | 0 | 0 | 0 | 0 | 0 | 0 | 0 | 0 | 0 | 0 | 0 | 0 | 0 | 0 | 0 | 0 | 0 | 0 | 0 | 0 | 0 | 0 | 0 | 0 | 0 | 0 | 0 | 0 | 0 | 0 | 0 | 0 | 0 |  | 0 | 0 | 0 | 0 | 0 | 0 | 0 | 0 | 0 | 0 | 0 | 0 | 0 | 0 | 0 | 0 | 0 | 0 | 0 | 0 | 0 | 0 | 0 | 0 | 0 | 0 | 0 | 0 | 0 | 0 | 0 | 0 | 0 | 0 | 0 | 0 | 311.07 | 451 | 601 | Talega 230 kV constraint | Trabuco-Capistrano 138 kV constraint | Trabuco-Capistrano 138 kV constraint |  | 0 | 0 | 0 | 0 | 0 | 0 | 311.07 | 451 | 601 | Talega 230 kV constraint | Trabuco-Capistrano 138 kV constraint | Trabuco-Capistrano 138 kV constraint |  | 1 | 1 | NO | 1 | 1 | 1 | NO | 1
PG&E FRESNO | Quinto | 230 | 0 | 0 | 0 | 0 | 0 | 0 | 0 | 0 | 0 | 0 | 0 | 0 | 0 | 0 | 0 | 0 | 0 | 0 | 0 | 0 | 0 | 0 | 0 | 0 | 0 | 0 | 0 | 0 | 0 | 0 | 0 | 0 | 0 | 0 | 0 | 0 | 0 | 0 | 0 | 0 | 0 | 0 | 0 | 0 | 0 | 0 | 0 | 0 | 0 | 0 | 0 | 0 | 0 | 0 | 0 | 0 | 0 | 0 | 0 | 0 | 0 | 0 | 0 | 0 | 0 | 0 | 0 | 0 | 0 | 0 | 0 | 0 | 0 | 0 | 0 | 0 | 0 | 0 | 0 | 1 | 0 | 0 | 0 | 0 | 0 | 1 | 0 | 0 | 0 | 0 | 0 | 0 | 0 | 0 | 0 | 0 | 0 | 1 |  | 0 | 0 | 0 | 0 | 0 | 0 | 0 | 0 | 0 | 0 | 0 | 0 | 0 | 0 | 0 | 0 | 0 | 0 | 0 | 0 | 0 | 0 | 0 | 0 | 160 | 290 | 0 | 100 | 0 | 1 | 1 | 0 | 0 | 0 | 0 | 0 | -9.103 | 211.6707 | 333.1455 | Gates 500/230kV TB #11 | Gates 500/230kV TB #11 | Gates 500/230kV TB #11 |  | 1 | 0 | 0 | 0 | 0 | 0 | -9.103 | 211.6707 | 333.1455 | Gates 500/230kV TB #11 | Gates 500/230kV TB #11 | Gates 500/230kV TB #11 |  | 5 | 5 | NO | 5 | 1 | 1 | NO | 1
PG&E GBA | Race Track | 115 | 0 | 0 | 0 | 0 | 0 | 0 | 0 | 0 | 0 | 0 | 0 | 0 | 0 | 0 | 0 | 0 | 0 | 0 | 0 | 0 | 0 | 0 | 0 | 0 | 0 | 0 | 0 | 0 | 0 | 0 | 0 | 0 | 0 | 0 | 0 | 0 | 0 | 0 | 0 | 0 | 0 | 0 | 0 | 0 | 0 | 1 | 0 | 0 | 0 | 0 | 0 | 0 | 0 | 0 | 0 | 1 | 0 | 1 | 0 | 1 | 0 | 0 | 0 | 0 | 0 | 1 | 0 | 0 | 0 | 0 | 0 | 0 | 0 | 0 | 0 | 0 | 0 | 0 | 0 | 0 | 0 | 0 | 0 | 0 | 0 | 0 | 0 | 0 | 0 | 0 | 0 | 0 | 0 | 0 | 0 | 0 | 0 | 0 |  | 0 | 0 | 0 | 0 | 0 | 0 | 0 | 0 | 0 | 0 | 0 | 0 | 0 | 0 | 0 | 0 | 0 | 0 | 0 | 0 | 0 | 0 | 0 | 0 | 0 | 0 | 0 | 0 | 0 | 0 | 2 | 0 | 1 | 0 | 0 | 0 | -1184.5215 | -212.6541 | 653.3714 | Tesla-Bellota 230 kV line | Bellota-Weber 230kV line | Kasson Jct-Heinz 115 kV line |  | 0 | 2 | 0 | 0 | 0 | 0 | -884.5215 | 201.2909 | 653.3714 | Tesla-Bellota 230 kV line | Kasson Jct-Heinz 115 kV line | Kasson Jct-Heinz 115 kV line |  | 5 | 4 | YES | 4 | 1 | 1 | NO | 1
SDGE | Rancho Mission Viejo | 138 | 0 | 0 | 0 | 0 | 0 | 0 | 0 | 0 | 0 | 0 | 0 | 0 | 0 | 0 | 0 | 0 | 0 | 0 | 0 | 0 | 0 | 0 | 0 | 0 | 0 | 1 | 0 | 0 | 0 | 0 | 0 | 0 | 0 | 0 | 0 | 0 | 0 | 1 | 1 | 0 | 0 | 0 | 0 | 0 | 0 | 0 | 0 | 0 | 0 | 0 | 0 | 0 | 0 | 0 | 0 | 0 | 0 | 0 | 0 | 0 | 0 | 0 | 0 | 0 | 0 | 0 | 0 | 0 | 0 | 0 | 0 | 0 | 0 | 0 | 0 | 0 | 0 | 0 | 0 | 0 | 0 | 0 | 0 | 0 | 0 | 0 | 0 | 0 | 0 | 0 | 0 | 0 | 0 | 0 | 0 | 0 | 0 | 0 |  | 0 | 0 | 0 | 0 | 0 | 0 | 0 | 0 | 0 | 0 | 0 | 0 | 0 | 0 | 0 | 0 | 0 | 0 | 0 | 0 | 0 | 0 | 0 | 0 | 0 | 0 | 0 | 0 | 0 | 0 | 0 | 0 | 0 | 0 | 0 | 0 | 197.87 | 451 | 601 | Capistrano-San Onofre 230 kV constraint | Trabuco-Capistrano 138 kV constraint | Trabuco-Capistrano 138 kV constraint |  | 0 | 0 | 0 | 0 | 0 | 0 | 197.87 | 451 | 601 | Capistrano-San Onofre 230 kV constraint | Trabuco-Capistrano 138 kV constraint | Trabuco-Capistrano 138 kV constraint |  | 1 | 1 | NO | 1 | 1 | 1 | NO | 1
PG&E GBA | Rancho Seco | 230 | 0 | 0 | 0 | 0 | 0 | 0 | 0 | 0 | 0 | 0 | 0 | 0 | 0 | 0 | 0 | 0 | 0 | 0 | 0 | 0 | 0 | 0 | 0 | 0 | 0 | 0 | 0 | 0 | 0 | 0 | 0 | 0 | 0 | 0 | 0 | 0 | 0 | 0 | 0 | 0 | 0 | 0 | 0 | 0 | 0 | 1 | 0 | 0 | 0 | 0 | 0 | 0 | 0 | 0 | 0 | 0 | 0 | 0 | 0 | 1 | 1 | 0 | 0 | 0 | 0 | 0 | 0 | 0 | 0 | 0 | 0 | 0 | 0 | 0 | 0 | 0 | 0 | 0 | 0 | 0 | 0 | 0 | 0 | 0 | 0 | 0 | 0 | 0 | 0 | 0 | 0 | 0 | 0 | 0 | 0 | 0 | 0 | 0 |  | 0 | 0 | 0 | 0 | 0 | 0 | 0 | 0 | 0 | 0 | 0 | 0 | 0 | 0 | 0 | 0 | 0 | 0 | 0 | 0 | 0 | 0 | 0 | 0 | 0 | 0 | 0 | 0 | 0 | 0 | 2 | 0 | 1 | 0 | 0 | 0 | -1184.5215 | -212.6541 | 2570.2022 | Tesla-Bellota 230 kV line | Bellota-Weber 230kV line | Bellota-Weber 230kV line |  | 0 | 2 | 0 | 0 | 0 | 0 | -884.5215 | 247.3459 | 2570.2022 | Tesla-Bellota 230 kV line | Bellota-Weber 230kV line | Bellota-Weber 230kV line |  | 5 | 4 | YES | 4 | 1 | 1 | NO | 1
SCE Metro | Rancho Vista | 230 | 0 | 0 | 0 | 0 | 0 | 0 | 0 | 0 | 0 | 1 | 0 | 0 | 0 | 0 | 0 | 0 | 0 | 0 | 0 | 0 | 0 | 0 | 0 | 0 | 0 | 0 | 0 | 0 | 0 | 0 | 0 | 0 | 0 | 0 | 0 | 0 | 0 | 0 | 0 | 0 | 0 | 0 | 0 | 0 | 0 | 0 | 0 | 0 | 0 | 0 | 0 | 0 | 0 | 0 | 0 | 0 | 0 | 0 | 0 | 0 | 0 | 0 | 0 | 0 | 0 | 0 | 0 | 0 | 0 | 0 | 0 | 0 | 0 | 0 | 0 | 0 | 0 | 0 | 0 | 0 | 0 | 0 | 0 | 0 | 0 | 0 | 0 | 0 | 0 | 0 | 0 | 0 | 0 | 0 | 0 | 0 | 0 | 0 |  | 0 | 0 | 0 | 0 | 0 | 0 | 0 | 0 | 0 | 0 | 0 | 0 | 0 | 0 | 0 | 0 | 0 | 0 | 0 | 0 | 0 | 0 | 0 | 0 | 0 | 0 | 0 | 0 | 0 | 0 | 0 | 0 | 0 | 0 | 0 | 0 | 9141.6 | 11076.2 | 14650.5055 | SCE Metro Area Default Constraint | SCE Metro Area Default Constraint | SCE Metro Area Default Constraint |  | 0 | 0 | 0 | 0 | 0 | 0 | 9141.6 | 11076.2 | 14650.5055 | SCE Metro Area Default Constraint | SCE Metro Area Default Constraint | SCE Metro Area Default Constraint |  | 1 | 1 | NO | 1 | 1 | 1 | NO | 1
SCE Metro | Rancho Vista | 500 | 0 | 0 | 0 | 0 | 0 | 0 | 0 | 0 | 0 | 1 | 0 | 0 | 0 | 0 | 0 | 0 | 0 | 0 | 0 | 0 | 0 | 0 | 0 | 0 | 0 | 0 | 0 | 0 | 0 | 0 | 0 | 0 | 0 | 0 | 0 | 0 | 0 | 0 | 0 | 0 | 0 | 0 | 0 | 0 | 0 | 0 | 0 | 0 | 0 | 0 | 0 | 0 | 0 | 0 | 0 | 0 | 0 | 0 | 0 | 0 | 0 | 0 | 0 | 0 | 0 | 0 | 0 | 0 | 0 | 0 | 0 | 0 | 0 | 0 | 0 | 0 | 0 | 0 | 0 | 0 | 0 | 0 | 0 | 0 | 0 | 0 | 0 | 0 | 0 | 0 | 0 | 0 | 0 | 0 | 0 | 0 | 0 | 0 |  | 0 | 0 | 0 | 0 | 0 | 0 | 0 | 0 | 0 | 0 | 0 | 0 | 0 | 0 | 0 | 0 | 0 | 0 | 0 | 0 | 0 | 0 | 0 | 0 | 0 | 0 | 0 | 0 | 0 | 0 | 0 | 0 | 0 | 0 | 0 | 0 | 9141.6 | 11076.2 | 14650.5055 | SCE Metro Area Default Constraint | SCE Metro Area Default Constraint | SCE Metro Area Default Constraint |  | 0 | 0 | 0 | 0 | 0 | 0 | 9141.6 | 11076.2 | 14650.5055 | SCE Metro Area Default Constraint | SCE Metro Area Default Constraint | SCE Metro Area Default Constraint |  | 1 | 1 | NO | 1 | 1 | 1 | NO | 1
SCE NOL | Ransburg | 115 | 0 | 0 | 0 | 0 | 0 | 0 | 0 | 0 | 0 | 0 | 0 | 1 | 1 | 1 | 0 | 0 | 0 | 0 | 0 | 0 | 0 | 0 | 0 | 0 | 0 | 0 | 0 | 0 | 0 | 0 | 0 | 0 | 0 | 0 | 0 | 0 | 0 | 0 | 0 | 0 | 0 | 0 | 0 | 0 | 0 | 0 | 0 | 0 | 0 | 0 | 0 | 0 | 0 | 0 | 0 | 0 | 0 | 0 | 0 | 0 | 0 | 0 | 0 | 0 | 0 | 0 | 0 | 0 | 0 | 0 | 0 | 0 | 0 | 0 | 0 | 0 | 0 | 0 | 0 | 0 | 0 | 0 | 0 | 0 | 0 | 0 | 0 | 0 | 0 | 0 | 0 | 0 | 0 | 0 | 0 | 0 | 0 | 3 |  | 0 | 0 | 0 | 0 | 0 | 0 | 0 | 0 | 0 | 0 | 0 | 0 | 0 | 0 | 0 | 0 | 0 | 0 | 0 | 0 | 0 | 0 | 0 | 3.3 | 0 | 0 | 0 | 0 | 0 | 1 | 0 | 2 | 0 | 2 | 0 | 0 | -0.23 | -8.3 | 880.3938 | South of Kramer Area Constraint | South of Kramer Area Constraint | South of Kramer Area Constraint |  | 0 | 2 | 0 | 2 | 0 | 0 | -0.23 | -8.3 | 880.3938 | South of Kramer Area Constraint | South of Kramer Area Constraint | South of Kramer Area Constraint |  | 3 | 3 | NO | 3 | 1 | 1 | NO | 1
PG&E GBA | Ravenswood | 115 | 0 | 0 | 0 | 0 | 0 | 0 | 0 | 0 | 0 | 0 | 0 | 0 | 0 | 0 | 0 | 0 | 0 | 0 | 0 | 0 | 0 | 0 | 0 | 0 | 0 | 0 | 0 | 0 | 0 | 0 | 0 | 0 | 0 | 0 | 0 | 0 | 0 | 0 | 0 | 1 | 0 | 0 | 0 | 0 | 0 | 0 | 0 | 0 | 0 | 0 | 0 | 0 | 1 | 0 | 0 | 1 | 0 | 0 | 0 | 0 | 0 | 0 | 0 | 0 | 0 | 0 | 0 | 0 | 0 | 0 | 0 | 0 | 0 | 0 | 0 | 0 | 0 | 0 | 0 | 0 | 0 | 0 | 0 | 0 | 0 | 0 | 0 | 0 | 0 | 0 | 0 | 0 | 0 | 0 | 0 | 0 | 0 | 1 |  | 0 | 0 | 0 | 0 | 0 | 0 | 0 | 0 | 0 | 0 | 0 | 0 | 0 | 0 | 0 | 0 | 0 | 0 | 0 | 0 | 0 | 0 | 0 | 0 | 0 | 0 | 0 | 0 | 0 | 0 | 0 | 0 | 0 | 0 | 0 | 0 | 1.495 | 1408.886 | 5254.388 | Collinsville-Tesla 500 kV Line | Collinsville-Tesla 500 kV Line | Sobrante-Moraga 230 kV line |  | 0 | 0 | 0 | 0 | 0 | 0 | 1.495 | 1408.886 | 5254.388 | Collinsville-Tesla 500 kV Line | Collinsville-Tesla 500 kV Line | Sobrante-Moraga 230 kV line |  | 1 | 1 | NO | 1 | 1 | 1 | NO | 1
PG&E GBA | Ravenswood | 230 | 0 | 0 | 0 | 0 | 0 | 0 | 0 | 0 | 0 | 0 | 0 | 0 | 0 | 0 | 0 | 0 | 0 | 0 | 0 | 0 | 0 | 0 | 0 | 0 | 0 | 0 | 0 | 0 | 0 | 0 | 0 | 0 | 0 | 0 | 0 | 0 | 0 | 0 | 0 | 1 | 0 | 0 | 0 | 0 | 0 | 0 | 0 | 0 | 0 | 0 | 0 | 0 | 1 | 0 | 0 | 1 | 0 | 0 | 0 | 0 | 0 | 0 | 0 | 0 | 0 | 0 | 0 | 0 | 0 | 0 | 0 | 0 | 0 | 0 | 0 | 0 | 0 | 0 | 0 | 0 | 0 | 0 | 0 | 0 | 0 | 0 | 0 | 0 | 0 | 0 | 0 | 0 | 0 | 0 | 0 | 0 | 0 | 1 |  | 0 | 0 | 0 | 0 | 0 | 0 | 0 | 0 | 0 | 0 | 0 | 0 | 0 | 0 | 0 | 0 | 0 | 0 | 0 | 0 | 0 | 0 | 0 | 0 | 0 | 0 | 0 | 0 | 0 | 0 | 0 | 0 | 0 | 0 | 0 | 0 | 1.495 | 1408.886 | 5254.388 | Collinsville-Tesla 500 kV Line | Collinsville-Tesla 500 kV Line | Sobrante-Moraga 230 kV line |  | 0 | 0 | 0 | 0 | 0 | 0 | 1.495 | 1408.886 | 5254.388 | Collinsville-Tesla 500 kV Line | Collinsville-Tesla 500 kV Line | Sobrante-Moraga 230 kV line |  | 1 | 1 | NO | 1 | 1 | 1 | NO | 1
SCE Northern | Rector | 230 | 1 | 0 | 1 | 0 | 0 | 1 | 1 | 0 | 0 | 0 | 0 | 0 | 0 | 0 | 0 | 0 | 0 | 0 | 0 | 0 | 0 | 0 | 0 | 0 | 0 | 0 | 0 | 0 | 0 | 0 | 0 | 0 | 0 | 0 | 0 | 0 | 0 | 0 | 0 | 0 | 0 | 0 | 0 | 0 | 0 | 0 | 0 | 0 | 0 | 0 | 0 | 0 | 0 | 0 | 0 | 0 | 0 | 0 | 0 | 0 | 0 | 0 | 0 | 0 | 0 | 0 | 0 | 0 | 0 | 0 | 0 | 0 | 0 | 0 | 0 | 0 | 0 | 0 | 0 | 0 | 0 | 0 | 0 | 0 | 0 | 0 | 0 | 0 | 0 | 0 | 0 | 0 | 0 | 0 | 0 | 0 | 0 | 0 |  | 0 | 0 | 0 | 0 | 0 | 0 | 0 | 0 | 0 | 0 | 0 | 0 | 0 | 0 | 0 | 0 | 0 | 0 | 0 | 0 | 0 | 0 | 0 | 15 | 0 | 200 | 0 | 50 | 0 | 1 | 0 | 0 | 0 | 0 | 0 | 0 | 3.65 | 2.5 | 1345.64 | North of Magunden Constraint | North of Magunden Constraint | North of Magunden Constraint |  | 0 | 0 | 0 | 0 | 0 | 0 | 3.65 | 2.5 | 1345.64 | North of Magunden Constraint | North of Magunden Constraint | North of Magunden Constraint |  | 1 | 1 | NO | 1 | 1 | 1 | NO | 1
SCE Eastern | Red Bluff | 230 | 0 | 0 | 0 | 0 | 0 | 0 | 0 | 0 | 0 | 0 | 0 | 0 | 0 | 0 | 0 | 0 | 0 | 1 | 0 | 1 | 1 | 1 | 0 | 0 | 0 | 0 | 0 | 0 | 0 | 0 | 0 | 0 | 0 | 0 | 0 | 0 | 0 | 0 | 0 | 0 | 0 | 0 | 0 | 0 | 0 | 0 | 0 | 0 | 0 | 0 | 0 | 0 | 0 | 0 | 0 | 0 | 0 | 0 | 0 | 0 | 0 | 0 | 0 | 0 | 0 | 0 | 0 | 0 | 0 | 0 | 0 | 0 | 0 | 0 | 0 | 0 | 0 | 0 | 0 | 0 | 0 | 0 | 0 | 0 | 0 | 0 | 0 | 0 | 0 | 0 | 0 | 0 | 0 | 0 | 0 | 0 | 0 | 2 |  | 0 | 0 | 0 | 0 | 0 | 0 | 0 | 0 | 0 | 0 | 0 | 0 | 0 | 0 | 0 | 0 | 0 | 0 | 0 | 0 | 0 | 0 | 0 | 0 | 0 | 463.5 | 446 | 0 | 0 | 1 | 0 | 2 | 0 | 0 | 0 | 0 | -9.58 | 1227 | 1692.105 | Serrano-Alberhill-Valley Constraint | Red Bluff 500/230 kV Constraint | Red Bluff 500/230 kV Constraint |  | 0 | 2 | 0 | 0 | 0 | 0 | -9.58 | 1227 | 1692.105 | Serrano-Alberhill-Valley Constraint | Red Bluff 500/230 kV Constraint | Red Bluff 500/230 kV Constraint |  | 3 | 3 | NO | 3 | 1 | 1 | NO | 1
SCE Eastern | Red Bluff | 500 | 0 | 0 | 0 | 0 | 0 | 0 | 0 | 0 | 0 | 0 | 0 | 0 | 0 | 0 | 0 | 0 | 0 | 1 | 0 | 1 | 0 | 1 | 0 | 0 | 0 | 0 | 0 | 0 | 0 | 0 | 0 | 0 | 0 | 0 | 0 | 0 | 0 | 0 | 0 | 0 | 0 | 0 | 0 | 0 | 0 | 0 | 0 | 0 | 0 | 0 | 0 | 0 | 0 | 0 | 0 | 0 | 0 | 0 | 0 | 0 | 0 | 0 | 0 | 0 | 0 | 0 | 0 | 0 | 0 | 0 | 0 | 0 | 0 | 0 | 0 | 0 | 0 | 0 | 0 | 0 | 0 | 0 | 0 | 0 | 0 | 0 | 0 | 0 | 0 | 0 | 0 | 0 | 0 | 0 | 0 | 0 | 0 | 2 |  | 0 | 0 | 0 | 0 | 0 | 0 | 0 | 0 | 0 | 0 | -250 | -125 | 0 | 0 | 1 | 0 | 0 | 0 | 0 | 0 | 0 | 0 | 0 | 0 | 375 | 300 | 100 | 160 | 0 | 1 | 0 | 2 | 0 | 0 | 0 | 0 | -9.58 | 2098.55 | 3083.635 | Serrano-Alberhill-Valley Constraint | Devers-Red Bluff Constraint | Devers-Red Bluff Constraint |  | 0 | 2 | 0 | 0 | 0 | 0 | -9.58 | 2098.55 | 3083.635 | Serrano-Alberhill-Valley Constraint | Devers-Red Bluff Constraint | Devers-Red Bluff Constraint |  | 3 | 3 | NO | 3 | 1 | 1 | NO | 1
PG&E NGBA | Redbud | 115 | 0 | 0 | 0 | 0 | 0 | 0 | 0 | 0 | 0 | 0 | 0 | 0 | 0 | 0 | 0 | 0 | 0 | 0 | 0 | 0 | 0 | 0 | 0 | 0 | 0 | 0 | 0 | 0 | 0 | 0 | 0 | 0 | 0 | 0 | 0 | 0 | 0 | 0 | 0 | 1 | 0 | 0 | 0 | 0 | 0 | 0 | 0 | 0 | 0 | 0 | 0 | 0 | 1 | 0 | 0 | 0 | 0 | 0 | 0 | 0 | 0 | 0 | 0 | 0 | 0 | 0 | 1 | 0 | 0 | 0 | 0 | 0 | 0 | 0 | 0 | 0 | 0 | 0 | 0 | 0 | 0 | 0 | 0 | 0 | 0 | 0 | 0 | 0 | 0 | 0 | 0 | 0 | 0 | 0 | 0 | 0 | 0 | 1 |  | 0 | 0 | 0 | 0 | 0 | 0 | 0 | 0 | 0 | 0 | 0 | 0 | 0 | 0 | 0 | 0 | 0 | 0 | 0 | 0 | 0 | 0 | 0 | 0 | 0 | 0 | 0 | 0 | 0 | 0 | 1 | 0 | 1 | 0 | 0 | 0 | -547.725 | -217.477 | 718.102 | Birds Landing-Contra Costa 230kV Line | Birds Landing-Contra Costa 230kV Line | Birds Landing-Contra Costa 230kV Line |  | 0 | 0 | 0 | 0 | 0 | 0 | 1.495 | 1408.886 | 718.102 | Collinsville-Tesla 500 kV Line | Collinsville-Tesla 500 kV Line | Birds Landing-Contra Costa 230kV Line |  | 5 | 1 | YES | 2 | 1 | 1 | NO | 1
SCE Metro | Redondo | 230 | 0 | 0 | 0 | 0 | 0 | 0 | 0 | 0 | 0 | 1 | 0 | 0 | 0 | 0 | 0 | 0 | 0 | 0 | 0 | 0 | 0 | 0 | 0 | 0 | 0 | 0 | 0 | 0 | 0 | 0 | 0 | 0 | 0 | 0 | 0 | 0 | 0 | 0 | 0 | 0 | 0 | 0 | 0 | 0 | 0 | 0 | 0 | 0 | 0 | 0 | 0 | 0 | 0 | 0 | 0 | 0 | 0 | 0 | 0 | 0 | 0 | 0 | 0 | 0 | 0 | 0 | 0 | 0 | 0 | 0 | 0 | 0 | 0 | 0 | 0 | 0 | 0 | 0 | 0 | 0 | 0 | 0 | 0 | 0 | 0 | 0 | 0 | 0 | 0 | 0 | 0 | 0 | 0 | 0 | 0 | 0 | 0 | 0 |  | 0 | 0 | 0 | 0 | 0 | 0 | 0 | 0 | 0 | 0 | 0 | 0 | 0 | 0 | 0 | 0 | 0 | 0 | 0 | 0 | 0 | 0 | 0 | 0 | 0 | 0 | 0 | 0 | 0 | 0 | 0 | 0 | 0 | 0 | 0 | 0 | 9141.6 | 11076.2 | 14650.5055 | SCE Metro Area Default Constraint | SCE Metro Area Default Constraint | SCE Metro Area Default Constraint |  | 0 | 0 | 0 | 0 | 0 | 0 | 9141.6 | 11076.2 | 14650.5055 | SCE Metro Area Default Constraint | SCE Metro Area Default Constraint | SCE Metro Area Default Constraint |  | 1 | 1 | NO | 1 | 1 | 1 | NO | 1
PG&E FRESNO | Reedley | 115 | 0 | 0 | 0 | 0 | 0 | 0 | 0 | 0 | 0 | 0 | 0 | 0 | 0 | 0 | 0 | 0 | 0 | 0 | 0 | 0 | 0 | 0 | 0 | 0 | 0 | 0 | 0 | 0 | 0 | 0 | 0 | 0 | 0 | 0 | 0 | 0 | 0 | 0 | 0 | 0 | 0 | 0 | 0 | 0 | 0 | 1 | 0 | 0 | 0 | 0 | 0 | 0 | 0 | 0 | 0 | 0 | 0 | 0 | 0 | 0 | 0 | 0 | 0 | 0 | 0 | 0 | 0 | 0 | 0 | 0 | 0 | 0 | 0 | 0 | 0 | 0 | 0 | 0 | 1 | 0 | 0 | 1 | 0 | 0 | 1 | 1 | 0 | 0 | 0 | 1 | 0 | 0 | 0 | 0 | 1 | 0 | 0 | 2 |  | 0 | 0 | 0 | 0 | 0 | 0 | 0 | 0 | 0 | 0 | 0 | 0 | 0 | 0 | 0 | 0 | 12 | 0 | 0 | 0 | 0 | 0 | 0 | 0 | 0 | 0 | 0 | 0 | 0 | 1 | 4 | 0 | 2 | 0 | 1 | 1 | -1662.7 | -1176 | -1162.3269 | Borden-Storey #1 230kV line | Borden-Storey #1 230kV line | Mustang-Henrietta 230 kV line |  | 1 | 2 | 0 | 0 | 1 | 1 | -491.4315 | 71 | -1162.3269 | Bellota-Weber 230kV line | Borden-Storey #1 230kV line | Mustang-Henrietta 230 kV line |  | 5 | 5 | NO | 5 | 5 | 5 | NO | 5
PG&E KERN | Renfro | 115 | 0 | 0 | 0 | 0 | 0 | 0 | 0 | 0 | 0 | 0 | 0 | 0 | 0 | 0 | 0 | 0 | 0 | 0 | 0 | 0 | 0 | 0 | 0 | 0 | 0 | 0 | 0 | 0 | 0 | 0 | 0 | 0 | 0 | 0 | 0 | 0 | 0 | 0 | 0 | 0 | 0 | 0 | 0 | 0 | 0 | 0 | 0 | 0 | 0 | 0 | 0 | 0 | 0 | 0 | 0 | 0 | 0 | 0 | 0 | 0 | 0 | 0 | 0 | 0 | 0 | 0 | 0 | 1 | 0 | 0 | 0 | 0 | 0 | 0 | 1 | 0 | 0 | 0 | 1 | 1 | 0 | 0 | 0 | 0 | 0 | 0 | 0 | 0 | 0 | 0 | 0 | 0 | 0 | 0 | 0 | 0 | 0 | 0 |  | 0 | 0 | 0 | 0 | 0 | 0 | 0 | 0 | 0 | 0 | 0 | 0 | 0 | 0 | 0 | 0 | 0 | 0 | 0 | 0 | 0 | 0 | 0 | 0 | 0 | 0 | 0 | 0 | 0 | 0 | 2 | 0 | 1 | 0 | 2 | 0 | -77.985 | -266.9883 | -369.3748 | Cal Flat-Gates 230 kV line | Cal Flat-Gates 230 kV line | Gates 500/230kV TB #12 |  | 1 | 0 | 0 | 0 | 1 | 0 | -9.103 | 211.6707 | -369.3748 | Gates 500/230kV TB #11 | Gates 500/230kV TB #11 | Gates 500/230kV TB #12 |  | 5 | 5 | NO | 5 | 5 | 5 | NO | 5
PG&E GBA | Richmond R | 115 | 0 | 0 | 0 | 0 | 0 | 0 | 0 | 0 | 0 | 0 | 0 | 0 | 0 | 0 | 0 | 0 | 0 | 0 | 0 | 0 | 0 | 0 | 0 | 0 | 0 | 0 | 0 | 0 | 0 | 0 | 0 | 0 | 0 | 0 | 0 | 0 | 0 | 0 | 0 | 1 | 0 | 0 | 0 | 0 | 0 | 0 | 0 | 0 | 0 | 1 | 0 | 0 | 1 | 1 | 1 | 1 | 0 | 0 | 1 | 1 | 0 | 1 | 0 | 0 | 0 | 1 | 0 | 0 | 0 | 0 | 0 | 0 | 0 | 0 | 0 | 0 | 0 | 0 | 0 | 0 | 0 | 0 | 0 | 0 | 0 | 0 | 0 | 0 | 0 | 0 | 0 | 0 | 0 | 0 | 0 | 0 | 0 | 2 |  | 0 | 0 | 0 | 0 | 0 | 0 | 0 | 0 | 0 | 0 | 0 | 0 | 0 | 0 | 0 | 0 | 0.5 | 0 | 0 | 0 | 0 | 0 | 0 | 8 | 0 | 0 | 0 | 0 | 0 | 1 | 2 | 0 | 1 | 0 | 0 | 0 | -1184.5215 | -200.809 | 1214.56 | Tesla-Bellota 230 kV line | Windmaster-Delta pumps 230 kV line | Grant - Eastshore #2 line 115 kV |  | 0 | 1 | 0 | 0 | 0 | 0 | -884.5215 | 678.723 | 1214.56 | Tesla-Bellota 230 kV line | Contra Costa- Windmaster 230 kV line | Grant - Eastshore #2 line 115 kV |  | 5 | 4 | YES | 4 | 1 | 1 | NO | 1
PG&E NGBA | Rincon | 115 | 0 | 0 | 0 | 0 | 0 | 0 | 0 | 0 | 0 | 0 | 0 | 0 | 0 | 0 | 0 | 0 | 0 | 0 | 0 | 0 | 0 | 0 | 0 | 0 | 0 | 0 | 0 | 0 | 0 | 0 | 0 | 0 | 0 | 0 | 0 | 0 | 0 | 0 | 0 | 1 | 0 | 1 | 0 | 0 | 0 | 0 | 0 | 0 | 0 | 0 | 0 | 1 | 1 | 1 | 1 | 1 | 0 | 0 | 0 | 0 | 0 | 0 | 0 | 0 | 0 | 1 | 1 | 0 | 0 | 0 | 0 | 0 | 0 | 0 | 0 | 0 | 0 | 0 | 0 | 0 | 0 | 0 | 0 | 0 | 0 | 0 | 0 | 0 | 0 | 0 | 0 | 0 | 0 | 0 | 0 | 0 | 0 | 2 |  | 0 | 0 | 0 | 0 | 0 | 0 | 0 | 0 | 0 | 0 | 0 | 0 | 0 | 0 | 0 | 0 | 0 | 0 | 0 | 0 | 0 | 0 | 0 | 0 | 0 | 0 | 0 | 0 | 0 | 0 | 2 | 0 | 2 | 0 | 0 | 0 | -866.325 | -217.477 | 718.102 | Windmaster-Delta pumps 230 kV line | Birds Landing-Contra Costa 230kV Line | Birds Landing-Contra Costa 230kV Line |  | 0 | 0 | 0 | 0 | 0 | 0 | 1.495 | 678.723 | 718.102 | Collinsville-Tesla 500 kV Line | Contra Costa- Windmaster 230 kV line | Birds Landing-Contra Costa 230kV Line |  | 5 | 1 | YES | 2 | 1 | 1 | NO | 1
PG&E KERN | Rio Bravo | 115 | 0 | 0 | 0 | 0 | 0 | 0 | 0 | 0 | 0 | 0 | 0 | 0 | 0 | 0 | 0 | 0 | 0 | 0 | 0 | 0 | 0 | 0 | 0 | 0 | 0 | 0 | 0 | 0 | 0 | 0 | 0 | 0 | 0 | 0 | 0 | 0 | 0 | 0 | 0 | 0 | 0 | 0 | 0 | 0 | 0 | 0 | 0 | 0 | 0 | 0 | 0 | 0 | 0 | 0 | 0 | 0 | 0 | 0 | 0 | 0 | 0 | 0 | 0 | 0 | 0 | 0 | 0 | 1 | 0 | 0 | 0 | 0 | 0 | 0 | 1 | 0 | 0 | 0 | 1 | 1 | 0 | 0 | 0 | 0 | 0 | 0 | 0 | 0 | 0 | 0 | 0 | 0 | 0 | 0 | 0 | 0 | 0 | 0 |  | 0 | 0 | 0 | 0 | 0 | 0 | 0 | 0 | 0 | 0 | 0 | 0 | 0 | 0 | 0 | 0 | 5 | 0 | 0 | 0 | 0 | 0 | 0 | 0 | 0 | 0 | 0 | 0 | 0 | 1 | 2 | 0 | 1 | 0 | 2 | 0 | -77.985 | -266.9883 | -369.3748 | Cal Flat-Gates 230 kV line | Cal Flat-Gates 230 kV line | Gates 500/230kV TB #12 |  | 1 | 0 | 0 | 0 | 1 | 0 | -9.103 | 211.6707 | -369.3748 | Gates 500/230kV TB #11 | Gates 500/230kV TB #11 | Gates 500/230kV TB #12 |  | 5 | 5 | NO | 5 | 5 | 5 | NO | 5
SCE Metro | Rio Hondo | 230 | 0 | 0 | 0 | 0 | 0 | 0 | 0 | 0 | 0 | 1 | 0 | 0 | 0 | 0 | 0 | 0 | 0 | 0 | 0 | 0 | 0 | 0 | 0 | 0 | 0 | 0 | 0 | 0 | 0 | 0 | 0 | 0 | 0 | 0 | 0 | 0 | 0 | 0 | 0 | 0 | 0 | 0 | 0 | 0 | 0 | 0 | 0 | 0 | 0 | 0 | 0 | 0 | 0 | 0 | 0 | 0 | 0 | 0 | 0 | 0 | 0 | 0 | 0 | 0 | 0 | 0 | 0 | 0 | 0 | 0 | 0 | 0 | 0 | 0 | 0 | 0 | 0 | 0 | 0 | 0 | 0 | 0 | 0 | 0 | 0 | 0 | 0 | 0 | 0 | 0 | 0 | 0 | 0 | 0 | 0 | 0 | 0 | 0 |  | 0 | 0 | 0 | 0 | 0 | 0 | 0 | 0 | 0 | 0 | 0 | 0 | 0 | 0 | 0 | 0 | 0 | 0 | 0 | 0 | 0 | 0 | 0 | 0 | 0 | 0 | 165 | 10 | 0 | 1 | 0 | 0 | 0 | 0 | 0 | 0 | 9141.6 | 11076.2 | 14650.5055 | SCE Metro Area Default Constraint | SCE Metro Area Default Constraint | SCE Metro Area Default Constraint |  | 0 | 0 | 0 | 0 | 0 | 0 | 9141.6 | 11076.2 | 14650.5055 | SCE Metro Area Default Constraint | SCE Metro Area Default Constraint | SCE Metro Area Default Constraint |  | 1 | 1 | NO | 1 | 1 | 1 | NO | 1
PG&E NGBA | Rio Oso | 115 | 0 | 0 | 0 | 0 | 0 | 0 | 0 | 0 | 0 | 0 | 0 | 0 | 0 | 0 | 0 | 0 | 0 | 0 | 0 | 0 | 0 | 0 | 0 | 0 | 0 | 0 | 0 | 0 | 0 | 0 | 0 | 0 | 0 | 0 | 0 | 0 | 0 | 0 | 0 | 1 | 1 | 0 | 1 | 0 | 1 | 1 | 1 | 1 | 0 | 0 | 0 | 0 | 0 | 0 | 0 | 0 | 0 | 0 | 0 | 1 | 1 | 0 | 0 | 0 | 0 | 0 | 0 | 0 | 0 | 0 | 0 | 0 | 0 | 0 | 0 | 0 | 0 | 0 | 0 | 0 | 0 | 0 | 0 | 0 | 0 | 0 | 0 | 0 | 0 | 0 | 0 | 0 | 0 | 0 | 0 | 0 | 0 | 0 |  | 0 | 0 | 0 | 0 | 0 | 0 | 0 | 0 | 0 | 0 | 0 | 0 | 0 | 0 | 0 | 0 | 0 | 0 | 0 | 0 | 0 | 0 | 0 | 0 | 0 | 0 | 0 | 0 | 0 | 0 | 2 | 0 | 1 | 0 | 0 | 0 | -1184.5215 | -212.6541 | 32.84 | Tesla-Bellota 230 kV line | Bellota-Weber 230kV line | Woodland- Davis 115kV line |  | 0 | 2 | 0 | 0 | 0 | 0 | -884.5215 | 41.5 | 32.84 | Tesla-Bellota 230 kV line | Rocklin-Pleaseant grove 115kV line | Woodland- Davis 115kV line |  | 5 | 4 | YES | 4 | 1 | 1 | NO | 1
PG&E NGBA | Rio Oso | 230 | 0 | 0 | 0 | 0 | 0 | 0 | 0 | 0 | 0 | 0 | 0 | 0 | 0 | 0 | 0 | 0 | 0 | 0 | 0 | 0 | 0 | 0 | 0 | 0 | 0 | 0 | 0 | 0 | 0 | 0 | 0 | 0 | 0 | 0 | 0 | 0 | 0 | 0 | 0 | 1 | 1 | 0 | 1 | 0 | 1 | 1 | 1 | 1 | 0 | 0 | 0 | 0 | 0 | 0 | 0 | 0 | 0 | 0 | 0 | 1 | 1 | 0 | 0 | 0 | 0 | 0 | 0 | 0 | 0 | 0 | 0 | 0 | 0 | 0 | 0 | 0 | 0 | 0 | 0 | 0 | 0 | 0 | 0 | 0 | 0 | 0 | 0 | 0 | 0 | 0 | 0 | 0 | 0 | 0 | 0 | 0 | 0 | 0 |  | 0 | 0 | 0 | 0 | 0 | 0 | 0 | 0 | 0 | 0 | 0 | 0 | 0 | 0 | 0 | 0 | 0 | 0 | 0 | 0 | 0 | 0 | 0 | 0 | 0 | 0 | 0 | 0 | 0 | 0 | 2 | 0 | 1 | 0 | 0 | 0 | -1184.5215 | -212.6541 | 32.84 | Tesla-Bellota 230 kV line | Bellota-Weber 230kV line | Woodland- Davis 115kV line |  | 0 | 2 | 0 | 0 | 0 | 0 | -884.5215 | 41.5 | 32.84 | Tesla-Bellota 230 kV line | Rocklin-Pleaseant grove 115kV line | Woodland- Davis 115kV line |  | 5 | 4 | YES | 4 | 1 | 1 | NO | 1
PG&E GBA | Ripon | 115 | 0 | 0 | 0 | 0 | 0 | 0 | 0 | 0 | 0 | 0 | 0 | 0 | 0 | 0 | 0 | 0 | 0 | 0 | 0 | 0 | 0 | 0 | 0 | 0 | 0 | 0 | 0 | 0 | 0 | 0 | 0 | 0 | 0 | 0 | 0 | 0 | 0 | 0 | 0 | 0 | 0 | 0 | 0 | 0 | 0 | 1 | 0 | 0 | 0 | 0 | 0 | 0 | 0 | 0 | 0 | 1 | 0 | 1 | 0 | 1 | 0 | 0 | 0 | 1 | 0 | 1 | 0 | 0 | 0 | 0 | 0 | 0 | 0 | 0 | 0 | 0 | 0 | 0 | 0 | 0 | 0 | 0 | 0 | 0 | 0 | 0 | 0 | 0 | 0 | 0 | 0 | 0 | 0 | 0 | 0 | 0 | 0 | 0 |  | 0 | 0 | 0 | 0 | 0 | 0 | 0 | 0 | 0 | 0 | 0 | 0 | 0 | 0 | 0 | 0 | 0 | 0 | 0 | 0 | 0 | 0 | 0 | 2.6 | 0 | 0 | 60 | 0 | 0 | 1 | 2 | 0 | 1 | 0 | 0 | 0 | -1184.5215 | -212.6541 | 239.4144 | Tesla-Bellota 230 kV line | Bellota-Weber 230kV line | Tesla-Salado 115 kV line |  | 0 | 2 | 0 | 0 | 0 | 0 | -884.5215 | 137.0109 | 239.4144 | Tesla-Bellota 230 kV line | Tesla-Salado 115 kV line | Tesla-Salado 115 kV line |  | 5 | 4 | YES | 4 | 1 | 1 | NO | 1
PG&E GBA | Riverbank | 115 | 0 | 0 | 0 | 0 | 0 | 0 | 0 | 0 | 0 | 0 | 0 | 0 | 0 | 0 | 0 | 0 | 0 | 0 | 0 | 0 | 0 | 0 | 0 | 0 | 0 | 0 | 0 | 0 | 0 | 0 | 0 | 0 | 0 | 0 | 0 | 0 | 0 | 0 | 0 | 0 | 0 | 0 | 0 | 0 | 0 | 1 | 0 | 0 | 0 | 0 | 0 | 0 | 0 | 0 | 0 | 1 | 0 | 1 | 0 | 1 | 0 | 0 | 0 | 0 | 0 | 1 | 0 | 0 | 0 | 0 | 0 | 0 | 0 | 0 | 0 | 0 | 0 | 0 | 0 | 0 | 0 | 0 | 0 | 0 | 0 | 0 | 0 | 0 | 0 | 0 | 0 | 0 | 0 | 0 | 0 | 0 | 0 | 0 |  | 0 | 0 | 0 | 0 | 0 | 0 | 0 | 0 | 0 | 0 | 0 | 0 | 0 | 0 | 0 | 0 | 0 | 0 | 0 | 0 | 0 | 0 | 0 | 0 | 0 | 0 | 0 | 0 | 0 | 0 | 2 | 0 | 1 | 0 | 0 | 0 | -1184.5215 | -212.6541 | 653.3714 | Tesla-Bellota 230 kV line | Bellota-Weber 230kV line | Kasson Jct-Heinz 115 kV line |  | 0 | 2 | 0 | 0 | 0 | 0 | -884.5215 | 201.2909 | 653.3714 | Tesla-Bellota 230 kV line | Kasson Jct-Heinz 115 kV line | Kasson Jct-Heinz 115 kV line |  | 5 | 4 | YES | 4 | 1 | 1 | NO | 1
SCE NOL | Roadway | 115 | 0 | 0 | 0 | 0 | 0 | 0 | 0 | 0 | 0 | 0 | 0 | 0 | 1 | 1 | 0 | 0 | 0 | 0 | 0 | 0 | 0 | 0 | 0 | 0 | 0 | 0 | 0 | 0 | 0 | 0 | 0 | 0 | 0 | 0 | 0 | 0 | 0 | 0 | 0 | 0 | 0 | 0 | 0 | 0 | 0 | 0 | 0 | 0 | 0 | 0 | 0 | 0 | 0 | 0 | 0 | 0 | 0 | 0 | 0 | 0 | 0 | 0 | 0 | 0 | 0 | 0 | 0 | 0 | 0 | 0 | 0 | 0 | 0 | 0 | 0 | 0 | 0 | 0 | 0 | 0 | 0 | 0 | 0 | 0 | 0 | 0 | 0 | 0 | 0 | 0 | 0 | 0 | 0 | 0 | 0 | 0 | 0 | 2 |  | 0 | 0 | 0 | 0 | 0 | 0 | 0 | 0 | 0 | 0 | 0 | 0 | 0 | 0 | 0 | 0 | 2.7 | 0 | 0 | 0 | 0 | 0 | 0 | 2 | 211 | 34 | 100 | 12 | 0 | 1 | 0 | 0 | 0 | 0 | 0 | 0 | 232.94 | 1.45 | 1352.8838 | Lugo Transformer Area Constraint | Lugo Transformer Area Constraint | Lugo Transformer Area Constraint |  | 0 | 0 | 0 | 0 | 0 | 0 | 232.94 | 1.45 | 1352.8838 | Lugo Transformer Area Constraint | Lugo Transformer Area Constraint | Lugo Transformer Area Constraint |  | 1 | 1 | NO | 1 | 1 | 1 | NO | 1
PG&E NGBA | Rock Creek 1 | 230 | 0 | 0 | 0 | 0 | 0 | 0 | 0 | 0 | 0 | 0 | 0 | 0 | 0 | 0 | 0 | 0 | 0 | 0 | 0 | 0 | 0 | 0 | 0 | 0 | 0 | 0 | 0 | 0 | 0 | 0 | 0 | 0 | 0 | 0 | 0 | 0 | 0 | 0 | 0 | 1 | 0 | 0 | 0 | 0 | 0 | 1 | 0 | 1 | 0 | 0 | 0 | 0 | 0 | 0 | 0 | 0 | 0 | 0 | 0 | 1 | 1 | 0 | 0 | 0 | 0 | 0 | 0 | 0 | 0 | 0 | 0 | 0 | 0 | 0 | 0 | 0 | 0 | 0 | 0 | 0 | 0 | 0 | 0 | 0 | 0 | 0 | 0 | 0 | 0 | 0 | 0 | 0 | 0 | 0 | 0 | 0 | 0 | 0 |  | 0 | 0 | 0 | 0 | 0 | 0 | 0 | 0 | 0 | 0 | 0 | 0 | 0 | 0 | 0 | 0 | 0 | 0 | 0 | 0 | 0 | 0 | 0 | 0 | 0 | 0 | 0 | 0 | 0 | 0 | 2 | 0 | 1 | 0 | 0 | 0 | -1184.5215 | -212.6541 | 967.1636 | Tesla-Bellota 230 kV line | Bellota-Weber 230kV line | Rio Oso-Lockeford 230kV line |  | 0 | 2 | 0 | 0 | 0 | 0 | -884.5215 | 247.3459 | 967.1636 | Tesla-Bellota 230 kV line | Bellota-Weber 230kV line | Rio Oso-Lockeford 230kV line |  | 5 | 4 | YES | 4 | 1 | 1 | NO | 1
SCE Northern | Rosamond | 66 | 1 | 0 | 1 | 0 | 0 | 0 | 0 | 0 | 0 | 0 | 0 | 0 | 0 | 0 | 0 | 0 | 0 | 0 | 0 | 0 | 0 | 0 | 0 | 0 | 0 | 0 | 0 | 0 | 0 | 0 | 0 | 0 | 0 | 0 | 0 | 0 | 0 | 0 | 0 | 0 | 0 | 0 | 0 | 0 | 0 | 0 | 0 | 0 | 0 | 0 | 0 | 0 | 0 | 0 | 0 | 0 | 0 | 0 | 0 | 0 | 0 | 0 | 0 | 0 | 0 | 0 | 0 | 0 | 0 | 0 | 0 | 0 | 0 | 0 | 0 | 0 | 0 | 0 | 0 | 0 | 0 | 0 | 0 | 0 | 0 | 0 | 0 | 0 | 0 | 0 | 0 | 0 | 0 | 0 | 0 | 0 | 0 | 0 |  | 0 | 0 | 0 | 0 | 0 | 0 | 0 | 0 | 0 | 0 | 0 | 0 | 0 | 0 | 0 | 0 | 0 | 0 | 0 | 0 | 0 | 0 | 0 | 0 | 0 | 0 | 0 | 0 | 0 | 0 | 0 | 0 | 0 | 0 | 0 | 0 | 1615.65 | 2134.5 | 7088.29 | Pardee-Sylmar Constraint | Pardee-Sylmar Constraint | Pardee-Sylmar Constraint |  | 0 | 0 | 0 | 0 | 0 | 0 | 3415.65 | 3934.5 | 7088.29 | Pardee-Sylmar Constraint | Pardee-Sylmar Constraint | Pardee-Sylmar Constraint |  | 1 | 1 | NO | 1 | 1 | 1 | NO | 1
PG&E GBA | Rossmoor | 230 | 0 | 0 | 0 | 0 | 0 | 0 | 0 | 0 | 0 | 0 | 0 | 0 | 0 | 0 | 0 | 0 | 0 | 0 | 0 | 0 | 0 | 0 | 0 | 0 | 0 | 0 | 0 | 0 | 0 | 0 | 0 | 0 | 0 | 0 | 0 | 0 | 0 | 0 | 0 | 1 | 0 | 0 | 0 | 0 | 0 | 0 | 0 | 0 | 0 | 0 | 0 | 0 | 0 | 0 | 0 | 1 | 0 | 0 | 0 | 0 | 0 | 0 | 0 | 0 | 0 | 0 | 1 | 0 | 0 | 0 | 0 | 0 | 0 | 0 | 0 | 0 | 0 | 0 | 0 | 0 | 0 | 0 | 0 | 0 | 0 | 0 | 0 | 0 | 0 | 0 | 0 | 0 | 0 | 0 | 0 | 0 | 0 | 0 |  | 0 | 0 | 0 | 0 | 0 | 0 | 0 | 0 | 0 | 0 | 0 | 0 | 0 | 0 | 0 | 0 | 0 | 0 | 0 | 0 | 0 | 0 | 0 | 0 | 0 | 0 | 0 | 0 | 0 | 0 | 1 | 0 | 1 | 0 | 0 | 0 | -547.725 | -217.477 | 718.102 | Birds Landing-Contra Costa 230kV Line | Birds Landing-Contra Costa 230kV Line | Birds Landing-Contra Costa 230kV Line |  | 0 | 0 | 0 | 0 | 0 | 0 | 1.495 | 1408.886 | 718.102 | Collinsville-Tesla 500 kV Line | Collinsville-Tesla 500 kV Line | Birds Landing-Contra Costa 230kV Line |  | 5 | 1 | YES | 2 | 1 | 1 | NO | 1
PG&E NGBA | Round Mountain | 230 | 0 | 0 | 0 | 0 | 0 | 0 | 0 | 0 | 0 | 0 | 0 | 0 | 0 | 0 | 0 | 0 | 0 | 0 | 0 | 0 | 0 | 0 | 0 | 0 | 0 | 0 | 0 | 0 | 0 | 0 | 0 | 0 | 0 | 0 | 0 | 0 | 0 | 0 | 0 | 1 | 0 | 0 | 0 | 0 | 0 | 0 | 0 | 0 | 0 | 0 | 0 | 0 | 0 | 0 | 0 | 0 | 0 | 0 | 0 | 0 | 0 | 0 | 0 | 0 | 0 | 0 | 0 | 0 | 0 | 0 | 0 | 0 | 0 | 0 | 0 | 0 | 0 | 0 | 0 | 0 | 0 | 0 | 0 | 0 | 0 | 0 | 0 | 0 | 0 | 0 | 0 | 0 | 0 | 0 | 0 | 0 | 0 | 0 |  | 0 | 0 | 0 | 0 | 0 | 0 | 0 | 0 | 0 | 0 | 0 | 0 | 0 | 0 | 0 | 0 | 0 | 0 | 0 | 0 | 0 | 0 | 0 | 0 | 0 | 0 | 0 | 0 | 0 | 0 | 0 | 0 | 0 | 0 | 0 | 0 | 1.495 | 1408.886 | 6856.8328 | Collinsville-Tesla 500 kV Line | Collinsville-Tesla 500 kV Line | Collinsville-Tesla 500 kV Line |  | 0 | 0 | 0 | 0 | 0 | 0 | 1.495 | 1408.886 | 6856.8328 | Collinsville-Tesla 500 kV Line | Collinsville-Tesla 500 kV Line | Collinsville-Tesla 500 kV Line |  | 1 | 1 | NO | 1 | 1 | 1 | NO | 1
PG&E NGBA | Round Mountain | 500 | 0 | 0 | 0 | 0 | 0 | 0 | 0 | 0 | 0 | 0 | 0 | 0 | 0 | 0 | 0 | 0 | 0 | 0 | 0 | 0 | 0 | 0 | 0 | 0 | 0 | 0 | 0 | 0 | 0 | 0 | 0 | 0 | 0 | 0 | 0 | 0 | 0 | 0 | 0 | 1 | 0 | 0 | 0 | 0 | 0 | 0 | 0 | 0 | 0 | 0 | 0 | 0 | 0 | 0 | 0 | 0 | 0 | 0 | 0 | 0 | 0 | 0 | 0 | 0 | 0 | 0 | 0 | 0 | 0 | 0 | 0 | 0 | 0 | 0 | 0 | 0 | 0 | 0 | 0 | 0 | 0 | 0 | 0 | 0 | 0 | 0 | 0 | 0 | 0 | 0 | 0 | 0 | 0 | 0 | 0 | 0 | 0 | 0 |  | 0 | 0 | 0 | 0 | 0 | 0 | 0 | 0 | 0 | 0 | 0 | 0 | 0 | 0 | 0 | 0 | 0 | 0 | 0 | 0 | 0 | 0 | 0 | 0 | 0 | 0 | 0 | 0 | 0 | 0 | 0 | 0 | 0 | 0 | 0 | 0 | 1.495 | 1408.886 | 6856.8328 | Collinsville-Tesla 500 kV Line | Collinsville-Tesla 500 kV Line | Collinsville-Tesla 500 kV Line |  | 0 | 0 | 0 | 0 | 0 | 0 | 1.495 | 1408.886 | 6856.8328 | Collinsville-Tesla 500 kV Line | Collinsville-Tesla 500 kV Line | Collinsville-Tesla 500 kV Line |  | 1 | 1 | NO | 1 | 1 | 1 | NO | 1
PG&E GBA | Salado | 115 | 0 | 0 | 0 | 0 | 0 | 0 | 0 | 0 | 0 | 0 | 0 | 0 | 0 | 0 | 0 | 0 | 0 | 0 | 0 | 0 | 0 | 0 | 0 | 0 | 0 | 0 | 0 | 0 | 0 | 0 | 0 | 0 | 0 | 0 | 0 | 0 | 0 | 0 | 0 | 0 | 0 | 0 | 0 | 0 | 0 | 0 | 0 | 0 | 0 | 0 | 0 | 0 | 0 | 0 | 0 | 1 | 0 | 0 | 0 | 1 | 0 | 0 | 0 | 1 | 0 | 0 | 0 | 0 | 0 | 0 | 0 | 0 | 0 | 0 | 0 | 0 | 0 | 0 | 0 | 0 | 0 | 0 | 0 | 0 | 0 | 0 | 0 | 0 | 0 | 0 | 0 | 0 | 0 | 0 | 0 | 0 | 0 | 0 |  | 0 | 0 | 0 | 0 | 0 | 0 | 0 | 0 | 0 | 0 | 0 | 0 | 0 | 0 | 0 | 0 | 0 | 0 | 0 | 0 | 0 | 0 | 0 | 0 | 0 | 0 | 0 | 0 | 0 | 0 | 1 | 0 | 0 | 0 | 0 | 0 | -1184.5215 | 137.0109 | 239.4144 | Tesla-Bellota 230 kV line | Tesla-Salado 115 kV line | Tesla-Salado 115 kV line |  | 0 | 1 | 0 | 0 | 0 | 0 | -884.5215 | 137.0109 | 239.4144 | Tesla-Bellota 230 kV line | Tesla-Salado 115 kV line | Tesla-Salado 115 kV line |  | 5 | 4 | YES | 4 | 1 | 1 | NO | 1
PG&E GBA | Salado | 60 | 0 | 0 | 0 | 0 | 0 | 0 | 0 | 0 | 0 | 0 | 0 | 0 | 0 | 0 | 0 | 0 | 0 | 0 | 0 | 0 | 0 | 0 | 0 | 0 | 0 | 0 | 0 | 0 | 0 | 0 | 0 | 0 | 0 | 0 | 0 | 0 | 0 | 0 | 0 | 0 | 0 | 0 | 0 | 0 | 0 | 0 | 0 | 0 | 0 | 0 | 0 | 0 | 0 | 0 | 0 | 1 | 0 | 0 | 0 | 1 | 0 | 0 | 0 | 1 | 0 | 0 | 0 | 0 | 0 | 0 | 0 | 0 | 0 | 0 | 0 | 0 | 0 | 0 | 0 | 0 | 0 | 0 | 0 | 0 | 0 | 0 | 0 | 0 | 0 | 0 | 0 | 0 | 0 | 0 | 0 | 0 | 0 | 0 |  | 0 | 0 | 0 | 0 | 0 | 0 | 0 | 0 | 0 | 0 | 0 | 0 | 0 | 0 | 0 | 0 | 0 | 0 | 0 | 0 | 0 | 0 | 0 | 0 | 0 | 0 | 0 | 0 | 0 | 0 | 1 | 0 | 0 | 0 | 0 | 0 | -1184.5215 | 137.0109 | 239.4144 | Tesla-Bellota 230 kV line | Tesla-Salado 115 kV line | Tesla-Salado 115 kV line |  | 0 | 1 | 0 | 0 | 0 | 0 | -884.5215 | 137.0109 | 239.4144 | Tesla-Bellota 230 kV line | Tesla-Salado 115 kV line | Tesla-Salado 115 kV line |  | 5 | 4 | YES | 4 | 1 | 1 | NO | 1
PG&E GBA | Salinas | 115 | 0 | 0 | 0 | 0 | 0 | 0 | 0 | 0 | 0 | 0 | 0 | 0 | 0 | 0 | 0 | 0 | 0 | 0 | 0 | 0 | 0 | 0 | 0 | 0 | 0 | 0 | 0 | 0 | 0 | 0 | 0 | 0 | 0 | 0 | 0 | 0 | 0 | 0 | 0 | 0 | 0 | 0 | 0 | 0 | 0 | 0 | 0 | 0 | 0 | 0 | 0 | 0 | 0 | 0 | 0 | 0 | 0 | 0 | 0 | 0 | 0 | 0 | 0 | 0 | 1 | 0 | 0 | 0 | 0 | 0 | 0 | 0 | 0 | 0 | 0 | 0 | 0 | 0 | 0 | 0 | 0 | 0 | 0 | 0 | 0 | 0 | 0 | 0 | 0 | 0 | 0 | 0 | 0 | 0 | 0 | 0 | 1 | 0 |  | 0 | 0 | 0 | 0 | 0 | 0 | 0 | 0 | 0 | 0 | 0 | 0 | 16 | 0 | 1 | 0 | 2 | 0 | 0 | 0 | 0 | 0 | 0 | 3 | 0 | 0 | 0 | 16 | 0 | 1 | 0 | 0 | 0 | 0 | 0 | 0 | 312.7 | 346.16 | 296.38 | Morganhill-Metcalf 115kV Line | Morganhill-Metcalf 115kV Line | Morganhill-Metcalf 115kV Line |  | 0 | 0 | 0 | 0 | 0 | 0 | 312.7 | 346.16 | 296.38 | Morganhill-Metcalf 115kV Line | Morganhill-Metcalf 115kV Line | Morganhill-Metcalf 115kV Line |  | 1 | 1 | NO | 1 | 1 | 1 | NO | 1
SDGE | Salt Creek | 69 | 0 | 0 | 0 | 0 | 0 | 0 | 0 | 0 | 0 | 0 | 0 | 0 | 0 | 0 | 0 | 0 | 0 | 0 | 0 | 0 | 0 | 0 | 0 | 0 | 0 | 0 | 0 | 1 | 1 | 1 | 1 | 0 | 1 | 0 | 0 | 1 | 1 | 0 | 0 | 0 | 0 | 0 | 0 | 0 | 0 | 0 | 0 | 0 | 0 | 0 | 0 | 0 | 0 | 0 | 0 | 0 | 0 | 0 | 0 | 0 | 0 | 0 | 0 | 0 | 0 | 0 | 0 | 0 | 0 | 0 | 0 | 0 | 0 | 0 | 0 | 0 | 0 | 0 | 0 | 0 | 0 | 0 | 0 | 0 | 0 | 0 | 0 | 0 | 0 | 0 | 0 | 0 | 0 | 0 | 0 | 0 | 0 | 5 |  | 0 | 0 | 0 | 0 | 0 | 0 | 0 | 0 | 0 | 0 | 0 | 0 | 0 | 0 | 0 | 0 | 0 | 0 | 0 | 0 | 0 | 0 | 0 | 0 | 0 | 0 | 0 | 0 | 0 | 0 | 0 | 0 | 0 | 0 | 0 | 0 | 54.76 | 195.045 | 299.0864 | San Luis Rey-San Onofre 230 kV line constraint | Miguel 69 kV constraint | Miguel 69 kV constraint |  | 0 | 0 | 0 | 0 | 0 | 0 | 54.76 | 195.045 | 299.0864 | San Luis Rey-San Onofre 230 kV line constraint | Miguel 69 kV constraint | Miguel 69 kV constraint |  | 1 | 1 | NO | 1 | 1 | 1 | NO | 1
SCE Eastern | San Bernardino | 230 | 0 | 0 | 0 | 0 | 0 | 0 | 0 | 0 | 0 | 0 | 0 | 0 | 0 | 0 | 0 | 0 | 0 | 0 | 0 | 1 | 0 | 1 | 0 | 0 | 0 | 0 | 0 | 0 | 0 | 0 | 0 | 0 | 0 | 0 | 0 | 0 | 0 | 0 | 0 | 0 | 0 | 0 | 0 | 0 | 0 | 0 | 0 | 0 | 0 | 0 | 0 | 0 | 0 | 0 | 0 | 0 | 0 | 0 | 0 | 0 | 0 | 0 | 0 | 0 | 0 | 0 | 0 | 0 | 0 | 0 | 0 | 0 | 0 | 0 | 0 | 0 | 0 | 0 | 0 | 0 | 0 | 0 | 0 | 0 | 0 | 0 | 0 | 0 | 0 | 0 | 0 | 0 | 0 | 0 | 0 | 0 | 0 | 1 |  | 0 | 0 | 0 | 0 | 0 | 0 | 0 | 0 | 0 | 0 | 0 | 0 | 0 | 0 | 0 | 0 | 5 | 0 | 0 | 0 | 0 | 0 | 0 | 0 | 0 | 0 | 0 | 0 | 0 | 1 | 0 | 2 | 0 | 0 | 0 | 0 | -9.58 | 2154.975 | 8508.295 | Serrano-Alberhill-Valley Constraint | Serrano-Alberhill-Valley Constraint | Serrano-Alberhill-Valley Constraint |  | 0 | 2 | 0 | 0 | 0 | 0 | -9.58 | 2154.975 | 8508.295 | Serrano-Alberhill-Valley Constraint | Serrano-Alberhill-Valley Constraint | Serrano-Alberhill-Valley Constraint |  | 3 | 3 | NO | 3 | 1 | 1 | NO | 1
PG&E GBA | SAN FRAN A (POTRERO PP) | 115 | 0 | 0 | 0 | 0 | 0 | 0 | 0 | 0 | 0 | 0 | 0 | 0 | 0 | 0 | 0 | 0 | 0 | 0 | 0 | 0 | 0 | 0 | 0 | 0 | 0 | 0 | 0 | 0 | 0 | 0 | 0 | 0 | 0 | 0 | 0 | 0 | 0 | 0 | 0 | 1 | 0 | 0 | 0 | 0 | 0 | 0 | 0 | 0 | 0 | 0 | 0 | 0 | 1 | 0 | 0 | 0 | 0 | 0 | 0 | 0 | 0 | 0 | 0 | 0 | 0 | 0 | 0 | 0 | 0 | 0 | 0 | 0 | 0 | 0 | 0 | 0 | 0 | 0 | 0 | 0 | 0 | 0 | 0 | 0 | 0 | 0 | 0 | 0 | 0 | 0 | 0 | 0 | 0 | 0 | 0 | 0 | 0 | 1 |  | 0 | 0 | 0 | 0 | 0 | 0 | 0 | 0 | 0 | 0 | 0 | 0 | 0 | 0 | 0 | 0 | 0 | 0 | 0 | 0 | 0 | 0 | 0 | 0 | 0 | 0 | 0 | 0 | 0 | 0 | 0 | 0 | 0 | 0 | 0 | 0 | 1.495 | 1408.886 | 5254.388 | Collinsville-Tesla 500 kV Line | Collinsville-Tesla 500 kV Line | Sobrante-Moraga 230 kV line |  | 0 | 0 | 0 | 0 | 0 | 0 | 1.495 | 1408.886 | 5254.388 | Collinsville-Tesla 500 kV Line | Collinsville-Tesla 500 kV Line | Sobrante-Moraga 230 kV line |  | 1 | 1 | NO | 1 | 1 | 1 | NO | 1
PG&E GBA | SAN FRAN A (POTRERO PP) | 230 | 0 | 0 | 0 | 0 | 0 | 0 | 0 | 0 | 0 | 0 | 0 | 0 | 0 | 0 | 0 | 0 | 0 | 0 | 0 | 0 | 0 | 0 | 0 | 0 | 0 | 0 | 0 | 0 | 0 | 0 | 0 | 0 | 0 | 0 | 0 | 0 | 0 | 0 | 0 | 1 | 0 | 0 | 0 | 0 | 0 | 0 | 0 | 0 | 0 | 0 | 0 | 0 | 1 | 0 | 0 | 0 | 0 | 0 | 0 | 0 | 0 | 0 | 0 | 0 | 0 | 0 | 0 | 0 | 0 | 0 | 0 | 0 | 0 | 0 | 0 | 0 | 0 | 0 | 0 | 0 | 0 | 0 | 0 | 0 | 0 | 0 | 0 | 0 | 0 | 0 | 0 | 0 | 0 | 0 | 0 | 0 | 0 | 1 |  | 0 | 0 | 0 | 0 | 0 | 0 | 0 | 0 | 0 | 0 | 0 | 0 | 0 | 0 | 0 | 0 | 0 | 0 | 0 | 0 | 0 | 0 | 0 | 0 | 0 | 0 | 0 | 0 | 0 | 0 | 0 | 0 | 0 | 0 | 0 | 0 | 1.495 | 1408.886 | 5254.388 | Collinsville-Tesla 500 kV Line | Collinsville-Tesla 500 kV Line | Sobrante-Moraga 230 kV line |  | 0 | 0 | 0 | 0 | 0 | 0 | 1.495 | 1408.886 | 5254.388 | Collinsville-Tesla 500 kV Line | Collinsville-Tesla 500 kV Line | Sobrante-Moraga 230 kV line |  | 1 | 1 | NO | 1 | 1 | 1 | NO | 1
PG&E GBA | San Jose A | 115 | 0 | 0 | 0 | 0 | 0 | 0 | 0 | 0 | 0 | 0 | 0 | 0 | 0 | 0 | 0 | 0 | 0 | 0 | 0 | 0 | 0 | 0 | 0 | 0 | 0 | 0 | 0 | 0 | 0 | 0 | 0 | 0 | 0 | 0 | 0 | 0 | 0 | 0 | 0 | 0 | 0 | 0 | 0 | 0 | 0 | 0 | 0 | 0 | 0 | 0 | 0 | 0 | 0 | 0 | 0 | 1 | 0 | 0 | 0 | 1 | 0 | 0 | 0 | 0 | 0 | 0 | 0 | 0 | 0 | 0 | 0 | 0 | 0 | 0 | 0 | 0 | 0 | 0 | 0 | 0 | 0 | 0 | 0 | 0 | 0 | 0 | 0 | 0 | 0 | 0 | 0 | 0 | 0 | 0 | 0 | 0 | 1 | 0 |  | 0 | 0 | 0 | 0 | 0 | 0 | 0 | 0 | 0 | 0 | 0 | 0 | 0 | 0 | 0 | 0 | 0 | 0 | 0 | 0 | 0 | 0 | 0 | 0 | 0 | 0 | 0 | 0 | 0 | 0 | 1 | 0 | 0 | 0 | 0 | 0 | -1184.5215 | 933.1939 | 4193.782 | Tesla-Bellota 230 kV line | Tesla-Bellota 230 kV line | Tesla-Bellota 230 kV line |  | 0 | 1 | 0 | 0 | 0 | 0 | -884.5215 | 1037.76 | 4193.782 | Tesla-Bellota 230 kV line | NEW-Metcalf-Mosslanding 500kV | Tesla-Bellota 230 kV line |  | 5 | 4 | YES | 4 | 1 | 1 | NO | 1
PG&E GBA | San Jose B | 115 | 0 | 0 | 0 | 0 | 0 | 0 | 0 | 0 | 0 | 0 | 0 | 0 | 0 | 0 | 0 | 0 | 0 | 0 | 0 | 0 | 0 | 0 | 0 | 0 | 0 | 0 | 0 | 0 | 0 | 0 | 0 | 0 | 0 | 0 | 0 | 0 | 0 | 0 | 0 | 0 | 0 | 0 | 0 | 0 | 0 | 0 | 0 | 0 | 0 | 0 | 0 | 0 | 0 | 0 | 0 | 1 | 0 | 0 | 0 | 1 | 0 | 0 | 0 | 0 | 0 | 0 | 0 | 0 | 0 | 0 | 0 | 0 | 0 | 0 | 0 | 0 | 0 | 0 | 0 | 0 | 0 | 0 | 0 | 0 | 0 | 0 | 0 | 0 | 0 | 0 | 0 | 0 | 0 | 0 | 0 | 0 | 0 | 0 |  | 0 | 0 | 0 | 0 | 0 | 0 | 0 | 0 | 0 | 0 | 0 | 0 | 0 | 0 | 0 | 0 | 0 | 0 | 0 | 0 | 0 | 0 | 0 | 0 | 0 | 0 | 0 | 0 | 0 | 0 | 1 | 0 | 0 | 0 | 0 | 0 | -1184.5215 | 933.1939 | 4193.782 | Tesla-Bellota 230 kV line | Tesla-Bellota 230 kV line | Tesla-Bellota 230 kV line |  | 0 | 1 | 0 | 0 | 0 | 0 | -884.5215 | 1233.1939 | 4193.782 | Tesla-Bellota 230 kV line | Tesla-Bellota 230 kV line | Tesla-Bellota 230 kV line |  | 5 | 4 | YES | 4 | 1 | 1 | NO | 1
PG&E GBA | San Leandro U | 115 | 0 | 0 | 0 | 0 | 0 | 0 | 0 | 0 | 0 | 0 | 0 | 0 | 0 | 0 | 0 | 0 | 0 | 0 | 0 | 0 | 0 | 0 | 0 | 0 | 0 | 0 | 0 | 0 | 0 | 0 | 0 | 0 | 0 | 0 | 0 | 0 | 0 | 0 | 0 | 1 | 0 | 0 | 0 | 0 | 0 | 0 | 0 | 0 | 0 | 0 | 0 | 0 | 1 | 0 | 0 | 1 | 0 | 0 | 0 | 0 | 0 | 0 | 0 | 0 | 0 | 0 | 0 | 0 | 0 | 0 | 0 | 0 | 0 | 0 | 0 | 0 | 0 | 0 | 0 | 0 | 0 | 0 | 0 | 0 | 0 | 0 | 0 | 0 | 0 | 0 | 0 | 0 | 0 | 0 | 0 | 0 | 0 | 1 |  | 0 | 0 | 0 | 0 | 0 | 0 | 0 | 0 | 0 | 0 | 0 | 0 | 0 | 0 | 0 | 0 | 0 | 0 | 0 | 0 | 0 | 0 | 0 | 0 | 0 | 0 | 0 | 0 | 0 | 0 | 0 | 0 | 0 | 0 | 0 | 0 | 1.495 | 1408.886 | 5254.388 | Collinsville-Tesla 500 kV Line | Collinsville-Tesla 500 kV Line | Sobrante-Moraga 230 kV line |  | 0 | 0 | 0 | 0 | 0 | 0 | 1.495 | 1408.886 | 5254.388 | Collinsville-Tesla 500 kV Line | Collinsville-Tesla 500 kV Line | Sobrante-Moraga 230 kV line |  | 1 | 1 | NO | 1 | 1 | 1 | NO | 1
PG&E KERN | San Luis Obispo | 115 | 0 | 0 | 0 | 0 | 0 | 0 | 0 | 0 | 0 | 0 | 0 | 0 | 0 | 0 | 0 | 0 | 0 | 0 | 0 | 0 | 0 | 0 | 0 | 0 | 0 | 0 | 0 | 0 | 0 | 0 | 0 | 0 | 0 | 0 | 0 | 0 | 0 | 0 | 0 | 0 | 0 | 0 | 0 | 0 | 0 | 0 | 0 | 0 | 0 | 0 | 0 | 0 | 0 | 0 | 0 | 0 | 0 | 0 | 0 | 0 | 0 | 0 | 0 | 0 | 0 | 0 | 0 | 1 | 1 | 0 | 0 | 0 | 0 | 0 | 0 | 0 | 0 | 0 | 0 | 1 | 0 | 0 | 0 | 0 | 0 | 1 | 0 | 0 | 0 | 0 | 0 | 0 | 0 | 0 | 0 | 1 | 0 | 1 |  | 0 | 0 | 0 | 0 | 0 | 0 | 0 | 0 | 0 | 0 | 0 | 0 | 0 | 0 | 0 | 0 | 0 | 0 | 0 | 0 | 0 | 0 | 0 | 0 | 0 | 0 | 0 | 0 | 0 | 0 | 2 | 0 | 1 | 0 | 1 | 0 | -77.985 | -266.9883 | -59.825 | Cal Flat-Gates 230 kV line | Cal Flat-Gates 230 kV line | Cal Flat-Gates 230 kV line |  | 1 | 0 | 0 | 0 | 0 | 0 | -9.103 | 211.6707 | 170.175 | Gates 500/230kV TB #11 | Gates 500/230kV TB #11 | Cal Flat-Gates 230 kV line |  | 5 | 5 | NO | 5 | 5 | 1 | YES | 2
PG&E KERN | San Luis Obispo | 70 | 0 | 0 | 0 | 0 | 0 | 0 | 0 | 0 | 0 | 0 | 0 | 0 | 0 | 0 | 0 | 0 | 0 | 0 | 0 | 0 | 0 | 0 | 0 | 0 | 0 | 0 | 0 | 0 | 0 | 0 | 0 | 0 | 0 | 0 | 0 | 0 | 0 | 0 | 0 | 0 | 0 | 0 | 0 | 0 | 0 | 0 | 0 | 0 | 0 | 0 | 0 | 0 | 0 | 0 | 0 | 0 | 0 | 0 | 0 | 0 | 0 | 0 | 0 | 0 | 0 | 0 | 0 | 1 | 1 | 0 | 0 | 0 | 0 | 0 | 0 | 0 | 0 | 0 | 0 | 1 | 0 | 0 | 0 | 0 | 0 | 1 | 0 | 0 | 0 | 0 | 0 | 0 | 0 | 0 | 0 | 1 | 0 | 1 |  | 0 | 0 | 0 | 0 | 0 | 0 | 0 | 0 | 0 | 0 | 0 | 0 | 0 | 0 | 0 | 0 | 10.9 | 0 | 0 | 0 | 0 | 0 | 0 | 0 | 0 | 0 | 0 | 0 | 0 | 1 | 2 | 0 | 1 | 0 | 1 | 0 | -77.985 | -266.9883 | -59.825 | Cal Flat-Gates 230 kV line | Cal Flat-Gates 230 kV line | Cal Flat-Gates 230 kV line |  | 1 | 0 | 0 | 0 | 0 | 0 | -9.103 | 211.6707 | 170.175 | Gates 500/230kV TB #11 | Gates 500/230kV TB #11 | Cal Flat-Gates 230 kV line |  | 5 | 5 | NO | 5 | 5 | 1 | YES | 2
SDGE | San Luis Rey | 230 | 0 | 0 | 0 | 0 | 0 | 0 | 0 | 0 | 0 | 0 | 0 | 0 | 0 | 0 | 0 | 0 | 0 | 0 | 0 | 0 | 0 | 0 | 0 | 0 | 0 | 0 | 0 | 0 | 0 | 0 | 0 | 0 | 1 | 0 | 0 | 0 | 0 | 0 | 0 | 0 | 0 | 0 | 0 | 0 | 0 | 0 | 0 | 0 | 0 | 0 | 0 | 0 | 0 | 0 | 0 | 0 | 0 | 0 | 0 | 0 | 0 | 0 | 0 | 0 | 0 | 0 | 0 | 0 | 0 | 0 | 0 | 0 | 0 | 0 | 0 | 0 | 0 | 0 | 0 | 0 | 0 | 0 | 0 | 0 | 0 | 0 | 0 | 0 | 0 | 0 | 0 | 0 | 0 | 0 | 0 | 0 | 0 | 1 |  | 0 | 0 | 0 | 0 | 0 | 0 | 0 | 0 | 0 | 0 | 0 | 0 | 0 | 0 | 0 | 0 | 0 | 0 | 0 | 0 | 0 | 0 | 0 | 0 | 0 | 0 | 0 | 100 | 0 | 1 | 0 | 0 | 0 | 0 | 0 | 0 | 54.76 | 1329.48 | 7821.4994 | San Luis Rey-San Onofre 230 kV line constraint | San Luis Rey-San Onofre 230 kV line constraint | San Luis Rey-San Onofre 230 kV line constraint |  | 0 | 0 | 0 | 0 | 0 | 0 | 54.76 | 1329.48 | 7821.4994 | San Luis Rey-San Onofre 230 kV line constraint | San Luis Rey-San Onofre 230 kV line constraint | San Luis Rey-San Onofre 230 kV line constraint |  | 1 | 1 | NO | 1 | 1 | 1 | NO | 1
SDGE | San Luis Rey | 69 | 0 | 0 | 0 | 0 | 0 | 0 | 0 | 0 | 0 | 0 | 0 | 0 | 0 | 0 | 0 | 0 | 0 | 0 | 0 | 0 | 0 | 0 | 0 | 0 | 0 | 1 | 0 | 0 | 0 | 0 | 0 | 0 | 1 | 0 | 0 | 0 | 0 | 1 | 0 | 0 | 0 | 0 | 0 | 0 | 0 | 0 | 0 | 0 | 0 | 0 | 0 | 0 | 0 | 0 | 0 | 0 | 0 | 0 | 0 | 0 | 0 | 0 | 0 | 0 | 0 | 0 | 0 | 0 | 0 | 0 | 0 | 0 | 0 | 0 | 0 | 0 | 0 | 0 | 0 | 0 | 0 | 0 | 0 | 0 | 0 | 0 | 0 | 0 | 0 | 0 | 0 | 0 | 0 | 0 | 0 | 0 | 0 | 1 |  | 0 | 0 | 0 | 0 | 0 | 0 | 0 | 0 | 0 | 0 | 0 | 0 | 0 | 0 | 0 | 0 | 0 | 0 | 0 | 0 | 0 | 0 | 0 | 0 | 0 | 0 | 0 | 0 | 0 | 0 | 0 | 0 | 0 | 0 | 0 | 0 | 54.76 | 669.535 | 1737.03 | San Luis Rey-San Onofre 230 kV line constraint | Talega 230 kV constraint | Talega 230 kV constraint |  | 0 | 0 | 0 | 0 | 0 | 0 | 54.76 | 669.535 | 1737.03 | San Luis Rey-San Onofre 230 kV line constraint | Talega 230 kV constraint | Talega 230 kV constraint |  | 1 | 1 | NO | 1 | 1 | 1 | NO | 1
SDGE | San Marcos | 69 | 0 | 0 | 0 | 0 | 0 | 0 | 0 | 0 | 0 | 0 | 0 | 0 | 0 | 0 | 0 | 0 | 0 | 0 | 0 | 0 | 0 | 0 | 0 | 0 | 0 | 1 | 0 | 0 | 0 | 0 | 1 | 0 | 1 | 1 | 0 | 0 | 0 | 1 | 0 | 0 | 0 | 0 | 0 | 0 | 0 | 0 | 0 | 0 | 0 | 0 | 0 | 0 | 0 | 0 | 0 | 0 | 0 | 0 | 0 | 0 | 0 | 0 | 0 | 0 | 0 | 0 | 0 | 0 | 0 | 0 | 0 | 0 | 0 | 0 | 0 | 0 | 0 | 0 | 0 | 0 | 0 | 0 | 0 | 0 | 0 | 0 | 0 | 0 | 0 | 0 | 0 | 0 | 0 | 0 | 0 | 0 | 0 | 2 |  | 0 | 0 | 0 | 0 | 0 | 0 | 0 | 0 | 0 | 0 | 0 | 0 | 0 | 0 | 0 | 0 | 0 | 0 | 0 | 0 | 0 | 0 | 0 | 0 | 0 | 0 | 0 | 0 | 0 | 0 | 0 | 0 | 0 | 0 | 0 | 0 | 54.76 | 174.2 | 263.6 | San Luis Rey-San Onofre 230 kV line constraint | Ocean Ranch 69 kV constraint | Ocean Ranch 69 kV constraint |  | 0 | 0 | 0 | 0 | 0 | 0 | 54.76 | 174.2 | 263.6 | San Luis Rey-San Onofre 230 kV line constraint | Ocean Ranch 69 kV constraint | Ocean Ranch 69 kV constraint |  | 1 | 1 | NO | 1 | 1 | 1 | NO | 1
SCE Metro | San Onofre | 230 | 0 | 0 | 0 | 0 | 0 | 0 | 0 | 0 | 0 | 1 | 0 | 0 | 0 | 0 | 0 | 0 | 0 | 0 | 0 | 0 | 0 | 0 | 0 | 0 | 0 | 0 | 0 | 0 | 0 | 0 | 0 | 0 | 0 | 0 | 0 | 0 | 0 | 0 | 0 | 0 | 0 | 0 | 0 | 0 | 0 | 0 | 0 | 0 | 0 | 0 | 0 | 0 | 0 | 0 | 0 | 0 | 0 | 0 | 0 | 0 | 0 | 0 | 0 | 0 | 0 | 0 | 0 | 0 | 0 | 0 | 0 | 0 | 0 | 0 | 0 | 0 | 0 | 0 | 0 | 0 | 0 | 0 | 0 | 0 | 0 | 0 | 0 | 0 | 0 | 0 | 0 | 0 | 0 | 0 | 0 | 0 | 0 | 0 |  | 0 | 0 | 0 | 0 | 0 | 0 | 0 | 0 | 0 | 0 | 0 | 0 | 0 | 0 | 0 | 0 | 0 | 0 | 0 | 0 | 0 | 0 | 0 | 0 | 0 | 0 | 0 | 0 | 0 | 0 | 0 | 0 | 0 | 0 | 0 | 0 | 9141.6 | 11076.2 | 14650.5055 | SCE Metro Area Default Constraint | SCE Metro Area Default Constraint | SCE Metro Area Default Constraint |  | 0 | 0 | 0 | 0 | 0 | 0 | 9141.6 | 11076.2 | 14650.5055 | SCE Metro Area Default Constraint | SCE Metro Area Default Constraint | SCE Metro Area Default Constraint |  | 1 | 1 | NO | 1 | 1 | 1 | NO | 1
PG&E GBA | San Pablo | 115 | 0 | 0 | 0 | 0 | 0 | 0 | 0 | 0 | 0 | 0 | 0 | 0 | 0 | 0 | 0 | 0 | 0 | 0 | 0 | 0 | 0 | 0 | 0 | 0 | 0 | 0 | 0 | 0 | 0 | 0 | 0 | 0 | 0 | 0 | 0 | 0 | 0 | 0 | 0 | 1 | 0 | 0 | 0 | 0 | 0 | 0 | 0 | 0 | 0 | 1 | 0 | 0 | 1 | 1 | 1 | 1 | 0 | 0 | 1 | 1 | 0 | 1 | 0 | 0 | 0 | 1 | 0 | 0 | 0 | 0 | 0 | 0 | 0 | 0 | 0 | 0 | 0 | 0 | 0 | 0 | 0 | 0 | 0 | 0 | 0 | 0 | 0 | 0 | 0 | 0 | 0 | 0 | 0 | 0 | 0 | 0 | 0 | 2 |  | 0 | 0 | 0 | 0 | 0 | 0 | 0 | 0 | 0 | 0 | 0 | 0 | 0 | 0 | 0 | 0 | 0 | 0 | 0 | 0 | 0 | 0 | 0 | 0 | 0 | 0 | 0 | 0 | 0 | 0 | 2 | 0 | 1 | 0 | 0 | 0 | -1184.5215 | -200.809 | 1214.56 | Tesla-Bellota 230 kV line | Windmaster-Delta pumps 230 kV line | Grant - Eastshore #2 line 115 kV |  | 0 | 1 | 0 | 0 | 0 | 0 | -884.5215 | 678.723 | 1214.56 | Tesla-Bellota 230 kV line | Contra Costa- Windmaster 230 kV line | Grant - Eastshore #2 line 115 kV |  | 5 | 4 | YES | 4 | 1 | 1 | NO | 1
PG&E GBA | San Ramon | 230 | 0 | 0 | 0 | 0 | 0 | 0 | 0 | 0 | 0 | 0 | 0 | 0 | 0 | 0 | 0 | 0 | 0 | 0 | 0 | 0 | 0 | 0 | 0 | 0 | 0 | 0 | 0 | 0 | 0 | 0 | 0 | 0 | 0 | 0 | 0 | 0 | 0 | 0 | 0 | 1 | 0 | 0 | 0 | 0 | 0 | 0 | 0 | 0 | 0 | 0 | 0 | 0 | 0 | 0 | 0 | 1 | 0 | 0 | 0 | 0 | 0 | 0 | 0 | 0 | 0 | 0 | 0 | 0 | 0 | 0 | 0 | 0 | 0 | 0 | 0 | 0 | 0 | 0 | 0 | 0 | 0 | 0 | 0 | 0 | 0 | 0 | 0 | 0 | 0 | 0 | 0 | 0 | 0 | 0 | 0 | 0 | 0 | 0 |  | 0 | 0 | 0 | 0 | 0 | 0 | 0 | 0 | 0 | 0 | 0 | 0 | 0 | 0 | 0 | 0 | 0 | 0 | 0 | 0 | 0 | 0 | 0 | 0 | 0 | 0 | 0 | 0 | 0 | 0 | 0 | 0 | 0 | 0 | 0 | 0 | 1.495 | 1408.886 | 6856.8328 | Collinsville-Tesla 500 kV Line | Collinsville-Tesla 500 kV Line | Collinsville-Tesla 500 kV Line |  | 0 | 0 | 0 | 0 | 0 | 0 | 1.495 | 1408.886 | 6856.8328 | Collinsville-Tesla 500 kV Line | Collinsville-Tesla 500 kV Line | Collinsville-Tesla 500 kV Line |  | 1 | 1 | NO | 1 | 1 | 1 | NO | 1
SDGE | San Ysidro | 69 | 0 | 0 | 0 | 0 | 0 | 0 | 0 | 0 | 0 | 0 | 0 | 0 | 0 | 0 | 0 | 0 | 0 | 0 | 0 | 0 | 0 | 0 | 0 | 0 | 0 | 0 | 0 | 0 | 0 | 1 | 1 | 0 | 1 | 0 | 0 | 1 | 1 | 0 | 0 | 0 | 0 | 0 | 0 | 0 | 0 | 0 | 0 | 0 | 0 | 0 | 0 | 0 | 0 | 0 | 0 | 0 | 0 | 0 | 0 | 0 | 0 | 0 | 0 | 0 | 0 | 0 | 0 | 0 | 0 | 0 | 0 | 0 | 0 | 0 | 0 | 0 | 0 | 0 | 0 | 0 | 0 | 0 | 0 | 0 | 0 | 0 | 0 | 0 | 0 | 0 | 0 | 0 | 0 | 0 | 0 | 0 | 0 | 4 |  | 0 | 0 | 0 | 0 | 0 | 0 | 0 | 0 | 0 | 0 | 0 | 0 | 0 | 0 | 0 | 0 | 0 | 0 | 0 | 0 | 0 | 0 | 0 | 0 | 0 | 0 | 0 | 0 | 0 | 0 | 0 | 0 | 0 | 0 | 0 | 0 | 54.76 | 195.045 | 299.0864 | San Luis Rey-San Onofre 230 kV line constraint | Miguel 69 kV constraint | Miguel 69 kV constraint |  | 0 | 0 | 0 | 0 | 0 | 0 | 54.76 | 195.045 | 299.0864 | San Luis Rey-San Onofre 230 kV line constraint | Miguel 69 kV constraint | Miguel 69 kV constraint |  | 1 | 1 | NO | 1 | 1 | 1 | NO | 1
SCE NOL | Sandlot | 230 | 0 | 0 | 0 | 0 | 0 | 0 | 0 | 0 | 0 | 0 | 0 | 1 | 1 | 1 | 0 | 0 | 0 | 0 | 0 | 0 | 0 | 0 | 0 | 0 | 0 | 0 | 0 | 0 | 0 | 0 | 0 | 0 | 0 | 0 | 0 | 0 | 0 | 0 | 0 | 0 | 0 | 0 | 0 | 0 | 0 | 0 | 0 | 0 | 0 | 0 | 0 | 0 | 0 | 0 | 0 | 0 | 0 | 0 | 0 | 0 | 0 | 0 | 0 | 0 | 0 | 0 | 0 | 0 | 0 | 0 | 0 | 0 | 0 | 0 | 0 | 0 | 0 | 0 | 0 | 0 | 0 | 0 | 0 | 0 | 0 | 0 | 0 | 0 | 0 | 0 | 0 | 0 | 0 | 0 | 0 | 0 | 0 | 3 |  | 0 | 0 | 0 | 0 | 0 | 0 | 0 | 0 | 0 | 0 | 0 | 0 | 0 | 0 | 0 | 0 | 0 | 0 | 0 | 0 | 0 | 0 | 0 | 0 | 0 | 0 | 0 | 0 | 0 | 0 | 0 | 2 | 0 | 2 | 0 | 0 | -0.23 | -8.3 | 880.3938 | South of Kramer Area Constraint | South of Kramer Area Constraint | South of Kramer Area Constraint |  | 0 | 2 | 0 | 2 | 0 | 0 | -0.23 | -8.3 | 880.3938 | South of Kramer Area Constraint | South of Kramer Area Constraint | South of Kramer Area Constraint |  | 3 | 3 | NO | 3 | 1 | 1 | NO | 1
EOP | Sandy | 138 | 0 | 0 | 0 | 0 | 0 | 0 | 0 | 0 | 0 | 0 | 0 | 0 | 0 | 0 | 0 | 0 | 0 | 0 | 0 | 0 | 0 | 0 | 1 | 1 | 1 | 0 | 0 | 0 | 0 | 0 | 0 | 0 | 0 | 0 | 0 | 0 | 0 | 0 | 0 | 0 | 0 | 0 | 0 | 0 | 0 | 0 | 0 | 0 | 0 | 0 | 0 | 0 | 0 | 0 | 0 | 0 | 0 | 0 | 0 | 0 | 0 | 0 | 0 | 0 | 0 | 0 | 0 | 0 | 0 | 0 | 0 | 0 | 0 | 0 | 0 | 0 | 0 | 0 | 0 | 0 | 0 | 0 | 0 | 0 | 0 | 0 | 0 | 0 | 0 | 0 | 0 | 0 | 0 | 0 | 0 | 0 | 0 | 2 |  | 0 | 0 | 0 | 0 | 0 | 0 | 0 | 0 | 0 | 0 | 0 | 0 | 0 | 0 | 0 | 0 | 0 | 0 | 0 | 0 | 0 | 0 | 0 | 0 | 0 | 0 | 0 | 0 | 0 | 0 | 1 | 1 | 1 | 0 | 0 | 0 | -3041.755 | -297.01 | 876.53 | Lugo - Victorville area constraint | Lugo - Victorville area constraint | GLW 230kV area constraint |  | 0 | 1 | 0 | 0 | 0 | 0 | -362.03 | 49.37 | 876.53 | Sloan Canyon - Eldorado 500 kV constraint | Sloan Canyon - Eldorado 500 kV constraint | GLW 230kV area constraint |  | 5 | 4 | YES | 4 | 1 | 1 | NO | 1
PG&E FRESNO | Sanger | 115 | 0 | 0 | 0 | 0 | 0 | 0 | 0 | 0 | 0 | 0 | 0 | 0 | 0 | 0 | 0 | 0 | 0 | 0 | 0 | 0 | 0 | 0 | 0 | 0 | 0 | 0 | 0 | 0 | 0 | 0 | 0 | 0 | 0 | 0 | 0 | 0 | 0 | 0 | 0 | 0 | 0 | 0 | 0 | 0 | 0 | 1 | 0 | 0 | 0 | 0 | 0 | 0 | 0 | 0 | 0 | 0 | 0 | 0 | 0 | 0 | 0 | 0 | 0 | 0 | 0 | 0 | 0 | 0 | 0 | 0 | 0 | 0 | 0 | 0 | 0 | 0 | 0 | 0 | 1 | 1 | 0 | 1 | 0 | 1 | 1 | 1 | 0 | 0 | 0 | 1 | 0 | 0 | 0 | 0 | 1 | 0 | 0 | 2 |  | 0 | 0 | 0 | 0 | 0 | 0 | 0 | 0 | 0 | 0 | 0 | 0 | 0 | 0 | 0 | 0 | 2.8 | 0 | 0 | 0 | 0 | 0 | 0 | 0 | 0 | 0 | 0 | 0 | 0 | 1 | 6 | 0 | 3 | 0 | 1 | 1 | -1662.7 | -1176 | -1162.3269 | Borden-Storey #1 230kV line | Borden-Storey #1 230kV line | Mustang-Henrietta 230 kV line |  | 2 | 2 | 0 | 0 | 1 | 1 | -491.4315 | 71 | -1162.3269 | Bellota-Weber 230kV line | Borden-Storey #1 230kV line | Mustang-Henrietta 230 kV line |  | 5 | 5 | NO | 5 | 5 | 5 | NO | 5
SCE Northern | Santa Clara | 230 | 0 | 0 | 1 | 0 | 1 | 0 | 0 | 0 | 0 | 0 | 0 | 0 | 0 | 0 | 0 | 0 | 0 | 0 | 0 | 0 | 0 | 0 | 0 | 0 | 1 | 0 | 0 | 0 | 0 | 0 | 0 | 0 | 0 | 0 | 0 | 0 | 0 | 0 | 0 | 0 | 0 | 0 | 0 | 0 | 0 | 0 | 0 | 0 | 0 | 0 | 0 | 0 | 0 | 0 | 0 | 0 | 0 | 0 | 0 | 0 | 0 | 0 | 0 | 0 | 0 | 0 | 0 | 0 | 0 | 0 | 0 | 0 | 0 | 0 | 0 | 0 | 0 | 0 | 0 | 0 | 0 | 0 | 0 | 0 | 0 | 0 | 0 | 0 | 0 | 0 | 0 | 0 | 0 | 0 | 0 | 0 | 0 | 0 |  | 0 | 0 | 0 | 0 | 0 | 0 | 0 | 0 | 0 | 0 | 0 | 15 | 0 | 0 | 1 | 0 | 0 | 0 | 0 | 0 | 0 | 0 | 0 | 0 | 0 | 150 | 15 | 50 | 0 | 1 | 1 | 0 | 1 | 0 | 0 | 0 | -3041.755 | -297.01 | 3343.045 | Lugo - Victorville area constraint | Lugo - Victorville area constraint | Lugo - Victorville area constraint |  | 0 | 0 | 0 | 0 | 0 | 0 | 87 | 519.5 | 3390.5 | Moorpark-Pardee Constraint | Moorpark-Pardee Constraint | Moorpark-Pardee Constraint |  | 5 | 1 | YES | 2 | 1 | 1 | NO | 1
PG&E NGBA | Santa Rosa A | 115 | 0 | 0 | 0 | 0 | 0 | 0 | 0 | 0 | 0 | 0 | 0 | 0 | 0 | 0 | 0 | 0 | 0 | 0 | 0 | 0 | 0 | 0 | 0 | 0 | 0 | 0 | 0 | 0 | 0 | 0 | 0 | 0 | 0 | 0 | 0 | 0 | 0 | 0 | 0 | 1 | 0 | 0 | 0 | 0 | 0 | 0 | 0 | 0 | 0 | 0 | 0 | 0 | 1 | 0 | 0 | 0 | 0 | 0 | 0 | 0 | 0 | 0 | 0 | 0 | 0 | 0 | 1 | 0 | 0 | 0 | 0 | 0 | 0 | 0 | 0 | 0 | 0 | 0 | 0 | 0 | 0 | 0 | 0 | 0 | 0 | 0 | 0 | 0 | 0 | 0 | 0 | 0 | 0 | 0 | 0 | 0 | 0 | 1 |  | 0 | 0 | 0 | 0 | 0 | 0 | 0 | 0 | 0 | 0 | 0 | 0 | 0 | 0 | 0 | 0 | 0 | 0 | 0 | 0 | 0 | 0 | 0 | 0 | 0 | 0 | 0 | 0 | 0 | 0 | 1 | 0 | 1 | 0 | 0 | 0 | -547.725 | -217.477 | 718.102 | Birds Landing-Contra Costa 230kV Line | Birds Landing-Contra Costa 230kV Line | Birds Landing-Contra Costa 230kV Line |  | 0 | 0 | 0 | 0 | 0 | 0 | 1.495 | 1408.886 | 718.102 | Collinsville-Tesla 500 kV Line | Collinsville-Tesla 500 kV Line | Birds Landing-Contra Costa 230kV Line |  | 5 | 1 | YES | 2 | 1 | 1 | NO | 1
PG&E GBA | Santa Teresa | 115 | 0 | 0 | 0 | 0 | 0 | 0 | 0 | 0 | 0 | 0 | 0 | 0 | 0 | 0 | 0 | 0 | 0 | 0 | 0 | 0 | 0 | 0 | 0 | 0 | 0 | 0 | 0 | 0 | 0 | 0 | 0 | 0 | 0 | 0 | 0 | 0 | 0 | 0 | 0 | 0 | 0 | 0 | 0 | 0 | 0 | 0 | 0 | 0 | 0 | 0 | 0 | 0 | 0 | 0 | 0 | 1 | 0 | 0 | 0 | 1 | 0 | 0 | 0 | 0 | 0 | 0 | 0 | 0 | 0 | 0 | 0 | 0 | 0 | 0 | 0 | 0 | 0 | 0 | 0 | 0 | 0 | 0 | 0 | 0 | 0 | 0 | 0 | 0 | 0 | 0 | 0 | 0 | 0 | 0 | 0 | 0 | 1 | 0 |  | 0 | 0 | 0 | 0 | 0 | 0 | 0 | 0 | 0 | 0 | 0 | 0 | 0 | 0 | 0 | 0 | 0 | 0 | 0 | 0 | 0 | 0 | 0 | 0 | 0 | 0 | 0 | 0 | 0 | 0 | 1 | 0 | 0 | 0 | 0 | 0 | -1184.5215 | 933.1939 | 4193.782 | Tesla-Bellota 230 kV line | Tesla-Bellota 230 kV line | Tesla-Bellota 230 kV line |  | 0 | 1 | 0 | 0 | 0 | 0 | -884.5215 | 1037.76 | 4193.782 | Tesla-Bellota 230 kV line | NEW-Metcalf-Mosslanding 500kV | Tesla-Bellota 230 kV line |  | 5 | 4 | YES | 4 | 1 | 1 | NO | 1
SDGE | Santee | 138 | 0 | 0 | 0 | 0 | 0 | 0 | 0 | 0 | 0 | 0 | 0 | 0 | 0 | 0 | 0 | 0 | 0 | 0 | 0 | 0 | 0 | 0 | 0 | 0 | 0 | 0 | 1 | 0 | 1 | 0 | 1 | 0 | 1 | 0 | 0 | 0 | 0 | 0 | 0 | 0 | 0 | 0 | 0 | 0 | 0 | 0 | 0 | 0 | 0 | 0 | 0 | 0 | 0 | 0 | 0 | 0 | 0 | 0 | 0 | 0 | 0 | 0 | 0 | 0 | 0 | 0 | 0 | 0 | 0 | 0 | 0 | 0 | 0 | 0 | 0 | 0 | 0 | 0 | 0 | 0 | 0 | 0 | 0 | 0 | 0 | 0 | 0 | 0 | 0 | 0 | 0 | 0 | 0 | 0 | 0 | 0 | 0 | 3 |  | 0 | 0 | 0 | 0 | 0 | 0 | 0 | 0 | 0 | 0 | 0 | 0 | 0 | 0 | 0 | 0 | 0 | 0 | 0 | 0 | 0 | 0 | 0 | 0 | 0 | 0 | 10 | 0 | 0 | 1 | 1 | 0 | 0 | 0 | 0 | 0 | -86 | 69 | 534 | Chicarita 138 kV constraint | Chicarita 138 kV constraint | Chicarita 138 kV constraint |  | 0 | 0 | 0 | 0 | 0 | 0 | 54.76 | 769 | 534 | San Luis Rey-San Onofre 230 kV line constraint | Chicarita 138 kV constraint | Chicarita 138 kV constraint |  | 5 | 1 | YES | 2 | 1 | 1 | NO | 1
SCE Metro | Santiago | 230 | 0 | 0 | 0 | 0 | 0 | 0 | 0 | 0 | 0 | 1 | 0 | 0 | 0 | 0 | 0 | 0 | 0 | 0 | 0 | 0 | 0 | 0 | 0 | 0 | 0 | 0 | 0 | 0 | 0 | 0 | 0 | 0 | 0 | 0 | 0 | 0 | 0 | 0 | 0 | 0 | 0 | 0 | 0 | 0 | 0 | 0 | 0 | 0 | 0 | 0 | 0 | 0 | 0 | 0 | 0 | 0 | 0 | 0 | 0 | 0 | 0 | 0 | 0 | 0 | 0 | 0 | 0 | 0 | 0 | 0 | 0 | 0 | 0 | 0 | 0 | 0 | 0 | 0 | 0 | 0 | 0 | 0 | 0 | 0 | 0 | 0 | 0 | 0 | 0 | 0 | 0 | 0 | 0 | 0 | 0 | 0 | 0 | 0 |  | 0 | 0 | 0 | 0 | 0 | 0 | 0 | 0 | 0 | 0 | 0 | 0 | 0 | 0 | 0 | 0 | 0 | 0 | 0 | 0 | 0 | 0 | 0 | 0 | 0 | 0 | 0 | 0 | 0 | 0 | 0 | 0 | 0 | 0 | 0 | 0 | 9141.6 | 11076.2 | 14650.5055 | SCE Metro Area Default Constraint | SCE Metro Area Default Constraint | SCE Metro Area Default Constraint |  | 0 | 0 | 0 | 0 | 0 | 0 | 9141.6 | 11076.2 | 14650.5055 | SCE Metro Area Default Constraint | SCE Metro Area Default Constraint | SCE Metro Area Default Constraint |  | 1 | 1 | NO | 1 | 1 | 1 | NO | 1
PG&E GBA | Saratoga | 230 | 0 | 0 | 0 | 0 | 0 | 0 | 0 | 0 | 0 | 0 | 0 | 0 | 0 | 0 | 0 | 0 | 0 | 0 | 0 | 0 | 0 | 0 | 0 | 0 | 0 | 0 | 0 | 0 | 0 | 0 | 0 | 0 | 0 | 0 | 0 | 0 | 0 | 0 | 0 | 0 | 0 | 0 | 0 | 0 | 0 | 0 | 0 | 0 | 0 | 0 | 0 | 0 | 1 | 0 | 0 | 1 | 0 | 0 | 0 | 1 | 0 | 0 | 0 | 0 | 0 | 0 | 0 | 0 | 0 | 0 | 0 | 0 | 0 | 0 | 0 | 0 | 0 | 0 | 0 | 0 | 0 | 0 | 0 | 0 | 0 | 0 | 0 | 0 | 0 | 0 | 0 | 0 | 0 | 0 | 0 | 0 | 0 | 1 |  | 0 | 0 | 0 | 0 | 0 | 0 | 0 | 0 | 0 | 0 | 0 | 0 | 0 | 0 | 0 | 0 | 0 | 0 | 0 | 0 | 0 | 0 | 0 | 0 | 0 | 0 | 0 | 0 | 0 | 0 | 1 | 0 | 0 | 0 | 0 | 0 | -1184.5215 | 933.1939 | 4193.782 | Tesla-Bellota 230 kV line | Tesla-Bellota 230 kV line | Tesla-Bellota 230 kV line |  | 0 | 1 | 0 | 0 | 0 | 0 | -884.5215 | 1233.1939 | 4193.782 | Tesla-Bellota 230 kV line | Tesla-Bellota 230 kV line | Tesla-Bellota 230 kV line |  | 5 | 4 | YES | 4 | 1 | 1 | NO | 1
SCE Northern | Saugus | 230 | 0 | 0 | 0 | 0 | 0 | 0 | 0 | 0 | 0 | 0 | 0 | 0 | 0 | 0 | 0 | 0 | 0 | 0 | 0 | 0 | 0 | 0 | 0 | 0 | 1 | 0 | 0 | 0 | 0 | 0 | 0 | 0 | 0 | 0 | 0 | 0 | 0 | 0 | 0 | 0 | 0 | 0 | 0 | 0 | 0 | 0 | 0 | 0 | 0 | 0 | 0 | 0 | 0 | 0 | 0 | 0 | 0 | 0 | 0 | 0 | 0 | 0 | 0 | 0 | 0 | 0 | 0 | 0 | 0 | 0 | 0 | 0 | 0 | 0 | 0 | 0 | 0 | 0 | 0 | 0 | 0 | 0 | 0 | 0 | 0 | 0 | 0 | 0 | 0 | 0 | 0 | 0 | 0 | 0 | 0 | 0 | 0 | 0 |  | 0 | 0 | 0 | 0 | 0 | 0 | 0 | 0 | 0 | 0 | 0 | 0 | 0 | 0 | 0 | 0 | 0 | 0 | 0 | 0 | 0 | 0 | 0 | 0 | 0 | 0 | 0 | 0 | 0 | 0 | 1 | 0 | 1 | 0 | 0 | 0 | -3041.755 | -297.01 | 3343.045 | Lugo - Victorville area constraint | Lugo - Victorville area constraint | Lugo - Victorville area constraint |  | 0 | 0 | 0 | 0 | 0 | 0 | 3758.245 | 6502.99 | 10143.045 | Lugo - Victorville area constraint | Lugo - Victorville area constraint | Lugo - Victorville area constraint |  | 5 | 1 | YES | 2 | 1 | 1 | NO | 1
PG&E FRESNO | Schindler | 115 | 0 | 0 | 0 | 0 | 0 | 0 | 0 | 0 | 0 | 0 | 0 | 0 | 0 | 0 | 0 | 0 | 0 | 0 | 0 | 0 | 0 | 0 | 0 | 0 | 0 | 0 | 0 | 0 | 0 | 0 | 0 | 0 | 0 | 0 | 0 | 0 | 0 | 0 | 0 | 0 | 0 | 0 | 0 | 0 | 0 | 0 | 0 | 0 | 0 | 0 | 0 | 0 | 0 | 0 | 0 | 0 | 0 | 0 | 0 | 0 | 0 | 0 | 0 | 0 | 0 | 0 | 0 | 0 | 0 | 0 | 0 | 0 | 0 | 0 | 0 | 0 | 0 | 0 | 0 | 1 | 0 | 0 | 0 | 0 | 0 | 0 | 0 | 1 | 0 | 0 | 0 | 0 | 0 | 0 | 0 | 0 | 0 | 0 |  | 0 | 0 | 0 | 0 | 0 | 0 | 0 | 0 | 0 | 0 | 0 | 0 | 0 | 0 | 0 | 0 | 0 | 0 | 0 | 0 | 0 | 0 | 0 | 0 | 100 | 0 | 0 | 40 | 0 | 1 | 1 | 0 | 0 | 0 | 0 | 0 | -9.103 | 211.6707 | 333.1455 | Gates 500/230kV TB #11 | Gates 500/230kV TB #11 | Gates 500/230kV TB #11 |  | 1 | 0 | 0 | 0 | 0 | 0 | -9.103 | 211.6707 | 333.1455 | Gates 500/230kV TB #11 | Gates 500/230kV TB #11 | Gates 500/230kV TB #11 |  | 5 | 5 | NO | 5 | 1 | 1 | NO | 1
PG&E FRESNO | Schindler | 70 | 0 | 0 | 0 | 0 | 0 | 0 | 0 | 0 | 0 | 0 | 0 | 0 | 0 | 0 | 0 | 0 | 0 | 0 | 0 | 0 | 0 | 0 | 0 | 0 | 0 | 0 | 0 | 0 | 0 | 0 | 0 | 0 | 0 | 0 | 0 | 0 | 0 | 0 | 0 | 0 | 0 | 0 | 0 | 0 | 0 | 0 | 0 | 0 | 0 | 0 | 0 | 0 | 0 | 0 | 0 | 0 | 0 | 0 | 0 | 0 | 0 | 0 | 0 | 0 | 0 | 0 | 0 | 0 | 0 | 0 | 0 | 0 | 0 | 0 | 0 | 0 | 0 | 0 | 1 | 0 | 1 | 1 | 1 | 0 | 0 | 1 | 0 | 1 | 0 | 0 | 0 | 0 | 0 | 0 | 0 | 0 | 0 | 1 |  | 0 | 0 | 0 | 0 | 0 | 0 | 0 | 0 | 0 | 0 | 0 | 0 | 0 | 0 | 0 | 0 | 0 | 0 | 0 | 0 | 0 | 0 | 0 | 0 | 0 | 0 | 0 | 0 | 0 | 0 | 1 | 0 | 0 | 0 | 1 | 0 | -314.8 | 209.845 | -369.3748 | Tranquility-Helm 230kV Line | Tranquility-Helm 230kV Line | Gates 500/230kV TB #12 |  | 1 | 0 | 0 | 0 | 1 | 0 | -314.8 | 209.845 | -369.3748 | Tranquility-Helm 230kV Line | Tranquility-Helm 230kV Line | Gates 500/230kV TB #12 |  | 5 | 5 | NO | 5 | 5 | 5 | NO | 5
PG&E GBA | Schulte | 115 | 0 | 0 | 0 | 0 | 0 | 0 | 0 | 0 | 0 | 0 | 0 | 0 | 0 | 0 | 0 | 0 | 0 | 0 | 0 | 0 | 0 | 0 | 0 | 0 | 0 | 0 | 0 | 0 | 0 | 0 | 0 | 0 | 0 | 0 | 0 | 0 | 0 | 0 | 0 | 0 | 0 | 0 | 0 | 0 | 0 | 1 | 0 | 0 | 0 | 0 | 0 | 0 | 0 | 0 | 0 | 0 | 0 | 1 | 0 | 1 | 0 | 0 | 0 | 0 | 0 | 1 | 0 | 0 | 0 | 0 | 0 | 0 | 0 | 0 | 0 | 0 | 0 | 0 | 0 | 0 | 0 | 0 | 0 | 0 | 0 | 0 | 0 | 0 | 0 | 0 | 0 | 0 | 0 | 0 | 0 | 0 | 0 | 0 |  | 0 | 0 | 0 | 0 | 0 | 0 | 0 | 0 | 0 | 0 | 0 | 0 | 0 | 0 | 0 | 0 | 0 | 0 | 0 | 0 | 0 | 0 | 0 | 0 | 0 | 0 | 0 | 0 | 0 | 0 | 2 | 0 | 1 | 0 | 0 | 0 | -1184.5215 | -212.6541 | 653.3714 | Tesla-Bellota 230 kV line | Bellota-Weber 230kV line | Kasson Jct-Heinz 115 kV line |  | 0 | 2 | 0 | 0 | 0 | 0 | -884.5215 | 201.2909 | 653.3714 | Tesla-Bellota 230 kV line | Kasson Jct-Heinz 115 kV line | Kasson Jct-Heinz 115 kV line |  | 5 | 4 | YES | 4 | 1 | 1 | NO | 1
SDGE | Scripps | 69 | 0 | 0 | 0 | 0 | 0 | 0 | 0 | 0 | 0 | 0 | 0 | 0 | 0 | 0 | 0 | 0 | 0 | 0 | 0 | 0 | 0 | 0 | 0 | 0 | 0 | 1 | 0 | 0 | 0 | 0 | 1 | 0 | 1 | 0 | 0 | 0 | 0 | 0 | 0 | 0 | 0 | 0 | 0 | 0 | 0 | 0 | 0 | 0 | 0 | 0 | 0 | 0 | 0 | 0 | 0 | 0 | 0 | 0 | 0 | 0 | 0 | 0 | 0 | 0 | 0 | 0 | 0 | 0 | 0 | 0 | 0 | 0 | 0 | 0 | 0 | 0 | 0 | 0 | 0 | 0 | 0 | 0 | 0 | 0 | 0 | 0 | 0 | 0 | 0 | 0 | 0 | 0 | 0 | 0 | 0 | 0 | 0 | 2 |  | 0 | 0 | 0 | 0 | 0 | 0 | 0 | 0 | 0 | 0 | 0 | 0 | 0 | 0 | 0 | 0 | 0 | 0 | 0 | 0 | 0 | 0 | 0 | 0 | 0 | 0 | 0 | 0 | 0 | 0 | 0 | 0 | 0 | 0 | 0 | 0 | 54.76 | 760.935 | 2442.23 | San Luis Rey-San Onofre 230 kV line constraint | Capistrano-San Onofre 230 kV constraint | Capistrano-San Onofre 230 kV constraint |  | 0 | 0 | 0 | 0 | 0 | 0 | 54.76 | 760.935 | 2442.23 | San Luis Rey-San Onofre 230 kV line constraint | Capistrano-San Onofre 230 kV constraint | Capistrano-San Onofre 230 kV constraint |  | 1 | 1 | NO | 1 | 1 | 1 | NO | 1
PG&E KERN | Semitropic | 115 | 0 | 0 | 0 | 0 | 0 | 0 | 0 | 0 | 0 | 0 | 0 | 0 | 0 | 0 | 0 | 0 | 0 | 0 | 0 | 0 | 0 | 0 | 0 | 0 | 0 | 0 | 0 | 0 | 0 | 0 | 0 | 0 | 0 | 0 | 0 | 0 | 0 | 0 | 0 | 0 | 0 | 0 | 0 | 0 | 0 | 0 | 0 | 0 | 0 | 0 | 0 | 0 | 0 | 0 | 0 | 0 | 0 | 0 | 0 | 0 | 0 | 0 | 0 | 0 | 0 | 0 | 0 | 1 | 1 | 0 | 0 | 0 | 0 | 0 | 0 | 1 | 0 | 0 | 0 | 1 | 0 | 0 | 0 | 0 | 0 | 0 | 0 | 0 | 0 | 0 | 0 | 0 | 0 | 0 | 0 | 0 | 0 | 0 |  | 0 | 0 | 0 | 0 | 0 | 0 | 0 | 0 | 0 | 0 | 0 | 0 | 0 | 0 | 0 | 0 | 0 | 0 | 0 | 0 | 0 | 0 | 0 | 4.66 | 0 | 0 | 0 | 0 | 0 | 1 | 2 | 0 | 1 | 0 | 1 | 0 | -77.985 | -266.9883 | -59.825 | Cal Flat-Gates 230 kV line | Cal Flat-Gates 230 kV line | Cal Flat-Gates 230 kV line |  | 1 | 0 | 0 | 0 | 0 | 0 | -9.103 | 193.6 | 170.175 | Gates 500/230kV TB #11 | Semitropic-Midway 115kV Line | Cal Flat-Gates 230 kV line |  | 5 | 5 | NO | 5 | 5 | 1 | YES | 2
SCE Metro | Serrano | 230 | 0 | 0 | 0 | 0 | 0 | 0 | 0 | 0 | 0 | 1 | 0 | 0 | 0 | 0 | 0 | 0 | 0 | 0 | 0 | 0 | 0 | 0 | 0 | 0 | 0 | 0 | 0 | 0 | 0 | 0 | 0 | 0 | 0 | 0 | 0 | 0 | 0 | 0 | 0 | 0 | 0 | 0 | 0 | 0 | 0 | 0 | 0 | 0 | 0 | 0 | 0 | 0 | 0 | 0 | 0 | 0 | 0 | 0 | 0 | 0 | 0 | 0 | 0 | 0 | 0 | 0 | 0 | 0 | 0 | 0 | 0 | 0 | 0 | 0 | 0 | 0 | 0 | 0 | 0 | 0 | 0 | 0 | 0 | 0 | 0 | 0 | 0 | 0 | 0 | 0 | 0 | 0 | 0 | 0 | 0 | 0 | 0 | 0 |  | 0 | 0 | 0 | 0 | 0 | 0 | 0 | 0 | 0 | 0 | 0 | 0 | 0 | 0 | 0 | 0 | 0 | 0 | 0 | 0 | 0 | 0 | 0 | 0 | 0 | 0 | 0 | 0 | 0 | 0 | 0 | 0 | 0 | 0 | 0 | 0 | 9141.6 | 11076.2 | 14650.5055 | SCE Metro Area Default Constraint | SCE Metro Area Default Constraint | SCE Metro Area Default Constraint |  | 0 | 0 | 0 | 0 | 0 | 0 | 9141.6 | 11076.2 | 14650.5055 | SCE Metro Area Default Constraint | SCE Metro Area Default Constraint | SCE Metro Area Default Constraint |  | 1 | 1 | NO | 1 | 1 | 1 | NO | 1
SCE Metro | Serrano | 500 | 0 | 0 | 0 | 0 | 0 | 0 | 0 | 0 | 0 | 1 | 0 | 0 | 0 | 0 | 0 | 0 | 0 | 0 | 0 | 0 | 0 | 0 | 0 | 0 | 0 | 0 | 0 | 0 | 0 | 0 | 0 | 0 | 0 | 0 | 0 | 0 | 0 | 0 | 0 | 0 | 0 | 0 | 0 | 0 | 0 | 0 | 0 | 0 | 0 | 0 | 0 | 0 | 0 | 0 | 0 | 0 | 0 | 0 | 0 | 0 | 0 | 0 | 0 | 0 | 0 | 0 | 0 | 0 | 0 | 0 | 0 | 0 | 0 | 0 | 0 | 0 | 0 | 0 | 0 | 0 | 0 | 0 | 0 | 0 | 0 | 0 | 0 | 0 | 0 | 0 | 0 | 0 | 0 | 0 | 0 | 0 | 0 | 0 |  | 0 | 0 | 0 | 0 | 0 | 0 | 0 | 0 | 0 | 0 | 0 | 0 | 0 | 0 | 0 | 0 | 0 | 0 | 0 | 0 | 0 | 0 | 0 | 0 | 0 | 0 | 0 | 0 | 0 | 0 | 0 | 0 | 0 | 0 | 0 | 0 | 9141.6 | 11076.2 | 14650.5055 | SCE Metro Area Default Constraint | SCE Metro Area Default Constraint | SCE Metro Area Default Constraint |  | 0 | 0 | 0 | 0 | 0 | 0 | 9141.6 | 11076.2 | 14650.5055 | SCE Metro Area Default Constraint | SCE Metro Area Default Constraint | SCE Metro Area Default Constraint |  | 1 | 1 | NO | 1 | 1 | 1 | NO | 1
SDGE | Shadowridge | 138 | 0 | 0 | 0 | 0 | 0 | 0 | 0 | 0 | 0 | 0 | 0 | 0 | 0 | 0 | 0 | 0 | 0 | 0 | 0 | 0 | 0 | 0 | 0 | 0 | 0 | 0 | 0 | 0 | 1 | 0 | 1 | 0 | 1 | 0 | 0 | 0 | 0 | 0 | 0 | 0 | 0 | 0 | 0 | 0 | 0 | 0 | 0 | 0 | 0 | 0 | 0 | 0 | 0 | 0 | 0 | 0 | 0 | 0 | 0 | 0 | 0 | 0 | 0 | 0 | 0 | 0 | 0 | 0 | 0 | 0 | 0 | 0 | 0 | 0 | 0 | 0 | 0 | 0 | 0 | 0 | 0 | 0 | 0 | 0 | 0 | 0 | 0 | 0 | 0 | 0 | 0 | 0 | 0 | 0 | 0 | 0 | 0 | 3 |  | 0 | 0 | 0 | 0 | 0 | 0 | 0 | 0 | 0 | 0 | 0 | 0 | 0 | 0 | 0 | 0 | 0 | 0 | 0 | 0 | 0 | 0 | 0 | 0 | 0 | 0 | 0 | 0 | 0 | 0 | 0 | 0 | 0 | 0 | 0 | 0 | 54.76 | 1329.48 | 7821.4994 | San Luis Rey-San Onofre 230 kV line constraint | San Luis Rey-San Onofre 230 kV line constraint | San Luis Rey-San Onofre 230 kV line constraint |  | 0 | 0 | 0 | 0 | 0 | 0 | 54.76 | 1329.48 | 7821.4994 | San Luis Rey-San Onofre 230 kV line constraint | San Luis Rey-San Onofre 230 kV line constraint | San Luis Rey-San Onofre 230 kV line constraint |  | 1 | 1 | NO | 1 | 1 | 1 | NO | 1
PG&E KERN | Shafter | 115 | 0 | 0 | 0 | 0 | 0 | 0 | 0 | 0 | 0 | 0 | 0 | 0 | 0 | 0 | 0 | 0 | 0 | 0 | 0 | 0 | 0 | 0 | 0 | 0 | 0 | 0 | 0 | 0 | 0 | 0 | 0 | 0 | 0 | 0 | 0 | 0 | 0 | 0 | 0 | 0 | 0 | 0 | 0 | 0 | 0 | 0 | 0 | 0 | 0 | 0 | 0 | 0 | 0 | 0 | 0 | 0 | 0 | 0 | 0 | 0 | 0 | 0 | 0 | 0 | 0 | 0 | 0 | 1 | 0 | 0 | 0 | 0 | 0 | 0 | 1 | 0 | 0 | 0 | 1 | 1 | 0 | 0 | 0 | 0 | 0 | 0 | 0 | 0 | 0 | 0 | 0 | 0 | 0 | 0 | 1 | 0 | 0 | 0 |  | 0 | 0 | 0 | 0 | 0 | 0 | 0 | 0 | 0 | 0 | 0 | 0 | 0 | 0 | 0 | 0 | 0 | 0 | 0 | 0 | 0 | 0 | 0 | 2.25 | 80 | 20 | 0 | 10 | 0 | 1 | 3 | 0 | 1 | 0 | 2 | 1 | -827.515 | -266.9883 | -1162.3269 | Mustang-Henrietta 230 kV line | Cal Flat-Gates 230 kV line | Mustang-Henrietta 230 kV line |  | 1 | 0 | 0 | 0 | 1 | 1 | -9.103 | 211.6707 | -1162.3269 | Gates 500/230kV TB #11 | Gates 500/230kV TB #11 | Mustang-Henrietta 230 kV line |  | 5 | 5 | NO | 5 | 5 | 5 | NO | 5
PG&E NGBA | Silverado | 115 | 0 | 0 | 0 | 0 | 0 | 0 | 0 | 0 | 0 | 0 | 0 | 0 | 0 | 0 | 0 | 0 | 0 | 0 | 0 | 0 | 0 | 0 | 0 | 0 | 0 | 0 | 0 | 0 | 0 | 0 | 0 | 0 | 0 | 0 | 0 | 0 | 0 | 0 | 0 | 1 | 0 | 1 | 0 | 0 | 0 | 0 | 0 | 0 | 0 | 0 | 0 | 1 | 1 | 1 | 1 | 1 | 0 | 0 | 0 | 0 | 0 | 0 | 0 | 0 | 0 | 1 | 1 | 0 | 0 | 0 | 0 | 0 | 0 | 0 | 0 | 0 | 0 | 0 | 0 | 0 | 0 | 0 | 0 | 0 | 0 | 0 | 0 | 0 | 0 | 0 | 0 | 0 | 0 | 0 | 0 | 0 | 0 | 2 |  | 0 | 0 | 0 | 0 | 0 | 0 | 0 | 0 | 0 | 0 | 0 | 0 | 0 | 0 | 0 | 0 | 0 | 0 | 0 | 0 | 0 | 0 | 0 | 0 | 0 | 0 | 0 | 0 | 0 | 0 | 2 | 0 | 2 | 0 | 0 | 0 | -866.325 | -217.477 | 718.102 | Windmaster-Delta pumps 230 kV line | Birds Landing-Contra Costa 230kV Line | Birds Landing-Contra Costa 230kV Line |  | 0 | 0 | 0 | 0 | 0 | 0 | 1.495 | 678.723 | 718.102 | Collinsville-Tesla 500 kV Line | Contra Costa- Windmaster 230 kV line | Birds Landing-Contra Costa 230kV Line |  | 5 | 1 | YES | 2 | 1 | 1 | NO | 1
SDGE | Silvergate | 230 | 0 | 0 | 0 | 0 | 0 | 0 | 0 | 0 | 0 | 0 | 0 | 0 | 0 | 0 | 0 | 0 | 0 | 0 | 0 | 0 | 0 | 0 | 0 | 0 | 0 | 0 | 0 | 0 | 1 | 0 | 1 | 0 | 1 | 0 | 0 | 0 | 1 | 0 | 0 | 0 | 0 | 0 | 0 | 0 | 0 | 0 | 0 | 0 | 0 | 0 | 0 | 0 | 0 | 0 | 0 | 0 | 0 | 0 | 0 | 0 | 0 | 0 | 0 | 0 | 0 | 0 | 0 | 0 | 0 | 0 | 0 | 0 | 0 | 0 | 0 | 0 | 0 | 0 | 0 | 0 | 0 | 0 | 0 | 0 | 0 | 0 | 0 | 0 | 0 | 0 | 0 | 0 | 0 | 0 | 0 | 0 | 0 | 4 |  | 0 | 0 | 0 | 0 | 0 | 0 | 0 | 0 | 0 | 0 | 0 | 100 | 0 | 0 | 1 | 0 | 0 | 0 | 0 | 0 | 0 | 0 | 0 | 0 | 0 | 0 | 100 | 100 | 0 | 1 | 0 | 0 | 0 | 0 | 0 | 0 | 54.76 | 1197.97 | 1601.1044 | San Luis Rey-San Onofre 230 kV line constraint | Silvergate-Old Town 230 kV constraint | Silvergate-Old Town 230 kV constraint |  | 0 | 0 | 0 | 0 | 0 | 0 | 54.76 | 1197.97 | 1601.1044 | San Luis Rey-San Onofre 230 kV line constraint | Silvergate-Old Town 230 kV constraint | Silvergate-Old Town 230 kV constraint |  | 1 | 1 | NO | 1 | 1 | 1 | NO | 1
SDGE | Silvergate | 69 | 0 | 0 | 0 | 0 | 0 | 0 | 0 | 0 | 0 | 0 | 0 | 0 | 0 | 0 | 0 | 0 | 0 | 0 | 0 | 0 | 0 | 0 | 0 | 0 | 0 | 0 | 0 | 0 | 0 | 0 | 1 | 0 | 1 | 0 | 0 | 0 | 1 | 0 | 0 | 0 | 0 | 0 | 0 | 0 | 0 | 0 | 0 | 0 | 0 | 0 | 0 | 0 | 0 | 0 | 0 | 0 | 0 | 0 | 0 | 0 | 0 | 0 | 0 | 0 | 0 | 0 | 0 | 0 | 0 | 0 | 0 | 0 | 0 | 0 | 0 | 0 | 0 | 0 | 0 | 0 | 0 | 0 | 0 | 0 | 0 | 0 | 0 | 0 | 0 | 0 | 0 | 0 | 0 | 0 | 0 | 0 | 0 | 3 |  | 0 | 0 | 0 | 0 | 0 | 0 | 0 | 0 | 0 | 0 | 0 | 0 | 0 | 0 | 0 | 0 | 0 | 0 | 0 | 0 | 0 | 0 | 0 | 0 | 0 | 0 | 0 | 0 | 0 | 0 | 0 | 0 | 0 | 0 | 0 | 0 | 54.76 | 1197.97 | 1601.1044 | San Luis Rey-San Onofre 230 kV line constraint | Silvergate-Old Town 230 kV constraint | Silvergate-Old Town 230 kV constraint |  | 0 | 0 | 0 | 0 | 0 | 0 | 54.76 | 1197.97 | 1601.1044 | San Luis Rey-San Onofre 230 kV line constraint | Silvergate-Old Town 230 kV constraint | Silvergate-Old Town 230 kV constraint |  | 1 | 1 | NO | 1 | 1 | 1 | NO | 1
PG&E KERN | Sisquoc | 115 | 0 | 0 | 0 | 0 | 0 | 0 | 0 | 0 | 0 | 0 | 0 | 0 | 0 | 0 | 0 | 0 | 0 | 0 | 0 | 0 | 0 | 0 | 0 | 0 | 0 | 0 | 0 | 0 | 0 | 0 | 0 | 0 | 0 | 0 | 0 | 0 | 0 | 0 | 0 | 0 | 0 | 0 | 0 | 0 | 0 | 0 | 0 | 0 | 0 | 0 | 0 | 0 | 0 | 0 | 0 | 0 | 0 | 0 | 0 | 0 | 0 | 0 | 0 | 0 | 0 | 0 | 0 | 1 | 1 | 0 | 0 | 0 | 0 | 0 | 0 | 0 | 0 | 0 | 0 | 1 | 0 | 0 | 0 | 0 | 0 | 1 | 0 | 0 | 0 | 0 | 0 | 0 | 0 | 0 | 0 | 1 | 0 | 1 |  | 0 | 0 | 0 | 0 | 0 | 0 | 0 | 0 | 0 | 0 | 0 | 0 | 0 | 0 | 0 | 0 | 0 | 0 | 0 | 0 | 0 | 0 | 0 | 0 | 0 | 0 | 0 | 0 | 0 | 0 | 2 | 0 | 1 | 0 | 1 | 0 | -77.985 | -266.9883 | -59.825 | Cal Flat-Gates 230 kV line | Cal Flat-Gates 230 kV line | Cal Flat-Gates 230 kV line |  | 1 | 0 | 0 | 0 | 0 | 0 | -9.103 | 211.6707 | 170.175 | Gates 500/230kV TB #11 | Gates 500/230kV TB #11 | Cal Flat-Gates 230 kV line |  | 5 | 5 | NO | 5 | 5 | 1 | YES | 2
EOP | Sloan Canyon | 230 | 0 | 0 | 0 | 0 | 0 | 0 | 0 | 0 | 0 | 0 | 0 | 0 | 0 | 0 | 0 | 0 | 0 | 0 | 0 | 0 | 0 | 0 | 0 | 1 | 1 | 0 | 0 | 0 | 0 | 0 | 0 | 0 | 0 | 0 | 0 | 0 | 0 | 0 | 0 | 0 | 0 | 0 | 0 | 0 | 0 | 0 | 0 | 0 | 0 | 0 | 0 | 0 | 0 | 0 | 0 | 0 | 0 | 0 | 0 | 0 | 0 | 0 | 0 | 0 | 0 | 0 | 0 | 0 | 0 | 0 | 0 | 0 | 0 | 0 | 0 | 0 | 0 | 0 | 0 | 0 | 0 | 0 | 0 | 0 | 0 | 0 | 0 | 0 | 0 | 0 | 0 | 0 | 0 | 0 | 0 | 0 | 0 | 1 |  | 0 | 0 | 0 | 0 | 0 | 0 | 0 | 0 | 0 | 0 | 0 | 0 | 0 | 0 | 0 | 0 | 0 | 66 | 244 | 0 | 0 | 0 | 0 | 0 | 100 | 200 | 0 | 100 | 0 | 1 | 1 | 1 | 1 | 0 | 0 | 0 | -3041.755 | -297.01 | 1059.66 | Lugo - Victorville area constraint | Lugo - Victorville area constraint | Sloan Canyon - Eldorado 500 kV constraint |  | 0 | 1 | 0 | 0 | 0 | 0 | -362.03 | 49.37 | 1059.66 | Sloan Canyon - Eldorado 500 kV constraint | Sloan Canyon - Eldorado 500 kV constraint | Sloan Canyon - Eldorado 500 kV constraint |  | 5 | 4 | YES | 4 | 1 | 1 | NO | 1
EOP | Sloan Canyon | 500 | 0 | 0 | 0 | 0 | 0 | 0 | 0 | 0 | 0 | 0 | 0 | 0 | 0 | 0 | 0 | 0 | 0 | 0 | 0 | 0 | 0 | 0 | 0 | 1 | 1 | 0 | 0 | 0 | 0 | 0 | 0 | 0 | 0 | 0 | 0 | 0 | 0 | 0 | 0 | 0 | 0 | 0 | 0 | 0 | 0 | 0 | 0 | 0 | 0 | 0 | 0 | 0 | 0 | 0 | 0 | 0 | 0 | 0 | 0 | 0 | 0 | 0 | 0 | 0 | 0 | 0 | 0 | 0 | 0 | 0 | 0 | 0 | 0 | 0 | 0 | 0 | 0 | 0 | 0 | 0 | 0 | 0 | 0 | 0 | 0 | 0 | 0 | 0 | 0 | 0 | 0 | 0 | 0 | 0 | 0 | 0 | 0 | 1 |  | 0 | 0 | 0 | 0 | 0 | 0 | 0 | 0 | 0 | 0 | 0 | 0 | 0 | 0 | 0 | 0 | 0 | 0 | 0 | 0 | 0 | 0 | 0 | 0 | 0 | 0 | 0 | 0 | 0 | 0 | 1 | 1 | 1 | 0 | 0 | 0 | -3041.755 | -297.01 | 1059.66 | Lugo - Victorville area constraint | Lugo - Victorville area constraint | Sloan Canyon - Eldorado 500 kV constraint |  | 0 | 1 | 0 | 0 | 0 | 0 | -362.03 | 49.37 | 1059.66 | Sloan Canyon - Eldorado 500 kV constraint | Sloan Canyon - Eldorado 500 kV constraint | Sloan Canyon - Eldorado 500 kV constraint |  | 5 | 4 | YES | 4 | 1 | 1 | NO | 1
PG&E KERN | Smyrna | 115 | 0 | 0 | 0 | 0 | 0 | 0 | 0 | 0 | 0 | 0 | 0 | 0 | 0 | 0 | 0 | 0 | 0 | 0 | 0 | 0 | 0 | 0 | 0 | 0 | 0 | 0 | 0 | 0 | 0 | 0 | 0 | 0 | 0 | 0 | 0 | 0 | 0 | 0 | 0 | 0 | 0 | 0 | 0 | 0 | 0 | 0 | 0 | 0 | 0 | 0 | 0 | 0 | 0 | 0 | 0 | 0 | 0 | 0 | 0 | 0 | 0 | 0 | 0 | 0 | 0 | 0 | 0 | 1 | 0 | 1 | 1 | 0 | 0 | 0 | 1 | 1 | 0 | 0 | 1 | 0 | 0 | 0 | 0 | 0 | 0 | 0 | 0 | 0 | 0 | 0 | 0 | 0 | 0 | 0 | 1 | 0 | 0 | 0 |  | 0 | 0 | 0 | 0 | 0 | 0 | 0 | 0 | 0 | 0 | 0 | 0 | 0 | 0 | 0 | 0 | 0 | 0 | 0 | 0 | 0 | 0 | 0 | 6 | 0 | 0 | 0 | 0 | 0 | 1 | 2 | 0 | 1 | 0 | 2 | 1 | -827.515 | -266.9883 | -1162.3269 | Mustang-Henrietta 230 kV line | Cal Flat-Gates 230 kV line | Mustang-Henrietta 230 kV line |  | 0 | 0 | 0 | 0 | 1 | 1 | 69.097 | 187.6 | -1162.3269 | Gates 500/230kV TB #12 | Smyrna-Atwell Jct 115kV Line | Mustang-Henrietta 230 kV line |  | 5 | 1 | YES | 2 | 5 | 5 | NO | 5
PG&E GBA | Sobrante | 115 | 0 | 0 | 0 | 0 | 0 | 0 | 0 | 0 | 0 | 0 | 0 | 0 | 0 | 0 | 0 | 0 | 0 | 0 | 0 | 0 | 0 | 0 | 0 | 0 | 0 | 0 | 0 | 0 | 0 | 0 | 0 | 0 | 0 | 0 | 0 | 0 | 0 | 0 | 0 | 1 | 0 | 0 | 0 | 0 | 0 | 0 | 0 | 0 | 0 | 1 | 0 | 0 | 1 | 1 | 1 | 1 | 0 | 0 | 1 | 1 | 0 | 1 | 0 | 0 | 0 | 1 | 0 | 0 | 0 | 0 | 0 | 0 | 0 | 0 | 0 | 0 | 0 | 0 | 0 | 0 | 0 | 0 | 0 | 0 | 0 | 0 | 0 | 0 | 0 | 0 | 0 | 0 | 0 | 0 | 0 | 0 | 0 | 2 |  | 0 | 0 | 0 | 0 | 0 | 0 | 0 | 0 | 0 | 0 | 0 | 0 | 0 | 0 | 0 | 0 | 0 | 0 | 0 | 0 | 0 | 0 | 0 | 0 | 0 | 0 | 0 | 0 | 0 | 0 | 2 | 0 | 1 | 0 | 0 | 0 | -1184.5215 | -200.809 | 1214.56 | Tesla-Bellota 230 kV line | Windmaster-Delta pumps 230 kV line | Grant - Eastshore #2 line 115 kV |  | 0 | 1 | 0 | 0 | 0 | 0 | -884.5215 | 678.723 | 1214.56 | Tesla-Bellota 230 kV line | Contra Costa- Windmaster 230 kV line | Grant - Eastshore #2 line 115 kV |  | 5 | 4 | YES | 4 | 1 | 1 | NO | 1
PG&E GBA | Sobrante | 230 | 0 | 0 | 0 | 0 | 0 | 0 | 0 | 0 | 0 | 0 | 0 | 0 | 0 | 0 | 0 | 0 | 0 | 0 | 0 | 0 | 0 | 0 | 0 | 0 | 0 | 0 | 0 | 0 | 0 | 0 | 0 | 0 | 0 | 0 | 0 | 0 | 0 | 0 | 0 | 1 | 0 | 0 | 0 | 0 | 0 | 0 | 0 | 0 | 0 | 1 | 0 | 0 | 1 | 1 | 1 | 1 | 0 | 0 | 1 | 1 | 0 | 0 | 0 | 0 | 0 | 1 | 0 | 0 | 0 | 0 | 0 | 0 | 0 | 0 | 0 | 0 | 0 | 0 | 0 | 0 | 0 | 0 | 0 | 0 | 0 | 0 | 0 | 0 | 0 | 0 | 0 | 0 | 0 | 0 | 0 | 0 | 0 | 2 |  | 0 | 0 | 0 | 0 | 0 | 0 | 0 | 0 | 0 | 0 | 0 | 0 | 0 | 0 | 0 | 0 | 0 | 0 | 0 | 0 | 0 | 0 | 0 | 0 | 0 | 0 | 0 | 0 | 0 | 0 | 2 | 0 | 1 | 0 | 0 | 0 | -1184.5215 | -200.809 | 3506.786 | Tesla-Bellota 230 kV line | Windmaster-Delta pumps 230 kV line | Contra Costa- Windmaster 230 kV line |  | 0 | 1 | 0 | 0 | 0 | 0 | -884.5215 | 678.723 | 3506.786 | Tesla-Bellota 230 kV line | Contra Costa- Windmaster 230 kV line | Contra Costa- Windmaster 230 kV line |  | 5 | 4 | YES | 4 | 1 | 1 | NO | 1
PG&E KERN | Solar | 230 | 0 | 0 | 0 | 0 | 0 | 0 | 0 | 0 | 0 | 0 | 0 | 0 | 0 | 0 | 0 | 0 | 0 | 0 | 0 | 0 | 0 | 0 | 0 | 0 | 0 | 0 | 0 | 0 | 0 | 0 | 0 | 0 | 0 | 0 | 0 | 0 | 0 | 0 | 0 | 0 | 0 | 0 | 0 | 0 | 0 | 0 | 0 | 0 | 0 | 0 | 0 | 0 | 0 | 0 | 0 | 0 | 0 | 0 | 0 | 0 | 0 | 0 | 0 | 0 | 0 | 0 | 0 | 1 | 0 | 0 | 0 | 0 | 0 | 0 | 0 | 0 | 0 | 0 | 1 | 1 | 0 | 0 | 0 | 0 | 0 | 0 | 0 | 0 | 0 | 0 | 0 | 0 | 0 | 0 | 1 | 1 | 0 | 0 |  | 0 | 0 | 0 | 0 | 0 | 0 | 0 | 0 | 0 | 0 | 0 | 0 | 0 | 0 | 0 | 0 | 0 | 0 | 0 | 0 | 0 | 0 | 0 | 0 | 0 | 0 | 0 | 0 | 0 | 0 | 3 | 0 | 1 | 0 | 2 | 1 | -827.515 | -266.9883 | -1162.3269 | Mustang-Henrietta 230 kV line | Cal Flat-Gates 230 kV line | Mustang-Henrietta 230 kV line |  | 1 | 0 | 0 | 0 | 1 | 1 | -9.103 | 211.6707 | -1162.3269 | Gates 500/230kV TB #11 | Gates 500/230kV TB #11 | Mustang-Henrietta 230 kV line |  | 5 | 5 | NO | 5 | 5 | 5 | NO | 5
PG&E GBA | Soledad | 115 | 0 | 0 | 0 | 0 | 0 | 0 | 0 | 0 | 0 | 0 | 0 | 0 | 0 | 0 | 0 | 0 | 0 | 0 | 0 | 0 | 0 | 0 | 0 | 0 | 0 | 0 | 0 | 0 | 0 | 0 | 0 | 0 | 0 | 0 | 0 | 0 | 0 | 0 | 0 | 0 | 0 | 0 | 0 | 0 | 0 | 0 | 0 | 0 | 0 | 0 | 0 | 0 | 0 | 0 | 0 | 0 | 0 | 0 | 0 | 0 | 0 | 0 | 0 | 0 | 1 | 0 | 0 | 0 | 0 | 0 | 0 | 0 | 0 | 0 | 0 | 0 | 0 | 0 | 0 | 0 | 0 | 0 | 0 | 0 | 0 | 0 | 0 | 0 | 0 | 0 | 0 | 0 | 0 | 0 | 0 | 0 | 1 | 0 |  | 0 | 0 | 0 | 0 | 0 | 0 | 0 | 0 | 0 | 0 | 0 | 0 | 0 | 0 | 0 | 0 | 0 | 0 | 0 | 0 | 0 | 0 | 0 | 0 | 0 | 0 | 0 | 0 | 0 | 0 | 0 | 0 | 0 | 0 | 0 | 0 | 312.7 | 346.16 | 296.38 | Morganhill-Metcalf 115kV Line | Morganhill-Metcalf 115kV Line | Morganhill-Metcalf 115kV Line |  | 0 | 0 | 0 | 0 | 0 | 0 | 312.7 | 346.16 | 296.38 | Morganhill-Metcalf 115kV Line | Morganhill-Metcalf 115kV Line | Morganhill-Metcalf 115kV Line |  | 1 | 1 | NO | 1 | 1 | 1 | NO | 1
PG&E GBA | Soledad | 60 | 0 | 0 | 0 | 0 | 0 | 0 | 0 | 0 | 0 | 0 | 0 | 0 | 0 | 0 | 0 | 0 | 0 | 0 | 0 | 0 | 0 | 0 | 0 | 0 | 0 | 0 | 0 | 0 | 0 | 0 | 0 | 0 | 0 | 0 | 0 | 0 | 0 | 0 | 0 | 0 | 0 | 0 | 0 | 0 | 0 | 0 | 0 | 0 | 0 | 0 | 0 | 0 | 0 | 0 | 0 | 1 | 0 | 0 | 0 | 1 | 0 | 0 | 0 | 0 | 1 | 0 | 0 | 0 | 0 | 0 | 0 | 0 | 0 | 0 | 0 | 0 | 0 | 0 | 0 | 0 | 0 | 0 | 0 | 0 | 0 | 0 | 0 | 0 | 0 | 0 | 0 | 0 | 0 | 0 | 0 | 0 | 1 | 0 |  | 0 | 0 | 0 | 0 | 0 | 0 | 0 | 0 | 0 | 0 | 0 | 0 | 10 | 0 | 1 | 0 | 0 | 6 | 0 | 0 | 0 | 0 | 0 | 0 | 0 | 0 | 0 | 10 | 0 | 1 | 1 | 0 | 0 | 0 | 0 | 0 | -1184.5215 | 346.16 | 296.38 | Tesla-Bellota 230 kV line | Morganhill-Metcalf 115kV Line | Morganhill-Metcalf 115kV Line |  | 0 | 1 | 0 | 0 | 0 | 0 | -884.5215 | 346.16 | 296.38 | Tesla-Bellota 230 kV line | Morganhill-Metcalf 115kV Line | Morganhill-Metcalf 115kV Line |  | 5 | 4 | YES | 4 | 1 | 1 | NO | 1
SDGE | Spring Valley | 69 | 0 | 0 | 0 | 0 | 0 | 0 | 0 | 0 | 0 | 0 | 0 | 0 | 0 | 0 | 0 | 0 | 0 | 0 | 0 | 0 | 0 | 0 | 0 | 0 | 0 | 0 | 0 | 1 | 0 | 0 | 1 | 0 | 1 | 0 | 0 | 0 | 1 | 0 | 0 | 0 | 0 | 0 | 0 | 0 | 0 | 0 | 0 | 0 | 0 | 0 | 0 | 0 | 0 | 0 | 0 | 0 | 0 | 0 | 0 | 0 | 0 | 0 | 0 | 0 | 0 | 0 | 0 | 0 | 0 | 0 | 0 | 0 | 0 | 0 | 0 | 0 | 0 | 0 | 0 | 0 | 0 | 0 | 0 | 0 | 0 | 0 | 0 | 0 | 0 | 0 | 0 | 0 | 0 | 0 | 0 | 0 | 0 | 3 |  | 0 | 0 | 0 | 0 | 0 | 0 | 0 | 0 | 0 | 0 | 0 | 0 | 0 | 0 | 0 | 0 | 0 | 0 | 0 | 0 | 0 | 0 | 0 | 0 | 0 | 0 | 0 | 0 | 0 | 0 | 0 | 0 | 0 | 0 | 0 | 0 | 54.76 | 368.105 | 477.9664 | San Luis Rey-San Onofre 230 kV line constraint | El Cajon 69 kV constraint | El Cajon 69 kV constraint |  | 0 | 0 | 0 | 0 | 0 | 0 | 54.76 | 368.105 | 477.9664 | San Luis Rey-San Onofre 230 kV line constraint | El Cajon 69 kV constraint | El Cajon 69 kV constraint |  | 1 | 1 | NO | 1 | 1 | 1 | NO | 1
SCE Northern | Springville | 230 | 1 | 0 | 1 | 0 | 0 | 1 | 1 | 0 | 0 | 0 | 0 | 0 | 0 | 0 | 0 | 0 | 0 | 0 | 0 | 0 | 0 | 0 | 0 | 0 | 0 | 0 | 0 | 0 | 0 | 0 | 0 | 0 | 0 | 0 | 0 | 0 | 0 | 0 | 0 | 0 | 0 | 0 | 0 | 0 | 0 | 0 | 0 | 0 | 0 | 0 | 0 | 0 | 0 | 0 | 0 | 0 | 0 | 0 | 0 | 0 | 0 | 0 | 0 | 0 | 0 | 0 | 0 | 0 | 0 | 0 | 0 | 0 | 0 | 0 | 0 | 0 | 0 | 0 | 0 | 0 | 0 | 0 | 0 | 0 | 0 | 0 | 0 | 0 | 0 | 0 | 0 | 0 | 0 | 0 | 0 | 0 | 0 | 0 |  | 0 | 0 | 0 | 0 | 0 | 0 | 0 | 0 | 0 | 0 | 0 | 0 | 0 | 0 | 0 | 0 | 0 | 0 | 0 | 0 | 0 | 0 | 0 | 3 | 170 | 180 | 225 | 50 | 0 | 1 | 0 | 0 | 0 | 0 | 0 | 0 | 3.65 | 2.5 | 1345.64 | North of Magunden Constraint | North of Magunden Constraint | North of Magunden Constraint |  | 0 | 0 | 0 | 0 | 0 | 0 | 3.65 | 2.5 | 1345.64 | North of Magunden Constraint | North of Magunden Constraint | North of Magunden Constraint |  | 1 | 1 | NO | 1 | 1 | 1 | NO | 1
PG&E GBA | Stagg | 230 | 0 | 0 | 0 | 0 | 0 | 0 | 0 | 0 | 0 | 0 | 0 | 0 | 0 | 0 | 0 | 0 | 0 | 0 | 0 | 0 | 0 | 0 | 0 | 0 | 0 | 0 | 0 | 0 | 0 | 0 | 0 | 0 | 0 | 0 | 0 | 0 | 0 | 0 | 0 | 1 | 0 | 0 | 0 | 0 | 0 | 1 | 0 | 0 | 0 | 0 | 0 | 0 | 0 | 0 | 0 | 0 | 0 | 0 | 0 | 1 | 1 | 0 | 0 | 0 | 0 | 1 | 0 | 0 | 0 | 0 | 0 | 0 | 0 | 0 | 0 | 0 | 0 | 0 | 0 | 0 | 0 | 0 | 0 | 0 | 0 | 0 | 0 | 0 | 0 | 0 | 0 | 0 | 0 | 0 | 0 | 0 | 0 | 0 |  | 0 | 0 | 0 | 0 | 0 | 0 | 0 | 0 | 0 | 0 | 0 | 0 | 0 | 0 | 0 | 0 | 0 | 0 | 0 | 0 | 0 | 0 | 0 | 0 | 0 | 0 | 0 | 0 | 0 | 0 | 2 | 0 | 1 | 0 | 0 | 0 | -1184.5215 | -212.6541 | 2570.2022 | Tesla-Bellota 230 kV line | Bellota-Weber 230kV line | Bellota-Weber 230kV line |  | 0 | 2 | 0 | 0 | 0 | 0 | -884.5215 | 247.3459 | 2570.2022 | Tesla-Bellota 230 kV line | Bellota-Weber 230kV line | Bellota-Weber 230kV line |  | 5 | 4 | YES | 4 | 1 | 1 | NO | 1
PG&E GBA | Standard Oil | 115 | 0 | 0 | 0 | 0 | 0 | 0 | 0 | 0 | 0 | 0 | 0 | 0 | 0 | 0 | 0 | 0 | 0 | 0 | 0 | 0 | 0 | 0 | 0 | 0 | 0 | 0 | 0 | 0 | 0 | 0 | 0 | 0 | 0 | 0 | 0 | 0 | 0 | 0 | 0 | 1 | 0 | 0 | 0 | 0 | 0 | 0 | 0 | 0 | 0 | 1 | 0 | 0 | 1 | 1 | 1 | 1 | 0 | 0 | 1 | 1 | 0 | 1 | 0 | 0 | 0 | 1 | 0 | 0 | 0 | 0 | 0 | 0 | 0 | 0 | 0 | 0 | 0 | 0 | 0 | 0 | 0 | 0 | 0 | 0 | 0 | 0 | 0 | 0 | 0 | 0 | 0 | 0 | 0 | 0 | 0 | 0 | 0 | 2 |  | 0 | 0 | 0 | 0 | 0 | 0 | 0 | 0 | 0 | 0 | 0 | 0 | 0 | 0 | 0 | 0 | 0 | 0 | 0 | 0 | 0 | 0 | 0 | 0 | 0 | 0 | 0 | 0 | 0 | 0 | 2 | 0 | 1 | 0 | 0 | 0 | -1184.5215 | -200.809 | 1214.56 | Tesla-Bellota 230 kV line | Windmaster-Delta pumps 230 kV line | Grant - Eastshore #2 line 115 kV |  | 0 | 1 | 0 | 0 | 0 | 0 | -884.5215 | 678.723 | 1214.56 | Tesla-Bellota 230 kV line | Contra Costa- Windmaster 230 kV line | Grant - Eastshore #2 line 115 kV |  | 5 | 4 | YES | 4 | 1 | 1 | NO | 1
PG&E GBA | Stanislaus | 115 | 0 | 0 | 0 | 0 | 0 | 0 | 0 | 0 | 0 | 0 | 0 | 0 | 0 | 0 | 0 | 0 | 0 | 0 | 0 | 0 | 0 | 0 | 0 | 0 | 0 | 0 | 0 | 0 | 0 | 0 | 0 | 0 | 0 | 0 | 0 | 0 | 0 | 0 | 0 | 0 | 0 | 0 | 0 | 0 | 0 | 1 | 0 | 0 | 0 | 0 | 0 | 0 | 0 | 0 | 0 | 1 | 0 | 1 | 0 | 1 | 0 | 0 | 0 | 0 | 0 | 1 | 0 | 0 | 0 | 0 | 0 | 0 | 0 | 0 | 0 | 0 | 0 | 0 | 0 | 0 | 0 | 0 | 0 | 0 | 0 | 0 | 0 | 0 | 0 | 0 | 0 | 0 | 0 | 0 | 0 | 0 | 0 | 0 |  | 0 | 0 | 0 | 0 | 0 | 0 | 0 | 0 | 0 | 0 | 0 | 0 | 0 | 0 | 0 | 0 | 0 | 0 | 0 | 0 | 0 | 0 | 0 | 0 | 0 | 0 | 0 | 0 | 0 | 0 | 2 | 0 | 1 | 0 | 0 | 0 | -1184.5215 | -212.6541 | 653.3714 | Tesla-Bellota 230 kV line | Bellota-Weber 230kV line | Kasson Jct-Heinz 115 kV line |  | 0 | 2 | 0 | 0 | 0 | 0 | -884.5215 | 201.2909 | 653.3714 | Tesla-Bellota 230 kV line | Kasson Jct-Heinz 115 kV line | Kasson Jct-Heinz 115 kV line |  | 5 | 4 | YES | 4 | 1 | 1 | NO | 1
PG&E KERN | Stockdale | 115 | 0 | 0 | 0 | 0 | 0 | 0 | 0 | 0 | 0 | 0 | 0 | 0 | 0 | 0 | 0 | 0 | 0 | 0 | 0 | 0 | 0 | 0 | 0 | 0 | 0 | 0 | 0 | 0 | 0 | 0 | 0 | 0 | 0 | 0 | 0 | 0 | 0 | 0 | 0 | 0 | 0 | 0 | 0 | 0 | 0 | 0 | 0 | 0 | 0 | 0 | 0 | 0 | 0 | 0 | 0 | 0 | 0 | 0 | 0 | 0 | 0 | 0 | 0 | 0 | 0 | 0 | 0 | 1 | 1 | 0 | 0 | 0 | 0 | 1 | 0 | 0 | 0 | 0 | 0 | 1 | 0 | 0 | 0 | 0 | 0 | 0 | 0 | 0 | 0 | 0 | 0 | 0 | 0 | 0 | 0 | 0 | 0 | 0 |  | 0 | 0 | 0 | 0 | 0 | 0 | 0 | 0 | 0 | 0 | 0 | 0 | 0 | 0 | 0 | 0 | 0 | 0 | 0 | 0 | 0 | 0 | 0 | 1.8 | 0 | 0 | 0 | 0 | 0 | 1 | 2 | 0 | 1 | 0 | 1 | 0 | -77.985 | -266.9883 | -59.825 | Cal Flat-Gates 230 kV line | Cal Flat-Gates 230 kV line | Cal Flat-Gates 230 kV line |  | 1 | 0 | 0 | 0 | 0 | 0 | -9.103 | 145.6 | 48.038 | Gates 500/230kV TB #11 | Kern-Tevis-Stockdale-Lamont 115kV line | Kern-Tevis-Stockdale-Lamont 115kV line |  | 5 | 5 | NO | 5 | 5 | 1 | YES | 2
PG&E KERN | Stockdale | 230 | 0 | 0 | 0 | 0 | 0 | 0 | 0 | 0 | 0 | 0 | 0 | 0 | 0 | 0 | 0 | 0 | 0 | 0 | 0 | 0 | 0 | 0 | 0 | 0 | 0 | 0 | 0 | 0 | 0 | 0 | 0 | 0 | 0 | 0 | 0 | 0 | 0 | 0 | 0 | 0 | 0 | 0 | 0 | 0 | 0 | 0 | 0 | 0 | 0 | 0 | 0 | 0 | 0 | 0 | 0 | 0 | 0 | 0 | 0 | 0 | 0 | 0 | 0 | 0 | 0 | 0 | 0 | 1 | 1 | 0 | 0 | 0 | 0 | 0 | 0 | 0 | 0 | 0 | 0 | 1 | 0 | 0 | 0 | 0 | 0 | 0 | 0 | 0 | 0 | 0 | 0 | 0 | 0 | 0 | 0 | 0 | 0 | 0 |  | 0 | 0 | 0 | 0 | 0 | 0 | 0 | 0 | 0 | 0 | 0 | 0 | 0 | 0 | 0 | 0 | 0 | 0 | 0 | 0 | 0 | 0 | 0 | 0 | 0 | 0 | 0 | 0 | 0 | 0 | 2 | 0 | 1 | 0 | 1 | 0 | -77.985 | -266.9883 | -59.825 | Cal Flat-Gates 230 kV line | Cal Flat-Gates 230 kV line | Cal Flat-Gates 230 kV line |  | 1 | 0 | 0 | 0 | 0 | 0 | -9.103 | 211.6707 | 170.175 | Gates 500/230kV TB #11 | Gates 500/230kV TB #11 | Cal Flat-Gates 230 kV line |  | 5 | 5 | NO | 5 | 5 | 1 | YES | 2
PG&E GBA | Stockton A | 115 | 0 | 0 | 0 | 0 | 0 | 0 | 0 | 0 | 0 | 0 | 0 | 0 | 0 | 0 | 0 | 0 | 0 | 0 | 0 | 0 | 0 | 0 | 0 | 0 | 0 | 0 | 0 | 0 | 0 | 0 | 0 | 0 | 0 | 0 | 0 | 0 | 0 | 0 | 0 | 0 | 0 | 0 | 0 | 0 | 0 | 1 | 0 | 0 | 0 | 0 | 0 | 0 | 0 | 0 | 0 | 0 | 0 | 0 | 0 | 1 | 1 | 0 | 0 | 0 | 0 | 0 | 0 | 0 | 0 | 0 | 0 | 0 | 0 | 0 | 0 | 0 | 0 | 0 | 0 | 0 | 0 | 0 | 0 | 0 | 0 | 1 | 0 | 0 | 0 | 0 | 0 | 0 | 0 | 0 | 0 | 0 | 0 | 1 |  | 0 | 0 | 0 | 0 | 0 | 0 | 0 | 0 | 0 | 0 | 0 | 0 | 0 | 0 | 0 | 0 | 0 | 0 | 0 | 0 | 0 | 0 | 0 | 0 | 0 | 0 | 0 | 0 | 0 | 0 | 2 | 0 | 1 | 0 | 0 | 0 | -1184.5215 | -212.6541 | 2570.2022 | Tesla-Bellota 230 kV line | Bellota-Weber 230kV line | Bellota-Weber 230kV line |  | 0 | 2 | 0 | 0 | 0 | 0 | -884.5215 | 247.3459 | 2570.2022 | Tesla-Bellota 230 kV line | Bellota-Weber 230kV line | Bellota-Weber 230kV line |  | 5 | 4 | YES | 4 | 1 | 1 | NO | 1
PG&E GBA | Stone | 115 | 0 | 0 | 0 | 0 | 0 | 0 | 0 | 0 | 0 | 0 | 0 | 0 | 0 | 0 | 0 | 0 | 0 | 0 | 0 | 0 | 0 | 0 | 0 | 0 | 0 | 0 | 0 | 0 | 0 | 0 | 0 | 0 | 0 | 0 | 0 | 0 | 0 | 0 | 0 | 0 | 0 | 0 | 0 | 0 | 0 | 0 | 0 | 0 | 0 | 0 | 0 | 0 | 0 | 0 | 0 | 0 | 0 | 0 | 0 | 1 | 0 | 0 | 0 | 0 | 0 | 0 | 0 | 0 | 0 | 0 | 0 | 0 | 0 | 0 | 0 | 0 | 0 | 0 | 0 | 0 | 0 | 0 | 0 | 0 | 0 | 0 | 0 | 0 | 0 | 0 | 0 | 0 | 0 | 0 | 0 | 0 | 1 | 0 |  | 0 | 0 | 0 | 0 | 0 | 0 | 0 | 0 | 0 | 0 | 0 | 0 | 0 | 0 | 0 | 0 | 0 | 0 | 0 | 0 | 0 | 0 | 0 | 0 | 0 | 0 | 0 | 0 | 0 | 0 | 1 | 0 | 0 | 0 | 0 | 0 | -1184.5215 | 933.1939 | 4193.782 | Tesla-Bellota 230 kV line | Tesla-Bellota 230 kV line | Tesla-Bellota 230 kV line |  | 0 | 1 | 0 | 0 | 0 | 0 | -884.5215 | 1037.76 | 4193.782 | Tesla-Bellota 230 kV line | NEW-Metcalf-Mosslanding 500kV | Tesla-Bellota 230 kV line |  | 5 | 4 | YES | 4 | 1 | 1 | NO | 1
PG&E FRESNO | Storey | 230 | 0 | 0 | 0 | 0 | 0 | 0 | 0 | 0 | 0 | 0 | 0 | 0 | 0 | 0 | 0 | 0 | 0 | 0 | 0 | 0 | 0 | 0 | 0 | 0 | 0 | 0 | 0 | 0 | 0 | 0 | 0 | 0 | 0 | 0 | 0 | 0 | 0 | 0 | 0 | 0 | 0 | 0 | 0 | 0 | 0 | 1 | 0 | 0 | 0 | 0 | 0 | 0 | 0 | 0 | 0 | 0 | 0 | 0 | 0 | 0 | 0 | 0 | 0 | 0 | 0 | 0 | 0 | 0 | 0 | 0 | 0 | 0 | 0 | 0 | 0 | 0 | 0 | 0 | 1 | 1 | 0 | 1 | 1 | 1 | 1 | 1 | 0 | 1 | 1 | 1 | 0 | 0 | 1 | 0 | 1 | 0 | 0 | 2 |  | 0 | 0 | 0 | 0 | 0 | 0 | 0 | 0 | 0 | 0 | 0 | 0 | 0 | 0 | 0 | 0 | 0 | 0 | 0 | 0 | 0 | 0 | 0 | 0 | 0 | 0 | 0 | 0 | 0 | 0 | 6 | 0 | 3 | 0 | 1 | 1 | -1662.7 | -1176 | -1162.3269 | Borden-Storey #1 230kV line | Borden-Storey #1 230kV line | Mustang-Henrietta 230 kV line |  | 2 | 2 | 0 | 0 | 1 | 1 | -491.4315 | 71 | -1162.3269 | Bellota-Weber 230kV line | Borden-Storey #1 230kV line | Mustang-Henrietta 230 kV line |  | 5 | 5 | NO | 5 | 5 | 5 | NO | 5
PG&E NGBA | Summit | 115 | 0 | 0 | 0 | 0 | 0 | 0 | 0 | 0 | 0 | 0 | 0 | 0 | 0 | 0 | 0 | 0 | 0 | 0 | 0 | 0 | 0 | 0 | 0 | 0 | 0 | 0 | 0 | 0 | 0 | 0 | 0 | 0 | 0 | 0 | 0 | 0 | 0 | 0 | 0 | 1 | 1 | 0 | 1 | 0 | 0 | 1 | 1 | 1 | 0 | 0 | 0 | 0 | 0 | 0 | 0 | 0 | 0 | 0 | 0 | 1 | 1 | 0 | 0 | 0 | 0 | 0 | 0 | 0 | 0 | 0 | 0 | 0 | 0 | 0 | 0 | 0 | 0 | 0 | 0 | 0 | 0 | 0 | 0 | 0 | 0 | 0 | 0 | 0 | 0 | 0 | 0 | 0 | 0 | 0 | 0 | 0 | 0 | 0 |  | 40 | 0 | 0 | 0 | 0 | 0 | 0 | 0 | 0 | 0 | 0 | 0 | 0 | 0 | 1 | 40 | 0 | 0 | 0 | 0 | 0 | 0 | 0 | 0 | 0 | 0 | 0 | 0 | 0 | 1 | 2 | 0 | 1 | 0 | 0 | 0 | -1184.5215 | -212.6541 | 32.84 | Tesla-Bellota 230 kV line | Bellota-Weber 230kV line | Woodland- Davis 115kV line |  | 0 | 2 | 0 | 0 | 0 | 0 | -884.5215 | 50.45 | 32.84 | Tesla-Bellota 230 kV line | Woodland- Davis 115kV line | Woodland- Davis 115kV line |  | 5 | 4 | YES | 4 | 1 | 1 | NO | 1
SDGE | Suncrest | 230 | 0 | 0 | 0 | 0 | 0 | 0 | 0 | 0 | 0 | 0 | 0 | 0 | 0 | 0 | 0 | 0 | 0 | 0 | 0 | 0 | 0 | 0 | 0 | 0 | 0 | 0 | 0 | 0 | 0 | 0 | 1 | 0 | 1 | 0 | 0 | 1 | 0 | 0 | 0 | 0 | 0 | 0 | 0 | 0 | 0 | 0 | 0 | 0 | 0 | 0 | 0 | 0 | 0 | 0 | 0 | 0 | 0 | 0 | 0 | 0 | 0 | 0 | 0 | 0 | 0 | 0 | 0 | 0 | 0 | 0 | 0 | 0 | 0 | 0 | 0 | 0 | 0 | 0 | 0 | 0 | 0 | 0 | 0 | 0 | 0 | 0 | 0 | 0 | 0 | 0 | 0 | 0 | 0 | 0 | 0 | 0 | 0 | 3 |  | 0 | 0 | 0 | 0 | 0 | 0 | 0 | 0 | 0 | 0 | 0 | 0 | 0 | 0 | 0 | 0 | 0 | 0 | 0 | 0 | 0 | 0 | 0 | 0 | 0 | 0 | 0 | 0 | 0 | 0 | 0 | 0 | 0 | 0 | 0 | 0 | 54.76 | 1329.48 | 4100.468 | San Luis Rey-San Onofre 230 kV line constraint | San Luis Rey-San Onofre 230 kV line constraint | Silvergate - Bay Blvd 230 kV constraint |  | 0 | 0 | 0 | 0 | 0 | 0 | 54.76 | 1329.48 | 4100.468 | San Luis Rey-San Onofre 230 kV line constraint | San Luis Rey-San Onofre 230 kV line constraint | Silvergate - Bay Blvd 230 kV constraint |  | 1 | 1 | NO | 1 | 1 | 1 | NO | 1
SDGE | Suncrest | 500 | 0 | 0 | 0 | 0 | 0 | 0 | 0 | 0 | 0 | 0 | 0 | 0 | 0 | 0 | 0 | 0 | 0 | 0 | 0 | 0 | 0 | 0 | 0 | 0 | 0 | 0 | 0 | 0 | 0 | 0 | 1 | 0 | 1 | 0 | 0 | 1 | 0 | 0 | 0 | 0 | 0 | 0 | 0 | 0 | 0 | 0 | 0 | 0 | 0 | 0 | 0 | 0 | 0 | 0 | 0 | 0 | 0 | 0 | 0 | 0 | 0 | 0 | 0 | 0 | 0 | 0 | 0 | 0 | 0 | 0 | 0 | 0 | 0 | 0 | 0 | 0 | 0 | 0 | 0 | 0 | 0 | 0 | 0 | 0 | 0 | 0 | 0 | 0 | 0 | 0 | 0 | 0 | 0 | 0 | 0 | 0 | 0 | 3 |  | 0 | 0 | 0 | 0 | 0 | 0 | 0 | 0 | 0 | 0 | 0 | 0 | 0 | 0 | 0 | 0 | 0 | 0 | 0 | 0 | 0 | 0 | 0 | 0 | 0 | 0 | 0 | 0 | 0 | 0 | 0 | 0 | 0 | 0 | 0 | 0 | 54.76 | 1329.48 | 4100.468 | San Luis Rey-San Onofre 230 kV line constraint | San Luis Rey-San Onofre 230 kV line constraint | Silvergate - Bay Blvd 230 kV constraint |  | 0 | 0 | 0 | 0 | 0 | 0 | 54.76 | 1329.48 | 4100.468 | San Luis Rey-San Onofre 230 kV line constraint | San Luis Rey-San Onofre 230 kV line constraint | Silvergate - Bay Blvd 230 kV constraint |  | 1 | 1 | NO | 1 | 1 | 1 | NO | 1
PG&E KERN | Sunrise | 230 | 0 | 0 | 0 | 0 | 0 | 0 | 0 | 0 | 0 | 0 | 0 | 0 | 0 | 0 | 0 | 0 | 0 | 0 | 0 | 0 | 0 | 0 | 0 | 0 | 0 | 0 | 0 | 0 | 0 | 0 | 0 | 0 | 0 | 0 | 0 | 0 | 0 | 0 | 0 | 0 | 0 | 0 | 0 | 0 | 0 | 0 | 0 | 0 | 0 | 0 | 0 | 0 | 0 | 0 | 0 | 0 | 0 | 0 | 0 | 0 | 0 | 0 | 0 | 0 | 0 | 0 | 0 | 1 | 1 | 0 | 0 | 0 | 0 | 0 | 1 | 0 | 0 | 0 | 1 | 0 | 0 | 0 | 0 | 0 | 0 | 0 | 0 | 0 | 0 | 0 | 0 | 0 | 0 | 0 | 1 | 0 | 0 | 0 |  | 0 | 0 | 0 | 0 | 0 | 0 | 0 | 0 | 0 | 0 | 0 | 0 | 0 | 0 | 0 | 0 | 0 | 0 | 0 | 0 | 0 | 0 | 0 | 0 | 0 | 0 | 0 | 0 | 0 | 0 | 2 | 0 | 1 | 0 | 2 | 1 | -827.515 | -266.9883 | -1162.3269 | Mustang-Henrietta 230 kV line | Cal Flat-Gates 230 kV line | Mustang-Henrietta 230 kV line |  | 0 | 0 | 0 | 0 | 1 | 1 | 69.097 | 513.0707 | -1162.3269 | Gates 500/230kV TB #12 | Gates 500/230kV TB #12 | Mustang-Henrietta 230 kV line |  | 5 | 1 | YES | 2 | 5 | 5 | NO | 5
PG&E KERN | Sunset | 230 | 0 | 0 | 0 | 0 | 0 | 0 | 0 | 0 | 0 | 0 | 0 | 0 | 0 | 0 | 0 | 0 | 0 | 0 | 0 | 0 | 0 | 0 | 0 | 0 | 0 | 0 | 0 | 0 | 0 | 0 | 0 | 0 | 0 | 0 | 0 | 0 | 0 | 0 | 0 | 0 | 0 | 0 | 0 | 0 | 0 | 0 | 0 | 0 | 0 | 0 | 0 | 0 | 0 | 0 | 0 | 0 | 0 | 0 | 0 | 0 | 0 | 0 | 0 | 0 | 0 | 0 | 0 | 1 | 1 | 0 | 1 | 0 | 0 | 0 | 1 | 0 | 0 | 0 | 1 | 0 | 0 | 0 | 0 | 0 | 0 | 0 | 0 | 0 | 0 | 0 | 0 | 0 | 0 | 0 | 1 | 0 | 0 | 0 |  | 0 | 0 | 0 | 0 | 0 | 0 | 0 | 0 | 0 | 0 | 0 | 0 | 0 | 0 | 0 | 0 | 0 | 0 | 0 | 0 | 0 | 0 | 0 | 0 | 0 | 0 | 0 | 0 | 0 | 0 | 2 | 0 | 1 | 0 | 2 | 1 | -827.515 | -266.9883 | -1162.3269 | Mustang-Henrietta 230 kV line | Cal Flat-Gates 230 kV line | Mustang-Henrietta 230 kV line |  | 0 | 0 | 0 | 0 | 1 | 1 | 69.097 | 513.0707 | -1162.3269 | Gates 500/230kV TB #12 | Gates 500/230kV TB #12 | Mustang-Henrietta 230 kV line |  | 5 | 1 | YES | 2 | 5 | 5 | NO | 5
PG&E GBA | Swift | 115 | 0 | 0 | 0 | 0 | 0 | 0 | 0 | 0 | 0 | 0 | 0 | 0 | 0 | 0 | 0 | 0 | 0 | 0 | 0 | 0 | 0 | 0 | 0 | 0 | 0 | 0 | 0 | 0 | 0 | 0 | 0 | 0 | 0 | 0 | 0 | 0 | 0 | 0 | 0 | 0 | 0 | 0 | 0 | 0 | 0 | 0 | 0 | 0 | 0 | 0 | 0 | 0 | 0 | 0 | 0 | 1 | 0 | 0 | 0 | 1 | 0 | 0 | 0 | 0 | 0 | 0 | 0 | 0 | 0 | 0 | 0 | 0 | 0 | 0 | 0 | 0 | 0 | 0 | 0 | 0 | 0 | 0 | 0 | 0 | 0 | 0 | 0 | 0 | 0 | 0 | 0 | 0 | 0 | 0 | 0 | 0 | 0 | 0 |  | 0 | 0 | 0 | 0 | 0 | 0 | 0 | 0 | 0 | 0 | 0 | 0 | 0 | 0 | 0 | 0 | 0 | 0 | 0 | 0 | 0 | 0 | 0 | 0 | 0 | 0 | 0 | 0 | 0 | 0 | 1 | 0 | 0 | 0 | 0 | 0 | -1184.5215 | 933.1939 | 4193.782 | Tesla-Bellota 230 kV line | Tesla-Bellota 230 kV line | Tesla-Bellota 230 kV line |  | 0 | 1 | 0 | 0 | 0 | 0 | -884.5215 | 1233.1939 | 4193.782 | Tesla-Bellota 230 kV line | Tesla-Bellota 230 kV line | Tesla-Bellota 230 kV line |  | 5 | 4 | YES | 4 | 1 | 1 | NO | 1
SDGE | Sycamore Canyon | 138 | 0 | 0 | 0 | 0 | 0 | 0 | 0 | 0 | 0 | 0 | 0 | 0 | 0 | 0 | 0 | 0 | 0 | 0 | 0 | 0 | 0 | 0 | 0 | 0 | 0 | 0 | 1 | 0 | 1 | 0 | 1 | 0 | 1 | 0 | 0 | 0 | 0 | 0 | 0 | 0 | 0 | 0 | 0 | 0 | 0 | 0 | 0 | 0 | 0 | 0 | 0 | 0 | 0 | 0 | 0 | 0 | 0 | 0 | 0 | 0 | 0 | 0 | 0 | 0 | 0 | 0 | 0 | 0 | 0 | 0 | 0 | 0 | 0 | 0 | 0 | 0 | 0 | 0 | 0 | 0 | 0 | 0 | 0 | 0 | 0 | 0 | 0 | 0 | 0 | 0 | 0 | 0 | 0 | 0 | 0 | 0 | 0 | 3 |  | 0 | 0 | 0 | 0 | 0 | 0 | 0 | 0 | 0 | 0 | 0 | 300 | 0 | 0 | 1 | 0 | 0 | 0 | 0 | 0 | 0 | 0 | 0 | 0 | 0 | 0 | 300 | 0 | 0 | 1 | 1 | 0 | 0 | 0 | 0 | 0 | -86 | 69 | 534 | Chicarita 138 kV constraint | Chicarita 138 kV constraint | Chicarita 138 kV constraint |  | 0 | 0 | 0 | 0 | 0 | 0 | 54.76 | 769 | 534 | San Luis Rey-San Onofre 230 kV line constraint | Chicarita 138 kV constraint | Chicarita 138 kV constraint |  | 5 | 1 | YES | 2 | 1 | 1 | NO | 1
SDGE | Sycamore Canyon | 230 | 0 | 0 | 0 | 0 | 0 | 0 | 0 | 0 | 0 | 0 | 0 | 0 | 0 | 0 | 0 | 0 | 0 | 0 | 0 | 0 | 0 | 0 | 0 | 0 | 0 | 1 | 0 | 0 | 1 | 0 | 1 | 0 | 1 | 0 | 0 | 0 | 0 | 0 | 0 | 0 | 0 | 0 | 0 | 0 | 0 | 0 | 0 | 0 | 0 | 0 | 0 | 0 | 0 | 0 | 0 | 0 | 0 | 0 | 0 | 0 | 0 | 0 | 0 | 0 | 0 | 0 | 0 | 0 | 0 | 0 | 0 | 0 | 0 | 0 | 0 | 0 | 0 | 0 | 0 | 0 | 0 | 0 | 0 | 0 | 0 | 0 | 0 | 0 | 0 | 0 | 0 | 0 | 0 | 0 | 0 | 0 | 0 | 3 |  | 0 | 0 | 0 | 0 | 0 | 0 | 0 | 0 | 0 | 0 | 0 | 0 | 0 | 0 | 0 | 0 | 0 | 0 | 0 | 0 | 0 | 0 | 0 | 0 | 0 | 0 | 0 | 0 | 409.2 | 1 | 0 | 0 | 0 | 0 | 0 | 0 | 54.76 | 760.935 | 2442.23 | San Luis Rey-San Onofre 230 kV line constraint | Capistrano-San Onofre 230 kV constraint | Capistrano-San Onofre 230 kV constraint |  | 0 | 0 | 0 | 0 | 0 | 0 | 54.76 | 760.935 | 2442.23 | San Luis Rey-San Onofre 230 kV line constraint | Capistrano-San Onofre 230 kV constraint | Capistrano-San Onofre 230 kV constraint |  | 1 | 1 | NO | 1 | 1 | 1 | NO | 1
SDGE | Sycamore Canyon | 69 | 0 | 0 | 0 | 0 | 0 | 0 | 0 | 0 | 0 | 0 | 0 | 0 | 0 | 0 | 0 | 0 | 0 | 0 | 0 | 0 | 0 | 0 | 0 | 0 | 0 | 1 | 0 | 0 | 0 | 0 | 1 | 0 | 1 | 0 | 0 | 0 | 0 | 0 | 0 | 0 | 0 | 0 | 0 | 0 | 0 | 0 | 0 | 0 | 0 | 0 | 0 | 0 | 0 | 0 | 0 | 0 | 0 | 0 | 0 | 0 | 0 | 0 | 0 | 0 | 0 | 0 | 0 | 0 | 0 | 0 | 0 | 0 | 0 | 0 | 0 | 0 | 0 | 0 | 0 | 0 | 0 | 0 | 0 | 0 | 0 | 0 | 0 | 0 | 0 | 0 | 0 | 0 | 0 | 0 | 0 | 0 | 0 | 2 |  | 0 | 0 | 0 | 0 | 0 | 0 | 0 | 0 | 0 | 0 | 0 | 0 | 0 | 0 | 0 | 0 | 0 | 0 | 0 | 0 | 0 | 0 | 0 | 0 | 0 | 0 | 0 | 0 | 0 | 0 | 0 | 0 | 0 | 0 | 0 | 0 | 54.76 | 760.935 | 2442.23 | San Luis Rey-San Onofre 230 kV line constraint | Capistrano-San Onofre 230 kV constraint | Capistrano-San Onofre 230 kV constraint |  | 0 | 0 | 0 | 0 | 0 | 0 | 54.76 | 760.935 | 2442.23 | San Luis Rey-San Onofre 230 kV line constraint | Capistrano-San Onofre 230 kV constraint | Capistrano-San Onofre 230 kV constraint |  | 1 | 1 | NO | 1 | 1 | 1 | NO | 1
SCE Northern | Sylmar | 230 | 0 | 0 | 0 | 0 | 0 | 0 | 0 | 0 | 0 | 0 | 0 | 0 | 0 | 0 | 0 | 0 | 0 | 0 | 0 | 0 | 0 | 0 | 0 | 0 | 1 | 0 | 0 | 0 | 0 | 0 | 0 | 0 | 0 | 0 | 0 | 0 | 0 | 0 | 0 | 0 | 0 | 0 | 0 | 0 | 0 | 0 | 0 | 0 | 0 | 0 | 0 | 0 | 0 | 0 | 0 | 0 | 0 | 0 | 0 | 0 | 0 | 0 | 0 | 0 | 0 | 0 | 0 | 0 | 0 | 0 | 0 | 0 | 0 | 0 | 0 | 0 | 0 | 0 | 0 | 0 | 0 | 0 | 0 | 0 | 0 | 0 | 0 | 0 | 0 | 0 | 0 | 0 | 0 | 0 | 0 | 0 | 0 | 0 |  | 0 | 0 | 0 | 0 | 0 | 0 | 0 | 0 | 0 | 0 | 0 | 0 | 0 | 0 | 0 | 0 | 0 | 0 | 0 | 0 | 0 | 0 | 0 | 0 | 0 | 0 | 0 | 0 | 0 | 0 | 1 | 0 | 1 | 0 | 0 | 0 | -3041.755 | -297.01 | 3343.045 | Lugo - Victorville area constraint | Lugo - Victorville area constraint | Lugo - Victorville area constraint |  | 0 | 0 | 0 | 0 | 0 | 0 | 3758.245 | 6502.99 | 10143.045 | Lugo - Victorville area constraint | Lugo - Victorville area constraint | Lugo - Victorville area constraint |  | 5 | 1 | YES | 2 | 1 | 1 | NO | 1
PG&E NGBA | Table Mountain | 115 | 0 | 0 | 0 | 0 | 0 | 0 | 0 | 0 | 0 | 0 | 0 | 0 | 0 | 0 | 0 | 0 | 0 | 0 | 0 | 0 | 0 | 0 | 0 | 0 | 0 | 0 | 0 | 0 | 0 | 0 | 0 | 0 | 0 | 0 | 0 | 0 | 0 | 0 | 0 | 1 | 0 | 0 | 0 | 0 | 0 | 0 | 0 | 0 | 0 | 0 | 0 | 0 | 0 | 0 | 0 | 0 | 0 | 0 | 0 | 0 | 0 | 0 | 0 | 0 | 0 | 0 | 0 | 0 | 0 | 0 | 0 | 0 | 0 | 0 | 0 | 0 | 0 | 0 | 0 | 0 | 0 | 0 | 0 | 0 | 0 | 0 | 0 | 0 | 0 | 0 | 0 | 0 | 0 | 0 | 0 | 0 | 0 | 0 |  | 0 | 0 | 0 | 0 | 0 | 0 | 0 | 0 | 0 | 0 | 0 | 0 | 0 | 0 | 0 | 0 | 0 | 0 | 0 | 0 | 0 | 0 | 0 | 0 | 0 | 0 | 0 | 0 | 0 | 0 | 0 | 0 | 0 | 0 | 0 | 0 | 1.495 | 1408.886 | 6856.8328 | Collinsville-Tesla 500 kV Line | Collinsville-Tesla 500 kV Line | Collinsville-Tesla 500 kV Line |  | 0 | 0 | 0 | 0 | 0 | 0 | 1.495 | 1408.886 | 6856.8328 | Collinsville-Tesla 500 kV Line | Collinsville-Tesla 500 kV Line | Collinsville-Tesla 500 kV Line |  | 1 | 1 | NO | 1 | 1 | 1 | NO | 1
PG&E NGBA | Table Mountain | 230 | 0 | 0 | 0 | 0 | 0 | 0 | 0 | 0 | 0 | 0 | 0 | 0 | 0 | 0 | 0 | 0 | 0 | 0 | 0 | 0 | 0 | 0 | 0 | 0 | 0 | 0 | 0 | 0 | 0 | 0 | 0 | 0 | 0 | 0 | 0 | 0 | 0 | 0 | 0 | 1 | 0 | 0 | 0 | 0 | 0 | 1 | 0 | 0 | 0 | 0 | 0 | 0 | 0 | 0 | 0 | 0 | 0 | 0 | 0 | 1 | 0 | 0 | 0 | 0 | 0 | 0 | 0 | 0 | 0 | 0 | 0 | 0 | 0 | 0 | 0 | 0 | 0 | 0 | 0 | 0 | 0 | 0 | 0 | 0 | 0 | 0 | 0 | 0 | 0 | 0 | 0 | 0 | 0 | 0 | 0 | 0 | 0 | 0 |  | 0 | 0 | 0 | 0 | 0 | 0 | 0 | 0 | 0 | 0 | 0 | 0 | 0 | 0 | 0 | 0 | 0 | 90.5 | 22.5 | 0 | 0 | 0 | 0 | 0 | 0 | 0 | 0 | 0 | 0 | 1 | 2 | 0 | 1 | 0 | 0 | 0 | -1184.5215 | -212.6541 | 2570.2022 | Tesla-Bellota 230 kV line | Bellota-Weber 230kV line | Bellota-Weber 230kV line |  | 0 | 2 | 0 | 0 | 0 | 0 | -884.5215 | 247.3459 | 2570.2022 | Tesla-Bellota 230 kV line | Bellota-Weber 230kV line | Bellota-Weber 230kV line |  | 5 | 4 | YES | 4 | 1 | 1 | NO | 1
PG&E NGBA | Table Mountain | 500 | 0 | 0 | 0 | 0 | 0 | 0 | 0 | 0 | 0 | 0 | 0 | 0 | 0 | 0 | 0 | 0 | 0 | 0 | 0 | 0 | 0 | 0 | 0 | 0 | 0 | 0 | 0 | 0 | 0 | 0 | 0 | 0 | 0 | 0 | 0 | 0 | 0 | 0 | 0 | 1 | 0 | 0 | 0 | 0 | 0 | 0 | 0 | 0 | 0 | 0 | 0 | 0 | 0 | 0 | 0 | 0 | 0 | 0 | 0 | 0 | 0 | 0 | 0 | 0 | 0 | 0 | 0 | 0 | 0 | 0 | 0 | 0 | 0 | 0 | 0 | 0 | 0 | 0 | 0 | 0 | 0 | 0 | 0 | 0 | 0 | 0 | 0 | 0 | 0 | 0 | 0 | 0 | 0 | 0 | 0 | 0 | 0 | 0 |  | 0 | 0 | 0 | 0 | 0 | 0 | 0 | 0 | 0 | 0 | 0 | 0 | 0 | 0 | 0 | 0 | 0 | 0 | 0 | 0 | 0 | 0 | 0 | 0 | 0 | 0 | 0 | 0 | 0 | 0 | 0 | 0 | 0 | 0 | 0 | 0 | 1.495 | 1408.886 | 6856.8328 | Collinsville-Tesla 500 kV Line | Collinsville-Tesla 500 kV Line | Collinsville-Tesla 500 kV Line |  | 0 | 0 | 0 | 0 | 0 | 0 | 1.495 | 1408.886 | 6856.8328 | Collinsville-Tesla 500 kV Line | Collinsville-Tesla 500 kV Line | Collinsville-Tesla 500 kV Line |  | 1 | 1 | NO | 1 | 1 | 1 | NO | 1
PG&E NGBA | Table Mountain | 60 | 0 | 0 | 0 | 0 | 0 | 0 | 0 | 0 | 0 | 0 | 0 | 0 | 0 | 0 | 0 | 0 | 0 | 0 | 0 | 0 | 0 | 0 | 0 | 0 | 0 | 0 | 0 | 0 | 0 | 0 | 0 | 0 | 0 | 0 | 0 | 0 | 0 | 0 | 0 | 1 | 0 | 0 | 0 | 0 | 0 | 1 | 0 | 0 | 0 | 0 | 0 | 0 | 0 | 0 | 0 | 0 | 0 | 0 | 0 | 1 | 0 | 0 | 0 | 0 | 0 | 0 | 0 | 0 | 0 | 0 | 0 | 0 | 0 | 0 | 0 | 0 | 0 | 0 | 0 | 0 | 0 | 0 | 0 | 0 | 0 | 0 | 0 | 0 | 0 | 0 | 0 | 0 | 0 | 0 | 0 | 0 | 0 | 0 |  | 0 | 0 | 0 | 0 | 0 | 0 | 0 | 0 | 0 | 0 | 0 | 0 | 0 | 0 | 0 | 0 | 0 | 0 | 0 | 0 | 0 | 0 | 0 | 0 | 0 | 0 | 0 | 0 | 0 | 0 | 2 | 0 | 1 | 0 | 0 | 0 | -1184.5215 | -212.6541 | 2570.2022 | Tesla-Bellota 230 kV line | Bellota-Weber 230kV line | Bellota-Weber 230kV line |  | 0 | 2 | 0 | 0 | 0 | 0 | -884.5215 | 247.3459 | 2570.2022 | Tesla-Bellota 230 kV line | Bellota-Weber 230kV line | Bellota-Weber 230kV line |  | 5 | 4 | YES | 4 | 1 | 1 | NO | 1
PG&E KERN | Taft | 115 | 0 | 0 | 0 | 0 | 0 | 0 | 0 | 0 | 0 | 0 | 0 | 0 | 0 | 0 | 0 | 0 | 0 | 0 | 0 | 0 | 0 | 0 | 0 | 0 | 0 | 0 | 0 | 0 | 0 | 0 | 0 | 0 | 0 | 0 | 0 | 0 | 0 | 0 | 0 | 0 | 0 | 0 | 0 | 0 | 0 | 0 | 0 | 0 | 0 | 0 | 0 | 0 | 0 | 0 | 0 | 0 | 0 | 0 | 0 | 0 | 0 | 0 | 0 | 0 | 0 | 0 | 0 | 1 | 1 | 0 | 1 | 0 | 0 | 0 | 1 | 0 | 0 | 0 | 1 | 0 | 0 | 0 | 0 | 0 | 0 | 0 | 0 | 0 | 0 | 0 | 0 | 0 | 0 | 0 | 1 | 0 | 0 | 0 |  | 0 | 0 | 0 | 0 | 0 | 0 | 0 | 0 | 0 | 0 | 0 | 0 | 0 | 0 | 0 | 0 | 0 | 0 | 0 | 0 | 0 | 0 | 0 | 8 | 0 | 3 | 3 | 0 | 0 | 1 | 2 | 0 | 1 | 0 | 2 | 1 | -827.515 | -266.9883 | -1162.3269 | Mustang-Henrietta 230 kV line | Cal Flat-Gates 230 kV line | Mustang-Henrietta 230 kV line |  | 0 | 0 | 0 | 0 | 1 | 1 | 69.097 | 513.0707 | -1162.3269 | Gates 500/230kV TB #12 | Gates 500/230kV TB #12 | Mustang-Henrietta 230 kV line |  | 5 | 1 | YES | 2 | 5 | 5 | NO | 5
SDGE | Talega | 138 | 0 | 0 | 0 | 0 | 0 | 0 | 0 | 0 | 0 | 0 | 0 | 0 | 0 | 0 | 0 | 0 | 0 | 0 | 0 | 0 | 0 | 0 | 0 | 0 | 0 | 1 | 0 | 0 | 0 | 0 | 0 | 0 | 0 | 0 | 0 | 0 | 0 | 1 | 1 | 0 | 0 | 0 | 0 | 0 | 0 | 0 | 0 | 0 | 0 | 0 | 0 | 0 | 0 | 0 | 0 | 0 | 0 | 0 | 0 | 0 | 0 | 0 | 0 | 0 | 0 | 0 | 0 | 0 | 0 | 0 | 0 | 0 | 0 | 0 | 0 | 0 | 0 | 0 | 0 | 0 | 0 | 0 | 0 | 0 | 0 | 0 | 0 | 0 | 0 | 0 | 0 | 0 | 0 | 0 | 0 | 0 | 0 | 0 |  | 0 | 0 | 0 | 0 | 0 | 0 | 0 | 0 | 0 | 0 | 0 | 0 | 0 | 0 | 0 | 0 | 0 | 0 | 0 | 0 | 0 | 0 | 0 | 0 | 0 | 0 | 100 | 0 | 0 | 1 | 0 | 0 | 0 | 0 | 0 | 0 | 197.87 | 451 | 601 | Capistrano-San Onofre 230 kV constraint | Trabuco-Capistrano 138 kV constraint | Trabuco-Capistrano 138 kV constraint |  | 0 | 0 | 0 | 0 | 0 | 0 | 197.87 | 451 | 601 | Capistrano-San Onofre 230 kV constraint | Trabuco-Capistrano 138 kV constraint | Trabuco-Capistrano 138 kV constraint |  | 1 | 1 | NO | 1 | 1 | 1 | NO | 1
SDGE | Talega | 230 | 0 | 0 | 0 | 0 | 0 | 0 | 0 | 0 | 0 | 0 | 0 | 0 | 0 | 0 | 0 | 0 | 0 | 0 | 0 | 0 | 0 | 0 | 0 | 0 | 0 | 1 | 0 | 0 | 0 | 0 | 0 | 0 | 0 | 0 | 0 | 0 | 0 | 1 | 0 | 0 | 0 | 0 | 0 | 0 | 0 | 0 | 0 | 0 | 0 | 0 | 0 | 0 | 0 | 0 | 0 | 0 | 0 | 0 | 0 | 0 | 0 | 0 | 0 | 0 | 0 | 0 | 0 | 0 | 0 | 0 | 0 | 0 | 0 | 0 | 0 | 0 | 0 | 0 | 0 | 0 | 0 | 0 | 0 | 0 | 0 | 0 | 0 | 0 | 0 | 0 | 0 | 0 | 0 | 0 | 0 | 0 | 0 | 0 |  | 0 | 0 | 0 | 0 | 0 | 0 | 0 | 0 | 0 | 0 | 0 | 0 | 0 | 0 | 0 | 0 | 0 | 0 | 0 | 0 | 0 | 0 | 0 | 0 | 0 | 0 | 0 | 0 | 0 | 0 | 0 | 0 | 0 | 0 | 0 | 0 | 197.87 | 669.535 | 1737.03 | Capistrano-San Onofre 230 kV constraint | Talega 230 kV constraint | Talega 230 kV constraint |  | 0 | 0 | 0 | 0 | 0 | 0 | 197.87 | 669.535 | 1737.03 | Capistrano-San Onofre 230 kV constraint | Talega 230 kV constraint | Talega 230 kV constraint |  | 1 | 1 | NO | 1 | 1 | 1 | NO | 1
PG&E GBA | Tassajara | 230 | 0 | 0 | 0 | 0 | 0 | 0 | 0 | 0 | 0 | 0 | 0 | 0 | 0 | 0 | 0 | 0 | 0 | 0 | 0 | 0 | 0 | 0 | 0 | 0 | 0 | 0 | 0 | 0 | 0 | 0 | 0 | 0 | 0 | 0 | 0 | 0 | 0 | 0 | 0 | 1 | 0 | 0 | 0 | 0 | 0 | 0 | 0 | 0 | 0 | 0 | 0 | 0 | 0 | 0 | 0 | 0 | 0 | 0 | 0 | 0 | 0 | 0 | 0 | 0 | 0 | 0 | 0 | 0 | 0 | 0 | 0 | 0 | 0 | 0 | 0 | 0 | 0 | 0 | 0 | 0 | 0 | 0 | 0 | 0 | 0 | 0 | 0 | 0 | 0 | 0 | 0 | 0 | 0 | 0 | 0 | 0 | 0 | 0 |  | 0 | 0 | 0 | 0 | 0 | 0 | 0 | 0 | 0 | 0 | 0 | 0 | 0 | 0 | 0 | 0 | 0 | 0 | 0 | 0 | 0 | 0 | 0 | 0 | 0 | 0 | 0 | 0 | 0 | 0 | 0 | 0 | 0 | 0 | 0 | 0 | 1.495 | 1408.886 | 6856.8328 | Collinsville-Tesla 500 kV Line | Collinsville-Tesla 500 kV Line | Collinsville-Tesla 500 kV Line |  | 0 | 0 | 0 | 0 | 0 | 0 | 1.495 | 1408.886 | 6856.8328 | Collinsville-Tesla 500 kV Line | Collinsville-Tesla 500 kV Line | Collinsville-Tesla 500 kV Line |  | 1 | 1 | NO | 1 | 1 | 1 | NO | 1
PG&E KERN | Tejon | 70 | 0 | 0 | 0 | 0 | 0 | 0 | 0 | 0 | 0 | 0 | 0 | 0 | 0 | 0 | 0 | 0 | 0 | 0 | 0 | 0 | 0 | 0 | 0 | 0 | 0 | 0 | 0 | 0 | 0 | 0 | 0 | 0 | 0 | 0 | 0 | 0 | 0 | 0 | 0 | 0 | 0 | 0 | 0 | 0 | 0 | 0 | 0 | 0 | 0 | 0 | 0 | 0 | 0 | 0 | 0 | 0 | 0 | 0 | 0 | 0 | 0 | 0 | 0 | 0 | 0 | 0 | 0 | 1 | 1 | 0 | 0 | 0 | 0 | 0 | 0 | 0 | 0 | 0 | 0 | 1 | 0 | 0 | 0 | 0 | 0 | 0 | 0 | 0 | 0 | 0 | 0 | 0 | 0 | 0 | 0 | 0 | 0 | 0 |  | 0 | 0 | 0 | 0 | 0 | 0 | 0 | 0 | 0 | 0 | 0 | 0 | 0 | 0 | 0 | 0 | 0 | 0 | 0 | 0 | 0 | 0 | 0 | 0 | 0 | 0 | 0 | 0 | 0 | 0 | 2 | 0 | 1 | 0 | 1 | 0 | -77.985 | -266.9883 | -59.825 | Cal Flat-Gates 230 kV line | Cal Flat-Gates 230 kV line | Cal Flat-Gates 230 kV line |  | 1 | 0 | 0 | 0 | 0 | 0 | -9.103 | 211.6707 | 170.175 | Gates 500/230kV TB #11 | Gates 500/230kV TB #11 | Cal Flat-Gates 230 kV line |  | 5 | 5 | NO | 5 | 5 | 1 | YES | 2
SDGE | Telegraph Canyon | 138 | 0 | 0 | 0 | 0 | 0 | 0 | 0 | 0 | 0 | 0 | 0 | 0 | 0 | 0 | 0 | 0 | 0 | 0 | 0 | 0 | 0 | 0 | 0 | 0 | 0 | 0 | 0 | 0 | 0 | 0 | 1 | 0 | 1 | 0 | 0 | 1 | 1 | 0 | 0 | 0 | 0 | 0 | 0 | 0 | 0 | 0 | 0 | 0 | 0 | 0 | 0 | 0 | 0 | 0 | 0 | 0 | 0 | 0 | 0 | 0 | 0 | 0 | 0 | 0 | 0 | 0 | 0 | 0 | 0 | 0 | 0 | 0 | 0 | 0 | 0 | 0 | 0 | 0 | 0 | 0 | 0 | 0 | 0 | 0 | 0 | 0 | 0 | 0 | 0 | 0 | 0 | 0 | 0 | 0 | 0 | 0 | 0 | 4 |  | 0 | 0 | 0 | 0 | 0 | 0 | 0 | 0 | 0 | 0 | 0 | 0 | 0 | 0 | 0 | 0 | 0 | 0 | 0 | 0 | 0 | 0 | 0 | 0 | 0 | 0 | 0 | 0 | 0 | 0 | 0 | 0 | 0 | 0 | 0 | 0 | 54.76 | 1197.97 | 1601.1044 | San Luis Rey-San Onofre 230 kV line constraint | Silvergate-Old Town 230 kV constraint | Silvergate-Old Town 230 kV constraint |  | 0 | 0 | 0 | 0 | 0 | 0 | 54.76 | 1197.97 | 1601.1044 | San Luis Rey-San Onofre 230 kV line constraint | Silvergate-Old Town 230 kV constraint | Silvergate-Old Town 230 kV constraint |  | 1 | 1 | NO | 1 | 1 | 1 | NO | 1
PG&E KERN | Temblor | 115 | 0 | 0 | 0 | 0 | 0 | 0 | 0 | 0 | 0 | 0 | 0 | 0 | 0 | 0 | 0 | 0 | 0 | 0 | 0 | 0 | 0 | 0 | 0 | 0 | 0 | 0 | 0 | 0 | 0 | 0 | 0 | 0 | 0 | 0 | 0 | 0 | 0 | 0 | 0 | 0 | 0 | 0 | 0 | 0 | 0 | 0 | 0 | 0 | 0 | 0 | 0 | 0 | 0 | 0 | 0 | 0 | 0 | 0 | 0 | 0 | 0 | 0 | 0 | 0 | 0 | 0 | 0 | 1 | 1 | 0 | 0 | 0 | 0 | 0 | 1 | 0 | 0 | 0 | 1 | 0 | 0 | 0 | 0 | 0 | 0 | 0 | 0 | 0 | 0 | 0 | 0 | 0 | 0 | 0 | 1 | 0 | 0 | 0 |  | 0 | 0 | 0 | 0 | 0 | 0 | 0 | 0 | 0 | 0 | 0 | 0 | 0 | 0 | 0 | 0 | 0 | 0 | 0 | 0 | 0 | 0 | 0 | 0 | 0 | 0 | 0 | 0 | 0 | 0 | 2 | 0 | 1 | 0 | 2 | 1 | -827.515 | -266.9883 | -1162.3269 | Mustang-Henrietta 230 kV line | Cal Flat-Gates 230 kV line | Mustang-Henrietta 230 kV line |  | 0 | 0 | 0 | 0 | 1 | 1 | 69.097 | 513.0707 | -1162.3269 | Gates 500/230kV TB #12 | Gates 500/230kV TB #12 | Mustang-Henrietta 230 kV line |  | 5 | 1 | YES | 2 | 5 | 5 | NO | 5
PG&E KERN | Templeton | 230 | 0 | 0 | 0 | 0 | 0 | 0 | 0 | 0 | 0 | 0 | 0 | 0 | 0 | 0 | 0 | 0 | 0 | 0 | 0 | 0 | 0 | 0 | 0 | 0 | 0 | 0 | 0 | 0 | 0 | 0 | 0 | 0 | 0 | 0 | 0 | 0 | 0 | 0 | 0 | 0 | 0 | 0 | 0 | 0 | 0 | 0 | 0 | 0 | 0 | 0 | 0 | 0 | 0 | 0 | 0 | 0 | 0 | 0 | 0 | 0 | 0 | 0 | 0 | 0 | 0 | 0 | 0 | 1 | 0 | 0 | 0 | 0 | 0 | 0 | 0 | 0 | 0 | 0 | 1 | 1 | 0 | 0 | 0 | 0 | 0 | 0 | 0 | 0 | 0 | 0 | 0 | 0 | 0 | 0 | 1 | 1 | 0 | 0 |  | 0 | 0 | 0 | 0 | 0 | 0 | 0 | 0 | 0 | 0 | 0 | 0 | 0 | 0 | 0 | 0 | 0 | 113.07 | 0 | 0 | 0 | 0 | 0 | 0 | 0 | 0 | 0 | 0 | 0 | 1 | 3 | 0 | 1 | 0 | 2 | 1 | -827.515 | -266.9883 | -1162.3269 | Mustang-Henrietta 230 kV line | Cal Flat-Gates 230 kV line | Mustang-Henrietta 230 kV line |  | 1 | 0 | 0 | 0 | 1 | 1 | -9.103 | 211.6707 | -1162.3269 | Gates 500/230kV TB #11 | Gates 500/230kV TB #11 | Mustang-Henrietta 230 kV line |  | 5 | 5 | NO | 5 | 5 | 5 | NO | 5
PG&E KERN | Templeton | 70 | 0 | 0 | 0 | 0 | 0 | 0 | 0 | 0 | 0 | 0 | 0 | 0 | 0 | 0 | 0 | 0 | 0 | 0 | 0 | 0 | 0 | 0 | 0 | 0 | 0 | 0 | 0 | 0 | 0 | 0 | 0 | 0 | 0 | 0 | 0 | 0 | 0 | 0 | 0 | 0 | 0 | 0 | 0 | 0 | 0 | 0 | 0 | 0 | 0 | 0 | 0 | 0 | 0 | 0 | 0 | 0 | 0 | 0 | 0 | 0 | 0 | 0 | 0 | 0 | 0 | 0 | 0 | 1 | 1 | 0 | 0 | 0 | 0 | 0 | 0 | 0 | 0 | 0 | 0 | 1 | 0 | 0 | 0 | 0 | 0 | 1 | 0 | 0 | 0 | 0 | 0 | 0 | 0 | 0 | 0 | 1 | 0 | 1 |  | 0 | 0 | 0 | 0 | 0 | 0 | 0 | 0 | 0 | 0 | 0 | 0 | 0 | 0 | 0 | 0 | 3 | 0 | 0 | 0 | 0 | 0 | 0 | 0 | 0 | 0 | 0 | 0 | 0 | 1 | 2 | 0 | 1 | 0 | 1 | 0 | -77.985 | -266.9883 | -59.825 | Cal Flat-Gates 230 kV line | Cal Flat-Gates 230 kV line | Cal Flat-Gates 230 kV line |  | 1 | 0 | 0 | 0 | 0 | 0 | -9.103 | 211.6707 | 170.175 | Gates 500/230kV TB #11 | Gates 500/230kV TB #11 | Cal Flat-Gates 230 kV line |  | 5 | 5 | NO | 5 | 5 | 1 | YES | 2
PG&E GBA | Tesla | 115 | 0 | 0 | 0 | 0 | 0 | 0 | 0 | 0 | 0 | 0 | 0 | 0 | 0 | 0 | 0 | 0 | 0 | 0 | 0 | 0 | 0 | 0 | 0 | 0 | 0 | 0 | 0 | 0 | 0 | 0 | 0 | 0 | 0 | 0 | 0 | 0 | 0 | 0 | 0 | 0 | 0 | 0 | 0 | 0 | 0 | 0 | 0 | 0 | 0 | 0 | 0 | 0 | 0 | 0 | 0 | 1 | 0 | 0 | 0 | 1 | 0 | 0 | 0 | 0 | 0 | 1 | 0 | 0 | 0 | 0 | 0 | 0 | 0 | 0 | 0 | 0 | 0 | 0 | 0 | 0 | 0 | 0 | 0 | 0 | 0 | 0 | 0 | 0 | 0 | 0 | 0 | 0 | 0 | 0 | 0 | 0 | 0 | 0 |  | 0 | 0 | 0 | 0 | 0 | 0 | 0 | 0 | 0 | 0 | 0 | 0 | 0 | 0 | 0 | 0 | 0 | 0 | 0 | 0 | 0 | 0 | 0 | 0 | 0 | 0 | 0 | 0 | 0 | 0 | 1 | 0 | 0 | 0 | 0 | 0 | -1184.5215 | 933.1939 | 4193.782 | Tesla-Bellota 230 kV line | Tesla-Bellota 230 kV line | Tesla-Bellota 230 kV line |  | 0 | 1 | 0 | 0 | 0 | 0 | -884.5215 | 1233.1939 | 4193.782 | Tesla-Bellota 230 kV line | Tesla-Bellota 230 kV line | Tesla-Bellota 230 kV line |  | 5 | 4 | YES | 4 | 1 | 1 | NO | 1
PG&E GBA | Tesla | 230 | 0 | 0 | 0 | 0 | 0 | 0 | 0 | 0 | 0 | 0 | 0 | 0 | 0 | 0 | 0 | 0 | 0 | 0 | 0 | 0 | 0 | 0 | 0 | 0 | 0 | 0 | 0 | 0 | 0 | 0 | 0 | 0 | 0 | 0 | 0 | 0 | 0 | 0 | 0 | 1 | 0 | 0 | 0 | 0 | 0 | 0 | 0 | 0 | 0 | 0 | 0 | 0 | 0 | 1 | 0 | 1 | 0 | 0 | 1 | 1 | 0 | 0 | 0 | 0 | 0 | 1 | 0 | 0 | 0 | 0 | 0 | 0 | 0 | 0 | 0 | 0 | 0 | 0 | 0 | 0 | 0 | 0 | 0 | 0 | 0 | 0 | 0 | 0 | 0 | 0 | 0 | 0 | 0 | 0 | 0 | 0 | 0 | 0 |  | 0 | 0 | 0 | 0 | 0 | 0 | 0 | 0 | 0 | 0 | 0 | 400 | 0 | 0 | 1 | 0 | 0 | 100 | 76.5 | 0 | 0 | 0 | 0 | 0 | 0 | 0 | 525 | 0 | 0 | 1 | 2 | 0 | 1 | 0 | 0 | 0 | -1184.5215 | -200.809 | 4029.0695 | Tesla-Bellota 230 kV line | Windmaster-Delta pumps 230 kV line | Windmaster-Delta pumps 230 kV line |  | 0 | 1 | 0 | 0 | 0 | 0 | -884.5215 | 1233.1939 | 4029.0695 | Tesla-Bellota 230 kV line | Tesla-Bellota 230 kV line | Windmaster-Delta pumps 230 kV line |  | 5 | 4 | YES | 4 | 1 | 1 | NO | 1
PG&E GBA | Tesla | 500 | 0 | 0 | 0 | 0 | 0 | 0 | 0 | 0 | 0 | 0 | 0 | 0 | 0 | 0 | 0 | 0 | 0 | 0 | 0 | 0 | 0 | 0 | 0 | 0 | 0 | 0 | 0 | 0 | 0 | 0 | 0 | 0 | 0 | 0 | 0 | 0 | 0 | 0 | 0 | 0 | 0 | 0 | 0 | 0 | 0 | 0 | 0 | 0 | 0 | 0 | 0 | 0 | 0 | 0 | 0 | 1 | 0 | 0 | 1 | 1 | 0 | 0 | 0 | 0 | 0 | 1 | 0 | 0 | 0 | 0 | 0 | 0 | 0 | 0 | 0 | 0 | 0 | 0 | 0 | 0 | 0 | 0 | 0 | 0 | 0 | 0 | 0 | 0 | 0 | 0 | 0 | 0 | 0 | 0 | 0 | 0 | 0 | 0 |  | 0 | 0 | 0 | 0 | 0 | 0 | 0 | 0 | 0 | 0 | 0 | 0 | 0 | 0 | 0 | 0 | 0 | 300 | 0 | 1707 | 0 | 0 | 0 | 0 | 0 | 400 | 0 | 200 | 0 | 1 | 1 | 0 | 0 | 0 | 0 | 0 | -1184.5215 | 933.1939 | 4193.782 | Tesla-Bellota 230 kV line | Tesla-Bellota 230 kV line | Tesla-Bellota 230 kV line |  | 0 | 1 | 0 | 0 | 0 | 0 | -884.5215 | 1233.1939 | 4193.782 | Tesla-Bellota 230 kV line | Tesla-Bellota 230 kV line | Tesla-Bellota 230 kV line |  | 5 | 4 | YES | 4 | 1 | 1 | NO | 1
PG&E KERN | Tevis | 115 | 0 | 0 | 0 | 0 | 0 | 0 | 0 | 0 | 0 | 0 | 0 | 0 | 0 | 0 | 0 | 0 | 0 | 0 | 0 | 0 | 0 | 0 | 0 | 0 | 0 | 0 | 0 | 0 | 0 | 0 | 0 | 0 | 0 | 0 | 0 | 0 | 0 | 0 | 0 | 0 | 0 | 0 | 0 | 0 | 0 | 0 | 0 | 0 | 0 | 0 | 0 | 0 | 0 | 0 | 0 | 0 | 0 | 0 | 0 | 0 | 0 | 0 | 0 | 0 | 0 | 0 | 0 | 0 | 0 | 0 | 1 | 0 | 0 | 0 | 0 | 0 | 0 | 0 | 1 | 1 | 0 | 0 | 0 | 0 | 0 | 0 | 0 | 0 | 0 | 0 | 0 | 0 | 0 | 0 | 1 | 0 | 0 | 0 |  | 0 | 0 | 0 | 0 | 0 | 0 | 0 | 0 | 0 | 0 | 0 | 0 | 0 | 0 | 0 | 0 | 0 | 0 | 0 | 0 | 0 | 0 | 0 | 0 | 0 | 0 | 0 | 0 | 0 | 0 | 2 | 0 | 0 | 0 | 1 | 1 | -827.515 | 211.6707 | -1162.3269 | Mustang-Henrietta 230 kV line | Gates 500/230kV TB #11 | Mustang-Henrietta 230 kV line |  | 1 | 0 | 0 | 0 | 1 | 1 | -9.103 | 211.6707 | -1162.3269 | Gates 500/230kV TB #11 | Gates 500/230kV TB #11 | Mustang-Henrietta 230 kV line |  | 5 | 5 | NO | 5 | 5 | 5 | NO | 5
EOP | Thousandaire | 138 | 0 | 0 | 0 | 0 | 0 | 0 | 0 | 0 | 0 | 0 | 0 | 0 | 0 | 0 | 0 | 0 | 0 | 0 | 0 | 0 | 0 | 0 | 1 | 1 | 1 | 0 | 0 | 0 | 0 | 0 | 0 | 0 | 0 | 0 | 0 | 0 | 0 | 0 | 0 | 0 | 0 | 0 | 0 | 0 | 0 | 0 | 0 | 0 | 0 | 0 | 0 | 0 | 0 | 0 | 0 | 0 | 0 | 0 | 0 | 0 | 0 | 0 | 0 | 0 | 0 | 0 | 0 | 0 | 0 | 0 | 0 | 0 | 0 | 0 | 0 | 0 | 0 | 0 | 0 | 0 | 0 | 0 | 0 | 0 | 0 | 0 | 0 | 0 | 0 | 0 | 0 | 0 | 0 | 0 | 0 | 0 | 0 | 2 |  | 0 | 0 | 0 | 0 | 0 | 0 | 0 | 0 | 0 | 0 | 0 | 0 | 0 | 0 | 0 | 0 | 0 | 0 | 0 | 0 | 0 | 0 | 0 | 0 | 0 | 0 | 0 | 0 | 0 | 0 | 1 | 1 | 1 | 0 | 0 | 0 | -3041.755 | -297.01 | 876.53 | Lugo - Victorville area constraint | Lugo - Victorville area constraint | GLW 230kV area constraint |  | 0 | 1 | 0 | 0 | 0 | 0 | -362.03 | 49.37 | 876.53 | Sloan Canyon - Eldorado 500 kV constraint | Sloan Canyon - Eldorado 500 kV constraint | GLW 230kV area constraint |  | 5 | 4 | YES | 4 | 1 | 1 | NO | 1
PG&E KERN | Topaz | 230 | 0 | 0 | 0 | 0 | 0 | 0 | 0 | 0 | 0 | 0 | 0 | 0 | 0 | 0 | 0 | 0 | 0 | 0 | 0 | 0 | 0 | 0 | 0 | 0 | 0 | 0 | 0 | 0 | 0 | 0 | 0 | 0 | 0 | 0 | 0 | 0 | 0 | 0 | 0 | 0 | 0 | 0 | 0 | 0 | 0 | 0 | 0 | 0 | 0 | 0 | 0 | 0 | 0 | 0 | 0 | 0 | 0 | 0 | 0 | 0 | 0 | 0 | 0 | 0 | 0 | 0 | 0 | 1 | 0 | 0 | 0 | 0 | 0 | 0 | 0 | 0 | 0 | 0 | 1 | 1 | 0 | 0 | 0 | 0 | 0 | 0 | 0 | 0 | 0 | 0 | 0 | 0 | 0 | 0 | 1 | 1 | 0 | 0 |  | 0 | 0 | 0 | 0 | 0 | 0 | 0 | 0 | 0 | 0 | 0 | 0 | 0 | 0 | 0 | 0 | 0 | 0 | 0 | 0 | 0 | 0 | 0 | 0 | 0 | 0 | 0 | 0 | 0 | 0 | 3 | 0 | 1 | 0 | 2 | 1 | -827.515 | -266.9883 | -1162.3269 | Mustang-Henrietta 230 kV line | Cal Flat-Gates 230 kV line | Mustang-Henrietta 230 kV line |  | 1 | 0 | 0 | 0 | 1 | 1 | -9.103 | 211.6707 | -1162.3269 | Gates 500/230kV TB #11 | Gates 500/230kV TB #11 | Mustang-Henrietta 230 kV line |  | 5 | 5 | NO | 5 | 5 | 5 | NO | 5
SCE NOL | Tortilla | 115 | 0 | 0 | 0 | 0 | 0 | 0 | 0 | 0 | 0 | 0 | 0 | 1 | 1 | 1 | 0 | 0 | 0 | 0 | 0 | 0 | 0 | 0 | 0 | 0 | 0 | 0 | 0 | 0 | 0 | 0 | 0 | 0 | 0 | 0 | 0 | 0 | 0 | 0 | 0 | 0 | 0 | 0 | 0 | 0 | 0 | 0 | 0 | 0 | 0 | 0 | 0 | 0 | 0 | 0 | 0 | 0 | 0 | 0 | 0 | 0 | 0 | 0 | 0 | 0 | 0 | 0 | 0 | 0 | 0 | 0 | 0 | 0 | 0 | 0 | 0 | 0 | 0 | 0 | 0 | 0 | 0 | 0 | 0 | 0 | 0 | 0 | 0 | 0 | 0 | 0 | 0 | 0 | 0 | 0 | 0 | 0 | 0 | 3 |  | 0 | 0 | 0 | 0 | 0 | 0 | 0 | 0 | 0 | 0 | 0 | 0 | 0 | 0 | 0 | 0 | 0 | 0 | 0 | 0 | 0 | 0 | 0 | 3 | 0 | 0 | 0 | 0 | 0 | 1 | 0 | 2 | 0 | 2 | 0 | 0 | -0.23 | -8.3 | 880.3938 | South of Kramer Area Constraint | South of Kramer Area Constraint | South of Kramer Area Constraint |  | 0 | 2 | 0 | 2 | 0 | 0 | -0.23 | -8.3 | 880.3938 | South of Kramer Area Constraint | South of Kramer Area Constraint | South of Kramer Area Constraint |  | 3 | 3 | NO | 3 | 1 | 1 | NO | 1
SDGE | Trabuco | 138 | 0 | 0 | 0 | 0 | 0 | 0 | 0 | 0 | 0 | 0 | 0 | 0 | 0 | 0 | 0 | 0 | 0 | 0 | 0 | 0 | 0 | 0 | 0 | 0 | 0 | 1 | 0 | 0 | 0 | 0 | 0 | 0 | 0 | 0 | 0 | 0 | 0 | 1 | 1 | 0 | 0 | 0 | 0 | 0 | 0 | 0 | 0 | 0 | 0 | 0 | 0 | 0 | 0 | 0 | 0 | 0 | 0 | 0 | 0 | 0 | 0 | 0 | 0 | 0 | 0 | 0 | 0 | 0 | 0 | 0 | 0 | 0 | 0 | 0 | 0 | 0 | 0 | 0 | 0 | 0 | 0 | 0 | 0 | 0 | 0 | 0 | 0 | 0 | 0 | 0 | 0 | 0 | 0 | 0 | 0 | 0 | 0 | 0 |  | 0 | 0 | 0 | 0 | 0 | 0 | 0 | 0 | 0 | 0 | 0 | 0 | 0 | 0 | 0 | 0 | 0 | 0 | 0 | 0 | 0 | 0 | 0 | 0 | 0 | 0 | 0 | 0 | 0 | 0 | 0 | 0 | 0 | 0 | 0 | 0 | 197.87 | 451 | 601 | Capistrano-San Onofre 230 kV constraint | Trabuco-Capistrano 138 kV constraint | Trabuco-Capistrano 138 kV constraint |  | 0 | 0 | 0 | 0 | 0 | 0 | 197.87 | 451 | 601 | Capistrano-San Onofre 230 kV constraint | Trabuco-Capistrano 138 kV constraint | Trabuco-Capistrano 138 kV constraint |  | 1 | 1 | NO | 1 | 1 | 1 | NO | 1
PG&E GBA | Tracy | 115 | 0 | 0 | 0 | 0 | 0 | 0 | 0 | 0 | 0 | 0 | 0 | 0 | 0 | 0 | 0 | 0 | 0 | 0 | 0 | 0 | 0 | 0 | 0 | 0 | 0 | 0 | 0 | 0 | 0 | 0 | 0 | 0 | 0 | 0 | 0 | 0 | 0 | 0 | 0 | 0 | 0 | 0 | 0 | 0 | 0 | 1 | 0 | 0 | 0 | 0 | 0 | 0 | 0 | 0 | 0 | 1 | 0 | 0 | 0 | 1 | 0 | 0 | 0 | 0 | 0 | 0 | 0 | 0 | 0 | 0 | 0 | 0 | 0 | 0 | 0 | 0 | 0 | 0 | 0 | 0 | 0 | 0 | 0 | 0 | 0 | 0 | 0 | 0 | 0 | 0 | 0 | 0 | 0 | 0 | 0 | 0 | 0 | 0 |  | 0 | 0 | 0 | 0 | 0 | 0 | 0 | 0 | 0 | 0 | 0 | 0 | 0 | 0 | 0 | 0 | 3 | 0 | 0 | 0 | 0 | 0 | 0 | 0 | 0 | 0 | 0 | 0 | 0 | 1 | 2 | 0 | 1 | 0 | 0 | 0 | -1184.5215 | -212.6541 | 2570.2022 | Tesla-Bellota 230 kV line | Bellota-Weber 230kV line | Bellota-Weber 230kV line |  | 0 | 2 | 0 | 0 | 0 | 0 | -884.5215 | 247.3459 | 2570.2022 | Tesla-Bellota 230 kV line | Bellota-Weber 230kV line | Bellota-Weber 230kV line |  | 5 | 4 | YES | 4 | 1 | 1 | NO | 1
PG&E FRESNO | Tranquility | 230 | 0 | 0 | 0 | 0 | 0 | 0 | 0 | 0 | 0 | 0 | 0 | 0 | 0 | 0 | 0 | 0 | 0 | 0 | 0 | 0 | 0 | 0 | 0 | 0 | 0 | 0 | 0 | 0 | 0 | 0 | 0 | 0 | 0 | 0 | 0 | 0 | 0 | 0 | 0 | 0 | 0 | 0 | 0 | 0 | 0 | 1 | 0 | 0 | 0 | 0 | 0 | 0 | 0 | 0 | 0 | 0 | 0 | 0 | 0 | 0 | 0 | 0 | 0 | 0 | 0 | 0 | 0 | 0 | 0 | 0 | 0 | 0 | 0 | 0 | 0 | 0 | 0 | 0 | 1 | 1 | 0 | 1 | 0 | 0 | 0 | 1 | 0 | 0 | 0 | 1 | 0 | 0 | 0 | 0 | 0 | 0 | 0 | 1 |  | 0 | 0 | 0 | 0 | 0 | 0 | 0 | 0 | 0 | 200 | 0 | 40 | 0 | 0 | 1 | 0 | 0 | 0 | 0 | 0 | 0 | 0 | 0 | 0 | 500 | 1000 | 542 | 160 | 0 | 1 | 4 | 0 | 2 | 0 | 1 | 0 | -1662.7 | -1176 | -369.3748 | Borden-Storey #1 230kV line | Borden-Storey #1 230kV line | Gates 500/230kV TB #12 |  | 2 | 2 | 0 | 0 | 1 | 0 | -491.4315 | 71 | -369.3748 | Bellota-Weber 230kV line | Borden-Storey #1 230kV line | Gates 500/230kV TB #12 |  | 5 | 5 | NO | 5 | 5 | 5 | NO | 5
PG&E GBA | Trimble | 115 | 0 | 0 | 0 | 0 | 0 | 0 | 0 | 0 | 0 | 0 | 0 | 0 | 0 | 0 | 0 | 0 | 0 | 0 | 0 | 0 | 0 | 0 | 0 | 0 | 0 | 0 | 0 | 0 | 0 | 0 | 0 | 0 | 0 | 0 | 0 | 0 | 0 | 0 | 0 | 0 | 0 | 0 | 0 | 0 | 0 | 0 | 0 | 0 | 0 | 0 | 0 | 0 | 0 | 0 | 0 | 1 | 0 | 0 | 0 | 1 | 0 | 0 | 0 | 0 | 0 | 0 | 0 | 0 | 0 | 0 | 0 | 0 | 0 | 0 | 0 | 0 | 0 | 0 | 0 | 0 | 0 | 0 | 0 | 0 | 0 | 0 | 0 | 0 | 0 | 0 | 0 | 0 | 0 | 0 | 0 | 0 | 1 | 0 |  | 0 | 0 | 0 | 0 | 0 | 0 | 0 | 0 | 0 | 0 | 0 | 0 | 0 | 0 | 0 | 0 | 0 | 0 | 0 | 0 | 0 | 0 | 0 | 0 | 0 | 0 | 0 | 0 | 0 | 0 | 1 | 0 | 0 | 0 | 0 | 0 | -1184.5215 | 933.1939 | 4193.782 | Tesla-Bellota 230 kV line | Tesla-Bellota 230 kV line | Tesla-Bellota 230 kV line |  | 0 | 1 | 0 | 0 | 0 | 0 | -884.5215 | 1037.76 | 4193.782 | Tesla-Bellota 230 kV line | NEW-Metcalf-Mosslanding 500kV | Tesla-Bellota 230 kV line |  | 5 | 4 | YES | 4 | 1 | 1 | NO | 1
EOP | Trout Canyon | 230 | 0 | 0 | 0 | 0 | 0 | 0 | 0 | 0 | 0 | 0 | 0 | 0 | 0 | 0 | 0 | 0 | 0 | 0 | 0 | 0 | 0 | 0 | 1 | 1 | 1 | 0 | 0 | 0 | 0 | 0 | 0 | 0 | 0 | 0 | 0 | 0 | 0 | 0 | 0 | 0 | 0 | 0 | 0 | 0 | 0 | 0 | 0 | 0 | 0 | 0 | 0 | 0 | 0 | 0 | 0 | 0 | 0 | 0 | 0 | 0 | 0 | 0 | 0 | 0 | 0 | 0 | 0 | 0 | 0 | 0 | 0 | 0 | 0 | 0 | 0 | 0 | 0 | 0 | 0 | 0 | 0 | 0 | 0 | 0 | 0 | 0 | 0 | 0 | 0 | 0 | 0 | 0 | 0 | 0 | 0 | 0 | 0 | 2 |  | 0 | 0 | 0 | 0 | 0 | 0 | 0 | 0 | 0 | 0 | 0 | -15 | 0 | 0 | 1 | 0 | 0 | 0 | 0 | 0 | 0 | 0 | 0 | 0 | 766 | 1145 | 716 | 260 | 0 | 1 | 1 | 1 | 1 | 0 | 0 | 0 | -3041.755 | -297.01 | 876.53 | Lugo - Victorville area constraint | Lugo - Victorville area constraint | GLW 230kV area constraint |  | 0 | 1 | 0 | 0 | 0 | 0 | -362.03 | 49.37 | 876.53 | Sloan Canyon - Eldorado 500 kV constraint | Sloan Canyon - Eldorado 500 kV constraint | GLW 230kV area constraint |  | 5 | 4 | YES | 4 | 1 | 1 | NO | 1
EOP | Trout Canyon | 500 | 0 | 0 | 0 | 0 | 0 | 0 | 0 | 0 | 0 | 0 | 0 | 0 | 0 | 0 | 0 | 0 | 0 | 0 | 0 | 0 | 0 | 0 | 1 | 1 | 1 | 0 | 0 | 0 | 0 | 0 | 0 | 0 | 0 | 0 | 0 | 0 | 0 | 0 | 0 | 0 | 0 | 0 | 0 | 0 | 0 | 0 | 0 | 0 | 0 | 0 | 0 | 0 | 0 | 0 | 0 | 0 | 0 | 0 | 0 | 0 | 0 | 0 | 0 | 0 | 0 | 0 | 0 | 0 | 0 | 0 | 0 | 0 | 0 | 0 | 0 | 0 | 0 | 0 | 0 | 0 | 0 | 0 | 0 | 0 | 0 | 0 | 0 | 0 | 0 | 0 | 0 | 0 | 0 | 0 | 0 | 0 | 0 | 2 |  | 0 | 0 | 0 | 0 | 0 | 0 | 0 | 0 | 0 | 0 | 0 | 0 | 0 | 0 | 0 | 0 | 0 | 0 | 0 | 0 | 0 | 0 | 0 | 0 | 0 | 0 | 0 | 0 | 0 | 0 | 1 | 1 | 1 | 0 | 0 | 0 | -3041.755 | -297.01 | 876.53 | Lugo - Victorville area constraint | Lugo - Victorville area constraint | GLW 230kV area constraint |  | 0 | 1 | 0 | 0 | 0 | 0 | -362.03 | 49.37 | 876.53 | Sloan Canyon - Eldorado 500 kV constraint | Sloan Canyon - Eldorado 500 kV constraint | GLW 230kV area constraint |  | 5 | 4 | YES | 4 | 1 | 1 | NO | 1
PG&E NGBA | Tulucay | 230 | 0 | 0 | 0 | 0 | 0 | 0 | 0 | 0 | 0 | 0 | 0 | 0 | 0 | 0 | 0 | 0 | 0 | 0 | 0 | 0 | 0 | 0 | 0 | 0 | 0 | 0 | 0 | 0 | 0 | 0 | 0 | 0 | 0 | 0 | 0 | 0 | 0 | 0 | 0 | 1 | 0 | 0 | 0 | 0 | 0 | 0 | 0 | 0 | 0 | 0 | 0 | 0 | 1 | 0 | 0 | 0 | 0 | 0 | 0 | 0 | 0 | 0 | 0 | 0 | 0 | 0 | 1 | 0 | 0 | 0 | 0 | 0 | 0 | 0 | 0 | 0 | 0 | 0 | 0 | 0 | 0 | 0 | 0 | 0 | 0 | 0 | 0 | 0 | 0 | 0 | 0 | 0 | 0 | 0 | 0 | 0 | 0 | 1 |  | 0 | 0 | 0 | 0 | 0 | 0 | 0 | 0 | 0 | 0 | 0 | 0 | 0 | 0 | 0 | 0 | 0 | 0 | 0 | 0 | 0 | 0 | 0 | 0 | 0 | 0 | 0 | 0 | 0 | 0 | 1 | 0 | 1 | 0 | 0 | 0 | -547.725 | -217.477 | 718.102 | Birds Landing-Contra Costa 230kV Line | Birds Landing-Contra Costa 230kV Line | Birds Landing-Contra Costa 230kV Line |  | 0 | 0 | 0 | 0 | 0 | 0 | 1.495 | 1408.886 | 718.102 | Collinsville-Tesla 500 kV Line | Collinsville-Tesla 500 kV Line | Birds Landing-Contra Costa 230kV Line |  | 5 | 1 | YES | 2 | 1 | 1 | NO | 1
PG&E NGBA | Tulucay | 60 | 0 | 0 | 0 | 0 | 0 | 0 | 0 | 0 | 0 | 0 | 0 | 0 | 0 | 0 | 0 | 0 | 0 | 0 | 0 | 0 | 0 | 0 | 0 | 0 | 0 | 0 | 0 | 0 | 0 | 0 | 0 | 0 | 0 | 0 | 0 | 0 | 0 | 0 | 0 | 1 | 0 | 0 | 0 | 0 | 0 | 0 | 0 | 0 | 0 | 0 | 0 | 1 | 1 | 1 | 1 | 1 | 0 | 0 | 0 | 0 | 0 | 0 | 0 | 0 | 0 | 1 | 1 | 0 | 0 | 0 | 0 | 0 | 0 | 0 | 0 | 0 | 0 | 0 | 0 | 0 | 0 | 0 | 0 | 0 | 0 | 0 | 0 | 0 | 0 | 0 | 0 | 0 | 0 | 0 | 0 | 0 | 0 | 2 |  | 0 | 0 | 0 | 0 | 0 | 0 | 0 | 0 | 0 | 0 | 0 | 0 | 0 | 0 | 0 | 0 | 0 | 0 | 0 | 0 | 0 | 0 | 0 | 0 | 24.5 | 0 | 0 | 0 | 0 | 1 | 2 | 0 | 2 | 0 | 0 | 0 | -866.325 | -217.477 | 718.102 | Windmaster-Delta pumps 230 kV line | Birds Landing-Contra Costa 230kV Line | Birds Landing-Contra Costa 230kV Line |  | 0 | 0 | 0 | 0 | 0 | 0 | 1.495 | 678.723 | 718.102 | Collinsville-Tesla 500 kV Line | Contra Costa- Windmaster 230 kV line | Birds Landing-Contra Costa 230kV Line |  | 5 | 1 | YES | 2 | 1 | 1 | NO | 1
PG&E KERN | Tupman | 115 | 0 | 0 | 0 | 0 | 0 | 0 | 0 | 0 | 0 | 0 | 0 | 0 | 0 | 0 | 0 | 0 | 0 | 0 | 0 | 0 | 0 | 0 | 0 | 0 | 0 | 0 | 0 | 0 | 0 | 0 | 0 | 0 | 0 | 0 | 0 | 0 | 0 | 0 | 0 | 0 | 0 | 0 | 0 | 0 | 0 | 0 | 0 | 0 | 0 | 0 | 0 | 0 | 0 | 0 | 0 | 0 | 0 | 0 | 0 | 0 | 0 | 0 | 0 | 0 | 0 | 0 | 0 | 1 | 0 | 0 | 0 | 0 | 0 | 0 | 1 | 0 | 0 | 0 | 1 | 0 | 0 | 0 | 0 | 0 | 0 | 0 | 0 | 0 | 0 | 0 | 0 | 0 | 0 | 0 | 1 | 0 | 0 | 0 |  | 0 | 0 | 0 | 0 | 0 | 0 | 0 | 0 | 0 | 0 | 0 | 0 | 0 | 0 | 0 | 0 | 0 | 0 | 0 | 0 | 0 | 0 | 0 | 0 | 0 | 0 | 0 | 0 | 0 | 0 | 2 | 0 | 1 | 0 | 2 | 1 | -827.515 | -266.9883 | -1162.3269 | Mustang-Henrietta 230 kV line | Cal Flat-Gates 230 kV line | Mustang-Henrietta 230 kV line |  | 0 | 0 | 0 | 0 | 1 | 1 | 69.097 | 513.0707 | -1162.3269 | Gates 500/230kV TB #12 | Gates 500/230kV TB #12 | Mustang-Henrietta 230 kV line |  | 5 | 1 | YES | 2 | 5 | 5 | NO | 5
PG&E NGBA | Ukiah | 115 | 0 | 0 | 0 | 0 | 0 | 0 | 0 | 0 | 0 | 0 | 0 | 0 | 0 | 0 | 0 | 0 | 0 | 0 | 0 | 0 | 0 | 0 | 0 | 0 | 0 | 0 | 0 | 0 | 0 | 0 | 0 | 0 | 0 | 0 | 0 | 0 | 0 | 0 | 0 | 1 | 0 | 1 | 0 | 0 | 0 | 0 | 0 | 0 | 0 | 0 | 0 | 0 | 1 | 0 | 1 | 1 | 0 | 0 | 0 | 0 | 0 | 0 | 0 | 0 | 0 | 0 | 1 | 0 | 0 | 0 | 0 | 0 | 0 | 0 | 0 | 0 | 0 | 0 | 0 | 0 | 0 | 0 | 0 | 0 | 0 | 0 | 0 | 0 | 0 | 0 | 0 | 0 | 0 | 0 | 0 | 0 | 0 | 1 |  | 0 | 0 | 0 | 0 | 0 | 0 | 0 | 0 | 0 | 0 | 0 | 0 | 0 | 0 | 0 | 0 | 0 | 0 | 0 | 0 | 0 | 0 | 0 | 0 | 0 | 0 | 0 | 0 | 0 | 0 | 1 | 0 | 1 | 0 | 0 | 0 | -547.725 | -217.477 | 718.102 | Birds Landing-Contra Costa 230kV Line | Birds Landing-Contra Costa 230kV Line | Birds Landing-Contra Costa 230kV Line |  | 0 | 0 | 0 | 0 | 0 | 0 | 1.495 | 678.723 | 718.102 | Collinsville-Tesla 500 kV Line | Contra Costa- Windmaster 230 kV line | Birds Landing-Contra Costa 230kV Line |  | 5 | 1 | YES | 2 | 1 | 1 | NO | 1
PG&E KERN | Union (Estrella) | 70 | 0 | 0 | 0 | 0 | 0 | 0 | 0 | 0 | 0 | 0 | 0 | 0 | 0 | 0 | 0 | 0 | 0 | 0 | 0 | 0 | 0 | 0 | 0 | 0 | 0 | 0 | 0 | 0 | 0 | 0 | 0 | 0 | 0 | 0 | 0 | 0 | 0 | 0 | 0 | 0 | 0 | 0 | 0 | 0 | 0 | 0 | 0 | 0 | 0 | 0 | 0 | 0 | 0 | 0 | 0 | 0 | 0 | 0 | 0 | 0 | 0 | 0 | 0 | 0 | 0 | 0 | 0 | 1 | 1 | 0 | 0 | 0 | 0 | 0 | 0 | 0 | 0 | 0 | 0 | 1 | 0 | 0 | 0 | 0 | 0 | 1 | 0 | 0 | 0 | 0 | 0 | 0 | 0 | 0 | 0 | 1 | 0 | 1 |  | 0 | 0 | 0 | 0 | 0 | 0 | 0 | 0 | 0 | 0 | 0 | 0 | 0 | 0 | 0 | 0 | 0 | 0 | 0 | 0 | 0 | 0 | 0 | 0 | 0 | 0 | 0 | 0 | 0 | 0 | 2 | 0 | 1 | 0 | 1 | 0 | -77.985 | -266.9883 | -59.825 | Cal Flat-Gates 230 kV line | Cal Flat-Gates 230 kV line | Cal Flat-Gates 230 kV line |  | 1 | 0 | 0 | 0 | 0 | 0 | -9.103 | 211.6707 | 170.175 | Gates 500/230kV TB #11 | Gates 500/230kV TB #11 | Cal Flat-Gates 230 kV line |  | 5 | 5 | NO | 5 | 5 | 1 | YES | 2
PG&E NGBA | Vaca Dixon | 115 | 0 | 0 | 0 | 0 | 0 | 0 | 0 | 0 | 0 | 0 | 0 | 0 | 0 | 0 | 0 | 0 | 0 | 0 | 0 | 0 | 0 | 0 | 0 | 0 | 0 | 0 | 0 | 0 | 0 | 0 | 0 | 0 | 0 | 0 | 0 | 0 | 0 | 0 | 0 | 1 | 0 | 0 | 0 | 0 | 0 | 0 | 0 | 0 | 0 | 0 | 0 | 0 | 0 | 1 | 1 | 1 | 0 | 0 | 0 | 0 | 0 | 0 | 0 | 0 | 0 | 0 | 1 | 0 | 0 | 0 | 0 | 0 | 0 | 0 | 0 | 0 | 0 | 0 | 0 | 0 | 0 | 0 | 0 | 0 | 0 | 0 | 0 | 0 | 0 | 0 | 0 | 0 | 0 | 0 | 0 | 0 | 0 | 0 |  | 0 | 0 | 0 | 0 | 0 | 0 | 0 | 0 | 0 | 0 | 0 | 0 | 0 | 0 | 0 | 0 | 0 | 0 | 0 | 0 | 0 | 0 | 0 | 0 | 0 | 0 | 0 | 0 | 0 | 0 | 2 | 0 | 2 | 0 | 0 | 0 | -866.325 | -217.477 | 718.102 | Windmaster-Delta pumps 230 kV line | Birds Landing-Contra Costa 230kV Line | Birds Landing-Contra Costa 230kV Line |  | 0 | 0 | 0 | 0 | 0 | 0 | 1.495 | 678.723 | 718.102 | Collinsville-Tesla 500 kV Line | Contra Costa- Windmaster 230 kV line | Birds Landing-Contra Costa 230kV Line |  | 5 | 1 | YES | 2 | 1 | 1 | NO | 1
PG&E NGBA | Vaca Dixon | 230 | 0 | 0 | 0 | 0 | 0 | 0 | 0 | 0 | 0 | 0 | 0 | 0 | 0 | 0 | 0 | 0 | 0 | 0 | 0 | 0 | 0 | 0 | 0 | 0 | 0 | 0 | 0 | 0 | 0 | 0 | 0 | 0 | 0 | 0 | 0 | 0 | 0 | 0 | 0 | 1 | 0 | 0 | 0 | 0 | 0 | 0 | 0 | 0 | 0 | 0 | 0 | 0 | 0 | 1 | 1 | 0 | 0 | 0 | 0 | 0 | 0 | 0 | 0 | 0 | 0 | 0 | 1 | 0 | 0 | 0 | 0 | 0 | 0 | 0 | 0 | 0 | 0 | 0 | 0 | 0 | 0 | 0 | 0 | 0 | 0 | 0 | 0 | 0 | 0 | 0 | 0 | 0 | 0 | 0 | 0 | 0 | 0 | 0 |  | 0 | 0 | 0 | 0 | 0 | 0 | 0 | 0 | 0 | 0 | 0 | 300 | 0 | 0 | 1 | 0 | 0 | 0 | 0 | 0 | 0 | 0 | 0 | 0 | 0 | 0 | 300 | 0 | 0 | 1 | 2 | 0 | 2 | 0 | 0 | 0 | -866.325 | -217.477 | 718.102 | Windmaster-Delta pumps 230 kV line | Birds Landing-Contra Costa 230kV Line | Birds Landing-Contra Costa 230kV Line |  | 0 | 0 | 0 | 0 | 0 | 0 | 1.495 | 678.723 | 718.102 | Collinsville-Tesla 500 kV Line | Contra Costa- Windmaster 230 kV line | Birds Landing-Contra Costa 230kV Line |  | 5 | 1 | YES | 2 | 1 | 1 | NO | 1
PG&E NGBA | Vaca Dixon | 500 | 0 | 0 | 0 | 0 | 0 | 0 | 0 | 0 | 0 | 0 | 0 | 0 | 0 | 0 | 0 | 0 | 0 | 0 | 0 | 0 | 0 | 0 | 0 | 0 | 0 | 0 | 0 | 0 | 0 | 0 | 0 | 0 | 0 | 0 | 0 | 0 | 0 | 0 | 0 | 1 | 0 | 0 | 0 | 0 | 0 | 0 | 0 | 0 | 0 | 0 | 0 | 0 | 0 | 0 | 1 | 0 | 0 | 0 | 0 | 0 | 0 | 0 | 0 | 0 | 0 | 0 | 1 | 0 | 0 | 0 | 0 | 0 | 0 | 0 | 0 | 0 | 0 | 0 | 0 | 0 | 0 | 0 | 0 | 0 | 0 | 0 | 0 | 0 | 0 | 0 | 0 | 0 | 0 | 0 | 0 | 0 | 0 | 0 |  | 0 | 0 | 0 | 0 | 0 | 0 | 0 | 0 | 0 | 0 | 0 | 0 | 0 | 0 | 0 | 0 | 0 | 0 | 0 | 0 | 0 | 0 | 0 | 0 | 0 | 0 | 0 | 0 | 0 | 0 | 1 | 0 | 1 | 0 | 0 | 0 | -547.725 | -217.477 | 718.102 | Birds Landing-Contra Costa 230kV Line | Birds Landing-Contra Costa 230kV Line | Birds Landing-Contra Costa 230kV Line |  | 0 | 0 | 0 | 0 | 0 | 0 | 1.495 | 678.723 | 718.102 | Collinsville-Tesla 500 kV Line | Contra Costa- Windmaster 230 kV line | Birds Landing-Contra Costa 230kV Line |  | 5 | 1 | YES | 2 | 1 | 1 | NO | 1
PG&E NGBA | Vaca Dixon | 60 | 0 | 0 | 0 | 0 | 0 | 0 | 0 | 0 | 0 | 0 | 0 | 0 | 0 | 0 | 0 | 0 | 0 | 0 | 0 | 0 | 0 | 0 | 0 | 0 | 0 | 0 | 0 | 0 | 0 | 0 | 0 | 0 | 0 | 0 | 0 | 0 | 0 | 0 | 0 | 1 | 0 | 0 | 0 | 0 | 0 | 0 | 0 | 0 | 0 | 0 | 0 | 0 | 0 | 1 | 1 | 1 | 0 | 0 | 0 | 0 | 0 | 0 | 0 | 0 | 0 | 0 | 1 | 0 | 0 | 0 | 0 | 0 | 0 | 0 | 0 | 0 | 0 | 0 | 0 | 0 | 0 | 0 | 0 | 0 | 0 | 0 | 0 | 0 | 0 | 0 | 0 | 0 | 0 | 0 | 0 | 0 | 0 | 0 |  | 0 | 0 | 0 | 0 | 0 | 0 | 0 | 0 | 0 | 0 | 0 | 0 | 0 | 0 | 0 | 0 | 0 | 0 | 0 | 0 | 0 | 0 | 0 | 0 | 0 | 0 | 0 | 0 | 0 | 0 | 2 | 0 | 2 | 0 | 0 | 0 | -866.325 | -217.477 | 718.102 | Windmaster-Delta pumps 230 kV line | Birds Landing-Contra Costa 230kV Line | Birds Landing-Contra Costa 230kV Line |  | 0 | 0 | 0 | 0 | 0 | 0 | 1.495 | 678.723 | 718.102 | Collinsville-Tesla 500 kV Line | Contra Costa- Windmaster 230 kV line | Birds Landing-Contra Costa 230kV Line |  | 5 | 1 | YES | 2 | 1 | 1 | NO | 1
SCE Eastern | Valley (SCE) | 500 | 0 | 0 | 0 | 0 | 0 | 0 | 0 | 0 | 0 | 0 | 0 | 0 | 0 | 0 | 0 | 0 | 0 | 0 | 0 | 1 | 0 | 1 | 0 | 0 | 0 | 0 | 0 | 0 | 0 | 0 | 0 | 0 | 0 | 0 | 0 | 0 | 0 | 0 | 0 | 0 | 0 | 0 | 0 | 0 | 0 | 0 | 0 | 0 | 0 | 0 | 0 | 0 | 0 | 0 | 0 | 0 | 0 | 0 | 0 | 0 | 0 | 0 | 0 | 0 | 0 | 0 | 0 | 0 | 0 | 0 | 0 | 0 | 0 | 0 | 0 | 0 | 0 | 0 | 0 | 0 | 0 | 0 | 0 | 0 | 0 | 0 | 0 | 0 | 0 | 0 | 0 | 0 | 0 | 0 | 0 | 0 | 0 | 1 |  | 0 | 0 | 0 | 0 | 0 | 0 | 0 | 0 | 0 | 0 | 0 | 0 | 0 | 0 | 0 | 0 | 0 | 0 | 0 | 0 | 0 | 0 | 0 | 0 | 0 | 0 | 870.6 | 0 | 0 | 1 | 0 | 2 | 0 | 0 | 0 | 0 | -9.58 | 2154.975 | 8508.295 | Serrano-Alberhill-Valley Constraint | Serrano-Alberhill-Valley Constraint | Serrano-Alberhill-Valley Constraint |  | 0 | 2 | 0 | 0 | 0 | 0 | -9.58 | 2154.975 | 8508.295 | Serrano-Alberhill-Valley Constraint | Serrano-Alberhill-Valley Constraint | Serrano-Alberhill-Valley Constraint |  | 3 | 3 | NO | 3 | 1 | 1 | NO | 1
EOP | Valley (VEA) | 138 | 0 | 0 | 0 | 0 | 0 | 0 | 0 | 0 | 0 | 0 | 0 | 0 | 0 | 0 | 0 | 0 | 0 | 0 | 0 | 0 | 0 | 0 | 1 | 1 | 1 | 0 | 0 | 0 | 0 | 0 | 0 | 0 | 0 | 0 | 0 | 0 | 0 | 0 | 0 | 0 | 0 | 0 | 0 | 0 | 0 | 0 | 0 | 0 | 0 | 0 | 0 | 0 | 0 | 0 | 0 | 0 | 0 | 0 | 0 | 0 | 0 | 0 | 0 | 0 | 0 | 0 | 0 | 0 | 0 | 0 | 0 | 0 | 0 | 0 | 0 | 0 | 0 | 0 | 0 | 0 | 0 | 0 | 0 | 0 | 0 | 0 | 0 | 0 | 0 | 0 | 0 | 0 | 0 | 0 | 0 | 0 | 0 | 2 |  | 0 | 0 | 0 | 0 | 0 | 0 | 0 | 0 | 0 | 0 | 0 | 0 | 0 | 0 | 0 | 0 | 0 | 0 | 0 | 0 | 0 | 0 | 0 | 0 | 0 | 0 | 0 | 40 | 0 | 1 | 1 | 1 | 1 | 0 | 0 | 0 | -3041.755 | -297.01 | 876.53 | Lugo - Victorville area constraint | Lugo - Victorville area constraint | GLW 230kV area constraint |  | 0 | 1 | 0 | 0 | 0 | 0 | -362.03 | 49.37 | 876.53 | Sloan Canyon - Eldorado 500 kV constraint | Sloan Canyon - Eldorado 500 kV constraint | GLW 230kV area constraint |  | 5 | 4 | YES | 4 | 1 | 1 | NO | 1
SDGE | Valley Center | 69 | 0 | 0 | 0 | 0 | 0 | 0 | 0 | 0 | 0 | 0 | 0 | 0 | 0 | 0 | 0 | 0 | 0 | 0 | 0 | 0 | 0 | 0 | 0 | 0 | 0 | 1 | 0 | 0 | 0 | 0 | 1 | 0 | 1 | 0 | 0 | 0 | 0 | 1 | 0 | 0 | 0 | 0 | 0 | 0 | 0 | 0 | 0 | 0 | 0 | 0 | 0 | 0 | 0 | 0 | 0 | 0 | 0 | 0 | 0 | 0 | 0 | 0 | 0 | 0 | 0 | 0 | 0 | 0 | 0 | 0 | 0 | 0 | 0 | 0 | 0 | 0 | 0 | 0 | 0 | 0 | 0 | 0 | 0 | 0 | 0 | 0 | 0 | 0 | 0 | 0 | 0 | 0 | 0 | 0 | 0 | 0 | 0 | 2 |  | 0 | 0 | 0 | 0 | 0 | 0 | 0 | 0 | 0 | 0 | 0 | 0 | 0 | 0 | 0 | 0 | 0 | 0 | 0 | 0 | 0 | 0 | 0 | 10 | 0 | 0 | 0 | 0 | 0 | 1 | 0 | 0 | 0 | 0 | 0 | 0 | 54.76 | 669.535 | 1737.03 | San Luis Rey-San Onofre 230 kV line constraint | Talega 230 kV constraint | Talega 230 kV constraint |  | 0 | 0 | 0 | 0 | 0 | 0 | 54.76 | 669.535 | 1737.03 | San Luis Rey-San Onofre 230 kV line constraint | Talega 230 kV constraint | Talega 230 kV constraint |  | 1 | 1 | NO | 1 | 1 | 1 | NO | 1
PG&E GBA | Valley Home | 115 | 0 | 0 | 0 | 0 | 0 | 0 | 0 | 0 | 0 | 0 | 0 | 0 | 0 | 0 | 0 | 0 | 0 | 0 | 0 | 0 | 0 | 0 | 0 | 0 | 0 | 0 | 0 | 0 | 0 | 0 | 0 | 0 | 0 | 0 | 0 | 0 | 0 | 0 | 0 | 0 | 0 | 0 | 0 | 0 | 0 | 1 | 0 | 0 | 0 | 0 | 0 | 0 | 0 | 0 | 0 | 1 | 0 | 0 | 0 | 1 | 0 | 0 | 0 | 1 | 0 | 0 | 0 | 0 | 0 | 0 | 0 | 0 | 0 | 0 | 0 | 0 | 0 | 0 | 0 | 0 | 0 | 0 | 0 | 0 | 0 | 0 | 0 | 0 | 0 | 0 | 0 | 0 | 0 | 0 | 0 | 0 | 0 | 0 |  | 0 | 0 | 0 | 0 | 0 | 0 | 0 | 0 | 0 | 0 | 0 | 0 | 0 | 0 | 0 | 0 | 0 | 0 | 0 | 0 | 0 | 0 | 0 | 0 | 0 | 0 | 0 | 0 | 0 | 0 | 2 | 0 | 1 | 0 | 0 | 0 | -1184.5215 | -212.6541 | 239.4144 | Tesla-Bellota 230 kV line | Bellota-Weber 230kV line | Tesla-Salado 115 kV line |  | 0 | 2 | 0 | 0 | 0 | 0 | -884.5215 | 137.0109 | 239.4144 | Tesla-Bellota 230 kV line | Tesla-Salado 115 kV line | Tesla-Salado 115 kV line |  | 5 | 4 | YES | 4 | 1 | 1 | NO | 1
PG&E GBA | Valley Springs | 230 | 0 | 0 | 0 | 0 | 0 | 0 | 0 | 0 | 0 | 0 | 0 | 0 | 0 | 0 | 0 | 0 | 0 | 0 | 0 | 0 | 0 | 0 | 0 | 0 | 0 | 0 | 0 | 0 | 0 | 0 | 0 | 0 | 0 | 0 | 0 | 0 | 0 | 0 | 0 | 0 | 0 | 0 | 0 | 0 | 0 | 1 | 0 | 0 | 0 | 0 | 0 | 0 | 0 | 0 | 0 | 0 | 0 | 0 | 0 | 1 | 1 | 0 | 0 | 0 | 0 | 0 | 0 | 0 | 0 | 0 | 0 | 0 | 0 | 0 | 0 | 0 | 0 | 0 | 0 | 0 | 0 | 0 | 0 | 0 | 0 | 1 | 0 | 0 | 0 | 0 | 0 | 0 | 0 | 0 | 0 | 0 | 0 | 1 |  | 0 | 0 | 0 | 0 | 0 | 0 | 0 | 0 | 0 | 0 | 0 | 0 | 0 | 0 | 0 | 0 | 3 | 0 | 0 | 0 | 0 | 0 | 0 | 0 | 0 | 0 | 0 | 0 | 0 | 1 | 2 | 0 | 1 | 0 | 0 | 0 | -1184.5215 | -212.6541 | 2570.2022 | Tesla-Bellota 230 kV line | Bellota-Weber 230kV line | Bellota-Weber 230kV line |  | 0 | 2 | 0 | 0 | 0 | 0 | -884.5215 | 247.3459 | 2570.2022 | Tesla-Bellota 230 kV line | Bellota-Weber 230kV line | Bellota-Weber 230kV line |  | 5 | 4 | YES | 4 | 1 | 1 | NO | 1
PG&E GBA | Valley Springs | 60 | 0 | 0 | 0 | 0 | 0 | 0 | 0 | 0 | 0 | 0 | 0 | 0 | 0 | 0 | 0 | 0 | 0 | 0 | 0 | 0 | 0 | 0 | 0 | 0 | 0 | 0 | 0 | 0 | 0 | 0 | 0 | 0 | 0 | 0 | 0 | 0 | 0 | 0 | 0 | 0 | 0 | 0 | 0 | 0 | 0 | 1 | 0 | 0 | 0 | 0 | 0 | 0 | 0 | 0 | 0 | 0 | 0 | 0 | 0 | 1 | 1 | 0 | 0 | 0 | 0 | 0 | 0 | 0 | 0 | 0 | 0 | 0 | 0 | 0 | 0 | 0 | 0 | 0 | 0 | 0 | 0 | 0 | 0 | 0 | 0 | 0 | 0 | 0 | 0 | 0 | 0 | 0 | 0 | 0 | 0 | 0 | 0 | 0 |  | 0 | 0 | 0 | 0 | 0 | 0 | 0 | 0 | 0 | 0 | 0 | 0 | 0 | 0 | 0 | 0 | 0 | 0 | 0 | 0 | 0 | 0 | 0 | 0 | 0 | 0 | 0 | 0 | 0 | 0 | 2 | 0 | 1 | 0 | 0 | 0 | -1184.5215 | -212.6541 | 2570.2022 | Tesla-Bellota 230 kV line | Bellota-Weber 230kV line | Bellota-Weber 230kV line |  | 0 | 2 | 0 | 0 | 0 | 0 | -884.5215 | 247.3459 | 2570.2022 | Tesla-Bellota 230 kV line | Bellota-Weber 230kV line | Bellota-Weber 230kV line |  | 5 | 4 | YES | 4 | 1 | 1 | NO | 1
EOP | Valley Switch | 138 | 0 | 0 | 0 | 0 | 0 | 0 | 0 | 0 | 0 | 0 | 0 | 0 | 0 | 0 | 0 | 0 | 0 | 0 | 0 | 0 | 0 | 0 | 1 | 1 | 1 | 0 | 0 | 0 | 0 | 0 | 0 | 0 | 0 | 0 | 0 | 0 | 0 | 0 | 0 | 0 | 0 | 0 | 0 | 0 | 0 | 0 | 0 | 0 | 0 | 0 | 0 | 0 | 0 | 0 | 0 | 0 | 0 | 0 | 0 | 0 | 0 | 0 | 0 | 0 | 0 | 0 | 0 | 0 | 0 | 0 | 0 | 0 | 0 | 0 | 0 | 0 | 0 | 0 | 0 | 0 | 0 | 0 | 0 | 0 | 0 | 0 | 0 | 0 | 0 | 0 | 0 | 0 | 0 | 0 | 0 | 0 | 0 | 2 |  | 0 | 0 | 0 | 0 | 0 | 0 | 0 | 0 | 0 | 0 | 0 | 0 | 0 | 0 | 0 | 0 | 0 | 0 | 0 | 0 | 0 | 0 | 0 | 0 | 0 | 0 | 0 | 0 | 0 | 0 | 1 | 1 | 1 | 0 | 0 | 0 | -3041.755 | -297.01 | 876.53 | Lugo - Victorville area constraint | Lugo - Victorville area constraint | GLW 230kV area constraint |  | 0 | 1 | 0 | 0 | 0 | 0 | -362.03 | 49.37 | 876.53 | Sloan Canyon - Eldorado 500 kV constraint | Sloan Canyon - Eldorado 500 kV constraint | GLW 230kV area constraint |  | 5 | 4 | YES | 4 | 1 | 1 | NO | 1
EOP | Valley Switch | 230 | 0 | 0 | 0 | 0 | 0 | 0 | 0 | 0 | 0 | 0 | 0 | 0 | 0 | 0 | 0 | 0 | 0 | 0 | 0 | 0 | 0 | 0 | 1 | 1 | 1 | 0 | 0 | 0 | 0 | 0 | 0 | 0 | 0 | 0 | 0 | 0 | 0 | 0 | 0 | 0 | 0 | 0 | 0 | 0 | 0 | 0 | 0 | 0 | 0 | 0 | 0 | 0 | 0 | 0 | 0 | 0 | 0 | 0 | 0 | 0 | 0 | 0 | 0 | 0 | 0 | 0 | 0 | 0 | 0 | 0 | 0 | 0 | 0 | 0 | 0 | 0 | 0 | 0 | 0 | 0 | 0 | 0 | 0 | 0 | 0 | 0 | 0 | 0 | 0 | 0 | 0 | 0 | 0 | 0 | 0 | 0 | 0 | 2 |  | 0 | 0 | 0 | 0 | 0 | 0 | 0 | 0 | 0 | 0 | 0 | 0 | 0 | 0 | 0 | 0 | 0 | 0 | 0 | 0 | 0 | 0 | 0 | 0 | 0 | 0 | 0 | 0 | 0 | 0 | 1 | 1 | 1 | 0 | 0 | 0 | -3041.755 | -297.01 | 876.53 | Lugo - Victorville area constraint | Lugo - Victorville area constraint | GLW 230kV area constraint |  | 0 | 1 | 0 | 0 | 0 | 0 | -362.03 | 49.37 | 876.53 | Sloan Canyon - Eldorado 500 kV constraint | Sloan Canyon - Eldorado 500 kV constraint | GLW 230kV area constraint |  | 5 | 4 | YES | 4 | 1 | 1 | NO | 1
PG&E GBA | Vasco | 230 | 0 | 0 | 0 | 0 | 0 | 0 | 0 | 0 | 0 | 0 | 0 | 0 | 0 | 0 | 0 | 0 | 0 | 0 | 0 | 0 | 0 | 0 | 0 | 0 | 0 | 0 | 0 | 0 | 0 | 0 | 0 | 0 | 0 | 0 | 0 | 0 | 0 | 0 | 0 | 1 | 0 | 0 | 0 | 0 | 0 | 0 | 0 | 0 | 0 | 0 | 0 | 0 | 0 | 0 | 0 | 1 | 0 | 0 | 0 | 1 | 0 | 0 | 0 | 0 | 0 | 0 | 1 | 0 | 0 | 0 | 0 | 0 | 0 | 0 | 0 | 0 | 0 | 0 | 0 | 0 | 0 | 0 | 0 | 0 | 0 | 0 | 0 | 0 | 0 | 0 | 0 | 0 | 0 | 0 | 0 | 0 | 0 | 0 |  | 0 | 0 | 0 | 0 | 0 | 0 | 0 | 0 | 0 | 0 | 0 | 0 | 0 | 0 | 0 | 0 | 0 | 0 | 0 | 0 | 0 | 0 | 0 | 0 | 0 | 0 | 0 | 0 | 0 | 0 | 2 | 0 | 1 | 0 | 0 | 0 | -1184.5215 | -217.477 | 718.102 | Tesla-Bellota 230 kV line | Birds Landing-Contra Costa 230kV Line | Birds Landing-Contra Costa 230kV Line |  | 0 | 1 | 0 | 0 | 0 | 0 | -884.5215 | 1233.1939 | 718.102 | Tesla-Bellota 230 kV line | Tesla-Bellota 230 kV line | Birds Landing-Contra Costa 230kV Line |  | 5 | 4 | YES | 4 | 1 | 1 | NO | 1
PG&E GBA | Vasona | 230 | 0 | 0 | 0 | 0 | 0 | 0 | 0 | 0 | 0 | 0 | 0 | 0 | 0 | 0 | 0 | 0 | 0 | 0 | 0 | 0 | 0 | 0 | 0 | 0 | 0 | 0 | 0 | 0 | 0 | 0 | 0 | 0 | 0 | 0 | 0 | 0 | 0 | 0 | 0 | 0 | 0 | 0 | 0 | 0 | 0 | 0 | 0 | 0 | 0 | 0 | 0 | 0 | 1 | 0 | 0 | 0 | 0 | 0 | 0 | 1 | 0 | 0 | 0 | 0 | 0 | 0 | 0 | 0 | 0 | 0 | 0 | 0 | 0 | 0 | 0 | 0 | 0 | 0 | 0 | 0 | 0 | 0 | 0 | 0 | 0 | 0 | 0 | 0 | 0 | 0 | 0 | 0 | 0 | 0 | 0 | 0 | 1 | 1 |  | 0 | 0 | 0 | 0 | 0 | 0 | 0 | 0 | 0 | 0 | 0 | 0 | 0 | 0 | 0 | 0 | 0 | 0 | 0 | 0 | 0 | 0 | 0 | 0 | 0 | 0 | 0 | 0 | 0 | 0 | 1 | 0 | 0 | 0 | 0 | 0 | -1184.5215 | 933.1939 | 4193.782 | Tesla-Bellota 230 kV line | Tesla-Bellota 230 kV line | Tesla-Bellota 230 kV line |  | 0 | 1 | 0 | 0 | 0 | 0 | -884.5215 | 1037.76 | 4193.782 | Tesla-Bellota 230 kV line | NEW-Metcalf-Mosslanding 500kV | Tesla-Bellota 230 kV line |  | 5 | 4 | YES | 4 | 1 | 1 | NO | 1
SCE Northern | Vestal | 230 | 1 | 0 | 1 | 0 | 0 | 1 | 1 | 0 | 0 | 0 | 0 | 0 | 0 | 0 | 0 | 0 | 0 | 0 | 0 | 0 | 0 | 0 | 0 | 0 | 0 | 0 | 0 | 0 | 0 | 0 | 0 | 0 | 0 | 0 | 0 | 0 | 0 | 0 | 0 | 0 | 0 | 0 | 0 | 0 | 0 | 0 | 0 | 0 | 0 | 0 | 0 | 0 | 0 | 0 | 0 | 0 | 0 | 0 | 0 | 0 | 0 | 0 | 0 | 0 | 0 | 0 | 0 | 0 | 0 | 0 | 0 | 0 | 0 | 0 | 0 | 0 | 0 | 0 | 0 | 0 | 0 | 0 | 0 | 0 | 0 | 0 | 0 | 0 | 0 | 0 | 0 | 0 | 0 | 0 | 0 | 0 | 0 | 0 |  | 0 | 0 | 0 | 0 | 0 | 0 | 0 | 0 | 0 | 300 | 0 | 180 | 0 | 0 | 1 | 0 | 0 | 0 | 0 | 0 | 0 | 0 | 0 | 0 | 425 | 275 | 290 | 100 | 0 | 1 | 0 | 0 | 0 | 0 | 0 | 0 | 3.65 | 2.5 | 1345.64 | North of Magunden Constraint | North of Magunden Constraint | North of Magunden Constraint |  | 0 | 0 | 0 | 0 | 0 | 0 | 3.65 | 2.5 | 1345.64 | North of Magunden Constraint | North of Magunden Constraint | North of Magunden Constraint |  | 1 | 1 | NO | 1 | 1 | 1 | NO | 1
SCE Northern | Vestal | 66 | 1 | 0 | 1 | 0 | 0 | 1 | 1 | 0 | 0 | 0 | 0 | 0 | 0 | 0 | 0 | 0 | 0 | 0 | 0 | 0 | 0 | 0 | 0 | 0 | 0 | 0 | 0 | 0 | 0 | 0 | 0 | 0 | 0 | 0 | 0 | 0 | 0 | 0 | 0 | 0 | 0 | 0 | 0 | 0 | 0 | 0 | 0 | 0 | 0 | 0 | 0 | 0 | 0 | 0 | 0 | 0 | 0 | 0 | 0 | 0 | 0 | 0 | 0 | 0 | 0 | 0 | 0 | 0 | 0 | 0 | 0 | 0 | 0 | 0 | 0 | 0 | 0 | 0 | 0 | 0 | 0 | 0 | 0 | 0 | 0 | 0 | 0 | 0 | 0 | 0 | 0 | 0 | 0 | 0 | 0 | 0 | 0 | 0 |  | 0 | 0 | 0 | 0 | 0 | 0 | 0 | 0 | 0 | 0 | 0 | 0 | 0 | 0 | 0 | 0 | 0 | 0 | 0 | 0 | 0 | 0 | 0 | 0 | 0 | 0 | 80 | 0 | 0 | 1 | 0 | 0 | 0 | 0 | 0 | 0 | 3.65 | 2.5 | 1345.64 | North of Magunden Constraint | North of Magunden Constraint | North of Magunden Constraint |  | 0 | 0 | 0 | 0 | 0 | 0 | 3.65 | 2.5 | 1345.64 | North of Magunden Constraint | North of Magunden Constraint | North of Magunden Constraint |  | 1 | 1 | NO | 1 | 1 | 1 | NO | 1
SCE NOL | Victor | 115 | 0 | 0 | 0 | 0 | 0 | 0 | 0 | 0 | 0 | 0 | 0 | 0 | 1 | 1 | 0 | 0 | 0 | 0 | 0 | 0 | 0 | 0 | 0 | 0 | 0 | 0 | 0 | 0 | 0 | 0 | 0 | 0 | 0 | 0 | 0 | 0 | 0 | 0 | 0 | 0 | 0 | 0 | 0 | 0 | 0 | 0 | 0 | 0 | 0 | 0 | 0 | 0 | 0 | 0 | 0 | 0 | 0 | 0 | 0 | 0 | 0 | 0 | 0 | 0 | 0 | 0 | 0 | 0 | 0 | 0 | 0 | 0 | 0 | 0 | 0 | 0 | 0 | 0 | 0 | 0 | 0 | 0 | 0 | 0 | 0 | 0 | 0 | 0 | 0 | 0 | 0 | 0 | 0 | 0 | 0 | 0 | 0 | 2 |  | 0 | 0 | 0 | 0 | 0 | 0 | 0 | 0 | 0 | 0 | 0 | 0 | 0 | 0 | 0 | 0 | 0 | 0 | 0 | 0 | 0 | 0 | 0 | 7 | 0 | 115 | 0 | 20 | 0 | 1 | 0 | 0 | 0 | 0 | 0 | 0 | 232.94 | 1.45 | 1352.8838 | Lugo Transformer Area Constraint | Lugo Transformer Area Constraint | Lugo Transformer Area Constraint |  | 0 | 0 | 0 | 0 | 0 | 0 | 232.94 | 1.45 | 1352.8838 | Lugo Transformer Area Constraint | Lugo Transformer Area Constraint | Lugo Transformer Area Constraint |  | 1 | 1 | NO | 1 | 1 | 1 | NO | 1
SCE NOL | Victor | 230 | 0 | 0 | 0 | 0 | 0 | 0 | 0 | 0 | 0 | 0 | 0 | 0 | 1 | 1 | 0 | 0 | 0 | 0 | 0 | 0 | 0 | 0 | 0 | 0 | 0 | 0 | 0 | 0 | 0 | 0 | 0 | 0 | 0 | 0 | 0 | 0 | 0 | 0 | 0 | 0 | 0 | 0 | 0 | 0 | 0 | 0 | 0 | 0 | 0 | 0 | 0 | 0 | 0 | 0 | 0 | 0 | 0 | 0 | 0 | 0 | 0 | 0 | 0 | 0 | 0 | 0 | 0 | 0 | 0 | 0 | 0 | 0 | 0 | 0 | 0 | 0 | 0 | 0 | 0 | 0 | 0 | 0 | 0 | 0 | 0 | 0 | 0 | 0 | 0 | 0 | 0 | 0 | 0 | 0 | 0 | 0 | 0 | 2 |  | 0 | 0 | 0 | 0 | 0 | 0 | 0 | 0 | 0 | 0 | 0 | 0 | 0 | 0 | 0 | 0 | 0 | 0 | 0 | 0 | 0 | 0 | 0 | 5 | 0 | 0 | 0 | 0 | 0 | 1 | 0 | 0 | 0 | 0 | 0 | 0 | 232.94 | 1.45 | 1352.8838 | Lugo Transformer Area Constraint | Lugo Transformer Area Constraint | Lugo Transformer Area Constraint |  | 0 | 0 | 0 | 0 | 0 | 0 | 232.94 | 1.45 | 1352.8838 | Lugo Transformer Area Constraint | Lugo Transformer Area Constraint | Lugo Transformer Area Constraint |  | 1 | 1 | NO | 1 | 1 | 1 | NO | 1
SCE Metro | Viejo | 230 | 0 | 0 | 0 | 0 | 0 | 0 | 0 | 0 | 0 | 1 | 0 | 0 | 0 | 0 | 0 | 0 | 0 | 0 | 0 | 0 | 0 | 0 | 0 | 0 | 0 | 0 | 0 | 0 | 0 | 0 | 0 | 0 | 0 | 0 | 0 | 0 | 0 | 0 | 0 | 0 | 0 | 0 | 0 | 0 | 0 | 0 | 0 | 0 | 0 | 0 | 0 | 0 | 0 | 0 | 0 | 0 | 0 | 0 | 0 | 0 | 0 | 0 | 0 | 0 | 0 | 0 | 0 | 0 | 0 | 0 | 0 | 0 | 0 | 0 | 0 | 0 | 0 | 0 | 0 | 0 | 0 | 0 | 0 | 0 | 0 | 0 | 0 | 0 | 0 | 0 | 0 | 0 | 0 | 0 | 0 | 0 | 0 | 0 |  | 0 | 0 | 0 | 0 | 0 | 0 | 0 | 0 | 0 | 0 | 0 | 0 | 0 | 0 | 0 | 0 | 0 | 0 | 0 | 0 | 0 | 0 | 0 | 0 | 0 | 0 | 0 | 0 | 0 | 0 | 0 | 0 | 0 | 0 | 0 | 0 | 9141.6 | 11076.2 | 14650.5055 | SCE Metro Area Default Constraint | SCE Metro Area Default Constraint | SCE Metro Area Default Constraint |  | 0 | 0 | 0 | 0 | 0 | 0 | 9141.6 | 11076.2 | 14650.5055 | SCE Metro Area Default Constraint | SCE Metro Area Default Constraint | SCE Metro Area Default Constraint |  | 1 | 1 | NO | 1 | 1 | 1 | NO | 1
PG&E GBA | Vierra | 115 | 0 | 0 | 0 | 0 | 0 | 0 | 0 | 0 | 0 | 0 | 0 | 0 | 0 | 0 | 0 | 0 | 0 | 0 | 0 | 0 | 0 | 0 | 0 | 0 | 0 | 0 | 0 | 0 | 0 | 0 | 0 | 0 | 0 | 0 | 0 | 0 | 0 | 0 | 0 | 0 | 0 | 0 | 0 | 0 | 0 | 1 | 0 | 0 | 0 | 0 | 0 | 0 | 0 | 0 | 0 | 1 | 0 | 1 | 0 | 1 | 0 | 0 | 0 | 0 | 0 | 1 | 0 | 0 | 0 | 0 | 0 | 0 | 0 | 0 | 0 | 0 | 0 | 0 | 0 | 0 | 0 | 0 | 0 | 0 | 0 | 0 | 0 | 0 | 0 | 0 | 0 | 0 | 0 | 0 | 0 | 0 | 0 | 0 |  | 0 | 0 | 0 | 0 | 0 | 0 | 0 | 0 | 0 | 0 | 0 | 0 | 0 | 0 | 0 | 0 | 0 | 0 | 0 | 0 | 0 | 0 | 0 | 2.975 | 0 | 0 | 92 | 0 | 0 | 1 | 2 | 0 | 1 | 0 | 0 | 0 | -1184.5215 | -212.6541 | 653.3714 | Tesla-Bellota 230 kV line | Bellota-Weber 230kV line | Kasson Jct-Heinz 115 kV line |  | 0 | 2 | 0 | 0 | 0 | 0 | -884.5215 | 201.2909 | 653.3714 | Tesla-Bellota 230 kV line | Kasson Jct-Heinz 115 kV line | Kasson Jct-Heinz 115 kV line |  | 5 | 4 | YES | 4 | 1 | 1 | NO | 1
SCE Metro | Villa Park | 230 | 0 | 0 | 0 | 0 | 0 | 0 | 0 | 0 | 0 | 1 | 0 | 0 | 0 | 0 | 0 | 0 | 0 | 0 | 0 | 0 | 0 | 0 | 0 | 0 | 0 | 0 | 0 | 0 | 0 | 0 | 0 | 0 | 0 | 0 | 0 | 0 | 0 | 0 | 0 | 0 | 0 | 0 | 0 | 0 | 0 | 0 | 0 | 0 | 0 | 0 | 0 | 0 | 0 | 0 | 0 | 0 | 0 | 0 | 0 | 0 | 0 | 0 | 0 | 0 | 0 | 0 | 0 | 0 | 0 | 0 | 0 | 0 | 0 | 0 | 0 | 0 | 0 | 0 | 0 | 0 | 0 | 0 | 0 | 0 | 0 | 0 | 0 | 0 | 0 | 0 | 0 | 0 | 0 | 0 | 0 | 0 | 0 | 0 |  | 0 | 0 | 0 | 0 | 0 | 0 | 0 | 0 | 0 | 0 | 0 | 0 | 0 | 0 | 0 | 0 | 0 | 0 | 0 | 0 | 0 | 0 | 0 | 0 | 0 | 0 | 0 | 0 | 0 | 0 | 0 | 0 | 0 | 0 | 0 | 0 | 9141.6 | 11076.2 | 14650.5055 | SCE Metro Area Default Constraint | SCE Metro Area Default Constraint | SCE Metro Area Default Constraint |  | 0 | 0 | 0 | 0 | 0 | 0 | 9141.6 | 11076.2 | 14650.5055 | SCE Metro Area Default Constraint | SCE Metro Area Default Constraint | SCE Metro Area Default Constraint |  | 1 | 1 | NO | 1 | 1 | 1 | NO | 1
SCE Northern | Vincent | 230 | 0 | 1 | 0 | 0 | 0 | 0 | 0 | 0 | 0 | 0 | 0 | 0 | 0 | 0 | 0 | 0 | 0 | 0 | 0 | 0 | 0 | 0 | 0 | 0 | 0 | 0 | 0 | 0 | 0 | 0 | 0 | 0 | 0 | 0 | 0 | 0 | 0 | 0 | 0 | 0 | 0 | 0 | 0 | 0 | 0 | 0 | 0 | 0 | 0 | 0 | 0 | 0 | 0 | 0 | 0 | 0 | 0 | 0 | 0 | 0 | 0 | 0 | 0 | 0 | 0 | 0 | 0 | 0 | 0 | 0 | 0 | 0 | 0 | 0 | 0 | 0 | 0 | 0 | 0 | 0 | 0 | 0 | 0 | 0 | 0 | 0 | 0 | 0 | 0 | 0 | 0 | 0 | 0 | 0 | 0 | 0 | 0 | 0 |  | 0 | 0 | 0 | 0 | 0 | 0 | 0 | 0 | 0 | 0 | 0 | 0 | 0 | 0 | 0 | 0 | 0 | 0 | 0 | 0 | 0 | 0 | 0 | 0 | 125 | 925 | 399 | 475 | 0 | 1 | 0 | 0 | 0 | 0 | 0 | 0 | 2996.225 | 3860.46 | 8230.015 | Vincent-Lugo Constraint | Vincent-Lugo Constraint | Vincent-Lugo Constraint |  | 0 | 0 | 0 | 0 | 0 | 0 | 4996.225 | 5860.46 | 8230.015 | Vincent-Lugo Constraint | Vincent-Lugo Constraint | Vincent-Lugo Constraint |  | 1 | 1 | NO | 1 | 1 | 1 | NO | 1
SCE Northern | Vincent | 500 | 0 | 1 | 0 | 0 | 0 | 0 | 0 | 0 | 0 | 0 | 0 | 0 | 0 | 0 | 0 | 0 | 0 | 0 | 0 | 0 | 0 | 0 | 0 | 0 | 0 | 0 | 0 | 0 | 0 | 0 | 0 | 0 | 0 | 0 | 0 | 0 | 0 | 0 | 0 | 0 | 0 | 0 | 0 | 0 | 0 | 0 | 0 | 0 | 0 | 0 | 0 | 0 | 0 | 0 | 0 | 0 | 0 | 0 | 0 | 0 | 0 | 0 | 0 | 0 | 0 | 0 | 0 | 0 | 0 | 0 | 0 | 0 | 0 | 0 | 0 | 0 | 0 | 0 | 0 | 0 | 0 | 0 | 0 | 0 | 0 | 0 | 0 | 0 | 0 | 0 | 0 | 0 | 0 | 0 | 0 | 0 | 0 | 0 |  | 0 | 0 | 0 | 0 | 0 | 0 | 0 | 0 | 0 | 0 | 0 | 0 | 0 | 0 | 0 | 0 | 0 | 0 | 0 | 0 | 0 | 0 | 0 | 0 | 0 | 0 | 0 | 0 | 0 | 0 | 0 | 0 | 0 | 0 | 0 | 0 | 2996.225 | 3860.46 | 8230.015 | Vincent-Lugo Constraint | Vincent-Lugo Constraint | Vincent-Lugo Constraint |  | 0 | 0 | 0 | 0 | 0 | 0 | 4996.225 | 5860.46 | 8230.015 | Vincent-Lugo Constraint | Vincent-Lugo Constraint | Vincent-Lugo Constraint |  | 1 | 1 | NO | 1 | 1 | 1 | NO | 1
PG&E GBA | Vineyard | 230 | 0 | 0 | 0 | 0 | 0 | 0 | 0 | 0 | 0 | 0 | 0 | 0 | 0 | 0 | 0 | 0 | 0 | 0 | 0 | 0 | 0 | 0 | 0 | 0 | 0 | 0 | 0 | 0 | 0 | 0 | 0 | 0 | 0 | 0 | 0 | 0 | 0 | 0 | 0 | 1 | 0 | 0 | 0 | 0 | 0 | 0 | 0 | 0 | 0 | 0 | 0 | 0 | 0 | 0 | 0 | 1 | 0 | 0 | 0 | 1 | 0 | 0 | 0 | 0 | 0 | 0 | 1 | 0 | 0 | 0 | 0 | 0 | 0 | 0 | 0 | 0 | 0 | 0 | 0 | 0 | 0 | 0 | 0 | 0 | 0 | 0 | 0 | 0 | 0 | 0 | 0 | 0 | 0 | 0 | 0 | 0 | 0 | 0 |  | 0 | 0 | 0 | 0 | 0 | 0 | 0 | 0 | 0 | 0 | 0 | 0 | 0 | 0 | 0 | 0 | 0 | 0 | 0 | 0 | 0 | 0 | 0 | 0 | 0 | 0 | 0 | 0 | 0 | 0 | 2 | 0 | 1 | 0 | 0 | 0 | -1184.5215 | -217.477 | 718.102 | Tesla-Bellota 230 kV line | Birds Landing-Contra Costa 230kV Line | Birds Landing-Contra Costa 230kV Line |  | 0 | 1 | 0 | 0 | 0 | 0 | -884.5215 | 1233.1939 | 718.102 | Tesla-Bellota 230 kV line | Tesla-Bellota 230 kV line | Birds Landing-Contra Costa 230kV Line |  | 5 | 4 | YES | 4 | 1 | 1 | NO | 1
SDGE | Vineyard | 69 | 0 | 0 | 0 | 0 | 0 | 0 | 0 | 0 | 0 | 0 | 0 | 0 | 0 | 0 | 0 | 0 | 0 | 0 | 0 | 0 | 0 | 0 | 0 | 0 | 0 | 0 | 0 | 0 | 0 | 0 | 1 | 0 | 1 | 0 | 0 | 0 | 1 | 0 | 0 | 0 | 0 | 0 | 0 | 0 | 0 | 0 | 0 | 0 | 0 | 0 | 0 | 0 | 0 | 0 | 0 | 0 | 0 | 0 | 0 | 0 | 0 | 0 | 0 | 0 | 0 | 0 | 0 | 0 | 0 | 0 | 0 | 0 | 0 | 0 | 0 | 0 | 0 | 0 | 0 | 0 | 0 | 0 | 0 | 0 | 0 | 0 | 0 | 0 | 0 | 0 | 0 | 0 | 0 | 0 | 0 | 0 | 0 | 3 |  | 0 | 0 | 0 | 0 | 0 | 0 | 0 | 0 | 0 | 0 | 0 | 0 | 0 | 0 | 0 | 0 | 0 | 0 | 0 | 0 | 0 | 0 | 0 | 0 | 0 | 0 | 0 | 0 | 0 | 0 | 0 | 0 | 0 | 0 | 0 | 0 | 54.76 | 1197.97 | 1601.1044 | San Luis Rey-San Onofre 230 kV line constraint | Silvergate-Old Town 230 kV constraint | Silvergate-Old Town 230 kV constraint |  | 0 | 0 | 0 | 0 | 0 | 0 | 54.76 | 1197.97 | 1601.1044 | San Luis Rey-San Onofre 230 kV line constraint | Silvergate-Old Town 230 kV constraint | Silvergate-Old Town 230 kV constraint |  | 1 | 1 | NO | 1 | 1 | 1 | NO | 1
SCE Eastern | Vista (SCE) | 230 | 0 | 0 | 0 | 0 | 0 | 0 | 0 | 0 | 0 | 0 | 0 | 0 | 0 | 0 | 0 | 0 | 0 | 0 | 0 | 1 | 0 | 1 | 0 | 0 | 0 | 0 | 0 | 0 | 0 | 0 | 0 | 0 | 0 | 0 | 0 | 0 | 0 | 0 | 0 | 0 | 0 | 0 | 0 | 0 | 0 | 0 | 0 | 0 | 0 | 0 | 0 | 0 | 0 | 0 | 0 | 0 | 0 | 0 | 0 | 0 | 0 | 0 | 0 | 0 | 0 | 0 | 0 | 0 | 0 | 0 | 0 | 0 | 0 | 0 | 0 | 0 | 0 | 0 | 0 | 0 | 0 | 0 | 0 | 0 | 0 | 0 | 0 | 0 | 0 | 0 | 0 | 0 | 0 | 0 | 0 | 0 | 0 | 1 |  | 0 | -2.6 | 0 | 0 | 0 | 0 | 0 | 0 | 0 | 0 | 0 | 0 | 0 | 0 | 1 | 0 | 0 | 0 | 0 | 0 | 0 | 0 | 0 | 0 | 0 | 0 | 200 | 0 | 0 | 1 | 0 | 2 | 0 | 0 | 0 | 0 | -9.58 | 2154.975 | 8508.295 | Serrano-Alberhill-Valley Constraint | Serrano-Alberhill-Valley Constraint | Serrano-Alberhill-Valley Constraint |  | 0 | 2 | 0 | 0 | 0 | 0 | -9.58 | 2154.975 | 8508.295 | Serrano-Alberhill-Valley Constraint | Serrano-Alberhill-Valley Constraint | Serrano-Alberhill-Valley Constraint |  | 3 | 3 | NO | 3 | 1 | 1 | NO | 1
EOP | Vista (VEA) | 138 | 0 | 0 | 0 | 0 | 0 | 0 | 0 | 0 | 0 | 0 | 0 | 0 | 0 | 0 | 0 | 0 | 0 | 0 | 0 | 0 | 0 | 0 | 1 | 1 | 1 | 0 | 0 | 0 | 0 | 0 | 0 | 0 | 0 | 0 | 0 | 0 | 0 | 0 | 0 | 0 | 0 | 0 | 0 | 0 | 0 | 0 | 0 | 0 | 0 | 0 | 0 | 0 | 0 | 0 | 0 | 0 | 0 | 0 | 0 | 0 | 0 | 0 | 0 | 0 | 0 | 0 | 0 | 0 | 0 | 0 | 0 | 0 | 0 | 0 | 0 | 0 | 0 | 0 | 0 | 0 | 0 | 0 | 0 | 0 | 0 | 0 | 0 | 0 | 0 | 0 | 0 | 0 | 0 | 0 | 0 | 0 | 0 | 2 |  | 0 | 0 | 0 | 0 | 0 | 0 | 0 | 0 | 0 | 0 | 0 | 0 | 0 | 0 | 0 | 0 | 0 | 0 | 0 | 0 | 0 | 0 | 0 | 0 | 0 | 0 | 0 | 0 | 0 | 0 | 1 | 1 | 1 | 0 | 0 | 0 | -3041.755 | -297.01 | 876.53 | Lugo - Victorville area constraint | Lugo - Victorville area constraint | GLW 230kV area constraint |  | 0 | 1 | 0 | 0 | 0 | 0 | -362.03 | 49.37 | 876.53 | Sloan Canyon - Eldorado 500 kV constraint | Sloan Canyon - Eldorado 500 kV constraint | GLW 230kV area constraint |  | 5 | 4 | YES | 4 | 1 | 1 | NO | 1
EOP | Vista (VEA) | 230 | 0 | 0 | 0 | 0 | 0 | 0 | 0 | 0 | 0 | 0 | 0 | 0 | 0 | 0 | 0 | 0 | 0 | 0 | 0 | 0 | 0 | 0 | 1 | 1 | 1 | 0 | 0 | 0 | 0 | 0 | 0 | 0 | 0 | 0 | 0 | 0 | 0 | 0 | 0 | 0 | 0 | 0 | 0 | 0 | 0 | 0 | 0 | 0 | 0 | 0 | 0 | 0 | 0 | 0 | 0 | 0 | 0 | 0 | 0 | 0 | 0 | 0 | 0 | 0 | 0 | 0 | 0 | 0 | 0 | 0 | 0 | 0 | 0 | 0 | 0 | 0 | 0 | 0 | 0 | 0 | 0 | 0 | 0 | 0 | 0 | 0 | 0 | 0 | 0 | 0 | 0 | 0 | 0 | 0 | 0 | 0 | 0 | 2 |  | 0 | 0 | 0 | 0 | 0 | 0 | 0 | 0 | 0 | 0 | 0 | 0 | 0 | 0 | 0 | 0 | 0 | 0 | 0 | 0 | 0 | 0 | 0 | 0 | 150 | 50 | 0 | 40 | 0 | 1 | 1 | 1 | 1 | 0 | 0 | 0 | -3041.755 | -297.01 | 876.53 | Lugo - Victorville area constraint | Lugo - Victorville area constraint | GLW 230kV area constraint |  | 0 | 1 | 0 | 0 | 0 | 0 | -362.03 | 49.37 | 876.53 | Sloan Canyon - Eldorado 500 kV constraint | Sloan Canyon - Eldorado 500 kV constraint | GLW 230kV area constraint |  | 5 | 4 | YES | 4 | 1 | 1 | NO | 1
PG&E FRESNO | Wahtoke | 115 | 0 | 0 | 0 | 0 | 0 | 0 | 0 | 0 | 0 | 0 | 0 | 0 | 0 | 0 | 0 | 0 | 0 | 0 | 0 | 0 | 0 | 0 | 0 | 0 | 0 | 0 | 0 | 0 | 0 | 0 | 0 | 0 | 0 | 0 | 0 | 0 | 0 | 0 | 0 | 0 | 0 | 0 | 0 | 0 | 0 | 0 | 0 | 0 | 0 | 0 | 0 | 0 | 0 | 0 | 0 | 0 | 0 | 0 | 0 | 0 | 0 | 0 | 0 | 0 | 0 | 0 | 0 | 0 | 1 | 0 | 0 | 0 | 0 | 0 | 0 | 0 | 0 | 0 | 0 | 1 | 0 | 1 | 0 | 1 | 0 | 1 | 0 | 0 | 0 | 0 | 0 | 0 | 0 | 0 | 0 | 0 | 0 | 1 |  | 0 | 0 | 0 | 0 | 0 | 0 | 0 | 0 | 0 | 0 | 0 | 0 | 0 | 0 | 0 | 0 | 0 | 0 | 0 | 0 | 0 | 0 | 0 | 0 | 0 | 0 | 0 | 0 | 0 | 0 | 3 | 0 | 1 | 0 | 0 | 0 | -794.9 | -478 | 140.2426 | Chowchilla-Le grand 115kV Line | Chowchilla-Le grand 115kV Line | Chowchilla-Le grand 115kV Line |  | 2 | 0 | 0 | 0 | 0 | 0 | -314.8 | 209.845 | 333.1455 | Tranquility-Helm 230kV Line | Tranquility-Helm 230kV Line | Gates 500/230kV TB #11 |  | 5 | 5 | NO | 5 | 1 | 1 | NO | 1
SCE Northern | Wakefield | 66 | 0 | 0 | 1 | 0 | 1 | 0 | 0 | 0 | 0 | 0 | 0 | 0 | 0 | 0 | 0 | 0 | 0 | 0 | 0 | 0 | 0 | 0 | 0 | 0 | 1 | 0 | 0 | 0 | 0 | 0 | 0 | 0 | 0 | 0 | 0 | 0 | 0 | 0 | 0 | 0 | 0 | 0 | 0 | 0 | 0 | 0 | 0 | 0 | 0 | 0 | 0 | 0 | 0 | 0 | 0 | 0 | 0 | 0 | 0 | 0 | 0 | 0 | 0 | 0 | 0 | 0 | 0 | 0 | 0 | 0 | 0 | 0 | 0 | 0 | 0 | 0 | 0 | 0 | 0 | 0 | 0 | 0 | 0 | 0 | 0 | 0 | 0 | 0 | 0 | 0 | 0 | 0 | 0 | 0 | 0 | 0 | 0 | 0 |  | 0 | 0 | 0 | 0 | 0 | 0 | 0 | 0 | 0 | 0 | 0 | 15 | 0 | 0 | 1 | 0 | 0 | 0 | 0 | 0 | 0 | 0 | 0 | 0 | 0 | 0 | 30 | 0 | 0 | 1 | 1 | 0 | 1 | 0 | 0 | 0 | -3041.755 | -297.01 | 3343.045 | Lugo - Victorville area constraint | Lugo - Victorville area constraint | Lugo - Victorville area constraint |  | 0 | 0 | 0 | 0 | 0 | 0 | 87 | 519.5 | 3390.5 | Moorpark-Pardee Constraint | Moorpark-Pardee Constraint | Moorpark-Pardee Constraint |  | 5 | 1 | YES | 2 | 1 | 1 | NO | 1
SCE Metro | Walnut | 230 | 0 | 0 | 0 | 0 | 0 | 0 | 0 | 0 | 0 | 1 | 0 | 0 | 0 | 0 | 0 | 0 | 0 | 0 | 0 | 0 | 0 | 0 | 0 | 0 | 0 | 0 | 0 | 0 | 0 | 0 | 0 | 0 | 0 | 0 | 0 | 0 | 0 | 0 | 0 | 0 | 0 | 0 | 0 | 0 | 0 | 0 | 0 | 0 | 0 | 0 | 0 | 0 | 0 | 0 | 0 | 0 | 0 | 0 | 0 | 0 | 0 | 0 | 0 | 0 | 0 | 0 | 0 | 0 | 0 | 0 | 0 | 0 | 0 | 0 | 0 | 0 | 0 | 0 | 0 | 0 | 0 | 0 | 0 | 0 | 0 | 0 | 0 | 0 | 0 | 0 | 0 | 0 | 0 | 0 | 0 | 0 | 0 | 0 |  | 0 | 0 | 0 | 0 | 0 | 0 | 0 | 0 | 0 | 0 | 0 | 0 | 0 | 0 | 0 | 0 | 0 | 0 | 0 | 0 | 0 | 0 | 0 | 0 | 0 | 0 | 400 | 0 | 0 | 1 | 0 | 0 | 0 | 0 | 0 | 0 | 9141.6 | 11076.2 | 14650.5055 | SCE Metro Area Default Constraint | SCE Metro Area Default Constraint | SCE Metro Area Default Constraint |  | 0 | 0 | 0 | 0 | 0 | 0 | 9141.6 | 11076.2 | 14650.5055 | SCE Metro Area Default Constraint | SCE Metro Area Default Constraint | SCE Metro Area Default Constraint |  | 1 | 1 | NO | 1 | 1 | 1 | NO | 1
SCE Northern | Warne | 230 | 0 | 0 | 1 | 0 | 0 | 0 | 1 | 0 | 0 | 0 | 0 | 0 | 0 | 0 | 0 | 0 | 0 | 0 | 0 | 0 | 0 | 0 | 0 | 0 | 1 | 0 | 0 | 0 | 0 | 0 | 0 | 0 | 0 | 0 | 0 | 0 | 0 | 0 | 0 | 0 | 0 | 0 | 0 | 0 | 0 | 0 | 0 | 0 | 0 | 0 | 0 | 0 | 0 | 0 | 0 | 0 | 0 | 0 | 0 | 0 | 0 | 0 | 0 | 0 | 0 | 0 | 0 | 0 | 0 | 0 | 0 | 0 | 0 | 0 | 0 | 0 | 0 | 0 | 0 | 0 | 0 | 0 | 0 | 0 | 0 | 0 | 0 | 0 | 0 | 0 | 0 | 0 | 0 | 0 | 0 | 0 | 0 | 0 |  | 0 | 0 | 0 | 0 | 0 | 0 | 0 | 0 | 0 | 0 | 0 | 0 | 0 | 0 | 0 | 0 | 0 | 0 | 0 | 0 | 0 | 0 | 0 | 0 | 0 | 0 | 0 | 0 | 0 | 0 | 1 | 0 | 1 | 0 | 0 | 0 | -3041.755 | -297.01 | 1955.79 | Lugo - Victorville area constraint | Lugo - Victorville area constraint | South of Magunden Constraint |  | 0 | 0 | 0 | 0 | 0 | 0 | 24.65 | 63.5 | 1955.79 | South of Magunden Constraint | South of Magunden Constraint | South of Magunden Constraint |  | 5 | 1 | YES | 2 | 1 | 1 | NO | 1
PG&E GBA | Warnerville | 230 | 0 | 0 | 0 | 0 | 0 | 0 | 0 | 0 | 0 | 0 | 0 | 0 | 0 | 0 | 0 | 0 | 0 | 0 | 0 | 0 | 0 | 0 | 0 | 0 | 0 | 0 | 0 | 0 | 0 | 0 | 0 | 0 | 0 | 0 | 0 | 0 | 0 | 0 | 0 | 0 | 0 | 0 | 0 | 0 | 0 | 1 | 0 | 0 | 0 | 0 | 0 | 0 | 0 | 0 | 0 | 0 | 0 | 0 | 0 | 1 | 1 | 0 | 0 | 0 | 0 | 0 | 0 | 0 | 0 | 0 | 0 | 0 | 0 | 0 | 0 | 0 | 0 | 0 | 1 | 1 | 0 | 1 | 1 | 0 | 1 | 0 | 0 | 1 | 1 | 1 | 0 | 0 | 1 | 0 | 0 | 0 | 0 | 1 |  | 0 | 0 | 0 | 0 | 0 | 0 | 0 | 0 | 0 | 0 | 0 | 0 | 0 | 0 | 0 | 0 | 0 | 0 | 0 | 0 | 0 | 0 | 0 | 0 | 0 | 0 | 0 | 0 | 0 | 0 | 5 | 0 | 2 | 0 | 1 | 0 | -1662.7 | -1176 | -369.3748 | Borden-Storey #1 230kV line | Borden-Storey #1 230kV line | Gates 500/230kV TB #12 |  | 2 | 3 | 0 | 0 | 1 | 0 | -884.5215 | 71 | -369.3748 | Tesla-Bellota 230 kV line | Borden-Storey #1 230kV line | Gates 500/230kV TB #12 |  | 5 | 5 | NO | 5 | 5 | 5 | NO | 5
PG&E FRESNO | Waukena | 115 | 0 | 0 | 0 | 0 | 0 | 0 | 0 | 0 | 0 | 0 | 0 | 0 | 0 | 0 | 0 | 0 | 0 | 0 | 0 | 0 | 0 | 0 | 0 | 0 | 0 | 0 | 0 | 0 | 0 | 0 | 0 | 0 | 0 | 0 | 0 | 0 | 0 | 0 | 0 | 0 | 0 | 0 | 0 | 0 | 0 | 0 | 0 | 0 | 0 | 0 | 0 | 0 | 0 | 0 | 0 | 0 | 0 | 0 | 0 | 0 | 0 | 0 | 0 | 0 | 0 | 0 | 0 | 0 | 1 | 0 | 0 | 0 | 0 | 0 | 0 | 0 | 0 | 0 | 0 | 1 | 0 | 1 | 0 | 1 | 0 | 1 | 0 | 0 | 0 | 0 | 0 | 0 | 0 | 0 | 0 | 0 | 0 | 1 |  | 0 | 0 | 0 | 0 | 0 | 0 | 0 | 0 | 0 | 0 | 0 | 0 | 0 | 0 | 0 | 0 | 0 | 0 | 0 | 0 | 0 | 0 | 0 | 0 | 0 | 0 | 0 | 0 | 0 | 0 | 3 | 0 | 1 | 0 | 0 | 0 | -794.9 | -478 | 140.2426 | Chowchilla-Le grand 115kV Line | Chowchilla-Le grand 115kV Line | Chowchilla-Le grand 115kV Line |  | 2 | 0 | 0 | 0 | 0 | 0 | -314.8 | 209.845 | 333.1455 | Tranquility-Helm 230kV Line | Tranquility-Helm 230kV Line | Gates 500/230kV TB #11 |  | 5 | 5 | NO | 5 | 1 | 1 | NO | 1
PG&E GBA | Weber | 230 | 0 | 0 | 0 | 0 | 0 | 0 | 0 | 0 | 0 | 0 | 0 | 0 | 0 | 0 | 0 | 0 | 0 | 0 | 0 | 0 | 0 | 0 | 0 | 0 | 0 | 0 | 0 | 0 | 0 | 0 | 0 | 0 | 0 | 0 | 0 | 0 | 0 | 0 | 0 | 0 | 0 | 0 | 0 | 0 | 0 | 1 | 0 | 0 | 0 | 0 | 0 | 0 | 0 | 0 | 0 | 0 | 0 | 0 | 0 | 1 | 1 | 0 | 0 | 0 | 0 | 0 | 0 | 0 | 0 | 0 | 0 | 0 | 0 | 0 | 0 | 0 | 0 | 0 | 0 | 0 | 0 | 0 | 0 | 0 | 0 | 0 | 0 | 0 | 0 | 0 | 0 | 0 | 0 | 0 | 0 | 0 | 0 | 0 |  | 0 | 0 | 0 | 0 | 0 | 0 | 0 | 0 | 0 | 0 | 0 | 0 | 0 | 0 | 0 | 0 | 0 | 0 | 0 | 0 | 0 | 0 | 0 | 0 | 0 | 0 | 0 | 0 | 0 | 0 | 2 | 0 | 1 | 0 | 0 | 0 | -1184.5215 | -212.6541 | 2570.2022 | Tesla-Bellota 230 kV line | Bellota-Weber 230kV line | Bellota-Weber 230kV line |  | 0 | 2 | 0 | 0 | 0 | 0 | -884.5215 | 247.3459 | 2570.2022 | Tesla-Bellota 230 kV line | Bellota-Weber 230kV line | Bellota-Weber 230kV line |  | 5 | 4 | YES | 4 | 1 | 1 | NO | 1
PG&E GBA | Weber | 60 | 0 | 0 | 0 | 0 | 0 | 0 | 0 | 0 | 0 | 0 | 0 | 0 | 0 | 0 | 0 | 0 | 0 | 0 | 0 | 0 | 0 | 0 | 0 | 0 | 0 | 0 | 0 | 0 | 0 | 0 | 0 | 0 | 0 | 0 | 0 | 0 | 0 | 0 | 0 | 0 | 0 | 0 | 0 | 0 | 0 | 1 | 0 | 0 | 0 | 0 | 0 | 0 | 0 | 0 | 0 | 0 | 0 | 0 | 0 | 1 | 1 | 0 | 0 | 0 | 0 | 0 | 0 | 0 | 0 | 0 | 0 | 0 | 0 | 0 | 0 | 0 | 0 | 0 | 0 | 0 | 0 | 0 | 0 | 0 | 0 | 0 | 0 | 0 | 0 | 0 | 0 | 0 | 0 | 0 | 0 | 0 | 0 | 0 |  | 0 | 0 | 0 | 0 | 0 | 0 | 0 | 0 | 0 | 0 | 0 | 0 | 0 | 0 | 0 | 0 | 0 | 0 | 0 | 0 | 0 | 0 | 0 | 4 | 0 | 0 | 20 | 0 | 0 | 1 | 2 | 0 | 1 | 0 | 0 | 0 | -1184.5215 | -212.6541 | 2570.2022 | Tesla-Bellota 230 kV line | Bellota-Weber 230kV line | Bellota-Weber 230kV line |  | 0 | 2 | 0 | 0 | 0 | 0 | -884.5215 | 247.3459 | 2570.2022 | Tesla-Bellota 230 kV line | Bellota-Weber 230kV line | Bellota-Weber 230kV line |  | 5 | 4 | YES | 4 | 1 | 1 | NO | 1
PG&E FRESNO | West Fresno | 115 | 0 | 0 | 0 | 0 | 0 | 0 | 0 | 0 | 0 | 0 | 0 | 0 | 0 | 0 | 0 | 0 | 0 | 0 | 0 | 0 | 0 | 0 | 0 | 0 | 0 | 0 | 0 | 0 | 0 | 0 | 0 | 0 | 0 | 0 | 0 | 0 | 0 | 0 | 0 | 0 | 0 | 0 | 0 | 0 | 0 | 1 | 0 | 0 | 0 | 0 | 0 | 0 | 0 | 0 | 0 | 0 | 0 | 0 | 0 | 0 | 0 | 0 | 0 | 0 | 0 | 0 | 0 | 0 | 0 | 0 | 0 | 0 | 0 | 0 | 0 | 0 | 0 | 0 | 1 | 1 | 0 | 1 | 0 | 0 | 0 | 1 | 0 | 0 | 0 | 1 | 0 | 0 | 0 | 0 | 0 | 0 | 0 | 1 |  | 0 | 0 | 0 | 0 | 0 | 0 | 0 | 0 | 0 | 0 | 0 | 0 | 0 | 0 | 0 | 0 | 0 | 0 | 0 | 0 | 0 | 0 | 0 | 0 | 0 | 0 | 0 | 0 | 0 | 0 | 4 | 0 | 2 | 0 | 1 | 0 | -1662.7 | -1176 | -369.3748 | Borden-Storey #1 230kV line | Borden-Storey #1 230kV line | Gates 500/230kV TB #12 |  | 2 | 2 | 0 | 0 | 1 | 0 | -491.4315 | 71 | -369.3748 | Bellota-Weber 230kV line | Borden-Storey #1 230kV line | Gates 500/230kV TB #12 |  | 5 | 5 | NO | 5 | 5 | 5 | NO | 5
PG&E FRESNO | Westley | 230 | 0 | 0 | 0 | 0 | 0 | 0 | 0 | 0 | 0 | 0 | 0 | 0 | 0 | 0 | 0 | 0 | 0 | 0 | 0 | 0 | 0 | 0 | 0 | 0 | 0 | 0 | 0 | 0 | 0 | 0 | 0 | 0 | 0 | 0 | 0 | 0 | 0 | 0 | 0 | 0 | 0 | 0 | 0 | 0 | 0 | 0 | 0 | 0 | 0 | 0 | 0 | 0 | 0 | 0 | 0 | 0 | 0 | 0 | 0 | 0 | 0 | 0 | 0 | 0 | 0 | 0 | 0 | 0 | 0 | 0 | 0 | 0 | 0 | 0 | 0 | 0 | 0 | 0 | 0 | 0 | 0 | 0 | 0 | 0 | 0 | 1 | 0 | 0 | 0 | 0 | 0 | 0 | 0 | 0 | 0 | 0 | 0 | 1 |  | 0 | 0 | 0 | 0 | 0 | 0 | 0 | 0 | 0 | 0 | 0 | 0 | 0 | 0 | 0 | 0 | 0 | 0 | 0 | 0 | 0 | 0 | 0 | 0 | 0 | 0 | 0 | 0 | 0 | 0 | 0 | 0 | 0 | 0 | 0 | 0 | 2359.462 | 3104.996 | 5228.6821 | Los Banos 500/230kV TB | Los Banos 500/230kV TB | Los Banos 500/230kV TB |  | 0 | 0 | 0 | 0 | 0 | 0 | 2359.462 | 3104.996 | 5228.6821 | Los Banos 500/230kV TB | Los Banos 500/230kV TB | Los Banos 500/230kV TB |  | 1 | 1 | NO | 1 | 1 | 1 | NO | 1
PG&E KERN | Westpark | 115 | 0 | 0 | 0 | 0 | 0 | 0 | 0 | 0 | 0 | 0 | 0 | 0 | 0 | 0 | 0 | 0 | 0 | 0 | 0 | 0 | 0 | 0 | 0 | 0 | 0 | 0 | 0 | 0 | 0 | 0 | 0 | 0 | 0 | 0 | 0 | 0 | 0 | 0 | 0 | 0 | 0 | 0 | 0 | 0 | 0 | 0 | 0 | 0 | 0 | 0 | 0 | 0 | 0 | 0 | 0 | 0 | 0 | 0 | 0 | 0 | 0 | 0 | 0 | 0 | 0 | 0 | 0 | 1 | 1 | 0 | 0 | 0 | 0 | 0 | 0 | 0 | 0 | 0 | 0 | 1 | 0 | 0 | 0 | 0 | 0 | 0 | 0 | 0 | 0 | 0 | 0 | 0 | 0 | 0 | 0 | 0 | 0 | 0 |  | 0 | 0 | 0 | 0 | 0 | 0 | 0 | 0 | 0 | 0 | 0 | 0 | 0 | 0 | 0 | 0 | 0 | 0 | 0 | 0 | 0 | 0 | 0 | 0 | 0 | 0 | 0 | 0 | 0 | 0 | 2 | 0 | 1 | 0 | 1 | 0 | -77.985 | -266.9883 | -59.825 | Cal Flat-Gates 230 kV line | Cal Flat-Gates 230 kV line | Cal Flat-Gates 230 kV line |  | 1 | 0 | 0 | 0 | 0 | 0 | -9.103 | 211.6707 | 170.175 | Gates 500/230kV TB #11 | Gates 500/230kV TB #11 | Cal Flat-Gates 230 kV line |  | 5 | 5 | NO | 5 | 5 | 1 | YES | 2
PG&E KERN | Wheeler Ridge | 230 | 0 | 0 | 0 | 0 | 0 | 0 | 0 | 0 | 0 | 0 | 0 | 0 | 0 | 0 | 0 | 0 | 0 | 0 | 0 | 0 | 0 | 0 | 0 | 0 | 0 | 0 | 0 | 0 | 0 | 0 | 0 | 0 | 0 | 0 | 0 | 0 | 0 | 0 | 0 | 0 | 0 | 0 | 0 | 0 | 0 | 0 | 0 | 0 | 0 | 0 | 0 | 0 | 0 | 0 | 0 | 0 | 0 | 0 | 0 | 0 | 0 | 0 | 0 | 0 | 0 | 0 | 0 | 0 | 0 | 0 | 0 | 0 | 0 | 0 | 0 | 0 | 1 | 0 | 1 | 1 | 0 | 0 | 0 | 0 | 0 | 0 | 0 | 0 | 0 | 0 | 0 | 0 | 0 | 0 | 1 | 0 | 0 | 0 |  | 0 | 0 | 0 | 0 | 0 | 0 | 0 | 0 | 0 | 0 | 0 | 0 | 0 | 0 | 0 | 0 | 0 | 0 | 0 | 0 | 0 | 0 | 0 | 0 | 250 | 250 | 0 | 120 | 0 | 1 | 2 | 0 | 0 | 0 | 1 | 1 | -827.515 | 129.75 | -1162.3269 | Mustang-Henrietta 230 kV line | Midway-Buena Vista Jct 230kV Line | Mustang-Henrietta 230 kV line |  | 1 | 0 | 0 | 0 | 1 | 1 | -9.103 | 129.75 | -1162.3269 | Gates 500/230kV TB #11 | Midway-Buena Vista Jct 230kV Line | Mustang-Henrietta 230 kV line |  | 5 | 5 | NO | 5 | 5 | 5 | NO | 5
PG&E KERN | Wheeler Ridge | 115 | 0 | 0 | 0 | 0 | 0 | 0 | 0 | 0 | 0 | 0 | 0 | 0 | 0 | 0 | 0 | 0 | 0 | 0 | 0 | 0 | 0 | 0 | 0 | 0 | 0 | 0 | 0 | 0 | 0 | 0 | 0 | 0 | 0 | 0 | 0 | 0 | 0 | 0 | 0 | 0 | 0 | 0 | 0 | 0 | 0 | 0 | 0 | 0 | 0 | 0 | 0 | 0 | 0 | 0 | 0 | 0 | 0 | 0 | 0 | 0 | 0 | 0 | 0 | 0 | 0 | 0 | 0 | 1 | 1 | 0 | 0 | 0 | 0 | 0 | 0 | 0 | 0 | 0 | 0 | 1 | 0 | 0 | 0 | 0 | 0 | 0 | 0 | 0 | 0 | 0 | 0 | 0 | 0 | 0 | 0 | 0 | 0 | 0 |  | 0 | 0 | 0 | 0 | 0 | 0 | 0 | 0 | 0 | 0 | 0 | 0 | 0 | 0 | 0 | 0 | 0 | 0 | 0 | 0 | 0 | 0 | 0 | 0 | 0 | 0 | 0 | 0 | 0 | 0 | 2 | 0 | 1 | 0 | 1 | 0 | -77.985 | -266.9883 | -59.825 | Cal Flat-Gates 230 kV line | Cal Flat-Gates 230 kV line | Cal Flat-Gates 230 kV line |  | 1 | 0 | 0 | 0 | 0 | 0 | -9.103 | 211.6707 | 170.175 | Gates 500/230kV TB #11 | Gates 500/230kV TB #11 | Cal Flat-Gates 230 kV line |  | 5 | 5 | NO | 5 | 5 | 1 | YES | 2
PG&E KERN | Wheeler Ridge | 70 | 0 | 0 | 0 | 0 | 0 | 0 | 0 | 0 | 0 | 0 | 0 | 0 | 0 | 0 | 0 | 0 | 0 | 0 | 0 | 0 | 0 | 0 | 0 | 0 | 0 | 0 | 0 | 0 | 0 | 0 | 0 | 0 | 0 | 0 | 0 | 0 | 0 | 0 | 0 | 0 | 0 | 0 | 0 | 0 | 0 | 0 | 0 | 0 | 0 | 0 | 0 | 0 | 0 | 0 | 0 | 0 | 0 | 0 | 0 | 0 | 0 | 0 | 0 | 0 | 0 | 0 | 0 | 0 | 0 | 0 | 0 | 0 | 0 | 0 | 0 | 0 | 1 | 0 | 1 | 1 | 0 | 0 | 0 | 0 | 0 | 0 | 0 | 0 | 0 | 0 | 0 | 0 | 0 | 0 | 1 | 0 | 0 | 0 |  | 0 | 0 | 0 | 0 | 0 | 0 | 0 | 0 | 0 | 100 | 0 | 0 | 0 | 0 | 1 | 0 | 0 | 0 | 0 | 0 | 0 | 0 | 0 | 0 | 100 | 0 | 0 | 0 | 0 | 1 | 2 | 0 | 0 | 0 | 1 | 1 | -827.515 | 129.75 | -1162.3269 | Mustang-Henrietta 230 kV line | Midway-Buena Vista Jct 230kV Line | Mustang-Henrietta 230 kV line |  | 1 | 0 | 0 | 0 | 1 | 1 | -9.103 | 129.75 | -1162.3269 | Gates 500/230kV TB #11 | Midway-Buena Vista Jct 230kV Line | Mustang-Henrietta 230 kV line |  | 5 | 5 | NO | 5 | 5 | 5 | NO | 5
SCE Northern | Whirlwind | 230 | 1 | 1 | 0 | 0 | 0 | 0 | 0 | 0 | 0 | 0 | 0 | 0 | 0 | 0 | 0 | 0 | 0 | 0 | 0 | 0 | 0 | 0 | 0 | 0 | 0 | 0 | 0 | 0 | 0 | 0 | 0 | 0 | 0 | 0 | 0 | 0 | 0 | 0 | 0 | 0 | 0 | 0 | 0 | 0 | 0 | 0 | 0 | 0 | 0 | 0 | 0 | 0 | 0 | 0 | 0 | 0 | 0 | 0 | 0 | 0 | 0 | 0 | 0 | 0 | 0 | 0 | 0 | 0 | 0 | 0 | 0 | 0 | 0 | 0 | 0 | 0 | 0 | 0 | 0 | 0 | 0 | 0 | 0 | 0 | 0 | 0 | 0 | 0 | 0 | 0 | 0 | 0 | 0 | 0 | 0 | 0 | 0 | 0 |  | 0 | 0 | 0 | 0 | 0 | 0 | 0 | 0 | 0 | -174 | 0 | 0 | 69 | 0 | 1 | 0 | 0 | 300 | 0 | 0 | 0 | 0 | 0 | 0 | 144 | 588 | 592 | 275 | 400 | 1 | 0 | 0 | 0 | 0 | 0 | 0 | 2137.755 | 2715.84 | 8230.015 | Antelope-Vincent Constraint | Antelope-Vincent Constraint | Vincent-Lugo Constraint |  | 0 | 0 | 0 | 0 | 0 | 0 | 3637.755 | 4215.84 | 8230.015 | Antelope-Vincent Constraint | Antelope-Vincent Constraint | Vincent-Lugo Constraint |  | 1 | 1 | NO | 1 | 1 | 1 | NO | 1
SCE Northern | Whirlwind | 500 | 1 | 1 | 0 | 0 | 0 | 0 | 0 | 0 | 0 | 0 | 0 | 0 | 0 | 0 | 0 | 0 | 0 | 0 | 0 | 0 | 0 | 0 | 0 | 0 | 0 | 0 | 0 | 0 | 0 | 0 | 0 | 0 | 0 | 0 | 0 | 0 | 0 | 0 | 0 | 0 | 0 | 0 | 0 | 0 | 0 | 0 | 0 | 0 | 0 | 0 | 0 | 0 | 0 | 0 | 0 | 0 | 0 | 0 | 0 | 0 | 0 | 0 | 0 | 0 | 0 | 0 | 0 | 0 | 0 | 0 | 0 | 0 | 0 | 0 | 0 | 0 | 0 | 0 | 0 | 0 | 0 | 0 | 0 | 0 | 0 | 0 | 0 | 0 | 0 | 0 | 0 | 0 | 0 | 0 | 0 | 0 | 0 | 0 |  | 0 | 0 | 0 | 0 | 0 | 0 | 0 | 0 | 0 | 0 | 0 | 0 | 0 | 0 | 0 | 0 | 0 | 0 | 0 | 0 | 0 | 0 | 0 | 0 | 0 | 0 | 0 | 0 | 0 | 0 | 0 | 0 | 0 | 0 | 0 | 0 | 2137.755 | 2715.84 | 8230.015 | Antelope-Vincent Constraint | Antelope-Vincent Constraint | Vincent-Lugo Constraint |  | 0 | 0 | 0 | 0 | 0 | 0 | 3637.755 | 4215.84 | 8230.015 | Antelope-Vincent Constraint | Antelope-Vincent Constraint | Vincent-Lugo Constraint |  | 1 | 1 | NO | 1 | 1 | 1 | NO | 1
PG&E GBA | Whisman | 115 | 0 | 0 | 0 | 0 | 0 | 0 | 0 | 0 | 0 | 0 | 0 | 0 | 0 | 0 | 0 | 0 | 0 | 0 | 0 | 0 | 0 | 0 | 0 | 0 | 0 | 0 | 0 | 0 | 0 | 0 | 0 | 0 | 0 | 0 | 0 | 0 | 0 | 0 | 0 | 0 | 0 | 0 | 0 | 0 | 0 | 0 | 0 | 0 | 0 | 0 | 0 | 0 | 1 | 0 | 0 | 1 | 0 | 0 | 0 | 0 | 0 | 0 | 0 | 0 | 0 | 0 | 0 | 0 | 0 | 0 | 0 | 0 | 0 | 0 | 0 | 0 | 0 | 0 | 0 | 0 | 0 | 0 | 0 | 0 | 0 | 0 | 0 | 0 | 0 | 0 | 0 | 0 | 0 | 0 | 0 | 0 | 1 | 1 |  | 0 | 0 | 0 | 0 | 0 | 0 | 0 | 0 | 0 | 0 | 0 | 0 | 0 | 0 | 0 | 0 | 0 | 0 | 0 | 0 | 0 | 0 | 0 | 0 | 0 | 0 | 0 | 0 | 0 | 0 | 0 | 0 | 0 | 0 | 0 | 0 | 176.2535 | 1037.76 | 5254.388 | Tesla-Tracy-Pump 230 kV line #2 | NEW-Metcalf-Mosslanding 500kV | Sobrante-Moraga 230 kV line |  | 0 | 0 | 0 | 0 | 0 | 0 | 176.2535 | 1037.76 | 5254.388 | Tesla-Tracy-Pump 230 kV line #2 | NEW-Metcalf-Mosslanding 500kV | Sobrante-Moraga 230 kV line |  | 1 | 1 | NO | 1 | 1 | 1 | NO | 1
SCE Eastern | Wildlife | 230 | 0 | 0 | 0 | 0 | 0 | 0 | 0 | 0 | 0 | 0 | 0 | 0 | 0 | 0 | 0 | 0 | 0 | 0 | 0 | 1 | 0 | 1 | 0 | 0 | 0 | 0 | 0 | 0 | 0 | 0 | 0 | 0 | 0 | 0 | 0 | 0 | 0 | 0 | 0 | 0 | 0 | 0 | 0 | 0 | 0 | 0 | 0 | 0 | 0 | 0 | 0 | 0 | 0 | 0 | 0 | 0 | 0 | 0 | 0 | 0 | 0 | 0 | 0 | 0 | 0 | 0 | 0 | 0 | 0 | 0 | 0 | 0 | 0 | 0 | 0 | 0 | 0 | 0 | 0 | 0 | 0 | 0 | 0 | 0 | 0 | 0 | 0 | 0 | 0 | 0 | 0 | 0 | 0 | 0 | 0 | 0 | 0 | 1 |  | 0 | 0 | 0 | 0 | 0 | 0 | 0 | 0 | 0 | 0 | 0 | 0 | 0 | 0 | 0 | 0 | 0 | 0 | 0 | 0 | 0 | 0 | 0 | 0 | 0 | 0 | 0 | 0 | 0 | 0 | 0 | 2 | 0 | 0 | 0 | 0 | -9.58 | 2154.975 | 8508.295 | Serrano-Alberhill-Valley Constraint | Serrano-Alberhill-Valley Constraint | Serrano-Alberhill-Valley Constraint |  | 0 | 2 | 0 | 0 | 0 | 0 | -9.58 | 2154.975 | 8508.295 | Serrano-Alberhill-Valley Constraint | Serrano-Alberhill-Valley Constraint | Serrano-Alberhill-Valley Constraint |  | 3 | 3 | NO | 3 | 1 | 1 | NO | 1
PG&E FRESNO | Wilson | 115 | 0 | 0 | 0 | 0 | 0 | 0 | 0 | 0 | 0 | 0 | 0 | 0 | 0 | 0 | 0 | 0 | 0 | 0 | 0 | 0 | 0 | 0 | 0 | 0 | 0 | 0 | 0 | 0 | 0 | 0 | 0 | 0 | 0 | 0 | 0 | 0 | 0 | 0 | 0 | 0 | 0 | 0 | 0 | 0 | 0 | 1 | 0 | 0 | 0 | 0 | 0 | 0 | 0 | 0 | 0 | 0 | 0 | 0 | 0 | 1 | 0 | 0 | 0 | 0 | 0 | 0 | 0 | 0 | 0 | 0 | 0 | 0 | 0 | 0 | 0 | 0 | 0 | 0 | 1 | 1 | 0 | 1 | 1 | 0 | 1 | 1 | 0 | 1 | 1 | 1 | 0 | 0 | 1 | 0 | 0 | 0 | 0 | 2 |  | 0 | 0 | 0 | 0 | 0 | 0 | 0 | 0 | 0 | 0 | 0 | 0 | 0 | 0 | 0 | 0 | 1 | 0 | 0 | 0 | 0 | 0 | 0 | 0 | 0 | 0 | 0 | 25 | 0 | 1 | 5 | 0 | 2 | 0 | 1 | 0 | -1662.7 | -1176 | -369.3748 | Borden-Storey #1 230kV line | Borden-Storey #1 230kV line | Gates 500/230kV TB #12 |  | 2 | 3 | 0 | 0 | 1 | 0 | -884.5215 | 71 | -369.3748 | Tesla-Bellota 230 kV line | Borden-Storey #1 230kV line | Gates 500/230kV TB #12 |  | 5 | 5 | NO | 5 | 5 | 5 | NO | 5
PG&E FRESNO | Wilson | 230 | 0 | 0 | 0 | 0 | 0 | 0 | 0 | 0 | 0 | 0 | 0 | 0 | 0 | 0 | 0 | 0 | 0 | 0 | 0 | 0 | 0 | 0 | 0 | 0 | 0 | 0 | 0 | 0 | 0 | 0 | 0 | 0 | 0 | 0 | 0 | 0 | 0 | 0 | 0 | 0 | 0 | 0 | 0 | 0 | 0 | 1 | 0 | 0 | 0 | 0 | 0 | 0 | 0 | 0 | 0 | 0 | 0 | 0 | 0 | 1 | 0 | 0 | 0 | 0 | 0 | 0 | 0 | 0 | 0 | 0 | 0 | 0 | 0 | 0 | 0 | 0 | 0 | 0 | 1 | 1 | 0 | 1 | 1 | 1 | 1 | 1 | 0 | 1 | 1 | 1 | 0 | 0 | 1 | 0 | 1 | 0 | 0 | 2 |  | 0 | 0 | 0 | 0 | 0 | 0 | 0 | 0 | 0 | 0 | 0 | 0 | 0 | 0 | 0 | 0 | 0 | 150 | 50 | 0 | 0 | 0 | 0 | 0 | 0 | 0 | 0 | 0 | 0 | 1 | 7 | 0 | 3 | 0 | 1 | 1 | -1662.7 | -1176 | -1162.3269 | Borden-Storey #1 230kV line | Borden-Storey #1 230kV line | Mustang-Henrietta 230 kV line |  | 2 | 3 | 0 | 0 | 1 | 1 | -884.5215 | 71 | -1162.3269 | Tesla-Bellota 230 kV line | Borden-Storey #1 230kV line | Mustang-Henrietta 230 kV line |  | 5 | 5 | NO | 5 | 5 | 5 | NO | 5
SCE Northern | Windhub | 230 | 1 | 1 | 0 | 1 | 0 | 0 | 0 | 0 | 0 | 0 | 0 | 0 | 0 | 0 | 0 | 0 | 0 | 0 | 0 | 0 | 0 | 0 | 0 | 0 | 0 | 0 | 0 | 0 | 0 | 0 | 0 | 0 | 0 | 0 | 0 | 0 | 0 | 0 | 0 | 0 | 0 | 0 | 0 | 0 | 0 | 0 | 0 | 0 | 0 | 0 | 0 | 0 | 0 | 0 | 0 | 0 | 0 | 0 | 0 | 0 | 0 | 0 | 0 | 0 | 0 | 0 | 0 | 0 | 0 | 0 | 0 | 0 | 0 | 0 | 0 | 0 | 0 | 0 | 0 | 0 | 0 | 0 | 0 | 0 | 0 | 0 | 0 | 0 | 0 | 0 | 0 | 0 | 0 | 0 | 0 | 0 | 0 | 0 |  | 0 | 0 | 0 | 0 | 0 | 0 | 0 | 0 | 0 | 0 | 0 | 0 | 0 | 0 | 0 | 0 | 0 | 174 | 0 | 0 | 0 | 0 | 0 | 0 | 264 | 1270 | 1000 | 90 | 0 | 1 | 0 | 0 | 0 | 0 | 0 | 0 | 982.955 | 863.92 | 1711.115 | Windhub Constraint | Windhub Constraint | Windhub Constraint |  | 0 | 0 | 0 | 0 | 0 | 0 | 982.955 | 863.92 | 1711.115 | Windhub Constraint | Windhub Constraint | Windhub Constraint |  | 1 | 1 | NO | 1 | 1 | 1 | NO | 1
SCE Northern | Windhub | 500 | 1 | 1 | 0 | 1 | 0 | 0 | 0 | 0 | 0 | 0 | 0 | 0 | 0 | 0 | 0 | 0 | 0 | 0 | 0 | 0 | 0 | 0 | 0 | 0 | 0 | 0 | 0 | 0 | 0 | 0 | 0 | 0 | 0 | 0 | 0 | 0 | 0 | 0 | 0 | 0 | 0 | 0 | 0 | 0 | 0 | 0 | 0 | 0 | 0 | 0 | 0 | 0 | 0 | 0 | 0 | 0 | 0 | 0 | 0 | 0 | 0 | 0 | 0 | 0 | 0 | 0 | 0 | 0 | 0 | 0 | 0 | 0 | 0 | 0 | 0 | 0 | 0 | 0 | 0 | 0 | 0 | 0 | 0 | 0 | 0 | 0 | 0 | 0 | 0 | 0 | 0 | 0 | 0 | 0 | 0 | 0 | 0 | 0 |  | 0 | 0 | 0 | 0 | 0 | 0 | 0 | 0 | 0 | 0 | 0 | 0 | 0 | 0 | 0 | 0 | 0 | 0 | 0 | 0 | 0 | 0 | 0 | 0 | 878.5 | 200 | 15 | 80 | 0 | 1 | 0 | 0 | 0 | 0 | 0 | 0 | 982.955 | 863.92 | 1711.115 | Windhub Constraint | Windhub Constraint | Windhub Constraint |  | 0 | 0 | 0 | 0 | 0 | 0 | 982.955 | 863.92 | 1711.115 | Windhub Constraint | Windhub Constraint | Windhub Constraint |  | 1 | 1 | NO | 1 | 1 | 1 | NO | 1
PG&E GBA | Windmaster | 230 | 0 | 0 | 0 | 0 | 0 | 0 | 0 | 0 | 0 | 0 | 0 | 0 | 0 | 0 | 0 | 0 | 0 | 0 | 0 | 0 | 0 | 0 | 0 | 0 | 0 | 0 | 0 | 0 | 0 | 0 | 0 | 0 | 0 | 0 | 0 | 0 | 0 | 0 | 0 | 1 | 0 | 0 | 0 | 0 | 0 | 0 | 0 | 0 | 0 | 0 | 0 | 0 | 0 | 1 | 0 | 1 | 0 | 0 | 0 | 0 | 0 | 0 | 0 | 0 | 0 | 1 | 0 | 0 | 0 | 0 | 0 | 0 | 0 | 0 | 0 | 0 | 0 | 0 | 0 | 0 | 0 | 0 | 0 | 0 | 0 | 0 | 0 | 0 | 0 | 0 | 0 | 0 | 0 | 0 | 0 | 0 | 0 | 0 |  | 0 | 0 | 0 | 0 | 0 | 0 | 0 | 0 | 0 | 0 | 0 | 0 | 0 | 0 | 0 | 0 | 0 | 0 | 0 | 0 | 0 | 0 | 0 | 0 | 0 | 0 | 0 | 0 | 0 | 0 | 1 | 0 | 1 | 0 | 0 | 0 | -866.325 | -200.809 | 4029.0695 | Windmaster-Delta pumps 230 kV line | Windmaster-Delta pumps 230 kV line | Windmaster-Delta pumps 230 kV line |  | 0 | 0 | 0 | 0 | 0 | 0 | 1.495 | 1408.886 | 4029.0695 | Collinsville-Tesla 500 kV Line | Collinsville-Tesla 500 kV Line | Windmaster-Delta pumps 230 kV line |  | 5 | 1 | YES | 2 | 1 | 1 | NO | 1
PG&E NGBA | Windsor | 60 | 0 | 0 | 0 | 0 | 0 | 0 | 0 | 0 | 0 | 0 | 0 | 0 | 0 | 0 | 0 | 0 | 0 | 0 | 0 | 0 | 0 | 0 | 0 | 0 | 0 | 0 | 0 | 0 | 0 | 0 | 0 | 0 | 0 | 0 | 0 | 0 | 0 | 0 | 0 | 1 | 0 | 0 | 0 | 0 | 0 | 0 | 0 | 0 | 0 | 0 | 0 | 0 | 1 | 0 | 0 | 0 | 0 | 0 | 0 | 0 | 0 | 0 | 0 | 0 | 0 | 0 | 1 | 0 | 0 | 0 | 0 | 0 | 0 | 0 | 0 | 0 | 0 | 0 | 0 | 0 | 0 | 0 | 0 | 0 | 0 | 0 | 0 | 0 | 0 | 0 | 0 | 0 | 0 | 0 | 0 | 0 | 0 | 1 |  | 0 | 0 | 0 | 0 | 0 | 0 | 0 | 0 | 0 | 0 | 0 | 0 | 0 | 0 | 0 | 0 | 0 | 0 | 0 | 0 | 0 | 0 | 0 | 0 | 0 | 0 | 0 | 0 | 0 | 0 | 1 | 0 | 1 | 0 | 0 | 0 | -547.725 | -217.477 | 718.102 | Birds Landing-Contra Costa 230kV Line | Birds Landing-Contra Costa 230kV Line | Birds Landing-Contra Costa 230kV Line |  | 0 | 0 | 0 | 0 | 0 | 0 | 1.495 | 1408.886 | 718.102 | Collinsville-Tesla 500 kV Line | Collinsville-Tesla 500 kV Line | Birds Landing-Contra Costa 230kV Line |  | 5 | 1 | YES | 2 | 1 | 1 | NO | 1
PG&E NGBA | Woodland | 115 | 0 | 0 | 0 | 0 | 0 | 0 | 0 | 0 | 0 | 0 | 0 | 0 | 0 | 0 | 0 | 0 | 0 | 0 | 0 | 0 | 0 | 0 | 0 | 0 | 0 | 0 | 0 | 0 | 0 | 0 | 0 | 0 | 0 | 0 | 0 | 0 | 0 | 0 | 0 | 1 | 1 | 0 | 1 | 0 | 1 | 1 | 0 | 1 | 0 | 0 | 0 | 0 | 0 | 0 | 0 | 0 | 0 | 0 | 0 | 1 | 1 | 0 | 0 | 0 | 0 | 0 | 0 | 0 | 0 | 0 | 0 | 0 | 0 | 0 | 0 | 0 | 0 | 0 | 0 | 0 | 0 | 0 | 0 | 0 | 0 | 0 | 0 | 0 | 0 | 0 | 0 | 0 | 0 | 0 | 0 | 0 | 0 | 0 |  | 0 | 0 | 0 | 0 | 0 | 0 | 0 | 0 | 0 | 0 | 0 | 0 | 0 | 0 | 0 | 0 | 0 | 0 | 0 | 0 | 0 | 0 | 0 | 0 | 0 | 12 | 0 | 0 | 0 | 1 | 2 | 0 | 1 | 0 | 0 | 0 | -1184.5215 | -212.6541 | 32.84 | Tesla-Bellota 230 kV line | Bellota-Weber 230kV line | Woodland- Davis 115kV line |  | 0 | 2 | 0 | 0 | 0 | 0 | -884.5215 | 41.5 | 32.84 | Tesla-Bellota 230 kV line | Rocklin-Pleaseant grove 115kV line | Woodland- Davis 115kV line |  | 5 | 4 | YES | 4 | 1 | 1 | NO | 1
PG&E FRESNO | Woodward | 115 | 0 | 0 | 0 | 0 | 0 | 0 | 0 | 0 | 0 | 0 | 0 | 0 | 0 | 0 | 0 | 0 | 0 | 0 | 0 | 0 | 0 | 0 | 0 | 0 | 0 | 0 | 0 | 0 | 0 | 0 | 0 | 0 | 0 | 0 | 0 | 0 | 0 | 0 | 0 | 0 | 0 | 0 | 0 | 0 | 0 | 0 | 0 | 0 | 0 | 0 | 0 | 0 | 0 | 0 | 0 | 0 | 0 | 0 | 0 | 0 | 0 | 0 | 0 | 0 | 0 | 0 | 0 | 0 | 0 | 0 | 0 | 0 | 0 | 0 | 0 | 0 | 0 | 0 | 0 | 1 | 0 | 1 | 1 | 1 | 0 | 1 | 0 | 1 | 0 | 0 | 0 | 0 | 1 | 0 | 0 | 0 | 0 | 1 |  | 0 | 0 | 0 | 0 | 0 | 0 | 0 | 0 | 0 | 0 | 0 | 0 | 0 | 0 | 0 | 0 | 0 | 0 | 0 | 0 | 0 | 0 | 0 | 0 | 0 | 0 | 0 | 0 | 0 | 0 | 3 | 0 | 1 | 0 | 0 | 0 | -794.9 | -478 | 6.7626 | Chowchilla-Le grand 115kV Line | Chowchilla-Le grand 115kV Line | Oro Loma-El Nido 115kV Line |  | 2 | 0 | 0 | 0 | 0 | 0 | -314.8 | 209.845 | 6.7626 | Tranquility-Helm 230kV Line | Tranquility-Helm 230kV Line | Oro Loma-El Nido 115kV Line |  | 5 | 5 | NO | 5 | 1 | 1 | NO | 1
PG&E NGBA | Wyandotte | 115 | 0 | 0 | 0 | 0 | 0 | 0 | 0 | 0 | 0 | 0 | 0 | 0 | 0 | 0 | 0 | 0 | 0 | 0 | 0 | 0 | 0 | 0 | 0 | 0 | 0 | 0 | 0 | 0 | 0 | 0 | 0 | 0 | 0 | 0 | 0 | 0 | 0 | 0 | 0 | 1 | 0 | 0 | 0 | 0 | 1 | 1 | 1 | 1 | 0 | 0 | 0 | 0 | 0 | 0 | 0 | 0 | 0 | 0 | 0 | 1 | 1 | 0 | 0 | 0 | 0 | 0 | 0 | 0 | 0 | 0 | 0 | 0 | 0 | 0 | 0 | 0 | 0 | 0 | 0 | 0 | 0 | 0 | 0 | 0 | 0 | 0 | 0 | 0 | 0 | 0 | 0 | 0 | 0 | 0 | 0 | 0 | 0 | 0 |  | 0 | 0 | 0 | 0 | 0 | 0 | 0 | 0 | 0 | 0 | 0 | 0 | 0 | 0 | 0 | 0 | 0 | 0 | 0 | 0 | 0 | 0 | 0 | 3.6 | 0 | 0 | 0 | 0 | 0 | 1 | 2 | 0 | 1 | 0 | 0 | 0 | -1184.5215 | -212.6541 | 79.4556 | Tesla-Bellota 230 kV line | Bellota-Weber 230kV line | Rocklin-Pleaseant grove 115kV line |  | 0 | 2 | 0 | 0 | 0 | 0 | -884.5215 | 41.5 | 79.4556 | Tesla-Bellota 230 kV line | Rocklin-Pleaseant grove 115kV line | Rocklin-Pleaseant grove 115kV line |  | 5 | 4 | YES | 4 | 1 | 1 | NO | 1

## Tx_Calculator_2040
|  | CAISO Study Area | SCE Northern Area | [7 empty] | SCE Metro Area |  | SCE North of Lugo Area |  |  |  |  | SCE Eastern Area | [6 empty] | East of Pisgah Area |  |  | SDG&E Study Area | [13 empty] | PG&E North of Greater Bay Area | [9 empty] | PG&E Greater Bay Area | [17 empty] | PG&E Kern Area | [9 empty] | PG&E Fresno Area
White Paper Constraint Info |  | White Paper Name | Antelope-Vincent Constraint | Vincent-Lugo Constraint | Pardee-Sylmar Constraint | Windhub Constraint | Moorpark-Pardee Constraint | North of Magunden Constraint | South of Magunden Constraint | Antelope-Neenach Constraint | Hinson - Del Amo Constraint | SCE Metro Area Default Constraint | Control to Inyokern area constraint | South of Kramer Area Constraint | Victor to Lugo Area Constraint | Lugo Transformer Area Constraint | Calcite to Lugo Area Constraint | Colorado River 500/230 kV Constraint | DCRT Constraint | Devers-Red Bluff Constraint | Eagle Mountain Constraint | Etiwanda-Rancho Vista Constraint | Red Bluff 500/230 kV Constraint | Serrano-Alberhill-Valley Constraint | GLW 230kV area constraint | Sloan Canyon - Eldorado 500 kV constraint | Lugo - Victorville area constraint | Capistrano-San Onofre 230 kV constraint | Chicarita 138 kV constraint | El Cajon 69 kV constraint | Internal San Diego Area constraint | Miguel 69 kV constraint | Encina - San Luis Rey 230 kV constraint | East of Miguel constraint | San Luis Rey-San Onofre 230 kV line constraint | Ocean Ranch 69 kV constraint | Otay Mesa 230 kV constraint | Silvergate - Bay Blvd 230 kV constraint | Silvergate-Old Town 230 kV constraint | Talega 230 kV constraint | Trabuco-Capistrano 138 kV constraint | Collinsville-Tesla 500 kV Line | Woodland- Davis 115kV line | Cortina-Eagle Rock 115 kV line | Bell-Placer 115kV Line | Carberry-Round Mountain 230kV Line | Rocklin-Pleaseant grove 115kV line | Bellota-Weber 230kV line | Rio Oso-Brighton 230kV line | Rio Oso-Lockeford 230kV line | Humboldt Offshore Wind constraint | Dumbarton-Newark 115 kV line | Eastshore-San Mateo 230 kV line | Lakeville-Ignacio 230 kV line | Sobrante-Moraga 230 kV line | Windmaster-Delta pumps 230 kV line | Contra Costa- Windmaster 230 kV line | Tesla-Tracy-Pump 230 kV line #2 | Contra Costa #1 115kV Line | Kasson Jct-Heinz 115 kV line | Newark-Newark Distribution 115 kV line | Tesla-Bellota 230 kV line | Eight Mile-Tesla 230 kV line | Grant - Eastshore #2 line 115 kV | Salado-Crow Creek Sw Sta 60 kV line | Tesla-Salado 115 kV line | Morganhill-Metcalf 115kV Line | Tesla-Tracy Pump 230 kV Line #1 | Birds Landing-Contra Costa 230kV Line | Cal Flat-Gates 230 kV line | Gates-Arco 230 kV Line | Smyrna-Atwell Jct 115kV Line | Kern 230/115kV TB #4 | Maricopa-Copus 70 kV line | Midway-Taft 115 kV line | Kern-Tevis-Stockdale-Lamont 115kV line | Midway 230/115kV TB #3 | Semitropic-Midway 115kV Line | Midway-Buena Vista Jct 230kV Line | Manning 500kV | Gates 500/230kV TB #12 | Gates 500/230kV TB #11 | Gates 230/70kV TB #5 | Tranquility-Helm 230kV Line | Dairyland-Chowchilla 115kV Line | Chowchilla-Le grand 115kV Line | NEW- Melones-Cottle 230kV line | Los Banos 500/230kV TB | Schindler 115/70kV TB #1 | Panoche- Mendota 115 kV line | Panoche-Oro Loma 115kV Line | Borden-Storey #1 230kV line | Merced 115/70kV TB#2 | Helm 230/70kV TB #1 | Oro Loma-El Nido 115kV Line | Diablo-Gates 500 kV line | Mustang-Henrietta 230 kV line | Gates-Panoche 230 kV #1 and #2 Lines | NEW-Metcalf-Mosslanding 500kV
|  | PTO area | SCE | SCE | SCE | SCE | SCE | SCE | SCE | SCE | SCE | SCE | SCE | SCE | SCE | SCE | SCE | SCE | SCE | SCE | SCE | SCE | SCE | SCE | VEA | VEA | SCE | SDGE | SDGE | SDGE | SDGE | SDGE | SDGE | SDGE | SDGE | SDGE | SDGE | SDGE | SDGE | SDGE | SDGE | PGE | PGE | PGE | PGE | PGE | PGE | PGE | PGE | PGE | PGE | PGE | PGE | PGE | PGE | PGE | PGE | PGE | PGE | PGE | PGE | PGE | PGE | PGE | PGE | PGE | PGE | PGE | PGE | PGE | PGE | PGE | PGE | PGE | PGE | PGE | PGE | PGE | PGE | PGE | PGE | PGE | PGE | PGE | PGE | PGE | PGE | PGE | PGE | PGE | PGE | PGE | PGE | PGE | PGE | PGE | PGE | PGE | PGE
|  | Wind/Solar Designation Area | Solar | Solar | Solar | Solar | Solar | Solar | Solar | Solar | Solar | Solar | Solar | Solar | Solar | Solar | Solar | Solar | Solar | Solar | Solar | Solar | Solar | Solar | Solar | Solar | Solar | Solar | Solar | Solar | Solar | Solar | Solar | Solar | Solar | Solar | Solar | Solar | Solar | Solar | Solar | Wind | Wind | Wind | Wind | Wind | Wind | Wind | Wind | Wind | Wind | Wind | Wind | Wind | Wind | Wind | Wind | Wind | Wind | Wind | Wind | Wind | Wind | Wind | Wind | Wind | Wind | Wind | Wind | Solar | Solar | Solar | Solar | Solar | Solar | Solar | Solar | Solar | Solar | Solar | Solar | Solar | Solar | Solar | Solar | Solar | Solar | Solar | Solar | Solar | Solar | Solar | Solar | Solar | Solar | Solar | Solar | Solar | Solar
White Paper Constraint Initial Capacity |  | FCDS | 6149.12 | 6733.24 | 3530 | 2400 | 954 | 876 | 977 | 0 | 2700 | 13500 | 0 | 256 | 1034 | 1328 | 297 | 1160 | 2300 | 6133 | 0 | 4824 | 1450 | 6651 | 3372 | 4032 | 10105 | 1324 | 224 | 406 | 602 | 231 | 1832.4 | 1035 | 1677.4 | 204 | 1175 | 2169.2 | 682.4 | 1028 | 501 | 3379 | 90.45 | 971 | 347 | 15 | 50 | 1661 | 423 | 1042 | 0 | 1290 | 2146 | 2257 | 3140 | 546 | 1233 | 4574 | 32 | 298 | 8054 | 3154 | 926 | 962.9 | 102.97 | 178.92 | 382 | 9287 | 656 | 927 | 1562 | 231 | 1912 | 94.45 | 17.78 | 184.8 | 1592 | 240 | 471 | 2280 | 5406 | 5336.9 | 300.67 | 2921 | 1110.5 | 0 | 687 | 6411 | 0 | 1985 | 1782 | 412 | 122 | 38 | 528 | 5161 | 5581 | 4562 | 1666
|  | FCDS Limit Type | Actual | Actual | Actual | Actual | Actual | Actual | Actual | Actual | Actual | Default | Actual | Default | Default | Default | Actual | Actual | Actual | Default | Actual | Actual | Actual | Default | Actual | Actual | Actual | Actual | Actual | Actual | Actual | Actual | Actual | Actual | Actual | Actual | Actual | Actual | Actual | Actual | Actual | Actual | Actual | Actual | Actual | Actual | Actual | Actual | Actual | Actual | Actual | Actual | Actual | Actual | Actual | Actual | Actual | Actual | Actual | Actual | Actual | Actual | Actual | Actual | Actual | Actual | Actual | Actual | Actual | Actual | Actual | Actual | Actual | Actual | Actual | Actual | Actual | Actual | Actual | Default | Actual | Actual | Actual | Actual | Actual | Actual | Actual | Actual | Actual | Actual | Actual | Actual | Actual | Actual | Actual | Actual | Actual | Actual | Default
|  | EODS | 8920.36 | 8496.34 | 6426 | 2614.3 | 2641 | 1527 | 2138 | 0 | 2700 | 13500 | 120 | 1190 | 1878 | 2427 | 552 | 2202 | 2300 | 7328 | 392 | 7313 | 1603 | 10182 | 3642 | 4302 | 12605 | 1324 | 224 | 406 | 602 | 231 | 5579 | 1377 | 5624 | 204 | 1175 | 2169.2 | 2369 | 1028 | 501 | 7706 | 81 | 1422 | 379 | 15 | 96 | 2539 | 463 | 975 | 0 | 3728 | 4811 | 768 | 5136 | 3673 | 3667 | 10136 | 77 | 495 | 7290 | 4254 | 3909 | 1220 | 102.97 | 180 | 273 | 9538 | 1176 | 1005 | 1226 | 144 | 1928 | 58 | 270 | 109 | 1377 | 255 | 471 | 2280 | 3581 | 5027 | 272 | 2777 | 1066 | 158 | 945 | 7216 | 50 | 1216 | 1903 | 780 | 156 | 128 | 308 | 5581 | 5617 | 4589 | 6083
|  | EODS Limit Type | Default | Default | Default | Default | Default | Default | Actual | Actual | Default | Default | Default | Default | Default | Default | Default | Actual | Default | Default | Default | Default | Actual | Default | Actual | Actual | Default | Default | Default | Default | Actual | Default | Actual | Actual | Actual | Default | Default | Actual | Default | Default | Default | Default | Default | Default | Default | Default | Default | Default | Default | Default | Actual | Default | Default | Default | Default | Default | Default | Default | Default | Default | Default | Default | Default | Default | Default | Default | Default | Default | Default | Actual | Actual | Actual | Default | Actual | Default | Actual | Actual | Actual | Default | Default | Actual | Actual | Actual | Actual | Actual | Actual | Actual | Actual | Actual | Actual | Default | Actual | Actual | Actual | Actual | Actual | Default | Default | Actual
White Paper Transmission Upgrade Info |  | FCDS AMOUNT | 1500 | 2000 | 1800 | 2500 | 900 | 500 | 2000 | 2000 | 800 | N/A | 186 | 200 | N/A | N/A | 1046 | 1370 | 3000 | 532 | 600 | 3350 | 1200 | 1522 | N/A | N/A | 6800 | 920 | 700 | 547 | 9999 | 431 | 2047.6 | 2823 | 2208.6 | 692 | 2189 | 548 | 1686.8 | 2201 | 556 | 8645 | 109 | 50 | 480 | 26 | 707 | 460 | 574 | 485 | 2300 | N/A | N/A | N/A | N/A | 6034 | 5601 | 3521 | 131 | 1255 | 831 | 300 | 163 | 290 | 74 | 70 | 712 | 4344 | 1766 | 1418 | 16891 | 687 | 179 | 206 | 9 | 367 | 784 | 637 | 234 | N/A | 14825 | 10038 | 47 | 2274 | 1211 | 1211 | N/A | N/A | 3160 | 2019 | 588 | 1247 | 358 | 60 | 3192 | 4125 | 2479 | 8379 | N/A
|  | Est. Cost (millions): | 13.2 | 85.9 | 660 | 612 | 600 | 1253 | 4358 | 100 | 28 | - | 329 | N/A | N/A | N/A | 239 | 67 | 463 | N/A | 1182 | 89 | 69 | N/A | N/A | N/A | 2165 | 58.1 | 100 | 14.7 | N/A | 671.054 | N/A | N/A | N/A | 28.3 | 79.91 | N/A | N/A | 210.6 | 103.366 | 2851.848 | 9.329 | 50 | 185 | 180 | 125 | 400 | 0 | 0 | N/A | N/A | 0 | 0 | 0 | 417.332 | 0 | 0 | 185 | 1700 | 0 | 0 | 0 | 125 | 400 | 0 | 380 | 25 | 700 | 1008.032 | 940 | 220 | 30 | 620 | 0 | 120 | 150 | 760 | 100 | N/A | 35 | 0 | 110 | 1500 | 250 | 550 | N/A | N/A | 370 | 0 | 0 | 50 | 125 | 135 | 330 | 830 | 0 | 214 | 200
|  | Est. In Service Date: | 2028 | 2030 | 2035 | 2035 | 2035 | 2035 | 2035 | 2028 | 2028 | 0 | 2035 | 2033 | 0 | 0 | 2035 | 2030 | 2032 | 2034 | 2036 | 2029 | 2030 | 2034 | 0 | 0 | 2036 | 2031 | 2030 | 2030 | 2032 | 2030 | 2034 | 2034 | 2034 | 2030 | 2031 | 2034 | 2034 | 2031 | 2030 | 2038 | 2031 | 2031 | 2036 | 2033 | 2033 | 2036 | 2036 | 2036 | 2034 | 2028 | 2028 | 2028 | 2028 | 2033 | 2033 | 2033 | 2036 | 2044 | 2044 | 2044 | 2044 | 2033 | 2038 | 2038 | 2038 | 2031 | 2038 | 2034 | 2038 | 2034 | 2031 | 2037 | 2037 | 2033 | 2034 | 2038 | 2032 | 0 | 2030 | 2030 | 2034 | 2041 | 2036 | 2041 | 2028 | 2028 | 2036 | 2036 | 2033 | 2033 | 2038 | 2033 | 2036 | 2034 | 2034 | 2033 | 0
|  | EODS AMOUNT | N/A | N/A | N/A | N/A | N/A | N/A | 2000 | 15 | N/A | N/A | N/A | N/A | N/A | N/A | N/A | 1299 | N/A | 532 | N/A | N/A | 1200 | 1522 | N/A | N/A | 6800 | N/A | N/A | N/A | 9999 | N/A | 2048 | 4680 | 2209 | N/A | N/A | 2724.8 | N/A | N/A | N/A | N/A | N/A | N/A | N/A | 25 | N/A | N/A | N/A | N/A | 2300 | N/A | N/A | N/A | N/A | N/A | N/A | N/A | N/A | N/A | N/A | N/A | N/A | N/A | N/A | N/A | N/A | N/A | N/A | 230 | 962 | 632 | N/A | 67.7 | N/A | 106.58 | 1477 | 475 | N/A | N/A | 6843 | 6343 | 390 | 607 | 122 | 546 | N/A | N/A | 87 | 302 | N/A | 2047 | 291 | 226 | 65 | 4125 | N/A | N/A | N/A
|  | Est. Cost (millions): | N/A | N/A | N/A | N/A | N/A | N/A | 66 | 45 | N/A | N/A | N/A | N/A | N/A | N/A | N/A | 67 | N/A | N/A | N/A | N/A | 69 | N/A | N/A | N/A | 2165 | N/A | N/A | N/A | N/A | N/A | N/A | N/A | N/A | N/A | N/A | N/A | N/A | N/A | N/A | N/A | N/A | N/A | N/A | 180 | N/A | N/A | N/A | N/A | N/A | N/A | N/A | N/A | N/A | N/A | N/A | N/A | N/A | N/A | N/A | N/A | N/A | N/A | N/A | N/A | N/A | N/A | N/A | 1008.032 | 940 | 220 | N/A | 620 | 0 | 120 | 150 | 760 | 100 | N/A | 35 | 0 | 110 | 1500 | 250 | 550 | N/A | N/A | 370 | 0 | N/A | N/A | 125 | 135 | 330 | 830 | 0 | N/A | N/A
|  | Est. In Service Date: | 0 | 0 | 0 | 0 | 0 | 0 | 2035 | 2029 | 0 | 0 | 0 | 2033 | 0 | 0 | 0 | 2029 | 0 | 2034 | 0 | 0 | 0 | 2034 | 0 | 0 | 2036 | 0 | 0 | 0 | 2032 | 0 | 2034 | 2034 | 2034 | 0 | 0 | 2034 | 0 | 0 | 0 | 0 | 0 | 0 | 0 | 2033 | 0 | 0 | 0 | 0 | 2034 | 0 | 0 | 0 | 0 | 0 | 0 | 0 | 0 | 0 | 0 | 0 | 0 | 0 | 0 | 0 | 0 | 0 | 0 | 2034 | 2038 | 2034 | 0 | 2037 | 2037 | 2033 | 2034 | 2038 | 2032 | 0 | 2030 | 2030 | 2034 | 2041 | 2036 | 2041 | 2028 | 2028 | 2036 | 2036 | 0 | 2033 | 2038 | 2033 | 2036 | 2034 | 2034 | 0 | 0
|  | Upgrades are same | None | None | None | None | None | None | No | No | None | None | None | Yes | None | None | None | Yes | None | Yes | None | None | Yes | Yes | Yes | Yes | Yes | None | None | None | Yes | None | Yes | Yes | YES | None | None | Yes | None | None | None | None | None | None | None | Yes | None | None | None | None | Yes | None | None | None | None | None | None | None | None | None | None | None | None | None | None | None | None | None | None | Yes | Yes | Yes | None | Yes | Yes | Yes | Yes | Yes | Yes | None | Yes | Yes | Yes | Yes | Yes | Yes | Yes | Yes | Yes | Yes | None | Yes | Yes | Yes | Yes | Yes | Yes | None | No
|  | Upgrade approved | No | No | No | No | No | No | No | No | No | No | No | Yes | Yes | Yes | No | No | No | Yes | No | No | No | Yes | Yes | Yes | No | No | No | No | Yes | No | Yes | Yes | Yes | No | No | Yes | Yes | No | No | No | No | No | No | No | No | No | No | No | Yes | Yes | Yes | Yes | Yes | No | No | No | No | No | No | No | No | No | No | No | No | No | No | No | No | No | No | No | No | No | No | No | No | No | No | No | No | No | No | No | Yes | Yes | No | No | No | No | No | No | No | No | No | No | No
Tx Calculations for Mapped Portfolio Resources
FCDS | Mapped MWs
|  | Geothermal | 0 | 0 | 0 | 0 | 0 | 0 | 0 | 0 | 0 | 422 | 13 | 13 | 13 | 13 | 0 | 0 | 0 | 0 | 525 | 525 | 0 | 525 | 400 | 567.3 | 567.3 | 0 | 0 | 0 | 125 | 0 | 125 | 125 | 125 | 0 | 0 | 125 | 125 | 0 | 0 | 188 | 40 | 148 | 40 | 0 | 0 | 40 | 40 | 40 | 0 | 0 | 0 | 0 | 148 | 73.5 | 148 | 148 | 0 | 0 | 73.5 | 113.5 | 40 | 0 | 0 | 0 | 0 | 73.5 | 148 | 0 | 0 | 0 | 0 | 0 | 0 | 0 | 0 | 0 | 0 | 0 | 0 | 0 | 0 | 0 | 0 | 0 | 0 | 0 | 0 | 0 | 0 | 0 | 0 | 0 | 0 | 0 | 0 | 0 | 0
|  | Biomass | 0 | 0 | 2 | 0 | 2 | 0 | 0 | 0 | 0 | 0 | 0 | 1.5 | 4.2 | 4.2 | 0 | 0 | 0 | 0 | 0 | 5 | 0 | 5 | 0 | 0 | 2 | 0 | 0 | 0 | 0 | 0 | 0 | 0 | 0 | 0 | 0 | 0 | 0 | 0 | 0 | 84.33 | 0 | 8.7 | 10 | 17.48 | 8.5 | 50.4 | 8.5 | 18.5 | 0 | 0.5 | 0 | 0 | 10.95 | 1.15 | 9.85 | 23.95 | 0 | 3.8 | 0.5 | 48.25 | 24.3 | 0.5 | 0 | 0 | 3.1 | 3.15 | 16.7 | 27.5 | 16.9 | 0 | 5 | 0 | 0 | 5 | 9.2 | 3 | 0 | 0 | 42.688 | 40.988 | 0 | 24 | 9.2 | 9 | 20.1 | 45.888 | 0 | 9.2 | 5.3 | 22.1 | 5.8 | 0 | 9.2 | 0 | 23.4 | 15.3 | 3.1
|  | Wind | 674 | 474 | 0 | 174 | 0 | 0 | 0 | 0 | 0 | 0 | 0 | 100 | 100 | 250 | 150 | 0 | 0 | 0 | 0 | 287.5 | 0 | 287.5 | 300 | 366 | 858 | 0 | 0 | 0 | 700 | 0 | 1060 | 1000 | 1060 | 0 | 0 | 1060 | 760 | 0 | 0 | 2125.6 | 0 | 98 | 0 | 200 | 0 | 410.5 | 0 | 0 | 0 | 0 | 0 | 0 | 98 | 415.6 | 332.8 | 924.6 | 0 | 0 | 634.8 | 981.3 | 0 | 0 | 0 | 0 | 6 | 720.6 | 332.8 | 113.07 | 0 | 0 | 0 | 0 | 0 | 0 | 0 | 0 | 0 | 0 | 779.97 | 779.97 | 0 | 320 | 320 | 320 | 150 | 666.9 | 0 | 320 | 320 | 320 | 0 | 0 | 150 | 0 | 263.07 | 113.07 | 106
|  | OOS Wind | 0 | 0 | 0 | 0 | 0 | 0 | 0 | 0 | 0 | 1750 | 0 | 0 | 0 | 0 | 0 | 0 | 0 | 3099 | 0 | 0 | 0 | 3099 | 0 | 1151 | 7250 | 0 | 0 | 0 | 0 | 0 | 0 | 0 | 0 | 0 | 0 | 0 | 0 | 0 | 0 | 0 | 0 | 0 | 0 | 0 | 0 | 0 | 0 | 0 | 0 | 0 | 0 | 0 | 0 | 0 | 0 | 1707 | 0 | 0 | 1707 | 1707 | 0 | 0 | 0 | 0 | 0 | 1707 | 0 | 0 | 0 | 0 | 0 | 0 | 0 | 0 | 0 | 0 | 0 | 0 | 0 | 0 | 0 | 0 | 0 | 0 | 0 | 0 | 0 | 0 | 0 | 0 | 0 | 0 | 0 | 0 | 0 | 0 | 0
|  | Offshore Wind | 0 | 0 | 0 | 0 | 0 | 0 | 0 | 0 | 0 | 0 | 0 | 0 | 0 | 0 | 0 | 0 | 0 | 0 | 0 | 0 | 0 | 0 | 0 | 0 | 0 | 0 | 0 | 0 | 0 | 0 | 0 | 0 | 0 | 0 | 0 | 0 | 0 | 0 | 0 | 0 | 0 | 0 | 0 | 0 | 0 | 0 | 0 | 0 | 1607 | 0 | 0 | 0 | 0 | 0 | 0 | 0 | 0 | 0 | 0 | 0 | 0 | 0 | 0 | 0 | 0 | 0 | 0 | 0 | 0 | 0 | 0 | 0 | 0 | 0 | 0 | 0 | 0 | 0 | 0 | 0 | 0 | 0 | 0 | 0 | 0 | 0 | 0 | 0 | 0 | 0 | 0 | 0 | 0 | 2924 | 2924 | 0 | 0
|  | Solar | 2006.5 | 1411.5 | 595 | 1142.5 | 0 | 595 | 595 | 0 | 0 | 10 | 0 | 321 | 532 | 1072 | 540 | 500 | 1250 | 2447 | 0 | 475 | 0 | 2225 | 2336 | 2436 | 4755.5 | 0 | 0 | 0 | 300 | 0 | 520 | 1269.5 | 967.5 | 0 | 0 | 320 | 520 | 0 | 0 | 429.5 | 0 | 0 | 0 | 0 | 0 | 861.21 | 0 | 0 | 0 | 0 | 0 | 24.5 | 24.5 | 44.5 | 44.5 | 100.71 | 0 | 6.21 | 0 | 6.21 | 0 | 0 | 6.21 | 6.21 | 0 | 30.71 | 329.5 | 1078 | 305 | 40 | 60 | 0 | 0 | 20 | 325 | 40 | 350 | 900 | 3543.2 | 3903.2 | 100 | 1733 | 250 | 150 | 150 | 2043 | 100 | 350 | 150 | 880 | 50 | 5 | 150 | 0 | 3218.2 | 878 | 400
|  | Battery_4hr | 2282 | 2006 | 1435 | 1015 | 665 | 595 | 675 | 0 | 537 | 1812.6 | 0 | 316 | 416 | 440.5 | 24.5 | 180 | 1282.4 | 2103.4 | 410 | 2921.6 | 446 | 4114 | 716 | 1195 | 3859.9 | 266.93 | 310 | 75.79 | 1089.35 | 71.91 | 1250.39 | 1130.5 | 1917.99 | 59.6 | 52 | 645.6 | 752.06 | 266.93 | 100 | 1172.95 | 0 | 38 | 0 | 0 | 0 | 1217.6 | 0 | 50 | 0 | 0 | 0 | 50 | 276 | 1023.2 | 498.2 | 1356.5 | 0 | 177 | 663 | 1148.3 | 70 | 0 | 15 | 75 | 10 | 1081.3 | 478.2 | 299.25 | 13 | 30 | 33 | 0 | 0 | 0 | 33 | 30 | 65.5 | 0 | 2116.75 | 1853.55 | 0 | 1416.85 | 0 | 228.4 | 97 | 1744.75 | 0 | 0 | 0 | 970.6 | 0 | 27 | 0 | 0 | 1260.45 | 456.25 | 10
|  | Battery_8hr | 745 | 920 | 400 | 170 | 200 | 200 | 200 | 0 | 350 | 950 | 0 | 36 | 68 | 378 | 310 | 220 | 475 | 945 | 0 | 340 | 0 | 1035 | 1140 | 1490 | 2830 | 450 | 0 | 0 | 500 | 0 | 700 | 590 | 950 | 0 | 0 | 150 | 450 | 450 | 0 | 800 | 0 | 0 | 0 | 0 | 0 | 520 | 0 | 0 | 0 | 0 | 0 | 0 | 137.2 | 100 | 100 | 1243.2 | 0 | 0 | 265 | 1083.2 | 0 | 0 | 0 | 0 | 53.2 | 475 | 340 | 460 | 160 | 0 | 40 | 0 | 0 | 40 | 70 | 0 | 120 | 545 | 2116 | 2336 | 20 | 1235 | 250 | 235 | 260 | 1481 | 20 | 290 | 230 | 650 | 80 | 10 | 230 | 0 | 2025 | 575 | 632
|  | LDES | 400 | 400 | 0 | 0 | 0 | 0 | 0 | 0 | 0 | 0 | 0 | 0 | 0 | 0 | 0 | 0 | 0 | 0 | 0 | 0 | 0 | 0 | 0 | 0 | 0 | 409.2 | 0 | 0 | 409.2 | 0 | 409.2 | 0 | 409.2 | 0 | 0 | 0 | 0 | 0 | 0 | 5 | 0 | 5 | 0 | 0 | 0 | 450 | 0 | 0 | 0 | 0 | 0 | 0 | 5 | 0 | 5 | 5 | 0 | 0 | 0 | 310 | 310 | 0 | 0 | 0 | 0 | 0 | 5 | 0 | 0 | 0 | 0 | 0 | 0 | 0 | 0 | 0 | 0 | 0 | 140 | 140 | 0 | 140 | 140 | 140 | 0 | 140 | 0 | 140 | 140 | 140 | 0 | 0 | 0 | 0 | 0 | 0 | 0
EODS | Mapped MWs
|  | Wind | 0 | 0 | 0 | 0 | 0 | 0 | 0 | 0 | 0 | 0 | 0 | 112.18 | 112.18 | 112.18 | 0 | 0 | 0 | 0 | 0 | 37 | 0 | 37 | 0 | 244 | 370.5 | 0 | 0 | 0 | 652.5 | 0 | 755.8 | 752.5 | 755.8 | 0 | 0 | 755.8 | 655.8 | 0 | 0 | 284.65 | 0 | 33.2 | 0 | 6 | 0 | 92.5 | 0 | 0 | 0 | 0 | 0 | 0 | 33.2 | 186.95 | 140.2 | 220.15 | 0 | 0 | 183.5 | 256 | 0 | 0 | 0 | 0 | 0 | 186.95 | 140.2 | 0 | 0 | 0 | 0 | 0 | 0 | 0 | 0 | 0 | 0 | 0 | 70 | 70 | 0 | 70 | 70 | 70 | 50 | 70 | 0 | 70 | 70 | 70 | 0 | 0 | 50 | 0 | 50 | 0 | 0
|  | OOS Wind | 0 | 0 | 0 | 0 | 0 | 0 | 0 | 0 | 0 | 0 | 0 | 0 | 0 | 0 | 0 | 0 | 0 | 0 | 0 | 0 | 0 | 0 | 0 | 0 | 0 | 0 | 0 | 0 | 0 | 0 | 0 | 0 | 0 | 0 | 0 | 0 | 0 | 0 | 0 | 0 | 0 | 0 | 0 | 0 | 0 | 0 | 0 | 0 | 0 | 0 | 0 | 0 | 0 | 0 | 0 | 0 | 0 | 0 | 0 | 0 | 0 | 0 | 0 | 0 | 0 | 0 | 0 | 0 | 0 | 0 | 0 | 0 | 0 | 0 | 0 | 0 | 0 | 0 | 0 | 0 | 0 | 0 | 0 | 0 | 0 | 0 | 0 | 0 | 0 | 0 | 0 | 0 | 0 | 0 | 0 | 0 | 0
|  | Offshore Wind | 0 | 0 | 0 | 0 | 0 | 0 | 0 | 0 | 0 | 0 | 0 | 0 | 0 | 0 | 0 | 0 | 0 | 0 | 0 | 0 | 0 | 0 | 0 | 0 | 0 | 0 | 0 | 0 | 0 | 0 | 0 | 0 | 0 | 0 | 0 | 0 | 0 | 0 | 0 | 0 | 0 | 0 | 0 | 0 | 0 | 0 | 0 | 0 | 0 | 0 | 0 | 0 | 0 | 0 | 0 | 0 | 0 | 0 | 0 | 0 | 0 | 0 | 0 | 0 | 0 | 0 | 0 | 0 | 0 | 0 | 0 | 0 | 0 | 0 | 0 | 0 | 0 | 0 | 0 | 0 | 0 | 0 | 0 | 0 | 0 | 0 | 0 | 0 | 0 | 0 | 0 | 0 | 0 | 0 | 0 | 0 | 0
|  | Distributed Solar | 25.5 | 0 | 18 | 0 | 0 | 18 | 18 | 0 | 6.96 | 12.85 | 0 | 10.3 | 24.3 | 24.3 | 0 | 0 | 0 | 0 | 0 | 0 | 0 | 0 | 0 | 0 | 0 | 10 | 0 | 4.84 | 0 | 4.84 | 14.84 | 0 | 14.84 | 0 | 0 | 0 | 4.84 | 10 | 0 | 63.529 | 0 | 5 | 1.9 | 0 | 12.33 | 84.015 | 11.5 | 14.23 | 0 | 8 | 0 | 4 | 27.2 | 24.3 | 29.3 | 48.175 | 0 | 7.075 | 8 | 48.605 | 18.23 | 8 | 0 | 2.6 | 3 | 30.575 | 25.6 | 47.98 | 29.33 | 9 | 29.65 | 2.4 | 2.4 | 5.8 | 29.4 | 22.28 | 0 | 0 | 103.3 | 95.73 | 6.15 | 61.71 | 42.21 | 39.06 | 23.56 | 75.61 | 0 | 47.21 | 19.06 | 45.56 | 7.56 | 0 | 31.06 | 0 | 60.69 | 4.5 | 3
|  | Solar | 2883 | 2983 | 910 | 1470 | 150 | 655 | 760 | 0 | 0 | 0 | 0 | 389.8 | 538.8 | 1137.8 | 599 | 1200 | 2675 | 5018.5 | 390 | 1173.5 | 463.5 | 5048.5 | 2975 | 3175 | 8214 | 0 | 0 | 0 | 392 | 0 | 1022 | 2261 | 2011 | 0 | 0 | 522 | 1022 | 0 | 0 | 1155 | 12 | 0 | 12 | 0 | 12 | 1701.11 | 0 | 12 | 0 | 0 | 0 | 0 | 50 | 393 | 393 | 937.11 | 0 | 14.11 | 700 | 776.11 | 12 | 0 | 14.11 | 14.11 | 50 | 714.11 | 873 | 1120 | 405 | 0 | 105 | 0 | 0 | 102 | 203 | 0 | 320 | 1100 | 6415.7 | 6949.7 | 30 | 3364 | 410 | 380 | 380 | 4247 | 30 | 410 | 380 | 2070 | 80 | 90 | 380 | 0 | 5585.7 | 1342 | 500
| HSN Output | HSN
|  | Geothermal | 0 | 0 | 0 | 0 | 0 | 0 | 0 | 0 | 0 | 422 | 13 | 13 | 13 | 13 | 0 | 0 | 0 | 0 | 525 | 525 | 0 | 525 | 400 | 567.3 | 567.3 | 0 | 0 | 0 | 125 | 0 | 125 | 125 | 125 | 0 | 0 | 125 | 125 | 0 | 0 | 188 | 40 | 148 | 40 | 0 | 0 | 40 | 40 | 40 | 0 | 0 | 0 | 0 | 148 | 73.5 | 148 | 148 | 0 | 0 | 73.5 | 113.5 | 40 | 0 | 0 | 0 | 0 | 73.5 | 148 | 0 | 0 | 0 | 0 | 0 | 0 | 0 | 0 | 0 | 0 | 0 | 0 | 0 | 0 | 0 | 0 | 0 | 0 | 0 | 0 | 0 | 0 | 0 | 0 | 0 | 0 | 0 | 0 | 0 | 0
|  | Biomass | 0 | 0 | 2 | 0 | 2 | 0 | 0 | 0 | 0 | 0 | 0 | 1.5 | 4.2 | 4.2 | 0 | 0 | 0 | 0 | 0 | 5 | 0 | 5 | 0 | 0 | 2 | 0 | 0 | 0 | 0 | 0 | 0 | 0 | 0 | 0 | 0 | 0 | 0 | 0 | 0 | 84.33 | 0 | 8.7 | 10 | 17.48 | 8.5 | 50.4 | 8.5 | 18.5 | 0 | 0.5 | 0 | 0 | 10.95 | 1.15 | 9.85 | 23.95 | 0 | 3.8 | 0.5 | 48.25 | 24.3 | 0.5 | 0 | 0 | 3.1 | 3.15 | 16.7 | 27.5 | 16.9 | 0 | 5 | 0 | 0 | 5 | 9.2 | 3 | 0 | 0 | 42.688 | 40.988 | 0 | 24 | 9.2 | 9 | 20.1 | 45.888 | 0 | 9.2 | 5.3 | 22.1 | 5.8 | 0 | 9.2 | 0 | 23.4 | 15.3 | 3.1
|  | Wind | 323.52 | 227.52 | 0 | 83.52 | 0 | 0 | 0 | 0 | 0 | 0 | 0 | 48 | 48 | 120 | 72 | 0 | 0 | 0 | 0 | 138 | 0 | 138 | 144 | 175.68 | 411.84 | 0 | 0 | 0 | 245 | 0 | 371 | 350 | 371 | 0 | 0 | 371 | 266 | 0 | 0 | 1062.8 | 0 | 49 | 0 | 100 | 0 | 205.25 | 0 | 0 | 0 | 0 | 0 | 0 | 49 | 207.8 | 166.4 | 462.3 | 0 | 0 | 317.4 | 490.65 | 0 | 0 | 0 | 0 | 3 | 360.3 | 166.4 | 56.535 | 0 | 0 | 0 | 0 | 0 | 0 | 0 | 0 | 0 | 0 | 389.985 | 389.985 | 0 | 160 | 160 | 160 | 75 | 333.45 | 0 | 160 | 160 | 160 | 0 | 0 | 75 | 0 | 131.535 | 56.535 | 53
|  | OOS Wind | 0 | 0 | 0 | 0 | 0 | 0 | 0 | 0 | 0 | 1172.5 | 0 | 0 | 0 | 0 | 0 | 0 | 0 | 2076.33 | 0 | 0 | 0 | 2076.33 | 0 | 771.17 | 4857.5 | 0 | 0 | 0 | 0 | 0 | 0 | 0 | 0 | 0 | 0 | 0 | 0 | 0 | 0 | 0 | 0 | 0 | 0 | 0 | 0 | 0 | 0 | 0 | 0 | 0 | 0 | 0 | 0 | 0 | 0 | 1143.69 | 0 | 0 | 1143.69 | 1143.69 | 0 | 0 | 0 | 0 | 0 | 1143.69 | 0 | 0 | 0 | 0 | 0 | 0 | 0 | 0 | 0 | 0 | 0 | 0 | 0 | 0 | 0 | 0 | 0 | 0 | 0 | 0 | 0 | 0 | 0 | 0 | 0 | 0 | 0 | 0 | 0 | 0 | 0
|  | Offshore Wind | 0 | 0 | 0 | 0 | 0 | 0 | 0 | 0 | 0 | 0 | 0 | 0 | 0 | 0 | 0 | 0 | 0 | 0 | 0 | 0 | 0 | 0 | 0 | 0 | 0 | 0 | 0 | 0 | 0 | 0 | 0 | 0 | 0 | 0 | 0 | 0 | 0 | 0 | 0 | 0 | 0 | 0 | 0 | 0 | 0 | 0 | 0 | 0 | 1365.95 | 0 | 0 | 0 | 0 | 0 | 0 | 0 | 0 | 0 | 0 | 0 | 0 | 0 | 0 | 0 | 0 | 0 | 0 | 0 | 0 | 0 | 0 | 0 | 0 | 0 | 0 | 0 | 0 | 0 | 0 | 0 | 0 | 0 | 0 | 0 | 0 | 0 | 0 | 0 | 0 | 0 | 0 | 0 | 0 | 2485.4 | 2485.4 | 0 | 0
|  | Solar | 260.845 | 183.495 | 77.35 | 148.525 | 0 | 77.35 | 77.35 | 0 | 0 | 1.3 | 0 | 41.73 | 69.16 | 139.36 | 70.2 | 65 | 162.5 | 318.11 | 0 | 61.75 | 0 | 289.25 | 186.88 | 194.88 | 618.215 | 0 | 0 | 0 | 18 | 0 | 31.2 | 76.17 | 58.05 | 0 | 0 | 19.2 | 31.2 | 0 | 0 | 64.425 | 0 | 0 | 0 | 0 | 0 | 129.1815 | 0 | 0 | 0 | 0 | 0 | 3.675 | 3.675 | 6.675 | 6.675 | 15.1065 | 0 | 0.9315 | 0 | 0.9315 | 0 | 0 | 0.9315 | 0.9315 | 0 | 4.6065 | 49.425 | 161.7 | 45.75 | 6 | 9 | 0 | 0 | 3 | 48.75 | 6 | 52.5 | 135 | 531.48 | 585.48 | 15 | 259.95 | 37.5 | 22.5 | 22.5 | 306.45 | 15 | 52.5 | 22.5 | 132 | 7.5 | 0.75 | 22.5 | 0 | 482.73 | 131.7 | 60
|  | Battery_4hr | 2282 | 2006 | 1435 | 1015 | 665 | 595 | 675 | 0 | 537 | 1812.6 | 0 | 316 | 416 | 440.5 | 24.5 | 180 | 1282.4 | 2103.4 | 410 | 2921.6 | 446 | 4114 | 716 | 1195 | 3859.9 | 266.93 | 310 | 75.79 | 1089.35 | 71.91 | 1250.39 | 1130.5 | 1917.99 | 59.6 | 52 | 645.6 | 752.06 | 266.93 | 100 | 1172.95 | 0 | 38 | 0 | 0 | 0 | 1217.6 | 0 | 50 | 0 | 0 | 0 | 50 | 276 | 1023.2 | 498.2 | 1356.5 | 0 | 177 | 663 | 1148.3 | 70 | 0 | 15 | 75 | 10 | 1081.3 | 478.2 | 299.25 | 13 | 30 | 33 | 0 | 0 | 0 | 33 | 30 | 65.5 | 0 | 2116.75 | 1853.55 | 0 | 1416.85 | 0 | 228.4 | 97 | 1744.75 | 0 | 0 | 0 | 970.6 | 0 | 27 | 0 | 0 | 1260.45 | 456.25 | 10
|  | Battery_8hr | 745 | 920 | 400 | 170 | 200 | 200 | 200 | 0 | 350 | 950 | 0 | 36 | 68 | 378 | 310 | 220 | 475 | 945 | 0 | 340 | 0 | 1035 | 1140 | 1490 | 2830 | 450 | 0 | 0 | 500 | 0 | 700 | 590 | 950 | 0 | 0 | 150 | 450 | 450 | 0 | 800 | 0 | 0 | 0 | 0 | 0 | 520 | 0 | 0 | 0 | 0 | 0 | 0 | 137.2 | 100 | 100 | 1243.2 | 0 | 0 | 265 | 1083.2 | 0 | 0 | 0 | 0 | 53.2 | 475 | 340 | 460 | 160 | 0 | 40 | 0 | 0 | 40 | 70 | 0 | 120 | 545 | 2116 | 2336 | 20 | 1235 | 250 | 235 | 260 | 1481 | 20 | 290 | 230 | 650 | 80 | 10 | 230 | 0 | 2025 | 575 | 632
|  | LDES | 400 | 400 | 0 | 0 | 0 | 0 | 0 | 0 | 0 | 0 | 0 | 0 | 0 | 0 | 0 | 0 | 0 | 0 | 0 | 0 | 0 | 0 | 0 | 0 | 0 | 409.2 | 0 | 0 | 409.2 | 0 | 409.2 | 0 | 409.2 | 0 | 0 | 0 | 0 | 0 | 0 | 5 | 0 | 5 | 0 | 0 | 0 | 450 | 0 | 0 | 0 | 0 | 0 | 0 | 5 | 0 | 5 | 5 | 0 | 0 | 0 | 310 | 310 | 0 | 0 | 0 | 0 | 0 | 5 | 0 | 0 | 0 | 0 | 0 | 0 | 0 | 0 | 0 | 0 | 0 | 140 | 140 | 0 | 140 | 140 | 140 | 0 | 140 | 0 | 140 | 140 | 140 | 0 | 0 | 0 | 0 | 0 | 0 | 0
|  | Total | 4011.365 | 3737.015 | 1914.35 | 1417.045 | 867 | 872.35 | 952.35 | 0 | 887 | 4358.4 | 13 | 456.23 | 618.36 | 1095.06 | 476.7 | 465 | 1919.9 | 5442.84 | 935 | 3991.35 | 446 | 8182.58 | 2586.88 | 4394.03 | 13146.755 | 1126.13 | 310 | 75.79 | 2386.55 | 71.91 | 2886.79 | 2271.67 | 3831.24 | 59.6 | 52 | 1310.8 | 1624.26 | 716.93 | 100 | 3377.505 | 40 | 248.7 | 50 | 117.48 | 8.5 | 2612.4315 | 48.5 | 108.5 | 1365.95 | 0.5 | 0 | 53.675 | 629.825 | 1412.325 | 934.125 | 4397.7465 | 0 | 181.7315 | 2463.09 | 4338.5215 | 444.3 | 0.5 | 15.9315 | 75.9315 | 69.3 | 3141.5465 | 1203.725 | 1004.985 | 235.65 | 36 | 87 | 0 | 0 | 48 | 160.95 | 39 | 238 | 680 | 5336.903 | 5346.003 | 35 | 3235.8 | 596.7 | 794.9 | 474.6 | 4051.538 | 35 | 651.7 | 557.8 | 2074.7 | 93.3 | 37.75 | 336.7 | 2485.4 | 6408.515 | 1234.785 | 758.1
| SSN Output | SSN
|  | Geothermal | 0 | 0 | 0 | 0 | 0 | 0 | 0 | 0 | 0 | 422 | 13 | 13 | 13 | 13 | 0 | 0 | 0 | 0 | 525 | 525 | 0 | 525 | 400 | 567.3 | 567.3 | 0 | 0 | 0 | 125 | 0 | 125 | 125 | 125 | 0 | 0 | 125 | 125 | 0 | 0 | 188 | 40 | 148 | 40 | 0 | 0 | 40 | 40 | 40 | 0 | 0 | 0 | 0 | 148 | 73.5 | 148 | 148 | 0 | 0 | 73.5 | 113.5 | 40 | 0 | 0 | 0 | 0 | 73.5 | 148 | 0 | 0 | 0 | 0 | 0 | 0 | 0 | 0 | 0 | 0 | 0 | 0 | 0 | 0 | 0 | 0 | 0 | 0 | 0 | 0 | 0 | 0 | 0 | 0 | 0 | 0 | 0 | 0 | 0 | 0
|  | Biomass | 0 | 0 | 2 | 0 | 2 | 0 | 0 | 0 | 0 | 0 | 0 | 1.5 | 4.2 | 4.2 | 0 | 0 | 0 | 0 | 0 | 5 | 0 | 5 | 0 | 0 | 2 | 0 | 0 | 0 | 0 | 0 | 0 | 0 | 0 | 0 | 0 | 0 | 0 | 0 | 0 | 84.33 | 0 | 8.7 | 10 | 17.48 | 8.5 | 50.4 | 8.5 | 18.5 | 0 | 0.5 | 0 | 0 | 10.95 | 1.15 | 9.85 | 23.95 | 0 | 3.8 | 0.5 | 48.25 | 24.3 | 0.5 | 0 | 0 | 3.1 | 3.15 | 16.7 | 27.5 | 16.9 | 0 | 5 | 0 | 0 | 5 | 9.2 | 3 | 0 | 0 | 42.688 | 40.988 | 0 | 24 | 9.2 | 9 | 20.1 | 45.888 | 0 | 9.2 | 5.3 | 22.1 | 5.8 | 0 | 9.2 | 0 | 23.4 | 15.3 | 3.1
|  | Wind | 114.58 | 80.58 | 0 | 29.58 | 0 | 0 | 0 | 0 | 0 | 0 | 0 | 17 | 17 | 42.5 | 25.5 | 0 | 0 | 0 | 0 | 48.875 | 0 | 48.875 | 51 | 62.22 | 145.86 | 0 | 0 | 0 | 70 | 0 | 106 | 100 | 106 | 0 | 0 | 106 | 76 | 0 | 0 | 403.864 | 0 | 18.62 | 0 | 38 | 0 | 77.995 | 0 | 0 | 0 | 0 | 0 | 0 | 18.62 | 78.964 | 63.232 | 175.674 | 0 | 0 | 120.612 | 186.447 | 0 | 0 | 0 | 0 | 1.14 | 136.914 | 63.232 | 21.4833 | 0 | 0 | 0 | 0 | 0 | 0 | 0 | 0 | 0 | 0 | 148.1943 | 148.1943 | 0 | 60.8 | 60.8 | 60.8 | 28.5 | 126.711 | 0 | 60.8 | 60.8 | 60.8 | 0 | 0 | 28.5 | 0 | 49.9833 | 21.4833 | 20.14
|  | OOS Wind | 0 | 0 | 0 | 0 | 0 | 0 | 0 | 0 | 0 | 612.5 | 0 | 0 | 0 | 0 | 0 | 0 | 0 | 1084.65 | 0 | 0 | 0 | 1084.65 | 0 | 402.85 | 2537.5 | 0 | 0 | 0 | 0 | 0 | 0 | 0 | 0 | 0 | 0 | 0 | 0 | 0 | 0 | 0 | 0 | 0 | 0 | 0 | 0 | 0 | 0 | 0 | 0 | 0 | 0 | 0 | 0 | 0 | 0 | 597.45 | 0 | 0 | 597.45 | 597.45 | 0 | 0 | 0 | 0 | 0 | 597.45 | 0 | 0 | 0 | 0 | 0 | 0 | 0 | 0 | 0 | 0 | 0 | 0 | 0 | 0 | 0 | 0 | 0 | 0 | 0 | 0 | 0 | 0 | 0 | 0 | 0 | 0 | 0 | 0 | 0 | 0 | 0
|  | Offshore Wind | 0 | 0 | 0 | 0 | 0 | 0 | 0 | 0 | 0 | 0 | 0 | 0 | 0 | 0 | 0 | 0 | 0 | 0 | 0 | 0 | 0 | 0 | 0 | 0 | 0 | 0 | 0 | 0 | 0 | 0 | 0 | 0 | 0 | 0 | 0 | 0 | 0 | 0 | 0 | 0 | 0 | 0 | 0 | 0 | 0 | 0 | 0 | 0 | 723.15 | 0 | 0 | 0 | 0 | 0 | 0 | 0 | 0 | 0 | 0 | 0 | 0 | 0 | 0 | 0 | 0 | 0 | 0 | 0 | 0 | 0 | 0 | 0 | 0 | 0 | 0 | 0 | 0 | 0 | 0 | 0 | 0 | 0 | 0 | 0 | 0 | 0 | 0 | 0 | 0 | 0 | 0 | 0 | 0 | 1315.8 | 1315.8 | 0 | 0
|  | Solar | 1605.2 | 1129.2 | 476 | 914 | 0 | 476 | 476 | 0 | 0 | 8 | 0 | 256.8 | 425.6 | 857.6 | 432 | 400 | 1000 | 1957.6 | 0 | 380 | 0 | 1780 | 1541.76 | 1607.76 | 3804.4 | 0 | 0 | 0 | 213 | 0 | 369.2 | 901.345 | 686.925 | 0 | 0 | 227.2 | 369.2 | 0 | 0 | 304.945 | 0 | 0 | 0 | 0 | 0 | 611.4591 | 0 | 0 | 0 | 0 | 0 | 17.395 | 17.395 | 31.595 | 31.595 | 71.5041 | 0 | 4.4091 | 0 | 4.4091 | 0 | 0 | 4.4091 | 4.4091 | 0 | 21.8041 | 233.945 | 765.38 | 216.55 | 28.4 | 42.6 | 0 | 0 | 14.2 | 230.75 | 28.4 | 248.5 | 639 | 2515.672 | 2771.272 | 71 | 1230.43 | 177.5 | 106.5 | 106.5 | 1450.53 | 71 | 248.5 | 106.5 | 624.8 | 35.5 | 3.55 | 106.5 | 0 | 2284.922 | 623.38 | 284
|  | Battery_4hr | 1141 | 1003 | 717.5 | 507.5 | 332.5 | 297.5 | 337.5 | 0 | 268.5 | 906.3 | 0 | 158 | 208 | 220.25 | 12.25 | 90 | 641.2 | 1051.7 | 205 | 1460.8 | 223 | 2057 | 358 | 597.5 | 1929.95 | 133.465 | 155 | 37.895 | 544.675 | 35.955 | 625.195 | 565.25 | 958.995 | 29.8 | 26 | 322.8 | 376.03 | 133.465 | 50 | 586.475 | 0 | 19 | 0 | 0 | 0 | 608.8 | 0 | 25 | 0 | 0 | 0 | 25 | 138 | 511.6 | 249.1 | 678.25 | 0 | 88.5 | 331.5 | 574.15 | 35 | 0 | 7.5 | 37.5 | 5 | 540.65 | 239.1 | 149.625 | 6.5 | 15 | 16.5 | 0 | 0 | 0 | 16.5 | 15 | 32.75 | 0 | 1058.375 | 926.775 | 0 | 708.425 | 0 | 114.2 | 48.5 | 872.375 | 0 | 0 | 0 | 485.3 | 0 | 13.5 | 0 | 0 | 630.225 | 228.125 | 5
|  | Battery_8hr | 372.5 | 460 | 200 | 85 | 100 | 100 | 100 | 0 | 175 | 475 | 0 | 18 | 34 | 189 | 155 | 110 | 237.5 | 472.5 | 0 | 170 | 0 | 517.5 | 570 | 745 | 1415 | 225 | 0 | 0 | 250 | 0 | 350 | 295 | 475 | 0 | 0 | 75 | 225 | 225 | 0 | 400 | 0 | 0 | 0 | 0 | 0 | 260 | 0 | 0 | 0 | 0 | 0 | 0 | 68.6 | 50 | 50 | 621.6 | 0 | 0 | 132.5 | 541.6 | 0 | 0 | 0 | 0 | 26.6 | 237.5 | 170 | 230 | 80 | 0 | 20 | 0 | 0 | 20 | 35 | 0 | 60 | 272.5 | 1058 | 1168 | 10 | 617.5 | 125 | 117.5 | 130 | 740.5 | 10 | 145 | 115 | 325 | 40 | 5 | 115 | 0 | 1012.5 | 287.5 | 316
|  | LDES | 200 | 200 | 0 | 0 | 0 | 0 | 0 | 0 | 0 | 0 | 0 | 0 | 0 | 0 | 0 | 0 | 0 | 0 | 0 | 0 | 0 | 0 | 0 | 0 | 0 | 204.6 | 0 | 0 | 204.6 | 0 | 204.6 | 0 | 204.6 | 0 | 0 | 0 | 0 | 0 | 0 | 2.5 | 0 | 2.5 | 0 | 0 | 0 | 225 | 0 | 0 | 0 | 0 | 0 | 0 | 2.5 | 0 | 2.5 | 2.5 | 0 | 0 | 0 | 155 | 155 | 0 | 0 | 0 | 0 | 0 | 2.5 | 0 | 0 | 0 | 0 | 0 | 0 | 0 | 0 | 0 | 0 | 0 | 70 | 70 | 0 | 70 | 70 | 70 | 0 | 70 | 0 | 70 | 70 | 70 | 0 | 0 | 0 | 0 | 0 | 0 | 0
|  | Total | 3433.28 | 2872.78 | 1395.5 | 1536.08 | 434.5 | 873.5 | 913.5 | 0 | 443.5 | 2423.8 | 13 | 464.3 | 701.8 | 1326.55 | 624.75 | 600 | 1878.7 | 4566.45 | 730 | 2589.675 | 223 | 6018.025 | 2920.76 | 3982.63 | 10402.01 | 563.065 | 155 | 37.895 | 1407.275 | 35.955 | 1779.995 | 1986.595 | 2556.52 | 29.8 | 26 | 856 | 1171.23 | 358.465 | 50 | 1970.114 | 40 | 196.82 | 50 | 55.48 | 8.5 | 1873.6541 | 48.5 | 83.5 | 723.15 | 0.5 | 0 | 42.395 | 404.065 | 746.809 | 554.277 | 2318.9281 | 0 | 96.7091 | 1256.062 | 2220.8061 | 254.3 | 0.5 | 11.9091 | 41.9091 | 35.84 | 1610.9681 | 873.477 | 1193.9883 | 319.95 | 43.4 | 84.1 | 0 | 0 | 39.2 | 291.45 | 46.4 | 341.25 | 911.5 | 4892.9293 | 5125.2293 | 81 | 2711.155 | 442.5 | 478 | 333.6 | 3306.004 | 81 | 533.5 | 357.6 | 1588 | 81.3 | 22.05 | 259.2 | 1315.8 | 5316.8303 | 1175.7883 | 628.24
| EODS Output | EODS
|  | Geothermal | 0 | 0 | 0 | 0 | 0 | 0 | 0 | 0 | 0 | 422 | 13 | 13 | 13 | 13 | 0 | 0 | 0 | 0 | 525 | 525 | 0 | 525 | 400 | 567.3 | 567.3 | 0 | 0 | 0 | 125 | 0 | 125 | 125 | 125 | 0 | 0 | 125 | 125 | 0 | 0 | 188 | 40 | 148 | 40 | 0 | 0 | 40 | 40 | 40 | 0 | 0 | 0 | 0 | 148 | 73.5 | 148 | 148 | 0 | 0 | 73.5 | 113.5 | 40 | 0 | 0 | 0 | 0 | 73.5 | 148 | 0 | 0 | 0 | 0 | 0 | 0 | 0 | 0 | 0 | 0 | 0 | 0 | 0 | 0 | 0 | 0 | 0 | 0 | 0 | 0 | 0 | 0 | 0 | 0 | 0 | 0 | 0 | 0 | 0 | 0
|  | Biomass | 0 | 0 | 0 | 0 | 0 | 0 | 0 | 0 | 0 | 0 | 0 | 0 | 0 | 0 | 0 | 0 | 0 | 0 | 0 | 0 | 0 | 0 | 0 | 0 | 0 | 0 | 0 | 0 | 0 | 0 | 0 | 0 | 0 | 0 | 0 | 0 | 0 | 0 | 0 | 0 | 0 | 0 | 0 | 0 | 0 | 0 | 0 | 0 | 0 | 0 | 0 | 0 | 0 | 0 | 0 | 0 | 0 | 0 | 0 | 0 | 0 | 0 | 0 | 0 | 0 | 0 | 0 | 0 | 0 | 0 | 0 | 0 | 0 | 0 | 0 | 0 | 0 | 0 | 0 | 0 | 0 | 0 | 0 | 0 | 0 | 0 | 0 | 0 | 0 | 0 | 0 | 0 | 0 | 0 | 0 | 0 | 0
|  | Wind | 296.56 | 208.56 | 0 | 76.56 | 0 | 0 | 0 | 0 | 0 | 0 | 0 | 93.3592 | 93.3592 | 159.3592 | 66 | 0 | 0 | 0 | 0 | 142.78 | 0 | 142.78 | 132 | 268.4 | 540.54 | 0 | 0 | 0 | 595.1 | 0 | 798.952 | 771.1 | 798.952 | 0 | 0 | 798.952 | 622.952 | 0 | 0 | 1518.4575 | 0 | 82.656 | 0 | 129.78 | 0 | 316.89 | 0 | 0 | 0 | 0 | 0 | 0 | 82.656 | 379.6065 | 297.99 | 721.1925 | 0 | 0 | 515.529 | 779.499 | 0 | 0 | 0 | 0 | 3.78 | 571.7565 | 297.99 | 49.7508 | 0 | 0 | 0 | 0 | 0 | 0 | 0 | 0 | 0 | 0 | 373.9868 | 373.9868 | 0 | 171.6 | 171.6 | 171.6 | 88 | 324.236 | 0 | 171.6 | 171.6 | 171.6 | 0 | 0 | 88 | 0 | 137.7508 | 49.7508 | 46.64
|  | OOS Wind | 0 | 0 | 0 | 0 | 0 | 0 | 0 | 0 | 0 | 1172.5 | 0 | 0 | 0 | 0 | 0 | 0 | 0 | 2076.33 | 0 | 0 | 0 | 2076.33 | 0 | 771.17 | 4857.5 | 0 | 0 | 0 | 0 | 0 | 0 | 0 | 0 | 0 | 0 | 0 | 0 | 0 | 0 | 0 | 0 | 0 | 0 | 0 | 0 | 0 | 0 | 0 | 0 | 0 | 0 | 0 | 0 | 0 | 0 | 1143.69 | 0 | 0 | 1143.69 | 1143.69 | 0 | 0 | 0 | 0 | 0 | 1143.69 | 0 | 0 | 0 | 0 | 0 | 0 | 0 | 0 | 0 | 0 | 0 | 0 | 0 | 0 | 0 | 0 | 0 | 0 | 0 | 0 | 0 | 0 | 0 | 0 | 0 | 0 | 0 | 0 | 0 | 0 | 0
|  | Offshore Wind | 0 | 0 | 0 | 0 | 0 | 0 | 0 | 0 | 0 | 0 | 0 | 0 | 0 | 0 | 0 | 0 | 0 | 0 | 0 | 0 | 0 | 0 | 0 | 0 | 0 | 0 | 0 | 0 | 0 | 0 | 0 | 0 | 0 | 0 | 0 | 0 | 0 | 0 | 0 | 0 | 0 | 0 | 0 | 0 | 0 | 0 | 0 | 0 | 1607 | 0 | 0 | 0 | 0 | 0 | 0 | 0 | 0 | 0 | 0 | 0 | 0 | 0 | 0 | 0 | 0 | 0 | 0 | 0 | 0 | 0 | 0 | 0 | 0 | 0 | 0 | 0 | 0 | 0 | 0 | 0 | 0 | 0 | 0 | 0 | 0 | 0 | 0 | 0 | 0 | 0 | 0 | 0 | 0 | 2924 | 2924 | 0 | 0
|  | Distributed Solar | 19.635 | 0 | 13.86 | 0 | 0 | 13.86 | 13.86 | 0 | 5.3592 | 9.8945 | 0 | 7.931 | 18.711 | 18.711 | 0 | 0 | 0 | 0 | 0 | 0 | 0 | 0 | 0 | 0 | 0 | 7.9 | 0 | 3.8236 | 0 | 3.8236 | 11.7236 | 0 | 11.7236 | 0 | 0 | 0 | 3.8236 | 7.9 | 0 | 43.1997 | 0 | 3.4 | 1.292 | 0 | 8.3844 | 57.1302 | 7.82 | 9.6764 | 0 | 5.44 | 0 | 2.72 | 18.496 | 16.524 | 19.924 | 32.759 | 0 | 4.811 | 5.44 | 33.0514 | 12.3964 | 5.44 | 0 | 1.768 | 2.04 | 20.791 | 17.408 | 37.9042 | 23.1707 | 7.11 | 23.4235 | 1.896 | 1.896 | 4.582 | 23.226 | 17.6012 | 0 | 0 | 81.607 | 75.6267 | 4.8585 | 48.7509 | 33.3459 | 30.8574 | 18.6124 | 59.7319 | 0 | 37.2959 | 15.0574 | 35.9924 | 5.9724 | 0 | 24.5374 | 0 | 47.9451 | 3.555 | 2.37
|  | Solar | 3764.915 | 3383.765 | 1158.85 | 2011.625 | 115.5 | 962.5 | 1043.35 | 0 | 0 | 7.7 | 0 | 547.316 | 824.516 | 1701.546 | 877.03 | 1309 | 3022.25 | 5748.435 | 300.3 | 1269.345 | 356.895 | 5600.595 | 4089.47 | 4320.47 | 9986.515 | 0 | 0 | 0 | 546.68 | 0 | 1218.18 | 2789.095 | 2353.015 | 0 | 0 | 665.18 | 1218.18 | 0 | 0 | 1077.46 | 8.16 | 0 | 8.16 | 0 | 8.16 | 1742.3776 | 0 | 8.16 | 0 | 0 | 0 | 16.66 | 50.66 | 297.5 | 297.5 | 705.7176 | 0 | 13.8176 | 476 | 531.9776 | 8.16 | 0 | 13.8176 | 13.8176 | 34 | 506.4776 | 817.7 | 1736.42 | 560.9 | 31.6 | 130.35 | 0 | 0 | 96.38 | 417.12 | 31.6 | 529.3 | 1580 | 7867.531 | 8573.791 | 102.7 | 4026.63 | 521.4 | 418.7 | 418.7 | 4969.1 | 102.7 | 600.4 | 418.7 | 2330.5 | 102.7 | 75.05 | 418.7 | 0 | 6955.081 | 1753.8 | 711
|  | Battery_4hr | -2282 | -2006 | -1435 | -1015 | -665 | -595 | -675 | 0 | -537 | -1812.6 | 0 | -316 | -416 | -440.5 | -24.5 | -180 | -1282.4 | -2103.4 | -410 | -2921.6 | -446 | -4114 | -716 | -1195 | -3859.9 | -266.93 | -310 | -75.79 | -1089.35 | -71.91 | -1250.39 | -1130.5 | -1917.99 | -59.6 | -52 | -645.6 | -752.06 | -266.93 | -100 | -1172.95 | 0 | -38 | 0 | 0 | 0 | -1217.6 | 0 | -50 | 0 | 0 | 0 | -50 | -276 | -1023.2 | -498.2 | -1356.5 | 0 | -177 | -663 | -1148.3 | -70 | 0 | -15 | -75 | -10 | -1081.3 | -478.2 | -299.25 | -13 | -30 | -33 | 0 | 0 | 0 | -33 | -30 | -65.5 | 0 | -2116.75 | -1853.55 | 0 | -1416.85 | 0 | -228.4 | -97 | -1744.75 | 0 | 0 | 0 | -970.6 | 0 | -27 | 0 | 0 | -1260.45 | -456.25 | -10
|  | Battery_8hr | -745 | -920 | -400 | -170 | -200 | -200 | -200 | 0 | -350 | -950 | 0 | -36 | -68 | -378 | -310 | -220 | -475 | -945 | 0 | -340 | 0 | -1035 | -1140 | -1490 | -2830 | -450 | 0 | 0 | -500 | 0 | -700 | -590 | -950 | 0 | 0 | -150 | -450 | -450 | 0 | -800 | 0 | 0 | 0 | 0 | 0 | -520 | 0 | 0 | 0 | 0 | 0 | 0 | -137.2 | -100 | -100 | -1243.2 | 0 | 0 | -265 | -1083.2 | 0 | 0 | 0 | 0 | -53.2 | -475 | -340 | -460 | -160 | 0 | -40 | 0 | 0 | -40 | -70 | 0 | -120 | -545 | -2116 | -2336 | -20 | -1235 | -250 | -235 | -260 | -1481 | -20 | -290 | -230 | -650 | -80 | -10 | -230 | 0 | -2025 | -575 | -632
|  | LDES | -400 | -400 | 0 | 0 | 0 | 0 | 0 | 0 | 0 | 0 | 0 | 0 | 0 | 0 | 0 | 0 | 0 | 0 | 0 | 0 | 0 | 0 | 0 | 0 | 0 | -409.2 | 0 | 0 | -409.2 | 0 | -409.2 | 0 | -409.2 | 0 | 0 | 0 | 0 | 0 | 0 | -5 | 0 | -5 | 0 | 0 | 0 | -450 | 0 | 0 | 0 | 0 | 0 | 0 | -5 | 0 | -5 | -5 | 0 | 0 | 0 | -310 | -310 | 0 | 0 | 0 | 0 | 0 | -5 | 0 | 0 | 0 | 0 | 0 | 0 | 0 | 0 | 0 | 0 | 0 | -140 | -140 | 0 | -140 | -140 | -140 | 0 | -140 | 0 | -140 | -140 | -140 | 0 | 0 | 0 | 0 | 0 | 0 | 0
|  | Total | 654.11 | 266.325 | -662.29 | 903.185 | -749.5 | 181.36 | 182.21 | 0 | -881.6408 | -1150.5055 | 13 | 309.6062 | 465.5862 | 1074.1162 | 608.53 | 909 | 1264.85 | 4776.365 | 415.3 | -1324.475 | -89.105 | 3195.705 | 2765.47 | 3242.34 | 9261.955 | -1118.23 | -310 | -71.9664 | -731.77 | -68.0864 | -205.7344 | 1964.695 | 11.5006 | -59.6 | -52 | 793.532 | 767.8956 | -709.03 | -100 | 849.1672 | 48.16 | 191.056 | 49.452 | 129.78 | 16.5444 | -31.2022 | 47.82 | 7.8364 | 1607 | 5.44 | 0 | -30.62 | -118.388 | -356.0695 | 160.214 | 146.6591 | 0 | -158.3714 | 1286.159 | 60.218 | -319.4436 | 5.44 | -1.1824 | -59.4144 | -23.38 | 759.9151 | 457.898 | 1064.825 | 411.0707 | 8.71 | 80.7735 | 1.896 | 1.896 | 60.962 | 337.346 | 19.2012 | 343.8 | 1035 | 3950.3748 | 4693.8545 | 87.5585 | 1455.1309 | 336.3459 | 17.7574 | 168.3124 | 1987.3179 | 82.7 | 379.2959 | 235.3574 | 777.4924 | 28.6724 | 38.05 | 301.2374 | 2924 | 6779.3269 | 775.8558 | 118.01
Incorporates Approved Upgrades
| Remaining Tx Headroom | HSN | 2137.755 | 2996.225 | 1615.65 | 982.955 | 87 | 3.65 | 24.65 | 0 | 1813 | 9141.6 | -13 | -0.23 | 415.64 | 232.94 | -179.7 | 695 | 380.1 | 1222.16 | -935 | 832.65 | 1004 | -9.58 | 785.12 | -362.03 | -3041.755 | 197.87 | -86 | 330.21 | 8214.45 | 159.09 | 993.21 | 1586.33 | 54.76 | 144.4 | 1123 | 1406.4 | 744.94 | 311.07 | 401 | 1.495 | 50.45 | 722.3 | 297 | -102.48 | 41.5 | -951.4315 | 374.5 | 933.5 | 934.05 | 1289.5 | 2146 | 2203.325 | 2510.175 | -866.325 | 298.875 | 176.2535 | 32 | 116.2685 | 5590.91 | -1184.5215 | 481.7 | 962.4 | 87.0385 | 102.9885 | 312.7 | 6145.4535 | -547.725 | -77.985 | 1326.35 | 195 | 1825 | 94.45 | 17.78 | 136.8 | 1431.05 | 201 | 233 | 1600 | 69.097 | -9.103 | 265.67 | -314.8 | 513.8 | -794.9 | 212.4 | 2359.462 | -35 | 1333.3 | 1224.2 | -1662.7 | 28.7 | 0.25 | 191.3 | 2675.6 | -827.515 | 3327.215 | 907.9
|  | SSN | 2715.84 | 3860.46 | 2134.5 | 863.92 | 519.5 | 2.5 | 63.5 | 0 | 2256.5 | 11076.2 | -13 | -8.3 | 332.2 | 1.45 | -327.75 | 560 | 421.3 | 2098.55 | -730 | 2234.325 | 1227 | 2154.975 | 451.24 | 49.37 | -297.01 | 760.935 | 69 | 368.105 | 9193.725 | 195.045 | 2100.005 | 1871.405 | 1329.48 | 174.2 | 1149 | 1861.2 | 1197.97 | 669.535 | 451 | 1408.886 | 50.45 | 774.18 | 297 | -40.48 | 41.5 | -212.6541 | 374.5 | 958.5 | 1576.85 | 1289.5 | 2146 | 2214.605 | 2735.935 | -200.809 | 678.723 | 2255.0719 | 32 | 201.2909 | 6797.938 | 933.1939 | 671.7 | 962.4 | 91.0609 | 137.0109 | 346.16 | 7676.0319 | -217.477 | -266.9883 | 1242.05 | 187.6 | 1827.9 | 94.45 | 17.78 | 145.6 | 1300.55 | 193.6 | 129.75 | 1368.5 | 513.0707 | 211.6707 | 219.67 | 209.845 | 668 | -478 | 353.4 | 3104.996 | -81 | 1451.5 | 1424.4 | -1176 | 40.7 | 15.95 | 268.8 | 3845.2 | 264.1697 | 3386.2117 | 1037.76
|  | EODS | 8266.25 | 8230.015 | 7088.29 | 1711.115 | 3390.5 | 1345.64 | 1955.79 | 0 | 3581.6408 | 14650.5055 | 107 | 880.3938 | 1412.4138 | 1352.8838 | -56.53 | 1293 | 1035.15 | 3083.635 | -23.3 | 8637.475 | 1692.105 | 8508.295 | 876.53 | 1059.66 | 3343.045 | 2442.23 | 534 | 477.9664 | 11332.77 | 299.0864 | 7832.7344 | 4092.305 | 7821.4994 | 263.6 | 1227 | 4100.468 | 1601.1044 | 1737.03 | 601 | 6856.8328 | 32.84 | 1230.944 | 329.548 | -114.78 | 79.4556 | 2570.2022 | 415.18 | 967.1636 | 693 | 3722.56 | 4811 | 798.62 | 5254.388 | 4029.0695 | 3506.786 | 9989.3409 | 77 | 653.3714 | 6003.841 | 4193.782 | 4228.4436 | 1214.56 | 104.1524 | 239.4144 | 296.38 | 8778.0849 | 718.102 | -59.825 | 814.9293 | 135.29 | 1847.2265 | 56.104 | 268.104 | 48.038 | 1039.654 | 235.7988 | 127.2 | 1245 | -369.3748 | 333.1455 | 184.4415 | 1321.8691 | 729.6541 | 140.2426 | 776.6876 | 5228.6821 | -32.7 | 836.7041 | 1667.6426 | 2.5076 | 127.3276 | 89.95 | 6.7626 | 2657 | -1162.3269 | 3813.1442 | 5964.99
|  | Trigger FCDS Upgrade | None: YES; None: YES; None: YES; None: YES; None: YES; None: YES; Yes: YES; None: YES; Yes: YES; None: YES; None: YES; None: YES; None: YES; Yes: YES; Yes: YES; Yes: YES; Yes: YES; Yes: YES
|  | Trigger EODS Upgrade | None: YES; None: YES; None: YES; None: YES; None: YES; None: YES; Yes: YES; None: YES; Yes: YES; None: YES; None: YES; None: YES; None: YES; Yes: YES; Yes: YES; Yes: YES
Final Tx Exceedances
Incorporates Triggered Upgrades
| Remaining Tx Headroom | HSN | 3637.755 | 4996.225 | 3415.65 | 982.955 | 87 | 3.65 | 24.65 | 0 | 1813 | 9141.6 | 173 | -0.23 | 415.64 | 232.94 | 866.3 | 695 | 380.1 | 1222.16 | -335 | 832.65 | 1004 | -9.58 | 785.12 | -362.03 | 3758.245 | 197.87 | 614 | 330.21 | 8214.45 | 159.09 | 993.21 | 1586.33 | 54.76 | 144.4 | 1123 | 1406.4 | 744.94 | 311.07 | 401 | 1.495 | 50.45 | 722.3 | 297 | -76.48 | 41.5 | -491.4315 | 374.5 | 933.5 | 934.05 | 1289.5 | 2146 | 2203.325 | 2510.175 | 5167.675 | 298.875 | 176.2535 | 32 | 116.2685 | 5590.91 | -884.5215 | 481.7 | 962.4 | 87.0385 | 102.9885 | 312.7 | 6145.4535 | 1218.275 | 1340.015 | 1326.35 | 195 | 1825 | 94.45 | 17.78 | 136.8 | 1431.05 | 201 | 233 | 1600 | 69.097 | -9.103 | 265.67 | -314.8 | 513.8 | 416.1 | 212.4 | 2359.462 | 3125 | 1333.3 | 1224.2 | -415.7 | 28.7 | 0.25 | 191.3 | 2675.6 | 1651.485 | 3327.215 | 907.9
|  | SSN | 4215.84 | 5860.46 | 3934.5 | 863.92 | 519.5 | 2.5 | 63.5 | 0 | 2256.5 | 11076.2 | 173 | -8.3 | 332.2 | 1.45 | 718.25 | 560 | 421.3 | 2098.55 | -130 | 2234.325 | 1227 | 2154.975 | 451.24 | 49.37 | 6502.99 | 760.935 | 769 | 368.105 | 9193.725 | 195.045 | 2100.005 | 1871.405 | 1329.48 | 174.2 | 1149 | 1861.2 | 1197.97 | 669.535 | 451 | 1408.886 | 50.45 | 774.18 | 297 | -14.48 | 41.5 | 247.3459 | 374.5 | 958.5 | 1576.85 | 1289.5 | 2146 | 2214.605 | 2735.935 | 5833.191 | 678.723 | 2255.0719 | 32 | 201.2909 | 6797.938 | 1233.1939 | 671.7 | 962.4 | 91.0609 | 137.0109 | 346.16 | 7676.0319 | 1548.523 | 1151.0117 | 1242.05 | 187.6 | 1827.9 | 94.45 | 17.78 | 145.6 | 1300.55 | 193.6 | 129.75 | 1368.5 | 513.0707 | 211.6707 | 219.67 | 209.845 | 668 | 733 | 353.4 | 3104.996 | 3079 | 1451.5 | 1424.4 | 71 | 40.7 | 15.95 | 268.8 | 3845.2 | 2743.1697 | 3386.2117 | 1037.76
|  | EODS | 8266.25 | 8230.015 | 7088.29 | 1711.115 | 3390.5 | 1345.64 | 1955.79 | 0 | 3581.6408 | 14650.5055 | 107 | 880.3938 | 1412.4138 | 1352.8838 | -56.53 | 1293 | 1035.15 | 3083.635 | -23.3 | 8637.475 | 1692.105 | 8508.295 | 876.53 | 1059.66 | 10143.045 | 2442.23 | 534 | 477.9664 | 11332.77 | 299.0864 | 7832.7344 | 4092.305 | 7821.4994 | 263.6 | 1227 | 4100.468 | 1601.1044 | 1737.03 | 601 | 6856.8328 | 32.84 | 1230.944 | 329.548 | -89.78 | 79.4556 | 2570.2022 | 415.18 | 967.1636 | 693 | 3722.56 | 4811 | 798.62 | 5254.388 | 4029.0695 | 3506.786 | 9989.3409 | 77 | 653.3714 | 6003.841 | 4193.782 | 4228.4436 | 1214.56 | 104.1524 | 239.4144 | 296.38 | 8778.0849 | 718.102 | 170.175 | 814.9293 | 135.29 | 1847.2265 | 56.104 | 268.104 | 48.038 | 1039.654 | 235.7988 | 127.2 | 1245 | -369.3748 | 333.1455 | 184.4415 | 1321.8691 | 729.6541 | 686.2426 | 776.6876 | 5228.6821 | 54.3 | 836.7041 | 1667.6426 | 2049.5076 | 127.3276 | 89.95 | 6.7626 | 2657 | -1162.3269 | 3813.1442 | 5964.99

## TxCapabilityEstimates_2024
Transmission capability estimates for use in the CPUC's IRP process - Revised 8/28/2024
Transmission Constraint | Affected Resource Locations | Condition Under Which Constraint is Binding (On-peak and/or Off-peak) | Estimated FCDS Capability Based on On-peak Study Resource Output (MW)* |  | ADNU & Cost Estimate ($million) |  | Estimated EODS Capability Based on Off-peak Study Resource Output (MW)* |  | AOPNU & Cost Estimate ($million) |  | Wind/Solar Area Designation | Type of FCDS Limit (Actual or Default) | Type of OPDS Limit (Actual or Default) | PTO Area | EODS Upgrade Same as FCDS | Project Already Approved | FCDS Estimated ISD | EODS Estimated ISD
|  |  | Transmission Plan Capability** | Incremental due to ADNU | ADNU (Time to Construct or ISD) | Cost (2022$) | Transmission Plan Capability** | Incremental due to AOPNU | AOPNU (Time to Construct) | Cost (2022$)
SCE Northern Interconnection Area Constraints
Antelope-Vincent Constraint | Tehachapi, Big Creek | On-Peak | 6149.12 | 1500 | Upgrade Antelope-Vincent No.1 and 2 500 kV Lines (2 yrs) | 13.2 | 8920.36 | N/A | N/A | N/A | Solar | Actual | Default | SCE | None | No | 2028
Vincent-Lugo Constraint | Tehachapi | On-Peak | 6733.24 | 2000 | Upgrade Vincent-Lugo No.1 and 2 500 kV Lines (4 yrs) | 85.9 | 8496.34 | N/A | N/A | N/A | Solar | Actual | Default | SCE | None | No | 2030
Pardee-Sylmar Constraint | Big Creek, Ventura | On-Peak | 3530 | 1800 | Install Phase Shifters at Pardee on the Pardee-Sylmar No. 1 and No. 2 230 kV Lines, Reconductor Pardee-Vincent No. 2 220 kV line (9 yrs) | 660 | 6426 | N/A | N/A | N/A | Solar | Actual | Default | SCE | None | No | 2035
Windhub Constraint | Tehachapi | On-Peak | 1333.6 | 2500 | New 500 kV Transmission Line from Whirlwind to Windhub 500 kV (9 yrs) | 612 | 2614.3 | N/A | N/A | N/A | Solar | Actual | Default | SCE | None | No | 2035
Moorpark-Pardee Constraint | Ventura | On-Peak | 954 | 900 | Upgrade the Moorpark-Pardee #2 and #3 220 kV and Santa Clara-Vincent 220 kV lines (9 yrs) | 600 | 2641 | N/A | N/A | N/A | Solar | Actual | Default | SCE | None | No | 2035
North of Magunden Constraint | Big Creek | On-Peak | 876 | 500 | Rebuild Magunden - Vestal No.2 230 kV and Magunden - Springville No.2 230 kV Lines (9 yrs) | 1253 | 1527 | N/A | N/A | N/A | Solar | Actual | Default | SCE | None | No | 2035
South of Magunden Constraint | Big Creek, Ventura | On-Peak, Off-Peak | 977 | 2000 | Rebuild various SOM lines (9 yrs) | 4358 | 2138 | 2000 | Rebuild Magunden-Pastoria 230 kV line (9 yrs) | 66 | Solar | Actual | Actual | SCE | No | No | 2035 | 2035
Antelope-Neenach Constraint | Antelope/Bailey/Pastoria area | On-Peak, Off-Peak | 0 | 2000 | Reconductor Antelope-Bailey 66 kV lines (2 yrs) | 100 | 0 | 15 | Bailey-Neenach-Westpac 66 kV line upgrade | 45 | Solar | Actual | Actual | SCE | No | No | 2028 | 2029
SCE Metro Interconnection Area Constraints
Hinson - Del Amo Constraint | LA Basin | On-Peak | 2700 | 800 | Upgrade the Hinson - Del Amo 220 kV Transmission Line (27 months) | 28 | 2700 | N/A | N/A | N/A | Solar | Actual | Default | SCE | None | No | 2028
SCE Metro Area Default Constraint | LA Basin | None | 13500 | N/A | N/A | - | 13500 | N/A | N/A | N/A | Solar | Default | Default | SCE | None | No
SCE North of Lugo (NOL) Interconnection Area Constraints
Control to Inyokern area constraint | Inyokern_North | On-Peak | 0 | 186 | Build a new, series compensated Control-Inyokern 115 kV line and upgrade Inyo Phase Shifter (105 months) | 329 | 120 | N/A | N/A | N/A | Solar | Actual | Default | SCE | None | No | 2035
South of Kramer Area Constraint | Inyokern_North_Kramer Victor | On-Peak | 256 | 200 | Approved Project: Convert Kramer - Victor 115 kV lines to 230 kV (120 months) | N/A | 1190 | N/A | N/A | N/A | Solar | Default | Default | SCE | Yes | Yes | 2033 | 2033
Victor to Lugo Area Constraint | Inyokern_North_Kramer Victor | On-Peak | 1034 | N/A | Approved project:Re-conductor the four Lugo-Victor 230 kV lines (54 months) | N/A | 1878 | N/A | N/A | N/A | Solar | Default | Default | SCE | None | Yes
Lugo Transformer Area Constraint | Inyokern_North_Kramer, Victor, Pisgah | On-Peak | 1328 | N/A | Approved project: Add a third 500/230 kV transformer at Lugo Substation (54 months) | N/A | 2427 | N/A | N/A | N/A | Solar | Default | Default | SCE | None | Yes
Calcite to Lugo Area Constraint | Pisgah | On-Peak | 297 | 1046 | Rebuild Calcite-Lugo 220 kV Transmission Line (105 months) | 239 | 552 | N/A | N/A | N/A | Solar | Actual | Default | SCE | None | No | 2035
SCE Eastern Interconnection Area Constraints
Colorado River 500/230 kV Constraint | Colorado River 230 kV | On-Peak, Off-Peak | 1160 | 1370 | New Colorado River No. 3 500/230 kV transformer (4 years) | 67 | 2202 | 1299 | Same as ADNU | 67 | Solar | Actual | Actual | SCE | Yes | No | 2030 | 2029
DCRT Constraint | Cielo Azul, Delaney | On-Peak | 2300 | 3000 | New Cielo Azul - Colorado River No. 2 500 kV line, Upgrade the series cap on Cielo Azul - Colorado River No.1 500 kV line to match the conductor rating (6 years) | 463 | 2300 | N/A | N/A | N/A | Solar | Actual | Default | SCE | None | No | 2032
Devers-Red Bluff Constraint | SCE Eastern (east of Red Bluff), East of Pisgah, and SDG&E areas | On-Peak, Off-Peak | 6133 | 532 | Approved projects: Devers-Red Bluff 500 kV 1 and 2 Line Upgrade (2028) and Southern Area Reinforcement Project (2034) | N/A | 7328 | 532 | Same as ADNU | N/A | Solar | Default | Default | SCE | Yes | Yes | 2034 | 2034
Eagle Mountain Constraint | Eagle Mountain, Julian Hinds, Mirage | On-Peak | 0 | 600 | New Devers-Julian Hinds 220 kV line (10 years) | 1182 | 392 | N/A | N/A | N/A | Solar | Actual | Default | SCE | None | No | 2036
Etiwanda-Rancho Vista Constraint | SCE Eastern area | On-Peak | 4824 | 3350 | Upgrade Etiwanda-Rancho Vista No. 1 & No. 2 220 kV lines, New Etiwanda-Rancho Vista No. 3 220 kV line (3 years) | 89 | 7313 | N/A | N/A | N/A | Solar | Actual | Default | SCE | None | No | 2029
Red Bluff 500/230 kV Constraint | Red Bluff 230 kV | On-Peak, Off-Peak | 1450 | 1200 | New Red Bluff No. 3 500/230 kV transformer (4 years) | 69 | 1603 | 1200 | Same as ADNU | 69 | Solar | Actual | Actual | SCE | Yes | No | 2030
Serrano-Alberhill-Valley Constraint | SCE Eastern and SDG&E areas | On-Peak, Off-Peak | 6651 | 1522 | Approved projects: • Southern California Transmssion Reinforcement Project (2034) • Serrano-Alberhill-Valley 500 kV 1 Line Upgrade (2028) • Mira Loma-Mesa 500kV UG Cable Upgrade (2026) • Devers-Valley 500 kV 1 Line Upgrade (2028) • San Bernardino-Etiwanda 230 kV 1 Line Upgrade (2031) • San Bernardino-Vista 230 kV 1 Line Upgrade (2026) • Vista-Etiwanda 230 kV 1 Line Upgrade (2031) | N/A | 10182 | 1522 | Approved projects: • Southern Area Reinforcement Project (2034) • Devers-Valley 500 kV 1 Line Upgrade (2028) • Serrano-Alberhill-Valley 500 kV 1 Line Upgrade (2028) • San Bernardino-Etiwanda 230 kV 1 Line Upgrade (2031) • San Bernardino-Vista 230 kV 1 Line Upgrade (2028) • Vista-Etiwanda 230 kV 1 Line Upgrade (2031) • Mira Loma-Mesa 500kV Underground Third Cable (2026) | N/A | Solar | Default | Default | SCE | Yes | Yes | 2034 | 2034
East of Pisgah (EOP) Interconnection Area Constraints (SCE, GLW, VEA)
GLW 230kV area constraint | VEA 138kV and GLW 230kV buses | On-Peak, Off-Peak | 3372 | N/A | GLW Core Upgrade and Beatty 230kV Project (2022-23 TPP) (2027) | N/A | 3642 | N/A | N/A | N/A | Solar | Actual | Actual | VEA | Yes | Yes
Sloan Canyon - Eldorado 500 kV constraint | VEA 138kV, GLW 230kV and Eldorado 230kV buses | On-Peak, Off-Peak | 4032 | N/A | N/A | N/A | 4302 | N/A | N/A | N/A | Solar | Actual | Actual | VEA | Yes | Yes
Lugo - Victorville area constraint | East of Pisgah, SCE Eastern,SDG&E and SCE Northern areas | On-peak | 10105 | 6800 | Eldorado - Lugo 500kV No.2 line (10 years) | 2165 | 12605 | 6800 | Same as ADNU | 2165 | Solar | Actual | Default | SCE | Yes | No | 2036 | 2036
SDG&E Interconnection Area Constraints
Capistrano-San Onofre 230 kV constraint | SDGE local area | On-peak | 1324 | 920 | Capistrano-San Onofre 230 kV upgrade (60 months) | 58.1 | 1324 | N/A | N/A | N/A | Solar | Actual | Default | SDGE | None | No | 2031
Chicarita 138 kV constraint | Baja, Imperial, SDGE local area | On-peak | 224 | 700 | Chicarita 138 kV Upgrades (48 months) | 100 | 224 | N/A | N/A | N/A | Solar | Actual | Default | SDGE | None | No | 2030
El Cajon 69 kV constraint | SDGE local area | On-peak | 406 | 547 | El Cajon 69 kV Upgrade (48 months) | 14.7 | 406 | N/A | N/A | N/A | Solar | Actual | Default | SDGE | None | No | 2030
Internal San Diego Area constraint | Baja, Imperial, SDGE local area | On-Peak, Off-Peak | 602 | 9999 | Aproved project: Rearrange TL23013 PQ-OT and TL6959 PQ-Mira Sorrento; Reconductor TLC680C San Marcos-Melrose Tap (ISD - 2032) | N/A | 602 | 9999 | Same as ADNU | N/A | Solar | Actual | Actual | SDGE | Yes | Yes | 2032 | 2032
Miguel 69 kV constraint | SDGE local area | On-peak | 231 | 431 | Miguel 69 kV upgrades (48 months) | 671.054 | 231 | N/A | N/A | N/A | Solar | Actual | Default | SDGE | None | No | 2030
Encina - San Luis Rey 230 kV constraint | Baja, Imperial, Arizona, SDGE local area | On-Peak, Off-Peak | 1832.4 | 2047.6 | Approved project: Southern California 500 kV Transmission Reinforcement Project; 30 minute emergency rating on Encina Tap-San Luis Rey 230 kV Line (ISD - 2034) | N/A | 5579 | 2048 | Same as ADNU | N/A | Solar | Actual | Actual | SDGE | Yes | Yes | 2034 | 2034
|  |  |  | 3914 | New Encina - San Luis Rey 230 kV line (120 months) | 84.103 |  | 5879.6 | Same as ADNU | 84.103 | Solar |  |  |  | Yes | No | 2036 | 2036
East of Miguel constraint | Baja, Imperial, Arizona, Riverside East | On-Peak, Off-Peak | 1035 | 2823 | Approved Project: Southern California 500 kV Transmission Reinforcement (ISD - 2034) | N/A | 1377 | 4680 | Same as ADNU | N/A | Solar | Actual | Actual | SDGE | Yes | Yes | 2034 | 2034
San Luis Rey-San Onofre 230 kV line constraint | Baja, Imperial, Arizona, SDGE local area | On-Peak, Off-Peak | 1677.4 | 2208.6 | Approved Project: Southern California 500 kV Transmission Reinforcement (ISD - 2034) | N/A | 5624 | 2209 | Same as ADNU | N/A | Solar | Actual | Actual | SDGE | YES | Yes | 2034 | 2034
|  |  |  | 3435 | New San Luis Rey-San Onofre 230 kV line (120 months) | 106.635 |  | 4254 | New San Luis Rey-San Onofre 230 kV line (120 months) | 106.635 | Solar |  |  |  | Yes | No | 2036 | 2036
Ocean Ranch 69 kV constraint | SDGE local area | On-peak | 204 | 692 | Ocean Ranch 69 kV upgrade (48 months) | 28.3 | 204 | N/A | N/A | N/A | Solar | Actual | Default | SDGE | None | No | 2030
Otay Mesa 230 kV constraint | Imperial, SDGE local area | On-peak | 1175 | 2189 | Otay Mesa 230 kV upgrade (60 months) | 79.91 | 1175 | N/A | N/A | N/A | Solar | Actual | Default | SDGE | None | No | 2031
Silvergate - Bay Blvd 230 kV constraint | Baja, Imperial, SDGE local area | On-Peak, Off-Peak | 2169.2 | 548 | Approved Project: Southern California 500 kV Transmission Reinforcement (ISD - 2034); 2 hour emergency rating on Silvergate-Bay Boulevard 230 kV line | N/A | 2169.2 | 2724.8 | Same as ADNU | N/A | Solar | Actual | Actual | SDGE | Yes | Yes | 2034 | 2034
Silvergate-Old Town 230 kV constraint | Baja, Imperial, SDGE local area | On-peak | 682.4 | 1686.8 | Approved Project: Southern California 500 kV Transmission Reinforcement (ISD - 2034); 30 min emergency rating for Silvergate-Old Town and Silvergate-Old Town Tap 230 kV lines | N/A | 2369 | N/A | N/A | N/A | Solar | Actual | Default | SDGE | None | Yes | 2034
Talega 230 kV constraint | SDGE local area | On-peak | 1028 | 2201 | Talega 230 kV Upgrades (60 months) | 210.6 | 1028 | N/A | N/A | N/A | Solar | Actual | Default | SDGE | None | No | 2031
Trabuco-Capistrano 138 kV constraint | SDGE local area | On-peak | 501 | 556 | Trabuco-Capistrano 138 kV upgrade (48 months) | 103.366 | 501 | N/A | N/A | N/A | Solar | Actual | Default | SDGE | None | No | 2030
PG&E North of Greater Bay Interconnection Area Constraints
Collinsville-Tesla 500 kV Line | Greater Bay Area, North of Greater Bay Area and PG&E South 500 kV | On-Peak | 3379 | 8645 | 500kV Delevan (144 months) | 2851.848 | 7706 | N/A | N/A | N/A | Wind | Actual | Default | PGE | None | No | 2038
Woodland- Davis 115kV line | North of Greater Bay Area | On-Peak | 90.45 | 109 | Reconductor Q653F-Davis 115 kV Line (60 months) | 9.329 | 81 | N/A | N/A | N/A | Wind | Actual | Default | PGE | None | No | 2031
Cortina-Eagle Rock 115 kV line | North of Greater Bay Area | On-Peak | 971 | 50 | Re-conductor Q1284 Sw Sta-Lower Lake Sw Sta/Eagle Rock 115 kV Line (Q1284 Sw Sta-Cache Jct 1) (60 months) | 50 | 1422 | N/A | N/A | N/A | Wind | Actual | Default | PGE | None | No | 2031
Bell-Placer 115kV Line | North of Greater Bay Area | On-Peak | 347 | 480 | Re-conductor Higgins-Bell and Bell-Placer 115 kV Lines (120 months) | 185 | 379 | N/A | N/A | N/A | Wind | Actual | Default | PGE | None | No | 2036
Carberry-Round Mountain 230kV Line | North of Greater Bay Area | On-Peak, Off-Peak | 15 | 26 | Re-conductor Pit 3-Carberry and Carberry-Round mountain 230 kV Lines (84 months) | 180 | 15 | 25 | Same as ADNU | 180 | Wind | Actual | Default | PGE | Yes | No | 2033 | 2033
Rocklin-Pleaseant grove 115kV line | North of Greater Bay Area | On-Peak | 50 | 707 | Re-conductor Rio Oso-Lincoln 115 kV Line and Lincoln-Pleasant Grove 115 kV Line (72 months) | 125 | 96 | N/A | N/A | N/A | Wind | Actual | Default | PGE | None | No | 2033
Bellota-Weber 230kV line | Greater Bay Area, North of Greater Bay Area and Fresno | On-Peak | 1661 | 460 | Subacco (120 months) | 400 | 2539 | N/A | N/A | N/A | Wind | Actual | Default | PGE | None | No | 2036
Rio Oso-Brighton 230kV line |  | On-Peak | 423 | 574 |  |  | 463 | N/A | N/A | N/A | Wind | Actual | Default | PGE | None | No | 2036
Rio Oso-Lockeford 230kV line |  | On-Peak | 1042 | 485 |  |  | 975 | N/A | N/A | N/A | Wind | Actual | Default | PGE | None | No | 2036
Humboldt Offshore Wind constraint | North of Greater Bay Area | On-Peak | 0 | 2300 | Approved in 23-24 TPP: New Transmission Lines to North Coast (120 months) | N/A | 0 | 2300 | Same as ADNU | N/A | Wind | Actual | Actual | PGE | Yes | Yes | 2034 | 2034
PG&E Greater Bay Interconnection Area Constraints
Dumbarton-Newark 115 kV line | Greater Bay Area and North of Greater Bay Area | On-Peak | 1290 | N/A | Approved New Collinsville 500/230 kV Substation Project (2028) | N/A | 3728 | N/A | N/A | N/A | Wind | Actual | Default | PGE | None | Yes | 2028
Eastshore-San Mateo 230 kV line |  | On-Peak | 2146 | N/A |  |  | 4811 | N/A | N/A | N/A | Wind | Actual | Default | PGE | None | Yes | 2028
Lakeville-Ignacio 230 kV line |  | On-Peak | 2257 | N/A |  |  | 768 | N/A | N/A | N/A | Wind | Actual | Default | PGE | None | Yes | 2028
Sobrante-Moraga 230 kV line |  | On-Peak | 3140 | N/A |  |  | 5136 | N/A | N/A | N/A | Wind | Actual | Default | PGE | None | Yes | 2028
Windmaster-Delta pumps 230 kV line | Greater Bay Area and North of Greater Bay Area | On-Peak | 546 | 6034 | Contra Costa to Tesla and Newark 230 kV lines and Birds Landing series reactors( Bay Area ADNU) (86 months) | 417.332 | 3673 | N/A | N/A | N/A | Wind | Actual | Default | PGE | None | No | 2033
Contra Costa- Windmaster 230 kV line |  | On-Peak | 1233 | 5601 |  |  | 3667 | N/A | N/A | N/A | Wind | Actual | Default | PGE | None | No | 2033
Tesla-Tracy-Pump 230 kV line #2 |  | On-Peak | 4574 | 3521 |  |  | 10136 | N/A | N/A | N/A | Wind | Actual | Default | PGE | None | No | 2033
Contra Costa #1 115kV Line | Greater Bay Area | On-Peak | 32 | 131 | Contra Costa 115kV, 60kV reconductors and Bank Replacement (120 months) | 185 | 77 | N/A | N/A | N/A | Wind | Actual | Default | PGE | None | No | 2036
Kasson Jct-Heinz 115 kV line | Greater Bay Area, North of Greater Bay Area and Fresno | On-Peak | 298 | 1255 | Nikola (216 months) | 1700 | 495 | N/A | N/A | N/A | Wind | Actual | Default | PGE | None | No | 2044
Newark-Newark Distribution 115 kV line |  | On-Peak | 8054 | 831 |  |  | 7290 | N/A | N/A | N/A | Wind | Actual | Default | PGE | None | No | 2044
Tesla-Bellota 230 kV line |  | On-Peak | 3154 | 300 |  |  | 4254 | N/A | N/A | N/A | Wind | Actual | Default | PGE | None | No | 2044
Eight Mile-Tesla 230 kV line |  | On-Peak | 926 | 163 |  |  | 3909 | N/A | N/A | N/A | Wind | Actual | Default | PGE | None | No | 2044
Grant - Eastshore #2 line 115 kV | Greater Bay Area | On-Peak | 962.9 | 290 | Reconductor 1869-Eastshore #1 and #2 115 kV lines (84 months) | 125 | 1220 | N/A | N/A | N/A | Wind | Actual | Default | PGE | None | No | 2033
Salado-Crow Creek Sw Sta 60 kV line | Greater Bay Area | On-Peak | 102.97 | 74 | Reconductor Salado 115kV and 60kV Area (144 months) | 400 | 102.97 | N/A | N/A | N/A | Wind | Actual | Default | PGE | None | No | 2038
Tesla-Salado 115 kV line |  | On-Peak | 178.92 | 70 |  |  | 180 | N/A | N/A | N/A | Wind | Actual | Default | PGE | None | No | 2038
Morganhill-Metcalf 115kV Line | Greater Bay Area | On-Peak | 382 | 712 | Metcalf-Morgan Hill 115kV reconductoring (144 months) | 380 | 273 | N/A | N/A | N/A | Wind | Actual | Default | PGE | None | No | 2038
Tesla-Tracy Pump 230 kV Line #1 | Greater Bay Area and North of Greater Bay Area | On-Peak | 9287 | 4344 | Re-conductor 1883 Sw Sta-Tracy Pmp (2.9 miles) (60 months) | 25 | 9538 | N/A | N/A | N/A | Wind | Actual | Default | PGE | None | No | 2031
Birds Landing-Contra Costa 230kV Line | Greater Bay Area and North of Greater Bay Area | On-Peak | 656 | 1766 | New double circuit line from Vaca-Contra Costa 230 kV (144 months) | 700 | 1176 | N/A | N/A | N/A | Wind | Actual | Default | PGE | None | No | 2038
PG&E Kern Interconnection Area Constraints
Cal Flat-Gates 230 kV line | Kern, Los Padres | On-Peak, Off-Peak | 927 | 1418 | Morro Bay Looping (98 months) | 1008.032 | 1005 | 230 | Same as ADNU | 1008.032 | Solar | Actual | Actual | PGE | Yes | No | 2034 | 2034
Gates-Arco 230 kV Line | Kern | On-Peak, Off-Peak | 1562 | 16891 | Re-conductor and reconfigure Gates-Arco-Midway 230 kV Lines (144 months) | 940 | 1226 | 962 | Same as ADNU | 940 | Solar | Actual | Actual | PGE | Yes | No | 2038 | 2038
Smyrna-Atwell Jct 115kV Line | Kern | On-Peak, Off-Peak | 231 | 687 | Alpaugh-Semitropic Reconductor(96 months) | 220 | 144 | 632 | Same as ADNU | 220 | Solar | Actual | Actual | PGE | Yes | No | 2034 | 2034
Kern 230/115kV TB #4 | Kern | On-Peak | 1912 | 179 | Add New Kern 230/115kV Transformer Bank ( 54 months) | 30 | 1928 | N/A | N/A | N/A | Solar | Actual | Default | PGE | None | No | 2031
Maricopa-Copus 70 kV line | Kern | On-Peak, Off-Peak | 94.45 | 206 | Reconductor Kern-Old River 115 and 70 kV (132 months) | 620 | 58 | 67.7 | Same as ADNU | 620 | Solar | Actual | Actual | PGE | Yes | No | 2037 | 2037
Midway-Taft 115 kV line | Kern | On-Peak | 17.78 | 9 |  |  | 270 | N/A |  |  | Solar | Actual | Default | PGE | Yes | No | 2037 | 2037
Kern-Tevis-Stockdale-Lamont 115kV line | Kern | On-Peak, Off-Peak | 184.8 | 367 | Reconductor Kern-Stockdale-Lamont 115 kV (84 months) | 120 | 109 | 106.58 | Same as ADNU | 120 | Solar | Actual | Actual | PGE | Yes | No | 2033 | 2033
Midway 230/115kV TB #3 | Kern | On-Peak, Off-Peak | 1592 | 784 | Add new Midway 230/115 kV Transformer Bank (96 months) | 150 | 1377 | 1477 | Same as ADNU | 150 | Solar | Actual | Actual | PGE | Yes | No | 2034 | 2034
Semitropic-Midway 115kV Line | Kern | On-Peak, Off-Peak | 240 | 637 | Reconductor Semitropic-Midway-Kern 115 kV and 70 kV Lines (144 months) | 760 | 255 | 475 | Same as ADNU | 760 | Solar | Actual | Actual | PGE | Yes | No | 2038 | 2038
Midway-Buena Vista Jct 230kV Line | Kern | On-Peak | 471 | 234 | Reconductor Midway-Q2011 230 kV Line (72 months) | 100 | 471 | N/A | Same as ADNU | 100 | Solar | Actual | Default | PGE | Yes | No | 2032 | 2032
PG&E Fresno Interconnection Area Constraints
Manning 500kV | Fresno | On-Peak, Off-Peak | 2280 | N/A | N/A | N/A | 2280 | N/A | N/A | N/A | Solar | Default | Default | PGE | None | No
Gates 500/230kV TB #12 | Fresno, Kern | On-Peak, Off-Peak | 5406 | 14825 | Gates Bank 500/230kV Bank #13 (48 months) | 35 | 3581 | 6843 | Same as ADNU | 35 | Solar | Actual | Actual | PGE | Yes | No | 2030 | 2030
Gates 500/230kV TB #11 | Fresno, Kern | On-Peak, Off-Peak | 5336.9 | 10038 |  |  | 5027 | 6343 |  |  | Solar | Actual | Actual | PGE | Yes | No | 2030 | 2030
Gates 230/70kV TB #5 | Fresno | On-Peak, Off-Peak | 300.67 | 47 | New Gates #6 230/70kV (96 months) | 110 | 272 | 390 | Same as ADNU | 110 | Solar | Actual | Actual | PGE | Yes | No | 2034 | 2034
Tranquility-Helm 230kV Line | Fresno | On-Peak, Off-Peak | 2921 | 2274 | Gregg 500kV (180 months) | 1500 | 2777 | 607 | Same as ADNU | 1500 | Solar | Actual | Actual | PGE | Yes | No | 2041 | 2041
Dairyland-Chowchilla 115kV Line | Fresno | On-Peak, Off-Peak | 1110.5 | 1211 | Mendota 230 kV Conversion (120 months) | 250 | 1066 | 122 | Same as ADNU | 250 | Solar | Actual | Actual | PGE | Yes | No | 2036 | 2036
Chowchilla-Le grand 115kV Line | Fresno | On-Peak, Off-Peak | 0 | 1211 | Le Grand 230 kV Station Conversion (180 months) | 550 | 158 | 546 | Same as ADNU | 550 | Solar | Actual | Actual | PGE | Yes | No | 2041 | 2041
NEW- Melones-Cottle 230kV line | Fresno | On Peak | 687 | N/A | Approved New Manning 500/230 kV Substation Project (2028) | N/A | 945 | N/A | N/A | N/A | Solar | Actual | Actual | PGE | Yes | Yes | 2028 | 2028
Los Banos 500/230kV TB | Fresno | On-Peak, Off-Peak | 6411 | N/A |  | N/A | 7216 | N/A | N/A | N/A | Solar | Actual | Actual | PGE | Yes | Yes | 2028 | 2028
Schindler 115/70kV TB #1 | Fresno | On-Peak, Off-Peak | 0 | 3160 | Manning 115 kV Addition (120 months) | 370 | 50 | 87 | Same as ADNU | 370 | Solar | Actual | Actual | PGE | Yes | No | 2036 | 2036
Panoche- Mendota 115 kV line | Fresno | On-Peak, Off-Peak | 1985 | 2019 |  |  | 1216 | 302 |  |  | Solar | Actual | Actual | PGE | Yes | No | 2036 | 2036
Panoche-Oro Loma 115kV Line | Fresno | On-Peak | 1782 | 588 | Reconductor Oro Loma-Panoche 115 kV Lines (86 months) | 0 | 1903 | N/A | N/A | N/A | Solar | Actual | Default | PGE | None | No | 2033
Borden-Storey #1 230kV line | Fresno | On-Peak, Off-Peak | 412 | 1247 | Reconductor Wilson-Storey 230 kV Lines (86 months) | 50 | 780 | 2047 | Reconductor Wilson-Storey 230 kV Lines (86 months) | N/A | Solar | Actual | Actual | PGE | Yes | No | 2033 | 2033
Merced 115/70kV TB#2 | Fresno | On-Peak, Off-Peak | 122 | 358 | Replace Bank, and Reconductor Lines at Merced (144 months) | 125 | 156 | 291 | Same as ADNU | 125 | Solar | Actual | Actual | PGE | Yes | No | 2038 | 2038
Helm 230/70kV TB #1 | Fresno | On-Peak, Off-Peak | 38 | 60 | Helm 230/70 kV Transformer Bank replacement (84 months) | 135 | 128 | 226 | Same as ADNU | 135 | Solar | Actual | Actual | PGE | Yes | No | 2033 | 2033
Oro Loma-El Nido 115kV Line | Fresno | On-Peak, Off-Peak | 528 | 3192 | Oro-loma- El nido-Wilson Reconductor (120 months) | 330 | 308 | 65 | Same as ADNU | 330 | Solar | Actual | Actual | PGE | Yes | No | 2036 | 2036
Diablo-Gates 500 kV line | Kern, Fresno | On-Peak, Off-Peak | 5161 | 4125 | New Diablo-Midway #4 500 kV Line (98 months) | 830 | 5581 | 4125 | Same as ADNU | 830 | Solar | Actual | Actual | PGE | Yes | No | 2034 | 2034
Mustang-Henrietta 230 kV line | Fresno | On-Peak | 5581 | 2479 |  |  | 5617 | N/A |  |  | Solar | Actual | Default | PGE | Yes | No | 2034 | 2034
Gates-Panoche 230 kV #1 and #2 Lines | Fresno | On-Peak | 4562 | 8379 | Reconductor Gates-Panoche #1 and #2 230 kV Lines (86 months) | 214 | 4589 | N/A | N/A | N/A | Solar | Actual | Default | PGE | None | No | 2033
NEW-Metcalf-Mosslanding 500kV | Fresno | On-Peak | 1666 | N/A | (72 months) | 200 | 6083 | N/A | N/A | N/A | Solar | Default | Actual | PGE | No | No
* The transmission capability estimates are based on the resource-type specific output assumptions that are used in deliverbility studies rather than the resources’ installed capacity. The values can be translated into any combination of resource types by applying the currently applicable deliverability study resource output factor.
**The transmission capability estimates are over and above the resource amounts that were online as at January 1, 2024. The CPUC will need to adjust the estimates to account for resources that came online since then. Retirement of Diablo Canyon is accounted for in the estimates assuming the replacements are at the same or similar location
For already approved upgrades with CODs after 2030, CPUC staff attempted to keep the upgrades and their capacity expansion amounts from applying to the constraint's Tx capacity before it's scheduled online date. CPUC staff used the CAISO's 2024 TPD Report's Study Amount TPD in 2030 number as the available transmision capacity prior to the year of the last Tx upgrade's COD.

## CAISO_Output_Factors
Summary of output factors from the CAISO's 2024 Transmission Capability Estimates White Paper for use in the transmission constraint calculations.
FCDS Output Factors used in FCDS capability estimates
FCDS output table | [8 empty] | FCDS Output Factors
Resource Type | HSN | HSN | HSN | HSN | SSN | SSN | SSN | SSN | Resource type | HSN |  |  |  | SSN
| SDGE | SCE | PGE | VEA | SDGE | SCE | PGE | VEA |  | SDG&E | SCE | PG&E | VEA | SDG&E | SCE | PG&E | VEA
Solar | 0.06 | 0.13 | 0.15 | 0.08 | 0.71 | 0.8 | 0.71 | 0.66 | Solar | 6% | 13% | 15% | 8% | 71% | 80% | 71% | 66%
Distributed Solar | 0.06 | 0.13 | 0.15 | 0.08 | 0.71 | 0.8 | 0.71 | 0.66 | Wind | 35% | 48% | 50% | 48% | 10% | 17% | 19% | 17%
Wind | 0.35 | 0.48 | 0.5 | 0.48 | 0.1 | 0.17 | 0.19 | 0.17 | Non-Intermittent resources | 100%
Biomass | [8 empty] | Energy storage | 100% if duration is ≥ 4-hour or ISC*(duration/4) if duration is < 4-hour |  |  |  | 50% if duration is ≥ 4-hour or ISC*(duration/4) if duration is < 4-hour | bar: SDGE to VEA
Geothermal | [8 empty] | Hybrid | The lesser of 100% of combined ISC or (100% of 4-hour storage capacity plus study amount of paired resource)/ISC | bar: SDGE to VEA
Battery_4hr | 1 | 1 | 1 | 1 | 0.5 | 0.5 | 0.5 | 0.5 | New Mexico Wind | 67% |  |  |  | 35%
Battery_8hr | 1 | 1 | 1 | 1 | 0.5 | 0.5 | 0.5 | 0.5 | Wyoming/Idaho Wind | 67% |  |  |  | 35%
LDES | 1 | 1 | 1 | 1 | 0.5 | 0.5 | 0.5 | 0.5 | Diablo OSW | 85% |  |  |  | 45%
OOS Wind | 0.67 | 0.67 | 0.67 | 0.67 | 0.35 | 0.35 | 0.35 | 0.35 | Morro Bay OSW | 85% |  |  |  | 45%
Offshore Wind | 0.85 | 0.85 | 0.85 | 0.85 | 0.45 | 0.45 | 0.45 | 0.45 | Humboldt Bay OSW | 85% |  |  |  | 45%
EODS output table | [8 empty] | Resource output factors used in EODS capability estimates
Resource type | Wind | Wind | Wind | Wind | Solar | Solar | Solar | Solar | Resource type | Wind Area |  |  |  | Solar Area
| SDGE | SCE | PGE | VEA | SDGE | SCE | PGE | VEA |  | SDG&E | SCE | PG&E | VEA | SDG&E | SCE | PG&E | VEA
Solar | 0.68 | 0.68 | 0.68 | 0.68 | 0.79 | 0.77 | 0.79 | 0.77 | Solar | 68% |  |  |  | 79% | 77% | 79% | 77%
Distributed Solar | 0.68 | 0.68 | 0.68 | 0.68 | 0.79 | 0.77 | 0.79 | 0.77 | Wind | 69% | 64% | 63% | 64% | 44%
Wind | 0.69 | 0.64 | 0.63 | 0.64 | 0.44 | 0.44 | 0.44 | 0.44 | Hydro | 30%
Biomass | 0 | 0 | 0 | 0 | 0 | 0 | 0 | 0 | Offshore Wind | 100%
Geothermal | [8 empty] | New Mexico Wind | 67% | bar: SDGE to VEA
Battery_4hr | [8 empty] | Wyoming/Idaho Wind | 67% | bar: SDGE to VEA
Battery_8hr | [8 empty] | Thermal | 0%5 | bar: SDGE to VEA
PSH | [8 empty] | Energy storage | 100% in charging mode if duration is ≥ 4-hour or 4-hour equivalent if duration is less than 4-hour6 | bar: SDGE to VEA
OOS Wind | 0.67 | 0.67 | 0.67 | 0.67 | 0.67 | 0.67 | 0.67 | 0.67 | 5 Thermal resources are initially dispatched at 15% in off-peak deliverability assessments but can be reduced to 0% to mitigate constraints
Offshore Wind | [8 empty] | 6 Energy storage is initially initially swiched off in off-peak deliverability assessments but can be dispatched incharging mode at 100% of its capacity if duration is ≥ 4-hour or 4-hour equivalent capacity if duration is less than 4-hour to mitigate constraints. | bar: SDGE to VEA
Ouput Factor Tables taken the CAISO 2024 Transmission Capability Estimates White Paper issued August 28, 2024.
SSN values taken from Deliverability Assessment Dispatch Methodology Update for Solar and Wind 06/24/24 Stakeholder Call

## Tx_Baseline_Reconcile
Data taken from BaselineReconcilation_25-26TPP_Initial.xlsx workbook. Summarizes by substation, 1) resources in baseline that need to be included in Tx calculations because they have online dates after 1/1/2024; 2) resources not in baseline with online dates before 1/1/2024, these are mapped in the portfolio but not included in Tx calculations.
|  |  | IRP-ERM baseline resources online after 1/1/2024 so not included in Tx constraints baseline | [14 empty] | Online resources not in IRP baseline but in transmission constraints baseline
|  |  | These Resources need to be included in transmission utilization calculations | [14 empty] | These resources are included in the portfolio mapping but need to be excluded from transmission utlization calculations
|  |  | Geothermal | Biomass | Wind | Wind | OOS Wind | OOS Wind | Offshore Wind | Offshore Wind | Distributed Solar | Solar | Solar | Battery_4hr | Battery_8hr | LDES | Has | Geothermal | Biomass | Wind | Wind | OOS Wind | OOS Wind | Offshore Wind | Offshore Wind | Distributed Solar | Solar | Solar | Battery_4hr | Battery_8hr | LDES | Has
CAISO Study Area | Substation | Voltage | FCDS | FCDS | FCDS | EODS | FCDS | EODS | FCDS | EODS | EODS | FCDS | EODS | FCDS | FCDS | FCDS | Res | FCDS | FCDS | FCDS | EODS | FCDS | EODS | FCDS | EODS | EODS | FCDS | EODS | FCDS | FCDS | FCDS | Res
PG&E KERN | 7th Standard | 115 | 0 | 0 | 0 | 0 |  |  |  |  | 0 | 0 | 0 | 0 | 0 | 0 |  | 0 | 0 | 0 | 0 | 0 |  |  |  | 0 | 0 | 0 | 0 | 0 | 0
SCE Metro | Alamitos | 230 | 0 | 0 | 0 | 0 |  |  |  |  | 0 | 0 | 0 | 0 | 0 | 0 |  | 0 | 0 | 0 | 0 | 0 |  |  |  | 0 | 0 | 0 | 0 | 0 | 0
SCE Eastern | Alberhill | 115 | 0 | 0 | 0 | 0 |  |  |  |  | 0 | 0 | 0 | 0 | 0 | 0 |  | 0 | 0 | 0 | 0 | 0 |  |  |  | 0 | 0 | 0 | 0 | 0 | 0
SCE Eastern | Alberhill | 500 | 0 | 0 | 0 | 0 |  |  |  |  | 0 | 0 | 0 | 0 | 0 | 0 |  | 0 | 0 | 0 | 0 | 0 |  |  |  | 0 | 0 | 0 | 0 | 0 | 0
PG&E GBA | Alhambra | 115 | 0 | 0 | 0 | 0 |  |  |  |  | 0 | 0 | 0 | 0 | 0 | 0 |  | 0 | 0 | 0 | 0 | 0 |  |  |  | 0 | 0 | 0 | 0 | 0 | 0
PG&E FRESNO | Alpaugh | 115 | 0 | 0 | 0 | 0 |  |  |  |  | 0 | 0 | 0 | 0 | 0 | 0 |  | 0 | 0 | 0 | 0 | 0 |  |  |  | 0 | 0 | 0 | 0 | 0 | 0
SDGE | Alpine | 69 | 0 | 0 | 0 | 0 |  |  |  |  | 0 | 0 | 0 | 0 | 0 | 0 |  | 0 | 0 | 0 | 0 | 0 |  |  |  | 0 | 0 | 0 | 0 | 0 | 0
PG&E GBA | Altamont Midway (Sandhill) | 230 | 0 | 0 | 0 | 0 |  |  |  |  | 0 | 0 | 0 | 0 | 0 | 0 |  | 0 | 0 | 0 | 0 | 0 |  |  |  | 0 | 0 | 0 | 0 | 0 | 0
SCE Northern | Antelope | 66 | 0 | 0 | 0 | 0 |  |  |  |  | 2.5 | 0 | 0 | 0 | 0 | 0 |  | 0 | 0 | 0 | 0 | 0 |  |  |  | 0 | 0 | 0 | 0 | 0 | 0
SCE Northern | Antelope | 230 | 0 | 0 | 0 | 0 |  |  |  |  | 0 | 125 | 0 | 80 | 0 | 0 |  | 0 | 0 | 0 | 0 | 0 |  |  |  | 1 | 56 | 0 | 28 | 0 | 0
SCE Northern | Antelope | 500 | 0 | 0 | 0 | 0 |  |  |  |  | 0 | 0 | 0 | 0 | 0 | 0 |  | 0 | 0 | 0 | 0 | 0 |  |  |  | 0 | 0 | 0 | 0 | 0 | 0
PG&E NGBA | Arcata | 60 | 0 | 0 | 0 | 0 |  |  |  |  | 0 | 0 | 0 | 0 | 0 | 0 |  | 0 | 0 | 0 | 0 | 0 |  |  |  | 0 | 0 | 0 | 0 | 0 | 0
PG&E KERN | Arco | 230 | 0 | 0 | 0 | 0 |  |  |  |  | 0 | 43.2 | 21.7 | 25 | 0 | 0 |  | 0 | 0 | 0 | 0 | 0 |  |  |  | 0 | 0 | 0 | 0 | 0 | 0
PG&E KERN | Arco | 70 | 0 | 0 | 0 | 0 |  |  |  |  | 0 | 27 | 33 | 38 | 0 | 0 |  | 0 | 0 | 0 | 0 | 0 |  |  |  | 0 | 0 | 0 | 0 | 0 | 0
SCE Metro | ArcoGen | 230 | 0 | 0 | 0 | 0 |  |  |  |  | 0 | 0 | 0 | 0 | 0 | 0 |  | 0 | 0 | 0 | 0 | 0 |  |  |  | 0 | 0 | 0 | 0 | 0 | 0
SDGE | Artesian | 230 | 0 | 0 | 0 | 0 |  |  |  |  | 0 | 0 | 0 | 0 | 0 | 0 |  | 0 | 0 | 0 | 0 | 0 |  |  |  | 0 | 0 | 0 | 0 | 0 | 0
SDGE | Artesian | 69 | 0 | 0 | 0 | 0 |  |  |  |  | 0 | 0 | 0 | 0 | 0 | 0 |  | 0 | 0 | 0 | 0 | 0 |  |  |  | 0 | 0 | 0 | 0 | 0 | 0
PG&E FRESNO | Ashlan | 230 | 0 | 0 | 0 | 0 |  |  |  |  | 0 | 0 | 0 | 0 | 0 | 0 |  | 0 | 0 | 0 | 0 | 0 |  |  |  | 0 | 0 | 0 | 0 | 0 | 0
PG&E NGBA | Atlantic | 115 | 0 | 0 | 0 | 0 |  |  |  |  | 0 | 0 | 0 | 0 | 0 | 0 |  | 0 | 0 | 0 | 0 | 0 |  |  |  | 0 | 0 | 0 | 0 | 0 | 0
PG&E NGBA | Atlantic | 230 | 0 | 0 | 0 | 0 |  |  |  |  | 0 | 0 | 0 | 0 | 0 | 0 |  | 0 | 0 | 0 | 0 | 0 |  |  |  | 0 | 0 | 0 | 0 | 0 | 0
PG&E NGBA | Atlantic | 60 | 0 | 0 | 0 | 0 |  |  |  |  | 0 | 0 | 0 | 0 | 0 | 0 |  | 0 | 0 | 0 | 0 | 0 |  |  |  | 0 | 0 | 0 | 0 | 0 | 0
PG&E FRESNO | Atwater | 115 | 0 | 0 | 0 | 0 |  |  |  |  | 0 | 0 | 0 | 0 | 0 | 0 |  | 0 | 0 | 0 | 0 | 0 |  |  |  | 0 | 0 | 0 | 0 | 0 | 0
PG&E GBA | Avena | 115 | 0 | 0 | 0 | 0 |  |  |  |  | 0 | 0 | 0 | 0 | 0 | 0 |  | 0 | 0 | 0 | 0 | 0 |  |  |  | 0 | 0 | 0 | 0 | 0 | 0
SDGE | Avocado | 69 | 0 | 0 | 0 | 0 |  |  |  |  | 0 | 0 | 0 | 0 | 0 | 0 |  | 0 | 0 | 0 | 0 | 0 |  |  |  | 0 | 0 | 0 | 0 | 0 | 0
PG&E NGBA | Bahia | 230 | 0 | 0 | 0 | 0 |  |  |  |  | 0 | 0 | 0 | 0 | 0 | 0 |  | 0 | 0 | 0 | 0 | 0 |  |  |  | 0 | 0 | 0 | 0 | 0 | 0
SCE Northern | Bailey | 230 | 0 | 0 | 0 | 0 |  |  |  |  | 0 | 0 | 0 | 0 | 0 | 0 |  | 0 | 0 | 0 | 0 | 0 |  |  |  | 0 | 0 | 0 | 0 | 0 | 0
SCE NOL | Baker | 115 | 0 | 0 | 0 | 0 |  |  |  |  | 0 | 0 | 0 | 0 | 0 | 0 |  | 0 | 0 | 0 | 0 | 0 |  |  |  | 0 | 0 | 0 | 0 | 0 | 0
PG&E KERN | Bakersfield | 230 | 0 | 0 | 0 | 0 |  |  |  |  | 0 | 0 | 0 | 0 | 0 | 0 |  | 0 | 0 | 0 | 0 | 0 |  |  |  | 0 | 0 | 0 | 0 | 0 | 0
PG&E FRESNO | Balch | 230 | 0 | 0 | 0 | 0 |  |  |  |  | 0 | 0 | 0 | 0 | 0 | 0 |  | 0 | 0 | 0 | 0 | 0 |  |  |  | 0 | 0 | 0 | 0 | 0 | 0
SCE Eastern | Bannister | 230 | 0 | 0 | 0 | 0 |  |  |  |  | 0 | 0 | 0 | 0 | 0 | 0 |  | 0 | 0 | 0 | 0 | 0 |  |  |  | 0 | 0 | 0 | 0 | 0 | 0
SCE Metro | Barre | 230 | 0 | 0 | 0 | 0 |  |  |  |  | 0 | 0 | 0 | 0 | 0 | 0 |  | 0 | 0 | 0 | 0 | 0 |  |  |  | 0 | 0 | 10 | 0 | 0 | 0
SDGE | Bay Boulevard | 69 | 0 | 0 | 0 | 0 |  |  |  |  | 0 | 0 | 0 | 0 | 0 | 0 |  | 0 | 0 | 0 | 0 | 0 |  |  |  | 0 | 0 | 0 | 0 | 0 | 0
SDGE | Bay Boulevard | 230 | 0 | 0 | 0 | 0 |  |  |  |  | 0 | 0 | 0 | 0 | 0 | 0 |  | 0 | 0 | 0 | 0 | 0 |  |  |  | 0 | 0 | 0 | 0 | 0 | 0
SCE EOP | Beatty | 138 | 0 | 0 | 0 | 0 |  |  |  |  | 0 | 0 | 0 | 0 | 0 | 0 |  | 0 | 0 | 0 | 0 | 0 |  |  |  | 0 | 0 | 0 | 0 | 0 | 0
SCE EOP | Beatty | 230 | 0 | 0 | 0 | 0 |  |  |  |  | 0 | 0 | 0 | 0 | 0 | 0 |  | 0 | 0 | 0 | 0 | 0 |  |  |  | 0 | 0 | 0 | 0 | 0 | 0
PG&E NGBA | Belden | 230 | 0 | 0 | 0 | 0 |  |  |  |  | 0 | 0 | 0 | 0 | 0 | 0 |  | 0 | 0 | 0 | 0 | 0 |  |  |  | 0 | 0 | 0 | 0 | 0 | 0
PG&E NGBA | Bell | 115 | 0 | 0 | 0 | 0 |  |  |  |  | 0 | 0 | 0 | 0 | 0 | 0 |  | 0 | 0 | 0 | 0 | 0 |  |  |  | 0 | 0 | 0 | 0 | 0 | 0
PG&E NGBA | Bellevue | 115 | 0 | 0 | 0 | 0 |  |  |  |  | 0 | 0 | 0 | 0 | 0 | 0 |  | 0 | 0 | 0 | 0 | 0 |  |  |  | 0 | 0 | 0 | 0 | 0 | 0
PG&E GBA | Bellota | 115 | 0 | 2.8 | 0 | 0 |  |  |  |  | 0 | 0 | 0 | 0 | 0 | 0 |  | 0 | 0 | 0 | 0 | 0 |  |  |  | 0 | 0 | 0 | 0 | 0 | 0
PG&E GBA | Bellota | 230 | 0 | 0 | 0 | 0 |  |  |  |  | 0 | 0 | 0 | 0 | 0 | 0 |  | 0 | 0 | 0 | 0 | 0 |  |  |  | 0 | 0 | 0 | 0 | 0 | 0
SCE Northern | Big Creek | 230 | 0 | 0 | 0 | 0 |  |  |  |  | 0 | 0 | 0 | 0 | 0 | 0 |  | 0 | 0 | 0 | 0 | 0 |  |  |  | 0 | 0 | 0 | 0 | 0 | 0
PG&E FRESNO | Biola | 70 | 0 | 0 | 0 | 0 |  |  |  |  | 0 | 0 | 0 | 0 | 0 | 0 |  | 0 | 0 | 0 | 0 | 0 |  |  |  | 0 | 0 | 0 | 0 | 0 | 0
PG&E GBA | Birds Landing | 230 | 0 | 0 | 0 | 0 |  |  |  |  | 0 | 0 | 0 | 0 | 0 | 0 |  | 0 | 0 | 0 | 0 | 0 |  |  |  | 0 | 0 | 0 | 0 | 0 | 0
SCE Northern | Bliss | 66 | 0 | 0 | 0 | 0 |  |  |  |  | 0 | 0 | 0 | 0 | 0 | 0 |  | 0 | 0 | 0 | 0 | 0 |  |  |  | 0 | 0 | 0 | 0 | 0 | 0
SCE Eastern | Blythe | 161 | 0 | 0 | 0 | 0 |  |  |  |  | 0 | 0 | 0 | 0 | 0 | 0 |  | 0 | 0 | 0 | 0 | 0 |  |  |  | 0 | 0 | 0 | 0 | 0 | 0
PG&E NGBA | Bogue | 115 | 0 | 0 | 0 | 0 |  |  |  |  | 0 | 0 | 0 | 0 | 0 | 0 |  | 0 | 0 | 0 | 0 | 0 |  |  |  | 0 | 0 | 0 | 0 | 0 | 0
PG&E FRESNO | Borden | 230 | 0 | 0 | 0 | 0 |  |  |  |  | 0 | 0 | 0 | 0 | 0 | 0 |  | 0 | 0 | 0 | 0 | 0 |  |  |  | 0 | 0 | 0 | 0 | 0 | 0
PG&E FRESNO | Borden | 70 | 0 | 0 | 0 | 0 |  |  |  |  | 0 | 0 | 0 | 0 | 0 | 0 |  | 0 | 0 | 0 | 0 | 0 |  |  |  | 0 | 0 | 0 | 0 | 0 | 0
SDGE | Boulevard East | 138 | 0 | 0 | 0 | 0 |  |  |  |  | 0 | 0 | 0 | 0 | 0 | 0 |  | 0 | 0 | 0 | 0 | 0 |  |  |  | 0 | 0 | 0 | 0 | 0 | 0
SDGE | Boulevard East | 69 | 0 | 0 | 0 | 0 |  |  |  |  | 0 | 0 | 0 | 0 | 0 | 0 |  | 0 | 0 | 0 | 0 | 0 |  |  |  | 0 | 0 | 0 | 0 | 0 | 0
PG&E GBA | Brentwood | 230 | 0 | 0 | 0 | 0 |  |  |  |  | 0 | 0 | 0 | 0 | 0 | 0 |  | 0 | 0 | 0 | 0 | 0 |  |  |  | 0 | 0 | 0 | 0 | 0 | 0
PG&E NGBA | Bridgeville | 115 | 0 | 0 | 0 | 0 |  |  |  |  | 0 | 0 | 0 | 0 | 0 | 0 |  | 0 | 0 | 0 | 0 | 0 |  |  |  | 0 | 0 | 0 | 0 | 0 | 0
PG&E NGBA | Brighton | 115 | 0 | 0 | 0 | 0 |  |  |  |  | 0 | 0 | 0 | 0 | 0 | 0 |  | 0 | 0 | 0 | 0 | 0 |  |  |  | 0 | 0 | 0 | 0 | 0 | 0
PG&E NGBA | Brighton | 230 | 0 | 0 | 0 | 0 |  |  |  |  | 0 | 0 | 0 | 0 | 0 | 0 |  | 0 | 0 | 0 | 0 | 0 |  |  |  | 0 | 0 | 0 | 0 | 0 | 0
PG&E NGBA | Brunswick | 115 | 0 | 0 | 0 | 0 |  |  |  |  | 0 | 0 | 0 | 0 | 0 | 0 |  | 0 | 0 | 0 | 0 | 0 |  |  |  | 0 | 0 | 0 | 0 | 0 | 0
PG&E NGBA | Bucks Creek | 230 | 0 | 0 | 0 | 0 |  |  |  |  | 0 | 0 | 0 | 0 | 0 | 0 |  | 0 | 0 | 0 | 0 | 0 |  |  |  | 0 | 0 | 0 | 0 | 0 | 0
PG&E KERN | Buena Vista | 230 | 0 | 0 | 0 | 0 |  |  |  |  | 0 | 0 | 0 | 0 | 0 | 0 |  | 0 | 0 | 0 | 0 | 0 |  |  |  | 0 | 0 | 0 | 0 | 0 | 0
PG&E FRESNO | Bullard | 115 | 0 | 0 | 0 | 0 |  |  |  |  | 0 | 0 | 0 | 0 | 0 | 0 |  | 0 | 0 | 0 | 0 | 0 |  |  |  | 0 | 0 | 0 | 0 | 0 | 0
PG&E GBA | Burlingame | 115 | 0 | 0 | 0 | 0 |  |  |  |  | 0 | 0 | 0 | 0 | 0 | 0 |  | 0 | 0 | 0 | 0 | 0 |  |  |  | 0 | 0 | 0 | 0 | 0 | 0
PG&E NGBA | Burney Forest | 230 | 0 | 2.88 | 0 | 0 |  |  |  |  | 0 | 0 | 0 | 0 | 0 | 0 |  | 0 | 0 | 0 | 0 | 0 |  |  |  | 0 | 0 | 0 | 0 | 0 | 0
PG&E NGBA | Butte | 115 | 0 | 0 | 0 | 0 |  |  |  |  | 0 | 0 | 0 | 0 | 0 | 0 |  | 0 | 0 | 0 | 0 | 0 |  |  |  | 0 | 0 | 0 | 0 | 0 | 0
PG&E KERN | Cabrillo | 115 | 0 | 0 | 0 | 0 |  |  |  |  | 0 | 0 | 0 | 0 | 0 | 0 |  | 0 | 0 | 0 | 0 | 0 |  |  |  | 0 | 0 | 0 | 0 | 0 | 0
PG&E FRESNO | Cal Flats | 230 | 0 | 0 | 0 | 0 |  |  |  |  | 0 | 0 | 0 | 0 | 0 | 0 |  | 0 | 0 | 0 | 0 | 0 |  |  |  | 0 | 0 | 0 | 0 | 0 | 0
SCE NOL | Calcite | 230 | 0 | 0 | 0 | 0 |  |  |  |  | 0 | 0 | 0 | 0 | 0 | 0 |  | 0 | 0 | 0 | 0 | 0 |  |  |  | 0 | 0 | 0 | 0 | 0 | 0
PG&E KERN | Caliente | 230 | 0 | 0 | 0 | 0 |  |  |  |  | 0 | 0 | 0 | 0 | 0 | 0 |  | 0 | 0 | 0 | 0 | 0 |  |  |  | 0 | 0 | 0 | 0 | 0 | 0
PG&E FRESNO | California Ave | 115 | 0 | 0 | 0 | 0 |  |  |  |  | 0 | 0 | 0 | 0 | 0 | 0 |  | 0 | 0 | 0 | 0 | 0 |  |  |  | 0 | 0 | 0 | 0 | 0 | 0
PG&E KERN | Callender | 115 | 0 | 0 | 0 | 0 |  |  |  |  | 0 | 0 | 0 | 0 | 0 | 0 |  | 0 | 0 | 0 | 0 | 0 |  |  |  | 0 | 0 | 0 | 0 | 0 | 0
PG&E NGBA | Calpella | 115 | 0 | 0 | 0 | 0 |  |  |  |  | 0 | 0 | 0 | 0 | 0 | 0 |  | 0 | 0 | 0 | 0 | 0 |  |  |  | 0 | 0 | 0 | 0 | 0 | 0
PG&E GBA | Camanche | 230 | 0 | 0 | 0 | 0 |  |  |  |  | 0 | 0 | 0 | 0 | 0 | 0 |  | 0 | 0 | 0 | 0 | 0 |  |  |  | 0 | 0 | 0 | 0 | 0 | 0
SDGE | Cameron | 69 | 0 | 0 | 0 | 0 |  |  |  |  | 0 | 0 | 0 | 0 | 0 | 0 |  | 0 | 0 | 0 | 0 | 0 |  |  |  | 0 | 0 | 0 | 0 | 0 | 0
SDGE | Cannon | 69 | 0 | 0 | 0 | 0 |  |  |  |  | 0 | 0 | 0 | 0 | 0 | 0 |  | 0 | 0 | 0 | 0 | 0 |  |  |  | 0 | 0 | 0 | 0 | 0 | 0
PG&E FRESNO | Cantua | 115 | 0 | 0 | 0 | 0 |  |  |  |  | 0 | 0 | 0 | 0 | 0 | 0 |  | 0 | 0 | 0 | 0 | 0 |  |  |  | 0 | 0 | 0 | 0 | 0 | 0
SDGE | Capistrano | 138 | 0 | 0 | 0 | 0 |  |  |  |  | 0 | 0 | 0 | 0 | 0 | 0 |  | 0 | 0 | 0 | 0 | 0 |  |  |  | 0 | 0 | 0 | 0 | 0 | 0
SDGE | Capistrano | 230 | 0 | 0 | 0 | 0 |  |  |  |  | 0 | 0 | 0 | 0 | 0 | 0 |  | 0 | 0 | 0 | 0 | 0 |  |  |  | 0 | 0 | 0 | 0 | 0 | 0
PG&E NGBA | Carberry | 230 | 0 | 0 | 0 | 0 |  |  |  |  | 0 | 0 | 0 | 0 | 0 | 0 |  | 0 | 0 | 0 | 0 | 0 |  |  |  | 0 | 0 | 0 | 0 | 0 | 0
SCE Eastern | Cardiff | 66 | 0 | 0 | 0 | 0 |  |  |  |  | 0 | 0 | 0 | 0 | 0 | 0 |  | 0 | 0 | 0 | 0 | 0 |  |  |  | 0 | 0 | 0 | 0 | 0 | 0
PG&E NGBA | Caribou | 60 | 0 | 0 | 0 | 0 |  |  |  |  | 0 | 0 | 0 | 0 | 0 | 0 |  | 0 | 0 | 0 | 0 | 0 |  |  |  | 0 | 0 | 0 | 0 | 0 | 0
PG&E NGBA | Caribou | 115 | 0 | 0 | 0 | 0 |  |  |  |  | 0 | 0 | 0 | 0 | 0 | 0 |  | 0 | 0 | 0 | 0 | 0 |  |  |  | 0 | 0 | 0 | 0 | 0 | 0
PG&E NGBA | Caribou | 230 | 0 | 0 | 0 | 0 |  |  |  |  | 0 | 0 | 0 | 0 | 0 | 0 |  | 0 | 0 | 0 | 0 | 0 |  |  |  | 0 | 0 | 0 | 0 | 0 | 0
SCE EOP | Carpenter Canyon (fka Gamebird) | 138 | 0 | 0 | 0 | 0 |  |  |  |  | 0 | 0 | 0 | 0 | 0 | 0 |  | 0 | 0 | 0 | 0 | 0 |  |  |  | 0 | 0 | 0 | 0 | 0 | 0
SCE EOP | Carpenter Canyon (fka Gamebird) | 230 | 0 | 0 | 0 | 0 |  |  |  |  | 0 | 0 | 0 | 0 | 0 | 0 |  | 0 | 0 | 0 | 0 | 0 |  |  |  | 0 | 0 | 0 | 0 | 0 | 0
PG&E NGBA | Carquinez | 115 | 0 | 0 | 0 | 0 |  |  |  |  | 0 | 0 | 0 | 0 | 0 | 0 |  | 0 | 0 | 0 | 0 | 0 |  |  |  | 0 | 0 | 0 | 0 | 0 | 0
SDGE | Carrizo Gorge | 138 | 0 | 0 | 0 | 0 |  |  |  |  | 0 | 0 | 0 | 0 | 0 | 0 |  | 0 | 0 | 0 | 0 | 0 |  |  |  | 0 | 0 | 0 | 0 | 0 | 0
PG&E KERN | Carrizo Plains | 115 | 0 | 0 | 0 | 0 |  |  |  |  | 0 | 0 | 0 | 0 | 0 | 0 |  | 0 | 0 | 0 | 0 | 0 |  |  |  | 0 | 0 | 0 | 0 | 0 | 0
PG&E KERN | Casaloma | 230 | 0 | 0 | 0 | 0 |  |  |  |  | 0 | 0 | 0 | 0 | 0 | 0 |  | 0 | 0 | 0 | 0 | 0 |  |  |  | 0 | 0 | 0 | 0 | 0 | 0
PG&E GBA | Castro Valley | 230 | 0 | 0 | 0 | 0 |  |  |  |  | 0 | 0 | 0 | 0 | 0 | 0 |  | 0 | 0 | 0 | 0 | 0 |  |  |  | 0 | 0 | 0 | 0 | 0 | 0
PG&E GBA | Cayetano | 230 | 0 | 0 | 0 | 0 |  |  |  |  | 0 | 0 | 0 | 0 | 0 | 0 |  | 0 | 0 | 0 | 0 | 0 |  |  |  | 0 | 0 | 0 | 0 | 0 | 0
SCE Metro | Center | 230 | 0 | 0 | 0 | 0 |  |  |  |  | 0 | 0 | 0 | 0 | 0 | 0 |  | 0 | 0 | 0 | 0 | 0 |  |  |  | 0 | 0 | 0 | 0 | 0 | 0
PG&E KERN | Charca | 115 | 0 | 0 | 0 | 0 |  |  |  |  | 0 | 0 | 0 | 0 | 0 | 0 |  | 0 | 0 | 0 | 0 | 0 |  |  |  | 0 | 0 | 0 | 0 | 0 | 0
SCE EOP | Charleston | 138 | 0 | 0 | 0 | 0 |  |  |  |  | 0 | 0 | 0 | 0 | 0 | 0 |  | 0 | 0 | 0 | 0 | 0 |  |  |  | 0 | 0 | 0 | 0 | 0 | 0
SCE Metro | Chevmain | 230 | 0 | 0 | 0 | 0 |  |  |  |  | 0 | 0 | 0 | 0 | 0 | 0 |  | 0 | 0 | 0 | 0 | 0 |  |  |  | 0 | 0 | 0 | 0 | 0 | 0
SDGE | Chicarita | 138 | 0 | 0 | 0 | 0 |  |  |  |  | 0 | 0 | 0 | 0 | 0 | 0 |  | 0 | 0 | 0 | 0 | 0 |  |  |  | 0 | 0 | 0 | 0 | 0 | 0
SCE Metro | Chino | 230 | 0 | 0 | 0 | 0 |  |  |  |  | 0 | 0 | 0 | 0 | 0 | 0 |  | 0 | 0 | 0 | 0 | 0 |  |  |  | 0 | 0 | 0 | 0 | 0 | 0
PG&E FRESNO | Chowchilla | 115 | 0 | 0 | 0 | 0 |  |  |  |  | 0 | 0 | 0 | 0 | 0 | 0 |  | 0 | 0 | 0 | 0 | 0 |  |  |  | 0 | 0 | 0 | 0 | 0 | 0
PG&E GBA | Christie | 60 | 0 | 0 | 0 | 0 |  |  |  |  | 0 | 0 | 0 | 0 | 0 | 0 |  | 0 | 0 | 0 | 0 | 0 |  |  |  | 0 | 0 | 0 | 0 | 0 | 0
PG&E GBA | Christie | 115 | 0 | 0 | 0 | 0 |  |  |  |  | 0 | 0 | 0 | 0 | 0 | 0 |  | 0 | 0 | 0 | 0 | 0 |  |  |  | 0 | 0 | 0 | 0 | 0 | 0
SCE Eastern | Cielo Azul | 500 | 0 | 0 | 0 | 0 |  |  |  |  | 0 | 0 | 0 | 0 | 0 | 0 |  | 0 | 0 | 0 | 0 | 0 |  |  |  | 0 | 0 | 0 | 0 | 0 | 0
PG&E GBA | Clay | 60 | 0 | 0 | 0 | 0 |  |  |  |  | 0 | 0 | 0 | 0 | 0 | 0 |  | 0 | 0 | 0 | 0 | 0 |  |  |  | 0 | 0 | 0 | 0 | 0 | 0
PG&E GBA | Clayton | 115 | 0 | 0 | 0 | 0 |  |  |  |  | 0 | 0 | 0 | 0 | 0 | 0 |  | 0 | 0 | 0 | 0 | 0 |  |  |  | 0 | 0 | 0 | 0 | 0 | 0
PG&E NGBA | Cloverdale | 115 | 25 | 0 | 0 | 0 |  |  |  |  | 0 | 0 | 0 | 0 | 0 | 0 |  | 0 | 0 | 0 | 0 | 0 |  |  |  | 0 | 0 | 0 | 0 | 0 | 0
PG&E FRESNO | Clovis | 115 | 0 | 0 | 0 | 0 |  |  |  |  | 0 | 0 | 0 | 0 | 0 | 0 |  | 0 | 0 | 0 | 0 | 0 |  |  |  | 0 | 0 | 0 | 0 | 0 | 0
PG&E GBA | Coburn | 230 | 0 | 0 | 0 | 0 |  |  |  |  | 0 | 0 | 0 | 0 | 0 | 0 |  | 0 | 0 | 0 | 0 | 0 |  |  |  | 0 | 0 | 0 | 0 | 0 | 0
PG&E GBA | Coburn | 60 | 0 | 0 | 0 | 0 |  |  |  |  | 0 | 0 | 0 | 0 | 6 | 0 |  | 0 | 0 | 0 | 0 | 0 |  |  |  | 0 | 0 | 0 | 0 | 0 | 0
PG&E NGBA | Colgate | 230 | 0 | 0 | 0 | 0 |  |  |  |  | 0 | 0 | 0 | 0 | 0 | 0 |  | 0 | 0 | 0 | 0 | 0 |  |  |  | 0 | 0 | 0 | 0 | 0 | 0
PG&E GBA | Collierville | 230 | 0 | 0 | 0 | 0 |  |  |  |  | 0 | 0 | 0 | 0 | 0 | 0 |  | 0 | 0 | 0 | 0 | 0 |  |  |  | 0 | 0 | 0 | 0 | 0 | 0
PG&E GBA | Collinsville | 230 | 0 | 0 | 0 | 0 |  |  |  |  | 0 | 0 | 0 | 0 | 0 | 0 |  | 0 | 0 | 0 | 0 | 0 |  |  |  | 0 | 0 | 0 | 0 | 0 | 0
PG&E GBA | Collinsville | 500 | 0 | 0 | 0 | 0 |  |  |  |  | 0 | 0 | 0 | 0 | 0 | 0 |  | 0 | 0 | 0 | 0 | 0 |  |  |  | 0 | 0 | 0 | 0 | 0 | 0
SCE Eastern | Colorado River | 230 | 0 | 0 | 0 | 0 |  |  |  |  | 0 | 0 | 0 | 0 | 0 | 0 |  | 0 | 0 | 0 | 0 | 0 |  |  |  | 0 | 0 | 0 | 0 | 0 | 0
SCE Eastern | Colorado River | 500 | 0 | 0 | 0 | 0 |  |  |  |  | 0 | 0 | 0 | 0 | 0 | 0 |  | 0 | 0 | 0 | 0 | 0 |  |  |  | 0 | 0 | 0 | 0 | 0 | 0
PG&E KERN | Columbus | 115 | 0 | 0 | 0 | 0 |  |  |  |  | 0 | 0 | 0 | 0 | 0 | 0 |  | 0 | 0 | 0 | 0 | 0 |  |  |  | 0 | 0 | 0 | 0 | 0 | 0
PG&E GBA | Contra Costa | 115 | 0 | 0 | 0 | 0 |  |  |  |  | 0 | 0 | 0 | 0 | 0 | 0 |  | 0 | 0 | 0 | 0 | 0 |  |  |  | 0 | 0 | 0 | 0 | 0 | 0
PG&E GBA | Contra Costa | 230 | 0 | 0 | 0 | 0 |  |  |  |  | 0 | 0 | 0 | 0 | 0 | 0 |  | 0 | 0 | 0 | 0 | 0 |  |  |  | 0 | 0 | 0 | 0 | 0 | 0
PG&E GBA | Contra Costa PP | 230 | 0 | 0 | 0 | 0 |  |  |  |  | 0 | 0 | 0 | 0 | 0 | 0 |  | 0 | 0 | 0 | 0 | 0 |  |  |  | 0 | 0 | 0 | 0 | 0 | 0
SCE NOL | Control | 115 | 13 | 0 | 0 | 0 |  |  |  |  | 0 | 0 | 0 | 0 | 0 | 0 |  | 9.7 | 0 | 0 | 0 | 0 |  |  |  | 0 | 0 | 0 | 0 | 0 | 0
SCE NOL | Control | 55 | 0 | 0 | 0 | 0 |  |  |  |  | 0 | 0 | 0 | 0 | 0 | 0 |  | 0 | 0 | 0 | 0 | 0 |  |  |  | 0 | 0 | 0 | 0 | 0 | 0
PG&E GBA | Cooley Landing | 115 | 0 | 0 | 0 | 0 |  |  |  |  | 0 | 0 | 0 | 0 | 0 | 0 |  | 0 | 0 | 0 | 0 | 0 |  |  |  | 0 | 0 | 0 | 0 | 0 | 0
PG&E GBA | Cooley Landing | 60 | 0 | 0 | 0 | 0 |  |  |  |  | 0 | 0 | 0 | 0 | 0 | 0 |  | 0 | 0 | 0 | 0 | 0 |  |  |  | 0 | 0 | 0 | 0 | 0 | 0
SCE NOL | Coolwater | 230 | 0 | 0 | 0 | 0 |  |  |  |  | 0 | 0 | 0 | 0 | 0 | 0 |  | 0 | 0 | 0 | 0 | 0 |  |  |  | 0 | 0 | 0 | 0 | 0 | 0
SCE NOL | Coolwater | 115 | 0 | 0 | 0 | 0 |  |  |  |  | 0 | 0 | 0 | 0 | 0 | 0 |  | 0 | 0 | 0 | 0 | 0 |  |  |  | 0 | 0 | 0 | 0 | 0 | 0
PG&E KERN | Copus | 70 | 0 | 0 | 0 | 0 |  |  |  |  | 0 | 0 | 0 | 0 | 0 | 0 |  | 0 | 0 | 0 | 0 | 0 |  |  |  | 0 | 0 | 0 | 0 | 0 | 0
PG&E FRESNO | Corcoran | 70 | 0 | 0 | 0 | 0 |  |  |  |  | 0 | 0 | 0 | 0 | 0 | 0 |  | 0 | 0 | 0 | 0 | 0 |  |  |  | 0 | 0 | 0 | 0 | 0 | 0
PG&E FRESNO | Corcoran | 115 | 0 | 0 | 0 | 0 |  |  |  |  | 0 | 0 | 0 | 0 | 0 | 0 |  | 0 | 0 | 0 | 0 | 0 |  |  |  | 0 | 0 | 0 | 0 | 0 | 0
PG&E NGBA | Corona | 115 | 0 | 0 | 0 | 0 |  |  |  |  | 0 | 0 | 0 | 0 | 0 | 0 |  | 0 | 0 | 0 | 0 | 0 |  |  |  | 0 | 0 | 0 | 0 | 0 | 0
PG&E NGBA | Cortina | 230 | 0 | 0 | 0 | 0 |  |  |  |  | 0 | 0 | 0 | 0 | 0 | 0 |  | 0 | 0 | 0 | 0 | 0 |  |  |  | 0 | 0 | 0 | 0 | 0 | 0
PG&E NGBA | Cortina | 115 | 0 | 0 | 0 | 0 |  |  |  |  | 0 | 0 | 0 | 0 | 0 | 0 |  | 0 | 0 | 0 | 0 | 0 |  |  |  | 0 | 0 | 0 | 0 | 0 | 0
PG&E GBA | Cottle | 230 | 0 | 0 | 0 | 0 |  |  |  |  | 0 | 0 | 0 | 0 | 0 | 0 |  | 0 | 0 | 0 | 0 | 0 |  |  |  | 0 | 0 | 0 | 0 | 0 | 0
PG&E NGBA | Cottonwood | 115 | 0 | 0 | 0 | 0 |  |  |  |  | 0 | 0 | 0 | 0 | 0 | 0 |  | 0 | 0 | 0 | 0 | 0 |  |  |  | 0 | 0 | 0 | 0 | 0 | 0
PG&E NGBA | Cottonwood | 230 | 0 | 0 | 0 | 0 |  |  |  |  | 0 | 0 | 0 | 0 | 0 | 0 |  | 0 | 0 | 0 | 0 | 0 |  |  |  | 0 | 0 | 0 | 0 | 0 | 0
PG&E NGBA | Cottonwood | 60 | 0 | 0 | 0 | 0 |  |  |  |  | 0 | 0 | 0 | 0 | 0 | 0 |  | 0 | 0 | 0 | 0 | 0 |  |  |  | 0 | 0 | 0 | 0 | 0 | 0
PG&E NGBA | Cove Road | 230 | 0 | 0 | 0 | 0 |  |  |  |  | 0 | 0 | 0 | 0 | 0 | 0 |  | 0 | 0 | 0 | 0 | 0 |  |  |  | 0 | 0 | 0 | 0 | 0 | 0
PG&E GBA | Coyote | 230 | 0 | 0 | 0 | 0 |  |  |  |  | 0 | 0 | 0 | 0 | 0 | 0 |  | 0 | 0 | 0 | 0 | 0 |  |  |  | 0 | 0 | 0 | 0 | 0 | 0
PG&E GBA | Crazy Horse Canyon | 115 | 0 | 0 | 0 | 0 |  |  |  |  | 0 | 0 | 0 | 0 | 0 | 0 |  | 0 | 0 | 0 | 0 | 0 |  |  |  | 0 | 0 | 0 | 0 | 0 | 0
SDGE | Creelman | 69 | 0 | 0 | 0 | 0 |  |  |  |  | 0 | 0 | 0 | 0 | 0 | 0 |  | 0 | 0 | 0 | 0 | 0 |  |  |  | 0 | 0 | 0 | 0.47 | 0 | 0
PG&E FRESNO | Crescent | 70 | 0 | 0 | 0 | 0 |  |  |  |  | 0 | 0 | 0 | 0 | 0 | 0 |  | 0 | 0 | 0 | 0 | 0 |  |  |  | 0 | 0 | 0 | 0 | 0 | 0
PG&E FRESNO | Cressey | 115 | 0 | 0 | 0 | 0 |  |  |  |  | 0 | 0 | 0 | 0 | 0 | 0 |  | 0 | 0 | 0 | 0 | 0 |  |  |  | 0 | 0 | 0 | 0 | 0 | 0
PG&E NGBA | Cresta | 230 | 0 | 0 | 0 | 0 |  |  |  |  | 0 | 0 | 0 | 0 | 0 | 0 |  | 0 | 0 | 0 | 0 | 0 |  |  |  | 0 | 0 | 0 | 0 | 0 | 0
SDGE | Crestwood | 69 | 0 | 0 | 0 | 0 |  |  |  |  | 0 | 0 | 0 | 0 | 0 | 0 |  | 0 | 0 | 0 | 0 | 0 |  |  |  | 0 | 0 | 0 | 0 | 0 | 0
PG&E GBA | Crow Creek | 60 | 0 | 0 | 0 | 0 |  |  |  |  | 0 | 6.21 | 14.11 | 15 | 0 | 0 |  | 0 | 0 | 0 | 0 | 0 |  |  |  | 0 | 0 | 0 | 0 | 0 | 0
PG&E GBA | Crows Landing | 60 | 0 | 0 | 0 | 0 |  |  |  |  | 0 | 0 | 0 | 0 | 0 | 0 |  | 0 | 0 | 0 | 0 | 0 |  |  |  | 0 | 0 | 0 | 0 | 0 | 0
PG&E GBA | Curtis | 115 | 0 | 0 | 0 | 0 |  |  |  |  | 0 | 0 | 0 | 0 | 0 | 0 |  | 0 | 0 | 0 | 0 | 0 |  |  |  | 0 | 0 | 0 | 0 | 0 | 0
PG&E FRESNO | Dairyland | 115 | 0 | 0 | 0 | 0 |  |  |  |  | 0 | 0 | 0 | 0 | 0 | 0 |  | 0 | 0 | 0 | 0 | 0 |  |  |  | 0 | 0 | 0 | 0 | 0 | 0
PG&E NGBA | Davis | 115 | 0 | 0 | 0 | 0 |  |  |  |  | 0 | 0 | 0 | 0 | 0 | 0 |  | 0 | 0 | 0 | 0 | 0 |  |  |  | 0 | 0 | 0 | 0 | 0 | 0
SCE Metro | Del Amo | 500 | 0 | 0 | 0 | 0 |  |  |  |  | 0 | 0 | 0 | 0 | 0 | 0 |  | 0 | 0 | 0 | 0 | 0 |  |  |  | 0 | 0 | 0 | 0 | 0 | 0
SCE Metro | Del Amo | 230 | 0 | 0 | 0 | 0 |  |  |  |  | 0 | 0 | 0 | 0 | 0 | 0 |  | 0 | 0 | 0 | 0 | 0 |  |  |  | 0 | 0 | 0 | 0 | 0 | 0
SCE Eastern | Delaney | 500 | 0 | 0 | 0 | 0 |  |  |  |  | 0 | 0 | 0 | 0 | 0 | 0 |  | 0 | 0 | 0 | 0 | 0 |  |  |  | 0 | 0 | 0 | 0 | 0 | 0
PG&E NGBA | Delevan | 230 | 0 | 0 | 0 | 0 |  |  |  |  | 0 | 0 | 0 | 0 | 0 | 0 |  | 0 | 0 | 0 | 0 | 0 |  |  |  | 0 | 0 | 0 | 0 | 0 | 0
PG&E GBA | Delta PP | 230 | 0 | 0 | 0 | 0 |  |  |  |  | 0 | 0 | 0 | 0 | 0 | 0 |  | 0 | 0 | 0 | 0 | 0 |  |  |  | 0 | 0 | 0 | 0 | 0 | 0
SCE EOP | Desert View | 230 | 0 | 0 | 0 | 0 |  |  |  |  | 0 | 0 | 0 | 0 | 0 | 0 |  | 0 | 0 | 0 | 0 | 0 |  |  |  | 0 | 0 | 0 | 0 | 0 | 0
SCE Eastern | Devers | 230 | 0 | 0 | 0 | 0 |  |  |  |  | 0 | 0 | 0 | 400 | 0 | 0 |  | 0 | 0 | 0 | 0 | 0 |  |  |  | 0 | 0 | 0 | 0 | 0 | 0
SCE Eastern | Devers | 500 | 0 | 0 | 0 | 0 |  |  |  |  | 0 | 0 | 0 | 0 | 0 | 0 |  | 0 | 0 | 0 | 0 | 0 |  |  |  | 0 | 0 | 0 | 0 | 0 | 0
PG&E KERN | Diablo Canyon | 230 | 0 | 0 | 0 | 0 |  |  |  |  | 0 | 0 | 0 | 0 | 0 | 0 |  | 0 | 0 | 0 | 0 | 0 |  |  |  | 0 | 0 | 0 | 0 | 0 | 0
PG&E KERN | Diablo Canyon | 500 | 0 | 0 | 0 | 0 |  |  |  |  | 0 | 0 | 0 | 0 | 0 | 0 |  | 0 | 0 | 0 | 0 | 0 |  |  |  | 0 | 0 | 0 | 0 | 0 | 0
PG&E KERN | Divide | 115 | 0 | 0 | 0 | 0 |  |  |  |  | 0 | 0 | 0 | 0 | 0 | 0 |  | 0 | 0 | 0 | 0 | 0 |  |  |  | 0 | 0 | 0 | 0 | 0 | 0
PG&E GBA | Dixon Landing | 115 | 0 | 0 | 0 | 0 |  |  |  |  | 0 | 0 | 0 | 0 | 0 | 0 |  | 0 | 0 | 0 | 0 | 0 |  |  |  | 0 | 0 | 0 | 0 | 0 | 0
PG&E FRESNO | Dos Amigos | 230 | 0 | 0 | 0 | 0 |  |  |  |  | 0 | 0 | 0 | 0 | 0 | 0 |  | 0 | 0 | 0 | 0 | 0 |  |  |  | 0 | 0 | 0 | 0 | 0 | 0
PG&E NGBA | Drum | 115 | 0 | 0 | 0 | 0 |  |  |  |  | 0 | 0 | 0 | 0 | 0 | 0 |  | 0 | 0 | 0 | 0 | 0 |  |  |  | 0 | 0 | 0 | 0 | 0 | 0
PG&E GBA | Dumbarton | 115 | 0 | 0 | 0 | 0 |  |  |  |  | 0 | 0 | 0 | 0 | 0 | 0 |  | 0 | 0 | 0 | 0 | 0 |  |  |  | 0 | 0 | 0 | 0 | 0 | 0
SCE NOL | Dunn Siding | 115 | 0 | 0 | 0 | 0 |  |  |  |  | 0 | 0 | 0 | 0 | 0 | 0 |  | 0 | 0 | 0 | 0 | 0 |  |  |  | 0 | 0 | 0 | 0 | 0 | 0
SCE Eastern | Eagle Mountain | 230 | 0 | 0 | 0 | 0 |  |  |  |  | 0 | 0 | 0 | 0 | 0 | 0 |  | 0 | 0 | 0 | 0 | 0 |  |  |  | 0 | 0 | 0 | 0 | 0 | 0
PG&E NGBA | Eagle Rock (PGE) | 60 | 0 | 0 | 0 | 0 |  |  |  |  | 0 | 0 | 0 | 0 | 0 | 0 |  | 0 | 0 | 0 | 0 | 0 |  |  |  | 0 | 0 | 0 | 0 | 0 | 0
PG&E NGBA | Eagle Rock (PGE) | 115 | 0 | 0 | 0 | 0 |  |  |  |  | 0 | 0 | 0 | 0 | 0 | 0 |  | 0 | 0 | 0 | 0 | 0 |  |  |  | 0 | 0 | 0 | 0 | 0 | 0
SCE Metro | Eagle Rock (SCE) | 230 | 0 | 0 | 0 | 0 |  |  |  |  | 0 | 0 | 0 | 0 | 0 | 0 |  | 0 | 0 | 0 | 0 | 0 |  |  |  | 0 | 0 | 0 | 0 | 0 | 0
PG&E NGBA | East Marysville | 115 | 0 | 0 | 0 | 0 |  |  |  |  | 0 | 0 | 0 | 0 | 0 | 0 |  | 0 | 0 | 0 | 0 | 0 |  |  |  | 0 | 0 | 0 | 0 | 0 | 0
PG&E NGBA | East Nicolaus | 115 | 0 | 0 | 0 | 0 |  |  |  |  | 0 | 0 | 0 | 0 | 0 | 0 |  | 0 | 0 | 0 | 0 | 0 |  |  |  | 0 | 0 | 0 | 0 | 0 | 0
PG&E NGBA | East Nicolaus | 60 | 0 | 0 | 0 | 0 |  |  |  |  | 0 | 0 | 0 | 0 | 0 | 0 |  | 0 | 0 | 0 | 0 | 0 |  |  |  | 0 | 0 | 0 | 0 | 0 | 0
PG&E GBA | Eastshore | 115 | 0 | 0 | 0 | 0 |  |  |  |  | 0 | 0 | 0 | 0 | 0 | 0 |  | 0 | 0 | 0 | 0 | 0 |  |  |  | 0 | 0 | 0 | 0 | 0 | 0
PG&E GBA | Eastshore | 230 | 0 | 0 | 0 | 0 |  |  |  |  | 0 | 0 | 0 | 0 | 0 | 0 |  | 0 | 0 | 0 | 0 | 0 |  |  |  | 0 | 0 | 0 | 0 | 0 | 0
SDGE | ECO | 138 | 0 | 0 | 0 | 0 |  |  |  |  | 0 | 0 | 0 | 0 | 0 | 0 |  | 0 | 0 | 0 | 0 | 0 |  |  |  | 0 | 0 | 0 | 0 | 0 | 0
SDGE | ECO | 230 | 0 | 0 | 0 | 0 |  |  |  |  | 0 | 0 | 0 | 0 | 0 | 0 |  | 0 | 0 | 0 | 0 | 0 |  |  |  | 0 | 0 | 0 | 0 | 0 | 0
SDGE | ECO | 500 | 0 | 0 | 0 | 0 |  |  |  |  | 0 | 0 | 0 | 0 | 0 | 0 |  | 0 | 0 | 0 | 0 | 0 |  |  |  | 0 | 0 | 0 | 0 | 0 | 0
PG&E GBA | Edenvale | 115 | 0 | 0 | 0 | 0 |  |  |  |  | 0 | 0 | 0 | 0 | 0 | 0 |  | 0 | 0 | 0 | 0 | 0 |  |  |  | 0 | 0 | 0 | 0 | 0 | 0
PG&E GBA | Edes | 115 | 0 | 0 | 0 | 0 |  |  |  |  | 0 | 0 | 0 | 0 | 0 | 0 |  | 0 | 0 | 0 | 0 | 0 |  |  |  | 0 | 0 | 0 | 0 | 0 | 0
PG&E GBA | Eight Mile | 230 | 0 | 0 | 0 | 0 |  |  |  |  | 0 | 0 | 0 | 0 | 0 | 0 |  | 0 | 0 | 0 | 0 | 0 |  |  |  | 0 | 0 | 0 | 0 | 0 | 0
SDGE | El Cajon | 69 | 0 | 0 | 0 | 0 |  |  |  |  | 0 | 0 | 0 | 0 | 0 | 0 |  | 0 | 0 | 0 | 0 | 0 |  |  |  | 0 | 0 | 0 | 0 | 0 | 0
SCE Eastern | El Casco | 230 | 0 | 0 | 0 | 0 |  |  |  |  | 0 | 0 | 0 | 100 | 0 | 0 |  | 0 | 0 | 0 | 0 | 0 |  |  |  | 0 | 0 | 0 | 0 | 0 | 0
PG&E GBA | El Cerrito G | 115 | 0 | 0 | 0 | 0 |  |  |  |  | 0 | 0 | 0 | 0 | 0 | 0 |  | 0 | 0 | 0 | 0 | 0 |  |  |  | 0 | 0 | 0 | 0 | 0 | 0
PG&E NGBA | El Dorado PH | 115 | 0 | 0 | 0 | 0 |  |  |  |  | 0 | 0 | 0 | 0 | 0 | 0 |  | 0 | 0 | 0 | 0 | 0 |  |  |  | 0 | 0 | 0 | 0 | 0 | 0
PG&E FRESNO | El Nido (PGE) | 115 | 0 | 0 | 0 | 0 |  |  |  |  | 0 | 0 | 0 | 0 | 0 | 0 |  | 0 | 0 | 0 | 0 | 0 |  |  |  | 0 | 0 | 0 | 0 | 0 | 0
SCE Metro | El Nido (SCE) | 230 | 0 | 0 | 0 | 0 |  |  |  |  | 0 | 0 | 0 | 0 | 0 | 0 |  | 0 | 0 | 0 | 0 | 0 |  |  |  | 0 | 0 | 0 | 0 | 0 | 0
PG&E GBA | El Patio | 115 | 0 | 0 | 0 | 0 |  |  |  |  | 0 | 0 | 0 | 0 | 0 | 0 |  | 0 | 0 | 0 | 0 | 0 |  |  |  | 0 | 0 | 0 | 0 | 0 | 0
SCE Metro | El Segundo | 230 | 0 | 0 | 0 | 0 |  |  |  |  | 0 | 0 | 0 | 0 | 0 | 0 |  | 0 | 0 | 0 | 0 | 0 |  |  |  | 0 | 0 | 0 | 0 | 0 | 0
SCE EOP | Eldorado | 230 | 50 | 0 | 0 | 0 |  |  |  |  | 0 | 0 | 0 | 0 | 0 | 0 |  | 0 | 0 | 0 | 0 | 0 |  |  |  | 0 | 0 | 0 | 0 | 0 | 0
SCE EOP | Eldorado | 500 | 0 | 0 | 0 | 0 |  |  |  |  | 0 | 0 | 0 | 0 | 0 | 0 |  | 0 | 0 | 0 | 0 | 0 |  |  |  | 0 | 0 | 0 | 0 | 0 | 0
SCE Northern | Elizabeth Lake | 66 | 0 | 0 | 0 | 0 |  |  |  |  | 0 | 0 | 0 | 0 | 0 | 0 |  | 0 | 0 | 0 | 0 | 0 |  |  |  | 0 | 0 | 0 | 0 | 0 | 0
PG&E KERN | Elk Hills | 230 | 0 | 0 | 0 | 0 |  |  |  |  | 0 | 0 | 0 | 0 | 0 | 0 |  | 0 | 0 | 0 | 0 | 0 |  |  |  | 0 | 0 | 0 | 0 | 0 | 0
SDGE | Elliot | 69 | 0 | 0 | 0 | 0 |  |  |  |  | 0 | 0 | 0 | 0 | 0 | 0 |  | 0 | 0 | 0 | 0 | 0 |  |  |  | 0 | 0 | 0 | 0 | 0 | 0
SCE Metro | Ellis | 230 | 0 | 0 | 0 | 0 |  |  |  |  | 0 | 0 | 0 | 0 | 0 | 0 |  | 0 | 0 | 0 | 0 | 0 |  |  |  | 0 | 0 | 0 | 0 | 0 | 0
SDGE | Encina | 138 | 0 | 0 | 0 | 0 |  |  |  |  | 0 | 0 | 0 | 0 | 0 | 0 |  | 0 | 0 | 0 | 0 | 0 |  |  |  | 0 | 0 | 0 | 0 | 0 | 0
SDGE | Encina | 230 | 0 | 0 | 0 | 0 |  |  |  |  | 0 | 0 | 0 | 0 | 0 | 0 |  | 0 | 0 | 0 | 0 | 0 |  |  |  | 0 | 0 | 0 | 0 | 0 | 0
SDGE | Escondido | 230 | 0 | 0 | 0 | 0 |  |  |  |  | 0 | 0 | 0 | 0 | 50 | 0 |  | 0 | 0 | 0 | 0 | 0 |  |  |  | 0 | 0 | 0 | 0 | 0 | 0
SDGE | Escondido | 69 | 0 | 0 | 0 | 0 |  |  |  |  | 0 | 0 | 0 | 0 | 0 | 0 |  | 0 | 0 | 0 | 0 | 0 |  |  |  | 0 | 0 | 0 | 0 | 0 | 0
PG&E KERN | Estrella | 230 | 0 | 0 | 0 | 0 |  |  |  |  | 0 | 0 | 0 | 0 | 0 | 0 |  | 0 | 0 | 0 | 0 | 0 |  |  |  | 0 | 0 | 0 | 0 | 0 | 0
SCE Eastern | Etiwanda | 230 | 0 | 0 | 0 | 0 |  |  |  |  | 0 | 0 | 0 | 100 | 0 | 0 |  | 0 | 0 | 0 | 0 | 0 |  |  |  | 0 | 0 | 0 | 0 | 0 | 0
PG&E GBA | Evergreen | 115 | 0 | 0 | 0 | 0 |  |  |  |  | 0 | 0 | 0 | 0 | 0 | 0 |  | 0 | 0 | 0 | 0 | 0 |  |  |  | 0 | 0 | 0 | 0 | 0 | 0
PG&E GBA | Evergreen | 60 | 0 | 0 | 0 | 0 |  |  |  |  | 0 | 0 | 0 | 0 | 0 | 0 |  | 0 | 0 | 0 | 0 | 0 |  |  |  | 0 | 0 | 0 | 0 | 0 | 0
PG&E FRESNO | Excelsior | 115 | 0 | 0 | 0 | 0 |  |  |  |  | 0 | 0 | 0 | 0 | 0 | 0 |  | 0 | 0 | 0 | 0 | 0 |  |  |  | 0 | 0 | 0 | 0 | 0 | 0
PG&E FRESNO | Exchequer | 115 | 0 | 0 | 0 | 0 |  |  |  |  | 0 | 0 | 0 | 0 | 0 | 0 |  | 0 | 0 | 0 | 0 | 0 |  |  |  | 0 | 0 | 0 | 0 | 0 | 0
PG&E KERN | Fairway | 115 | 0 | 0 | 0 | 0 |  |  |  |  | 0 | 0 | 0 | 10 | 0 | 0 |  | 0 | 0 | 0 | 0 | 0 |  |  |  | 0 | 0 | 0 | 0 | 0 | 0
PG&E KERN | Famoso | 115 | 0 | 0 | 0 | 0 |  |  |  |  | 0 | 0 | 0 | 0 | 0 | 0 |  | 0 | 0 | 0 | 0 | 0 |  |  |  | 0 | 0 | 0 | 0 | 0 | 0
PG&E NGBA | Fern Road | 500 | 0 | 0 | 0 | 0 |  |  |  |  | 0 | 0 | 0 | 0 | 0 | 0 |  | 0 | 0 | 0 | 0 | 0 |  |  |  | 0 | 0 | 0 | 0 | 0 | 0
PG&E GBA | Fibreboard (SPI Sonora) | 115 | 0 | 0 | 0 | 0 |  |  |  |  | 0 | 0 | 0 | 0 | 0 | 0 |  | 0 | 0 | 0 | 0 | 0 |  |  |  | 0 | 0 | 0 | 0 | 0 | 0
PG&E FRESNO | Figarden | 230 | 0 | 0 | 0 | 0 |  |  |  |  | 0 | 0 | 0 | 0 | 0 | 0 |  | 0 | 0 | 0 | 0 | 0 |  |  |  | 0 | 0 | 0 | 0 | 0 | 0
PG&E FRESNO | Fink | 230 | 0 | 0 | 0 | 0 |  |  |  |  | 0 | 50 | 0 | 5 | 0 | 0 |  | 0 | 0 | 0 | 0 | 0 |  |  |  | 0 | 0 | 0 | 0 | 0 | 0
PG&E NGBA | Fitch Mountain | 60 | 0 | 0 | 0 | 0 |  |  |  |  | 0 | 0 | 0 | 0 | 0 | 0 |  | 0 | 0 | 0 | 0 | 0 |  |  |  | 0 | 0 | 0 | 0 | 0 | 0
PG&E GBA | FMC | 115 | 0 | 0 | 0 | 0 |  |  |  |  | 0 | 0 | 0 | 0 | 0 | 0 |  | 0 | 0 | 0 | 0 | 0 |  |  |  | 0 | 0 | 0 | 0 | 0 | 0
PG&E GBA | Fremont | 115 | 0 | 0 | 0 | 0 |  |  |  |  | 0 | 0 | 0 | 0 | 0 | 0 |  | 0 | 0 | 0 | 0 | 0 |  |  |  | 0 | 0 | 0 | 0 | 0 | 0
PG&E GBA | French Camp | 60 | 0 | 0 | 0 | 0 |  |  |  |  | 0 | 0 | 0 | 0 | 0 | 0 |  | 0 | 0 | 0 | 0 | 0 |  |  |  | 0 | 0 | 0 | 0 | 0 | 0
PG&E GBA | Frogtown | 115 | 0 | 0 | 0 | 0 |  |  |  |  | 0 | 0 | 0 | 0 | 0 | 0 |  | 0 | 0 | 0 | 0 | 0 |  |  |  | 0 | 0 | 0 | 0 | 0 | 0
PG&E NGBA | Fulton | 115 | 0 | 0 | 0 | 0 |  |  |  |  | 0 | 0 | 0 | 0 | 0 | 0 |  | 0 | 0 | 0 | 0 | 0 |  |  |  | 0 | 0 | 0 | 0 | 0 | 0
PG&E NGBA | Fulton | 230 | 0 | 0 | 0 | 0 |  |  |  |  | 0 | 0 | 0 | 0 | 0 | 0 |  | 0 | 0 | 0 | 0 | 0 |  |  |  | 0 | 0 | 0 | 0 | 0 | 0
PG&E NGBA | Fulton | 60 | 0 | 0 | 0 | 0 |  |  |  |  | 0 | 0 | 0 | 0 | 0 | 0 |  | 0 | 0 | 0 | 0 | 0 |  |  |  | 0 | 0 | 0 | 0 | 0 | 0
PG&E KERN | Ganso | 115 | 0 | 0 | 0 | 0 |  |  |  |  | 0 | 0 | 0 | 0 | 0 | 0 |  | 0 | 0 | 0 | 0 | 0 |  |  |  | 0 | 0 | 0 | 0 | 0 | 0
PG&E FRESNO | Gates | 230 | 0 | 0 | 0 | 0 |  |  |  |  | 0 | 0 | 0 | 0 | 0 | 0 |  | 0 | 0 | 0 | 0 | 0 |  |  |  | 0 | 406.5 | 143.5 | 497 | 0 | 0
PG&E FRESNO | Gates | 500 | 0 | 0 | 0 | 0 |  |  |  |  | 0 | 0 | 0 | 0 | 0 | 0 |  | 0 | 0 | 0 | 0 | 0 |  |  |  | 0 | 0 | 0 | 0 | 0 | 0
PG&E NGBA | Geysers 12 | 230 | 0 | 0 | 0 | 0 |  |  |  |  | 0 | 0 | 0 | 0 | 0 | 0 |  | 0 | 0 | 0 | 0 | 0 |  |  |  | 0 | 0 | 0 | 0 | 0 | 0
PG&E NGBA | Geysers 17 | 230 | 0 | 0 | 0 | 0 |  |  |  |  | 0 | 0 | 0 | 0 | 0 | 0 |  | 0 | 0 | 0 | 0 | 0 |  |  |  | 0 | 0 | 0 | 0 | 0 | 0
PG&E NGBA | Geysers 3 | 115 | 0 | 0 | 0 | 0 |  |  |  |  | 0 | 0 | 0 | 0 | 0 | 0 |  | 0 | 0 | 0 | 0 | 0 |  |  |  | 0 | 0 | 0 | 0 | 0 | 0
PG&E NGBA | Glenn | 230 | 0 | 0 | 0 | 0 |  |  |  |  | 0 | 0 | 0 | 0 | 0 | 0 |  | 0 | 0 | 0 | 0 | 0 |  |  |  | 0 | 0 | 0 | 0 | 0 | 0
PG&E NGBA | Glenn | 60 | 0 | 0 | 0 | 0 |  |  |  |  | 0 | 0 | 0 | 0 | 0 | 0 |  | 0 | 0 | 0 | 0 | 0 |  |  |  | 0 | 0 | 0 | 0 | 0 | 0
PG&E NGBA | Gold Hill | 115 | 0 | 0 | 0 | 0 |  |  |  |  | 0 | 0 | 0 | 0 | 0 | 0 |  | 0 | 0 | 0 | 0 | 0 |  |  |  | 0 | 0 | 0 | 0 | 0 | 0
PG&E NGBA | Gold Hill | 230 | 0 | 0 | 0 | 0 |  |  |  |  | 0 | 0 | 0 | 0 | 0 | 0 |  | 0 | 0 | 0 | 0 | 0 |  |  |  | 0 | 0 | 0 | 0 | 0 | 0
SCE Northern | Goleta | 230 | 0 | 0 | 0 | 0 |  |  |  |  | 0 | 0 | 0 | 0 | 0 | 0 |  | 0 | 0 | 0 | 0 | 0 |  |  |  | 0 | 0 | 0 | 0 | 0 | 0
SCE Metro | Goodrich | 230 | 0 | 0 | 0 | 0 |  |  |  |  | 0 | 0 | 0 | 0 | 0 | 0 |  | 0 | 0 | 0 | 0 | 0 |  |  |  | 0 | 0 | 0 | 0 | 0 | 0
PG&E KERN | Goose Lake | 115 | 0 | 0 | 0 | 0 |  |  |  |  | 0 | 0 | 0 | 0 | 0 | 0 |  | 0 | 0 | 0 | 0 | 0 |  |  |  | 0 | 0 | 0 | 0 | 0 | 0
SCE Metro | Gould | 230 | 0 | 0 | 0 | 0 |  |  |  |  | 0 | 0 | 0 | 0 | 0 | 0 |  | 0 | 0 | 0 | 0 | 0 |  |  |  | 0 | 0 | 0 | 0 | 0 | 0
PG&E NGBA | Grand Island | 115 | 0 | 0 | 0 | 0 |  |  |  |  | 0 | 0 | 0 | 0 | 0 | 0 |  | 0 | 0 | 0 | 0 | 0 |  |  |  | 0 | 0 | 0 | 0 | 0 | 0
SDGE | Granite | 69 | 0 | 0 | 0 | 0 |  |  |  |  | 0 | 0 | 0 | 0 | 0 | 0 |  | 0 | 0 | 0 | 0 | 0 |  |  |  | 0 | 0 | 0 | 0 | 0 | 0
PG&E GBA | Grant | 115 | 0 | 0 | 0 | 0 |  |  |  |  | 0 | 0 | 0 | 0 | 0 | 0 |  | 0 | 0 | 0 | 0 | 0 |  |  |  | 0 | 0 | 0 | 0 | 0 | 0
PG&E GBA | Green Valley | 115 | 0 | 0 | 0 | 0 |  |  |  |  | 0 | 0 | 0 | 0 | 0 | 0 |  | 0 | 0 | 0 | 0 | 0 |  |  |  | 0 | 0 | 0 | 0 | 0 | 0
PG&E NGBA | Greenleaf 1 | 115 | 0 | 0 | 0 | 0 |  |  |  |  | 0 | 0 | 0 | 0 | 0 | 0 |  | 0 | 0 | 0 | 0 | 0 |  |  |  | 0 | 0 | 0 | 0 | 0 | 0
PG&E FRESNO | Gregg | 230 | 0 | 0 | 0 | 0 |  |  |  |  | 0 | 0 | 0 | 0 | 0 | 0 |  | 0 | 0 | 0 | 0 | 0 |  |  |  | 0 | 0 | 0 | 0 | 0 | 0
PG&E FRESNO | Grimmway-Malaga | 115 | 0 | 0 | 0 | 0 |  |  |  |  | 0 | 0 | 0 | 0 | 0 | 0 |  | 0 | 0 | 0 | 0 | 0 |  |  |  | 0 | 0 | 0 | 0 | 0 | 0
PG&E NGBA | Grizzly | 230 | 0 | 0 | 0 | 0 |  |  |  |  | 0 | 0 | 0 | 0 | 0 | 0 |  | 0 | 0 | 0 | 0 | 0 |  |  |  | 0 | 0 | 0 | 0 | 0 | 0
PG&E FRESNO | Guernsey | 70 | 0 | 0 | 0 | 0 |  |  |  |  | 0 | 0 | 0 | 0 | 0 | 0 |  | 0 | 0 | 0 | 0 | 0 |  |  |  | 0 | 0 | 0 | 0 | 0 | 0
PG&E FRESNO | GWF Hanford | 115 | 0 | 0 | 0 | 0 |  |  |  |  | 0 | 0 | 0 | 0 | 0 | 0 |  | 0 | 0 | 0 | 0 | 0 |  |  |  | 0 | 0 | 0 | 0 | 0 | 0
PG&E FRESNO | Haas | 230 | 0 | 0 | 0 | 0 |  |  |  |  | 0 | 0 | 0 | 0 | 0 | 0 |  | 0 | 0 | 0 | 0 | 0 |  |  |  | 0 | 0 | 0 | 0 | 0 | 0
PG&E FRESNO | Hammonds | 115 | 0 | 0 | 0 | 0 |  |  |  |  | 0 | 0 | 0 | 0 | 0 | 0 |  | 0 | 0 | 0 | 0 | 0 |  |  |  | 0 | 0 | 0 | 0 | 0 | 0
SCE Metro | HarborGen | 230 | 0 | 0 | 0 | 0 |  |  |  |  | 0 | 0 | 0 | 0 | 0 | 0 |  | 0 | 0 | 0 | 0 | 0 |  |  |  | 0 | 0 | 0 | 0 | 0 | 0
PG&E NGBA | Harris | 60 | 0 | 0 | 0 | 0 |  |  |  |  | 0 | 0 | 0 | 0 | 0 | 0 |  | 0 | 0 | 0 | 0 | 0 |  |  |  | 0 | 0 | 0 | 0 | 0 | 0
SCE EOP | Harry Allen | 500 | 0 | 0 | 0 | 0 |  |  |  |  | 0 | 0 | 0 | 0 | 0 | 0 |  | 0 | 0 | 0 | 0 | 0 |  |  |  | 0 | 0 | 0 | 0 | 0 | 0
PG&E NGBA | Hartley | 60 | 0 | 0 | 0 | 0 |  |  |  |  | 0 | 0 | 0 | 0 | 0 | 0 |  | 0 | 0 | 0 | 0 | 0 |  |  |  | 0 | 0 | 0 | 0 | 0 | 0
SCE NOL | Harvard | 115 | 0 | 0 | 0 | 0 |  |  |  |  | 0 | 0 | 0 | 0 | 0 | 0 |  | 0 | 0 | 0 | 0 | 0 |  |  |  | 0 | 0 | 0 | 0 | 0 | 0
SDGE | Hassayampa | 500 | 0 | 0 | 0 | 0 |  |  |  |  | 0 | 0 | 0 | 0 | 0 | 0 |  | 0 | 0 | 0 | 0 | 0 |  |  |  | 0 | 0 | 0 | 0 | 0 | 0
PG&E FRESNO | Helm | 230 | 0 | 0 | 0 | 0 |  |  |  |  | 0 | 0 | 0 | 0 | 0 | 0 |  | 0 | 0 | 0 | 0 | 0 |  |  |  | 0 | 0 | 0 | 0 | 0 | 0
PG&E FRESNO | Helm | 70 | 0 | 0 | 0 | 0 |  |  |  |  | 0 | 0 | 0 | 0 | 0 | 0 |  | 0 | 0 | 0 | 0 | 0 |  |  |  | 0 | 0 | 0 | 0 | 0 | 0
PG&E FRESNO | Henrietta | 115 | 0 | 0 | 0 | 0 |  |  |  |  | 0 | 0 | 0 | 0 | 0 | 0 |  | 0 | 0 | 0 | 0 | 0 |  |  |  | 0 | 0 | 0 | 0 | 0 | 0
PG&E FRESNO | Henrietta | 230 | 0 | 0 | 0 | 0 |  |  |  |  | 0 | 0 | 0 | 0 | 0 | 0 |  | 0 | 0 | 0 | 0 | 0 |  |  |  | 0 | 0 | 0 | 0 | 0 | 0
PG&E FRESNO | Henrietta | 70 | 0 | 0 | 0 | 0 |  |  |  |  | 0 | 0 | 0 | 0 | 0 | 0 |  | 0 | 0 | 0 | 0 | 0 |  |  |  | 0 | 0 | 0 | 0 | 0 | 0
PG&E FRESNO | Herndon | 115 | 0 | 0 | 0 | 0 |  |  |  |  | 0 | 0 | 0 | 0 | 0 | 0 |  | 0 | 0 | 0 | 0 | 0 |  |  |  | 0 | 0 | 0 | 0 | 0 | 0
PG&E FRESNO | Herndon | 230 | 0 | 1.9 | 0 | 0 |  |  |  |  | 0 | 0 | 0 | 0 | 0 | 0 |  | 0 | 0 | 0 | 0 | 0 |  |  |  | 0 | 0 | 0 | 0 | 0 | 0
PG&E GBA | Hicks | 230 | 0 | 0 | 0 | 0 |  |  |  |  | 0 | 0 | 0 | 0 | 0 | 0 |  | 0 | 0 | 0 | 0 | 0 |  |  |  | 0 | 0 | 0 | 0 | 0 | 0
PG&E NGBA | Higgins | 115 | 0 | 0 | 0 | 0 |  |  |  |  | 0 | 0 | 0 | 0 | 0 | 0 |  | 0 | 0 | 0 | 0 | 0 |  |  |  | 0 | 0 | 0 | 0 | 0 | 0
PG&E NGBA | Hilltop | 345 | 0 | 0 | 0 | 0 |  |  |  |  | 0 | 0 | 0 | 0 | 0 | 0 |  | 0 | 0 | 0 | 0 | 0 |  |  |  | 0 | 0 | 0 | 0 | 0 | 0
SCE Metro | Hinson | 230 | 0 | 0 | 0 | 0 |  |  |  |  | 0 | 0 | 0 | 0 | 0 | 0 |  | 0 | 5.6 | 0 | 0 | 0 |  |  |  | 0 | 0 | 0 | 0 | 0 | 0
PG&E GBA | Hollister | 115 | 0 | 0 | 0 | 0 |  |  |  |  | 0 | 0 | 0 | 0 | 0 | 0 |  | 0 | 0 | 0 | 0 | 0 |  |  |  | 0 | 0 | 0 | 0 | 0 | 0
PG&E NGBA | Homestake | 115 | 0 | 0 | 0 | 0 |  |  |  |  | 0 | 0 | 0 | 0 | 0 | 0 |  | 0 | 0 | 0 | 0 | 0 |  |  |  | 0 | 0 | 0 | 0 | 0 | 0
PG&E NGBA | Honcut | 115 | 0 | 0 | 0 | 0 |  |  |  |  | 0 | 0 | 0 | 0 | 0 | 0 |  | 0 | 0 | 0 | 0 | 0 |  |  |  | 0 | 0 | 0 | 0 | 0 | 0
SDGE | Hoodoo Wash | 500 | 0 | 0 | 0 | 0 |  |  |  |  | 0 | 0 | 0 | 0 | 0 | 0 |  | 0 | 0 | 0 | 0 | 0 |  |  |  | 0 | 0 | 200 | 100 | 0 | 0
PG&E NGBA | Hopland | 115 | 0 | 0 | 0 | 0 |  |  |  |  | 0 | 0 | 0 | 0 | 0 | 0 |  | 0 | 0 | 0 | 0 | 0 |  |  |  | 0 | 0 | 0 | 0 | 0 | 0
PG&E NGBA | Hopland | 60 | 0 | 0 | 0 | 0 |  |  |  |  | 0 | 0 | 0 | 0 | 0 | 0 |  | 0 | 0 | 0 | 0 | 0 |  |  |  | 0 | 0 | 0 | 0 | 0 | 0
PG&E NGBA | Humboldt | 115 | 0 | 0 | 0 | 0 |  |  |  |  | 0 | 0 | 0 | 0 | 0 | 0 |  | 0 | 0 | 0 | 0 | 0 |  |  |  | 0 | 0 | 0 | 0 | 0 | 0
PG&E NGBA | Humboldt | 60 | 0 | 0 | 0 | 0 |  |  |  |  | 0 | 0 | 0 | 0 | 0 | 0 |  | 0 | 0 | 0 | 0 | 0 |  |  |  | 0 | 0 | 0 | 0 | 0 | 0
PG&E NGBA | Humboldt | 500 | 0 | 0 | 0 | 0 |  |  |  |  | 0 | 0 | 0 | 0 | 0 | 0 |  | 0 | 0 | 0 | 0 | 0 |  |  |  | 0 | 0 | 0 | 0 | 0 | 0
SCE Metro | Huntington Beach | 230 | 0 | 0 | 0 | 0 |  |  |  |  | 0 | 0 | 0 | 0 | 0 | 0 |  | 0 | 0 | 0 | 0 | 0 |  |  |  | 0 | 0 | 0 | 0 | 0 | 0
PG&E NGBA | Ignacio | 115 | 0 | 0 | 0 | 0 |  |  |  |  | 0 | 0 | 0 | 0 | 0 | 0 |  | 0 | 0 | 0 | 0 | 0 |  |  |  | 0 | 0 | 0 | 0 | 0 | 0
PG&E NGBA | Ignacio | 230 | 0 | 0 | 0 | 0 |  |  |  |  | 0 | 0 | 0 | 0 | 0 | 0 |  | 0 | 0 | 0 | 0 | 0 |  |  |  | 0 | 0 | 0 | 0 | 0 | 0
PG&E NGBA | Ignacio | 60 | 0 | 0 | 0 | 0 |  |  |  |  | 0 | 0 | 0 | 0 | 0 | 0 |  | 0 | 0 | 0 | 0 | 0 |  |  |  | 0 | 0 | 0 | 0 | 0 | 0
SDGE | Imperial Beach | 69 | 0 | 0 | 0 | 0 |  |  |  |  | 0 | 0 | 0 | 0 | 0 | 0 |  | 0 | 0 | 0 | 0 | 0 |  |  |  | 0 | 0 | 0 | 0 | 0 | 0
SDGE | Imperial Valley | 230 | 25 | 0 | 0 | 0 |  |  |  |  | 0 | 0 | 0 | 0 | 0 | 0 |  | 0 | 0 | 0 | 0 | 0 |  |  |  | 0 | 0 | 50 | 50 | 0 | 0
SDGE | Imperial Valley | 500 | 0 | 0 | 0 | 0 |  |  |  |  | 0 | 0 | 0 | 0 | 0 | 0 |  | 0 | 0 | 0 | 0 | 0 |  |  |  | 0 | 0 | 0 | 0 | 0 | 0
SCE EOP | Innovation | 138 | 0 | 0 | 0 | 0 |  |  |  |  | 0 | 0 | 0 | 0 | 0 | 0 |  | 0 | 0 | 0 | 0 | 0 |  |  |  | 0 | 0 | 0 | 0 | 0 | 0
SCE EOP | Innovation | 230 | 0 | 0 | 0 | 0 |  |  |  |  | 0 | 0 | 0 | 0 | 0 | 0 |  | 0 | 0 | 0 | 0 | 0 |  |  |  | 0 | 0 | 0 | 0 | 0 | 0
SCE NOL | Inyokern | 115 | 0 | 0 | 0 | 0 |  |  |  |  | 0 | 0 | 0 | 0 | 0 | 0 |  | 0 | 0 | 0 | 0 | 0 |  |  |  | 0 | 0 | 0 | 0 | 0 | 0
SCE EOP | IS Tap | 138 | 0 | 0 | 0 | 0 |  |  |  |  | 0 | 0 | 0 | 0 | 0 | 0 |  | 0 | 0 | 0 | 0 | 0 |  |  |  | 0 | 0 | 0 | 0 | 0 | 0
SCE EOP | Ivanpah | 115 | 0 | 0 | 0 | 0 |  |  |  |  | 0 | 0 | 0 | 0 | 0 | 0 |  | 0 | 0 | 0 | 0 | 0 |  |  |  | 0 | 0 | 0 | 0 | 0 | 0
SCE EOP | Ivanpah | 230 | 0 | 0 | 0 | 0 |  |  |  |  | 0 | 0 | 0 | 0 | 0 | 0 |  | 0 | 0 | 0 | 0 | 0 |  |  |  | 0 | 0 | 0 | 0 | 0 | 0
SCE EOP | Jackass (DOE) | 138 | 0 | 0 | 0 | 0 |  |  |  |  | 0 | 0 | 0 | 0 | 0 | 0 |  | 0 | 0 | 0 | 0 | 0 |  |  |  | 0 | 0 | 0 | 0 | 0 | 0
PG&E NGBA | James B Black | 230 | 0 | 0 | 0 | 0 |  |  |  |  | 0 | 0 | 0 | 0 | 0 | 0 |  | 0 | 0 | 0 | 0 | 0 |  |  |  | 0 | 0 | 0 | 0 | 0 | 0
PG&E GBA | Jefferson | 230 | 0 | 0 | 0 | 0 |  |  |  |  | 0 | 0 | 0 | 0 | 0 | 0 |  | 0 | 0 | 0 | 0 | 0 |  |  |  | 0 | 0 | 0 | 0 | 0 | 0
PG&E NGBA | Jessup | 115 | 0 | 0 | 0 | 0 |  |  |  |  | 0 | 0 | 0 | 0 | 0 | 0 |  | 0 | 0 | 0 | 0 | 0 |  |  |  | 0 | 0 | 0 | 0 | 0 | 0
SCE Metro | Johanna | 230 | 0 | 0 | 0 | 0 |  |  |  |  | 0 | 0 | 0 | 1.4 | 0 | 0 |  | 0 | 0 | 0 | 0 | 0 |  |  |  | 0 | 0 | 0 | 0 | 0 | 0
SCE Eastern | Julian Hinds | 230 | 0 | 0 | 0 | 0 |  |  |  |  | 0 | 0 | 0 | 0 | 0 | 0 |  | 0 | 0 | 0 | 0 | 0 |  |  |  | 0 | 0 | 0 | 0 | 0 | 0
PG&E GBA | Kasson | 115 | 0 | 0 | 0 | 0 |  |  |  |  | 0 | 0 | 0 | 0 | 0 | 0 |  | 0 | 0 | 0 | 0 | 0 |  |  |  | 0 | 0 | 0 | 0 | 0 | 0
PG&E GBA | Kasson | 60 | 0 | 0 | 0 | 0 |  |  |  |  | 0 | 0 | 0 | 0 | 0 | 0 |  | 0 | 0 | 0 | 0 | 0 |  |  |  | 0 | 0 | 0 | 0 | 0 | 0
PG&E FRESNO | Kearney | 230 | 0 | 0 | 0 | 0 |  |  |  |  | 0 | 0 | 0 | 0 | 0 | 0 |  | 0 | 0 | 0 | 0 | 0 |  |  |  | 0 | 0 | 0 | 0 | 0 | 0
PG&E FRESNO | Kearney | 70 | 0 | 0.5 | 0 | 0 |  |  |  |  | 0 | 0 | 0 | 0 | 0 | 0 |  | 0 | 0 | 0 | 0 | 0 |  |  |  | 0 | 0 | 0 | 0 | 0 | 0
PG&E GBA | Kelso | 230 | 0 | 0 | 0 | 0 |  |  |  |  | 0 | 0 | 0 | 0 | 0 | 0 |  | 0 | 0 | 0 | 0 | 0 |  |  |  | 0 | 0 | 0 | 0 | 0 | 0
PG&E FRESNO | Kerchoff 1 | 115 | 0 | 0 | 0 | 0 |  |  |  |  | 0 | 0 | 0 | 0 | 0 | 0 |  | 0 | 0 | 0 | 0 | 0 |  |  |  | 0 | 0 | 0 | 0 | 0 | 0
PG&E KERN | Kern Oil | 115 | 0 | 0 | 0 | 0 |  |  |  |  | 0 | 0 | 0 | 0 | 0 | 0 |  | 0 | 0 | 0 | 0 | 0 |  |  |  | 0 | 0 | 0 | 0 | 0 | 0
PG&E KERN | Kern PP | 115 | 0 | 0 | 0 | 0 |  |  |  |  | 0 | 0 | 0 | 0 | 0 | 0 |  | 0 | 0 | 0 | 0 | 0 |  |  |  | 0 | 0 | 0 | 0 | 0 | 0
PG&E KERN | Kern PP | 230 | 0 | 0 | 0 | 0 |  |  |  |  | 0 | 0 | 0 | 0 | 0 | 0 |  | 0 | 0 | 0 | 0 | 0 |  |  |  | 0 | 0 | 0 | 0 | 0 | 0
PG&E KERN | Kern PP | 70 | 0 | 0 | 0 | 0 |  |  |  |  | 0 | 0 | 0 | 0 | 0 | 0 |  | 0 | 0 | 0 | 0 | 0 |  |  |  | 0 | 0 | 0 | 0 | 0 | 0
PG&E KERN | Kernridge | 115 | 0 | 0 | 0 | 0 |  |  |  |  | 0 | 0 | 0 | 0 | 0 | 0 |  | 0 | 0 | 0 | 0 | 0 |  |  |  | 0 | 0 | 0 | 0 | 0 | 0
PG&E FRESNO | Kingsburg | 115 | 0 | 0 | 0 | 0 |  |  |  |  | 0 | 0 | 0 | 0 | 0 | 0 |  | 0 | 0 | 0 | 0 | 0 |  |  |  | 0 | 0 | 0 | 0 | 0 | 0
PG&E GBA | Kirker | 115 | 0 | 0 | 0 | 0 |  |  |  |  | 0 | 0 | 0 | 0 | 0 | 0 |  | 0 | 0 | 0 | 0 | 0 |  |  |  | 0 | 0 | 0 | 0 | 0 | 0
PG&E NGBA | Knights Landing | 115 | 0 | 0 | 0 | 0 |  |  |  |  | 0 | 0 | 0 | 0 | 0 | 0 |  | 0 | 0 | 0 | 0 | 0 |  |  |  | 0 | 0 | 0 | 0 | 0 | 0
PG&E NGBA | Konocti | 60 | 0 | 0 | 0 | 0 |  |  |  |  | 0 | 0 | 0 | 0 | 0 | 0 |  | 0 | 0 | 0 | 0 | 0 |  |  |  | 0 | 0 | 0 | 0 | 0 | 0
SCE NOL | Kramer | 115 | 0 | 0 | 0 | 0 |  |  |  |  | 0 | 0 | 0 | 0 | 0 | 0 |  | 0 | 0 | 0 | 0 | 0 |  |  |  | 0 | 0 | 0 | 0 | 0 | 0
SCE NOL | Kramer | 230 | 0 | 0 | 0 | 0 |  |  |  |  | 0 | 150 | 0 | 37.5 | 0 | 0 |  | 0 | 0 | 0 | 0 | 0 |  |  |  | 0 | 75 | 0 | 0 | 0 | 0
SCE Metro | La Cienega | 230 | 0 | 0 | 0 | 0 |  |  |  |  | 0 | 0 | 0 | 0 | 0 | 0 |  | 0 | 0 | 0 | 0 | 0 |  |  |  | 0 | 0 | 0 | 0 | 0 | 0
SCE Metro | La Fresa | 230 | 0 | 0 | 0 | 0 |  |  |  |  | 0 | 0 | 0 | 0 | 0 | 0 |  | 0 | 0 | 0 | 0 | 0 |  |  |  | 0 | 0 | 0 | 0 | 0 | 0
SCE Metro | Laguna Bell | 230 | 0 | 0 | 0 | 0 |  |  |  |  | 0 | 0 | 0 | 0 | 0 | 0 |  | 0 | 0 | 0 | 0 | 0 |  |  |  | 0 | 0 | 0 | 0 | 0 | 0
PG&E KERN | Lakeview | 70 | 0 | 0 | 0 | 0 |  |  |  |  | 0 | 0 | 0 | 0 | 0 | 0 |  | 0 | 0 | 0 | 0 | 0 |  |  |  | 0 | 0 | 0 | 0 | 0 | 0
PG&E NGBA | Lakeville | 230 | 0 | 0 | 0 | 0 |  |  |  |  | 0 | 0 | 0 | 0 | 0 | 0 |  | 0 | 0 | 0 | 0 | 0 |  |  |  | 0 | 0 | 0 | 0 | 0 | 0
PG&E NGBA | Lakeville | 60 | 0 | 0 | 0 | 0 |  |  |  |  | 0 | 0 | 0 | 0 | 0 | 0 |  | 0 | 0 | 0 | 0 | 0 |  |  |  | 0 | 0 | 0 | 0 | 0 | 0
PG&E NGBA | Lakeville | 115 | 0 | 0 | 0 | 0 |  |  |  |  | 0 | 0 | 0 | 0 | 0 | 0 |  | 0 | 0 | 0 | 0 | 0 |  |  |  | 0 | 0 | 0 | 0 | 0 | 0
PG&E GBA | Lakewood | 115 | 0 | 0 | 0 | 0 |  |  |  |  | 0 | 0 | 0 | 0 | 0 | 0 |  | 0 | 0 | 0 | 0 | 0 |  |  |  | 0 | 0 | 0 | 0 | 0 | 0
PG&E NGBA | Lambie | 230 | 0 | 0 | 0 | 0 |  |  |  |  | 0 | 0 | 0 | 0 | 0 | 0 |  | 0 | 0 | 0 | 0 | 0 |  |  |  | 0 | 0 | 0 | 0 | 0 | 0
PG&E GBA | Lammers | 115 | 0 | 0 | 0 | 0 |  |  |  |  | 0 | 0 | 0 | 0 | 0 | 0 |  | 0 | 0 | 0 | 0 | 0 |  |  |  | 0 | 0 | 0 | 0 | 0 | 0
PG&E KERN | Lamont | 115 | 0 | 0 | 0 | 0 |  |  |  |  | 0 | 0 | 0 | 0 | 0 | 0 |  | 0 | 0 | 0 | 0 | 0 |  |  |  | 0 | 0 | 0 | 0 | 0 | 0
PG&E FRESNO | Las Aguilas | 230 | 0 | 0 | 0 | 0 |  |  |  |  | 0 | 0 | 0 | 0 | 0 | 0 |  | 0 | 0 | 0 | 0 | 0 |  |  |  | 0 | 0 | 0 | 0 | 0 | 0
SCE EOP | Lathrop | 138 | 0 | 0 | 0 | 0 |  |  |  |  | 0 | 0 | 0 | 0 | 0 | 0 |  | 0 | 0 | 0 | 0 | 0 |  |  |  | 0 | 0 | 0 | 0 | 0 | 0
SCE EOP | Lathrop | 230 | 0 | 0 | 0 | 0 |  |  |  |  | 0 | 0 | 0 | 0 | 0 | 0 |  | 0 | 0 | 0 | 0 | 0 |  |  |  | 0 | 0 | 0 | 0 | 0 | 0
PG&E FRESNO | Le Grand | 115 | 0 | 0 | 0 | 0 |  |  |  |  | 0 | 0 | 0 | 0 | 0 | 0 |  | 0 | 0 | 0 | 0 | 0 |  |  |  | 0 | 0 | 0 | 0 | 0 | 0
PG&E FRESNO | Lemoore | 70 | 0 | 0 | 0 | 0 |  |  |  |  | 0 | 0 | 0 | 0 | 0 | 0 |  | 0 | 0 | 0 | 0 | 0 |  |  |  | 0 | 0 | 0 | 0 | 0 | 0
PG&E KERN | Lerdo | 115 | 0 | 0 | 0 | 0 |  |  |  |  | 0 | 0 | 0 | 0 | 0 | 0 |  | 0 | 0 | 0 | 0 | 0 |  |  |  | 0 | 0 | 0 | 0 | 0 | 0
SCE Metro | Lewis | 230 | 0 | 0 | 0 | 0 |  |  |  |  | 0 | 0 | 0 | 0 | 0 | 0 |  | 0 | 0 | 0 | 0 | 0 |  |  |  | 0 | 0 | 0 | 0 | 0 | 0
SCE Metro | Lighthipe | 230 | 0 | 0 | 0 | 0 |  |  |  |  | 0 | 0 | 0 | 0 | 0 | 0 |  | 0 | 0 | 0 | 0 | 0 |  |  |  | 0 | 0 | 0 | 0 | 0 | 0
SDGE | Lilac | 69 | 0 | 0 | 0 | 0 |  |  |  |  | 0 | 0 | 0 | 0 | 0 | 0 |  | 0 | 0 | 0 | 0 | 0 |  |  |  | 0 | 0 | 0 | 0 | 0 | 0
PG&E NGBA | Lincoln | 115 | 0 | 0 | 0 | 0 |  |  |  |  | 0 | 0 | 0 | 0 | 0 | 0 |  | 0 | 0 | 0 | 0 | 0 |  |  |  | 0 | 0 | 0 | 0 | 0 | 0
PG&E KERN | Live Oak | 115 | 0 | 0 | 0 | 0 |  |  |  |  | 0 | 0 | 0 | 0 | 0 | 0 |  | 0 | 0 | 0 | 0 | 0 |  |  |  | 0 | 0 | 0 | 0 | 0 | 0
PG&E GBA | Llagas | 115 | 0 | 0 | 0 | 0 |  |  |  |  | 0 | 0 | 0 | 0 | 0 | 0 |  | 0 | 0 | 0 | 0 | 0 |  |  |  | 0 | 0 | 0 | 0 | 0 | 0
PG&E GBA | Lockeford | 115 | 0 | 0 | 0 | 0 |  |  |  |  | 0 | 0 | 0 | 0 | 0 | 0 |  | 0 | 0 | 0 | 0 | 0 |  |  |  | 0 | 0 | 0 | 0 | 0 | 0
PG&E GBA | Lockeford | 230 | 0 | 0 | 0 | 0 |  |  |  |  | 0 | 0 | 0 | 0 | 0 | 0 |  | 0 | 0 | 0 | 0 | 0 |  |  |  | 0 | 0 | 0 | 0 | 0 | 0
PG&E GBA | Lockeford | 60 | 0 | 0 | 0 | 0 |  |  |  |  | 0 | 0 | 0 | 0 | 0 | 0 |  | 0 | 0 | 0 | 0 | 0 |  |  |  | 0 | 0 | 0 | 0 | 0 | 0
PG&E GBA | Lodi | 230 | 0 | 0 | 0 | 0 |  |  |  |  | 0 | 0 | 0 | 0 | 0 | 0 |  | 0 | 0 | 0 | 0 | 0 |  |  |  | 0 | 0 | 0 | 0 | 0 | 0
PG&E NGBA | Logan Creek | 230 | 0 | 0 | 0 | 0 |  |  |  |  | 0 | 0 | 0 | 0 | 0 | 0 |  | 0 | 0 | 0 | 0 | 0 |  |  |  | 0 | 0 | 0 | 0 | 0 | 0
PG&E GBA | Lone Tree | 230 | 0 | 0 | 0 | 0 |  |  |  |  | 0 | 0 | 0 | 0 | 0 | 0 |  | 0 | 0 | 0 | 0 | 0 |  |  |  | 0 | 0 | 0 | 0 | 0 | 0
PG&E FRESNO | Los Banos | 230 | 0 | 0 | 76.4 | 0 |  |  |  |  | 0 | 0 | 0 | 80 | 0 | 0 |  | 0 | 0 | 0 | 0 | 0 |  |  |  | 0 | 0 | 0 | 0 | 0 | 0
PG&E FRESNO | Los Banos | 500 | 0 | 0 | 0 | 0 |  |  |  |  | 0 | 0 | 0 | 0 | 0 | 0 |  | 0 | 0 | 0 | 0 | 0 |  |  |  | 0 | 0 | 0 | 0 | 0 | 0
SDGE | Los Coches | 138 | 0 | 0 | 0 | 0 |  |  |  |  | 0 | 0 | 0 | 0 | 0 | 0 |  | 0 | 0 | 0 | 0 | 0 |  |  |  | 0 | 0 | 0 | 0 | 0 | 0
SDGE | Los Coches | 69 | 0 | 0 | 0 | 0 |  |  |  |  | 0 | 0 | 0 | 0 | 0 | 0 |  | 0 | 0 | 0 | 0 | 0 |  |  |  | 0 | 0 | 0 | 0 | 0 | 0
PG&E GBA | Los Esteros | 115 | 0 | 0 | 0 | 0 |  |  |  |  | 0 | 0 | 0 | 0 | 0 | 0 |  | 0 | 0 | 0 | 0 | 0 |  |  |  | 0 | 0 | 0 | 0 | 0 | 0
PG&E GBA | Los Esteros | 230 | 0 | 0 | 0 | 0 |  |  |  |  | 0 | 0 | 0 | 0 | 0 | 0 |  | 0 | 0 | 0 | 0 | 0 |  |  |  | 0 | 0 | 0 | 0 | 0 | 0
PG&E GBA | Los Positas | 230 | 0 | 0 | 0 | 0 |  |  |  |  | 0 | 0 | 0 | 0 | 0 | 0 |  | 0 | 0 | 0 | 0 | 0 |  |  |  | 0 | 0 | 0 | 0 | 0 | 0
PG&E GBA | Los Positas | 60 | 0 | 0 | 0 | 0 |  |  |  |  | 0 | 0 | 0 | 0 | 0 | 0 |  | 0 | 0 | 0 | 0 | 0 |  |  |  | 0 | 0 | 0 | 0 | 0 | 0
SDGE | Loveland | 69 | 0 | 0 | 0 | 0 |  |  |  |  | 0 | 0 | 0 | 0 | 0 | 0 |  | 0 | 0 | 0 | 0 | 0 |  |  |  | 0 | 0 | 0 | 0 | 0 | 0
SCE NOL | Lugo | 230 | 0 | 0 | 0 | 0 |  |  |  |  | 0 | 0 | 0 | 0 | 0 | 0 |  | 0 | 0 | 0 | 0 | 0 |  |  |  | 0 | 0 | 0 | 0 | 0 | 0
SCE Metro | Lugo | 500 | 33 | 0 | 0 | 0 |  |  |  |  | 0 | 0 | 0 | 0 | 0 | 0 |  | 0 | 0 | 0 | 0 | 0 |  |  |  | 0 | 0 | 0 | 0 | 0 | 0
PG&E FRESNO | Madera | 70 | 0 | 0 | 0 | 0 |  |  |  |  | 0 | 0 | 0 | 0 | 0 | 0 |  | 0 | 0 | 0 | 0 | 0 |  |  |  | 0 | 0 | 0 | 0 | 0 | 0
PG&E NGBA | Madison | 115 | 0 | 0 | 0 | 0 |  |  |  |  | 0 | 0 | 0 | 0 | 0 | 0 |  | 0 | 0 | 0 | 0 | 0 |  |  |  | 0 | 0 | 0 | 0 | 0 | 0
PG&E KERN | Magunden | 115 | 0 | 0 | 0 | 0 |  |  |  |  | 0 | 0 | 0 | 0 | 0 | 0 |  | 0 | 0 | 0 | 0 | 0 |  |  |  | 0 | 0 | 0 | 0 | 0 | 0
SCE Northern | Magunden | 230 | 0 | 0 | 0 | 0 |  |  |  |  | 0 | 0 | 0 | 0 | 0 | 0 |  | 0 | 0 | 0 | 0 | 0 |  |  |  | 0 | 0 | 0 | 0 | 0 | 0
PG&E FRESNO | Malaga | 115 | 0 | 0 | 0 | 0 |  |  |  |  | 0 | 0 | 0 | 0 | 0 | 0 |  | 0 | 0 | 0 | 0 | 0 |  |  |  | 0 | 0 | 0 | 0 | 0 | 0
PG&E NGBA | Malin | 500 | 0 | 0 | 0 | 0 |  |  |  |  | 0 | 0 | 0 | 0 | 0 | 0 |  | 0 | 0 | 0 | 0 | 0 |  |  |  | 0 | 0 | 0 | 0 | 0 | 0
SCE Northern | Mandalay | 230 | 0 | 0 | 0 | 0 |  |  |  |  | 0 | 0 | 0 | 0 | 0 | 0 |  | 0 | 0 | 0 | 0 | 0 |  |  |  | 0 | 0 | 0 | 0 | 0 | 0
PG&E FRESNO | Manning | 230 | 0 | 0 | 0 | 0 |  |  |  |  | 0 | 0 | 0 | 0 | 0 | 0 |  | 0 | 0 | 0 | 0 | 0 |  |  |  | 0 | 0 | 0 | 0 | 0 | 0
PG&E FRESNO | Manning | 500 | 0 | 0 | 0 | 0 |  |  |  |  | 0 | 0 | 0 | 0 | 0 | 0 |  | 0 | 0 | 0 | 0 | 0 |  |  |  | 0 | 0 | 0 | 0 | 0 | 0
PG&E GBA | Manteca | 115 | 0 | 0 | 0 | 0 |  |  |  |  | 0 | 0 | 0 | 0 | 0 | 0 |  | 0 | 0 | 0 | 0 | 0 |  |  |  | 0 | 0 | 0 | 0 | 0 | 0
SDGE | Margarita | 138 | 0 | 0 | 0 | 0 |  |  |  |  | 0 | 0 | 0 | 0 | 0 | 0 |  | 0 | 0 | 0 | 0 | 0 |  |  |  | 0 | 0 | 0 | 0 | 0 | 0
PG&E GBA | Martin | 230 | 0 | 0 | 0 | 0 |  |  |  |  | 0 | 0 | 0 | 0 | 0 | 0 |  | 0 | 0 | 0 | 0 | 0 |  |  |  | 0 | 0 | 0 | 0 | 0 | 0
PG&E GBA | Martin | 115 | 0 | 0 | 0 | 0 |  |  |  |  | 0 | 0 | 0 | 0 | 0 | 0 |  | 0 | 0 | 0 | 0 | 0 |  |  |  | 0 | 0 | 0 | 0 | 0 | 0
PG&E GBA | Martinez | 115 | 0 | 0 | 0 | 0 |  |  |  |  | 0 | 0 | 0 | 0 | 0 | 0 |  | 0 | 0 | 0 | 0 | 0 |  |  |  | 0 | 0 | 0 | 0 | 0 | 0
PG&E FRESNO | Mc Mullin | 230 | 0 | 0 | 0 | 0 |  |  |  |  | 0 | 0 | 0 | 0 | 0 | 0 |  | 0 | 0 | 0 | 0 | 0 |  |  |  | 0 | 0 | 0 | 0 | 0 | 0
PG&E FRESNO | McCall | 115 | 0 | 0 | 0 | 0 |  |  |  |  | 0 | 0 | 0 | 0 | 0 | 0 |  | 0 | 0 | 0 | 0 | 0 |  |  |  | 0 | 0 | 0 | 0 | 0 | 0
PG&E FRESNO | McCall | 230 | 0 | 0 | 0 | 0 |  |  |  |  | 0 | 0 | 0 | 0 | 0 | 0 |  | 0 | 0 | 0 | 0 | 0 |  |  |  | 0 | 0 | 0 | 0 | 0 | 0
PG&E GBA | Meadow Lane | 115 | 0 | 0 | 0 | 0 |  |  |  |  | 0 | 0 | 0 | 0 | 0 | 0 |  | 0 | 0 | 0 | 0 | 0 |  |  |  | 0 | 0 | 0 | 0 | 0 | 0
PG&E GBA | Melones | 115 | 0 | 0 | 0 | 0 |  |  |  |  | 0 | 0 | 0 | 0 | 0 | 0 |  | 0 | 0 | 0 | 0 | 0 |  |  |  | 0 | 0 | 0 | 0 | 0 | 0
PG&E GBA | Melones | 230 | 0 | 0 | 0 | 0 |  |  |  |  | 0 | 0 | 0 | 0 | 0 | 0 |  | 0 | 0 | 0 | 0 | 0 |  |  |  | 0 | 0 | 0 | 0 | 0 | 0
SDGE | Melrose | 69 | 0 | 0 | 0 | 0 |  |  |  |  | 0 | 0 | 0 | 0 | 0 | 0 |  | 0 | 0 | 0 | 0 | 0 |  |  |  | 0 | 0 | 0 | 0 | 0 | 0
PG&E NGBA | Mendocino | 115 | 0 | 0 | 0 | 0 |  |  |  |  | 0 | 0 | 0 | 0 | 0 | 0 |  | 0 | 0 | 0 | 0 | 0 |  |  |  | 0 | 0 | 0 | 0 | 0 | 0
PG&E NGBA | Mendocino | 60 | 0 | 0 | 0 | 0 |  |  |  |  | 0 | 0 | 0 | 0 | 0 | 0 |  | 0 | 0 | 0 | 0 | 0 |  |  |  | 0 | 0 | 0 | 0 | 0 | 0
PG&E FRESNO | Mendota | 115 | 0 | 0 | 0 | 0 |  |  |  |  | 0 | 0 | 0 | 0 | 0 | 0 |  | 0 | 0 | 0 | 0 | 0 |  |  |  | 0 | 0 | 0 | 0 | 0 | 0
PG&E GBA | Menlo | 60 | 0 | 0 | 0 | 0 |  |  |  |  | 0 | 0 | 0 | 0 | 0 | 0 |  | 0 | 0 | 0 | 0 | 0 |  |  |  | 0 | 0 | 0 | 0 | 0 | 0
PG&E FRESNO | Merced | 115 | 0 | 0 | 0 | 0 |  |  |  |  | 0 | 0 | 0 | 0 | 0 | 0 |  | 0 | 0 | 0 | 0 | 0 |  |  |  | 0 | 0 | 0 | 0 | 0 | 0
SCE EOP | Mercury | 138 | 0 | 0 | 0 | 0 |  |  |  |  | 0 | 0 | 0 | 0 | 0 | 0 |  | 0 | 0 | 0 | 0 | 0 |  |  |  | 0 | 0 | 0 | 0 | 0 | 0
PG&E FRESNO | Mercy Springs | 70 | 0 | 0 | 0 | 0 |  |  |  |  | 0 | 0 | 0 | 0 | 0 | 0 |  | 0 | 0 | 0 | 0 | 0 |  |  |  | 0 | 0 | 0 | 0 | 0 | 0
PG&E NGBA | Meridian | 60 | 0 | 0 | 0 | 0 |  |  |  |  | 0 | 0 | 0 | 0 | 0 | 0 |  | 0 | 0 | 0 | 0 | 0 |  |  |  | 0 | 0 | 0 | 0 | 0 | 0
PG&E KERN | Mesa (PGE) | 115 | 0 | 0 | 0 | 0 |  |  |  |  | 0 | 0 | 0 | 0 | 0 | 0 |  | 0 | 0 | 0 | 0 | 0 |  |  |  | 0 | 0 | 0 | 0 | 0 | 0
PG&E KERN | Mesa (PGE) | 230 | 0 | 0 | 0 | 0 |  |  |  |  | 0 | 0 | 0 | 0 | 0 | 0 |  | 0 | 0 | 0 | 0 | 0 |  |  |  | 0 | 0 | 0 | 0 | 0 | 0
SCE Metro | Mesa (SCE) | 230 | 0 | 0 | 0 | 0 |  |  |  |  | 0 | 0 | 0 | 99.7 | 0 | 0 |  | 0 | 0 | 0 | 0 | 0 |  |  |  | 0 | 0 | 0 | 0 | 0 | 0
SCE Metro | Mesa (SCE) | 500 | 0 | 0 | 0 | 0 |  |  |  |  | 0 | 0 | 0 | 0 | 0 | 0 |  | 0 | 0 | 0 | 0 | 0 |  |  |  | 0 | 0 | 0 | 0 | 0 | 0
SDGE | Mesa Heights | 69 | 0 | 0 | 0 | 0 |  |  |  |  | 0 | 0 | 0 | 0 | 0 | 0 |  | 0 | 0 | 0 | 0 | 0 |  |  |  | 0 | 0 | 0 | 0 | 0 | 0
PG&E GBA | Metcalf | 115 | 0 | 0 | 0 | 0 |  |  |  |  | 0 | 0 | 0 | 75 | 0 | 0 |  | 0 | 0 | 0 | 0 | 0 |  |  |  | 0 | 0 | 0 | 0 | 0 | 0
PG&E GBA | Metcalf | 230 | 0 | 0 | 0 | 0 |  |  |  |  | 0 | 0 | 0 | 0 | 0 | 0 |  | 0 | 0 | 0 | 0 | 0 |  |  |  | 0 | 0 | 0 | 0 | 0 | 0
PG&E GBA | Metcalf | 500 | 0 | 0 | 0 | 0 |  |  |  |  | 0 | 0 | 0 | 0 | 0 | 0 |  | 0 | 0 | 0 | 0 | 0 |  |  |  | 0 | 0 | 0 | 0 | 0 | 0
PG&E KERN | Midway | 115 | 0 | 0 | 0 | 0 |  |  |  |  | 0 | 0 | 0 | 0 | 0 | 0 |  | 0 | 0 | 0 | 0 | 0 |  |  |  | 0 | 0 | 0 | 0 | 0 | 0
PG&E KERN | Midway | 230 | 0 | 0 | 0 | 0 |  |  |  |  | 0 | 0 | 0 | 0 | 0 | 0 |  | 0 | 0 | 0 | 0 | 0 |  |  |  | 0 | 0 | 0 | 0 | 0 | 0
PG&E KERN | Midway | 500 | 0 | 0 | 0 | 0 |  |  |  |  | 0 | 0 | 0 | 0 | 0 | 0 |  | 0 | 0 | 0 | 0 | 0 |  |  |  | 0 | 0 | 0 | 0 | 0 | 0
SDGE | Miguel | 230 | 0 | 0 | 0 | 0 |  |  |  |  | 0 | 0 | 0 | 0 | 0 | 0 |  | 0 | 0 | 0 | 0 | 0 |  |  |  | 0 | 0 | 0 | 0 | 0 | 0
SDGE | Miguel | 500 | 0 | 0 | 0 | 0 |  |  |  |  | 0 | 0 | 0 | 0 | 0 | 0 |  | 0 | 0 | 0 | 0 | 0 |  |  |  | 0 | 0 | 0 | 0 | 0 | 0
SDGE | Miguel | 69 | 0 | 0 | 0 | 0 |  |  |  |  | 0 | 0 | 0 | 0 | 0 | 0 |  | 0 | 0 | 0 | 0 | 0 |  |  |  | 0 | 0 | 0 | 0 | 0 | 0
PG&E GBA | Millbrae | 115 | 0 | 0 | 0 | 0 |  |  |  |  | 0 | 0 | 0 | 0 | 0 | 0 |  | 0 | 0 | 0 | 0 | 0 |  |  |  | 0 | 0 | 0 | 0 | 0 | 0
PG&E GBA | Miller | 115 | 0 | 0 | 0 | 0 |  |  |  |  | 0 | 0 | 0 | 0 | 0 | 0 |  | 0 | 0 | 0 | 0 | 0 |  |  |  | 0 | 0 | 0 | 0 | 0 | 0
SCE Metro | Mira Loma | 230 | 0 | 0 | 0 | 0 |  |  |  |  | 0 | 0 | 0 | 0 | 0 | 0 |  | 0 | 0 | 0 | 0 | 0 |  |  |  | 0 | 0 | 0 | 0 | 0 | 0
SCE Metro | Mira Loma | 500 | 0 | 0 | 0 | 0 |  |  |  |  | 0 | 0 | 0 | 0 | 0 | 0 |  | 0 | 0 | 0 | 0 | 0 |  |  |  | 0 | 0 | 0 | 0 | 0 | 0
SCE Eastern | Mirage | 115 | 0 | 0 | 0 | 0 |  |  |  |  | 0 | 0 | 0 | 0 | 0 | 0 |  | 0 | 0 | 0 | 0 | 0 |  |  |  | 0 | 0 | 0 | 0 | 0 | 0
SCE Eastern | Mirage | 230 | 25 | 0 | 0 | 0 |  |  |  |  | 0 | 0 | 130 | 100 | 0 | 0 |  | 0 | 0 | 0 | 0 | 0 |  |  |  | 0 | 0 | 0 | 0 | 0 | 0
SDGE | Mission | 138 | 0 | 0 | 0 | 0 |  |  |  |  | 0 | 0 | 0 | 0 | 0 | 0 |  | 0 | 0 | 0 | 0 | 0 |  |  |  | 0 | 0 | 0 | 0 | 0 | 0
SDGE | Mission | 230 | 0 | 0 | 0 | 0 |  |  |  |  | 0 | 0 | 0 | 0 | 0 | 0 |  | 0 | 0 | 0 | 0 | 0 |  |  |  | 0 | 0 | 0 | 0 | 0 | 0
SDGE | Mission | 69 | 0 | 0 | 0 | 0 |  |  |  |  | 0 | 0 | 0 | 0 | 0 | 0 |  | 0 | 0 | 0 | 0 | 0 |  |  |  | 0 | 0 | 0 | 0 | 0 | 0
PG&E GBA | Mi-Wuk | 115 | 0 | 0 | 0 | 0 |  |  |  |  | 0 | 0 | 0 | 0 | 0 | 0 |  | 0 | 0 | 0 | 0 | 0 |  |  |  | 0 | 0 | 0 | 0 | 0 | 0
SCE EOP | Mohave | 500 | 0 | 0 | 0 | 0 |  |  |  |  | 0 | 0 | 0 | 0 | 0 | 0 |  | 0 | 0 | 0 | 0 | 0 |  |  |  | 0 | 0 | 0 | 0 | 0 | 0
PG&E NGBA | Monroe | 115 | 0 | 0 | 0 | 0 |  |  |  |  | 0 | 0 | 0 | 0 | 0 | 0 |  | 0 | 0 | 0 | 0 | 0 |  |  |  | 0 | 0 | 0 | 0 | 0 | 0
SDGE | Monserate | 69 | 0 | 0 | 0 | 0 |  |  |  |  | 0 | 0 | 0 | 0 | 0 | 0 |  | 0 | 0 | 0 | 0 | 0 |  |  |  | 0 | 0 | 0 | 0 | 0 | 0
PG&E GBA | Monta Vista | 115 | 0 | 0 | 0 | 0 |  |  |  |  | 0 | 0 | 0 | 0 | 0 | 0 |  | 0 | 0 | 0 | 0 | 0 |  |  |  | 0 | 0 | 0 | 0 | 0 | 0
PG&E GBA | Monta Vista | 230 | 0 | 0 | 0 | 0 |  |  |  |  | 0 | 0 | 0 | 0 | 0 | 0 |  | 0 | 0 | 0 | 0 | 0 |  |  |  | 0 | 0 | 0 | 0 | 0 | 0
PG&E GBA | Monta Vista | 60 | 0 | 0 | 0 | 0 |  |  |  |  | 0 | 0 | 0 | 0 | 0 | 0 |  | 0 | 0 | 0 | 0 | 0 |  |  |  | 0 | 0 | 0 | 0 | 0 | 0
PG&E NGBA | Monticello | 115 | 0 | 0 | 0 | 0 |  |  |  |  | 0 | 0 | 0 | 0 | 0 | 0 |  | 0 | 0 | 0 | 0 | 0 |  |  |  | 0 | 0 | 0 | 0 | 0 | 0
SCE Northern | Moorpark | 230 | 0 | 0 | 0 | 0 |  |  |  |  | 0 | 0 | 0 | 0 | 0 | 0 |  | 0 | 0 | 0 | 0 | 0 |  |  |  | 0 | 0 | 0 | 0 | 0 | 0
SCE Northern | Moorpark | 66 | 0 | 0 | 0 | 0 |  |  |  |  | 0 | 0 | 0 | 0 | 0 | 0 |  | 0 | 0 | 0 | 0 | 0 |  |  |  | 0 | 0 | 0 | 0 | 0 | 0
PG&E GBA | Moraga | 115 | 0 | 0 | 0 | 0 |  |  |  |  | 0 | 0 | 0 | 0 | 0 | 0 |  | 0 | 0 | 0 | 0 | 0 |  |  |  | 0 | 0 | 0 | 0 | 0 | 0
PG&E GBA | Moraga | 230 | 0 | 0 | 0 | 0 |  |  |  |  | 0 | 0 | 0 | 0 | 0 | 0 |  | 0 | 0 | 0 | 0 | 0 |  |  |  | 0 | 0 | 0 | 0 | 0 | 0
PG&E GBA | Morgan Hill | 115 | 0 | 0 | 0 | 0 |  |  |  |  | 0 | 0 | 0 | 0 | 0 | 0 |  | 0 | 0 | 0 | 0 | 0 |  |  |  | 0 | 0 | 0 | 0 | 0 | 0
PG&E KERN | Morro Bay | 115 | 0 | 0 | 0 | 0 |  |  |  |  | 0 | 0 | 0 | 0 | 0 | 0 |  | 0 | 0 | 0 | 0 | 0 |  |  |  | 0 | 0 | 0 | 0 | 0 | 0
PG&E KERN | Morro Bay | 230 | 0 | 0 | 0 | 0 |  |  |  |  | 0 | 0 | 0 | 0 | 0 | 0 |  | 0 | 0 | 0 | 0 | 0 |  |  |  | 0 | 0 | 0 | 0 | 0 | 0
PG&E KERN | Morro Bay | 500 | 0 | 0 | 0 | 0 |  |  |  |  | 0 | 0 | 0 | 0 | 0 | 0 |  | 0 | 0 | 0 | 0 | 0 |  |  |  | 0 | 0 | 0 | 0 | 0 | 0
PG&E GBA | Moss Landing | 115 | 0 | 0 | 0 | 0 |  |  |  |  | 0 | 0 | 0 | 0 | 0 | 0 |  | 0 | 0 | 0 | 0 | 0 |  |  |  | 0 | 0 | 0 | 0 | 0 | 0
PG&E GBA | Moss Landing | 230 | 0 | 0 | 0 | 0 |  |  |  |  | 0 | 0 | 0 | 0 | 0 | 0 |  | 0 | 0 | 0 | 0 | 0 |  |  |  | 0 | 0 | 0 | 0 | 0 | 0
PG&E GBA | Moss Landing | 500 | 0 | 0 | 0 | 0 |  |  |  |  | 0 | 0 | 0 | 0 | 0 | 0 |  | 0 | 0 | 0 | 0 | 0 |  |  |  | 0 | 0 | 0 | 0 | 0 | 0
SCE EOP | Mountain Pass | 115 | 0 | 0 | 0 | 0 |  |  |  |  | 0 | 0 | 0 | 0 | 0 | 0 |  | 0 | 0 | 0 | 0 | 0 |  |  |  | 0 | 0 | 0 | 0 | 0 | 0
PG&E GBA | Mountain View | 115 | 0 | 0 | 0 | 0 |  |  |  |  | 0 | 0 | 0 | 0 | 0 | 0 |  | 0 | 0 | 0 | 0 | 0 |  |  |  | 0 | 0 | 0 | 0 | 0 | 0
PG&E GBA | Mt Eden | 115 | 0 | 0 | 0 | 0 |  |  |  |  | 0 | 0 | 0 | 0 | 0 | 0 |  | 0 | 0 | 0 | 0 | 0 |  |  |  | 0 | 0 | 0 | 0 | 0 | 0
PG&E KERN | Mt Poso | 115 | 0 | 0 | 0 | 0 |  |  |  |  | 0 | 0 | 0 | 0 | 0 | 0 |  | 0 | 0 | 0 | 0 | 0 |  |  |  | 0 | 0 | 0 | 0 | 0 | 0
SDGE | Murray | 69 | 0 | 0 | 0 | 0 |  |  |  |  | 0 | 0 | 0 | 0 | 0 | 0 |  | 0 | 0 | 0 | 0 | 0 |  |  |  | 0 | 0 | 0 | 0 | 0 | 0
PG&E FRESNO | Mustang | 230 | 0 | 0 | 0 | 0 |  |  |  |  | 0 | 0 | 0 | 0 | 0 | 0 |  | 0 | 0 | 0 | 0 | 0 |  |  |  | 0 | 106.5 | 0 | 0 | 0 | 0
SCE Northern | Neenach | 66 | 0 | 0 | 0 | 0 |  |  |  |  | 0 | 0 | 0 | 0 | 0 | 0 |  | 0 | 0 | 0 | 0 | 0 |  |  |  | 0 | 0 | 0 | 0 | 0 | 0
PG&E KERN | New Sub - Gates - Midway (Proposed) | 230 | 0 | 0 | 0 | 0 |  |  |  |  | 0 | 0 | 0 | 0 | 0 | 0 |  | 0 | 0 | 0 | 0 | 0 |  |  |  | 0 | 0 | 0 | 0 | 0 | 0
PG&E KERN | New Sub - Gates - Templeton (Proposed) | 230 | 0 | 0 | 0 | 0 |  |  |  |  | 0 | 0 | 0 | 0 | 0 | 0 |  | 0 | 0 | 0 | 0 | 0 |  |  |  | 0 | 0 | 0 | 0 | 0 | 0
SCE NOL | New Sub - Kramer - Lugo (Proposed) | 230 | 0 | 0 | 0 | 0 |  |  |  |  | 0 | 0 | 0 | 0 | 0 | 0 |  | 0 | 0 | 0 | 0 | 0 |  |  |  | 0 | 0 | 0 | 0 | 0 | 0
PG&E FRESNO | New Sub - Los Banos - Midway (Proposed) | 500 | 0 | 0 | 0 | 0 |  |  |  |  | 0 | 0 | 0 | 0 | 0 | 0 |  | 0 | 0 | 0 | 0 | 0 |  |  |  | 0 | 0 | 0 | 0 | 0 | 0
SCE NOL | New Sub - Lugo - Pisgah (Proposed) | 230 | 0 | 0 | 0 | 0 |  |  |  |  | 0 | 0 | 0 | 0 | 0 | 0 |  | 0 | 0 | 0 | 0 | 0 |  |  |  | 0 | 0 | 0 | 0 | 0 | 0
PG&E KERN | New Sub - Midway - Wheeler Ridge (Proposed) | 230 | 0 | 0 | 0 | 0 |  |  |  |  | 0 | 0 | 0 | 0 | 0 | 0 |  | 0 | 0 | 0 | 0 | 0 |  |  |  | 0 | 0 | 0 | 0 | 0 | 0
PG&E NGBA | New Sub - Near existing Leavitt (PSREC) | 345 | 0 | 0 | 0 | 0 |  |  |  |  | 0 | 0 | 0 | 0 | 0 | 0 |  | 0 | 0 | 0 | 0 | 0 |  |  |  | 0 | 0 | 0 | 0 | 0 | 0
PG&E NGBA | New Sub - Near existing Madeline (NVE) | 345 | 0 | 0 | 0 | 0 |  |  |  |  | 0 | 0 | 0 | 0 | 0 | 0 |  | 0 | 0 | 0 | 0 | 0 |  |  |  | 0 | 0 | 0 | 0 | 0 | 0
SDGE | New Sub - North Gila - IV (Proposed) | 500 | 0 | 0 | 0 | 0 |  |  |  |  | 0 | 0 | 0 | 0 | 0 | 0 |  | 0 | 0 | 0 | 0 | 0 |  |  |  | 0 | 0 | 0 | 0 | 0 | 0
PG&E NGBA | New Sub - Pit 1 - Cottonwood (Proposed) | 230 | 0 | 0 | 0 | 0 |  |  |  |  | 0 | 0 | 0 | 0 | 0 | 0 |  | 0 | 0 | 0 | 0 | 0 |  |  |  | 0 | 0 | 0 | 0 | 0 | 0
PG&E GBA | New Sub - Rancho Seco - Bellota (Proposed) | 230 | 0 | 0 | 0 | 0 |  |  |  |  | 0 | 0 | 0 | 0 | 0 | 0 |  | 0 | 0 | 0 | 0 | 0 |  |  |  | 0 | 0 | 0 | 0 | 0 | 0
SDGE | New Sub - Suncrest - Ocotillo (Proposed) | 500 | 0 | 0 | 0 | 0 |  |  |  |  | 0 | 0 | 0 | 0 | 0 | 0 |  | 0 | 0 | 0 | 0 | 0 |  |  |  | 0 | 0 | 0 | 0 | 0 | 0
PG&E FRESNO | New Sub - Westley - Quinto (Proposed) | 230 | 0 | 0 | 0 | 0 |  |  |  |  | 0 | 0 | 0 | 0 | 0 | 0 |  | 0 | 0 | 0 | 0 | 0 |  |  |  | 0 | 0 | 0 | 0 | 0 | 0
PG&E GBA | Newark | 115 | 0 | 0 | 0 | 0 |  |  |  |  | 0 | 0 | 0 | 0 | 0 | 0 |  | 0 | 0 | 0 | 0 | 0 |  |  |  | 0 | 0 | 0 | 0 | 0 | 0
PG&E GBA | Newark | 230 | 0 | 0 | 0 | 0 |  |  |  |  | 0 | 0 | 0 | 0 | 0 | 0 |  | 0 | 0 | 0 | 0 | 0 |  |  |  | 0 | 0 | 0 | 0 | 0 | 0
PG&E GBA | Newark | 60 | 0 | 0 | 0 | 0 |  |  |  |  | 0 | 0 | 0 | 0 | 0 | 0 |  | 0 | 0 | 0 | 0 | 0 |  |  |  | 0 | 0 | 0 | 0 | 0 | 0
PG&E FRESNO | Newhall | 115 | 0 | 0 | 0 | 0 |  |  |  |  | 0 | 0 | 0 | 0 | 0 | 0 |  | 0 | 0 | 0 | 0 | 0 |  |  |  | 0 | 0 | 0 | 0 | 0 | 0
PG&E KERN | Norco | 115 | 0 | 0 | 0 | 0 |  |  |  |  | 0 | 0 | 0 | 0 | 0 | 0 |  | 0 | 0 | 0 | 0 | 0 |  |  |  | 0 | 0 | 0 | 0 | 0 | 0
PG&E GBA | Nortech | 115 | 0 | 0 | 0 | 0 |  |  |  |  | 0 | 0 | 0 | 0 | 0 | 0 |  | 0 | 0 | 0 | 0 | 0 |  |  |  | 0 | 0 | 0 | 0 | 0 | 0
SDGE | North City Metering | 138 | 0 | 0 | 0 | 0 |  |  |  |  | 0 | 0 | 0 | 0 | 0 | 0 |  | 0 | 0 | 0 | 0 | 0 |  |  |  | 0 | 0 | 0 | 0 | 0 | 0
PG&E GBA | North Dublin | 230 | 0 | 0 | 0 | 0 |  |  |  |  | 0 | 0 | 0 | 0 | 0 | 0 |  | 0 | 0 | 0 | 0 | 0 |  |  |  | 0 | 0 | 0 | 0 | 0 | 0
SDGE | North Gila | 500 | 0 | 0 | 0 | 0 |  |  |  |  | 0 | 0 | 0 | 0 | 0 | 0 |  | 0 | 0 | 0 | 0 | 0 |  |  |  | 0 | 0 | 0 | 0 | 0 | 0
SCE Metro | North of SONGS | 230 | 0 | 0 | 0 | 0 |  |  |  |  | 0 | 0 | 0 | 0 | 0 | 0 |  | 0 | 0 | 0 | 0 | 0 |  |  |  | 0 | 0 | 0 | 0 | 0 | 0
SCE Metro | North of SONGS | 500 | 0 | 0 | 0 | 0 |  |  |  |  | 0 | 0 | 0 | 0 | 0 | 0 |  | 0 | 0 | 0 | 0 | 0 |  |  |  | 0 | 0 | 0 | 0 | 0 | 0
PG&E NGBA | Notre Dame | 115 | 0 | 0 | 0 | 0 |  |  |  |  | 0 | 0 | 0 | 0 | 0 | 0 |  | 0 | 0 | 0 | 0 | 0 |  |  |  | 0 | 0 | 0 | 0 | 0 | 0
PG&E GBA | Oakland C | 115 | 0 | 0 | 0 | 0 |  |  |  |  | 0 | 0 | 0 | 0 | 0 | 0 |  | 0 | 0 | 0 | 0 | 0 |  |  |  | 0 | 0 | 0 | 0 | 0 | 0
PG&E GBA | Oakland J | 115 | 0 | 0 | 0 | 0 |  |  |  |  | 0 | 0 | 0 | 0 | 0 | 0 |  | 0 | 0 | 0 | 0 | 0 |  |  |  | 0 | 0 | 0 | 0 | 0 | 0
PG&E GBA | Oakland L | 115 | 0 | 0 | 0 | 0 |  |  |  |  | 0 | 0 | 0 | 0 | 0 | 0 |  | 0 | 0 | 0 | 0 | 0 |  |  |  | 0 | 0 | 0 | 0 | 0 | 0
PG&E GBA | Oakland X | 115 | 0 | 0 | 0 | 0 |  |  |  |  | 0 | 0 | 0 | 0 | 0 | 0 |  | 0 | 0 | 0 | 0 | 0 |  |  |  | 0 | 0 | 0 | 0 | 0 | 0
SDGE | Ocean Ranch | 69 | 0 | 0 | 0 | 0 |  |  |  |  | 0 | 0 | 0 | 0 | 0 | 0 |  | 0 | 0 | 0 | 0 | 0 |  |  |  | 0 | 0 | 0 | 0 | 0 | 0
PG&E KERN | Oceano | 115 | 0 | 0 | 0 | 0 |  |  |  |  | 0 | 0 | 0 | 0 | 0 | 0 |  | 0 | 0 | 0 | 0 | 0 |  |  |  | 0 | 0 | 0 | 0 | 0 | 0
SDGE | Ocotillo Express | 500 | 0 | 0 | 0 | 0 |  |  |  |  | 0 | 0 | 0 | 0 | 0 | 0 |  | 0 | 0 | 0 | 0 | 0 |  |  |  | 0 | 0 | 0 | 0 | 0 | 0
PG&E KERN | Old River | 70 | 0 | 0 | 0 | 0 |  |  |  |  | 0 | 0 | 0 | 0 | 0 | 0 |  | 0 | 0 | 0 | 0 | 0 |  |  |  | 0 | 0 | 0 | 0 | 0 | 0
SDGE | Old Town | 230 | 0 | 0 | 0 | 0 |  |  |  |  | 0 | 0 | 0 | 0 | 0 | 0 |  | 0 | 0 | 0 | 0 | 0 |  |  |  | 0 | 0 | 0 | 0 | 0 | 0
SCE Metro | Olinda | 230 | 0 | 0 | 0 | 0 |  |  |  |  | 0 | 0 | 0 | 0 | 0 | 0 |  | 0 | 0 | 0 | 0 | 0 |  |  |  | 0 | 0 | 0 | 0 | 0 | 0
PG&E FRESNO | Olive | 115 | 0 | 0 | 0 | 0 |  |  |  |  | 0 | 0 | 0 | 0 | 0 | 0 |  | 0 | 0 | 0 | 0 | 0 |  |  |  | 0 | 0 | 0 | 0 | 0 | 0
PG&E NGBA | Olivehurst | 115 | 0 | 0 | 0 | 0 |  |  |  |  | 0 | 0 | 0 | 0 | 0 | 0 |  | 0 | 0 | 0 | 0 | 0 |  |  |  | 0 | 0 | 0 | 0 | 0 | 0
PG&E NGBA | Oregon Trail | 60 | 0 | 0 | 0 | 0 |  |  |  |  | 0 | 0 | 0 | 0 | 0 | 0 |  | 0 | 0 | 0 | 0 | 0 |  |  |  | 0 | 0 | 0 | 0 | 0 | 0
SCE Northern | Ormond Beach | 230 | 0 | 0 | 0 | 0 |  |  |  |  | 0 | 0 | 0 | 0 | 0 | 0 |  | 0 | 0 | 0 | 0 | 0 |  |  |  | 0 | 0 | 0 | 0 | 0 | 0
PG&E FRESNO | Oro Loma | 115 | 0 | 0 | 0 | 0 |  |  |  |  | 0 | 0 | 0 | 0 | 0 | 0 |  | 0 | 0 | 0 | 0 | 0 |  |  |  | 0 | 0 | 0 | 0 | 0 | 0
PG&E FRESNO | Oro Loma | 70 | 0 | 0 | 0 | 0 |  |  |  |  | 0 | 0 | 0 | 0 | 0 | 0 |  | 0 | 0 | 0 | 0 | 0 |  |  |  | 0 | 0 | 0 | 0 | 0 | 0
PG&E FRESNO | Orosi | 70 | 0 | 0 | 0 | 0 |  |  |  |  | 0 | 0 | 0 | 0 | 0 | 0 |  | 0 | 0 | 0 | 0 | 0 |  |  |  | 0 | 0 | 0 | 0 | 0 | 0
SDGE | Otay | 69 | 0 | 0 | 0 | 0 |  |  |  |  | 0 | 0 | 0 | 6 | 0 | 0 |  | 0 | 0 | 0 | 0 | 0 |  |  |  | 0 | 0 | 0 | 0 | 0 | 0
SDGE | Otay Mesa | 230 | 0 | 0 | 0 | 0 |  |  |  |  | 0 | 0 | 0 | 0 | 0 | 0 |  | 0 | 0 | 0 | 0 | 0 |  |  |  | 0 | 0 | 0 | 0 | 0 | 0
PG&E FRESNO | Padre Flats SW STA | 230 | 0 | 0 | 0 | 0 |  |  |  |  | 0 | 0 | 0 | 0 | 0 | 0 |  | 0 | 0 | 0 | 0 | 0 |  |  |  | 0 | 0 | 0 | 0 | 0 | 0
SCE EOP | Pahrump | 138 | 0 | 0 | 0 | 0 |  |  |  |  | 0 | 0 | 0 | 0 | 0 | 0 |  | 0 | 0 | 0 | 0 | 0 |  |  |  | 0 | 0 | 0 | 0 | 0 | 0
SCE EOP | Pahrump | 230 | 0 | 0 | 0 | 0 |  |  |  |  | 0 | 0 | 0 | 0 | 0 | 0 |  | 0 | 0 | 0 | 0 | 0 |  |  |  | 0 | 0 | 0 | 0 | 0 | 0
SDGE | Pala | 69 | 0 | 0 | 0 | 0 |  |  |  |  | 0 | 0 | 0 | 0 | 0 | 0 |  | 0 | 0 | 0 | 0 | 0 |  |  |  | 0 | 0 | 0 | 0 | 0 | 0
PG&E NGBA | Palermo | 115 | 0 | 0 | 0 | 0 |  |  |  |  | 0 | 0 | 0 | 0 | 0 | 0 |  | 0 | 0 | 0 | 0 | 0 |  |  |  | 0 | 0 | 0 | 0 | 0 | 0
PG&E NGBA | Palermo | 230 | 0 | 0 | 0 | 0 |  |  |  |  | 0 | 0 | 0 | 0 | 0 | 0 |  | 0 | 0 | 0 | 0 | 0 |  |  |  | 0 | 0 | 0 | 0 | 0 | 0
SCE Eastern | Palo Verde | 500 | 0 | 0 | 0 | 0 |  |  |  |  | 0 | 0 | 0 | 0 | 0 | 0 |  | 0 | 0 | 0 | 0 | 0 |  |  |  | 0 | 0 | 0 | 0 | 0 | 0
SDGE | Palomar Energy | 230 | 0 | 0 | 0 | 0 |  |  |  |  | 0 | 0 | 0 | 0 | 0 | 0 |  | 0 | 0 | 0 | 0 | 0 |  |  |  | 0 | 0 | 0 | 0 | 0 | 0
PG&E KERN | Panama | 70 | 0 | 0 | 0 | 0 |  |  |  |  | 0 | 0 | 0 | 0 | 0 | 0 |  | 0 | 0 | 0 | 0 | 0 |  |  |  | 0 | 0 | 0 | 0 | 0 | 0
PG&E FRESNO | Panoche | 115 | 0 | 0 | 0 | 0 |  |  |  |  | 0 | 0 | 0 | 0 | 0 | 0 |  | 0 | 0 | 0 | 0 | 0 |  |  |  | 0 | 0 | 0 | 0 | 0 | 0
PG&E FRESNO | Panoche | 230 | 0 | 0 | 0 | 0 |  |  |  |  | 0 | 0 | 0 | 0 | 0 | 0 |  | 0 | 0 | 0 | 0 | 0 |  |  |  | 0 | 0 | 0 | 0 | 0 | 0
SCE Northern | Pardee | 230 | 0 | 0 | 0 | 0 |  |  |  |  | 0 | 0 | 0 | 80 | 0 | 0 |  | 0 | 0 | 0 | 0 | 0 |  |  |  | 0 | 0 | 0 | 0 | 0 | 0
PG&E NGBA | Parkway | 230 | 0 | 0 | 0 | 0 |  |  |  |  | 0 | 0 | 0 | 0 | 0 | 0 |  | 0 | 0 | 0 | 0 | 0 |  |  |  | 0 | 0 | 0 | 0 | 0 | 0
SCE Northern | Pastoria | 230 | 0 | 0 | 0 | 0 |  |  |  |  | 0 | 0 | 0 | 0 | 0 | 0 |  | 0 | 0 | 0 | 0 | 0 |  |  |  | 0 | 0 | 0 | 0 | 0 | 0
SCE Metro | Pauda | 230 | 0 | 0 | 0 | 0 |  |  |  |  | 0 | 0 | 0 | 0 | 0 | 0 |  | 0 | 0 | 0 | 0 | 0 |  |  |  | 0 | 0 | 0 | 0 | 0 | 0
PG&E GBA | Paul Sweet | 115 | 0 | 0 | 0 | 0 |  |  |  |  | 0 | 0 | 0 | 0 | 0 | 0 |  | 0 | 0 | 0 | 0 | 0 |  |  |  | 0 | 0 | 0 | 0 | 0 | 0
PG&E NGBA | Peabody | 230 | 0 | 0 | 0 | 0 |  |  |  |  | 0 | 0 | 0 | 0 | 0 | 0 |  | 0 | 0 | 0 | 0 | 0 |  |  |  | 0 | 0 | 0 | 0 | 0 | 0
PG&E NGBA | Pease | 115 | 0 | 0 | 0 | 0 |  |  |  |  | 0 | 0 | 0 | 0 | 0 | 0 |  | 0 | 0 | 0 | 0 | 0 |  |  |  | 0 | 0 | 0 | 0 | 0 | 0
PG&E NGBA | Pease | 60 | 0 | 0 | 0 | 0 |  |  |  |  | 0 | 0 | 0 | 0 | 0 | 0 |  | 0 | 0 | 0 | 0 | 0 |  |  |  | 0 | 0 | 0 | 0 | 0 | 0
SDGE | Penasquitos | 138 | 0 | 0 | 0 | 0 |  |  |  |  | 0 | 0 | 0 | 0 | 0 | 0 |  | 0 | 0 | 0 | 0 | 0 |  |  |  | 0 | 0 | 0 | 0 | 0 | 0
SDGE | Penasquitos | 230 | 0 | 0 | 0 | 0 |  |  |  |  | 0 | 0 | 0 | 0 | 0 | 0 |  | 0 | 0 | 0 | 0 | 0 |  |  |  | 0 | 0 | 0 | 0 | 0 | 0
SDGE | Penasquitos | 69 | 0 | 0 | 0 | 0 |  |  |  |  | 0 | 0 | 0 | 0 | 0 | 0 |  | 0 | 0 | 0 | 0 | 0 |  |  |  | 0 | 0 | 0 | 0 | 0 | 0
SDGE | Pendleton | 69 | 0 | 0 | 0 | 0 |  |  |  |  | 0 | 0 | 0 | 0 | 0 | 0 |  | 0 | 0 | 0 | 0 | 0 |  |  |  | 0 | 0 | 0 | 0 | 0 | 0
PG&E NGBA | Penngrove | 115 | 0 | 0 | 0 | 0 |  |  |  |  | 0 | 0 | 0 | 0 | 0 | 0 |  | 0 | 0 | 0 | 0 | 0 |  |  |  | 0 | 0 | 0 | 0 | 0 | 0
PG&E GBA | Peoria | 115 | 0 | 0 | 0 | 0 |  |  |  |  | 0 | 0 | 0 | 10 | 0 | 0 |  | 0 | 0 | 0 | 0 | 0 |  |  |  | 0 | 0 | 0 | 0 | 0 | 0
PG&E GBA | Piercy | 115 | 0 | 0 | 0 | 0 |  |  |  |  | 0 | 0 | 0 | 0 | 0 | 0 |  | 0 | 0 | 0 | 0 | 0 |  |  |  | 0 | 0 | 0 | 0 | 0 | 0
PG&E FRESNO | Pine Flat | 230 | 0 | 0 | 0 | 0 |  |  |  |  | 0 | 0 | 0 | 0 | 0 | 0 |  | 0 | 0 | 0 | 0 | 0 |  |  |  | 0 | 0 | 0 | 0 | 0 | 0
SCE NOL | Pisgah | 230 | 0 | 0 | 0 | 0 |  |  |  |  | 0 | 0 | 0 | 0 | 0 | 0 |  | 0 | 0 | 0 | 0 | 0 |  |  |  | 0 | 0 | 0 | 0 | 0 | 0
PG&E NGBA | Pit 1 | 230 | 0 | 0 | 0 | 0 |  |  |  |  | 0 | 0 | 0 | 0 | 0 | 0 |  | 0 | 0 | 0 | 0 | 0 |  |  |  | 0 | 0 | 0 | 0 | 0 | 0
PG&E NGBA | Pit 1 | 60 | 0 | 0 | 0 | 0 |  |  |  |  | 0 | 0 | 0 | 0 | 0 | 0 |  | 0 | 0 | 0 | 0 | 0 |  |  |  | 0 | 0 | 0 | 0 | 0 | 0
PG&E NGBA | Pit 3 | 230 | 0 | 0 | 0 | 0 |  |  |  |  | 0 | 0 | 0 | 0 | 0 | 0 |  | 0 | 0 | 0 | 0 | 0 |  |  |  | 0 | 0 | 0 | 0 | 0 | 0
PG&E NGBA | Pit 4 | 230 | 0 | 0 | 0 | 0 |  |  |  |  | 0 | 0 | 0 | 0 | 0 | 0 |  | 0 | 0 | 0 | 0 | 0 |  |  |  | 0 | 0 | 0 | 0 | 0 | 0
PG&E GBA | Pittsburg | 115 | 0 | 0 | 0 | 0 |  |  |  |  | 0 | 0 | 0 | 0 | 0 | 0 |  | 0 | 0 | 0 | 0 | 0 |  |  |  | 0 | 0 | 0 | 0 | 0 | 0
PG&E GBA | Pittsburg | 230 | 0 | 0 | 0 | 0 |  |  |  |  | 0 | 0 | 0 | 0 | 0 | 0 |  | 0 | 0 | 0 | 0 | 0 |  |  |  | 0 | 0 | 0 | 0 | 0 | 0
PG&E NGBA | Pleasant Grove | 115 | 0 | 0 | 0 | 0 |  |  |  |  | 0 | 0 | 0 | 0 | 0 | 0 |  | 0 | 0 | 0 | 0 | 0 |  |  |  | 0 | 0 | 0 | 0 | 0 | 0
PG&E NGBA | POE | 230 | 0 | 0 | 0 | 0 |  |  |  |  | 0 | 0 | 0 | 0 | 0 | 0 |  | 0 | 0 | 0 | 0 | 0 |  |  |  | 0 | 0 | 0 | 0 | 0 | 0
SDGE | Point Loma | 69 | 0 | 0 | 0 | 0 |  |  |  |  | 0 | 0 | 0 | 0 | 0 | 0 |  | 0 | 0 | 0 | 0 | 0 |  |  |  | 0 | 0 | 0 | 0 | 0 | 0
SDGE | Pomerado | 69 | 0 | 0 | 0 | 0 |  |  |  |  | 0 | 0 | 0 | 0 | 0 | 0 |  | 0 | 0 | 0 | 0 | 0 |  |  |  | 0 | 0 | 0 | 0 | 0 | 0
PG&E KERN | Poso Mountain | 115 | 0 | 0 | 0 | 0 |  |  |  |  | 0 | 0 | 0 | 0 | 0 | 0 |  | 0 | 0 | 0 | 0 | 0 |  |  |  | 0 | 0 | 0 | 0 | 0 | 0
SCE EOP | Primm | 230 | 0 | 0 | 0 | 0 |  |  |  |  | 0 | 0 | 0 | 0 | 0 | 0 |  | 0 | 0 | 0 | 0 | 0 |  |  |  | 0 | 0 | 0 | 0 | 0 | 0
PG&E NGBA | Putah Creek | 115 | 0 | 0 | 0 | 0 |  |  |  |  | 0 | 0 | 0 | 0 | 0 | 0 |  | 0 | 0 | 0 | 0 | 0 |  |  |  | 0 | 0 | 3 | 3 | 0 | 0
SDGE | Q1806 | 138 | 0 | 0 | 0 | 0 |  |  |  |  | 0 | 0 | 0 | 0 | 0 | 0 |  | 0 | 0 | 0 | 0 | 0 |  |  |  | 0 | 0 | 0 | 0 | 0 | 0
PG&E FRESNO | Quinto | 230 | 0 | 0 | 0 | 0 |  |  |  |  | 0 | 0 | 0 | 0 | 0 | 0 |  | 0 | 0 | 0 | 0 | 0 |  |  |  | 0 | 0 | 0 | 0 | 0 | 0
PG&E GBA | Race Track | 115 | 0 | 0 | 0 | 0 |  |  |  |  | 0 | 0 | 0 | 0 | 0 | 0 |  | 0 | 0 | 0 | 0 | 0 |  |  |  | 0 | 0 | 0 | 0 | 0 | 0
SDGE | Rancho Mission Viejo | 138 | 0 | 0 | 0 | 0 |  |  |  |  | 0 | 0 | 0 | 0 | 0 | 0 |  | 0 | 0 | 0 | 0 | 0 |  |  |  | 0 | 0 | 0 | 0 | 0 | 0
PG&E GBA | Rancho Seco | 230 | 0 | 0 | 0 | 0 |  |  |  |  | 0 | 0 | 0 | 0 | 0 | 0 |  | 0 | 0 | 0 | 0 | 0 |  |  |  | 0 | 0 | 0 | 0 | 0 | 0
SCE Metro | Rancho Vista | 230 | 0 | 0 | 0 | 0 |  |  |  |  | 0 | 0 | 0 | 0 | 0 | 0 |  | 0 | 0 | 0 | 0 | 0 |  |  |  | 0 | 0 | 0 | 0 | 0 | 0
SCE Metro | Rancho Vista | 500 | 0 | 0 | 0 | 0 |  |  |  |  | 0 | 0 | 0 | 0 | 0 | 0 |  | 0 | 0 | 0 | 0 | 0 |  |  |  | 0 | 0 | 0 | 0 | 0 | 0
SCE NOL | Ransburg | 115 | 0 | 0 | 0 | 0 |  |  |  |  | 0 | 0 | 0 | 0 | 0 | 0 |  | 0 | 0 | 0 | 0 | 0 |  |  |  | 0 | 0 | 0 | 0 | 0 | 0
PG&E GBA | Ravenswood | 115 | 0 | 0 | 0 | 0 |  |  |  |  | 0 | 0 | 0 | 0 | 0 | 0 |  | 0 | 0 | 0 | 0 | 0 |  |  |  | 0 | 0 | 0 | 0 | 0 | 0
PG&E GBA | Ravenswood | 230 | 0 | 0 | 0 | 0 |  |  |  |  | 0 | 0 | 0 | 0 | 0 | 0 |  | 0 | 0 | 0 | 0 | 0 |  |  |  | 0 | 0 | 0 | 0 | 0 | 0
SCE Northern | Rector | 230 | 0 | 0 | 0 | 0 |  |  |  |  | 0 | 0 | 0 | 0 | 0 | 0 |  | 0 | 0 | 0 | 0 | 0 |  |  |  | 0 | 0 | 0 | 0 | 0 | 0
SCE Eastern | Red Bluff | 230 | 0 | 0 | 0 | 0 |  |  |  |  | 0 | 0 | 0 | 0 | 0 | 0 |  | 0 | 0 | 0 | 0 | 0 |  |  |  | 0 | 0 | 0 | 0 | 0 | 0
SCE Eastern | Red Bluff | 500 | 0 | 0 | 0 | 0 |  |  |  |  | 0 | 0 | 0 | 0 | 0 | 0 |  | 0 | 0 | 0 | 0 | 0 |  |  |  | 0 | 0 | 250 | 125 | 0 | 0
PG&E NGBA | Redbud | 115 | 0 | 0 | 0 | 0 |  |  |  |  | 0 | 0 | 0 | 0 | 0 | 0 |  | 0 | 0 | 0 | 0 | 0 |  |  |  | 0 | 0 | 0 | 0 | 0 | 0
SCE Metro | Redondo | 230 | 0 | 0 | 0 | 0 |  |  |  |  | 0 | 0 | 0 | 0 | 0 | 0 |  | 0 | 0 | 0 | 0 | 0 |  |  |  | 0 | 0 | 0 | 0 | 0 | 0
PG&E FRESNO | Reedley | 115 | 0 | 0 | 0 | 0 |  |  |  |  | 0 | 0 | 0 | 0 | 0 | 0 |  | 0 | 0 | 0 | 0 | 0 |  |  |  | 0 | 0 | 0 | 0 | 0 | 0
PG&E KERN | Renfro | 115 | 0 | 0 | 0 | 0 |  |  |  |  | 0 | 0 | 0 | 0 | 0 | 0 |  | 0 | 0 | 0 | 0 | 0 |  |  |  | 0 | 0 | 0 | 0 | 0 | 0
PG&E GBA | Richmond R | 115 | 0 | 0 | 0 | 0 |  |  |  |  | 0 | 0 | 0 | 0 | 0 | 0 |  | 0 | 0 | 0 | 0 | 0 |  |  |  | 0 | 0 | 0 | 0 | 0 | 0
PG&E NGBA | Rincon | 115 | 0 | 0 | 0 | 0 |  |  |  |  | 0 | 0 | 0 | 0 | 0 | 0 |  | 0 | 0 | 0 | 0 | 0 |  |  |  | 0 | 0 | 0 | 0 | 0 | 0
PG&E KERN | Rio Bravo | 115 | 0 | 0 | 0 | 0 |  |  |  |  | 0 | 0 | 0 | 0 | 0 | 0 |  | 0 | 0 | 0 | 0 | 0 |  |  |  | 0 | 0 | 0 | 0 | 0 | 0
SCE Metro | Rio Hondo | 230 | 0 | 0 | 0 | 0 |  |  |  |  | 0 | 0 | 0 | 0 | 0 | 0 |  | 0 | 0 | 0 | 0 | 0 |  |  |  | 0 | 0 | 0 | 0 | 0 | 0
PG&E NGBA | Rio Oso | 115 | 0 | 0 | 0 | 0 |  |  |  |  | 0 | 0 | 0 | 0 | 0 | 0 |  | 0 | 0 | 0 | 0 | 0 |  |  |  | 0 | 0 | 0 | 0 | 0 | 0
PG&E NGBA | Rio Oso | 230 | 0 | 0 | 0 | 0 |  |  |  |  | 0 | 0 | 0 | 0 | 0 | 0 |  | 0 | 0 | 0 | 0 | 0 |  |  |  | 0 | 0 | 0 | 0 | 0 | 0
PG&E GBA | Ripon | 115 | 0 | 0 | 0 | 0 |  |  |  |  | 0 | 0 | 0 | 0 | 0 | 0 |  | 0 | 0 | 0 | 0 | 0 |  |  |  | 0 | 0 | 0 | 0 | 0 | 0
PG&E GBA | Riverbank | 115 | 0 | 0 | 0 | 0 |  |  |  |  | 0 | 0 | 0 | 0 | 0 | 0 |  | 0 | 0 | 0 | 0 | 0 |  |  |  | 0 | 0 | 0 | 0 | 0 | 0
SCE NOL | Roadway | 115 | 0 | 0 | 0 | 0 |  |  |  |  | 0 | 0 | 0 | 0 | 0 | 0 |  | 0 | 0 | 0 | 0 | 0 |  |  |  | 0 | 0 | 0 | 0 | 0 | 0
PG&E NGBA | Rock Creek 1 | 230 | 0 | 0 | 0 | 0 |  |  |  |  | 0 | 0 | 0 | 0 | 0 | 0 |  | 0 | 0 | 0 | 0 | 0 |  |  |  | 0 | 0 | 0 | 0 | 0 | 0
SCE Northern | Rosamond | 66 | 0 | 0 | 0 | 0 |  |  |  |  | 0 | 0 | 0 | 0 | 0 | 0 |  | 0 | 0 | 0 | 0 | 0 |  |  |  | 0 | 0 | 0 | 0 | 0 | 0
PG&E GBA | Rossmoor | 230 | 0 | 0 | 0 | 0 |  |  |  |  | 0 | 0 | 0 | 0 | 0 | 0 |  | 0 | 0 | 0 | 0 | 0 |  |  |  | 0 | 0 | 0 | 0 | 0 | 0
PG&E NGBA | Round Mountain | 230 | 0 | 0 | 0 | 0 |  |  |  |  | 0 | 0 | 0 | 0 | 0 | 0 |  | 0 | 0 | 0 | 0 | 0 |  |  |  | 0 | 0 | 0 | 0 | 0 | 0
PG&E NGBA | Round Mountain | 500 | 0 | 0 | 0 | 0 |  |  |  |  | 0 | 0 | 0 | 0 | 0 | 0 |  | 0 | 0 | 0 | 0 | 0 |  |  |  | 0 | 0 | 0 | 0 | 0 | 0
PG&E GBA | Salado | 115 | 0 | 0 | 0 | 0 |  |  |  |  | 0 | 0 | 0 | 0 | 0 | 0 |  | 0 | 0 | 0 | 0 | 0 |  |  |  | 0 | 0 | 0 | 0 | 0 | 0
PG&E GBA | Salado | 60 | 0 | 0 | 0 | 0 |  |  |  |  | 0 | 0 | 0 | 0 | 0 | 0 |  | 0 | 0 | 0 | 0 | 0 |  |  |  | 0 | 0 | 0 | 0 | 0 | 0
PG&E GBA | Salinas | 115 | 0 | 0 | 0 | 0 |  |  |  |  | 0 | 0 | 0 | 0 | 16 | 0 |  | 0 | 0 | 0 | 0 | 0 |  |  |  | 0 | 0 | 0 | 0 | 0 | 0
SDGE | Salt Creek | 69 | 0 | 0 | 0 | 0 |  |  |  |  | 0 | 0 | 0 | 0 | 0 | 0 |  | 0 | 0 | 0 | 0 | 0 |  |  |  | 0 | 0 | 0 | 0 | 0 | 0
SCE Eastern | San Bernardino | 230 | 0 | 0 | 0 | 0 |  |  |  |  | 0 | 0 | 0 | 0 | 0 | 0 |  | 0 | 0 | 0 | 0 | 0 |  |  |  | 0 | 0 | 0 | 0 | 0 | 0
PG&E GBA | SAN FRAN A (POTRERO PP) | 115 | 0 | 0 | 0 | 0 |  |  |  |  | 0 | 0 | 0 | 0 | 0 | 0 |  | 0 | 0 | 0 | 0 | 0 |  |  |  | 0 | 0 | 0 | 0 | 0 | 0
PG&E GBA | SAN FRAN A (POTRERO PP) | 230 | 0 | 0 | 0 | 0 |  |  |  |  | 0 | 0 | 0 | 0 | 0 | 0 |  | 0 | 0 | 0 | 0 | 0 |  |  |  | 0 | 0 | 0 | 0 | 0 | 0
PG&E GBA | San Jose A | 115 | 0 | 0 | 0 | 0 |  |  |  |  | 0 | 0 | 0 | 0 | 0 | 0 |  | 0 | 0 | 0 | 0 | 0 |  |  |  | 0 | 0 | 0 | 0 | 0 | 0
PG&E GBA | San Jose B | 115 | 0 | 0 | 0 | 0 |  |  |  |  | 0 | 0 | 0 | 0 | 0 | 0 |  | 0 | 0 | 0 | 0 | 0 |  |  |  | 0 | 0 | 0 | 0 | 0 | 0
PG&E GBA | San Leandro U | 115 | 0 | 0 | 0 | 0 |  |  |  |  | 0 | 0 | 0 | 0 | 0 | 0 |  | 0 | 0 | 0 | 0 | 0 |  |  |  | 0 | 0 | 0 | 0 | 0 | 0
PG&E KERN | San Luis Obispo | 115 | 0 | 0 | 0 | 0 |  |  |  |  | 0 | 0 | 0 | 0 | 0 | 0 |  | 0 | 0 | 0 | 0 | 0 |  |  |  | 0 | 0 | 0 | 0 | 0 | 0
PG&E KERN | San Luis Obispo | 70 | 0 | 0 | 0 | 0 |  |  |  |  | 0 | 0 | 0 | 0 | 0 | 0 |  | 0 | 0 | 0 | 0 | 0 |  |  |  | 0 | 0 | 0 | 0 | 0 | 0
SDGE | San Luis Rey | 230 | 0 | 0 | 0 | 0 |  |  |  |  | 0 | 0 | 0 | 0 | 0 | 0 |  | 0 | 0 | 0 | 0 | 0 |  |  |  | 0 | 0 | 0 | 0 | 0 | 0
SDGE | San Luis Rey | 69 | 0 | 0 | 0 | 0 |  |  |  |  | 0 | 0 | 0 | 0 | 0 | 0 |  | 0 | 0 | 0 | 0 | 0 |  |  |  | 0 | 0 | 0 | 0 | 0 | 0
SDGE | San Marcos | 69 | 0 | 0 | 0 | 0 |  |  |  |  | 0 | 0 | 0 | 0 | 0 | 0 |  | 0 | 0 | 0 | 0 | 0 |  |  |  | 0 | 0 | 0 | 0 | 0 | 0
SCE Metro | San Onofre | 230 | 0 | 0 | 0 | 0 |  |  |  |  | 0 | 0 | 0 | 0 | 0 | 0 |  | 0 | 0 | 0 | 0 | 0 |  |  |  | 0 | 0 | 0 | 0 | 0 | 0
PG&E GBA | San Pablo | 115 | 0 | 0 | 0 | 0 |  |  |  |  | 0 | 0 | 0 | 0 | 0 | 0 |  | 0 | 0 | 0 | 0 | 0 |  |  |  | 0 | 0 | 0 | 0 | 0 | 0
PG&E GBA | San Ramon | 230 | 0 | 0 | 0 | 0 |  |  |  |  | 0 | 0 | 0 | 0 | 0 | 0 |  | 0 | 0 | 0 | 0 | 0 |  |  |  | 0 | 0 | 0 | 0 | 0 | 0
SDGE | San Ysidro | 69 | 0 | 0 | 0 | 0 |  |  |  |  | 0 | 0 | 0 | 0 | 0 | 0 |  | 0 | 0 | 0 | 0 | 0 |  |  |  | 0 | 0 | 0 | 0 | 0 | 0
SCE NOL | Sandlot | 230 | 0 | 0 | 0 | 0 |  |  |  |  | 0 | 0 | 0 | 0 | 0 | 0 |  | 0 | 0 | 0 | 0 | 0 |  |  |  | 0 | 0 | 0 | 0 | 0 | 0
SCE EOP | Sandy | 138 | 0 | 0 | 0 | 0 |  |  |  |  | 0 | 0 | 0 | 0 | 0 | 0 |  | 0 | 0 | 0 | 0 | 0 |  |  |  | 0 | 0 | 0 | 0 | 0 | 0
PG&E FRESNO | Sanger | 115 | 0 | 0 | 0 | 0 |  |  |  |  | 0 | 0 | 0 | 0 | 0 | 0 |  | 0 | 0 | 0 | 0 | 0 |  |  |  | 0 | 0 | 0 | 0 | 0 | 0
SCE Northern | Santa Clara | 230 | 0 | 0 | 0 | 0 |  |  |  |  | 0 | 0 | 0 | 15 | 0 | 0 |  | 0 | 0 | 0 | 0 | 0 |  |  |  | 0 | 0 | 0 | 0 | 0 | 0
PG&E NGBA | Santa Rosa A | 115 | 0 | 0 | 0 | 0 |  |  |  |  | 0 | 0 | 0 | 0 | 0 | 0 |  | 0 | 0 | 0 | 0 | 0 |  |  |  | 0 | 0 | 0 | 0 | 0 | 0
PG&E GBA | Santa Teresa | 115 | 0 | 0 | 0 | 0 |  |  |  |  | 0 | 0 | 0 | 0 | 0 | 0 |  | 0 | 0 | 0 | 0 | 0 |  |  |  | 0 | 0 | 0 | 0 | 0 | 0
SDGE | Santee | 138 | 0 | 0 | 0 | 0 |  |  |  |  | 0 | 0 | 0 | 0 | 0 | 0 |  | 0 | 0 | 0 | 0 | 0 |  |  |  | 0 | 0 | 0 | 0 | 0 | 0
SCE Metro | Santiago | 230 | 0 | 0 | 0 | 0 |  |  |  |  | 0 | 0 | 0 | 0 | 0 | 0 |  | 0 | 0 | 0 | 0 | 0 |  |  |  | 0 | 0 | 0 | 0 | 0 | 0
PG&E GBA | Saratoga | 230 | 0 | 0 | 0 | 0 |  |  |  |  | 0 | 0 | 0 | 0 | 0 | 0 |  | 0 | 0 | 0 | 0 | 0 |  |  |  | 0 | 0 | 0 | 0 | 0 | 0
SCE Northern | Saugus | 230 | 0 | 0 | 0 | 0 |  |  |  |  | 0 | 0 | 0 | 0 | 0 | 0 |  | 0 | 0 | 0 | 0 | 0 |  |  |  | 0 | 0 | 0 | 0 | 0 | 0
PG&E FRESNO | Schindler | 115 | 0 | 0 | 0 | 0 |  |  |  |  | 0 | 0 | 0 | 0 | 0 | 0 |  | 0 | 0 | 0 | 0 | 0 |  |  |  | 0 | 0 | 0 | 0 | 0 | 0
PG&E FRESNO | Schindler | 70 | 0 | 0 | 0 | 0 |  |  |  |  | 0 | 0 | 0 | 0 | 0 | 0 |  | 0 | 0 | 0 | 0 | 0 |  |  |  | 0 | 0 | 0 | 0 | 0 | 0
PG&E GBA | Schulte | 115 | 0 | 0 | 0 | 0 |  |  |  |  | 0 | 0 | 0 | 0 | 0 | 0 |  | 0 | 0 | 0 | 0 | 0 |  |  |  | 0 | 0 | 0 | 0 | 0 | 0
SDGE | Scripps | 69 | 0 | 0 | 0 | 0 |  |  |  |  | 0 | 0 | 0 | 0 | 0 | 0 |  | 0 | 0 | 0 | 0 | 0 |  |  |  | 0 | 0 | 0 | 0 | 0 | 0
PG&E KERN | Semitropic | 115 | 0 | 0 | 0 | 0 |  |  |  |  | 0 | 0 | 0 | 0 | 0 | 0 |  | 0 | 0 | 0 | 0 | 0 |  |  |  | 0 | 0 | 0 | 0 | 0 | 0
SCE Metro | Serrano | 230 | 0 | 0 | 0 | 0 |  |  |  |  | 0 | 0 | 0 | 0 | 0 | 0 |  | 0 | 0 | 0 | 0 | 0 |  |  |  | 0 | 0 | 0 | 0 | 0 | 0
SCE Metro | Serrano | 500 | 0 | 0 | 0 | 0 |  |  |  |  | 0 | 0 | 0 | 0 | 0 | 0 |  | 0 | 0 | 0 | 0 | 0 |  |  |  | 0 | 0 | 0 | 0 | 0 | 0
SDGE | Shadowridge | 138 | 0 | 0 | 0 | 0 |  |  |  |  | 0 | 0 | 0 | 0 | 0 | 0 |  | 0 | 0 | 0 | 0 | 0 |  |  |  | 0 | 0 | 0 | 0 | 0 | 0
PG&E KERN | Shafter | 115 | 0 | 0 | 0 | 0 |  |  |  |  | 0 | 0 | 0 | 0 | 0 | 0 |  | 0 | 0 | 0 | 0 | 0 |  |  |  | 0 | 0 | 0 | 0 | 0 | 0
PG&E NGBA | Silverado | 115 | 0 | 0 | 0 | 0 |  |  |  |  | 0 | 0 | 0 | 0 | 0 | 0 |  | 0 | 0 | 0 | 0 | 0 |  |  |  | 0 | 0 | 0 | 0 | 0 | 0
SDGE | Silvergate | 230 | 0 | 0 | 0 | 0 |  |  |  |  | 0 | 0 | 0 | 100 | 0 | 0 |  | 0 | 0 | 0 | 0 | 0 |  |  |  | 0 | 0 | 0 | 0 | 0 | 0
SDGE | Silvergate | 69 | 0 | 0 | 0 | 0 |  |  |  |  | 0 | 0 | 0 | 0 | 0 | 0 |  | 0 | 0 | 0 | 0 | 0 |  |  |  | 0 | 0 | 0 | 0 | 0 | 0
PG&E KERN | Sisquoc | 115 | 0 | 0 | 0 | 0 |  |  |  |  | 0 | 0 | 0 | 0 | 0 | 0 |  | 0 | 0 | 0 | 0 | 0 |  |  |  | 0 | 0 | 0 | 0 | 0 | 0
SCE EOP | Sloan Canyon | 230 | 0 | 0 | 0 | 0 |  |  |  |  | 0 | 0 | 0 | 0 | 0 | 0 |  | 0 | 0 | 0 | 0 | 0 |  |  |  | 0 | 0 | 0 | 0 | 0 | 0
SCE EOP | Sloan Canyon | 500 | 0 | 0 | 0 | 0 |  |  |  |  | 0 | 0 | 0 | 0 | 0 | 0 |  | 0 | 0 | 0 | 0 | 0 |  |  |  | 0 | 0 | 0 | 0 | 0 | 0
PG&E KERN | Smyrna | 115 | 0 | 0 | 0 | 0 |  |  |  |  | 0 | 0 | 0 | 0 | 0 | 0 |  | 0 | 0 | 0 | 0 | 0 |  |  |  | 0 | 0 | 0 | 0 | 0 | 0
PG&E GBA | Sobrante | 115 | 0 | 0 | 0 | 0 |  |  |  |  | 0 | 0 | 0 | 0 | 0 | 0 |  | 0 | 0 | 0 | 0 | 0 |  |  |  | 0 | 0 | 0 | 0 | 0 | 0
PG&E GBA | Sobrante | 230 | 0 | 0 | 0 | 0 |  |  |  |  | 0 | 0 | 0 | 0 | 0 | 0 |  | 0 | 0 | 0 | 0 | 0 |  |  |  | 0 | 0 | 0 | 0 | 0 | 0
PG&E KERN | Solar | 230 | 0 | 0 | 0 | 0 |  |  |  |  | 0 | 0 | 0 | 0 | 0 | 0 |  | 0 | 0 | 0 | 0 | 0 |  |  |  | 0 | 0 | 0 | 0 | 0 | 0
PG&E GBA | Soledad | 115 | 0 | 0 | 0 | 0 |  |  |  |  | 0 | 0 | 0 | 0 | 0 | 0 |  | 0 | 0 | 0 | 0 | 0 |  |  |  | 0 | 0 | 0 | 0 | 0 | 0
PG&E GBA | Soledad | 60 | 0 | 0 | 0 | 0 |  |  |  |  | 0 | 0 | 0 | 0 | 10 | 0 |  | 0 | 0 | 0 | 0 | 0 |  |  |  | 0 | 0 | 0 | 0 | 0 | 0
SDGE | Spring Valley | 69 | 0 | 0 | 0 | 0 |  |  |  |  | 0 | 0 | 0 | 0 | 0 | 0 |  | 0 | 0 | 0 | 0 | 0 |  |  |  | 0 | 0 | 0 | 0 | 0 | 0
SCE Northern | Springville | 230 | 0 | 0 | 0 | 0 |  |  |  |  | 0 | 0 | 0 | 0 | 0 | 0 |  | 0 | 0 | 0 | 0 | 0 |  |  |  | 0 | 0 | 0 | 0 | 0 | 0
PG&E GBA | Stagg | 230 | 0 | 0 | 0 | 0 |  |  |  |  | 0 | 0 | 0 | 0 | 0 | 0 |  | 0 | 0 | 0 | 0 | 0 |  |  |  | 0 | 0 | 0 | 0 | 0 | 0
PG&E GBA | Standard Oil | 115 | 0 | 0 | 0 | 0 |  |  |  |  | 0 | 0 | 0 | 0 | 0 | 0 |  | 0 | 0 | 0 | 0 | 0 |  |  |  | 0 | 0 | 0 | 0 | 0 | 0
PG&E GBA | Stanislaus | 115 | 0 | 0 | 0 | 0 |  |  |  |  | 0 | 0 | 0 | 0 | 0 | 0 |  | 0 | 0 | 0 | 0 | 0 |  |  |  | 0 | 0 | 0 | 0 | 0 | 0
PG&E KERN | Stockdale | 115 | 0 | 0 | 0 | 0 |  |  |  |  | 0 | 0 | 0 | 0 | 0 | 0 |  | 0 | 0 | 0 | 0 | 0 |  |  |  | 0 | 0 | 0 | 0 | 0 | 0
PG&E KERN | Stockdale | 230 | 0 | 0 | 0 | 0 |  |  |  |  | 0 | 0 | 0 | 0 | 0 | 0 |  | 0 | 0 | 0 | 0 | 0 |  |  |  | 0 | 0 | 0 | 0 | 0 | 0
PG&E GBA | Stockton A | 115 | 0 | 0 | 0 | 0 |  |  |  |  | 0 | 0 | 0 | 0 | 0 | 0 |  | 0 | 0 | 0 | 0 | 0 |  |  |  | 0 | 0 | 0 | 0 | 0 | 0
PG&E GBA | Stone | 115 | 0 | 0 | 0 | 0 |  |  |  |  | 0 | 0 | 0 | 0 | 0 | 0 |  | 0 | 0 | 0 | 0 | 0 |  |  |  | 0 | 0 | 0 | 0 | 0 | 0
PG&E FRESNO | Storey | 230 | 0 | 0 | 0 | 0 |  |  |  |  | 0 | 0 | 0 | 0 | 0 | 0 |  | 0 | 0 | 0 | 0 | 0 |  |  |  | 0 | 0 | 0 | 0 | 0 | 0
PG&E NGBA | Summit | 115 | 40 | 0 | 0 | 0 |  |  |  |  | 0 | 0 | 0 | 0 | 0 | 0 |  | 0 | 0 | 0 | 0 | 0 |  |  |  | 0 | 0 | 0 | 0 | 0 | 0
SDGE | Suncrest | 230 | 0 | 0 | 0 | 0 |  |  |  |  | 0 | 0 | 0 | 0 | 0 | 0 |  | 0 | 0 | 0 | 0 | 0 |  |  |  | 0 | 0 | 0 | 0 | 0 | 0
SDGE | Suncrest | 500 | 0 | 0 | 0 | 0 |  |  |  |  | 0 | 0 | 0 | 0 | 0 | 0 |  | 0 | 0 | 0 | 0 | 0 |  |  |  | 0 | 0 | 0 | 0 | 0 | 0
PG&E KERN | Sunrise | 230 | 0 | 0 | 0 | 0 |  |  |  |  | 0 | 0 | 0 | 0 | 0 | 0 |  | 0 | 0 | 0 | 0 | 0 |  |  |  | 0 | 0 | 0 | 0 | 0 | 0
PG&E KERN | Sunset | 230 | 0 | 0 | 0 | 0 |  |  |  |  | 0 | 0 | 0 | 0 | 0 | 0 |  | 0 | 0 | 0 | 0 | 0 |  |  |  | 0 | 0 | 0 | 0 | 0 | 0
PG&E GBA | Swift | 115 | 0 | 0 | 0 | 0 |  |  |  |  | 0 | 0 | 0 | 0 | 0 | 0 |  | 0 | 0 | 0 | 0 | 0 |  |  |  | 0 | 0 | 0 | 0 | 0 | 0
SDGE | Sycamore Canyon | 138 | 0 | 0 | 0 | 0 |  |  |  |  | 0 | 0 | 0 | 300 | 0 | 0 |  | 0 | 0 | 0 | 0 | 0 |  |  |  | 0 | 0 | 0 | 0 | 0 | 0
SDGE | Sycamore Canyon | 230 | 0 | 0 | 0 | 0 |  |  |  |  | 0 | 0 | 0 | 0 | 0 | 0 |  | 0 | 0 | 0 | 0 | 0 |  |  |  | 0 | 0 | 0 | 0 | 0 | 0
SDGE | Sycamore Canyon | 69 | 0 | 0 | 0 | 0 |  |  |  |  | 0 | 0 | 0 | 0 | 0 | 0 |  | 0 | 0 | 0 | 0 | 0 |  |  |  | 0 | 0 | 0 | 0 | 0 | 0
SCE Northern | Sylmar | 230 | 0 | 0 | 0 | 0 |  |  |  |  | 0 | 0 | 0 | 0 | 0 | 0 |  | 0 | 0 | 0 | 0 | 0 |  |  |  | 0 | 0 | 0 | 0 | 0 | 0
PG&E NGBA | Table Mountain | 115 | 0 | 0 | 0 | 0 |  |  |  |  | 0 | 0 | 0 | 0 | 0 | 0 |  | 0 | 0 | 0 | 0 | 0 |  |  |  | 0 | 0 | 0 | 0 | 0 | 0
PG&E NGBA | Table Mountain | 230 | 0 | 0 | 0 | 0 |  |  |  |  | 0 | 0 | 0 | 0 | 0 | 0 |  | 0 | 0 | 0 | 0 | 0 |  |  |  | 0 | 0 | 0 | 0 | 0 | 0
PG&E NGBA | Table Mountain | 500 | 0 | 0 | 0 | 0 |  |  |  |  | 0 | 0 | 0 | 0 | 0 | 0 |  | 0 | 0 | 0 | 0 | 0 |  |  |  | 0 | 0 | 0 | 0 | 0 | 0
PG&E NGBA | Table Mountain | 60 | 0 | 0 | 0 | 0 |  |  |  |  | 0 | 0 | 0 | 0 | 0 | 0 |  | 0 | 0 | 0 | 0 | 0 |  |  |  | 0 | 0 | 0 | 0 | 0 | 0
PG&E KERN | Taft | 115 | 0 | 0 | 0 | 0 |  |  |  |  | 0 | 0 | 0 | 0 | 0 | 0 |  | 0 | 0 | 0 | 0 | 0 |  |  |  | 0 | 0 | 0 | 0 | 0 | 0
SDGE | Talega | 138 | 0 | 0 | 0 | 0 |  |  |  |  | 0 | 0 | 0 | 0 | 0 | 0 |  | 0 | 0 | 0 | 0 | 0 |  |  |  | 0 | 0 | 0 | 0 | 0 | 0
SDGE | Talega | 230 | 0 | 0 | 0 | 0 |  |  |  |  | 0 | 0 | 0 | 0 | 0 | 0 |  | 0 | 0 | 0 | 0 | 0 |  |  |  | 0 | 0 | 0 | 0 | 0 | 0
PG&E GBA | Tassajara | 230 | 0 | 0 | 0 | 0 |  |  |  |  | 0 | 0 | 0 | 0 | 0 | 0 |  | 0 | 0 | 0 | 0 | 0 |  |  |  | 0 | 0 | 0 | 0 | 0 | 0
PG&E KERN | Tejon | 70 | 0 | 0 | 0 | 0 |  |  |  |  | 0 | 0 | 0 | 0 | 0 | 0 |  | 0 | 0 | 0 | 0 | 0 |  |  |  | 0 | 0 | 0 | 0 | 0 | 0
SDGE | Telegraph Canyon | 138 | 0 | 0 | 0 | 0 |  |  |  |  | 0 | 0 | 0 | 0 | 0 | 0 |  | 0 | 0 | 0 | 0 | 0 |  |  |  | 0 | 0 | 0 | 0 | 0 | 0
PG&E KERN | Temblor | 115 | 0 | 0 | 0 | 0 |  |  |  |  | 0 | 0 | 0 | 0 | 0 | 0 |  | 0 | 0 | 0 | 0 | 0 |  |  |  | 0 | 0 | 0 | 0 | 0 | 0
PG&E KERN | Templeton | 230 | 0 | 0 | 0 | 0 |  |  |  |  | 0 | 0 | 0 | 0 | 0 | 0 |  | 0 | 0 | 0 | 0 | 0 |  |  |  | 0 | 0 | 0 | 0 | 0 | 0
PG&E KERN | Templeton | 70 | 0 | 0 | 0 | 0 |  |  |  |  | 0 | 0 | 0 | 0 | 0 | 0 |  | 0 | 0 | 0 | 0 | 0 |  |  |  | 0 | 0 | 0 | 0 | 0 | 0
PG&E GBA | Tesla | 115 | 0 | 0 | 0 | 0 |  |  |  |  | 0 | 0 | 0 | 0 | 0 | 0 |  | 0 | 0 | 0 | 0 | 0 |  |  |  | 0 | 0 | 0 | 0 | 0 | 0
PG&E GBA | Tesla | 230 | 0 | 0 | 0 | 0 |  |  |  |  | 0 | 0 | 0 | 400 | 0 | 0 |  | 0 | 0 | 0 | 0 | 0 |  |  |  | 0 | 0 | 0 | 0 | 0 | 0
PG&E GBA | Tesla | 500 | 0 | 0 | 0 | 0 |  |  |  |  | 0 | 0 | 0 | 0 | 0 | 0 |  | 0 | 0 | 0 | 0 | 0 |  |  |  | 0 | 0 | 0 | 0 | 0 | 0
PG&E KERN | Tevis | 115 | 0 | 0 | 0 | 0 |  |  |  |  | 0 | 0 | 0 | 0 | 0 | 0 |  | 0 | 0 | 0 | 0 | 0 |  |  |  | 0 | 0 | 0 | 0 | 0 | 0
SCE EOP | Thousandaire | 138 | 0 | 0 | 0 | 0 |  |  |  |  | 0 | 0 | 0 | 0 | 0 | 0 |  | 0 | 0 | 0 | 0 | 0 |  |  |  | 0 | 0 | 0 | 0 | 0 | 0
PG&E KERN | Topaz | 230 | 0 | 0 | 0 | 0 |  |  |  |  | 0 | 0 | 0 | 0 | 0 | 0 |  | 0 | 0 | 0 | 0 | 0 |  |  |  | 0 | 0 | 0 | 0 | 0 | 0
SCE NOL | Tortilla | 115 | 0 | 0 | 0 | 0 |  |  |  |  | 0 | 0 | 0 | 0 | 0 | 0 |  | 0 | 0 | 0 | 0 | 0 |  |  |  | 0 | 0 | 0 | 0 | 0 | 0
SDGE | Trabuco | 138 | 0 | 0 | 0 | 0 |  |  |  |  | 0 | 0 | 0 | 0 | 0 | 0 |  | 0 | 0 | 0 | 0 | 0 |  |  |  | 0 | 0 | 0 | 0 | 0 | 0
PG&E GBA | Tracy | 115 | 0 | 0 | 0 | 0 |  |  |  |  | 0 | 0 | 0 | 0 | 0 | 0 |  | 0 | 0 | 0 | 0 | 0 |  |  |  | 0 | 0 | 0 | 0 | 0 | 0
PG&E FRESNO | Tranquility | 230 | 0 | 0 | 0 | 0 |  |  |  |  | 0 | 200 | 0 | 40 | 0 | 0 |  | 0 | 0 | 0 | 0 | 0 |  |  |  | 0 | 0 | 0 | 0 | 0 | 0
PG&E GBA | Trimble | 115 | 0 | 0 | 0 | 0 |  |  |  |  | 0 | 0 | 0 | 0 | 0 | 0 |  | 0 | 0 | 0 | 0 | 0 |  |  |  | 0 | 0 | 0 | 0 | 0 | 0
SCE EOP | Trout Canyon | 230 | 0 | 0 | 0 | 0 |  |  |  |  | 0 | 0 | 0 | 0 | 0 | 0 |  | 0 | 0 | 0 | 0 | 0 |  |  |  | 0 | 0 | 0 | 15 | 0 | 0
SCE EOP | Trout Canyon | 500 | 0 | 0 | 0 | 0 |  |  |  |  | 0 | 0 | 0 | 0 | 0 | 0 |  | 0 | 0 | 0 | 0 | 0 |  |  |  | 0 | 0 | 0 | 0 | 0 | 0
PG&E NGBA | Tulucay | 230 | 0 | 0 | 0 | 0 |  |  |  |  | 0 | 0 | 0 | 0 | 0 | 0 |  | 0 | 0 | 0 | 0 | 0 |  |  |  | 0 | 0 | 0 | 0 | 0 | 0
PG&E NGBA | Tulucay | 60 | 0 | 0 | 0 | 0 |  |  |  |  | 0 | 0 | 0 | 0 | 0 | 0 |  | 0 | 0 | 0 | 0 | 0 |  |  |  | 0 | 0 | 0 | 0 | 0 | 0
PG&E KERN | Tupman | 115 | 0 | 0 | 0 | 0 |  |  |  |  | 0 | 0 | 0 | 0 | 0 | 0 |  | 0 | 0 | 0 | 0 | 0 |  |  |  | 0 | 0 | 0 | 0 | 0 | 0
PG&E NGBA | Ukiah | 115 | 0 | 0 | 0 | 0 |  |  |  |  | 0 | 0 | 0 | 0 | 0 | 0 |  | 0 | 0 | 0 | 0 | 0 |  |  |  | 0 | 0 | 0 | 0 | 0 | 0
PG&E KERN | Union (Estrella) | 70 | 0 | 0 | 0 | 0 |  |  |  |  | 0 | 0 | 0 | 0 | 0 | 0 |  | 0 | 0 | 0 | 0 | 0 |  |  |  | 0 | 0 | 0 | 0 | 0 | 0
PG&E NGBA | Vaca Dixon | 115 | 0 | 0 | 0 | 0 |  |  |  |  | 0 | 0 | 0 | 0 | 0 | 0 |  | 0 | 0 | 0 | 0 | 0 |  |  |  | 0 | 0 | 0 | 0 | 0 | 0
PG&E NGBA | Vaca Dixon | 230 | 0 | 0 | 0 | 0 |  |  |  |  | 0 | 0 | 0 | 300 | 0 | 0 |  | 0 | 0 | 0 | 0 | 0 |  |  |  | 0 | 0 | 0 | 0 | 0 | 0
PG&E NGBA | Vaca Dixon | 500 | 0 | 0 | 0 | 0 |  |  |  |  | 0 | 0 | 0 | 0 | 0 | 0 |  | 0 | 0 | 0 | 0 | 0 |  |  |  | 0 | 0 | 0 | 0 | 0 | 0
PG&E NGBA | Vaca Dixon | 60 | 0 | 0 | 0 | 0 |  |  |  |  | 0 | 0 | 0 | 0 | 0 | 0 |  | 0 | 0 | 0 | 0 | 0 |  |  |  | 0 | 0 | 0 | 0 | 0 | 0
SCE Eastern | Valley (SCE) | 500 | 0 | 0 | 0 | 0 |  |  |  |  | 0 | 0 | 0 | 0 | 0 | 0 |  | 0 | 0 | 0 | 0 | 0 |  |  |  | 0 | 0 | 0 | 0 | 0 | 0
SCE EOP | Valley (VEA) | 138 | 0 | 0 | 0 | 0 |  |  |  |  | 0 | 0 | 0 | 0 | 0 | 0 |  | 0 | 0 | 0 | 0 | 0 |  |  |  | 0 | 0 | 0 | 0 | 0 | 0
SDGE | Valley Center | 69 | 0 | 0 | 0 | 0 |  |  |  |  | 0 | 0 | 0 | 0 | 0 | 0 |  | 0 | 0 | 0 | 0 | 0 |  |  |  | 0 | 0 | 0 | 0 | 0 | 0
PG&E GBA | Valley Home | 115 | 0 | 0 | 0 | 0 |  |  |  |  | 0 | 0 | 0 | 0 | 0 | 0 |  | 0 | 0 | 0 | 0 | 0 |  |  |  | 0 | 0 | 0 | 0 | 0 | 0
PG&E GBA | Valley Springs | 230 | 0 | 0 | 0 | 0 |  |  |  |  | 0 | 0 | 0 | 0 | 0 | 0 |  | 0 | 0 | 0 | 0 | 0 |  |  |  | 0 | 0 | 0 | 0 | 0 | 0
PG&E GBA | Valley Springs | 60 | 0 | 0 | 0 | 0 |  |  |  |  | 0 | 0 | 0 | 0 | 0 | 0 |  | 0 | 0 | 0 | 0 | 0 |  |  |  | 0 | 0 | 0 | 0 | 0 | 0
SCE EOP | Valley Switch | 138 | 0 | 0 | 0 | 0 |  |  |  |  | 0 | 0 | 0 | 0 | 0 | 0 |  | 0 | 0 | 0 | 0 | 0 |  |  |  | 0 | 0 | 0 | 0 | 0 | 0
SCE EOP | Valley Switch | 230 | 0 | 0 | 0 | 0 |  |  |  |  | 0 | 0 | 0 | 0 | 0 | 0 |  | 0 | 0 | 0 | 0 | 0 |  |  |  | 0 | 0 | 0 | 0 | 0 | 0
PG&E GBA | Vasco | 230 | 0 | 0 | 0 | 0 |  |  |  |  | 0 | 0 | 0 | 0 | 0 | 0 |  | 0 | 0 | 0 | 0 | 0 |  |  |  | 0 | 0 | 0 | 0 | 0 | 0
PG&E GBA | Vasona | 230 | 0 | 0 | 0 | 0 |  |  |  |  | 0 | 0 | 0 | 0 | 0 | 0 |  | 0 | 0 | 0 | 0 | 0 |  |  |  | 0 | 0 | 0 | 0 | 0 | 0
SCE Northern | Vestal | 230 | 0 | 0 | 0 | 0 |  |  |  |  | 0 | 300 | 0 | 180 | 0 | 0 |  | 0 | 0 | 0 | 0 | 0 |  |  |  | 0 | 0 | 0 | 0 | 0 | 0
SCE Northern | Vestal | 66 | 0 | 0 | 0 | 0 |  |  |  |  | 0 | 0 | 0 | 0 | 0 | 0 |  | 0 | 0 | 0 | 0 | 0 |  |  |  | 0 | 0 | 0 | 0 | 0 | 0
SCE NOL | Victor | 115 | 0 | 0 | 0 | 0 |  |  |  |  | 0 | 0 | 0 | 0 | 0 | 0 |  | 0 | 0 | 0 | 0 | 0 |  |  |  | 0 | 0 | 0 | 0 | 0 | 0
SCE NOL | Victor | 230 | 0 | 0 | 0 | 0 |  |  |  |  | 0 | 0 | 0 | 0 | 0 | 0 |  | 0 | 0 | 0 | 0 | 0 |  |  |  | 0 | 0 | 0 | 0 | 0 | 0
SCE Metro | Viejo | 230 | 0 | 0 | 0 | 0 |  |  |  |  | 0 | 0 | 0 | 0 | 0 | 0 |  | 0 | 0 | 0 | 0 | 0 |  |  |  | 0 | 0 | 0 | 0 | 0 | 0
PG&E GBA | Vierra | 115 | 0 | 0 | 0 | 0 |  |  |  |  | 0 | 0 | 0 | 0 | 0 | 0 |  | 0 | 0 | 0 | 0 | 0 |  |  |  | 0 | 0 | 0 | 0 | 0 | 0
SCE Metro | Villa Park | 230 | 0 | 0 | 0 | 0 |  |  |  |  | 0 | 0 | 0 | 0 | 0 | 0 |  | 0 | 0 | 0 | 0 | 0 |  |  |  | 0 | 0 | 0 | 0 | 0 | 0
SCE Northern | Vincent | 230 | 0 | 0 | 0 | 0 |  |  |  |  | 0 | 0 | 0 | 0 | 0 | 0 |  | 0 | 0 | 0 | 0 | 0 |  |  |  | 0 | 0 | 0 | 0 | 0 | 0
SCE Northern | Vincent | 500 | 0 | 0 | 0 | 0 |  |  |  |  | 0 | 0 | 0 | 0 | 0 | 0 |  | 0 | 0 | 0 | 0 | 0 |  |  |  | 0 | 0 | 0 | 0 | 0 | 0
PG&E GBA | Vineyard | 230 | 0 | 0 | 0 | 0 |  |  |  |  | 0 | 0 | 0 | 0 | 0 | 0 |  | 0 | 0 | 0 | 0 | 0 |  |  |  | 0 | 0 | 0 | 0 | 0 | 0
SDGE | Vineyard | 69 | 0 | 0 | 0 | 0 |  |  |  |  | 0 | 0 | 0 | 0 | 0 | 0 |  | 0 | 0 | 0 | 0 | 0 |  |  |  | 0 | 0 | 0 | 0 | 0 | 0
SCE Eastern | Vista (SCE) | 230 | 0 | 0 | 0 | 0 |  |  |  |  | 0 | 0 | 0 | 0 | 0 | 0 |  | 0 | 2.6 | 0 | 0 | 0 |  |  |  | 0 | 0 | 0 | 0 | 0 | 0
SCE EOP | Vista (VEA) | 138 | 0 | 0 | 0 | 0 |  |  |  |  | 0 | 0 | 0 | 0 | 0 | 0 |  | 0 | 0 | 0 | 0 | 0 |  |  |  | 0 | 0 | 0 | 0 | 0 | 0
SCE EOP | Vista (VEA) | 230 | 0 | 0 | 0 | 0 |  |  |  |  | 0 | 0 | 0 | 0 | 0 | 0 |  | 0 | 0 | 0 | 0 | 0 |  |  |  | 0 | 0 | 0 | 0 | 0 | 0
PG&E FRESNO | Wahtoke | 115 | 0 | 0 | 0 | 0 |  |  |  |  | 0 | 0 | 0 | 0 | 0 | 0 |  | 0 | 0 | 0 | 0 | 0 |  |  |  | 0 | 0 | 0 | 0 | 0 | 0
SCE Northern | Wakefield | 66 | 0 | 0 | 0 | 0 |  |  |  |  | 0 | 0 | 0 | 15 | 0 | 0 |  | 0 | 0 | 0 | 0 | 0 |  |  |  | 0 | 0 | 0 | 0 | 0 | 0
SCE Metro | Walnut | 230 | 0 | 0 | 0 | 0 |  |  |  |  | 0 | 0 | 0 | 0 | 0 | 0 |  | 0 | 0 | 0 | 0 | 0 |  |  |  | 0 | 0 | 0 | 0 | 0 | 0
SCE Northern | Warne | 230 | 0 | 0 | 0 | 0 |  |  |  |  | 0 | 0 | 0 | 0 | 0 | 0 |  | 0 | 0 | 0 | 0 | 0 |  |  |  | 0 | 0 | 0 | 0 | 0 | 0
PG&E GBA | Warnerville | 230 | 0 | 0 | 0 | 0 |  |  |  |  | 0 | 0 | 0 | 0 | 0 | 0 |  | 0 | 0 | 0 | 0 | 0 |  |  |  | 0 | 0 | 0 | 0 | 0 | 0
PG&E FRESNO | Waukena | 115 | 0 | 0 | 0 | 0 |  |  |  |  | 0 | 0 | 0 | 0 | 0 | 0 |  | 0 | 0 | 0 | 0 | 0 |  |  |  | 0 | 0 | 0 | 0 | 0 | 0
PG&E GBA | Weber | 230 | 0 | 0 | 0 | 0 |  |  |  |  | 0 | 0 | 0 | 0 | 0 | 0 |  | 0 | 0 | 0 | 0 | 0 |  |  |  | 0 | 0 | 0 | 0 | 0 | 0
PG&E GBA | Weber | 60 | 0 | 0 | 0 | 0 |  |  |  |  | 0 | 0 | 0 | 0 | 0 | 0 |  | 0 | 0 | 0 | 0 | 0 |  |  |  | 0 | 0 | 0 | 0 | 0 | 0
PG&E FRESNO | West Fresno | 115 | 0 | 0 | 0 | 0 |  |  |  |  | 0 | 0 | 0 | 0 | 0 | 0 |  | 0 | 0 | 0 | 0 | 0 |  |  |  | 0 | 0 | 0 | 0 | 0 | 0
PG&E FRESNO | Westley | 230 | 0 | 0 | 0 | 0 |  |  |  |  | 0 | 0 | 0 | 0 | 0 | 0 |  | 0 | 0 | 0 | 0 | 0 |  |  |  | 0 | 0 | 0 | 0 | 0 | 0
PG&E KERN | Westpark | 115 | 0 | 0 | 0 | 0 |  |  |  |  | 0 | 0 | 0 | 0 | 0 | 0 |  | 0 | 0 | 0 | 0 | 0 |  |  |  | 0 | 0 | 0 | 0 | 0 | 0
PG&E KERN | Wheeler Ridge | 230 | 0 | 0 | 0 | 0 |  |  |  |  | 0 | 0 | 0 | 0 | 0 | 0 |  | 0 | 0 | 0 | 0 | 0 |  |  |  | 0 | 0 | 0 | 0 | 0 | 0
PG&E KERN | Wheeler Ridge | 115 | 0 | 0 | 0 | 0 |  |  |  |  | 0 | 0 | 0 | 0 | 0 | 0 |  | 0 | 0 | 0 | 0 | 0 |  |  |  | 0 | 0 | 0 | 0 | 0 | 0
PG&E KERN | Wheeler Ridge | 70 | 0 | 0 | 0 | 0 |  |  |  |  | 0 | 100 | 0 | 0 | 0 | 0 |  | 0 | 0 | 0 | 0 | 0 |  |  |  | 0 | 0 | 0 | 0 | 0 | 0
SCE Northern | Whirlwind | 230 | 0 | 0 | 0 | 0 |  |  |  |  | 0 | 0 | 0 | 0 | 69 | 0 |  | 0 | 0 | 0 | 0 | 0 |  |  |  | 0 | 174 | 0 | 0 | 0 | 0
SCE Northern | Whirlwind | 500 | 0 | 0 | 0 | 0 |  |  |  |  | 0 | 0 | 0 | 0 | 0 | 0 |  | 0 | 0 | 0 | 0 | 0 |  |  |  | 0 | 0 | 0 | 0 | 0 | 0
PG&E GBA | Whisman | 115 | 0 | 0 | 0 | 0 |  |  |  |  | 0 | 0 | 0 | 0 | 0 | 0 |  | 0 | 0 | 0 | 0 | 0 |  |  |  | 0 | 0 | 0 | 0 | 0 | 0
SCE Eastern | Wildlife | 230 | 0 | 0 | 0 | 0 |  |  |  |  | 0 | 0 | 0 | 0 | 0 | 0 |  | 0 | 0 | 0 | 0 | 0 |  |  |  | 0 | 0 | 0 | 0 | 0 | 0
PG&E FRESNO | Wilson | 115 | 0 | 0 | 0 | 0 |  |  |  |  | 0 | 0 | 0 | 0 | 0 | 0 |  | 0 | 0 | 0 | 0 | 0 |  |  |  | 0 | 0 | 0 | 0 | 0 | 0
PG&E FRESNO | Wilson | 230 | 0 | 0 | 0 | 0 |  |  |  |  | 0 | 0 | 0 | 0 | 0 | 0 |  | 0 | 0 | 0 | 0 | 0 |  |  |  | 0 | 0 | 0 | 0 | 0 | 0
SCE Northern | Windhub | 230 | 0 | 0 | 0 | 0 |  |  |  |  | 0 | 0 | 0 | 0 | 0 | 0 |  | 0 | 0 | 0 | 0 | 0 |  |  |  | 0 | 0 | 0 | 0 | 0 | 0
SCE Northern | Windhub | 500 | 0 | 0 | 0 | 0 |  |  |  |  | 0 | 0 | 0 | 0 | 0 | 0 |  | 0 | 0 | 0 | 0 | 0 |  |  |  | 0 | 0 | 0 | 0 | 0 | 0
PG&E GBA | Windmaster | 230 | 0 | 0 | 0 | 0 |  |  |  |  | 0 | 0 | 0 | 0 | 0 | 0 |  | 0 | 0 | 0 | 0 | 0 |  |  |  | 0 | 0 | 0 | 0 | 0 | 0
PG&E NGBA | Windsor | 60 | 0 | 0 | 0 | 0 |  |  |  |  | 0 | 0 | 0 | 0 | 0 | 0 |  | 0 | 0 | 0 | 0 | 0 |  |  |  | 0 | 0 | 0 | 0 | 0 | 0
PG&E NGBA | Woodland | 115 | 0 | 0 | 0 | 0 |  |  |  |  | 0 | 0 | 0 | 0 | 0 | 0 |  | 0 | 0 | 0 | 0 | 0 |  |  |  | 0 | 0 | 0 | 0 | 0 | 0
PG&E FRESNO | Woodward | 115 | 0 | 0 | 0 | 0 |  |  |  |  | 0 | 0 | 0 | 0 | 0 | 0 |  | 0 | 0 | 0 | 0 | 0 |  |  |  | 0 | 0 | 0 | 0 | 0 | 0
PG&E NGBA | Wyandotte | 115 | 0 | 0 | 0 | 0 |  |  |  |  | 0 | 0 | 0 | 0 | 0 | 0 |  | 0 | 0 | 0 | 0 | 0 |  |  |  | 0 | 0 | 0 | 0 | 0 | 0

## Interconnection_Criteria_README
2. Substation level interconnection viability
Criteria Purpose | Mapped candidate resources should fall within a viable distance of transmission, from economic, land-use, and environmental perspectives and be able to interconnect to transmission of an appropriate voltage in a viable and cost-effective manner.
Application of Criteria | Staff have only implemented the Distance to interconnection point and Interconnection voltage criteria analysis, currently. Staff will be working with CAISO and PTO staff to assess additional interconnection feasibility information for key substations with significant amounts of mapped resources, including fault duty limits, availability of interconnection bays, ability/options/limitations for substation expansion.
Criteria Alignment levels for Distance to interconnection |  |  |  |  | Criteria Alignment MW amount of Resources per substation voltage level. For high voltage sub, lower limit is per resources (e.g. 50 MW of wind) while upper limit is for total interconnection to bus (e.g. 50 MW, 400 MW solar, 200 MW storage)
| Wind &Geothermal |  | Solar
Level | < 200 MW | 200 MW or more | < 400 MW | 400 MW or more | Level | Less than 100 kV | 100 - 200 kV | 230 or 345 kV | 500 kV
1 | <10 mi | <10 mi | <5 mi | <10 mi | 1 | - | <50 MW | >200 MW & <1,500 MW | >400 MW & <2,000 MW
2 | <15 mi | <20 mi | <10 mi | <15 mi | 2 | - | <100 MW | >50 MW & <2,000 MW | >200 MW & <3,000 MW
3 | <20 mi | <30 mi | <15 mi | <20 mi | 3 | <50 MW | <200 MW | >50 MW & <3,000 MW | >200 MW & <4,000 MW
4 | <30 mi | >30 mi | <20 mi | <30 mi | 4 | <100 MW | <400 MW | >3,000 MW | <200 MW or >4,000 MW
5 | >30 mi | - | >20 mi | >30 mi | 5 | >100 MW | >400 MW | <50 MW | <100 MW
Tabs for Analysis
TxDistance_Summary_byArea |  |  | Summary of final mapping results for solar, wind, and geothermal by RESOVLE resource area and distance to interconnection
Distance_to_Tx |  |  | Calculates alignment with Distance to transmission for mapped solar, wind, and geothermal resources.
Voltage_Ix |  |  | Calculates Interconnection voltage alignment for mapped solar, wind, and battery.

## TxDistance_Summary_byArea
|  | 5 | 10 | 15 | 20 | 1 | 2 | 3 | 4
| Interconnection Distance Criteria | Maximum Distance from Substation |  |  |  | Criteria Alignment Flag
| Solar Generic MWs Mapped (2040( | 5 mi | 10 mi | 15 mi | 20 mi | 1 | 2 | 3 | 4
PG&E NGBA | PG&E North of Greater Bay Study Area | 0 | 1259.5 | 0 | 0 | 735 | 524.5 | 0 | 0
PG&E GBA | PG&E Greater Bay Study Area | 0 | 650 | 0 | 0 | 400 | 250 | 0 | 0
PG&E FRESNO | PG&E Fresno Study Area | 0 | 3177 | 5395 | 0 | 2100 | 6472 | 0 | 0
PG&E KERN | PG&E Kern Study Area | 0 | 2122 | 2834 | 0 | 700 | 3871 | 385 | 0
SCE Northern | SCE Northern Area | 0 | 1700 | 2489.5 | 0 | 500 | 3689.5 | 0 | 0
SCE Metro | SCE Metro Study Area | 0 | 0 | 0 | 0 | 0 | 0 | 0 | 0
SCE NOL | SCE North of Lugo Study Area | 0 | 1170 | 450 | 0 | 689 | 931 | 0 | 0
EOP | East of Pisgah Study Area | 600 | 3800 | 1636 | 0 | 3900 | 2136 | 0 | 0
SCE Eastern | SCE Eastern Study Area | 0 | 2680 | 1400 | 0 | 2400 | 1680 | 0 | 0
SDGE | SDG&E Study Area | 1287 | 60 | 1350 | 0 | 1287 | 1410 | 0 | 0
| Total Generic | 1887 | 16618.5 | 15554.5 | 0 | 12711 | 20964 | 385 | 0
|  | 10 | 15 | 20 | 30
| Interconnection Distance Criteria | Maximum Distance from Substation |  |  |  | Criteria Alignment Flag
| In-CAISO Wind Generic MWs Mapped (2040) | 10 mi | 15 mi | 20 mi | 30 mi | 1 | 2 | 3 | 4
PG&E NGBA | PG&E North of Greater Bay Study Area | 0 | 1802.7 | 0 | 0 | 0 | 1802.7 | 0 | 0
PG&E GBA | PG&E Greater Bay Study Area | 0 | 922.75 | 0 | 0 | 300 | 622.75 | 0 | 0
PG&E FRESNO | PG&E Fresno Study Area | 0 | 390 | 110 | 0 | 0 | 500 | 0 | 0
PG&E KERN | PG&E Kern Study Area | 0 | 113.07 | 0 | 0 | 0 | 113.07 | 0 | 0
SCE Northern | SCE Northern Area | 0 | 500 | 174 | 0 | 300 | 374 | 0 | 0
SCE Metro | SCE Metro Study Area | 0 | 0 | 0 | 0 | 0 | 0 | 0 | 0
SCE NOL | SCE North of Lugo Study Area | 0 | 362.18 | 0 | 0 | 0 | 362.18 | 0 | 0
EOP | East of Pisgah Study Area | 0 | 1228.5 | 0 | 0 | 918.5 | 310 | 0 | 0
SCE Eastern | SCE Eastern Study Area | 0 | 267.5 | 0 | 0 | 0 | 267.5 | 0 | 0
SDGE | SDG&E Study Area | 0 | 1815.8 | 0 | 0 | 0 | 1815.8 | 0 | 0
| Total Generic | 0 | 7402.5 | 284 | 0 | 1518.5 | 6168 | 0 | 0
|  | 10 | 15 | 20 | >30
| Interconnection Distance Criteria | Maximum Distance from Substation |  |  |  | Criteria Alignment Flag
| Geothermal Generic MWs Mapped (2040) | 10 mi | 15 mi | 20 mi | >30 mi | 1 | 2 | 3 | 4
PG&E NGBA | PG&E North of Greater Bay Study Area | 0 | 98 | 0 | 0 | 0 | 98 | 0 | 0
PG&E GBA | PG&E Greater Bay Study Area | 0 | 0 | 0 | 0 | 0 | 0 | 0 | 0
PG&E FRESNO | PG&E Fresno Study Area | 0 | 0 | 0 | 0 | 0 | 0 | 0 | 0
PG&E KERN | PG&E Kern Study Area | 0 | 0 | 0 | 0 | 0 | 0 | 0 | 0
SCE Northern | SCE Northern Area | 0 | 0 | 0 | 0 | 0 | 0 | 0 | 0
SCE Metro | SCE Metro Study Area | 0 | 23 | 0 | 0 | 0 | 23 | 0 | 0
SCE NOL | SCE North of Lugo Study Area | 0 | 0 | 0 | 0 | 0 | 0 | 0 | 0
EOP | East of Pisgah Study Area | 0 | 517.3 | 0 | 0 | 400 | 117.3 | 0 | 0
SCE Eastern | SCE Eastern Study Area | 0 | 500 | 0 | 0 | 0 | 500 | 0 | 0
SDGE | SDG&E Study Area | 0 | 0 | 100 | 0 | 0 | 100 | 0 | 0
| Total Generic | 0 | 1138.3 | 100 | 0 | 400 | 838.3 | 0 | 0

## Distance_to_Tx
Distance to interconnection analysis for onshore wind, solar, and geothermal resources mapped to in-CAISO substations in both the 2034 and 2039 mapped portfolios.
|  |  | 2035 - Mapped Generic Resources | [13 empty] | 2040 - Mapped Generic Resources | [13 empty] | Criteria Flags Table
|  |  | Wind | Wind | Onshore Wind | Solar | Solar | Solar | Geothermal | Has | Wind Distance | Wind | Solar Distance | Solar | Geothermal Distance | Geothermal Flag | Wind | Wind | Onshore Wind | Solar | Solar | Solar | Geothermal | Has | Wind Distance | Wind | Solar Distance | Solar | Geothermal Distance | Geothermal Flag | Flag | Wind &Geothermal |  | Solar
CAISO Study Area | Substation | Voltage | FCDS | EODS | Total | FCDS | EODS | Total | FCDS | Res | < miles | Flag | < miles | Flag | < miles | Flag | FCDS | EODS | Total | FCDS | EODS | Total | FCDS | Res | < miles | Flag | < miles | Flag | < miles | Flag |  | < 200MW | 200 or more | < 400 MW | 400 or more
PG&E KERN | 7th Standard | 115 | 0 | 0 | 0 | 0 | 0 | 0 | 0 | 0 | 0 | 1 | 10 | 2 |  |  | 0 | 0 | 0 | 0 | 0 | 0 | 0 | 0 | 0 | 1 | 10 | 2 |  |  | 1 | <10 mi | <10 mi | <5 | <10
SCE Metro | Alamitos | 230 | 0 | 0 | 0 | 0 | 0 | 0 | 0 | 0 | 0 | 1 | 10 | 2 |  |  | 0 | 0 | 0 | 0 | 0 | 0 | 0 | 0 | 0 | 1 | 10 | 2 |  |  | 2 | <15 | <20 | <10 | <15
SCE Eastern | Alberhill | 115 | 0 | 0 | 0 | 0 | 0 | 0 | 0 | 0 | 0 | 1 | 10 | 2 |  |  | 0 | 0 | 0 | 0 | 0 | 0 | 0 | 0 | 0 | 1 | 10 | 2 |  |  | 3 | <20 | <30 | <15 | <20
SCE Eastern | Alberhill | 500 | 0 | 0 | 0 | 0 | 0 | 0 | 0 | 0 | 0 | 1 | 10 | 2 |  |  | 0 | 0 | 0 | 0 | 0 | 0 | 0 | 0 | 0 | 1 | 10 | 2 |  |  | 4 | <30 | >30 | <20 | <30
PG&E GBA | Alhambra | 115 | 0 | 0 | 0 | 0 | 0 | 0 | 0 | 0 | 0 | 1 | 10 | 2 |  |  | 0 | 0 | 0 | 0 | 0 | 0 | 0 | 0 | 0 | 1 | 10 | 2 |  |  | 5 | >30 | 0 | >20 | >30
PG&E FRESNO | Alpaugh | 115 | 0 | 0 | 0 | 0 | 0 | 0 | 0 | 0 | 10 | 1 | 10 | 2 |  |  | 0 | 0 | 0 | 0 | 0 | 0 | 0 | 0 | 10 | 1 | 10 | 2
SDGE | Alpine | 69 | 0 | 0 | 0 | 0 | 0 | 0 | 0 | 0 | 0 | 1 | 10 | 2 |  |  | 0 | 0 | 0 | 0 | 0 | 0 | 0 | 0 | 0 | 1 | 10 | 2
PG&E GBA | Altamont Midway (Sandhill) | 230 | 5 | 0 | 5 | 0 | 0 | 0 | 0 | 1 | 10 | 1 | 10 | 2 |  |  | 5 | 0 | 5 | 0 | 0 | 0 | 0 | 1 | 10 | 1 | 10 | 2
SCE Northern | Antelope | 66 | 0 | 0 | 0 | 0 | 0 | 0 | 0 | 0 | 0 | 1 | 10 | 2 |  |  | 0 | 0 | 0 | 0 | 0 | 0 | 0 | 0 | 0 | 1 | 10 | 2
SCE Northern | Antelope | 230 | 200 | 0 | 200 | 0 | 0 | 0 | 0 | 1 | 10 | 1 | 10 | 2 |  |  | 200 | 0 | 200 | 0 | 150 | 150 | 0 | 1 | 10 | 1 | 10 | 2
SCE Northern | Antelope | 500 | 0 | 0 | 0 | 0 | 0 | 0 | 0 | 0 | 0 | 1 | 10 | 2 |  |  | 0 | 0 | 0 | 0 | 0 | 0 | 0 | 0 | 0 | 1 | 10 | 2
PG&E NGBA | Arcata | 60 | 0 | 0 | 0 | 0 | 0 | 0 | 0 | 0 | 0 | 1 | 10 | 2 |  |  | 0 | 0 | 0 | 0 | 0 | 0 | 0 | 0 | 0 | 1 | 10 | 2
PG&E KERN | Arco | 230 | 0 | 0 | 0 | 125 | 374 | 499 | 0 | 1 | 0 | 1 | 10 | 1 |  |  | 0 | 0 | 0 | 325 | 674 | 999 | 0 | 1 | 0 | 1 | 15 | 2
PG&E KERN | Arco | 70 | 0 | 0 | 0 | 0 | 0 | 0 | 0 | 0 | 0 | 1 | 10 | 2 |  |  | 0 | 0 | 0 | 0 | 0 | 0 | 0 | 0 | 0 | 1 | 10 | 2
SCE Metro | ArcoGen | 230 | 0 | 0 | 0 | 0 | 0 | 0 | 0 | 0 | 0 | 1 | 10 | 2 |  |  | 0 | 0 | 0 | 0 | 0 | 0 | 0 | 0 | 0 | 1 | 10 | 2
SDGE | Artesian | 230 | 0 | 0 | 0 | 0 | 0 | 0 | 0 | 0 | 0 | 1 | 10 | 2 |  |  | 0 | 0 | 0 | 0 | 0 | 0 | 0 | 0 | 0 | 1 | 10 | 2
SDGE | Artesian | 69 | 0 | 0 | 0 | 0 | 0 | 0 | 0 | 0 | 0 | 1 | 10 | 2 |  |  | 0 | 0 | 0 | 0 | 0 | 0 | 0 | 0 | 0 | 1 | 10 | 2
PG&E FRESNO | Ashlan | 230 | 0 | 0 | 0 | 0 | 0 | 0 | 0 | 0 | 0 | 1 | 10 | 2 |  |  | 0 | 0 | 0 | 0 | 0 | 0 | 0 | 0 | 0 | 1 | 10 | 2
PG&E NGBA | Atlantic | 115 | 0 | 0 | 0 | 0 | 0 | 0 | 0 | 0 | 0 | 1 | 10 | 2 |  |  | 0 | 0 | 0 | 0 | 0 | 0 | 0 | 0 | 0 | 1 | 10 | 2
PG&E NGBA | Atlantic | 230 | 0 | 0 | 0 | 0 | 0 | 0 | 0 | 0 | 0 | 1 | 10 | 2 |  |  | 0 | 0 | 0 | 0 | 0 | 0 | 0 | 0 | 0 | 1 | 10 | 2
PG&E NGBA | Atlantic | 60 | 0 | 0 | 0 | 0 | 0 | 0 | 0 | 0 | 0 | 1 | 10 | 2 |  |  | 0 | 0 | 0 | 0 | 0 | 0 | 0 | 0 | 0 | 1 | 10 | 2
PG&E FRESNO | Atwater | 115 | 0 | 0 | 0 | 0 | 0 | 0 | 0 | 0 | 0 | 1 | 10 | 2 |  |  | 0 | 0 | 0 | 0 | 0 | 0 | 0 | 0 | 0 | 1 | 10 | 2
PG&E GBA | Avena | 115 | 0 | 0 | 0 | 0 | 0 | 0 | 0 | 0 | 0 | 1 | 10 | 2 |  |  | 0 | 0 | 0 | 0 | 0 | 0 | 0 | 0 | 0 | 1 | 10 | 2
SDGE | Avocado | 69 | 0 | 0 | 0 | 0 | 0 | 0 | 0 | 0 | 0 | 1 | 10 | 2 |  |  | 0 | 0 | 0 | 0 | 0 | 0 | 0 | 0 | 0 | 1 | 10 | 2
PG&E NGBA | Bahia | 230 | 0 | 0 | 0 | 0 | 0 | 0 | 0 | 0 | 0 | 1 | 10 | 2 |  |  | 0 | 0 | 0 | 0 | 0 | 0 | 0 | 0 | 0 | 1 | 10 | 2
SCE Northern | Bailey | 230 | 0 | 0 | 0 | 0 | 0 | 0 | 0 | 0 | 0 | 1 | 10 | 2 |  |  | 0 | 0 | 0 | 0 | 0 | 0 | 0 | 0 | 0 | 1 | 10 | 2
SCE NOL | Baker | 115 | 0 | 0 | 0 | 0 | 0 | 0 | 0 | 0 | 0 | 1 | 10 | 2 |  |  | 0 | 0 | 0 | 0 | 0 | 0 | 0 | 0 | 0 | 1 | 10 | 2
PG&E KERN | Bakersfield | 230 | 0 | 0 | 0 | 0 | 0 | 0 | 0 | 0 | 0 | 1 | 10 | 2 |  |  | 0 | 0 | 0 | 0 | 0 | 0 | 0 | 0 | 0 | 1 | 10 | 2
PG&E FRESNO | Balch | 230 | 0 | 0 | 0 | 0 | 0 | 0 | 0 | 0 | 15 | 2 | 10 | 2 |  |  | 0 | 0 | 0 | 0 | 0 | 0 | 0 | 0 | 15 | 2 | 10 | 2
SCE Eastern | Bannister | 230 | 0 | 0 | 0 | 0 | 0 | 0 | 0 | 0 | 0 | 1 | 10 | 2 |  |  | 0 | 0 | 0 | 0 | 0 | 0 | 0 | 0 | 0 | 1 | 10 | 2
SCE Metro | Barre | 230 | 0 | 0 | 0 | 0 | 0 | 0 | 0 | 0 | 0 | 1 | 10 | 2 |  |  | 0 | 0 | 0 | 0 | 0 | 0 | 0 | 0 | 0 | 1 | 10 | 2
SDGE | Bay Boulevard | 69 | 0 | 0 | 0 | 0 | 0 | 0 | 0 | 0 | 0 | 1 | 10 | 2 |  |  | 0 | 0 | 0 | 0 | 0 | 0 | 0 | 0 | 0 | 1 | 10 | 2
SDGE | Bay Boulevard | 230 | 0 | 0 | 0 | 0 | 0 | 0 | 0 | 0 | 0 | 1 | 10 | 2 |  |  | 0 | 0 | 0 | 0 | 0 | 0 | 0 | 0 | 0 | 1 | 10 | 2
EOP | Beatty | 138 | 0 | 0 | 0 | 0 | 0 | 0 | 0 | 0 | 0 | 1 | 10 | 2 |  |  | 0 | 0 | 0 | 0 | 0 | 0 | 0 | 0 | 0 | 1 | 10 | 2
EOP | Beatty | 230 | 0 | 0 | 0 | 0 | 0 | 0 | 400 | 1 | 0 | 1 | 10 | 2 | 80 | 4 | 0 | 0 | 0 | 300 | 500 | 800 | 400 | 1 | 0 | 1 | 10 | 1 | 80 | 4
PG&E NGBA | Belden | 230 | 0 | 0 | 0 | 0 | 0 | 0 | 0 | 0 | 0 | 1 | 10 | 2 |  |  | 0 | 0 | 0 | 0 | 0 | 0 | 0 | 0 | 0 | 1 | 10 | 2
PG&E NGBA | Bell | 115 | 0 | 0 | 0 | 0 | 0 | 0 | 0 | 0 | 0 | 1 | 10 | 2 |  |  | 0 | 0 | 0 | 0 | 0 | 0 | 0 | 0 | 0 | 1 | 10 | 2
PG&E NGBA | Bellevue | 115 | 0 | 0 | 0 | 0 | 0 | 0 | 0 | 0 | 0 | 1 | 10 | 2 |  |  | 0 | 0 | 0 | 0 | 0 | 0 | 0 | 0 | 0 | 1 | 10 | 2
PG&E GBA | Bellota | 115 | 0 | 0 | 0 | 0 | 0 | 0 | 0 | 0 | 15 | 2 | 10 | 2 |  |  | 0 | 0 | 0 | 0 | 0 | 0 | 0 | 0 | 15 | 2 | 10 | 2
PG&E GBA | Bellota | 230 | 0 | 0 | 0 | 0 | 0 | 0 | 0 | 0 | 0 | 1 | 10 | 2 |  |  | 0 | 0 | 0 | 0 | 0 | 0 | 0 | 0 | 0 | 1 | 10 | 2
SCE Northern | Big Creek | 230 | 0 | 0 | 0 | 0 | 0 | 0 | 0 | 0 | 0 | 1 | 10 | 2 |  |  | 0 | 0 | 0 | 0 | 0 | 0 | 0 | 0 | 0 | 1 | 10 | 2
PG&E FRESNO | Biola | 70 | 0 | 0 | 0 | 0 | 0 | 0 | 0 | 0 | 0 | 1 | 10 | 2 |  |  | 0 | 0 | 0 | 0 | 0 | 0 | 0 | 0 | 0 | 1 | 10 | 2
PG&E GBA | Birds Landing | 230 | 144 | 107 | 251 | 0 | 0 | 0 | 0 | 1 | 15 | 2 | 10 | 2 |  |  | 144 | 107 | 251 | 0 | 200 | 200 | 0 | 1 | 15 | 2 | 10 | 2
SCE Northern | Bliss | 66 | 0 | 0 | 0 | 0 | 0 | 0 | 0 | 0 | 0 | 1 | 10 | 2 |  |  | 0 | 0 | 0 | 0 | 0 | 0 | 0 | 0 | 0 | 1 | 10 | 2
SCE Eastern | Blythe | 161 | 0 | 0 | 0 | 0 | 0 | 0 | 0 | 0 | 0 | 1 | 10 | 2 |  |  | 0 | 0 | 0 | 0 | 0 | 0 | 0 | 0 | 0 | 1 | 10 | 2
PG&E NGBA | Bogue | 115 | 0 | 0 | 0 | 0 | 0 | 0 | 0 | 0 | 0 | 1 | 10 | 2 |  |  | 0 | 0 | 0 | 0 | 0 | 0 | 0 | 0 | 0 | 1 | 10 | 2
PG&E FRESNO | Borden | 230 | 0 | 0 | 0 | 0 | 0 | 0 | 0 | 0 | 0 | 1 | 10 | 2 |  |  | 0 | 0 | 0 | 100 | 300 | 400 | 0 | 1 | 0 | 1 | 10 | 1
PG&E FRESNO | Borden | 70 | 0 | 0 | 0 | 0 | 0 | 0 | 0 | 0 | 0 | 1 | 10 | 2 |  |  | 0 | 0 | 0 | 0 | 0 | 0 | 0 | 0 | 0 | 1 | 10 | 2
SDGE | Boulevard East | 138 | 60 | 3.3 | 63.3 | 0 | 0 | 0 | 0 | 1 | 10 | 1 | 10 | 2 |  |  | 60 | 3.3 | 63.3 | 0 | 0 | 0 | 0 | 1 | 10 | 1 | 10 | 2
SDGE | Boulevard East | 69 | 0 | 0 | 0 | 20 | 40 | 60 | 0 | 1 | 0 | 1 | 10 | 2 |  |  | 0 | 0 | 0 | 20 | 40 | 60 | 0 | 1 | 0 | 1 | 10 | 2
PG&E GBA | Brentwood | 230 | 0 | 0 | 0 | 0 | 0 | 0 | 0 | 0 | 0 | 1 | 10 | 2 |  |  | 0 | 0 | 0 | 0 | 0 | 0 | 0 | 0 | 0 | 1 | 10 | 2
PG&E NGBA | Bridgeville | 115 | 0 | 0 | 0 | 0 | 0 | 0 | 0 | 0 | 0 | 1 | 10 | 2 |  |  | 0 | 0 | 0 | 0 | 0 | 0 | 0 | 0 | 0 | 1 | 10 | 2
PG&E NGBA | Brighton | 115 | 0 | 0 | 0 | 0 | 0 | 0 | 0 | 0 | 0 | 1 | 10 | 2 |  |  | 0 | 0 | 0 | 0 | 0 | 0 | 0 | 0 | 0 | 1 | 10 | 2
PG&E NGBA | Brighton | 230 | 0 | 0 | 0 | 0 | 0 | 0 | 0 | 0 | 0 | 1 | 10 | 2 |  |  | 0 | 0 | 0 | 0 | 0 | 0 | 0 | 0 | 0 | 1 | 10 | 2
PG&E NGBA | Brunswick | 115 | 0 | 0 | 0 | 0 | 0 | 0 | 0 | 0 | 0 | 1 | 10 | 2 |  |  | 0 | 0 | 0 | 0 | 0 | 0 | 0 | 0 | 0 | 1 | 10 | 2
PG&E NGBA | Bucks Creek | 230 | 0 | 0 | 0 | 0 | 0 | 0 | 0 | 0 | 0 | 1 | 10 | 2 |  |  | 0 | 0 | 0 | 0 | 0 | 0 | 0 | 0 | 0 | 1 | 10 | 2
PG&E KERN | Buena Vista | 230 | 0 | 0 | 0 | 0 | 0 | 0 | 0 | 0 | 0 | 1 | 10 | 2 |  |  | 0 | 0 | 0 | 0 | 0 | 0 | 0 | 0 | 0 | 1 | 10 | 2
PG&E FRESNO | Bullard | 115 | 0 | 0 | 0 | 0 | 0 | 0 | 0 | 0 | 0 | 1 | 10 | 2 |  |  | 0 | 0 | 0 | 0 | 0 | 0 | 0 | 0 | 0 | 1 | 10 | 2
PG&E GBA | Burlingame | 115 | 0 | 0 | 0 | 0 | 0 | 0 | 0 | 0 | 0 | 1 | 10 | 2 |  |  | 0 | 0 | 0 | 0 | 0 | 0 | 0 | 0 | 0 | 1 | 10 | 2
PG&E NGBA | Burney Forest | 230 | 0 | 0 | 0 | 0 | 0 | 0 | 0 | 0 | 0 | 1 | 10 | 2 |  |  | 0 | 0 | 0 | 0 | 0 | 0 | 0 | 0 | 0 | 1 | 10 | 2
PG&E NGBA | Butte | 115 | 0 | 0 | 0 | 0 | 0 | 0 | 0 | 0 | 0 | 1 | 10 | 2 |  |  | 0 | 0 | 0 | 0 | 0 | 0 | 0 | 0 | 0 | 1 | 10 | 2
PG&E KERN | Cabrillo | 115 | 0 | 0 | 0 | 0 | 0 | 0 | 0 | 0 | 10 | 1 | 10 | 2 |  |  | 0 | 0 | 0 | 0 | 0 | 0 | 0 | 0 | 10 | 1 | 10 | 2
PG&E FRESNO | Cal Flats | 230 | 0 | 0 | 0 | 0 | 0 | 0 | 0 | 0 | 0 | 1 | 10 | 2 |  |  | 0 | 0 | 0 | 0 | 0 | 0 | 0 | 0 | 0 | 1 | 10 | 2
SCE NOL | Calcite | 230 | 0 | 0 | 0 | 200 | 200 | 400 | 0 | 1 | 0 | 1 | 10 | 1 |  |  | 0 | 0 | 0 | 340 | 349 | 689 | 0 | 1 | 0 | 1 | 10 | 1
PG&E KERN | Caliente | 230 | 0 | 0 | 0 | 0 | 0 | 0 | 0 | 0 | 0 | 1 | 10 | 2 |  |  | 0 | 0 | 0 | 200 | 100 | 300 | 0 | 1 | 0 | 1 | 10 | 2
PG&E FRESNO | California Ave | 115 | 0 | 0 | 0 | 0 | 0 | 0 | 0 | 0 | 10 | 1 | 10 | 2 |  |  | 0 | 0 | 0 | 0 | 0 | 0 | 0 | 0 | 10 | 1 | 10 | 2
PG&E KERN | Callender | 115 | 0 | 0 | 0 | 0 | 0 | 0 | 0 | 0 | 0 | 1 | 10 | 2 |  |  | 0 | 0 | 0 | 0 | 0 | 0 | 0 | 0 | 0 | 1 | 10 | 2
PG&E NGBA | Calpella | 115 | 0 | 0 | 0 | 0 | 0 | 0 | 0 | 0 | 0 | 1 | 10 | 2 |  |  | 0 | 0 | 0 | 0 | 0 | 0 | 0 | 0 | 0 | 1 | 10 | 2
PG&E GBA | Camanche | 230 | 0 | 0 | 0 | 0 | 0 | 0 | 0 | 0 | 0 | 1 | 10 | 2 |  |  | 0 | 0 | 0 | 0 | 0 | 0 | 0 | 0 | 0 | 1 | 10 | 2
SDGE | Cameron | 69 | 0 | 0 | 0 | 0 | 0 | 0 | 0 | 0 | 0 | 1 | 10 | 2 |  |  | 0 | 0 | 0 | 0 | 0 | 0 | 0 | 0 | 0 | 1 | 10 | 2
SDGE | Cannon | 69 | 0 | 0 | 0 | 0 | 0 | 0 | 0 | 0 | 0 | 1 | 10 | 2 |  |  | 0 | 0 | 0 | 0 | 0 | 0 | 0 | 0 | 0 | 1 | 10 | 2
PG&E FRESNO | Cantua | 115 | 0 | 0 | 0 | 0 | 0 | 0 | 0 | 0 | 0 | 1 | 10 | 2 |  |  | 0 | 0 | 0 | 0 | 0 | 0 | 0 | 0 | 0 | 1 | 10 | 2
SDGE | Capistrano | 138 | 0 | 0 | 0 | 0 | 0 | 0 | 0 | 0 | 0 | 1 | 10 | 2 |  |  | 0 | 0 | 0 | 0 | 0 | 0 | 0 | 0 | 0 | 1 | 10 | 2
SDGE | Capistrano | 230 | 0 | 0 | 0 | 0 | 0 | 0 | 0 | 0 | 0 | 1 | 10 | 2 |  |  | 0 | 0 | 0 | 0 | 0 | 0 | 0 | 0 | 0 | 1 | 10 | 2
PG&E NGBA | Carberry | 230 | 0 | 0 | 0 | 0 | 0 | 0 | 0 | 0 | 0 | 1 | 10 | 2 |  |  | 0 | 0 | 0 | 0 | 0 | 0 | 0 | 0 | 0 | 1 | 10 | 2
SCE Eastern | Cardiff | 66 | 0 | 0 | 0 | 0 | 0 | 0 | 0 | 0 | 0 | 1 | 10 | 2 |  |  | 0 | 0 | 0 | 0 | 0 | 0 | 0 | 0 | 0 | 1 | 10 | 2
PG&E NGBA | Caribou | 60 | 0 | 0 | 0 | 0 | 0 | 0 | 0 | 0 | 15 | 2 | 10 | 2 |  |  | 0 | 0 | 0 | 0 | 0 | 0 | 0 | 0 | 15 | 2 | 10 | 2
PG&E NGBA | Caribou | 115 | 0 | 0 | 0 | 0 | 0 | 0 | 0 | 0 | 0 | 1 | 10 | 2 |  |  | 0 | 0 | 0 | 0 | 0 | 0 | 0 | 0 | 0 | 1 | 10 | 2
PG&E NGBA | Caribou | 230 | 0 | 0 | 0 | 0 | 0 | 0 | 0 | 0 | 0 | 1 | 10 | 2 |  |  | 0 | 0 | 0 | 0 | 0 | 0 | 0 | 0 | 0 | 1 | 10 | 2
EOP | Carpenter Canyon (fka Gamebird) | 138 | 0 | 0 | 0 | 0 | 0 | 0 | 0 | 0 | 0 | 1 | 10 | 2 |  |  | 0 | 0 | 0 | 0 | 0 | 0 | 0 | 0 | 0 | 1 | 10 | 2
EOP | Carpenter Canyon (fka Gamebird) | 230 | 0 | 0 | 0 | 20 | 180 | 200 | 0 | 1 | 0 | 1 | 10 | 2 |  |  | 0 | 0 | 0 | 320 | 480 | 800 | 0 | 1 | 0 | 1 | 10 | 1
PG&E NGBA | Carquinez | 115 | 0 | 0 | 0 | 0 | 0 | 0 | 0 | 0 | 0 | 1 | 10 | 2 |  |  | 0 | 0 | 0 | 0 | 0 | 0 | 0 | 0 | 0 | 1 | 10 | 2
SDGE | Carrizo Gorge | 138 | 0 | 0 | 0 | 0 | 0 | 0 | 0 | 0 | 0 | 1 | 10 | 2 |  |  | 0 | 0 | 0 | 0 | 0 | 0 | 0 | 0 | 0 | 1 | 10 | 2
PG&E KERN | Carrizo Plains | 115 | 0 | 0 | 0 | 0 | 0 | 0 | 0 | 0 | 0 | 1 | 10 | 2 |  |  | 0 | 0 | 0 | 0 | 0 | 0 | 0 | 0 | 0 | 1 | 10 | 2
PG&E KERN | Casaloma | 230 | 0 | 0 | 0 | 0 | 0 | 0 | 0 | 0 | 0 | 1 | 10 | 2 |  |  | 0 | 0 | 0 | 0 | 0 | 0 | 0 | 0 | 0 | 1 | 10 | 2
PG&E GBA | Castro Valley | 230 | 0 | 0 | 0 | 0 | 0 | 0 | 0 | 0 | 0 | 1 | 10 | 2 |  |  | 0 | 0 | 0 | 0 | 0 | 0 | 0 | 0 | 0 | 1 | 10 | 2
PG&E GBA | Cayetano | 230 | 0 | 0 | 0 | 0 | 0 | 0 | 0 | 0 | 0 | 1 | 10 | 2 |  |  | 0 | 0 | 0 | 0 | 0 | 0 | 0 | 0 | 0 | 1 | 10 | 2
SCE Metro | Center | 230 | 0 | 0 | 0 | 0 | 0 | 0 | 0 | 0 | 0 | 1 | 10 | 2 |  |  | 0 | 0 | 0 | 0 | 0 | 0 | 0 | 0 | 0 | 1 | 10 | 2
PG&E KERN | Charca | 115 | 0 | 0 | 0 | 0 | 0 | 0 | 0 | 0 | 0 | 1 | 10 | 2 |  |  | 0 | 0 | 0 | 0 | 0 | 0 | 0 | 0 | 0 | 1 | 10 | 2
EOP | Charleston | 138 | 0 | 0 | 0 | 0 | 0 | 0 | 0 | 0 | 0 | 1 | 10 | 2 |  |  | 0 | 0 | 0 | 0 | 0 | 0 | 0 | 0 | 0 | 1 | 10 | 2
SCE Metro | Chevmain | 230 | 0 | 0 | 0 | 0 | 0 | 0 | 0 | 0 | 0 | 1 | 10 | 2 |  |  | 0 | 0 | 0 | 0 | 0 | 0 | 0 | 0 | 0 | 1 | 10 | 2
SDGE | Chicarita | 138 | 0 | 0 | 0 | 0 | 0 | 0 | 0 | 0 | 0 | 1 | 10 | 2 |  |  | 0 | 0 | 0 | 0 | 0 | 0 | 0 | 0 | 0 | 1 | 10 | 2
SCE Metro | Chino | 230 | 0 | 0 | 0 | 0 | 0 | 0 | 0 | 0 | 10 | 1 | 10 | 2 |  |  | 0 | 0 | 0 | 0 | 0 | 0 | 0 | 0 | 10 | 1 | 10 | 2
PG&E FRESNO | Chowchilla | 115 | 0 | 0 | 0 | 0 | 0 | 0 | 0 | 0 | 0 | 1 | 10 | 2 |  |  | 0 | 0 | 0 | 0 | 0 | 0 | 0 | 0 | 0 | 1 | 10 | 2
PG&E GBA | Christie | 60 | 0 | 0 | 0 | 0 | 0 | 0 | 0 | 0 | 0 | 1 | 10 | 2 |  |  | 0 | 0 | 0 | 0 | 0 | 0 | 0 | 0 | 0 | 1 | 10 | 2
PG&E GBA | Christie | 115 | 0 | 0 | 0 | 0 | 0 | 0 | 0 | 0 | 20 | 3 | 10 | 2 |  |  | 0 | 0 | 0 | 0 | 0 | 0 | 0 | 0 | 20 | 3 | 10 | 2
SCE Eastern | Cielo Azul | 500 | 0 | 0 | 0 | 500 | 0 | 500 | 0 | 1 | 0 | 1 | 10 | 1 |  |  | 0 | 0 | 0 | 1000 | 800 | 1800 | 0 | 1 | 0 | 1 | 10 | 1
PG&E GBA | Clay | 60 | 0 | 0 | 0 | 0 | 0 | 0 | 0 | 0 | 0 | 1 | 10 | 2 |  |  | 0 | 0 | 0 | 0 | 0 | 0 | 0 | 0 | 0 | 1 | 10 | 2
PG&E GBA | Clayton | 115 | 0 | 0 | 0 | 0 | 0 | 0 | 0 | 0 | 0 | 1 | 10 | 2 |  |  | 0 | 0 | 0 | 0 | 0 | 0 | 0 | 0 | 0 | 1 | 10 | 2
PG&E NGBA | Cloverdale | 115 | 0 | 0 | 0 | 0 | 0 | 0 | 28 | 1 | 0 | 1 | 10 | 2 | 15 | 2 | 0 | 0 | 0 | 0 | 0 | 0 | 28 | 1 | 0 | 1 | 10 | 2 | 15 | 2
PG&E FRESNO | Clovis | 115 | 0 | 0 | 0 | 0 | 0 | 0 | 0 | 0 | 0 | 1 | 10 | 2 |  |  | 0 | 0 | 0 | 0 | 0 | 0 | 0 | 0 | 0 | 1 | 10 | 2
PG&E GBA | Coburn | 230 | 100 | 0 | 100 | 0 | 0 | 0 | 0 | 1 | 10 | 1 | 10 | 2 |  |  | 100 | 0 | 100 | 0 | 0 | 0 | 0 | 1 | 10 | 1 | 10 | 2
PG&E GBA | Coburn | 60 | 0 | 0 | 0 | 0 | 0 | 0 | 0 | 0 | 0 | 1 | 10 | 2 |  |  | 0 | 0 | 0 | 0 | 0 | 0 | 0 | 0 | 0 | 1 | 10 | 2
PG&E NGBA | Colgate | 230 | 0 | 0 | 0 | 0 | 0 | 0 | 0 | 0 | 0 | 1 | 10 | 2 |  |  | 0 | 0 | 0 | 0 | 0 | 0 | 0 | 0 | 0 | 1 | 10 | 2
PG&E GBA | Collierville | 230 | 0 | 0 | 0 | 0 | 0 | 0 | 0 | 0 | 15 | 2 | 10 | 2 |  |  | 0 | 0 | 0 | 0 | 0 | 0 | 0 | 0 | 15 | 2 | 10 | 2
PG&E GBA | Collinsville | 230 | 0 | 0 | 0 | 0 | 0 | 0 | 0 | 0 | 0 | 1 | 10 | 2 |  |  | 0 | 0 | 0 | 0 | 0 | 0 | 0 | 0 | 0 | 1 | 10 | 2
PG&E GBA | Collinsville | 500 | 0 | 0 | 0 | 0 | 0 | 0 | 0 | 0 | 0 | 1 | 10 | 2 |  |  | 0 | 0 | 0 | 0 | 0 | 0 | 0 | 0 | 0 | 1 | 10 | 2
SCE Eastern | Colorado River | 230 | 0 | 0 | 0 | 0 | 300 | 300 | 0 | 1 | 0 | 1 | 15 | 3 |  |  | 0 | 0 | 0 | 200 | 700 | 900 | 0 | 1 | 0 | 1 | 15 | 2
SCE Eastern | Colorado River | 500 | 0 | 0 | 0 | 0 | 0 | 0 | 0 | 0 | 0 | 1 | 10 | 2 |  |  | 0 | 0 | 0 | 0 | 0 | 0 | 0 | 0 | 0 | 1 | 10 | 2
PG&E KERN | Columbus | 115 | 0 | 0 | 0 | 0 | 0 | 0 | 0 | 0 | 15 | 2 | 10 | 2 |  |  | 0 | 0 | 0 | 0 | 0 | 0 | 0 | 0 | 15 | 2 | 10 | 2
PG&E GBA | Contra Costa | 115 | 0 | 0 | 0 | 0 | 0 | 0 | 0 | 0 | 15 | 2 | 10 | 2 |  |  | 0 | 0 | 0 | 0 | 0 | 0 | 0 | 0 | 15 | 2 | 10 | 2
PG&E GBA | Contra Costa | 230 | 0 | 0 | 0 | 0 | 0 | 0 | 0 | 0 | 15 | 2 | 10 | 2 |  |  | 0 | 0 | 0 | 0 | 0 | 0 | 0 | 0 | 15 | 2 | 10 | 2
PG&E GBA | Contra Costa PP | 230 | 0 | 0 | 0 | 0 | 0 | 0 | 0 | 0 | 0 | 1 | 10 | 2 |  |  | 0 | 0 | 0 | 0 | 0 | 0 | 0 | 0 | 0 | 1 | 10 | 2
SCE NOL | Control | 115 | 0 | 0 | 0 | 0 | 0 | 0 | 0 | 0 | 0 | 1 | 10 | 2 |  |  | 0 | 0 | 0 | 0 | 0 | 0 | 0 | 0 | 0 | 1 | 10 | 2
SCE NOL | Control | 55 | 0 | 0 | 0 | 0 | 0 | 0 | 0 | 0 | 0 | 1 | 10 | 2 |  |  | 0 | 0 | 0 | 0 | 0 | 0 | 0 | 0 | 0 | 1 | 10 | 2
PG&E GBA | Cooley Landing | 115 | 0 | 0 | 0 | 0 | 0 | 0 | 0 | 0 | 20 | 3 | 10 | 2 |  |  | 0 | 0 | 0 | 0 | 0 | 0 | 0 | 0 | 20 | 3 | 10 | 2
PG&E GBA | Cooley Landing | 60 | 0 | 0 | 0 | 0 | 0 | 0 | 0 | 0 | 0 | 1 | 10 | 2 |  |  | 0 | 0 | 0 | 0 | 0 | 0 | 0 | 0 | 0 | 1 | 10 | 2
SCE NOL | Coolwater | 230 | 0 | 0 | 0 | 0 | 0 | 0 | 0 | 0 | 0 | 1 | 10 | 2 |  |  | 0 | 0 | 0 | 0 | 0 | 0 | 0 | 0 | 0 | 1 | 10 | 2
SCE NOL | Coolwater | 115 | 100 | 112.18 | 212.18 | 150 | 50 | 200 | 0 | 1 | 20 | 2 | 10 | 2 |  |  | 100 | 112.18 | 212.18 | 150 | 50 | 200 | 0 | 1 | 20 | 2 | 10 | 2
PG&E KERN | Copus | 70 | 0 | 0 | 0 | 0 | 0 | 0 | 0 | 0 | 0 | 1 | 10 | 2 |  |  | 0 | 0 | 0 | 0 | 0 | 0 | 0 | 0 | 0 | 1 | 10 | 2
PG&E FRESNO | Corcoran | 70 | 0 | 0 | 0 | 0 | 0 | 0 | 0 | 0 | 0 | 1 | 10 | 2 |  |  | 0 | 0 | 0 | 0 | 0 | 0 | 0 | 0 | 0 | 1 | 10 | 2
PG&E FRESNO | Corcoran | 115 | 0 | 0 | 0 | 0 | 0 | 0 | 0 | 0 | 0 | 1 | 10 | 2 |  |  | 0 | 0 | 0 | 0 | 0 | 0 | 0 | 0 | 0 | 1 | 10 | 2
PG&E NGBA | Corona | 115 | 0 | 0 | 0 | 0 | 0 | 0 | 0 | 0 | 0 | 1 | 10 | 2 |  |  | 0 | 0 | 0 | 0 | 0 | 0 | 0 | 0 | 0 | 1 | 10 | 2
PG&E NGBA | Cortina | 230 | 0 | 0 | 0 | 0 | 0 | 0 | 0 | 0 | 0 | 1 | 10 | 2 |  |  | 0 | 0 | 0 | 0 | 0 | 0 | 0 | 0 | 0 | 1 | 10 | 2
PG&E NGBA | Cortina | 115 | 0 | 0 | 0 | 0 | 80 | 80 | 0 | 1 | 0 | 1 | 5 | 1 |  |  | 0 | 0 | 0 | 50 | 80 | 130 | 0 | 1 | 0 | 1 | 10 | 2
PG&E GBA | Cottle | 230 | 0 | 0 | 0 | 0 | 0 | 0 | 0 | 0 | 0 | 1 | 10 | 2 |  |  | 0 | 0 | 0 | 0 | 0 | 0 | 0 | 0 | 0 | 1 | 10 | 2
PG&E NGBA | Cottonwood | 115 | 0 | 0 | 0 | 0 | 0 | 0 | 0 | 0 | 0 | 1 | 10 | 2 |  |  | 0 | 0 | 0 | 0 | 0 | 0 | 0 | 0 | 0 | 1 | 10 | 2
PG&E NGBA | Cottonwood | 230 | 0 | 0 | 0 | 0 | 0 | 0 | 0 | 0 | 0 | 1 | 10 | 2 |  |  | 0 | 0 | 0 | 0 | 0 | 0 | 0 | 0 | 0 | 1 | 10 | 2
PG&E NGBA | Cottonwood | 60 | 0 | 0 | 0 | 0 | 0 | 0 | 0 | 0 | 0 | 1 | 10 | 2 |  |  | 0 | 0 | 0 | 0 | 0 | 0 | 0 | 0 | 0 | 1 | 10 | 2
PG&E NGBA | Cove Road | 230 | 0 | 0 | 0 | 0 | 0 | 0 | 0 | 0 | 0 | 1 | 10 | 2 |  |  | 0 | 0 | 0 | 0 | 0 | 0 | 0 | 0 | 0 | 1 | 10 | 2
PG&E GBA | Coyote | 230 | 0 | 0 | 0 | 0 | 0 | 0 | 0 | 0 | 0 | 1 | 10 | 2 |  |  | 0 | 0 | 0 | 0 | 0 | 0 | 0 | 0 | 0 | 1 | 10 | 2
PG&E GBA | Crazy Horse Canyon | 115 | 0 | 0 | 0 | 0 | 0 | 0 | 0 | 0 | 0 | 1 | 10 | 2 |  |  | 0 | 0 | 0 | 0 | 0 | 0 | 0 | 0 | 0 | 1 | 10 | 2
SDGE | Creelman | 69 | 0 | 0 | 0 | 0 | 0 | 0 | 0 | 0 | 0 | 1 | 10 | 2 |  |  | 0 | 0 | 0 | 0 | 0 | 0 | 0 | 0 | 0 | 1 | 10 | 2
PG&E FRESNO | Crescent | 70 | 0 | 0 | 0 | 5 | 65 | 70 | 0 | 1 | 0 | 1 | 10 | 2 |  |  | 0 | 0 | 0 | 5 | 65 | 70 | 0 | 1 | 0 | 1 | 10 | 2
PG&E FRESNO | Cressey | 115 | 0 | 0 | 0 | 0 | 0 | 0 | 0 | 0 | 0 | 1 | 10 | 2 |  |  | 0 | 0 | 0 | 0 | 0 | 0 | 0 | 0 | 0 | 1 | 10 | 2
PG&E NGBA | Cresta | 230 | 0 | 0 | 0 | 0 | 0 | 0 | 0 | 0 | 0 | 1 | 10 | 2 |  |  | 0 | 0 | 0 | 0 | 0 | 0 | 0 | 0 | 0 | 1 | 10 | 2
SDGE | Crestwood | 69 | 0 | 0 | 0 | 0 | 0 | 0 | 0 | 0 | 0 | 1 | 10 | 2 |  |  | 0 | 0 | 0 | 0 | 0 | 0 | 0 | 0 | 0 | 1 | 10 | 2
PG&E GBA | Crow Creek | 60 | 0 | 0 | 0 | 0 | 0 | 0 | 0 | 0 | 0 | 1 | 10 | 2 |  |  | 0 | 0 | 0 | 0 | 0 | 0 | 0 | 0 | 0 | 1 | 10 | 2
PG&E GBA | Crows Landing | 60 | 0 | 0 | 0 | 0 | 0 | 0 | 0 | 0 | 0 | 1 | 10 | 2 |  |  | 0 | 0 | 0 | 0 | 0 | 0 | 0 | 0 | 0 | 1 | 10 | 2
PG&E GBA | Curtis | 115 | 0 | 0 | 0 | 0 | 0 | 0 | 0 | 0 | 0 | 1 | 10 | 2 |  |  | 0 | 0 | 0 | 0 | 0 | 0 | 0 | 0 | 0 | 1 | 10 | 2
PG&E FRESNO | Dairyland | 115 | 0 | 0 | 0 | 0 | 0 | 0 | 0 | 0 | 0 | 1 | 10 | 2 |  |  | 0 | 0 | 0 | 0 | 0 | 0 | 0 | 0 | 0 | 1 | 10 | 2
PG&E NGBA | Davis | 115 | 0 | 0 | 0 | 0 | 0 | 0 | 0 | 0 | 0 | 1 | 10 | 2 |  |  | 0 | 0 | 0 | 20 | 80 | 100 | 0 | 1 | 0 | 1 | 10 | 2
SCE Metro | Del Amo | 500 | 0 | 0 | 0 | 0 | 0 | 0 | 0 | 0 | 0 | 1 | 10 | 2 |  |  | 0 | 0 | 0 | 0 | 0 | 0 | 0 | 0 | 0 | 1 | 10 | 2
SCE Metro | Del Amo | 230 | 0 | 0 | 0 | 0 | 0 | 0 | 0 | 0 | 0 | 1 | 10 | 2 |  |  | 0 | 0 | 0 | 0 | 0 | 0 | 0 | 0 | 0 | 1 | 10 | 2
SCE Eastern | Delaney | 500 | 0 | 0 | 0 | 0 | 0 | 0 | 0 | 0 | 0 | 1 | 10 | 2 |  |  | 0 | 0 | 0 | 250 | 350 | 600 | 0 | 1 | 0 | 1 | 10 | 1
PG&E NGBA | Delevan | 230 | 0 | 0 | 0 | 50 | 150 | 200 | 0 | 1 | 0 | 1 | 10 | 2 |  |  | 0 | 0 | 0 | 235 | 500 | 735 | 0 | 1 | 0 | 1 | 10 | 1
PG&E GBA | Delta PP | 230 | 0 | 0 | 0 | 0 | 0 | 0 | 0 | 0 | 0 | 1 | 10 | 2 |  |  | 0 | 0 | 0 | 0 | 0 | 0 | 0 | 0 | 0 | 1 | 10 | 2
EOP | Desert View | 230 | 0 | 0 | 0 | 0 | 0 | 0 | 0 | 0 | 0 | 1 | 10 | 2 |  |  | 0 | 0 | 0 | 150 | 350 | 500 | 0 | 1 | 0 | 1 | 15 | 2
SCE Eastern | Devers | 230 | 230.5 | 37 | 267.5 | 0 | 0 | 0 | 0 | 1 | 20 | 2 | 10 | 2 |  |  | 230.5 | 37 | 267.5 | 100 | 180 | 280 | 0 | 1 | 20 | 2 | 10 | 2
SCE Eastern | Devers | 500 | 0 | 0 | 0 | 0 | 0 | 0 | 0 | 0 | 0 | 1 | 10 | 2 |  |  | 0 | 0 | 0 | 0 | 0 | 0 | 0 | 0 | 0 | 1 | 10 | 2
PG&E KERN | Diablo Canyon | 230 | 0 | 0 | 0 | 0 | 0 | 0 | 0 | 0 | 0 | 1 | 10 | 2 |  |  | 0 | 0 | 0 | 0 | 0 | 0 | 0 | 0 | 0 | 1 | 10 | 2
PG&E KERN | Diablo Canyon | 500 | 0 | 0 | 0 | 0 | 0 | 0 | 0 | 0 | 0 | 1 | 10 | 2 |  |  | 0 | 0 | 0 | 0 | 0 | 0 | 0 | 0 | 0 | 1 | 10 | 2
PG&E KERN | Divide | 115 | 0 | 0 | 0 | 0 | 0 | 0 | 0 | 0 | 10 | 1 | 10 | 2 |  |  | 0 | 0 | 0 | 0 | 0 | 0 | 0 | 0 | 10 | 1 | 10 | 2
PG&E GBA | Dixon Landing | 115 | 0 | 0 | 0 | 0 | 0 | 0 | 0 | 0 | 0 | 1 | 10 | 2 |  |  | 0 | 0 | 0 | 0 | 0 | 0 | 0 | 0 | 0 | 1 | 10 | 2
PG&E FRESNO | Dos Amigos | 230 | 0 | 0 | 0 | 0 | 0 | 0 | 0 | 0 | 0 | 1 | 10 | 2 |  |  | 0 | 0 | 0 | 0 | 0 | 0 | 0 | 0 | 0 | 1 | 10 | 2
PG&E NGBA | Drum | 115 | 0 | 0 | 0 | 0 | 0 | 0 | 0 | 0 | 0 | 1 | 10 | 2 |  |  | 0 | 0 | 0 | 0 | 0 | 0 | 0 | 0 | 0 | 1 | 10 | 2
PG&E GBA | Dumbarton | 115 | 0 | 0 | 0 | 0 | 0 | 0 | 0 | 0 | 0 | 1 | 10 | 2 |  |  | 0 | 0 | 0 | 0 | 0 | 0 | 0 | 0 | 0 | 1 | 10 | 2
SCE NOL | Dunn Siding | 115 | 0 | 0 | 0 | 0 | 0 | 0 | 0 | 0 | 0 | 1 | 10 | 2 |  |  | 0 | 0 | 0 | 0 | 0 | 0 | 0 | 0 | 0 | 1 | 10 | 2
SCE Eastern | Eagle Mountain | 230 | 0 | 0 | 0 | 0 | 0 | 0 | 0 | 0 | 0 | 1 | 10 | 2 |  |  | 0 | 0 | 0 | 0 | 0 | 0 | 0 | 0 | 0 | 1 | 10 | 2
PG&E NGBA | Eagle Rock (PGE) | 60 | 0 | 0 | 0 | 0 | 0 | 0 | 0 | 0 | 0 | 1 | 10 | 2 |  |  | 0 | 0 | 0 | 0 | 0 | 0 | 0 | 0 | 0 | 1 | 10 | 2
PG&E NGBA | Eagle Rock (PGE) | 115 | 98 | 33.2 | 131.2 | 0 | 0 | 0 | 14.5 | 1 | 15 | 2 | 10 | 2 | 15 | 2 | 98 | 33.2 | 131.2 | 0 | 0 | 0 | 14.5 | 1 | 15 | 2 | 10 | 2 | 15 | 2
SCE Metro | Eagle Rock (SCE) | 230 | 0 | 0 | 0 | 0 | 0 | 0 | 0 | 0 | 10 | 1 | 10 | 2 |  |  | 0 | 0 | 0 | 0 | 0 | 0 | 0 | 0 | 10 | 1 | 10 | 2
PG&E NGBA | East Marysville | 115 | 0 | 0 | 0 | 0 | 0 | 0 | 0 | 0 | 0 | 1 | 10 | 2 |  |  | 0 | 0 | 0 | 0 | 0 | 0 | 0 | 0 | 0 | 1 | 10 | 2
PG&E NGBA | East Nicolaus | 115 | 0 | 0 | 0 | 0 | 0 | 0 | 0 | 0 | 0 | 1 | 10 | 2 |  |  | 0 | 0 | 0 | 0 | 0 | 0 | 0 | 0 | 0 | 1 | 10 | 2
PG&E NGBA | East Nicolaus | 60 | 0 | 0 | 0 | 0 | 0 | 0 | 0 | 0 | 0 | 1 | 10 | 2 |  |  | 0 | 0 | 0 | 0 | 0 | 0 | 0 | 0 | 0 | 1 | 10 | 2
PG&E GBA | Eastshore | 115 | 0 | 0 | 0 | 0 | 0 | 0 | 0 | 0 | 0 | 1 | 10 | 2 |  |  | 0 | 0 | 0 | 0 | 0 | 0 | 0 | 0 | 0 | 1 | 10 | 2
PG&E GBA | Eastshore | 230 | 0 | 0 | 0 | 0 | 0 | 0 | 0 | 0 | 0 | 1 | 10 | 2 |  |  | 0 | 0 | 0 | 0 | 0 | 0 | 0 | 0 | 0 | 1 | 10 | 2
SDGE | ECO | 138 | 0 | 0 | 0 | 0 | 0 | 0 | 0 | 0 | 0 | 1 | 10 | 2 |  |  | 0 | 0 | 0 | 0 | 0 | 0 | 0 | 0 | 0 | 1 | 10 | 2
SDGE | ECO | 230 | 300 | 52.5 | 352.5 | 0 | 0 | 0 | 0 | 1 | 20 | 2 | 10 | 2 |  |  | 300 | 52.5 | 352.5 | 0 | 0 | 0 | 0 | 1 | 20 | 2 | 10 | 2
SDGE | ECO | 500 | 400 | 600 | 1000 | 0 | 0 | 0 | 0 | 1 | 20 | 2 | 10 | 2 |  |  | 400 | 600 | 1000 | 0 | 0 | 0 | 0 | 1 | 20 | 2 | 10 | 2
PG&E GBA | Edenvale | 115 | 0 | 0 | 0 | 0 | 0 | 0 | 0 | 0 | 0 | 1 | 10 | 2 |  |  | 0 | 0 | 0 | 0 | 0 | 0 | 0 | 0 | 0 | 1 | 10 | 2
PG&E GBA | Edes | 115 | 0 | 0 | 0 | 0 | 0 | 0 | 0 | 0 | 0 | 1 | 10 | 2 |  |  | 0 | 0 | 0 | 0 | 0 | 0 | 0 | 0 | 0 | 1 | 10 | 2
PG&E GBA | Eight Mile | 230 | 0 | 0 | 0 | 0 | 0 | 0 | 0 | 0 | 0 | 1 | 10 | 2 |  |  | 0 | 0 | 0 | 0 | 0 | 0 | 0 | 0 | 0 | 1 | 10 | 2
SDGE | El Cajon | 69 | 0 | 0 | 0 | 0 | 0 | 0 | 0 | 0 | 0 | 1 | 10 | 2 |  |  | 0 | 0 | 0 | 0 | 0 | 0 | 0 | 0 | 0 | 1 | 10 | 2
SCE Eastern | El Casco | 230 | 0 | 0 | 0 | 0 | 0 | 0 | 0 | 0 | 0 | 1 | 10 | 2 |  |  | 0 | 0 | 0 | 0 | 0 | 0 | 0 | 0 | 0 | 1 | 10 | 2
PG&E GBA | El Cerrito G | 115 | 0 | 0 | 0 | 0 | 0 | 0 | 0 | 0 | 0 | 1 | 10 | 2 |  |  | 0 | 0 | 0 | 0 | 0 | 0 | 0 | 0 | 0 | 1 | 10 | 2
PG&E NGBA | El Dorado PH | 115 | 0 | 0 | 0 | 0 | 0 | 0 | 0 | 0 | 0 | 1 | 10 | 2 |  |  | 0 | 0 | 0 | 0 | 0 | 0 | 0 | 0 | 0 | 1 | 10 | 2
PG&E FRESNO | El Nido (PGE) | 115 | 0 | 0 | 0 | 0 | 0 | 0 | 0 | 0 | 0 | 1 | 10 | 2 |  |  | 0 | 0 | 0 | 0 | 0 | 0 | 0 | 0 | 0 | 1 | 10 | 2
SCE Metro | El Nido (SCE) | 230 | 0 | 0 | 0 | 0 | 0 | 0 | 0 | 0 | 0 | 1 | 10 | 2 |  |  | 0 | 0 | 0 | 0 | 0 | 0 | 0 | 0 | 0 | 1 | 10 | 2
PG&E GBA | El Patio | 115 | 0 | 0 | 0 | 0 | 0 | 0 | 0 | 0 | 0 | 1 | 10 | 2 |  |  | 0 | 0 | 0 | 0 | 0 | 0 | 0 | 0 | 0 | 1 | 10 | 2
SCE Metro | El Segundo | 230 | 0 | 0 | 0 | 0 | 0 | 0 | 0 | 0 | 0 | 1 | 10 | 2 |  |  | 0 | 0 | 0 | 0 | 0 | 0 | 0 | 0 | 0 | 1 | 10 | 2
EOP | Eldorado | 230 | 0 | 0 | 0 | 0 | 0 | 0 | 117.3 | 1 | 0 | 1 | 10 | 2 | N/A | N/A | 0 | 0 | 0 | 0 | 0 | 0 | 117.3 | 1 | 0 | 1 | 10 | 2 | N/A | N/A
EOP | Eldorado | 500 | 0 | 0 | 0 | 0 | 0 | 0 | 0 | 0 | 0 | 1 | 10 | 2 |  |  | 0 | 0 | 0 | 0 | 0 | 0 | 0 | 0 | 0 | 1 | 10 | 2
SCE Northern | Elizabeth Lake | 66 | 0 | 0 | 0 | 0 | 0 | 0 | 0 | 0 | 0 | 1 | 10 | 2 |  |  | 0 | 0 | 0 | 0 | 0 | 0 | 0 | 0 | 0 | 1 | 10 | 2
PG&E KERN | Elk Hills | 230 | 0 | 0 | 0 | 0 | 0 | 0 | 0 | 0 | 0 | 1 | 10 | 2 |  |  | 0 | 0 | 0 | 0 | 0 | 0 | 0 | 0 | 0 | 1 | 10 | 2
SDGE | Elliot | 69 | 0 | 0 | 0 | 0 | 0 | 0 | 0 | 0 | 0 | 1 | 10 | 2 |  |  | 0 | 0 | 0 | 0 | 0 | 0 | 0 | 0 | 0 | 1 | 10 | 2
SCE Metro | Ellis | 230 | 0 | 0 | 0 | 0 | 0 | 0 | 0 | 0 | 0 | 1 | 10 | 2 |  |  | 0 | 0 | 0 | 0 | 0 | 0 | 0 | 0 | 0 | 1 | 10 | 2
SDGE | Encina | 138 | 0 | 0 | 0 | 0 | 0 | 0 | 0 | 0 | 0 | 1 | 10 | 2 |  |  | 0 | 0 | 0 | 0 | 0 | 0 | 0 | 0 | 0 | 1 | 10 | 2
SDGE | Encina | 230 | 0 | 0 | 0 | 0 | 0 | 0 | 0 | 0 | 10 | 1 | 10 | 2 |  |  | 0 | 0 | 0 | 0 | 0 | 0 | 0 | 0 | 10 | 1 | 10 | 2
SDGE | Escondido | 230 | 0 | 0 | 0 | 0 | 0 | 0 | 0 | 0 | 0 | 1 | 10 | 2 |  |  | 0 | 0 | 0 | 0 | 0 | 0 | 0 | 0 | 0 | 1 | 10 | 2
SDGE | Escondido | 69 | 0 | 0 | 0 | 0 | 0 | 0 | 0 | 0 | 0 | 1 | 10 | 2 |  |  | 0 | 0 | 0 | 0 | 0 | 0 | 0 | 0 | 0 | 1 | 10 | 2
PG&E KERN | Estrella | 230 | 0 | 0 | 0 | 0 | 0 | 0 | 0 | 0 | 0 | 1 | 10 | 2 |  |  | 0 | 0 | 0 | 0 | 0 | 0 | 0 | 0 | 0 | 1 | 10 | 2
SCE Eastern | Etiwanda | 230 | 0 | 0 | 0 | 0 | 0 | 0 | 0 | 0 | 0 | 1 | 10 | 2 |  |  | 0 | 0 | 0 | 0 | 0 | 0 | 0 | 0 | 0 | 1 | 10 | 2
PG&E GBA | Evergreen | 115 | 0 | 0 | 0 | 0 | 0 | 0 | 0 | 0 | 0 | 1 | 10 | 2 |  |  | 0 | 0 | 0 | 0 | 0 | 0 | 0 | 0 | 0 | 1 | 10 | 2
PG&E GBA | Evergreen | 60 | 0 | 0 | 0 | 0 | 0 | 0 | 0 | 0 | 0 | 1 | 10 | 2 |  |  | 0 | 0 | 0 | 0 | 0 | 0 | 0 | 0 | 0 | 1 | 10 | 2
PG&E FRESNO | Excelsior | 115 | 0 | 0 | 0 | 0 | 0 | 0 | 0 | 0 | 0 | 1 | 10 | 2 |  |  | 0 | 0 | 0 | 100 | 30 | 130 | 0 | 1 | 0 | 1 | 10 | 2
PG&E FRESNO | Exchequer | 115 | 0 | 0 | 0 | 0 | 0 | 0 | 0 | 0 | 0 | 1 | 10 | 2 |  |  | 0 | 0 | 0 | 0 | 0 | 0 | 0 | 0 | 0 | 1 | 10 | 2
PG&E KERN | Fairway | 115 | 0 | 0 | 0 | 0 | 0 | 0 | 0 | 0 | 0 | 1 | 10 | 2 |  |  | 0 | 0 | 0 | 0 | 0 | 0 | 0 | 0 | 0 | 1 | 10 | 2
PG&E KERN | Famoso | 115 | 0 | 0 | 0 | 0 | 0 | 0 | 0 | 0 | 0 | 1 | 10 | 2 |  |  | 0 | 0 | 0 | 0 | 0 | 0 | 0 | 0 | 0 | 1 | 10 | 2
PG&E NGBA | Fern Road | 500 | 0 | 0 | 0 | 0 | 0 | 0 | 0 | 0 | 0 | 1 | 10 | 2 |  |  | 0 | 0 | 0 | 0 | 0 | 0 | 0 | 0 | 0 | 1 | 10 | 2
PG&E GBA | Fibreboard (SPI Sonora) | 115 | 0 | 0 | 0 | 0 | 0 | 0 | 0 | 0 | 15 | 2 | 10 | 2 |  |  | 0 | 0 | 0 | 0 | 0 | 0 | 0 | 0 | 15 | 2 | 10 | 2
PG&E FRESNO | Figarden | 230 | 0 | 0 | 0 | 0 | 0 | 0 | 0 | 0 | 0 | 1 | 10 | 2 |  |  | 0 | 0 | 0 | 0 | 0 | 0 | 0 | 0 | 0 | 1 | 10 | 2
PG&E FRESNO | Fink | 230 | 0 | 0 | 0 | 0 | 0 | 0 | 0 | 0 | 0 | 1 | 10 | 2 |  |  | 0 | 0 | 0 | 0 | 0 | 0 | 0 | 0 | 0 | 1 | 10 | 2
PG&E NGBA | Fitch Mountain | 60 | 0 | 0 | 0 | 0 | 0 | 0 | 0 | 0 | 0 | 1 | 10 | 2 |  |  | 0 | 0 | 0 | 0 | 0 | 0 | 0 | 0 | 0 | 1 | 10 | 2
PG&E GBA | FMC | 115 | 0 | 0 | 0 | 0 | 0 | 0 | 0 | 0 | 0 | 1 | 10 | 2 |  |  | 0 | 0 | 0 | 0 | 0 | 0 | 0 | 0 | 0 | 1 | 10 | 2
PG&E GBA | Fremont | 115 | 0 | 0 | 0 | 0 | 0 | 0 | 0 | 0 | 0 | 1 | 10 | 2 |  |  | 0 | 0 | 0 | 0 | 0 | 0 | 0 | 0 | 0 | 1 | 10 | 2
PG&E GBA | French Camp | 60 | 0 | 0 | 0 | 0 | 0 | 0 | 0 | 0 | 0 | 1 | 10 | 2 |  |  | 0 | 0 | 0 | 0 | 0 | 0 | 0 | 0 | 0 | 1 | 10 | 2
PG&E GBA | Frogtown | 115 | 0 | 0 | 0 | 0 | 0 | 0 | 0 | 0 | 0 | 1 | 10 | 2 |  |  | 0 | 0 | 0 | 0 | 0 | 0 | 0 | 0 | 0 | 1 | 10 | 2
PG&E NGBA | Fulton | 115 | 0 | 0 | 0 | 0 | 0 | 0 | 0 | 0 | 0 | 1 | 10 | 2 |  |  | 0 | 0 | 0 | 0 | 0 | 0 | 0 | 0 | 0 | 1 | 10 | 2
PG&E NGBA | Fulton | 230 | 0 | 0 | 0 | 0 | 0 | 0 | 36 | 1 | 0 | 1 | 10 | 2 | 15 | 2 | 0 | 0 | 0 | 0 | 0 | 0 | 36 | 1 | 0 | 1 | 10 | 2 | 15 | 2
PG&E NGBA | Fulton | 60 | 0 | 0 | 0 | 0 | 0 | 0 | 0 | 0 | 0 | 1 | 10 | 2 |  |  | 0 | 0 | 0 | 0 | 0 | 0 | 0 | 0 | 0 | 1 | 10 | 2
PG&E KERN | Ganso | 115 | 0 | 0 | 0 | 0 | 0 | 0 | 0 | 0 | 0 | 1 | 10 | 2 |  |  | 0 | 0 | 0 | 0 | 0 | 0 | 0 | 0 | 0 | 1 | 10 | 2
PG&E FRESNO | Gates | 230 | 0 | 0 | 0 | 145 | 0 | 145 | 0 | 1 | 0 | 1 | 10 | 2 |  |  | 0 | 0 | 0 | 245 | 450 | 695 | 0 | 1 | 0 | 1 | 15 | 2
PG&E FRESNO | Gates | 500 | 0 | 0 | 0 | 0 | 0 | 0 | 0 | 0 | 0 | 1 | 10 | 2 |  |  | 0 | 0 | 0 | 0 | 0 | 0 | 0 | 0 | 0 | 1 | 10 | 2
PG&E NGBA | Geysers 12 | 230 | 0 | 0 | 0 | 0 | 0 | 0 | 0 | 0 | 0 | 1 | 10 | 2 |  |  | 0 | 0 | 0 | 0 | 0 | 0 | 0 | 0 | 0 | 1 | 10 | 2
PG&E NGBA | Geysers 17 | 230 | 0 | 0 | 0 | 0 | 0 | 0 | 19.5 | 1 | 0 | 1 | 10 | 2 | 15 | 2 | 0 | 0 | 0 | 0 | 0 | 0 | 19.5 | 1 | 0 | 1 | 10 | 2 | 15 | 2
PG&E NGBA | Geysers 3 | 115 | 0 | 0 | 0 | 0 | 0 | 0 | 0 | 0 | 0 | 1 | 10 | 2 |  |  | 0 | 0 | 0 | 0 | 0 | 0 | 0 | 0 | 0 | 1 | 10 | 2
PG&E NGBA | Glenn | 230 | 166.5 | 36 | 202.5 | 0 | 0 | 0 | 0 | 1 | 10 | 1 | 10 | 2 |  |  | 166.5 | 36 | 202.5 | 100 | 170 | 270 | 0 | 1 | 10 | 1 | 10 | 2
PG&E NGBA | Glenn | 60 | 0 | 0 | 0 | 0 | 0 | 0 | 0 | 0 | 0 | 1 | 10 | 2 |  |  | 0 | 0 | 0 | 0 | 0 | 0 | 0 | 0 | 0 | 1 | 10 | 2
PG&E NGBA | Gold Hill | 115 | 0 | 0 | 0 | 0 | 0 | 0 | 0 | 0 | 0 | 1 | 10 | 2 |  |  | 0 | 0 | 0 | 0 | 0 | 0 | 0 | 0 | 0 | 1 | 10 | 2
PG&E NGBA | Gold Hill | 230 | 0 | 0 | 0 | 0 | 0 | 0 | 0 | 0 | 10 | 1 | 10 | 2 |  |  | 0 | 0 | 0 | 0 | 0 | 0 | 0 | 0 | 10 | 1 | 10 | 2
SCE Northern | Goleta | 230 | 0 | 0 | 0 | 0 | 0 | 0 | 0 | 0 | 0 | 1 | 10 | 2 |  |  | 0 | 0 | 0 | 0 | 0 | 0 | 0 | 0 | 0 | 1 | 10 | 2
SCE Metro | Goodrich | 230 | 0 | 0 | 0 | 0 | 0 | 0 | 0 | 0 | 0 | 1 | 10 | 2 |  |  | 0 | 0 | 0 | 0 | 0 | 0 | 0 | 0 | 0 | 1 | 10 | 2
PG&E KERN | Goose Lake | 115 | 0 | 0 | 0 | 0 | 0 | 0 | 0 | 0 | 0 | 1 | 10 | 2 |  |  | 0 | 0 | 0 | 0 | 0 | 0 | 0 | 0 | 0 | 1 | 10 | 2
SCE Metro | Gould | 230 | 0 | 0 | 0 | 0 | 0 | 0 | 0 | 0 | 0 | 1 | 10 | 2 |  |  | 0 | 0 | 0 | 0 | 0 | 0 | 0 | 0 | 0 | 1 | 10 | 2
PG&E NGBA | Grand Island | 115 | 0 | 0 | 0 | 0 | 0 | 0 | 0 | 0 | 0 | 1 | 10 | 2 |  |  | 0 | 0 | 0 | 0 | 0 | 0 | 0 | 0 | 0 | 1 | 10 | 2
SDGE | Granite | 69 | 0 | 0 | 0 | 0 | 0 | 0 | 0 | 0 | 0 | 1 | 10 | 2 |  |  | 0 | 0 | 0 | 0 | 0 | 0 | 0 | 0 | 0 | 1 | 10 | 2
PG&E GBA | Grant | 115 | 0 | 0 | 0 | 0 | 0 | 0 | 0 | 0 | 0 | 1 | 10 | 2 |  |  | 0 | 0 | 0 | 0 | 0 | 0 | 0 | 0 | 0 | 1 | 10 | 2
PG&E GBA | Green Valley | 115 | 0 | 0 | 0 | 0 | 0 | 0 | 0 | 0 | 0 | 1 | 10 | 2 |  |  | 0 | 0 | 0 | 0 | 0 | 0 | 0 | 0 | 0 | 1 | 10 | 2
PG&E NGBA | Greenleaf 1 | 115 | 0 | 0 | 0 | 0 | 0 | 0 | 0 | 0 | 0 | 1 | 10 | 2 |  |  | 0 | 0 | 0 | 0 | 0 | 0 | 0 | 0 | 0 | 1 | 10 | 2
PG&E FRESNO | Gregg | 230 | 170 | 20 | 190 | 0 | 0 | 0 | 0 | 1 | 10 | 1 | 10 | 2 |  |  | 170 | 20 | 190 | 0 | 0 | 0 | 0 | 1 | 10 | 1 | 10 | 2
PG&E FRESNO | Grimmway-Malaga | 115 | 0 | 0 | 0 | 0 | 0 | 0 | 0 | 0 | 0 | 1 | 10 | 2 |  |  | 0 | 0 | 0 | 0 | 0 | 0 | 0 | 0 | 0 | 1 | 10 | 2
PG&E NGBA | Grizzly | 230 | 0 | 0 | 0 | 0 | 0 | 0 | 0 | 0 | 15 | 2 | 10 | 2 |  |  | 0 | 0 | 0 | 0 | 0 | 0 | 0 | 0 | 15 | 2 | 10 | 2
PG&E FRESNO | Guernsey | 70 | 0 | 0 | 0 | 0 | 0 | 0 | 0 | 0 | 0 | 1 | 10 | 2 |  |  | 0 | 0 | 0 | 0 | 0 | 0 | 0 | 0 | 0 | 1 | 10 | 2
PG&E FRESNO | GWF Hanford | 115 | 0 | 0 | 0 | 0 | 0 | 0 | 0 | 0 | 0 | 1 | 10 | 2 |  |  | 0 | 0 | 0 | 0 | 0 | 0 | 0 | 0 | 0 | 1 | 10 | 2
PG&E FRESNO | Haas | 230 | 0 | 0 | 0 | 0 | 0 | 0 | 0 | 0 | 0 | 1 | 10 | 2 |  |  | 0 | 0 | 0 | 0 | 0 | 0 | 0 | 0 | 0 | 1 | 10 | 2
PG&E FRESNO | Hammonds | 115 | 0 | 0 | 0 | 0 | 0 | 0 | 0 | 0 | 0 | 1 | 10 | 2 |  |  | 0 | 0 | 0 | 0 | 0 | 0 | 0 | 0 | 0 | 1 | 10 | 2
SCE Metro | HarborGen | 230 | 0 | 0 | 0 | 0 | 0 | 0 | 0 | 0 | 0 | 1 | 10 | 2 |  |  | 0 | 0 | 0 | 0 | 0 | 0 | 0 | 0 | 0 | 1 | 10 | 2
PG&E NGBA | Harris | 60 | 0 | 0 | 0 | 0 | 0 | 0 | 0 | 0 | 0 | 1 | 10 | 2 |  |  | 0 | 0 | 0 | 0 | 0 | 0 | 0 | 0 | 0 | 1 | 10 | 2
EOP | Harry Allen | 500 | 0 | 0 | 0 | 0 | 0 | 0 | 0 | 0 | 0 | 1 | 10 | 2 |  |  | 0 | 0 | 0 | 0 | 0 | 0 | 0 | 0 | 0 | 1 | 10 | 2
PG&E NGBA | Hartley | 60 | 0 | 0 | 0 | 0 | 0 | 0 | 0 | 0 | 10 | 1 | 10 | 2 |  |  | 0 | 0 | 0 | 0 | 0 | 0 | 0 | 0 | 10 | 1 | 10 | 2
SCE NOL | Harvard | 115 | 0 | 0 | 0 | 0 | 0 | 0 | 0 | 0 | 0 | 1 | 10 | 2 |  |  | 0 | 0 | 0 | 0 | 0 | 0 | 0 | 0 | 0 | 1 | 10 | 2
SDGE | Hassayampa | 500 | 0 | 0 | 0 | 119.5 | 0 | 119.5 | 0 | 1 | 0 | 1 | 5 | 1 |  |  | 0 | 0 | 0 | 269.5 | 220 | 489.5 | 0 | 1 | 0 | 1 | 5 | 1
PG&E FRESNO | Helm | 230 | 0 | 0 | 0 | 0 | 0 | 0 | 0 | 0 | 0 | 1 | 10 | 2 |  |  | 0 | 0 | 0 | 100 | 200 | 300 | 0 | 1 | 0 | 1 | 10 | 2
PG&E FRESNO | Helm | 70 | 0 | 0 | 0 | 0 | 25 | 25 | 0 | 1 | 0 | 1 | 10 | 2 |  |  | 0 | 0 | 0 | 0 | 25 | 25 | 0 | 1 | 0 | 1 | 10 | 2
PG&E FRESNO | Henrietta | 115 | 0 | 0 | 0 | 0 | 0 | 0 | 0 | 0 | 0 | 1 | 10 | 2 |  |  | 0 | 0 | 0 | 0 | 0 | 0 | 0 | 0 | 0 | 1 | 10 | 2
PG&E FRESNO | Henrietta | 230 | 0 | 0 | 0 | 0 | 0 | 0 | 0 | 0 | 0 | 1 | 10 | 2 |  |  | 0 | 0 | 0 | 100 | 200 | 300 | 0 | 1 | 0 | 1 | 10 | 2
PG&E FRESNO | Henrietta | 70 | 0 | 0 | 0 | 0 | 0 | 0 | 0 | 0 | 0 | 1 | 10 | 2 |  |  | 0 | 0 | 0 | 0 | 0 | 0 | 0 | 0 | 0 | 1 | 10 | 2
PG&E FRESNO | Herndon | 115 | 0 | 0 | 0 | 0 | 0 | 0 | 0 | 0 | 0 | 1 | 10 | 2 |  |  | 0 | 0 | 0 | 0 | 0 | 0 | 0 | 0 | 0 | 1 | 10 | 2
PG&E FRESNO | Herndon | 230 | 0 | 0 | 0 | 0 | 0 | 0 | 0 | 0 | 0 | 1 | 10 | 2 |  |  | 0 | 0 | 0 | 0 | 0 | 0 | 0 | 0 | 0 | 1 | 10 | 2
PG&E GBA | Hicks | 230 | 0 | 0 | 0 | 0 | 0 | 0 | 0 | 0 | 0 | 1 | 10 | 2 |  |  | 0 | 0 | 0 | 0 | 0 | 0 | 0 | 0 | 0 | 1 | 10 | 2
PG&E NGBA | Higgins | 115 | 0 | 0 | 0 | 0 | 0 | 0 | 0 | 0 | 0 | 1 | 10 | 2 |  |  | 0 | 0 | 0 | 0 | 0 | 0 | 0 | 0 | 0 | 1 | 10 | 2
PG&E NGBA | Hilltop | 345 | 150 | 0 | 150 | 0 | 0 | 0 | 0 | 1 | 20 | 3 | 10 | 2 |  |  | 150 | 0 | 150 | 0 | 0 | 0 | 0 | 1 | 20 | 3 | 10 | 2
SCE Metro | Hinson | 230 | 0 | 0 | 0 | 0 | 0 | 0 | 0 | 0 | 0 | 1 | 10 | 2 |  |  | 0 | 0 | 0 | 0 | 0 | 0 | 0 | 0 | 0 | 1 | 10 | 2
PG&E GBA | Hollister | 115 | 0 | 0 | 0 | 0 | 0 | 0 | 0 | 0 | 0 | 1 | 10 | 2 |  |  | 0 | 0 | 0 | 0 | 0 | 0 | 0 | 0 | 0 | 1 | 10 | 2
PG&E NGBA | Homestake | 115 | 0 | 0 | 0 | 0 | 0 | 0 | 0 | 0 | 0 | 1 | 10 | 2 |  |  | 0 | 0 | 0 | 0 | 0 | 0 | 0 | 0 | 0 | 1 | 10 | 2
PG&E NGBA | Honcut | 115 | 0 | 0 | 0 | 0 | 0 | 0 | 0 | 0 | 0 | 1 | 10 | 2 |  |  | 0 | 0 | 0 | 0 | 0 | 0 | 0 | 0 | 0 | 1 | 10 | 2
SDGE | Hoodoo Wash | 500 | 0 | 0 | 0 | 247.5 | 0 | 247.5 | 0 | 1 | 0 | 1 | 5 | 1 |  |  | 0 | 0 | 0 | 447.5 | 350 | 797.5 | 0 | 1 | 0 | 1 | 5 | 1
PG&E NGBA | Hopland | 115 | 0 | 0 | 0 | 0 | 0 | 0 | 0 | 0 | 0 | 1 | 10 | 2 |  |  | 0 | 0 | 0 | 0 | 0 | 0 | 0 | 0 | 0 | 1 | 10 | 2
PG&E NGBA | Hopland | 60 | 0 | 0 | 0 | 0 | 0 | 0 | 0 | 0 | 0 | 1 | 10 | 2 |  |  | 0 | 0 | 0 | 0 | 0 | 0 | 0 | 0 | 0 | 1 | 10 | 2
PG&E NGBA | Humboldt | 115 | 0 | 0 | 0 | 0 | 0 | 0 | 0 | 0 | 0 | 1 | 10 | 2 |  |  | 0 | 0 | 0 | 0 | 0 | 0 | 0 | 0 | 0 | 1 | 10 | 2
PG&E NGBA | Humboldt | 60 | 0 | 0 | 0 | 0 | 0 | 0 | 0 | 0 | 0 | 1 | 10 | 2 |  |  | 0 | 0 | 0 | 0 | 0 | 0 | 0 | 0 | 0 | 1 | 10 | 2
PG&E NGBA | Humboldt | 500 | 0 | 0 | 0 | 0 | 0 | 0 | 0 | 0 | 0 | 1 | 10 | 2 |  |  | 0 | 0 | 0 | 0 | 0 | 0 | 0 | 0 | 0 | 1 | 10 | 2
SCE Metro | Huntington Beach | 230 | 0 | 0 | 0 | 0 | 0 | 0 | 0 | 0 | 0 | 1 | 10 | 2 |  |  | 0 | 0 | 0 | 0 | 0 | 0 | 0 | 0 | 0 | 1 | 10 | 2
PG&E NGBA | Ignacio | 115 | 0 | 0 | 0 | 0 | 0 | 0 | 0 | 0 | 0 | 1 | 10 | 2 |  |  | 0 | 0 | 0 | 0 | 0 | 0 | 0 | 0 | 0 | 1 | 10 | 2
PG&E NGBA | Ignacio | 230 | 0 | 0 | 0 | 0 | 0 | 0 | 0 | 0 | 0 | 1 | 10 | 2 |  |  | 0 | 0 | 0 | 0 | 0 | 0 | 0 | 0 | 0 | 1 | 10 | 2
PG&E NGBA | Ignacio | 60 | 0 | 0 | 0 | 0 | 0 | 0 | 0 | 0 | 0 | 1 | 10 | 2 |  |  | 0 | 0 | 0 | 0 | 0 | 0 | 0 | 0 | 0 | 1 | 10 | 2
SDGE | Imperial Beach | 69 | 0 | 0 | 0 | 0 | 0 | 0 | 0 | 0 | 0 | 1 | 10 | 2 |  |  | 0 | 0 | 0 | 0 | 0 | 0 | 0 | 0 | 0 | 1 | 10 | 2
SDGE | Imperial Valley | 230 | 0 | 0 | 0 | 0 | 0 | 0 | 100 | 1 | 0 | 1 | 5 | 1 | 10 | 1 | 0 | 0 | 0 | 300 | 350 | 650 | 100 | 1 | 0 | 1 | 15 | 2 | 10 | 1
SDGE | Imperial Valley | 500 | 0 | 0 | 0 | 0 | 0 | 0 | 0 | 0 | 0 | 1 | 10 | 2 |  |  | 0 | 0 | 0 | 0 | 0 | 0 | 0 | 0 | 0 | 1 | 15 | 3
EOP | Innovation | 138 | 0 | 0 | 0 | 0 | 0 | 0 | 0 | 0 | 0 | 1 | 10 | 2 |  |  | 0 | 0 | 0 | 0 | 0 | 0 | 0 | 0 | 0 | 1 | 10 | 2
EOP | Innovation | 230 | 0 | 0 | 0 | 300 | 0 | 300 | 0 | 1 | 0 | 1 | 5 | 1 |  |  | 0 | 0 | 0 | 400 | 200 | 600 | 0 | 1 | 0 | 1 | 5 | 1
SCE NOL | Inyokern | 115 | 0 | 0 | 0 | 0 | 0 | 0 | 0 | 0 | 0 | 1 | 10 | 2 |  |  | 0 | 0 | 0 | 0 | 0 | 0 | 0 | 0 | 0 | 1 | 10 | 2
EOP | IS Tap | 138 | 0 | 0 | 0 | 0 | 0 | 0 | 0 | 0 | 0 | 1 | 10 | 2 |  |  | 0 | 0 | 0 | 0 | 0 | 0 | 0 | 0 | 0 | 1 | 10 | 2
EOP | Ivanpah | 115 | 0 | 0 | 0 | 0 | 0 | 0 | 0 | 0 | 0 | 1 | 10 | 2 |  |  | 0 | 0 | 0 | 0 | 0 | 0 | 0 | 0 | 0 | 1 | 10 | 2
EOP | Ivanpah | 230 | 0 | 0 | 0 | 0 | 0 | 0 | 0 | 0 | 0 | 1 | 10 | 2 |  |  | 0 | 0 | 0 | 0 | 0 | 0 | 0 | 0 | 0 | 1 | 10 | 2
EOP | Jackass (DOE) | 138 | 0 | 0 | 0 | 0 | 0 | 0 | 0 | 0 | 0 | 1 | 10 | 2 |  |  | 0 | 0 | 0 | 0 | 0 | 0 | 0 | 0 | 0 | 1 | 10 | 2
PG&E NGBA | James B Black | 230 | 0 | 0 | 0 | 0 | 0 | 0 | 0 | 0 | 0 | 1 | 10 | 2 |  |  | 0 | 0 | 0 | 0 | 0 | 0 | 0 | 0 | 0 | 1 | 10 | 2
PG&E GBA | Jefferson | 230 | 0 | 0 | 0 | 0 | 0 | 0 | 0 | 0 | 0 | 1 | 10 | 2 |  |  | 0 | 0 | 0 | 0 | 0 | 0 | 0 | 0 | 0 | 1 | 10 | 2
PG&E NGBA | Jessup | 115 | 0 | 0 | 0 | 0 | 0 | 0 | 0 | 0 | 0 | 1 | 10 | 2 |  |  | 0 | 0 | 0 | 0 | 0 | 0 | 0 | 0 | 0 | 1 | 10 | 2
SCE Metro | Johanna | 230 | 0 | 0 | 0 | 0 | 0 | 0 | 0 | 0 | 0 | 1 | 10 | 2 |  |  | 0 | 0 | 0 | 0 | 0 | 0 | 0 | 0 | 0 | 1 | 10 | 2
SCE Eastern | Julian Hinds | 230 | 0 | 0 | 0 | 0 | 0 | 0 | 0 | 0 | 20 | 3 | 10 | 2 |  |  | 0 | 0 | 0 | 0 | 0 | 0 | 0 | 0 | 20 | 3 | 10 | 2
PG&E GBA | Kasson | 115 | 0 | 0 | 0 | 0 | 0 | 0 | 0 | 0 | 0 | 1 | 10 | 2 |  |  | 0 | 0 | 0 | 0 | 0 | 0 | 0 | 0 | 0 | 1 | 10 | 2
PG&E GBA | Kasson | 60 | 0 | 0 | 0 | 0 | 0 | 0 | 0 | 0 | 0 | 1 | 10 | 2 |  |  | 0 | 0 | 0 | 0 | 0 | 0 | 0 | 0 | 0 | 1 | 10 | 2
PG&E FRESNO | Kearney | 230 | 0 | 0 | 0 | 0 | 0 | 0 | 0 | 0 | 0 | 1 | 10 | 2 |  |  | 0 | 0 | 0 | 0 | 0 | 0 | 0 | 0 | 0 | 1 | 10 | 2
PG&E FRESNO | Kearney | 70 | 0 | 0 | 0 | 0 | 0 | 0 | 0 | 0 | 0 | 1 | 10 | 2 |  |  | 0 | 0 | 0 | 0 | 0 | 0 | 0 | 0 | 0 | 1 | 10 | 2
PG&E GBA | Kelso | 230 | 80.8 | 3.45 | 84.25 | 0 | 0 | 0 | 0 | 1 | 10 | 1 | 10 | 2 |  |  | 80.8 | 3.45 | 84.25 | 0 | 0 | 0 | 0 | 1 | 10 | 1 | 10 | 2
PG&E FRESNO | Kerchoff 1 | 115 | 0 | 0 | 0 | 0 | 0 | 0 | 0 | 0 | 0 | 1 | 10 | 2 |  |  | 0 | 0 | 0 | 0 | 0 | 0 | 0 | 0 | 0 | 1 | 10 | 2
PG&E KERN | Kern Oil | 115 | 0 | 0 | 0 | 0 | 0 | 0 | 0 | 0 | 0 | 1 | 10 | 2 |  |  | 0 | 0 | 0 | 0 | 0 | 0 | 0 | 0 | 0 | 1 | 10 | 2
PG&E KERN | Kern PP | 115 | 0 | 0 | 0 | 0 | 0 | 0 | 0 | 0 | 0 | 1 | 10 | 2 |  |  | 0 | 0 | 0 | 0 | 0 | 0 | 0 | 0 | 0 | 1 | 10 | 2
PG&E KERN | Kern PP | 230 | 0 | 0 | 0 | 0 | 0 | 0 | 0 | 0 | 0 | 1 | 10 | 2 |  |  | 0 | 0 | 0 | 0 | 0 | 0 | 0 | 0 | 0 | 1 | 10 | 2
PG&E KERN | Kern PP | 70 | 0 | 0 | 0 | 0 | 0 | 0 | 0 | 0 | 0 | 1 | 10 | 2 |  |  | 0 | 0 | 0 | 0 | 0 | 0 | 0 | 0 | 0 | 1 | 10 | 2
PG&E KERN | Kernridge | 115 | 0 | 0 | 0 | 0 | 0 | 0 | 0 | 0 | 0 | 1 | 10 | 2 |  |  | 0 | 0 | 0 | 0 | 0 | 0 | 0 | 0 | 0 | 1 | 10 | 2
PG&E FRESNO | Kingsburg | 115 | 0 | 0 | 0 | 0 | 0 | 0 | 0 | 0 | 0 | 1 | 10 | 2 |  |  | 0 | 0 | 0 | 0 | 0 | 0 | 0 | 0 | 0 | 1 | 10 | 2
PG&E GBA | Kirker | 115 | 0 | 0 | 0 | 0 | 0 | 0 | 0 | 0 | 0 | 1 | 10 | 2 |  |  | 0 | 0 | 0 | 0 | 0 | 0 | 0 | 0 | 0 | 1 | 10 | 2
PG&E NGBA | Knights Landing | 115 | 0 | 0 | 0 | 0 | 0 | 0 | 0 | 0 | 0 | 1 | 10 | 2 |  |  | 0 | 0 | 0 | 0 | 0 | 0 | 0 | 0 | 0 | 1 | 10 | 2
PG&E NGBA | Konocti | 60 | 0 | 0 | 0 | 0 | 0 | 0 | 0 | 0 | 0 | 1 | 10 | 2 |  |  | 0 | 0 | 0 | 0 | 0 | 0 | 0 | 0 | 0 | 1 | 10 | 2
SCE NOL | Kramer | 115 | 0 | 0 | 0 | 0 | 0 | 0 | 0 | 0 | 0 | 1 | 10 | 2 |  |  | 0 | 0 | 0 | 0 | 0 | 0 | 0 | 0 | 0 | 1 | 10 | 2
SCE NOL | Kramer | 230 | 0 | 0 | 0 | 21 | 100 | 121 | 0 | 1 | 0 | 1 | 10 | 2 |  |  | 0 | 0 | 0 | 21 | 100 | 121 | 0 | 1 | 0 | 1 | 10 | 2
SCE Metro | La Cienega | 230 | 0 | 0 | 0 | 0 | 0 | 0 | 0 | 0 | 0 | 1 | 10 | 2 |  |  | 0 | 0 | 0 | 0 | 0 | 0 | 0 | 0 | 0 | 1 | 10 | 2
SCE Metro | La Fresa | 230 | 0 | 0 | 0 | 0 | 0 | 0 | 0 | 0 | 0 | 1 | 10 | 2 |  |  | 0 | 0 | 0 | 0 | 0 | 0 | 0 | 0 | 0 | 1 | 10 | 2
SCE Metro | Laguna Bell | 230 | 0 | 0 | 0 | 0 | 0 | 0 | 0 | 0 | 0 | 1 | 10 | 2 |  |  | 0 | 0 | 0 | 0 | 0 | 0 | 0 | 0 | 0 | 1 | 10 | 2
PG&E KERN | Lakeview | 70 | 0 | 0 | 0 | 0 | 0 | 0 | 0 | 0 | 0 | 1 | 10 | 2 |  |  | 0 | 0 | 0 | 0 | 0 | 0 | 0 | 0 | 0 | 1 | 10 | 2
PG&E NGBA | Lakeville | 230 | 0 | 0 | 0 | 0 | 0 | 0 | 0 | 0 | 0 | 1 | 10 | 2 |  |  | 0 | 0 | 0 | 0 | 0 | 0 | 0 | 0 | 0 | 1 | 10 | 2
PG&E NGBA | Lakeville | 60 | 0 | 0 | 0 | 0 | 0 | 0 | 0 | 0 | 0 | 1 | 10 | 2 |  |  | 0 | 0 | 0 | 0 | 0 | 0 | 0 | 0 | 0 | 1 | 10 | 2
PG&E NGBA | Lakeville | 115 | 0 | 0 | 0 | 0 | 0 | 0 | 0 | 0 | 0 | 1 | 10 | 2 |  |  | 0 | 0 | 0 | 0 | 0 | 0 | 0 | 0 | 0 | 1 | 10 | 2
PG&E GBA | Lakewood | 115 | 0 | 0 | 0 | 0 | 0 | 0 | 0 | 0 | 0 | 1 | 10 | 2 |  |  | 0 | 0 | 0 | 0 | 0 | 0 | 0 | 0 | 0 | 1 | 10 | 2
PG&E NGBA | Lambie | 230 | 0 | 0 | 0 | 0 | 0 | 0 | 0 | 0 | 0 | 1 | 10 | 2 |  |  | 0 | 0 | 0 | 0 | 0 | 0 | 0 | 0 | 0 | 1 | 10 | 2
PG&E GBA | Lammers | 115 | 0 | 0 | 0 | 0 | 0 | 0 | 0 | 0 | 0 | 1 | 10 | 2 |  |  | 0 | 0 | 0 | 0 | 0 | 0 | 0 | 0 | 0 | 1 | 10 | 2
PG&E KERN | Lamont | 115 | 0 | 0 | 0 | 0 | 12 | 12 | 0 | 1 | 0 | 1 | 10 | 2 |  |  | 0 | 0 | 0 | 20 | 102 | 122 | 0 | 1 | 0 | 1 | 10 | 2
PG&E FRESNO | Las Aguilas | 230 | 0 | 0 | 0 | 0 | 0 | 0 | 0 | 0 | 0 | 1 | 10 | 2 |  |  | 0 | 0 | 0 | 0 | 0 | 0 | 0 | 0 | 0 | 1 | 10 | 2
EOP | Lathrop | 138 | 0 | 0 | 0 | 0 | 0 | 0 | 0 | 0 | 0 | 1 | 10 | 2 |  |  | 0 | 0 | 0 | 0 | 0 | 0 | 0 | 0 | 0 | 1 | 10 | 2
EOP | Lathrop | 230 | 300 | 0 | 300 | 0 | 0 | 0 | 0 | 1 | 15 | 2 | 10 | 2 |  |  | 300 | 0 | 300 | 250 | 250 | 500 | 0 | 1 | 15 | 2 | 10 | 1
PG&E FRESNO | Le Grand | 115 | 0 | 0 | 0 | 0 | 0 | 0 | 0 | 0 | 0 | 1 | 10 | 2 |  |  | 0 | 0 | 0 | 50 | 80 | 130 | 0 | 1 | 0 | 1 | 10 | 2
PG&E FRESNO | Lemoore | 70 | 0 | 0 | 0 | 0 | 22 | 22 | 0 | 1 | 0 | 1 | 10 | 2 |  |  | 0 | 0 | 0 | 0 | 22 | 22 | 0 | 1 | 0 | 1 | 10 | 2
PG&E KERN | Lerdo | 115 | 0 | 0 | 0 | 0 | 0 | 0 | 0 | 0 | 0 | 1 | 10 | 2 |  |  | 0 | 0 | 0 | 0 | 0 | 0 | 0 | 0 | 0 | 1 | 10 | 2
SCE Metro | Lewis | 230 | 0 | 0 | 0 | 0 | 0 | 0 | 0 | 0 | 0 | 1 | 10 | 2 |  |  | 0 | 0 | 0 | 0 | 0 | 0 | 0 | 0 | 0 | 1 | 10 | 2
SCE Metro | Lighthipe | 230 | 0 | 0 | 0 | 0 | 0 | 0 | 0 | 0 | 0 | 1 | 10 | 2 |  |  | 0 | 0 | 0 | 0 | 0 | 0 | 0 | 0 | 0 | 1 | 10 | 2
SDGE | Lilac | 69 | 0 | 0 | 0 | 0 | 0 | 0 | 0 | 0 | 0 | 1 | 10 | 2 |  |  | 0 | 0 | 0 | 0 | 0 | 0 | 0 | 0 | 0 | 1 | 10 | 2
PG&E NGBA | Lincoln | 115 | 0 | 0 | 0 | 0 | 0 | 0 | 0 | 0 | 0 | 1 | 10 | 2 |  |  | 0 | 0 | 0 | 0 | 0 | 0 | 0 | 0 | 0 | 1 | 10 | 2
PG&E KERN | Live Oak | 115 | 0 | 0 | 0 | 0 | 0 | 0 | 0 | 0 | 0 | 1 | 10 | 2 |  |  | 0 | 0 | 0 | 0 | 0 | 0 | 0 | 0 | 0 | 1 | 10 | 2
PG&E GBA | Llagas | 115 | 0 | 0 | 0 | 0 | 0 | 0 | 0 | 0 | 0 | 1 | 10 | 2 |  |  | 0 | 0 | 0 | 0 | 50 | 50 | 0 | 1 | 0 | 1 | 10 | 2
PG&E GBA | Lockeford | 115 | 0 | 0 | 0 | 0 | 0 | 0 | 0 | 0 | 0 | 1 | 10 | 2 |  |  | 0 | 0 | 0 | 0 | 0 | 0 | 0 | 0 | 0 | 1 | 10 | 2
PG&E GBA | Lockeford | 230 | 0 | 0 | 0 | 0 | 0 | 0 | 0 | 0 | 0 | 1 | 10 | 2 |  |  | 0 | 0 | 0 | 0 | 0 | 0 | 0 | 0 | 0 | 1 | 10 | 2
PG&E GBA | Lockeford | 60 | 0 | 0 | 0 | 0 | 0 | 0 | 0 | 0 | 0 | 1 | 10 | 2 |  |  | 0 | 0 | 0 | 0 | 0 | 0 | 0 | 0 | 0 | 1 | 10 | 2
PG&E GBA | Lodi | 230 | 0 | 0 | 0 | 0 | 0 | 0 | 0 | 0 | 0 | 1 | 10 | 2 |  |  | 0 | 0 | 0 | 0 | 0 | 0 | 0 | 0 | 0 | 1 | 10 | 2
PG&E NGBA | Logan Creek | 230 | 0 | 0 | 0 | 0 | 0 | 0 | 0 | 0 | 0 | 1 | 10 | 2 |  |  | 0 | 0 | 0 | 0 | 0 | 0 | 0 | 0 | 0 | 1 | 10 | 2
PG&E GBA | Lone Tree | 230 | 0 | 0 | 0 | 0 | 0 | 0 | 0 | 0 | 0 | 1 | 10 | 2 |  |  | 0 | 0 | 0 | 0 | 0 | 0 | 0 | 0 | 0 | 1 | 10 | 2
PG&E FRESNO | Los Banos | 230 | 110 | 0 | 110 | 70 | 430 | 500 | 0 | 1 | 15 | 2 | 10 | 1 |  |  | 110 | 0 | 110 | 70 | 430 | 500 | 0 | 1 | 15 | 2 | 15 | 2
PG&E FRESNO | Los Banos | 500 | 0 | 0 | 0 | 0 | 0 | 0 | 0 | 0 | 0 | 1 | 10 | 2 |  |  | 0 | 0 | 0 | 400 | 500 | 900 | 0 | 1 | 0 | 1 | 15 | 2
SDGE | Los Coches | 138 | 0 | 0 | 0 | 0 | 0 | 0 | 0 | 0 | 0 | 1 | 10 | 2 |  |  | 0 | 0 | 0 | 0 | 0 | 0 | 0 | 0 | 0 | 1 | 10 | 2
SDGE | Los Coches | 69 | 0 | 0 | 0 | 0 | 0 | 0 | 0 | 0 | 0 | 1 | 10 | 2 |  |  | 0 | 0 | 0 | 0 | 0 | 0 | 0 | 0 | 0 | 1 | 10 | 2
PG&E GBA | Los Esteros | 115 | 0 | 0 | 0 | 0 | 0 | 0 | 0 | 0 | 0 | 1 | 10 | 2 |  |  | 0 | 0 | 0 | 0 | 0 | 0 | 0 | 0 | 0 | 1 | 10 | 2
PG&E GBA | Los Esteros | 230 | 0 | 0 | 0 | 0 | 0 | 0 | 0 | 0 | 0 | 1 | 10 | 2 |  |  | 0 | 0 | 0 | 0 | 0 | 0 | 0 | 0 | 0 | 1 | 10 | 2
PG&E GBA | Los Positas | 230 | 0 | 0 | 0 | 0 | 0 | 0 | 0 | 0 | 0 | 1 | 10 | 2 |  |  | 0 | 0 | 0 | 0 | 0 | 0 | 0 | 0 | 0 | 1 | 10 | 2
PG&E GBA | Los Positas | 60 | 0 | 0 | 0 | 0 | 0 | 0 | 0 | 0 | 0 | 1 | 10 | 2 |  |  | 0 | 0 | 0 | 0 | 0 | 0 | 0 | 0 | 0 | 1 | 10 | 2
SDGE | Loveland | 69 | 0 | 0 | 0 | 0 | 0 | 0 | 0 | 0 | 0 | 1 | 10 | 2 |  |  | 0 | 0 | 0 | 0 | 0 | 0 | 0 | 0 | 0 | 1 | 10 | 2
SCE NOL | Lugo | 230 | 0 | 0 | 0 | 0 | 0 | 0 | 0 | 0 | 0 | 1 | 10 | 2 |  |  | 0 | 0 | 0 | 0 | 0 | 0 | 0 | 0 | 0 | 1 | 10 | 2
SCE Metro | Lugo | 500 | 0 | 0 | 0 | 0 | 0 | 0 | 23 | 1 | 20 | 3 | 10 | 2 | N/A | N/A | 0 | 0 | 0 | 0 | 0 | 0 | 23 | 1 | 20 | 3 | 10 | 2 | N/A | N/A
PG&E FRESNO | Madera | 70 | 0 | 0 | 0 | 0 | 0 | 0 | 0 | 0 | 0 | 1 | 10 | 2 |  |  | 0 | 0 | 0 | 0 | 0 | 0 | 0 | 0 | 0 | 1 | 10 | 2
PG&E NGBA | Madison | 115 | 0 | 0 | 0 | 0 | 0 | 0 | 0 | 0 | 20 | 3 | 5 | 1 |  |  | 0 | 0 | 0 | 0 | 0 | 0 | 0 | 0 | 20 | 3 | 5 | 1
PG&E KERN | Magunden | 115 | 0 | 0 | 0 | 0 | 0 | 0 | 0 | 0 | 0 | 1 | 10 | 2 |  |  | 0 | 0 | 0 | 0 | 0 | 0 | 0 | 0 | 0 | 1 | 10 | 2
SCE Northern | Magunden | 230 | 0 | 0 | 0 | 0 | 0 | 0 | 0 | 0 | 0 | 1 | 10 | 2 |  |  | 0 | 0 | 0 | 0 | 0 | 0 | 0 | 0 | 0 | 1 | 10 | 2
PG&E FRESNO | Malaga | 115 | 0 | 0 | 0 | 0 | 0 | 0 | 0 | 0 | 0 | 1 | 10 | 2 |  |  | 0 | 0 | 0 | 0 | 0 | 0 | 0 | 0 | 0 | 1 | 10 | 2
PG&E NGBA | Malin | 500 | 0 | 0 | 0 | 0 | 0 | 0 | 0 | 0 | 0 | 1 | 10 | 2 |  |  | 0 | 0 | 0 | 0 | 0 | 0 | 0 | 0 | 0 | 1 | 10 | 2
SCE Northern | Mandalay | 230 | 0 | 0 | 0 | 0 | 0 | 0 | 0 | 0 | 0 | 1 | 10 | 2 |  |  | 0 | 0 | 0 | 0 | 0 | 0 | 0 | 0 | 0 | 1 | 10 | 2
PG&E FRESNO | Manning | 230 | 0 | 0 | 0 | 0 | 0 | 0 | 0 | 0 | 0 | 1 | 10 | 2 |  |  | 0 | 0 | 0 | 0 | 0 | 0 | 0 | 0 | 0 | 1 | 10 | 2
PG&E FRESNO | Manning | 500 | 0 | 0 | 0 | 200 | 500 | 700 | 0 | 1 | 0 | 1 | 10 | 1 |  |  | 0 | 0 | 0 | 900 | 1100 | 2000 | 0 | 1 | 0 | 1 | 15 | 2
PG&E GBA | Manteca | 115 | 0 | 0 | 0 | 0 | 0 | 0 | 0 | 0 | 0 | 1 | 10 | 2 |  |  | 0 | 0 | 0 | 0 | 0 | 0 | 0 | 0 | 0 | 1 | 10 | 2
SDGE | Margarita | 138 | 0 | 0 | 0 | 0 | 0 | 0 | 0 | 0 | 0 | 1 | 10 | 2 |  |  | 0 | 0 | 0 | 0 | 0 | 0 | 0 | 0 | 0 | 1 | 10 | 2
PG&E GBA | Martin | 230 | 0 | 0 | 0 | 0 | 0 | 0 | 0 | 0 | 0 | 1 | 10 | 2 |  |  | 0 | 0 | 0 | 0 | 0 | 0 | 0 | 0 | 0 | 1 | 10 | 2
PG&E GBA | Martin | 115 | 0 | 0 | 0 | 0 | 0 | 0 | 0 | 0 | 0 | 1 | 10 | 2 |  |  | 0 | 0 | 0 | 0 | 0 | 0 | 0 | 0 | 0 | 1 | 10 | 2
PG&E GBA | Martinez | 115 | 0 | 0 | 0 | 0 | 0 | 0 | 0 | 0 | 0 | 1 | 10 | 2 |  |  | 0 | 0 | 0 | 0 | 0 | 0 | 0 | 0 | 0 | 1 | 10 | 2
PG&E FRESNO | Mc Mullin | 230 | 0 | 0 | 0 | 0 | 0 | 0 | 0 | 0 | 0 | 1 | 10 | 2 |  |  | 0 | 0 | 0 | 0 | 0 | 0 | 0 | 0 | 0 | 1 | 10 | 2
PG&E FRESNO | McCall | 115 | 0 | 0 | 0 | 0 | 0 | 0 | 0 | 0 | 0 | 1 | 10 | 2 |  |  | 0 | 0 | 0 | 0 | 0 | 0 | 0 | 0 | 0 | 1 | 10 | 2
PG&E FRESNO | McCall | 230 | 0 | 0 | 0 | 0 | 0 | 0 | 0 | 0 | 0 | 1 | 10 | 2 |  |  | 0 | 0 | 0 | 0 | 0 | 0 | 0 | 0 | 0 | 1 | 10 | 2
PG&E GBA | Meadow Lane | 115 | 0 | 0 | 0 | 0 | 0 | 0 | 0 | 0 | 0 | 1 | 10 | 2 |  |  | 0 | 0 | 0 | 0 | 0 | 0 | 0 | 0 | 0 | 1 | 10 | 2
PG&E GBA | Melones | 115 | 0 | 0 | 0 | 0 | 0 | 0 | 0 | 0 | 0 | 1 | 10 | 2 |  |  | 0 | 0 | 0 | 0 | 0 | 0 | 0 | 0 | 0 | 1 | 10 | 2
PG&E GBA | Melones | 230 | 0 | 0 | 0 | 0 | 0 | 0 | 0 | 0 | 0 | 1 | 10 | 2 |  |  | 0 | 0 | 0 | 0 | 0 | 0 | 0 | 0 | 0 | 1 | 10 | 2
SDGE | Melrose | 69 | 0 | 0 | 0 | 0 | 0 | 0 | 0 | 0 | 0 | 1 | 10 | 2 |  |  | 0 | 0 | 0 | 0 | 0 | 0 | 0 | 0 | 0 | 1 | 10 | 2
PG&E NGBA | Mendocino | 115 | 0 | 0 | 0 | 0 | 0 | 0 | 0 | 0 | 0 | 1 | 10 | 2 |  |  | 0 | 0 | 0 | 0 | 0 | 0 | 0 | 0 | 0 | 1 | 10 | 2
PG&E NGBA | Mendocino | 60 | 0 | 0 | 0 | 0 | 0 | 0 | 0 | 0 | 0 | 1 | 10 | 2 |  |  | 0 | 0 | 0 | 0 | 0 | 0 | 0 | 0 | 0 | 1 | 10 | 2
PG&E FRESNO | Mendota | 115 | 0 | 0 | 0 | 0 | 0 | 0 | 0 | 0 | 0 | 1 | 10 | 2 |  |  | 0 | 0 | 0 | 0 | 0 | 0 | 0 | 0 | 0 | 1 | 10 | 2
PG&E GBA | Menlo | 60 | 0 | 0 | 0 | 0 | 0 | 0 | 0 | 0 | 0 | 1 | 10 | 2 |  |  | 0 | 0 | 0 | 0 | 0 | 0 | 0 | 0 | 0 | 1 | 10 | 2
PG&E FRESNO | Merced | 115 | 0 | 0 | 0 | 0 | 0 | 0 | 0 | 0 | 0 | 1 | 10 | 2 |  |  | 0 | 0 | 0 | 0 | 0 | 0 | 0 | 0 | 0 | 1 | 10 | 2
EOP | Mercury | 138 | 0 | 0 | 0 | 0 | 0 | 0 | 0 | 0 | 0 | 1 | 10 | 2 |  |  | 0 | 0 | 0 | 0 | 0 | 0 | 0 | 0 | 0 | 1 | 10 | 2
PG&E FRESNO | Mercy Springs | 70 | 0 | 0 | 0 | 0 | 0 | 0 | 0 | 0 | 0 | 1 | 5 | 1 |  |  | 0 | 0 | 0 | 0 | 0 | 0 | 0 | 0 | 0 | 1 | 5 | 1
PG&E NGBA | Meridian | 60 | 0 | 0 | 0 | 0 | 0 | 0 | 0 | 0 | 0 | 1 | 10 | 2 |  |  | 0 | 0 | 0 | 0 | 0 | 0 | 0 | 0 | 0 | 1 | 10 | 2
PG&E KERN | Mesa (PGE) | 115 | 0 | 0 | 0 | 0 | 0 | 0 | 0 | 0 | 0 | 1 | 10 | 2 |  |  | 0 | 0 | 0 | 0 | 0 | 0 | 0 | 0 | 0 | 1 | 10 | 2
PG&E KERN | Mesa (PGE) | 230 | 0 | 0 | 0 | 0 | 0 | 0 | 0 | 0 | 0 | 1 | 10 | 2 |  |  | 0 | 0 | 0 | 0 | 0 | 0 | 0 | 0 | 0 | 1 | 10 | 2
SCE Metro | Mesa (SCE) | 230 | 0 | 0 | 0 | 0 | 0 | 0 | 0 | 0 | 0 | 1 | 10 | 2 |  |  | 0 | 0 | 0 | 0 | 0 | 0 | 0 | 0 | 0 | 1 | 10 | 2
SCE Metro | Mesa (SCE) | 500 | 0 | 0 | 0 | 0 | 0 | 0 | 0 | 0 | 0 | 1 | 10 | 2 |  |  | 0 | 0 | 0 | 0 | 0 | 0 | 0 | 0 | 0 | 1 | 10 | 2
SDGE | Mesa Heights | 69 | 0 | 0 | 0 | 0 | 0 | 0 | 0 | 0 | 0 | 1 | 10 | 2 |  |  | 0 | 0 | 0 | 0 | 0 | 0 | 0 | 0 | 0 | 1 | 10 | 2
PG&E GBA | Metcalf | 115 | 0 | 0 | 0 | 0 | 0 | 0 | 0 | 0 | 0 | 1 | 10 | 2 |  |  | 0 | 0 | 0 | 0 | 0 | 0 | 0 | 0 | 0 | 1 | 10 | 2
PG&E GBA | Metcalf | 230 | 0 | 0 | 0 | 0 | 0 | 0 | 0 | 0 | 0 | 1 | 10 | 2 |  |  | 0 | 0 | 0 | 0 | 0 | 0 | 0 | 0 | 0 | 1 | 10 | 2
PG&E GBA | Metcalf | 500 | 0 | 0 | 0 | 0 | 0 | 0 | 0 | 0 | 0 | 1 | 10 | 2 |  |  | 0 | 0 | 0 | 0 | 0 | 0 | 0 | 0 | 0 | 1 | 10 | 2
PG&E KERN | Midway | 115 | 0 | 0 | 0 | 205 | 180 | 385 | 0 | 1 | 20 | 3 | 15 | 3 |  |  | 0 | 0 | 0 | 205 | 180 | 385 | 0 | 1 | 20 | 3 | 15 | 3
PG&E KERN | Midway | 230 | 0 | 0 | 0 | 0 | 0 | 0 | 0 | 0 | 0 | 1 | 10 | 2 |  |  | 0 | 0 | 0 | 0 | 0 | 0 | 0 | 0 | 0 | 1 | 10 | 2
PG&E KERN | Midway | 500 | 0 | 0 | 0 | 200 | 450 | 650 | 0 | 1 | 0 | 1 | 15 | 2 |  |  | 0 | 0 | 0 | 450 | 1000 | 1450 | 0 | 1 | 0 | 1 | 15 | 2
SDGE | Miguel | 230 | 0 | 0 | 0 | 0 | 0 | 0 | 0 | 0 | 0 | 1 | 10 | 2 |  |  | 0 | 0 | 0 | 0 | 0 | 0 | 0 | 0 | 0 | 1 | 10 | 2
SDGE | Miguel | 500 | 0 | 0 | 0 | 0 | 0 | 0 | 0 | 0 | 0 | 1 | 10 | 2 |  |  | 0 | 0 | 0 | 0 | 0 | 0 | 0 | 0 | 0 | 1 | 10 | 2
SDGE | Miguel | 69 | 0 | 0 | 0 | 0 | 0 | 0 | 0 | 0 | 0 | 1 | 10 | 2 |  |  | 0 | 0 | 0 | 0 | 0 | 0 | 0 | 0 | 0 | 1 | 10 | 2
PG&E GBA | Millbrae | 115 | 0 | 0 | 0 | 0 | 0 | 0 | 0 | 0 | 0 | 1 | 10 | 2 |  |  | 0 | 0 | 0 | 0 | 0 | 0 | 0 | 0 | 0 | 1 | 10 | 2
PG&E GBA | Miller | 115 | 0 | 0 | 0 | 0 | 0 | 0 | 0 | 0 | 0 | 1 | 10 | 2 |  |  | 0 | 0 | 0 | 0 | 0 | 0 | 0 | 0 | 0 | 1 | 10 | 2
SCE Metro | Mira Loma | 230 | 0 | 0 | 0 | 0 | 0 | 0 | 0 | 0 | 0 | 1 | 10 | 2 |  |  | 0 | 0 | 0 | 0 | 0 | 0 | 0 | 0 | 0 | 1 | 10 | 2
SCE Metro | Mira Loma | 500 | 0 | 0 | 0 | 0 | 0 | 0 | 0 | 0 | 0 | 1 | 10 | 2 |  |  | 0 | 0 | 0 | 0 | 0 | 0 | 0 | 0 | 0 | 1 | 10 | 2
SCE Eastern | Mirage | 115 | 0 | 0 | 0 | 0 | 0 | 0 | 0 | 0 | 0 | 1 | 10 | 2 |  |  | 0 | 0 | 0 | 0 | 0 | 0 | 0 | 0 | 0 | 1 | 10 | 2
SCE Eastern | Mirage | 230 | 0 | 0 | 0 | 0 | 0 | 0 | 500 | 1 | 0 | 1 | 10 | 2 | 10 | 1 | 0 | 0 | 0 | 0 | 0 | 0 | 500 | 1 | 0 | 1 | 10 | 2 | 10 | 1
SDGE | Mission | 138 | 0 | 0 | 0 | 0 | 0 | 0 | 0 | 0 | 0 | 1 | 10 | 2 |  |  | 0 | 0 | 0 | 0 | 0 | 0 | 0 | 0 | 0 | 1 | 10 | 2
SDGE | Mission | 230 | 0 | 0 | 0 | 0 | 0 | 0 | 0 | 0 | 0 | 1 | 10 | 2 |  |  | 0 | 0 | 0 | 0 | 0 | 0 | 0 | 0 | 0 | 1 | 10 | 2
SDGE | Mission | 69 | 0 | 0 | 0 | 0 | 0 | 0 | 0 | 0 | 0 | 1 | 10 | 2 |  |  | 0 | 0 | 0 | 0 | 0 | 0 | 0 | 0 | 0 | 1 | 10 | 2
PG&E GBA | Mi-Wuk | 115 | 0 | 0 | 0 | 0 | 0 | 0 | 0 | 0 | 0 | 1 | 10 | 2 |  |  | 0 | 0 | 0 | 0 | 0 | 0 | 0 | 0 | 0 | 1 | 10 | 2
EOP | Mohave | 500 | 492 | 126.5 | 618.5 | 0 | 600 | 600 | 0 | 1 | 20 | 2 | 10 | 1 |  |  | 492 | 126.5 | 618.5 | 300 | 900 | 1200 | 0 | 1 | 20 | 2 | 10 | 1
PG&E NGBA | Monroe | 115 | 0 | 0 | 0 | 0 | 0 | 0 | 0 | 0 | 0 | 1 | 10 | 2 |  |  | 0 | 0 | 0 | 0 | 0 | 0 | 0 | 0 | 0 | 1 | 10 | 2
SDGE | Monserate | 69 | 0 | 0 | 0 | 0 | 0 | 0 | 0 | 0 | 0 | 1 | 10 | 2 |  |  | 0 | 0 | 0 | 0 | 0 | 0 | 0 | 0 | 0 | 1 | 10 | 2
PG&E GBA | Monta Vista | 115 | 0 | 0 | 0 | 0 | 0 | 0 | 0 | 0 | 0 | 1 | 10 | 2 |  |  | 0 | 0 | 0 | 0 | 0 | 0 | 0 | 0 | 0 | 1 | 10 | 2
PG&E GBA | Monta Vista | 230 | 0 | 0 | 0 | 0 | 0 | 0 | 0 | 0 | 0 | 1 | 10 | 2 |  |  | 0 | 0 | 0 | 0 | 0 | 0 | 0 | 0 | 0 | 1 | 10 | 2
PG&E GBA | Monta Vista | 60 | 0 | 0 | 0 | 0 | 0 | 0 | 0 | 0 | 0 | 1 | 10 | 2 |  |  | 0 | 0 | 0 | 0 | 0 | 0 | 0 | 0 | 0 | 1 | 10 | 2
PG&E NGBA | Monticello | 115 | 0 | 0 | 0 | 0 | 0 | 0 | 0 | 0 | 0 | 1 | 10 | 2 |  |  | 0 | 0 | 0 | 0 | 0 | 0 | 0 | 0 | 0 | 1 | 10 | 2
SCE Northern | Moorpark | 230 | 0 | 0 | 0 | 0 | 0 | 0 | 0 | 0 | 0 | 1 | 10 | 2 |  |  | 0 | 0 | 0 | 0 | 0 | 0 | 0 | 0 | 0 | 1 | 10 | 2
SCE Northern | Moorpark | 66 | 0 | 0 | 0 | 0 | 0 | 0 | 0 | 0 | 0 | 1 | 10 | 2 |  |  | 0 | 0 | 0 | 0 | 0 | 0 | 0 | 0 | 0 | 1 | 10 | 2
PG&E GBA | Moraga | 115 | 0 | 0 | 0 | 0 | 0 | 0 | 0 | 0 | 0 | 1 | 10 | 2 |  |  | 0 | 0 | 0 | 0 | 0 | 0 | 0 | 0 | 0 | 1 | 10 | 2
PG&E GBA | Moraga | 230 | 0 | 0 | 0 | 0 | 0 | 0 | 0 | 0 | 0 | 1 | 10 | 2 |  |  | 0 | 0 | 0 | 0 | 0 | 0 | 0 | 0 | 0 | 1 | 10 | 2
PG&E GBA | Morgan Hill | 115 | 0 | 0 | 0 | 0 | 0 | 0 | 0 | 0 | 0 | 1 | 10 | 2 |  |  | 0 | 0 | 0 | 0 | 0 | 0 | 0 | 0 | 0 | 1 | 10 | 2
PG&E KERN | Morro Bay | 115 | 0 | 0 | 0 | 0 | 0 | 0 | 0 | 0 | 0 | 1 | 10 | 2 |  |  | 0 | 0 | 0 | 0 | 0 | 0 | 0 | 0 | 0 | 1 | 10 | 2
PG&E KERN | Morro Bay | 230 | 0 | 0 | 0 | 0 | 0 | 0 | 0 | 0 | 0 | 1 | 10 | 2 |  |  | 0 | 0 | 0 | 0 | 0 | 0 | 0 | 0 | 0 | 1 | 10 | 2
PG&E KERN | Morro Bay | 500 | 0 | 0 | 0 | 0 | 0 | 0 | 0 | 0 | 0 | 1 | 10 | 2 |  |  | 0 | 0 | 0 | 0 | 0 | 0 | 0 | 0 | 0 | 1 | 10 | 2
PG&E GBA | Moss Landing | 115 | 0 | 0 | 0 | 0 | 0 | 0 | 0 | 0 | 0 | 1 | 10 | 2 |  |  | 0 | 0 | 0 | 0 | 0 | 0 | 0 | 0 | 0 | 1 | 10 | 2
PG&E GBA | Moss Landing | 230 | 0 | 0 | 0 | 0 | 0 | 0 | 0 | 0 | 20 | 3 | 10 | 2 |  |  | 0 | 0 | 0 | 0 | 0 | 0 | 0 | 0 | 20 | 3 | 10 | 2
PG&E GBA | Moss Landing | 500 | 0 | 0 | 0 | 0 | 0 | 0 | 0 | 0 | 0 | 1 | 10 | 2 |  |  | 0 | 0 | 0 | 0 | 0 | 0 | 0 | 0 | 0 | 1 | 10 | 2
EOP | Mountain Pass | 115 | 0 | 0 | 0 | 0 | 0 | 0 | 0 | 0 | 0 | 1 | 10 | 2 |  |  | 0 | 0 | 0 | 0 | 0 | 0 | 0 | 0 | 0 | 1 | 10 | 2
PG&E GBA | Mountain View | 115 | 0 | 0 | 0 | 0 | 0 | 0 | 0 | 0 | 0 | 1 | 10 | 2 |  |  | 0 | 0 | 0 | 0 | 0 | 0 | 0 | 0 | 0 | 1 | 10 | 2
PG&E GBA | Mt Eden | 115 | 0 | 0 | 0 | 0 | 0 | 0 | 0 | 0 | 0 | 1 | 10 | 2 |  |  | 0 | 0 | 0 | 0 | 0 | 0 | 0 | 0 | 0 | 1 | 10 | 2
PG&E KERN | Mt Poso | 115 | 0 | 0 | 0 | 0 | 0 | 0 | 0 | 0 | 0 | 1 | 10 | 2 |  |  | 0 | 0 | 0 | 0 | 0 | 0 | 0 | 0 | 0 | 1 | 10 | 2
SDGE | Murray | 69 | 0 | 0 | 0 | 0 | 0 | 0 | 0 | 0 | 0 | 1 | 10 | 2 |  |  | 0 | 0 | 0 | 0 | 0 | 0 | 0 | 0 | 0 | 1 | 10 | 2
PG&E FRESNO | Mustang | 230 | 0 | 0 | 0 | 25 | 175 | 200 | 0 | 1 | 0 | 1 | 10 | 2 |  |  | 0 | 0 | 0 | 125 | 425 | 550 | 0 | 1 | 0 | 1 | 10 | 1
SCE Northern | Neenach | 66 | 0 | 0 | 0 | 0 | 0 | 0 | 0 | 0 | 0 | 1 | 10 | 2 |  |  | 0 | 0 | 0 | 0 | 0 | 0 | 0 | 0 | 0 | 1 | 10 | 2
PG&E KERN | New Sub - Gates - Midway (Proposed) | 230 | 0 | 0 | 0 | 0 | 0 | 0 | 0 | 0 | 0 | 1 | 10 | 2 |  |  | 0 | 0 | 0 | 300 | 400 | 700 | 0 | 1 | 0 | 1 | 10 | 1
PG&E KERN | New Sub - Gates - Templeton (Proposed) | 230 | 0 | 0 | 0 | 0 | 0 | 0 | 0 | 0 | 0 | 1 | 10 | 2 |  |  | 0 | 0 | 0 | 100 | 200 | 300 | 0 | 1 | 0 | 1 | 10 | 2
SCE NOL | New Sub - Kramer - Lugo (Proposed) | 230 | 0 | 0 | 0 | 0 | 0 | 0 | 0 | 0 | 0 | 1 | 10 | 2 |  |  | 0 | 0 | 0 | 0 | 0 | 0 | 0 | 0 | 0 | 1 | 10 | 2
PG&E FRESNO | New Sub - Los Banos - Midway (Proposed) | 500 | 0 | 0 | 0 | 0 | 0 | 0 | 0 | 0 | 0 | 1 | 10 | 2 |  |  | 0 | 0 | 0 | 250 | 450 | 700 | 0 | 1 | 0 | 1 | 10 | 1
SCE NOL | New Sub - Lugo - Pisgah (Proposed) | 230 | 150 | 0 | 150 | 0 | 0 | 0 | 0 | 1 | 15 | 2 | 10 | 2 |  |  | 150 | 0 | 150 | 0 | 0 | 0 | 0 | 1 | 15 | 2 | 10 | 2
PG&E KERN | New Sub - Midway - Wheeler Ridge (Proposed) | 230 | 0 | 0 | 0 | 0 | 0 | 0 | 0 | 0 | 0 | 1 | 10 | 2 |  |  | 0 | 0 | 0 | 150 | 150 | 300 | 0 | 1 | 0 | 1 | 10 | 2
PG&E NGBA | New Sub - Near existing Leavitt (PSREC) | 345 | 300 | 0 | 300 | 0 | 0 | 0 | 0 | 1 | 20 | 2 | 10 | 2 |  |  | 300 | 0 | 300 | 0 | 0 | 0 | 0 | 1 | 20 | 2 | 10 | 2
PG&E NGBA | New Sub - Near existing Madeline (NVE) | 345 | 700 | 0 | 700 | 0 | 0 | 0 | 0 | 1 | 20 | 2 | 10 | 2 |  |  | 700 | 0 | 700 | 0 | 0 | 0 | 0 | 1 | 20 | 2 | 10 | 2
SDGE | New Sub - North Gila - IV (Proposed) | 500 | 0 | 0 | 0 | 0 | 0 | 0 | 0 | 0 | 0 | 1 | 10 | 2 |  |  | 0 | 0 | 0 | 200 | 500 | 700 | 0 | 1 | 0 | 1 | 15 | 2
PG&E NGBA | New Sub - Pit 1 - Cottonwood (Proposed) | 230 | 200 | 6 | 206 | 0 | 0 | 0 | 0 | 1 | 15 | 2 | 10 | 2 |  |  | 200 | 6 | 206 | 0 | 0 | 0 | 0 | 1 | 15 | 2 | 10 | 2
PG&E GBA | New Sub - Rancho Seco - Bellota (Proposed) | 230 | 0 | 0 | 0 | 0 | 0 | 0 | 0 | 0 | 0 | 1 | 10 | 2 |  |  | 0 | 0 | 0 | 0 | 0 | 0 | 0 | 0 | 0 | 1 | 10 | 2
SDGE | New Sub - Suncrest - Ocotillo (Proposed) | 500 | 300 | 100 | 400 | 0 | 0 | 0 | 0 | 1 | 20 | 2 | 10 | 2 |  |  | 300 | 100 | 400 | 0 | 0 | 0 | 0 | 1 | 20 | 2 | 10 | 2
PG&E FRESNO | New Sub - Westley - Quinto (Proposed) | 230 | 0 | 0 | 0 | 0 | 0 | 0 | 0 | 0 | 0 | 1 | 10 | 2 |  |  | 0 | 0 | 0 | 0 | 0 | 0 | 0 | 0 | 0 | 1 | 10 | 2
PG&E GBA | Newark | 115 | 0 | 0 | 0 | 0 | 0 | 0 | 0 | 0 | 0 | 1 | 10 | 2 |  |  | 0 | 0 | 0 | 0 | 0 | 0 | 0 | 0 | 0 | 1 | 10 | 2
PG&E GBA | Newark | 230 | 0 | 0 | 0 | 0 | 0 | 0 | 0 | 0 | 0 | 1 | 10 | 2 |  |  | 0 | 0 | 0 | 0 | 0 | 0 | 0 | 0 | 0 | 1 | 10 | 2
PG&E GBA | Newark | 60 | 0 | 0 | 0 | 0 | 0 | 0 | 0 | 0 | 0 | 1 | 10 | 2 |  |  | 0 | 0 | 0 | 0 | 0 | 0 | 0 | 0 | 0 | 1 | 10 | 2
PG&E FRESNO | Newhall | 115 | 0 | 0 | 0 | 0 | 0 | 0 | 0 | 0 | 0 | 1 | 10 | 2 |  |  | 0 | 0 | 0 | 0 | 0 | 0 | 0 | 0 | 0 | 1 | 10 | 2
PG&E KERN | Norco | 115 | 0 | 0 | 0 | 0 | 0 | 0 | 0 | 0 | 15 | 2 | 10 | 2 |  |  | 0 | 0 | 0 | 0 | 0 | 0 | 0 | 0 | 15 | 2 | 10 | 2
PG&E GBA | Nortech | 115 | 0 | 0 | 0 | 0 | 0 | 0 | 0 | 0 | 15 | 2 | 10 | 2 |  |  | 0 | 0 | 0 | 0 | 0 | 0 | 0 | 0 | 15 | 2 | 10 | 2
SDGE | North City Metering | 138 | 0 | 0 | 0 | 0 | 0 | 0 | 0 | 0 | 15 | 2 | 10 | 2 |  |  | 0 | 0 | 0 | 0 | 0 | 0 | 0 | 0 | 15 | 2 | 10 | 2
PG&E GBA | North Dublin | 230 | 0 | 0 | 0 | 0 | 0 | 0 | 0 | 0 | 0 | 1 | 10 | 2 |  |  | 0 | 0 | 0 | 0 | 0 | 0 | 0 | 0 | 0 | 1 | 10 | 2
SDGE | North Gila | 500 | 0 | 0 | 0 | 0 | 0 | 0 | 0 | 0 | 0 | 1 | 10 | 2 |  |  | 0 | 0 | 0 | 0 | 0 | 0 | 0 | 0 | 0 | 1 | 10 | 2
SCE Metro | North of SONGS | 230 | 0 | 0 | 0 | 0 | 0 | 0 | 0 | 0 | 0 | 1 | 10 | 2 |  |  | 0 | 0 | 0 | 0 | 0 | 0 | 0 | 0 | 0 | 1 | 10 | 2
SCE Metro | North of SONGS | 500 | 0 | 0 | 0 | 0 | 0 | 0 | 0 | 0 | 0 | 1 | 10 | 2 |  |  | 0 | 0 | 0 | 0 | 0 | 0 | 0 | 0 | 0 | 1 | 10 | 2
PG&E NGBA | Notre Dame | 115 | 0 | 0 | 0 | 0 | 0 | 0 | 0 | 0 | 0 | 1 | 10 | 2 |  |  | 0 | 0 | 0 | 0 | 0 | 0 | 0 | 0 | 0 | 1 | 10 | 2
PG&E GBA | Oakland C | 115 | 0 | 0 | 0 | 0 | 0 | 0 | 0 | 0 | 0 | 1 | 10 | 2 |  |  | 0 | 0 | 0 | 0 | 0 | 0 | 0 | 0 | 0 | 1 | 10 | 2
PG&E GBA | Oakland J | 115 | 0 | 0 | 0 | 0 | 0 | 0 | 0 | 0 | 10 | 1 | 10 | 2 |  |  | 0 | 0 | 0 | 0 | 0 | 0 | 0 | 0 | 10 | 1 | 10 | 2
PG&E GBA | Oakland L | 115 | 0 | 0 | 0 | 0 | 0 | 0 | 0 | 0 | 0 | 1 | 10 | 2 |  |  | 0 | 0 | 0 | 0 | 0 | 0 | 0 | 0 | 0 | 1 | 10 | 2
PG&E GBA | Oakland X | 115 | 0 | 0 | 0 | 0 | 0 | 0 | 0 | 0 | 0 | 1 | 10 | 2 |  |  | 0 | 0 | 0 | 0 | 0 | 0 | 0 | 0 | 0 | 1 | 10 | 2
SDGE | Ocean Ranch | 69 | 0 | 0 | 0 | 0 | 0 | 0 | 0 | 0 | 0 | 1 | 10 | 2 |  |  | 0 | 0 | 0 | 0 | 0 | 0 | 0 | 0 | 0 | 1 | 10 | 2
PG&E KERN | Oceano | 115 | 0 | 0 | 0 | 0 | 0 | 0 | 0 | 0 | 0 | 1 | 10 | 2 |  |  | 0 | 0 | 0 | 0 | 0 | 0 | 0 | 0 | 0 | 1 | 10 | 2
SDGE | Ocotillo Express | 500 | 0 | 0 | 0 | 0 | 0 | 0 | 0 | 0 | 0 | 1 | 10 | 2 |  |  | 0 | 0 | 0 | 0 | 0 | 0 | 0 | 0 | 0 | 1 | 10 | 2
PG&E KERN | Old River | 70 | 0 | 0 | 0 | 0 | 0 | 0 | 0 | 0 | 0 | 1 | 10 | 2 |  |  | 0 | 0 | 0 | 0 | 0 | 0 | 0 | 0 | 0 | 1 | 10 | 2
SDGE | Old Town | 230 | 0 | 0 | 0 | 0 | 0 | 0 | 0 | 0 | 0 | 1 | 10 | 2 |  |  | 0 | 0 | 0 | 0 | 0 | 0 | 0 | 0 | 0 | 1 | 10 | 2
SCE Metro | Olinda | 230 | 0 | 0 | 0 | 0 | 0 | 0 | 0 | 0 | 0 | 1 | 10 | 2 |  |  | 0 | 0 | 0 | 0 | 0 | 0 | 0 | 0 | 0 | 1 | 10 | 2
PG&E FRESNO | Olive | 115 | 0 | 0 | 0 | 0 | 0 | 0 | 0 | 0 | 0 | 1 | 5 | 1 |  |  | 0 | 0 | 0 | 0 | 0 | 0 | 0 | 0 | 0 | 1 | 5 | 1
PG&E NGBA | Olivehurst | 115 | 0 | 0 | 0 | 0 | 0 | 0 | 0 | 0 | 0 | 1 | 10 | 2 |  |  | 0 | 0 | 0 | 0 | 0 | 0 | 0 | 0 | 0 | 1 | 10 | 2
PG&E NGBA | Oregon Trail | 60 | 0 | 0 | 0 | 0 | 0 | 0 | 0 | 0 | 0 | 1 | 10 | 2 |  |  | 0 | 0 | 0 | 0 | 0 | 0 | 0 | 0 | 0 | 1 | 10 | 2
SCE Northern | Ormond Beach | 230 | 0 | 0 | 0 | 0 | 0 | 0 | 0 | 0 | 0 | 1 | 10 | 2 |  |  | 0 | 0 | 0 | 0 | 0 | 0 | 0 | 0 | 0 | 1 | 10 | 2
PG&E FRESNO | Oro Loma | 115 | 0 | 0 | 0 | 0 | 0 | 0 | 0 | 0 | 0 | 1 | 10 | 2 |  |  | 0 | 0 | 0 | 0 | 0 | 0 | 0 | 0 | 0 | 1 | 10 | 2
PG&E FRESNO | Oro Loma | 70 | 0 | 0 | 0 | 0 | 0 | 0 | 0 | 0 | 0 | 1 | 10 | 2 |  |  | 0 | 0 | 0 | 0 | 0 | 0 | 0 | 0 | 0 | 1 | 10 | 2
PG&E FRESNO | Orosi | 70 | 0 | 0 | 0 | 0 | 0 | 0 | 0 | 0 | 0 | 1 | 10 | 2 |  |  | 0 | 0 | 0 | 0 | 0 | 0 | 0 | 0 | 0 | 1 | 10 | 2
SDGE | Otay | 69 | 0 | 0 | 0 | 0 | 0 | 0 | 0 | 0 | 0 | 1 | 10 | 2 |  |  | 0 | 0 | 0 | 0 | 0 | 0 | 0 | 0 | 0 | 1 | 10 | 2
SDGE | Otay Mesa | 230 | 0 | 0 | 0 | 0 | 0 | 0 | 0 | 0 | 0 | 1 | 10 | 2 |  |  | 0 | 0 | 0 | 0 | 0 | 0 | 0 | 0 | 0 | 1 | 10 | 2
PG&E FRESNO | Padre Flats SW STA | 230 | 0 | 0 | 0 | 0 | 0 | 0 | 0 | 0 | 0 | 1 | 10 | 2 |  |  | 0 | 0 | 0 | 0 | 0 | 0 | 0 | 0 | 0 | 1 | 10 | 2
EOP | Pahrump | 138 | 0 | 0 | 0 | 0 | 0 | 0 | 0 | 0 | 0 | 1 | 10 | 2 |  |  | 0 | 0 | 0 | 0 | 0 | 0 | 0 | 0 | 0 | 1 | 10 | 2
EOP | Pahrump | 230 | 0 | 0 | 0 | 0 | 0 | 0 | 0 | 0 | 0 | 1 | 10 | 2 |  |  | 0 | 0 | 0 | 0 | 0 | 0 | 0 | 0 | 0 | 1 | 10 | 2
SDGE | Pala | 69 | 0 | 0 | 0 | 0 | 0 | 0 | 0 | 0 | 0 | 1 | 10 | 2 |  |  | 0 | 0 | 0 | 0 | 0 | 0 | 0 | 0 | 0 | 1 | 10 | 2
PG&E NGBA | Palermo | 115 | 0 | 0 | 0 | 0 | 0 | 0 | 0 | 0 | 0 | 1 | 10 | 2 |  |  | 0 | 0 | 0 | 0 | 0 | 0 | 0 | 0 | 0 | 1 | 10 | 2
PG&E NGBA | Palermo | 230 | 0 | 0 | 0 | 0 | 0 | 0 | 0 | 0 | 0 | 1 | 10 | 2 |  |  | 0 | 0 | 0 | 0 | 0 | 0 | 0 | 0 | 0 | 1 | 10 | 2
SCE Eastern | Palo Verde | 500 | 0 | 0 | 0 | 0 | 0 | 0 | 0 | 0 | 0 | 1 | 10 | 2 |  |  | 0 | 0 | 0 | 0 | 0 | 0 | 0 | 0 | 0 | 1 | 10 | 2
SDGE | Palomar Energy | 230 | 0 | 0 | 0 | 0 | 0 | 0 | 0 | 0 | 0 | 1 | 10 | 2 |  |  | 0 | 0 | 0 | 0 | 0 | 0 | 0 | 0 | 0 | 1 | 10 | 2
PG&E KERN | Panama | 70 | 0 | 0 | 0 | 0 | 0 | 0 | 0 | 0 | 0 | 1 | 10 | 2 |  |  | 0 | 0 | 0 | 0 | 0 | 0 | 0 | 0 | 0 | 1 | 10 | 2
PG&E FRESNO | Panoche | 115 | 0 | 0 | 0 | 0 | 0 | 0 | 0 | 0 | 0 | 1 | 10 | 2 |  |  | 0 | 0 | 0 | 0 | 0 | 0 | 0 | 0 | 0 | 1 | 10 | 2
PG&E FRESNO | Panoche | 230 | 0 | 0 | 0 | 0 | 0 | 0 | 0 | 0 | 0 | 1 | 10 | 2 |  |  | 0 | 0 | 0 | 200 | 400 | 600 | 0 | 1 | 0 | 1 | 15 | 2
SCE Northern | Pardee | 230 | 0 | 0 | 0 | 0 | 0 | 0 | 0 | 0 | 0 | 1 | 10 | 2 |  |  | 0 | 0 | 0 | 0 | 0 | 0 | 0 | 0 | 0 | 1 | 10 | 2
PG&E NGBA | Parkway | 230 | 0 | 0 | 0 | 0 | 0 | 0 | 0 | 0 | 0 | 1 | 10 | 2 |  |  | 0 | 0 | 0 | 0 | 0 | 0 | 0 | 0 | 0 | 1 | 10 | 2
SCE Northern | Pastoria | 230 | 0 | 0 | 0 | 0 | 0 | 0 | 0 | 0 | 0 | 1 | 10 | 2 |  |  | 0 | 0 | 0 | 0 | 0 | 0 | 0 | 0 | 0 | 1 | 10 | 2
SCE Metro | Pauda | 230 | 0 | 0 | 0 | 0 | 0 | 0 | 0 | 0 | 0 | 1 | 10 | 2 |  |  | 0 | 0 | 0 | 0 | 0 | 0 | 0 | 0 | 0 | 1 | 10 | 2
PG&E GBA | Paul Sweet | 115 | 0 | 0 | 0 | 0 | 0 | 0 | 0 | 0 | 0 | 1 | 10 | 2 |  |  | 0 | 0 | 0 | 0 | 0 | 0 | 0 | 0 | 0 | 1 | 10 | 2
PG&E NGBA | Peabody | 230 | 0 | 0 | 0 | 0 | 0 | 0 | 0 | 0 | 0 | 1 | 10 | 2 |  |  | 0 | 0 | 0 | 0 | 0 | 0 | 0 | 0 | 0 | 1 | 10 | 2
PG&E NGBA | Pease | 115 | 0 | 0 | 0 | 0 | 0 | 0 | 0 | 0 | 0 | 1 | 10 | 2 |  |  | 0 | 0 | 0 | 0 | 0 | 0 | 0 | 0 | 0 | 1 | 10 | 2
PG&E NGBA | Pease | 60 | 0 | 0 | 0 | 0 | 0 | 0 | 0 | 0 | 0 | 1 | 10 | 2 |  |  | 0 | 0 | 0 | 0 | 0 | 0 | 0 | 0 | 0 | 1 | 10 | 2
SDGE | Penasquitos | 138 | 0 | 0 | 0 | 0 | 0 | 0 | 0 | 0 | 10 | 1 | 10 | 2 |  |  | 0 | 0 | 0 | 0 | 0 | 0 | 0 | 0 | 10 | 1 | 10 | 2
SDGE | Penasquitos | 230 | 0 | 0 | 0 | 0 | 0 | 0 | 0 | 0 | 0 | 1 | 10 | 2 |  |  | 0 | 0 | 0 | 0 | 0 | 0 | 0 | 0 | 0 | 1 | 10 | 2
SDGE | Penasquitos | 69 | 0 | 0 | 0 | 0 | 0 | 0 | 0 | 0 | 30 | 4 | 10 | 2 |  |  | 0 | 0 | 0 | 0 | 0 | 0 | 0 | 0 | 30 | 4 | 10 | 2
SDGE | Pendleton | 69 | 0 | 0 | 0 | 0 | 0 | 0 | 0 | 0 | 0 | 1 | 10 | 2 |  |  | 0 | 0 | 0 | 0 | 0 | 0 | 0 | 0 | 0 | 1 | 10 | 2
PG&E NGBA | Penngrove | 115 | 0 | 0 | 0 | 0 | 0 | 0 | 0 | 0 | 0 | 1 | 10 | 2 |  |  | 0 | 0 | 0 | 0 | 0 | 0 | 0 | 0 | 0 | 1 | 10 | 2
PG&E GBA | Peoria | 115 | 0 | 0 | 0 | 0 | 0 | 0 | 0 | 0 | 15 | 2 | 10 | 2 |  |  | 0 | 0 | 0 | 0 | 0 | 0 | 0 | 0 | 15 | 2 | 10 | 2
PG&E GBA | Piercy | 115 | 0 | 0 | 0 | 0 | 0 | 0 | 0 | 0 | 0 | 1 | 10 | 2 |  |  | 0 | 0 | 0 | 0 | 0 | 0 | 0 | 0 | 0 | 1 | 10 | 2
PG&E FRESNO | Pine Flat | 230 | 0 | 0 | 0 | 0 | 0 | 0 | 0 | 0 | 0 | 1 | 10 | 2 |  |  | 0 | 0 | 0 | 0 | 0 | 0 | 0 | 0 | 0 | 1 | 10 | 2
SCE NOL | Pisgah | 230 | 0 | 0 | 0 | 0 | 0 | 0 | 0 | 0 | 0 | 1 | 10 | 2 |  |  | 0 | 0 | 0 | 200 | 250 | 450 | 0 | 1 | 0 | 1 | 15 | 2
PG&E NGBA | Pit 1 | 230 | 0 | 0 | 0 | 0 | 0 | 0 | 0 | 0 | 0 | 1 | 10 | 2 |  |  | 0 | 0 | 0 | 0 | 0 | 0 | 0 | 0 | 0 | 1 | 10 | 2
PG&E NGBA | Pit 1 | 60 | 0 | 0 | 0 | 0 | 0 | 0 | 0 | 0 | 0 | 1 | 10 | 2 |  |  | 0 | 0 | 0 | 0 | 0 | 0 | 0 | 0 | 0 | 1 | 10 | 2
PG&E NGBA | Pit 3 | 230 | 0 | 0 | 0 | 0 | 0 | 0 | 0 | 0 | 0 | 1 | 10 | 2 |  |  | 0 | 0 | 0 | 0 | 0 | 0 | 0 | 0 | 0 | 1 | 10 | 2
PG&E NGBA | Pit 4 | 230 | 0 | 0 | 0 | 0 | 0 | 0 | 0 | 0 | 0 | 1 | 10 | 2 |  |  | 0 | 0 | 0 | 0 | 0 | 0 | 0 | 0 | 0 | 1 | 10 | 2
PG&E GBA | Pittsburg | 115 | 0 | 0 | 0 | 0 | 0 | 0 | 0 | 0 | 0 | 1 | 10 | 2 |  |  | 0 | 0 | 0 | 0 | 0 | 0 | 0 | 0 | 0 | 1 | 10 | 2
PG&E GBA | Pittsburg | 230 | 0 | 0 | 0 | 0 | 0 | 0 | 0 | 0 | 0 | 1 | 10 | 2 |  |  | 0 | 0 | 0 | 0 | 0 | 0 | 0 | 0 | 0 | 1 | 10 | 2
PG&E NGBA | Pleasant Grove | 115 | 0 | 0 | 0 | 0 | 0 | 0 | 0 | 0 | 0 | 1 | 10 | 2 |  |  | 0 | 0 | 0 | 0 | 0 | 0 | 0 | 0 | 0 | 1 | 10 | 2
PG&E NGBA | POE | 230 | 0 | 0 | 0 | 0 | 0 | 0 | 0 | 0 | 0 | 1 | 10 | 2 |  |  | 0 | 0 | 0 | 0 | 0 | 0 | 0 | 0 | 0 | 1 | 10 | 2
SDGE | Point Loma | 69 | 0 | 0 | 0 | 0 | 0 | 0 | 0 | 0 | 0 | 1 | 10 | 2 |  |  | 0 | 0 | 0 | 0 | 0 | 0 | 0 | 0 | 0 | 1 | 10 | 2
SDGE | Pomerado | 69 | 0 | 0 | 0 | 0 | 0 | 0 | 0 | 0 | 0 | 1 | 10 | 2 |  |  | 0 | 0 | 0 | 0 | 0 | 0 | 0 | 0 | 0 | 1 | 10 | 2
PG&E KERN | Poso Mountain | 115 | 0 | 0 | 0 | 0 | 0 | 0 | 0 | 0 | 0 | 1 | 10 | 2 |  |  | 0 | 0 | 0 | 0 | 0 | 0 | 0 | 0 | 0 | 1 | 10 | 2
EOP | Primm | 230 | 0 | 0 | 0 | 0 | 0 | 0 | 0 | 0 | 0 | 1 | 10 | 2 |  |  | 0 | 0 | 0 | 0 | 0 | 0 | 0 | 0 | 0 | 1 | 10 | 2
PG&E NGBA | Putah Creek | 115 | 0 | 0 | 0 | 0 | 0 | 0 | 0 | 0 | 0 | 1 | 5 | 1 |  |  | 0 | 0 | 0 | 0 | 0 | 0 | 0 | 0 | 0 | 1 | 5 | 1
SDGE | Q1806 | 138 | 0 | 0 | 0 | 0 | 0 | 0 | 0 | 0 | 0 | 1 | 10 | 2 |  |  | 0 | 0 | 0 | 0 | 0 | 0 | 0 | 0 | 0 | 1 | 10 | 2
PG&E FRESNO | Quinto | 230 | 0 | 0 | 0 | 10 | 140 | 150 | 0 | 1 | 0 | 1 | 10 | 2 |  |  | 0 | 0 | 0 | 160 | 290 | 450 | 0 | 1 | 0 | 1 | 10 | 1
PG&E GBA | Race Track | 115 | 0 | 0 | 0 | 0 | 0 | 0 | 0 | 0 | 0 | 1 | 10 | 2 |  |  | 0 | 0 | 0 | 0 | 0 | 0 | 0 | 0 | 0 | 1 | 10 | 2
SDGE | Rancho Mission Viejo | 138 | 0 | 0 | 0 | 0 | 0 | 0 | 0 | 0 | 0 | 1 | 10 | 2 |  |  | 0 | 0 | 0 | 0 | 0 | 0 | 0 | 0 | 0 | 1 | 10 | 2
PG&E GBA | Rancho Seco | 230 | 0 | 0 | 0 | 0 | 0 | 0 | 0 | 0 | 0 | 1 | 10 | 2 |  |  | 0 | 0 | 0 | 0 | 0 | 0 | 0 | 0 | 0 | 1 | 10 | 2
SCE Metro | Rancho Vista | 230 | 0 | 0 | 0 | 0 | 0 | 0 | 0 | 0 | 0 | 1 | 10 | 2 |  |  | 0 | 0 | 0 | 0 | 0 | 0 | 0 | 0 | 0 | 1 | 10 | 2
SCE Metro | Rancho Vista | 500 | 0 | 0 | 0 | 0 | 0 | 0 | 0 | 0 | 0 | 1 | 10 | 2 |  |  | 0 | 0 | 0 | 0 | 0 | 0 | 0 | 0 | 0 | 1 | 10 | 2
SCE NOL | Ransburg | 115 | 0 | 0 | 0 | 0 | 0 | 0 | 0 | 0 | 0 | 1 | 10 | 2 |  |  | 0 | 0 | 0 | 0 | 0 | 0 | 0 | 0 | 0 | 1 | 10 | 2
PG&E GBA | Ravenswood | 115 | 0 | 0 | 0 | 0 | 0 | 0 | 0 | 0 | 0 | 1 | 10 | 2 |  |  | 0 | 0 | 0 | 0 | 0 | 0 | 0 | 0 | 0 | 1 | 10 | 2
PG&E GBA | Ravenswood | 230 | 0 | 0 | 0 | 0 | 0 | 0 | 0 | 0 | 0 | 1 | 10 | 2 |  |  | 0 | 0 | 0 | 0 | 0 | 0 | 0 | 0 | 0 | 1 | 10 | 2
SCE Northern | Rector | 230 | 0 | 0 | 0 | 0 | 0 | 0 | 0 | 0 | 0 | 1 | 10 | 2 |  |  | 0 | 0 | 0 | 0 | 200 | 200 | 0 | 1 | 0 | 1 | 10 | 2
SCE Eastern | Red Bluff | 230 | 0 | 0 | 0 | 0 | 0 | 0 | 0 | 0 | 0 | 1 | 15 | 3 |  |  | 0 | 0 | 0 | 0 | 0 | 0 | 0 | 0 | 0 | 1 | 15 | 3
SCE Eastern | Red Bluff | 500 | 0 | 0 | 0 | 0 | 0 | 0 | 0 | 0 | 0 | 1 | 15 | 3 |  |  | 0 | 0 | 0 | 200 | 300 | 500 | 0 | 1 | 0 | 1 | 15 | 2
PG&E NGBA | Redbud | 115 | 0 | 0 | 0 | 0 | 0 | 0 | 0 | 0 | 0 | 1 | 10 | 2 |  |  | 0 | 0 | 0 | 0 | 0 | 0 | 0 | 0 | 0 | 1 | 10 | 2
SCE Metro | Redondo | 230 | 0 | 0 | 0 | 0 | 0 | 0 | 0 | 0 | 0 | 1 | 10 | 2 |  |  | 0 | 0 | 0 | 0 | 0 | 0 | 0 | 0 | 0 | 1 | 10 | 2
PG&E FRESNO | Reedley | 115 | 0 | 0 | 0 | 0 | 0 | 0 | 0 | 0 | 0 | 1 | 10 | 2 |  |  | 0 | 0 | 0 | 0 | 0 | 0 | 0 | 0 | 0 | 1 | 10 | 2
PG&E KERN | Renfro | 115 | 0 | 0 | 0 | 0 | 0 | 0 | 0 | 0 | 0 | 1 | 10 | 2 |  |  | 0 | 0 | 0 | 0 | 0 | 0 | 0 | 0 | 0 | 1 | 10 | 2
PG&E GBA | Richmond R | 115 | 0 | 0 | 0 | 0 | 0 | 0 | 0 | 0 | 0 | 1 | 10 | 2 |  |  | 0 | 0 | 0 | 0 | 0 | 0 | 0 | 0 | 0 | 1 | 10 | 2
PG&E NGBA | Rincon | 115 | 0 | 0 | 0 | 0 | 0 | 0 | 0 | 0 | 0 | 1 | 10 | 2 |  |  | 0 | 0 | 0 | 0 | 0 | 0 | 0 | 0 | 0 | 1 | 10 | 2
PG&E KERN | Rio Bravo | 115 | 0 | 0 | 0 | 0 | 0 | 0 | 0 | 0 | 0 | 1 | 10 | 2 |  |  | 0 | 0 | 0 | 0 | 0 | 0 | 0 | 0 | 0 | 1 | 10 | 2
SCE Metro | Rio Hondo | 230 | 0 | 0 | 0 | 0 | 0 | 0 | 0 | 0 | 0 | 1 | 10 | 2 |  |  | 0 | 0 | 0 | 0 | 0 | 0 | 0 | 0 | 0 | 1 | 10 | 2
PG&E NGBA | Rio Oso | 115 | 0 | 0 | 0 | 0 | 0 | 0 | 0 | 0 | 0 | 1 | 10 | 2 |  |  | 0 | 0 | 0 | 0 | 0 | 0 | 0 | 0 | 0 | 1 | 10 | 2
PG&E NGBA | Rio Oso | 230 | 0 | 0 | 0 | 0 | 0 | 0 | 0 | 0 | 0 | 1 | 10 | 2 |  |  | 0 | 0 | 0 | 0 | 0 | 0 | 0 | 0 | 0 | 1 | 10 | 2
PG&E GBA | Ripon | 115 | 0 | 0 | 0 | 0 | 0 | 0 | 0 | 0 | 0 | 1 | 10 | 2 |  |  | 0 | 0 | 0 | 0 | 0 | 0 | 0 | 0 | 0 | 1 | 10 | 2
PG&E GBA | Riverbank | 115 | 0 | 0 | 0 | 0 | 0 | 0 | 0 | 0 | 0 | 1 | 10 | 2 |  |  | 0 | 0 | 0 | 0 | 0 | 0 | 0 | 0 | 0 | 1 | 10 | 2
SCE NOL | Roadway | 115 | 0 | 0 | 0 | 11 | 34 | 45 | 0 | 1 | 0 | 1 | 10 | 2 |  |  | 0 | 0 | 0 | 11 | 34 | 45 | 0 | 1 | 0 | 1 | 10 | 2
PG&E NGBA | Rock Creek 1 | 230 | 0 | 0 | 0 | 0 | 0 | 0 | 0 | 0 | 0 | 1 | 10 | 2 |  |  | 0 | 0 | 0 | 0 | 0 | 0 | 0 | 0 | 0 | 1 | 10 | 2
SCE Northern | Rosamond | 66 | 0 | 0 | 0 | 0 | 0 | 0 | 0 | 0 | 0 | 1 | 10 | 2 |  |  | 0 | 0 | 0 | 0 | 0 | 0 | 0 | 0 | 0 | 1 | 10 | 2
PG&E GBA | Rossmoor | 230 | 0 | 0 | 0 | 0 | 0 | 0 | 0 | 0 | 0 | 1 | 10 | 2 |  |  | 0 | 0 | 0 | 0 | 0 | 0 | 0 | 0 | 0 | 1 | 10 | 2
PG&E NGBA | Round Mountain | 230 | 0 | 0 | 0 | 0 | 0 | 0 | 0 | 0 | 10 | 1 | 10 | 2 |  |  | 0 | 0 | 0 | 0 | 0 | 0 | 0 | 0 | 10 | 1 | 10 | 2
PG&E NGBA | Round Mountain | 500 | 0 | 0 | 0 | 0 | 0 | 0 | 0 | 0 | 0 | 1 | 10 | 2 |  |  | 0 | 0 | 0 | 0 | 0 | 0 | 0 | 0 | 0 | 1 | 10 | 2
PG&E GBA | Salado | 115 | 0 | 0 | 0 | 0 | 0 | 0 | 0 | 0 | 0 | 1 | 10 | 2 |  |  | 0 | 0 | 0 | 0 | 0 | 0 | 0 | 0 | 0 | 1 | 10 | 2
PG&E GBA | Salado | 60 | 0 | 0 | 0 | 0 | 0 | 0 | 0 | 0 | 0 | 1 | 10 | 2 |  |  | 0 | 0 | 0 | 0 | 0 | 0 | 0 | 0 | 0 | 1 | 10 | 2
PG&E GBA | Salinas | 115 | 0 | 0 | 0 | 0 | 0 | 0 | 0 | 0 | 0 | 1 | 10 | 2 |  |  | 0 | 0 | 0 | 0 | 0 | 0 | 0 | 0 | 0 | 1 | 10 | 2
SDGE | Salt Creek | 69 | 0 | 0 | 0 | 0 | 0 | 0 | 0 | 0 | 0 | 1 | 10 | 2 |  |  | 0 | 0 | 0 | 0 | 0 | 0 | 0 | 0 | 0 | 1 | 10 | 2
SCE Eastern | San Bernardino | 230 | 0 | 0 | 0 | 0 | 0 | 0 | 0 | 0 | 0 | 1 | 10 | 2 |  |  | 0 | 0 | 0 | 0 | 0 | 0 | 0 | 0 | 0 | 1 | 10 | 2
PG&E GBA | SAN FRAN A (POTRERO PP) | 115 | 0 | 0 | 0 | 0 | 0 | 0 | 0 | 0 | 0 | 1 | 10 | 2 |  |  | 0 | 0 | 0 | 0 | 0 | 0 | 0 | 0 | 0 | 1 | 10 | 2
PG&E GBA | SAN FRAN A (POTRERO PP) | 230 | 0 | 0 | 0 | 0 | 0 | 0 | 0 | 0 | 0 | 1 | 10 | 2 |  |  | 0 | 0 | 0 | 0 | 0 | 0 | 0 | 0 | 0 | 1 | 10 | 2
PG&E GBA | San Jose A | 115 | 0 | 0 | 0 | 0 | 0 | 0 | 0 | 0 | 0 | 1 | 10 | 2 |  |  | 0 | 0 | 0 | 0 | 0 | 0 | 0 | 0 | 0 | 1 | 10 | 2
PG&E GBA | San Jose B | 115 | 0 | 0 | 0 | 0 | 0 | 0 | 0 | 0 | 0 | 1 | 10 | 2 |  |  | 0 | 0 | 0 | 0 | 0 | 0 | 0 | 0 | 0 | 1 | 10 | 2
PG&E GBA | San Leandro U | 115 | 0 | 0 | 0 | 0 | 0 | 0 | 0 | 0 | 0 | 1 | 10 | 2 |  |  | 0 | 0 | 0 | 0 | 0 | 0 | 0 | 0 | 0 | 1 | 10 | 2
PG&E KERN | San Luis Obispo | 115 | 0 | 0 | 0 | 0 | 0 | 0 | 0 | 0 | 0 | 1 | 10 | 2 |  |  | 0 | 0 | 0 | 0 | 0 | 0 | 0 | 0 | 0 | 1 | 10 | 2
PG&E KERN | San Luis Obispo | 70 | 0 | 0 | 0 | 0 | 0 | 0 | 0 | 0 | 0 | 1 | 10 | 2 |  |  | 0 | 0 | 0 | 0 | 0 | 0 | 0 | 0 | 0 | 1 | 10 | 2
SDGE | San Luis Rey | 230 | 0 | 0 | 0 | 0 | 0 | 0 | 0 | 0 | 0 | 1 | 10 | 2 |  |  | 0 | 0 | 0 | 0 | 0 | 0 | 0 | 0 | 0 | 1 | 10 | 2
SDGE | San Luis Rey | 69 | 0 | 0 | 0 | 0 | 0 | 0 | 0 | 0 | 0 | 1 | 10 | 2 |  |  | 0 | 0 | 0 | 0 | 0 | 0 | 0 | 0 | 0 | 1 | 10 | 2
SDGE | San Marcos | 69 | 0 | 0 | 0 | 0 | 0 | 0 | 0 | 0 | 0 | 1 | 10 | 2 |  |  | 0 | 0 | 0 | 0 | 0 | 0 | 0 | 0 | 0 | 1 | 10 | 2
SCE Metro | San Onofre | 230 | 0 | 0 | 0 | 0 | 0 | 0 | 0 | 0 | 0 | 1 | 10 | 2 |  |  | 0 | 0 | 0 | 0 | 0 | 0 | 0 | 0 | 0 | 1 | 10 | 2
PG&E GBA | San Pablo | 115 | 0 | 0 | 0 | 0 | 0 | 0 | 0 | 0 | 0 | 1 | 10 | 2 |  |  | 0 | 0 | 0 | 0 | 0 | 0 | 0 | 0 | 0 | 1 | 10 | 2
PG&E GBA | San Ramon | 230 | 0 | 0 | 0 | 0 | 0 | 0 | 0 | 0 | 0 | 1 | 10 | 2 |  |  | 0 | 0 | 0 | 0 | 0 | 0 | 0 | 0 | 0 | 1 | 10 | 2
SDGE | San Ysidro | 69 | 0 | 0 | 0 | 0 | 0 | 0 | 0 | 0 | 0 | 1 | 10 | 2 |  |  | 0 | 0 | 0 | 0 | 0 | 0 | 0 | 0 | 0 | 1 | 10 | 2
SCE NOL | Sandlot | 230 | 0 | 0 | 0 | 0 | 0 | 0 | 0 | 0 | 0 | 1 | 10 | 2 |  |  | 0 | 0 | 0 | 0 | 0 | 0 | 0 | 0 | 0 | 1 | 10 | 2
EOP | Sandy | 138 | 0 | 0 | 0 | 0 | 0 | 0 | 0 | 0 | 0 | 1 | 10 | 2 |  |  | 0 | 0 | 0 | 0 | 0 | 0 | 0 | 0 | 0 | 1 | 10 | 2
PG&E FRESNO | Sanger | 115 | 0 | 0 | 0 | 0 | 0 | 0 | 0 | 0 | 0 | 1 | 10 | 2 |  |  | 0 | 0 | 0 | 0 | 0 | 0 | 0 | 0 | 0 | 1 | 10 | 2
SCE Northern | Santa Clara | 230 | 0 | 0 | 0 | 0 | 0 | 0 | 0 | 0 | 0 | 1 | 10 | 2 |  |  | 0 | 0 | 0 | 0 | 150 | 150 | 0 | 1 | 0 | 1 | 10 | 2
PG&E NGBA | Santa Rosa A | 115 | 0 | 0 | 0 | 0 | 0 | 0 | 0 | 0 | 0 | 1 | 10 | 2 |  |  | 0 | 0 | 0 | 0 | 0 | 0 | 0 | 0 | 0 | 1 | 10 | 2
PG&E GBA | Santa Teresa | 115 | 0 | 0 | 0 | 0 | 0 | 0 | 0 | 0 | 0 | 1 | 10 | 2 |  |  | 0 | 0 | 0 | 0 | 0 | 0 | 0 | 0 | 0 | 1 | 10 | 2
SDGE | Santee | 138 | 0 | 0 | 0 | 0 | 0 | 0 | 0 | 0 | 0 | 1 | 10 | 2 |  |  | 0 | 0 | 0 | 0 | 0 | 0 | 0 | 0 | 0 | 1 | 10 | 2
SCE Metro | Santiago | 230 | 0 | 0 | 0 | 0 | 0 | 0 | 0 | 0 | 0 | 1 | 10 | 2 |  |  | 0 | 0 | 0 | 0 | 0 | 0 | 0 | 0 | 0 | 1 | 10 | 2
PG&E GBA | Saratoga | 230 | 0 | 0 | 0 | 0 | 0 | 0 | 0 | 0 | 0 | 1 | 10 | 2 |  |  | 0 | 0 | 0 | 0 | 0 | 0 | 0 | 0 | 0 | 1 | 10 | 2
SCE Northern | Saugus | 230 | 0 | 0 | 0 | 0 | 0 | 0 | 0 | 0 | 0 | 1 | 10 | 2 |  |  | 0 | 0 | 0 | 0 | 0 | 0 | 0 | 0 | 0 | 1 | 10 | 2
PG&E FRESNO | Schindler | 115 | 0 | 0 | 0 | 0 | 0 | 0 | 0 | 0 | 0 | 1 | 10 | 2 |  |  | 0 | 0 | 0 | 100 | 0 | 100 | 0 | 1 | 0 | 1 | 10 | 2
PG&E FRESNO | Schindler | 70 | 0 | 0 | 0 | 0 | 0 | 0 | 0 | 0 | 0 | 1 | 10 | 2 |  |  | 0 | 0 | 0 | 0 | 0 | 0 | 0 | 0 | 0 | 1 | 10 | 2
PG&E GBA | Schulte | 115 | 0 | 0 | 0 | 0 | 0 | 0 | 0 | 0 | 0 | 1 | 10 | 2 |  |  | 0 | 0 | 0 | 0 | 0 | 0 | 0 | 0 | 0 | 1 | 10 | 2
SDGE | Scripps | 69 | 0 | 0 | 0 | 0 | 0 | 0 | 0 | 0 | 0 | 1 | 10 | 2 |  |  | 0 | 0 | 0 | 0 | 0 | 0 | 0 | 0 | 0 | 1 | 10 | 2
PG&E KERN | Semitropic | 115 | 0 | 0 | 0 | 0 | 0 | 0 | 0 | 0 | 0 | 1 | 10 | 2 |  |  | 0 | 0 | 0 | 0 | 0 | 0 | 0 | 0 | 0 | 1 | 10 | 2
SCE Metro | Serrano | 230 | 0 | 0 | 0 | 0 | 0 | 0 | 0 | 0 | 0 | 1 | 10 | 2 |  |  | 0 | 0 | 0 | 0 | 0 | 0 | 0 | 0 | 0 | 1 | 10 | 2
SCE Metro | Serrano | 500 | 0 | 0 | 0 | 0 | 0 | 0 | 0 | 0 | 0 | 1 | 10 | 2 |  |  | 0 | 0 | 0 | 0 | 0 | 0 | 0 | 0 | 0 | 1 | 10 | 2
SDGE | Shadowridge | 138 | 0 | 0 | 0 | 0 | 0 | 0 | 0 | 0 | 0 | 1 | 10 | 2 |  |  | 0 | 0 | 0 | 0 | 0 | 0 | 0 | 0 | 0 | 1 | 10 | 2
PG&E KERN | Shafter | 115 | 0 | 0 | 0 | 0 | 0 | 0 | 0 | 0 | 0 | 1 | 10 | 2 |  |  | 0 | 0 | 0 | 80 | 20 | 100 | 0 | 1 | 0 | 1 | 10 | 2
PG&E NGBA | Silverado | 115 | 0 | 0 | 0 | 0 | 0 | 0 | 0 | 0 | 0 | 1 | 10 | 2 |  |  | 0 | 0 | 0 | 0 | 0 | 0 | 0 | 0 | 0 | 1 | 10 | 2
SDGE | Silvergate | 230 | 0 | 0 | 0 | 0 | 0 | 0 | 0 | 0 | 0 | 1 | 10 | 2 |  |  | 0 | 0 | 0 | 0 | 0 | 0 | 0 | 0 | 0 | 1 | 10 | 2
SDGE | Silvergate | 69 | 0 | 0 | 0 | 0 | 0 | 0 | 0 | 0 | 0 | 1 | 10 | 2 |  |  | 0 | 0 | 0 | 0 | 0 | 0 | 0 | 0 | 0 | 1 | 10 | 2
PG&E KERN | Sisquoc | 115 | 0 | 0 | 0 | 0 | 0 | 0 | 0 | 0 | 0 | 1 | 10 | 2 |  |  | 0 | 0 | 0 | 0 | 0 | 0 | 0 | 0 | 0 | 1 | 10 | 2
EOP | Sloan Canyon | 230 | 66 | 244 | 310 | 0 | 0 | 0 | 0 | 1 | 20 | 2 | 10 | 2 |  |  | 66 | 244 | 310 | 100 | 200 | 300 | 0 | 1 | 20 | 2 | 10 | 2
EOP | Sloan Canyon | 500 | 0 | 0 | 0 | 0 | 0 | 0 | 0 | 0 | 0 | 1 | 10 | 2 |  |  | 0 | 0 | 0 | 0 | 0 | 0 | 0 | 0 | 0 | 1 | 10 | 2
PG&E KERN | Smyrna | 115 | 0 | 0 | 0 | 0 | 0 | 0 | 0 | 0 | 0 | 1 | 10 | 2 |  |  | 0 | 0 | 0 | 0 | 0 | 0 | 0 | 0 | 0 | 1 | 10 | 2
PG&E GBA | Sobrante | 115 | 0 | 0 | 0 | 0 | 0 | 0 | 0 | 0 | 0 | 1 | 10 | 2 |  |  | 0 | 0 | 0 | 0 | 0 | 0 | 0 | 0 | 0 | 1 | 10 | 2
PG&E GBA | Sobrante | 230 | 0 | 0 | 0 | 0 | 0 | 0 | 0 | 0 | 0 | 1 | 10 | 2 |  |  | 0 | 0 | 0 | 0 | 0 | 0 | 0 | 0 | 0 | 1 | 10 | 2
PG&E KERN | Solar | 230 | 0 | 0 | 0 | 0 | 0 | 0 | 0 | 0 | 0 | 1 | 10 | 2 |  |  | 0 | 0 | 0 | 0 | 0 | 0 | 0 | 0 | 0 | 1 | 10 | 2
PG&E GBA | Soledad | 115 | 0 | 0 | 0 | 0 | 0 | 0 | 0 | 0 | 0 | 1 | 10 | 2 |  |  | 0 | 0 | 0 | 0 | 0 | 0 | 0 | 0 | 0 | 1 | 10 | 2
PG&E GBA | Soledad | 60 | 6 | 0 | 6 | 0 | 0 | 0 | 0 | 1 | 10 | 1 | 10 | 2 |  |  | 6 | 0 | 6 | 0 | 0 | 0 | 0 | 1 | 10 | 1 | 10 | 2
SDGE | Spring Valley | 69 | 0 | 0 | 0 | 0 | 0 | 0 | 0 | 0 | 0 | 1 | 10 | 2 |  |  | 0 | 0 | 0 | 0 | 0 | 0 | 0 | 0 | 0 | 1 | 10 | 2
SCE Northern | Springville | 230 | 0 | 0 | 0 | 0 | 0 | 0 | 0 | 0 | 0 | 1 | 10 | 2 |  |  | 0 | 0 | 0 | 170 | 180 | 350 | 0 | 1 | 0 | 1 | 10 | 2
PG&E GBA | Stagg | 230 | 0 | 0 | 0 | 0 | 0 | 0 | 0 | 0 | 0 | 1 | 10 | 2 |  |  | 0 | 0 | 0 | 0 | 0 | 0 | 0 | 0 | 0 | 1 | 10 | 2
PG&E GBA | Standard Oil | 115 | 0 | 0 | 0 | 0 | 0 | 0 | 0 | 0 | 0 | 1 | 10 | 2 |  |  | 0 | 0 | 0 | 0 | 0 | 0 | 0 | 0 | 0 | 1 | 10 | 2
PG&E GBA | Stanislaus | 115 | 0 | 0 | 0 | 0 | 0 | 0 | 0 | 0 | 0 | 1 | 10 | 2 |  |  | 0 | 0 | 0 | 0 | 0 | 0 | 0 | 0 | 0 | 1 | 10 | 2
PG&E KERN | Stockdale | 115 | 0 | 0 | 0 | 0 | 0 | 0 | 0 | 0 | 0 | 1 | 10 | 2 |  |  | 0 | 0 | 0 | 0 | 0 | 0 | 0 | 0 | 0 | 1 | 10 | 2
PG&E KERN | Stockdale | 230 | 0 | 0 | 0 | 0 | 0 | 0 | 0 | 0 | 0 | 1 | 10 | 2 |  |  | 0 | 0 | 0 | 0 | 0 | 0 | 0 | 0 | 0 | 1 | 10 | 2
PG&E GBA | Stockton A | 115 | 0 | 0 | 0 | 0 | 0 | 0 | 0 | 0 | 0 | 1 | 10 | 2 |  |  | 0 | 0 | 0 | 0 | 0 | 0 | 0 | 0 | 0 | 1 | 10 | 2
PG&E GBA | Stone | 115 | 0 | 0 | 0 | 0 | 0 | 0 | 0 | 0 | 0 | 1 | 10 | 2 |  |  | 0 | 0 | 0 | 0 | 0 | 0 | 0 | 0 | 0 | 1 | 10 | 2
PG&E FRESNO | Storey | 230 | 0 | 0 | 0 | 0 | 0 | 0 | 0 | 0 | 0 | 1 | 10 | 2 |  |  | 0 | 0 | 0 | 0 | 0 | 0 | 0 | 0 | 0 | 1 | 10 | 2
PG&E NGBA | Summit | 115 | 0 | 0 | 0 | 0 | 0 | 0 | 0 | 0 | 0 | 1 | 10 | 2 |  |  | 0 | 0 | 0 | 0 | 0 | 0 | 0 | 0 | 0 | 1 | 10 | 2
SDGE | Suncrest | 230 | 0 | 0 | 0 | 0 | 0 | 0 | 0 | 0 | 0 | 1 | 10 | 2 |  |  | 0 | 0 | 0 | 0 | 0 | 0 | 0 | 0 | 0 | 1 | 10 | 2
SDGE | Suncrest | 500 | 0 | 0 | 0 | 0 | 0 | 0 | 0 | 0 | 0 | 1 | 10 | 2 |  |  | 0 | 0 | 0 | 0 | 0 | 0 | 0 | 0 | 0 | 1 | 10 | 2
PG&E KERN | Sunrise | 230 | 0 | 0 | 0 | 0 | 0 | 0 | 0 | 0 | 0 | 1 | 10 | 2 |  |  | 0 | 0 | 0 | 0 | 0 | 0 | 0 | 0 | 0 | 1 | 10 | 2
PG&E KERN | Sunset | 230 | 0 | 0 | 0 | 0 | 0 | 0 | 0 | 0 | 0 | 1 | 10 | 2 |  |  | 0 | 0 | 0 | 0 | 0 | 0 | 0 | 0 | 0 | 1 | 10 | 2
PG&E GBA | Swift | 115 | 0 | 0 | 0 | 0 | 0 | 0 | 0 | 0 | 0 | 1 | 10 | 2 |  |  | 0 | 0 | 0 | 0 | 0 | 0 | 0 | 0 | 0 | 1 | 10 | 2
SDGE | Sycamore Canyon | 138 | 0 | 0 | 0 | 0 | 0 | 0 | 0 | 0 | 0 | 1 | 10 | 2 |  |  | 0 | 0 | 0 | 0 | 0 | 0 | 0 | 0 | 0 | 1 | 10 | 2
SDGE | Sycamore Canyon | 230 | 0 | 0 | 0 | 0 | 0 | 0 | 0 | 0 | 0 | 1 | 10 | 2 |  |  | 0 | 0 | 0 | 0 | 0 | 0 | 0 | 0 | 0 | 1 | 10 | 2
SDGE | Sycamore Canyon | 69 | 0 | 0 | 0 | 0 | 0 | 0 | 0 | 0 | 0 | 1 | 10 | 2 |  |  | 0 | 0 | 0 | 0 | 0 | 0 | 0 | 0 | 0 | 1 | 10 | 2
SCE Northern | Sylmar | 230 | 0 | 0 | 0 | 0 | 0 | 0 | 0 | 0 | 0 | 1 | 10 | 2 |  |  | 0 | 0 | 0 | 0 | 0 | 0 | 0 | 0 | 0 | 1 | 10 | 2
PG&E NGBA | Table Mountain | 115 | 0 | 0 | 0 | 0 | 0 | 0 | 0 | 0 | 0 | 1 | 10 | 2 |  |  | 0 | 0 | 0 | 0 | 0 | 0 | 0 | 0 | 0 | 1 | 10 | 2
PG&E NGBA | Table Mountain | 230 | 90.5 | 22.5 | 113 | 0 | 0 | 0 | 0 | 1 | 10 | 1 | 10 | 2 |  |  | 90.5 | 22.5 | 113 | 0 | 0 | 0 | 0 | 1 | 10 | 1 | 10 | 2
PG&E NGBA | Table Mountain | 500 | 0 | 0 | 0 | 0 | 0 | 0 | 0 | 0 | 0 | 1 | 10 | 2 |  |  | 0 | 0 | 0 | 0 | 0 | 0 | 0 | 0 | 0 | 1 | 10 | 2
PG&E NGBA | Table Mountain | 60 | 0 | 0 | 0 | 0 | 0 | 0 | 0 | 0 | 0 | 1 | 10 | 2 |  |  | 0 | 0 | 0 | 0 | 0 | 0 | 0 | 0 | 0 | 1 | 10 | 2
PG&E KERN | Taft | 115 | 0 | 0 | 0 | 0 | 0 | 0 | 0 | 0 | 0 | 1 | 10 | 2 |  |  | 0 | 0 | 0 | 0 | 0 | 0 | 0 | 0 | 0 | 1 | 10 | 2
SDGE | Talega | 138 | 0 | 0 | 0 | 0 | 0 | 0 | 0 | 0 | 0 | 1 | 10 | 2 |  |  | 0 | 0 | 0 | 0 | 0 | 0 | 0 | 0 | 0 | 1 | 10 | 2
SDGE | Talega | 230 | 0 | 0 | 0 | 0 | 0 | 0 | 0 | 0 | 0 | 1 | 10 | 2 |  |  | 0 | 0 | 0 | 0 | 0 | 0 | 0 | 0 | 0 | 1 | 10 | 2
PG&E GBA | Tassajara | 230 | 0 | 0 | 0 | 0 | 0 | 0 | 0 | 0 | 0 | 1 | 10 | 2 |  |  | 0 | 0 | 0 | 0 | 0 | 0 | 0 | 0 | 0 | 1 | 10 | 2
PG&E KERN | Tejon | 70 | 0 | 0 | 0 | 0 | 0 | 0 | 0 | 0 | 0 | 1 | 10 | 2 |  |  | 0 | 0 | 0 | 0 | 0 | 0 | 0 | 0 | 0 | 1 | 10 | 2
SDGE | Telegraph Canyon | 138 | 0 | 0 | 0 | 0 | 0 | 0 | 0 | 0 | 0 | 1 | 10 | 2 |  |  | 0 | 0 | 0 | 0 | 0 | 0 | 0 | 0 | 0 | 1 | 10 | 2
PG&E KERN | Temblor | 115 | 0 | 0 | 0 | 0 | 0 | 0 | 0 | 0 | 0 | 1 | 10 | 2 |  |  | 0 | 0 | 0 | 0 | 0 | 0 | 0 | 0 | 0 | 1 | 10 | 2
PG&E KERN | Templeton | 230 | 113.07 | 0 | 113.07 | 0 | 0 | 0 | 0 | 1 | 10 | 1 | 10 | 2 |  |  | 113.07 | 0 | 113.07 | 0 | 0 | 0 | 0 | 1 | 10 | 1 | 10 | 2
PG&E KERN | Templeton | 70 | 0 | 0 | 0 | 0 | 0 | 0 | 0 | 0 | 0 | 1 | 10 | 2 |  |  | 0 | 0 | 0 | 0 | 0 | 0 | 0 | 0 | 0 | 1 | 10 | 2
PG&E GBA | Tesla | 115 | 0 | 0 | 0 | 0 | 0 | 0 | 0 | 0 | 0 | 1 | 10 | 2 |  |  | 0 | 0 | 0 | 0 | 0 | 0 | 0 | 0 | 0 | 1 | 10 | 2
PG&E GBA | Tesla | 230 | 100 | 76.5 | 176.5 | 0 | 0 | 0 | 0 | 1 | 15 | 2 | 10 | 2 |  |  | 100 | 76.5 | 176.5 | 0 | 0 | 0 | 0 | 1 | 15 | 2 | 10 | 2
PG&E GBA | Tesla | 500 | 300 | 0 | 300 | 0 | 0 | 0 | 0 | 1 | 15 | 2 | 10 | 2 |  |  | 300 | 0 | 300 | 0 | 400 | 400 | 0 | 1 | 15 | 2 | 10 | 1
PG&E KERN | Tevis | 115 | 0 | 0 | 0 | 0 | 0 | 0 | 0 | 0 | 0 | 1 | 10 | 2 |  |  | 0 | 0 | 0 | 0 | 0 | 0 | 0 | 0 | 0 | 1 | 10 | 2
EOP | Thousandaire | 138 | 0 | 0 | 0 | 0 | 0 | 0 | 0 | 0 | 0 | 1 | 10 | 2 |  |  | 0 | 0 | 0 | 0 | 0 | 0 | 0 | 0 | 0 | 1 | 10 | 2
PG&E KERN | Topaz | 230 | 0 | 0 | 0 | 0 | 0 | 0 | 0 | 0 | 0 | 1 | 10 | 2 |  |  | 0 | 0 | 0 | 0 | 0 | 0 | 0 | 0 | 0 | 1 | 10 | 2
SCE NOL | Tortilla | 115 | 0 | 0 | 0 | 0 | 0 | 0 | 0 | 0 | 0 | 1 | 10 | 2 |  |  | 0 | 0 | 0 | 0 | 0 | 0 | 0 | 0 | 0 | 1 | 10 | 2
SDGE | Trabuco | 138 | 0 | 0 | 0 | 0 | 0 | 0 | 0 | 0 | 0 | 1 | 10 | 2 |  |  | 0 | 0 | 0 | 0 | 0 | 0 | 0 | 0 | 0 | 1 | 10 | 2
PG&E GBA | Tracy | 115 | 0 | 0 | 0 | 0 | 0 | 0 | 0 | 0 | 0 | 1 | 10 | 2 |  |  | 0 | 0 | 0 | 0 | 0 | 0 | 0 | 0 | 0 | 1 | 10 | 2
PG&E FRESNO | Tranquility | 230 | 0 | 0 | 0 | 100 | 0 | 100 | 0 | 1 | 0 | 1 | 10 | 2 |  |  | 0 | 0 | 0 | 300 | 400 | 700 | 0 | 1 | 0 | 1 | 15 | 2
PG&E GBA | Trimble | 115 | 0 | 0 | 0 | 0 | 0 | 0 | 0 | 0 | 0 | 1 | 10 | 2 |  |  | 0 | 0 | 0 | 0 | 0 | 0 | 0 | 0 | 0 | 1 | 10 | 2
EOP | Trout Canyon | 230 | 0 | 0 | 0 | 441 | 95 | 536 | 0 | 1 | 20 | 3 | 15 | 2 |  |  | 0 | 0 | 0 | 641 | 495 | 1136 | 0 | 1 | 20 | 3 | 15 | 2
EOP | Trout Canyon | 500 | 0 | 0 | 0 | 0 | 0 | 0 | 0 | 0 | 0 | 1 | 10 | 2 |  |  | 0 | 0 | 0 | 0 | 0 | 0 | 0 | 0 | 0 | 1 | 10 | 2
PG&E NGBA | Tulucay | 230 | 0 | 0 | 0 | 0 | 0 | 0 | 0 | 0 | 0 | 1 | 10 | 2 |  |  | 0 | 0 | 0 | 0 | 0 | 0 | 0 | 0 | 0 | 1 | 10 | 2
PG&E NGBA | Tulucay | 60 | 0 | 0 | 0 | 24.5 | 0 | 24.5 | 0 | 1 | 0 | 1 | 10 | 2 |  |  | 0 | 0 | 0 | 24.5 | 0 | 24.5 | 0 | 1 | 0 | 1 | 10 | 2
PG&E KERN | Tupman | 115 | 0 | 0 | 0 | 0 | 0 | 0 | 0 | 0 | 0 | 1 | 10 | 2 |  |  | 0 | 0 | 0 | 0 | 0 | 0 | 0 | 0 | 0 | 1 | 10 | 2
PG&E NGBA | Ukiah | 115 | 0 | 0 | 0 | 0 | 0 | 0 | 0 | 0 | 0 | 1 | 10 | 2 |  |  | 0 | 0 | 0 | 0 | 0 | 0 | 0 | 0 | 0 | 1 | 10 | 2
PG&E KERN | Union (Estrella) | 70 | 0 | 0 | 0 | 0 | 0 | 0 | 0 | 0 | 0 | 1 | 10 | 2 |  |  | 0 | 0 | 0 | 0 | 0 | 0 | 0 | 0 | 0 | 1 | 10 | 2
PG&E NGBA | Vaca Dixon | 115 | 0 | 0 | 0 | 0 | 0 | 0 | 0 | 0 | 0 | 1 | 10 | 2 |  |  | 0 | 0 | 0 | 0 | 0 | 0 | 0 | 0 | 0 | 1 | 10 | 2
PG&E NGBA | Vaca Dixon | 230 | 0 | 0 | 0 | 0 | 0 | 0 | 0 | 0 | 0 | 1 | 10 | 2 |  |  | 0 | 0 | 0 | 0 | 0 | 0 | 0 | 0 | 0 | 1 | 10 | 2
PG&E NGBA | Vaca Dixon | 500 | 0 | 0 | 0 | 0 | 0 | 0 | 0 | 0 | 0 | 1 | 10 | 2 |  |  | 0 | 0 | 0 | 0 | 0 | 0 | 0 | 0 | 0 | 1 | 10 | 2
PG&E NGBA | Vaca Dixon | 60 | 0 | 0 | 0 | 0 | 0 | 0 | 0 | 0 | 0 | 1 | 10 | 2 |  |  | 0 | 0 | 0 | 0 | 0 | 0 | 0 | 0 | 0 | 1 | 10 | 2
SCE Eastern | Valley (SCE) | 500 | 0 | 0 | 0 | 0 | 0 | 0 | 0 | 0 | 0 | 1 | 10 | 2 |  |  | 0 | 0 | 0 | 0 | 0 | 0 | 0 | 0 | 0 | 1 | 10 | 2
EOP | Valley (VEA) | 138 | 0 | 0 | 0 | 0 | 0 | 0 | 0 | 0 | 0 | 1 | 10 | 2 |  |  | 0 | 0 | 0 | 0 | 0 | 0 | 0 | 0 | 0 | 1 | 10 | 2
SDGE | Valley Center | 69 | 0 | 0 | 0 | 0 | 0 | 0 | 0 | 0 | 0 | 1 | 10 | 2 |  |  | 0 | 0 | 0 | 0 | 0 | 0 | 0 | 0 | 0 | 1 | 10 | 2
PG&E GBA | Valley Home | 115 | 0 | 0 | 0 | 0 | 0 | 0 | 0 | 0 | 0 | 1 | 10 | 2 |  |  | 0 | 0 | 0 | 0 | 0 | 0 | 0 | 0 | 0 | 1 | 10 | 2
PG&E GBA | Valley Springs | 230 | 0 | 0 | 0 | 0 | 0 | 0 | 0 | 0 | 0 | 1 | 10 | 2 |  |  | 0 | 0 | 0 | 0 | 0 | 0 | 0 | 0 | 0 | 1 | 10 | 2
PG&E GBA | Valley Springs | 60 | 0 | 0 | 0 | 0 | 0 | 0 | 0 | 0 | 0 | 1 | 10 | 2 |  |  | 0 | 0 | 0 | 0 | 0 | 0 | 0 | 0 | 0 | 1 | 10 | 2
EOP | Valley Switch | 138 | 0 | 0 | 0 | 0 | 0 | 0 | 0 | 0 | 0 | 1 | 10 | 2 |  |  | 0 | 0 | 0 | 0 | 0 | 0 | 0 | 0 | 0 | 1 | 10 | 2
EOP | Valley Switch | 230 | 0 | 0 | 0 | 0 | 0 | 0 | 0 | 0 | 0 | 1 | 10 | 2 |  |  | 0 | 0 | 0 | 0 | 0 | 0 | 0 | 0 | 0 | 1 | 10 | 2
PG&E GBA | Vasco | 230 | 0 | 0 | 0 | 0 | 0 | 0 | 0 | 0 | 0 | 1 | 10 | 2 |  |  | 0 | 0 | 0 | 0 | 0 | 0 | 0 | 0 | 0 | 1 | 10 | 2
PG&E GBA | Vasona | 230 | 0 | 0 | 0 | 0 | 0 | 0 | 0 | 0 | 0 | 1 | 10 | 2 |  |  | 0 | 0 | 0 | 0 | 0 | 0 | 0 | 0 | 0 | 1 | 10 | 2
SCE Northern | Vestal | 230 | 0 | 0 | 0 | 125 | 225 | 350 | 0 | 1 | 0 | 1 | 10 | 2 |  |  | 0 | 0 | 0 | 125 | 225 | 350 | 0 | 1 | 0 | 1 | 10 | 2
SCE Northern | Vestal | 66 | 0 | 0 | 0 | 0 | 0 | 0 | 0 | 0 | 0 | 1 | 10 | 2 |  |  | 0 | 0 | 0 | 0 | 0 | 0 | 0 | 0 | 0 | 1 | 10 | 2
SCE NOL | Victor | 115 | 0 | 0 | 0 | 0 | 0 | 0 | 0 | 0 | 0 | 1 | 10 | 2 |  |  | 0 | 0 | 0 | 0 | 115 | 115 | 0 | 1 | 0 | 1 | 10 | 2
SCE NOL | Victor | 230 | 0 | 0 | 0 | 0 | 0 | 0 | 0 | 0 | 0 | 1 | 10 | 2 |  |  | 0 | 0 | 0 | 0 | 0 | 0 | 0 | 0 | 0 | 1 | 10 | 2
SCE Metro | Viejo | 230 | 0 | 0 | 0 | 0 | 0 | 0 | 0 | 0 | 0 | 1 | 10 | 2 |  |  | 0 | 0 | 0 | 0 | 0 | 0 | 0 | 0 | 0 | 1 | 10 | 2
PG&E GBA | Vierra | 115 | 0 | 0 | 0 | 0 | 0 | 0 | 0 | 0 | 0 | 1 | 10 | 2 |  |  | 0 | 0 | 0 | 0 | 0 | 0 | 0 | 0 | 0 | 1 | 10 | 2
SCE Metro | Villa Park | 230 | 0 | 0 | 0 | 0 | 0 | 0 | 0 | 0 | 0 | 1 | 10 | 2 |  |  | 0 | 0 | 0 | 0 | 0 | 0 | 0 | 0 | 0 | 1 | 10 | 2
SCE Northern | Vincent | 230 | 0 | 0 | 0 | 125 | 225 | 350 | 0 | 1 | 0 | 1 | 10 | 2 |  |  | 0 | 0 | 0 | 125 | 925 | 1050 | 0 | 1 | 0 | 1 | 15 | 2
SCE Northern | Vincent | 500 | 0 | 0 | 0 | 0 | 0 | 0 | 0 | 0 | 0 | 1 | 10 | 2 |  |  | 0 | 0 | 0 | 0 | 0 | 0 | 0 | 0 | 0 | 1 | 10 | 2
PG&E GBA | Vineyard | 230 | 0 | 0 | 0 | 0 | 0 | 0 | 0 | 0 | 0 | 1 | 10 | 2 |  |  | 0 | 0 | 0 | 0 | 0 | 0 | 0 | 0 | 0 | 1 | 10 | 2
SDGE | Vineyard | 69 | 0 | 0 | 0 | 0 | 0 | 0 | 0 | 0 | 0 | 1 | 10 | 2 |  |  | 0 | 0 | 0 | 0 | 0 | 0 | 0 | 0 | 0 | 1 | 10 | 2
SCE Eastern | Vista (SCE) | 230 | 0 | 0 | 0 | 0 | 0 | 0 | 0 | 0 | 0 | 1 | 10 | 2 |  |  | 0 | 0 | 0 | 0 | 0 | 0 | 0 | 0 | 0 | 1 | 10 | 2
EOP | Vista (VEA) | 138 | 0 | 0 | 0 | 0 | 0 | 0 | 0 | 0 | 0 | 1 | 10 | 2 |  |  | 0 | 0 | 0 | 0 | 0 | 0 | 0 | 0 | 0 | 1 | 10 | 2
EOP | Vista (VEA) | 230 | 0 | 0 | 0 | 0 | 0 | 0 | 0 | 0 | 0 | 1 | 10 | 2 |  |  | 0 | 0 | 0 | 150 | 50 | 200 | 0 | 1 | 0 | 1 | 10 | 2
PG&E FRESNO | Wahtoke | 115 | 0 | 0 | 0 | 0 | 0 | 0 | 0 | 0 | 0 | 1 | 10 | 2 |  |  | 0 | 0 | 0 | 0 | 0 | 0 | 0 | 0 | 0 | 1 | 10 | 2
SCE Northern | Wakefield | 66 | 0 | 0 | 0 | 0 | 0 | 0 | 0 | 0 | 0 | 1 | 10 | 2 |  |  | 0 | 0 | 0 | 0 | 0 | 0 | 0 | 0 | 0 | 1 | 10 | 2
SCE Metro | Walnut | 230 | 0 | 0 | 0 | 0 | 0 | 0 | 0 | 0 | 0 | 1 | 10 | 2 |  |  | 0 | 0 | 0 | 0 | 0 | 0 | 0 | 0 | 0 | 1 | 10 | 2
SCE Northern | Warne | 230 | 0 | 0 | 0 | 0 | 0 | 0 | 0 | 0 | 0 | 1 | 10 | 2 |  |  | 0 | 0 | 0 | 0 | 0 | 0 | 0 | 0 | 0 | 1 | 10 | 2
PG&E GBA | Warnerville | 230 | 0 | 0 | 0 | 0 | 0 | 0 | 0 | 0 | 0 | 1 | 10 | 2 |  |  | 0 | 0 | 0 | 0 | 0 | 0 | 0 | 0 | 0 | 1 | 10 | 2
PG&E FRESNO | Waukena | 115 | 0 | 0 | 0 | 0 | 0 | 0 | 0 | 0 | 0 | 1 | 10 | 2 |  |  | 0 | 0 | 0 | 0 | 0 | 0 | 0 | 0 | 0 | 1 | 10 | 2
PG&E GBA | Weber | 230 | 0 | 0 | 0 | 0 | 0 | 0 | 0 | 0 | 0 | 1 | 10 | 2 |  |  | 0 | 0 | 0 | 0 | 0 | 0 | 0 | 0 | 0 | 1 | 10 | 2
PG&E GBA | Weber | 60 | 0 | 0 | 0 | 0 | 0 | 0 | 0 | 0 | 0 | 1 | 10 | 2 |  |  | 0 | 0 | 0 | 0 | 0 | 0 | 0 | 0 | 0 | 1 | 10 | 2
PG&E FRESNO | West Fresno | 115 | 0 | 0 | 0 | 0 | 0 | 0 | 0 | 0 | 0 | 1 | 10 | 2 |  |  | 0 | 0 | 0 | 0 | 0 | 0 | 0 | 0 | 0 | 1 | 10 | 2
PG&E FRESNO | Westley | 230 | 0 | 0 | 0 | 0 | 0 | 0 | 0 | 0 | 0 | 1 | 10 | 2 |  |  | 0 | 0 | 0 | 0 | 0 | 0 | 0 | 0 | 0 | 1 | 10 | 2
PG&E KERN | Westpark | 115 | 0 | 0 | 0 | 0 | 0 | 0 | 0 | 0 | 0 | 1 | 10 | 2 |  |  | 0 | 0 | 0 | 0 | 0 | 0 | 0 | 0 | 0 | 1 | 10 | 2
PG&E KERN | Wheeler Ridge | 230 | 0 | 0 | 0 | 0 | 100 | 100 | 0 | 1 | 0 | 1 | 10 | 2 |  |  | 0 | 0 | 0 | 50 | 250 | 300 | 0 | 1 | 0 | 1 | 10 | 2
PG&E KERN | Wheeler Ridge | 115 | 0 | 0 | 0 | 0 | 0 | 0 | 0 | 0 | 0 | 1 | 10 | 2 |  |  | 0 | 0 | 0 | 0 | 0 | 0 | 0 | 0 | 0 | 1 | 10 | 2
PG&E KERN | Wheeler Ridge | 70 | 0 | 0 | 0 | 0 | 0 | 0 | 0 | 0 | 0 | 1 | 10 | 2 |  |  | 0 | 0 | 0 | 0 | 0 | 0 | 0 | 0 | 0 | 1 | 10 | 2
SCE Northern | Whirlwind | 230 | 300 | 0 | 300 | 0 | 0 | 0 | 0 | 1 | 10 | 1 | 10 | 2 |  |  | 300 | 0 | 300 | 100 | 400 | 500 | 0 | 1 | 10 | 1 | 10 | 1
SCE Northern | Whirlwind | 500 | 0 | 0 | 0 | 0 | 0 | 0 | 0 | 0 | 0 | 1 | 10 | 2 |  |  | 0 | 0 | 0 | 0 | 0 | 0 | 0 | 0 | 0 | 1 | 10 | 2
PG&E GBA | Whisman | 115 | 0 | 0 | 0 | 0 | 0 | 0 | 0 | 0 | 0 | 1 | 10 | 2 |  |  | 0 | 0 | 0 | 0 | 0 | 0 | 0 | 0 | 0 | 1 | 10 | 2
SCE Eastern | Wildlife | 230 | 0 | 0 | 0 | 0 | 0 | 0 | 0 | 0 | 0 | 1 | 10 | 2 |  |  | 0 | 0 | 0 | 0 | 0 | 0 | 0 | 0 | 0 | 1 | 10 | 2
PG&E FRESNO | Wilson | 115 | 0 | 0 | 0 | 0 | 0 | 0 | 0 | 0 | 0 | 1 | 10 | 2 |  |  | 0 | 0 | 0 | 0 | 0 | 0 | 0 | 0 | 0 | 1 | 10 | 2
PG&E FRESNO | Wilson | 230 | 150 | 50 | 200 | 0 | 0 | 0 | 0 | 1 | 20 | 2 | 10 | 2 |  |  | 150 | 50 | 200 | 0 | 0 | 0 | 0 | 1 | 20 | 2 | 10 | 2
SCE Northern | Windhub | 230 | 174 | 0 | 174 | 134 | 50 | 184 | 0 | 1 | 10 | 1 | 15 | 3 |  |  | 174 | 0 | 174 | 264 | 250 | 514 | 0 | 1 | 10 | 1 | 15 | 2
SCE Northern | Windhub | 500 | 0 | 0 | 0 | 625.5 | 0 | 625.5 | 0 | 1 | 0 | 1 | 15 | 2 |  |  | 0 | 0 | 0 | 725.5 | 200 | 925.5 | 0 | 1 | 0 | 1 | 15 | 2
PG&E GBA | Windmaster | 230 | 0 | 0 | 0 | 0 | 0 | 0 | 0 | 0 | 0 | 1 | 10 | 2 |  |  | 0 | 0 | 0 | 0 | 0 | 0 | 0 | 0 | 0 | 1 | 10 | 2
PG&E NGBA | Windsor | 60 | 0 | 0 | 0 | 0 | 0 | 0 | 0 | 0 | 0 | 1 | 10 | 2 |  |  | 0 | 0 | 0 | 0 | 0 | 0 | 0 | 0 | 0 | 1 | 10 | 2
PG&E NGBA | Woodland | 115 | 0 | 0 | 0 | 0 | 0 | 0 | 0 | 0 | 0 | 1 | 5 | 1 |  |  | 0 | 0 | 0 | 0 | 0 | 0 | 0 | 0 | 0 | 1 | 5 | 1
PG&E FRESNO | Woodward | 115 | 0 | 0 | 0 | 0 | 0 | 0 | 0 | 0 | 0 | 1 | 10 | 2 |  |  | 0 | 0 | 0 | 0 | 0 | 0 | 0 | 0 | 0 | 1 | 10 | 2
PG&E NGBA | Wyandotte | 115 | 0 | 0 | 0 | 0 | 0 | 0 | 0 | 0 | 0 | 1 | 10 | 2 |  |  | 0 | 0 | 0 | 0 | 0 | 0 | 0 | 0 | 0 | 1 | 10 | 2

## Voltage_Ix
Interconnection voltage analysis for onshore wind, solar, and battery storage mapped to in-CAISO substations in both the 2035 and 2040 mapped portfolios.
|  |  | 2035 In-Dev and Generic | [11 empty] | 2040 In-Dev and Generic
|  |  | Wind | Wind | Wind | Solar | Solar | Battery_4hr | Battery_8hr | Solar&Battery | All Resources | Total MW Voltage | Wind Voltage | Solar & Storage Voltage | Wind | Wind | Wind | Solar | Solar | Battery_4hr | Battery_8hr | Solar&Battery | All Resources | Total MW (Res Max)Voltage | Wind Only Voltage | Solar & Storage Only Voltage |  | <100 KV |  | 100-200 kV | 230 or 345 kV (Res Min) | 230 or 345 kV total Max | 500 kV (Res Min) | 500 kV (Total Max)
CAISO Study Area | Substation | Voltage | FCDS | EODS | Total | FCDS | EODS | FCDS | FCDS | Total | Total | Flag | Flag | Flag | FCDS | EODS | Total | FCDS | EODS | FCDS | FCDS | Total | Total | Flag | Flag | Flag | 1 |  | 1. less than | 50 | 200 | 1000 | 400 | 2000
PG&E KERN | 7th Standard | 115 | 0 | 0 | 0 | 0 | 0 | 0 | 0 | 0 | 0 | 1 | 1 | 1 | 0 | 0 | 0 | 0 | 0 | 0 | 0 | 0 | 0 | 1 | 1 | 1 | 2 |  | 2. less than | 100 | 50 | 2000 | 200 | 3000
SCE Metro | Alamitos | 230 | 0 | 0 | 0 | 0 | 0 | 82 | 0 | 82 | 82 | 1 | 1 | 2 | 0 | 0 | 0 | 0 | 0 | 82 | 0 | 82 | 82 | 1 | 1 | 2 | 3. Less than | 50 | 3. less than | 200 | 50 | 3000 | 200 | 4000
SCE Eastern | Alberhill | 115 | 0 | 0 | 0 | 0 | 0 | 0 | 0 | 0 | 0 | 1 | 1 | 1 | 0 | 0 | 0 | 0 | 0 | 0 | 0 | 0 | 0 | 1 | 1 | 1 | 4. less than | 100 | 4. less than | 400 |  | 3000 | 100 | 4000
SCE Eastern | Alberhill | 500 | 0 | 0 | 0 | 0 | 0 | 0 | 0 | 0 | 0 | 1 | 1 | 1 | 0 | 0 | 0 | 0 | 0 | 0 | 0 | 0 | 0 | 1 | 1 | 1 | 5. greater than | 100 | 5. greater than | 400 | 50 |  | 100
PG&E GBA | Alhambra | 115 | 0 | 0 | 0 | 0 | 0 | 0 | 0 | 0 | 0 | 1 | 1 | 1 | 0 | 0 | 0 | 0 | 0 | 0 | 0 | 0 | 0 | 1 | 1 | 1
PG&E FRESNO | Alpaugh | 115 | 0 | 0 | 0 | 0 | 0 | 10 | 0 | 10 | 10 | 1 | 1 | 1 | 0 | 0 | 0 | 0 | 0 | 10 | 0 | 10 | 10 | 1 | 1 | 1
SDGE | Alpine | 69 | 0 | 0 | 0 | 0 | 0 | 6 | 0 | 6 | 6 | 3 | 1 | 3 | 0 | 0 | 0 | 0 | 0 | 6 | 0 | 6 | 6 | 3 | 1 | 3
PG&E GBA | Altamont Midway (Sandhill) | 230 | 5 | 0 | 5 | 0 | 0 | 0 | 0 | 0 | 5 | 1 | 5 | 1 | 5 | 0 | 5 | 0 | 0 | 0 | 0 | 0 | 5 | 1 | 5 | 1
SCE Northern | Antelope | 66 | 0 | 0 | 0 | 0 | 20 | 0 | 0 | 20 | 20 | 3 | 1 | 3 | 0 | 0 | 0 | 0 | 20 | 0 | 0 | 20 | 20 | 3 | 1 | 3
SCE Northern | Antelope | 230 | 200 | 0 | 200 | 56 | 0 | 28 | 0 | 84 | 284 | 1 | 1 | 2 | 200 | 0 | 200 | 56 | 150 | 28 | 100 | 334 | 534 | 1 | 1 | 1
SCE Northern | Antelope | 500 | 0 | 0 | 0 | 0 | 0 | 0 | 0 | 0 | 0 | 1 | 1 | 1 | 0 | 0 | 0 | 0 | 0 | 0 | 0 | 0 | 0 | 1 | 1 | 1
PG&E NGBA | Arcata | 60 | 0 | 0 | 0 | 0 | 0 | 2.5 | 0 | 2.5 | 2.5 | 3 | 1 | 3 | 0 | 0 | 0 | 0 | 0 | 2.5 | 0 | 2.5 | 2.5 | 3 | 1 | 3
PG&E KERN | Arco | 230 | 0 | 0 | 0 | 125 | 374 | 50 | 125 | 674 | 674 | 1 | 1 | 1 | 0 | 0 | 0 | 325 | 674 | 50 | 265 | 1314 | 1314 | 2 | 1 | 2
PG&E KERN | Arco | 70 | 0 | 0 | 0 | 0 | 0 | 2 | 0 | 2 | 2 | 3 | 1 | 3 | 0 | 0 | 0 | 0 | 0 | 2 | 0 | 2 | 2 | 3 | 1 | 3
SCE Metro | ArcoGen | 230 | 0 | 0 | 0 | 0 | 0 | 0 | 0 | 0 | 0 | 1 | 1 | 1 | 0 | 0 | 0 | 0 | 0 | 0 | 0 | 0 | 0 | 1 | 1 | 1
SDGE | Artesian | 230 | 0 | 0 | 0 | 0 | 0 | 0 | 0 | 0 | 0 | 1 | 1 | 1 | 0 | 0 | 0 | 0 | 0 | 0 | 0 | 0 | 0 | 1 | 1 | 1
SDGE | Artesian | 69 | 0 | 0 | 0 | 0 | 0 | 0 | 0 | 0 | 0 | 1 | 1 | 1 | 0 | 0 | 0 | 0 | 0 | 0 | 0 | 0 | 0 | 1 | 1 | 1
PG&E FRESNO | Ashlan | 230 | 0 | 0 | 0 | 0 | 0 | 0 | 0 | 0 | 0 | 1 | 1 | 1 | 0 | 0 | 0 | 0 | 0 | 0 | 0 | 0 | 0 | 1 | 1 | 1
PG&E NGBA | Atlantic | 115 | 0 | 0 | 0 | 0 | 0 | 0 | 0 | 0 | 0 | 1 | 1 | 1 | 0 | 0 | 0 | 0 | 0 | 0 | 0 | 0 | 0 | 1 | 1 | 1
PG&E NGBA | Atlantic | 230 | 0 | 0 | 0 | 0 | 0 | 0 | 0 | 0 | 0 | 1 | 1 | 1 | 0 | 0 | 0 | 0 | 0 | 0 | 0 | 0 | 0 | 1 | 1 | 1
PG&E NGBA | Atlantic | 60 | 0 | 0 | 0 | 0 | 0 | 0 | 0 | 0 | 0 | 1 | 1 | 1 | 0 | 0 | 0 | 0 | 0 | 0 | 0 | 0 | 0 | 1 | 1 | 1
PG&E FRESNO | Atwater | 115 | 0 | 0 | 0 | 0 | 0 | 0 | 0 | 0 | 0 | 1 | 1 | 1 | 0 | 0 | 0 | 0 | 0 | 0 | 0 | 0 | 0 | 1 | 1 | 1
PG&E GBA | Avena | 115 | 0 | 0 | 0 | 0 | 0 | 0 | 0 | 0 | 0 | 1 | 1 | 1 | 0 | 0 | 0 | 0 | 0 | 0 | 0 | 0 | 0 | 1 | 1 | 1
SDGE | Avocado | 69 | 0 | 0 | 0 | 0 | 0 | 29.6 | 0 | 29.6 | 29.6 | 3 | 1 | 3 | 0 | 0 | 0 | 0 | 0 | 29.6 | 0 | 29.6 | 29.6 | 3 | 1 | 3
PG&E NGBA | Bahia | 230 | 0 | 0 | 0 | 0 | 0 | 0 | 0 | 0 | 0 | 1 | 1 | 1 | 0 | 0 | 0 | 0 | 0 | 0 | 0 | 0 | 0 | 1 | 1 | 1
SCE Northern | Bailey | 230 | 0 | 0 | 0 | 0 | 0 | 0 | 0 | 0 | 0 | 1 | 1 | 1 | 0 | 0 | 0 | 0 | 0 | 0 | 0 | 0 | 0 | 1 | 1 | 1
SCE NOL | Baker | 115 | 0 | 0 | 0 | 0 | 0 | 0 | 0 | 0 | 0 | 1 | 1 | 1 | 0 | 0 | 0 | 0 | 0 | 0 | 0 | 0 | 0 | 1 | 1 | 1
PG&E KERN | Bakersfield | 230 | 0 | 0 | 0 | 0 | 0 | 0 | 0 | 0 | 0 | 1 | 1 | 1 | 0 | 0 | 0 | 0 | 0 | 0 | 0 | 0 | 0 | 1 | 1 | 1
PG&E FRESNO | Balch | 230 | 0 | 0 | 0 | 0 | 0 | 0 | 0 | 0 | 0 | 1 | 1 | 1 | 0 | 0 | 0 | 0 | 0 | 0 | 0 | 0 | 0 | 1 | 1 | 1
SCE Eastern | Bannister | 230 | 0 | 0 | 0 | 0 | 0 | 0 | 0 | 0 | 0 | 1 | 1 | 1 | 0 | 0 | 0 | 0 | 0 | 0 | 0 | 0 | 0 | 1 | 1 | 1
SCE Metro | Barre | 230 | 0 | 0 | 0 | 10 | 10 | 10 | 0 | 30 | 30 | 1 | 1 | 5 | 0 | 0 | 0 | 10 | 10 | 10 | 0 | 30 | 30 | 1 | 1 | 5
SDGE | Bay Boulevard | 69 | 0 | 0 | 0 | 0 | 0 | 0 | 0 | 0 | 0 | 1 | 1 | 1 | 0 | 0 | 0 | 0 | 0 | 0 | 0 | 0 | 0 | 1 | 1 | 1
SDGE | Bay Boulevard | 230 | 0 | 0 | 0 | 0 | 0 | 0 | 0 | 0 | 0 | 1 | 1 | 1 | 0 | 0 | 0 | 0 | 0 | 0 | 0 | 0 | 0 | 1 | 1 | 1
EOP | Beatty | 138 | 0 | 0 | 0 | 0 | 0 | 0 | 0 | 0 | 0 | 1 | 1 | 1 | 0 | 0 | 0 | 0 | 0 | 0 | 0 | 0 | 0 | 1 | 1 | 1
EOP | Beatty | 230 | 0 | 0 | 0 | 0 | 0 | 0 | 0 | 0 | 0 | 1 | 1 | 1 | 0 | 0 | 0 | 300 | 500 | 0 | 200 | 1000 | 1000 | 2 | 1 | 2
PG&E NGBA | Belden | 230 | 0 | 0 | 0 | 0 | 0 | 0 | 0 | 0 | 0 | 1 | 1 | 1 | 0 | 0 | 0 | 0 | 0 | 0 | 0 | 0 | 0 | 1 | 1 | 1
PG&E NGBA | Bell | 115 | 0 | 0 | 0 | 0 | 0 | 0 | 0 | 0 | 0 | 1 | 1 | 1 | 0 | 0 | 0 | 0 | 0 | 0 | 0 | 0 | 0 | 1 | 1 | 1
PG&E NGBA | Bellevue | 115 | 0 | 0 | 0 | 0 | 0 | 0 | 0 | 0 | 0 | 1 | 1 | 1 | 0 | 0 | 0 | 0 | 0 | 0 | 0 | 0 | 0 | 1 | 1 | 1
PG&E GBA | Bellota | 115 | 0 | 0 | 0 | 0 | 0 | 0 | 0 | 0 | 0 | 1 | 1 | 1 | 0 | 0 | 0 | 0 | 0 | 0 | 0 | 0 | 0 | 1 | 1 | 1
PG&E GBA | Bellota | 230 | 0 | 0 | 0 | 0 | 0 | 0 | 0 | 0 | 0 | 1 | 1 | 1 | 0 | 0 | 0 | 0 | 0 | 0 | 0 | 0 | 0 | 1 | 1 | 1
SCE Northern | Big Creek | 230 | 0 | 0 | 0 | 0 | 0 | 0 | 0 | 0 | 0 | 1 | 1 | 1 | 0 | 0 | 0 | 0 | 0 | 0 | 0 | 0 | 0 | 1 | 1 | 1
PG&E FRESNO | Biola | 70 | 0 | 0 | 0 | 0 | 0 | 0 | 0 | 0 | 0 | 1 | 1 | 1 | 0 | 0 | 0 | 0 | 0 | 0 | 0 | 0 | 0 | 1 | 1 | 1
PG&E GBA | Birds Landing | 230 | 234.8 | 107 | 341.8 | 0 | 0 | 0 | 0 | 0 | 341.8 | 1 | 1 | 1 | 234.8 | 107 | 341.8 | 0 | 200 | 0 | 65 | 265 | 606.8 | 1 | 1 | 1
SCE Northern | Bliss | 66 | 0 | 0 | 0 | 0 | 0 | 0 | 0 | 0 | 0 | 1 | 1 | 1 | 0 | 0 | 0 | 0 | 0 | 0 | 0 | 0 | 0 | 1 | 1 | 1
SCE Eastern | Blythe | 161 | 0 | 0 | 0 | 0 | 160 | 160 | 0 | 320 | 320 | 4 | 1 | 4 | 0 | 0 | 0 | 0 | 160 | 160 | 0 | 320 | 320 | 4 | 1 | 4
PG&E NGBA | Bogue | 115 | 0 | 0 | 0 | 0 | 0 | 0 | 0 | 0 | 0 | 1 | 1 | 1 | 0 | 0 | 0 | 0 | 0 | 0 | 0 | 0 | 0 | 1 | 1 | 1
PG&E FRESNO | Borden | 230 | 0 | 0 | 0 | 0 | 0 | 0 | 0 | 0 | 0 | 1 | 1 | 1 | 0 | 0 | 0 | 100 | 300 | 0 | 125 | 525 | 525 | 1 | 1 | 1
PG&E FRESNO | Borden | 70 | 0 | 0 | 0 | 0 | 0 | 0 | 0 | 0 | 0 | 1 | 1 | 1 | 0 | 0 | 0 | 0 | 0 | 0 | 0 | 0 | 0 | 1 | 1 | 1
SDGE | Boulevard East | 138 | 60 | 3.3 | 63.3 | 0 | 0 | 0 | 0 | 0 | 63.3 | 2 | 2 | 1 | 60 | 3.3 | 63.3 | 0 | 0 | 0 | 0 | 0 | 63.3 | 2 | 2 | 1
SDGE | Boulevard East | 69 | 0 | 0 | 0 | 20 | 40 | 27.15 | 0 | 87.15 | 87.15 | 4 | 1 | 4 | 0 | 0 | 0 | 20 | 40 | 27.15 | 0 | 87.15 | 87.15 | 4 | 1 | 4
PG&E GBA | Brentwood | 230 | 0 | 0 | 0 | 0 | 0 | 0 | 0 | 0 | 0 | 1 | 1 | 1 | 0 | 0 | 0 | 0 | 0 | 0 | 0 | 0 | 0 | 1 | 1 | 1
PG&E NGBA | Bridgeville | 115 | 0 | 0 | 0 | 0 | 0 | 0 | 0 | 0 | 0 | 1 | 1 | 1 | 0 | 0 | 0 | 0 | 0 | 0 | 0 | 0 | 0 | 1 | 1 | 1
PG&E NGBA | Brighton | 115 | 0 | 0 | 0 | 0 | 0 | 0 | 0 | 0 | 0 | 1 | 1 | 1 | 0 | 0 | 0 | 0 | 0 | 0 | 0 | 0 | 0 | 1 | 1 | 1
PG&E NGBA | Brighton | 230 | 0 | 0 | 0 | 0 | 0 | 0 | 0 | 0 | 0 | 1 | 1 | 1 | 0 | 0 | 0 | 0 | 0 | 0 | 0 | 0 | 0 | 1 | 1 | 1
PG&E NGBA | Brunswick | 115 | 0 | 0 | 0 | 0 | 0 | 0 | 0 | 0 | 0 | 1 | 1 | 1 | 0 | 0 | 0 | 0 | 0 | 0 | 0 | 0 | 0 | 1 | 1 | 1
PG&E NGBA | Bucks Creek | 230 | 0 | 0 | 0 | 0 | 0 | 0 | 0 | 0 | 0 | 1 | 1 | 1 | 0 | 0 | 0 | 0 | 0 | 0 | 0 | 0 | 0 | 1 | 1 | 1
PG&E KERN | Buena Vista | 230 | 0 | 0 | 0 | 0 | 0 | 0 | 0 | 0 | 0 | 1 | 1 | 1 | 0 | 0 | 0 | 0 | 0 | 0 | 0 | 0 | 0 | 1 | 1 | 1
PG&E FRESNO | Bullard | 115 | 0 | 0 | 0 | 0 | 0 | 0 | 0 | 0 | 0 | 1 | 1 | 1 | 0 | 0 | 0 | 0 | 0 | 0 | 0 | 0 | 0 | 1 | 1 | 1
PG&E GBA | Burlingame | 115 | 0 | 0 | 0 | 0 | 0 | 0 | 0 | 0 | 0 | 1 | 1 | 1 | 0 | 0 | 0 | 0 | 0 | 0 | 0 | 0 | 0 | 1 | 1 | 1
PG&E NGBA | Burney Forest | 230 | 0 | 0 | 0 | 0 | 0 | 0 | 0 | 0 | 0 | 1 | 1 | 1 | 0 | 0 | 0 | 0 | 0 | 0 | 0 | 0 | 0 | 1 | 1 | 1
PG&E NGBA | Butte | 115 | 0 | 0 | 0 | 0 | 0 | 0 | 0 | 0 | 0 | 1 | 1 | 1 | 0 | 0 | 0 | 0 | 0 | 0 | 0 | 0 | 0 | 1 | 1 | 1
PG&E KERN | Cabrillo | 115 | 0 | 0 | 0 | 0 | 0 | 0 | 0 | 0 | 0 | 1 | 1 | 1 | 0 | 0 | 0 | 0 | 0 | 0 | 0 | 0 | 0 | 1 | 1 | 1
PG&E FRESNO | Cal Flats | 230 | 0 | 0 | 0 | 0 | 0 | 0 | 0 | 0 | 0 | 1 | 1 | 1 | 0 | 0 | 0 | 0 | 0 | 0 | 0 | 0 | 0 | 1 | 1 | 1
SCE NOL | Calcite | 230 | 0 | 0 | 0 | 200 | 200 | 24.5 | 100 | 524.5 | 524.5 | 1 | 1 | 1 | 0 | 0 | 0 | 340 | 349 | 24.5 | 160 | 873.5 | 873.5 | 1 | 1 | 1
PG&E KERN | Caliente | 230 | 0 | 0 | 0 | 0 | 0 | 0 | 0 | 0 | 0 | 1 | 1 | 1 | 0 | 0 | 0 | 200 | 100 | 0 | 50 | 350 | 350 | 1 | 1 | 1
PG&E FRESNO | California Ave | 115 | 0 | 0 | 0 | 0 | 0 | 0 | 0 | 0 | 0 | 1 | 1 | 1 | 0 | 0 | 0 | 0 | 0 | 0 | 0 | 0 | 0 | 1 | 1 | 1
PG&E KERN | Callender | 115 | 0 | 0 | 0 | 0 | 0 | 0 | 0 | 0 | 0 | 1 | 1 | 1 | 0 | 0 | 0 | 0 | 0 | 0 | 0 | 0 | 0 | 1 | 1 | 1
PG&E NGBA | Calpella | 115 | 0 | 0 | 0 | 0 | 0 | 0 | 0 | 0 | 0 | 1 | 1 | 1 | 0 | 0 | 0 | 0 | 0 | 0 | 0 | 0 | 0 | 1 | 1 | 1
PG&E GBA | Camanche | 230 | 0 | 0 | 0 | 0 | 0 | 0 | 0 | 0 | 0 | 1 | 1 | 1 | 0 | 0 | 0 | 0 | 0 | 0 | 0 | 0 | 0 | 1 | 1 | 1
SDGE | Cameron | 69 | 0 | 0 | 0 | 0 | 0 | 0.46 | 0 | 0.46 | 0.46 | 3 | 1 | 3 | 0 | 0 | 0 | 0 | 0 | 0.46 | 0 | 0.46 | 0.46 | 3 | 1 | 3
SDGE | Cannon | 69 | 0 | 0 | 0 | 0 | 0 | 0 | 0 | 0 | 0 | 1 | 1 | 1 | 0 | 0 | 0 | 0 | 0 | 0 | 0 | 0 | 0 | 1 | 1 | 1
PG&E FRESNO | Cantua | 115 | 0 | 0 | 0 | 0 | 0 | 0 | 0 | 0 | 0 | 1 | 1 | 1 | 0 | 0 | 0 | 0 | 0 | 0 | 0 | 0 | 0 | 1 | 1 | 1
SDGE | Capistrano | 138 | 0 | 0 | 0 | 0 | 0 | 0 | 125 | 125 | 125 | 3 | 1 | 3 | 0 | 0 | 0 | 0 | 0 | 0 | 200 | 200 | 200 | 4 | 1 | 4
SDGE | Capistrano | 230 | 0 | 0 | 0 | 0 | 0 | 0 | 0 | 0 | 0 | 1 | 1 | 1 | 0 | 0 | 0 | 0 | 0 | 0 | 0 | 0 | 0 | 1 | 1 | 1
PG&E NGBA | Carberry | 230 | 0 | 0 | 0 | 0 | 0 | 0 | 0 | 0 | 0 | 1 | 1 | 1 | 0 | 0 | 0 | 0 | 0 | 0 | 0 | 0 | 0 | 1 | 1 | 1
SCE Eastern | Cardiff | 66 | 0 | 0 | 0 | 0 | 0 | 0 | 0 | 0 | 0 | 1 | 1 | 1 | 0 | 0 | 0 | 0 | 0 | 0 | 0 | 0 | 0 | 1 | 1 | 1
PG&E NGBA | Caribou | 60 | 0 | 0 | 0 | 0 | 0 | 0 | 0 | 0 | 0 | 1 | 1 | 1 | 0 | 0 | 0 | 0 | 0 | 0 | 0 | 0 | 0 | 1 | 1 | 1
PG&E NGBA | Caribou | 115 | 0 | 0 | 0 | 0 | 0 | 0 | 0 | 0 | 0 | 1 | 1 | 1 | 0 | 0 | 0 | 0 | 0 | 0 | 0 | 0 | 0 | 1 | 1 | 1
PG&E NGBA | Caribou | 230 | 0 | 0 | 0 | 0 | 0 | 0 | 0 | 0 | 0 | 1 | 1 | 1 | 0 | 0 | 0 | 0 | 0 | 0 | 0 | 0 | 0 | 1 | 1 | 1
EOP | Carpenter Canyon (fka Gamebird) | 138 | 0 | 0 | 0 | 0 | 0 | 0 | 0 | 0 | 0 | 1 | 1 | 1 | 0 | 0 | 0 | 0 | 0 | 0 | 0 | 0 | 0 | 1 | 1 | 1
EOP | Carpenter Canyon (fka Gamebird) | 230 | 0 | 0 | 0 | 20 | 180 | 0 | 60 | 260 | 260 | 1 | 1 | 1 | 0 | 0 | 0 | 320 | 480 | 0 | 200 | 1000 | 1000 | 2 | 1 | 2
PG&E NGBA | Carquinez | 115 | 0 | 0 | 0 | 0 | 0 | 0 | 0 | 0 | 0 | 1 | 1 | 1 | 0 | 0 | 0 | 0 | 0 | 0 | 0 | 0 | 0 | 1 | 1 | 1
SDGE | Carrizo Gorge | 138 | 0 | 0 | 0 | 0 | 90 | 70 | 0 | 160 | 160 | 3 | 1 | 3 | 0 | 0 | 0 | 0 | 90 | 70 | 0 | 160 | 160 | 3 | 1 | 3
PG&E KERN | Carrizo Plains | 115 | 0 | 0 | 0 | 0 | 0 | 0 | 0 | 0 | 0 | 1 | 1 | 1 | 0 | 0 | 0 | 0 | 0 | 0 | 0 | 0 | 0 | 1 | 1 | 1
PG&E KERN | Casaloma | 230 | 0 | 0 | 0 | 0 | 0 | 0 | 0 | 0 | 0 | 1 | 1 | 1 | 0 | 0 | 0 | 0 | 0 | 0 | 0 | 0 | 0 | 1 | 1 | 1
PG&E GBA | Castro Valley | 230 | 0 | 0 | 0 | 0 | 0 | 0 | 0 | 0 | 0 | 1 | 1 | 1 | 0 | 0 | 0 | 0 | 0 | 0 | 0 | 0 | 0 | 1 | 1 | 1
PG&E GBA | Cayetano | 230 | 0 | 0 | 0 | 0 | 100 | 100 | 0 | 200 | 200 | 1 | 1 | 1 | 0 | 0 | 0 | 0 | 100 | 100 | 0 | 200 | 200 | 1 | 1 | 1
SCE Metro | Center | 230 | 0 | 0 | 0 | 0 | 0 | 90 | 0 | 90 | 90 | 1 | 1 | 2 | 0 | 0 | 0 | 0 | 0 | 90 | 0 | 90 | 90 | 1 | 1 | 2
PG&E KERN | Charca | 115 | 0 | 0 | 0 | 0 | 0 | 0 | 0 | 0 | 0 | 1 | 1 | 1 | 0 | 0 | 0 | 0 | 0 | 0 | 0 | 0 | 0 | 1 | 1 | 1
EOP | Charleston | 138 | 0 | 0 | 0 | 0 | 0 | 0 | 0 | 0 | 0 | 1 | 1 | 1 | 0 | 0 | 0 | 0 | 0 | 0 | 0 | 0 | 0 | 1 | 1 | 1
SCE Metro | Chevmain | 230 | 0 | 0 | 0 | 0 | 0 | 0 | 0 | 0 | 0 | 1 | 1 | 1 | 0 | 0 | 0 | 0 | 0 | 0 | 0 | 0 | 0 | 1 | 1 | 1
SDGE | Chicarita | 138 | 0 | 0 | 0 | 0 | 0 | 0 | 0 | 0 | 0 | 1 | 1 | 1 | 0 | 0 | 0 | 0 | 0 | 0 | 0 | 0 | 0 | 1 | 1 | 1
SCE Metro | Chino | 230 | 0 | 0 | 0 | 0 | 0 | 0 | 0 | 0 | 0 | 1 | 1 | 1 | 0 | 0 | 0 | 0 | 0 | 0 | 0 | 0 | 0 | 1 | 1 | 1
PG&E FRESNO | Chowchilla | 115 | 0 | 0 | 0 | 0 | 0 | 0 | 50 | 50 | 50 | 2 | 1 | 2 | 0 | 0 | 0 | 0 | 0 | 0 | 50 | 50 | 50 | 2 | 1 | 2
PG&E GBA | Christie | 60 | 0 | 0 | 0 | 0 | 0 | 0 | 0 | 0 | 0 | 1 | 1 | 1 | 0 | 0 | 0 | 0 | 0 | 0 | 0 | 0 | 0 | 1 | 1 | 1
PG&E GBA | Christie | 115 | 0 | 0 | 0 | 0 | 0 | 0 | 0 | 0 | 0 | 1 | 1 | 1 | 0 | 0 | 0 | 0 | 0 | 0 | 0 | 0 | 0 | 1 | 1 | 1
SCE Eastern | Cielo Azul | 500 | 0 | 0 | 0 | 500 | 1525 | 1282.4 | 0 | 3307.4 | 3307.4 | 3 | 1 | 3 | 0 | 0 | 0 | 1000 | 2325 | 1282.4 | 350 | 4957.4 | 4957.4 | 4 | 1 | 4
PG&E GBA | Clay | 60 | 0 | 0 | 0 | 0 | 0 | 0 | 0 | 0 | 0 | 1 | 1 | 1 | 0 | 0 | 0 | 0 | 0 | 0 | 0 | 0 | 0 | 1 | 1 | 1
PG&E GBA | Clayton | 115 | 0 | 0 | 0 | 0 | 0 | 0 | 0 | 0 | 0 | 1 | 1 | 1 | 0 | 0 | 0 | 0 | 0 | 0 | 0 | 0 | 0 | 1 | 1 | 1
PG&E NGBA | Cloverdale | 115 | 0 | 0 | 0 | 0 | 0 | 0 | 0 | 0 | 0 | 1 | 1 | 1 | 0 | 0 | 0 | 0 | 0 | 0 | 0 | 0 | 0 | 1 | 1 | 1
PG&E FRESNO | Clovis | 115 | 0 | 0 | 0 | 0 | 0 | 0 | 0 | 0 | 0 | 1 | 1 | 1 | 0 | 0 | 0 | 0 | 0 | 0 | 0 | 0 | 0 | 1 | 1 | 1
PG&E GBA | Coburn | 230 | 100 | 0 | 100 | 0 | 0 | 0 | 0 | 0 | 100 | 1 | 2 | 1 | 100 | 0 | 100 | 0 | 0 | 0 | 0 | 0 | 100 | 1 | 2 | 1
PG&E GBA | Coburn | 60 | 0 | 0 | 0 | 0 | 0 | 0 | 0 | 0 | 0 | 1 | 1 | 1 | 0 | 0 | 0 | 0 | 0 | 0 | 0 | 0 | 0 | 1 | 1 | 1
PG&E NGBA | Colgate | 230 | 0 | 0 | 0 | 0 | 0 | 0 | 0 | 0 | 0 | 1 | 1 | 1 | 0 | 0 | 0 | 0 | 0 | 0 | 0 | 0 | 0 | 1 | 1 | 1
PG&E GBA | Collierville | 230 | 0 | 0 | 0 | 0 | 0 | 0 | 0 | 0 | 0 | 1 | 1 | 1 | 0 | 0 | 0 | 0 | 0 | 0 | 0 | 0 | 0 | 1 | 1 | 1
PG&E GBA | Collinsville | 230 | 0 | 0 | 0 | 0 | 0 | 0 | 0 | 0 | 0 | 1 | 1 | 1 | 0 | 0 | 0 | 0 | 0 | 0 | 0 | 0 | 0 | 1 | 1 | 1
PG&E GBA | Collinsville | 500 | 0 | 0 | 0 | 0 | 0 | 0 | 0 | 0 | 0 | 1 | 1 | 1 | 0 | 0 | 0 | 0 | 0 | 0 | 0 | 0 | 0 | 1 | 1 | 1
SCE Eastern | Colorado River | 230 | 0 | 0 | 0 | 300 | 800 | 180 | 20 | 1300 | 1300 | 2 | 1 | 2 | 0 | 0 | 0 | 500 | 1200 | 180 | 220 | 2100 | 2100 | 3 | 1 | 3
SCE Eastern | Colorado River | 500 | 0 | 0 | 0 | 0 | 0 | 0 | 0 | 0 | 0 | 1 | 1 | 1 | 0 | 0 | 0 | 0 | 0 | 0 | 0 | 0 | 0 | 1 | 1 | 1
PG&E KERN | Columbus | 115 | 0 | 0 | 0 | 0 | 0 | 0 | 0 | 0 | 0 | 1 | 1 | 1 | 0 | 0 | 0 | 0 | 0 | 0 | 0 | 0 | 0 | 1 | 1 | 1
PG&E GBA | Contra Costa | 115 | 0 | 0 | 0 | 0 | 0 | 0 | 0 | 0 | 0 | 1 | 1 | 1 | 0 | 0 | 0 | 0 | 0 | 0 | 0 | 0 | 0 | 1 | 1 | 1
PG&E GBA | Contra Costa | 230 | 0 | 0 | 0 | 0 | 0 | 0 | 0 | 0 | 0 | 1 | 1 | 1 | 0 | 0 | 0 | 0 | 0 | 0 | 0 | 0 | 0 | 1 | 1 | 1
PG&E GBA | Contra Costa PP | 230 | 0 | 0 | 0 | 0 | 0 | 0 | 0 | 0 | 0 | 1 | 1 | 1 | 0 | 0 | 0 | 0 | 0 | 0 | 0 | 0 | 0 | 1 | 1 | 1
SCE NOL | Control | 115 | 0 | 0 | 0 | 0 | 0 | 0 | 0 | 0 | 0 | 1 | 1 | 1 | 0 | 0 | 0 | 0 | 0 | 0 | 0 | 0 | 0 | 1 | 1 | 1
SCE NOL | Control | 55 | 0 | 0 | 0 | 0 | 0 | 0 | 0 | 0 | 0 | 1 | 1 | 1 | 0 | 0 | 0 | 0 | 0 | 0 | 0 | 0 | 0 | 1 | 1 | 1
PG&E GBA | Cooley Landing | 115 | 0 | 0 | 0 | 0 | 0 | 0 | 0 | 0 | 0 | 1 | 1 | 1 | 0 | 0 | 0 | 0 | 0 | 0 | 0 | 0 | 0 | 1 | 1 | 1
PG&E GBA | Cooley Landing | 60 | 0 | 0 | 0 | 0 | 0 | 0 | 0 | 0 | 0 | 1 | 1 | 1 | 0 | 0 | 0 | 0 | 0 | 0 | 0 | 0 | 0 | 1 | 1 | 1
SCE NOL | Coolwater | 230 | 0 | 0 | 0 | 0 | 0 | 0 | 0 | 0 | 0 | 1 | 1 | 1 | 0 | 0 | 0 | 0 | 0 | 0 | 0 | 0 | 0 | 1 | 1 | 1
SCE NOL | Coolwater | 115 | 100 | 112.18 | 212.18 | 150 | 50 | 113.5 | 5 | 318.5 | 530.68 | 5 | 5 | 5 | 100 | 112.18 | 212.18 | 150 | 50 | 113.5 | 5 | 318.5 | 530.68 | 5 | 5 | 5
PG&E KERN | Copus | 70 | 0 | 0 | 0 | 0 | 0 | 0 | 0 | 0 | 0 | 1 | 1 | 1 | 0 | 0 | 0 | 0 | 0 | 0 | 0 | 0 | 0 | 1 | 1 | 1
PG&E FRESNO | Corcoran | 70 | 0 | 0 | 0 | 0 | 0 | 0 | 0 | 0 | 0 | 1 | 1 | 1 | 0 | 0 | 0 | 0 | 0 | 0 | 0 | 0 | 0 | 1 | 1 | 1
PG&E FRESNO | Corcoran | 115 | 0 | 0 | 0 | 0 | 0 | 0 | 0 | 0 | 0 | 1 | 1 | 1 | 0 | 0 | 0 | 0 | 0 | 0 | 0 | 0 | 0 | 1 | 1 | 1
PG&E NGBA | Corona | 115 | 0 | 0 | 0 | 0 | 0 | 0 | 0 | 0 | 0 | 1 | 1 | 1 | 0 | 0 | 0 | 0 | 0 | 0 | 0 | 0 | 0 | 1 | 1 | 1
PG&E NGBA | Cortina | 230 | 0 | 0 | 0 | 0 | 0 | 0 | 0 | 0 | 0 | 1 | 1 | 1 | 0 | 0 | 0 | 0 | 0 | 0 | 0 | 0 | 0 | 1 | 1 | 1
PG&E NGBA | Cortina | 115 | 0 | 0 | 0 | 0 | 80 | 80 | 0 | 160 | 160 | 3 | 1 | 3 | 0 | 0 | 0 | 50 | 80 | 80 | 40 | 250 | 250 | 4 | 1 | 4
PG&E GBA | Cottle | 230 | 0 | 0 | 0 | 0 | 0 | 0 | 0 | 0 | 0 | 1 | 1 | 1 | 0 | 0 | 0 | 0 | 0 | 0 | 0 | 0 | 0 | 1 | 1 | 1
PG&E NGBA | Cottonwood | 115 | 0 | 0 | 0 | 0 | 0 | 0 | 0 | 0 | 0 | 1 | 1 | 1 | 0 | 0 | 0 | 0 | 0 | 0 | 0 | 0 | 0 | 1 | 1 | 1
PG&E NGBA | Cottonwood | 230 | 0 | 0 | 0 | 0 | 0 | 0 | 0 | 0 | 0 | 1 | 1 | 1 | 0 | 0 | 0 | 0 | 0 | 0 | 0 | 0 | 0 | 1 | 1 | 1
PG&E NGBA | Cottonwood | 60 | 0 | 0 | 0 | 0 | 0 | 0 | 0 | 0 | 0 | 1 | 1 | 1 | 0 | 0 | 0 | 0 | 0 | 0 | 0 | 0 | 0 | 1 | 1 | 1
PG&E NGBA | Cove Road | 230 | 0 | 0 | 0 | 0 | 0 | 0 | 0 | 0 | 0 | 1 | 1 | 1 | 0 | 0 | 0 | 0 | 0 | 0 | 0 | 0 | 0 | 1 | 1 | 1
PG&E GBA | Coyote | 230 | 0 | 0 | 0 | 0 | 0 | 0 | 0 | 0 | 0 | 1 | 1 | 1 | 0 | 0 | 0 | 0 | 0 | 0 | 0 | 0 | 0 | 1 | 1 | 1
PG&E GBA | Crazy Horse Canyon | 115 | 0 | 0 | 0 | 0 | 0 | 0 | 0 | 0 | 0 | 1 | 1 | 1 | 0 | 0 | 0 | 0 | 0 | 0 | 0 | 0 | 0 | 1 | 1 | 1
SDGE | Creelman | 69 | 0 | 0 | 0 | 0 | 0 | 7.8 | 0 | 7.8 | 7.8 | 3 | 1 | 3 | 0 | 0 | 0 | 0 | 0 | 7.8 | 0 | 7.8 | 7.8 | 3 | 1 | 3
PG&E FRESNO | Crescent | 70 | 0 | 0 | 0 | 5 | 65 | 27 | 0 | 97 | 97 | 4 | 1 | 4 | 0 | 0 | 0 | 5 | 65 | 27 | 0 | 97 | 97 | 4 | 1 | 4
PG&E FRESNO | Cressey | 115 | 0 | 0 | 0 | 0 | 0 | 0 | 0 | 0 | 0 | 1 | 1 | 1 | 0 | 0 | 0 | 0 | 0 | 0 | 0 | 0 | 0 | 1 | 1 | 1
PG&E NGBA | Cresta | 230 | 0 | 0 | 0 | 0 | 0 | 0 | 0 | 0 | 0 | 1 | 1 | 1 | 0 | 0 | 0 | 0 | 0 | 0 | 0 | 0 | 0 | 1 | 1 | 1
SDGE | Crestwood | 69 | 0 | 0 | 0 | 0 | 0 | 0 | 0 | 0 | 0 | 1 | 1 | 1 | 0 | 0 | 0 | 0 | 0 | 0 | 0 | 0 | 0 | 1 | 1 | 1
PG&E GBA | Crow Creek | 60 | 0 | 0 | 0 | 0 | 0 | 0 | 0 | 0 | 0 | 1 | 1 | 1 | 0 | 0 | 0 | 0 | 0 | 0 | 0 | 0 | 0 | 1 | 1 | 1
PG&E GBA | Crows Landing | 60 | 0 | 0 | 0 | 0 | 0 | 0 | 0 | 0 | 0 | 1 | 1 | 1 | 0 | 0 | 0 | 0 | 0 | 0 | 0 | 0 | 0 | 1 | 1 | 1
PG&E GBA | Curtis | 115 | 0 | 0 | 0 | 0 | 0 | 0 | 0 | 0 | 0 | 1 | 1 | 1 | 0 | 0 | 0 | 0 | 0 | 0 | 0 | 0 | 0 | 1 | 1 | 1
PG&E FRESNO | Dairyland | 115 | 0 | 0 | 0 | 0 | 0 | 0 | 0 | 0 | 0 | 1 | 1 | 1 | 0 | 0 | 0 | 0 | 0 | 0 | 0 | 0 | 0 | 1 | 1 | 1
PG&E NGBA | Davis | 115 | 0 | 0 | 0 | 0 | 0 | 0 | 0 | 0 | 0 | 1 | 1 | 1 | 0 | 0 | 0 | 20 | 80 | 0 | 35 | 135 | 135 | 3 | 1 | 3
SCE Metro | Del Amo | 500 | 0 | 0 | 0 | 0 | 0 | 0 | 0 | 0 | 0 | 1 | 1 | 1 | 0 | 0 | 0 | 0 | 0 | 0 | 0 | 0 | 0 | 1 | 1 | 1
SCE Metro | Del Amo | 230 | 0 | 0 | 0 | 0 | 0 | 0 | 0 | 0 | 0 | 1 | 1 | 1 | 0 | 0 | 0 | 0 | 0 | 0 | 0 | 0 | 0 | 1 | 1 | 1
SCE Eastern | Delaney | 500 | 0 | 0 | 0 | 0 | 0 | 0 | 0 | 0 | 0 | 1 | 1 | 1 | 0 | 0 | 0 | 250 | 350 | 0 | 125 | 725 | 725 | 1 | 1 | 1
PG&E NGBA | Delevan | 230 | 0 | 0 | 0 | 50 | 150 | 0 | 50 | 250 | 250 | 1 | 1 | 1 | 0 | 0 | 0 | 235 | 500 | 0 | 200 | 935 | 935 | 1 | 1 | 1
PG&E GBA | Delta PP | 230 | 0 | 0 | 0 | 0 | 0 | 0 | 0 | 0 | 0 | 1 | 1 | 1 | 0 | 0 | 0 | 0 | 0 | 0 | 0 | 0 | 0 | 1 | 1 | 1
EOP | Desert View | 230 | 0 | 0 | 0 | 0 | 0 | 0 | 0 | 0 | 0 | 1 | 1 | 1 | 0 | 0 | 0 | 150 | 350 | 0 | 150 | 650 | 650 | 1 | 1 | 1
SCE Eastern | Devers | 230 | 287.5 | 37 | 324.5 | 0 | 0 | 220 | 100 | 320 | 644.5 | 1 | 1 | 1 | 287.5 | 37 | 324.5 | 100 | 180 | 220 | 180 | 680 | 1004.5 | 2 | 2 | 2
SCE Eastern | Devers | 500 | 0 | 0 | 0 | 0 | 0 | 0 | 0 | 0 | 0 | 1 | 1 | 1 | 0 | 0 | 0 | 0 | 0 | 0 | 0 | 0 | 0 | 1 | 1 | 1
PG&E KERN | Diablo Canyon | 230 | 0 | 0 | 0 | 0 | 0 | 0 | 0 | 0 | 0 | 1 | 1 | 1 | 0 | 0 | 0 | 0 | 0 | 0 | 0 | 0 | 0 | 1 | 1 | 1
PG&E KERN | Diablo Canyon | 500 | 0 | 0 | 0 | 0 | 0 | 0 | 0 | 0 | 0 | 1 | 1 | 1 | 0 | 0 | 0 | 0 | 0 | 0 | 0 | 0 | 0 | 1 | 1 | 1
PG&E KERN | Divide | 115 | 0 | 0 | 0 | 0 | 0 | 0 | 0 | 0 | 0 | 1 | 1 | 1 | 0 | 0 | 0 | 0 | 0 | 0 | 0 | 0 | 0 | 1 | 1 | 1
PG&E GBA | Dixon Landing | 115 | 0 | 0 | 0 | 0 | 0 | 0 | 0 | 0 | 0 | 1 | 1 | 1 | 0 | 0 | 0 | 0 | 0 | 0 | 0 | 0 | 0 | 1 | 1 | 1
PG&E FRESNO | Dos Amigos | 230 | 0 | 0 | 0 | 0 | 0 | 0 | 0 | 0 | 0 | 1 | 1 | 1 | 0 | 0 | 0 | 0 | 0 | 0 | 0 | 0 | 0 | 1 | 1 | 1
PG&E NGBA | Drum | 115 | 0 | 0 | 0 | 0 | 0 | 0 | 0 | 0 | 0 | 1 | 1 | 1 | 0 | 0 | 0 | 0 | 0 | 0 | 0 | 0 | 0 | 1 | 1 | 1
PG&E GBA | Dumbarton | 115 | 0 | 0 | 0 | 0 | 0 | 0 | 0 | 0 | 0 | 1 | 1 | 1 | 0 | 0 | 0 | 0 | 0 | 0 | 0 | 0 | 0 | 1 | 1 | 1
SCE NOL | Dunn Siding | 115 | 0 | 0 | 0 | 0 | 0 | 0 | 0 | 0 | 0 | 1 | 1 | 1 | 0 | 0 | 0 | 0 | 0 | 0 | 0 | 0 | 0 | 1 | 1 | 1
SCE Eastern | Eagle Mountain | 230 | 0 | 0 | 0 | 0 | 0 | 0 | 0 | 0 | 0 | 1 | 1 | 1 | 0 | 0 | 0 | 0 | 0 | 0 | 0 | 0 | 0 | 1 | 1 | 1
PG&E NGBA | Eagle Rock (PGE) | 60 | 0 | 0 | 0 | 0 | 0 | 0 | 0 | 0 | 0 | 1 | 1 | 1 | 0 | 0 | 0 | 0 | 0 | 0 | 0 | 0 | 0 | 1 | 1 | 1
PG&E NGBA | Eagle Rock (PGE) | 115 | 98 | 33.2 | 131.2 | 0 | 0 | 0 | 0 | 0 | 131.2 | 3 | 3 | 1 | 98 | 33.2 | 131.2 | 0 | 0 | 0 | 0 | 0 | 131.2 | 3 | 3 | 1
SCE Metro | Eagle Rock (SCE) | 230 | 0 | 0 | 0 | 0 | 0 | 0 | 0 | 0 | 0 | 1 | 1 | 1 | 0 | 0 | 0 | 0 | 0 | 0 | 0 | 0 | 0 | 1 | 1 | 1
PG&E NGBA | East Marysville | 115 | 0 | 0 | 0 | 0 | 0 | 0 | 0 | 0 | 0 | 1 | 1 | 1 | 0 | 0 | 0 | 0 | 0 | 0 | 0 | 0 | 0 | 1 | 1 | 1
PG&E NGBA | East Nicolaus | 115 | 0 | 0 | 0 | 0 | 0 | 0 | 0 | 0 | 0 | 1 | 1 | 1 | 0 | 0 | 0 | 0 | 0 | 0 | 0 | 0 | 0 | 1 | 1 | 1
PG&E NGBA | East Nicolaus | 60 | 0 | 0 | 0 | 0 | 0 | 0 | 0 | 0 | 0 | 1 | 1 | 1 | 0 | 0 | 0 | 0 | 0 | 0 | 0 | 0 | 0 | 1 | 1 | 1
PG&E GBA | Eastshore | 115 | 0 | 0 | 0 | 0 | 0 | 0 | 0 | 0 | 0 | 1 | 1 | 1 | 0 | 0 | 0 | 0 | 0 | 0 | 0 | 0 | 0 | 1 | 1 | 1
PG&E GBA | Eastshore | 230 | 0 | 0 | 0 | 0 | 0 | 0 | 0 | 0 | 0 | 1 | 1 | 1 | 0 | 0 | 0 | 0 | 0 | 0 | 0 | 0 | 0 | 1 | 1 | 1
SDGE | ECO | 138 | 0 | 0 | 0 | 0 | 0 | 0 | 0 | 0 | 0 | 1 | 1 | 1 | 0 | 0 | 0 | 0 | 0 | 0 | 0 | 0 | 0 | 1 | 1 | 1
SDGE | ECO | 230 | 300 | 52.5 | 352.5 | 0 | 0 | 0 | 0 | 0 | 352.5 | 1 | 1 | 1 | 300 | 52.5 | 352.5 | 0 | 0 | 0 | 0 | 0 | 352.5 | 1 | 1 | 1
SDGE | ECO | 500 | 400 | 600 | 1000 | 0 | 0 | 0 | 0 | 0 | 1000 | 1 | 1 | 1 | 400 | 600 | 1000 | 0 | 0 | 0 | 0 | 0 | 1000 | 1 | 1 | 1
PG&E GBA | Edenvale | 115 | 0 | 0 | 0 | 0 | 0 | 0 | 0 | 0 | 0 | 1 | 1 | 1 | 0 | 0 | 0 | 0 | 0 | 0 | 0 | 0 | 0 | 1 | 1 | 1
PG&E GBA | Edes | 115 | 0 | 0 | 0 | 0 | 0 | 0 | 0 | 0 | 0 | 1 | 1 | 1 | 0 | 0 | 0 | 0 | 0 | 0 | 0 | 0 | 0 | 1 | 1 | 1
PG&E GBA | Eight Mile | 230 | 0 | 0 | 0 | 0 | 0 | 0 | 0 | 0 | 0 | 1 | 1 | 1 | 0 | 0 | 0 | 0 | 0 | 0 | 0 | 0 | 0 | 1 | 1 | 1
SDGE | El Cajon | 69 | 0 | 0 | 0 | 0 | 0 | 50 | 0 | 50 | 50 | 4 | 1 | 4 | 0 | 0 | 0 | 0 | 0 | 50 | 0 | 50 | 50 | 4 | 1 | 4
SCE Eastern | El Casco | 230 | 0 | 0 | 0 | 0 | 0 | 65 | 0 | 65 | 65 | 1 | 1 | 2 | 0 | 0 | 0 | 0 | 0 | 65 | 0 | 65 | 65 | 1 | 1 | 2
PG&E GBA | El Cerrito G | 115 | 0 | 0 | 0 | 0 | 0 | 0 | 0 | 0 | 0 | 1 | 1 | 1 | 0 | 0 | 0 | 0 | 0 | 0 | 0 | 0 | 0 | 1 | 1 | 1
PG&E NGBA | El Dorado PH | 115 | 0 | 0 | 0 | 0 | 0 | 0 | 0 | 0 | 0 | 1 | 1 | 1 | 0 | 0 | 0 | 0 | 0 | 0 | 0 | 0 | 0 | 1 | 1 | 1
PG&E FRESNO | El Nido (PGE) | 115 | 0 | 0 | 0 | 0 | 0 | 0 | 0 | 0 | 0 | 1 | 1 | 1 | 0 | 0 | 0 | 0 | 0 | 0 | 0 | 0 | 0 | 1 | 1 | 1
SCE Metro | El Nido (SCE) | 230 | 0 | 0 | 0 | 0 | 0 | 0 | 0 | 0 | 0 | 1 | 1 | 1 | 0 | 0 | 0 | 0 | 0 | 0 | 100 | 100 | 100 | 1 | 1 | 2
PG&E GBA | El Patio | 115 | 0 | 0 | 0 | 0 | 0 | 0 | 0 | 0 | 0 | 1 | 1 | 1 | 0 | 0 | 0 | 0 | 0 | 0 | 0 | 0 | 0 | 1 | 1 | 1
SCE Metro | El Segundo | 230 | 0 | 0 | 0 | 0 | 0 | 0 | 0 | 0 | 0 | 1 | 1 | 1 | 0 | 0 | 0 | 0 | 0 | 0 | 0 | 0 | 0 | 1 | 1 | 1
EOP | Eldorado | 230 | 0 | 0 | 0 | 0 | 0 | 279 | 0 | 279 | 279 | 1 | 1 | 1 | 0 | 0 | 0 | 0 | 0 | 279 | 250 | 529 | 529 | 1 | 1 | 1
EOP | Eldorado | 500 | 0 | 0 | 0 | 0 | 0 | 0 | 0 | 0 | 0 | 1 | 1 | 1 | 0 | 0 | 0 | 0 | 0 | 0 | 0 | 0 | 0 | 1 | 1 | 1
SCE Northern | Elizabeth Lake | 66 | 0 | 0 | 0 | 0 | 0 | 0 | 0 | 0 | 0 | 1 | 1 | 1 | 0 | 0 | 0 | 0 | 0 | 0 | 0 | 0 | 0 | 1 | 1 | 1
PG&E KERN | Elk Hills | 230 | 0 | 0 | 0 | 0 | 0 | 0 | 0 | 0 | 0 | 1 | 1 | 1 | 0 | 0 | 0 | 0 | 0 | 0 | 0 | 0 | 0 | 1 | 1 | 1
SDGE | Elliot | 69 | 0 | 0 | 0 | 0 | 0 | 9.75 | 0 | 9.75 | 9.75 | 3 | 1 | 3 | 0 | 0 | 0 | 0 | 0 | 9.75 | 0 | 9.75 | 9.75 | 3 | 1 | 3
SCE Metro | Ellis | 230 | 0 | 0 | 0 | 0 | 0 | 0 | 0 | 0 | 0 | 1 | 1 | 1 | 0 | 0 | 0 | 0 | 0 | 0 | 0 | 0 | 0 | 1 | 1 | 1
SDGE | Encina | 138 | 0 | 0 | 0 | 0 | 0 | 0 | 0 | 0 | 0 | 1 | 1 | 1 | 0 | 0 | 0 | 0 | 0 | 0 | 0 | 0 | 0 | 1 | 1 | 1
SDGE | Encina | 230 | 0 | 0 | 0 | 0 | 0 | 0 | 0 | 0 | 0 | 1 | 1 | 1 | 0 | 0 | 0 | 0 | 0 | 0 | 0 | 0 | 0 | 1 | 1 | 1
SDGE | Escondido | 230 | 0 | 0 | 0 | 0 | 0 | 0 | 0 | 0 | 0 | 1 | 1 | 1 | 0 | 0 | 0 | 0 | 0 | 0 | 200 | 200 | 200 | 1 | 1 | 1
SDGE | Escondido | 69 | 0 | 0 | 0 | 0 | 0 | 0 | 0 | 0 | 0 | 1 | 1 | 1 | 0 | 0 | 0 | 0 | 0 | 0 | 0 | 0 | 0 | 1 | 1 | 1
PG&E KERN | Estrella | 230 | 0 | 0 | 0 | 0 | 0 | 0 | 0 | 0 | 0 | 1 | 1 | 1 | 0 | 0 | 0 | 0 | 0 | 0 | 0 | 0 | 0 | 1 | 1 | 1
SCE Eastern | Etiwanda | 230 | 0 | 0 | 0 | 0 | 0 | 170 | 0 | 170 | 170 | 1 | 1 | 2 | 0 | 0 | 0 | 0 | 0 | 170 | 0 | 170 | 170 | 1 | 1 | 2
PG&E GBA | Evergreen | 115 | 0 | 0 | 0 | 0 | 0 | 0 | 0 | 0 | 0 | 1 | 1 | 1 | 0 | 0 | 0 | 0 | 0 | 0 | 0 | 0 | 0 | 1 | 1 | 1
PG&E GBA | Evergreen | 60 | 0 | 0 | 0 | 0 | 0 | 0 | 0 | 0 | 0 | 1 | 1 | 1 | 0 | 0 | 0 | 0 | 0 | 0 | 0 | 0 | 0 | 1 | 1 | 1
PG&E FRESNO | Excelsior | 115 | 0 | 0 | 0 | 0 | 0 | 0 | 0 | 0 | 0 | 1 | 1 | 1 | 0 | 0 | 0 | 100 | 30 | 0 | 20 | 150 | 150 | 3 | 1 | 3
PG&E FRESNO | Exchequer | 115 | 0 | 0 | 0 | 0 | 0 | 0 | 0 | 0 | 0 | 1 | 1 | 1 | 0 | 0 | 0 | 0 | 0 | 0 | 0 | 0 | 0 | 1 | 1 | 1
PG&E KERN | Fairway | 115 | 0 | 0 | 0 | 0 | 0 | 0 | 0 | 0 | 0 | 1 | 1 | 1 | 0 | 0 | 0 | 0 | 0 | 0 | 0 | 0 | 0 | 1 | 1 | 1
PG&E KERN | Famoso | 115 | 0 | 0 | 0 | 0 | 0 | 0 | 0 | 0 | 0 | 1 | 1 | 1 | 0 | 0 | 0 | 0 | 0 | 0 | 0 | 0 | 0 | 1 | 1 | 1
PG&E NGBA | Fern Road | 500 | 0 | 0 | 0 | 0 | 0 | 0 | 0 | 0 | 0 | 1 | 1 | 1 | 0 | 0 | 0 | 0 | 0 | 0 | 0 | 0 | 0 | 1 | 1 | 1
PG&E GBA | Fibreboard (SPI Sonora) | 115 | 0 | 0 | 0 | 0 | 0 | 0 | 0 | 0 | 0 | 1 | 1 | 1 | 0 | 0 | 0 | 0 | 0 | 0 | 0 | 0 | 0 | 1 | 1 | 1
PG&E FRESNO | Figarden | 230 | 0 | 0 | 0 | 0 | 0 | 0 | 0 | 0 | 0 | 1 | 1 | 1 | 0 | 0 | 0 | 0 | 0 | 0 | 0 | 0 | 0 | 1 | 1 | 1
PG&E FRESNO | Fink | 230 | 0 | 0 | 0 | 30 | 110 | 157 | 0 | 297 | 297 | 1 | 1 | 1 | 0 | 0 | 0 | 30 | 110 | 157 | 0 | 297 | 297 | 1 | 1 | 1
PG&E NGBA | Fitch Mountain | 60 | 0 | 0 | 0 | 0 | 0 | 0 | 0 | 0 | 0 | 1 | 1 | 1 | 0 | 0 | 0 | 0 | 0 | 0 | 0 | 0 | 0 | 1 | 1 | 1
PG&E GBA | FMC | 115 | 0 | 0 | 0 | 0 | 0 | 0 | 0 | 0 | 0 | 1 | 1 | 1 | 0 | 0 | 0 | 0 | 0 | 0 | 0 | 0 | 0 | 1 | 1 | 1
PG&E GBA | Fremont | 115 | 0 | 0 | 0 | 0 | 0 | 0 | 0 | 0 | 0 | 1 | 1 | 1 | 0 | 0 | 0 | 0 | 0 | 0 | 0 | 0 | 0 | 1 | 1 | 1
PG&E GBA | French Camp | 60 | 0 | 0 | 0 | 0 | 0 | 0 | 0 | 0 | 0 | 1 | 1 | 1 | 0 | 0 | 0 | 0 | 0 | 0 | 0 | 0 | 0 | 1 | 1 | 1
PG&E GBA | Frogtown | 115 | 0 | 0 | 0 | 0 | 0 | 0 | 0 | 0 | 0 | 1 | 1 | 1 | 0 | 0 | 0 | 0 | 0 | 0 | 0 | 0 | 0 | 1 | 1 | 1
PG&E NGBA | Fulton | 115 | 0 | 0 | 0 | 0 | 0 | 0 | 0 | 0 | 0 | 1 | 1 | 1 | 0 | 0 | 0 | 0 | 0 | 0 | 0 | 0 | 0 | 1 | 1 | 1
PG&E NGBA | Fulton | 230 | 0 | 0 | 0 | 0 | 0 | 38 | 0 | 38 | 38 | 1 | 1 | 5 | 0 | 0 | 0 | 0 | 0 | 38 | 0 | 38 | 38 | 1 | 1 | 5
PG&E NGBA | Fulton | 60 | 0 | 0 | 0 | 0 | 0 | 0 | 0 | 0 | 0 | 1 | 1 | 1 | 0 | 0 | 0 | 0 | 0 | 0 | 0 | 0 | 0 | 1 | 1 | 1
PG&E KERN | Ganso | 115 | 0 | 0 | 0 | 0 | 0 | 0 | 0 | 0 | 0 | 1 | 1 | 1 | 0 | 0 | 0 | 0 | 0 | 0 | 0 | 0 | 0 | 1 | 1 | 1
PG&E FRESNO | Gates | 230 | 0 | 0 | 0 | 759.5 | 310.5 | 753.25 | 60 | 1883.25 | 1883.25 | 2 | 1 | 2 | 0 | 0 | 0 | 859.5 | 760.5 | 753.25 | 260 | 2633.25 | 2633.25 | 3 | 1 | 3
PG&E FRESNO | Gates | 500 | 0 | 0 | 0 | 0 | 0 | 190 | 35 | 225 | 225 | 1 | 1 | 2 | 0 | 0 | 0 | 0 | 0 | 190 | 35 | 225 | 225 | 1 | 1 | 2
PG&E NGBA | Geysers 12 | 230 | 0 | 0 | 0 | 0 | 0 | 0 | 0 | 0 | 0 | 1 | 1 | 1 | 0 | 0 | 0 | 0 | 0 | 0 | 0 | 0 | 0 | 1 | 1 | 1
PG&E NGBA | Geysers 17 | 230 | 0 | 0 | 0 | 0 | 0 | 0 | 0 | 0 | 0 | 1 | 1 | 1 | 0 | 0 | 0 | 0 | 0 | 0 | 0 | 0 | 0 | 1 | 1 | 1
PG&E NGBA | Geysers 3 | 115 | 0 | 0 | 0 | 0 | 0 | 0 | 0 | 0 | 0 | 1 | 1 | 1 | 0 | 0 | 0 | 0 | 0 | 0 | 0 | 0 | 0 | 1 | 1 | 1
PG&E NGBA | Glenn | 230 | 166.5 | 36 | 202.5 | 0 | 0 | 0 | 0 | 0 | 202.5 | 1 | 1 | 1 | 166.5 | 36 | 202.5 | 100 | 170 | 0 | 60 | 330 | 532.5 | 1 | 1 | 1
PG&E NGBA | Glenn | 60 | 0 | 0 | 0 | 0 | 0 | 0 | 0 | 0 | 0 | 1 | 1 | 1 | 0 | 0 | 0 | 0 | 0 | 0 | 0 | 0 | 0 | 1 | 1 | 1
PG&E NGBA | Gold Hill | 115 | 0 | 0 | 0 | 0 | 0 | 50 | 0 | 50 | 50 | 2 | 1 | 2 | 0 | 0 | 0 | 0 | 0 | 50 | 0 | 50 | 50 | 2 | 1 | 2
PG&E NGBA | Gold Hill | 230 | 0 | 0 | 0 | 0 | 0 | 0 | 0 | 0 | 0 | 1 | 1 | 1 | 0 | 0 | 0 | 0 | 0 | 0 | 0 | 0 | 0 | 1 | 1 | 1
SCE Northern | Goleta | 230 | 0 | 0 | 0 | 0 | 0 | 70 | 0 | 70 | 70 | 1 | 1 | 2 | 0 | 0 | 0 | 0 | 0 | 70 | 0 | 70 | 70 | 1 | 1 | 2
SCE Metro | Goodrich | 230 | 0 | 0 | 0 | 0 | 0 | 0 | 0 | 0 | 0 | 1 | 1 | 1 | 0 | 0 | 0 | 0 | 0 | 0 | 0 | 0 | 0 | 1 | 1 | 1
PG&E KERN | Goose Lake | 115 | 0 | 0 | 0 | 0 | 0 | 0 | 0 | 0 | 0 | 1 | 1 | 1 | 0 | 0 | 0 | 0 | 0 | 0 | 0 | 0 | 0 | 1 | 1 | 1
SCE Metro | Gould | 230 | 0 | 0 | 0 | 0 | 0 | 0 | 0 | 0 | 0 | 1 | 1 | 1 | 0 | 0 | 0 | 0 | 0 | 0 | 0 | 0 | 0 | 1 | 1 | 1
PG&E NGBA | Grand Island | 115 | 0 | 0 | 0 | 0 | 0 | 0 | 0 | 0 | 0 | 1 | 1 | 1 | 0 | 0 | 0 | 0 | 0 | 0 | 0 | 0 | 0 | 1 | 1 | 1
SDGE | Granite | 69 | 0 | 0 | 0 | 0 | 0 | 2.25 | 0 | 2.25 | 2.25 | 3 | 1 | 3 | 0 | 0 | 0 | 0 | 0 | 2.25 | 0 | 2.25 | 2.25 | 3 | 1 | 3
PG&E GBA | Grant | 115 | 0 | 0 | 0 | 0 | 0 | 0 | 0 | 0 | 0 | 1 | 1 | 1 | 0 | 0 | 0 | 0 | 0 | 0 | 0 | 0 | 0 | 1 | 1 | 1
PG&E GBA | Green Valley | 115 | 0 | 0 | 0 | 0 | 0 | 0 | 0 | 0 | 0 | 1 | 1 | 1 | 0 | 0 | 0 | 0 | 0 | 0 | 0 | 0 | 0 | 1 | 1 | 1
PG&E NGBA | Greenleaf 1 | 115 | 0 | 0 | 0 | 0 | 0 | 0 | 0 | 0 | 0 | 1 | 1 | 1 | 0 | 0 | 0 | 0 | 0 | 0 | 0 | 0 | 0 | 1 | 1 | 1
PG&E FRESNO | Gregg | 230 | 170 | 20 | 190 | 0 | 0 | 0 | 0 | 0 | 190 | 1 | 2 | 1 | 170 | 20 | 190 | 0 | 0 | 0 | 0 | 0 | 190 | 1 | 2 | 1
PG&E FRESNO | Grimmway-Malaga | 115 | 0 | 0 | 0 | 0 | 0 | 0 | 0 | 0 | 0 | 1 | 1 | 1 | 0 | 0 | 0 | 0 | 0 | 0 | 0 | 0 | 0 | 1 | 1 | 1
PG&E NGBA | Grizzly | 230 | 0 | 0 | 0 | 0 | 0 | 0 | 0 | 0 | 0 | 1 | 1 | 1 | 0 | 0 | 0 | 0 | 0 | 0 | 0 | 0 | 0 | 1 | 1 | 1
PG&E FRESNO | Guernsey | 70 | 0 | 0 | 0 | 0 | 0 | 0 | 0 | 0 | 0 | 1 | 1 | 1 | 0 | 0 | 0 | 0 | 0 | 0 | 0 | 0 | 0 | 1 | 1 | 1
PG&E FRESNO | GWF Hanford | 115 | 0 | 0 | 0 | 0 | 0 | 131.4 | 0 | 131.4 | 131.4 | 3 | 1 | 3 | 0 | 0 | 0 | 0 | 0 | 131.4 | 0 | 131.4 | 131.4 | 3 | 1 | 3
PG&E FRESNO | Haas | 230 | 0 | 0 | 0 | 0 | 0 | 0 | 0 | 0 | 0 | 1 | 1 | 1 | 0 | 0 | 0 | 0 | 0 | 0 | 0 | 0 | 0 | 1 | 1 | 1
PG&E FRESNO | Hammonds | 115 | 0 | 0 | 0 | 0 | 0 | 0 | 0 | 0 | 0 | 1 | 1 | 1 | 0 | 0 | 0 | 0 | 0 | 0 | 0 | 0 | 0 | 1 | 1 | 1
SCE Metro | HarborGen | 230 | 0 | 0 | 0 | 0 | 0 | 0 | 0 | 0 | 0 | 1 | 1 | 1 | 0 | 0 | 0 | 0 | 0 | 0 | 0 | 0 | 0 | 1 | 1 | 1
PG&E NGBA | Harris | 60 | 0 | 0 | 0 | 0 | 0 | 0 | 0 | 0 | 0 | 1 | 1 | 1 | 0 | 0 | 0 | 0 | 0 | 0 | 0 | 0 | 0 | 1 | 1 | 1
EOP | Harry Allen | 500 | 0 | 0 | 0 | 0 | 0 | 0 | 0 | 0 | 0 | 1 | 1 | 1 | 0 | 0 | 0 | 0 | 0 | 0 | 0 | 0 | 0 | 1 | 1 | 1
PG&E NGBA | Hartley | 60 | 0 | 0 | 0 | 0 | 0 | 0 | 0 | 0 | 0 | 1 | 1 | 1 | 0 | 0 | 0 | 0 | 0 | 0 | 0 | 0 | 0 | 1 | 1 | 1
SCE NOL | Harvard | 115 | 0 | 0 | 0 | 0 | 0 | 0 | 0 | 0 | 0 | 1 | 1 | 1 | 0 | 0 | 0 | 0 | 0 | 0 | 0 | 0 | 0 | 1 | 1 | 1
SDGE | Hassayampa | 500 | 0 | 0 | 0 | 172 | 160 | 95 | 0 | 427 | 427 | 1 | 1 | 1 | 0 | 0 | 0 | 322 | 380 | 95 | 90 | 887 | 887 | 1 | 1 | 1
PG&E FRESNO | Helm | 230 | 0 | 0 | 0 | 0 | 0 | 0 | 0 | 0 | 0 | 1 | 1 | 1 | 0 | 0 | 0 | 100 | 200 | 0 | 80 | 380 | 380 | 1 | 1 | 1
PG&E FRESNO | Helm | 70 | 0 | 0 | 0 | 0 | 25 | 0 | 10 | 35 | 35 | 3 | 1 | 3 | 0 | 0 | 0 | 0 | 25 | 0 | 10 | 35 | 35 | 3 | 1 | 3
PG&E FRESNO | Henrietta | 115 | 0 | 0 | 0 | 0 | 0 | 0 | 0 | 0 | 0 | 1 | 1 | 1 | 0 | 0 | 0 | 0 | 0 | 0 | 0 | 0 | 0 | 1 | 1 | 1
PG&E FRESNO | Henrietta | 230 | 0 | 0 | 0 | 0 | 0 | 0 | 0 | 0 | 0 | 1 | 1 | 1 | 0 | 0 | 0 | 100 | 200 | 0 | 80 | 380 | 380 | 1 | 1 | 1
PG&E FRESNO | Henrietta | 70 | 0 | 0 | 0 | 0 | 0 | 173.2 | 0 | 173.2 | 173.2 | 5 | 1 | 5 | 0 | 0 | 0 | 0 | 0 | 173.2 | 0 | 173.2 | 173.2 | 5 | 1 | 5
PG&E FRESNO | Herndon | 115 | 0 | 0 | 0 | 0 | 0 | 0 | 0 | 0 | 0 | 1 | 1 | 1 | 0 | 0 | 0 | 0 | 0 | 0 | 0 | 0 | 0 | 1 | 1 | 1
PG&E FRESNO | Herndon | 230 | 0 | 0 | 0 | 0 | 0 | 0 | 0 | 0 | 0 | 1 | 1 | 1 | 0 | 0 | 0 | 0 | 0 | 0 | 0 | 0 | 0 | 1 | 1 | 1
PG&E GBA | Hicks | 230 | 0 | 0 | 0 | 0 | 0 | 0 | 0 | 0 | 0 | 1 | 1 | 1 | 0 | 0 | 0 | 0 | 0 | 0 | 0 | 0 | 0 | 1 | 1 | 1
PG&E NGBA | Higgins | 115 | 0 | 0 | 0 | 0 | 0 | 0 | 0 | 0 | 0 | 1 | 1 | 1 | 0 | 0 | 0 | 0 | 0 | 0 | 0 | 0 | 0 | 1 | 1 | 1
PG&E NGBA | Hilltop | 345 | 150 | 0 | 150 | 0 | 0 | 0 | 0 | 0 | 150 | 1 | 2 | 1 | 150 | 0 | 150 | 0 | 0 | 0 | 0 | 0 | 150 | 1 | 2 | 1
SCE Metro | Hinson | 230 | 0 | 0 | 0 | 0 | 0 | 455 | 0 | 455 | 455 | 1 | 1 | 1 | 0 | 0 | 0 | 0 | 0 | 455 | 0 | 455 | 455 | 1 | 1 | 1
PG&E GBA | Hollister | 115 | 0 | 0 | 0 | 0 | 0 | 10 | 0 | 10 | 10 | 1 | 1 | 1 | 0 | 0 | 0 | 0 | 0 | 10 | 0 | 10 | 10 | 1 | 1 | 1
PG&E NGBA | Homestake | 115 | 0 | 0 | 0 | 0 | 0 | 0 | 0 | 0 | 0 | 1 | 1 | 1 | 0 | 0 | 0 | 0 | 0 | 0 | 0 | 0 | 0 | 1 | 1 | 1
PG&E NGBA | Honcut | 115 | 0 | 0 | 0 | 0 | 0 | 0 | 0 | 0 | 0 | 1 | 1 | 1 | 0 | 0 | 0 | 0 | 0 | 0 | 0 | 0 | 0 | 1 | 1 | 1
SDGE | Hoodoo Wash | 500 | 0 | 0 | 0 | 247.5 | 679 | 547.5 | 0 | 1474 | 1474 | 1 | 1 | 1 | 0 | 0 | 0 | 447.5 | 1029 | 547.5 | 150 | 2174 | 2174 | 2 | 1 | 2
PG&E NGBA | Hopland | 115 | 0 | 0 | 0 | 0 | 0 | 0 | 0 | 0 | 0 | 1 | 1 | 1 | 0 | 0 | 0 | 0 | 0 | 0 | 0 | 0 | 0 | 1 | 1 | 1
PG&E NGBA | Hopland | 60 | 0 | 0 | 0 | 0 | 0 | 0 | 0 | 0 | 0 | 1 | 1 | 1 | 0 | 0 | 0 | 0 | 0 | 0 | 0 | 0 | 0 | 1 | 1 | 1
PG&E NGBA | Humboldt | 115 | 0 | 0 | 0 | 0 | 0 | 0 | 0 | 0 | 0 | 1 | 1 | 1 | 0 | 0 | 0 | 0 | 0 | 0 | 0 | 0 | 0 | 1 | 1 | 1
PG&E NGBA | Humboldt | 60 | 0 | 0 | 0 | 0 | 0 | 17.25 | 0 | 17.25 | 17.25 | 3 | 1 | 3 | 0 | 0 | 0 | 0 | 0 | 17.25 | 0 | 17.25 | 17.25 | 3 | 1 | 3
PG&E NGBA | Humboldt | 500 | 0 | 0 | 0 | 0 | 0 | 0 | 0 | 0 | 0 | 1 | 1 | 1 | 0 | 0 | 0 | 0 | 0 | 0 | 0 | 0 | 0 | 1 | 1 | 1
SCE Metro | Huntington Beach | 230 | 0 | 0 | 0 | 0 | 0 | 0 | 0 | 0 | 0 | 1 | 1 | 1 | 0 | 0 | 0 | 0 | 0 | 0 | 0 | 0 | 0 | 1 | 1 | 1
PG&E NGBA | Ignacio | 115 | 0 | 0 | 0 | 0 | 0 | 0 | 0 | 0 | 0 | 1 | 1 | 1 | 0 | 0 | 0 | 0 | 0 | 0 | 0 | 0 | 0 | 1 | 1 | 1
PG&E NGBA | Ignacio | 230 | 0 | 0 | 0 | 0 | 0 | 0 | 0 | 0 | 0 | 1 | 1 | 1 | 0 | 0 | 0 | 0 | 0 | 0 | 0 | 0 | 0 | 1 | 1 | 1
PG&E NGBA | Ignacio | 60 | 0 | 0 | 0 | 0 | 0 | 0 | 0 | 0 | 0 | 1 | 1 | 1 | 0 | 0 | 0 | 0 | 0 | 0 | 0 | 0 | 0 | 1 | 1 | 1
SDGE | Imperial Beach | 69 | 0 | 0 | 0 | 0 | 0 | 3 | 0 | 3 | 3 | 3 | 1 | 3 | 0 | 0 | 0 | 0 | 0 | 3 | 0 | 3 | 3 | 3 | 1 | 3
SDGE | Imperial Valley | 230 | 0 | 0 | 0 | 0 | 92 | 478 | 0 | 570 | 570 | 1 | 1 | 1 | 0 | 0 | 0 | 300 | 442 | 478 | 150 | 1370 | 1370 | 2 | 1 | 2
SDGE | Imperial Valley | 500 | 0 | 0 | 0 | 0 | 0 | 0 | 0 | 0 | 0 | 1 | 1 | 1 | 0 | 0 | 0 | 0 | 0 | 0 | 0 | 0 | 0 | 1 | 1 | 1
EOP | Innovation | 138 | 0 | 0 | 0 | 0 | 0 | 0 | 0 | 0 | 0 | 1 | 1 | 1 | 0 | 0 | 0 | 0 | 0 | 0 | 0 | 0 | 0 | 1 | 1 | 1
EOP | Innovation | 230 | 0 | 0 | 0 | 300 | 0 | 0 | 50 | 350 | 350 | 1 | 1 | 1 | 0 | 0 | 0 | 400 | 200 | 0 | 150 | 750 | 750 | 1 | 1 | 1
SCE NOL | Inyokern | 115 | 0 | 0 | 0 | 0 | 31.8 | 25 | 0 | 56.8 | 56.8 | 2 | 1 | 2 | 0 | 0 | 0 | 0 | 31.8 | 25 | 0 | 56.8 | 56.8 | 2 | 1 | 2
EOP | IS Tap | 138 | 0 | 0 | 0 | 0 | 0 | 0 | 0 | 0 | 0 | 1 | 1 | 1 | 0 | 0 | 0 | 0 | 0 | 0 | 0 | 0 | 0 | 1 | 1 | 1
EOP | Ivanpah | 115 | 0 | 0 | 0 | 0 | 0 | 0 | 0 | 0 | 0 | 1 | 1 | 1 | 0 | 0 | 0 | 0 | 0 | 0 | 0 | 0 | 0 | 1 | 1 | 1
EOP | Ivanpah | 230 | 0 | 0 | 0 | 0 | 0 | 0 | 0 | 0 | 0 | 1 | 1 | 1 | 0 | 0 | 0 | 0 | 0 | 0 | 0 | 0 | 0 | 1 | 1 | 1
EOP | Jackass (DOE) | 138 | 0 | 0 | 0 | 0 | 0 | 0 | 0 | 0 | 0 | 1 | 1 | 1 | 0 | 0 | 0 | 0 | 0 | 0 | 0 | 0 | 0 | 1 | 1 | 1
PG&E NGBA | James B Black | 230 | 0 | 0 | 0 | 0 | 0 | 0 | 0 | 0 | 0 | 1 | 1 | 1 | 0 | 0 | 0 | 0 | 0 | 0 | 0 | 0 | 0 | 1 | 1 | 1
PG&E GBA | Jefferson | 230 | 0 | 0 | 0 | 0 | 0 | 0 | 0 | 0 | 0 | 1 | 1 | 1 | 0 | 0 | 0 | 0 | 0 | 0 | 0 | 0 | 0 | 1 | 1 | 1
PG&E NGBA | Jessup | 115 | 0 | 0 | 0 | 0 | 0 | 0 | 0 | 0 | 0 | 1 | 1 | 1 | 0 | 0 | 0 | 0 | 0 | 0 | 0 | 0 | 0 | 1 | 1 | 1
SCE Metro | Johanna | 230 | 0 | 0 | 0 | 0 | 0 | 40 | 40 | 80 | 80 | 1 | 1 | 2 | 0 | 0 | 0 | 0 | 0 | 40 | 40 | 80 | 80 | 1 | 1 | 2
SCE Eastern | Julian Hinds | 230 | 0 | 0 | 0 | 0 | 0 | 0 | 0 | 0 | 0 | 1 | 1 | 1 | 0 | 0 | 0 | 0 | 0 | 0 | 0 | 0 | 0 | 1 | 1 | 1
PG&E GBA | Kasson | 115 | 0 | 0 | 0 | 0 | 0 | 0 | 0 | 0 | 0 | 1 | 1 | 1 | 0 | 0 | 0 | 0 | 0 | 0 | 0 | 0 | 0 | 1 | 1 | 1
PG&E GBA | Kasson | 60 | 0 | 0 | 0 | 0 | 0 | 0 | 0 | 0 | 0 | 1 | 1 | 1 | 0 | 0 | 0 | 0 | 0 | 0 | 0 | 0 | 0 | 1 | 1 | 1
PG&E FRESNO | Kearney | 230 | 0 | 0 | 0 | 0 | 0 | 0 | 0 | 0 | 0 | 1 | 1 | 1 | 0 | 0 | 0 | 0 | 0 | 0 | 0 | 0 | 0 | 1 | 1 | 1
PG&E FRESNO | Kearney | 70 | 0 | 0 | 0 | 0 | 0 | 0 | 0 | 0 | 0 | 1 | 1 | 1 | 0 | 0 | 0 | 0 | 0 | 0 | 0 | 0 | 0 | 1 | 1 | 1
PG&E GBA | Kelso | 230 | 80.8 | 3.45 | 84.25 | 0 | 0 | 0 | 0 | 0 | 84.25 | 1 | 2 | 1 | 80.8 | 3.45 | 84.25 | 0 | 0 | 0 | 0 | 0 | 84.25 | 1 | 2 | 1
PG&E FRESNO | Kerchoff 1 | 115 | 0 | 0 | 0 | 0 | 0 | 0 | 0 | 0 | 0 | 1 | 1 | 1 | 0 | 0 | 0 | 0 | 0 | 0 | 0 | 0 | 0 | 1 | 1 | 1
PG&E KERN | Kern Oil | 115 | 0 | 0 | 0 | 0 | 0 | 0 | 0 | 0 | 0 | 1 | 1 | 1 | 0 | 0 | 0 | 0 | 0 | 0 | 0 | 0 | 0 | 1 | 1 | 1
PG&E KERN | Kern PP | 115 | 0 | 0 | 0 | 0 | 0 | 0 | 0 | 0 | 0 | 1 | 1 | 1 | 0 | 0 | 0 | 0 | 0 | 0 | 0 | 0 | 0 | 1 | 1 | 1
PG&E KERN | Kern PP | 230 | 0 | 0 | 0 | 0 | 0 | 0 | 0 | 0 | 0 | 1 | 1 | 1 | 0 | 0 | 0 | 0 | 0 | 0 | 0 | 0 | 0 | 1 | 1 | 1
PG&E KERN | Kern PP | 70 | 0 | 0 | 0 | 0 | 0 | 0 | 0 | 0 | 0 | 1 | 1 | 1 | 0 | 0 | 0 | 0 | 0 | 0 | 0 | 0 | 0 | 1 | 1 | 1
PG&E KERN | Kernridge | 115 | 0 | 0 | 0 | 0 | 0 | 0 | 0 | 0 | 0 | 1 | 1 | 1 | 0 | 0 | 0 | 0 | 0 | 0 | 0 | 0 | 0 | 1 | 1 | 1
PG&E FRESNO | Kingsburg | 115 | 0 | 0 | 0 | 0 | 0 | 0 | 0 | 0 | 0 | 1 | 1 | 1 | 0 | 0 | 0 | 0 | 0 | 0 | 0 | 0 | 0 | 1 | 1 | 1
PG&E GBA | Kirker | 115 | 0 | 0 | 0 | 0 | 0 | 0 | 0 | 0 | 0 | 1 | 1 | 1 | 0 | 0 | 0 | 0 | 0 | 0 | 0 | 0 | 0 | 1 | 1 | 1
PG&E NGBA | Knights Landing | 115 | 0 | 0 | 0 | 0 | 0 | 0 | 0 | 0 | 0 | 1 | 1 | 1 | 0 | 0 | 0 | 0 | 0 | 0 | 0 | 0 | 0 | 1 | 1 | 1
PG&E NGBA | Konocti | 60 | 0 | 0 | 0 | 0 | 0 | 0 | 0 | 0 | 0 | 1 | 1 | 1 | 0 | 0 | 0 | 0 | 0 | 0 | 0 | 0 | 0 | 1 | 1 | 1
SCE NOL | Kramer | 115 | 0 | 0 | 0 | 0 | 8 | 0 | 6 | 14 | 14 | 1 | 1 | 1 | 0 | 0 | 0 | 0 | 8 | 0 | 6 | 14 | 14 | 1 | 1 | 1
SCE NOL | Kramer | 230 | 0 | 0 | 0 | 96 | 300 | 140 | 25 | 561 | 561 | 1 | 1 | 1 | 0 | 0 | 0 | 96 | 300 | 140 | 25 | 561 | 561 | 1 | 1 | 1
SCE Metro | La Cienega | 230 | 0 | 0 | 0 | 0 | 0 | 0 | 0 | 0 | 0 | 1 | 1 | 1 | 0 | 0 | 0 | 0 | 0 | 0 | 0 | 0 | 0 | 1 | 1 | 1
SCE Metro | La Fresa | 230 | 0 | 0 | 0 | 0 | 0 | 0 | 0 | 0 | 0 | 1 | 1 | 1 | 0 | 0 | 0 | 0 | 0 | 0 | 0 | 0 | 0 | 1 | 1 | 1
SCE Metro | Laguna Bell | 230 | 0 | 0 | 0 | 0 | 0 | 243 | 200 | 443 | 443 | 1 | 1 | 1 | 0 | 0 | 0 | 0 | 0 | 243 | 350 | 593 | 593 | 1 | 1 | 1
PG&E KERN | Lakeview | 70 | 0 | 0 | 0 | 0 | 70 | 65.5 | 0 | 135.5 | 135.5 | 5 | 1 | 5 | 0 | 0 | 0 | 0 | 70 | 65.5 | 0 | 135.5 | 135.5 | 5 | 1 | 5
PG&E NGBA | Lakeville | 230 | 0 | 0 | 0 | 0 | 0 | 0 | 0 | 0 | 0 | 1 | 1 | 1 | 0 | 0 | 0 | 0 | 0 | 0 | 0 | 0 | 0 | 1 | 1 | 1
PG&E NGBA | Lakeville | 60 | 0 | 0 | 0 | 0 | 0 | 0 | 0 | 0 | 0 | 1 | 1 | 1 | 0 | 0 | 0 | 0 | 0 | 0 | 0 | 0 | 0 | 1 | 1 | 1
PG&E NGBA | Lakeville | 115 | 0 | 0 | 0 | 0 | 0 | 50 | 0 | 50 | 50 | 2 | 1 | 2 | 0 | 0 | 0 | 0 | 0 | 50 | 0 | 50 | 50 | 2 | 1 | 2
PG&E GBA | Lakewood | 115 | 0 | 0 | 0 | 0 | 0 | 0 | 0 | 0 | 0 | 1 | 1 | 1 | 0 | 0 | 0 | 0 | 0 | 0 | 0 | 0 | 0 | 1 | 1 | 1
PG&E NGBA | Lambie | 230 | 0 | 0 | 0 | 0 | 0 | 0 | 0 | 0 | 0 | 1 | 1 | 1 | 0 | 0 | 0 | 0 | 0 | 0 | 0 | 0 | 0 | 1 | 1 | 1
PG&E GBA | Lammers | 115 | 0 | 0 | 0 | 0 | 0 | 0 | 0 | 0 | 0 | 1 | 1 | 1 | 0 | 0 | 0 | 0 | 0 | 0 | 0 | 0 | 0 | 1 | 1 | 1
PG&E KERN | Lamont | 115 | 0 | 0 | 0 | 0 | 12 | 0 | 0 | 12 | 12 | 1 | 1 | 1 | 0 | 0 | 0 | 20 | 102 | 0 | 40 | 162 | 162 | 3 | 1 | 3
PG&E FRESNO | Las Aguilas | 230 | 0 | 0 | 0 | 0 | 0 | 0 | 0 | 0 | 0 | 1 | 1 | 1 | 0 | 0 | 0 | 0 | 0 | 0 | 0 | 0 | 0 | 1 | 1 | 1
EOP | Lathrop | 138 | 0 | 0 | 0 | 0 | 0 | 0 | 0 | 0 | 0 | 1 | 1 | 1 | 0 | 0 | 0 | 0 | 0 | 0 | 0 | 0 | 0 | 1 | 1 | 1
EOP | Lathrop | 230 | 300 | 0 | 300 | 0 | 0 | 0 | 0 | 0 | 300 | 1 | 1 | 1 | 300 | 0 | 300 | 250 | 250 | 0 | 100 | 600 | 900 | 1 | 1 | 1
PG&E FRESNO | Le Grand | 115 | 0 | 0 | 0 | 0 | 0 | 0 | 0 | 0 | 0 | 1 | 1 | 1 | 0 | 0 | 0 | 50 | 80 | 0 | 30 | 160 | 160 | 3 | 1 | 3
PG&E FRESNO | Lemoore | 70 | 0 | 0 | 0 | 0 | 22 | 0 | 20 | 42 | 42 | 3 | 1 | 3 | 0 | 0 | 0 | 0 | 22 | 0 | 20 | 42 | 42 | 3 | 1 | 3
PG&E KERN | Lerdo | 115 | 0 | 0 | 0 | 0 | 0 | 0 | 0 | 0 | 0 | 1 | 1 | 1 | 0 | 0 | 0 | 0 | 0 | 0 | 0 | 0 | 0 | 1 | 1 | 1
SCE Metro | Lewis | 230 | 0 | 0 | 0 | 0 | 0 | 0 | 0 | 0 | 0 | 1 | 1 | 1 | 0 | 0 | 0 | 0 | 0 | 0 | 0 | 0 | 0 | 1 | 1 | 1
SCE Metro | Lighthipe | 230 | 0 | 0 | 0 | 0 | 0 | 0 | 0 | 0 | 0 | 1 | 1 | 1 | 0 | 0 | 0 | 0 | 0 | 0 | 250 | 250 | 250 | 1 | 1 | 1
SDGE | Lilac | 69 | 0 | 0 | 0 | 0 | 0 | 0 | 0 | 0 | 0 | 1 | 1 | 1 | 0 | 0 | 0 | 0 | 0 | 0 | 0 | 0 | 0 | 1 | 1 | 1
PG&E NGBA | Lincoln | 115 | 0 | 0 | 0 | 0 | 0 | 0 | 0 | 0 | 0 | 1 | 1 | 1 | 0 | 0 | 0 | 0 | 0 | 0 | 0 | 0 | 0 | 1 | 1 | 1
PG&E KERN | Live Oak | 115 | 0 | 0 | 0 | 0 | 0 | 0 | 0 | 0 | 0 | 1 | 1 | 1 | 0 | 0 | 0 | 0 | 0 | 0 | 0 | 0 | 0 | 1 | 1 | 1
PG&E GBA | Llagas | 115 | 0 | 0 | 0 | 0 | 0 | 0 | 0 | 0 | 0 | 1 | 1 | 1 | 0 | 0 | 0 | 0 | 50 | 0 | 27.2 | 77.2 | 77.2 | 2 | 1 | 2
PG&E GBA | Lockeford | 115 | 0 | 0 | 0 | 0 | 0 | 0 | 0 | 0 | 0 | 1 | 1 | 1 | 0 | 0 | 0 | 0 | 0 | 0 | 0 | 0 | 0 | 1 | 1 | 1
PG&E GBA | Lockeford | 230 | 0 | 0 | 0 | 0 | 0 | 0 | 0 | 0 | 0 | 1 | 1 | 1 | 0 | 0 | 0 | 0 | 0 | 0 | 0 | 0 | 0 | 1 | 1 | 1
PG&E GBA | Lockeford | 60 | 0 | 0 | 0 | 0 | 0 | 0 | 0 | 0 | 0 | 1 | 1 | 1 | 0 | 0 | 0 | 0 | 0 | 0 | 0 | 0 | 0 | 1 | 1 | 1
PG&E GBA | Lodi | 230 | 0 | 0 | 0 | 0 | 0 | 0 | 0 | 0 | 0 | 1 | 1 | 1 | 0 | 0 | 0 | 0 | 0 | 0 | 0 | 0 | 0 | 1 | 1 | 1
PG&E NGBA | Logan Creek | 230 | 0 | 0 | 0 | 0 | 0 | 0 | 0 | 0 | 0 | 1 | 1 | 1 | 0 | 0 | 0 | 0 | 0 | 0 | 0 | 0 | 0 | 1 | 1 | 1
PG&E GBA | Lone Tree | 230 | 0 | 0 | 0 | 0 | 0 | 0 | 0 | 0 | 0 | 1 | 1 | 1 | 0 | 0 | 0 | 0 | 0 | 0 | 0 | 0 | 0 | 1 | 1 | 1
PG&E FRESNO | Los Banos | 230 | 170.5 | 0 | 170.5 | 70 | 430 | 0.9 | 160 | 660.9 | 831.4 | 1 | 2 | 1 | 170.5 | 0 | 170.5 | 70 | 430 | 0.9 | 160 | 660.9 | 831.4 | 1 | 2 | 1
PG&E FRESNO | Los Banos | 500 | 0 | 0 | 0 | 0 | 0 | 0 | 0 | 0 | 0 | 1 | 1 | 1 | 0 | 0 | 0 | 400 | 500 | 0 | 200 | 1100 | 1100 | 1 | 1 | 1
SDGE | Los Coches | 138 | 0 | 0 | 0 | 0 | 0 | 0 | 0 | 0 | 0 | 1 | 1 | 1 | 0 | 0 | 0 | 0 | 0 | 0 | 0 | 0 | 0 | 1 | 1 | 1
SDGE | Los Coches | 69 | 0 | 0 | 0 | 0 | 0 | 0 | 0 | 0 | 0 | 1 | 1 | 1 | 0 | 0 | 0 | 0 | 0 | 0 | 0 | 0 | 0 | 1 | 1 | 1
PG&E GBA | Los Esteros | 115 | 0 | 0 | 0 | 0 | 0 | 3.3 | 0 | 3.3 | 3.3 | 1 | 1 | 1 | 0 | 0 | 0 | 0 | 0 | 3.3 | 0 | 3.3 | 3.3 | 1 | 1 | 1
PG&E GBA | Los Esteros | 230 | 0 | 0 | 0 | 0 | 0 | 0 | 100 | 100 | 100 | 1 | 1 | 2 | 0 | 0 | 0 | 0 | 0 | 0 | 100 | 100 | 100 | 1 | 1 | 2
PG&E GBA | Los Positas | 230 | 0 | 0 | 0 | 0 | 0 | 0 | 0 | 0 | 0 | 1 | 1 | 1 | 0 | 0 | 0 | 0 | 0 | 0 | 0 | 0 | 0 | 1 | 1 | 1
PG&E GBA | Los Positas | 60 | 0 | 0 | 0 | 0 | 0 | 0 | 0 | 0 | 0 | 1 | 1 | 1 | 0 | 0 | 0 | 0 | 0 | 0 | 0 | 0 | 0 | 1 | 1 | 1
SDGE | Loveland | 69 | 0 | 0 | 0 | 0 | 0 | 0 | 0 | 0 | 0 | 1 | 1 | 1 | 0 | 0 | 0 | 0 | 0 | 0 | 0 | 0 | 0 | 1 | 1 | 1
SCE NOL | Lugo | 230 | 0 | 0 | 0 | 0 | 0 | 0 | 0 | 0 | 0 | 1 | 1 | 1 | 0 | 0 | 0 | 0 | 0 | 0 | 0 | 0 | 0 | 1 | 1 | 1
SCE Metro | Lugo | 500 | 0 | 0 | 0 | 0 | 0 | 0 | 0 | 0 | 0 | 1 | 1 | 1 | 0 | 0 | 0 | 0 | 0 | 0 | 0 | 0 | 0 | 1 | 1 | 1
PG&E FRESNO | Madera | 70 | 0 | 0 | 0 | 0 | 0 | 0 | 0 | 0 | 0 | 1 | 1 | 1 | 0 | 0 | 0 | 0 | 0 | 0 | 0 | 0 | 0 | 1 | 1 | 1
PG&E NGBA | Madison | 115 | 0 | 0 | 0 | 0 | 13 | 10.2 | 0 | 23.2 | 23.2 | 1 | 1 | 1 | 0 | 0 | 0 | 0 | 13 | 10.2 | 0 | 23.2 | 23.2 | 1 | 1 | 1
PG&E KERN | Magunden | 115 | 0 | 0 | 0 | 0 | 0 | 0 | 0 | 0 | 0 | 1 | 1 | 1 | 0 | 0 | 0 | 0 | 0 | 0 | 0 | 0 | 0 | 1 | 1 | 1
SCE Northern | Magunden | 230 | 0 | 0 | 0 | 0 | 0 | 0 | 0 | 0 | 0 | 1 | 1 | 1 | 0 | 0 | 0 | 0 | 0 | 0 | 0 | 0 | 0 | 1 | 1 | 1
PG&E FRESNO | Malaga | 115 | 0 | 0 | 0 | 0 | 0 | 97 | 30 | 127 | 127 | 3 | 1 | 3 | 0 | 0 | 0 | 0 | 0 | 97 | 30 | 127 | 127 | 3 | 1 | 3
PG&E NGBA | Malin | 500 | 0 | 0 | 0 | 0 | 0 | 0 | 0 | 0 | 0 | 1 | 1 | 1 | 0 | 0 | 0 | 0 | 0 | 0 | 0 | 0 | 0 | 1 | 1 | 1
SCE Northern | Mandalay | 230 | 0 | 0 | 0 | 0 | 0 | 200 | 0 | 200 | 200 | 1 | 1 | 1 | 0 | 0 | 0 | 0 | 0 | 200 | 0 | 200 | 200 | 1 | 1 | 1
PG&E FRESNO | Manning | 230 | 0 | 0 | 0 | 0 | 0 | 0 | 0 | 0 | 0 | 1 | 1 | 1 | 0 | 0 | 0 | 0 | 0 | 0 | 0 | 0 | 0 | 1 | 1 | 1
PG&E FRESNO | Manning | 500 | 0 | 0 | 0 | 200 | 500 | 0 | 260 | 960 | 960 | 1 | 1 | 1 | 0 | 0 | 0 | 900 | 1100 | 0 | 545 | 2545 | 2545 | 2 | 1 | 2
PG&E GBA | Manteca | 115 | 0 | 0 | 0 | 0 | 0 | 0 | 0 | 0 | 0 | 1 | 1 | 1 | 0 | 0 | 0 | 0 | 0 | 0 | 0 | 0 | 0 | 1 | 1 | 1
SDGE | Margarita | 138 | 0 | 0 | 0 | 0 | 0 | 0 | 0 | 0 | 0 | 1 | 1 | 1 | 0 | 0 | 0 | 0 | 0 | 0 | 0 | 0 | 0 | 1 | 1 | 1
PG&E GBA | Martin | 230 | 0 | 0 | 0 | 0 | 0 | 0 | 0 | 0 | 0 | 1 | 1 | 1 | 0 | 0 | 0 | 0 | 0 | 0 | 0 | 0 | 0 | 1 | 1 | 1
PG&E GBA | Martin | 115 | 0 | 0 | 0 | 0 | 0 | 188 | 0 | 188 | 188 | 3 | 1 | 3 | 0 | 0 | 0 | 0 | 0 | 188 | 110 | 298 | 298 | 4 | 1 | 4
PG&E GBA | Martinez | 115 | 0 | 0 | 0 | 0 | 0 | 0 | 0 | 0 | 0 | 1 | 1 | 1 | 0 | 0 | 0 | 0 | 0 | 0 | 0 | 0 | 0 | 1 | 1 | 1
PG&E FRESNO | Mc Mullin | 230 | 0 | 0 | 0 | 0 | 0 | 0 | 0 | 0 | 0 | 1 | 1 | 1 | 0 | 0 | 0 | 0 | 0 | 0 | 0 | 0 | 0 | 1 | 1 | 1
PG&E FRESNO | McCall | 115 | 0 | 0 | 0 | 0 | 0 | 0 | 0 | 0 | 0 | 1 | 1 | 1 | 0 | 0 | 0 | 0 | 0 | 0 | 0 | 0 | 0 | 1 | 1 | 1
PG&E FRESNO | McCall | 230 | 0 | 0 | 0 | 0 | 0 | 0 | 0 | 0 | 0 | 1 | 1 | 1 | 0 | 0 | 0 | 0 | 0 | 0 | 0 | 0 | 0 | 1 | 1 | 1
PG&E GBA | Meadow Lane | 115 | 0 | 0 | 0 | 0 | 0 | 0 | 0 | 0 | 0 | 1 | 1 | 1 | 0 | 0 | 0 | 0 | 0 | 0 | 0 | 0 | 0 | 1 | 1 | 1
PG&E GBA | Melones | 115 | 0 | 0 | 0 | 0 | 0 | 0 | 0 | 0 | 0 | 1 | 1 | 1 | 0 | 0 | 0 | 0 | 0 | 0 | 0 | 0 | 0 | 1 | 1 | 1
PG&E GBA | Melones | 230 | 0 | 0 | 0 | 0 | 0 | 0 | 0 | 0 | 0 | 1 | 1 | 1 | 0 | 0 | 0 | 0 | 0 | 0 | 0 | 0 | 0 | 1 | 1 | 1
SDGE | Melrose | 69 | 0 | 0 | 0 | 0 | 0 | 20 | 0 | 20 | 20 | 3 | 1 | 3 | 0 | 0 | 0 | 0 | 0 | 20 | 0 | 20 | 20 | 3 | 1 | 3
PG&E NGBA | Mendocino | 115 | 0 | 0 | 0 | 0 | 0 | 0 | 0 | 0 | 0 | 1 | 1 | 1 | 0 | 0 | 0 | 0 | 0 | 0 | 0 | 0 | 0 | 1 | 1 | 1
PG&E NGBA | Mendocino | 60 | 0 | 0 | 0 | 0 | 0 | 0 | 0 | 0 | 0 | 1 | 1 | 1 | 0 | 0 | 0 | 0 | 0 | 0 | 0 | 0 | 0 | 1 | 1 | 1
PG&E FRESNO | Mendota | 115 | 0 | 0 | 0 | 0 | 0 | 0 | 0 | 0 | 0 | 1 | 1 | 1 | 0 | 0 | 0 | 0 | 0 | 0 | 0 | 0 | 0 | 1 | 1 | 1
PG&E GBA | Menlo | 60 | 0 | 0 | 0 | 0 | 0 | 0 | 0 | 0 | 0 | 1 | 1 | 1 | 0 | 0 | 0 | 0 | 0 | 0 | 0 | 0 | 0 | 1 | 1 | 1
PG&E FRESNO | Merced | 115 | 0 | 0 | 0 | 0 | 0 | 0 | 0 | 0 | 0 | 1 | 1 | 1 | 0 | 0 | 0 | 0 | 0 | 0 | 0 | 0 | 0 | 1 | 1 | 1
EOP | Mercury | 138 | 0 | 0 | 0 | 0 | 0 | 0 | 0 | 0 | 0 | 1 | 1 | 1 | 0 | 0 | 0 | 0 | 0 | 0 | 0 | 0 | 0 | 1 | 1 | 1
PG&E FRESNO | Mercy Springs | 70 | 0 | 0 | 0 | 0 | 75 | 75 | 0 | 150 | 150 | 5 | 1 | 5 | 0 | 0 | 0 | 0 | 75 | 75 | 0 | 150 | 150 | 5 | 1 | 5
PG&E NGBA | Meridian | 60 | 0 | 0 | 0 | 0 | 0 | 0 | 0 | 0 | 0 | 1 | 1 | 1 | 0 | 0 | 0 | 0 | 0 | 0 | 0 | 0 | 0 | 1 | 1 | 1
PG&E KERN | Mesa (PGE) | 115 | 0 | 0 | 0 | 0 | 0 | 0 | 0 | 0 | 0 | 1 | 1 | 1 | 0 | 0 | 0 | 0 | 0 | 0 | 0 | 0 | 0 | 1 | 1 | 1
PG&E KERN | Mesa (PGE) | 230 | 0 | 0 | 0 | 0 | 0 | 0 | 0 | 0 | 0 | 1 | 1 | 1 | 0 | 0 | 0 | 0 | 0 | 0 | 0 | 0 | 0 | 1 | 1 | 1
SCE Metro | Mesa (SCE) | 230 | 0 | 0 | 0 | 0 | 0 | 6.5 | 0 | 6.5 | 6.5 | 1 | 1 | 5 | 0 | 0 | 0 | 0 | 0 | 6.5 | 0 | 6.5 | 6.5 | 1 | 1 | 5
SCE Metro | Mesa (SCE) | 500 | 0 | 0 | 0 | 0 | 0 | 0 | 0 | 0 | 0 | 1 | 1 | 1 | 0 | 0 | 0 | 0 | 0 | 0 | 0 | 0 | 0 | 1 | 1 | 1
SDGE | Mesa Heights | 69 | 0 | 0 | 0 | 0 | 0 | 10.5 | 0 | 10.5 | 10.5 | 3 | 1 | 3 | 0 | 0 | 0 | 0 | 0 | 10.5 | 0 | 10.5 | 10.5 | 3 | 1 | 3
PG&E GBA | Metcalf | 115 | 0 | 0 | 0 | 0 | 0 | 0 | 0 | 0 | 0 | 1 | 1 | 1 | 0 | 0 | 0 | 0 | 0 | 0 | 0 | 0 | 0 | 1 | 1 | 1
PG&E GBA | Metcalf | 230 | 0 | 0 | 0 | 0 | 0 | 100 | 100 | 200 | 200 | 1 | 1 | 1 | 0 | 0 | 0 | 0 | 0 | 100 | 250 | 350 | 350 | 1 | 1 | 1
PG&E GBA | Metcalf | 500 | 0 | 0 | 0 | 0 | 0 | 0 | 0 | 0 | 0 | 1 | 1 | 1 | 0 | 0 | 0 | 0 | 0 | 0 | 0 | 0 | 0 | 1 | 1 | 1
PG&E KERN | Midway | 115 | 0 | 0 | 0 | 205 | 180 | 0 | 60 | 445 | 445 | 5 | 1 | 5 | 0 | 0 | 0 | 205 | 180 | 0 | 60 | 445 | 445 | 5 | 1 | 5
PG&E KERN | Midway | 230 | 0 | 0 | 0 | 0 | 0 | 0 | 0 | 0 | 0 | 1 | 1 | 1 | 0 | 0 | 0 | 0 | 0 | 0 | 0 | 0 | 0 | 1 | 1 | 1
PG&E KERN | Midway | 500 | 0 | 0 | 0 | 200 | 450 | 0 | 175 | 825 | 825 | 1 | 1 | 1 | 0 | 0 | 0 | 450 | 1000 | 0 | 425 | 1875 | 1875 | 1 | 1 | 1
SDGE | Miguel | 230 | 0 | 0 | 0 | 0 | 0 | 0 | 0 | 0 | 0 | 1 | 1 | 1 | 0 | 0 | 0 | 0 | 0 | 0 | 0 | 0 | 0 | 1 | 1 | 1
SDGE | Miguel | 500 | 0 | 0 | 0 | 0 | 0 | 0 | 0 | 0 | 0 | 1 | 1 | 1 | 0 | 0 | 0 | 0 | 0 | 0 | 0 | 0 | 0 | 1 | 1 | 1
SDGE | Miguel | 69 | 0 | 0 | 0 | 0 | 0 | 9.75 | 0 | 9.75 | 9.75 | 3 | 1 | 3 | 0 | 0 | 0 | 0 | 0 | 9.75 | 0 | 9.75 | 9.75 | 3 | 1 | 3
PG&E GBA | Millbrae | 115 | 0 | 0 | 0 | 0 | 0 | 0 | 0 | 0 | 0 | 1 | 1 | 1 | 0 | 0 | 0 | 0 | 0 | 0 | 0 | 0 | 0 | 1 | 1 | 1
PG&E GBA | Miller | 115 | 0 | 0 | 0 | 0 | 0 | 0 | 0 | 0 | 0 | 1 | 1 | 1 | 0 | 0 | 0 | 0 | 0 | 0 | 0 | 0 | 0 | 1 | 1 | 1
SCE Metro | Mira Loma | 230 | 0 | 0 | 0 | 0 | 0 | 100 | 100 | 200 | 200 | 1 | 1 | 1 | 0 | 0 | 0 | 0 | 0 | 100 | 200 | 300 | 300 | 1 | 1 | 1
SCE Metro | Mira Loma | 500 | 0 | 0 | 0 | 0 | 0 | 0 | 0 | 0 | 0 | 1 | 1 | 1 | 0 | 0 | 0 | 0 | 0 | 0 | 0 | 0 | 0 | 1 | 1 | 1
SCE Eastern | Mirage | 115 | 0 | 0 | 0 | 0 | 0 | 0 | 0 | 0 | 0 | 1 | 1 | 1 | 0 | 0 | 0 | 0 | 0 | 0 | 0 | 0 | 0 | 1 | 1 | 1
SCE Eastern | Mirage | 230 | 0 | 0 | 0 | 0 | 100 | 150 | 0 | 250 | 250 | 1 | 1 | 1 | 0 | 0 | 0 | 0 | 100 | 150 | 0 | 250 | 250 | 1 | 1 | 1
SDGE | Mission | 138 | 0 | 0 | 0 | 0 | 0 | 0 | 0 | 0 | 0 | 1 | 1 | 1 | 0 | 0 | 0 | 0 | 0 | 0 | 0 | 0 | 0 | 1 | 1 | 1
SDGE | Mission | 230 | 0 | 0 | 0 | 0 | 0 | 0 | 0 | 0 | 0 | 1 | 1 | 1 | 0 | 0 | 0 | 0 | 0 | 0 | 0 | 0 | 0 | 1 | 1 | 1
SDGE | Mission | 69 | 0 | 0 | 0 | 0 | 0 | 0 | 0 | 0 | 0 | 1 | 1 | 1 | 0 | 0 | 0 | 0 | 0 | 0 | 0 | 0 | 0 | 1 | 1 | 1
PG&E GBA | Mi-Wuk | 115 | 0 | 0 | 0 | 0 | 0 | 0 | 0 | 0 | 0 | 1 | 1 | 1 | 0 | 0 | 0 | 0 | 0 | 0 | 0 | 0 | 0 | 1 | 1 | 1
EOP | Mohave | 500 | 492 | 126.5 | 618.5 | 0 | 600 | 0 | 300 | 900 | 1518.5 | 1 | 1 | 1 | 492 | 126.5 | 618.5 | 300 | 900 | 0 | 425 | 1625 | 2243.5 | 2 | 2 | 2
PG&E NGBA | Monroe | 115 | 0 | 0 | 0 | 0 | 0 | 0 | 0 | 0 | 0 | 1 | 1 | 1 | 0 | 0 | 0 | 0 | 0 | 0 | 0 | 0 | 0 | 1 | 1 | 1
SDGE | Monserate | 69 | 0 | 0 | 0 | 0 | 0 | 0 | 0 | 0 | 0 | 1 | 1 | 1 | 0 | 0 | 0 | 0 | 0 | 0 | 0 | 0 | 0 | 1 | 1 | 1
PG&E GBA | Monta Vista | 115 | 0 | 0 | 0 | 0 | 0 | 0 | 0 | 0 | 0 | 1 | 1 | 1 | 0 | 0 | 0 | 0 | 0 | 0 | 0 | 0 | 0 | 1 | 1 | 1
PG&E GBA | Monta Vista | 230 | 0 | 0 | 0 | 0 | 0 | 0 | 0 | 0 | 0 | 1 | 1 | 1 | 0 | 0 | 0 | 0 | 0 | 0 | 0 | 0 | 0 | 1 | 1 | 1
PG&E GBA | Monta Vista | 60 | 0 | 0 | 0 | 0 | 0 | 0 | 0 | 0 | 0 | 1 | 1 | 1 | 0 | 0 | 0 | 0 | 0 | 0 | 0 | 0 | 0 | 1 | 1 | 1
PG&E NGBA | Monticello | 115 | 0 | 0 | 0 | 0 | 0 | 0 | 0 | 0 | 0 | 1 | 1 | 1 | 0 | 0 | 0 | 0 | 0 | 0 | 0 | 0 | 0 | 1 | 1 | 1
SCE Northern | Moorpark | 230 | 0 | 0 | 0 | 0 | 0 | 350 | 0 | 350 | 350 | 1 | 1 | 1 | 0 | 0 | 0 | 0 | 0 | 350 | 150 | 500 | 500 | 1 | 1 | 1
SCE Northern | Moorpark | 66 | 0 | 0 | 0 | 0 | 0 | 0 | 0 | 0 | 0 | 1 | 1 | 1 | 0 | 0 | 0 | 0 | 0 | 0 | 0 | 0 | 0 | 1 | 1 | 1
PG&E GBA | Moraga | 115 | 0 | 0 | 0 | 0 | 0 | 0 | 0 | 0 | 0 | 1 | 1 | 1 | 0 | 0 | 0 | 0 | 0 | 0 | 0 | 0 | 0 | 1 | 1 | 1
PG&E GBA | Moraga | 230 | 0 | 0 | 0 | 0 | 0 | 0 | 0 | 0 | 0 | 1 | 1 | 1 | 0 | 0 | 0 | 0 | 0 | 0 | 0 | 0 | 0 | 1 | 1 | 1
PG&E GBA | Morgan Hill | 115 | 0 | 0 | 0 | 0 | 0 | 0 | 0 | 0 | 0 | 1 | 1 | 1 | 0 | 0 | 0 | 0 | 0 | 0 | 0 | 0 | 0 | 1 | 1 | 1
PG&E KERN | Morro Bay | 115 | 0 | 0 | 0 | 0 | 0 | 0 | 0 | 0 | 0 | 1 | 1 | 1 | 0 | 0 | 0 | 0 | 0 | 0 | 0 | 0 | 0 | 1 | 1 | 1
PG&E KERN | Morro Bay | 230 | 0 | 0 | 0 | 0 | 0 | 0 | 0 | 0 | 0 | 1 | 1 | 1 | 0 | 0 | 0 | 0 | 0 | 0 | 0 | 0 | 0 | 1 | 1 | 1
PG&E KERN | Morro Bay | 500 | 0 | 0 | 0 | 0 | 0 | 0 | 0 | 0 | 0 | 1 | 1 | 1 | 0 | 0 | 0 | 0 | 0 | 0 | 0 | 0 | 0 | 1 | 1 | 1
PG&E GBA | Moss Landing | 115 | 0 | 0 | 0 | 0 | 0 | 0 | 0 | 0 | 0 | 1 | 1 | 1 | 0 | 0 | 0 | 0 | 0 | 0 | 0 | 0 | 0 | 1 | 1 | 1
PG&E GBA | Moss Landing | 230 | 0 | 0 | 0 | 0 | 0 | 0 | 0 | 0 | 0 | 1 | 1 | 1 | 0 | 0 | 0 | 0 | 0 | 0 | 0 | 0 | 0 | 1 | 1 | 1
PG&E GBA | Moss Landing | 500 | 0 | 0 | 0 | 0 | 0 | 0 | 0 | 0 | 0 | 1 | 1 | 1 | 0 | 0 | 0 | 0 | 0 | 0 | 400 | 400 | 400 | 1 | 1 | 1
EOP | Mountain Pass | 115 | 0 | 0 | 0 | 0 | 0 | 0 | 0 | 0 | 0 | 1 | 1 | 1 | 0 | 0 | 0 | 0 | 0 | 0 | 0 | 0 | 0 | 1 | 1 | 1
PG&E GBA | Mountain View | 115 | 0 | 0 | 0 | 0 | 0 | 0 | 0 | 0 | 0 | 1 | 1 | 1 | 0 | 0 | 0 | 0 | 0 | 0 | 0 | 0 | 0 | 1 | 1 | 1
PG&E GBA | Mt Eden | 115 | 0 | 0 | 0 | 0 | 0 | 0 | 0 | 0 | 0 | 1 | 1 | 1 | 0 | 0 | 0 | 0 | 0 | 0 | 0 | 0 | 0 | 1 | 1 | 1
PG&E KERN | Mt Poso | 115 | 0 | 0 | 0 | 0 | 0 | 0 | 0 | 0 | 0 | 1 | 1 | 1 | 0 | 0 | 0 | 0 | 0 | 0 | 0 | 0 | 0 | 1 | 1 | 1
SDGE | Murray | 69 | 0 | 0 | 0 | 0 | 0 | 9 | 0 | 9 | 9 | 3 | 1 | 3 | 0 | 0 | 0 | 0 | 0 | 9 | 0 | 9 | 9 | 3 | 1 | 3
PG&E FRESNO | Mustang | 230 | 0 | 0 | 0 | 131.5 | 175 | 0 | 60 | 366.5 | 366.5 | 1 | 1 | 1 | 0 | 0 | 0 | 231.5 | 425 | 0 | 150 | 806.5 | 806.5 | 1 | 1 | 1
SCE Northern | Neenach | 66 | 0 | 0 | 0 | 0 | 0 | 0 | 0 | 0 | 0 | 1 | 1 | 1 | 0 | 0 | 0 | 0 | 0 | 0 | 0 | 0 | 0 | 1 | 1 | 1
PG&E KERN | New Sub - Gates - Midway (Proposed) | 230 | 0 | 0 | 0 | 0 | 440 | 238.5 | 0 | 678.5 | 678.5 | 1 | 1 | 1 | 0 | 0 | 0 | 300 | 840 | 238.5 | 200 | 1578.5 | 1578.5 | 2 | 1 | 2
PG&E KERN | New Sub - Gates - Templeton (Proposed) | 230 | 0 | 0 | 0 | 0 | 0 | 0 | 0 | 0 | 0 | 1 | 1 | 1 | 0 | 0 | 0 | 100 | 200 | 0 | 80 | 380 | 380 | 1 | 1 | 1
SCE NOL | New Sub - Kramer - Lugo (Proposed) | 230 | 0 | 0 | 0 | 0 | 0 | 0 | 0 | 0 | 0 | 1 | 1 | 1 | 0 | 0 | 0 | 0 | 0 | 0 | 0 | 0 | 0 | 1 | 1 | 1
PG&E FRESNO | New Sub - Los Banos - Midway (Proposed) | 500 | 0 | 0 | 0 | 0 | 0 | 0 | 0 | 0 | 0 | 1 | 1 | 1 | 0 | 0 | 0 | 250 | 450 | 0 | 175 | 875 | 875 | 1 | 1 | 1
SCE NOL | New Sub - Lugo - Pisgah (Proposed) | 230 | 150 | 0 | 150 | 0 | 0 | 0 | 0 | 0 | 150 | 1 | 2 | 1 | 150 | 0 | 150 | 0 | 0 | 0 | 0 | 0 | 150 | 1 | 2 | 1
PG&E KERN | New Sub - Midway - Wheeler Ridge (Proposed) | 230 | 0 | 0 | 0 | 0 | 150 | 92 | 0 | 242 | 242 | 1 | 1 | 1 | 0 | 0 | 0 | 150 | 300 | 92 | 0 | 542 | 542 | 1 | 1 | 1
PG&E NGBA | New Sub - Near existing Leavitt (PSREC) | 345 | 300 | 0 | 300 | 0 | 0 | 0 | 0 | 0 | 300 | 1 | 1 | 1 | 300 | 0 | 300 | 0 | 0 | 0 | 0 | 0 | 300 | 1 | 1 | 1
PG&E NGBA | New Sub - Near existing Madeline (NVE) | 345 | 700 | 0 | 700 | 0 | 0 | 0 | 0 | 0 | 700 | 1 | 1 | 1 | 700 | 0 | 700 | 0 | 0 | 0 | 0 | 0 | 700 | 1 | 1 | 1
SDGE | New Sub - North Gila - IV (Proposed) | 500 | 0 | 0 | 0 | 0 | 0 | 0 | 0 | 0 | 0 | 1 | 1 | 1 | 0 | 0 | 0 | 200 | 500 | 0 | 200 | 900 | 900 | 1 | 1 | 1
PG&E NGBA | New Sub - Pit 1 - Cottonwood (Proposed) | 230 | 200 | 6 | 206 | 0 | 0 | 0 | 0 | 0 | 206 | 1 | 1 | 1 | 200 | 6 | 206 | 0 | 0 | 0 | 0 | 0 | 206 | 1 | 1 | 1
PG&E GBA | New Sub - Rancho Seco - Bellota (Proposed) | 230 | 0 | 0 | 0 | 0 | 0 | 0 | 0 | 0 | 0 | 1 | 1 | 1 | 0 | 0 | 0 | 0 | 0 | 0 | 0 | 0 | 0 | 1 | 1 | 1
SDGE | New Sub - Suncrest - Ocotillo (Proposed) | 500 | 300 | 100 | 400 | 0 | 0 | 0 | 0 | 0 | 400 | 1 | 1 | 1 | 300 | 100 | 400 | 0 | 0 | 0 | 0 | 0 | 400 | 1 | 1 | 1
PG&E FRESNO | New Sub - Westley - Quinto (Proposed) | 230 | 0 | 0 | 0 | 0 | 0 | 0 | 0 | 0 | 0 | 1 | 1 | 1 | 0 | 0 | 0 | 0 | 0 | 0 | 0 | 0 | 0 | 1 | 1 | 1
PG&E GBA | Newark | 115 | 0 | 0 | 0 | 0 | 0 | 0 | 0 | 0 | 0 | 1 | 1 | 1 | 0 | 0 | 0 | 0 | 0 | 0 | 0 | 0 | 0 | 1 | 1 | 1
PG&E GBA | Newark | 230 | 0 | 0 | 0 | 0 | 0 | 0 | 0 | 0 | 0 | 1 | 1 | 1 | 0 | 0 | 0 | 0 | 0 | 0 | 0 | 0 | 0 | 1 | 1 | 1
PG&E GBA | Newark | 60 | 0 | 0 | 0 | 0 | 0 | 0 | 0 | 0 | 0 | 1 | 1 | 1 | 0 | 0 | 0 | 0 | 0 | 0 | 0 | 0 | 0 | 1 | 1 | 1
PG&E FRESNO | Newhall | 115 | 0 | 0 | 0 | 0 | 0 | 0 | 0 | 0 | 0 | 1 | 1 | 1 | 0 | 0 | 0 | 0 | 0 | 0 | 0 | 0 | 0 | 1 | 1 | 1
PG&E KERN | Norco | 115 | 0 | 0 | 0 | 0 | 0 | 0 | 0 | 0 | 0 | 1 | 1 | 1 | 0 | 0 | 0 | 0 | 0 | 0 | 0 | 0 | 0 | 1 | 1 | 1
PG&E GBA | Nortech | 115 | 0 | 0 | 0 | 0 | 0 | 0 | 0 | 0 | 0 | 1 | 1 | 1 | 0 | 0 | 0 | 0 | 0 | 0 | 0 | 0 | 0 | 1 | 1 | 1
SDGE | North City Metering | 138 | 0 | 0 | 0 | 0 | 0 | 0 | 0 | 0 | 0 | 1 | 1 | 1 | 0 | 0 | 0 | 0 | 0 | 0 | 0 | 0 | 0 | 1 | 1 | 1
PG&E GBA | North Dublin | 230 | 0 | 0 | 0 | 0 | 0 | 0 | 0 | 0 | 0 | 1 | 1 | 1 | 0 | 0 | 0 | 0 | 0 | 0 | 0 | 0 | 0 | 1 | 1 | 1
SDGE | North Gila | 500 | 0 | 0 | 0 | 0 | 0 | 0 | 0 | 0 | 0 | 1 | 1 | 1 | 0 | 0 | 0 | 0 | 0 | 0 | 0 | 0 | 0 | 1 | 1 | 1
SCE Metro | North of SONGS | 230 | 0 | 0 | 0 | 0 | 0 | 0 | 0 | 0 | 0 | 1 | 1 | 1 | 0 | 0 | 0 | 0 | 0 | 0 | 0 | 0 | 0 | 1 | 1 | 1
SCE Metro | North of SONGS | 500 | 0 | 0 | 0 | 0 | 0 | 0 | 0 | 0 | 0 | 1 | 1 | 1 | 0 | 0 | 0 | 0 | 0 | 0 | 0 | 0 | 0 | 1 | 1 | 1
PG&E NGBA | Notre Dame | 115 | 0 | 0 | 0 | 0 | 0 | 0 | 0 | 0 | 0 | 1 | 1 | 1 | 0 | 0 | 0 | 0 | 0 | 0 | 0 | 0 | 0 | 1 | 1 | 1
PG&E GBA | Oakland C | 115 | 0 | 0 | 0 | 0 | 0 | 0 | 0 | 0 | 0 | 1 | 1 | 1 | 0 | 0 | 0 | 0 | 0 | 0 | 0 | 0 | 0 | 1 | 1 | 1
PG&E GBA | Oakland J | 115 | 0 | 0 | 0 | 0 | 0 | 0 | 0 | 0 | 0 | 1 | 1 | 1 | 0 | 0 | 0 | 0 | 0 | 0 | 0 | 0 | 0 | 1 | 1 | 1
PG&E GBA | Oakland L | 115 | 0 | 0 | 0 | 0 | 0 | 0 | 0 | 0 | 0 | 1 | 1 | 1 | 0 | 0 | 0 | 0 | 0 | 0 | 0 | 0 | 0 | 1 | 1 | 1
PG&E GBA | Oakland X | 115 | 0 | 0 | 0 | 0 | 0 | 0 | 0 | 0 | 0 | 1 | 1 | 1 | 0 | 0 | 0 | 0 | 0 | 0 | 0 | 0 | 0 | 1 | 1 | 1
SDGE | Ocean Ranch | 69 | 0 | 0 | 0 | 0 | 0 | 0 | 0 | 0 | 0 | 1 | 1 | 1 | 0 | 0 | 0 | 0 | 0 | 0 | 0 | 0 | 0 | 1 | 1 | 1
PG&E KERN | Oceano | 115 | 0 | 0 | 0 | 0 | 0 | 0 | 0 | 0 | 0 | 1 | 1 | 1 | 0 | 0 | 0 | 0 | 0 | 0 | 0 | 0 | 0 | 1 | 1 | 1
SDGE | Ocotillo Express | 500 | 0 | 0 | 0 | 0 | 0 | 0 | 0 | 0 | 0 | 1 | 1 | 1 | 0 | 0 | 0 | 0 | 0 | 0 | 0 | 0 | 0 | 1 | 1 | 1
PG&E KERN | Old River | 70 | 0 | 0 | 0 | 0 | 0 | 0 | 0 | 0 | 0 | 1 | 1 | 1 | 0 | 0 | 0 | 0 | 0 | 0 | 0 | 0 | 0 | 1 | 1 | 1
SDGE | Old Town | 230 | 0 | 0 | 0 | 0 | 0 | 0 | 0 | 0 | 0 | 1 | 1 | 1 | 0 | 0 | 0 | 0 | 0 | 0 | 0 | 0 | 0 | 1 | 1 | 1
SCE Metro | Olinda | 230 | 0 | 0 | 0 | 0 | 0 | 0 | 0 | 0 | 0 | 1 | 1 | 1 | 0 | 0 | 0 | 0 | 0 | 0 | 0 | 0 | 0 | 1 | 1 | 1
PG&E FRESNO | Olive | 115 | 0 | 0 | 0 | 40 | 0 | 20 | 0 | 60 | 60 | 2 | 1 | 2 | 0 | 0 | 0 | 40 | 0 | 20 | 0 | 60 | 60 | 2 | 1 | 2
PG&E NGBA | Olivehurst | 115 | 0 | 0 | 0 | 0 | 0 | 0 | 0 | 0 | 0 | 1 | 1 | 1 | 0 | 0 | 0 | 0 | 0 | 0 | 0 | 0 | 0 | 1 | 1 | 1
PG&E NGBA | Oregon Trail | 60 | 0 | 0 | 0 | 0 | 0 | 0 | 0 | 0 | 0 | 1 | 1 | 1 | 0 | 0 | 0 | 0 | 0 | 0 | 0 | 0 | 0 | 1 | 1 | 1
SCE Northern | Ormond Beach | 230 | 0 | 0 | 0 | 0 | 0 | 0 | 0 | 0 | 0 | 1 | 1 | 1 | 0 | 0 | 0 | 0 | 0 | 0 | 0 | 0 | 0 | 1 | 1 | 1
PG&E FRESNO | Oro Loma | 115 | 0 | 0 | 0 | 0 | 0 | 0 | 0 | 0 | 0 | 1 | 1 | 1 | 0 | 0 | 0 | 0 | 0 | 0 | 0 | 0 | 0 | 1 | 1 | 1
PG&E FRESNO | Oro Loma | 70 | 0 | 0 | 0 | 0 | 0 | 0 | 0 | 0 | 0 | 1 | 1 | 1 | 0 | 0 | 0 | 0 | 0 | 0 | 0 | 0 | 0 | 1 | 1 | 1
PG&E FRESNO | Orosi | 70 | 0 | 0 | 0 | 0 | 0 | 0 | 0 | 0 | 0 | 1 | 1 | 1 | 0 | 0 | 0 | 0 | 0 | 0 | 0 | 0 | 0 | 1 | 1 | 1
SDGE | Otay | 69 | 0 | 0 | 0 | 0 | 0 | 49.7 | 0 | 49.7 | 49.7 | 3 | 1 | 3 | 0 | 0 | 0 | 0 | 0 | 49.7 | 0 | 49.7 | 49.7 | 3 | 1 | 3
SDGE | Otay Mesa | 230 | 0 | 0 | 0 | 0 | 0 | 52 | 0 | 52 | 52 | 1 | 1 | 2 | 0 | 0 | 0 | 0 | 0 | 52 | 0 | 52 | 52 | 1 | 1 | 2
PG&E FRESNO | Padre Flats SW STA | 230 | 0 | 0 | 0 | 0 | 0 | 0 | 0 | 0 | 0 | 1 | 1 | 1 | 0 | 0 | 0 | 0 | 0 | 0 | 0 | 0 | 0 | 1 | 1 | 1
EOP | Pahrump | 138 | 0 | 0 | 0 | 0 | 0 | 0 | 0 | 0 | 0 | 1 | 1 | 1 | 0 | 0 | 0 | 0 | 0 | 0 | 0 | 0 | 0 | 1 | 1 | 1
EOP | Pahrump | 230 | 0 | 0 | 0 | 0 | 0 | 0 | 0 | 0 | 0 | 1 | 1 | 1 | 0 | 0 | 0 | 0 | 0 | 0 | 0 | 0 | 0 | 1 | 1 | 1
SDGE | Pala | 69 | 0 | 0 | 0 | 0 | 0 | 10 | 0 | 10 | 10 | 3 | 1 | 3 | 0 | 0 | 0 | 0 | 0 | 10 | 0 | 10 | 10 | 3 | 1 | 3
PG&E NGBA | Palermo | 115 | 0 | 0 | 0 | 0 | 0 | 0 | 0 | 0 | 0 | 1 | 1 | 1 | 0 | 0 | 0 | 0 | 0 | 0 | 0 | 0 | 0 | 1 | 1 | 1
PG&E NGBA | Palermo | 230 | 0 | 0 | 0 | 0 | 0 | 0 | 0 | 0 | 0 | 1 | 1 | 1 | 0 | 0 | 0 | 0 | 0 | 0 | 0 | 0 | 0 | 1 | 1 | 1
SCE Eastern | Palo Verde | 500 | 0 | 0 | 0 | 0 | 0 | 0 | 0 | 0 | 0 | 1 | 1 | 1 | 0 | 0 | 0 | 0 | 0 | 0 | 0 | 0 | 0 | 1 | 1 | 1
SDGE | Palomar Energy | 230 | 0 | 0 | 0 | 0 | 0 | 0 | 0 | 0 | 0 | 1 | 1 | 1 | 0 | 0 | 0 | 0 | 0 | 0 | 0 | 0 | 0 | 1 | 1 | 1
PG&E KERN | Panama | 70 | 0 | 0 | 0 | 0 | 0 | 0 | 0 | 0 | 0 | 1 | 1 | 1 | 0 | 0 | 0 | 0 | 0 | 0 | 0 | 0 | 0 | 1 | 1 | 1
PG&E FRESNO | Panoche | 115 | 0 | 0 | 0 | 0 | 0 | 0 | 0 | 0 | 0 | 1 | 1 | 1 | 0 | 0 | 0 | 0 | 0 | 0 | 0 | 0 | 0 | 1 | 1 | 1
PG&E FRESNO | Panoche | 230 | 0 | 0 | 0 | 0 | 0 | 0 | 0 | 0 | 0 | 1 | 1 | 1 | 0 | 0 | 0 | 200 | 400 | 0 | 160 | 760 | 760 | 1 | 1 | 1
SCE Northern | Pardee | 230 | 0 | 0 | 0 | 0 | 0 | 15 | 0 | 15 | 15 | 1 | 1 | 5 | 0 | 0 | 0 | 0 | 0 | 15 | 0 | 15 | 15 | 1 | 1 | 5
PG&E NGBA | Parkway | 230 | 0 | 0 | 0 | 0 | 0 | 0 | 0 | 0 | 0 | 1 | 1 | 1 | 0 | 0 | 0 | 0 | 0 | 0 | 0 | 0 | 0 | 1 | 1 | 1
SCE Northern | Pastoria | 230 | 0 | 0 | 0 | 0 | 105 | 80 | 0 | 185 | 185 | 1 | 1 | 2 | 0 | 0 | 0 | 0 | 105 | 80 | 0 | 185 | 185 | 1 | 1 | 2
SCE Metro | Pauda | 230 | 0 | 0 | 0 | 0 | 0 | 120 | 0 | 120 | 120 | 1 | 1 | 2 | 0 | 0 | 0 | 0 | 0 | 120 | 0 | 120 | 120 | 1 | 1 | 2
PG&E GBA | Paul Sweet | 115 | 0 | 0 | 0 | 0 | 0 | 0 | 0 | 0 | 0 | 1 | 1 | 1 | 0 | 0 | 0 | 0 | 0 | 0 | 0 | 0 | 0 | 1 | 1 | 1
PG&E NGBA | Peabody | 230 | 0 | 0 | 0 | 0 | 0 | 0 | 0 | 0 | 0 | 1 | 1 | 1 | 0 | 0 | 0 | 0 | 0 | 0 | 0 | 0 | 0 | 1 | 1 | 1
PG&E NGBA | Pease | 115 | 0 | 0 | 0 | 0 | 0 | 0 | 0 | 0 | 0 | 1 | 1 | 1 | 0 | 0 | 0 | 0 | 0 | 0 | 0 | 0 | 0 | 1 | 1 | 1
PG&E NGBA | Pease | 60 | 0 | 0 | 0 | 0 | 0 | 0 | 0 | 0 | 0 | 1 | 1 | 1 | 0 | 0 | 0 | 0 | 0 | 0 | 0 | 0 | 0 | 1 | 1 | 1
SDGE | Penasquitos | 138 | 0 | 0 | 0 | 0 | 0 | 0 | 0 | 0 | 0 | 1 | 1 | 1 | 0 | 0 | 0 | 0 | 0 | 0 | 0 | 0 | 0 | 1 | 1 | 1
SDGE | Penasquitos | 230 | 0 | 0 | 0 | 0 | 0 | 0 | 0 | 0 | 0 | 1 | 1 | 1 | 0 | 0 | 0 | 0 | 0 | 0 | 0 | 0 | 0 | 1 | 1 | 1
SDGE | Penasquitos | 69 | 0 | 0 | 0 | 0 | 0 | 0 | 0 | 0 | 0 | 1 | 1 | 1 | 0 | 0 | 0 | 0 | 0 | 0 | 0 | 0 | 0 | 1 | 1 | 1
SDGE | Pendleton | 69 | 0 | 0 | 0 | 0 | 0 | 0 | 0 | 0 | 0 | 1 | 1 | 1 | 0 | 0 | 0 | 0 | 0 | 0 | 0 | 0 | 0 | 1 | 1 | 1
PG&E NGBA | Penngrove | 115 | 0 | 0 | 0 | 0 | 0 | 0 | 0 | 0 | 0 | 1 | 1 | 1 | 0 | 0 | 0 | 0 | 0 | 0 | 0 | 0 | 0 | 1 | 1 | 1
PG&E GBA | Peoria | 115 | 0 | 0 | 0 | 0 | 0 | 0 | 0 | 0 | 0 | 1 | 1 | 1 | 0 | 0 | 0 | 0 | 0 | 0 | 0 | 0 | 0 | 1 | 1 | 1
PG&E GBA | Piercy | 115 | 0 | 0 | 0 | 0 | 0 | 0 | 0 | 0 | 0 | 1 | 1 | 1 | 0 | 0 | 0 | 0 | 0 | 0 | 0 | 0 | 0 | 1 | 1 | 1
PG&E FRESNO | Pine Flat | 230 | 0 | 0 | 0 | 0 | 0 | 0 | 0 | 0 | 0 | 1 | 1 | 1 | 0 | 0 | 0 | 0 | 0 | 0 | 0 | 0 | 0 | 1 | 1 | 1
SCE NOL | Pisgah | 230 | 0 | 0 | 0 | 0 | 0 | 0 | 0 | 0 | 0 | 1 | 1 | 1 | 0 | 0 | 0 | 200 | 250 | 0 | 150 | 600 | 600 | 1 | 1 | 1
PG&E NGBA | Pit 1 | 230 | 0 | 0 | 0 | 0 | 0 | 0 | 0 | 0 | 0 | 1 | 1 | 1 | 0 | 0 | 0 | 0 | 0 | 0 | 0 | 0 | 0 | 1 | 1 | 1
PG&E NGBA | Pit 1 | 60 | 0 | 0 | 0 | 0 | 0 | 0 | 0 | 0 | 0 | 1 | 1 | 1 | 0 | 0 | 0 | 0 | 0 | 0 | 0 | 0 | 0 | 1 | 1 | 1
PG&E NGBA | Pit 3 | 230 | 0 | 0 | 0 | 0 | 0 | 0 | 0 | 0 | 0 | 1 | 1 | 1 | 0 | 0 | 0 | 0 | 0 | 0 | 0 | 0 | 0 | 1 | 1 | 1
PG&E NGBA | Pit 4 | 230 | 0 | 0 | 0 | 0 | 0 | 0 | 0 | 0 | 0 | 1 | 1 | 1 | 0 | 0 | 0 | 0 | 0 | 0 | 0 | 0 | 0 | 1 | 1 | 1
PG&E GBA | Pittsburg | 115 | 0 | 0 | 0 | 0 | 0 | 0 | 0 | 0 | 0 | 1 | 1 | 1 | 0 | 0 | 0 | 0 | 0 | 0 | 0 | 0 | 0 | 1 | 1 | 1
PG&E GBA | Pittsburg | 230 | 0 | 0 | 0 | 0 | 0 | 0 | 0 | 0 | 0 | 1 | 1 | 1 | 0 | 0 | 0 | 0 | 0 | 0 | 0 | 0 | 0 | 1 | 1 | 1
PG&E NGBA | Pleasant Grove | 115 | 0 | 0 | 0 | 0 | 0 | 0 | 0 | 0 | 0 | 1 | 1 | 1 | 0 | 0 | 0 | 0 | 0 | 0 | 0 | 0 | 0 | 1 | 1 | 1
PG&E NGBA | POE | 230 | 0 | 0 | 0 | 0 | 0 | 0 | 0 | 0 | 0 | 1 | 1 | 1 | 0 | 0 | 0 | 0 | 0 | 0 | 0 | 0 | 0 | 1 | 1 | 1
SDGE | Point Loma | 69 | 0 | 0 | 0 | 0 | 0 | 0 | 0 | 0 | 0 | 1 | 1 | 1 | 0 | 0 | 0 | 0 | 0 | 0 | 0 | 0 | 0 | 1 | 1 | 1
SDGE | Pomerado | 69 | 0 | 0 | 0 | 0 | 0 | 100 | 0 | 100 | 100 | 5 | 1 | 5 | 0 | 0 | 0 | 0 | 0 | 100 | 0 | 100 | 100 | 5 | 1 | 5
PG&E KERN | Poso Mountain | 115 | 0 | 0 | 0 | 0 | 0 | 0 | 0 | 0 | 0 | 1 | 1 | 1 | 0 | 0 | 0 | 0 | 0 | 0 | 0 | 0 | 0 | 1 | 1 | 1
EOP | Primm | 230 | 0 | 0 | 0 | 0 | 0 | 200 | 0 | 200 | 200 | 1 | 1 | 1 | 0 | 0 | 0 | 0 | 0 | 200 | 0 | 200 | 200 | 1 | 1 | 1
PG&E NGBA | Putah Creek | 115 | 0 | 0 | 0 | 0 | 3 | 3 | 0 | 6 | 6 | 1 | 1 | 1 | 0 | 0 | 0 | 0 | 3 | 3 | 0 | 6 | 6 | 1 | 1 | 1
SDGE | Q1806 | 138 | 0 | 0 | 0 | 0 | 0 | 0 | 0 | 0 | 0 | 1 | 1 | 1 | 0 | 0 | 0 | 0 | 0 | 0 | 0 | 0 | 0 | 1 | 1 | 1
PG&E FRESNO | Quinto | 230 | 0 | 0 | 0 | 10 | 140 | 0 | 50 | 200 | 200 | 1 | 1 | 1 | 0 | 0 | 0 | 160 | 290 | 0 | 100 | 550 | 550 | 1 | 1 | 1
PG&E GBA | Race Track | 115 | 0 | 0 | 0 | 0 | 0 | 0 | 0 | 0 | 0 | 1 | 1 | 1 | 0 | 0 | 0 | 0 | 0 | 0 | 0 | 0 | 0 | 1 | 1 | 1
SDGE | Rancho Mission Viejo | 138 | 0 | 0 | 0 | 0 | 0 | 0 | 0 | 0 | 0 | 1 | 1 | 1 | 0 | 0 | 0 | 0 | 0 | 0 | 0 | 0 | 0 | 1 | 1 | 1
PG&E GBA | Rancho Seco | 230 | 0 | 0 | 0 | 0 | 0 | 0 | 0 | 0 | 0 | 1 | 1 | 1 | 0 | 0 | 0 | 0 | 0 | 0 | 0 | 0 | 0 | 1 | 1 | 1
SCE Metro | Rancho Vista | 230 | 0 | 0 | 0 | 0 | 0 | 0 | 0 | 0 | 0 | 1 | 1 | 1 | 0 | 0 | 0 | 0 | 0 | 0 | 0 | 0 | 0 | 1 | 1 | 1
SCE Metro | Rancho Vista | 500 | 0 | 0 | 0 | 0 | 0 | 0 | 0 | 0 | 0 | 1 | 1 | 1 | 0 | 0 | 0 | 0 | 0 | 0 | 0 | 0 | 0 | 1 | 1 | 1
SCE NOL | Ransburg | 115 | 0 | 0 | 0 | 0 | 0 | 0 | 0 | 0 | 0 | 1 | 1 | 1 | 0 | 0 | 0 | 0 | 0 | 0 | 0 | 0 | 0 | 1 | 1 | 1
PG&E GBA | Ravenswood | 115 | 0 | 0 | 0 | 0 | 0 | 0 | 0 | 0 | 0 | 1 | 1 | 1 | 0 | 0 | 0 | 0 | 0 | 0 | 0 | 0 | 0 | 1 | 1 | 1
PG&E GBA | Ravenswood | 230 | 0 | 0 | 0 | 0 | 0 | 0 | 0 | 0 | 0 | 1 | 1 | 1 | 0 | 0 | 0 | 0 | 0 | 0 | 0 | 0 | 0 | 1 | 1 | 1
SCE Northern | Rector | 230 | 0 | 0 | 0 | 0 | 0 | 0 | 0 | 0 | 0 | 1 | 1 | 1 | 0 | 0 | 0 | 0 | 200 | 0 | 50 | 250 | 250 | 1 | 1 | 1
SCE Eastern | Red Bluff | 230 | 0 | 0 | 0 | 0 | 463.5 | 446 | 0 | 909.5 | 909.5 | 1 | 1 | 1 | 0 | 0 | 0 | 0 | 463.5 | 446 | 0 | 909.5 | 909.5 | 1 | 1 | 1
SCE Eastern | Red Bluff | 500 | 0 | 0 | 0 | 175 | 250 | 225 | 0 | 650 | 650 | 1 | 1 | 1 | 0 | 0 | 0 | 375 | 550 | 225 | 160 | 1310 | 1310 | 1 | 1 | 1
PG&E NGBA | Redbud | 115 | 0 | 0 | 0 | 0 | 0 | 0 | 0 | 0 | 0 | 1 | 1 | 1 | 0 | 0 | 0 | 0 | 0 | 0 | 0 | 0 | 0 | 1 | 1 | 1
SCE Metro | Redondo | 230 | 0 | 0 | 0 | 0 | 0 | 0 | 0 | 0 | 0 | 1 | 1 | 1 | 0 | 0 | 0 | 0 | 0 | 0 | 0 | 0 | 0 | 1 | 1 | 1
PG&E FRESNO | Reedley | 115 | 0 | 0 | 0 | 0 | 0 | 0 | 0 | 0 | 0 | 1 | 1 | 1 | 0 | 0 | 0 | 0 | 0 | 0 | 0 | 0 | 0 | 1 | 1 | 1
PG&E KERN | Renfro | 115 | 0 | 0 | 0 | 0 | 0 | 0 | 0 | 0 | 0 | 1 | 1 | 1 | 0 | 0 | 0 | 0 | 0 | 0 | 0 | 0 | 0 | 1 | 1 | 1
PG&E GBA | Richmond R | 115 | 0 | 0 | 0 | 0 | 0 | 0 | 0 | 0 | 0 | 1 | 1 | 1 | 0 | 0 | 0 | 0 | 0 | 0 | 0 | 0 | 0 | 1 | 1 | 1
PG&E NGBA | Rincon | 115 | 0 | 0 | 0 | 0 | 0 | 0 | 0 | 0 | 0 | 1 | 1 | 1 | 0 | 0 | 0 | 0 | 0 | 0 | 0 | 0 | 0 | 1 | 1 | 1
PG&E KERN | Rio Bravo | 115 | 0 | 0 | 0 | 0 | 0 | 0 | 0 | 0 | 0 | 1 | 1 | 1 | 0 | 0 | 0 | 0 | 0 | 0 | 0 | 0 | 0 | 1 | 1 | 1
SCE Metro | Rio Hondo | 230 | 0 | 0 | 0 | 0 | 0 | 165 | 10 | 175 | 175 | 1 | 1 | 2 | 0 | 0 | 0 | 0 | 0 | 165 | 10 | 175 | 175 | 1 | 1 | 2
PG&E NGBA | Rio Oso | 115 | 0 | 0 | 0 | 0 | 0 | 0 | 0 | 0 | 0 | 1 | 1 | 1 | 0 | 0 | 0 | 0 | 0 | 0 | 0 | 0 | 0 | 1 | 1 | 1
PG&E NGBA | Rio Oso | 230 | 0 | 0 | 0 | 0 | 0 | 0 | 0 | 0 | 0 | 1 | 1 | 1 | 0 | 0 | 0 | 0 | 0 | 0 | 0 | 0 | 0 | 1 | 1 | 1
PG&E GBA | Ripon | 115 | 0 | 0 | 0 | 0 | 0 | 60 | 0 | 60 | 60 | 2 | 1 | 2 | 0 | 0 | 0 | 0 | 0 | 60 | 0 | 60 | 60 | 2 | 1 | 2
PG&E GBA | Riverbank | 115 | 0 | 0 | 0 | 0 | 0 | 0 | 0 | 0 | 0 | 1 | 1 | 1 | 0 | 0 | 0 | 0 | 0 | 0 | 0 | 0 | 0 | 1 | 1 | 1
SCE NOL | Roadway | 115 | 0 | 0 | 0 | 211 | 34 | 100 | 12 | 357 | 357 | 4 | 1 | 4 | 0 | 0 | 0 | 211 | 34 | 100 | 12 | 357 | 357 | 4 | 1 | 4
PG&E NGBA | Rock Creek 1 | 230 | 0 | 0 | 0 | 0 | 0 | 0 | 0 | 0 | 0 | 1 | 1 | 1 | 0 | 0 | 0 | 0 | 0 | 0 | 0 | 0 | 0 | 1 | 1 | 1
SCE Northern | Rosamond | 66 | 0 | 0 | 0 | 0 | 0 | 0 | 0 | 0 | 0 | 1 | 1 | 1 | 0 | 0 | 0 | 0 | 0 | 0 | 0 | 0 | 0 | 1 | 1 | 1
PG&E GBA | Rossmoor | 230 | 0 | 0 | 0 | 0 | 0 | 0 | 0 | 0 | 0 | 1 | 1 | 1 | 0 | 0 | 0 | 0 | 0 | 0 | 0 | 0 | 0 | 1 | 1 | 1
PG&E NGBA | Round Mountain | 230 | 0 | 0 | 0 | 0 | 0 | 0 | 0 | 0 | 0 | 1 | 1 | 1 | 0 | 0 | 0 | 0 | 0 | 0 | 0 | 0 | 0 | 1 | 1 | 1
PG&E NGBA | Round Mountain | 500 | 0 | 0 | 0 | 0 | 0 | 0 | 0 | 0 | 0 | 1 | 1 | 1 | 0 | 0 | 0 | 0 | 0 | 0 | 0 | 0 | 0 | 1 | 1 | 1
PG&E GBA | Salado | 115 | 0 | 0 | 0 | 0 | 0 | 0 | 0 | 0 | 0 | 1 | 1 | 1 | 0 | 0 | 0 | 0 | 0 | 0 | 0 | 0 | 0 | 1 | 1 | 1
PG&E GBA | Salado | 60 | 0 | 0 | 0 | 0 | 0 | 0 | 0 | 0 | 0 | 1 | 1 | 1 | 0 | 0 | 0 | 0 | 0 | 0 | 0 | 0 | 0 | 1 | 1 | 1
PG&E GBA | Salinas | 115 | 0 | 0 | 0 | 0 | 0 | 0 | 0 | 0 | 0 | 1 | 1 | 1 | 0 | 0 | 0 | 0 | 0 | 0 | 0 | 0 | 0 | 1 | 1 | 1
SDGE | Salt Creek | 69 | 0 | 0 | 0 | 0 | 0 | 0 | 0 | 0 | 0 | 1 | 1 | 1 | 0 | 0 | 0 | 0 | 0 | 0 | 0 | 0 | 0 | 1 | 1 | 1
SCE Eastern | San Bernardino | 230 | 0 | 0 | 0 | 0 | 0 | 0 | 0 | 0 | 0 | 1 | 1 | 1 | 0 | 0 | 0 | 0 | 0 | 0 | 0 | 0 | 0 | 1 | 1 | 1
PG&E GBA | SAN FRAN A (POTRERO PP) | 115 | 0 | 0 | 0 | 0 | 0 | 0 | 0 | 0 | 0 | 1 | 1 | 1 | 0 | 0 | 0 | 0 | 0 | 0 | 0 | 0 | 0 | 1 | 1 | 1
PG&E GBA | SAN FRAN A (POTRERO PP) | 230 | 0 | 0 | 0 | 0 | 0 | 0 | 0 | 0 | 0 | 1 | 1 | 1 | 0 | 0 | 0 | 0 | 0 | 0 | 0 | 0 | 0 | 1 | 1 | 1
PG&E GBA | San Jose A | 115 | 0 | 0 | 0 | 0 | 0 | 0 | 0 | 0 | 0 | 1 | 1 | 1 | 0 | 0 | 0 | 0 | 0 | 0 | 0 | 0 | 0 | 1 | 1 | 1
PG&E GBA | San Jose B | 115 | 0 | 0 | 0 | 0 | 0 | 0 | 0 | 0 | 0 | 1 | 1 | 1 | 0 | 0 | 0 | 0 | 0 | 0 | 0 | 0 | 0 | 1 | 1 | 1
PG&E GBA | San Leandro U | 115 | 0 | 0 | 0 | 0 | 0 | 0 | 0 | 0 | 0 | 1 | 1 | 1 | 0 | 0 | 0 | 0 | 0 | 0 | 0 | 0 | 0 | 1 | 1 | 1
PG&E KERN | San Luis Obispo | 115 | 0 | 0 | 0 | 0 | 0 | 0 | 0 | 0 | 0 | 1 | 1 | 1 | 0 | 0 | 0 | 0 | 0 | 0 | 0 | 0 | 0 | 1 | 1 | 1
PG&E KERN | San Luis Obispo | 70 | 0 | 0 | 0 | 0 | 0 | 0 | 0 | 0 | 0 | 1 | 1 | 1 | 0 | 0 | 0 | 0 | 0 | 0 | 0 | 0 | 0 | 1 | 1 | 1
SDGE | San Luis Rey | 230 | 0 | 0 | 0 | 0 | 0 | 0 | 0 | 0 | 0 | 1 | 1 | 1 | 0 | 0 | 0 | 0 | 0 | 0 | 100 | 100 | 100 | 1 | 1 | 2
SDGE | San Luis Rey | 69 | 0 | 0 | 0 | 0 | 0 | 0 | 0 | 0 | 0 | 1 | 1 | 1 | 0 | 0 | 0 | 0 | 0 | 0 | 0 | 0 | 0 | 1 | 1 | 1
SDGE | San Marcos | 69 | 0 | 0 | 0 | 0 | 0 | 0 | 0 | 0 | 0 | 1 | 1 | 1 | 0 | 0 | 0 | 0 | 0 | 0 | 0 | 0 | 0 | 1 | 1 | 1
SCE Metro | San Onofre | 230 | 0 | 0 | 0 | 0 | 0 | 0 | 0 | 0 | 0 | 1 | 1 | 1 | 0 | 0 | 0 | 0 | 0 | 0 | 0 | 0 | 0 | 1 | 1 | 1
PG&E GBA | San Pablo | 115 | 0 | 0 | 0 | 0 | 0 | 0 | 0 | 0 | 0 | 1 | 1 | 1 | 0 | 0 | 0 | 0 | 0 | 0 | 0 | 0 | 0 | 1 | 1 | 1
PG&E GBA | San Ramon | 230 | 0 | 0 | 0 | 0 | 0 | 0 | 0 | 0 | 0 | 1 | 1 | 1 | 0 | 0 | 0 | 0 | 0 | 0 | 0 | 0 | 0 | 1 | 1 | 1
SDGE | San Ysidro | 69 | 0 | 0 | 0 | 0 | 0 | 0 | 0 | 0 | 0 | 1 | 1 | 1 | 0 | 0 | 0 | 0 | 0 | 0 | 0 | 0 | 0 | 1 | 1 | 1
SCE NOL | Sandlot | 230 | 0 | 0 | 0 | 0 | 0 | 0 | 0 | 0 | 0 | 1 | 1 | 1 | 0 | 0 | 0 | 0 | 0 | 0 | 0 | 0 | 0 | 1 | 1 | 1
EOP | Sandy | 138 | 0 | 0 | 0 | 0 | 0 | 0 | 0 | 0 | 0 | 1 | 1 | 1 | 0 | 0 | 0 | 0 | 0 | 0 | 0 | 0 | 0 | 1 | 1 | 1
PG&E FRESNO | Sanger | 115 | 0 | 0 | 0 | 0 | 0 | 0 | 0 | 0 | 0 | 1 | 1 | 1 | 0 | 0 | 0 | 0 | 0 | 0 | 0 | 0 | 0 | 1 | 1 | 1
SCE Northern | Santa Clara | 230 | 0 | 0 | 0 | 0 | 0 | 0 | 0 | 0 | 0 | 1 | 1 | 1 | 0 | 0 | 0 | 0 | 150 | 0 | 50 | 200 | 200 | 1 | 1 | 1
PG&E NGBA | Santa Rosa A | 115 | 0 | 0 | 0 | 0 | 0 | 0 | 0 | 0 | 0 | 1 | 1 | 1 | 0 | 0 | 0 | 0 | 0 | 0 | 0 | 0 | 0 | 1 | 1 | 1
PG&E GBA | Santa Teresa | 115 | 0 | 0 | 0 | 0 | 0 | 0 | 0 | 0 | 0 | 1 | 1 | 1 | 0 | 0 | 0 | 0 | 0 | 0 | 0 | 0 | 0 | 1 | 1 | 1
SDGE | Santee | 138 | 0 | 0 | 0 | 0 | 0 | 10 | 0 | 10 | 10 | 1 | 1 | 1 | 0 | 0 | 0 | 0 | 0 | 10 | 0 | 10 | 10 | 1 | 1 | 1
SCE Metro | Santiago | 230 | 0 | 0 | 0 | 0 | 0 | 0 | 0 | 0 | 0 | 1 | 1 | 1 | 0 | 0 | 0 | 0 | 0 | 0 | 0 | 0 | 0 | 1 | 1 | 1
PG&E GBA | Saratoga | 230 | 0 | 0 | 0 | 0 | 0 | 0 | 0 | 0 | 0 | 1 | 1 | 1 | 0 | 0 | 0 | 0 | 0 | 0 | 0 | 0 | 0 | 1 | 1 | 1
SCE Northern | Saugus | 230 | 0 | 0 | 0 | 0 | 0 | 0 | 0 | 0 | 0 | 1 | 1 | 1 | 0 | 0 | 0 | 0 | 0 | 0 | 0 | 0 | 0 | 1 | 1 | 1
PG&E FRESNO | Schindler | 115 | 0 | 0 | 0 | 0 | 0 | 0 | 0 | 0 | 0 | 1 | 1 | 1 | 0 | 0 | 0 | 100 | 0 | 0 | 40 | 140 | 140 | 3 | 1 | 3
PG&E FRESNO | Schindler | 70 | 0 | 0 | 0 | 0 | 0 | 0 | 0 | 0 | 0 | 1 | 1 | 1 | 0 | 0 | 0 | 0 | 0 | 0 | 0 | 0 | 0 | 1 | 1 | 1
PG&E GBA | Schulte | 115 | 0 | 0 | 0 | 0 | 0 | 0 | 0 | 0 | 0 | 1 | 1 | 1 | 0 | 0 | 0 | 0 | 0 | 0 | 0 | 0 | 0 | 1 | 1 | 1
SDGE | Scripps | 69 | 0 | 0 | 0 | 0 | 0 | 0 | 0 | 0 | 0 | 1 | 1 | 1 | 0 | 0 | 0 | 0 | 0 | 0 | 0 | 0 | 0 | 1 | 1 | 1
PG&E KERN | Semitropic | 115 | 0 | 0 | 0 | 0 | 0 | 0 | 0 | 0 | 0 | 1 | 1 | 1 | 0 | 0 | 0 | 0 | 0 | 0 | 0 | 0 | 0 | 1 | 1 | 1
SCE Metro | Serrano | 230 | 0 | 0 | 0 | 0 | 0 | 0 | 0 | 0 | 0 | 1 | 1 | 1 | 0 | 0 | 0 | 0 | 0 | 0 | 0 | 0 | 0 | 1 | 1 | 1
SCE Metro | Serrano | 500 | 0 | 0 | 0 | 0 | 0 | 0 | 0 | 0 | 0 | 1 | 1 | 1 | 0 | 0 | 0 | 0 | 0 | 0 | 0 | 0 | 0 | 1 | 1 | 1
SDGE | Shadowridge | 138 | 0 | 0 | 0 | 0 | 0 | 0 | 0 | 0 | 0 | 1 | 1 | 1 | 0 | 0 | 0 | 0 | 0 | 0 | 0 | 0 | 0 | 1 | 1 | 1
PG&E KERN | Shafter | 115 | 0 | 0 | 0 | 0 | 0 | 0 | 0 | 0 | 0 | 1 | 1 | 1 | 0 | 0 | 0 | 80 | 20 | 0 | 10 | 110 | 110 | 3 | 1 | 3
PG&E NGBA | Silverado | 115 | 0 | 0 | 0 | 0 | 0 | 0 | 0 | 0 | 0 | 1 | 1 | 1 | 0 | 0 | 0 | 0 | 0 | 0 | 0 | 0 | 0 | 1 | 1 | 1
SDGE | Silvergate | 230 | 0 | 0 | 0 | 0 | 0 | 0 | 0 | 0 | 0 | 1 | 1 | 1 | 0 | 0 | 0 | 0 | 0 | 0 | 100 | 100 | 100 | 1 | 1 | 2
SDGE | Silvergate | 69 | 0 | 0 | 0 | 0 | 0 | 0 | 0 | 0 | 0 | 1 | 1 | 1 | 0 | 0 | 0 | 0 | 0 | 0 | 0 | 0 | 0 | 1 | 1 | 1
PG&E KERN | Sisquoc | 115 | 0 | 0 | 0 | 0 | 0 | 0 | 0 | 0 | 0 | 1 | 1 | 1 | 0 | 0 | 0 | 0 | 0 | 0 | 0 | 0 | 0 | 1 | 1 | 1
EOP | Sloan Canyon | 230 | 66 | 244 | 310 | 0 | 0 | 0 | 0 | 0 | 310 | 1 | 1 | 1 | 66 | 244 | 310 | 100 | 200 | 0 | 100 | 400 | 710 | 1 | 1 | 1
EOP | Sloan Canyon | 500 | 0 | 0 | 0 | 0 | 0 | 0 | 0 | 0 | 0 | 1 | 1 | 1 | 0 | 0 | 0 | 0 | 0 | 0 | 0 | 0 | 0 | 1 | 1 | 1
PG&E KERN | Smyrna | 115 | 0 | 0 | 0 | 0 | 0 | 0 | 0 | 0 | 0 | 1 | 1 | 1 | 0 | 0 | 0 | 0 | 0 | 0 | 0 | 0 | 0 | 1 | 1 | 1
PG&E GBA | Sobrante | 115 | 0 | 0 | 0 | 0 | 0 | 0 | 0 | 0 | 0 | 1 | 1 | 1 | 0 | 0 | 0 | 0 | 0 | 0 | 0 | 0 | 0 | 1 | 1 | 1
PG&E GBA | Sobrante | 230 | 0 | 0 | 0 | 0 | 0 | 0 | 0 | 0 | 0 | 1 | 1 | 1 | 0 | 0 | 0 | 0 | 0 | 0 | 0 | 0 | 0 | 1 | 1 | 1
PG&E KERN | Solar | 230 | 0 | 0 | 0 | 0 | 0 | 0 | 0 | 0 | 0 | 1 | 1 | 1 | 0 | 0 | 0 | 0 | 0 | 0 | 0 | 0 | 0 | 1 | 1 | 1
PG&E GBA | Soledad | 115 | 0 | 0 | 0 | 0 | 0 | 0 | 0 | 0 | 0 | 1 | 1 | 1 | 0 | 0 | 0 | 0 | 0 | 0 | 0 | 0 | 0 | 1 | 1 | 1
PG&E GBA | Soledad | 60 | 6 | 0 | 6 | 0 | 0 | 0 | 0 | 0 | 6 | 3 | 3 | 1 | 6 | 0 | 6 | 0 | 0 | 0 | 0 | 0 | 6 | 3 | 3 | 1
SDGE | Spring Valley | 69 | 0 | 0 | 0 | 0 | 0 | 0 | 0 | 0 | 0 | 1 | 1 | 1 | 0 | 0 | 0 | 0 | 0 | 0 | 0 | 0 | 0 | 1 | 1 | 1
SCE Northern | Springville | 230 | 0 | 0 | 0 | 0 | 0 | 225 | 0 | 225 | 225 | 1 | 1 | 1 | 0 | 0 | 0 | 170 | 180 | 225 | 50 | 625 | 625 | 1 | 1 | 1
PG&E GBA | Stagg | 230 | 0 | 0 | 0 | 0 | 0 | 0 | 0 | 0 | 0 | 1 | 1 | 1 | 0 | 0 | 0 | 0 | 0 | 0 | 0 | 0 | 0 | 1 | 1 | 1
PG&E GBA | Standard Oil | 115 | 0 | 0 | 0 | 0 | 0 | 0 | 0 | 0 | 0 | 1 | 1 | 1 | 0 | 0 | 0 | 0 | 0 | 0 | 0 | 0 | 0 | 1 | 1 | 1
PG&E GBA | Stanislaus | 115 | 0 | 0 | 0 | 0 | 0 | 0 | 0 | 0 | 0 | 1 | 1 | 1 | 0 | 0 | 0 | 0 | 0 | 0 | 0 | 0 | 0 | 1 | 1 | 1
PG&E KERN | Stockdale | 115 | 0 | 0 | 0 | 0 | 0 | 0 | 0 | 0 | 0 | 1 | 1 | 1 | 0 | 0 | 0 | 0 | 0 | 0 | 0 | 0 | 0 | 1 | 1 | 1
PG&E KERN | Stockdale | 230 | 0 | 0 | 0 | 0 | 0 | 0 | 0 | 0 | 0 | 1 | 1 | 1 | 0 | 0 | 0 | 0 | 0 | 0 | 0 | 0 | 0 | 1 | 1 | 1
PG&E GBA | Stockton A | 115 | 0 | 0 | 0 | 0 | 0 | 0 | 0 | 0 | 0 | 1 | 1 | 1 | 0 | 0 | 0 | 0 | 0 | 0 | 0 | 0 | 0 | 1 | 1 | 1
PG&E GBA | Stone | 115 | 0 | 0 | 0 | 0 | 0 | 0 | 0 | 0 | 0 | 1 | 1 | 1 | 0 | 0 | 0 | 0 | 0 | 0 | 0 | 0 | 0 | 1 | 1 | 1
PG&E FRESNO | Storey | 230 | 0 | 0 | 0 | 0 | 0 | 0 | 0 | 0 | 0 | 1 | 1 | 1 | 0 | 0 | 0 | 0 | 0 | 0 | 0 | 0 | 0 | 1 | 1 | 1
PG&E NGBA | Summit | 115 | 0 | 0 | 0 | 0 | 0 | 0 | 0 | 0 | 0 | 1 | 1 | 1 | 0 | 0 | 0 | 0 | 0 | 0 | 0 | 0 | 0 | 1 | 1 | 1
SDGE | Suncrest | 230 | 0 | 0 | 0 | 0 | 0 | 0 | 0 | 0 | 0 | 1 | 1 | 1 | 0 | 0 | 0 | 0 | 0 | 0 | 0 | 0 | 0 | 1 | 1 | 1
SDGE | Suncrest | 500 | 0 | 0 | 0 | 0 | 0 | 0 | 0 | 0 | 0 | 1 | 1 | 1 | 0 | 0 | 0 | 0 | 0 | 0 | 0 | 0 | 0 | 1 | 1 | 1
PG&E KERN | Sunrise | 230 | 0 | 0 | 0 | 0 | 0 | 0 | 0 | 0 | 0 | 1 | 1 | 1 | 0 | 0 | 0 | 0 | 0 | 0 | 0 | 0 | 0 | 1 | 1 | 1
PG&E KERN | Sunset | 230 | 0 | 0 | 0 | 0 | 0 | 0 | 0 | 0 | 0 | 1 | 1 | 1 | 0 | 0 | 0 | 0 | 0 | 0 | 0 | 0 | 0 | 1 | 1 | 1
PG&E GBA | Swift | 115 | 0 | 0 | 0 | 0 | 0 | 0 | 0 | 0 | 0 | 1 | 1 | 1 | 0 | 0 | 0 | 0 | 0 | 0 | 0 | 0 | 0 | 1 | 1 | 1
SDGE | Sycamore Canyon | 138 | 0 | 0 | 0 | 0 | 0 | 0 | 0 | 0 | 0 | 1 | 1 | 1 | 0 | 0 | 0 | 0 | 0 | 0 | 0 | 0 | 0 | 1 | 1 | 1
SDGE | Sycamore Canyon | 230 | 0 | 0 | 0 | 0 | 0 | 0 | 0 | 0 | 0 | 1 | 1 | 1 | 0 | 0 | 0 | 0 | 0 | 0 | 0 | 0 | 0 | 1 | 1 | 1
SDGE | Sycamore Canyon | 69 | 0 | 0 | 0 | 0 | 0 | 0 | 0 | 0 | 0 | 1 | 1 | 1 | 0 | 0 | 0 | 0 | 0 | 0 | 0 | 0 | 0 | 1 | 1 | 1
SCE Northern | Sylmar | 230 | 0 | 0 | 0 | 0 | 0 | 0 | 0 | 0 | 0 | 1 | 1 | 1 | 0 | 0 | 0 | 0 | 0 | 0 | 0 | 0 | 0 | 1 | 1 | 1
PG&E NGBA | Table Mountain | 115 | 0 | 0 | 0 | 0 | 0 | 0 | 0 | 0 | 0 | 1 | 1 | 1 | 0 | 0 | 0 | 0 | 0 | 0 | 0 | 0 | 0 | 1 | 1 | 1
PG&E NGBA | Table Mountain | 230 | 90.5 | 22.5 | 113 | 0 | 0 | 0 | 0 | 0 | 113 | 1 | 2 | 1 | 90.5 | 22.5 | 113 | 0 | 0 | 0 | 0 | 0 | 113 | 1 | 2 | 1
PG&E NGBA | Table Mountain | 500 | 0 | 0 | 0 | 0 | 0 | 0 | 0 | 0 | 0 | 1 | 1 | 1 | 0 | 0 | 0 | 0 | 0 | 0 | 0 | 0 | 0 | 1 | 1 | 1
PG&E NGBA | Table Mountain | 60 | 0 | 0 | 0 | 0 | 0 | 0 | 0 | 0 | 0 | 1 | 1 | 1 | 0 | 0 | 0 | 0 | 0 | 0 | 0 | 0 | 0 | 1 | 1 | 1
PG&E KERN | Taft | 115 | 0 | 0 | 0 | 0 | 3 | 3 | 0 | 6 | 6 | 1 | 1 | 1 | 0 | 0 | 0 | 0 | 3 | 3 | 0 | 6 | 6 | 1 | 1 | 1
SDGE | Talega | 138 | 0 | 0 | 0 | 0 | 0 | 100 | 0 | 100 | 100 | 3 | 1 | 3 | 0 | 0 | 0 | 0 | 0 | 100 | 0 | 100 | 100 | 3 | 1 | 3
SDGE | Talega | 230 | 0 | 0 | 0 | 0 | 0 | 0 | 0 | 0 | 0 | 1 | 1 | 1 | 0 | 0 | 0 | 0 | 0 | 0 | 0 | 0 | 0 | 1 | 1 | 1
PG&E GBA | Tassajara | 230 | 0 | 0 | 0 | 0 | 0 | 0 | 0 | 0 | 0 | 1 | 1 | 1 | 0 | 0 | 0 | 0 | 0 | 0 | 0 | 0 | 0 | 1 | 1 | 1
PG&E KERN | Tejon | 70 | 0 | 0 | 0 | 0 | 0 | 0 | 0 | 0 | 0 | 1 | 1 | 1 | 0 | 0 | 0 | 0 | 0 | 0 | 0 | 0 | 0 | 1 | 1 | 1
SDGE | Telegraph Canyon | 138 | 0 | 0 | 0 | 0 | 0 | 0 | 0 | 0 | 0 | 1 | 1 | 1 | 0 | 0 | 0 | 0 | 0 | 0 | 0 | 0 | 0 | 1 | 1 | 1
PG&E KERN | Temblor | 115 | 0 | 0 | 0 | 0 | 0 | 0 | 0 | 0 | 0 | 1 | 1 | 1 | 0 | 0 | 0 | 0 | 0 | 0 | 0 | 0 | 0 | 1 | 1 | 1
PG&E KERN | Templeton | 230 | 113.07 | 0 | 113.07 | 0 | 0 | 0 | 0 | 0 | 113.07 | 1 | 2 | 1 | 113.07 | 0 | 113.07 | 0 | 0 | 0 | 0 | 0 | 113.07 | 1 | 2 | 1
PG&E KERN | Templeton | 70 | 0 | 0 | 0 | 0 | 0 | 0 | 0 | 0 | 0 | 1 | 1 | 1 | 0 | 0 | 0 | 0 | 0 | 0 | 0 | 0 | 0 | 1 | 1 | 1
PG&E GBA | Tesla | 115 | 0 | 0 | 0 | 0 | 0 | 0 | 0 | 0 | 0 | 1 | 1 | 1 | 0 | 0 | 0 | 0 | 0 | 0 | 0 | 0 | 0 | 1 | 1 | 1
PG&E GBA | Tesla | 230 | 100 | 76.5 | 176.5 | 0 | 0 | 125 | 0 | 125 | 301.5 | 1 | 2 | 2 | 100 | 76.5 | 176.5 | 0 | 0 | 125 | 0 | 125 | 301.5 | 1 | 2 | 2
PG&E GBA | Tesla | 500 | 300 | 0 | 300 | 0 | 0 | 0 | 0 | 0 | 300 | 1 | 2 | 1 | 300 | 0 | 300 | 0 | 400 | 0 | 200 | 600 | 900 | 1 | 2 | 1
PG&E KERN | Tevis | 115 | 0 | 0 | 0 | 0 | 0 | 0 | 0 | 0 | 0 | 1 | 1 | 1 | 0 | 0 | 0 | 0 | 0 | 0 | 0 | 0 | 0 | 1 | 1 | 1
EOP | Thousandaire | 138 | 0 | 0 | 0 | 0 | 0 | 0 | 0 | 0 | 0 | 1 | 1 | 1 | 0 | 0 | 0 | 0 | 0 | 0 | 0 | 0 | 0 | 1 | 1 | 1
PG&E KERN | Topaz | 230 | 0 | 0 | 0 | 0 | 0 | 0 | 0 | 0 | 0 | 1 | 1 | 1 | 0 | 0 | 0 | 0 | 0 | 0 | 0 | 0 | 0 | 1 | 1 | 1
SCE NOL | Tortilla | 115 | 0 | 0 | 0 | 0 | 0 | 0 | 0 | 0 | 0 | 1 | 1 | 1 | 0 | 0 | 0 | 0 | 0 | 0 | 0 | 0 | 0 | 1 | 1 | 1
SDGE | Trabuco | 138 | 0 | 0 | 0 | 0 | 0 | 0 | 0 | 0 | 0 | 1 | 1 | 1 | 0 | 0 | 0 | 0 | 0 | 0 | 0 | 0 | 0 | 1 | 1 | 1
PG&E GBA | Tracy | 115 | 0 | 0 | 0 | 0 | 0 | 0 | 0 | 0 | 0 | 1 | 1 | 1 | 0 | 0 | 0 | 0 | 0 | 0 | 0 | 0 | 0 | 1 | 1 | 1
PG&E FRESNO | Tranquility | 230 | 0 | 0 | 0 | 100 | 600 | 502 | 0 | 1202 | 1202 | 2 | 1 | 2 | 0 | 0 | 0 | 300 | 1000 | 502 | 160 | 1962 | 1962 | 2 | 1 | 2
PG&E GBA | Trimble | 115 | 0 | 0 | 0 | 0 | 0 | 0 | 0 | 0 | 0 | 1 | 1 | 1 | 0 | 0 | 0 | 0 | 0 | 0 | 0 | 0 | 0 | 1 | 1 | 1
EOP | Trout Canyon | 230 | 0 | 0 | 0 | 566 | 745 | 731 | 60 | 2102 | 2102 | 3 | 1 | 3 | 0 | 0 | 0 | 766 | 1145 | 731 | 260 | 2902 | 2902 | 3 | 1 | 3
EOP | Trout Canyon | 500 | 0 | 0 | 0 | 0 | 0 | 0 | 0 | 0 | 0 | 1 | 1 | 1 | 0 | 0 | 0 | 0 | 0 | 0 | 0 | 0 | 0 | 1 | 1 | 1
PG&E NGBA | Tulucay | 230 | 0 | 0 | 0 | 0 | 0 | 0 | 0 | 0 | 0 | 1 | 1 | 1 | 0 | 0 | 0 | 0 | 0 | 0 | 0 | 0 | 0 | 1 | 1 | 1
PG&E NGBA | Tulucay | 60 | 0 | 0 | 0 | 24.5 | 0 | 0 | 0 | 24.5 | 24.5 | 3 | 1 | 3 | 0 | 0 | 0 | 24.5 | 0 | 0 | 0 | 24.5 | 24.5 | 3 | 1 | 3
PG&E KERN | Tupman | 115 | 0 | 0 | 0 | 0 | 0 | 0 | 0 | 0 | 0 | 1 | 1 | 1 | 0 | 0 | 0 | 0 | 0 | 0 | 0 | 0 | 0 | 1 | 1 | 1
PG&E NGBA | Ukiah | 115 | 0 | 0 | 0 | 0 | 0 | 0 | 0 | 0 | 0 | 1 | 1 | 1 | 0 | 0 | 0 | 0 | 0 | 0 | 0 | 0 | 0 | 1 | 1 | 1
PG&E KERN | Union (Estrella) | 70 | 0 | 0 | 0 | 0 | 0 | 0 | 0 | 0 | 0 | 1 | 1 | 1 | 0 | 0 | 0 | 0 | 0 | 0 | 0 | 0 | 0 | 1 | 1 | 1
PG&E NGBA | Vaca Dixon | 115 | 0 | 0 | 0 | 0 | 0 | 0 | 0 | 0 | 0 | 1 | 1 | 1 | 0 | 0 | 0 | 0 | 0 | 0 | 0 | 0 | 0 | 1 | 1 | 1
PG&E NGBA | Vaca Dixon | 230 | 0 | 0 | 0 | 0 | 0 | 0 | 0 | 0 | 0 | 1 | 1 | 1 | 0 | 0 | 0 | 0 | 0 | 0 | 0 | 0 | 0 | 1 | 1 | 1
PG&E NGBA | Vaca Dixon | 500 | 0 | 0 | 0 | 0 | 0 | 0 | 0 | 0 | 0 | 1 | 1 | 1 | 0 | 0 | 0 | 0 | 0 | 0 | 0 | 0 | 0 | 1 | 1 | 1
PG&E NGBA | Vaca Dixon | 60 | 0 | 0 | 0 | 0 | 0 | 0 | 0 | 0 | 0 | 1 | 1 | 1 | 0 | 0 | 0 | 0 | 0 | 0 | 0 | 0 | 0 | 1 | 1 | 1
SCE Eastern | Valley (SCE) | 500 | 0 | 0 | 0 | 0 | 0 | 870.6 | 0 | 870.6 | 870.6 | 1 | 1 | 1 | 0 | 0 | 0 | 0 | 0 | 870.6 | 0 | 870.6 | 870.6 | 1 | 1 | 1
EOP | Valley (VEA) | 138 | 0 | 0 | 0 | 0 | 0 | 0 | 0 | 0 | 0 | 1 | 1 | 1 | 0 | 0 | 0 | 0 | 0 | 0 | 40 | 40 | 40 | 1 | 1 | 1
SDGE | Valley Center | 69 | 0 | 0 | 0 | 0 | 0 | 0 | 0 | 0 | 0 | 1 | 1 | 1 | 0 | 0 | 0 | 0 | 0 | 0 | 0 | 0 | 0 | 1 | 1 | 1
PG&E GBA | Valley Home | 115 | 0 | 0 | 0 | 0 | 0 | 0 | 0 | 0 | 0 | 1 | 1 | 1 | 0 | 0 | 0 | 0 | 0 | 0 | 0 | 0 | 0 | 1 | 1 | 1
PG&E GBA | Valley Springs | 230 | 0 | 0 | 0 | 0 | 0 | 0 | 0 | 0 | 0 | 1 | 1 | 1 | 0 | 0 | 0 | 0 | 0 | 0 | 0 | 0 | 0 | 1 | 1 | 1
PG&E GBA | Valley Springs | 60 | 0 | 0 | 0 | 0 | 0 | 0 | 0 | 0 | 0 | 1 | 1 | 1 | 0 | 0 | 0 | 0 | 0 | 0 | 0 | 0 | 0 | 1 | 1 | 1
EOP | Valley Switch | 138 | 0 | 0 | 0 | 0 | 0 | 0 | 0 | 0 | 0 | 1 | 1 | 1 | 0 | 0 | 0 | 0 | 0 | 0 | 0 | 0 | 0 | 1 | 1 | 1
EOP | Valley Switch | 230 | 0 | 0 | 0 | 0 | 0 | 0 | 0 | 0 | 0 | 1 | 1 | 1 | 0 | 0 | 0 | 0 | 0 | 0 | 0 | 0 | 0 | 1 | 1 | 1
PG&E GBA | Vasco | 230 | 0 | 0 | 0 | 0 | 0 | 0 | 0 | 0 | 0 | 1 | 1 | 1 | 0 | 0 | 0 | 0 | 0 | 0 | 0 | 0 | 0 | 1 | 1 | 1
PG&E GBA | Vasona | 230 | 0 | 0 | 0 | 0 | 0 | 0 | 0 | 0 | 0 | 1 | 1 | 1 | 0 | 0 | 0 | 0 | 0 | 0 | 0 | 0 | 0 | 1 | 1 | 1
SCE Northern | Vestal | 230 | 0 | 0 | 0 | 125 | 275 | 110 | 100 | 610 | 610 | 1 | 1 | 1 | 0 | 0 | 0 | 125 | 275 | 110 | 100 | 610 | 610 | 1 | 1 | 1
SCE Northern | Vestal | 66 | 0 | 0 | 0 | 0 | 0 | 80 | 0 | 80 | 80 | 4 | 1 | 4 | 0 | 0 | 0 | 0 | 0 | 80 | 0 | 80 | 80 | 4 | 1 | 4
SCE NOL | Victor | 115 | 0 | 0 | 0 | 0 | 0 | 0 | 0 | 0 | 0 | 1 | 1 | 1 | 0 | 0 | 0 | 0 | 115 | 0 | 20 | 135 | 135 | 3 | 1 | 3
SCE NOL | Victor | 230 | 0 | 0 | 0 | 0 | 0 | 0 | 0 | 0 | 0 | 1 | 1 | 1 | 0 | 0 | 0 | 0 | 0 | 0 | 0 | 0 | 0 | 1 | 1 | 1
SCE Metro | Viejo | 230 | 0 | 0 | 0 | 0 | 0 | 0 | 0 | 0 | 0 | 1 | 1 | 1 | 0 | 0 | 0 | 0 | 0 | 0 | 0 | 0 | 0 | 1 | 1 | 1
PG&E GBA | Vierra | 115 | 0 | 0 | 0 | 0 | 0 | 92 | 0 | 92 | 92 | 2 | 1 | 2 | 0 | 0 | 0 | 0 | 0 | 92 | 0 | 92 | 92 | 2 | 1 | 2
SCE Metro | Villa Park | 230 | 0 | 0 | 0 | 0 | 0 | 0 | 0 | 0 | 0 | 1 | 1 | 1 | 0 | 0 | 0 | 0 | 0 | 0 | 0 | 0 | 0 | 1 | 1 | 1
SCE Northern | Vincent | 230 | 0 | 0 | 0 | 125 | 225 | 399 | 100 | 849 | 849 | 1 | 1 | 1 | 0 | 0 | 0 | 125 | 925 | 399 | 475 | 1924 | 1924 | 2 | 1 | 2
SCE Northern | Vincent | 500 | 0 | 0 | 0 | 0 | 0 | 0 | 0 | 0 | 0 | 1 | 1 | 1 | 0 | 0 | 0 | 0 | 0 | 0 | 0 | 0 | 0 | 1 | 1 | 1
PG&E GBA | Vineyard | 230 | 0 | 0 | 0 | 0 | 0 | 0 | 0 | 0 | 0 | 1 | 1 | 1 | 0 | 0 | 0 | 0 | 0 | 0 | 0 | 0 | 0 | 1 | 1 | 1
SDGE | Vineyard | 69 | 0 | 0 | 0 | 0 | 0 | 0 | 0 | 0 | 0 | 1 | 1 | 1 | 0 | 0 | 0 | 0 | 0 | 0 | 0 | 0 | 0 | 1 | 1 | 1
SCE Eastern | Vista (SCE) | 230 | 0 | 0 | 0 | 0 | 0 | 200 | 0 | 200 | 200 | 1 | 1 | 1 | 0 | 0 | 0 | 0 | 0 | 200 | 0 | 200 | 200 | 1 | 1 | 1
EOP | Vista (VEA) | 138 | 0 | 0 | 0 | 0 | 0 | 0 | 0 | 0 | 0 | 1 | 1 | 1 | 0 | 0 | 0 | 0 | 0 | 0 | 0 | 0 | 0 | 1 | 1 | 1
EOP | Vista (VEA) | 230 | 0 | 0 | 0 | 0 | 0 | 0 | 0 | 0 | 0 | 1 | 1 | 1 | 0 | 0 | 0 | 150 | 50 | 0 | 40 | 240 | 240 | 1 | 1 | 1
PG&E FRESNO | Wahtoke | 115 | 0 | 0 | 0 | 0 | 0 | 0 | 0 | 0 | 0 | 1 | 1 | 1 | 0 | 0 | 0 | 0 | 0 | 0 | 0 | 0 | 0 | 1 | 1 | 1
SCE Northern | Wakefield | 66 | 0 | 0 | 0 | 0 | 0 | 15 | 0 | 15 | 15 | 3 | 1 | 3 | 0 | 0 | 0 | 0 | 0 | 15 | 0 | 15 | 15 | 3 | 1 | 3
SCE Metro | Walnut | 230 | 0 | 0 | 0 | 0 | 0 | 400 | 0 | 400 | 400 | 1 | 1 | 1 | 0 | 0 | 0 | 0 | 0 | 400 | 0 | 400 | 400 | 1 | 1 | 1
SCE Northern | Warne | 230 | 0 | 0 | 0 | 0 | 0 | 0 | 0 | 0 | 0 | 1 | 1 | 1 | 0 | 0 | 0 | 0 | 0 | 0 | 0 | 0 | 0 | 1 | 1 | 1
PG&E GBA | Warnerville | 230 | 0 | 0 | 0 | 0 | 0 | 0 | 0 | 0 | 0 | 1 | 1 | 1 | 0 | 0 | 0 | 0 | 0 | 0 | 0 | 0 | 0 | 1 | 1 | 1
PG&E FRESNO | Waukena | 115 | 0 | 0 | 0 | 0 | 0 | 0 | 0 | 0 | 0 | 1 | 1 | 1 | 0 | 0 | 0 | 0 | 0 | 0 | 0 | 0 | 0 | 1 | 1 | 1
PG&E GBA | Weber | 230 | 0 | 0 | 0 | 0 | 0 | 0 | 0 | 0 | 0 | 1 | 1 | 1 | 0 | 0 | 0 | 0 | 0 | 0 | 0 | 0 | 0 | 1 | 1 | 1
PG&E GBA | Weber | 60 | 0 | 0 | 0 | 0 | 0 | 20 | 0 | 20 | 20 | 3 | 1 | 3 | 0 | 0 | 0 | 0 | 0 | 20 | 0 | 20 | 20 | 3 | 1 | 3
PG&E FRESNO | West Fresno | 115 | 0 | 0 | 0 | 0 | 0 | 0 | 0 | 0 | 0 | 1 | 1 | 1 | 0 | 0 | 0 | 0 | 0 | 0 | 0 | 0 | 0 | 1 | 1 | 1
PG&E FRESNO | Westley | 230 | 0 | 0 | 0 | 0 | 0 | 0 | 0 | 0 | 0 | 1 | 1 | 1 | 0 | 0 | 0 | 0 | 0 | 0 | 0 | 0 | 0 | 1 | 1 | 1
PG&E KERN | Westpark | 115 | 0 | 0 | 0 | 0 | 0 | 0 | 0 | 0 | 0 | 1 | 1 | 1 | 0 | 0 | 0 | 0 | 0 | 0 | 0 | 0 | 0 | 1 | 1 | 1
PG&E KERN | Wheeler Ridge | 230 | 0 | 0 | 0 | 200 | 100 | 0 | 50 | 350 | 350 | 1 | 1 | 1 | 0 | 0 | 0 | 250 | 250 | 0 | 120 | 620 | 620 | 1 | 1 | 1
PG&E KERN | Wheeler Ridge | 115 | 0 | 0 | 0 | 0 | 0 | 0 | 0 | 0 | 0 | 1 | 1 | 1 | 0 | 0 | 0 | 0 | 0 | 0 | 0 | 0 | 0 | 1 | 1 | 1
PG&E KERN | Wheeler Ridge | 70 | 0 | 0 | 0 | 0 | 0 | 0 | 0 | 0 | 0 | 1 | 1 | 1 | 0 | 0 | 0 | 0 | 0 | 0 | 0 | 0 | 0 | 1 | 1 | 1
SCE Northern | Whirlwind | 230 | 300 | 0 | 300 | 218 | 188 | 592 | 6 | 1004 | 1304 | 2 | 2 | 2 | 300 | 0 | 300 | 318 | 588 | 592 | 206 | 1704 | 2004 | 3 | 3 | 3
SCE Northern | Whirlwind | 500 | 0 | 0 | 0 | 0 | 0 | 0 | 0 | 0 | 0 | 1 | 1 | 1 | 0 | 0 | 0 | 0 | 0 | 0 | 0 | 0 | 0 | 1 | 1 | 1
PG&E GBA | Whisman | 115 | 0 | 0 | 0 | 0 | 0 | 0 | 0 | 0 | 0 | 1 | 1 | 1 | 0 | 0 | 0 | 0 | 0 | 0 | 0 | 0 | 0 | 1 | 1 | 1
SCE Eastern | Wildlife | 230 | 0 | 0 | 0 | 0 | 0 | 0 | 0 | 0 | 0 | 1 | 1 | 1 | 0 | 0 | 0 | 0 | 0 | 0 | 0 | 0 | 0 | 1 | 1 | 1
PG&E FRESNO | Wilson | 115 | 0 | 0 | 0 | 0 | 0 | 0 | 0 | 0 | 0 | 1 | 1 | 1 | 0 | 0 | 0 | 0 | 0 | 0 | 25 | 25 | 25 | 1 | 1 | 1
PG&E FRESNO | Wilson | 230 | 150 | 50 | 200 | 0 | 0 | 0 | 0 | 0 | 200 | 1 | 1 | 1 | 150 | 50 | 200 | 0 | 0 | 0 | 0 | 0 | 200 | 1 | 1 | 1
SCE Northern | Windhub | 230 | 174 | 0 | 174 | 134 | 1070 | 1000 | 20 | 2224 | 2398 | 3 | 3 | 3 | 174 | 0 | 174 | 264 | 1270 | 1000 | 90 | 2624 | 2798 | 3 | 3 | 3
SCE Northern | Windhub | 500 | 0 | 0 | 0 | 778.5 | 0 | 15 | 0 | 793.5 | 793.5 | 1 | 1 | 1 | 0 | 0 | 0 | 878.5 | 200 | 15 | 80 | 1173.5 | 1173.5 | 1 | 1 | 1
PG&E GBA | Windmaster | 230 | 0 | 0 | 0 | 0 | 0 | 0 | 0 | 0 | 0 | 1 | 1 | 1 | 0 | 0 | 0 | 0 | 0 | 0 | 0 | 0 | 0 | 1 | 1 | 1
PG&E NGBA | Windsor | 60 | 0 | 0 | 0 | 0 | 0 | 0 | 0 | 0 | 0 | 1 | 1 | 1 | 0 | 0 | 0 | 0 | 0 | 0 | 0 | 0 | 0 | 1 | 1 | 1
PG&E NGBA | Woodland | 115 | 0 | 0 | 0 | 0 | 12 | 0 | 0 | 12 | 12 | 1 | 1 | 1 | 0 | 0 | 0 | 0 | 12 | 0 | 0 | 12 | 12 | 1 | 1 | 1
PG&E FRESNO | Woodward | 115 | 0 | 0 | 0 | 0 | 0 | 0 | 0 | 0 | 0 | 1 | 1 | 1 | 0 | 0 | 0 | 0 | 0 | 0 | 0 | 0 | 0 | 1 | 1 | 1
PG&E NGBA | Wyandotte | 115 | 0 | 0 | 0 | 0 | 0 | 0 | 0 | 0 | 0 | 1 | 1 | 1 | 0 | 0 | 0 | 0 | 0 | 0 | 0 | 0 | 0 | 1 | 1 | 1

## LandUse_Env_Criteria_README
3. Land-use implications and feasibility & 4. Environmental (conservation and biological) impact factors
Criteria Purpose | Resources allocated should not exceed available land area to accommodate the resources within the viable distance of the substation and should limit the potential implications, i.e., potential impacts to or conflicts with existing and future land use applications. Mapping will prioritize areas of lower potential land-use implications and higher feasibility for resource development, while seeking to limit locating resources to areas of high potential implications and likely more difficult development potential.
Criteria Application | 3. & 4. Criteria datasets are applied to mapped utility-scale solar, onshore in-CAISO & in-state wind, and in-state geothermal. Note the parcelization, CEC Cropland, and overdrafted groundwater datasets analysis are only applied to utility-scale solar. For out-of-state resources but in-CAISO, only the WECC environmental and land-use screen is applied. Out-of-CAISO resources are included at their CAISO intertie point but land-use analysis is currently not applied. For resources mapped to Baja California, Mexico, staff also have not applied any land-use analysis.
Distance from Sub | Land-use implications and environmental impacts analysis for onshore wind and solar is done for the resource potential around substations within a series of distances. For solar the analysis currently includes 5, 10, 15, and 20 mile analysis. For on-shore wind analysis includes 10, 15, and 20 mile analysis with select substations also having 30 mile analysis where alternative substations are more than 30 miles away.
In-State Geothermal & PSH Analysis | Land-use and environmental criteria analysis is applied to geothermal and PSH resources mapped to Californian locations. While analysis for onshore wind and solar are calculated based on amounts mapped to substations, for geothermal the analysis is centered on the identified geothermal area.
Including Resources in Baseline not yet Online | The IRP baseline includes resources contracted by LSEs that are not yet online and not yet constructed. Because they are in the baseline, these resources are not included in the mapped portfolio amounts. Environmental and land-use analysis includes work that excludes the footprints of existing solar and wind resource projects from the resource potential to ensure that the portfolio resources are not mapped based on resource potential areas occupied by existing projects. Staff use the USGS USWTDB for existing wind projects and the CEC’s existing solar footprint analysis for solar. These sources capture footprints from as late as Summer 2023; therefore, CPUC staff assume that all projects with online dates before 9/1/23 are captured in the existing footprint analysis. Since the baseline resource still in-development, with online dates later than that, will not be captured in the existing footprint data, staff are adding the MW amounts of these baseline resources at their interconnection locations to account for their utilization of land as well. These values are shown in “LandUse_Env_Summary_2035” and “_2040” tabs.
Excluding Already Online Resources in Portfolio And Likely Repowers | Similarly, the portfolio includes in-development resources not in the IRP baseline that have already come online. If these came online before 9/1/23, it is likely that these resource footprints are already captured in the existing resource footprint analysis. Staff, therefore, subtract the MWs of these projects from the total mapped portfolio amounts for this land-use and environmental analysis. Additionally, some of the mapped resources align with identified or likely (based on commercial development interest data) repower projects which utilize existing footprint land. The MW attributed to these potential projects are also subtracted from the MW amount used for analysis.
Resource Density | Staff assume a 10 acres/MW density assumption for utility scale solar, a 40 acres/MW density for on-shore in-CAISO wind, and a 5 acres/MW density for geothermal.
Keeping Change to the Base Wind Resource Potential for Analysis | In the preliminary mapping for the 24-25 TPP, the resource potential for onshore wind used a minimum 28% Capacity Factor (CF) threshold within the techno-economic exclusions. For mapping analysis since then, staff have used a minimum 20% CF to identify the base wind resource potential to which the land-use and environmental analysis is applied. Staff are not changing any of the environmental, land-use, or protected layer exclusions criteria or application.
Tabs for Analysis
LandUse_Env_SubSummary_2035 |  | Summary of the criteria alignment for mapped solar, wind, and geothermal resources in the 2035 portfolio
LandUse_Env_SubSummary_2040 |  | Summary of the criteria alignment for mapped solar, wind, and geothermal resources in the 2040 portfolio
Land_EnvAnalysis_Solar_2035 |  | Land-use and environmental criteria analysis for in-state mapped solar resources in the 2035 portfolio
Land_OOS_Analysis_Solar_2035 |  | Land-use criteria analysis of out-of-state in-CAISO solar resources in the 2035 portfolio
Land_EnvAnalysis_Wind_2035 |  | Land-use and environmental criteria analysis for in-state mapped onshore wind resources in the 2035 portfolio
Land_OOS_Analysis_Wind_2035 |  | Land-use criteria analysis of out-of-state in-CAISO wind resources in the 2035 portfolio
Land_EnvAnalysis_Solar_2040 |  | Land-use and environmental criteria analysis for in-state mapped solar resources in the 2040 portfolio
Land_OOS_Analysis_Solar_2040 |  | Land-use criteria analysis of out-of-state in-CAISO solar resources in the 2040 portfolio
Land_EnvAnalysis_Wind_2040 |  | Land-use and environmental criteria analysis for in-state mapped onshore wind resources in the 2040 portfolio
Land_OOS_Analysis_Wind_2040 |  | Land-use criteria analysis of out-of-state in-CAISO wind resources in the 2040 portfolio
Land_EnvAnalysis_Geo |  | Land-use and environmental criteria analysis for in-state mapped geothermal for the 2035 and 2040 portfolios
Land_EnvPSH |  | Land-use and environmental criteria analysis for in-state mapped Pumped storage for the 2035 and 2040 portfolios

## LandUse-Env_Summary_byArea
The tables below summarize the initial mapping of the 2040 portfolio resulting alignment with land-use feasibility and environmental conservation and biological implications criteria for solar, wind, and geothermal resources. For wind, staff include the analysis within this Dashboard which uses the 20% Capacity Factor resource potential base layer. For out-of-state (OOS) resources only the Core Land-Use Screen is available, thus total numbers in certain areas may not add up to the full amount mapped. Additionally amounts include additional baseline resources included in calculations and excluded likely repowered resources.
[20 empty] | ACE Connectivity Criteria Alignment | ACE Biodiversity Criteria Alignment | ACE Irreplaceability Criteria Alignment | All ACE Criteria Alignment | Intactness Criteria Alignment | Wetlands Criteria Alignment
| Initial 2040 Portfolio Mapping | Core Land-use Screen Criteria Alignment |  |  |  | Parcelization Criteria Alignment - Highest Flag |  |  |  | Cropland Index Criteria Alignment - Highest Flag |  |  |  | Overdrafted Groundwater Basin |  | Fire Threat Criteria Alignment - Highest Flag |  |  |  | ACE Connectivity Criteria Alignment - Highest Flag |  |  |  | ACE Biodiversity Criteria Alignment - Highest Flag |  |  |  | ACE Irreplaceability Criteria Alignment - Highest Flag |  |  |  | All ACE Criteria Alignment - Highest Flag |  |  |  | Intactness Criteria Alignment - Highest Flag |  |  |  | Wetlands Criteria Alignment - Highest Flag
| Solar | 1 or 2 | 3 | 4 | 5 | 1 or 2 | 3 | 4 | 5 | 1 or 2 | 3 | 4 | 5 | In | Out | 1 or 2 | 3 | 4 | 5 | 1 or 2 | 3 | 4 | 5 | 1 or 2 | 3 | 4 | 5 | 1 or 2 | 3 | 4 | 5 | 1 or 2 | 3 | 4 | 5 | 1 or 2 | 3 | 4 | 5 | 1 or 2 | 3 | 4 | 5
| PG&E North of Greater Bay Study Area | 1284.5 | 0 | 0 | 0 | 1260 | 24.5 | 0 | 0 | 1184.5 | 100 | 0 | 0 | 0 | 1284.5 | 1284.5 | 0 | 0 | 0 | 1271.5 | 13 | 0 | 0 | 1284.5 | 0 | 0 | 0 | 1284.5 | 0 | 0 | 0 | 1117 | 167.5 | 0 | 0 | 1284.5 | 0 | 0 | 0 | 1284.5 | 0 | 0 | 0 | PG&E NGBA
| PG&E Greater Bay Study Area | 350 | 0 | 400 | 0 | 750 | 0 | 0 | 0 | 350 | 400 | 0 | 0 | 0 | 750 | 600 | 150 | 0 | 0 | 350 | 400 | 0 | 0 | 750 | 0 | 0 | 0 | 650 | 100 | 0 | 0 | 250 | 500 | 0 | 0 | 750 | 0 | 0 | 0 | 750 | 0 | 0 | 0 | PG&E GBA
| PG&E Fresno Study Area | 9652 | 0 | 0 | 0 | 9652 | 0 | 0 | 0 | 4032 | 5620 | 0 | 0 | 9652 | 0 | 9652 | 0 | 0 | 0 | 9652 | 0 | 0 | 0 | 9652 | 0 | 0 | 0 | 9652 | 0 | 0 | 0 | 8252 | 1400 | 0 | 0 | 9652 | 0 | 0 | 0 | 9652 | 0 | 0 | 0 | PG&E FRESNO
| PG&E Kern Study Area | 5610.2 | 0 | 0 | 0 | 5610.2 | 0 | 0 | 0 | 3675.2 | 1935 | 0 | 0 | 5219 | 391.2 | 5519 | 0 | 0 | 91.2 | 5610.2 | 0 | 0 | 0 | 5610.2 | 0 | 0 | 0 | 5607.2 | 3 | 0 | 0 | 4517 | 1090.2 | 3 | 0 | 5610.2 | 0 | 0 | 0 | 5610.2 | 0 | 0 | 0 | PG&E KERN
| SCE Northern Area | 5720.5 | 105 | 0 | 0 | 1005 | 200 | 2008 | 2612.5 | 5825.5 | 0 | 0 | 0 | 950 | 4875.5 | 4049.5 | 350 | 0 | 1426 | 5825.5 | 0 | 0 | 0 | 5825.5 | 0 | 0 | 0 | 5825.5 | 0 | 0 | 0 | 5475.5 | 350 | 0 | 0 | 5825.5 | 0 | 0 | 0 | 5825.5 | 0 | 0 | 0 | SCE Northern
| SCE Metro Study Area | 0 | 0 | 10 | 0 | 0 | 0 | 0 | 10 | 10 | 0 | 0 | 0 | 0 | 10 | 10 | 0 | 0 | 0 | 10 | 0 | 0 | 0 | 10 | 0 | 0 | 0 | 0 | 0 | 0 | 10 | 0 | 0 | 0 | 10 | 10 | 0 | 0 | 0 | 0 | 0 | 10 | 0 | SCE Metro
| SCE North of Lugo Study Area | 1730.8 | 0 | 0 | 329 | 450 | 200 | 0 | 1409.8 | 2059.8 | 0 | 0 | 0 | 31.8 | 2028 | 2059.8 | 0 | 0 | 0 | 1530.8 | 200 | 329 | 0 | 2059.8 | 0 | 0 | 0 | 2059.8 | 0 | 0 | 0 | 1530.8 | 200 | 0 | 329 | 2059.8 | 0 | 0 | 0 | 1730.8 | 0 | 329 | 0 | SCE NOL
NOTE: Area Includes OOS resources | East of Pisgah Study Area | 6511 | 300 | 0 | 0 | 0 | 0 | 0 | 0 | 0 | 0 | 0 | 0 | 0 | 6811 | 0 | 0 | 0 | 0 | 0 | 0 | 0 | 0 | 0 | 0 | 0 | 0 | 0 | 0 | 0 | 0 | 0 | 0 | 0 | 0 | 0 | 0 | 0 | 0 | 0 | 0 | 0 | 0 | EOP
NOTE: Area Includes OOS resources | SCE Eastern Study Area | 6165 | 0 | 1388.5 | 0 | 3248.5 | 0 | 100 | 280 | 1928.5 | 0 | 0 | 1700 | 0 | 7553.5 | 3628.5 | 0 | 0 | 0 | 2240 | 1388.5 | 0 | 0 | 3628.5 | 0 | 0 | 0 | 3628.5 | 0 | 0 | 0 | 2240 | 1388.5 | 0 | 0 | 3628.5 | 0 | 0 | 0 | 2240 | 1388.5 | 0 | 0 | SCE Eastern
NOTE: Area Includes OOS resources | SDG&E Study Area | 3770.5 | 0 | 0 | 0 | 1592 | 0 | 0 | 0 | 892 | 700 | 0 | 0 | 0 | 3770.5 | 1442 | 90 | 0 | 60 | 1592 | 0 | 0 | 0 | 1592 | 0 | 0 | 0 | 1592 | 0 | 0 | 0 | 1592 | 0 | 0 | 0 | 1592 | 0 | 0 | 0 | 1592 | 0 | 0 | 0 | SDGE
| Total: | 40794.5 | 405 | 1798.5 | 329 | 23567.7 | 424.5 | 2108 | 4312.3 | 19957.5 | 8755 | 0 | 1700 | 15852.8 | 27474.2 | 28245.3 | 590 | 0 | 1577.2 | 28082 | 2001.5 | 329 | 0 | 30412.5 | 0 | 0 | 0 | 30299.5 | 103 | 0 | 10 | 24974.3 | 5096.2 | 3 | 339 | 30412.5 | 0 | 0 | 0 | 28685 | 1388.5 | 339 | 0
Analysis with 20%CF base layer results included in this dashboard | Initial 2040 Portfolio Mapping | Core Land-use Screen Criteria Alignment |  |  |  | Fire Threat Criteria Alignment - Highest Flag |  |  |  | ACE Connectivity Criteria Alignment - Highest Flag |  |  |  | ACE Biodiversity Criteria Alignment - Highest Flag |  |  |  | ACE Irreplaceability Criteria Alignment - Highest Flag |  |  |  | All ACE Criteria Alignment - Highest Flag |  |  |  | Intactness Criteria Alignment - Highest Flag |  |  |  | Wetlands Criteria Alignment - Highest Flag
| Onshore Wind | 1 or 2 | 3 | 4 | 5 | 1 or 2 | 3 | 4 | 5 | 1 or 2 | 3 | 4 | 5 | 1 or 2 | 3 | 4 | 5 | 1 or 2 | 3 | 4 | 5 | 1 or 2 | 3 | 4 | 5 | 1 or 2 | 3 | 4 | 5 | 1 or 2 | 3 | 4 | 5
| PG&E North of Greater Bay Study Area | 858.5 | 0 | 944.2 | 0 | 465.5 | 0 | 0 | 1337.2 | 1689.7 | 113 | 0 | 0 | 1802.7 | 0 | 0 | 0 | 1671.5 | 131.2 | 0 | 0 | 1558.5 | 0 | 0 | 244.2 | 746.7 | 1056 | 0 | 0 | 1558.5 | 0 | 244.2 | 0 | [10 empty] | PG&E NGBA
| PG&E Greater Bay Study Area | 109.45 | 0 | 551 | 0 | 660.45 | 0 | 0 | 0 | 660.45 | 0 | 0 | 0 | 660.45 | 0 | 0 | 0 | 660.45 | 0 | 0 | 0 | 660.45 | 0 | 0 | 0 | 660.45 | 0 | 0 | 0 | 660.45 | 0 | 0 | 0 | [10 empty] | PG&E GBA
| PG&E Fresno Study Area | 500 | 0 | 0 | 0 | 500 | 0 | 0 | 0 | 390 | 110 | 0 | 0 | 500 | 0 | 0 | 0 | 500 | 0 | 0 | 0 | 390 | 110 | 0 | 0 | 500 | 0 | 0 | 0 | 500 | 0 | 0 | 0 | [10 empty] | PG&E FRESNO
| PG&E Kern Study Area | 113.07 | 0 | 91.2 | 0 | 0 | 0 | 0 | 204.27 | 204.27 | 0 | 0 | 0 | 204.27 | 0 | 0 | 0 | 204.27 | 0 | 0 | 0 | 113.07 | 91.2 | 0 | 0 | 204.27 | 0 | 0 | 0 | 204.27 | 0 | 0 | 0 | [10 empty] | PG&E KERN
| SCE Northern Area | 500 | 0 | 174 | 0 | 474 | 0 | 0 | 200 | 674 | 0 | 0 | 0 | 674 | 0 | 0 | 0 | 674 | 0 | 0 | 0 | 500 | 174 | 0 | 0 | 674 | 0 | 0 | 0 | 500 | 174 | 0 | 0 | [10 empty] | SCE Northern
| SCE Metro Study Area | 0 | 0 | 0 | 0 | 0 | 0 | 0 | 0 | 0 | 0 | 0 | 0 | 0 | 0 | 0 | 0 | 0 | 0 | 0 | 0 | 0 | 0 | 0 | 0 | 0 | 0 | 0 | 0 | 0 | 0 | 0 | 0 | [10 empty] | SCE Metro
| SCE North of Lugo Study Area | 362.18 | 0 | 0 | 0 | 362.18 | 0 | 0 | 0 | 362.18 | 0 | 0 | 0 | 362.18 | 0 | 0 | 0 | 362.18 | 0 | 0 | 0 | 362.18 | 0 | 0 | 0 | 362.18 | 0 | 0 | 0 | 362.18 | 0 | 0 | 0 | [10 empty] | SCE NOL
NOTE: Area Includes OOS resources | East of Pisgah Study Area | 1228.5 | 0 | 0 | 0 | 0 | 0 | 0 | 0 | 0 | 0 | 0 | 0 | 0 | 0 | 0 | 0 | 0 | 0 | 0 | 0 | 0 | 0 | 0 | 0 | 0 | 0 | 0 | 0 | 0 | 0 | 0 | 0 | [10 empty] | EOP
| SCE Eastern Study Area | 0 | 234.5 | 0 | 0 | 0 | 0 | 0 | 234.5 | 234.5 | 0 | 0 | 0 | 234.5 | 0 | 0 | 0 | 234.5 | 0 | 0 | 0 | 234.5 | 0 | 0 | 0 | 234.5 | 0 | 0 | 0 | 234.5 | 0 | 0 | 0 | [10 empty] | SCE Eastern
NOTE: Area Includes OOS resources | SDG&E Study Area | 63.3 | 0 | 400 | 0 | 0 | 0 | 0 | 463.3 | 463.3 | 0 | 0 | 0 | 463.3 | 0 | 0 | 0 | 463.3 | 0 | 0 | 0 | 463.3 | 0 | 0 | 0 | 463.3 | 0 | 0 | 0 | 463.3 | 0 | 0 | 0 | [10 empty] | SDGE
| Total: | 3735 | 234.5 | 2160.4 | 0 | 2462.13 | 0 | 0 | 2439.27 | 4678.4 | 223 | 0 | 0 | 4901.4 | 0 | 0 | 0 | 4770.2 | 131.2 | 0 | 0 | 4282 | 375.2 | 0 | 244.2 | 3845.4 | 1056 | 0 | 0 | 4483.2 | 174 | 244.2 | 0
| Initial 2040 Portfolio Mapping | Core Land-use Screen Criteria Alignment 1 or 2: Core Land-use Screen Criteria Alignment; Fire Threat Criteria Alignment - Highest Flag 1 or 2: Fire Threat Criteria Alignment - Highest Flag; ACE Connectivity Criteria Alignment - Highest Flag 1 or 2: ACE Connectivity Criteria Alignment - Highest Flag; ACE Biodiversity Criteria Alignment - Highest Flag 1 or 2: ACE Biodiversity Criteria Alignment - Highest Flag; ACE Irreplaceability Criteria Alignment - Highest Flag 1 or 2: ACE Irreplaceability Criteria Alignment - Highest Flag; All ACE Criteria Alignment - Highest Flag 1 or 2: All ACE Criteria Alignment - Highest Flag; Intactness Criteria Alignment - Highest Flag 1 or 2: Intactness Criteria Alignment - Highest Flag; Wetlands Criteria Alignment - Highest Flag 1 or 2: Wetlands Criteria Alignment - Highest Flag
| Geothermal | 1 or 2 | 3 | 4 | 5 | 1 or 2 | 3 | 4 | 5 | 1 or 2 | 3 | 4 | 5 | 1 or 2 | 3 | 4 | 5 | 1 or 2 | 3 | 4 | 5 | 1 or 2 | 3 | 4 | 5 | 1 or 2 | 3 | 4 | 5 | 1 or 2 | 3 | 4 | 5
| Geysers | 148 | 0 | 0 | 0 | 0 | 0 | 0 | 148 | 148 | 0 | 0 | 0 | 148 | 0 | 0 | 0 | 148 | 0 | 0 | 0 | 0 | 148 | 0 | 0 | 148 | 0 | 0 | 0 | 148 | 0 | 0 | 0
| Mono - Long Valley | 40.7 | 0 | 0 | 0 | 0 | 0 | 0 | 40.7 | 40.7 | 0 | 0 | 0 | 40.7 | 0 | 0 | 0 | 40.7 | 0 | 0 | 0 | 40.7 | 0 | 0 | 0 | 40.7 | 0 | 0 | 0 | 40.7 | 0 | 0 | 0
| Salton Sea | 525 | 0 | 0 | 0 | 525 | 0 | 0 | 0 | 525 | 0 | 0 | 0 | 525 | 0 | 0 | 0 | 525 | 0 | 0 | 0 | 525 | 0 | 0 | 0 | 525 | 0 | 0 | 0 | 525 | 0 | 0 | 0
| East Brawley | 125 | 0 | 0 | 0 | 125 | 0 | 0 | 0 | 125 | 0 | 0 | 0 | 125 | 0 | 0 | 0 | 125 | 0 | 0 | 0 | 125 | 0 | 0 | 0 | 125 | 0 | 0 | 0 | 125 | 0 | 0 | 0
| Total (MW): | 838.7 | 0 | 0 | 0 | 650 | 0 | 0 | 188.7 | 838.7 | 0 | 0 | 0 | 838.7 | 0 | 0 | 0 | 838.7 | 0 | 0 | 0 | 690.7 | 148 | 0 | 0 | 838.7 | 0 | 0 | 0 | 838.7 | 0 | 0 | 0

## LandUse_Env_SubSummary_2035
This tab shows by substation the land-use and environmental criteria for the mapped solar, wind, and geothermal resources for the 2035 portfolio. The MWs mapped, the adjustments for baseline resources, online resources, and likely repower projects, the needed distance from substation for analysis, and the resulting criteria flags for the land-use and environmental impacts criteria are shown by substation and renewable resource type. The mapping info and results are shown for onshore wind in columns G through U, solar in columns W through AN, and geothermal in columns AP through BB.
[6 empty] | Onshore In-CAISO Wind | [14 empty] | Solar Analysis | [17 empty] | Geothermal
[6 empty] | Mapped Resources |  | Adjustments to Analysis |  |  | Analysis Amount | [9 empty] | Mapped Resources |  | Adjustments to Analysis |  |  | Analysis Amount | [12 empty] | Mapped Resources | Adjustments | Analysis Amount
[6 empty] | Wind | Wind | Exclude | Include | Exclude | Onshore Wind | Distance | [8 empty] | Solar | Solar | Exclude | Include | Exclude | Solar | Distance | [11 empty] | Geothermal | Include | Geothermal
CAISO Study Area | Substation | Voltage | Sub Name in Screens Analysis | In or <5 mi from Overdrafted Basin | Is OOS/out-of-CAISO | FCDS | EODS | In-Dev Res. Online & Captured in Land-use Exclusions | Baseline Resources not yet Constructed | Likely Repower (existing project footprints) | Total for Env/Land-Use Analysis | Distance from Substation | Core Screen Criteria Alignment Level | Fire Threat Criteria Alignment Level | ACE Connectivity Criteria Alignment | ACE Biodiversity Criteria Alignment | ACE Irreplaceability Criteria Alignment | All ACE Criteria Alignment | Intactness Criteria Alignment | Wetlands Criteria Alignment | FCDS | EODS | In-Dev Res. Online & Captured in Land-use Exclusions | Baseline Resources not yet Constructed | Likely Repower MWs | Total for Env/Land-Use Analysis | Distance from Substation | Core Screen Criteria Alignment Level | Parcelization Criteria Alignment Level | Cropland Index Criteria Alignment Level | Overdrafted Basin Criteria Alignment Level | Fire Threat Criteria Alignment Level | ACE Connectivity Criteria Alignment | ACE Biodiversity Criteria Alignment | ACE Irreplaceability Criteria Alignment | All ACE Criteria Alignment | Intactness Criteria Alignment | Wetlands Criteria Alignment | FCDS | Baseline Resources not yet constructed | Total for Env/Land-Use Analysis |  | Geothermal Field | Core Screen Criteria Alignment Level | Fire Threat Criteria Alignment Level | ACE Connectivity Criteria Alignment | ACE Biodiversity Criteria Alignment | ACE Irreplaceability Criteria Alignment | All ACE Criteria Alignment | Intactness Criteria Alignment | Wetlands Criteria Alignment
PG&E KERN | 7th Standard | 115 | 7th Standard | 1 |  | 0 | 0 | 0 | 0 |  | 0 |  | N/A | N/A | N/A | N/A | N/A | N/A | N/A | N/A | 0 | 0 | 0 | 0 |  | 0 | 10 | 1 | 2 | 2 | 1 | 1 | 1 | 1 | 1 | 1 | 1 | 1 | 0 | 0 | 0
SCE Metro | Alamitos | 230 | Alamitos | 2 |  | 0 | 0 | 0 | 0 |  | 0 |  | N/A | N/A | N/A | N/A | N/A | N/A | N/A | N/A | 0 | 0 | 0 | 0 |  | 0 | 10 | 1 | 4 | 1 | 2 | 1 | 1 | 1 | 3 | 3 | 1 | 1 | 0 | 0 | 0
SCE Eastern | Alberhill | 115 | No Analysis | 2 |  | 0 | 0 | 0 | 0 |  | 0 | [9 empty] | 0 | 0 | 0 | 0 |  | 0 | 10 | #N/A | #N/A | #N/A | 2 | #N/A | #N/A | #N/A | #N/A | #N/A | #N/A | #N/A | 0 | 0 | 0
SCE Eastern | Alberhill | 500 | No Analysis | 2 |  | 0 | 0 | 0 | 0 |  | 0 | [9 empty] | 0 | 0 | 0 | 0 |  | 0 | 10 | #N/A | #N/A | #N/A | 2 | #N/A | #N/A | #N/A | #N/A | #N/A | #N/A | #N/A | 0 | 0 | 0
PG&E GBA | Alhambra | 115 | No Analysis | 2 |  | 0 | 0 | 0 | 0 |  | 0 | [9 empty] | 0 | 0 | 0 | 0 |  | 0 | 10 | #N/A | #N/A | #N/A | 2 | #N/A | #N/A | #N/A | #N/A | #N/A | #N/A | #N/A | 0 | 0 | 0
PG&E FRESNO | Alpaugh | 115 | Alpaugh | 1 |  | 0 | 0 | 0 | 0 |  | 0 | 10 | 1 | 1 | 1 | 1 | 1 | 1 | 1 | 1 | 0 | 0 | 0 | 0 |  | 0 | 10 | 1 | 1 | 1 | 1 | 1 | 1 | 1 | 1 | 1 | 1 | 1 | 0 | 0 | 0
SDGE | Alpine | 69 | No Analysis | 2 |  | 0 | 0 | 0 | 0 |  | 0 | [9 empty] | 0 | 0 | 0 | 0 |  | 0 | 10 | #N/A | #N/A | #N/A | 2 | #N/A | #N/A | #N/A | #N/A | #N/A | #N/A | #N/A | 0 | 0 | 0
PG&E GBA | Altamont Midway (Sandhill) | 230 | Green Ridge Midway | 2 |  | 5 | 0 | 0 | 0 | 5 | 0 | 10 | 1 | 2 | 2 | 2 | 2 | 3 | 1 | 1 | 0 | 0 | 0 | 0 |  | 0 | 10 | 1 | 2 | 1 | 2 | 2 | 2 | 2 | 2 | 3 | 1 | 1 | 0 | 0 | 0
SCE Northern | Antelope | 66 | Antelope | 2 |  | 0 | 0 | 0 | 0 |  | 0 |  | N/A | N/A | N/A | N/A | N/A | N/A | N/A | N/A | 0 | 20 | 0 | 0 |  | 20 | 10 | 1 | 4 | 1 | 2 | 5 | 1 | 1 | 1 | 1 | 1 | 1 | 0 | 0 | 0
SCE Northern | Antelope | 230 | Antelope | 2 |  | 200 | 0 | 0 | 0 |  | 200 | 10 | 2 | 5 | 1 | 1 | 1 | 1 | 1 | 1 | 56 | 0 | 0 | 0 |  | 56 | 10 | 1 | 4 | 1 | 2 | 5 | 1 | 1 | 1 | 1 | 1 | 1 | 0 | 0 | 0
SCE Northern | Antelope | 500 | Antelope | 2 |  | 0 | 0 | 0 | 0 |  | 0 |  | N/A | N/A | N/A | N/A | N/A | N/A | N/A | N/A | 0 | 0 | 0 | 0 |  | 0 | 10 | 1 | 4 | 1 | 2 | 5 | 1 | 1 | 1 | 1 | 1 | 1 | 0 | 0 | 0
PG&E NGBA | Arcata | 60 | No Analysis | 2 |  | 0 | 0 | 0 | 0 |  | 0 | [9 empty] | 0 | 0 | 0 | 0 |  | 0 | 10 | #N/A | #N/A | #N/A | 2 | #N/A | #N/A | #N/A | #N/A | #N/A | #N/A | #N/A | 0 | 0 | 0
PG&E KERN | Arco | 230 | Arco | 1 |  | 0 | 0 | 0 | 0 |  | 0 |  | N/A | N/A | N/A | N/A | N/A | N/A | N/A | N/A | 125 | 374 | 0 | 0 |  | 499 | 10 | 2 | 1 | 1 | 1 | 1 | 2 | 1 | 1 | 3 | 1 | 1 | 0 | 0 | 0
PG&E KERN | Arco | 70 | Arco | 1 |  | 0 | 0 | 0 | 0 |  | 0 |  | N/A | N/A | N/A | N/A | N/A | N/A | N/A | N/A | 0 | 0 | 0 | 0 |  | 0 | 10 | 2 | 1 | 1 | 1 | 1 | 2 | 1 | 1 | 3 | 1 | 1 | 0 | 0 | 0
SCE Metro | ArcoGen | 230 | Arcogen | 2 |  | 0 | 0 | 0 | 0 |  | 0 |  | N/A | N/A | N/A | N/A | N/A | N/A | N/A | N/A | 0 | 0 | 0 | 0 |  | 0 | 10 | 1 | 4 | 1 | 2 | 1 | 1 | 1 | 2 | 2 | 1 | 1 | 0 | 0 | 0
SDGE | Artesian | 230 | No Analysis | 2 |  | 0 | 0 | 0 | 0 |  | 0 | [9 empty] | 0 | 0 | 0 | 0 |  | 0 | 10 | #N/A | #N/A | #N/A | 2 | #N/A | #N/A | #N/A | #N/A | #N/A | #N/A | #N/A | 0 | 0 | 0
SDGE | Artesian | 69 | No Analysis | 2 |  | 0 | 0 | 0 | 0 |  | 0 | [9 empty] | 0 | 0 | 0 | 0 |  | 0 | 10 | #N/A | #N/A | #N/A | 2 | #N/A | #N/A | #N/A | #N/A | #N/A | #N/A | #N/A | 0 | 0 | 0
PG&E FRESNO | Ashlan | 230 | No Analysis | 1 |  | 0 | 0 | 0 | 0 |  | 0 | [9 empty] | 0 | 0 | 0 | 0 |  | 0 | 10 | #N/A | #N/A | #N/A | 1 | #N/A | #N/A | #N/A | #N/A | #N/A | #N/A | #N/A | 0 | 0 | 0
PG&E NGBA | Atlantic | 115 | No Analysis | 2 |  | 0 | 0 | 0 | 0 |  | 0 | [9 empty] | 0 | 0 | 0 | 0 |  | 0 | 10 | #N/A | #N/A | #N/A | 2 | #N/A | #N/A | #N/A | #N/A | #N/A | #N/A | #N/A | 0 | 0 | 0
PG&E NGBA | Atlantic | 230 | No Analysis | 2 |  | 0 | 0 | 0 | 0 |  | 0 | [9 empty] | 0 | 0 | 0 | 0 |  | 0 | 10 | #N/A | #N/A | #N/A | 2 | #N/A | #N/A | #N/A | #N/A | #N/A | #N/A | #N/A | 0 | 0 | 0
PG&E NGBA | Atlantic | 60 | No Analysis | 2 |  | 0 | 0 | 0 | 0 |  | 0 | [9 empty] | 0 | 0 | 0 | 0 |  | 0 | 10 | #N/A | #N/A | #N/A | 2 | #N/A | #N/A | #N/A | #N/A | #N/A | #N/A | #N/A | 0 | 0 | 0
PG&E FRESNO | Atwater | 115 | No Analysis | 1 |  | 0 | 0 | 0 | 0 |  | 0 | [9 empty] | 0 | 0 | 0 | 0 |  | 0 | 10 | #N/A | #N/A | #N/A | 1 | #N/A | #N/A | #N/A | #N/A | #N/A | #N/A | #N/A | 0 | 0 | 0
PG&E GBA | Avena | 115 | No Analysis | 1 |  | 0 | 0 | 0 | 0 |  | 0 | [9 empty] | 0 | 0 | 0 | 0 |  | 0 | 10 | #N/A | #N/A | #N/A | 1 | #N/A | #N/A | #N/A | #N/A | #N/A | #N/A | #N/A | 0 | 0 | 0
SDGE | Avocado | 69 | No Analysis | 2 |  | 0 | 0 | 0 | 0 |  | 0 | [9 empty] | 0 | 0 | 0 | 0 |  | 0 | 10 | #N/A | #N/A | #N/A | 2 | #N/A | #N/A | #N/A | #N/A | #N/A | #N/A | #N/A | 0 | 0 | 0
PG&E NGBA | Bahia | 230 | No Analysis | 2 |  | 0 | 0 | 0 | 0 |  | 0 | [9 empty] | 0 | 0 | 0 | 0 |  | 0 | 10 | #N/A | #N/A | #N/A | 2 | #N/A | #N/A | #N/A | #N/A | #N/A | #N/A | #N/A | 0 | 0 | 0
SCE Northern | Bailey | 230 | Bailey | 2 |  | 0 | 0 | 0 | 0 |  | 0 |  | N/A | N/A | N/A | N/A | N/A | N/A | N/A | N/A | 0 | 0 | 0 | 0 |  | 0 | 10 | 1 | 1 | 1 | 2 | 5 | 2 | 2 | 2 | 4 | 1 | 1 | 0 | 0 | 0
SCE NOL | Baker | 115 | No Analysis | 2 |  | 0 | 0 | 0 | 0 |  | 0 | [9 empty] | 0 | 0 | 0 | 0 |  | 0 | 10 | #N/A | #N/A | #N/A | 2 | #N/A | #N/A | #N/A | #N/A | #N/A | #N/A | #N/A | 0 | 0 | 0
PG&E KERN | Bakersfield | 230 | Bakersfield | 1 |  | 0 | 0 | 0 | 0 |  | 0 |  | N/A | N/A | N/A | N/A | N/A | N/A | N/A | N/A | 0 | 0 | 0 | 0 |  | 0 | 10 | 1 | 2 | 1 | 1 | 1 | 1 | 1 | 1 | 2 | 1 | 1 | 0 | 0 | 0
PG&E FRESNO | Balch | 230 | No Analysis | 2 |  | 0 | 0 | 0 | 0 |  | 0 | 15 | #N/A | #N/A | #N/A | #N/A | #N/A | #N/A | #N/A | #N/A | 0 | 0 | 0 | 0 |  | 0 | 10 | #N/A | #N/A | #N/A | 2 | #N/A | #N/A | #N/A | #N/A | #N/A | #N/A | #N/A | 0 | 0 | 0
SCE Eastern | Bannister | 230 | No Analysis | 2 |  | 0 | 0 | 0 | 0 |  | 0 | [9 empty] | 0 | 0 | 0 | 0 |  | 0 | 10 | #N/A | #N/A | #N/A | 2 | #N/A | #N/A | #N/A | #N/A | #N/A | #N/A | #N/A | 0 | 0 | 0
SCE Metro | Barre | 230 | Barre | 2 |  | 0 | 0 | 0 | 0 |  | 0 |  | N/A | N/A | N/A | N/A | N/A | N/A | N/A | N/A | 10 | 10 | 0 | 0 |  | 20 | 10 | 4 | 5 | 1 | 2 | 1 | 1 | 1 | 5 | 5 | 1 | 4 | 0 | 0 | 0
SDGE | Bay Boulevard | 69 | Bay Boulevard | 2 |  | 0 | 0 | 0 | 0 |  | 0 |  | N/A | N/A | N/A | N/A | N/A | N/A | N/A | N/A | 0 | 0 | 0 | 0 |  | 0 | 10 | 1 | 3 | 1 | 2 | 2 | 1 | 2 | 4 | 4 | 1 | 1 | 0 | 0 | 0
SDGE | Bay Boulevard | 230 | Bay Boulevard | 2 |  | 0 | 0 | 0 | 0 |  | 0 |  | N/A | N/A | N/A | N/A | N/A | N/A | N/A | N/A | 0 | 0 | 0 | 0 |  | 0 | 10 | 1 | 3 | 1 | 2 | 2 | 1 | 2 | 4 | 4 | 1 | 1 | 0 | 0 | 0
EOP | Beatty | 138 | Beatty | 2 | OOS | 0 | 0 | 0 | 0 |  | 0 |  | N/A | N/A | N/A | N/A | N/A | N/A | N/A | N/A | 0 | 0 | 0 | 0 |  | 0 | 10 | 1 | N/A | N/A | 2 | N/A | N/A | N/A | N/A | N/A | N/A | N/A | 0 | 0 | 0
EOP | Beatty | 230 | Beatty | 2 | OOS | 0 | 0 | 0 | 0 |  | 0 |  | N/A | N/A | N/A | N/A | N/A | N/A | N/A | N/A | 0 | 0 | 0 | 0 |  | 0 | 10 | 1 | N/A | N/A | 2 | N/A | N/A | N/A | N/A | N/A | N/A | N/A | 400 | 0 | 400 |  | OOS | N/A | N/A | N/A | N/A | N/A | N/A | N/A | N/A
PG&E NGBA | Belden | 230 | No Analysis | 2 |  | 0 | 0 | 0 | 0 |  | 0 | [9 empty] | 0 | 0 | 0 | 0 |  | 0 | 10 | #N/A | #N/A | #N/A | 2 | #N/A | #N/A | #N/A | #N/A | #N/A | #N/A | #N/A | 0 | 0 | 0
PG&E NGBA | Bell | 115 | No Analysis | 2 |  | 0 | 0 | 0 | 0 |  | 0 | [9 empty] | 0 | 0 | 0 | 0 |  | 0 | 10 | #N/A | #N/A | #N/A | 2 | #N/A | #N/A | #N/A | #N/A | #N/A | #N/A | #N/A | 0 | 0 | 0
PG&E NGBA | Bellevue | 115 | Bellevue | 2 |  | 0 | 0 | 0 | 0 |  | 0 |  | N/A | N/A | N/A | N/A | N/A | N/A | N/A | N/A | 0 | 0 | 0 | 0 |  | 0 | 10 | 1 | 3 | 1 | 2 | 3 | 1 | 1 | 2 | 3 | 1 | 1 | 0 | 0 | 0
PG&E GBA | Bellota | 115 | Bellota | 1 |  | 0 | 0 | 0 | 0 |  | 0 | 15 | 1 | 1 | 2 | 1 | 1 | 2 | 1 | 1 | 0 | 0 | 0 | 0 |  | 0 | 10 | 1 | 2 | 1 | 1 | 1 | 1 | 1 | 1 | 2 | 1 | 1 | 0 | 0 | 0
PG&E GBA | Bellota | 230 | Bellota | 1 |  | 0 | 0 | 0 | 0 |  | 0 |  | N/A | N/A | N/A | N/A | N/A | N/A | N/A | N/A | 0 | 0 | 0 | 0 |  | 0 | 10 | 1 | 2 | 1 | 1 | 1 | 1 | 1 | 1 | 2 | 1 | 1 | 0 | 0 | 0
SCE Northern | Big Creek | 230 | Big Creek Hydro Facilities | 2 |  | 0 | 0 | 0 | 0 |  | 0 |  | N/A | N/A | N/A | N/A | N/A | N/A | N/A | N/A | 0 | 0 | 0 | 0 |  | 0 | 10 | 1 | 1 | 1 | 2 | 5 | 1 | 2 | 1 | 3 | 3 | 1 | 0 | 0 | 0
PG&E FRESNO | Biola | 70 | No Analysis | 1 |  | 0 | 0 | 0 | 0 |  | 0 | [9 empty] | 0 | 0 | 0 | 0 |  | 0 | 10 | #N/A | #N/A | #N/A | 1 | #N/A | #N/A | #N/A | #N/A | #N/A | #N/A | #N/A | 0 | 0 | 0
PG&E GBA | Birds Landing | 230 | Birds Landing | 2 |  | 234.8 | 107 | 0 | 0 | 90.8 | 251 | 15 | 4 | 2 | 1 | 1 | 1 | 2 | 1 | 1 | 0 | 0 | 0 | 0 |  | 0 | 10 | 1 | 1 | 1 | 2 | 1 | 1 | 1 | 1 | 1 | 1 | 1 | 0 | 0 | 0
SCE Northern | Bliss | 66 | No Analysis | 1 |  | 0 | 0 | 0 | 0 |  | 0 | [9 empty] | 0 | 0 | 0 | 0 |  | 0 | 10 | #N/A | #N/A | #N/A | 1 | #N/A | #N/A | #N/A | #N/A | #N/A | #N/A | #N/A | 0 | 0 | 0
SCE Eastern | Blythe | 161 | BlytheSC 161 kV | 2 |  | 0 | 0 | 0 | 0 |  | 0 |  | N/A | N/A | N/A | N/A | N/A | N/A | N/A | N/A | 0 | 160 | 0 | 0 |  | 160 | 10 | 1 | 2 | 1 | 2 | 1 | 1 | 1 | 1 | 1 | 1 | 1 | 0 | 0 | 0
PG&E NGBA | Bogue | 115 | No Analysis | 2 |  | 0 | 0 | 0 | 0 |  | 0 | [9 empty] | 0 | 0 | 0 | 0 |  | 0 | 10 | #N/A | #N/A | #N/A | 2 | #N/A | #N/A | #N/A | #N/A | #N/A | #N/A | #N/A | 0 | 0 | 0
PG&E FRESNO | Borden | 230 | Borden | 1 |  | 0 | 0 | 0 | 0 |  | 0 |  | N/A | N/A | N/A | N/A | N/A | N/A | N/A | N/A | 0 | 0 | 0 | 0 |  | 0 | 10 | 1 | 2 | 1 | 1 | 1 | 1 | 1 | 1 | 2 | 1 | 1 | 0 | 0 | 0
PG&E FRESNO | Borden | 70 | Borden | 1 |  | 0 | 0 | 0 | 0 |  | 0 |  | N/A | N/A | N/A | N/A | N/A | N/A | N/A | N/A | 0 | 0 | 0 | 0 |  | 0 | 10 | 1 | 2 | 1 | 1 | 1 | 1 | 1 | 1 | 2 | 1 | 1 | 0 | 0 | 0
SDGE | Boulevard East | 138 | Boulevard | 2 |  | 60 | 3.3 | 0 | 0 |  | 63.3 | 10 | 1 | 5 | 1 | 1 | 1 | 1 | 2 | 1 | 0 | 0 | 0 | 0 |  | 0 | 10 | 1 | 1 | 1 | 2 | 5 | 1 | 1 | 1 | 1 | 1 | 1 | 0 | 0 | 0
SDGE | Boulevard East | 69 | Boulevard | 2 |  | 0 | 0 | 0 | 0 |  | 0 |  | N/A | N/A | N/A | N/A | N/A | N/A | N/A | N/A | 20 | 40 | 0 | 0 |  | 60 | 10 | 1 | 1 | 1 | 2 | 5 | 1 | 1 | 1 | 1 | 1 | 1 | 0 | 0 | 0
PG&E GBA | Brentwood | 230 | Brentwood | 2 |  | 0 | 0 | 0 | 0 |  | 0 |  | N/A | N/A | N/A | N/A | N/A | N/A | N/A | N/A | 0 | 0 | 0 | 0 |  | 0 | 10 | 1 | 1 | 1 | 2 | 2 | 1 | 1 | 1 | 2 | 1 | 1 | 0 | 0 | 0
PG&E NGBA | Bridgeville | 115 | Bridgeville | 2 |  | 0 | 0 | 0 | 0 |  | 0 |  | N/A | N/A | N/A | N/A | N/A | N/A | N/A | N/A | 0 | 0 | 0 | 0 |  | 0 | 10 | 1 | 1 | 1 | 2 | 3 | 1 | 1 | 1 | 1 | 3 | 1 | 0 | 0 | 0
PG&E NGBA | Brighton | 115 | No Analysis | 2 |  | 0 | 0 | 0 | 0 |  | 0 | [9 empty] | 0 | 0 | 0 | 0 |  | 0 | 10 | #N/A | #N/A | #N/A | 2 | #N/A | #N/A | #N/A | #N/A | #N/A | #N/A | #N/A | 0 | 0 | 0
PG&E NGBA | Brighton | 230 | No Analysis | 2 |  | 0 | 0 | 0 | 0 |  | 0 | [9 empty] | 0 | 0 | 0 | 0 |  | 0 | 10 | #N/A | #N/A | #N/A | 2 | #N/A | #N/A | #N/A | #N/A | #N/A | #N/A | #N/A | 0 | 0 | 0
PG&E NGBA | Brunswick | 115 | Brunswick | 2 |  | 0 | 0 | 0 | 0 |  | 0 |  | N/A | N/A | N/A | N/A | N/A | N/A | N/A | N/A | 0 | 0 | 0 | 0 |  | 0 | 10 | 1 | 4 | 1 | 2 | 5 | 3 | 1 | 1 | 3 | 1 | 1 | 0 | 0 | 0
PG&E NGBA | Bucks Creek | 230 | No Analysis | 2 |  | 0 | 0 | 0 | 0 |  | 0 | [9 empty] | 0 | 0 | 0 | 0 |  | 0 | 10 | #N/A | #N/A | #N/A | 2 | #N/A | #N/A | #N/A | #N/A | #N/A | #N/A | #N/A | 0 | 0 | 0
PG&E KERN | Buena Vista | 230 | No Analysis | 1 |  | 0 | 0 | 0 | 0 |  | 0 | [9 empty] | 0 | 0 | 0 | 0 |  | 0 | 10 | #N/A | #N/A | #N/A | 1 | #N/A | #N/A | #N/A | #N/A | #N/A | #N/A | #N/A | 0 | 0 | 0
PG&E FRESNO | Bullard | 115 | No Analysis | 1 |  | 0 | 0 | 0 | 0 |  | 0 | [9 empty] | 0 | 0 | 0 | 0 |  | 0 | 10 | #N/A | #N/A | #N/A | 1 | #N/A | #N/A | #N/A | #N/A | #N/A | #N/A | #N/A | 0 | 0 | 0
PG&E GBA | Burlingame | 115 | No Analysis | 2 |  | 0 | 0 | 0 | 0 |  | 0 | [9 empty] | 0 | 0 | 0 | 0 |  | 0 | 10 | #N/A | #N/A | #N/A | 2 | #N/A | #N/A | #N/A | #N/A | #N/A | #N/A | #N/A | 0 | 0 | 0
PG&E NGBA | Burney Forest | 230 | No Analysis | 2 |  | 0 | 0 | 0 | 0 |  | 0 | [9 empty] | 0 | 0 | 0 | 0 |  | 0 | 10 | #N/A | #N/A | #N/A | 2 | #N/A | #N/A | #N/A | #N/A | #N/A | #N/A | #N/A | 0 | 0 | 0
PG&E NGBA | Butte | 115 | No Analysis | 2 |  | 0 | 0 | 0 | 0 |  | 0 | [9 empty] | 0 | 0 | 0 | 0 |  | 0 | 10 | #N/A | #N/A | #N/A | 2 | #N/A | #N/A | #N/A | #N/A | #N/A | #N/A | #N/A | 0 | 0 | 0
PG&E KERN | Cabrillo | 115 | Cabrillo | 2 |  | 0 | 0 | 0 | 91.2 |  | 91.2 | 10 | 4 | 5 | 2 | 1 | 1 | 3 | 2 | 2 | 0 | 0 | 0 | 0 |  | 0 | 10 | 1 | 1 | 1 | 2 | 5 | 2 | 1 | 1 | 3 | 1 | 1 | 0 | 0 | 0
PG&E FRESNO | Cal Flats | 230 | Cal Flats | 2 |  | 0 | 0 | 0 | 0 |  | 0 |  | N/A | N/A | N/A | N/A | N/A | N/A | N/A | N/A | 0 | 0 | 0 | 0 |  | 0 | 10 | 1 | 1 | 1 | 2 | 2 | 1 | 1 | 1 | 2 | 3 | 1 | 0 | 0 | 0
SCE NOL | Calcite | 230 | Calcite | 2 |  | 0 | 0 | 0 | 0 |  | 0 |  | N/A | N/A | N/A | N/A | N/A | N/A | N/A | N/A | 200 | 200 | 0 | 0 |  | 400 | 10 | 1 | 5 | 1 | 2 | 1 | 1 | 1 | 1 | 2 | 1 | 1 | 0 | 0 | 0
PG&E KERN | Caliente | 230 | Caliente | 2 |  | 0 | 0 | 0 | 0 |  | 0 |  | N/A | N/A | N/A | N/A | N/A | N/A | N/A | N/A | 0 | 0 | 0 | 0 |  | 0 | 10 | 1 | 2 | 1 | 2 | 1 | 1 | 1 | 1 | 2 | 1 | 1 | 0 | 0 | 0
PG&E FRESNO | California Ave | 115 | Cal Ave | 1 |  | 0 | 0 | 0 | 0 |  | 0 | 10 | 1 | 1 | 1 | 1 | 1 | 1 | 1 | 1 | 0 | 0 | 0 | 0 |  | 0 | 10 | 1 | 3 | 2 | 1 | 1 | 1 | 1 | 1 | 1 | 1 | 1 | 0 | 0 | 0
PG&E KERN | Callender | 115 | No Analysis | 2 |  | 0 | 0 | 0 | 0 |  | 0 | [9 empty] | 0 | 0 | 0 | 0 |  | 0 | 10 | #N/A | #N/A | #N/A | 2 | #N/A | #N/A | #N/A | #N/A | #N/A | #N/A | #N/A | 0 | 0 | 0
PG&E NGBA | Calpella | 115 | Calpella | 2 |  | 0 | 0 | 0 | 0 |  | 0 |  | N/A | N/A | N/A | N/A | N/A | N/A | N/A | N/A | 0 | 0 | 0 | 0 |  | 0 | 10 | 1 | 1 | 1 | 2 | 5 | 1 | 1 | 1 | 2 | 2 | 1 | 0 | 0 | 0
PG&E GBA | Camanche | 230 | Camanche | 1 |  | 0 | 0 | 0 | 0 |  | 0 |  | N/A | N/A | N/A | N/A | N/A | N/A | N/A | N/A | 0 | 0 | 0 | 0 |  | 0 | 10 | 1 | 2 | 1 | 1 | 1 | 2 | 1 | 2 | 3 | 1 | 1 | 0 | 0 | 0
SDGE | Cameron | 69 | No Analysis | 2 |  | 0 | 0 | 0 | 0 |  | 0 | [9 empty] | 0 | 0 | 0 | 0 |  | 0 | 10 | #N/A | #N/A | #N/A | 2 | #N/A | #N/A | #N/A | #N/A | #N/A | #N/A | #N/A | 0 | 0 | 0
SDGE | Cannon | 69 | No Analysis | 2 |  | 0 | 0 | 0 | 0 |  | 0 | [9 empty] | 0 | 0 | 0 | 0 |  | 0 | 10 | #N/A | #N/A | #N/A | 2 | #N/A | #N/A | #N/A | #N/A | #N/A | #N/A | #N/A | 0 | 0 | 0
PG&E FRESNO | Cantua | 115 | Cantua | 1 |  | 0 | 0 | 0 | 0 |  | 0 |  | N/A | N/A | N/A | N/A | N/A | N/A | N/A | N/A | 0 | 0 | 0 | 0 |  | 0 | 10 | 1 | 1 | 1 | 1 | 1 | 1 | 1 | 1 | 1 | 1 | 1 | 0 | 0 | 0
SDGE | Capistrano | 138 | Capistrano | 2 |  | 0 | 0 | 0 | 0 |  | 0 |  | N/A | N/A | N/A | N/A | N/A | N/A | N/A | N/A | 0 | 0 | 0 | 0 |  | 0 | 10 | 1 | 4 | 1 | 2 | 5 | 1 | 2 | 2 | 3 | 2 | 1 | 0 | 0 | 0
SDGE | Capistrano | 230 | Capistrano | 2 |  | 0 | 0 | 0 | 0 |  | 0 |  | N/A | N/A | N/A | N/A | N/A | N/A | N/A | N/A | 0 | 0 | 0 | 0 |  | 0 | 10 | 1 | 4 | 1 | 2 | 5 | 1 | 2 | 2 | 3 | 2 | 1 | 0 | 0 | 0
PG&E NGBA | Carberry | 230 | No Analysis | 2 |  | 0 | 0 | 0 | 0 |  | 0 | [9 empty] | 0 | 0 | 0 | 0 |  | 0 | 10 | #N/A | #N/A | #N/A | 2 | #N/A | #N/A | #N/A | #N/A | #N/A | #N/A | #N/A | 0 | 0 | 0
SCE Eastern | Cardiff | 66 | No Analysis | 2 |  | 0 | 0 | 0 | 0 |  | 0 | [9 empty] | 0 | 0 | 0 | 0 |  | 0 | 10 | #N/A | #N/A | #N/A | 2 | #N/A | #N/A | #N/A | #N/A | #N/A | #N/A | #N/A | 0 | 0 | 0
PG&E NGBA | Caribou | 60 | No Analysis | 2 |  | 0 | 0 | 0 | 0 |  | 0 | 15 | #N/A | #N/A | #N/A | #N/A | #N/A | #N/A | #N/A | #N/A | 0 | 0 | 0 | 0 |  | 0 | 10 | #N/A | #N/A | #N/A | 2 | #N/A | #N/A | #N/A | #N/A | #N/A | #N/A | #N/A | 0 | 0 | 0
PG&E NGBA | Caribou | 115 | No Analysis | 2 |  | 0 | 0 | 0 | 0 |  | 0 | [9 empty] | 0 | 0 | 0 | 0 |  | 0 | 10 | #N/A | #N/A | #N/A | 2 | #N/A | #N/A | #N/A | #N/A | #N/A | #N/A | #N/A | 0 | 0 | 0
PG&E NGBA | Caribou | 230 | No Analysis | 2 |  | 0 | 0 | 0 | 0 |  | 0 | [9 empty] | 0 | 0 | 0 | 0 |  | 0 | 10 | #N/A | #N/A | #N/A | 2 | #N/A | #N/A | #N/A | #N/A | #N/A | #N/A | #N/A | 0 | 0 | 0
EOP | Carpenter Canyon (fka Gamebird) | 138 | GAMEBIRD | 2 | OOS | 0 | 0 | 0 | 0 |  | 0 |  | N/A | N/A | N/A | N/A | N/A | N/A | N/A | N/A | 0 | 0 | 0 | 0 |  | 0 | 10 | 1 | N/A | N/A | 2 | N/A | N/A | N/A | N/A | N/A | N/A | N/A | 0 | 0 | 0
EOP | Carpenter Canyon (fka Gamebird) | 230 | GAMEBIRD | 2 | OOS | 0 | 0 | 0 | 0 |  | 0 |  | N/A | N/A | N/A | N/A | N/A | N/A | N/A | N/A | 20 | 180 | 0 | 0 |  | 200 | 10 | 1 | N/A | N/A | 2 | N/A | N/A | N/A | N/A | N/A | N/A | N/A | 0 | 0 | 0
PG&E NGBA | Carquinez | 115 | Carquinez | 2 |  | 0 | 0 | 0 | 0 |  | 0 |  | N/A | N/A | N/A | N/A | N/A | N/A | N/A | N/A | 0 | 0 | 0 | 0 |  | 0 | 10 | 1 | 4 | 1 | 2 | 2 | 1 | 1 | 1 | 3 | 1 | 1 | 0 | 0 | 0
SDGE | Carrizo Gorge | 138 | ECO | 2 |  | 0 | 0 | 0 | 0 |  | 0 | [9 empty] | 0 | 90 | 0 | 0 |  | 90 | 10 | 1 | 2 | 1 | 2 | 3 | 1 | 1 | 1 | 2 | 1 | 1 | 0 | 0 | 0
PG&E KERN | Carrizo Plains | 115 | Carrizo Plains | 1 |  | 0 | 0 | 0 | 0 |  | 0 |  | N/A | N/A | N/A | N/A | N/A | N/A | N/A | N/A | 0 | 0 | 0 | 0 |  | 0 | 10 | 1 | 1 | 1 | 1 | 2 | 1 | 1 | 1 | 2 | 2 | 1 | 0 | 0 | 0
PG&E KERN | Casaloma | 230 | No Analysis | 1 |  | 0 | 0 | 0 | 0 |  | 0 | [9 empty] | 0 | 0 | 0 | 0 |  | 0 | 10 | #N/A | #N/A | #N/A | 1 | #N/A | #N/A | #N/A | #N/A | #N/A | #N/A | #N/A | 0 | 0 | 0
PG&E GBA | Castro Valley | 230 | No Analysis | 2 |  | 0 | 0 | 0 | 0 |  | 0 | [9 empty] | 0 | 0 | 0 | 0 |  | 0 | 10 | #N/A | #N/A | #N/A | 2 | #N/A | #N/A | #N/A | #N/A | #N/A | #N/A | #N/A | 0 | 0 | 0
PG&E GBA | Cayetano | 230 | Cayetano | 2 |  | 0 | 0 | 0 | 0 |  | 0 |  | N/A | N/A | N/A | N/A | N/A | N/A | N/A | N/A | 0 | 100 | 0 | 0 |  | 100 | 10 | 2 | 1 | 2 | 2 | 3 | 2 | 2 | 3 | 3 | 1 | 1 | 0 | 0 | 0
SCE Metro | Center | 230 | Center | 2 |  | 0 | 0 | 0 | 0 |  | 0 |  | N/A | N/A | N/A | N/A | N/A | N/A | N/A | N/A | 0 | 0 | 0 | 0 |  | 0 | 10 | 1 | 1 | 1 | 2 | 1 | 1 | 1 | 1 | 1 | 1 | 1 | 0 | 0 | 0
PG&E KERN | Charca | 115 | Charca | 1 |  | 0 | 0 | 0 | 0 |  | 0 |  | N/A | N/A | N/A | N/A | N/A | N/A | N/A | N/A | 0 | 0 | 0 | 0 |  | 0 | 10 | 1 | 1 | 3 | 1 | 1 | 1 | 1 | 1 | 1 | 1 | 1 | 0 | 0 | 0
EOP | Charleston | 138 | No Analysis | 2 | OOS | 0 | 0 | 0 | 0 |  | 0 | [9 empty] | 0 | 0 | 0 | 0 |  | 0 | 10 | #N/A | N/A | N/A | 2 | N/A | N/A | N/A | N/A | N/A | N/A | N/A | 0 | 0 | 0
SCE Metro | Chevmain | 230 | Chevmain | 2 |  | 0 | 0 | 0 | 0 |  | 0 |  | N/A | N/A | N/A | N/A | N/A | N/A | N/A | N/A | 0 | 0 | 0 | 0 |  | 0 | 10 | 1 | 1 | 1 | 2 | 2 | 1 | 1 | 2 | 2 | 1 | 1 | 0 | 0 | 0
SDGE | Chicarita | 138 | No Analysis | 2 |  | 0 | 0 | 0 | 0 |  | 0 | [9 empty] | 0 | 0 | 0 | 0 |  | 0 | 10 | #N/A | #N/A | #N/A | 2 | #N/A | #N/A | #N/A | #N/A | #N/A | #N/A | #N/A | 0 | 0 | 0
SCE Metro | Chino | 230 | Chino | 2 |  | 0 | 0 | 0 | 0 |  | 0 | 10 | 1 | 5 | 2 | 1 | 1 | 5 | 2 | 1 | 0 | 0 | 0 | 0 |  | 0 | 10 | 1 | 4 | 1 | 2 | 5 | 1 | 1 | 1 | 2 | 1 | 1 | 0 | 0 | 0
PG&E FRESNO | Chowchilla | 115 | No Analysis | 1 |  | 0 | 0 | 0 | 0 |  | 0 | [9 empty] | 0 | 0 | 0 | 0 |  | 0 | 10 | #N/A | #N/A | #N/A | 1 | #N/A | #N/A | #N/A | #N/A | #N/A | #N/A | #N/A | 0 | 0 | 0
PG&E GBA | Christie | 60 | No Analysis | 2 |  | 0 | 0 | 0 | 0 |  | 0 | [9 empty] | 0 | 0 | 0 | 0 |  | 0 | 10 | #N/A | #N/A | #N/A | 2 | #N/A | #N/A | #N/A | #N/A | #N/A | #N/A | #N/A | 0 | 0 | 0
PG&E GBA | Christie | 115 | No Analysis | 2 |  | 0 | 0 | 0 | 0 |  | 0 | 20 | #N/A | #N/A | #N/A | #N/A | #N/A | #N/A | #N/A | #N/A | 0 | 0 | 0 | 0 |  | 0 | 10 | #N/A | #N/A | #N/A | 2 | #N/A | #N/A | #N/A | #N/A | #N/A | #N/A | #N/A | 0 | 0 | 0
SCE Eastern | Cielo Azul | 500 | CIELO AZUL | 2 | OOS | 0 | 0 | 0 | 0 |  | 0 |  | N/A | N/A | N/A | N/A | N/A | N/A | N/A | N/A | 500 | 1525 | 0 | 0 |  | 2025 | 10 | 1 | N/A | N/A | 2 | N/A | N/A | N/A | N/A | N/A | N/A | N/A | 0 | 0 | 0
PG&E GBA | Clay | 60 | No Analysis | 2 |  | 0 | 0 | 0 | 0 |  | 0 | [9 empty] | 0 | 0 | 0 | 0 |  | 0 | 10 | #N/A | #N/A | #N/A | 2 | #N/A | #N/A | #N/A | #N/A | #N/A | #N/A | #N/A | 0 | 0 | 0
PG&E GBA | Clayton | 115 | Clayton | 2 |  | 0 | 0 | 0 | 0 |  | 0 |  | N/A | N/A | N/A | N/A | N/A | N/A | N/A | N/A | 0 | 0 | 0 | 0 |  | 0 | 10 | 1 | 1 | 1 | 2 | 4 | 1 | 3 | 2 | 3 | 1 | 1 | 0 | 0 | 0
PG&E NGBA | Cloverdale | 115 | Cloverdale | 2 |  | 0 | 0 | 0 | 0 |  | 0 |  | N/A | N/A | N/A | N/A | N/A | N/A | N/A | N/A | 0 | 0 | 0 | 0 |  | 0 | 10 | 1 | 1 | 1 | 2 | 5 | 2 | 1 | 2 | 3 | 2 | 1 | 28 | 25 | 53 |  | Geysers | 1 | 5 | 1 | 1 | 2 | 3 | 1 | 1
PG&E FRESNO | Clovis | 115 | No Analysis | 1 |  | 0 | 0 | 0 | 0 |  | 0 | [9 empty] | 0 | 0 | 0 | 0 |  | 0 | 10 | #N/A | #N/A | #N/A | 1 | #N/A | #N/A | #N/A | #N/A | #N/A | #N/A | #N/A | 0 | 0 | 0
PG&E GBA | Coburn | 230 | Coburn | 2 |  | 100 | 0 | 0 | 0 |  | 100 | 10 | 1 | 1 | 1 | 1 | 1 | 2 | 1 | 1 | 0 | 0 | 0 | 0 |  | 0 | 10 | 1 | 1 | 1 | 2 | 2 | 1 | 1 | 1 | 1 | 1 | 1 | 0 | 0 | 0
PG&E GBA | Coburn | 60 | Coburn | 2 |  | 0 | 0 | 0 | 0 |  | 0 |  | N/A | N/A | N/A | N/A | N/A | N/A | N/A | N/A | 0 | 0 | 0 | 0 |  | 0 | 10 | 1 | 1 | 1 | 2 | 2 | 1 | 1 | 1 | 1 | 1 | 1 | 0 | 0 | 0
PG&E NGBA | Colgate | 230 | Colgate | 2 |  | 0 | 0 | 0 | 0 |  | 0 |  | N/A | N/A | N/A | N/A | N/A | N/A | N/A | N/A | 0 | 0 | 0 | 0 |  | 0 | 10 | 1 | 2 | 1 | 2 | 5 | 3 | 1 | 1 | 4 | 1 | 1 | 0 | 0 | 0
PG&E GBA | Collierville | 230 | No Analysis | 2 |  | 0 | 0 | 0 | 0 |  | 0 | 15 | #N/A | #N/A | #N/A | #N/A | #N/A | #N/A | #N/A | #N/A | 0 | 0 | 0 | 0 |  | 0 | 10 | #N/A | #N/A | #N/A | 2 | #N/A | #N/A | #N/A | #N/A | #N/A | #N/A | #N/A | 0 | 0 | 0
PG&E GBA | Collinsville | 230 | No Analysis | 2 |  | 0 | 0 | 0 | 0 |  | 0 | [9 empty] | 0 | 0 | 0 | 0 |  | 0 | 10 | #N/A | #N/A | #N/A | 2 | #N/A | #N/A | #N/A | #N/A | #N/A | #N/A | #N/A | 0 | 0 | 0
PG&E GBA | Collinsville | 500 | No Analysis | 2 |  | 0 | 0 | 0 | 0 |  | 0 | [9 empty] | 0 | 0 | 0 | 0 |  | 0 | 10 | #N/A | #N/A | #N/A | 2 | #N/A | #N/A | #N/A | #N/A | #N/A | #N/A | #N/A | 0 | 0 | 0
SCE Eastern | Colorado River | 230 | Colorado River | 2 |  | 0 | 0 | 0 | 0 |  | 0 |  | N/A | N/A | N/A | N/A | N/A | N/A | N/A | N/A | 300 | 800 | 0 | 0 |  | 1100 | 15 | 2 | 1 | 3 | 2 | 1 | 1 | 1 | 1 | 2 | 1 | 1 | 0 | 0 | 0
SCE Eastern | Colorado River | 500 | Colorado River | 2 |  | 0 | 0 | 0 | 0 |  | 0 |  | N/A | N/A | N/A | N/A | N/A | N/A | N/A | N/A | 0 | 0 | 0 | 0 |  | 0 | 10 | 3 | 2 | 3 | 2 | 1 | 2 | 2 | 2 | 2 | 2 | 2 | 0 | 0 | 0
PG&E KERN | Columbus | 115 | Columbus | 1 |  | 0 | 0 | 0 | 0 |  | 0 | 15 | 1 | 1 | 1 | 1 | 1 | 1 | 1 | 1 | 0 | 0 | 0 | 0 |  | 0 | 10 | 1 | 1 | 1 | 1 | 2 | 2 | 1 | 1 | 2 | 1 | 1 | 0 | 0 | 0
PG&E GBA | Contra Costa | 115 | Contra Costa | 2 |  | 0 | 0 | 0 | 0 |  | 0 | 15 | 1 | 2 | 1 | 2 | 1 | 2 | 1 | 1 | 0 | 0 | 0 | 0 |  | 0 | 10 | 1 | 1 | 1 | 2 | 2 | 1 | 2 | 1 | 2 | 1 | 1 | 0 | 0 | 0
PG&E GBA | Contra Costa | 230 | Contra Costa | 2 |  | 0 | 0 | 0 | 0 |  | 0 | 15 | 1 | 2 | 1 | 2 | 1 | 2 | 1 | 1 | 0 | 0 | 0 | 0 |  | 0 | 10 | 1 | 1 | 1 | 2 | 2 | 1 | 2 | 1 | 2 | 1 | 1 | 0 | 0 | 0
PG&E GBA | Contra Costa PP | 230 | No Analysis | 2 |  | 0 | 0 | 0 | 0 |  | 0 | [9 empty] | 0 | 0 | 0 | 0 |  | 0 | 10 | #N/A | #N/A | #N/A | 2 | #N/A | #N/A | #N/A | #N/A | #N/A | #N/A | #N/A | 0 | 0 | 0
SCE NOL | Control | 115 | Control | 2 |  | 0 | 0 | 0 | 0 |  | 0 |  | N/A | N/A | N/A | N/A | N/A | N/A | N/A | N/A | 0 | 0 | 0 | 0 |  | 0 | 10 | 1 | 1 | 1 | 2 | 5 | 1 | 1 | 1 | 1 | 2 | 1 | 9.7 | 44 | 53.7 | *minus 13 import | Mono - Long Valley | 1 | 5 | 1 | 1 | 1 | 1 | 2 | 1
SCE NOL | Control | 55 | Control | 2 | OOS | 0 | 0 | 0 | 0 |  | 0 |  | N/A | N/A | N/A | N/A | N/A | N/A | N/A | N/A | 0 | 0 | 0 | 0 |  | 0 | 10 | #N/A | N/A | N/A | 2 | N/A | N/A | N/A | N/A | N/A | N/A | N/A | 0 | 0 | 0
PG&E GBA | Cooley Landing | 115 | No Analysis | 2 |  | 0 | 0 | 0 | 0 |  | 0 | 20 | #N/A | #N/A | #N/A | #N/A | #N/A | #N/A | #N/A | #N/A | 0 | 0 | 0 | 0 |  | 0 | 10 | #N/A | #N/A | #N/A | 2 | #N/A | #N/A | #N/A | #N/A | #N/A | #N/A | #N/A | 0 | 0 | 0
PG&E GBA | Cooley Landing | 60 | No Analysis | 2 |  | 0 | 0 | 0 | 0 |  | 0 | [9 empty] | 0 | 0 | 0 | 0 |  | 0 | 10 | #N/A | #N/A | #N/A | 2 | #N/A | #N/A | #N/A | #N/A | #N/A | #N/A | #N/A | 0 | 0 | 0
SCE NOL | Coolwater | 230 | Coolwater | 2 |  | 0 | 0 | 0 | 0 |  | 0 |  | N/A | N/A | N/A | N/A | N/A | N/A | N/A | N/A | 0 | 0 | 0 | 0 |  | 0 | 10 | 2 | 3 | 1 | 2 | 1 | 3 | 1 | 1 | 3 | 1 | 2 | 0 | 0 | 0
SCE NOL | Coolwater | 115 | Coolwater | 2 |  | 100 | 112.18 | 0 | 0 |  | 212.18 | 20 | 2 | 1 | 1 | 1 | 1 | 2 | 1 | 1 | 150 | 50 | 0 | 0 |  | 200 | 10 | 2 | 3 | 1 | 2 | 1 | 3 | 1 | 1 | 3 | 1 | 2 | 0 | 0 | 0
PG&E KERN | Copus | 70 | No Analysis | 1 |  | 0 | 0 | 0 | 0 |  | 0 | [9 empty] | 0 | 0 | 0 | 0 |  | 0 | 10 | #N/A | #N/A | #N/A | 1 | #N/A | #N/A | #N/A | #N/A | #N/A | #N/A | #N/A | 0 | 0 | 0
PG&E FRESNO | Corcoran | 70 | Corcoran | 1 |  | 0 | 0 | 0 | 0 |  | 0 |  | N/A | N/A | N/A | N/A | N/A | N/A | N/A | N/A | 0 | 0 | 0 | 0 |  | 0 | 10 | 1 | 1 | 1 | 1 | 1 | 1 | 1 | 1 | 1 | 1 | 1 | 0 | 0 | 0
PG&E FRESNO | Corcoran | 115 | Corcoran | 1 |  | 0 | 0 | 0 | 0 |  | 0 |  | N/A | N/A | N/A | N/A | N/A | N/A | N/A | N/A | 0 | 0 | 0 | 0 |  | 0 | 10 | 1 | 1 | 1 | 1 | 1 | 1 | 1 | 1 | 1 | 1 | 1 | 0 | 0 | 0
PG&E NGBA | Corona | 115 | No Analysis | 2 |  | 0 | 0 | 0 | 0 |  | 0 | [9 empty] | 0 | 0 | 0 | 0 |  | 0 | 10 | #N/A | #N/A | #N/A | 2 | #N/A | #N/A | #N/A | #N/A | #N/A | #N/A | #N/A | 0 | 0 | 0
PG&E NGBA | Cortina | 230 | Cortina | 2 |  | 0 | 0 | 0 | 0 |  | 0 |  | N/A | N/A | N/A | N/A | N/A | N/A | N/A | N/A | 0 | 0 | 0 | 0 |  | 0 | 10 | 1 | 1 | 1 | 2 | 2 | 1 | 1 | 1 | 3 | 1 | 1 | 0 | 0 | 0
PG&E NGBA | Cortina | 115 | Cortina | 2 |  | 0 | 0 | 0 | 0 |  | 0 |  | N/A | N/A | N/A | N/A | N/A | N/A | N/A | N/A | 0 | 80 | 0 | 0 |  | 80 | 5 | 3 | 1 | 1 | 2 | 1 | 1 | 1 | 1 | 3 | 1 | 1 | 0 | 0 | 0
PG&E GBA | Cottle | 230 | No Analysis | 1 |  | 0 | 0 | 0 | 0 |  | 0 | [9 empty] | 0 | 0 | 0 | 0 |  | 0 | 10 | #N/A | #N/A | #N/A | 1 | #N/A | #N/A | #N/A | #N/A | #N/A | #N/A | #N/A | 0 | 0 | 0
PG&E NGBA | Cottonwood | 115 | Cottonwood | 2 |  | 0 | 0 | 0 | 0 |  | 0 |  | N/A | N/A | N/A | N/A | N/A | N/A | N/A | N/A | 0 | 0 | 0 | 0 |  | 0 | 10 | 1 | 3 | 1 | 2 | 3 | 1 | 1 | 1 | 2 | 1 | 1 | 0 | 0 | 0
PG&E NGBA | Cottonwood | 230 | Cottonwood | 2 |  | 0 | 0 | 0 | 0 |  | 0 |  | N/A | N/A | N/A | N/A | N/A | N/A | N/A | N/A | 0 | 0 | 0 | 0 |  | 0 | 10 | 1 | 3 | 1 | 2 | 3 | 1 | 1 | 1 | 2 | 1 | 1 | 0 | 0 | 0
PG&E NGBA | Cottonwood | 60 | Cottonwood | 2 |  | 0 | 0 | 0 | 0 |  | 0 |  | N/A | N/A | N/A | N/A | N/A | N/A | N/A | N/A | 0 | 0 | 0 | 0 |  | 0 | 10 | 1 | 3 | 1 | 2 | 3 | 1 | 1 | 1 | 2 | 1 | 1 | 0 | 0 | 0
PG&E NGBA | Cove Road | 230 | Cove Rd | 2 |  | 0 | 0 | 0 | 0 |  | 0 |  | N/A | N/A | N/A | N/A | N/A | N/A | N/A | N/A | 0 | 0 | 0 | 0 |  | 0 | 10 | 1 | 1 | 1 | 2 | 5 | 2 | 1 | 1 | 2 | 2 | 1 | 0 | 0 | 0
PG&E GBA | Coyote | 230 | Coyote | 2 |  | 0 | 0 | 0 | 0 |  | 0 |  | N/A | N/A | N/A | N/A | N/A | N/A | N/A | N/A | 0 | 0 | 0 | 0 |  | 0 | 10 | 1 | 1 | 1 | 2 | 5 | 3 | 1 | 1 | 3 | 2 | 1 | 0 | 0 | 0
PG&E GBA | Crazy Horse Canyon | 115 | No Analysis | 1 |  | 0 | 0 | 0 | 0 |  | 0 | [9 empty] | 0 | 0 | 0 | 0 |  | 0 | 10 | #N/A | #N/A | #N/A | 1 | #N/A | #N/A | #N/A | #N/A | #N/A | #N/A | #N/A | 0 | 0 | 0
SDGE | Creelman | 69 | No Analysis | 2 |  | 0 | 0 | 0 | 0 |  | 0 | [9 empty] | 0 | 0 | 0 | 0 |  | 0 | 10 | #N/A | #N/A | #N/A | 2 | #N/A | #N/A | #N/A | #N/A | #N/A | #N/A | #N/A | 0 | 0 | 0
PG&E FRESNO | Crescent | 70 | Helm | 1 |  | 0 | 0 | 0 | 0 |  | 0 | [9 empty] | 5 | 65 | 0 | 0 |  | 70 | 10 | 1 | 1 | 1 | 1 | 1 | 1 | 1 | 1 | 1 | 1 | 1 | 0 | 0 | 0
PG&E FRESNO | Cressey | 115 | No Analysis | 1 |  | 0 | 0 | 0 | 0 |  | 0 | [9 empty] | 0 | 0 | 0 | 0 |  | 0 | 10 | #N/A | #N/A | #N/A | 1 | #N/A | #N/A | #N/A | #N/A | #N/A | #N/A | #N/A | 0 | 0 | 0
PG&E NGBA | Cresta | 230 | No Analysis | 2 |  | 0 | 0 | 0 | 0 |  | 0 | [9 empty] | 0 | 0 | 0 | 0 |  | 0 | 10 | #N/A | #N/A | #N/A | 2 | #N/A | #N/A | #N/A | #N/A | #N/A | #N/A | #N/A | 0 | 0 | 0
SDGE | Crestwood | 69 | No Analysis | 2 |  | 0 | 0 | 0 | 0 |  | 0 | [9 empty] | 0 | 0 | 0 | 0 |  | 0 | 10 | #N/A | #N/A | #N/A | 2 | #N/A | #N/A | #N/A | #N/A | #N/A | #N/A | #N/A | 0 | 0 | 0
PG&E GBA | Crow Creek | 60 | Crow Creek | 1 |  | 0 | 0 | 0 | 0 |  | 0 |  | N/A | N/A | N/A | N/A | N/A | N/A | N/A | N/A | 0 | 0 | 0 | 0 |  | 0 | 10 | 1 | 1 | 1 | 1 | 2 | 1 | 1 | 1 | 2 | 1 | 1 | 0 | 0 | 0
PG&E GBA | Crows Landing | 60 | No Analysis | 1 |  | 0 | 0 | 0 | 0 |  | 0 | [9 empty] | 0 | 0 | 0 | 0 |  | 0 | 10 | #N/A | #N/A | #N/A | 1 | #N/A | #N/A | #N/A | #N/A | #N/A | #N/A | #N/A | 0 | 0 | 0
PG&E GBA | Curtis | 115 | Curtis | 2 |  | 0 | 0 | 0 | 0 |  | 0 |  | N/A | N/A | N/A | N/A | N/A | N/A | N/A | N/A | 0 | 0 | 0 | 0 |  | 0 | 10 | 1 | 2 | 1 | 2 | 5 | 1 | 1 | 1 | 3 | 2 | 1 | 0 | 0 | 0
PG&E FRESNO | Dairyland | 115 | Dairyland | 1 |  | 0 | 0 | 0 | 0 |  | 0 |  | N/A | N/A | N/A | N/A | N/A | N/A | N/A | N/A | 0 | 0 | 0 | 0 |  | 0 | 10 | 1 | 1 | 1 | 1 | 1 | 1 | 1 | 1 | 1 | 1 | 1 | 0 | 0 | 0
PG&E NGBA | Davis | 115 | Davis | 2 |  | 0 | 0 | 0 | 0 |  | 0 |  | N/A | N/A | N/A | N/A | N/A | N/A | N/A | N/A | 0 | 0 | 0 | 0 |  | 0 | 10 | 1 | 1 | 3 | 2 | 1 | 1 | 1 | 1 | 1 | 1 | 1 | 0 | 0 | 0
SCE Metro | Del Amo | 500 | Del Amo | 2 |  | 0 | 0 | 0 | 0 |  | 0 |  | N/A | N/A | N/A | N/A | N/A | N/A | N/A | N/A | 0 | 0 | 0 | 0 |  | 0 | 10 | 1 | 3 | 1 | 2 | 1 | 1 | 1 | 1 | 1 | 1 | 1 | 0 | 0 | 0
SCE Metro | Del Amo | 230 | Del Amo | 2 |  | 0 | 0 | 0 | 0 |  | 0 |  | N/A | N/A | N/A | N/A | N/A | N/A | N/A | N/A | 0 | 0 | 0 | 0 |  | 0 | 10 | 1 | 3 | 1 | 2 | 1 | 1 | 1 | 1 | 1 | 1 | 1 | 0 | 0 | 0
SCE Eastern | Delaney | 500 | Delaney | 2 | OOS | 0 | 0 | 0 | 0 |  | 0 |  | N/A | N/A | N/A | N/A | N/A | N/A | N/A | N/A | 0 | 0 | 0 | 0 |  | 0 | 10 | 1 | N/A | N/A | 2 | N/A | N/A | N/A | N/A | N/A | N/A | N/A | 0 | 0 | 0
PG&E NGBA | Delevan | 230 | Delevan | 2 |  | 0 | 0 | 0 | 0 |  | 0 |  | N/A | N/A | N/A | N/A | N/A | N/A | N/A | N/A | 50 | 150 | 0 | 0 |  | 200 | 10 | 1 | 1 | 1 | 2 | 1 | 1 | 1 | 1 | 2 | 1 | 1 | 0 | 0 | 0
PG&E GBA | Delta PP | 230 | Delta Switching Yard | 2 |  | 0 | 0 | 0 | 0 |  | 0 |  | N/A | N/A | N/A | N/A | N/A | N/A | N/A | N/A | 0 | 0 | 0 | 0 |  | 0 | 10 | 1 | 1 | 1 | 2 | 2 | 2 | 1 | 2 | 2 | 1 | 1 | 0 | 0 | 0
EOP | Desert View | 230 | Desert View | 2 | OOS | 0 | 0 | 0 | 0 |  | 0 |  | N/A | N/A | N/A | N/A | N/A | N/A | N/A | N/A | 0 | 0 | 0 | 0 |  | 0 | 10 | 1 | N/A | N/A | 2 | N/A | N/A | N/A | N/A | N/A | N/A | N/A | 0 | 0 | 0
SCE Eastern | Devers | 230 | Devers | 2 |  | 287.5 | 37 | 0 | 0 | 90 | 234.5 | 20 | 3 | 5 | 2 | 1 | 2 | 2 | 2 | 2 | 0 | 0 | 0 | 0 |  | 0 | 10 | 1 | 4 | 1 | 2 | 2 | 1 | 2 | 1 | 2 | 1 | 1 | 0 | 0 | 0
SCE Eastern | Devers | 500 | Devers | 2 |  | 0 | 0 | 0 | 0 |  | 0 |  | N/A | N/A | N/A | N/A | N/A | N/A | N/A | N/A | 0 | 0 | 0 | 0 |  | 0 | 10 | 1 | 4 | 1 | 2 | 2 | 1 | 2 | 1 | 2 | 1 | 1 | 0 | 0 | 0
PG&E KERN | Diablo Canyon | 230 | Diablo | 2 |  | 0 | 0 | 0 | 0 |  | 0 |  | N/A | N/A | N/A | N/A | N/A | N/A | N/A | N/A | 0 | 0 | 0 | 0 |  | 0 | 10 | 1 | 1 | 1 | 2 | 5 | 1 | 1 | 3 | 3 | 1 | 1 | 0 | 0 | 0
PG&E KERN | Diablo Canyon | 500 | Diablo | 2 |  | 0 | 0 | 0 | 0 |  | 0 |  | N/A | N/A | N/A | N/A | N/A | N/A | N/A | N/A | 0 | 0 | 0 | 0 |  | 0 | 10 | 1 | 1 | 1 | 2 | 5 | 1 | 1 | 3 | 3 | 1 | 1 | 0 | 0 | 0
PG&E KERN | Divide | 115 | No Analysis | 2 |  | 0 | 0 | 0 | 0 |  | 0 | 10 | #N/A | #N/A | #N/A | #N/A | #N/A | #N/A | #N/A | #N/A | 0 | 0 | 0 | 0 |  | 0 | 10 | #N/A | #N/A | #N/A | 2 | #N/A | #N/A | #N/A | #N/A | #N/A | #N/A | #N/A | 0 | 0 | 0
PG&E GBA | Dixon Landing | 115 | No Analysis | 2 |  | 0 | 0 | 0 | 0 |  | 0 | [9 empty] | 0 | 0 | 0 | 0 |  | 0 | 10 | #N/A | #N/A | #N/A | 2 | #N/A | #N/A | #N/A | #N/A | #N/A | #N/A | #N/A | 0 | 0 | 0
PG&E FRESNO | Dos Amigos | 230 | No Analysis | 1 |  | 0 | 0 | 0 | 0 |  | 0 | [9 empty] | 0 | 0 | 0 | 0 |  | 0 | 10 | #N/A | #N/A | #N/A | 1 | #N/A | #N/A | #N/A | #N/A | #N/A | #N/A | #N/A | 0 | 0 | 0
PG&E NGBA | Drum | 115 | Drum | 2 |  | 0 | 0 | 0 | 0 |  | 0 |  | N/A | N/A | N/A | N/A | N/A | N/A | N/A | N/A | 0 | 0 | 0 | 0 |  | 0 | 10 | 1 | 1 | 1 | 2 | 5 | 1 | 1 | 1 | 1 | 1 | 1 | 0 | 0 | 0
PG&E GBA | Dumbarton | 115 | No Analysis | 2 |  | 0 | 0 | 0 | 0 |  | 0 | [9 empty] | 0 | 0 | 0 | 0 |  | 0 | 10 | #N/A | #N/A | #N/A | 2 | #N/A | #N/A | #N/A | #N/A | #N/A | #N/A | #N/A | 0 | 0 | 0
SCE NOL | Dunn Siding | 115 | No Analysis | 2 |  | 0 | 0 | 0 | 0 |  | 0 | [9 empty] | 0 | 0 | 0 | 0 |  | 0 | 10 | #N/A | #N/A | #N/A | 2 | #N/A | #N/A | #N/A | #N/A | #N/A | #N/A | #N/A | 0 | 0 | 0
SCE Eastern | Eagle Mountain | 230 | No Analysis | 2 |  | 0 | 0 | 0 | 0 |  | 0 | [9 empty] | 0 | 0 | 0 | 0 |  | 0 | 10 | #N/A | #N/A | #N/A | 2 | #N/A | #N/A | #N/A | #N/A | #N/A | #N/A | #N/A | 0 | 0 | 0
PG&E NGBA | Eagle Rock (PGE) | 60 | Eagle Rock | 2 |  | 0 | 0 | 0 | 0 |  | 0 |  | N/A | N/A | N/A | N/A | N/A | N/A | N/A | N/A | 0 | 0 | 0 | 0 |  | 0 | 10 | 1 | 1 | 1 | 2 | 5 | 2 | 2 | 3 | 4 | 1 | 1 | 0 | 0 | 0
PG&E NGBA | Eagle Rock (PGE) | 115 | Eagle Rock | 2 |  | 98 | 33.2 | 0 | 0 |  | 131.2 | 15 | 4 | 5 | 2 | 1 | 3 | 5 | 1 | 4 | 0 | 0 | 0 | 0 |  | 0 | 10 | 1 | 1 | 1 | 2 | 5 | 2 | 2 | 3 | 4 | 1 | 1 | 21.5 | 0 | 21.5 |  | Geysers | 1 | 5 | 1 | 1 | 2 | 3 | 1 | 1
SCE Metro | Eagle Rock (SCE) | 230 | No Analysis | 2 |  | 0 | 0 | 0 | 0 |  | 0 | 10 | #N/A | #N/A | #N/A | #N/A | #N/A | #N/A | #N/A | #N/A | 0 | 0 | 0 | 0 |  | 0 | 10 | #N/A | #N/A | #N/A | 2 | #N/A | #N/A | #N/A | #N/A | #N/A | #N/A | #N/A | 0 | 0 | 0
PG&E NGBA | East Marysville | 115 | East Marysville | 2 |  | 0 | 0 | 0 | 0 |  | 0 |  | N/A | N/A | N/A | N/A | N/A | N/A | N/A | N/A | 0 | 0 | 0 | 0 |  | 0 | 10 | 1 | 2 | 1 | 2 | 1 | 1 | 1 | 1 | 2 | 1 | 1 | 0 | 0 | 0
PG&E NGBA | East Nicolaus | 115 | No Analysis | 2 |  | 0 | 0 | 0 | 0 |  | 0 | [9 empty] | 0 | 0 | 0 | 0 |  | 0 | 10 | #N/A | #N/A | #N/A | 2 | #N/A | #N/A | #N/A | #N/A | #N/A | #N/A | #N/A | 0 | 0 | 0
PG&E NGBA | East Nicolaus | 60 | No Analysis | 2 |  | 0 | 0 | 0 | 0 |  | 0 | [9 empty] | 0 | 0 | 0 | 0 |  | 0 | 10 | #N/A | #N/A | #N/A | 2 | #N/A | #N/A | #N/A | #N/A | #N/A | #N/A | #N/A | 0 | 0 | 0
PG&E GBA | Eastshore | 115 | East Shore | 2 |  | 0 | 0 | 0 | 0 |  | 0 |  | N/A | N/A | N/A | N/A | N/A | N/A | N/A | N/A | 0 | 0 | 0 | 0 |  | 0 | 10 | 1 | 4 | 1 | 2 | 5 | 1 | 1 | 2 | 3 | 1 | 1 | 0 | 0 | 0
PG&E GBA | Eastshore | 230 | East Shore | 2 |  | 0 | 0 | 0 | 0 |  | 0 |  | N/A | N/A | N/A | N/A | N/A | N/A | N/A | N/A | 0 | 0 | 0 | 0 |  | 0 | 10 | 1 | 4 | 1 | 2 | 5 | 1 | 1 | 2 | 3 | 1 | 1 | 0 | 0 | 0
SDGE | ECO | 138 | ECO | 2 |  | 0 | 0 | 0 | 0 |  | 0 |  | N/A | N/A | N/A | N/A | N/A | N/A | N/A | N/A | 0 | 0 | 0 | 0 |  | 0 | 10 | 1 | 2 | 1 | 2 | 3 | 1 | 1 | 1 | 2 | 1 | 1 | 0 | 0 | 0
SDGE | ECO | 230 | OOS (Baja Mexico) | 2 | OOS (Baja Mexico) | 300 | 52.5 | 0 | 0 |  | 352.5 | 20 | #N/A | #N/A | #N/A | #N/A | #N/A | #N/A | #N/A | #N/A | 0 | 0 | 0 | 0 |  | 0 | 10 | #N/A | #N/A | #N/A | 2 | #N/A | #N/A | #N/A | #N/A | #N/A | #N/A | #N/A | 0 | 0 | 0
SDGE | ECO | 500 | OOS (Baja Mexico) | 2 | OOS (Baja Mexico) | 400 | 600 | 0 | 0 |  | 1000 | 20 | #N/A | #N/A | #N/A | #N/A | #N/A | #N/A | #N/A | #N/A | 0 | 0 | 0 | 0 |  | 0 | 10 | #N/A | #N/A | #N/A | 2 | #N/A | #N/A | #N/A | #N/A | #N/A | #N/A | #N/A | 0 | 0 | 0
PG&E GBA | Edenvale | 115 | No Analysis | 2 |  | 0 | 0 | 0 | 0 |  | 0 | [9 empty] | 0 | 0 | 0 | 0 |  | 0 | 10 | #N/A | #N/A | #N/A | 2 | #N/A | #N/A | #N/A | #N/A | #N/A | #N/A | #N/A | 0 | 0 | 0
PG&E GBA | Edes | 115 | No Analysis | 2 |  | 0 | 0 | 0 | 0 |  | 0 | [9 empty] | 0 | 0 | 0 | 0 |  | 0 | 10 | #N/A | #N/A | #N/A | 2 | #N/A | #N/A | #N/A | #N/A | #N/A | #N/A | #N/A | 0 | 0 | 0
PG&E GBA | Eight Mile | 230 | Eight Mile | 1 |  | 0 | 0 | 0 | 0 |  | 0 |  | N/A | N/A | N/A | N/A | N/A | N/A | N/A | N/A | 0 | 0 | 0 | 0 |  | 0 | 10 | 1 | 2 | 2 | 1 | 1 | 1 | 1 | 1 | 1 | 1 | 1 | 0 | 0 | 0
SDGE | El Cajon | 69 | No Analysis | 2 |  | 0 | 0 | 0 | 0 |  | 0 | [9 empty] | 0 | 0 | 0 | 0 |  | 0 | 10 | #N/A | #N/A | #N/A | 2 | #N/A | #N/A | #N/A | #N/A | #N/A | #N/A | #N/A | 0 | 0 | 0
SCE Eastern | El Casco | 230 | El Casco | 2 |  | 0 | 0 | 0 | 0 |  | 0 |  | N/A | N/A | N/A | N/A | N/A | N/A | N/A | N/A | 0 | 0 | 0 | 0 |  | 0 | 10 | 1 | 2 | 1 | 2 | 5 | 1 | 1 | 2 | 3 | 1 | 1 | 0 | 0 | 0
PG&E GBA | El Cerrito G | 115 | No Analysis | 2 |  | 0 | 0 | 0 | 0 |  | 0 | [9 empty] | 0 | 0 | 0 | 0 |  | 0 | 10 | #N/A | #N/A | #N/A | 2 | #N/A | #N/A | #N/A | #N/A | #N/A | #N/A | #N/A | 0 | 0 | 0
PG&E NGBA | El Dorado PH | 115 | No Analysis | 2 |  | 0 | 0 | 0 | 0 |  | 0 | [9 empty] | 0 | 0 | 0 | 0 |  | 0 | 10 | #N/A | #N/A | #N/A | 2 | #N/A | #N/A | #N/A | #N/A | #N/A | #N/A | #N/A | 0 | 0 | 0
PG&E FRESNO | El Nido (PGE) | 115 | No Analysis | 1 |  | 0 | 0 | 0 | 0 |  | 0 | [9 empty] | 0 | 0 | 0 | 0 |  | 0 | 10 | #N/A | #N/A | #N/A | 1 | #N/A | #N/A | #N/A | #N/A | #N/A | #N/A | #N/A | 0 | 0 | 0
SCE Metro | El Nido (SCE) | 230 | El Nido | 2 |  | 0 | 0 | 0 | 0 |  | 0 |  | N/A | N/A | N/A | N/A | N/A | N/A | N/A | N/A | 0 | 0 | 0 | 0 |  | 0 | 10 | 1 | 1 | 1 | 2 | 2 | 1 | 1 | 2 | 2 | 1 | 1 | 0 | 0 | 0
PG&E GBA | El Patio | 115 | No Analysis | 2 |  | 0 | 0 | 0 | 0 |  | 0 | [9 empty] | 0 | 0 | 0 | 0 |  | 0 | 10 | #N/A | #N/A | #N/A | 2 | #N/A | #N/A | #N/A | #N/A | #N/A | #N/A | #N/A | 0 | 0 | 0
SCE Metro | El Segundo | 230 | El Segundo | 2 |  | 0 | 0 | 0 | 0 |  | 0 |  | N/A | N/A | N/A | N/A | N/A | N/A | N/A | N/A | 0 | 0 | 0 | 0 |  | 0 | 10 | 1 | 1 | 1 | 2 | 1 | 1 | 1 | 2 | 2 | 1 | 1 | 0 | 0 | 0
EOP | Eldorado | 230 | Eldorado | 2 | OOS | 0 | 0 | 0 | 0 |  | 0 |  | N/A | N/A | N/A | N/A | N/A | N/A | N/A | N/A | 0 | 0 | 0 | 0 |  | 0 | 10 | 1 | N/A | N/A | 2 | N/A | N/A | N/A | N/A | N/A | N/A | N/A | 117.3 | 83 | 200.3 |  | OOS | N/A | N/A | N/A | N/A | N/A | N/A | N/A | N/A
EOP | Eldorado | 500 | Eldorado | 2 | OOS | 0 | 0 | 0 | 0 |  | 0 |  | N/A | N/A | N/A | N/A | N/A | N/A | N/A | N/A | 0 | 0 | 0 | 0 |  | 0 | 10 | 1 | N/A | N/A | 2 | N/A | N/A | N/A | N/A | N/A | N/A | N/A | 0 | 0 | 0
SCE Northern | Elizabeth Lake | 66 | No Analysis | 2 |  | 0 | 0 | 0 | 0 |  | 0 | [9 empty] | 0 | 0 | 0 | 0 |  | 0 | 10 | #N/A | #N/A | #N/A | 2 | #N/A | #N/A | #N/A | #N/A | #N/A | #N/A | #N/A | 0 | 0 | 0
PG&E KERN | Elk Hills | 230 | Elk Hills | 1 |  | 0 | 0 | 0 | 0 |  | 0 |  | N/A | N/A | N/A | N/A | N/A | N/A | N/A | N/A | 0 | 0 | 0 | 0 |  | 0 | 10 | 1 | 1 | 1 | 1 | 1 | 1 | 2 | 4 | 4 | 1 | 1 | 0 | 0 | 0
SDGE | Elliot | 69 | No Analysis | 2 |  | 0 | 0 | 0 | 0 |  | 0 | [9 empty] | 0 | 0 | 0 | 0 |  | 0 | 10 | #N/A | #N/A | #N/A | 2 | #N/A | #N/A | #N/A | #N/A | #N/A | #N/A | #N/A | 0 | 0 | 0
SCE Metro | Ellis | 230 | Ellis | 2 |  | 0 | 0 | 0 | 0 |  | 0 |  | N/A | N/A | N/A | N/A | N/A | N/A | N/A | N/A | 0 | 0 | 0 | 0 |  | 0 | 10 | 1 | 4 | 1 | 2 | 2 | 1 | 1 | 4 | 5 | 1 | 1 | 0 | 0 | 0
SDGE | Encina | 138 | Encina | 2 |  | 0 | 0 | 0 | 0 |  | 0 |  | N/A | N/A | N/A | N/A | N/A | N/A | N/A | N/A | 0 | 0 | 0 | 0 |  | 0 | 10 | 1 | 1 | 1 | 2 | 2 | 1 | 2 | 2 | 3 | 1 | 1 | 0 | 0 | 0
SDGE | Encina | 230 | Encina | 2 |  | 0 | 0 | 0 | 0 |  | 0 | 10 | 1 | 1 | 1 | 4 | 4 | 4 | 1 | 1 | 0 | 0 | 0 | 0 |  | 0 | 10 | 1 | 1 | 1 | 2 | 2 | 1 | 2 | 2 | 3 | 1 | 1 | 0 | 0 | 0
SDGE | Escondido | 230 | Escondido | 2 |  | 0 | 0 | 0 | 0 |  | 0 |  | N/A | N/A | N/A | N/A | N/A | N/A | N/A | N/A | 0 | 0 | 0 | 0 |  | 0 | 10 | 1 | 4 | 1 | 2 | 5 | 1 | 1 | 1 | 2 | 1 | 1 | 0 | 0 | 0
SDGE | Escondido | 69 | Escondido | 2 |  | 0 | 0 | 0 | 0 |  | 0 |  | N/A | N/A | N/A | N/A | N/A | N/A | N/A | N/A | 0 | 0 | 0 | 0 |  | 0 | 10 | 1 | 4 | 1 | 2 | 5 | 1 | 1 | 1 | 2 | 1 | 1 | 0 | 0 | 0
PG&E KERN | Estrella | 230 | No Analysis | 1 |  | 0 | 0 | 0 | 0 |  | 0 | [9 empty] | 0 | 0 | 0 | 0 |  | 0 | 10 | #N/A | #N/A | #N/A | 1 | #N/A | #N/A | #N/A | #N/A | #N/A | #N/A | #N/A | 0 | 0 | 0
SCE Eastern | Etiwanda | 230 | Etiwanda | 2 |  | 0 | 0 | 0 | 0 |  | 0 |  | N/A | N/A | N/A | N/A | N/A | N/A | N/A | N/A | 0 | 0 | 0 | 0 |  | 0 | 10 | 1 | 4 | 1 | 2 | 4 | 1 | 1 | 1 | 1 | 1 | 1 | 0 | 0 | 0
PG&E GBA | Evergreen | 115 | No Analysis | 2 |  | 0 | 0 | 0 | 0 |  | 0 | [9 empty] | 0 | 0 | 0 | 0 |  | 0 | 10 | #N/A | #N/A | #N/A | 2 | #N/A | #N/A | #N/A | #N/A | #N/A | #N/A | #N/A | 0 | 0 | 0
PG&E GBA | Evergreen | 60 | No Analysis | 2 |  | 0 | 0 | 0 | 0 |  | 0 | [9 empty] | 0 | 0 | 0 | 0 |  | 0 | 10 | #N/A | #N/A | #N/A | 2 | #N/A | #N/A | #N/A | #N/A | #N/A | #N/A | #N/A | 0 | 0 | 0
PG&E FRESNO | Excelsior | 115 | Excelsior | 1 |  | 0 | 0 | 0 | 0 |  | 0 |  | N/A | N/A | N/A | N/A | N/A | N/A | N/A | N/A | 0 | 0 | 0 | 0 |  | 0 | 10 | 1 | 1 | 2 | 1 | 1 | 1 | 1 | 1 | 1 | 1 | 1 | 0 | 0 | 0
PG&E FRESNO | Exchequer | 115 | No Analysis | 1 |  | 0 | 0 | 0 | 0 |  | 0 | [9 empty] | 0 | 0 | 0 | 0 |  | 0 | 10 | #N/A | #N/A | #N/A | 1 | #N/A | #N/A | #N/A | #N/A | #N/A | #N/A | #N/A | 0 | 0 | 0
PG&E KERN | Fairway | 115 | No Analysis | 2 |  | 0 | 0 | 0 | 0 |  | 0 | [9 empty] | 0 | 0 | 0 | 0 |  | 0 | 10 | #N/A | #N/A | #N/A | 2 | #N/A | #N/A | #N/A | #N/A | #N/A | #N/A | #N/A | 0 | 0 | 0
PG&E KERN | Famoso | 115 | No Analysis | 1 |  | 0 | 0 | 0 | 0 |  | 0 | [9 empty] | 0 | 0 | 0 | 0 |  | 0 | 10 | #N/A | #N/A | #N/A | 1 | #N/A | #N/A | #N/A | #N/A | #N/A | #N/A | #N/A | 0 | 0 | 0
PG&E NGBA | Fern Road | 500 | No Analysis | 2 |  | 0 | 0 | 0 | 0 |  | 0 | [9 empty] | 0 | 0 | 0 | 0 |  | 0 | 10 | #N/A | #N/A | #N/A | 2 | #N/A | #N/A | #N/A | #N/A | #N/A | #N/A | #N/A | 0 | 0 | 0
PG&E GBA | Fibreboard (SPI Sonora) | 115 | No Analysis | 2 |  | 0 | 0 | 0 | 0 |  | 0 | 15 | #N/A | #N/A | #N/A | #N/A | #N/A | #N/A | #N/A | #N/A | 0 | 0 | 0 | 0 |  | 0 | 10 | #N/A | #N/A | #N/A | 2 | #N/A | #N/A | #N/A | #N/A | #N/A | #N/A | #N/A | 0 | 0 | 0
PG&E FRESNO | Figarden | 230 | No Analysis | 1 |  | 0 | 0 | 0 | 0 |  | 0 | [9 empty] | 0 | 0 | 0 | 0 |  | 0 | 10 | #N/A | #N/A | #N/A | 1 | #N/A | #N/A | #N/A | #N/A | #N/A | #N/A | #N/A | 0 | 0 | 0
PG&E FRESNO | Fink | 230 | Fink (Proposed) | 1 |  | 0 | 0 | 0 | 0 |  | 0 |  | N/A | N/A | N/A | N/A | N/A | N/A | N/A | N/A | 30 | 110 | 0 | 0 |  | 140 | 10 | 1 | 1 | 1 | 1 | 2 | 1 | 1 | 1 | 2 | 1 | 1 | 0 | 0 | 0
PG&E NGBA | Fitch Mountain | 60 | No Analysis | 2 |  | 0 | 0 | 0 | 0 |  | 0 | [9 empty] | 0 | 0 | 0 | 0 |  | 0 | 10 | #N/A | #N/A | #N/A | 2 | #N/A | #N/A | #N/A | #N/A | #N/A | #N/A | #N/A | 0 | 0 | 0
PG&E GBA | FMC | 115 | No Analysis | 2 |  | 0 | 0 | 0 | 0 |  | 0 | [9 empty] | 0 | 0 | 0 | 0 |  | 0 | 10 | #N/A | #N/A | #N/A | 2 | #N/A | #N/A | #N/A | #N/A | #N/A | #N/A | #N/A | 0 | 0 | 0
PG&E GBA | Fremont | 115 | No Analysis | 2 |  | 0 | 0 | 0 | 0 |  | 0 | [9 empty] | 0 | 0 | 0 | 0 |  | 0 | 10 | #N/A | #N/A | #N/A | 2 | #N/A | #N/A | #N/A | #N/A | #N/A | #N/A | #N/A | 0 | 0 | 0
PG&E GBA | French Camp | 60 | No Analysis | 1 |  | 0 | 0 | 0 | 0 |  | 0 | [9 empty] | 0 | 0 | 0 | 0 |  | 0 | 10 | #N/A | #N/A | #N/A | 1 | #N/A | #N/A | #N/A | #N/A | #N/A | #N/A | #N/A | 0 | 0 | 0
PG&E GBA | Frogtown | 115 | No Analysis | 2 |  | 0 | 0 | 0 | 0 |  | 0 | [9 empty] | 0 | 0 | 0 | 0 |  | 0 | 10 | #N/A | #N/A | #N/A | 2 | #N/A | #N/A | #N/A | #N/A | #N/A | #N/A | #N/A | 0 | 0 | 0
PG&E NGBA | Fulton | 115 | Fulton | 2 |  | 0 | 0 | 0 | 0 |  | 0 |  | N/A | N/A | N/A | N/A | N/A | N/A | N/A | N/A | 0 | 0 | 0 | 0 |  | 0 | 10 | 1 | 3 | 1 | 2 | 5 | 1 | 2 | 3 | 4 | 1 | 1 | 0 | 0 | 0
PG&E NGBA | Fulton | 230 | Fulton | 2 |  | 0 | 0 | 0 | 0 |  | 0 |  | N/A | N/A | N/A | N/A | N/A | N/A | N/A | N/A | 0 | 0 | 0 | 0 |  | 0 | 10 | 1 | 3 | 1 | 2 | 5 | 1 | 2 | 3 | 4 | 1 | 1 | 54 | 0 | 54 |  | Geysers | 1 | 5 | 1 | 1 | 2 | 3 | 1 | 1
PG&E NGBA | Fulton | 60 | Fulton | 2 |  | 0 | 0 | 0 | 0 |  | 0 |  | N/A | N/A | N/A | N/A | N/A | N/A | N/A | N/A | 0 | 0 | 0 | 0 |  | 0 | 10 | 1 | 3 | 1 | 2 | 5 | 1 | 2 | 3 | 4 | 1 | 1 | 0 | 0 | 0
PG&E KERN | Ganso | 115 | No Analysis | 1 |  | 0 | 0 | 0 | 0 |  | 0 | [9 empty] | 0 | 0 | 0 | 0 |  | 0 | 10 | #N/A | #N/A | #N/A | 1 | #N/A | #N/A | #N/A | #N/A | #N/A | #N/A | #N/A | 0 | 0 | 0
PG&E FRESNO | Gates | 230 | Gates | 1 |  | 0 | 0 | 0 | 0 |  | 0 |  | N/A | N/A | N/A | N/A | N/A | N/A | N/A | N/A | 759.5 | 310.5 | 0 | 0 |  | 1070 | 10 | 2 | 2 | 2 | 1 | 1 | 1 | 1 | 1 | 1 | 1 | 1 | 0 | 0 | 0
PG&E FRESNO | Gates | 500 | Gates | 1 |  | 0 | 0 | 0 | 0 |  | 0 |  | N/A | N/A | N/A | N/A | N/A | N/A | N/A | N/A | 0 | 0 | 0 | 0 |  | 0 | 10 | 2 | 2 | 2 | 1 | 1 | 1 | 1 | 1 | 1 | 1 | 1 | 0 | 0 | 0
PG&E NGBA | Geysers 12 | 230 | Geysers | 2 |  | 0 | 0 | 0 | 0 |  | 0 |  | N/A | N/A | N/A | N/A | N/A | N/A | N/A | N/A | 0 | 0 | 0 | 0 |  | 0 | 10 | 1 | 1 | 1 | 2 | 5 | 2 | 2 | 3 | 5 | 1 | 1 | 0 | 0 | 0
PG&E NGBA | Geysers 17 | 230 | Geysers | 2 |  | 0 | 0 | 0 | 0 |  | 0 |  | N/A | N/A | N/A | N/A | N/A | N/A | N/A | N/A | 0 | 0 | 0 | 0 |  | 0 | 10 | 1 | 1 | 1 | 2 | 5 | 2 | 2 | 3 | 5 | 1 | 1 | 19.5 | 0 | 19.5 |  | Geysers | 1 | 5 | 1 | 1 | 2 | 3 | 1 | 1
PG&E NGBA | Geysers 3 | 115 | Geysers | 2 |  | 0 | 0 | 0 | 0 |  | 0 |  | N/A | N/A | N/A | N/A | N/A | N/A | N/A | N/A | 0 | 0 | 0 | 0 |  | 0 | 10 | 1 | 1 | 1 | 2 | 5 | 2 | 2 | 3 | 5 | 1 | 1 | 0 | 0 | 0
PG&E NGBA | Glenn | 230 | Glenn | 2 |  | 166.5 | 36 | 0 | 0 |  | 202.5 | 10 | 1 | 1 | 2 | 1 | 1 | 2 | 1 | 1 | 0 | 0 | 0 | 0 |  | 0 | 10 | 1 | 1 | 2 | 2 | 1 | 2 | 1 | 1 | 2 | 1 | 1 | 0 | 0 | 0
PG&E NGBA | Glenn | 60 | Glenn | 2 |  | 0 | 0 | 0 | 0 |  | 0 |  | N/A | N/A | N/A | N/A | N/A | N/A | N/A | N/A | 0 | 0 | 0 | 0 |  | 0 | 10 | 1 | 1 | 2 | 2 | 1 | 2 | 1 | 1 | 2 | 1 | 1 | 0 | 0 | 0
PG&E NGBA | Gold Hill | 115 | Gold Hill | 2 |  | 0 | 0 | 0 | 0 |  | 0 |  | N/A | N/A | N/A | N/A | N/A | N/A | N/A | N/A | 0 | 0 | 0 | 0 |  | 0 | 10 | 1 | 4 | 1 | 2 | 4 | 1 | 1 | 1 | 2 | 2 | 1 | 0 | 0 | 0
PG&E NGBA | Gold Hill | 230 | Gold Hill | 2 |  | 0 | 0 | 0 | 0 |  | 0 | 10 | 1 | 1 | 1 | 1 | 1 | 1 | 1 | 1 | 0 | 0 | 0 | 0 |  | 0 | 10 | 1 | 4 | 1 | 2 | 4 | 1 | 1 | 1 | 2 | 2 | 1 | 0 | 0 | 0
SCE Northern | Goleta | 230 | Goleta | 2 |  | 0 | 0 | 0 | 0 |  | 0 |  | N/A | N/A | N/A | N/A | N/A | N/A | N/A | N/A | 0 | 0 | 0 | 0 |  | 0 | 10 | 1 | 1 | 1 | 2 | 5 | 1 | 1 | 1 | 1 | 2 | 1 | 0 | 0 | 0
SCE Metro | Goodrich | 230 | Goodrich | 2 |  | 0 | 0 | 0 | 0 |  | 0 |  | N/A | N/A | N/A | N/A | N/A | N/A | N/A | N/A | 0 | 0 | 0 | 0 |  | 0 | 10 | 1 | 1 | 1 | 2 | 5 | 1 | 2 | 1 | 2 | 2 | 1 | 0 | 0 | 0
PG&E KERN | Goose Lake | 115 | Goose Lake | 1 |  | 0 | 0 | 0 | 0 |  | 0 |  | N/A | N/A | N/A | N/A | N/A | N/A | N/A | N/A | 0 | 0 | 0 | 0 |  | 0 | 10 | 1 | 1 | 1 | 1 | 1 | 1 | 1 | 1 | 2 | 1 | 1 | 0 | 0 | 0
SCE Metro | Gould | 230 | Gould | 2 |  | 0 | 0 | 0 | 0 |  | 0 |  | N/A | N/A | N/A | N/A | N/A | N/A | N/A | N/A | 0 | 0 | 0 | 0 |  | 0 | 10 | 1 | 1 | 1 | 2 | 5 | 1 | 1 | 1 | 1 | 3 | 1 | 0 | 0 | 0
PG&E NGBA | Grand Island | 115 | Grand Island | 1 |  | 0 | 0 | 0 | 0 |  | 0 |  | N/A | N/A | N/A | N/A | N/A | N/A | N/A | N/A | 0 | 0 | 0 | 0 |  | 0 | 10 | 1 | 1 | 1 | 1 | 1 | 1 | 1 | 1 | 1 | 1 | 1 | 0 | 0 | 0
SDGE | Granite | 69 | No Analysis | 2 |  | 0 | 0 | 0 | 0 |  | 0 | [9 empty] | 0 | 0 | 0 | 0 |  | 0 | 10 | #N/A | #N/A | #N/A | 2 | #N/A | #N/A | #N/A | #N/A | #N/A | #N/A | #N/A | 0 | 0 | 0
PG&E GBA | Grant | 115 | No Analysis | 2 |  | 0 | 0 | 0 | 0 |  | 0 | [9 empty] | 0 | 0 | 0 | 0 |  | 0 | 10 | #N/A | #N/A | #N/A | 2 | #N/A | #N/A | #N/A | #N/A | #N/A | #N/A | #N/A | 0 | 0 | 0
PG&E GBA | Green Valley | 115 | No Analysis | 1 |  | 0 | 0 | 0 | 0 |  | 0 | [9 empty] | 0 | 0 | 0 | 0 |  | 0 | 10 | #N/A | #N/A | #N/A | 1 | #N/A | #N/A | #N/A | #N/A | #N/A | #N/A | #N/A | 0 | 0 | 0
PG&E NGBA | Greenleaf 1 | 115 | No Analysis | 2 |  | 0 | 0 | 0 | 0 |  | 0 | [9 empty] | 0 | 0 | 0 | 0 |  | 0 | 10 | #N/A | #N/A | #N/A | 2 | #N/A | #N/A | #N/A | #N/A | #N/A | #N/A | #N/A | 0 | 0 | 0
PG&E FRESNO | Gregg | 230 | Gregg | 1 |  | 170 | 20 | 0 | 0 |  | 190 | 10 | 1 | 1 | 1 | 1 | 1 | 1 | 1 | 1 | 0 | 0 | 0 | 0 |  | 0 | 10 | 1 | 2 | 2 | 1 | 1 | 1 | 1 | 1 | 1 | 1 | 1 | 0 | 0 | 0
PG&E FRESNO | Grimmway-Malaga | 115 | Grimway | 1 |  | 0 | 0 | 0 | 0 |  | 0 |  | N/A | N/A | N/A | N/A | N/A | N/A | N/A | N/A | 0 | 0 | 0 | 0 |  | 0 | 10 | 1 | 1 | 2 | 1 | 2 | 1 | 1 | 1 | 1 | 1 | 1 | 0 | 0 | 0
PG&E NGBA | Grizzly | 230 | No Analysis | 2 |  | 0 | 0 | 0 | 0 |  | 0 | 15 | #N/A | #N/A | #N/A | #N/A | #N/A | #N/A | #N/A | #N/A | 0 | 0 | 0 | 0 |  | 0 | 10 | #N/A | #N/A | #N/A | 2 | #N/A | #N/A | #N/A | #N/A | #N/A | #N/A | #N/A | 0 | 0 | 0
PG&E FRESNO | Guernsey | 70 | No Analysis | 1 |  | 0 | 0 | 0 | 0 |  | 0 | [9 empty] | 0 | 0 | 0 | 0 |  | 0 | 10 | #N/A | #N/A | #N/A | 1 | #N/A | #N/A | #N/A | #N/A | #N/A | #N/A | #N/A | 0 | 0 | 0
PG&E FRESNO | GWF Hanford | 115 | GWF Hanford Sw Sta | 2 |  | 0 | 0 | 0 | 0 |  | 0 |  | N/A | N/A | N/A | N/A | N/A | N/A | N/A | N/A | 0 | 0 | 0 | 0 |  | 0 | 10 | 1 | 1 | 1 | 2 | 1 | 1 | 1 | 1 | 1 | 1 | 1 | 0 | 0 | 0
PG&E FRESNO | Haas | 230 | No Analysis | 2 |  | 0 | 0 | 0 | 0 |  | 0 | [9 empty] | 0 | 0 | 0 | 0 |  | 0 | 10 | #N/A | #N/A | #N/A | 2 | #N/A | #N/A | #N/A | #N/A | #N/A | #N/A | #N/A | 0 | 0 | 0
PG&E FRESNO | Hammonds | 115 | No Analysis | 1 |  | 0 | 0 | 0 | 0 |  | 0 | [9 empty] | 0 | 0 | 0 | 0 |  | 0 | 10 | #N/A | #N/A | #N/A | 1 | #N/A | #N/A | #N/A | #N/A | #N/A | #N/A | #N/A | 0 | 0 | 0
SCE Metro | HarborGen | 230 | Harborgen | 2 |  | 0 | 0 | 0 | 0 |  | 0 |  | N/A | N/A | N/A | N/A | N/A | N/A | N/A | N/A | 0 | 0 | 0 | 0 |  | 0 | 10 | 1 | 3 | 1 | 2 | 1 | 1 | 1 | 2 | 2 | 1 | 1 | 0 | 0 | 0
PG&E NGBA | Harris | 60 | No Analysis | 2 |  | 0 | 0 | 0 | 0 |  | 0 | [9 empty] | 0 | 0 | 0 | 0 |  | 0 | 10 | #N/A | #N/A | #N/A | 2 | #N/A | #N/A | #N/A | #N/A | #N/A | #N/A | #N/A | 0 | 0 | 0
EOP | Harry Allen | 500 | Harry Allen | 2 | OOS | 0 | 0 | 0 | 0 |  | 0 |  | N/A | N/A | N/A | N/A | N/A | N/A | N/A | N/A | 0 | 0 | 0 | 0 |  | 0 | 10 | #N/A | N/A | N/A | 2 | N/A | N/A | N/A | N/A | N/A | N/A | N/A | 0 | 0 | 0
PG&E NGBA | Hartley | 60 | No Analysis | 2 |  | 0 | 0 | 0 | 0 |  | 0 | 10 | #N/A | #N/A | #N/A | #N/A | #N/A | #N/A | #N/A | #N/A | 0 | 0 | 0 | 0 |  | 0 | 10 | #N/A | #N/A | #N/A | 2 | #N/A | #N/A | #N/A | #N/A | #N/A | #N/A | #N/A | 0 | 0 | 0
SCE NOL | Harvard | 115 | No Analysis | 2 |  | 0 | 0 | 0 | 0 |  | 0 | [9 empty] | 0 | 0 | 0 | 0 |  | 0 | 10 | #N/A | #N/A | #N/A | 2 | #N/A | #N/A | #N/A | #N/A | #N/A | #N/A | #N/A | 0 | 0 | 0
SDGE | Hassayampa | 500 | Hassayampa | 2 | OOS | 0 | 0 | 0 | 0 |  | 0 |  | N/A | N/A | N/A | N/A | N/A | N/A | N/A | N/A | 172 | 160 | 0 | 0 |  | 332 | 5 | 1 | N/A | N/A | 2 | N/A | N/A | N/A | N/A | N/A | N/A | N/A | 0 | 0 | 0
PG&E FRESNO | Helm | 230 | Helm | 1 |  | 0 | 0 | 0 | 0 |  | 0 |  | N/A | N/A | N/A | N/A | N/A | N/A | N/A | N/A | 0 | 0 | 0 | 0 |  | 0 | 10 | 1 | 1 | 1 | 1 | 1 | 1 | 1 | 1 | 1 | 1 | 1 | 0 | 0 | 0
PG&E FRESNO | Helm | 70 | Helm | 1 |  | 0 | 0 | 0 | 0 |  | 0 |  | N/A | N/A | N/A | N/A | N/A | N/A | N/A | N/A | 0 | 25 | 0 | 0 |  | 25 | 10 | 1 | 1 | 1 | 1 | 1 | 1 | 1 | 1 | 1 | 1 | 1 | 0 | 0 | 0
PG&E FRESNO | Henrietta | 115 | Henrietta | 1 |  | 0 | 0 | 0 | 0 |  | 0 |  | N/A | N/A | N/A | N/A | N/A | N/A | N/A | N/A | 0 | 0 | 0 | 0 |  | 0 | 10 | 1 | 1 | 1 | 1 | 1 | 1 | 1 | 1 | 1 | 1 | 1 | 0 | 0 | 0
PG&E FRESNO | Henrietta | 230 | Henrietta | 1 |  | 0 | 0 | 0 | 0 |  | 0 |  | N/A | N/A | N/A | N/A | N/A | N/A | N/A | N/A | 0 | 0 | 0 | 0 |  | 0 | 10 | 1 | 1 | 1 | 1 | 1 | 1 | 1 | 1 | 1 | 1 | 1 | 0 | 0 | 0
PG&E FRESNO | Henrietta | 70 | Henrietta | 1 |  | 0 | 0 | 0 | 0 |  | 0 |  | N/A | N/A | N/A | N/A | N/A | N/A | N/A | N/A | 0 | 0 | 0 | 0 |  | 0 | 10 | 1 | 1 | 1 | 1 | 1 | 1 | 1 | 1 | 1 | 1 | 1 | 0 | 0 | 0
PG&E FRESNO | Herndon | 115 | No Analysis | 1 |  | 0 | 0 | 0 | 0 |  | 0 | [9 empty] | 0 | 0 | 0 | 0 |  | 0 | 10 | #N/A | #N/A | #N/A | 1 | #N/A | #N/A | #N/A | #N/A | #N/A | #N/A | #N/A | 0 | 0 | 0
PG&E FRESNO | Herndon | 230 | No Analysis | 1 |  | 0 | 0 | 0 | 0 |  | 0 | [9 empty] | 0 | 0 | 0 | 0 |  | 0 | 10 | #N/A | #N/A | #N/A | 1 | #N/A | #N/A | #N/A | #N/A | #N/A | #N/A | #N/A | 0 | 0 | 0
PG&E GBA | Hicks | 230 | Hicks | 2 |  | 0 | 0 | 0 | 0 |  | 0 |  | N/A | N/A | N/A | N/A | N/A | N/A | N/A | N/A | 0 | 0 | 0 | 0 |  | 0 | 10 | 1 | 3 | 1 | 2 | 5 | 3 | 1 | 2 | 4 | 1 | 1 | 0 | 0 | 0
PG&E NGBA | Higgins | 115 | Higgins | 2 |  | 0 | 0 | 0 | 0 |  | 0 |  | N/A | N/A | N/A | N/A | N/A | N/A | N/A | N/A | 0 | 0 | 0 | 0 |  | 0 | 10 | 1 | 4 | 1 | 2 | 5 | 3 | 1 | 1 | 3 | 1 | 1 | 0 | 0 | 0
PG&E NGBA | Hilltop | 345 | Hilltop | 2 |  | 150 | 0 | 0 | 0 |  | 150 | 20 | 2 | 2 | 2 | 1 | 1 | 2 | 3 | 1 | 0 | 0 | 0 | 0 |  | 0 | 10 | 1 | 2 | 1 | 2 | 1 | 1 | 1 | 1 | 2 | 2 | 1 | 0 | 0 | 0
SCE Metro | Hinson | 230 | Hinson | 2 |  | 0 | 0 | 0 | 0 |  | 0 |  | N/A | N/A | N/A | N/A | N/A | N/A | N/A | N/A | 0 | 0 | 0 | 0 |  | 0 | 10 | 1 | 4 | 1 | 2 | 1 | 1 | 1 | 2 | 2 | 1 | 1 | 0 | 0 | 0
PG&E GBA | Hollister | 115 | Hollister | 2 |  | 0 | 0 | 0 | 0 |  | 0 |  | N/A | N/A | N/A | N/A | N/A | N/A | N/A | N/A | 0 | 0 | 0 | 0 |  | 0 | 10 | 1 | 1 | 1 | 2 | 1 | 1 | 1 | 1 | 2 | 1 | 1 | 0 | 0 | 0
PG&E NGBA | Homestake | 115 | No Analysis | 2 |  | 0 | 0 | 0 | 0 |  | 0 | [9 empty] | 0 | 0 | 0 | 0 |  | 0 | 10 | #N/A | #N/A | #N/A | 2 | #N/A | #N/A | #N/A | #N/A | #N/A | #N/A | #N/A | 0 | 0 | 0
PG&E NGBA | Honcut | 115 | Honcut | 2 |  | 0 | 0 | 0 | 0 |  | 0 |  | N/A | N/A | N/A | N/A | N/A | N/A | N/A | N/A | 0 | 0 | 0 | 0 |  | 0 | 10 | 1 | 2 | 1 | 2 | 1 | 3 | 1 | 1 | 3 | 1 | 1 | 0 | 0 | 0
SDGE | Hoodoo Wash | 500 | Hoodoo Wash | 2 | OOS | 0 | 0 | 0 | 0 |  | 0 |  | N/A | N/A | N/A | N/A | N/A | N/A | N/A | N/A | 247.5 | 679 | 0 | 0 |  | 926.5 | 5 | 2 | N/A | N/A | 2 | N/A | N/A | N/A | N/A | N/A | N/A | N/A | 0 | 0 | 0
PG&E NGBA | Hopland | 115 | Hopland | 2 |  | 0 | 0 | 0 | 0 |  | 0 |  | N/A | N/A | N/A | N/A | N/A | N/A | N/A | N/A | 0 | 0 | 0 | 0 |  | 0 | 10 | 1 | 1 | 1 | 2 | 5 | 3 | 1 | 1 | 3 | 2 | 1 | 0 | 0 | 0
PG&E NGBA | Hopland | 60 | Hopland | 2 |  | 0 | 0 | 0 | 0 |  | 0 |  | N/A | N/A | N/A | N/A | N/A | N/A | N/A | N/A | 0 | 0 | 0 | 0 |  | 0 | 10 | 1 | 1 | 1 | 2 | 5 | 3 | 1 | 1 | 3 | 2 | 1 | 0 | 0 | 0
PG&E NGBA | Humboldt | 115 | Humboldt | 2 |  | 0 | 0 | 0 | 0 |  | 0 |  | N/A | N/A | N/A | N/A | N/A | N/A | N/A | N/A | 0 | 0 | 0 | 0 |  | 0 | 10 | 1 | 2 | 1 | 2 | 3 | 1 | 1 | 2 | 2 | 2 | 1 | 0 | 0 | 0
PG&E NGBA | Humboldt | 60 | Humboldt | 2 |  | 0 | 0 | 0 | 0 |  | 0 |  | N/A | N/A | N/A | N/A | N/A | N/A | N/A | N/A | 0 | 0 | 0 | 0 |  | 0 | 10 | 1 | 2 | 1 | 2 | 3 | 1 | 1 | 2 | 2 | 2 | 1 | 0 | 0 | 0
PG&E NGBA | Humboldt | 500 | Humboldt | 2 |  | 0 | 0 | 0 | 0 |  | 0 |  | N/A | N/A | N/A | N/A | N/A | N/A | N/A | N/A | 0 | 0 | 0 | 0 |  | 0 | 10 | 1 | 2 | 1 | 2 | 3 | 1 | 1 | 2 | 2 | 2 | 1 | 0 | 0 | 0
SCE Metro | Huntington Beach | 230 | Huntington Beach | 2 |  | 0 | 0 | 0 | 0 |  | 0 |  | N/A | N/A | N/A | N/A | N/A | N/A | N/A | N/A | 0 | 0 | 0 | 0 |  | 0 | 10 | 1 | 4 | 1 | 2 | 1 | 1 | 1 | 5 | 5 | 1 | 1 | 0 | 0 | 0
PG&E NGBA | Ignacio | 115 | Ignacio | 2 |  | 0 | 0 | 0 | 0 |  | 0 |  | N/A | N/A | N/A | N/A | N/A | N/A | N/A | N/A | 0 | 0 | 0 | 0 |  | 0 | 10 | 1 | 2 | 1 | 2 | 4 | 2 | 1 | 1 | 3 | 1 | 1 | 0 | 0 | 0
PG&E NGBA | Ignacio | 230 | Ignacio | 2 |  | 0 | 0 | 0 | 0 |  | 0 |  | N/A | N/A | N/A | N/A | N/A | N/A | N/A | N/A | 0 | 0 | 0 | 0 |  | 0 | 10 | 1 | 2 | 1 | 2 | 4 | 2 | 1 | 1 | 3 | 1 | 1 | 0 | 0 | 0
PG&E NGBA | Ignacio | 60 | Ignacio | 2 |  | 0 | 0 | 0 | 0 |  | 0 |  | N/A | N/A | N/A | N/A | N/A | N/A | N/A | N/A | 0 | 0 | 0 | 0 |  | 0 | 10 | 1 | 2 | 1 | 2 | 4 | 2 | 1 | 1 | 3 | 1 | 1 | 0 | 0 | 0
SDGE | Imperial Beach | 69 | No Analysis | 2 |  | 0 | 0 | 0 | 0 |  | 0 | [9 empty] | 0 | 0 | 0 | 0 |  | 0 | 10 | #N/A | #N/A | #N/A | 2 | #N/A | #N/A | #N/A | #N/A | #N/A | #N/A | #N/A | 0 | 0 | 0
SDGE | Imperial Valley | 230 | Imperial Valley | 2 |  | 0 | 0 | 0 | 0 |  | 0 |  | N/A | N/A | N/A | N/A | N/A | N/A | N/A | N/A | 0 | 92 | 0 | 0 |  | 92 | 5 | 2 | 3 | 2 | 2 | 1 | 1 | 1 | 1 | 1 | 1 | 1 | 100 | 25 | 125 |  | East Brawley | 1 | 1 | 1 | 1 | 1 | 1 | 1 | 1
SDGE | Imperial Valley | 500 | Imperial Valley | 2 |  | 0 | 0 | 0 | 0 |  | 0 |  | N/A | N/A | N/A | N/A | N/A | N/A | N/A | N/A | 0 | 0 | 0 | 0 |  | 0 | 10 | 1 | 2 | 2 | 2 | 1 | 1 | 1 | 1 | 1 | 1 | 1 | 0 | 0 | 0
EOP | Innovation | 138 | Innovation | 2 | OOS | 0 | 0 | 0 | 0 |  | 0 |  | N/A | N/A | N/A | N/A | N/A | N/A | N/A | N/A | 0 | 0 | 0 | 0 |  | 0 | 10 | 1 | N/A | N/A | 2 | N/A | N/A | N/A | N/A | N/A | N/A | N/A | 0 | 0 | 0
EOP | Innovation | 230 | Innovation | 2 | OOS | 0 | 0 | 0 | 0 |  | 0 |  | N/A | N/A | N/A | N/A | N/A | N/A | N/A | N/A | 300 | 0 | 0 | 0 |  | 300 | 5 | 1 | N/A | N/A | 2 | N/A | N/A | N/A | N/A | N/A | N/A | N/A | 0 | 0 | 0
SCE NOL | Inyokern | 115 | Inyokern | 1 |  | 0 | 0 | 0 | 0 |  | 0 |  | N/A | N/A | N/A | N/A | N/A | N/A | N/A | N/A | 0 | 31.8 | 0 | 0 |  | 31.8 | 10 | 1 | 5 | 1 | 1 | 1 | 1 | 1 | 1 | 2 | 1 | 1 | 0 | 0 | 0
EOP | IS Tap | 138 | No Analysis | 2 | OOS | 0 | 0 | 0 | 0 |  | 0 | [9 empty] | 0 | 0 | 0 | 0 |  | 0 | 10 | #N/A | N/A | N/A | 2 | N/A | N/A | N/A | N/A | N/A | N/A | N/A | 0 | 0 | 0
EOP | Ivanpah | 115 | Ivanpah | 2 | OOS | 0 | 0 | 0 | 0 |  | 0 |  | N/A | N/A | N/A | N/A | N/A | N/A | N/A | N/A | 0 | 0 | 0 | 0 |  | 0 | 10 | #N/A | N/A | N/A | 2 | N/A | N/A | N/A | N/A | N/A | N/A | N/A | 0 | 0 | 0
EOP | Ivanpah | 230 | Ivanpah | 2 | OOS | 0 | 0 | 0 | 0 |  | 0 |  | N/A | N/A | N/A | N/A | N/A | N/A | N/A | N/A | 0 | 0 | 0 | 0 |  | 0 | 10 | #N/A | N/A | N/A | 2 | N/A | N/A | N/A | N/A | N/A | N/A | N/A | 0 | 0 | 0
EOP | Jackass (DOE) | 138 | No Analysis | 2 | OOS | 0 | 0 | 0 | 0 |  | 0 | [9 empty] | 0 | 0 | 0 | 0 |  | 0 | 10 | #N/A | N/A | N/A | 2 | N/A | N/A | N/A | N/A | N/A | N/A | N/A | 0 | 0 | 0
PG&E NGBA | James B Black | 230 | No Analysis | 2 |  | 0 | 0 | 0 | 0 |  | 0 | [9 empty] | 0 | 0 | 0 | 0 |  | 0 | 10 | #N/A | #N/A | #N/A | 2 | #N/A | #N/A | #N/A | #N/A | #N/A | #N/A | #N/A | 0 | 0 | 0
PG&E GBA | Jefferson | 230 | No Analysis | 2 |  | 0 | 0 | 0 | 0 |  | 0 | [9 empty] | 0 | 0 | 0 | 0 |  | 0 | 10 | #N/A | #N/A | #N/A | 2 | #N/A | #N/A | #N/A | #N/A | #N/A | #N/A | #N/A | 0 | 0 | 0
PG&E NGBA | Jessup | 115 | Jessup | 2 |  | 0 | 0 | 0 | 0 |  | 0 |  | N/A | N/A | N/A | N/A | N/A | N/A | N/A | N/A | 0 | 0 | 0 | 0 |  | 0 | 10 | 1 | 4 | 1 | 2 | 3 | 2 | 1 | 1 | 2 | 1 | 1 | 0 | 0 | 0
SCE Metro | Johanna | 230 | Johanna | 2 |  | 0 | 0 | 0 | 0 |  | 0 |  | N/A | N/A | N/A | N/A | N/A | N/A | N/A | N/A | 0 | 0 | 0 | 0 |  | 0 | 10 | 1 | 4 | 1 | 2 | 3 | 1 | 1 | 3 | 3 | 1 | 1 | 0 | 0 | 0
SCE Eastern | Julian Hinds | 230 | Julian Hinds | 2 |  | 0 | 0 | 0 | 0 |  | 0 | 20 | 1 | 1 | 1 | 1 | 1 | 1 | 1 | 1 | 0 | 0 | 0 | 0 |  | 0 | 10 | 1 | 1 | 1 | 2 | 1 | 5 | 1 | 1 | 5 | 1 | 1 | 0 | 0 | 0
PG&E GBA | Kasson | 115 | No Analysis | 1 |  | 0 | 0 | 0 | 0 |  | 0 | [9 empty] | 0 | 0 | 0 | 0 |  | 0 | 10 | #N/A | #N/A | #N/A | 1 | #N/A | #N/A | #N/A | #N/A | #N/A | #N/A | #N/A | 0 | 0 | 0
PG&E GBA | Kasson | 60 | No Analysis | 1 |  | 0 | 0 | 0 | 0 |  | 0 | [9 empty] | 0 | 0 | 0 | 0 |  | 0 | 10 | #N/A | #N/A | #N/A | 1 | #N/A | #N/A | #N/A | #N/A | #N/A | #N/A | #N/A | 0 | 0 | 0
PG&E FRESNO | Kearney | 230 | Kearney | 1 |  | 0 | 0 | 0 | 0 |  | 0 |  | N/A | N/A | N/A | N/A | N/A | N/A | N/A | N/A | 0 | 0 | 0 | 0 |  | 0 | 10 | 1 | 2 | 2 | 1 | 1 | 1 | 1 | 1 | 1 | 1 | 1 | 0 | 0 | 0
PG&E FRESNO | Kearney | 70 | Kearney | 1 |  | 0 | 0 | 0 | 0 |  | 0 |  | N/A | N/A | N/A | N/A | N/A | N/A | N/A | N/A | 0 | 0 | 0 | 0 |  | 0 | 10 | 1 | 2 | 2 | 1 | 1 | 1 | 1 | 1 | 1 | 1 | 1 | 0 | 0 | 0
PG&E GBA | Kelso | 230 | Kelso | 2 |  | 80.8 | 3.45 | 0 | 0 | 80.8 | 3.45 | 10 | 2 | 2 | 2 | 1 | 1 | 2 | 1 | 1 | 0 | 0 | 0 | 0 |  | 0 | 10 | 1 | 1 | 1 | 2 | 2 | 2 | 1 | 1 | 2 | 1 | 1 | 0 | 0 | 0
PG&E FRESNO | Kerchoff 1 | 115 | No Analysis | 2 |  | 0 | 0 | 0 | 0 |  | 0 | [9 empty] | 0 | 0 | 0 | 0 |  | 0 | 10 | #N/A | #N/A | #N/A | 2 | #N/A | #N/A | #N/A | #N/A | #N/A | #N/A | #N/A | 0 | 0 | 0
PG&E KERN | Kern Oil | 115 | Kern Oil | 1 |  | 0 | 0 | 0 | 0 |  | 0 |  | N/A | N/A | N/A | N/A | N/A | N/A | N/A | N/A | 0 | 0 | 0 | 0 |  | 0 | 10 | 1 | 2 | 1 | 1 | 1 | 2 | 1 | 1 | 2 | 1 | 1 | 0 | 0 | 0
PG&E KERN | Kern PP | 115 | Kern Power | 1 |  | 0 | 0 | 0 | 0 |  | 0 |  | N/A | N/A | N/A | N/A | N/A | N/A | N/A | N/A | 0 | 0 | 0 | 0 |  | 0 | 10 | 1 | 2 | 1 | 1 | 1 | 1 | 1 | 1 | 2 | 1 | 1 | 0 | 0 | 0
PG&E KERN | Kern PP | 230 | Kern Power | 1 |  | 0 | 0 | 0 | 0 |  | 0 |  | N/A | N/A | N/A | N/A | N/A | N/A | N/A | N/A | 0 | 0 | 0 | 0 |  | 0 | 10 | 1 | 2 | 1 | 1 | 1 | 1 | 1 | 1 | 2 | 1 | 1 | 0 | 0 | 0
PG&E KERN | Kern PP | 70 | Kern Power | 1 |  | 0 | 0 | 0 | 0 |  | 0 |  | N/A | N/A | N/A | N/A | N/A | N/A | N/A | N/A | 0 | 0 | 0 | 0 |  | 0 | 10 | 1 | 2 | 1 | 1 | 1 | 1 | 1 | 1 | 2 | 1 | 1 | 0 | 0 | 0
PG&E KERN | Kernridge | 115 | Kernridge | 1 |  | 0 | 0 | 0 | 0 |  | 0 |  | N/A | N/A | N/A | N/A | N/A | N/A | N/A | N/A | 0 | 0 | 0 | 0 |  | 0 | 10 | 1 | 1 | 1 | 1 | 1 | 2 | 1 | 1 | 2 | 1 | 1 | 0 | 0 | 0
PG&E FRESNO | Kingsburg | 115 | Kingsburg | 1 |  | 0 | 0 | 0 | 0 |  | 0 |  | N/A | N/A | N/A | N/A | N/A | N/A | N/A | N/A | 0 | 0 | 0 | 0 |  | 0 | 10 | 1 | 2 | 2 | 1 | 1 | 1 | 1 | 1 | 1 | 1 | 1 | 0 | 0 | 0
PG&E GBA | Kirker | 115 | Kirker | 2 |  | 0 | 0 | 0 | 0 |  | 0 |  | N/A | N/A | N/A | N/A | N/A | N/A | N/A | N/A | 0 | 0 | 0 | 0 |  | 0 | 10 | 1 | 1 | 1 | 2 | 2 | 1 | 1 | 1 | 2 | 1 | 1 | 0 | 0 | 0
PG&E NGBA | Knights Landing | 115 | No Analysis | 2 |  | 0 | 0 | 0 | 0 |  | 0 | [9 empty] | 0 | 0 | 0 | 0 |  | 0 | 10 | #N/A | #N/A | #N/A | 2 | #N/A | #N/A | #N/A | #N/A | #N/A | #N/A | #N/A | 0 | 0 | 0
PG&E NGBA | Konocti | 60 | No Analysis | 2 |  | 0 | 0 | 0 | 0 |  | 0 | [9 empty] | 0 | 0 | 0 | 0 |  | 0 | 10 | #N/A | #N/A | #N/A | 2 | #N/A | #N/A | #N/A | #N/A | #N/A | #N/A | #N/A | 0 | 0 | 0
SCE NOL | Kramer | 115 | Kramer | 2 |  | 0 | 0 | 0 | 0 |  | 0 |  | N/A | N/A | N/A | N/A | N/A | N/A | N/A | N/A | 0 | 8 | 0 | 0 |  | 8 | 10 | 5 | 5 | 1 | 2 | 1 | 5 | 2 | 1 | 5 | 2 | 5 | 0 | 0 | 0
SCE NOL | Kramer | 230 | Kramer | 2 |  | 0 | 0 | 0 | 0 |  | 0 |  | N/A | N/A | N/A | N/A | N/A | N/A | N/A | N/A | 96 | 300 | 0 | 0 |  | 396 | 10 | 5 | 5 | 1 | 2 | 1 | 5 | 2 | 1 | 5 | 2 | 5 | 0 | 0 | 0
SCE Metro | La Cienega | 230 | La Cienega | 2 |  | 0 | 0 | 0 | 0 |  | 0 |  | N/A | N/A | N/A | N/A | N/A | N/A | N/A | N/A | 0 | 0 | 0 | 0 |  | 0 | 10 | 1 | 1 | 1 | 2 | 3 | 1 | 1 | 1 | 1 | 1 | 1 | 0 | 0 | 0
SCE Metro | La Fresa | 230 | La Fresa | 2 |  | 0 | 0 | 0 | 0 |  | 0 |  | N/A | N/A | N/A | N/A | N/A | N/A | N/A | N/A | 0 | 0 | 0 | 0 |  | 0 | 10 | 1 | 2 | 1 | 2 | 1 | 1 | 1 | 3 | 3 | 1 | 1 | 0 | 0 | 0
SCE Metro | Laguna Bell | 230 | Laguna Bell | 2 |  | 0 | 0 | 0 | 0 |  | 0 |  | N/A | N/A | N/A | N/A | N/A | N/A | N/A | N/A | 0 | 0 | 0 | 0 |  | 0 | 10 | 1 | 1 | 1 | 2 | 1 | 1 | 1 | 1 | 1 | 1 | 1 | 0 | 0 | 0
PG&E KERN | Lakeview | 70 | Wheeler Ridge | 1 |  | 0 | 0 | 0 | 0 |  | 0 | [9 empty] | 0 | 70 | 0 | 0 |  | 70 | 10 | 2 | 1 | 2 | 1 | 1 | 1 | 1 | 1 | 1 | 1 | 1 | 0 | 0 | 0
PG&E NGBA | Lakeville | 230 | Lakeville | 2 |  | 0 | 0 | 0 | 0 |  | 0 |  | N/A | N/A | N/A | N/A | N/A | N/A | N/A | N/A | 0 | 0 | 0 | 0 |  | 0 | 10 | 1 | 2 | 1 | 2 | 3 | 3 | 1 | 2 | 3 | 1 | 1 | 0 | 0 | 0
PG&E NGBA | Lakeville | 60 | Lakeville | 2 |  | 0 | 0 | 0 | 0 |  | 0 |  | N/A | N/A | N/A | N/A | N/A | N/A | N/A | N/A | 0 | 0 | 0 | 0 |  | 0 | 10 | 1 | 2 | 1 | 2 | 3 | 3 | 1 | 2 | 3 | 1 | 1 | 0 | 0 | 0
PG&E NGBA | Lakeville | 115 | Lakeville | 2 |  | 0 | 0 | 0 | 0 |  | 0 |  | N/A | N/A | N/A | N/A | N/A | N/A | N/A | N/A | 0 | 0 | 0 | 0 |  | 0 | 10 | 1 | 2 | 1 | 2 | 3 | 3 | 1 | 2 | 3 | 1 | 1 | 0 | 0 | 0
PG&E GBA | Lakewood | 115 | No Analysis | 2 |  | 0 | 0 | 0 | 0 |  | 0 | [9 empty] | 0 | 0 | 0 | 0 |  | 0 | 10 | #N/A | #N/A | #N/A | 2 | #N/A | #N/A | #N/A | #N/A | #N/A | #N/A | #N/A | 0 | 0 | 0
PG&E NGBA | Lambie | 230 | No Analysis | 2 |  | 0 | 0 | 0 | 0 |  | 0 | [9 empty] | 0 | 0 | 0 | 0 |  | 0 | 10 | #N/A | #N/A | #N/A | 2 | #N/A | #N/A | #N/A | #N/A | #N/A | #N/A | #N/A | 0 | 0 | 0
PG&E GBA | Lammers | 115 | No Analysis | 1 |  | 0 | 0 | 0 | 0 |  | 0 | [9 empty] | 0 | 0 | 0 | 0 |  | 0 | 10 | #N/A | #N/A | #N/A | 1 | #N/A | #N/A | #N/A | #N/A | #N/A | #N/A | #N/A | 0 | 0 | 0
PG&E KERN | Lamont | 115 | Lamont | 1 |  | 0 | 0 | 0 | 0 |  | 0 |  | N/A | N/A | N/A | N/A | N/A | N/A | N/A | N/A | 0 | 12 | 0 | 0 |  | 12 | 10 | 1 | 1 | 2 | 1 | 1 | 1 | 1 | 1 | 1 | 1 | 1 | 0 | 0 | 0
PG&E FRESNO | Las Aguilas | 230 | No Analysis | 2 |  | 0 | 0 | 0 | 0 |  | 0 | [9 empty] | 0 | 0 | 0 | 0 |  | 0 | 10 | #N/A | #N/A | #N/A | 2 | #N/A | #N/A | #N/A | #N/A | #N/A | #N/A | #N/A | 0 | 0 | 0
EOP | Lathrop | 138 | Lathrop | 2 | OOS | 0 | 0 | 0 | 0 |  | 0 |  | N/A | N/A | N/A | N/A | N/A | N/A | N/A | N/A | 0 | 0 | 0 | 0 |  | 0 | 10 | 1 | N/A | N/A | 2 | N/A | N/A | N/A | N/A | N/A | N/A | N/A | 0 | 0 | 0
EOP | Lathrop | 230 | Lathrop | 2 | OOS | 300 | 0 | 0 | 0 |  | 300 | 15 | 1 | N/A | N/A | N/A | N/A | N/A | N/A | N/A | 0 | 0 | 0 | 0 |  | 0 | 10 | 1 | N/A | N/A | 2 | N/A | N/A | N/A | N/A | N/A | N/A | N/A | 0 | 0 | 0
PG&E FRESNO | Le Grand | 115 | Le Grand | 1 |  | 0 | 0 | 0 | 0 |  | 0 |  | N/A | N/A | N/A | N/A | N/A | N/A | N/A | N/A | 0 | 0 | 0 | 0 |  | 0 | 10 | 1 | 1 | 1 | 1 | 1 | 1 | 1 | 1 | 2 | 1 | 1 | 0 | 0 | 0
PG&E FRESNO | Lemoore | 70 | Leprino Jct | 1 |  | 0 | 0 | 0 | 0 |  | 0 |  | N/A | N/A | N/A | N/A | N/A | N/A | N/A | N/A | 0 | 22 | 0 | 0 |  | 22 | 10 | 1 | 1 | 1 | 1 | 1 | 1 | 1 | 1 | 1 | 1 | 1 | 0 | 0 | 0
PG&E KERN | Lerdo | 115 | Lerdo | 1 |  | 0 | 0 | 0 | 0 |  | 0 |  | N/A | N/A | N/A | N/A | N/A | N/A | N/A | N/A | 0 | 0 | 0 | 0 |  | 0 | 10 | 1 | 1 | 2 | 1 | 1 | 1 | 1 | 1 | 1 | 1 | 1 | 0 | 0 | 0
SCE Metro | Lewis | 230 | Lewis | 2 |  | 0 | 0 | 0 | 0 |  | 0 |  | N/A | N/A | N/A | N/A | N/A | N/A | N/A | N/A | 0 | 0 | 0 | 0 |  | 0 | 10 | 1 | 3 | 1 | 2 | 5 | 1 | 1 | 1 | 1 | 1 | 1 | 0 | 0 | 0
SCE Metro | Lighthipe | 230 | Lighthipe | 2 |  | 0 | 0 | 0 | 0 |  | 0 |  | N/A | N/A | N/A | N/A | N/A | N/A | N/A | N/A | 0 | 0 | 0 | 0 |  | 0 | 10 | 1 | 4 | 1 | 2 | 1 | 1 | 1 | 1 | 1 | 1 | 1 | 0 | 0 | 0
SDGE | Lilac | 69 | No Analysis | 2 |  | 0 | 0 | 0 | 0 |  | 0 | [9 empty] | 0 | 0 | 0 | 0 |  | 0 | 10 | #N/A | #N/A | #N/A | 2 | #N/A | #N/A | #N/A | #N/A | #N/A | #N/A | #N/A | 0 | 0 | 0
PG&E NGBA | Lincoln | 115 | No Analysis | 2 |  | 0 | 0 | 0 | 0 |  | 0 | [9 empty] | 0 | 0 | 0 | 0 |  | 0 | 10 | #N/A | #N/A | #N/A | 2 | #N/A | #N/A | #N/A | #N/A | #N/A | #N/A | #N/A | 0 | 0 | 0
PG&E KERN | Live Oak | 115 | No Analysis | 1 |  | 0 | 0 | 0 | 0 |  | 0 | [9 empty] | 0 | 0 | 0 | 0 |  | 0 | 10 | #N/A | #N/A | #N/A | 1 | #N/A | #N/A | #N/A | #N/A | #N/A | #N/A | #N/A | 0 | 0 | 0
PG&E GBA | Llagas | 115 | Llagas | 2 |  | 0 | 0 | 0 | 0 |  | 0 |  | N/A | N/A | N/A | N/A | N/A | N/A | N/A | N/A | 0 | 0 | 0 | 0 |  | 0 | 10 | 1 | 2 | 1 | 2 | 3 | 2 | 1 | 1 | 2 | 1 | 1 | 0 | 0 | 0
PG&E GBA | Lockeford | 115 | Lockeford | 1 |  | 0 | 0 | 0 | 0 |  | 0 |  | N/A | N/A | N/A | N/A | N/A | N/A | N/A | N/A | 0 | 0 | 0 | 0 |  | 0 | 10 | 1 | 3 | 1 | 1 | 1 | 1 | 1 | 1 | 1 | 1 | 1 | 0 | 0 | 0
PG&E GBA | Lockeford | 230 | Lockeford | 1 |  | 0 | 0 | 0 | 0 |  | 0 |  | N/A | N/A | N/A | N/A | N/A | N/A | N/A | N/A | 0 | 0 | 0 | 0 |  | 0 | 10 | 1 | 3 | 1 | 1 | 1 | 1 | 1 | 1 | 1 | 1 | 1 | 0 | 0 | 0
PG&E GBA | Lockeford | 60 | Lockeford | 1 |  | 0 | 0 | 0 | 0 |  | 0 |  | N/A | N/A | N/A | N/A | N/A | N/A | N/A | N/A | 0 | 0 | 0 | 0 |  | 0 | 10 | 1 | 3 | 1 | 1 | 1 | 1 | 1 | 1 | 1 | 1 | 1 | 0 | 0 | 0
PG&E GBA | Lodi | 230 | No Analysis | 1 |  | 0 | 0 | 0 | 0 |  | 0 | [9 empty] | 0 | 0 | 0 | 0 |  | 0 | 10 | #N/A | #N/A | #N/A | 1 | #N/A | #N/A | #N/A | #N/A | #N/A | #N/A | #N/A | 0 | 0 | 0
PG&E NGBA | Logan Creek | 230 | Logan Creek | 2 |  | 0 | 0 | 0 | 0 |  | 0 |  | N/A | N/A | N/A | N/A | N/A | N/A | N/A | N/A | 0 | 0 | 0 | 0 |  | 0 | 10 | 1 | 1 | 1 | 2 | 1 | 1 | 1 | 1 | 1 | 1 | 1 | 0 | 0 | 0
PG&E GBA | Lone Tree | 230 | Lone Tree | 2 |  | 0 | 0 | 0 | 0 |  | 0 |  | N/A | N/A | N/A | N/A | N/A | N/A | N/A | N/A | 0 | 0 | 0 | 0 |  | 0 | 10 | 1 | 1 | 1 | 2 | 2 | 1 | 2 | 2 | 2 | 1 | 1 | 0 | 0 | 0
PG&E FRESNO | Los Banos | 230 | Los Banos | 1 |  | 170.5 | 0 | 0 | 0 | 60.5 | 110 | 15 | 2 | 1 | 3 | 1 | 1 | 3 | 1 | 2 | 70 | 430 | 0 | 0 |  | 500 | 10 | 2 | 1 | 2 | 1 | 1 | 2 | 1 | 1 | 2 | 1 | 1 | 0 | 0 | 0
PG&E FRESNO | Los Banos | 500 | Los Banos | 1 |  | 0 | 0 | 0 | 0 |  | 0 |  | N/A | N/A | N/A | N/A | N/A | N/A | N/A | N/A | 0 | 0 | 0 | 0 |  | 0 | 10 | 2 | 1 | 2 | 1 | 1 | 2 | 1 | 1 | 2 | 1 | 1 | 0 | 0 | 0
SDGE | Los Coches | 138 | No Analysis | 2 |  | 0 | 0 | 0 | 0 |  | 0 | [9 empty] | 0 | 0 | 0 | 0 |  | 0 | 10 | #N/A | #N/A | #N/A | 2 | #N/A | #N/A | #N/A | #N/A | #N/A | #N/A | #N/A | 0 | 0 | 0
SDGE | Los Coches | 69 | No Analysis | 2 |  | 0 | 0 | 0 | 0 |  | 0 | [9 empty] | 0 | 0 | 0 | 0 |  | 0 | 10 | #N/A | #N/A | #N/A | 2 | #N/A | #N/A | #N/A | #N/A | #N/A | #N/A | #N/A | 0 | 0 | 0
PG&E GBA | Los Esteros | 115 | Los Esteros | 2 |  | 0 | 0 | 0 | 0 |  | 0 |  | N/A | N/A | N/A | N/A | N/A | N/A | N/A | N/A | 0 | 0 | 0 | 0 |  | 0 | 10 | 1 | 1 | 1 | 2 | 5 | 1 | 1 | 1 | 2 | 2 | 1 | 0 | 0 | 0
PG&E GBA | Los Esteros | 230 | Los Esteros | 2 |  | 0 | 0 | 0 | 0 |  | 0 |  | N/A | N/A | N/A | N/A | N/A | N/A | N/A | N/A | 0 | 0 | 0 | 0 |  | 0 | 10 | 1 | 1 | 1 | 2 | 5 | 1 | 1 | 1 | 2 | 2 | 1 | 0 | 0 | 0
PG&E GBA | Los Positas | 230 | No Analysis | 2 |  | 0 | 0 | 0 | 0 |  | 0 | [9 empty] | 0 | 0 | 0 | 0 |  | 0 | 10 | #N/A | #N/A | #N/A | 2 | #N/A | #N/A | #N/A | #N/A | #N/A | #N/A | #N/A | 0 | 0 | 0
PG&E GBA | Los Positas | 60 | No Analysis | 2 |  | 0 | 0 | 0 | 0 |  | 0 | [9 empty] | 0 | 0 | 0 | 0 |  | 0 | 10 | #N/A | #N/A | #N/A | 2 | #N/A | #N/A | #N/A | #N/A | #N/A | #N/A | #N/A | 0 | 0 | 0
SDGE | Loveland | 69 | No Analysis | 2 |  | 0 | 0 | 0 | 0 |  | 0 | [9 empty] | 0 | 0 | 0 | 0 |  | 0 | 10 | #N/A | #N/A | #N/A | 2 | #N/A | #N/A | #N/A | #N/A | #N/A | #N/A | #N/A | 0 | 0 | 0
SCE NOL | Lugo | 230 | Lugo | 2 |  | 0 | 0 | 0 | 0 |  | 0 |  | N/A | N/A | N/A | N/A | N/A | N/A | N/A | N/A | 0 | 0 | 0 | 0 |  | 0 | 10 | 1 | 3 | 1 | 2 | 5 | 1 | 3 | 2 | 3 | 1 | 1 | 0 | 0 | 0
SCE Metro | Lugo | 500 | Lugo | 2 | OOS | 0 | 0 | 0 | 0 |  | 0 | 20 | #N/A | N/A | N/A | N/A | N/A | N/A | N/A | N/A | 0 | 0 | 0 | 0 |  | 0 | 10 | #N/A | N/A | N/A | 2 | N/A | N/A | N/A | N/A | N/A | N/A | N/A | 389 | 0 | 389 |  | OOS | N/A | N/A | N/A | N/A | N/A | N/A | N/A | N/A
PG&E FRESNO | Madera | 70 | No Analysis | 1 |  | 0 | 0 | 0 | 0 |  | 0 | [9 empty] | 0 | 0 | 0 | 0 |  | 0 | 10 | #N/A | #N/A | #N/A | 1 | #N/A | #N/A | #N/A | #N/A | #N/A | #N/A | #N/A | 0 | 0 | 0
PG&E NGBA | Madison | 115 | Madison | 2 |  | 0 | 0 | 0 | 0 |  | 0 | 20 | 1 | 2 | 2 | 1 | 1 | 3 | 1 | 1 | 0 | 13 | 0 | 0 |  | 13 | 5 | 1 | 1 | 2 | 2 | 1 | 3 | 1 | 1 | 3 | 1 | 1 | 0 | 0 | 0
PG&E KERN | Magunden | 115 | Magunden | 1 |  | 0 | 0 | 0 | 0 |  | 0 |  | N/A | N/A | N/A | N/A | N/A | N/A | N/A | N/A | 0 | 0 | 0 | 0 |  | 0 | 10 | 1 | 1 | 1 | 1 | 1 | 1 | 1 | 1 | 2 | 1 | 1 | 0 | 0 | 0
SCE Northern | Magunden | 230 | Magunden | 1 |  | 0 | 0 | 0 | 0 |  | 0 |  | N/A | N/A | N/A | N/A | N/A | N/A | N/A | N/A | 0 | 0 | 0 | 0 |  | 0 | 10 | 1 | 1 | 1 | 1 | 1 | 1 | 1 | 1 | 2 | 1 | 1 | 0 | 0 | 0
PG&E FRESNO | Malaga | 115 | Malaga | 1 |  | 0 | 0 | 0 | 0 |  | 0 |  | N/A | N/A | N/A | N/A | N/A | N/A | N/A | N/A | 0 | 0 | 0 | 0 |  | 0 | 10 | 1 | 3 | 2 | 1 | 1 | 1 | 1 | 1 | 1 | 1 | 1 | 0 | 0 | 0
PG&E NGBA | Malin | 500 | No Analysis | 2 |  | 0 | 0 | 0 | 0 |  | 0 | [9 empty] | 0 | 0 | 0 | 0 |  | 0 | 10 | #N/A | #N/A | #N/A | 2 | #N/A | #N/A | #N/A | #N/A | #N/A | #N/A | #N/A | 0 | 0 | 0
SCE Northern | Mandalay | 230 | Mandalay | 1 |  | 0 | 0 | 0 | 0 |  | 0 |  | N/A | N/A | N/A | N/A | N/A | N/A | N/A | N/A | 0 | 0 | 0 | 0 |  | 0 | 10 | 1 | 1 | 1 | 1 | 5 | 1 | 1 | 1 | 1 | 1 | 1 | 0 | 0 | 0
PG&E FRESNO | Manning | 230 | Panoche | 1 |  | 0 | 0 | 0 | 0 |  | 0 | [9 empty] | 0 | 0 | 0 | 0 |  | 0 | 10 | 2 | 2 | 2 | 1 | 1 | 1 | 1 | 1 | 1 | 1 | 1 | 0 | 0 | 0
PG&E FRESNO | Manning | 500 | Panoche | 1 |  | 0 | 0 | 0 | 0 |  | 0 | [9 empty] | 200 | 500 | 0 | 0 |  | 700 | 10 | 2 | 2 | 2 | 1 | 1 | 1 | 1 | 1 | 1 | 1 | 1 | 0 | 0 | 0
PG&E GBA | Manteca | 115 | No Analysis | 1 |  | 0 | 0 | 0 | 0 |  | 0 | [9 empty] | 0 | 0 | 0 | 0 |  | 0 | 10 | #N/A | #N/A | #N/A | 1 | #N/A | #N/A | #N/A | #N/A | #N/A | #N/A | #N/A | 0 | 0 | 0
SDGE | Margarita | 138 | Margarita | 2 |  | 0 | 0 | 0 | 0 |  | 0 |  | N/A | N/A | N/A | N/A | N/A | N/A | N/A | N/A | 0 | 0 | 0 | 0 |  | 0 | 10 | 1 | 4 | 1 | 2 | 5 | 1 | 2 | 2 | 3 | 2 | 1 | 0 | 0 | 0
PG&E GBA | Martin | 230 | Martin (San Francisco H) | 2 |  | 0 | 0 | 0 | 0 |  | 0 |  | N/A | N/A | N/A | N/A | N/A | N/A | N/A | N/A | 0 | 0 | 0 | 0 |  | 0 | 10 | 1 | 4 | 1 | 2 | 4 | 1 | 1 | 2 | 2 | 1 | 1 | 0 | 0 | 0
PG&E GBA | Martin | 115 | Martin (San Francisco H) | 2 |  | 0 | 0 | 0 | 0 |  | 0 |  | N/A | N/A | N/A | N/A | N/A | N/A | N/A | N/A | 0 | 0 | 0 | 0 |  | 0 | 10 | 1 | 4 | 1 | 2 | 4 | 1 | 1 | 2 | 2 | 1 | 1 | 0 | 0 | 0
PG&E GBA | Martinez | 115 | Martinez | 2 |  | 0 | 0 | 0 | 0 |  | 0 |  | N/A | N/A | N/A | N/A | N/A | N/A | N/A | N/A | 0 | 0 | 0 | 0 |  | 0 | 10 | 1 | 4 | 1 | 2 | 2 | 1 | 1 | 2 | 3 | 1 | 1 | 0 | 0 | 0
PG&E FRESNO | Mc Mullin | 230 | Mc Mullin | 1 |  | 0 | 0 | 0 | 0 |  | 0 |  | N/A | N/A | N/A | N/A | N/A | N/A | N/A | N/A | 0 | 0 | 0 | 0 |  | 0 | 10 | 1 | 1 | 1 | 1 | 1 | 1 | 1 | 1 | 1 | 1 | 1 | 0 | 0 | 0
PG&E FRESNO | McCall | 115 | McCall | 1 |  | 0 | 0 | 0 | 0 |  | 0 |  | N/A | N/A | N/A | N/A | N/A | N/A | N/A | N/A | 0 | 0 | 0 | 0 |  | 0 | 10 | 1 | 3 | 3 | 1 | 1 | 1 | 1 | 1 | 1 | 1 | 1 | 0 | 0 | 0
PG&E FRESNO | McCall | 230 | McCall | 1 |  | 0 | 0 | 0 | 0 |  | 0 |  | N/A | N/A | N/A | N/A | N/A | N/A | N/A | N/A | 0 | 0 | 0 | 0 |  | 0 | 10 | 1 | 3 | 3 | 1 | 1 | 1 | 1 | 1 | 1 | 1 | 1 | 0 | 0 | 0
PG&E GBA | Meadow Lane | 115 | No Analysis | 2 |  | 0 | 0 | 0 | 0 |  | 0 | [9 empty] | 0 | 0 | 0 | 0 |  | 0 | 10 | #N/A | #N/A | #N/A | 2 | #N/A | #N/A | #N/A | #N/A | #N/A | #N/A | #N/A | 0 | 0 | 0
PG&E GBA | Melones | 115 | New Melones | 2 |  | 0 | 0 | 0 | 0 |  | 0 |  | N/A | N/A | N/A | N/A | N/A | N/A | N/A | N/A | 0 | 0 | 0 | 0 |  | 0 | 10 | 1 | 2 | 1 | 2 | 3 | 2 | 1 | 2 | 3 | 2 | 1 | 0 | 0 | 0
PG&E GBA | Melones | 230 | New Melones | 2 |  | 0 | 0 | 0 | 0 |  | 0 |  | N/A | N/A | N/A | N/A | N/A | N/A | N/A | N/A | 0 | 0 | 0 | 0 |  | 0 | 10 | 1 | 2 | 1 | 2 | 3 | 2 | 1 | 2 | 3 | 2 | 1 | 0 | 0 | 0
SDGE | Melrose | 69 | No Analysis | 2 |  | 0 | 0 | 0 | 0 |  | 0 | [9 empty] | 0 | 0 | 0 | 0 |  | 0 | 10 | #N/A | #N/A | #N/A | 2 | #N/A | #N/A | #N/A | #N/A | #N/A | #N/A | #N/A | 0 | 0 | 0
PG&E NGBA | Mendocino | 115 | Mendocino | 2 |  | 0 | 0 | 0 | 0 |  | 0 |  | N/A | N/A | N/A | N/A | N/A | N/A | N/A | N/A | 0 | 0 | 0 | 0 |  | 0 | 10 | 1 | 1 | 1 | 2 | 5 | 1 | 1 | 1 | 2 | 2 | 1 | 0 | 0 | 0
PG&E NGBA | Mendocino | 60 | Mendocino | 2 |  | 0 | 0 | 0 | 0 |  | 0 |  | N/A | N/A | N/A | N/A | N/A | N/A | N/A | N/A | 0 | 0 | 0 | 0 |  | 0 | 10 | 1 | 1 | 1 | 2 | 5 | 1 | 1 | 1 | 2 | 2 | 1 | 0 | 0 | 0
PG&E FRESNO | Mendota | 115 | Mendota | 1 |  | 0 | 0 | 0 | 0 |  | 0 |  | N/A | N/A | N/A | N/A | N/A | N/A | N/A | N/A | 0 | 0 | 0 | 0 |  | 0 | 10 | 1 | 1 | 1 | 1 | 1 | 1 | 1 | 1 | 1 | 1 | 1 | 0 | 0 | 0
PG&E GBA | Menlo | 60 | No Analysis | 2 |  | 0 | 0 | 0 | 0 |  | 0 | [9 empty] | 0 | 0 | 0 | 0 |  | 0 | 10 | #N/A | #N/A | #N/A | 2 | #N/A | #N/A | #N/A | #N/A | #N/A | #N/A | #N/A | 0 | 0 | 0
PG&E FRESNO | Merced | 115 | Merced | 1 |  | 0 | 0 | 0 | 0 |  | 0 |  | N/A | N/A | N/A | N/A | N/A | N/A | N/A | N/A | 0 | 0 | 0 | 0 |  | 0 | 10 | 1 | 1 | 1 | 1 | 1 | 1 | 1 | 1 | 3 | 1 | 1 | 0 | 0 | 0
EOP | Mercury | 138 | MERCURY | 2 | OOS | 0 | 0 | 0 | 0 |  | 0 |  | N/A | N/A | N/A | N/A | N/A | N/A | N/A | N/A | 0 | 0 | 0 | 0 |  | 0 | 10 | 1 | N/A | N/A | 2 | N/A | N/A | N/A | N/A | N/A | N/A | N/A | 0 | 0 | 0
PG&E FRESNO | Mercy Springs | 70 | Oro Loma | 1 |  | 0 | 0 | 0 | 0 |  | 0 | [9 empty] | 0 | 75 | 0 | 0 |  | 75 | 5 | 1 | 1 | 1 | 1 | 1 | 1 | 1 | 1 | 1 | 1 | 1 | 0 | 0 | 0
PG&E NGBA | Meridian | 60 | No Analysis | 2 |  | 0 | 0 | 0 | 0 |  | 0 | [9 empty] | 0 | 0 | 0 | 0 |  | 0 | 10 | #N/A | #N/A | #N/A | 2 | #N/A | #N/A | #N/A | #N/A | #N/A | #N/A | #N/A | 0 | 0 | 0
PG&E KERN | Mesa (PGE) | 115 | Mesa | 2 |  | 0 | 0 | 0 | 0 |  | 0 |  | N/A | N/A | N/A | N/A | N/A | N/A | N/A | N/A | 0 | 0 | 0 | 0 |  | 0 | 10 | 1 | 1 | 1 | 2 | 4 | 1 | 1 | 1 | 1 | 1 | 1 | 0 | 0 | 0
PG&E KERN | Mesa (PGE) | 230 | Mesa | 2 |  | 0 | 0 | 0 | 0 |  | 0 |  | N/A | N/A | N/A | N/A | N/A | N/A | N/A | N/A | 0 | 0 | 0 | 0 |  | 0 | 10 | 1 | 1 | 1 | 2 | 4 | 1 | 1 | 1 | 1 | 1 | 1 | 0 | 0 | 0
SCE Metro | Mesa (SCE) | 230 | Mesa (SCE) | 2 |  | 0 | 0 | 0 | 0 |  | 0 |  | N/A | N/A | N/A | N/A | N/A | N/A | N/A | N/A | 0 | 0 | 0 | 0 |  | 0 | 10 | 1 | 1 | 1 | 2 | 1 | 1 | 1 | 1 | 1 | 1 | 1 | 0 | 0 | 0
SCE Metro | Mesa (SCE) | 500 | Mesa (SCE) | 2 |  | 0 | 0 | 0 | 0 |  | 0 |  | N/A | N/A | N/A | N/A | N/A | N/A | N/A | N/A | 0 | 0 | 0 | 0 |  | 0 | 10 | 1 | 1 | 1 | 2 | 1 | 1 | 1 | 1 | 1 | 1 | 1 | 0 | 0 | 0
SDGE | Mesa Heights | 69 | No Analysis | 2 |  | 0 | 0 | 0 | 0 |  | 0 | [9 empty] | 0 | 0 | 0 | 0 |  | 0 | 10 | #N/A | #N/A | #N/A | 2 | #N/A | #N/A | #N/A | #N/A | #N/A | #N/A | #N/A | 0 | 0 | 0
PG&E GBA | Metcalf | 115 | Metcalf | 2 |  | 0 | 0 | 0 | 0 |  | 0 |  | N/A | N/A | N/A | N/A | N/A | N/A | N/A | N/A | 0 | 0 | 0 | 0 |  | 0 | 10 | 1 | 1 | 1 | 2 | 5 | 3 | 1 | 1 | 3 | 2 | 1 | 0 | 0 | 0
PG&E GBA | Metcalf | 230 | Metcalf | 2 |  | 0 | 0 | 0 | 0 |  | 0 |  | N/A | N/A | N/A | N/A | N/A | N/A | N/A | N/A | 0 | 0 | 0 | 0 |  | 0 | 10 | 1 | 1 | 1 | 2 | 5 | 3 | 1 | 1 | 3 | 2 | 1 | 0 | 0 | 0
PG&E GBA | Metcalf | 500 | Metcalf | 2 |  | 0 | 0 | 0 | 0 |  | 0 |  | N/A | N/A | N/A | N/A | N/A | N/A | N/A | N/A | 0 | 0 | 0 | 0 |  | 0 | 10 | 1 | 1 | 1 | 2 | 5 | 3 | 1 | 1 | 3 | 2 | 1 | 0 | 0 | 0
PG&E KERN | Midway | 115 | Midway | 1 |  | 0 | 0 | 0 | 0 |  | 0 | 20 | 1 | 1 | 1 | 1 | 1 | 1 | 1 | 1 | 205 | 180 | 0 | 0 |  | 385 | 15 | 2 | 1 | 2 | 1 | 1 | 1 | 1 | 2 | 2 | 1 | 1 | 0 | 0 | 0
PG&E KERN | Midway | 230 | Midway | 1 |  | 0 | 0 | 0 | 0 |  | 0 |  | N/A | N/A | N/A | N/A | N/A | N/A | N/A | N/A | 0 | 0 | 0 | 0 |  | 0 | 10 | 3 | 2 | 2 | 1 | 1 | 1 | 1 | 2 | 2 | 1 | 2 | 0 | 0 | 0
PG&E KERN | Midway | 500 | Midway | 1 |  | 0 | 0 | 0 | 0 |  | 0 |  | N/A | N/A | N/A | N/A | N/A | N/A | N/A | N/A | 200 | 450 | 0 | 0 |  | 650 | 15 | 2 | 1 | 2 | 1 | 1 | 1 | 1 | 2 | 2 | 1 | 1 | 0 | 0 | 0
SDGE | Miguel | 230 | Miguel | 2 |  | 0 | 0 | 0 | 0 |  | 0 |  | N/A | N/A | N/A | N/A | N/A | N/A | N/A | N/A | 0 | 0 | 0 | 0 |  | 0 | 10 | 1 | 2 | 1 | 2 | 5 | 1 | 3 | 4 | 5 | 1 | 1 | 0 | 0 | 0
SDGE | Miguel | 500 | Miguel | 2 |  | 0 | 0 | 0 | 0 |  | 0 |  | N/A | N/A | N/A | N/A | N/A | N/A | N/A | N/A | 0 | 0 | 0 | 0 |  | 0 | 10 | 1 | 2 | 1 | 2 | 5 | 1 | 3 | 4 | 5 | 1 | 1 | 0 | 0 | 0
SDGE | Miguel | 69 | Miguel | 2 |  | 0 | 0 | 0 | 0 |  | 0 |  | N/A | N/A | N/A | N/A | N/A | N/A | N/A | N/A | 0 | 0 | 0 | 0 |  | 0 | 10 | 1 | 2 | 1 | 2 | 5 | 1 | 3 | 4 | 5 | 1 | 1 | 0 | 0 | 0
PG&E GBA | Millbrae | 115 | No Analysis | 2 |  | 0 | 0 | 0 | 0 |  | 0 | [9 empty] | 0 | 0 | 0 | 0 |  | 0 | 10 | #N/A | #N/A | #N/A | 2 | #N/A | #N/A | #N/A | #N/A | #N/A | #N/A | #N/A | 0 | 0 | 0
PG&E GBA | Miller | 115 | Miller | 1 |  | 0 | 0 | 0 | 0 |  | 0 |  | N/A | N/A | N/A | N/A | N/A | N/A | N/A | N/A | 0 | 0 | 0 | 0 |  | 0 | 10 | 1 | 1 | 1 | 1 | 1 | 1 | 1 | 1 | 1 | 1 | 1 | 0 | 0 | 0
SCE Metro | Mira Loma | 230 | Mira Loma | 2 |  | 0 | 0 | 0 | 0 |  | 0 |  | N/A | N/A | N/A | N/A | N/A | N/A | N/A | N/A | 0 | 0 | 0 | 0 |  | 0 | 10 | 1 | 4 | 1 | 2 | 3 | 1 | 1 | 1 | 1 | 1 | 1 | 0 | 0 | 0
SCE Metro | Mira Loma | 500 | Mira Loma | 2 |  | 0 | 0 | 0 | 0 |  | 0 |  | N/A | N/A | N/A | N/A | N/A | N/A | N/A | N/A | 0 | 0 | 0 | 0 |  | 0 | 10 | 1 | 4 | 1 | 2 | 3 | 1 | 1 | 1 | 1 | 1 | 1 | 0 | 0 | 0
SCE Eastern | Mirage | 115 | Mirage | 2 |  | 0 | 0 | 0 | 0 |  | 0 |  | N/A | N/A | N/A | N/A | N/A | N/A | N/A | N/A | 0 | 0 | 0 | 0 |  | 0 | 10 | 1 | 4 | 1 | 2 | 1 | 1 | 1 | 1 | 1 | 1 | 1 | 0 | 0 | 0
SCE Eastern | Mirage | 230 | Mirage | 2 | Import from IID | 0 | 0 | 0 | 0 |  | 0 |  | N/A | N/A | N/A | N/A | N/A | N/A | N/A | N/A | 0 | 100 | 0 | 0 |  | 100 | 10 | 1 | 4 | 1 | 2 | 1 | 1 | 1 | 1 | 1 | 1 | 1 | 500 | 25 | 525 |  | Salton Sea | 1 | 1 | 1 | 2 | 2 | 2 | 1 | 1
SDGE | Mission | 138 | Mission | 2 |  | 0 | 0 | 0 | 0 |  | 0 |  | N/A | N/A | N/A | N/A | N/A | N/A | N/A | N/A | 0 | 0 | 0 | 0 |  | 0 | 10 | 1 | 4 | 1 | 2 | 1 | 1 | 1 | 2 | 3 | 1 | 1 | 0 | 0 | 0
SDGE | Mission | 230 | Mission | 2 |  | 0 | 0 | 0 | 0 |  | 0 |  | N/A | N/A | N/A | N/A | N/A | N/A | N/A | N/A | 0 | 0 | 0 | 0 |  | 0 | 10 | 1 | 4 | 1 | 2 | 1 | 1 | 1 | 2 | 3 | 1 | 1 | 0 | 0 | 0
SDGE | Mission | 69 | Mission | 2 |  | 0 | 0 | 0 | 0 |  | 0 |  | N/A | N/A | N/A | N/A | N/A | N/A | N/A | N/A | 0 | 0 | 0 | 0 |  | 0 | 10 | 1 | 4 | 1 | 2 | 1 | 1 | 1 | 2 | 3 | 1 | 1 | 0 | 0 | 0
PG&E GBA | Mi-Wuk | 115 | No Analysis | 2 |  | 0 | 0 | 0 | 0 |  | 0 | [9 empty] | 0 | 0 | 0 | 0 |  | 0 | 10 | #N/A | #N/A | #N/A | 2 | #N/A | #N/A | #N/A | #N/A | #N/A | #N/A | #N/A | 0 | 0 | 0
EOP | Mohave | 500 | Mohave | 2 | OOS | 492 | 126.5 | 0 | 0 |  | 618.5 | 20 | 2 | N/A | N/A | N/A | N/A | N/A | N/A | N/A | 0 | 600 | 0 | 0 |  | 600 | 10 | 2 | N/A | N/A | 2 | N/A | N/A | N/A | N/A | N/A | N/A | N/A | 0 | 0 | 0
PG&E NGBA | Monroe | 115 | No Analysis | 2 |  | 0 | 0 | 0 | 0 |  | 0 | [9 empty] | 0 | 0 | 0 | 0 |  | 0 | 10 | #N/A | #N/A | #N/A | 2 | #N/A | #N/A | #N/A | #N/A | #N/A | #N/A | #N/A | 0 | 0 | 0
SDGE | Monserate | 69 | No Analysis | 2 |  | 0 | 0 | 0 | 0 |  | 0 | [9 empty] | 0 | 0 | 0 | 0 |  | 0 | 10 | #N/A | #N/A | #N/A | 2 | #N/A | #N/A | #N/A | #N/A | #N/A | #N/A | #N/A | 0 | 0 | 0
PG&E GBA | Monta Vista | 115 | No Analysis | 2 |  | 0 | 0 | 0 | 0 |  | 0 | [9 empty] | 0 | 0 | 0 | 0 |  | 0 | 10 | #N/A | #N/A | #N/A | 2 | #N/A | #N/A | #N/A | #N/A | #N/A | #N/A | #N/A | 0 | 0 | 0
PG&E GBA | Monta Vista | 230 | No Analysis | 2 |  | 0 | 0 | 0 | 0 |  | 0 | [9 empty] | 0 | 0 | 0 | 0 |  | 0 | 10 | #N/A | #N/A | #N/A | 2 | #N/A | #N/A | #N/A | #N/A | #N/A | #N/A | #N/A | 0 | 0 | 0
PG&E GBA | Monta Vista | 60 | No Analysis | 2 |  | 0 | 0 | 0 | 0 |  | 0 | [9 empty] | 0 | 0 | 0 | 0 |  | 0 | 10 | #N/A | #N/A | #N/A | 2 | #N/A | #N/A | #N/A | #N/A | #N/A | #N/A | #N/A | 0 | 0 | 0
PG&E NGBA | Monticello | 115 | No Analysis | 2 |  | 0 | 0 | 0 | 0 |  | 0 | [9 empty] | 0 | 0 | 0 | 0 |  | 0 | 10 | #N/A | #N/A | #N/A | 2 | #N/A | #N/A | #N/A | #N/A | #N/A | #N/A | #N/A | 0 | 0 | 0
SCE Northern | Moorpark | 230 | Moorpark | 1 |  | 0 | 0 | 0 | 0 |  | 0 |  | N/A | N/A | N/A | N/A | N/A | N/A | N/A | N/A | 0 | 0 | 0 | 0 |  | 0 | 10 | 1 | 2 | 1 | 1 | 5 | 1 | 1 | 1 | 1 | 1 | 1 | 0 | 0 | 0
SCE Northern | Moorpark | 66 | Moorpark | 1 |  | 0 | 0 | 0 | 0 |  | 0 |  | N/A | N/A | N/A | N/A | N/A | N/A | N/A | N/A | 0 | 0 | 0 | 0 |  | 0 | 10 | 1 | 2 | 1 | 1 | 5 | 1 | 1 | 1 | 1 | 1 | 1 | 0 | 0 | 0
PG&E GBA | Moraga | 115 | No Analysis | 2 |  | 0 | 0 | 0 | 0 |  | 0 | [9 empty] | 0 | 0 | 0 | 0 |  | 0 | 10 | #N/A | #N/A | #N/A | 2 | #N/A | #N/A | #N/A | #N/A | #N/A | #N/A | #N/A | 0 | 0 | 0
PG&E GBA | Moraga | 230 | No Analysis | 2 |  | 0 | 0 | 0 | 0 |  | 0 | [9 empty] | 0 | 0 | 0 | 0 |  | 0 | 10 | #N/A | #N/A | #N/A | 2 | #N/A | #N/A | #N/A | #N/A | #N/A | #N/A | #N/A | 0 | 0 | 0
PG&E GBA | Morgan Hill | 115 | No Analysis | 2 |  | 0 | 0 | 0 | 0 |  | 0 | [9 empty] | 0 | 0 | 0 | 0 |  | 0 | 10 | #N/A | #N/A | #N/A | 2 | #N/A | #N/A | #N/A | #N/A | #N/A | #N/A | #N/A | 0 | 0 | 0
PG&E KERN | Morro Bay | 115 | Morro Bay | 2 |  | 0 | 0 | 0 | 0 |  | 0 |  | N/A | N/A | N/A | N/A | N/A | N/A | N/A | N/A | 0 | 0 | 0 | 0 |  | 0 | 10 | 1 | 1 | 1 | 2 | 5 | 2 | 1 | 1 | 3 | 2 | 1 | 0 | 0 | 0
PG&E KERN | Morro Bay | 230 | Morro Bay | 2 |  | 0 | 0 | 0 | 0 |  | 0 |  | N/A | N/A | N/A | N/A | N/A | N/A | N/A | N/A | 0 | 0 | 0 | 0 |  | 0 | 10 | 1 | 1 | 1 | 2 | 5 | 2 | 1 | 1 | 3 | 2 | 1 | 0 | 0 | 0
PG&E KERN | Morro Bay | 500 | Morro Bay | 2 |  | 0 | 0 | 0 | 0 |  | 0 |  | N/A | N/A | N/A | N/A | N/A | N/A | N/A | N/A | 0 | 0 | 0 | 0 |  | 0 | 10 | 1 | 1 | 1 | 2 | 5 | 2 | 1 | 1 | 3 | 2 | 1 | 0 | 0 | 0
PG&E GBA | Moss Landing | 115 | Moss Landing | 1 |  | 0 | 0 | 0 | 0 |  | 0 |  | N/A | N/A | N/A | N/A | N/A | N/A | N/A | N/A | 0 | 0 | 0 | 0 |  | 0 | 10 | 1 | 3 | 1 | 1 | 1 | 1 | 1 | 1 | 1 | 1 | 1 | 0 | 0 | 0
PG&E GBA | Moss Landing | 230 | Moss Landing | 1 |  | 0 | 0 | 0 | 0 |  | 0 | 20 | 1 | 2 | 1 | 1 | 1 | 1 | 1 | 1 | 0 | 0 | 0 | 0 |  | 0 | 10 | 1 | 3 | 1 | 1 | 1 | 1 | 1 | 1 | 1 | 1 | 1 | 0 | 0 | 0
PG&E GBA | Moss Landing | 500 | Moss Landing | 1 |  | 0 | 0 | 0 | 0 |  | 0 |  | N/A | N/A | N/A | N/A | N/A | N/A | N/A | N/A | 0 | 0 | 0 | 0 |  | 0 | 10 | 1 | 3 | 1 | 1 | 1 | 1 | 1 | 1 | 1 | 1 | 1 | 0 | 0 | 0
EOP | Mountain Pass | 115 | No Analysis | 2 | OOS | 0 | 0 | 0 | 0 |  | 0 | [9 empty] | 0 | 0 | 0 | 0 |  | 0 | 10 | #N/A | N/A | N/A | 2 | N/A | N/A | N/A | N/A | N/A | N/A | N/A | 0 | 0 | 0
PG&E GBA | Mountain View | 115 | No Analysis | 2 |  | 0 | 0 | 0 | 0 |  | 0 | [9 empty] | 0 | 0 | 0 | 0 |  | 0 | 10 | #N/A | #N/A | #N/A | 2 | #N/A | #N/A | #N/A | #N/A | #N/A | #N/A | #N/A | 0 | 0 | 0
PG&E GBA | Mt Eden | 115 | No Analysis | 2 |  | 0 | 0 | 0 | 0 |  | 0 | [9 empty] | 0 | 0 | 0 | 0 |  | 0 | 10 | #N/A | #N/A | #N/A | 2 | #N/A | #N/A | #N/A | #N/A | #N/A | #N/A | #N/A | 0 | 0 | 0
PG&E KERN | Mt Poso | 115 | No Analysis | 1 |  | 0 | 0 | 0 | 0 |  | 0 | [9 empty] | 0 | 0 | 0 | 0 |  | 0 | 10 | #N/A | #N/A | #N/A | 1 | #N/A | #N/A | #N/A | #N/A | #N/A | #N/A | #N/A | 0 | 0 | 0
SDGE | Murray | 69 | No Analysis | 2 |  | 0 | 0 | 0 | 0 |  | 0 | [9 empty] | 0 | 0 | 0 | 0 |  | 0 | 10 | #N/A | #N/A | #N/A | 2 | #N/A | #N/A | #N/A | #N/A | #N/A | #N/A | #N/A | 0 | 0 | 0
PG&E FRESNO | Mustang | 230 | Mustang | 1 |  | 0 | 0 | 0 | 0 |  | 0 |  | N/A | N/A | N/A | N/A | N/A | N/A | N/A | N/A | 131.5 | 175 | 0 | 0 |  | 306.5 | 10 | 1 | 1 | 1 | 1 | 1 | 1 | 1 | 1 | 1 | 1 | 1 | 0 | 0 | 0
SCE Northern | Neenach | 66 | No Analysis | 2 |  | 0 | 0 | 0 | 0 |  | 0 | [9 empty] | 0 | 0 | 0 | 0 |  | 0 | 10 | #N/A | #N/A | #N/A | 2 | #N/A | #N/A | #N/A | #N/A | #N/A | #N/A | #N/A | 0 | 0 | 0
PG&E KERN | New Sub - Gates - Midway (Proposed) | 230 | Gates-Midway (Proposed) | 1 |  | 0 | 0 | 0 | 0 |  | 0 |  | N/A | N/A | N/A | N/A | N/A | N/A | N/A | N/A | 0 | 440 | 0 | 0 |  | 440 | 10 | 1 | 1 | 1 | 1 | 1 | 2 | 1 | 1 | 2 | 1 | 1 | 0 | 0 | 0
PG&E KERN | New Sub - Gates - Templeton (Proposed) | 230 | No Analysis | 1 |  | 0 | 0 | 0 | 0 |  | 0 | [9 empty] | 0 | 0 | 0 | 0 |  | 0 | 10 | #N/A | #N/A | #N/A | 1 | #N/A | #N/A | #N/A | #N/A | #N/A | #N/A | #N/A | 0 | 0 | 0
SCE NOL | New Sub - Kramer - Lugo (Proposed) | 230 | No Analysis | 2 |  | 0 | 0 | 0 | 0 |  | 0 | [9 empty] | 0 | 0 | 0 | 0 |  | 0 | 10 | #N/A | #N/A | #N/A | 2 | #N/A | #N/A | #N/A | #N/A | #N/A | #N/A | #N/A | 0 | 0 | 0
PG&E FRESNO | New Sub - Los Banos - Midway (Proposed) | 500 | No Analysis | 1 |  | 0 | 0 | 0 | 0 |  | 0 | [9 empty] | 0 | 0 | 0 | 0 |  | 0 | 10 | #N/A | #N/A | #N/A | 1 | #N/A | #N/A | #N/A | #N/A | #N/A | #N/A | #N/A | 0 | 0 | 0
SCE NOL | New Sub - Lugo - Pisgah (Proposed) | 230 | Lugo - Pisgah (Proposed) | 2 |  | 150 | 0 | 0 | 0 |  | 150 | 15 | 2 | 1 | 1 | 1 | 1 | 1 | 1 | 1 | 0 | 0 | 0 | 0 |  | 0 | 10 | 1 | 4 | 1 | 2 | 1 | 1 | 1 | 1 | 1 | 2 | 1 | 0 | 0 | 0
PG&E KERN | New Sub - Midway - Wheeler Ridge (Proposed) | 230 | Midway - Wheeler Ridge (Proposed) | 1 |  | 0 | 0 | 0 | 0 |  | 0 |  | N/A | N/A | N/A | N/A | N/A | N/A | N/A | N/A | 0 | 150 | 0 | 0 |  | 150 | 10 | 1 | 1 | 1 | 1 | 1 | 1 | 1 | 1 | 2 | 1 | 1 | 0 | 0 | 0
PG&E NGBA | New Sub - Near existing Leavitt (PSREC) | 345 | Leavitt | 2 |  | 300 | 0 | 0 | 0 |  | 300 | 20 | 2 | 5 | 1 | 1 | 1 | 2 | 2 | 1 | 0 | 0 | 0 | 0 |  | 0 | 10 | 1 | 2 | 1 | 2 | 3 | 1 | 1 | 1 | 3 | 1 | 1 | 0 | 0 | 0
PG&E NGBA | New Sub - Near existing Madeline (NVE) | 345 | Madeline | 2 |  | 700 | 0 | 0 | 0 |  | 700 | 20 | 4 | 5 | 1 | 1 | 1 | 1 | 3 | 1 | 0 | 0 | 0 | 0 |  | 0 | 10 | 1 | 1 | 1 | 2 | 2 | 1 | 1 | 1 | 1 | 2 | 1 | 0 | 0 | 0
SDGE | New Sub - North Gila - IV (Proposed) | 500 | North Gila - IV (Proposed) | 2 |  | 0 | 0 | 0 | 0 |  | 0 |  | N/A | N/A | N/A | N/A | N/A | N/A | N/A | N/A | 0 | 0 | 0 | 0 |  | 0 | 10 | 1 | 1 | 2 | 2 | 1 | 1 | 1 | 1 | 1 | 1 | 1 | 0 | 0 | 0
PG&E NGBA | New Sub - Pit 1 - Cottonwood (Proposed) | 230 | New Sub - Pit 1 - Cottonwood (Proposed) | 2 |  | 200 | 6 | 0 | 0 |  | 206 | 15 | 2 | 5 | 2 | 1 | 1 | 2 | 3 | 1 | 0 | 0 | 0 | 0 |  | 0 | 10 | 1 | 1 | 1 | 2 | 5 | 2 | 1 | 1 | 2 | 2 | 1 | 0 | 0 | 0
PG&E GBA | New Sub - Rancho Seco - Bellota (Proposed) | 230 | Rancho Seco - Bellota (Proposed) | 1 |  | 0 | 0 | 0 | 0 |  | 0 |  | N/A | N/A | N/A | N/A | N/A | N/A | N/A | N/A | 0 | 0 | 0 | 0 |  | 0 | 10 | 1 | 2 | 1 | 1 | 1 | 1 | 1 | 2 | 3 | 1 | 1 | 0 | 0 | 0
SDGE | New Sub - Suncrest - Ocotillo (Proposed) | 500 | Suncrest - Ocotillo (Proposed) | 2 |  | 300 | 100 | 0 | 0 |  | 400 | 20 | 4 | 5 | 1 | 2 | 2 | 2 | 2 | 2 | 0 | 0 | 0 | 0 |  | 0 | 10 | 1 | 1 | 1 | 2 | 5 | 1 | 1 | 1 | 2 | 2 | 1 | 0 | 0 | 0
PG&E FRESNO | New Sub - Westley - Quinto (Proposed) | 230 | No Analysis | 1 |  | 0 | 0 | 0 | 0 |  | 0 | [9 empty] | 0 | 0 | 0 | 0 |  | 0 | 10 | #N/A | #N/A | #N/A | 1 | #N/A | #N/A | #N/A | #N/A | #N/A | #N/A | #N/A | 0 | 0 | 0
PG&E GBA | Newark | 115 | Newark | 2 |  | 0 | 0 | 0 | 0 |  | 0 |  | N/A | N/A | N/A | N/A | N/A | N/A | N/A | N/A | 0 | 0 | 0 | 0 |  | 0 | 10 | 1 | 1 | 1 | 2 | 3 | 2 | 1 | 2 | 3 | 1 | 1 | 0 | 0 | 0
PG&E GBA | Newark | 230 | Newark | 2 |  | 0 | 0 | 0 | 0 |  | 0 |  | N/A | N/A | N/A | N/A | N/A | N/A | N/A | N/A | 0 | 0 | 0 | 0 |  | 0 | 10 | 1 | 1 | 1 | 2 | 3 | 2 | 1 | 2 | 3 | 1 | 1 | 0 | 0 | 0
PG&E GBA | Newark | 60 | Newark | 2 |  | 0 | 0 | 0 | 0 |  | 0 |  | N/A | N/A | N/A | N/A | N/A | N/A | N/A | N/A | 0 | 0 | 0 | 0 |  | 0 | 10 | 1 | 1 | 1 | 2 | 3 | 2 | 1 | 2 | 3 | 1 | 1 | 0 | 0 | 0
PG&E FRESNO | Newhall | 115 | Newhall | 1 |  | 0 | 0 | 0 | 0 |  | 0 |  | N/A | N/A | N/A | N/A | N/A | N/A | N/A | N/A | 0 | 0 | 0 | 0 |  | 0 | 10 | 1 | 1 | 1 | 1 | 1 | 2 | 1 | 1 | 2 | 1 | 1 | 0 | 0 | 0
PG&E KERN | Norco | 115 | Norco | 1 |  | 0 | 0 | 0 | 0 |  | 0 | 15 | 1 | 1 | 1 | 1 | 1 | 1 | 1 | 1 | 0 | 0 | 0 | 0 |  | 0 | 10 | 1 | 1 | 1 | 1 | 1 | 1 | 2 | 3 | 3 | 1 | 1 | 0 | 0 | 0
PG&E GBA | Nortech | 115 | No Analysis | 2 |  | 0 | 0 | 0 | 0 |  | 0 | 15 | #N/A | #N/A | #N/A | #N/A | #N/A | #N/A | #N/A | #N/A | 0 | 0 | 0 | 0 |  | 0 | 10 | #N/A | #N/A | #N/A | 2 | #N/A | #N/A | #N/A | #N/A | #N/A | #N/A | #N/A | 0 | 0 | 0
SDGE | North City Metering | 138 | No Analysis | 2 |  | 0 | 0 | 0 | 0 |  | 0 | 15 | #N/A | #N/A | #N/A | #N/A | #N/A | #N/A | #N/A | #N/A | 0 | 0 | 0 | 0 |  | 0 | 10 | #N/A | #N/A | #N/A | 2 | #N/A | #N/A | #N/A | #N/A | #N/A | #N/A | #N/A | 0 | 0 | 0
PG&E GBA | North Dublin | 230 | No Analysis | 2 |  | 0 | 0 | 0 | 0 |  | 0 | [9 empty] | 0 | 0 | 0 | 0 |  | 0 | 10 | #N/A | #N/A | #N/A | 2 | #N/A | #N/A | #N/A | #N/A | #N/A | #N/A | #N/A | 0 | 0 | 0
SDGE | North Gila | 500 | North Gila | 2 | OOS | 0 | 0 | 0 | 0 |  | 0 |  | N/A | N/A | N/A | N/A | N/A | N/A | N/A | N/A | 0 | 0 | 0 | 0 |  | 0 | 10 | 1 | N/A | N/A | 2 | N/A | N/A | N/A | N/A | N/A | N/A | N/A | 0 | 0 | 0
SCE Metro | North of SONGS | 230 | No Analysis | 2 |  | 0 | 0 | 0 | 0 |  | 0 | [9 empty] | 0 | 0 | 0 | 0 |  | 0 | 10 | #N/A | #N/A | #N/A | 2 | #N/A | #N/A | #N/A | #N/A | #N/A | #N/A | #N/A | 0 | 0 | 0
SCE Metro | North of SONGS | 500 | No Analysis | 2 |  | 0 | 0 | 0 | 0 |  | 0 | [9 empty] | 0 | 0 | 0 | 0 |  | 0 | 10 | #N/A | #N/A | #N/A | 2 | #N/A | #N/A | #N/A | #N/A | #N/A | #N/A | #N/A | 0 | 0 | 0
PG&E NGBA | Notre Dame | 115 | No Analysis | 2 |  | 0 | 0 | 0 | 0 |  | 0 | [9 empty] | 0 | 0 | 0 | 0 |  | 0 | 10 | #N/A | #N/A | #N/A | 2 | #N/A | #N/A | #N/A | #N/A | #N/A | #N/A | #N/A | 0 | 0 | 0
PG&E GBA | Oakland C | 115 | No Analysis | 2 |  | 0 | 0 | 0 | 0 |  | 0 | [9 empty] | 0 | 0 | 0 | 0 |  | 0 | 10 | #N/A | #N/A | #N/A | 2 | #N/A | #N/A | #N/A | #N/A | #N/A | #N/A | #N/A | 0 | 0 | 0
PG&E GBA | Oakland J | 115 | No Analysis | 2 |  | 0 | 0 | 0 | 0 |  | 0 | 10 | #N/A | #N/A | #N/A | #N/A | #N/A | #N/A | #N/A | #N/A | 0 | 0 | 0 | 0 |  | 0 | 10 | #N/A | #N/A | #N/A | 2 | #N/A | #N/A | #N/A | #N/A | #N/A | #N/A | #N/A | 0 | 0 | 0
PG&E GBA | Oakland L | 115 | No Analysis | 2 |  | 0 | 0 | 0 | 0 |  | 0 | [9 empty] | 0 | 0 | 0 | 0 |  | 0 | 10 | #N/A | #N/A | #N/A | 2 | #N/A | #N/A | #N/A | #N/A | #N/A | #N/A | #N/A | 0 | 0 | 0
PG&E GBA | Oakland X | 115 | No Analysis | 2 |  | 0 | 0 | 0 | 0 |  | 0 | [9 empty] | 0 | 0 | 0 | 0 |  | 0 | 10 | #N/A | #N/A | #N/A | 2 | #N/A | #N/A | #N/A | #N/A | #N/A | #N/A | #N/A | 0 | 0 | 0
SDGE | Ocean Ranch | 69 | No Analysis | 2 |  | 0 | 0 | 0 | 0 |  | 0 | [9 empty] | 0 | 0 | 0 | 0 |  | 0 | 10 | #N/A | #N/A | #N/A | 2 | #N/A | #N/A | #N/A | #N/A | #N/A | #N/A | #N/A | 0 | 0 | 0
PG&E KERN | Oceano | 115 | Oceano | 2 |  | 0 | 0 | 0 | 0 |  | 0 |  | N/A | N/A | N/A | N/A | N/A | N/A | N/A | N/A | 0 | 0 | 0 | 0 |  | 0 | 10 | 1 | 2 | 1 | 2 | 4 | 1 | 1 | 1 | 1 | 1 | 1 | 0 | 0 | 0
SDGE | Ocotillo Express | 500 | Ocotillo | 2 |  | 0 | 0 | 0 | 0 |  | 0 |  | N/A | N/A | N/A | N/A | N/A | N/A | N/A | N/A | 0 | 0 | 0 | 0 |  | 0 | 10 | 1 | 1 | 1 | 2 | 1 | 1 | 1 | 1 | 2 | 1 | 1 | 0 | 0 | 0
PG&E KERN | Old River | 70 | No Analysis | 1 |  | 0 | 0 | 0 | 0 |  | 0 | [9 empty] | 0 | 0 | 0 | 0 |  | 0 | 10 | #N/A | #N/A | #N/A | 1 | #N/A | #N/A | #N/A | #N/A | #N/A | #N/A | #N/A | 0 | 0 | 0
SDGE | Old Town | 230 | Old Town | 2 |  | 0 | 0 | 0 | 0 |  | 0 |  | N/A | N/A | N/A | N/A | N/A | N/A | N/A | N/A | 0 | 0 | 0 | 0 |  | 0 | 10 | 1 | 3 | 1 | 2 | 1 | 1 | 1 | 3 | 3 | 1 | 1 | 0 | 0 | 0
SCE Metro | Olinda | 230 | Olinda | 2 |  | 0 | 0 | 0 | 0 |  | 0 |  | N/A | N/A | N/A | N/A | N/A | N/A | N/A | N/A | 0 | 0 | 0 | 0 |  | 0 | 10 | 1 | 3 | 1 | 2 | 5 | 2 | 1 | 1 | 2 | 1 | 1 | 0 | 0 | 0
PG&E FRESNO | Olive | 115 | Olive | 1 |  | 0 | 0 | 0 | 0 |  | 0 |  | N/A | N/A | N/A | N/A | N/A | N/A | N/A | N/A | 40 | 0 | 0 | 0 |  | 40 | 5 | 1 | 2 | 1 | 1 | 1 | 2 | 1 | 1 | 2 | 1 | 1 | 0 | 0 | 0
PG&E NGBA | Olivehurst | 115 | Olivehurst | 2 |  | 0 | 0 | 0 | 0 |  | 0 |  | N/A | N/A | N/A | N/A | N/A | N/A | N/A | N/A | 0 | 0 | 0 | 0 |  | 0 | 10 | 1 | 2 | 2 | 2 | 1 | 1 | 1 | 1 | 1 | 1 | 1 | 0 | 0 | 0
PG&E NGBA | Oregon Trail | 60 | No Analysis | 2 |  | 0 | 0 | 0 | 0 |  | 0 | [9 empty] | 0 | 0 | 0 | 0 |  | 0 | 10 | #N/A | #N/A | #N/A | 2 | #N/A | #N/A | #N/A | #N/A | #N/A | #N/A | #N/A | 0 | 0 | 0
SCE Northern | Ormond Beach | 230 | No Analysis | 1 |  | 0 | 0 | 0 | 0 |  | 0 | [9 empty] | 0 | 0 | 0 | 0 |  | 0 | 10 | #N/A | #N/A | #N/A | 1 | #N/A | #N/A | #N/A | #N/A | #N/A | #N/A | #N/A | 0 | 0 | 0
PG&E FRESNO | Oro Loma | 115 | Oro Loma | 1 |  | 0 | 0 | 0 | 0 |  | 0 |  | N/A | N/A | N/A | N/A | N/A | N/A | N/A | N/A | 0 | 0 | 0 | 0 |  | 0 | 10 | 1 | 1 | 1 | 1 | 1 | 1 | 1 | 1 | 1 | 1 | 1 | 0 | 0 | 0
PG&E FRESNO | Oro Loma | 70 | Oro Loma | 1 |  | 0 | 0 | 0 | 0 |  | 0 |  | N/A | N/A | N/A | N/A | N/A | N/A | N/A | N/A | 0 | 0 | 0 | 0 |  | 0 | 10 | 1 | 1 | 1 | 1 | 1 | 1 | 1 | 1 | 1 | 1 | 1 | 0 | 0 | 0
PG&E FRESNO | Orosi | 70 | No Analysis | 1 |  | 0 | 0 | 0 | 0 |  | 0 | [9 empty] | 0 | 0 | 0 | 0 |  | 0 | 10 | #N/A | #N/A | #N/A | 1 | #N/A | #N/A | #N/A | #N/A | #N/A | #N/A | #N/A | 0 | 0 | 0
SDGE | Otay | 69 | No Analysis | 2 |  | 0 | 0 | 0 | 0 |  | 0 | [9 empty] | 0 | 0 | 0 | 0 |  | 0 | 10 | #N/A | #N/A | #N/A | 2 | #N/A | #N/A | #N/A | #N/A | #N/A | #N/A | #N/A | 0 | 0 | 0
SDGE | Otay Mesa | 230 | Otay Mesa | 2 |  | 0 | 0 | 0 | 0 |  | 0 |  | N/A | N/A | N/A | N/A | N/A | N/A | N/A | N/A | 0 | 0 | 0 | 0 |  | 0 | 10 | 1 | 2 | 1 | 2 | 5 | 1 | 4 | 5 | 5 | 2 | 1 | 0 | 0 | 0
PG&E FRESNO | Padre Flats SW STA | 230 | No Analysis | 1 |  | 0 | 0 | 0 | 0 |  | 0 | [9 empty] | 0 | 0 | 0 | 0 |  | 0 | 10 | #N/A | #N/A | #N/A | 1 | #N/A | #N/A | #N/A | #N/A | #N/A | #N/A | #N/A | 0 | 0 | 0
EOP | Pahrump | 138 | Pahrump | 2 | OOS | 0 | 0 | 0 | 0 |  | 0 |  | N/A | N/A | N/A | N/A | N/A | N/A | N/A | N/A | 0 | 0 | 0 | 0 |  | 0 | 10 | 1 | N/A | N/A | 2 | N/A | N/A | N/A | N/A | N/A | N/A | N/A | 0 | 0 | 0
EOP | Pahrump | 230 | Pahrump | 2 | OOS | 0 | 0 | 0 | 0 |  | 0 |  | N/A | N/A | N/A | N/A | N/A | N/A | N/A | N/A | 0 | 0 | 0 | 0 |  | 0 | 10 | 1 | N/A | N/A | 2 | N/A | N/A | N/A | N/A | N/A | N/A | N/A | 0 | 0 | 0
SDGE | Pala | 69 | No Analysis | 2 |  | 0 | 0 | 0 | 0 |  | 0 | [9 empty] | 0 | 0 | 0 | 0 |  | 0 | 10 | #N/A | #N/A | #N/A | 2 | #N/A | #N/A | #N/A | #N/A | #N/A | #N/A | #N/A | 0 | 0 | 0
PG&E NGBA | Palermo | 115 | Palermo | 2 |  | 0 | 0 | 0 | 0 |  | 0 |  | N/A | N/A | N/A | N/A | N/A | N/A | N/A | N/A | 0 | 0 | 0 | 0 |  | 0 | 10 | 1 | 2 | 1 | 2 | 2 | 3 | 1 | 1 | 4 | 1 | 1 | 0 | 0 | 0
PG&E NGBA | Palermo | 230 | Palermo | 2 |  | 0 | 0 | 0 | 0 |  | 0 |  | N/A | N/A | N/A | N/A | N/A | N/A | N/A | N/A | 0 | 0 | 0 | 0 |  | 0 | 10 | 1 | 2 | 1 | 2 | 2 | 3 | 1 | 1 | 4 | 1 | 1 | 0 | 0 | 0
SCE Eastern | Palo Verde | 500 | Palo Verde | 2 |  | 0 | 0 | 0 | 0 |  | 0 |  | N/A | N/A | N/A | N/A | N/A | N/A | N/A | N/A | 0 | 0 | 0 | 0 |  | 0 | 10 | 1 | 1 | 1 | 2 | 1 | 1 | 1 | 1 | 1 | 1 | 1 | 0 | 0 | 0
SDGE | Palomar Energy | 230 | Palomar | 2 |  | 0 | 0 | 0 | 0 |  | 0 |  | N/A | N/A | N/A | N/A | N/A | N/A | N/A | N/A | 0 | 0 | 0 | 0 |  | 0 | 10 | 1 | 3 | 1 | 2 | 5 | 1 | 1 | 1 | 2 | 1 | 1 | 0 | 0 | 0
PG&E KERN | Panama | 70 | No Analysis | 1 |  | 0 | 0 | 0 | 0 |  | 0 | [9 empty] | 0 | 0 | 0 | 0 |  | 0 | 10 | #N/A | #N/A | #N/A | 1 | #N/A | #N/A | #N/A | #N/A | #N/A | #N/A | #N/A | 0 | 0 | 0
PG&E FRESNO | Panoche | 115 | Panoche | 1 |  | 0 | 0 | 0 | 0 |  | 0 |  | N/A | N/A | N/A | N/A | N/A | N/A | N/A | N/A | 0 | 0 | 0 | 0 |  | 0 | 10 | 2 | 2 | 2 | 1 | 1 | 1 | 1 | 1 | 1 | 1 | 1 | 0 | 0 | 0
PG&E FRESNO | Panoche | 230 | Panoche | 1 |  | 0 | 0 | 0 | 0 |  | 0 |  | N/A | N/A | N/A | N/A | N/A | N/A | N/A | N/A | 0 | 0 | 0 | 0 |  | 0 | 10 | 2 | 2 | 2 | 1 | 1 | 1 | 1 | 1 | 1 | 1 | 1 | 0 | 0 | 0
SCE Northern | Pardee | 230 | Pardee | 2 |  | 0 | 0 | 0 | 0 |  | 0 |  | N/A | N/A | N/A | N/A | N/A | N/A | N/A | N/A | 0 | 0 | 0 | 0 |  | 0 | 10 | 1 | 2 | 1 | 2 | 5 | 1 | 1 | 1 | 2 | 2 | 1 | 0 | 0 | 0
PG&E NGBA | Parkway | 230 | No Analysis | 2 |  | 0 | 0 | 0 | 0 |  | 0 | [9 empty] | 0 | 0 | 0 | 0 |  | 0 | 10 | #N/A | #N/A | #N/A | 2 | #N/A | #N/A | #N/A | #N/A | #N/A | #N/A | #N/A | 0 | 0 | 0
SCE Northern | Pastoria | 230 | Pastoria | 2 |  | 0 | 0 | 0 | 0 |  | 0 |  | N/A | N/A | N/A | N/A | N/A | N/A | N/A | N/A | 0 | 105 | 0 | 0 |  | 105 | 10 | 3 | 1 | 2 | 2 | 2 | 2 | 1 | 1 | 2 | 1 | 1 | 0 | 0 | 0
SCE Metro | Pauda | 230 | Padua | 2 |  | 0 | 0 | 0 | 0 |  | 0 |  | N/A | N/A | N/A | N/A | N/A | N/A | N/A | N/A | 0 | 0 | 0 | 0 |  | 0 | 10 | 1 | 4 | 1 | 2 | 5 | 1 | 1 | 1 | 1 | 1 | 1 | 0 | 0 | 0
PG&E GBA | Paul Sweet | 115 | No Analysis | 1 |  | 0 | 0 | 0 | 0 |  | 0 | [9 empty] | 0 | 0 | 0 | 0 |  | 0 | 10 | #N/A | #N/A | #N/A | 1 | #N/A | #N/A | #N/A | #N/A | #N/A | #N/A | #N/A | 0 | 0 | 0
PG&E NGBA | Peabody | 230 | Peabody | 2 |  | 0 | 0 | 0 | 0 |  | 0 |  | N/A | N/A | N/A | N/A | N/A | N/A | N/A | N/A | 0 | 0 | 0 | 0 |  | 0 | 10 | 1 | 1 | 1 | 2 | 2 | 1 | 1 | 1 | 2 | 1 | 1 | 0 | 0 | 0
PG&E NGBA | Pease | 115 | Pease | 2 |  | 0 | 0 | 0 | 0 |  | 0 |  | N/A | N/A | N/A | N/A | N/A | N/A | N/A | N/A | 0 | 0 | 0 | 0 |  | 0 | 10 | 1 | 2 | 1 | 2 | 1 | 1 | 1 | 1 | 2 | 1 | 1 | 0 | 0 | 0
PG&E NGBA | Pease | 60 | Pease | 2 |  | 0 | 0 | 0 | 0 |  | 0 |  | N/A | N/A | N/A | N/A | N/A | N/A | N/A | N/A | 0 | 0 | 0 | 0 |  | 0 | 10 | 1 | 2 | 1 | 2 | 1 | 1 | 1 | 1 | 2 | 1 | 1 | 0 | 0 | 0
SDGE | Penasquitos | 138 | Penasquitos | 2 |  | 0 | 0 | 0 | 0 |  | 0 | 10 | 1 | 1 | 1 | 1 | 2 | 2 | 1 | 1 | 0 | 0 | 0 | 0 |  | 0 | 10 | 1 | 2 | 1 | 2 | 5 | 1 | 2 | 2 | 3 | 1 | 1 | 0 | 0 | 0
SDGE | Penasquitos | 230 | Penasquitos | 2 |  | 0 | 0 | 0 | 0 |  | 0 |  | N/A | N/A | N/A | N/A | N/A | N/A | N/A | N/A | 0 | 0 | 0 | 0 |  | 0 | 10 | 1 | 2 | 1 | 2 | 5 | 1 | 2 | 2 | 3 | 1 | 1 | 0 | 0 | 0
SDGE | Penasquitos | 69 | Penasquitos | 2 |  | 0 | 0 | 0 | 0 |  | 0 | 30 | 1 | 1 | 1 | 1 | 3 | 3 | 1 | 1 | 0 | 0 | 0 | 0 |  | 0 | 10 | 1 | 2 | 1 | 2 | 5 | 1 | 2 | 2 | 3 | 1 | 1 | 0 | 0 | 0
SDGE | Pendleton | 69 | No Analysis | 2 |  | 0 | 0 | 0 | 0 |  | 0 | [9 empty] | 0 | 0 | 0 | 0 |  | 0 | 10 | #N/A | #N/A | #N/A | 2 | #N/A | #N/A | #N/A | #N/A | #N/A | #N/A | #N/A | 0 | 0 | 0
PG&E NGBA | Penngrove | 115 | Penngrove | 2 |  | 0 | 0 | 0 | 0 |  | 0 |  | N/A | N/A | N/A | N/A | N/A | N/A | N/A | N/A | 0 | 0 | 0 | 0 |  | 0 | 10 | 1 | 2 | 1 | 2 | 3 | 2 | 1 | 2 | 3 | 2 | 1 | 0 | 0 | 0
PG&E GBA | Peoria | 115 | Peoria | 2 |  | 0 | 0 | 0 | 0 |  | 0 | 15 | 1 | 2 | 4 | 1 | 1 | 4 | 3 | 1 | 0 | 0 | 0 | 0 |  | 0 | 10 | 1 | 1 | 1 | 2 | 2 | 2 | 1 | 1 | 3 | 3 | 1 | 0 | 0 | 0
PG&E GBA | Piercy | 115 | No Analysis | 2 |  | 0 | 0 | 0 | 0 |  | 0 | [9 empty] | 0 | 0 | 0 | 0 |  | 0 | 10 | #N/A | #N/A | #N/A | 2 | #N/A | #N/A | #N/A | #N/A | #N/A | #N/A | #N/A | 0 | 0 | 0
PG&E FRESNO | Pine Flat | 230 | No Analysis | 1 |  | 0 | 0 | 0 | 0 |  | 0 | [9 empty] | 0 | 0 | 0 | 0 |  | 0 | 10 | #N/A | #N/A | #N/A | 1 | #N/A | #N/A | #N/A | #N/A | #N/A | #N/A | #N/A | 0 | 0 | 0
SCE NOL | Pisgah | 230 | Pisgah | 2 |  | 0 | 0 | 0 | 0 |  | 0 |  | N/A | N/A | N/A | N/A | N/A | N/A | N/A | N/A | 0 | 0 | 0 | 0 |  | 0 | 10 | 1 | 1 | 1 | 2 | 1 | 2 | 3 | 3 | 3 | 1 | 1 | 0 | 0 | 0
PG&E NGBA | Pit 1 | 230 | Pit 1 | 2 |  | 0 | 0 | 0 | 0 |  | 0 |  | N/A | N/A | N/A | N/A | N/A | N/A | N/A | N/A | 0 | 0 | 0 | 0 |  | 0 | 10 | 1 | 1 | 1 | 2 | 5 | 1 | 1 | 1 | 2 | 1 | 1 | 0 | 0 | 0
PG&E NGBA | Pit 1 | 60 | Pit 1 | 2 |  | 0 | 0 | 0 | 0 |  | 0 |  | N/A | N/A | N/A | N/A | N/A | N/A | N/A | N/A | 0 | 0 | 0 | 0 |  | 0 | 10 | 1 | 1 | 1 | 2 | 5 | 1 | 1 | 1 | 2 | 1 | 1 | 0 | 0 | 0
PG&E NGBA | Pit 3 | 230 | No Analysis | 2 |  | 0 | 0 | 0 | 0 |  | 0 | [9 empty] | 0 | 0 | 0 | 0 |  | 0 | 10 | #N/A | #N/A | #N/A | 2 | #N/A | #N/A | #N/A | #N/A | #N/A | #N/A | #N/A | 0 | 0 | 0
PG&E NGBA | Pit 4 | 230 | No Analysis | 2 |  | 0 | 0 | 0 | 0 |  | 0 | [9 empty] | 0 | 0 | 0 | 0 |  | 0 | 10 | #N/A | #N/A | #N/A | 2 | #N/A | #N/A | #N/A | #N/A | #N/A | #N/A | #N/A | 0 | 0 | 0
PG&E GBA | Pittsburg | 115 | Pittsburg | 2 |  | 0 | 0 | 0 | 0 |  | 0 |  | N/A | N/A | N/A | N/A | N/A | N/A | N/A | N/A | 0 | 0 | 0 | 0 |  | 0 | 10 | 1 | 1 | 1 | 2 | 2 | 1 | 1 | 1 | 2 | 1 | 1 | 0 | 0 | 0
PG&E GBA | Pittsburg | 230 | Pittsburg | 2 |  | 0 | 0 | 0 | 0 |  | 0 |  | N/A | N/A | N/A | N/A | N/A | N/A | N/A | N/A | 0 | 0 | 0 | 0 |  | 0 | 10 | 1 | 1 | 1 | 2 | 2 | 1 | 1 | 1 | 2 | 1 | 1 | 0 | 0 | 0
PG&E NGBA | Pleasant Grove | 115 | Pleasant Grove | 2 |  | 0 | 0 | 0 | 0 |  | 0 |  | N/A | N/A | N/A | N/A | N/A | N/A | N/A | N/A | 0 | 0 | 0 | 0 |  | 0 | 10 | 1 | 4 | 1 | 2 | 1 | 1 | 1 | 1 | 1 | 1 | 1 | 0 | 0 | 0
PG&E NGBA | POE | 230 | No Analysis | 2 |  | 0 | 0 | 0 | 0 |  | 0 | [9 empty] | 0 | 0 | 0 | 0 |  | 0 | 10 | #N/A | #N/A | #N/A | 2 | #N/A | #N/A | #N/A | #N/A | #N/A | #N/A | #N/A | 0 | 0 | 0
SDGE | Point Loma | 69 | No Analysis | 2 |  | 0 | 0 | 0 | 0 |  | 0 | [9 empty] | 0 | 0 | 0 | 0 |  | 0 | 10 | #N/A | #N/A | #N/A | 2 | #N/A | #N/A | #N/A | #N/A | #N/A | #N/A | #N/A | 0 | 0 | 0
SDGE | Pomerado | 69 | No Analysis | 2 |  | 0 | 0 | 0 | 0 |  | 0 | [9 empty] | 0 | 0 | 0 | 0 |  | 0 | 10 | #N/A | #N/A | #N/A | 2 | #N/A | #N/A | #N/A | #N/A | #N/A | #N/A | #N/A | 0 | 0 | 0
PG&E KERN | Poso Mountain | 115 | Poso Mountain | 1 |  | 0 | 0 | 0 | 0 |  | 0 |  | N/A | N/A | N/A | N/A | N/A | N/A | N/A | N/A | 0 | 0 | 0 | 0 |  | 0 | 10 | 1 | 1 | 1 | 1 | 2 | 3 | 1 | 1 | 3 | 1 | 1 | 0 | 0 | 0
EOP | Primm | 230 | Primm | 2 | OOS | 0 | 0 | 0 | 0 |  | 0 |  | N/A | N/A | N/A | N/A | N/A | N/A | N/A | N/A | 0 | 0 | 0 | 0 |  | 0 | 10 | 1 | N/A | N/A | 2 | N/A | N/A | N/A | N/A | N/A | N/A | N/A | 0 | 0 | 0
PG&E NGBA | Putah Creek | 115 | Putah Creek | 2 |  | 0 | 0 | 0 | 0 |  | 0 |  | N/A | N/A | N/A | N/A | N/A | N/A | N/A | N/A | 0 | 3 | 0 | 0 |  | 3 | 5 | 1 | 1 | 1 | 2 | 2 | 2 | 1 | 1 | 2 | 1 | 1 | 0 | 0 | 0
SDGE | Q1806 | 138 | No Analysis | 2 |  | 0 | 0 | 0 | 0 |  | 0 | [9 empty] | 0 | 0 | 0 | 0 |  | 0 | 10 | #N/A | #N/A | #N/A | 2 | #N/A | #N/A | #N/A | #N/A | #N/A | #N/A | #N/A | 0 | 0 | 0
PG&E FRESNO | Quinto | 230 | Quinto | 1 |  | 0 | 0 | 0 | 0 |  | 0 |  | N/A | N/A | N/A | N/A | N/A | N/A | N/A | N/A | 10 | 140 | 0 | 0 |  | 150 | 10 | 1 | 1 | 1 | 1 | 1 | 2 | 1 | 1 | 2 | 1 | 1 | 0 | 0 | 0
PG&E GBA | Race Track | 115 | No Analysis | 2 |  | 0 | 0 | 0 | 0 |  | 0 | [9 empty] | 0 | 0 | 0 | 0 |  | 0 | 10 | #N/A | #N/A | #N/A | 2 | #N/A | #N/A | #N/A | #N/A | #N/A | #N/A | #N/A | 0 | 0 | 0
SDGE | Rancho Mission Viejo | 138 | No Analysis | 2 |  | 0 | 0 | 0 | 0 |  | 0 | [9 empty] | 0 | 0 | 0 | 0 |  | 0 | 10 | #N/A | #N/A | #N/A | 2 | #N/A | #N/A | #N/A | #N/A | #N/A | #N/A | #N/A | 0 | 0 | 0
PG&E GBA | Rancho Seco | 230 | No Analysis | 1 |  | 0 | 0 | 0 | 0 |  | 0 | [9 empty] | 0 | 0 | 0 | 0 |  | 0 | 10 | #N/A | #N/A | #N/A | 1 | #N/A | #N/A | #N/A | #N/A | #N/A | #N/A | #N/A | 0 | 0 | 0
SCE Metro | Rancho Vista | 230 | Rancho Vista | 2 |  | 0 | 0 | 0 | 0 |  | 0 |  | N/A | N/A | N/A | N/A | N/A | N/A | N/A | N/A | 0 | 0 | 0 | 0 |  | 0 | 10 | 1 | 4 | 1 | 2 | 4 | 1 | 1 | 1 | 1 | 1 | 1 | 0 | 0 | 0
SCE Metro | Rancho Vista | 500 | Rancho Vista | 2 |  | 0 | 0 | 0 | 0 |  | 0 |  | N/A | N/A | N/A | N/A | N/A | N/A | N/A | N/A | 0 | 0 | 0 | 0 |  | 0 | 10 | 1 | 4 | 1 | 2 | 4 | 1 | 1 | 1 | 1 | 1 | 1 | 0 | 0 | 0
SCE NOL | Ransburg | 115 | Ransburg | 2 |  | 0 | 0 | 0 | 0 |  | 0 |  | N/A | N/A | N/A | N/A | N/A | N/A | N/A | N/A | 0 | 0 | 0 | 0 |  | 0 | 10 | 1 | 2 | 1 | 2 | 1 | 1 | 1 | 1 | 1 | 2 | 1 | 0 | 0 | 0
PG&E GBA | Ravenswood | 115 | No Analysis | 2 |  | 0 | 0 | 0 | 0 |  | 0 | [9 empty] | 0 | 0 | 0 | 0 |  | 0 | 10 | #N/A | #N/A | #N/A | 2 | #N/A | #N/A | #N/A | #N/A | #N/A | #N/A | #N/A | 0 | 0 | 0
PG&E GBA | Ravenswood | 230 | No Analysis | 2 |  | 0 | 0 | 0 | 0 |  | 0 | [9 empty] | 0 | 0 | 0 | 0 |  | 0 | 10 | #N/A | #N/A | #N/A | 2 | #N/A | #N/A | #N/A | #N/A | #N/A | #N/A | #N/A | 0 | 0 | 0
SCE Northern | Rector | 230 | Rector | 1 |  | 0 | 0 | 0 | 0 |  | 0 |  | N/A | N/A | N/A | N/A | N/A | N/A | N/A | N/A | 0 | 0 | 0 | 0 |  | 0 | 10 | 1 | 2 | 2 | 1 | 1 | 1 | 1 | 1 | 1 | 1 | 1 | 0 | 0 | 0
SCE Eastern | Red Bluff | 230 | Redbluff | 2 |  | 0 | 0 | 0 | 0 |  | 0 |  | N/A | N/A | N/A | N/A | N/A | N/A | N/A | N/A | 0 | 463.5 | 0 | 0 |  | 463.5 | 15 | 3 | 2 | 1 | 2 | 1 | 2 | 2 | 2 | 2 | 2 | 2 | 0 | 0 | 0
SCE Eastern | Red Bluff | 500 | Redbluff | 2 |  | 0 | 0 | 0 | 0 |  | 0 |  | N/A | N/A | N/A | N/A | N/A | N/A | N/A | N/A | 175 | 250 | 0 | 0 |  | 425 | 15 | 3 | 2 | 1 | 2 | 1 | 2 | 2 | 2 | 2 | 2 | 2 | 0 | 0 | 0
PG&E NGBA | Redbud | 115 | No Analysis | 2 |  | 0 | 0 | 0 | 0 |  | 0 | [9 empty] | 0 | 0 | 0 | 0 |  | 0 | 10 | #N/A | #N/A | #N/A | 2 | #N/A | #N/A | #N/A | #N/A | #N/A | #N/A | #N/A | 0 | 0 | 0
SCE Metro | Redondo | 230 | Redondo | 2 |  | 0 | 0 | 0 | 0 |  | 0 |  | N/A | N/A | N/A | N/A | N/A | N/A | N/A | N/A | 0 | 0 | 0 | 0 |  | 0 | 10 | 1 | 1 | 1 | 2 | 1 | 1 | 1 | 3 | 3 | 1 | 1 | 0 | 0 | 0
PG&E FRESNO | Reedley | 115 | Reedley | 1 |  | 0 | 0 | 0 | 0 |  | 0 |  | N/A | N/A | N/A | N/A | N/A | N/A | N/A | N/A | 0 | 0 | 0 | 0 |  | 0 | 10 | 1 | 2 | 1 | 1 | 1 | 1 | 1 | 1 | 1 | 1 | 1 | 0 | 0 | 0
PG&E KERN | Renfro | 115 | Renfro | 1 |  | 0 | 0 | 0 | 0 |  | 0 |  | N/A | N/A | N/A | N/A | N/A | N/A | N/A | N/A | 0 | 0 | 0 | 0 |  | 0 | 10 | 1 | 2 | 2 | 1 | 1 | 1 | 1 | 1 | 1 | 1 | 1 | 0 | 0 | 0
PG&E GBA | Richmond R | 115 | Richmond | 2 |  | 0 | 0 | 0 | 0 |  | 0 |  | N/A | N/A | N/A | N/A | N/A | N/A | N/A | N/A | 0 | 0 | 0 | 0 |  | 0 | 10 | 1 | 1 | 1 | 2 | 5 | 1 | 1 | 1 | 2 | 2 | 1 | 0 | 0 | 0
PG&E NGBA | Rincon | 115 | No Analysis | 2 |  | 0 | 0 | 0 | 0 |  | 0 | [9 empty] | 0 | 0 | 0 | 0 |  | 0 | 10 | #N/A | #N/A | #N/A | 2 | #N/A | #N/A | #N/A | #N/A | #N/A | #N/A | #N/A | 0 | 0 | 0
PG&E KERN | Rio Bravo | 115 | Rio Bravo | 1 |  | 0 | 0 | 0 | 0 |  | 0 |  | N/A | N/A | N/A | N/A | N/A | N/A | N/A | N/A | 0 | 0 | 0 | 0 |  | 0 | 10 | 1 | 2 | 2 | 1 | 1 | 1 | 1 | 1 | 1 | 1 | 1 | 0 | 0 | 0
SCE Metro | Rio Hondo | 230 | Rio Hondo | 2 |  | 0 | 0 | 0 | 0 |  | 0 |  | N/A | N/A | N/A | N/A | N/A | N/A | N/A | N/A | 0 | 0 | 0 | 0 |  | 0 | 10 | 1 | 1 | 1 | 2 | 5 | 1 | 3 | 3 | 4 | 3 | 1 | 0 | 0 | 0
PG&E NGBA | Rio Oso | 115 | Rio Oso | 2 |  | 0 | 0 | 0 | 0 |  | 0 |  | N/A | N/A | N/A | N/A | N/A | N/A | N/A | N/A | 0 | 0 | 0 | 0 |  | 0 | 10 | 1 | 1 | 1 | 2 | 1 | 1 | 1 | 1 | 2 | 1 | 1 | 0 | 0 | 0
PG&E NGBA | Rio Oso | 230 | Rio Oso | 2 |  | 0 | 0 | 0 | 0 |  | 0 |  | N/A | N/A | N/A | N/A | N/A | N/A | N/A | N/A | 0 | 0 | 0 | 0 |  | 0 | 10 | 1 | 1 | 1 | 2 | 1 | 1 | 1 | 1 | 2 | 1 | 1 | 0 | 0 | 0
PG&E GBA | Ripon | 115 | Ripon | 1 |  | 0 | 0 | 0 | 0 |  | 0 |  | N/A | N/A | N/A | N/A | N/A | N/A | N/A | N/A | 0 | 0 | 0 | 0 |  | 0 | 10 | 1 | 2 | 2 | 1 | 1 | 1 | 1 | 1 | 1 | 1 | 1 | 0 | 0 | 0
PG&E GBA | Riverbank | 115 | Riverbank | 1 |  | 0 | 0 | 0 | 0 |  | 0 |  | N/A | N/A | N/A | N/A | N/A | N/A | N/A | N/A | 0 | 0 | 0 | 0 |  | 0 | 10 | 1 | 2 | 1 | 1 | 1 | 2 | 1 | 1 | 2 | 1 | 1 | 0 | 0 | 0
SCE NOL | Roadway | 115 | Roadway | 2 |  | 0 | 0 | 0 | 0 |  | 0 |  | N/A | N/A | N/A | N/A | N/A | N/A | N/A | N/A | 211 | 34 | 0 | 0 |  | 245 | 10 | 1 | 5 | 1 | 2 | 1 | 1 | 1 | 1 | 2 | 1 | 1 | 0 | 0 | 0
PG&E NGBA | Rock Creek 1 | 230 | No Analysis | 2 |  | 0 | 0 | 0 | 0 |  | 0 | [9 empty] | 0 | 0 | 0 | 0 |  | 0 | 10 | #N/A | #N/A | #N/A | 2 | #N/A | #N/A | #N/A | #N/A | #N/A | #N/A | #N/A | 0 | 0 | 0
SCE Northern | Rosamond | 66 | No Analysis | 2 |  | 0 | 0 | 0 | 0 |  | 0 | [9 empty] | 0 | 0 | 0 | 0 |  | 0 | 10 | #N/A | #N/A | #N/A | 2 | #N/A | #N/A | #N/A | #N/A | #N/A | #N/A | #N/A | 0 | 0 | 0
PG&E GBA | Rossmoor | 230 | No Analysis | 2 |  | 0 | 0 | 0 | 0 |  | 0 | [9 empty] | 0 | 0 | 0 | 0 |  | 0 | 10 | #N/A | #N/A | #N/A | 2 | #N/A | #N/A | #N/A | #N/A | #N/A | #N/A | #N/A | 0 | 0 | 0
PG&E NGBA | Round Mountain | 230 | Round Mountain | 2 |  | 0 | 0 | 0 | 0 |  | 0 | 10 | 1 | 5 | 2 | 1 | 1 | 3 | 2 | 1 | 0 | 0 | 0 | 0 |  | 0 | 10 | 1 | 1 | 1 | 2 | 5 | 3 | 1 | 1 | 3 | 2 | 1 | 0 | 0 | 0
PG&E NGBA | Round Mountain | 500 | Round Mountain | 2 |  | 0 | 0 | 0 | 0 |  | 0 |  | N/A | N/A | N/A | N/A | N/A | N/A | N/A | N/A | 0 | 0 | 0 | 0 |  | 0 | 10 | 1 | 1 | 1 | 2 | 5 | 3 | 1 | 1 | 3 | 2 | 1 | 0 | 0 | 0
PG&E GBA | Salado | 115 | No Analysis | 1 |  | 0 | 0 | 0 | 0 |  | 0 | [9 empty] | 0 | 0 | 0 | 0 |  | 0 | 10 | #N/A | #N/A | #N/A | 1 | #N/A | #N/A | #N/A | #N/A | #N/A | #N/A | #N/A | 0 | 0 | 0
PG&E GBA | Salado | 60 | No Analysis | 1 |  | 0 | 0 | 0 | 0 |  | 0 | [9 empty] | 0 | 0 | 0 | 0 |  | 0 | 10 | #N/A | #N/A | #N/A | 1 | #N/A | #N/A | #N/A | #N/A | #N/A | #N/A | #N/A | 0 | 0 | 0
PG&E GBA | Salinas | 115 | No Analysis | 1 |  | 0 | 0 | 0 | 0 |  | 0 | [9 empty] | 0 | 0 | 0 | 0 |  | 0 | 10 | #N/A | #N/A | #N/A | 1 | #N/A | #N/A | #N/A | #N/A | #N/A | #N/A | #N/A | 0 | 0 | 0
SDGE | Salt Creek | 69 | No Analysis | 2 |  | 0 | 0 | 0 | 0 |  | 0 | [9 empty] | 0 | 0 | 0 | 0 |  | 0 | 10 | #N/A | #N/A | #N/A | 2 | #N/A | #N/A | #N/A | #N/A | #N/A | #N/A | #N/A | 0 | 0 | 0
SCE Eastern | San Bernardino | 230 | San Bernardino | 2 |  | 0 | 0 | 0 | 0 |  | 0 |  | N/A | N/A | N/A | N/A | N/A | N/A | N/A | N/A | 0 | 0 | 0 | 0 |  | 0 | 10 | 1 | 3 | 1 | 2 | 5 | 1 | 1 | 2 | 3 | 1 | 1 | 0 | 0 | 0
PG&E GBA | SAN FRAN A (POTRERO PP) | 115 | No Analysis | 2 |  | 0 | 0 | 0 | 0 |  | 0 | [9 empty] | 0 | 0 | 0 | 0 |  | 0 | 10 | #N/A | #N/A | #N/A | 2 | #N/A | #N/A | #N/A | #N/A | #N/A | #N/A | #N/A | 0 | 0 | 0
PG&E GBA | SAN FRAN A (POTRERO PP) | 230 | No Analysis | 2 |  | 0 | 0 | 0 | 0 |  | 0 | [9 empty] | 0 | 0 | 0 | 0 |  | 0 | 10 | #N/A | #N/A | #N/A | 2 | #N/A | #N/A | #N/A | #N/A | #N/A | #N/A | #N/A | 0 | 0 | 0
PG&E GBA | San Jose A | 115 | No Analysis | 2 |  | 0 | 0 | 0 | 0 |  | 0 | [9 empty] | 0 | 0 | 0 | 0 |  | 0 | 10 | #N/A | #N/A | #N/A | 2 | #N/A | #N/A | #N/A | #N/A | #N/A | #N/A | #N/A | 0 | 0 | 0
PG&E GBA | San Jose B | 115 | No Analysis | 2 |  | 0 | 0 | 0 | 0 |  | 0 | [9 empty] | 0 | 0 | 0 | 0 |  | 0 | 10 | #N/A | #N/A | #N/A | 2 | #N/A | #N/A | #N/A | #N/A | #N/A | #N/A | #N/A | 0 | 0 | 0
PG&E GBA | San Leandro U | 115 | No Analysis | 2 |  | 0 | 0 | 0 | 0 |  | 0 | [9 empty] | 0 | 0 | 0 | 0 |  | 0 | 10 | #N/A | #N/A | #N/A | 2 | #N/A | #N/A | #N/A | #N/A | #N/A | #N/A | #N/A | 0 | 0 | 0
PG&E KERN | San Luis Obispo | 115 | San Luis Obispo | 2 |  | 0 | 0 | 0 | 0 |  | 0 |  | N/A | N/A | N/A | N/A | N/A | N/A | N/A | N/A | 0 | 0 | 0 | 0 |  | 0 | 10 | 1 | 1 | 1 | 2 | 5 | 1 | 1 | 2 | 2 | 1 | 1 | 0 | 0 | 0
PG&E KERN | San Luis Obispo | 70 | San Luis Obispo | 2 |  | 0 | 0 | 0 | 0 |  | 0 |  | N/A | N/A | N/A | N/A | N/A | N/A | N/A | N/A | 0 | 0 | 0 | 0 |  | 0 | 10 | 1 | 1 | 1 | 2 | 5 | 1 | 1 | 2 | 2 | 1 | 1 | 0 | 0 | 0
SDGE | San Luis Rey | 230 | San Luis Rey | 2 |  | 0 | 0 | 0 | 0 |  | 0 |  | N/A | N/A | N/A | N/A | N/A | N/A | N/A | N/A | 0 | 0 | 0 | 0 |  | 0 | 10 | 1 | 4 | 1 | 2 | 5 | 2 | 1 | 2 | 3 | 1 | 1 | 0 | 0 | 0
SDGE | San Luis Rey | 69 | San Luis Rey | 2 |  | 0 | 0 | 0 | 0 |  | 0 |  | N/A | N/A | N/A | N/A | N/A | N/A | N/A | N/A | 0 | 0 | 0 | 0 |  | 0 | 10 | 1 | 4 | 1 | 2 | 5 | 2 | 1 | 2 | 3 | 1 | 1 | 0 | 0 | 0
SDGE | San Marcos | 69 | No Analysis | 2 |  | 0 | 0 | 0 | 0 |  | 0 | [9 empty] | 0 | 0 | 0 | 0 |  | 0 | 10 | #N/A | #N/A | #N/A | 2 | #N/A | #N/A | #N/A | #N/A | #N/A | #N/A | #N/A | 0 | 0 | 0
SCE Metro | San Onofre | 230 | San Onofre | 2 |  | 0 | 0 | 0 | 0 |  | 0 |  | N/A | N/A | N/A | N/A | N/A | N/A | N/A | N/A | 0 | 0 | 0 | 0 |  | 0 | 10 | 1 | 1 | 1 | 2 | 5 | 1 | 3 | 3 | 3 | 2 | 1 | 0 | 0 | 0
PG&E GBA | San Pablo | 115 | No Analysis | 2 |  | 0 | 0 | 0 | 0 |  | 0 | [9 empty] | 0 | 0 | 0 | 0 |  | 0 | 10 | #N/A | #N/A | #N/A | 2 | #N/A | #N/A | #N/A | #N/A | #N/A | #N/A | #N/A | 0 | 0 | 0
PG&E GBA | San Ramon | 230 | No Analysis | 2 |  | 0 | 0 | 0 | 0 |  | 0 | [9 empty] | 0 | 0 | 0 | 0 |  | 0 | 10 | #N/A | #N/A | #N/A | 2 | #N/A | #N/A | #N/A | #N/A | #N/A | #N/A | #N/A | 0 | 0 | 0
SDGE | San Ysidro | 69 | No Analysis | 2 |  | 0 | 0 | 0 | 0 |  | 0 | [9 empty] | 0 | 0 | 0 | 0 |  | 0 | 10 | #N/A | #N/A | #N/A | 2 | #N/A | #N/A | #N/A | #N/A | #N/A | #N/A | #N/A | 0 | 0 | 0
SCE NOL | Sandlot | 230 | No Analysis | 2 |  | 0 | 0 | 0 | 0 |  | 0 | [9 empty] | 0 | 0 | 0 | 0 |  | 0 | 10 | #N/A | #N/A | #N/A | 2 | #N/A | #N/A | #N/A | #N/A | #N/A | #N/A | #N/A | 0 | 0 | 0
EOP | Sandy | 138 | SANDY VALLEY | 2 | OOS | 0 | 0 | 0 | 0 |  | 0 |  | N/A | N/A | N/A | N/A | N/A | N/A | N/A | N/A | 0 | 0 | 0 | 0 |  | 0 | 10 | 1 | N/A | N/A | 2 | N/A | N/A | N/A | N/A | N/A | N/A | N/A | 0 | 0 | 0
PG&E FRESNO | Sanger | 115 | Sanger | 1 |  | 0 | 0 | 0 | 0 |  | 0 |  | N/A | N/A | N/A | N/A | N/A | N/A | N/A | N/A | 0 | 0 | 0 | 0 |  | 0 | 10 | 1 | 3 | 2 | 1 | 1 | 1 | 1 | 1 | 1 | 1 | 1 | 0 | 0 | 0
SCE Northern | Santa Clara | 230 | Santa Clara | 2 |  | 0 | 0 | 0 | 0 |  | 0 |  | N/A | N/A | N/A | N/A | N/A | N/A | N/A | N/A | 0 | 0 | 0 | 0 |  | 0 | 10 | 1 | 1 | 1 | 2 | 5 | 1 | 1 | 1 | 1 | 1 | 1 | 0 | 0 | 0
PG&E NGBA | Santa Rosa A | 115 | No Analysis | 2 |  | 0 | 0 | 0 | 0 |  | 0 | [9 empty] | 0 | 0 | 0 | 0 |  | 0 | 10 | #N/A | #N/A | #N/A | 2 | #N/A | #N/A | #N/A | #N/A | #N/A | #N/A | #N/A | 0 | 0 | 0
PG&E GBA | Santa Teresa | 115 | No Analysis | 2 |  | 0 | 0 | 0 | 0 |  | 0 | [9 empty] | 0 | 0 | 0 | 0 |  | 0 | 10 | #N/A | #N/A | #N/A | 2 | #N/A | #N/A | #N/A | #N/A | #N/A | #N/A | #N/A | 0 | 0 | 0
SDGE | Santee | 138 | No Analysis | 2 |  | 0 | 0 | 0 | 0 |  | 0 | [9 empty] | 0 | 0 | 0 | 0 |  | 0 | 10 | #N/A | #N/A | #N/A | 2 | #N/A | #N/A | #N/A | #N/A | #N/A | #N/A | #N/A | 0 | 0 | 0
SCE Metro | Santiago | 230 | Santiago | 2 |  | 0 | 0 | 0 | 0 |  | 0 |  | N/A | N/A | N/A | N/A | N/A | N/A | N/A | N/A | 0 | 0 | 0 | 0 |  | 0 | 10 | 1 | 4 | 1 | 2 | 5 | 1 | 2 | 2 | 3 | 1 | 1 | 0 | 0 | 0
PG&E GBA | Saratoga | 230 | No Analysis | 2 |  | 0 | 0 | 0 | 0 |  | 0 | [9 empty] | 0 | 0 | 0 | 0 |  | 0 | 10 | #N/A | #N/A | #N/A | 2 | #N/A | #N/A | #N/A | #N/A | #N/A | #N/A | #N/A | 0 | 0 | 0
SCE Northern | Saugus | 230 | Saugus | 2 |  | 0 | 0 | 0 | 0 |  | 0 |  | N/A | N/A | N/A | N/A | N/A | N/A | N/A | N/A | 0 | 0 | 0 | 0 |  | 0 | 10 | 1 | 2 | 1 | 2 | 5 | 1 | 1 | 1 | 2 | 1 | 1 | 0 | 0 | 0
PG&E FRESNO | Schindler | 115 | Schindler | 1 |  | 0 | 0 | 0 | 0 |  | 0 |  | N/A | N/A | N/A | N/A | N/A | N/A | N/A | N/A | 0 | 0 | 0 | 0 |  | 0 | 10 | 1 | 1 | 1 | 1 | 1 | 1 | 1 | 1 | 1 | 1 | 1 | 0 | 0 | 0
PG&E FRESNO | Schindler | 70 | Schindler | 1 |  | 0 | 0 | 0 | 0 |  | 0 |  | N/A | N/A | N/A | N/A | N/A | N/A | N/A | N/A | 0 | 0 | 0 | 0 |  | 0 | 10 | 1 | 1 | 1 | 1 | 1 | 1 | 1 | 1 | 1 | 1 | 1 | 0 | 0 | 0
PG&E GBA | Schulte | 115 | Schulte Switching Station | 1 |  | 0 | 0 | 0 | 0 |  | 0 |  | N/A | N/A | N/A | N/A | N/A | N/A | N/A | N/A | 0 | 0 | 0 | 0 |  | 0 | 10 | 1 | 1 | 1 | 1 | 5 | 1 | 1 | 1 | 1 | 1 | 1 | 0 | 0 | 0
SDGE | Scripps | 69 | No Analysis | 2 |  | 0 | 0 | 0 | 0 |  | 0 | [9 empty] | 0 | 0 | 0 | 0 |  | 0 | 10 | #N/A | #N/A | #N/A | 2 | #N/A | #N/A | #N/A | #N/A | #N/A | #N/A | #N/A | 0 | 0 | 0
PG&E KERN | Semitropic | 115 | Semitropic | 1 |  | 0 | 0 | 0 | 0 |  | 0 |  | N/A | N/A | N/A | N/A | N/A | N/A | N/A | N/A | 0 | 0 | 0 | 0 |  | 0 | 10 | 1 | 1 | 2 | 1 | 1 | 1 | 1 | 1 | 2 | 1 | 1 | 0 | 0 | 0
SCE Metro | Serrano | 230 | Serrano | 2 |  | 0 | 0 | 0 | 0 |  | 0 |  | N/A | N/A | N/A | N/A | N/A | N/A | N/A | N/A | 0 | 0 | 0 | 0 |  | 0 | 10 | 1 | 1 | 1 | 2 | 5 | 2 | 1 | 1 | 3 | 1 | 1 | 0 | 0 | 0
SCE Metro | Serrano | 500 | Serrano | 2 |  | 0 | 0 | 0 | 0 |  | 0 |  | N/A | N/A | N/A | N/A | N/A | N/A | N/A | N/A | 0 | 0 | 0 | 0 |  | 0 | 10 | 1 | 1 | 1 | 2 | 5 | 2 | 1 | 1 | 3 | 1 | 1 | 0 | 0 | 0
SDGE | Shadowridge | 138 | No Analysis | 2 |  | 0 | 0 | 0 | 0 |  | 0 | [9 empty] | 0 | 0 | 0 | 0 |  | 0 | 10 | #N/A | #N/A | #N/A | 2 | #N/A | #N/A | #N/A | #N/A | #N/A | #N/A | #N/A | 0 | 0 | 0
PG&E KERN | Shafter | 115 | Shafter | 1 |  | 0 | 0 | 0 | 0 |  | 0 |  | N/A | N/A | N/A | N/A | N/A | N/A | N/A | N/A | 0 | 0 | 0 | 0 |  | 0 | 10 | 1 | 1 | 3 | 1 | 1 | 1 | 1 | 1 | 1 | 1 | 1 | 0 | 0 | 0
PG&E NGBA | Silverado | 115 | No Analysis | 2 |  | 0 | 0 | 0 | 0 |  | 0 | [9 empty] | 0 | 0 | 0 | 0 |  | 0 | 10 | #N/A | #N/A | #N/A | 2 | #N/A | #N/A | #N/A | #N/A | #N/A | #N/A | #N/A | 0 | 0 | 0
SDGE | Silvergate | 230 | Silvergate | 2 |  | 0 | 0 | 0 | 0 |  | 0 |  | N/A | N/A | N/A | N/A | N/A | N/A | N/A | N/A | 0 | 0 | 0 | 0 |  | 0 | 10 | 1 | 3 | 1 | 2 | 1 | 1 | 1 | 3 | 3 | 1 | 1 | 0 | 0 | 0
SDGE | Silvergate | 69 | Silvergate | 2 |  | 0 | 0 | 0 | 0 |  | 0 |  | N/A | N/A | N/A | N/A | N/A | N/A | N/A | N/A | 0 | 0 | 0 | 0 |  | 0 | 10 | 1 | 3 | 1 | 2 | 1 | 1 | 1 | 3 | 3 | 1 | 1 | 0 | 0 | 0
PG&E KERN | Sisquoc | 115 | Sisquoc | 2 |  | 0 | 0 | 0 | 0 |  | 0 |  | N/A | N/A | N/A | N/A | N/A | N/A | N/A | N/A | 0 | 0 | 0 | 0 |  | 0 | 10 | 1 | 1 | 1 | 2 | 3 | 1 | 1 | 1 | 1 | 1 | 1 | 0 | 0 | 0
EOP | Sloan Canyon | 230 | SLOAN CANYON | 2 | OOS | 66 | 244 | 0 | 0 |  | 310 | 20 | 2 | N/A | N/A | N/A | N/A | N/A | N/A | N/A | 0 | 0 | 0 | 0 |  | 0 | 10 | 1 | N/A | N/A | 2 | N/A | N/A | N/A | N/A | N/A | N/A | N/A | 0 | 0 | 0
EOP | Sloan Canyon | 500 | SLOAN CANYON | 2 | OOS | 0 | 0 | 0 | 0 |  | 0 |  | N/A | N/A | N/A | N/A | N/A | N/A | N/A | N/A | 0 | 0 | 0 | 0 |  | 0 | 10 | 1 | N/A | N/A | 2 | N/A | N/A | N/A | N/A | N/A | N/A | N/A | 0 | 0 | 0
PG&E KERN | Smyrna | 115 | Smyrna | 1 |  | 0 | 0 | 0 | 0 |  | 0 |  | N/A | N/A | N/A | N/A | N/A | N/A | N/A | N/A | 0 | 0 | 0 | 0 |  | 0 | 10 | 1 | 1 | 1 | 1 | 1 | 1 | 1 | 1 | 1 | 1 | 1 | 0 | 0 | 0
PG&E GBA | Sobrante | 115 | No Analysis | 2 |  | 0 | 0 | 0 | 0 |  | 0 | [9 empty] | 0 | 0 | 0 | 0 |  | 0 | 10 | #N/A | #N/A | #N/A | 2 | #N/A | #N/A | #N/A | #N/A | #N/A | #N/A | #N/A | 0 | 0 | 0
PG&E GBA | Sobrante | 230 | No Analysis | 2 |  | 0 | 0 | 0 | 0 |  | 0 | [9 empty] | 0 | 0 | 0 | 0 |  | 0 | 10 | #N/A | #N/A | #N/A | 2 | #N/A | #N/A | #N/A | #N/A | #N/A | #N/A | #N/A | 0 | 0 | 0
PG&E KERN | Solar | 230 | Solar SS | 2 |  | 0 | 0 | 0 | 0 |  | 0 |  | N/A | N/A | N/A | N/A | N/A | N/A | N/A | N/A | 0 | 0 | 0 | 0 |  | 0 | 10 | 1 | 1 | 1 | 2 | 2 | 1 | 1 | 1 | 2 | 2 | 1 | 0 | 0 | 0
PG&E GBA | Soledad | 115 | No Analysis | 2 |  | 0 | 0 | 0 | 0 |  | 0 | [9 empty] | 0 | 0 | 0 | 0 |  | 0 | 10 | #N/A | #N/A | #N/A | 2 | #N/A | #N/A | #N/A | #N/A | #N/A | #N/A | #N/A | 0 | 0 | 0
PG&E GBA | Soledad | 60 | Coburn | 2 |  | 6 | 0 | 0 | 0 |  | 6 | 10 | 1 | 1 | 1 | 1 | 1 | 2 | 1 | 1 | 0 | 0 | 0 | 0 |  | 0 | 10 | 1 | 1 | 1 | 2 | 2 | 1 | 1 | 1 | 1 | 1 | 1 | 0 | 0 | 0
SDGE | Spring Valley | 69 | No Analysis | 2 |  | 0 | 0 | 0 | 0 |  | 0 | [9 empty] | 0 | 0 | 0 | 0 |  | 0 | 10 | #N/A | #N/A | #N/A | 2 | #N/A | #N/A | #N/A | #N/A | #N/A | #N/A | #N/A | 0 | 0 | 0
SCE Northern | Springville | 230 | Springville | 1 |  | 0 | 0 | 0 | 0 |  | 0 |  | N/A | N/A | N/A | N/A | N/A | N/A | N/A | N/A | 0 | 0 | 0 | 0 |  | 0 | 10 | 1 | 2 | 1 | 1 | 3 | 2 | 1 | 1 | 3 | 2 | 1 | 0 | 0 | 0
PG&E GBA | Stagg | 230 | Stagg | 1 |  | 0 | 0 | 0 | 0 |  | 0 |  | N/A | N/A | N/A | N/A | N/A | N/A | N/A | N/A | 0 | 0 | 0 | 0 |  | 0 | 10 | 1 | 1 | 3 | 1 | 1 | 1 | 1 | 1 | 1 | 1 | 1 | 0 | 0 | 0
PG&E GBA | Standard Oil | 115 | No Analysis | 2 |  | 0 | 0 | 0 | 0 |  | 0 | [9 empty] | 0 | 0 | 0 | 0 |  | 0 | 10 | #N/A | #N/A | #N/A | 2 | #N/A | #N/A | #N/A | #N/A | #N/A | #N/A | #N/A | 0 | 0 | 0
PG&E GBA | Stanislaus | 115 | No Analysis | 2 |  | 0 | 0 | 0 | 0 |  | 0 | [9 empty] | 0 | 0 | 0 | 0 |  | 0 | 10 | #N/A | #N/A | #N/A | 2 | #N/A | #N/A | #N/A | #N/A | #N/A | #N/A | #N/A | 0 | 0 | 0
PG&E KERN | Stockdale | 115 | Stockdale | 1 |  | 0 | 0 | 0 | 0 |  | 0 |  | N/A | N/A | N/A | N/A | N/A | N/A | N/A | N/A | 0 | 0 | 0 | 0 |  | 0 | 10 | 1 | 2 | 2 | 1 | 1 | 1 | 1 | 1 | 1 | 1 | 1 | 0 | 0 | 0
PG&E KERN | Stockdale | 230 | Stockdale | 1 |  | 0 | 0 | 0 | 0 |  | 0 |  | N/A | N/A | N/A | N/A | N/A | N/A | N/A | N/A | 0 | 0 | 0 | 0 |  | 0 | 10 | 1 | 2 | 2 | 1 | 1 | 1 | 1 | 1 | 1 | 1 | 1 | 0 | 0 | 0
PG&E GBA | Stockton A | 115 | No Analysis | 1 |  | 0 | 0 | 0 | 0 |  | 0 | [9 empty] | 0 | 0 | 0 | 0 |  | 0 | 10 | #N/A | #N/A | #N/A | 1 | #N/A | #N/A | #N/A | #N/A | #N/A | #N/A | #N/A | 0 | 0 | 0
PG&E GBA | Stone | 115 | No Analysis | 2 |  | 0 | 0 | 0 | 0 |  | 0 | [9 empty] | 0 | 0 | 0 | 0 |  | 0 | 10 | #N/A | #N/A | #N/A | 2 | #N/A | #N/A | #N/A | #N/A | #N/A | #N/A | #N/A | 0 | 0 | 0
PG&E FRESNO | Storey | 230 | No Analysis | 1 |  | 0 | 0 | 0 | 0 |  | 0 | [9 empty] | 0 | 0 | 0 | 0 |  | 0 | 10 | #N/A | #N/A | #N/A | 1 | #N/A | #N/A | #N/A | #N/A | #N/A | #N/A | #N/A | 0 | 0 | 0
PG&E NGBA | Summit | 115 | Summit | 2 | OOS | 0 | 0 | 0 | 0 |  | 0 |  | N/A | N/A | N/A | N/A | N/A | N/A | N/A | N/A | 0 | 0 | 0 | 0 |  | 0 | 10 | #N/A | N/A | N/A | 2 | N/A | N/A | N/A | N/A | N/A | N/A | N/A | 0 | 40 | 40 |  | OOS | N/A | N/A | N/A | N/A | N/A | N/A | N/A | N/A
SDGE | Suncrest | 230 | Suncrest | 2 |  | 0 | 0 | 0 | 0 |  | 0 |  | N/A | N/A | N/A | N/A | N/A | N/A | N/A | N/A | 0 | 0 | 0 | 0 |  | 0 | 10 | 1 | 2 | 1 | 2 | 5 | 1 | 1 | 2 | 2 | 2 | 1 | 0 | 0 | 0
SDGE | Suncrest | 500 | Suncrest | 2 |  | 0 | 0 | 0 | 0 |  | 0 |  | N/A | N/A | N/A | N/A | N/A | N/A | N/A | N/A | 0 | 0 | 0 | 0 |  | 0 | 10 | 1 | 2 | 1 | 2 | 5 | 1 | 1 | 2 | 2 | 2 | 1 | 0 | 0 | 0
PG&E KERN | Sunrise | 230 | No Analysis | 1 |  | 0 | 0 | 0 | 0 |  | 0 | [9 empty] | 0 | 0 | 0 | 0 |  | 0 | 10 | #N/A | #N/A | #N/A | 1 | #N/A | #N/A | #N/A | #N/A | #N/A | #N/A | #N/A | 0 | 0 | 0
PG&E KERN | Sunset | 230 | No Analysis | 1 |  | 0 | 0 | 0 | 0 |  | 0 | [9 empty] | 0 | 0 | 0 | 0 |  | 0 | 10 | #N/A | #N/A | #N/A | 1 | #N/A | #N/A | #N/A | #N/A | #N/A | #N/A | #N/A | 0 | 0 | 0
PG&E GBA | Swift | 115 | No Analysis | 2 |  | 0 | 0 | 0 | 0 |  | 0 | [9 empty] | 0 | 0 | 0 | 0 |  | 0 | 10 | #N/A | #N/A | #N/A | 2 | #N/A | #N/A | #N/A | #N/A | #N/A | #N/A | #N/A | 0 | 0 | 0
SDGE | Sycamore Canyon | 138 | Sycamore Canyon | 2 |  | 0 | 0 | 0 | 0 |  | 0 |  | N/A | N/A | N/A | N/A | N/A | N/A | N/A | N/A | 0 | 0 | 0 | 0 |  | 0 | 10 | 1 | 3 | 1 | 2 | 5 | 3 | 2 | 2 | 5 | 1 | 1 | 0 | 0 | 0
SDGE | Sycamore Canyon | 230 | Sycamore Canyon | 2 |  | 0 | 0 | 0 | 0 |  | 0 |  | N/A | N/A | N/A | N/A | N/A | N/A | N/A | N/A | 0 | 0 | 0 | 0 |  | 0 | 10 | 1 | 3 | 1 | 2 | 5 | 3 | 2 | 2 | 5 | 1 | 1 | 0 | 0 | 0
SDGE | Sycamore Canyon | 69 | Sycamore Canyon | 2 |  | 0 | 0 | 0 | 0 |  | 0 |  | N/A | N/A | N/A | N/A | N/A | N/A | N/A | N/A | 0 | 0 | 0 | 0 |  | 0 | 10 | 1 | 3 | 1 | 2 | 5 | 3 | 2 | 2 | 5 | 1 | 1 | 0 | 0 | 0
SCE Northern | Sylmar | 230 | Sylmar | 2 |  | 0 | 0 | 0 | 0 |  | 0 |  | N/A | N/A | N/A | N/A | N/A | N/A | N/A | N/A | 0 | 0 | 0 | 0 |  | 0 | 10 | 1 | 2 | 1 | 2 | 5 | 1 | 1 | 1 | 1 | 1 | 1 | 0 | 0 | 0
PG&E NGBA | Table Mountain | 115 | Table Mountain | 2 |  | 0 | 0 | 0 | 0 |  | 0 |  | N/A | N/A | N/A | N/A | N/A | N/A | N/A | N/A | 0 | 0 | 0 | 0 |  | 0 | 10 | 1 | 1 | 1 | 2 | 2 | 3 | 1 | 2 | 4 | 1 | 1 | 0 | 0 | 0
PG&E NGBA | Table Mountain | 230 | Table Mountain | 2 |  | 90.5 | 22.5 | 0 | 0 |  | 113 | 10 | 4 | 2 | 3 | 1 | 1 | 5 | 1 | 4 | 0 | 0 | 0 | 0 |  | 0 | 10 | 1 | 1 | 1 | 2 | 2 | 3 | 1 | 2 | 4 | 1 | 1 | 0 | 0 | 0
PG&E NGBA | Table Mountain | 500 | Table Mountain | 2 |  | 0 | 0 | 0 | 0 |  | 0 |  | N/A | N/A | N/A | N/A | N/A | N/A | N/A | N/A | 0 | 0 | 0 | 0 |  | 0 | 10 | 1 | 1 | 1 | 2 | 2 | 3 | 1 | 2 | 4 | 1 | 1 | 0 | 0 | 0
PG&E NGBA | Table Mountain | 60 | Table Mountain | 2 |  | 0 | 0 | 0 | 0 |  | 0 |  | N/A | N/A | N/A | N/A | N/A | N/A | N/A | N/A | 0 | 0 | 0 | 0 |  | 0 | 10 | 1 | 1 | 1 | 2 | 2 | 3 | 1 | 2 | 4 | 1 | 1 | 0 | 0 | 0
PG&E KERN | Taft | 115 | Taft | 1 |  | 0 | 0 | 0 | 0 |  | 0 |  | N/A | N/A | N/A | N/A | N/A | N/A | N/A | N/A | 0 | 3 | 0 | 0 |  | 3 | 10 | 1 | 1 | 1 | 1 | 1 | 1 | 2 | 3 | 4 | 1 | 1 | 0 | 0 | 0
SDGE | Talega | 138 | Talega | 2 |  | 0 | 0 | 0 | 0 |  | 0 |  | N/A | N/A | N/A | N/A | N/A | N/A | N/A | N/A | 0 | 0 | 0 | 0 |  | 0 | 10 | 1 | 4 | 1 | 2 | 5 | 1 | 2 | 2 | 3 | 2 | 1 | 0 | 0 | 0
SDGE | Talega | 230 | Talega | 2 |  | 0 | 0 | 0 | 0 |  | 0 |  | N/A | N/A | N/A | N/A | N/A | N/A | N/A | N/A | 0 | 0 | 0 | 0 |  | 0 | 10 | 1 | 4 | 1 | 2 | 5 | 1 | 2 | 2 | 3 | 2 | 1 | 0 | 0 | 0
PG&E GBA | Tassajara | 230 | No Analysis | 2 |  | 0 | 0 | 0 | 0 |  | 0 | [9 empty] | 0 | 0 | 0 | 0 |  | 0 | 10 | #N/A | #N/A | #N/A | 2 | #N/A | #N/A | #N/A | #N/A | #N/A | #N/A | #N/A | 0 | 0 | 0
PG&E KERN | Tejon | 70 | No Analysis | 1 |  | 0 | 0 | 0 | 0 |  | 0 | [9 empty] | 0 | 0 | 0 | 0 |  | 0 | 10 | #N/A | #N/A | #N/A | 1 | #N/A | #N/A | #N/A | #N/A | #N/A | #N/A | #N/A | 0 | 0 | 0
SDGE | Telegraph Canyon | 138 | No Analysis | 2 |  | 0 | 0 | 0 | 0 |  | 0 | [9 empty] | 0 | 0 | 0 | 0 |  | 0 | 10 | #N/A | #N/A | #N/A | 2 | #N/A | #N/A | #N/A | #N/A | #N/A | #N/A | #N/A | 0 | 0 | 0
PG&E KERN | Temblor | 115 | Temblor | 1 |  | 0 | 0 | 0 | 0 |  | 0 |  | N/A | N/A | N/A | N/A | N/A | N/A | N/A | N/A | 0 | 0 | 0 | 0 |  | 0 | 10 | 1 | 1 | 1 | 1 | 1 | 1 | 1 | 1 | 2 | 1 | 1 | 0 | 0 | 0
PG&E KERN | Templeton | 230 | Templeton | 1 |  | 113.07 | 0 | 0 | 0 |  | 113.07 | 10 | 1 | 5 | 1 | 1 | 1 | 1 | 1 | 1 | 0 | 0 | 0 | 0 |  | 0 | 10 | 1 | 2 | 1 | 1 | 4 | 1 | 1 | 1 | 1 | 1 | 1 | 0 | 0 | 0
PG&E KERN | Templeton | 70 | Templeton | 1 |  | 0 | 0 | 0 | 0 |  | 0 |  | N/A | N/A | N/A | N/A | N/A | N/A | N/A | N/A | 0 | 0 | 0 | 0 |  | 0 | 10 | 1 | 2 | 1 | 1 | 4 | 1 | 1 | 1 | 1 | 1 | 1 | 0 | 0 | 0
PG&E GBA | Tesla | 115 | Tesla | 2 |  | 0 | 0 | 0 | 0 |  | 0 |  | N/A | N/A | N/A | N/A | N/A | N/A | N/A | N/A | 0 | 0 | 0 | 0 |  | 0 | 10 | 1 | 2 | 1 | 2 | 1 | 3 | 2 | 2 | 3 | 1 | 1 | 0 | 0 | 0
PG&E GBA | Tesla | 230 | Tesla | 2 |  | 100 | 76.5 | 0 | 0 | 176.5 | 0 | 15 | 4 | 2 | 2 | 1 | 1 | 2 | 1 | 2 | 0 | 0 | 0 | 0 |  | 0 | 10 | 1 | 2 | 1 | 2 | 1 | 3 | 2 | 2 | 3 | 1 | 1 | 0 | 0 | 0
PG&E GBA | Tesla | 500 | Tesla | 2 |  | 300 | 0 | 0 | 0 |  | 300 | 15 | 4 | 2 | 2 | 1 | 1 | 2 | 1 | 2 | 0 | 0 | 0 | 0 |  | 0 | 10 | 1 | 2 | 1 | 2 | 1 | 3 | 2 | 2 | 3 | 1 | 1 | 0 | 0 | 0
PG&E KERN | Tevis | 115 | Tevis | 1 |  | 0 | 0 | 0 | 0 |  | 0 |  | N/A | N/A | N/A | N/A | N/A | N/A | N/A | N/A | 0 | 0 | 0 | 0 |  | 0 | 10 | 1 | 2 | 1 | 1 | 1 | 1 | 1 | 2 | 2 | 1 | 1 | 0 | 0 | 0
EOP | Thousandaire | 138 | THOUSANDAIRE | 2 | OOS | 0 | 0 | 0 | 0 |  | 0 |  | N/A | N/A | N/A | N/A | N/A | N/A | N/A | N/A | 0 | 0 | 0 | 0 |  | 0 | 10 | 1 | N/A | N/A | 2 | N/A | N/A | N/A | N/A | N/A | N/A | N/A | 0 | 0 | 0
PG&E KERN | Topaz | 230 | No Analysis | 2 |  | 0 | 0 | 0 | 0 |  | 0 | [9 empty] | 0 | 0 | 0 | 0 |  | 0 | 10 | #N/A | #N/A | #N/A | 2 | #N/A | #N/A | #N/A | #N/A | #N/A | #N/A | #N/A | 0 | 0 | 0
SCE NOL | Tortilla | 115 | Tortilla | 2 |  | 0 | 0 | 0 | 0 |  | 0 |  | N/A | N/A | N/A | N/A | N/A | N/A | N/A | N/A | 0 | 0 | 0 | 0 |  | 0 | 10 | 1 | 3 | 1 | 2 | 1 | 2 | 2 | 1 | 3 | 1 | 1 | 0 | 0 | 0
SDGE | Trabuco | 138 | Trabuco | 2 |  | 0 | 0 | 0 | 0 |  | 0 |  | N/A | N/A | N/A | N/A | N/A | N/A | N/A | N/A | 0 | 0 | 0 | 0 |  | 0 | 10 | 1 | 4 | 1 | 2 | 5 | 1 | 2 | 3 | 3 | 1 | 1 | 0 | 0 | 0
PG&E GBA | Tracy | 115 | No Analysis | 2 |  | 0 | 0 | 0 | 0 |  | 0 | [9 empty] | 0 | 0 | 0 | 0 |  | 0 | 10 | #N/A | #N/A | #N/A | 2 | #N/A | #N/A | #N/A | #N/A | #N/A | #N/A | #N/A | 0 | 0 | 0
PG&E FRESNO | Tranquility | 230 | Tranquility | 1 |  | 0 | 0 | 0 | 0 |  | 0 |  | N/A | N/A | N/A | N/A | N/A | N/A | N/A | N/A | 100 | 600 | 0 | 0 |  | 700 | 10 | 1 | 2 | 1 | 1 | 1 | 1 | 1 | 1 | 1 | 1 | 1 | 0 | 0 | 0
PG&E GBA | Trimble | 115 | No Analysis | 2 |  | 0 | 0 | 0 | 0 |  | 0 | [9 empty] | 0 | 0 | 0 | 0 |  | 0 | 10 | #N/A | #N/A | #N/A | 2 | #N/A | #N/A | #N/A | #N/A | #N/A | #N/A | #N/A | 0 | 0 | 0
EOP | Trout Canyon | 230 | TROUT CANYON | 2 | OOS | 0 | 0 | 0 | 0 |  | 0 | 20 | 1 | N/A | N/A | N/A | N/A | N/A | N/A | N/A | 566 | 745 | 0 | 0 |  | 1311 | 15 | 1 | N/A | N/A | 2 | N/A | N/A | N/A | N/A | N/A | N/A | N/A | 0 | 0 | 0
EOP | Trout Canyon | 500 | TROUT CANYON | 2 | OOS | 0 | 0 | 0 | 0 |  | 0 |  | N/A | N/A | N/A | N/A | N/A | N/A | N/A | N/A | 0 | 0 | 0 | 0 |  | 0 | 10 | 2 | N/A | N/A | 2 | N/A | N/A | N/A | N/A | N/A | N/A | N/A | 0 | 0 | 0
PG&E NGBA | Tulucay | 230 | Tulucay | 2 |  | 0 | 0 | 0 | 0 |  | 0 |  | N/A | N/A | N/A | N/A | N/A | N/A | N/A | N/A | 0 | 0 | 0 | 0 |  | 0 | 10 | 1 | 3 | 1 | 2 | 2 | 2 | 1 | 1 | 3 | 1 | 1 | 0 | 0 | 0
PG&E NGBA | Tulucay | 60 | Tulucay | 2 |  | 0 | 0 | 0 | 0 |  | 0 |  | N/A | N/A | N/A | N/A | N/A | N/A | N/A | N/A | 24.5 | 0 | 0 | 0 |  | 24.5 | 10 | 1 | 3 | 1 | 2 | 2 | 2 | 1 | 1 | 3 | 1 | 1 | 0 | 0 | 0
PG&E KERN | Tupman | 115 | Tupman | 1 |  | 0 | 0 | 0 | 0 |  | 0 |  | N/A | N/A | N/A | N/A | N/A | N/A | N/A | N/A | 0 | 0 | 0 | 0 |  | 0 | 10 | 1 | 1 | 1 | 1 | 1 | 1 | 1 | 2 | 2 | 1 | 1 | 0 | 0 | 0
PG&E NGBA | Ukiah | 115 | Ukiah | 2 |  | 0 | 0 | 0 | 0 |  | 0 |  | N/A | N/A | N/A | N/A | N/A | N/A | N/A | N/A | 0 | 0 | 0 | 0 |  | 0 | 10 | 1 | 1 | 1 | 2 | 5 | 1 | 1 | 2 | 2 | 2 | 1 | 0 | 0 | 0
PG&E KERN | Union (Estrella) | 70 | No Analysis | 1 |  | 0 | 0 | 0 | 0 |  | 0 | [9 empty] | 0 | 0 | 0 | 0 |  | 0 | 10 | #N/A | #N/A | #N/A | 1 | #N/A | #N/A | #N/A | #N/A | #N/A | #N/A | #N/A | 0 | 0 | 0
PG&E NGBA | Vaca Dixon | 115 | Vaca Dixon | 2 |  | 0 | 0 | 0 | 0 |  | 0 |  | N/A | N/A | N/A | N/A | N/A | N/A | N/A | N/A | 0 | 0 | 0 | 0 |  | 0 | 10 | 1 | 1 | 2 | 2 | 1 | 1 | 1 | 1 | 1 | 1 | 1 | 0 | 0 | 0
PG&E NGBA | Vaca Dixon | 230 | Vaca Dixon | 2 |  | 0 | 0 | 0 | 0 |  | 0 |  | N/A | N/A | N/A | N/A | N/A | N/A | N/A | N/A | 0 | 0 | 0 | 0 |  | 0 | 10 | 1 | 1 | 2 | 2 | 1 | 1 | 1 | 1 | 1 | 1 | 1 | 0 | 0 | 0
PG&E NGBA | Vaca Dixon | 500 | Vaca Dixon | 2 |  | 0 | 0 | 0 | 0 |  | 0 |  | N/A | N/A | N/A | N/A | N/A | N/A | N/A | N/A | 0 | 0 | 0 | 0 |  | 0 | 10 | 1 | 1 | 2 | 2 | 1 | 1 | 1 | 1 | 1 | 1 | 1 | 0 | 0 | 0
PG&E NGBA | Vaca Dixon | 60 | Vaca Dixon | 2 |  | 0 | 0 | 0 | 0 |  | 0 |  | N/A | N/A | N/A | N/A | N/A | N/A | N/A | N/A | 0 | 0 | 0 | 0 |  | 0 | 10 | 1 | 1 | 2 | 2 | 1 | 1 | 1 | 1 | 1 | 1 | 1 | 0 | 0 | 0
SCE Eastern | Valley (SCE) | 500 | Valley | 2 |  | 0 | 0 | 0 | 0 |  | 0 |  | N/A | N/A | N/A | N/A | N/A | N/A | N/A | N/A | 0 | 0 | 0 | 0 |  | 0 | 10 | 1 | 4 | 1 | 2 | 5 | 1 | 1 | 2 | 2 | 1 | 1 | 0 | 0 | 0
EOP | Valley (VEA) | 138 | Valley (VEA) | 2 | OOS | 0 | 0 | 0 | 0 |  | 0 |  | N/A | N/A | N/A | N/A | N/A | N/A | N/A | N/A | 0 | 0 | 0 | 0 |  | 0 | 10 | 1 | N/A | N/A | 2 | N/A | N/A | N/A | N/A | N/A | N/A | N/A | 0 | 0 | 0
SDGE | Valley Center | 69 | No Analysis | 2 |  | 0 | 0 | 0 | 0 |  | 0 | [9 empty] | 0 | 0 | 0 | 0 |  | 0 | 10 | #N/A | #N/A | #N/A | 2 | #N/A | #N/A | #N/A | #N/A | #N/A | #N/A | #N/A | 0 | 0 | 0
PG&E GBA | Valley Home | 115 | No Analysis | 1 |  | 0 | 0 | 0 | 0 |  | 0 | [9 empty] | 0 | 0 | 0 | 0 |  | 0 | 10 | #N/A | #N/A | #N/A | 1 | #N/A | #N/A | #N/A | #N/A | #N/A | #N/A | #N/A | 0 | 0 | 0
PG&E GBA | Valley Springs | 230 | No Analysis | 1 |  | 0 | 0 | 0 | 0 |  | 0 | [9 empty] | 0 | 0 | 0 | 0 |  | 0 | 10 | #N/A | #N/A | #N/A | 1 | #N/A | #N/A | #N/A | #N/A | #N/A | #N/A | #N/A | 0 | 0 | 0
PG&E GBA | Valley Springs | 60 | No Analysis | 1 |  | 0 | 0 | 0 | 0 |  | 0 | [9 empty] | 0 | 0 | 0 | 0 |  | 0 | 10 | #N/A | #N/A | #N/A | 1 | #N/A | #N/A | #N/A | #N/A | #N/A | #N/A | #N/A | 0 | 0 | 0
EOP | Valley Switch | 138 | VALLEY SWITCH | 2 | OOS | 0 | 0 | 0 | 0 |  | 0 |  | N/A | N/A | N/A | N/A | N/A | N/A | N/A | N/A | 0 | 0 | 0 | 0 |  | 0 | 10 | 1 | N/A | N/A | 2 | N/A | N/A | N/A | N/A | N/A | N/A | N/A | 0 | 0 | 0
EOP | Valley Switch | 230 | VALLEY SWITCH | 2 | OOS | 0 | 0 | 0 | 0 |  | 0 |  | N/A | N/A | N/A | N/A | N/A | N/A | N/A | N/A | 0 | 0 | 0 | 0 |  | 0 | 10 | 1 | N/A | N/A | 2 | N/A | N/A | N/A | N/A | N/A | N/A | N/A | 0 | 0 | 0
PG&E GBA | Vasco | 230 | No Analysis | 2 |  | 0 | 0 | 0 | 0 |  | 0 | [9 empty] | 0 | 0 | 0 | 0 |  | 0 | 10 | #N/A | #N/A | #N/A | 2 | #N/A | #N/A | #N/A | #N/A | #N/A | #N/A | #N/A | 0 | 0 | 0
PG&E GBA | Vasona | 230 | No Analysis | 2 |  | 0 | 0 | 0 | 0 |  | 0 | [9 empty] | 0 | 0 | 0 | 0 |  | 0 | 10 | #N/A | #N/A | #N/A | 2 | #N/A | #N/A | #N/A | #N/A | #N/A | #N/A | #N/A | 0 | 0 | 0
SCE Northern | Vestal | 230 | Vestal | 1 |  | 0 | 0 | 0 | 0 |  | 0 |  | N/A | N/A | N/A | N/A | N/A | N/A | N/A | N/A | 125 | 275 | 0 | 0 |  | 400 | 10 | 1 | 2 | 1 | 1 | 1 | 1 | 1 | 1 | 1 | 1 | 1 | 0 | 0 | 0
SCE Northern | Vestal | 66 | Vestal | 1 |  | 0 | 0 | 0 | 0 |  | 0 |  | N/A | N/A | N/A | N/A | N/A | N/A | N/A | N/A | 0 | 0 | 0 | 0 |  | 0 | 10 | 1 | 2 | 1 | 1 | 1 | 1 | 1 | 1 | 1 | 1 | 1 | 0 | 0 | 0
SCE NOL | Victor | 115 | Victor | 2 |  | 0 | 0 | 0 | 0 |  | 0 |  | N/A | N/A | N/A | N/A | N/A | N/A | N/A | N/A | 0 | 0 | 0 | 0 |  | 0 | 10 | 1 | 4 | 1 | 2 | 1 | 1 | 1 | 1 | 2 | 1 | 1 | 0 | 0 | 0
SCE NOL | Victor | 230 | Victor | 2 |  | 0 | 0 | 0 | 0 |  | 0 |  | N/A | N/A | N/A | N/A | N/A | N/A | N/A | N/A | 0 | 0 | 0 | 0 |  | 0 | 10 | 1 | 4 | 1 | 2 | 1 | 1 | 1 | 1 | 2 | 1 | 1 | 0 | 0 | 0
SCE Metro | Viejo | 230 | Viejo | 2 |  | 0 | 0 | 0 | 0 |  | 0 |  | N/A | N/A | N/A | N/A | N/A | N/A | N/A | N/A | 0 | 0 | 0 | 0 |  | 0 | 10 | 1 | 4 | 1 | 2 | 5 | 2 | 1 | 2 | 3 | 2 | 1 | 0 | 0 | 0
PG&E GBA | Vierra | 115 | Vierra | 1 |  | 0 | 0 | 0 | 0 |  | 0 |  | N/A | N/A | N/A | N/A | N/A | N/A | N/A | N/A | 0 | 0 | 0 | 0 |  | 0 | 10 | 1 | 2 | 2 | 1 | 1 | 1 | 1 | 1 | 1 | 1 | 1 | 0 | 0 | 0
SCE Metro | Villa Park | 230 | Villa Park | 2 |  | 0 | 0 | 0 | 0 |  | 0 |  | N/A | N/A | N/A | N/A | N/A | N/A | N/A | N/A | 0 | 0 | 0 | 0 |  | 0 | 10 | 1 | 2 | 1 | 2 | 5 | 2 | 1 | 1 | 3 | 1 | 1 | 0 | 0 | 0
SCE Northern | Vincent | 230 | Vincent | 2 |  | 0 | 0 | 0 | 0 |  | 0 |  | N/A | N/A | N/A | N/A | N/A | N/A | N/A | N/A | 125 | 225 | 0 | 0 |  | 350 | 10 | 1 | 4 | 1 | 2 | 5 | 1 | 1 | 1 | 1 | 1 | 1 | 0 | 0 | 0
SCE Northern | Vincent | 500 | Vincent | 2 |  | 0 | 0 | 0 | 0 |  | 0 |  | N/A | N/A | N/A | N/A | N/A | N/A | N/A | N/A | 0 | 0 | 0 | 0 |  | 0 | 10 | 1 | 4 | 1 | 2 | 5 | 1 | 1 | 1 | 1 | 1 | 1 | 0 | 0 | 0
PG&E GBA | Vineyard | 230 | No Analysis | 2 |  | 0 | 0 | 0 | 0 |  | 0 | [9 empty] | 0 | 0 | 0 | 0 |  | 0 | 10 | #N/A | #N/A | #N/A | 2 | #N/A | #N/A | #N/A | #N/A | #N/A | #N/A | #N/A | 0 | 0 | 0
SDGE | Vineyard | 69 | No Analysis | 2 |  | 0 | 0 | 0 | 0 |  | 0 | [9 empty] | 0 | 0 | 0 | 0 |  | 0 | 10 | #N/A | #N/A | #N/A | 2 | #N/A | #N/A | #N/A | #N/A | #N/A | #N/A | #N/A | 0 | 0 | 0
SCE Eastern | Vista (SCE) | 230 | Vista | 2 |  | 0 | 0 | 0 | 0 |  | 0 |  | N/A | N/A | N/A | N/A | N/A | N/A | N/A | N/A | 0 | 0 | 0 | 0 |  | 0 | 10 | 1 | 4 | 1 | 2 | 5 | 1 | 2 | 3 | 5 | 1 | 1 | 0 | 0 | 0
EOP | Vista (VEA) | 138 | Vista (VEA) | 2 | OOS | 0 | 0 | 0 | 0 |  | 0 |  | N/A | N/A | N/A | N/A | N/A | N/A | N/A | N/A | 0 | 0 | 0 | 0 |  | 0 | 10 | 1 | N/A | N/A | 2 | N/A | N/A | N/A | N/A | N/A | N/A | N/A | 0 | 0 | 0
EOP | Vista (VEA) | 230 | Vista (VEA) | 2 | OOS | 0 | 0 | 0 | 0 |  | 0 |  | N/A | N/A | N/A | N/A | N/A | N/A | N/A | N/A | 0 | 0 | 0 | 0 |  | 0 | 10 | 1 | N/A | N/A | 2 | N/A | N/A | N/A | N/A | N/A | N/A | N/A | 0 | 0 | 0
PG&E FRESNO | Wahtoke | 115 | Wahtoke | 1 |  | 0 | 0 | 0 | 0 |  | 0 |  | N/A | N/A | N/A | N/A | N/A | N/A | N/A | N/A | 0 | 0 | 0 | 0 |  | 0 | 10 | 1 | 3 | 2 | 1 | 1 | 1 | 1 | 1 | 1 | 1 | 1 | 0 | 0 | 0
SCE Northern | Wakefield | 66 | No Analysis | 2 |  | 0 | 0 | 0 | 0 |  | 0 | [9 empty] | 0 | 0 | 0 | 0 |  | 0 | 10 | #N/A | #N/A | #N/A | 2 | #N/A | #N/A | #N/A | #N/A | #N/A | #N/A | #N/A | 0 | 0 | 0
SCE Metro | Walnut | 230 | Walnut | 2 |  | 0 | 0 | 0 | 0 |  | 0 |  | N/A | N/A | N/A | N/A | N/A | N/A | N/A | N/A | 0 | 0 | 0 | 0 |  | 0 | 10 | 1 | 2 | 1 | 2 | 5 | 2 | 1 | 1 | 2 | 1 | 1 | 0 | 0 | 0
SCE Northern | Warne | 230 | No Analysis | 2 |  | 0 | 0 | 0 | 0 |  | 0 | [9 empty] | 0 | 0 | 0 | 0 |  | 0 | 10 | #N/A | #N/A | #N/A | 2 | #N/A | #N/A | #N/A | #N/A | #N/A | #N/A | #N/A | 0 | 0 | 0
PG&E GBA | Warnerville | 230 | Warnerville | 2 |  | 0 | 0 | 0 | 0 |  | 0 |  | N/A | N/A | N/A | N/A | N/A | N/A | N/A | N/A | 0 | 0 | 0 | 0 |  | 0 | 10 | 1 | 2 | 1 | 2 | 1 | 2 | 1 | 1 | 3 | 1 | 1 | 0 | 0 | 0
PG&E FRESNO | Waukena | 115 | Waukena | 1 |  | 0 | 0 | 0 | 0 |  | 0 |  | N/A | N/A | N/A | N/A | N/A | N/A | N/A | N/A | 0 | 0 | 0 | 0 |  | 0 | 10 | 1 | 1 | 1 | 1 | 1 | 1 | 1 | 1 | 1 | 1 | 1 | 0 | 0 | 0
PG&E GBA | Weber | 230 | Weber | 1 |  | 0 | 0 | 0 | 0 |  | 0 |  | N/A | N/A | N/A | N/A | N/A | N/A | N/A | N/A | 0 | 0 | 0 | 0 |  | 0 | 10 | 1 | 2 | 2 | 1 | 1 | 1 | 1 | 1 | 1 | 1 | 1 | 0 | 0 | 0
PG&E GBA | Weber | 60 | Weber | 1 |  | 0 | 0 | 0 | 0 |  | 0 |  | N/A | N/A | N/A | N/A | N/A | N/A | N/A | N/A | 0 | 0 | 0 | 0 |  | 0 | 10 | 1 | 2 | 2 | 1 | 1 | 1 | 1 | 1 | 1 | 1 | 1 | 0 | 0 | 0
PG&E FRESNO | West Fresno | 115 | West Fresno | 1 |  | 0 | 0 | 0 | 0 |  | 0 |  | N/A | N/A | N/A | N/A | N/A | N/A | N/A | N/A | 0 | 0 | 0 | 0 |  | 0 | 10 | 1 | 3 | 2 | 1 | 1 | 1 | 1 | 1 | 1 | 1 | 1 | 0 | 0 | 0
PG&E FRESNO | Westley | 230 | Westley | 1 |  | 0 | 0 | 0 | 0 |  | 0 |  | N/A | N/A | N/A | N/A | N/A | N/A | N/A | N/A | 0 | 0 | 0 | 0 |  | 0 | 10 | 1 | 2 | 2 | 1 | 1 | 2 | 1 | 1 | 3 | 1 | 1 | 0 | 0 | 0
PG&E KERN | Westpark | 115 | Westpark | 1 |  | 0 | 0 | 0 | 0 |  | 0 |  | N/A | N/A | N/A | N/A | N/A | N/A | N/A | N/A | 0 | 0 | 0 | 0 |  | 0 | 10 | 1 | 2 | 1 | 1 | 1 | 1 | 1 | 1 | 1 | 1 | 1 | 0 | 0 | 0
PG&E KERN | Wheeler Ridge | 230 | Wheeler Ridge | 1 |  | 0 | 0 | 0 | 0 |  | 0 |  | N/A | N/A | N/A | N/A | N/A | N/A | N/A | N/A | 200 | 100 | 0 | 0 |  | 300 | 10 | 2 | 1 | 2 | 1 | 1 | 1 | 1 | 1 | 1 | 1 | 1 | 0 | 0 | 0
PG&E KERN | Wheeler Ridge | 115 | Wheeler Ridge | 1 |  | 0 | 0 | 0 | 0 |  | 0 |  | N/A | N/A | N/A | N/A | N/A | N/A | N/A | N/A | 0 | 0 | 0 | 0 |  | 0 | 10 | 2 | 1 | 2 | 1 | 1 | 1 | 1 | 1 | 1 | 1 | 1 | 0 | 0 | 0
PG&E KERN | Wheeler Ridge | 70 | Wheeler Ridge | 1 |  | 0 | 0 | 0 | 0 |  | 0 |  | N/A | N/A | N/A | N/A | N/A | N/A | N/A | N/A | 0 | 0 | 0 | 0 |  | 0 | 10 | 2 | 1 | 2 | 1 | 1 | 1 | 1 | 1 | 1 | 1 | 1 | 0 | 0 | 0
SCE Northern | Whirlwind | 230 | Whirlwind | 2 |  | 300 | 0 | 0 | 0 |  | 300 | 10 | 2 | 2 | 1 | 1 | 1 | 2 | 1 | 2 | 218 | 188 | 0 | 0 |  | 406 | 10 | 1 | 4 | 1 | 2 | 2 | 1 | 1 | 1 | 2 | 1 | 1 | 0 | 0 | 0
SCE Northern | Whirlwind | 500 | Whirlwind | 2 |  | 0 | 0 | 0 | 0 |  | 0 |  | N/A | N/A | N/A | N/A | N/A | N/A | N/A | N/A | 0 | 0 | 0 | 0 |  | 0 | 10 | 1 | 4 | 1 | 2 | 2 | 1 | 1 | 1 | 2 | 1 | 1 | 0 | 0 | 0
PG&E GBA | Whisman | 115 | No Analysis | 2 |  | 0 | 0 | 0 | 0 |  | 0 | [9 empty] | 0 | 0 | 0 | 0 |  | 0 | 10 | #N/A | #N/A | #N/A | 2 | #N/A | #N/A | #N/A | #N/A | #N/A | #N/A | #N/A | 0 | 0 | 0
SCE Eastern | Wildlife | 230 | No Analysis | 2 |  | 0 | 0 | 0 | 0 |  | 0 | [9 empty] | 0 | 0 | 0 | 0 |  | 0 | 10 | #N/A | #N/A | #N/A | 2 | #N/A | #N/A | #N/A | #N/A | #N/A | #N/A | #N/A | 0 | 0 | 0
PG&E FRESNO | Wilson | 115 | Wilson | 1 |  | 0 | 0 | 0 | 0 |  | 0 |  | N/A | N/A | N/A | N/A | N/A | N/A | N/A | N/A | 0 | 0 | 0 | 0 |  | 0 | 10 | 1 | 1 | 1 | 1 | 1 | 2 | 2 | 2 | 3 | 1 | 1 | 0 | 0 | 0
PG&E FRESNO | Wilson | 230 | Wilson | 1 |  | 150 | 50 | 0 | 0 |  | 200 | 20 | 1 | 1 | 2 | 1 | 1 | 2 | 1 | 1 | 0 | 0 | 0 | 0 |  | 0 | 10 | 1 | 1 | 1 | 1 | 1 | 2 | 2 | 2 | 3 | 1 | 1 | 0 | 0 | 0
SCE Northern | Windhub | 230 | Windhub | 2 |  | 174 | 0 | 0 | 0 |  | 174 | 10 | 4 | 2 | 2 | 2 | 2 | 3 | 2 | 3 | 134 | 1070 | 0 | 0 |  | 1204 | 15 | 2 | 5 | 1 | 2 | 2 | 1 | 1 | 1 | 2 | 1 | 2 | 0 | 0 | 0
SCE Northern | Windhub | 500 | Windhub | 2 |  | 0 | 0 | 0 | 0 |  | 0 |  | N/A | N/A | N/A | N/A | N/A | N/A | N/A | N/A | 778.5 | 0 | 0 | 0 |  | 778.5 | 15 | 2 | 5 | 1 | 2 | 2 | 1 | 1 | 1 | 2 | 1 | 2 | 0 | 0 | 0
PG&E GBA | Windmaster | 230 | No Analysis | 2 |  | 0 | 0 | 0 | 0 |  | 0 | [9 empty] | 0 | 0 | 0 | 0 |  | 0 | 10 | #N/A | #N/A | #N/A | 2 | #N/A | #N/A | #N/A | #N/A | #N/A | #N/A | #N/A | 0 | 0 | 0
PG&E NGBA | Windsor | 60 | No Analysis | 2 |  | 0 | 0 | 0 | 0 |  | 0 | [9 empty] | 0 | 0 | 0 | 0 |  | 0 | 10 | #N/A | #N/A | #N/A | 2 | #N/A | #N/A | #N/A | #N/A | #N/A | #N/A | #N/A | 0 | 0 | 0
PG&E NGBA | Woodland | 115 | Woodland | 2 |  | 0 | 0 | 0 | 0 |  | 0 |  | N/A | N/A | N/A | N/A | N/A | N/A | N/A | N/A | 0 | 12 | 0 | 0 |  | 12 | 5 | 1 | 1 | 2 | 2 | 1 | 2 | 1 | 1 | 2 | 1 | 1 | 0 | 0 | 0
PG&E FRESNO | Woodward | 115 | No Analysis | 1 |  | 0 | 0 | 0 | 0 |  | 0 | [9 empty] | 0 | 0 | 0 | 0 |  | 0 | 10 | #N/A | #N/A | #N/A | 1 | #N/A | #N/A | #N/A | #N/A | #N/A | #N/A | #N/A | 0 | 0 | 0
PG&E NGBA | Wyandotte | 115 | Wyandotte | 2 |  | 0 | 0 | 0 | 0 |  | 0 |  | N/A | N/A | N/A | N/A | N/A | N/A | N/A | N/A | 0 | 0 | 0 | 0 |  | 0 | 10 | 1 | 2 | 1 | 2 | 2 | 3 | 1 | 1 | 4 | 1 | 1 | 0 | 0 | 0
0 | 0 | 0 | No Analysis

## LandUse_Env_SubSummary_2040
This tab shows by substation the land-use and environmental criteria for the mapped solar, wind, and geothermal resources for the 2040 portfolio. The MWs mapped, the adjustments for baseline resources, online resources, and likely repower projects, the needed distance from substation for analysis, and the resulting criteria flags for the land-use and environmental impacts criteria are shown by substation and renewable resource type.The mapping info and results are shown for onshore wind in columns G through U, solar in columns W through AN, and geothermal in columns AP through BB.
[6 empty] | Onshore In-CAISO Wind | [14 empty] | Solar Analysis | [17 empty] | Geothermal
[6 empty] | Mapped Resources |  | Adjustments to Analysis |  |  | Analysis Amount | [9 empty] | Mapped Resources |  | Adjustments to Analysis |  |  | Analysis Amount | [12 empty] | Mapped Resources | Adjustments | Analysis Amount
[6 empty] | Wind | Wind | Exclude | Include | Exclude | Onshore Wind | Distance | [8 empty] | Solar | Solar | Exclude | Include | Exclude | Solar | Distance | [11 empty] | Geothermal | Include | Geothermal
CAISO Study Area | Substation | Voltage | Sub Name in Screens Analysis | In or <5 mi from Overdrafted Basin | Is OOS/out-of-CAISO | FCDS | EODS | In-Dev Res. Online & Captured in Land-use Exclusions | Baseline Resources not yet Constructed | Likely Repower (existing project footprints) | Total for Env/Land-Use Analysis | Distance from Substation | Core Screen Criteria Alignment Level | Fire Threat Criteria Alignment Level | ACE Connectivity Criteria Alignment | ACE Biodiversity Criteria Alignment | ACE Irreplaceability Criteria Alignment | All ACE Criteria Alignment | Intactness Criteria Alignment | Wetlands Criteria Alignment | FCDS | EODS | In-Dev Res. Online & Captured in Land-use Exclusions | Baseline Resources not yet Constructed | Likely Repower MWs | Total for Env/Land-Use Analysis | Distance from Substation | Core Screen Criteria Alignment Level | Parcelization Criteria Alignment Level | Cropland Index Criteria Alignment Level | Overdrafted Basin Criteria Alignment Level | Fire Threat Criteria Alignment Level | ACE Connectivity Criteria Alignment | ACE Biodiversity Criteria Alignment | ACE Irreplaceability Criteria Alignment | All ACE Criteria Alignment | Intactness Criteria Alignment | Wetlands Criteria Alignment | FCDS | Baseline Resources not yet in Env Screens | Total for Env/Land-Use Analysis |  | Geothermal Field | Core Screen Criteria Alignment Level | Fire Threat Criteria Alignment Level | ACE Connectivity Criteria Alignment | ACE Biodiversity Criteria Alignment | ACE Irreplaceability Criteria Alignment | All ACE Criteria Alignment | Intactness Criteria Alignment | Wetlands Criteria Alignment
PG&E KERN | 7th Standard | 115 | 7th Standard | 1 |  | 0 | 0 | 0 | 0 |  | 0 |  | N/A | N/A | N/A | N/A | N/A | N/A | N/A | N/A | 0 | 0 | 0 | 0 |  | 0 | 10 | 1 | 2 | 2 | 1 | 1 | 1 | 1 | 1 | 1 | 1 | 1 | 0 | 0 | 0
SCE Metro | Alamitos | 230 | Alamitos | 2 |  | 0 | 0 | 0 | 0 |  | 0 |  | N/A | N/A | N/A | N/A | N/A | N/A | N/A | N/A | 0 | 0 | 0 | 0 |  | 0 | 10 | 1 | 4 | 1 | 2 | 1 | 1 | 1 | 3 | 3 | 1 | 1 | 0 | 0 | 0
SCE Eastern | Alberhill | 115 | No Analysis | 2 |  | 0 | 0 | 0 | 0 |  | 0 | [9 empty] | 0 | 0 | 0 | 0 |  | 0 | 10 | [11 empty] | 0 | 0 | 0
SCE Eastern | Alberhill | 500 | No Analysis | 2 |  | 0 | 0 | 0 | 0 |  | 0 | [9 empty] | 0 | 0 | 0 | 0 |  | 0 | 10 | [11 empty] | 0 | 0 | 0
PG&E GBA | Alhambra | 115 | No Analysis | 2 |  | 0 | 0 | 0 | 0 |  | 0 | [9 empty] | 0 | 0 | 0 | 0 |  | 0 | 10 | [11 empty] | 0 | 0 | 0
PG&E FRESNO | Alpaugh | 115 | Alpaugh | 1 |  | 0 | 0 | 0 | 0 |  | 0 | 10 | 1 | 1 | 1 | 1 | 1 | 1 | 1 | 1 | 0 | 0 | 0 | 0 |  | 0 | 10 | 1 | 1 | 1 | 1 | 1 | 1 | 1 | 1 | 1 | 1 | 1 | 0 | 0 | 0
SDGE | Alpine | 69 | No Analysis | 2 |  | 0 | 0 | 0 | 0 |  | 0 | [9 empty] | 0 | 0 | 0 | 0 |  | 0 | 10 | [11 empty] | 0 | 0 | 0
PG&E GBA | Altamont Midway (Sandhill) | 230 | Green Ridge Midway | 2 |  | 5 | 0 | 0 | 0 | 5 | 0 | 10 | 1 | 2 | 2 | 2 | 2 | 3 | 1 | 1 | 0 | 0 | 0 | 0 |  | 0 | 10 | 1 | 2 | 1 | 2 | 2 | 2 | 2 | 2 | 3 | 1 | 1 | 0 | 0 | 0
SCE Northern | Antelope | 66 | Antelope | 2 |  | 0 | 0 | 0 | 0 |  | 0 |  | N/A | N/A | N/A | N/A | N/A | N/A | N/A | N/A | 0 | 20 | 0 | 0 |  | 20 | 10 | 1 | 4 | 1 | 2 | 5 | 1 | 1 | 1 | 1 | 1 | 1 | 0 | 0 | 0
SCE Northern | Antelope | 230 | Antelope | 2 |  | 200 | 0 | 0 | 0 |  | 200 | 10 | 2 | 5 | 1 | 1 | 1 | 1 | 1 | 1 | 56 | 150 | 0 | 0 |  | 206 | 10 | 1 | 4 | 1 | 2 | 5 | 1 | 1 | 1 | 1 | 1 | 1 | 0 | 0 | 0
SCE Northern | Antelope | 500 | Antelope | 2 |  | 0 | 0 | 0 | 0 |  | 0 |  | N/A | N/A | N/A | N/A | N/A | N/A | N/A | N/A | 0 | 0 | 0 | 0 |  | 0 | 10 | 1 | 4 | 1 | 2 | 5 | 1 | 1 | 1 | 1 | 1 | 1 | 0 | 0 | 0
PG&E NGBA | Arcata | 60 | No Analysis | 2 |  | 0 | 0 | 0 | 0 |  | 0 | [9 empty] | 0 | 0 | 0 | 0 |  | 0 | 10 | [11 empty] | 0 | 0 | 0
PG&E KERN | Arco | 230 | Arco | 1 |  | 0 | 0 | 0 | 0 |  | 0 |  | N/A | N/A | N/A | N/A | N/A | N/A | N/A | N/A | 325 | 674 | 0 | 0 |  | 999 | 15 | 1 | 1 | 2 | 1 | 1 | 2 | 1 | 1 | 3 | 1 | 1 | 0 | 0 | 0
PG&E KERN | Arco | 70 | Arco | 1 |  | 0 | 0 | 0 | 0 |  | 0 |  | N/A | N/A | N/A | N/A | N/A | N/A | N/A | N/A | 0 | 0 | 0 | 0 |  | 0 | 10 | 2 | 2 | 2 | 1 | 1 | 2 | 1 | 1 | 3 | 1 | 1 | 0 | 0 | 0
SCE Metro | ArcoGen | 230 | Arcogen | 2 |  | 0 | 0 | 0 | 0 |  | 0 |  | N/A | N/A | N/A | N/A | N/A | N/A | N/A | N/A | 0 | 0 | 0 | 0 |  | 0 | 10 | 1 | 4 | 1 | 2 | 1 | 1 | 1 | 2 | 2 | 1 | 1 | 0 | 0 | 0
SDGE | Artesian | 230 | No Analysis | 2 |  | 0 | 0 | 0 | 0 |  | 0 | [9 empty] | 0 | 0 | 0 | 0 |  | 0 | 10 | [11 empty] | 0 | 0 | 0
SDGE | Artesian | 69 | No Analysis | 2 |  | 0 | 0 | 0 | 0 |  | 0 | [9 empty] | 0 | 0 | 0 | 0 |  | 0 | 10 | [11 empty] | 0 | 0 | 0
PG&E FRESNO | Ashlan | 230 | No Analysis | 1 |  | 0 | 0 | 0 | 0 |  | 0 | [9 empty] | 0 | 0 | 0 | 0 |  | 0 | 10 | [11 empty] | 0 | 0 | 0
PG&E NGBA | Atlantic | 115 | No Analysis | 2 |  | 0 | 0 | 0 | 0 |  | 0 | [9 empty] | 0 | 0 | 0 | 0 |  | 0 | 10 | [11 empty] | 0 | 0 | 0
PG&E NGBA | Atlantic | 230 | No Analysis | 2 |  | 0 | 0 | 0 | 0 |  | 0 | [9 empty] | 0 | 0 | 0 | 0 |  | 0 | 10 | [11 empty] | 0 | 0 | 0
PG&E NGBA | Atlantic | 60 | No Analysis | 2 |  | 0 | 0 | 0 | 0 |  | 0 | [9 empty] | 0 | 0 | 0 | 0 |  | 0 | 10 | [11 empty] | 0 | 0 | 0
PG&E FRESNO | Atwater | 115 | No Analysis | 1 |  | 0 | 0 | 0 | 0 |  | 0 | [9 empty] | 0 | 0 | 0 | 0 |  | 0 | 10 | [11 empty] | 0 | 0 | 0
PG&E GBA | Avena | 115 | No Analysis | 1 |  | 0 | 0 | 0 | 0 |  | 0 | [9 empty] | 0 | 0 | 0 | 0 |  | 0 | 10 | [11 empty] | 0 | 0 | 0
SDGE | Avocado | 69 | No Analysis | 2 |  | 0 | 0 | 0 | 0 |  | 0 | [9 empty] | 0 | 0 | 0 | 0 |  | 0 | 10 | [11 empty] | 0 | 0 | 0
PG&E NGBA | Bahia | 230 | No Analysis | 2 |  | 0 | 0 | 0 | 0 |  | 0 | [9 empty] | 0 | 0 | 0 | 0 |  | 0 | 10 | [11 empty] | 0 | 0 | 0
SCE Northern | Bailey | 230 | Bailey | 2 |  | 0 | 0 | 0 | 0 |  | 0 |  | N/A | N/A | N/A | N/A | N/A | N/A | N/A | N/A | 0 | 0 | 0 | 0 |  | 0 | 10 | 1 | 1 | 1 | 2 | 5 | 2 | 2 | 2 | 4 | 1 | 1 | 0 | 0 | 0
SCE NOL | Baker | 115 | No Analysis | 2 |  | 0 | 0 | 0 | 0 |  | 0 | [9 empty] | 0 | 0 | 0 | 0 |  | 0 | 10 | [11 empty] | 0 | 0 | 0
PG&E KERN | Bakersfield | 230 | Bakersfield | 1 |  | 0 | 0 | 0 | 0 |  | 0 |  | N/A | N/A | N/A | N/A | N/A | N/A | N/A | N/A | 0 | 0 | 0 | 0 |  | 0 | 10 | 1 | 2 | 1 | 1 | 1 | 1 | 1 | 1 | 2 | 1 | 1 | 0 | 0 | 0
PG&E FRESNO | Balch | 230 | No Analysis | 2 |  | 0 | 0 | 0 | 0 |  | 0 | 15 | #N/A | #N/A | #N/A | #N/A | #N/A | #N/A | #N/A | #N/A | 0 | 0 | 0 | 0 |  | 0 | 10 | [11 empty] | 0 | 0 | 0
SCE Eastern | Bannister | 230 | No Analysis | 2 |  | 0 | 0 | 0 | 0 |  | 0 | [9 empty] | 0 | 0 | 0 | 0 |  | 0 | 10 | [11 empty] | 0 | 0 | 0
SCE Metro | Barre | 230 | Barre | 2 |  | 0 | 0 | 0 | 0 |  | 0 |  | N/A | N/A | N/A | N/A | N/A | N/A | N/A | N/A | 10 | 10 | 10 | 0 |  | 10 | 10 | 4 | 5 | 1 | 2 | 1 | 1 | 1 | 5 | 5 | 1 | 4 | 0 | 0 | 0
SDGE | Bay Boulevard | 69 | Bay Boulevard | 2 |  | 0 | 0 | 0 | 0 |  | 0 |  | N/A | N/A | N/A | N/A | N/A | N/A | N/A | N/A | 0 | 0 | 0 | 0 |  | 0 | 10 | 1 | 3 | 1 | 2 | 2 | 1 | 2 | 4 | 4 | 1 | 1 | 0 | 0 | 0
SDGE | Bay Boulevard | 230 | Bay Boulevard | 2 |  | 0 | 0 | 0 | 0 |  | 0 |  | N/A | N/A | N/A | N/A | N/A | N/A | N/A | N/A | 0 | 0 | 0 | 0 |  | 0 | 10 | 1 | 3 | 1 | 2 | 2 | 1 | 2 | 4 | 4 | 1 | 1 | 0 | 0 | 0
EOP | Beatty | 138 | Beatty | 2 | OOS | 0 | 0 | 0 | 0 |  | 0 |  | N/A | N/A | N/A | N/A | N/A | N/A | N/A | N/A | 0 | 0 | 0 | 0 |  | 0 | 10 | 2 | N/A | N/A | 2 | N/A | N/A | N/A | N/A | N/A | N/A | N/A | 0 | 0 | 0
EOP | Beatty | 230 | Beatty | 2 | OOS | 0 | 0 | 0 | 0 |  | 0 |  | N/A | N/A | N/A | N/A | N/A | N/A | N/A | N/A | 300 | 500 | 0 | 0 |  | 800 | 10 | 2 | N/A | N/A | 2 | N/A | N/A | N/A | N/A | N/A | N/A | N/A | 400 | 0 | 400 |  | OOS | N/A | N/A | N/A | N/A | N/A | N/A | N/A | N/A
PG&E NGBA | Belden | 230 | No Analysis | 2 |  | 0 | 0 | 0 | 0 |  | 0 | [9 empty] | 0 | 0 | 0 | 0 |  | 0 | 10 | [11 empty] | 0 | 0 | 0
PG&E NGBA | Bell | 115 | No Analysis | 2 |  | 0 | 0 | 0 | 0 |  | 0 | [9 empty] | 0 | 0 | 0 | 0 |  | 0 | 10 | [11 empty] | 0 | 0 | 0
PG&E NGBA | Bellevue | 115 | Bellevue | 2 |  | 0 | 0 | 0 | 0 |  | 0 |  | N/A | N/A | N/A | N/A | N/A | N/A | N/A | N/A | 0 | 0 | 0 | 0 |  | 0 | 10 | 1 | 3 | 1 | 2 | 3 | 1 | 1 | 2 | 3 | 1 | 1 | 0 | 0 | 0
PG&E GBA | Bellota | 115 | Bellota | 1 |  | 0 | 0 | 0 | 0 |  | 0 | 15 | 1 | 1 | 2 | 1 | 1 | 2 | 1 | 1 | 0 | 0 | 0 | 0 |  | 0 | 10 | 1 | 2 | 1 | 1 | 1 | 1 | 1 | 1 | 2 | 1 | 1 | 0 | 0 | 0
PG&E GBA | Bellota | 230 | Bellota | 1 |  | 0 | 0 | 0 | 0 |  | 0 |  | N/A | N/A | N/A | N/A | N/A | N/A | N/A | N/A | 0 | 0 | 0 | 0 |  | 0 | 10 | 1 | 2 | 1 | 1 | 1 | 1 | 1 | 1 | 2 | 1 | 1 | 0 | 0 | 0
SCE Northern | Big Creek | 230 | Big Creek Hydro Facilities | 2 |  | 0 | 0 | 0 | 0 |  | 0 |  | N/A | N/A | N/A | N/A | N/A | N/A | N/A | N/A | 0 | 0 | 0 | 0 |  | 0 | 10 | 1 | 1 | 1 | 2 | 5 | 1 | 2 | 1 | 3 | 3 | 1 | 0 | 0 | 0
PG&E FRESNO | Biola | 70 | No Analysis | 1 |  | 0 | 0 | 0 | 0 |  | 0 | [9 empty] | 0 | 0 | 0 | 0 |  | 0 | 10 | [11 empty] | 0 | 0 | 0
PG&E GBA | Birds Landing | 230 | Birds Landing | 2 |  | 234.8 | 107 | 0 | 0 | 90.8 | 251 | 15 | 4 | 2 | 1 | 1 | 1 | 2 | 1 | 1 | 0 | 200 | 0 | 0 |  | 200 | 10 | 1 | 1 | 1 | 2 | 1 | 1 | 1 | 1 | 1 | 1 | 1 | 0 | 0 | 0
SCE Northern | Bliss | 66 | No Analysis | 1 |  | 0 | 0 | 0 | 0 |  | 0 | [9 empty] | 0 | 0 | 0 | 0 |  | 0 | 10 | [11 empty] | 0 | 0 | 0
SCE Eastern | Blythe | 161 | BlytheSC 161 kV | 2 |  | 0 | 0 | 0 | 0 |  | 0 |  | N/A | N/A | N/A | N/A | N/A | N/A | N/A | N/A | 0 | 160 | 0 | 0 |  | 160 | 10 | 1 | 2 | 1 | 2 | 1 | 1 | 1 | 1 | 1 | 1 | 1 | 0 | 0 | 0
PG&E NGBA | Bogue | 115 | No Analysis | 2 |  | 0 | 0 | 0 | 0 |  | 0 | [9 empty] | 0 | 0 | 0 | 0 |  | 0 | 10 | [11 empty] | 0 | 0 | 0
PG&E FRESNO | Borden | 230 | Borden | 1 |  | 0 | 0 | 0 | 0 |  | 0 |  | N/A | N/A | N/A | N/A | N/A | N/A | N/A | N/A | 100 | 300 | 0 | 0 |  | 400 | 10 | 1 | 2 | 1 | 1 | 1 | 1 | 1 | 1 | 2 | 1 | 1 | 0 | 0 | 0
PG&E FRESNO | Borden | 70 | Borden | 1 |  | 0 | 0 | 0 | 0 |  | 0 |  | N/A | N/A | N/A | N/A | N/A | N/A | N/A | N/A | 0 | 0 | 0 | 0 |  | 0 | 10 | 1 | 2 | 1 | 1 | 1 | 1 | 1 | 1 | 2 | 1 | 1 | 0 | 0 | 0
SDGE | Boulevard East | 138 | Boulevard | 2 |  | 60 | 3.3 | 0 | 0 |  | 63.3 | 10 | 1 | 5 | 1 | 1 | 1 | 1 | 2 | 1 | 0 | 0 | 0 | 0 |  | 0 | 10 | 1 | 1 | 1 | 2 | 5 | 1 | 1 | 1 | 1 | 1 | 1 | 0 | 0 | 0
SDGE | Boulevard East | 69 | Boulevard | 2 |  | 0 | 0 | 0 | 0 |  | 0 |  | N/A | N/A | N/A | N/A | N/A | N/A | N/A | N/A | 20 | 40 | 0 | 0 |  | 60 | 10 | 1 | 1 | 1 | 2 | 5 | 1 | 1 | 1 | 1 | 1 | 1 | 0 | 0 | 0
PG&E GBA | Brentwood | 230 | Brentwood | 2 |  | 0 | 0 | 0 | 0 |  | 0 |  | N/A | N/A | N/A | N/A | N/A | N/A | N/A | N/A | 0 | 0 | 0 | 0 |  | 0 | 10 | 1 | 1 | 1 | 2 | 2 | 1 | 1 | 1 | 2 | 1 | 1 | 0 | 0 | 0
PG&E NGBA | Bridgeville | 115 | Bridgeville | 2 |  | 0 | 0 | 0 | 0 |  | 0 |  | N/A | N/A | N/A | N/A | N/A | N/A | N/A | N/A | 0 | 0 | 0 | 0 |  | 0 | 10 | 1 | 1 | 1 | 2 | 3 | 1 | 1 | 1 | 1 | 3 | 1 | 0 | 0 | 0
PG&E NGBA | Brighton | 115 | No Analysis | 2 |  | 0 | 0 | 0 | 0 |  | 0 | [9 empty] | 0 | 0 | 0 | 0 |  | 0 | 10 | [11 empty] | 0 | 0 | 0
PG&E NGBA | Brighton | 230 | No Analysis | 2 |  | 0 | 0 | 0 | 0 |  | 0 | [9 empty] | 0 | 0 | 0 | 0 |  | 0 | 10 | [11 empty] | 0 | 0 | 0
PG&E NGBA | Brunswick | 115 | Brunswick | 2 |  | 0 | 0 | 0 | 0 |  | 0 |  | N/A | N/A | N/A | N/A | N/A | N/A | N/A | N/A | 0 | 0 | 0 | 0 |  | 0 | 10 | 1 | 4 | 1 | 2 | 5 | 3 | 1 | 1 | 3 | 1 | 1 | 0 | 0 | 0
PG&E NGBA | Bucks Creek | 230 | No Analysis | 2 |  | 0 | 0 | 0 | 0 |  | 0 | [9 empty] | 0 | 0 | 0 | 0 |  | 0 | 10 | [11 empty] | 0 | 0 | 0
PG&E KERN | Buena Vista | 230 | No Analysis | 1 |  | 0 | 0 | 0 | 0 |  | 0 | [9 empty] | 0 | 0 | 0 | 0 |  | 0 | 10 | [11 empty] | 0 | 0 | 0
PG&E FRESNO | Bullard | 115 | No Analysis | 1 |  | 0 | 0 | 0 | 0 |  | 0 | [9 empty] | 0 | 0 | 0 | 0 |  | 0 | 10 | [11 empty] | 0 | 0 | 0
PG&E GBA | Burlingame | 115 | No Analysis | 2 |  | 0 | 0 | 0 | 0 |  | 0 | [9 empty] | 0 | 0 | 0 | 0 |  | 0 | 10 | [11 empty] | 0 | 0 | 0
PG&E NGBA | Burney Forest | 230 | No Analysis | 2 |  | 0 | 0 | 0 | 0 |  | 0 | [9 empty] | 0 | 0 | 0 | 0 |  | 0 | 10 | [11 empty] | 0 | 0 | 0
PG&E NGBA | Butte | 115 | No Analysis | 2 |  | 0 | 0 | 0 | 0 |  | 0 | [9 empty] | 0 | 0 | 0 | 0 |  | 0 | 10 | [11 empty] | 0 | 0 | 0
PG&E KERN | Cabrillo | 115 | Cabrillo | 2 |  | 0 | 0 | 0 | 91.2 |  | 91.2 | 10 | 4 | 5 | 2 | 1 | 1 | 3 | 2 | 2 | 0 | 0 | 0 | 91.2 |  | 91.2 | 10 | 1 | 1 | 1 | 2 | 5 | 2 | 1 | 1 | 3 | 1 | 1 | 0 | 0 | 0
PG&E FRESNO | Cal Flats | 230 | Cal Flats | 2 |  | 0 | 0 | 0 | 0 |  | 0 |  | N/A | N/A | N/A | N/A | N/A | N/A | N/A | N/A | 0 | 0 | 0 | 0 |  | 0 | 10 | 1 | 1 | 1 | 2 | 2 | 1 | 1 | 1 | 2 | 3 | 1 | 0 | 0 | 0
SCE NOL | Calcite | 230 | Calcite | 2 |  | 0 | 0 | 0 | 0 |  | 0 |  | N/A | N/A | N/A | N/A | N/A | N/A | N/A | N/A | 340 | 349 | 0 | 0 |  | 689 | 10 | 2 | 5 | 1 | 2 | 1 | 1 | 1 | 1 | 2 | 1 | 2 | 0 | 0 | 0
PG&E KERN | Caliente | 230 | Caliente | 2 |  | 0 | 0 | 0 | 0 |  | 0 |  | N/A | N/A | N/A | N/A | N/A | N/A | N/A | N/A | 200 | 100 | 0 | 0 |  | 300 | 10 | 1 | 2 | 1 | 2 | 1 | 1 | 1 | 1 | 2 | 1 | 1 | 0 | 0 | 0
PG&E FRESNO | California Ave | 115 | Cal Ave | 1 |  | 0 | 0 | 0 | 0 |  | 0 | 10 | 1 | 1 | 1 | 1 | 1 | 1 | 1 | 1 | 0 | 0 | 0 | 0 |  | 0 | 10 | 1 | 3 | 2 | 1 | 1 | 1 | 1 | 1 | 1 | 1 | 1 | 0 | 0 | 0
PG&E KERN | Callender | 115 | No Analysis | 2 |  | 0 | 0 | 0 | 0 |  | 0 | [9 empty] | 0 | 0 | 0 | 0 |  | 0 | 10 | [11 empty] | 0 | 0 | 0
PG&E NGBA | Calpella | 115 | Calpella | 2 |  | 0 | 0 | 0 | 0 |  | 0 |  | N/A | N/A | N/A | N/A | N/A | N/A | N/A | N/A | 0 | 0 | 0 | 0 |  | 0 | 10 | 1 | 1 | 1 | 2 | 5 | 1 | 1 | 1 | 2 | 2 | 1 | 0 | 0 | 0
PG&E GBA | Camanche | 230 | Camanche | 1 |  | 0 | 0 | 0 | 0 |  | 0 |  | N/A | N/A | N/A | N/A | N/A | N/A | N/A | N/A | 0 | 0 | 0 | 0 |  | 0 | 10 | 1 | 2 | 1 | 1 | 1 | 2 | 1 | 2 | 3 | 1 | 1 | 0 | 0 | 0
SDGE | Cameron | 69 | No Analysis | 2 |  | 0 | 0 | 0 | 0 |  | 0 | [9 empty] | 0 | 0 | 0 | 0 |  | 0 | 10 | [11 empty] | 0 | 0 | 0
SDGE | Cannon | 69 | No Analysis | 2 |  | 0 | 0 | 0 | 0 |  | 0 | [9 empty] | 0 | 0 | 0 | 0 |  | 0 | 10 | [11 empty] | 0 | 0 | 0
PG&E FRESNO | Cantua | 115 | Cantua | 1 |  | 0 | 0 | 0 | 0 |  | 0 |  | N/A | N/A | N/A | N/A | N/A | N/A | N/A | N/A | 0 | 0 | 0 | 0 |  | 0 | 10 | 1 | 1 | 1 | 1 | 1 | 1 | 1 | 1 | 1 | 1 | 1 | 0 | 0 | 0
SDGE | Capistrano | 138 | Capistrano | 2 |  | 0 | 0 | 0 | 0 |  | 0 |  | N/A | N/A | N/A | N/A | N/A | N/A | N/A | N/A | 0 | 0 | 0 | 0 |  | 0 | 10 | 1 | 4 | 1 | 2 | 5 | 1 | 2 | 2 | 3 | 2 | 1 | 0 | 0 | 0
SDGE | Capistrano | 230 | Capistrano | 2 |  | 0 | 0 | 0 | 0 |  | 0 |  | N/A | N/A | N/A | N/A | N/A | N/A | N/A | N/A | 0 | 0 | 0 | 0 |  | 0 | 10 | 1 | 4 | 1 | 2 | 5 | 1 | 2 | 2 | 3 | 2 | 1 | 0 | 0 | 0
PG&E NGBA | Carberry | 230 | No Analysis | 2 |  | 0 | 0 | 0 | 0 |  | 0 | [9 empty] | 0 | 0 | 0 | 0 |  | 0 | 10 | [11 empty] | 0 | 0 | 0
SCE Eastern | Cardiff | 66 | No Analysis | 2 |  | 0 | 0 | 0 | 0 |  | 0 | [9 empty] | 0 | 0 | 0 | 0 |  | 0 | 10 | [11 empty] | 0 | 0 | 0
PG&E NGBA | Caribou | 60 | No Analysis | 2 |  | 0 | 0 | 0 | 0 |  | 0 | 15 | #N/A | #N/A | #N/A | #N/A | #N/A | #N/A | #N/A | #N/A | 0 | 0 | 0 | 0 |  | 0 | 10 | [11 empty] | 0 | 0 | 0
PG&E NGBA | Caribou | 115 | No Analysis | 2 |  | 0 | 0 | 0 | 0 |  | 0 | [9 empty] | 0 | 0 | 0 | 0 |  | 0 | 10 | [11 empty] | 0 | 0 | 0
PG&E NGBA | Caribou | 230 | No Analysis | 2 |  | 0 | 0 | 0 | 0 |  | 0 | [9 empty] | 0 | 0 | 0 | 0 |  | 0 | 10 | [11 empty] | 0 | 0 | 0
EOP | Carpenter Canyon (fka Gamebird) | 138 | GAMEBIRD | 2 | OOS | 0 | 0 | 0 | 0 |  | 0 |  | N/A | N/A | N/A | N/A | N/A | N/A | N/A | N/A | 0 | 0 | 0 | 0 |  | 0 | 10 | 1 | N/A | N/A | 2 | N/A | N/A | N/A | N/A | N/A | N/A | N/A | 0 | 0 | 0
EOP | Carpenter Canyon (fka Gamebird) | 230 | GAMEBIRD | 2 | OOS | 0 | 0 | 0 | 0 |  | 0 |  | N/A | N/A | N/A | N/A | N/A | N/A | N/A | N/A | 320 | 480 | 0 | 0 |  | 800 | 10 | 1 | N/A | N/A | 2 | N/A | N/A | N/A | N/A | N/A | N/A | N/A | 0 | 0 | 0
PG&E NGBA | Carquinez | 115 | Carquinez | 2 |  | 0 | 0 | 0 | 0 |  | 0 |  | N/A | N/A | N/A | N/A | N/A | N/A | N/A | N/A | 0 | 0 | 0 | 0 |  | 0 | 10 | 1 | 4 | 1 | 2 | 2 | 1 | 1 | 1 | 3 | 1 | 1 | 0 | 0 | 0
SDGE | Carrizo Gorge | 138 | ECO | 2 |  | 0 | 0 | 0 | 0 |  | 0 | [9 empty] | 0 | 90 | 0 | 0 |  | 90 | 10 | 1 | 2 | 1 | 2 | 3 | 1 | 1 | 1 | 2 | 1 | 1 | 0 | 0 | 0
PG&E KERN | Carrizo Plains | 115 | Carrizo Plains | 1 |  | 0 | 0 | 0 | 0 |  | 0 |  | N/A | N/A | N/A | N/A | N/A | N/A | N/A | N/A | 0 | 0 | 0 | 0 |  | 0 | 10 | 1 | 1 | 1 | 1 | 2 | 1 | 1 | 1 | 2 | 2 | 1 | 0 | 0 | 0
PG&E KERN | Casaloma | 230 | No Analysis | 1 |  | 0 | 0 | 0 | 0 |  | 0 | [9 empty] | 0 | 0 | 0 | 0 |  | 0 | 10 | [11 empty] | 0 | 0 | 0
PG&E GBA | Castro Valley | 230 | No Analysis | 2 |  | 0 | 0 | 0 | 0 |  | 0 | [9 empty] | 0 | 0 | 0 | 0 |  | 0 | 10 | [11 empty] | 0 | 0 | 0
PG&E GBA | Cayetano | 230 | Cayetano | 2 |  | 0 | 0 | 0 | 0 |  | 0 |  | N/A | N/A | N/A | N/A | N/A | N/A | N/A | N/A | 0 | 100 | 0 | 0 |  | 100 | 10 | 2 | 1 | 2 | 2 | 3 | 2 | 2 | 3 | 3 | 1 | 1 | 0 | 0 | 0
SCE Metro | Center | 230 | Center | 2 |  | 0 | 0 | 0 | 0 |  | 0 |  | N/A | N/A | N/A | N/A | N/A | N/A | N/A | N/A | 0 | 0 | 0 | 0 |  | 0 | 10 | 1 | 1 | 1 | 2 | 1 | 1 | 1 | 1 | 1 | 1 | 1 | 0 | 0 | 0
PG&E KERN | Charca | 115 | Charca | 1 |  | 0 | 0 | 0 | 0 |  | 0 |  | N/A | N/A | N/A | N/A | N/A | N/A | N/A | N/A | 0 | 0 | 0 | 0 |  | 0 | 10 | 1 | 1 | 3 | 1 | 1 | 1 | 1 | 1 | 1 | 1 | 1 | 0 | 0 | 0
EOP | Charleston | 138 | No Analysis | 2 | OOS | 0 | 0 | 0 | 0 |  | 0 | [9 empty] | 0 | 0 | 0 | 0 |  | 0 | 10 | [11 empty] | 0 | 0 | 0
SCE Metro | Chevmain | 230 | Chevmain | 2 |  | 0 | 0 | 0 | 0 |  | 0 |  | N/A | N/A | N/A | N/A | N/A | N/A | N/A | N/A | 0 | 0 | 0 | 0 |  | 0 | 10 | 1 | 1 | 1 | 2 | 2 | 1 | 1 | 2 | 2 | 1 | 1 | 0 | 0 | 0
SDGE | Chicarita | 138 | No Analysis | 2 |  | 0 | 0 | 0 | 0 |  | 0 | [9 empty] | 0 | 0 | 0 | 0 |  | 0 | 10 | [11 empty] | 0 | 0 | 0
SCE Metro | Chino | 230 | Chino | 2 |  | 0 | 0 | 0 | 0 |  | 0 | 10 | 1 | 5 | 2 | 1 | 1 | 5 | 2 | 1 | 0 | 0 | 0 | 0 |  | 0 | 10 | 1 | 4 | 1 | 2 | 5 | 1 | 1 | 1 | 2 | 1 | 1 | 0 | 0 | 0
PG&E FRESNO | Chowchilla | 115 | No Analysis | 1 |  | 0 | 0 | 0 | 0 |  | 0 | [9 empty] | 0 | 0 | 0 | 0 |  | 0 | 10 | [11 empty] | 0 | 0 | 0
PG&E GBA | Christie | 60 | No Analysis | 2 |  | 0 | 0 | 0 | 0 |  | 0 | [9 empty] | 0 | 0 | 0 | 0 |  | 0 | 10 | [11 empty] | 0 | 0 | 0
PG&E GBA | Christie | 115 | No Analysis | 2 |  | 0 | 0 | 0 | 0 |  | 0 | 20 | #N/A | #N/A | #N/A | #N/A | #N/A | #N/A | #N/A | #N/A | 0 | 0 | 0 | 0 |  | 0 | 10 | [11 empty] | 0 | 0 | 0
SCE Eastern | Cielo Azul | 500 | CIELO AZUL | 2 | OOS | 0 | 0 | 0 | 0 |  | 0 |  | N/A | N/A | N/A | N/A | N/A | N/A | N/A | N/A | 1000 | 2325 | 0 | 0 |  | 3325 | 10 | 2 | N/A | N/A | 2 | N/A | N/A | N/A | N/A | N/A | N/A | N/A | 0 | 0 | 0
PG&E GBA | Clay | 60 | No Analysis | 2 |  | 0 | 0 | 0 | 0 |  | 0 | [9 empty] | 0 | 0 | 0 | 0 |  | 0 | 10 | [11 empty] | 0 | 0 | 0
PG&E GBA | Clayton | 115 | Clayton | 2 |  | 0 | 0 | 0 | 0 |  | 0 |  | N/A | N/A | N/A | N/A | N/A | N/A | N/A | N/A | 0 | 0 | 0 | 0 |  | 0 | 10 | 1 | 1 | 1 | 2 | 4 | 1 | 3 | 2 | 3 | 1 | 1 | 0 | 0 | 0
PG&E NGBA | Cloverdale | 115 | Cloverdale | 2 |  | 0 | 0 | 0 | 0 |  | 0 |  | N/A | N/A | N/A | N/A | N/A | N/A | N/A | N/A | 0 | 0 | 0 | 0 |  | 0 | 10 | 1 | 1 | 1 | 2 | 5 | 2 | 1 | 2 | 3 | 2 | 1 | 28 | 25 | 53 |  | Geysers | 1 | 5 | 1 | 1 | 2 | 3 | 1 | 1
PG&E FRESNO | Clovis | 115 | No Analysis | 1 |  | 0 | 0 | 0 | 0 |  | 0 | [9 empty] | 0 | 0 | 0 | 0 |  | 0 | 10 | [11 empty] | 0 | 0 | 0
PG&E GBA | Coburn | 230 | Coburn | 2 |  | 100 | 0 | 0 | 0 |  | 100 | 10 | 1 | 1 | 1 | 1 | 1 | 2 | 1 | 1 | 0 | 0 | 0 | 0 |  | 0 | 10 | 1 | 1 | 1 | 2 | 2 | 1 | 1 | 1 | 1 | 1 | 1 | 0 | 0 | 0
PG&E GBA | Coburn | 60 | Coburn | 2 |  | 0 | 0 | 0 | 0 |  | 0 |  | N/A | N/A | N/A | N/A | N/A | N/A | N/A | N/A | 0 | 0 | 0 | 0 |  | 0 | 10 | 1 | 1 | 1 | 2 | 2 | 1 | 1 | 1 | 1 | 1 | 1 | 0 | 0 | 0
PG&E NGBA | Colgate | 230 | Colgate | 2 |  | 0 | 0 | 0 | 0 |  | 0 |  | N/A | N/A | N/A | N/A | N/A | N/A | N/A | N/A | 0 | 0 | 0 | 0 |  | 0 | 10 | 1 | 2 | 1 | 2 | 5 | 3 | 1 | 1 | 4 | 1 | 1 | 0 | 0 | 0
PG&E GBA | Collierville | 230 | No Analysis | 2 |  | 0 | 0 | 0 | 0 |  | 0 | 15 | #N/A | #N/A | #N/A | #N/A | #N/A | #N/A | #N/A | #N/A | 0 | 0 | 0 | 0 |  | 0 | 10 | [11 empty] | 0 | 0 | 0
PG&E GBA | Collinsville | 230 | No Analysis | 2 |  | 0 | 0 | 0 | 0 |  | 0 | [9 empty] | 0 | 0 | 0 | 0 |  | 0 | 10 | [11 empty] | 0 | 0 | 0
PG&E GBA | Collinsville | 500 | No Analysis | 2 |  | 0 | 0 | 0 | 0 |  | 0 | [9 empty] | 0 | 0 | 0 | 0 |  | 0 | 10 | [11 empty] | 0 | 0 | 0
SCE Eastern | Colorado River | 230 | Colorado River | 2 |  | 0 | 0 | 0 | 0 |  | 0 |  | N/A | N/A | N/A | N/A | N/A | N/A | N/A | N/A | 500 | 1200 | 0 | 0 |  | 1700 | 15 | 2 | 2 | 5 | 2 | 1 | 1 | 1 | 1 | 2 | 1 | 2 | 0 | 0 | 0
SCE Eastern | Colorado River | 500 | Colorado River | 2 |  | 0 | 0 | 0 | 0 |  | 0 |  | N/A | N/A | N/A | N/A | N/A | N/A | N/A | N/A | 0 | 0 | 0 | 0 |  | 0 | 10 | 4 | 2 | 5 | 2 | 1 | 2 | 2 | 2 | 2 | 2 | 2 | 0 | 0 | 0
PG&E KERN | Columbus | 115 | Columbus | 1 |  | 0 | 0 | 0 | 0 |  | 0 | 15 | 1 | 1 | 1 | 1 | 1 | 1 | 1 | 1 | 0 | 0 | 0 | 0 |  | 0 | 10 | 1 | 1 | 1 | 1 | 2 | 2 | 1 | 1 | 2 | 1 | 1 | 0 | 0 | 0
PG&E GBA | Contra Costa | 115 | Contra Costa | 2 |  | 0 | 0 | 0 | 0 |  | 0 | 15 | 1 | 2 | 1 | 2 | 1 | 2 | 1 | 1 | 0 | 0 | 0 | 0 |  | 0 | 10 | 1 | 1 | 1 | 2 | 2 | 1 | 2 | 1 | 2 | 1 | 1 | 0 | 0 | 0
PG&E GBA | Contra Costa | 230 | Contra Costa | 2 |  | 0 | 0 | 0 | 0 |  | 0 | 15 | 1 | 2 | 1 | 2 | 1 | 2 | 1 | 1 | 0 | 0 | 0 | 0 |  | 0 | 10 | 1 | 1 | 1 | 2 | 2 | 1 | 2 | 1 | 2 | 1 | 1 | 0 | 0 | 0
PG&E GBA | Contra Costa PP | 230 | No Analysis | 2 |  | 0 | 0 | 0 | 0 |  | 0 | [9 empty] | 0 | 0 | 0 | 0 |  | 0 | 10 | [11 empty] | 0 | 0 | 0
SCE NOL | Control | 115 | Control | 2 |  | 0 | 0 | 0 | 0 |  | 0 |  | N/A | N/A | N/A | N/A | N/A | N/A | N/A | N/A | 0 | 0 | 0 | 0 |  | 0 | 10 | 1 | 1 | 1 | 2 | 5 | 1 | 1 | 1 | 1 | 2 | 1 | 9.7 | 44 | 40.7 | *minus 13 import | Mono - Long Valley | 1 | 5 | 1 | 1 | 1 | 1 | 2 | 1
SCE NOL | Control | 55 | Control | 2 | OOS | 0 | 0 | 0 | 0 |  | 0 |  | N/A | N/A | N/A | N/A | N/A | N/A | N/A | N/A | 0 | 0 | 0 | 0 |  | 0 | 10 | #N/A | N/A | N/A | 2 | N/A | N/A | N/A | N/A | N/A | N/A | N/A | 0 | 0 | 0
PG&E GBA | Cooley Landing | 115 | No Analysis | 2 |  | 0 | 0 | 0 | 0 |  | 0 | 20 | #N/A | #N/A | #N/A | #N/A | #N/A | #N/A | #N/A | #N/A | 0 | 0 | 0 | 0 |  | 0 | 10 | [11 empty] | 0 | 0 | 0
PG&E GBA | Cooley Landing | 60 | No Analysis | 2 |  | 0 | 0 | 0 | 0 |  | 0 | [9 empty] | 0 | 0 | 0 | 0 |  | 0 | 10 | [11 empty] | 0 | 0 | 0
SCE NOL | Coolwater | 230 | Coolwater | 2 |  | 0 | 0 | 0 | 0 |  | 0 |  | N/A | N/A | N/A | N/A | N/A | N/A | N/A | N/A | 0 | 0 | 0 | 0 |  | 0 | 10 | 2 | 3 | 1 | 2 | 1 | 3 | 1 | 1 | 3 | 1 | 2 | 0 | 0 | 0
SCE NOL | Coolwater | 115 | Coolwater | 2 |  | 100 | 112.18 | 0 | 0 |  | 212.18 | 20 | 2 | 1 | 1 | 1 | 1 | 2 | 1 | 1 | 150 | 50 | 0 | 0 |  | 200 | 10 | 2 | 3 | 1 | 2 | 1 | 3 | 1 | 1 | 3 | 1 | 2 | 0 | 0 | 0
PG&E KERN | Copus | 70 | No Analysis | 1 |  | 0 | 0 | 0 | 0 |  | 0 | [9 empty] | 0 | 0 | 0 | 0 |  | 0 | 10 | [11 empty] | 0 | 0 | 0
PG&E FRESNO | Corcoran | 70 | Corcoran | 1 |  | 0 | 0 | 0 | 0 |  | 0 |  | N/A | N/A | N/A | N/A | N/A | N/A | N/A | N/A | 0 | 0 | 0 | 0 |  | 0 | 10 | 1 | 1 | 1 | 1 | 1 | 1 | 1 | 1 | 1 | 1 | 1 | 0 | 0 | 0
PG&E FRESNO | Corcoran | 115 | Corcoran | 1 |  | 0 | 0 | 0 | 0 |  | 0 |  | N/A | N/A | N/A | N/A | N/A | N/A | N/A | N/A | 0 | 0 | 0 | 0 |  | 0 | 10 | 1 | 1 | 1 | 1 | 1 | 1 | 1 | 1 | 1 | 1 | 1 | 0 | 0 | 0
PG&E NGBA | Corona | 115 | No Analysis | 2 |  | 0 | 0 | 0 | 0 |  | 0 | [9 empty] | 0 | 0 | 0 | 0 |  | 0 | 10 | [11 empty] | 0 | 0 | 0
PG&E NGBA | Cortina | 230 | Cortina | 2 |  | 0 | 0 | 0 | 0 |  | 0 |  | N/A | N/A | N/A | N/A | N/A | N/A | N/A | N/A | 0 | 0 | 0 | 0 |  | 0 | 10 | 2 | 1 | 1 | 2 | 2 | 1 | 1 | 1 | 3 | 1 | 1 | 0 | 0 | 0
PG&E NGBA | Cortina | 115 | Cortina | 2 |  | 0 | 0 | 0 | 0 |  | 0 |  | N/A | N/A | N/A | N/A | N/A | N/A | N/A | N/A | 50 | 80 | 0 | 0 |  | 130 | 10 | 2 | 1 | 1 | 2 | 2 | 1 | 1 | 1 | 3 | 1 | 1 | 0 | 0 | 0
PG&E GBA | Cottle | 230 | No Analysis | 1 |  | 0 | 0 | 0 | 0 |  | 0 | [9 empty] | 0 | 0 | 0 | 0 |  | 0 | 10 | [11 empty] | 0 | 0 | 0
PG&E NGBA | Cottonwood | 115 | Cottonwood | 2 |  | 0 | 0 | 0 | 0 |  | 0 |  | N/A | N/A | N/A | N/A | N/A | N/A | N/A | N/A | 0 | 0 | 0 | 0 |  | 0 | 10 | 1 | 3 | 1 | 2 | 3 | 1 | 1 | 1 | 2 | 1 | 1 | 0 | 0 | 0
PG&E NGBA | Cottonwood | 230 | Cottonwood | 2 |  | 0 | 0 | 0 | 0 |  | 0 |  | N/A | N/A | N/A | N/A | N/A | N/A | N/A | N/A | 0 | 0 | 0 | 0 |  | 0 | 10 | 1 | 3 | 1 | 2 | 3 | 1 | 1 | 1 | 2 | 1 | 1 | 0 | 0 | 0
PG&E NGBA | Cottonwood | 60 | Cottonwood | 2 |  | 0 | 0 | 0 | 0 |  | 0 |  | N/A | N/A | N/A | N/A | N/A | N/A | N/A | N/A | 0 | 0 | 0 | 0 |  | 0 | 10 | 1 | 3 | 1 | 2 | 3 | 1 | 1 | 1 | 2 | 1 | 1 | 0 | 0 | 0
PG&E NGBA | Cove Road | 230 | Cove Rd | 2 |  | 0 | 0 | 0 | 0 |  | 0 |  | N/A | N/A | N/A | N/A | N/A | N/A | N/A | N/A | 0 | 0 | 0 | 0 |  | 0 | 10 | 1 | 1 | 1 | 2 | 5 | 2 | 1 | 1 | 2 | 2 | 1 | 0 | 0 | 0
PG&E GBA | Coyote | 230 | Coyote | 2 |  | 0 | 0 | 0 | 0 |  | 0 |  | N/A | N/A | N/A | N/A | N/A | N/A | N/A | N/A | 0 | 0 | 0 | 0 |  | 0 | 10 | 1 | 1 | 1 | 2 | 5 | 3 | 1 | 1 | 3 | 2 | 1 | 0 | 0 | 0
PG&E GBA | Crazy Horse Canyon | 115 | No Analysis | 1 |  | 0 | 0 | 0 | 0 |  | 0 | [9 empty] | 0 | 0 | 0 | 0 |  | 0 | 10 | [11 empty] | 0 | 0 | 0
SDGE | Creelman | 69 | No Analysis | 2 |  | 0 | 0 | 0 | 0 |  | 0 | [9 empty] | 0 | 0 | 0 | 0 |  | 0 | 10 | [11 empty] | 0 | 0 | 0
PG&E FRESNO | Crescent | 70 | Helm | 1 |  | 0 | 0 | 0 | 0 |  | 0 | [9 empty] | 5 | 65 | 0 | 0 |  | 70 | 10 | 1 | 1 | 1 | 1 | 1 | 1 | 1 | 1 | 1 | 1 | 1 | 0 | 0 | 0
PG&E FRESNO | Cressey | 115 | No Analysis | 1 |  | 0 | 0 | 0 | 0 |  | 0 | [9 empty] | 0 | 0 | 0 | 0 |  | 0 | 10 | [11 empty] | 0 | 0 | 0
PG&E NGBA | Cresta | 230 | No Analysis | 2 |  | 0 | 0 | 0 | 0 |  | 0 | [9 empty] | 0 | 0 | 0 | 0 |  | 0 | 10 | [11 empty] | 0 | 0 | 0
SDGE | Crestwood | 69 | No Analysis | 2 |  | 0 | 0 | 0 | 0 |  | 0 | [9 empty] | 0 | 0 | 0 | 0 |  | 0 | 10 | [11 empty] | 0 | 0 | 0
PG&E GBA | Crow Creek | 60 | Crow Creek | 1 |  | 0 | 0 | 0 | 0 |  | 0 |  | N/A | N/A | N/A | N/A | N/A | N/A | N/A | N/A | 0 | 0 | 0 | 0 |  | 0 | 10 | 1 | 1 | 1 | 1 | 2 | 1 | 1 | 1 | 2 | 1 | 1 | 0 | 0 | 0
PG&E GBA | Crows Landing | 60 | No Analysis | 1 |  | 0 | 0 | 0 | 0 |  | 0 | [9 empty] | 0 | 0 | 0 | 0 |  | 0 | 10 | [11 empty] | 0 | 0 | 0
PG&E GBA | Curtis | 115 | Curtis | 2 |  | 0 | 0 | 0 | 0 |  | 0 |  | N/A | N/A | N/A | N/A | N/A | N/A | N/A | N/A | 0 | 0 | 0 | 0 |  | 0 | 10 | 1 | 2 | 1 | 2 | 5 | 1 | 1 | 1 | 3 | 2 | 1 | 0 | 0 | 0
PG&E FRESNO | Dairyland | 115 | Dairyland | 1 |  | 0 | 0 | 0 | 0 |  | 0 |  | N/A | N/A | N/A | N/A | N/A | N/A | N/A | N/A | 0 | 0 | 0 | 0 |  | 0 | 10 | 1 | 1 | 1 | 1 | 1 | 1 | 1 | 1 | 1 | 1 | 1 | 0 | 0 | 0
PG&E NGBA | Davis | 115 | Davis | 2 |  | 0 | 0 | 0 | 0 |  | 0 |  | N/A | N/A | N/A | N/A | N/A | N/A | N/A | N/A | 20 | 80 | 0 | 0 |  | 100 | 10 | 1 | 1 | 3 | 2 | 1 | 1 | 1 | 1 | 1 | 1 | 1 | 0 | 0 | 0
SCE Metro | Del Amo | 500 | Del Amo | 2 |  | 0 | 0 | 0 | 0 |  | 0 |  | N/A | N/A | N/A | N/A | N/A | N/A | N/A | N/A | 0 | 0 | 0 | 0 |  | 0 | 10 | 1 | 3 | 1 | 2 | 1 | 1 | 1 | 1 | 1 | 1 | 1 | 0 | 0 | 0
SCE Metro | Del Amo | 230 | Del Amo | 2 |  | 0 | 0 | 0 | 0 |  | 0 |  | N/A | N/A | N/A | N/A | N/A | N/A | N/A | N/A | 0 | 0 | 0 | 0 |  | 0 | 10 | 1 | 3 | 1 | 2 | 1 | 1 | 1 | 1 | 1 | 1 | 1 | 0 | 0 | 0
SCE Eastern | Delaney | 500 | Delaney | 2 | OOS | 0 | 0 | 0 | 0 |  | 0 |  | N/A | N/A | N/A | N/A | N/A | N/A | N/A | N/A | 250 | 350 | 0 | 0 |  | 600 | 10 | 1 | N/A | N/A | 2 | N/A | N/A | N/A | N/A | N/A | N/A | N/A | 0 | 0 | 0
PG&E NGBA | Delevan | 230 | Delevan | 2 |  | 0 | 0 | 0 | 0 |  | 0 |  | N/A | N/A | N/A | N/A | N/A | N/A | N/A | N/A | 235 | 500 | 0 | 0 |  | 735 | 10 | 2 | 1 | 1 | 2 | 1 | 1 | 1 | 1 | 2 | 1 | 1 | 0 | 0 | 0
PG&E GBA | Delta PP | 230 | Delta Switching Yard | 2 |  | 0 | 0 | 0 | 0 |  | 0 |  | N/A | N/A | N/A | N/A | N/A | N/A | N/A | N/A | 0 | 0 | 0 | 0 |  | 0 | 10 | 1 | 1 | 1 | 2 | 2 | 2 | 1 | 2 | 2 | 1 | 1 | 0 | 0 | 0
EOP | Desert View | 230 | Desert View | 2 | OOS | 0 | 0 | 0 | 0 |  | 0 |  | N/A | N/A | N/A | N/A | N/A | N/A | N/A | N/A | 150 | 350 | 0 | 0 |  | 500 | 15 | 2 | N/A | N/A | 2 | N/A | N/A | N/A | N/A | N/A | N/A | N/A | 0 | 0 | 0
SCE Eastern | Devers | 230 | Devers | 2 |  | 287.5 | 37 | 0 | 0 | 90 | 234.5 | 20 | 3 | 5 | 2 | 1 | 2 | 2 | 2 | 2 | 100 | 180 | 0 | 0 |  | 280 | 10 | 2 | 5 | 1 | 2 | 2 | 1 | 2 | 1 | 2 | 1 | 2 | 0 | 0 | 0
SCE Eastern | Devers | 500 | Devers | 2 |  | 0 | 0 | 0 | 0 |  | 0 |  | N/A | N/A | N/A | N/A | N/A | N/A | N/A | N/A | 0 | 0 | 0 | 0 |  | 0 | 10 | 2 | 5 | 1 | 2 | 2 | 1 | 2 | 1 | 2 | 1 | 2 | 0 | 0 | 0
PG&E KERN | Diablo Canyon | 230 | Diablo | 2 |  | 0 | 0 | 0 | 0 |  | 0 |  | N/A | N/A | N/A | N/A | N/A | N/A | N/A | N/A | 0 | 0 | 0 | 0 |  | 0 | 10 | 1 | 1 | 1 | 2 | 5 | 1 | 1 | 3 | 3 | 1 | 1 | 0 | 0 | 0
PG&E KERN | Diablo Canyon | 500 | Diablo | 2 |  | 0 | 0 | 0 | 0 |  | 0 |  | N/A | N/A | N/A | N/A | N/A | N/A | N/A | N/A | 0 | 0 | 0 | 0 |  | 0 | 10 | 1 | 1 | 1 | 2 | 5 | 1 | 1 | 3 | 3 | 1 | 1 | 0 | 0 | 0
PG&E KERN | Divide | 115 | No Analysis | 2 |  | 0 | 0 | 0 | 0 |  | 0 | 10 | #N/A | #N/A | #N/A | #N/A | #N/A | #N/A | #N/A | #N/A | 0 | 0 | 0 | 0 |  | 0 | 10 | [11 empty] | 0 | 0 | 0
PG&E GBA | Dixon Landing | 115 | No Analysis | 2 |  | 0 | 0 | 0 | 0 |  | 0 | [9 empty] | 0 | 0 | 0 | 0 |  | 0 | 10 | [11 empty] | 0 | 0 | 0
PG&E FRESNO | Dos Amigos | 230 | No Analysis | 1 |  | 0 | 0 | 0 | 0 |  | 0 | [9 empty] | 0 | 0 | 0 | 0 |  | 0 | 10 | [11 empty] | 0 | 0 | 0
PG&E NGBA | Drum | 115 | Drum | 2 |  | 0 | 0 | 0 | 0 |  | 0 |  | N/A | N/A | N/A | N/A | N/A | N/A | N/A | N/A | 0 | 0 | 0 | 0 |  | 0 | 10 | 1 | 1 | 1 | 2 | 5 | 1 | 1 | 1 | 1 | 1 | 1 | 0 | 0 | 0
PG&E GBA | Dumbarton | 115 | No Analysis | 2 |  | 0 | 0 | 0 | 0 |  | 0 | [9 empty] | 0 | 0 | 0 | 0 |  | 0 | 10 | [11 empty] | 0 | 0 | 0
SCE NOL | Dunn Siding | 115 | No Analysis | 2 |  | 0 | 0 | 0 | 0 |  | 0 | [9 empty] | 0 | 0 | 0 | 0 |  | 0 | 10 | [11 empty] | 0 | 0 | 0
SCE Eastern | Eagle Mountain | 230 | No Analysis | 2 |  | 0 | 0 | 0 | 0 |  | 0 | [9 empty] | 0 | 0 | 0 | 0 |  | 0 | 10 | [11 empty] | 0 | 0 | 0
PG&E NGBA | Eagle Rock (PGE) | 60 | Eagle Rock | 2 |  | 0 | 0 | 0 | 0 |  | 0 |  | N/A | N/A | N/A | N/A | N/A | N/A | N/A | N/A | 0 | 0 | 0 | 0 |  | 0 | 10 | 1 | 1 | 1 | 2 | 5 | 2 | 2 | 3 | 4 | 1 | 1 | 0 | 0 | 0
PG&E NGBA | Eagle Rock (PGE) | 115 | Eagle Rock | 2 |  | 98 | 33.2 | 0 | 0 |  | 131.2 | 15 | 4 | 5 | 2 | 1 | 3 | 5 | 1 | 4 | 0 | 0 | 0 | 0 |  | 0 | 10 | 1 | 1 | 1 | 2 | 5 | 2 | 2 | 3 | 4 | 1 | 1 | 21.5 | 0 | 21.5 |  | Geysers | 1 | 5 | 1 | 1 | 2 | 3 | 1 | 1
SCE Metro | Eagle Rock (SCE) | 230 | No Analysis | 2 |  | 0 | 0 | 0 | 0 |  | 0 | 10 | #N/A | #N/A | #N/A | #N/A | #N/A | #N/A | #N/A | #N/A | 0 | 0 | 0 | 0 |  | 0 | 10 | [11 empty] | 0 | 0 | 0
PG&E NGBA | East Marysville | 115 | East Marysville | 2 |  | 0 | 0 | 0 | 0 |  | 0 |  | N/A | N/A | N/A | N/A | N/A | N/A | N/A | N/A | 0 | 0 | 0 | 0 |  | 0 | 10 | 1 | 2 | 1 | 2 | 1 | 1 | 1 | 1 | 2 | 1 | 1 | 0 | 0 | 0
PG&E NGBA | East Nicolaus | 115 | No Analysis | 2 |  | 0 | 0 | 0 | 0 |  | 0 | [9 empty] | 0 | 0 | 0 | 0 |  | 0 | 10 | [11 empty] | 0 | 0 | 0
PG&E NGBA | East Nicolaus | 60 | No Analysis | 2 |  | 0 | 0 | 0 | 0 |  | 0 | [9 empty] | 0 | 0 | 0 | 0 |  | 0 | 10 | [11 empty] | 0 | 0 | 0
PG&E GBA | Eastshore | 115 | East Shore | 2 |  | 0 | 0 | 0 | 0 |  | 0 |  | N/A | N/A | N/A | N/A | N/A | N/A | N/A | N/A | 0 | 0 | 0 | 0 |  | 0 | 10 | 1 | 4 | 1 | 2 | 5 | 1 | 1 | 2 | 3 | 1 | 1 | 0 | 0 | 0
PG&E GBA | Eastshore | 230 | East Shore | 2 |  | 0 | 0 | 0 | 0 |  | 0 |  | N/A | N/A | N/A | N/A | N/A | N/A | N/A | N/A | 0 | 0 | 0 | 0 |  | 0 | 10 | 1 | 4 | 1 | 2 | 5 | 1 | 1 | 2 | 3 | 1 | 1 | 0 | 0 | 0
SDGE | ECO | 138 | ECO | 2 |  | 0 | 0 | 0 | 0 |  | 0 |  | N/A | N/A | N/A | N/A | N/A | N/A | N/A | N/A | 0 | 0 | 0 | 0 |  | 0 | 10 | 1 | 2 | 1 | 2 | 3 | 1 | 1 | 1 | 2 | 1 | 1 | 0 | 0 | 0
SDGE | ECO | 230 | OOS (Baja Mexico) | 2 | OOS (Baja Mexico) | 300 | 52.5 | 0 | 0 |  | 352.5 | 20 | #N/A | #N/A | #N/A | #N/A | #N/A | #N/A | #N/A | #N/A | 0 | 0 | 0 | 0 |  | 0 | 10 | #N/A | #N/A | #N/A | 2 | #N/A | #N/A | #N/A | #N/A | #N/A | #N/A | #N/A | 0 | 0 | 0
SDGE | ECO | 500 | OOS (Baja Mexico) | 2 | OOS (Baja Mexico) | 400 | 600 | 0 | 0 |  | 1000 | 20 | #N/A | #N/A | #N/A | #N/A | #N/A | #N/A | #N/A | #N/A | 0 | 0 | 0 | 0 |  | 0 | 10 | #N/A | #N/A | #N/A | 2 | #N/A | #N/A | #N/A | #N/A | #N/A | #N/A | #N/A | 0 | 0 | 0
PG&E GBA | Edenvale | 115 | No Analysis | 2 |  | 0 | 0 | 0 | 0 |  | 0 | [9 empty] | 0 | 0 | 0 | 0 |  | 0 | 10 | [11 empty] | 0 | 0 | 0
PG&E GBA | Edes | 115 | No Analysis | 2 |  | 0 | 0 | 0 | 0 |  | 0 | [9 empty] | 0 | 0 | 0 | 0 |  | 0 | 10 | [11 empty] | 0 | 0 | 0
PG&E GBA | Eight Mile | 230 | Eight Mile | 1 |  | 0 | 0 | 0 | 0 |  | 0 |  | N/A | N/A | N/A | N/A | N/A | N/A | N/A | N/A | 0 | 0 | 0 | 0 |  | 0 | 10 | 1 | 2 | 2 | 1 | 1 | 1 | 1 | 1 | 1 | 1 | 1 | 0 | 0 | 0
SDGE | El Cajon | 69 | No Analysis | 2 |  | 0 | 0 | 0 | 0 |  | 0 |  | N/A | N/A | N/A | N/A | N/A | N/A | N/A | N/A | 0 | 0 | 0 | 0 |  | 0 | 10 | [11 empty] | 0 | 0 | 0
SCE Eastern | El Casco | 230 | El Casco | 2 |  | 0 | 0 | 0 | 0 |  | 0 |  | N/A | N/A | N/A | N/A | N/A | N/A | N/A | N/A | 0 | 0 | 0 | 0 |  | 0 | 10 | 1 | 2 | 1 | 2 | 5 | 1 | 1 | 2 | 3 | 1 | 1 | 0 | 0 | 0
PG&E GBA | El Cerrito G | 115 | No Analysis | 2 |  | 0 | 0 | 0 | 0 |  | 0 | [9 empty] | 0 | 0 | 0 | 0 |  | 0 | 10 | [11 empty] | 0 | 0 | 0
PG&E NGBA | El Dorado PH | 115 | No Analysis | 2 |  | 0 | 0 | 0 | 0 |  | 0 | [9 empty] | 0 | 0 | 0 | 0 |  | 0 | 10 | [11 empty] | 0 | 0 | 0
PG&E FRESNO | El Nido (PGE) | 115 | No Analysis | 1 |  | 0 | 0 | 0 | 0 |  | 0 | [9 empty] | 0 | 0 | 0 | 0 |  | 0 | 10 | [11 empty] | 0 | 0 | 0
SCE Metro | El Nido (SCE) | 230 | El Nido | 2 |  | 0 | 0 | 0 | 0 |  | 0 |  | N/A | N/A | N/A | N/A | N/A | N/A | N/A | N/A | 0 | 0 | 0 | 0 |  | 0 | 10 | 1 | 1 | 1 | 2 | 2 | 1 | 1 | 2 | 2 | 1 | 1 | 0 | 0 | 0
PG&E GBA | El Patio | 115 | No Analysis | 2 |  | 0 | 0 | 0 | 0 |  | 0 | [9 empty] | 0 | 0 | 0 | 0 |  | 0 | 10 | [11 empty] | 0 | 0 | 0
SCE Metro | El Segundo | 230 | El Segundo | 2 |  | 0 | 0 | 0 | 0 |  | 0 |  | N/A | N/A | N/A | N/A | N/A | N/A | N/A | N/A | 0 | 0 | 0 | 0 |  | 0 | 10 | 1 | 1 | 1 | 2 | 1 | 1 | 1 | 2 | 2 | 1 | 1 | 0 | 0 | 0
EOP | Eldorado | 230 | Eldorado | 2 | OOS | 0 | 0 | 0 | 0 |  | 0 |  | N/A | N/A | N/A | N/A | N/A | N/A | N/A | N/A | 0 | 0 | 0 | 0 |  | 0 | 10 | 1 | N/A | N/A | 2 | N/A | N/A | N/A | N/A | N/A | N/A | N/A | 117.3 | 83 | 200.3 |  | OOS | N/A | N/A | N/A | N/A | N/A | N/A | N/A | N/A
EOP | Eldorado | 500 | Eldorado | 2 | OOS | 0 | 0 | 0 | 0 |  | 0 |  | N/A | N/A | N/A | N/A | N/A | N/A | N/A | N/A | 0 | 0 | 0 | 0 |  | 0 | 10 | 1 | N/A | N/A | 2 | N/A | N/A | N/A | N/A | N/A | N/A | N/A | 0 | 0 | 0
SCE Northern | Elizabeth Lake | 66 | No Analysis | 2 |  | 0 | 0 | 0 | 0 |  | 0 | [9 empty] | 0 | 0 | 0 | 0 |  | 0 | 10 | [11 empty] | 0 | 0 | 0
PG&E KERN | Elk Hills | 230 | Elk Hills | 1 |  | 0 | 0 | 0 | 0 |  | 0 |  | N/A | N/A | N/A | N/A | N/A | N/A | N/A | N/A | 0 | 0 | 0 | 0 |  | 0 | 10 | 1 | 1 | 1 | 1 | 1 | 1 | 2 | 4 | 4 | 1 | 1 | 0 | 0 | 0
SDGE | Elliot | 69 | No Analysis | 2 |  | 0 | 0 | 0 | 0 |  | 0 | [9 empty] | 0 | 0 | 0 | 0 |  | 0 | 10 | [11 empty] | 0 | 0 | 0
SCE Metro | Ellis | 230 | Ellis | 2 |  | 0 | 0 | 0 | 0 |  | 0 |  | N/A | N/A | N/A | N/A | N/A | N/A | N/A | N/A | 0 | 0 | 0 | 0 |  | 0 | 10 | 1 | 4 | 1 | 2 | 2 | 1 | 1 | 4 | 5 | 1 | 1 | 0 | 0 | 0
SDGE | Encina | 138 | Encina | 2 |  | 0 | 0 | 0 | 0 |  | 0 |  | N/A | N/A | N/A | N/A | N/A | N/A | N/A | N/A | 0 | 0 | 0 | 0 |  | 0 | 10 | 1 | 1 | 1 | 2 | 2 | 1 | 2 | 2 | 3 | 1 | 1 | 0 | 0 | 0
SDGE | Encina | 230 | Encina | 2 |  | 0 | 0 | 0 | 0 |  | 0 | 10 | 1 | 1 | 1 | 4 | 4 | 4 | 1 | 1 | 0 | 0 | 0 | 0 |  | 0 | 10 | 1 | 1 | 1 | 2 | 2 | 1 | 2 | 2 | 3 | 1 | 1 | 0 | 0 | 0
SDGE | Escondido | 230 | Escondido | 2 |  | 0 | 0 | 0 | 0 |  | 0 |  | N/A | N/A | N/A | N/A | N/A | N/A | N/A | N/A | 0 | 0 | 0 | 0 |  | 0 | 10 | 1 | 4 | 1 | 2 | 5 | 1 | 1 | 1 | 2 | 1 | 1 | 0 | 0 | 0
SDGE | Escondido | 69 | Escondido | 2 |  | 0 | 0 | 0 | 0 |  | 0 |  | N/A | N/A | N/A | N/A | N/A | N/A | N/A | N/A | 0 | 0 | 0 | 0 |  | 0 | 10 | 1 | 4 | 1 | 2 | 5 | 1 | 1 | 1 | 2 | 1 | 1 | 0 | 0 | 0
PG&E KERN | Estrella | 230 | No Analysis | 1 |  | 0 | 0 | 0 | 0 |  | 0 | [9 empty] | 0 | 0 | 0 | 0 |  | 0 | 10 | [11 empty] | 0 | 0 | 0
SCE Eastern | Etiwanda | 230 | Etiwanda | 2 |  | 0 | 0 | 0 | 0 |  | 0 |  | N/A | N/A | N/A | N/A | N/A | N/A | N/A | N/A | 0 | 0 | 0 | 0 |  | 0 | 10 | 1 | 4 | 1 | 2 | 4 | 1 | 1 | 1 | 1 | 1 | 1 | 0 | 0 | 0
PG&E GBA | Evergreen | 115 | No Analysis | 2 |  | 0 | 0 | 0 | 0 |  | 0 | [9 empty] | 0 | 0 | 0 | 0 |  | 0 | 10 | [11 empty] | 0 | 0 | 0
PG&E GBA | Evergreen | 60 | No Analysis | 2 |  | 0 | 0 | 0 | 0 |  | 0 | [9 empty] | 0 | 0 | 0 | 0 |  | 0 | 10 | [11 empty] | 0 | 0 | 0
PG&E FRESNO | Excelsior | 115 | Excelsior | 1 |  | 0 | 0 | 0 | 0 |  | 0 |  | N/A | N/A | N/A | N/A | N/A | N/A | N/A | N/A | 100 | 30 | 0 | 0 |  | 130 | 10 | 1 | 1 | 2 | 1 | 1 | 1 | 1 | 1 | 1 | 1 | 1 | 0 | 0 | 0
PG&E FRESNO | Exchequer | 115 | No Analysis | 1 |  | 0 | 0 | 0 | 0 |  | 0 | [9 empty] | 0 | 0 | 0 | 0 |  | 0 | 10 | [11 empty] | 0 | 0 | 0
PG&E KERN | Fairway | 115 | No Analysis | 2 |  | 0 | 0 | 0 | 0 |  | 0 | [9 empty] | 0 | 0 | 0 | 0 |  | 0 | 10 | [11 empty] | 0 | 0 | 0
PG&E KERN | Famoso | 115 | No Analysis | 1 |  | 0 | 0 | 0 | 0 |  | 0 | [9 empty] | 0 | 0 | 0 | 0 |  | 0 | 10 | [11 empty] | 0 | 0 | 0
PG&E NGBA | Fern Road | 500 | No Analysis | 2 |  | 0 | 0 | 0 | 0 |  | 0 | [9 empty] | 0 | 0 | 0 | 0 |  | 0 | 10 | [11 empty] | 0 | 0 | 0
PG&E GBA | Fibreboard (SPI Sonora) | 115 | No Analysis | 2 |  | 0 | 0 | 0 | 0 |  | 0 | 15 | #N/A | #N/A | #N/A | #N/A | #N/A | #N/A | #N/A | #N/A | 0 | 0 | 0 | 0 |  | 0 | 10 | [11 empty] | 0 | 0 | 0
PG&E FRESNO | Figarden | 230 | No Analysis | 1 |  | 0 | 0 | 0 | 0 |  | 0 | [9 empty] | 0 | 0 | 0 | 0 |  | 0 | 10 | [11 empty] | 0 | 0 | 0
PG&E FRESNO | Fink | 230 | Fink (Proposed) | 1 |  | 0 | 0 | 0 | 0 |  | 0 |  | N/A | N/A | N/A | N/A | N/A | N/A | N/A | N/A | 30 | 110 | 0 | 0 |  | 140 | 10 | 1 | 1 | 1 | 1 | 2 | 1 | 1 | 1 | 2 | 1 | 1 | 0 | 0 | 0
PG&E NGBA | Fitch Mountain | 60 | No Analysis | 2 |  | 0 | 0 | 0 | 0 |  | 0 | [9 empty] | 0 | 0 | 0 | 0 |  | 0 | 10 | [11 empty] | 0 | 0 | 0
PG&E GBA | FMC | 115 | No Analysis | 2 |  | 0 | 0 | 0 | 0 |  | 0 | [9 empty] | 0 | 0 | 0 | 0 |  | 0 | 10 | [11 empty] | 0 | 0 | 0
PG&E GBA | Fremont | 115 | No Analysis | 2 |  | 0 | 0 | 0 | 0 |  | 0 | [9 empty] | 0 | 0 | 0 | 0 |  | 0 | 10 | [11 empty] | 0 | 0 | 0
PG&E GBA | French Camp | 60 | No Analysis | 1 |  | 0 | 0 | 0 | 0 |  | 0 | [9 empty] | 0 | 0 | 0 | 0 |  | 0 | 10 | [11 empty] | 0 | 0 | 0
PG&E GBA | Frogtown | 115 | No Analysis | 2 |  | 0 | 0 | 0 | 0 |  | 0 | [9 empty] | 0 | 0 | 0 | 0 |  | 0 | 10 | [11 empty] | 0 | 0 | 0
PG&E NGBA | Fulton | 115 | Fulton | 2 |  | 0 | 0 | 0 | 0 |  | 0 |  | N/A | N/A | N/A | N/A | N/A | N/A | N/A | N/A | 0 | 0 | 0 | 0 |  | 0 | 10 | 1 | 3 | 1 | 2 | 5 | 1 | 2 | 3 | 4 | 1 | 1 | 0 | 0 | 0
PG&E NGBA | Fulton | 230 | Fulton | 2 |  | 0 | 0 | 0 | 0 |  | 0 |  | N/A | N/A | N/A | N/A | N/A | N/A | N/A | N/A | 0 | 0 | 0 | 0 |  | 0 | 10 | 1 | 3 | 1 | 2 | 5 | 1 | 2 | 3 | 4 | 1 | 1 | 54 | 0 | 54 |  | Geysers | 1 | 5 | 1 | 1 | 2 | 3 | 1 | 1
PG&E NGBA | Fulton | 60 | Fulton | 2 |  | 0 | 0 | 0 | 0 |  | 0 |  | N/A | N/A | N/A | N/A | N/A | N/A | N/A | N/A | 0 | 0 | 0 | 0 |  | 0 | 10 | 1 | 3 | 1 | 2 | 5 | 1 | 2 | 3 | 4 | 1 | 1 | 0 | 0 | 0
PG&E KERN | Ganso | 115 | No Analysis | 1 |  | 0 | 0 | 0 | 0 |  | 0 | [9 empty] | 0 | 0 | 0 | 0 |  | 0 | 10 | [11 empty] | 0 | 0 | 0
PG&E FRESNO | Gates | 230 | Gates | 1 |  | 0 | 0 | 0 | 0 |  | 0 |  | N/A | N/A | N/A | N/A | N/A | N/A | N/A | N/A | 859.5 | 760.5 | 0 | 0 |  | 1620 | 15 | 2 | 1 | 3 | 1 | 1 | 1 | 1 | 1 | 1 | 1 | 1 | 0 | 0 | 0
PG&E FRESNO | Gates | 500 | Gates | 1 |  | 0 | 0 | 0 | 0 |  | 0 |  | N/A | N/A | N/A | N/A | N/A | N/A | N/A | N/A | 0 | 0 | 0 | 0 |  | 0 | 10 | 3 | 2 | 3 | 1 | 1 | 1 | 1 | 1 | 1 | 1 | 1 | 0 | 0 | 0
PG&E NGBA | Geysers 12 | 230 | Geysers | 2 |  | 0 | 0 | 0 | 0 |  | 0 |  | N/A | N/A | N/A | N/A | N/A | N/A | N/A | N/A | 0 | 0 | 0 | 0 |  | 0 | 10 | 1 | 1 | 1 | 2 | 5 | 2 | 2 | 3 | 5 | 1 | 1 | 0 | 0 | 0
PG&E NGBA | Geysers 17 | 230 | Geysers | 2 |  | 0 | 0 | 0 | 0 |  | 0 |  | N/A | N/A | N/A | N/A | N/A | N/A | N/A | N/A | 0 | 0 | 0 | 0 |  | 0 | 10 | 1 | 1 | 1 | 2 | 5 | 2 | 2 | 3 | 5 | 1 | 1 | 19.5 | 0 | 19.5 |  | Geysers | 1 | 5 | 1 | 1 | 2 | 3 | 1 | 1
PG&E NGBA | Geysers 3 | 115 | Geysers | 2 |  | 0 | 0 | 0 | 0 |  | 0 |  | N/A | N/A | N/A | N/A | N/A | N/A | N/A | N/A | 0 | 0 | 0 | 0 |  | 0 | 10 | 1 | 1 | 1 | 2 | 5 | 2 | 2 | 3 | 5 | 1 | 1 | 0 | 0 | 0
PG&E NGBA | Glenn | 230 | Glenn | 2 |  | 166.5 | 36 | 0 | 0 |  | 202.5 | 10 | 1 | 1 | 2 | 1 | 1 | 2 | 1 | 1 | 100 | 170 | 0 | 0 |  | 270 | 10 | 1 | 1 | 2 | 2 | 1 | 2 | 1 | 1 | 2 | 1 | 1 | 0 | 0 | 0
PG&E NGBA | Glenn | 60 | Glenn | 2 |  | 0 | 0 | 0 | 0 |  | 0 |  | N/A | N/A | N/A | N/A | N/A | N/A | N/A | N/A | 0 | 0 | 0 | 0 |  | 0 | 10 | 1 | 1 | 2 | 2 | 1 | 2 | 1 | 1 | 2 | 1 | 1 | 0 | 0 | 0
PG&E NGBA | Gold Hill | 115 | Gold Hill | 2 |  | 0 | 0 | 0 | 0 |  | 0 |  | N/A | N/A | N/A | N/A | N/A | N/A | N/A | N/A | 0 | 0 | 0 | 0 |  | 0 | 10 | 1 | 4 | 1 | 2 | 4 | 1 | 1 | 1 | 2 | 2 | 1 | 0 | 0 | 0
PG&E NGBA | Gold Hill | 230 | Gold Hill | 2 |  | 0 | 0 | 0 | 0 |  | 0 | 10 | 1 | 1 | 1 | 1 | 1 | 1 | 1 | 1 | 0 | 0 | 0 | 0 |  | 0 | 10 | 1 | 4 | 1 | 2 | 4 | 1 | 1 | 1 | 2 | 2 | 1 | 0 | 0 | 0
SCE Northern | Goleta | 230 | Goleta | 2 |  | 0 | 0 | 0 | 0 |  | 0 |  | N/A | N/A | N/A | N/A | N/A | N/A | N/A | N/A | 0 | 0 | 0 | 0 |  | 0 | 10 | 1 | 1 | 1 | 2 | 5 | 1 | 1 | 1 | 1 | 2 | 1 | 0 | 0 | 0
SCE Metro | Goodrich | 230 | Goodrich | 2 |  | 0 | 0 | 0 | 0 |  | 0 |  | N/A | N/A | N/A | N/A | N/A | N/A | N/A | N/A | 0 | 0 | 0 | 0 |  | 0 | 10 | 1 | 1 | 1 | 2 | 5 | 1 | 2 | 1 | 2 | 2 | 1 | 0 | 0 | 0
PG&E KERN | Goose Lake | 115 | Goose Lake | 1 |  | 0 | 0 | 0 | 0 |  | 0 |  | N/A | N/A | N/A | N/A | N/A | N/A | N/A | N/A | 0 | 0 | 0 | 0 |  | 0 | 10 | 1 | 1 | 1 | 1 | 1 | 1 | 1 | 1 | 2 | 1 | 1 | 0 | 0 | 0
SCE Metro | Gould | 230 | Gould | 2 |  | 0 | 0 | 0 | 0 |  | 0 |  | N/A | N/A | N/A | N/A | N/A | N/A | N/A | N/A | 0 | 0 | 0 | 0 |  | 0 | 10 | 1 | 1 | 1 | 2 | 5 | 1 | 1 | 1 | 1 | 3 | 1 | 0 | 0 | 0
PG&E NGBA | Grand Island | 115 | Grand Island | 1 |  | 0 | 0 | 0 | 0 |  | 0 |  | N/A | N/A | N/A | N/A | N/A | N/A | N/A | N/A | 0 | 0 | 0 | 0 |  | 0 | 10 | 1 | 1 | 1 | 1 | 1 | 1 | 1 | 1 | 1 | 1 | 1 | 0 | 0 | 0
SDGE | Granite | 69 | No Analysis | 2 |  | 0 | 0 | 0 | 0 |  | 0 | [9 empty] | 0 | 0 | 0 | 0 |  | 0 | 10 | [11 empty] | 0 | 0 | 0
PG&E GBA | Grant | 115 | No Analysis | 2 |  | 0 | 0 | 0 | 0 |  | 0 | [9 empty] | 0 | 0 | 0 | 0 |  | 0 | 10 | [11 empty] | 0 | 0 | 0
PG&E GBA | Green Valley | 115 | No Analysis | 1 |  | 0 | 0 | 0 | 0 |  | 0 | [9 empty] | 0 | 0 | 0 | 0 |  | 0 | 10 | [11 empty] | 0 | 0 | 0
PG&E NGBA | Greenleaf 1 | 115 | No Analysis | 2 |  | 0 | 0 | 0 | 0 |  | 0 | [9 empty] | 0 | 0 | 0 | 0 |  | 0 | 10 | [11 empty] | 0 | 0 | 0
PG&E FRESNO | Gregg | 230 | Gregg | 1 |  | 170 | 20 | 0 | 0 |  | 190 | 10 | 1 | 1 | 1 | 1 | 1 | 1 | 1 | 1 | 0 | 0 | 0 | 0 |  | 0 | 10 | 1 | 2 | 2 | 1 | 1 | 1 | 1 | 1 | 1 | 1 | 1 | 0 | 0 | 0
PG&E FRESNO | Grimmway-Malaga | 115 | Grimway | 1 |  | 0 | 0 | 0 | 0 |  | 0 |  | N/A | N/A | N/A | N/A | N/A | N/A | N/A | N/A | 0 | 0 | 0 | 0 |  | 0 | 10 | 1 | 1 | 2 | 1 | 2 | 1 | 1 | 1 | 1 | 1 | 1 | 0 | 0 | 0
PG&E NGBA | Grizzly | 230 | No Analysis | 2 |  | 0 | 0 | 0 | 0 |  | 0 | 15 | #N/A | #N/A | #N/A | #N/A | #N/A | #N/A | #N/A | #N/A | 0 | 0 | 0 | 0 |  | 0 | 10 | [11 empty] | 0 | 0 | 0
PG&E FRESNO | Guernsey | 70 | No Analysis | 1 |  | 0 | 0 | 0 | 0 |  | 0 | [9 empty] | 0 | 0 | 0 | 0 |  | 0 | 10 | [11 empty] | 0 | 0 | 0
PG&E FRESNO | GWF Hanford | 115 | GWF Hanford Sw Sta | 2 |  | 0 | 0 | 0 | 0 |  | 0 |  | N/A | N/A | N/A | N/A | N/A | N/A | N/A | N/A | 0 | 0 | 0 | 0 |  | 0 | 10 | 1 | 1 | 1 | 2 | 1 | 1 | 1 | 1 | 1 | 1 | 1 | 0 | 0 | 0
PG&E FRESNO | Haas | 230 | No Analysis | 2 |  | 0 | 0 | 0 | 0 |  | 0 | [9 empty] | 0 | 0 | 0 | 0 |  | 0 | 10 | [11 empty] | 0 | 0 | 0
PG&E FRESNO | Hammonds | 115 | No Analysis | 1 |  | 0 | 0 | 0 | 0 |  | 0 | [9 empty] | 0 | 0 | 0 | 0 |  | 0 | 10 | [11 empty] | 0 | 0 | 0
SCE Metro | HarborGen | 230 | Harborgen | 2 |  | 0 | 0 | 0 | 0 |  | 0 |  | N/A | N/A | N/A | N/A | N/A | N/A | N/A | N/A | 0 | 0 | 0 | 0 |  | 0 | 10 | 1 | 3 | 1 | 2 | 1 | 1 | 1 | 2 | 2 | 1 | 1 | 0 | 0 | 0
PG&E NGBA | Harris | 60 | No Analysis | 2 |  | 0 | 0 | 0 | 0 |  | 0 | [9 empty] | 0 | 0 | 0 | 0 |  | 0 | 10 | [11 empty] | 0 | 0 | 0
EOP | Harry Allen | 500 | Harry Allen | 2 | OOS | 0 | 0 | 0 | 0 |  | 0 |  | N/A | N/A | N/A | N/A | N/A | N/A | N/A | N/A | 0 | 0 | 0 | 0 |  | 0 | 10 | #N/A | N/A | N/A | 2 | N/A | N/A | N/A | N/A | N/A | N/A | N/A | 0 | 0 | 0
PG&E NGBA | Hartley | 60 | No Analysis | 2 |  | 0 | 0 | 0 | 0 |  | 0 | 10 | #N/A | #N/A | #N/A | #N/A | #N/A | #N/A | #N/A | #N/A | 0 | 0 | 0 | 0 |  | 0 | 10 | [11 empty] | 0 | 0 | 0
SCE NOL | Harvard | 115 | No Analysis | 2 |  | 0 | 0 | 0 | 0 |  | 0 | [9 empty] | 0 | 0 | 0 | 0 |  | 0 | 10 | [11 empty] | 0 | 0 | 0
SDGE | Hassayampa | 500 | Hassayampa | 2 | OOS | 0 | 0 | 0 | 0 |  | 0 |  | N/A | N/A | N/A | N/A | N/A | N/A | N/A | N/A | 322 | 380 | 0 | 0 |  | 702 | 5 | 2 | N/A | N/A | 2 | N/A | N/A | N/A | N/A | N/A | N/A | N/A | 0 | 0 | 0
PG&E FRESNO | Helm | 230 | Helm | 1 |  | 0 | 0 | 0 | 0 |  | 0 |  | N/A | N/A | N/A | N/A | N/A | N/A | N/A | N/A | 100 | 200 | 0 | 0 |  | 300 | 10 | 1 | 1 | 1 | 1 | 1 | 1 | 1 | 1 | 1 | 1 | 1 | 0 | 0 | 0
PG&E FRESNO | Helm | 70 | Helm | 1 |  | 0 | 0 | 0 | 0 |  | 0 |  | N/A | N/A | N/A | N/A | N/A | N/A | N/A | N/A | 0 | 25 | 0 | 0 |  | 25 | 10 | 1 | 1 | 1 | 1 | 1 | 1 | 1 | 1 | 1 | 1 | 1 | 0 | 0 | 0
PG&E FRESNO | Henrietta | 115 | Henrietta | 1 |  | 0 | 0 | 0 | 0 |  | 0 |  | N/A | N/A | N/A | N/A | N/A | N/A | N/A | N/A | 0 | 0 | 0 | 0 |  | 0 | 10 | 1 | 1 | 1 | 1 | 1 | 1 | 1 | 1 | 1 | 1 | 1 | 0 | 0 | 0
PG&E FRESNO | Henrietta | 230 | Henrietta | 1 |  | 0 | 0 | 0 | 0 |  | 0 |  | N/A | N/A | N/A | N/A | N/A | N/A | N/A | N/A | 100 | 200 | 0 | 0 |  | 300 | 10 | 1 | 1 | 1 | 1 | 1 | 1 | 1 | 1 | 1 | 1 | 1 | 0 | 0 | 0
PG&E FRESNO | Henrietta | 70 | Henrietta | 1 |  | 0 | 0 | 0 | 0 |  | 0 |  | N/A | N/A | N/A | N/A | N/A | N/A | N/A | N/A | 0 | 0 | 0 | 0 |  | 0 | 10 | 1 | 1 | 1 | 1 | 1 | 1 | 1 | 1 | 1 | 1 | 1 | 0 | 0 | 0
PG&E FRESNO | Herndon | 115 | No Analysis | 1 |  | 0 | 0 | 0 | 0 |  | 0 | [9 empty] | 0 | 0 | 0 | 0 |  | 0 | 10 | [11 empty] | 0 | 0 | 0
PG&E FRESNO | Herndon | 230 | No Analysis | 1 |  | 0 | 0 | 0 | 0 |  | 0 | [9 empty] | 0 | 0 | 0 | 0 |  | 0 | 10 | [11 empty] | 0 | 0 | 0
PG&E GBA | Hicks | 230 | Hicks | 2 |  | 0 | 0 | 0 | 0 |  | 0 |  | N/A | N/A | N/A | N/A | N/A | N/A | N/A | N/A | 0 | 0 | 0 | 0 |  | 0 | 10 | 1 | 3 | 1 | 2 | 5 | 3 | 1 | 2 | 4 | 1 | 1 | 0 | 0 | 0
PG&E NGBA | Higgins | 115 | Higgins | 2 |  | 0 | 0 | 0 | 0 |  | 0 |  | N/A | N/A | N/A | N/A | N/A | N/A | N/A | N/A | 0 | 0 | 0 | 0 |  | 0 | 10 | 1 | 4 | 1 | 2 | 5 | 3 | 1 | 1 | 3 | 1 | 1 | 0 | 0 | 0
PG&E NGBA | Hilltop | 345 | Hilltop | 2 |  | 150 | 0 | 0 | 0 |  | 150 | 20 | 2 | 2 | 2 | 1 | 1 | 2 | 3 | 1 | 0 | 0 | 0 | 0 |  | 0 | 10 | 1 | 2 | 1 | 2 | 1 | 1 | 1 | 1 | 2 | 2 | 1 | 0 | 0 | 0
SCE Metro | Hinson | 230 | Hinson | 2 |  | 0 | 0 | 0 | 0 |  | 0 |  | N/A | N/A | N/A | N/A | N/A | N/A | N/A | N/A | 0 | 0 | 0 | 0 |  | 0 | 10 | 1 | 4 | 1 | 2 | 1 | 1 | 1 | 2 | 2 | 1 | 1 | 0 | 0 | 0
PG&E GBA | Hollister | 115 | Hollister | 2 |  | 0 | 0 | 0 | 0 |  | 0 |  | N/A | N/A | N/A | N/A | N/A | N/A | N/A | N/A | 0 | 0 | 0 | 0 |  | 0 | 10 | 1 | 1 | 1 | 2 | 1 | 1 | 1 | 1 | 2 | 1 | 1 | 0 | 0 | 0
PG&E NGBA | Homestake | 115 | No Analysis | 2 |  | 0 | 0 | 0 | 0 |  | 0 | [9 empty] | 0 | 0 | 0 | 0 |  | 0 | 10 | [11 empty] | 0 | 0 | 0
PG&E NGBA | Honcut | 115 | Honcut | 2 |  | 0 | 0 | 0 | 0 |  | 0 |  | N/A | N/A | N/A | N/A | N/A | N/A | N/A | N/A | 0 | 0 | 0 | 0 |  | 0 | 10 | 1 | 2 | 1 | 2 | 1 | 3 | 1 | 1 | 3 | 1 | 1 | 0 | 0 | 0
SDGE | Hoodoo Wash | 500 | Hoodoo Wash | 2 | OOS | 0 | 0 | 0 | 0 |  | 0 |  | N/A | N/A | N/A | N/A | N/A | N/A | N/A | N/A | 447.5 | 1029 | 0 | 0 |  | 1476.5 | 5 | 2 | N/A | N/A | 2 | N/A | N/A | N/A | N/A | N/A | N/A | N/A | 0 | 0 | 0
PG&E NGBA | Hopland | 115 | Hopland | 2 |  | 0 | 0 | 0 | 0 |  | 0 |  | N/A | N/A | N/A | N/A | N/A | N/A | N/A | N/A | 0 | 0 | 0 | 0 |  | 0 | 10 | 1 | 1 | 1 | 2 | 5 | 3 | 1 | 1 | 3 | 2 | 1 | 0 | 0 | 0
PG&E NGBA | Hopland | 60 | Hopland | 2 |  | 0 | 0 | 0 | 0 |  | 0 |  | N/A | N/A | N/A | N/A | N/A | N/A | N/A | N/A | 0 | 0 | 0 | 0 |  | 0 | 10 | 1 | 1 | 1 | 2 | 5 | 3 | 1 | 1 | 3 | 2 | 1 | 0 | 0 | 0
PG&E NGBA | Humboldt | 115 | Humboldt | 2 |  | 0 | 0 | 0 | 0 |  | 0 |  | N/A | N/A | N/A | N/A | N/A | N/A | N/A | N/A | 0 | 0 | 0 | 0 |  | 0 | 10 | 1 | 2 | 1 | 2 | 3 | 1 | 1 | 2 | 2 | 2 | 1 | 0 | 0 | 0
PG&E NGBA | Humboldt | 60 | Humboldt | 2 |  | 0 | 0 | 0 | 0 |  | 0 |  | N/A | N/A | N/A | N/A | N/A | N/A | N/A | N/A | 0 | 0 | 0 | 0 |  | 0 | 10 | 1 | 2 | 1 | 2 | 3 | 1 | 1 | 2 | 2 | 2 | 1 | 0 | 0 | 0
PG&E NGBA | Humboldt | 500 | Humboldt | 2 |  | 0 | 0 | 0 | 0 |  | 0 |  | N/A | N/A | N/A | N/A | N/A | N/A | N/A | N/A | 0 | 0 | 0 | 0 |  | 0 | 10 | 1 | 2 | 1 | 2 | 3 | 1 | 1 | 2 | 2 | 2 | 1 | 0 | 0 | 0
SCE Metro | Huntington Beach | 230 | Huntington Beach | 2 |  | 0 | 0 | 0 | 0 |  | 0 |  | N/A | N/A | N/A | N/A | N/A | N/A | N/A | N/A | 0 | 0 | 0 | 0 |  | 0 | 10 | 1 | 4 | 1 | 2 | 1 | 1 | 1 | 5 | 5 | 1 | 1 | 0 | 0 | 0
PG&E NGBA | Ignacio | 115 | Ignacio | 2 |  | 0 | 0 | 0 | 0 |  | 0 |  | N/A | N/A | N/A | N/A | N/A | N/A | N/A | N/A | 0 | 0 | 0 | 0 |  | 0 | 10 | 1 | 2 | 1 | 2 | 4 | 2 | 1 | 1 | 3 | 1 | 1 | 0 | 0 | 0
PG&E NGBA | Ignacio | 230 | Ignacio | 2 |  | 0 | 0 | 0 | 0 |  | 0 |  | N/A | N/A | N/A | N/A | N/A | N/A | N/A | N/A | 0 | 0 | 0 | 0 |  | 0 | 10 | 1 | 2 | 1 | 2 | 4 | 2 | 1 | 1 | 3 | 1 | 1 | 0 | 0 | 0
PG&E NGBA | Ignacio | 60 | Ignacio | 2 |  | 0 | 0 | 0 | 0 |  | 0 |  | N/A | N/A | N/A | N/A | N/A | N/A | N/A | N/A | 0 | 0 | 0 | 0 |  | 0 | 10 | 1 | 2 | 1 | 2 | 4 | 2 | 1 | 1 | 3 | 1 | 1 | 0 | 0 | 0
SDGE | Imperial Beach | 69 | No Analysis | 2 |  | 0 | 0 | 0 | 0 |  | 0 | [9 empty] | 0 | 0 | 0 | 0 |  | 0 | 10 | [11 empty] | 0 | 0 | 0
SDGE | Imperial Valley | 230 | Imperial Valley | 2 |  | 0 | 0 | 0 | 0 |  | 0 |  | N/A | N/A | N/A | N/A | N/A | N/A | N/A | N/A | 300 | 442 | 0 | 0 |  | 742 | 15 | 2 | 2 | 2 | 2 | 1 | 1 | 1 | 1 | 1 | 1 | 1 | 100 | 25 | 125 |  | East Brawley | 1 | 1 | 1 | 1 | 1 | 1 | 1 | 1
SDGE | Imperial Valley | 500 | Imperial Valley | 2 |  | 0 | 0 | 0 | 0 |  | 0 |  | N/A | N/A | N/A | N/A | N/A | N/A | N/A | N/A | 0 | 0 | 0 | 0 |  | 0 | 15 | 2 | 2 | 2 | 2 | 1 | 1 | 1 | 1 | 1 | 1 | 1 | 0 | 0 | 0
EOP | Innovation | 138 | Innovation | 2 | OOS | 0 | 0 | 0 | 0 |  | 0 |  | N/A | N/A | N/A | N/A | N/A | N/A | N/A | N/A | 0 | 0 | 0 | 0 |  | 0 | 10 | 1 | N/A | N/A | 2 | N/A | N/A | N/A | N/A | N/A | N/A | N/A | 0 | 0 | 0
EOP | Innovation | 230 | Innovation | 2 | OOS | 0 | 0 | 0 | 0 |  | 0 |  | N/A | N/A | N/A | N/A | N/A | N/A | N/A | N/A | 400 | 200 | 0 | 0 |  | 600 | 5 | 2 | N/A | N/A | 2 | N/A | N/A | N/A | N/A | N/A | N/A | N/A | 0 | 0 | 0
SCE NOL | Inyokern | 115 | Inyokern | 1 |  | 0 | 0 | 0 | 0 |  | 0 |  | N/A | N/A | N/A | N/A | N/A | N/A | N/A | N/A | 0 | 31.8 | 0 | 0 |  | 31.8 | 10 | 1 | 5 | 1 | 1 | 1 | 1 | 1 | 1 | 2 | 1 | 1 | 0 | 0 | 0
EOP | IS Tap | 138 | No Analysis | 2 | OOS | 0 | 0 | 0 | 0 |  | 0 | [9 empty] | 0 | 0 | 0 | 0 |  | 0 | 10 | [11 empty] | 0 | 0 | 0
EOP | Ivanpah | 115 | Ivanpah | 2 | OOS | 0 | 0 | 0 | 0 |  | 0 |  | N/A | N/A | N/A | N/A | N/A | N/A | N/A | N/A | 0 | 0 | 0 | 0 |  | 0 | 10 | #N/A | N/A | N/A | 2 | N/A | N/A | N/A | N/A | N/A | N/A | N/A | 0 | 0 | 0
EOP | Ivanpah | 230 | Ivanpah | 2 | OOS | 0 | 0 | 0 | 0 |  | 0 |  | N/A | N/A | N/A | N/A | N/A | N/A | N/A | N/A | 0 | 0 | 0 | 0 |  | 0 | 10 | #N/A | N/A | N/A | 2 | N/A | N/A | N/A | N/A | N/A | N/A | N/A | 0 | 0 | 0
EOP | Jackass (DOE) | 138 | No Analysis | 2 | OOS | 0 | 0 | 0 | 0 |  | 0 | [9 empty] | 0 | 0 | 0 | 0 |  | 0 | 10 | [11 empty] | 0 | 0 | 0
PG&E NGBA | James B Black | 230 | No Analysis | 2 |  | 0 | 0 | 0 | 0 |  | 0 | [9 empty] | 0 | 0 | 0 | 0 |  | 0 | 10 | [11 empty] | 0 | 0 | 0
PG&E GBA | Jefferson | 230 | No Analysis | 2 |  | 0 | 0 | 0 | 0 |  | 0 | [9 empty] | 0 | 0 | 0 | 0 |  | 0 | 10 | [11 empty] | 0 | 0 | 0
PG&E NGBA | Jessup | 115 | Jessup | 2 |  | 0 | 0 | 0 | 0 |  | 0 |  | N/A | N/A | N/A | N/A | N/A | N/A | N/A | N/A | 0 | 0 | 0 | 0 |  | 0 | 10 | 1 | 4 | 1 | 2 | 3 | 2 | 1 | 1 | 2 | 1 | 1 | 0 | 0 | 0
SCE Metro | Johanna | 230 | Johanna | 2 |  | 0 | 0 | 0 | 0 |  | 0 |  | N/A | N/A | N/A | N/A | N/A | N/A | N/A | N/A | 0 | 0 | 0 | 0 |  | 0 | 10 | 1 | 4 | 1 | 2 | 3 | 1 | 1 | 3 | 3 | 1 | 1 | 0 | 0 | 0
SCE Eastern | Julian Hinds | 230 | Julian Hinds | 2 |  | 0 | 0 | 0 | 0 |  | 0 | 20 | 1 | 1 | 1 | 1 | 1 | 1 | 1 | 1 | 0 | 0 | 0 | 0 |  | 0 | 10 | 1 | 1 | 1 | 2 | 1 | 5 | 1 | 1 | 5 | 1 | 1 | 0 | 0 | 0
PG&E GBA | Kasson | 115 | No Analysis | 1 |  | 0 | 0 | 0 | 0 |  | 0 | [9 empty] | 0 | 0 | 0 | 0 |  | 0 | 10 | [11 empty] | 0 | 0 | 0
PG&E GBA | Kasson | 60 | No Analysis | 1 |  | 0 | 0 | 0 | 0 |  | 0 | [9 empty] | 0 | 0 | 0 | 0 |  | 0 | 10 | [11 empty] | 0 | 0 | 0
PG&E FRESNO | Kearney | 230 | Kearney | 1 |  | 0 | 0 | 0 | 0 |  | 0 |  | N/A | N/A | N/A | N/A | N/A | N/A | N/A | N/A | 0 | 0 | 0 | 0 |  | 0 | 10 | 1 | 2 | 2 | 1 | 1 | 1 | 1 | 1 | 1 | 1 | 1 | 0 | 0 | 0
PG&E FRESNO | Kearney | 70 | Kearney | 1 |  | 0 | 0 | 0 | 0 |  | 0 |  | N/A | N/A | N/A | N/A | N/A | N/A | N/A | N/A | 0 | 0 | 0 | 0 |  | 0 | 10 | 1 | 2 | 2 | 1 | 1 | 1 | 1 | 1 | 1 | 1 | 1 | 0 | 0 | 0
PG&E GBA | Kelso | 230 | Kelso | 2 |  | 80.8 | 3.45 | 0 | 0 | 80.8 | 3.45 | 10 | 2 | 2 | 2 | 1 | 1 | 2 | 1 | 1 | 0 | 0 | 0 | 0 |  | 0 | 10 | 1 | 1 | 1 | 2 | 2 | 2 | 1 | 1 | 2 | 1 | 1 | 0 | 0 | 0
PG&E FRESNO | Kerchoff 1 | 115 | No Analysis | 2 |  | 0 | 0 | 0 | 0 |  | 0 | [9 empty] | 0 | 0 | 0 | 0 |  | 0 | 10 | [11 empty] | 0 | 0 | 0
PG&E KERN | Kern Oil | 115 | Kern Oil | 1 |  | 0 | 0 | 0 | 0 |  | 0 |  | N/A | N/A | N/A | N/A | N/A | N/A | N/A | N/A | 0 | 0 | 0 | 0 |  | 0 | 10 | 1 | 2 | 1 | 1 | 1 | 2 | 1 | 1 | 2 | 1 | 1 | 0 | 0 | 0
PG&E KERN | Kern PP | 115 | Kern Power | 1 |  | 0 | 0 | 0 | 0 |  | 0 |  | N/A | N/A | N/A | N/A | N/A | N/A | N/A | N/A | 0 | 0 | 0 | 0 |  | 0 | 10 | 1 | 2 | 1 | 1 | 1 | 1 | 1 | 1 | 2 | 1 | 1 | 0 | 0 | 0
PG&E KERN | Kern PP | 230 | Kern Power | 1 |  | 0 | 0 | 0 | 0 |  | 0 |  | N/A | N/A | N/A | N/A | N/A | N/A | N/A | N/A | 0 | 0 | 0 | 0 |  | 0 | 10 | 1 | 2 | 1 | 1 | 1 | 1 | 1 | 1 | 2 | 1 | 1 | 0 | 0 | 0
PG&E KERN | Kern PP | 70 | Kern Power | 1 |  | 0 | 0 | 0 | 0 |  | 0 |  | N/A | N/A | N/A | N/A | N/A | N/A | N/A | N/A | 0 | 0 | 0 | 0 |  | 0 | 10 | 1 | 2 | 1 | 1 | 1 | 1 | 1 | 1 | 2 | 1 | 1 | 0 | 0 | 0
PG&E KERN | Kernridge | 115 | Kernridge | 1 |  | 0 | 0 | 0 | 0 |  | 0 |  | N/A | N/A | N/A | N/A | N/A | N/A | N/A | N/A | 0 | 0 | 0 | 0 |  | 0 | 10 | 1 | 1 | 1 | 1 | 1 | 2 | 1 | 1 | 2 | 1 | 1 | 0 | 0 | 0
PG&E FRESNO | Kingsburg | 115 | Kingsburg | 1 |  | 0 | 0 | 0 | 0 |  | 0 |  | N/A | N/A | N/A | N/A | N/A | N/A | N/A | N/A | 0 | 0 | 0 | 0 |  | 0 | 10 | 1 | 2 | 2 | 1 | 1 | 1 | 1 | 1 | 1 | 1 | 1 | 0 | 0 | 0
PG&E GBA | Kirker | 115 | Kirker | 2 |  | 0 | 0 | 0 | 0 |  | 0 |  | N/A | N/A | N/A | N/A | N/A | N/A | N/A | N/A | 0 | 0 | 0 | 0 |  | 0 | 10 | 1 | 1 | 1 | 2 | 2 | 1 | 1 | 1 | 2 | 1 | 1 | 0 | 0 | 0
PG&E NGBA | Knights Landing | 115 | No Analysis | 2 |  | 0 | 0 | 0 | 0 |  | 0 | [9 empty] | 0 | 0 | 0 | 0 |  | 0 | 10 | [11 empty] | 0 | 0 | 0
PG&E NGBA | Konocti | 60 | No Analysis | 2 |  | 0 | 0 | 0 | 0 |  | 0 | [9 empty] | 0 | 0 | 0 | 0 |  | 0 | 10 | [11 empty] | 0 | 0 | 0
SCE NOL | Kramer | 115 | Kramer | 2 |  | 0 | 0 | 0 | 0 |  | 0 |  | N/A | N/A | N/A | N/A | N/A | N/A | N/A | N/A | 0 | 8 | 0 | 0 |  | 8 | 10 | 5 | 5 | 1 | 2 | 1 | 4 | 2 | 1 | 5 | 2 | 4 | 0 | 0 | 0
SCE NOL | Kramer | 230 | Kramer | 2 |  | 0 | 0 | 0 | 0 |  | 0 |  | N/A | N/A | N/A | N/A | N/A | N/A | N/A | N/A | 96 | 300 | 75 | 0 |  | 321 | 10 | 5 | 5 | 1 | 2 | 1 | 4 | 2 | 1 | 5 | 2 | 4 | 0 | 0 | 0
SCE Metro | La Cienega | 230 | La Cienega | 2 |  | 0 | 0 | 0 | 0 |  | 0 |  | N/A | N/A | N/A | N/A | N/A | N/A | N/A | N/A | 0 | 0 | 0 | 0 |  | 0 | 10 | 1 | 1 | 1 | 2 | 3 | 1 | 1 | 1 | 1 | 1 | 1 | 0 | 0 | 0
SCE Metro | La Fresa | 230 | La Fresa | 2 |  | 0 | 0 | 0 | 0 |  | 0 |  | N/A | N/A | N/A | N/A | N/A | N/A | N/A | N/A | 0 | 0 | 0 | 0 |  | 0 | 10 | 1 | 2 | 1 | 2 | 1 | 1 | 1 | 3 | 3 | 1 | 1 | 0 | 0 | 0
SCE Metro | Laguna Bell | 230 | Laguna Bell | 2 |  | 0 | 0 | 0 | 0 |  | 0 |  | N/A | N/A | N/A | N/A | N/A | N/A | N/A | N/A | 0 | 0 | 0 | 0 |  | 0 | 10 | 1 | 1 | 1 | 2 | 1 | 1 | 1 | 1 | 1 | 1 | 1 | 0 | 0 | 0
PG&E KERN | Lakeview | 70 | Wheeler Ridge | 1 |  | 0 | 0 | 0 | 0 |  | 0 | [9 empty] | 0 | 70 | 0 | 0 |  | 70 | 10 | 2 | 2 | 2 | 1 | 1 | 1 | 1 | 1 | 1 | 1 | 1 | 0 | 0 | 0
PG&E NGBA | Lakeville | 230 | Lakeville | 2 |  | 0 | 0 | 0 | 0 |  | 0 |  | N/A | N/A | N/A | N/A | N/A | N/A | N/A | N/A | 0 | 0 | 0 | 0 |  | 0 | 10 | 1 | 2 | 1 | 2 | 3 | 3 | 1 | 2 | 3 | 1 | 1 | 0 | 0 | 0
PG&E NGBA | Lakeville | 60 | Lakeville | 2 |  | 0 | 0 | 0 | 0 |  | 0 |  | N/A | N/A | N/A | N/A | N/A | N/A | N/A | N/A | 0 | 0 | 0 | 0 |  | 0 | 10 | 1 | 2 | 1 | 2 | 3 | 3 | 1 | 2 | 3 | 1 | 1 | 0 | 0 | 0
PG&E NGBA | Lakeville | 115 | Lakeville | 2 |  | 0 | 0 | 0 | 0 |  | 0 |  | N/A | N/A | N/A | N/A | N/A | N/A | N/A | N/A | 0 | 0 | 0 | 0 |  | 0 | 10 | 1 | 2 | 1 | 2 | 3 | 3 | 1 | 2 | 3 | 1 | 1 | 0 | 0 | 0
PG&E GBA | Lakewood | 115 | No Analysis | 2 |  | 0 | 0 | 0 | 0 |  | 0 | [9 empty] | 0 | 0 | 0 | 0 |  | 0 | 10 | [11 empty] | 0 | 0 | 0
PG&E NGBA | Lambie | 230 | No Analysis | 2 |  | 0 | 0 | 0 | 0 |  | 0 | [9 empty] | 0 | 0 | 0 | 0 |  | 0 | 10 | [11 empty] | 0 | 0 | 0
PG&E GBA | Lammers | 115 | No Analysis | 1 |  | 0 | 0 | 0 | 0 |  | 0 | [9 empty] | 0 | 0 | 0 | 0 |  | 0 | 10 | [11 empty] | 0 | 0 | 0
PG&E KERN | Lamont | 115 | Lamont | 1 |  | 0 | 0 | 0 | 0 |  | 0 |  | N/A | N/A | N/A | N/A | N/A | N/A | N/A | N/A | 20 | 102 | 0 | 0 |  | 122 | 10 | 1 | 1 | 2 | 1 | 1 | 1 | 1 | 1 | 1 | 1 | 1 | 0 | 0 | 0
PG&E FRESNO | Las Aguilas | 230 | No Analysis | 2 |  | 0 | 0 | 0 | 0 |  | 0 | [9 empty] | 0 | 0 | 0 | 0 |  | 0 | 10 | [11 empty] | 0 | 0 | 0
EOP | Lathrop | 138 | Lathrop | 2 | OOS | 0 | 0 | 0 | 0 |  | 0 |  | N/A | N/A | N/A | N/A | N/A | N/A | N/A | N/A | 0 | 0 | 0 | 0 |  | 0 | 10 | 1 | N/A | N/A | 2 | N/A | N/A | N/A | N/A | N/A | N/A | N/A | 0 | 0 | 0
EOP | Lathrop | 230 | Lathrop | 2 | OOS | 300 | 0 | 0 | 0 |  | 300 | 15 | 1 | N/A | N/A | N/A | N/A | N/A | N/A | N/A | 250 | 250 | 0 | 0 |  | 500 | 10 | 1 | N/A | N/A | 2 | N/A | N/A | N/A | N/A | N/A | N/A | N/A | 0 | 0 | 0
PG&E FRESNO | Le Grand | 115 | Le Grand | 1 |  | 0 | 0 | 0 | 0 |  | 0 |  | N/A | N/A | N/A | N/A | N/A | N/A | N/A | N/A | 50 | 80 | 0 | 0 |  | 130 | 10 | 1 | 1 | 1 | 1 | 1 | 1 | 1 | 1 | 2 | 1 | 1 | 0 | 0 | 0
PG&E FRESNO | Lemoore | 70 | Leprino Jct | 1 |  | 0 | 0 | 0 | 0 |  | 0 |  | N/A | N/A | N/A | N/A | N/A | N/A | N/A | N/A | 0 | 22 | 0 | 0 |  | 22 | 10 | 1 | 1 | 1 | 1 | 1 | 1 | 1 | 1 | 1 | 1 | 1 | 0 | 0 | 0
PG&E KERN | Lerdo | 115 | Lerdo | 1 |  | 0 | 0 | 0 | 0 |  | 0 |  | N/A | N/A | N/A | N/A | N/A | N/A | N/A | N/A | 0 | 0 | 0 | 0 |  | 0 | 10 | 1 | 1 | 2 | 1 | 1 | 1 | 1 | 1 | 1 | 1 | 1 | 0 | 0 | 0
SCE Metro | Lewis | 230 | Lewis | 2 |  | 0 | 0 | 0 | 0 |  | 0 |  | N/A | N/A | N/A | N/A | N/A | N/A | N/A | N/A | 0 | 0 | 0 | 0 |  | 0 | 10 | 1 | 3 | 1 | 2 | 5 | 1 | 1 | 1 | 1 | 1 | 1 | 0 | 0 | 0
SCE Metro | Lighthipe | 230 | Lighthipe | 2 |  | 0 | 0 | 0 | 0 |  | 0 |  | N/A | N/A | N/A | N/A | N/A | N/A | N/A | N/A | 0 | 0 | 0 | 0 |  | 0 | 10 | 1 | 4 | 1 | 2 | 1 | 1 | 1 | 1 | 1 | 1 | 1 | 0 | 0 | 0
SDGE | Lilac | 69 | No Analysis | 2 |  | 0 | 0 | 0 | 0 |  | 0 | [9 empty] | 0 | 0 | 0 | 0 |  | 0 | 10 | [11 empty] | 0 | 0 | 0
PG&E NGBA | Lincoln | 115 | No Analysis | 2 |  | 0 | 0 | 0 | 0 |  | 0 | [9 empty] | 0 | 0 | 0 | 0 |  | 0 | 10 | [11 empty] | 0 | 0 | 0
PG&E KERN | Live Oak | 115 | No Analysis | 1 |  | 0 | 0 | 0 | 0 |  | 0 | [9 empty] | 0 | 0 | 0 | 0 |  | 0 | 10 | [11 empty] | 0 | 0 | 0
PG&E GBA | Llagas | 115 | Llagas | 2 |  | 0 | 0 | 0 | 0 |  | 0 |  | N/A | N/A | N/A | N/A | N/A | N/A | N/A | N/A | 0 | 50 | 0 | 0 |  | 50 | 10 | 1 | 2 | 1 | 2 | 3 | 2 | 1 | 1 | 2 | 1 | 1 | 0 | 0 | 0
PG&E GBA | Lockeford | 115 | Lockeford | 1 |  | 0 | 0 | 0 | 0 |  | 0 |  | N/A | N/A | N/A | N/A | N/A | N/A | N/A | N/A | 0 | 0 | 0 | 0 |  | 0 | 10 | 1 | 3 | 1 | 1 | 1 | 1 | 1 | 1 | 1 | 1 | 1 | 0 | 0 | 0
PG&E GBA | Lockeford | 230 | Lockeford | 1 |  | 0 | 0 | 0 | 0 |  | 0 |  | N/A | N/A | N/A | N/A | N/A | N/A | N/A | N/A | 0 | 0 | 0 | 0 |  | 0 | 10 | 1 | 3 | 1 | 1 | 1 | 1 | 1 | 1 | 1 | 1 | 1 | 0 | 0 | 0
PG&E GBA | Lockeford | 60 | Lockeford | 1 |  | 0 | 0 | 0 | 0 |  | 0 |  | N/A | N/A | N/A | N/A | N/A | N/A | N/A | N/A | 0 | 0 | 0 | 0 |  | 0 | 10 | 1 | 3 | 1 | 1 | 1 | 1 | 1 | 1 | 1 | 1 | 1 | 0 | 0 | 0
PG&E GBA | Lodi | 230 | No Analysis | 1 |  | 0 | 0 | 0 | 0 |  | 0 | [9 empty] | 0 | 0 | 0 | 0 |  | 0 | 10 | [11 empty] | 0 | 0 | 0
PG&E NGBA | Logan Creek | 230 | Logan Creek | 2 |  | 0 | 0 | 0 | 0 |  | 0 |  | N/A | N/A | N/A | N/A | N/A | N/A | N/A | N/A | 0 | 0 | 0 | 0 |  | 0 | 10 | 1 | 1 | 1 | 2 | 1 | 1 | 1 | 1 | 1 | 1 | 1 | 0 | 0 | 0
PG&E GBA | Lone Tree | 230 | Lone Tree | 2 |  | 0 | 0 | 0 | 0 |  | 0 |  | N/A | N/A | N/A | N/A | N/A | N/A | N/A | N/A | 0 | 0 | 0 | 0 |  | 0 | 10 | 1 | 1 | 1 | 2 | 2 | 1 | 2 | 2 | 2 | 1 | 1 | 0 | 0 | 0
PG&E FRESNO | Los Banos | 230 | Los Banos | 1 |  | 170.5 | 0 | 0 | 0 | 60.5 | 110 | 15 | 2 | 1 | 3 | 1 | 1 | 3 | 1 | 2 | 70 | 430 | 0 | 0 |  | 500 | 15 | 2 | 1 | 3 | 1 | 1 | 2 | 1 | 1 | 3 | 1 | 1 | 0 | 0 | 0
PG&E FRESNO | Los Banos | 500 | Los Banos | 1 |  | 0 | 0 | 0 | 0 |  | 0 |  | N/A | N/A | N/A | N/A | N/A | N/A | N/A | N/A | 400 | 500 | 0 | 0 |  | 900 | 15 | 2 | 1 | 3 | 1 | 1 | 2 | 1 | 1 | 3 | 1 | 1 | 0 | 0 | 0
SDGE | Los Coches | 138 | No Analysis | 2 |  | 0 | 0 | 0 | 0 |  | 0 | [9 empty] | 0 | 0 | 0 | 0 |  | 0 | 10 | [11 empty] | 0 | 0 | 0
SDGE | Los Coches | 69 | No Analysis | 2 |  | 0 | 0 | 0 | 0 |  | 0 | [9 empty] | 0 | 0 | 0 | 0 |  | 0 | 10 | [11 empty] | 0 | 0 | 0
PG&E GBA | Los Esteros | 115 | Los Esteros | 2 |  | 0 | 0 | 0 | 0 |  | 0 |  | N/A | N/A | N/A | N/A | N/A | N/A | N/A | N/A | 0 | 0 | 0 | 0 |  | 0 | 10 | 1 | 1 | 1 | 2 | 5 | 1 | 1 | 1 | 2 | 2 | 1 | 0 | 0 | 0
PG&E GBA | Los Esteros | 230 | Los Esteros | 2 |  | 0 | 0 | 0 | 0 |  | 0 |  | N/A | N/A | N/A | N/A | N/A | N/A | N/A | N/A | 0 | 0 | 0 | 0 |  | 0 | 10 | 1 | 1 | 1 | 2 | 5 | 1 | 1 | 1 | 2 | 2 | 1 | 0 | 0 | 0
PG&E GBA | Los Positas | 230 | No Analysis | 2 |  | 0 | 0 | 0 | 0 |  | 0 | [9 empty] | 0 | 0 | 0 | 0 |  | 0 | 10 | [11 empty] | 0 | 0 | 0
PG&E GBA | Los Positas | 60 | No Analysis | 2 |  | 0 | 0 | 0 | 0 |  | 0 | [9 empty] | 0 | 0 | 0 | 0 |  | 0 | 10 | [11 empty] | 0 | 0 | 0
SDGE | Loveland | 69 | No Analysis | 2 |  | 0 | 0 | 0 | 0 |  | 0 | [9 empty] | 0 | 0 | 0 | 0 |  | 0 | 10 | [11 empty] | 0 | 0 | 0
SCE NOL | Lugo | 230 | Lugo | 2 |  | 0 | 0 | 0 | 0 |  | 0 |  | N/A | N/A | N/A | N/A | N/A | N/A | N/A | N/A | 0 | 0 | 0 | 0 |  | 0 | 10 | 1 | 3 | 1 | 2 | 5 | 1 | 3 | 2 | 3 | 1 | 1 | 0 | 0 | 0
SCE Metro | Lugo | 500 | Lugo | 2 | OOS | 0 | 0 | 0 | 0 |  | 0 | 20 | #N/A | N/A | N/A | N/A | N/A | N/A | N/A | N/A | 0 | 0 | 0 | 0 |  | 0 | 10 | #N/A | N/A | N/A | 2 | N/A | N/A | N/A | N/A | N/A | N/A | N/A | 389 | 0 | 389 |  | OOS | N/A | N/A | N/A | N/A | N/A | N/A | N/A | N/A
PG&E FRESNO | Madera | 70 | No Analysis | 1 |  | 0 | 0 | 0 | 0 |  | 0 | [9 empty] | 0 | 0 | 0 | 0 |  | 0 | 10 | [11 empty] | 0 | 0 | 0
PG&E NGBA | Madison | 115 | Madison | 2 |  | 0 | 0 | 0 | 0 |  | 0 | 20 | 1 | 2 | 2 | 1 | 1 | 3 | 1 | 1 | 0 | 13 | 0 | 0 |  | 13 | 5 | 1 | 1 | 2 | 2 | 1 | 3 | 1 | 1 | 3 | 1 | 1 | 0 | 0 | 0
PG&E KERN | Magunden | 115 | Magunden | 1 |  | 0 | 0 | 0 | 0 |  | 0 |  | N/A | N/A | N/A | N/A | N/A | N/A | N/A | N/A | 0 | 0 | 0 | 0 |  | 0 | 10 | 1 | 1 | 1 | 1 | 1 | 1 | 1 | 1 | 2 | 1 | 1 | 0 | 0 | 0
SCE Northern | Magunden | 230 | Magunden | 1 |  | 0 | 0 | 0 | 0 |  | 0 |  | N/A | N/A | N/A | N/A | N/A | N/A | N/A | N/A | 0 | 0 | 0 | 0 |  | 0 | 10 | 1 | 1 | 1 | 1 | 1 | 1 | 1 | 1 | 2 | 1 | 1 | 0 | 0 | 0
PG&E FRESNO | Malaga | 115 | Malaga | 1 |  | 0 | 0 | 0 | 0 |  | 0 |  | N/A | N/A | N/A | N/A | N/A | N/A | N/A | N/A | 0 | 0 | 0 | 0 |  | 0 | 10 | 1 | 3 | 2 | 1 | 1 | 1 | 1 | 1 | 1 | 1 | 1 | 0 | 0 | 0
PG&E NGBA | Malin | 500 | No Analysis | 2 |  | 0 | 0 | 0 | 0 |  | 0 | [9 empty] | 0 | 0 | 0 | 0 |  | 0 | 10 | [11 empty] | 0 | 0 | 0
SCE Northern | Mandalay | 230 | Mandalay | 1 |  | 0 | 0 | 0 | 0 |  | 0 |  | N/A | N/A | N/A | N/A | N/A | N/A | N/A | N/A | 0 | 0 | 0 | 0 |  | 0 | 10 | 1 | 1 | 1 | 1 | 5 | 1 | 1 | 1 | 1 | 1 | 1 | 0 | 0 | 0
PG&E FRESNO | Manning | 230 | Panoche | 1 |  | 0 | 0 | 0 | 0 |  | 0 | [9 empty] | 0 | 0 | 0 | 0 |  | 0 | 10 |  |  |  | 1 | [7 empty] | 0 | 0 | 0
PG&E FRESNO | Manning | 500 | Panoche | 1 |  | 0 | 0 | 0 | 0 |  | 0 | [9 empty] | 900 | 1100 | 0 | 0 |  | 2000 | 15 | 2 | 2 | 3 | 1 | 1 | 1 | 1 | 1 | 1 | 1 | 1 | 0 | 0 | 0
PG&E GBA | Manteca | 115 | No Analysis | 1 |  | 0 | 0 | 0 | 0 |  | 0 | [9 empty] | 0 | 0 | 0 | 0 |  | 0 | 10 | [11 empty] | 0 | 0 | 0
SDGE | Margarita | 138 | Margarita | 2 |  | 0 | 0 | 0 | 0 |  | 0 |  | N/A | N/A | N/A | N/A | N/A | N/A | N/A | N/A | 0 | 0 | 0 | 0 |  | 0 | 10 | 1 | 4 | 1 | 2 | 5 | 1 | 2 | 2 | 3 | 2 | 1 | 0 | 0 | 0
PG&E GBA | Martin | 230 | Martin (San Francisco H) | 2 |  | 0 | 0 | 0 | 0 |  | 0 |  | N/A | N/A | N/A | N/A | N/A | N/A | N/A | N/A | 0 | 0 | 0 | 0 |  | 0 | 10 | 1 | 4 | 1 | 2 | 4 | 1 | 1 | 2 | 2 | 1 | 1 | 0 | 0 | 0
PG&E GBA | Martin | 115 | Martin (San Francisco H) | 2 |  | 0 | 0 | 0 | 0 |  | 0 |  | N/A | N/A | N/A | N/A | N/A | N/A | N/A | N/A | 0 | 0 | 0 | 0 |  | 0 | 10 | 1 | 4 | 1 | 2 | 4 | 1 | 1 | 2 | 2 | 1 | 1 | 0 | 0 | 0
PG&E GBA | Martinez | 115 | Martinez | 2 |  | 0 | 0 | 0 | 0 |  | 0 |  | N/A | N/A | N/A | N/A | N/A | N/A | N/A | N/A | 0 | 0 | 0 | 0 |  | 0 | 10 | 1 | 4 | 1 | 2 | 2 | 1 | 1 | 2 | 3 | 1 | 1 | 0 | 0 | 0
PG&E FRESNO | Mc Mullin | 230 | Mc Mullin | 1 |  | 0 | 0 | 0 | 0 |  | 0 |  | N/A | N/A | N/A | N/A | N/A | N/A | N/A | N/A | 0 | 0 | 0 | 0 |  | 0 | 10 | 1 | 1 | 1 | 1 | 1 | 1 | 1 | 1 | 1 | 1 | 1 | 0 | 0 | 0
PG&E FRESNO | McCall | 115 | McCall | 1 |  | 0 | 0 | 0 | 0 |  | 0 |  | N/A | N/A | N/A | N/A | N/A | N/A | N/A | N/A | 0 | 0 | 0 | 0 |  | 0 | 10 | 1 | 3 | 3 | 1 | 1 | 1 | 1 | 1 | 1 | 1 | 1 | 0 | 0 | 0
PG&E FRESNO | McCall | 230 | McCall | 1 |  | 0 | 0 | 0 | 0 |  | 0 |  | N/A | N/A | N/A | N/A | N/A | N/A | N/A | N/A | 0 | 0 | 0 | 0 |  | 0 | 10 | 1 | 3 | 3 | 1 | 1 | 1 | 1 | 1 | 1 | 1 | 1 | 0 | 0 | 0
PG&E GBA | Meadow Lane | 115 | No Analysis | 2 |  | 0 | 0 | 0 | 0 |  | 0 | [9 empty] | 0 | 0 | 0 | 0 |  | 0 | 10 | [11 empty] | 0 | 0 | 0
PG&E GBA | Melones | 115 | New Melones | 2 |  | 0 | 0 | 0 | 0 |  | 0 |  | N/A | N/A | N/A | N/A | N/A | N/A | N/A | N/A | 0 | 0 | 0 | 0 |  | 0 | 10 | 1 | 2 | 1 | 2 | 3 | 2 | 1 | 2 | 3 | 2 | 1 | 0 | 0 | 0
PG&E GBA | Melones | 230 | New Melones | 2 |  | 0 | 0 | 0 | 0 |  | 0 |  | N/A | N/A | N/A | N/A | N/A | N/A | N/A | N/A | 0 | 0 | 0 | 0 |  | 0 | 10 | 1 | 2 | 1 | 2 | 3 | 2 | 1 | 2 | 3 | 2 | 1 | 0 | 0 | 0
SDGE | Melrose | 69 | No Analysis | 2 |  | 0 | 0 | 0 | 0 |  | 0 | [9 empty] | 0 | 0 | 0 | 0 |  | 0 | 10 | [11 empty] | 0 | 0 | 0
PG&E NGBA | Mendocino | 115 | Mendocino | 2 |  | 0 | 0 | 0 | 0 |  | 0 |  | N/A | N/A | N/A | N/A | N/A | N/A | N/A | N/A | 0 | 0 | 0 | 0 |  | 0 | 10 | 1 | 1 | 1 | 2 | 5 | 1 | 1 | 1 | 2 | 2 | 1 | 0 | 0 | 0
PG&E NGBA | Mendocino | 60 | Mendocino | 2 |  | 0 | 0 | 0 | 0 |  | 0 |  | N/A | N/A | N/A | N/A | N/A | N/A | N/A | N/A | 0 | 0 | 0 | 0 |  | 0 | 10 | 1 | 1 | 1 | 2 | 5 | 1 | 1 | 1 | 2 | 2 | 1 | 0 | 0 | 0
PG&E FRESNO | Mendota | 115 | Mendota | 1 |  | 0 | 0 | 0 | 0 |  | 0 |  | N/A | N/A | N/A | N/A | N/A | N/A | N/A | N/A | 0 | 0 | 0 | 0 |  | 0 | 10 | 1 | 1 | 1 | 1 | 1 | 1 | 1 | 1 | 1 | 1 | 1 | 0 | 0 | 0
PG&E GBA | Menlo | 60 | No Analysis | 2 |  | 0 | 0 | 0 | 0 |  | 0 | [9 empty] | 0 | 0 | 0 | 0 |  | 0 | 10 | [11 empty] | 0 | 0 | 0
PG&E FRESNO | Merced | 115 | Merced | 1 |  | 0 | 0 | 0 | 0 |  | 0 |  | N/A | N/A | N/A | N/A | N/A | N/A | N/A | N/A | 0 | 0 | 0 | 0 |  | 0 | 10 | 1 | 1 | 1 | 1 | 1 | 1 | 1 | 1 | 3 | 1 | 1 | 0 | 0 | 0
EOP | Mercury | 138 | MERCURY | 2 | OOS | 0 | 0 | 0 | 0 |  | 0 |  | N/A | N/A | N/A | N/A | N/A | N/A | N/A | N/A | 0 | 0 | 0 | 0 |  | 0 | 10 | 1 | N/A | N/A | 2 | N/A | N/A | N/A | N/A | N/A | N/A | N/A | 0 | 0 | 0
PG&E FRESNO | Mercy Springs | 70 | Oro Loma | 1 |  | 0 | 0 | 0 | 0 |  | 0 | [9 empty] | 0 | 75 | 0 | 0 |  | 75 | 5 | 1 | 1 | 1 | 1 | 1 | 1 | 1 | 1 | 1 | 1 | 1 | 0 | 0 | 0
PG&E NGBA | Meridian | 60 | No Analysis | 2 |  | 0 | 0 | 0 | 0 |  | 0 | [9 empty] | 0 | 0 | 0 | 0 |  | 0 | 10 | [11 empty] | 0 | 0 | 0
PG&E KERN | Mesa (PGE) | 115 | Mesa | 2 |  | 0 | 0 | 0 | 0 |  | 0 |  | N/A | N/A | N/A | N/A | N/A | N/A | N/A | N/A | 0 | 0 | 0 | 0 |  | 0 | 10 | 1 | 1 | 1 | 2 | 4 | 1 | 1 | 1 | 1 | 1 | 1 | 0 | 0 | 0
PG&E KERN | Mesa (PGE) | 230 | Mesa | 2 |  | 0 | 0 | 0 | 0 |  | 0 |  | N/A | N/A | N/A | N/A | N/A | N/A | N/A | N/A | 0 | 0 | 0 | 0 |  | 0 | 10 | 1 | 1 | 1 | 2 | 4 | 1 | 1 | 1 | 1 | 1 | 1 | 0 | 0 | 0
SCE Metro | Mesa (SCE) | 230 | Mesa (SCE) | 2 |  | 0 | 0 | 0 | 0 |  | 0 |  | N/A | N/A | N/A | N/A | N/A | N/A | N/A | N/A | 0 | 0 | 0 | 0 |  | 0 | 10 | 1 | 1 | 1 | 2 | 1 | 1 | 1 | 1 | 1 | 1 | 1 | 0 | 0 | 0
SCE Metro | Mesa (SCE) | 500 | Mesa (SCE) | 2 |  | 0 | 0 | 0 | 0 |  | 0 |  | N/A | N/A | N/A | N/A | N/A | N/A | N/A | N/A | 0 | 0 | 0 | 0 |  | 0 | 10 | 1 | 1 | 1 | 2 | 1 | 1 | 1 | 1 | 1 | 1 | 1 | 0 | 0 | 0
SDGE | Mesa Heights | 69 | No Analysis | 2 |  | 0 | 0 | 0 | 0 |  | 0 | [9 empty] | 0 | 0 | 0 | 0 |  | 0 | 10 | [11 empty] | 0 | 0 | 0
PG&E GBA | Metcalf | 115 | Metcalf | 2 |  | 0 | 0 | 0 | 0 |  | 0 |  | N/A | N/A | N/A | N/A | N/A | N/A | N/A | N/A | 0 | 0 | 0 | 0 |  | 0 | 10 | 1 | 1 | 1 | 2 | 5 | 3 | 1 | 1 | 3 | 2 | 1 | 0 | 0 | 0
PG&E GBA | Metcalf | 230 | Metcalf | 2 |  | 0 | 0 | 0 | 0 |  | 0 |  | N/A | N/A | N/A | N/A | N/A | N/A | N/A | N/A | 0 | 0 | 0 | 0 |  | 0 | 10 | 1 | 1 | 1 | 2 | 5 | 3 | 1 | 1 | 3 | 2 | 1 | 0 | 0 | 0
PG&E GBA | Metcalf | 500 | Metcalf | 2 |  | 0 | 0 | 0 | 0 |  | 0 |  | N/A | N/A | N/A | N/A | N/A | N/A | N/A | N/A | 0 | 0 | 0 | 0 |  | 0 | 10 | 1 | 1 | 1 | 2 | 5 | 3 | 1 | 1 | 3 | 2 | 1 | 0 | 0 | 0
PG&E KERN | Midway | 115 | Midway | 1 |  | 0 | 0 | 0 | 0 |  | 0 | 20 | 1 | 1 | 1 | 1 | 1 | 1 | 1 | 1 | 205 | 180 | 0 | 0 |  | 385 | 15 | 2 | 2 | 3 | 1 | 1 | 1 | 1 | 2 | 2 | 1 | 1 | 0 | 0 | 0
PG&E KERN | Midway | 230 | Midway | 1 |  | 0 | 0 | 0 | 0 |  | 0 |  | N/A | N/A | N/A | N/A | N/A | N/A | N/A | N/A | 0 | 0 | 0 | 0 |  | 0 | 10 | 4 | 2 | 3 | 1 | 1 | 1 | 1 | 2 | 2 | 1 | 2 | 0 | 0 | 0
PG&E KERN | Midway | 500 | Midway | 1 |  | 0 | 0 | 0 | 0 |  | 0 |  | N/A | N/A | N/A | N/A | N/A | N/A | N/A | N/A | 450 | 1000 | 0 | 0 |  | 1450 | 15 | 2 | 2 | 3 | 1 | 1 | 1 | 1 | 2 | 2 | 1 | 1 | 0 | 0 | 0
SDGE | Miguel | 230 | Miguel | 2 |  | 0 | 0 | 0 | 0 |  | 0 |  | N/A | N/A | N/A | N/A | N/A | N/A | N/A | N/A | 0 | 0 | 0 | 0 |  | 0 | 10 | 1 | 2 | 1 | 2 | 5 | 1 | 3 | 4 | 5 | 1 | 1 | 0 | 0 | 0
SDGE | Miguel | 500 | Miguel | 2 |  | 0 | 0 | 0 | 0 |  | 0 |  | N/A | N/A | N/A | N/A | N/A | N/A | N/A | N/A | 0 | 0 | 0 | 0 |  | 0 | 10 | 1 | 2 | 1 | 2 | 5 | 1 | 3 | 4 | 5 | 1 | 1 | 0 | 0 | 0
SDGE | Miguel | 69 | Miguel | 2 |  | 0 | 0 | 0 | 0 |  | 0 |  | N/A | N/A | N/A | N/A | N/A | N/A | N/A | N/A | 0 | 0 | 0 | 0 |  | 0 | 10 | 1 | 2 | 1 | 2 | 5 | 1 | 3 | 4 | 5 | 1 | 1 | 0 | 0 | 0
PG&E GBA | Millbrae | 115 | No Analysis | 2 |  | 0 | 0 | 0 | 0 |  | 0 | [9 empty] | 0 | 0 | 0 | 0 |  | 0 | 10 | [11 empty] | 0 | 0 | 0
PG&E GBA | Miller | 115 | Miller | 1 |  | 0 | 0 | 0 | 0 |  | 0 |  | N/A | N/A | N/A | N/A | N/A | N/A | N/A | N/A | 0 | 0 | 0 | 0 |  | 0 | 10 | 1 | 1 | 1 | 1 | 1 | 1 | 1 | 1 | 1 | 1 | 1 | 0 | 0 | 0
SCE Metro | Mira Loma | 230 | Mira Loma | 2 |  | 0 | 0 | 0 | 0 |  | 0 |  | N/A | N/A | N/A | N/A | N/A | N/A | N/A | N/A | 0 | 0 | 0 | 0 |  | 0 | 10 | 1 | 4 | 1 | 2 | 3 | 1 | 1 | 1 | 1 | 1 | 1 | 0 | 0 | 0
SCE Metro | Mira Loma | 500 | Mira Loma | 2 |  | 0 | 0 | 0 | 0 |  | 0 |  | N/A | N/A | N/A | N/A | N/A | N/A | N/A | N/A | 0 | 0 | 0 | 0 |  | 0 | 10 | 1 | 4 | 1 | 2 | 3 | 1 | 1 | 1 | 1 | 1 | 1 | 0 | 0 | 0
SCE Eastern | Mirage | 115 | Mirage | 2 |  | 0 | 0 | 0 | 0 |  | 0 |  | N/A | N/A | N/A | N/A | N/A | N/A | N/A | N/A | 0 | 0 | 0 | 0 |  | 0 | 10 | 1 | 4 | 1 | 2 | 1 | 1 | 1 | 1 | 1 | 1 | 1 | 0 | 0 | 0
SCE Eastern | Mirage | 230 | Mirage | 2 |  | 0 | 0 | 0 | 0 |  | 0 |  | N/A | N/A | N/A | N/A | N/A | N/A | N/A | N/A | 0 | 100 | 0 | 0 |  | 100 | 10 | 1 | 4 | 1 | 2 | 1 | 1 | 1 | 1 | 1 | 1 | 1 | 500 | 25 | 525 |  | Salton Sea | 1 | 1 | 1 | 2 | 2 | 2 | 1 | 1
SDGE | Mission | 138 | Mission | 2 |  | 0 | 0 | 0 | 0 |  | 0 |  | N/A | N/A | N/A | N/A | N/A | N/A | N/A | N/A | 0 | 0 | 0 | 0 |  | 0 | 10 | 1 | 4 | 1 | 2 | 1 | 1 | 1 | 2 | 3 | 1 | 1 | 0 | 0 | 0
SDGE | Mission | 230 | Mission | 2 |  | 0 | 0 | 0 | 0 |  | 0 |  | N/A | N/A | N/A | N/A | N/A | N/A | N/A | N/A | 0 | 0 | 0 | 0 |  | 0 | 10 | 1 | 4 | 1 | 2 | 1 | 1 | 1 | 2 | 3 | 1 | 1 | 0 | 0 | 0
SDGE | Mission | 69 | Mission | 2 |  | 0 | 0 | 0 | 0 |  | 0 |  | N/A | N/A | N/A | N/A | N/A | N/A | N/A | N/A | 0 | 0 | 0 | 0 |  | 0 | 10 | 1 | 4 | 1 | 2 | 1 | 1 | 1 | 2 | 3 | 1 | 1 | 0 | 0 | 0
PG&E GBA | Mi-Wuk | 115 | No Analysis | 2 |  | 0 | 0 | 0 | 0 |  | 0 | [9 empty] | 0 | 0 | 0 | 0 |  | 0 | 10 | [11 empty] | 0 | 0 | 0
EOP | Mohave | 500 | Mohave | 2 | OOS | 492 | 126.5 | 0 | 0 |  | 618.5 | 20 | 2 | N/A | N/A | N/A | N/A | N/A | N/A | N/A | 300 | 900 | 0 | 0 |  | 1200 | 10 | 2 | N/A | N/A | 2 | N/A | N/A | N/A | N/A | N/A | N/A | N/A | 0 | 0 | 0
PG&E NGBA | Monroe | 115 | No Analysis | 2 |  | 0 | 0 | 0 | 0 |  | 0 | [9 empty] | 0 | 0 | 0 | 0 |  | 0 | 10 | [11 empty] | 0 | 0 | 0
SDGE | Monserate | 69 | No Analysis | 2 |  | 0 | 0 | 0 | 0 |  | 0 | [9 empty] | 0 | 0 | 0 | 0 |  | 0 | 10 | [11 empty] | 0 | 0 | 0
PG&E GBA | Monta Vista | 115 | No Analysis | 2 |  | 0 | 0 | 0 | 0 |  | 0 | [9 empty] | 0 | 0 | 0 | 0 |  | 0 | 10 | [11 empty] | 0 | 0 | 0
PG&E GBA | Monta Vista | 230 | No Analysis | 2 |  | 0 | 0 | 0 | 0 |  | 0 | [9 empty] | 0 | 0 | 0 | 0 |  | 0 | 10 | [11 empty] | 0 | 0 | 0
PG&E GBA | Monta Vista | 60 | No Analysis | 2 |  | 0 | 0 | 0 | 0 |  | 0 | [9 empty] | 0 | 0 | 0 | 0 |  | 0 | 10 | [11 empty] | 0 | 0 | 0
PG&E NGBA | Monticello | 115 | No Analysis | 2 |  | 0 | 0 | 0 | 0 |  | 0 | [9 empty] | 0 | 0 | 0 | 0 |  | 0 | 10 | [11 empty] | 0 | 0 | 0
SCE Northern | Moorpark | 230 | Moorpark | 1 |  | 0 | 0 | 0 | 0 |  | 0 |  | N/A | N/A | N/A | N/A | N/A | N/A | N/A | N/A | 0 | 0 | 0 | 0 |  | 0 | 10 | 1 | 2 | 1 | 1 | 5 | 1 | 1 | 1 | 1 | 1 | 1 | 0 | 0 | 0
SCE Northern | Moorpark | 66 | Moorpark | 1 |  | 0 | 0 | 0 | 0 |  | 0 |  | N/A | N/A | N/A | N/A | N/A | N/A | N/A | N/A | 0 | 0 | 0 | 0 |  | 0 | 10 | 1 | 2 | 1 | 1 | 5 | 1 | 1 | 1 | 1 | 1 | 1 | 0 | 0 | 0
PG&E GBA | Moraga | 115 | No Analysis | 2 |  | 0 | 0 | 0 | 0 |  | 0 | [9 empty] | 0 | 0 | 0 | 0 |  | 0 | 10 | [11 empty] | 0 | 0 | 0
PG&E GBA | Moraga | 230 | No Analysis | 2 |  | 0 | 0 | 0 | 0 |  | 0 | [9 empty] | 0 | 0 | 0 | 0 |  | 0 | 10 | [11 empty] | 0 | 0 | 0
PG&E GBA | Morgan Hill | 115 | No Analysis | 2 |  | 0 | 0 | 0 | 0 |  | 0 | [9 empty] | 0 | 0 | 0 | 0 |  | 0 | 10 | [11 empty] | 0 | 0 | 0
PG&E KERN | Morro Bay | 115 | Morro Bay | 2 |  | 0 | 0 | 0 | 0 |  | 0 |  | N/A | N/A | N/A | N/A | N/A | N/A | N/A | N/A | 0 | 0 | 0 | 0 |  | 0 | 10 | 1 | 1 | 1 | 2 | 5 | 2 | 1 | 1 | 3 | 2 | 1 | 0 | 0 | 0
PG&E KERN | Morro Bay | 230 | Morro Bay | 2 |  | 0 | 0 | 0 | 0 |  | 0 |  | N/A | N/A | N/A | N/A | N/A | N/A | N/A | N/A | 0 | 0 | 0 | 0 |  | 0 | 10 | 1 | 1 | 1 | 2 | 5 | 2 | 1 | 1 | 3 | 2 | 1 | 0 | 0 | 0
PG&E KERN | Morro Bay | 500 | Morro Bay | 2 |  | 0 | 0 | 0 | 0 |  | 0 |  | N/A | N/A | N/A | N/A | N/A | N/A | N/A | N/A | 0 | 0 | 0 | 0 |  | 0 | 10 | 1 | 1 | 1 | 2 | 5 | 2 | 1 | 1 | 3 | 2 | 1 | 0 | 0 | 0
PG&E GBA | Moss Landing | 115 | Moss Landing | 1 |  | 0 | 0 | 0 | 0 |  | 0 |  | N/A | N/A | N/A | N/A | N/A | N/A | N/A | N/A | 0 | 0 | 0 | 0 |  | 0 | 10 | 1 | 3 | 1 | 1 | 1 | 1 | 1 | 1 | 1 | 1 | 1 | 0 | 0 | 0
PG&E GBA | Moss Landing | 230 | Moss Landing | 1 |  | 0 | 0 | 0 | 0 |  | 0 | 20 | 1 | 2 | 1 | 1 | 1 | 1 | 1 | 1 | 0 | 0 | 0 | 0 |  | 0 | 10 | 1 | 3 | 1 | 1 | 1 | 1 | 1 | 1 | 1 | 1 | 1 | 0 | 0 | 0
PG&E GBA | Moss Landing | 500 | Moss Landing | 1 |  | 0 | 0 | 0 | 0 |  | 0 |  | N/A | N/A | N/A | N/A | N/A | N/A | N/A | N/A | 0 | 0 | 0 | 0 |  | 0 | 10 | 1 | 3 | 1 | 1 | 1 | 1 | 1 | 1 | 1 | 1 | 1 | 0 | 0 | 0
EOP | Mountain Pass | 115 | No Analysis | 2 | OOS | 0 | 0 | 0 | 0 |  | 0 | [9 empty] | 0 | 0 | 0 | 0 |  | 0 | 10 | [11 empty] | 0 | 0 | 0
PG&E GBA | Mountain View | 115 | No Analysis | 2 |  | 0 | 0 | 0 | 0 |  | 0 | [9 empty] | 0 | 0 | 0 | 0 |  | 0 | 10 | [11 empty] | 0 | 0 | 0
PG&E GBA | Mt Eden | 115 | No Analysis | 2 |  | 0 | 0 | 0 | 0 |  | 0 | [9 empty] | 0 | 0 | 0 | 0 |  | 0 | 10 | [11 empty] | 0 | 0 | 0
PG&E KERN | Mt Poso | 115 | No Analysis | 1 |  | 0 | 0 | 0 | 0 |  | 0 | [9 empty] | 0 | 0 | 0 | 0 |  | 0 | 10 | [11 empty] | 0 | 0 | 0
SDGE | Murray | 69 | No Analysis | 2 |  | 0 | 0 | 0 | 0 |  | 0 | [9 empty] | 0 | 0 | 0 | 0 |  | 0 | 10 | [11 empty] | 0 | 0 | 0
PG&E FRESNO | Mustang | 230 | Mustang | 1 |  | 0 | 0 | 0 | 0 |  | 0 |  | N/A | N/A | N/A | N/A | N/A | N/A | N/A | N/A | 231.5 | 425 | 106.5 | 0 |  | 550 | 10 | 1 | 1 | 1 | 1 | 1 | 1 | 1 | 1 | 1 | 1 | 1 | 0 | 0 | 0
SCE Northern | Neenach | 66 | No Analysis | 2 |  | 0 | 0 | 0 | 0 |  | 0 | [9 empty] | 0 | 0 | 0 | 0 |  | 0 | 10 | [11 empty] | 0 | 0 | 0
PG&E KERN | New Sub - Gates - Midway (Proposed) | 230 | Gates-Midway (Proposed) | 1 |  | 0 | 0 | 0 | 0 |  | 0 |  | N/A | N/A | N/A | N/A | N/A | N/A | N/A | N/A | 300 | 840 | 0 | 0 |  | 1140 | 10 | 2 | 2 | 1 | 1 | 1 | 2 | 1 | 1 | 2 | 1 | 1 | 0 | 0 | 0
PG&E KERN | New Sub - Gates - Templeton (Proposed) | 230 | No Analysis | 1 |  | 0 | 0 | 0 | 0 |  | 0 | [9 empty] | 100 | 200 | 0 | 0 |  | 300 | 10 | [11 empty] | 0 | 0 | 0
SCE NOL | New Sub - Kramer - Lugo (Proposed) | 230 | No Analysis | 2 |  | 0 | 0 | 0 | 0 |  | 0 | [9 empty] | 0 | 0 | 0 | 0 |  | 0 | 10 | [11 empty] | 0 | 0 | 0
PG&E FRESNO | New Sub - Los Banos - Midway (Proposed) | 500 | No Analysis | 1 |  | 0 | 0 | 0 | 0 |  | 0 | [9 empty] | 250 | 450 | 0 | 0 |  | 700 | 10 | [11 empty] | 0 | 0 | 0
SCE NOL | New Sub - Lugo - Pisgah (Proposed) | 230 | Lugo - Pisgah (Proposed) | 2 |  | 150 | 0 | 0 | 0 |  | 150 | 15 | 2 | 1 | 1 | 1 | 1 | 1 | 1 | 1 | 0 | 0 | 0 | 0 |  | 0 | 10 | 1 | 4 | 1 | 2 | 1 | 1 | 1 | 1 | 1 | 2 | 1 | 0 | 0 | 0
PG&E KERN | New Sub - Midway - Wheeler Ridge (Proposed) | 230 | Midway - Wheeler Ridge (Proposed) | 1 |  | 0 | 0 | 0 | 0 |  | 0 |  | N/A | N/A | N/A | N/A | N/A | N/A | N/A | N/A | 150 | 300 | 0 | 0 |  | 450 | 10 | 2 | 1 | 1 | 1 | 1 | 1 | 1 | 1 | 2 | 1 | 1 | 0 | 0 | 0
PG&E NGBA | New Sub - Near existing Leavitt (PSREC) | 345 | Leavitt | 2 |  | 300 | 0 | 0 | 0 |  | 300 | 20 | 2 | 5 | 1 | 1 | 1 | 2 | 2 | 1 | 0 | 0 | 0 | 0 |  | 0 | 10 | 1 | 2 | 1 | 2 | 3 | 1 | 1 | 1 | 3 | 1 | 1 | 0 | 0 | 0
PG&E NGBA | New Sub - Near existing Madeline (NVE) | 345 | Madeline | 2 |  | 700 | 0 | 0 | 0 |  | 700 | 20 | 4 | 5 | 1 | 1 | 1 | 1 | 3 | 1 | 0 | 0 | 0 | 0 |  | 0 | 10 | 1 | 1 | 1 | 2 | 2 | 1 | 1 | 1 | 1 | 2 | 1 | 0 | 0 | 0
SDGE | New Sub - North Gila - IV (Proposed) | 500 | North Gila - IV (Proposed) | 2 |  | 0 | 0 | 0 | 0 |  | 0 |  | N/A | N/A | N/A | N/A | N/A | N/A | N/A | N/A | 200 | 500 | 0 | 0 |  | 700 | 15 | 2 | 2 | 3 | 2 | 1 | 1 | 1 | 1 | 1 | 1 | 1 | 0 | 0 | 0
PG&E NGBA | New Sub - Pit 1 - Cottonwood (Proposed) | 230 | New Sub - Pit 1 - Cottonwood (Proposed) | 2 |  | 200 | 6 | 0 | 0 |  | 206 | 15 | 2 | 5 | 2 | 1 | 1 | 2 | 3 | 1 | 0 | 0 | 0 | 0 |  | 0 | 10 | 1 | 1 | 1 | 2 | 5 | 2 | 1 | 1 | 2 | 2 | 1 | 0 | 0 | 0
PG&E GBA | New Sub - Rancho Seco - Bellota (Proposed) | 230 | Rancho Seco - Bellota (Proposed) | 1 |  | 0 | 0 | 0 | 0 |  | 0 |  | N/A | N/A | N/A | N/A | N/A | N/A | N/A | N/A | 0 | 0 | 0 | 0 |  | 0 | 10 | 1 | 2 | 1 | 1 | 1 | 1 | 1 | 2 | 3 | 1 | 1 | 0 | 0 | 0
SDGE | New Sub - Suncrest - Ocotillo (Proposed) | 500 | Suncrest - Ocotillo (Proposed) | 2 |  | 300 | 100 | 0 | 0 |  | 400 | 20 | 4 | 5 | 1 | 2 | 2 | 2 | 2 | 2 | 0 | 0 | 0 | 0 |  | 0 | 10 | 1 | 1 | 1 | 2 | 5 | 1 | 1 | 1 | 2 | 2 | 1 | 0 | 0 | 0
PG&E FRESNO | New Sub - Westley - Quinto (Proposed) | 230 | No Analysis | 1 |  | 0 | 0 | 0 | 0 |  | 0 | [9 empty] | 0 | 0 | 0 | 0 |  | 0 | 10 | [11 empty] | 0 | 0 | 0
PG&E GBA | Newark | 115 | Newark | 2 |  | 0 | 0 | 0 | 0 |  | 0 |  | N/A | N/A | N/A | N/A | N/A | N/A | N/A | N/A | 0 | 0 | 0 | 0 |  | 0 | 10 | 1 | 1 | 1 | 2 | 3 | 2 | 1 | 2 | 3 | 1 | 1 | 0 | 0 | 0
PG&E GBA | Newark | 230 | Newark | 2 |  | 0 | 0 | 0 | 0 |  | 0 |  | N/A | N/A | N/A | N/A | N/A | N/A | N/A | N/A | 0 | 0 | 0 | 0 |  | 0 | 10 | 1 | 1 | 1 | 2 | 3 | 2 | 1 | 2 | 3 | 1 | 1 | 0 | 0 | 0
PG&E GBA | Newark | 60 | Newark | 2 |  | 0 | 0 | 0 | 0 |  | 0 |  | N/A | N/A | N/A | N/A | N/A | N/A | N/A | N/A | 0 | 0 | 0 | 0 |  | 0 | 10 | 1 | 1 | 1 | 2 | 3 | 2 | 1 | 2 | 3 | 1 | 1 | 0 | 0 | 0
PG&E FRESNO | Newhall | 115 | Newhall | 1 |  | 0 | 0 | 0 | 0 |  | 0 |  | N/A | N/A | N/A | N/A | N/A | N/A | N/A | N/A | 0 | 0 | 0 | 0 |  | 0 | 10 | 1 | 1 | 1 | 1 | 1 | 2 | 1 | 1 | 2 | 1 | 1 | 0 | 0 | 0
PG&E KERN | Norco | 115 | Norco | 1 |  | 0 | 0 | 0 | 0 |  | 0 | 15 | 1 | 1 | 1 | 1 | 1 | 1 | 1 | 1 | 0 | 0 | 0 | 0 |  | 0 | 10 | 1 | 1 | 1 | 1 | 1 | 1 | 2 | 3 | 3 | 1 | 1 | 0 | 0 | 0
PG&E GBA | Nortech | 115 | No Analysis | 2 |  | 0 | 0 | 0 | 0 |  | 0 | 15 | #N/A | #N/A | #N/A | #N/A | #N/A | #N/A | #N/A | #N/A | 0 | 0 | 0 | 0 |  | 0 | 10 | [11 empty] | 0 | 0 | 0
SDGE | North City Metering | 138 | No Analysis | 2 |  | 0 | 0 | 0 | 0 |  | 0 | 15 | #N/A | #N/A | #N/A | #N/A | #N/A | #N/A | #N/A | #N/A | 0 | 0 | 0 | 0 |  | 0 | 10 | [11 empty] | 0 | 0 | 0
PG&E GBA | North Dublin | 230 | No Analysis | 2 |  | 0 | 0 | 0 | 0 |  | 0 | [9 empty] | 0 | 0 | 0 | 0 |  | 0 | 10 | [11 empty] | 0 | 0 | 0
SDGE | North Gila | 500 | North Gila | 2 | OOS | 0 | 0 | 0 | 0 |  | 0 |  | N/A | N/A | N/A | N/A | N/A | N/A | N/A | N/A | 0 | 0 | 0 | 0 |  | 0 | 10 | 1 | N/A | N/A | 2 | N/A | N/A | N/A | N/A | N/A | N/A | N/A | 0 | 0 | 0
SCE Metro | North of SONGS | 230 | No Analysis | 2 |  | 0 | 0 | 0 | 0 |  | 0 | [9 empty] | 0 | 0 | 0 | 0 |  | 0 | 10 | [11 empty] | 0 | 0 | 0
SCE Metro | North of SONGS | 500 | No Analysis | 2 |  | 0 | 0 | 0 | 0 |  | 0 | [9 empty] | 0 | 0 | 0 | 0 |  | 0 | 10 | [11 empty] | 0 | 0 | 0
PG&E NGBA | Notre Dame | 115 | No Analysis | 2 |  | 0 | 0 | 0 | 0 |  | 0 | [9 empty] | 0 | 0 | 0 | 0 |  | 0 | 10 | [11 empty] | 0 | 0 | 0
PG&E GBA | Oakland C | 115 | No Analysis | 2 |  | 0 | 0 | 0 | 0 |  | 0 | [9 empty] | 0 | 0 | 0 | 0 |  | 0 | 10 | [11 empty] | 0 | 0 | 0
PG&E GBA | Oakland J | 115 | No Analysis | 2 |  | 0 | 0 | 0 | 0 |  | 0 | 10 | #N/A | #N/A | #N/A | #N/A | #N/A | #N/A | #N/A | #N/A | 0 | 0 | 0 | 0 |  | 0 | 10 | [11 empty] | 0 | 0 | 0
PG&E GBA | Oakland L | 115 | No Analysis | 2 |  | 0 | 0 | 0 | 0 |  | 0 | [9 empty] | 0 | 0 | 0 | 0 |  | 0 | 10 | [11 empty] | 0 | 0 | 0
PG&E GBA | Oakland X | 115 | No Analysis | 2 |  | 0 | 0 | 0 | 0 |  | 0 | [9 empty] | 0 | 0 | 0 | 0 |  | 0 | 10 | [11 empty] | 0 | 0 | 0
SDGE | Ocean Ranch | 69 | No Analysis | 2 |  | 0 | 0 | 0 | 0 |  | 0 | [9 empty] | 0 | 0 | 0 | 0 |  | 0 | 10 | [11 empty] | 0 | 0 | 0
PG&E KERN | Oceano | 115 | Oceano | 2 |  | 0 | 0 | 0 | 0 |  | 0 |  | N/A | N/A | N/A | N/A | N/A | N/A | N/A | N/A | 0 | 0 | 0 | 0 |  | 0 | 10 | 1 | 2 | 1 | 2 | 4 | 1 | 1 | 1 | 1 | 1 | 1 | 0 | 0 | 0
SDGE | Ocotillo Express | 500 | Ocotillo | 2 |  | 0 | 0 | 0 | 0 |  | 0 |  | N/A | N/A | N/A | N/A | N/A | N/A | N/A | N/A | 0 | 0 | 0 | 0 |  | 0 | 10 | 1 | 1 | 1 | 2 | 1 | 1 | 1 | 1 | 2 | 1 | 1 | 0 | 0 | 0
PG&E KERN | Old River | 70 | No Analysis | 1 |  | 0 | 0 | 0 | 0 |  | 0 | [9 empty] | 0 | 0 | 0 | 0 |  | 0 | 10 | [11 empty] | 0 | 0 | 0
SDGE | Old Town | 230 | Old Town | 2 |  | 0 | 0 | 0 | 0 |  | 0 |  | N/A | N/A | N/A | N/A | N/A | N/A | N/A | N/A | 0 | 0 | 0 | 0 |  | 0 | 10 | 1 | 3 | 1 | 2 | 1 | 1 | 1 | 3 | 3 | 1 | 1 | 0 | 0 | 0
SCE Metro | Olinda | 230 | Olinda | 2 |  | 0 | 0 | 0 | 0 |  | 0 |  | N/A | N/A | N/A | N/A | N/A | N/A | N/A | N/A | 0 | 0 | 0 | 0 |  | 0 | 10 | 1 | 3 | 1 | 2 | 5 | 2 | 1 | 1 | 2 | 1 | 1 | 0 | 0 | 0
PG&E FRESNO | Olive | 115 | Olive | 1 |  | 0 | 0 | 0 | 0 |  | 0 |  | N/A | N/A | N/A | N/A | N/A | N/A | N/A | N/A | 40 | 0 | 0 | 0 |  | 40 | 5 | 1 | 2 | 1 | 1 | 1 | 2 | 1 | 1 | 2 | 1 | 1 | 0 | 0 | 0
PG&E NGBA | Olivehurst | 115 | Olivehurst | 2 |  | 0 | 0 | 0 | 0 |  | 0 |  | N/A | N/A | N/A | N/A | N/A | N/A | N/A | N/A | 0 | 0 | 0 | 0 |  | 0 | 10 | 1 | 2 | 2 | 2 | 1 | 1 | 1 | 1 | 1 | 1 | 1 | 0 | 0 | 0
PG&E NGBA | Oregon Trail | 60 | No Analysis | 2 |  | 0 | 0 | 0 | 0 |  | 0 | [9 empty] | 0 | 0 | 0 | 0 |  | 0 | 10 | [11 empty] | 0 | 0 | 0
SCE Northern | Ormond Beach | 230 | No Analysis | 1 |  | 0 | 0 | 0 | 0 |  | 0 | [9 empty] | 0 | 0 | 0 | 0 |  | 0 | 10 | [11 empty] | 0 | 0 | 0
PG&E FRESNO | Oro Loma | 115 | Oro Loma | 1 |  | 0 | 0 | 0 | 0 |  | 0 |  | N/A | N/A | N/A | N/A | N/A | N/A | N/A | N/A | 0 | 0 | 0 | 0 |  | 0 | 10 | 1 | 1 | 1 | 1 | 1 | 1 | 1 | 1 | 1 | 1 | 1 | 0 | 0 | 0
PG&E FRESNO | Oro Loma | 70 | Oro Loma | 1 |  | 0 | 0 | 0 | 0 |  | 0 |  | N/A | N/A | N/A | N/A | N/A | N/A | N/A | N/A | 0 | 0 | 0 | 0 |  | 0 | 10 | 1 | 1 | 1 | 1 | 1 | 1 | 1 | 1 | 1 | 1 | 1 | 0 | 0 | 0
PG&E FRESNO | Orosi | 70 | No Analysis | 1 |  | 0 | 0 | 0 | 0 |  | 0 | [9 empty] | 0 | 0 | 0 | 0 |  | 0 | 10 | [11 empty] | 0 | 0 | 0
SDGE | Otay | 69 | No Analysis | 2 |  | 0 | 0 | 0 | 0 |  | 0 | [9 empty] | 0 | 0 | 0 | 0 |  | 0 | 10 | [11 empty] | 0 | 0 | 0
SDGE | Otay Mesa | 230 | Otay Mesa | 2 |  | 0 | 0 | 0 | 0 |  | 0 |  | N/A | N/A | N/A | N/A | N/A | N/A | N/A | N/A | 0 | 0 | 0 | 0 |  | 0 | 10 | 1 | 2 | 1 | 2 | 5 | 1 | 4 | 5 | 5 | 2 | 1 | 0 | 0 | 0
PG&E FRESNO | Padre Flats SW STA | 230 | No Analysis | 1 |  | 0 | 0 | 0 | 0 |  | 0 | [9 empty] | 0 | 0 | 0 | 0 |  | 0 | 10 | [11 empty] | 0 | 0 | 0
EOP | Pahrump | 138 | Pahrump | 2 | OOS | 0 | 0 | 0 | 0 |  | 0 |  | N/A | N/A | N/A | N/A | N/A | N/A | N/A | N/A | 0 | 0 | 0 | 0 |  | 0 | 10 | 1 | N/A | N/A | 2 | N/A | N/A | N/A | N/A | N/A | N/A | N/A | 0 | 0 | 0
EOP | Pahrump | 230 | Pahrump | 2 | OOS | 0 | 0 | 0 | 0 |  | 0 |  | N/A | N/A | N/A | N/A | N/A | N/A | N/A | N/A | 0 | 0 | 0 | 0 |  | 0 | 10 | 1 | N/A | N/A | 2 | N/A | N/A | N/A | N/A | N/A | N/A | N/A | 0 | 0 | 0
SDGE | Pala | 69 | No Analysis | 2 |  | 0 | 0 | 0 | 0 |  | 0 | [9 empty] | 0 | 0 | 0 | 0 |  | 0 | 10 | [11 empty] | 0 | 0 | 0
PG&E NGBA | Palermo | 115 | Palermo | 2 |  | 0 | 0 | 0 | 0 |  | 0 |  | N/A | N/A | N/A | N/A | N/A | N/A | N/A | N/A | 0 | 0 | 0 | 0 |  | 0 | 10 | 1 | 2 | 1 | 2 | 2 | 3 | 1 | 1 | 4 | 1 | 1 | 0 | 0 | 0
PG&E NGBA | Palermo | 230 | Palermo | 2 |  | 0 | 0 | 0 | 0 |  | 0 |  | N/A | N/A | N/A | N/A | N/A | N/A | N/A | N/A | 0 | 0 | 0 | 0 |  | 0 | 10 | 1 | 2 | 1 | 2 | 2 | 3 | 1 | 1 | 4 | 1 | 1 | 0 | 0 | 0
SCE Eastern | Palo Verde | 500 | Palo Verde | 2 |  | 0 | 0 | 0 | 0 |  | 0 |  | N/A | N/A | N/A | N/A | N/A | N/A | N/A | N/A | 0 | 0 | 0 | 0 |  | 0 | 10 | 1 | 1 | 1 | 2 | 1 | 1 | 1 | 1 | 1 | 1 | 1 | 0 | 0 | 0
SDGE | Palomar Energy | 230 | Palomar | 2 |  | 0 | 0 | 0 | 0 |  | 0 |  | N/A | N/A | N/A | N/A | N/A | N/A | N/A | N/A | 0 | 0 | 0 | 0 |  | 0 | 10 | 1 | 3 | 1 | 2 | 5 | 1 | 1 | 1 | 2 | 1 | 1 | 0 | 0 | 0
PG&E KERN | Panama | 70 | No Analysis | 1 |  | 0 | 0 | 0 | 0 |  | 0 | [9 empty] | 0 | 0 | 0 | 0 |  | 0 | 10 | [11 empty] | 0 | 0 | 0
PG&E FRESNO | Panoche | 115 | Panoche | 1 |  | 0 | 0 | 0 | 0 |  | 0 |  | N/A | N/A | N/A | N/A | N/A | N/A | N/A | N/A | 0 | 0 | 0 | 0 |  | 0 | 10 | 4 | 3 | 3 | 1 | 1 | 2 | 1 | 2 | 2 | 1 | 2 | 0 | 0 | 0
PG&E FRESNO | Panoche | 230 | Panoche | 1 |  | 0 | 0 | 0 | 0 |  | 0 |  | N/A | N/A | N/A | N/A | N/A | N/A | N/A | N/A | 200 | 400 | 0 | 0 |  | 600 | 15 | 2 | 2 | 3 | 1 | 1 | 1 | 1 | 1 | 1 | 1 | 1 | 0 | 0 | 0
SCE Northern | Pardee | 230 | Pardee | 2 |  | 0 | 0 | 0 | 0 |  | 0 |  | N/A | N/A | N/A | N/A | N/A | N/A | N/A | N/A | 0 | 0 | 0 | 0 |  | 0 | 10 | 1 | 2 | 1 | 2 | 5 | 1 | 1 | 1 | 2 | 2 | 1 | 0 | 0 | 0
PG&E NGBA | Parkway | 230 | No Analysis | 2 |  | 0 | 0 | 0 | 0 |  | 0 | [9 empty] | 0 | 0 | 0 | 0 |  | 0 | 10 | [11 empty] | 0 | 0 | 0
SCE Northern | Pastoria | 230 | Pastoria | 2 |  | 0 | 0 | 0 | 0 |  | 0 |  | N/A | N/A | N/A | N/A | N/A | N/A | N/A | N/A | 0 | 105 | 0 | 0 |  | 105 | 10 | 3 | 1 | 2 | 2 | 2 | 2 | 1 | 1 | 2 | 1 | 1 | 0 | 0 | 0
SCE Metro | Pauda | 230 | Padua | 2 |  | 0 | 0 | 0 | 0 |  | 0 |  | N/A | N/A | N/A | N/A | N/A | N/A | N/A | N/A | 0 | 0 | 0 | 0 |  | 0 | 10 | 1 | 4 | 1 | 2 | 5 | 1 | 1 | 1 | 1 | 1 | 1 | 0 | 0 | 0
PG&E GBA | Paul Sweet | 115 | No Analysis | 1 |  | 0 | 0 | 0 | 0 |  | 0 | [9 empty] | 0 | 0 | 0 | 0 |  | 0 | 10 | [11 empty] | 0 | 0 | 0
PG&E NGBA | Peabody | 230 | Peabody | 2 |  | 0 | 0 | 0 | 0 |  | 0 |  | N/A | N/A | N/A | N/A | N/A | N/A | N/A | N/A | 0 | 0 | 0 | 0 |  | 0 | 10 | 1 | 1 | 1 | 2 | 2 | 1 | 1 | 1 | 2 | 1 | 1 | 0 | 0 | 0
PG&E NGBA | Pease | 115 | Pease | 2 |  | 0 | 0 | 0 | 0 |  | 0 |  | N/A | N/A | N/A | N/A | N/A | N/A | N/A | N/A | 0 | 0 | 0 | 0 |  | 0 | 10 | 1 | 2 | 1 | 2 | 1 | 1 | 1 | 1 | 2 | 1 | 1 | 0 | 0 | 0
PG&E NGBA | Pease | 60 | Pease | 2 |  | 0 | 0 | 0 | 0 |  | 0 |  | N/A | N/A | N/A | N/A | N/A | N/A | N/A | N/A | 0 | 0 | 0 | 0 |  | 0 | 10 | 1 | 2 | 1 | 2 | 1 | 1 | 1 | 1 | 2 | 1 | 1 | 0 | 0 | 0
SDGE | Penasquitos | 138 | Penasquitos | 2 |  | 0 | 0 | 0 | 0 |  | 0 | 10 | 1 | 1 | 1 | 1 | 2 | 2 | 1 | 1 | 0 | 0 | 0 | 0 |  | 0 | 10 | 1 | 2 | 1 | 2 | 5 | 1 | 2 | 2 | 3 | 1 | 1 | 0 | 0 | 0
SDGE | Penasquitos | 230 | Penasquitos | 2 |  | 0 | 0 | 0 | 0 |  | 0 |  | N/A | N/A | N/A | N/A | N/A | N/A | N/A | N/A | 0 | 0 | 0 | 0 |  | 0 | 10 | 1 | 2 | 1 | 2 | 5 | 1 | 2 | 2 | 3 | 1 | 1 | 0 | 0 | 0
SDGE | Penasquitos | 69 | Penasquitos | 2 |  | 0 | 0 | 0 | 0 |  | 0 | 30 | 1 | 1 | 1 | 1 | 3 | 3 | 1 | 1 | 0 | 0 | 0 | 0 |  | 0 | 10 | 1 | 2 | 1 | 2 | 5 | 1 | 2 | 2 | 3 | 1 | 1 | 0 | 0 | 0
SDGE | Pendleton | 69 | No Analysis | 2 |  | 0 | 0 | 0 | 0 |  | 0 | [9 empty] | 0 | 0 | 0 | 0 |  | 0 | 10 | [11 empty] | 0 | 0 | 0
PG&E NGBA | Penngrove | 115 | Penngrove | 2 |  | 0 | 0 | 0 | 0 |  | 0 |  | N/A | N/A | N/A | N/A | N/A | N/A | N/A | N/A | 0 | 0 | 0 | 0 |  | 0 | 10 | 1 | 2 | 1 | 2 | 3 | 2 | 1 | 2 | 3 | 2 | 1 | 0 | 0 | 0
PG&E GBA | Peoria | 115 | Peoria | 2 |  | 0 | 0 | 0 | 0 |  | 0 | 15 | 1 | 2 | 4 | 1 | 1 | 4 | 3 | 1 | 0 | 0 | 0 | 0 |  | 0 | 10 | 1 | 1 | 1 | 2 | 2 | 2 | 1 | 1 | 3 | 3 | 1 | 0 | 0 | 0
PG&E GBA | Piercy | 115 | No Analysis | 2 |  | 0 | 0 | 0 | 0 |  | 0 | [9 empty] | 0 | 0 | 0 | 0 |  | 0 | 10 | [11 empty] | 0 | 0 | 0
PG&E FRESNO | Pine Flat | 230 | No Analysis | 1 |  | 0 | 0 | 0 | 0 |  | 0 | [9 empty] | 0 | 0 | 0 | 0 |  | 0 | 10 | [11 empty] | 0 | 0 | 0
SCE NOL | Pisgah | 230 | Pisgah | 2 |  | 0 | 0 | 0 | 0 |  | 0 |  | N/A | N/A | N/A | N/A | N/A | N/A | N/A | N/A | 200 | 250 | 0 | 0 |  | 450 | 15 | 2 | 2 | 1 | 2 | 1 | 1 | 1 | 1 | 1 | 2 | 1 | 0 | 0 | 0
PG&E NGBA | Pit 1 | 230 | Pit 1 | 2 |  | 0 | 0 | 0 | 0 |  | 0 |  | N/A | N/A | N/A | N/A | N/A | N/A | N/A | N/A | 0 | 0 | 0 | 0 |  | 0 | 10 | 1 | 1 | 1 | 2 | 5 | 1 | 1 | 1 | 2 | 1 | 1 | 0 | 0 | 0
PG&E NGBA | Pit 1 | 60 | Pit 1 | 2 |  | 0 | 0 | 0 | 0 |  | 0 |  | N/A | N/A | N/A | N/A | N/A | N/A | N/A | N/A | 0 | 0 | 0 | 0 |  | 0 | 10 | 1 | 1 | 1 | 2 | 5 | 1 | 1 | 1 | 2 | 1 | 1 | 0 | 0 | 0
PG&E NGBA | Pit 3 | 230 | No Analysis | 2 |  | 0 | 0 | 0 | 0 |  | 0 | [9 empty] | 0 | 0 | 0 | 0 |  | 0 | 10 | [11 empty] | 0 | 0 | 0
PG&E NGBA | Pit 4 | 230 | No Analysis | 2 |  | 0 | 0 | 0 | 0 |  | 0 | [9 empty] | 0 | 0 | 0 | 0 |  | 0 | 10 | [11 empty] | 0 | 0 | 0
PG&E GBA | Pittsburg | 115 | Pittsburg | 2 |  | 0 | 0 | 0 | 0 |  | 0 |  | N/A | N/A | N/A | N/A | N/A | N/A | N/A | N/A | 0 | 0 | 0 | 0 |  | 0 | 10 | 1 | 1 | 1 | 2 | 2 | 1 | 1 | 1 | 2 | 1 | 1 | 0 | 0 | 0
PG&E GBA | Pittsburg | 230 | Pittsburg | 2 |  | 0 | 0 | 0 | 0 |  | 0 |  | N/A | N/A | N/A | N/A | N/A | N/A | N/A | N/A | 0 | 0 | 0 | 0 |  | 0 | 10 | 1 | 1 | 1 | 2 | 2 | 1 | 1 | 1 | 2 | 1 | 1 | 0 | 0 | 0
PG&E NGBA | Pleasant Grove | 115 | Pleasant Grove | 2 |  | 0 | 0 | 0 | 0 |  | 0 |  | N/A | N/A | N/A | N/A | N/A | N/A | N/A | N/A | 0 | 0 | 0 | 0 |  | 0 | 10 | 1 | 4 | 1 | 2 | 1 | 1 | 1 | 1 | 1 | 1 | 1 | 0 | 0 | 0
PG&E NGBA | POE | 230 | No Analysis | 2 |  | 0 | 0 | 0 | 0 |  | 0 | [9 empty] | 0 | 0 | 0 | 0 |  | 0 | 10 | [11 empty] | 0 | 0 | 0
SDGE | Point Loma | 69 | No Analysis | 2 |  | 0 | 0 | 0 | 0 |  | 0 | [9 empty] | 0 | 0 | 0 | 0 |  | 0 | 10 | [11 empty] | 0 | 0 | 0
SDGE | Pomerado | 69 | No Analysis | 2 |  | 0 | 0 | 0 | 0 |  | 0 | [9 empty] | 0 | 0 | 0 | 0 |  | 0 | 10 | [11 empty] | 0 | 0 | 0
PG&E KERN | Poso Mountain | 115 | Poso Mountain | 1 |  | 0 | 0 | 0 | 0 |  | 0 |  | N/A | N/A | N/A | N/A | N/A | N/A | N/A | N/A | 0 | 0 | 0 | 0 |  | 0 | 10 | 1 | 1 | 1 | 1 | 2 | 3 | 1 | 1 | 3 | 1 | 1 | 0 | 0 | 0
EOP | Primm | 230 | Primm | 2 | OOS | 0 | 0 | 0 | 0 |  | 0 |  | N/A | N/A | N/A | N/A | N/A | N/A | N/A | N/A | 0 | 0 | 0 | 0 |  | 0 | 10 | 1 | N/A | N/A | 2 | N/A | N/A | N/A | N/A | N/A | N/A | N/A | 0 | 0 | 0
PG&E NGBA | Putah Creek | 115 | Putah Creek | 2 |  | 0 | 0 | 0 | 0 |  | 0 |  | N/A | N/A | N/A | N/A | N/A | N/A | N/A | N/A | 0 | 3 | 3 | 0 |  | 0 | 5 | 1 | 1 | 1 | 2 | 2 | 2 | 1 | 1 | 2 | 1 | 1 | 0 | 0 | 0
SDGE | Q1806 | 138 | No Analysis | 2 |  | 0 | 0 | 0 | 0 |  | 0 | [9 empty] | 0 | 0 | 0 | 0 |  | 0 | 10 | [11 empty] | 0 | 0 | 0
PG&E FRESNO | Quinto | 230 | Quinto | 1 |  | 0 | 0 | 0 | 0 |  | 0 |  | N/A | N/A | N/A | N/A | N/A | N/A | N/A | N/A | 160 | 290 | 0 | 0 |  | 450 | 10 | 2 | 1 | 1 | 1 | 1 | 2 | 1 | 1 | 2 | 1 | 1 | 0 | 0 | 0
PG&E GBA | Race Track | 115 | No Analysis | 2 |  | 0 | 0 | 0 | 0 |  | 0 | [9 empty] | 0 | 0 | 0 | 0 |  | 0 | 10 | [11 empty] | 0 | 0 | 0
SDGE | Rancho Mission Viejo | 138 | No Analysis | 2 |  | 0 | 0 | 0 | 0 |  | 0 | [9 empty] | 0 | 0 | 0 | 0 |  | 0 | 10 | [11 empty] | 0 | 0 | 0
PG&E GBA | Rancho Seco | 230 | No Analysis | 1 |  | 0 | 0 | 0 | 0 |  | 0 | [9 empty] | 0 | 0 | 0 | 0 |  | 0 | 10 | [11 empty] | 0 | 0 | 0
SCE Metro | Rancho Vista | 230 | Rancho Vista | 2 |  | 0 | 0 | 0 | 0 |  | 0 |  | N/A | N/A | N/A | N/A | N/A | N/A | N/A | N/A | 0 | 0 | 0 | 0 |  | 0 | 10 | 1 | 4 | 1 | 2 | 4 | 1 | 1 | 1 | 1 | 1 | 1 | 0 | 0 | 0
SCE Metro | Rancho Vista | 500 | Rancho Vista | 2 |  | 0 | 0 | 0 | 0 |  | 0 |  | N/A | N/A | N/A | N/A | N/A | N/A | N/A | N/A | 0 | 0 | 0 | 0 |  | 0 | 10 | 1 | 4 | 1 | 2 | 4 | 1 | 1 | 1 | 1 | 1 | 1 | 0 | 0 | 0
SCE NOL | Ransburg | 115 | Ransburg | 2 |  | 0 | 0 | 0 | 0 |  | 0 |  | N/A | N/A | N/A | N/A | N/A | N/A | N/A | N/A | 0 | 0 | 0 | 0 |  | 0 | 10 | 1 | 2 | 1 | 2 | 1 | 1 | 1 | 1 | 1 | 2 | 1 | 0 | 0 | 0
PG&E GBA | Ravenswood | 115 | No Analysis | 2 |  | 0 | 0 | 0 | 0 |  | 0 | [9 empty] | 0 | 0 | 0 | 0 |  | 0 | 10 | [11 empty] | 0 | 0 | 0
PG&E GBA | Ravenswood | 230 | No Analysis | 2 |  | 0 | 0 | 0 | 0 |  | 0 | [9 empty] | 0 | 0 | 0 | 0 |  | 0 | 10 | [11 empty] | 0 | 0 | 0
SCE Northern | Rector | 230 | Rector | 1 |  | 0 | 0 | 0 | 0 |  | 0 |  | N/A | N/A | N/A | N/A | N/A | N/A | N/A | N/A | 0 | 200 | 0 | 0 |  | 200 | 10 | 1 | 3 | 2 | 1 | 1 | 1 | 1 | 1 | 1 | 1 | 1 | 0 | 0 | 0
SCE Eastern | Red Bluff | 230 | Redbluff | 2 |  | 0 | 0 | 0 | 0 |  | 0 |  | N/A | N/A | N/A | N/A | N/A | N/A | N/A | N/A | 0 | 463.5 | 0 | 0 |  | 463.5 | 15 | 4 | 2 | 1 | 2 | 1 | 3 | 2 | 2 | 3 | 2 | 3 | 0 | 0 | 0
SCE Eastern | Red Bluff | 500 | Redbluff | 2 |  | 0 | 0 | 0 | 0 |  | 0 |  | N/A | N/A | N/A | N/A | N/A | N/A | N/A | N/A | 375 | 550 | 0 | 0 |  | 925 | 15 | 4 | 2 | 1 | 2 | 1 | 3 | 2 | 2 | 3 | 2 | 3 | 0 | 0 | 0
PG&E NGBA | Redbud | 115 | No Analysis | 2 |  | 0 | 0 | 0 | 0 |  | 0 | [9 empty] | 0 | 0 | 0 | 0 |  | 0 | 10 | [11 empty] | 0 | 0 | 0
SCE Metro | Redondo | 230 | Redondo | 2 |  | 0 | 0 | 0 | 0 |  | 0 |  | N/A | N/A | N/A | N/A | N/A | N/A | N/A | N/A | 0 | 0 | 0 | 0 |  | 0 | 10 | 1 | 1 | 1 | 2 | 1 | 1 | 1 | 3 | 3 | 1 | 1 | 0 | 0 | 0
PG&E FRESNO | Reedley | 115 | Reedley | 1 |  | 0 | 0 | 0 | 0 |  | 0 |  | N/A | N/A | N/A | N/A | N/A | N/A | N/A | N/A | 0 | 0 | 0 | 0 |  | 0 | 10 | 1 | 2 | 1 | 1 | 1 | 1 | 1 | 1 | 1 | 1 | 1 | 0 | 0 | 0
PG&E KERN | Renfro | 115 | Renfro | 1 |  | 0 | 0 | 0 | 0 |  | 0 |  | N/A | N/A | N/A | N/A | N/A | N/A | N/A | N/A | 0 | 0 | 0 | 0 |  | 0 | 10 | 1 | 2 | 2 | 1 | 1 | 1 | 1 | 1 | 1 | 1 | 1 | 0 | 0 | 0
PG&E GBA | Richmond R | 115 | Richmond | 2 |  | 0 | 0 | 0 | 0 |  | 0 |  | N/A | N/A | N/A | N/A | N/A | N/A | N/A | N/A | 0 | 0 | 0 | 0 |  | 0 | 10 | 1 | 1 | 1 | 2 | 5 | 1 | 1 | 1 | 2 | 2 | 1 | 0 | 0 | 0
PG&E NGBA | Rincon | 115 | No Analysis | 2 |  | 0 | 0 | 0 | 0 |  | 0 | [9 empty] | 0 | 0 | 0 | 0 |  | 0 | 10 | [11 empty] | 0 | 0 | 0
PG&E KERN | Rio Bravo | 115 | Rio Bravo | 1 |  | 0 | 0 | 0 | 0 |  | 0 |  | N/A | N/A | N/A | N/A | N/A | N/A | N/A | N/A | 0 | 0 | 0 | 0 |  | 0 | 10 | 1 | 2 | 2 | 1 | 1 | 1 | 1 | 1 | 1 | 1 | 1 | 0 | 0 | 0
SCE Metro | Rio Hondo | 230 | Rio Hondo | 2 |  | 0 | 0 | 0 | 0 |  | 0 |  | N/A | N/A | N/A | N/A | N/A | N/A | N/A | N/A | 0 | 0 | 0 | 0 |  | 0 | 10 | 1 | 1 | 1 | 2 | 5 | 1 | 3 | 3 | 4 | 3 | 1 | 0 | 0 | 0
PG&E NGBA | Rio Oso | 115 | Rio Oso | 2 |  | 0 | 0 | 0 | 0 |  | 0 |  | N/A | N/A | N/A | N/A | N/A | N/A | N/A | N/A | 0 | 0 | 0 | 0 |  | 0 | 10 | 1 | 1 | 1 | 2 | 1 | 1 | 1 | 1 | 2 | 1 | 1 | 0 | 0 | 0
PG&E NGBA | Rio Oso | 230 | Rio Oso | 2 |  | 0 | 0 | 0 | 0 |  | 0 |  | N/A | N/A | N/A | N/A | N/A | N/A | N/A | N/A | 0 | 0 | 0 | 0 |  | 0 | 10 | 1 | 1 | 1 | 2 | 1 | 1 | 1 | 1 | 2 | 1 | 1 | 0 | 0 | 0
PG&E GBA | Ripon | 115 | Ripon | 1 |  | 0 | 0 | 0 | 0 |  | 0 |  | N/A | N/A | N/A | N/A | N/A | N/A | N/A | N/A | 0 | 0 | 0 | 0 |  | 0 | 10 | 1 | 2 | 2 | 1 | 1 | 1 | 1 | 1 | 1 | 1 | 1 | 0 | 0 | 0
PG&E GBA | Riverbank | 115 | Riverbank | 1 |  | 0 | 0 | 0 | 0 |  | 0 |  | N/A | N/A | N/A | N/A | N/A | N/A | N/A | N/A | 0 | 0 | 0 | 0 |  | 0 | 10 | 1 | 2 | 1 | 1 | 1 | 2 | 1 | 1 | 2 | 1 | 1 | 0 | 0 | 0
SCE NOL | Roadway | 115 | Roadway | 2 |  | 0 | 0 | 0 | 0 |  | 0 |  | N/A | N/A | N/A | N/A | N/A | N/A | N/A | N/A | 211 | 34 | 0 | 0 |  | 245 | 10 | 1 | 5 | 1 | 2 | 1 | 1 | 1 | 1 | 2 | 1 | 1 | 0 | 0 | 0
PG&E NGBA | Rock Creek 1 | 230 | No Analysis | 2 |  | 0 | 0 | 0 | 0 |  | 0 | [9 empty] | 0 | 0 | 0 | 0 |  | 0 | 10 | [11 empty] | 0 | 0 | 0
SCE Northern | Rosamond | 66 | No Analysis | 2 |  | 0 | 0 | 0 | 0 |  | 0 | [9 empty] | 0 | 0 | 0 | 0 |  | 0 | 10 | [11 empty] | 0 | 0 | 0
PG&E GBA | Rossmoor | 230 | No Analysis | 2 |  | 0 | 0 | 0 | 0 |  | 0 | [9 empty] | 0 | 0 | 0 | 0 |  | 0 | 10 | [11 empty] | 0 | 0 | 0
PG&E NGBA | Round Mountain | 230 | Round Mountain | 2 |  | 0 | 0 | 0 | 0 |  | 0 | 10 | 1 | 5 | 2 | 1 | 1 | 3 | 2 | 1 | 0 | 0 | 0 | 0 |  | 0 | 10 | 1 | 1 | 1 | 2 | 5 | 3 | 1 | 1 | 3 | 2 | 1 | 0 | 0 | 0
PG&E NGBA | Round Mountain | 500 | Round Mountain | 2 |  | 0 | 0 | 0 | 0 |  | 0 |  | N/A | N/A | N/A | N/A | N/A | N/A | N/A | N/A | 0 | 0 | 0 | 0 |  | 0 | 10 | 1 | 1 | 1 | 2 | 5 | 3 | 1 | 1 | 3 | 2 | 1 | 0 | 0 | 0
PG&E GBA | Salado | 115 | No Analysis | 1 |  | 0 | 0 | 0 | 0 |  | 0 | [9 empty] | 0 | 0 | 0 | 0 |  | 0 | 10 | [11 empty] | 0 | 0 | 0
PG&E GBA | Salado | 60 | No Analysis | 1 |  | 0 | 0 | 0 | 0 |  | 0 | [9 empty] | 0 | 0 | 0 | 0 |  | 0 | 10 | [11 empty] | 0 | 0 | 0
PG&E GBA | Salinas | 115 | No Analysis | 1 |  | 0 | 0 | 0 | 0 |  | 0 | [9 empty] | 0 | 0 | 0 | 0 |  | 0 | 10 | [11 empty] | 0 | 0 | 0
SDGE | Salt Creek | 69 | No Analysis | 2 |  | 0 | 0 | 0 | 0 |  | 0 | [9 empty] | 0 | 0 | 0 | 0 |  | 0 | 10 | [11 empty] | 0 | 0 | 0
SCE Eastern | San Bernardino | 230 | San Bernardino | 2 |  | 0 | 0 | 0 | 0 |  | 0 |  | N/A | N/A | N/A | N/A | N/A | N/A | N/A | N/A | 0 | 0 | 0 | 0 |  | 0 | 10 | 1 | 3 | 1 | 2 | 5 | 1 | 1 | 2 | 3 | 1 | 1 | 0 | 0 | 0
PG&E GBA | SAN FRAN A (POTRERO PP) | 115 | No Analysis | 2 |  | 0 | 0 | 0 | 0 |  | 0 | [9 empty] | 0 | 0 | 0 | 0 |  | 0 | 10 | [11 empty] | 0 | 0 | 0
PG&E GBA | SAN FRAN A (POTRERO PP) | 230 | No Analysis | 2 |  | 0 | 0 | 0 | 0 |  | 0 | [9 empty] | 0 | 0 | 0 | 0 |  | 0 | 10 | [11 empty] | 0 | 0 | 0
PG&E GBA | San Jose A | 115 | No Analysis | 2 |  | 0 | 0 | 0 | 0 |  | 0 | [9 empty] | 0 | 0 | 0 | 0 |  | 0 | 10 | [11 empty] | 0 | 0 | 0
PG&E GBA | San Jose B | 115 | No Analysis | 2 |  | 0 | 0 | 0 | 0 |  | 0 | [9 empty] | 0 | 0 | 0 | 0 |  | 0 | 10 | [11 empty] | 0 | 0 | 0
PG&E GBA | San Leandro U | 115 | No Analysis | 2 |  | 0 | 0 | 0 | 0 |  | 0 | [9 empty] | 0 | 0 | 0 | 0 |  | 0 | 10 | [11 empty] | 0 | 0 | 0
PG&E KERN | San Luis Obispo | 115 | San Luis Obispo | 2 |  | 0 | 0 | 0 | 0 |  | 0 |  | N/A | N/A | N/A | N/A | N/A | N/A | N/A | N/A | 0 | 0 | 0 | 0 |  | 0 | 10 | 1 | 1 | 1 | 2 | 5 | 1 | 1 | 2 | 2 | 1 | 1 | 0 | 0 | 0
PG&E KERN | San Luis Obispo | 70 | San Luis Obispo | 2 |  | 0 | 0 | 0 | 0 |  | 0 |  | N/A | N/A | N/A | N/A | N/A | N/A | N/A | N/A | 0 | 0 | 0 | 0 |  | 0 | 10 | 1 | 1 | 1 | 2 | 5 | 1 | 1 | 2 | 2 | 1 | 1 | 0 | 0 | 0
SDGE | San Luis Rey | 230 | San Luis Rey | 2 |  | 0 | 0 | 0 | 0 |  | 0 |  | N/A | N/A | N/A | N/A | N/A | N/A | N/A | N/A | 0 | 0 | 0 | 0 |  | 0 | 10 | 1 | 4 | 1 | 2 | 5 | 2 | 1 | 2 | 3 | 1 | 1 | 0 | 0 | 0
SDGE | San Luis Rey | 69 | San Luis Rey | 2 |  | 0 | 0 | 0 | 0 |  | 0 |  | N/A | N/A | N/A | N/A | N/A | N/A | N/A | N/A | 0 | 0 | 0 | 0 |  | 0 | 10 | 1 | 4 | 1 | 2 | 5 | 2 | 1 | 2 | 3 | 1 | 1 | 0 | 0 | 0
SDGE | San Marcos | 69 | No Analysis | 2 |  | 0 | 0 | 0 | 0 |  | 0 | [9 empty] | 0 | 0 | 0 | 0 |  | 0 | 10 | [11 empty] | 0 | 0 | 0
SCE Metro | San Onofre | 230 | San Onofre | 2 |  | 0 | 0 | 0 | 0 |  | 0 |  | N/A | N/A | N/A | N/A | N/A | N/A | N/A | N/A | 0 | 0 | 0 | 0 |  | 0 | 10 | 1 | 1 | 1 | 2 | 5 | 1 | 3 | 3 | 3 | 2 | 1 | 0 | 0 | 0
PG&E GBA | San Pablo | 115 | No Analysis | 2 |  | 0 | 0 | 0 | 0 |  | 0 | [9 empty] | 0 | 0 | 0 | 0 |  | 0 | 10 | [11 empty] | 0 | 0 | 0
PG&E GBA | San Ramon | 230 | No Analysis | 2 |  | 0 | 0 | 0 | 0 |  | 0 | [9 empty] | 0 | 0 | 0 | 0 |  | 0 | 10 | [11 empty] | 0 | 0 | 0
SDGE | San Ysidro | 69 | No Analysis | 2 |  | 0 | 0 | 0 | 0 |  | 0 | [9 empty] | 0 | 0 | 0 | 0 |  | 0 | 10 | [11 empty] | 0 | 0 | 0
SCE NOL | Sandlot | 230 | No Analysis | 2 |  | 0 | 0 | 0 | 0 |  | 0 | [9 empty] | 0 | 0 | 0 | 0 |  | 0 | 10 | [11 empty] | 0 | 0 | 0
EOP | Sandy | 138 | SANDY VALLEY | 2 | OOS | 0 | 0 | 0 | 0 |  | 0 |  | N/A | N/A | N/A | N/A | N/A | N/A | N/A | N/A | 0 | 0 | 0 | 0 |  | 0 | 10 | 1 | N/A | N/A | 2 | N/A | N/A | N/A | N/A | N/A | N/A | N/A | 0 | 0 | 0
PG&E FRESNO | Sanger | 115 | Sanger | 1 |  | 0 | 0 | 0 | 0 |  | 0 |  | N/A | N/A | N/A | N/A | N/A | N/A | N/A | N/A | 0 | 0 | 0 | 0 |  | 0 | 10 | 1 | 3 | 2 | 1 | 1 | 1 | 1 | 1 | 1 | 1 | 1 | 0 | 0 | 0
SCE Northern | Santa Clara | 230 | Santa Clara | 2 |  | 0 | 0 | 0 | 0 |  | 0 |  | N/A | N/A | N/A | N/A | N/A | N/A | N/A | N/A | 0 | 150 | 0 | 0 |  | 150 | 10 | 1 | 1 | 1 | 2 | 5 | 1 | 1 | 1 | 1 | 1 | 1 | 0 | 0 | 0
PG&E NGBA | Santa Rosa A | 115 | No Analysis | 2 |  | 0 | 0 | 0 | 0 |  | 0 | [9 empty] | 0 | 0 | 0 | 0 |  | 0 | 10 | [11 empty] | 0 | 0 | 0
PG&E GBA | Santa Teresa | 115 | No Analysis | 2 |  | 0 | 0 | 0 | 0 |  | 0 | [9 empty] | 0 | 0 | 0 | 0 |  | 0 | 10 | [11 empty] | 0 | 0 | 0
SDGE | Santee | 138 | No Analysis | 2 |  | 0 | 0 | 0 | 0 |  | 0 | [9 empty] | 0 | 0 | 0 | 0 |  | 0 | 10 | [11 empty] | 0 | 0 | 0
SCE Metro | Santiago | 230 | Santiago | 2 |  | 0 | 0 | 0 | 0 |  | 0 |  | N/A | N/A | N/A | N/A | N/A | N/A | N/A | N/A | 0 | 0 | 0 | 0 |  | 0 | 10 | 1 | 4 | 1 | 2 | 5 | 1 | 2 | 2 | 3 | 1 | 1 | 0 | 0 | 0
PG&E GBA | Saratoga | 230 | No Analysis | 2 |  | 0 | 0 | 0 | 0 |  | 0 | [9 empty] | 0 | 0 | 0 | 0 |  | 0 | 10 | [11 empty] | 0 | 0 | 0
SCE Northern | Saugus | 230 | Saugus | 2 |  | 0 | 0 | 0 | 0 |  | 0 |  | N/A | N/A | N/A | N/A | N/A | N/A | N/A | N/A | 0 | 0 | 0 | 0 |  | 0 | 10 | 1 | 2 | 1 | 2 | 5 | 1 | 1 | 1 | 2 | 1 | 1 | 0 | 0 | 0
PG&E FRESNO | Schindler | 115 | Schindler | 1 |  | 0 | 0 | 0 | 0 |  | 0 |  | N/A | N/A | N/A | N/A | N/A | N/A | N/A | N/A | 100 | 0 | 0 | 0 |  | 100 | 10 | 1 | 1 | 1 | 1 | 1 | 1 | 1 | 1 | 1 | 1 | 1 | 0 | 0 | 0
PG&E FRESNO | Schindler | 70 | Schindler | 1 |  | 0 | 0 | 0 | 0 |  | 0 |  | N/A | N/A | N/A | N/A | N/A | N/A | N/A | N/A | 0 | 0 | 0 | 0 |  | 0 | 10 | 1 | 1 | 1 | 1 | 1 | 1 | 1 | 1 | 1 | 1 | 1 | 0 | 0 | 0
PG&E GBA | Schulte | 115 | Schulte Switching Station | 1 |  | 0 | 0 | 0 | 0 |  | 0 |  | N/A | N/A | N/A | N/A | N/A | N/A | N/A | N/A | 0 | 0 | 0 | 0 |  | 0 | 10 | 1 | 1 | 1 | 1 | 5 | 1 | 1 | 1 | 1 | 1 | 1 | 0 | 0 | 0
SDGE | Scripps | 69 | No Analysis | 2 |  | 0 | 0 | 0 | 0 |  | 0 | [9 empty] | 0 | 0 | 0 | 0 |  | 0 | 10 | [11 empty] | 0 | 0 | 0
PG&E KERN | Semitropic | 115 | Semitropic | 1 |  | 0 | 0 | 0 | 0 |  | 0 |  | N/A | N/A | N/A | N/A | N/A | N/A | N/A | N/A | 0 | 0 | 0 | 0 |  | 0 | 10 | 1 | 1 | 2 | 1 | 1 | 1 | 1 | 1 | 2 | 1 | 1 | 0 | 0 | 0
SCE Metro | Serrano | 230 | Serrano | 2 |  | 0 | 0 | 0 | 0 |  | 0 |  | N/A | N/A | N/A | N/A | N/A | N/A | N/A | N/A | 0 | 0 | 0 | 0 |  | 0 | 10 | 1 | 1 | 1 | 2 | 5 | 2 | 1 | 1 | 3 | 1 | 1 | 0 | 0 | 0
SCE Metro | Serrano | 500 | Serrano | 2 |  | 0 | 0 | 0 | 0 |  | 0 |  | N/A | N/A | N/A | N/A | N/A | N/A | N/A | N/A | 0 | 0 | 0 | 0 |  | 0 | 10 | 1 | 1 | 1 | 2 | 5 | 2 | 1 | 1 | 3 | 1 | 1 | 0 | 0 | 0
SDGE | Shadowridge | 138 | No Analysis | 2 |  | 0 | 0 | 0 | 0 |  | 0 | [9 empty] | 0 | 0 | 0 | 0 |  | 0 | 10 | [11 empty] | 0 | 0 | 0
PG&E KERN | Shafter | 115 | Shafter | 1 |  | 0 | 0 | 0 | 0 |  | 0 |  | N/A | N/A | N/A | N/A | N/A | N/A | N/A | N/A | 80 | 20 | 0 | 0 |  | 100 | 10 | 1 | 1 | 3 | 1 | 1 | 1 | 1 | 1 | 1 | 1 | 1 | 0 | 0 | 0
PG&E NGBA | Silverado | 115 | No Analysis | 2 |  | 0 | 0 | 0 | 0 |  | 0 | [9 empty] | 0 | 0 | 0 | 0 |  | 0 | 10 | [11 empty] | 0 | 0 | 0
SDGE | Silvergate | 230 | Silvergate | 2 |  | 0 | 0 | 0 | 0 |  | 0 |  | N/A | N/A | N/A | N/A | N/A | N/A | N/A | N/A | 0 | 0 | 0 | 0 |  | 0 | 10 | 1 | 3 | 1 | 2 | 1 | 1 | 1 | 3 | 3 | 1 | 1 | 0 | 0 | 0
SDGE | Silvergate | 69 | Silvergate | 2 |  | 0 | 0 | 0 | 0 |  | 0 |  | N/A | N/A | N/A | N/A | N/A | N/A | N/A | N/A | 0 | 0 | 0 | 0 |  | 0 | 10 | 1 | 3 | 1 | 2 | 1 | 1 | 1 | 3 | 3 | 1 | 1 | 0 | 0 | 0
PG&E KERN | Sisquoc | 115 | Sisquoc | 2 |  | 0 | 0 | 0 | 0 |  | 0 |  | N/A | N/A | N/A | N/A | N/A | N/A | N/A | N/A | 0 | 0 | 0 | 0 |  | 0 | 10 | 1 | 1 | 1 | 2 | 3 | 1 | 1 | 1 | 1 | 1 | 1 | 0 | 0 | 0
EOP | Sloan Canyon | 230 | SLOAN CANYON | 2 | OOS | 66 | 244 | 0 | 0 |  | 310 | 20 | 2 | N/A | N/A | N/A | N/A | N/A | N/A | N/A | 100 | 200 | 0 | 0 |  | 300 | 10 | 3 | N/A | N/A | 2 | N/A | N/A | N/A | N/A | N/A | N/A | N/A | 0 | 0 | 0
EOP | Sloan Canyon | 500 | SLOAN CANYON | 2 | OOS | 0 | 0 | 0 | 0 |  | 0 |  | N/A | N/A | N/A | N/A | N/A | N/A | N/A | N/A | 0 | 0 | 0 | 0 |  | 0 | 10 | 3 | N/A | N/A | 2 | N/A | N/A | N/A | N/A | N/A | N/A | N/A | 0 | 0 | 0
PG&E KERN | Smyrna | 115 | Smyrna | 1 |  | 0 | 0 | 0 | 0 |  | 0 |  | N/A | N/A | N/A | N/A | N/A | N/A | N/A | N/A | 0 | 0 | 0 | 0 |  | 0 | 10 | 1 | 1 | 1 | 1 | 1 | 1 | 1 | 1 | 1 | 1 | 1 | 0 | 0 | 0
PG&E GBA | Sobrante | 115 | No Analysis | 2 |  | 0 | 0 | 0 | 0 |  | 0 | [9 empty] | 0 | 0 | 0 | 0 |  | 0 | 10 | [11 empty] | 0 | 0 | 0
PG&E GBA | Sobrante | 230 | No Analysis | 2 |  | 0 | 0 | 0 | 0 |  | 0 | [9 empty] | 0 | 0 | 0 | 0 |  | 0 | 10 | [11 empty] | 0 | 0 | 0
PG&E KERN | Solar | 230 | Solar SS | 2 |  | 0 | 0 | 0 | 0 |  | 0 |  | N/A | N/A | N/A | N/A | N/A | N/A | N/A | N/A | 0 | 0 | 0 | 0 |  | 0 | 10 | 1 | 1 | 1 | 2 | 2 | 1 | 1 | 1 | 2 | 2 | 1 | 0 | 0 | 0
PG&E GBA | Soledad | 115 | Coburn | 2 |  | 0 | 0 | 0 | 0 |  | 0 | [9 empty] | 0 | 0 | 0 | 0 |  | 0 | 10 |  |  |  | 2 | [7 empty] | 0 | 0 | 0
PG&E GBA | Soledad | 60 | Coburn | 2 |  | 6 | 0 | 0 | 0 |  | 6 | 10 | 1 | 1 | 1 | 1 | 1 | 2 | 1 | 1 | 0 | 0 | 0 | 0 |  | 0 | 10 |  |  |  | 2 | [7 empty] | 0 | 0 | 0
SDGE | Spring Valley | 69 | No Analysis | 2 |  | 0 | 0 | 0 | 0 |  | 0 | [9 empty] | 0 | 0 | 0 | 0 |  | 0 | 10 | [11 empty] | 0 | 0 | 0
SCE Northern | Springville | 230 | Springville | 1 |  | 0 | 0 | 0 | 0 |  | 0 |  | N/A | N/A | N/A | N/A | N/A | N/A | N/A | N/A | 170 | 180 | 0 | 0 |  | 350 | 10 | 2 | 2 | 1 | 1 | 3 | 2 | 1 | 1 | 3 | 2 | 1 | 0 | 0 | 0
PG&E GBA | Stagg | 230 | Stagg | 1 |  | 0 | 0 | 0 | 0 |  | 0 |  | N/A | N/A | N/A | N/A | N/A | N/A | N/A | N/A | 0 | 0 | 0 | 0 |  | 0 | 10 | 1 | 1 | 3 | 1 | 1 | 1 | 1 | 1 | 1 | 1 | 1 | 0 | 0 | 0
PG&E GBA | Standard Oil | 115 | No Analysis | 2 |  | 0 | 0 | 0 | 0 |  | 0 | [9 empty] | 0 | 0 | 0 | 0 |  | 0 | 10 | [11 empty] | 0 | 0 | 0
PG&E GBA | Stanislaus | 115 | No Analysis | 2 |  | 0 | 0 | 0 | 0 |  | 0 | [9 empty] | 0 | 0 | 0 | 0 |  | 0 | 10 | [11 empty] | 0 | 0 | 0
PG&E KERN | Stockdale | 115 | Stockdale | 1 |  | 0 | 0 | 0 | 0 |  | 0 |  | N/A | N/A | N/A | N/A | N/A | N/A | N/A | N/A | 0 | 0 | 0 | 0 |  | 0 | 10 | 1 | 2 | 2 | 1 | 1 | 1 | 1 | 1 | 1 | 1 | 1 | 0 | 0 | 0
PG&E KERN | Stockdale | 230 | Stockdale | 1 |  | 0 | 0 | 0 | 0 |  | 0 |  | N/A | N/A | N/A | N/A | N/A | N/A | N/A | N/A | 0 | 0 | 0 | 0 |  | 0 | 10 | 1 | 2 | 2 | 1 | 1 | 1 | 1 | 1 | 1 | 1 | 1 | 0 | 0 | 0
PG&E GBA | Stockton A | 115 | No Analysis | 1 |  | 0 | 0 | 0 | 0 |  | 0 | [9 empty] | 0 | 0 | 0 | 0 |  | 0 | 10 | [11 empty] | 0 | 0 | 0
PG&E GBA | Stone | 115 | No Analysis | 2 |  | 0 | 0 | 0 | 0 |  | 0 | [9 empty] | 0 | 0 | 0 | 0 |  | 0 | 10 | [11 empty] | 0 | 0 | 0
PG&E FRESNO | Storey | 230 | No Analysis | 1 |  | 0 | 0 | 0 | 0 |  | 0 | [9 empty] | 0 | 0 | 0 | 0 |  | 0 | 10 | [11 empty] | 0 | 0 | 0
PG&E NGBA | Summit | 115 | Summit | 2 | OOS | 0 | 0 | 0 | 0 |  | 0 |  | N/A | N/A | N/A | N/A | N/A | N/A | N/A | N/A | 0 | 0 | 0 | 0 |  | 0 | 10 | #N/A | N/A | N/A | 2 | N/A | N/A | N/A | N/A | N/A | N/A | N/A | 0 | 40 | 40 |  | OOS | N/A | N/A | N/A | N/A | N/A | N/A | N/A | N/A
SDGE | Suncrest | 230 | Suncrest | 2 |  | 0 | 0 | 0 | 0 |  | 0 |  | N/A | N/A | N/A | N/A | N/A | N/A | N/A | N/A | 0 | 0 | 0 | 0 |  | 0 | 10 | 1 | 2 | 1 | 2 | 5 | 1 | 1 | 2 | 2 | 2 | 1 | 0 | 0 | 0
SDGE | Suncrest | 500 | Suncrest | 2 |  | 0 | 0 | 0 | 0 |  | 0 |  | N/A | N/A | N/A | N/A | N/A | N/A | N/A | N/A | 0 | 0 | 0 | 0 |  | 0 | 10 | 1 | 2 | 1 | 2 | 5 | 1 | 1 | 2 | 2 | 2 | 1 | 0 | 0 | 0
PG&E KERN | Sunrise | 230 | No Analysis | 1 |  | 0 | 0 | 0 | 0 |  | 0 | [9 empty] | 0 | 0 | 0 | 0 |  | 0 | 10 | [11 empty] | 0 | 0 | 0
PG&E KERN | Sunset | 230 | No Analysis | 1 |  | 0 | 0 | 0 | 0 |  | 0 | [9 empty] | 0 | 0 | 0 | 0 |  | 0 | 10 | [11 empty] | 0 | 0 | 0
PG&E GBA | Swift | 115 | No Analysis | 2 |  | 0 | 0 | 0 | 0 |  | 0 | [9 empty] | 0 | 0 | 0 | 0 |  | 0 | 10 | [11 empty] | 0 | 0 | 0
SDGE | Sycamore Canyon | 138 | Sycamore Canyon | 2 |  | 0 | 0 | 0 | 0 |  | 0 |  | N/A | N/A | N/A | N/A | N/A | N/A | N/A | N/A | 0 | 0 | 0 | 0 |  | 0 | 10 | 1 | 3 | 1 | 2 | 5 | 3 | 2 | 2 | 5 | 1 | 1 | 0 | 0 | 0
SDGE | Sycamore Canyon | 230 | Sycamore Canyon | 2 |  | 0 | 0 | 0 | 0 |  | 0 |  | N/A | N/A | N/A | N/A | N/A | N/A | N/A | N/A | 0 | 0 | 0 | 0 |  | 0 | 10 | 1 | 3 | 1 | 2 | 5 | 3 | 2 | 2 | 5 | 1 | 1 | 0 | 0 | 0
SDGE | Sycamore Canyon | 69 | Sycamore Canyon | 2 |  | 0 | 0 | 0 | 0 |  | 0 |  | N/A | N/A | N/A | N/A | N/A | N/A | N/A | N/A | 0 | 0 | 0 | 0 |  | 0 | 10 | 1 | 3 | 1 | 2 | 5 | 3 | 2 | 2 | 5 | 1 | 1 | 0 | 0 | 0
SCE Northern | Sylmar | 230 | Sylmar | 2 |  | 0 | 0 | 0 | 0 |  | 0 |  | N/A | N/A | N/A | N/A | N/A | N/A | N/A | N/A | 0 | 0 | 0 | 0 |  | 0 | 10 | 1 | 2 | 1 | 2 | 5 | 1 | 1 | 1 | 1 | 1 | 1 | 0 | 0 | 0
PG&E NGBA | Table Mountain | 115 | Table Mountain | 2 |  | 0 | 0 | 0 | 0 |  | 0 |  | N/A | N/A | N/A | N/A | N/A | N/A | N/A | N/A | 0 | 0 | 0 | 0 |  | 0 | 10 | 1 | 1 | 1 | 2 | 2 | 3 | 1 | 2 | 4 | 1 | 1 | 0 | 0 | 0
PG&E NGBA | Table Mountain | 230 | Table Mountain | 2 |  | 90.5 | 22.5 | 0 | 0 |  | 113 | 10 | 4 | 2 | 3 | 1 | 1 | 5 | 1 | 4 | 0 | 0 | 0 | 0 |  | 0 | 10 | 1 | 1 | 1 | 2 | 2 | 3 | 1 | 2 | 4 | 1 | 1 | 0 | 0 | 0
PG&E NGBA | Table Mountain | 500 | Table Mountain | 2 |  | 0 | 0 | 0 | 0 |  | 0 |  | N/A | N/A | N/A | N/A | N/A | N/A | N/A | N/A | 0 | 0 | 0 | 0 |  | 0 | 10 | 1 | 1 | 1 | 2 | 2 | 3 | 1 | 2 | 4 | 1 | 1 | 0 | 0 | 0
PG&E NGBA | Table Mountain | 60 | Table Mountain | 2 |  | 0 | 0 | 0 | 0 |  | 0 |  | N/A | N/A | N/A | N/A | N/A | N/A | N/A | N/A | 0 | 0 | 0 | 0 |  | 0 | 10 | 1 | 1 | 1 | 2 | 2 | 3 | 1 | 2 | 4 | 1 | 1 | 0 | 0 | 0
PG&E KERN | Taft | 115 | Taft | 1 |  | 0 | 0 | 0 | 0 |  | 0 |  | N/A | N/A | N/A | N/A | N/A | N/A | N/A | N/A | 0 | 3 | 0 | 0 |  | 3 | 10 | 1 | 1 | 1 | 1 | 1 | 1 | 2 | 3 | 4 | 1 | 1 | 0 | 0 | 0
SDGE | Talega | 138 | Talega | 2 |  | 0 | 0 | 0 | 0 |  | 0 |  | N/A | N/A | N/A | N/A | N/A | N/A | N/A | N/A | 0 | 0 | 0 | 0 |  | 0 | 10 | 1 | 4 | 1 | 2 | 5 | 1 | 2 | 2 | 3 | 2 | 1 | 0 | 0 | 0
SDGE | Talega | 230 | Talega | 2 |  | 0 | 0 | 0 | 0 |  | 0 |  | N/A | N/A | N/A | N/A | N/A | N/A | N/A | N/A | 0 | 0 | 0 | 0 |  | 0 | 10 | 1 | 4 | 1 | 2 | 5 | 1 | 2 | 2 | 3 | 2 | 1 | 0 | 0 | 0
PG&E GBA | Tassajara | 230 | No Analysis | 2 |  | 0 | 0 | 0 | 0 |  | 0 | [9 empty] | 0 | 0 | 0 | 0 |  | 0 | 10 | [11 empty] | 0 | 0 | 0
PG&E KERN | Tejon | 70 | No Analysis | 1 |  | 0 | 0 | 0 | 0 |  | 0 | [9 empty] | 0 | 0 | 0 | 0 |  | 0 | 10 | [11 empty] | 0 | 0 | 0
SDGE | Telegraph Canyon | 138 | No Analysis | 2 |  | 0 | 0 | 0 | 0 |  | 0 | [9 empty] | 0 | 0 | 0 | 0 |  | 0 | 10 | [11 empty] | 0 | 0 | 0
PG&E KERN | Temblor | 115 | Temblor | 1 |  | 0 | 0 | 0 | 0 |  | 0 |  | N/A | N/A | N/A | N/A | N/A | N/A | N/A | N/A | 0 | 0 | 0 | 0 |  | 0 | 10 | 1 | 1 | 1 | 1 | 1 | 1 | 1 | 1 | 2 | 1 | 1 | 0 | 0 | 0
PG&E KERN | Templeton | 230 | Templeton | 1 |  | 113.07 | 0 | 0 | 0 |  | 113.07 | 10 | 1 | 5 | 1 | 1 | 1 | 1 | 1 | 1 | 0 | 0 | 0 | 0 |  | 0 | 10 | 1 | 2 | 1 | 1 | 4 | 1 | 1 | 1 | 1 | 1 | 1 | 0 | 0 | 0
PG&E KERN | Templeton | 70 | Templeton | 1 |  | 0 | 0 | 0 | 0 |  | 0 |  | N/A | N/A | N/A | N/A | N/A | N/A | N/A | N/A | 0 | 0 | 0 | 0 |  | 0 | 10 | 1 | 2 | 1 | 1 | 4 | 1 | 1 | 1 | 1 | 1 | 1 | 0 | 0 | 0
PG&E GBA | Tesla | 115 | Tesla | 2 |  | 0 | 0 | 0 | 0 |  | 0 |  | N/A | N/A | N/A | N/A | N/A | N/A | N/A | N/A | 0 | 0 | 0 | 0 |  | 0 | 10 | 4 | 2 | 3 | 2 | 1 | 3 | 2 | 2 | 3 | 1 | 1 | 0 | 0 | 0
PG&E GBA | Tesla | 230 | Tesla | 2 |  | 100 | 76.5 | 0 | 0 | 176.5 | 0 | 15 | 4 | 2 | 2 | 1 | 1 | 2 | 1 | 2 | 0 | 0 | 0 | 0 |  | 0 | 10 | 4 | 2 | 3 | 2 | 1 | 3 | 2 | 2 | 3 | 1 | 1 | 0 | 0 | 0
PG&E GBA | Tesla | 500 | Tesla | 2 |  | 300 | 0 | 0 | 0 |  | 300 | 15 | 4 | 2 | 2 | 1 | 1 | 2 | 1 | 2 | 0 | 400 | 0 | 0 |  | 400 | 10 | 4 | 2 | 3 | 2 | 1 | 3 | 2 | 2 | 3 | 1 | 1 | 0 | 0 | 0
PG&E KERN | Tevis | 115 | Tevis | 1 |  | 0 | 0 | 0 | 0 |  | 0 |  | N/A | N/A | N/A | N/A | N/A | N/A | N/A | N/A | 0 | 0 | 0 | 0 |  | 0 | 10 | 1 | 2 | 1 | 1 | 1 | 1 | 1 | 2 | 2 | 1 | 1 | 0 | 0 | 0
EOP | Thousandaire | 138 | THOUSANDAIRE | 2 | OOS | 0 | 0 | 0 | 0 |  | 0 |  | N/A | N/A | N/A | N/A | N/A | N/A | N/A | N/A | 0 | 0 | 0 | 0 |  | 0 | 10 | 1 | N/A | N/A | 2 | N/A | N/A | N/A | N/A | N/A | N/A | N/A | 0 | 0 | 0
PG&E KERN | Topaz | 230 | No Analysis | 2 |  | 0 | 0 | 0 | 0 |  | 0 | [9 empty] | 0 | 0 | 0 | 0 |  | 0 | 10 | [11 empty] | 0 | 0 | 0
SCE NOL | Tortilla | 115 | Tortilla | 2 |  | 0 | 0 | 0 | 0 |  | 0 |  | N/A | N/A | N/A | N/A | N/A | N/A | N/A | N/A | 0 | 0 | 0 | 0 |  | 0 | 10 | 1 | 3 | 1 | 2 | 1 | 2 | 2 | 1 | 3 | 1 | 1 | 0 | 0 | 0
SDGE | Trabuco | 138 | Trabuco | 2 |  | 0 | 0 | 0 | 0 |  | 0 |  | N/A | N/A | N/A | N/A | N/A | N/A | N/A | N/A | 0 | 0 | 0 | 0 |  | 0 | 10 | 1 | 4 | 1 | 2 | 5 | 1 | 2 | 3 | 3 | 1 | 1 | 0 | 0 | 0
PG&E GBA | Tracy | 115 | No Analysis | 2 |  | 0 | 0 | 0 | 0 |  | 0 | [9 empty] | 0 | 0 | 0 | 0 |  | 0 | 10 | [11 empty] | 0 | 0 | 0
PG&E FRESNO | Tranquility | 230 | Tranquility | 1 |  | 0 | 0 | 0 | 0 |  | 0 |  | N/A | N/A | N/A | N/A | N/A | N/A | N/A | N/A | 300 | 1000 | 0 | 0 |  | 1300 | 15 | 1 | 1 | 1 | 1 | 1 | 1 | 1 | 1 | 1 | 1 | 1 | 0 | 0 | 0
PG&E GBA | Trimble | 115 | No Analysis | 2 |  | 0 | 0 | 0 | 0 |  | 0 | [9 empty] | 0 | 0 | 0 | 0 |  | 0 | 10 | [11 empty] | 0 | 0 | 0
EOP | Trout Canyon | 230 | TROUT CANYON | 2 | OOS | 0 | 0 | 0 | 0 |  | 0 | 20 | 1 | N/A | N/A | N/A | N/A | N/A | N/A | N/A | 766 | 1145 | 0 | 0 |  | 1911 | 15 | 2 | N/A | N/A | 2 | N/A | N/A | N/A | N/A | N/A | N/A | N/A | 0 | 0 | 0
EOP | Trout Canyon | 500 | TROUT CANYON | 2 | OOS | 0 | 0 | 0 | 0 |  | 0 |  | N/A | N/A | N/A | N/A | N/A | N/A | N/A | N/A | 0 | 0 | 0 | 0 |  | 0 | 10 | 3 | N/A | N/A | 2 | N/A | N/A | N/A | N/A | N/A | N/A | N/A | 0 | 0 | 0
PG&E NGBA | Tulucay | 230 | Tulucay | 2 |  | 0 | 0 | 0 | 0 |  | 0 |  | N/A | N/A | N/A | N/A | N/A | N/A | N/A | N/A | 0 | 0 | 0 | 0 |  | 0 | 10 | 1 | 3 | 1 | 2 | 2 | 2 | 1 | 1 | 3 | 1 | 1 | 0 | 0 | 0
PG&E NGBA | Tulucay | 60 | Tulucay | 2 |  | 0 | 0 | 0 | 0 |  | 0 |  | N/A | N/A | N/A | N/A | N/A | N/A | N/A | N/A | 24.5 | 0 | 0 | 0 |  | 24.5 | 10 | 1 | 3 | 1 | 2 | 2 | 2 | 1 | 1 | 3 | 1 | 1 | 0 | 0 | 0
PG&E KERN | Tupman | 115 | Tupman | 1 |  | 0 | 0 | 0 | 0 |  | 0 |  | N/A | N/A | N/A | N/A | N/A | N/A | N/A | N/A | 0 | 0 | 0 | 0 |  | 0 | 10 | 1 | 1 | 1 | 1 | 1 | 1 | 1 | 2 | 2 | 1 | 1 | 0 | 0 | 0
PG&E NGBA | Ukiah | 115 | Ukiah | 2 |  | 0 | 0 | 0 | 0 |  | 0 |  | N/A | N/A | N/A | N/A | N/A | N/A | N/A | N/A | 0 | 0 | 0 | 0 |  | 0 | 10 | 1 | 1 | 1 | 2 | 5 | 1 | 1 | 2 | 2 | 2 | 1 | 0 | 0 | 0
PG&E KERN | Union (Estrella) | 70 | No Analysis | 1 |  | 0 | 0 | 0 | 0 |  | 0 | [9 empty] | 0 | 0 | 0 | 0 |  | 0 | 10 | [11 empty] | 0 | 0 | 0
PG&E NGBA | Vaca Dixon | 115 | Vaca Dixon | 2 |  | 0 | 0 | 0 | 0 |  | 0 |  | N/A | N/A | N/A | N/A | N/A | N/A | N/A | N/A | 0 | 0 | 0 | 0 |  | 0 | 10 | 1 | 1 | 2 | 2 | 1 | 1 | 1 | 1 | 1 | 1 | 1 | 0 | 0 | 0
PG&E NGBA | Vaca Dixon | 230 | Vaca Dixon | 2 |  | 0 | 0 | 0 | 0 |  | 0 |  | N/A | N/A | N/A | N/A | N/A | N/A | N/A | N/A | 0 | 0 | 0 | 0 |  | 0 | 10 | 1 | 1 | 2 | 2 | 1 | 1 | 1 | 1 | 1 | 1 | 1 | 0 | 0 | 0
PG&E NGBA | Vaca Dixon | 500 | Vaca Dixon | 2 |  | 0 | 0 | 0 | 0 |  | 0 |  | N/A | N/A | N/A | N/A | N/A | N/A | N/A | N/A | 0 | 0 | 0 | 0 |  | 0 | 10 | 1 | 1 | 2 | 2 | 1 | 1 | 1 | 1 | 1 | 1 | 1 | 0 | 0 | 0
PG&E NGBA | Vaca Dixon | 60 | Vaca Dixon | 2 |  | 0 | 0 | 0 | 0 |  | 0 |  | N/A | N/A | N/A | N/A | N/A | N/A | N/A | N/A | 0 | 0 | 0 | 0 |  | 0 | 10 | 1 | 1 | 2 | 2 | 1 | 1 | 1 | 1 | 1 | 1 | 1 | 0 | 0 | 0
SCE Eastern | Valley (SCE) | 500 | Valley | 2 |  | 0 | 0 | 0 | 0 |  | 0 |  | N/A | N/A | N/A | N/A | N/A | N/A | N/A | N/A | 0 | 0 | 0 | 0 |  | 0 | 10 | 1 | 4 | 1 | 2 | 5 | 1 | 1 | 2 | 2 | 1 | 1 | 0 | 0 | 0
EOP | Valley (VEA) | 138 | Valley (VEA) | 2 | OOS | 0 | 0 | 0 | 0 |  | 0 |  | N/A | N/A | N/A | N/A | N/A | N/A | N/A | N/A | 0 | 0 | 0 | 0 |  | 0 | 10 | 1 | N/A | N/A | 2 | N/A | N/A | N/A | N/A | N/A | N/A | N/A | 0 | 0 | 0
SDGE | Valley Center | 69 | No Analysis | 2 |  | 0 | 0 | 0 | 0 |  | 0 | [9 empty] | 0 | 0 | 0 | 0 |  | 0 | 10 | [11 empty] | 0 | 0 | 0
PG&E GBA | Valley Home | 115 | No Analysis | 1 |  | 0 | 0 | 0 | 0 |  | 0 | [9 empty] | 0 | 0 | 0 | 0 |  | 0 | 10 | [11 empty] | 0 | 0 | 0
PG&E GBA | Valley Springs | 230 | No Analysis | 1 |  | 0 | 0 | 0 | 0 |  | 0 | [9 empty] | 0 | 0 | 0 | 0 |  | 0 | 10 | [11 empty] | 0 | 0 | 0
PG&E GBA | Valley Springs | 60 | No Analysis | 1 |  | 0 | 0 | 0 | 0 |  | 0 | [9 empty] | 0 | 0 | 0 | 0 |  | 0 | 10 | [11 empty] | 0 | 0 | 0
EOP | Valley Switch | 138 | VALLEY SWITCH | 2 | OOS | 0 | 0 | 0 | 0 |  | 0 |  | N/A | N/A | N/A | N/A | N/A | N/A | N/A | N/A | 0 | 0 | 0 | 0 |  | 0 | 10 | 1 | N/A | N/A | 2 | N/A | N/A | N/A | N/A | N/A | N/A | N/A | 0 | 0 | 0
EOP | Valley Switch | 230 | VALLEY SWITCH | 2 | OOS | 0 | 0 | 0 | 0 |  | 0 |  | N/A | N/A | N/A | N/A | N/A | N/A | N/A | N/A | 0 | 0 | 0 | 0 |  | 0 | 10 | 1 | N/A | N/A | 2 | N/A | N/A | N/A | N/A | N/A | N/A | N/A | 0 | 0 | 0
PG&E GBA | Vasco | 230 | No Analysis | 2 |  | 0 | 0 | 0 | 0 |  | 0 | [9 empty] | 0 | 0 | 0 | 0 |  | 0 | 10 | [11 empty] | 0 | 0 | 0
PG&E GBA | Vasona | 230 | No Analysis | 2 |  | 0 | 0 | 0 | 0 |  | 0 | [9 empty] | 0 | 0 | 0 | 0 |  | 0 | 10 | [11 empty] | 0 | 0 | 0
SCE Northern | Vestal | 230 | Vestal | 1 |  | 0 | 0 | 0 | 0 |  | 0 |  | N/A | N/A | N/A | N/A | N/A | N/A | N/A | N/A | 125 | 275 | 0 | 0 |  | 400 | 10 | 1 | 2 | 1 | 1 | 1 | 1 | 1 | 1 | 1 | 1 | 1 | 0 | 0 | 0
SCE Northern | Vestal | 66 | Vestal | 1 |  | 0 | 0 | 0 | 0 |  | 0 |  | N/A | N/A | N/A | N/A | N/A | N/A | N/A | N/A | 0 | 0 | 0 | 0 |  | 0 | 10 | 1 | 2 | 1 | 1 | 1 | 1 | 1 | 1 | 1 | 1 | 1 | 0 | 0 | 0
SCE NOL | Victor | 115 | Victor | 2 |  | 0 | 0 | 0 | 0 |  | 0 |  | N/A | N/A | N/A | N/A | N/A | N/A | N/A | N/A | 0 | 115 | 0 | 0 |  | 115 | 10 | 1 | 5 | 1 | 2 | 1 | 1 | 1 | 1 | 2 | 1 | 1 | 0 | 0 | 0
SCE NOL | Victor | 230 | Victor | 2 |  | 0 | 0 | 0 | 0 |  | 0 |  | N/A | N/A | N/A | N/A | N/A | N/A | N/A | N/A | 0 | 0 | 0 | 0 |  | 0 | 10 | 1 | 5 | 1 | 2 | 1 | 1 | 1 | 1 | 2 | 1 | 1 | 0 | 0 | 0
SCE Metro | Viejo | 230 | Viejo | 2 |  | 0 | 0 | 0 | 0 |  | 0 |  | N/A | N/A | N/A | N/A | N/A | N/A | N/A | N/A | 0 | 0 | 0 | 0 |  | 0 | 10 | 1 | 4 | 1 | 2 | 5 | 2 | 1 | 2 | 3 | 2 | 1 | 0 | 0 | 0
PG&E GBA | Vierra | 115 | Vierra | 1 |  | 0 | 0 | 0 | 0 |  | 0 |  | N/A | N/A | N/A | N/A | N/A | N/A | N/A | N/A | 0 | 0 | 0 | 0 |  | 0 | 10 | 1 | 2 | 2 | 1 | 1 | 1 | 1 | 1 | 1 | 1 | 1 | 0 | 0 | 0
SCE Metro | Villa Park | 230 | Villa Park | 2 |  | 0 | 0 | 0 | 0 |  | 0 |  | N/A | N/A | N/A | N/A | N/A | N/A | N/A | N/A | 0 | 0 | 0 | 0 |  | 0 | 10 | 1 | 2 | 1 | 2 | 5 | 2 | 1 | 1 | 3 | 1 | 1 | 0 | 0 | 0
SCE Northern | Vincent | 230 | Vincent | 2 |  | 0 | 0 | 0 | 0 |  | 0 |  | N/A | N/A | N/A | N/A | N/A | N/A | N/A | N/A | 125 | 925 | 0 | 0 |  | 1050 | 15 | 2 | 4 | 1 | 2 | 5 | 1 | 1 | 1 | 2 | 1 | 1 | 0 | 0 | 0
SCE Northern | Vincent | 500 | Vincent | 2 |  | 0 | 0 | 0 | 0 |  | 0 |  | N/A | N/A | N/A | N/A | N/A | N/A | N/A | N/A | 0 | 0 | 0 | 0 |  | 0 | 10 | 3 | 5 | 1 | 2 | 5 | 2 | 2 | 2 | 2 | 2 | 2 | 0 | 0 | 0
PG&E GBA | Vineyard | 230 | No Analysis | 2 |  | 0 | 0 | 0 | 0 |  | 0 | [9 empty] | 0 | 0 | 0 | 0 |  | 0 | 10 | [11 empty] | 0 | 0 | 0
SDGE | Vineyard | 69 | No Analysis | 2 |  | 0 | 0 | 0 | 0 |  | 0 | [9 empty] | 0 | 0 | 0 | 0 |  | 0 | 10 | [11 empty] | 0 | 0 | 0
SCE Eastern | Vista (SCE) | 230 | Vista | 2 |  | 0 | 0 | 0 | 0 |  | 0 |  | N/A | N/A | N/A | N/A | N/A | N/A | N/A | N/A | 0 | 0 | 0 | 0 |  | 0 | 10 | 1 | 4 | 1 | 2 | 5 | 1 | 2 | 3 | 5 | 1 | 1 | 0 | 0 | 0
EOP | Vista (VEA) | 138 | Vista (VEA) | 2 | OOS | 0 | 0 | 0 | 0 |  | 0 |  | N/A | N/A | N/A | N/A | N/A | N/A | N/A | N/A | 0 | 0 | 0 | 0 |  | 0 | 10 | 1 | N/A | N/A | 2 | N/A | N/A | N/A | N/A | N/A | N/A | N/A | 0 | 0 | 0
EOP | Vista (VEA) | 230 | Vista (VEA) | 2 | OOS | 0 | 0 | 0 | 0 |  | 0 |  | N/A | N/A | N/A | N/A | N/A | N/A | N/A | N/A | 150 | 50 | 0 | 0 |  | 200 | 10 | 1 | N/A | N/A | 2 | N/A | N/A | N/A | N/A | N/A | N/A | N/A | 0 | 0 | 0
PG&E FRESNO | Wahtoke | 115 | Wahtoke | 1 |  | 0 | 0 | 0 | 0 |  | 0 |  | N/A | N/A | N/A | N/A | N/A | N/A | N/A | N/A | 0 | 0 | 0 | 0 |  | 0 | 10 | 1 | 3 | 2 | 1 | 1 | 1 | 1 | 1 | 1 | 1 | 1 | 0 | 0 | 0
SCE Northern | Wakefield | 66 | No Analysis | 2 |  | 0 | 0 | 0 | 0 |  | 0 | [9 empty] | 0 | 0 | 0 | 0 |  | 0 | 10 | [11 empty] | 0 | 0 | 0
SCE Metro | Walnut | 230 | Walnut | 2 |  | 0 | 0 | 0 | 0 |  | 0 |  | N/A | N/A | N/A | N/A | N/A | N/A | N/A | N/A | 0 | 0 | 0 | 0 |  | 0 | 10 | 1 | 2 | 1 | 2 | 5 | 2 | 1 | 1 | 2 | 1 | 1 | 0 | 0 | 0
SCE Northern | Warne | 230 | No Analysis | 2 |  | 0 | 0 | 0 | 0 |  | 0 | [9 empty] | 0 | 0 | 0 | 0 |  | 0 | 10 | [11 empty] | 0 | 0 | 0
PG&E GBA | Warnerville | 230 | Warnerville | 2 |  | 0 | 0 | 0 | 0 |  | 0 |  | N/A | N/A | N/A | N/A | N/A | N/A | N/A | N/A | 0 | 0 | 0 | 0 |  | 0 | 10 | 1 | 2 | 1 | 2 | 1 | 2 | 1 | 1 | 3 | 1 | 1 | 0 | 0 | 0
PG&E FRESNO | Waukena | 115 | Waukena | 1 |  | 0 | 0 | 0 | 0 |  | 0 |  | N/A | N/A | N/A | N/A | N/A | N/A | N/A | N/A | 0 | 0 | 0 | 0 |  | 0 | 10 | 1 | 1 | 1 | 1 | 1 | 1 | 1 | 1 | 1 | 1 | 1 | 0 | 0 | 0
PG&E GBA | Weber | 230 | Weber | 1 |  | 0 | 0 | 0 | 0 |  | 0 |  | N/A | N/A | N/A | N/A | N/A | N/A | N/A | N/A | 0 | 0 | 0 | 0 |  | 0 | 10 | 1 | 2 | 2 | 1 | 1 | 1 | 1 | 1 | 1 | 1 | 1 | 0 | 0 | 0
PG&E GBA | Weber | 60 | Weber | 1 |  | 0 | 0 | 0 | 0 |  | 0 |  | N/A | N/A | N/A | N/A | N/A | N/A | N/A | N/A | 0 | 0 | 0 | 0 |  | 0 | 10 | 1 | 2 | 2 | 1 | 1 | 1 | 1 | 1 | 1 | 1 | 1 | 0 | 0 | 0
PG&E FRESNO | West Fresno | 115 | West Fresno | 1 |  | 0 | 0 | 0 | 0 |  | 0 |  | N/A | N/A | N/A | N/A | N/A | N/A | N/A | N/A | 0 | 0 | 0 | 0 |  | 0 | 10 | 1 | 3 | 2 | 1 | 1 | 1 | 1 | 1 | 1 | 1 | 1 | 0 | 0 | 0
PG&E FRESNO | Westley | 230 | Westley | 1 |  | 0 | 0 | 0 | 0 |  | 0 |  | N/A | N/A | N/A | N/A | N/A | N/A | N/A | N/A | 0 | 0 | 0 | 0 |  | 0 | 10 | 1 | 2 | 2 | 1 | 1 | 2 | 1 | 1 | 3 | 1 | 1 | 0 | 0 | 0
PG&E KERN | Westpark | 115 | Westpark | 1 |  | 0 | 0 | 0 | 0 |  | 0 |  | N/A | N/A | N/A | N/A | N/A | N/A | N/A | N/A | 0 | 0 | 0 | 0 |  | 0 | 10 | 1 | 2 | 1 | 1 | 1 | 1 | 1 | 1 | 1 | 1 | 1 | 0 | 0 | 0
PG&E KERN | Wheeler Ridge | 230 | Wheeler Ridge | 1 |  | 0 | 0 | 0 | 0 |  | 0 |  | N/A | N/A | N/A | N/A | N/A | N/A | N/A | N/A | 250 | 250 | 0 | 0 |  | 500 | 10 | 2 | 2 | 2 | 1 | 1 | 1 | 1 | 1 | 1 | 1 | 1 | 0 | 0 | 0
PG&E KERN | Wheeler Ridge | 115 | Wheeler Ridge | 1 |  | 0 | 0 | 0 | 0 |  | 0 |  | N/A | N/A | N/A | N/A | N/A | N/A | N/A | N/A | 0 | 0 | 0 | 0 |  | 0 | 10 | 2 | 2 | 2 | 1 | 1 | 1 | 1 | 1 | 1 | 1 | 1 | 0 | 0 | 0
PG&E KERN | Wheeler Ridge | 70 | Wheeler Ridge | 1 |  | 0 | 0 | 0 | 0 |  | 0 |  | N/A | N/A | N/A | N/A | N/A | N/A | N/A | N/A | 0 | 0 | 0 | 0 |  | 0 | 10 | 2 | 2 | 2 | 1 | 1 | 1 | 1 | 1 | 1 | 1 | 1 | 0 | 0 | 0
SCE Northern | Whirlwind | 230 | Whirlwind | 2 |  | 300 | 0 | 0 | 0 |  | 300 | 10 | 2 | 2 | 1 | 1 | 1 | 2 | 1 | 2 | 318 | 588 | 174 | 0 |  | 732 | 10 | 1 | 4 | 1 | 2 | 2 | 1 | 1 | 1 | 2 | 1 | 1 | 0 | 0 | 0
SCE Northern | Whirlwind | 500 | Whirlwind | 2 |  | 0 | 0 | 0 | 0 |  | 0 |  | N/A | N/A | N/A | N/A | N/A | N/A | N/A | N/A | 0 | 0 | 0 | 0 |  | 0 | 10 | 1 | 4 | 1 | 2 | 2 | 1 | 1 | 1 | 2 | 1 | 1 | 0 | 0 | 0
PG&E GBA | Whisman | 115 | No Analysis | 2 |  | 0 | 0 | 0 | 0 |  | 0 | [9 empty] | 0 | 0 | 0 | 0 |  | 0 | 10 | [11 empty] | 0 | 0 | 0
SCE Eastern | Wildlife | 230 | No Analysis | 2 |  | 0 | 0 | 0 | 0 |  | 0 | [9 empty] | 0 | 0 | 0 | 0 |  | 0 | 10 | [11 empty] | 0 | 0 | 0
PG&E FRESNO | Wilson | 115 | Wilson | 1 |  | 0 | 0 | 0 | 0 |  | 0 |  | N/A | N/A | N/A | N/A | N/A | N/A | N/A | N/A | 0 | 0 | 0 | 0 |  | 0 | 10 | 1 | 1 | 1 | 1 | 1 | 2 | 2 | 2 | 3 | 1 | 1 | 0 | 0 | 0
PG&E FRESNO | Wilson | 230 | Wilson | 1 |  | 150 | 50 | 0 | 0 |  | 200 | 20 | 1 | 1 | 2 | 1 | 1 | 2 | 1 | 1 | 0 | 0 | 0 | 0 |  | 0 | 10 | 1 | 1 | 1 | 1 | 1 | 2 | 2 | 2 | 3 | 1 | 1 | 0 | 0 | 0
SCE Northern | Windhub | 230 | Windhub | 2 |  | 174 | 0 | 0 | 0 |  | 174 | 10 | 4 | 2 | 2 | 2 | 2 | 3 | 2 | 3 | 264 | 1270 | 0 | 0 |  | 1534 | 15 | 2 | 5 | 1 | 2 | 2 | 1 | 1 | 1 | 2 | 1 | 2 | 0 | 0 | 0
SCE Northern | Windhub | 500 | Windhub | 2 |  | 0 | 0 | 0 | 0 |  | 0 |  | N/A | N/A | N/A | N/A | N/A | N/A | N/A | N/A | 878.5 | 200 | 0 | 0 |  | 1078.5 | 15 | 2 | 5 | 1 | 2 | 2 | 1 | 1 | 1 | 2 | 1 | 2 | 0 | 0 | 0
PG&E GBA | Windmaster | 230 | No Analysis | 2 |  | 0 | 0 | 0 | 0 |  | 0 | [9 empty] | 0 | 0 | 0 | 0 |  | 0 | 10 | [11 empty] | 0 | 0 | 0
PG&E NGBA | Windsor | 60 | No Analysis | 2 |  | 0 | 0 | 0 | 0 |  | 0 | [9 empty] | 0 | 0 | 0 | 0 |  | 0 | 10 | [11 empty] | 0 | 0 | 0
PG&E NGBA | Woodland | 115 | Woodland | 2 |  | 0 | 0 | 0 | 0 |  | 0 |  | N/A | N/A | N/A | N/A | N/A | N/A | N/A | N/A | 0 | 12 | 0 | 0 |  | 12 | 5 | 1 | 1 | 2 | 2 | 1 | 2 | 1 | 1 | 2 | 1 | 1 | 0 | 0 | 0
PG&E FRESNO | Woodward | 115 | No Analysis | 1 |  | 0 | 0 | 0 | 0 |  | 0 | [9 empty] | 0 | 0 | 0 | 0 |  | 0 | 10 | [11 empty] | 0 | 0 | 0
PG&E NGBA | Wyandotte | 115 | Wyandotte | 2 |  | 0 | 0 | 0 | 0 |  | 0 |  | N/A | N/A | N/A | N/A | N/A | N/A | N/A | N/A | 0 | 0 | 0 | 0 |  | 0 | 10 | 1 | 2 | 1 | 2 | 2 | 3 | 1 | 1 | 4 | 1 | 1 | 0 | 0 | 0
0 | 0 | 0 | No Analysis

## Land_EnvAnalysis_Solar_2035
Land-use and environmental criteria analysis for 2035 utility-scale solar resources mapped to in-California areas for 5, 10, 15, and 20 mile radii from substations. This analysis uses the values from the "LandEnv_Solar_Data_Xmi" 5 through 20 mile tabs to calculate criteria alignment. |  |  |  | Utilit-scale Solar Resource Density Assumption
[47 empty] | 5 mi | [41 empty] | 10 mi | [41 empty] | 15 mi | [41 empty] | 20 mi
|  |  |  | 10 | Acres/MW | 5-mile Radius From Substation Analysis | [41 empty] | 10-mile Radius From Substation Analysis | [41 empty] | 15-mile Radius From Substation Analysis | [41 empty] | 20-mile Radius From Substation Analysis
[6 empty] | 3. Land-use Feasibility Criteria Analysis | [16 empty] | 4. Environmental (Conservation and Biological) Impact Factors Criteria Analysis | [24 empty] | 3. Land-use Feasibility Criteria Analysis | [16 empty] | 4. Environmental (Conservation and Biological) Impact Factors Criteria Analysis | [24 empty] | 3. Land-use Feasibility Criteria Analysis | [16 empty] | 4. Environmental (Conservation and Biological) Impact Factors Criteria Analysis | [24 empty] | 3. Land-use Feasibility Criteria Analysis | [16 empty] | 4. Environmental (Conservation and Biological) Impact Factors Criteria Analysis
[6 empty] | CEC Core Land-Use Screen |  |  | CEC's Parcelization |  |  |  | CEC's Cropland Index |  |  |  | Criticially Overdrafted Groundwater Basin |  | Fire Threat |  |  |  | ACE Terrestrial Connectivity |  |  |  | ACE Biodiversity |  |  |  | ACE Irreplaceability |  |  |  | ACE Combined |  |  |  | Terrestrial Landscape Intactness |  |  |  | Wetlands |  |  |  |  | CEC Core Land-Use Screen |  |  | CEC's Parcelization |  |  |  | CEC's Cropland Index |  |  |  | Criticially Overdrafted Groundwater Basin |  | Fire Threat |  |  |  | ACE Terrestrial Connectivity |  |  |  | ACE Biodiversity |  |  |  | ACE Irreplaceability |  |  |  | ACE Combined |  |  |  | Terrestrial Landscape Intactness |  |  |  | Wetlands |  |  |  |  | CEC Core Land-Use Screen |  |  | CEC's Parcelization |  |  |  | CEC's Cropland Index |  |  |  | Criticially Overdrafted Groundwater Basin |  | Fire Threat |  |  |  | ACE Terrestrial Connectivity |  |  |  | ACE Biodiversity |  |  |  | ACE Irreplaceability |  |  |  | ACE Combined |  |  |  | Terrestrial Landscape Intactness |  |  |  | Wetlands |  |  |  |  | CEC Core Land-Use Screen |  |  | CEC's Parcelization |  |  |  | CEC's Cropland Index |  |  |  | Criticially Overdrafted Groundwater Basin |  | Fire Threat |  |  |  | ACE Terrestrial Connectivity |  |  |  | ACE Biodiversity |  |  |  | ACE Irreplaceability |  |  |  | ACE Combined |  |  |  | Terrestrial Landscape Intactness |  |  |  | Wetlands
OBJECTID | IRP_Substation_Name | RESOLVE_Solar_Area | MWs Mapepd | Acres of MWs Mapped | Distance from Substation Selected | Lower Implications Area used by MWs Mapped | High Implications Area used by MWs Mapped | Core Screen Criteria Alignment Level | Substation's 10th Percentile Value Parcelization | Low Parcelization (P ≤ 6) Area used by MWs Mapped | Medium Parcelization (6 < P ≤ 30) Area used by MWs Mapped | Parcelization Criteria Alignment Level | Total Potential Area Percentage High Value Cropland | Low Value Cropland used by MWs Mapped | High Value Cropland used by MWs Mapped | Cropland Index Criteria Alignment Level | Majority of Area within Critically Overdrafted Basin | Overdrafted Basin Criteria Alignment Level | Total Potential Area Percentage Tier 2 | Total Potential Area Percentage Tier 3 | Total Potential Area Percentage Tier 2 or 3 | Fire Threat Criteria Alignment Level | Total Potential Area Percentage Higher Implications | Low Implications Area used by MWs Mapped | Higher Implications Area used by MWs Mapped | ACE Connectivity Criteria Alignment | Total Potential Area Percentage Higher Implications | Low Implications Area used by MWs Mapped | Higher Implications Area used by MWs Mapped | ACE Biodiversity Criteria Alignment | Total Potential Area Percentage Higher Implications | Low Implications Area used by MWs Mapped | Higher Implications Area used by MWs Mapped | ACE Irreplaceability Criteria Alignment | Total Potential Area Percentage Higher Implications | Low Implications Area used by MWs Mapped | Higher Implications Area used by MWs Mapped | All ACE Criteria Alignment | Total Potential Area Percentage Higher Implications | Low Implications Area used by MWs Mapped | Higher Implications Area used by MWs Mapped | Intactness Criteria Alignment | Total Potential Area Percentage Higher Implications | Low Implications Area used by MWs Mapped | Higher Implications Area used by MWs Mapped | Wetlands Criteria Alignment |  | Lower Implications Area used by MWs Mapped | High Implications Area used by MWs Mapped | Core Screen Criteria Alignment Level | Substation's 10th Percentile Value Parcelization | Low Parcelization (P ≤ 6) Area used by MWs Mapped | Medium Parcelization (6 < P ≤ 30) Area used by MWs Mapped | Parcelization Criteria Alignment Level | Total Potential Area Percentage High Value Cropland | Low Value Cropland used by MWs Mapped | High Value Cropland used by MWs Mapped | Cropland Index Criteria Alignment Level | Majority of Area within Critically Overdrafted Basin | Overdrafted Basin Criteria Alignment Level | Total Potential Area Percentage Tier 2 | Total Potential Area Percentage Tier 3 | Total Potential Area Percentage Tier 2 or 3 | Fire Threat Criteria Alignment Level | Total Potential Area Percentage Higher Implications | Low Implications Area used by MWs Mapped | Higher Implications Area used by MWs Mapped | ACE Connectivity Criteria Alignment | Total Potential Area Percentage Higher Implications | Low Implications Area used by MWs Mapped | Higher Implications Area used by MWs Mapped | ACE Biodiversity Criteria Alignment | Total Potential Area Percentage Higher Implications | Low Implications Area used by MWs Mapped | Higher Implications Area used by MWs Mapped | ACE Irreplaceability Criteria Alignment | Total Potential Area Percentage Higher Implications | Low Implications Area used by MWs Mapped | Higher Implications Area used by MWs Mapped | All ACE Criteria Alignment | Total Potential Area Percentage Higher Implications | Low Implications Area used by MWs Mapped | Higher Implications Area used by MWs Mapped | Intactness Criteria Alignment | Total Potential Area Percentage Higher Implications | Low Implications Area used by MWs Mapped | Higher Implications Area used by MWs Mapped | Wetlands Criteria Alignment |  | Lower Implications Area used by MWs Mapped | High Implications Area used by MWs Mapped | Core Screen Criteria Alignment Level | Substation's 10th Percentile Value Parcelization | Low Parcelization (P ≤ 6) Area used by MWs Mapped | Medium Parcelization (6 < P ≤ 30) Area used by MWs Mapped | Parcelization Criteria Alignment Level | Total Potential Area Percentage High Value Cropland | Low Value Cropland used by MWs Mapped | High Value Cropland used by MWs Mapped | Cropland Index Criteria Alignment Level | Majority of Area within Critically Overdrafted Basin | Overdrafted Basin Criteria Alignment Level | Total Potential Area Percentage Tier 2 | Total Potential Area Percentage Tier 3 | Total Potential Area Percentage Tier 2 or 3 | Fire Threat Criteria Alignment Level | Total Potential Area Percentage Higher Implications | Low Implications Area used by MWs Mapped | Higher Implications Area used by MWs Mapped | ACE Connectivity Criteria Alignment | Total Potential Area Percentage Higher Implications | Low Implications Area used by MWs Mapped | Higher Implications Area used by MWs Mapped | ACE Biodiversity Criteria Alignment | Total Potential Area Percentage Higher Implications | Low Implications Area used by MWs Mapped | Higher Implications Area used by MWs Mapped | ACE Irreplaceability Criteria Alignment | Total Potential Area Percentage Higher Implications | Low Implications Area used by MWs Mapped | Higher Implications Area used by MWs Mapped | All ACE Criteria Alignment | Total Potential Area Percentage Higher Implications | Low Implications Area used by MWs Mapped | Higher Implications Area used by MWs Mapped | Intactness Criteria Alignment | Total Potential Area Percentage Higher Implications | Low Implications Area used by MWs Mapped | Higher Implications Area used by MWs Mapped | Wetlands Criteria Alignment |  | Lower Implications Area used by MWs Mapped | High Implications Area used by MWs Mapped | Core Screen Criteria Alignment Level | Substation's 10th Percentile Value Parcelization | Low Parcelization (P ≤ 6) Area used by MWs Mapped | Medium Parcelization (6 < P ≤ 30) Area used by MWs Mapped | Parcelization Criteria Alignment Level | Total Potential Area Percentage High Value Cropland | Low Value Cropland used by MWs Mapped | High Value Cropland used by MWs Mapped | Cropland Index Criteria Alignment Level | Majority of Area within Critically Overdrafted Basin | Overdrafted Basin Criteria Alignment Level | Total Potential Area Percentage Tier 2 | Total Potential Area Percentage Tier 3 | Total Potential Area Percentage Tier 2 or 3 | Fire Threat Criteria Alignment Level | Total Potential Area Percentage Higher Implications | Low Implications Area used by MWs Mapped | Higher Implications Area used by MWs Mapped | ACE Connectivity Criteria Alignment | Total Potential Area Percentage Higher Implications | Low Implications Area used by MWs Mapped | Higher Implications Area used by MWs Mapped | ACE Biodiversity Criteria Alignment | Total Potential Area Percentage Higher Implications | Low Implications Area used by MWs Mapped | Higher Implications Area used by MWs Mapped | ACE Irreplaceability Criteria Alignment | Total Potential Area Percentage Higher Implications | Low Implications Area used by MWs Mapped | Higher Implications Area used by MWs Mapped | All ACE Criteria Alignment | Total Potential Area Percentage Higher Implications | Low Implications Area used by MWs Mapped | Higher Implications Area used by MWs Mapped | Intactness Criteria Alignment | Total Potential Area Percentage Higher Implications | Low Implications Area used by MWs Mapped | Higher Implications Area used by MWs Mapped | Wetlands Criteria Alignment
0 | East Shore | NORTHERN CALIFORNIA | 0 | 0 | 10 | 0% | 0% | 1 | 4.4592 | 0% | 0% | 1 | 0% | 0% | 0% | 1 | 0 | 2 | 0% | 0% | 0% | 1 | 0% | 0% | 0% | 1 | 0% | 0% | 0% | 1 | 56.39% | 0% | 0% | 2 | 56.39% | 0% | 0% | 2 | 0% | 0% | 0% | 1 | 79.03% | 0% | 0% | 3 |  | 0% | 0% | 1 | 59.5 | 0% | 0% | 4 | 0% | 0% | 0% | 1 | 0 | 2 | 4.631% | 56.87% | 61.51% | 5 | 45.69% | 0% | 0% | 1 | 19.56% | 0% | 0% | 1 | 65.58% | 0% | 0% | 2 | 82.28% | 0% | 0% | 3 | 47.53% | 0% | 0% | 1 | 9.957% | 0% | 0% | 1 |  | 0% | 0% | 1 | 42.5 | 0% | 0% | 4 | 0.217% | 0% | 0% | 1 | 0 | 2 | 14.23% | 54.22% | 68.46% | 5 | 63.27% | 0% | 0% | 2 | 28.56% | 0% | 0% | 1 | 64.88% | 0% | 0% | 2 | 84.62% | 0% | 0% | 3 | 45.97% | 0% | 0% | 1 | 9.066% | 0% | 0% | 1 |  | 0% | 0% | 1 | 30.1176 | 0% | 0% | 4 | 0.2459% | 0% | 0% | 1 | 0 | 2 | 36.06% | 38.93% | 74.99% | 5 | 57.28% | 0% | 0% | 2 | 42.65% | 0% | 0% | 1 | 66.02% | 0% | 0% | 2 | 81.9% | 0% | 0% | 3 | 49.95% | 0% | 0% | 1 | 7.978% | 0% | 0% | 1
1 | Newark | NORTHERN CALIFORNIA | 0 | 0 | 10 | 0% | 0% | 1 | 4.2915 | 0% | 0% | 1 | 0% | 0% | 0% | 1 | 0 | 2 | 0% | 0% | 0% | 1 | 0.4619% | 0% | 0% | 1 | 7.648% | 0% | 0% | 1 | 22.61% | 0% | 0% | 1 | 22.61% | 0% | 0% | 1 | 0% | 0% | 0% | 1 | 79.45% | 0% | 0% | 3 |  | 0% | 0% | 1 | 10.37 | 0% | 0% | 1 | 0.6662% | 0% | 0% | 1 | 0 | 2 | 54.89% | 15.71% | 70.6% | 3 | 58.86% | 0% | 0% | 2 | 41.56% | 0% | 0% | 1 | 63.62% | 0% | 0% | 2 | 78.92% | 0% | 0% | 3 | 46.89% | 0% | 0% | 1 | 10.83% | 0% | 0% | 1 |  | 0% | 0% | 1 | 13.038 | 0% | 0% | 2 | 0.2344% | 0% | 0% | 1 | 0 | 2 | 61.01% | 17.36% | 78.37% | 5 | 56.55% | 0% | 0% | 2 | 36.6% | 0% | 0% | 1 | 53.07% | 0% | 0% | 2 | 70.13% | 0% | 0% | 3 | 62.74% | 0% | 0% | 2 | 8.4% | 0% | 0% | 1 |  | 0% | 0% | 1 | 18 | 0% | 0% | 2 | 0.3004% | 0% | 0% | 1 | 0 | 2 | 63.07% | 19.15% | 82.22% | 5 | 62.79% | 0% | 0% | 2 | 38.16% | 0% | 0% | 1 | 53.2% | 0% | 0% | 2 | 80.74% | 0% | 0% | 3 | 60.38% | 0% | 0% | 2 | 7.292% | 0% | 0% | 1
2 | Tesla | NORTHERN CALIFORNIA | 0 | 0 | 10 | 0% | 0% | 1 | 19.2689 | 0% | 0% | 2 | 7.297% | 0% | 0% | 1 | 0 | 2 | 0.002254% | 0% | 0.002254% | 1 | 79.05% | 0% | 0% | 3 | 74.84% | 0% | 0% | 3 | 79.83% | 0% | 0% | 3 | 92.88% | 0% | 0% | 4 | 24.51% | 0% | 0% | 1 | 3.439% | 0% | 0% | 1 |  | 0% | 0% | 1 | 13.81 | 0% | 0% | 2 | 20.57% | 0% | 0% | 1 | 0 | 2 | 10.33% | 0% | 10.33% | 1 | 71.83% | 0% | 0% | 3 | 56.21% | 0% | 0% | 2 | 58.25% | 0% | 0% | 2 | 82.52% | 0% | 0% | 3 | 26.77% | 0% | 0% | 1 | 5.136% | 0% | 0% | 1 |  | 0% | 0% | 1 | 12.1339 | 0% | 0% | 2 | 32.57% | 0% | 0% | 1 | 0 | 2 | 18.91% | 0.7194% | 19.63% | 2 | 56.74% | 0% | 0% | 2 | 41.3% | 0% | 0% | 1 | 43.77% | 0% | 0% | 1 | 68.9% | 0% | 0% | 2 | 27.62% | 0% | 0% | 1 | 5.426% | 0% | 0% | 1 |  | 0% | 0% | 1 | 12.0248 | 0% | 0% | 2 | 37.02% | 0% | 0% | 1 | 0 | 2 | 20.94% | 1.361% | 22.3% | 2 | 53.18% | 0% | 0% | 2 | 35.17% | 0% | 0% | 1 | 38.44% | 0% | 0% | 1 | 63.7% | 0% | 0% | 2 | 29.21% | 0% | 0% | 1 | 5.509% | 0% | 0% | 1
3 | Cabrillo | SPGE | 0 | 0 | 10 | 0% | 0% | 1 | 6.3056 | 0% | 0% | 1 | 20.15% | 0% | 0% | 1 | 0 | 2 | 71.59% | 0% | 71.59% | 3 | 18.26% | 0% | 0% | 1 | 3.204% | 0% | 0% | 1 | 55.27% | 0% | 0% | 2 | 67.96% | 0% | 0% | 2 | 24.88% | 0% | 0% | 1 | 8.259% | 0% | 0% | 1 |  | 0% | 0% | 1 | 4.8516 | 0% | 0% | 1 | 10.54% | 0% | 0% | 1 | 0 | 2 | 81.97% | 0% | 81.97% | 5 | 51.39% | 0% | 0% | 2 | 4.35% | 0% | 0% | 1 | 46.1% | 0% | 0% | 1 | 79.23% | 0% | 0% | 3 | 45.56% | 0% | 0% | 1 | 5.387% | 0% | 0% | 1 |  | 0% | 0% | 1 | 5.3976 | 0% | 0% | 1 | 6.927% | 0% | 0% | 1 | 0 | 2 | 77.13% | 0.2252% | 77.35% | 5 | 55.21% | 0% | 0% | 2 | 4.904% | 0% | 0% | 1 | 43.08% | 0% | 0% | 1 | 79.14% | 0% | 0% | 3 | 42.67% | 0% | 0% | 1 | 4.671% | 0% | 0% | 1 |  | 0% | 0% | 1 | 6.364 | 0% | 0% | 1 | 9.602% | 0% | 0% | 1 | 0 | 2 | 68.97% | 1.66% | 70.63% | 3 | 45.74% | 0% | 0% | 1 | 5.208% | 0% | 0% | 1 | 35.74% | 0% | 0% | 1 | 67.13% | 0% | 0% | 2 | 36.67% | 0% | 0% | 1 | 4.078% | 0% | 0% | 1
4 | Honcut | NORTHERN CALIFORNIA | 0 | 0 | 10 | 0% | 0% | 1 | 12.8251 | 0% | 0% | 2 | 55.46% | 0% | 0% | 2 | 0 | 2 | 0% | 0% | 0% | 1 | 90.35% | 0% | 0% | 4 | 0% | 0% | 0% | 1 | 1.595% | 0% | 0% | 1 | 90.35% | 0% | 0% | 4 | 0% | 0% | 0% | 1 | 20.47% | 0% | 0% | 1 |  | 0% | 0% | 1 | 15.909 | 0% | 0% | 2 | 36.07% | 0% | 0% | 1 | 0 | 2 | 4.583% | 0% | 4.583% | 1 | 78.58% | 0% | 0% | 3 | 7.281% | 0% | 0% | 1 | 20.62% | 0% | 0% | 1 | 84.11% | 0% | 0% | 3 | 4.601% | 0% | 0% | 1 | 12.79% | 0% | 0% | 1 |  | 0% | 0% | 1 | 15.5569 | 0% | 0% | 2 | 24.72% | 0% | 0% | 1 | 0 | 2 | 15.75% | 0% | 15.75% | 1 | 63.33% | 0% | 0% | 2 | 11.34% | 0% | 0% | 1 | 30.43% | 0% | 0% | 1 | 81.2% | 0% | 0% | 3 | 13.3% | 0% | 0% | 1 | 9.93% | 0% | 0% | 1 |  | 0% | 0% | 1 | 13 | 0% | 0% | 2 | 21.44% | 0% | 0% | 1 | 0 | 2 | 20.14% | 1.997% | 22.13% | 2 | 57.15% | 0% | 0% | 2 | 13.02% | 0% | 0% | 1 | 31.9% | 0% | 0% | 1 | 77.1% | 0% | 0% | 3 | 14.6% | 0% | 0% | 1 | 9.559% | 0% | 0% | 1
5 | Palermo | NORTHERN CALIFORNIA | 0 | 0 | 10 | 0% | 0% | 1 | 35.2583 | 0% | 0% | 4 | 4.864% | 0% | 0% | 1 | 0 | 2 | 49.78% | 0% | 49.78% | 2 | 85.23% | 0% | 0% | 3 | 11.13% | 0% | 0% | 1 | 0% | 0% | 0% | 1 | 94.82% | 0% | 0% | 4 | 10.65% | 0% | 0% | 1 | 17.94% | 0% | 0% | 1 |  | 0% | 0% | 1 | 17.4115 | 0% | 0% | 2 | 9.259% | 0% | 0% | 1 | 0 | 2 | 44.89% | 1.869% | 46.76% | 2 | 86.87% | 0% | 0% | 3 | 11.71% | 0% | 0% | 1 | 12.94% | 0% | 0% | 1 | 93.25% | 0% | 0% | 4 | 28.5% | 0% | 0% | 1 | 18.59% | 0% | 0% | 1 |  | 0% | 0% | 1 | 16.625 | 0% | 0% | 2 | 12.62% | 0% | 0% | 1 | 0 | 2 | 28.44% | 11.89% | 40.32% | 3 | 74.16% | 0% | 0% | 3 | 11.01% | 0% | 0% | 1 | 30.14% | 0% | 0% | 1 | 86.23% | 0% | 0% | 3 | 22.06% | 0% | 0% | 1 | 13.27% | 0% | 0% | 1 |  | 0% | 0% | 1 | 14.1406 | 0% | 0% | 2 | 13.58% | 0% | 0% | 1 | 0 | 2 | 25.02% | 16.82% | 41.83% | 3 | 65.5% | 0% | 0% | 2 | 16.2% | 0% | 0% | 1 | 39.18% | 0% | 0% | 1 | 84.32% | 0% | 0% | 3 | 23.84% | 0% | 0% | 1 | 10.02% | 0% | 0% | 1
6 | Table Mountain | NORTHERN CALIFORNIA | 0 | 0 | 10 | 0% | 0% | 1 | 7.7918 | 0% | 0% | 1 | 7.377% | 0% | 0% | 1 | 0 | 2 | 4.889% | 0% | 4.889% | 1 | 79.17% | 0% | 0% | 3 | 36.2% | 0% | 0% | 1 | 41.75% | 0% | 0% | 1 | 99.9% | 0% | 0% | 5 | 9.747% | 0% | 0% | 1 | 38.04% | 0% | 0% | 1 |  | 0% | 0% | 1 | 10.8805 | 0% | 0% | 1 | 7.026% | 0% | 0% | 1 | 0 | 2 | 19.97% | 1.543% | 21.51% | 2 | 70.45% | 0% | 0% | 3 | 22.49% | 0% | 0% | 1 | 59.07% | 0% | 0% | 2 | 90.71% | 0% | 0% | 4 | 15.62% | 0% | 0% | 1 | 19.32% | 0% | 0% | 1 |  | 0% | 0% | 1 | 13.75 | 0% | 0% | 2 | 14.15% | 0% | 0% | 1 | 0 | 2 | 18.57% | 8.803% | 27.38% | 2 | 56.66% | 0% | 0% | 2 | 17.31% | 0% | 0% | 1 | 52.07% | 0% | 0% | 2 | 79.9% | 0% | 0% | 3 | 15.83% | 0% | 0% | 1 | 12.41% | 0% | 0% | 1 |  | 0% | 0% | 1 | 12.8909 | 0% | 0% | 2 | 20.63% | 0% | 0% | 1 | 0 | 2 | 19.78% | 13.5% | 33.28% | 3 | 53.38% | 0% | 0% | 2 | 20.83% | 0% | 0% | 1 | 49.83% | 0% | 0% | 1 | 80.08% | 0% | 0% | 3 | 20.51% | 0% | 0% | 1 | 11.35% | 0% | 0% | 1
7 | Wyandotte | NORTHERN CALIFORNIA | 0 | 0 | 10 | 0% | 0% | 1 | 38.6133 | 0% | 0% | 4 | 1.581% | 0% | 0% | 1 | 0 | 2 | 47.28% | 0% | 47.28% | 2 | 64.96% | 0% | 0% | 2 | 26.65% | 0% | 0% | 1 | 8.027% | 0% | 0% | 1 | 86.24% | 0% | 0% | 3 | 5.983% | 0% | 0% | 1 | 19.57% | 0% | 0% | 1 |  | 0% | 0% | 1 | 15.4538 | 0% | 0% | 2 | 6.301% | 0% | 0% | 1 | 0 | 2 | 39.59% | 2.565% | 42.15% | 2 | 80.86% | 0% | 0% | 3 | 17.43% | 0% | 0% | 1 | 22.74% | 0% | 0% | 1 | 93.47% | 0% | 0% | 4 | 23.95% | 0% | 0% | 1 | 21.07% | 0% | 0% | 1 |  | 0% | 0% | 1 | 15.8346 | 0% | 0% | 2 | 10.15% | 0% | 0% | 1 | 0 | 2 | 27.39% | 13.52% | 40.92% | 3 | 71.44% | 0% | 0% | 3 | 12.19% | 0% | 0% | 1 | 37.02% | 0% | 0% | 1 | 86.24% | 0% | 0% | 3 | 22.64% | 0% | 0% | 1 | 13.22% | 0% | 0% | 1 |  | 0% | 0% | 1 | 14.3663 | 0% | 0% | 2 | 13.89% | 0% | 0% | 1 | 0 | 2 | 23.76% | 17.45% | 41.21% | 3 | 62.66% | 0% | 0% | 2 | 17.53% | 0% | 0% | 1 | 42.36% | 0% | 0% | 1 | 83.67% | 0% | 0% | 3 | 22.9% | 0% | 0% | 1 | 10.1% | 0% | 0% | 1
8 | Cortina | NORTHERN CALIFORNIA | 80 | 800 | 10 | 54.59% | 0% | 3 | 8.1154 | 7.24% | 0% | 1 | 48.37% | 8.368% | 0% | 1 | 0 | 2 | 7.811% | 0% | 7.811% | 1 | 41.76% | 2.957% | 0% | 1 | 6.188% | 1.836% | 0% | 1 | 29.27% | 2.435% | 0% | 1 | 70.05% | 5.75% | 0% | 3 | 14.76% | 2.02% | 0% | 1 | 0.98% | 5.75% | 0% | 1 |  | 19.74% | 0% | 1 | 6.4827 | 1.832% | 0% | 1 | 37.83% | 2.201% | 0% | 1 | 0 | 2 | 23.51% | 0% | 23.51% | 2 | 37.02% | 0.7763% | 0% | 1 | 12.47% | 0.5585% | 0% | 1 | 45.47% | 0.8965% | 0% | 1 | 73.04% | 1.813% | 0% | 3 | 27.56% | 0.6748% | 0% | 1 | 1.173% | 1.813% | 0% | 1 |  | 5.476% | 0% | 1 | 6.8706 | 0.8829% | 0% | 1 | 34.85% | 2.201% | 0% | 1 | 0 | 2 | 30% | 0.0009473% | 30% | 2 | 39.94% | 0.3981% | 0% | 1 | 13.65% | 0.2769% | 0% | 1 | 45.76% | 0.4409% | 0% | 1 | 74.08% | 0.9225% | 0% | 3 | 31.66% | 0.3499% | 0% | 1 | 2.009% | 0.9225% | 0% | 1 |  | 2.298% | 0% | 1 | 7.0802 | 0.5742% | 0% | 1 | 34.67% | 2.201% | 0% | 1 | 0 | 2 | 29.32% | 0.1506% | 29.47% | 2 | 41.7% | 0.2507% | 0% | 1 | 16.06% | 0.1741% | 0% | 1 | 41.79% | 0.2511% | 0% | 1 | 70.28% | 0.4918% | 0% | 3 | 31.32% | 0.2128% | 0% | 1 | 3.076% | 0.4918% | 0% | 1
9 | Etiwanda | GREATER LA METRO | 0 | 0 | 10 | 0% | 0% | 1 | 41.8937 | 0% | 0% | 4 | 0% | 0% | 0% | 1 | 0 | 2 | 100% | 0% | 100% | 5 | 100% | 0% | 0% | 5 | 100% | 0% | 0% | 5 | 100% | 0% | 0% | 5 | 100% | 0% | 0% | 5 | 0% | 0% | 0% | 1 | 1.335% | 0% | 0% | 1 |  | 0% | 0% | 1 | 52.25 | 0% | 0% | 4 | 13.99% | 0% | 0% | 1 | 0 | 2 | 18.1% | 28.19% | 46.29% | 4 | 46.29% | 0% | 0% | 1 | 37.5% | 0% | 0% | 1 | 34.29% | 0% | 0% | 1 | 46.29% | 0% | 0% | 1 | 23.49% | 0% | 0% | 1 | 5.032% | 0% | 0% | 1 |  | 0% | 0% | 1 | 39 | 0% | 0% | 4 | 6.664% | 0% | 0% | 1 | 0 | 2 | 26.95% | 50.87% | 77.82% | 5 | 59.93% | 0% | 0% | 2 | 44.75% | 0% | 0% | 1 | 50.14% | 0% | 0% | 2 | 76.59% | 0% | 0% | 3 | 22.32% | 0% | 0% | 1 | 15.88% | 0% | 0% | 1 |  | 0% | 0% | 1 | 24.5 | 0% | 0% | 3 | 2.479% | 0% | 0% | 1 | 0 | 2 | 23.33% | 64.57% | 87.9% | 5 | 47.79% | 0% | 0% | 1 | 50.51% | 0% | 0% | 2 | 61.62% | 0% | 0% | 2 | 86.78% | 0% | 0% | 3 | 36.8% | 0% | 0% | 1 | 9.798% | 0% | 0% | 1
10 | Brentwood | NORTHERN CALIFORNIA | 0 | 0 | 10 | 0% | 0% | 1 | 19.3182 | 0% | 0% | 2 | 43.76% | 0% | 0% | 1 | 0 | 2 | 17.94% | 0% | 17.94% | 1 | 15.85% | 0% | 0% | 1 | 43.44% | 0% | 0% | 1 | 48.18% | 0% | 0% | 1 | 48.19% | 0% | 0% | 1 | 0.5295% | 0% | 0% | 1 | 8.439% | 0% | 0% | 1 |  | 0% | 0% | 1 | 7 | 0% | 0% | 1 | 38.6% | 0% | 0% | 1 | 0 | 2 | 19.14% | 3.039% | 22.18% | 2 | 40.22% | 0% | 0% | 1 | 39.62% | 0% | 0% | 1 | 40.71% | 0% | 0% | 1 | 60.2% | 0% | 0% | 2 | 8.135% | 0% | 0% | 1 | 11.49% | 0% | 0% | 1 |  | 0% | 0% | 1 | 8.7174 | 0% | 0% | 1 | 41.82% | 0% | 0% | 1 | 0 | 2 | 13.62% | 2.904% | 16.53% | 2 | 35.73% | 0% | 0% | 1 | 39.87% | 0% | 0% | 1 | 42.37% | 0% | 0% | 1 | 57.45% | 0% | 0% | 2 | 6.817% | 0% | 0% | 1 | 9.844% | 0% | 0% | 1 |  | 0% | 0% | 1 | 10.496 | 0% | 0% | 1 | 42.57% | 0% | 0% | 1 | 0 | 2 | 10.25% | 1.766% | 12.01% | 2 | 31.2% | 0% | 0% | 1 | 36.19% | 0% | 0% | 1 | 37.97% | 0% | 0% | 1 | 50.86% | 0% | 0% | 2 | 7.318% | 0% | 0% | 1 | 9.213% | 0% | 0% | 1
11 | Clayton | NORTHERN CALIFORNIA | 0 | 0 | 10 | 0% | 0% | 1 | 6.8504 | 0% | 0% | 1 | 0% | 0% | 0% | 1 | 0 | 2 | 89.05% | 10.95% | 100% | 5 | 13.03% | 0% | 0% | 1 | 57.26% | 0% | 0% | 2 | 57.26% | 0% | 0% | 2 | 57.26% | 0% | 0% | 2 | 30.53% | 0% | 0% | 1 | 5.613% | 0% | 0% | 1 |  | 0% | 0% | 1 | 7.9675 | 0% | 0% | 1 | 0.0004973% | 0% | 0% | 1 | 0 | 2 | 43.03% | 23.72% | 66.75% | 4 | 46.28% | 0% | 0% | 1 | 71.92% | 0% | 0% | 3 | 61.55% | 0% | 0% | 2 | 76.94% | 0% | 0% | 3 | 34.28% | 0% | 0% | 1 | 30.76% | 0% | 0% | 1 |  | 0% | 0% | 1 | 20.5 | 0% | 0% | 3 | 0.4415% | 0% | 0% | 1 | 0 | 2 | 36.22% | 22.65% | 58.86% | 4 | 40.12% | 0% | 0% | 1 | 55.36% | 0% | 0% | 2 | 56.93% | 0% | 0% | 2 | 73.88% | 0% | 0% | 3 | 27.89% | 0% | 0% | 1 | 18.79% | 0% | 0% | 1 |  | 0% | 0% | 1 | 27 | 0% | 0% | 3 | 4.042% | 0% | 0% | 1 | 0 | 2 | 27.76% | 14.66% | 42.43% | 3 | 31.95% | 0% | 0% | 1 | 46.88% | 0% | 0% | 1 | 58.06% | 0% | 0% | 2 | 71.49% | 0% | 0% | 3 | 20.18% | 0% | 0% | 1 | 14.23% | 0% | 0% | 1
12 | Contra Costa | NORTHERN CALIFORNIA | 0 | 0 | 10 | 0% | 0% | 1 | 6.8821 | 0% | 0% | 1 | 2.418% | 0% | 0% | 1 | 0 | 2 | 1% | 0% | 1% | 1 | 2.551% | 0% | 0% | 1 | 55.86% | 0% | 0% | 2 | 55.44% | 0% | 0% | 2 | 56.52% | 0% | 0% | 2 | 1.28% | 0% | 0% | 1 | 34.39% | 0% | 0% | 1 |  | 0% | 0% | 1 | 8.3012 | 0% | 0% | 1 | 9.934% | 0% | 0% | 1 | 0 | 2 | 20.07% | 4.881% | 24.95% | 2 | 22.94% | 0% | 0% | 1 | 50.16% | 0% | 0% | 2 | 46.21% | 0% | 0% | 1 | 52.96% | 0% | 0% | 2 | 12.52% | 0% | 0% | 1 | 16.41% | 0% | 0% | 1 |  | 0% | 0% | 1 | 7.4222 | 0% | 0% | 1 | 23.08% | 0% | 0% | 1 | 0 | 2 | 12.64% | 3.931% | 16.57% | 2 | 24.74% | 0% | 0% | 1 | 42.1% | 0% | 0% | 1 | 41.13% | 0% | 0% | 1 | 54.08% | 0% | 0% | 2 | 6.02% | 0% | 0% | 1 | 16.37% | 0% | 0% | 1 |  | 0% | 0% | 1 | 7.9713 | 0% | 0% | 1 | 34.16% | 0% | 0% | 1 | 0 | 2 | 10.46% | 2.402% | 12.87% | 2 | 26.27% | 0% | 0% | 1 | 35.48% | 0% | 0% | 1 | 37% | 0% | 0% | 1 | 51.56% | 0% | 0% | 2 | 6.491% | 0% | 0% | 1 | 15.59% | 0% | 0% | 1
13 | Pittsburg | NORTHERN CALIFORNIA | 0 | 0 | 10 | 0% | 0% | 1 | 7 | 0% | 0% | 1 | 0% | 0% | 0% | 1 | 0 | 2 | 23.08% | 0% | 23.08% | 2 | 50.48% | 0% | 0% | 2 | 64.51% | 0% | 0% | 2 | 37.33% | 0% | 0% | 1 | 68.84% | 0% | 0% | 2 | 10.76% | 0% | 0% | 1 | 61.21% | 0% | 0% | 2 |  | 0% | 0% | 1 | 6.2766 | 0% | 0% | 1 | 0.01094% | 0% | 0% | 1 | 0 | 2 | 11.41% | 0.5292% | 11.94% | 2 | 24.16% | 0% | 0% | 1 | 46.31% | 0% | 0% | 1 | 36.38% | 0% | 0% | 1 | 55.38% | 0% | 0% | 2 | 6.568% | 0% | 0% | 1 | 28.4% | 0% | 0% | 1 |  | 0% | 0% | 1 | 13.6243 | 0% | 0% | 2 | 4.216% | 0% | 0% | 1 | 0 | 2 | 11.54% | 3.603% | 15.14% | 2 | 18.63% | 0% | 0% | 1 | 46.87% | 0% | 0% | 1 | 43.48% | 0% | 0% | 1 | 57.01% | 0% | 0% | 2 | 10.72% | 0% | 0% | 1 | 23.16% | 0% | 0% | 1 |  | 0% | 0% | 1 | 17 | 0% | 0% | 2 | 19.18% | 0% | 0% | 1 | 0 | 2 | 16.91% | 5.149% | 22.06% | 2 | 22.5% | 0% | 0% | 1 | 41.4% | 0% | 0% | 1 | 45.39% | 0% | 0% | 1 | 58.59% | 0% | 0% | 2 | 11.37% | 0% | 0% | 1 | 18.37% | 0% | 0% | 1
14 | San Bernardino | RIVERSIDE | 0 | 0 | 10 | 0% | 0% | 1 | 25.625 | 0% | 0% | 3 | 2.494% | 0% | 0% | 1 | 0 | 2 | 5.727% | 73.28% | 79.01% | 5 | 0% | 0% | 0% | 1 | 65.86% | 0% | 0% | 2 | 100% | 0% | 0% | 5 | 100% | 0% | 0% | 5 | 27.22% | 0% | 0% | 1 | 1.649% | 0% | 0% | 1 |  | 0% | 0% | 1 | 26.8052 | 0% | 0% | 3 | 1.749% | 0% | 0% | 1 | 0 | 2 | 5.629% | 91.12% | 96.74% | 5 | 34.43% | 0% | 0% | 1 | 46.29% | 0% | 0% | 1 | 56.2% | 0% | 0% | 2 | 81.08% | 0% | 0% | 3 | 43.77% | 0% | 0% | 1 | 5.04% | 0% | 0% | 1 |  | 0% | 0% | 1 | 26.3987 | 0% | 0% | 3 | 0.845% | 0% | 0% | 1 | 0 | 2 | 10.51% | 87.48% | 97.99% | 5 | 49.92% | 0% | 0% | 1 | 37.17% | 0% | 0% | 1 | 54.23% | 0% | 0% | 2 | 80.84% | 0% | 0% | 3 | 41.75% | 0% | 0% | 1 | 4.944% | 0% | 0% | 1 |  | 0% | 0% | 1 | 23 | 0% | 0% | 3 | 1.82% | 0% | 0% | 1 | 0 | 2 | 23.61% | 70.93% | 94.55% | 5 | 48.47% | 0% | 0% | 1 | 40.93% | 0% | 0% | 1 | 61.78% | 0% | 0% | 2 | 82.65% | 0% | 0% | 3 | 47.35% | 0% | 0% | 1 | 6.224% | 0% | 0% | 1
15 | Placerville | NORTHERN CALIFORNIA | 0 | 0 | 0 | 0% | 0% | 1 | 36 | 0% | 0% | 4 | 2.71% | 0% | 0% | 1 | 0 | 2 | 64.47% | 31.35% | 95.82% | 5 | 80.61% | 0% | 0% | 3 | 27.95% | 0% | 0% | 1 | 57.6% | 0% | 0% | 2 | 95.63% | 0% | 0% | 5 | 11.36% | 0% | 0% | 1 | 3.621% | 0% | 0% | 1 |  | 0% | 0% | 1 | 35 | 0% | 0% | 4 | 1.137% | 0% | 0% | 1 | 0 | 2 | 49.51% | 49.22% | 98.73% | 5 | 86.64% | 0% | 0% | 3 | 25.99% | 0% | 0% | 1 | 34.43% | 0% | 0% | 1 | 93.1% | 0% | 0% | 4 | 24.77% | 0% | 0% | 1 | 3.364% | 0% | 0% | 1 |  | 0% | 0% | 1 | 28.1111 | 0% | 0% | 3 | 1.51% | 0% | 0% | 1 | 0 | 2 | 46.69% | 50.37% | 97.06% | 5 | 82.16% | 0% | 0% | 3 | 26.95% | 0% | 0% | 1 | 29.94% | 0% | 0% | 1 | 90.03% | 0% | 0% | 4 | 36.44% | 0% | 0% | 1 | 3.273% | 0% | 0% | 1 |  | 0% | 0% | 1 | 24.8475 | 0% | 0% | 3 | 1.102% | 0% | 0% | 1 | 0 | 2 | 47.73% | 43.83% | 91.55% | 5 | 74.96% | 0% | 0% | 3 | 20.16% | 0% | 0% | 1 | 22.79% | 0% | 0% | 1 | 84.39% | 0% | 0% | 3 | 50.29% | 0% | 0% | 2 | 3.517% | 0% | 0% | 1
16 | Cantua | SPGE | 0 | 0 | 10 | 0% | 0% | 1 | 6.6241 | 0% | 0% | 1 | 82.13% | 0% | 0% | 3 | 0 | 2 | 0% | 0% | 0% | 1 | 19.77% | 0% | 0% | 1 | 0% | 0% | 0% | 1 | 0% | 0% | 0% | 1 | 19.77% | 0% | 0% | 1 | 9.409% | 0% | 0% | 1 | 0.6138% | 0% | 0% | 1 |  | 0% | 0% | 1 | 5.6694 | 0% | 0% | 1 | 43.5% | 0% | 0% | 1 | 0 | 2 | 0% | 0% | 0% | 1 | 36.58% | 0% | 0% | 1 | 6.23e-05% | 0% | 0% | 1 | 8.179% | 0% | 0% | 1 | 38.32% | 0% | 0% | 1 | 21.06% | 0% | 0% | 1 | 0.4593% | 0% | 0% | 1 |  | 0% | 0% | 1 | 6.1989 | 0% | 0% | 1 | 34.32% | 0% | 0% | 1 | 0 | 2 | 0.152% | 0% | 0.152% | 1 | 37.42% | 0% | 0% | 1 | 2.372% | 0% | 0% | 1 | 9.724% | 0% | 0% | 1 | 38.27% | 0% | 0% | 1 | 20.05% | 0% | 0% | 1 | 0.5171% | 0% | 0% | 1 |  | 0% | 0% | 1 | 6.202 | 0% | 0% | 1 | 34.48% | 0% | 0% | 1 | 0 | 2 | 0.5598% | 0% | 0.5598% | 1 | 39% | 0% | 0% | 1 | 5.49% | 0% | 0% | 1 | 16.08% | 0% | 0% | 1 | 43.03% | 0% | 0% | 1 | 19.95% | 0% | 0% | 1 | 0.8991% | 0% | 0% | 1
17 | Cheney | SPGE | 0 | 0 | 0 | 0% | 0% | 1 | 8.0122 | 0% | 0% | 1 | 77.19% | 0% | 0% | 3 | 0 | 2 | 0% | 0% | 0% | 1 | 8.716% | 0% | 0% | 1 | 5.091% | 0% | 0% | 1 | 13.19% | 0% | 0% | 1 | 16.76% | 0% | 0% | 1 | 0% | 0% | 0% | 1 | 0.278% | 0% | 0% | 1 |  | 0% | 0% | 1 | 6.5862 | 0% | 0% | 1 | 52.94% | 0% | 0% | 2 | 0 | 2 | 0% | 0% | 0% | 1 | 25.93% | 0% | 0% | 1 | 8.628% | 0% | 0% | 1 | 25.36% | 0% | 0% | 1 | 37.47% | 0% | 0% | 1 | 10.44% | 0% | 0% | 1 | 0.3936% | 0% | 0% | 1 |  | 0% | 0% | 1 | 6.3618 | 0% | 0% | 1 | 37.53% | 0% | 0% | 1 | 0 | 2 | 0.238% | 0% | 0.238% | 1 | 34.88% | 0% | 0% | 1 | 9.385% | 0% | 0% | 1 | 22.15% | 0% | 0% | 1 | 42.89% | 0% | 0% | 1 | 19.67% | 0% | 0% | 1 | 1.102% | 0% | 0% | 1 |  | 0% | 0% | 1 | 6.1342 | 0% | 0% | 1 | 33.26% | 0% | 0% | 1 | 0 | 2 | 1.629% | 0% | 1.629% | 1 | 43.27% | 0% | 0% | 1 | 12.98% | 0% | 0% | 1 | 23.76% | 0% | 0% | 1 | 50.63% | 0% | 0% | 2 | 23.48% | 0% | 0% | 1 | 2.622% | 0% | 0% | 1
18 | Gates | SPGE | 1070 | 10700 | 10 | 321.9% | 18.74% | 5 | 7.6739 | 327.6% | 19.24% | 3 | 81.3% | 300.8% | 20.59% | 4 | 0 | 2 | 0% | 0% | 0% | 1 | 9.529% | 27.71% | 0% | 2 | 0.2789% | 25.14% | 0% | 2 | 12.54% | 28.67% | 0% | 2 | 22.07% | 32.17% | 0% | 2 | 0% | 25.07% | 0% | 2 | 0.6451% | 32.17% | 0% | 2 |  | 48.3% | 0% | 2 | 7 | 30.79% | 0% | 2 | 70.47% | 38.11% | 0% | 2 | 0 | 2 | 0% | 0% | 0% | 1 | 17.56% | 8.049% | 0% | 1 | 6.493% | 7.096% | 0% | 1 | 15.13% | 7.819% | 0% | 1 | 27.64% | 9.17% | 0% | 1 | 0.9018% | 6.696% | 0% | 1 | 0.4669% | 9.17% | 0% | 1 |  | 14.82% | 0% | 1 | 7.5938 | 9.9% | 0% | 1 | 50.18% | 38.11% | 0% | 2 | 0 | 2 | 0% | 0% | 0% | 1 | 25.5% | 4.068% | 0% | 1 | 4.785% | 3.183% | 0% | 1 | 18.3% | 3.71% | 0% | 1 | 35.56% | 4.703% | 0% | 1 | 8.502% | 3.312% | 0% | 1 | 0.5152% | 4.703% | 0% | 1 |  | 7.019% | 0% | 1 | 6.7746 | 4.837% | 0% | 1 | 34.43% | 38.11% | 0% | 2 | 0 | 2 | 0.8354% | 0% | 0.8354% | 1 | 35.52% | 2.721% | 0% | 1 | 3.645% | 1.821% | 0% | 1 | 15.67% | 2.081% | 0% | 1 | 43.09% | 3.083% | 0% | 1 | 17.14% | 2.118% | 0% | 1 | 0.8176% | 3.083% | 0% | 1
19 | Helm | SPGE | 95 | 950 | 10 | 9.801% | 0% | 1 | 7.4882 | 22.13% | 0% | 2 | 17.73% | 3.083% | 0% | 1 | 0 | 2 | 0% | 0% | 0% | 1 | 67.44% | 7.169% | 0% | 2 | 20.92% | 2.952% | 0% | 1 | 20.92% | 2.952% | 0% | 1 | 73.31% | 8.747% | 0% | 3 | 0% | 2.334% | 0% | 1 | 0.6399% | 8.747% | 0% | 1 |  | 1.065% | 0% | 1 | 6.9156 | 2.253% | 0% | 1 | 19.84% | 0.7286% | 0% | 1 | 0 | 2 | 0% | 0% | 0% | 1 | 26.84% | 0.7306% | 0% | 1 | 13.05% | 0.6147% | 0% | 1 | 13.96% | 0.6212% | 0% | 1 | 35.69% | 0.8311% | 0% | 1 | 0% | 0.5345% | 0% | 1 | 2.847% | 0.8311% | 0% | 1 |  | 0.5341% | 0% | 1 | 7.4561 | 1.268% | 0% | 1 | 34.31% | 0.7286% | 0% | 1 | 0 | 2 | 0% | 0% | 0% | 1 | 21.57% | 0.3023% | 0% | 1 | 10.18% | 0.264% | 0% | 1 | 12.25% | 0.2702% | 0% | 1 | 28.68% | 0.3325% | 0% | 1 | 0.08898% | 0.2373% | 0% | 1 | 2.634% | 0.3325% | 0% | 1 |  | 0.3818% | 0% | 1 | 8.1975 | 0.784% | 0% | 1 | 45.01% | 0.7286% | 0% | 1 | 0 | 2 | 0% | 0% | 0% | 1 | 22.68% | 0.1701% | 0% | 1 | 7.175% | 0.1417% | 0% | 1 | 10.48% | 0.1469% | 0% | 1 | 28.61% | 0.1842% | 0% | 1 | 2.629% | 0.1351% | 0% | 1 | 2.373% | 0.1842% | 0% | 1
20 | Kearney | SPGE | 0 | 0 | 10 | 0% | 0% | 1 | 17 | 0% | 0% | 2 | 67.98% | 0% | 0% | 2 | 0 | 2 | 0% | 0% | 0% | 1 | 0% | 0% | 0% | 1 | 0% | 0% | 0% | 1 | 0% | 0% | 0% | 1 | 0% | 0% | 0% | 1 | 0% | 0% | 0% | 1 | 0.05182% | 0% | 0% | 1 |  | 0% | 0% | 1 | 18.625 | 0% | 0% | 2 | 69% | 0% | 0% | 2 | 0 | 2 | 0% | 0% | 0% | 1 | 2.183% | 0% | 0% | 1 | 0.4046% | 0% | 0% | 1 | 0.4046% | 0% | 0% | 1 | 2.588% | 0% | 0% | 1 | 0% | 0% | 0% | 1 | 0.3365% | 0% | 0% | 1 |  | 0% | 0% | 1 | 17.3417 | 0% | 0% | 2 | 62.13% | 0% | 0% | 2 | 0 | 2 | 0% | 0% | 0% | 1 | 6.556% | 0% | 0% | 1 | 8.268% | 0% | 0% | 1 | 8.268% | 0% | 0% | 1 | 12.92% | 0% | 0% | 1 | 0% | 0% | 0% | 1 | 1.436% | 0% | 0% | 1 |  | 0% | 0% | 1 | 15.7874 | 0% | 0% | 2 | 51.15% | 0% | 0% | 2 | 0 | 2 | 0% | 0% | 0% | 1 | 16.39% | 0% | 0% | 1 | 15.97% | 0% | 0% | 1 | 16.74% | 0% | 0% | 1 | 28.07% | 0% | 0% | 1 | 2.384% | 0% | 0% | 1 | 5.763% | 0% | 0% | 1
21 | Kingsburg | SPGE | 0 | 0 | 10 | 0% | 0% | 1 | 17.6982 | 0% | 0% | 2 | 69.2% | 0% | 0% | 2 | 0 | 2 | 0% | 0% | 0% | 1 | 0% | 0% | 0% | 1 | 0% | 0% | 0% | 1 | 0% | 0% | 0% | 1 | 0% | 0% | 0% | 1 | 0% | 0% | 0% | 1 | 3.208% | 0% | 0% | 1 |  | 0% | 0% | 1 | 17.5544 | 0% | 0% | 2 | 60.51% | 0% | 0% | 2 | 0 | 2 | 0% | 0% | 0% | 1 | 0% | 0% | 0% | 1 | 6.355% | 0% | 0% | 1 | 9.423% | 0% | 0% | 1 | 9.423% | 0% | 0% | 1 | 0% | 0% | 0% | 1 | 2.187% | 0% | 0% | 1 |  | 0% | 0% | 1 | 18 | 0% | 0% | 2 | 61.61% | 0% | 0% | 2 | 0 | 2 | 0% | 0% | 0% | 1 | 0% | 0% | 0% | 1 | 7.119% | 0% | 0% | 1 | 9.301% | 0% | 0% | 1 | 9.301% | 0% | 0% | 1 | 0.01896% | 0% | 0% | 1 | 2.099% | 0% | 0% | 1 |  | 0% | 0% | 1 | 17.1877 | 0% | 0% | 2 | 57.3% | 0% | 0% | 2 | 0 | 2 | 0% | 0% | 0% | 1 | 4.215% | 0% | 0% | 1 | 10.35% | 0% | 0% | 1 | 14.82% | 0% | 0% | 1 | 16.21% | 0% | 0% | 1 | 0.1988% | 0% | 0% | 1 | 2.322% | 0% | 0% | 1
22 | Malaga | SPGE | 0 | 0 | 10 | 0% | 0% | 1 | 27.3 | 0% | 0% | 3 | 67.84% | 0% | 0% | 2 | 0 | 2 | 0% | 0% | 0% | 1 | 0% | 0% | 0% | 1 | 0% | 0% | 0% | 1 | 0% | 0% | 0% | 1 | 0% | 0% | 0% | 1 | 0% | 0% | 0% | 1 | 0.1328% | 0% | 0% | 1 |  | 0% | 0% | 1 | 24.9 | 0% | 0% | 3 | 71.01% | 0% | 0% | 2 | 0 | 2 | 0% | 0% | 0% | 1 | 0% | 0% | 0% | 1 | 0% | 0% | 0% | 1 | 0% | 0% | 0% | 1 | 0% | 0% | 0% | 1 | 0% | 0% | 0% | 1 | 0.4354% | 0% | 0% | 1 |  | 0% | 0% | 1 | 21.4715 | 0% | 0% | 3 | 64.26% | 0% | 0% | 2 | 0 | 2 | 0% | 0% | 0% | 1 | 7.166% | 0% | 0% | 1 | 9.912% | 0% | 0% | 1 | 10.73% | 0% | 0% | 1 | 11.88% | 0% | 0% | 1 | 0.51% | 0% | 0% | 1 | 4.492% | 0% | 0% | 1 |  | 0% | 0% | 1 | 19.2222 | 0% | 0% | 2 | 52.74% | 0% | 0% | 2 | 0 | 2 | 0.3752% | 0% | 0.3752% | 1 | 18.02% | 0% | 0% | 1 | 12.72% | 0% | 0% | 1 | 13.5% | 0% | 0% | 1 | 24.29% | 0% | 0% | 1 | 8.642% | 0% | 0% | 1 | 6.147% | 0% | 0% | 1
23 | McCall | SPGE | 0 | 0 | 10 | 0% | 0% | 1 | 22.6295 | 0% | 0% | 3 | 80.36% | 0% | 0% | 3 | 0 | 2 | 0% | 0% | 0% | 1 | 0% | 0% | 0% | 1 | 0% | 0% | 0% | 1 | 0% | 0% | 0% | 1 | 0% | 0% | 0% | 1 | 0% | 0% | 0% | 1 | 0.214% | 0% | 0% | 1 |  | 0% | 0% | 1 | 22.1923 | 0% | 0% | 3 | 75.01% | 0% | 0% | 3 | 0 | 2 | 0% | 0% | 0% | 1 | 0% | 0% | 0% | 1 | 0% | 0% | 0% | 1 | 0% | 0% | 0% | 1 | 0% | 0% | 0% | 1 | 0% | 0% | 0% | 1 | 1.584% | 0% | 0% | 1 |  | 0% | 0% | 1 | 21.9121 | 0% | 0% | 3 | 65.77% | 0% | 0% | 2 | 0 | 2 | 0% | 0% | 0% | 1 | 1.54% | 0% | 0% | 1 | 3.023% | 0% | 0% | 1 | 4.242% | 0% | 0% | 1 | 4.599% | 0% | 0% | 1 | 0.1567% | 0% | 0% | 1 | 2.399% | 0% | 0% | 1 |  | 0% | 0% | 1 | 18.5 | 0% | 0% | 2 | 54.03% | 0% | 0% | 2 | 0 | 2 | 0.9617% | 0% | 0.9617% | 1 | 11.75% | 0% | 0% | 1 | 12.87% | 0% | 0% | 1 | 16.23% | 0% | 0% | 1 | 21% | 0% | 0% | 1 | 4.121% | 0% | 0% | 1 | 4.21% | 0% | 0% | 1
24 | Mc Mullin | SPGE | 0 | 0 | 10 | 0% | 0% | 1 | 7 | 0% | 0% | 1 | 31.22% | 0% | 0% | 1 | 0 | 2 | 0% | 0% | 0% | 1 | 0.8596% | 0% | 0% | 1 | 0.5444% | 0% | 0% | 1 | 0.5444% | 0% | 0% | 1 | 1.202% | 0% | 0% | 1 | 0% | 0% | 0% | 1 | 1.882% | 0% | 0% | 1 |  | 0% | 0% | 1 | 9.25 | 0% | 0% | 1 | 48.7% | 0% | 0% | 1 | 0 | 2 | 0% | 0% | 0% | 1 | 14.69% | 0% | 0% | 1 | 7.509% | 0% | 0% | 1 | 7.509% | 0% | 0% | 1 | 17.72% | 0% | 0% | 1 | 0% | 0% | 0% | 1 | 1.428% | 0% | 0% | 1 |  | 0% | 0% | 1 | 11.3029 | 0% | 0% | 1 | 47.33% | 0% | 0% | 1 | 0 | 2 | 0% | 0% | 0% | 1 | 15.1% | 0% | 0% | 1 | 7.956% | 0% | 0% | 1 | 8.376% | 0% | 0% | 1 | 20.95% | 0% | 0% | 1 | 0% | 0% | 0% | 1 | 1.464% | 0% | 0% | 1 |  | 0% | 0% | 1 | 11.0272 | 0% | 0% | 1 | 49.55% | 0% | 0% | 1 | 0 | 2 | 0% | 0% | 0% | 1 | 15.99% | 0% | 0% | 1 | 6.149% | 0% | 0% | 1 | 7.004% | 0% | 0% | 1 | 20% | 0% | 0% | 1 | 0.04575% | 0% | 0% | 1 | 1.944% | 0% | 0% | 1
25 | Mendota | SPGE | 0 | 0 | 10 | 0% | 0% | 1 | 6.8382 | 0% | 0% | 1 | 50.18% | 0% | 0% | 2 | 0 | 2 | 0% | 0% | 0% | 1 | 0.05761% | 0% | 0% | 1 | 3.976% | 0% | 0% | 1 | 21.35% | 0% | 0% | 1 | 23.37% | 0% | 0% | 1 | 0% | 0% | 0% | 1 | 0.2026% | 0% | 0% | 1 |  | 0% | 0% | 1 | 7.3042 | 0% | 0% | 1 | 46.23% | 0% | 0% | 1 | 0 | 2 | 0% | 0% | 0% | 1 | 12.67% | 0% | 0% | 1 | 4.996% | 0% | 0% | 1 | 12.83% | 0% | 0% | 1 | 24.18% | 0% | 0% | 1 | 0.1786% | 0% | 0% | 1 | 2.645% | 0% | 0% | 1 |  | 0% | 0% | 1 | 7.0616 | 0% | 0% | 1 | 37.26% | 0% | 0% | 1 | 0 | 2 | 0% | 0% | 0% | 1 | 31.88% | 0% | 0% | 1 | 8.69% | 0% | 0% | 1 | 18.39% | 0% | 0% | 1 | 41.29% | 0% | 0% | 1 | 3.171% | 0% | 0% | 1 | 4.874% | 0% | 0% | 1 |  | 0% | 0% | 1 | 6.9124 | 0% | 0% | 1 | 33.68% | 0% | 0% | 1 | 0 | 2 | 0% | 0% | 0% | 1 | 37.72% | 0% | 0% | 1 | 11.65% | 0% | 0% | 1 | 21.54% | 0% | 0% | 1 | 47.12% | 0% | 0% | 1 | 9.924% | 0% | 0% | 1 | 5.573% | 0% | 0% | 1
26 | Oro Loma | SPGE | 75 | 750 | 5 | 2.67% | 0% | 1 | 7 | 17.59% | 0% | 1 | 36.81% | 2.624% | 0% | 1 | 0 | 2 | 0% | 0% | 0% | 1 | 0% | 1.559% | 0% | 1 | 0% | 1.559% | 0% | 1 | 12.23% | 1.777% | 0% | 1 | 12.23% | 1.777% | 0% | 1 | 0% | 1.559% | 0% | 1 | 1.211% | 1.777% | 0% | 1 |  | 0.8262% | 0% | 1 | 7.9507 | 6.005% | 0% | 1 | 36.19% | 0.589% | 0% | 1 | 0 | 2 | 0% | 0% | 0% | 1 | 10.82% | 0.4853% | 0% | 1 | 1.003% | 0.4372% | 0% | 1 | 6.546% | 0.4631% | 0% | 1 | 14.55% | 0.5065% | 0% | 1 | 3.575% | 0.4489% | 0% | 1 | 2.792% | 0.5065% | 0% | 1 |  | 0.6365% | 0% | 1 | 7.6826 | 1.039% | 0% | 1 | 39.42% | 0.589% | 0% | 1 | 0 | 2 | 0% | 0% | 0% | 1 | 32.59% | 0.2848% | 0% | 1 | 3.18% | 0.1983% | 0% | 1 | 12.95% | 0.2205% | 0% | 1 | 38.74% | 0.3134% | 0% | 1 | 10.16% | 0.2137% | 0% | 1 | 4.227% | 0.3134% | 0% | 1 |  | 0.4808% | 0% | 1 | 7.125 | 0.4903% | 0% | 1 | 36.98% | 0.589% | 0% | 1 | 0 | 2 | 0.00789% | 0% | 0.00789% | 1 | 42.81% | 0.1964% | 0% | 1 | 12.8% | 0.1288% | 0% | 1 | 20.56% | 0.1414% | 0% | 1 | 49.53% | 0.2226% | 0% | 1 | 14.91% | 0.132% | 0% | 1 | 4.795% | 0.2226% | 0% | 1
27 | Panoche | SPGE | 700 | 7000 | 10 | 211.2% | 8.498% | 4 | 7.32 | 272.8% | 10.16% | 3 | 79.33% | 115.9% | 2.599% | 4 | 0 | 2 | 0% | 0% | 0% | 1 | 12.05% | 17.05% | 0% | 1 | 10.23% | 16.7% | 0% | 1 | 24.63% | 19.89% | 0% | 1 | 30.86% | 21.69% | 0% | 2 | 1.65% | 15.25% | 0% | 1 | 0.6978% | 21.69% | 0% | 2 |  | 21.86% | 0% | 2 | 6.5518 | 29.31% | 0% | 2 | 57.7% | 18.97% | 0% | 2 | 0 | 2 | 0% | 0% | 0% | 1 | 22.56% | 5.53% | 0% | 1 | 10.37% | 4.778% | 0% | 1 | 25.58% | 5.755% | 0% | 1 | 34.9% | 6.578% | 0% | 1 | 10.87% | 4.805% | 0% | 1 | 0.4087% | 6.578% | 0% | 1 |  | 7.346% | 0% | 1 | 6.1605 | 7.734% | 0% | 1 | 35.99% | 18.97% | 0% | 1 | 0 | 2 | 0.001131% | 0% | 0.001131% | 1 | 36.8% | 3.048% | 0% | 1 | 13.47% | 2.227% | 0% | 1 | 27.45% | 2.656% | 0% | 1 | 46.91% | 3.629% | 0% | 1 | 23.75% | 2.527% | 0% | 1 | 1.006% | 3.629% | 0% | 1 |  | 4.416% | 0% | 1 | 6.1233 | 4.044% | 0% | 1 | 30.85% | 18.97% | 0% | 1 | 0 | 2 | 3.193% | 0% | 3.193% | 1 | 44.69% | 1.994% | 0% | 1 | 13.63% | 1.277% | 0% | 1 | 25.12% | 1.473% | 0% | 1 | 51.68% | 2.282% | 0% | 2 | 27.05% | 1.511% | 0% | 1 | 2.462% | 2.282% | 0% | 1
28 | Reedley | SPGE | 0 | 0 | 10 | 0% | 0% | 1 | 23 | 0% | 0% | 3 | 48.95% | 0% | 0% | 1 | 0 | 2 | 0% | 0% | 0% | 1 | 2.369% | 0% | 0% | 1 | 12.21% | 0% | 0% | 1 | 23.74% | 0% | 0% | 1 | 23.74% | 0% | 0% | 1 | 0.5005% | 0% | 0% | 1 | 1.123% | 0% | 0% | 1 |  | 0% | 0% | 1 | 19.5 | 0% | 0% | 2 | 43.5% | 0% | 0% | 1 | 0 | 2 | 10.48% | 0% | 10.48% | 1 | 26.94% | 0% | 0% | 1 | 20.55% | 0% | 0% | 1 | 29.36% | 0% | 0% | 1 | 38.81% | 0% | 0% | 1 | 10.5% | 0% | 0% | 1 | 3.085% | 0% | 0% | 1 |  | 0% | 0% | 1 | 17.8094 | 0% | 0% | 2 | 38.65% | 0% | 0% | 1 | 0 | 2 | 17.86% | 0% | 17.86% | 1 | 32.26% | 0% | 0% | 1 | 21.52% | 0% | 0% | 1 | 29.53% | 0% | 0% | 1 | 49.66% | 0% | 0% | 1 | 17.69% | 0% | 0% | 1 | 4.153% | 0% | 0% | 1 |  | 0% | 0% | 1 | 17.4542 | 0% | 0% | 2 | 35.31% | 0% | 0% | 1 | 0 | 2 | 22.49% | 0% | 22.49% | 2 | 30.21% | 0% | 0% | 1 | 19.03% | 0% | 0% | 1 | 26.6% | 0% | 0% | 1 | 45.35% | 0% | 0% | 1 | 22.5% | 0% | 0% | 1 | 3.9% | 0% | 0% | 1
29 | Sanger | SPGE | 0 | 0 | 10 | 0% | 0% | 1 | 25.1524 | 0% | 0% | 3 | 58.59% | 0% | 0% | 2 | 0 | 2 | 0% | 0% | 0% | 1 | 0% | 0% | 0% | 1 | 0% | 0% | 0% | 1 | 0% | 0% | 0% | 1 | 0% | 0% | 0% | 1 | 0% | 0% | 0% | 1 | 1.278% | 0% | 0% | 1 |  | 0% | 0% | 1 | 24.0513 | 0% | 0% | 3 | 58.96% | 0% | 0% | 2 | 0 | 2 | 0% | 0% | 0% | 1 | 10.68% | 0% | 0% | 1 | 14.18% | 0% | 0% | 1 | 17.63% | 0% | 0% | 1 | 19.6% | 0% | 0% | 1 | 0.6147% | 0% | 0% | 1 | 5.602% | 0% | 0% | 1 |  | 0% | 0% | 1 | 22.5464 | 0% | 0% | 3 | 52.3% | 0% | 0% | 2 | 0 | 2 | 1.866% | 0% | 1.866% | 1 | 26.42% | 0% | 0% | 1 | 15.79% | 0% | 0% | 1 | 18% | 0% | 0% | 1 | 31.93% | 0% | 0% | 1 | 11.92% | 0% | 0% | 1 | 7.375% | 0% | 0% | 1 |  | 0% | 0% | 1 | 20 | 0% | 0% | 3 | 44.13% | 0% | 0% | 1 | 0 | 2 | 8.969% | 0% | 8.969% | 1 | 30.2% | 0% | 0% | 1 | 16.11% | 0% | 0% | 1 | 18.85% | 0% | 0% | 1 | 36.69% | 0% | 0% | 1 | 16.97% | 0% | 0% | 1 | 5.981% | 0% | 0% | 1
30 | Schindler | SPGE | 0 | 0 | 10 | 0% | 0% | 1 | 5.9019 | 0% | 0% | 1 | 27.41% | 0% | 0% | 1 | 0 | 2 | 0% | 0% | 0% | 1 | 0% | 0% | 0% | 1 | 0% | 0% | 0% | 1 | 0% | 0% | 0% | 1 | 0% | 0% | 0% | 1 | 0% | 0% | 0% | 1 | 0.07203% | 0% | 0% | 1 |  | 0% | 0% | 1 | 6 | 0% | 0% | 1 | 46.89% | 0% | 0% | 1 | 0 | 2 | 0% | 0% | 0% | 1 | 8.977% | 0% | 0% | 1 | 0.2559% | 0% | 0% | 1 | 1.623% | 0% | 0% | 1 | 10.59% | 0% | 0% | 1 | 0% | 0% | 0% | 1 | 0.4872% | 0% | 0% | 1 |  | 0% | 0% | 1 | 6.8852 | 0% | 0% | 1 | 51.16% | 0% | 0% | 2 | 0 | 2 | 0% | 0% | 0% | 1 | 19.74% | 0% | 0% | 1 | 4.741% | 0% | 0% | 1 | 7.955% | 0% | 0% | 1 | 23.49% | 0% | 0% | 1 | 3.203% | 0% | 0% | 1 | 0.8589% | 0% | 0% | 1 |  | 0% | 0% | 1 | 7.5469 | 0% | 0% | 1 | 46.52% | 0% | 0% | 1 | 0 | 2 | 0% | 0% | 0% | 1 | 25.78% | 0% | 0% | 1 | 3.91% | 0% | 0% | 1 | 8.759% | 0% | 0% | 1 | 29.31% | 0% | 0% | 1 | 6.083% | 0% | 0% | 1 | 1.273% | 0% | 0% | 1
31 | Wahtoke | SPGE | 0 | 0 | 10 | 0% | 0% | 1 | 23.2591 | 0% | 0% | 3 | 73.15% | 0% | 0% | 2 | 0 | 2 | 0% | 0% | 0% | 1 | 0% | 0% | 0% | 1 | 0.00417% | 0% | 0% | 1 | 0.00417% | 0% | 0% | 1 | 0.00417% | 0% | 0% | 1 | 0% | 0% | 0% | 1 | 3.521% | 0% | 0% | 1 |  | 0% | 0% | 1 | 21.126 | 0% | 0% | 3 | 55.97% | 0% | 0% | 2 | 0 | 2 | 0.5203% | 0% | 0.5203% | 1 | 12.14% | 0% | 0% | 1 | 17.06% | 0% | 0% | 1 | 22.45% | 0% | 0% | 1 | 23.5% | 0% | 0% | 1 | 1.532% | 0% | 0% | 1 | 3.909% | 0% | 0% | 1 |  | 0% | 0% | 1 | 19.3521 | 0% | 0% | 2 | 45.21% | 0% | 0% | 1 | 0 | 2 | 9.732% | 0% | 9.732% | 1 | 23.9% | 0% | 0% | 1 | 17.94% | 0% | 0% | 1 | 24.7% | 0% | 0% | 1 | 37.28% | 0% | 0% | 1 | 11.02% | 0% | 0% | 1 | 3.912% | 0% | 0% | 1 |  | 0% | 0% | 1 | 18 | 0% | 0% | 2 | 40.09% | 0% | 0% | 1 | 0 | 2 | 15.82% | 0% | 15.82% | 1 | 28.4% | 0% | 0% | 1 | 18.55% | 0% | 0% | 1 | 24.78% | 0% | 0% | 1 | 41.85% | 0% | 0% | 1 | 17.31% | 0% | 0% | 1 | 4.156% | 0% | 0% | 1
32 | West Fresno | SPGE | 0 | 0 | 10 | 0% | 0% | 1 | 22.8 | 0% | 0% | 3 | 76.66% | 0% | 0% | 3 | 0 | 2 | 0% | 0% | 0% | 1 | 0% | 0% | 0% | 1 | 0% | 0% | 0% | 1 | 0% | 0% | 0% | 1 | 0% | 0% | 0% | 1 | 0% | 0% | 0% | 1 | 0.008238% | 0% | 0% | 1 |  | 0% | 0% | 1 | 21.8975 | 0% | 0% | 3 | 70.59% | 0% | 0% | 2 | 0 | 2 | 0% | 0% | 0% | 1 | 0.2337% | 0% | 0% | 1 | 0.1725% | 0% | 0% | 1 | 0.1725% | 0% | 0% | 1 | 0.2337% | 0% | 0% | 1 | 0% | 0% | 0% | 1 | 0.2176% | 0% | 0% | 1 |  | 0% | 0% | 1 | 21 | 0% | 0% | 3 | 63.58% | 0% | 0% | 2 | 0 | 2 | 0% | 0% | 0% | 1 | 6.538% | 0% | 0% | 1 | 6.877% | 0% | 0% | 1 | 6.689% | 0% | 0% | 1 | 10.87% | 0% | 0% | 1 | 0.01561% | 0% | 0% | 1 | 1.86% | 0% | 0% | 1 |  | 0% | 0% | 1 | 17.5 | 0% | 0% | 2 | 52.1% | 0% | 0% | 2 | 0 | 2 | 0% | 0% | 0% | 1 | 15.79% | 0% | 0% | 1 | 18.79% | 0% | 0% | 1 | 19.38% | 0% | 0% | 1 | 28.38% | 0% | 0% | 1 | 6.255% | 0% | 0% | 1 | 7.534% | 0% | 0% | 1
33 | Glenn | NORTHERN CALIFORNIA | 0 | 0 | 10 | 0% | 0% | 1 | 16.6375 | 0% | 0% | 2 | 64.8% | 0% | 0% | 2 | 0 | 2 | 0% | 0% | 0% | 1 | 46.4% | 0% | 0% | 1 | 0% | 0% | 0% | 1 | 0% | 0% | 0% | 1 | 46.4% | 0% | 0% | 1 | 1.938% | 0% | 0% | 1 | 13.62% | 0% | 0% | 1 |  | 0% | 0% | 1 | 10.952 | 0% | 0% | 1 | 56.69% | 0% | 0% | 2 | 0 | 2 | 0% | 0% | 0% | 1 | 51.2% | 0% | 0% | 2 | 0.6057% | 0% | 0% | 1 | 1.012% | 0% | 0% | 1 | 51.7% | 0% | 0% | 2 | 3.042% | 0% | 0% | 1 | 15.31% | 0% | 0% | 1 |  | 0% | 0% | 1 | 9.9279 | 0% | 0% | 1 | 46.94% | 0% | 0% | 1 | 0 | 2 | 0.483% | 0% | 0.483% | 1 | 51.06% | 0% | 0% | 2 | 3.405% | 0% | 0% | 1 | 6.398% | 0% | 0% | 1 | 55.81% | 0% | 0% | 2 | 8.953% | 0% | 0% | 1 | 16.18% | 0% | 0% | 1 |  | 0% | 0% | 1 | 9 | 0% | 0% | 1 | 36.29% | 0% | 0% | 1 | 0 | 2 | 8.081% | 0% | 8.081% | 1 | 46.59% | 0% | 0% | 1 | 4.498% | 0% | 0% | 1 | 8.056% | 0% | 0% | 1 | 51.79% | 0% | 0% | 2 | 23.72% | 0% | 0% | 1 | 15.13% | 0% | 0% | 1
34 | Bridgeville | NORTHERN CALIFORNIA | 0 | 0 | 10 | 0% | 0% | 1 | 6.9883 | 0% | 0% | 1 | 0% | 0% | 0% | 1 | 0 | 2 | 31.34% | 24.67% | 56.01% | 4 | 37.69% | 0% | 0% | 1 | 5.915% | 0% | 0% | 1 | 5.915% | 0% | 0% | 1 | 43.61% | 0% | 0% | 1 | 78.74% | 0% | 0% | 3 | 0.7944% | 0% | 0% | 1 |  | 0% | 0% | 1 | 6 | 0% | 0% | 1 | 0% | 0% | 0% | 1 | 0 | 2 | 39.61% | 15.55% | 55.17% | 3 | 22.65% | 0% | 0% | 1 | 21.04% | 0% | 0% | 1 | 26.44% | 0% | 0% | 1 | 44.58% | 0% | 0% | 1 | 80.13% | 0% | 0% | 3 | 0.4992% | 0% | 0% | 1 |  | 0% | 0% | 1 | 6.0661 | 0% | 0% | 1 | 0% | 0% | 0% | 1 | 0 | 2 | 60.76% | 9.319% | 70.08% | 3 | 19.87% | 0% | 0% | 1 | 23.34% | 0% | 0% | 1 | 30.06% | 0% | 0% | 1 | 43.23% | 0% | 0% | 1 | 78.51% | 0% | 0% | 3 | 1.081% | 0% | 0% | 1 |  | 0% | 0% | 1 | 6.0873 | 0% | 0% | 1 | 0% | 0% | 0% | 1 | 0 | 2 | 68.51% | 5.682% | 74.19% | 3 | 15.78% | 0% | 0% | 1 | 20.62% | 0% | 0% | 1 | 27.03% | 0% | 0% | 1 | 37.12% | 0% | 0% | 1 | 78.84% | 0% | 0% | 3 | 1.557% | 0% | 0% | 1
35 | Humboldt | NORTHERN CALIFORNIA | 0 | 0 | 10 | 0% | 0% | 1 | 36.1615 | 0% | 0% | 4 | 0% | 0% | 0% | 1 | 0 | 2 | 70.49% | 0% | 70.49% | 3 | 0.958% | 0% | 0% | 1 | 55.42% | 0% | 0% | 2 | 61.85% | 0% | 0% | 2 | 62.8% | 0% | 0% | 2 | 41.81% | 0% | 0% | 1 | 6.658% | 0% | 0% | 1 |  | 0% | 0% | 1 | 15.7718 | 0% | 0% | 2 | 0% | 0% | 0% | 1 | 0 | 2 | 59.31% | 0% | 59.31% | 3 | 4.854% | 0% | 0% | 1 | 41.67% | 0% | 0% | 1 | 51.38% | 0% | 0% | 2 | 53.1% | 0% | 0% | 2 | 51.12% | 0% | 0% | 2 | 10.82% | 0% | 0% | 1 |  | 0% | 0% | 1 | 10.9982 | 0% | 0% | 1 | 0% | 0% | 0% | 1 | 0 | 2 | 43.26% | 0% | 43.26% | 2 | 4.649% | 0% | 0% | 1 | 37.64% | 0% | 0% | 1 | 42.96% | 0% | 0% | 1 | 44.82% | 0% | 0% | 1 | 49.31% | 0% | 0% | 1 | 12.58% | 0% | 0% | 1 |  | 0% | 0% | 1 | 9.5959 | 0% | 0% | 1 | 0% | 0% | 0% | 1 | 0 | 2 | 41.56% | 1.238% | 42.8% | 2 | 4.156% | 0% | 0% | 1 | 31.2% | 0% | 0% | 1 | 35.45% | 0% | 0% | 1 | 37.71% | 0% | 0% | 1 | 48.7% | 0% | 0% | 1 | 12.91% | 0% | 0% | 1
36 | El Centro | GREATER IMPERIAL | 0 | 0 | 0 | 0% | 0% | 1 | 12 | 0% | 0% | 2 | 79.42% | 0% | 0% | 3 | 0 | 2 | 0% | 0% | 0% | 1 | 0% | 0% | 0% | 1 | 0% | 0% | 0% | 1 | 0% | 0% | 0% | 1 | 0% | 0% | 0% | 1 | 0% | 0% | 0% | 1 | 4.321% | 0% | 0% | 1 |  | 0% | 0% | 1 | 10.2742 | 0% | 0% | 1 | 68.32% | 0% | 0% | 2 | 0 | 2 | 0% | 0% | 0% | 1 | 1.399% | 0% | 0% | 1 | 5.327% | 0% | 0% | 1 | 5.327% | 0% | 0% | 1 | 6.726% | 0% | 0% | 1 | 0% | 0% | 0% | 1 | 7.347% | 0% | 0% | 1 |  | 0% | 0% | 1 | 9.6323 | 0% | 0% | 1 | 69.77% | 0% | 0% | 2 | 0 | 2 | 0% | 0% | 0% | 1 | 1.087% | 0% | 0% | 1 | 10.5% | 0% | 0% | 1 | 11.62% | 0% | 0% | 1 | 12.7% | 0% | 0% | 1 | 0.3899% | 0% | 0% | 1 | 6.433% | 0% | 0% | 1 |  | 0% | 0% | 1 | 9.208 | 0% | 0% | 1 | 66.46% | 0% | 0% | 2 | 0 | 2 | 0% | 0% | 0% | 1 | 1.024% | 0% | 0% | 1 | 14.12% | 0% | 0% | 1 | 13.1% | 0% | 0% | 1 | 15.98% | 0% | 0% | 1 | 3.827% | 0% | 0% | 1 | 5.672% | 0% | 0% | 1
37 | High Line | GREATER IMPERIAL | 0 | 0 | 0 | 0% | 0% | 1 | 7.0484 | 0% | 0% | 1 | 78.24% | 0% | 0% | 3 | 0 | 2 | 0% | 0% | 0% | 1 | 0% | 0% | 0% | 1 | 14.15% | 0% | 0% | 1 | 14.15% | 0% | 0% | 1 | 14.15% | 0% | 0% | 1 | 5.043% | 0% | 0% | 1 | 3.7% | 0% | 0% | 1 |  | 0% | 0% | 1 | 8.5485 | 0% | 0% | 1 | 67.73% | 0% | 0% | 2 | 0 | 2 | 0% | 0% | 0% | 1 | 0% | 0% | 0% | 1 | 27.46% | 0% | 0% | 1 | 27.46% | 0% | 0% | 1 | 27.46% | 0% | 0% | 1 | 6.819% | 0% | 0% | 1 | 6.303% | 0% | 0% | 1 |  | 0% | 0% | 1 | 8.6056 | 0% | 0% | 1 | 65.96% | 0% | 0% | 2 | 0 | 2 | 0% | 0% | 0% | 1 | 4.074% | 0% | 0% | 1 | 16.95% | 0% | 0% | 1 | 16.95% | 0% | 0% | 1 | 21.03% | 0% | 0% | 1 | 7.109% | 0% | 0% | 1 | 5.051% | 0% | 0% | 1 |  | 0% | 0% | 1 | 8.6181 | 0% | 0% | 1 | 60.69% | 0% | 0% | 2 | 0 | 2 | 0% | 0% | 0% | 1 | 4.415% | 0% | 0% | 1 | 11.54% | 0% | 0% | 1 | 11.62% | 0% | 0% | 1 | 15.95% | 0% | 0% | 1 | 7.948% | 0% | 0% | 1 | 5.607% | 0% | 0% | 1
38 | Imperial Valley | GREATER IMPERIAL | 92 | 920 | 5 | 32.46% | 0% | 2 | 10.3753 | 1270% | 4.198% | 3 | 64.55% | 26.17% | 0% | 2 | 0 | 2 | 0% | 0% | 0% | 1 | 0% | 4.445% | 0% | 1 | 38.39% | 7.215% | 0% | 1 | 38.39% | 7.215% | 0% | 1 | 38.39% | 7.215% | 0% | 1 | 0.1335% | 4.451% | 0% | 1 | 11.44% | 7.215% | 0% | 1 |  | 6.474% | 0% | 1 | 10.6697 | 48.68% | 0% | 2 | 61.69% | 0% | 0% | 2 | 0 | 2 | 0% | 0% | 0% | 1 | 0% | 1.47% | 0% | 1 | 20.22% | 1.842% | 0% | 1 | 25.16% | 1.964% | 0% | 1 | 25.16% | 1.964% | 0% | 1 | 0.8681% | 1.483% | 0% | 1 | 9.958% | 1.964% | 0% | 1 |  | 3.375% | 0% | 1 | 10.0432 | 5.299% | 0% | 1 | 53.67% | 0% | 0% | 2 | 0 | 2 | 0% | 0% | 0% | 1 | 4.873% | 0.7824% | 0% | 1 | 10.24% | 0.8292% | 0% | 1 | 12.74% | 0.8529% | 0% | 1 | 17.61% | 0.9034% | 0% | 1 | 12.09% | 0.8466% | 0% | 1 | 7.31% | 0.9034% | 0% | 1 |  | 1.748% | 0% | 1 | 9.8826 | 2.847% | 0% | 1 | 53.69% | 0% | 0% | 2 | 0 | 2 | 0% | 0% | 0% | 1 | 5.065% | 0.4295% | 0% | 1 | 7.905% | 0.4427% | 0% | 1 | 8.501% | 0.4456% | 0% | 1 | 14.37% | 0.4762% | 0% | 1 | 11.99% | 0.4633% | 0% | 1 | 6.502% | 0.4762% | 0% | 1
39 | El Segundo | GREATER LA METRO | 0 | 0 | 10 | 0% | 0% | 1 | 5.4479 | 0% | 0% | 1 | 0% | 0% | 0% | 1 | 0 | 2 | 0% | 0% | 0% | 1 | 1.328% | 0% | 0% | 1 | 29.87% | 0% | 0% | 1 | 47.78% | 0% | 0% | 1 | 49.11% | 0% | 0% | 1 | 0% | 0% | 0% | 1 | 0.541% | 0% | 0% | 1 |  | 0% | 0% | 1 | 6.5525 | 0% | 0% | 1 | 0% | 0% | 0% | 1 | 0 | 2 | 18.34% | 0% | 18.34% | 1 | 2.903% | 0% | 0% | 1 | 30.71% | 0% | 0% | 1 | 55.33% | 0% | 0% | 2 | 58.23% | 0% | 0% | 2 | 0% | 0% | 0% | 1 | 0.1735% | 0% | 0% | 1 |  | 0% | 0% | 1 | 10.6584 | 0% | 0% | 1 | 0% | 0% | 0% | 1 | 0 | 2 | 33.27% | 8.119% | 41.39% | 2 | 8.756% | 0% | 0% | 1 | 3.822% | 0% | 0% | 1 | 50.61% | 0% | 0% | 2 | 59.36% | 0% | 0% | 2 | 15.28% | 0% | 0% | 1 | 6.971% | 0% | 0% | 1 |  | 0% | 0% | 1 | 17.2031 | 0% | 0% | 2 | 0% | 0% | 0% | 1 | 0 | 2 | 20.13% | 36.16% | 56.29% | 5 | 11.5% | 0% | 0% | 1 | 19.84% | 0% | 0% | 1 | 43% | 0% | 0% | 1 | 48.63% | 0% | 0% | 1 | 11.38% | 0% | 0% | 1 | 8.873% | 0% | 0% | 1
40 | Arco | SPGE | 499 | 4990 | 10 | 512.2% | 8.356% | 4 | 7.8558 | 75.13% | 0% | 2 | 33.4% | 110.4% | 2.876% | 4 | 0 | 2 | 0% | 0% | 0% | 1 | 78.76% | 47.92% | 0% | 3 | 0.2424% | 10.2% | 0% | 1 | 0.4145% | 10.22% | 0% | 1 | 78.76% | 47.92% | 0% | 3 | 1.512% | 10.33% | 0% | 1 | 0.2787% | 47.92% | 0% | 2 |  | 20.35% | 0% | 2 | 7.2009 | 16.07% | 0% | 1 | 31.9% | 16.63% | 0% | 1 | 0 | 2 | 0.4955% | 0% | 0.4955% | 1 | 67.7% | 8.724% | 0% | 2 | 4.949% | 2.964% | 0% | 1 | 11.38% | 3.18% | 0% | 1 | 71.02% | 9.722% | 0% | 3 | 2.562% | 2.892% | 0% | 1 | 1.768% | 9.722% | 0% | 1 |  | 6.805% | 0% | 1 | 6.9303 | 5.338% | 0% | 1 | 18.71% | 16.63% | 0% | 1 | 0 | 2 | 1.957% | 0% | 1.957% | 1 | 66.64% | 3.851% | 0% | 2 | 2.851% | 1.322% | 0% | 1 | 11.16% | 1.446% | 0% | 1 | 71.63% | 4.527% | 0% | 3 | 8.201% | 1.399% | 0% | 1 | 3.259% | 4.527% | 0% | 1 |  | 3.952% | 0% | 1 | 6.7531 | 2.253% | 0% | 1 | 14.43% | 16.63% | 0% | 1 | 0 | 2 | 1.302% | 0% | 1.302% | 1 | 64.93% | 2.121% | 0% | 2 | 4.927% | 0.7823% | 0% | 1 | 14.63% | 0.8712% | 0% | 1 | 71.27% | 2.589% | 0% | 3 | 15.91% | 0.8845% | 0% | 1 | 3.04% | 2.589% | 0% | 1
41 | Bakersfield | SPGE | 0 | 0 | 10 | 0% | 0% | 1 | 13.421 | 0% | 0% | 2 | 5.815% | 0% | 0% | 1 | 0 | 2 | 0% | 0% | 0% | 1 | 78.91% | 0% | 0% | 3 | 6.246% | 0% | 0% | 1 | 29.64% | 0% | 0% | 1 | 78.91% | 0% | 0% | 3 | 0% | 0% | 0% | 1 | 0.9006% | 0% | 0% | 1 |  | 0% | 0% | 1 | 18.6425 | 0% | 0% | 2 | 32.01% | 0% | 0% | 1 | 0 | 2 | 2.539% | 0% | 2.539% | 1 | 44.49% | 0% | 0% | 1 | 10.4% | 0% | 0% | 1 | 20.91% | 0% | 0% | 1 | 50.23% | 0% | 0% | 2 | 7.199% | 0% | 0% | 1 | 1.146% | 0% | 0% | 1 |  | 0% | 0% | 1 | 11.75 | 0% | 0% | 1 | 39.77% | 0% | 0% | 1 | 0 | 2 | 16.95% | 0% | 16.95% | 1 | 40.17% | 0% | 0% | 1 | 14.26% | 0% | 0% | 1 | 28.68% | 0% | 0% | 1 | 51.01% | 0% | 0% | 2 | 14.25% | 0% | 0% | 1 | 4.412% | 0% | 0% | 1 |  | 0% | 0% | 1 | 9.034 | 0% | 0% | 1 | 42.36% | 0% | 0% | 1 | 0 | 2 | 20.42% | 0% | 20.42% | 2 | 40.62% | 0% | 0% | 1 | 22.42% | 0% | 0% | 1 | 35.63% | 0% | 0% | 1 | 55.99% | 0% | 0% | 2 | 17.99% | 0% | 0% | 1 | 4.343% | 0% | 0% | 1
42 | Charca | SPGE | 0 | 0 | 10 | 0% | 0% | 1 | 6 | 0% | 0% | 1 | 93.85% | 0% | 0% | 3 | 0 | 2 | 0% | 0% | 0% | 1 | 52.32% | 0% | 0% | 2 | 0% | 0% | 0% | 1 | 0.161% | 0% | 0% | 1 | 52.32% | 0% | 0% | 2 | 0% | 0% | 0% | 1 | 0.736% | 0% | 0% | 1 |  | 0% | 0% | 1 | 8.8435 | 0% | 0% | 1 | 78.96% | 0% | 0% | 3 | 0 | 2 | 0% | 0% | 0% | 1 | 27.22% | 0% | 0% | 1 | 0.06584% | 0% | 0% | 1 | 13.63% | 0% | 0% | 1 | 37.45% | 0% | 0% | 1 | 0.1134% | 0% | 0% | 1 | 0.7629% | 0% | 0% | 1 |  | 0% | 0% | 1 | 10 | 0% | 0% | 1 | 67.05% | 0% | 0% | 2 | 0 | 2 | 0% | 0% | 0% | 1 | 18.79% | 0% | 0% | 1 | 2.398% | 0% | 0% | 1 | 22.43% | 0% | 0% | 1 | 37.86% | 0% | 0% | 1 | 0.07396% | 0% | 0% | 1 | 3.949% | 0% | 0% | 1 |  | 0% | 0% | 1 | 10.1667 | 0% | 0% | 1 | 58.46% | 0% | 0% | 2 | 0 | 2 | 0.9235% | 0% | 0.9235% | 1 | 23.32% | 0% | 0% | 1 | 9.32% | 0% | 0% | 1 | 30.93% | 0% | 0% | 1 | 46.1% | 0% | 0% | 1 | 2.05% | 0% | 0% | 1 | 4.735% | 0% | 0% | 1
43 | Columbus | SPGE | 0 | 0 | 10 | 0% | 0% | 1 | 15.6588 | 0% | 0% | 2 | 7.434% | 0% | 0% | 1 | 0 | 2 | 0.0009266% | 0% | 0.0009266% | 1 | 79.07% | 0% | 0% | 3 | 38.51% | 0% | 0% | 1 | 44.73% | 0% | 0% | 1 | 79.33% | 0% | 0% | 3 | 5.922% | 0% | 0% | 1 | 1.83% | 0% | 0% | 1 |  | 0% | 0% | 1 | 10.6208 | 0% | 0% | 1 | 22.31% | 0% | 0% | 1 | 0 | 2 | 23.8% | 0% | 23.8% | 2 | 60.48% | 0% | 0% | 2 | 17.74% | 0% | 0% | 1 | 26.79% | 0% | 0% | 1 | 63.44% | 0% | 0% | 2 | 22.72% | 0% | 0% | 1 | 1.838% | 0% | 0% | 1 |  | 0% | 0% | 1 | 11.3846 | 0% | 0% | 1 | 32.45% | 0% | 0% | 1 | 0 | 2 | 29.15% | 0% | 29.15% | 2 | 49.01% | 0% | 0% | 1 | 14.73% | 0% | 0% | 1 | 27.27% | 0% | 0% | 1 | 54.71% | 0% | 0% | 2 | 25.18% | 0% | 0% | 1 | 2.379% | 0% | 0% | 1 |  | 0% | 0% | 1 | 8.826 | 0% | 0% | 1 | 37.14% | 0% | 0% | 1 | 0 | 2 | 28.45% | 0.4355% | 28.89% | 2 | 47.78% | 0% | 0% | 1 | 22.03% | 0% | 0% | 1 | 34.6% | 0% | 0% | 1 | 58.93% | 0% | 0% | 2 | 25.14% | 0% | 0% | 1 | 3.457% | 0% | 0% | 1
44 | Elk Hills | SPGE | 0 | 0 | 10 | 0% | 0% | 1 | 5.0028 | 0% | 0% | 1 | 2.16% | 0% | 0% | 1 | 0 | 2 | 0% | 0% | 0% | 1 | 30.36% | 0% | 0% | 1 | 89.14% | 0% | 0% | 3 | 100% | 0% | 0% | 5 | 100% | 0% | 0% | 5 | 0% | 0% | 0% | 1 | 0.1134% | 0% | 0% | 1 |  | 0% | 0% | 1 | 5.25 | 0% | 0% | 1 | 19.87% | 0% | 0% | 1 | 0 | 2 | 0% | 0% | 0% | 1 | 37.26% | 0% | 0% | 1 | 61.69% | 0% | 0% | 2 | 90.65% | 0% | 0% | 4 | 92.01% | 0% | 0% | 4 | 0.769% | 0% | 0% | 1 | 8.516% | 0% | 0% | 1 |  | 0% | 0% | 1 | 8.1943 | 0% | 0% | 1 | 38.62% | 0% | 0% | 1 | 0 | 2 | 0% | 0% | 0% | 1 | 26.37% | 0% | 0% | 1 | 41.53% | 0% | 0% | 1 | 68.81% | 0% | 0% | 2 | 73.41% | 0% | 0% | 3 | 0.6566% | 0% | 0% | 1 | 7.594% | 0% | 0% | 1 |  | 0% | 0% | 1 | 8.5709 | 0% | 0% | 1 | 43% | 0% | 0% | 1 | 0 | 2 | 0% | 0% | 0% | 1 | 18.94% | 0% | 0% | 1 | 30.49% | 0% | 0% | 1 | 56.85% | 0% | 0% | 2 | 61.43% | 0% | 0% | 2 | 3.932% | 0% | 0% | 1 | 5.279% | 0% | 0% | 1
45 | Goose Lake | SPGE | 0 | 0 | 10 | 0% | 0% | 1 | 8.5097 | 0% | 0% | 1 | 38.61% | 0% | 0% | 1 | 0 | 2 | 0% | 0% | 0% | 1 | 45.54% | 0% | 0% | 1 | 24.11% | 0% | 0% | 1 | 71.39% | 0% | 0% | 3 | 83.42% | 0% | 0% | 3 | 0.2897% | 0% | 0% | 1 | 18.51% | 0% | 0% | 1 |  | 0% | 0% | 1 | 8.2222 | 0% | 0% | 1 | 49.55% | 0% | 0% | 1 | 0 | 2 | 0% | 0% | 0% | 1 | 38.75% | 0% | 0% | 1 | 14.22% | 0% | 0% | 1 | 48.66% | 0% | 0% | 1 | 68.66% | 0% | 0% | 2 | 0.076% | 0% | 0% | 1 | 7.753% | 0% | 0% | 1 |  | 0% | 0% | 1 | 7.9178 | 0% | 0% | 1 | 43.6% | 0% | 0% | 1 | 0 | 2 | 0% | 0% | 0% | 1 | 35.35% | 0% | 0% | 1 | 9.366% | 0% | 0% | 1 | 34.74% | 0% | 0% | 1 | 59.19% | 0% | 0% | 2 | 1.818% | 0% | 0% | 1 | 4.62% | 0% | 0% | 1 |  | 0% | 0% | 1 | 7.9136 | 0% | 0% | 1 | 42.72% | 0% | 0% | 1 | 0 | 2 | 0% | 0% | 0% | 1 | 37.12% | 0% | 0% | 1 | 7.339% | 0% | 0% | 1 | 27.82% | 0% | 0% | 1 | 56.84% | 0% | 0% | 2 | 2.71% | 0% | 0% | 1 | 4.917% | 0% | 0% | 1
46 | Kernridge | SPGE | 0 | 0 | 10 | 0% | 0% | 1 | 6.3475 | 0% | 0% | 1 | 17.76% | 0% | 0% | 1 | 0 | 2 | 0% | 0% | 0% | 1 | 40.85% | 0% | 0% | 1 | 2.247% | 0% | 0% | 1 | 27.24% | 0% | 0% | 1 | 68.08% | 0% | 0% | 2 | 8.087% | 0% | 0% | 1 | 0.03685% | 0% | 0% | 1 |  | 0% | 0% | 1 | 6.4193 | 0% | 0% | 1 | 30.07% | 0% | 0% | 1 | 0 | 2 | 0% | 0% | 0% | 1 | 50.74% | 0% | 0% | 2 | 7.913% | 0% | 0% | 1 | 27.46% | 0% | 0% | 1 | 69.13% | 0% | 0% | 2 | 15.18% | 0% | 0% | 1 | 0.4399% | 0% | 0% | 1 |  | 0% | 0% | 1 | 8.1961 | 0% | 0% | 1 | 24.15% | 0% | 0% | 1 | 0 | 2 | 0% | 0% | 0% | 1 | 50.91% | 0% | 0% | 2 | 14.29% | 0% | 0% | 1 | 34.47% | 0% | 0% | 1 | 71.61% | 0% | 0% | 3 | 16.89% | 0% | 0% | 1 | 3.319% | 0% | 0% | 1 |  | 0% | 0% | 1 | 8.6797 | 0% | 0% | 1 | 27.03% | 0% | 0% | 1 | 0 | 2 | 0% | 0% | 0% | 1 | 43.43% | 0% | 0% | 1 | 13.32% | 0% | 0% | 1 | 36.88% | 0% | 0% | 1 | 68.46% | 0% | 0% | 2 | 16.21% | 0% | 0% | 1 | 4.062% | 0% | 0% | 1
47 | Lamont | SPGE | 12 | 120 | 10 | 2.736% | 0% | 1 | 11.5 | 999% | 0.4051% | 3 | 85.26% | 0% | 0% | 3 | 0 | 2 | 0% | 0% | 0% | 1 | 0.01255% | 0.364% | 0% | 1 | 0.8755% | 0.3671% | 0% | 1 | 10.11% | 0.4048% | 0% | 1 | 10.11% | 0.4048% | 0% | 1 | 0% | 0.3639% | 0% | 1 | 0.02465% | 0.4048% | 0% | 1 |  | 0.6589% | 0% | 1 | 10.2978 | 1.217% | 0% | 1 | 55.43% | 0% | 0% | 2 | 0 | 2 | 9.673% | 0% | 9.673% | 1 | 28.51% | 0.1456% | 0% | 1 | 12.88% | 0.1195% | 0% | 1 | 22.56% | 0.1344% | 0% | 1 | 38.84% | 0.1702% | 0% | 1 | 13.79% | 0.1207% | 0% | 1 | 1.965% | 0.1702% | 0% | 1 |  | 0.4463% | 0% | 1 | 9.6866 | 0.2676% | 0% | 1 | 42.96% | 0% | 0% | 1 | 0 | 2 | 24.24% | 2.996% | 27.24% | 2 | 44.85% | 0.0846% | 0% | 1 | 20.84% | 0.05894% | 0% | 1 | 31.42% | 0.06802% | 0% | 1 | 55.38% | 0.1045% | 0% | 2 | 23.63% | 0.06109% | 0% | 1 | 1.711% | 0.1045% | 0% | 1 |  | 0.2063% | 0% | 1 | 10.2439 | 0.1273% | 0% | 1 | 39.65% | 0% | 0% | 1 | 0 | 2 | 24.41% | 6.869% | 31.27% | 2 | 43.81% | 0.0458% | 0% | 1 | 21.23% | 0.03267% | 0% | 1 | 32.24% | 0.03798% | 0% | 1 | 55.78% | 0.0582% | 0% | 2 | 23.85% | 0.03379% | 0% | 1 | 2.721% | 0.0582% | 0% | 1
48 | Lerdo | SPGE | 0 | 0 | 10 | 0% | 0% | 1 | 12.4875 | 0% | 0% | 2 | 75.66% | 0% | 0% | 3 | 0 | 2 | 0% | 0% | 0% | 1 | 25.19% | 0% | 0% | 1 | 0% | 0% | 0% | 1 | 0% | 0% | 0% | 1 | 25.19% | 0% | 0% | 1 | 0% | 0% | 0% | 1 | 1.909% | 0% | 0% | 1 |  | 0% | 0% | 1 | 11.5788 | 0% | 0% | 1 | 62.76% | 0% | 0% | 2 | 0 | 2 | 0.3135% | 0% | 0.3135% | 1 | 29.44% | 0% | 0% | 1 | 0.9672% | 0% | 0% | 1 | 9.4% | 0% | 0% | 1 | 33.46% | 0% | 0% | 1 | 2.309% | 0% | 0% | 1 | 1.138% | 0% | 0% | 1 |  | 0% | 0% | 1 | 10.94 | 0% | 0% | 1 | 52.64% | 0% | 0% | 2 | 0 | 2 | 7.716% | 0% | 7.716% | 1 | 37.16% | 0% | 0% | 1 | 9.523% | 0% | 0% | 1 | 22.12% | 0% | 0% | 1 | 48.17% | 0% | 0% | 1 | 5.441% | 0% | 0% | 1 | 4.755% | 0% | 0% | 1 |  | 0% | 0% | 1 | 10.0643 | 0% | 0% | 1 | 46.41% | 0% | 0% | 1 | 0 | 2 | 14.13% | 0% | 14.13% | 1 | 35.86% | 0% | 0% | 1 | 14.59% | 0% | 0% | 1 | 30.64% | 0% | 0% | 1 | 51.09% | 0% | 0% | 2 | 12.27% | 0% | 0% | 1 | 4.363% | 0% | 0% | 1
49 | Magunden | SPGE | 0 | 0 | 10 | 0% | 0% | 1 | 14.2135 | 0% | 0% | 2 | 59.28% | 0% | 0% | 2 | 0 | 2 | 0% | 0% | 0% | 1 | 11.47% | 0% | 0% | 1 | 5.922% | 0% | 0% | 1 | 8.788% | 0% | 0% | 1 | 11.7% | 0% | 0% | 1 | 0.9289% | 0% | 0% | 1 | 0.1295% | 0% | 0% | 1 |  | 0% | 0% | 1 | 11.2346 | 0% | 0% | 1 | 37.32% | 0% | 0% | 1 | 0 | 2 | 14.66% | 0% | 14.66% | 1 | 48.36% | 0% | 0% | 1 | 17.46% | 0% | 0% | 1 | 28.77% | 0% | 0% | 1 | 56.33% | 0% | 0% | 2 | 16.39% | 0% | 0% | 1 | 0.9701% | 0% | 0% | 1 |  | 0% | 0% | 1 | 11.2491 | 0% | 0% | 1 | 36.85% | 0% | 0% | 1 | 0 | 2 | 25.22% | 0% | 25.22% | 2 | 45.2% | 0% | 0% | 1 | 14.77% | 0% | 0% | 1 | 27.6% | 0% | 0% | 1 | 52.85% | 0% | 0% | 2 | 23.28% | 0% | 0% | 1 | 2.241% | 0% | 0% | 1 |  | 0% | 0% | 1 | 9 | 0% | 0% | 1 | 37.83% | 0% | 0% | 1 | 0 | 2 | 26.82% | 1.608% | 28.43% | 2 | 45.6% | 0% | 0% | 1 | 22.7% | 0% | 0% | 1 | 34.72% | 0% | 0% | 1 | 57.98% | 0% | 0% | 2 | 23.81% | 0% | 0% | 1 | 3.534% | 0% | 0% | 1
50 | Midway | SPGE | 1035 | 10350 | 15 | 199.4% | 15.23% | 5 | 10.7716 | 999% | 27.79% | 5 | 63.48% | 101.6% | 0.6673% | 4 | 0 | 2 | 0% | 0% | 0% | 1 | 3.229% | 27.39% | 0% | 2 | 22.8% | 34.33% | 0% | 2 | 70.44% | 89.66% | 0% | 4 | 70.44% | 89.66% | 0% | 4 | 0% | 26.5% | 0% | 2 | 4.065% | 89.66% | 0% | 4 |  | 62.74% | 0% | 3 | 9.5425 | 29.9% | 0% | 2 | 51.22% | 37.2% | 0% | 2 | 0 | 2 | 0% | 0% | 0% | 1 | 15.35% | 8.036% | 0% | 1 | 17.12% | 8.207% | 0% | 1 | 63.41% | 18.59% | 0% | 2 | 66.87% | 20.53% | 0% | 2 | 0.5873% | 6.842% | 0% | 1 | 6.251% | 20.53% | 0% | 2 |  | 27.65% | 0% | 2 | 9.1423 | 16.78% | 0% | 1 | 49.74% | 37.2% | 0% | 2 | 0 | 2 | 0% | 0% | 0% | 1 | 18.89% | 4.072% | 0% | 1 | 22.4% | 4.256% | 0% | 1 | 57.01% | 7.683% | 0% | 2 | 60.43% | 8.347% | 0% | 2 | 0.3543% | 3.314% | 0% | 1 | 7.399% | 8.347% | 0% | 1 |  | 16.77% | 0% | 1 | 8.674 | 9.426% | 0% | 1 | 48.25% | 37.2% | 0% | 2 | 0 | 2 | 0% | 0% | 0% | 1 | 29.28% | 2.81% | 0% | 1 | 23.02% | 2.582% | 0% | 1 | 49.56% | 3.94% | 0% | 1 | 63.7% | 5.475% | 0% | 2 | 2.136% | 2.031% | 0% | 1 | 6.005% | 5.475% | 0% | 1
51 | Norco | SPGE | 0 | 0 | 10 | 0% | 0% | 1 | 6.5425 | 0% | 0% | 1 | 7.176% | 0% | 0% | 1 | 0 | 2 | 0% | 0% | 0% | 1 | 60.37% | 0% | 0% | 2 | 87.42% | 0% | 0% | 3 | 95.88% | 0% | 0% | 5 | 100% | 0% | 0% | 5 | 0% | 0% | 0% | 1 | 29.08% | 0% | 0% | 1 |  | 0% | 0% | 1 | 8.8025 | 0% | 0% | 1 | 32.9% | 0% | 0% | 1 | 0 | 2 | 0% | 0% | 0% | 1 | 29.95% | 0% | 0% | 1 | 55.22% | 0% | 0% | 2 | 85.75% | 0% | 0% | 3 | 86.76% | 0% | 0% | 3 | 0.861% | 0% | 0% | 1 | 11.82% | 0% | 0% | 1 |  | 0% | 0% | 1 | 9.1369 | 0% | 0% | 1 | 44.03% | 0% | 0% | 1 | 0 | 2 | 0% | 0% | 0% | 1 | 19.85% | 0% | 0% | 1 | 35.09% | 0% | 0% | 1 | 61.3% | 0% | 0% | 2 | 62.31% | 0% | 0% | 2 | 0.4778% | 0% | 0% | 1 | 7.01% | 0% | 0% | 1 |  | 0% | 0% | 1 | 9.2309 | 0% | 0% | 1 | 51.19% | 0% | 0% | 2 | 0 | 2 | 0% | 0% | 0% | 1 | 17.39% | 0% | 0% | 1 | 27.13% | 0% | 0% | 1 | 52.02% | 0% | 0% | 2 | 56.75% | 0% | 0% | 2 | 0.6832% | 0% | 0% | 1 | 5.173% | 0% | 0% | 1
52 | Rio Bravo | SPGE | 0 | 0 | 10 | 0% | 0% | 1 | 13.5043 | 0% | 0% | 2 | 74.07% | 0% | 0% | 2 | 0 | 2 | 0% | 0% | 0% | 1 | 3.014% | 0% | 0% | 1 | 0.4957% | 0% | 0% | 1 | 18.21% | 0% | 0% | 1 | 18.84% | 0% | 0% | 1 | 0% | 0% | 0% | 1 | 0.5313% | 0% | 0% | 1 |  | 0% | 0% | 1 | 12.5778 | 0% | 0% | 2 | 66.68% | 0% | 0% | 2 | 0 | 2 | 0% | 0% | 0% | 1 | 17.42% | 0% | 0% | 1 | 13.45% | 0% | 0% | 1 | 35.71% | 0% | 0% | 1 | 41.25% | 0% | 0% | 1 | 0% | 0% | 0% | 1 | 11.34% | 0% | 0% | 1 |  | 0% | 0% | 1 | 10.9756 | 0% | 0% | 1 | 58.66% | 0% | 0% | 2 | 0 | 2 | 0% | 0% | 0% | 1 | 26.34% | 0% | 0% | 1 | 17.97% | 0% | 0% | 1 | 41.17% | 0% | 0% | 1 | 54.33% | 0% | 0% | 2 | 0.4384% | 0% | 0% | 1 | 6.972% | 0% | 0% | 1 |  | 0% | 0% | 1 | 9.6389 | 0% | 0% | 1 | 52.15% | 0% | 0% | 2 | 0 | 2 | 1.747% | 0% | 1.747% | 1 | 27.95% | 0% | 0% | 1 | 18.62% | 0% | 0% | 1 | 39.35% | 0% | 0% | 1 | 55.01% | 0% | 0% | 2 | 2.335% | 0% | 0% | 1 | 4.976% | 0% | 0% | 1
53 | Rosedale | SPGE | 0 | 0 | 0 | 0% | 0% | 1 | 67.6 | 0% | 0% | 4 | 54.59% | 0% | 0% | 2 | 0 | 2 | 0% | 0% | 0% | 1 | 97.91% | 0% | 0% | 5 | 12.86% | 0% | 0% | 1 | 14.78% | 0% | 0% | 1 | 97.91% | 0% | 0% | 5 | 0% | 0% | 0% | 1 | 2.582% | 0% | 0% | 1 |  | 0% | 0% | 1 | 17.1844 | 0% | 0% | 2 | 46.6% | 0% | 0% | 1 | 0 | 2 | 0% | 0% | 0% | 1 | 35.24% | 0% | 0% | 1 | 14.88% | 0% | 0% | 1 | 34.01% | 0% | 0% | 1 | 50.38% | 0% | 0% | 2 | 0.809% | 0% | 0% | 1 | 8.432% | 0% | 0% | 1 |  | 0% | 0% | 1 | 11.9615 | 0% | 0% | 1 | 44.83% | 0% | 0% | 1 | 0 | 2 | 5.562% | 0% | 5.562% | 1 | 32.51% | 0% | 0% | 1 | 17.04% | 0% | 0% | 1 | 30.14% | 0% | 0% | 1 | 48.47% | 0% | 0% | 1 | 4.227% | 0% | 0% | 1 | 6.25% | 0% | 0% | 1 |  | 0% | 0% | 1 | 9.2071 | 0% | 0% | 1 | 45.91% | 0% | 0% | 1 | 0 | 2 | 11.92% | 0% | 11.92% | 1 | 31.83% | 0% | 0% | 1 | 22.32% | 0% | 0% | 1 | 37.59% | 0% | 0% | 1 | 53.07% | 0% | 0% | 2 | 10.05% | 0% | 0% | 1 | 4.381% | 0% | 0% | 1
54 | Semitropic | SPGE | 0 | 0 | 10 | 0% | 0% | 1 | 8.7542 | 0% | 0% | 1 | 61.95% | 0% | 0% | 2 | 0 | 2 | 0% | 0% | 0% | 1 | 9.32% | 0% | 0% | 1 | 0% | 0% | 0% | 1 | 14.86% | 0% | 0% | 1 | 24.18% | 0% | 0% | 1 | 0% | 0% | 0% | 1 | 0.5064% | 0% | 0% | 1 |  | 0% | 0% | 1 | 8.5456 | 0% | 0% | 1 | 59.89% | 0% | 0% | 2 | 0 | 2 | 0% | 0% | 0% | 1 | 23.16% | 0% | 0% | 1 | 3.066% | 0% | 0% | 1 | 32.34% | 0% | 0% | 1 | 50.97% | 0% | 0% | 2 | 0.05426% | 0% | 0% | 1 | 5.802% | 0% | 0% | 1 |  | 0% | 0% | 1 | 9.104 | 0% | 0% | 1 | 60.85% | 0% | 0% | 2 | 0 | 2 | 0% | 0% | 0% | 1 | 25.59% | 0% | 0% | 1 | 8.306% | 0% | 0% | 1 | 34.67% | 0% | 0% | 1 | 50.67% | 0% | 0% | 2 | 0.1072% | 0% | 0% | 1 | 5.216% | 0% | 0% | 1 |  | 0% | 0% | 1 | 9.3964 | 0% | 0% | 1 | 59.58% | 0% | 0% | 2 | 0 | 2 | 0% | 0% | 0% | 1 | 28.02% | 0% | 0% | 1 | 9.006% | 0% | 0% | 1 | 32.37% | 0% | 0% | 1 | 51.28% | 0% | 0% | 2 | 0.1368% | 0% | 0% | 1 | 4.662% | 0% | 0% | 1
55 | Shafter | SPGE | 0 | 0 | 10 | 0% | 0% | 1 | 10.423 | 0% | 0% | 1 | 82.89% | 0% | 0% | 3 | 0 | 2 | 0% | 0% | 0% | 1 | 0% | 0% | 0% | 1 | 0% | 0% | 0% | 1 | 5.751% | 0% | 0% | 1 | 5.751% | 0% | 0% | 1 | 0% | 0% | 0% | 1 | 0.1508% | 0% | 0% | 1 |  | 0% | 0% | 1 | 9.4156 | 0% | 0% | 1 | 75.01% | 0% | 0% | 3 | 0 | 2 | 0% | 0% | 0% | 1 | 16.62% | 0% | 0% | 1 | 1.682% | 0% | 0% | 1 | 23.69% | 0% | 0% | 1 | 37.24% | 0% | 0% | 1 | 0% | 0% | 0% | 1 | 2.628% | 0% | 0% | 1 |  | 0% | 0% | 1 | 10.3827 | 0% | 0% | 1 | 66.84% | 0% | 0% | 2 | 0 | 2 | 0% | 0% | 0% | 1 | 23.83% | 0% | 0% | 1 | 8.892% | 0% | 0% | 1 | 33.07% | 0% | 0% | 1 | 49.03% | 0% | 0% | 1 | 0.007226% | 0% | 0% | 1 | 6.788% | 0% | 0% | 1 |  | 0% | 0% | 1 | 10.1981 | 0% | 0% | 1 | 53.5% | 0% | 0% | 2 | 0 | 2 | 0.7143% | 0% | 0.7143% | 1 | 28.24% | 0% | 0% | 1 | 14.62% | 0% | 0% | 1 | 38.76% | 0% | 0% | 1 | 54.23% | 0% | 0% | 2 | 1.817% | 0% | 0% | 1 | 6.011% | 0% | 0% | 1
56 | Smyrna | SPGE | 0 | 0 | 10 | 0% | 0% | 1 | 9.8345 | 0% | 0% | 1 | 15.85% | 0% | 0% | 1 | 0 | 2 | 0% | 0% | 0% | 1 | 26.38% | 0% | 0% | 1 | 0% | 0% | 0% | 1 | 39.27% | 0% | 0% | 1 | 65.65% | 0% | 0% | 2 | 0% | 0% | 0% | 1 | 4% | 0% | 0% | 1 |  | 0% | 0% | 1 | 9.6243 | 0% | 0% | 1 | 47.03% | 0% | 0% | 1 | 0 | 2 | 0% | 0% | 0% | 1 | 24.79% | 0% | 0% | 1 | 2.584% | 0% | 0% | 1 | 23.51% | 0% | 0% | 1 | 46.56% | 0% | 0% | 1 | 0.2868% | 0% | 0% | 1 | 4.458% | 0% | 0% | 1 |  | 0% | 0% | 1 | 9.4219 | 0% | 0% | 1 | 48.19% | 0% | 0% | 1 | 0 | 2 | 0% | 0% | 0% | 1 | 33.22% | 0% | 0% | 1 | 8.659% | 0% | 0% | 1 | 30.47% | 0% | 0% | 1 | 51.36% | 0% | 0% | 2 | 0.1167% | 0% | 0% | 1 | 7.238% | 0% | 0% | 1 |  | 0% | 0% | 1 | 8.8295 | 0% | 0% | 1 | 50% | 0% | 0% | 1 | 0 | 2 | 0% | 0% | 0% | 1 | 32.25% | 0% | 0% | 1 | 6.266% | 0% | 0% | 1 | 25.93% | 0% | 0% | 1 | 49.02% | 0% | 0% | 1 | 0.06417% | 0% | 0% | 1 | 5.686% | 0% | 0% | 1
57 | Stockdale | SPGE | 0 | 0 | 10 | 0% | 0% | 1 | 22.1905 | 0% | 0% | 3 | 75.39% | 0% | 0% | 3 | 0 | 2 | 0% | 0% | 0% | 1 | 6.199% | 0% | 0% | 1 | 0.3389% | 0% | 0% | 1 | 17.18% | 0% | 0% | 1 | 17.18% | 0% | 0% | 1 | 0% | 0% | 0% | 1 | 0% | 0% | 0% | 1 |  | 0% | 0% | 1 | 18.9322 | 0% | 0% | 2 | 52.24% | 0% | 0% | 2 | 0 | 2 | 0% | 0% | 0% | 1 | 22.81% | 0% | 0% | 1 | 18.7% | 0% | 0% | 1 | 43.41% | 0% | 0% | 1 | 46.57% | 0% | 0% | 1 | 0.5385% | 0% | 0% | 1 | 8.495% | 0% | 0% | 1 |  | 0% | 0% | 1 | 11.3651 | 0% | 0% | 1 | 49.79% | 0% | 0% | 1 | 0 | 2 | 0.1916% | 0% | 0.1916% | 1 | 21.54% | 0% | 0% | 1 | 24.86% | 0% | 0% | 1 | 39.26% | 0% | 0% | 1 | 47.56% | 0% | 0% | 1 | 1.574% | 0% | 0% | 1 | 6.387% | 0% | 0% | 1 |  | 0% | 0% | 1 | 9.1481 | 0% | 0% | 1 | 49.52% | 0% | 0% | 1 | 0 | 2 | 8.442% | 0% | 8.442% | 1 | 27.95% | 0% | 0% | 1 | 23.28% | 0% | 0% | 1 | 37.29% | 0% | 0% | 1 | 51.11% | 0% | 0% | 2 | 7.363% | 0% | 0% | 1 | 4.232% | 0% | 0% | 1
58 | Taft | SPGE | 3 | 30 | 10 | 999.9% | 999.9% | 5 | 0 | 999% | 999% | 5 | 0% | 0% | 0% | 1 | 0 | 2 | 0% | 0% | 0% | 1 | 0% | 999% | 999.9% | 5 | 0% | 999% | 999.9% | 5 | 0% | 999% | 999.9% | 5 | 0% | 999% | 999.9% | 5 | 0% | 999% | 999.9% | 5 | 0% | 999% | 999.9% | 5 |  | 2.283% | 0% | 1 | 5.2553 | 0.2062% | 0% | 1 | 7.302% | 0.5167% | 0% | 1 | 0 | 2 | 0% | 0% | 0% | 1 | 49.16% | 0.1857% | 0% | 1 | 53.83% | 0.2045% | 0% | 2 | 86.48% | 0.6984% | 0% | 3 | 94.36% | 1.673% | 0% | 4 | 0.9006% | 0.09528% | 0% | 1 | 0.3213% | 1.673% | 0% | 1 |  | 0.2121% | 0% | 1 | 5.2215 | 0.04754% | 0% | 1 | 21.68% | 0.5167% | 0% | 1 | 0 | 2 | 0% | 0% | 0% | 1 | 29.45% | 0.02873% | 0% | 1 | 41.92% | 0.0349% | 0% | 1 | 65.15% | 0.05817% | 0% | 2 | 74.74% | 0.08026% | 0% | 3 | 9.292% | 0.02235% | 0% | 1 | 1.632% | 0.08026% | 0% | 1 |  | 0.06051% | 0% | 1 | 6.1223 | 0.02885% | 0% | 1 | 30.39% | 0.5167% | 0% | 1 | 0 | 2 | 2.23% | 0% | 2.23% | 1 | 19.94% | 0.01138% | 0% | 1 | 36.55% | 0.01437% | 0% | 1 | 61.43% | 0.02363% | 0% | 2 | 67.04% | 0.02765% | 0% | 2 | 11.61% | 0.01031% | 0% | 1 | 4.818% | 0.02765% | 0% | 1
59 | Temblor | SPGE | 0 | 0 | 10 | 0% | 0% | 1 | 7.1417 | 0% | 0% | 1 | 7.92% | 0% | 0% | 1 | 0 | 2 | 0% | 0% | 0% | 1 | 3.416% | 0% | 0% | 1 | 15.36% | 0% | 0% | 1 | 43.67% | 0% | 0% | 1 | 43.67% | 0% | 0% | 1 | 2.381% | 0% | 0% | 1 | 0.1482% | 0% | 0% | 1 |  | 0% | 0% | 1 | 6.5944 | 0% | 0% | 1 | 26.61% | 0% | 0% | 1 | 0 | 2 | 0% | 0% | 0% | 1 | 32.02% | 0% | 0% | 1 | 14.42% | 0% | 0% | 1 | 33.23% | 0% | 0% | 1 | 59.26% | 0% | 0% | 2 | 12.15% | 0% | 0% | 1 | 0.2517% | 0% | 0% | 1 |  | 0% | 0% | 1 | 8.3807 | 0% | 0% | 1 | 29.02% | 0% | 0% | 1 | 0 | 2 | 0% | 0% | 0% | 1 | 43.1% | 0% | 0% | 1 | 15.83% | 0% | 0% | 1 | 42.99% | 0% | 0% | 1 | 70.84% | 0% | 0% | 3 | 14.06% | 0% | 0% | 1 | 2.761% | 0% | 0% | 1 |  | 0% | 0% | 1 | 8.8311 | 0% | 0% | 1 | 27.46% | 0% | 0% | 1 | 0 | 2 | 0% | 0% | 0% | 1 | 39.42% | 0% | 0% | 1 | 17.05% | 0% | 0% | 1 | 45.34% | 0% | 0% | 1 | 71.34% | 0% | 0% | 3 | 14.53% | 0% | 0% | 1 | 4.391% | 0% | 0% | 1
60 | Tupman | SPGE | 0 | 0 | 10 | 0% | 0% | 1 | 11.72 | 0% | 0% | 1 | 38.14% | 0% | 0% | 1 | 0 | 2 | 0% | 0% | 0% | 1 | 41.35% | 0% | 0% | 1 | 46.11% | 0% | 0% | 1 | 82.99% | 0% | 0% | 3 | 86.37% | 0% | 0% | 3 | 0% | 0% | 0% | 1 | 33.24% | 0% | 0% | 1 |  | 0% | 0% | 1 | 11.7825 | 0% | 0% | 1 | 44.67% | 0% | 0% | 1 | 0 | 2 | 0% | 0% | 0% | 1 | 27.55% | 0% | 0% | 1 | 37.5% | 0% | 0% | 1 | 65.52% | 0% | 0% | 2 | 67.39% | 0% | 0% | 2 | 0.6365% | 0% | 0% | 1 | 13.08% | 0% | 0% | 1 |  | 0% | 0% | 1 | 10.5 | 0% | 0% | 1 | 50.47% | 0% | 0% | 2 | 0 | 2 | 0% | 0% | 0% | 1 | 18.47% | 0% | 0% | 1 | 31.3% | 0% | 0% | 1 | 55.78% | 0% | 0% | 2 | 58.2% | 0% | 0% | 2 | 0.4492% | 0% | 0% | 1 | 6.871% | 0% | 0% | 1 |  | 0% | 0% | 1 | 9.5976 | 0% | 0% | 1 | 52.25% | 0% | 0% | 2 | 0 | 2 | 0% | 0% | 0% | 1 | 22.45% | 0% | 0% | 1 | 21.73% | 0% | 0% | 1 | 45.4% | 0% | 0% | 1 | 55.18% | 0% | 0% | 2 | 0.6629% | 0% | 0% | 1 | 5.092% | 0% | 0% | 1
61 | Westpark | SPGE | 0 | 0 | 10 | 0% | 0% | 1 | 19.8306 | 0% | 0% | 2 | 5.35% | 0% | 0% | 1 | 0 | 2 | 0% | 0% | 0% | 1 | 73.51% | 0% | 0% | 3 | 0% | 0% | 0% | 1 | 51.88% | 0% | 0% | 2 | 73.51% | 0% | 0% | 3 | 0% | 0% | 0% | 1 | 0.869% | 0% | 0% | 1 |  | 0% | 0% | 1 | 19 | 0% | 0% | 2 | 42.48% | 0% | 0% | 1 | 0 | 2 | 0% | 0% | 0% | 1 | 38.57% | 0% | 0% | 1 | 12.49% | 0% | 0% | 1 | 28.02% | 0% | 0% | 1 | 49.3% | 0% | 0% | 1 | 2.621% | 0% | 0% | 1 | 4.784% | 0% | 0% | 1 |  | 0% | 0% | 1 | 11.72 | 0% | 0% | 1 | 42.83% | 0% | 0% | 1 | 0 | 2 | 9.975% | 0% | 9.975% | 1 | 34.91% | 0% | 0% | 1 | 16.46% | 0% | 0% | 1 | 29.67% | 0% | 0% | 1 | 48.8% | 0% | 0% | 1 | 8.159% | 0% | 0% | 1 | 5.497% | 0% | 0% | 1 |  | 0% | 0% | 1 | 9.1148 | 0% | 0% | 1 | 44.74% | 0% | 0% | 1 | 0 | 2 | 15.22% | 0% | 15.22% | 1 | 35.2% | 0% | 0% | 1 | 23.17% | 0% | 0% | 1 | 36.89% | 0% | 0% | 1 | 54.42% | 0% | 0% | 2 | 13.12% | 0% | 0% | 1 | 4.364% | 0% | 0% | 1
62 | Wheeler Ridge | SPGE | 370 | 3700 | 10 | 165.6% | 3.466% | 4 | 7.9674 | 116.4% | 1.292% | 3 | 85.34% | 116.6% | 1.387% | 4 | 0 | 2 | 0% | 0% | 0% | 1 | 4.717% | 8.719% | 0% | 1 | 13.32% | 9.584% | 0% | 1 | 18.52% | 10.2% | 0% | 1 | 20.44% | 10.44% | 0% | 1 | 0% | 8.307% | 0% | 1 | 1.959% | 10.44% | 0% | 1 |  | 21.66% | 0% | 2 | 7.4754 | 18.57% | 0% | 1 | 67.86% | 15.85% | 0% | 2 | 0 | 2 | 2.245% | 0% | 2.245% | 1 | 14.46% | 2.58% | 0% | 1 | 22.49% | 2.848% | 0% | 1 | 34.78% | 3.384% | 0% | 1 | 38.44% | 3.585% | 0% | 1 | 3.036% | 2.276% | 0% | 1 | 1.944% | 3.585% | 0% | 1 |  | 10.53% | 0% | 1 | 7.5679 | 8.844% | 0% | 1 | 61.29% | 15.85% | 0% | 2 | 0 | 2 | 6.033% | 0% | 6.033% | 1 | 20.24% | 1.606% | 0% | 1 | 21.69% | 1.635% | 0% | 1 | 34.4% | 1.952% | 0% | 1 | 43.26% | 2.257% | 0% | 1 | 6.119% | 1.364% | 0% | 1 | 1.446% | 2.257% | 0% | 1 |  | 7.338% | 0% | 1 | 9.1367 | 5.361% | 0% | 1 | 53.81% | 15.85% | 0% | 2 | 0 | 2 | 8.852% | 3.055% | 11.91% | 2 | 25.62% | 1.154% | 0% | 1 | 24.24% | 1.133% | 0% | 1 | 36.54% | 1.353% | 0% | 1 | 49.43% | 1.698% | 0% | 1 | 9.881% | 0.9526% | 0% | 1 | 1.666% | 1.698% | 0% | 1
63 | Kern Oil | SPGE | 0 | 0 | 10 | 0% | 0% | 1 | 12.8924 | 0% | 0% | 2 | 6.587% | 0% | 0% | 1 | 0 | 2 | 0% | 0% | 0% | 1 | 79.38% | 0% | 0% | 3 | 6.68% | 0% | 0% | 1 | 9.158% | 0% | 0% | 1 | 79.38% | 0% | 0% | 3 | 3.359% | 0% | 0% | 1 | 0.6601% | 0% | 0% | 1 |  | 0% | 0% | 1 | 12.75 | 0% | 0% | 2 | 22.53% | 0% | 0% | 1 | 0 | 2 | 16.29% | 0% | 16.29% | 1 | 54.39% | 0% | 0% | 2 | 7.691% | 0% | 0% | 1 | 11.72% | 0% | 0% | 1 | 54.43% | 0% | 0% | 2 | 11.21% | 0% | 0% | 1 | 2.298% | 0% | 0% | 1 |  | 0% | 0% | 1 | 11.4708 | 0% | 0% | 1 | 36.51% | 0% | 0% | 1 | 0 | 2 | 22.77% | 0% | 22.77% | 2 | 48.52% | 0% | 0% | 1 | 14.94% | 0% | 0% | 1 | 28.8% | 0% | 0% | 1 | 55.51% | 0% | 0% | 2 | 18.28% | 0% | 0% | 1 | 3.769% | 0% | 0% | 1 |  | 0% | 0% | 1 | 9.1042 | 0% | 0% | 1 | 40.37% | 0% | 0% | 1 | 0 | 2 | 23.86% | 0% | 23.86% | 2 | 43.78% | 0% | 0% | 1 | 18.91% | 0% | 0% | 1 | 32.29% | 0% | 0% | 1 | 55.02% | 0% | 0% | 2 | 21.59% | 0% | 0% | 1 | 4.045% | 0% | 0% | 1
64 | Inyokern | GREATER KRAMER | 31.8 | 318 | 10 | 7.491% | 0% | 1 | 38.9812 | 180% | 3.586% | 5 | 0% | 0% | 0% | 1 | 0 | 2 | 0% | 0% | 0% | 1 | 60.26% | 5.607% | 0% | 2 | 28.28% | 3.107% | 0% | 1 | 9.997% | 2.476% | 0% | 1 | 68.78% | 7.136% | 0% | 2 | 19.68% | 2.774% | 0% | 1 | 0.01846% | 7.136% | 0% | 1 |  | 3.285% | 0% | 1 | 36.2062 | 98.1% | 0% | 5 | 0% | 0% | 0% | 1 | 0 | 2 | 0% | 0% | 0% | 1 | 48.14% | 2.571% | 0% | 1 | 19.92% | 1.665% | 0% | 1 | 6.504% | 1.426% | 0% | 1 | 54.45% | 2.927% | 0% | 2 | 20.64% | 1.68% | 0% | 1 | 0.01202% | 2.927% | 0% | 1 |  | 3.271% | 0% | 1 | 30.0067 | 67.66% | 0% | 4 | 0% | 0% | 0% | 1 | 0 | 2 | 1.781% | 0% | 1.781% | 1 | 49.89% | 2.449% | 0% | 1 | 20.09% | 1.536% | 0% | 1 | 7.724% | 1.33% | 0% | 1 | 57.44% | 2.883% | 0% | 2 | 21.17% | 1.557% | 0% | 1 | 0.1312% | 2.883% | 0% | 1 |  | 3.142% | 0% | 1 | 27.3333 | 24.91% | 0% | 3 | 0.02255% | 0% | 0% | 1 | 0 | 2 | 10.05% | 0% | 10.05% | 1 | 47.78% | 2.041% | 0% | 1 | 24% | 1.402% | 0% | 1 | 13.36% | 1.23% | 0% | 1 | 60.48% | 2.697% | 0% | 2 | 23.21% | 1.388% | 0% | 1 | 0.1884% | 2.697% | 0% | 1
65 | Pastoria | GREATER TEHACHAPI | 105 | 1050 | 10 | 416.1% | 3.297% | 4 | 4.7677 | 10.21% | 0% | 1 | 21.52% | 53.38% | 0% | 3 | 0 | 2 | 7.083% | 0% | 7.083% | 1 | 88.25% | 36.54% | 0% | 3 | 44.05% | 7.676% | 0% | 1 | 41.66% | 7.362% | 0% | 1 | 89.09% | 39.35% | 0% | 3 | 28.63% | 6.017% | 0% | 1 | 2.157% | 39.35% | 0% | 2 |  | 66.67% | 0% | 3 | 6.371 | 4.575% | 0% | 1 | 34.07% | 22.52% | 0% | 2 | 0 | 2 | 23.45% | 0% | 23.45% | 2 | 62.02% | 3.499% | 0% | 2 | 44.43% | 2.391% | 0% | 1 | 46.06% | 2.463% | 0% | 1 | 69.09% | 4.298% | 0% | 2 | 25.47% | 1.783% | 0% | 1 | 1.592% | 4.298% | 0% | 1 |  | 30.13% | 0% | 2 | 6.7454 | 2.154% | 0% | 1 | 35.61% | 22.52% | 0% | 2 | 0 | 2 | 38.79% | 1.076% | 39.87% | 2 | 51.35% | 1.182% | 0% | 2 | 42.56% | 1.001% | 0% | 1 | 48.12% | 1.108% | 0% | 1 | 69.31% | 1.874% | 0% | 2 | 25.9% | 0.7761% | 0% | 1 | 1.612% | 1.874% | 0% | 1 |  | 3.633% | 0% | 1 | 10.3827 | 1.126% | 0% | 1 | 31.88% | 22.52% | 0% | 2 | 0 | 2 | 40.64% | 6.262% | 46.91% | 2 | 44.06% | 0.5312% | 0% | 1 | 33.74% | 0.4484% | 0% | 1 | 37.78% | 0.4776% | 0% | 1 | 66.46% | 0.886% | 0% | 2 | 25.37% | 0.3981% | 0% | 1 | 2.127% | 0.886% | 0% | 1
66 | Ransburg | GREATER KRAMER | 0 | 0 | 10 | 0% | 0% | 1 | 5.5423 | 0% | 0% | 1 | 0% | 0% | 0% | 1 | 0 | 2 | 0% | 0% | 0% | 1 | 0% | 0% | 0% | 1 | 17.48% | 0% | 0% | 1 | 0% | 0% | 0% | 1 | 17.48% | 0% | 0% | 1 | 0% | 0% | 0% | 1 | 0% | 0% | 0% | 1 |  | 0% | 0% | 1 | 16.6173 | 0% | 0% | 2 | 0% | 0% | 0% | 1 | 0 | 2 | 0% | 0% | 0% | 1 | 43.08% | 0% | 0% | 1 | 0.02567% | 0% | 0% | 1 | 0% | 0% | 0% | 1 | 43.11% | 0% | 0% | 1 | 57.14% | 0% | 0% | 2 | 0% | 0% | 0% | 1 |  | 0% | 0% | 1 | 75 | 0% | 0% | 4 | 0% | 0% | 0% | 1 | 0 | 2 | 0% | 0% | 0% | 1 | 47.98% | 0% | 0% | 1 | 20.31% | 0% | 0% | 1 | 3.703% | 0% | 0% | 1 | 66.4% | 0% | 0% | 2 | 62.06% | 0% | 0% | 2 | 0.03999% | 0% | 0% | 1 |  | 0% | 0% | 1 | 62 | 0% | 0% | 4 | 0.003484% | 0% | 0% | 1 | 0 | 2 | 0% | 0% | 0% | 1 | 37.96% | 0% | 0% | 1 | 23.74% | 0% | 0% | 1 | 4.916% | 0% | 0% | 1 | 58.49% | 0% | 0% | 2 | 53.69% | 0% | 0% | 2 | 0.5733% | 0% | 0% | 1
67 | Sycamore | SPGE | 0 | 0 | 0 | 0% | 0% | 1 | 12.1948 | 0% | 0% | 2 | 0.1341% | 0% | 0% | 1 | 0 | 2 | 0% | 0% | 0% | 1 | 84.31% | 0% | 0% | 3 | 15% | 0% | 0% | 1 | 17.73% | 0% | 0% | 1 | 84.31% | 0% | 0% | 3 | 12.39% | 0% | 0% | 1 | 0.6805% | 0% | 0% | 1 |  | 0% | 0% | 1 | 11.8029 | 0% | 0% | 1 | 14.17% | 0% | 0% | 1 | 0 | 2 | 27.99% | 0% | 27.99% | 2 | 60.34% | 0% | 0% | 2 | 11.84% | 0% | 0% | 1 | 18.96% | 0% | 0% | 1 | 60.37% | 0% | 0% | 2 | 19.92% | 0% | 0% | 1 | 2.242% | 0% | 0% | 1 |  | 0% | 0% | 1 | 10.75 | 0% | 0% | 1 | 32.09% | 0% | 0% | 1 | 0 | 2 | 29.69% | 0% | 29.69% | 2 | 54.35% | 0% | 0% | 2 | 15.76% | 0% | 0% | 1 | 28.41% | 0% | 0% | 1 | 58.99% | 0% | 0% | 2 | 24.42% | 0% | 0% | 1 | 2.4% | 0% | 0% | 1 |  | 0% | 0% | 1 | 9.0991 | 0% | 0% | 1 | 37.95% | 0% | 0% | 1 | 0 | 2 | 28.22% | 0% | 28.22% | 2 | 46.99% | 0% | 0% | 1 | 17.98% | 0% | 0% | 1 | 30.72% | 0% | 0% | 1 | 56.07% | 0% | 0% | 2 | 25.86% | 0% | 0% | 1 | 3.583% | 0% | 0% | 1
68 | Avenal | SPGE | 0 | 0 | 0 | 0% | 0% | 1 | 4.8346 | 0% | 0% | 1 | 8.862% | 0% | 0% | 1 | 0 | 2 | 0% | 0% | 0% | 1 | 39.45% | 0% | 0% | 1 | 0% | 0% | 0% | 1 | 30.87% | 0% | 0% | 1 | 67.3% | 0% | 0% | 2 | 27.85% | 0% | 0% | 1 | 0.4816% | 0% | 0% | 1 |  | 0% | 0% | 1 | 7.1904 | 0% | 0% | 1 | 17.53% | 0% | 0% | 1 | 0 | 2 | 0.01566% | 0% | 0.01566% | 1 | 50.52% | 0% | 0% | 2 | 0.7392% | 0% | 0% | 1 | 17.72% | 0% | 0% | 1 | 64.81% | 0% | 0% | 2 | 28.34% | 0% | 0% | 1 | 0.308% | 0% | 0% | 1 |  | 0% | 0% | 1 | 6.5556 | 0% | 0% | 1 | 24.02% | 0% | 0% | 1 | 0 | 2 | 1.651% | 0% | 1.651% | 1 | 41.99% | 0% | 0% | 1 | 1.707% | 0% | 0% | 1 | 17.55% | 0% | 0% | 1 | 53.77% | 0% | 0% | 2 | 26.67% | 0% | 0% | 1 | 0.7524% | 0% | 0% | 1 |  | 0% | 0% | 1 | 6.3949 | 0% | 0% | 1 | 23.2% | 0% | 0% | 1 | 0 | 2 | 5.683% | 0% | 5.683% | 1 | 45.58% | 0% | 0% | 1 | 5.775% | 0% | 0% | 1 | 20.14% | 0% | 0% | 1 | 56.83% | 0% | 0% | 2 | 25.44% | 0% | 0% | 1 | 0.9064% | 0% | 0% | 1
69 | Corcoran | SPGE | 0 | 0 | 10 | 0% | 0% | 1 | 7.2258 | 0% | 0% | 1 | 35.9% | 0% | 0% | 1 | 0 | 2 | 0% | 0% | 0% | 1 | 15.51% | 0% | 0% | 1 | 7.421% | 0% | 0% | 1 | 23.67% | 0% | 0% | 1 | 36.73% | 0% | 0% | 1 | 0% | 0% | 0% | 1 | 11.52% | 0% | 0% | 1 |  | 0% | 0% | 1 | 6.8856 | 0% | 0% | 1 | 36.44% | 0% | 0% | 1 | 0 | 2 | 0% | 0% | 0% | 1 | 8.942% | 0% | 0% | 1 | 2.352% | 0% | 0% | 1 | 11.24% | 0% | 0% | 1 | 18.96% | 0% | 0% | 1 | 0% | 0% | 0% | 1 | 5.238% | 0% | 0% | 1 |  | 0% | 0% | 1 | 7.2844 | 0% | 0% | 1 | 36.45% | 0% | 0% | 1 | 0 | 2 | 0% | 0% | 0% | 1 | 14.43% | 0% | 0% | 1 | 2.091% | 0% | 0% | 1 | 6.571% | 0% | 0% | 1 | 20.15% | 0% | 0% | 1 | 0% | 0% | 0% | 1 | 3.242% | 0% | 0% | 1 |  | 0% | 0% | 1 | 8.8065 | 0% | 0% | 1 | 35.74% | 0% | 0% | 1 | 0 | 2 | 0% | 0% | 0% | 1 | 19.76% | 0% | 0% | 1 | 4.123% | 0% | 0% | 1 | 10.17% | 0% | 0% | 1 | 27.71% | 0% | 0% | 1 | 0.006414% | 0% | 0% | 1 | 3.615% | 0% | 0% | 1
70 | Henrietta | SPGE | 0 | 0 | 10 | 0% | 0% | 1 | 6.7518 | 0% | 0% | 1 | 34.13% | 0% | 0% | 1 | 0 | 2 | 0% | 0% | 0% | 1 | 28.64% | 0% | 0% | 1 | 0% | 0% | 0% | 1 | 0% | 0% | 0% | 1 | 28.64% | 0% | 0% | 1 | 0% | 0% | 0% | 1 | 3.211% | 0% | 0% | 1 |  | 0% | 0% | 1 | 8.6652 | 0% | 0% | 1 | 39.99% | 0% | 0% | 1 | 0 | 2 | 0% | 0% | 0% | 1 | 15.75% | 0% | 0% | 1 | 1.698% | 0% | 0% | 1 | 2.737% | 0% | 0% | 1 | 16.71% | 0% | 0% | 1 | 0% | 0% | 0% | 1 | 2.541% | 0% | 0% | 1 |  | 0% | 0% | 1 | 8.6653 | 0% | 0% | 1 | 47.23% | 0% | 0% | 1 | 0 | 2 | 0% | 0% | 0% | 1 | 10.59% | 0% | 0% | 1 | 1.947% | 0% | 0% | 1 | 4.501% | 0% | 0% | 1 | 13.97% | 0% | 0% | 1 | 0% | 0% | 0% | 1 | 1.678% | 0% | 0% | 1 |  | 0% | 0% | 1 | 8.6874 | 0% | 0% | 1 | 42.36% | 0% | 0% | 1 | 0 | 2 | 0% | 0% | 0% | 1 | 11.58% | 0% | 0% | 1 | 1.409% | 0% | 0% | 1 | 6.463% | 0% | 0% | 1 | 16.95% | 0% | 0% | 1 | 0.1174% | 0% | 0% | 1 | 1.796% | 0% | 0% | 1
71 | Eagle Rock | NORTHERN CALIFORNIA | 0 | 0 | 10 | 0% | 0% | 1 | 8.7925 | 0% | 0% | 1 | 0% | 0% | 0% | 1 | 0 | 2 | 2.334% | 97.67% | 100% | 5 | 77.68% | 0% | 0% | 3 | 77.05% | 0% | 0% | 3 | 83% | 0% | 0% | 3 | 100% | 0% | 0% | 5 | 33.88% | 0% | 0% | 1 | 1.521% | 0% | 0% | 1 |  | 0% | 0% | 1 | 9.9953 | 0% | 0% | 1 | 4.107% | 0% | 0% | 1 | 0 | 2 | 19.92% | 69.99% | 89.91% | 5 | 60.35% | 0% | 0% | 2 | 54.76% | 0% | 0% | 2 | 73.79% | 0% | 0% | 3 | 93.53% | 0% | 0% | 4 | 34.64% | 0% | 0% | 1 | 1.761% | 0% | 0% | 1 |  | 0% | 0% | 1 | 11.5392 | 0% | 0% | 1 | 6.953% | 0% | 0% | 1 | 0 | 2 | 37.68% | 45.23% | 82.91% | 5 | 56.09% | 0% | 0% | 2 | 47.24% | 0% | 0% | 1 | 72.9% | 0% | 0% | 3 | 90.72% | 0% | 0% | 4 | 34.38% | 0% | 0% | 1 | 1.918% | 0% | 0% | 1 |  | 0% | 0% | 1 | 10.569 | 0% | 0% | 1 | 6.464% | 0% | 0% | 1 | 0 | 2 | 49.31% | 35.46% | 84.77% | 5 | 57.72% | 0% | 0% | 2 | 39.31% | 0% | 0% | 1 | 66.31% | 0% | 0% | 2 | 86.65% | 0% | 0% | 3 | 41.04% | 0% | 0% | 1 | 1.894% | 0% | 0% | 1
72 | Leavitt | NORTHERN CALIFORNIA | 0 | 0 | 10 | 0% | 0% | 1 | 11.7096 | 0% | 0% | 1 | 0% | 0% | 0% | 1 | 0 | 2 | 31.16% | 0% | 31.16% | 2 | 25.51% | 0% | 0% | 1 | 63.79% | 0% | 0% | 2 | 57.96% | 0% | 0% | 2 | 78.13% | 0% | 0% | 3 | 23.96% | 0% | 0% | 1 | 16.31% | 0% | 0% | 1 |  | 0% | 0% | 1 | 12.1825 | 0% | 0% | 2 | 0% | 0% | 0% | 1 | 0 | 2 | 56.45% | 0% | 56.45% | 3 | 32.62% | 0% | 0% | 1 | 42.55% | 0% | 0% | 1 | 41.01% | 0% | 0% | 1 | 72.65% | 0% | 0% | 3 | 38.32% | 0% | 0% | 1 | 14.83% | 0% | 0% | 1 |  | 0% | 0% | 1 | 7.7573 | 0% | 0% | 1 | 0% | 0% | 0% | 1 | 0 | 2 | 72.67% | 0% | 72.67% | 3 | 33.25% | 0% | 0% | 1 | 35.48% | 0% | 0% | 1 | 31.9% | 0% | 0% | 1 | 64.61% | 0% | 0% | 2 | 48.94% | 0% | 0% | 1 | 14.4% | 0% | 0% | 1 |  | 0% | 0% | 1 | 6 | 0% | 0% | 1 | 0% | 0% | 0% | 1 | 0 | 2 | 79.06% | 0% | 79.06% | 5 | 34.21% | 0% | 0% | 1 | 27.39% | 0% | 0% | 1 | 22.79% | 0% | 0% | 1 | 58.07% | 0% | 0% | 2 | 52.77% | 0% | 0% | 2 | 11.97% | 0% | 0% | 1
73 | Madeline | NORTHERN CALIFORNIA | 0 | 0 | 10 | 0% | 0% | 1 | 7.5524 | 0% | 0% | 1 | 0% | 0% | 0% | 1 | 0 | 2 | 15.9% | 0% | 15.9% | 1 | 0.4749% | 0% | 0% | 1 | 13.46% | 0% | 0% | 1 | 17.59% | 0% | 0% | 1 | 19.04% | 0% | 0% | 1 | 45.05% | 0% | 0% | 1 | 72.74% | 0% | 0% | 3 |  | 0% | 0% | 1 | 9.1027 | 0% | 0% | 1 | 0% | 0% | 0% | 1 | 0 | 2 | 47.53% | 0% | 47.53% | 2 | 14.99% | 0% | 0% | 1 | 9.222% | 0% | 0% | 1 | 9.89% | 0% | 0% | 1 | 24.39% | 0% | 0% | 1 | 66.02% | 0% | 0% | 2 | 46.77% | 0% | 0% | 1 |  | 0% | 0% | 1 | 5.5382 | 0% | 0% | 1 | 0% | 0% | 0% | 1 | 0 | 2 | 60.09% | 0% | 60.09% | 3 | 28.93% | 0% | 0% | 1 | 9.667% | 0% | 0% | 1 | 14.6% | 0% | 0% | 1 | 41.66% | 0% | 0% | 1 | 73.82% | 0% | 0% | 3 | 35.06% | 0% | 0% | 1 |  | 0% | 0% | 1 | 5.0857 | 0% | 0% | 1 | 0.545% | 0% | 0% | 1 | 0 | 2 | 72.41% | 0% | 72.41% | 3 | 39.25% | 0% | 0% | 1 | 15.5% | 0% | 0% | 1 | 17.18% | 0% | 0% | 1 | 52.08% | 0% | 0% | 2 | 74.97% | 0% | 0% | 3 | 25.32% | 0% | 0% | 1
74 | Antelope | GREATER TEHACHAPI | 76 | 760 | 10 | 3.68% | 0% | 1 | 63 | 999% | 20.01% | 5 | 0.8948% | 0% | 0% | 1 | 0 | 2 | 19.51% | 22.94% | 42.45% | 4 | 0% | 2.363% | 0% | 1 | 26.55% | 3.218% | 0% | 1 | 16.5% | 2.83% | 0% | 1 | 27.75% | 3.271% | 0% | 1 | 6.85% | 2.537% | 0% | 1 | 1.953% | 3.271% | 0% | 1 |  | 1.423% | 0% | 1 | 57 | 13.43% | 0% | 4 | 1.247% | 0% | 0% | 1 | 0 | 2 | 12.25% | 30.01% | 42.26% | 5 | 1.975% | 0.6758% | 0% | 1 | 32.19% | 0.9768% | 0% | 1 | 33.7% | 0.9992% | 0% | 1 | 40.9% | 1.121% | 0% | 1 | 16.6% | 0.7943% | 0% | 1 | 3.407% | 1.121% | 0% | 1 |  | 0.7986% | 0% | 1 | 49.75 | 4.557% | 0% | 4 | 1.894% | 0% | 0% | 1 | 0 | 2 | 9.412% | 32.23% | 41.64% | 5 | 11.18% | 0.3937% | 0% | 1 | 27.79% | 0.4842% | 0% | 1 | 22.12% | 0.449% | 0% | 1 | 43.01% | 0.6135% | 0% | 1 | 18.73% | 0.4302% | 0% | 1 | 4.137% | 0.6135% | 0% | 1 |  | 0.4627% | 0% | 1 | 43.4444 | 2.152% | 0% | 4 | 3.873% | 0% | 0% | 1 | 0 | 2 | 17.02% | 30.43% | 47.44% | 5 | 12.63% | 0.2214% | 0% | 1 | 28.37% | 0.2701% | 0% | 1 | 18.72% | 0.238% | 0% | 1 | 43.23% | 0.3408% | 0% | 1 | 18.71% | 0.238% | 0% | 1 | 3.328% | 0.3408% | 0% | 1
75 | Arcogen | GREATER LA METRO | 0 | 0 | 10 | 0% | 0% | 1 | 18.84 | 0% | 0% | 2 | 0% | 0% | 0% | 1 | 0 | 2 | 0% | 0% | 0% | 1 | 0% | 0% | 0% | 1 | 0% | 0% | 0% | 1 | 55.03% | 0% | 0% | 2 | 55.03% | 0% | 0% | 2 | 0% | 0% | 0% | 1 | 0.2664% | 0% | 0% | 1 |  | 0% | 0% | 1 | 33.8571 | 0% | 0% | 4 | 0% | 0% | 0% | 1 | 0 | 2 | 0.7993% | 0% | 0.7993% | 1 | 0.01645% | 0% | 0% | 1 | 2.751% | 0% | 0% | 1 | 59.25% | 0% | 0% | 2 | 59.26% | 0% | 0% | 2 | 0% | 0% | 0% | 1 | 0.2108% | 0% | 0% | 1 |  | 0% | 0% | 1 | 26.3 | 0% | 0% | 3 | 0% | 0% | 0% | 1 | 0 | 2 | 2.239% | 0% | 2.239% | 1 | 0.1764% | 0% | 0% | 1 | 11.48% | 0% | 0% | 1 | 61.58% | 0% | 0% | 2 | 61.76% | 0% | 0% | 2 | 0% | 0% | 0% | 1 | 0.4406% | 0% | 0% | 1 |  | 0% | 0% | 1 | 57 | 0% | 0% | 4 | 0% | 0% | 0% | 1 | 0 | 2 | 1.522% | 0% | 1.522% | 1 | 0.1199% | 0% | 0% | 1 | 13.44% | 0% | 0% | 1 | 72.83% | 0% | 0% | 3 | 72.95% | 0% | 0% | 3 | 0% | 0% | 0% | 1 | 1.289% | 0% | 0% | 1
76 | Bailey | GREATER TEHACHAPI | 0 | 0 | 10 | 0% | 0% | 1 | 5.6955 | 0% | 0% | 1 | 0% | 0% | 0% | 1 | 0 | 2 | 98.92% | 0% | 98.92% | 5 | 65.65% | 0% | 0% | 2 | 66.44% | 0% | 0% | 2 | 69.13% | 0% | 0% | 2 | 100% | 0% | 0% | 5 | 40.14% | 0% | 0% | 1 | 2.808% | 0% | 0% | 1 |  | 0% | 0% | 1 | 6.1127 | 0% | 0% | 1 | 1.141% | 0% | 0% | 1 | 0 | 2 | 88.43% | 0% | 88.43% | 5 | 58.86% | 0% | 0% | 2 | 56.74% | 0% | 0% | 2 | 51.31% | 0% | 0% | 2 | 94.8% | 0% | 0% | 4 | 47.07% | 0% | 0% | 1 | 2.579% | 0% | 0% | 1 |  | 0% | 0% | 1 | 8.4846 | 0% | 0% | 1 | 2.813% | 0% | 0% | 1 | 0 | 2 | 71.71% | 3.062% | 74.78% | 3 | 60.6% | 0% | 0% | 2 | 50.81% | 0% | 0% | 2 | 41.22% | 0% | 0% | 1 | 90.28% | 0% | 0% | 4 | 39.25% | 0% | 0% | 1 | 2.435% | 0% | 0% | 1 |  | 0% | 0% | 1 | 10.1013 | 0% | 0% | 1 | 7.981% | 0% | 0% | 1 | 0 | 2 | 58.72% | 8.576% | 67.29% | 3 | 53% | 0% | 0% | 2 | 36.39% | 0% | 0% | 1 | 33.17% | 0% | 0% | 1 | 75.25% | 0% | 0% | 3 | 37.92% | 0% | 0% | 1 | 2.962% | 0% | 0% | 1
77 | Center | GREATER LA METRO | 0 | 0 | 10 | 0% | 0% | 1 | 0 | 0% | 0% | 1 | 0% | 0% | 0% | 1 | 0 | 2 | 0% | 0% | 0% | 1 | 0% | 0% | 0% | 1 | 0% | 0% | 0% | 1 | 0% | 0% | 0% | 1 | 0% | 0% | 0% | 1 | 0% | 0% | 0% | 1 | 0% | 0% | 0% | 1 |  | 0% | 0% | 1 | 0 | 0% | 0% | 1 | 0% | 0% | 0% | 1 | 0 | 2 | 0% | 0% | 0% | 1 | 0% | 0% | 0% | 1 | 0% | 0% | 0% | 1 | 0% | 0% | 0% | 1 | 0% | 0% | 0% | 1 | 0% | 0% | 0% | 1 | 0% | 0% | 0% | 1 |  | 0% | 0% | 1 | 27 | 0% | 0% | 3 | 0% | 0% | 0% | 1 | 0 | 2 | 0% | 17.75% | 17.75% | 3 | 0.1267% | 0% | 0% | 1 | 11.54% | 0% | 0% | 1 | 42.84% | 0% | 0% | 1 | 42.97% | 0% | 0% | 1 | 0% | 0% | 0% | 1 | 3.725% | 0% | 0% | 1 |  | 0% | 0% | 1 | 51.6667 | 0% | 0% | 4 | 0% | 0% | 0% | 1 | 0 | 2 | 5.982% | 39.44% | 45.42% | 5 | 23.26% | 0% | 0% | 1 | 10.25% | 0% | 0% | 1 | 44.05% | 0% | 0% | 1 | 67.61% | 0% | 0% | 2 | 19.16% | 0% | 0% | 1 | 9.027% | 0% | 0% | 1
78 | Del Amo | GREATER LA METRO | 0 | 0 | 10 | 0% | 0% | 1 | 0 | 0% | 0% | 1 | 0% | 0% | 0% | 1 | 0 | 2 | 0% | 0% | 0% | 1 | 0% | 0% | 0% | 1 | 0% | 0% | 0% | 1 | 0% | 0% | 0% | 1 | 0% | 0% | 0% | 1 | 0% | 0% | 0% | 1 | 0% | 0% | 0% | 1 |  | 0% | 0% | 1 | 26.44 | 0% | 0% | 3 | 0% | 0% | 0% | 1 | 0 | 2 | 0% | 0% | 0% | 1 | 0% | 0% | 0% | 1 | 20.53% | 0% | 0% | 1 | 40.59% | 0% | 0% | 1 | 40.59% | 0% | 0% | 1 | 0% | 0% | 0% | 1 | 0.8% | 0% | 0% | 1 |  | 0% | 0% | 1 | 60.5 | 0% | 0% | 4 | 0% | 0% | 0% | 1 | 0 | 2 | 0% | 5.124% | 5.124% | 2 | 0.007953% | 0% | 0% | 1 | 8.267% | 0% | 0% | 1 | 68.73% | 0% | 0% | 2 | 68.74% | 0% | 0% | 2 | 0% | 0% | 0% | 1 | 1.605% | 0% | 0% | 1 |  | 0% | 0% | 1 | 47 | 0% | 0% | 4 | 0% | 0% | 0% | 1 | 0 | 2 | 2.815% | 28.59% | 31.41% | 4 | 20.51% | 0% | 0% | 1 | 9.771% | 0% | 0% | 1 | 53.28% | 0% | 0% | 2 | 73.79% | 0% | 0% | 3 | 12.31% | 0% | 0% | 1 | 7.623% | 0% | 0% | 1
79 | El Nido | GREATER LA METRO | 0 | 0 | 10 | 0% | 0% | 1 | 6.5486 | 0% | 0% | 1 | 0% | 0% | 0% | 1 | 0 | 2 | 0% | 0% | 0% | 1 | 1.639% | 0% | 0% | 1 | 0% | 0% | 0% | 1 | 30.3% | 0% | 0% | 1 | 31.94% | 0% | 0% | 1 | 0% | 0% | 0% | 1 | 0% | 0% | 0% | 1 |  | 0% | 0% | 1 | 6.7876 | 0% | 0% | 1 | 0% | 0% | 0% | 1 | 0 | 2 | 21.71% | 0% | 21.71% | 2 | 2.863% | 0% | 0% | 1 | 30.28% | 0% | 0% | 1 | 54.56% | 0% | 0% | 2 | 57.42% | 0% | 0% | 2 | 0% | 0% | 0% | 1 | 0.1711% | 0% | 0% | 1 |  | 0% | 0% | 1 | 9.2387 | 0% | 0% | 1 | 0% | 0% | 0% | 1 | 0 | 2 | 3.831% | 0% | 3.831% | 1 | 0.2144% | 0% | 0% | 1 | 2.49% | 0% | 0% | 1 | 55.15% | 0% | 0% | 2 | 55.36% | 0% | 0% | 2 | 0% | 0% | 0% | 1 | 0.1407% | 0% | 0% | 1 |  | 0% | 0% | 1 | 28.0507 | 0% | 0% | 3 | 0% | 0% | 0% | 1 | 0 | 2 | 24.43% | 16.41% | 40.84% | 3 | 7.98% | 0% | 0% | 1 | 10.41% | 0% | 0% | 1 | 42.22% | 0% | 0% | 1 | 46.72% | 0% | 0% | 1 | 12.38% | 0% | 0% | 1 | 7.269% | 0% | 0% | 1
80 | Goodrich | GREATER LA METRO | 0 | 0 | 10 | 0% | 0% | 1 | 4.0707 | 0% | 0% | 1 | 0% | 0% | 0% | 1 | 0 | 2 | 0% | 100% | 100% | 5 | 0% | 0% | 0% | 1 | 46.09% | 0% | 0% | 1 | 47% | 0% | 0% | 1 | 53.57% | 0% | 0% | 2 | 84.73% | 0% | 0% | 3 | 30.76% | 0% | 0% | 1 |  | 0% | 0% | 1 | 3.4275 | 0% | 0% | 1 | 0% | 0% | 0% | 1 | 0 | 2 | 0% | 100% | 100% | 5 | 6.837% | 0% | 0% | 1 | 51.44% | 0% | 0% | 2 | 39.82% | 0% | 0% | 1 | 55.06% | 0% | 0% | 2 | 56.2% | 0% | 0% | 2 | 30.63% | 0% | 0% | 1 |  | 0% | 0% | 1 | 3.6488 | 0% | 0% | 1 | 0% | 0% | 0% | 1 | 0 | 2 | 4.354% | 95.32% | 99.68% | 5 | 2.024% | 0% | 0% | 1 | 37.94% | 0% | 0% | 1 | 17.15% | 0% | 0% | 1 | 42.14% | 0% | 0% | 1 | 72.51% | 0% | 0% | 3 | 30.23% | 0% | 0% | 1 |  | 0% | 0% | 1 | 3.7044 | 0% | 0% | 1 | 0.1164% | 0% | 0% | 1 | 0 | 2 | 2.181% | 97.67% | 99.85% | 5 | 20.93% | 0% | 0% | 1 | 19.02% | 0% | 0% | 1 | 20.51% | 0% | 0% | 1 | 43.48% | 0% | 0% | 1 | 66.52% | 0% | 0% | 2 | 23.11% | 0% | 0% | 1
81 | Gould | GREATER LA METRO | 0 | 0 | 10 | 0% | 0% | 1 | 3.6358 | 0% | 0% | 1 | 0% | 0% | 0% | 1 | 0 | 2 | 0.6301% | 99.37% | 100% | 5 | 1.738% | 0% | 0% | 1 | 44.95% | 0% | 0% | 1 | 0% | 0% | 0% | 1 | 46.68% | 0% | 0% | 1 | 40.84% | 0% | 0% | 1 | 28.93% | 0% | 0% | 1 |  | 0% | 0% | 1 | 3.6667 | 0% | 0% | 1 | 0% | 0% | 0% | 1 | 0 | 2 | 3.915% | 95.81% | 99.73% | 5 | 5.918% | 0% | 0% | 1 | 27.22% | 0% | 0% | 1 | 15.19% | 0% | 0% | 1 | 36.2% | 0% | 0% | 1 | 72.64% | 0% | 0% | 3 | 27.2% | 0% | 0% | 1 |  | 0% | 0% | 1 | 3.6823 | 0% | 0% | 1 | 0.2064% | 0% | 0% | 1 | 0 | 2 | 1.983% | 97.88% | 99.86% | 5 | 24.1% | 0% | 0% | 1 | 17.12% | 0% | 0% | 1 | 18.5% | 0% | 0% | 1 | 44.42% | 0% | 0% | 1 | 68.01% | 0% | 0% | 2 | 20.69% | 0% | 0% | 1 |  | 0% | 0% | 1 | 17.0617 | 0% | 0% | 2 | 0.114% | 0% | 0% | 1 | 0 | 2 | 1.606% | 98.33% | 99.93% | 5 | 27.14% | 0% | 0% | 1 | 8.252% | 0% | 0% | 1 | 8.902% | 0% | 0% | 1 | 36.93% | 0% | 0% | 1 | 47.49% | 0% | 0% | 1 | 12.67% | 0% | 0% | 1
82 | Harborgen | GREATER LA METRO | 0 | 0 | 10 | 0% | 0% | 1 | 10.6512 | 0% | 0% | 1 | 0% | 0% | 0% | 1 | 0 | 2 | 0% | 0% | 0% | 1 | 0% | 0% | 0% | 1 | 0% | 0% | 0% | 1 | 54.56% | 0% | 0% | 2 | 54.56% | 0% | 0% | 2 | 0% | 0% | 0% | 1 | 0.1379% | 0% | 0% | 1 |  | 0% | 0% | 1 | 26.125 | 0% | 0% | 3 | 0% | 0% | 0% | 1 | 0 | 2 | 0.1538% | 0% | 0.1538% | 1 | 0% | 0% | 0% | 1 | 8.219% | 0% | 0% | 1 | 61.46% | 0% | 0% | 2 | 61.46% | 0% | 0% | 2 | 0% | 0% | 0% | 1 | 0.4327% | 0% | 0% | 1 |  | 0% | 0% | 1 | 48 | 0% | 0% | 4 | 0% | 0% | 0% | 1 | 0 | 2 | 1.908% | 0% | 1.908% | 1 | 0.1504% | 0% | 0% | 1 | 9.785% | 0% | 0% | 1 | 66.95% | 0% | 0% | 2 | 67.1% | 0% | 0% | 2 | 0% | 0% | 0% | 1 | 0.4545% | 0% | 0% | 1 |  | 0% | 0% | 1 | 47 | 0% | 0% | 4 | 0% | 0% | 0% | 1 | 0 | 2 | 1.365% | 0% | 1.365% | 1 | 0.1076% | 0% | 0% | 1 | 15.73% | 0% | 0% | 1 | 75.5% | 0% | 0% | 3 | 75.61% | 0% | 0% | 3 | 0% | 0% | 0% | 1 | 3.51% | 0% | 0% | 1
83 | Hinson | GREATER LA METRO | 0 | 0 | 10 | 0% | 0% | 1 | 16.1336 | 0% | 0% | 2 | 0% | 0% | 0% | 1 | 0 | 2 | 0% | 0% | 0% | 1 | 0% | 0% | 0% | 1 | 0% | 0% | 0% | 1 | 46.01% | 0% | 0% | 1 | 46.01% | 0% | 0% | 1 | 0% | 0% | 0% | 1 | 0.2649% | 0% | 0% | 1 |  | 0% | 0% | 1 | 32.6667 | 0% | 0% | 4 | 0% | 0% | 0% | 1 | 0 | 2 | 0.08526% | 0% | 0.08526% | 1 | 0% | 0% | 0% | 1 | 4.469% | 0% | 0% | 1 | 59.96% | 0% | 0% | 2 | 59.96% | 0% | 0% | 2 | 0% | 0% | 0% | 1 | 0.2664% | 0% | 0% | 1 |  | 0% | 0% | 1 | 27 | 0% | 0% | 3 | 0% | 0% | 0% | 1 | 0 | 2 | 2.165% | 0% | 2.165% | 1 | 0.1706% | 0% | 0% | 1 | 11.1% | 0% | 0% | 1 | 62.67% | 0% | 0% | 2 | 62.84% | 0% | 0% | 2 | 0% | 0% | 0% | 1 | 0.5156% | 0% | 0% | 1 |  | 0% | 0% | 1 | 60 | 0% | 0% | 4 | 0% | 0% | 0% | 1 | 0 | 2 | 1.458% | 0% | 1.458% | 1 | 0.1149% | 0% | 0% | 1 | 16.79% | 0% | 0% | 1 | 73.88% | 0% | 0% | 3 | 73.99% | 0% | 0% | 3 | 0% | 0% | 0% | 1 | 1.83% | 0% | 0% | 1
84 | La Cienega | GREATER LA METRO | 0 | 0 | 10 | 0% | 0% | 1 | 40.6511 | 0% | 0% | 4 | 0% | 0% | 0% | 1 | 0 | 2 | 0% | 0% | 0% | 1 | 0% | 0% | 0% | 1 | 100% | 0% | 0% | 5 | 100% | 0% | 0% | 5 | 100% | 0% | 0% | 5 | 0% | 0% | 0% | 1 | 0.6489% | 0% | 0% | 1 |  | 0% | 0% | 1 | 7.9346 | 0% | 0% | 1 | 0% | 0% | 0% | 1 | 0 | 2 | 63.8% | 0% | 63.8% | 3 | 0.2598% | 0% | 0% | 1 | 18.74% | 0% | 0% | 1 | 21.44% | 0% | 0% | 1 | 21.7% | 0% | 0% | 1 | 15.32% | 0% | 0% | 1 | 10.39% | 0% | 0% | 1 |  | 0% | 0% | 1 | 11.4595 | 0% | 0% | 1 | 0% | 0% | 0% | 1 | 0 | 2 | 63.73% | 26.21% | 89.94% | 5 | 11.59% | 0% | 0% | 1 | 11.07% | 0% | 0% | 1 | 13.67% | 0% | 0% | 1 | 23.64% | 0% | 0% | 1 | 32.73% | 0% | 0% | 1 | 16.3% | 0% | 0% | 1 |  | 0% | 0% | 1 | 17.2487 | 0% | 0% | 2 | 0% | 0% | 0% | 1 | 0 | 2 | 19.74% | 51.2% | 70.94% | 5 | 10.61% | 0% | 0% | 1 | 27.16% | 0% | 0% | 1 | 42.42% | 0% | 0% | 1 | 48.89% | 0% | 0% | 1 | 16.93% | 0% | 0% | 1 | 10.82% | 0% | 0% | 1
85 | La Fresa | GREATER LA METRO | 0 | 0 | 10 | 0% | 0% | 1 | 8.9852 | 0% | 0% | 1 | 0% | 0% | 0% | 1 | 0 | 2 | 0% | 0% | 0% | 1 | 2.215% | 0% | 0% | 1 | 0% | 0% | 0% | 1 | 19.8% | 0% | 0% | 1 | 22.02% | 0% | 0% | 1 | 0% | 0% | 0% | 1 | 0% | 0% | 0% | 1 |  | 0% | 0% | 1 | 13.5484 | 0% | 0% | 2 | 0% | 0% | 0% | 1 | 0 | 2 | 5.696% | 0% | 5.696% | 1 | 0.4488% | 0% | 0% | 1 | 2.298% | 0% | 0% | 1 | 72.04% | 0% | 0% | 3 | 72.49% | 0% | 0% | 3 | 0% | 0% | 0% | 1 | 0.02682% | 0% | 0% | 1 |  | 0% | 0% | 1 | 22.9662 | 0% | 0% | 3 | 0% | 0% | 0% | 1 | 0 | 2 | 2.584% | 0% | 2.584% | 1 | 0.2036% | 0% | 0% | 1 | 3.339% | 0% | 0% | 1 | 55.79% | 0% | 0% | 2 | 56% | 0% | 0% | 2 | 0% | 0% | 0% | 1 | 0.2256% | 0% | 0% | 1 |  | 0% | 0% | 1 | 23.427 | 0% | 0% | 3 | 0% | 0% | 0% | 1 | 0 | 2 | 17.51% | 1.316% | 18.83% | 2 | 1.471% | 0% | 0% | 1 | 10.58% | 0% | 0% | 1 | 50.76% | 0% | 0% | 2 | 52.23% | 0% | 0% | 2 | 6.889% | 0% | 0% | 1 | 3.704% | 0% | 0% | 1
86 | Laguna Bell | GREATER LA METRO | 0 | 0 | 10 | 0% | 0% | 1 | 0 | 0% | 0% | 1 | 0% | 0% | 0% | 1 | 0 | 2 | 0% | 0% | 0% | 1 | 0% | 0% | 0% | 1 | 0% | 0% | 0% | 1 | 0% | 0% | 0% | 1 | 0% | 0% | 0% | 1 | 0% | 0% | 0% | 1 | 0% | 0% | 0% | 1 |  | 0% | 0% | 1 | 0 | 0% | 0% | 1 | 0% | 0% | 0% | 1 | 0 | 2 | 0% | 0% | 0% | 1 | 0% | 0% | 0% | 1 | 0% | 0% | 0% | 1 | 0% | 0% | 0% | 1 | 0% | 0% | 0% | 1 | 0% | 0% | 0% | 1 | 0% | 0% | 0% | 1 |  | 0% | 0% | 1 | 31.41 | 0% | 0% | 4 | 0% | 0% | 0% | 1 | 0 | 2 | 12.49% | 0% | 12.49% | 1 | 0% | 0% | 0% | 1 | 11.08% | 0% | 0% | 1 | 27.35% | 0% | 0% | 1 | 27.35% | 0% | 0% | 1 | 0% | 0% | 0% | 1 | 4.491% | 0% | 0% | 1 |  | 0% | 0% | 1 | 24.8 | 0% | 0% | 3 | 0% | 0% | 0% | 1 | 0 | 2 | 2.113% | 45.85% | 47.96% | 5 | 15.63% | 0% | 0% | 1 | 19.25% | 0% | 0% | 1 | 43.17% | 0% | 0% | 1 | 59.85% | 0% | 0% | 2 | 22.38% | 0% | 0% | 1 | 12.28% | 0% | 0% | 1
87 | Lighthipe | GREATER LA METRO | 0 | 0 | 10 | 0% | 0% | 1 | 0 | 0% | 0% | 1 | 0% | 0% | 0% | 1 | 0 | 2 | 0% | 0% | 0% | 1 | 0% | 0% | 0% | 1 | 0% | 0% | 0% | 1 | 0% | 0% | 0% | 1 | 0% | 0% | 0% | 1 | 0% | 0% | 0% | 1 | 0% | 0% | 0% | 1 |  | 0% | 0% | 1 | 31.68 | 0% | 0% | 4 | 0% | 0% | 0% | 1 | 0 | 2 | 0% | 0% | 0% | 1 | 0% | 0% | 0% | 1 | 1.622% | 0% | 0% | 1 | 42.48% | 0% | 0% | 1 | 42.48% | 0% | 0% | 1 | 0% | 0% | 0% | 1 | 0.3526% | 0% | 0% | 1 |  | 0% | 0% | 1 | 26.44 | 0% | 0% | 3 | 0% | 0% | 0% | 1 | 0 | 2 | 0.658% | 0% | 0.658% | 1 | 0.03798% | 0% | 0% | 1 | 11.68% | 0% | 0% | 1 | 62.52% | 0% | 0% | 2 | 62.55% | 0% | 0% | 2 | 0% | 0% | 0% | 1 | 0.4494% | 0% | 0% | 1 |  | 0% | 0% | 1 | 56 | 0% | 0% | 4 | 0% | 0% | 0% | 1 | 0 | 2 | 2.562% | 10.33% | 12.9% | 3 | 1.058% | 0% | 0% | 1 | 10.58% | 0% | 0% | 1 | 64.1% | 0% | 0% | 2 | 65.16% | 0% | 0% | 2 | 0% | 0% | 0% | 1 | 3.034% | 0% | 0% | 1
88 | Mesa (SCE) | GREATER LA METRO | 0 | 0 | 10 | 0% | 0% | 1 | 0 | 0% | 0% | 1 | 0% | 0% | 0% | 1 | 0 | 2 | 0% | 0% | 0% | 1 | 0% | 0% | 0% | 1 | 0% | 0% | 0% | 1 | 0% | 0% | 0% | 1 | 0% | 0% | 0% | 1 | 0% | 0% | 0% | 1 | 0% | 0% | 0% | 1 |  | 0% | 0% | 1 | 0 | 0% | 0% | 1 | 0% | 0% | 0% | 1 | 0 | 2 | 0% | 0% | 0% | 1 | 0% | 0% | 0% | 1 | 0% | 0% | 0% | 1 | 0% | 0% | 0% | 1 | 0% | 0% | 0% | 1 | 0% | 0% | 0% | 1 | 0% | 0% | 0% | 1 |  | 0% | 0% | 1 | 3.7108 | 0% | 0% | 1 | 0% | 0% | 0% | 1 | 0 | 2 | 7.009% | 91.68% | 98.69% | 5 | 6.201% | 0% | 0% | 1 | 52.93% | 0% | 0% | 2 | 48.05% | 0% | 0% | 1 | 55.25% | 0% | 0% | 2 | 65.04% | 0% | 0% | 2 | 29.07% | 0% | 0% | 1 |  | 0% | 0% | 1 | 13.5978 | 0% | 0% | 2 | 0% | 0% | 0% | 1 | 0 | 2 | 9.417% | 81.91% | 91.32% | 5 | 23.02% | 0% | 0% | 1 | 29.49% | 0% | 0% | 1 | 13.63% | 0% | 0% | 1 | 54.17% | 0% | 0% | 2 | 45.82% | 0% | 0% | 1 | 23.54% | 0% | 0% | 1
89 | Olinda | GREATER LA METRO | 0 | 0 | 10 | 0% | 0% | 1 | 50 | 0% | 0% | 4 | 0% | 0% | 0% | 1 | 0 | 2 | 0% | 100% | 100% | 5 | 11.68% | 0% | 0% | 1 | 0% | 0% | 0% | 1 | 0% | 0% | 0% | 1 | 11.68% | 0% | 0% | 1 | 0% | 0% | 0% | 1 | 17.82% | 0% | 0% | 1 |  | 0% | 0% | 1 | 22.8325 | 0% | 0% | 3 | 0% | 0% | 0% | 1 | 0 | 2 | 11.21% | 88.79% | 100% | 5 | 61.32% | 0% | 0% | 2 | 0% | 0% | 0% | 1 | 0% | 0% | 0% | 1 | 61.32% | 0% | 0% | 2 | 34.92% | 0% | 0% | 1 | 15.7% | 0% | 0% | 1 |  | 0% | 0% | 1 | 13.8571 | 0% | 0% | 2 | 0% | 0% | 0% | 1 | 0 | 2 | 7.365% | 92.64% | 100% | 5 | 50.59% | 0% | 0% | 2 | 4.224% | 0% | 0% | 1 | 13.75% | 0% | 0% | 1 | 65.66% | 0% | 0% | 2 | 29.63% | 0% | 0% | 1 | 12.53% | 0% | 0% | 1 |  | 0% | 0% | 1 | 50 | 0% | 0% | 4 | 6.296% | 0% | 0% | 1 | 0 | 2 | 15.65% | 55.12% | 70.77% | 5 | 29.74% | 0% | 0% | 1 | 11.88% | 0% | 0% | 1 | 36.64% | 0% | 0% | 1 | 64.42% | 0% | 0% | 2 | 27.63% | 0% | 0% | 1 | 17.27% | 0% | 0% | 1
90 | Pardee | GREATER LA METRO | 0 | 0 | 10 | 0% | 0% | 1 | 26.3647 | 0% | 0% | 3 | 1.145% | 0% | 0% | 1 | 0 | 2 | 0% | 100% | 100% | 5 | 0.3933% | 0% | 0% | 1 | 14% | 0% | 0% | 1 | 47.16% | 0% | 0% | 1 | 47.55% | 0% | 0% | 1 | 33.27% | 0% | 0% | 1 | 8.025% | 0% | 0% | 1 |  | 0% | 0% | 1 | 19.0091 | 0% | 0% | 2 | 1.919% | 0% | 0% | 1 | 0 | 2 | 4.154% | 95.8% | 99.95% | 5 | 46.05% | 0% | 0% | 1 | 2.071% | 0% | 0% | 1 | 11.97% | 0% | 0% | 1 | 55.32% | 0% | 0% | 2 | 51.3% | 0% | 0% | 2 | 9.858% | 0% | 0% | 1 |  | 0% | 0% | 1 | 15 | 0% | 0% | 2 | 3.158% | 0% | 0% | 1 | 0 | 2 | 11.02% | 88.83% | 99.85% | 5 | 54.39% | 0% | 0% | 2 | 2.423% | 0% | 0% | 1 | 7.841% | 0% | 0% | 1 | 59.83% | 0% | 0% | 2 | 49.41% | 0% | 0% | 1 | 11.34% | 0% | 0% | 1 |  | 0% | 0% | 1 | 16.2217 | 0% | 0% | 2 | 3.326% | 0% | 0% | 1 | 0 | 2 | 12.67% | 86.9% | 99.57% | 5 | 49.59% | 0% | 0% | 1 | 4.536% | 0% | 0% | 1 | 9.501% | 0% | 0% | 1 | 57.67% | 0% | 0% | 2 | 47.41% | 0% | 0% | 1 | 10.3% | 0% | 0% | 1
91 | Rio Hondo | GREATER LA METRO | 0 | 0 | 10 | 0% | 0% | 1 | 4.682 | 0% | 0% | 1 | 0% | 0% | 0% | 1 | 0 | 2 | 0% | 100% | 100% | 5 | 0% | 0% | 0% | 1 | 100% | 0% | 0% | 5 | 95.28% | 0% | 0% | 5 | 100% | 0% | 0% | 5 | 97.28% | 0% | 0% | 5 | 42.13% | 0% | 0% | 1 |  | 0% | 0% | 1 | 3.7187 | 0% | 0% | 1 | 0% | 0% | 0% | 1 | 0 | 2 | 0% | 100% | 100% | 5 | 10.24% | 0% | 0% | 1 | 87.81% | 0% | 0% | 3 | 87.75% | 0% | 0% | 3 | 90.77% | 0% | 0% | 4 | 71.01% | 0% | 0% | 3 | 36.53% | 0% | 0% | 1 |  | 0% | 0% | 1 | 4.5229 | 0% | 0% | 1 | 0% | 0% | 0% | 1 | 0 | 2 | 9.795% | 90.21% | 100% | 5 | 34.18% | 0% | 0% | 1 | 21.79% | 0% | 0% | 1 | 18.6% | 0% | 0% | 1 | 54.48% | 0% | 0% | 2 | 49.18% | 0% | 0% | 1 | 24.5% | 0% | 0% | 1 |  | 0% | 0% | 1 | 5.2746 | 0% | 0% | 1 | 0% | 0% | 0% | 1 | 0 | 2 | 5.77% | 94.04% | 99.81% | 5 | 27.95% | 0% | 0% | 1 | 25.73% | 0% | 0% | 1 | 10.08% | 0% | 0% | 1 | 52.99% | 0% | 0% | 2 | 54.98% | 0% | 0% | 2 | 23.88% | 0% | 0% | 1
92 | Saugus | GREATER LA METRO | 0 | 0 | 10 | 0% | 0% | 1 | 23.9033 | 0% | 0% | 3 | 1.394% | 0% | 0% | 1 | 0 | 2 | 0% | 100% | 100% | 5 | 4.54% | 0% | 0% | 1 | 18.71% | 0% | 0% | 1 | 55.02% | 0% | 0% | 2 | 59.56% | 0% | 0% | 2 | 37.27% | 0% | 0% | 1 | 8.805% | 0% | 0% | 1 |  | 0% | 0% | 1 | 18.6667 | 0% | 0% | 2 | 1.763% | 0% | 0% | 1 | 0 | 2 | 1.943% | 98.04% | 99.99% | 5 | 43.75% | 0% | 0% | 1 | 1.923% | 0% | 0% | 1 | 12.63% | 0% | 0% | 1 | 53.52% | 0% | 0% | 2 | 49.45% | 0% | 0% | 1 | 9.438% | 0% | 0% | 1 |  | 0% | 0% | 1 | 15.2 | 0% | 0% | 2 | 3.097% | 0% | 0% | 1 | 0 | 2 | 9.754% | 90.1% | 99.85% | 5 | 54.17% | 0% | 0% | 2 | 2.444% | 0% | 0% | 1 | 7.907% | 0% | 0% | 1 | 59.65% | 0% | 0% | 2 | 49.18% | 0% | 0% | 1 | 11.31% | 0% | 0% | 1 |  | 0% | 0% | 1 | 16.3406 | 0% | 0% | 2 | 3.327% | 0% | 0% | 1 | 0 | 2 | 10.4% | 89.21% | 99.61% | 5 | 50.94% | 0% | 0% | 2 | 3.456% | 0% | 0% | 1 | 8.918% | 0% | 0% | 1 | 58.09% | 0% | 0% | 2 | 46.74% | 0% | 0% | 1 | 10.74% | 0% | 0% | 1
93 | Vincent | GREATER LA METRO | 350 | 3500 | 10 | 32.44% | 0% | 2 | 39.75 | 55526% | 165.9% | 5 | 0.09239% | 0% | 0% | 1 | 0 | 2 | 0.01363% | 99.6% | 99.61% | 5 | 0% | 22.5% | 0% | 2 | 20.56% | 28.33% | 0% | 2 | 12.25% | 25.64% | 0% | 2 | 20.61% | 28.34% | 0% | 2 | 10.52% | 25.15% | 0% | 2 | 2.924% | 28.34% | 0% | 2 |  | 17.3% | 0% | 1 | 32.5 | 64.73% | 0% | 4 | 1.697% | 0% | 0% | 1 | 0 | 2 | 5.295% | 82.45% | 87.74% | 5 | 13.6% | 7.412% | 0% | 1 | 31.03% | 9.285% | 0% | 1 | 23.6% | 8.381% | 0% | 1 | 45.81% | 11.82% | 0% | 1 | 29.65% | 9.103% | 0% | 1 | 3.442% | 11.82% | 0% | 1 |  | 8.752% | 0% | 1 | 37.5758 | 20.64% | 0% | 4 | 4.552% | 0% | 0% | 1 | 0 | 2 | 6.189% | 58.33% | 64.52% | 5 | 13.96% | 2.857% | 0% | 1 | 40.77% | 4.15% | 0% | 1 | 27.2% | 3.377% | 0% | 1 | 55.46% | 5.519% | 0% | 2 | 28.59% | 3.442% | 0% | 1 | 4.806% | 5.519% | 0% | 1 |  | 4.147% | 0% | 1 | 46.4 | 12.09% | 0% | 4 | 4.673% | 0% | 0% | 1 | 0 | 2 | 5.563% | 41.32% | 46.88% | 5 | 13.32% | 1.418% | 0% | 1 | 41.32% | 2.094% | 0% | 1 | 28.1% | 1.709% | 0% | 1 | 54.62% | 2.708% | 0% | 2 | 26.73% | 1.677% | 0% | 1 | 4.438% | 2.708% | 0% | 1
94 | Borden | SPGE | 0 | 0 | 10 | 0% | 0% | 1 | 13.6459 | 0% | 0% | 2 | 41.57% | 0% | 0% | 1 | 0 | 2 | 0% | 0% | 0% | 1 | 4.064% | 0% | 0% | 1 | 37.51% | 0% | 0% | 1 | 42.52% | 0% | 0% | 1 | 42.54% | 0% | 0% | 1 | 1.86% | 0% | 0% | 1 | 7.825% | 0% | 0% | 1 |  | 0% | 0% | 1 | 15.5 | 0% | 0% | 2 | 45.96% | 0% | 0% | 1 | 0 | 2 | 0% | 0% | 0% | 1 | 26.23% | 0% | 0% | 1 | 35.35% | 0% | 0% | 1 | 41.03% | 0% | 0% | 1 | 54.62% | 0% | 0% | 2 | 8.954% | 0% | 0% | 1 | 17.13% | 0% | 0% | 1 |  | 0% | 0% | 1 | 14.7 | 0% | 0% | 2 | 39.43% | 0% | 0% | 1 | 0 | 2 | 0% | 0% | 0% | 1 | 31.9% | 0% | 0% | 1 | 35.43% | 0% | 0% | 1 | 38.21% | 0% | 0% | 1 | 56.36% | 0% | 0% | 2 | 15.58% | 0% | 0% | 1 | 18.53% | 0% | 0% | 1 |  | 0% | 0% | 1 | 12.2778 | 0% | 0% | 2 | 29.45% | 0% | 0% | 1 | 0 | 2 | 1.276% | 0% | 1.276% | 1 | 41.67% | 0% | 0% | 1 | 33.66% | 0% | 0% | 1 | 33.95% | 0% | 0% | 1 | 60.41% | 0% | 0% | 2 | 20.61% | 0% | 0% | 1 | 17.07% | 0% | 0% | 1
95 | Dairyland | SPGE | 0 | 0 | 10 | 0% | 0% | 1 | 12.6667 | 0% | 0% | 2 | 42.04% | 0% | 0% | 1 | 0 | 2 | 0% | 0% | 0% | 1 | 6.844% | 0% | 0% | 1 | 4.707% | 0% | 0% | 1 | 7.895% | 0% | 0% | 1 | 14.74% | 0% | 0% | 1 | 0% | 0% | 0% | 1 | 2.711% | 0% | 0% | 1 |  | 0% | 0% | 1 | 9.1837 | 0% | 0% | 1 | 33.19% | 0% | 0% | 1 | 0 | 2 | 0% | 0% | 0% | 1 | 33.54% | 0% | 0% | 1 | 10.41% | 0% | 0% | 1 | 14.12% | 0% | 0% | 1 | 42.91% | 0% | 0% | 1 | 0.08304% | 0% | 0% | 1 | 5.082% | 0% | 0% | 1 |  | 0% | 0% | 1 | 8.8494 | 0% | 0% | 1 | 31.11% | 0% | 0% | 1 | 0 | 2 | 0% | 0% | 0% | 1 | 48.1% | 0% | 0% | 1 | 23.32% | 0% | 0% | 1 | 29.1% | 0% | 0% | 1 | 60.3% | 0% | 0% | 2 | 3.785% | 0% | 0% | 1 | 13.45% | 0% | 0% | 1 |  | 0% | 0% | 1 | 9.0568 | 0% | 0% | 1 | 31.79% | 0% | 0% | 1 | 0 | 2 | 0% | 0% | 0% | 1 | 46.1% | 0% | 0% | 1 | 24.88% | 0% | 0% | 1 | 29.71% | 0% | 0% | 1 | 57.95% | 0% | 0% | 2 | 7.77% | 0% | 0% | 1 | 12.88% | 0% | 0% | 1
96 | Gregg | SPGE | 0 | 0 | 10 | 0% | 0% | 1 | 13.2697 | 0% | 0% | 2 | 47.58% | 0% | 0% | 1 | 0 | 2 | 0% | 0% | 0% | 1 | 20.92% | 0% | 0% | 1 | 11.24% | 0% | 0% | 1 | 11.24% | 0% | 0% | 1 | 30.95% | 0% | 0% | 1 | 0% | 0% | 0% | 1 | 4.111% | 0% | 0% | 1 |  | 0% | 0% | 1 | 17.4 | 0% | 0% | 2 | 55.96% | 0% | 0% | 2 | 0 | 2 | 0% | 0% | 0% | 1 | 14.67% | 0% | 0% | 1 | 27.1% | 0% | 0% | 1 | 29.22% | 0% | 0% | 1 | 38.94% | 0% | 0% | 1 | 5.832% | 0% | 0% | 1 | 11.03% | 0% | 0% | 1 |  | 0% | 0% | 1 | 16 | 0% | 0% | 2 | 47.22% | 0% | 0% | 1 | 0 | 2 | 0% | 0% | 0% | 1 | 20.74% | 0% | 0% | 1 | 33.6% | 0% | 0% | 1 | 35.2% | 0% | 0% | 1 | 46.12% | 0% | 0% | 1 | 10.76% | 0% | 0% | 1 | 16.46% | 0% | 0% | 1 |  | 0% | 0% | 1 | 15.125 | 0% | 0% | 2 | 35.96% | 0% | 0% | 1 | 0 | 2 | 1.401% | 0% | 1.401% | 1 | 31.65% | 0% | 0% | 1 | 30.56% | 0% | 0% | 1 | 31.14% | 0% | 0% | 1 | 50.55% | 0% | 0% | 2 | 17.22% | 0% | 0% | 1 | 14.56% | 0% | 0% | 1
97 | Newhall | SPGE | 0 | 0 | 10 | 0% | 0% | 1 | 4.6354 | 0% | 0% | 1 | 18.74% | 0% | 0% | 1 | 0 | 2 | 0% | 0% | 0% | 1 | 82.86% | 0% | 0% | 3 | 22.89% | 0% | 0% | 1 | 32.44% | 0% | 0% | 1 | 91.68% | 0% | 0% | 4 | 7.059% | 0% | 0% | 1 | 26.85% | 0% | 0% | 1 |  | 0% | 0% | 1 | 6.2773 | 0% | 0% | 1 | 19.82% | 0% | 0% | 1 | 0 | 2 | 0% | 0% | 0% | 1 | 59.04% | 0% | 0% | 2 | 16.53% | 0% | 0% | 1 | 23.41% | 0% | 0% | 1 | 66.82% | 0% | 0% | 2 | 6.072% | 0% | 0% | 1 | 17.27% | 0% | 0% | 1 |  | 0% | 0% | 1 | 7.7687 | 0% | 0% | 1 | 30.85% | 0% | 0% | 1 | 0 | 2 | 0% | 0% | 0% | 1 | 38.73% | 0% | 0% | 1 | 11.53% | 0% | 0% | 1 | 18.26% | 0% | 0% | 1 | 48.82% | 0% | 0% | 1 | 2.786% | 0% | 0% | 1 | 9.223% | 0% | 0% | 1 |  | 0% | 0% | 1 | 8.95 | 0% | 0% | 1 | 37.77% | 0% | 0% | 1 | 0 | 2 | 0% | 0% | 0% | 1 | 30.09% | 0% | 0% | 1 | 10.72% | 0% | 0% | 1 | 16.16% | 0% | 0% | 1 | 40.88% | 0% | 0% | 1 | 1.605% | 0% | 0% | 1 | 6.402% | 0% | 0% | 1
98 | Ignacio | NORTHERN CALIFORNIA | 0 | 0 | 10 | 0% | 0% | 1 | 35.6923 | 0% | 0% | 4 | 0% | 0% | 0% | 1 | 0 | 2 | 4.688% | 19.23% | 23.92% | 3 | 10.98% | 0% | 0% | 1 | 25.39% | 0% | 0% | 1 | 28.87% | 0% | 0% | 1 | 36.37% | 0% | 0% | 1 | 20.73% | 0% | 0% | 1 | 17.21% | 0% | 0% | 1 |  | 0% | 0% | 1 | 14.6242 | 0% | 0% | 2 | 2.377% | 0% | 0% | 1 | 0 | 2 | 34.06% | 24.06% | 58.12% | 4 | 58.13% | 0% | 0% | 2 | 30.71% | 0% | 0% | 1 | 45.95% | 0% | 0% | 1 | 73.84% | 0% | 0% | 3 | 42.27% | 0% | 0% | 1 | 7.192% | 0% | 0% | 1 |  | 0% | 0% | 1 | 28.0406 | 0% | 0% | 3 | 5.828% | 0% | 0% | 1 | 0 | 2 | 35.49% | 12.9% | 48.38% | 3 | 58.66% | 0% | 0% | 2 | 31.53% | 0% | 0% | 1 | 55.27% | 0% | 0% | 2 | 80.86% | 0% | 0% | 3 | 39.41% | 0% | 0% | 1 | 8.044% | 0% | 0% | 1 |  | 0% | 0% | 1 | 34 | 0% | 0% | 4 | 6.013% | 0% | 0% | 1 | 0 | 2 | 47.25% | 10.62% | 57.87% | 3 | 55.87% | 0% | 0% | 2 | 29.91% | 0% | 0% | 1 | 57.63% | 0% | 0% | 2 | 82.67% | 0% | 0% | 3 | 42.54% | 0% | 0% | 1 | 7.467% | 0% | 0% | 1
99 | Calpella | NORTHERN CALIFORNIA | 0 | 0 | 10 | 0% | 0% | 1 | 13.1806 | 0% | 0% | 2 | 4.3% | 0% | 0% | 1 | 0 | 2 | 92.26% | 0% | 92.26% | 5 | 2.813% | 0% | 0% | 1 | 38.38% | 0% | 0% | 1 | 38.85% | 0% | 0% | 1 | 38.85% | 0% | 0% | 1 | 50.31% | 0% | 0% | 2 | 1.043% | 0% | 0% | 1 |  | 0% | 0% | 1 | 11.1946 | 0% | 0% | 1 | 7.53% | 0% | 0% | 1 | 0 | 2 | 83.74% | 3.474% | 87.22% | 5 | 23.75% | 0% | 0% | 1 | 36.34% | 0% | 0% | 1 | 46.18% | 0% | 0% | 1 | 64.06% | 0% | 0% | 2 | 60.53% | 0% | 0% | 2 | 1.588% | 0% | 0% | 1 |  | 0% | 0% | 1 | 10.3261 | 0% | 0% | 1 | 5.295% | 0% | 0% | 1 | 0 | 2 | 79.66% | 11.26% | 90.92% | 5 | 37.07% | 0% | 0% | 1 | 25.44% | 0% | 0% | 1 | 42.8% | 0% | 0% | 1 | 66.37% | 0% | 0% | 2 | 60.87% | 0% | 0% | 2 | 1.825% | 0% | 0% | 1 |  | 0% | 0% | 1 | 9.7001 | 0% | 0% | 1 | 4.349% | 0% | 0% | 1 | 0 | 2 | 83.22% | 7.583% | 90.81% | 5 | 35.54% | 0% | 0% | 1 | 25.85% | 0% | 0% | 1 | 45.25% | 0% | 0% | 1 | 68.18% | 0% | 0% | 2 | 55.4% | 0% | 0% | 2 | 1.907% | 0% | 0% | 1
100 | Hopland | NORTHERN CALIFORNIA | 0 | 0 | 10 | 0% | 0% | 1 | 9.5708 | 0% | 0% | 1 | 10.79% | 0% | 0% | 1 | 0 | 2 | 80.35% | 1.641% | 81.99% | 5 | 80.17% | 0% | 0% | 3 | 45.16% | 0% | 0% | 1 | 55.3% | 0% | 0% | 2 | 86.56% | 0% | 0% | 3 | 36.59% | 0% | 0% | 1 | 2.339% | 0% | 0% | 1 |  | 0% | 0% | 1 | 9.1096 | 0% | 0% | 1 | 5.581% | 0% | 0% | 1 | 0 | 2 | 73.18% | 15.66% | 88.84% | 5 | 71.19% | 0% | 0% | 3 | 28.78% | 0% | 0% | 1 | 40.79% | 0% | 0% | 1 | 78.4% | 0% | 0% | 3 | 53.74% | 0% | 0% | 2 | 1.561% | 0% | 0% | 1 |  | 0% | 0% | 1 | 9.3636 | 0% | 0% | 1 | 5.994% | 0% | 0% | 1 | 0 | 2 | 68.63% | 18.65% | 87.28% | 5 | 55.47% | 0% | 0% | 2 | 31.5% | 0% | 0% | 1 | 45.24% | 0% | 0% | 1 | 77.26% | 0% | 0% | 3 | 53.76% | 0% | 0% | 2 | 1.34% | 0% | 0% | 1 |  | 0% | 0% | 1 | 9.3622 | 0% | 0% | 1 | 5.357% | 0% | 0% | 1 | 0 | 2 | 69.24% | 18.84% | 88.08% | 5 | 48.16% | 0% | 0% | 1 | 31.74% | 0% | 0% | 1 | 46.84% | 0% | 0% | 1 | 73.85% | 0% | 0% | 3 | 53.2% | 0% | 0% | 2 | 1.566% | 0% | 0% | 1
101 | Mendocino | NORTHERN CALIFORNIA | 0 | 0 | 10 | 0% | 0% | 1 | 13 | 0% | 0% | 2 | 5.669% | 0% | 0% | 1 | 0 | 2 | 87.21% | 0% | 87.21% | 5 | 12.19% | 0% | 0% | 1 | 31.13% | 0% | 0% | 1 | 31.13% | 0% | 0% | 1 | 37.14% | 0% | 0% | 1 | 52.03% | 0% | 0% | 2 | 1.015% | 0% | 0% | 1 |  | 0% | 0% | 1 | 11.517 | 0% | 0% | 1 | 7.414% | 0% | 0% | 1 | 0 | 2 | 73.42% | 14.96% | 88.38% | 5 | 38.29% | 0% | 0% | 1 | 29.78% | 0% | 0% | 1 | 41.33% | 0% | 0% | 1 | 65.12% | 0% | 0% | 2 | 59.96% | 0% | 0% | 2 | 1.572% | 0% | 0% | 1 |  | 0% | 0% | 1 | 10.2097 | 0% | 0% | 1 | 4.662% | 0% | 0% | 1 | 0 | 2 | 77.43% | 13.59% | 91.02% | 5 | 38.2% | 0% | 0% | 1 | 25.81% | 0% | 0% | 1 | 42.32% | 0% | 0% | 1 | 68.14% | 0% | 0% | 2 | 60.44% | 0% | 0% | 2 | 1.956% | 0% | 0% | 1 |  | 0% | 0% | 1 | 9.7414 | 0% | 0% | 1 | 4.144% | 0% | 0% | 1 | 0 | 2 | 82.05% | 9.165% | 91.22% | 5 | 36.48% | 0% | 0% | 1 | 26.86% | 0% | 0% | 1 | 46.38% | 0% | 0% | 1 | 70.22% | 0% | 0% | 3 | 57.53% | 0% | 0% | 2 | 1.961% | 0% | 0% | 1
102 | Ukiah | NORTHERN CALIFORNIA | 0 | 0 | 10 | 0% | 0% | 1 | 14.2839 | 0% | 0% | 2 | 16.64% | 0% | 0% | 1 | 0 | 2 | 74.61% | 0% | 74.61% | 3 | 0% | 0% | 0% | 1 | 70.7% | 0% | 0% | 3 | 77.93% | 0% | 0% | 3 | 77.93% | 0% | 0% | 3 | 41.68% | 0% | 0% | 1 | 2.738% | 0% | 0% | 1 |  | 0% | 0% | 1 | 10.9447 | 0% | 0% | 1 | 5.963% | 0% | 0% | 1 | 0 | 2 | 89.82% | 0% | 89.82% | 5 | 17.48% | 0% | 0% | 1 | 39.19% | 0% | 0% | 1 | 51.12% | 0% | 0% | 2 | 62.52% | 0% | 0% | 2 | 63.85% | 0% | 0% | 2 | 1.636% | 0% | 0% | 1 |  | 0% | 0% | 1 | 10.3529 | 0% | 0% | 1 | 6.629% | 0% | 0% | 1 | 0 | 2 | 82.85% | 5.099% | 87.95% | 5 | 32.05% | 0% | 0% | 1 | 27.54% | 0% | 0% | 1 | 40.15% | 0% | 0% | 1 | 62.73% | 0% | 0% | 2 | 55.69% | 0% | 0% | 2 | 1.75% | 0% | 0% | 1 |  | 0% | 0% | 1 | 9.7174 | 0% | 0% | 1 | 4.741% | 0% | 0% | 1 | 0 | 2 | 81.42% | 9.312% | 90.73% | 5 | 37.76% | 0% | 0% | 1 | 24.3% | 0% | 0% | 1 | 44.17% | 0% | 0% | 1 | 66.88% | 0% | 0% | 2 | 56.76% | 0% | 0% | 2 | 1.733% | 0% | 0% | 1
103 | Le Grand | SPGE | 0 | 0 | 10 | 0% | 0% | 1 | 9.5093 | 0% | 0% | 1 | 35.15% | 0% | 0% | 1 | 0 | 2 | 0% | 0% | 0% | 1 | 50.6% | 0% | 0% | 2 | 34.83% | 0% | 0% | 1 | 36.98% | 0% | 0% | 1 | 69.8% | 0% | 0% | 2 | 0.1129% | 0% | 0% | 1 | 9.028% | 0% | 0% | 1 |  | 0% | 0% | 1 | 9.5347 | 0% | 0% | 1 | 32.36% | 0% | 0% | 1 | 0 | 2 | 0% | 0% | 0% | 1 | 45.43% | 0% | 0% | 1 | 40.85% | 0% | 0% | 1 | 43.04% | 0% | 0% | 1 | 61.19% | 0% | 0% | 2 | 9.46% | 0% | 0% | 1 | 17.08% | 0% | 0% | 1 |  | 0% | 0% | 1 | 8.7356 | 0% | 0% | 1 | 28% | 0% | 0% | 1 | 0 | 2 | 0% | 0% | 0% | 1 | 44.43% | 0% | 0% | 1 | 33.51% | 0% | 0% | 1 | 37.94% | 0% | 0% | 1 | 61.71% | 0% | 0% | 2 | 18.33% | 0% | 0% | 1 | 14.93% | 0% | 0% | 1 |  | 0% | 0% | 1 | 8.1946 | 0% | 0% | 1 | 23.87% | 0% | 0% | 1 | 0 | 2 | 1.392% | 0% | 1.392% | 1 | 58.78% | 0% | 0% | 2 | 30.92% | 0% | 0% | 1 | 36.24% | 0% | 0% | 1 | 71% | 0% | 0% | 3 | 24.7% | 0% | 0% | 1 | 15.81% | 0% | 0% | 1
104 | Merced | SPGE | 0 | 0 | 10 | 0% | 0% | 1 | 12.3897 | 0% | 0% | 2 | 27.15% | 0% | 0% | 1 | 0 | 2 | 0% | 0% | 0% | 1 | 35.88% | 0% | 0% | 1 | 28.97% | 0% | 0% | 1 | 28.97% | 0% | 0% | 1 | 64.56% | 0% | 0% | 2 | 0% | 0% | 0% | 1 | 8.578% | 0% | 0% | 1 |  | 0% | 0% | 1 | 9.6211 | 0% | 0% | 1 | 30.24% | 0% | 0% | 1 | 0 | 2 | 0% | 0% | 0% | 1 | 49.99% | 0% | 0% | 1 | 39.83% | 0% | 0% | 1 | 47.88% | 0% | 0% | 1 | 73.57% | 0% | 0% | 3 | 2.324% | 0% | 0% | 1 | 15.52% | 0% | 0% | 1 |  | 0% | 0% | 1 | 9.0788 | 0% | 0% | 1 | 37.83% | 0% | 0% | 1 | 0 | 2 | 0% | 0% | 0% | 1 | 47.12% | 0% | 0% | 1 | 37.89% | 0% | 0% | 1 | 43.78% | 0% | 0% | 1 | 65.82% | 0% | 0% | 2 | 9.743% | 0% | 0% | 1 | 15% | 0% | 0% | 1 |  | 0% | 0% | 1 | 8.8978 | 0% | 0% | 1 | 38.7% | 0% | 0% | 1 | 0 | 2 | 0.0001003% | 0% | 0.0001003% | 1 | 43.55% | 0% | 0% | 1 | 31.03% | 0% | 0% | 1 | 36.63% | 0% | 0% | 1 | 58.81% | 0% | 0% | 2 | 12.84% | 0% | 0% | 1 | 12.61% | 0% | 0% | 1
105 | Wilson | SPGE | 0 | 0 | 10 | 0% | 0% | 1 | 15.7296 | 0% | 0% | 2 | 58.8% | 0% | 0% | 2 | 0 | 2 | 0% | 0% | 0% | 1 | 11.46% | 0% | 0% | 1 | 20.7% | 0% | 0% | 1 | 22.79% | 0% | 0% | 1 | 32.57% | 0% | 0% | 1 | 0.9163% | 0% | 0% | 1 | 7.847% | 0% | 0% | 1 |  | 0% | 0% | 1 | 9.65 | 0% | 0% | 1 | 27.04% | 0% | 0% | 1 | 0 | 2 | 0% | 0% | 0% | 1 | 55.28% | 0% | 0% | 2 | 50.19% | 0% | 0% | 2 | 53.14% | 0% | 0% | 2 | 79.34% | 0% | 0% | 3 | 13.94% | 0% | 0% | 1 | 21.82% | 0% | 0% | 1 |  | 0% | 0% | 1 | 8.0702 | 0% | 0% | 1 | 28.3% | 0% | 0% | 1 | 0 | 2 | 0% | 0% | 0% | 1 | 50.25% | 0% | 0% | 2 | 43.81% | 0% | 0% | 1 | 51.43% | 0% | 0% | 2 | 70.86% | 0% | 0% | 3 | 20.91% | 0% | 0% | 1 | 18.44% | 0% | 0% | 1 |  | 0% | 0% | 1 | 8.1075 | 0% | 0% | 1 | 31.36% | 0% | 0% | 1 | 0 | 2 | 1.071% | 0% | 1.071% | 1 | 52.07% | 0% | 0% | 2 | 32.94% | 0% | 0% | 1 | 38.16% | 0% | 0% | 1 | 66.36% | 0% | 0% | 2 | 21.91% | 0% | 0% | 1 | 13.79% | 0% | 0% | 1
106 | Los Banos | SPGE | 500 | 5000 | 10 | 129.5% | 4.286% | 4 | 9.6879 | 66.69% | 0% | 2 | 8.368% | 70.28% | 0% | 3 | 0 | 2 | 0% | 0% | 0% | 1 | 82.83% | 95.73% | 0% | 4 | 11.05% | 18.48% | 0% | 1 | 28% | 22.83% | 0% | 2 | 82.83% | 95.73% | 0% | 4 | 21.42% | 20.92% | 0% | 2 | 5.522% | 95.73% | 0% | 4 |  | 27.52% | 0% | 2 | 7.4957 | 11.19% | 0% | 1 | 16.62% | 21.32% | 0% | 2 | 0 | 2 | 0% | 0% | 0% | 1 | 66.28% | 11.77% | 0% | 2 | 15.25% | 4.683% | 0% | 1 | 31.88% | 5.826% | 0% | 1 | 66.81% | 11.96% | 0% | 2 | 33.33% | 5.952% | 0% | 1 | 7.673% | 11.96% | 0% | 1 |  | 17.47% | 0% | 1 | 6.4086 | 5.104% | 0% | 1 | 17.76% | 21.32% | 0% | 2 | 0 | 2 | 5.956% | 0% | 5.956% | 1 | 67.51% | 6.169% | 0% | 2 | 14.79% | 2.352% | 0% | 1 | 27.37% | 2.76% | 0% | 1 | 71.1% | 6.937% | 0% | 3 | 41.18% | 3.408% | 0% | 1 | 8.008% | 6.937% | 0% | 1 |  | 10.23% | 0% | 1 | 5.9493 | 2.664% | 0% | 1 | 18.64% | 21.32% | 0% | 2 | 0 | 2 | 9.792% | 0% | 9.792% | 1 | 63.2% | 3.006% | 0% | 2 | 12.86% | 1.269% | 0% | 1 | 21.23% | 1.404% | 0% | 1 | 68.36% | 3.495% | 0% | 2 | 45.52% | 2.03% | 0% | 1 | 6.462% | 3.495% | 0% | 1
107 | Coburn | SPGE | 0 | 0 | 10 | 0% | 0% | 1 | 5.6938 | 0% | 0% | 1 | 46.05% | 0% | 0% | 1 | 0 | 2 | 7.62% | 0% | 7.62% | 1 | 16.89% | 0% | 0% | 1 | 4.561% | 0% | 0% | 1 | 7.246% | 0% | 0% | 1 | 21.45% | 0% | 0% | 1 | 15.36% | 0% | 0% | 1 | 3.404% | 0% | 0% | 1 |  | 0% | 0% | 1 | 5.4853 | 0% | 0% | 1 | 25.63% | 0% | 0% | 1 | 0 | 2 | 21.06% | 0% | 21.06% | 2 | 33.25% | 0% | 0% | 1 | 1.749% | 0% | 0% | 1 | 11% | 0% | 0% | 1 | 39.14% | 0% | 0% | 1 | 31.26% | 0% | 0% | 1 | 2.993% | 0% | 0% | 1 |  | 0% | 0% | 1 | 5.4032 | 0% | 0% | 1 | 20.15% | 0% | 0% | 1 | 0 | 2 | 27.57% | 0% | 27.57% | 2 | 35.9% | 0% | 0% | 1 | 5.789% | 0% | 0% | 1 | 21.09% | 0% | 0% | 1 | 50.31% | 0% | 0% | 2 | 29.93% | 0% | 0% | 1 | 3.129% | 0% | 0% | 1 |  | 0% | 0% | 1 | 5.3541 | 0% | 0% | 1 | 16.6% | 0% | 0% | 1 | 0 | 2 | 33.59% | 0% | 33.59% | 2 | 42.88% | 0% | 0% | 1 | 11.57% | 0% | 0% | 1 | 23.61% | 0% | 0% | 1 | 55.89% | 0% | 0% | 2 | 37.37% | 0% | 0% | 1 | 3.484% | 0% | 0% | 1
108 | Tulucay | NORTHERN CALIFORNIA | 24.5 | 245 | 10 | 33.68% | 0% | 2 | 13.7333 | 65.15% | 0% | 2 | 25.74% | 9.218% | 0% | 1 | 0 | 2 | 36.11% | 0% | 36.11% | 2 | 74.3% | 5.238% | 0% | 3 | 7.149% | 1.45% | 0% | 1 | 31.64% | 1.969% | 0% | 1 | 86.46% | 9.941% | 0% | 3 | 31.49% | 1.965% | 0% | 1 | 5.731% | 9.941% | 0% | 1 |  | 4.278% | 0% | 1 | 22 | 7.442% | 0% | 3 | 21.73% | 2.484% | 0% | 1 | 0 | 2 | 39.71% | 5.509% | 45.22% | 2 | 63.77% | 0.8599% | 0% | 2 | 9.436% | 0.344% | 0% | 1 | 32.75% | 0.4633% | 0% | 1 | 78.25% | 1.433% | 0% | 3 | 34.18% | 0.4734% | 0% | 1 | 8.999% | 1.433% | 0% | 1 |  | 1.511% | 0% | 1 | 26 | 1.953% | 0% | 3 | 15.68% | 2.484% | 0% | 1 | 0 | 2 | 40.45% | 8.969% | 49.42% | 2 | 61.97% | 0.3898% | 0% | 2 | 14.47% | 0.1733% | 0% | 1 | 35.02% | 0.2281% | 0% | 1 | 79.55% | 0.7249% | 0% | 3 | 36.07% | 0.2319% | 0% | 1 | 9.602% | 0.7249% | 0% | 1 |  | 0.8364% | 0% | 1 | 24 | 1.181% | 0% | 3 | 12.51% | 2.484% | 0% | 1 | 0 | 2 | 44.78% | 10.65% | 55.43% | 3 | 61.07% | 0.2409% | 0% | 2 | 19.36% | 0.1163% | 0% | 1 | 37.2% | 0.1493% | 0% | 1 | 79.82% | 0.4648% | 0% | 3 | 35.63% | 0.1457% | 0% | 1 | 10.84% | 0.4648% | 0% | 1
109 | Brunswick | NORTHERN CALIFORNIA | 0 | 0 | 10 | 0% | 0% | 1 | 56.4625 | 0% | 0% | 4 | 0.5148% | 0% | 0% | 1 | 0 | 2 | 22.18% | 77.82% | 100% | 5 | 58.36% | 0% | 0% | 2 | 28.94% | 0% | 0% | 1 | 57.69% | 0% | 0% | 2 | 88.44% | 0% | 0% | 3 | 9.075% | 0% | 0% | 1 | 2.741% | 0% | 0% | 1 |  | 0% | 0% | 1 | 32.8875 | 0% | 0% | 4 | 0.7658% | 0% | 0% | 1 | 0 | 2 | 46.39% | 52.31% | 98.7% | 5 | 73.82% | 0% | 0% | 3 | 17.5% | 0% | 0% | 1 | 25.3% | 0% | 0% | 1 | 84.37% | 0% | 0% | 3 | 19.13% | 0% | 0% | 1 | 3.219% | 0% | 0% | 1 |  | 0% | 0% | 1 | 25 | 0% | 0% | 3 | 0.6074% | 0% | 0% | 1 | 0 | 2 | 54.34% | 44.86% | 99.2% | 5 | 70.55% | 0% | 0% | 3 | 13.12% | 0% | 0% | 1 | 15.45% | 0% | 0% | 1 | 78.43% | 0% | 0% | 3 | 32.51% | 0% | 0% | 1 | 3.392% | 0% | 0% | 1 |  | 0% | 0% | 1 | 20.6667 | 0% | 0% | 3 | 0.4184% | 0% | 0% | 1 | 0 | 2 | 53.88% | 43.48% | 97.36% | 5 | 64.9% | 0% | 0% | 2 | 9.639% | 0% | 0% | 1 | 15.49% | 0% | 0% | 1 | 72.55% | 0% | 0% | 3 | 37.57% | 0% | 0% | 1 | 3.357% | 0% | 0% | 1
110 | Higgins | NORTHERN CALIFORNIA | 0 | 0 | 10 | 0% | 0% | 1 | 40.5985 | 0% | 0% | 4 | 1.588% | 0% | 0% | 1 | 0 | 2 | 98.41% | 0% | 98.41% | 5 | 93.84% | 0% | 0% | 4 | 0% | 0% | 0% | 1 | 0.5959% | 0% | 0% | 1 | 93.84% | 0% | 0% | 4 | 30.65% | 0% | 0% | 1 | 6.316% | 0% | 0% | 1 |  | 0% | 0% | 1 | 33.4247 | 0% | 0% | 4 | 1.145% | 0% | 0% | 1 | 0 | 2 | 91.91% | 5.233% | 97.14% | 5 | 85.16% | 0% | 0% | 3 | 5.602% | 0% | 0% | 1 | 10.6% | 0% | 0% | 1 | 86.04% | 0% | 0% | 3 | 38.82% | 0% | 0% | 1 | 5.961% | 0% | 0% | 1 |  | 0% | 0% | 1 | 33 | 0% | 0% | 4 | 1.847% | 0% | 0% | 1 | 0 | 2 | 72.15% | 14.31% | 86.46% | 5 | 81.6% | 0% | 0% | 3 | 6.177% | 0% | 0% | 1 | 10.4% | 0% | 0% | 1 | 83% | 0% | 0% | 3 | 31.28% | 0% | 0% | 1 | 9.013% | 0% | 0% | 1 |  | 0% | 0% | 1 | 26.8829 | 0% | 0% | 3 | 4.312% | 0% | 0% | 1 | 0 | 2 | 59.38% | 19.68% | 79.05% | 5 | 73.9% | 0% | 0% | 3 | 10.36% | 0% | 0% | 1 | 13.87% | 0% | 0% | 1 | 81.37% | 0% | 0% | 3 | 29.45% | 0% | 0% | 1 | 9.442% | 0% | 0% | 1
111 | Barre | GREATER LA METRO | 20 | 200 | 10 | 999.9% | 999.9% | 5 | 0 | 999% | 999% | 5 | 0% | 0% | 0% | 1 | 0 | 2 | 0% | 0% | 0% | 1 | 0% | 999% | 999.9% | 5 | 0% | 999% | 999.9% | 5 | 0% | 999% | 999.9% | 5 | 0% | 999% | 999.9% | 5 | 0% | 999% | 999.9% | 5 | 0% | 999% | 999.9% | 5 |  | 332.5% | 6.12% | 4 | 61 | 4159% | 151.6% | 5 | 0% | 0% | 0% | 1 | 0 | 2 | 0% | 0% | 0% | 1 | 0% | 8.527% | 0% | 1 | 29.36% | 12.07% | 0% | 1 | 97% | 283.9% | 5.695% | 5 | 97% | 283.9% | 5.695% | 5 | 0% | 8.527% | 0% | 1 | 1.112% | 283.9% | 5.695% | 4 |  | 8.103% | 0% | 1 | 48 | 30.57% | 0% | 4 | 0.01632% | 0% | 0% | 1 | 0 | 2 | 0.201% | 32.13% | 32.33% | 5 | 21.17% | 2.177% | 0% | 1 | 14.33% | 2.003% | 0% | 1 | 49.51% | 3.4% | 0% | 1 | 72.19% | 6.171% | 0% | 3 | 12.35% | 1.958% | 0% | 1 | 8.58% | 6.171% | 0% | 1 |  | 4.459% | 0% | 1 | 45.5 | 7.831% | 0% | 4 | 0.1074% | 0% | 0% | 1 | 0 | 2 | 3.251% | 52.72% | 55.97% | 5 | 28.24% | 1.139% | 0% | 1 | 12.01% | 0.9292% | 0% | 1 | 48.6% | 1.591% | 0% | 1 | 75.17% | 3.293% | 0% | 3 | 24.6% | 1.084% | 0% | 1 | 7.607% | 3.293% | 0% | 1
112 | Ellis | GREATER LA METRO | 0 | 0 | 10 | 0% | 0% | 1 | 50.5 | 0% | 0% | 4 | 0% | 0% | 0% | 1 | 0 | 2 | 0% | 0% | 0% | 1 | 0% | 0% | 0% | 1 | 19.23% | 0% | 0% | 1 | 97.91% | 0% | 0% | 5 | 97.91% | 0% | 0% | 5 | 0% | 0% | 0% | 1 | 8.353% | 0% | 0% | 1 |  | 0% | 0% | 1 | 48 | 0% | 0% | 4 | 0% | 0% | 0% | 1 | 0 | 2 | 0% | 1.781% | 1.781% | 2 | 1.838% | 0% | 0% | 1 | 25.58% | 0% | 0% | 1 | 94.58% | 0% | 0% | 4 | 96.42% | 0% | 0% | 5 | 0% | 0% | 0% | 1 | 6.6% | 0% | 0% | 1 |  | 0% | 0% | 1 | 48 | 0% | 0% | 4 | 0.3506% | 0% | 0% | 1 | 0 | 2 | 1.972% | 8.017% | 9.989% | 2 | 3.461% | 0% | 0% | 1 | 22% | 0% | 0% | 1 | 80.19% | 0% | 0% | 3 | 84.93% | 0% | 0% | 3 | 0.2376% | 0% | 0% | 1 | 6.576% | 0% | 0% | 1 |  | 0% | 0% | 1 | 46.7838 | 0% | 0% | 4 | 0.1272% | 0% | 0% | 1 | 0 | 2 | 1.167% | 44.82% | 45.99% | 5 | 19.91% | 0% | 0% | 1 | 24.54% | 0% | 0% | 1 | 61.88% | 0% | 0% | 2 | 80.45% | 0% | 0% | 3 | 23.22% | 0% | 0% | 1 | 7.469% | 0% | 0% | 1
113 | Johanna | GREATER LA METRO | 0 | 0 | 10 | 0% | 0% | 1 | 82.3267 | 0% | 0% | 4 | 0% | 0% | 0% | 1 | 0 | 2 | 0% | 0% | 0% | 1 | 0% | 0% | 0% | 1 | 100% | 0% | 0% | 5 | 100% | 0% | 0% | 5 | 100% | 0% | 0% | 5 | 0% | 0% | 0% | 1 | 41.6% | 0% | 0% | 1 |  | 0% | 0% | 1 | 48 | 0% | 0% | 4 | 0.464% | 0% | 0% | 1 | 0 | 2 | 2.499% | 12.83% | 15.32% | 3 | 6.555% | 0% | 0% | 1 | 16.95% | 0% | 0% | 1 | 79.85% | 0% | 0% | 3 | 87.74% | 0% | 0% | 3 | 0.675% | 0% | 0% | 1 | 8.381% | 0% | 0% | 1 |  | 0% | 0% | 1 | 47 | 0% | 0% | 4 | 0.1869% | 0% | 0% | 1 | 0 | 2 | 1.1% | 57.14% | 58.24% | 5 | 21.99% | 0% | 0% | 1 | 35.1% | 0% | 0% | 1 | 72.33% | 0% | 0% | 3 | 90.71% | 0% | 0% | 4 | 34.89% | 0% | 0% | 1 | 8.758% | 0% | 0% | 1 |  | 0% | 0% | 1 | 46 | 0% | 0% | 4 | 0.7677% | 0% | 0% | 1 | 0 | 2 | 20.03% | 57.6% | 77.63% | 5 | 34.25% | 0% | 0% | 1 | 22.88% | 0% | 0% | 1 | 54.81% | 0% | 0% | 2 | 81.33% | 0% | 0% | 3 | 35.49% | 0% | 0% | 1 | 15.65% | 0% | 0% | 1
114 | Lewis | GREATER LA METRO | 0 | 0 | 10 | 0% | 0% | 1 | 0 | 0% | 0% | 1 | 0% | 0% | 0% | 1 | 0 | 2 | 0% | 0% | 0% | 1 | 0% | 0% | 0% | 1 | 0% | 0% | 0% | 1 | 0% | 0% | 0% | 1 | 0% | 0% | 0% | 1 | 0% | 0% | 0% | 1 | 0% | 0% | 0% | 1 |  | 0% | 0% | 1 | 22.503 | 0% | 0% | 3 | 0% | 0% | 0% | 1 | 0 | 2 | 0% | 100% | 100% | 5 | 0.2297% | 0% | 0% | 1 | 13.4% | 0% | 0% | 1 | 0% | 0% | 0% | 1 | 13.63% | 0% | 0% | 1 | 4.561% | 0% | 0% | 1 | 15.34% | 0% | 0% | 1 |  | 0% | 0% | 1 | 47 | 0% | 0% | 4 | 0.1366% | 0% | 0% | 1 | 0 | 2 | 4.17% | 63.11% | 67.28% | 5 | 35.88% | 0% | 0% | 1 | 13.03% | 0% | 0% | 1 | 45.55% | 0% | 0% | 1 | 79.91% | 0% | 0% | 3 | 29.55% | 0% | 0% | 1 | 9.55% | 0% | 0% | 1 |  | 0% | 0% | 1 | 45 | 0% | 0% | 4 | 2.081% | 0% | 0% | 1 | 0 | 2 | 12.29% | 56.99% | 69.28% | 5 | 28.42% | 0% | 0% | 1 | 16.7% | 0% | 0% | 1 | 48.67% | 0% | 0% | 1 | 74.27% | 0% | 0% | 3 | 29.72% | 0% | 0% | 1 | 15.64% | 0% | 0% | 1
115 | Santiago | GREATER LA METRO | 0 | 0 | 10 | 0% | 0% | 1 | 55.5 | 0% | 0% | 4 | 3.78% | 0% | 0% | 1 | 0 | 2 | 20.24% | 43.61% | 63.85% | 5 | 23.48% | 0% | 0% | 1 | 0% | 0% | 0% | 1 | 10.55% | 0% | 0% | 1 | 34.04% | 0% | 0% | 1 | 2.22% | 0% | 0% | 1 | 9.912% | 0% | 0% | 1 |  | 0% | 0% | 1 | 40.3333 | 0% | 0% | 4 | 0.5057% | 0% | 0% | 1 | 0 | 2 | 4.17% | 74.74% | 78.91% | 5 | 19.23% | 0% | 0% | 1 | 55.45% | 0% | 0% | 2 | 69.67% | 0% | 0% | 2 | 88.4% | 0% | 0% | 3 | 22.18% | 0% | 0% | 1 | 9.075% | 0% | 0% | 1 |  | 0% | 0% | 1 | 48 | 0% | 0% | 4 | 0.208% | 0% | 0% | 1 | 0 | 2 | 22.15% | 53.07% | 75.22% | 5 | 35.68% | 0% | 0% | 1 | 35.87% | 0% | 0% | 1 | 69.68% | 0% | 0% | 2 | 89.26% | 0% | 0% | 3 | 44.44% | 0% | 0% | 1 | 10.38% | 0% | 0% | 1 |  | 0% | 0% | 1 | 44 | 0% | 0% | 4 | 0.448% | 0% | 0% | 1 | 0 | 2 | 37.55% | 46.97% | 84.52% | 5 | 38.58% | 0% | 0% | 1 | 33.37% | 0% | 0% | 1 | 59.05% | 0% | 0% | 2 | 84.67% | 0% | 0% | 3 | 46.76% | 0% | 0% | 1 | 12.33% | 0% | 0% | 1
116 | Serrano | GREATER LA METRO | 0 | 0 | 10 | 0% | 0% | 1 | 2.6112 | 0% | 0% | 1 | 0% | 0% | 0% | 1 | 0 | 2 | 0% | 100% | 100% | 5 | 0% | 0% | 0% | 1 | 68.16% | 0% | 0% | 2 | 15.92% | 0% | 0% | 1 | 68.16% | 0% | 0% | 2 | 27.92% | 0% | 0% | 1 | 5.63% | 0% | 0% | 1 |  | 0% | 0% | 1 | 10.5148 | 0% | 0% | 1 | 0.03244% | 0% | 0% | 1 | 0 | 2 | 2.708% | 97.25% | 99.96% | 5 | 52.81% | 0% | 0% | 2 | 10.39% | 0% | 0% | 1 | 27.53% | 0% | 0% | 1 | 76.62% | 0% | 0% | 3 | 48.13% | 0% | 0% | 1 | 12.16% | 0% | 0% | 1 |  | 0% | 0% | 1 | 16.1633 | 0% | 0% | 2 | 3.044% | 0% | 0% | 1 | 0 | 2 | 15.69% | 73.7% | 89.39% | 5 | 38% | 0% | 0% | 1 | 14.36% | 0% | 0% | 1 | 37.58% | 0% | 0% | 1 | 71.11% | 0% | 0% | 3 | 40.27% | 0% | 0% | 1 | 18.67% | 0% | 0% | 1 |  | 0% | 0% | 1 | 45.6667 | 0% | 0% | 4 | 4.21% | 0% | 0% | 1 | 0 | 2 | 13.88% | 55.59% | 69.46% | 5 | 30.55% | 0% | 0% | 1 | 21.58% | 0% | 0% | 1 | 47.01% | 0% | 0% | 1 | 73.5% | 0% | 0% | 3 | 30.46% | 0% | 0% | 1 | 14.5% | 0% | 0% | 1
117 | Villa Park | GREATER LA METRO | 0 | 0 | 10 | 0% | 0% | 1 | 30.495 | 0% | 0% | 4 | 0% | 0% | 0% | 1 | 0 | 2 | 0% | 100% | 100% | 5 | 0% | 0% | 0% | 1 | 0% | 0% | 0% | 1 | 0% | 0% | 0% | 1 | 0% | 0% | 0% | 1 | 0% | 0% | 0% | 1 | 0% | 0% | 0% | 1 |  | 0% | 0% | 1 | 13.7644 | 0% | 0% | 2 | 0.06554% | 0% | 0% | 1 | 0 | 2 | 1.244% | 98.65% | 99.89% | 5 | 67.02% | 0% | 0% | 2 | 6.386% | 0% | 0% | 1 | 8.478% | 0% | 0% | 1 | 78.11% | 0% | 0% | 3 | 39.54% | 0% | 0% | 1 | 13.86% | 0% | 0% | 1 |  | 0% | 0% | 1 | 47 | 0% | 0% | 4 | 1.963% | 0% | 0% | 1 | 0 | 2 | 15.42% | 62.59% | 78% | 5 | 33.84% | 0% | 0% | 1 | 14.67% | 0% | 0% | 1 | 48.33% | 0% | 0% | 1 | 79.48% | 0% | 0% | 3 | 32.03% | 0% | 0% | 1 | 18.02% | 0% | 0% | 1 |  | 0% | 0% | 1 | 46 | 0% | 0% | 4 | 4.606% | 0% | 0% | 1 | 0 | 2 | 12.43% | 56.7% | 69.13% | 5 | 30.51% | 0% | 0% | 1 | 15.24% | 0% | 0% | 1 | 45.31% | 0% | 0% | 1 | 71.18% | 0% | 0% | 3 | 31.33% | 0% | 0% | 1 | 14.78% | 0% | 0% | 1
118 | Capistrano | GREATER LA METRO | 0 | 0 | 10 | 0% | 0% | 1 | 69 | 0% | 0% | 4 | 0.5554% | 0% | 0% | 1 | 0 | 2 | 80.69% | 0% | 80.69% | 5 | 33.75% | 0% | 0% | 1 | 63.81% | 0% | 0% | 2 | 76.68% | 0% | 0% | 3 | 76.68% | 0% | 0% | 3 | 14.45% | 0% | 0% | 1 | 8.287% | 0% | 0% | 1 |  | 0% | 0% | 1 | 50.0661 | 0% | 0% | 4 | 0.1566% | 0% | 0% | 1 | 0 | 2 | 93.2% | 0.6563% | 93.86% | 5 | 20.81% | 0% | 0% | 1 | 63.67% | 0% | 0% | 2 | 69.83% | 0% | 0% | 2 | 74.73% | 0% | 0% | 3 | 53.39% | 0% | 0% | 2 | 5.616% | 0% | 0% | 1 |  | 0% | 0% | 1 | 43 | 0% | 0% | 4 | 0.2273% | 0% | 0% | 1 | 0 | 2 | 74.61% | 18.25% | 92.86% | 5 | 29.46% | 0% | 0% | 1 | 57.68% | 0% | 0% | 2 | 66.24% | 0% | 0% | 2 | 80.71% | 0% | 0% | 3 | 52.48% | 0% | 0% | 2 | 6.703% | 0% | 0% | 1 |  | 0% | 0% | 1 | 38 | 0% | 0% | 4 | 0.1783% | 0% | 0% | 1 | 0 | 2 | 46.1% | 46.27% | 92.37% | 5 | 49.73% | 0% | 0% | 1 | 48.98% | 0% | 0% | 1 | 59.64% | 0% | 0% | 2 | 89.67% | 0% | 0% | 3 | 51.6% | 0% | 0% | 2 | 7.265% | 0% | 0% | 1
119 | Trabuco | GREATER LA METRO | 0 | 0 | 10 | 0% | 0% | 1 | 65.6857 | 0% | 0% | 4 | 0% | 0% | 0% | 1 | 0 | 2 | 100% | 0% | 100% | 5 | 28.98% | 0% | 0% | 1 | 56.1% | 0% | 0% | 2 | 56.1% | 0% | 0% | 2 | 68.45% | 0% | 0% | 2 | 27.3% | 0% | 0% | 1 | 9.959% | 0% | 0% | 1 |  | 0% | 0% | 1 | 58.8667 | 0% | 0% | 4 | 0.3077% | 0% | 0% | 1 | 0 | 2 | 83.37% | 9.568% | 92.94% | 5 | 23.02% | 0% | 0% | 1 | 66.82% | 0% | 0% | 2 | 71.25% | 0% | 0% | 3 | 78.36% | 0% | 0% | 3 | 46.52% | 0% | 0% | 1 | 6.11% | 0% | 0% | 1 |  | 0% | 0% | 1 | 39.92 | 0% | 0% | 4 | 0.1898% | 0% | 0% | 1 | 0 | 2 | 60.86% | 31.55% | 92.41% | 5 | 39.05% | 0% | 0% | 1 | 49.7% | 0% | 0% | 1 | 63.85% | 0% | 0% | 2 | 84.36% | 0% | 0% | 3 | 54.44% | 0% | 0% | 2 | 7.693% | 0% | 0% | 1 |  | 0% | 0% | 1 | 39.8121 | 0% | 0% | 4 | 0.09609% | 0% | 0% | 1 | 0 | 2 | 40.1% | 50.53% | 90.63% | 5 | 46.4% | 0% | 0% | 1 | 46.58% | 0% | 0% | 1 | 59.52% | 0% | 0% | 2 | 88.14% | 0% | 0% | 3 | 54.58% | 0% | 0% | 2 | 7.603% | 0% | 0% | 1
120 | Pleasant Grove | NORTHERN CALIFORNIA | 0 | 0 | 10 | 0% | 0% | 1 | 56 | 0% | 0% | 4 | 6.297% | 0% | 0% | 1 | 0 | 2 | 2.381% | 0% | 2.381% | 1 | 58.79% | 0% | 0% | 2 | 0% | 0% | 0% | 1 | 0% | 0% | 0% | 1 | 58.79% | 0% | 0% | 2 | 0% | 0% | 0% | 1 | 58.03% | 0% | 0% | 2 |  | 0% | 0% | 1 | 45.2476 | 0% | 0% | 4 | 8.059% | 0% | 0% | 1 | 0 | 2 | 9.254% | 0% | 9.254% | 1 | 42.44% | 0% | 0% | 1 | 0% | 0% | 0% | 1 | 0.01033% | 0% | 0% | 1 | 42.45% | 0% | 0% | 1 | 0.6577% | 0% | 0% | 1 | 33.63% | 0% | 0% | 1 |  | 0% | 0% | 1 | 21.2 | 0% | 0% | 3 | 23.51% | 0% | 0% | 1 | 0 | 2 | 19.66% | 0.4221% | 20.08% | 2 | 40.51% | 0% | 0% | 1 | 2.609% | 0% | 0% | 1 | 19.55% | 0% | 0% | 1 | 59.37% | 0% | 0% | 2 | 8.641% | 0% | 0% | 1 | 19.38% | 0% | 0% | 1 |  | 0% | 0% | 1 | 23.0316 | 0% | 0% | 3 | 22.91% | 0% | 0% | 1 | 0 | 2 | 26.3% | 2.947% | 29.24% | 2 | 55.42% | 0% | 0% | 2 | 9.349% | 0% | 0% | 1 | 26.63% | 0% | 0% | 1 | 72.25% | 0% | 0% | 3 | 15.11% | 0% | 0% | 1 | 16.02% | 0% | 0% | 1
121 | Summit | NORTHERN CALIFORNIA | 0 | 0 | 0 | 0% | 0% | 1 | 21.2 | 0% | 0% | 3 | 0% | 0% | 0% | 1 | 0 | 2 | 48.21% | 0% | 48.21% | 2 | 7.134% | 0% | 0% | 1 | 8.325% | 0% | 0% | 1 | 52.31% | 0% | 0% | 2 | 57.45% | 0% | 0% | 2 | 68.83% | 0% | 0% | 2 | 7.878% | 0% | 0% | 1 |  | 0% | 0% | 1 | 35 | 0% | 0% | 4 | 0% | 0% | 0% | 1 | 0 | 2 | 31.76% | 6.462% | 38.22% | 2 | 13.29% | 0% | 0% | 1 | 9.034% | 0% | 0% | 1 | 42.38% | 0% | 0% | 1 | 52.17% | 0% | 0% | 2 | 67.14% | 0% | 0% | 2 | 9.05% | 0% | 0% | 1 |  | 0% | 0% | 1 | 29 | 0% | 0% | 3 | 0% | 0% | 0% | 1 | 0 | 2 | 56.13% | 3.192% | 59.32% | 3 | 24.66% | 0% | 0% | 1 | 15.44% | 0% | 0% | 1 | 31.49% | 0% | 0% | 1 | 50.53% | 0% | 0% | 2 | 63.01% | 0% | 0% | 2 | 8.776% | 0% | 0% | 1 |  | 0% | 0% | 1 | 17.9635 | 0% | 0% | 2 | 0.08317% | 0% | 0% | 1 | 0 | 2 | 62.15% | 5.271% | 67.42% | 3 | 34.42% | 0% | 0% | 1 | 10.82% | 0% | 0% | 1 | 21.76% | 0% | 0% | 1 | 51.19% | 0% | 0% | 2 | 61.38% | 0% | 0% | 2 | 8.712% | 0% | 0% | 1
122 | Devers | RIVERSIDE | 0 | 0 | 10 | 0% | 0% | 1 | 33.2467 | 0% | 0% | 4 | 0% | 0% | 0% | 1 | 0 | 2 | 14.96% | 0% | 14.96% | 1 | 31.76% | 0% | 0% | 1 | 71.52% | 0% | 0% | 3 | 61.53% | 0% | 0% | 2 | 74.56% | 0% | 0% | 3 | 11.95% | 0% | 0% | 1 | 0.03385% | 0% | 0% | 1 |  | 0% | 0% | 1 | 32.28 | 0% | 0% | 4 | 0% | 0% | 0% | 1 | 0 | 2 | 19.17% | 0.4012% | 19.57% | 2 | 34.28% | 0% | 0% | 1 | 55.1% | 0% | 0% | 2 | 42.34% | 0% | 0% | 1 | 63.88% | 0% | 0% | 2 | 15.54% | 0% | 0% | 1 | 0.09677% | 0% | 0% | 1 |  | 0% | 0% | 1 | 35.0564 | 0% | 0% | 4 | 0% | 0% | 0% | 1 | 0 | 2 | 25.82% | 20.29% | 46.11% | 4 | 30.77% | 0% | 0% | 1 | 40.7% | 0% | 0% | 1 | 40.45% | 0% | 0% | 1 | 57.87% | 0% | 0% | 2 | 29.96% | 0% | 0% | 1 | 0.8058% | 0% | 0% | 1 |  | 0% | 0% | 1 | 28.6667 | 0% | 0% | 3 | 0.01587% | 0% | 0% | 1 | 0 | 2 | 27.8% | 41.53% | 69.33% | 5 | 33.62% | 0% | 0% | 1 | 36.88% | 0% | 0% | 1 | 49.11% | 0% | 0% | 1 | 64.59% | 0% | 0% | 2 | 45.63% | 0% | 0% | 1 | 2.27% | 0% | 0% | 1
123 | Kern | RIVERSIDE | 0 | 0 | 0 | 0% | 0% | 1 | 3.8557 | 0% | 0% | 1 | 0% | 0% | 0% | 1 | 0 | 2 | 0% | 0% | 0% | 1 | 12.76% | 0% | 0% | 1 | 43.62% | 0% | 0% | 1 | 0% | 0% | 0% | 1 | 56.32% | 0% | 0% | 2 | 71.19% | 0% | 0% | 3 | 0% | 0% | 0% | 1 |  | 0% | 0% | 1 | 4.0372 | 0% | 0% | 1 | 0% | 0% | 0% | 1 | 0 | 2 | 0% | 0% | 0% | 1 | 11.71% | 0% | 0% | 1 | 33.94% | 0% | 0% | 1 | 0% | 0% | 0% | 1 | 43.95% | 0% | 0% | 1 | 55.4% | 0% | 0% | 2 | 0% | 0% | 0% | 1 |  | 0% | 0% | 1 | 4.6427 | 0% | 0% | 1 | 0% | 0% | 0% | 1 | 0 | 2 | 0% | 0% | 0% | 1 | 9.275% | 0% | 0% | 1 | 19.81% | 0% | 0% | 1 | 0% | 0% | 0% | 1 | 28.11% | 0% | 0% | 1 | 32.86% | 0% | 0% | 1 | 0.7506% | 0% | 0% | 1 |  | 0% | 0% | 1 | 3.8092 | 0% | 0% | 1 | 0% | 0% | 0% | 1 | 0 | 2 | 0% | 0% | 0% | 1 | 25.29% | 0% | 0% | 1 | 15.68% | 0% | 0% | 1 | 1.863% | 0% | 0% | 1 | 38.47% | 0% | 0% | 1 | 31.43% | 0% | 0% | 1 | 1.72% | 0% | 0% | 1
124 | Mirage | RIVERSIDE | 100 | 1000 | 10 | 29.3% | 0% | 2 | 35.6061 | 107.3% | 1.516% | 5 | 0% | 0% | 0% | 1 | 0 | 2 | 0% | 0% | 0% | 1 | 14.73% | 13.03% | 0% | 1 | 20.31% | 13.94% | 0% | 1 | 13.28% | 12.81% | 0% | 1 | 35.04% | 17.1% | 0% | 1 | 28.45% | 15.53% | 0% | 1 | 0% | 17.1% | 0% | 1 |  | 6.273% | 0% | 1 | 36.6 | 77.67% | 0% | 4 | 0.4601% | 0% | 0% | 1 | 0 | 2 | 12.5% | 0% | 12.5% | 1 | 11.91% | 3.354% | 0% | 1 | 24.31% | 3.903% | 0% | 1 | 14.44% | 3.453% | 0% | 1 | 33.62% | 4.45% | 0% | 1 | 23.04% | 3.839% | 0% | 1 | 0.009394% | 4.45% | 0% | 1 |  | 4.552% | 0% | 1 | 33.9055 | 41.03% | 0% | 4 | 2.133% | 0% | 0% | 1 | 0 | 2 | 7.915% | 0% | 7.915% | 1 | 11.77% | 1.914% | 0% | 1 | 38.72% | 2.756% | 0% | 1 | 28.62% | 2.366% | 0% | 1 | 45.03% | 3.072% | 0% | 1 | 21.59% | 2.154% | 0% | 1 | 0.02354% | 3.072% | 0% | 1 |  | 3.093% | 0% | 1 | 25.125 | 13.38% | 0% | 3 | 9.794% | 0% | 0% | 1 | 0 | 2 | 15.34% | 6.614% | 21.96% | 2 | 17.62% | 1.036% | 0% | 1 | 38.73% | 1.393% | 0% | 1 | 31.27% | 1.242% | 0% | 1 | 49.87% | 1.702% | 0% | 1 | 29.2% | 1.205% | 0% | 1 | 0.6259% | 1.702% | 0% | 1
125 | Valley | RIVERSIDE | 0 | 0 | 10 | 0% | 0% | 1 | 45.5 | 0% | 0% | 4 | 1.401% | 0% | 0% | 1 | 0 | 2 | 85.61% | 0% | 85.61% | 5 | 0.08591% | 0% | 0% | 1 | 21.79% | 0% | 0% | 1 | 64% | 0% | 0% | 2 | 64.09% | 0% | 0% | 2 | 1.028% | 0% | 0% | 1 | 2.164% | 0% | 0% | 1 |  | 0% | 0% | 1 | 31 | 0% | 0% | 4 | 3.942% | 0% | 0% | 1 | 0 | 2 | 66.46% | 10.26% | 76.72% | 5 | 0.4281% | 0% | 0% | 1 | 33.97% | 0% | 0% | 1 | 51.78% | 0% | 0% | 2 | 52.18% | 0% | 0% | 2 | 7.697% | 0% | 0% | 1 | 6.126% | 0% | 0% | 1 |  | 0% | 0% | 1 | 29 | 0% | 0% | 3 | 3.435% | 0% | 0% | 1 | 0 | 2 | 35.71% | 48.83% | 84.55% | 5 | 19.18% | 0% | 0% | 1 | 45.41% | 0% | 0% | 1 | 64.65% | 0% | 0% | 2 | 67.46% | 0% | 0% | 2 | 22.98% | 0% | 0% | 1 | 5.687% | 0% | 0% | 1 |  | 0% | 0% | 1 | 28.875 | 0% | 0% | 3 | 2.605% | 0% | 0% | 1 | 0 | 2 | 20.53% | 70.72% | 91.25% | 5 | 26.15% | 0% | 0% | 1 | 39.09% | 0% | 0% | 1 | 58.88% | 0% | 0% | 2 | 70.67% | 0% | 0% | 3 | 29.35% | 0% | 0% | 1 | 5.129% | 0% | 0% | 1
126 | Gold Hill | NORTHERN CALIFORNIA | 0 | 0 | 10 | 0% | 0% | 1 | 59 | 0% | 0% | 4 | 0% | 0% | 0% | 1 | 0 | 2 | 1.882% | 0.5397% | 2.422% | 2 | 59.55% | 0% | 0% | 2 | 10.17% | 0% | 0% | 1 | 0% | 0% | 0% | 1 | 60.27% | 0% | 0% | 2 | 72.77% | 0% | 0% | 3 | 18.11% | 0% | 0% | 1 |  | 0% | 0% | 1 | 48 | 0% | 0% | 4 | 0.1986% | 0% | 0% | 1 | 0 | 2 | 11.37% | 26.87% | 38.24% | 4 | 48.24% | 0% | 0% | 1 | 22.51% | 0% | 0% | 1 | 19.63% | 0% | 0% | 1 | 57.98% | 0% | 0% | 2 | 59.67% | 0% | 0% | 2 | 17.76% | 0% | 0% | 1 |  | 0% | 0% | 1 | 37.1111 | 0% | 0% | 4 | 2.041% | 0% | 0% | 1 | 0 | 2 | 20.74% | 25.48% | 46.22% | 4 | 65.18% | 0% | 0% | 2 | 20.48% | 0% | 0% | 1 | 18.54% | 0% | 0% | 1 | 70.87% | 0% | 0% | 3 | 41.91% | 0% | 0% | 1 | 15.14% | 0% | 0% | 1 |  | 0% | 0% | 1 | 35.8 | 0% | 0% | 4 | 3.236% | 0% | 0% | 1 | 0 | 2 | 32.8% | 13.44% | 46.24% | 3 | 66.9% | 0% | 0% | 2 | 15.77% | 0% | 0% | 1 | 17.24% | 0% | 0% | 1 | 72.32% | 0% | 0% | 3 | 38.06% | 0% | 0% | 1 | 20.72% | 0% | 0% | 1
127 | Grand Island | NORTHERN CALIFORNIA | 0 | 0 | 10 | 0% | 0% | 1 | 11.1542 | 0% | 0% | 1 | 49.14% | 0% | 0% | 1 | 0 | 2 | 0% | 0% | 0% | 1 | 0% | 0% | 0% | 1 | 6.754% | 0% | 0% | 1 | 6.754% | 0% | 0% | 1 | 6.754% | 0% | 0% | 1 | 0% | 0% | 0% | 1 | 6.429% | 0% | 0% | 1 |  | 0% | 0% | 1 | 9.6947 | 0% | 0% | 1 | 47.92% | 0% | 0% | 1 | 0 | 2 | 0% | 0% | 0% | 1 | 7.912% | 0% | 0% | 1 | 14.13% | 0% | 0% | 1 | 15.5% | 0% | 0% | 1 | 21.71% | 0% | 0% | 1 | 0.01378% | 0% | 0% | 1 | 9.335% | 0% | 0% | 1 |  | 0% | 0% | 1 | 9.0027 | 0% | 0% | 1 | 43.89% | 0% | 0% | 1 | 0 | 2 | 0% | 0% | 0% | 1 | 10.8% | 0% | 0% | 1 | 24.98% | 0% | 0% | 1 | 28.44% | 0% | 0% | 1 | 34.27% | 0% | 0% | 1 | 0.5522% | 0% | 0% | 1 | 12.52% | 0% | 0% | 1 |  | 0% | 0% | 1 | 9.7978 | 0% | 0% | 1 | 45.18% | 0% | 0% | 1 | 0 | 2 | 0% | 0% | 0% | 1 | 11.89% | 0% | 0% | 1 | 24.51% | 0% | 0% | 1 | 28.56% | 0% | 0% | 1 | 36.27% | 0% | 0% | 1 | 0.7002% | 0% | 0% | 1 | 12.77% | 0% | 0% | 1
128 | Chino | GREATER LA METRO | 0 | 0 | 10 | 0% | 0% | 1 | 47.5 | 0% | 0% | 4 | 21.78% | 0% | 0% | 1 | 0 | 2 | 14.32% | 10.85% | 25.17% | 3 | 0.187% | 0% | 0% | 1 | 0% | 0% | 0% | 1 | 12.67% | 0% | 0% | 1 | 12.86% | 0% | 0% | 1 | 0.07603% | 0% | 0% | 1 | 8% | 0% | 0% | 1 |  | 0% | 0% | 1 | 41.8974 | 0% | 0% | 4 | 10.17% | 0% | 0% | 1 | 0 | 2 | 23.51% | 44.06% | 67.57% | 5 | 31.77% | 0% | 0% | 1 | 2.927% | 0% | 0% | 1 | 23.04% | 0% | 0% | 1 | 54.6% | 0% | 0% | 2 | 15.66% | 0% | 0% | 1 | 19.73% | 0% | 0% | 1 |  | 0% | 0% | 1 | 20.3077 | 0% | 0% | 3 | 7.122% | 0% | 0% | 1 | 0 | 2 | 17.91% | 59.37% | 77.28% | 5 | 35.9% | 0% | 0% | 1 | 8.521% | 0% | 0% | 1 | 27.73% | 0% | 0% | 1 | 60.04% | 0% | 0% | 2 | 31.47% | 0% | 0% | 1 | 18.97% | 0% | 0% | 1 |  | 0% | 0% | 1 | 20.6667 | 0% | 0% | 3 | 4.684% | 0% | 0% | 1 | 0 | 2 | 20.59% | 57.91% | 78.5% | 5 | 38.83% | 0% | 0% | 1 | 24.26% | 0% | 0% | 1 | 42.74% | 0% | 0% | 1 | 73.53% | 0% | 0% | 3 | 33.39% | 0% | 0% | 1 | 16.03% | 0% | 0% | 1
129 | Kramer | GREATER KRAMER | 404 | 4040 | 10 | 999.9% | 61.93% | 5 | 46 | 898219% | 223.7% | 5 | 0% | 0% | 0% | 1 | 0 | 2 | 0% | 0% | 0% | 1 | 100% | 999% | 61.93% | 5 | 51.21% | 126.9% | 25.67% | 5 | 0% | 61.93% | 0% | 3 | 100% | 999% | 61.93% | 5 | 36.92% | 98.18% | 0% | 4 | 1.237% | 999% | 61.93% | 5 |  | 472.4% | 13.6% | 5 | 32.4111 | 107.5% | 2.557% | 5 | 0% | 0% | 0% | 1 | 0 | 2 | 0% | 0% | 0% | 1 | 94.28% | 291.2% | 11.59% | 5 | 33.43% | 25.01% | 0% | 2 | 0% | 16.65% | 0% | 1 | 95.61% | 378.9% | 12.82% | 5 | 47.77% | 31.87% | 0% | 2 | 0.4203% | 378.9% | 12.82% | 5 |  | 54.95% | 0% | 3 | 27.215 | 42.07% | 0% | 3 | 0% | 0% | 0% | 1 | 0 | 2 | 0% | 0% | 0% | 1 | 52.46% | 11.62% | 0% | 2 | 34.15% | 8.389% | 0% | 1 | 3.558% | 5.728% | 0% | 1 | 75.26% | 22.33% | 0% | 3 | 58.54% | 13.32% | 0% | 2 | 1.307% | 22.33% | 0% | 2 |  | 10.73% | 0% | 1 | 41 | 33.51% | 0% | 4 | 0.009127% | 0% | 0% | 1 | 0 | 2 | 0% | 0% | 0% | 1 | 40.68% | 4.737% | 0% | 1 | 26.48% | 3.822% | 0% | 1 | 3.023% | 2.898% | 0% | 1 | 60.18% | 7.057% | 0% | 2 | 46.04% | 5.208% | 0% | 1 | 0.817% | 7.057% | 0% | 1
130 | Lugo | GREATER KRAMER | 0 | 0 | 10 | 0% | 0% | 1 | 23 | 0% | 0% | 3 | 0.01104% | 0% | 0% | 1 | 0 | 2 | 57.35% | 36.94% | 94.28% | 5 | 44.63% | 0% | 0% | 1 | 88.25% | 0% | 0% | 3 | 72.22% | 0% | 0% | 3 | 96.64% | 0% | 0% | 5 | 38.37% | 0% | 0% | 1 | 5.104% | 0% | 0% | 1 |  | 0% | 0% | 1 | 24.7636 | 0% | 0% | 3 | 0.003024% | 0% | 0% | 1 | 0 | 2 | 36.55% | 46.43% | 82.99% | 5 | 46.99% | 0% | 0% | 1 | 70.84% | 0% | 0% | 3 | 61.78% | 0% | 0% | 2 | 86.98% | 0% | 0% | 3 | 40.5% | 0% | 0% | 1 | 3.906% | 0% | 0% | 1 |  | 0% | 0% | 1 | 39.25 | 0% | 0% | 4 | 0.0067% | 0% | 0% | 1 | 0 | 2 | 26.43% | 34.88% | 61.31% | 5 | 49.99% | 0% | 0% | 1 | 60.37% | 0% | 0% | 2 | 52% | 0% | 0% | 2 | 83.76% | 0% | 0% | 3 | 29.05% | 0% | 0% | 1 | 3.135% | 0% | 0% | 1 |  | 0% | 0% | 1 | 41.3333 | 0% | 0% | 4 | 0.04974% | 0% | 0% | 1 | 0 | 2 | 19.28% | 21.34% | 40.62% | 4 | 44.97% | 0% | 0% | 1 | 51.55% | 0% | 0% | 2 | 36.32% | 0% | 0% | 1 | 74.4% | 0% | 0% | 3 | 25.85% | 0% | 0% | 1 | 2.14% | 0% | 0% | 1
131 | Mira Loma | GREATER LA METRO | 0 | 0 | 10 | 0% | 0% | 1 | 54.28 | 0% | 0% | 4 | 26.16% | 0% | 0% | 1 | 0 | 2 | 0% | 0% | 0% | 1 | 0% | 0% | 0% | 1 | 0% | 0% | 0% | 1 | 0% | 0% | 0% | 1 | 0% | 0% | 0% | 1 | 0% | 0% | 0% | 1 | 0.1407% | 0% | 0% | 1 |  | 0% | 0% | 1 | 49 | 0% | 0% | 4 | 15.95% | 0% | 0% | 1 | 0 | 2 | 30.84% | 18.3% | 49.14% | 3 | 11.04% | 0% | 0% | 1 | 4.146% | 0% | 0% | 1 | 35.66% | 0% | 0% | 1 | 46.79% | 0% | 0% | 1 | 3.811% | 0% | 0% | 1 | 23.52% | 0% | 0% | 1 |  | 0% | 0% | 1 | 27.3857 | 0% | 0% | 3 | 6.531% | 0% | 0% | 1 | 0 | 2 | 23.4% | 47.92% | 71.31% | 5 | 31.15% | 0% | 0% | 1 | 17.65% | 0% | 0% | 1 | 42.25% | 0% | 0% | 1 | 68.08% | 0% | 0% | 2 | 29.18% | 0% | 0% | 1 | 16.46% | 0% | 0% | 1 |  | 0% | 0% | 1 | 28.3333 | 0% | 0% | 3 | 2.883% | 0% | 0% | 1 | 0 | 2 | 24.19% | 58.47% | 82.66% | 5 | 41.39% | 0% | 0% | 1 | 38.91% | 0% | 0% | 1 | 52.43% | 0% | 0% | 2 | 78.73% | 0% | 0% | 3 | 28.44% | 0% | 0% | 1 | 12.38% | 0% | 0% | 1
132 | Padua | GREATER LA METRO | 0 | 0 | 10 | 0% | 0% | 1 | 8.0923 | 0% | 0% | 1 | 0% | 0% | 0% | 1 | 0 | 2 | 2.392% | 97.61% | 100% | 5 | 100% | 0% | 0% | 5 | 53.49% | 0% | 0% | 2 | 0% | 0% | 0% | 1 | 100% | 0% | 0% | 5 | 69.92% | 0% | 0% | 2 | 28.54% | 0% | 0% | 1 |  | 0% | 0% | 1 | 45.49 | 0% | 0% | 4 | 15.84% | 0% | 0% | 1 | 0 | 2 | 7.987% | 31.17% | 39.16% | 5 | 34.91% | 0% | 0% | 1 | 19.99% | 0% | 0% | 1 | 16.35% | 0% | 0% | 1 | 38.24% | 0% | 0% | 1 | 21.76% | 0% | 0% | 1 | 11.12% | 0% | 0% | 1 |  | 0% | 0% | 1 | 33 | 0% | 0% | 4 | 6.65% | 0% | 0% | 1 | 0 | 2 | 20.39% | 58.39% | 78.79% | 5 | 54.64% | 0% | 0% | 2 | 28.38% | 0% | 0% | 1 | 35.4% | 0% | 0% | 1 | 70.21% | 0% | 0% | 3 | 28.1% | 0% | 0% | 1 | 15.98% | 0% | 0% | 1 |  | 0% | 0% | 1 | 23.6545 | 0% | 0% | 3 | 2.9% | 0% | 0% | 1 | 0 | 2 | 28.95% | 61.8% | 90.75% | 5 | 51.31% | 0% | 0% | 2 | 54.37% | 0% | 0% | 2 | 61.16% | 0% | 0% | 2 | 84.12% | 0% | 0% | 3 | 34.7% | 0% | 0% | 1 | 10.31% | 0% | 0% | 1
133 | Pisgah | GREATER KRAMER | 0 | 0 | 10 | 0% | 0% | 1 | 3.0455 | 0% | 0% | 1 | 0% | 0% | 0% | 1 | 0 | 2 | 0% | 0% | 0% | 1 | 62.27% | 0% | 0% | 2 | 86.59% | 0% | 0% | 3 | 95.68% | 0% | 0% | 5 | 99.97% | 0% | 0% | 5 | 44.01% | 0% | 0% | 1 | 0.4391% | 0% | 0% | 1 |  | 0% | 0% | 1 | 2.8926 | 0% | 0% | 1 | 0% | 0% | 0% | 1 | 0 | 2 | 0% | 0% | 0% | 1 | 53.98% | 0% | 0% | 2 | 74.15% | 0% | 0% | 3 | 81.85% | 0% | 0% | 3 | 86.39% | 0% | 0% | 3 | 41.96% | 0% | 0% | 1 | 0.7164% | 0% | 0% | 1 |  | 0% | 0% | 1 | 12.6543 | 0% | 0% | 2 | 1.093% | 0% | 0% | 1 | 0 | 2 | 0% | 0% | 0% | 1 | 20.1% | 0% | 0% | 1 | 22.49% | 0% | 0% | 1 | 25.37% | 0% | 0% | 1 | 29.88% | 0% | 0% | 1 | 50.18% | 0% | 0% | 2 | 1.7% | 0% | 0% | 1 |  | 0% | 0% | 1 | 15.875 | 0% | 0% | 2 | 2.018% | 0% | 0% | 1 | 0 | 2 | 0% | 0% | 0% | 1 | 28.01% | 0% | 0% | 1 | 18.46% | 0% | 0% | 1 | 19.62% | 0% | 0% | 1 | 34.81% | 0% | 0% | 1 | 35.14% | 0% | 0% | 1 | 1.997% | 0% | 0% | 1
134 | Roadway | GREATER KRAMER | 245 | 2450 | 10 | 103.8% | 0.5274% | 4 | 53 | 999% | 271.8% | 5 | 0.05684% | 8259% | 815.9% | 5 | 0 | 2 | 0% | 0% | 0% | 1 | 45.48% | 22.97% | 0% | 2 | 74.73% | 49.56% | 0% | 3 | 4.618% | 13.13% | 0% | 1 | 87.86% | 103.2% | 0.4395% | 4 | 7.673% | 13.57% | 0% | 1 | 0.6672% | 103.2% | 0.4395% | 4 |  | 11.48% | 0% | 1 | 42.732 | 434.7% | 15.28% | 5 | 0.08897% | 0% | 0% | 1 | 0 | 2 | 0% | 0% | 0% | 1 | 40.79% | 5.253% | 0% | 1 | 47.85% | 5.965% | 0% | 1 | 17.4% | 3.766% | 0% | 1 | 65.2% | 8.938% | 0% | 2 | 17.73% | 3.781% | 0% | 1 | 1.386% | 8.938% | 0% | 1 |  | 5.002% | 0% | 1 | 40.6 | 236.6% | 5.068% | 5 | 0.124% | 0% | 0% | 1 | 0 | 2 | 5.721% | 0% | 5.721% | 1 | 29.46% | 2.244% | 0% | 1 | 44.48% | 2.851% | 0% | 1 | 15.33% | 1.87% | 0% | 1 | 58.53% | 3.817% | 0% | 2 | 19.98% | 1.978% | 0% | 1 | 1.064% | 3.817% | 0% | 1 |  | 3.73% | 0% | 1 | 38.8235 | 29.38% | 0% | 4 | 0.6317% | 0% | 0% | 1 | 0 | 2 | 10.13% | 6.21% | 16.34% | 2 | 43.96% | 1.442% | 0% | 1 | 47.32% | 1.534% | 0% | 1 | 21.75% | 1.032% | 0% | 1 | 69.08% | 2.612% | 0% | 2 | 28.06% | 1.123% | 0% | 1 | 1.563% | 2.612% | 0% | 1
135 | Tortilla | GREATER KRAMER | 0 | 0 | 10 | 0% | 0% | 1 | 27.5 | 0% | 0% | 3 | 0.1229% | 0% | 0% | 1 | 0 | 2 | 0% | 0% | 0% | 1 | 76.6% | 0% | 0% | 3 | 90.33% | 0% | 0% | 4 | 13.58% | 0% | 0% | 1 | 100% | 0% | 0% | 5 | 19.94% | 0% | 0% | 1 | 2.865% | 0% | 0% | 1 |  | 0% | 0% | 1 | 22.3968 | 0% | 0% | 3 | 3.758% | 0% | 0% | 1 | 0 | 2 | 0% | 0% | 0% | 1 | 69.04% | 0% | 0% | 2 | 59.75% | 0% | 0% | 2 | 32.77% | 0% | 0% | 1 | 87.23% | 0% | 0% | 3 | 41.59% | 0% | 0% | 1 | 2.99% | 0% | 0% | 1 |  | 0% | 0% | 1 | 24.0079 | 0% | 0% | 3 | 2.099% | 0% | 0% | 1 | 0 | 2 | 0% | 0% | 0% | 1 | 61.53% | 0% | 0% | 2 | 51.1% | 0% | 0% | 2 | 19.5% | 0% | 0% | 1 | 79.84% | 0% | 0% | 3 | 47.24% | 0% | 0% | 1 | 2.997% | 0% | 0% | 1 |  | 0% | 0% | 1 | 23.75 | 0% | 0% | 3 | 1.598% | 0% | 0% | 1 | 0 | 2 | 0% | 0% | 0% | 1 | 59.53% | 0% | 0% | 2 | 40.6% | 0% | 0% | 1 | 17.79% | 0% | 0% | 1 | 75.27% | 0% | 0% | 3 | 44.43% | 0% | 0% | 1 | 3.468% | 0% | 0% | 1
136 | Victor | GREATER KRAMER | 0 | 0 | 10 | 0% | 0% | 1 | 57.6 | 0% | 0% | 4 | 0% | 0% | 0% | 1 | 0 | 2 | 0% | 0% | 0% | 1 | 0% | 0% | 0% | 1 | 53.9% | 0% | 0% | 2 | 8.265% | 0% | 0% | 1 | 53.9% | 0% | 0% | 2 | 2.854% | 0% | 0% | 1 | 0% | 0% | 0% | 1 |  | 0% | 0% | 1 | 49.5 | 0% | 0% | 4 | 0.01803% | 0% | 0% | 1 | 0 | 2 | 6.53% | 0% | 6.53% | 1 | 38.18% | 0% | 0% | 1 | 48.79% | 0% | 0% | 1 | 16.16% | 0% | 0% | 1 | 65.43% | 0% | 0% | 2 | 8.653% | 0% | 0% | 1 | 0.4505% | 0% | 0% | 1 |  | 0% | 0% | 1 | 41.7222 | 0% | 0% | 4 | 0.09957% | 0% | 0% | 1 | 0 | 2 | 14.29% | 9.929% | 24.21% | 2 | 31.31% | 0% | 0% | 1 | 57.29% | 0% | 0% | 2 | 29.59% | 0% | 0% | 1 | 67.49% | 0% | 0% | 2 | 20.17% | 0% | 0% | 1 | 1.643% | 0% | 0% | 1 |  | 0% | 0% | 1 | 38.0353 | 0% | 0% | 4 | 0.6733% | 0% | 0% | 1 | 0 | 2 | 11.59% | 12.01% | 23.59% | 3 | 46.46% | 0% | 0% | 1 | 48.53% | 0% | 0% | 1 | 26.29% | 0% | 0% | 1 | 71.2% | 0% | 0% | 3 | 27.07% | 0% | 0% | 1 | 1.788% | 0% | 0% | 1
137 | Vista | RIVERSIDE | 0 | 0 | 10 | 0% | 0% | 1 | 64.85 | 0% | 0% | 4 | 0% | 0% | 0% | 1 | 0 | 2 | 2.419% | 91.12% | 93.54% | 5 | 4.214% | 0% | 0% | 1 | 89.53% | 0% | 0% | 3 | 89.53% | 0% | 0% | 3 | 93.75% | 0% | 0% | 4 | 27.02% | 0% | 0% | 1 | 3.216% | 0% | 0% | 1 |  | 0% | 0% | 1 | 37.3333 | 0% | 0% | 4 | 1.166% | 0% | 0% | 1 | 0 | 2 | 6.131% | 86.71% | 92.84% | 5 | 41.89% | 0% | 0% | 1 | 60.16% | 0% | 0% | 2 | 77.43% | 0% | 0% | 3 | 96.8% | 0% | 0% | 5 | 33.88% | 0% | 0% | 1 | 4.161% | 0% | 0% | 1 |  | 0% | 0% | 1 | 28.5429 | 0% | 0% | 3 | 1.53% | 0% | 0% | 1 | 0 | 2 | 18.4% | 74.84% | 93.24% | 5 | 42.55% | 0% | 0% | 1 | 44.84% | 0% | 0% | 1 | 59.18% | 0% | 0% | 2 | 83.01% | 0% | 0% | 3 | 36.58% | 0% | 0% | 1 | 5.054% | 0% | 0% | 1 |  | 0% | 0% | 1 | 25.6775 | 0% | 0% | 3 | 2.343% | 0% | 0% | 1 | 0 | 2 | 19.58% | 69.38% | 88.96% | 5 | 46.57% | 0% | 0% | 1 | 41.47% | 0% | 0% | 1 | 57.28% | 0% | 0% | 2 | 80.36% | 0% | 0% | 3 | 36.83% | 0% | 0% | 1 | 7.704% | 0% | 0% | 1
138 | Encina | SAN DIEGO | 0 | 0 | 10 | 0% | 0% | 1 | 5.6 | 0% | 0% | 1 | 0% | 0% | 0% | 1 | 0 | 2 | 0% | 0% | 0% | 1 | 17.64% | 0% | 0% | 1 | 84.38% | 0% | 0% | 3 | 89.06% | 0% | 0% | 3 | 89.06% | 0% | 0% | 3 | 0% | 0% | 0% | 1 | 12.52% | 0% | 0% | 1 |  | 0% | 0% | 1 | 6.5085 | 0% | 0% | 1 | 0.8881% | 0% | 0% | 1 | 0 | 2 | 37.66% | 0% | 37.66% | 2 | 26% | 0% | 0% | 1 | 55.73% | 0% | 0% | 2 | 57.79% | 0% | 0% | 2 | 71.72% | 0% | 0% | 3 | 0% | 0% | 0% | 1 | 16.78% | 0% | 0% | 1 |  | 0% | 0% | 1 | 47 | 0% | 0% | 4 | 6.415% | 0% | 0% | 1 | 0 | 2 | 92.2% | 0% | 92.2% | 5 | 61.09% | 0% | 0% | 2 | 37.02% | 0% | 0% | 1 | 48.51% | 0% | 0% | 1 | 78.26% | 0% | 0% | 3 | 1.575% | 0% | 0% | 1 | 5.932% | 0% | 0% | 1 |  | 0% | 0% | 1 | 46.5 | 0% | 0% | 4 | 5.431% | 0% | 0% | 1 | 0 | 2 | 76.53% | 20.46% | 96.99% | 5 | 43.83% | 0% | 0% | 1 | 19.11% | 0% | 0% | 1 | 34.53% | 0% | 0% | 1 | 56.56% | 0% | 0% | 2 | 1.407% | 0% | 0% | 1 | 7.185% | 0% | 0% | 1
139 | Escondido | SAN DIEGO | 0 | 0 | 10 | 0% | 0% | 1 | 35.5 | 0% | 0% | 4 | 1.554% | 0% | 0% | 1 | 0 | 2 | 100% | 0% | 100% | 5 | 21.49% | 0% | 0% | 1 | 28.81% | 0% | 0% | 1 | 6.523% | 0% | 0% | 1 | 49.23% | 0% | 0% | 1 | 3.423% | 0% | 0% | 1 | 7.8% | 0% | 0% | 1 |  | 0% | 0% | 1 | 39.3414 | 0% | 0% | 4 | 2.837% | 0% | 0% | 1 | 0 | 2 | 52.96% | 47.03% | 100% | 5 | 47.78% | 0% | 0% | 1 | 16.26% | 0% | 0% | 1 | 28.12% | 0% | 0% | 1 | 59.17% | 0% | 0% | 2 | 9.759% | 0% | 0% | 1 | 7.069% | 0% | 0% | 1 |  | 0% | 0% | 1 | 37 | 0% | 0% | 4 | 4.183% | 0% | 0% | 1 | 0 | 2 | 49.17% | 50.14% | 99.32% | 5 | 45.46% | 0% | 0% | 1 | 22.7% | 0% | 0% | 1 | 29.27% | 0% | 0% | 1 | 56.2% | 0% | 0% | 2 | 22.26% | 0% | 0% | 1 | 6.765% | 0% | 0% | 1 |  | 0% | 0% | 1 | 30.1016 | 0% | 0% | 4 | 3.492% | 0% | 0% | 1 | 0 | 2 | 34.79% | 64.32% | 99.11% | 5 | 52.71% | 0% | 0% | 2 | 19.16% | 0% | 0% | 1 | 29.44% | 0% | 0% | 1 | 62.22% | 0% | 0% | 2 | 29.75% | 0% | 0% | 1 | 6.76% | 0% | 0% | 1
140 | Kearny | SAN DIEGO | 0 | 0 | 0 | 0% | 0% | 1 | 2.7531 | 0% | 0% | 1 | 0% | 0% | 0% | 1 | 0 | 2 | 100% | 0% | 100% | 5 | 8.241% | 0% | 0% | 1 | 100% | 0% | 0% | 5 | 0% | 0% | 0% | 1 | 100% | 0% | 0% | 5 | 8.343% | 0% | 0% | 1 | 29.21% | 0% | 0% | 1 |  | 0% | 0% | 1 | 26.2857 | 0% | 0% | 3 | 0% | 0% | 0% | 1 | 0 | 2 | 25.11% | 0% | 25.11% | 2 | 24.87% | 0% | 0% | 1 | 26.06% | 0% | 0% | 1 | 48.12% | 0% | 0% | 1 | 72.38% | 0% | 0% | 3 | 5.496% | 0% | 0% | 1 | 1.628% | 0% | 0% | 1 |  | 0% | 0% | 1 | 26 | 0% | 0% | 3 | 0.05378% | 0% | 0% | 1 | 0 | 2 | 23.22% | 38.96% | 62.18% | 5 | 42.05% | 0% | 0% | 1 | 38.9% | 0% | 0% | 1 | 64.56% | 0% | 0% | 2 | 90.68% | 0% | 0% | 4 | 10.09% | 0% | 0% | 1 | 2.355% | 0% | 0% | 1 |  | 0% | 0% | 1 | 25.5 | 0% | 0% | 3 | 0.5849% | 0% | 0% | 1 | 0 | 2 | 26.23% | 63.53% | 89.76% | 5 | 47.45% | 0% | 0% | 1 | 54.94% | 0% | 0% | 2 | 71.91% | 0% | 0% | 3 | 89.43% | 0% | 0% | 3 | 22.71% | 0% | 0% | 1 | 4.085% | 0% | 0% | 1
141 | Miguel | SAN DIEGO | 0 | 0 | 10 | 0% | 0% | 1 | 34.3333 | 0% | 0% | 4 | 0% | 0% | 0% | 1 | 0 | 2 | 81.22% | 14.59% | 95.81% | 5 | 4.589% | 0% | 0% | 1 | 98.21% | 0% | 0% | 5 | 93.5% | 0% | 0% | 4 | 100% | 0% | 0% | 5 | 57.5% | 0% | 0% | 2 | 1.52% | 0% | 0% | 1 |  | 0% | 0% | 1 | 16.5 | 0% | 0% | 2 | 0% | 0% | 0% | 1 | 0 | 2 | 47.77% | 44.05% | 91.82% | 5 | 10.07% | 0% | 0% | 1 | 84.7% | 0% | 0% | 3 | 94.5% | 0% | 0% | 4 | 95.95% | 0% | 0% | 5 | 43.1% | 0% | 0% | 1 | 5.888% | 0% | 0% | 1 |  | 0% | 0% | 1 | 25.5 | 0% | 0% | 3 | 0.05475% | 0% | 0% | 1 | 0 | 2 | 18.66% | 66.68% | 85.34% | 5 | 23.61% | 0% | 0% | 1 | 60.94% | 0% | 0% | 2 | 85.12% | 0% | 0% | 3 | 88.61% | 0% | 0% | 3 | 34.62% | 0% | 0% | 1 | 3.941% | 0% | 0% | 1 |  | 0% | 0% | 1 | 18.0907 | 0% | 0% | 2 | 0.1503% | 0% | 0% | 1 | 0 | 2 | 10.96% | 80.79% | 91.75% | 5 | 24.97% | 0% | 0% | 1 | 49.21% | 0% | 0% | 1 | 77.15% | 0% | 0% | 3 | 84.1% | 0% | 0% | 3 | 44.48% | 0% | 0% | 1 | 3.231% | 0% | 0% | 1
142 | Mission | SAN DIEGO | 0 | 0 | 10 | 0% | 0% | 1 | 6.5556 | 0% | 0% | 1 | 0% | 0% | 0% | 1 | 0 | 2 | 0% | 0% | 0% | 1 | 11.15% | 0% | 0% | 1 | 12.17% | 0% | 0% | 1 | 89.35% | 0% | 0% | 3 | 89.35% | 0% | 0% | 3 | 0% | 0% | 0% | 1 | 0.5569% | 0% | 0% | 1 |  | 0% | 0% | 1 | 32.3833 | 0% | 0% | 4 | 0% | 0% | 0% | 1 | 0 | 2 | 12.6% | 0% | 12.6% | 1 | 13.9% | 0% | 0% | 1 | 26.37% | 0% | 0% | 1 | 68.98% | 0% | 0% | 2 | 81.89% | 0% | 0% | 3 | 2.448% | 0% | 0% | 1 | 1.82% | 0% | 0% | 1 |  | 0% | 0% | 1 | 26 | 0% | 0% | 3 | 0.03639% | 0% | 0% | 1 | 0 | 2 | 19.78% | 19.33% | 39.12% | 3 | 31.12% | 0% | 0% | 1 | 42.9% | 0% | 0% | 1 | 66.44% | 0% | 0% | 2 | 86.65% | 0% | 0% | 3 | 14.01% | 0% | 0% | 1 | 2.147% | 0% | 0% | 1 |  | 0% | 0% | 1 | 25.25 | 0% | 0% | 3 | 0.2577% | 0% | 0% | 1 | 0 | 2 | 25.21% | 61.53% | 86.74% | 5 | 44.12% | 0% | 0% | 1 | 58.94% | 0% | 0% | 2 | 76.37% | 0% | 0% | 3 | 93.06% | 0% | 0% | 4 | 21.3% | 0% | 0% | 1 | 4.167% | 0% | 0% | 1
143 | Old Town | SAN DIEGO | 0 | 0 | 10 | 0% | 0% | 1 | 26.2989 | 0% | 0% | 3 | 0% | 0% | 0% | 1 | 0 | 2 | 0% | 0% | 0% | 1 | 1.135% | 0% | 0% | 1 | 4.286% | 0% | 0% | 1 | 69.7% | 0% | 0% | 2 | 69.7% | 0% | 0% | 2 | 0% | 0% | 0% | 1 | 0.1695% | 0% | 0% | 1 |  | 0% | 0% | 1 | 27.6667 | 0% | 0% | 3 | 0% | 0% | 0% | 1 | 0 | 2 | 0.2024% | 0% | 0.2024% | 1 | 1.678% | 0% | 0% | 1 | 17.43% | 0% | 0% | 1 | 78.98% | 0% | 0% | 3 | 79.53% | 0% | 0% | 3 | 0.01688% | 0% | 0% | 1 | 1.354% | 0% | 0% | 1 |  | 0% | 0% | 1 | 26 | 0% | 0% | 3 | 0% | 0% | 0% | 1 | 0 | 2 | 12.91% | 0% | 12.91% | 1 | 13.31% | 0% | 0% | 1 | 29.14% | 0% | 0% | 1 | 70.23% | 0% | 0% | 3 | 82.55% | 0% | 0% | 3 | 2.36% | 0% | 0% | 1 | 2.245% | 0% | 0% | 1 |  | 0% | 0% | 1 | 25 | 0% | 0% | 3 | 0.03394% | 0% | 0% | 1 | 0 | 2 | 38.39% | 35.21% | 73.6% | 5 | 30.09% | 0% | 0% | 1 | 60.75% | 0% | 0% | 2 | 77.15% | 0% | 0% | 3 | 94.28% | 0% | 0% | 4 | 21.79% | 0% | 0% | 1 | 4.269% | 0% | 0% | 1
144 | Penasquitos | SAN DIEGO | 0 | 0 | 10 | 0% | 0% | 1 | 14.9024 | 0% | 0% | 2 | 0% | 0% | 0% | 1 | 0 | 2 | 0% | 0% | 0% | 1 | 3.051% | 0% | 0% | 1 | 54.93% | 0% | 0% | 2 | 72.32% | 0% | 0% | 3 | 72.32% | 0% | 0% | 3 | 0% | 0% | 0% | 1 | 10.78% | 0% | 0% | 1 |  | 0% | 0% | 1 | 14.1199 | 0% | 0% | 2 | 0.4605% | 0% | 0% | 1 | 0 | 2 | 76.61% | 0% | 76.61% | 5 | 25.02% | 0% | 0% | 1 | 60.1% | 0% | 0% | 2 | 66.86% | 0% | 0% | 2 | 81.34% | 0% | 0% | 3 | 0% | 0% | 0% | 1 | 5.761% | 0% | 0% | 1 |  | 0% | 0% | 1 | 20.9007 | 0% | 0% | 3 | 0.176% | 0% | 0% | 1 | 0 | 2 | 58.82% | 25.11% | 83.94% | 5 | 41.39% | 0% | 0% | 1 | 41.73% | 0% | 0% | 1 | 35.99% | 0% | 0% | 1 | 74.02% | 0% | 0% | 3 | 8.708% | 0% | 0% | 1 | 5.029% | 0% | 0% | 1 |  | 0% | 0% | 1 | 27.8667 | 0% | 0% | 3 | 1.509% | 0% | 0% | 1 | 0 | 2 | 31.05% | 53.57% | 84.61% | 5 | 54.5% | 0% | 0% | 2 | 54.55% | 0% | 0% | 2 | 65.4% | 0% | 0% | 2 | 89.44% | 0% | 0% | 3 | 13.78% | 0% | 0% | 1 | 4.122% | 0% | 0% | 1
145 | San Luis Rey | SAN DIEGO | 0 | 0 | 10 | 0% | 0% | 1 | 5.8444 | 0% | 0% | 1 | 0% | 0% | 0% | 1 | 0 | 2 | 0% | 0% | 0% | 1 | 16.79% | 0% | 0% | 1 | 93.08% | 0% | 0% | 4 | 93.1% | 0% | 0% | 4 | 93.1% | 0% | 0% | 4 | 0% | 0% | 0% | 1 | 31.02% | 0% | 0% | 1 |  | 0% | 0% | 1 | 54.1429 | 0% | 0% | 4 | 5.396% | 0% | 0% | 1 | 0 | 2 | 80.06% | 0% | 80.06% | 5 | 51.97% | 0% | 0% | 2 | 49.6% | 0% | 0% | 1 | 64.66% | 0% | 0% | 2 | 73.03% | 0% | 0% | 3 | 0.2297% | 0% | 0% | 1 | 6.085% | 0% | 0% | 1 |  | 0% | 0% | 1 | 46.7273 | 0% | 0% | 4 | 5.775% | 0% | 0% | 1 | 0 | 2 | 91.04% | 3.981% | 95.02% | 5 | 60.55% | 0% | 0% | 2 | 25.45% | 0% | 0% | 1 | 51.49% | 0% | 0% | 2 | 74.7% | 0% | 0% | 3 | 0.6431% | 0% | 0% | 1 | 6.554% | 0% | 0% | 1 |  | 0% | 0% | 1 | 38 | 0% | 0% | 4 | 4.712% | 0% | 0% | 1 | 0 | 2 | 60.07% | 38.23% | 98.3% | 5 | 55.75% | 0% | 0% | 2 | 15.22% | 0% | 0% | 1 | 31.05% | 0% | 0% | 1 | 64.18% | 0% | 0% | 2 | 6.104% | 0% | 0% | 1 | 7.303% | 0% | 0% | 1
146 | Sycamore Canyon | SAN DIEGO | 0 | 0 | 10 | 0% | 0% | 1 | 22.0872 | 0% | 0% | 3 | 0.08025% | 0% | 0% | 1 | 0 | 2 | 31.49% | 68.51% | 100% | 5 | 91.51% | 0% | 0% | 4 | 64.51% | 0% | 0% | 2 | 44.67% | 0% | 0% | 1 | 99.34% | 0% | 0% | 5 | 24.21% | 0% | 0% | 1 | 2.131% | 0% | 0% | 1 |  | 0% | 0% | 1 | 28.07 | 0% | 0% | 3 | 0.437% | 0% | 0% | 1 | 0 | 2 | 24.57% | 75.43% | 100% | 5 | 71.88% | 0% | 0% | 3 | 58.57% | 0% | 0% | 2 | 67.38% | 0% | 0% | 2 | 97.42% | 0% | 0% | 5 | 16.77% | 0% | 0% | 1 | 3.402% | 0% | 0% | 1 |  | 0% | 0% | 1 | 25 | 0% | 0% | 3 | 1.017% | 0% | 0% | 1 | 0 | 2 | 21.65% | 78.13% | 99.78% | 5 | 63.99% | 0% | 0% | 2 | 50.4% | 0% | 0% | 2 | 63.45% | 0% | 0% | 2 | 87.9% | 0% | 0% | 3 | 26.83% | 0% | 0% | 1 | 3.776% | 0% | 0% | 1 |  | 0% | 0% | 1 | 23.5508 | 0% | 0% | 3 | 0.6552% | 0% | 0% | 1 | 0 | 2 | 11.43% | 84.45% | 95.88% | 5 | 44.89% | 0% | 0% | 1 | 31.57% | 0% | 0% | 1 | 43.46% | 0% | 0% | 1 | 68.82% | 0% | 0% | 2 | 44.79% | 0% | 0% | 1 | 4.553% | 0% | 0% | 1
147 | Talega | GREATER LA METRO | 0 | 0 | 10 | 0% | 0% | 1 | 7.5219 | 0% | 0% | 1 | 0.388% | 0% | 0% | 1 | 0 | 2 | 98.03% | 0% | 98.03% | 5 | 17.41% | 0% | 0% | 1 | 83.07% | 0% | 0% | 3 | 83.07% | 0% | 0% | 3 | 83.07% | 0% | 0% | 3 | 57.51% | 0% | 0% | 2 | 5.16% | 0% | 0% | 1 |  | 0% | 0% | 1 | 49.5 | 0% | 0% | 4 | 0.1547% | 0% | 0% | 1 | 0 | 2 | 92.76% | 0% | 92.76% | 5 | 23.19% | 0% | 0% | 1 | 62.97% | 0% | 0% | 2 | 68.63% | 0% | 0% | 2 | 75.88% | 0% | 0% | 3 | 54.05% | 0% | 0% | 2 | 5.516% | 0% | 0% | 1 |  | 0% | 0% | 1 | 27.6667 | 0% | 0% | 3 | 0.3101% | 0% | 0% | 1 | 0 | 2 | 79.72% | 16.4% | 96.12% | 5 | 55.07% | 0% | 0% | 2 | 55.43% | 0% | 0% | 2 | 62.35% | 0% | 0% | 2 | 87.88% | 0% | 0% | 3 | 50.41% | 0% | 0% | 2 | 6.057% | 0% | 0% | 1 |  | 0% | 0% | 1 | 33 | 0% | 0% | 4 | 0.606% | 0% | 0% | 1 | 0 | 2 | 44.24% | 52.67% | 96.91% | 5 | 52.32% | 0% | 0% | 2 | 44.11% | 0% | 0% | 1 | 51.15% | 0% | 0% | 2 | 86.39% | 0% | 0% | 3 | 34.11% | 0% | 0% | 1 | 6.718% | 0% | 0% | 1
148 | Martin (San Francisco H) | NORTHERN CALIFORNIA | 0 | 0 | 10 | 0% | 0% | 1 | 12.9085 | 0% | 0% | 2 | 0% | 0% | 0% | 1 | 0 | 2 | 0% | 0% | 0% | 1 | 25.42% | 0% | 0% | 1 | 10.54% | 0% | 0% | 1 | 23.09% | 0% | 0% | 1 | 48.51% | 0% | 0% | 1 | 0% | 0% | 0% | 1 | 2.714% | 0% | 0% | 1 |  | 0% | 0% | 1 | 59 | 0% | 0% | 4 | 0% | 0% | 0% | 1 | 0 | 2 | 3.03% | 26.01% | 29.04% | 4 | 26.9% | 0% | 0% | 1 | 41.53% | 0% | 0% | 1 | 59.13% | 0% | 0% | 2 | 60.31% | 0% | 0% | 2 | 24.22% | 0% | 0% | 1 | 4.602% | 0% | 0% | 1 |  | 0% | 0% | 1 | 59 | 0% | 0% | 4 | 0.644% | 0% | 0% | 1 | 0 | 2 | 2.759% | 32.93% | 35.69% | 5 | 32.34% | 0% | 0% | 1 | 49.85% | 0% | 0% | 1 | 66.23% | 0% | 0% | 2 | 70.41% | 0% | 0% | 3 | 25.87% | 0% | 0% | 1 | 6.029% | 0% | 0% | 1 |  | 0% | 0% | 1 | 55 | 0% | 0% | 4 | 0.4103% | 0% | 0% | 1 | 0 | 2 | 14.31% | 41.61% | 55.91% | 5 | 47.38% | 0% | 0% | 1 | 53.17% | 0% | 0% | 2 | 72.48% | 0% | 0% | 3 | 78.4% | 0% | 0% | 3 | 31.18% | 0% | 0% | 1 | 8.586% | 0% | 0% | 1
149 | Bellota | NORTHERN CALIFORNIA | 0 | 0 | 10 | 0% | 0% | 1 | 12.0312 | 0% | 0% | 2 | 30.12% | 0% | 0% | 1 | 0 | 2 | 0% | 0% | 0% | 1 | 13.78% | 0% | 0% | 1 | 16.43% | 0% | 0% | 1 | 64.7% | 0% | 0% | 2 | 64.81% | 0% | 0% | 2 | 24.19% | 0% | 0% | 1 | 19.93% | 0% | 0% | 1 |  | 0% | 0% | 1 | 12 | 0% | 0% | 2 | 34.38% | 0% | 0% | 1 | 0 | 2 | 3.01% | 0% | 3.01% | 1 | 32.1% | 0% | 0% | 1 | 18.75% | 0% | 0% | 1 | 43.05% | 0% | 0% | 1 | 54.33% | 0% | 0% | 2 | 27.58% | 0% | 0% | 1 | 13.27% | 0% | 0% | 1 |  | 0% | 0% | 1 | 14.637 | 0% | 0% | 2 | 27.95% | 0% | 0% | 1 | 0 | 2 | 9.778% | 0% | 9.778% | 1 | 41.32% | 0% | 0% | 1 | 17.28% | 0% | 0% | 1 | 37.42% | 0% | 0% | 1 | 58.46% | 0% | 0% | 2 | 26.06% | 0% | 0% | 1 | 9.743% | 0% | 0% | 1 |  | 0% | 0% | 1 | 15.6 | 0% | 0% | 2 | 28.65% | 0% | 0% | 1 | 0 | 2 | 14.41% | 0% | 14.41% | 1 | 45.21% | 0% | 0% | 1 | 15.62% | 0% | 0% | 1 | 35.7% | 0% | 0% | 1 | 60.41% | 0% | 0% | 2 | 27.6% | 0% | 0% | 1 | 9.645% | 0% | 0% | 1
150 | Ripon | NORTHERN CALIFORNIA | 0 | 0 | 10 | 0% | 0% | 1 | 23.57 | 0% | 0% | 3 | 80.56% | 0% | 0% | 3 | 0 | 2 | 0% | 0% | 0% | 1 | 32.66% | 0% | 0% | 1 | 17.36% | 0% | 0% | 1 | 17.36% | 0% | 0% | 1 | 41.22% | 0% | 0% | 1 | 0% | 0% | 0% | 1 | 1.45% | 0% | 0% | 1 |  | 0% | 0% | 1 | 18.3956 | 0% | 0% | 2 | 62.41% | 0% | 0% | 2 | 0 | 2 | 0% | 0% | 0% | 1 | 39.57% | 0% | 0% | 1 | 17.19% | 0% | 0% | 1 | 19.36% | 0% | 0% | 1 | 47.68% | 0% | 0% | 1 | 0% | 0% | 0% | 1 | 4.26% | 0% | 0% | 1 |  | 0% | 0% | 1 | 16.8968 | 0% | 0% | 2 | 63.92% | 0% | 0% | 2 | 0 | 2 | 0% | 0% | 0% | 1 | 37.03% | 0% | 0% | 1 | 10.13% | 0% | 0% | 1 | 13.08% | 0% | 0% | 1 | 43.06% | 0% | 0% | 1 | 0% | 0% | 0% | 1 | 3.54% | 0% | 0% | 1 |  | 0% | 0% | 1 | 15.7222 | 0% | 0% | 2 | 56.81% | 0% | 0% | 2 | 0 | 2 | 0.4816% | 0% | 0.4816% | 1 | 40.06% | 0% | 0% | 1 | 10.5% | 0% | 0% | 1 | 15.84% | 0% | 0% | 1 | 47.25% | 0% | 0% | 1 | 6.599% | 0% | 0% | 1 | 4.456% | 0% | 0% | 1
151 | Lockeford | NORTHERN CALIFORNIA | 0 | 0 | 10 | 0% | 0% | 1 | 23.7968 | 0% | 0% | 3 | 50.47% | 0% | 0% | 2 | 0 | 2 | 0% | 0% | 0% | 1 | 0% | 0% | 0% | 1 | 0% | 0% | 0% | 1 | 31.4% | 0% | 0% | 1 | 31.4% | 0% | 0% | 1 | 0% | 0% | 0% | 1 | 9.751% | 0% | 0% | 1 |  | 0% | 0% | 1 | 21.5188 | 0% | 0% | 3 | 45.97% | 0% | 0% | 1 | 0 | 2 | 0.108% | 0% | 0.108% | 1 | 12.35% | 0% | 0% | 1 | 9.7% | 0% | 0% | 1 | 35.23% | 0% | 0% | 1 | 38.4% | 0% | 0% | 1 | 8.044% | 0% | 0% | 1 | 14.3% | 0% | 0% | 1 |  | 0% | 0% | 1 | 18.5925 | 0% | 0% | 2 | 38.55% | 0% | 0% | 1 | 0 | 2 | 5.175% | 0% | 5.175% | 1 | 26.68% | 0% | 0% | 1 | 21.58% | 0% | 0% | 1 | 43.72% | 0% | 0% | 1 | 49.99% | 0% | 0% | 1 | 12.46% | 0% | 0% | 1 | 13.27% | 0% | 0% | 1 |  | 0% | 0% | 1 | 14.2825 | 0% | 0% | 2 | 38.69% | 0% | 0% | 1 | 0 | 2 | 6.159% | 0% | 6.159% | 1 | 35.01% | 0% | 0% | 1 | 22.51% | 0% | 0% | 1 | 39.28% | 0% | 0% | 1 | 51.72% | 0% | 0% | 2 | 16.04% | 0% | 0% | 1 | 13.04% | 0% | 0% | 1
152 | Stagg | NORTHERN CALIFORNIA | 0 | 0 | 10 | 0% | 0% | 1 | 10.7413 | 0% | 0% | 1 | 82.84% | 0% | 0% | 3 | 0 | 2 | 0% | 0% | 0% | 1 | 0% | 0% | 0% | 1 | 5.533% | 0% | 0% | 1 | 8.257% | 0% | 0% | 1 | 8.257% | 0% | 0% | 1 | 0% | 0% | 0% | 1 | 4.561% | 0% | 0% | 1 |  | 0% | 0% | 1 | 11.125 | 0% | 0% | 1 | 76.28% | 0% | 0% | 3 | 0 | 2 | 0% | 0% | 0% | 1 | 10.44% | 0% | 0% | 1 | 19.3% | 0% | 0% | 1 | 22.39% | 0% | 0% | 1 | 27.8% | 0% | 0% | 1 | 0% | 0% | 0% | 1 | 5.157% | 0% | 0% | 1 |  | 0% | 0% | 1 | 13.9608 | 0% | 0% | 2 | 73.08% | 0% | 0% | 2 | 0 | 2 | 0% | 0% | 0% | 1 | 13.2% | 0% | 0% | 1 | 11.13% | 0% | 0% | 1 | 13.53% | 0% | 0% | 1 | 23.51% | 0% | 0% | 1 | 0% | 0% | 0% | 1 | 6.314% | 0% | 0% | 1 |  | 0% | 0% | 1 | 15.1811 | 0% | 0% | 2 | 60.53% | 0% | 0% | 2 | 0 | 2 | 0.07926% | 0% | 0.07926% | 1 | 11.25% | 0% | 0% | 1 | 12.52% | 0% | 0% | 1 | 21.27% | 0% | 0% | 1 | 30.03% | 0% | 0% | 1 | 0.8894% | 0% | 0% | 1 | 8.123% | 0% | 0% | 1
153 | Weber | NORTHERN CALIFORNIA | 0 | 0 | 10 | 0% | 0% | 1 | 14.6337 | 0% | 0% | 2 | 42.83% | 0% | 0% | 1 | 0 | 2 | 0% | 0% | 0% | 1 | 0% | 0% | 0% | 1 | 0.0869% | 0% | 0% | 1 | 0.7453% | 0% | 0% | 1 | 0.7453% | 0% | 0% | 1 | 0% | 0% | 0% | 1 | 2.312% | 0% | 0% | 1 |  | 0% | 0% | 1 | 16.2619 | 0% | 0% | 2 | 72.01% | 0% | 0% | 2 | 0 | 2 | 0% | 0% | 0% | 1 | 0% | 0% | 0% | 1 | 1.028% | 0% | 0% | 1 | 4.936% | 0% | 0% | 1 | 4.936% | 0% | 0% | 1 | 0% | 0% | 0% | 1 | 2.485% | 0% | 0% | 1 |  | 0% | 0% | 1 | 16 | 0% | 0% | 2 | 65.76% | 0% | 0% | 2 | 0 | 2 | 0% | 0% | 0% | 1 | 14.64% | 0% | 0% | 1 | 3.937% | 0% | 0% | 1 | 11.64% | 0% | 0% | 1 | 25.42% | 0% | 0% | 1 | 0.2637% | 0% | 0% | 1 | 5.224% | 0% | 0% | 1 |  | 0% | 0% | 1 | 16 | 0% | 0% | 2 | 59.51% | 0% | 0% | 2 | 0 | 2 | 0% | 0% | 0% | 1 | 23.89% | 0% | 0% | 1 | 12.75% | 0% | 0% | 1 | 22.32% | 0% | 0% | 1 | 38.42% | 0% | 0% | 1 | 5.25% | 0% | 0% | 1 | 7.513% | 0% | 0% | 1
154 | Carrizo Plains | SPGE | 0 | 0 | 10 | 0% | 0% | 1 | 5.1001 | 0% | 0% | 1 | 0.05549% | 0% | 0% | 1 | 0 | 2 | 12.35% | 0% | 12.35% | 1 | 0.7332% | 0% | 0% | 1 | 25.54% | 0% | 0% | 1 | 47.47% | 0% | 0% | 1 | 47.47% | 0% | 0% | 1 | 53.47% | 0% | 0% | 2 | 1.803% | 0% | 0% | 1 |  | 0% | 0% | 1 | 9.3582 | 0% | 0% | 1 | 0.1811% | 0% | 0% | 1 | 0 | 2 | 21.36% | 0% | 21.36% | 2 | 33.07% | 0% | 0% | 1 | 18.69% | 0% | 0% | 1 | 30.33% | 0% | 0% | 1 | 56.25% | 0% | 0% | 2 | 65.16% | 0% | 0% | 2 | 4.785% | 0% | 0% | 1 |  | 0% | 0% | 1 | 7.9602 | 0% | 0% | 1 | 0.6895% | 0% | 0% | 1 | 0 | 2 | 18.53% | 0% | 18.53% | 1 | 42.06% | 0% | 0% | 1 | 17.71% | 0% | 0% | 1 | 26.96% | 0% | 0% | 1 | 62.34% | 0% | 0% | 2 | 56.98% | 0% | 0% | 2 | 3.439% | 0% | 0% | 1 |  | 0% | 0% | 1 | 6.75 | 0% | 0% | 1 | 3.731% | 0% | 0% | 1 | 0 | 2 | 17.23% | 1.146% | 18.38% | 2 | 46.97% | 0% | 0% | 1 | 13.18% | 0% | 0% | 1 | 23.03% | 0% | 0% | 1 | 64.75% | 0% | 0% | 2 | 48.22% | 0% | 0% | 1 | 2.549% | 0% | 0% | 1
155 | Cholame | SPGE | 0 | 0 | 0 | 0% | 0% | 1 | 5.9083 | 0% | 0% | 1 | 5.118% | 0% | 0% | 1 | 0 | 2 | 0% | 0% | 0% | 1 | 73.3% | 0% | 0% | 3 | 40.13% | 0% | 0% | 1 | 47.82% | 0% | 0% | 1 | 84.68% | 0% | 0% | 3 | 40.09% | 0% | 0% | 1 | 1.278% | 0% | 0% | 1 |  | 0% | 0% | 1 | 4.7148 | 0% | 0% | 1 | 4.699% | 0% | 0% | 1 | 0 | 2 | 7.018% | 0% | 7.018% | 1 | 44.04% | 0% | 0% | 1 | 18.36% | 0% | 0% | 1 | 36.04% | 0% | 0% | 1 | 59.11% | 0% | 0% | 2 | 46.9% | 0% | 0% | 1 | 1.325% | 0% | 0% | 1 |  | 0% | 0% | 1 | 5.9723 | 0% | 0% | 1 | 4.121% | 0% | 0% | 1 | 0 | 2 | 12.71% | 0% | 12.71% | 1 | 36.19% | 0% | 0% | 1 | 10.16% | 0% | 0% | 1 | 21.17% | 0% | 0% | 1 | 47.65% | 0% | 0% | 1 | 49.53% | 0% | 0% | 1 | 1.325% | 0% | 0% | 1 |  | 0% | 0% | 1 | 6.4601 | 0% | 0% | 1 | 4.898% | 0% | 0% | 1 | 0 | 2 | 18.65% | 0.3589% | 19.01% | 2 | 39.05% | 0% | 0% | 1 | 8.175% | 0% | 0% | 1 | 19.59% | 0% | 0% | 1 | 51.67% | 0% | 0% | 2 | 45.57% | 0% | 0% | 1 | 1.498% | 0% | 0% | 1
156 | Mesa | SPGE | 0 | 0 | 10 | 0% | 0% | 1 | 9.1879 | 0% | 0% | 1 | 30.77% | 0% | 0% | 1 | 0 | 2 | 28.97% | 15.9% | 44.87% | 3 | 9.16% | 0% | 0% | 1 | 0% | 0% | 0% | 1 | 0.04698% | 0% | 0% | 1 | 9.207% | 0% | 0% | 1 | 22.14% | 0% | 0% | 1 | 7.259% | 0% | 0% | 1 |  | 0% | 0% | 1 | 9.5024 | 0% | 0% | 1 | 26.76% | 0% | 0% | 1 | 0 | 2 | 23.56% | 27.16% | 50.72% | 4 | 5.156% | 0% | 0% | 1 | 3.564% | 0% | 0% | 1 | 12.32% | 0% | 0% | 1 | 16.95% | 0% | 0% | 1 | 28.67% | 0% | 0% | 1 | 6.868% | 0% | 0% | 1 |  | 0% | 0% | 1 | 8.0759 | 0% | 0% | 1 | 17.71% | 0% | 0% | 1 | 0 | 2 | 26.79% | 29.09% | 55.88% | 4 | 8.731% | 0% | 0% | 1 | 7.264% | 0% | 0% | 1 | 25% | 0% | 0% | 1 | 29.2% | 0% | 0% | 1 | 38.38% | 0% | 0% | 1 | 6.269% | 0% | 0% | 1 |  | 0% | 0% | 1 | 6.8234 | 0% | 0% | 1 | 14.54% | 0% | 0% | 1 | 0 | 2 | 33.93% | 27.1% | 61.04% | 4 | 17.22% | 0% | 0% | 1 | 6.673% | 0% | 0% | 1 | 30.69% | 0% | 0% | 1 | 39.34% | 0% | 0% | 1 | 41.13% | 0% | 0% | 1 | 5.622% | 0% | 0% | 1
157 | Oceano | SPGE | 0 | 0 | 10 | 0% | 0% | 1 | 25.9143 | 0% | 0% | 3 | 14.21% | 0% | 0% | 1 | 0 | 2 | 52.43% | 18.61% | 71.04% | 3 | 4.201% | 0% | 0% | 1 | 4.205% | 0% | 0% | 1 | 16.91% | 0% | 0% | 1 | 16.91% | 0% | 0% | 1 | 15.49% | 0% | 0% | 1 | 4.656% | 0% | 0% | 1 |  | 0% | 0% | 1 | 12.7126 | 0% | 0% | 2 | 20.17% | 0% | 0% | 1 | 0 | 2 | 33.2% | 28.61% | 61.8% | 4 | 9.243% | 0% | 0% | 1 | 2.809% | 0% | 0% | 1 | 21.76% | 0% | 0% | 1 | 25.71% | 0% | 0% | 1 | 24.02% | 0% | 0% | 1 | 7.917% | 0% | 0% | 1 |  | 0% | 0% | 1 | 8.9517 | 0% | 0% | 1 | 16.11% | 0% | 0% | 1 | 0 | 2 | 36.84% | 28.66% | 65.5% | 4 | 11.9% | 0% | 0% | 1 | 6.571% | 0% | 0% | 1 | 29.87% | 0% | 0% | 1 | 33.48% | 0% | 0% | 1 | 39.53% | 0% | 0% | 1 | 7.232% | 0% | 0% | 1 |  | 0% | 0% | 1 | 7.436 | 0% | 0% | 1 | 14.07% | 0% | 0% | 1 | 0 | 2 | 37.78% | 31.64% | 69.42% | 5 | 16.84% | 0% | 0% | 1 | 10.12% | 0% | 0% | 1 | 32.64% | 0% | 0% | 1 | 40.08% | 0% | 0% | 1 | 45.06% | 0% | 0% | 1 | 7.381% | 0% | 0% | 1
158 | San Luis Obispo | SPGE | 0 | 0 | 10 | 0% | 0% | 1 | 9.1917 | 0% | 0% | 1 | 11.87% | 0% | 0% | 1 | 0 | 2 | 60.18% | 16.2% | 76.38% | 5 | 14.03% | 0% | 0% | 1 | 4.191% | 0% | 0% | 1 | 59.82% | 0% | 0% | 2 | 62.08% | 0% | 0% | 2 | 37.75% | 0% | 0% | 1 | 9.779% | 0% | 0% | 1 |  | 0% | 0% | 1 | 8.5784 | 0% | 0% | 1 | 6.876% | 0% | 0% | 1 | 0 | 2 | 56.41% | 29.39% | 85.8% | 5 | 33.4% | 0% | 0% | 1 | 27.96% | 0% | 0% | 1 | 60.69% | 0% | 0% | 2 | 69.87% | 0% | 0% | 2 | 42.61% | 0% | 0% | 1 | 10.42% | 0% | 0% | 1 |  | 0% | 0% | 1 | 8.4754 | 0% | 0% | 1 | 4.05% | 0% | 0% | 1 | 0 | 2 | 39.4% | 50.7% | 90.09% | 5 | 28.11% | 0% | 0% | 1 | 22.21% | 0% | 0% | 1 | 52.16% | 0% | 0% | 2 | 60.8% | 0% | 0% | 2 | 51.88% | 0% | 0% | 2 | 7.378% | 0% | 0% | 1 |  | 0% | 0% | 1 | 9.3537 | 0% | 0% | 1 | 5.623% | 0% | 0% | 1 | 0 | 2 | 44.54% | 36.47% | 81.01% | 5 | 24.9% | 0% | 0% | 1 | 17.24% | 0% | 0% | 1 | 41.48% | 0% | 0% | 1 | 52.39% | 0% | 0% | 2 | 45.64% | 0% | 0% | 1 | 6.388% | 0% | 0% | 1
159 | Templeton | SPGE | 0 | 0 | 10 | 0% | 0% | 1 | 20.0778 | 0% | 0% | 3 | 7.711% | 0% | 0% | 1 | 0 | 2 | 20.1% | 2.045% | 22.14% | 2 | 0.7692% | 0% | 0% | 1 | 13.33% | 0% | 0% | 1 | 36.6% | 0% | 0% | 1 | 36.6% | 0% | 0% | 1 | 2.879% | 0% | 0% | 1 | 1.393% | 0% | 0% | 1 |  | 0% | 0% | 1 | 15.8667 | 0% | 0% | 2 | 6.769% | 0% | 0% | 1 | 0 | 2 | 27.47% | 20.8% | 48.27% | 4 | 16.76% | 0% | 0% | 1 | 21.34% | 0% | 0% | 1 | 35.38% | 0% | 0% | 1 | 41.23% | 0% | 0% | 1 | 23.38% | 0% | 0% | 1 | 3.193% | 0% | 0% | 1 |  | 0% | 0% | 1 | 12.2545 | 0% | 0% | 2 | 6.571% | 0% | 0% | 1 | 0 | 2 | 28.78% | 15.73% | 44.51% | 3 | 24.43% | 0% | 0% | 1 | 16.85% | 0% | 0% | 1 | 30.84% | 0% | 0% | 1 | 43.82% | 0% | 0% | 1 | 31.88% | 0% | 0% | 1 | 4.345% | 0% | 0% | 1 |  | 0% | 0% | 1 | 10.7333 | 0% | 0% | 1 | 5.736% | 0% | 0% | 1 | 0 | 2 | 31.01% | 13.16% | 44.17% | 3 | 27.44% | 0% | 0% | 1 | 15.71% | 0% | 0% | 1 | 29.35% | 0% | 0% | 1 | 45.92% | 0% | 0% | 1 | 37.36% | 0% | 0% | 1 | 3.642% | 0% | 0% | 1
160 | Sisquoc | SPGE | 0 | 0 | 10 | 0% | 0% | 1 | 9.0744 | 0% | 0% | 1 | 33.26% | 0% | 0% | 1 | 0 | 2 | 7.428% | 5.186% | 12.61% | 2 | 1.646% | 0% | 0% | 1 | 15.79% | 0% | 0% | 1 | 31.04% | 0% | 0% | 1 | 31.04% | 0% | 0% | 1 | 5.706% | 0% | 0% | 1 | 5.767% | 0% | 0% | 1 |  | 0% | 0% | 1 | 7.075 | 0% | 0% | 1 | 17.65% | 0% | 0% | 1 | 0 | 2 | 27.99% | 14.67% | 42.66% | 3 | 20.23% | 0% | 0% | 1 | 8.69% | 0% | 0% | 1 | 35.65% | 0% | 0% | 1 | 45.13% | 0% | 0% | 1 | 25.12% | 0% | 0% | 1 | 3.986% | 0% | 0% | 1 |  | 0% | 0% | 1 | 6.5077 | 0% | 0% | 1 | 15.27% | 0% | 0% | 1 | 0 | 2 | 37.99% | 21.69% | 59.68% | 4 | 28.37% | 0% | 0% | 1 | 4.795% | 0% | 0% | 1 | 34.7% | 0% | 0% | 1 | 49.13% | 0% | 0% | 1 | 36.54% | 0% | 0% | 1 | 3.743% | 0% | 0% | 1 |  | 0% | 0% | 1 | 6.7619 | 0% | 0% | 1 | 13.72% | 0% | 0% | 1 | 0 | 2 | 42.37% | 23.28% | 65.65% | 4 | 24.25% | 0% | 0% | 1 | 5.359% | 0% | 0% | 1 | 32.75% | 0% | 0% | 1 | 44.75% | 0% | 0% | 1 | 36.92% | 0% | 0% | 1 | 4.444% | 0% | 0% | 1
161 | Goleta | GREATER LA METRO | 0 | 0 | 10 | 0% | 0% | 1 | 10.0611 | 0% | 0% | 1 | 4.498% | 0% | 0% | 1 | 0 | 2 | 5.146% | 90% | 95.14% | 5 | 14.72% | 0% | 0% | 1 | 0% | 0% | 0% | 1 | 4.922% | 0% | 0% | 1 | 19.64% | 0% | 0% | 1 | 31.96% | 0% | 0% | 1 | 7.272% | 0% | 0% | 1 |  | 0% | 0% | 1 | 6.8483 | 0% | 0% | 1 | 1.839% | 0% | 0% | 1 | 0 | 2 | 5.273% | 90.8% | 96.07% | 5 | 22.77% | 0% | 0% | 1 | 2.803% | 0% | 0% | 1 | 4.52% | 0% | 0% | 1 | 27.29% | 0% | 0% | 1 | 52.38% | 0% | 0% | 2 | 5.944% | 0% | 0% | 1 |  | 0% | 0% | 1 | 9.7165 | 0% | 0% | 1 | 2.659% | 0% | 0% | 1 | 0 | 2 | 24.61% | 68.33% | 92.95% | 5 | 25.82% | 0% | 0% | 1 | 2.536% | 0% | 0% | 1 | 3.56% | 0% | 0% | 1 | 29.9% | 0% | 0% | 1 | 55.56% | 0% | 0% | 2 | 5.737% | 0% | 0% | 1 |  | 0% | 0% | 1 | 9.3333 | 0% | 0% | 1 | 2.741% | 0% | 0% | 1 | 0 | 2 | 37.05% | 54.98% | 92.03% | 5 | 20.32% | 0% | 0% | 1 | 4.072% | 0% | 0% | 1 | 3.576% | 0% | 0% | 1 | 25.94% | 0% | 0% | 1 | 52.36% | 0% | 0% | 2 | 5.013% | 0% | 0% | 1
162 | Schulte Switching Station | NORTHERN CALIFORNIA | 0 | 0 | 10 | 0% | 0% | 1 | 0 | 0% | 0% | 1 | 0% | 0% | 0% | 1 | 0 | 2 | 0% | 0% | 0% | 1 | 0% | 0% | 0% | 1 | 0% | 0% | 0% | 1 | 0% | 0% | 0% | 1 | 0% | 0% | 0% | 1 | 0% | 0% | 0% | 1 | 0% | 0% | 0% | 1 |  | 0% | 0% | 1 | 7.517 | 0% | 0% | 1 | 0.07721% | 0% | 0% | 1 | 0 | 2 | 81.5% | 0% | 81.5% | 5 | 9.137% | 0% | 0% | 1 | 26.37% | 0% | 0% | 1 | 31.39% | 0% | 0% | 1 | 31.39% | 0% | 0% | 1 | 48.57% | 0% | 0% | 1 | 14.12% | 0% | 0% | 1 |  | 0% | 0% | 1 | 10.338 | 0% | 0% | 1 | 0.3895% | 0% | 0% | 1 | 0 | 2 | 70.35% | 13.16% | 83.51% | 5 | 58.57% | 0% | 0% | 2 | 35.47% | 0% | 0% | 1 | 53.64% | 0% | 0% | 2 | 67.76% | 0% | 0% | 2 | 53.9% | 0% | 0% | 2 | 6.749% | 0% | 0% | 1 |  | 0% | 0% | 1 | 15.0377 | 0% | 0% | 2 | 0.7327% | 0% | 0% | 1 | 0 | 2 | 61.51% | 26% | 87.51% | 5 | 68.01% | 0% | 0% | 2 | 30.52% | 0% | 0% | 1 | 55.12% | 0% | 0% | 2 | 83.69% | 0% | 0% | 3 | 59.26% | 0% | 0% | 2 | 4.847% | 0% | 0% | 1
163 | Hicks | NORTHERN CALIFORNIA | 0 | 0 | 10 | 0% | 0% | 1 | 14.5065 | 0% | 0% | 2 | 0% | 0% | 0% | 1 | 0 | 2 | 12.68% | 87.32% | 100% | 5 | 100% | 0% | 0% | 5 | 0.4491% | 0% | 0% | 1 | 90.5% | 0% | 0% | 4 | 100% | 0% | 0% | 5 | 38.33% | 0% | 0% | 1 | 6.395% | 0% | 0% | 1 |  | 0% | 0% | 1 | 22.1606 | 0% | 0% | 3 | 1.66% | 0% | 0% | 1 | 0 | 2 | 12.14% | 73.16% | 85.3% | 5 | 71.4% | 0% | 0% | 3 | 3.353% | 0% | 0% | 1 | 68.86% | 0% | 0% | 2 | 94.53% | 0% | 0% | 4 | 25.04% | 0% | 0% | 1 | 2.511% | 0% | 0% | 1 |  | 0% | 0% | 1 | 20.8571 | 0% | 0% | 3 | 1.281% | 0% | 0% | 1 | 0 | 2 | 33.6% | 56.78% | 90.38% | 5 | 60.45% | 0% | 0% | 2 | 17.3% | 0% | 0% | 1 | 56.1% | 0% | 0% | 2 | 82.3% | 0% | 0% | 3 | 44.31% | 0% | 0% | 1 | 2.8% | 0% | 0% | 1 |  | 0% | 0% | 1 | 18.5427 | 0% | 0% | 2 | 1.239% | 0% | 0% | 1 | 0 | 2 | 49.05% | 41.75% | 90.8% | 5 | 61.01% | 0% | 0% | 2 | 22.32% | 0% | 0% | 1 | 53.6% | 0% | 0% | 2 | 82.37% | 0% | 0% | 3 | 52.72% | 0% | 0% | 2 | 3.494% | 0% | 0% | 1
164 | Cottonwood | NORTHERN CALIFORNIA | 0 | 0 | 10 | 0% | 0% | 1 | 32 | 0% | 0% | 4 | 18.96% | 0% | 0% | 1 | 0 | 2 | 54.52% | 0% | 54.52% | 3 | 54.11% | 0% | 0% | 2 | 25.13% | 0% | 0% | 1 | 13.39% | 0% | 0% | 1 | 70.32% | 0% | 0% | 3 | 12.98% | 0% | 0% | 1 | 12.03% | 0% | 0% | 1 |  | 0% | 0% | 1 | 26.7556 | 0% | 0% | 3 | 6.191% | 0% | 0% | 1 | 0 | 2 | 71.67% | 0% | 71.67% | 3 | 47.78% | 0% | 0% | 1 | 19.24% | 0% | 0% | 1 | 22.46% | 0% | 0% | 1 | 58.53% | 0% | 0% | 2 | 31.89% | 0% | 0% | 1 | 14.78% | 0% | 0% | 1 |  | 0% | 0% | 1 | 22.5 | 0% | 0% | 3 | 2.916% | 0% | 0% | 1 | 0 | 2 | 82.41% | 1.66% | 84.07% | 5 | 50.7% | 0% | 0% | 2 | 13.56% | 0% | 0% | 1 | 16.99% | 0% | 0% | 1 | 60.38% | 0% | 0% | 2 | 46.29% | 0% | 0% | 1 | 12.81% | 0% | 0% | 1 |  | 0% | 0% | 1 | 18.75 | 0% | 0% | 2 | 3.553% | 0% | 0% | 1 | 0 | 2 | 82.3% | 3.999% | 86.3% | 5 | 44.09% | 0% | 0% | 1 | 10.71% | 0% | 0% | 1 | 15.85% | 0% | 0% | 1 | 53.55% | 0% | 0% | 2 | 55.19% | 0% | 0% | 2 | 10.32% | 0% | 0% | 1
165 | Jessup | NORTHERN CALIFORNIA | 0 | 0 | 10 | 0% | 0% | 1 | 36.5 | 0% | 0% | 4 | 8.557% | 0% | 0% | 1 | 0 | 2 | 66.25% | 0% | 66.25% | 3 | 55.78% | 0% | 0% | 2 | 15.43% | 0% | 0% | 1 | 15.19% | 0% | 0% | 1 | 55.93% | 0% | 0% | 2 | 16.15% | 0% | 0% | 1 | 7.785% | 0% | 0% | 1 |  | 0% | 0% | 1 | 33 | 0% | 0% | 4 | 6.948% | 0% | 0% | 1 | 0 | 2 | 62.69% | 4.489% | 67.18% | 3 | 57.51% | 0% | 0% | 2 | 24.09% | 0% | 0% | 1 | 23.37% | 0% | 0% | 1 | 69.8% | 0% | 0% | 2 | 21.2% | 0% | 0% | 1 | 16.89% | 0% | 0% | 1 |  | 0% | 0% | 1 | 25.5 | 0% | 0% | 3 | 3.201% | 0% | 0% | 1 | 0 | 2 | 80.97% | 4.41% | 85.38% | 5 | 54.09% | 0% | 0% | 2 | 13.82% | 0% | 0% | 1 | 14.12% | 0% | 0% | 1 | 61.57% | 0% | 0% | 2 | 44.5% | 0% | 0% | 1 | 10.64% | 0% | 0% | 1 |  | 0% | 0% | 1 | 19 | 0% | 0% | 2 | 1.878% | 0% | 0% | 1 | 0 | 2 | 87.49% | 3.209% | 90.7% | 5 | 44.65% | 0% | 0% | 1 | 11.7% | 0% | 0% | 1 | 16.85% | 0% | 0% | 1 | 53.84% | 0% | 0% | 2 | 56.93% | 0% | 0% | 2 | 9.197% | 0% | 0% | 1
166 | Round Mountain | NORTHERN CALIFORNIA | 0 | 0 | 10 | 0% | 0% | 1 | 9.9875 | 0% | 0% | 1 | 0.256% | 0% | 0% | 1 | 0 | 2 | 69.77% | 30.09% | 99.86% | 5 | 84.49% | 0% | 0% | 3 | 30.4% | 0% | 0% | 1 | 47.9% | 0% | 0% | 1 | 91.18% | 0% | 0% | 4 | 58.72% | 0% | 0% | 2 | 5.642% | 0% | 0% | 1 |  | 0% | 0% | 1 | 6.0251 | 0% | 0% | 1 | 0.2173% | 0% | 0% | 1 | 0 | 2 | 76.78% | 22.06% | 98.84% | 5 | 73.58% | 0% | 0% | 3 | 17.55% | 0% | 0% | 1 | 26.66% | 0% | 0% | 1 | 81.05% | 0% | 0% | 3 | 64.58% | 0% | 0% | 2 | 5.827% | 0% | 0% | 1 |  | 0% | 0% | 1 | 5.4348 | 0% | 0% | 1 | 0.1777% | 0% | 0% | 1 | 0 | 2 | 88.65% | 9.533% | 98.18% | 5 | 61.29% | 0% | 0% | 2 | 24.14% | 0% | 0% | 1 | 30.47% | 0% | 0% | 1 | 73.8% | 0% | 0% | 3 | 66.23% | 0% | 0% | 2 | 6.644% | 0% | 0% | 1 |  | 0% | 0% | 1 | 5.4721 | 0% | 0% | 1 | 0.2509% | 0% | 0% | 1 | 0 | 2 | 91.2% | 6.872% | 98.07% | 5 | 55.34% | 0% | 0% | 2 | 20% | 0% | 0% | 1 | 25.25% | 0% | 0% | 1 | 66.04% | 0% | 0% | 2 | 67.14% | 0% | 0% | 2 | 6.883% | 0% | 0% | 1
167 | Carquinez |  | 0 | 0 | 10 | 0% | 0% | 1 | 73 | 0% | 0% | 4 | 0% | 0% | 0% | 1 | 0 | 2 | 29.23% | 0% | 29.23% | 2 | 1.736% | 0% | 0% | 1 | 6.537% | 0% | 0% | 1 | 69.32% | 0% | 0% | 2 | 69.43% | 0% | 0% | 2 | 0.5407% | 0% | 0% | 1 | 12.12% | 0% | 0% | 1 |  | 0% | 0% | 1 | 63 | 0% | 0% | 4 | 1.636% | 0% | 0% | 1 | 0 | 2 | 35.54% | 0% | 35.54% | 2 | 23.23% | 0% | 0% | 1 | 32.27% | 0% | 0% | 1 | 47.2% | 0% | 0% | 1 | 74.18% | 0% | 0% | 3 | 20.53% | 0% | 0% | 1 | 10.72% | 0% | 0% | 1 |  | 0% | 0% | 1 | 45 | 0% | 0% | 4 | 10.88% | 0% | 0% | 1 | 0 | 2 | 30.27% | 1.102% | 31.37% | 2 | 40.11% | 0% | 0% | 1 | 25.85% | 0% | 0% | 1 | 39.41% | 0% | 0% | 1 | 72.16% | 0% | 0% | 3 | 19.45% | 0% | 0% | 1 | 13.46% | 0% | 0% | 1 |  | 0% | 0% | 1 | 35.235 | 0% | 0% | 4 | 11.27% | 0% | 0% | 1 | 0 | 2 | 34.91% | 5.188% | 40.1% | 2 | 46.86% | 0% | 0% | 1 | 24.04% | 0% | 0% | 1 | 39.7% | 0% | 0% | 1 | 73.97% | 0% | 0% | 3 | 25.51% | 0% | 0% | 1 | 13.95% | 0% | 0% | 1
168 | Peabody | NORTHERN CALIFORNIA | 0 | 0 | 10 | 0% | 0% | 1 | 10.9596 | 0% | 0% | 1 | 13.79% | 0% | 0% | 1 | 0 | 2 | 16.61% | 0% | 16.61% | 1 | 21.84% | 0% | 0% | 1 | 41.88% | 0% | 0% | 1 | 77.62% | 0% | 0% | 3 | 98.55% | 0% | 0% | 5 | 17.72% | 0% | 0% | 1 | 27.23% | 0% | 0% | 1 |  | 0% | 0% | 1 | 9.9931 | 0% | 0% | 1 | 23.77% | 0% | 0% | 1 | 0 | 2 | 21.86% | 0% | 21.86% | 2 | 22.33% | 0% | 0% | 1 | 37.39% | 0% | 0% | 1 | 40.01% | 0% | 0% | 1 | 63.7% | 0% | 0% | 2 | 15.73% | 0% | 0% | 1 | 25.1% | 0% | 0% | 1 |  | 0% | 0% | 1 | 9.25 | 0% | 0% | 1 | 23.41% | 0% | 0% | 1 | 0 | 2 | 24.16% | 0% | 24.16% | 2 | 34.99% | 0% | 0% | 1 | 21.86% | 0% | 0% | 1 | 24.15% | 0% | 0% | 1 | 55.86% | 0% | 0% | 2 | 17.7% | 0% | 0% | 1 | 17.74% | 0% | 0% | 1 |  | 0% | 0% | 1 | 14.529 | 0% | 0% | 2 | 33.01% | 0% | 0% | 1 | 0 | 2 | 19.75% | 0% | 19.75% | 1 | 30.95% | 0% | 0% | 1 | 17.94% | 0% | 0% | 1 | 21.47% | 0% | 0% | 1 | 48.52% | 0% | 0% | 1 | 14.6% | 0% | 0% | 1 | 14.79% | 0% | 0% | 1
169 | Vaca Dixon | NORTHERN CALIFORNIA | 0 | 0 | 10 | 0% | 0% | 1 | 17.6712 | 0% | 0% | 2 | 46.75% | 0% | 0% | 1 | 0 | 2 | 7.04% | 0% | 7.04% | 1 | 21.17% | 0% | 0% | 1 | 1.993% | 0% | 0% | 1 | 2.135% | 0% | 0% | 1 | 23.3% | 0% | 0% | 1 | 0.268% | 0% | 0% | 1 | 3.93% | 0% | 0% | 1 |  | 0% | 0% | 1 | 11.7711 | 0% | 0% | 1 | 52.47% | 0% | 0% | 2 | 0 | 2 | 16.48% | 0% | 16.48% | 1 | 26.09% | 0% | 0% | 1 | 14.39% | 0% | 0% | 1 | 14% | 0% | 0% | 1 | 40.4% | 0% | 0% | 1 | 7.564% | 0% | 0% | 1 | 9.098% | 0% | 0% | 1 |  | 0% | 0% | 1 | 9.1262 | 0% | 0% | 1 | 46.52% | 0% | 0% | 1 | 0 | 2 | 19.82% | 0% | 19.82% | 1 | 29.68% | 0% | 0% | 1 | 16.28% | 0% | 0% | 1 | 17.66% | 0% | 0% | 1 | 46.19% | 0% | 0% | 1 | 13.53% | 0% | 0% | 1 | 12.49% | 0% | 0% | 1 |  | 0% | 0% | 1 | 9.2386 | 0% | 0% | 1 | 43.87% | 0% | 0% | 1 | 0 | 2 | 19.63% | 0% | 19.63% | 1 | 34.11% | 0% | 0% | 1 | 15.06% | 0% | 0% | 1 | 21.22% | 0% | 0% | 1 | 50.17% | 0% | 0% | 2 | 14.66% | 0% | 0% | 1 | 10.2% | 0% | 0% | 1
170 | Bellevue | NORTHERN CALIFORNIA | 0 | 0 | 10 | 0% | 0% | 1 | 32.3708 | 0% | 0% | 4 | 7.988% | 0% | 0% | 1 | 0 | 2 | 37.38% | 0.2403% | 37.62% | 2 | 58.32% | 0% | 0% | 2 | 36.9% | 0% | 0% | 1 | 63.29% | 0% | 0% | 2 | 83.48% | 0% | 0% | 3 | 19.06% | 0% | 0% | 1 | 10.5% | 0% | 0% | 1 |  | 0% | 0% | 1 | 24 | 0% | 0% | 3 | 8.79% | 0% | 0% | 1 | 0 | 2 | 48.05% | 10.47% | 58.51% | 3 | 45.79% | 0% | 0% | 1 | 38.27% | 0% | 0% | 1 | 69.54% | 0% | 0% | 2 | 80.84% | 0% | 0% | 3 | 39.82% | 0% | 0% | 1 | 6.075% | 0% | 0% | 1 |  | 0% | 0% | 1 | 17.674 | 0% | 0% | 2 | 6.59% | 0% | 0% | 1 | 0 | 2 | 39.69% | 31.12% | 70.8% | 5 | 53.05% | 0% | 0% | 2 | 37.51% | 0% | 0% | 1 | 66.94% | 0% | 0% | 2 | 84.43% | 0% | 0% | 3 | 48.16% | 0% | 0% | 1 | 5.437% | 0% | 0% | 1 |  | 0% | 0% | 1 | 15.9056 | 0% | 0% | 2 | 8.99% | 0% | 0% | 1 | 0 | 2 | 35.26% | 33.69% | 68.95% | 5 | 58.94% | 0% | 0% | 2 | 39.65% | 0% | 0% | 1 | 65.87% | 0% | 0% | 2 | 87.27% | 0% | 0% | 3 | 47.68% | 0% | 0% | 1 | 5.565% | 0% | 0% | 1
171 | Cloverdale | NORTHERN CALIFORNIA | 0 | 0 | 10 | 0% | 0% | 1 | 9.796 | 0% | 0% | 1 | 3.413% | 0% | 0% | 1 | 0 | 2 | 51.24% | 36.18% | 87.42% | 5 | 52.93% | 0% | 0% | 2 | 26.62% | 0% | 0% | 1 | 49.16% | 0% | 0% | 1 | 85.9% | 0% | 0% | 3 | 52.15% | 0% | 0% | 2 | 1.78% | 0% | 0% | 1 |  | 0% | 0% | 1 | 7.8976 | 0% | 0% | 1 | 3.964% | 0% | 0% | 1 | 0 | 2 | 51.01% | 37.41% | 88.42% | 5 | 66.26% | 0% | 0% | 2 | 31.88% | 0% | 0% | 1 | 51.42% | 0% | 0% | 2 | 88.37% | 0% | 0% | 3 | 58.89% | 0% | 0% | 2 | 1.979% | 0% | 0% | 1 |  | 0% | 0% | 1 | 8.4 | 0% | 0% | 1 | 5.424% | 0% | 0% | 1 | 0 | 2 | 57.59% | 30.55% | 88.14% | 5 | 63.64% | 0% | 0% | 2 | 36.43% | 0% | 0% | 1 | 60.4% | 0% | 0% | 2 | 87.14% | 0% | 0% | 3 | 55.36% | 0% | 0% | 2 | 1.592% | 0% | 0% | 1 |  | 0% | 0% | 1 | 9.3636 | 0% | 0% | 1 | 5.95% | 0% | 0% | 1 | 0 | 2 | 58.26% | 29.16% | 87.42% | 5 | 51.91% | 0% | 0% | 2 | 35.52% | 0% | 0% | 1 | 63.24% | 0% | 0% | 2 | 85.57% | 0% | 0% | 3 | 54.17% | 0% | 0% | 2 | 1.568% | 0% | 0% | 1
172 | Fulton | NORTHERN CALIFORNIA | 0 | 0 | 10 | 0% | 0% | 1 | 29.7127 | 0% | 0% | 3 | 24.81% | 0% | 0% | 1 | 0 | 2 | 19.21% | 33.35% | 52.56% | 5 | 36.31% | 0% | 0% | 1 | 53.44% | 0% | 0% | 2 | 97.27% | 0% | 0% | 5 | 97.27% | 0% | 0% | 5 | 11.25% | 0% | 0% | 1 | 4.831% | 0% | 0% | 1 |  | 0% | 0% | 1 | 21.8164 | 0% | 0% | 3 | 14.41% | 0% | 0% | 1 | 0 | 2 | 24.01% | 42.38% | 66.39% | 5 | 39.42% | 0% | 0% | 1 | 55.68% | 0% | 0% | 2 | 85.15% | 0% | 0% | 3 | 90.05% | 0% | 0% | 4 | 30.09% | 0% | 0% | 1 | 5.209% | 0% | 0% | 1 |  | 0% | 0% | 1 | 19.5 | 0% | 0% | 2 | 11.26% | 0% | 0% | 1 | 0 | 2 | 26.46% | 45.41% | 71.86% | 5 | 45.7% | 0% | 0% | 1 | 49.48% | 0% | 0% | 1 | 72.22% | 0% | 0% | 3 | 85.82% | 0% | 0% | 3 | 37.63% | 0% | 0% | 1 | 4.171% | 0% | 0% | 1 |  | 0% | 0% | 1 | 15.5 | 0% | 0% | 2 | 8.43% | 0% | 0% | 1 | 0 | 2 | 33.01% | 41.18% | 74.2% | 5 | 54.85% | 0% | 0% | 2 | 43.14% | 0% | 0% | 1 | 71.18% | 0% | 0% | 3 | 87.67% | 0% | 0% | 3 | 46.84% | 0% | 0% | 1 | 4.575% | 0% | 0% | 1
173 | Lakeville | NORTHERN CALIFORNIA | 0 | 0 | 10 | 0% | 0% | 1 | 10.6616 | 0% | 0% | 1 | 5.653% | 0% | 0% | 1 | 0 | 2 | 48.98% | 0% | 48.98% | 2 | 96.65% | 0% | 0% | 5 | 25.71% | 0% | 0% | 1 | 61.22% | 0% | 0% | 2 | 98.01% | 0% | 0% | 5 | 34.25% | 0% | 0% | 1 | 4.279% | 0% | 0% | 1 |  | 0% | 0% | 1 | 13.7005 | 0% | 0% | 2 | 6.745% | 0% | 0% | 1 | 0 | 2 | 53.69% | 6.235% | 59.92% | 3 | 70.1% | 0% | 0% | 3 | 26.54% | 0% | 0% | 1 | 54.73% | 0% | 0% | 2 | 83.77% | 0% | 0% | 3 | 37.1% | 0% | 0% | 1 | 4.878% | 0% | 0% | 1 |  | 0% | 0% | 1 | 13.25 | 0% | 0% | 2 | 7.621% | 0% | 0% | 1 | 0 | 2 | 49.3% | 14.8% | 64.1% | 3 | 62.6% | 0% | 0% | 2 | 25.4% | 0% | 0% | 1 | 51.86% | 0% | 0% | 2 | 81.83% | 0% | 0% | 3 | 47.79% | 0% | 0% | 1 | 6.66% | 0% | 0% | 1 |  | 0% | 0% | 1 | 16.7656 | 0% | 0% | 2 | 10.87% | 0% | 0% | 1 | 0 | 2 | 41.06% | 18.17% | 59.23% | 3 | 62.36% | 0% | 0% | 2 | 26.87% | 0% | 0% | 1 | 56.13% | 0% | 0% | 2 | 84.31% | 0% | 0% | 3 | 45.57% | 0% | 0% | 1 | 7.418% | 0% | 0% | 1
174 | Penngrove | NORTHERN CALIFORNIA | 0 | 0 | 10 | 0% | 0% | 1 | 23.989 | 0% | 0% | 3 | 2.549% | 0% | 0% | 1 | 0 | 2 | 59.76% | 0% | 59.76% | 3 | 83.63% | 0% | 0% | 3 | 45.94% | 0% | 0% | 1 | 71.69% | 0% | 0% | 3 | 100% | 0% | 0% | 5 | 38.07% | 0% | 0% | 1 | 5.598% | 0% | 0% | 1 |  | 0% | 0% | 1 | 15.4074 | 0% | 0% | 2 | 3.262% | 0% | 0% | 1 | 0 | 2 | 68.45% | 3.338% | 71.79% | 3 | 56.43% | 0% | 0% | 2 | 34.11% | 0% | 0% | 1 | 65.03% | 0% | 0% | 2 | 82.12% | 0% | 0% | 3 | 51.81% | 0% | 0% | 2 | 5.854% | 0% | 0% | 1 |  | 0% | 0% | 1 | 15 | 0% | 0% | 2 | 6.64% | 0% | 0% | 1 | 0 | 2 | 48.97% | 17.35% | 66.32% | 3 | 57.91% | 0% | 0% | 2 | 30.37% | 0% | 0% | 1 | 62.55% | 0% | 0% | 2 | 83.91% | 0% | 0% | 3 | 51.59% | 0% | 0% | 2 | 5.894% | 0% | 0% | 1 |  | 0% | 0% | 1 | 16.8487 | 0% | 0% | 2 | 9.786% | 0% | 0% | 1 | 0 | 2 | 34.83% | 28.29% | 63.12% | 4 | 59.57% | 0% | 0% | 2 | 35.98% | 0% | 0% | 1 | 60.71% | 0% | 0% | 2 | 84.97% | 0% | 0% | 3 | 46.22% | 0% | 0% | 1 | 6.143% | 0% | 0% | 1
175 | Warnerville | SPGE | 0 | 0 | 10 | 0% | 0% | 1 | 13.328 | 0% | 0% | 2 | 26.61% | 0% | 0% | 1 | 0 | 2 | 0% | 0% | 0% | 1 | 36.28% | 0% | 0% | 1 | 9.793% | 0% | 0% | 1 | 28.78% | 0% | 0% | 1 | 63.21% | 0% | 0% | 2 | 0.9052% | 0% | 0% | 1 | 4.093% | 0% | 0% | 1 |  | 0% | 0% | 1 | 12.6667 | 0% | 0% | 2 | 24.54% | 0% | 0% | 1 | 0 | 2 | 0% | 0% | 0% | 1 | 60.04% | 0% | 0% | 2 | 11.62% | 0% | 0% | 1 | 29.83% | 0% | 0% | 1 | 71.47% | 0% | 0% | 3 | 16.21% | 0% | 0% | 1 | 6.642% | 0% | 0% | 1 |  | 0% | 0% | 1 | 11.6538 | 0% | 0% | 1 | 23.76% | 0% | 0% | 1 | 0 | 2 | 4.042% | 0% | 4.042% | 1 | 63.4% | 0% | 0% | 2 | 15.96% | 0% | 0% | 1 | 30.38% | 0% | 0% | 1 | 72.23% | 0% | 0% | 3 | 26.42% | 0% | 0% | 1 | 7.979% | 0% | 0% | 1 |  | 0% | 0% | 1 | 12.0455 | 0% | 0% | 2 | 29.87% | 0% | 0% | 1 | 0 | 2 | 5.815% | 0% | 5.815% | 1 | 53.65% | 0% | 0% | 2 | 17.26% | 0% | 0% | 1 | 29.06% | 0% | 0% | 1 | 63.8% | 0% | 0% | 2 | 27.36% | 0% | 0% | 1 | 6.719% | 0% | 0% | 1
176 | Riverbank | SPGE | 0 | 0 | 10 | 0% | 0% | 1 | 27.5103 | 0% | 0% | 3 | 21.14% | 0% | 0% | 1 | 0 | 2 | 0% | 0% | 0% | 1 | 9.692% | 0% | 0% | 1 | 12.5% | 0% | 0% | 1 | 20.05% | 0% | 0% | 1 | 27.41% | 0% | 0% | 1 | 0% | 0% | 0% | 1 | 1.217% | 0% | 0% | 1 |  | 0% | 0% | 1 | 16.5 | 0% | 0% | 2 | 26.38% | 0% | 0% | 1 | 0 | 2 | 0% | 0% | 0% | 1 | 59.87% | 0% | 0% | 2 | 4.937% | 0% | 0% | 1 | 17.83% | 0% | 0% | 1 | 69.01% | 0% | 0% | 2 | 4.923% | 0% | 0% | 1 | 4.333% | 0% | 0% | 1 |  | 0% | 0% | 1 | 14.5 | 0% | 0% | 2 | 36.29% | 0% | 0% | 1 | 0 | 2 | 1.179% | 0% | 1.179% | 1 | 54.31% | 0% | 0% | 2 | 9.25% | 0% | 0% | 1 | 23.67% | 0% | 0% | 1 | 63.74% | 0% | 0% | 2 | 16.72% | 0% | 0% | 1 | 5.589% | 0% | 0% | 1 |  | 0% | 0% | 1 | 13.5904 | 0% | 0% | 2 | 36.11% | 0% | 0% | 1 | 0 | 2 | 4.14% | 0% | 4.14% | 1 | 49.27% | 0% | 0% | 1 | 15.48% | 0% | 0% | 1 | 27.8% | 0% | 0% | 1 | 60.24% | 0% | 0% | 2 | 22.39% | 0% | 0% | 1 | 7.238% | 0% | 0% | 1
177 | Pease | NORTHERN CALIFORNIA | 0 | 0 | 10 | 0% | 0% | 1 | 20.2733 | 0% | 0% | 3 | 53.84% | 0% | 0% | 2 | 0 | 2 | 0% | 0% | 0% | 1 | 12.34% | 0% | 0% | 1 | 15.94% | 0% | 0% | 1 | 49.83% | 0% | 0% | 1 | 62.17% | 0% | 0% | 2 | 1.118% | 0% | 0% | 1 | 3.627% | 0% | 0% | 1 |  | 0% | 0% | 1 | 14.2072 | 0% | 0% | 2 | 47.31% | 0% | 0% | 1 | 0 | 2 | 0% | 0% | 0% | 1 | 41.06% | 0% | 0% | 1 | 11.08% | 0% | 0% | 1 | 27.88% | 0% | 0% | 1 | 65.19% | 0% | 0% | 2 | 5.894% | 0% | 0% | 1 | 5.58% | 0% | 0% | 1 |  | 0% | 0% | 1 | 12.1111 | 0% | 0% | 2 | 47.18% | 0% | 0% | 1 | 0 | 2 | 0.05021% | 0% | 0.05021% | 1 | 48.04% | 0% | 0% | 1 | 11.33% | 0% | 0% | 1 | 33.93% | 0% | 0% | 1 | 69.3% | 0% | 0% | 2 | 4.343% | 0% | 0% | 1 | 8.536% | 0% | 0% | 1 |  | 0% | 0% | 1 | 11.5466 | 0% | 0% | 1 | 45.43% | 0% | 0% | 1 | 0 | 2 | 5.379% | 0% | 5.379% | 1 | 50.8% | 0% | 0% | 2 | 10.72% | 0% | 0% | 1 | 38.27% | 0% | 0% | 1 | 71.5% | 0% | 0% | 3 | 5.637% | 0% | 0% | 1 | 8.801% | 0% | 0% | 1
178 | Rio Oso | NORTHERN CALIFORNIA | 0 | 0 | 10 | 0% | 0% | 1 | 10.1111 | 0% | 0% | 1 | 48.25% | 0% | 0% | 1 | 0 | 2 | 0% | 0% | 0% | 1 | 25.23% | 0% | 0% | 1 | 0.6082% | 0% | 0% | 1 | 14.98% | 0% | 0% | 1 | 33.52% | 0% | 0% | 1 | 0% | 0% | 0% | 1 | 11.63% | 0% | 0% | 1 |  | 0% | 0% | 1 | 10.4889 | 0% | 0% | 1 | 40.31% | 0% | 0% | 1 | 0 | 2 | 0.03751% | 0% | 0.03751% | 1 | 46.04% | 0% | 0% | 1 | 4.843% | 0% | 0% | 1 | 22.83% | 0% | 0% | 1 | 59.68% | 0% | 0% | 2 | 0.2427% | 0% | 0% | 1 | 18.99% | 0% | 0% | 1 |  | 0% | 0% | 1 | 15 | 0% | 0% | 2 | 39.02% | 0% | 0% | 1 | 0 | 2 | 6.126% | 0% | 6.126% | 1 | 41.99% | 0% | 0% | 1 | 3.638% | 0% | 0% | 1 | 32.94% | 0% | 0% | 1 | 65.71% | 0% | 0% | 2 | 3.444% | 0% | 0% | 1 | 16.43% | 0% | 0% | 1 |  | 0% | 0% | 1 | 14.2753 | 0% | 0% | 2 | 41.48% | 0% | 0% | 1 | 0 | 2 | 13.91% | 0% | 13.91% | 1 | 41.75% | 0% | 0% | 1 | 5.353% | 0% | 0% | 1 | 33.89% | 0% | 0% | 1 | 66.49% | 0% | 0% | 2 | 8.734% | 0% | 0% | 1 | 12.65% | 0% | 0% | 1
179 | Alpaugh | SPGE | 0 | 0 | 10 | 0% | 0% | 1 | 6.8423 | 0% | 0% | 1 | 38.15% | 0% | 0% | 1 | 0 | 2 | 0% | 0% | 0% | 1 | 53.83% | 0% | 0% | 2 | 0.07426% | 0% | 0% | 1 | 8.671% | 0% | 0% | 1 | 58.02% | 0% | 0% | 2 | 0% | 0% | 0% | 1 | 5.289% | 0% | 0% | 1 |  | 0% | 0% | 1 | 7.6667 | 0% | 0% | 1 | 43.61% | 0% | 0% | 1 | 0 | 2 | 0% | 0% | 0% | 1 | 26.42% | 0% | 0% | 1 | 9.756% | 0% | 0% | 1 | 18.63% | 0% | 0% | 1 | 35.8% | 0% | 0% | 1 | 0.0274% | 0% | 0% | 1 | 6.258% | 0% | 0% | 1 |  | 0% | 0% | 1 | 8 | 0% | 0% | 1 | 45.49% | 0% | 0% | 1 | 0 | 2 | 0% | 0% | 0% | 1 | 27.97% | 0% | 0% | 1 | 8.795% | 0% | 0% | 1 | 17.19% | 0% | 0% | 1 | 38.25% | 0% | 0% | 1 | 0.01152% | 0% | 0% | 1 | 5.176% | 0% | 0% | 1 |  | 0% | 0% | 1 | 8.5325 | 0% | 0% | 1 | 43.21% | 0% | 0% | 1 | 0 | 2 | 0% | 0% | 0% | 1 | 27.54% | 0% | 0% | 1 | 5.147% | 0% | 0% | 1 | 15.82% | 0% | 0% | 1 | 38.77% | 0% | 0% | 1 | 0.04506% | 0% | 0% | 1 | 5.013% | 0% | 0% | 1
180 | Rector | GREATER TEHACHAPI | 0 | 0 | 10 | 0% | 0% | 1 | 22 | 0% | 0% | 3 | 88.94% | 0% | 0% | 3 | 0 | 2 | 0% | 0% | 0% | 1 | 0% | 0% | 0% | 1 | 0% | 0% | 0% | 1 | 0% | 0% | 0% | 1 | 0% | 0% | 0% | 1 | 0% | 0% | 0% | 1 | 1.264% | 0% | 0% | 1 |  | 0% | 0% | 1 | 17.7827 | 0% | 0% | 2 | 54.72% | 0% | 0% | 2 | 0 | 2 | 0% | 0% | 0% | 1 | 1.222% | 0% | 0% | 1 | 5.747% | 0% | 0% | 1 | 8.826% | 0% | 0% | 1 | 10.05% | 0% | 0% | 1 | 0.218% | 0% | 0% | 1 | 1.64% | 0% | 0% | 1 |  | 0% | 0% | 1 | 14.0779 | 0% | 0% | 2 | 48.74% | 0% | 0% | 1 | 0 | 2 | 1.583% | 0% | 1.583% | 1 | 15.59% | 0% | 0% | 1 | 15.74% | 0% | 0% | 1 | 20.62% | 0% | 0% | 1 | 31.91% | 0% | 0% | 1 | 6.449% | 0% | 0% | 1 | 2.782% | 0% | 0% | 1 |  | 0% | 0% | 1 | 12.2927 | 0% | 0% | 2 | 46% | 0% | 0% | 1 | 0 | 2 | 9.899% | 0% | 9.899% | 1 | 21.09% | 0% | 0% | 1 | 12.14% | 0% | 0% | 1 | 19.06% | 0% | 0% | 1 | 35.27% | 0% | 0% | 1 | 12.99% | 0% | 0% | 1 | 2.919% | 0% | 0% | 1
181 | Springville | GREATER TEHACHAPI | 0 | 0 | 10 | 0% | 0% | 1 | 18 | 0% | 0% | 2 | 6.81% | 0% | 0% | 1 | 0 | 2 | 82.19% | 0% | 82.19% | 5 | 64.71% | 0% | 0% | 2 | 24.86% | 0% | 0% | 1 | 40.15% | 0% | 0% | 1 | 79.83% | 0% | 0% | 3 | 46.13% | 0% | 0% | 1 | 8.311% | 0% | 0% | 1 |  | 0% | 0% | 1 | 18.9574 | 0% | 0% | 2 | 7.189% | 0% | 0% | 1 | 0 | 2 | 64.04% | 0% | 64.04% | 3 | 68.15% | 0% | 0% | 2 | 11.86% | 0% | 0% | 1 | 17.74% | 0% | 0% | 1 | 75.91% | 0% | 0% | 3 | 50.36% | 0% | 0% | 2 | 6.057% | 0% | 0% | 1 |  | 0% | 0% | 1 | 14.75 | 0% | 0% | 2 | 15.39% | 0% | 0% | 1 | 0 | 2 | 47.77% | 0% | 47.77% | 2 | 54.69% | 0% | 0% | 2 | 6.89% | 0% | 0% | 1 | 12.78% | 0% | 0% | 1 | 62.5% | 0% | 0% | 2 | 43.07% | 0% | 0% | 1 | 4.35% | 0% | 0% | 1 |  | 0% | 0% | 1 | 11.692 | 0% | 0% | 1 | 23.57% | 0% | 0% | 1 | 0 | 2 | 39.09% | 0% | 39.09% | 2 | 47.19% | 0% | 0% | 1 | 7.164% | 0% | 0% | 1 | 12.42% | 0% | 0% | 1 | 54.88% | 0% | 0% | 2 | 33.93% | 0% | 0% | 1 | 3.32% | 0% | 0% | 1
182 | Vestal | GREATER TEHACHAPI | 400 | 4000 | 10 | 12.02% | 0% | 1 | 9.1475 | 179.2% | 4.239% | 3 | 26.12% | 0% | 0% | 1 | 0 | 2 | 0% | 0% | 0% | 1 | 0% | 8.5% | 0% | 1 | 0% | 8.5% | 0% | 1 | 11.43% | 9.597% | 0% | 1 | 11.43% | 9.597% | 0% | 1 | 0% | 8.5% | 0% | 1 | 0.9879% | 9.597% | 0% | 1 |  | 4.599% | 0% | 1 | 10.2461 | 21.7% | 0% | 2 | 35.41% | 0% | 0% | 1 | 0 | 2 | 8.521% | 0% | 8.521% | 1 | 18.22% | 2.658% | 0% | 1 | 0.8035% | 2.191% | 0% | 1 | 8.285% | 2.37% | 0% | 1 | 25.7% | 2.926% | 0% | 1 | 8.461% | 2.375% | 0% | 1 | 1.254% | 2.926% | 0% | 1 |  | 3.772% | 0% | 1 | 10 | 6.215% | 0% | 1 | 38.06% | 0% | 0% | 1 | 0 | 2 | 22.49% | 0% | 22.49% | 2 | 37.97% | 1.669% | 0% | 1 | 7.637% | 1.121% | 0% | 1 | 12.72% | 1.186% | 0% | 1 | 45.51% | 1.899% | 0% | 1 | 19.92% | 1.292% | 0% | 1 | 2.116% | 1.899% | 0% | 1 |  | 2.887% | 0% | 1 | 9.0777 | 3.235% | 0% | 1 | 39.82% | 0% | 0% | 1 | 0 | 2 | 27.7% | 0% | 27.7% | 2 | 43.5% | 1.102% | 0% | 1 | 8.563% | 0.6812% | 0% | 1 | 17.97% | 0.7594% | 0% | 1 | 52.13% | 1.301% | 0% | 2 | 23.18% | 0.8109% | 0% | 1 | 2.25% | 1.301% | 0% | 1
183 | UltraPower Chinese Station | NORTHERN CALIFORNIA | 0 | 0 | 0 | 0% | 0% | 1 | 7.1756 | 0% | 0% | 1 | 0.2255% | 0% | 0% | 1 | 0 | 2 | 44.16% | 0% | 44.16% | 2 | 42.22% | 0% | 0% | 1 | 91.12% | 0% | 0% | 4 | 94.88% | 0% | 0% | 4 | 95.14% | 0% | 0% | 5 | 53.48% | 0% | 0% | 2 | 10.02% | 0% | 0% | 1 |  | 0% | 0% | 1 | 10.6692 | 0% | 0% | 1 | 0.0331% | 0% | 0% | 1 | 0 | 2 | 40.55% | 0% | 40.55% | 2 | 65.54% | 0% | 0% | 2 | 36.22% | 0% | 0% | 1 | 40.27% | 0% | 0% | 1 | 80.3% | 0% | 0% | 3 | 71.87% | 0% | 0% | 3 | 8.004% | 0% | 0% | 1 |  | 0% | 0% | 1 | 10.6316 | 0% | 0% | 1 | 1.285% | 0% | 0% | 1 | 0 | 2 | 43.1% | 1.206% | 44.3% | 2 | 75.68% | 0% | 0% | 3 | 30.67% | 0% | 0% | 1 | 36.32% | 0% | 0% | 1 | 84.46% | 0% | 0% | 3 | 69.76% | 0% | 0% | 2 | 8.56% | 0% | 0% | 1 |  | 0% | 0% | 1 | 11 | 0% | 0% | 1 | 4.364% | 0% | 0% | 1 | 0 | 2 | 41.32% | 5.186% | 46.5% | 2 | 73.82% | 0% | 0% | 3 | 29.28% | 0% | 0% | 1 | 42.67% | 0% | 0% | 1 | 87.45% | 0% | 0% | 3 | 60.72% | 0% | 0% | 2 | 8.663% | 0% | 0% | 1
184 | Curtis | NORTHERN CALIFORNIA | 0 | 0 | 10 | 0% | 0% | 1 | 28.6062 | 0% | 0% | 3 | 0.1517% | 0% | 0% | 1 | 0 | 2 | 84.82% | 15.1% | 99.93% | 5 | 3.249% | 0% | 0% | 1 | 14.42% | 0% | 0% | 1 | 14.94% | 0% | 0% | 1 | 20.98% | 0% | 0% | 1 | 44.1% | 0% | 0% | 1 | 2.193% | 0% | 0% | 1 |  | 0% | 0% | 1 | 15.4274 | 0% | 0% | 2 | 0.2198% | 0% | 0% | 1 | 0 | 2 | 71.19% | 27.36% | 98.55% | 5 | 41.96% | 0% | 0% | 1 | 36.48% | 0% | 0% | 1 | 44.17% | 0% | 0% | 1 | 70.45% | 0% | 0% | 3 | 56.69% | 0% | 0% | 2 | 2.454% | 0% | 0% | 1 |  | 0% | 0% | 1 | 13.6838 | 0% | 0% | 2 | 0.1253% | 0% | 0% | 1 | 0 | 2 | 68.98% | 23.19% | 92.17% | 5 | 41% | 0% | 0% | 1 | 34.06% | 0% | 0% | 1 | 47.04% | 0% | 0% | 1 | 69.75% | 0% | 0% | 2 | 58.41% | 0% | 0% | 2 | 2.663% | 0% | 0% | 1 |  | 0% | 0% | 1 | 14.8631 | 0% | 0% | 2 | 0.06454% | 0% | 0% | 1 | 0 | 2 | 64.08% | 20.77% | 84.85% | 5 | 50.52% | 0% | 0% | 2 | 25.57% | 0% | 0% | 1 | 35.29% | 0% | 0% | 1 | 69.56% | 0% | 0% | 2 | 60.67% | 0% | 0% | 2 | 3.516% | 0% | 0% | 1
185 | Peoria | NORTHERN CALIFORNIA | 0 | 0 | 10 | 0% | 0% | 1 | 9.2397 | 0% | 0% | 1 | 0.2746% | 0% | 0% | 1 | 0 | 2 | 73.67% | 0% | 73.67% | 3 | 57.15% | 0% | 0% | 2 | 85.81% | 0% | 0% | 3 | 81.67% | 0% | 0% | 3 | 87.55% | 0% | 0% | 3 | 51.45% | 0% | 0% | 2 | 14.42% | 0% | 0% | 1 |  | 0% | 0% | 1 | 11.6467 | 0% | 0% | 1 | 0.1147% | 0% | 0% | 1 | 0 | 2 | 48.73% | 0% | 48.73% | 2 | 63.46% | 0% | 0% | 2 | 41.52% | 0% | 0% | 1 | 43.39% | 0% | 0% | 1 | 80.52% | 0% | 0% | 3 | 70.87% | 0% | 0% | 3 | 8.487% | 0% | 0% | 1 |  | 0% | 0% | 1 | 10.0833 | 0% | 0% | 1 | 1.023% | 0% | 0% | 1 | 0 | 2 | 45.86% | 1.568% | 47.42% | 2 | 75.29% | 0% | 0% | 3 | 29.48% | 0% | 0% | 1 | 36.94% | 0% | 0% | 1 | 84.57% | 0% | 0% | 3 | 70.87% | 0% | 0% | 3 | 8.448% | 0% | 0% | 1 |  | 0% | 0% | 1 | 11.2222 | 0% | 0% | 1 | 3.693% | 0% | 0% | 1 | 0 | 2 | 42.99% | 4.613% | 47.61% | 2 | 72.51% | 0% | 0% | 3 | 26.21% | 0% | 0% | 1 | 40.16% | 0% | 0% | 1 | 86.8% | 0% | 0% | 3 | 62.18% | 0% | 0% | 2 | 8.467% | 0% | 0% | 1
186 | Moorpark | GREATER LA METRO | 0 | 0 | 10 | 0% | 0% | 1 | 16.9072 | 0% | 0% | 2 | 33.76% | 0% | 0% | 1 | 0 | 2 | 1.135% | 81.17% | 82.3% | 5 | 16.03% | 0% | 0% | 1 | 0% | 0% | 0% | 1 | 19.99% | 0% | 0% | 1 | 36.02% | 0% | 0% | 1 | 5.667% | 0% | 0% | 1 | 5.234% | 0% | 0% | 1 |  | 0% | 0% | 1 | 12.7321 | 0% | 0% | 2 | 31.06% | 0% | 0% | 1 | 0 | 2 | 4.799% | 68.52% | 73.32% | 5 | 31.6% | 0% | 0% | 1 | 6.623% | 0% | 0% | 1 | 13.55% | 0% | 0% | 1 | 41.95% | 0% | 0% | 1 | 18.25% | 0% | 0% | 1 | 9.592% | 0% | 0% | 1 |  | 0% | 0% | 1 | 12.7436 | 0% | 0% | 2 | 21.44% | 0% | 0% | 1 | 0 | 2 | 5.894% | 67.55% | 73.44% | 5 | 38.53% | 0% | 0% | 1 | 6.567% | 0% | 0% | 1 | 19.06% | 0% | 0% | 1 | 51.5% | 0% | 0% | 2 | 21.36% | 0% | 0% | 1 | 8.995% | 0% | 0% | 1 |  | 0% | 0% | 1 | 14.8889 | 0% | 0% | 2 | 15.56% | 0% | 0% | 1 | 0 | 2 | 6.073% | 73.3% | 79.37% | 5 | 41.83% | 0% | 0% | 1 | 7.899% | 0% | 0% | 1 | 19.19% | 0% | 0% | 1 | 55.79% | 0% | 0% | 2 | 29.69% | 0% | 0% | 1 | 9.177% | 0% | 0% | 1
187 | Santa Clara | GREATER LA METRO | 0 | 0 | 10 | 0% | 0% | 1 | 7.484 | 0% | 0% | 1 | 16.81% | 0% | 0% | 1 | 0 | 2 | 0.3579% | 80.08% | 80.44% | 5 | 4.381% | 0% | 0% | 1 | 8.589% | 0% | 0% | 1 | 9.432% | 0% | 0% | 1 | 13.81% | 0% | 0% | 1 | 44.34% | 0% | 0% | 1 | 4.919% | 0% | 0% | 1 |  | 0% | 0% | 1 | 6.2242 | 0% | 0% | 1 | 16.08% | 0% | 0% | 1 | 0 | 2 | 1.012% | 73% | 74.01% | 5 | 26.13% | 0% | 0% | 1 | 6.774% | 0% | 0% | 1 | 12.15% | 0% | 0% | 1 | 37.11% | 0% | 0% | 1 | 32.96% | 0% | 0% | 1 | 6.037% | 0% | 0% | 1 |  | 0% | 0% | 1 | 8.25 | 0% | 0% | 1 | 18.21% | 0% | 0% | 1 | 0 | 2 | 4.267% | 65.41% | 69.68% | 5 | 28.45% | 0% | 0% | 1 | 6.925% | 0% | 0% | 1 | 13.92% | 0% | 0% | 1 | 38.9% | 0% | 0% | 1 | 24.14% | 0% | 0% | 1 | 7.142% | 0% | 0% | 1 |  | 0% | 0% | 1 | 8.1247 | 0% | 0% | 1 | 17.63% | 0% | 0% | 1 | 0 | 2 | 7.005% | 66.3% | 73.31% | 5 | 31.62% | 0% | 0% | 1 | 7.547% | 0% | 0% | 1 | 13.52% | 0% | 0% | 1 | 41.58% | 0% | 0% | 1 | 25.05% | 0% | 0% | 1 | 7.646% | 0% | 0% | 1
188 | Davis | NORTHERN CALIFORNIA | 0 | 0 | 10 | 0% | 0% | 1 | 8.8443 | 0% | 0% | 1 | 74.1% | 0% | 0% | 2 | 0 | 2 | 0% | 0% | 0% | 1 | 44.19% | 0% | 0% | 1 | 48.34% | 0% | 0% | 1 | 59.25% | 0% | 0% | 2 | 84.44% | 0% | 0% | 3 | 0% | 0% | 0% | 1 | 2.544% | 0% | 0% | 1 |  | 0% | 0% | 1 | 8.4931 | 0% | 0% | 1 | 76.51% | 0% | 0% | 3 | 0 | 2 | 0% | 0% | 0% | 1 | 31.41% | 0% | 0% | 1 | 20.35% | 0% | 0% | 1 | 30.72% | 0% | 0% | 1 | 45.78% | 0% | 0% | 1 | 0% | 0% | 0% | 1 | 3.739% | 0% | 0% | 1 |  | 0% | 0% | 1 | 9.9802 | 0% | 0% | 1 | 66.25% | 0% | 0% | 2 | 0 | 2 | 0.1194% | 0% | 0.1194% | 1 | 33.74% | 0% | 0% | 1 | 13.5% | 0% | 0% | 1 | 22.37% | 0% | 0% | 1 | 45.08% | 0% | 0% | 1 | 0.1549% | 0% | 0% | 1 | 5.394% | 0% | 0% | 1 |  | 0% | 0% | 1 | 9.7691 | 0% | 0% | 1 | 56.02% | 0% | 0% | 2 | 0 | 2 | 4.769% | 0% | 4.769% | 1 | 35.07% | 0% | 0% | 1 | 16.06% | 0% | 0% | 1 | 26.8% | 0% | 0% | 1 | 54.19% | 0% | 0% | 2 | 3.452% | 0% | 0% | 1 | 7.411% | 0% | 0% | 1
189 | Putah Creek | NORTHERN CALIFORNIA | 3 | 30 | 5 | 1.607% | 0% | 1 | 11.604 | 1.311% | 0% | 1 | 44.02% | 1.177% | 0% | 1 | 0 | 2 | 25.11% | 0% | 25.11% | 2 | 60.96% | 0.2334% | 0% | 2 | 0.8851% | 0.09193% | 0% | 1 | 0% | 0.09112% | 0% | 1 | 60.96% | 0.2334% | 0% | 2 | 14.81% | 0.107% | 0% | 1 | 4.148% | 0.2334% | 0% | 1 |  | 0.221% | 0% | 1 | 10.9009 | 0.3356% | 0% | 1 | 50.57% | 0% | 0% | 2 | 0 | 2 | 25.4% | 0% | 25.4% | 2 | 47.88% | 0.04643% | 0% | 1 | 3.389% | 0.02505% | 0% | 1 | 0.2872% | 0.02427% | 0% | 1 | 49.32% | 0.04774% | 0% | 1 | 16.48% | 0.02897% | 0% | 1 | 3.729% | 0.04774% | 0% | 1 |  | 0.1335% | 0% | 1 | 10.3934 | 0.206% | 0% | 1 | 49.98% | 0% | 0% | 1 | 0 | 2 | 27.91% | 0% | 27.91% | 2 | 50.8% | 0.02409% | 0% | 2 | 7.268% | 0.01278% | 0% | 1 | 8.136% | 0.0129% | 0% | 1 | 55.46% | 0.02661% | 0% | 2 | 19.87% | 0.01479% | 0% | 1 | 4.013% | 0.02661% | 0% | 1 |  | 0.08991% | 0% | 1 | 9.0757 | 0.07263% | 0% | 1 | 44.11% | 0% | 0% | 1 | 0 | 2 | 27.4% | 0.965% | 28.36% | 2 | 51.87% | 0.01357% | 0% | 2 | 13.09% | 0.007518% | 0% | 1 | 17.76% | 0.007945% | 0% | 1 | 61.78% | 0.01709% | 0% | 2 | 22.46% | 0.008427% | 0% | 1 | 5.954% | 0.01709% | 0% | 1
190 | East Marysville | NORTHERN CALIFORNIA | 0 | 0 | 10 | 0% | 0% | 1 | 14.7185 | 0% | 0% | 2 | 60.93% | 0% | 0% | 2 | 0 | 2 | 0% | 0% | 0% | 1 | 41.3% | 0% | 0% | 1 | 0% | 0% | 0% | 1 | 0% | 0% | 0% | 1 | 41.3% | 0% | 0% | 1 | 0% | 0% | 0% | 1 | 10.56% | 0% | 0% | 1 |  | 0% | 0% | 1 | 14.6667 | 0% | 0% | 2 | 45.08% | 0% | 0% | 1 | 0 | 2 | 0.05773% | 0% | 0.05773% | 1 | 42.86% | 0% | 0% | 1 | 6.415% | 0% | 0% | 1 | 18.49% | 0% | 0% | 1 | 57.01% | 0% | 0% | 2 | 1.64% | 0% | 0% | 1 | 10.28% | 0% | 0% | 1 |  | 0% | 0% | 1 | 14.1203 | 0% | 0% | 2 | 39.28% | 0% | 0% | 1 | 0 | 2 | 7.695% | 0% | 7.695% | 1 | 52.56% | 0% | 0% | 2 | 6.792% | 0% | 0% | 1 | 22.64% | 0% | 0% | 1 | 68.98% | 0% | 0% | 2 | 8.157% | 0% | 0% | 1 | 10.69% | 0% | 0% | 1 |  | 0% | 0% | 1 | 13 | 0% | 0% | 2 | 37.81% | 0% | 0% | 1 | 0 | 2 | 15.51% | 0% | 15.51% | 1 | 57.67% | 0% | 0% | 2 | 8.734% | 0% | 0% | 1 | 28.48% | 0% | 0% | 1 | 74.37% | 0% | 0% | 3 | 12.13% | 0% | 0% | 1 | 9.875% | 0% | 0% | 1
191 | Olivehurst | NORTHERN CALIFORNIA | 0 | 0 | 10 | 0% | 0% | 1 | 13.1242 | 0% | 0% | 2 | 28.73% | 0% | 0% | 1 | 0 | 2 | 0% | 0% | 0% | 1 | 15.48% | 0% | 0% | 1 | 0% | 0% | 0% | 1 | 0% | 0% | 0% | 1 | 15.48% | 0% | 0% | 1 | 0% | 0% | 0% | 1 | 14.46% | 0% | 0% | 1 |  | 0% | 0% | 1 | 14.5413 | 0% | 0% | 2 | 52.93% | 0% | 0% | 2 | 0 | 2 | 0% | 0% | 0% | 1 | 36.72% | 0% | 0% | 1 | 0.773% | 0% | 0% | 1 | 15.5% | 0% | 0% | 1 | 49.22% | 0% | 0% | 1 | 0.03572% | 0% | 0% | 1 | 11.34% | 0% | 0% | 1 |  | 0% | 0% | 1 | 12.5 | 0% | 0% | 2 | 43.92% | 0% | 0% | 1 | 0 | 2 | 4.424% | 0% | 4.424% | 1 | 44.11% | 0% | 0% | 1 | 7.351% | 0% | 0% | 1 | 29.04% | 0% | 0% | 1 | 63.59% | 0% | 0% | 2 | 4.451% | 0% | 0% | 1 | 10.86% | 0% | 0% | 1 |  | 0% | 0% | 1 | 11.8333 | 0% | 0% | 1 | 42.99% | 0% | 0% | 1 | 0 | 2 | 13.46% | 0% | 13.46% | 1 | 52.91% | 0% | 0% | 2 | 6.333% | 0% | 0% | 1 | 30.59% | 0% | 0% | 1 | 72.63% | 0% | 0% | 3 | 10.84% | 0% | 0% | 1 | 10.24% | 0% | 0% | 1
192 | Morro Bay |  | 0 | 0 | 10 | 0% | 0% | 1 | 26.1881 | 0% | 0% | 3 | 1.898% | 0% | 0% | 1 | 0 | 2 | 12.74% | 0% | 12.74% | 1 | 6.593% | 0% | 0% | 1 | 26.25% | 0% | 0% | 1 | 47.67% | 0% | 0% | 1 | 54.24% | 0% | 0% | 2 | 37.04% | 0% | 0% | 1 | 7.215% | 0% | 0% | 1 |  | 0% | 0% | 1 | 9.3296 | 0% | 0% | 1 | 2.358% | 0% | 0% | 1 | 0 | 2 | 18.57% | 36.69% | 55.27% | 5 | 54.31% | 0% | 0% | 2 | 27.56% | 0% | 0% | 1 | 44.99% | 0% | 0% | 1 | 78.32% | 0% | 0% | 3 | 63.24% | 0% | 0% | 2 | 8.255% | 0% | 0% | 1 |  | 0% | 0% | 1 | 9.3756 | 0% | 0% | 1 | 1.628% | 0% | 0% | 1 | 0 | 2 | 28.94% | 37.65% | 66.59% | 5 | 45.49% | 0% | 0% | 1 | 29.98% | 0% | 0% | 1 | 44.71% | 0% | 0% | 1 | 69.86% | 0% | 0% | 2 | 57.88% | 0% | 0% | 2 | 7.432% | 0% | 0% | 1 |  | 0% | 0% | 1 | 11 | 0% | 0% | 1 | 3.035% | 0% | 0% | 1 | 0 | 2 | 42.3% | 27.1% | 69.4% | 4 | 35.7% | 0% | 0% | 1 | 23.22% | 0% | 0% | 1 | 42.37% | 0% | 0% | 1 | 61.36% | 0% | 0% | 2 | 48.97% | 0% | 0% | 1 | 6.063% | 0% | 0% | 1
193 | Palomar | SAN DIEGO | 0 | 0 | 10 | 0% | 0% | 1 | 5.4193 | 0% | 0% | 1 | 0% | 0% | 0% | 1 | 0 | 2 | 0% | 0% | 0% | 1 | 13.66% | 0% | 0% | 1 | 82.38% | 0% | 0% | 3 | 93.38% | 0% | 0% | 4 | 93.38% | 0% | 0% | 4 | 0% | 0% | 0% | 1 | 13.85% | 0% | 0% | 1 |  | 0% | 0% | 1 | 26.2709 | 0% | 0% | 3 | 2.475% | 0% | 0% | 1 | 0 | 2 | 89.98% | 0% | 89.98% | 5 | 36.23% | 0% | 0% | 1 | 32.43% | 0% | 0% | 1 | 16.86% | 0% | 0% | 1 | 62.34% | 0% | 0% | 2 | 2.01% | 0% | 0% | 1 | 8.027% | 0% | 0% | 1 |  | 0% | 0% | 1 | 47 | 0% | 0% | 4 | 5.828% | 0% | 0% | 1 | 0 | 2 | 91.2% | 3.191% | 94.39% | 5 | 66.28% | 0% | 0% | 2 | 30.13% | 0% | 0% | 1 | 54.72% | 0% | 0% | 2 | 83.06% | 0% | 0% | 3 | 1.573% | 0% | 0% | 1 | 6.266% | 0% | 0% | 1 |  | 0% | 0% | 1 | 39.1727 | 0% | 0% | 4 | 5.242% | 0% | 0% | 1 | 0 | 2 | 62.35% | 35.58% | 97.93% | 5 | 42.43% | 0% | 0% | 1 | 18.64% | 0% | 0% | 1 | 29.82% | 0% | 0% | 1 | 53.55% | 0% | 0% | 2 | 6.424% | 0% | 0% | 1 | 7.043% | 0% | 0% | 1
194 | Margarita | GREATER LA METRO | 0 | 0 | 10 | 0% | 0% | 1 | 55 | 0% | 0% | 4 | 0.4252% | 0% | 0% | 1 | 0 | 2 | 100% | 0% | 100% | 5 | 47.81% | 0% | 0% | 1 | 73.21% | 0% | 0% | 3 | 73.21% | 0% | 0% | 3 | 81.69% | 0% | 0% | 3 | 25.52% | 0% | 0% | 1 | 9.022% | 0% | 0% | 1 |  | 0% | 0% | 1 | 50.0417 | 0% | 0% | 4 | 0.1294% | 0% | 0% | 1 | 0 | 2 | 85.6% | 8.193% | 93.79% | 5 | 27.96% | 0% | 0% | 1 | 61.35% | 0% | 0% | 2 | 64.86% | 0% | 0% | 2 | 78.52% | 0% | 0% | 3 | 50.46% | 0% | 0% | 2 | 6.599% | 0% | 0% | 1 |  | 0% | 0% | 1 | 31.3917 | 0% | 0% | 4 | 0.1669% | 0% | 0% | 1 | 0 | 2 | 59.1% | 36.41% | 95.51% | 5 | 48.36% | 0% | 0% | 1 | 48.53% | 0% | 0% | 1 | 59.22% | 0% | 0% | 2 | 86.21% | 0% | 0% | 3 | 57.99% | 0% | 0% | 2 | 7.879% | 0% | 0% | 1 |  | 0% | 0% | 1 | 32.9775 | 0% | 0% | 4 | 0.2837% | 0% | 0% | 1 | 0 | 2 | 39.91% | 55.25% | 95.16% | 5 | 46.83% | 0% | 0% | 1 | 46.83% | 0% | 0% | 1 | 56.42% | 0% | 0% | 2 | 85.6% | 0% | 0% | 3 | 45.41% | 0% | 0% | 1 | 7.591% | 0% | 0% | 1
195 | Huntington Beach |  | 0 | 0 | 10 | 0% | 0% | 1 | 49.5 | 0% | 0% | 4 | 0% | 0% | 0% | 1 | 0 | 2 | 0% | 0% | 0% | 1 | 0% | 0% | 0% | 1 | 16.87% | 0% | 0% | 1 | 96.91% | 0% | 0% | 5 | 96.91% | 0% | 0% | 5 | 0% | 0% | 0% | 1 | 7.168% | 0% | 0% | 1 |  | 0% | 0% | 1 | 48 | 0% | 0% | 4 | 0% | 0% | 0% | 1 | 0 | 2 | 0% | 0% | 0% | 1 | 0.05678% | 0% | 0% | 1 | 25.77% | 0% | 0% | 1 | 96.34% | 0% | 0% | 5 | 96.39% | 0% | 0% | 5 | 0% | 0% | 0% | 1 | 6.491% | 0% | 0% | 1 |  | 0% | 0% | 1 | 48 | 0% | 0% | 4 | 0.1852% | 0% | 0% | 1 | 0 | 2 | 0.5344% | 3.41% | 3.945% | 2 | 1.477% | 0% | 0% | 1 | 20.7% | 0% | 0% | 1 | 79.94% | 0% | 0% | 3 | 81.41% | 0% | 0% | 3 | 0.1948% | 0% | 0% | 1 | 5.597% | 0% | 0% | 1 |  | 0% | 0% | 1 | 48 | 0% | 0% | 4 | 0.2034% | 0% | 0% | 1 | 0 | 2 | 1.197% | 11.09% | 12.29% | 3 | 3.491% | 0% | 0% | 1 | 19% | 0% | 0% | 1 | 73.12% | 0% | 0% | 3 | 77.65% | 0% | 0% | 3 | 3.862% | 0% | 0% | 1 | 4.198% | 0% | 0% | 1
196 | Los Esteros | NORTHERN CALIFORNIA | 0 | 0 | 10 | 0% | 0% | 1 | 9.9429 | 0% | 0% | 1 | 0% | 0% | 0% | 1 | 0 | 2 | 41.82% | 0% | 41.82% | 2 | 0% | 0% | 0% | 1 | 9.134% | 0% | 0% | 1 | 50.76% | 0% | 0% | 2 | 50.76% | 0% | 0% | 2 | 38.76% | 0% | 0% | 1 | 34.46% | 0% | 0% | 1 |  | 0% | 0% | 1 | 6.4892 | 0% | 0% | 1 | 0.1351% | 0% | 0% | 1 | 0 | 2 | 77.88% | 0% | 77.88% | 5 | 43.25% | 0% | 0% | 1 | 40.83% | 0% | 0% | 1 | 46.49% | 0% | 0% | 1 | 53.15% | 0% | 0% | 2 | 53.01% | 0% | 0% | 2 | 9.134% | 0% | 0% | 1 |  | 0% | 0% | 1 | 7.1294 | 0% | 0% | 1 | 0.4484% | 0% | 0% | 1 | 0 | 2 | 76.28% | 5.901% | 82.18% | 5 | 57.85% | 0% | 0% | 2 | 34.43% | 0% | 0% | 1 | 44.35% | 0% | 0% | 1 | 67.14% | 0% | 0% | 2 | 66.39% | 0% | 0% | 2 | 7.4% | 0% | 0% | 1 |  | 0% | 0% | 1 | 12.8 | 0% | 0% | 2 | 0.5612% | 0% | 0% | 1 | 0 | 2 | 71.45% | 15.66% | 87.11% | 5 | 71.43% | 0% | 0% | 3 | 35.32% | 0% | 0% | 1 | 50.43% | 0% | 0% | 2 | 83.19% | 0% | 0% | 3 | 65.76% | 0% | 0% | 2 | 5.855% | 0% | 0% | 1
197 | Birds Landing | NORTHERN CALIFORNIA | 0 | 0 | 10 | 0% | 0% | 1 | 6.0483 | 0% | 0% | 1 | 0% | 0% | 0% | 1 | 0 | 2 | 0% | 0% | 0% | 1 | 15.48% | 0% | 0% | 1 | 32.6% | 0% | 0% | 1 | 31.65% | 0% | 0% | 1 | 44.96% | 0% | 0% | 1 | 0.4479% | 0% | 0% | 1 | 12.66% | 0% | 0% | 1 |  | 0% | 0% | 1 | 6.6823 | 0% | 0% | 1 | 4.233% | 0% | 0% | 1 | 0 | 2 | 0.01799% | 0% | 0.01799% | 1 | 13.38% | 0% | 0% | 1 | 38.08% | 0% | 0% | 1 | 35.04% | 0% | 0% | 1 | 48.61% | 0% | 0% | 1 | 2.177% | 0% | 0% | 1 | 29.24% | 0% | 0% | 1 |  | 0% | 0% | 1 | 7 | 0% | 0% | 1 | 21.93% | 0% | 0% | 1 | 0 | 2 | 3.084% | 0.09091% | 3.175% | 2 | 12.12% | 0% | 0% | 1 | 37.28% | 0% | 0% | 1 | 36.64% | 0% | 0% | 1 | 47.85% | 0% | 0% | 1 | 4.348% | 0% | 0% | 1 | 24.18% | 0% | 0% | 1 |  | 0% | 0% | 1 | 11.6667 | 0% | 0% | 1 | 33.56% | 0% | 0% | 1 | 0 | 2 | 6.015% | 1.239% | 7.254% | 2 | 18.46% | 0% | 0% | 1 | 29.38% | 0% | 0% | 1 | 29.92% | 0% | 0% | 1 | 42.37% | 0% | 0% | 1 | 5.745% | 0% | 0% | 1 | 17.26% | 0% | 0% | 1
198 | Cayetano | NORTHERN CALIFORNIA | 100 | 1000 | 10 | 84.55% | 0% | 4 | 13.8571 | 106.7% | 0.333% | 3 | 0% | 81.73% | 0% | 3 | 0 | 2 | 59.09% | 8.672% | 67.77% | 3 | 36.01% | 7.362% | 0% | 1 | 59.37% | 11.59% | 0% | 2 | 83.29% | 28.2% | 0% | 3 | 83.29% | 28.2% | 0% | 3 | 30.25% | 6.754% | 0% | 1 | 7.735% | 28.2% | 0% | 2 |  | 41.46% | 0% | 2 | 10.7368 | 6.289% | 0% | 1 | 0.2898% | 36.44% | 0% | 2 | 0 | 2 | 48.96% | 5.269% | 54.23% | 3 | 65.29% | 3.574% | 0% | 2 | 59.96% | 3.098% | 0% | 2 | 74.19% | 4.807% | 0% | 3 | 89.86% | 12.24% | 0% | 3 | 30.22% | 1.778% | 0% | 1 | 7.406% | 12.24% | 0% | 1 |  | 15.38% | 0% | 1 | 12.1562 | 2.375% | 0% | 2 | 9.045% | 36.44% | 0% | 2 | 0 | 2 | 37.18% | 11.21% | 48.39% | 3 | 61.87% | 1.446% | 0% | 2 | 59.33% | 1.356% | 0% | 2 | 68.13% | 1.73% | 0% | 2 | 85.75% | 3.868% | 0% | 3 | 34.76% | 0.845% | 0% | 1 | 6.776% | 3.868% | 0% | 1 |  | 11.03% | 0% | 1 | 10.7498 | 1.066% | 0% | 1 | 19.28% | 36.44% | 0% | 2 | 0 | 2 | 30.39% | 10.47% | 40.86% | 3 | 59.84% | 0.8464% | 0% | 2 | 47.03% | 0.6417% | 0% | 1 | 54.88% | 0.7535% | 0% | 2 | 76.5% | 1.447% | 0% | 3 | 35.69% | 0.5286% | 0% | 1 | 6.368% | 1.447% | 0% | 1
199 | Silvergate | SAN DIEGO | 0 | 0 | 10 | 0% | 0% | 1 | 33 | 0% | 0% | 4 | 0% | 0% | 0% | 1 | 0 | 2 | 0% | 0% | 0% | 1 | 1.71% | 0% | 0% | 1 | 10.13% | 0% | 0% | 1 | 79.86% | 0% | 0% | 3 | 80.26% | 0% | 0% | 3 | 0% | 0% | 0% | 1 | 1.193% | 0% | 0% | 1 |  | 0% | 0% | 1 | 26.3333 | 0% | 0% | 3 | 0% | 0% | 0% | 1 | 0 | 2 | 0.9712% | 0% | 0.9712% | 1 | 1.654% | 0% | 0% | 1 | 19.82% | 0% | 0% | 1 | 80.56% | 0% | 0% | 3 | 80.9% | 0% | 0% | 3 | 0% | 0% | 0% | 1 | 1.59% | 0% | 0% | 1 |  | 0% | 0% | 1 | 25.25 | 0% | 0% | 3 | 0% | 0% | 0% | 1 | 0 | 2 | 46.17% | 10.4% | 56.56% | 3 | 8.175% | 0% | 0% | 1 | 64.96% | 0% | 0% | 2 | 85.15% | 0% | 0% | 3 | 91.99% | 0% | 0% | 4 | 23.35% | 0% | 0% | 1 | 5.016% | 0% | 0% | 1 |  | 0% | 0% | 1 | 23.5541 | 0% | 0% | 3 | 0.04949% | 0% | 0% | 1 | 0 | 2 | 28.72% | 47.99% | 76.71% | 5 | 26% | 0% | 0% | 1 | 68.81% | 0% | 0% | 2 | 83.43% | 0% | 0% | 3 | 91.65% | 0% | 0% | 4 | 28.95% | 0% | 0% | 1 | 5.133% | 0% | 0% | 1
200 | Richmond | NORTHERN CALIFORNIA | 0 | 0 | 10 | 0% | 0% | 1 | 11.351 | 0% | 0% | 1 | 0% | 0% | 0% | 1 | 0 | 2 | 91.51% | 0% | 91.51% | 5 | 64.56% | 0% | 0% | 2 | 8.966% | 0% | 0% | 1 | 2.76% | 0% | 0% | 1 | 68.31% | 0% | 0% | 2 | 65.74% | 0% | 0% | 2 | 5.01% | 0% | 0% | 1 |  | 0% | 0% | 1 | 7.4409 | 0% | 0% | 1 | 0% | 0% | 0% | 1 | 0 | 2 | 85.43% | 0% | 85.43% | 5 | 42.92% | 0% | 0% | 1 | 18.69% | 0% | 0% | 1 | 14.77% | 0% | 0% | 1 | 55.79% | 0% | 0% | 2 | 56.02% | 0% | 0% | 2 | 9.166% | 0% | 0% | 1 |  | 0% | 0% | 1 | 6.5917 | 0% | 0% | 1 | 0% | 0% | 0% | 1 | 0 | 2 | 85.05% | 0% | 85.05% | 5 | 30.74% | 0% | 0% | 1 | 21.04% | 0% | 0% | 1 | 19.05% | 0% | 0% | 1 | 50.66% | 0% | 0% | 2 | 52.39% | 0% | 0% | 2 | 9.246% | 0% | 0% | 1 |  | 0% | 0% | 1 | 6.1721 | 0% | 0% | 1 | 0% | 0% | 0% | 1 | 0 | 2 | 80.93% | 0% | 80.93% | 5 | 25.67% | 0% | 0% | 1 | 21.25% | 0% | 0% | 1 | 23.07% | 0% | 0% | 1 | 49.42% | 0% | 0% | 1 | 53.32% | 0% | 0% | 2 | 11.33% | 0% | 0% | 1
201 | Rancho Vista | GREATER LA METRO | 0 | 0 | 10 | 0% | 0% | 1 | 42.0625 | 0% | 0% | 4 | 0% | 0% | 0% | 1 | 0 | 2 | 100% | 0% | 100% | 5 | 100% | 0% | 0% | 5 | 100% | 0% | 0% | 5 | 100% | 0% | 0% | 5 | 100% | 0% | 0% | 5 | 0% | 0% | 0% | 1 | 0% | 0% | 0% | 1 |  | 0% | 0% | 1 | 52 | 0% | 0% | 4 | 14.83% | 0% | 0% | 1 | 0 | 2 | 14.45% | 28.63% | 43.08% | 4 | 43.09% | 0% | 0% | 1 | 32.32% | 0% | 0% | 1 | 28.93% | 0% | 0% | 1 | 43.09% | 0% | 0% | 1 | 22.72% | 0% | 0% | 1 | 5.23% | 0% | 0% | 1 |  | 0% | 0% | 1 | 38.9 | 0% | 0% | 4 | 6.707% | 0% | 0% | 1 | 0 | 2 | 27.33% | 50.35% | 77.68% | 5 | 59.2% | 0% | 0% | 2 | 43.79% | 0% | 0% | 1 | 49.28% | 0% | 0% | 1 | 76.05% | 0% | 0% | 3 | 21.72% | 0% | 0% | 1 | 16.13% | 0% | 0% | 1 |  | 0% | 0% | 1 | 24.2743 | 0% | 0% | 3 | 2.556% | 0% | 0% | 1 | 0 | 2 | 23.12% | 64.48% | 87.59% | 5 | 47.29% | 0% | 0% | 1 | 50.56% | 0% | 0% | 2 | 61.52% | 0% | 0% | 2 | 86.42% | 0% | 0% | 3 | 35.9% | 0% | 0% | 1 | 9.919% | 0% | 0% | 1
202 | Hilltop | NORTHERN CALIFORNIA | 0 | 0 | 10 | 0% | 0% | 1 | 9.5785 | 0% | 0% | 1 | 2.088% | 0% | 0% | 1 | 0 | 2 | 0% | 0% | 0% | 1 | 30.97% | 0% | 0% | 1 | 23.27% | 0% | 0% | 1 | 1.537e-06% | 0% | 0% | 1 | 54.24% | 0% | 0% | 2 | 57.71% | 0% | 0% | 2 | 6.429% | 0% | 0% | 1 |  | 0% | 0% | 1 | 12.25 | 0% | 0% | 2 | 5.174% | 0% | 0% | 1 | 0 | 2 | 2.158% | 0% | 2.158% | 1 | 37.31% | 0% | 0% | 1 | 19.81% | 0% | 0% | 1 | 8.763% | 0% | 0% | 1 | 53.33% | 0% | 0% | 2 | 58.43% | 0% | 0% | 2 | 10.29% | 0% | 0% | 1 |  | 0% | 0% | 1 | 7.75 | 0% | 0% | 1 | 4.691% | 0% | 0% | 1 | 0 | 2 | 23.75% | 0% | 23.75% | 2 | 42.23% | 0% | 0% | 1 | 19.5% | 0% | 0% | 1 | 11.16% | 0% | 0% | 1 | 58.04% | 0% | 0% | 2 | 65.52% | 0% | 0% | 2 | 11.53% | 0% | 0% | 1 |  | 0% | 0% | 1 | 10.1396 | 0% | 0% | 1 | 4.141% | 0% | 0% | 1 | 0 | 2 | 39.99% | 0% | 39.99% | 2 | 51.05% | 0% | 0% | 2 | 20.45% | 0% | 0% | 1 | 12.35% | 0% | 0% | 1 | 64% | 0% | 0% | 2 | 68.47% | 0% | 0% | 2 | 11.34% | 0% | 0% | 1
203 | Thermalito | NORTHERN CALIFORNIA | 0 | 0 | 0 | 0% | 0% | 1 | 8.283 | 0% | 0% | 1 | 3.196% | 0% | 0% | 1 | 0 | 2 | 1.969% | 0% | 1.969% | 1 | 69.72% | 0% | 0% | 2 | 26.54% | 0% | 0% | 1 | 38.61% | 0% | 0% | 1 | 99.87% | 0% | 0% | 5 | 9.026% | 0% | 0% | 1 | 38.82% | 0% | 0% | 1 |  | 0% | 0% | 1 | 12.2876 | 0% | 0% | 2 | 6.746% | 0% | 0% | 1 | 0 | 2 | 13.44% | 0% | 13.44% | 1 | 65.75% | 0% | 0% | 2 | 18.1% | 0% | 0% | 1 | 51.06% | 0% | 0% | 2 | 89.33% | 0% | 0% | 3 | 7.793% | 0% | 0% | 1 | 19.02% | 0% | 0% | 1 |  | 0% | 0% | 1 | 13.3333 | 0% | 0% | 2 | 13.93% | 0% | 0% | 1 | 0 | 2 | 20.49% | 5.748% | 26.24% | 2 | 61.77% | 0% | 0% | 2 | 14.73% | 0% | 0% | 1 | 48.2% | 0% | 0% | 1 | 83.62% | 0% | 0% | 3 | 16.19% | 0% | 0% | 1 | 13% | 0% | 0% | 1 |  | 0% | 0% | 1 | 13.2267 | 0% | 0% | 2 | 20.76% | 0% | 0% | 1 | 0 | 2 | 18.53% | 11.87% | 30.41% | 3 | 56.48% | 0% | 0% | 2 | 18.6% | 0% | 0% | 1 | 45.28% | 0% | 0% | 1 | 80.1% | 0% | 0% | 3 | 18.17% | 0% | 0% | 1 | 11.03% | 0% | 0% | 1
204 | Martinez | NORTHERN CALIFORNIA | 0 | 0 | 10 | 0% | 0% | 1 | 73 | 0% | 0% | 4 | 0.1298% | 0% | 0% | 1 | 0 | 2 | 55.29% | 0.01221% | 55.3% | 3 | 1.585% | 0% | 0% | 1 | 38.04% | 0% | 0% | 1 | 49.45% | 0% | 0% | 1 | 60.83% | 0% | 0% | 2 | 12.61% | 0% | 0% | 1 | 5.979% | 0% | 0% | 1 |  | 0% | 0% | 1 | 72 | 0% | 0% | 4 | 0.07038% | 0% | 0% | 1 | 0 | 2 | 45.9% | 2.052% | 47.95% | 2 | 19.22% | 0% | 0% | 1 | 46.08% | 0% | 0% | 1 | 54.22% | 0% | 0% | 2 | 72.09% | 0% | 0% | 3 | 18.67% | 0% | 0% | 1 | 17.76% | 0% | 0% | 1 |  | 0% | 0% | 1 | 52.2821 | 0% | 0% | 4 | 1.144% | 0% | 0% | 1 | 0 | 2 | 32.16% | 8.089% | 40.25% | 2 | 35.52% | 0% | 0% | 1 | 45.5% | 0% | 0% | 1 | 55.11% | 0% | 0% | 2 | 78.45% | 0% | 0% | 3 | 20.79% | 0% | 0% | 1 | 24.14% | 0% | 0% | 1 |  | 0% | 0% | 1 | 33 | 0% | 0% | 4 | 5.374% | 0% | 0% | 1 | 0 | 2 | 23.93% | 12.63% | 36.57% | 3 | 37.81% | 0% | 0% | 1 | 37.96% | 0% | 0% | 1 | 48.25% | 0% | 0% | 1 | 71.05% | 0% | 0% | 3 | 22.57% | 0% | 0% | 1 | 16.31% | 0% | 0% | 1
205 | Lone Tree | NORTHERN CALIFORNIA | 0 | 0 | 10 | 0% | 0% | 1 | 11.0506 | 0% | 0% | 1 | 15.13% | 0% | 0% | 1 | 0 | 2 | 56.98% | 0% | 56.98% | 3 | 39.29% | 0% | 0% | 1 | 59.87% | 0% | 0% | 2 | 59.87% | 0% | 0% | 2 | 59.89% | 0% | 0% | 2 | 37.75% | 0% | 0% | 1 | 7.217% | 0% | 0% | 1 |  | 0% | 0% | 1 | 9.0167 | 0% | 0% | 1 | 18.04% | 0% | 0% | 1 | 0 | 2 | 34.7% | 9.332% | 44.03% | 2 | 26.95% | 0% | 0% | 1 | 57.96% | 0% | 0% | 2 | 59.29% | 0% | 0% | 2 | 60.9% | 0% | 0% | 2 | 17.6% | 0% | 0% | 1 | 11.87% | 0% | 0% | 1 |  | 0% | 0% | 1 | 7.1365 | 0% | 0% | 1 | 26.05% | 0% | 0% | 1 | 0 | 2 | 17.96% | 3.846% | 21.81% | 2 | 34.48% | 0% | 0% | 1 | 44.51% | 0% | 0% | 1 | 45.77% | 0% | 0% | 1 | 60.73% | 0% | 0% | 2 | 8.725% | 0% | 0% | 1 | 13.58% | 0% | 0% | 1 |  | 0% | 0% | 1 | 9.1669 | 0% | 0% | 1 | 36.38% | 0% | 0% | 1 | 0 | 2 | 10.26% | 3.843% | 14.1% | 2 | 30.81% | 0% | 0% | 1 | 34.44% | 0% | 0% | 1 | 36.98% | 0% | 0% | 1 | 52.28% | 0% | 0% | 2 | 6.853% | 0% | 0% | 1 | 11.95% | 0% | 0% | 1
206 | Delta Switching Yard | NORTHERN CALIFORNIA | 0 | 0 | 10 | 0% | 0% | 1 | 11.2688 | 0% | 0% | 1 | 16.92% | 0% | 0% | 1 | 0 | 2 | 8.608% | 0% | 8.608% | 1 | 69.96% | 0% | 0% | 2 | 60.81% | 0% | 0% | 2 | 70.33% | 0% | 0% | 3 | 91.87% | 0% | 0% | 4 | 1.503% | 0% | 0% | 1 | 9.747% | 0% | 0% | 1 |  | 0% | 0% | 1 | 10.8749 | 0% | 0% | 1 | 34.43% | 0% | 0% | 1 | 0 | 2 | 11.06% | 1.311% | 12.38% | 2 | 52.66% | 0% | 0% | 2 | 47.46% | 0% | 0% | 1 | 51.55% | 0% | 0% | 2 | 69.13% | 0% | 0% | 2 | 6.829% | 0% | 0% | 1 | 6.631% | 0% | 0% | 1 |  | 0% | 0% | 1 | 11.8054 | 0% | 0% | 1 | 37.67% | 0% | 0% | 1 | 0 | 2 | 17.93% | 2.476% | 20.41% | 2 | 47.06% | 0% | 0% | 1 | 41.74% | 0% | 0% | 1 | 44.38% | 0% | 0% | 1 | 61.89% | 0% | 0% | 2 | 16.83% | 0% | 0% | 1 | 6.775% | 0% | 0% | 1 |  | 0% | 0% | 1 | 11.6914 | 0% | 0% | 1 | 39.47% | 0% | 0% | 1 | 0 | 2 | 17.61% | 2.038% | 19.65% | 2 | 44.65% | 0% | 0% | 1 | 37.54% | 0% | 0% | 1 | 39.65% | 0% | 0% | 1 | 59.57% | 0% | 0% | 2 | 20.24% | 0% | 0% | 1 | 7.191% | 0% | 0% | 1
207 | Green Ridge Midway | NORTHERN CALIFORNIA | 0 | 0 | 10 | 0% | 0% | 1 | 17 | 0% | 0% | 2 | 5.866% | 0% | 0% | 1 | 0 | 2 | 0% | 0% | 0% | 1 | 82.85% | 0% | 0% | 3 | 70.51% | 0% | 0% | 3 | 80.85% | 0% | 0% | 3 | 98.45% | 0% | 0% | 5 | 13.63% | 0% | 0% | 1 | 4.065% | 0% | 0% | 1 |  | 0% | 0% | 1 | 13.1563 | 0% | 0% | 2 | 20.18% | 0% | 0% | 1 | 0 | 2 | 12.92% | 0.1431% | 13.06% | 2 | 68.06% | 0% | 0% | 2 | 60.45% | 0% | 0% | 2 | 61.97% | 0% | 0% | 2 | 82.68% | 0% | 0% | 3 | 22.85% | 0% | 0% | 1 | 6.18% | 0% | 0% | 1 |  | 0% | 0% | 1 | 12.5 | 0% | 0% | 2 | 33.09% | 0% | 0% | 1 | 0 | 2 | 19.97% | 0.8676% | 20.84% | 2 | 53.98% | 0% | 0% | 2 | 41.86% | 0% | 0% | 1 | 44.36% | 0% | 0% | 1 | 67.19% | 0% | 0% | 2 | 26.54% | 0% | 0% | 1 | 5.498% | 0% | 0% | 1 |  | 0% | 0% | 1 | 12 | 0% | 0% | 2 | 36.59% | 0% | 0% | 1 | 0 | 2 | 21.24% | 1.815% | 23.06% | 2 | 52.71% | 0% | 0% | 2 | 36.09% | 0% | 0% | 1 | 38.98% | 0% | 0% | 1 | 63.1% | 0% | 0% | 2 | 28.15% | 0% | 0% | 1 | 5.901% | 0% | 0% | 1
208 | Inyo | GREATER KRAMER | 0 | 0 | 0 | 0% | 0% | 1 | 5.5127 | 0% | 0% | 1 | 0% | 0% | 0% | 1 | 0 | 2 | 91.59% | 0% | 91.59% | 5 | 0% | 0% | 0% | 1 | 17.49% | 0% | 0% | 1 | 34.64% | 0% | 0% | 1 | 40.62% | 0% | 0% | 1 | 40.67% | 0% | 0% | 1 | 4.819% | 0% | 0% | 1 |  | 0% | 0% | 1 | 4.0467 | 0% | 0% | 1 | 0% | 0% | 0% | 1 | 0 | 2 | 68.4% | 0% | 68.4% | 3 | 0% | 0% | 0% | 1 | 24.24% | 0% | 0% | 1 | 37.83% | 0% | 0% | 1 | 39.07% | 0% | 0% | 1 | 69.36% | 0% | 0% | 2 | 9.339% | 0% | 0% | 1 |  | 0% | 0% | 1 | 4.6667 | 0% | 0% | 1 | 0% | 0% | 0% | 1 | 0 | 2 | 63.98% | 0% | 63.98% | 3 | 0% | 0% | 0% | 1 | 29.12% | 0% | 0% | 1 | 37.73% | 0% | 0% | 1 | 40.12% | 0% | 0% | 1 | 67.42% | 0% | 0% | 2 | 6.844% | 0% | 0% | 1 |  | 0% | 0% | 1 | 4 | 0% | 0% | 1 | 0% | 0% | 0% | 1 | 0 | 2 | 56.28% | 0% | 56.28% | 3 | 0% | 0% | 0% | 1 | 26.94% | 0% | 0% | 1 | 29.3% | 0% | 0% | 1 | 35.39% | 0% | 0% | 1 | 70.76% | 0% | 0% | 3 | 5.722% | 0% | 0% | 1
209 | Control | GREATER KRAMER | 0 | 0 | 10 | 0% | 0% | 1 | 4.349 | 0% | 0% | 1 | 0% | 0% | 0% | 1 | 0 | 2 | 93.51% | 0% | 93.51% | 5 | 0% | 0% | 0% | 1 | 10.42% | 0% | 0% | 1 | 50.38% | 0% | 0% | 2 | 53.32% | 0% | 0% | 2 | 59.99% | 0% | 0% | 2 | 8.012% | 0% | 0% | 1 |  | 0% | 0% | 1 | 4.2649 | 0% | 0% | 1 | 0% | 0% | 0% | 1 | 0 | 2 | 75.91% | 0% | 75.91% | 5 | 0% | 0% | 0% | 1 | 29.85% | 0% | 0% | 1 | 43.22% | 0% | 0% | 1 | 45.42% | 0% | 0% | 1 | 65.13% | 0% | 0% | 2 | 10.02% | 0% | 0% | 1 |  | 0% | 0% | 1 | 4.441 | 0% | 0% | 1 | 0% | 0% | 0% | 1 | 0 | 2 | 71.52% | 0% | 71.52% | 3 | 0% | 0% | 0% | 1 | 27.6% | 0% | 0% | 1 | 37.79% | 0% | 0% | 1 | 39.63% | 0% | 0% | 1 | 66.71% | 0% | 0% | 2 | 7.469% | 0% | 0% | 1 |  | 0% | 0% | 1 | 4.0377 | 0% | 0% | 1 | 0% | 0% | 0% | 1 | 0 | 2 | 61.08% | 0% | 61.08% | 3 | 0% | 0% | 0% | 1 | 26.02% | 0% | 0% | 1 | 27.8% | 0% | 0% | 1 | 33.57% | 0% | 0% | 1 | 69.46% | 0% | 0% | 2 | 5.912% | 0% | 0% | 1
210 | Big Creek Hydro Facilities | SPGE | 0 | 0 | 10 | 0% | 0% | 1 | 3.6632 | 0% | 0% | 1 | 0% | 0% | 0% | 1 | 0 | 2 | 7.311% | 65.93% | 73.24% | 5 | 38.59% | 0% | 0% | 1 | 92.73% | 0% | 0% | 4 | 19.79% | 0% | 0% | 1 | 92.83% | 0% | 0% | 4 | 74.91% | 0% | 0% | 3 | 5.697% | 0% | 0% | 1 |  | 0% | 0% | 1 | 6.9953 | 0% | 0% | 1 | 0% | 0% | 0% | 1 | 0 | 2 | 37.67% | 41.27% | 78.94% | 5 | 38.12% | 0% | 0% | 1 | 68.63% | 0% | 0% | 2 | 27.39% | 0% | 0% | 1 | 80.41% | 0% | 0% | 3 | 72.79% | 0% | 0% | 3 | 5.147% | 0% | 0% | 1 |  | 0% | 0% | 1 | 8.5429 | 0% | 0% | 1 | 0% | 0% | 0% | 1 | 0 | 2 | 53.67% | 31.13% | 84.81% | 5 | 22.33% | 0% | 0% | 1 | 58.56% | 0% | 0% | 2 | 43.63% | 0% | 0% | 1 | 72.37% | 0% | 0% | 3 | 70.02% | 0% | 0% | 3 | 4.239% | 0% | 0% | 1 |  | 0% | 0% | 1 | 11.3997 | 0% | 0% | 1 | 0% | 0% | 0% | 1 | 0 | 2 | 61.13% | 23.08% | 84.21% | 5 | 17.27% | 0% | 0% | 1 | 47.68% | 0% | 0% | 1 | 39.55% | 0% | 0% | 1 | 63.24% | 0% | 0% | 2 | 70.09% | 0% | 0% | 3 | 4.214% | 0% | 0% | 1
211 | Moss Landing |  | 0 | 0 | 10 | 0% | 0% | 1 | 13.48 | 0% | 0% | 2 | 55.96% | 0% | 0% | 2 | 0 | 2 | 0.8649% | 0% | 0.8649% | 1 | 0.3143% | 0% | 0% | 1 | 59.76% | 0% | 0% | 2 | 61.47% | 0% | 0% | 2 | 61.78% | 0% | 0% | 2 | 0% | 0% | 0% | 1 | 9.1% | 0% | 0% | 1 |  | 0% | 0% | 1 | 20 | 0% | 0% | 3 | 48.92% | 0% | 0% | 1 | 0 | 2 | 3.506% | 0% | 3.506% | 1 | 7.363% | 0% | 0% | 1 | 28.25% | 0% | 0% | 1 | 34.56% | 0% | 0% | 1 | 38.93% | 0% | 0% | 1 | 2.423% | 0% | 0% | 1 | 6.664% | 0% | 0% | 1 |  | 0% | 0% | 1 | 19.1678 | 0% | 0% | 2 | 32.71% | 0% | 0% | 1 | 0 | 2 | 20.74% | 9.699% | 30.44% | 2 | 30.61% | 0% | 0% | 1 | 21.46% | 0% | 0% | 1 | 33.05% | 0% | 0% | 1 | 56.59% | 0% | 0% | 2 | 17.16% | 0% | 0% | 1 | 6.183% | 0% | 0% | 1 |  | 0% | 0% | 1 | 20 | 0% | 0% | 3 | 28.16% | 0% | 0% | 1 | 0 | 2 | 25.43% | 12.97% | 38.4% | 3 | 28.87% | 0% | 0% | 1 | 16% | 0% | 0% | 1 | 27.04% | 0% | 0% | 1 | 49.98% | 0% | 0% | 1 | 21.1% | 0% | 0% | 1 | 5.239% | 0% | 0% | 1
212 | Cal Ave | SPGE | 0 | 0 | 10 | 0% | 0% | 1 | 29.12 | 0% | 0% | 3 | 80.11% | 0% | 0% | 3 | 0 | 2 | 0% | 0% | 0% | 1 | 0% | 0% | 0% | 1 | 0% | 0% | 0% | 1 | 0% | 0% | 0% | 1 | 0% | 0% | 0% | 1 | 0% | 0% | 0% | 1 | 0.01872% | 0% | 0% | 1 |  | 0% | 0% | 1 | 24.8517 | 0% | 0% | 3 | 68.3% | 0% | 0% | 2 | 0 | 2 | 0% | 0% | 0% | 1 | 0% | 0% | 0% | 1 | 0% | 0% | 0% | 1 | 0% | 0% | 0% | 1 | 0% | 0% | 0% | 1 | 0% | 0% | 0% | 1 | 0.2715% | 0% | 0% | 1 |  | 0% | 0% | 1 | 21.8 | 0% | 0% | 3 | 61.85% | 0% | 0% | 2 | 0 | 2 | 0% | 0% | 0% | 1 | 10.98% | 0% | 0% | 1 | 10.81% | 0% | 0% | 1 | 10.76% | 0% | 0% | 1 | 15.13% | 0% | 0% | 1 | 1.458% | 0% | 0% | 1 | 5.02% | 0% | 0% | 1 |  | 0% | 0% | 1 | 18.7778 | 0% | 0% | 2 | 50.84% | 0% | 0% | 2 | 0 | 2 | 0.3668% | 0% | 0.3668% | 1 | 17.89% | 0% | 0% | 1 | 16.76% | 0% | 0% | 1 | 17.04% | 0% | 0% | 1 | 28.39% | 0% | 0% | 1 | 9.733% | 0% | 0% | 1 | 7.313% | 0% | 0% | 1
213 | Poso Mountain | SPGE | 0 | 0 | 10 | 0% | 0% | 1 | 6.3552 | 0% | 0% | 1 | 0% | 0% | 0% | 1 | 0 | 2 | 57.82% | 0% | 57.82% | 3 | 63.16% | 0% | 0% | 2 | 0.6501% | 0% | 0% | 1 | 7.261% | 0% | 0% | 1 | 63.16% | 0% | 0% | 2 | 36.13% | 0% | 0% | 1 | 1.867% | 0% | 0% | 1 |  | 0% | 0% | 1 | 6.7866 | 0% | 0% | 1 | 5.631% | 0% | 0% | 1 | 0 | 2 | 48.29% | 0% | 48.29% | 2 | 73.95% | 0% | 0% | 3 | 22.37% | 0% | 0% | 1 | 34.56% | 0% | 0% | 1 | 75.91% | 0% | 0% | 3 | 40.24% | 0% | 0% | 1 | 1.586% | 0% | 0% | 1 |  | 0% | 0% | 1 | 7.6343 | 0% | 0% | 1 | 21.09% | 0% | 0% | 1 | 0 | 2 | 46.37% | 0% | 46.37% | 2 | 63.23% | 0% | 0% | 2 | 18.01% | 0% | 0% | 1 | 26.12% | 0% | 0% | 1 | 65.06% | 0% | 0% | 2 | 40.3% | 0% | 0% | 1 | 1.49% | 0% | 0% | 1 |  | 0% | 0% | 1 | 8.0485 | 0% | 0% | 1 | 29.27% | 0% | 0% | 1 | 0 | 2 | 41.36% | 0% | 41.36% | 2 | 51.1% | 0% | 0% | 2 | 12.55% | 0% | 0% | 1 | 21.65% | 0% | 0% | 1 | 54.88% | 0% | 0% | 2 | 36.69% | 0% | 0% | 1 | 1.497% | 0% | 0% | 1
214 | Walnut | GREATER LA METRO | 0 | 0 | 10 | 0% | 0% | 1 | 0 | 0% | 0% | 1 | 0% | 0% | 0% | 1 | 0 | 2 | 0% | 0% | 0% | 1 | 0% | 0% | 0% | 1 | 0% | 0% | 0% | 1 | 0% | 0% | 0% | 1 | 0% | 0% | 0% | 1 | 0% | 0% | 0% | 1 | 0% | 0% | 0% | 1 |  | 0% | 0% | 1 | 16.1597 | 0% | 0% | 2 | 0% | 0% | 0% | 1 | 0 | 2 | 16.01% | 83.99% | 100% | 5 | 53.57% | 0% | 0% | 2 | 0% | 0% | 0% | 1 | 0% | 0% | 0% | 1 | 53.57% | 0% | 0% | 2 | 38.74% | 0% | 0% | 1 | 18.14% | 0% | 0% | 1 |  | 0% | 0% | 1 | 14.425 | 0% | 0% | 2 | 0% | 0% | 0% | 1 | 0 | 2 | 8.147% | 91.85% | 100% | 5 | 50.08% | 0% | 0% | 2 | 13.11% | 0% | 0% | 1 | 12.77% | 0% | 0% | 1 | 61.61% | 0% | 0% | 2 | 34.62% | 0% | 0% | 1 | 17.09% | 0% | 0% | 1 |  | 0% | 0% | 1 | 12.8667 | 0% | 0% | 2 | 6.706% | 0% | 0% | 1 | 0 | 2 | 18.57% | 60.1% | 78.68% | 5 | 29.97% | 0% | 0% | 1 | 11.6% | 0% | 0% | 1 | 26.53% | 0% | 0% | 1 | 57.19% | 0% | 0% | 2 | 23.96% | 0% | 0% | 1 | 20.22% | 0% | 0% | 1
215 | Chevmain | GREATER LA METRO | 0 | 0 | 10 | 0% | 0% | 1 | 6.5469 | 0% | 0% | 1 | 0% | 0% | 0% | 1 | 0 | 2 | 0% | 0% | 0% | 1 | 1.809% | 0% | 0% | 1 | 0% | 0% | 0% | 1 | 28.75% | 0% | 0% | 1 | 30.56% | 0% | 0% | 1 | 0% | 0% | 0% | 1 | 0% | 0% | 0% | 1 |  | 0% | 0% | 1 | 6.7876 | 0% | 0% | 1 | 0% | 0% | 0% | 1 | 0 | 2 | 20.72% | 0% | 20.72% | 2 | 2.89% | 0% | 0% | 1 | 30.56% | 0% | 0% | 1 | 55.07% | 0% | 0% | 2 | 57.96% | 0% | 0% | 2 | 0% | 0% | 0% | 1 | 0.1727% | 0% | 0% | 1 |  | 0% | 0% | 1 | 10.5434 | 0% | 0% | 1 | 0% | 0% | 0% | 1 | 0 | 2 | 17.75% | 1.347% | 19.1% | 2 | 1.431% | 0% | 0% | 1 | 2.895% | 0% | 0% | 1 | 58.93% | 0% | 0% | 2 | 60.36% | 0% | 0% | 2 | 7.288% | 0% | 0% | 1 | 3.317% | 0% | 0% | 1 |  | 0% | 0% | 1 | 20.8333 | 0% | 0% | 3 | 0% | 0% | 0% | 1 | 0 | 2 | 22.79% | 25.64% | 48.43% | 4 | 11.42% | 0% | 0% | 1 | 15.9% | 0% | 0% | 1 | 43.65% | 0% | 0% | 1 | 49.59% | 0% | 0% | 1 | 11.68% | 0% | 0% | 1 | 8.341% | 0% | 0% | 1
216 | Long Beach |  | 0 | 0 | 0 | 0% | 0% | 1 | 10.5935 | 0% | 0% | 1 | 0% | 0% | 0% | 1 | 0 | 2 | 0% | 0% | 0% | 1 | 0% | 0% | 0% | 1 | 0% | 0% | 0% | 1 | 54.87% | 0% | 0% | 2 | 54.87% | 0% | 0% | 2 | 0% | 0% | 0% | 1 | 0.1386% | 0% | 0% | 1 |  | 0% | 0% | 1 | 26.125 | 0% | 0% | 3 | 0% | 0% | 0% | 1 | 0 | 2 | 0.1503% | 0% | 0.1503% | 1 | 0% | 0% | 0% | 1 | 10.41% | 0% | 0% | 1 | 62.33% | 0% | 0% | 2 | 62.33% | 0% | 0% | 2 | 0% | 0% | 0% | 1 | 0.4252% | 0% | 0% | 1 |  | 0% | 0% | 1 | 52.6 | 0% | 0% | 4 | 0% | 0% | 0% | 1 | 0 | 2 | 1.819% | 0% | 1.819% | 1 | 0.1433% | 0% | 0% | 1 | 9.329% | 0% | 0% | 1 | 68.55% | 0% | 0% | 2 | 68.69% | 0% | 0% | 2 | 0% | 0% | 0% | 1 | 0.4333% | 0% | 0% | 1 |  | 0% | 0% | 1 | 47 | 0% | 0% | 4 | 0% | 0% | 0% | 1 | 0 | 2 | 1.332% | 0% | 1.332% | 1 | 0.105% | 0% | 0% | 1 | 15.17% | 0% | 0% | 1 | 76.04% | 0% | 0% | 3 | 76.15% | 0% | 0% | 3 | 0% | 0% | 0% | 1 | 3.426% | 0% | 0% | 1
217 | Pit 1 | NORTHERN CALIFORNIA | 0 | 0 | 10 | 0% | 0% | 1 | 8.4096 | 0% | 0% | 1 | 0% | 0% | 0% | 1 | 0 | 2 | 86.71% | 0% | 86.71% | 5 | 50.81% | 0% | 0% | 2 | 71.17% | 0% | 0% | 3 | 83.48% | 0% | 0% | 3 | 96.98% | 0% | 0% | 5 | 57.39% | 0% | 0% | 2 | 3.925% | 0% | 0% | 1 |  | 0% | 0% | 1 | 7.7662 | 0% | 0% | 1 | 0% | 0% | 0% | 1 | 0 | 2 | 75.21% | 0% | 75.21% | 5 | 26.97% | 0% | 0% | 1 | 42.38% | 0% | 0% | 1 | 45.19% | 0% | 0% | 1 | 59.36% | 0% | 0% | 2 | 44.31% | 0% | 0% | 1 | 7.88% | 0% | 0% | 1 |  | 0% | 0% | 1 | 5.6935 | 0% | 0% | 1 | 3.57e-05% | 0% | 0% | 1 | 0 | 2 | 82.94% | 0% | 82.94% | 5 | 29.14% | 0% | 0% | 1 | 21.79% | 0% | 0% | 1 | 20.88% | 0% | 0% | 1 | 44.66% | 0% | 0% | 1 | 54.75% | 0% | 0% | 2 | 6.724% | 0% | 0% | 1 |  | 0% | 0% | 1 | 5 | 0% | 0% | 1 | 0.08093% | 0% | 0% | 1 | 0 | 2 | 87.58% | 0% | 87.58% | 5 | 36.09% | 0% | 0% | 1 | 15.37% | 0% | 0% | 1 | 13.35% | 0% | 0% | 1 | 46.75% | 0% | 0% | 1 | 58.8% | 0% | 0% | 2 | 6.343% | 0% | 0% | 1
218 | Cove Rd | NORTHERN CALIFORNIA | 0 | 0 | 10 | 0% | 0% | 1 | 6.8679 | 0% | 0% | 1 | 0.0566% | 0% | 0% | 1 | 0 | 2 | 100% | 0% | 100% | 5 | 62.22% | 0% | 0% | 2 | 14.22% | 0% | 0% | 1 | 22.59% | 0% | 0% | 1 | 64.51% | 0% | 0% | 2 | 50.94% | 0% | 0% | 2 | 4.456% | 0% | 0% | 1 |  | 0% | 0% | 1 | 5.0631 | 0% | 0% | 1 | 0.09371% | 0% | 0% | 1 | 0 | 2 | 90.19% | 9.309% | 99.5% | 5 | 54.85% | 0% | 0% | 2 | 22.85% | 0% | 0% | 1 | 31.23% | 0% | 0% | 1 | 68.7% | 0% | 0% | 2 | 65.72% | 0% | 0% | 2 | 5.394% | 0% | 0% | 1 |  | 0% | 0% | 1 | 4.8 | 0% | 0% | 1 | 0.1027% | 0% | 0% | 1 | 0 | 2 | 86.58% | 10.46% | 97.04% | 5 | 51.65% | 0% | 0% | 2 | 21.4% | 0% | 0% | 1 | 24.89% | 0% | 0% | 1 | 64.39% | 0% | 0% | 2 | 64.2% | 0% | 0% | 2 | 6.731% | 0% | 0% | 1 |  | 0% | 0% | 1 | 4.9502 | 0% | 0% | 1 | 0.1339% | 0% | 0% | 1 | 0 | 2 | 91.56% | 6.18% | 97.74% | 5 | 46.91% | 0% | 0% | 1 | 22.67% | 0% | 0% | 1 | 26.43% | 0% | 0% | 1 | 61.05% | 0% | 0% | 2 | 65.67% | 0% | 0% | 2 | 6.338% | 0% | 0% | 1
219 | Drum | NORTHERN CALIFORNIA | 0 | 0 | 10 | 0% | 0% | 1 | 10.3216 | 0% | 0% | 1 | 0% | 0% | 0% | 1 | 0 | 2 | 10.25% | 89.75% | 100% | 5 | 9.049% | 0% | 0% | 1 | 9.307% | 0% | 0% | 1 | 0.4596% | 0% | 0% | 1 | 18.36% | 0% | 0% | 1 | 21.32% | 0% | 0% | 1 | 0.9976% | 0% | 0% | 1 |  | 0% | 0% | 1 | 9.2098 | 0% | 0% | 1 | 0% | 0% | 0% | 1 | 0 | 2 | 40.88% | 58.29% | 99.18% | 5 | 19.22% | 0% | 0% | 1 | 14.39% | 0% | 0% | 1 | 6.718% | 0% | 0% | 1 | 34.23% | 0% | 0% | 1 | 34.7% | 0% | 0% | 1 | 1.852% | 0% | 0% | 1 |  | 0% | 0% | 1 | 11.37 | 0% | 0% | 1 | 0.01628% | 0% | 0% | 1 | 0 | 2 | 39.25% | 53% | 92.25% | 5 | 27.06% | 0% | 0% | 1 | 15.85% | 0% | 0% | 1 | 17.4% | 0% | 0% | 1 | 47.17% | 0% | 0% | 1 | 36.96% | 0% | 0% | 1 | 2.916% | 0% | 0% | 1 |  | 0% | 0% | 1 | 12.9483 | 0% | 0% | 2 | 0.04966% | 0% | 0% | 1 | 0 | 2 | 37.62% | 46.06% | 83.69% | 5 | 28.01% | 0% | 0% | 1 | 12.79% | 0% | 0% | 1 | 19.04% | 0% | 0% | 1 | 46.41% | 0% | 0% | 1 | 44.96% | 0% | 0% | 1 | 3.223% | 0% | 0% | 1
220 | Vierra | NORTHERN CALIFORNIA | 0 | 0 | 10 | 0% | 0% | 1 | 38.43 | 0% | 0% | 4 | 69.4% | 0% | 0% | 2 | 0 | 2 | 0% | 0% | 0% | 1 | 20.69% | 0% | 0% | 1 | 1.933% | 0% | 0% | 1 | 1.933% | 0% | 0% | 1 | 22.62% | 0% | 0% | 1 | 0% | 0% | 0% | 1 | 6.752% | 0% | 0% | 1 |  | 0% | 0% | 1 | 18.6183 | 0% | 0% | 2 | 69.72% | 0% | 0% | 2 | 0 | 2 | 0% | 0% | 0% | 1 | 19.73% | 0% | 0% | 1 | 12.39% | 0% | 0% | 1 | 12.39% | 0% | 0% | 1 | 25.03% | 0% | 0% | 1 | 0% | 0% | 0% | 1 | 5.114% | 0% | 0% | 1 |  | 0% | 0% | 1 | 16.125 | 0% | 0% | 2 | 69.71% | 0% | 0% | 2 | 0 | 2 | 0% | 0% | 0% | 1 | 28.05% | 0% | 0% | 1 | 13.55% | 0% | 0% | 1 | 13.53% | 0% | 0% | 1 | 34.55% | 0% | 0% | 1 | 1.104% | 0% | 0% | 1 | 3.648% | 0% | 0% | 1 |  | 0% | 0% | 1 | 14.9596 | 0% | 0% | 2 | 59.84% | 0% | 0% | 2 | 0 | 2 | 0% | 0% | 0% | 1 | 39.28% | 0% | 0% | 1 | 16.9% | 0% | 0% | 1 | 19.79% | 0% | 0% | 1 | 46.4% | 0% | 0% | 1 | 7.149% | 0% | 0% | 1 | 4.512% | 0% | 0% | 1
221 | Coyote | NORTHERN CALIFORNIA | 0 | 0 | 10 | 0% | 0% | 1 | 12.1664 | 0% | 0% | 2 | 6.223% | 0% | 0% | 1 | 0 | 2 | 58.8% | 0% | 58.8% | 3 | 99.73% | 0% | 0% | 5 | 53.97% | 0% | 0% | 2 | 63.9% | 0% | 0% | 2 | 99.95% | 0% | 0% | 5 | 39.02% | 0% | 0% | 1 | 3.354% | 0% | 0% | 1 |  | 0% | 0% | 1 | 10.0843 | 0% | 0% | 1 | 2.218% | 0% | 0% | 1 | 0 | 2 | 60.94% | 14.61% | 75.55% | 5 | 81.32% | 0% | 0% | 3 | 27.41% | 0% | 0% | 1 | 40.24% | 0% | 0% | 1 | 84.54% | 0% | 0% | 3 | 59.88% | 0% | 0% | 2 | 4.714% | 0% | 0% | 1 |  | 0% | 0% | 1 | 11.5214 | 0% | 0% | 1 | 1.513% | 0% | 0% | 1 | 0 | 2 | 65.5% | 23.42% | 88.91% | 5 | 70.18% | 0% | 0% | 3 | 24.24% | 0% | 0% | 1 | 40.66% | 0% | 0% | 1 | 77.2% | 0% | 0% | 3 | 65.64% | 0% | 0% | 2 | 3.705% | 0% | 0% | 1 |  | 0% | 0% | 1 | 14.7162 | 0% | 0% | 2 | 2.926% | 0% | 0% | 1 | 0 | 2 | 60.82% | 27.94% | 88.76% | 5 | 66.49% | 0% | 0% | 2 | 25.5% | 0% | 0% | 1 | 45.38% | 0% | 0% | 1 | 81.67% | 0% | 0% | 3 | 61.84% | 0% | 0% | 2 | 3.217% | 0% | 0% | 1
222 | Metcalf | NORTHERN CALIFORNIA | 0 | 0 | 10 | 0% | 0% | 1 | 10.6248 | 0% | 0% | 1 | 6.138% | 0% | 0% | 1 | 0 | 2 | 57.58% | 0% | 57.58% | 3 | 99.48% | 0% | 0% | 5 | 55.6% | 0% | 0% | 2 | 65.56% | 0% | 0% | 2 | 99.7% | 0% | 0% | 5 | 38.37% | 0% | 0% | 1 | 3.245% | 0% | 0% | 1 |  | 0% | 0% | 1 | 9.7703 | 0% | 0% | 1 | 2.169% | 0% | 0% | 1 | 0 | 2 | 62.61% | 13.42% | 76.04% | 5 | 81.26% | 0% | 0% | 3 | 27.36% | 0% | 0% | 1 | 39.4% | 0% | 0% | 1 | 84.54% | 0% | 0% | 3 | 60.34% | 0% | 0% | 2 | 4.605% | 0% | 0% | 1 |  | 0% | 0% | 1 | 10.8889 | 0% | 0% | 1 | 1.468% | 0% | 0% | 1 | 0 | 2 | 67.61% | 21.55% | 89.16% | 5 | 71.31% | 0% | 0% | 3 | 24.92% | 0% | 0% | 1 | 39.9% | 0% | 0% | 1 | 77.47% | 0% | 0% | 3 | 67.15% | 0% | 0% | 2 | 3.722% | 0% | 0% | 1 |  | 0% | 0% | 1 | 14 | 0% | 0% | 2 | 2.86% | 0% | 0% | 1 | 0 | 2 | 61.58% | 27.31% | 88.89% | 5 | 66.53% | 0% | 0% | 2 | 25.81% | 0% | 0% | 1 | 45.13% | 0% | 0% | 1 | 81.5% | 0% | 0% | 3 | 62.29% | 0% | 0% | 2 | 3.227% | 0% | 0% | 1
223 | Diablo | SPGE | 0 | 0 | 10 | 0% | 0% | 1 | 4.1336 | 0% | 0% | 1 | 0% | 0% | 0% | 1 | 0 | 2 | 13.08% | 86.51% | 99.59% | 5 | 0.02522% | 0% | 0% | 1 | 5.786% | 0% | 0% | 1 | 56.33% | 0% | 0% | 2 | 56.33% | 0% | 0% | 2 | 63.63% | 0% | 0% | 2 | 6.915% | 0% | 0% | 1 |  | 0% | 0% | 1 | 7.9966 | 0% | 0% | 1 | 3.606% | 0% | 0% | 1 | 0 | 2 | 31.57% | 59.49% | 91.06% | 5 | 5.28% | 0% | 0% | 1 | 16.34% | 0% | 0% | 1 | 72.18% | 0% | 0% | 3 | 72.18% | 0% | 0% | 3 | 47.44% | 0% | 0% | 1 | 10.1% | 0% | 0% | 1 |  | 0% | 0% | 1 | 12.0865 | 0% | 0% | 2 | 5.395% | 0% | 0% | 1 | 0 | 2 | 42.22% | 32.75% | 74.97% | 5 | 18.14% | 0% | 0% | 1 | 14.89% | 0% | 0% | 1 | 66.72% | 0% | 0% | 2 | 70.56% | 0% | 0% | 3 | 46.62% | 0% | 0% | 1 | 9.258% | 0% | 0% | 1 |  | 0% | 0% | 1 | 9.496 | 0% | 0% | 1 | 5.973% | 0% | 0% | 1 | 0 | 2 | 38.64% | 33.92% | 72.56% | 5 | 37.06% | 0% | 0% | 1 | 23.78% | 0% | 0% | 1 | 49.98% | 0% | 0% | 1 | 66.02% | 0% | 0% | 2 | 46.94% | 0% | 0% | 1 | 9.311% | 0% | 0% | 1
224 | Coolwater | GREATER KRAMER | 200 | 2000 | 10 | 1470% | 14.08% | 5 | 21.95 | 304.4% | 16.27% | 3 | 2.516% | 6953% | 553.9% | 5 | 0 | 2 | 0% | 0% | 0% | 1 | 98.97% | 1456% | 14.07% | 5 | 80.01% | 74.82% | 0% | 3 | 50.29% | 30.09% | 0% | 2 | 98.97% | 1456% | 14.07% | 5 | 23.7% | 19.6% | 0% | 1 | 3.249% | 1456% | 14.07% | 5 |  | 37.36% | 0% | 2 | 20.3022 | 22.31% | 0% | 3 | 1.282% | 0% | 0% | 1 | 0 | 2 | 0% | 0% | 0% | 1 | 83.4% | 24.52% | 0% | 3 | 33.29% | 6.1% | 0% | 1 | 22.11% | 5.225% | 0% | 1 | 85.37% | 27.81% | 0% | 3 | 39.42% | 6.718% | 0% | 1 | 3.773% | 27.81% | 0% | 2 |  | 7.591% | 0% | 1 | 24.0559 | 20.91% | 0% | 3 | 2.396% | 0% | 0% | 1 | 0 | 2 | 0% | 0% | 0% | 1 | 60.76% | 5.947% | 0% | 2 | 30.13% | 3.339% | 0% | 1 | 15.07% | 2.747% | 0% | 1 | 63.49% | 6.391% | 0% | 2 | 27.85% | 3.234% | 0% | 1 | 2.835% | 6.391% | 0% | 1 |  | 5.151% | 0% | 1 | 21.5399 | 11.83% | 0% | 3 | 2.425% | 0% | 0% | 1 | 0 | 2 | 0% | 0% | 0% | 1 | 52.46% | 2.748% | 0% | 2 | 28.13% | 1.817% | 0% | 1 | 18.13% | 1.595% | 0% | 1 | 59.26% | 3.206% | 0% | 2 | 40.22% | 2.185% | 0% | 1 | 2.786% | 3.206% | 0% | 1
225 | San Onofre | GREATER LA METRO | 0 | 0 | 10 | 0% | 0% | 1 | 11.1366 | 0% | 0% | 1 | 0% | 0% | 0% | 1 | 0 | 2 | 31.58% | 0% | 31.58% | 2 | 0% | 0% | 0% | 1 | 78.6% | 0% | 0% | 3 | 82.01% | 0% | 0% | 3 | 82.01% | 0% | 0% | 3 | 0.5933% | 0% | 0% | 1 | 7.224% | 0% | 0% | 1 |  | 0% | 0% | 1 | 5.8257 | 0% | 0% | 1 | 0% | 0% | 0% | 1 | 0 | 2 | 95.67% | 0% | 95.67% | 5 | 7.669% | 0% | 0% | 1 | 75.18% | 0% | 0% | 3 | 75.56% | 0% | 0% | 3 | 75.56% | 0% | 0% | 3 | 63.59% | 0% | 0% | 2 | 5.415% | 0% | 0% | 1 |  | 0% | 0% | 1 | 29.7262 | 0% | 0% | 3 | 0.3916% | 0% | 0% | 1 | 0 | 2 | 87.93% | 3.857% | 91.79% | 5 | 48.11% | 0% | 0% | 1 | 58.44% | 0% | 0% | 2 | 67.11% | 0% | 0% | 2 | 84.72% | 0% | 0% | 3 | 49.94% | 0% | 0% | 1 | 7.155% | 0% | 0% | 1 |  | 0% | 0% | 1 | 32.6545 | 0% | 0% | 4 | 1.122% | 0% | 0% | 1 | 0 | 2 | 56.43% | 39% | 95.44% | 5 | 55.09% | 0% | 0% | 2 | 47.43% | 0% | 0% | 1 | 49.04% | 0% | 0% | 1 | 85.46% | 0% | 0% | 3 | 28.53% | 0% | 0% | 1 | 6.043% | 0% | 0% | 1
226 | Woodland | NORTHERN CALIFORNIA | 12 | 120 | 5 | 6.219% | 0% | 1 | 9.9746 | 3.156% | 0% | 1 | 67.06% | 2.284% | 0% | 2 | 0 | 2 | 0% | 0% | 0% | 1 | 56.73% | 0.9257% | 0% | 2 | 23.79% | 0.5256% | 0% | 1 | 26.41% | 0.5443% | 0% | 1 | 68.72% | 1.281% | 0% | 2 | 0% | 0.4006% | 0% | 1 | 7.571% | 1.281% | 0% | 1 |  | 1.115% | 0% | 1 | 9.2481 | 0.7177% | 0% | 1 | 63.33% | 0.4292% | 0% | 2 | 0 | 2 | 0% | 0% | 0% | 1 | 48.07% | 0.1664% | 0% | 1 | 19.22% | 0.107% | 0% | 1 | 30.11% | 0.1236% | 0% | 1 | 61.18% | 0.2226% | 0% | 2 | 0% | 0.08641% | 0% | 1 | 6.027% | 0.2226% | 0% | 1 |  | 0.874% | 0% | 1 | 8.9879 | 0.4001% | 0% | 1 | 66.19% | 0.4292% | 0% | 2 | 0 | 2 | 0.007448% | 0% | 0.007448% | 1 | 44.53% | 0.06882% | 0% | 1 | 13.18% | 0.04397% | 0% | 1 | 39.09% | 0.06267% | 0% | 1 | 68.09% | 0.1196% | 0% | 2 | 0.223% | 0.03826% | 0% | 1 | 4.599% | 0.1196% | 0% | 1 |  | 0.3862% | 0% | 1 | 8.9212 | 0.2079% | 0% | 1 | 59.43% | 0.4292% | 0% | 2 | 0 | 2 | 3.999% | 0% | 3.999% | 1 | 46.31% | 0.04109% | 0% | 1 | 10.55% | 0.02466% | 0% | 1 | 38.6% | 0.03593% | 0% | 1 | 67.8% | 0.0685% | 0% | 2 | 4.509% | 0.0231% | 0% | 1 | 5.143% | 0.0685% | 0% | 1
227 | Donnells | NORTHERN CALIFORNIA | 0 | 0 | 0 | 0% | 0% | 1 | 4.7911 | 0% | 0% | 1 | 0% | 0% | 0% | 1 | 0 | 2 | 66.03% | 21.76% | 87.79% | 5 | 0% | 0% | 0% | 1 | 12.41% | 0% | 0% | 1 | 12.54% | 0% | 0% | 1 | 12.54% | 0% | 0% | 1 | 65.02% | 0% | 0% | 2 | 1.228% | 0% | 0% | 1 |  | 0% | 0% | 1 | 4.0505 | 0% | 0% | 1 | 0% | 0% | 0% | 1 | 0 | 2 | 53.32% | 18.22% | 71.53% | 3 | 2.221% | 0% | 0% | 1 | 5.306% | 0% | 0% | 1 | 16.7% | 0% | 0% | 1 | 19.16% | 0% | 0% | 1 | 68.32% | 0% | 0% | 2 | 2.394% | 0% | 0% | 1 |  | 0% | 0% | 1 | 6.3999 | 0% | 0% | 1 | 0% | 0% | 0% | 1 | 0 | 2 | 54.41% | 18.91% | 73.32% | 3 | 9.248% | 0% | 0% | 1 | 6.905% | 0% | 0% | 1 | 18.88% | 0% | 0% | 1 | 26.22% | 0% | 0% | 1 | 64.1% | 0% | 0% | 2 | 2.462% | 0% | 0% | 1 |  | 0% | 0% | 1 | 10.6909 | 0% | 0% | 1 | 0% | 0% | 0% | 1 | 0 | 2 | 55.63% | 23.42% | 79.05% | 5 | 12.22% | 0% | 0% | 1 | 9.725% | 0% | 0% | 1 | 19.48% | 0% | 0% | 1 | 29.78% | 0% | 0% | 1 | 56.56% | 0% | 0% | 2 | 2.443% | 0% | 0% | 1
228 | Mandalay | GREATER LA METRO | 0 | 0 | 10 | 0% | 0% | 1 | 4.5826 | 0% | 0% | 1 | 35.15% | 0% | 0% | 1 | 0 | 2 | 1.824% | 0% | 1.824% | 1 | 0% | 0% | 0% | 1 | 0% | 0% | 0% | 1 | 92.01% | 0% | 0% | 4 | 92.01% | 0% | 0% | 4 | 0% | 0% | 0% | 1 | 2.405% | 0% | 0% | 1 |  | 0% | 0% | 1 | 4.5826 | 0% | 0% | 1 | 11.47% | 0% | 0% | 1 | 0 | 2 | 0.6536% | 47.44% | 48.09% | 5 | 1.177% | 0% | 0% | 1 | 7.509% | 0% | 0% | 1 | 15.7% | 0% | 0% | 1 | 15.7% | 0% | 0% | 1 | 13.66% | 0% | 0% | 1 | 7.471% | 0% | 0% | 1 |  | 0% | 0% | 1 | 5.7093 | 0% | 0% | 1 | 15.23% | 0% | 0% | 1 | 0 | 2 | 4.376% | 58.14% | 62.52% | 5 | 18.78% | 0% | 0% | 1 | 8.001% | 0% | 0% | 1 | 14.09% | 0% | 0% | 1 | 29.78% | 0% | 0% | 1 | 27.86% | 0% | 0% | 1 | 6.86% | 0% | 0% | 1 |  | 0% | 0% | 1 | 7.91 | 0% | 0% | 1 | 16.55% | 0% | 0% | 1 | 0 | 2 | 4.771% | 66.84% | 71.62% | 5 | 28.25% | 0% | 0% | 1 | 5.577% | 0% | 0% | 1 | 12.84% | 0% | 0% | 1 | 38.03% | 0% | 0% | 1 | 24.62% | 0% | 0% | 1 | 7.027% | 0% | 0% | 1
229 | North Gila | ARIZONA MINOR | 0 | 0 | 0 | 0% | 0% | 1 | 7.0327 | 0% | 0% | 1 | 62.76% | 0% | 0% | 2 | 0 | 2 | 0% | 0% | 0% | 1 | 0% | 0% | 0% | 1 | 97.78% | 0% | 0% | 5 | 97.78% | 0% | 0% | 5 | 97.78% | 0% | 0% | 5 | 0% | 0% | 0% | 1 | 7.055% | 0% | 0% | 1 |  | 0% | 0% | 1 | 4.2994 | 0% | 0% | 1 | 36.15% | 0% | 0% | 1 | 0 | 2 | 0% | 0% | 0% | 1 | 1.042% | 0% | 0% | 1 | 79.13% | 0% | 0% | 3 | 71.75% | 0% | 0% | 3 | 79.21% | 0% | 0% | 3 | 38.07% | 0% | 0% | 1 | 5.349% | 0% | 0% | 1 |  | 0% | 0% | 1 | 3.6757 | 0% | 0% | 1 | 19.97% | 0% | 0% | 1 | 0 | 2 | 0% | 0% | 0% | 1 | 0.5942% | 0% | 0% | 1 | 59.99% | 0% | 0% | 2 | 56.14% | 0% | 0% | 2 | 60.08% | 0% | 0% | 2 | 54.41% | 0% | 0% | 2 | 5.058% | 0% | 0% | 1 |  | 0% | 0% | 1 | 3.6682 | 0% | 0% | 1 | 15.5% | 0% | 0% | 1 | 0 | 2 | 0% | 0% | 0% | 1 | 0.4945% | 0% | 0% | 1 | 52.25% | 0% | 0% | 2 | 45.44% | 0% | 0% | 1 | 52.33% | 0% | 0% | 2 | 51.84% | 0% | 0% | 2 | 4.352% | 0% | 0% | 1
230 | Eight Mile | NORTHERN CALIFORNIA | 0 | 0 | 10 | 0% | 0% | 1 | 11.9249 | 0% | 0% | 1 | 67.65% | 0% | 0% | 2 | 0 | 2 | 0% | 0% | 0% | 1 | 0% | 0% | 0% | 1 | 38.19% | 0% | 0% | 1 | 47.14% | 0% | 0% | 1 | 47.14% | 0% | 0% | 1 | 0% | 0% | 0% | 1 | 4.752% | 0% | 0% | 1 |  | 0% | 0% | 1 | 12 | 0% | 0% | 2 | 73.65% | 0% | 0% | 2 | 0 | 2 | 0% | 0% | 0% | 1 | 12.94% | 0% | 0% | 1 | 23.55% | 0% | 0% | 1 | 26.2% | 0% | 0% | 1 | 31.72% | 0% | 0% | 1 | 0% | 0% | 0% | 1 | 6.301% | 0% | 0% | 1 |  | 0% | 0% | 1 | 13.2581 | 0% | 0% | 2 | 67.05% | 0% | 0% | 2 | 0 | 2 | 0% | 0% | 0% | 1 | 10.46% | 0% | 0% | 1 | 14.41% | 0% | 0% | 1 | 19.25% | 0% | 0% | 1 | 26.43% | 0% | 0% | 1 | 0% | 0% | 0% | 1 | 7.285% | 0% | 0% | 1 |  | 0% | 0% | 1 | 13.2391 | 0% | 0% | 2 | 57.75% | 0% | 0% | 2 | 0 | 2 | 0% | 0% | 0% | 1 | 12.17% | 0% | 0% | 1 | 13.77% | 0% | 0% | 1 | 22.25% | 0% | 0% | 1 | 31.11% | 0% | 0% | 1 | 0.8447% | 0% | 0% | 1 | 8.895% | 0% | 0% | 1
231 | Kern Power | SPGE | 0 | 0 | 10 | 0% | 0% | 1 | 76.4 | 0% | 0% | 4 | 69.33% | 0% | 0% | 2 | 0 | 2 | 0% | 0% | 0% | 1 | 64.31% | 0% | 0% | 2 | 21.32% | 0% | 0% | 1 | 25.74% | 0% | 0% | 1 | 64.31% | 0% | 0% | 2 | 0% | 0% | 0% | 1 | 2.784% | 0% | 0% | 1 |  | 0% | 0% | 1 | 16.1 | 0% | 0% | 2 | 48.94% | 0% | 0% | 1 | 0 | 2 | 0% | 0% | 0% | 1 | 33.47% | 0% | 0% | 1 | 17.38% | 0% | 0% | 1 | 36.16% | 0% | 0% | 1 | 50.06% | 0% | 0% | 2 | 0.5014% | 0% | 0% | 1 | 9.758% | 0% | 0% | 1 |  | 0% | 0% | 1 | 11.9382 | 0% | 0% | 1 | 46.55% | 0% | 0% | 1 | 0 | 2 | 3.69% | 0% | 3.69% | 1 | 31.52% | 0% | 0% | 1 | 17.48% | 0% | 0% | 1 | 31.63% | 0% | 0% | 1 | 49.11% | 0% | 0% | 1 | 3.48% | 0% | 0% | 1 | 6.776% | 0% | 0% | 1 |  | 0% | 0% | 1 | 9.3261 | 0% | 0% | 1 | 46.2% | 0% | 0% | 1 | 0 | 2 | 10.55% | 0% | 10.55% | 1 | 30.79% | 0% | 0% | 1 | 21.89% | 0% | 0% | 1 | 38.5% | 0% | 0% | 1 | 53.74% | 0% | 0% | 2 | 8.811% | 0% | 0% | 1 | 4.471% | 0% | 0% | 1
232 | Renfro | SPGE | 0 | 0 | 10 | 0% | 0% | 1 | 25.0983 | 0% | 0% | 3 | 66.2% | 0% | 0% | 2 | 0 | 2 | 0% | 0% | 0% | 1 | 43.26% | 0% | 0% | 1 | 20.66% | 0% | 0% | 1 | 56.73% | 0% | 0% | 2 | 62.62% | 0% | 0% | 2 | 0% | 0% | 0% | 1 | 14.47% | 0% | 0% | 1 |  | 0% | 0% | 1 | 15.8233 | 0% | 0% | 2 | 52.79% | 0% | 0% | 2 | 0 | 2 | 0% | 0% | 0% | 1 | 27.94% | 0% | 0% | 1 | 25.38% | 0% | 0% | 1 | 43.68% | 0% | 0% | 1 | 49.89% | 0% | 0% | 1 | 0.4337% | 0% | 0% | 1 | 12.98% | 0% | 0% | 1 |  | 0% | 0% | 1 | 11.4756 | 0% | 0% | 1 | 51.32% | 0% | 0% | 2 | 0 | 2 | 0.2267% | 0% | 0.2267% | 1 | 26.65% | 0% | 0% | 1 | 21.4% | 0% | 0% | 1 | 37.91% | 0% | 0% | 1 | 51.04% | 0% | 0% | 2 | 1.824% | 0% | 0% | 1 | 6.819% | 0% | 0% | 1 |  | 0% | 0% | 1 | 9.5333 | 0% | 0% | 1 | 47.23% | 0% | 0% | 1 | 0 | 2 | 5.638% | 0% | 5.638% | 1 | 27.12% | 0% | 0% | 1 | 21.54% | 0% | 0% | 1 | 39.68% | 0% | 0% | 1 | 54.11% | 0% | 0% | 2 | 4.282% | 0% | 0% | 1 | 4.504% | 0% | 0% | 1
233 | Highwind | GREATER TEHACHAPI | 0 | 0 | 0 | 0% | 0% | 1 | 17.7755 | 0% | 0% | 2 | 2.009% | 0% | 0% | 1 | 0 | 2 | 90.71% | 4.64% | 95.35% | 5 | 64.56% | 0% | 0% | 2 | 22.14% | 0% | 0% | 1 | 86.47% | 0% | 0% | 3 | 95.26% | 0% | 0% | 5 | 25.76% | 0% | 0% | 1 | 2.47% | 0% | 0% | 1 |  | 0% | 0% | 1 | 24 | 0% | 0% | 3 | 0.8817% | 0% | 0% | 1 | 0 | 2 | 53.32% | 15.53% | 68.85% | 3 | 39.2% | 0% | 0% | 1 | 18.16% | 0% | 0% | 1 | 48.33% | 0% | 0% | 1 | 69.04% | 0% | 0% | 2 | 30.61% | 0% | 0% | 1 | 1.499% | 0% | 0% | 1 |  | 0% | 0% | 1 | 28.0864 | 0% | 0% | 3 | 1.927% | 0% | 0% | 1 | 0 | 2 | 46.45% | 17.19% | 63.64% | 3 | 32% | 0% | 0% | 1 | 20.46% | 0% | 0% | 1 | 33.6% | 0% | 0% | 1 | 58.54% | 0% | 0% | 2 | 33.6% | 0% | 0% | 1 | 1.223% | 0% | 0% | 1 |  | 0% | 0% | 1 | 29.3333 | 0% | 0% | 3 | 1.369% | 0% | 0% | 1 | 0 | 2 | 42.61% | 13.75% | 56.36% | 3 | 40.28% | 0% | 0% | 1 | 18.73% | 0% | 0% | 1 | 26.49% | 0% | 0% | 1 | 60.06% | 0% | 0% | 2 | 37.95% | 0% | 0% | 1 | 1.201% | 0% | 0% | 1
234 | Sylmar | GREATER LA METRO | 0 | 0 | 10 | 0% | 0% | 1 | 12.5044 | 0% | 0% | 2 | 0.1554% | 0% | 0% | 1 | 0 | 2 | 0.1842% | 99.82% | 100% | 5 | 31.91% | 0% | 0% | 1 | 0% | 0% | 0% | 1 | 9.983% | 0% | 0% | 1 | 41.89% | 0% | 0% | 1 | 35.64% | 0% | 0% | 1 | 15.57% | 0% | 0% | 1 |  | 0% | 0% | 1 | 16.52 | 0% | 0% | 2 | 0.04605% | 0% | 0% | 1 | 0 | 2 | 0.04494% | 99.96% | 100% | 5 | 33.89% | 0% | 0% | 1 | 5.286% | 0% | 0% | 1 | 13.95% | 0% | 0% | 1 | 47.83% | 0% | 0% | 1 | 49.81% | 0% | 0% | 1 | 11.02% | 0% | 0% | 1 |  | 0% | 0% | 1 | 20.3333 | 0% | 0% | 3 | 1.34% | 0% | 0% | 1 | 0 | 2 | 2.972% | 97.03% | 100% | 5 | 39.97% | 0% | 0% | 1 | 3.227% | 0% | 0% | 1 | 13.89% | 0% | 0% | 1 | 51.02% | 0% | 0% | 2 | 44.5% | 0% | 0% | 1 | 11.09% | 0% | 0% | 1 |  | 0% | 0% | 1 | 17.6667 | 0% | 0% | 2 | 2.463% | 0% | 0% | 1 | 0 | 2 | 4.155% | 95.76% | 99.92% | 5 | 48.56% | 0% | 0% | 1 | 4.405% | 0% | 0% | 1 | 9.603% | 0% | 0% | 1 | 55.87% | 0% | 0% | 2 | 47.69% | 0% | 0% | 1 | 11.56% | 0% | 0% | 1
235 | Westley | SPGE | 0 | 0 | 10 | 0% | 0% | 1 | 10.9071 | 0% | 0% | 1 | 86.34% | 0% | 0% | 3 | 0 | 2 | 0% | 0% | 0% | 1 | 70.37% | 0% | 0% | 3 | 16.68% | 0% | 0% | 1 | 11.69% | 0% | 0% | 1 | 76.18% | 0% | 0% | 3 | 0.1779% | 0% | 0% | 1 | 4.186% | 0% | 0% | 1 |  | 0% | 0% | 1 | 12.5297 | 0% | 0% | 2 | 62.11% | 0% | 0% | 2 | 0 | 2 | 5.36% | 0% | 5.36% | 1 | 67.85% | 0% | 0% | 2 | 24.14% | 0% | 0% | 1 | 26.84% | 0% | 0% | 1 | 75.15% | 0% | 0% | 3 | 15.49% | 0% | 0% | 1 | 4.057% | 0% | 0% | 1 |  | 0% | 0% | 1 | 13.6077 | 0% | 0% | 2 | 55.41% | 0% | 0% | 2 | 0 | 2 | 10.06% | 0% | 10.06% | 1 | 57.63% | 0% | 0% | 2 | 16.93% | 0% | 0% | 1 | 20.96% | 0% | 0% | 1 | 61.83% | 0% | 0% | 2 | 22.71% | 0% | 0% | 1 | 3.449% | 0% | 0% | 1 |  | 0% | 0% | 1 | 14.8696 | 0% | 0% | 2 | 49.08% | 0% | 0% | 1 | 0 | 2 | 12.61% | 0% | 12.61% | 1 | 52.22% | 0% | 0% | 2 | 16.78% | 0% | 0% | 1 | 20.97% | 0% | 0% | 1 | 57.1% | 0% | 0% | 2 | 26.29% | 0% | 0% | 1 | 3.141% | 0% | 0% | 1
236 | GWF Hanford Sw Sta | SPGE | 0 | 0 | 10 | 0% | 0% | 1 | 11.7763 | 0% | 0% | 1 | 29.06% | 0% | 0% | 1 | 0 | 2 | 0% | 0% | 0% | 1 | 0% | 0% | 0% | 1 | 0% | 0% | 0% | 1 | 3.417% | 0% | 0% | 1 | 3.417% | 0% | 0% | 1 | 0% | 0% | 0% | 1 | 1.186% | 0% | 0% | 1 |  | 0% | 0% | 1 | 11.2113 | 0% | 0% | 1 | 36.04% | 0% | 0% | 1 | 0 | 2 | 0% | 0% | 0% | 1 | 0.5485% | 0% | 0% | 1 | 1.609% | 0% | 0% | 1 | 10.3% | 0% | 0% | 1 | 10.35% | 0% | 0% | 1 | 0% | 0% | 0% | 1 | 3.914% | 0% | 0% | 1 |  | 0% | 0% | 1 | 11.3967 | 0% | 0% | 1 | 40.3% | 0% | 0% | 1 | 0 | 2 | 0% | 0% | 0% | 1 | 6.78% | 0% | 0% | 1 | 3.453% | 0% | 0% | 1 | 9.103% | 0% | 0% | 1 | 15.22% | 0% | 0% | 1 | 0% | 0% | 0% | 1 | 3.199% | 0% | 0% | 1 |  | 0% | 0% | 1 | 10.75 | 0% | 0% | 1 | 42.13% | 0% | 0% | 1 | 0 | 2 | 0% | 0% | 0% | 1 | 8.956% | 0% | 0% | 1 | 4.86% | 0% | 0% | 1 | 8.82% | 0% | 0% | 1 | 16.78% | 0% | 0% | 1 | 0% | 0% | 0% | 1 | 3.049% | 0% | 0% | 1
237 | Tevis | SPGE | 0 | 0 | 10 | 0% | 0% | 1 | 24 | 0% | 0% | 3 | 43.7% | 0% | 0% | 1 | 0 | 2 | 0% | 0% | 0% | 1 | 42.91% | 0% | 0% | 1 | 38.25% | 0% | 0% | 1 | 71.03% | 0% | 0% | 3 | 71.03% | 0% | 0% | 3 | 1.705% | 0% | 0% | 1 | 21.12% | 0% | 0% | 1 |  | 0% | 0% | 1 | 16.2925 | 0% | 0% | 2 | 48.93% | 0% | 0% | 1 | 0 | 2 | 0% | 0% | 0% | 1 | 27.12% | 0% | 0% | 1 | 33.42% | 0% | 0% | 1 | 56.35% | 0% | 0% | 2 | 58.53% | 0% | 0% | 2 | 0.4541% | 0% | 0% | 1 | 12.21% | 0% | 0% | 1 |  | 0% | 0% | 1 | 10.5926 | 0% | 0% | 1 | 46.66% | 0% | 0% | 1 | 0 | 2 | 0% | 0% | 0% | 1 | 19.8% | 0% | 0% | 1 | 30.44% | 0% | 0% | 1 | 45.85% | 0% | 0% | 1 | 52.24% | 0% | 0% | 2 | 0.4039% | 0% | 0% | 1 | 6.954% | 0% | 0% | 1 |  | 0% | 0% | 1 | 9.4583 | 0% | 0% | 1 | 51.71% | 0% | 0% | 2 | 0 | 2 | 3.509% | 0% | 3.509% | 1 | 22.24% | 0% | 0% | 1 | 21.39% | 0% | 0% | 1 | 39.19% | 0% | 0% | 1 | 49.99% | 0% | 0% | 1 | 3.033% | 0% | 0% | 1 | 4.433% | 0% | 0% | 1
238 | Otay Mesa | SAN DIEGO | 0 | 0 | 10 | 0% | 0% | 1 | 14.109 | 0% | 0% | 2 | 0% | 0% | 0% | 1 | 0 | 2 | 91.14% | 0.8114% | 91.95% | 5 | 6.04% | 0% | 0% | 1 | 90.23% | 0% | 0% | 4 | 96.68% | 0% | 0% | 5 | 96.77% | 0% | 0% | 5 | 17.37% | 0% | 0% | 1 | 11.38% | 0% | 0% | 1 |  | 0% | 0% | 1 | 13.6 | 0% | 0% | 2 | 0.08153% | 0% | 0% | 1 | 0 | 2 | 44.47% | 51.68% | 96.15% | 5 | 4.368% | 0% | 0% | 1 | 92.49% | 0% | 0% | 4 | 95.62% | 0% | 0% | 5 | 96.94% | 0% | 0% | 5 | 52.06% | 0% | 0% | 2 | 5.462% | 0% | 0% | 1 |  | 0% | 0% | 1 | 14.6872 | 0% | 0% | 2 | 0.1423% | 0% | 0% | 1 | 0 | 2 | 17.71% | 79.05% | 96.76% | 5 | 22.86% | 0% | 0% | 1 | 64.12% | 0% | 0% | 2 | 91.09% | 0% | 0% | 4 | 92.17% | 0% | 0% | 4 | 46.7% | 0% | 0% | 1 | 4.552% | 0% | 0% | 1 |  | 0% | 0% | 1 | 19.5619 | 0% | 0% | 2 | 0.1001% | 0% | 0% | 1 | 0 | 2 | 9.331% | 83.22% | 92.55% | 5 | 13.91% | 0% | 0% | 1 | 42.96% | 0% | 0% | 1 | 79.74% | 0% | 0% | 3 | 80.74% | 0% | 0% | 3 | 48.12% | 0% | 0% | 1 | 3.55% | 0% | 0% | 1
239 | Redondo | GREATER LA METRO | 0 | 0 | 10 | 0% | 0% | 1 | 12.5008 | 0% | 0% | 2 | 0% | 0% | 0% | 1 | 0 | 2 | 24.42% | 0% | 24.42% | 2 | 5.933% | 0% | 0% | 1 | 0% | 0% | 0% | 1 | 48.52% | 0% | 0% | 1 | 54.45% | 0% | 0% | 2 | 0% | 0% | 0% | 1 | 0% | 0% | 0% | 1 |  | 0% | 0% | 1 | 8.5241 | 0% | 0% | 1 | 0% | 0% | 0% | 1 | 0 | 2 | 16.69% | 0% | 16.69% | 1 | 1.315% | 0% | 0% | 1 | 12.41% | 0% | 0% | 1 | 74.52% | 0% | 0% | 3 | 75.84% | 0% | 0% | 3 | 0% | 0% | 0% | 1 | 0.07856% | 0% | 0% | 1 |  | 0% | 0% | 1 | 8.5241 | 0% | 0% | 1 | 0% | 0% | 0% | 1 | 0 | 2 | 2.673% | 0% | 2.673% | 1 | 0.2106% | 0% | 0% | 1 | 2.446% | 0% | 0% | 1 | 54.35% | 0% | 0% | 2 | 54.56% | 0% | 0% | 2 | 0% | 0% | 0% | 1 | 0.1382% | 0% | 0% | 1 |  | 0% | 0% | 1 | 22 | 0% | 0% | 3 | 0% | 0% | 0% | 1 | 0 | 2 | 16.38% | 6.654% | 23.04% | 2 | 4.72% | 0% | 0% | 1 | 6.282% | 0% | 0% | 1 | 46.96% | 0% | 0% | 1 | 51.68% | 0% | 0% | 2 | 7.625% | 0% | 0% | 1 | 4.163% | 0% | 0% | 1
240 | Arkansas | GREATER IMPERIAL | 0 | 0 | 0 | 0% | 0% | 1 | 7.3602 | 0% | 0% | 1 | 41.23% | 0% | 0% | 1 | 0 | 2 | 0% | 0% | 0% | 1 | 3.994% | 0% | 0% | 1 | 13.23% | 0% | 0% | 1 | 31.34% | 0% | 0% | 1 | 31.34% | 0% | 0% | 1 | 0% | 0% | 0% | 1 | 3.15% | 0% | 0% | 1 |  | 0% | 0% | 1 | 7.9508 | 0% | 0% | 1 | 48.29% | 0% | 0% | 1 | 0 | 2 | 0% | 0% | 0% | 1 | 6.292% | 0% | 0% | 1 | 27.81% | 0% | 0% | 1 | 41.15% | 0% | 0% | 1 | 42.32% | 0% | 0% | 1 | 0.7392% | 0% | 0% | 1 | 6.609% | 0% | 0% | 1 |  | 0% | 0% | 1 | 8.0277 | 0% | 0% | 1 | 51.52% | 0% | 0% | 2 | 0 | 2 | 0% | 0% | 0% | 1 | 5.56% | 0% | 0% | 1 | 28.65% | 0% | 0% | 1 | 35.07% | 0% | 0% | 1 | 39.41% | 0% | 0% | 1 | 2.802% | 0% | 0% | 1 | 6.19% | 0% | 0% | 1 |  | 0% | 0% | 1 | 8 | 0% | 0% | 1 | 49.48% | 0% | 0% | 1 | 0 | 2 | 0% | 0% | 0% | 1 | 6.173% | 0% | 0% | 1 | 22.41% | 0% | 0% | 1 | 26.96% | 0% | 0% | 1 | 32.34% | 0% | 0% | 1 | 5.732% | 0% | 0% | 1 | 6.091% | 0% | 0% | 1
241 | California Water | SPGE | 0 | 0 | 0 | 0% | 0% | 1 | 12.5433 | 0% | 0% | 2 | 5.427% | 0% | 0% | 1 | 0 | 2 | 19.25% | 0% | 19.25% | 1 | 89.04% | 0% | 0% | 3 | 41.53% | 0% | 0% | 1 | 53.33% | 0% | 0% | 2 | 89.19% | 0% | 0% | 3 | 19.11% | 0% | 0% | 1 | 2.301% | 0% | 0% | 1 |  | 0% | 0% | 1 | 8.1457 | 0% | 0% | 1 | 16.15% | 0% | 0% | 1 | 0 | 2 | 38.37% | 0% | 38.37% | 2 | 70.27% | 0% | 0% | 3 | 20.8% | 0% | 0% | 1 | 29.97% | 0% | 0% | 1 | 70.68% | 0% | 0% | 3 | 33.82% | 0% | 0% | 1 | 1.882% | 0% | 0% | 1 |  | 0% | 0% | 1 | 8.6771 | 0% | 0% | 1 | 23.29% | 0% | 0% | 1 | 0 | 2 | 40.36% | 0% | 40.36% | 2 | 58.24% | 0% | 0% | 2 | 18.61% | 0% | 0% | 1 | 30.77% | 0% | 0% | 1 | 62.28% | 0% | 0% | 2 | 35.19% | 0% | 0% | 1 | 1.623% | 0% | 0% | 1 |  | 0% | 0% | 1 | 8.6524 | 0% | 0% | 1 | 32.67% | 0% | 0% | 1 | 0 | 2 | 34.96% | 1.076% | 36.04% | 2 | 52.54% | 0% | 0% | 2 | 19.04% | 0% | 0% | 1 | 31.33% | 0% | 0% | 1 | 60.5% | 0% | 0% | 2 | 31.91% | 0% | 0% | 1 | 2.831% | 0% | 0% | 1
242 | Grimway | SPGE | 0 | 0 | 10 | 0% | 0% | 1 | 10.3863 | 0% | 0% | 1 | 88.9% | 0% | 0% | 3 | 0 | 2 | 0% | 0% | 0% | 1 | 0.3817% | 0% | 0% | 1 | 0% | 0% | 0% | 1 | 15.64% | 0% | 0% | 1 | 16.02% | 0% | 0% | 1 | 0% | 0% | 0% | 1 | 0.09639% | 0% | 0% | 1 |  | 0% | 0% | 1 | 9.6 | 0% | 0% | 1 | 62.76% | 0% | 0% | 2 | 0 | 2 | 5.436% | 0.0403% | 5.476% | 2 | 19.14% | 0% | 0% | 1 | 13.47% | 0% | 0% | 1 | 22.14% | 0% | 0% | 1 | 32.64% | 0% | 0% | 1 | 8.054% | 0% | 0% | 1 | 1.44% | 0% | 0% | 1 |  | 0% | 0% | 1 | 10.2 | 0% | 0% | 1 | 51.95% | 0% | 0% | 2 | 0 | 2 | 17.99% | 4.841% | 22.83% | 2 | 34.29% | 0% | 0% | 1 | 21.21% | 0% | 0% | 1 | 30.07% | 0% | 0% | 1 | 47.27% | 0% | 0% | 1 | 17.97% | 0% | 0% | 1 | 1.804% | 0% | 0% | 1 |  | 0% | 0% | 1 | 9.9889 | 0% | 0% | 1 | 42.26% | 0% | 0% | 1 | 0 | 2 | 19.07% | 8.076% | 27.15% | 2 | 42.01% | 0% | 0% | 1 | 21.35% | 0% | 0% | 1 | 33% | 0% | 0% | 1 | 56.25% | 0% | 0% | 2 | 20.69% | 0% | 0% | 1 | 2.341% | 0% | 0% | 1
243 | Viejo | GREATER LA METRO | 0 | 0 | 10 | 0% | 0% | 1 | 37.0714 | 0% | 0% | 4 | 0.4215% | 0% | 0% | 1 | 0 | 2 | 9.88% | 86.05% | 95.93% | 5 | 20.23% | 0% | 0% | 1 | 63.36% | 0% | 0% | 2 | 76.88% | 0% | 0% | 3 | 95.05% | 0% | 0% | 5 | 39.48% | 0% | 0% | 1 | 9.541% | 0% | 0% | 1 |  | 0% | 0% | 1 | 35.1885 | 0% | 0% | 4 | 0.1896% | 0% | 0% | 1 | 0 | 2 | 28.24% | 70.08% | 98.32% | 5 | 50.64% | 0% | 0% | 2 | 42.17% | 0% | 0% | 1 | 58.17% | 0% | 0% | 2 | 89.01% | 0% | 0% | 3 | 59.88% | 0% | 0% | 2 | 11.91% | 0% | 0% | 1 |  | 0% | 0% | 1 | 23.6591 | 0% | 0% | 3 | 0.1272% | 0% | 0% | 1 | 0 | 2 | 43.52% | 51.19% | 94.71% | 5 | 47.08% | 0% | 0% | 1 | 41.74% | 0% | 0% | 1 | 55.18% | 0% | 0% | 2 | 85.46% | 0% | 0% | 3 | 57.76% | 0% | 0% | 2 | 9.024% | 0% | 0% | 1 |  | 0% | 0% | 1 | 32.5928 | 0% | 0% | 4 | 0.9438% | 0% | 0% | 1 | 0 | 2 | 37.17% | 49.6% | 86.77% | 5 | 33.73% | 0% | 0% | 1 | 42.81% | 0% | 0% | 1 | 58.92% | 0% | 0% | 2 | 83.33% | 0% | 0% | 3 | 40.37% | 0% | 0% | 1 | 10.71% | 0% | 0% | 1
244 | Kelso | NORTHERN CALIFORNIA | 0 | 0 | 10 | 0% | 0% | 1 | 17 | 0% | 0% | 2 | 23.47% | 0% | 0% | 1 | 0 | 2 | 2.267% | 0% | 2.267% | 1 | 67.46% | 0% | 0% | 2 | 56.24% | 0% | 0% | 2 | 61.21% | 0% | 0% | 2 | 85.8% | 0% | 0% | 3 | 1.619% | 0% | 0% | 1 | 9.653% | 0% | 0% | 1 |  | 0% | 0% | 1 | 11.3605 | 0% | 0% | 1 | 36.92% | 0% | 0% | 1 | 0 | 2 | 8.796% | 0.869% | 9.665% | 2 | 53.95% | 0% | 0% | 2 | 45.16% | 0% | 0% | 1 | 49.11% | 0% | 0% | 1 | 68.05% | 0% | 0% | 2 | 7.223% | 0% | 0% | 1 | 6.504% | 0% | 0% | 1 |  | 0% | 0% | 1 | 12.5 | 0% | 0% | 2 | 40.26% | 0% | 0% | 1 | 0 | 2 | 16.48% | 1.947% | 18.43% | 2 | 45.57% | 0% | 0% | 1 | 38.95% | 0% | 0% | 1 | 41.68% | 0% | 0% | 1 | 59.27% | 0% | 0% | 2 | 16.2% | 0% | 0% | 1 | 6.485% | 0% | 0% | 1 |  | 0% | 0% | 1 | 12 | 0% | 0% | 2 | 40.05% | 0% | 0% | 1 | 0 | 2 | 17% | 1.713% | 18.71% | 2 | 45.08% | 0% | 0% | 1 | 37.12% | 0% | 0% | 1 | 39.16% | 0% | 0% | 1 | 59.41% | 0% | 0% | 2 | 20.4% | 0% | 0% | 1 | 7.103% | 0% | 0% | 1
245 | BlytheSC 161 kV | RIVERSIDE | 160 | 1600 | 10 | 27.27% | 0% | 2 | 16.2618 | 677.9% | 4.531% | 3 | 50.5% | 11.57% | 0% | 2 | 0 | 2 | 0% | 0% | 0% | 1 | 40.15% | 7.264% | 0% | 1 | 47.13% | 8.223% | 0% | 1 | 29.2% | 6.14% | 0% | 1 | 68.08% | 13.62% | 0% | 2 | 0% | 4.347% | 0% | 1 | 1.576% | 13.62% | 0% | 1 |  | 5.362% | 0% | 1 | 12.697 | 12.44% | 0% | 2 | 36.91% | 0.1397% | 0% | 1 | 0 | 2 | 0% | 0% | 0% | 1 | 28.2% | 2.01% | 0% | 1 | 34.04% | 2.188% | 0% | 1 | 18.17% | 1.763% | 0% | 1 | 46.41% | 2.693% | 0% | 1 | 11.97% | 1.639% | 0% | 1 | 1.656% | 2.693% | 0% | 1 |  | 3.892% | 0% | 1 | 10.2007 | 3.177% | 0% | 1 | 27.76% | 0.1397% | 0% | 1 | 0 | 2 | 0% | 0% | 0% | 1 | 35.74% | 1.357% | 0% | 1 | 37.97% | 1.406% | 0% | 1 | 25.81% | 1.176% | 0% | 1 | 52.01% | 1.818% | 0% | 2 | 27.53% | 1.204% | 0% | 1 | 1.744% | 1.818% | 0% | 1 |  | 3.119% | 0% | 1 | 8.0177 | 1.715% | 0% | 1 | 21.49% | 0.1397% | 0% | 1 | 0 | 2 | 0% | 0% | 0% | 1 | 36.11% | 1.02% | 0% | 1 | 39.94% | 1.085% | 0% | 1 | 29.38% | 0.9226% | 0% | 1 | 52.86% | 1.382% | 0% | 2 | 36.61% | 1.028% | 0% | 1 | 2.222% | 1.382% | 0% | 1
246 | Windhub | GREATER TEHACHAPI | 1982.5 | 19825 | 15 | 144.5% | 33.84% | 5 | 30.6667 | 26570% | 154.9% | 5 | 0% | 0% | 0% | 1 | 0 | 2 | 7.911% | 0% | 7.911% | 1 | 33.93% | 94.45% | 0% | 4 | 24.29% | 82.42% | 0% | 4 | 33.46% | 93.79% | 0% | 4 | 55.84% | 141.3% | 32.67% | 5 | 4.942% | 65.65% | 0% | 3 | 0.2933% | 141.3% | 32.67% | 5 |  | 53.53% | 0% | 3 | 32.125 | 640.8% | 39.21% | 5 | 1.638% | 0% | 0% | 1 | 0 | 2 | 33.2% | 0.02759% | 33.23% | 2 | 31.52% | 27.66% | 0% | 2 | 29.49% | 26.86% | 0% | 2 | 37.21% | 30.16% | 0% | 2 | 61.28% | 48.91% | 0% | 2 | 13.53% | 21.9% | 0% | 2 | 0.6376% | 48.91% | 0% | 2 |  | 25.12% | 0% | 2 | 33.5 | 95% | 0% | 5 | 1.269% | 0% | 0% | 1 | 0 | 2 | 32.33% | 4.176% | 36.5% | 2 | 32.17% | 13.18% | 0% | 1 | 24.87% | 11.9% | 0% | 1 | 26.59% | 12.18% | 0% | 1 | 57.32% | 20.95% | 0% | 2 | 24.13% | 11.79% | 0% | 1 | 1.107% | 20.95% | 0% | 2 |  | 14.72% | 0% | 1 | 38 | 29.86% | 0% | 4 | 1.47% | 0% | 0% | 1 | 0 | 2 | 31.05% | 6.956% | 38% | 2 | 33.7% | 7.512% | 0% | 1 | 21.9% | 6.377% | 0% | 1 | 24.93% | 6.634% | 0% | 1 | 56.57% | 11.47% | 0% | 2 | 29.73% | 7.087% | 0% | 1 | 1.281% | 11.47% | 0% | 1
247 | Camanche | NORTHERN CALIFORNIA | 0 | 0 | 10 | 0% | 0% | 1 | 17.6515 | 0% | 0% | 2 | 6.04% | 0% | 0% | 1 | 0 | 2 | 9.664% | 0% | 9.664% | 1 | 82.35% | 0% | 0% | 3 | 61.65% | 0% | 0% | 2 | 85.34% | 0% | 0% | 3 | 86.05% | 0% | 0% | 3 | 39.9% | 0% | 0% | 1 | 25.96% | 0% | 0% | 1 |  | 0% | 0% | 1 | 18.1286 | 0% | 0% | 2 | 14.11% | 0% | 0% | 1 | 0 | 2 | 18.89% | 0% | 18.89% | 1 | 61.34% | 0% | 0% | 2 | 40.13% | 0% | 0% | 1 | 68.46% | 0% | 0% | 2 | 78.82% | 0% | 0% | 3 | 26.77% | 0% | 0% | 1 | 19.71% | 0% | 0% | 1 |  | 0% | 0% | 1 | 17.2627 | 0% | 0% | 2 | 20.29% | 0% | 0% | 1 | 0 | 2 | 20.38% | 0% | 20.38% | 2 | 55.1% | 0% | 0% | 2 | 29.87% | 0% | 0% | 1 | 54.36% | 0% | 0% | 2 | 72.42% | 0% | 0% | 3 | 28.93% | 0% | 0% | 1 | 18.4% | 0% | 0% | 1 |  | 0% | 0% | 1 | 16 | 0% | 0% | 2 | 21.77% | 0% | 0% | 1 | 0 | 2 | 23.32% | 0% | 23.32% | 2 | 53.24% | 0% | 0% | 2 | 22.95% | 0% | 0% | 1 | 42.73% | 0% | 0% | 1 | 68.49% | 0% | 0% | 2 | 33.18% | 0% | 0% | 1 | 15.55% | 0% | 0% | 1
248 | Whirlwind | GREATER TEHACHAPI | 406 | 4060 | 10 | 15.38% | 0% | 1 | 35.032 | 1267% | 30% | 5 | 1.199% | 0% | 0% | 1 | 0 | 2 | 36.98% | 0% | 36.98% | 2 | 16.94% | 12.08% | 0% | 1 | 12.88% | 11.52% | 0% | 1 | 12.88% | 11.52% | 0% | 1 | 30.54% | 14.45% | 0% | 1 | 4.575% | 10.52% | 0% | 1 | 0.5872% | 14.45% | 0% | 1 |  | 6.932% | 0% | 1 | 38.75 | 31.07% | 0% | 4 | 1.929% | 0% | 0% | 1 | 0 | 2 | 41.74% | 0.0003919% | 41.74% | 2 | 23.23% | 3.518% | 0% | 1 | 39.12% | 4.436% | 0% | 1 | 22.27% | 3.475% | 0% | 1 | 55.62% | 6.085% | 0% | 2 | 14.78% | 3.169% | 0% | 1 | 0.4698% | 6.085% | 0% | 1 |  | 3.913% | 0% | 1 | 38.4405 | 15.1% | 0% | 4 | 1.872% | 0% | 0% | 1 | 0 | 2 | 40.17% | 5.712% | 45.88% | 2 | 23.43% | 1.907% | 0% | 1 | 36.81% | 2.311% | 0% | 1 | 27.33% | 2.009% | 0% | 1 | 56.33% | 3.343% | 0% | 2 | 18.55% | 1.793% | 0% | 1 | 1.632% | 3.343% | 0% | 1 |  | 2.992% | 0% | 1 | 38.125 | 8.382% | 0% | 4 | 1.825% | 0% | 0% | 1 | 0 | 2 | 37.91% | 13.18% | 51.08% | 3 | 25.01% | 1.367% | 0% | 1 | 35.02% | 1.577% | 0% | 1 | 32.78% | 1.525% | 0% | 1 | 57.98% | 2.439% | 0% | 2 | 20.96% | 1.297% | 0% | 1 | 2.492% | 2.439% | 0% | 1
249 | El Casco | RIVERSIDE | 0 | 0 | 10 | 0% | 0% | 1 | 19.7664 | 0% | 0% | 2 | 0.1134% | 0% | 0% | 1 | 0 | 2 | 13.85% | 84.49% | 98.35% | 5 | 64.31% | 0% | 0% | 2 | 45.49% | 0% | 0% | 1 | 41.76% | 0% | 0% | 1 | 81.46% | 0% | 0% | 3 | 43.3% | 0% | 0% | 1 | 5.197% | 0% | 0% | 1 |  | 0% | 0% | 1 | 19.7506 | 0% | 0% | 2 | 4.266% | 0% | 0% | 1 | 0 | 2 | 15.25% | 75.47% | 90.73% | 5 | 40.35% | 0% | 0% | 1 | 40.08% | 0% | 0% | 1 | 59.92% | 0% | 0% | 2 | 80.93% | 0% | 0% | 3 | 39.57% | 0% | 0% | 1 | 5.974% | 0% | 0% | 1 |  | 0% | 0% | 1 | 21.5393 | 0% | 0% | 3 | 2.769% | 0% | 0% | 1 | 0 | 2 | 21.69% | 69.25% | 90.93% | 5 | 34.31% | 0% | 0% | 1 | 34.9% | 0% | 0% | 1 | 56.2% | 0% | 0% | 2 | 74.13% | 0% | 0% | 3 | 41.35% | 0% | 0% | 1 | 5.541% | 0% | 0% | 1 |  | 0% | 0% | 1 | 24 | 0% | 0% | 3 | 2.21% | 0% | 0% | 1 | 0 | 2 | 24.07% | 68.08% | 92.14% | 5 | 28.61% | 0% | 0% | 1 | 35.91% | 0% | 0% | 1 | 58.38% | 0% | 0% | 2 | 72.67% | 0% | 0% | 3 | 42.38% | 0% | 0% | 1 | 4.956% | 0% | 0% | 1
250 | Suncrest | SAN DIEGO | 0 | 0 | 10 | 0% | 0% | 1 | 13.8354 | 0% | 0% | 2 | 0.015% | 0% | 0% | 1 | 0 | 2 | 0.9295% | 99.07% | 100% | 5 | 18.8% | 0% | 0% | 1 | 26.47% | 0% | 0% | 1 | 48.34% | 0% | 0% | 1 | 56.59% | 0% | 0% | 2 | 59.8% | 0% | 0% | 2 | 3.486% | 0% | 0% | 1 |  | 0% | 0% | 1 | 13.45 | 0% | 0% | 2 | 0.002576% | 0% | 0% | 1 | 0 | 2 | 0.186% | 99.81% | 100% | 5 | 18.78% | 0% | 0% | 1 | 29.89% | 0% | 0% | 1 | 59.1% | 0% | 0% | 2 | 65.04% | 0% | 0% | 2 | 67.2% | 0% | 0% | 2 | 3.77% | 0% | 0% | 1 |  | 0% | 0% | 1 | 11.8645 | 0% | 0% | 1 | 0.08336% | 0% | 0% | 1 | 0 | 2 | 0.6132% | 99.39% | 100% | 5 | 20.61% | 0% | 0% | 1 | 36.11% | 0% | 0% | 1 | 60.37% | 0% | 0% | 2 | 72.99% | 0% | 0% | 3 | 64.95% | 0% | 0% | 2 | 4.29% | 0% | 0% | 1 |  | 0% | 0% | 1 | 13.2168 | 0% | 0% | 2 | 0.2598% | 0% | 0% | 1 | 0 | 2 | 2.567% | 96.77% | 99.34% | 5 | 24.8% | 0% | 0% | 1 | 33.08% | 0% | 0% | 1 | 53.62% | 0% | 0% | 2 | 68.15% | 0% | 0% | 2 | 60.26% | 0% | 0% | 2 | 4.298% | 0% | 0% | 1
251 | Colorado River | RIVERSIDE | 1100 | 11000 | 15 | 30128% | 35.82% | 5 | 4.3318 | 64.61% | 0% | 2 | 0.03991% | 18665% | 89448% | 5 | 0 | 2 | 0% | 0% | 0% | 1 | 78.8% | 169.3% | 18.65% | 5 | 87.98% | 298.6% | 27.14% | 5 | 85.6% | 249.3% | 25.11% | 5 | 97.12% | 1248% | 34% | 5 | 74.33% | 139.8% | 13.75% | 5 | 0.1409% | 1248% | 34% | 5 |  | 71.54% | 0% | 3 | 7.3686 | 34.64% | 0% | 2 | 14.64% | 55.53% | 0% | 3 | 0 | 2 | 0% | 0% | 0% | 1 | 41.39% | 20.48% | 0% | 2 | 47.37% | 22.81% | 0% | 2 | 40.97% | 20.33% | 0% | 2 | 60.08% | 30.07% | 0% | 2 | 47.39% | 22.81% | 0% | 2 | 0.693% | 30.07% | 0% | 2 |  | 29.34% | 0% | 2 | 8.5135 | 19.26% | 0% | 1 | 22.72% | 55.53% | 0% | 3 | 0 | 2 | 0% | 0% | 0% | 1 | 38.19% | 9.374% | 0% | 1 | 41.53% | 9.91% | 0% | 1 | 31.75% | 8.49% | 0% | 1 | 58.2% | 13.86% | 0% | 2 | 34.88% | 8.898% | 0% | 1 | 0.9915% | 13.86% | 0% | 1 |  | 21.33% | 0% | 2 | 7.4777 | 11.71% | 0% | 1 | 20.87% | 55.53% | 0% | 3 | 0 | 2 | 0% | 0% | 0% | 1 | 40.33% | 7.319% | 0% | 1 | 40.8% | 7.377% | 0% | 1 | 31.43% | 6.369% | 0% | 1 | 56.15% | 9.959% | 0% | 2 | 35.36% | 6.757% | 0% | 1 | 1.433% | 9.959% | 0% | 1
252 | Redbluff | RIVERSIDE | 888.5 | 8885 | 15 | 124.8% | 19.37% | 5 | 5.1689 | 130.6% | 22.49% | 5 | 0% | 340.9% | 0% | 4 | 0 | 2 | 0% | 0% | 0% | 1 | 21.66% | 69.84% | 0% | 3 | 0.5982% | 55.04% | 0% | 3 | 0% | 54.71% | 0% | 3 | 22.25% | 70.37% | 0% | 3 | 2.029% | 55.85% | 0% | 3 | 4.602% | 70.37% | 0% | 3 |  | 54.31% | 0% | 3 | 4.8763 | 49.44% | 0% | 2 | 0% | 0% | 0% | 1 | 0 | 2 | 0% | 0% | 0% | 1 | 30.98% | 35.42% | 0% | 2 | 0.2908% | 24.52% | 0% | 2 | 0% | 24.45% | 0% | 2 | 31.27% | 35.57% | 0% | 2 | 14.52% | 28.6% | 0% | 2 | 2.446% | 35.57% | 0% | 2 |  | 54.31% | 0% | 3 | 4.2104 | 37.92% | 0% | 2 | 0% | 0% | 0% | 1 | 0 | 2 | 0% | 0% | 0% | 1 | 45.03% | 34.49% | 0% | 2 | 13.2% | 21.84% | 0% | 2 | 12.23% | 21.6% | 0% | 2 | 45.34% | 34.68% | 0% | 2 | 17.27% | 22.91% | 0% | 2 | 1.897% | 34.68% | 0% | 2 |  | 51.26% | 0% | 3 | 3.7838 | 26.25% | 0% | 2 | 0% | 0% | 0% | 1 | 0 | 2 | 0% | 0% | 0% | 1 | 39% | 22.65% | 0% | 2 | 26.95% | 18.91% | 0% | 1 | 16.43% | 16.53% | 0% | 1 | 51.08% | 28.25% | 0% | 2 | 30.67% | 19.93% | 0% | 1 | 1.45% | 28.25% | 0% | 2
253 | Ocotillo | GREATER IMPERIAL | 0 | 0 | 10 | 0% | 0% | 1 | 7.3655 | 0% | 0% | 1 | 0% | 0% | 0% | 1 | 0 | 2 | 0% | 0% | 0% | 1 | 31.34% | 0% | 0% | 1 | 27.25% | 0% | 0% | 1 | 16.48% | 0% | 0% | 1 | 58.64% | 0% | 0% | 2 | 26.62% | 0% | 0% | 1 | 0% | 0% | 0% | 1 |  | 0% | 0% | 1 | 5.1646 | 0% | 0% | 1 | 0% | 0% | 0% | 1 | 0 | 2 | 1.518% | 0% | 1.518% | 1 | 34.88% | 0% | 0% | 1 | 18.87% | 0% | 0% | 1 | 14.45% | 0% | 0% | 1 | 56.3% | 0% | 0% | 2 | 37.67% | 0% | 0% | 1 | 0.02593% | 0% | 0% | 1 |  | 0% | 0% | 1 | 6.673 | 0% | 0% | 1 | 0.122% | 0% | 0% | 1 | 0 | 2 | 24.15% | 0.1135% | 24.27% | 2 | 17.38% | 0% | 0% | 1 | 17.9% | 0% | 0% | 1 | 19.04% | 0% | 0% | 1 | 41.35% | 0% | 0% | 1 | 54.3% | 0% | 0% | 2 | 0.7812% | 0% | 0% | 1 |  | 0% | 0% | 1 | 8.1789 | 0% | 0% | 1 | 8.657% | 0% | 0% | 1 | 0 | 2 | 31.92% | 8.178% | 40.09% | 2 | 11.44% | 0% | 0% | 1 | 15.39% | 0% | 0% | 1 | 26.13% | 0% | 0% | 1 | 39.44% | 0% | 0% | 1 | 44.7% | 0% | 0% | 1 | 3.772% | 0% | 0% | 1
254 | Ivanpah | SNV ELDORADO DESERT | 0 | 0 | 0 | 0% | 0% | 1 | 3.0259 | 0% | 0% | 1 | 0% | 0% | 0% | 1 | 0 | 2 | 0% | 0% | 0% | 1 | 97.99% | 0% | 0% | 5 | 94.2% | 0% | 0% | 4 | 0.4326% | 0% | 0% | 1 | 98.2% | 0% | 0% | 5 | 22.31% | 0% | 0% | 1 | 0% | 0% | 0% | 1 |  | 0% | 0% | 1 | 2.597 | 0% | 0% | 1 | 0% | 0% | 0% | 1 | 0 | 2 | 0% | 0% | 0% | 1 | 56.54% | 0% | 0% | 2 | 81.39% | 0% | 0% | 3 | 26.7% | 0% | 0% | 1 | 83.14% | 0% | 0% | 3 | 64.24% | 0% | 0% | 2 | 5.396e-05% | 0% | 0% | 1 |  | 0% | 0% | 1 | 2.6105 | 0% | 0% | 1 | 0% | 0% | 0% | 1 | 0 | 2 | 0% | 0% | 0% | 1 | 22.86% | 0% | 0% | 1 | 32.08% | 0% | 0% | 1 | 8.711% | 0% | 0% | 1 | 32.65% | 0% | 0% | 1 | 87.67% | 0% | 0% | 3 | 1.76e-05% | 0% | 0% | 1 |  | 0% | 0% | 1 | 2.873 | 0% | 0% | 1 | 0% | 0% | 0% | 1 | 0 | 2 | 0% | 0% | 0% | 1 | 13.39% | 0% | 0% | 1 | 23.81% | 0% | 0% | 1 | 6.815% | 0% | 0% | 1 | 24.14% | 0% | 0% | 1 | 85.21% | 0% | 0% | 3 | 0.3867% | 0% | 0% | 1
255 | Alamitos | GREATER LA METRO | 0 | 0 | 10 | 0% | 0% | 1 | 27 | 0% | 0% | 3 | 0% | 0% | 0% | 1 | 0 | 2 | 0% | 0% | 0% | 1 | 0% | 0% | 0% | 1 | 58.6% | 0% | 0% | 2 | 93.61% | 0% | 0% | 4 | 93.61% | 0% | 0% | 4 | 0% | 0% | 0% | 1 | 1.758% | 0% | 0% | 1 |  | 0% | 0% | 1 | 60.5 | 0% | 0% | 4 | 0% | 0% | 0% | 1 | 0 | 2 | 0% | 0% | 0% | 1 | 0% | 0% | 0% | 1 | 9.238% | 0% | 0% | 1 | 70.97% | 0% | 0% | 3 | 70.97% | 0% | 0% | 3 | 0% | 0% | 0% | 1 | 0.4458% | 0% | 0% | 1 |  | 0% | 0% | 1 | 47 | 0% | 0% | 4 | 0% | 0% | 0% | 1 | 0 | 2 | 0.04524% | 0% | 0.04524% | 1 | 0% | 0% | 0% | 1 | 14.45% | 0% | 0% | 1 | 77.52% | 0% | 0% | 3 | 77.52% | 0% | 0% | 3 | 0% | 0% | 0% | 1 | 3.549% | 0% | 0% | 1 |  | 0% | 0% | 1 | 47 | 0% | 0% | 4 | 0% | 0% | 0% | 1 | 0 | 2 | 1.144% | 9.269% | 10.41% | 2 | 1.281% | 0% | 0% | 1 | 12.51% | 0% | 0% | 1 | 69.84% | 0% | 0% | 2 | 71.12% | 0% | 0% | 3 | 0% | 0% | 0% | 1 | 4.793% | 0% | 0% | 1
256 | Shilo III | NORTHERN CALIFORNIA | 0 | 0 | 0 | 0% | 0% | 1 | 6.1099 | 0% | 0% | 1 | 0% | 0% | 0% | 1 | 0 | 2 | 0% | 0% | 0% | 1 | 6.745% | 0% | 0% | 1 | 37.7% | 0% | 0% | 1 | 40.06% | 0% | 0% | 1 | 51.7% | 0% | 0% | 2 | 0.06799% | 0% | 0% | 1 | 18.76% | 0% | 0% | 1 |  | 0% | 0% | 1 | 6.4064 | 0% | 0% | 1 | 7.341% | 0% | 0% | 1 | 0 | 2 | 0% | 0% | 0% | 1 | 16.46% | 0% | 0% | 1 | 37.57% | 0% | 0% | 1 | 36.98% | 0% | 0% | 1 | 52.52% | 0% | 0% | 2 | 4.628% | 0% | 0% | 1 | 31.14% | 0% | 0% | 1 |  | 0% | 0% | 1 | 7.0666 | 0% | 0% | 1 | 26.72% | 0% | 0% | 1 | 0 | 2 | 1.914% | 0% | 1.914% | 1 | 11.94% | 0% | 0% | 1 | 32.11% | 0% | 0% | 1 | 32% | 0% | 0% | 1 | 43.3% | 0% | 0% | 1 | 3.498% | 0% | 0% | 1 | 22.89% | 0% | 0% | 1 |  | 0% | 0% | 1 | 12.25 | 0% | 0% | 2 | 33.08% | 0% | 0% | 1 | 0 | 2 | 8.468% | 0.4225% | 8.89% | 2 | 17.66% | 0% | 0% | 1 | 24.75% | 0% | 0% | 1 | 25.91% | 0% | 0% | 1 | 40.98% | 0% | 0% | 1 | 6.862% | 0% | 0% | 1 | 16.19% | 0% | 0% | 1
257 | ECO | GREATER IMPERIAL | 90 | 900 | 10 | 55.81% | 0% | 3 | 11.6573 | 501.3% | 24.82% | 5 | 1.726% | 0% | 0% | 1 | 0 | 2 | 55.87% | 0% | 55.87% | 3 | 0% | 22.77% | 0% | 2 | 22.74% | 29.47% | 0% | 2 | 31.87% | 33.42% | 0% | 2 | 38.28% | 36.89% | 0% | 2 | 18.77% | 28.03% | 0% | 2 | 4.249% | 36.89% | 0% | 2 |  | 14.4% | 0% | 1 | 8.3848 | 23.94% | 0% | 2 | 0.2923% | 0% | 0% | 1 | 0 | 2 | 62.63% | 0% | 62.63% | 3 | 11.23% | 4.343% | 0% | 1 | 33.53% | 5.801% | 0% | 1 | 35.96% | 6.02% | 0% | 1 | 54.27% | 8.431% | 0% | 2 | 31.76% | 5.65% | 0% | 1 | 1.678% | 8.431% | 0% | 1 |  | 4.876% | 0% | 1 | 10.1105 | 6.278% | 0% | 1 | 0.09951% | 0% | 0% | 1 | 0 | 2 | 61.75% | 5.442% | 67.19% | 3 | 21.04% | 1.662% | 0% | 1 | 14.62% | 1.537% | 0% | 1 | 31.58% | 1.918% | 0% | 1 | 54.4% | 2.878% | 0% | 2 | 40.14% | 2.193% | 0% | 1 | 1.13% | 2.878% | 0% | 1 |  | 3.336% | 0% | 1 | 8.928 | 3.204% | 0% | 1 | 0.2706% | 0% | 0% | 1 | 0 | 2 | 43.69% | 27.84% | 71.54% | 4 | 16.44% | 1.052% | 0% | 1 | 13.13% | 1.012% | 0% | 1 | 21.98% | 1.126% | 0% | 1 | 42.95% | 1.54% | 0% | 1 | 48.02% | 1.69% | 0% | 1 | 1.417% | 1.54% | 0% | 1
258 | IID System | GREATER IMPERIAL | 0 | 0 | 0 | 0% | 0% | 1 | 9.5476 | 0% | 0% | 1 | 35.65% | 0% | 0% | 1 | 0 | 2 | 0% | 0% | 0% | 1 | 0% | 0% | 0% | 1 | 75.55% | 0% | 0% | 3 | 84.8% | 0% | 0% | 3 | 84.8% | 0% | 0% | 3 | 0% | 0% | 0% | 1 | 11.78% | 0% | 0% | 1 |  | 0% | 0% | 1 | 7.6625 | 0% | 0% | 1 | 37.85% | 0% | 0% | 1 | 0 | 2 | 0% | 0% | 0% | 1 | 1.379% | 0% | 0% | 1 | 44.01% | 0% | 0% | 1 | 54.31% | 0% | 0% | 2 | 54.63% | 0% | 0% | 2 | 0.1764% | 0% | 0% | 1 | 8.079% | 0% | 0% | 1 |  | 0% | 0% | 1 | 8.1533 | 0% | 0% | 1 | 43.53% | 0% | 0% | 1 | 0 | 2 | 0% | 0% | 0% | 1 | 4.147% | 0% | 0% | 1 | 36.61% | 0% | 0% | 1 | 44.83% | 0% | 0% | 1 | 48.15% | 0% | 0% | 1 | 2.244% | 0% | 0% | 1 | 7.204% | 0% | 0% | 1 |  | 0% | 0% | 1 | 8.0771 | 0% | 0% | 1 | 41.66% | 0% | 0% | 1 | 0 | 2 | 0% | 0% | 0% | 1 | 3.809% | 0% | 0% | 1 | 25.94% | 0% | 0% | 1 | 32.23% | 0% | 0% | 1 | 35.97% | 0% | 0% | 1 | 6.639% | 0% | 0% | 1 | 6.276% | 0% | 0% | 1
259 | Sonora | GREATER IMPERIAL | 0 | 0 | 0 | 0% | 0% | 1 | 7 | 0% | 0% | 1 | 28.83% | 0% | 0% | 1 | 0 | 2 | 0% | 0% | 0% | 1 | 13.72% | 0% | 0% | 1 | 7.313% | 0% | 0% | 1 | 42.35% | 0% | 0% | 1 | 42.35% | 0% | 0% | 1 | 0.01897% | 0% | 0% | 1 | 7.001% | 0% | 0% | 1 |  | 0% | 0% | 1 | 8 | 0% | 0% | 1 | 40.13% | 0% | 0% | 1 | 0 | 2 | 0% | 0% | 0% | 1 | 7.988% | 0% | 0% | 1 | 31.67% | 0% | 0% | 1 | 49.2% | 0% | 0% | 1 | 49.61% | 0% | 0% | 1 | 1.271% | 0% | 0% | 1 | 7.643% | 0% | 0% | 1 |  | 0% | 0% | 1 | 7.9259 | 0% | 0% | 1 | 46.75% | 0% | 0% | 1 | 0 | 2 | 0% | 0% | 0% | 1 | 6.274% | 0% | 0% | 1 | 30.98% | 0% | 0% | 1 | 39.05% | 0% | 0% | 1 | 43.31% | 0% | 0% | 1 | 2.88% | 0% | 0% | 1 | 6.705% | 0% | 0% | 1 |  | 0% | 0% | 1 | 7.9503 | 0% | 0% | 1 | 47.94% | 0% | 0% | 1 | 0 | 2 | 0% | 0% | 0% | 1 | 5.55% | 0% | 0% | 1 | 25.47% | 0% | 0% | 1 | 30.87% | 0% | 0% | 1 | 35.5% | 0% | 0% | 1 | 5.446% | 0% | 0% | 1 | 6.277% | 0% | 0% | 1
260 | Caliente | SPGE | 0 | 0 | 10 | 0% | 0% | 1 | 8.4241 | 0% | 0% | 1 | 0% | 0% | 0% | 1 | 0 | 2 | 0% | 0% | 0% | 1 | 31.56% | 0% | 0% | 1 | 20.3% | 0% | 0% | 1 | 37.23% | 0% | 0% | 1 | 56.92% | 0% | 0% | 2 | 42.53% | 0% | 0% | 1 | 4.165% | 0% | 0% | 1 |  | 0% | 0% | 1 | 13.56 | 0% | 0% | 2 | 0.01308% | 0% | 0% | 1 | 0 | 2 | 0.5294% | 0% | 0.5294% | 1 | 45.44% | 0% | 0% | 1 | 18.01% | 0% | 0% | 1 | 33.04% | 0% | 0% | 1 | 65.97% | 0% | 0% | 2 | 44.37% | 0% | 0% | 1 | 5.942% | 0% | 0% | 1 |  | 0% | 0% | 1 | 8.6053 | 0% | 0% | 1 | 2.867% | 0% | 0% | 1 | 0 | 2 | 9.254% | 0% | 9.254% | 1 | 45.85% | 0% | 0% | 1 | 12.5% | 0% | 0% | 1 | 25.6% | 0% | 0% | 1 | 64.05% | 0% | 0% | 2 | 43.91% | 0% | 0% | 1 | 3.052% | 0% | 0% | 1 |  | 0% | 0% | 1 | 7.2483 | 0% | 0% | 1 | 11.58% | 0% | 0% | 1 | 0 | 2 | 10.75% | 0% | 10.75% | 1 | 46.52% | 0% | 0% | 1 | 14.1% | 0% | 0% | 1 | 24.71% | 0% | 0% | 1 | 65% | 0% | 0% | 2 | 39.43% | 0% | 0% | 1 | 2.234% | 0% | 0% | 1
261 | Regulus | SPGE | 0 | 0 | 0 | 0% | 0% | 1 | 11.6512 | 0% | 0% | 1 | 85.06% | 0% | 0% | 3 | 0 | 2 | 0% | 0% | 0% | 1 | 0% | 0% | 0% | 1 | 0.7979% | 0% | 0% | 1 | 9.79% | 0% | 0% | 1 | 9.79% | 0% | 0% | 1 | 0% | 0% | 0% | 1 | 0.02482% | 0% | 0% | 1 |  | 0% | 0% | 1 | 10.3479 | 0% | 0% | 1 | 55.56% | 0% | 0% | 2 | 0 | 2 | 9.336% | 0% | 9.336% | 1 | 28.26% | 0% | 0% | 1 | 12.74% | 0% | 0% | 1 | 22.45% | 0% | 0% | 1 | 38.56% | 0% | 0% | 1 | 13.48% | 0% | 0% | 1 | 1.971% | 0% | 0% | 1 |  | 0% | 0% | 1 | 9.6668 | 0% | 0% | 1 | 43.1% | 0% | 0% | 1 | 0 | 2 | 24.09% | 2.863% | 26.96% | 2 | 44.66% | 0% | 0% | 1 | 20.8% | 0% | 0% | 1 | 31.39% | 0% | 0% | 1 | 55.26% | 0% | 0% | 2 | 23.53% | 0% | 0% | 1 | 1.707% | 0% | 0% | 1 |  | 0% | 0% | 1 | 10.1807 | 0% | 0% | 1 | 39.68% | 0% | 0% | 1 | 0 | 2 | 24.34% | 6.749% | 31.09% | 2 | 43.75% | 0% | 0% | 1 | 21.25% | 0% | 0% | 1 | 32.31% | 0% | 0% | 1 | 55.77% | 0% | 0% | 2 | 23.75% | 0% | 0% | 1 | 2.745% | 0% | 0% | 1
262 | Geysers | NORTHERN CALIFORNIA | 0 | 0 | 10 | 0% | 0% | 1 | 6.9 | 0% | 0% | 1 | 0.2834% | 0% | 0% | 1 | 0 | 2 | 20.61% | 78.48% | 99.09% | 5 | 98.38% | 0% | 0% | 5 | 65.11% | 0% | 0% | 2 | 99.98% | 0% | 0% | 5 | 100% | 0% | 0% | 5 | 45.48% | 0% | 0% | 1 | 1.215% | 0% | 0% | 1 |  | 0% | 0% | 1 | 10.7767 | 0% | 0% | 1 | 6.01% | 0% | 0% | 1 | 0 | 2 | 23.85% | 63.41% | 87.26% | 5 | 65.16% | 0% | 0% | 2 | 61.05% | 0% | 0% | 2 | 84.34% | 0% | 0% | 3 | 95.39% | 0% | 0% | 5 | 33.61% | 0% | 0% | 1 | 2.617% | 0% | 0% | 1 |  | 0% | 0% | 1 | 11.5823 | 0% | 0% | 1 | 6.924% | 0% | 0% | 1 | 0 | 2 | 36.55% | 47.84% | 84.39% | 5 | 57.01% | 0% | 0% | 2 | 49.45% | 0% | 0% | 1 | 76.91% | 0% | 0% | 3 | 93.24% | 0% | 0% | 4 | 34.37% | 0% | 0% | 1 | 2.14% | 0% | 0% | 1 |  | 0% | 0% | 1 | 11.2864 | 0% | 0% | 1 | 6.979% | 0% | 0% | 1 | 0 | 2 | 42.64% | 41.91% | 84.55% | 5 | 59.46% | 0% | 0% | 2 | 43.49% | 0% | 0% | 1 | 74.46% | 0% | 0% | 3 | 91.65% | 0% | 0% | 4 | 43.4% | 0% | 0% | 1 | 2.309% | 0% | 0% | 1
263 | Solar SS | SPGE | 0 | 0 | 10 | 0% | 0% | 1 | 4.1575 | 0% | 0% | 1 | 0.2091% | 0% | 0% | 1 | 0 | 2 | 21.02% | 0% | 21.02% | 2 | 8.614% | 0% | 0% | 1 | 25.32% | 0% | 0% | 1 | 43.06% | 0% | 0% | 1 | 44.74% | 0% | 0% | 1 | 52.82% | 0% | 0% | 2 | 1.016% | 0% | 0% | 1 |  | 0% | 0% | 1 | 8.2748 | 0% | 0% | 1 | 0.1802% | 0% | 0% | 1 | 0 | 2 | 24.24% | 0% | 24.24% | 2 | 32.48% | 0% | 0% | 1 | 17.82% | 0% | 0% | 1 | 30% | 0% | 0% | 1 | 56.87% | 0% | 0% | 2 | 66.96% | 0% | 0% | 2 | 4.034% | 0% | 0% | 1 |  | 0% | 0% | 1 | 7.885 | 0% | 0% | 1 | 0.7533% | 0% | 0% | 1 | 0 | 2 | 19.66% | 0% | 19.66% | 1 | 40.99% | 0% | 0% | 1 | 17.91% | 0% | 0% | 1 | 26.93% | 0% | 0% | 1 | 61.42% | 0% | 0% | 2 | 58.24% | 0% | 0% | 2 | 3.503% | 0% | 0% | 1 |  | 0% | 0% | 1 | 6.6496 | 0% | 0% | 1 | 2.877% | 0% | 0% | 1 | 0 | 2 | 18.41% | 2.028% | 20.44% | 2 | 46.79% | 0% | 0% | 1 | 13.39% | 0% | 0% | 1 | 24.55% | 0% | 0% | 1 | 65.53% | 0% | 0% | 2 | 49.9% | 0% | 0% | 1 | 2.628% | 0% | 0% | 1
264 | Olive | SPGE | 40 | 400 | 5 | 4.538% | 0% | 1 | 10.8389 | 28.1% | 0% | 2 | 27.93% | 3.071% | 0% | 1 | 0 | 2 | 0% | 0% | 0% | 1 | 50.85% | 3.289% | 0% | 2 | 7.842% | 1.754% | 0% | 1 | 35.89% | 2.521% | 0% | 1 | 61.12% | 4.157% | 0% | 2 | 0% | 1.616% | 0% | 1 | 5.598% | 4.157% | 0% | 1 |  | 0.7248% | 0% | 1 | 8.9988 | 1.099% | 0% | 1 | 37.8% | 0.6089% | 0% | 1 | 0 | 2 | 0% | 0% | 0% | 1 | 32.61% | 0.4195% | 0% | 1 | 10.82% | 0.317% | 0% | 1 | 25.26% | 0.3782% | 0% | 1 | 46.29% | 0.5263% | 0% | 1 | 0.02972% | 0.2827% | 0% | 1 | 6.227% | 0.5263% | 0% | 1 |  | 0.3734% | 0% | 1 | 8.2837 | 0.4825% | 0% | 1 | 43.13% | 0.6089% | 0% | 1 | 0 | 2 | 0% | 0% | 0% | 1 | 31.65% | 0.173% | 0% | 1 | 8.967% | 0.1299% | 0% | 1 | 19.76% | 0.1473% | 0% | 1 | 43.38% | 0.2088% | 0% | 1 | 0.08547% | 0.1183% | 0% | 1 | 6.162% | 0.2088% | 0% | 1 |  | 0.2119% | 0% | 1 | 8.4839 | 0.2722% | 0% | 1 | 44.22% | 0.6089% | 0% | 1 | 0 | 2 | 0% | 0% | 0% | 1 | 30.5% | 0.08984% | 0% | 1 | 5.972% | 0.0664% | 0% | 1 | 16.65% | 0.07491% | 0% | 1 | 41.78% | 0.1073% | 0% | 1 | 0.06157% | 0.06248% | 0% | 1 | 5.136% | 0.1073% | 0% | 1
265 | 7th Standard | SPGE | 0 | 0 | 10 | 0% | 0% | 1 | 20 | 0% | 0% | 3 | 77.92% | 0% | 0% | 3 | 0 | 2 | 0% | 0% | 0% | 1 | 12.58% | 0% | 0% | 1 | 0% | 0% | 0% | 1 | 2.987% | 0% | 0% | 1 | 12.66% | 0% | 0% | 1 | 0% | 0% | 0% | 1 | 2.325% | 0% | 0% | 1 |  | 0% | 0% | 1 | 13.8339 | 0% | 0% | 2 | 53.51% | 0% | 0% | 2 | 0 | 2 | 0% | 0% | 0% | 1 | 35.7% | 0% | 0% | 1 | 7.513% | 0% | 0% | 1 | 19.88% | 0% | 0% | 1 | 44.17% | 0% | 0% | 1 | 1.24% | 0% | 0% | 1 | 6.248% | 0% | 0% | 1 |  | 0% | 0% | 1 | 11.5453 | 0% | 0% | 1 | 47.9% | 0% | 0% | 1 | 0 | 2 | 5.797% | 0% | 5.797% | 1 | 36.25% | 0% | 0% | 1 | 14.77% | 0% | 0% | 1 | 29.14% | 0% | 0% | 1 | 50.25% | 0% | 0% | 2 | 4.544% | 0% | 0% | 1 | 6.526% | 0% | 0% | 1 |  | 0% | 0% | 1 | 9.75 | 0% | 0% | 1 | 47.61% | 0% | 0% | 1 | 0 | 2 | 12.33% | 0% | 12.33% | 1 | 33.97% | 0% | 0% | 1 | 18.64% | 0% | 0% | 1 | 35.81% | 0% | 0% | 1 | 53.97% | 0% | 0% | 2 | 10.31% | 0% | 0% | 1 | 4.212% | 0% | 0% | 1
266 | Delevan | NORTHERN CALIFORNIA | 200 | 2000 | 10 | 27.55% | 0% | 2 | 5.9292 | 13.81% | 0% | 1 | 26.51% | 16.41% | 0% | 1 | 0 | 2 | 3.888% | 0% | 3.888% | 1 | 42.1% | 7.166% | 0% | 1 | 7.638% | 4.492% | 0% | 1 | 31.99% | 6.101% | 0% | 1 | 70.61% | 14.12% | 0% | 3 | 13.42% | 4.792% | 0% | 1 | 2.474% | 14.12% | 0% | 1 |  | 7.801% | 0% | 1 | 6.1839 | 2.944% | 0% | 1 | 24.32% | 4.535% | 0% | 1 | 0 | 2 | 19.28% | 0% | 19.28% | 1 | 32.54% | 1.753% | 0% | 1 | 10.77% | 1.326% | 0% | 1 | 32.47% | 1.752% | 0% | 1 | 60.64% | 3.005% | 0% | 2 | 29.9% | 1.687% | 0% | 1 | 3.333% | 3.005% | 0% | 1 |  | 3.159% | 0% | 1 | 7.2277 | 1.71% | 0% | 1 | 24.91% | 4.535% | 0% | 1 | 0 | 2 | 23.78% | 0% | 23.78% | 2 | 29.97% | 0.7491% | 0% | 1 | 13.16% | 0.6041% | 0% | 1 | 33.18% | 0.785% | 0% | 1 | 54.92% | 1.164% | 0% | 2 | 31.28% | 0.7633% | 0% | 1 | 3.31% | 1.164% | 0% | 1 |  | 1.994% | 0% | 1 | 6.6724 | 0.9534% | 0% | 1 | 27.79% | 4.535% | 0% | 1 | 0 | 2 | 25.25% | 0% | 25.25% | 2 | 30.34% | 0.4499% | 0% | 1 | 13.01% | 0.3603% | 0% | 1 | 31.43% | 0.4571% | 0% | 1 | 54.38% | 0.687% | 0% | 2 | 31.5% | 0.4575% | 0% | 1 | 4.31% | 0.687% | 0% | 1
267 | Mustang | SPGE | 306.5 | 3065 | 10 | 36.02% | 0% | 2 | 6.1317 | 40.83% | 0% | 2 | 49.13% | 25.01% | 0% | 2 | 0 | 2 | 0% | 0% | 0% | 1 | 18.55% | 14.31% | 0% | 1 | 0% | 11.66% | 0% | 1 | 0% | 11.66% | 0% | 1 | 18.55% | 14.31% | 0% | 1 | 0% | 11.66% | 0% | 1 | 1.982% | 14.31% | 0% | 1 |  | 5.254% | 0% | 1 | 8.028 | 8.822% | 0% | 1 | 42.94% | 4.391% | 0% | 1 | 0 | 2 | 0% | 0% | 0% | 1 | 14.72% | 2.56% | 0% | 1 | 2.041% | 2.229% | 0% | 1 | 3.535% | 2.264% | 0% | 1 | 16.92% | 2.628% | 0% | 1 | 0% | 2.183% | 0% | 1 | 1.814% | 2.628% | 0% | 1 |  | 2.076% | 0% | 1 | 8.8424 | 3.403% | 0% | 1 | 48.44% | 4.391% | 0% | 1 | 0 | 2 | 0% | 0% | 0% | 1 | 10.47% | 0.9292% | 0% | 1 | 1.936% | 0.8483% | 0% | 1 | 4.747% | 0.8733% | 0% | 1 | 14.11% | 0.9685% | 0% | 1 | 0% | 0.8318% | 0% | 1 | 1.689% | 0.9685% | 0% | 1 |  | 1.074% | 0% | 1 | 8.6667 | 1.81% | 0% | 1 | 41.77% | 4.391% | 0% | 1 | 0 | 2 | 0% | 0% | 0% | 1 | 13.05% | 0.5322% | 0% | 1 | 1.905% | 0.4718% | 0% | 1 | 6.788% | 0.4965% | 0% | 1 | 18.27% | 0.5662% | 0% | 1 | 0.2134% | 0.4638% | 0% | 1 | 1.602% | 0.5662% | 0% | 1
268 | Tranquility | SPGE | 700 | 7000 | 10 | 30.91% | 0% | 2 | 8.1434 | 284.9% | 10.75% | 3 | 34.01% | 25.51% | 0% | 2 | 0 | 2 | 0% | 0% | 0% | 1 | 27.13% | 21.09% | 0% | 2 | 0% | 15.37% | 0% | 1 | 8.984% | 16.89% | 0% | 1 | 29.56% | 21.82% | 0% | 2 | 0% | 15.37% | 0% | 1 | 0.2602% | 21.82% | 0% | 2 |  | 10.54% | 0% | 1 | 7.6049 | 27.1% | 0% | 2 | 42.24% | 9.332% | 0% | 1 | 0 | 2 | 0% | 0% | 0% | 1 | 25.82% | 5.334% | 0% | 1 | 3.445% | 4.098% | 0% | 1 | 13.12% | 4.554% | 0% | 1 | 27.84% | 5.483% | 0% | 1 | 4.631% | 4.149% | 0% | 1 | 0.4025% | 5.483% | 0% | 1 |  | 6.71% | 0% | 1 | 6.6491 | 8.06% | 0% | 1 | 40.29% | 9.332% | 0% | 1 | 0 | 2 | 0% | 0% | 0% | 1 | 35.07% | 2.805% | 0% | 1 | 7.797% | 1.975% | 0% | 1 | 18.07% | 2.223% | 0% | 1 | 42.77% | 3.182% | 0% | 1 | 12.88% | 2.09% | 0% | 1 | 2.038% | 3.182% | 0% | 1 |  | 3.482% | 0% | 1 | 6.2973 | 4.057% | 0% | 1 | 32.79% | 9.332% | 0% | 1 | 0 | 2 | 0.5481% | 0% | 0.5481% | 1 | 37.77% | 1.718% | 0% | 1 | 10.3% | 1.192% | 0% | 1 | 18.36% | 1.31% | 0% | 1 | 45.61% | 1.966% | 0% | 1 | 15.49% | 1.265% | 0% | 1 | 2.466% | 1.966% | 0% | 1
269 | Calcite | GREATER KRAMER | 400 | 4000 | 10 | 33.52% | 0% | 2 | 32.5 | 648650% | 61.01% | 5 | 0.5468% | 0% | 0% | 1 | 0 | 2 | 0% | 0% | 0% | 1 | 52.54% | 31.07% | 0% | 2 | 20.62% | 18.58% | 0% | 1 | 11.26% | 16.62% | 0% | 1 | 53.63% | 31.8% | 0% | 2 | 10.25% | 16.43% | 0% | 1 | 1.564% | 31.8% | 0% | 2 |  | 13.97% | 0% | 1 | 38.75 | 602.7% | 19.3% | 5 | 0.8411% | 0% | 0% | 1 | 0 | 2 | 0% | 0% | 0% | 1 | 44.15% | 9.717% | 0% | 1 | 23.44% | 7.088% | 0% | 1 | 20.63% | 6.838% | 0% | 1 | 57.52% | 12.77% | 0% | 2 | 17.69% | 6.594% | 0% | 1 | 0.6001% | 12.77% | 0% | 1 |  | 10.66% | 0% | 1 | 39 | 43.43% | 0% | 4 | 0.5221% | 0% | 0% | 1 | 0 | 2 | 6.473% | 0% | 6.473% | 1 | 43.46% | 5.621% | 0% | 1 | 26.67% | 4.334% | 0% | 1 | 24.09% | 4.187% | 0% | 1 | 60.96% | 8.14% | 0% | 2 | 27.1% | 4.36% | 0% | 1 | 0.4673% | 8.14% | 0% | 1 |  | 9.189% | 0% | 1 | 32 | 14.03% | 0% | 4 | 0.374% | 0% | 0% | 1 | 0 | 2 | 16.51% | 0.2108% | 16.72% | 2 | 34.62% | 3.482% | 0% | 1 | 29.44% | 3.226% | 0% | 1 | 28.96% | 3.205% | 0% | 1 | 59.21% | 5.581% | 0% | 2 | 37.78% | 3.659% | 0% | 1 | 0.5168% | 5.581% | 0% | 1
270 | Trout Canyon (fka Crazy Eyes) | SNV ELDORADO DESERT | 0 | 0 | 0 | 0% | 0% | 1 | 0 | 0% | 0% | 1 | 0% | 0% | 0% | 1 | 0 | 2 | 0% | 0% | 0% | 1 | 0% | 0% | 0% | 1 | 0% | 0% | 0% | 1 | 0% | 0% | 0% | 1 | 0% | 0% | 0% | 1 | 0% | 0% | 0% | 1 | 0% | 0% | 0% | 1 |  | 0% | 0% | 1 | 0 | 0% | 0% | 1 | 0% | 0% | 0% | 1 | 0 | 2 | 0% | 0% | 0% | 1 | 0% | 0% | 0% | 1 | 0% | 0% | 0% | 1 | 0% | 0% | 0% | 1 | 0% | 0% | 0% | 1 | 0% | 0% | 0% | 1 | 0% | 0% | 0% | 1 |  | 0% | 0% | 1 | 78.4333 | 0% | 0% | 4 | 0% | 0% | 0% | 1 | 0 | 2 | 0% | 0% | 0% | 1 | 10.87% | 0% | 0% | 1 | 0.1733% | 0% | 0% | 1 | 70.64% | 0% | 0% | 3 | 76.24% | 0% | 0% | 3 | 50.75% | 0% | 0% | 2 | 0.07268% | 0% | 0% | 1 |  | 0% | 0% | 1 | 71.9714 | 0% | 0% | 4 | 0% | 0% | 0% | 1 | 0 | 2 | 0% | 0% | 0% | 1 | 9.582% | 0% | 0% | 1 | 0.1528% | 0% | 0% | 1 | 66.34% | 0% | 0% | 2 | 71.28% | 0% | 0% | 3 | 48.65% | 0% | 0% | 1 | 0.2217% | 0% | 0% | 1
271 | Delaney | ARIZONA MINOR | 0 | 0 | 0 | 0% | 0% | 1 | 0 | 0% | 0% | 1 | 0% | 0% | 0% | 1 | 0 | 2 | 0% | 0% | 0% | 1 | 0% | 0% | 0% | 1 | 0% | 0% | 0% | 1 | 0% | 0% | 0% | 1 | 0% | 0% | 0% | 1 | 0% | 0% | 0% | 1 | 0% | 0% | 0% | 1 |  | 0% | 0% | 1 | 0 | 0% | 0% | 1 | 0% | 0% | 0% | 1 | 0 | 2 | 0% | 0% | 0% | 1 | 0% | 0% | 0% | 1 | 0% | 0% | 0% | 1 | 0% | 0% | 0% | 1 | 0% | 0% | 0% | 1 | 0% | 0% | 0% | 1 | 0% | 0% | 0% | 1 |  | 0% | 0% | 1 | 0 | 0% | 0% | 1 | 0% | 0% | 0% | 1 | 0 | 2 | 0% | 0% | 0% | 1 | 0% | 0% | 0% | 1 | 0% | 0% | 0% | 1 | 0% | 0% | 0% | 1 | 0% | 0% | 0% | 1 | 0% | 0% | 0% | 1 | 0% | 0% | 0% | 1 |  | 0% | 0% | 1 | 0 | 0% | 0% | 1 | 0% | 0% | 0% | 1 | 0 | 2 | 0% | 0% | 0% | 1 | 0% | 0% | 0% | 1 | 0% | 0% | 0% | 1 | 0% | 0% | 0% | 1 | 0% | 0% | 0% | 1 | 0% | 0% | 0% | 1 | 0% | 0% | 0% | 1
272 | Desert View | SNV ELDORADO DESERT | 0 | 0 | 0 | 0% | 0% | 1 | 0 | 0% | 0% | 1 | 0% | 0% | 0% | 1 | 0 | 2 | 0% | 0% | 0% | 1 | 0% | 0% | 0% | 1 | 0% | 0% | 0% | 1 | 0% | 0% | 0% | 1 | 0% | 0% | 0% | 1 | 0% | 0% | 0% | 1 | 0% | 0% | 0% | 1 |  | 0% | 0% | 1 | 0 | 0% | 0% | 1 | 0% | 0% | 0% | 1 | 0 | 2 | 0% | 0% | 0% | 1 | 0% | 0% | 0% | 1 | 0% | 0% | 0% | 1 | 0% | 0% | 0% | 1 | 0% | 0% | 0% | 1 | 0% | 0% | 0% | 1 | 0% | 0% | 0% | 1 |  | 0% | 0% | 1 | 0 | 0% | 0% | 1 | 0% | 0% | 0% | 1 | 0 | 2 | 0% | 0% | 0% | 1 | 0% | 0% | 0% | 1 | 0% | 0% | 0% | 1 | 0% | 0% | 0% | 1 | 0% | 0% | 0% | 1 | 0% | 0% | 0% | 1 | 0% | 0% | 0% | 1 |  | 0% | 0% | 1 | 0 | 0% | 0% | 1 | 0% | 0% | 0% | 1 | 0 | 2 | 0% | 0% | 0% | 1 | 0% | 0% | 0% | 1 | 0% | 0% | 0% | 1 | 0% | 0% | 0% | 1 | 0% | 0% | 0% | 1 | 0% | 0% | 0% | 1 | 0% | 0% | 0% | 1
273 | Carpenter Canyon (fka Gamebird) | SNV ELDORADO DESERT | 0 | 0 | 0 | 0% | 0% | 1 | 0 | 0% | 0% | 1 | 0% | 0% | 0% | 1 | 0 | 2 | 0% | 0% | 0% | 1 | 0% | 0% | 0% | 1 | 0% | 0% | 0% | 1 | 0% | 0% | 0% | 1 | 0% | 0% | 0% | 1 | 0% | 0% | 0% | 1 | 0% | 0% | 0% | 1 |  | 0% | 0% | 1 | 1.2397 | 0% | 0% | 1 | 0% | 0% | 0% | 1 | 0 | 2 | 0% | 0% | 0% | 1 | 36.05% | 0% | 0% | 1 | 1.117% | 0% | 0% | 1 | 11.2% | 0% | 0% | 1 | 37.16% | 0% | 0% | 1 | 100% | 0% | 0% | 5 | 0% | 0% | 0% | 1 |  | 0% | 0% | 1 | 59.1356 | 0% | 0% | 4 | 0% | 0% | 0% | 1 | 0 | 2 | 0% | 0% | 0% | 1 | 11.57% | 0% | 0% | 1 | 2.985% | 0% | 0% | 1 | 68.08% | 0% | 0% | 2 | 74.04% | 0% | 0% | 3 | 49.45% | 0% | 0% | 1 | 0.4863% | 0% | 0% | 1 |  | 0% | 0% | 1 | 48 | 0% | 0% | 4 | 0% | 0% | 0% | 1 | 0 | 2 | 0% | 0% | 0% | 1 | 9.776% | 0% | 0% | 1 | 2.523% | 0% | 0% | 1 | 72.5% | 0% | 0% | 3 | 77.54% | 0% | 0% | 3 | 52.35% | 0% | 0% | 2 | 0.4118% | 0% | 0% | 1
274 | Hassayampa | ARIZONA MINOR | 0 | 0 | 0 | 0% | 0% | 1 | 0 | 0% | 0% | 1 | 0% | 0% | 0% | 1 | 0 | 2 | 0% | 0% | 0% | 1 | 0% | 0% | 0% | 1 | 0% | 0% | 0% | 1 | 0% | 0% | 0% | 1 | 0% | 0% | 0% | 1 | 0% | 0% | 0% | 1 | 0% | 0% | 0% | 1 |  | 0% | 0% | 1 | 0 | 0% | 0% | 1 | 0% | 0% | 0% | 1 | 0 | 2 | 0% | 0% | 0% | 1 | 0% | 0% | 0% | 1 | 0% | 0% | 0% | 1 | 0% | 0% | 0% | 1 | 0% | 0% | 0% | 1 | 0% | 0% | 0% | 1 | 0% | 0% | 0% | 1 |  | 0% | 0% | 1 | 0 | 0% | 0% | 1 | 0% | 0% | 0% | 1 | 0 | 2 | 0% | 0% | 0% | 1 | 0% | 0% | 0% | 1 | 0% | 0% | 0% | 1 | 0% | 0% | 0% | 1 | 0% | 0% | 0% | 1 | 0% | 0% | 0% | 1 | 0% | 0% | 0% | 1 |  | 0% | 0% | 1 | 0 | 0% | 0% | 1 | 0% | 0% | 0% | 1 | 0 | 2 | 0% | 0% | 0% | 1 | 0% | 0% | 0% | 1 | 0% | 0% | 0% | 1 | 0% | 0% | 0% | 1 | 0% | 0% | 0% | 1 | 0% | 0% | 0% | 1 | 0% | 0% | 0% | 1
275 | Hoodoo Wash | ARIZONA MINOR | 0 | 0 | 0 | 0% | 0% | 1 | 0 | 0% | 0% | 1 | 0% | 0% | 0% | 1 | 0 | 2 | 0% | 0% | 0% | 1 | 0% | 0% | 0% | 1 | 0% | 0% | 0% | 1 | 0% | 0% | 0% | 1 | 0% | 0% | 0% | 1 | 0% | 0% | 0% | 1 | 0% | 0% | 0% | 1 |  | 0% | 0% | 1 | 0 | 0% | 0% | 1 | 0% | 0% | 0% | 1 | 0 | 2 | 0% | 0% | 0% | 1 | 0% | 0% | 0% | 1 | 0% | 0% | 0% | 1 | 0% | 0% | 0% | 1 | 0% | 0% | 0% | 1 | 0% | 0% | 0% | 1 | 0% | 0% | 0% | 1 |  | 0% | 0% | 1 | 0 | 0% | 0% | 1 | 0% | 0% | 0% | 1 | 0 | 2 | 0% | 0% | 0% | 1 | 0% | 0% | 0% | 1 | 0% | 0% | 0% | 1 | 0% | 0% | 0% | 1 | 0% | 0% | 0% | 1 | 0% | 0% | 0% | 1 | 0% | 0% | 0% | 1 |  | 0% | 0% | 1 | 0 | 0% | 0% | 1 | 0% | 0% | 0% | 1 | 0 | 2 | 0% | 0% | 0% | 1 | 0% | 0% | 0% | 1 | 0% | 0% | 0% | 1 | 0% | 0% | 0% | 1 | 0% | 0% | 0% | 1 | 0% | 0% | 0% | 1 | 0% | 0% | 0% | 1
276 | Innovation | SNV ELDORADO DESERT | 0 | 0 | 0 | 0% | 0% | 1 | 0 | 0% | 0% | 1 | 0% | 0% | 0% | 1 | 0 | 2 | 0% | 0% | 0% | 1 | 0% | 0% | 0% | 1 | 0% | 0% | 0% | 1 | 0% | 0% | 0% | 1 | 0% | 0% | 0% | 1 | 0% | 0% | 0% | 1 | 0% | 0% | 0% | 1 |  | 0% | 0% | 1 | 0 | 0% | 0% | 1 | 0% | 0% | 0% | 1 | 0 | 2 | 0% | 0% | 0% | 1 | 0% | 0% | 0% | 1 | 0% | 0% | 0% | 1 | 0% | 0% | 0% | 1 | 0% | 0% | 0% | 1 | 0% | 0% | 0% | 1 | 0% | 0% | 0% | 1 |  | 0% | 0% | 1 | 0 | 0% | 0% | 1 | 0% | 0% | 0% | 1 | 0 | 2 | 0% | 0% | 0% | 1 | 0% | 0% | 0% | 1 | 0% | 0% | 0% | 1 | 0% | 0% | 0% | 1 | 0% | 0% | 0% | 1 | 0% | 0% | 0% | 1 | 0% | 0% | 0% | 1 |  | 0% | 0% | 1 | 0 | 0% | 0% | 1 | 0% | 0% | 0% | 1 | 0 | 2 | 0% | 0% | 0% | 1 | 0% | 0% | 0% | 1 | 0% | 0% | 0% | 1 | 0% | 0% | 0% | 1 | 0% | 0% | 0% | 1 | 0% | 0% | 0% | 1 | 0% | 0% | 0% | 1
277 | Lathrop | SNV ELDORADO DESERT | 0 | 0 | 0 | 0% | 0% | 1 | 0 | 0% | 0% | 1 | 0% | 0% | 0% | 1 | 0 | 2 | 0% | 0% | 0% | 1 | 0% | 0% | 0% | 1 | 0% | 0% | 0% | 1 | 0% | 0% | 0% | 1 | 0% | 0% | 0% | 1 | 0% | 0% | 0% | 1 | 0% | 0% | 0% | 1 |  | 0% | 0% | 1 | 0 | 0% | 0% | 1 | 0% | 0% | 0% | 1 | 0 | 2 | 0% | 0% | 0% | 1 | 0% | 0% | 0% | 1 | 0% | 0% | 0% | 1 | 0% | 0% | 0% | 1 | 0% | 0% | 0% | 1 | 0% | 0% | 0% | 1 | 0% | 0% | 0% | 1 |  | 0% | 0% | 1 | 0 | 0% | 0% | 1 | 0% | 0% | 0% | 1 | 0 | 2 | 0% | 0% | 0% | 1 | 0% | 0% | 0% | 1 | 0% | 0% | 0% | 1 | 0% | 0% | 0% | 1 | 0% | 0% | 0% | 1 | 0% | 0% | 0% | 1 | 0% | 0% | 0% | 1 |  | 0% | 0% | 1 | 1.0887 | 0% | 0% | 1 | 0% | 0% | 0% | 1 | 0 | 2 | 0% | 0% | 0% | 1 | 0% | 0% | 0% | 1 | 0% | 0% | 0% | 1 | 0% | 0% | 0% | 1 | 0% | 0% | 0% | 1 | 100% | 0% | 0% | 5 | 0.4541% | 0% | 0% | 1
278 | Mohave | SNV ELDORADO DESERT | 0 | 0 | 0 | 0% | 0% | 1 | 0 | 0% | 0% | 1 | 0% | 0% | 0% | 1 | 0 | 2 | 0% | 0% | 0% | 1 | 0% | 0% | 0% | 1 | 0% | 0% | 0% | 1 | 0% | 0% | 0% | 1 | 0% | 0% | 0% | 1 | 0% | 0% | 0% | 1 | 0% | 0% | 0% | 1 |  | 0% | 0% | 1 | 1.8009 | 0% | 0% | 1 | 0% | 0% | 0% | 1 | 0 | 2 | 0% | 0% | 0% | 1 | 0% | 0% | 0% | 1 | 44.26% | 0% | 0% | 1 | 0% | 0% | 0% | 1 | 44.26% | 0% | 0% | 1 | 74.52% | 0% | 0% | 3 | 8.92% | 0% | 0% | 1 |  | 0% | 0% | 1 | 2.4093 | 0% | 0% | 1 | 0% | 0% | 0% | 1 | 0 | 2 | 0% | 0% | 0% | 1 | 14.95% | 0% | 0% | 1 | 89.07% | 0% | 0% | 3 | 0% | 0% | 0% | 1 | 89.07% | 0% | 0% | 3 | 24.7% | 0% | 0% | 1 | 15.69% | 0% | 0% | 1 |  | 0% | 0% | 1 | 5.137 | 0% | 0% | 1 | 0% | 0% | 0% | 1 | 0 | 2 | 0% | 0% | 0% | 1 | 39.01% | 0% | 0% | 1 | 80.94% | 0% | 0% | 3 | 0% | 0% | 0% | 1 | 84.76% | 0% | 0% | 3 | 34.1% | 0% | 0% | 1 | 11.43% | 0% | 0% | 1
279 | Pahrump | SNV ELDORADO DESERT | 0 | 0 | 0 | 0% | 0% | 1 | 0 | 0% | 0% | 1 | 0% | 0% | 0% | 1 | 0 | 2 | 0% | 0% | 0% | 1 | 0% | 0% | 0% | 1 | 0% | 0% | 0% | 1 | 0% | 0% | 0% | 1 | 0% | 0% | 0% | 1 | 0% | 0% | 0% | 1 | 0% | 0% | 0% | 1 |  | 0% | 0% | 1 | 2.6343 | 0% | 0% | 1 | 0% | 0% | 0% | 1 | 0 | 2 | 0% | 0% | 0% | 1 | 0% | 0% | 0% | 1 | 39.37% | 0% | 0% | 1 | 44.92% | 0% | 0% | 1 | 44.92% | 0% | 0% | 1 | 82.19% | 0% | 0% | 3 | 5.454% | 0% | 0% | 1 |  | 0% | 0% | 1 | 11.5161 | 0% | 0% | 1 | 0% | 0% | 0% | 1 | 0 | 2 | 0% | 0% | 0% | 1 | 20.08% | 0% | 0% | 1 | 5.181% | 0% | 0% | 1 | 44.66% | 0% | 0% | 1 | 55.01% | 0% | 0% | 2 | 74.13% | 0% | 0% | 3 | 0.7113% | 0% | 0% | 1 |  | 0% | 0% | 1 | 47.9 | 0% | 0% | 4 | 0% | 0% | 0% | 1 | 0 | 2 | 0% | 0% | 0% | 1 | 9.666% | 0% | 0% | 1 | 2.494% | 0% | 0% | 1 | 71.58% | 0% | 0% | 3 | 76.57% | 0% | 0% | 3 | 52.09% | 0% | 0% | 2 | 0.4212% | 0% | 0% | 1
280 | Palo Verde | ARIZONA MINOR | 0 | 0 | 10 | 0% | 0% | 1 | 0 | 0% | 0% | 1 | 0% | 0% | 0% | 1 | 0 | 2 | 0% | 0% | 0% | 1 | 0% | 0% | 0% | 1 | 0% | 0% | 0% | 1 | 0% | 0% | 0% | 1 | 0% | 0% | 0% | 1 | 0% | 0% | 0% | 1 | 0% | 0% | 0% | 1 |  | 0% | 0% | 1 | 0 | 0% | 0% | 1 | 0% | 0% | 0% | 1 | 0 | 2 | 0% | 0% | 0% | 1 | 0% | 0% | 0% | 1 | 0% | 0% | 0% | 1 | 0% | 0% | 0% | 1 | 0% | 0% | 0% | 1 | 0% | 0% | 0% | 1 | 0% | 0% | 0% | 1 |  | 0% | 0% | 1 | 0 | 0% | 0% | 1 | 0% | 0% | 0% | 1 | 0 | 2 | 0% | 0% | 0% | 1 | 0% | 0% | 0% | 1 | 0% | 0% | 0% | 1 | 0% | 0% | 0% | 1 | 0% | 0% | 0% | 1 | 0% | 0% | 0% | 1 | 0% | 0% | 0% | 1 |  | 0% | 0% | 1 | 0 | 0% | 0% | 1 | 0% | 0% | 0% | 1 | 0 | 2 | 0% | 0% | 0% | 1 | 0% | 0% | 0% | 1 | 0% | 0% | 0% | 1 | 0% | 0% | 0% | 1 | 0% | 0% | 0% | 1 | 0% | 0% | 0% | 1 | 0% | 0% | 0% | 1
281 | Primm | SNV ELDORADO DESERT | 0 | 0 | 0 | 0% | 0% | 1 | 2.6101 | 0% | 0% | 1 | 0% | 0% | 0% | 1 | 0 | 2 | 0% | 0% | 0% | 1 | 54.63% | 0% | 0% | 2 | 54.63% | 0% | 0% | 2 | 0% | 0% | 0% | 1 | 54.63% | 0% | 0% | 2 | 45.37% | 0% | 0% | 1 | 0% | 0% | 0% | 1 |  | 0% | 0% | 1 | 2.5988 | 0% | 0% | 1 | 0% | 0% | 0% | 1 | 0 | 2 | 0% | 0% | 0% | 1 | 60.28% | 0% | 0% | 2 | 95.92% | 0% | 0% | 5 | 38.03% | 0% | 0% | 1 | 98.17% | 0% | 0% | 5 | 51.78% | 0% | 0% | 2 | 0% | 0% | 0% | 1 |  | 0% | 0% | 1 | 2.8021 | 0% | 0% | 1 | 0% | 0% | 0% | 1 | 0 | 2 | 0% | 0% | 0% | 1 | 43.63% | 0% | 0% | 1 | 68.16% | 0% | 0% | 2 | 26.35% | 0% | 0% | 1 | 69.89% | 0% | 0% | 2 | 65.14% | 0% | 0% | 2 | 0% | 0% | 0% | 1 |  | 0% | 0% | 1 | 2.726 | 0% | 0% | 1 | 0% | 0% | 0% | 1 | 0 | 2 | 0% | 0% | 0% | 1 | 27.9% | 0% | 0% | 1 | 41.46% | 0% | 0% | 1 | 12.93% | 0% | 0% | 1 | 42.15% | 0% | 0% | 1 | 77.32% | 0% | 0% | 3 | 0.8061% | 0% | 0% | 1
282 | Sloan Canyon (fka Bob) | SNV ELDORADO DESERT | 0 | 0 | 0 | 0% | 0% | 1 | 0 | 0% | 0% | 1 | 0% | 0% | 0% | 1 | 0 | 2 | 0% | 0% | 0% | 1 | 0% | 0% | 0% | 1 | 0% | 0% | 0% | 1 | 0% | 0% | 0% | 1 | 0% | 0% | 0% | 1 | 0% | 0% | 0% | 1 | 0% | 0% | 0% | 1 |  | 0% | 0% | 1 | 0 | 0% | 0% | 1 | 0% | 0% | 0% | 1 | 0 | 2 | 0% | 0% | 0% | 1 | 0% | 0% | 0% | 1 | 0% | 0% | 0% | 1 | 0% | 0% | 0% | 1 | 0% | 0% | 0% | 1 | 0% | 0% | 0% | 1 | 0% | 0% | 0% | 1 |  | 0% | 0% | 1 | 0 | 0% | 0% | 1 | 0% | 0% | 0% | 1 | 0 | 2 | 0% | 0% | 0% | 1 | 0% | 0% | 0% | 1 | 0% | 0% | 0% | 1 | 0% | 0% | 0% | 1 | 0% | 0% | 0% | 1 | 0% | 0% | 0% | 1 | 0% | 0% | 0% | 1 |  | 0% | 0% | 1 | 0 | 0% | 0% | 1 | 0% | 0% | 0% | 1 | 0 | 2 | 0% | 0% | 0% | 1 | 0% | 0% | 0% | 1 | 0% | 0% | 0% | 1 | 0% | 0% | 0% | 1 | 0% | 0% | 0% | 1 | 0% | 0% | 0% | 1 | 0% | 0% | 0% | 1
283 | Valley (VEA) | SNV ELDORADO DESERT | 0 | 0 | 0 | 0% | 0% | 1 | 1.156 | 0% | 0% | 1 | 0% | 0% | 0% | 1 | 0 | 2 | 0% | 0% | 0% | 1 | 0% | 0% | 0% | 1 | 0% | 0% | 0% | 1 | 0% | 0% | 0% | 1 | 0% | 0% | 0% | 1 | 100% | 0% | 0% | 5 | 0% | 0% | 0% | 1 |  | 0% | 0% | 1 | 1.0887 | 0% | 0% | 1 | 0% | 0% | 0% | 1 | 0 | 2 | 0% | 0% | 0% | 1 | 0% | 0% | 0% | 1 | 0% | 0% | 0% | 1 | 0% | 0% | 0% | 1 | 0% | 0% | 0% | 1 | 100% | 0% | 0% | 5 | 0.4541% | 0% | 0% | 1 |  | 0% | 0% | 1 | 1.0887 | 0% | 0% | 1 | 0% | 0% | 0% | 1 | 0 | 2 | 0% | 0% | 0% | 1 | 0% | 0% | 0% | 1 | 0% | 0% | 0% | 1 | 0% | 0% | 0% | 1 | 0% | 0% | 0% | 1 | 100% | 0% | 0% | 5 | 0.4541% | 0% | 0% | 1 |  | 0% | 0% | 1 | 1.1783 | 0% | 0% | 1 | 0% | 0% | 0% | 1 | 0 | 2 | 0% | 0% | 0% | 1 | 0% | 0% | 0% | 1 | 0% | 0% | 0% | 1 | 6.11% | 0% | 0% | 1 | 6.11% | 0% | 0% | 1 | 100% | 0% | 0% | 5 | 0.4263% | 0% | 0% | 1
284 | Vista (VEA) | SNV ELDORADO DESERT | 0 | 0 | 0 | 0% | 0% | 1 | 0 | 0% | 0% | 1 | 0% | 0% | 0% | 1 | 0 | 2 | 0% | 0% | 0% | 1 | 0% | 0% | 0% | 1 | 0% | 0% | 0% | 1 | 0% | 0% | 0% | 1 | 0% | 0% | 0% | 1 | 0% | 0% | 0% | 1 | 0% | 0% | 0% | 1 |  | 0% | 0% | 1 | 0 | 0% | 0% | 1 | 0% | 0% | 0% | 1 | 0 | 2 | 0% | 0% | 0% | 1 | 0% | 0% | 0% | 1 | 0% | 0% | 0% | 1 | 0% | 0% | 0% | 1 | 0% | 0% | 0% | 1 | 0% | 0% | 0% | 1 | 0% | 0% | 0% | 1 |  | 0% | 0% | 1 | 2.2751 | 0% | 0% | 1 | 0% | 0% | 0% | 1 | 0 | 2 | 0% | 0% | 0% | 1 | 0.08838% | 0% | 0% | 1 | 71.61% | 0% | 0% | 3 | 95.71% | 0% | 0% | 5 | 95.8% | 0% | 0% | 5 | 57.04% | 0% | 0% | 2 | 10.48% | 0% | 0% | 1 |  | 0% | 0% | 1 | 1.4375 | 0% | 0% | 1 | 0% | 0% | 0% | 1 | 0 | 2 | 0% | 0% | 0% | 1 | 12.15% | 0% | 0% | 1 | 15.53% | 0% | 0% | 1 | 30.66% | 0% | 0% | 1 | 42.81% | 0% | 0% | 1 | 86.99% | 0% | 0% | 3 | 2.132% | 0% | 0% | 1
285 | Bay Boulevard | SAN DIEGO | 0 | 0 | 10 | 0% | 0% | 1 | 11.0211 | 0% | 0% | 1 | 0% | 0% | 0% | 1 | 0 | 2 | 0% | 0% | 0% | 1 | 10% | 0% | 0% | 1 | 63.99% | 0% | 0% | 2 | 77.3% | 0% | 0% | 3 | 77.3% | 0% | 0% | 3 | 0% | 0% | 0% | 1 | 7.324% | 0% | 0% | 1 |  | 0% | 0% | 1 | 28.75 | 0% | 0% | 3 | 0% | 0% | 0% | 1 | 0 | 2 | 41.26% | 0% | 41.26% | 2 | 1.456% | 0% | 0% | 1 | 53.68% | 0% | 0% | 2 | 91.52% | 0% | 0% | 4 | 91.73% | 0% | 0% | 4 | 1.841% | 0% | 0% | 1 | 6.773% | 0% | 0% | 1 |  | 0% | 0% | 1 | 25.25 | 0% | 0% | 3 | 0% | 0% | 0% | 1 | 0 | 2 | 42.26% | 15.89% | 58.15% | 3 | 5.047% | 0% | 0% | 1 | 64.73% | 0% | 0% | 2 | 90.48% | 0% | 0% | 4 | 91.86% | 0% | 0% | 4 | 27.58% | 0% | 0% | 1 | 5.117% | 0% | 0% | 1 |  | 0% | 0% | 1 | 23 | 0% | 0% | 3 | 0.07338% | 0% | 0% | 1 | 0 | 2 | 24.43% | 53.95% | 78.38% | 5 | 24.62% | 0% | 0% | 1 | 67.58% | 0% | 0% | 2 | 88.82% | 0% | 0% | 3 | 92.85% | 0% | 0% | 4 | 32.75% | 0% | 0% | 1 | 4.863% | 0% | 0% | 1
286 | Beatty | SNV ELDORADO DESERT | 0 | 0 | 0 | 0% | 0% | 1 | 0 | 0% | 0% | 1 | 0% | 0% | 0% | 1 | 0 | 2 | 0% | 0% | 0% | 1 | 0% | 0% | 0% | 1 | 0% | 0% | 0% | 1 | 0% | 0% | 0% | 1 | 0% | 0% | 0% | 1 | 0% | 0% | 0% | 1 | 0% | 0% | 0% | 1 |  | 0% | 0% | 1 | 0 | 0% | 0% | 1 | 0% | 0% | 0% | 1 | 0 | 2 | 0% | 0% | 0% | 1 | 0% | 0% | 0% | 1 | 0% | 0% | 0% | 1 | 0% | 0% | 0% | 1 | 0% | 0% | 0% | 1 | 0% | 0% | 0% | 1 | 0% | 0% | 0% | 1 |  | 0% | 0% | 1 | 0 | 0% | 0% | 1 | 0% | 0% | 0% | 1 | 0 | 2 | 0% | 0% | 0% | 1 | 0% | 0% | 0% | 1 | 0% | 0% | 0% | 1 | 0% | 0% | 0% | 1 | 0% | 0% | 0% | 1 | 100% | 0% | 0% | 5 | 0% | 0% | 0% | 1 |  | 0% | 0% | 1 | 0 | 0% | 0% | 1 | 0% | 0% | 0% | 1 | 0 | 2 | 0% | 0% | 0% | 1 | 0% | 0% | 0% | 1 | 0% | 0% | 0% | 1 | 0% | 0% | 0% | 1 | 0% | 0% | 0% | 1 | 100% | 0% | 0% | 5 | 0% | 0% | 0% | 1
287 | Lee Lake (Proposed) | RIVERSIDE | 0 | 0 | 0 | 0% | 0% | 1 | 16.8656 | 0% | 0% | 2 | 0.007755% | 0% | 0% | 1 | 0 | 2 | 20.48% | 65.52% | 86% | 5 | 46.5% | 0% | 0% | 1 | 43.74% | 0% | 0% | 1 | 57.55% | 0% | 0% | 2 | 82.2% | 0% | 0% | 3 | 37.58% | 0% | 0% | 1 | 9.394% | 0% | 0% | 1 |  | 0% | 0% | 1 | 24.5267 | 0% | 0% | 3 | 0.2901% | 0% | 0% | 1 | 0 | 2 | 22.98% | 63.63% | 86.61% | 5 | 34.37% | 0% | 0% | 1 | 30.55% | 0% | 0% | 1 | 51.26% | 0% | 0% | 2 | 75.55% | 0% | 0% | 3 | 35.1% | 0% | 0% | 1 | 9.773% | 0% | 0% | 1 |  | 0% | 0% | 1 | 27.7576 | 0% | 0% | 3 | 0.1908% | 0% | 0% | 1 | 0 | 2 | 27.86% | 61.82% | 89.68% | 5 | 32.14% | 0% | 0% | 1 | 33.72% | 0% | 0% | 1 | 50.92% | 0% | 0% | 2 | 77.48% | 0% | 0% | 3 | 37.2% | 0% | 0% | 1 | 9.654% | 0% | 0% | 1 |  | 0% | 0% | 1 | 32.9048 | 0% | 0% | 4 | 2.008% | 0% | 0% | 1 | 0 | 2 | 40.34% | 47.53% | 87.87% | 5 | 28.76% | 0% | 0% | 1 | 42.07% | 0% | 0% | 1 | 56.26% | 0% | 0% | 2 | 74.75% | 0% | 0% | 3 | 31.52% | 0% | 0% | 1 | 8.473% | 0% | 0% | 1
288 | Leprino Jct | SPGE | 22 | 220 | 10 | 1.095% | 0% | 1 | 14.0435 | 37.3% | 0% | 2 | 0.3525% | 0.879% | 0% | 1 | 0 | 2 | 0% | 0% | 0% | 1 | 31.03% | 1.029% | 0% | 1 | 0% | 0.7094% | 0% | 1 | 0% | 0.7094% | 0% | 1 | 31.03% | 1.029% | 0% | 1 | 0% | 0.7094% | 0% | 1 | 6.221% | 1.029% | 0% | 1 |  | 0.2681% | 0% | 1 | 9.7616 | 0.8053% | 0% | 1 | 25.88% | 0.245% | 0% | 1 | 0 | 2 | 0% | 0% | 0% | 1 | 15.31% | 0.182% | 0% | 1 | 0.2247% | 0.1545% | 0% | 1 | 1.236% | 0.156% | 0% | 1 | 15.31% | 0.182% | 0% | 1 | 0% | 0.1541% | 0% | 1 | 2.787% | 0.182% | 0% | 1 |  | 0.1255% | 0% | 1 | 9.2648 | 0.2308% | 0% | 1 | 37.76% | 0.245% | 0% | 1 | 0 | 2 | 0% | 0% | 0% | 1 | 11.09% | 0.0692% | 0% | 1 | 1.516% | 0.06248% | 0% | 1 | 4.04% | 0.06412% | 0% | 1 | 13.98% | 0.07153% | 0% | 1 | 0% | 0.06153% | 0% | 1 | 1.903% | 0.07153% | 0% | 1 |  | 0.07339% | 0% | 1 | 9.2057 | 0.1353% | 0% | 1 | 41.98% | 0.245% | 0% | 1 | 0 | 2 | 0% | 0% | 0% | 1 | 10.43% | 0.0363% | 0% | 1 | 1.608% | 0.03305% | 0% | 1 | 6.48% | 0.03477% | 0% | 1 | 16.17% | 0.03879% | 0% | 1 | 0% | 0.03252% | 0% | 1 | 1.868% | 0.03879% | 0% | 1
289 | Mead | SNV ELDORADO DESERT | 0 | 0 | 0 | 0% | 0% | 1 | 0 | 0% | 0% | 1 | 0% | 0% | 0% | 1 | 0 | 2 | 0% | 0% | 0% | 1 | 0% | 0% | 0% | 1 | 0% | 0% | 0% | 1 | 0% | 0% | 0% | 1 | 0% | 0% | 0% | 1 | 0% | 0% | 0% | 1 | 0% | 0% | 0% | 1 |  | 0% | 0% | 1 | 0 | 0% | 0% | 1 | 0% | 0% | 0% | 1 | 0 | 2 | 0% | 0% | 0% | 1 | 0% | 0% | 0% | 1 | 0% | 0% | 0% | 1 | 0% | 0% | 0% | 1 | 0% | 0% | 0% | 1 | 0% | 0% | 0% | 1 | 0% | 0% | 0% | 1 |  | 0% | 0% | 1 | 0 | 0% | 0% | 1 | 0% | 0% | 0% | 1 | 0 | 2 | 0% | 0% | 0% | 1 | 0% | 0% | 0% | 1 | 0% | 0% | 0% | 1 | 0% | 0% | 0% | 1 | 0% | 0% | 0% | 1 | 0% | 0% | 0% | 1 | 0% | 0% | 0% | 1 |  | 0% | 0% | 1 | 0 | 0% | 0% | 1 | 0% | 0% | 0% | 1 | 0 | 2 | 0% | 0% | 0% | 1 | 0% | 0% | 0% | 1 | 0% | 0% | 0% | 1 | 0% | 0% | 0% | 1 | 0% | 0% | 0% | 1 | 0% | 0% | 0% | 1 | 0% | 0% | 0% | 1
290 | Quinto | SPGE | 150 | 1500 | 10 | 35.91% | 0% | 2 | 13.0348 | 20.02% | 0% | 2 | 26.99% | 34.28% | 0% | 2 | 0 | 2 | 0% | 0% | 0% | 1 | 54.43% | 13.54% | 0% | 2 | 0.1691% | 6.182% | 0% | 1 | 10.17% | 6.87% | 0% | 1 | 54.43% | 13.54% | 0% | 2 | 6.684% | 6.613% | 0% | 1 | 3.641% | 13.54% | 0% | 1 |  | 7.927% | 0% | 1 | 8.6667 | 5.018% | 0% | 1 | 20.67% | 5.988% | 0% | 1 | 0 | 2 | 1.28% | 0% | 1.28% | 1 | 54.34% | 3.248% | 0% | 2 | 9.257% | 1.634% | 0% | 1 | 19.71% | 1.847% | 0% | 1 | 59.24% | 3.638% | 0% | 2 | 19.96% | 1.853% | 0% | 1 | 8.931% | 3.638% | 0% | 1 |  | 5.958% | 0% | 1 | 6.502 | 1.722% | 0% | 1 | 19.3% | 5.988% | 0% | 1 | 0 | 2 | 10.13% | 0% | 10.13% | 1 | 59.07% | 1.588% | 0% | 2 | 16.45% | 0.778% | 0% | 1 | 27.17% | 0.8924% | 0% | 1 | 66.29% | 1.928% | 0% | 2 | 40.24% | 1.088% | 0% | 1 | 7.116% | 1.928% | 0% | 1 |  | 3.475% | 0% | 1 | 6.343 | 0.8678% | 0% | 1 | 21.8% | 5.988% | 0% | 1 | 0 | 2 | 13.79% | 0% | 13.79% | 1 | 57.74% | 0.832% | 0% | 2 | 14.69% | 0.4121% | 0% | 1 | 23.59% | 0.4601% | 0% | 1 | 65.06% | 1.006% | 0% | 2 | 43.09% | 0.6178% | 0% | 1 | 6.631% | 1.006% | 0% | 1
291 | Sandy | SNV ELDORADO DESERT | 0 | 0 | 0 | 0% | 0% | 1 | 0 | 0% | 0% | 1 | 0% | 0% | 0% | 1 | 0 | 2 | 0% | 0% | 0% | 1 | 0% | 0% | 0% | 1 | 0% | 0% | 0% | 1 | 0% | 0% | 0% | 1 | 0% | 0% | 0% | 1 | 0% | 0% | 0% | 1 | 0% | 0% | 0% | 1 |  | 0% | 0% | 1 | 0 | 0% | 0% | 1 | 0% | 0% | 0% | 1 | 0 | 2 | 0% | 0% | 0% | 1 | 0% | 0% | 0% | 1 | 0% | 0% | 0% | 1 | 0% | 0% | 0% | 1 | 0% | 0% | 0% | 1 | 0% | 0% | 0% | 1 | 0% | 0% | 0% | 1 |  | 0% | 0% | 1 | 34.7625 | 0% | 0% | 4 | 0% | 0% | 0% | 1 | 0 | 2 | 0% | 0% | 0% | 1 | 0% | 0% | 0% | 1 | 0% | 0% | 0% | 1 | 70.44% | 0% | 0% | 3 | 70.44% | 0% | 0% | 3 | 23.58% | 0% | 0% | 1 | 0.7892% | 0% | 0% | 1 |  | 0% | 0% | 1 | 51.5 | 0% | 0% | 4 | 0% | 0% | 0% | 1 | 0 | 2 | 0% | 0% | 0% | 1 | 9.512% | 0% | 0% | 1 | 0.05012% | 0% | 0% | 1 | 65.15% | 0% | 0% | 2 | 70.05% | 0% | 0% | 3 | 45.91% | 0% | 0% | 1 | 0.3806% | 0% | 0% | 1
292 | Eldorado | SNV ELDORADO DESERT | 0 | 0 | 0 | 0% | 0% | 1 | 0 | 0% | 0% | 1 | 0% | 0% | 0% | 1 | 0 | 2 | 0% | 0% | 0% | 1 | 0% | 0% | 0% | 1 | 0% | 0% | 0% | 1 | 0% | 0% | 0% | 1 | 0% | 0% | 0% | 1 | 0% | 0% | 0% | 1 | 0% | 0% | 0% | 1 |  | 0% | 0% | 1 | 0 | 0% | 0% | 1 | 0% | 0% | 0% | 1 | 0 | 2 | 0% | 0% | 0% | 1 | 0% | 0% | 0% | 1 | 0% | 0% | 0% | 1 | 0% | 0% | 0% | 1 | 0% | 0% | 0% | 1 | 0% | 0% | 0% | 1 | 0% | 0% | 0% | 1 |  | 0% | 0% | 1 | 0 | 0% | 0% | 1 | 0% | 0% | 0% | 1 | 0 | 2 | 0% | 0% | 0% | 1 | 0% | 0% | 0% | 1 | 0% | 0% | 0% | 1 | 0% | 0% | 0% | 1 | 0% | 0% | 0% | 1 | 0% | 0% | 0% | 1 | 0% | 0% | 0% | 1 |  | 0% | 0% | 1 | 0 | 0% | 0% | 1 | 0% | 0% | 0% | 1 | 0 | 2 | 0% | 0% | 0% | 1 | 0% | 0% | 0% | 1 | 0% | 0% | 0% | 1 | 0% | 0% | 0% | 1 | 0% | 0% | 0% | 1 | 0% | 0% | 0% | 1 | 0% | 0% | 0% | 1
293 | Fink (Proposed) |  | 140 | 1400 | 10 | 45.57% | 0% | 2 | 6.9209 | 10.2% | 0% | 1 | 43.13% | 0% | 0% | 1 | 0 | 2 | 14.12% | 0% | 14.12% | 1 | 30.75% | 5.319% | 0% | 1 | 12.28% | 4.199% | 0% | 1 | 21.15% | 4.671% | 0% | 1 | 50.01% | 7.368% | 0% | 2 | 28.77% | 5.171% | 0% | 1 | 1.936% | 7.368% | 0% | 1 |  | 13.64% | 0% | 1 | 9.9791 | 3.318% | 0% | 1 | 40.16% | 10.09% | 0% | 1 | 0 | 2 | 27.49% | 0% | 27.49% | 2 | 48.4% | 1.926% | 0% | 1 | 12.59% | 1.137% | 0% | 1 | 20.85% | 1.256% | 0% | 1 | 59.22% | 2.438% | 0% | 2 | 31.29% | 1.447% | 0% | 1 | 3.419% | 2.438% | 0% | 1 |  | 3.735% | 0% | 1 | 10.7952 | 1.591% | 0% | 1 | 40.49% | 10.09% | 0% | 1 | 0 | 2 | 17.62% | 0% | 17.62% | 1 | 44.94% | 0.8376% | 0% | 1 | 9.764% | 0.511% | 0% | 1 | 16.52% | 0.5524% | 0% | 1 | 52.42% | 0.9692% | 0% | 2 | 30.66% | 0.665% | 0% | 1 | 3.367% | 0.9692% | 0% | 1 |  | 2.3% | 0% | 1 | 10.4926 | 1.165% | 0% | 1 | 40.55% | 10.09% | 0% | 1 | 0 | 2 | 16.06% | 0% | 16.06% | 1 | 45.43% | 0.5566% | 0% | 1 | 12.67% | 0.3478% | 0% | 1 | 18.53% | 0.3728% | 0% | 1 | 52.75% | 0.6428% | 0% | 2 | 29.85% | 0.4329% | 0% | 1 | 4.419% | 0.6428% | 0% | 1
294 | Gates-Midway (Proposed) | SPGE | 440 | 4400 | 10 | 21.95% | 0% | 2 | 6.8736 | 37.5% | 0% | 2 | 21.92% | 0% | 0% | 1 | 0 | 2 | 0% | 0% | 0% | 1 | 29.86% | 12.74% | 0% | 1 | 8.854% | 9.805% | 0% | 1 | 12.3% | 10.19% | 0% | 1 | 36.03% | 13.97% | 0% | 1 | 0% | 8.937% | 0% | 1 | 6.518% | 13.97% | 0% | 1 |  | 10.52% | 0% | 1 | 7.0383 | 9.627% | 0% | 1 | 23.89% | 0% | 0% | 1 | 0 | 2 | 0% | 0% | 0% | 1 | 55.64% | 5.717% | 0% | 2 | 6.225% | 2.705% | 0% | 1 | 16.44% | 3.035% | 0% | 1 | 60.09% | 6.354% | 0% | 2 | 0.3948% | 2.546% | 0% | 1 | 8.774% | 6.354% | 0% | 1 |  | 4.704% | 0% | 1 | 7 | 3.916% | 0% | 1 | 20.89% | 0% | 0% | 1 | 0 | 2 | 0% | 0% | 0% | 1 | 60.52% | 3.08% | 0% | 2 | 6.497% | 1.301% | 0% | 1 | 13.26% | 1.402% | 0% | 1 | 63.81% | 3.361% | 0% | 2 | 0.4744% | 1.222% | 0% | 1 | 5.348% | 3.361% | 0% | 1 |  | 2.386% | 0% | 1 | 7 | 2.084% | 0% | 1 | 18.39% | 0% | 0% | 1 | 0 | 2 | 0.5607% | 0% | 0.5607% | 1 | 55.38% | 1.537% | 0% | 2 | 4.664% | 0.7193% | 0% | 1 | 17.01% | 0.8264% | 0% | 1 | 63.78% | 1.893% | 0% | 2 | 2.833% | 0.7058% | 0% | 1 | 3.894% | 1.893% | 0% | 1
295 | Rancho Seco - Bellota (Proposed) | NORTHERN CALIFORNIA | 0 | 0 | 10 | 0% | 0% | 1 | 11.55 | 0% | 0% | 1 | 6.9% | 0% | 0% | 1 | 0 | 2 | 25.8% | 0% | 25.8% | 2 | 65.19% | 0% | 0% | 2 | 53.18% | 0% | 0% | 2 | 70.68% | 0% | 0% | 3 | 82.38% | 0% | 0% | 3 | 48.18% | 0% | 0% | 1 | 22.22% | 0% | 0% | 1 |  | 0% | 0% | 1 | 18.6307 | 0% | 0% | 2 | 18.12% | 0% | 0% | 1 | 0 | 2 | 18.45% | 0% | 18.45% | 1 | 46.26% | 0% | 0% | 1 | 36.75% | 0% | 0% | 1 | 67.11% | 0% | 0% | 2 | 74.24% | 0% | 0% | 3 | 30.54% | 0% | 0% | 1 | 17.19% | 0% | 0% | 1 |  | 0% | 0% | 1 | 15.472 | 0% | 0% | 2 | 25.3% | 0% | 0% | 1 | 0 | 2 | 17.35% | 0% | 17.35% | 1 | 47.34% | 0% | 0% | 1 | 25.6% | 0% | 0% | 1 | 49.94% | 0% | 0% | 1 | 66.14% | 0% | 0% | 2 | 32.31% | 0% | 0% | 1 | 13.72% | 0% | 0% | 1 |  | 0% | 0% | 1 | 14.5918 | 0% | 0% | 2 | 23.03% | 0% | 0% | 1 | 0 | 2 | 21.47% | 0% | 21.47% | 2 | 52.07% | 0% | 0% | 2 | 19.93% | 0% | 0% | 1 | 42.48% | 0% | 0% | 1 | 67.01% | 0% | 0% | 2 | 32.46% | 0% | 0% | 1 | 13.05% | 0% | 0% | 1
296 | Midway - Wheeler Ridge (Proposed) | SPGE | 150 | 1500 | 10 | 16.16% | 0% | 1 | 5.7778 | 16.61% | 0% | 1 | 49.95% | 9.252% | 0% | 1 | 0 | 2 | 0% | 0% | 0% | 1 | 8.65% | 3.5% | 0% | 1 | 32.11% | 4.709% | 0% | 1 | 42.97% | 5.606% | 0% | 1 | 44.07% | 5.716% | 0% | 1 | 0% | 3.197% | 0% | 1 | 0.5086% | 5.716% | 0% | 1 |  | 7.248% | 0% | 1 | 6.4111 | 5.943% | 0% | 1 | 45.03% | 3.588% | 0% | 1 | 0 | 2 | 0% | 0% | 0% | 1 | 20.31% | 1.441% | 0% | 1 | 36.94% | 1.821% | 0% | 1 | 49.01% | 2.252% | 0% | 1 | 58.65% | 2.777% | 0% | 2 | 2.1% | 1.173% | 0% | 1 | 0.4753% | 2.777% | 0% | 1 |  | 4.945% | 0% | 1 | 6.8817 | 2.394% | 0% | 1 | 40.7% | 3.588% | 0% | 1 | 0 | 2 | 0% | 0% | 0% | 1 | 22.11% | 0.7585% | 0% | 1 | 38.27% | 0.957% | 0% | 1 | 56.85% | 1.369% | 0% | 2 | 63.29% | 1.609% | 0% | 2 | 4.272% | 0.6172% | 0% | 1 | 5.54% | 1.609% | 0% | 1 |  | 3.368% | 0% | 1 | 8.1915 | 1.639% | 0% | 1 | 43.04% | 3.588% | 0% | 1 | 0 | 2 | 1.979% | 0.1733% | 2.152% | 2 | 21.56% | 0.4906% | 0% | 1 | 30.06% | 0.5502% | 0% | 1 | 54.23% | 0.8407% | 0% | 2 | 60.18% | 0.9663% | 0% | 2 | 6.914% | 0.4134% | 0% | 1 | 5.474% | 0.9663% | 0% | 1
297 | Suncrest - Ocotillo (Proposed) | GREATER IMPERIAL | 0 | 0 | 10 | 0% | 0% | 1 | 4.9213 | 0% | 0% | 1 | 0.05569% | 0% | 0% | 1 | 0 | 2 | 0.6127% | 99.39% | 100% | 5 | 0.001213% | 0% | 0% | 1 | 32.33% | 0% | 0% | 1 | 41.83% | 0% | 0% | 1 | 53.6% | 0% | 0% | 2 | 75.89% | 0% | 0% | 3 | 2.792% | 0% | 0% | 1 |  | 0% | 0% | 1 | 7.2004 | 0% | 0% | 1 | 0.1116% | 0% | 0% | 1 | 0 | 2 | 9.89% | 90.11% | 100% | 5 | 7.81% | 0% | 0% | 1 | 29.8% | 0% | 0% | 1 | 42.09% | 0% | 0% | 1 | 54.62% | 0% | 0% | 2 | 69.56% | 0% | 0% | 2 | 3.525% | 0% | 0% | 1 |  | 0% | 0% | 1 | 8.7987 | 0% | 0% | 1 | 0.2198% | 0% | 0% | 1 | 0 | 2 | 23.4% | 75.28% | 98.67% | 5 | 9.937% | 0% | 0% | 1 | 27.1% | 0% | 0% | 1 | 43.2% | 0% | 0% | 1 | 57.26% | 0% | 0% | 2 | 62.12% | 0% | 0% | 2 | 3.302% | 0% | 0% | 1 |  | 0% | 0% | 1 | 11.4352 | 0% | 0% | 1 | 0.2107% | 0% | 0% | 1 | 0 | 2 | 21.62% | 76.84% | 98.45% | 5 | 11.93% | 0% | 0% | 1 | 25.17% | 0% | 0% | 1 | 47.19% | 0% | 0% | 1 | 59.04% | 0% | 0% | 2 | 60.89% | 0% | 0% | 2 | 3.771% | 0% | 0% | 1
298 | North Gila - IV (Proposed) | GREATER IMPERIAL | 0 | 0 | 10 | 0% | 0% | 1 | 4.1196 | 0% | 0% | 1 | 21.06% | 0% | 0% | 1 | 0 | 2 | 0% | 0% | 0% | 1 | 0% | 0% | 0% | 1 | 72.64% | 0% | 0% | 3 | 72.64% | 0% | 0% | 3 | 72.64% | 0% | 0% | 3 | 35.71% | 0% | 0% | 1 | 13.23% | 0% | 0% | 1 |  | 0% | 0% | 1 | 6 | 0% | 0% | 1 | 57.28% | 0% | 0% | 2 | 0 | 2 | 0% | 0% | 0% | 1 | 0.673% | 0% | 0% | 1 | 33.03% | 0% | 0% | 1 | 33.03% | 0% | 0% | 1 | 33.7% | 0% | 0% | 1 | 11.91% | 0% | 0% | 1 | 8.307% | 0% | 0% | 1 |  | 0% | 0% | 1 | 8 | 0% | 0% | 1 | 62.57% | 0% | 0% | 2 | 0 | 2 | 0% | 0% | 0% | 1 | 3.72% | 0% | 0% | 1 | 20.19% | 0% | 0% | 1 | 20.19% | 0% | 0% | 1 | 23.91% | 0% | 0% | 1 | 10.18% | 0% | 0% | 1 | 5.783% | 0% | 0% | 1 |  | 0% | 0% | 1 | 8.4922 | 0% | 0% | 1 | 64.15% | 0% | 0% | 2 | 0 | 2 | 0% | 0% | 0% | 1 | 4.448% | 0% | 0% | 1 | 15.26% | 0% | 0% | 1 | 15.26% | 0% | 0% | 1 | 19.7% | 0% | 0% | 1 | 8.849% | 0% | 0% | 1 | 5.063% | 0% | 0% | 1
299 | Lugo - Pisgah (Proposed) | GREATER KRAMER | 0 | 0 | 10 | 0% | 0% | 1 | 63 | 0% | 0% | 4 | 0% | 0% | 0% | 1 | 0 | 2 | 0% | 0% | 0% | 1 | 0.1002% | 0% | 0% | 1 | 6.734% | 0% | 0% | 1 | 6.178% | 0% | 0% | 1 | 9.154% | 0% | 0% | 1 | 78.96% | 0% | 0% | 3 | 0.03464% | 0% | 0% | 1 |  | 0% | 0% | 1 | 44.2333 | 0% | 0% | 4 | 0% | 0% | 0% | 1 | 0 | 2 | 0.2024% | 0% | 0.2024% | 1 | 18.98% | 0% | 0% | 1 | 6.381% | 0% | 0% | 1 | 6.652% | 0% | 0% | 1 | 26.95% | 0% | 0% | 1 | 66.51% | 0% | 0% | 2 | 0.08395% | 0% | 0% | 1 |  | 0% | 0% | 1 | 39.25 | 0% | 0% | 4 | 0.4147% | 0% | 0% | 1 | 0 | 2 | 15.36% | 0% | 15.36% | 1 | 24.95% | 0% | 0% | 1 | 14.88% | 0% | 0% | 1 | 20.59% | 0% | 0% | 1 | 42.26% | 0% | 0% | 1 | 52.01% | 0% | 0% | 2 | 0.1995% | 0% | 0% | 1 |  | 0% | 0% | 1 | 38 | 0% | 0% | 4 | 0.3682% | 0% | 0% | 1 | 0 | 2 | 17.96% | 0.5647% | 18.52% | 2 | 25.78% | 0% | 0% | 1 | 21.74% | 0% | 0% | 1 | 27.14% | 0% | 0% | 1 | 48.27% | 0% | 0% | 1 | 41.38% | 0% | 0% | 1 | 0.5506% | 0% | 0% | 1
300 | Crow Creek | SPGE | 0 | 0 | 10 | 0% | 0% | 1 | 7.5263 | 0% | 0% | 1 | 47.55% | 0% | 0% | 1 | 0 | 2 | 11.64% | 0% | 11.64% | 1 | 28.04% | 0% | 0% | 1 | 11.58% | 0% | 0% | 1 | 19.3% | 0% | 0% | 1 | 45.91% | 0% | 0% | 1 | 25.15% | 0% | 0% | 1 | 1.888% | 0% | 0% | 1 |  | 0% | 0% | 1 | 10.1206 | 0% | 0% | 1 | 40.61% | 0% | 0% | 1 | 0 | 2 | 26.49% | 0% | 26.49% | 2 | 48.06% | 0% | 0% | 1 | 12.33% | 0% | 0% | 1 | 20.3% | 0% | 0% | 1 | 58.61% | 0% | 0% | 2 | 29.79% | 0% | 0% | 1 | 3.502% | 0% | 0% | 1 |  | 0% | 0% | 1 | 11 | 0% | 0% | 1 | 41.61% | 0% | 0% | 1 | 0 | 2 | 17.32% | 0% | 17.32% | 1 | 44.62% | 0% | 0% | 1 | 9.632% | 0% | 0% | 1 | 16.31% | 0% | 0% | 1 | 52.06% | 0% | 0% | 2 | 29.65% | 0% | 0% | 1 | 3.395% | 0% | 0% | 1 |  | 0% | 0% | 1 | 10.6674 | 0% | 0% | 1 | 41.24% | 0% | 0% | 1 | 0 | 2 | 15.36% | 0% | 15.36% | 1 | 44.91% | 0% | 0% | 1 | 12.5% | 0% | 0% | 1 | 18.32% | 0% | 0% | 1 | 52.24% | 0% | 0% | 2 | 29.09% | 0% | 0% | 1 | 4.41% | 0% | 0% | 1
301 | Harry Allen | NEVADA MAJOR | 0 | 0 | 0 | 0% | 0% | 1 | 0 | 0% | 0% | 1 | 0% | 0% | 0% | 1 | 0 | 2 | 0% | 0% | 0% | 1 | 0% | 0% | 0% | 1 | 0% | 0% | 0% | 1 | 0% | 0% | 0% | 1 | 0% | 0% | 0% | 1 | 0% | 0% | 0% | 1 | 0% | 0% | 0% | 1 |  | 0% | 0% | 1 | 0 | 0% | 0% | 1 | 0% | 0% | 0% | 1 | 0 | 2 | 0% | 0% | 0% | 1 | 0% | 0% | 0% | 1 | 0% | 0% | 0% | 1 | 0% | 0% | 0% | 1 | 0% | 0% | 0% | 1 | 0% | 0% | 0% | 1 | 0% | 0% | 0% | 1 |  | 0% | 0% | 1 | 0 | 0% | 0% | 1 | 0% | 0% | 0% | 1 | 0 | 2 | 0% | 0% | 0% | 1 | 0% | 0% | 0% | 1 | 0% | 0% | 0% | 1 | 0% | 0% | 0% | 1 | 0% | 0% | 0% | 1 | 0% | 0% | 0% | 1 | 0% | 0% | 0% | 1 |  | 0% | 0% | 1 | 0 | 0% | 0% | 1 | 0% | 0% | 0% | 1 | 0 | 2 | 0% | 0% | 0% | 1 | 0% | 0% | 0% | 1 | 0% | 0% | 0% | 1 | 0% | 0% | 0% | 1 | 0% | 0% | 0% | 1 | 0% | 0% | 0% | 1 | 0% | 0% | 0% | 1
302 | Kirker | NORTHERN CALIFORNIA | 0 | 0 | 10 | 0% | 0% | 1 | 6.9377 | 0% | 0% | 1 | 0% | 0% | 0% | 1 | 0 | 2 | 39.37% | 0% | 39.37% | 2 | 46.16% | 0% | 0% | 1 | 69.65% | 0% | 0% | 2 | 40.37% | 0% | 0% | 1 | 71.18% | 0% | 0% | 3 | 17.82% | 0% | 0% | 1 | 59.34% | 0% | 0% | 2 |  | 0% | 0% | 1 | 6.6183 | 0% | 0% | 1 | 0.003388% | 0% | 0% | 1 | 0 | 2 | 15.68% | 2.772% | 18.45% | 2 | 24.97% | 0% | 0% | 1 | 46.85% | 0% | 0% | 1 | 36.69% | 0% | 0% | 1 | 54.61% | 0% | 0% | 2 | 9.385% | 0% | 0% | 1 | 30.87% | 0% | 0% | 1 |  | 0% | 0% | 1 | 15.2857 | 0% | 0% | 2 | 3.325% | 0% | 0% | 1 | 0 | 2 | 14.79% | 4.503% | 19.3% | 2 | 21.19% | 0% | 0% | 1 | 47.63% | 0% | 0% | 1 | 45.02% | 0% | 0% | 1 | 59.16% | 0% | 0% | 2 | 12.25% | 0% | 0% | 1 | 21.05% | 0% | 0% | 1 |  | 0% | 0% | 1 | 19.3333 | 0% | 0% | 2 | 16.21% | 0% | 0% | 1 | 0 | 2 | 18.91% | 7.652% | 26.56% | 2 | 24.21% | 0% | 0% | 1 | 41.95% | 0% | 0% | 1 | 47.53% | 0% | 0% | 1 | 60.64% | 0% | 0% | 2 | 13.28% | 0% | 0% | 1 | 18.07% | 0% | 0% | 1
303 | Oro Loma | SPGE | 75 | 750 | 5 | 2.67% | 0% | 1 | 7 | 17.59% | 0% | 1 | 36.81% | 2.624% | 0% | 1 | 0 | 2 | 0% | 0% | 0% | 1 | 0% | 1.559% | 0% | 1 | 0% | 1.559% | 0% | 1 | 12.23% | 1.777% | 0% | 1 | 12.23% | 1.777% | 0% | 1 | 0% | 1.559% | 0% | 1 | 1.211% | 1.777% | 0% | 1 |  | 0.8262% | 0% | 1 | 7.9507 | 6.005% | 0% | 1 | 36.19% | 0.589% | 0% | 1 | 0 | 2 | 0% | 0% | 0% | 1 | 10.82% | 0.4853% | 0% | 1 | 1.003% | 0.4372% | 0% | 1 | 6.546% | 0.4631% | 0% | 1 | 14.55% | 0.5065% | 0% | 1 | 3.575% | 0.4489% | 0% | 1 | 2.792% | 0.5065% | 0% | 1 |  | 0.6365% | 0% | 1 | 7.6826 | 1.039% | 0% | 1 | 39.42% | 0.589% | 0% | 1 | 0 | 2 | 0% | 0% | 0% | 1 | 32.59% | 0.2848% | 0% | 1 | 3.18% | 0.1983% | 0% | 1 | 12.95% | 0.2205% | 0% | 1 | 38.74% | 0.3134% | 0% | 1 | 10.16% | 0.2137% | 0% | 1 | 4.227% | 0.3134% | 0% | 1 |  | 0.4808% | 0% | 1 | 7.125 | 0.4903% | 0% | 1 | 36.98% | 0.589% | 0% | 1 | 0 | 2 | 0.00789% | 0% | 0.00789% | 1 | 42.81% | 0.1964% | 0% | 1 | 12.8% | 0.1288% | 0% | 1 | 20.56% | 0.1414% | 0% | 1 | 49.53% | 0.2226% | 0% | 1 | 14.91% | 0.132% | 0% | 1 | 4.795% | 0.2226% | 0% | 1
304 | Logan Creek | NORTHERN CALIFORNIA | 0 | 0 | 10 | 0% | 0% | 1 | 6.5909 | 0% | 0% | 1 | 51.96% | 0% | 0% | 2 | 0 | 2 | 0% | 0% | 0% | 1 | 13.73% | 0% | 0% | 1 | 0% | 0% | 0% | 1 | 0% | 0% | 0% | 1 | 13.73% | 0% | 0% | 1 | 5.182% | 0% | 0% | 1 | 2.282% | 0% | 0% | 1 |  | 0% | 0% | 1 | 5.6227 | 0% | 0% | 1 | 35.49% | 0% | 0% | 1 | 0 | 2 | 5.676% | 0% | 5.676% | 1 | 24.64% | 0% | 0% | 1 | 2.72% | 0% | 0% | 1 | 5.435% | 0% | 0% | 1 | 28.68% | 0% | 0% | 1 | 23.09% | 0% | 0% | 1 | 4.002% | 0% | 0% | 1 |  | 0% | 0% | 1 | 7.6826 | 0% | 0% | 1 | 39.42% | 0% | 0% | 1 | 0 | 2 | 0% | 0% | 0% | 1 | 32.59% | 0% | 0% | 1 | 3.18% | 0% | 0% | 1 | 12.95% | 0% | 0% | 1 | 38.74% | 0% | 0% | 1 | 10.16% | 0% | 0% | 1 | 4.227% | 0% | 0% | 1 |  | 0% | 0% | 1 | 7.125 | 0% | 0% | 1 | 36.98% | 0% | 0% | 1 | 0 | 2 | 0.00789% | 0% | 0.00789% | 1 | 42.81% | 0% | 0% | 1 | 12.8% | 0% | 0% | 1 | 20.56% | 0% | 0% | 1 | 49.53% | 0% | 0% | 1 | 14.91% | 0% | 0% | 1 | 4.795% | 0% | 0% | 1
305 | Julian Hinds | RIVERSIDE | 0 | 0 | 10 | 0% | 0% | 1 | 1.9686 | 0% | 0% | 1 | 0% | 0% | 0% | 1 | 0 | 2 | 0% | 0% | 0% | 1 | 100% | 0% | 0% | 5 | 58.41% | 0% | 0% | 2 | 44.83% | 0% | 0% | 1 | 100% | 0% | 0% | 5 | 5.274% | 0% | 0% | 1 | 0% | 0% | 0% | 1 |  | 0% | 0% | 1 | 3.3952 | 0% | 0% | 1 | 0% | 0% | 0% | 1 | 0 | 2 | 0% | 0% | 0% | 1 | 99.38% | 0% | 0% | 5 | 23.82% | 0% | 0% | 1 | 12.12% | 0% | 0% | 1 | 99.38% | 0% | 0% | 5 | 20.92% | 0% | 0% | 1 | 0% | 0% | 0% | 1 |  | 0% | 0% | 1 | 6.1774 | 0% | 0% | 1 | 30.15% | 0% | 0% | 1 | 0 | 2 | 14.27% | 0% | 14.27% | 1 | 32.33% | 0% | 0% | 1 | 5.273% | 0% | 0% | 1 | 10.12% | 0% | 0% | 1 | 39.35% | 0% | 0% | 1 | 29.5% | 0% | 0% | 1 | 3.726% | 0% | 0% | 1 |  | 0% | 0% | 1 | 6.8916 | 0% | 0% | 1 | 30.05% | 0% | 0% | 1 | 0 | 2 | 18.89% | 0% | 18.89% | 1 | 36.89% | 0% | 0% | 1 | 9.426% | 0% | 0% | 1 | 18.04% | 0% | 0% | 1 | 49.37% | 0% | 0% | 1 | 31.31% | 0% | 0% | 1 | 5.358% | 0% | 0% | 1
306 | Hollister | SPGE | 0 | 0 | 10 | 0% | 0% | 1 | 16.7688 | 0% | 0% | 2 | 26.81% | 0% | 0% | 1 | 0 | 2 | 2.869% | 0% | 2.869% | 1 | 9.543% | 0% | 0% | 1 | 20.29% | 0% | 0% | 1 | 26.42% | 0% | 0% | 1 | 34.46% | 0% | 0% | 1 | 13.59% | 0% | 0% | 1 | 6.769% | 0% | 0% | 1 |  | 0% | 0% | 1 | 10.5757 | 0% | 0% | 1 | 14.79% | 0% | 0% | 1 | 0 | 2 | 19.36% | 0% | 19.36% | 1 | 45.14% | 0% | 0% | 1 | 15.56% | 0% | 0% | 1 | 26.08% | 0% | 0% | 1 | 60.57% | 0% | 0% | 2 | 36.03% | 0% | 0% | 1 | 4.425% | 0% | 0% | 1 |  | 0% | 0% | 1 | 5.4907 | 0% | 0% | 1 | 0% | 0% | 0% | 1 | 0 | 2 | 0% | 0% | 0% | 1 | 17.8% | 0% | 0% | 1 | 36.66% | 0% | 0% | 1 | 3.598% | 0% | 0% | 1 | 51.22% | 0% | 0% | 2 | 45.72% | 0% | 0% | 1 | 0% | 0% | 0% | 1 |  | 0% | 0% | 1 | 5.1958 | 0% | 0% | 1 | 0% | 0% | 0% | 1 | 0 | 2 | 0% | 0% | 0% | 1 | 10.99% | 0% | 0% | 1 | 22.67% | 0% | 0% | 1 | 7.407% | 0% | 0% | 1 | 34.02% | 0% | 0% | 1 | 36.33% | 0% | 0% | 1 | 0.5767% | 0% | 0% | 1
307 | Boulevard | GREATER IMPERIAL | 60 | 600 | 10 | 7.543% | 0% | 1 | 13.2314 | 40.95% | 0% | 2 | 0% | 0% | 0% | 1 | 0 | 2 | 100% | 0% | 100% | 5 | 13.97% | 2.264% | 0% | 1 | 14.67% | 2.283% | 0% | 1 | 41.89% | 3.352% | 0% | 1 | 56.81% | 4.51% | 0% | 2 | 36.65% | 3.075% | 0% | 1 | 1.698% | 4.51% | 0% | 1 |  | 3.19% | 0% | 1 | 10.8333 | 4.606% | 0% | 1 | 0.2644% | 0% | 0% | 1 | 0 | 2 | 66.54% | 30.83% | 97.37% | 5 | 10.81% | 1.002% | 0% | 1 | 9.464% | 0.9867% | 0% | 1 | 28.63% | 1.252% | 0% | 1 | 40.13% | 1.492% | 0% | 1 | 48.92% | 1.749% | 0% | 1 | 1.657% | 1.492% | 0% | 1 |  | 1.77% | 0% | 1 | 8.8724 | 0.6484% | 0% | 1 | 10.93% | 0% | 0% | 1 | 0 | 2 | 33.06% | 1.479% | 34.54% | 2 | 56.96% | 0.5241% | 0% | 2 | 13.96% | 0.2622% | 0% | 1 | 27.38% | 0.3106% | 0% | 1 | 69.22% | 0.7329% | 0% | 2 | 48.64% | 0.4392% | 0% | 1 | 4.39% | 0.7329% | 0% | 1 |  | 1.152% | 0% | 1 | 8.4851 | 0.3472% | 0% | 1 | 13.62% | 0% | 0% | 1 | 0 | 2 | 35.53% | 2.403% | 37.94% | 2 | 60.39% | 0.3462% | 0% | 2 | 12.91% | 0.1575% | 0% | 1 | 24.75% | 0.1822% | 0% | 1 | 69.8% | 0.454% | 0% | 2 | 51.14% | 0.2807% | 0% | 2 | 3.736% | 0.454% | 0% | 1
308 | Llagas | NORTHERN CALIFORNIA | 0 | 0 | 10 | 0% | 0% | 1 | 18.9007 | 0% | 0% | 2 | 26.76% | 0% | 0% | 1 | 0 | 2 | 28.91% | 7.759% | 36.67% | 2 | 53.55% | 0% | 0% | 2 | 0% | 0% | 0% | 1 | 3.474% | 0% | 0% | 1 | 53.55% | 0% | 0% | 2 | 25.29% | 0% | 0% | 1 | 2.402% | 0% | 0% | 1 |  | 0% | 0% | 1 | 15 | 0% | 0% | 2 | 15.76% | 0% | 0% | 1 | 0 | 2 | 34.36% | 14.51% | 48.87% | 3 | 50.03% | 0% | 0% | 2 | 3.647% | 0% | 0% | 1 | 10.25% | 0% | 0% | 1 | 53.4% | 0% | 0% | 2 | 34.28% | 0% | 0% | 1 | 4.064% | 0% | 0% | 1 |  | 0% | 0% | 1 | 9.4522 | 0% | 0% | 1 | 0.3836% | 0% | 0% | 1 | 0 | 2 | 42.19% | 50.49% | 92.68% | 5 | 9.125% | 0% | 0% | 1 | 19.51% | 0% | 0% | 1 | 27.84% | 0% | 0% | 1 | 46.41% | 0% | 0% | 1 | 51.67% | 0% | 0% | 2 | 2.271% | 0% | 0% | 1 |  | 0% | 0% | 1 | 9 | 0% | 0% | 1 | 0.2583% | 0% | 0% | 1 | 0 | 2 | 28.1% | 57.21% | 85.31% | 5 | 12.94% | 0% | 0% | 1 | 22.86% | 0% | 0% | 1 | 32.89% | 0% | 0% | 1 | 53.44% | 0% | 0% | 2 | 54.32% | 0% | 0% | 2 | 2.696% | 0% | 0% | 1
309 | Miller | SPGE | 0 | 0 | 10 | 0% | 0% | 1 | 7.2903 | 0% | 0% | 1 | 47.38% | 0% | 0% | 1 | 0 | 2 | 0% | 0% | 0% | 1 | 29.71% | 0% | 0% | 1 | 36.37% | 0% | 0% | 1 | 42.29% | 0% | 0% | 1 | 69.4% | 0% | 0% | 2 | 7.894% | 0% | 0% | 1 | 1.205% | 0% | 0% | 1 |  | 0% | 0% | 1 | 7.7051 | 0% | 0% | 1 | 35.75% | 0% | 0% | 1 | 0 | 2 | 7.278% | 0% | 7.278% | 1 | 33.77% | 0% | 0% | 1 | 12.36% | 0% | 0% | 1 | 20.21% | 0% | 0% | 1 | 49.06% | 0% | 0% | 1 | 27.74% | 0% | 0% | 1 | 2.503% | 0% | 0% | 1 |  | 0% | 0% | 1 | 17.3087 | 0% | 0% | 2 | 15.54% | 0% | 0% | 1 | 0 | 2 | 35.18% | 12.23% | 47.4% | 3 | 52.52% | 0% | 0% | 2 | 8.563% | 0% | 0% | 1 | 14.31% | 0% | 0% | 1 | 58.93% | 0% | 0% | 2 | 37.33% | 0% | 0% | 1 | 4.65% | 0% | 0% | 1 |  | 0% | 0% | 1 | 14.8014 | 0% | 0% | 2 | 13.26% | 0% | 0% | 1 | 0 | 2 | 37.59% | 9.361% | 46.95% | 2 | 53.57% | 0% | 0% | 2 | 16.14% | 0% | 0% | 1 | 23.97% | 0% | 0% | 1 | 67.31% | 0% | 0% | 2 | 45.17% | 0% | 0% | 1 | 4.4% | 0% | 0% | 1
310 | Madison | NORTHERN CALIFORNIA | 13 | 130 | 5 | 4.647% | 0% | 1 | 8.6296 | 12.76% | 0% | 1 | 62.24% | 1.846% | 0% | 2 | 0 | 2 | 2.527% | 0% | 2.527% | 1 | 70.48% | 1.103% | 0% | 3 | 0% | 0.3255% | 0% | 1 | 0% | 0.3255% | 0% | 1 | 70.48% | 1.103% | 0% | 3 | 6.776% | 0.3492% | 0% | 1 | 2.927% | 1.103% | 0% | 1 |  | 1.351% | 0% | 1 | 7.9323 | 0.9402% | 0% | 1 | 50.27% | 0.5891% | 0% | 2 | 0 | 2 | 12.78% | 0% | 12.78% | 1 | 64.21% | 0.2389% | 0% | 2 | 2.237% | 0.08744% | 0% | 1 | 3.288% | 0.08839% | 0% | 1 | 65.67% | 0.249% | 0% | 2 | 15.13% | 0.1007% | 0% | 1 | 2.333% | 0.249% | 0% | 1 |  | 0.4227% | 0% | 1 | 8.9335 | 0.1506% | 0% | 1 | 30.01% | 0.5891% | 0% | 1 | 0 | 2 | 19.7% | 0% | 19.7% | 1 | 40.58% | 0.09196% | 0% | 1 | 9.156% | 0.06015% | 0% | 1 | 14.86% | 0.06418% | 0% | 1 | 49.93% | 0.1091% | 0% | 1 | 34% | 0.08279% | 0% | 1 | 6.479% | 0.1091% | 0% | 1 |  | 0.199% | 0% | 1 | 8.8908 | 0.09527% | 0% | 1 | 29.01% | 0.5891% | 0% | 1 | 0 | 2 | 20.18% | 0% | 20.18% | 2 | 47.19% | 0.05684% | 0% | 1 | 10.97% | 0.03372% | 0% | 1 | 18.26% | 0.03673% | 0% | 1 | 54.36% | 0.06577% | 0% | 2 | 34.54% | 0.04586% | 0% | 1 | 5.66% | 0.06577% | 0% | 1
311 | New Melones | NORTHERN CALIFORNIA | 0 | 0 | 10 | 0% | 0% | 1 | 21.5493 | 0% | 0% | 3 | 0% | 0% | 0% | 1 | 0 | 2 | 95.84% | 0% | 95.84% | 5 | 40.77% | 0% | 0% | 1 | 50.81% | 0% | 0% | 2 | 45.72% | 0% | 0% | 1 | 59.8% | 0% | 0% | 2 | 58.01% | 0% | 0% | 2 | 7.474% | 0% | 0% | 1 |  | 0% | 0% | 1 | 14.125 | 0% | 0% | 2 | 0.1605% | 0% | 0% | 1 | 0 | 2 | 71.08% | 0.00648% | 71.09% | 3 | 64.51% | 0% | 0% | 2 | 44.11% | 0% | 0% | 1 | 51.79% | 0% | 0% | 2 | 83% | 0% | 0% | 3 | 64.34% | 0% | 0% | 2 | 8.584% | 0% | 0% | 1 |  | 0% | 0% | 1 | 7.8564 | 0% | 0% | 1 | 49.7% | 0% | 0% | 1 | 0 | 2 | 16.44% | 0% | 16.44% | 1 | 61.97% | 0% | 0% | 2 | 6.906% | 0% | 0% | 1 | 14.91% | 0% | 0% | 1 | 69.49% | 0% | 0% | 2 | 16.43% | 0% | 0% | 1 | 3.139% | 0% | 0% | 1 |  | 0% | 0% | 1 | 8.5358 | 0% | 0% | 1 | 49.47% | 0% | 0% | 1 | 0 | 2 | 21.55% | 0% | 21.55% | 2 | 57.78% | 0% | 0% | 2 | 11.71% | 0% | 0% | 1 | 25.12% | 0% | 0% | 1 | 69.51% | 0% | 0% | 2 | 18.89% | 0% | 0% | 1 | 3.665% | 0% | 0% | 1
312 | Waukena | SPGE | 0 | 0 | 10 | 0% | 0% | 1 | 7.6158 | 0% | 0% | 1 | 26.23% | 0% | 0% | 1 | 0 | 2 | 0% | 0% | 0% | 1 | 9.256% | 0% | 0% | 1 | 0.1916% | 0% | 0% | 1 | 27.57% | 0% | 0% | 1 | 34.66% | 0% | 0% | 1 | 0% | 0% | 0% | 1 | 8.668% | 0% | 0% | 1 |  | 0% | 0% | 1 | 7.1443 | 0% | 0% | 1 | 35.06% | 0% | 0% | 1 | 0 | 2 | 0% | 0% | 0% | 1 | 5.743% | 0% | 0% | 1 | 2.353% | 0% | 0% | 1 | 11.24% | 0% | 0% | 1 | 15.76% | 0% | 0% | 1 | 0% | 0% | 0% | 1 | 5.105% | 0% | 0% | 1 |  | 0% | 0% | 1 | 10.8086 | 0% | 0% | 1 | 0.655% | 0% | 0% | 1 | 0 | 2 | 53.64% | 1.762% | 55.4% | 3 | 72.59% | 0% | 0% | 3 | 26.68% | 0% | 0% | 1 | 36.28% | 0% | 0% | 1 | 84.16% | 0% | 0% | 3 | 73.58% | 0% | 0% | 3 | 8.827% | 0% | 0% | 1 |  | 0% | 0% | 1 | 11.4006 | 0% | 0% | 1 | 2.672% | 0% | 0% | 1 | 0 | 2 | 44.37% | 4.506% | 48.88% | 2 | 71.23% | 0% | 0% | 3 | 22.72% | 0% | 0% | 1 | 37.58% | 0% | 0% | 1 | 85.09% | 0% | 0% | 3 | 65.45% | 0% | 0% | 2 | 8.227% | 0% | 0% | 1
313 | Colgate | NORTHERN CALIFORNIA | 0 | 0 | 10 | 0% | 0% | 1 | 16.7445 | 0% | 0% | 2 | 0.3295% | 0% | 0% | 1 | 0 | 2 | 79.01% | 18.93% | 97.95% | 5 | 97.47% | 0% | 0% | 5 | 1.4% | 0% | 0% | 1 | 16.3% | 0% | 0% | 1 | 97.47% | 0% | 0% | 5 | 43.21% | 0% | 0% | 1 | 2.638% | 0% | 0% | 1 |  | 0% | 0% | 1 | 19.2934 | 0% | 0% | 2 | 0.2105% | 0% | 0% | 1 | 0 | 2 | 60.6% | 38.8% | 99.4% | 5 | 87.2% | 0% | 0% | 3 | 10.91% | 0% | 0% | 1 | 22.23% | 0% | 0% | 1 | 92.76% | 0% | 0% | 4 | 45.63% | 0% | 0% | 1 | 2.637% | 0% | 0% | 1 |  | 0% | 0% | 1 | 7.7762 | 0% | 0% | 1 | 35.28% | 0% | 0% | 1 | 0 | 2 | 0% | 0% | 0% | 1 | 13.39% | 0% | 0% | 1 | 1.458% | 0% | 0% | 1 | 5.564% | 0% | 0% | 1 | 18.39% | 0% | 0% | 1 | 0% | 0% | 0% | 1 | 3.284% | 0% | 0% | 1 |  | 0% | 0% | 1 | 8.825 | 0% | 0% | 1 | 35.92% | 0% | 0% | 1 | 0 | 2 | 0% | 0% | 0% | 1 | 16.76% | 0% | 0% | 1 | 3.744% | 0% | 0% | 1 | 8.783% | 0% | 0% | 1 | 24.68% | 0% | 0% | 1 | 0.006401% | 0% | 0% | 1 | 2.784% | 0% | 0% | 1
314 | New Sub - Pit 1 - Cottonwood (Proposed) | NORTHERN CALIFORNIA | 0 | 0 | 10 | 0% | 0% | 1 | 4.6266 | 0% | 0% | 1 | 0.2397% | 0% | 0% | 1 | 0 | 2 | 95.88% | 4.117% | 100% | 5 | 74.03% | 0% | 0% | 3 | 3.414% | 0% | 0% | 1 | 3.414% | 0% | 0% | 1 | 74.03% | 0% | 0% | 3 | 71.82% | 0% | 0% | 3 | 5.503% | 0% | 0% | 1 |  | 0% | 0% | 1 | 5.2647 | 0% | 0% | 1 | 0.09355% | 0% | 0% | 1 | 0 | 2 | 86.34% | 11.11% | 97.45% | 5 | 61.46% | 0% | 0% | 2 | 10.16% | 0% | 0% | 1 | 12.96% | 0% | 0% | 1 | 63.82% | 0% | 0% | 2 | 60.79% | 0% | 0% | 2 | 7.424% | 0% | 0% | 1 |  | 0% | 0% | 1 | 20.85 | 0% | 0% | 3 | 0.3311% | 0% | 0% | 1 | 0 | 2 | 53.4% | 39.16% | 92.56% | 5 | 76.46% | 0% | 0% | 3 | 13.31% | 0% | 0% | 1 | 21.43% | 0% | 0% | 1 | 84.12% | 0% | 0% | 3 | 43.01% | 0% | 0% | 1 | 3.491% | 0% | 0% | 1 |  | 0% | 0% | 1 | 19.5495 | 0% | 0% | 2 | 1.91% | 0% | 0% | 1 | 0 | 2 | 48.62% | 38.39% | 87.01% | 5 | 68.02% | 0% | 0% | 2 | 13.21% | 0% | 0% | 1 | 18.52% | 0% | 0% | 1 | 78.26% | 0% | 0% | 3 | 37.41% | 0% | 0% | 1 | 5.402% | 0% | 0% | 1
315 | Excelsior | SPGE | 0 | 0 | 10 | 0% | 0% | 1 | 6.3698 | 0% | 0% | 1 | 42.94% | 0% | 0% | 1 | 0 | 2 | 0% | 0% | 0% | 1 | 0% | 0% | 0% | 1 | 0% | 0% | 0% | 1 | 0% | 0% | 0% | 1 | 0% | 0% | 0% | 1 | 0% | 0% | 0% | 1 | 0.1052% | 0% | 0% | 1 |  | 0% | 0% | 1 | 6.0716 | 0% | 0% | 1 | 50.65% | 0% | 0% | 2 | 0 | 2 | 0% | 0% | 0% | 1 | 12.61% | 0% | 0% | 1 | 0.5113% | 0% | 0% | 1 | 0.9308% | 0% | 0% | 1 | 12.61% | 0% | 0% | 1 | 5.777% | 0% | 0% | 1 | 0.2532% | 0% | 0% | 1 |  | 0% | 0% | 1 | 5.2511 | 0% | 0% | 1 | 0.1422% | 0% | 0% | 1 | 0 | 2 | 87.96% | 9.293% | 97.25% | 5 | 51.7% | 0% | 0% | 2 | 15.36% | 0% | 0% | 1 | 18.65% | 0% | 0% | 1 | 59.22% | 0% | 0% | 2 | 64.47% | 0% | 0% | 2 | 7.004% | 0% | 0% | 1 |  | 0% | 0% | 1 | 5.0262 | 0% | 0% | 1 | 0.1705% | 0% | 0% | 1 | 0 | 2 | 91.22% | 6.195% | 97.42% | 5 | 49.14% | 0% | 0% | 1 | 23.72% | 0% | 0% | 1 | 26.01% | 0% | 0% | 1 | 61.96% | 0% | 0% | 2 | 67.27% | 0% | 0% | 2 | 6.391% | 0% | 0% | 1
316 | Cal Flats | SPGE | 0 | 0 | 10 | 0% | 0% | 1 | 4.2584 | 0% | 0% | 1 | 3.371% | 0% | 0% | 1 | 0 | 2 | 24.01% | 0% | 24.01% | 2 | 6.217% | 0% | 0% | 1 | 0% | 0% | 0% | 1 | 34.01% | 0% | 0% | 1 | 40.23% | 0% | 0% | 1 | 69.74% | 0% | 0% | 2 | 1.317% | 0% | 0% | 1 |  | 0% | 0% | 1 | 4.5183 | 0% | 0% | 1 | 1.02% | 0% | 0% | 1 | 0 | 2 | 34.16% | 0% | 34.16% | 2 | 37.68% | 0% | 0% | 1 | 5.632% | 0% | 0% | 1 | 20.31% | 0% | 0% | 1 | 51.28% | 0% | 0% | 2 | 78.68% | 0% | 0% | 3 | 1.151% | 0% | 0% | 1 |  | 0% | 0% | 1 | 6.4478 | 0% | 0% | 1 | 44.77% | 0% | 0% | 1 | 0 | 2 | 0% | 0% | 0% | 1 | 30.51% | 0% | 0% | 1 | 2.891% | 0% | 0% | 1 | 8.679% | 0% | 0% | 1 | 33.42% | 0% | 0% | 1 | 10.11% | 0% | 0% | 1 | 0.596% | 0% | 0% | 1 |  | 0% | 0% | 1 | 6.5944 | 0% | 0% | 1 | 41.51% | 0% | 0% | 1 | 0 | 2 | 0% | 0% | 0% | 1 | 32.15% | 0% | 0% | 1 | 4.957% | 0% | 0% | 1 | 12.99% | 0% | 0% | 1 | 36.77% | 0% | 0% | 1 | 11.97% | 0% | 0% | 1 | 1.098% | 0% | 0% | 1

## Land_OOS_Analysis_Solar_2035
Land-use and environmental criteria analysis for 2035 utility-scale solar resources mapped to Nevada or Arizona areas of the CAISO system for 5, 10, 15, and 20 mile radii from substations. This analysis uses the values from the "LandEnvData_SolarWind_OOS" tab to calculate criteria alignment. |  |  |  | Utilit-scale Solar Resource Density Assumption
|  |  |  | 10 | Acres/MW
[6 empty] | 5 Mile Radius Analysis |  |  | 10 Mile Radius Analysis |  |  | 15 Mile Radius Analysis |  |  | 20 Mile Radius Analysis
[6 empty] | WECC Land-Use Screen |  |  | WECC Land-Use Screen |  |  | WECC Land-Use Screen |  |  | WECC Land-Use Screen
OBJECTID | IRP_Substation_Name | RESOLVE_Solar_Area | MWs Mapepd | Acres of MWs Mapped | Distance from Substation Selected | Lower Implications Area used by MWs Mapped | High Implications Area used by MWs Mapped | Core Screen Criteria Alignment Level | Lower Implications Area used by MWs Mapped | High Implications Area used by MWs Mapped | Core Screen Criteria Alignment Level | Lower Implications Area used by MWs Mapped | High Implications Area used by MWs Mapped | Core Screen Criteria Alignment Level | Lower Implications Area used by MWs Mapped | High Implications Area used by MWs Mapped | Core Screen Criteria Alignment Level
1 | DELANEY | ARIZONA | 0 | 0 | 10 | 0% | 0% | 1 | 0% | 0% | 1 | 0% | 0% | 1 | 0% | 0% | 1
2 | GAMEBIRD | SNV | 200 | 2000 | 10 | 18.37% | 0% | 1 | 3.83% | 0% | 1 | 2.398% | 0% | 1 | 1.737% | 0% | 1
3 | MOHAVE | SNV | 600 | 6000 | 10 | 169% | 1293% | 5 | 24.24% | 0% | 2 | 12.39% | 0% | 1 | 7.319% | 0% | 1
4 | HASSAYAMPA | ARIZONA | 332 | 3320 | 5 | 10.27% | 0% | 1 | 3.07% | 0% | 1 | 1.603% | 0% | 1 | 0.9335% | 0% | 1
5 | ELDORADO | SNV | 0 | 0 | 10 | 0% | 0% | 1 | 0% | 0% | 1 | 0% | 0% | 1 | 0% | 0% | 1
6 | NORTH GILA | ARIZONA | 0 | 0 | 10 | 0% | 0% | 1 | 0% | 0% | 1 | 0% | 0% | 1 | 0% | 0% | 1
7 | LATHROP | SNV | 0 | 0 | 10 | 0% | 0% | 1 | 0% | 0% | 1 | 0% | 0% | 1 | 0% | 0% | 1
8 | BEATTY | SNV | 0 | 0 | 10 | 0% | 0% | 1 | 0% | 0% | 1 | 0% | 0% | 1 | 0% | 0% | 1
9 | VALLEY (VEA) | SNV | 0 | 0 | 10 | 0% | 0% | 1 | 0% | 0% | 1 | 0% | 0% | 1 | 0% | 0% | 1
10 | INNOVATION | SNV | 300 | 3000 | 10 | 12.15% | 0% | 1 | 4.705% | 0% | 1 | 2.747% | 0% | 1 | 2.02% | 0% | 1
11 | HOODOO WASH | ARIZONA | 926.5 | 9265 | 5 | 22.13% | 0% | 2 | 5.856% | 0% | 1 | 3.419% | 0% | 1 | 2.219% | 0% | 1
12 | VISTA (VEA) | SNV | 0 | 0 | 10 | 0% | 0% | 1 | 0% | 0% | 1 | 0% | 0% | 1 | 0% | 0% | 1
13 | DESERT VIEW | SNV | 0 | 0 | 10 | 0% | 0% | 1 | 0% | 0% | 1 | 0% | 0% | 1 | 0% | 0% | 1
14 | CIELO AZUL | ARIZONA | 2025 | 20250 | 10 | 54.72% | 0% | 3 | 16.55% | 0% | 1 | 8.788% | 0% | 1 | 5.821% | 0% | 1
15 | TROUT CANYON | SNV | 1311 | 13110 | 15 | 313.1% | 4909% | 5 | 38.77% | 0% | 2 | 17.27% | 0% | 1 | 12.95% | 0% | 1
16 | SLOAN CANYON | SNV | 0 | 0 | 10 | 0% | 0% | 1 | 0% | 0% | 1 | 0% | 0% | 1 | 0% | 0% | 1
17 | CHARLESTON PARK | SNV | 0 | 0 | 0 | 0% | 0% | 1 | 0% | 0% | 1 | 0% | 0% | 1 | 0% | 0% | 1
18 | JACKASS FLATS | SNV | 0 | 0 | 0 | 0% | 0% | 1 | 0% | 0% | 1 | 0% | 0% | 1 | 0% | 0% | 1
19 | MCCULLOUGH | SNV | 0 | 0 | 0 | 0% | 0% | 1 | 0% | 0% | 1 | 0% | 0% | 1 | 0% | 0% | 1
20 | MEAD | SNV | 0 | 0 | 0 | 0% | 0% | 1 | 0% | 0% | 1 | 0% | 0% | 1 | 0% | 0% | 1
21 | MERCURY | SNV | 0 | 0 | 10 | 0% | 0% | 1 | 0% | 0% | 1 | 0% | 0% | 1 | 0% | 0% | 1
22 | NORTHWEST (NVE) | SNV | 0 | 0 | 0 | 0% | 0% | 1 | 0% | 0% | 1 | 0% | 0% | 1 | 0% | 0% | 1
23 | PAHRUMP | SNV | 0 | 0 | 10 | 0% | 0% | 1 | 0% | 0% | 1 | 0% | 0% | 1 | 0% | 0% | 1
24 | PALO VERDE | ARIZONA | 0 | 0 | 10 | 0% | 0% | 1 | 0% | 0% | 1 | 0% | 0% | 1 | 0% | 0% | 1
25 | PRIMM | SNV | 0 | 0 | 10 | 0% | 0% | 1 | 0% | 0% | 1 | 0% | 0% | 1 | 0% | 0% | 1
26 | SANDY VALLEY | SNV | 0 | 0 | 10 | 0% | 0% | 1 | 0% | 0% | 1 | 0% | 0% | 1 | 0% | 0% | 1
27 | THOUSANDAIRE | SNV | 0 | 0 | 10 | 0% | 0% | 1 | 0% | 0% | 1 | 0% | 0% | 1 | 0% | 0% | 1
28 | VALLEY SWITCH | SNV | 0 | 0 | 10 | 0% | 0% | 1 | 0% | 0% | 1 | 0% | 0% | 1 | 0% | 0% | 1

## Land_EnvAnalysis_Wind_2035
Land-use and environmental criteria analysis for 2035 onshore wind resources mapped to in-California areas for 10, 15, 20 and 30 mile radii from substations. This analysis uses the values from the "LandEnv_Wind_Data_Xmi" 10 through 30 mile tabs to calculate criteria alignment. |  |  |  | Onshore Wind Resource Density Assumption
[9 empty] | Parcelizations, Cropland Index, and Overdrafted Groundwater Criteria are not applied for onshore wind | [78 empty] | 20 | [40 empty] | 30
|  |  |  | 40 | Acres/MW | 10-mile Radius From Substation Analysis | [40 empty] | 15-mile Radius From Substation Analysis | [40 empty] | 20-mile Radius From Substation Analysis | [40 empty] | 30-mile Radius From Substation Analysis
[6 empty] | 3. Land-use Feasibility Criteria Analysis | [16 empty] | 4. Environmental (Conservation and Biological) Impact Factors Criteria Analysis | [23 empty] | 3. Land-use Feasibility Criteria Analysis | [16 empty] | 4. Environmental (Conservation and Biological) Impact Factors Criteria Analysis | [23 empty] | 3. Land-use Feasibility Criteria Analysis | [16 empty] | 4. Environmental (Conservation and Biological) Impact Factors Criteria Analysis | [23 empty] | 3. Land-use Feasibility Criteria Analysis | [16 empty] | 4. Environmental (Conservation and Biological) Impact Factors Criteria Analysis
[6 empty] | CEC Core Land-Use Screen |  |  | CEC's Parcelization |  |  |  | CEC's Cropland Index |  |  |  | Criticially Overdrafted Groundwater Basin |  | Fire Threat |  |  |  | ACE Terrestrial Connectivity |  |  |  | ACE Biodiversity |  |  |  | ACE Irreplaceability |  |  |  | ACE Combined |  |  |  | Terrestrial Landscape Intactness |  |  |  | Wetlands |  |  |  | CEC Core Land-Use Screen |  |  | CEC's Parcelization |  |  |  | CEC's Cropland Index |  |  |  | Criticially Overdrafted Groundwater Basin |  | Fire Threat |  |  |  | ACE Terrestrial Connectivity |  |  |  | ACE Biodiversity |  |  |  | ACE Irreplaceability |  |  |  | ACE Combined |  |  |  | Terrestrial Landscape Intactness |  |  |  | Wetlands |  |  |  | CEC Core Land-Use Screen |  |  | CEC's Parcelization |  |  |  | CEC's Cropland Index |  |  |  | Criticially Overdrafted Groundwater Basin |  | Fire Threat |  |  |  | ACE Terrestrial Connectivity |  |  |  | ACE Biodiversity |  |  |  | ACE Irreplaceability |  |  |  | ACE Combined |  |  |  | Terrestrial Landscape Intactness |  |  |  | Wetlands |  |  |  | CEC Core Land-Use Screen |  |  | CEC's Parcelization |  |  |  | CEC's Cropland Index |  |  |  | Criticially Overdrafted Groundwater Basin |  | Fire Threat |  |  |  | ACE Terrestrial Connectivity |  |  |  | ACE Biodiversity |  |  |  | ACE Irreplaceability |  |  |  | ACE Combined |  |  |  | Terrestrial Landscape Intactness |  |  |  | Wetlands
OBJECTID | IRP_Substation_Name | RESOLVE_Wind_Area | MWs Mapepd | Acres of MWs Mapped | Distance from Substation Selected | Lower Implications Area used by MWs Mapped | High Implications Area used by MWs Mapped | Core Screen Criteria Alignment Level | Substation's 10th Percentile Value Parcelization | Low Parcelization (P ≤ 6) Area used by MWs Mapped | Medium Parcelization (6 < P ≤ 30) Area used by MWs Mapped | Parcelization Criteria Alignment Level | Total Potential Area Percentage High Value Cropland | Low Value Cropland used by MWs Mapped | High Value Cropland used by MWs Mapped | Cropland Index Criteria Alignment Level | Majority of Area within Critically Overdrafted Basin | Overdrafted Basin Criteria Alignment Level | Total Potential Area Percentage Tier 2 | Total Potential Area Percentage Tier 3 | Total Potential Area Percentage Tier 2 or 3 | Fire Threat Criteria Alignment Level | Total Potential Area Percentage Higher Implications | Low Implications Area used by MWs Mapped | Higher Implications Area used by MWs Mapped | ACE Connectivity Criteria Alignment | Total Potential Area Percentage Higher Implications | Low Implications Area used by MWs Mapped | Higher Implications Area used by MWs Mapped | ACE Biodiversity Criteria Alignment | Total Potential Area Percentage Higher Implications | Low Implications Area used by MWs Mapped | Higher Implications Area used by MWs Mapped | ACE Irreplaceability Criteria Alignment | Total Potential Area Percentage Higher Implications | Low Implications Area used by MWs Mapped | Higher Implications Area used by MWs Mapped | All ACE Criteria Alignment | Total Potential Area Percentage Higher Implications | Low Implications Area used by MWs Mapped | Higher Implications Area used by MWs Mapped | Intactness Criteria Alignment | Total Potential Area Percentage Higher Implications | Low Implications Area used by MWs Mapped | Higher Implications Area used by MWs Mapped | Wetlands Criteria Alignment | Lower Implications Area used by MWs Mapped | High Implications Area used by MWs Mapped | Core Screen Criteria Alignment Level | Substation's 10th Percentile Value Parcelization | Low Parcelization (P ≤ 6) Area used by MWs Mapped | Medium Parcelization (6 < P ≤ 30) Area used by MWs Mapped | Parcelization Criteria Alignment Level | Total Potential Area Percentage High Value Cropland | Low Value Cropland used by MWs Mapped | High Value Cropland used by MWs Mapped | Cropland Index Criteria Alignment Level | Majority of Area within Critically Overdrafted Basin | Overdrafted Basin Criteria Alignment Level | Total Potential Area Percentage Tier 2 | Total Potential Area Percentage Tier 3 | Total Potential Area Percentage Tier 2 or 3 | Fire Threat Criteria Alignment Level | Total Potential Area Percentage Higher Implications | Low Implications Area used by MWs Mapped | Higher Implications Area used by MWs Mapped | ACE Connectivity Criteria Alignment | Total Potential Area Percentage Higher Implications | Low Implications Area used by MWs Mapped | Higher Implications Area used by MWs Mapped | ACE Biodiversity Criteria Alignment | Total Potential Area Percentage Higher Implications | Low Implications Area used by MWs Mapped | Higher Implications Area used by MWs Mapped | ACE Irreplaceability Criteria Alignment | Total Potential Area Percentage Higher Implications | Low Implications Area used by MWs Mapped | Higher Implications Area used by MWs Mapped | All ACE Criteria Alignment | Total Potential Area Percentage Higher Implications | Low Implications Area used by MWs Mapped | Higher Implications Area used by MWs Mapped | Intactness Criteria Alignment | Total Potential Area Percentage Higher Implications | Low Implications Area used by MWs Mapped | Higher Implications Area used by MWs Mapped | Wetlands Criteria Alignment | Lower Implications Area used by MWs Mapped | High Implications Area used by MWs Mapped | Core Screen Criteria Alignment Level | Substation's 10th Percentile Value Parcelization | Low Parcelization (P ≤ 6) Area used by MWs Mapped | Medium Parcelization (6 < P ≤ 30) Area used by MWs Mapped | Parcelization Criteria Alignment Level | Total Potential Area Percentage High Value Cropland | Low Value Cropland used by MWs Mapped | High Value Cropland used by MWs Mapped | Cropland Index Criteria Alignment Level | Majority of Area within Critically Overdrafted Basin | Overdrafted Basin Criteria Alignment Level | Total Potential Area Percentage Tier 2 | Total Potential Area Percentage Tier 3 | Total Potential Area Percentage Tier 2 or 3 | Fire Threat Criteria Alignment Level | Total Potential Area Percentage Higher Implications | Low Implications Area used by MWs Mapped | Higher Implications Area used by MWs Mapped | ACE Connectivity Criteria Alignment | Total Potential Area Percentage Higher Implications | Low Implications Area used by MWs Mapped | Higher Implications Area used by MWs Mapped | ACE Biodiversity Criteria Alignment | Total Potential Area Percentage Higher Implications | Low Implications Area used by MWs Mapped | Higher Implications Area used by MWs Mapped | ACE Irreplaceability Criteria Alignment | Total Potential Area Percentage Higher Implications | Low Implications Area used by MWs Mapped | Higher Implications Area used by MWs Mapped | All ACE Criteria Alignment | Total Potential Area Percentage Higher Implications | Low Implications Area used by MWs Mapped | Higher Implications Area used by MWs Mapped | Intactness Criteria Alignment | Total Potential Area Percentage Higher Implications | Low Implications Area used by MWs Mapped | Higher Implications Area used by MWs Mapped | Wetlands Criteria Alignment | Lower Implications Area used by MWs Mapped | High Implications Area used by MWs Mapped | Core Screen Criteria Alignment Level | Substation's 10th Percentile Value Parcelization | Low Parcelization (P ≤ 6) Area used by MWs Mapped | Medium Parcelization (6 < P ≤ 30) Area used by MWs Mapped | Parcelization Criteria Alignment Level | Total Potential Area Percentage High Value Cropland | Low Value Cropland used by MWs Mapped | High Value Cropland used by MWs Mapped | Cropland Index Criteria Alignment Level | Majority of Area within Critically Overdrafted Basin | Overdrafted Basin Criteria Alignment Level | Total Potential Area Percentage Tier 2 | Total Potential Area Percentage Tier 3 | Total Potential Area Percentage Tier 2 or 3 | Fire Threat Criteria Alignment Level | Total Potential Area Percentage Higher Implications | Low Implications Area used by MWs Mapped | Higher Implications Area used by MWs Mapped | ACE Connectivity Criteria Alignment | Total Potential Area Percentage Higher Implications | Low Implications Area used by MWs Mapped | Higher Implications Area used by MWs Mapped | ACE Biodiversity Criteria Alignment | Total Potential Area Percentage Higher Implications | Low Implications Area used by MWs Mapped | Higher Implications Area used by MWs Mapped | ACE Irreplaceability Criteria Alignment | Total Potential Area Percentage Higher Implications | Low Implications Area used by MWs Mapped | Higher Implications Area used by MWs Mapped | All ACE Criteria Alignment | Total Potential Area Percentage Higher Implications | Low Implications Area used by MWs Mapped | Higher Implications Area used by MWs Mapped | Intactness Criteria Alignment | Total Potential Area Percentage Higher Implications | Low Implications Area used by MWs Mapped | Higher Implications Area used by MWs Mapped | Wetlands Criteria Alignment
0 | East Shore | Solano | 0 | 0 | 0 | 0% | 0% | 1 |  |  |  |  | 0% | [5 empty] | 0% | 38.63% | 38.63% | 5 | 29.91% | 0% | 0% | 1 | 19.74% | 0% | 0% | 1 | 65.07% | 0% | 0% | 2 | 77.2% | 0% | 0% | 3 | 35.01% | 0% | 0% | 1 | 13.57% | 0% | 0% | 1 | 0% | 0% | 1 |  |  |  |  | 0% | [5 empty] | 5.009% | 35.62% | 40.63% | 5 | 34.87% | 0% | 0% | 1 | 29.51% | 0% | 0% | 1 | 62.9% | 0% | 0% | 2 | 76.9% | 0% | 0% | 3 | 35.57% | 0% | 0% | 1 | 14.78% | 0% | 0% | 1 | 0% | 0% | 1 |  |  |  |  | 0.1041% | [5 empty] | 8.558% | 52.24% | 60.8% | 5 | 57.5% | 0% | 0% | 2 | 45.53% | 0% | 0% | 1 | 67.39% | 0% | 0% | 2 | 81.43% | 0% | 0% | 3 | 48.82% | 0% | 0% | 1 | 11.4% | 0% | 0% | 1 | 0% | 0% | 1 |  |  |  |  | 0.2259% | [5 empty] | 42.68% | 21.1% | 63.77% | 4 | 54.01% | 0% | 0% | 2 | 55.01% | 0% | 0% | 2 | 69.13% | 0% | 0% | 2 | 83.33% | 0% | 0% | 3 | 41.17% | 0% | 0% | 1 | 7.437% | 0% | 0% | 1
1 | Newark | Solano | 0 | 0 | 0 | 0% | 0% | 1 |  |  |  |  | 0% | [5 empty] | 21.93% | 42.95% | 64.88% | 5 | 54.12% | 0% | 0% | 2 | 20.81% | 0% | 0% | 1 | 49.45% | 0% | 0% | 1 | 82.76% | 0% | 0% | 3 | 53.16% | 0% | 0% | 2 | 31.96% | 0% | 0% | 1 | 0% | 0% | 1 |  |  |  |  | 0% | [5 empty] | 15.16% | 57.55% | 72.71% | 5 | 61.47% | 0% | 0% | 2 | 20.8% | 0% | 0% | 1 | 63.3% | 0% | 0% | 2 | 87.47% | 0% | 0% | 3 | 64.49% | 0% | 0% | 2 | 22.02% | 0% | 0% | 1 | 0% | 0% | 1 |  |  |  |  | 0.03057% | [5 empty] | 48.36% | 29.7% | 78.06% | 5 | 75.96% | 0% | 0% | 3 | 28.05% | 0% | 0% | 1 | 48.23% | 0% | 0% | 1 | 90% | 0% | 0% | 4 | 64.8% | 0% | 0% | 2 | 10.67% | 0% | 0% | 1 | 0% | 0% | 1 |  |  |  |  | 0.4455% | [5 empty] | 39.49% | 19.06% | 58.55% | 3 | 77.22% | 0% | 0% | 3 | 54.1% | 0% | 0% | 2 | 69.32% | 0% | 0% | 2 | 94.16% | 0% | 0% | 4 | 61.97% | 0% | 0% | 2 | 5.365% | 0% | 0% | 1
2 | Tesla | Solano | 300 | 12000 | 0 | 2453% | 16.49% | 5 |  |  |  |  | 24.99% | [5 empty] | 6.192% | 0% | 6.192% | 1 | 72.25% | 61.51% | 0% | 3 | 56.38% | 39.13% | 0% | 2 | 59.02% | 41.64% | 0% | 2 | 79.62% | 83.73% | 0% | 4 | 35.3% | 26.38% | 0% | 2 | 4.506% | 83.73% | 0% | 4 | 782.7% | 7.041% | 4 |  |  |  |  | 37.05% | [5 empty] | 13.42% | 1.181% | 14.61% | 2 | 59.98% | 19.96% | 0% | 2 | 38.29% | 12.95% | 0% | 1 | 39.29% | 13.16% | 0% | 1 | 66.45% | 23.82% | 0% | 2 | 28.97% | 11.25% | 0% | 1 | 5.307% | 23.82% | 0% | 2 | 89.53% | 0% | 4 |  |  |  |  | 40.7% | [5 empty] | 15.78% | 2.146% | 17.92% | 2 | 55.79% | 11.02% | 0% | 2 | 31.51% | 7.113% | 0% | 1 | 33.83% | 7.361% | 0% | 1 | 61.33% | 12.6% | 0% | 2 | 32.39% | 7.204% | 0% | 1 | 4.648% | 12.6% | 0% | 1 | 22.83% | 0% | 2 |  |  |  |  | 42.68% | [5 empty] | 17.09% | 2.696% | 19.78% | 2 | 53.44% | 5.816% | 0% | 2 | 30.12% | 3.875% | 0% | 1 | 33.84% | 4.093% | 0% | 1 | 63.71% | 7.462% | 0% | 2 | 29.17% | 3.823% | 0% | 1 | 5.85% | 7.462% | 0% | 1
3 | Cabrillo | Kern_Greater_Carrizo | 91.2 | 3648 | 10 | 88.31% | 0% | 4 |  |  |  |  | 4.112% | [5 empty] | 92.47% | 0% | 92.47% | 5 | 63.95% | 20.77% | 0% | 2 | 5.586% | 7.932% | 0% | 1 | 31.79% | 10.98% | 0% | 1 | 77.95% | 33.97% | 0% | 3 | 58.81% | 18.18% | 0% | 2 | 6.325% | 33.97% | 0% | 2 | 52.59% | 0% | 3 |  |  |  |  | 2.313% | [5 empty] | 92.61% | 0.4434% | 93.05% | 5 | 70.71% | 12.51% | 0% | 3 | 3.17% | 3.785% | 0% | 1 | 22.32% | 4.718% | 0% | 1 | 79.71% | 18.06% | 0% | 3 | 64.16% | 10.22% | 0% | 2 | 6.167% | 18.06% | 0% | 1 | 42.91% | 0% | 2 |  |  |  |  | 2.475% | [5 empty] | 88.51% | 2.77% | 91.28% | 5 | 69.4% | 10.9% | 0% | 2 | 2.885% | 3.434% | 0% | 1 | 21.86% | 4.268% | 0% | 1 | 79.11% | 15.96% | 0% | 3 | 62.61% | 8.92% | 0% | 2 | 6.063% | 15.96% | 0% | 1 | 30.81% | 0% | 2 |  |  |  |  | 3.909% | [5 empty] | 74.21% | 10.88% | 85.09% | 5 | 64.04% | 7.342% | 0% | 2 | 2.3% | 2.702% | 0% | 1 | 21.78% | 3.375% | 0% | 1 | 72.94% | 9.757% | 0% | 3 | 59.86% | 6.578% | 0% | 2 | 6.65% | 9.757% | 0% | 1
4 | Honcut | Northern_California | 0 | 0 | 0 | 0% | 0% | 1 |  |  |  |  | 35.34% | [5 empty] | 1.515% | 0% | 1.515% | 1 | 77.65% | 0% | 0% | 3 | 7.746% | 0% | 0% | 1 | 21.82% | 0% | 0% | 1 | 83.92% | 0% | 0% | 3 | 2.387% | 0% | 0% | 1 | 15.07% | 0% | 0% | 1 | 0% | 0% | 1 |  |  |  |  | 28.93% | [5 empty] | 1.384% | 0% | 1.384% | 1 | 61.5% | 0% | 0% | 2 | 14.8% | 0% | 0% | 1 | 36.04% | 0% | 0% | 1 | 82.59% | 0% | 0% | 3 | 7.414% | 0% | 0% | 1 | 11.43% | 0% | 0% | 1 | 0% | 0% | 1 |  |  |  |  | 26.04% | [5 empty] | 3.428% | 0.6989% | 4.127% | 2 | 55.66% | 0% | 0% | 2 | 18.35% | 0% | 0% | 1 | 39.01% | 0% | 0% | 1 | 80.21% | 0% | 0% | 3 | 7.222% | 0% | 0% | 1 | 12.03% | 0% | 0% | 1 | 0% | 0% | 1 |  |  |  |  | 38.8% | [5 empty] | 3.621% | 5.454% | 9.076% | 2 | 45.09% | 0% | 0% | 1 | 17.75% | 0% | 0% | 1 | 43.07% | 0% | 0% | 1 | 71.35% | 0% | 0% | 3 | 6.649% | 0% | 0% | 1 | 10.61% | 0% | 0% | 1
5 | Palermo | Northern_California | 0 | 0 | 0 | 0% | 0% | 1 |  |  |  |  | 14.25% | [5 empty] | 18.8% | 2.626% | 21.43% | 2 | 90.02% | 0% | 0% | 4 | 10% | 0% | 0% | 1 | 7.174% | 0% | 0% | 1 | 94.73% | 0% | 0% | 4 | 11.9% | 0% | 0% | 1 | 28.11% | 0% | 0% | 1 | 0% | 0% | 1 |  |  |  |  | 18.63% | [5 empty] | 9.415% | 7.016% | 16.43% | 2 | 80.68% | 0% | 0% | 3 | 13.93% | 0% | 0% | 1 | 30.32% | 0% | 0% | 1 | 91.74% | 0% | 0% | 4 | 9.584% | 0% | 0% | 1 | 20.5% | 0% | 0% | 1 | 0% | 0% | 1 |  |  |  |  | 19.42% | [5 empty] | 7.068% | 12.48% | 19.55% | 3 | 62.36% | 0% | 0% | 2 | 21.54% | 0% | 0% | 1 | 41.53% | 0% | 0% | 1 | 85.99% | 0% | 0% | 3 | 11.28% | 0% | 0% | 1 | 13.83% | 0% | 0% | 1 | 0% | 0% | 1 |  |  |  |  | 24.63% | [5 empty] | 13.46% | 13.65% | 27.11% | 3 | 41.32% | 0% | 0% | 1 | 24.91% | 0% | 0% | 1 | 44.33% | 0% | 0% | 1 | 73.54% | 0% | 0% | 3 | 15.91% | 0% | 0% | 1 | 10.51% | 0% | 0% | 1
6 | Table Mountain | Northern_California | 113 | 4520 | 0 | 164.2% | 2.945% | 4 |  |  |  |  | 9.331% | [5 empty] | 12.78% | 0.02539% | 12.81% | 2 | 82.76% | 41.78% | 0% | 3 | 25.74% | 9.701% | 0% | 1 | 47.26% | 13.66% | 0% | 1 | 95.58% | 163.1% | 2.917% | 5 | 11.08% | 8.101% | 0% | 1 | 26.52% | 163.1% | 2.917% | 4 | 20.16% | 0% | 2 |  |  |  |  | 13.39% | [5 empty] | 9.827% | 6.558% | 16.38% | 2 | 58.7% | 6.876% | 0% | 2 | 20.38% | 3.567% | 0% | 1 | 51.13% | 5.811% | 0% | 2 | 85.4% | 19.45% | 0% | 3 | 8.479% | 3.103% | 0% | 1 | 15.13% | 19.45% | 0% | 1 | 11.16% | 0% | 1 |  |  |  |  | 22.94% | [5 empty] | 9.497% | 10.79% | 20.28% | 3 | 50.46% | 3.408% | 0% | 2 | 22.67% | 2.183% | 0% | 1 | 51.7% | 3.496% | 0% | 2 | 82.5% | 9.65% | 0% | 3 | 10.44% | 1.885% | 0% | 1 | 14.64% | 9.65% | 0% | 1 | 2.774% | 0% | 1 |  |  |  |  | 30.83% | [5 empty] | 15.19% | 10.59% | 25.78% | 3 | 45.96% | 1.191% | 0% | 1 | 21.37% | 0.8184% | 0% | 1 | 39.03% | 1.055% | 0% | 1 | 71.97% | 2.296% | 0% | 3 | 18.72% | 0.7917% | 0% | 1 | 10.94% | 2.296% | 0% | 1
7 | Wyandotte | Northern_California | 0 | 0 | 0 | 0% | 0% | 1 |  |  |  |  | 8.156% | [5 empty] | 23.95% | 0.4301% | 24.38% | 2 | 90.03% | 0% | 0% | 4 | 18.62% | 0% | 0% | 1 | 16.16% | 0% | 0% | 1 | 97.97% | 0% | 0% | 5 | 15.22% | 0% | 0% | 1 | 31.33% | 0% | 0% | 1 | 0% | 0% | 1 |  |  |  |  | 14.53% | [5 empty] | 10.54% | 10.65% | 21.19% | 3 | 77.73% | 0% | 0% | 3 | 15.38% | 0% | 0% | 1 | 34.85% | 0% | 0% | 1 | 91.09% | 0% | 0% | 4 | 11.01% | 0% | 0% | 1 | 20.05% | 0% | 0% | 1 | 0% | 0% | 1 |  |  |  |  | 18.07% | [5 empty] | 7.839% | 13.87% | 21.7% | 3 | 59.56% | 0% | 0% | 2 | 22.22% | 0% | 0% | 1 | 45.29% | 0% | 0% | 1 | 85.73% | 0% | 0% | 3 | 11.6% | 0% | 0% | 1 | 13.4% | 0% | 0% | 1 | 0% | 0% | 1 |  |  |  |  | 25.02% | [5 empty] | 14.69% | 14.08% | 28.77% | 3 | 41.19% | 0% | 0% | 1 | 25.58% | 0% | 0% | 1 | 44.83% | 0% | 0% | 1 | 72.98% | 0% | 0% | 3 | 17.6% | 0% | 0% | 1 | 9.965% | 0% | 0% | 1
8 | Cortina | Northern_California | 0 | 0 | 0 | 0% | 0% | 1 |  |  |  |  | 38.84% | [5 empty] | 26.08% | 0% | 26.08% | 2 | 37.03% | 0% | 0% | 1 | 12.95% | 0% | 0% | 1 | 39.05% | 0% | 0% | 1 | 67.91% | 0% | 0% | 2 | 30.13% | 0% | 0% | 1 | 1.053% | 0% | 0% | 1 | 0% | 0% | 1 |  |  |  |  | 31.38% | [5 empty] | 39.23% | 0.001331% | 39.23% | 2 | 41.92% | 0% | 0% | 1 | 15.81% | 0% | 0% | 1 | 36.76% | 0% | 0% | 1 | 70.44% | 0% | 0% | 3 | 40.82% | 0% | 0% | 1 | 1.703% | 0% | 0% | 1 | 0% | 0% | 1 |  |  |  |  | 31.26% | [5 empty] | 37.07% | 0.1836% | 37.25% | 2 | 42.31% | 0% | 0% | 1 | 16.78% | 0% | 0% | 1 | 34.16% | 0% | 0% | 1 | 67.34% | 0% | 0% | 2 | 38.75% | 0% | 0% | 1 | 2.621% | 0% | 0% | 1 | 0% | 0% | 1 |  |  |  |  | 34.01% | [5 empty] | 28.3% | 0.9081% | 29.21% | 2 | 41.4% | 0% | 0% | 1 | 14.17% | 0% | 0% | 1 | 37.9% | 0% | 0% | 1 | 65.97% | 0% | 0% | 2 | 30.66% | 0% | 0% | 1 | 3.213% | 0% | 0% | 1
9 | Etiwanda | Greater_Kramer | 0 | 0 | 0 | 0% | 0% | 1 |  |  |  |  | 0% | [5 empty] | 18.2% | 81.8% | 100% | 5 | 100% | 0% | 0% | 5 | 73.53% | 0% | 0% | 3 | 77.06% | 0% | 0% | 3 | 100% | 0% | 0% | 5 | 71.29% | 0% | 0% | 3 | 3.9% | 0% | 0% | 1 | 0% | 0% | 1 |  |  |  |  | 0% | [5 empty] | 3.556% | 96.44% | 100% | 5 | 98.71% | 0% | 0% | 5 | 63.37% | 0% | 0% | 2 | 43.01% | 0% | 0% | 1 | 100% | 0% | 0% | 5 | 56.38% | 0% | 0% | 2 | 7.951% | 0% | 0% | 1 | 0% | 0% | 1 |  |  |  |  | 0.006669% | [5 empty] | 17.93% | 82.07% | 100% | 5 | 66.32% | 0% | 0% | 2 | 68.38% | 0% | 0% | 2 | 65.68% | 0% | 0% | 2 | 97.64% | 0% | 0% | 5 | 57.24% | 0% | 0% | 2 | 5.808% | 0% | 0% | 1 | 0% | 0% | 1 |  |  |  |  | 0.02337% | [5 empty] | 22.35% | 40.67% | 63.02% | 5 | 58.8% | 0% | 0% | 2 | 61.54% | 0% | 0% | 2 | 54.76% | 0% | 0% | 2 | 86.77% | 0% | 0% | 3 | 35.11% | 0% | 0% | 1 | 3.194% | 0% | 0% | 1
10 | Brentwood | Solano | 0 | 0 | 0 | 0% | 0% | 1 |  |  |  |  | 31.91% | [5 empty] | 31.41% | 5.943% | 37.35% | 2 | 44.28% | 0% | 0% | 1 | 44.84% | 0% | 0% | 1 | 44.33% | 0% | 0% | 1 | 61.5% | 0% | 0% | 2 | 16.24% | 0% | 0% | 1 | 13.19% | 0% | 0% | 1 | 0% | 0% | 1 |  |  |  |  | 46.43% | [5 empty] | 12.92% | 4.515% | 17.44% | 2 | 37.1% | 0% | 0% | 1 | 43.34% | 0% | 0% | 1 | 43.23% | 0% | 0% | 1 | 58% | 0% | 0% | 2 | 7.241% | 0% | 0% | 1 | 10.84% | 0% | 0% | 1 | 0% | 0% | 1 |  |  |  |  | 51.35% | [5 empty] | 7.9% | 2.749% | 10.65% | 2 | 33.4% | 0% | 0% | 1 | 38.48% | 0% | 0% | 1 | 37.46% | 0% | 0% | 1 | 50.52% | 0% | 0% | 2 | 7.862% | 0% | 0% | 1 | 10.74% | 0% | 0% | 1 | 0% | 0% | 1 |  |  |  |  | 42.44% | [5 empty] | 8.504% | 2.612% | 11.12% | 2 | 31.37% | 0% | 0% | 1 | 33.06% | 0% | 0% | 1 | 33.15% | 0% | 0% | 1 | 50% | 0% | 0% | 2 | 14.19% | 0% | 0% | 1 | 12.54% | 0% | 0% | 1
11 | Clayton | Solano | 0 | 0 | 0 | 0% | 0% | 1 |  |  |  |  | 0.0006289% | [5 empty] | 35.31% | 25.41% | 60.72% | 4 | 54.49% | 0% | 0% | 2 | 79.05% | 0% | 0% | 3 | 63.74% | 0% | 0% | 2 | 83.07% | 0% | 0% | 3 | 35.98% | 0% | 0% | 1 | 37.55% | 0% | 0% | 1 | 0% | 0% | 1 |  |  |  |  | 0.1394% | [5 empty] | 37.29% | 12.87% | 50.15% | 3 | 37.36% | 0% | 0% | 1 | 66.27% | 0% | 0% | 2 | 55.58% | 0% | 0% | 2 | 77.21% | 0% | 0% | 3 | 24.59% | 0% | 0% | 1 | 30.26% | 0% | 0% | 1 | 0% | 0% | 1 |  |  |  |  | 1.176% | [5 empty] | 30.67% | 10.68% | 41.35% | 3 | 34.02% | 0% | 0% | 1 | 57.8% | 0% | 0% | 2 | 62.6% | 0% | 0% | 2 | 79.14% | 0% | 0% | 3 | 20.48% | 0% | 0% | 1 | 23.26% | 0% | 0% | 1 | 0% | 0% | 1 |  |  |  |  | 30.29% | [5 empty] | 16.07% | 3.655% | 19.73% | 2 | 33.99% | 0% | 0% | 1 | 35.93% | 0% | 0% | 1 | 39.78% | 0% | 0% | 1 | 59.37% | 0% | 0% | 2 | 13.97% | 0% | 0% | 1 | 15.81% | 0% | 0% | 1
12 | Contra Costa | Solano | 0 | 0 | 15 | 0% | 0% | 1 |  |  |  |  | 4.056% | [5 empty] | 32.48% | 9.728% | 42.21% | 2 | 39.94% | 0% | 0% | 1 | 82.68% | 0% | 0% | 3 | 73.89% | 0% | 0% | 3 | 83.35% | 0% | 0% | 3 | 23.23% | 0% | 0% | 1 | 28.07% | 0% | 0% | 1 | 0% | 0% | 1 |  |  |  |  | 23.44% | [5 empty] | 15.95% | 6.593% | 22.54% | 2 | 34.09% | 0% | 0% | 1 | 54.35% | 0% | 0% | 2 | 49.95% | 0% | 0% | 1 | 65.93% | 0% | 0% | 2 | 9.75% | 0% | 0% | 1 | 23.94% | 0% | 0% | 1 | 0% | 0% | 1 |  |  |  |  | 38.92% | [5 empty] | 9.012% | 3.23% | 12.24% | 2 | 29.61% | 0% | 0% | 1 | 39.89% | 0% | 0% | 1 | 37.06% | 0% | 0% | 1 | 54.66% | 0% | 0% | 2 | 6.22% | 0% | 0% | 1 | 19.77% | 0% | 0% | 1 | 0% | 0% | 1 |  |  |  |  | 43.33% | [5 empty] | 9.944% | 2.57% | 12.51% | 2 | 26.37% | 0% | 0% | 1 | 30.39% | 0% | 0% | 1 | 33.71% | 0% | 0% | 1 | 47.69% | 0% | 0% | 1 | 10.22% | 0% | 0% | 1 | 12.84% | 0% | 0% | 1
13 | Pittsburg | Solano | 0 | 0 | 0 | 0% | 0% | 1 |  |  |  |  | 0.02388% | [5 empty] | 15.34% | 0.7862% | 16.12% | 2 | 45.66% | 0% | 0% | 1 | 69.81% | 0% | 0% | 2 | 42.47% | 0% | 0% | 1 | 79.81% | 0% | 0% | 3 | 11.82% | 0% | 0% | 1 | 59.43% | 0% | 0% | 2 | 0% | 0% | 1 |  |  |  |  | 4.223% | [5 empty] | 14.98% | 5.951% | 20.93% | 2 | 26.21% | 0% | 0% | 1 | 60.35% | 0% | 0% | 2 | 51.48% | 0% | 0% | 2 | 70.73% | 0% | 0% | 3 | 16.09% | 0% | 0% | 1 | 33.98% | 0% | 0% | 1 | 0% | 0% | 1 |  |  |  |  | 20.52% | [5 empty] | 17.03% | 4.262% | 21.29% | 2 | 25.65% | 0% | 0% | 1 | 46.46% | 0% | 0% | 1 | 46.55% | 0% | 0% | 1 | 63.51% | 0% | 0% | 2 | 11.18% | 0% | 0% | 1 | 23.23% | 0% | 0% | 1 | 0% | 0% | 1 |  |  |  |  | 39.5% | [5 empty] | 14.24% | 2.623% | 16.86% | 2 | 27.16% | 0% | 0% | 1 | 28.67% | 0% | 0% | 1 | 32.61% | 0% | 0% | 1 | 50.23% | 0% | 0% | 2 | 11.06% | 0% | 0% | 1 | 13.26% | 0% | 0% | 1
14 | San Bernardino | Greater_Kramer | 0 | 0 | 0 | 0% | 0% | 1 |  |  |  |  | 0% | [5 empty] | 0% | 100% | 100% | 5 | 100% | 0% | 0% | 5 | 4.058% | 0% | 0% | 1 | 100% | 0% | 0% | 5 | 100% | 0% | 0% | 5 | 8.743% | 0% | 0% | 1 | 10.72% | 0% | 0% | 1 | 0% | 0% | 1 |  |  |  |  | 0% | [5 empty] | 3.566% | 96.43% | 100% | 5 | 65.86% | 0% | 0% | 2 | 16.02% | 0% | 0% | 1 | 65.72% | 0% | 0% | 2 | 91.96% | 0% | 0% | 4 | 47.39% | 0% | 0% | 1 | 3.447% | 0% | 0% | 1 | 0% | 0% | 1 |  |  |  |  | 0.004945% | [5 empty] | 26.55% | 73.45% | 100% | 5 | 69.83% | 0% | 0% | 2 | 34.8% | 0% | 0% | 1 | 61.86% | 0% | 0% | 2 | 90.29% | 0% | 0% | 4 | 64.59% | 0% | 0% | 2 | 6.224% | 0% | 0% | 1 | 0% | 0% | 1 |  |  |  |  | 0.09746% | [5 empty] | 34.72% | 40.15% | 74.87% | 5 | 41.11% | 0% | 0% | 1 | 46.82% | 0% | 0% | 1 | 57.81% | 0% | 0% | 2 | 81.89% | 0% | 0% | 3 | 45.74% | 0% | 0% | 1 | 2.8% | 0% | 0% | 1
15 | Placerville | El_Dorado_Mariposa | 0 | 0 | 0 | 0% | 0% | 1 |  |  |  |  | 0% | [5 empty] | 0% | 0% | 0% | 1 | 0% | 0% | 0% | 1 | 0% | 0% | 0% | 1 | 0% | 0% | 0% | 1 | 0% | 0% | 0% | 1 | 0% | 0% | 0% | 1 | 0% | 0% | 0% | 1 | 0% | 0% | 1 |  |  |  |  | 0% | [5 empty] | 0% | 100% | 100% | 5 | 100% | 0% | 0% | 5 | 0% | 0% | 0% | 1 | 100% | 0% | 0% | 5 | 100% | 0% | 0% | 5 | 40.8% | 0% | 0% | 1 | 0% | 0% | 0% | 1 | 0% | 0% | 1 |  |  |  |  | 0% | [5 empty] | 52.92% | 47.08% | 100% | 5 | 57.31% | 0% | 0% | 2 | 26.86% | 0% | 0% | 1 | 3.121% | 0% | 0% | 1 | 58.35% | 0% | 0% | 2 | 73.75% | 0% | 0% | 3 | 0.05999% | 0% | 0% | 1 | 0% | 0% | 1 |  |  |  |  | 0% | [5 empty] | 88.75% | 10.72% | 99.47% | 5 | 8.608% | 0% | 0% | 1 | 15.99% | 0% | 0% | 1 | 4.995% | 0% | 0% | 1 | 26.29% | 0% | 0% | 1 | 75.89% | 0% | 0% | 3 | 2.679% | 0% | 0% | 1
16 | Cantua | Central_Valley_North_Los_Banos | 0 | 0 | 0 | 0% | 0% | 1 |  |  |  |  | 53.04% | [5 empty] | 0% | 0% | 0% | 1 | 20.08% | 0% | 0% | 1 | 0% | 0% | 0% | 1 | 6.303% | 0% | 0% | 1 | 22.78% | 0% | 0% | 1 | 5.483% | 0% | 0% | 1 | 0.2155% | 0% | 0% | 1 | 0% | 0% | 1 |  |  |  |  | 40.36% | [5 empty] | 0% | 0% | 0% | 1 | 19.63% | 0% | 0% | 1 | 0.00932% | 0% | 0% | 1 | 4.7% | 0% | 0% | 1 | 21.09% | 0% | 0% | 1 | 5.155% | 0% | 0% | 1 | 0.3529% | 0% | 0% | 1 | 0% | 0% | 1 |  |  |  |  | 39.83% | [5 empty] | 0% | 0% | 0% | 1 | 21.71% | 0% | 0% | 1 | 4.136% | 0% | 0% | 1 | 8.353% | 0% | 0% | 1 | 25.81% | 0% | 0% | 1 | 3.15% | 0% | 0% | 1 | 0.9663% | 0% | 0% | 1 | 0% | 0% | 1 |  |  |  |  | 44.57% | [5 empty] | 0.07034% | 0% | 0.07034% | 1 | 19.95% | 0% | 0% | 1 | 6.727% | 0% | 0% | 1 | 11.53% | 0% | 0% | 1 | 27.4% | 0% | 0% | 1 | 2.461% | 0% | 0% | 1 | 2.047% | 0% | 0% | 1
17 | Cheney | Central_Valley_North_Los_Banos | 0 | 0 | 0 | 0% | 0% | 1 |  |  |  |  | 33.35% | [5 empty] | 0% | 0% | 0% | 1 | 13.42% | 0% | 0% | 1 | 0% | 0% | 0% | 1 | 14.66% | 0% | 0% | 1 | 26.4% | 0% | 0% | 1 | 0% | 0% | 0% | 1 | 0.1474% | 0% | 0% | 1 | 0% | 0% | 1 |  |  |  |  | 31.15% | [5 empty] | 0% | 0% | 0% | 1 | 14.86% | 0% | 0% | 1 | 0.3186% | 0% | 0% | 1 | 11.51% | 0% | 0% | 1 | 23.77% | 0% | 0% | 1 | 0% | 0% | 0% | 1 | 0.7207% | 0% | 0% | 1 | 0% | 0% | 1 |  |  |  |  | 33.82% | [5 empty] | 0% | 0% | 0% | 1 | 28.31% | 0% | 0% | 1 | 3.642% | 0% | 0% | 1 | 10.22% | 0% | 0% | 1 | 34.63% | 0% | 0% | 1 | 0.5414% | 0% | 0% | 1 | 3.634% | 0% | 0% | 1 | 0% | 0% | 1 |  |  |  |  | 31.01% | [5 empty] | 1.666% | 0% | 1.666% | 1 | 33.79% | 0% | 0% | 1 | 8.516% | 0% | 0% | 1 | 14.07% | 0% | 0% | 1 | 40.28% | 0% | 0% | 1 | 6.428% | 0% | 0% | 1 | 5.368% | 0% | 0% | 1
18 | Gates | Central_Valley_North_Los_Banos | 0 | 0 | 0 | 0% | 0% | 1 |  |  |  |  | 91.73% | [5 empty] | 0% | 0% | 0% | 1 | 0% | 0% | 0% | 1 | 7.907% | 0% | 0% | 1 | 20.67% | 0% | 0% | 1 | 20.67% | 0% | 0% | 1 | 0% | 0% | 0% | 1 | 0.3768% | 0% | 0% | 1 | 0% | 0% | 1 |  |  |  |  | 75.91% | [5 empty] | 0% | 0% | 0% | 1 | 5.945% | 0% | 0% | 1 | 3.534% | 0% | 0% | 1 | 15.34% | 0% | 0% | 1 | 16.64% | 0% | 0% | 1 | 0.3555% | 0% | 0% | 1 | 0.1929% | 0% | 0% | 1 | 0% | 0% | 1 |  |  |  |  | 55.78% | [5 empty] | 1.617% | 0% | 1.617% | 1 | 15.07% | 0% | 0% | 1 | 2.068% | 0% | 0% | 1 | 9.428% | 0% | 0% | 1 | 21.37% | 0% | 0% | 1 | 10.87% | 0% | 0% | 1 | 0.5384% | 0% | 0% | 1 | 0% | 0% | 1 |  |  |  |  | 44.54% | [5 empty] | 1.705% | 0% | 1.705% | 1 | 16.67% | 0% | 0% | 1 | 2.224% | 0% | 0% | 1 | 6.571% | 0% | 0% | 1 | 19.95% | 0% | 0% | 1 | 9.787% | 0% | 0% | 1 | 1.172% | 0% | 0% | 1
19 | Helm | Central_Valley_North_Los_Banos | 0 | 0 | 0 | 0% | 0% | 1 |  |  |  |  | 21.08% | [5 empty] | 0% | 0% | 0% | 1 | 24.38% | 0% | 0% | 1 | 14.04% | 0% | 0% | 1 | 14.93% | 0% | 0% | 1 | 33.69% | 0% | 0% | 1 | 0% | 0% | 0% | 1 | 3.017% | 0% | 0% | 1 | 0% | 0% | 1 |  |  |  |  | 35.33% | [5 empty] | 0% | 0% | 0% | 1 | 19.91% | 0% | 0% | 1 | 9.253% | 0% | 0% | 1 | 11.68% | 0% | 0% | 1 | 26.72% | 0% | 0% | 1 | 0.09582% | 0% | 0% | 1 | 2.416% | 0% | 0% | 1 | 0% | 0% | 1 |  |  |  |  | 44.99% | [5 empty] | 0% | 0% | 0% | 1 | 19.04% | 0% | 0% | 1 | 6.836% | 0% | 0% | 1 | 9.668% | 0% | 0% | 1 | 25.27% | 0% | 0% | 1 | 0.3055% | 0% | 0% | 1 | 2.398% | 0% | 0% | 1 | 0% | 0% | 1 |  |  |  |  | 45.06% | [5 empty] | 0% | 0% | 0% | 1 | 21.45% | 0% | 0% | 1 | 7.408% | 0% | 0% | 1 | 12.17% | 0% | 0% | 1 | 28.69% | 0% | 0% | 1 | 2.143% | 0% | 0% | 1 | 4.126% | 0% | 0% | 1
20 | Kearney | Central_Valley_North_Los_Banos | 0 | 0 | 0 | 0% | 0% | 1 |  |  |  |  | 69.5% | [5 empty] | 0% | 0% | 0% | 1 | 2.335% | 0% | 0% | 1 | 0.1997% | 0% | 0% | 1 | 0.1997% | 0% | 0% | 1 | 2.534% | 0% | 0% | 1 | 0% | 0% | 0% | 1 | 0.3387% | 0% | 0% | 1 | 0% | 0% | 1 |  |  |  |  | 62.05% | [5 empty] | 0% | 0% | 0% | 1 | 5.802% | 0% | 0% | 1 | 7.432% | 0% | 0% | 1 | 7.432% | 0% | 0% | 1 | 12.37% | 0% | 0% | 1 | 0% | 0% | 0% | 1 | 1.416% | 0% | 0% | 1 | 0% | 0% | 1 |  |  |  |  | 51.09% | [5 empty] | 0% | 0% | 0% | 1 | 16.82% | 0% | 0% | 1 | 13.17% | 0% | 0% | 1 | 14.62% | 0% | 0% | 1 | 28.2% | 0% | 0% | 1 | 1.477% | 0% | 0% | 1 | 4.013% | 0% | 0% | 1 | 0% | 0% | 1 |  |  |  |  | 42.07% | [5 empty] | 0% | 0% | 0% | 1 | 20.78% | 0% | 0% | 1 | 13.03% | 0% | 0% | 1 | 16.24% | 0% | 0% | 1 | 30.45% | 0% | 0% | 1 | 1.909% | 0% | 0% | 1 | 6.257% | 0% | 0% | 1
21 | Kingsburg | Central_Valley_North_Los_Banos | 0 | 0 | 0 | 0% | 0% | 1 |  |  |  |  | 56.85% | [5 empty] | 0% | 0% | 0% | 1 | 0% | 0% | 0% | 1 | 0% | 0% | 0% | 1 | 0% | 0% | 0% | 1 | 0% | 0% | 0% | 1 | 0% | 0% | 0% | 1 | 3.046% | 0% | 0% | 1 | 0% | 0% | 1 |  |  |  |  | 68.3% | [5 empty] | 0% | 0% | 0% | 1 | 0% | 0% | 0% | 1 | 0% | 0% | 0% | 1 | 0% | 0% | 0% | 1 | 0% | 0% | 0% | 1 | 0% | 0% | 0% | 1 | 1.667% | 0% | 0% | 1 | 0% | 0% | 1 |  |  |  |  | 64.24% | [5 empty] | 0% | 0% | 0% | 1 | 2.501% | 0% | 0% | 1 | 0.5713% | 0% | 0% | 1 | 0.6409% | 0% | 0% | 1 | 2.501% | 0% | 0% | 1 | 0% | 0% | 0% | 1 | 1.957% | 0% | 0% | 1 | 0% | 0% | 1 |  |  |  |  | 50.13% | [5 empty] | 0% | 0% | 0% | 1 | 7.081% | 0% | 0% | 1 | 1.486% | 0% | 0% | 1 | 1.513% | 0% | 0% | 1 | 7.524% | 0% | 0% | 1 | 0% | 0% | 0% | 1 | 1.715% | 0% | 0% | 1
22 | Malaga | Central_Valley_North_Los_Banos | 0 | 0 | 0 | 0% | 0% | 1 |  |  |  |  | 77.3% | [5 empty] | 0% | 0% | 0% | 1 | 0% | 0% | 0% | 1 | 0% | 0% | 0% | 1 | 0% | 0% | 0% | 1 | 0% | 0% | 0% | 1 | 0% | 0% | 0% | 1 | 0.1576% | 0% | 0% | 1 | 0% | 0% | 1 |  |  |  |  | 72.68% | [5 empty] | 0% | 0% | 0% | 1 | 0% | 0% | 0% | 1 | 0% | 0% | 0% | 1 | 0% | 0% | 0% | 1 | 0% | 0% | 0% | 1 | 0% | 0% | 0% | 1 | 0.1102% | 0% | 0% | 1 | 0% | 0% | 1 |  |  |  |  | 61.6% | [5 empty] | 0% | 0% | 0% | 1 | 3.368% | 0% | 0% | 1 | 3.707% | 0% | 0% | 1 | 3.707% | 0% | 0% | 1 | 7.075% | 0% | 0% | 1 | 0.9841% | 0% | 0% | 1 | 2.659% | 0% | 0% | 1 | 0% | 0% | 1 |  |  |  |  | 46.7% | [5 empty] | 0% | 0% | 0% | 1 | 18.15% | 0% | 0% | 1 | 13.69% | 0% | 0% | 1 | 16.51% | 0% | 0% | 1 | 29% | 0% | 0% | 1 | 1.878% | 0% | 0% | 1 | 5.537% | 0% | 0% | 1
23 | McCall | Central_Valley_North_Los_Banos | 0 | 0 | 0 | 0% | 0% | 1 |  |  |  |  | 75.4% | [5 empty] | 0% | 0% | 0% | 1 | 0% | 0% | 0% | 1 | 0% | 0% | 0% | 1 | 0% | 0% | 0% | 1 | 0% | 0% | 0% | 1 | 0% | 0% | 0% | 1 | 0.1951% | 0% | 0% | 1 | 0% | 0% | 1 |  |  |  |  | 69.69% | [5 empty] | 0% | 0% | 0% | 1 | 0% | 0% | 0% | 1 | 0% | 0% | 0% | 1 | 0% | 0% | 0% | 1 | 0% | 0% | 0% | 1 | 0% | 0% | 0% | 1 | 1.131% | 0% | 0% | 1 | 0% | 0% | 1 |  |  |  |  | 66.41% | [5 empty] | 0% | 0% | 0% | 1 | 0.1389% | 0% | 0% | 1 | 0% | 0% | 0% | 1 | 0% | 0% | 0% | 1 | 0.1389% | 0% | 0% | 1 | 0% | 0% | 0% | 1 | 0.8492% | 0% | 0% | 1 | 0% | 0% | 1 |  |  |  |  | 50.15% | [5 empty] | 0% | 0% | 0% | 1 | 10.8% | 0% | 0% | 1 | 9.423% | 0% | 0% | 1 | 9.445% | 0% | 0% | 1 | 18.21% | 0% | 0% | 1 | 1.032% | 0% | 0% | 1 | 3.26% | 0% | 0% | 1
24 | Mc Mullin | Central_Valley_North_Los_Banos | 0 | 0 | 0 | 0% | 0% | 1 |  |  |  |  | 47.93% | [5 empty] | 0% | 0% | 0% | 1 | 14.46% | 0% | 0% | 1 | 7.626% | 0% | 0% | 1 | 7.626% | 0% | 0% | 1 | 17.45% | 0% | 0% | 1 | 0% | 0% | 0% | 1 | 1.405% | 0% | 0% | 1 | 0% | 0% | 1 |  |  |  |  | 46.91% | [5 empty] | 0% | 0% | 0% | 1 | 14.36% | 0% | 0% | 1 | 8.503% | 0% | 0% | 1 | 8.748% | 0% | 0% | 1 | 20.43% | 0% | 0% | 1 | 0% | 0% | 0% | 1 | 1.515% | 0% | 0% | 1 | 0% | 0% | 1 |  |  |  |  | 47.85% | [5 empty] | 0% | 0% | 0% | 1 | 16.3% | 0% | 0% | 1 | 6.918% | 0% | 0% | 1 | 7.529% | 0% | 0% | 1 | 20.74% | 0% | 0% | 1 | 0.05845% | 0% | 0% | 1 | 2.02% | 0% | 0% | 1 | 0% | 0% | 1 |  |  |  |  | 47.13% | [5 empty] | 0% | 0% | 0% | 1 | 18.77% | 0% | 0% | 1 | 8.825% | 0% | 0% | 1 | 13.09% | 0% | 0% | 1 | 26.99% | 0% | 0% | 1 | 2.131% | 0% | 0% | 1 | 4.825% | 0% | 0% | 1
25 | Mendota | Central_Valley_North_Los_Banos | 0 | 0 | 0 | 0% | 0% | 1 |  |  |  |  | 24.11% | [5 empty] | 0% | 0% | 0% | 1 | 13.99% | 0% | 0% | 1 | 1.727% | 0% | 0% | 1 | 10.8% | 0% | 0% | 1 | 23.57% | 0% | 0% | 1 | 0.3815% | 0% | 0% | 1 | 2.608% | 0% | 0% | 1 | 0% | 0% | 1 |  |  |  |  | 20.84% | [5 empty] | 0% | 0% | 0% | 1 | 37.46% | 0% | 0% | 1 | 6.991% | 0% | 0% | 1 | 16.48% | 0% | 0% | 1 | 46.04% | 0% | 0% | 1 | 1.942% | 0% | 0% | 1 | 7.325% | 0% | 0% | 1 | 0% | 0% | 1 |  |  |  |  | 25.98% | [5 empty] | 0% | 0% | 0% | 1 | 38.43% | 0% | 0% | 1 | 10.17% | 0% | 0% | 1 | 18.53% | 0% | 0% | 1 | 48.08% | 0% | 0% | 1 | 2.097% | 0% | 0% | 1 | 7.889% | 0% | 0% | 1 | 0% | 0% | 1 |  |  |  |  | 37.77% | [5 empty] | 0.312% | 0% | 0.312% | 1 | 28.51% | 0% | 0% | 1 | 7.774% | 0% | 0% | 1 | 11.91% | 0% | 0% | 1 | 34.63% | 0% | 0% | 1 | 3.071% | 0% | 0% | 1 | 5.021% | 0% | 0% | 1
26 | Oro Loma | Central_Valley_North_Los_Banos | 0 | 0 | 0 | 0% | 0% | 1 |  |  |  |  | 17.75% | [5 empty] | 0% | 0% | 0% | 1 | 1.23% | 0% | 0% | 1 | 0% | 0% | 0% | 1 | 0.04044% | 0% | 0% | 1 | 1.27% | 0% | 0% | 1 | 0% | 0% | 0% | 1 | 2.358% | 0% | 0% | 1 | 0% | 0% | 1 |  |  |  |  | 36.11% | [5 empty] | 0% | 0% | 0% | 1 | 29.44% | 0% | 0% | 1 | 1.039% | 0% | 0% | 1 | 10.38% | 0% | 0% | 1 | 34.36% | 0% | 0% | 1 | 1.894% | 0% | 0% | 1 | 6.475% | 0% | 0% | 1 | 0% | 0% | 1 |  |  |  |  | 34.53% | [5 empty] | 0% | 0% | 0% | 1 | 45.2% | 0% | 0% | 1 | 8.779% | 0% | 0% | 1 | 15.23% | 0% | 0% | 1 | 49.57% | 0% | 0% | 1 | 3.028% | 0% | 0% | 1 | 7.513% | 0% | 0% | 1 | 0% | 0% | 1 |  |  |  |  | 29% | [5 empty] | 0.749% | 0% | 0.749% | 1 | 43.77% | 0% | 0% | 1 | 12.27% | 0% | 0% | 1 | 19.65% | 0% | 0% | 1 | 51.56% | 0% | 0% | 2 | 5.435% | 0% | 0% | 1 | 8.542% | 0% | 0% | 1
27 | Panoche | Central_Valley_North_Los_Banos | 0 | 0 | 0 | 0% | 0% | 1 |  |  |  |  | 40.82% | [5 empty] | 0% | 0% | 0% | 1 | 0% | 0% | 0% | 1 | 0% | 0% | 0% | 1 | 25.2% | 0% | 0% | 1 | 25.2% | 0% | 0% | 1 | 0% | 0% | 0% | 1 | 0.2032% | 0% | 0% | 1 | 0% | 0% | 1 |  |  |  |  | 25.06% | [5 empty] | 0% | 0% | 0% | 1 | 16.16% | 0% | 0% | 1 | 0.02789% | 0% | 0% | 1 | 11.94% | 0% | 0% | 1 | 24.99% | 0% | 0% | 1 | 0% | 0% | 0% | 1 | 0.3938% | 0% | 0% | 1 | 0% | 0% | 1 |  |  |  |  | 31.36% | [5 empty] | 0.03385% | 0% | 0.03385% | 1 | 26.99% | 0% | 0% | 1 | 1.896% | 0% | 0% | 1 | 8.934% | 0% | 0% | 1 | 32.66% | 0% | 0% | 1 | 0.9213% | 0% | 0% | 1 | 3.752% | 0% | 0% | 1 | 0% | 0% | 1 |  |  |  |  | 29.74% | [5 empty] | 2.456% | 0% | 2.456% | 1 | 36.02% | 0% | 0% | 1 | 9.427% | 0% | 0% | 1 | 15.37% | 0% | 0% | 1 | 43.28% | 0% | 0% | 1 | 7.687% | 0% | 0% | 1 | 5.833% | 0% | 0% | 1
28 | Reedley | Central_Valley_North_Los_Banos | 0 | 0 | 0 | 0% | 0% | 1 |  |  |  |  | 0% | [5 empty] | 0% | 0% | 0% | 1 | 0% | 0% | 0% | 1 | 0% | 0% | 0% | 1 | 0% | 0% | 0% | 1 | 0% | 0% | 0% | 1 | 0% | 0% | 0% | 1 | 0% | 0% | 0% | 1 | 0% | 0% | 1 |  |  |  |  | 0% | [5 empty] | 0% | 0% | 0% | 1 | 0% | 0% | 0% | 1 | 0% | 0% | 0% | 1 | 0% | 0% | 0% | 1 | 0% | 0% | 0% | 1 | 0% | 0% | 0% | 1 | 0% | 0% | 0% | 1 | 0% | 0% | 1 |  |  |  |  | 52.85% | [5 empty] | 0% | 0% | 0% | 1 | 0% | 0% | 0% | 1 | 0% | 0% | 0% | 1 | 0% | 0% | 0% | 1 | 0% | 0% | 0% | 1 | 0% | 0% | 0% | 1 | 2.319% | 0% | 0% | 1 | 0% | 0% | 1 |  |  |  |  | 70.66% | [5 empty] | 0% | 0% | 0% | 1 | 0% | 0% | 0% | 1 | 0% | 0% | 0% | 1 | 0% | 0% | 0% | 1 | 0% | 0% | 0% | 1 | 0% | 0% | 0% | 1 | 1.091% | 0% | 0% | 1
29 | Sanger | Central_Valley_North_Los_Banos | 0 | 0 | 0 | 0% | 0% | 1 |  |  |  |  | 89.05% | [5 empty] | 0% | 0% | 0% | 1 | 0% | 0% | 0% | 1 | 0% | 0% | 0% | 1 | 0% | 0% | 0% | 1 | 0% | 0% | 0% | 1 | 0% | 0% | 0% | 1 | 0% | 0% | 0% | 1 | 0% | 0% | 1 |  |  |  |  | 80.05% | [5 empty] | 0% | 0% | 0% | 1 | 0% | 0% | 0% | 1 | 0% | 0% | 0% | 1 | 0% | 0% | 0% | 1 | 0% | 0% | 0% | 1 | 0% | 0% | 0% | 1 | 0.1765% | 0% | 0% | 1 | 0% | 0% | 1 |  |  |  |  | 65.4% | [5 empty] | 0% | 0% | 0% | 1 | 0% | 0% | 0% | 1 | 1.97% | 0% | 0% | 1 | 1.97% | 0% | 0% | 1 | 1.97% | 0% | 0% | 1 | 0.02449% | 0% | 0% | 1 | 0.8086% | 0% | 0% | 1 | 0% | 0% | 1 |  |  |  |  | 55.75% | [5 empty] | 0% | 0% | 0% | 1 | 12.45% | 0% | 0% | 1 | 12.19% | 0% | 0% | 1 | 14.44% | 0% | 0% | 1 | 23.21% | 0% | 0% | 1 | 2.434% | 0% | 0% | 1 | 5.474% | 0% | 0% | 1
30 | Schindler | Central_Valley_North_Los_Banos | 0 | 0 | 0 | 0% | 0% | 1 |  |  |  |  | 42.9% | [5 empty] | 0% | 0% | 0% | 1 | 8.416% | 0% | 0% | 1 | 0.2975% | 0% | 0% | 1 | 1.74% | 0% | 0% | 1 | 10.14% | 0% | 0% | 1 | 0% | 0% | 0% | 1 | 0.4949% | 0% | 0% | 1 | 0% | 0% | 1 |  |  |  |  | 50.56% | [5 empty] | 0% | 0% | 0% | 1 | 16.19% | 0% | 0% | 1 | 4.566% | 0% | 0% | 1 | 7.837% | 0% | 0% | 1 | 20.35% | 0% | 0% | 1 | 2.042% | 0% | 0% | 1 | 0.8358% | 0% | 0% | 1 | 0% | 0% | 1 |  |  |  |  | 47.81% | [5 empty] | 0% | 0% | 0% | 1 | 17.86% | 0% | 0% | 1 | 3.43% | 0% | 0% | 1 | 6.914% | 0% | 0% | 1 | 21.36% | 0% | 0% | 1 | 2.025% | 0% | 0% | 1 | 1.173% | 0% | 0% | 1 | 0% | 0% | 1 |  |  |  |  | 48.09% | [5 empty] | 0% | 0% | 0% | 1 | 15.77% | 0% | 0% | 1 | 5.248% | 0% | 0% | 1 | 8.089% | 0% | 0% | 1 | 20.71% | 0% | 0% | 1 | 1.557% | 0% | 0% | 1 | 1.974% | 0% | 0% | 1
31 | Wahtoke | Central_Valley_North_Los_Banos | 0 | 0 | 0 | 0% | 0% | 1 |  |  |  |  | 0% | [5 empty] | 0% | 0% | 0% | 1 | 0% | 0% | 0% | 1 | 0% | 0% | 0% | 1 | 0% | 0% | 0% | 1 | 0% | 0% | 0% | 1 | 0% | 0% | 0% | 1 | 0% | 0% | 0% | 1 | 0% | 0% | 1 |  |  |  |  | 57.36% | [5 empty] | 0% | 0% | 0% | 1 | 0% | 0% | 0% | 1 | 0% | 0% | 0% | 1 | 0% | 0% | 0% | 1 | 0% | 0% | 0% | 1 | 0% | 0% | 0% | 1 | 3.294% | 0% | 0% | 1 | 0% | 0% | 1 |  |  |  |  | 63.77% | [5 empty] | 0% | 0% | 0% | 1 | 0% | 0% | 0% | 1 | 0% | 0% | 0% | 1 | 0% | 0% | 0% | 1 | 0% | 0% | 0% | 1 | 0% | 0% | 0% | 1 | 1.981% | 0% | 0% | 1 | 0% | 0% | 1 |  |  |  |  | 62.75% | [5 empty] | 0% | 0% | 0% | 1 | 2.202% | 0% | 0% | 1 | 1.206% | 0% | 0% | 1 | 1.258% | 0% | 0% | 1 | 2.982% | 0% | 0% | 1 | 0% | 0% | 0% | 1 | 1.037% | 0% | 0% | 1
32 | West Fresno | Central_Valley_North_Los_Banos | 0 | 0 | 0 | 0% | 0% | 1 |  |  |  |  | 73.05% | [5 empty] | 0% | 0% | 0% | 1 | 0% | 0% | 0% | 1 | 0% | 0% | 0% | 1 | 0% | 0% | 0% | 1 | 0% | 0% | 0% | 1 | 0% | 0% | 0% | 1 | 0.07965% | 0% | 0% | 1 | 0% | 0% | 1 |  |  |  |  | 67.05% | [5 empty] | 0% | 0% | 0% | 1 | 4.661% | 0% | 0% | 1 | 2.086% | 0% | 0% | 1 | 2.086% | 0% | 0% | 1 | 6.746% | 0% | 0% | 1 | 0% | 0% | 0% | 1 | 1.064% | 0% | 0% | 1 | 0% | 0% | 1 |  |  |  |  | 56.77% | [5 empty] | 0% | 0% | 0% | 1 | 9.415% | 0% | 0% | 1 | 13.48% | 0% | 0% | 1 | 14.35% | 0% | 0% | 1 | 21.45% | 0% | 0% | 1 | 1.82% | 0% | 0% | 1 | 4.281% | 0% | 0% | 1 | 0% | 0% | 1 |  |  |  |  | 42.93% | [5 empty] | 0% | 0% | 0% | 1 | 20.32% | 0% | 0% | 1 | 15% | 0% | 0% | 1 | 18.09% | 0% | 0% | 1 | 31.42% | 0% | 0% | 1 | 2.226% | 0% | 0% | 1 | 6.615% | 0% | 0% | 1
33 | Glenn | Northern_California | 202.5 | 8100 | 10 | 14.47% | 0% | 1 |  |  |  |  | 54.46% | [5 empty] | 0% | 0% | 0% | 1 | 54.28% | 12.53% | 0% | 2 | 0.6119% | 5.765% | 0% | 1 | 1.186% | 5.799% | 0% | 1 | 54.87% | 12.7% | 0% | 2 | 3.566% | 5.942% | 0% | 1 | 16.73% | 12.7% | 0% | 1 | 7.523% | 0% | 1 |  |  |  |  | 44.38% | [5 empty] | 0.5671% | 0% | 0.5671% | 1 | 52.88% | 5.56% | 0% | 2 | 1.834% | 2.669% | 0% | 1 | 5.435% | 2.77% | 0% | 1 | 56.86% | 6.072% | 0% | 2 | 10.07% | 2.913% | 0% | 1 | 16.45% | 6.072% | 0% | 1 | 5.019% | 0% | 1 |  |  |  |  | 32.12% | [5 empty] | 8.474% | 0% | 8.474% | 1 | 48.49% | 2.996% | 0% | 1 | 3.277% | 1.596% | 0% | 1 | 6.899% | 1.658% | 0% | 1 | 53.2% | 3.298% | 0% | 2 | 25.97% | 2.085% | 0% | 1 | 15.73% | 3.298% | 0% | 1 | 3.14% | 0% | 1 |  |  |  |  | 24.57% | [5 empty] | 24.49% | 0.3372% | 24.83% | 2 | 41.48% | 1.395% | 0% | 1 | 5.759% | 0.8659% | 0% | 1 | 13.65% | 0.945% | 0% | 1 | 50.31% | 1.642% | 0% | 2 | 36.51% | 1.285% | 0% | 1 | 11.96% | 1.642% | 0% | 1
34 | Bridgeville | Humboldt | 0 | 0 | 0 | 0% | 0% | 1 |  |  |  |  | 0% | [5 empty] | 35.04% | 17.08% | 52.11% | 3 | 23.65% | 0% | 0% | 1 | 21.75% | 0% | 0% | 1 | 23.54% | 0% | 0% | 1 | 41.22% | 0% | 0% | 1 | 82.35% | 0% | 0% | 3 | 0.3489% | 0% | 0% | 1 | 0% | 0% | 1 |  |  |  |  | 0% | [5 empty] | 60.1% | 9.774% | 69.87% | 3 | 21.02% | 0% | 0% | 1 | 24.46% | 0% | 0% | 1 | 29.98% | 0% | 0% | 1 | 42.54% | 0% | 0% | 1 | 80.36% | 0% | 0% | 3 | 0.8378% | 0% | 0% | 1 | 0% | 0% | 1 |  |  |  |  | 0% | [5 empty] | 69.77% | 6.464% | 76.23% | 5 | 17% | 0% | 0% | 1 | 20.13% | 0% | 0% | 1 | 26.91% | 0% | 0% | 1 | 36.73% | 0% | 0% | 1 | 81.79% | 0% | 0% | 3 | 1.086% | 0% | 0% | 1 | 0% | 0% | 1 |  |  |  |  | 0% | [5 empty] | 79.23% | 3.053% | 82.28% | 5 | 10.08% | 0% | 0% | 1 | 23.76% | 0% | 0% | 1 | 29.56% | 0% | 0% | 1 | 35.86% | 0% | 0% | 1 | 75.05% | 0% | 0% | 3 | 4.042% | 0% | 0% | 1
35 | Humboldt | Humboldt | 0 | 0 | 0 | 0% | 0% | 1 |  |  |  |  | 0% | [5 empty] | 51.97% | 0% | 51.97% | 3 | 7.332% | 0% | 0% | 1 | 42.52% | 0% | 0% | 1 | 52.75% | 0% | 0% | 2 | 55.05% | 0% | 0% | 2 | 29.41% | 0% | 0% | 1 | 21.06% | 0% | 0% | 1 | 0% | 0% | 1 |  |  |  |  | 0% | [5 empty] | 47.92% | 0% | 47.92% | 2 | 4.893% | 0% | 0% | 1 | 33.63% | 0% | 0% | 1 | 37.91% | 0% | 0% | 1 | 40.43% | 0% | 0% | 1 | 41.02% | 0% | 0% | 1 | 21.06% | 0% | 0% | 1 | 0% | 0% | 1 |  |  |  |  | 0% | [5 empty] | 52.55% | 0.3382% | 52.89% | 3 | 4.057% | 0% | 0% | 1 | 24.66% | 0% | 0% | 1 | 28.56% | 0% | 0% | 1 | 31.16% | 0% | 0% | 1 | 50.68% | 0% | 0% | 2 | 14.94% | 0% | 0% | 1 | 0% | 0% | 1 |  |  |  |  | 0% | [5 empty] | 56.01% | 2.703% | 58.72% | 3 | 12.56% | 0% | 0% | 1 | 18.95% | 0% | 0% | 1 | 23.47% | 0% | 0% | 1 | 31.77% | 0% | 0% | 1 | 60.9% | 0% | 0% | 2 | 9.087% | 0% | 0% | 1
36 | El Centro | Greater_Imperial | 0 | 0 | 0 | 0% | 0% | 1 |  |  |  |  | 68.8% | [5 empty] | 0% | 0% | 0% | 1 | 2.535% | 0% | 0% | 1 | 4.131% | 0% | 0% | 1 | 4.131% | 0% | 0% | 1 | 6.666% | 0% | 0% | 1 | 0% | 0% | 0% | 1 | 6.459% | 0% | 0% | 1 | 0% | 0% | 1 |  |  |  |  | 71.31% | [5 empty] | 0% | 0% | 0% | 1 | 1.258% | 0% | 0% | 1 | 10.17% | 0% | 0% | 1 | 11.3% | 0% | 0% | 1 | 12.56% | 0% | 0% | 1 | 0.6204% | 0% | 0% | 1 | 5.327% | 0% | 0% | 1 | 0% | 0% | 1 |  |  |  |  | 66.32% | [5 empty] | 0% | 0% | 0% | 1 | 1.151% | 0% | 0% | 1 | 14.84% | 0% | 0% | 1 | 12.92% | 0% | 0% | 1 | 16.75% | 0% | 0% | 1 | 5.367% | 0% | 0% | 1 | 4.647% | 0% | 0% | 1 | 0% | 0% | 1 |  |  |  |  | 53.45% | [5 empty] | 0% | 0% | 0% | 1 | 6.544% | 0% | 0% | 1 | 17.05% | 0% | 0% | 1 | 15.23% | 0% | 0% | 1 | 24.16% | 0% | 0% | 1 | 15.64% | 0% | 0% | 1 | 5.004% | 0% | 0% | 1
37 | High Line | Greater_Imperial | 0 | 0 | 0 | 0% | 0% | 1 |  |  |  |  | 66.55% | [5 empty] | 0% | 0% | 0% | 1 | 0% | 0% | 0% | 1 | 29.09% | 0% | 0% | 1 | 29.09% | 0% | 0% | 1 | 29.09% | 0% | 0% | 1 | 7.724% | 0% | 0% | 1 | 6.343% | 0% | 0% | 1 | 0% | 0% | 1 |  |  |  |  | 64.4% | [5 empty] | 0% | 0% | 0% | 1 | 4.272% | 0% | 0% | 1 | 18.05% | 0% | 0% | 1 | 18.05% | 0% | 0% | 1 | 22.32% | 0% | 0% | 1 | 7.644% | 0% | 0% | 1 | 5.112% | 0% | 0% | 1 | 0% | 0% | 1 |  |  |  |  | 59.24% | [5 empty] | 0% | 0% | 0% | 1 | 5.293% | 0% | 0% | 1 | 13.68% | 0% | 0% | 1 | 13.78% | 0% | 0% | 1 | 18.97% | 0% | 0% | 1 | 9.335% | 0% | 0% | 1 | 5.25% | 0% | 0% | 1 | 0% | 0% | 1 |  |  |  |  | 55.26% | [5 empty] | 0% | 0% | 0% | 1 | 6.771% | 0% | 0% | 1 | 16.46% | 0% | 0% | 1 | 14.38% | 0% | 0% | 1 | 23.84% | 0% | 0% | 1 | 11.12% | 0% | 0% | 1 | 4.897% | 0% | 0% | 1
38 | Imperial Valley | Greater_Imperial | 0 | 0 | 0 | 0% | 0% | 1 |  |  |  |  | 39.12% | [5 empty] | 0% | 0% | 0% | 1 | 0% | 0% | 0% | 1 | 18.09% | 0% | 0% | 1 | 30.76% | 0% | 0% | 1 | 30.76% | 0% | 0% | 1 | 3.572% | 0% | 0% | 1 | 8.017% | 0% | 0% | 1 | 0% | 0% | 1 |  |  |  |  | 33.49% | [5 empty] | 0% | 0% | 0% | 1 | 9.089% | 0% | 0% | 1 | 5.4% | 0% | 0% | 1 | 9.183% | 0% | 0% | 1 | 18.27% | 0% | 0% | 1 | 27.94% | 0% | 0% | 1 | 5.29% | 0% | 0% | 1 | 0% | 0% | 1 |  |  |  |  | 49.57% | [5 empty] | 0% | 0% | 0% | 1 | 5.652% | 0% | 0% | 1 | 4.449% | 0% | 0% | 1 | 5.999% | 0% | 0% | 1 | 11.68% | 0% | 0% | 1 | 18.89% | 0% | 0% | 1 | 5.532% | 0% | 0% | 1 | 0% | 0% | 1 |  |  |  |  | 58.57% | [5 empty] | 0.2881% | 0% | 0.2881% | 1 | 2.786% | 0% | 0% | 1 | 16.26% | 0% | 0% | 1 | 13.82% | 0% | 0% | 1 | 19.88% | 0% | 0% | 1 | 13.3% | 0% | 0% | 1 | 4.46% | 0% | 0% | 1
39 | El Segundo | Greater_LA | 0 | 0 | 0 | 0% | 0% | 1 |  |  |  |  | 0% | [5 empty] | 18.34% | 0% | 18.34% | 1 | 2.903% | 0% | 0% | 1 | 30.71% | 0% | 0% | 1 | 55.33% | 0% | 0% | 2 | 58.23% | 0% | 0% | 2 | 0% | 0% | 0% | 1 | 0.1735% | 0% | 0% | 1 | 0% | 0% | 1 |  |  |  |  | 0% | [5 empty] | 9.051% | 0.837% | 9.888% | 2 | 2.464% | 0% | 0% | 1 | 5.876% | 0% | 0% | 1 | 77.8% | 0% | 0% | 3 | 80.27% | 0% | 0% | 3 | 0% | 0% | 0% | 1 | 0.0567% | 0% | 0% | 1 | 0% | 0% | 1 |  |  |  |  | 0% | [5 empty] | 3.67% | 1.56% | 5.23% | 2 | 1.12% | 0% | 0% | 1 | 2.674% | 0% | 0% | 1 | 53.04% | 0% | 0% | 2 | 54.16% | 0% | 0% | 2 | 0% | 0% | 0% | 1 | 0.1578% | 0% | 0% | 1 | 0% | 0% | 1 |  |  |  |  | 0% | [5 empty] | 1.917% | 22.85% | 24.77% | 4 | 3.025% | 0% | 0% | 1 | 7.996% | 0% | 0% | 1 | 54.77% | 0% | 0% | 2 | 57.8% | 0% | 0% | 2 | 3.725% | 0% | 0% | 1 | 3.105% | 0% | 0% | 1
40 | Arco | Central_Valley_North_Los_Banos | 0 | 0 | 0 | 0% | 0% | 1 |  |  |  |  | 0% | [5 empty] | 0% | 0% | 0% | 1 | 0% | 0% | 0% | 1 | 0% | 0% | 0% | 1 | 0% | 0% | 0% | 1 | 0% | 0% | 0% | 1 | 0% | 0% | 0% | 1 | 0% | 0% | 0% | 1 | 0% | 0% | 1 |  |  |  |  | 0% | [5 empty] | 37.29% | 0% | 37.29% | 2 | 80.98% | 0% | 0% | 3 | 0% | 0% | 0% | 1 | 24.69% | 0% | 0% | 1 | 92.96% | 0% | 0% | 4 | 69.57% | 0% | 0% | 2 | 0.2917% | 0% | 0% | 1 | 0% | 0% | 1 |  |  |  |  | 0.00393% | [5 empty] | 7.719% | 0% | 7.719% | 1 | 62.84% | 0% | 0% | 2 | 7.031% | 0% | 0% | 1 | 18.51% | 0% | 0% | 1 | 67.05% | 0% | 0% | 2 | 59.77% | 0% | 0% | 2 | 1.128% | 0% | 0% | 1 | 0% | 0% | 1 |  |  |  |  | 8.15% | [5 empty] | 4.453% | 0% | 4.453% | 1 | 47.95% | 0% | 0% | 1 | 3.153% | 0% | 0% | 1 | 14.04% | 0% | 0% | 1 | 52.76% | 0% | 0% | 2 | 52.95% | 0% | 0% | 2 | 1.038% | 0% | 0% | 1
41 | Bakersfield | Central_Valley_North_Los_Banos | 0 | 0 | 0 | 0% | 0% | 1 |  |  |  |  | 0% | [5 empty] | 0% | 0% | 0% | 1 | 0% | 0% | 0% | 1 | 0% | 0% | 0% | 1 | 0% | 0% | 0% | 1 | 0% | 0% | 0% | 1 | 0% | 0% | 0% | 1 | 0% | 0% | 0% | 1 | 0% | 0% | 1 |  |  |  |  | 0% | [5 empty] | 0% | 0% | 0% | 1 | 0% | 0% | 0% | 1 | 0% | 0% | 0% | 1 | 0% | 0% | 0% | 1 | 0% | 0% | 0% | 1 | 0% | 0% | 0% | 1 | 0% | 0% | 0% | 1 | 0% | 0% | 1 |  |  |  |  | 0% | [5 empty] | 0% | 0% | 0% | 1 | 0% | 0% | 0% | 1 | 0% | 0% | 0% | 1 | 0% | 0% | 0% | 1 | 0% | 0% | 0% | 1 | 0% | 0% | 0% | 1 | 0% | 0% | 0% | 1 | 0% | 0% | 1 |  |  |  |  | 0% | [5 empty] | 43.41% | 56.59% | 100% | 5 | 53.41% | 0% | 0% | 2 | 13.98% | 0% | 0% | 1 | 25.11% | 0% | 0% | 1 | 63.75% | 0% | 0% | 2 | 55.38% | 0% | 0% | 2 | 2.918% | 0% | 0% | 1
42 | Charca | Central_Valley_North_Los_Banos | 0 | 0 | 0 | 0% | 0% | 1 |  |  |  |  | 0% | [5 empty] | 0% | 0% | 0% | 1 | 0% | 0% | 0% | 1 | 0% | 0% | 0% | 1 | 0% | 0% | 0% | 1 | 0% | 0% | 0% | 1 | 0% | 0% | 0% | 1 | 0% | 0% | 0% | 1 | 0% | 0% | 1 |  |  |  |  | 0% | [5 empty] | 0% | 0% | 0% | 1 | 0% | 0% | 0% | 1 | 0% | 0% | 0% | 1 | 0% | 0% | 0% | 1 | 0% | 0% | 0% | 1 | 0% | 0% | 0% | 1 | 0% | 0% | 0% | 1 | 0% | 0% | 1 |  |  |  |  | 0% | [5 empty] | 0% | 0% | 0% | 1 | 0% | 0% | 0% | 1 | 0% | 0% | 0% | 1 | 0% | 0% | 0% | 1 | 0% | 0% | 0% | 1 | 0% | 0% | 0% | 1 | 0% | 0% | 0% | 1 | 0% | 0% | 1 |  |  |  |  | 0% | [5 empty] | 0% | 0% | 0% | 1 | 0% | 0% | 0% | 1 | 0% | 0% | 0% | 1 | 0% | 0% | 0% | 1 | 0% | 0% | 0% | 1 | 0% | 0% | 0% | 1 | 0% | 0% | 0% | 1
43 | Columbus | Central_Valley_North_Los_Banos | 0 | 0 | 15 | 0% | 0% | 1 |  |  |  |  | 0% | [5 empty] | 0% | 0% | 0% | 1 | 0% | 0% | 0% | 1 | 0% | 0% | 0% | 1 | 0% | 0% | 0% | 1 | 0% | 0% | 0% | 1 | 0% | 0% | 0% | 1 | 0% | 0% | 0% | 1 | 0% | 0% | 1 |  |  |  |  | 0% | [5 empty] | 0% | 0% | 0% | 1 | 0% | 0% | 0% | 1 | 0% | 0% | 0% | 1 | 0% | 0% | 0% | 1 | 0% | 0% | 0% | 1 | 0% | 0% | 0% | 1 | 0% | 0% | 0% | 1 | 0% | 0% | 1 |  |  |  |  | 0% | [5 empty] | 71.04% | 28.96% | 100% | 5 | 73.75% | 0% | 0% | 3 | 35.71% | 0% | 0% | 1 | 71.76% | 0% | 0% | 3 | 93.62% | 0% | 0% | 4 | 54.55% | 0% | 0% | 2 | 3.073% | 0% | 0% | 1 | 0% | 0% | 1 |  |  |  |  | 0.0485% | [5 empty] | 50.94% | 49.06% | 100% | 5 | 43.05% | 0% | 0% | 1 | 15.31% | 0% | 0% | 1 | 32.27% | 0% | 0% | 1 | 62.25% | 0% | 0% | 2 | 65.65% | 0% | 0% | 2 | 2.425% | 0% | 0% | 1
44 | Elk Hills | Central_Valley_North_Los_Banos | 0 | 0 | 0 | 0% | 0% | 1 |  |  |  |  | 0% | [5 empty] | 0% | 0% | 0% | 1 | 0% | 0% | 0% | 1 | 0% | 0% | 0% | 1 | 0% | 0% | 0% | 1 | 0% | 0% | 0% | 1 | 0% | 0% | 0% | 1 | 0% | 0% | 0% | 1 | 0% | 0% | 1 |  |  |  |  | 0% | [5 empty] | 0% | 0% | 0% | 1 | 0% | 0% | 0% | 1 | 0% | 0% | 0% | 1 | 0% | 0% | 0% | 1 | 0% | 0% | 0% | 1 | 0% | 0% | 0% | 1 | 0% | 0% | 0% | 1 | 0% | 0% | 1 |  |  |  |  | 0% | [5 empty] | 0% | 0% | 0% | 1 | 0% | 0% | 0% | 1 | 0% | 0% | 0% | 1 | 0% | 0% | 0% | 1 | 0% | 0% | 0% | 1 | 0% | 0% | 0% | 1 | 0% | 0% | 0% | 1 | 0% | 0% | 1 |  |  |  |  | 0% | [5 empty] | 40.34% | 0.1335% | 40.47% | 2 | 8.188% | 0% | 0% | 1 | 13.19% | 0% | 0% | 1 | 13.19% | 0% | 0% | 1 | 16.61% | 0% | 0% | 1 | 37.11% | 0% | 0% | 1 | 1.608% | 0% | 0% | 1
45 | Goose Lake | Central_Valley_North_Los_Banos | 0 | 0 | 0 | 0% | 0% | 1 |  |  |  |  | 0% | [5 empty] | 0% | 0% | 0% | 1 | 0% | 0% | 0% | 1 | 0% | 0% | 0% | 1 | 0% | 0% | 0% | 1 | 0% | 0% | 0% | 1 | 0% | 0% | 0% | 1 | 0% | 0% | 0% | 1 | 0% | 0% | 1 |  |  |  |  | 0% | [5 empty] | 0% | 0% | 0% | 1 | 0% | 0% | 0% | 1 | 0% | 0% | 0% | 1 | 0% | 0% | 0% | 1 | 0% | 0% | 0% | 1 | 0% | 0% | 0% | 1 | 0% | 0% | 0% | 1 | 0% | 0% | 1 |  |  |  |  | 0% | [5 empty] | 0% | 0% | 0% | 1 | 0% | 0% | 0% | 1 | 0% | 0% | 0% | 1 | 0% | 0% | 0% | 1 | 0% | 0% | 0% | 1 | 0% | 0% | 0% | 1 | 0% | 0% | 0% | 1 | 0% | 0% | 1 |  |  |  |  | 0% | [5 empty] | 0% | 0% | 0% | 1 | 43.76% | 0% | 0% | 1 | 1.923% | 0% | 0% | 1 | 13.39% | 0% | 0% | 1 | 51% | 0% | 0% | 2 | 59.41% | 0% | 0% | 2 | 1.602% | 0% | 0% | 1
46 | Kernridge | Central_Valley_North_Los_Banos | 0 | 0 | 0 | 0% | 0% | 1 |  |  |  |  | 0% | [5 empty] | 0% | 0% | 0% | 1 | 9.387% | 0% | 0% | 1 | 10.1% | 0% | 0% | 1 | 10.1% | 0% | 0% | 1 | 19.48% | 0% | 0% | 1 | 7.672% | 0% | 0% | 1 | 0% | 0% | 0% | 1 | 0% | 0% | 1 |  |  |  |  | 0% | [5 empty] | 0% | 0% | 0% | 1 | 36.26% | 0% | 0% | 1 | 3.377% | 0% | 0% | 1 | 23.5% | 0% | 0% | 1 | 48.97% | 0% | 0% | 1 | 46.95% | 0% | 0% | 1 | 1.462% | 0% | 0% | 1 | 0% | 0% | 1 |  |  |  |  | 0% | [5 empty] | 0% | 0% | 0% | 1 | 40.82% | 0% | 0% | 1 | 2.016% | 0% | 0% | 1 | 14.03% | 0% | 0% | 1 | 48.42% | 0% | 0% | 1 | 60.02% | 0% | 0% | 2 | 1.652% | 0% | 0% | 1 | 0% | 0% | 1 |  |  |  |  | 0% | [5 empty] | 10.78% | 0% | 10.78% | 1 | 46.72% | 0% | 0% | 1 | 4.766% | 0% | 0% | 1 | 9.373% | 0% | 0% | 1 | 53.63% | 0% | 0% | 2 | 64.91% | 0% | 0% | 2 | 1.452% | 0% | 0% | 1
47 | Lamont | Central_Valley_North_Los_Banos | 0 | 0 | 0 | 0% | 0% | 1 |  |  |  |  | 0% | [5 empty] | 0% | 0% | 0% | 1 | 0% | 0% | 0% | 1 | 0% | 0% | 0% | 1 | 0% | 0% | 0% | 1 | 0% | 0% | 0% | 1 | 0% | 0% | 0% | 1 | 0% | 0% | 0% | 1 | 0% | 0% | 1 |  |  |  |  | 0% | [5 empty] | 0% | 100% | 100% | 5 | 100% | 0% | 0% | 5 | 1.867% | 0% | 0% | 1 | 1.867% | 0% | 0% | 1 | 100% | 0% | 0% | 5 | 29.2% | 0% | 0% | 1 | 1.404% | 0% | 0% | 1 | 0% | 0% | 1 |  |  |  |  | 0% | [5 empty] | 17.39% | 82.61% | 100% | 5 | 63% | 0% | 0% | 2 | 14.9% | 0% | 0% | 1 | 17.29% | 0% | 0% | 1 | 68.92% | 0% | 0% | 2 | 46.75% | 0% | 0% | 1 | 2.849% | 0% | 0% | 1 | 0% | 0% | 1 |  |  |  |  | 0.1379% | [5 empty] | 67.7% | 24.57% | 92.26% | 5 | 47.5% | 0% | 0% | 1 | 14.22% | 0% | 0% | 1 | 37.78% | 0% | 0% | 1 | 64% | 0% | 0% | 2 | 70.84% | 0% | 0% | 3 | 2.518% | 0% | 0% | 1
48 | Lerdo | Central_Valley_North_Los_Banos | 0 | 0 | 0 | 0% | 0% | 1 |  |  |  |  | 0% | [5 empty] | 0% | 0% | 0% | 1 | 0% | 0% | 0% | 1 | 0% | 0% | 0% | 1 | 0% | 0% | 0% | 1 | 0% | 0% | 0% | 1 | 0% | 0% | 0% | 1 | 0% | 0% | 0% | 1 | 0% | 0% | 1 |  |  |  |  | 0% | [5 empty] | 0% | 0% | 0% | 1 | 0% | 0% | 0% | 1 | 0% | 0% | 0% | 1 | 0% | 0% | 0% | 1 | 0% | 0% | 0% | 1 | 0% | 0% | 0% | 1 | 0% | 0% | 0% | 1 | 0% | 0% | 1 |  |  |  |  | 0% | [5 empty] | 0% | 0% | 0% | 1 | 0% | 0% | 0% | 1 | 0% | 0% | 0% | 1 | 0% | 0% | 0% | 1 | 0% | 0% | 0% | 1 | 0% | 0% | 0% | 1 | 0% | 0% | 0% | 1 | 0% | 0% | 1 |  |  |  |  | 0% | [5 empty] | 100% | 0% | 100% | 5 | 35.91% | 0% | 0% | 1 | 0.007458% | 0% | 0% | 1 | 57.46% | 0% | 0% | 2 | 63.59% | 0% | 0% | 2 | 60.34% | 0% | 0% | 2 | 1.609% | 0% | 0% | 1
49 | Magunden | Central_Valley_North_Los_Banos | 0 | 0 | 0 | 0% | 0% | 1 |  |  |  |  | 0% | [5 empty] | 0% | 0% | 0% | 1 | 0% | 0% | 0% | 1 | 0% | 0% | 0% | 1 | 0% | 0% | 0% | 1 | 0% | 0% | 0% | 1 | 0% | 0% | 0% | 1 | 0% | 0% | 0% | 1 | 0% | 0% | 1 |  |  |  |  | 0% | [5 empty] | 0% | 0% | 0% | 1 | 0% | 0% | 0% | 1 | 0% | 0% | 0% | 1 | 0% | 0% | 0% | 1 | 0% | 0% | 0% | 1 | 0% | 0% | 0% | 1 | 0% | 0% | 0% | 1 | 0% | 0% | 1 |  |  |  |  | 0% | [5 empty] | 30.3% | 69.7% | 100% | 5 | 93.08% | 0% | 0% | 4 | 21.43% | 0% | 0% | 1 | 29.24% | 0% | 0% | 1 | 100% | 0% | 0% | 5 | 48.39% | 0% | 0% | 1 | 1.967% | 0% | 0% | 1 | 0% | 0% | 1 |  |  |  |  | 0.2683% | [5 empty] | 54.1% | 45.9% | 100% | 5 | 37.64% | 0% | 0% | 1 | 9.853% | 0% | 0% | 1 | 26.1% | 0% | 0% | 1 | 53.44% | 0% | 0% | 2 | 62.34% | 0% | 0% | 2 | 2.616% | 0% | 0% | 1
50 | Midway | Central_Valley_North_Los_Banos | 0 | 0 | 20 | 0% | 0% | 1 |  |  |  |  | 0% | [5 empty] | 0% | 0% | 0% | 1 | 0% | 0% | 0% | 1 | 0% | 0% | 0% | 1 | 0% | 0% | 0% | 1 | 0% | 0% | 0% | 1 | 0% | 0% | 0% | 1 | 0% | 0% | 0% | 1 | 0% | 0% | 1 |  |  |  |  | 0% | [5 empty] | 0% | 0% | 0% | 1 | 0% | 0% | 0% | 1 | 0% | 0% | 0% | 1 | 0% | 0% | 0% | 1 | 0% | 0% | 0% | 1 | 0% | 0% | 0% | 1 | 0% | 0% | 0% | 1 | 0% | 0% | 1 |  |  |  |  | 0% | [5 empty] | 0% | 0% | 0% | 1 | 0% | 0% | 0% | 1 | 0% | 0% | 0% | 1 | 0% | 0% | 0% | 1 | 0% | 0% | 0% | 1 | 0% | 0% | 0% | 1 | 0% | 0% | 0% | 1 | 0% | 0% | 1 |  |  |  |  | 0% | [5 empty] | 0% | 0% | 0% | 1 | 33.33% | 0% | 0% | 1 | 4.415% | 0% | 0% | 1 | 26.23% | 0% | 0% | 1 | 45.46% | 0% | 0% | 1 | 33.5% | 0% | 0% | 1 | 0.7522% | 0% | 0% | 1
51 | Norco | Central_Valley_North_Los_Banos | 0 | 0 | 15 | 0% | 0% | 1 |  |  |  |  | 0% | [5 empty] | 0% | 0% | 0% | 1 | 0% | 0% | 0% | 1 | 0% | 0% | 0% | 1 | 0% | 0% | 0% | 1 | 0% | 0% | 0% | 1 | 0% | 0% | 0% | 1 | 0% | 0% | 0% | 1 | 0% | 0% | 1 |  |  |  |  | 0% | [5 empty] | 0% | 0% | 0% | 1 | 0% | 0% | 0% | 1 | 0% | 0% | 0% | 1 | 0% | 0% | 0% | 1 | 0% | 0% | 0% | 1 | 0% | 0% | 0% | 1 | 0% | 0% | 0% | 1 | 0% | 0% | 1 |  |  |  |  | 0% | [5 empty] | 0% | 0% | 0% | 1 | 0% | 0% | 0% | 1 | 0% | 0% | 0% | 1 | 0% | 0% | 0% | 1 | 0% | 0% | 0% | 1 | 0% | 0% | 0% | 1 | 0% | 0% | 0% | 1 | 0% | 0% | 1 |  |  |  |  | 0% | [5 empty] | 86.46% | 0.05547% | 86.52% | 5 | 5.106% | 0% | 0% | 1 | 0% | 0% | 0% | 1 | 0% | 0% | 0% | 1 | 5.106% | 0% | 0% | 1 | 78.28% | 0% | 0% | 3 | 3.294% | 0% | 0% | 1
52 | Rio Bravo | Central_Valley_North_Los_Banos | 0 | 0 | 0 | 0% | 0% | 1 |  |  |  |  | 0% | [5 empty] | 0% | 0% | 0% | 1 | 0% | 0% | 0% | 1 | 0% | 0% | 0% | 1 | 0% | 0% | 0% | 1 | 0% | 0% | 0% | 1 | 0% | 0% | 0% | 1 | 0% | 0% | 0% | 1 | 0% | 0% | 1 |  |  |  |  | 0% | [5 empty] | 0% | 0% | 0% | 1 | 0% | 0% | 0% | 1 | 0% | 0% | 0% | 1 | 0% | 0% | 0% | 1 | 0% | 0% | 0% | 1 | 0% | 0% | 0% | 1 | 0% | 0% | 0% | 1 | 0% | 0% | 1 |  |  |  |  | 0% | [5 empty] | 0% | 0% | 0% | 1 | 0% | 0% | 0% | 1 | 0% | 0% | 0% | 1 | 0% | 0% | 0% | 1 | 0% | 0% | 0% | 1 | 0% | 0% | 0% | 1 | 0% | 0% | 0% | 1 | 0% | 0% | 1 |  |  |  |  | 0% | [5 empty] | 0% | 0% | 0% | 1 | 0% | 0% | 0% | 1 | 0% | 0% | 0% | 1 | 0% | 0% | 0% | 1 | 0% | 0% | 0% | 1 | 0% | 0% | 0% | 1 | 0% | 0% | 0% | 1
53 | Rosedale | Central_Valley_North_Los_Banos | 0 | 0 | 0 | 0% | 0% | 1 |  |  |  |  | 0% | [5 empty] | 0% | 0% | 0% | 1 | 0% | 0% | 0% | 1 | 0% | 0% | 0% | 1 | 0% | 0% | 0% | 1 | 0% | 0% | 0% | 1 | 0% | 0% | 0% | 1 | 0% | 0% | 0% | 1 | 0% | 0% | 1 |  |  |  |  | 0% | [5 empty] | 0% | 0% | 0% | 1 | 0% | 0% | 0% | 1 | 0% | 0% | 0% | 1 | 0% | 0% | 0% | 1 | 0% | 0% | 0% | 1 | 0% | 0% | 0% | 1 | 0% | 0% | 0% | 1 | 0% | 0% | 1 |  |  |  |  | 0% | [5 empty] | 0% | 0% | 0% | 1 | 0% | 0% | 0% | 1 | 0% | 0% | 0% | 1 | 0% | 0% | 0% | 1 | 0% | 0% | 0% | 1 | 0% | 0% | 0% | 1 | 0% | 0% | 0% | 1 | 0% | 0% | 1 |  |  |  |  | 0% | [5 empty] | 29.34% | 70.66% | 100% | 5 | 66.37% | 0% | 0% | 2 | 16.78% | 0% | 0% | 1 | 27.93% | 0% | 0% | 1 | 79.54% | 0% | 0% | 3 | 43.91% | 0% | 0% | 1 | 2.823% | 0% | 0% | 1
54 | Semitropic | Central_Valley_North_Los_Banos | 0 | 0 | 0 | 0% | 0% | 1 |  |  |  |  | 0% | [5 empty] | 0% | 0% | 0% | 1 | 0% | 0% | 0% | 1 | 0% | 0% | 0% | 1 | 0% | 0% | 0% | 1 | 0% | 0% | 0% | 1 | 0% | 0% | 0% | 1 | 0% | 0% | 0% | 1 | 0% | 0% | 1 |  |  |  |  | 0% | [5 empty] | 0% | 0% | 0% | 1 | 0% | 0% | 0% | 1 | 0% | 0% | 0% | 1 | 0% | 0% | 0% | 1 | 0% | 0% | 0% | 1 | 0% | 0% | 0% | 1 | 0% | 0% | 0% | 1 | 0% | 0% | 1 |  |  |  |  | 0% | [5 empty] | 0% | 0% | 0% | 1 | 0% | 0% | 0% | 1 | 0% | 0% | 0% | 1 | 0% | 0% | 0% | 1 | 0% | 0% | 0% | 1 | 0% | 0% | 0% | 1 | 0% | 0% | 0% | 1 | 0% | 0% | 1 |  |  |  |  | 0% | [5 empty] | 0% | 0% | 0% | 1 | 11.52% | 0% | 0% | 1 | 10.7% | 0% | 0% | 1 | 10.84% | 0% | 0% | 1 | 22.23% | 0% | 0% | 1 | 8.387% | 0% | 0% | 1 | 0% | 0% | 0% | 1
55 | Shafter | Central_Valley_North_Los_Banos | 0 | 0 | 0 | 0% | 0% | 1 |  |  |  |  | 0% | [5 empty] | 0% | 0% | 0% | 1 | 0% | 0% | 0% | 1 | 0% | 0% | 0% | 1 | 0% | 0% | 0% | 1 | 0% | 0% | 0% | 1 | 0% | 0% | 0% | 1 | 0% | 0% | 0% | 1 | 0% | 0% | 1 |  |  |  |  | 0% | [5 empty] | 0% | 0% | 0% | 1 | 0% | 0% | 0% | 1 | 0% | 0% | 0% | 1 | 0% | 0% | 0% | 1 | 0% | 0% | 0% | 1 | 0% | 0% | 0% | 1 | 0% | 0% | 0% | 1 | 0% | 0% | 1 |  |  |  |  | 0% | [5 empty] | 0% | 0% | 0% | 1 | 0% | 0% | 0% | 1 | 0% | 0% | 0% | 1 | 0% | 0% | 0% | 1 | 0% | 0% | 0% | 1 | 0% | 0% | 0% | 1 | 0% | 0% | 0% | 1 | 0% | 0% | 1 |  |  |  |  | 0% | [5 empty] | 0% | 0% | 0% | 1 | 0% | 0% | 0% | 1 | 0% | 0% | 0% | 1 | 0% | 0% | 0% | 1 | 0% | 0% | 0% | 1 | 0% | 0% | 0% | 1 | 0% | 0% | 0% | 1
56 | Smyrna | Central_Valley_North_Los_Banos | 0 | 0 | 0 | 0% | 0% | 1 |  |  |  |  | 0% | [5 empty] | 0% | 0% | 0% | 1 | 0% | 0% | 0% | 1 | 0% | 0% | 0% | 1 | 0% | 0% | 0% | 1 | 0% | 0% | 0% | 1 | 0% | 0% | 0% | 1 | 0% | 0% | 0% | 1 | 0% | 0% | 1 |  |  |  |  | 0% | [5 empty] | 0% | 0% | 0% | 1 | 0% | 0% | 0% | 1 | 0% | 0% | 0% | 1 | 0% | 0% | 0% | 1 | 0% | 0% | 0% | 1 | 0% | 0% | 0% | 1 | 0% | 0% | 0% | 1 | 0% | 0% | 1 |  |  |  |  | 0% | [5 empty] | 0% | 0% | 0% | 1 | 0% | 0% | 0% | 1 | 0% | 0% | 0% | 1 | 0% | 0% | 0% | 1 | 0% | 0% | 0% | 1 | 0% | 0% | 0% | 1 | 0% | 0% | 0% | 1 | 0% | 0% | 1 |  |  |  |  | 0% | [5 empty] | 0% | 0% | 0% | 1 | 0% | 0% | 0% | 1 | 0% | 0% | 0% | 1 | 0% | 0% | 0% | 1 | 0% | 0% | 0% | 1 | 0% | 0% | 0% | 1 | 0% | 0% | 0% | 1
57 | Stockdale | Central_Valley_North_Los_Banos | 0 | 0 | 0 | 0% | 0% | 1 |  |  |  |  | 0% | [5 empty] | 0% | 0% | 0% | 1 | 0% | 0% | 0% | 1 | 0% | 0% | 0% | 1 | 0% | 0% | 0% | 1 | 0% | 0% | 0% | 1 | 0% | 0% | 0% | 1 | 0% | 0% | 0% | 1 | 0% | 0% | 1 |  |  |  |  | 0% | [5 empty] | 0% | 0% | 0% | 1 | 0% | 0% | 0% | 1 | 0% | 0% | 0% | 1 | 0% | 0% | 0% | 1 | 0% | 0% | 0% | 1 | 0% | 0% | 0% | 1 | 0% | 0% | 0% | 1 | 0% | 0% | 1 |  |  |  |  | 0% | [5 empty] | 0% | 0% | 0% | 1 | 0% | 0% | 0% | 1 | 0% | 0% | 0% | 1 | 0% | 0% | 0% | 1 | 0% | 0% | 0% | 1 | 0% | 0% | 0% | 1 | 0% | 0% | 0% | 1 | 0% | 0% | 1 |  |  |  |  | 0% | [5 empty] | 23.14% | 76.53% | 99.66% | 5 | 63.73% | 0% | 0% | 2 | 15.96% | 0% | 0% | 1 | 25.61% | 0% | 0% | 1 | 75% | 0% | 0% | 3 | 39.69% | 0% | 0% | 1 | 2.736% | 0% | 0% | 1
58 | Taft | Central_Valley_North_Los_Banos | 0 | 0 | 0 | 0% | 0% | 1 |  |  |  |  | 0% | [5 empty] | 0% | 0% | 0% | 1 | 0% | 0% | 0% | 1 | 0% | 0% | 0% | 1 | 0% | 0% | 0% | 1 | 0% | 0% | 0% | 1 | 0% | 0% | 0% | 1 | 0% | 0% | 0% | 1 | 0% | 0% | 1 |  |  |  |  | 0% | [5 empty] | 0% | 0% | 0% | 1 | 0% | 0% | 0% | 1 | 0% | 0% | 0% | 1 | 0% | 0% | 0% | 1 | 0% | 0% | 0% | 1 | 0% | 0% | 0% | 1 | 0% | 0% | 0% | 1 | 0% | 0% | 1 |  |  |  |  | 0% | [5 empty] | 88.69% | 0% | 88.69% | 5 | 0% | 0% | 0% | 1 | 0% | 0% | 0% | 1 | 0% | 0% | 0% | 1 | 0% | 0% | 0% | 1 | 89.44% | 0% | 0% | 3 | 2.19% | 0% | 0% | 1 | 0% | 0% | 1 |  |  |  |  | 0% | [5 empty] | 19.33% | 0.4721% | 19.8% | 2 | 3.741% | 0% | 0% | 1 | 8.335% | 0% | 0% | 1 | 16.14% | 0% | 0% | 1 | 18.22% | 0% | 0% | 1 | 54.51% | 0% | 0% | 2 | 0.8131% | 0% | 0% | 1
59 | Temblor | Central_Valley_North_Los_Banos | 0 | 0 | 0 | 0% | 0% | 1 |  |  |  |  | 0% | [5 empty] | 0% | 0% | 0% | 1 | 13.62% | 0% | 0% | 1 | 27.99% | 0% | 0% | 1 | 27.99% | 0% | 0% | 1 | 35.01% | 0% | 0% | 1 | 0.604% | 0% | 0% | 1 | 0% | 0% | 0% | 1 | 0% | 0% | 1 |  |  |  |  | 0% | [5 empty] | 0% | 0% | 0% | 1 | 22.29% | 0% | 0% | 1 | 5.996% | 0% | 0% | 1 | 22.56% | 0% | 0% | 1 | 32.08% | 0% | 0% | 1 | 16.01% | 0% | 0% | 1 | 0.3386% | 0% | 0% | 1 | 0% | 0% | 1 |  |  |  |  | 0% | [5 empty] | 0% | 0% | 0% | 1 | 36.95% | 0% | 0% | 1 | 2.727% | 0% | 0% | 1 | 18.98% | 0% | 0% | 1 | 47.21% | 0% | 0% | 1 | 52.44% | 0% | 0% | 2 | 2.218% | 0% | 0% | 1 | 0% | 0% | 1 |  |  |  |  | 0% | [5 empty] | 11.05% | 0.6133% | 11.67% | 2 | 41.5% | 0% | 0% | 1 | 7.752% | 0% | 0% | 1 | 13.82% | 0% | 0% | 1 | 52.34% | 0% | 0% | 2 | 68.38% | 0% | 0% | 2 | 1.923% | 0% | 0% | 1
60 | Tupman | Central_Valley_North_Los_Banos | 0 | 0 | 0 | 0% | 0% | 1 |  |  |  |  | 0% | [5 empty] | 0% | 0% | 0% | 1 | 0% | 0% | 0% | 1 | 0% | 0% | 0% | 1 | 0% | 0% | 0% | 1 | 0% | 0% | 0% | 1 | 0% | 0% | 0% | 1 | 0% | 0% | 0% | 1 | 0% | 0% | 1 |  |  |  |  | 0% | [5 empty] | 0% | 0% | 0% | 1 | 0% | 0% | 0% | 1 | 0% | 0% | 0% | 1 | 0% | 0% | 0% | 1 | 0% | 0% | 0% | 1 | 0% | 0% | 0% | 1 | 0% | 0% | 0% | 1 | 0% | 0% | 1 |  |  |  |  | 0% | [5 empty] | 0% | 0% | 0% | 1 | 0% | 0% | 0% | 1 | 0% | 0% | 0% | 1 | 0% | 0% | 0% | 1 | 0% | 0% | 0% | 1 | 0% | 0% | 0% | 1 | 0% | 0% | 0% | 1 | 0% | 0% | 1 |  |  |  |  | 0% | [5 empty] | 0% | 0% | 0% | 1 | 0% | 0% | 0% | 1 | 0% | 0% | 0% | 1 | 0% | 0% | 0% | 1 | 0% | 0% | 0% | 1 | 0% | 0% | 0% | 1 | 0% | 0% | 0% | 1
61 | Westpark | Central_Valley_North_Los_Banos | 0 | 0 | 0 | 0% | 0% | 1 |  |  |  |  | 0% | [5 empty] | 0% | 0% | 0% | 1 | 0% | 0% | 0% | 1 | 0% | 0% | 0% | 1 | 0% | 0% | 0% | 1 | 0% | 0% | 0% | 1 | 0% | 0% | 0% | 1 | 0% | 0% | 0% | 1 | 0% | 0% | 1 |  |  |  |  | 0% | [5 empty] | 0% | 0% | 0% | 1 | 0% | 0% | 0% | 1 | 0% | 0% | 0% | 1 | 0% | 0% | 0% | 1 | 0% | 0% | 0% | 1 | 0% | 0% | 0% | 1 | 0% | 0% | 0% | 1 | 0% | 0% | 1 |  |  |  |  | 0% | [5 empty] | 0% | 0% | 0% | 1 | 0% | 0% | 0% | 1 | 0% | 0% | 0% | 1 | 0% | 0% | 0% | 1 | 0% | 0% | 0% | 1 | 0% | 0% | 0% | 1 | 0% | 0% | 0% | 1 | 0% | 0% | 1 |  |  |  |  | 0% | [5 empty] | 33.73% | 66.27% | 100% | 5 | 58.35% | 0% | 0% | 2 | 16.56% | 0% | 0% | 1 | 28% | 0% | 0% | 1 | 70.4% | 0% | 0% | 3 | 46.66% | 0% | 0% | 1 | 2.786% | 0% | 0% | 1
62 | Wheeler Ridge | Central_Valley_North_Los_Banos | 0 | 0 | 0 | 0% | 0% | 1 |  |  |  |  | 0% | [5 empty] | 0% | 0% | 0% | 1 | 0% | 0% | 0% | 1 | 0% | 0% | 0% | 1 | 0% | 0% | 0% | 1 | 0% | 0% | 0% | 1 | 0% | 0% | 0% | 1 | 0% | 0% | 0% | 1 | 0% | 0% | 1 |  |  |  |  | 0% | [5 empty] | 7.979% | 0% | 7.979% | 1 | 100% | 0% | 0% | 5 | 85.44% | 0% | 0% | 3 | 85.44% | 0% | 0% | 3 | 100% | 0% | 0% | 5 | 89.66% | 0% | 0% | 3 | 3.025% | 0% | 0% | 1 | 0% | 0% | 1 |  |  |  |  | 0.0004995% | [5 empty] | 61.8% | 9.778% | 71.57% | 3 | 70.83% | 0% | 0% | 3 | 47.21% | 0% | 0% | 1 | 66.93% | 0% | 0% | 2 | 92.84% | 0% | 0% | 4 | 58.56% | 0% | 0% | 2 | 3.753% | 0% | 0% | 1 | 0% | 0% | 1 |  |  |  |  | 0.778% | [5 empty] | 75.33% | 14.45% | 89.78% | 5 | 57.65% | 0% | 0% | 2 | 40.11% | 0% | 0% | 1 | 40.49% | 0% | 0% | 1 | 80.09% | 0% | 0% | 3 | 46.96% | 0% | 0% | 1 | 2.368% | 0% | 0% | 1
63 | Kern Oil | Central_Valley_North_Los_Banos | 0 | 0 | 0 | 0% | 0% | 1 |  |  |  |  | 0% | [5 empty] | 0% | 0% | 0% | 1 | 0% | 0% | 0% | 1 | 0% | 0% | 0% | 1 | 0% | 0% | 0% | 1 | 0% | 0% | 0% | 1 | 0% | 0% | 0% | 1 | 0% | 0% | 0% | 1 | 0% | 0% | 1 |  |  |  |  | 0% | [5 empty] | 0% | 0% | 0% | 1 | 0% | 0% | 0% | 1 | 0% | 0% | 0% | 1 | 0% | 0% | 0% | 1 | 0% | 0% | 0% | 1 | 0% | 0% | 0% | 1 | 0% | 0% | 0% | 1 | 0% | 0% | 1 |  |  |  |  | 0% | [5 empty] | 100% | 0% | 100% | 5 | 100% | 0% | 0% | 5 | 0% | 0% | 0% | 1 | 0% | 0% | 0% | 1 | 100% | 0% | 0% | 5 | 15.28% | 0% | 0% | 1 | 0% | 0% | 0% | 1 | 0% | 0% | 1 |  |  |  |  | 0% | [5 empty] | 42.92% | 57.08% | 100% | 5 | 52.2% | 0% | 0% | 2 | 16.95% | 0% | 0% | 1 | 31.72% | 0% | 0% | 1 | 68.85% | 0% | 0% | 2 | 51.37% | 0% | 0% | 2 | 2.889% | 0% | 0% | 1
64 | Inyokern | Greater_Kramer (Exclude) | 0 | 0 | 0 | 0% | 0% | 1 |  |  |  |  | 0% | [5 empty] | 0% | 0% | 0% | 1 | 57.83% | 0% | 0% | 2 | 26.29% | 0% | 0% | 1 | 8.628% | 0% | 0% | 1 | 62.23% | 0% | 0% | 2 | 37.49% | 0% | 0% | 1 | 0.002182% | 0% | 0% | 1 | 0% | 0% | 1 |  |  |  |  | 0% | [5 empty] | 3.822% | 0% | 3.822% | 1 | 57.77% | 0% | 0% | 2 | 26.1% | 0% | 0% | 1 | 11.33% | 0% | 0% | 1 | 65.37% | 0% | 0% | 2 | 37.68% | 0% | 0% | 1 | 0.2597% | 0% | 0% | 1 | 0% | 0% | 1 |  |  |  |  | 0.04211% | [5 empty] | 18.76% | 0% | 18.76% | 1 | 51.83% | 0% | 0% | 2 | 31.83% | 0% | 0% | 1 | 20.85% | 0% | 0% | 1 | 69.06% | 0% | 0% | 2 | 37.39% | 0% | 0% | 1 | 0.3353% | 0% | 0% | 1 | 0% | 0% | 1 |  |  |  |  | 1.24% | [5 empty] | 13.64% | 8.351% | 21.99% | 2 | 16.34% | 0% | 0% | 1 | 31.74% | 0% | 0% | 1 | 20.19% | 0% | 0% | 1 | 48.16% | 0% | 0% | 1 | 48.89% | 0% | 0% | 1 | 2.758% | 0% | 0% | 1
65 | Pastoria | Central_Valley_North_Los_Banos | 0 | 0 | 0 | 0% | 0% | 1 |  |  |  |  | 0.0004916% | [5 empty] | 70.46% | 0% | 70.46% | 3 | 86.02% | 0% | 0% | 3 | 66.96% | 0% | 0% | 2 | 79.43% | 0% | 0% | 3 | 100% | 0% | 0% | 5 | 67.29% | 0% | 0% | 2 | 3.012% | 0% | 0% | 1 | 0% | 0% | 1 |  |  |  |  | 1.406% | [5 empty] | 81.76% | 0.3244% | 82.08% | 5 | 65.07% | 0% | 0% | 2 | 64.84% | 0% | 0% | 2 | 69.08% | 0% | 0% | 2 | 96.78% | 0% | 0% | 5 | 48.87% | 0% | 0% | 1 | 2.884% | 0% | 0% | 1 | 0% | 0% | 1 |  |  |  |  | 1.213% | [5 empty] | 80.13% | 2.872% | 83% | 5 | 57.39% | 0% | 0% | 2 | 47.89% | 0% | 0% | 1 | 40.31% | 0% | 0% | 1 | 85.25% | 0% | 0% | 3 | 42.72% | 0% | 0% | 1 | 1.948% | 0% | 0% | 1 | 0% | 0% | 1 |  |  |  |  | 1.061% | [5 empty] | 61% | 13.8% | 74.8% | 3 | 46.39% | 0% | 0% | 1 | 35.19% | 0% | 0% | 1 | 30.52% | 0% | 0% | 1 | 72.74% | 0% | 0% | 3 | 39.3% | 0% | 0% | 1 | 2.703% | 0% | 0% | 1
66 | Ransburg | Greater_Kramer (Exclude) | 0 | 0 | 0 | 0% | 0% | 1 |  |  |  |  | 0% | [5 empty] | 0% | 0% | 0% | 1 | 43.08% | 0% | 0% | 1 | 0.02567% | 0% | 0% | 1 | 0% | 0% | 0% | 1 | 43.11% | 0% | 0% | 1 | 57.14% | 0% | 0% | 2 | 0% | 0% | 0% | 1 | 0% | 0% | 1 |  |  |  |  | 0% | [5 empty] | 0% | 0% | 0% | 1 | 47.09% | 0% | 0% | 1 | 20.54% | 0% | 0% | 1 | 3.57% | 0% | 0% | 1 | 65.7% | 0% | 0% | 2 | 61.38% | 0% | 0% | 2 | 0.04086% | 0% | 0% | 1 | 0% | 0% | 1 |  |  |  |  | 0.00358% | [5 empty] | 0% | 0% | 0% | 1 | 36.93% | 0% | 0% | 1 | 23.76% | 0% | 0% | 1 | 4.399% | 0% | 0% | 1 | 57.67% | 0% | 0% | 2 | 53.97% | 0% | 0% | 2 | 0.573% | 0% | 0% | 1 | 0% | 0% | 1 |  |  |  |  | 0.001855% | [5 empty] | 0.03196% | 0% | 0.03196% | 1 | 36.92% | 0% | 0% | 1 | 24.41% | 0% | 0% | 1 | 6.555% | 0% | 0% | 1 | 56.64% | 0% | 0% | 2 | 47.84% | 0% | 0% | 1 | 0.5235% | 0% | 0% | 1
67 | Sycamore | Central_Valley_North_Los_Banos | 0 | 0 | 0 | 0% | 0% | 1 |  |  |  |  | 0% | [5 empty] | 0% | 0% | 0% | 1 | 0% | 0% | 0% | 1 | 0% | 0% | 0% | 1 | 0% | 0% | 0% | 1 | 0% | 0% | 0% | 1 | 0% | 0% | 0% | 1 | 0% | 0% | 0% | 1 | 0% | 0% | 1 |  |  |  |  | 0% | [5 empty] | 0% | 0% | 0% | 1 | 0% | 0% | 0% | 1 | 0% | 0% | 0% | 1 | 0% | 0% | 0% | 1 | 0% | 0% | 0% | 1 | 0% | 0% | 0% | 1 | 0% | 0% | 0% | 1 | 0% | 0% | 1 |  |  |  |  | 0% | [5 empty] | 100% | 0% | 100% | 5 | 88.51% | 0% | 0% | 3 | 0% | 0% | 0% | 1 | 84.34% | 0% | 0% | 3 | 100% | 0% | 0% | 5 | 40.97% | 0% | 0% | 1 | 0.1133% | 0% | 0% | 1 | 0% | 0% | 1 |  |  |  |  | 0% | [5 empty] | 40.65% | 59.35% | 100% | 5 | 48.44% | 0% | 0% | 1 | 20.37% | 0% | 0% | 1 | 37.23% | 0% | 0% | 1 | 71.45% | 0% | 0% | 3 | 54.5% | 0% | 0% | 2 | 3.019% | 0% | 0% | 1
68 | Avenal | Central_Valley_North_Los_Banos | 0 | 0 | 0 | 0% | 0% | 1 |  |  |  |  | 0% | [5 empty] | 0.2039% | 0% | 0.2039% | 1 | 63.16% | 0% | 0% | 2 | 0% | 0% | 0% | 1 | 32.42% | 0% | 0% | 1 | 78.32% | 0% | 0% | 3 | 52.54% | 0% | 0% | 2 | 0.2618% | 0% | 0% | 1 | 0% | 0% | 1 |  |  |  |  | 22.83% | [5 empty] | 7.022% | 0% | 7.022% | 1 | 45.02% | 0% | 0% | 1 | 0% | 0% | 0% | 1 | 17.97% | 0% | 0% | 1 | 52.76% | 0% | 0% | 2 | 57.88% | 0% | 0% | 2 | 0.6148% | 0% | 0% | 1 | 0% | 0% | 1 |  |  |  |  | 44.57% | [5 empty] | 7.872% | 0% | 7.872% | 1 | 26.32% | 0% | 0% | 1 | 6.743% | 0% | 0% | 1 | 19.22% | 0% | 0% | 1 | 37.81% | 0% | 0% | 1 | 35.31% | 0% | 0% | 1 | 0.5137% | 0% | 0% | 1 | 0% | 0% | 1 |  |  |  |  | 35.82% | [5 empty] | 2.742% | 0% | 2.742% | 1 | 27.32% | 0% | 0% | 1 | 3.055% | 0% | 0% | 1 | 11.33% | 0% | 0% | 1 | 32.36% | 0% | 0% | 1 | 22.7% | 0% | 0% | 1 | 1.192% | 0% | 0% | 1
69 | Corcoran | Central_Valley_North_Los_Banos | 0 | 0 | 0 | 0% | 0% | 1 |  |  |  |  | 3.259% | [5 empty] | 0% | 0% | 0% | 1 | 0% | 0% | 0% | 1 | 0% | 0% | 0% | 1 | 0% | 0% | 0% | 1 | 0% | 0% | 0% | 1 | 0% | 0% | 0% | 1 | 1.834% | 0% | 0% | 1 | 0% | 0% | 1 |  |  |  |  | 10.17% | [5 empty] | 0% | 0% | 0% | 1 | 0% | 0% | 0% | 1 | 0% | 0% | 0% | 1 | 0% | 0% | 0% | 1 | 0% | 0% | 0% | 1 | 0% | 0% | 0% | 1 | 3.207% | 0% | 0% | 1 | 0% | 0% | 1 |  |  |  |  | 15.96% | [5 empty] | 0% | 0% | 0% | 1 | 0.05346% | 0% | 0% | 1 | 0% | 0% | 0% | 1 | 0% | 0% | 0% | 1 | 0.05346% | 0% | 0% | 1 | 0% | 0% | 0% | 1 | 4.033% | 0% | 0% | 1 | 0% | 0% | 1 |  |  |  |  | 45.6% | [5 empty] | 0% | 0% | 0% | 1 | 3.836% | 0% | 0% | 1 | 1.01% | 0% | 0% | 1 | 3.746% | 0% | 0% | 1 | 5.763% | 0% | 0% | 1 | 0.2457% | 0% | 0% | 1 | 2.551% | 0% | 0% | 1
70 | Henrietta | Central_Valley_North_Los_Banos | 0 | 0 | 0 | 0% | 0% | 1 |  |  |  |  | 54.46% | [5 empty] | 0% | 0% | 0% | 1 | 1.685% | 0% | 0% | 1 | 1.641% | 0% | 0% | 1 | 1.785% | 0% | 0% | 1 | 3.298% | 0% | 0% | 1 | 0% | 0% | 0% | 1 | 3.095% | 0% | 0% | 1 | 0% | 0% | 1 |  |  |  |  | 57.26% | [5 empty] | 0% | 0% | 0% | 1 | 5.307% | 0% | 0% | 1 | 2.556% | 0% | 0% | 1 | 6.026% | 0% | 0% | 1 | 10.84% | 0% | 0% | 1 | 0% | 0% | 0% | 1 | 1.872% | 0% | 0% | 1 | 0% | 0% | 1 |  |  |  |  | 51.69% | [5 empty] | 0% | 0% | 0% | 1 | 6.457% | 0% | 0% | 1 | 1.572% | 0% | 0% | 1 | 4.842% | 0% | 0% | 1 | 10.42% | 0% | 0% | 1 | 0.1222% | 0% | 0% | 1 | 1.611% | 0% | 0% | 1 | 0% | 0% | 1 |  |  |  |  | 48.36% | [5 empty] | 0% | 0% | 0% | 1 | 11.58% | 0% | 0% | 1 | 2.895% | 0% | 0% | 1 | 5.43% | 0% | 0% | 1 | 14.35% | 0% | 0% | 1 | 2.554% | 0% | 0% | 1 | 1.246% | 0% | 0% | 1
71 | Eagle Rock | Mendocino_Marin | 131.2 | 5248 | 0 | 999.9% | 9.088% | 4 |  |  |  |  | 2.687% | [5 empty] | 11.16% | 84.03% | 95.18% | 5 | 69.02% | 29.34% | 0% | 2 | 61.32% | 23.5% | 0% | 2 | 78.97% | 43.22% | 0% | 3 | 100% | 999% | 9.088% | 5 | 35.85% | 14.17% | 0% | 1 | 1.227% | 999% | 9.088% | 4 | 376.3% | 4.258% | 4 |  |  |  |  | 2.927% | [5 empty] | 29.6% | 64.23% | 93.84% | 5 | 68.06% | 17.88% | 0% | 2 | 49.13% | 11.23% | 0% | 1 | 77.52% | 25.41% | 0% | 3 | 97.5% | 228.7% | 3.296% | 5 | 41.21% | 9.714% | 0% | 1 | 1.272% | 228.7% | 3.296% | 4 | 56.42% | 0% | 3 |  |  |  |  | 2.196% | [5 empty] | 49.69% | 44.8% | 94.49% | 5 | 65.71% | 9.595% | 0% | 2 | 34.41% | 5.017% | 0% | 1 | 65.98% | 9.672% | 0% | 2 | 89.21% | 30.5% | 0% | 3 | 52.05% | 6.862% | 0% | 2 | 1.253% | 30.5% | 0% | 2 | 33.63% | 0% | 2 |  |  |  |  | 1.539% | [5 empty] | 64.34% | 32.27% | 96.62% | 5 | 52.36% | 3.67% | 0% | 2 | 31.27% | 2.543% | 0% | 1 | 60.28% | 4.401% | 0% | 2 | 82.88% | 10.21% | 0% | 3 | 66.46% | 5.212% | 0% | 2 | 1.15% | 10.21% | 0% | 1
72 | Leavitt | Northern_California | 300 | 12000 | 20 | 660% | 33.61% | 5 |  |  |  |  | 0% | [5 empty] | 95% | 0% | 95% | 5 | 55.31% | 83.62% | 0% | 4 | 23.74% | 49% | 0% | 2 | 25.77% | 50.34% | 0% | 3 | 76.92% | 161.9% | 18.57% | 5 | 69.73% | 123.5% | 10.18% | 5 | 8.27% | 161.9% | 18.57% | 5 | 79.68% | 0% | 3 |  |  |  |  | 0% | [5 empty] | 96.72% | 0% | 96.72% | 5 | 43.36% | 18.29% | 0% | 1 | 21.56% | 13.2% | 0% | 1 | 19.27% | 12.83% | 0% | 1 | 60.92% | 26.5% | 0% | 2 | 66.43% | 30.85% | 0% | 2 | 8.002% | 26.5% | 0% | 2 | 31.38% | 0% | 2 |  |  |  |  | 0% | [5 empty] | 97% | 0% | 97% | 5 | 41.24% | 8.712% | 0% | 1 | 14.14% | 5.962% | 0% | 1 | 14.09% | 5.959% | 0% | 1 | 53.8% | 11.08% | 0% | 2 | 63.45% | 14% | 0% | 2 | 8.161% | 11.08% | 0% | 1 | 14.46% | 0% | 1 |  |  |  |  | 0% | [5 empty] | 94.64% | 0% | 94.64% | 5 | 35.99% | 3.252% | 0% | 1 | 10.53% | 2.326% | 0% | 1 | 15.6% | 2.466% | 0% | 1 | 49.11% | 4.09% | 0% | 1 | 70.44% | 7.039% | 0% | 3 | 8.262% | 4.09% | 0% | 1
73 | Madeline | Northern_California | 700 | 28000 | 20 | 333.7% | 14.13% | 5 |  |  |  |  | 0% | [5 empty] | 72.77% | 0% | 72.77% | 3 | 20% | 23.79% | 0% | 2 | 5.823% | 20.2% | 0% | 2 | 6.181% | 20.28% | 0% | 2 | 26.45% | 25.87% | 0% | 2 | 80.11% | 95.67% | 0% | 4 | 24.34% | 25.87% | 0% | 2 | 180.9% | 4.32% | 4 |  |  |  |  | 0% | [5 empty] | 84.58% | 0% | 84.58% | 5 | 28.99% | 12.91% | 0% | 1 | 5.405% | 9.69% | 0% | 1 | 9.486% | 10.13% | 0% | 1 | 37.56% | 14.68% | 0% | 1 | 85.15% | 61.75% | 0% | 3 | 16.89% | 14.68% | 0% | 1 | 120.8% | 0.9777% | 4 |  |  |  |  | 0.001556% | [5 empty] | 87.53% | 0% | 87.53% | 5 | 38.66% | 8.851% | 0% | 1 | 8.15% | 5.911% | 0% | 1 | 11.74% | 6.151% | 0% | 1 | 47.56% | 10.35% | 0% | 1 | 84.9% | 35.95% | 0% | 3 | 14.24% | 10.35% | 0% | 1 | 48.97% | 0% | 2 |  |  |  |  | 0.006018% | [5 empty] | 91.81% | 0% | 91.81% | 5 | 44.83% | 5.895% | 0% | 1 | 11.14% | 3.66% | 0% | 1 | 12.22% | 3.705% | 0% | 1 | 51.96% | 6.77% | 0% | 2 | 82.33% | 18.41% | 0% | 3 | 11.26% | 6.77% | 0% | 1
74 | Antelope | Tehachapi | 200 | 8000 | 0 | 27.74% | 0% | 2 |  |  |  |  | 0.9732% | [5 empty] | 17.58% | 47.08% | 64.66% | 5 | 2.967% | 11.86% | 0% | 1 | 32.51% | 17.05% | 0% | 1 | 34.18% | 17.48% | 0% | 1 | 40.14% | 19.22% | 0% | 1 | 25.29% | 15.4% | 0% | 1 | 3.942% | 19.22% | 0% | 1 | 15.27% | 0% | 1 |  |  |  |  | 1.465% | [5 empty] | 14.91% | 40.58% | 55.49% | 5 | 11.43% | 7.276% | 0% | 1 | 27.56% | 8.896% | 0% | 1 | 20.87% | 8.143% | 0% | 1 | 41.25% | 10.97% | 0% | 1 | 24.41% | 8.525% | 0% | 1 | 3.741% | 10.97% | 0% | 1 | 8.688% | 0% | 1 |  |  |  |  | 2.57% | [5 empty] | 24.36% | 30.11% | 54.47% | 5 | 13.82% | 3.998% | 0% | 1 | 31.52% | 5.031% | 0% | 1 | 20.05% | 4.31% | 0% | 1 | 46.06% | 6.388% | 0% | 1 | 21.24% | 4.375% | 0% | 1 | 2.785% | 6.388% | 0% | 1 | 7.307% | 0% | 1 |  |  |  |  | 1.972% | [5 empty] | 32.27% | 25.24% | 57.5% | 4 | 29.74% | 2.609% | 0% | 1 | 38.33% | 2.972% | 0% | 1 | 26.74% | 2.502% | 0% | 1 | 63.7% | 5.05% | 0% | 2 | 33.62% | 2.761% | 0% | 1 | 3.07% | 5.05% | 0% | 1
75 | Arcogen | Greater_LA | 0 | 0 | 0 | 0% | 0% | 1 |  |  |  |  | 0% | [5 empty] | 0.7993% | 0% | 0.7993% | 1 | 0.01645% | 0% | 0% | 1 | 2.751% | 0% | 0% | 1 | 59.25% | 0% | 0% | 2 | 59.26% | 0% | 0% | 2 | 0% | 0% | 0% | 1 | 0.2108% | 0% | 0% | 1 | 0% | 0% | 1 |  |  |  |  | 0% | [5 empty] | 2.239% | 0% | 2.239% | 1 | 0.1764% | 0% | 0% | 1 | 11.48% | 0% | 0% | 1 | 61.58% | 0% | 0% | 2 | 61.76% | 0% | 0% | 2 | 0% | 0% | 0% | 1 | 0.4406% | 0% | 0% | 1 | 0% | 0% | 1 |  |  |  |  | 0% | [5 empty] | 1.522% | 0% | 1.522% | 1 | 0.1199% | 0% | 0% | 1 | 13.44% | 0% | 0% | 1 | 72.83% | 0% | 0% | 3 | 72.95% | 0% | 0% | 3 | 0% | 0% | 0% | 1 | 1.289% | 0% | 0% | 1 | 0% | 0% | 1 |  |  |  |  | 0% | [5 empty] | 1.673% | 3.522% | 5.195% | 2 | 0.5443% | 0% | 0% | 1 | 13.94% | 0% | 0% | 1 | 73.45% | 0% | 0% | 3 | 74% | 0% | 0% | 3 | 1.95% | 0% | 0% | 1 | 3.235% | 0% | 0% | 1
76 | Bailey | Tehachapi | 0 | 0 | 0 | 0% | 0% | 1 |  |  |  |  | 1.452% | [5 empty] | 86.07% | 0% | 86.07% | 5 | 61.32% | 0% | 0% | 2 | 53.32% | 0% | 0% | 2 | 45.69% | 0% | 0% | 1 | 93.47% | 0% | 0% | 4 | 48.59% | 0% | 0% | 1 | 2.589% | 0% | 0% | 1 | 0% | 0% | 1 |  |  |  |  | 1.55% | [5 empty] | 74.92% | 3.525% | 78.45% | 5 | 56.48% | 0% | 0% | 2 | 49.29% | 0% | 0% | 1 | 36.24% | 0% | 0% | 1 | 87.09% | 0% | 0% | 3 | 41% | 0% | 0% | 1 | 2.289% | 0% | 0% | 1 | 0% | 0% | 1 |  |  |  |  | 0.938% | [5 empty] | 66.53% | 10.26% | 76.79% | 5 | 51.91% | 0% | 0% | 2 | 36.45% | 0% | 0% | 1 | 27.86% | 0% | 0% | 1 | 75.88% | 0% | 0% | 3 | 42.52% | 0% | 0% | 1 | 3.267% | 0% | 0% | 1 | 0% | 0% | 1 |  |  |  |  | 1.77% | [5 empty] | 48.31% | 27.12% | 75.43% | 5 | 44% | 0% | 0% | 1 | 30.98% | 0% | 0% | 1 | 26.54% | 0% | 0% | 1 | 68.18% | 0% | 0% | 2 | 37.72% | 0% | 0% | 1 | 3.843% | 0% | 0% | 1
77 | Center | Greater_LA | 0 | 0 | 0 | 0% | 0% | 1 |  |  |  |  | 0% | [5 empty] | 0% | 0% | 0% | 1 | 0% | 0% | 0% | 1 | 0% | 0% | 0% | 1 | 0% | 0% | 0% | 1 | 0% | 0% | 0% | 1 | 0% | 0% | 0% | 1 | 0% | 0% | 0% | 1 | 0% | 0% | 1 |  |  |  |  | 0% | [5 empty] | 0% | 0% | 0% | 1 | 0% | 0% | 0% | 1 | 14.02% | 0% | 0% | 1 | 52.09% | 0% | 0% | 2 | 52.09% | 0% | 0% | 2 | 0% | 0% | 0% | 1 | 0.5809% | 0% | 0% | 1 | 0% | 0% | 1 |  |  |  |  | 0% | [5 empty] | 0.4913% | 0% | 0.4913% | 1 | 0.02882% | 0% | 0% | 1 | 9.221% | 0% | 0% | 1 | 71.15% | 0% | 0% | 3 | 71.18% | 0% | 0% | 3 | 0% | 0% | 0% | 1 | 0.4209% | 0% | 0% | 1 | 0% | 0% | 1 |  |  |  |  | 0% | [5 empty] | 1.245% | 20.34% | 21.58% | 4 | 3.96% | 0% | 0% | 1 | 12.62% | 0% | 0% | 1 | 66% | 0% | 0% | 2 | 68.41% | 0% | 0% | 2 | 18.39% | 0% | 0% | 1 | 6.931% | 0% | 0% | 1
78 | Del Amo | Greater_LA | 0 | 0 | 0 | 0% | 0% | 1 |  |  |  |  | 0% | [5 empty] | 0% | 0% | 0% | 1 | 0% | 0% | 0% | 1 | 20.53% | 0% | 0% | 1 | 40.59% | 0% | 0% | 1 | 40.59% | 0% | 0% | 1 | 0% | 0% | 0% | 1 | 0.8% | 0% | 0% | 1 | 0% | 0% | 1 |  |  |  |  | 0% | [5 empty] | 0% | 0% | 0% | 1 | 0% | 0% | 0% | 1 | 8.714% | 0% | 0% | 1 | 72.44% | 0% | 0% | 3 | 72.44% | 0% | 0% | 3 | 0% | 0% | 0% | 1 | 0.6722% | 0% | 0% | 1 | 0% | 0% | 1 |  |  |  |  | 0% | [5 empty] | 1.286% | 0% | 1.286% | 1 | 0.1013% | 0% | 0% | 1 | 14.06% | 0% | 0% | 1 | 76.68% | 0% | 0% | 3 | 76.78% | 0% | 0% | 3 | 0% | 0% | 0% | 1 | 3.482% | 0% | 0% | 1 | 0% | 0% | 1 |  |  |  |  | 0% | [5 empty] | 1.36% | 3.873% | 5.233% | 2 | 2.743% | 0% | 0% | 1 | 15.33% | 0% | 0% | 1 | 74.84% | 0% | 0% | 3 | 77.58% | 0% | 0% | 3 | 1.972% | 0% | 0% | 1 | 3.281% | 0% | 0% | 1
79 | El Nido | Greater_LA | 0 | 0 | 0 | 0% | 0% | 1 |  |  |  |  | 0% | [5 empty] | 21.71% | 0% | 21.71% | 2 | 2.863% | 0% | 0% | 1 | 30.28% | 0% | 0% | 1 | 54.56% | 0% | 0% | 2 | 57.42% | 0% | 0% | 2 | 0% | 0% | 0% | 1 | 0.1711% | 0% | 0% | 1 | 0% | 0% | 1 |  |  |  |  | 0% | [5 empty] | 2.905% | 0% | 2.905% | 1 | 0.2165% | 0% | 0% | 1 | 2.514% | 0% | 0% | 1 | 55.68% | 0% | 0% | 2 | 55.9% | 0% | 0% | 2 | 0% | 0% | 0% | 1 | 0.1421% | 0% | 0% | 1 | 0% | 0% | 1 |  |  |  |  | 0% | [5 empty] | 3.289% | 0.7311% | 4.02% | 2 | 1.002% | 0% | 0% | 1 | 5.863% | 0% | 0% | 1 | 57.79% | 0% | 0% | 2 | 58.8% | 0% | 0% | 2 | 0% | 0% | 0% | 1 | 0.2148% | 0% | 0% | 1 | 0% | 0% | 1 |  |  |  |  | 0% | [5 empty] | 1.821% | 12.09% | 13.91% | 3 | 0.6726% | 0% | 0% | 1 | 14.54% | 0% | 0% | 1 | 64.28% | 0% | 0% | 2 | 64.95% | 0% | 0% | 2 | 0% | 0% | 0% | 1 | 2.44% | 0% | 0% | 1
80 | Goodrich | Greater_LA | 0 | 0 | 0 | 0% | 0% | 1 |  |  |  |  | 0% | [5 empty] | 0% | 0% | 0% | 1 | 0% | 0% | 0% | 1 | 0% | 0% | 0% | 1 | 0% | 0% | 0% | 1 | 0% | 0% | 0% | 1 | 0% | 0% | 0% | 1 | 0% | 0% | 0% | 1 | 0% | 0% | 1 |  |  |  |  | 0% | [5 empty] | 0% | 100% | 100% | 5 | 0% | 0% | 0% | 1 | 0.1447% | 0% | 0% | 1 | 17.26% | 0% | 0% | 1 | 17.26% | 0% | 0% | 1 | 96.41% | 0% | 0% | 5 | 23.82% | 0% | 0% | 1 | 0% | 0% | 1 |  |  |  |  | 0.2819% | [5 empty] | 0% | 100% | 100% | 5 | 45.49% | 0% | 0% | 1 | 0.03007% | 0% | 0% | 1 | 30.86% | 0% | 0% | 1 | 55.17% | 0% | 0% | 2 | 81.63% | 0% | 0% | 3 | 19.16% | 0% | 0% | 1 | 0% | 0% | 1 |  |  |  |  | 0.09191% | [5 empty] | 14.15% | 58.12% | 72.27% | 5 | 23.09% | 0% | 0% | 1 | 49.07% | 0% | 0% | 1 | 49.5% | 0% | 0% | 1 | 69.57% | 0% | 0% | 2 | 31.98% | 0% | 0% | 1 | 3.851% | 0% | 0% | 1
81 | Gould | Greater_LA | 0 | 0 | 0 | 0% | 0% | 1 |  |  |  |  | 0% | [5 empty] | 0% | 100% | 100% | 5 | 23.8% | 0% | 0% | 1 | 0.09936% | 0% | 0% | 1 | 36.11% | 0% | 0% | 1 | 36.11% | 0% | 0% | 1 | 99.03% | 0% | 0% | 5 | 26.58% | 0% | 0% | 1 | 0% | 0% | 1 |  |  |  |  | 0.4601% | [5 empty] | 0% | 100% | 100% | 5 | 48.73% | 0% | 0% | 1 | 0.02517% | 0% | 0% | 1 | 25.8% | 0% | 0% | 1 | 56.8% | 0% | 0% | 2 | 75.11% | 0% | 0% | 3 | 15.89% | 0% | 0% | 1 | 0% | 0% | 1 |  |  |  |  | 0.239% | [5 empty] | 0% | 100% | 100% | 5 | 31.5% | 0% | 0% | 1 | 0.01307% | 0% | 0% | 1 | 13.42% | 0% | 0% | 1 | 35.71% | 0% | 0% | 1 | 48.84% | 0% | 0% | 1 | 10.16% | 0% | 0% | 1 | 0% | 0% | 1 |  |  |  |  | 0.4186% | [5 empty] | 8.577% | 68.83% | 77.4% | 5 | 19.9% | 0% | 0% | 1 | 36.98% | 0% | 0% | 1 | 33.55% | 0% | 0% | 1 | 57.09% | 0% | 0% | 2 | 39.21% | 0% | 0% | 1 | 5.313% | 0% | 0% | 1
82 | Harborgen | Greater_LA | 0 | 0 | 0 | 0% | 0% | 1 |  |  |  |  | 0% | [5 empty] | 0.1538% | 0% | 0.1538% | 1 | 0% | 0% | 0% | 1 | 8.219% | 0% | 0% | 1 | 61.46% | 0% | 0% | 2 | 61.46% | 0% | 0% | 2 | 0% | 0% | 0% | 1 | 0.4327% | 0% | 0% | 1 | 0% | 0% | 1 |  |  |  |  | 0% | [5 empty] | 1.908% | 0% | 1.908% | 1 | 0.1504% | 0% | 0% | 1 | 9.785% | 0% | 0% | 1 | 66.95% | 0% | 0% | 2 | 67.1% | 0% | 0% | 2 | 0% | 0% | 0% | 1 | 0.4545% | 0% | 0% | 1 | 0% | 0% | 1 |  |  |  |  | 0% | [5 empty] | 1.365% | 0% | 1.365% | 1 | 0.1076% | 0% | 0% | 1 | 15.73% | 0% | 0% | 1 | 75.5% | 0% | 0% | 3 | 75.61% | 0% | 0% | 3 | 0% | 0% | 0% | 1 | 3.51% | 0% | 0% | 1 | 0% | 0% | 1 |  |  |  |  | 0% | [5 empty] | 1.709% | 3.931% | 5.639% | 2 | 0.478% | 0% | 0% | 1 | 13.86% | 0% | 0% | 1 | 72.88% | 0% | 0% | 3 | 73.36% | 0% | 0% | 3 | 2.677% | 0% | 0% | 1 | 3.208% | 0% | 0% | 1
83 | Hinson | Greater_LA | 0 | 0 | 0 | 0% | 0% | 1 |  |  |  |  | 0% | [5 empty] | 0.08526% | 0% | 0.08526% | 1 | 0% | 0% | 0% | 1 | 4.469% | 0% | 0% | 1 | 59.96% | 0% | 0% | 2 | 59.96% | 0% | 0% | 2 | 0% | 0% | 0% | 1 | 0.2664% | 0% | 0% | 1 | 0% | 0% | 1 |  |  |  |  | 0% | [5 empty] | 2.165% | 0% | 2.165% | 1 | 0.1706% | 0% | 0% | 1 | 11.1% | 0% | 0% | 1 | 62.67% | 0% | 0% | 2 | 62.84% | 0% | 0% | 2 | 0% | 0% | 0% | 1 | 0.5156% | 0% | 0% | 1 | 0% | 0% | 1 |  |  |  |  | 0% | [5 empty] | 1.458% | 0% | 1.458% | 1 | 0.1149% | 0% | 0% | 1 | 16.79% | 0% | 0% | 1 | 73.88% | 0% | 0% | 3 | 73.99% | 0% | 0% | 3 | 0% | 0% | 0% | 1 | 1.83% | 0% | 0% | 1 | 0% | 0% | 1 |  |  |  |  | 0% | [5 empty] | 1.763% | 1.268% | 3.031% | 2 | 0.5039% | 0% | 0% | 1 | 14.27% | 0% | 0% | 1 | 75.19% | 0% | 0% | 3 | 75.69% | 0% | 0% | 3 | 0.7498% | 0% | 0% | 1 | 3.311% | 0% | 0% | 1
84 | La Cienega | Greater_LA | 0 | 0 | 0 | 0% | 0% | 1 |  |  |  |  | 0% | [5 empty] | 0.1342% | 0% | 0.1342% | 1 | 0.7167% | 0% | 0% | 1 | 51.7% | 0% | 0% | 2 | 59.15% | 0% | 0% | 2 | 59.86% | 0% | 0% | 2 | 0% | 0% | 0% | 1 | 0.2921% | 0% | 0% | 1 | 0% | 0% | 1 |  |  |  |  | 0% | [5 empty] | 22.18% | 4.104% | 26.29% | 2 | 11.54% | 0% | 0% | 1 | 26.24% | 0% | 0% | 1 | 47.28% | 0% | 0% | 1 | 58.82% | 0% | 0% | 2 | 0% | 0% | 0% | 1 | 0.278% | 0% | 0% | 1 | 0% | 0% | 1 |  |  |  |  | 0% | [5 empty] | 5.01% | 2.018% | 7.028% | 2 | 1.529% | 0% | 0% | 1 | 3.208% | 0% | 0% | 1 | 56.34% | 0% | 0% | 2 | 57.87% | 0% | 0% | 2 | 0% | 0% | 0% | 1 | 0.2077% | 0% | 0% | 1 | 0% | 0% | 1 |  |  |  |  | 0.07994% | [5 empty] | 0.8103% | 73.09% | 73.9% | 5 | 43.93% | 0% | 0% | 1 | 3.392% | 0% | 0% | 1 | 27.05% | 0% | 0% | 1 | 62.9% | 0% | 0% | 2 | 50.9% | 0% | 0% | 2 | 10.89% | 0% | 0% | 1
85 | La Fresa | Greater_LA | 0 | 0 | 0 | 0% | 0% | 1 |  |  |  |  | 0% | [5 empty] | 5.696% | 0% | 5.696% | 1 | 0.4488% | 0% | 0% | 1 | 2.298% | 0% | 0% | 1 | 72.04% | 0% | 0% | 3 | 72.49% | 0% | 0% | 3 | 0% | 0% | 0% | 1 | 0.02682% | 0% | 0% | 1 | 0% | 0% | 1 |  |  |  |  | 0% | [5 empty] | 2.584% | 0% | 2.584% | 1 | 0.2036% | 0% | 0% | 1 | 3.339% | 0% | 0% | 1 | 55.79% | 0% | 0% | 2 | 56% | 0% | 0% | 2 | 0% | 0% | 0% | 1 | 0.2256% | 0% | 0% | 1 | 0% | 0% | 1 |  |  |  |  | 0% | [5 empty] | 2.872% | 0.197% | 3.069% | 2 | 0.5767% | 0% | 0% | 1 | 12.71% | 0% | 0% | 1 | 60.95% | 0% | 0% | 2 | 61.52% | 0% | 0% | 2 | 0% | 0% | 0% | 1 | 0.4458% | 0% | 0% | 1 | 0% | 0% | 1 |  |  |  |  | 0% | [5 empty] | 1.64% | 10.29% | 11.93% | 3 | 0.6058% | 0% | 0% | 1 | 13.23% | 0% | 0% | 1 | 67.86% | 0% | 0% | 2 | 68.47% | 0% | 0% | 2 | 0.5378% | 0% | 0% | 1 | 3.908% | 0% | 0% | 1
86 | Laguna Bell | Greater_LA | 0 | 0 | 0 | 0% | 0% | 1 |  |  |  |  | 0% | [5 empty] | 0% | 0% | 0% | 1 | 0% | 0% | 0% | 1 | 0% | 0% | 0% | 1 | 0% | 0% | 0% | 1 | 0% | 0% | 0% | 1 | 0% | 0% | 0% | 1 | 0% | 0% | 0% | 1 | 0% | 0% | 1 |  |  |  |  | 0% | [5 empty] | 0% | 0% | 0% | 1 | 0% | 0% | 0% | 1 | 12.66% | 0% | 0% | 1 | 31.25% | 0% | 0% | 1 | 31.25% | 0% | 0% | 1 | 0% | 0% | 0% | 1 | 3.421% | 0% | 0% | 1 | 0% | 0% | 1 |  |  |  |  | 0% | [5 empty] | 0.5619% | 0% | 0.5619% | 1 | 0.03739% | 0% | 0% | 1 | 13.04% | 0% | 0% | 1 | 62.66% | 0% | 0% | 2 | 62.7% | 0% | 0% | 2 | 0% | 0% | 0% | 1 | 0.4531% | 0% | 0% | 1 | 0% | 0% | 1 |  |  |  |  | 0% | [5 empty] | 0.9323% | 46.39% | 47.32% | 5 | 23.8% | 0% | 0% | 1 | 8.495% | 0% | 0% | 1 | 54.84% | 0% | 0% | 2 | 69.22% | 0% | 0% | 2 | 39.14% | 0% | 0% | 1 | 9.14% | 0% | 0% | 1
87 | Lighthipe | Greater_LA | 0 | 0 | 0 | 0% | 0% | 1 |  |  |  |  | 0% | [5 empty] | 0% | 0% | 0% | 1 | 0% | 0% | 0% | 1 | 1.622% | 0% | 0% | 1 | 42.48% | 0% | 0% | 1 | 42.48% | 0% | 0% | 1 | 0% | 0% | 0% | 1 | 0.3526% | 0% | 0% | 1 | 0% | 0% | 1 |  |  |  |  | 0% | [5 empty] | 0.658% | 0% | 0.658% | 1 | 0.03798% | 0% | 0% | 1 | 11.68% | 0% | 0% | 1 | 62.52% | 0% | 0% | 2 | 62.55% | 0% | 0% | 2 | 0% | 0% | 0% | 1 | 0.4494% | 0% | 0% | 1 | 0% | 0% | 1 |  |  |  |  | 0% | [5 empty] | 1.55% | 0% | 1.55% | 1 | 0.1222% | 0% | 0% | 1 | 11.95% | 0% | 0% | 1 | 72.46% | 0% | 0% | 3 | 72.58% | 0% | 0% | 3 | 0% | 0% | 0% | 1 | 1.243% | 0% | 0% | 1 | 0% | 0% | 1 |  |  |  |  | 0% | [5 empty] | 1.663% | 4.163% | 5.826% | 2 | 3.091% | 0% | 0% | 1 | 15.13% | 0% | 0% | 1 | 74.38% | 0% | 0% | 3 | 77.48% | 0% | 0% | 3 | 1.964% | 0% | 0% | 1 | 3.272% | 0% | 0% | 1
88 | Mesa (SCE) | Greater_LA | 0 | 0 | 0 | 0% | 0% | 1 |  |  |  |  | 0% | [5 empty] | 0% | 0% | 0% | 1 | 0% | 0% | 0% | 1 | 0% | 0% | 0% | 1 | 0% | 0% | 0% | 1 | 0% | 0% | 0% | 1 | 0% | 0% | 0% | 1 | 0% | 0% | 0% | 1 | 0% | 0% | 1 |  |  |  |  | 0% | [5 empty] | 0% | 0% | 0% | 1 | 0% | 0% | 0% | 1 | 0% | 0% | 0% | 1 | 0% | 0% | 0% | 1 | 0% | 0% | 0% | 1 | 0% | 0% | 0% | 1 | 0% | 0% | 0% | 1 | 0% | 0% | 1 |  |  |  |  | 0% | [5 empty] | 0% | 0.7103% | 0.7103% | 2 | 0% | 0% | 0% | 1 | 9.458% | 0% | 0% | 1 | 38.91% | 0% | 0% | 1 | 38.91% | 0% | 0% | 1 | 0.7103% | 0% | 0% | 1 | 1.166% | 0% | 0% | 1 | 0% | 0% | 1 |  |  |  |  | 0.191% | [5 empty] | 0.7274% | 62.35% | 63.08% | 5 | 22.18% | 0% | 0% | 1 | 14.53% | 0% | 0% | 1 | 47.63% | 0% | 0% | 1 | 62.38% | 0% | 0% | 2 | 37.47% | 0% | 0% | 1 | 8.921% | 0% | 0% | 1
89 | Olinda | Greater_LA | 0 | 0 | 0 | 0% | 0% | 1 |  |  |  |  | 0% | [5 empty] | 0% | 0% | 0% | 1 | 0% | 0% | 0% | 1 | 0% | 0% | 0% | 1 | 0% | 0% | 0% | 1 | 0% | 0% | 0% | 1 | 0% | 0% | 0% | 1 | 0% | 0% | 0% | 1 | 0% | 0% | 1 |  |  |  |  | 0% | [5 empty] | 0% | 100% | 100% | 5 | 91.09% | 0% | 0% | 4 | 8.915% | 0% | 0% | 1 | 8.915% | 0% | 0% | 1 | 100% | 0% | 0% | 5 | 55.5% | 0% | 0% | 2 | 2.47% | 0% | 0% | 1 | 0% | 0% | 1 |  |  |  |  | 0% | [5 empty] | 0% | 14.99% | 14.99% | 3 | 10.15% | 0% | 0% | 1 | 27.98% | 0% | 0% | 1 | 86% | 0% | 0% | 3 | 96.15% | 0% | 0% | 5 | 7.632% | 0% | 0% | 1 | 1.076% | 0% | 0% | 1 | 0% | 0% | 1 |  |  |  |  | 0% | [5 empty] | 0.3906% | 7.585% | 7.976% | 2 | 5.55% | 0% | 0% | 1 | 14.34% | 0% | 0% | 1 | 73.89% | 0% | 0% | 3 | 78.51% | 0% | 0% | 3 | 5.244% | 0% | 0% | 1 | 3.6% | 0% | 0% | 1
90 | Pardee | Tehachapi | 0 | 0 | 0 | 0% | 0% | 1 |  |  |  |  | 1.931% | [5 empty] | 8.543% | 91.36% | 99.91% | 5 | 68.53% | 0% | 0% | 2 | 0.5141% | 0% | 0% | 1 | 8.037% | 0% | 0% | 1 | 73.56% | 0% | 0% | 3 | 61.58% | 0% | 0% | 2 | 9.501% | 0% | 0% | 1 | 0% | 0% | 1 |  |  |  |  | 3.281% | [5 empty] | 16.9% | 82.92% | 99.82% | 5 | 66.42% | 0% | 0% | 2 | 1.763% | 0% | 0% | 1 | 4.152% | 0% | 0% | 1 | 69.23% | 0% | 0% | 2 | 56.66% | 0% | 0% | 2 | 11.02% | 0% | 0% | 1 | 0% | 0% | 1 |  |  |  |  | 2.086% | [5 empty] | 19.53% | 80.35% | 99.89% | 5 | 54.18% | 0% | 0% | 2 | 5.762% | 0% | 0% | 1 | 9.189% | 0% | 0% | 1 | 62.87% | 0% | 0% | 2 | 55.22% | 0% | 0% | 2 | 9.528% | 0% | 0% | 1 | 0% | 0% | 1 |  |  |  |  | 1.748% | [5 empty] | 32.99% | 46.55% | 79.55% | 5 | 38% | 0% | 0% | 1 | 24.06% | 0% | 0% | 1 | 18.3% | 0% | 0% | 1 | 60.81% | 0% | 0% | 2 | 37.53% | 0% | 0% | 1 | 5.653% | 0% | 0% | 1
91 | Rio Hondo | Greater_LA | 0 | 0 | 0 | 0% | 0% | 1 |  |  |  |  | 0% | [5 empty] | 0% | 0% | 0% | 1 | 0% | 0% | 0% | 1 | 0% | 0% | 0% | 1 | 0% | 0% | 0% | 1 | 0% | 0% | 0% | 1 | 0% | 0% | 0% | 1 | 0% | 0% | 0% | 1 | 0% | 0% | 1 |  |  |  |  | 0% | [5 empty] | 0% | 100% | 100% | 5 | 0% | 0% | 0% | 1 | 0% | 0% | 0% | 1 | 0% | 0% | 0% | 1 | 0% | 0% | 0% | 1 | 100% | 0% | 0% | 5 | 0% | 0% | 0% | 1 | 0% | 0% | 1 |  |  |  |  | 0% | [5 empty] | 0% | 100% | 100% | 5 | 0.01921% | 0% | 0% | 1 | 0.1985% | 0% | 0% | 1 | 15.97% | 0% | 0% | 1 | 15.99% | 0% | 0% | 1 | 95.39% | 0% | 0% | 5 | 19.2% | 0% | 0% | 1 | 0% | 0% | 1 |  |  |  |  | 0.09604% | [5 empty] | 19.28% | 49.23% | 68.51% | 5 | 30.39% | 0% | 0% | 1 | 58.53% | 0% | 0% | 2 | 61.43% | 0% | 0% | 2 | 77.43% | 0% | 0% | 3 | 33.55% | 0% | 0% | 1 | 4.145% | 0% | 0% | 1
92 | Saugus | Tehachapi | 0 | 0 | 0 | 0% | 0% | 1 |  |  |  |  | 1.641% | [5 empty] | 4.37% | 95.6% | 99.97% | 5 | 66.99% | 0% | 0% | 2 | 0% | 0% | 0% | 1 | 9.305% | 0% | 0% | 1 | 72.82% | 0% | 0% | 3 | 60.7% | 0% | 0% | 2 | 8.422% | 0% | 0% | 1 | 0% | 0% | 1 |  |  |  |  | 3.361% | [5 empty] | 14.99% | 84.83% | 99.82% | 5 | 66.67% | 0% | 0% | 2 | 1.806% | 0% | 0% | 1 | 4.252% | 0% | 0% | 1 | 69.55% | 0% | 0% | 2 | 56.31% | 0% | 0% | 2 | 10.99% | 0% | 0% | 1 | 0% | 0% | 1 |  |  |  |  | 2.281% | [5 empty] | 15.97% | 83.91% | 99.88% | 5 | 57.33% | 0% | 0% | 2 | 4.033% | 0% | 0% | 1 | 8.299% | 0% | 0% | 1 | 64.49% | 0% | 0% | 2 | 54.71% | 0% | 0% | 2 | 10.22% | 0% | 0% | 1 | 0% | 0% | 1 |  |  |  |  | 1.816% | [5 empty] | 30.87% | 48.42% | 79.29% | 5 | 36.94% | 0% | 0% | 1 | 23.71% | 0% | 0% | 1 | 17.65% | 0% | 0% | 1 | 60.31% | 0% | 0% | 2 | 37.68% | 0% | 0% | 1 | 5.737% | 0% | 0% | 1
93 | Vincent | Tehachapi | 0 | 0 | 0 | 0% | 0% | 1 |  |  |  |  | 0.5284% | [5 empty] | 6.892% | 85.87% | 92.77% | 5 | 8.946% | 0% | 0% | 1 | 31.93% | 0% | 0% | 1 | 30.97% | 0% | 0% | 1 | 42.88% | 0% | 0% | 1 | 35.22% | 0% | 0% | 1 | 3.95% | 0% | 0% | 1 | 0% | 0% | 1 |  |  |  |  | 1.246% | [5 empty] | 8.395% | 56.14% | 64.53% | 5 | 10.88% | 0% | 0% | 1 | 45.3% | 0% | 0% | 1 | 35.73% | 0% | 0% | 1 | 57.32% | 0% | 0% | 2 | 31.9% | 0% | 0% | 1 | 3.729% | 0% | 0% | 1 | 0% | 0% | 1 |  |  |  |  | 3.491% | [5 empty] | 6.899% | 46.09% | 52.99% | 5 | 9.159% | 0% | 0% | 1 | 41.78% | 0% | 0% | 1 | 28.48% | 0% | 0% | 1 | 52.58% | 0% | 0% | 2 | 30.63% | 0% | 0% | 1 | 3.636% | 0% | 0% | 1 | 0% | 0% | 1 |  |  |  |  | 2.236% | [5 empty] | 10.76% | 30.33% | 41.08% | 5 | 17.45% | 0% | 0% | 1 | 41.42% | 0% | 0% | 1 | 27.01% | 0% | 0% | 1 | 55.4% | 0% | 0% | 2 | 31.32% | 0% | 0% | 1 | 3.139% | 0% | 0% | 1
94 | Borden | Central_Valley_North_Los_Banos | 0 | 0 | 0 | 0% | 0% | 1 |  |  |  |  | 48.84% | [5 empty] | 0% | 0% | 0% | 1 | 23.19% | 0% | 0% | 1 | 32.56% | 0% | 0% | 1 | 40.19% | 0% | 0% | 1 | 50.91% | 0% | 0% | 2 | 8.474% | 0% | 0% | 1 | 16.28% | 0% | 0% | 1 | 0% | 0% | 1 |  |  |  |  | 49.92% | [5 empty] | 0% | 0% | 0% | 1 | 23.25% | 0% | 0% | 1 | 26.46% | 0% | 0% | 1 | 33.47% | 0% | 0% | 1 | 45.9% | 0% | 0% | 1 | 5.96% | 0% | 0% | 1 | 12.04% | 0% | 0% | 1 | 0% | 0% | 1 |  |  |  |  | 38.3% | [5 empty] | 0% | 0% | 0% | 1 | 29.83% | 0% | 0% | 1 | 26.55% | 0% | 0% | 1 | 32.9% | 0% | 0% | 1 | 48.25% | 0% | 0% | 1 | 5.59% | 0% | 0% | 1 | 13.32% | 0% | 0% | 1 | 0% | 0% | 1 |  |  |  |  | 34.82% | [5 empty] | 0% | 0% | 0% | 1 | 36.41% | 0% | 0% | 1 | 20.57% | 0% | 0% | 1 | 24.99% | 0% | 0% | 1 | 48.04% | 0% | 0% | 1 | 7.384% | 0% | 0% | 1 | 10.92% | 0% | 0% | 1
95 | Dairyland | Central_Valley_North_Los_Banos | 0 | 0 | 0 | 0% | 0% | 1 |  |  |  |  | 28.09% | [5 empty] | 0% | 0% | 0% | 1 | 40% | 0% | 0% | 1 | 8.198% | 0% | 0% | 1 | 11.17% | 0% | 0% | 1 | 45.35% | 0% | 0% | 1 | 0.1142% | 0% | 0% | 1 | 5.882% | 0% | 0% | 1 | 0% | 0% | 1 |  |  |  |  | 27.47% | [5 empty] | 0% | 0% | 0% | 1 | 51.01% | 0% | 0% | 2 | 23.94% | 0% | 0% | 1 | 30.41% | 0% | 0% | 1 | 61.41% | 0% | 0% | 2 | 4.035% | 0% | 0% | 1 | 15.25% | 0% | 0% | 1 | 0% | 0% | 1 |  |  |  |  | 29.91% | [5 empty] | 0% | 0% | 0% | 1 | 49.31% | 0% | 0% | 1 | 24.48% | 0% | 0% | 1 | 30.26% | 0% | 0% | 1 | 58.78% | 0% | 0% | 2 | 8.528% | 0% | 0% | 1 | 13.49% | 0% | 0% | 1 | 0% | 0% | 1 |  |  |  |  | 32.16% | [5 empty] | 0% | 0% | 0% | 1 | 42.15% | 0% | 0% | 1 | 25.36% | 0% | 0% | 1 | 32.54% | 0% | 0% | 1 | 55.81% | 0% | 0% | 2 | 11.49% | 0% | 0% | 1 | 13.37% | 0% | 0% | 1
96 | Gregg | Central_Valley_North_Los_Banos | 190 | 7600 | 10 | 12.17% | 0% | 1 |  |  |  |  | 62.57% | [5 empty] | 0% | 0% | 0% | 1 | 10.22% | 8.862% | 0% | 1 | 20.44% | 10% | 0% | 1 | 23.14% | 10.35% | 0% | 1 | 32.89% | 11.86% | 0% | 1 | 6.146% | 8.478% | 0% | 1 | 9.927% | 11.86% | 0% | 1 | 6.219% | 0% | 1 |  |  |  |  | 58.07% | [5 empty] | 0% | 0% | 0% | 1 | 15.01% | 4.68% | 0% | 1 | 22.01% | 5.1% | 0% | 1 | 26.78% | 5.433% | 0% | 1 | 35.04% | 6.123% | 0% | 1 | 4.909% | 4.183% | 0% | 1 | 9.869% | 6.123% | 0% | 1 | 3.565% | 0% | 1 |  |  |  |  | 46.7% | [5 empty] | 0% | 0% | 0% | 1 | 17.5% | 2.665% | 0% | 1 | 22.7% | 2.844% | 0% | 1 | 27.9% | 3.049% | 0% | 1 | 36.96% | 3.487% | 0% | 1 | 3.89% | 2.287% | 0% | 1 | 9.21% | 3.487% | 0% | 1 | 1.916% | 0% | 1 |  |  |  |  | 35.11% | [5 empty] | 0% | 0% | 0% | 1 | 32.94% | 1.585% | 0% | 1 | 18.26% | 1.3% | 0% | 1 | 22.26% | 1.367% | 0% | 1 | 43.41% | 1.878% | 0% | 1 | 5.628% | 1.126% | 0% | 1 | 9.951% | 1.878% | 0% | 1
97 | Newhall | Central_Valley_North_Los_Banos | 0 | 0 | 0 | 0% | 0% | 1 |  |  |  |  | 16.46% | [5 empty] | 0% | 0% | 0% | 1 | 61.14% | 0% | 0% | 2 | 12.8% | 0% | 0% | 1 | 22.79% | 0% | 0% | 1 | 67.86% | 0% | 0% | 2 | 5.399% | 0% | 0% | 1 | 17% | 0% | 0% | 1 | 0% | 0% | 1 |  |  |  |  | 28.11% | [5 empty] | 0% | 0% | 0% | 1 | 38.61% | 0% | 0% | 1 | 9.566% | 0% | 0% | 1 | 17.15% | 0% | 0% | 1 | 47.55% | 0% | 0% | 1 | 2.38% | 0% | 0% | 1 | 8.877% | 0% | 0% | 1 | 0% | 0% | 1 |  |  |  |  | 32.86% | [5 empty] | 0% | 0% | 0% | 1 | 33.79% | 0% | 0% | 1 | 10.31% | 0% | 0% | 1 | 15.73% | 0% | 0% | 1 | 43.25% | 0% | 0% | 1 | 1.601% | 0% | 0% | 1 | 7.144% | 0% | 0% | 1 | 0% | 0% | 1 |  |  |  |  | 35.66% | [5 empty] | 0% | 0% | 0% | 1 | 34.68% | 0% | 0% | 1 | 19.1% | 0% | 0% | 1 | 24.36% | 0% | 0% | 1 | 45.47% | 0% | 0% | 1 | 4.668% | 0% | 0% | 1 | 9.7% | 0% | 0% | 1
98 | Ignacio | Mendocino_Marin | 0 | 0 | 0 | 0% | 0% | 1 |  |  |  |  | 0.5933% | [5 empty] | 47.59% | 39.27% | 86.86% | 5 | 71.96% | 0% | 0% | 3 | 40.81% | 0% | 0% | 1 | 65.69% | 0% | 0% | 2 | 90.51% | 0% | 0% | 4 | 60.04% | 0% | 0% | 2 | 6.3% | 0% | 0% | 1 | 0% | 0% | 1 |  |  |  |  | 0.7265% | [5 empty] | 48.37% | 19.48% | 67.86% | 3 | 62.89% | 0% | 0% | 2 | 40.9% | 0% | 0% | 1 | 69.33% | 0% | 0% | 2 | 89.52% | 0% | 0% | 3 | 55.46% | 0% | 0% | 2 | 8.648% | 0% | 0% | 1 | 0% | 0% | 1 |  |  |  |  | 0.6782% | [5 empty] | 57% | 15.58% | 72.58% | 3 | 52.95% | 0% | 0% | 2 | 34.21% | 0% | 0% | 1 | 64.27% | 0% | 0% | 2 | 84.47% | 0% | 0% | 3 | 55.08% | 0% | 0% | 2 | 8.115% | 0% | 0% | 1 | 0% | 0% | 1 |  |  |  |  | 3.065% | [5 empty] | 50.3% | 14.46% | 64.76% | 3 | 57.03% | 0% | 0% | 2 | 27.42% | 0% | 0% | 1 | 51.55% | 0% | 0% | 2 | 82.04% | 0% | 0% | 3 | 54.55% | 0% | 0% | 2 | 9.565% | 0% | 0% | 1
99 | Calpella | Mendocino_Marin | 0 | 0 | 0 | 0% | 0% | 1 |  |  |  |  | 0.2889% | [5 empty] | 97.1% | 2.899% | 100% | 5 | 7.151% | 0% | 0% | 1 | 48.3% | 0% | 0% | 1 | 63.11% | 0% | 0% | 2 | 66.97% | 0% | 0% | 2 | 88.8% | 0% | 0% | 3 | 0.7783% | 0% | 0% | 1 | 0% | 0% | 1 |  |  |  |  | 0.2644% | [5 empty] | 85.43% | 14.33% | 99.76% | 5 | 27.6% | 0% | 0% | 1 | 34.83% | 0% | 0% | 1 | 54.01% | 0% | 0% | 2 | 65.9% | 0% | 0% | 2 | 82.45% | 0% | 0% | 3 | 1.129% | 0% | 0% | 1 | 0% | 0% | 1 |  |  |  |  | 0.1963% | [5 empty] | 88.42% | 11.42% | 99.84% | 5 | 31.74% | 0% | 0% | 1 | 33.71% | 0% | 0% | 1 | 51.13% | 0% | 0% | 2 | 69.12% | 0% | 0% | 2 | 79.04% | 0% | 0% | 3 | 0.9325% | 0% | 0% | 1 | 0% | 0% | 1 |  |  |  |  | 0.3167% | [5 empty] | 82.69% | 15.31% | 98% | 5 | 43.3% | 0% | 0% | 1 | 20.01% | 0% | 0% | 1 | 36.74% | 0% | 0% | 1 | 65.66% | 0% | 0% | 2 | 71.91% | 0% | 0% | 3 | 1.658% | 0% | 0% | 1
100 | Hopland | Mendocino_Marin | 0 | 0 | 0 | 0% | 0% | 1 |  |  |  |  | 0.5649% | [5 empty] | 72.94% | 27.01% | 99.95% | 5 | 76.59% | 0% | 0% | 3 | 22.92% | 0% | 0% | 1 | 32.43% | 0% | 0% | 1 | 83.1% | 0% | 0% | 3 | 79.34% | 0% | 0% | 3 | 0.7764% | 0% | 0% | 1 | 0% | 0% | 1 |  |  |  |  | 0.2592% | [5 empty] | 75.33% | 24.55% | 99.88% | 5 | 60.14% | 0% | 0% | 2 | 27.82% | 0% | 0% | 1 | 38.95% | 0% | 0% | 1 | 80.78% | 0% | 0% | 3 | 80.14% | 0% | 0% | 3 | 0.6927% | 0% | 0% | 1 | 0% | 0% | 1 |  |  |  |  | 1.391% | [5 empty] | 72.29% | 25.03% | 97.32% | 5 | 51.45% | 0% | 0% | 2 | 34.6% | 0% | 0% | 1 | 49.92% | 0% | 0% | 1 | 78.82% | 0% | 0% | 3 | 73.58% | 0% | 0% | 3 | 0.8423% | 0% | 0% | 1 | 0% | 0% | 1 |  |  |  |  | 1.258% | [5 empty] | 73.69% | 23.4% | 97.09% | 5 | 44.49% | 0% | 0% | 1 | 25.92% | 0% | 0% | 1 | 53.24% | 0% | 0% | 2 | 74.13% | 0% | 0% | 3 | 69.23% | 0% | 0% | 2 | 0.8668% | 0% | 0% | 1
101 | Mendocino | Mendocino_Marin | 0 | 0 | 0 | 0% | 0% | 1 |  |  |  |  | 0.2556% | [5 empty] | 82.09% | 17.91% | 100% | 5 | 27.45% | 0% | 0% | 1 | 44.65% | 0% | 0% | 1 | 60.81% | 0% | 0% | 2 | 69.65% | 0% | 0% | 2 | 83.49% | 0% | 0% | 3 | 1.058% | 0% | 0% | 1 | 0% | 0% | 1 |  |  |  |  | 0.2877% | [5 empty] | 81.3% | 18.45% | 99.75% | 5 | 29.67% | 0% | 0% | 1 | 36.94% | 0% | 0% | 1 | 58.13% | 0% | 0% | 2 | 70.72% | 0% | 0% | 3 | 79.47% | 0% | 0% | 3 | 1.173% | 0% | 0% | 1 | 0% | 0% | 1 |  |  |  |  | 0.2006% | [5 empty] | 86.5% | 13.31% | 99.82% | 5 | 34.42% | 0% | 0% | 1 | 31.25% | 0% | 0% | 1 | 49.79% | 0% | 0% | 1 | 70.73% | 0% | 0% | 3 | 79.29% | 0% | 0% | 3 | 1.072% | 0% | 0% | 1 | 0% | 0% | 1 |  |  |  |  | 0.2513% | [5 empty] | 86.77% | 12.11% | 98.88% | 5 | 40.31% | 0% | 0% | 1 | 19.34% | 0% | 0% | 1 | 36.01% | 0% | 0% | 1 | 62.85% | 0% | 0% | 2 | 73.75% | 0% | 0% | 3 | 1.299% | 0% | 0% | 1
102 | Ukiah | Mendocino_Marin | 0 | 0 | 0 | 0% | 0% | 1 |  |  |  |  | 0.1723% | [5 empty] | 100% | 0% | 100% | 5 | 4.065% | 0% | 0% | 1 | 41.83% | 0% | 0% | 1 | 55.68% | 0% | 0% | 2 | 57.97% | 0% | 0% | 2 | 88.85% | 0% | 0% | 3 | 0.9122% | 0% | 0% | 1 | 0% | 0% | 1 |  |  |  |  | 0.275% | [5 empty] | 94.95% | 4.815% | 99.77% | 5 | 24.15% | 0% | 0% | 1 | 37.72% | 0% | 0% | 1 | 49.95% | 0% | 0% | 1 | 65.88% | 0% | 0% | 2 | 85.59% | 0% | 0% | 3 | 0.9666% | 0% | 0% | 1 | 0% | 0% | 1 |  |  |  |  | 0.2559% | [5 empty] | 87.75% | 12.12% | 99.87% | 5 | 35.32% | 0% | 0% | 1 | 31.33% | 0% | 0% | 1 | 49.75% | 0% | 0% | 1 | 68.78% | 0% | 0% | 2 | 80.27% | 0% | 0% | 3 | 0.8561% | 0% | 0% | 1 | 0% | 0% | 1 |  |  |  |  | 0.7031% | [5 empty] | 79.77% | 16.83% | 96.6% | 5 | 44.77% | 0% | 0% | 1 | 20.96% | 0% | 0% | 1 | 38.83% | 0% | 0% | 1 | 67.42% | 0% | 0% | 2 | 69.34% | 0% | 0% | 2 | 1.933% | 0% | 0% | 1
103 | Le Grand | Central_Valley_North_Los_Banos | 0 | 0 | 0 | 0% | 0% | 1 |  |  |  |  | 29.8% | [5 empty] | 0% | 0% | 0% | 1 | 50.78% | 0% | 0% | 2 | 47.17% | 0% | 0% | 1 | 48.86% | 0% | 0% | 1 | 64.99% | 0% | 0% | 2 | 13.45% | 0% | 0% | 1 | 21.97% | 0% | 0% | 1 | 0% | 0% | 1 |  |  |  |  | 25.14% | [5 empty] | 0% | 0% | 0% | 1 | 49.89% | 0% | 0% | 1 | 33.7% | 0% | 0% | 1 | 38.84% | 0% | 0% | 1 | 63.38% | 0% | 0% | 2 | 20.59% | 0% | 0% | 1 | 16.49% | 0% | 0% | 1 | 0% | 0% | 1 |  |  |  |  | 24% | [5 empty] | 0% | 0% | 0% | 1 | 60.56% | 0% | 0% | 2 | 33.75% | 0% | 0% | 1 | 41.47% | 0% | 0% | 1 | 71.29% | 0% | 0% | 3 | 20.57% | 0% | 0% | 1 | 17.52% | 0% | 0% | 1 | 0% | 0% | 1 |  |  |  |  | 32.59% | [5 empty] | 0% | 0% | 0% | 1 | 47.39% | 0% | 0% | 1 | 25.64% | 0% | 0% | 1 | 32.94% | 0% | 0% | 1 | 59.36% | 0% | 0% | 2 | 13.63% | 0% | 0% | 1 | 14.79% | 0% | 0% | 1
104 | Merced | Central_Valley_North_Los_Banos | 0 | 0 | 0 | 0% | 0% | 1 |  |  |  |  | 31.95% | [5 empty] | 0% | 0% | 0% | 1 | 55.06% | 0% | 0% | 2 | 34.03% | 0% | 0% | 1 | 46.27% | 0% | 0% | 1 | 71.53% | 0% | 0% | 3 | 1.691% | 0% | 0% | 1 | 16.81% | 0% | 0% | 1 | 0% | 0% | 1 |  |  |  |  | 39.36% | [5 empty] | 0% | 0% | 0% | 1 | 50.16% | 0% | 0% | 2 | 37.16% | 0% | 0% | 1 | 44.68% | 0% | 0% | 1 | 64.78% | 0% | 0% | 2 | 11.76% | 0% | 0% | 1 | 16.88% | 0% | 0% | 1 | 0% | 0% | 1 |  |  |  |  | 40.35% | [5 empty] | 0% | 0% | 0% | 1 | 48.57% | 0% | 0% | 1 | 29.5% | 0% | 0% | 1 | 36.73% | 0% | 0% | 1 | 60.52% | 0% | 0% | 2 | 15.91% | 0% | 0% | 1 | 13.76% | 0% | 0% | 1 | 0% | 0% | 1 |  |  |  |  | 31.44% | [5 empty] | 0% | 0% | 0% | 1 | 49.46% | 0% | 0% | 1 | 26.67% | 0% | 0% | 1 | 33.5% | 0% | 0% | 1 | 59.15% | 0% | 0% | 2 | 15.59% | 0% | 0% | 1 | 13.79% | 0% | 0% | 1
105 | Wilson | Central_Valley_North_Los_Banos | 200 | 8000 | 0 | 51.1% | 0% | 3 |  |  |  |  | 26.57% | [5 empty] | 0% | 0% | 0% | 1 | 56.77% | 24.92% | 0% | 2 | 50.98% | 21.97% | 0% | 2 | 54.95% | 23.91% | 0% | 2 | 77.25% | 47.36% | 0% | 3 | 18.14% | 13.16% | 0% | 1 | 26.04% | 47.36% | 0% | 2 | 16.47% | 0% | 1 |  |  |  |  | 25.52% | [5 empty] | 0% | 0% | 0% | 1 | 55.88% | 8.926% | 0% | 2 | 44.5% | 7.096% | 0% | 1 | 54.72% | 8.697% | 0% | 2 | 72.94% | 14.55% | 0% | 3 | 27.66% | 5.444% | 0% | 1 | 20.98% | 14.55% | 0% | 1 | 7.399% | 0% | 1 |  |  |  |  | 33.65% | [5 empty] | 0% | 0% | 0% | 1 | 55.78% | 4.932% | 0% | 2 | 34.33% | 3.321% | 0% | 1 | 41.65% | 3.738% | 0% | 1 | 67.73% | 6.758% | 0% | 2 | 21.43% | 2.776% | 0% | 1 | 16.18% | 6.758% | 0% | 1 | 3.152% | 0% | 1 |  |  |  |  | 30.38% | [5 empty] | 0% | 0% | 0% | 1 | 51.07% | 2.338% | 0% | 2 | 29.09% | 1.613% | 0% | 1 | 36.18% | 1.793% | 0% | 1 | 61.42% | 2.966% | 0% | 2 | 16.39% | 1.368% | 0% | 1 | 14.48% | 2.966% | 0% | 1
106 | Los Banos | Central_Valley_North_Los_Banos | 110 | 4400 | 15 | 42.8% | 0% | 2 |  |  |  |  | 9.77% | [5 empty] | 0% | 0% | 0% | 1 | 74.97% | 39.57% | 0% | 3 | 1.664% | 10.07% | 0% | 1 | 9.901% | 11% | 0% | 1 | 74.97% | 39.57% | 0% | 3 | 18.41% | 12.14% | 0% | 1 | 7.925% | 39.57% | 0% | 2 | 30.08% | 0% | 2 |  |  |  |  | 10.62% | [5 empty] | 7.111% | 0% | 7.111% | 1 | 75.34% | 23.04% | 0% | 3 | 9.259% | 6.261% | 0% | 1 | 15.79% | 6.747% | 0% | 1 | 78.79% | 26.79% | 0% | 3 | 34.84% | 8.719% | 0% | 1 | 9.066% | 26.79% | 0% | 2 | 11.98% | 0% | 1 |  |  |  |  | 23.95% | [5 empty] | 4.926% | 0% | 4.926% | 1 | 61.34% | 9.44% | 0% | 2 | 9.376% | 4.028% | 0% | 1 | 14.18% | 4.253% | 0% | 1 | 65.57% | 10.6% | 0% | 2 | 30.51% | 5.252% | 0% | 1 | 7.839% | 10.6% | 0% | 1 | 3.583% | 0% | 1 |  |  |  |  | 33.06% | [5 empty] | 6.442% | 0% | 6.442% | 1 | 50.93% | 3.083% | 0% | 2 | 12.28% | 1.725% | 0% | 1 | 19.03% | 1.868% | 0% | 1 | 55.53% | 3.401% | 0% | 2 | 18.51% | 1.856% | 0% | 1 | 5.941% | 3.401% | 0% | 1
107 | Coburn | Peninsula_Monterey | 106 | 4240 | 10 | 17.12% | 0% | 1 |  |  |  |  | 26.84% | [5 empty] | 18.23% | 0% | 18.23% | 1 | 40.98% | 10.08% | 0% | 1 | 2.415% | 6.096% | 0% | 1 | 19.16% | 7.359% | 0% | 1 | 50.25% | 11.96% | 0% | 2 | 30.17% | 8.519% | 0% | 1 | 2.68% | 11.96% | 0% | 1 | 11.69% | 0% | 1 |  |  |  |  | 24.86% | [5 empty] | 25.29% | 0% | 25.29% | 2 | 41.46% | 6.241% | 0% | 1 | 5.017% | 3.847% | 0% | 1 | 23.94% | 4.803% | 0% | 1 | 54.93% | 8.106% | 0% | 2 | 28.03% | 5.076% | 0% | 1 | 3.506% | 8.106% | 0% | 1 | 9.331% | 0% | 1 |  |  |  |  | 22.1% | [5 empty] | 37.82% | 0% | 37.82% | 2 | 47.14% | 4.785% | 0% | 1 | 11.63% | 2.862% | 0% | 1 | 27.95% | 3.511% | 0% | 1 | 59.69% | 6.275% | 0% | 2 | 37.15% | 4.024% | 0% | 1 | 3.892% | 6.275% | 0% | 1 | 5.817% | 0% | 1 |  |  |  |  | 22.12% | [5 empty] | 44.97% | 0% | 44.97% | 2 | 47.1% | 3.145% | 0% | 1 | 10.43% | 1.857% | 0% | 1 | 26.54% | 2.264% | 0% | 1 | 58.78% | 4.036% | 0% | 2 | 40.11% | 2.777% | 0% | 1 | 3.504% | 4.036% | 0% | 1
108 | Tulucay | Northern_California | 0 | 0 | 0 | 0% | 0% | 1 |  |  |  |  | 11.25% | [5 empty] | 63.61% | 5.853% | 69.46% | 3 | 77.08% | 0% | 0% | 3 | 9.778% | 0% | 0% | 1 | 31.59% | 0% | 0% | 1 | 81.42% | 0% | 0% | 3 | 57% | 0% | 0% | 2 | 9.475% | 0% | 0% | 1 | 0% | 0% | 1 |  |  |  |  | 6.159% | [5 empty] | 55.49% | 10.97% | 66.45% | 3 | 65.39% | 0% | 0% | 2 | 16.7% | 0% | 0% | 1 | 33.87% | 0% | 0% | 1 | 81.76% | 0% | 0% | 3 | 50.44% | 0% | 0% | 2 | 10.98% | 0% | 0% | 1 | 0% | 0% | 1 |  |  |  |  | 5.006% | [5 empty] | 56.43% | 11.71% | 68.15% | 3 | 63.52% | 0% | 0% | 2 | 21.74% | 0% | 0% | 1 | 35.8% | 0% | 0% | 1 | 82.11% | 0% | 0% | 3 | 47.73% | 0% | 0% | 1 | 13.24% | 0% | 0% | 1 | 0% | 0% | 1 |  |  |  |  | 15.5% | [5 empty] | 39.45% | 11.47% | 50.92% | 3 | 51.7% | 0% | 0% | 2 | 23.86% | 0% | 0% | 1 | 36.13% | 0% | 0% | 1 | 71.66% | 0% | 0% | 3 | 39.69% | 0% | 0% | 1 | 13.7% | 0% | 0% | 1
109 | Brunswick | Northern_California | 0 | 0 | 0 | 0% | 0% | 1 |  |  |  |  | 0% | [5 empty] | 0% | 0% | 0% | 1 | 0% | 0% | 0% | 1 | 0% | 0% | 0% | 1 | 0% | 0% | 0% | 1 | 0% | 0% | 0% | 1 | 0% | 0% | 0% | 1 | 0% | 0% | 0% | 1 | 0% | 0% | 1 |  |  |  |  | 0% | [5 empty] | 0% | 100% | 100% | 5 | 8.051% | 0% | 0% | 1 | 48.28% | 0% | 0% | 1 | 0% | 0% | 0% | 1 | 56.33% | 0% | 0% | 2 | 6.569% | 0% | 0% | 1 | 0.7343% | 0% | 0% | 1 | 0% | 0% | 1 |  |  |  |  | 0% | [5 empty] | 17.94% | 76.37% | 94.31% | 5 | 9.351% | 0% | 0% | 1 | 9.313% | 0% | 0% | 1 | 0.1233% | 0% | 0% | 1 | 18.79% | 0% | 0% | 1 | 39.61% | 0% | 0% | 1 | 0.4595% | 0% | 0% | 1 | 0% | 0% | 1 |  |  |  |  | 12.12% | [5 empty] | 31.97% | 18.39% | 50.36% | 3 | 41.1% | 0% | 0% | 1 | 16.16% | 0% | 0% | 1 | 14.51% | 0% | 0% | 1 | 59.99% | 0% | 0% | 2 | 30.46% | 0% | 0% | 1 | 10.42% | 0% | 0% | 1
110 | Higgins | Northern_California | 0 | 0 | 0 | 0% | 0% | 1 |  |  |  |  | 0% | [5 empty] | 0% | 0% | 0% | 1 | 0% | 0% | 0% | 1 | 0% | 0% | 0% | 1 | 0% | 0% | 0% | 1 | 0% | 0% | 0% | 1 | 0% | 0% | 0% | 1 | 0% | 0% | 0% | 1 | 0% | 0% | 1 |  |  |  |  | 4.876% | [5 empty] | 7.269% | 0% | 7.269% | 1 | 100% | 0% | 0% | 5 | 0% | 0% | 0% | 1 | 0% | 0% | 0% | 1 | 100% | 0% | 0% | 5 | 7.021% | 0% | 0% | 1 | 47.77% | 0% | 0% | 1 | 0% | 0% | 1 |  |  |  |  | 25.78% | [5 empty] | 4.658% | 0% | 4.658% | 1 | 76.21% | 0% | 0% | 3 | 0% | 0% | 0% | 1 | 0.06494% | 0% | 0% | 1 | 76.28% | 0% | 0% | 3 | 4.645% | 0% | 0% | 1 | 28.82% | 0% | 0% | 1 | 0% | 0% | 1 |  |  |  |  | 32.32% | [5 empty] | 10.98% | 3.374% | 14.35% | 2 | 53.26% | 0% | 0% | 2 | 5.777% | 0% | 0% | 1 | 16.24% | 0% | 0% | 1 | 60.24% | 0% | 0% | 2 | 8.481% | 0% | 0% | 1 | 14.07% | 0% | 0% | 1
111 | Barre | Greater_LA | 0 | 0 | 0 | 0% | 0% | 1 |  |  |  |  | 0% | [5 empty] | 0% | 0% | 0% | 1 | 0% | 0% | 0% | 1 | 29.36% | 0% | 0% | 1 | 97% | 0% | 0% | 5 | 97% | 0% | 0% | 5 | 0% | 0% | 0% | 1 | 1.112% | 0% | 0% | 1 | 0% | 0% | 1 |  |  |  |  | 0% | [5 empty] | 0% | 0% | 0% | 1 | 0% | 0% | 0% | 1 | 18.79% | 0% | 0% | 1 | 73.05% | 0% | 0% | 3 | 73.05% | 0% | 0% | 3 | 0% | 0% | 0% | 1 | 4.687% | 0% | 0% | 1 | 0% | 0% | 1 |  |  |  |  | 0% | [5 empty] | 0.03228% | 4.057% | 4.09% | 2 | 2.776% | 0% | 0% | 1 | 14.78% | 0% | 0% | 1 | 76.17% | 0% | 0% | 3 | 78.94% | 0% | 0% | 3 | 2.066% | 0% | 0% | 1 | 3.431% | 0% | 0% | 1 | 0% | 0% | 1 |  |  |  |  | 0% | [5 empty] | 1.243% | 3.662% | 4.905% | 2 | 2.594% | 0% | 0% | 1 | 15.94% | 0% | 0% | 1 | 76.21% | 0% | 0% | 3 | 78.8% | 0% | 0% | 3 | 1.865% | 0% | 0% | 1 | 3.102% | 0% | 0% | 1
112 | Ellis | Greater_LA | 0 | 0 | 0 | 0% | 0% | 1 |  |  |  |  | 0% | [5 empty] | 0% | 0% | 0% | 1 | 0.05772% | 0% | 0% | 1 | 26.04% | 0% | 0% | 1 | 96.29% | 0% | 0% | 5 | 96.35% | 0% | 0% | 5 | 0% | 0% | 0% | 1 | 6.599% | 0% | 0% | 1 | 0% | 0% | 1 |  |  |  |  | 0% | [5 empty] | 0.09668% | 0% | 0.09668% | 1 | 0.05032% | 0% | 0% | 1 | 23.79% | 0% | 0% | 1 | 91.17% | 0% | 0% | 4 | 91.22% | 0% | 0% | 4 | 0% | 0% | 0% | 1 | 5.83% | 0% | 0% | 1 | 0% | 0% | 1 |  |  |  |  | 0% | [5 empty] | 0.1361% | 0% | 0.1361% | 1 | 0.02879% | 0% | 0% | 1 | 15.09% | 0% | 0% | 1 | 78.52% | 0% | 0% | 3 | 78.55% | 0% | 0% | 3 | 0% | 0% | 0% | 1 | 3.394% | 0% | 0% | 1 | 0% | 0% | 1 |  |  |  |  | 0% | [5 empty] | 1.557% | 3.667% | 5.224% | 2 | 2.597% | 0% | 0% | 1 | 15.86% | 0% | 0% | 1 | 76.09% | 0% | 0% | 3 | 78.68% | 0% | 0% | 3 | 1.867% | 0% | 0% | 1 | 3.175% | 0% | 0% | 1
113 | Johanna | Greater_LA | 0 | 0 | 0 | 0% | 0% | 1 |  |  |  |  | 0% | [5 empty] | 0% | 0% | 0% | 1 | 0.07026% | 0% | 0% | 1 | 17.68% | 0% | 0% | 1 | 96.67% | 0% | 0% | 5 | 96.74% | 0% | 0% | 5 | 0% | 0% | 0% | 1 | 7.558% | 0% | 0% | 1 | 0% | 0% | 1 |  |  |  |  | 0% | [5 empty] | 0.2632% | 0% | 0.2632% | 1 | 0.05569% | 0% | 0% | 1 | 25.58% | 0% | 0% | 1 | 96.01% | 0% | 0% | 5 | 96.07% | 0% | 0% | 5 | 0% | 0% | 0% | 1 | 6.366% | 0% | 0% | 1 | 0% | 0% | 1 |  |  |  |  | 0% | [5 empty] | 0.1946% | 5.833% | 6.027% | 2 | 3.99% | 0% | 0% | 1 | 23.86% | 0% | 0% | 1 | 85.36% | 0% | 0% | 3 | 89.35% | 0% | 0% | 3 | 2.97% | 0% | 0% | 1 | 4.849% | 0% | 0% | 1 | 0% | 0% | 1 |  |  |  |  | 0% | [5 empty] | 0.497% | 3.737% | 4.234% | 2 | 2.557% | 0% | 0% | 1 | 16.23% | 0% | 0% | 1 | 76.98% | 0% | 0% | 3 | 79.53% | 0% | 0% | 3 | 1.903% | 0% | 0% | 1 | 3.236% | 0% | 0% | 1
114 | Lewis | Greater_LA | 0 | 0 | 0 | 0% | 0% | 1 |  |  |  |  | 0% | [5 empty] | 0% | 0% | 0% | 1 | 0% | 0% | 0% | 1 | 0% | 0% | 0% | 1 | 0% | 0% | 0% | 1 | 0% | 0% | 0% | 1 | 0% | 0% | 0% | 1 | 0% | 0% | 0% | 1 | 0% | 0% | 1 |  |  |  |  | 0% | [5 empty] | 0% | 5.816% | 5.816% | 2 | 4.827% | 0% | 0% | 1 | 24.63% | 0% | 0% | 1 | 91.69% | 0% | 0% | 4 | 96.51% | 0% | 0% | 5 | 3.624% | 0% | 0% | 1 | 5.887% | 0% | 0% | 1 | 0% | 0% | 1 |  |  |  |  | 0% | [5 empty] | 0.06895% | 5.083% | 5.152% | 2 | 3.477% | 0% | 0% | 1 | 18.57% | 0% | 0% | 1 | 71.62% | 0% | 0% | 3 | 75.1% | 0% | 0% | 3 | 2.588% | 0% | 0% | 1 | 4.297% | 0% | 0% | 1 | 0% | 0% | 1 |  |  |  |  | 0% | [5 empty] | 0.9895% | 3.714% | 4.704% | 2 | 2.631% | 0% | 0% | 1 | 15.29% | 0% | 0% | 1 | 76.29% | 0% | 0% | 3 | 78.92% | 0% | 0% | 3 | 1.891% | 0% | 0% | 1 | 3.141% | 0% | 0% | 1
115 | Santiago | Greater_LA | 0 | 0 | 0 | 0% | 0% | 1 |  |  |  |  | 0% | [5 empty] | 1.528% | 0% | 1.528% | 1 | 0.3577% | 0% | 0% | 1 | 5.566% | 0% | 0% | 1 | 92.07% | 0% | 0% | 4 | 92.43% | 0% | 0% | 4 | 0% | 0% | 0% | 1 | 2.387% | 0% | 0% | 1 | 0% | 0% | 1 |  |  |  |  | 0% | [5 empty] | 0.2742% | 0% | 0.2742% | 1 | 0.05801% | 0% | 0% | 1 | 18.27% | 0% | 0% | 1 | 95.77% | 0% | 0% | 5 | 95.83% | 0% | 0% | 5 | 0% | 0% | 0% | 1 | 6.312% | 0% | 0% | 1 | 0% | 0% | 1 |  |  |  |  | 0% | [5 empty] | 0.2219% | 6.648% | 6.87% | 2 | 4.548% | 0% | 0% | 1 | 26.49% | 0% | 0% | 1 | 90.82% | 0% | 0% | 4 | 95.37% | 0% | 0% | 5 | 3.386% | 0% | 0% | 1 | 5.454% | 0% | 0% | 1 | 0% | 0% | 1 |  |  |  |  | 0% | [5 empty] | 0.455% | 3.753% | 4.208% | 2 | 2.568% | 0% | 0% | 1 | 16.24% | 0% | 0% | 1 | 76.89% | 0% | 0% | 3 | 79.46% | 0% | 0% | 3 | 1.918% | 0% | 0% | 1 | 3.268% | 0% | 0% | 1
116 | Serrano | Greater_LA | 0 | 0 | 0 | 0% | 0% | 1 |  |  |  |  | 0% | [5 empty] | 0% | 100% | 100% | 5 | 67.71% | 0% | 0% | 2 | 32.29% | 0% | 0% | 1 | 32.29% | 0% | 0% | 1 | 100% | 0% | 0% | 5 | 50.93% | 0% | 0% | 2 | 1.329% | 0% | 0% | 1 | 0% | 0% | 1 |  |  |  |  | 0% | [5 empty] | 0% | 95.33% | 95.33% | 5 | 64.55% | 0% | 0% | 2 | 35.45% | 0% | 0% | 1 | 35.45% | 0% | 0% | 1 | 100% | 0% | 0% | 5 | 48.55% | 0% | 0% | 1 | 4.877% | 0% | 0% | 1 | 0% | 0% | 1 |  |  |  |  | 0% | [5 empty] | 0.09618% | 7.089% | 7.186% | 2 | 4.85% | 0% | 0% | 1 | 25.83% | 0% | 0% | 1 | 91.55% | 0% | 0% | 4 | 96.4% | 0% | 0% | 5 | 3.61% | 0% | 0% | 1 | 5.893% | 0% | 0% | 1 | 0% | 0% | 1 |  |  |  |  | 0% | [5 empty] | 0.1263% | 3.832% | 3.958% | 2 | 2.636% | 0% | 0% | 1 | 15.53% | 0% | 0% | 1 | 76.9% | 0% | 0% | 3 | 79.49% | 0% | 0% | 3 | 1.974% | 0% | 0% | 1 | 3.201% | 0% | 0% | 1
117 | Villa Park | Greater_LA | 0 | 0 | 0 | 0% | 0% | 1 |  |  |  |  | 0% | [5 empty] | 0% | 0% | 0% | 1 | 0% | 0% | 0% | 1 | 0% | 0% | 0% | 1 | 0% | 0% | 0% | 1 | 0% | 0% | 0% | 1 | 0% | 0% | 0% | 1 | 0% | 0% | 0% | 1 | 0% | 0% | 1 |  |  |  |  | 0% | [5 empty] | 0% | 8.949% | 8.949% | 2 | 6.06% | 0% | 0% | 1 | 22.77% | 0% | 0% | 1 | 91.96% | 0% | 0% | 4 | 98.02% | 0% | 0% | 5 | 4.558% | 0% | 0% | 1 | 7.068% | 0% | 0% | 1 | 0% | 0% | 1 |  |  |  |  | 0% | [5 empty] | 0.09449% | 6.965% | 7.059% | 2 | 4.765% | 0% | 0% | 1 | 25.5% | 0% | 0% | 1 | 91.34% | 0% | 0% | 4 | 96.11% | 0% | 0% | 5 | 3.547% | 0% | 0% | 1 | 5.79% | 0% | 0% | 1 | 0% | 0% | 1 |  |  |  |  | 0% | [5 empty] | 0.1361% | 3.777% | 3.913% | 2 | 2.584% | 0% | 0% | 1 | 15.5% | 0% | 0% | 1 | 76.9% | 0% | 0% | 3 | 79.48% | 0% | 0% | 3 | 1.923% | 0% | 0% | 1 | 3.194% | 0% | 0% | 1
118 | Capistrano | Greater_LA | 0 | 0 | 0 | 0% | 0% | 1 |  |  |  |  | 0% | [5 empty] | 5.164% | 0% | 5.164% | 1 | 0% | 0% | 0% | 1 | 32.19% | 0% | 0% | 1 | 86.94% | 0% | 0% | 3 | 86.94% | 0% | 0% | 3 | 0% | 0% | 0% | 1 | 0.8355% | 0% | 0% | 1 | 0% | 0% | 1 |  |  |  |  | 0% | [5 empty] | 4.991% | 0% | 4.991% | 1 | 0.2907% | 0% | 0% | 1 | 28.29% | 0% | 0% | 1 | 86.43% | 0% | 0% | 3 | 86.72% | 0% | 0% | 3 | 0% | 0% | 0% | 1 | 1.147% | 0% | 0% | 1 | 0% | 0% | 1 |  |  |  |  | 0% | [5 empty] | 1.681% | 0% | 1.681% | 1 | 0.09791% | 0% | 0% | 1 | 29.1% | 0% | 0% | 1 | 92.24% | 0% | 0% | 4 | 92.34% | 0% | 0% | 4 | 0.346% | 0% | 0% | 1 | 8.617% | 0% | 0% | 1 | 0% | 0% | 1 |  |  |  |  | 0% | [5 empty] | 0.6942% | 5.726% | 6.42% | 2 | 5.22% | 0% | 0% | 1 | 34.51% | 0% | 0% | 1 | 91.23% | 0% | 0% | 4 | 95.15% | 0% | 0% | 5 | 3.148% | 0% | 0% | 1 | 7.607% | 0% | 0% | 1
119 | Trabuco | Greater_LA | 0 | 0 | 0 | 0% | 0% | 1 |  |  |  |  | 0% | [5 empty] | 1.871% | 0% | 1.871% | 1 | 0% | 0% | 0% | 1 | 25.1% | 0% | 0% | 1 | 86.52% | 0% | 0% | 3 | 86.52% | 0% | 0% | 3 | 0% | 0% | 0% | 1 | 0% | 0% | 0% | 1 | 0% | 0% | 1 |  |  |  |  | 0% | [5 empty] | 3.487% | 0% | 3.487% | 1 | 0.2031% | 0% | 0% | 1 | 21.26% | 0% | 0% | 1 | 88.71% | 0% | 0% | 3 | 88.91% | 0% | 0% | 3 | 0% | 0% | 0% | 1 | 1.933% | 0% | 0% | 1 | 0% | 0% | 1 |  |  |  |  | 0% | [5 empty] | 1.232% | 0% | 1.232% | 1 | 0.07177% | 0% | 0% | 1 | 24.95% | 0% | 0% | 1 | 93.79% | 0% | 0% | 4 | 93.86% | 0% | 0% | 4 | 0.01678% | 0% | 0% | 1 | 7.925% | 0% | 0% | 1 | 0% | 0% | 1 |  |  |  |  | 0% | [5 empty] | 0.6715% | 5.539% | 6.211% | 2 | 4.625% | 0% | 0% | 1 | 33.17% | 0% | 0% | 1 | 91.51% | 0% | 0% | 4 | 95.3% | 0% | 0% | 5 | 3.045% | 0% | 0% | 1 | 7.367% | 0% | 0% | 1
120 | Pleasant Grove | Northern_California | 0 | 0 | 0 | 0% | 0% | 1 |  |  |  |  | 2.869% | [5 empty] | 0% | 0% | 0% | 1 | 35.23% | 0% | 0% | 1 | 0% | 0% | 0% | 1 | 0.05689% | 0% | 0% | 1 | 35.29% | 0% | 0% | 1 | 0% | 0% | 0% | 1 | 27.46% | 0% | 0% | 1 | 0% | 0% | 1 |  |  |  |  | 35.44% | [5 empty] | 1.037% | 0% | 1.037% | 1 | 44.63% | 0% | 0% | 1 | 0% | 0% | 0% | 1 | 13.26% | 0% | 0% | 1 | 56.5% | 0% | 0% | 2 | 0.9133% | 0% | 0% | 1 | 18.46% | 0% | 0% | 1 | 0% | 0% | 1 |  |  |  |  | 38% | [5 empty] | 0.5703% | 0% | 0.5703% | 1 | 59.71% | 0% | 0% | 2 | 6.587% | 0% | 0% | 1 | 27.67% | 0% | 0% | 1 | 69.99% | 0% | 0% | 2 | 0.5509% | 0% | 0% | 1 | 17.49% | 0% | 0% | 1 | 0% | 0% | 1 |  |  |  |  | 56.82% | [5 empty] | 0.4534% | 0% | 0.4534% | 1 | 47.55% | 0% | 0% | 1 | 8.632% | 0% | 0% | 1 | 40.62% | 0% | 0% | 1 | 67.88% | 0% | 0% | 2 | 0.4826% | 0% | 0% | 1 | 10.01% | 0% | 0% | 1
121 | Summit | Northern_California | 0 | 0 | 0 | 0% | 0% | 1 |  |  |  |  | 0% | [5 empty] | 31.39% | 1.554% | 32.95% | 2 | 13.76% | 0% | 0% | 1 | 9.425% | 0% | 0% | 1 | 44.37% | 0% | 0% | 1 | 54.54% | 0% | 0% | 2 | 71.98% | 0% | 0% | 3 | 9.437% | 0% | 0% | 1 | 0% | 0% | 1 |  |  |  |  | 0% | [5 empty] | 53.9% | 0.7087% | 54.61% | 3 | 23.95% | 0% | 0% | 1 | 17.92% | 0% | 0% | 1 | 34.72% | 0% | 0% | 1 | 52.55% | 0% | 0% | 2 | 69.28% | 0% | 0% | 2 | 9.347% | 0% | 0% | 1 | 0% | 0% | 1 |  |  |  |  | 0.04005% | [5 empty] | 58.95% | 2.958% | 61.91% | 3 | 33.96% | 0% | 0% | 1 | 12.39% | 0% | 0% | 1 | 24.49% | 0% | 0% | 1 | 52.75% | 0% | 0% | 2 | 69.13% | 0% | 0% | 2 | 9.018% | 0% | 0% | 1 | 0% | 0% | 1 |  |  |  |  | 0.04741% | [5 empty] | 63.59% | 4.466% | 68.05% | 3 | 32.7% | 0% | 0% | 1 | 11.48% | 0% | 0% | 1 | 22.78% | 0% | 0% | 1 | 50.28% | 0% | 0% | 2 | 70.54% | 0% | 0% | 3 | 8.67% | 0% | 0% | 1
122 | Devers | Riverside | 234.5 | 9380 | 20 | 223.7% | 62.93% | 5 |  |  |  |  | 0% | [5 empty] | 26.19% | 0.6202% | 26.81% | 2 | 44.08% | 134.9% | 44.26% | 5 | 35.97% | 117.8% | 31.69% | 5 | 33.3% | 113.1% | 26.21% | 5 | 56.19% | 172.2% | 56.27% | 5 | 23.5% | 98.6% | 0% | 4 | 0.1969% | 172.2% | 56.27% | 5 | 82.59% | 0% | 4 |  |  |  |  | 0% | [5 empty] | 33.26% | 22.78% | 56.04% | 4 | 29.11% | 35.63% | 0% | 2 | 23.37% | 32.96% | 0% | 2 | 30.13% | 36.14% | 0% | 2 | 46.04% | 46.81% | 0% | 2 | 42.04% | 43.57% | 0% | 2 | 1.341% | 46.81% | 0% | 2 | 54.94% | 0% | 3 |  |  |  |  | 0.01486% | [5 empty] | 33.05% | 39.11% | 72.16% | 5 | 36.68% | 21.52% | 0% | 2 | 22.59% | 17.6% | 0% | 1 | 40.13% | 22.76% | 0% | 2 | 56.43% | 31.27% | 0% | 2 | 51.13% | 27.88% | 0% | 2 | 1.999% | 31.27% | 0% | 2 | 15.27% | 0% | 1 |  |  |  |  | 0.8883% | [5 empty] | 29.02% | 17.45% | 46.47% | 3 | 29.44% | 6.66% | 0% | 1 | 20.29% | 5.895% | 0% | 1 | 32.78% | 6.991% | 0% | 1 | 52.28% | 9.848% | 0% | 2 | 41.52% | 8.035% | 0% | 1 | 1.237% | 9.848% | 0% | 1
123 | Kern | Riverside (Exclude) | 0 | 0 | 0 | 0% | 0% | 1 |  |  |  |  | 0% | [5 empty] | 0% | 0% | 0% | 1 | 10.8% | 0% | 0% | 1 | 31.44% | 0% | 0% | 1 | 0% | 0% | 0% | 1 | 40.68% | 0% | 0% | 1 | 52.13% | 0% | 0% | 2 | 0% | 0% | 0% | 1 | 0% | 0% | 1 |  |  |  |  | 0% | [5 empty] | 0% | 0% | 0% | 1 | 9.954% | 0% | 0% | 1 | 20.48% | 0% | 0% | 1 | 0% | 0% | 0% | 1 | 29.42% | 0% | 0% | 1 | 34.98% | 0% | 0% | 1 | 0.4654% | 0% | 0% | 1 | 0% | 0% | 1 |  |  |  |  | 0% | [5 empty] | 0% | 0% | 0% | 1 | 28% | 0% | 0% | 1 | 14.69% | 0% | 0% | 1 | 1.377% | 0% | 0% | 1 | 40.82% | 0% | 0% | 1 | 31.47% | 0% | 0% | 1 | 0.9997% | 0% | 0% | 1 | 0% | 0% | 1 |  |  |  |  | 0% | [5 empty] | 0% | 0% | 0% | 1 | 39.03% | 0% | 0% | 1 | 22.45% | 0% | 0% | 1 | 12.47% | 0% | 0% | 1 | 51.72% | 0% | 0% | 2 | 33.02% | 0% | 0% | 1 | 0.7633% | 0% | 0% | 1
124 | Mirage | Riverside | 0 | 0 | 0 | 0% | 0% | 1 |  |  |  |  | 0% | [5 empty] | 16.03% | 0% | 16.03% | 1 | 11.44% | 0% | 0% | 1 | 18.1% | 0% | 0% | 1 | 14.66% | 0% | 0% | 1 | 28.65% | 0% | 0% | 1 | 29.96% | 0% | 0% | 1 | 0.004222% | 0% | 0% | 1 | 0% | 0% | 1 |  |  |  |  | 0.5384% | [5 empty] | 10.99% | 0% | 10.99% | 1 | 9.05% | 0% | 0% | 1 | 31.23% | 0% | 0% | 1 | 24.07% | 0% | 0% | 1 | 38.91% | 0% | 0% | 1 | 30.51% | 0% | 0% | 1 | 0.01788% | 0% | 0% | 1 | 0% | 0% | 1 |  |  |  |  | 1.658% | [5 empty] | 19.09% | 9.575% | 28.66% | 2 | 20.31% | 0% | 0% | 1 | 37.2% | 0% | 0% | 1 | 33.74% | 0% | 0% | 1 | 54.22% | 0% | 0% | 2 | 43.07% | 0% | 0% | 1 | 0.7433% | 0% | 0% | 1 | 0% | 0% | 1 |  |  |  |  | 5.934% | [5 empty] | 27.79% | 13.79% | 41.58% | 3 | 23.51% | 0% | 0% | 1 | 23.24% | 0% | 0% | 1 | 29.08% | 0% | 0% | 1 | 49.12% | 0% | 0% | 1 | 36.99% | 0% | 0% | 1 | 1.858% | 0% | 0% | 1
125 | Valley | Riverside (Exclude) | 0 | 0 | 0 | 0% | 0% | 1 |  |  |  |  | 0% | [5 empty] | 0% | 0% | 0% | 1 | 0% | 0% | 0% | 1 | 0% | 0% | 0% | 1 | 0% | 0% | 0% | 1 | 0% | 0% | 0% | 1 | 0% | 0% | 0% | 1 | 0% | 0% | 0% | 1 | 0% | 0% | 1 |  |  |  |  | 0% | [5 empty] | 0% | 100% | 100% | 5 | 99.82% | 0% | 0% | 5 | 0.1764% | 0% | 0% | 1 | 100% | 0% | 0% | 5 | 100% | 0% | 0% | 5 | 5.66% | 0% | 0% | 1 | 0.1051% | 0% | 0% | 1 | 0% | 0% | 1 |  |  |  |  | 0% | [5 empty] | 0% | 100% | 100% | 5 | 2.325% | 0% | 0% | 1 | 19.83% | 0% | 0% | 1 | 23.01% | 0% | 0% | 1 | 23.01% | 0% | 0% | 1 | 40.18% | 0% | 0% | 1 | 1.813% | 0% | 0% | 1 | 0% | 0% | 1 |  |  |  |  | 0.1444% | [5 empty] | 24.46% | 71.1% | 95.56% | 5 | 46.77% | 0% | 0% | 1 | 23.7% | 0% | 0% | 1 | 49.23% | 0% | 0% | 1 | 69.44% | 0% | 0% | 2 | 58.21% | 0% | 0% | 2 | 3.232% | 0% | 0% | 1
126 | Gold Hill | Solano | 0 | 0 | 0 | 0% | 0% | 1 |  |  |  |  | 0% | [5 empty] | 0% | 0% | 0% | 1 | 0% | 0% | 0% | 1 | 0% | 0% | 0% | 1 | 0% | 0% | 0% | 1 | 0% | 0% | 0% | 1 | 0% | 0% | 0% | 1 | 0% | 0% | 0% | 1 | 0% | 0% | 1 |  |  |  |  | 0% | [5 empty] | 0% | 0% | 0% | 1 | 0% | 0% | 0% | 1 | 0% | 0% | 0% | 1 | 0% | 0% | 0% | 1 | 0% | 0% | 0% | 1 | 0% | 0% | 0% | 1 | 0% | 0% | 0% | 1 | 0% | 0% | 1 |  |  |  |  | 1.149% | [5 empty] | 0% | 0% | 0% | 1 | 23.52% | 0% | 0% | 1 | 0% | 0% | 0% | 1 | 10.67% | 0% | 0% | 1 | 34.19% | 0% | 0% | 1 | 0% | 0% | 0% | 1 | 29.55% | 0% | 0% | 1 | 0% | 0% | 1 |  |  |  |  | 42.52% | [5 empty] | 0.5402% | 0% | 0.5402% | 1 | 50.99% | 0% | 0% | 2 | 11.3% | 0% | 0% | 1 | 32.56% | 0% | 0% | 1 | 65.59% | 0% | 0% | 2 | 0.5218% | 0% | 0% | 1 | 15.78% | 0% | 0% | 1
127 | Grand Island | Solano | 0 | 0 | 0 | 0% | 0% | 1 |  |  |  |  | 53.26% | [5 empty] | 0% | 0% | 0% | 1 | 10.07% | 0% | 0% | 1 | 15.92% | 0% | 0% | 1 | 17.71% | 0% | 0% | 1 | 25.79% | 0% | 0% | 1 | 0.01792% | 0% | 0% | 1 | 10.41% | 0% | 0% | 1 | 0% | 0% | 1 |  |  |  |  | 51.45% | [5 empty] | 0% | 0% | 0% | 1 | 11.02% | 0% | 0% | 1 | 25.72% | 0% | 0% | 1 | 29.87% | 0% | 0% | 1 | 36.63% | 0% | 0% | 1 | 0.4187% | 0% | 0% | 1 | 13.69% | 0% | 0% | 1 | 0% | 0% | 1 |  |  |  |  | 51.3% | [5 empty] | 0% | 0% | 0% | 1 | 12.3% | 0% | 0% | 1 | 26.23% | 0% | 0% | 1 | 28.39% | 0% | 0% | 1 | 37% | 0% | 0% | 1 | 0.5414% | 0% | 0% | 1 | 14.78% | 0% | 0% | 1 | 0% | 0% | 1 |  |  |  |  | 53.53% | [5 empty] | 5.968% | 0.8985% | 6.867% | 2 | 20.68% | 0% | 0% | 1 | 24.09% | 0% | 0% | 1 | 26.09% | 0% | 0% | 1 | 39.91% | 0% | 0% | 1 | 3.867% | 0% | 0% | 1 | 13.05% | 0% | 0% | 1
128 | Chino | Greater_Kramer | 0 | 0 | 10 | 0% | 0% | 1 |  |  |  |  | 0% | [5 empty] | 0% | 100% | 100% | 5 | 67.71% | 0% | 0% | 2 | 32.29% | 0% | 0% | 1 | 32.29% | 0% | 0% | 1 | 100% | 0% | 0% | 5 | 50.93% | 0% | 0% | 2 | 1.329% | 0% | 0% | 1 | 0% | 0% | 1 |  |  |  |  | 0% | [5 empty] | 0% | 100% | 100% | 5 | 67.71% | 0% | 0% | 2 | 32.29% | 0% | 0% | 1 | 32.29% | 0% | 0% | 1 | 100% | 0% | 0% | 5 | 50.93% | 0% | 0% | 2 | 1.329% | 0% | 0% | 1 | 0% | 0% | 1 |  |  |  |  | 0% | [5 empty] | 3.689% | 96.31% | 100% | 5 | 91.81% | 0% | 0% | 4 | 53.45% | 0% | 0% | 2 | 42.11% | 0% | 0% | 1 | 100% | 0% | 0% | 5 | 59.22% | 0% | 0% | 2 | 3.799% | 0% | 0% | 1 | 0% | 0% | 1 |  |  |  |  | 0.004453% | [5 empty] | 34.66% | 53.9% | 88.56% | 5 | 52.76% | 0% | 0% | 2 | 71.28% | 0% | 0% | 3 | 71.05% | 0% | 0% | 3 | 98.29% | 0% | 0% | 5 | 42.4% | 0% | 0% | 1 | 4.562% | 0% | 0% | 1
129 | Kramer | Greater_Kramer (Exclude) | 0 | 0 | 0 | 0% | 0% | 1 |  |  |  |  | 0% | [5 empty] | 0% | 0% | 0% | 1 | 95.86% | 0% | 0% | 5 | 10.17% | 0% | 0% | 1 | 0% | 0% | 0% | 1 | 95.86% | 0% | 0% | 5 | 65.56% | 0% | 0% | 2 | 0% | 0% | 0% | 1 | 0% | 0% | 1 |  |  |  |  | 0% | [5 empty] | 0% | 0% | 0% | 1 | 52.73% | 0% | 0% | 2 | 21.87% | 0% | 0% | 1 | 5.948% | 0% | 0% | 1 | 71% | 0% | 0% | 3 | 67.76% | 0% | 0% | 2 | 0.3595% | 0% | 0% | 1 | 0% | 0% | 1 |  |  |  |  | 0.01074% | [5 empty] | 0% | 0% | 0% | 1 | 39.7% | 0% | 0% | 1 | 18.29% | 0% | 0% | 1 | 3.441% | 0% | 0% | 1 | 55.71% | 0% | 0% | 2 | 49.44% | 0% | 0% | 1 | 0.2957% | 0% | 0% | 1 | 0% | 0% | 1 |  |  |  |  | 0.7762% | [5 empty] | 0% | 0% | 0% | 1 | 36.21% | 0% | 0% | 1 | 33.12% | 0% | 0% | 1 | 7.401% | 0% | 0% | 1 | 61.18% | 0% | 0% | 2 | 43.88% | 0% | 0% | 1 | 1.251% | 0% | 0% | 1
130 | Lugo | Greater_Kramer | 0 | 0 | 0 | 0% | 0% | 1 |  |  |  |  | 0.004761% | [5 empty] | 30.72% | 60.69% | 91.41% | 5 | 53.59% | 0% | 0% | 2 | 67.87% | 0% | 0% | 2 | 61.53% | 0% | 0% | 2 | 90.06% | 0% | 0% | 4 | 51.66% | 0% | 0% | 2 | 5.102% | 0% | 0% | 1 | 0% | 0% | 1 |  |  |  |  | 0.003033% | [5 empty] | 21.03% | 46.72% | 67.75% | 5 | 58.78% | 0% | 0% | 2 | 60.43% | 0% | 0% | 2 | 52.38% | 0% | 0% | 2 | 87.71% | 0% | 0% | 3 | 40.05% | 0% | 0% | 1 | 4.194% | 0% | 0% | 1 | 0% | 0% | 1 |  |  |  |  | 0.06882% | [5 empty] | 20.85% | 26.15% | 47% | 4 | 55.17% | 0% | 0% | 2 | 50.13% | 0% | 0% | 2 | 41.19% | 0% | 0% | 1 | 80.3% | 0% | 0% | 3 | 33.72% | 0% | 0% | 1 | 2.261% | 0% | 0% | 1 | 0% | 0% | 1 |  |  |  |  | 0.1886% | [5 empty] | 15.31% | 12.96% | 28.27% | 3 | 46.45% | 0% | 0% | 1 | 41.85% | 0% | 0% | 1 | 33.33% | 0% | 0% | 1 | 70.98% | 0% | 0% | 3 | 35.93% | 0% | 0% | 1 | 1.509% | 0% | 0% | 1
131 | Mira Loma | Greater_Kramer | 0 | 0 | 0 | 0% | 0% | 1 |  |  |  |  | 0% | [5 empty] | 0% | 100% | 100% | 5 | 60.65% | 0% | 0% | 2 | 39.35% | 0% | 0% | 1 | 39.35% | 0% | 0% | 1 | 100% | 0% | 0% | 5 | 49.01% | 0% | 0% | 1 | 0.2026% | 0% | 0% | 1 | 0% | 0% | 1 |  |  |  |  | 0% | [5 empty] | 2.948% | 97.05% | 100% | 5 | 86.12% | 0% | 0% | 3 | 35.78% | 0% | 0% | 1 | 40.58% | 0% | 0% | 1 | 100% | 0% | 0% | 5 | 74.37% | 0% | 0% | 3 | 0.7805% | 0% | 0% | 1 | 0% | 0% | 1 |  |  |  |  | 0% | [5 empty] | 4.265% | 95.73% | 100% | 5 | 97.55% | 0% | 0% | 5 | 65.05% | 0% | 0% | 2 | 34.89% | 0% | 0% | 1 | 100% | 0% | 0% | 5 | 52% | 0% | 0% | 2 | 8.08% | 0% | 0% | 1 | 0% | 0% | 1 |  |  |  |  | 0.003925% | [5 empty] | 32.96% | 63.29% | 96.26% | 5 | 62.41% | 0% | 0% | 2 | 69.53% | 0% | 0% | 2 | 64% | 0% | 0% | 2 | 94.43% | 0% | 0% | 4 | 51.73% | 0% | 0% | 2 | 5.57% | 0% | 0% | 1
132 | Padua | Greater_Kramer | 0 | 0 | 0 | 0% | 0% | 1 |  |  |  |  | 0% | [5 empty] | 0% | 100% | 100% | 5 | 100% | 0% | 0% | 5 | 3.048% | 0% | 0% | 1 | 33.19% | 0% | 0% | 1 | 100% | 0% | 0% | 5 | 99.4% | 0% | 0% | 5 | 6.369% | 0% | 0% | 1 | 0% | 0% | 1 |  |  |  |  | 0% | [5 empty] | 3.883% | 96.12% | 100% | 5 | 98.39% | 0% | 0% | 5 | 60.24% | 0% | 0% | 2 | 43.76% | 0% | 0% | 1 | 100% | 0% | 0% | 5 | 58.71% | 0% | 0% | 2 | 9.781% | 0% | 0% | 1 | 0% | 0% | 1 |  |  |  |  | 0% | [5 empty] | 26.34% | 73.66% | 100% | 5 | 60.02% | 0% | 0% | 2 | 75.45% | 0% | 0% | 3 | 73.32% | 0% | 0% | 3 | 97.56% | 0% | 0% | 5 | 53.98% | 0% | 0% | 2 | 4.182% | 0% | 0% | 1 | 0% | 0% | 1 |  |  |  |  | 0.02758% | [5 empty] | 23.14% | 36.4% | 59.54% | 5 | 50.09% | 0% | 0% | 2 | 66.42% | 0% | 0% | 2 | 54.37% | 0% | 0% | 2 | 84.88% | 0% | 0% | 3 | 34.15% | 0% | 0% | 1 | 2.747% | 0% | 0% | 1
133 | Pisgah | Greater_Kramer | 0 | 0 | 0 | 0% | 0% | 1 |  |  |  |  | 0% | [5 empty] | 0% | 0% | 0% | 1 | 56.05% | 0% | 0% | 2 | 73.1% | 0% | 0% | 3 | 81.11% | 0% | 0% | 3 | 85.84% | 0% | 0% | 3 | 42.84% | 0% | 0% | 1 | 0.7338% | 0% | 0% | 1 | 0% | 0% | 1 |  |  |  |  | 1.126% | [5 empty] | 0% | 0% | 0% | 1 | 20.67% | 0% | 0% | 1 | 21.96% | 0% | 0% | 1 | 24.92% | 0% | 0% | 1 | 29.57% | 0% | 0% | 1 | 51.46% | 0% | 0% | 2 | 1.651% | 0% | 0% | 1 | 0% | 0% | 1 |  |  |  |  | 2.211% | [5 empty] | 0% | 0% | 0% | 1 | 26.02% | 0% | 0% | 1 | 18.22% | 0% | 0% | 1 | 21.05% | 0% | 0% | 1 | 32.96% | 0% | 0% | 1 | 36.11% | 0% | 0% | 1 | 1.857% | 0% | 0% | 1 | 0% | 0% | 1 |  |  |  |  | 1.36% | [5 empty] | 0% | 0% | 0% | 1 | 40.72% | 0% | 0% | 1 | 19.56% | 0% | 0% | 1 | 20.5% | 0% | 0% | 1 | 47.38% | 0% | 0% | 1 | 46.9% | 0% | 0% | 1 | 2.093% | 0% | 0% | 1
134 | Roadway | Greater_Kramer | 0 | 0 | 0 | 0% | 0% | 1 |  |  |  |  | 0.131% | [5 empty] | 0% | 0% | 0% | 1 | 59.73% | 0% | 0% | 2 | 45.63% | 0% | 0% | 1 | 21.16% | 0% | 0% | 1 | 69.45% | 0% | 0% | 2 | 21.13% | 0% | 0% | 1 | 0.4851% | 0% | 0% | 1 | 0% | 0% | 1 |  |  |  |  | 0.08725% | [5 empty] | 10.22% | 0% | 10.22% | 1 | 34.66% | 0% | 0% | 1 | 43.29% | 0% | 0% | 1 | 17.46% | 0% | 0% | 1 | 57.55% | 0% | 0% | 2 | 27.47% | 0% | 0% | 1 | 0.6538% | 0% | 0% | 1 | 0% | 0% | 1 |  |  |  |  | 0.04451% | [5 empty] | 9.568% | 9.026% | 18.59% | 2 | 49.12% | 0% | 0% | 1 | 46.22% | 0% | 0% | 1 | 22.35% | 0% | 0% | 1 | 68.8% | 0% | 0% | 2 | 35.81% | 0% | 0% | 1 | 2.025% | 0% | 0% | 1 | 0% | 0% | 1 |  |  |  |  | 0.406% | [5 empty] | 10.56% | 9.649% | 20.21% | 2 | 42.71% | 0% | 0% | 1 | 48.12% | 0% | 0% | 1 | 29.19% | 0% | 0% | 1 | 74.03% | 0% | 0% | 3 | 37.53% | 0% | 0% | 1 | 1.788% | 0% | 0% | 1
135 | Tortilla | Greater_Kramer | 0 | 0 | 0 | 0% | 0% | 1 |  |  |  |  | 4.3% | [5 empty] | 0% | 0% | 0% | 1 | 62.16% | 0% | 0% | 2 | 50.95% | 0% | 0% | 2 | 28.03% | 0% | 0% | 1 | 78.87% | 0% | 0% | 3 | 42.93% | 0% | 0% | 1 | 1.966% | 0% | 0% | 1 | 0% | 0% | 1 |  |  |  |  | 1.559% | [5 empty] | 0% | 0% | 0% | 1 | 53.98% | 0% | 0% | 2 | 42.42% | 0% | 0% | 1 | 10.93% | 0% | 0% | 1 | 73.46% | 0% | 0% | 3 | 52.51% | 0% | 0% | 2 | 2.474% | 0% | 0% | 1 | 0% | 0% | 1 |  |  |  |  | 1.222% | [5 empty] | 0% | 0% | 0% | 1 | 53.87% | 0% | 0% | 2 | 33.13% | 0% | 0% | 1 | 10.65% | 0% | 0% | 1 | 69.54% | 0% | 0% | 2 | 50.26% | 0% | 0% | 2 | 2.891% | 0% | 0% | 1 | 0% | 0% | 1 |  |  |  |  | 1.331% | [5 empty] | 0% | 0% | 0% | 1 | 45.2% | 0% | 0% | 1 | 29.46% | 0% | 0% | 1 | 13.84% | 0% | 0% | 1 | 56.75% | 0% | 0% | 2 | 37.48% | 0% | 0% | 1 | 2.088% | 0% | 0% | 1
136 | Victor | Greater_Kramer | 0 | 0 | 0 | 0% | 0% | 1 |  |  |  |  | 0.04453% | [5 empty] | 11.63% | 0% | 11.63% | 1 | 50.45% | 0% | 0% | 2 | 57.23% | 0% | 0% | 2 | 22.29% | 0% | 0% | 1 | 72.71% | 0% | 0% | 3 | 6.983% | 0% | 0% | 1 | 0.08141% | 0% | 0% | 1 | 0% | 0% | 1 |  |  |  |  | 0.07774% | [5 empty] | 14.99% | 17.96% | 32.95% | 3 | 43.21% | 0% | 0% | 1 | 57.32% | 0% | 0% | 2 | 34.51% | 0% | 0% | 1 | 70.84% | 0% | 0% | 3 | 27.59% | 0% | 0% | 1 | 2.233% | 0% | 0% | 1 | 0% | 0% | 1 |  |  |  |  | 0.06597% | [5 empty] | 11.58% | 17.75% | 29.32% | 3 | 53.51% | 0% | 0% | 2 | 48.65% | 0% | 0% | 1 | 28.73% | 0% | 0% | 1 | 71.65% | 0% | 0% | 3 | 34.97% | 0% | 0% | 1 | 2.09% | 0% | 0% | 1 | 0% | 0% | 1 |  |  |  |  | 0.1121% | [5 empty] | 13.1% | 11.18% | 24.28% | 3 | 44.34% | 0% | 0% | 1 | 45.8% | 0% | 0% | 1 | 32.03% | 0% | 0% | 1 | 73.94% | 0% | 0% | 3 | 36.53% | 0% | 0% | 1 | 1.736% | 0% | 0% | 1
137 | Vista | Greater_Kramer | 0 | 0 | 0 | 0% | 0% | 1 |  |  |  |  | 0% | [5 empty] | 0% | 0% | 0% | 1 | 0% | 0% | 0% | 1 | 0% | 0% | 0% | 1 | 0% | 0% | 0% | 1 | 0% | 0% | 0% | 1 | 0% | 0% | 0% | 1 | 0% | 0% | 0% | 1 | 0% | 0% | 1 |  |  |  |  | 0% | [5 empty] | 14.18% | 85.82% | 100% | 5 | 100% | 0% | 0% | 5 | 63.73% | 0% | 0% | 2 | 96.21% | 0% | 0% | 5 | 100% | 0% | 0% | 5 | 66.26% | 0% | 0% | 2 | 3.852% | 0% | 0% | 1 | 0% | 0% | 1 |  |  |  |  | 0.00838% | [5 empty] | 2.763% | 97.24% | 100% | 5 | 85.66% | 0% | 0% | 3 | 37.68% | 0% | 0% | 1 | 46.24% | 0% | 0% | 1 | 94.29% | 0% | 0% | 4 | 60.24% | 0% | 0% | 2 | 8.547% | 0% | 0% | 1 | 0% | 0% | 1 |  |  |  |  | 0.0133% | [5 empty] | 37.88% | 51.94% | 89.82% | 5 | 47.31% | 0% | 0% | 1 | 45.61% | 0% | 0% | 1 | 62.41% | 0% | 0% | 2 | 87.41% | 0% | 0% | 3 | 54.93% | 0% | 0% | 2 | 3.841% | 0% | 0% | 1
138 | Encina | Greater_SD | 0 | 0 | 0 | 0% | 0% | 1 |  |  |  |  | 0% | [5 empty] | 0% | 0% | 0% | 1 | 12.81% | 0% | 0% | 1 | 91.43% | 0% | 0% | 4 | 94.53% | 0% | 0% | 4 | 94.53% | 0% | 0% | 4 | 0% | 0% | 0% | 1 | 23.99% | 0% | 0% | 1 | 0% | 0% | 1 |  |  |  |  | 0% | [5 empty] | 0% | 0% | 0% | 1 | 11.38% | 0% | 0% | 1 | 91.01% | 0% | 0% | 4 | 94.52% | 0% | 0% | 4 | 94.52% | 0% | 0% | 4 | 1.6% | 0% | 0% | 1 | 22.49% | 0% | 0% | 1 | 0% | 0% | 1 |  |  |  |  | 0% | [5 empty] | 0% | 0% | 0% | 1 | 10.95% | 0% | 0% | 1 | 87.51% | 0% | 0% | 3 | 92.51% | 0% | 0% | 4 | 92.51% | 0% | 0% | 4 | 1.603% | 0% | 0% | 1 | 21.65% | 0% | 0% | 1 | 0% | 0% | 1 |  |  |  |  | 0% | [5 empty] | 1.343% | 33.72% | 35.07% | 5 | 38.98% | 0% | 0% | 1 | 52.59% | 0% | 0% | 2 | 84.1% | 0% | 0% | 3 | 84.1% | 0% | 0% | 3 | 32.67% | 0% | 0% | 1 | 12.17% | 0% | 0% | 1
139 | Escondido | Greater_SD | 0 | 0 | 0 | 0% | 0% | 1 |  |  |  |  | 0% | [5 empty] | 0% | 0% | 0% | 1 | 0% | 0% | 0% | 1 | 100% | 0% | 0% | 5 | 100% | 0% | 0% | 5 | 100% | 0% | 0% | 5 | 0% | 0% | 0% | 1 | 33.87% | 0% | 0% | 1 | 0% | 0% | 1 |  |  |  |  | 0% | [5 empty] | 0% | 0% | 0% | 1 | 8.478% | 0% | 0% | 1 | 80.53% | 0% | 0% | 3 | 93.22% | 0% | 0% | 4 | 93.22% | 0% | 0% | 4 | 0% | 0% | 0% | 1 | 10.81% | 0% | 0% | 1 | 0% | 0% | 1 |  |  |  |  | 0% | [5 empty] | 0% | 31.2% | 31.2% | 5 | 39.8% | 0% | 0% | 1 | 61.57% | 0% | 0% | 2 | 95.31% | 0% | 0% | 5 | 95.31% | 0% | 0% | 5 | 27.33% | 0% | 0% | 1 | 16.77% | 0% | 0% | 1 | 0% | 0% | 1 |  |  |  |  | 0.1381% | [5 empty] | 29.06% | 58.96% | 88.01% | 5 | 83.25% | 0% | 0% | 3 | 17.56% | 0% | 0% | 1 | 62.06% | 0% | 0% | 2 | 96.58% | 0% | 0% | 5 | 62.23% | 0% | 0% | 2 | 16.43% | 0% | 0% | 1
140 | Kearny | Greater_SD | 0 | 0 | 0 | 0% | 0% | 1 |  |  |  |  | 0% | [5 empty] | 0% | 0% | 0% | 1 | 1.243% | 0% | 0% | 1 | 4.266% | 0% | 0% | 1 | 64.26% | 0% | 0% | 2 | 64.26% | 0% | 0% | 2 | 0% | 0% | 0% | 1 | 0.1892% | 0% | 0% | 1 | 0% | 0% | 1 |  |  |  |  | 0% | [5 empty] | 0% | 0% | 0% | 1 | 1.672% | 0% | 0% | 1 | 19.29% | 0% | 0% | 1 | 79.75% | 0% | 0% | 3 | 80.08% | 0% | 0% | 3 | 0% | 0% | 0% | 1 | 1.448% | 0% | 0% | 1 | 0% | 0% | 1 |  |  |  |  | 0% | [5 empty] | 0% | 0% | 0% | 1 | 1.689% | 0% | 0% | 1 | 19.73% | 0% | 0% | 1 | 79.87% | 0% | 0% | 3 | 80.2% | 0% | 0% | 3 | 0% | 0% | 0% | 1 | 1.631% | 0% | 0% | 1 | 0% | 0% | 1 |  |  |  |  | 0% | [5 empty] | 6.443% | 0.7702% | 7.213% | 2 | 5.671% | 0% | 0% | 1 | 28.84% | 0% | 0% | 1 | 81.03% | 0% | 0% | 3 | 81.3% | 0% | 0% | 3 | 2.275% | 0% | 0% | 1 | 4.029% | 0% | 0% | 1
141 | Miguel | Greater_SD | 0 | 0 | 0 | 0% | 0% | 1 |  |  |  |  | 0% | [5 empty] | 28.57% | 0% | 28.57% | 2 | 8.257% | 0% | 0% | 1 | 45.81% | 0% | 0% | 1 | 80.23% | 0% | 0% | 3 | 80.23% | 0% | 0% | 3 | 1.542% | 0% | 0% | 1 | 11.35% | 0% | 0% | 1 | 0% | 0% | 1 |  |  |  |  | 0% | [5 empty] | 7.526% | 0.08918% | 7.616% | 2 | 4.68% | 0% | 0% | 1 | 21.92% | 0% | 0% | 1 | 81.38% | 0% | 0% | 3 | 81.7% | 0% | 0% | 3 | 1.847% | 0% | 0% | 1 | 3.762% | 0% | 0% | 1 | 0% | 0% | 1 |  |  |  |  | 0% | [5 empty] | 6.826% | 1.797% | 8.623% | 2 | 4.27% | 0% | 0% | 1 | 25.94% | 0% | 0% | 1 | 81.38% | 0% | 0% | 3 | 81.66% | 0% | 0% | 3 | 3.042% | 0% | 0% | 1 | 3.693% | 0% | 0% | 1 | 0% | 0% | 1 |  |  |  |  | 0.3964% | [5 empty] | 2.808% | 59.09% | 61.9% | 5 | 5.843% | 0% | 0% | 1 | 28.73% | 0% | 0% | 1 | 64.04% | 0% | 0% | 2 | 74.22% | 0% | 0% | 3 | 31.31% | 0% | 0% | 1 | 3.125% | 0% | 0% | 1
142 | Mission | Greater_SD | 0 | 0 | 0 | 0% | 0% | 1 |  |  |  |  | 0% | [5 empty] | 0% | 0% | 0% | 1 | 1.683% | 0% | 0% | 1 | 16.13% | 0% | 0% | 1 | 78.93% | 0% | 0% | 3 | 79.28% | 0% | 0% | 3 | 0% | 0% | 0% | 1 | 1.165% | 0% | 0% | 1 | 0% | 0% | 1 |  |  |  |  | 0% | [5 empty] | 0% | 0% | 0% | 1 | 1.667% | 0% | 0% | 1 | 19.15% | 0% | 0% | 1 | 79.7% | 0% | 0% | 3 | 80.03% | 0% | 0% | 3 | 0% | 0% | 0% | 1 | 1.578% | 0% | 0% | 1 | 0% | 0% | 1 |  |  |  |  | 0% | [5 empty] | 2.873% | 0% | 2.873% | 1 | 2.311% | 0% | 0% | 1 | 25.03% | 0% | 0% | 1 | 81.63% | 0% | 0% | 3 | 81.92% | 0% | 0% | 3 | 0% | 0% | 0% | 1 | 3.232% | 0% | 0% | 1 | 0% | 0% | 1 |  |  |  |  | 0% | [5 empty] | 6.546% | 1.037% | 7.583% | 2 | 4.417% | 0% | 0% | 1 | 27.76% | 0% | 0% | 1 | 81.01% | 0% | 0% | 3 | 81.28% | 0% | 0% | 3 | 2.566% | 0% | 0% | 1 | 3.991% | 0% | 0% | 1
143 | Old Town | Greater_SD | 0 | 0 | 0 | 0% | 0% | 1 |  |  |  |  | 0% | [5 empty] | 0% | 0% | 0% | 1 | 1.665% | 0% | 0% | 1 | 17.26% | 0% | 0% | 1 | 79.14% | 0% | 0% | 3 | 79.48% | 0% | 0% | 3 | 0% | 0% | 0% | 1 | 1.297% | 0% | 0% | 1 | 0% | 0% | 1 |  |  |  |  | 0% | [5 empty] | 0% | 0% | 0% | 1 | 1.665% | 0% | 0% | 1 | 19.2% | 0% | 0% | 1 | 79.69% | 0% | 0% | 3 | 80.02% | 0% | 0% | 3 | 0% | 0% | 0% | 1 | 1.583% | 0% | 0% | 1 | 0% | 0% | 1 |  |  |  |  | 0% | [5 empty] | 2.93% | 0% | 2.93% | 1 | 2.357% | 0% | 0% | 1 | 25.52% | 0% | 0% | 1 | 81.27% | 0% | 0% | 3 | 81.57% | 0% | 0% | 3 | 0% | 0% | 0% | 1 | 3.11% | 0% | 0% | 1 | 0% | 0% | 1 |  |  |  |  | 0% | [5 empty] | 6.582% | 0.4825% | 7.065% | 2 | 4.442% | 0% | 0% | 1 | 27.62% | 0% | 0% | 1 | 80.94% | 0% | 0% | 3 | 81.21% | 0% | 0% | 3 | 2.02% | 0% | 0% | 1 | 4.014% | 0% | 0% | 1
144 | Penasquitos | Greater_SD | 0 | 0 | 10 | 0% | 0% | 1 |  |  |  |  | 0% | [5 empty] | 0% | 0% | 0% | 1 | 1.51% | 0% | 0% | 1 | 33.98% | 0% | 0% | 1 | 62.87% | 0% | 0% | 2 | 62.87% | 0% | 0% | 2 | 0% | 0% | 0% | 1 | 3.785% | 0% | 0% | 1 | 0% | 0% | 1 |  |  |  |  | 0% | [5 empty] | 0% | 0% | 0% | 1 | 2.626% | 0% | 0% | 1 | 12.96% | 0% | 0% | 1 | 62% | 0% | 0% | 2 | 62% | 0% | 0% | 2 | 0% | 0% | 0% | 1 | 1.491% | 0% | 0% | 1 | 0% | 0% | 1 |  |  |  |  | 0% | [5 empty] | 0% | 0% | 0% | 1 | 1.988% | 0% | 0% | 1 | 19.57% | 0% | 0% | 1 | 79.64% | 0% | 0% | 3 | 79.97% | 0% | 0% | 3 | 0% | 0% | 0% | 1 | 1.756% | 0% | 0% | 1 | 0% | 0% | 1 |  |  |  |  | 0% | [5 empty] | 2.494% | 0% | 2.494% | 1 | 3.695% | 0% | 0% | 1 | 34.42% | 0% | 0% | 1 | 83.32% | 0% | 0% | 3 | 83.58% | 0% | 0% | 3 | 0.2419% | 0% | 0% | 1 | 6.059% | 0% | 0% | 1
145 | San Luis Rey | Greater_SD | 0 | 0 | 0 | 0% | 0% | 1 |  |  |  |  | 0% | [5 empty] | 0% | 0% | 0% | 1 | 12.55% | 0% | 0% | 1 | 93.88% | 0% | 0% | 4 | 94.76% | 0% | 0% | 4 | 94.76% | 0% | 0% | 4 | 1.796% | 0% | 0% | 1 | 24.16% | 0% | 0% | 1 | 0% | 0% | 1 |  |  |  |  | 0% | [5 empty] | 0% | 0% | 0% | 1 | 11.71% | 0% | 0% | 1 | 89.87% | 0% | 0% | 3 | 94.05% | 0% | 0% | 4 | 94.05% | 0% | 0% | 4 | 1.747% | 0% | 0% | 1 | 22.81% | 0% | 0% | 1 | 0% | 0% | 1 |  |  |  |  | 0% | [5 empty] | 3.26% | 0% | 3.26% | 1 | 10.25% | 0% | 0% | 1 | 89.4% | 0% | 0% | 3 | 93.39% | 0% | 0% | 4 | 93.39% | 0% | 0% | 4 | 1.502% | 0% | 0% | 1 | 21.02% | 0% | 0% | 1 | 0% | 0% | 1 |  |  |  |  | 0% | [5 empty] | 0.5982% | 68.86% | 69.46% | 5 | 70.74% | 0% | 0% | 3 | 35.77% | 0% | 0% | 1 | 96.45% | 0% | 0% | 5 | 96.45% | 0% | 0% | 5 | 48.38% | 0% | 0% | 1 | 15.97% | 0% | 0% | 1
146 | Sycamore Canyon | Greater_SD | 0 | 0 | 0 | 0% | 0% | 1 |  |  |  |  | 0% | [5 empty] | 0% | 0% | 0% | 1 | 0% | 0% | 0% | 1 | 0% | 0% | 0% | 1 | 0% | 0% | 0% | 1 | 0% | 0% | 0% | 1 | 0% | 0% | 0% | 1 | 0% | 0% | 0% | 1 | 0% | 0% | 1 |  |  |  |  | 0% | [5 empty] | 0% | 0% | 0% | 1 | 7.873% | 0% | 0% | 1 | 58.09% | 0% | 0% | 2 | 76.08% | 0% | 0% | 3 | 76.08% | 0% | 0% | 3 | 0% | 0% | 0% | 1 | 7.687% | 0% | 0% | 1 | 0% | 0% | 1 |  |  |  |  | 0% | [5 empty] | 0% | 0% | 0% | 1 | 2.225% | 0% | 0% | 1 | 12.62% | 0% | 0% | 1 | 78.76% | 0% | 0% | 3 | 79.13% | 0% | 0% | 3 | 0% | 0% | 0% | 1 | 1.58% | 0% | 0% | 1 | 0% | 0% | 1 |  |  |  |  | 0.1751% | [5 empty] | 13.32% | 66.66% | 79.98% | 5 | 68.05% | 0% | 0% | 2 | 30.26% | 0% | 0% | 1 | 73.44% | 0% | 0% | 3 | 95.45% | 0% | 0% | 5 | 48.7% | 0% | 0% | 1 | 17.23% | 0% | 0% | 1
147 | Talega | Greater_SD | 0 | 0 | 0 | 0% | 0% | 1 |  |  |  |  | 0% | [5 empty] | 4.546% | 0% | 4.546% | 1 | 0% | 0% | 0% | 1 | 30.82% | 0% | 0% | 1 | 87.96% | 0% | 0% | 3 | 87.96% | 0% | 0% | 3 | 0.0239% | 0% | 0% | 1 | 1.04% | 0% | 0% | 1 | 0% | 0% | 1 |  |  |  |  | 0% | [5 empty] | 4.969% | 0% | 4.969% | 1 | 0% | 0% | 0% | 1 | 35.43% | 0% | 0% | 1 | 87.43% | 0% | 0% | 3 | 87.43% | 0% | 0% | 3 | 1.868% | 0% | 0% | 1 | 1.836% | 0% | 0% | 1 | 0% | 0% | 1 |  |  |  |  | 0% | [5 empty] | 3.203% | 0% | 3.203% | 1 | 2.835% | 0% | 0% | 1 | 60.63% | 0% | 0% | 2 | 90.41% | 0% | 0% | 4 | 90.58% | 0% | 0% | 4 | 1.069% | 0% | 0% | 1 | 12.88% | 0% | 0% | 1 | 0% | 0% | 1 |  |  |  |  | 0% | [5 empty] | 0.8648% | 0% | 0.8648% | 1 | 1.958% | 0% | 0% | 1 | 32.01% | 0% | 0% | 1 | 94.61% | 0% | 0% | 4 | 94.66% | 0% | 0% | 4 | 0.2888% | 0% | 0% | 1 | 9.291% | 0% | 0% | 1
148 | Martin (San Francisco H) | Peninsula_Monterey | 0 | 0 | 0 | 0% | 0% | 1 |  |  |  |  | 0% | [5 empty] | 2.104% | 20.96% | 23.06% | 4 | 21.46% | 0% | 0% | 1 | 36.08% | 0% | 0% | 1 | 55.31% | 0% | 0% | 2 | 56.61% | 0% | 0% | 2 | 18.68% | 0% | 0% | 1 | 4.261% | 0% | 0% | 1 | 0% | 0% | 1 |  |  |  |  | 0.682% | [5 empty] | 2.09% | 29.22% | 31.31% | 4 | 28.41% | 0% | 0% | 1 | 46.76% | 0% | 0% | 1 | 64.69% | 0% | 0% | 2 | 67.58% | 0% | 0% | 2 | 23.68% | 0% | 0% | 1 | 6.026% | 0% | 0% | 1 | 0% | 0% | 1 |  |  |  |  | 0.5238% | [5 empty] | 5.44% | 31.28% | 36.72% | 5 | 32.31% | 0% | 0% | 1 | 51.77% | 0% | 0% | 2 | 69.11% | 0% | 0% | 2 | 72.92% | 0% | 0% | 3 | 25.19% | 0% | 0% | 1 | 9.391% | 0% | 0% | 1 | 0% | 0% | 1 |  |  |  |  | 0.245% | [5 empty] | 21.1% | 31.93% | 53.02% | 5 | 33.24% | 0% | 0% | 1 | 41.84% | 0% | 0% | 1 | 68.63% | 0% | 0% | 2 | 77.59% | 0% | 0% | 3 | 32.76% | 0% | 0% | 1 | 9.07% | 0% | 0% | 1
149 | Bellota | Solano | 0 | 0 | 15 | 0% | 0% | 1 |  |  |  |  | 12.68% | [5 empty] | 0% | 0% | 0% | 1 | 69.72% | 0% | 0% | 2 | 1.628% | 0% | 0% | 1 | 19.57% | 0% | 0% | 1 | 71.35% | 0% | 0% | 3 | 20.8% | 0% | 0% | 1 | 6.271% | 0% | 0% | 1 | 0% | 0% | 1 |  |  |  |  | 14.39% | [5 empty] | 1.102% | 0% | 1.102% | 1 | 57.77% | 0% | 0% | 2 | 3.606% | 0% | 0% | 1 | 20.03% | 0% | 0% | 1 | 65.83% | 0% | 0% | 2 | 14.43% | 0% | 0% | 1 | 5.278% | 0% | 0% | 1 | 0% | 0% | 1 |  |  |  |  | 22.79% | [5 empty] | 7.281% | 0% | 7.281% | 1 | 57.52% | 0% | 0% | 2 | 4.963% | 0% | 0% | 1 | 20.18% | 0% | 0% | 1 | 65.84% | 0% | 0% | 2 | 23.89% | 0% | 0% | 1 | 5.351% | 0% | 0% | 1 | 0% | 0% | 1 |  |  |  |  | 46.41% | [5 empty] | 3.958% | 0% | 3.958% | 1 | 47.83% | 0% | 0% | 1 | 11.79% | 0% | 0% | 1 | 21.26% | 0% | 0% | 1 | 56.23% | 0% | 0% | 2 | 16.41% | 0% | 0% | 1 | 6.64% | 0% | 0% | 1
150 | Ripon | Solano | 0 | 0 | 0 | 0% | 0% | 1 |  |  |  |  | 62.24% | [5 empty] | 0% | 0% | 0% | 1 | 38.42% | 0% | 0% | 1 | 5.229% | 0% | 0% | 1 | 6.188% | 0% | 0% | 1 | 40.66% | 0% | 0% | 1 | 0% | 0% | 0% | 1 | 2.475% | 0% | 0% | 1 | 0% | 0% | 1 |  |  |  |  | 60.28% | [5 empty] | 0% | 0% | 0% | 1 | 43.66% | 0% | 0% | 1 | 4.833% | 0% | 0% | 1 | 5.735% | 0% | 0% | 1 | 45.18% | 0% | 0% | 1 | 0% | 0% | 0% | 1 | 2.716% | 0% | 0% | 1 | 0% | 0% | 1 |  |  |  |  | 54.02% | [5 empty] | 0.6249% | 0% | 0.6249% | 1 | 46.06% | 0% | 0% | 1 | 5.619% | 0% | 0% | 1 | 9.111% | 0% | 0% | 1 | 49% | 0% | 0% | 1 | 7.274% | 0% | 0% | 1 | 3.486% | 0% | 0% | 1 | 0% | 0% | 1 |  |  |  |  | 39.49% | [5 empty] | 7.229% | 0% | 7.229% | 1 | 55.14% | 0% | 0% | 2 | 18.19% | 0% | 0% | 1 | 27.26% | 0% | 0% | 1 | 61.52% | 0% | 0% | 2 | 24.25% | 0% | 0% | 1 | 5.327% | 0% | 0% | 1
151 | Lockeford | Solano | 0 | 0 | 0 | 0% | 0% | 1 |  |  |  |  | 65.7% | [5 empty] | 0% | 0% | 0% | 1 | 0% | 0% | 0% | 1 | 0% | 0% | 0% | 1 | 21.61% | 0% | 0% | 1 | 21.61% | 0% | 0% | 1 | 0% | 0% | 0% | 1 | 3.022% | 0% | 0% | 1 | 0% | 0% | 1 |  |  |  |  | 68.69% | [5 empty] | 0% | 0% | 0% | 1 | 0% | 0% | 0% | 1 | 19.13% | 0% | 0% | 1 | 22.12% | 0% | 0% | 1 | 22.12% | 0% | 0% | 1 | 0% | 0% | 0% | 1 | 5.818% | 0% | 0% | 1 | 0% | 0% | 1 |  |  |  |  | 61.83% | [5 empty] | 0% | 0% | 0% | 1 | 15.77% | 0% | 0% | 1 | 15.86% | 0% | 0% | 1 | 18.39% | 0% | 0% | 1 | 29.02% | 0% | 0% | 1 | 1.427% | 0% | 0% | 1 | 5.827% | 0% | 0% | 1 | 0% | 0% | 1 |  |  |  |  | 52.43% | [5 empty] | 2.414% | 0% | 2.414% | 1 | 28.91% | 0% | 0% | 1 | 13.42% | 0% | 0% | 1 | 19.3% | 0% | 0% | 1 | 41.28% | 0% | 0% | 1 | 8.005% | 0% | 0% | 1 | 7.071% | 0% | 0% | 1
152 | Stagg | Solano | 0 | 0 | 0 | 0% | 0% | 1 |  |  |  |  | 86.04% | [5 empty] | 0% | 0% | 0% | 1 | 13.23% | 0% | 0% | 1 | 22.62% | 0% | 0% | 1 | 22.62% | 0% | 0% | 1 | 28.61% | 0% | 0% | 1 | 0% | 0% | 0% | 1 | 5.825% | 0% | 0% | 1 | 0% | 0% | 1 |  |  |  |  | 77.51% | [5 empty] | 0% | 0% | 0% | 1 | 19.78% | 0% | 0% | 1 | 15.25% | 0% | 0% | 1 | 15.25% | 0% | 0% | 1 | 29.92% | 0% | 0% | 1 | 0% | 0% | 0% | 1 | 7.436% | 0% | 0% | 1 | 0% | 0% | 1 |  |  |  |  | 67.81% | [5 empty] | 0.02539% | 0% | 0.02539% | 1 | 16.58% | 0% | 0% | 1 | 15.84% | 0% | 0% | 1 | 15.78% | 0% | 0% | 1 | 29.13% | 0% | 0% | 1 | 0% | 0% | 0% | 1 | 6.8% | 0% | 0% | 1 | 0% | 0% | 1 |  |  |  |  | 48.31% | [5 empty] | 3.703% | 1.101% | 4.804% | 2 | 34.39% | 0% | 0% | 1 | 23.72% | 0% | 0% | 1 | 26.11% | 0% | 0% | 1 | 46.64% | 0% | 0% | 1 | 7.874% | 0% | 0% | 1 | 8.033% | 0% | 0% | 1
153 | Weber | Solano | 0 | 0 | 0 | 0% | 0% | 1 |  |  |  |  | 73.51% | [5 empty] | 0% | 0% | 0% | 1 | 0% | 0% | 0% | 1 | 1.129% | 0% | 0% | 1 | 1.129% | 0% | 0% | 1 | 1.129% | 0% | 0% | 1 | 0% | 0% | 0% | 1 | 2.469% | 0% | 0% | 1 | 0% | 0% | 1 |  |  |  |  | 69.9% | [5 empty] | 0% | 0% | 0% | 1 | 27.07% | 0% | 0% | 1 | 3.32% | 0% | 0% | 1 | 3.474% | 0% | 0% | 1 | 29.42% | 0% | 0% | 1 | 0% | 0% | 0% | 1 | 3.574% | 0% | 0% | 1 | 0% | 0% | 1 |  |  |  |  | 63.67% | [5 empty] | 0% | 0% | 0% | 1 | 32.76% | 0% | 0% | 1 | 9.588% | 0% | 0% | 1 | 11.21% | 0% | 0% | 1 | 38.92% | 0% | 0% | 1 | 1.207% | 0% | 0% | 1 | 5.255% | 0% | 0% | 1 | 0% | 0% | 1 |  |  |  |  | 45.98% | [5 empty] | 3.824% | 0.0687% | 3.892% | 2 | 44.93% | 0% | 0% | 1 | 20.28% | 0% | 0% | 1 | 24.52% | 0% | 0% | 1 | 55.22% | 0% | 0% | 2 | 14.99% | 0% | 0% | 1 | 6.054% | 0% | 0% | 1
154 | Carrizo Plains | Kern_Greater_Carrizo | 0 | 0 | 0 | 0% | 0% | 1 |  |  |  |  | 0% | [5 empty] | 0% | 0% | 0% | 1 | 51.3% | 0% | 0% | 2 | 0.0144% | 0% | 0% | 1 | 10.43% | 0% | 0% | 1 | 56.76% | 0% | 0% | 2 | 68.26% | 0% | 0% | 2 | 1.437% | 0% | 0% | 1 | 0% | 0% | 1 |  |  |  |  | 0% | [5 empty] | 17.07% | 0% | 17.07% | 1 | 42.6% | 0% | 0% | 1 | 3.152% | 0% | 0% | 1 | 9.154% | 0% | 0% | 1 | 48.54% | 0% | 0% | 1 | 69.21% | 0% | 0% | 2 | 1.418% | 0% | 0% | 1 | 0% | 0% | 1 |  |  |  |  | 0% | [5 empty] | 22.74% | 3.098% | 25.84% | 2 | 44.5% | 0% | 0% | 1 | 5.808% | 0% | 0% | 1 | 14.17% | 0% | 0% | 1 | 55.43% | 0% | 0% | 2 | 66.91% | 0% | 0% | 2 | 1.984% | 0% | 0% | 1 | 0% | 0% | 1 |  |  |  |  | 0.2552% | [5 empty] | 28.19% | 14.28% | 42.47% | 3 | 40.73% | 0% | 0% | 1 | 7.129% | 0% | 0% | 1 | 20.51% | 0% | 0% | 1 | 52.56% | 0% | 0% | 2 | 61.98% | 0% | 0% | 2 | 3.13% | 0% | 0% | 1
155 | Cholame | Kern_Greater_Carrizo | 0 | 0 | 0 | 0% | 0% | 1 |  |  |  |  | 0.01635% | [5 empty] | 3.304% | 0% | 3.304% | 1 | 64.86% | 0% | 0% | 2 | 12.07% | 0% | 0% | 1 | 33.11% | 0% | 0% | 1 | 71.1% | 0% | 0% | 3 | 49.18% | 0% | 0% | 1 | 1.541% | 0% | 0% | 1 | 0% | 0% | 1 |  |  |  |  | 0.2301% | [5 empty] | 9.681% | 0% | 9.681% | 1 | 58.92% | 0% | 0% | 2 | 6.196% | 0% | 0% | 1 | 17.75% | 0% | 0% | 1 | 62.66% | 0% | 0% | 2 | 58.92% | 0% | 0% | 2 | 0.9615% | 0% | 0% | 1 | 0% | 0% | 1 |  |  |  |  | 1.287% | [5 empty] | 22.34% | 0.9677% | 23.3% | 2 | 48.44% | 0% | 0% | 1 | 4.96% | 0% | 0% | 1 | 19.32% | 0% | 0% | 1 | 57.7% | 0% | 0% | 2 | 53.7% | 0% | 0% | 2 | 1.962% | 0% | 0% | 1 | 0% | 0% | 1 |  |  |  |  | 0.95% | [5 empty] | 23.99% | 13.18% | 37.16% | 3 | 46.51% | 0% | 0% | 1 | 10.98% | 0% | 0% | 1 | 26.46% | 0% | 0% | 1 | 58.89% | 0% | 0% | 2 | 52.2% | 0% | 0% | 2 | 2.504% | 0% | 0% | 1
156 | Mesa | Kern_Greater_Carrizo | 0 | 0 | 0 | 0% | 0% | 1 |  |  |  |  | 18.12% | [5 empty] | 11.9% | 36.36% | 48.26% | 5 | 16.46% | 0% | 0% | 1 | 0.0009419% | 0% | 0% | 1 | 17.81% | 0% | 0% | 1 | 30.65% | 0% | 0% | 1 | 45.26% | 0% | 0% | 1 | 6.771% | 0% | 0% | 1 | 0% | 0% | 1 |  |  |  |  | 6.968% | [5 empty] | 20.67% | 41.13% | 61.8% | 5 | 23.39% | 0% | 0% | 1 | 1.17% | 0% | 0% | 1 | 29.54% | 0% | 0% | 1 | 36.85% | 0% | 0% | 1 | 63.79% | 0% | 0% | 2 | 7.522% | 0% | 0% | 1 | 0% | 0% | 1 |  |  |  |  | 4.433% | [5 empty] | 32.56% | 42.07% | 74.63% | 5 | 30.26% | 0% | 0% | 1 | 1.154% | 0% | 0% | 1 | 26.49% | 0% | 0% | 1 | 41.76% | 0% | 0% | 1 | 71.82% | 0% | 0% | 3 | 6.924% | 0% | 0% | 1 | 0% | 0% | 1 |  |  |  |  | 2.859% | [5 empty] | 49.98% | 32.38% | 82.35% | 5 | 33.41% | 0% | 0% | 1 | 7.773% | 0% | 0% | 1 | 37.05% | 0% | 0% | 1 | 55.07% | 0% | 0% | 2 | 63.62% | 0% | 0% | 2 | 5.415% | 0% | 0% | 1
157 | Oceano | Kern_Greater_Carrizo | 0 | 0 | 0 | 0% | 0% | 1 |  |  |  |  | 3.722% | [5 empty] | 36.03% | 31.7% | 67.73% | 5 | 25.01% | 0% | 0% | 1 | 1.148% | 0% | 0% | 1 | 21.92% | 0% | 0% | 1 | 28.59% | 0% | 0% | 1 | 46.09% | 0% | 0% | 1 | 11.27% | 0% | 0% | 1 | 0% | 0% | 1 |  |  |  |  | 7.229% | [5 empty] | 25.25% | 42.7% | 67.95% | 5 | 29.98% | 0% | 0% | 1 | 1.985% | 0% | 0% | 1 | 36.76% | 0% | 0% | 1 | 45.44% | 0% | 0% | 1 | 57.97% | 0% | 0% | 2 | 9.252% | 0% | 0% | 1 | 0% | 0% | 1 |  |  |  |  | 4.348% | [5 empty] | 31.3% | 47.99% | 79.29% | 5 | 27.39% | 0% | 0% | 1 | 3.138% | 0% | 0% | 1 | 36.13% | 0% | 0% | 1 | 46.41% | 0% | 0% | 1 | 67.14% | 0% | 0% | 2 | 8.016% | 0% | 0% | 1 | 0% | 0% | 1 |  |  |  |  | 1.85% | [5 empty] | 42.41% | 38.89% | 81.3% | 5 | 30.65% | 0% | 0% | 1 | 9.947% | 0% | 0% | 1 | 33.49% | 0% | 0% | 1 | 48.22% | 0% | 0% | 1 | 58.38% | 0% | 0% | 2 | 6.045% | 0% | 0% | 1
158 | San Luis Obispo | Kern_Greater_Carrizo | 0 | 0 | 0 | 0% | 0% | 1 |  |  |  |  | 0.5666% | [5 empty] | 40.24% | 57.53% | 97.77% | 5 | 34.53% | 0% | 0% | 1 | 12.33% | 0% | 0% | 1 | 49.11% | 0% | 0% | 1 | 59.25% | 0% | 0% | 2 | 74.89% | 0% | 0% | 3 | 9.357% | 0% | 0% | 1 | 0% | 0% | 1 |  |  |  |  | 0.2186% | [5 empty] | 28.51% | 68.13% | 96.64% | 5 | 39.99% | 0% | 0% | 1 | 18.66% | 0% | 0% | 1 | 52.37% | 0% | 0% | 2 | 64.67% | 0% | 0% | 2 | 65.22% | 0% | 0% | 2 | 6.881% | 0% | 0% | 1 | 0% | 0% | 1 |  |  |  |  | 0.7658% | [5 empty] | 40.03% | 42.77% | 82.81% | 5 | 34.53% | 0% | 0% | 1 | 14.24% | 0% | 0% | 1 | 39.32% | 0% | 0% | 1 | 54.35% | 0% | 0% | 2 | 50.21% | 0% | 0% | 2 | 6.157% | 0% | 0% | 1 | 0% | 0% | 1 |  |  |  |  | 2.378% | [5 empty] | 42.35% | 33.43% | 75.77% | 5 | 30.07% | 0% | 0% | 1 | 12.24% | 0% | 0% | 1 | 32.11% | 0% | 0% | 1 | 48.32% | 0% | 0% | 1 | 53.49% | 0% | 0% | 2 | 5.447% | 0% | 0% | 1
159 | Templeton | Kern_Greater_Carrizo | 113.07 | 4522.8 | 10 | 16.18% | 0% | 1 |  |  |  |  | 2.815% | [5 empty] | 31.13% | 35.32% | 66.44% | 5 | 28.68% | 8.965% | 0% | 1 | 23.59% | 8.369% | 0% | 1 | 36.06% | 10% | 0% | 1 | 46.98% | 12.06% | 0% | 1 | 34.69% | 9.79% | 0% | 1 | 3.829% | 12.06% | 0% | 1 | 11.86% | 0% | 1 |  |  |  |  | 2.193% | [5 empty] | 38.85% | 28.13% | 66.98% | 4 | 34.62% | 5.923% | 0% | 1 | 19.11% | 4.788% | 0% | 1 | 33.18% | 5.796% | 0% | 1 | 49.56% | 7.678% | 0% | 1 | 41.69% | 6.642% | 0% | 1 | 4.889% | 7.678% | 0% | 1 | 10.66% | 0% | 1 |  |  |  |  | 1.831% | [5 empty] | 43.52% | 28.07% | 71.59% | 4 | 35.47% | 4.959% | 0% | 1 | 18.05% | 3.905% | 0% | 1 | 32.34% | 4.73% | 0% | 1 | 51.56% | 6.606% | 0% | 2 | 44.51% | 5.767% | 0% | 1 | 4.448% | 6.606% | 0% | 1 | 8.905% | 0% | 1 |  |  |  |  | 1.599% | [5 empty] | 32.45% | 22.72% | 55.17% | 4 | 44.19% | 3.202% | 0% | 1 | 13.38% | 2.063% | 0% | 1 | 33.64% | 2.693% | 0% | 1 | 60.58% | 4.533% | 0% | 2 | 47.93% | 3.432% | 0% | 1 | 3.973% | 4.533% | 0% | 1
160 | Sisquoc | Kern_Greater_Carrizo | 0 | 0 | 0 | 0% | 0% | 1 |  |  |  |  | 0.4105% | [5 empty] | 0.7415% | 28.79% | 29.54% | 4 | 42.34% | 0% | 0% | 1 | 2.231% | 0% | 0% | 1 | 70.46% | 0% | 0% | 3 | 70.46% | 0% | 0% | 3 | 56.45% | 0% | 0% | 2 | 0.021% | 0% | 0% | 1 | 0% | 0% | 1 |  |  |  |  | 5.494% | [5 empty] | 50.5% | 27.18% | 77.69% | 5 | 44.82% | 0% | 0% | 1 | 3.556% | 0% | 0% | 1 | 46.25% | 0% | 0% | 1 | 67.72% | 0% | 0% | 2 | 62.33% | 0% | 0% | 2 | 2.594% | 0% | 0% | 1 | 0% | 0% | 1 |  |  |  |  | 5.651% | [5 empty] | 46.7% | 31.11% | 77.81% | 5 | 38.29% | 0% | 0% | 1 | 3.44% | 0% | 0% | 1 | 35.21% | 0% | 0% | 1 | 52.95% | 0% | 0% | 2 | 59.94% | 0% | 0% | 2 | 5.337% | 0% | 0% | 1 | 0% | 0% | 1 |  |  |  |  | 2.636% | [5 empty] | 65.51% | 19.36% | 84.87% | 5 | 49.17% | 0% | 0% | 1 | 4.396% | 0% | 0% | 1 | 21.07% | 0% | 0% | 1 | 59.95% | 0% | 0% | 2 | 68.69% | 0% | 0% | 2 | 6.294% | 0% | 0% | 1
161 | Goleta | Kern_Greater_Carrizo | 0 | 0 | 0 | 0% | 0% | 1 |  |  |  |  | 0.1702% | [5 empty] | 20.11% | 30.9% | 51.01% | 5 | 31.37% | 0% | 0% | 1 | 0% | 0% | 0% | 1 | 2.972% | 0% | 0% | 1 | 34.34% | 0% | 0% | 1 | 34.06% | 0% | 0% | 1 | 6.935% | 0% | 0% | 1 | 0% | 0% | 1 |  |  |  |  | 2.569% | [5 empty] | 40.09% | 31.97% | 72.06% | 5 | 66.77% | 0% | 0% | 2 | 1.437% | 0% | 0% | 1 | 8.423% | 0% | 0% | 1 | 75.19% | 0% | 0% | 3 | 30.16% | 0% | 0% | 1 | 6.242% | 0% | 0% | 1 | 0% | 0% | 1 |  |  |  |  | 2.32% | [5 empty] | 47.12% | 37.33% | 84.45% | 5 | 56.05% | 0% | 0% | 2 | 0.8842% | 0% | 0% | 1 | 8.492% | 0% | 0% | 1 | 64.48% | 0% | 0% | 2 | 49.41% | 0% | 0% | 1 | 7.112% | 0% | 0% | 1 | 0% | 0% | 1 |  |  |  |  | 2.2% | [5 empty] | 78.56% | 11.05% | 89.61% | 5 | 62.92% | 0% | 0% | 2 | 3.464% | 0% | 0% | 1 | 16.7% | 0% | 0% | 1 | 71.83% | 0% | 0% | 3 | 63.66% | 0% | 0% | 2 | 5.443% | 0% | 0% | 1
162 | Schulte Switching Station | Peninsula_Monterey | 0 | 0 | 0 | 0% | 0% | 1 |  |  |  |  | 0% | [5 empty] | 0% | 0% | 0% | 1 | 0% | 0% | 0% | 1 | 0% | 0% | 0% | 1 | 18.54% | 0% | 0% | 1 | 18.54% | 0% | 0% | 1 | 0% | 0% | 0% | 1 | 92.87% | 0% | 0% | 4 | 0% | 0% | 1 |  |  |  |  | 0.134% | [5 empty] | 34.47% | 48.8% | 83.27% | 5 | 71.34% | 0% | 0% | 3 | 18.56% | 0% | 0% | 1 | 64.74% | 0% | 0% | 2 | 81.43% | 0% | 0% | 3 | 35% | 0% | 0% | 1 | 15.79% | 0% | 0% | 1 | 0% | 0% | 1 |  |  |  |  | 0.04856% | [5 empty] | 63.07% | 31.38% | 94.45% | 5 | 81.08% | 0% | 0% | 3 | 19.99% | 0% | 0% | 1 | 45.78% | 0% | 0% | 1 | 92.81% | 0% | 0% | 4 | 73.63% | 0% | 0% | 3 | 6.581% | 0% | 0% | 1 | 0% | 0% | 1 |  |  |  |  | 0.2786% | [5 empty] | 46.58% | 18.37% | 64.95% | 3 | 76.74% | 0% | 0% | 3 | 44.5% | 0% | 0% | 1 | 63.79% | 0% | 0% | 2 | 94.18% | 0% | 0% | 4 | 69.38% | 0% | 0% | 2 | 5.207% | 0% | 0% | 1
163 | Hicks | Peninsula_Monterey | 0 | 0 | 0 | 0% | 0% | 1 |  |  |  |  | 0.1698% | [5 empty] | 0% | 100% | 100% | 5 | 53.6% | 0% | 0% | 2 | 0% | 0% | 0% | 1 | 69.33% | 0% | 0% | 2 | 89.86% | 0% | 0% | 3 | 30.36% | 0% | 0% | 1 | 0.9745% | 0% | 0% | 1 | 0% | 0% | 1 |  |  |  |  | 0.1861% | [5 empty] | 11.89% | 88.11% | 100% | 5 | 72.83% | 0% | 0% | 3 | 0.475% | 0% | 0% | 1 | 68.1% | 0% | 0% | 2 | 93.65% | 0% | 0% | 4 | 45.28% | 0% | 0% | 1 | 1.393% | 0% | 0% | 1 | 0% | 0% | 1 |  |  |  |  | 0.06008% | [5 empty] | 65.5% | 31.3% | 96.8% | 5 | 77.83% | 0% | 0% | 3 | 17.8% | 0% | 0% | 1 | 56.61% | 0% | 0% | 2 | 92.74% | 0% | 0% | 4 | 73.84% | 0% | 0% | 3 | 3.597% | 0% | 0% | 1 | 0% | 0% | 1 |  |  |  |  | 2.452% | [5 empty] | 62.88% | 18.13% | 81.01% | 5 | 73.8% | 0% | 0% | 3 | 38.95% | 0% | 0% | 1 | 62.49% | 0% | 0% | 2 | 95% | 0% | 0% | 4 | 71.97% | 0% | 0% | 3 | 4.947% | 0% | 0% | 1
164 | Cottonwood | Northern_California | 0 | 0 | 0 | 0% | 0% | 1 |  |  |  |  | 2.101% | [5 empty] | 86.56% | 0% | 86.56% | 5 | 26.12% | 0% | 0% | 1 | 8.513% | 0% | 0% | 1 | 8.838% | 0% | 0% | 1 | 32.48% | 0% | 0% | 1 | 27.76% | 0% | 0% | 1 | 4.688% | 0% | 0% | 1 | 0% | 0% | 1 |  |  |  |  | 1.026% | [5 empty] | 88.82% | 2.759% | 91.58% | 5 | 37.37% | 0% | 0% | 1 | 5.813% | 0% | 0% | 1 | 4.281% | 0% | 0% | 1 | 40.9% | 0% | 0% | 1 | 44.73% | 0% | 0% | 1 | 4.616% | 0% | 0% | 1 | 0% | 0% | 1 |  |  |  |  | 3.968% | [5 empty] | 83.3% | 5.438% | 88.74% | 5 | 29.5% | 0% | 0% | 1 | 7.083% | 0% | 0% | 1 | 6.956% | 0% | 0% | 1 | 35.12% | 0% | 0% | 1 | 52.7% | 0% | 0% | 2 | 4.737% | 0% | 0% | 1 | 0% | 0% | 1 |  |  |  |  | 5.549% | [5 empty] | 75.42% | 5.004% | 80.42% | 5 | 37.21% | 0% | 0% | 1 | 12.31% | 0% | 0% | 1 | 14.27% | 0% | 0% | 1 | 45.19% | 0% | 0% | 1 | 58.81% | 0% | 0% | 2 | 8.783% | 0% | 0% | 1
165 | Jessup | Northern_California | 0 | 0 | 0 | 0% | 0% | 1 |  |  |  |  | 2.962% | [5 empty] | 72.35% | 9.705% | 82.06% | 5 | 44.1% | 0% | 0% | 1 | 10.54% | 0% | 0% | 1 | 5.463% | 0% | 0% | 1 | 50.4% | 0% | 0% | 2 | 23.93% | 0% | 0% | 1 | 4.27% | 0% | 0% | 1 | 0% | 0% | 1 |  |  |  |  | 1.196% | [5 empty] | 83.79% | 9.571% | 93.36% | 5 | 39.17% | 0% | 0% | 1 | 8.299% | 0% | 0% | 1 | 6.705% | 0% | 0% | 1 | 44.92% | 0% | 0% | 1 | 41.94% | 0% | 0% | 1 | 3.413% | 0% | 0% | 1 | 0% | 0% | 1 |  |  |  |  | 0.6331% | [5 empty] | 89.98% | 4.993% | 94.97% | 5 | 36.1% | 0% | 0% | 1 | 9.861% | 0% | 0% | 1 | 12.69% | 0% | 0% | 1 | 42.84% | 0% | 0% | 1 | 53.14% | 0% | 0% | 2 | 3.001% | 0% | 0% | 1 | 0% | 0% | 1 |  |  |  |  | 4.612% | [5 empty] | 80.72% | 5.872% | 86.59% | 5 | 33.12% | 0% | 0% | 1 | 13.21% | 0% | 0% | 1 | 16.41% | 0% | 0% | 1 | 42.67% | 0% | 0% | 1 | 62.29% | 0% | 0% | 2 | 5.5% | 0% | 0% | 1
166 | Round Mountain | Northern_California | 0 | 0 | 10 | 0% | 0% | 1 |  |  |  |  | 0.1035% | [5 empty] | 90.37% | 9.082% | 99.46% | 5 | 67.28% | 0% | 0% | 2 | 17.91% | 0% | 0% | 1 | 22.58% | 0% | 0% | 1 | 73.27% | 0% | 0% | 3 | 66.36% | 0% | 0% | 2 | 5.157% | 0% | 0% | 1 | 0% | 0% | 1 |  |  |  |  | 0.0475% | [5 empty] | 95.09% | 4.166% | 99.26% | 5 | 52.32% | 0% | 0% | 2 | 24.61% | 0% | 0% | 1 | 29.14% | 0% | 0% | 1 | 66.96% | 0% | 0% | 2 | 70.92% | 0% | 0% | 3 | 4.949% | 0% | 0% | 1 | 0% | 0% | 1 |  |  |  |  | 0.03995% | [5 empty] | 95.36% | 3.941% | 99.31% | 5 | 48.55% | 0% | 0% | 1 | 22.79% | 0% | 0% | 1 | 26.71% | 0% | 0% | 1 | 61.26% | 0% | 0% | 2 | 71.89% | 0% | 0% | 3 | 4.34% | 0% | 0% | 1 | 0% | 0% | 1 |  |  |  |  | 0.09752% | [5 empty] | 94.49% | 4.998% | 99.49% | 5 | 41.77% | 0% | 0% | 1 | 20.7% | 0% | 0% | 1 | 23.79% | 0% | 0% | 1 | 55.22% | 0% | 0% | 2 | 65.44% | 0% | 0% | 2 | 4.244% | 0% | 0% | 1
167 | Carquinez | Solano | 0 | 0 | 0 | 0% | 0% | 1 |  |  |  |  | 0.05413% | [5 empty] | 32.7% | 0% | 32.7% | 2 | 15.47% | 0% | 0% | 1 | 32.65% | 0% | 0% | 1 | 49.62% | 0% | 0% | 1 | 73% | 0% | 0% | 3 | 18.77% | 0% | 0% | 1 | 12.25% | 0% | 0% | 1 | 0% | 0% | 1 |  |  |  |  | 4.488% | [5 empty] | 32.73% | 0.2376% | 32.97% | 2 | 30.56% | 0% | 0% | 1 | 30.28% | 0% | 0% | 1 | 43.83% | 0% | 0% | 1 | 72.89% | 0% | 0% | 3 | 22.99% | 0% | 0% | 1 | 18.86% | 0% | 0% | 1 | 0% | 0% | 1 |  |  |  |  | 5.009% | [5 empty] | 40.81% | 4.494% | 45.31% | 2 | 46.9% | 0% | 0% | 1 | 27% | 0% | 0% | 1 | 38.4% | 0% | 0% | 1 | 76.51% | 0% | 0% | 3 | 32.15% | 0% | 0% | 1 | 19.05% | 0% | 0% | 1 | 0% | 0% | 1 |  |  |  |  | 4.843% | [5 empty] | 42.83% | 12.51% | 55.34% | 3 | 50.97% | 0% | 0% | 2 | 34.24% | 0% | 0% | 1 | 46.8% | 0% | 0% | 1 | 77.78% | 0% | 0% | 3 | 40.73% | 0% | 0% | 1 | 16.5% | 0% | 0% | 1
168 | Peabody | Solano | 0 | 0 | 0 | 0% | 0% | 1 |  |  |  |  | 16.51% | [5 empty] | 32.08% | 0% | 32.08% | 2 | 29.6% | 0% | 0% | 1 | 35.52% | 0% | 0% | 1 | 35.64% | 0% | 0% | 1 | 67.72% | 0% | 0% | 2 | 21.15% | 0% | 0% | 1 | 25.47% | 0% | 0% | 1 | 0% | 0% | 1 |  |  |  |  | 21.58% | [5 empty] | 30.1% | 0% | 30.1% | 2 | 43.9% | 0% | 0% | 1 | 22.19% | 0% | 0% | 1 | 21.93% | 0% | 0% | 1 | 62.09% | 0% | 0% | 2 | 24.45% | 0% | 0% | 1 | 21.12% | 0% | 0% | 1 | 0% | 0% | 1 |  |  |  |  | 33.37% | [5 empty] | 22.36% | 0% | 22.36% | 2 | 34% | 0% | 0% | 1 | 18.32% | 0% | 0% | 1 | 20.68% | 0% | 0% | 1 | 50.22% | 0% | 0% | 2 | 18.51% | 0% | 0% | 1 | 17.76% | 0% | 0% | 1 | 0% | 0% | 1 |  |  |  |  | 36.67% | [5 empty] | 19.85% | 4.318% | 24.17% | 2 | 36.36% | 0% | 0% | 1 | 21.71% | 0% | 0% | 1 | 28% | 0% | 0% | 1 | 55.7% | 0% | 0% | 2 | 18.7% | 0% | 0% | 1 | 12.48% | 0% | 0% | 1
169 | Vaca Dixon | Solano | 0 | 0 | 0 | 0% | 0% | 1 |  |  |  |  | 57.19% | [5 empty] | 11.8% | 0% | 11.8% | 1 | 23.77% | 0% | 0% | 1 | 13.27% | 0% | 0% | 1 | 10.3% | 0% | 0% | 1 | 35.74% | 0% | 0% | 1 | 6.758% | 0% | 0% | 1 | 5.985% | 0% | 0% | 1 | 0% | 0% | 1 |  |  |  |  | 43.1% | [5 empty] | 21.22% | 0% | 21.22% | 2 | 30.78% | 0% | 0% | 1 | 14.04% | 0% | 0% | 1 | 14.37% | 0% | 0% | 1 | 44.53% | 0% | 0% | 1 | 16.24% | 0% | 0% | 1 | 12.63% | 0% | 0% | 1 | 0% | 0% | 1 |  |  |  |  | 42.51% | [5 empty] | 23.76% | 0% | 23.76% | 2 | 37.68% | 0% | 0% | 1 | 12.68% | 0% | 0% | 1 | 19.52% | 0% | 0% | 1 | 51.14% | 0% | 0% | 2 | 19.58% | 0% | 0% | 1 | 10.96% | 0% | 0% | 1 | 0% | 0% | 1 |  |  |  |  | 39.44% | [5 empty] | 17.27% | 2.807% | 20.08% | 2 | 42.36% | 0% | 0% | 1 | 16.81% | 0% | 0% | 1 | 23.22% | 0% | 0% | 1 | 58.09% | 0% | 0% | 2 | 17.21% | 0% | 0% | 1 | 10.71% | 0% | 0% | 1
170 | Bellevue | Mendocino_Marin | 0 | 0 | 0 | 0% | 0% | 1 |  |  |  |  | 1.386% | [5 empty] | 86.74% | 6.493% | 93.23% | 5 | 57.34% | 0% | 0% | 2 | 39.06% | 0% | 0% | 1 | 65.86% | 0% | 0% | 2 | 75.01% | 0% | 0% | 3 | 68.61% | 0% | 0% | 2 | 6.616% | 0% | 0% | 1 | 0% | 0% | 1 |  |  |  |  | 1.915% | [5 empty] | 51.16% | 35.42% | 86.58% | 5 | 63.55% | 0% | 0% | 2 | 25.81% | 0% | 0% | 1 | 59.14% | 0% | 0% | 2 | 84.55% | 0% | 0% | 3 | 69.27% | 0% | 0% | 2 | 5.962% | 0% | 0% | 1 | 0% | 0% | 1 |  |  |  |  | 1.325% | [5 empty] | 45.55% | 36.19% | 81.74% | 5 | 71.64% | 0% | 0% | 3 | 30.3% | 0% | 0% | 1 | 58.2% | 0% | 0% | 2 | 88.39% | 0% | 0% | 3 | 71.43% | 0% | 0% | 3 | 6.015% | 0% | 0% | 1 | 0% | 0% | 1 |  |  |  |  | 1.952% | [5 empty] | 52.21% | 34.77% | 86.99% | 5 | 71.02% | 0% | 0% | 3 | 29.62% | 0% | 0% | 1 | 64% | 0% | 0% | 2 | 90.56% | 0% | 0% | 4 | 71.01% | 0% | 0% | 3 | 5.497% | 0% | 0% | 1
171 | Cloverdale | Mendocino_Marin | 0 | 0 | 0 | 0% | 0% | 1 |  |  |  |  | 2.517% | [5 empty] | 48.49% | 45.03% | 93.51% | 5 | 84.89% | 0% | 0% | 3 | 33.51% | 0% | 0% | 1 | 51.13% | 0% | 0% | 2 | 97.58% | 0% | 0% | 5 | 67.97% | 0% | 0% | 2 | 1.149% | 0% | 0% | 1 | 0% | 0% | 1 |  |  |  |  | 1.199% | [5 empty] | 58.78% | 38.51% | 97.29% | 5 | 75.72% | 0% | 0% | 3 | 32.14% | 0% | 0% | 1 | 57.14% | 0% | 0% | 2 | 90.2% | 0% | 0% | 4 | 71.57% | 0% | 0% | 3 | 0.9495% | 0% | 0% | 1 | 0% | 0% | 1 |  |  |  |  | 1.616% | [5 empty] | 60.83% | 36.49% | 97.32% | 5 | 57.51% | 0% | 0% | 2 | 32.51% | 0% | 0% | 1 | 62.3% | 0% | 0% | 2 | 87.41% | 0% | 0% | 3 | 68.97% | 0% | 0% | 2 | 0.8428% | 0% | 0% | 1 | 0% | 0% | 1 |  |  |  |  | 1.538% | [5 empty] | 65.2% | 31.62% | 96.82% | 5 | 47.79% | 0% | 0% | 1 | 26.63% | 0% | 0% | 1 | 57.11% | 0% | 0% | 2 | 77.55% | 0% | 0% | 3 | 66.49% | 0% | 0% | 2 | 1.017% | 0% | 0% | 1
172 | Fulton | Mendocino_Marin | 0 | 0 | 0 | 0% | 0% | 1 |  |  |  |  | 0.3451% | [5 empty] | 0.047% | 99.95% | 100% | 5 | 82.82% | 0% | 0% | 3 | 12.93% | 0% | 0% | 1 | 94.47% | 0% | 0% | 4 | 97.89% | 0% | 0% | 5 | 52.18% | 0% | 0% | 2 | 1.919% | 0% | 0% | 1 | 0% | 0% | 1 |  |  |  |  | 2.621% | [5 empty] | 9.104% | 87.74% | 96.85% | 5 | 51.67% | 0% | 0% | 2 | 22.64% | 0% | 0% | 1 | 53.11% | 0% | 0% | 2 | 77.31% | 0% | 0% | 3 | 62.34% | 0% | 0% | 2 | 2.17% | 0% | 0% | 1 | 0% | 0% | 1 |  |  |  |  | 1.881% | [5 empty] | 35.36% | 49.62% | 84.98% | 5 | 66.41% | 0% | 0% | 2 | 32.46% | 0% | 0% | 1 | 67.6% | 0% | 0% | 2 | 88.42% | 0% | 0% | 3 | 69.87% | 0% | 0% | 2 | 4.209% | 0% | 0% | 1 | 0% | 0% | 1 |  |  |  |  | 1.923% | [5 empty] | 51.37% | 38.09% | 89.46% | 5 | 67.37% | 0% | 0% | 2 | 31.37% | 0% | 0% | 1 | 63.43% | 0% | 0% | 2 | 90% | 0% | 0% | 3 | 65.43% | 0% | 0% | 2 | 3.62% | 0% | 0% | 1
173 | Lakeville | Mendocino_Marin | 0 | 0 | 0 | 0% | 0% | 1 |  |  |  |  | 2.328% | [5 empty] | 82.66% | 9.195% | 91.85% | 5 | 84.34% | 0% | 0% | 3 | 34.62% | 0% | 0% | 1 | 56.93% | 0% | 0% | 2 | 87.75% | 0% | 0% | 3 | 66.38% | 0% | 0% | 2 | 4.291% | 0% | 0% | 1 | 0% | 0% | 1 |  |  |  |  | 1.318% | [5 empty] | 69.71% | 22.42% | 92.13% | 5 | 75.74% | 0% | 0% | 3 | 26.92% | 0% | 0% | 1 | 55.93% | 0% | 0% | 2 | 88.55% | 0% | 0% | 3 | 74.74% | 0% | 0% | 3 | 6.621% | 0% | 0% | 1 | 0% | 0% | 1 |  |  |  |  | 0.9052% | [5 empty] | 59.29% | 25.35% | 84.64% | 5 | 73.5% | 0% | 0% | 3 | 26.04% | 0% | 0% | 1 | 60.64% | 0% | 0% | 2 | 91.01% | 0% | 0% | 4 | 71.21% | 0% | 0% | 3 | 7.999% | 0% | 0% | 1 | 0% | 0% | 1 |  |  |  |  | 3.02% | [5 empty] | 50.71% | 23.47% | 74.18% | 4 | 63.35% | 0% | 0% | 2 | 28.46% | 0% | 0% | 1 | 51.12% | 0% | 0% | 2 | 84.56% | 0% | 0% | 3 | 59.35% | 0% | 0% | 2 | 8.129% | 0% | 0% | 1
174 | Penngrove | Mendocino_Marin | 0 | 0 | 0 | 0% | 0% | 1 |  |  |  |  | 1.244% | [5 empty] | 95.28% | 1.345% | 96.62% | 5 | 60.89% | 0% | 0% | 2 | 27.77% | 0% | 0% | 1 | 62.43% | 0% | 0% | 2 | 82.22% | 0% | 0% | 3 | 75.41% | 0% | 0% | 3 | 5.729% | 0% | 0% | 1 | 0% | 0% | 1 |  |  |  |  | 1.534% | [5 empty] | 65.47% | 21.63% | 87.1% | 5 | 73.45% | 0% | 0% | 3 | 24.36% | 0% | 0% | 1 | 57.77% | 0% | 0% | 2 | 88.69% | 0% | 0% | 3 | 76.21% | 0% | 0% | 3 | 6.091% | 0% | 0% | 1 | 0% | 0% | 1 |  |  |  |  | 1.367% | [5 empty] | 48.31% | 32.52% | 80.83% | 5 | 72.9% | 0% | 0% | 3 | 33.07% | 0% | 0% | 1 | 57.8% | 0% | 0% | 2 | 88.41% | 0% | 0% | 3 | 70.36% | 0% | 0% | 3 | 6.602% | 0% | 0% | 1 | 0% | 0% | 1 |  |  |  |  | 1.795% | [5 empty] | 49.69% | 32.31% | 82% | 5 | 69.62% | 0% | 0% | 2 | 27.26% | 0% | 0% | 1 | 58.16% | 0% | 0% | 2 | 89.16% | 0% | 0% | 3 | 68.15% | 0% | 0% | 2 | 6.787% | 0% | 0% | 1
175 | Warnerville | Central_Valley_North_Los_Banos | 0 | 0 | 0 | 0% | 0% | 1 |  |  |  |  | 21.73% | [5 empty] | 0% | 0% | 0% | 1 | 68.97% | 0% | 0% | 2 | 13.04% | 0% | 0% | 1 | 32.61% | 0% | 0% | 1 | 79.14% | 0% | 0% | 3 | 20.45% | 0% | 0% | 1 | 7.667% | 0% | 0% | 1 | 0% | 0% | 1 |  |  |  |  | 21% | [5 empty] | 4.205% | 0% | 4.205% | 1 | 68.29% | 0% | 0% | 2 | 16.2% | 0% | 0% | 1 | 31.59% | 0% | 0% | 1 | 76.61% | 0% | 0% | 3 | 28.98% | 0% | 0% | 1 | 8.13% | 0% | 0% | 1 | 0% | 0% | 1 |  |  |  |  | 30.07% | [5 empty] | 4.404% | 0% | 4.404% | 1 | 57.86% | 0% | 0% | 2 | 14.91% | 0% | 0% | 1 | 28.3% | 0% | 0% | 1 | 66.6% | 0% | 0% | 2 | 23.59% | 0% | 0% | 1 | 6.475% | 0% | 0% | 1 | 0% | 0% | 1 |  |  |  |  | 37.11% | [5 empty] | 3.419% | 0% | 3.419% | 1 | 52.46% | 0% | 0% | 2 | 16.1% | 0% | 0% | 1 | 26.14% | 0% | 0% | 1 | 60.52% | 0% | 0% | 2 | 20.03% | 0% | 0% | 1 | 7.171% | 0% | 0% | 1
176 | Riverbank | Central_Valley_North_Los_Banos | 0 | 0 | 0 | 0% | 0% | 1 |  |  |  |  | 23.22% | [5 empty] | 0% | 0% | 0% | 1 | 69.78% | 0% | 0% | 2 | 4.658% | 0% | 0% | 1 | 17.85% | 0% | 0% | 1 | 77.28% | 0% | 0% | 3 | 6.436% | 0% | 0% | 1 | 4.965% | 0% | 0% | 1 | 0% | 0% | 1 |  |  |  |  | 32.23% | [5 empty] | 1.614% | 0% | 1.614% | 1 | 62.43% | 0% | 0% | 2 | 8.233% | 0% | 0% | 1 | 22.43% | 0% | 0% | 1 | 69.9% | 0% | 0% | 2 | 18.67% | 0% | 0% | 1 | 5.503% | 0% | 0% | 1 | 0% | 0% | 1 |  |  |  |  | 33.67% | [5 empty] | 4.651% | 0% | 4.651% | 1 | 57.49% | 0% | 0% | 2 | 12.15% | 0% | 0% | 1 | 23.49% | 0% | 0% | 1 | 63.68% | 0% | 0% | 2 | 21.58% | 0% | 0% | 1 | 6.351% | 0% | 0% | 1 | 0% | 0% | 1 |  |  |  |  | 38.96% | [5 empty] | 4.503% | 0% | 4.503% | 1 | 52.92% | 0% | 0% | 2 | 13.7% | 0% | 0% | 1 | 23.49% | 0% | 0% | 1 | 59.51% | 0% | 0% | 2 | 21.63% | 0% | 0% | 1 | 6.318% | 0% | 0% | 1
177 | Pease | Northern_California | 0 | 0 | 0 | 0% | 0% | 1 |  |  |  |  | 45.34% | [5 empty] | 0% | 0% | 0% | 1 | 44.47% | 0% | 0% | 1 | 13.58% | 0% | 0% | 1 | 28.94% | 0% | 0% | 1 | 68.75% | 0% | 0% | 2 | 8.561% | 0% | 0% | 1 | 5.932% | 0% | 0% | 1 | 0% | 0% | 1 |  |  |  |  | 44.27% | [5 empty] | 0.02344% | 0% | 0.02344% | 1 | 51.53% | 0% | 0% | 2 | 14.25% | 0% | 0% | 1 | 36.07% | 0% | 0% | 1 | 73.54% | 0% | 0% | 3 | 5.55% | 0% | 0% | 1 | 8.933% | 0% | 0% | 1 | 0% | 0% | 1 |  |  |  |  | 46.83% | [5 empty] | 0.4859% | 0% | 0.4859% | 1 | 52.18% | 0% | 0% | 2 | 13.29% | 0% | 0% | 1 | 41.06% | 0% | 0% | 1 | 73.91% | 0% | 0% | 3 | 3.793% | 0% | 0% | 1 | 9.337% | 0% | 0% | 1 | 0% | 0% | 1 |  |  |  |  | 47.44% | [5 empty] | 2.043% | 0.2591% | 2.302% | 2 | 47.06% | 0% | 0% | 1 | 12.36% | 0% | 0% | 1 | 43.56% | 0% | 0% | 1 | 71.69% | 0% | 0% | 3 | 3.688% | 0% | 0% | 1 | 8.998% | 0% | 0% | 1
178 | Rio Oso | Northern_California | 0 | 0 | 0 | 0% | 0% | 1 |  |  |  |  | 42.71% | [5 empty] | 0.06532% | 0% | 0.06532% | 1 | 57.57% | 0% | 0% | 2 | 8.433% | 0% | 0% | 1 | 22.87% | 0% | 0% | 1 | 65.69% | 0% | 0% | 2 | 0.2431% | 0% | 0% | 1 | 17.46% | 0% | 0% | 1 | 0% | 0% | 1 |  |  |  |  | 44.63% | [5 empty] | 0.4175% | 0% | 0.4175% | 1 | 47.35% | 0% | 0% | 1 | 6.474% | 0% | 0% | 1 | 36.31% | 0% | 0% | 1 | 66.48% | 0% | 0% | 2 | 0.4033% | 0% | 0% | 1 | 13.99% | 0% | 0% | 1 | 0% | 0% | 1 |  |  |  |  | 55.72% | [5 empty] | 0.5282% | 0% | 0.5282% | 1 | 43.14% | 0% | 0% | 1 | 4.895% | 0% | 0% | 1 | 38% | 0% | 0% | 1 | 64.95% | 0% | 0% | 2 | 0.5721% | 0% | 0% | 1 | 11% | 0% | 0% | 1 | 0% | 0% | 1 |  |  |  |  | 53.68% | [5 empty] | 0.2403% | 0% | 0.2403% | 1 | 54.57% | 0% | 0% | 2 | 10.7% | 0% | 0% | 1 | 39.89% | 0% | 0% | 1 | 73.42% | 0% | 0% | 3 | 2.845% | 0% | 0% | 1 | 8.545% | 0% | 0% | 1
179 | Alpaugh | Central_Valley_North_Los_Banos | 0 | 0 | 10 | 0% | 0% | 1 |  |  |  |  | 0% | [5 empty] | 0% | 0% | 0% | 1 | 0% | 0% | 0% | 1 | 0% | 0% | 0% | 1 | 0% | 0% | 0% | 1 | 0% | 0% | 0% | 1 | 0% | 0% | 0% | 1 | 0% | 0% | 0% | 1 | 0% | 0% | 1 |  |  |  |  | 0% | [5 empty] | 0% | 0% | 0% | 1 | 0% | 0% | 0% | 1 | 0% | 0% | 0% | 1 | 0% | 0% | 0% | 1 | 0% | 0% | 0% | 1 | 0% | 0% | 0% | 1 | 0% | 0% | 0% | 1 | 0% | 0% | 1 |  |  |  |  | 1.952% | [5 empty] | 0% | 0% | 0% | 1 | 0% | 0% | 0% | 1 | 0% | 0% | 0% | 1 | 0% | 0% | 0% | 1 | 0% | 0% | 0% | 1 | 0% | 0% | 0% | 1 | 2.03% | 0% | 0% | 1 | 0% | 0% | 1 |  |  |  |  | 11.2% | [5 empty] | 0% | 0% | 0% | 1 | 0.0283% | 0% | 0% | 1 | 0% | 0% | 0% | 1 | 2.264% | 0% | 0% | 1 | 2.292% | 0% | 0% | 1 | 0% | 0% | 0% | 1 | 3.914% | 0% | 0% | 1
180 | Rector | Central_Valley_North_Los_Banos | 0 | 0 | 0 | 0% | 0% | 1 |  |  |  |  | 0% | [5 empty] | 0% | 0% | 0% | 1 | 0% | 0% | 0% | 1 | 0% | 0% | 0% | 1 | 0% | 0% | 0% | 1 | 0% | 0% | 0% | 1 | 0% | 0% | 0% | 1 | 0% | 0% | 0% | 1 | 0% | 0% | 1 |  |  |  |  | 0% | [5 empty] | 0% | 0% | 0% | 1 | 0% | 0% | 0% | 1 | 0% | 0% | 0% | 1 | 0% | 0% | 0% | 1 | 0% | 0% | 0% | 1 | 0% | 0% | 0% | 1 | 0% | 0% | 0% | 1 | 0% | 0% | 1 |  |  |  |  | 28.94% | [5 empty] | 0% | 0% | 0% | 1 | 0% | 0% | 0% | 1 | 0% | 0% | 0% | 1 | 0% | 0% | 0% | 1 | 0% | 0% | 0% | 1 | 0% | 0% | 0% | 1 | 0% | 0% | 0% | 1 | 0% | 0% | 1 |  |  |  |  | 33.49% | [5 empty] | 0% | 0% | 0% | 1 | 0% | 0% | 0% | 1 | 0% | 0% | 0% | 1 | 0% | 0% | 0% | 1 | 0% | 0% | 0% | 1 | 0% | 0% | 0% | 1 | 3.004% | 0% | 0% | 1
181 | Springville | Central_Valley_North_Los_Banos | 0 | 0 | 0 | 0% | 0% | 1 |  |  |  |  | 0% | [5 empty] | 0% | 0% | 0% | 1 | 0% | 0% | 0% | 1 | 0% | 0% | 0% | 1 | 0% | 0% | 0% | 1 | 0% | 0% | 0% | 1 | 0% | 0% | 0% | 1 | 0% | 0% | 0% | 1 | 0% | 0% | 1 |  |  |  |  | 0% | [5 empty] | 0% | 0% | 0% | 1 | 0% | 0% | 0% | 1 | 0% | 0% | 0% | 1 | 0% | 0% | 0% | 1 | 0% | 0% | 0% | 1 | 0% | 0% | 0% | 1 | 0% | 0% | 0% | 1 | 0% | 0% | 1 |  |  |  |  | 0% | [5 empty] | 0% | 0% | 0% | 1 | 0% | 0% | 0% | 1 | 0% | 0% | 0% | 1 | 0% | 0% | 0% | 1 | 0% | 0% | 0% | 1 | 0% | 0% | 0% | 1 | 0% | 0% | 0% | 1 | 0% | 0% | 1 |  |  |  |  | 0% | [5 empty] | 100% | 0% | 100% | 5 | 0% | 0% | 0% | 1 | 24.97% | 0% | 0% | 1 | 67.58% | 0% | 0% | 2 | 67.58% | 0% | 0% | 2 | 92.4% | 0% | 0% | 4 | 9.566% | 0% | 0% | 1
182 | Vestal | Central_Valley_North_Los_Banos | 0 | 0 | 0 | 0% | 0% | 1 |  |  |  |  | 0% | [5 empty] | 0% | 0% | 0% | 1 | 0% | 0% | 0% | 1 | 0% | 0% | 0% | 1 | 0% | 0% | 0% | 1 | 0% | 0% | 0% | 1 | 0% | 0% | 0% | 1 | 0% | 0% | 0% | 1 | 0% | 0% | 1 |  |  |  |  | 0% | [5 empty] | 0% | 0% | 0% | 1 | 0% | 0% | 0% | 1 | 0% | 0% | 0% | 1 | 0% | 0% | 0% | 1 | 0% | 0% | 0% | 1 | 0% | 0% | 0% | 1 | 0% | 0% | 0% | 1 | 0% | 0% | 1 |  |  |  |  | 0% | [5 empty] | 0% | 0% | 0% | 1 | 0% | 0% | 0% | 1 | 0% | 0% | 0% | 1 | 0% | 0% | 0% | 1 | 0% | 0% | 0% | 1 | 0% | 0% | 0% | 1 | 0% | 0% | 0% | 1 | 0% | 0% | 1 |  |  |  |  | 0% | [5 empty] | 96.17% | 3.834% | 100% | 5 | 7.668% | 0% | 0% | 1 | 14.69% | 0% | 0% | 1 | 51.8% | 0% | 0% | 2 | 52.55% | 0% | 0% | 2 | 87.88% | 0% | 0% | 3 | 4.111% | 0% | 0% | 1
183 | UltraPower Chinese Station | El_Dorado_Mariposa | 0 | 0 | 0 | 0% | 0% | 1 |  |  |  |  | 0% | [5 empty] | 18.18% | 0% | 18.18% | 1 | 90.89% | 0% | 0% | 4 | 20.23% | 0% | 0% | 1 | 33.54% | 0% | 0% | 1 | 91.09% | 0% | 0% | 4 | 90.71% | 0% | 0% | 4 | 8.36% | 0% | 0% | 1 | 0% | 0% | 1 |  |  |  |  | 3.085% | [5 empty] | 17.93% | 0% | 17.93% | 1 | 90.21% | 0% | 0% | 4 | 25.39% | 0% | 0% | 1 | 36.35% | 0% | 0% | 1 | 92.17% | 0% | 0% | 4 | 79.72% | 0% | 0% | 3 | 12.77% | 0% | 0% | 1 | 0% | 0% | 1 |  |  |  |  | 8.621% | [5 empty] | 10.94% | 0% | 10.94% | 1 | 84.94% | 0% | 0% | 3 | 27.16% | 0% | 0% | 1 | 48.76% | 0% | 0% | 1 | 94.71% | 0% | 0% | 4 | 59.45% | 0% | 0% | 2 | 13.08% | 0% | 0% | 1 | 0% | 0% | 1 |  |  |  |  | 19.5% | [5 empty] | 4.87% | 0% | 4.87% | 1 | 64.98% | 0% | 0% | 2 | 21.12% | 0% | 0% | 1 | 37.17% | 0% | 0% | 1 | 75.4% | 0% | 0% | 3 | 31.86% | 0% | 0% | 1 | 9.472% | 0% | 0% | 1
184 | Curtis | El_Dorado_Mariposa | 0 | 0 | 0 | 0% | 0% | 1 |  |  |  |  | 0% | [5 empty] | 0% | 0% | 0% | 1 | 0% | 0% | 0% | 1 | 0% | 0% | 0% | 1 | 0% | 0% | 0% | 1 | 0% | 0% | 0% | 1 | 0% | 0% | 0% | 1 | 0% | 0% | 0% | 1 | 0% | 0% | 1 |  |  |  |  | 0% | [5 empty] | 0% | 0% | 0% | 1 | 0% | 0% | 0% | 1 | 0% | 0% | 0% | 1 | 0% | 0% | 0% | 1 | 0% | 0% | 0% | 1 | 0% | 0% | 0% | 1 | 0% | 0% | 0% | 1 | 0% | 0% | 1 |  |  |  |  | 0% | [5 empty] | 30.2% | 0% | 30.2% | 2 | 85.18% | 0% | 0% | 3 | 17.82% | 0% | 0% | 1 | 30.81% | 0% | 0% | 1 | 85.41% | 0% | 0% | 3 | 88.98% | 0% | 0% | 3 | 6.226% | 0% | 0% | 1 | 0% | 0% | 1 |  |  |  |  | 6.132% | [5 empty] | 20.92% | 0.4123% | 21.34% | 2 | 68.16% | 0% | 0% | 2 | 21.56% | 0% | 0% | 1 | 40.7% | 0% | 0% | 1 | 77.59% | 0% | 0% | 3 | 60.46% | 0% | 0% | 2 | 10.95% | 0% | 0% | 1
185 | Peoria | El_Dorado_Mariposa | 0 | 0 | 15 | 0% | 0% | 1 |  |  |  |  | 0% | [5 empty] | 31.22% | 0% | 31.22% | 2 | 85.81% | 0% | 0% | 3 | 19.06% | 0% | 0% | 1 | 33.73% | 0% | 0% | 1 | 86.01% | 0% | 0% | 3 | 90.41% | 0% | 0% | 4 | 6.173% | 0% | 0% | 1 | 0% | 0% | 1 |  |  |  |  | 2.4% | [5 empty] | 22.29% | 0% | 22.29% | 2 | 91.74% | 0% | 0% | 4 | 24.9% | 0% | 0% | 1 | 35.13% | 0% | 0% | 1 | 92.33% | 0% | 0% | 4 | 81.94% | 0% | 0% | 3 | 11.2% | 0% | 0% | 1 | 0% | 0% | 1 |  |  |  |  | 7.394% | [5 empty] | 11.68% | 0% | 11.68% | 1 | 82.46% | 0% | 0% | 3 | 23.06% | 0% | 0% | 1 | 46.41% | 0% | 0% | 1 | 93.8% | 0% | 0% | 4 | 59.58% | 0% | 0% | 2 | 12.65% | 0% | 0% | 1 | 0% | 0% | 1 |  |  |  |  | 18.89% | [5 empty] | 5.105% | 0% | 5.105% | 1 | 65.86% | 0% | 0% | 2 | 19.69% | 0% | 0% | 1 | 36.19% | 0% | 0% | 1 | 76.41% | 0% | 0% | 3 | 31.26% | 0% | 0% | 1 | 8.861% | 0% | 0% | 1
186 | Moorpark | Greater_LA | 0 | 0 | 0 | 0% | 0% | 1 |  |  |  |  | 3.792% | [5 empty] | 0% | 100% | 100% | 5 | 54.82% | 0% | 0% | 2 | 0% | 0% | 0% | 1 | 0% | 0% | 0% | 1 | 54.82% | 0% | 0% | 2 | 65.43% | 0% | 0% | 2 | 15.54% | 0% | 0% | 1 | 0% | 0% | 1 |  |  |  |  | 8.691% | [5 empty] | 4.047% | 95.92% | 99.97% | 5 | 75.79% | 0% | 0% | 3 | 0% | 0% | 0% | 1 | 0.8645% | 0% | 0% | 1 | 75.79% | 0% | 0% | 3 | 49.16% | 0% | 0% | 1 | 14.1% | 0% | 0% | 1 | 0% | 0% | 1 |  |  |  |  | 5.252% | [5 empty] | 9.197% | 87.03% | 96.23% | 5 | 71.46% | 0% | 0% | 3 | 5.677% | 0% | 0% | 1 | 8.68% | 0% | 0% | 1 | 76.66% | 0% | 0% | 3 | 53.58% | 0% | 0% | 2 | 13.84% | 0% | 0% | 1 | 0% | 0% | 1 |  |  |  |  | 2.897% | [5 empty] | 30.45% | 66.48% | 96.93% | 5 | 72.14% | 0% | 0% | 3 | 3.216% | 0% | 0% | 1 | 5.849% | 0% | 0% | 1 | 76.08% | 0% | 0% | 3 | 57.58% | 0% | 0% | 2 | 11.36% | 0% | 0% | 1
187 | Santa Clara | Greater_LA | 0 | 0 | 0 | 0% | 0% | 1 |  |  |  |  | 0% | [5 empty] | 2.393% | 0% | 2.393% | 1 | 0% | 0% | 0% | 1 | 0% | 0% | 0% | 1 | 83.78% | 0% | 0% | 3 | 83.78% | 0% | 0% | 3 | 0% | 0% | 0% | 1 | 4.216% | 0% | 0% | 1 | 0% | 0% | 1 |  |  |  |  | 0.1242% | [5 empty] | 3.126% | 0.005945% | 3.132% | 2 | 26.52% | 0% | 0% | 1 | 56.24% | 0% | 0% | 2 | 81.93% | 0% | 0% | 3 | 81.93% | 0% | 0% | 3 | 0% | 0% | 0% | 1 | 46.37% | 0% | 0% | 1 | 0% | 0% | 1 |  |  |  |  | 0.1092% | [5 empty] | 8.697% | 22.77% | 31.46% | 4 | 41.91% | 0% | 0% | 1 | 39.45% | 0% | 0% | 1 | 57.28% | 0% | 0% | 2 | 80.92% | 0% | 0% | 3 | 17.47% | 0% | 0% | 1 | 33.44% | 0% | 0% | 1 | 0% | 0% | 1 |  |  |  |  | 5.231% | [5 empty] | 25.92% | 68.21% | 94.13% | 5 | 71.89% | 0% | 0% | 3 | 5.712% | 0% | 0% | 1 | 8.707% | 0% | 0% | 1 | 76.99% | 0% | 0% | 3 | 54.61% | 0% | 0% | 2 | 13.67% | 0% | 0% | 1
188 | Davis | Solano | 0 | 0 | 0 | 0% | 0% | 1 |  |  |  |  | 75.4% | [5 empty] | 0% | 0% | 0% | 1 | 24.34% | 0% | 0% | 1 | 18.03% | 0% | 0% | 1 | 33.61% | 0% | 0% | 1 | 36.4% | 0% | 0% | 1 | 0% | 0% | 0% | 1 | 2.458% | 0% | 0% | 1 | 0% | 0% | 1 |  |  |  |  | 66.81% | [5 empty] | 0.1602% | 0% | 0.1602% | 1 | 32.44% | 0% | 0% | 1 | 8.47% | 0% | 0% | 1 | 18.78% | 0% | 0% | 1 | 41.41% | 0% | 0% | 1 | 0.281% | 0% | 0% | 1 | 5.196% | 0% | 0% | 1 | 0% | 0% | 1 |  |  |  |  | 57.37% | [5 empty] | 4.051% | 0% | 4.051% | 1 | 36.85% | 0% | 0% | 1 | 11.25% | 0% | 0% | 1 | 20.05% | 0% | 0% | 1 | 50.62% | 0% | 0% | 2 | 4.38% | 0% | 0% | 1 | 6.834% | 0% | 0% | 1 | 0% | 0% | 1 |  |  |  |  | 47.58% | [5 empty] | 13.53% | 0% | 13.53% | 1 | 45.83% | 0% | 0% | 1 | 12.56% | 0% | 0% | 1 | 30.4% | 0% | 0% | 1 | 60.96% | 0% | 0% | 2 | 12.04% | 0% | 0% | 1 | 7.976% | 0% | 0% | 1
189 | Putah Creek | Solano | 0 | 0 | 0 | 0% | 0% | 1 |  |  |  |  | 53.96% | [5 empty] | 21.04% | 0% | 21.04% | 2 | 48.79% | 0% | 0% | 1 | 3.26% | 0% | 0% | 1 | 0% | 0% | 0% | 1 | 49.98% | 0% | 0% | 1 | 18.95% | 0% | 0% | 1 | 2.574% | 0% | 0% | 1 | 0% | 0% | 1 |  |  |  |  | 45.37% | [5 empty] | 32.78% | 0% | 32.78% | 2 | 56.11% | 0% | 0% | 2 | 6.924% | 0% | 0% | 1 | 7.053% | 0% | 0% | 1 | 58.96% | 0% | 0% | 2 | 26.87% | 0% | 0% | 1 | 3.726% | 0% | 0% | 1 | 0% | 0% | 1 |  |  |  |  | 42.1% | [5 empty] | 29.38% | 1.056% | 30.44% | 2 | 56.33% | 0% | 0% | 2 | 9.696% | 0% | 0% | 1 | 15.14% | 0% | 0% | 1 | 63.35% | 0% | 0% | 2 | 25.93% | 0% | 0% | 1 | 4.779% | 0% | 0% | 1 | 0% | 0% | 1 |  |  |  |  | 41.02% | [5 empty] | 21.5% | 3.496% | 25% | 2 | 52.57% | 0% | 0% | 2 | 12.56% | 0% | 0% | 1 | 26.46% | 0% | 0% | 1 | 65.69% | 0% | 0% | 2 | 22.71% | 0% | 0% | 1 | 7.825% | 0% | 0% | 1
190 | East Marysville | Northern_California | 0 | 0 | 0 | 0% | 0% | 1 |  |  |  |  | 45.63% | [5 empty] | 0.06484% | 0% | 0.06484% | 1 | 53.23% | 0% | 0% | 2 | 8.797% | 0% | 0% | 1 | 19.16% | 0% | 0% | 1 | 66.26% | 0% | 0% | 2 | 0.85% | 0% | 0% | 1 | 10.33% | 0% | 0% | 1 | 0% | 0% | 1 |  |  |  |  | 43.03% | [5 empty] | 0.3047% | 0% | 0.3047% | 1 | 53.63% | 0% | 0% | 2 | 8.757% | 0% | 0% | 1 | 26.85% | 0% | 0% | 1 | 72.56% | 0% | 0% | 3 | 5.413% | 0% | 0% | 1 | 11.73% | 0% | 0% | 1 | 0% | 0% | 1 |  |  |  |  | 43.62% | [5 empty] | 0.8445% | 0% | 0.8445% | 1 | 54.46% | 0% | 0% | 2 | 12.85% | 0% | 0% | 1 | 36.31% | 0% | 0% | 1 | 74.89% | 0% | 0% | 3 | 4.431% | 0% | 0% | 1 | 10.9% | 0% | 0% | 1 | 0% | 0% | 1 |  |  |  |  | 48.36% | [5 empty] | 1.514% | 0.8287% | 2.342% | 2 | 48.22% | 0% | 0% | 1 | 12.42% | 0% | 0% | 1 | 43.8% | 0% | 0% | 1 | 71.92% | 0% | 0% | 3 | 3.486% | 0% | 0% | 1 | 9.813% | 0% | 0% | 1
191 | Olivehurst | Northern_California | 0 | 0 | 0 | 0% | 0% | 1 |  |  |  |  | 57.38% | [5 empty] | 0% | 0% | 0% | 1 | 43.86% | 0% | 0% | 1 | 0.6803% | 0% | 0% | 1 | 14.23% | 0% | 0% | 1 | 54.7% | 0% | 0% | 2 | 0% | 0% | 0% | 1 | 10.7% | 0% | 0% | 1 | 0% | 0% | 1 |  |  |  |  | 47.99% | [5 empty] | 0.5508% | 0% | 0.5508% | 1 | 46.7% | 0% | 0% | 1 | 9.023% | 0% | 0% | 1 | 33.73% | 0% | 0% | 1 | 67.96% | 0% | 0% | 2 | 2.235% | 0% | 0% | 1 | 10.76% | 0% | 0% | 1 | 0% | 0% | 1 |  |  |  |  | 48.83% | [5 empty] | 0.3738% | 0% | 0.3738% | 1 | 53.94% | 0% | 0% | 2 | 10.32% | 0% | 0% | 1 | 36.44% | 0% | 0% | 1 | 73.26% | 0% | 0% | 3 | 4.353% | 0% | 0% | 1 | 10.89% | 0% | 0% | 1 | 0% | 0% | 1 |  |  |  |  | 50.68% | [5 empty] | 1.392% | 0.1492% | 1.541% | 2 | 51.16% | 0% | 0% | 2 | 11.62% | 0% | 0% | 1 | 42.59% | 0% | 0% | 1 | 72.62% | 0% | 0% | 3 | 2.979% | 0% | 0% | 1 | 8.87% | 0% | 0% | 1
192 | Morro Bay | Kern_Greater_Carrizo | 0 | 0 | 0 | 0% | 0% | 1 |  |  |  |  | 0.6839% | [5 empty] | 12.53% | 61.22% | 73.75% | 5 | 74.73% | 0% | 0% | 3 | 29.69% | 0% | 0% | 1 | 46.09% | 0% | 0% | 1 | 89.06% | 0% | 0% | 3 | 66.65% | 0% | 0% | 2 | 8.219% | 0% | 0% | 1 | 0% | 0% | 1 |  |  |  |  | 0.3617% | [5 empty] | 21.03% | 63.11% | 84.14% | 5 | 54.84% | 0% | 0% | 2 | 28.53% | 0% | 0% | 1 | 47.4% | 0% | 0% | 1 | 73.77% | 0% | 0% | 3 | 67.05% | 0% | 0% | 2 | 7.212% | 0% | 0% | 1 | 0% | 0% | 1 |  |  |  |  | 1.441% | [5 empty] | 34.9% | 39.34% | 74.24% | 5 | 35.56% | 0% | 0% | 1 | 19.84% | 0% | 0% | 1 | 38.12% | 0% | 0% | 1 | 55.76% | 0% | 0% | 2 | 53.23% | 0% | 0% | 2 | 5.229% | 0% | 0% | 1 | 0% | 0% | 1 |  |  |  |  | 1.51% | [5 empty] | 42.8% | 32.24% | 75.04% | 5 | 32.82% | 0% | 0% | 1 | 15.31% | 0% | 0% | 1 | 37.01% | 0% | 0% | 1 | 53.34% | 0% | 0% | 2 | 47.66% | 0% | 0% | 1 | 5.046% | 0% | 0% | 1
193 | Palomar | Greater_SD | 0 | 0 | 0 | 0% | 0% | 1 |  |  |  |  | 0% | [5 empty] | 0% | 0% | 0% | 1 | 21.48% | 0% | 0% | 1 | 87.5% | 0% | 0% | 3 | 92.7% | 0% | 0% | 4 | 92.7% | 0% | 0% | 4 | 0% | 0% | 0% | 1 | 15.15% | 0% | 0% | 1 | 0% | 0% | 1 |  |  |  |  | 0% | [5 empty] | 0% | 0% | 0% | 1 | 11.67% | 0% | 0% | 1 | 91.36% | 0% | 0% | 4 | 94.58% | 0% | 0% | 4 | 94.58% | 0% | 0% | 4 | 0.7392% | 0% | 0% | 1 | 22.53% | 0% | 0% | 1 | 0% | 0% | 1 |  |  |  |  | 0% | [5 empty] | 0% | 0% | 0% | 1 | 10.62% | 0% | 0% | 1 | 84.92% | 0% | 0% | 3 | 90.37% | 0% | 0% | 4 | 90.37% | 0% | 0% | 4 | 1.556% | 0% | 0% | 1 | 21.01% | 0% | 0% | 1 | 0% | 0% | 1 |  |  |  |  | 0% | [5 empty] | 0.4515% | 51.47% | 51.92% | 5 | 53.23% | 0% | 0% | 2 | 29.23% | 0% | 0% | 1 | 88.79% | 0% | 0% | 3 | 88.79% | 0% | 0% | 3 | 35.89% | 0% | 0% | 1 | 12.59% | 0% | 0% | 1
194 | Margarita | Greater_LA | 0 | 0 | 0 | 0% | 0% | 1 |  |  |  |  | 0% | [5 empty] | 1.115% | 0% | 1.115% | 1 | 0% | 0% | 0% | 1 | 26.29% | 0% | 0% | 1 | 87.96% | 0% | 0% | 3 | 87.96% | 0% | 0% | 3 | 0% | 0% | 0% | 1 | 0% | 0% | 0% | 1 | 0% | 0% | 1 |  |  |  |  | 0% | [5 empty] | 5.867% | 0% | 5.867% | 1 | 0.3417% | 0% | 0% | 1 | 32.79% | 0% | 0% | 1 | 85.82% | 0% | 0% | 3 | 86.16% | 0% | 0% | 3 | 0% | 0% | 0% | 1 | 1.169% | 0% | 0% | 1 | 0% | 0% | 1 |  |  |  |  | 0% | [5 empty] | 1.984% | 0% | 1.984% | 1 | 0.1156% | 0% | 0% | 1 | 16.96% | 0% | 0% | 1 | 91.48% | 0% | 0% | 4 | 91.59% | 0% | 0% | 4 | 0.02702% | 0% | 0% | 1 | 9.277% | 0% | 0% | 1 | 0% | 0% | 1 |  |  |  |  | 0% | [5 empty] | 0.7141% | 5.891% | 6.605% | 2 | 5.37% | 0% | 0% | 1 | 33.98% | 0% | 0% | 1 | 91.03% | 0% | 0% | 4 | 95.06% | 0% | 0% | 5 | 3.238% | 0% | 0% | 1 | 7.77% | 0% | 0% | 1
195 | Huntington Beach | Greater_LA | 0 | 0 | 0 | 0% | 0% | 1 |  |  |  |  | 0% | [5 empty] | 0% | 0% | 0% | 1 | 0.05678% | 0% | 0% | 1 | 25.77% | 0% | 0% | 1 | 96.34% | 0% | 0% | 5 | 96.39% | 0% | 0% | 5 | 0% | 0% | 0% | 1 | 6.491% | 0% | 0% | 1 | 0% | 0% | 1 |  |  |  |  | 0% | [5 empty] | 0.1962% | 0% | 0.1962% | 1 | 0.04623% | 0% | 0% | 1 | 21.97% | 0% | 0% | 1 | 83.88% | 0% | 0% | 3 | 83.93% | 0% | 0% | 3 | 0% | 0% | 0% | 1 | 5.357% | 0% | 0% | 1 | 0% | 0% | 1 |  |  |  |  | 0% | [5 empty] | 0.1339% | 0% | 0.1339% | 1 | 0.02833% | 0% | 0% | 1 | 14.85% | 0% | 0% | 1 | 78.82% | 0% | 0% | 3 | 78.85% | 0% | 0% | 3 | 0% | 0% | 0% | 1 | 3.34% | 0% | 0% | 1 | 0% | 0% | 1 |  |  |  |  | 0% | [5 empty] | 1.556% | 3.775% | 5.33% | 2 | 2.579% | 0% | 0% | 1 | 15.77% | 0% | 0% | 1 | 75.58% | 0% | 0% | 3 | 78.16% | 0% | 0% | 3 | 1.983% | 0% | 0% | 1 | 3.153% | 0% | 0% | 1
196 | Los Esteros | Peninsula_Monterey | 0 | 0 | 0 | 0% | 0% | 1 |  |  |  |  | 0% | [5 empty] | 12.65% | 0% | 12.65% | 1 | 13.61% | 0% | 0% | 1 | 13.61% | 0% | 0% | 1 | 29.75% | 0% | 0% | 1 | 29.75% | 0% | 0% | 1 | 8.439% | 0% | 0% | 1 | 83.22% | 0% | 0% | 3 | 0% | 0% | 1 |  |  |  |  | 0.09522% | [5 empty] | 68.41% | 17.21% | 85.62% | 5 | 81.52% | 0% | 0% | 3 | 28.98% | 0% | 0% | 1 | 41.25% | 0% | 0% | 1 | 92.64% | 0% | 0% | 4 | 80.18% | 0% | 0% | 3 | 16.32% | 0% | 0% | 1 | 0% | 0% | 1 |  |  |  |  | 0.05245% | [5 empty] | 63.23% | 29.57% | 92.79% | 5 | 80.99% | 0% | 0% | 3 | 22.69% | 0% | 0% | 1 | 44.68% | 0% | 0% | 1 | 92.15% | 0% | 0% | 4 | 74.29% | 0% | 0% | 3 | 7.442% | 0% | 0% | 1 | 0% | 0% | 1 |  |  |  |  | 0.196% | [5 empty] | 39.53% | 17.46% | 56.99% | 3 | 79.95% | 0% | 0% | 3 | 49.35% | 0% | 0% | 1 | 67.11% | 0% | 0% | 2 | 95.11% | 0% | 0% | 5 | 68.4% | 0% | 0% | 2 | 4.777% | 0% | 0% | 1
197 | Birds Landing | Solano | 251 | 10040 | 15 | 176.5% | 11.01% | 5 |  |  |  |  | 5.459% | [5 empty] | 0% | 0% | 0% | 1 | 20.14% | 27.81% | 0% | 2 | 52.5% | 46.77% | 0% | 2 | 43.3% | 39.17% | 0% | 2 | 64.59% | 62.73% | 0% | 3 | 2.769% | 22.84% | 0% | 2 | 49.03% | 62.73% | 0% | 3 | 146.8% | 2.99% | 4 |  |  |  |  | 27.6% | [5 empty] | 2.824% | 0.08296% | 2.907% | 2 | 15.6% | 10.44% | 0% | 1 | 42.02% | 15.2% | 0% | 1 | 37.67% | 14.14% | 0% | 1 | 52.95% | 18.73% | 0% | 2 | 4.35% | 9.212% | 0% | 1 | 30.33% | 18.73% | 0% | 1 | 53.39% | 0% | 3 |  |  |  |  | 34.24% | [5 empty] | 7.366% | 1.86% | 9.226% | 2 | 23.46% | 5.867% | 0% | 1 | 33.37% | 6.739% | 0% | 1 | 32% | 6.603% | 0% | 1 | 47.95% | 8.626% | 0% | 1 | 7.003% | 4.828% | 0% | 1 | 21.12% | 8.626% | 0% | 1 | 12.46% | 0% | 1 |  |  |  |  | 44.33% | [5 empty] | 14.59% | 1.528% | 16.12% | 2 | 25.67% | 2.639% | 0% | 1 | 25.39% | 2.629% | 0% | 1 | 28.21% | 2.732% | 0% | 1 | 45.89% | 3.625% | 0% | 1 | 10.03% | 2.18% | 0% | 1 | 12.76% | 3.625% | 0% | 1
198 | Cayetano | Solano | 0 | 0 | 0 | 0% | 0% | 1 |  |  |  |  | 0.2179% | [5 empty] | 47.31% | 16.53% | 63.84% | 3 | 79.12% | 0% | 0% | 3 | 81.31% | 0% | 0% | 3 | 92.52% | 0% | 0% | 4 | 96.43% | 0% | 0% | 5 | 30.01% | 0% | 0% | 1 | 7.374% | 0% | 0% | 1 | 0% | 0% | 1 |  |  |  |  | 9.403% | [5 empty] | 28.95% | 15.26% | 44.21% | 3 | 69.86% | 0% | 0% | 2 | 72.09% | 0% | 0% | 3 | 76.63% | 0% | 0% | 3 | 87.32% | 0% | 0% | 3 | 36.11% | 0% | 0% | 1 | 5.883% | 0% | 0% | 1 | 0% | 0% | 1 |  |  |  |  | 24.75% | [5 empty] | 23.46% | 8.701% | 32.16% | 2 | 64.82% | 0% | 0% | 2 | 49.76% | 0% | 0% | 1 | 53.43% | 0% | 0% | 2 | 75.88% | 0% | 0% | 3 | 37.75% | 0% | 0% | 1 | 5.666% | 0% | 0% | 1 | 0% | 0% | 1 |  |  |  |  | 35.33% | [5 empty] | 16.77% | 3.46% | 20.23% | 2 | 49.54% | 0% | 0% | 1 | 38.32% | 0% | 0% | 1 | 40.14% | 0% | 0% | 1 | 64.81% | 0% | 0% | 2 | 29.1% | 0% | 0% | 1 | 9.939% | 0% | 0% | 1
199 | Silvergate | Greater_SD | 0 | 0 | 0 | 0% | 0% | 1 |  |  |  |  | 0% | [5 empty] | 0% | 0% | 0% | 1 | 1.67% | 0% | 0% | 1 | 19.03% | 0% | 0% | 1 | 80.37% | 0% | 0% | 3 | 80.71% | 0% | 0% | 3 | 0% | 0% | 0% | 1 | 1.478% | 0% | 0% | 1 | 0% | 0% | 1 |  |  |  |  | 0% | [5 empty] | 2.948% | 0% | 2.948% | 1 | 2.334% | 0% | 0% | 1 | 24.61% | 0% | 0% | 1 | 81.32% | 0% | 0% | 3 | 81.62% | 0% | 0% | 3 | 0% | 0% | 0% | 1 | 3.184% | 0% | 0% | 1 | 0% | 0% | 1 |  |  |  |  | 0% | [5 empty] | 6.836% | 0% | 6.836% | 1 | 4.312% | 0% | 0% | 1 | 25.49% | 0% | 0% | 1 | 80.41% | 0% | 0% | 3 | 80.7% | 0% | 0% | 3 | 1.597% | 0% | 0% | 1 | 3.672% | 0% | 0% | 1 | 0% | 0% | 1 |  |  |  |  | 0% | [5 empty] | 6.543% | 2.682% | 9.226% | 2 | 4.416% | 0% | 0% | 1 | 26.39% | 0% | 0% | 1 | 81.06% | 0% | 0% | 3 | 81.33% | 0% | 0% | 3 | 3.875% | 0% | 0% | 1 | 3.887% | 0% | 0% | 1
200 | Richmond | Northern_California | 0 | 0 | 0 | 0% | 0% | 1 |  |  |  |  | 0% | [5 empty] | 97.23% | 0% | 97.23% | 5 | 46.69% | 0% | 0% | 1 | 10.81% | 0% | 0% | 1 | 8.712% | 0% | 0% | 1 | 52.34% | 0% | 0% | 2 | 65.4% | 0% | 0% | 2 | 6.739% | 0% | 0% | 1 | 0% | 0% | 1 |  |  |  |  | 0% | [5 empty] | 98.46% | 0% | 98.46% | 5 | 35.79% | 0% | 0% | 1 | 13.26% | 0% | 0% | 1 | 12.56% | 0% | 0% | 1 | 48.14% | 0% | 0% | 1 | 62.69% | 0% | 0% | 2 | 7.134% | 0% | 0% | 1 | 0% | 0% | 1 |  |  |  |  | 0% | [5 empty] | 92.71% | 0% | 92.71% | 5 | 31.13% | 0% | 0% | 1 | 11.67% | 0% | 0% | 1 | 15.19% | 0% | 0% | 1 | 45.48% | 0% | 0% | 1 | 63.41% | 0% | 0% | 2 | 7.815% | 0% | 0% | 1 | 0% | 0% | 1 |  |  |  |  | 0% | [5 empty] | 95.38% | 0% | 95.38% | 5 | 35.88% | 0% | 0% | 1 | 14.38% | 0% | 0% | 1 | 18.37% | 0% | 0% | 1 | 52.62% | 0% | 0% | 2 | 70.23% | 0% | 0% | 3 | 8.883% | 0% | 0% | 1
201 | Rancho Vista | Greater_Kramer | 0 | 0 | 0 | 0% | 0% | 1 |  |  |  |  | 0% | [5 empty] | 13.85% | 86.15% | 100% | 5 | 100% | 0% | 0% | 5 | 66.01% | 0% | 0% | 2 | 70.65% | 0% | 0% | 3 | 100% | 0% | 0% | 5 | 73.22% | 0% | 0% | 3 | 2.695% | 0% | 0% | 1 | 0% | 0% | 1 |  |  |  |  | 0% | [5 empty] | 3.673% | 96.33% | 100% | 5 | 97.99% | 0% | 0% | 5 | 65.35% | 0% | 0% | 2 | 42.15% | 0% | 0% | 1 | 100% | 0% | 0% | 5 | 54.72% | 0% | 0% | 2 | 8.5% | 0% | 0% | 1 | 0% | 0% | 1 |  |  |  |  | 0.006942% | [5 empty] | 17.51% | 82.49% | 100% | 5 | 65.9% | 0% | 0% | 2 | 68.76% | 0% | 0% | 2 | 66.1% | 0% | 0% | 2 | 97.54% | 0% | 0% | 5 | 56.3% | 0% | 0% | 2 | 5.572% | 0% | 0% | 1 | 0% | 0% | 1 |  |  |  |  | 0.02355% | [5 empty] | 22.03% | 40.66% | 62.69% | 5 | 58.91% | 0% | 0% | 2 | 62.08% | 0% | 0% | 2 | 54.73% | 0% | 0% | 2 | 87.06% | 0% | 0% | 3 | 35.01% | 0% | 0% | 1 | 3.199% | 0% | 0% | 1
202 | Hilltop | Northern_California | 150 | 6000 | 20 | 146.6% | 2.338% | 4 |  |  |  |  | 0.2489% | [5 empty] | 0.2612% | 0% | 0.2612% | 1 | 51.07% | 14.31% | 0% | 2 | 4.348% | 7.323% | 0% | 1 | 0.5489% | 7.043% | 0% | 1 | 54.87% | 15.52% | 0% | 2 | 91.23% | 79.9% | 0% | 4 | 7.622% | 15.52% | 0% | 1 | 57.5% | 0% | 3 |  |  |  |  | 0.3841% | [5 empty] | 25.41% | 0% | 25.41% | 2 | 55.25% | 5.761% | 0% | 2 | 9.267% | 2.841% | 0% | 1 | 7.399% | 2.784% | 0% | 1 | 62.19% | 6.818% | 0% | 2 | 88.91% | 23.25% | 0% | 3 | 10.23% | 6.818% | 0% | 1 | 20.67% | 0% | 2 |  |  |  |  | 0.3417% | [5 empty] | 45.64% | 0% | 45.64% | 2 | 60.31% | 3.326% | 0% | 2 | 14.52% | 1.545% | 0% | 1 | 11.33% | 1.489% | 0% | 1 | 67.17% | 4.021% | 0% | 2 | 83.79% | 8.144% | 0% | 3 | 9.869% | 4.021% | 0% | 1 | 13.83% | 0% | 1 |  |  |  |  | 0.7698% | [5 empty] | 55.57% | 0% | 55.57% | 3 | 61.76% | 1.637% | 0% | 2 | 19.38% | 0.7764% | 0% | 1 | 14.38% | 0.731% | 0% | 1 | 71.73% | 2.214% | 0% | 3 | 84.45% | 4.024% | 0% | 3 | 8.201% | 2.214% | 0% | 1
203 | Thermalito | Northern_California | 0 | 0 | 0 | 0% | 0% | 1 |  |  |  |  | 7.965% | [5 empty] | 9.848% | 0% | 9.848% | 1 | 80.12% | 0% | 0% | 3 | 19.24% | 0% | 0% | 1 | 42.54% | 0% | 0% | 1 | 95.2% | 0% | 0% | 5 | 8.25% | 0% | 0% | 1 | 24.98% | 0% | 0% | 1 | 0% | 0% | 1 |  |  |  |  | 15.79% | [5 empty] | 9.271% | 3.245% | 12.52% | 2 | 61.08% | 0% | 0% | 2 | 17.11% | 0% | 0% | 1 | 48.47% | 0% | 0% | 1 | 86.25% | 0% | 0% | 3 | 7.2% | 0% | 0% | 1 | 15.95% | 0% | 0% | 1 | 0% | 0% | 1 |  |  |  |  | 23.74% | [5 empty] | 6.852% | 9.208% | 16.06% | 2 | 54.42% | 0% | 0% | 2 | 21.18% | 0% | 0% | 1 | 47.71% | 0% | 0% | 1 | 82.76% | 0% | 0% | 3 | 8.83% | 0% | 0% | 1 | 14.23% | 0% | 0% | 1 | 0% | 0% | 1 |  |  |  |  | 31.63% | [5 empty] | 12.55% | 10.13% | 22.68% | 3 | 45.26% | 0% | 0% | 1 | 21.61% | 0% | 0% | 1 | 40.73% | 0% | 0% | 1 | 72.4% | 0% | 0% | 3 | 15.71% | 0% | 0% | 1 | 10.83% | 0% | 0% | 1
204 | Martinez | Solano | 0 | 0 | 0 | 0% | 0% | 1 |  |  |  |  | 0.05624% | [5 empty] | 33.28% | 0.2067% | 33.48% | 2 | 11.28% | 0% | 0% | 1 | 36.91% | 0% | 0% | 1 | 43.16% | 0% | 0% | 1 | 66.42% | 0% | 0% | 2 | 15.25% | 0% | 0% | 1 | 22.74% | 0% | 0% | 1 | 0% | 0% | 1 |  |  |  |  | 0.6976% | [5 empty] | 23.74% | 1.911% | 25.65% | 2 | 28.82% | 0% | 0% | 1 | 43.55% | 0% | 0% | 1 | 48.69% | 0% | 0% | 1 | 76.93% | 0% | 0% | 3 | 16.06% | 0% | 0% | 1 | 32.1% | 0% | 0% | 1 | 0% | 0% | 1 |  |  |  |  | 3.609% | [5 empty] | 28.29% | 5.471% | 33.77% | 2 | 33.33% | 0% | 0% | 1 | 42.53% | 0% | 0% | 1 | 48.91% | 0% | 0% | 1 | 74.05% | 0% | 0% | 3 | 22.98% | 0% | 0% | 1 | 23.98% | 0% | 0% | 1 | 0% | 0% | 1 |  |  |  |  | 11.94% | [5 empty] | 31.24% | 9.579% | 40.82% | 2 | 39.78% | 0% | 0% | 1 | 37.94% | 0% | 0% | 1 | 45.42% | 0% | 0% | 1 | 71.34% | 0% | 0% | 3 | 25.98% | 0% | 0% | 1 | 17.91% | 0% | 0% | 1
205 | Lone Tree | Solano | 0 | 0 | 0 | 0% | 0% | 1 |  |  |  |  | 2.448% | [5 empty] | 51.76% | 16.96% | 68.72% | 3 | 46.21% | 0% | 0% | 1 | 78.25% | 0% | 0% | 3 | 78.03% | 0% | 0% | 3 | 80.53% | 0% | 0% | 3 | 29.93% | 0% | 0% | 1 | 14.68% | 0% | 0% | 1 | 0% | 0% | 1 |  |  |  |  | 27.08% | [5 empty] | 19.52% | 6.87% | 26.39% | 2 | 40.23% | 0% | 0% | 1 | 56.87% | 0% | 0% | 2 | 54.3% | 0% | 0% | 2 | 69.1% | 0% | 0% | 2 | 10.86% | 0% | 0% | 1 | 19.42% | 0% | 0% | 1 | 0% | 0% | 1 |  |  |  |  | 43.66% | [5 empty] | 9% | 3.526% | 12.53% | 2 | 32.37% | 0% | 0% | 1 | 38.48% | 0% | 0% | 1 | 37.03% | 0% | 0% | 1 | 52.74% | 0% | 0% | 2 | 6.001% | 0% | 0% | 1 | 15.55% | 0% | 0% | 1 | 0% | 0% | 1 |  |  |  |  | 41.93% | [5 empty] | 8.129% | 2.714% | 10.84% | 2 | 28.67% | 0% | 0% | 1 | 32.92% | 0% | 0% | 1 | 34.93% | 0% | 0% | 1 | 49.95% | 0% | 0% | 1 | 11.98% | 0% | 0% | 1 | 12.99% | 0% | 0% | 1
206 | Delta Switching Yard | Solano | 0 | 0 | 0 | 0% | 0% | 1 |  |  |  |  | 39.33% | [5 empty] | 13.16% | 2.107% | 15.26% | 2 | 53.72% | 0% | 0% | 2 | 46.79% | 0% | 0% | 1 | 48.22% | 0% | 0% | 1 | 64.41% | 0% | 0% | 2 | 8.807% | 0% | 0% | 1 | 5.798% | 0% | 0% | 1 | 0% | 0% | 1 |  |  |  |  | 44.96% | [5 empty] | 13.49% | 4.006% | 17.5% | 2 | 48.51% | 0% | 0% | 1 | 40.34% | 0% | 0% | 1 | 40.89% | 0% | 0% | 1 | 56.25% | 0% | 0% | 2 | 18.65% | 0% | 0% | 1 | 6.326% | 0% | 0% | 1 | 0% | 0% | 1 |  |  |  |  | 43.03% | [5 empty] | 12.18% | 3.13% | 15.31% | 2 | 48.28% | 0% | 0% | 1 | 39.2% | 0% | 0% | 1 | 39.38% | 0% | 0% | 1 | 60.11% | 0% | 0% | 2 | 21.31% | 0% | 0% | 1 | 7.586% | 0% | 0% | 1 | 0% | 0% | 1 |  |  |  |  | 42.8% | [5 empty] | 12.12% | 2.752% | 14.87% | 2 | 44.31% | 0% | 0% | 1 | 31.32% | 0% | 0% | 1 | 33.06% | 0% | 0% | 1 | 56.22% | 0% | 0% | 2 | 24.69% | 0% | 0% | 1 | 8.101% | 0% | 0% | 1
207 | Green Ridge Midway | Solano | 0 | 0 | 10 | 0% | 0% | 1 |  |  |  |  | 27.66% | [5 empty] | 7.768% | 0.02241% | 7.79% | 2 | 67.84% | 0% | 0% | 2 | 59.76% | 0% | 0% | 2 | 61.07% | 0% | 0% | 2 | 76.48% | 0% | 0% | 3 | 29.27% | 0% | 0% | 1 | 4.784% | 0% | 0% | 1 | 0% | 0% | 1 |  |  |  |  | 37.67% | [5 empty] | 13.08% | 1.454% | 14.54% | 2 | 58.59% | 0% | 0% | 2 | 39.69% | 0% | 0% | 1 | 40.11% | 0% | 0% | 1 | 65.38% | 0% | 0% | 2 | 27.94% | 0% | 0% | 1 | 5.202% | 0% | 0% | 1 | 0% | 0% | 1 |  |  |  |  | 40.41% | [5 empty] | 16.33% | 2.94% | 19.27% | 2 | 55.16% | 0% | 0% | 2 | 33.47% | 0% | 0% | 1 | 34.85% | 0% | 0% | 1 | 60.92% | 0% | 0% | 2 | 30.77% | 0% | 0% | 1 | 5.313% | 0% | 0% | 1 | 0% | 0% | 1 |  |  |  |  | 42.6% | [5 empty] | 16.6% | 2.715% | 19.32% | 2 | 52.27% | 0% | 0% | 2 | 31.11% | 0% | 0% | 1 | 34.58% | 0% | 0% | 1 | 62.82% | 0% | 0% | 2 | 28.87% | 0% | 0% | 1 | 6.452% | 0% | 0% | 1
208 | Inyo | Greater_Kramer (Exclude) | 0 | 0 | 0 | 0% | 0% | 1 |  |  |  |  | 0% | [5 empty] | 27.38% | 0% | 27.38% | 2 | 0% | 0% | 0% | 1 | 8.043% | 0% | 0% | 1 | 23.76% | 0% | 0% | 1 | 23.76% | 0% | 0% | 1 | 82.23% | 0% | 0% | 3 | 13.23% | 0% | 0% | 1 | 0% | 0% | 1 |  |  |  |  | 0% | [5 empty] | 32.15% | 0% | 32.15% | 2 | 0% | 0% | 0% | 1 | 16.22% | 0% | 0% | 1 | 26.06% | 0% | 0% | 1 | 28% | 0% | 0% | 1 | 76.98% | 0% | 0% | 3 | 7.203% | 0% | 0% | 1 | 0% | 0% | 1 |  |  |  |  | 0% | [5 empty] | 47.85% | 0% | 47.85% | 2 | 0% | 0% | 0% | 1 | 18.55% | 0% | 0% | 1 | 18.26% | 0% | 0% | 1 | 27.39% | 0% | 0% | 1 | 76.46% | 0% | 0% | 3 | 6.068% | 0% | 0% | 1 | 0% | 0% | 1 |  |  |  |  | 0% | [5 empty] | 48.15% | 0% | 48.15% | 2 | 0% | 0% | 0% | 1 | 24.03% | 0% | 0% | 1 | 10.68% | 0% | 0% | 1 | 29.01% | 0% | 0% | 1 | 77% | 0% | 0% | 3 | 3.643% | 0% | 0% | 1
209 | Control | Greater_Kramer (Exclude) | 0 | 0 | 0 | 0% | 0% | 1 |  |  |  |  | 0% | [5 empty] | 36.71% | 0% | 36.71% | 2 | 0% | 0% | 0% | 1 | 1.148% | 0% | 0% | 1 | 30.24% | 0% | 0% | 1 | 30.24% | 0% | 0% | 1 | 85.51% | 0% | 0% | 3 | 17.97% | 0% | 0% | 1 | 0% | 0% | 1 |  |  |  |  | 0% | [5 empty] | 42.76% | 0% | 42.76% | 2 | 0% | 0% | 0% | 1 | 9.484% | 0% | 0% | 1 | 23.54% | 0% | 0% | 1 | 23.87% | 0% | 0% | 1 | 76.72% | 0% | 0% | 3 | 8.726% | 0% | 0% | 1 | 0% | 0% | 1 |  |  |  |  | 0% | [5 empty] | 51.75% | 0% | 51.75% | 3 | 0% | 0% | 0% | 1 | 17.71% | 0% | 0% | 1 | 16.2% | 0% | 0% | 1 | 24.36% | 0% | 0% | 1 | 74.19% | 0% | 0% | 3 | 6.105% | 0% | 0% | 1 | 0% | 0% | 1 |  |  |  |  | 0% | [5 empty] | 48.65% | 0% | 48.65% | 2 | 0% | 0% | 0% | 1 | 24.04% | 0% | 0% | 1 | 10.45% | 0% | 0% | 1 | 28.94% | 0% | 0% | 1 | 77.05% | 0% | 0% | 3 | 3.75% | 0% | 0% | 1
210 | Big Creek Hydro Facilities | Central_Valley_North_Los_Banos | 0 | 0 | 0 | 0% | 0% | 1 |  |  |  |  | 0% | [5 empty] | 0% | 0% | 0% | 1 | 0% | 0% | 0% | 1 | 0% | 0% | 0% | 1 | 0% | 0% | 0% | 1 | 0% | 0% | 0% | 1 | 0% | 0% | 0% | 1 | 0% | 0% | 0% | 1 | 0% | 0% | 1 |  |  |  |  | 0% | [5 empty] | 0% | 0% | 0% | 1 | 0% | 0% | 0% | 1 | 0% | 0% | 0% | 1 | 0% | 0% | 0% | 1 | 0% | 0% | 0% | 1 | 0% | 0% | 0% | 1 | 0% | 0% | 0% | 1 | 0% | 0% | 1 |  |  |  |  | 0% | [5 empty] | 0% | 0% | 0% | 1 | 0% | 0% | 0% | 1 | 0% | 0% | 0% | 1 | 0% | 0% | 0% | 1 | 0% | 0% | 0% | 1 | 0% | 0% | 0% | 1 | 0% | 0% | 0% | 1 | 0% | 0% | 1 |  |  |  |  | 0% | [5 empty] | 0% | 0% | 0% | 1 | 0% | 0% | 0% | 1 | 5.293% | 0% | 0% | 1 | 24.44% | 0% | 0% | 1 | 24.44% | 0% | 0% | 1 | 100% | 0% | 0% | 5 | 22.32% | 0% | 0% | 1
211 | Moss Landing | Peninsula_Monterey | 0 | 0 | 0 | 0% | 0% | 1 |  |  |  |  | 49.3% | [5 empty] | 0% | 0% | 0% | 1 | 2.815% | 0% | 0% | 1 | 40.45% | 0% | 0% | 1 | 56.87% | 0% | 0% | 2 | 59.69% | 0% | 0% | 2 | 0% | 0% | 0% | 1 | 11.53% | 0% | 0% | 1 | 0% | 0% | 1 |  |  |  |  | 41.99% | [5 empty] | 1.697% | 0.1414% | 1.838% | 2 | 4.221% | 0% | 0% | 1 | 40.91% | 0% | 0% | 1 | 61.05% | 0% | 0% | 2 | 65.28% | 0% | 0% | 2 | 1.826% | 0% | 0% | 1 | 9.905% | 0% | 0% | 1 | 0% | 0% | 1 |  |  |  |  | 48.92% | [5 empty] | 2.337% | 2.788% | 5.125% | 2 | 4.904% | 0% | 0% | 1 | 33.36% | 0% | 0% | 1 | 46.16% | 0% | 0% | 1 | 48.93% | 0% | 0% | 1 | 3.244% | 0% | 0% | 1 | 7.78% | 0% | 0% | 1 | 0% | 0% | 1 |  |  |  |  | 47.24% | [5 empty] | 16.15% | 13.31% | 29.46% | 3 | 15.51% | 0% | 0% | 1 | 11.87% | 0% | 0% | 1 | 26.1% | 0% | 0% | 1 | 37.52% | 0% | 0% | 1 | 15.21% | 0% | 0% | 1 | 5.702% | 0% | 0% | 1
212 | Cal Ave | Central_Valley_North_Los_Banos | 0 | 0 | 10 | 0% | 0% | 1 |  |  |  |  | 73.42% | [5 empty] | 0% | 0% | 0% | 1 | 0% | 0% | 0% | 1 | 0% | 0% | 0% | 1 | 0% | 0% | 0% | 1 | 0% | 0% | 0% | 1 | 0% | 0% | 0% | 1 | 0.054% | 0% | 0% | 1 | 0% | 0% | 1 |  |  |  |  | 70.66% | [5 empty] | 0% | 0% | 0% | 1 | 3.27% | 0% | 0% | 1 | 0.7395% | 0% | 0% | 1 | 0.7395% | 0% | 0% | 1 | 4.01% | 0% | 0% | 1 | 0% | 0% | 0% | 1 | 0.6804% | 0% | 0% | 1 | 0% | 0% | 1 |  |  |  |  | 59.46% | [5 empty] | 0% | 0% | 0% | 1 | 3.941% | 0% | 0% | 1 | 9.576% | 0% | 0% | 1 | 9.576% | 0% | 0% | 1 | 13.43% | 0% | 0% | 1 | 1.643% | 0% | 0% | 1 | 3.17% | 0% | 0% | 1 | 0% | 0% | 1 |  |  |  |  | 44.92% | [5 empty] | 0% | 0% | 0% | 1 | 19.1% | 0% | 0% | 1 | 15.64% | 0% | 0% | 1 | 18.83% | 0% | 0% | 1 | 31.33% | 0% | 0% | 1 | 2.378% | 0% | 0% | 1 | 6.554% | 0% | 0% | 1
213 | Poso Mountain | Central_Valley_North_Los_Banos | 0 | 0 | 0 | 0% | 0% | 1 |  |  |  |  | 0% | [5 empty] | 0% | 0% | 0% | 1 | 0% | 0% | 0% | 1 | 0% | 0% | 0% | 1 | 0% | 0% | 0% | 1 | 0% | 0% | 0% | 1 | 0% | 0% | 0% | 1 | 0% | 0% | 0% | 1 | 0% | 0% | 1 |  |  |  |  | 0% | [5 empty] | 100% | 0% | 100% | 5 | 100% | 0% | 0% | 5 | 0% | 0% | 0% | 1 | 0% | 0% | 0% | 1 | 100% | 0% | 0% | 5 | 18.24% | 0% | 0% | 1 | 0% | 0% | 0% | 1 | 0% | 0% | 1 |  |  |  |  | 0% | [5 empty] | 100% | 0% | 100% | 5 | 22.1% | 0% | 0% | 1 | 0.0434% | 0% | 0% | 1 | 41.54% | 0% | 0% | 1 | 45.3% | 0% | 0% | 1 | 71.98% | 0% | 0% | 3 | 1.727% | 0% | 0% | 1 | 0% | 0% | 1 |  |  |  |  | 0% | [5 empty] | 52.24% | 47.76% | 100% | 5 | 30.24% | 0% | 0% | 1 | 29.02% | 0% | 0% | 1 | 53.46% | 0% | 0% | 2 | 71.31% | 0% | 0% | 3 | 69.21% | 0% | 0% | 2 | 2.298% | 0% | 0% | 1
214 | Walnut | Greater_LA | 0 | 0 | 0 | 0% | 0% | 1 |  |  |  |  | 0% | [5 empty] | 0% | 0% | 0% | 1 | 0% | 0% | 0% | 1 | 0% | 0% | 0% | 1 | 0% | 0% | 0% | 1 | 0% | 0% | 0% | 1 | 0% | 0% | 0% | 1 | 0% | 0% | 0% | 1 | 0% | 0% | 1 |  |  |  |  | 0% | [5 empty] | 0% | 0% | 0% | 1 | 0% | 0% | 0% | 1 | 0% | 0% | 0% | 1 | 0% | 0% | 0% | 1 | 0% | 0% | 0% | 1 | 0% | 0% | 0% | 1 | 0% | 0% | 0% | 1 | 0% | 0% | 1 |  |  |  |  | 0% | [5 empty] | 0% | 88.16% | 88.16% | 5 | 59.69% | 0% | 0% | 2 | 38.44% | 0% | 0% | 1 | 40.31% | 0% | 0% | 1 | 100% | 0% | 0% | 5 | 44.9% | 0% | 0% | 1 | 2.131% | 0% | 0% | 1 | 0% | 0% | 1 |  |  |  |  | 0% | [5 empty] | 0.6334% | 50.45% | 51.09% | 5 | 18.43% | 0% | 0% | 1 | 19.38% | 0% | 0% | 1 | 66.4% | 0% | 0% | 2 | 73.74% | 0% | 0% | 3 | 34.06% | 0% | 0% | 1 | 8.509% | 0% | 0% | 1
215 | Chevmain | Greater_LA | 0 | 0 | 0 | 0% | 0% | 1 |  |  |  |  | 0% | [5 empty] | 20.72% | 0% | 20.72% | 2 | 2.89% | 0% | 0% | 1 | 30.56% | 0% | 0% | 1 | 55.07% | 0% | 0% | 2 | 57.96% | 0% | 0% | 2 | 0% | 0% | 0% | 1 | 0.1727% | 0% | 0% | 1 | 0% | 0% | 1 |  |  |  |  | 0% | [5 empty] | 4.666% | 0.3376% | 5.003% | 2 | 0.7583% | 0% | 0% | 1 | 3.4% | 0% | 0% | 1 | 69.2% | 0% | 0% | 2 | 69.96% | 0% | 0% | 2 | 0% | 0% | 0% | 1 | 0.2075% | 0% | 0% | 1 | 0% | 0% | 1 |  |  |  |  | 0% | [5 empty] | 3.543% | 1.085% | 4.628% | 2 | 1.082% | 0% | 0% | 1 | 3.203% | 0% | 0% | 1 | 54.86% | 0% | 0% | 2 | 55.94% | 0% | 0% | 2 | 0% | 0% | 0% | 1 | 0.2331% | 0% | 0% | 1 | 0% | 0% | 1 |  |  |  |  | 0% | [5 empty] | 1.884% | 16.47% | 18.35% | 3 | 1.286% | 0% | 0% | 1 | 7.902% | 0% | 0% | 1 | 61.4% | 0% | 0% | 2 | 62.69% | 0% | 0% | 2 | 0.5706% | 0% | 0% | 1 | 2.71% | 0% | 0% | 1
216 | Long Beach | Greater_LA | 0 | 0 | 0 | 0% | 0% | 1 |  |  |  |  | 0% | [5 empty] | 0.1503% | 0% | 0.1503% | 1 | 0% | 0% | 0% | 1 | 10.41% | 0% | 0% | 1 | 62.33% | 0% | 0% | 2 | 62.33% | 0% | 0% | 2 | 0% | 0% | 0% | 1 | 0.4252% | 0% | 0% | 1 | 0% | 0% | 1 |  |  |  |  | 0% | [5 empty] | 1.819% | 0% | 1.819% | 1 | 0.1433% | 0% | 0% | 1 | 9.329% | 0% | 0% | 1 | 68.55% | 0% | 0% | 2 | 68.69% | 0% | 0% | 2 | 0% | 0% | 0% | 1 | 0.4333% | 0% | 0% | 1 | 0% | 0% | 1 |  |  |  |  | 0% | [5 empty] | 1.332% | 0% | 1.332% | 1 | 0.105% | 0% | 0% | 1 | 15.17% | 0% | 0% | 1 | 76.04% | 0% | 0% | 3 | 76.15% | 0% | 0% | 3 | 0% | 0% | 0% | 1 | 3.426% | 0% | 0% | 1 | 0% | 0% | 1 |  |  |  |  | 0% | [5 empty] | 1.699% | 4.292% | 5.99% | 2 | 0.4752% | 0% | 0% | 1 | 13.78% | 0% | 0% | 1 | 72.45% | 0% | 0% | 3 | 72.92% | 0% | 0% | 3 | 3.038% | 0% | 0% | 1 | 3.189% | 0% | 0% | 1
217 | Pit 1 | Northern_California | 0 | 0 | 0 | 0% | 0% | 1 |  |  |  |  | 0% | [5 empty] | 97.67% | 0% | 97.67% | 5 | 29.64% | 0% | 0% | 1 | 24.04% | 0% | 0% | 1 | 41.51% | 0% | 0% | 1 | 43.9% | 0% | 0% | 1 | 51.17% | 0% | 0% | 2 | 1.006% | 0% | 0% | 1 | 0% | 0% | 1 |  |  |  |  | 0% | [5 empty] | 95.79% | 0% | 95.79% | 5 | 30.06% | 0% | 0% | 1 | 9.311% | 0% | 0% | 1 | 6.345% | 0% | 0% | 1 | 35.95% | 0% | 0% | 1 | 69.95% | 0% | 0% | 2 | 2.13% | 0% | 0% | 1 | 0% | 0% | 1 |  |  |  |  | 0.1141% | [5 empty] | 97.84% | 0% | 97.84% | 5 | 39.65% | 0% | 0% | 1 | 10.12% | 0% | 0% | 1 | 5.667% | 0% | 0% | 1 | 46.07% | 0% | 0% | 1 | 70.81% | 0% | 0% | 3 | 3.661% | 0% | 0% | 1 | 0% | 0% | 1 |  |  |  |  | 0.05207% | [5 empty] | 90.89% | 1.106% | 91.99% | 5 | 38.85% | 0% | 0% | 1 | 8.523% | 0% | 0% | 1 | 8.564% | 0% | 0% | 1 | 45.09% | 0% | 0% | 1 | 68.71% | 0% | 0% | 2 | 3.973% | 0% | 0% | 1
218 | Cove Rd | Northern_California | 0 | 0 | 0 | 0% | 0% | 1 |  |  |  |  | 0.09001% | [5 empty] | 92.58% | 6.992% | 99.57% | 5 | 50.81% | 0% | 0% | 2 | 21.93% | 0% | 0% | 1 | 26.29% | 0% | 0% | 1 | 63.61% | 0% | 0% | 2 | 67.83% | 0% | 0% | 2 | 5.153% | 0% | 0% | 1 | 0% | 0% | 1 |  |  |  |  | 0.04786% | [5 empty] | 95.11% | 4.198% | 99.31% | 5 | 49.22% | 0% | 0% | 1 | 23.56% | 0% | 0% | 1 | 25.37% | 0% | 0% | 1 | 64.34% | 0% | 0% | 2 | 69.44% | 0% | 0% | 2 | 4.7% | 0% | 0% | 1 | 0% | 0% | 1 |  |  |  |  | 0.03101% | [5 empty] | 96.63% | 2.719% | 99.35% | 5 | 41.29% | 0% | 0% | 1 | 21.72% | 0% | 0% | 1 | 24.28% | 0% | 0% | 1 | 55.9% | 0% | 0% | 2 | 72.4% | 0% | 0% | 3 | 4.228% | 0% | 0% | 1 | 0% | 0% | 1 |  |  |  |  | 0.08117% | [5 empty] | 94.5% | 5.036% | 99.53% | 5 | 38.99% | 0% | 0% | 1 | 20.64% | 0% | 0% | 1 | 22.45% | 0% | 0% | 1 | 53.34% | 0% | 0% | 2 | 64.3% | 0% | 0% | 2 | 4.304% | 0% | 0% | 1
219 | Drum | Northern_California | 0 | 0 | 0 | 0% | 0% | 1 |  |  |  |  | 0% | [5 empty] | 82.08% | 15.07% | 97.15% | 5 | 5.686% | 0% | 0% | 1 | 14.56% | 0% | 0% | 1 | 0.08457% | 0% | 0% | 1 | 20.33% | 0% | 0% | 1 | 55.21% | 0% | 0% | 2 | 2.5% | 0% | 0% | 1 | 0% | 0% | 1 |  |  |  |  | 0% | [5 empty] | 69.2% | 9.29% | 78.49% | 5 | 16.38% | 0% | 0% | 1 | 18.33% | 0% | 0% | 1 | 9.255% | 0% | 0% | 1 | 36.32% | 0% | 0% | 1 | 58.35% | 0% | 0% | 2 | 4.668% | 0% | 0% | 1 | 0% | 0% | 1 |  |  |  |  | 0% | [5 empty] | 48.53% | 15.52% | 64.05% | 3 | 11.7% | 0% | 0% | 1 | 9.226% | 0% | 0% | 1 | 12.83% | 0% | 0% | 1 | 29.58% | 0% | 0% | 1 | 66.44% | 0% | 0% | 2 | 4.813% | 0% | 0% | 1 | 0% | 0% | 1 |  |  |  |  | 0% | [5 empty] | 47.81% | 12.46% | 60.27% | 3 | 12.43% | 0% | 0% | 1 | 15.01% | 0% | 0% | 1 | 19.33% | 0% | 0% | 1 | 36.49% | 0% | 0% | 1 | 67.21% | 0% | 0% | 2 | 7.445% | 0% | 0% | 1
220 | Vierra | Solano | 0 | 0 | 0 | 0% | 0% | 1 |  |  |  |  | 74.06% | [5 empty] | 0% | 0% | 0% | 1 | 17.08% | 0% | 0% | 1 | 5.272% | 0% | 0% | 1 | 5.272% | 0% | 0% | 1 | 19.61% | 0% | 0% | 1 | 0% | 0% | 0% | 1 | 4.47% | 0% | 0% | 1 | 0% | 0% | 1 |  |  |  |  | 72.63% | [5 empty] | 0% | 0% | 0% | 1 | 30.43% | 0% | 0% | 1 | 6.954% | 0% | 0% | 1 | 5.419% | 0% | 0% | 1 | 33.05% | 0% | 0% | 1 | 0.8727% | 0% | 0% | 1 | 3.153% | 0% | 0% | 1 | 0% | 0% | 1 |  |  |  |  | 56.48% | [5 empty] | 0% | 0% | 0% | 1 | 47.2% | 0% | 0% | 1 | 14.96% | 0% | 0% | 1 | 15.03% | 0% | 0% | 1 | 49.56% | 0% | 0% | 1 | 10.25% | 0% | 0% | 1 | 3.54% | 0% | 0% | 1 | 0% | 0% | 1 |  |  |  |  | 44.41% | [5 empty] | 7.507% | 0.383% | 7.89% | 2 | 48.96% | 0% | 0% | 1 | 20.9% | 0% | 0% | 1 | 27.2% | 0% | 0% | 1 | 57.75% | 0% | 0% | 2 | 19.98% | 0% | 0% | 1 | 5.339% | 0% | 0% | 1
221 | Coyote | Peninsula_Monterey | 0 | 0 | 0 | 0% | 0% | 1 |  |  |  |  | 0% | [5 empty] | 44.58% | 55.42% | 100% | 5 | 100% | 0% | 0% | 5 | 0.5604% | 0% | 0% | 1 | 31.38% | 0% | 0% | 1 | 100% | 0% | 0% | 5 | 83.19% | 0% | 0% | 3 | 3.348% | 0% | 0% | 1 | 0% | 0% | 1 |  |  |  |  | 0% | [5 empty] | 84.27% | 15.73% | 100% | 5 | 84.87% | 0% | 0% | 3 | 32.65% | 0% | 0% | 1 | 47.7% | 0% | 0% | 1 | 93.49% | 0% | 0% | 4 | 89.41% | 0% | 0% | 3 | 1.69% | 0% | 0% | 1 | 0% | 0% | 1 |  |  |  |  | 0.02532% | [5 empty] | 77.46% | 21.6% | 99.06% | 5 | 81.82% | 0% | 0% | 3 | 24.53% | 0% | 0% | 1 | 41.76% | 0% | 0% | 1 | 93.81% | 0% | 0% | 4 | 84.27% | 0% | 0% | 3 | 1.986% | 0% | 0% | 1 | 0% | 0% | 1 |  |  |  |  | 1.985% | [5 empty] | 53.19% | 9.762% | 62.95% | 3 | 82% | 0% | 0% | 3 | 31.06% | 0% | 0% | 1 | 52.39% | 0% | 0% | 2 | 94.68% | 0% | 0% | 4 | 82.62% | 0% | 0% | 3 | 3.801% | 0% | 0% | 1
222 | Metcalf | Peninsula_Monterey | 0 | 0 | 0 | 0% | 0% | 1 |  |  |  |  | 0% | [5 empty] | 54.63% | 45.37% | 100% | 5 | 100% | 0% | 0% | 5 | 0.9887% | 0% | 0% | 1 | 25.25% | 0% | 0% | 1 | 100% | 0% | 0% | 5 | 85.93% | 0% | 0% | 3 | 2.633% | 0% | 0% | 1 | 0% | 0% | 1 |  |  |  |  | 0% | [5 empty] | 85.57% | 14.43% | 100% | 5 | 86.15% | 0% | 0% | 3 | 31.64% | 0% | 0% | 1 | 45.41% | 0% | 0% | 1 | 93.71% | 0% | 0% | 4 | 90.53% | 0% | 0% | 4 | 1.705% | 0% | 0% | 1 | 0% | 0% | 1 |  |  |  |  | 0.02462% | [5 empty] | 78.23% | 20.7% | 98.93% | 5 | 82.28% | 0% | 0% | 3 | 25.02% | 0% | 0% | 1 | 41.66% | 0% | 0% | 1 | 93.66% | 0% | 0% | 4 | 84.93% | 0% | 0% | 3 | 1.943% | 0% | 0% | 1 | 0% | 0% | 1 |  |  |  |  | 1.864% | [5 empty] | 52.45% | 9.647% | 62.1% | 3 | 82.31% | 0% | 0% | 3 | 30.81% | 0% | 0% | 1 | 52.44% | 0% | 0% | 2 | 94.79% | 0% | 0% | 4 | 83.41% | 0% | 0% | 3 | 3.766% | 0% | 0% | 1
223 | Diablo | Kern_Greater_Carrizo | 0 | 0 | 0 | 0% | 0% | 1 |  |  |  |  | 0.1285% | [5 empty] | 11.53% | 86.53% | 98.06% | 5 | 8.434% | 0% | 0% | 1 | 3.329% | 0% | 0% | 1 | 60.16% | 0% | 0% | 2 | 60.16% | 0% | 0% | 2 | 62.61% | 0% | 0% | 2 | 8.616% | 0% | 0% | 1 | 0% | 0% | 1 |  |  |  |  | 0.1207% | [5 empty] | 26.05% | 60.58% | 86.62% | 5 | 19.21% | 0% | 0% | 1 | 6.802% | 0% | 0% | 1 | 61.25% | 0% | 0% | 2 | 65.02% | 0% | 0% | 2 | 60.67% | 0% | 0% | 2 | 7.902% | 0% | 0% | 1 | 0% | 0% | 1 |  |  |  |  | 0.5892% | [5 empty] | 23.46% | 61.38% | 84.83% | 5 | 52.98% | 0% | 0% | 2 | 19.75% | 0% | 0% | 1 | 46.5% | 0% | 0% | 1 | 72.18% | 0% | 0% | 3 | 64.11% | 0% | 0% | 2 | 8.463% | 0% | 0% | 1 | 0% | 0% | 1 |  |  |  |  | 2.829% | [5 empty] | 37.7% | 34.56% | 72.26% | 5 | 33.88% | 0% | 0% | 1 | 13.93% | 0% | 0% | 1 | 38.3% | 0% | 0% | 1 | 53.94% | 0% | 0% | 2 | 49.39% | 0% | 0% | 1 | 5.812% | 0% | 0% | 1
224 | Coolwater | Greater_Kramer | 212.18 | 8487.2 | 0 | 166.2% | 11.61% | 5 |  |  |  |  | 0.6204% | [5 empty] | 0% | 0% | 0% | 1 | 78.15% | 113.5% | 3.772% | 4 | 24.21% | 32.72% | 0% | 2 | 13.29% | 28.6% | 0% | 2 | 80.3% | 125.8% | 6.342% | 4 | 51.96% | 51.61% | 0% | 3 | 2.766% | 125.8% | 6.342% | 4 | 34.48% | 0% | 2 |  |  |  |  | 2.568% | [5 empty] | 0% | 0% | 0% | 1 | 53.43% | 29.09% | 0% | 2 | 21.63% | 17.29% | 0% | 1 | 9.857% | 15.03% | 0% | 1 | 55.25% | 30.27% | 0% | 2 | 33.63% | 20.41% | 0% | 2 | 2.064% | 30.27% | 0% | 2 | 23.53% | 0% | 2 |  |  |  |  | 2.312% | [5 empty] | 0% | 0% | 0% | 1 | 44.78% | 13.23% | 0% | 1 | 19.44% | 9.068% | 0% | 1 | 13.11% | 8.408% | 0% | 1 | 50.4% | 14.73% | 0% | 2 | 44.88% | 13.25% | 0% | 1 | 2.133% | 14.73% | 0% | 1 | 12.86% | 0% | 1 |  |  |  |  | 1.424% | [5 empty] | 0% | 0% | 0% | 1 | 43.04% | 6.529% | 0% | 1 | 27.27% | 5.113% | 0% | 1 | 15.27% | 4.389% | 0% | 1 | 54.58% | 8.188% | 0% | 2 | 39.14% | 6.111% | 0% | 1 | 2.024% | 8.188% | 0% | 1
225 | San Onofre | Greater_SD | 0 | 0 | 0 | 0% | 0% | 1 |  |  |  |  | 0% | [5 empty] | 17.12% | 0% | 17.12% | 1 | 0% | 0% | 0% | 1 | 66.45% | 0% | 0% | 2 | 73.72% | 0% | 0% | 3 | 73.72% | 0% | 0% | 3 | 7.89% | 0% | 0% | 1 | 7.969% | 0% | 0% | 1 | 0% | 0% | 1 |  |  |  |  | 0% | [5 empty] | 2.352% | 0% | 2.352% | 1 | 3.837% | 0% | 0% | 1 | 61.56% | 0% | 0% | 2 | 91.73% | 0% | 0% | 4 | 91.73% | 0% | 0% | 4 | 1.084% | 0% | 0% | 1 | 13.29% | 0% | 0% | 1 | 0% | 0% | 1 |  |  |  |  | 0% | [5 empty] | 2.952% | 0% | 2.952% | 1 | 5.542% | 0% | 0% | 1 | 62.65% | 0% | 0% | 2 | 90.1% | 0% | 0% | 4 | 90.1% | 0% | 0% | 4 | 0.9859% | 0% | 0% | 1 | 12.37% | 0% | 0% | 1 | 0% | 0% | 1 |  |  |  |  | 0% | [5 empty] | 1.414% | 0% | 1.414% | 1 | 3.246% | 0% | 0% | 1 | 38.58% | 0% | 0% | 1 | 92.47% | 0% | 0% | 4 | 92.55% | 0% | 0% | 4 | 0.4723% | 0% | 0% | 1 | 13.04% | 0% | 0% | 1
226 | Woodland | Solano | 0 | 0 | 0 | 0% | 0% | 1 |  |  |  |  | 62.61% | [5 empty] | 0% | 0% | 0% | 1 | 53.84% | 0% | 0% | 2 | 15.41% | 0% | 0% | 1 | 30.37% | 0% | 0% | 1 | 65.5% | 0% | 0% | 2 | 0% | 0% | 0% | 1 | 5.124% | 0% | 0% | 1 | 0% | 0% | 1 |  |  |  |  | 66.39% | [5 empty] | 0.01327% | 0% | 0.01327% | 1 | 55.02% | 0% | 0% | 2 | 8.312% | 0% | 0% | 1 | 30.8% | 0% | 0% | 1 | 67.07% | 0% | 0% | 2 | 0.3975% | 0% | 0% | 1 | 3.909% | 0% | 0% | 1 | 0% | 0% | 1 |  |  |  |  | 58.11% | [5 empty] | 4.95% | 0% | 4.95% | 1 | 55.92% | 0% | 0% | 2 | 7.609% | 0% | 0% | 1 | 34.21% | 0% | 0% | 1 | 68.74% | 0% | 0% | 2 | 6.143% | 0% | 0% | 1 | 4.339% | 0% | 0% | 1 | 0% | 0% | 1 |  |  |  |  | 51.55% | [5 empty] | 13.95% | 0% | 13.95% | 1 | 47.63% | 0% | 0% | 1 | 9.494% | 0% | 0% | 1 | 29.18% | 0% | 0% | 1 | 63.03% | 0% | 0% | 2 | 13.31% | 0% | 0% | 1 | 6.087% | 0% | 0% | 1
227 | Donnells | El_Dorado_Mariposa | 0 | 0 | 0 | 0% | 0% | 1 |  |  |  |  | 0% | [5 empty] | 35.51% | 1.89% | 37.4% | 2 | 0.3153% | 0% | 0% | 1 | 2.958% | 0% | 0% | 1 | 11.47% | 0% | 0% | 1 | 13.79% | 0% | 0% | 1 | 75.65% | 0% | 0% | 3 | 4.2% | 0% | 0% | 1 | 0% | 0% | 1 |  |  |  |  | 0% | [5 empty] | 42.89% | 1.347% | 44.24% | 2 | 8.778% | 0% | 0% | 1 | 4.083% | 0% | 0% | 1 | 7.422% | 0% | 0% | 1 | 19.68% | 0% | 0% | 1 | 66.38% | 0% | 0% | 2 | 3.907% | 0% | 0% | 1 | 0% | 0% | 1 |  |  |  |  | 0% | [5 empty] | 50.83% | 0.9872% | 51.81% | 3 | 6.488% | 0% | 0% | 1 | 5.285% | 0% | 0% | 1 | 8.529% | 0% | 0% | 1 | 18.31% | 0% | 0% | 1 | 54.45% | 0% | 0% | 2 | 3.577% | 0% | 0% | 1 | 0% | 0% | 1 |  |  |  |  | 0% | [5 empty] | 48.13% | 0.6913% | 48.82% | 2 | 5.921% | 0% | 0% | 1 | 7.68% | 0% | 0% | 1 | 11.03% | 0% | 0% | 1 | 22.77% | 0% | 0% | 1 | 61.6% | 0% | 0% | 2 | 5.281% | 0% | 0% | 1
228 | Mandalay | Greater_LA | 0 | 0 | 0 | 0% | 0% | 1 |  |  |  |  | 0% | [5 empty] | 1.202% | 0% | 1.202% | 1 | 20.32% | 0% | 0% | 1 | 48.89% | 0% | 0% | 1 | 83.1% | 0% | 0% | 3 | 83.1% | 0% | 0% | 3 | 0% | 0% | 0% | 1 | 40.64% | 0% | 0% | 1 | 0% | 0% | 1 |  |  |  |  | 0.1215% | [5 empty] | 4.009% | 0.005812% | 4.015% | 2 | 25.93% | 0% | 0% | 1 | 55.89% | 0% | 0% | 2 | 81.01% | 0% | 0% | 3 | 81.01% | 0% | 0% | 3 | 0% | 0% | 0% | 1 | 45.72% | 0% | 0% | 1 | 0% | 0% | 1 |  |  |  |  | 0.1462% | [5 empty] | 5.754% | 0.8722% | 6.626% | 2 | 25.3% | 0% | 0% | 1 | 52.79% | 0% | 0% | 2 | 76.66% | 0% | 0% | 3 | 77.51% | 0% | 0% | 3 | 0.6876% | 0% | 0% | 1 | 43.23% | 0% | 0% | 1 | 0% | 0% | 1 |  |  |  |  | 4.815% | [5 empty] | 12.97% | 70.43% | 83.4% | 5 | 43.65% | 0% | 0% | 1 | 7.556% | 0% | 0% | 1 | 14.56% | 0% | 0% | 1 | 54.54% | 0% | 0% | 2 | 46.47% | 0% | 0% | 1 | 16.41% | 0% | 0% | 1
229 | North Gila | Arizona | 0 | 0 | 0 | 0% | 0% | 1 |  |  |  |  | 32.65% | [5 empty] | 0% | 0% | 0% | 1 | 1.12% | 0% | 0% | 1 | 75.61% | 0% | 0% | 3 | 66.97% | 0% | 0% | 2 | 75.71% | 0% | 0% | 3 | 44.21% | 0% | 0% | 1 | 4.551% | 0% | 0% | 1 | 0% | 0% | 1 |  |  |  |  | 17.4% | [5 empty] | 0% | 0% | 0% | 1 | 0.6205% | 0% | 0% | 1 | 54.91% | 0% | 0% | 2 | 50.57% | 0% | 0% | 2 | 55.02% | 0% | 0% | 2 | 58.58% | 0% | 0% | 2 | 3.269% | 0% | 0% | 1 | 0% | 0% | 1 |  |  |  |  | 13.38% | [5 empty] | 0% | 0% | 0% | 1 | 0.5141% | 0% | 0% | 1 | 47.85% | 0% | 0% | 1 | 40.23% | 0% | 0% | 1 | 47.93% | 0% | 0% | 1 | 55.24% | 0% | 0% | 2 | 2.528% | 0% | 0% | 1 | 0% | 0% | 1 |  |  |  |  | 12.99% | [5 empty] | 0% | 0% | 0% | 1 | 0.6263% | 0% | 0% | 1 | 46.57% | 0% | 0% | 1 | 39.13% | 0% | 0% | 1 | 46.65% | 0% | 0% | 1 | 54.81% | 0% | 0% | 2 | 2.455% | 0% | 0% | 1
230 | Eight Mile | Solano | 0 | 0 | 0 | 0% | 0% | 1 |  |  |  |  | 75.9% | [5 empty] | 0% | 0% | 0% | 1 | 18.56% | 0% | 0% | 1 | 28.14% | 0% | 0% | 1 | 28.14% | 0% | 0% | 1 | 35.93% | 0% | 0% | 1 | 0% | 0% | 0% | 1 | 7.291% | 0% | 0% | 1 | 0% | 0% | 1 |  |  |  |  | 72.97% | [5 empty] | 0% | 0% | 0% | 1 | 14.32% | 0% | 0% | 1 | 20.66% | 0% | 0% | 1 | 21.17% | 0% | 0% | 1 | 30.24% | 0% | 0% | 1 | 0% | 0% | 0% | 1 | 8.036% | 0% | 0% | 1 | 0% | 0% | 1 |  |  |  |  | 67.85% | [5 empty] | 0% | 0% | 0% | 1 | 14.18% | 0% | 0% | 1 | 18.73% | 0% | 0% | 1 | 18.95% | 0% | 0% | 1 | 29.57% | 0% | 0% | 1 | 0% | 0% | 0% | 1 | 7.509% | 0% | 0% | 1 | 0% | 0% | 1 |  |  |  |  | 48.56% | [5 empty] | 3.358% | 1.064% | 4.422% | 2 | 28.95% | 0% | 0% | 1 | 24.57% | 0% | 0% | 1 | 27% | 0% | 0% | 1 | 44.62% | 0% | 0% | 1 | 4.717% | 0% | 0% | 1 | 10.21% | 0% | 0% | 1
231 | Kern Power | Central_Valley_North_Los_Banos | 0 | 0 | 0 | 0% | 0% | 1 |  |  |  |  | 0% | [5 empty] | 0% | 0% | 0% | 1 | 0% | 0% | 0% | 1 | 0% | 0% | 0% | 1 | 0% | 0% | 0% | 1 | 0% | 0% | 0% | 1 | 0% | 0% | 0% | 1 | 0% | 0% | 0% | 1 | 0% | 0% | 1 |  |  |  |  | 0% | [5 empty] | 0% | 0% | 0% | 1 | 0% | 0% | 0% | 1 | 0% | 0% | 0% | 1 | 0% | 0% | 0% | 1 | 0% | 0% | 0% | 1 | 0% | 0% | 0% | 1 | 0% | 0% | 0% | 1 | 0% | 0% | 1 |  |  |  |  | 0% | [5 empty] | 0% | 0% | 0% | 1 | 0% | 0% | 0% | 1 | 0% | 0% | 0% | 1 | 0% | 0% | 0% | 1 | 0% | 0% | 0% | 1 | 0% | 0% | 0% | 1 | 0% | 0% | 0% | 1 | 0% | 0% | 1 |  |  |  |  | 0% | [5 empty] | 34.06% | 65.94% | 100% | 5 | 74.89% | 0% | 0% | 3 | 19.26% | 0% | 0% | 1 | 32.14% | 0% | 0% | 1 | 89.34% | 0% | 0% | 3 | 47.3% | 0% | 0% | 1 | 2.328% | 0% | 0% | 1
232 | Renfro | Central_Valley_North_Los_Banos | 0 | 0 | 0 | 0% | 0% | 1 |  |  |  |  | 0% | [5 empty] | 0% | 0% | 0% | 1 | 0% | 0% | 0% | 1 | 0% | 0% | 0% | 1 | 0% | 0% | 0% | 1 | 0% | 0% | 0% | 1 | 0% | 0% | 0% | 1 | 0% | 0% | 0% | 1 | 0% | 0% | 1 |  |  |  |  | 0% | [5 empty] | 0% | 0% | 0% | 1 | 0% | 0% | 0% | 1 | 0% | 0% | 0% | 1 | 0% | 0% | 0% | 1 | 0% | 0% | 0% | 1 | 0% | 0% | 0% | 1 | 0% | 0% | 0% | 1 | 0% | 0% | 1 |  |  |  |  | 0% | [5 empty] | 0% | 0% | 0% | 1 | 0% | 0% | 0% | 1 | 0% | 0% | 0% | 1 | 0% | 0% | 0% | 1 | 0% | 0% | 0% | 1 | 0% | 0% | 0% | 1 | 0% | 0% | 0% | 1 | 0% | 0% | 1 |  |  |  |  | 0% | [5 empty] | 100% | 0% | 100% | 5 | 100% | 0% | 0% | 5 | 0% | 0% | 0% | 1 | 69.14% | 0% | 0% | 2 | 100% | 0% | 0% | 5 | 33.59% | 0% | 0% | 1 | 0% | 0% | 0% | 1
233 | Highwind | Tehachapi | 0 | 0 | 0 | 0% | 0% | 1 |  |  |  |  | 0.2845% | [5 empty] | 67.72% | 19.93% | 87.65% | 5 | 42.04% | 0% | 0% | 1 | 5.479% | 0% | 0% | 1 | 32.07% | 0% | 0% | 1 | 64.45% | 0% | 0% | 2 | 46.76% | 0% | 0% | 1 | 1.54% | 0% | 0% | 1 | 0% | 0% | 1 |  |  |  |  | 0.1107% | [5 empty] | 63% | 12.27% | 75.27% | 5 | 36.49% | 0% | 0% | 1 | 18.4% | 0% | 0% | 1 | 33.83% | 0% | 0% | 1 | 62.8% | 0% | 0% | 2 | 50.49% | 0% | 0% | 2 | 1.29% | 0% | 0% | 1 | 0% | 0% | 1 |  |  |  |  | 0.6396% | [5 empty] | 52.37% | 8.862% | 61.23% | 3 | 45.57% | 0% | 0% | 1 | 18.98% | 0% | 0% | 1 | 25.14% | 0% | 0% | 1 | 63.5% | 0% | 0% | 2 | 47.57% | 0% | 0% | 1 | 1.096% | 0% | 0% | 1 | 0% | 0% | 1 |  |  |  |  | 0.8735% | [5 empty] | 40.35% | 7.584% | 47.94% | 2 | 33.91% | 0% | 0% | 1 | 33.44% | 0% | 0% | 1 | 26.58% | 0% | 0% | 1 | 65.23% | 0% | 0% | 2 | 39.18% | 0% | 0% | 1 | 1.328% | 0% | 0% | 1
234 | Sylmar | Tehachapi | 0 | 0 | 0 | 0% | 0% | 1 |  |  |  |  | 0% | [5 empty] | 0% | 100% | 100% | 5 | 64.29% | 0% | 0% | 2 | 0% | 0% | 0% | 1 | 4.485% | 0% | 0% | 1 | 68.77% | 0% | 0% | 2 | 66.49% | 0% | 0% | 2 | 13.65% | 0% | 0% | 1 | 0% | 0% | 1 |  |  |  |  | 0.8631% | [5 empty] | 0% | 100% | 100% | 5 | 65.17% | 0% | 0% | 2 | 0% | 0% | 0% | 1 | 11.53% | 0% | 0% | 1 | 72.39% | 0% | 0% | 3 | 54.73% | 0% | 0% | 2 | 9.773% | 0% | 0% | 1 | 0% | 0% | 1 |  |  |  |  | 3.308% | [5 empty] | 5.217% | 94.7% | 99.92% | 5 | 63.45% | 0% | 0% | 2 | 0.4366% | 0% | 0% | 1 | 6.846% | 0% | 0% | 1 | 66.29% | 0% | 0% | 2 | 58.2% | 0% | 0% | 2 | 11.32% | 0% | 0% | 1 | 0% | 0% | 1 |  |  |  |  | 1.752% | [5 empty] | 22.16% | 76.27% | 98.43% | 5 | 40.21% | 0% | 0% | 1 | 13.8% | 0% | 0% | 1 | 14.96% | 0% | 0% | 1 | 56.64% | 0% | 0% | 2 | 47.53% | 0% | 0% | 1 | 8.444% | 0% | 0% | 1
235 | Westley | Central_Valley_North_Los_Banos | 0 | 0 | 0 | 0% | 0% | 1 |  |  |  |  | 56.03% | [5 empty] | 8.737% | 0% | 8.737% | 1 | 69.39% | 0% | 0% | 2 | 14.21% | 0% | 0% | 1 | 19.13% | 0% | 0% | 1 | 71.5% | 0% | 0% | 3 | 26.08% | 0% | 0% | 1 | 2.753% | 0% | 0% | 1 | 0% | 0% | 1 |  |  |  |  | 52.28% | [5 empty] | 8.364% | 0% | 8.364% | 1 | 58.85% | 0% | 0% | 2 | 11.03% | 0% | 0% | 1 | 17.91% | 0% | 0% | 1 | 60.16% | 0% | 0% | 2 | 28.22% | 0% | 0% | 1 | 2.806% | 0% | 0% | 1 | 0% | 0% | 1 |  |  |  |  | 46.87% | [5 empty] | 9.443% | 0% | 9.443% | 1 | 58.32% | 0% | 0% | 2 | 15.96% | 0% | 0% | 1 | 20.97% | 0% | 0% | 1 | 59.76% | 0% | 0% | 2 | 31.77% | 0% | 0% | 1 | 2.921% | 0% | 0% | 1 | 0% | 0% | 1 |  |  |  |  | 40.52% | [5 empty] | 10.8% | 0% | 10.8% | 1 | 53.29% | 0% | 0% | 2 | 15.81% | 0% | 0% | 1 | 22.71% | 0% | 0% | 1 | 57.87% | 0% | 0% | 2 | 24% | 0% | 0% | 1 | 3.429% | 0% | 0% | 1
236 | GWF Hanford Sw Sta | Central_Valley_North_Los_Banos | 0 | 0 | 0 | 0% | 0% | 1 |  |  |  |  | 23.17% | [5 empty] | 0% | 0% | 0% | 1 | 0% | 0% | 0% | 1 | 0% | 0% | 0% | 1 | 0% | 0% | 0% | 1 | 0% | 0% | 0% | 1 | 0% | 0% | 0% | 1 | 3.672% | 0% | 0% | 1 | 0% | 0% | 1 |  |  |  |  | 32.76% | [5 empty] | 0% | 0% | 0% | 1 | 1.134% | 0% | 0% | 1 | 0% | 0% | 0% | 1 | 0.1006% | 0% | 0% | 1 | 1.134% | 0% | 0% | 1 | 0% | 0% | 0% | 1 | 3.71% | 0% | 0% | 1 | 0% | 0% | 1 |  |  |  |  | 39.15% | [5 empty] | 0% | 0% | 0% | 1 | 3.839% | 0% | 0% | 1 | 0.6098% | 0% | 0% | 1 | 0.6841% | 0% | 0% | 1 | 3.839% | 0% | 0% | 1 | 0% | 0% | 0% | 1 | 3.074% | 0% | 0% | 1 | 0% | 0% | 1 |  |  |  |  | 54.69% | [5 empty] | 0% | 0% | 0% | 1 | 6.278% | 0% | 0% | 1 | 1.238% | 0% | 0% | 1 | 3.89% | 0% | 0% | 1 | 9.414% | 0% | 0% | 1 | 0.1019% | 0% | 0% | 1 | 1.489% | 0% | 0% | 1
237 | Tevis | Central_Valley_North_Los_Banos | 0 | 0 | 0 | 0% | 0% | 1 |  |  |  |  | 0% | [5 empty] | 0% | 0% | 0% | 1 | 0% | 0% | 0% | 1 | 0% | 0% | 0% | 1 | 0% | 0% | 0% | 1 | 0% | 0% | 0% | 1 | 0% | 0% | 0% | 1 | 0% | 0% | 0% | 1 | 0% | 0% | 1 |  |  |  |  | 0% | [5 empty] | 0% | 0% | 0% | 1 | 0% | 0% | 0% | 1 | 0% | 0% | 0% | 1 | 0% | 0% | 0% | 1 | 0% | 0% | 0% | 1 | 0% | 0% | 0% | 1 | 0% | 0% | 0% | 1 | 0% | 0% | 1 |  |  |  |  | 0% | [5 empty] | 0% | 0% | 0% | 1 | 0% | 0% | 0% | 1 | 0% | 0% | 0% | 1 | 0% | 0% | 0% | 1 | 0% | 0% | 0% | 1 | 0% | 0% | 0% | 1 | 0% | 0% | 0% | 1 | 0% | 0% | 1 |  |  |  |  | 0% | [5 empty] | 4.606% | 95.39% | 100% | 5 | 88.98% | 0% | 0% | 3 | 1.356% | 0% | 0% | 1 | 2.434% | 0% | 0% | 1 | 88.98% | 0% | 0% | 3 | 23.35% | 0% | 0% | 1 | 1.516% | 0% | 0% | 1
238 | Otay Mesa | Greater_SD | 0 | 0 | 0 | 0% | 0% | 1 |  |  |  |  | 0% | [5 empty] | 51.14% | 1.807% | 52.94% | 3 | 21.62% | 0% | 0% | 1 | 58.7% | 0% | 0% | 2 | 83.11% | 0% | 0% | 3 | 83.11% | 0% | 0% | 3 | 13.75% | 0% | 0% | 1 | 17.66% | 0% | 0% | 1 | 0% | 0% | 1 |  |  |  |  | 0% | [5 empty] | 28.57% | 9.595% | 38.16% | 2 | 14.74% | 0% | 0% | 1 | 58.62% | 0% | 0% | 2 | 84.15% | 0% | 0% | 3 | 84.15% | 0% | 0% | 3 | 14.8% | 0% | 0% | 1 | 11.79% | 0% | 0% | 1 | 0% | 0% | 1 |  |  |  |  | 0% | [5 empty] | 7.762% | 7.066% | 14.83% | 2 | 4.327% | 0% | 0% | 1 | 18.82% | 0% | 0% | 1 | 80.83% | 0% | 0% | 3 | 81.15% | 0% | 0% | 3 | 5.255% | 0% | 0% | 1 | 3.844% | 0% | 0% | 1 | 0% | 0% | 1 |  |  |  |  | 0.8691% | [5 empty] | 2.586% | 68.03% | 70.61% | 5 | 4.955% | 0% | 0% | 1 | 38.26% | 0% | 0% | 1 | 45.87% | 0% | 0% | 1 | 71.93% | 0% | 0% | 3 | 29.45% | 0% | 0% | 1 | 2.826% | 0% | 0% | 1
239 | Redondo | Greater_LA | 0 | 0 | 0 | 0% | 0% | 1 |  |  |  |  | 0% | [5 empty] | 16.69% | 0% | 16.69% | 1 | 1.315% | 0% | 0% | 1 | 12.41% | 0% | 0% | 1 | 74.52% | 0% | 0% | 3 | 75.84% | 0% | 0% | 3 | 0% | 0% | 0% | 1 | 0.07856% | 0% | 0% | 1 | 0% | 0% | 1 |  |  |  |  | 0% | [5 empty] | 2.673% | 0% | 2.673% | 1 | 0.2106% | 0% | 0% | 1 | 2.446% | 0% | 0% | 1 | 54.35% | 0% | 0% | 2 | 54.56% | 0% | 0% | 2 | 0% | 0% | 0% | 1 | 0.1382% | 0% | 0% | 1 | 0% | 0% | 1 |  |  |  |  | 0% | [5 empty] | 3.223% | 0.5033% | 3.726% | 2 | 0.8773% | 0% | 0% | 1 | 7.858% | 0% | 0% | 1 | 58.74% | 0% | 0% | 2 | 59.62% | 0% | 0% | 2 | 0% | 0% | 0% | 1 | 0.4211% | 0% | 0% | 1 | 0% | 0% | 1 |  |  |  |  | 0% | [5 empty] | 1.668% | 14.41% | 16.08% | 3 | 0.6161% | 0% | 0% | 1 | 13.45% | 0% | 0% | 1 | 63.54% | 0% | 0% | 2 | 64.16% | 0% | 0% | 2 | 2.287% | 0% | 0% | 1 | 3.998% | 0% | 0% | 1
240 | Arkansas | Greater_Imperial (Exclude) | 0 | 0 | 0 | 0% | 0% | 1 |  |  |  |  | 62.34% | [5 empty] | 0% | 0% | 0% | 1 | 2.673% | 0% | 0% | 1 | 32.15% | 0% | 0% | 1 | 30.05% | 0% | 0% | 1 | 34.69% | 0% | 0% | 1 | 1.862% | 0% | 0% | 1 | 3.622% | 0% | 0% | 1 | 0% | 0% | 1 |  |  |  |  | 62.95% | [5 empty] | 0% | 0% | 0% | 1 | 5.15% | 0% | 0% | 1 | 24.64% | 0% | 0% | 1 | 20.39% | 0% | 0% | 1 | 30.49% | 0% | 0% | 1 | 6.119% | 0% | 0% | 1 | 3.414% | 0% | 0% | 1 | 0% | 0% | 1 |  |  |  |  | 56.03% | [5 empty] | 0% | 0% | 0% | 1 | 6.833% | 0% | 0% | 1 | 15.68% | 0% | 0% | 1 | 13.77% | 0% | 0% | 1 | 23.25% | 0% | 0% | 1 | 9.714% | 0% | 0% | 1 | 4.272% | 0% | 0% | 1 | 0% | 0% | 1 |  |  |  |  | 53.54% | [5 empty] | 0% | 0% | 0% | 1 | 6.741% | 0% | 0% | 1 | 12.73% | 0% | 0% | 1 | 11.42% | 0% | 0% | 1 | 20.69% | 0% | 0% | 1 | 12.78% | 0% | 0% | 1 | 3.972% | 0% | 0% | 1
241 | California Water | Central_Valley_North_Los_Banos | 0 | 0 | 0 | 0% | 0% | 1 |  |  |  |  | 0% | [5 empty] | 0% | 0% | 0% | 1 | 0% | 0% | 0% | 1 | 0% | 0% | 0% | 1 | 0% | 0% | 0% | 1 | 0% | 0% | 0% | 1 | 0% | 0% | 0% | 1 | 0% | 0% | 0% | 1 | 0% | 0% | 1 |  |  |  |  | 0% | [5 empty] | 100% | 0% | 100% | 5 | 100% | 0% | 0% | 5 | 0% | 0% | 0% | 1 | 0% | 0% | 0% | 1 | 100% | 0% | 0% | 5 | 14.81% | 0% | 0% | 1 | 0% | 0% | 0% | 1 | 0% | 0% | 1 |  |  |  |  | 0% | [5 empty] | 55.5% | 44.5% | 100% | 5 | 61.62% | 0% | 0% | 2 | 32.69% | 0% | 0% | 1 | 54.61% | 0% | 0% | 2 | 87.66% | 0% | 0% | 3 | 67.51% | 0% | 0% | 2 | 2.508% | 0% | 0% | 1 | 0% | 0% | 1 |  |  |  |  | 0.2186% | [5 empty] | 58.26% | 41.74% | 100% | 5 | 34.89% | 0% | 0% | 1 | 14.16% | 0% | 0% | 1 | 35.72% | 0% | 0% | 1 | 60.68% | 0% | 0% | 2 | 69.07% | 0% | 0% | 2 | 2.414% | 0% | 0% | 1
242 | Grimway | Central_Valley_North_Los_Banos | 0 | 0 | 0 | 0% | 0% | 1 |  |  |  |  | 0% | [5 empty] | 0% | 0% | 0% | 1 | 0% | 0% | 0% | 1 | 0% | 0% | 0% | 1 | 0% | 0% | 0% | 1 | 0% | 0% | 0% | 1 | 0% | 0% | 0% | 1 | 0% | 0% | 0% | 1 | 0% | 0% | 1 |  |  |  |  | 0% | [5 empty] | 0% | 100% | 100% | 5 | 75.93% | 0% | 0% | 3 | 0.9538% | 0% | 0% | 1 | 0.9538% | 0% | 0% | 1 | 75.93% | 0% | 0% | 3 | 18.86% | 0% | 0% | 1 | 2.824% | 0% | 0% | 1 | 0% | 0% | 1 |  |  |  |  | 0% | [5 empty] | 14.97% | 85.03% | 100% | 5 | 56.68% | 0% | 0% | 2 | 2.25% | 0% | 0% | 1 | 4.802% | 0% | 0% | 1 | 57.23% | 0% | 0% | 2 | 48.38% | 0% | 0% | 1 | 2.417% | 0% | 0% | 1 | 0% | 0% | 1 |  |  |  |  | 0.1096% | [5 empty] | 74.38% | 19.01% | 93.4% | 5 | 57.49% | 0% | 0% | 2 | 25.88% | 0% | 0% | 1 | 43.15% | 0% | 0% | 1 | 72.65% | 0% | 0% | 3 | 67.2% | 0% | 0% | 2 | 2.383% | 0% | 0% | 1
243 | Viejo | Greater_LA | 0 | 0 | 0 | 0% | 0% | 1 |  |  |  |  | 0% | [5 empty] | 0% | 0% | 0% | 1 | 0% | 0% | 0% | 1 | 0% | 0% | 0% | 1 | 0% | 0% | 0% | 1 | 0% | 0% | 0% | 1 | 0% | 0% | 0% | 1 | 0% | 0% | 0% | 1 | 0% | 0% | 1 |  |  |  |  | 0% | [5 empty] | 1.762% | 0% | 1.762% | 1 | 0.3729% | 0% | 0% | 1 | 27.52% | 0% | 0% | 1 | 89.96% | 0% | 0% | 3 | 90.34% | 0% | 0% | 4 | 0% | 0% | 0% | 1 | 2.487% | 0% | 0% | 1 | 0% | 0% | 1 |  |  |  |  | 0% | [5 empty] | 1.199% | 10.38% | 11.58% | 3 | 7.105% | 0% | 0% | 1 | 28.61% | 0% | 0% | 1 | 87.16% | 0% | 0% | 3 | 94.26% | 0% | 0% | 4 | 5.289% | 0% | 0% | 1 | 8.234% | 0% | 0% | 1 | 0% | 0% | 1 |  |  |  |  | 0% | [5 empty] | 0.7372% | 6.081% | 6.818% | 2 | 4.16% | 0% | 0% | 1 | 26.83% | 0% | 0% | 1 | 91% | 0% | 0% | 4 | 95.16% | 0% | 0% | 5 | 3.343% | 0% | 0% | 1 | 5.297% | 0% | 0% | 1
244 | Kelso | Solano | 3.45 | 138 | 10 | 28.21% | 0% | 2 |  |  |  |  | 42.72% | [5 empty] | 10.2% | 1.286% | 11.48% | 2 | 54.75% | 0.4012% | 0% | 2 | 43.64% | 0.3222% | 0% | 1 | 44.97% | 0.33% | 0% | 1 | 63.03% | 0.4911% | 0% | 2 | 9.687% | 0.2011% | 0% | 1 | 5.877% | 0.4911% | 0% | 1 | 6.735% | 0% | 1 |  |  |  |  | 47.14% | [5 empty] | 12.24% | 3.102% | 15.34% | 2 | 46.98% | 0.1686% | 0% | 1 | 37.25% | 0.1424% | 0% | 1 | 38.21% | 0.1446% | 0% | 1 | 54.03% | 0.1944% | 0% | 2 | 18.11% | 0.1091% | 0% | 1 | 6.059% | 0.1944% | 0% | 1 | 3.883% | 0% | 1 |  |  |  |  | 43.19% | [5 empty] | 12.24% | 2.883% | 15.12% | 2 | 48.41% | 0.1196% | 0% | 1 | 38.47% | 0.1003% | 0% | 1 | 38.75% | 0.1008% | 0% | 1 | 59.75% | 0.1533% | 0% | 2 | 21.5% | 0.07862% | 0% | 1 | 7.491% | 0.1533% | 0% | 1 | 0.2542% | 0% | 1 |  |  |  |  | 43.31% | [5 empty] | 12.42% | 2.695% | 15.12% | 2 | 45.17% | 0.0564% | 0% | 1 | 31.06% | 0.04486% | 0% | 1 | 32.91% | 0.04609% | 0% | 1 | 56.63% | 0.0713% | 0% | 2 | 24.71% | 0.04107% | 0% | 1 | 7.611% | 0.0713% | 0% | 1
245 | BlytheSC 161 kV | Riverside (Exclude) | 0 | 0 | 0 | 0% | 0% | 1 |  |  |  |  | 6.729% | [5 empty] | 0% | 0% | 0% | 1 | 25.06% | 0% | 0% | 1 | 31.8% | 0% | 0% | 1 | 16.44% | 0% | 0% | 1 | 46.53% | 0% | 0% | 1 | 52.67% | 0% | 0% | 2 | 1.356% | 0% | 0% | 1 | 0% | 0% | 1 |  |  |  |  | 2.32% | [5 empty] | 0% | 0% | 0% | 1 | 41.98% | 0% | 0% | 1 | 33.33% | 0% | 0% | 1 | 26.77% | 0% | 0% | 1 | 52.43% | 0% | 0% | 2 | 66.94% | 0% | 0% | 2 | 1.075% | 0% | 0% | 1 | 0% | 0% | 1 |  |  |  |  | 1.664% | [5 empty] | 0% | 0% | 0% | 1 | 38.61% | 0% | 0% | 1 | 36.03% | 0% | 0% | 1 | 29.52% | 0% | 0% | 1 | 51.71% | 0% | 0% | 2 | 67.44% | 0% | 0% | 2 | 1.88% | 0% | 0% | 1 | 0% | 0% | 1 |  |  |  |  | 1.341% | [5 empty] | 0% | 0% | 0% | 1 | 44.97% | 0% | 0% | 1 | 42.13% | 0% | 0% | 1 | 36.6% | 0% | 0% | 1 | 58.49% | 0% | 0% | 2 | 64.28% | 0% | 0% | 2 | 3.918% | 0% | 0% | 1
246 | Windhub | Tehachapi | 174 | 6960 | 10 | 84.07% | 0% | 4 |  |  |  |  | 0% | [5 empty] | 47.8% | 0% | 47.8% | 2 | 40.12% | 33.1% | 0% | 2 | 29.59% | 28.15% | 0% | 2 | 33.78% | 29.93% | 0% | 2 | 72.07% | 70.96% | 0% | 3 | 23.51% | 25.91% | 0% | 2 | 0.2183% | 70.96% | 0% | 3 | 23.98% | 0% | 2 |  |  |  |  | 1.148% | [5 empty] | 38.91% | 4.523% | 43.43% | 2 | 43.09% | 11.4% | 0% | 1 | 25.16% | 8.668% | 0% | 1 | 21.99% | 8.316% | 0% | 1 | 65.39% | 18.74% | 0% | 2 | 36.44% | 10.21% | 0% | 1 | 0.8553% | 18.74% | 0% | 1 | 11.58% | 0% | 1 |  |  |  |  | 0.6564% | [5 empty] | 40.3% | 4.741% | 45.04% | 2 | 43.39% | 5.712% | 0% | 1 | 20.44% | 4.064% | 0% | 1 | 22.58% | 4.177% | 0% | 1 | 61.69% | 8.44% | 0% | 2 | 39.87% | 5.377% | 0% | 1 | 0.9836% | 8.44% | 0% | 1 | 5.115% | 0% | 1 |  |  |  |  | 1.219% | [5 empty] | 33.67% | 10.03% | 43.69% | 3 | 28% | 2.104% | 0% | 1 | 31.46% | 2.21% | 0% | 1 | 23.1% | 1.97% | 0% | 1 | 58.04% | 3.61% | 0% | 2 | 35.67% | 2.355% | 0% | 1 | 1.666% | 3.61% | 0% | 1
247 | Camanche | Solano | 0 | 0 | 0 | 0% | 0% | 1 |  |  |  |  | 58.42% | [5 empty] | 0% | 0% | 0% | 1 | 0% | 0% | 0% | 1 | 0% | 0% | 0% | 1 | 29.43% | 0% | 0% | 1 | 29.43% | 0% | 0% | 1 | 0% | 0% | 0% | 1 | 0.9412% | 0% | 0% | 1 | 0% | 0% | 1 |  |  |  |  | 56.03% | [5 empty] | 0% | 0% | 0% | 1 | 0% | 0% | 0% | 1 | 4.44% | 0% | 0% | 1 | 32.58% | 0% | 0% | 1 | 32.58% | 0% | 0% | 1 | 0% | 0% | 0% | 1 | 2.227% | 0% | 0% | 1 | 0% | 0% | 1 |  |  |  |  | 57.88% | [5 empty] | 0% | 0% | 0% | 1 | 3.56% | 0% | 0% | 1 | 8.368% | 0% | 0% | 1 | 12.67% | 0% | 0% | 1 | 13.88% | 0% | 0% | 1 | 2.969% | 0% | 0% | 1 | 10.93% | 0% | 0% | 1 | 0% | 0% | 1 |  |  |  |  | 38.65% | [5 empty] | 5.646% | 0% | 5.646% | 1 | 37.78% | 0% | 0% | 1 | 14.94% | 0% | 0% | 1 | 24.72% | 0% | 0% | 1 | 51.35% | 0% | 0% | 2 | 15.41% | 0% | 0% | 1 | 6.497% | 0% | 0% | 1
248 | Whirlwind | Tehachapi | 300 | 12000 | 10 | 30.25% | 0% | 2 |  |  |  |  | 1.828% | [5 empty] | 46.06% | 0.0005064% | 46.06% | 2 | 29.94% | 14.72% | 0% | 1 | 40.88% | 17.44% | 0% | 1 | 24.59% | 13.67% | 0% | 1 | 61.57% | 26.83% | 0% | 2 | 17.66% | 12.52% | 0% | 1 | 0.3227% | 26.83% | 0% | 2 | 21.49% | 0% | 2 |  |  |  |  | 1.714% | [5 empty] | 48.51% | 8.068% | 56.58% | 3 | 28.91% | 8.575% | 0% | 1 | 42.19% | 10.55% | 0% | 1 | 30.56% | 8.779% | 0% | 1 | 65.17% | 17.5% | 0% | 2 | 24.11% | 8.033% | 0% | 1 | 1.426% | 17.5% | 0% | 1 | 17.13% | 0% | 1 |  |  |  |  | 1.476% | [5 empty] | 45.62% | 16.21% | 61.82% | 3 | 29.09% | 7.093% | 0% | 1 | 37.39% | 8.034% | 0% | 1 | 29.32% | 7.116% | 0% | 1 | 60.94% | 12.88% | 0% | 2 | 27.52% | 6.94% | 0% | 1 | 2.364% | 12.88% | 0% | 1 | 10.86% | 0% | 1 |  |  |  |  | 1.647% | [5 empty] | 41.14% | 21.48% | 62.61% | 4 | 38% | 4.623% | 0% | 1 | 28.9% | 4.031% | 0% | 1 | 23.99% | 3.771% | 0% | 1 | 61.85% | 7.511% | 0% | 2 | 36.45% | 4.51% | 0% | 1 | 2.656% | 7.511% | 0% | 1
249 | El Casco | Riverside (Exclude) | 0 | 0 | 0 | 0% | 0% | 1 |  |  |  |  | 0.637% | [5 empty] | 0% | 100% | 100% | 5 | 2.885% | 0% | 0% | 1 | 0.03681% | 0% | 0% | 1 | 97.22% | 0% | 0% | 5 | 97.22% | 0% | 0% | 5 | 50.7% | 0% | 0% | 2 | 4.603% | 0% | 0% | 1 | 0% | 0% | 1 |  |  |  |  | 0.08417% | [5 empty] | 5.369% | 94.63% | 100% | 5 | 44.23% | 0% | 0% | 1 | 15.21% | 0% | 0% | 1 | 44.56% | 0% | 0% | 1 | 72.24% | 0% | 0% | 3 | 61.22% | 0% | 0% | 2 | 5.041% | 0% | 0% | 1 | 0% | 0% | 1 |  |  |  |  | 0.02958% | [5 empty] | 19.79% | 80.21% | 100% | 5 | 34.99% | 0% | 0% | 1 | 20.13% | 0% | 0% | 1 | 49.15% | 0% | 0% | 1 | 64.39% | 0% | 0% | 2 | 50.29% | 0% | 0% | 2 | 3.043% | 0% | 0% | 1 | 0% | 0% | 1 |  |  |  |  | 0.01244% | [5 empty] | 47.94% | 47.78% | 95.72% | 5 | 41.62% | 0% | 0% | 1 | 39.4% | 0% | 0% | 1 | 69.93% | 0% | 0% | 2 | 84.17% | 0% | 0% | 3 | 61.23% | 0% | 0% | 2 | 3.381% | 0% | 0% | 1
250 | Suncrest | Greater_SD | 0 | 0 | 0 | 0% | 0% | 1 |  |  |  |  | 0% | [5 empty] | 0% | 100% | 100% | 5 | 10.04% | 0% | 0% | 1 | 88.67% | 0% | 0% | 3 | 100% | 0% | 0% | 5 | 100% | 0% | 0% | 5 | 88.07% | 0% | 0% | 3 | 0.05168% | 0% | 0% | 1 | 0% | 0% | 1 |  |  |  |  | 0% | [5 empty] | 0.4948% | 99.51% | 100% | 5 | 6.737% | 0% | 0% | 1 | 57.29% | 0% | 0% | 2 | 74.45% | 0% | 0% | 3 | 84.36% | 0% | 0% | 3 | 74.79% | 0% | 0% | 3 | 5.888% | 0% | 0% | 1 | 0% | 0% | 1 |  |  |  |  | 0.3316% | [5 empty] | 2.713% | 96% | 98.72% | 5 | 19.13% | 0% | 0% | 1 | 36.13% | 0% | 0% | 1 | 56.92% | 0% | 0% | 2 | 66.62% | 0% | 0% | 2 | 61.07% | 0% | 0% | 2 | 5.948% | 0% | 0% | 1 | 0% | 0% | 1 |  |  |  |  | 0.1746% | [5 empty] | 43.25% | 53.97% | 97.22% | 5 | 30.88% | 0% | 0% | 1 | 26.28% | 0% | 0% | 1 | 49.02% | 0% | 0% | 1 | 68.33% | 0% | 0% | 2 | 57.3% | 0% | 0% | 2 | 6% | 0% | 0% | 1
251 | Colorado River | Riverside (Exclude) | 0 | 0 | 0 | 0% | 0% | 1 |  |  |  |  | 0.006659% | [5 empty] | 0% | 0% | 0% | 1 | 55.89% | 0% | 0% | 2 | 52.89% | 0% | 0% | 2 | 49.8% | 0% | 0% | 1 | 71.33% | 0% | 0% | 3 | 78.74% | 0% | 0% | 3 | 0.3756% | 0% | 0% | 1 | 0% | 0% | 1 |  |  |  |  | 0.4062% | [5 empty] | 0% | 0% | 0% | 1 | 49.99% | 0% | 0% | 1 | 43.49% | 0% | 0% | 1 | 38.89% | 0% | 0% | 1 | 65.97% | 0% | 0% | 2 | 70.71% | 0% | 0% | 3 | 0.5189% | 0% | 0% | 1 | 0% | 0% | 1 |  |  |  |  | 1.583% | [5 empty] | 0% | 0% | 0% | 1 | 45.64% | 0% | 0% | 1 | 38.1% | 0% | 0% | 1 | 32.86% | 0% | 0% | 1 | 57.65% | 0% | 0% | 2 | 63.03% | 0% | 0% | 2 | 0.7342% | 0% | 0% | 1 | 0% | 0% | 1 |  |  |  |  | 1.185% | [5 empty] | 0% | 0% | 0% | 1 | 45.73% | 0% | 0% | 1 | 35.09% | 0% | 0% | 1 | 30.45% | 0% | 0% | 1 | 57.16% | 0% | 0% | 2 | 59.75% | 0% | 0% | 2 | 2.096% | 0% | 0% | 1
252 | Redbluff | Riverside (Exclude) | 0 | 0 | 0 | 0% | 0% | 1 |  |  |  |  | 0% | [5 empty] | 0% | 0% | 0% | 1 | 39.16% | 0% | 0% | 1 | 0.1236% | 0% | 0% | 1 | 0% | 0% | 0% | 1 | 39.28% | 0% | 0% | 1 | 14.7% | 0% | 0% | 1 | 1.377% | 0% | 0% | 1 | 0% | 0% | 1 |  |  |  |  | 0% | [5 empty] | 0% | 0% | 0% | 1 | 49.13% | 0% | 0% | 1 | 11.31% | 0% | 0% | 1 | 10.51% | 0% | 0% | 1 | 49.3% | 0% | 0% | 1 | 16.67% | 0% | 0% | 1 | 1.079% | 0% | 0% | 1 | 0% | 0% | 1 |  |  |  |  | 0% | [5 empty] | 0% | 0% | 0% | 1 | 41.6% | 0% | 0% | 1 | 25.46% | 0% | 0% | 1 | 15.57% | 0% | 0% | 1 | 54.04% | 0% | 0% | 2 | 28.93% | 0% | 0% | 1 | 0.8579% | 0% | 0% | 1 | 0% | 0% | 1 |  |  |  |  | 0% | [5 empty] | 0% | 0% | 0% | 1 | 51.24% | 0% | 0% | 2 | 32.55% | 0% | 0% | 1 | 26.51% | 0% | 0% | 1 | 62.74% | 0% | 0% | 2 | 51.37% | 0% | 0% | 2 | 0.6936% | 0% | 0% | 1
253 | Ocotillo | Greater_Imperial | 0 | 0 | 0 | 0% | 0% | 1 |  |  |  |  | 0% | [5 empty] | 0.6362% | 0% | 0.6362% | 1 | 50.39% | 0% | 0% | 2 | 3.324% | 0% | 0% | 1 | 7.457% | 0% | 0% | 1 | 58.14% | 0% | 0% | 2 | 60.35% | 0% | 0% | 2 | 0.04964% | 0% | 0% | 1 | 0% | 0% | 1 |  |  |  |  | 0% | [5 empty] | 27.77% | 0.1501% | 27.92% | 2 | 16.68% | 0% | 0% | 1 | 13.43% | 0% | 0% | 1 | 19.16% | 0% | 0% | 1 | 38.03% | 0% | 0% | 1 | 67.84% | 0% | 0% | 2 | 0.7394% | 0% | 0% | 1 | 0% | 0% | 1 |  |  |  |  | 6.119% | [5 empty] | 36.55% | 10.57% | 47.13% | 3 | 10.84% | 0% | 0% | 1 | 8.808% | 0% | 0% | 1 | 22.57% | 0% | 0% | 1 | 33.87% | 0% | 0% | 1 | 51.95% | 0% | 0% | 2 | 2.972% | 0% | 0% | 1 | 0% | 0% | 1 |  |  |  |  | 14.93% | [5 empty] | 18.72% | 24.67% | 43.39% | 4 | 7.39% | 0% | 0% | 1 | 15.8% | 0% | 0% | 1 | 22.44% | 0% | 0% | 1 | 34.17% | 0% | 0% | 1 | 45.81% | 0% | 0% | 1 | 3.356% | 0% | 0% | 1
254 | Ivanpah | Southern_NV_Eldorado | 0 | 0 | 0 | 0% | 0% | 1 |  |  |  |  | 0% | [5 empty] | 0% | 0% | 0% | 1 | 82.93% | 0% | 0% | 3 | 75.43% | 0% | 0% | 3 | 10.46% | 0% | 0% | 1 | 93.35% | 0% | 0% | 4 | 50.68% | 0% | 0% | 2 | 2.109e-05% | 0% | 0% | 1 | 0% | 0% | 1 |  |  |  |  | 0% | [5 empty] | 0% | 0% | 0% | 1 | 50.36% | 0% | 0% | 2 | 46.84% | 0% | 0% | 1 | 5.968% | 0% | 0% | 1 | 57.06% | 0% | 0% | 2 | 71.4% | 0% | 0% | 3 | 1.204e-05% | 0% | 0% | 1 | 0% | 0% | 1 |  |  |  |  | 0% | [5 empty] | 0% | 0% | 0% | 1 | 34.28% | 0% | 0% | 1 | 35.51% | 0% | 0% | 1 | 5.428% | 0% | 0% | 1 | 42.47% | 0% | 0% | 1 | 74.5% | 0% | 0% | 3 | 0.308% | 0% | 0% | 1 | 0% | 0% | 1 |  |  |  |  | 0% | [5 empty] | 0% | 0% | 0% | 1 | 16.83% | 0% | 0% | 1 | 27.17% | 0% | 0% | 1 | 8.398% | 0% | 0% | 1 | 35.22% | 0% | 0% | 1 | 83.71% | 0% | 0% | 3 | 0.183% | 0% | 0% | 1
255 | Alamitos | Greater_LA | 0 | 0 | 0 | 0% | 0% | 1 |  |  |  |  | 0% | [5 empty] | 0% | 0% | 0% | 1 | 0% | 0% | 0% | 1 | 9.238% | 0% | 0% | 1 | 70.97% | 0% | 0% | 3 | 70.97% | 0% | 0% | 3 | 0% | 0% | 0% | 1 | 0.4458% | 0% | 0% | 1 | 0% | 0% | 1 |  |  |  |  | 0% | [5 empty] | 0.04524% | 0% | 0.04524% | 1 | 0% | 0% | 0% | 1 | 14.45% | 0% | 0% | 1 | 77.52% | 0% | 0% | 3 | 77.52% | 0% | 0% | 3 | 0% | 0% | 0% | 1 | 3.549% | 0% | 0% | 1 | 0% | 0% | 1 |  |  |  |  | 0% | [5 empty] | 1.261% | 0% | 1.261% | 1 | 0.1285% | 0% | 0% | 1 | 13.79% | 0% | 0% | 1 | 76.98% | 0% | 0% | 3 | 77.11% | 0% | 0% | 3 | 0% | 0% | 0% | 1 | 3.431% | 0% | 0% | 1 | 0% | 0% | 1 |  |  |  |  | 0% | [5 empty] | 1.281% | 3.781% | 5.062% | 2 | 2.673% | 0% | 0% | 1 | 16.24% | 0% | 0% | 1 | 75.48% | 0% | 0% | 3 | 78.16% | 0% | 0% | 3 | 1.988% | 0% | 0% | 1 | 3.198% | 0% | 0% | 1
256 | Shilo III | Solano | 0 | 0 | 0 | 0% | 0% | 1 |  |  |  |  | 8.794% | [5 empty] | 0% | 0% | 0% | 1 | 26.52% | 0% | 0% | 1 | 47.06% | 0% | 0% | 1 | 40.47% | 0% | 0% | 1 | 67.21% | 0% | 0% | 2 | 5.139% | 0% | 0% | 1 | 48.26% | 0% | 0% | 1 | 0% | 0% | 1 |  |  |  |  | 29.96% | [5 empty] | 0.6668% | 0% | 0.6668% | 1 | 15.42% | 0% | 0% | 1 | 36.74% | 0% | 0% | 1 | 33.03% | 0% | 0% | 1 | 48.86% | 0% | 0% | 1 | 2.977% | 0% | 0% | 1 | 30.05% | 0% | 0% | 1 | 0% | 0% | 1 |  |  |  |  | 35.18% | [5 empty] | 10.41% | 0.5606% | 10.97% | 2 | 22.29% | 0% | 0% | 1 | 26.94% | 0% | 0% | 1 | 27.15% | 0% | 0% | 1 | 46.38% | 0% | 0% | 1 | 8.417% | 0% | 0% | 1 | 18.98% | 0% | 0% | 1 | 0% | 0% | 1 |  |  |  |  | 42.99% | [5 empty] | 16.47% | 1.444% | 17.92% | 2 | 25.93% | 0% | 0% | 1 | 25.31% | 0% | 0% | 1 | 28.8% | 0% | 0% | 1 | 47.07% | 0% | 0% | 1 | 11.49% | 0% | 0% | 1 | 12.86% | 0% | 0% | 1
257 | ECO | Greater_Imperial | 0 | 0 | 0 | 0% | 0% | 1 |  |  |  |  | 0% | [5 empty] | 90.09% | 0% | 90.09% | 5 | 16.31% | 0% | 0% | 1 | 30.6% | 0% | 0% | 1 | 40.68% | 0% | 0% | 1 | 63.12% | 0% | 0% | 2 | 41.63% | 0% | 0% | 1 | 1.667% | 0% | 0% | 1 | 0% | 0% | 1 |  |  |  |  | 0% | [5 empty] | 75.72% | 7.252% | 82.98% | 5 | 21.06% | 0% | 0% | 1 | 10.67% | 0% | 0% | 1 | 35.52% | 0% | 0% | 1 | 55.64% | 0% | 0% | 2 | 47.64% | 0% | 0% | 1 | 1.262% | 0% | 0% | 1 | 0% | 0% | 1 |  |  |  |  | 0.1495% | [5 empty] | 52.3% | 27.53% | 79.83% | 5 | 16.42% | 0% | 0% | 1 | 10.04% | 0% | 0% | 1 | 24.33% | 0% | 0% | 1 | 43.22% | 0% | 0% | 1 | 54.39% | 0% | 0% | 2 | 1.391% | 0% | 0% | 1 | 0% | 0% | 1 |  |  |  |  | 4.367% | [5 empty] | 26.87% | 36.39% | 63.26% | 5 | 8.655% | 0% | 0% | 1 | 17.96% | 0% | 0% | 1 | 29.59% | 0% | 0% | 1 | 42.25% | 0% | 0% | 1 | 56.46% | 0% | 0% | 2 | 2.853% | 0% | 0% | 1
258 | IID System | Greater_Imperial (Exclude) | 0 | 0 | 0 | 0% | 0% | 1 |  |  |  |  | 46.63% | [5 empty] | 0% | 0% | 0% | 1 | 2.337e-05% | 0% | 0% | 1 | 36.25% | 0% | 0% | 1 | 38.58% | 0% | 0% | 1 | 40.34% | 0% | 0% | 1 | 0.02293% | 0% | 0% | 1 | 2.358% | 0% | 0% | 1 | 0% | 0% | 1 |  |  |  |  | 55.96% | [5 empty] | 0% | 0% | 0% | 1 | 1.239% | 0% | 0% | 1 | 35.04% | 0% | 0% | 1 | 28.63% | 0% | 0% | 1 | 38.17% | 0% | 0% | 1 | 5.347% | 0% | 0% | 1 | 4.121% | 0% | 0% | 1 | 0% | 0% | 1 |  |  |  |  | 50.9% | [5 empty] | 0% | 0% | 0% | 1 | 2.803% | 0% | 0% | 1 | 21.42% | 0% | 0% | 1 | 16.94% | 0% | 0% | 1 | 25.53% | 0% | 0% | 1 | 9.336% | 0% | 0% | 1 | 3.736% | 0% | 0% | 1 | 0% | 0% | 1 |  |  |  |  | 47.29% | [5 empty] | 0% | 0% | 0% | 1 | 6.26% | 0% | 0% | 1 | 13.4% | 0% | 0% | 1 | 11.73% | 0% | 0% | 1 | 21.02% | 0% | 0% | 1 | 17.08% | 0% | 0% | 1 | 4.255% | 0% | 0% | 1
259 | Sonora | Greater_Imperial (Exclude) | 0 | 0 | 0 | 0% | 0% | 1 |  |  |  |  | 51.75% | [5 empty] | 0% | 0% | 0% | 1 | 7.343% | 0% | 0% | 1 | 45.64% | 0% | 0% | 1 | 50.16% | 0% | 0% | 2 | 52.72% | 0% | 0% | 2 | 5.796% | 0% | 0% | 1 | 5.585% | 0% | 0% | 1 | 0% | 0% | 1 |  |  |  |  | 56.84% | [5 empty] | 0% | 0% | 0% | 1 | 6.553% | 0% | 0% | 1 | 25.63% | 0% | 0% | 1 | 21.42% | 0% | 0% | 1 | 33.15% | 0% | 0% | 1 | 7.06% | 0% | 0% | 1 | 3.537% | 0% | 0% | 1 | 0% | 0% | 1 |  |  |  |  | 55.73% | [5 empty] | 0% | 0% | 0% | 1 | 5.816% | 0% | 0% | 1 | 18.82% | 0% | 0% | 1 | 16.66% | 0% | 0% | 1 | 25.6% | 0% | 0% | 1 | 9.909% | 0% | 0% | 1 | 4.037% | 0% | 0% | 1 | 0% | 0% | 1 |  |  |  |  | 53.22% | [5 empty] | 0% | 0% | 0% | 1 | 7.639% | 0% | 0% | 1 | 13.13% | 0% | 0% | 1 | 11.26% | 0% | 0% | 1 | 21.69% | 0% | 0% | 1 | 12.16% | 0% | 0% | 1 | 4.033% | 0% | 0% | 1
260 | Caliente | Kern_Greater_Carrizo | 0 | 0 | 0 | 0% | 0% | 1 |  |  |  |  | 0% | [5 empty] | 0% | 0% | 0% | 1 | 34.19% | 0% | 0% | 1 | 2.552% | 0% | 0% | 1 | 17.76% | 0% | 0% | 1 | 43.8% | 0% | 0% | 1 | 52.61% | 0% | 0% | 2 | 2.08% | 0% | 0% | 1 | 0% | 0% | 1 |  |  |  |  | 0% | [5 empty] | 0.1492% | 0% | 0.1492% | 1 | 50.86% | 0% | 0% | 2 | 1.64% | 0% | 0% | 1 | 11.41% | 0% | 0% | 1 | 57.04% | 0% | 0% | 2 | 65.74% | 0% | 0% | 2 | 1.37% | 0% | 0% | 1 | 0% | 0% | 1 |  |  |  |  | 0% | [5 empty] | 13.26% | 0% | 13.26% | 1 | 43.48% | 0% | 0% | 1 | 2.362% | 0% | 0% | 1 | 8.116% | 0% | 0% | 1 | 48.52% | 0% | 0% | 1 | 69.11% | 0% | 0% | 2 | 1.317% | 0% | 0% | 1 | 0% | 0% | 1 |  |  |  |  | 0.01512% | [5 empty] | 25.42% | 13.16% | 38.58% | 3 | 41.28% | 0% | 0% | 1 | 7.181% | 0% | 0% | 1 | 18.3% | 0% | 0% | 1 | 53.28% | 0% | 0% | 2 | 66.79% | 0% | 0% | 2 | 2.564% | 0% | 0% | 1
261 | Regulus | Central_Valley_North_Los_Banos | 0 | 0 | 0 | 0% | 0% | 1 |  |  |  |  | 0% | [5 empty] | 0% | 0% | 0% | 1 | 0% | 0% | 0% | 1 | 0% | 0% | 0% | 1 | 0% | 0% | 0% | 1 | 0% | 0% | 0% | 1 | 0% | 0% | 0% | 1 | 0% | 0% | 0% | 1 | 0% | 0% | 1 |  |  |  |  | 0% | [5 empty] | 0% | 100% | 100% | 5 | 100% | 0% | 0% | 5 | 1.98% | 0% | 0% | 1 | 1.98% | 0% | 0% | 1 | 100% | 0% | 0% | 5 | 30.87% | 0% | 0% | 1 | 1.444% | 0% | 0% | 1 | 0% | 0% | 1 |  |  |  |  | 0% | [5 empty] | 17.18% | 82.82% | 100% | 5 | 63.4% | 0% | 0% | 2 | 14.75% | 0% | 0% | 1 | 17.17% | 0% | 0% | 1 | 69.21% | 0% | 0% | 2 | 46.02% | 0% | 0% | 1 | 2.867% | 0% | 0% | 1 | 0% | 0% | 1 |  |  |  |  | 0.1399% | [5 empty] | 67.23% | 24.93% | 92.15% | 5 | 47.6% | 0% | 0% | 1 | 14.18% | 0% | 0% | 1 | 37.63% | 0% | 0% | 1 | 63.95% | 0% | 0% | 2 | 70.73% | 0% | 0% | 3 | 2.541% | 0% | 0% | 1
262 | Geysers | Mendocino_Marin | 0 | 0 | 0 | 0% | 0% | 1 |  |  |  |  | 0.1002% | [5 empty] | 9.898% | 89.5% | 99.4% | 5 | 75.94% | 0% | 0% | 3 | 65.62% | 0% | 0% | 2 | 92.93% | 0% | 0% | 4 | 100% | 0% | 0% | 5 | 39.01% | 0% | 0% | 1 | 1.372% | 0% | 0% | 1 | 0% | 0% | 1 |  |  |  |  | 2.971% | [5 empty] | 29.79% | 63.96% | 93.76% | 5 | 64.55% | 0% | 0% | 2 | 46.08% | 0% | 0% | 1 | 78% | 0% | 0% | 3 | 95.52% | 0% | 0% | 5 | 39.63% | 0% | 0% | 1 | 1.239% | 0% | 0% | 1 | 0% | 0% | 1 |  |  |  |  | 2.023% | [5 empty] | 43.86% | 51.74% | 95.61% | 5 | 68.39% | 0% | 0% | 2 | 38.6% | 0% | 0% | 1 | 74.98% | 0% | 0% | 3 | 93.77% | 0% | 0% | 4 | 52.13% | 0% | 0% | 2 | 1.441% | 0% | 0% | 1 | 0% | 0% | 1 |  |  |  |  | 1.906% | [5 empty] | 57.64% | 38.06% | 95.69% | 5 | 58.8% | 0% | 0% | 2 | 31.12% | 0% | 0% | 1 | 56.9% | 0% | 0% | 2 | 84.37% | 0% | 0% | 3 | 66.2% | 0% | 0% | 2 | 1.501% | 0% | 0% | 1
263 | Solar SS | Kern_Greater_Carrizo | 0 | 0 | 0 | 0% | 0% | 1 |  |  |  |  | 0% | [5 empty] | 0% | 0% | 0% | 1 | 54.65% | 0% | 0% | 2 | 0% | 0% | 0% | 1 | 10.48% | 0% | 0% | 1 | 60.15% | 0% | 0% | 2 | 72.33% | 0% | 0% | 3 | 1.455% | 0% | 0% | 1 | 0% | 0% | 1 |  |  |  |  | 0% | [5 empty] | 18.29% | 0% | 18.29% | 1 | 43.88% | 0% | 0% | 1 | 3.16% | 0% | 0% | 1 | 8.906% | 0% | 0% | 1 | 49.71% | 0% | 0% | 1 | 68.48% | 0% | 0% | 2 | 1.487% | 0% | 0% | 1 | 0% | 0% | 1 |  |  |  |  | 0.01924% | [5 empty] | 24.17% | 4.672% | 28.84% | 2 | 44.11% | 0% | 0% | 1 | 5.938% | 0% | 0% | 1 | 16.64% | 0% | 0% | 1 | 56.11% | 0% | 0% | 2 | 65.8% | 0% | 0% | 2 | 2.02% | 0% | 0% | 1 | 0% | 0% | 1 |  |  |  |  | 0.2539% | [5 empty] | 28.24% | 15.6% | 43.83% | 3 | 39.85% | 0% | 0% | 1 | 6.967% | 0% | 0% | 1 | 20.22% | 0% | 0% | 1 | 51.58% | 0% | 0% | 2 | 62.86% | 0% | 0% | 2 | 3.213% | 0% | 0% | 1
264 | Olive | Central_Valley_North_Los_Banos | 0 | 0 | 0 | 0% | 0% | 1 |  |  |  |  | 0% | [5 empty] | 0% | 0% | 0% | 1 | 0% | 0% | 0% | 1 | 0% | 0% | 0% | 1 | 0% | 0% | 0% | 1 | 0% | 0% | 0% | 1 | 0% | 0% | 0% | 1 | 0% | 0% | 0% | 1 | 0% | 0% | 1 |  |  |  |  | 0% | [5 empty] | 0% | 0% | 0% | 1 | 0% | 0% | 0% | 1 | 0% | 0% | 0% | 1 | 0% | 0% | 0% | 1 | 0% | 0% | 0% | 1 | 0% | 0% | 0% | 1 | 0% | 0% | 0% | 1 | 0% | 0% | 1 |  |  |  |  | 0% | [5 empty] | 0% | 0% | 0% | 1 | 0% | 0% | 0% | 1 | 0% | 0% | 0% | 1 | 0% | 0% | 0% | 1 | 0% | 0% | 0% | 1 | 0% | 0% | 0% | 1 | 0% | 0% | 0% | 1 | 0% | 0% | 1 |  |  |  |  | 8.828% | [5 empty] | 0% | 0% | 0% | 1 | 0% | 0% | 0% | 1 | 0% | 0% | 0% | 1 | 0.07604% | 0% | 0% | 1 | 0.07604% | 0% | 0% | 1 | 0% | 0% | 0% | 1 | 3.183% | 0% | 0% | 1
265 | 7th Standard | Central_Valley_North_Los_Banos | 0 | 0 | 0 | 0% | 0% | 1 |  |  |  |  | 0% | [5 empty] | 0% | 0% | 0% | 1 | 0% | 0% | 0% | 1 | 0% | 0% | 0% | 1 | 0% | 0% | 0% | 1 | 0% | 0% | 0% | 1 | 0% | 0% | 0% | 1 | 0% | 0% | 0% | 1 | 0% | 0% | 1 |  |  |  |  | 0% | [5 empty] | 0% | 0% | 0% | 1 | 0% | 0% | 0% | 1 | 0% | 0% | 0% | 1 | 0% | 0% | 0% | 1 | 0% | 0% | 0% | 1 | 0% | 0% | 0% | 1 | 0% | 0% | 0% | 1 | 0% | 0% | 1 |  |  |  |  | 0% | [5 empty] | 0% | 0% | 0% | 1 | 0% | 0% | 0% | 1 | 0% | 0% | 0% | 1 | 0% | 0% | 0% | 1 | 0% | 0% | 0% | 1 | 0% | 0% | 0% | 1 | 0% | 0% | 0% | 1 | 0% | 0% | 1 |  |  |  |  | 0% | [5 empty] | 81.41% | 18.59% | 100% | 5 | 53.79% | 0% | 0% | 2 | 26.08% | 0% | 0% | 1 | 65.84% | 0% | 0% | 2 | 77.78% | 0% | 0% | 3 | 62.73% | 0% | 0% | 2 | 3.341% | 0% | 0% | 1
266 | Delevan | Northern_California | 0 | 0 | 0 | 0% | 0% | 1 |  |  |  |  | 21.26% | [5 empty] | 24.17% | 0% | 24.17% | 2 | 38.37% | 0% | 0% | 1 | 12% | 0% | 0% | 1 | 26.41% | 0% | 0% | 1 | 60.79% | 0% | 0% | 2 | 37.49% | 0% | 0% | 1 | 3.184% | 0% | 0% | 1 | 0% | 0% | 1 |  |  |  |  | 25.23% | [5 empty] | 24.94% | 0% | 24.94% | 2 | 28.96% | 0% | 0% | 1 | 9.636% | 0% | 0% | 1 | 25.25% | 0% | 0% | 1 | 50.76% | 0% | 0% | 2 | 34.51% | 0% | 0% | 1 | 3.215% | 0% | 0% | 1 | 0% | 0% | 1 |  |  |  |  | 30.55% | [5 empty] | 21.83% | 0% | 21.83% | 2 | 28.91% | 0% | 0% | 1 | 9.997% | 0% | 0% | 1 | 24.77% | 0% | 0% | 1 | 49.78% | 0% | 0% | 1 | 30.77% | 0% | 0% | 1 | 4.313% | 0% | 0% | 1 | 0% | 0% | 1 |  |  |  |  | 28.93% | [5 empty] | 19.59% | 0.3231% | 19.91% | 2 | 35.5% | 0% | 0% | 1 | 12.22% | 0% | 0% | 1 | 28.51% | 0% | 0% | 1 | 55.55% | 0% | 0% | 2 | 30.68% | 0% | 0% | 1 | 4.261% | 0% | 0% | 1
267 | Mustang | Central_Valley_North_Los_Banos | 0 | 0 | 0 | 0% | 0% | 1 |  |  |  |  | 59.26% | [5 empty] | 0% | 0% | 0% | 1 | 0.6062% | 0% | 0% | 1 | 2.994% | 0% | 0% | 1 | 3.896% | 0% | 0% | 1 | 4.355% | 0% | 0% | 1 | 0% | 0% | 0% | 1 | 1.9% | 0% | 0% | 1 | 0% | 0% | 1 |  |  |  |  | 58.81% | [5 empty] | 0% | 0% | 0% | 1 | 4.984% | 0% | 0% | 1 | 2.623% | 0% | 0% | 1 | 6.184% | 0% | 0% | 1 | 10.66% | 0% | 0% | 1 | 0% | 0% | 0% | 1 | 1.817% | 0% | 0% | 1 | 0% | 0% | 1 |  |  |  |  | 51.31% | [5 empty] | 0% | 0% | 0% | 1 | 6.634% | 0% | 0% | 1 | 1.615% | 0% | 0% | 1 | 5.082% | 0% | 0% | 1 | 10.73% | 0% | 0% | 1 | 0.1336% | 0% | 0% | 1 | 1.618% | 0% | 0% | 1 | 0% | 0% | 1 |  |  |  |  | 48.29% | [5 empty] | 0% | 0% | 0% | 1 | 11.77% | 0% | 0% | 1 | 2.868% | 0% | 0% | 1 | 5.419% | 0% | 0% | 1 | 14.56% | 0% | 0% | 1 | 2.831% | 0% | 0% | 1 | 1.255% | 0% | 0% | 1
268 | Tranquility | Central_Valley_North_Los_Banos | 0 | 0 | 0 | 0% | 0% | 1 |  |  |  |  | 38.42% | [5 empty] | 0% | 0% | 0% | 1 | 17.67% | 0% | 0% | 1 | 0.1093% | 0% | 0% | 1 | 6.307% | 0% | 0% | 1 | 20.83% | 0% | 0% | 1 | 0% | 0% | 0% | 1 | 0.6116% | 0% | 0% | 1 | 0% | 0% | 1 |  |  |  |  | 39.39% | [5 empty] | 0% | 0% | 0% | 1 | 23.75% | 0% | 0% | 1 | 4.542% | 0% | 0% | 1 | 12.07% | 0% | 0% | 1 | 31.02% | 0% | 0% | 1 | 0.1773% | 0% | 0% | 1 | 2.401% | 0% | 0% | 1 | 0% | 0% | 1 |  |  |  |  | 30.02% | [5 empty] | 0% | 0% | 0% | 1 | 27.21% | 0% | 0% | 1 | 9.313% | 0% | 0% | 1 | 14.94% | 0% | 0% | 1 | 36.9% | 0% | 0% | 1 | 1.704% | 0% | 0% | 1 | 2.933% | 0% | 0% | 1 | 0% | 0% | 1 |  |  |  |  | 39.36% | [5 empty] | 0.2468% | 0% | 0.2468% | 1 | 26.84% | 0% | 0% | 1 | 6.958% | 0% | 0% | 1 | 12.01% | 0% | 0% | 1 | 33.11% | 0% | 0% | 1 | 3.157% | 0% | 0% | 1 | 4.331% | 0% | 0% | 1
269 | Calcite | Greater_Kramer | 0 | 0 | 0 | 0% | 0% | 1 |  |  |  |  | 0.857% | [5 empty] | 0% | 0% | 0% | 1 | 44.1% | 0% | 0% | 1 | 23.26% | 0% | 0% | 1 | 19.72% | 0% | 0% | 1 | 56.87% | 0% | 0% | 2 | 17.82% | 0% | 0% | 1 | 0.5962% | 0% | 0% | 1 | 0% | 0% | 1 |  |  |  |  | 0.5675% | [5 empty] | 6.998% | 0% | 6.998% | 1 | 43.82% | 0% | 0% | 1 | 27.25% | 0% | 0% | 1 | 24.16% | 0% | 0% | 1 | 61.7% | 0% | 0% | 2 | 28.76% | 0% | 0% | 1 | 0.4549% | 0% | 0% | 1 | 0% | 0% | 1 |  |  |  |  | 0.4411% | [5 empty] | 17.3% | 0.2486% | 17.55% | 2 | 37.57% | 0% | 0% | 1 | 28.56% | 0% | 0% | 1 | 29.99% | 0% | 0% | 1 | 61.18% | 0% | 0% | 2 | 38.77% | 0% | 0% | 1 | 0.5343% | 0% | 0% | 1 | 0% | 0% | 1 |  |  |  |  | 0.9534% | [5 empty] | 14.62% | 5.585% | 20.2% | 2 | 42.02% | 0% | 0% | 1 | 29.5% | 0% | 0% | 1 | 27.73% | 0% | 0% | 1 | 61.88% | 0% | 0% | 2 | 41.87% | 0% | 0% | 1 | 2.062% | 0% | 0% | 1
270 | Trout Canyon (fka Crazy Eyes) | Southern_NV_Eldorado | 0 | 0 | 0 | 0% | 0% | 1 |  |  |  |  | 0% | [5 empty] | 0% | 0% | 0% | 1 | 0% | 0% | 0% | 1 | 0% | 0% | 0% | 1 | 0% | 0% | 0% | 1 | 0% | 0% | 0% | 1 | 0% | 0% | 0% | 1 | 0% | 0% | 0% | 1 | 0% | 0% | 1 |  |  |  |  | 0% | [5 empty] | 0% | 0% | 0% | 1 | 21.21% | 0% | 0% | 1 | 0.3391% | 0% | 0% | 1 | 43.63% | 0% | 0% | 1 | 54.7% | 0% | 0% | 2 | 80.53% | 0% | 0% | 3 | 0.003448% | 0% | 0% | 1 | 0% | 0% | 1 |  |  |  |  | 0% | [5 empty] | 0% | 0% | 0% | 1 | 17.61% | 0% | 0% | 1 | 0.2814% | 0% | 0% | 1 | 43.75% | 0% | 0% | 1 | 52.94% | 0% | 0% | 2 | 73.7% | 0% | 0% | 3 | 0.113% | 0% | 0% | 1 | 0% | 0% | 1 |  |  |  |  | 0% | [5 empty] | 0% | 0% | 0% | 1 | 14.33% | 0% | 0% | 1 | 4.587% | 0% | 0% | 1 | 45.55% | 0% | 0% | 1 | 53.03% | 0% | 0% | 2 | 72.18% | 0% | 0% | 3 | 0.7961% | 0% | 0% | 1
271 | Delaney | Arizona | 0 | 0 | 0 | 0% | 0% | 1 |  |  |  |  | 0% | [5 empty] | 0% | 0% | 0% | 1 | 0% | 0% | 0% | 1 | 0% | 0% | 0% | 1 | 0% | 0% | 0% | 1 | 0% | 0% | 0% | 1 | 0% | 0% | 0% | 1 | 0% | 0% | 0% | 1 | 0% | 0% | 1 |  |  |  |  | 0% | [5 empty] | 0% | 0% | 0% | 1 | 0% | 0% | 0% | 1 | 0% | 0% | 0% | 1 | 0% | 0% | 0% | 1 | 0% | 0% | 0% | 1 | 0% | 0% | 0% | 1 | 0% | 0% | 0% | 1 | 0% | 0% | 1 |  |  |  |  | 0% | [5 empty] | 0% | 0% | 0% | 1 | 0% | 0% | 0% | 1 | 0% | 0% | 0% | 1 | 0% | 0% | 0% | 1 | 0% | 0% | 0% | 1 | 0% | 0% | 0% | 1 | 0% | 0% | 0% | 1 | 0% | 0% | 1 |  |  |  |  | 0% | [5 empty] | 0% | 0% | 0% | 1 | 0% | 0% | 0% | 1 | 0% | 0% | 0% | 1 | 0% | 0% | 0% | 1 | 0% | 0% | 0% | 1 | 0% | 0% | 0% | 1 | 0% | 0% | 0% | 1
272 | Desert View | Southern_NV_Eldorado | 0 | 0 | 0 | 0% | 0% | 1 |  |  |  |  | 0% | [5 empty] | 0% | 0% | 0% | 1 | 0% | 0% | 0% | 1 | 0% | 0% | 0% | 1 | 0% | 0% | 0% | 1 | 0% | 0% | 0% | 1 | 0% | 0% | 0% | 1 | 0% | 0% | 0% | 1 | 0% | 0% | 1 |  |  |  |  | 0% | [5 empty] | 0% | 0% | 0% | 1 | 0% | 0% | 0% | 1 | 0% | 0% | 0% | 1 | 0% | 0% | 0% | 1 | 0% | 0% | 0% | 1 | 0% | 0% | 0% | 1 | 0% | 0% | 0% | 1 | 0% | 0% | 1 |  |  |  |  | 0% | [5 empty] | 0% | 0% | 0% | 1 | 0% | 0% | 0% | 1 | 0% | 0% | 0% | 1 | 0% | 0% | 0% | 1 | 0% | 0% | 0% | 1 | 0% | 0% | 0% | 1 | 0% | 0% | 0% | 1 | 0% | 0% | 1 |  |  |  |  | 0% | [5 empty] | 0% | 0% | 0% | 1 | 0% | 0% | 0% | 1 | 0% | 0% | 0% | 1 | 0% | 0% | 0% | 1 | 0% | 0% | 0% | 1 | 0% | 0% | 0% | 1 | 0% | 0% | 0% | 1
273 | Carpenter Canyon (fka Gamebird) | Southern_NV_Eldorado | 0 | 0 | 0 | 0% | 0% | 1 |  |  |  |  | 0% | [5 empty] | 0% | 0% | 0% | 1 | 36.06% | 0% | 0% | 1 | 1.106% | 0% | 0% | 1 | 11.19% | 0% | 0% | 1 | 37.16% | 0% | 0% | 1 | 100% | 0% | 0% | 5 | 0% | 0% | 0% | 1 | 0% | 0% | 1 |  |  |  |  | 0% | [5 empty] | 0% | 0% | 0% | 1 | 19.2% | 0% | 0% | 1 | 5.014% | 0% | 0% | 1 | 47.8% | 0% | 0% | 1 | 57.82% | 0% | 0% | 2 | 77.68% | 0% | 0% | 3 | 0.6904% | 0% | 0% | 1 | 0% | 0% | 1 |  |  |  |  | 0% | [5 empty] | 0% | 0% | 0% | 1 | 17.38% | 0% | 0% | 1 | 4.537% | 0% | 0% | 1 | 51.86% | 0% | 0% | 2 | 60.93% | 0% | 0% | 2 | 78.02% | 0% | 0% | 3 | 0.626% | 0% | 0% | 1 | 0% | 0% | 1 |  |  |  |  | 0% | [5 empty] | 0% | 0% | 0% | 1 | 14.75% | 0% | 0% | 1 | 3.85% | 0% | 0% | 1 | 46.01% | 0% | 0% | 1 | 53.71% | 0% | 0% | 2 | 70.35% | 0% | 0% | 3 | 0.6675% | 0% | 0% | 1
274 | Hassayampa | Arizona | 0 | 0 | 0 | 0% | 0% | 1 |  |  |  |  | 0% | [5 empty] | 0% | 0% | 0% | 1 | 0% | 0% | 0% | 1 | 0% | 0% | 0% | 1 | 0% | 0% | 0% | 1 | 0% | 0% | 0% | 1 | 0% | 0% | 0% | 1 | 0% | 0% | 0% | 1 | 0% | 0% | 1 |  |  |  |  | 0% | [5 empty] | 0% | 0% | 0% | 1 | 0% | 0% | 0% | 1 | 0% | 0% | 0% | 1 | 0% | 0% | 0% | 1 | 0% | 0% | 0% | 1 | 0% | 0% | 0% | 1 | 0% | 0% | 0% | 1 | 0% | 0% | 1 |  |  |  |  | 0% | [5 empty] | 0% | 0% | 0% | 1 | 0% | 0% | 0% | 1 | 0% | 0% | 0% | 1 | 0% | 0% | 0% | 1 | 0% | 0% | 0% | 1 | 0% | 0% | 0% | 1 | 0% | 0% | 0% | 1 | 0% | 0% | 1 |  |  |  |  | 0% | [5 empty] | 0% | 0% | 0% | 1 | 0% | 0% | 0% | 1 | 0% | 0% | 0% | 1 | 0% | 0% | 0% | 1 | 0% | 0% | 0% | 1 | 0% | 0% | 0% | 1 | 0% | 0% | 0% | 1
275 | Hoodoo Wash | Arizona | 0 | 0 | 0 | 0% | 0% | 1 |  |  |  |  | 0% | [5 empty] | 0% | 0% | 0% | 1 | 0% | 0% | 0% | 1 | 0% | 0% | 0% | 1 | 0% | 0% | 0% | 1 | 0% | 0% | 0% | 1 | 0% | 0% | 0% | 1 | 0% | 0% | 0% | 1 | 0% | 0% | 1 |  |  |  |  | 0% | [5 empty] | 0% | 0% | 0% | 1 | 0% | 0% | 0% | 1 | 0% | 0% | 0% | 1 | 0% | 0% | 0% | 1 | 0% | 0% | 0% | 1 | 0% | 0% | 0% | 1 | 0% | 0% | 0% | 1 | 0% | 0% | 1 |  |  |  |  | 0% | [5 empty] | 0% | 0% | 0% | 1 | 0% | 0% | 0% | 1 | 0% | 0% | 0% | 1 | 0% | 0% | 0% | 1 | 0% | 0% | 0% | 1 | 0% | 0% | 0% | 1 | 0% | 0% | 0% | 1 | 0% | 0% | 1 |  |  |  |  | 0% | [5 empty] | 0% | 0% | 0% | 1 | 0% | 0% | 0% | 1 | 0% | 0% | 0% | 1 | 0% | 0% | 0% | 1 | 0% | 0% | 0% | 1 | 0% | 0% | 0% | 1 | 0% | 0% | 0% | 1
276 | Innovation | Southern_NV_Eldorado | 0 | 0 | 0 | 0% | 0% | 1 |  |  |  |  | 0% | [5 empty] | 0% | 0% | 0% | 1 | 0% | 0% | 0% | 1 | 0% | 0% | 0% | 1 | 0% | 0% | 0% | 1 | 0% | 0% | 0% | 1 | 0% | 0% | 0% | 1 | 0% | 0% | 0% | 1 | 0% | 0% | 1 |  |  |  |  | 0% | [5 empty] | 0% | 0% | 0% | 1 | 0% | 0% | 0% | 1 | 0% | 0% | 0% | 1 | 0% | 0% | 0% | 1 | 0% | 0% | 0% | 1 | 0% | 0% | 0% | 1 | 0% | 0% | 0% | 1 | 0% | 0% | 1 |  |  |  |  | 0% | [5 empty] | 0% | 0% | 0% | 1 | 0% | 0% | 0% | 1 | 0% | 0% | 0% | 1 | 0% | 0% | 0% | 1 | 0% | 0% | 0% | 1 | 0% | 0% | 0% | 1 | 0% | 0% | 0% | 1 | 0% | 0% | 1 |  |  |  |  | 0% | [5 empty] | 0% | 0% | 0% | 1 | 0.2733% | 0% | 0% | 1 | 78.32% | 0% | 0% | 3 | 87.24% | 0% | 0% | 3 | 87.51% | 0% | 0% | 3 | 94.75% | 0% | 0% | 4 | 1.104% | 0% | 0% | 1
277 | Lathrop | Southern_NV_Eldorado | 0 | 0 | 0 | 0% | 0% | 1 |  |  |  |  | 0% | [5 empty] | 0% | 0% | 0% | 1 | 0% | 0% | 0% | 1 | 0% | 0% | 0% | 1 | 0% | 0% | 0% | 1 | 0% | 0% | 0% | 1 | 0% | 0% | 0% | 1 | 0% | 0% | 0% | 1 | 0% | 0% | 1 |  |  |  |  | 0% | [5 empty] | 0% | 0% | 0% | 1 | 0% | 0% | 0% | 1 | 0% | 0% | 0% | 1 | 0% | 0% | 0% | 1 | 0% | 0% | 0% | 1 | 0% | 0% | 0% | 1 | 0% | 0% | 0% | 1 | 0% | 0% | 1 |  |  |  |  | 0% | [5 empty] | 0% | 0% | 0% | 1 | 0% | 0% | 0% | 1 | 0% | 0% | 0% | 1 | 0% | 0% | 0% | 1 | 0% | 0% | 0% | 1 | 100% | 0% | 0% | 5 | 0.4541% | 0% | 0% | 1 | 0% | 0% | 1 |  |  |  |  | 0% | [5 empty] | 0% | 0% | 0% | 1 | 0.03137% | 0% | 0% | 1 | 0% | 0% | 0% | 1 | 2.708% | 0% | 0% | 1 | 2.74% | 0% | 0% | 1 | 100% | 0% | 0% | 5 | 0.4412% | 0% | 0% | 1
278 | Mohave | Southern_NV_Eldorado | 0 | 0 | 0 | 0% | 0% | 1 |  |  |  |  | 0% | [5 empty] | 0% | 0% | 0% | 1 | 0% | 0% | 0% | 1 | 44.26% | 0% | 0% | 1 | 0% | 0% | 0% | 1 | 44.26% | 0% | 0% | 1 | 74.52% | 0% | 0% | 3 | 8.92% | 0% | 0% | 1 | 0% | 0% | 1 |  |  |  |  | 0% | [5 empty] | 0% | 0% | 0% | 1 | 13.93% | 0% | 0% | 1 | 88.93% | 0% | 0% | 3 | 0% | 0% | 0% | 1 | 88.93% | 0% | 0% | 3 | 25% | 0% | 0% | 1 | 15.48% | 0% | 0% | 1 | 0% | 0% | 1 |  |  |  |  | 0% | [5 empty] | 0% | 0% | 0% | 1 | 23.49% | 0% | 0% | 1 | 79.04% | 0% | 0% | 3 | 0% | 0% | 0% | 1 | 84.3% | 0% | 0% | 3 | 28.72% | 0% | 0% | 1 | 12.63% | 0% | 0% | 1 | 0% | 0% | 1 |  |  |  |  | 0% | [5 empty] | 0% | 0% | 0% | 1 | 17.53% | 0% | 0% | 1 | 55.43% | 0% | 0% | 2 | 23.07% | 0% | 0% | 1 | 69.7% | 0% | 0% | 2 | 53.87% | 0% | 0% | 2 | 6.355% | 0% | 0% | 1
279 | Pahrump | Southern_NV_Eldorado | 0 | 0 | 0 | 0% | 0% | 1 |  |  |  |  | 0% | [5 empty] | 0% | 0% | 0% | 1 | 0% | 0% | 0% | 1 | 39.38% | 0% | 0% | 1 | 44.93% | 0% | 0% | 1 | 44.93% | 0% | 0% | 1 | 82.18% | 0% | 0% | 3 | 5.458% | 0% | 0% | 1 | 0% | 0% | 1 |  |  |  |  | 0% | [5 empty] | 0% | 0% | 0% | 1 | 23.92% | 0% | 0% | 1 | 6.245% | 0% | 0% | 1 | 34.99% | 0% | 0% | 1 | 47.48% | 0% | 0% | 1 | 86.59% | 0% | 0% | 3 | 0.8578% | 0% | 0% | 1 | 0% | 0% | 1 |  |  |  |  | 0% | [5 empty] | 0% | 0% | 0% | 1 | 17% | 0% | 0% | 1 | 4.438% | 0% | 0% | 1 | 50.69% | 0% | 0% | 2 | 59.57% | 0% | 0% | 2 | 77.05% | 0% | 0% | 3 | 0.6378% | 0% | 0% | 1 | 0% | 0% | 1 |  |  |  |  | 0% | [5 empty] | 0% | 0% | 0% | 1 | 15.32% | 0% | 0% | 1 | 3.999% | 0% | 0% | 1 | 47.78% | 0% | 0% | 1 | 55.78% | 0% | 0% | 2 | 72.56% | 0% | 0% | 3 | 0.6418% | 0% | 0% | 1
280 | Palo Verde | Arizona | 0 | 0 | 0 | 0% | 0% | 1 |  |  |  |  | 0% | [5 empty] | 0% | 0% | 0% | 1 | 0% | 0% | 0% | 1 | 0% | 0% | 0% | 1 | 0% | 0% | 0% | 1 | 0% | 0% | 0% | 1 | 0% | 0% | 0% | 1 | 0% | 0% | 0% | 1 | 0% | 0% | 1 |  |  |  |  | 0% | [5 empty] | 0% | 0% | 0% | 1 | 0% | 0% | 0% | 1 | 0% | 0% | 0% | 1 | 0% | 0% | 0% | 1 | 0% | 0% | 0% | 1 | 0% | 0% | 0% | 1 | 0% | 0% | 0% | 1 | 0% | 0% | 1 |  |  |  |  | 0% | [5 empty] | 0% | 0% | 0% | 1 | 0% | 0% | 0% | 1 | 0% | 0% | 0% | 1 | 0% | 0% | 0% | 1 | 0% | 0% | 0% | 1 | 0% | 0% | 0% | 1 | 0% | 0% | 0% | 1 | 0% | 0% | 1 |  |  |  |  | 0% | [5 empty] | 0% | 0% | 0% | 1 | 0% | 0% | 0% | 1 | 0% | 0% | 0% | 1 | 0% | 0% | 0% | 1 | 0% | 0% | 0% | 1 | 0% | 0% | 0% | 1 | 0% | 0% | 0% | 1
281 | Primm | Southern_NV_Eldorado | 0 | 0 | 0 | 0% | 0% | 1 |  |  |  |  | 0% | [5 empty] | 0% | 0% | 0% | 1 | 87.62% | 0% | 0% | 3 | 79.14% | 0% | 0% | 3 | 11.82% | 0% | 0% | 1 | 99.4% | 0% | 0% | 5 | 44.91% | 0% | 0% | 1 | 0% | 0% | 0% | 1 | 0% | 0% | 1 |  |  |  |  | 0% | [5 empty] | 0% | 0% | 0% | 1 | 82.41% | 0% | 0% | 3 | 74.44% | 0% | 0% | 3 | 11% | 0% | 0% | 1 | 93.36% | 0% | 0% | 4 | 48.16% | 0% | 0% | 1 | 0% | 0% | 0% | 1 | 0% | 0% | 1 |  |  |  |  | 0% | [5 empty] | 0% | 0% | 0% | 1 | 58.11% | 0% | 0% | 2 | 55.53% | 0% | 0% | 2 | 8.372% | 0% | 0% | 1 | 67.33% | 0% | 0% | 2 | 62.05% | 0% | 0% | 2 | 0.522% | 0% | 0% | 1 | 0% | 0% | 1 |  |  |  |  | 0% | [5 empty] | 0% | 0% | 0% | 1 | 24.17% | 0% | 0% | 1 | 33.93% | 0% | 0% | 1 | 10.45% | 0% | 0% | 1 | 39.49% | 0% | 0% | 1 | 71.65% | 0% | 0% | 3 | 0.3097% | 0% | 0% | 1
282 | Sloan Canyon (fka Bob) | Southern_NV_Eldorado | 0 | 0 | 0 | 0% | 0% | 1 |  |  |  |  | 0% | [5 empty] | 0% | 0% | 0% | 1 | 0% | 0% | 0% | 1 | 0% | 0% | 0% | 1 | 0% | 0% | 0% | 1 | 0% | 0% | 0% | 1 | 0% | 0% | 0% | 1 | 0% | 0% | 0% | 1 | 0% | 0% | 1 |  |  |  |  | 0% | [5 empty] | 0% | 0% | 0% | 1 | 0% | 0% | 0% | 1 | 0% | 0% | 0% | 1 | 0% | 0% | 0% | 1 | 0% | 0% | 0% | 1 | 0% | 0% | 0% | 1 | 0% | 0% | 0% | 1 | 0% | 0% | 1 |  |  |  |  | 0% | [5 empty] | 0% | 0% | 0% | 1 | 0% | 0% | 0% | 1 | 0% | 0% | 0% | 1 | 0% | 0% | 0% | 1 | 0% | 0% | 0% | 1 | 0% | 0% | 0% | 1 | 0% | 0% | 0% | 1 | 0% | 0% | 1 |  |  |  |  | 0% | [5 empty] | 0% | 0% | 0% | 1 | 95.83% | 0% | 0% | 5 | 72.97% | 0% | 0% | 3 | 0.0005072% | 0% | 0% | 1 | 95.83% | 0% | 0% | 5 | 37.42% | 0% | 0% | 1 | 0% | 0% | 0% | 1
283 | Valley (VEA) | Southern_NV_Eldorado | 0 | 0 | 0 | 0% | 0% | 1 |  |  |  |  | 0% | [5 empty] | 0% | 0% | 0% | 1 | 0% | 0% | 0% | 1 | 0% | 0% | 0% | 1 | 0% | 0% | 0% | 1 | 0% | 0% | 0% | 1 | 100% | 0% | 0% | 5 | 0.4541% | 0% | 0% | 1 | 0% | 0% | 1 |  |  |  |  | 0% | [5 empty] | 0% | 0% | 0% | 1 | 0% | 0% | 0% | 1 | 0% | 0% | 0% | 1 | 0% | 0% | 0% | 1 | 0% | 0% | 0% | 1 | 100% | 0% | 0% | 5 | 0.4541% | 0% | 0% | 1 | 0% | 0% | 1 |  |  |  |  | 0% | [5 empty] | 0% | 0% | 0% | 1 | 0% | 0% | 0% | 1 | 0% | 0% | 0% | 1 | 6.11% | 0% | 0% | 1 | 6.11% | 0% | 0% | 1 | 100% | 0% | 0% | 5 | 0.4263% | 0% | 0% | 1 | 0% | 0% | 1 |  |  |  |  | 0% | [5 empty] | 0% | 0% | 0% | 1 | 0.02559% | 0% | 0% | 1 | 0% | 0% | 0% | 1 | 5.262% | 0% | 0% | 1 | 5.288% | 0% | 0% | 1 | 88.05% | 0% | 0% | 3 | 0.4384% | 0% | 0% | 1
284 | Vista (VEA) | Southern_NV_Eldorado | 0 | 0 | 0 | 0% | 0% | 1 |  |  |  |  | 0% | [5 empty] | 0% | 0% | 0% | 1 | 0% | 0% | 0% | 1 | 0% | 0% | 0% | 1 | 0% | 0% | 0% | 1 | 0% | 0% | 0% | 1 | 0% | 0% | 0% | 1 | 0% | 0% | 0% | 1 | 0% | 0% | 1 |  |  |  |  | 0% | [5 empty] | 0% | 0% | 0% | 1 | 0.08838% | 0% | 0% | 1 | 71.61% | 0% | 0% | 3 | 95.71% | 0% | 0% | 5 | 95.8% | 0% | 0% | 5 | 57.04% | 0% | 0% | 2 | 10.48% | 0% | 0% | 1 | 0% | 0% | 1 |  |  |  |  | 0% | [5 empty] | 0% | 0% | 0% | 1 | 12.15% | 0% | 0% | 1 | 15.52% | 0% | 0% | 1 | 30.66% | 0% | 0% | 1 | 42.82% | 0% | 0% | 1 | 86.98% | 0% | 0% | 3 | 2.132% | 0% | 0% | 1 | 0% | 0% | 1 |  |  |  |  | 0% | [5 empty] | 0% | 0% | 0% | 1 | 14.77% | 0% | 0% | 1 | 3.856% | 0% | 0% | 1 | 45.05% | 0% | 0% | 1 | 52.76% | 0% | 0% | 2 | 78.2% | 0% | 0% | 3 | 0.6396% | 0% | 0% | 1
285 | Bay Boulevard | Greater_SD | 0 | 0 | 0 | 0% | 0% | 1 |  |  |  |  | 0% | [5 empty] | 3.408% | 0% | 3.408% | 1 | 2.124% | 0% | 0% | 1 | 22.3% | 0% | 0% | 1 | 85.63% | 0% | 0% | 3 | 85.98% | 0% | 0% | 3 | 0% | 0% | 0% | 1 | 3.596% | 0% | 0% | 1 | 0% | 0% | 1 |  |  |  |  | 0% | [5 empty] | 7.001% | 0% | 7.001% | 1 | 4.379% | 0% | 0% | 1 | 25.71% | 0% | 0% | 1 | 81.12% | 0% | 0% | 3 | 81.41% | 0% | 0% | 3 | 1.635% | 0% | 0% | 1 | 3.666% | 0% | 0% | 1 | 0% | 0% | 1 |  |  |  |  | 0% | [5 empty] | 6.869% | 0.1147% | 6.983% | 2 | 4.297% | 0% | 0% | 1 | 25.4% | 0% | 0% | 1 | 80.46% | 0% | 0% | 3 | 80.75% | 0% | 0% | 3 | 1.719% | 0% | 0% | 1 | 3.64% | 0% | 0% | 1 | 0% | 0% | 1 |  |  |  |  | 0% | [5 empty] | 6.409% | 5.638% | 12.05% | 2 | 4.043% | 0% | 0% | 1 | 25.22% | 0% | 0% | 1 | 79.91% | 0% | 0% | 3 | 80.18% | 0% | 0% | 3 | 4.324% | 0% | 0% | 1 | 3.592% | 0% | 0% | 1
286 | Beatty | Southern_NV_Eldorado | 0 | 0 | 0 | 0% | 0% | 1 |  |  |  |  | 0% | [5 empty] | 0% | 0% | 0% | 1 | 0% | 0% | 0% | 1 | 0% | 0% | 0% | 1 | 0% | 0% | 0% | 1 | 0% | 0% | 0% | 1 | 0% | 0% | 0% | 1 | 0% | 0% | 0% | 1 | 0% | 0% | 1 |  |  |  |  | 0% | [5 empty] | 0% | 0% | 0% | 1 | 0% | 0% | 0% | 1 | 0% | 0% | 0% | 1 | 0% | 0% | 0% | 1 | 0% | 0% | 0% | 1 | 100% | 0% | 0% | 5 | 0% | 0% | 0% | 1 | 0% | 0% | 1 |  |  |  |  | 0% | [5 empty] | 0% | 0% | 0% | 1 | 0% | 0% | 0% | 1 | 0% | 0% | 0% | 1 | 0% | 0% | 0% | 1 | 0% | 0% | 0% | 1 | 100% | 0% | 0% | 5 | 0% | 0% | 0% | 1 | 0% | 0% | 1 |  |  |  |  | 0% | [5 empty] | 0% | 0% | 0% | 1 | 0% | 0% | 0% | 1 | 0% | 0% | 0% | 1 | 0% | 0% | 0% | 1 | 0% | 0% | 0% | 1 | 100% | 0% | 0% | 5 | 0% | 0% | 0% | 1
287 | Lee Lake (Proposed) | Riverside (Exclude) | 0 | 0 | 0 | 0% | 0% | 1 |  |  |  |  | 0% | [5 empty] | 0% | 0% | 0% | 1 | 0% | 0% | 0% | 1 | 0% | 0% | 0% | 1 | 0% | 0% | 0% | 1 | 0% | 0% | 0% | 1 | 0% | 0% | 0% | 1 | 0% | 0% | 0% | 1 | 0% | 0% | 1 |  |  |  |  | 0% | [5 empty] | 0% | 0% | 0% | 1 | 0% | 0% | 0% | 1 | 0% | 0% | 0% | 1 | 0% | 0% | 0% | 1 | 0% | 0% | 0% | 1 | 0% | 0% | 0% | 1 | 0% | 0% | 0% | 1 | 0% | 0% | 1 |  |  |  |  | 0% | [5 empty] | 0% | 100% | 100% | 5 | 67.71% | 0% | 0% | 2 | 32.29% | 0% | 0% | 1 | 32.29% | 0% | 0% | 1 | 100% | 0% | 0% | 5 | 50.93% | 0% | 0% | 2 | 1.329% | 0% | 0% | 1 | 0% | 0% | 1 |  |  |  |  | 0% | [5 empty] | 1.75% | 20.13% | 21.88% | 4 | 15.56% | 0% | 0% | 1 | 20.52% | 0% | 0% | 1 | 83.1% | 0% | 0% | 3 | 92.97% | 0% | 0% | 4 | 11.64% | 0% | 0% | 1 | 6.001% | 0% | 0% | 1
288 | Leprino Jct | Central_Valley_North_Los_Banos | 0 | 0 | 0 | 0% | 0% | 1 |  |  |  |  | 30.4% | [5 empty] | 0% | 0% | 0% | 1 | 1.248% | 0% | 0% | 1 | 0% | 0% | 0% | 1 | 0.1467% | 0% | 0% | 1 | 1.248% | 0% | 0% | 1 | 0% | 0% | 0% | 1 | 3.591% | 0% | 0% | 1 | 0% | 0% | 1 |  |  |  |  | 50.36% | [5 empty] | 0% | 0% | 0% | 1 | 4.111% | 0% | 0% | 1 | 2.046% | 0% | 0% | 1 | 2.584% | 0% | 0% | 1 | 6.101% | 0% | 0% | 1 | 0% | 0% | 0% | 1 | 2.297% | 0% | 0% | 1 | 0% | 0% | 1 |  |  |  |  | 54.85% | [5 empty] | 0% | 0% | 0% | 1 | 5.464% | 0% | 0% | 1 | 1.768% | 0% | 0% | 1 | 4.534% | 0% | 0% | 1 | 9.626% | 0% | 0% | 1 | 0% | 0% | 0% | 1 | 1.774% | 0% | 0% | 1 | 0% | 0% | 1 |  |  |  |  | 48.13% | [5 empty] | 0% | 0% | 0% | 1 | 10.15% | 0% | 0% | 1 | 2.433% | 0% | 0% | 1 | 5.188% | 0% | 0% | 1 | 12.93% | 0% | 0% | 1 | 1.426% | 0% | 0% | 1 | 1.296% | 0% | 0% | 1
289 | Mead | Southern_NV_Eldorado | 0 | 0 | 0 | 0% | 0% | 1 |  |  |  |  | 0% | [5 empty] | 0% | 0% | 0% | 1 | 0% | 0% | 0% | 1 | 0% | 0% | 0% | 1 | 0% | 0% | 0% | 1 | 0% | 0% | 0% | 1 | 0% | 0% | 0% | 1 | 0% | 0% | 0% | 1 | 0% | 0% | 1 |  |  |  |  | 0% | [5 empty] | 0% | 0% | 0% | 1 | 0% | 0% | 0% | 1 | 0% | 0% | 0% | 1 | 0% | 0% | 0% | 1 | 0% | 0% | 0% | 1 | 0% | 0% | 0% | 1 | 0% | 0% | 0% | 1 | 0% | 0% | 1 |  |  |  |  | 0% | [5 empty] | 0% | 0% | 0% | 1 | 0% | 0% | 0% | 1 | 0% | 0% | 0% | 1 | 0% | 0% | 0% | 1 | 0% | 0% | 0% | 1 | 0% | 0% | 0% | 1 | 0% | 0% | 0% | 1 | 0% | 0% | 1 |  |  |  |  | 0% | [5 empty] | 0% | 0% | 0% | 1 | 0% | 0% | 0% | 1 | 0% | 0% | 0% | 1 | 0% | 0% | 0% | 1 | 0% | 0% | 0% | 1 | 0% | 0% | 0% | 1 | 0% | 0% | 0% | 1
290 | Quinto | Central_Valley_North_Los_Banos | 0 | 0 | 0 | 0% | 0% | 1 |  |  |  |  | 7.789% | [5 empty] | 2.734% | 0% | 2.734% | 1 | 78.89% | 0% | 0% | 3 | 3.431% | 0% | 0% | 1 | 12.06% | 0% | 0% | 1 | 80.56% | 0% | 0% | 3 | 24.07% | 0% | 0% | 1 | 6.537% | 0% | 0% | 1 | 0% | 0% | 1 |  |  |  |  | 6.982% | [5 empty] | 6.89% | 0% | 6.89% | 1 | 75.4% | 0% | 0% | 3 | 7.024% | 0% | 0% | 1 | 14.38% | 0% | 0% | 1 | 79.76% | 0% | 0% | 3 | 39.28% | 0% | 0% | 1 | 7.574% | 0% | 0% | 1 | 0% | 0% | 1 |  |  |  |  | 17.19% | [5 empty] | 6.098% | 0% | 6.098% | 1 | 67.62% | 0% | 0% | 2 | 11.5% | 0% | 0% | 1 | 17.51% | 0% | 0% | 1 | 72.91% | 0% | 0% | 3 | 33.38% | 0% | 0% | 1 | 8.288% | 0% | 0% | 1 | 0% | 0% | 1 |  |  |  |  | 38.24% | [5 empty] | 9.514% | 0% | 9.514% | 1 | 53.8% | 0% | 0% | 2 | 13.74% | 0% | 0% | 1 | 21.4% | 0% | 0% | 1 | 57.93% | 0% | 0% | 2 | 24.29% | 0% | 0% | 1 | 5.724% | 0% | 0% | 1
291 | Sandy | Southern_NV_Eldorado | 0 | 0 | 0 | 0% | 0% | 1 |  |  |  |  | 0% | [5 empty] | 0% | 0% | 0% | 1 | 0% | 0% | 0% | 1 | 0% | 0% | 0% | 1 | 0% | 0% | 0% | 1 | 0% | 0% | 0% | 1 | 0% | 0% | 0% | 1 | 0% | 0% | 0% | 1 | 0% | 0% | 1 |  |  |  |  | 0% | [5 empty] | 0% | 0% | 0% | 1 | 0% | 0% | 0% | 1 | 0% | 0% | 0% | 1 | 6.361% | 0% | 0% | 1 | 6.361% | 0% | 0% | 1 | 9.036% | 0% | 0% | 1 | 1.088% | 0% | 0% | 1 | 0% | 0% | 1 |  |  |  |  | 0% | [5 empty] | 0% | 0% | 0% | 1 | 17.93% | 0% | 0% | 1 | 0.09561% | 0% | 0% | 1 | 43.2% | 0% | 0% | 1 | 52.56% | 0% | 0% | 2 | 70.5% | 0% | 0% | 3 | 0.3532% | 0% | 0% | 1 | 0% | 0% | 1 |  |  |  |  | 0% | [5 empty] | 0% | 0% | 0% | 1 | 14.63% | 0% | 0% | 1 | 5.552% | 0% | 0% | 1 | 43.96% | 0% | 0% | 1 | 51.59% | 0% | 0% | 2 | 73.97% | 0% | 0% | 3 | 0.5642% | 0% | 0% | 1
292 | Eldorado | Southern_NV_Eldorado | 0 | 0 | 0 | 0% | 0% | 1 |  |  |  |  | 0% | [5 empty] | 0% | 0% | 0% | 1 | 0% | 0% | 0% | 1 | 0% | 0% | 0% | 1 | 0% | 0% | 0% | 1 | 0% | 0% | 0% | 1 | 0% | 0% | 0% | 1 | 0% | 0% | 0% | 1 | 0% | 0% | 1 |  |  |  |  | 0% | [5 empty] | 0% | 0% | 0% | 1 | 0% | 0% | 0% | 1 | 0% | 0% | 0% | 1 | 0% | 0% | 0% | 1 | 0% | 0% | 0% | 1 | 0% | 0% | 0% | 1 | 0% | 0% | 0% | 1 | 0% | 0% | 1 |  |  |  |  | 0% | [5 empty] | 0% | 0% | 0% | 1 | 0% | 0% | 0% | 1 | 0% | 0% | 0% | 1 | 0% | 0% | 0% | 1 | 0% | 0% | 0% | 1 | 0% | 0% | 0% | 1 | 0% | 0% | 0% | 1 | 0% | 0% | 1 |  |  |  |  | 0% | [5 empty] | 0% | 0% | 0% | 1 | 87.57% | 0% | 0% | 3 | 51.79% | 0% | 0% | 2 | 10.96% | 0% | 0% | 1 | 98.53% | 0% | 0% | 5 | 81.2% | 0% | 0% | 3 | 0% | 0% | 0% | 1
293 | Fink (Proposed) |  | 0 | 0 | 0 | 0% | 0% | 1 |  |  |  |  | 5.028% | [5 empty] | 77.72% | 0% | 77.72% | 5 | 94.76% | 0% | 0% | 4 | 29.45% | 0% | 0% | 1 | 64.39% | 0% | 0% | 2 | 97.52% | 0% | 0% | 5 | 75.64% | 0% | 0% | 3 | 3.511% | 0% | 0% | 1 | 0% | 0% | 1 |  |  |  |  | 33.56% | [5 empty] | 18.9% | 0% | 18.9% | 1 | 61.05% | 0% | 0% | 2 | 8.814% | 0% | 0% | 1 | 21.43% | 0% | 0% | 1 | 63.26% | 0% | 0% | 2 | 43.26% | 0% | 0% | 1 | 2.937% | 0% | 0% | 1 | 0% | 0% | 1 |  |  |  |  | 41.42% | [5 empty] | 12.05% | 0% | 12.05% | 1 | 62.06% | 0% | 0% | 2 | 10.13% | 0% | 0% | 1 | 19.75% | 0% | 0% | 1 | 64% | 0% | 0% | 2 | 36.76% | 0% | 0% | 1 | 2.493% | 0% | 0% | 1 | 0% | 0% | 1 |  |  |  |  | 37.84% | [5 empty] | 13.68% | 0% | 13.68% | 1 | 57.94% | 0% | 0% | 2 | 15% | 0% | 0% | 1 | 21.17% | 0% | 0% | 1 | 62.02% | 0% | 0% | 2 | 30.36% | 0% | 0% | 1 | 4.128% | 0% | 0% | 1
294 | Gates-Midway (Proposed) | Central_Valley_North_Los_Banos | 0 | 0 | 0 | 0% | 0% | 1 |  |  |  |  | 0% | [5 empty] | 0% | 0% | 0% | 1 | 0% | 0% | 0% | 1 | 0% | 0% | 0% | 1 | 0% | 0% | 0% | 1 | 0% | 0% | 0% | 1 | 0% | 0% | 0% | 1 | 0% | 0% | 0% | 1 | 0% | 0% | 1 |  |  |  |  | 0% | [5 empty] | 0% | 0% | 0% | 1 | 0% | 0% | 0% | 1 | 0% | 0% | 0% | 1 | 0% | 0% | 0% | 1 | 0% | 0% | 0% | 1 | 0% | 0% | 0% | 1 | 0% | 0% | 0% | 1 | 0% | 0% | 1 |  |  |  |  | 0% | [5 empty] | 1.531% | 0% | 1.531% | 1 | 45.46% | 0% | 0% | 1 | 0% | 0% | 0% | 1 | 97.28% | 0% | 0% | 5 | 98.81% | 0% | 0% | 5 | 2.042% | 0% | 0% | 1 | 0% | 0% | 0% | 1 | 0% | 0% | 1 |  |  |  |  | 0.3592% | [5 empty] | 3.537% | 0% | 3.537% | 1 | 46.35% | 0% | 0% | 1 | 3.219% | 0% | 0% | 1 | 12.67% | 0% | 0% | 1 | 50.88% | 0% | 0% | 2 | 51.61% | 0% | 0% | 2 | 1.166% | 0% | 0% | 1
295 | Rancho Seco - Bellota (Proposed) | Solano | 0 | 0 | 0 | 0% | 0% | 1 |  |  |  |  | 60.51% | [5 empty] | 0% | 0% | 0% | 1 | 0% | 0% | 0% | 1 | 0% | 0% | 0% | 1 | 77.05% | 0% | 0% | 3 | 77.05% | 0% | 0% | 3 | 0% | 0% | 0% | 1 | 11.5% | 0% | 0% | 1 | 0% | 0% | 1 |  |  |  |  | 30.5% | [5 empty] | 0% | 0% | 0% | 1 | 25.96% | 0% | 0% | 1 | 3.964% | 0% | 0% | 1 | 27.38% | 0% | 0% | 1 | 41.67% | 0% | 0% | 1 | 13.12% | 0% | 0% | 1 | 5.825% | 0% | 0% | 1 | 0% | 0% | 1 |  |  |  |  | 19.25% | [5 empty] | 7.707% | 0% | 7.707% | 1 | 59.16% | 0% | 0% | 2 | 4.68% | 0% | 0% | 1 | 25.14% | 0% | 0% | 1 | 69.62% | 0% | 0% | 2 | 24.55% | 0% | 0% | 1 | 6.675% | 0% | 0% | 1 | 0% | 0% | 1 |  |  |  |  | 43.01% | [5 empty] | 5.782% | 0% | 5.782% | 1 | 39.96% | 0% | 0% | 1 | 14.26% | 0% | 0% | 1 | 22.8% | 0% | 0% | 1 | 50.18% | 0% | 0% | 2 | 16.81% | 0% | 0% | 1 | 6.081% | 0% | 0% | 1
296 | Midway - Wheeler Ridge (Proposed) | Central_Valley_North_Los_Banos | 0 | 0 | 0 | 0% | 0% | 1 |  |  |  |  | 0% | [5 empty] | 0% | 0% | 0% | 1 | 0% | 0% | 0% | 1 | 0% | 0% | 0% | 1 | 0% | 0% | 0% | 1 | 0% | 0% | 0% | 1 | 0% | 0% | 0% | 1 | 0% | 0% | 0% | 1 | 0% | 0% | 1 |  |  |  |  | 0% | [5 empty] | 0% | 0% | 0% | 1 | 0% | 0% | 0% | 1 | 0% | 0% | 0% | 1 | 0% | 0% | 0% | 1 | 0% | 0% | 0% | 1 | 0% | 0% | 0% | 1 | 0% | 0% | 0% | 1 | 0% | 0% | 1 |  |  |  |  | 0% | [5 empty] | 91.89% | 0.3205% | 92.21% | 5 | 0.4913% | 0% | 0% | 1 | 0% | 0% | 0% | 1 | 0% | 0% | 0% | 1 | 0.4913% | 0% | 0% | 1 | 84.12% | 0% | 0% | 3 | 3.818% | 0% | 0% | 1 | 0% | 0% | 1 |  |  |  |  | 0% | [5 empty] | 79.34% | 2.43% | 81.77% | 5 | 51.9% | 0% | 0% | 2 | 34.99% | 0% | 0% | 1 | 52.19% | 0% | 0% | 2 | 70.7% | 0% | 0% | 3 | 61.9% | 0% | 0% | 2 | 3.852% | 0% | 0% | 1
297 | Suncrest - Ocotillo (Proposed) | Greater_Imperial | 400 | 16000 | 20 | 294.6% | 24.55% | 5 |  |  |  |  | 0% | [5 empty] | 13.26% | 86.74% | 100% | 5 | 0.2079% | 33.08% | 0% | 2 | 28.56% | 46.2% | 0% | 2 | 44.16% | 59.11% | 0% | 3 | 48.99% | 64.71% | 0% | 3 | 73.58% | 124.9% | 8.946% | 4 | 2.404% | 64.71% | 0% | 3 | 120.2% | 3.698% | 4 |  |  |  |  | 0.2059% | [5 empty] | 37.69% | 60.79% | 98.48% | 5 | 6.392% | 19.88% | 0% | 1 | 26.45% | 25.3% | 0% | 2 | 45.28% | 34.01% | 0% | 2 | 57.16% | 43.44% | 0% | 2 | 58.63% | 44.99% | 0% | 2 | 2.327% | 43.44% | 0% | 2 | 104.1% | 0.74% | 4 |  |  |  |  | 0.1746% | [5 empty] | 38.56% | 59.93% | 98.49% | 5 | 12.29% | 17.99% | 0% | 1 | 25.48% | 21.18% | 0% | 2 | 46.26% | 29.36% | 0% | 2 | 58.34% | 37.88% | 0% | 2 | 57.24% | 36.91% | 0% | 2 | 3.695% | 37.88% | 0% | 2 | 67.68% | 0% | 3 |  |  |  |  | 0.1579% | [5 empty] | 34.06% | 48.41% | 82.47% | 5 | 25.85% | 14.58% | 0% | 1 | 23.91% | 14.2% | 0% | 1 | 43.39% | 19.09% | 0% | 1 | 61.17% | 27.83% | 0% | 2 | 54.49% | 23.75% | 0% | 2 | 4.922% | 27.83% | 0% | 2
298 | North Gila - IV (Proposed) | Greater_Imperial | 0 | 0 | 0 | 0% | 0% | 1 |  |  |  |  | 55.54% | [5 empty] | 0% | 0% | 0% | 1 | 0% | 0% | 0% | 1 | 36.21% | 0% | 0% | 1 | 36.21% | 0% | 0% | 1 | 36.21% | 0% | 0% | 1 | 12.42% | 0% | 0% | 1 | 8.59% | 0% | 0% | 1 | 0% | 0% | 1 |  |  |  |  | 61.69% | [5 empty] | 0% | 0% | 0% | 1 | 3.71% | 0% | 0% | 1 | 21.1% | 0% | 0% | 1 | 21.1% | 0% | 0% | 1 | 24.81% | 0% | 0% | 1 | 10.48% | 0% | 0% | 1 | 5.857% | 0% | 0% | 1 | 0% | 0% | 1 |  |  |  |  | 62.71% | [5 empty] | 0% | 0% | 0% | 1 | 4.83% | 0% | 0% | 1 | 16.61% | 0% | 0% | 1 | 16.61% | 0% | 0% | 1 | 21.44% | 0% | 0% | 1 | 9.427% | 0% | 0% | 1 | 4.991% | 0% | 0% | 1 | 0% | 0% | 1 |  |  |  |  | 51.74% | [5 empty] | 0% | 0% | 0% | 1 | 7.221% | 0% | 0% | 1 | 15.88% | 0% | 0% | 1 | 15.05% | 0% | 0% | 1 | 22.98% | 0% | 0% | 1 | 14.11% | 0% | 0% | 1 | 4.774% | 0% | 0% | 1
299 | Lugo - Pisgah (Proposed) | Greater_Kramer | 150 | 6000 | 15 | 96.58% | 0% | 4 |  |  |  |  | 0% | [5 empty] | 0.2746% | 0% | 0.2746% | 1 | 25.4% | 24.87% | 0% | 2 | 8.297% | 20.23% | 0% | 2 | 7.999% | 20.16% | 0% | 2 | 35.19% | 28.62% | 0% | 2 | 66.06% | 54.66% | 0% | 3 | 0.08549% | 28.62% | 0% | 2 | 22.67% | 0% | 2 |  |  |  |  | 0.4907% | [5 empty] | 16.19% | 0% | 16.19% | 1 | 28.45% | 9.675% | 0% | 1 | 14.74% | 8.12% | 0% | 1 | 20.83% | 8.745% | 0% | 1 | 45.4% | 12.68% | 0% | 1 | 49.17% | 13.62% | 0% | 1 | 0.1618% | 12.68% | 0% | 1 | 12.97% | 0% | 1 |  |  |  |  | 0.4322% | [5 empty] | 16.31% | 0.0001796% | 16.31% | 2 | 29.59% | 6.076% | 0% | 1 | 19.82% | 5.335% | 0% | 1 | 25.41% | 5.735% | 0% | 1 | 49.54% | 8.478% | 0% | 1 | 38.96% | 7.008% | 0% | 1 | 0.5311% | 8.478% | 0% | 1 | 7.913% | 0% | 1 |  |  |  |  | 0.3196% | [5 empty] | 18.1% | 2.906% | 21.01% | 2 | 33.66% | 3.617% | 0% | 1 | 23.38% | 3.132% | 0% | 1 | 28.78% | 3.369% | 0% | 1 | 54.76% | 5.304% | 0% | 2 | 38.26% | 3.886% | 0% | 1 | 0.6405% | 5.304% | 0% | 1
300 | Crow Creek | Central_Valley_North_Los_Banos | 0 | 0 | 0 | 0% | 0% | 1 |  |  |  |  | 10.4% | [5 empty] | 66.6% | 0% | 66.6% | 3 | 88.91% | 0% | 0% | 3 | 25.71% | 0% | 0% | 1 | 55.3% | 0% | 0% | 2 | 91.27% | 0% | 0% | 4 | 64.8% | 0% | 0% | 2 | 4.042% | 0% | 0% | 1 | 0% | 0% | 1 |  |  |  |  | 35.86% | [5 empty] | 18.06% | 0% | 18.06% | 1 | 59.88% | 0% | 0% | 2 | 8.444% | 0% | 0% | 1 | 20.86% | 0% | 0% | 1 | 62.06% | 0% | 0% | 2 | 41.19% | 0% | 0% | 1 | 2.964% | 0% | 0% | 1 | 0% | 0% | 1 |  |  |  |  | 42.36% | [5 empty] | 11.75% | 0% | 11.75% | 1 | 61.44% | 0% | 0% | 2 | 9.892% | 0% | 0% | 1 | 19.42% | 0% | 0% | 1 | 63.31% | 0% | 0% | 2 | 36.04% | 0% | 0% | 1 | 2.418% | 0% | 0% | 1 | 0% | 0% | 1 |  |  |  |  | 38% | [5 empty] | 13.36% | 0% | 13.36% | 1 | 57.62% | 0% | 0% | 2 | 15.01% | 0% | 0% | 1 | 21.28% | 0% | 0% | 1 | 61.82% | 0% | 0% | 2 | 29.67% | 0% | 0% | 1 | 4.127% | 0% | 0% | 1
301 | Harry Allen | Nevada | 0 | 0 | 0 | 0% | 0% | 1 |  |  |  |  | 0% | [5 empty] | 0% | 0% | 0% | 1 | 0% | 0% | 0% | 1 | 0% | 0% | 0% | 1 | 0% | 0% | 0% | 1 | 0% | 0% | 0% | 1 | 0% | 0% | 0% | 1 | 0% | 0% | 0% | 1 | 0% | 0% | 1 |  |  |  |  | 0% | [5 empty] | 0% | 0% | 0% | 1 | 0% | 0% | 0% | 1 | 0% | 0% | 0% | 1 | 0% | 0% | 0% | 1 | 0% | 0% | 0% | 1 | 0% | 0% | 0% | 1 | 0% | 0% | 0% | 1 | 0% | 0% | 1 |  |  |  |  | 0% | [5 empty] | 0% | 0% | 0% | 1 | 0% | 0% | 0% | 1 | 0% | 0% | 0% | 1 | 0% | 0% | 0% | 1 | 0% | 0% | 0% | 1 | 0% | 0% | 0% | 1 | 0% | 0% | 0% | 1 | 0% | 0% | 1 |  |  |  |  | 0% | [5 empty] | 0% | 0% | 0% | 1 | 0% | 0% | 0% | 1 | 0% | 0% | 0% | 1 | 0% | 0% | 0% | 1 | 0% | 0% | 0% | 1 | 0% | 0% | 0% | 1 | 0% | 0% | 0% | 1
302 | Kirker | Solano | 0 | 0 | 0 | 0% | 0% | 1 |  |  |  |  | 0.006571% | [5 empty] | 19.66% | 4.603% | 24.26% | 2 | 46.55% | 0% | 0% | 1 | 70.73% | 0% | 0% | 3 | 46.54% | 0% | 0% | 1 | 79.97% | 0% | 0% | 3 | 14.71% | 0% | 0% | 1 | 55.25% | 0% | 0% | 2 | 0% | 0% | 1 |  |  |  |  | 2.15% | [5 empty] | 19.45% | 7.147% | 26.6% | 2 | 29.74% | 0% | 0% | 1 | 61.61% | 0% | 0% | 2 | 53.3% | 0% | 0% | 2 | 73.73% | 0% | 0% | 3 | 18.59% | 0% | 0% | 1 | 32.13% | 0% | 0% | 1 | 0% | 0% | 1 |  |  |  |  | 16.94% | [5 empty] | 19.31% | 4.862% | 24.18% | 2 | 26.06% | 0% | 0% | 1 | 48.15% | 0% | 0% | 1 | 48.57% | 0% | 0% | 1 | 65.49% | 0% | 0% | 2 | 12.07% | 0% | 0% | 1 | 24.09% | 0% | 0% | 1 | 0% | 0% | 1 |  |  |  |  | 38.21% | [5 empty] | 14.52% | 2.734% | 17.25% | 2 | 27.93% | 0% | 0% | 1 | 29.45% | 0% | 0% | 1 | 33.28% | 0% | 0% | 1 | 51.15% | 0% | 0% | 2 | 11.41% | 0% | 0% | 1 | 13.63% | 0% | 0% | 1
303 | Logan Creek | Northern_California | 0 | 0 | 0 | 0% | 0% | 1 |  |  |  |  | 31.42% | [5 empty] | 6.342% | 0% | 6.342% | 1 | 27% | 0% | 0% | 1 | 3.015% | 0% | 0% | 1 | 5.991% | 0% | 0% | 1 | 31.46% | 0% | 0% | 1 | 25.8% | 0% | 0% | 1 | 4.313% | 0% | 0% | 1 | 0% | 0% | 1 |  |  |  |  | 28.31% | [5 empty] | 12.33% | 0% | 12.33% | 1 | 32.37% | 0% | 0% | 1 | 4.972% | 0% | 0% | 1 | 10.51% | 0% | 0% | 1 | 40.11% | 0% | 0% | 1 | 30.5% | 0% | 0% | 1 | 3.745% | 0% | 0% | 1 | 0% | 0% | 1 |  |  |  |  | 31.37% | [5 empty] | 12.27% | 0% | 12.27% | 1 | 33.89% | 0% | 0% | 1 | 6.433% | 0% | 0% | 1 | 15% | 0% | 0% | 1 | 45.66% | 0% | 0% | 1 | 29.32% | 0% | 0% | 1 | 5.8% | 0% | 0% | 1 | 0% | 0% | 1 |  |  |  |  | 28.54% | [5 empty] | 16.76% | 0% | 16.76% | 1 | 38.3% | 0% | 0% | 1 | 8.164% | 0% | 0% | 1 | 22.52% | 0% | 0% | 1 | 55.72% | 0% | 0% | 2 | 27.4% | 0% | 0% | 1 | 7.951% | 0% | 0% | 1
304 | Julian Hinds | Riverside (Exclude) | 0 | 0 | 20 | 0% | 0% | 1 |  |  |  |  | 0% | [5 empty] | 0% | 0% | 0% | 1 | 100% | 0% | 0% | 5 | 16.76% | 0% | 0% | 1 | 0% | 0% | 0% | 1 | 100% | 0% | 0% | 5 | 43.64% | 0% | 0% | 1 | 0% | 0% | 0% | 1 | 0% | 0% | 1 |  |  |  |  | 0% | [5 empty] | 0% | 0% | 0% | 1 | 14.38% | 0% | 0% | 1 | 39.22% | 0% | 0% | 1 | 2.733% | 0% | 0% | 1 | 51.67% | 0% | 0% | 2 | 51.46% | 0% | 0% | 2 | 0% | 0% | 0% | 1 | 0% | 0% | 1 |  |  |  |  | 0% | [5 empty] | 0% | 0% | 0% | 1 | 11.45% | 0% | 0% | 1 | 21.53% | 0% | 0% | 1 | 1.929% | 0% | 0% | 1 | 32.5% | 0% | 0% | 1 | 36.61% | 0% | 0% | 1 | 0.1003% | 0% | 0% | 1 | 0% | 0% | 1 |  |  |  |  | 9.194% | [5 empty] | 0.4684% | 0% | 0.4684% | 1 | 20.35% | 0% | 0% | 1 | 24.44% | 0% | 0% | 1 | 12.08% | 0% | 0% | 1 | 43.6% | 0% | 0% | 1 | 26.05% | 0% | 0% | 1 | 1.628% | 0% | 0% | 1
305 | Hollister | Peninsula_Monterey | 0 | 0 | 0 | 0% | 0% | 1 |  |  |  |  | 0% | [5 empty] | 63.41% | 0% | 63.41% | 3 | 16.89% | 0% | 0% | 1 | 0% | 0% | 0% | 1 | 0% | 0% | 0% | 1 | 16.89% | 0% | 0% | 1 | 100% | 0% | 0% | 5 | 0% | 0% | 0% | 1 | 0% | 0% | 1 |  |  |  |  | 0% | [5 empty] | 26.59% | 0.1584% | 26.75% | 2 | 97.87% | 0% | 0% | 5 | 0% | 0% | 0% | 1 | 0% | 0% | 0% | 1 | 97.87% | 0% | 0% | 5 | 98.07% | 0% | 0% | 5 | 0.1919% | 0% | 0% | 1 | 0% | 0% | 1 |  |  |  |  | 16.05% | [5 empty] | 29.77% | 0.04238% | 29.82% | 2 | 81.58% | 0% | 0% | 3 | 0.09573% | 0% | 0% | 1 | 1.986% | 0% | 0% | 1 | 81.67% | 0% | 0% | 3 | 76.98% | 0% | 0% | 3 | 1.924% | 0% | 0% | 1 | 0% | 0% | 1 |  |  |  |  | 21.97% | [5 empty] | 30.91% | 1.322% | 32.23% | 2 | 59.27% | 0% | 0% | 2 | 11.41% | 0% | 0% | 1 | 18.45% | 0% | 0% | 1 | 67.55% | 0% | 0% | 2 | 48.16% | 0% | 0% | 1 | 4.216% | 0% | 0% | 1
306 | Boulevard | Greater_Imperial | 63.3 | 2532 | 10 | 18.55% | 0% | 1 |  |  |  |  | 0.03583% | [5 empty] | 70.45% | 28.04% | 98.5% | 5 | 11.41% | 5.375% | 0% | 1 | 9.502% | 5.262% | 0% | 1 | 31.86% | 6.989% | 0% | 1 | 42.84% | 8.332% | 0% | 1 | 51.77% | 9.874% | 0% | 2 | 1.37% | 8.332% | 0% | 1 | 16.86% | 0% | 1 |  |  |  |  | 0.2367% | [5 empty] | 50.62% | 47.64% | 98.27% | 5 | 8.276% | 3.69% | 0% | 1 | 15.12% | 3.988% | 0% | 1 | 30.54% | 4.873% | 0% | 1 | 45.64% | 6.227% | 0% | 1 | 56.73% | 7.823% | 0% | 2 | 1.712% | 6.227% | 0% | 1 | 15.2% | 0% | 1 |  |  |  |  | 0.1828% | [5 empty] | 39.35% | 51.16% | 90.51% | 5 | 11.26% | 2.947% | 0% | 1 | 21.32% | 3.324% | 0% | 1 | 36.11% | 4.093% | 0% | 1 | 53.29% | 5.599% | 0% | 2 | 57.01% | 6.083% | 0% | 2 | 1.977% | 5.599% | 0% | 1 | 11.38% | 0% | 1 |  |  |  |  | 0.14% | [5 empty] | 30.72% | 42.85% | 73.56% | 5 | 10.41% | 2.235% | 0% | 1 | 19.55% | 2.489% | 0% | 1 | 32.42% | 2.964% | 0% | 1 | 46.69% | 3.757% | 0% | 1 | 60.68% | 5.093% | 0% | 2 | 2.729% | 3.757% | 0% | 1
307 | Llagas | Peninsula_Monterey | 0 | 0 | 0 | 0% | 0% | 1 |  |  |  |  | 0% | [5 empty] | 86.83% | 2.635% | 89.46% | 5 | 34.25% | 0% | 0% | 1 | 0% | 0% | 0% | 1 | 0% | 0% | 0% | 1 | 34.25% | 0% | 0% | 1 | 99.78% | 0% | 0% | 5 | 0.4238% | 0% | 0% | 1 | 0% | 0% | 1 |  |  |  |  | 0% | [5 empty] | 49.89% | 47.1% | 96.99% | 5 | 71.08% | 0% | 0% | 3 | 7.33% | 0% | 0% | 1 | 35.78% | 0% | 0% | 1 | 71.08% | 0% | 0% | 3 | 84.87% | 0% | 0% | 3 | 1.186% | 0% | 0% | 1 | 0% | 0% | 1 |  |  |  |  | 10.25% | [5 empty] | 49.93% | 10.4% | 60.33% | 3 | 69.27% | 0% | 0% | 2 | 26.72% | 0% | 0% | 1 | 33.31% | 0% | 0% | 1 | 91.05% | 0% | 0% | 4 | 70.89% | 0% | 0% | 3 | 4.504% | 0% | 0% | 1 | 0% | 0% | 1 |  |  |  |  | 14.25% | [5 empty] | 31.89% | 5.84% | 37.73% | 2 | 69.24% | 0% | 0% | 2 | 15.38% | 0% | 0% | 1 | 27.96% | 0% | 0% | 1 | 81.56% | 0% | 0% | 3 | 61.94% | 0% | 0% | 2 | 2.843% | 0% | 0% | 1
308 | Miller | Central_Valley_North_Los_Banos | 0 | 0 | 0 | 0% | 0% | 1 |  |  |  |  | 2.776% | [5 empty] | 0% | 0% | 0% | 1 | 77.34% | 0% | 0% | 3 | 10.61% | 0% | 0% | 1 | 23.16% | 0% | 0% | 1 | 87.91% | 0% | 0% | 3 | 56.19% | 0% | 0% | 2 | 1.789% | 0% | 0% | 1 | 0% | 0% | 1 |  |  |  |  | 5.757% | [5 empty] | 22.3% | 0% | 22.3% | 2 | 72.58% | 0% | 0% | 3 | 7.102% | 0% | 0% | 1 | 19.54% | 0% | 0% | 1 | 77.06% | 0% | 0% | 3 | 44.8% | 0% | 0% | 1 | 6.313% | 0% | 0% | 1 | 0% | 0% | 1 |  |  |  |  | 17.57% | [5 empty] | 18.49% | 0% | 18.49% | 1 | 68.53% | 0% | 0% | 2 | 8.775% | 0% | 0% | 1 | 19.9% | 0% | 0% | 1 | 71.26% | 0% | 0% | 3 | 40.45% | 0% | 0% | 1 | 5.56% | 0% | 0% | 1 | 0% | 0% | 1 |  |  |  |  | 39.67% | [5 empty] | 12.66% | 0% | 12.66% | 1 | 56.66% | 0% | 0% | 2 | 13.77% | 0% | 0% | 1 | 20.56% | 0% | 0% | 1 | 60.13% | 0% | 0% | 2 | 29.63% | 0% | 0% | 1 | 4.775% | 0% | 0% | 1
309 | Madison | Solano | 0 | 0 | 20 | 0% | 0% | 1 |  |  |  |  | 45.44% | [5 empty] | 14.87% | 0% | 14.87% | 1 | 70.73% | 0% | 0% | 3 | 0.3998% | 0% | 0% | 1 | 1.911% | 0% | 0% | 1 | 72.25% | 0% | 0% | 3 | 18.29% | 0% | 0% | 1 | 1.632% | 0% | 0% | 1 | 0% | 0% | 1 |  |  |  |  | 47.13% | [5 empty] | 16.77% | 0% | 16.77% | 1 | 65.41% | 0% | 0% | 2 | 4.212% | 0% | 0% | 1 | 14.8% | 0% | 0% | 1 | 72.09% | 0% | 0% | 3 | 18.49% | 0% | 0% | 1 | 2.432% | 0% | 0% | 1 | 0% | 0% | 1 |  |  |  |  | 48.77% | [5 empty] | 20.24% | 0% | 20.24% | 2 | 61.08% | 0% | 0% | 2 | 8.487% | 0% | 0% | 1 | 24.77% | 0% | 0% | 1 | 70.86% | 0% | 0% | 3 | 19.5% | 0% | 0% | 1 | 2.943% | 0% | 0% | 1 | 0% | 0% | 1 |  |  |  |  | 46.49% | [5 empty] | 24.01% | 1.056% | 25.07% | 2 | 51.65% | 0% | 0% | 2 | 10.91% | 0% | 0% | 1 | 31.94% | 0% | 0% | 1 | 67.14% | 0% | 0% | 2 | 23.26% | 0% | 0% | 1 | 4.946% | 0% | 0% | 1
310 | New Melones | El_Dorado_Mariposa | 0 | 0 | 0 | 0% | 0% | 1 |  |  |  |  | 0% | [5 empty] | 78.97% | 0% | 78.97% | 5 | 75.81% | 0% | 0% | 3 | 22.89% | 0% | 0% | 1 | 38.39% | 0% | 0% | 1 | 76.07% | 0% | 0% | 3 | 86.56% | 0% | 0% | 3 | 5.457% | 0% | 0% | 1 | 0% | 0% | 1 |  |  |  |  | 1.634% | [5 empty] | 24.1% | 0% | 24.1% | 2 | 91.4% | 0% | 0% | 4 | 23.87% | 0% | 0% | 1 | 32.16% | 0% | 0% | 1 | 93.65% | 0% | 0% | 4 | 85.66% | 0% | 0% | 3 | 11.03% | 0% | 0% | 1 | 0% | 0% | 1 |  |  |  |  | 5.502% | [5 empty] | 12.07% | 0% | 12.07% | 1 | 80.84% | 0% | 0% | 3 | 19.95% | 0% | 0% | 1 | 44.7% | 0% | 0% | 1 | 92.33% | 0% | 0% | 4 | 61.87% | 0% | 0% | 2 | 12.35% | 0% | 0% | 1 | 0% | 0% | 1 |  |  |  |  | 17.42% | [5 empty] | 5.412% | 0% | 5.412% | 1 | 68.79% | 0% | 0% | 2 | 20.34% | 0% | 0% | 1 | 37.83% | 0% | 0% | 1 | 79.81% | 0% | 0% | 3 | 32.65% | 0% | 0% | 1 | 8.724% | 0% | 0% | 1
311 | Waukena | Central_Valley_North_Los_Banos | 0 | 0 | 0 | 0% | 0% | 1 |  |  |  |  | 4.641% | [5 empty] | 0% | 0% | 0% | 1 | 0% | 0% | 0% | 1 | 0% | 0% | 0% | 1 | 0% | 0% | 0% | 1 | 0% | 0% | 0% | 1 | 0% | 0% | 0% | 1 | 1.532% | 0% | 0% | 1 | 0% | 0% | 1 |  |  |  |  | 10.63% | [5 empty] | 0% | 0% | 0% | 1 | 0% | 0% | 0% | 1 | 0% | 0% | 0% | 1 | 0% | 0% | 0% | 1 | 0% | 0% | 0% | 1 | 0% | 0% | 0% | 1 | 4.019% | 0% | 0% | 1 | 0% | 0% | 1 |  |  |  |  | 21.91% | [5 empty] | 0% | 0% | 0% | 1 | 0.3408% | 0% | 0% | 1 | 0% | 0% | 0% | 1 | 0% | 0% | 0% | 1 | 0.3408% | 0% | 0% | 1 | 0% | 0% | 0% | 1 | 3.553% | 0% | 0% | 1 | 0% | 0% | 1 |  |  |  |  | 48.02% | [5 empty] | 0% | 0% | 0% | 1 | 5.564% | 0% | 0% | 1 | 1.527% | 0% | 0% | 1 | 4.296% | 0% | 0% | 1 | 8.253% | 0% | 0% | 1 | 0.217% | 0% | 0% | 1 | 2.336% | 0% | 0% | 1
312 | Excelsior | Central_Valley_North_Los_Banos | 0 | 0 | 0 | 0% | 0% | 1 |  |  |  |  | 48.45% | [5 empty] | 0% | 0% | 0% | 1 | 6.858% | 0% | 0% | 1 | 0.01046% | 0% | 0% | 1 | 1.109% | 0% | 0% | 1 | 6.858% | 0% | 0% | 1 | 2.812% | 0% | 0% | 1 | 0.1871% | 0% | 0% | 1 | 0% | 0% | 1 |  |  |  |  | 48.86% | [5 empty] | 0% | 0% | 0% | 1 | 21.12% | 0% | 0% | 1 | 2.837% | 0% | 0% | 1 | 8.172% | 0% | 0% | 1 | 25.04% | 0% | 0% | 1 | 3.368% | 0% | 0% | 1 | 0.5503% | 0% | 0% | 1 | 0% | 0% | 1 |  |  |  |  | 45.7% | [5 empty] | 0% | 0% | 0% | 1 | 20.19% | 0% | 0% | 1 | 3.772% | 0% | 0% | 1 | 7.622% | 0% | 0% | 1 | 24.04% | 0% | 0% | 1 | 2.655% | 0% | 0% | 1 | 1.068% | 0% | 0% | 1 | 0% | 0% | 1 |  |  |  |  | 48.18% | [5 empty] | 0% | 0% | 0% | 1 | 16.59% | 0% | 0% | 1 | 5.552% | 0% | 0% | 1 | 9.29% | 0% | 0% | 1 | 22.59% | 0% | 0% | 1 | 1.646% | 0% | 0% | 1 | 1.941% | 0% | 0% | 1
313 | Colgate | Northern_California | 0 | 0 | 0 | 0% | 0% | 1 |  |  |  |  | 0% | [5 empty] | 0% | 0% | 0% | 1 | 0% | 0% | 0% | 1 | 0% | 0% | 0% | 1 | 0% | 0% | 0% | 1 | 0% | 0% | 0% | 1 | 0% | 0% | 0% | 1 | 0% | 0% | 0% | 1 | 0% | 0% | 1 |  |  |  |  | 0% | [5 empty] | 10.15% | 48.47% | 58.62% | 5 | 62.19% | 0% | 0% | 2 | 20.9% | 0% | 0% | 1 | 32.4% | 0% | 0% | 1 | 84.88% | 0% | 0% | 3 | 34.51% | 0% | 0% | 1 | 4.262% | 0% | 0% | 1 | 0% | 0% | 1 |  |  |  |  | 7.588% | [5 empty] | 19.17% | 33.23% | 52.41% | 5 | 58.4% | 0% | 0% | 2 | 21.51% | 0% | 0% | 1 | 25.3% | 0% | 0% | 1 | 80.41% | 0% | 0% | 3 | 24.92% | 0% | 0% | 1 | 12.54% | 0% | 0% | 1 | 0% | 0% | 1 |  |  |  |  | 17.38% | [5 empty] | 26.1% | 21.16% | 47.25% | 4 | 43.49% | 0% | 0% | 1 | 23.33% | 0% | 0% | 1 | 24.52% | 0% | 0% | 1 | 69.53% | 0% | 0% | 2 | 23.53% | 0% | 0% | 1 | 11.52% | 0% | 0% | 1
314 | New Sub - Pit 1 - Cottonwood (Proposed) | Northern_California | 206 | 8240 | 15 | 75.78% | 0% | 3 |  |  |  |  | 0.07666% | [5 empty] | 92.94% | 6.723% | 99.66% | 5 | 63.9% | 20.72% | 0% | 2 | 9.729% | 8.285% | 0% | 1 | 11.88% | 8.487% | 0% | 1 | 66.63% | 22.41% | 0% | 2 | 65.13% | 21.45% | 0% | 2 | 5.977% | 22.41% | 0% | 2 | 43.91% | 0% | 2 |  |  |  |  | 0.04621% | [5 empty] | 95.59% | 4.053% | 99.64% | 5 | 50.08% | 9.031% | 0% | 2 | 13.16% | 5.191% | 0% | 1 | 14.41% | 5.267% | 0% | 1 | 56.03% | 10.25% | 0% | 2 | 70.45% | 15.26% | 0% | 3 | 5.068% | 10.25% | 0% | 1 | 32.8% | 0% | 2 |  |  |  |  | 0.09206% | [5 empty] | 95.93% | 3.584% | 99.51% | 5 | 43.98% | 5.187% | 0% | 1 | 21.95% | 3.723% | 0% | 1 | 21.36% | 3.696% | 0% | 1 | 55.63% | 6.549% | 0% | 2 | 73.8% | 11.09% | 0% | 3 | 4.564% | 6.549% | 0% | 1 | 13.08% | 0% | 1 |  |  |  |  | 0.07548% | [5 empty] | 95.06% | 4.544% | 99.6% | 5 | 40.14% | 2.501% | 0% | 1 | 18.42% | 1.835% | 0% | 1 | 20.63% | 1.886% | 0% | 1 | 51.84% | 3.108% | 0% | 2 | 66.46% | 4.464% | 0% | 2 | 4.22% | 3.108% | 0% | 1
315 | Cal Flats |  | 0 | 0 | 0 | 0% | 0% | 1 |  |  |  |  | 0.009864% | [5 empty] | 11.9% | 0% | 11.9% | 1 | 59.93% | 0% | 0% | 2 | 3.345% | 0% | 0% | 1 | 18% | 0% | 0% | 1 | 62.55% | 0% | 0% | 2 | 90.17% | 0% | 0% | 4 | 0.8616% | 0% | 0% | 1 | 0% | 0% | 1 |  |  |  |  | 0.005286% | [5 empty] | 14.43% | 0% | 14.43% | 1 | 62.79% | 0% | 0% | 2 | 10.1% | 0% | 0% | 1 | 18.14% | 0% | 0% | 1 | 65.17% | 0% | 0% | 2 | 82.39% | 0% | 0% | 3 | 1.275% | 0% | 0% | 1 | 0% | 0% | 1 |  |  |  |  | 0.009027% | [5 empty] | 10.64% | 0% | 10.64% | 1 | 63.42% | 0% | 0% | 2 | 6.665% | 0% | 0% | 1 | 23.36% | 0% | 0% | 1 | 67.66% | 0% | 0% | 2 | 63.79% | 0% | 0% | 2 | 1.143% | 0% | 0% | 1 | 0% | 0% | 1 |  |  |  |  | 17.21% | [5 empty] | 15.03% | 0.003802% | 15.04% | 2 | 43.45% | 0% | 0% | 1 | 5.502% | 0% | 0% | 1 | 20.19% | 0% | 0% | 1 | 54.16% | 0% | 0% | 2 | 39.43% | 0% | 0% | 1 | 1.433% | 0% | 0% | 1

## Land_OOS_Analysis_Wind_2035
Land-use and environmental criteria analysis for 2035 onshore wind resources mapped to Nevada or Arizona areas of the CAISO system for 5, 10, 15, and 20 mile radii from substations. This analysis uses the values from the "LandEnvData_SolarWind_OOS" tab to calculate criteria alignment. |  |  |  | Onshore Wind Resource Density Assumption
|  |  |  | 40 | Acres/MW
[6 empty] | 5 Mile Radius Analysis |  |  | 10 Mile Radius Analysis |  |  | 15 Mile Radius Analysis |  |  | 20 Mile Radius Analysis
[6 empty] | WECC Land-Use Screen |  |  | WECC Land-Use Screen |  |  | WECC Land-Use Screen |  |  | WECC Land-Use Screen
OBJECTID | IRP_Substation_Name | RESOLVE_Solar_Area | MWs Mapepd | Acres of MWs Mapped | Distance from Substation Selected | Lower Implications Area used by MWs Mapped | High Implications Area used by MWs Mapped | Core Screen Criteria Alignment Level | Lower Implications Area used by MWs Mapped | High Implications Area used by MWs Mapped | Core Screen Criteria Alignment Level | Lower Implications Area used by MWs Mapped | High Implications Area used by MWs Mapped | Core Screen Criteria Alignment Level | Lower Implications Area used by MWs Mapped | High Implications Area used by MWs Mapped | Core Screen Criteria Alignment Level
1 | DELANEY | ARIZONA | 0 | 0 | 0 | 0% | 0% | 1 | 0% | 0% | 1 | 0% | 0% | 1 | 0% | 0% | 1
2 | GAMEBIRD | SNV | 0 | 0 | 0 | 0% | 0% | 1 | 0% | 0% | 1 | 0% | 0% | 1 | 0% | 0% | 1
3 | MOHAVE | SNV | 618.5 | 24740 | 20 | 2504% | 39793% | 5 | 130.3% | 42.05% | 5 | 68.14% | 0% | 3 | 42.44% | 0% | 2
4 | HASSAYAMPA | ARIZONA | 0 | 0 | 0 | 0% | 0% | 1 | 0% | 0% | 1 | 0% | 0% | 1 | 0% | 0% | 1
5 | ELDORADO | SNV | 0 | 0 | 0 | 0% | 0% | 1 | 0% | 0% | 1 | 0% | 0% | 1 | 0% | 0% | 1
6 | NORTH GILA | ARIZONA | 0 | 0 | 0 | 0% | 0% | 1 | 0% | 0% | 1 | 0% | 0% | 1 | 0% | 0% | 1
7 | LATHROP | SNV | 300 | 12000 | 15 | 167.8% | 23.44% | 5 | 28.3% | 0% | 2 | 13.86% | 0% | 1 | 10.99% | 0% | 1
8 | BEATTY | SNV | 0 | 0 | 0 | 0% | 0% | 1 | 0% | 0% | 1 | 0% | 0% | 1 | 0% | 0% | 1
9 | VALLEY (VEA) | SNV | 0 | 0 | 0 | 0% | 0% | 1 | 0% | 0% | 1 | 0% | 0% | 1 | 0% | 0% | 1
10 | INNOVATION | SNV | 0 | 0 | 0 | 0% | 0% | 1 | 0% | 0% | 1 | 0% | 0% | 1 | 0% | 0% | 1
11 | HOODOO WASH | ARIZONA | 0 | 0 | 0 | 0% | 0% | 1 | 0% | 0% | 1 | 0% | 0% | 1 | 0% | 0% | 1
12 | VISTA (VEA) | SNV | 0 | 0 | 0 | 0% | 0% | 1 | 0% | 0% | 1 | 0% | 0% | 1 | 0% | 0% | 1
13 | DESERT VIEW | SNV | 0 | 0 | 0 | 0% | 0% | 1 | 0% | 0% | 1 | 0% | 0% | 1 | 0% | 0% | 1
14 | CIELO AZUL | ARIZONA | 0 | 0 | 0 | 0% | 0% | 1 | 0% | 0% | 1 | 0% | 0% | 1 | 0% | 0% | 1
15 | TROUT CANYON | SNV | 0 | 0 | 20 | 0% | 0% | 1 | 0% | 0% | 1 | 0% | 0% | 1 | 0% | 0% | 1
16 | SLOAN CANYON | SNV | 310 | 12400 | 20 | 811.7% | 2790% | 5 | 362% | 230.3% | 5 | 109.8% | 5.515% | 4 | 43.73% | 0% | 2
17 | CHARLESTON PARK | SNV | 0 | 0 | 0 | 0% | 0% | 1 | 0% | 0% | 1 | 0% | 0% | 1 | 0% | 0% | 1
18 | JACKASS FLATS | SNV | 0 | 0 | 0 | 0% | 0% | 1 | 0% | 0% | 1 | 0% | 0% | 1 | 0% | 0% | 1
19 | MCCULLOUGH | SNV | 0 | 0 | 0 | 0% | 0% | 1 | 0% | 0% | 1 | 0% | 0% | 1 | 0% | 0% | 1
20 | MEAD | SNV | 0 | 0 | 0 | 0% | 0% | 1 | 0% | 0% | 1 | 0% | 0% | 1 | 0% | 0% | 1
21 | MERCURY | SNV | 0 | 0 | 0 | 0% | 0% | 1 | 0% | 0% | 1 | 0% | 0% | 1 | 0% | 0% | 1
22 | NORTHWEST (NVE) | SNV | 0 | 0 | 0 | 0% | 0% | 1 | 0% | 0% | 1 | 0% | 0% | 1 | 0% | 0% | 1
23 | PAHRUMP | SNV | 0 | 0 | 0 | 0% | 0% | 1 | 0% | 0% | 1 | 0% | 0% | 1 | 0% | 0% | 1
24 | PALO VERDE | ARIZONA | 0 | 0 | 0 | 0% | 0% | 1 | 0% | 0% | 1 | 0% | 0% | 1 | 0% | 0% | 1
25 | PRIMM | SNV | 0 | 0 | 0 | 0% | 0% | 1 | 0% | 0% | 1 | 0% | 0% | 1 | 0% | 0% | 1
26 | SANDY VALLEY | SNV | 0 | 0 | 0 | 0% | 0% | 1 | 0% | 0% | 1 | 0% | 0% | 1 | 0% | 0% | 1
27 | THOUSANDAIRE | SNV | 0 | 0 | 0 | 0% | 0% | 1 | 0% | 0% | 1 | 0% | 0% | 1 | 0% | 0% | 1
28 | VALLEY SWITCH | SNV | 0 | 0 | 0 | 0% | 0% | 1 | 0% | 0% | 1 | 0% | 0% | 1 | 0% | 0% | 1

## Land_EnvAnalysis_Solar_2040
Land-use and environmental criteria analysis for 2040 utility-scale solar resources mapped to in-California areas for 5, 10, 15, and 20 mile radii from substations. This analysis uses the values from the "LandEnv_Solar_Data_Xmi" 5 through 20 mile tabs to calculate criteria alignment. |  |  |  | Utilit-scale Solar Resource Density Assumption
[47 empty] | 5 mi | [41 empty] | 10 mi | [41 empty] | 15 mi | [41 empty] | 20 mi
|  |  |  | 10 | Acres/MW | 5-mile Radius From Substation Analysis | [41 empty] | 10-mile Radius From Substation Analysis | [41 empty] | 15-mile Radius From Substation Analysis | [41 empty] | 20-mile Radius From Substation Analysis
[6 empty] | 3. Land-use Feasibility Criteria Analysis | [16 empty] | 4. Environmental (Conservation and Biological) Impact Factors Criteria Analysis | [24 empty] | 3. Land-use Feasibility Criteria Analysis | [16 empty] | 4. Environmental (Conservation and Biological) Impact Factors Criteria Analysis | [24 empty] | 3. Land-use Feasibility Criteria Analysis | [16 empty] | 4. Environmental (Conservation and Biological) Impact Factors Criteria Analysis | [24 empty] | 3. Land-use Feasibility Criteria Analysis | [16 empty] | 4. Environmental (Conservation and Biological) Impact Factors Criteria Analysis
[6 empty] | CEC Core Land-Use Screen |  |  | CEC's Parcelization |  |  |  | CEC's Cropland Index |  |  |  | Criticially Overdrafted Groundwater Basin |  | Fire Threat |  |  |  | ACE Terrestrial Connectivity |  |  |  | ACE Biodiversity |  |  |  | ACE Irreplaceability |  |  |  | ACE Combined |  |  |  | Terrestrial Landscape Intactness |  |  |  | Wetlands |  |  |  |  | CEC Core Land-Use Screen |  |  | CEC's Parcelization |  |  |  | CEC's Cropland Index |  |  |  | Criticially Overdrafted Groundwater Basin |  | Fire Threat |  |  |  | ACE Terrestrial Connectivity |  |  |  | ACE Biodiversity |  |  |  | ACE Irreplaceability |  |  |  | ACE Combined |  |  |  | Terrestrial Landscape Intactness |  |  |  | Wetlands |  |  |  |  | CEC Core Land-Use Screen |  |  | CEC's Parcelization |  |  |  | CEC's Cropland Index |  |  |  | Criticially Overdrafted Groundwater Basin |  | Fire Threat |  |  |  | ACE Terrestrial Connectivity |  |  |  | ACE Biodiversity |  |  |  | ACE Irreplaceability |  |  |  | ACE Combined |  |  |  | Terrestrial Landscape Intactness |  |  |  | Wetlands |  |  |  |  | CEC Core Land-Use Screen |  |  | CEC's Parcelization |  |  |  | CEC's Cropland Index |  |  |  | Criticially Overdrafted Groundwater Basin |  | Fire Threat |  |  |  | ACE Terrestrial Connectivity |  |  |  | ACE Biodiversity |  |  |  | ACE Irreplaceability |  |  |  | ACE Combined |  |  |  | Terrestrial Landscape Intactness |  |  |  | Wetlands
OBJECTID | IRP_Substation_Name | RESOLVE_Solar_Area | MWs Mapepd | Acres of MWs Mapped | Distance from Substation Selected | Lower Implications Area used by MWs Mapped | High Implications Area used by MWs Mapped | Core Screen Criteria Alignment Level | Substation's 10th Percentile Value Parcelization | Low Parcelization (P ≤ 6) Area used by MWs Mapped | Medium Parcelization (6 < P ≤ 30) Area used by MWs Mapped | Parcelization Criteria Alignment Level | Total Potential Area Percentage High Value Cropland | Low Value Cropland used by MWs Mapped | High Value Cropland used by MWs Mapped | Cropland Index Criteria Alignment Level | Majority of Area within Critically Overdrafted Basin | Overdrafted Basin Criteria Alignment Level | Total Potential Area Percentage Tier 2 | Total Potential Area Percentage Tier 3 | Total Potential Area Percentage Tier 2 or 3 | Fire Threat Criteria Alignment Level | Total Potential Area Percentage Higher Implications | Low Implications Area used by MWs Mapped | Higher Implications Area used by MWs Mapped | ACE Connectivity Criteria Alignment | Total Potential Area Percentage Higher Implications | Low Implications Area used by MWs Mapped | Higher Implications Area used by MWs Mapped | ACE Biodiversity Criteria Alignment | Total Potential Area Percentage Higher Implications | Low Implications Area used by MWs Mapped | Higher Implications Area used by MWs Mapped | ACE Irreplaceability Criteria Alignment | Total Potential Area Percentage Higher Implications | Low Implications Area used by MWs Mapped | Higher Implications Area used by MWs Mapped | All ACE Criteria Alignment | Total Potential Area Percentage Higher Implications | Low Implications Area used by MWs Mapped | Higher Implications Area used by MWs Mapped | Intactness Criteria Alignment | Total Potential Area Percentage Higher Implications | Low Implications Area used by MWs Mapped | Higher Implications Area used by MWs Mapped | Wetlands Criteria Alignment |  | Lower Implications Area used by MWs Mapped | High Implications Area used by MWs Mapped | Core Screen Criteria Alignment Level | Substation's 10th Percentile Value Parcelization | Low Parcelization (P ≤ 6) Area used by MWs Mapped | Medium Parcelization (6 < P ≤ 30) Area used by MWs Mapped | Parcelization Criteria Alignment Level | Total Potential Area Percentage High Value Cropland | Low Value Cropland used by MWs Mapped | High Value Cropland used by MWs Mapped | Cropland Index Criteria Alignment Level | Majority of Area within Critically Overdrafted Basin | Overdrafted Basin Criteria Alignment Level | Total Potential Area Percentage Tier 2 | Total Potential Area Percentage Tier 3 | Total Potential Area Percentage Tier 2 or 3 | Fire Threat Criteria Alignment Level | Total Potential Area Percentage Higher Implications | Low Implications Area used by MWs Mapped | Higher Implications Area used by MWs Mapped | ACE Connectivity Criteria Alignment | Total Potential Area Percentage Higher Implications | Low Implications Area used by MWs Mapped | Higher Implications Area used by MWs Mapped | ACE Biodiversity Criteria Alignment | Total Potential Area Percentage Higher Implications | Low Implications Area used by MWs Mapped | Higher Implications Area used by MWs Mapped | ACE Irreplaceability Criteria Alignment | Total Potential Area Percentage Higher Implications | Low Implications Area used by MWs Mapped | Higher Implications Area used by MWs Mapped | All ACE Criteria Alignment | Total Potential Area Percentage Higher Implications | Low Implications Area used by MWs Mapped | Higher Implications Area used by MWs Mapped | Intactness Criteria Alignment | Total Potential Area Percentage Higher Implications | Low Implications Area used by MWs Mapped | Higher Implications Area used by MWs Mapped | Wetlands Criteria Alignment |  | Lower Implications Area used by MWs Mapped | High Implications Area used by MWs Mapped | Core Screen Criteria Alignment Level | Substation's 10th Percentile Value Parcelization | Low Parcelization (P ≤ 6) Area used by MWs Mapped | Medium Parcelization (6 < P ≤ 30) Area used by MWs Mapped | Parcelization Criteria Alignment Level | Total Potential Area Percentage High Value Cropland | Low Value Cropland used by MWs Mapped | High Value Cropland used by MWs Mapped | Cropland Index Criteria Alignment Level | Majority of Area within Critically Overdrafted Basin | Overdrafted Basin Criteria Alignment Level | Total Potential Area Percentage Tier 2 | Total Potential Area Percentage Tier 3 | Total Potential Area Percentage Tier 2 or 3 | Fire Threat Criteria Alignment Level | Total Potential Area Percentage Higher Implications | Low Implications Area used by MWs Mapped | Higher Implications Area used by MWs Mapped | ACE Connectivity Criteria Alignment | Total Potential Area Percentage Higher Implications | Low Implications Area used by MWs Mapped | Higher Implications Area used by MWs Mapped | ACE Biodiversity Criteria Alignment | Total Potential Area Percentage Higher Implications | Low Implications Area used by MWs Mapped | Higher Implications Area used by MWs Mapped | ACE Irreplaceability Criteria Alignment | Total Potential Area Percentage Higher Implications | Low Implications Area used by MWs Mapped | Higher Implications Area used by MWs Mapped | All ACE Criteria Alignment | Total Potential Area Percentage Higher Implications | Low Implications Area used by MWs Mapped | Higher Implications Area used by MWs Mapped | Intactness Criteria Alignment | Total Potential Area Percentage Higher Implications | Low Implications Area used by MWs Mapped | Higher Implications Area used by MWs Mapped | Wetlands Criteria Alignment |  | Lower Implications Area used by MWs Mapped | High Implications Area used by MWs Mapped | Core Screen Criteria Alignment Level | Substation's 10th Percentile Value Parcelization | Low Parcelization (P ≤ 6) Area used by MWs Mapped | Medium Parcelization (6 < P ≤ 30) Area used by MWs Mapped | Parcelization Criteria Alignment Level | Total Potential Area Percentage High Value Cropland | Low Value Cropland used by MWs Mapped | High Value Cropland used by MWs Mapped | Cropland Index Criteria Alignment Level | Majority of Area within Critically Overdrafted Basin | Overdrafted Basin Criteria Alignment Level | Total Potential Area Percentage Tier 2 | Total Potential Area Percentage Tier 3 | Total Potential Area Percentage Tier 2 or 3 | Fire Threat Criteria Alignment Level | Total Potential Area Percentage Higher Implications | Low Implications Area used by MWs Mapped | Higher Implications Area used by MWs Mapped | ACE Connectivity Criteria Alignment | Total Potential Area Percentage Higher Implications | Low Implications Area used by MWs Mapped | Higher Implications Area used by MWs Mapped | ACE Biodiversity Criteria Alignment | Total Potential Area Percentage Higher Implications | Low Implications Area used by MWs Mapped | Higher Implications Area used by MWs Mapped | ACE Irreplaceability Criteria Alignment | Total Potential Area Percentage Higher Implications | Low Implications Area used by MWs Mapped | Higher Implications Area used by MWs Mapped | All ACE Criteria Alignment | Total Potential Area Percentage Higher Implications | Low Implications Area used by MWs Mapped | Higher Implications Area used by MWs Mapped | Intactness Criteria Alignment | Total Potential Area Percentage Higher Implications | Low Implications Area used by MWs Mapped | Higher Implications Area used by MWs Mapped | Wetlands Criteria Alignment
0 | East Shore | NORTHERN CALIFORNIA | 0 | 0 | 10 | 0% | 0% | 1 | 4.4592 | 0% | 0% | 1 | 0% | 0% | 0% | 1 | 0 | 2 | 0% | 0% | 0% | 1 | 0% | 0% | 0% | 1 | 0% | 0% | 0% | 1 | 56.39% | 0% | 0% | 2 | 56.39% | 0% | 0% | 2 | 0% | 0% | 0% | 1 | 79.03% | 0% | 0% | 3 |  | 0% | 0% | 1 | 59.5 | 0% | 0% | 4 | 0% | 0% | 0% | 1 | 0 | 2 | 4.631% | 56.87% | 61.51% | 5 | 45.69% | 0% | 0% | 1 | 19.56% | 0% | 0% | 1 | 65.58% | 0% | 0% | 2 | 82.28% | 0% | 0% | 3 | 47.53% | 0% | 0% | 1 | 9.957% | 0% | 0% | 1 |  | 0% | 0% | 1 | 42.5 | 0% | 0% | 4 | 0.217% | 0% | 0% | 1 | 0 | 2 | 14.23% | 54.22% | 68.46% | 5 | 63.27% | 0% | 0% | 2 | 28.56% | 0% | 0% | 1 | 64.88% | 0% | 0% | 2 | 84.62% | 0% | 0% | 3 | 45.97% | 0% | 0% | 1 | 9.066% | 0% | 0% | 1 |  | 0% | 0% | 1 | 30.1176 | 0% | 0% | 4 | 0.2459% | 0% | 0% | 1 | 0 | 2 | 36.06% | 38.93% | 74.99% | 5 | 57.28% | 0% | 0% | 2 | 42.65% | 0% | 0% | 1 | 66.02% | 0% | 0% | 2 | 81.9% | 0% | 0% | 3 | 49.95% | 0% | 0% | 1 | 7.978% | 0% | 0% | 1
1 | Newark | NORTHERN CALIFORNIA | 0 | 0 | 10 | 0% | 0% | 1 | 4.2915 | 0% | 0% | 1 | 0% | 0% | 0% | 1 | 0 | 2 | 0% | 0% | 0% | 1 | 0.4619% | 0% | 0% | 1 | 7.648% | 0% | 0% | 1 | 22.61% | 0% | 0% | 1 | 22.61% | 0% | 0% | 1 | 0% | 0% | 0% | 1 | 79.45% | 0% | 0% | 3 |  | 0% | 0% | 1 | 10.37 | 0% | 0% | 1 | 0.6662% | 0% | 0% | 1 | 0 | 2 | 54.89% | 15.71% | 70.6% | 3 | 58.86% | 0% | 0% | 2 | 41.56% | 0% | 0% | 1 | 63.62% | 0% | 0% | 2 | 78.92% | 0% | 0% | 3 | 46.89% | 0% | 0% | 1 | 10.83% | 0% | 0% | 1 |  | 0% | 0% | 1 | 13.038 | 0% | 0% | 2 | 0.2344% | 0% | 0% | 1 | 0 | 2 | 61.01% | 17.36% | 78.37% | 5 | 56.55% | 0% | 0% | 2 | 36.6% | 0% | 0% | 1 | 53.07% | 0% | 0% | 2 | 70.13% | 0% | 0% | 3 | 62.74% | 0% | 0% | 2 | 8.4% | 0% | 0% | 1 |  | 0% | 0% | 1 | 18 | 0% | 0% | 2 | 0.3004% | 0% | 0% | 1 | 0 | 2 | 63.07% | 19.15% | 82.22% | 5 | 62.79% | 0% | 0% | 2 | 38.16% | 0% | 0% | 1 | 53.2% | 0% | 0% | 2 | 80.74% | 0% | 0% | 3 | 60.38% | 0% | 0% | 2 | 7.292% | 0% | 0% | 1
2 | Tesla | NORTHERN CALIFORNIA | 400 | 4000 | 10 | 253.5% | 6.363% | 4 | 19.2689 | 29.22% | 0% | 2 | 7.297% | 185.5% | 63.72% | 5 | 0 | 2 | 0.002254% | 0% | 0.002254% | 1 | 79.05% | 48.16% | 0% | 3 | 74.84% | 40.11% | 0% | 3 | 79.83% | 50.03% | 0% | 3 | 92.88% | 141.8% | 3.203% | 4 | 24.51% | 13.37% | 0% | 1 | 3.439% | 141.8% | 3.203% | 4 |  | 230.5% | 1.888% | 4 | 13.81 | 10.67% | 0% | 2 | 20.57% | 61.83% | 0% | 3 | 0 | 2 | 10.33% | 0% | 10.33% | 1 | 71.83% | 11.67% | 0% | 3 | 56.21% | 7.507% | 0% | 2 | 58.25% | 7.874% | 0% | 2 | 82.52% | 18.8% | 0% | 3 | 26.77% | 4.489% | 0% | 1 | 5.136% | 18.8% | 0% | 1 |  | 104.8% | 0.0685% | 4 | 12.1339 | 4.571% | 0% | 2 | 32.57% | 61.83% | 0% | 3 | 0 | 2 | 18.91% | 0.7194% | 19.63% | 2 | 56.74% | 3.44% | 0% | 2 | 41.3% | 2.535% | 0% | 1 | 43.77% | 2.647% | 0% | 1 | 68.9% | 4.785% | 0% | 2 | 27.62% | 2.056% | 0% | 1 | 5.426% | 4.785% | 0% | 1 |  | 42.01% | 0% | 2 | 12.0248 | 2.901% | 0% | 2 | 37.02% | 61.83% | 0% | 3 | 0 | 2 | 20.94% | 1.361% | 22.3% | 2 | 53.18% | 1.936% | 0% | 2 | 35.17% | 1.398% | 0% | 1 | 38.44% | 1.472% | 0% | 1 | 63.7% | 2.497% | 0% | 2 | 29.21% | 1.28% | 0% | 1 | 5.509% | 2.497% | 0% | 1
3 | Cabrillo | SPGE | 91.2 | 912 | 10 | 34.45% | 0% | 2 | 6.3056 | 9.895% | 0% | 1 | 20.15% | 0% | 0% | 1 | 0 | 2 | 71.59% | 0% | 71.59% | 3 | 18.26% | 5.254% | 0% | 1 | 3.204% | 4.437% | 0% | 1 | 55.27% | 9.602% | 0% | 2 | 67.96% | 13.4% | 0% | 2 | 24.88% | 5.717% | 0% | 1 | 8.259% | 13.4% | 0% | 1 |  | 11.72% | 0% | 1 | 4.8516 | 1.808% | 0% | 1 | 10.54% | 0% | 0% | 1 | 0 | 2 | 81.97% | 0% | 81.97% | 5 | 51.39% | 2.046% | 0% | 2 | 4.35% | 1.04% | 0% | 1 | 46.1% | 1.845% | 0% | 1 | 79.23% | 4.788% | 0% | 3 | 45.56% | 1.827% | 0% | 1 | 5.387% | 4.788% | 0% | 1 |  | 4.792% | 0% | 1 | 5.3976 | 0.8092% | 0% | 1 | 6.927% | 0% | 0% | 1 | 0 | 2 | 77.13% | 0.2252% | 77.35% | 5 | 55.21% | 1.039% | 0% | 2 | 4.904% | 0.4893% | 0% | 1 | 43.08% | 0.8175% | 0% | 1 | 79.14% | 2.231% | 0% | 3 | 42.67% | 0.8116% | 0% | 1 | 4.671% | 2.231% | 0% | 1 |  | 1.651% | 0% | 1 | 6.364 | 0.5798% | 0% | 1 | 9.602% | 0% | 0% | 1 | 0 | 2 | 68.97% | 1.66% | 70.63% | 3 | 45.74% | 0.5559% | 0% | 1 | 5.208% | 0.3182% | 0% | 1 | 35.74% | 0.4694% | 0% | 1 | 67.13% | 0.9178% | 0% | 2 | 36.67% | 0.4763% | 0% | 1 | 4.078% | 0.9178% | 0% | 1
4 | Honcut | NORTHERN CALIFORNIA | 0 | 0 | 10 | 0% | 0% | 1 | 12.8251 | 0% | 0% | 2 | 55.46% | 0% | 0% | 2 | 0 | 2 | 0% | 0% | 0% | 1 | 90.35% | 0% | 0% | 4 | 0% | 0% | 0% | 1 | 1.595% | 0% | 0% | 1 | 90.35% | 0% | 0% | 4 | 0% | 0% | 0% | 1 | 20.47% | 0% | 0% | 1 |  | 0% | 0% | 1 | 15.909 | 0% | 0% | 2 | 36.07% | 0% | 0% | 1 | 0 | 2 | 4.583% | 0% | 4.583% | 1 | 78.58% | 0% | 0% | 3 | 7.281% | 0% | 0% | 1 | 20.62% | 0% | 0% | 1 | 84.11% | 0% | 0% | 3 | 4.601% | 0% | 0% | 1 | 12.79% | 0% | 0% | 1 |  | 0% | 0% | 1 | 15.5569 | 0% | 0% | 2 | 24.72% | 0% | 0% | 1 | 0 | 2 | 15.75% | 0% | 15.75% | 1 | 63.33% | 0% | 0% | 2 | 11.34% | 0% | 0% | 1 | 30.43% | 0% | 0% | 1 | 81.2% | 0% | 0% | 3 | 13.3% | 0% | 0% | 1 | 9.93% | 0% | 0% | 1 |  | 0% | 0% | 1 | 13 | 0% | 0% | 2 | 21.44% | 0% | 0% | 1 | 0 | 2 | 20.14% | 1.997% | 22.13% | 2 | 57.15% | 0% | 0% | 2 | 13.02% | 0% | 0% | 1 | 31.9% | 0% | 0% | 1 | 77.1% | 0% | 0% | 3 | 14.6% | 0% | 0% | 1 | 9.559% | 0% | 0% | 1
5 | Palermo | NORTHERN CALIFORNIA | 0 | 0 | 10 | 0% | 0% | 1 | 35.2583 | 0% | 0% | 4 | 4.864% | 0% | 0% | 1 | 0 | 2 | 49.78% | 0% | 49.78% | 2 | 85.23% | 0% | 0% | 3 | 11.13% | 0% | 0% | 1 | 0% | 0% | 0% | 1 | 94.82% | 0% | 0% | 4 | 10.65% | 0% | 0% | 1 | 17.94% | 0% | 0% | 1 |  | 0% | 0% | 1 | 17.4115 | 0% | 0% | 2 | 9.259% | 0% | 0% | 1 | 0 | 2 | 44.89% | 1.869% | 46.76% | 2 | 86.87% | 0% | 0% | 3 | 11.71% | 0% | 0% | 1 | 12.94% | 0% | 0% | 1 | 93.25% | 0% | 0% | 4 | 28.5% | 0% | 0% | 1 | 18.59% | 0% | 0% | 1 |  | 0% | 0% | 1 | 16.625 | 0% | 0% | 2 | 12.62% | 0% | 0% | 1 | 0 | 2 | 28.44% | 11.89% | 40.32% | 3 | 74.16% | 0% | 0% | 3 | 11.01% | 0% | 0% | 1 | 30.14% | 0% | 0% | 1 | 86.23% | 0% | 0% | 3 | 22.06% | 0% | 0% | 1 | 13.27% | 0% | 0% | 1 |  | 0% | 0% | 1 | 14.1406 | 0% | 0% | 2 | 13.58% | 0% | 0% | 1 | 0 | 2 | 25.02% | 16.82% | 41.83% | 3 | 65.5% | 0% | 0% | 2 | 16.2% | 0% | 0% | 1 | 39.18% | 0% | 0% | 1 | 84.32% | 0% | 0% | 3 | 23.84% | 0% | 0% | 1 | 10.02% | 0% | 0% | 1
6 | Table Mountain | NORTHERN CALIFORNIA | 0 | 0 | 10 | 0% | 0% | 1 | 7.7918 | 0% | 0% | 1 | 7.377% | 0% | 0% | 1 | 0 | 2 | 4.889% | 0% | 4.889% | 1 | 79.17% | 0% | 0% | 3 | 36.2% | 0% | 0% | 1 | 41.75% | 0% | 0% | 1 | 99.9% | 0% | 0% | 5 | 9.747% | 0% | 0% | 1 | 38.04% | 0% | 0% | 1 |  | 0% | 0% | 1 | 10.8805 | 0% | 0% | 1 | 7.026% | 0% | 0% | 1 | 0 | 2 | 19.97% | 1.543% | 21.51% | 2 | 70.45% | 0% | 0% | 3 | 22.49% | 0% | 0% | 1 | 59.07% | 0% | 0% | 2 | 90.71% | 0% | 0% | 4 | 15.62% | 0% | 0% | 1 | 19.32% | 0% | 0% | 1 |  | 0% | 0% | 1 | 13.75 | 0% | 0% | 2 | 14.15% | 0% | 0% | 1 | 0 | 2 | 18.57% | 8.803% | 27.38% | 2 | 56.66% | 0% | 0% | 2 | 17.31% | 0% | 0% | 1 | 52.07% | 0% | 0% | 2 | 79.9% | 0% | 0% | 3 | 15.83% | 0% | 0% | 1 | 12.41% | 0% | 0% | 1 |  | 0% | 0% | 1 | 12.8909 | 0% | 0% | 2 | 20.63% | 0% | 0% | 1 | 0 | 2 | 19.78% | 13.5% | 33.28% | 3 | 53.38% | 0% | 0% | 2 | 20.83% | 0% | 0% | 1 | 49.83% | 0% | 0% | 1 | 80.08% | 0% | 0% | 3 | 20.51% | 0% | 0% | 1 | 11.35% | 0% | 0% | 1
7 | Wyandotte | NORTHERN CALIFORNIA | 0 | 0 | 10 | 0% | 0% | 1 | 38.6133 | 0% | 0% | 4 | 1.581% | 0% | 0% | 1 | 0 | 2 | 47.28% | 0% | 47.28% | 2 | 64.96% | 0% | 0% | 2 | 26.65% | 0% | 0% | 1 | 8.027% | 0% | 0% | 1 | 86.24% | 0% | 0% | 3 | 5.983% | 0% | 0% | 1 | 19.57% | 0% | 0% | 1 |  | 0% | 0% | 1 | 15.4538 | 0% | 0% | 2 | 6.301% | 0% | 0% | 1 | 0 | 2 | 39.59% | 2.565% | 42.15% | 2 | 80.86% | 0% | 0% | 3 | 17.43% | 0% | 0% | 1 | 22.74% | 0% | 0% | 1 | 93.47% | 0% | 0% | 4 | 23.95% | 0% | 0% | 1 | 21.07% | 0% | 0% | 1 |  | 0% | 0% | 1 | 15.8346 | 0% | 0% | 2 | 10.15% | 0% | 0% | 1 | 0 | 2 | 27.39% | 13.52% | 40.92% | 3 | 71.44% | 0% | 0% | 3 | 12.19% | 0% | 0% | 1 | 37.02% | 0% | 0% | 1 | 86.24% | 0% | 0% | 3 | 22.64% | 0% | 0% | 1 | 13.22% | 0% | 0% | 1 |  | 0% | 0% | 1 | 14.3663 | 0% | 0% | 2 | 13.89% | 0% | 0% | 1 | 0 | 2 | 23.76% | 17.45% | 41.21% | 3 | 62.66% | 0% | 0% | 2 | 17.53% | 0% | 0% | 1 | 42.36% | 0% | 0% | 1 | 83.67% | 0% | 0% | 3 | 22.9% | 0% | 0% | 1 | 10.1% | 0% | 0% | 1
8 | Cortina | NORTHERN CALIFORNIA | 130 | 1300 | 10 | 88.71% | 0% | 4 | 8.1154 | 11.77% | 0% | 1 | 48.37% | 13.6% | 0% | 1 | 0 | 2 | 7.811% | 0% | 7.811% | 1 | 41.76% | 4.805% | 0% | 1 | 6.188% | 2.983% | 0% | 1 | 29.27% | 3.957% | 0% | 1 | 70.05% | 9.345% | 0% | 3 | 14.76% | 3.283% | 0% | 1 | 0.98% | 9.345% | 0% | 1 |  | 32.07% | 0% | 2 | 6.4827 | 2.977% | 0% | 1 | 37.83% | 3.577% | 0% | 1 | 0 | 2 | 23.51% | 0% | 23.51% | 2 | 37.02% | 1.261% | 0% | 1 | 12.47% | 0.9075% | 0% | 1 | 45.47% | 1.457% | 0% | 1 | 73.04% | 2.947% | 0% | 3 | 27.56% | 1.097% | 0% | 1 | 1.173% | 2.947% | 0% | 1 |  | 8.898% | 0% | 1 | 6.8706 | 1.435% | 0% | 1 | 34.85% | 3.577% | 0% | 1 | 0 | 2 | 30% | 0.0009473% | 30% | 2 | 39.94% | 0.6469% | 0% | 1 | 13.65% | 0.45% | 0% | 1 | 45.76% | 0.7164% | 0% | 1 | 74.08% | 1.499% | 0% | 3 | 31.66% | 0.5686% | 0% | 1 | 2.009% | 1.499% | 0% | 1 |  | 3.734% | 0% | 1 | 7.0802 | 0.933% | 0% | 1 | 34.67% | 3.577% | 0% | 1 | 0 | 2 | 29.32% | 0.1506% | 29.47% | 2 | 41.7% | 0.4074% | 0% | 1 | 16.06% | 0.283% | 0% | 1 | 41.79% | 0.4081% | 0% | 1 | 70.28% | 0.7992% | 0% | 3 | 31.32% | 0.3458% | 0% | 1 | 3.076% | 0.7992% | 0% | 1
9 | Etiwanda | GREATER LA METRO | 0 | 0 | 10 | 0% | 0% | 1 | 41.8937 | 0% | 0% | 4 | 0% | 0% | 0% | 1 | 0 | 2 | 100% | 0% | 100% | 5 | 100% | 0% | 0% | 5 | 100% | 0% | 0% | 5 | 100% | 0% | 0% | 5 | 100% | 0% | 0% | 5 | 0% | 0% | 0% | 1 | 1.335% | 0% | 0% | 1 |  | 0% | 0% | 1 | 52.25 | 0% | 0% | 4 | 13.99% | 0% | 0% | 1 | 0 | 2 | 18.1% | 28.19% | 46.29% | 4 | 46.29% | 0% | 0% | 1 | 37.5% | 0% | 0% | 1 | 34.29% | 0% | 0% | 1 | 46.29% | 0% | 0% | 1 | 23.49% | 0% | 0% | 1 | 5.032% | 0% | 0% | 1 |  | 0% | 0% | 1 | 39 | 0% | 0% | 4 | 6.664% | 0% | 0% | 1 | 0 | 2 | 26.95% | 50.87% | 77.82% | 5 | 59.93% | 0% | 0% | 2 | 44.75% | 0% | 0% | 1 | 50.14% | 0% | 0% | 2 | 76.59% | 0% | 0% | 3 | 22.32% | 0% | 0% | 1 | 15.88% | 0% | 0% | 1 |  | 0% | 0% | 1 | 24.5 | 0% | 0% | 3 | 2.479% | 0% | 0% | 1 | 0 | 2 | 23.33% | 64.57% | 87.9% | 5 | 47.79% | 0% | 0% | 1 | 50.51% | 0% | 0% | 2 | 61.62% | 0% | 0% | 2 | 86.78% | 0% | 0% | 3 | 36.8% | 0% | 0% | 1 | 9.798% | 0% | 0% | 1
10 | Brentwood | NORTHERN CALIFORNIA | 0 | 0 | 10 | 0% | 0% | 1 | 19.3182 | 0% | 0% | 2 | 43.76% | 0% | 0% | 1 | 0 | 2 | 17.94% | 0% | 17.94% | 1 | 15.85% | 0% | 0% | 1 | 43.44% | 0% | 0% | 1 | 48.18% | 0% | 0% | 1 | 48.19% | 0% | 0% | 1 | 0.5295% | 0% | 0% | 1 | 8.439% | 0% | 0% | 1 |  | 0% | 0% | 1 | 7 | 0% | 0% | 1 | 38.6% | 0% | 0% | 1 | 0 | 2 | 19.14% | 3.039% | 22.18% | 2 | 40.22% | 0% | 0% | 1 | 39.62% | 0% | 0% | 1 | 40.71% | 0% | 0% | 1 | 60.2% | 0% | 0% | 2 | 8.135% | 0% | 0% | 1 | 11.49% | 0% | 0% | 1 |  | 0% | 0% | 1 | 8.7174 | 0% | 0% | 1 | 41.82% | 0% | 0% | 1 | 0 | 2 | 13.62% | 2.904% | 16.53% | 2 | 35.73% | 0% | 0% | 1 | 39.87% | 0% | 0% | 1 | 42.37% | 0% | 0% | 1 | 57.45% | 0% | 0% | 2 | 6.817% | 0% | 0% | 1 | 9.844% | 0% | 0% | 1 |  | 0% | 0% | 1 | 10.496 | 0% | 0% | 1 | 42.57% | 0% | 0% | 1 | 0 | 2 | 10.25% | 1.766% | 12.01% | 2 | 31.2% | 0% | 0% | 1 | 36.19% | 0% | 0% | 1 | 37.97% | 0% | 0% | 1 | 50.86% | 0% | 0% | 2 | 7.318% | 0% | 0% | 1 | 9.213% | 0% | 0% | 1
11 | Clayton | NORTHERN CALIFORNIA | 0 | 0 | 10 | 0% | 0% | 1 | 6.8504 | 0% | 0% | 1 | 0% | 0% | 0% | 1 | 0 | 2 | 89.05% | 10.95% | 100% | 5 | 13.03% | 0% | 0% | 1 | 57.26% | 0% | 0% | 2 | 57.26% | 0% | 0% | 2 | 57.26% | 0% | 0% | 2 | 30.53% | 0% | 0% | 1 | 5.613% | 0% | 0% | 1 |  | 0% | 0% | 1 | 7.9675 | 0% | 0% | 1 | 0.0004973% | 0% | 0% | 1 | 0 | 2 | 43.03% | 23.72% | 66.75% | 4 | 46.28% | 0% | 0% | 1 | 71.92% | 0% | 0% | 3 | 61.55% | 0% | 0% | 2 | 76.94% | 0% | 0% | 3 | 34.28% | 0% | 0% | 1 | 30.76% | 0% | 0% | 1 |  | 0% | 0% | 1 | 20.5 | 0% | 0% | 3 | 0.4415% | 0% | 0% | 1 | 0 | 2 | 36.22% | 22.65% | 58.86% | 4 | 40.12% | 0% | 0% | 1 | 55.36% | 0% | 0% | 2 | 56.93% | 0% | 0% | 2 | 73.88% | 0% | 0% | 3 | 27.89% | 0% | 0% | 1 | 18.79% | 0% | 0% | 1 |  | 0% | 0% | 1 | 27 | 0% | 0% | 3 | 4.042% | 0% | 0% | 1 | 0 | 2 | 27.76% | 14.66% | 42.43% | 3 | 31.95% | 0% | 0% | 1 | 46.88% | 0% | 0% | 1 | 58.06% | 0% | 0% | 2 | 71.49% | 0% | 0% | 3 | 20.18% | 0% | 0% | 1 | 14.23% | 0% | 0% | 1
12 | Contra Costa | NORTHERN CALIFORNIA | 0 | 0 | 10 | 0% | 0% | 1 | 6.8821 | 0% | 0% | 1 | 2.418% | 0% | 0% | 1 | 0 | 2 | 1% | 0% | 1% | 1 | 2.551% | 0% | 0% | 1 | 55.86% | 0% | 0% | 2 | 55.44% | 0% | 0% | 2 | 56.52% | 0% | 0% | 2 | 1.28% | 0% | 0% | 1 | 34.39% | 0% | 0% | 1 |  | 0% | 0% | 1 | 8.3012 | 0% | 0% | 1 | 9.934% | 0% | 0% | 1 | 0 | 2 | 20.07% | 4.881% | 24.95% | 2 | 22.94% | 0% | 0% | 1 | 50.16% | 0% | 0% | 2 | 46.21% | 0% | 0% | 1 | 52.96% | 0% | 0% | 2 | 12.52% | 0% | 0% | 1 | 16.41% | 0% | 0% | 1 |  | 0% | 0% | 1 | 7.4222 | 0% | 0% | 1 | 23.08% | 0% | 0% | 1 | 0 | 2 | 12.64% | 3.931% | 16.57% | 2 | 24.74% | 0% | 0% | 1 | 42.1% | 0% | 0% | 1 | 41.13% | 0% | 0% | 1 | 54.08% | 0% | 0% | 2 | 6.02% | 0% | 0% | 1 | 16.37% | 0% | 0% | 1 |  | 0% | 0% | 1 | 7.9713 | 0% | 0% | 1 | 34.16% | 0% | 0% | 1 | 0 | 2 | 10.46% | 2.402% | 12.87% | 2 | 26.27% | 0% | 0% | 1 | 35.48% | 0% | 0% | 1 | 37% | 0% | 0% | 1 | 51.56% | 0% | 0% | 2 | 6.491% | 0% | 0% | 1 | 15.59% | 0% | 0% | 1
13 | Pittsburg | NORTHERN CALIFORNIA | 0 | 0 | 10 | 0% | 0% | 1 | 7 | 0% | 0% | 1 | 0% | 0% | 0% | 1 | 0 | 2 | 23.08% | 0% | 23.08% | 2 | 50.48% | 0% | 0% | 2 | 64.51% | 0% | 0% | 2 | 37.33% | 0% | 0% | 1 | 68.84% | 0% | 0% | 2 | 10.76% | 0% | 0% | 1 | 61.21% | 0% | 0% | 2 |  | 0% | 0% | 1 | 6.2766 | 0% | 0% | 1 | 0.01094% | 0% | 0% | 1 | 0 | 2 | 11.41% | 0.5292% | 11.94% | 2 | 24.16% | 0% | 0% | 1 | 46.31% | 0% | 0% | 1 | 36.38% | 0% | 0% | 1 | 55.38% | 0% | 0% | 2 | 6.568% | 0% | 0% | 1 | 28.4% | 0% | 0% | 1 |  | 0% | 0% | 1 | 13.6243 | 0% | 0% | 2 | 4.216% | 0% | 0% | 1 | 0 | 2 | 11.54% | 3.603% | 15.14% | 2 | 18.63% | 0% | 0% | 1 | 46.87% | 0% | 0% | 1 | 43.48% | 0% | 0% | 1 | 57.01% | 0% | 0% | 2 | 10.72% | 0% | 0% | 1 | 23.16% | 0% | 0% | 1 |  | 0% | 0% | 1 | 17 | 0% | 0% | 2 | 19.18% | 0% | 0% | 1 | 0 | 2 | 16.91% | 5.149% | 22.06% | 2 | 22.5% | 0% | 0% | 1 | 41.4% | 0% | 0% | 1 | 45.39% | 0% | 0% | 1 | 58.59% | 0% | 0% | 2 | 11.37% | 0% | 0% | 1 | 18.37% | 0% | 0% | 1
14 | San Bernardino | RIVERSIDE | 0 | 0 | 10 | 0% | 0% | 1 | 25.625 | 0% | 0% | 3 | 2.494% | 0% | 0% | 1 | 0 | 2 | 5.727% | 73.28% | 79.01% | 5 | 0% | 0% | 0% | 1 | 65.86% | 0% | 0% | 2 | 100% | 0% | 0% | 5 | 100% | 0% | 0% | 5 | 27.22% | 0% | 0% | 1 | 1.649% | 0% | 0% | 1 |  | 0% | 0% | 1 | 26.8052 | 0% | 0% | 3 | 1.749% | 0% | 0% | 1 | 0 | 2 | 5.629% | 91.12% | 96.74% | 5 | 34.43% | 0% | 0% | 1 | 46.29% | 0% | 0% | 1 | 56.2% | 0% | 0% | 2 | 81.08% | 0% | 0% | 3 | 43.77% | 0% | 0% | 1 | 5.04% | 0% | 0% | 1 |  | 0% | 0% | 1 | 26.3987 | 0% | 0% | 3 | 0.845% | 0% | 0% | 1 | 0 | 2 | 10.51% | 87.48% | 97.99% | 5 | 49.92% | 0% | 0% | 1 | 37.17% | 0% | 0% | 1 | 54.23% | 0% | 0% | 2 | 80.84% | 0% | 0% | 3 | 41.75% | 0% | 0% | 1 | 4.944% | 0% | 0% | 1 |  | 0% | 0% | 1 | 23 | 0% | 0% | 3 | 1.82% | 0% | 0% | 1 | 0 | 2 | 23.61% | 70.93% | 94.55% | 5 | 48.47% | 0% | 0% | 1 | 40.93% | 0% | 0% | 1 | 61.78% | 0% | 0% | 2 | 82.65% | 0% | 0% | 3 | 47.35% | 0% | 0% | 1 | 6.224% | 0% | 0% | 1
15 | Placerville | NORTHERN CALIFORNIA | 0 | 0 | 0 | 0% | 0% | 1 | 36 | 0% | 0% | 4 | 2.71% | 0% | 0% | 1 | 0 | 2 | 64.47% | 31.35% | 95.82% | 5 | 80.61% | 0% | 0% | 3 | 27.95% | 0% | 0% | 1 | 57.6% | 0% | 0% | 2 | 95.63% | 0% | 0% | 5 | 11.36% | 0% | 0% | 1 | 3.621% | 0% | 0% | 1 |  | 0% | 0% | 1 | 35 | 0% | 0% | 4 | 1.137% | 0% | 0% | 1 | 0 | 2 | 49.51% | 49.22% | 98.73% | 5 | 86.64% | 0% | 0% | 3 | 25.99% | 0% | 0% | 1 | 34.43% | 0% | 0% | 1 | 93.1% | 0% | 0% | 4 | 24.77% | 0% | 0% | 1 | 3.364% | 0% | 0% | 1 |  | 0% | 0% | 1 | 28.1111 | 0% | 0% | 3 | 1.51% | 0% | 0% | 1 | 0 | 2 | 46.69% | 50.37% | 97.06% | 5 | 82.16% | 0% | 0% | 3 | 26.95% | 0% | 0% | 1 | 29.94% | 0% | 0% | 1 | 90.03% | 0% | 0% | 4 | 36.44% | 0% | 0% | 1 | 3.273% | 0% | 0% | 1 |  | 0% | 0% | 1 | 24.8475 | 0% | 0% | 3 | 1.102% | 0% | 0% | 1 | 0 | 2 | 47.73% | 43.83% | 91.55% | 5 | 74.96% | 0% | 0% | 3 | 20.16% | 0% | 0% | 1 | 22.79% | 0% | 0% | 1 | 84.39% | 0% | 0% | 3 | 50.29% | 0% | 0% | 2 | 3.517% | 0% | 0% | 1
16 | Cantua | SPGE | 0 | 0 | 10 | 0% | 0% | 1 | 6.6241 | 0% | 0% | 1 | 82.13% | 0% | 0% | 3 | 0 | 2 | 0% | 0% | 0% | 1 | 19.77% | 0% | 0% | 1 | 0% | 0% | 0% | 1 | 0% | 0% | 0% | 1 | 19.77% | 0% | 0% | 1 | 9.409% | 0% | 0% | 1 | 0.6138% | 0% | 0% | 1 |  | 0% | 0% | 1 | 5.6694 | 0% | 0% | 1 | 43.5% | 0% | 0% | 1 | 0 | 2 | 0% | 0% | 0% | 1 | 36.58% | 0% | 0% | 1 | 6.23e-05% | 0% | 0% | 1 | 8.179% | 0% | 0% | 1 | 38.32% | 0% | 0% | 1 | 21.06% | 0% | 0% | 1 | 0.4593% | 0% | 0% | 1 |  | 0% | 0% | 1 | 6.1989 | 0% | 0% | 1 | 34.32% | 0% | 0% | 1 | 0 | 2 | 0.152% | 0% | 0.152% | 1 | 37.42% | 0% | 0% | 1 | 2.372% | 0% | 0% | 1 | 9.724% | 0% | 0% | 1 | 38.27% | 0% | 0% | 1 | 20.05% | 0% | 0% | 1 | 0.5171% | 0% | 0% | 1 |  | 0% | 0% | 1 | 6.202 | 0% | 0% | 1 | 34.48% | 0% | 0% | 1 | 0 | 2 | 0.5598% | 0% | 0.5598% | 1 | 39% | 0% | 0% | 1 | 5.49% | 0% | 0% | 1 | 16.08% | 0% | 0% | 1 | 43.03% | 0% | 0% | 1 | 19.95% | 0% | 0% | 1 | 0.8991% | 0% | 0% | 1
17 | Cheney | SPGE | 0 | 0 | 0 | 0% | 0% | 1 | 8.0122 | 0% | 0% | 1 | 77.19% | 0% | 0% | 3 | 0 | 2 | 0% | 0% | 0% | 1 | 8.716% | 0% | 0% | 1 | 5.091% | 0% | 0% | 1 | 13.19% | 0% | 0% | 1 | 16.76% | 0% | 0% | 1 | 0% | 0% | 0% | 1 | 0.278% | 0% | 0% | 1 |  | 0% | 0% | 1 | 6.5862 | 0% | 0% | 1 | 52.94% | 0% | 0% | 2 | 0 | 2 | 0% | 0% | 0% | 1 | 25.93% | 0% | 0% | 1 | 8.628% | 0% | 0% | 1 | 25.36% | 0% | 0% | 1 | 37.47% | 0% | 0% | 1 | 10.44% | 0% | 0% | 1 | 0.3936% | 0% | 0% | 1 |  | 0% | 0% | 1 | 6.3618 | 0% | 0% | 1 | 37.53% | 0% | 0% | 1 | 0 | 2 | 0.238% | 0% | 0.238% | 1 | 34.88% | 0% | 0% | 1 | 9.385% | 0% | 0% | 1 | 22.15% | 0% | 0% | 1 | 42.89% | 0% | 0% | 1 | 19.67% | 0% | 0% | 1 | 1.102% | 0% | 0% | 1 |  | 0% | 0% | 1 | 6.1342 | 0% | 0% | 1 | 33.26% | 0% | 0% | 1 | 0 | 2 | 1.629% | 0% | 1.629% | 1 | 43.27% | 0% | 0% | 1 | 12.98% | 0% | 0% | 1 | 23.76% | 0% | 0% | 1 | 50.63% | 0% | 0% | 2 | 23.48% | 0% | 0% | 1 | 2.622% | 0% | 0% | 1
18 | Gates | SPGE | 1620 | 16200 | 15 | 487.3% | 32.72% | 5 | 7.6739 | 495.9% | 33.47% | 5 | 81.3% | 455.4% | 36.44% | 4 | 0 | 2 | 0% | 0% | 0% | 1 | 9.529% | 41.96% | 0% | 2 | 0.2789% | 38.06% | 0% | 2 | 12.54% | 43.4% | 0% | 2 | 22.07% | 48.71% | 0% | 2 | 0% | 37.96% | 0% | 2 | 0.6451% | 48.71% | 0% | 2 |  | 73.13% | 0% | 3 | 7 | 46.62% | 0% | 2 | 70.47% | 67.83% | 0% | 3 | 0 | 2 | 0% | 0% | 0% | 1 | 17.56% | 12.19% | 0% | 1 | 6.493% | 10.74% | 0% | 1 | 15.13% | 11.84% | 0% | 1 | 27.64% | 13.88% | 0% | 1 | 0.9018% | 10.14% | 0% | 1 | 0.4669% | 13.88% | 0% | 1 |  | 22.43% | 0% | 2 | 7.5938 | 14.99% | 0% | 1 | 50.18% | 67.83% | 0% | 3 | 0 | 2 | 0% | 0% | 0% | 1 | 25.5% | 6.159% | 0% | 1 | 4.785% | 4.819% | 0% | 1 | 18.3% | 5.617% | 0% | 1 | 35.56% | 7.121% | 0% | 1 | 8.502% | 5.015% | 0% | 1 | 0.5152% | 7.121% | 0% | 1 |  | 10.63% | 0% | 1 | 6.7746 | 7.323% | 0% | 1 | 34.43% | 67.83% | 0% | 3 | 0 | 2 | 0.8354% | 0% | 0.8354% | 1 | 35.52% | 4.12% | 0% | 1 | 3.645% | 2.757% | 0% | 1 | 15.67% | 3.15% | 0% | 1 | 43.09% | 4.668% | 0% | 1 | 17.14% | 3.206% | 0% | 1 | 0.8176% | 4.668% | 0% | 1
19 | Helm | SPGE | 395 | 3950 | 10 | 40.75% | 0% | 2 | 7.4882 | 92.02% | 0% | 3 | 17.73% | 12.82% | 0% | 1 | 0 | 2 | 0% | 0% | 0% | 1 | 67.44% | 29.81% | 0% | 2 | 20.92% | 12.27% | 0% | 1 | 20.92% | 12.27% | 0% | 1 | 73.31% | 36.37% | 0% | 3 | 0% | 9.705% | 0% | 1 | 0.6399% | 36.37% | 0% | 2 |  | 4.428% | 0% | 1 | 6.9156 | 9.367% | 0% | 1 | 19.84% | 3.029% | 0% | 1 | 0 | 2 | 0% | 0% | 0% | 1 | 26.84% | 3.038% | 0% | 1 | 13.05% | 2.556% | 0% | 1 | 13.96% | 2.583% | 0% | 1 | 35.69% | 3.456% | 0% | 1 | 0% | 2.222% | 0% | 1 | 2.847% | 3.456% | 0% | 1 |  | 2.221% | 0% | 1 | 7.4561 | 5.273% | 0% | 1 | 34.31% | 3.029% | 0% | 1 | 0 | 2 | 0% | 0% | 0% | 1 | 21.57% | 1.257% | 0% | 1 | 10.18% | 1.098% | 0% | 1 | 12.25% | 1.123% | 0% | 1 | 28.68% | 1.382% | 0% | 1 | 0.08898% | 0.9868% | 0% | 1 | 2.634% | 1.382% | 0% | 1 |  | 1.587% | 0% | 1 | 8.1975 | 3.26% | 0% | 1 | 45.01% | 3.029% | 0% | 1 | 0 | 2 | 0% | 0% | 0% | 1 | 22.68% | 0.7072% | 0% | 1 | 7.175% | 0.5891% | 0% | 1 | 10.48% | 0.6108% | 0% | 1 | 28.61% | 0.7659% | 0% | 1 | 2.629% | 0.5616% | 0% | 1 | 2.373% | 0.7659% | 0% | 1
20 | Kearney | SPGE | 0 | 0 | 10 | 0% | 0% | 1 | 17 | 0% | 0% | 2 | 67.98% | 0% | 0% | 2 | 0 | 2 | 0% | 0% | 0% | 1 | 0% | 0% | 0% | 1 | 0% | 0% | 0% | 1 | 0% | 0% | 0% | 1 | 0% | 0% | 0% | 1 | 0% | 0% | 0% | 1 | 0.05182% | 0% | 0% | 1 |  | 0% | 0% | 1 | 18.625 | 0% | 0% | 2 | 69% | 0% | 0% | 2 | 0 | 2 | 0% | 0% | 0% | 1 | 2.183% | 0% | 0% | 1 | 0.4046% | 0% | 0% | 1 | 0.4046% | 0% | 0% | 1 | 2.588% | 0% | 0% | 1 | 0% | 0% | 0% | 1 | 0.3365% | 0% | 0% | 1 |  | 0% | 0% | 1 | 17.3417 | 0% | 0% | 2 | 62.13% | 0% | 0% | 2 | 0 | 2 | 0% | 0% | 0% | 1 | 6.556% | 0% | 0% | 1 | 8.268% | 0% | 0% | 1 | 8.268% | 0% | 0% | 1 | 12.92% | 0% | 0% | 1 | 0% | 0% | 0% | 1 | 1.436% | 0% | 0% | 1 |  | 0% | 0% | 1 | 15.7874 | 0% | 0% | 2 | 51.15% | 0% | 0% | 2 | 0 | 2 | 0% | 0% | 0% | 1 | 16.39% | 0% | 0% | 1 | 15.97% | 0% | 0% | 1 | 16.74% | 0% | 0% | 1 | 28.07% | 0% | 0% | 1 | 2.384% | 0% | 0% | 1 | 5.763% | 0% | 0% | 1
21 | Kingsburg | SPGE | 0 | 0 | 10 | 0% | 0% | 1 | 17.6982 | 0% | 0% | 2 | 69.2% | 0% | 0% | 2 | 0 | 2 | 0% | 0% | 0% | 1 | 0% | 0% | 0% | 1 | 0% | 0% | 0% | 1 | 0% | 0% | 0% | 1 | 0% | 0% | 0% | 1 | 0% | 0% | 0% | 1 | 3.208% | 0% | 0% | 1 |  | 0% | 0% | 1 | 17.5544 | 0% | 0% | 2 | 60.51% | 0% | 0% | 2 | 0 | 2 | 0% | 0% | 0% | 1 | 0% | 0% | 0% | 1 | 6.355% | 0% | 0% | 1 | 9.423% | 0% | 0% | 1 | 9.423% | 0% | 0% | 1 | 0% | 0% | 0% | 1 | 2.187% | 0% | 0% | 1 |  | 0% | 0% | 1 | 18 | 0% | 0% | 2 | 61.61% | 0% | 0% | 2 | 0 | 2 | 0% | 0% | 0% | 1 | 0% | 0% | 0% | 1 | 7.119% | 0% | 0% | 1 | 9.301% | 0% | 0% | 1 | 9.301% | 0% | 0% | 1 | 0.01896% | 0% | 0% | 1 | 2.099% | 0% | 0% | 1 |  | 0% | 0% | 1 | 17.1877 | 0% | 0% | 2 | 57.3% | 0% | 0% | 2 | 0 | 2 | 0% | 0% | 0% | 1 | 4.215% | 0% | 0% | 1 | 10.35% | 0% | 0% | 1 | 14.82% | 0% | 0% | 1 | 16.21% | 0% | 0% | 1 | 0.1988% | 0% | 0% | 1 | 2.322% | 0% | 0% | 1
22 | Malaga | SPGE | 0 | 0 | 10 | 0% | 0% | 1 | 27.3 | 0% | 0% | 3 | 67.84% | 0% | 0% | 2 | 0 | 2 | 0% | 0% | 0% | 1 | 0% | 0% | 0% | 1 | 0% | 0% | 0% | 1 | 0% | 0% | 0% | 1 | 0% | 0% | 0% | 1 | 0% | 0% | 0% | 1 | 0.1328% | 0% | 0% | 1 |  | 0% | 0% | 1 | 24.9 | 0% | 0% | 3 | 71.01% | 0% | 0% | 2 | 0 | 2 | 0% | 0% | 0% | 1 | 0% | 0% | 0% | 1 | 0% | 0% | 0% | 1 | 0% | 0% | 0% | 1 | 0% | 0% | 0% | 1 | 0% | 0% | 0% | 1 | 0.4354% | 0% | 0% | 1 |  | 0% | 0% | 1 | 21.4715 | 0% | 0% | 3 | 64.26% | 0% | 0% | 2 | 0 | 2 | 0% | 0% | 0% | 1 | 7.166% | 0% | 0% | 1 | 9.912% | 0% | 0% | 1 | 10.73% | 0% | 0% | 1 | 11.88% | 0% | 0% | 1 | 0.51% | 0% | 0% | 1 | 4.492% | 0% | 0% | 1 |  | 0% | 0% | 1 | 19.2222 | 0% | 0% | 2 | 52.74% | 0% | 0% | 2 | 0 | 2 | 0.3752% | 0% | 0.3752% | 1 | 18.02% | 0% | 0% | 1 | 12.72% | 0% | 0% | 1 | 13.5% | 0% | 0% | 1 | 24.29% | 0% | 0% | 1 | 8.642% | 0% | 0% | 1 | 6.147% | 0% | 0% | 1
23 | McCall | SPGE | 0 | 0 | 10 | 0% | 0% | 1 | 22.6295 | 0% | 0% | 3 | 80.36% | 0% | 0% | 3 | 0 | 2 | 0% | 0% | 0% | 1 | 0% | 0% | 0% | 1 | 0% | 0% | 0% | 1 | 0% | 0% | 0% | 1 | 0% | 0% | 0% | 1 | 0% | 0% | 0% | 1 | 0.214% | 0% | 0% | 1 |  | 0% | 0% | 1 | 22.1923 | 0% | 0% | 3 | 75.01% | 0% | 0% | 3 | 0 | 2 | 0% | 0% | 0% | 1 | 0% | 0% | 0% | 1 | 0% | 0% | 0% | 1 | 0% | 0% | 0% | 1 | 0% | 0% | 0% | 1 | 0% | 0% | 0% | 1 | 1.584% | 0% | 0% | 1 |  | 0% | 0% | 1 | 21.9121 | 0% | 0% | 3 | 65.77% | 0% | 0% | 2 | 0 | 2 | 0% | 0% | 0% | 1 | 1.54% | 0% | 0% | 1 | 3.023% | 0% | 0% | 1 | 4.242% | 0% | 0% | 1 | 4.599% | 0% | 0% | 1 | 0.1567% | 0% | 0% | 1 | 2.399% | 0% | 0% | 1 |  | 0% | 0% | 1 | 18.5 | 0% | 0% | 2 | 54.03% | 0% | 0% | 2 | 0 | 2 | 0.9617% | 0% | 0.9617% | 1 | 11.75% | 0% | 0% | 1 | 12.87% | 0% | 0% | 1 | 16.23% | 0% | 0% | 1 | 21% | 0% | 0% | 1 | 4.121% | 0% | 0% | 1 | 4.21% | 0% | 0% | 1
24 | Mc Mullin | SPGE | 0 | 0 | 10 | 0% | 0% | 1 | 7 | 0% | 0% | 1 | 31.22% | 0% | 0% | 1 | 0 | 2 | 0% | 0% | 0% | 1 | 0.8596% | 0% | 0% | 1 | 0.5444% | 0% | 0% | 1 | 0.5444% | 0% | 0% | 1 | 1.202% | 0% | 0% | 1 | 0% | 0% | 0% | 1 | 1.882% | 0% | 0% | 1 |  | 0% | 0% | 1 | 9.25 | 0% | 0% | 1 | 48.7% | 0% | 0% | 1 | 0 | 2 | 0% | 0% | 0% | 1 | 14.69% | 0% | 0% | 1 | 7.509% | 0% | 0% | 1 | 7.509% | 0% | 0% | 1 | 17.72% | 0% | 0% | 1 | 0% | 0% | 0% | 1 | 1.428% | 0% | 0% | 1 |  | 0% | 0% | 1 | 11.3029 | 0% | 0% | 1 | 47.33% | 0% | 0% | 1 | 0 | 2 | 0% | 0% | 0% | 1 | 15.1% | 0% | 0% | 1 | 7.956% | 0% | 0% | 1 | 8.376% | 0% | 0% | 1 | 20.95% | 0% | 0% | 1 | 0% | 0% | 0% | 1 | 1.464% | 0% | 0% | 1 |  | 0% | 0% | 1 | 11.0272 | 0% | 0% | 1 | 49.55% | 0% | 0% | 1 | 0 | 2 | 0% | 0% | 0% | 1 | 15.99% | 0% | 0% | 1 | 6.149% | 0% | 0% | 1 | 7.004% | 0% | 0% | 1 | 20% | 0% | 0% | 1 | 0.04575% | 0% | 0% | 1 | 1.944% | 0% | 0% | 1
25 | Mendota | SPGE | 0 | 0 | 10 | 0% | 0% | 1 | 6.8382 | 0% | 0% | 1 | 50.18% | 0% | 0% | 2 | 0 | 2 | 0% | 0% | 0% | 1 | 0.05761% | 0% | 0% | 1 | 3.976% | 0% | 0% | 1 | 21.35% | 0% | 0% | 1 | 23.37% | 0% | 0% | 1 | 0% | 0% | 0% | 1 | 0.2026% | 0% | 0% | 1 |  | 0% | 0% | 1 | 7.3042 | 0% | 0% | 1 | 46.23% | 0% | 0% | 1 | 0 | 2 | 0% | 0% | 0% | 1 | 12.67% | 0% | 0% | 1 | 4.996% | 0% | 0% | 1 | 12.83% | 0% | 0% | 1 | 24.18% | 0% | 0% | 1 | 0.1786% | 0% | 0% | 1 | 2.645% | 0% | 0% | 1 |  | 0% | 0% | 1 | 7.0616 | 0% | 0% | 1 | 37.26% | 0% | 0% | 1 | 0 | 2 | 0% | 0% | 0% | 1 | 31.88% | 0% | 0% | 1 | 8.69% | 0% | 0% | 1 | 18.39% | 0% | 0% | 1 | 41.29% | 0% | 0% | 1 | 3.171% | 0% | 0% | 1 | 4.874% | 0% | 0% | 1 |  | 0% | 0% | 1 | 6.9124 | 0% | 0% | 1 | 33.68% | 0% | 0% | 1 | 0 | 2 | 0% | 0% | 0% | 1 | 37.72% | 0% | 0% | 1 | 11.65% | 0% | 0% | 1 | 21.54% | 0% | 0% | 1 | 47.12% | 0% | 0% | 1 | 9.924% | 0% | 0% | 1 | 5.573% | 0% | 0% | 1
26 | Oro Loma | SPGE | 75 | 750 | 5 | 2.67% | 0% | 1 | 7 | 17.59% | 0% | 1 | 36.81% | 2.624% | 0% | 1 | 0 | 2 | 0% | 0% | 0% | 1 | 0% | 1.559% | 0% | 1 | 0% | 1.559% | 0% | 1 | 12.23% | 1.777% | 0% | 1 | 12.23% | 1.777% | 0% | 1 | 0% | 1.559% | 0% | 1 | 1.211% | 1.777% | 0% | 1 |  | 0.8262% | 0% | 1 | 7.9507 | 6.005% | 0% | 1 | 36.19% | 0.589% | 0% | 1 | 0 | 2 | 0% | 0% | 0% | 1 | 10.82% | 0.4853% | 0% | 1 | 1.003% | 0.4372% | 0% | 1 | 6.546% | 0.4631% | 0% | 1 | 14.55% | 0.5065% | 0% | 1 | 3.575% | 0.4489% | 0% | 1 | 2.792% | 0.5065% | 0% | 1 |  | 0.6365% | 0% | 1 | 7.6826 | 1.039% | 0% | 1 | 39.42% | 0.589% | 0% | 1 | 0 | 2 | 0% | 0% | 0% | 1 | 32.59% | 0.2848% | 0% | 1 | 3.18% | 0.1983% | 0% | 1 | 12.95% | 0.2205% | 0% | 1 | 38.74% | 0.3134% | 0% | 1 | 10.16% | 0.2137% | 0% | 1 | 4.227% | 0.3134% | 0% | 1 |  | 0.4808% | 0% | 1 | 7.125 | 0.4903% | 0% | 1 | 36.98% | 0.589% | 0% | 1 | 0 | 2 | 0.00789% | 0% | 0.00789% | 1 | 42.81% | 0.1964% | 0% | 1 | 12.8% | 0.1288% | 0% | 1 | 20.56% | 0.1414% | 0% | 1 | 49.53% | 0.2226% | 0% | 1 | 14.91% | 0.132% | 0% | 1 | 4.795% | 0.2226% | 0% | 1
27 | Panoche | SPGE | 2600 | 26000 | 10 | 784.4% | 52.31% | 5 | 7.32 | 1013% | 53.68% | 5 | 79.33% | 430.7% | 53.9% | 5 | 0 | 2 | 0% | 0% | 0% | 1 | 12.05% | 63.32% | 0% | 3 | 10.23% | 62.04% | 0% | 3 | 24.63% | 73.89% | 0% | 3 | 30.86% | 80.55% | 0% | 4 | 1.65% | 56.63% | 0% | 3 | 0.6978% | 80.55% | 0% | 4 |  | 81.21% | 0% | 4 | 6.5518 | 108.9% | 1.542% | 3 | 57.7% | 70.45% | 0% | 3 | 0 | 2 | 0% | 0% | 0% | 1 | 22.56% | 20.54% | 0% | 2 | 10.37% | 17.75% | 0% | 1 | 25.58% | 21.37% | 0% | 2 | 34.9% | 24.43% | 0% | 2 | 10.87% | 17.85% | 0% | 1 | 0.4087% | 24.43% | 0% | 2 |  | 27.29% | 0% | 2 | 6.1605 | 28.73% | 0% | 2 | 35.99% | 70.45% | 0% | 3 | 0 | 2 | 0.001131% | 0% | 0.001131% | 1 | 36.8% | 11.32% | 0% | 1 | 13.47% | 8.27% | 0% | 1 | 27.45% | 9.864% | 0% | 1 | 46.91% | 13.48% | 0% | 1 | 23.75% | 9.385% | 0% | 1 | 1.006% | 13.48% | 0% | 1 |  | 16.4% | 0% | 1 | 6.1233 | 15.02% | 0% | 1 | 30.85% | 70.45% | 0% | 3 | 0 | 2 | 3.193% | 0% | 3.193% | 1 | 44.69% | 7.405% | 0% | 1 | 13.63% | 4.742% | 0% | 1 | 25.12% | 5.469% | 0% | 1 | 51.68% | 8.475% | 0% | 2 | 27.05% | 5.614% | 0% | 1 | 2.462% | 8.475% | 0% | 1
28 | Reedley | SPGE | 0 | 0 | 10 | 0% | 0% | 1 | 23 | 0% | 0% | 3 | 48.95% | 0% | 0% | 1 | 0 | 2 | 0% | 0% | 0% | 1 | 2.369% | 0% | 0% | 1 | 12.21% | 0% | 0% | 1 | 23.74% | 0% | 0% | 1 | 23.74% | 0% | 0% | 1 | 0.5005% | 0% | 0% | 1 | 1.123% | 0% | 0% | 1 |  | 0% | 0% | 1 | 19.5 | 0% | 0% | 2 | 43.5% | 0% | 0% | 1 | 0 | 2 | 10.48% | 0% | 10.48% | 1 | 26.94% | 0% | 0% | 1 | 20.55% | 0% | 0% | 1 | 29.36% | 0% | 0% | 1 | 38.81% | 0% | 0% | 1 | 10.5% | 0% | 0% | 1 | 3.085% | 0% | 0% | 1 |  | 0% | 0% | 1 | 17.8094 | 0% | 0% | 2 | 38.65% | 0% | 0% | 1 | 0 | 2 | 17.86% | 0% | 17.86% | 1 | 32.26% | 0% | 0% | 1 | 21.52% | 0% | 0% | 1 | 29.53% | 0% | 0% | 1 | 49.66% | 0% | 0% | 1 | 17.69% | 0% | 0% | 1 | 4.153% | 0% | 0% | 1 |  | 0% | 0% | 1 | 17.4542 | 0% | 0% | 2 | 35.31% | 0% | 0% | 1 | 0 | 2 | 22.49% | 0% | 22.49% | 2 | 30.21% | 0% | 0% | 1 | 19.03% | 0% | 0% | 1 | 26.6% | 0% | 0% | 1 | 45.35% | 0% | 0% | 1 | 22.5% | 0% | 0% | 1 | 3.9% | 0% | 0% | 1
29 | Sanger | SPGE | 0 | 0 | 10 | 0% | 0% | 1 | 25.1524 | 0% | 0% | 3 | 58.59% | 0% | 0% | 2 | 0 | 2 | 0% | 0% | 0% | 1 | 0% | 0% | 0% | 1 | 0% | 0% | 0% | 1 | 0% | 0% | 0% | 1 | 0% | 0% | 0% | 1 | 0% | 0% | 0% | 1 | 1.278% | 0% | 0% | 1 |  | 0% | 0% | 1 | 24.0513 | 0% | 0% | 3 | 58.96% | 0% | 0% | 2 | 0 | 2 | 0% | 0% | 0% | 1 | 10.68% | 0% | 0% | 1 | 14.18% | 0% | 0% | 1 | 17.63% | 0% | 0% | 1 | 19.6% | 0% | 0% | 1 | 0.6147% | 0% | 0% | 1 | 5.602% | 0% | 0% | 1 |  | 0% | 0% | 1 | 22.5464 | 0% | 0% | 3 | 52.3% | 0% | 0% | 2 | 0 | 2 | 1.866% | 0% | 1.866% | 1 | 26.42% | 0% | 0% | 1 | 15.79% | 0% | 0% | 1 | 18% | 0% | 0% | 1 | 31.93% | 0% | 0% | 1 | 11.92% | 0% | 0% | 1 | 7.375% | 0% | 0% | 1 |  | 0% | 0% | 1 | 20 | 0% | 0% | 3 | 44.13% | 0% | 0% | 1 | 0 | 2 | 8.969% | 0% | 8.969% | 1 | 30.2% | 0% | 0% | 1 | 16.11% | 0% | 0% | 1 | 18.85% | 0% | 0% | 1 | 36.69% | 0% | 0% | 1 | 16.97% | 0% | 0% | 1 | 5.981% | 0% | 0% | 1
30 | Schindler | SPGE | 100 | 1000 | 10 | 2.865% | 0% | 1 | 5.9019 | 8.174% | 0% | 1 | 27.41% | 0% | 0% | 1 | 0 | 2 | 0% | 0% | 0% | 1 | 0% | 2.078% | 0% | 1 | 0% | 2.078% | 0% | 1 | 0% | 2.078% | 0% | 1 | 0% | 2.078% | 0% | 1 | 0% | 2.078% | 0% | 1 | 0.07203% | 2.078% | 0% | 1 |  | 1.168% | 0% | 1 | 6 | 2.107% | 0% | 1 | 46.89% | 1.075% | 0% | 1 | 0 | 2 | 0% | 0% | 0% | 1 | 8.977% | 0.5854% | 0% | 1 | 0.2559% | 0.5342% | 0% | 1 | 1.623% | 0.5416% | 0% | 1 | 10.59% | 0.5959% | 0% | 1 | 0% | 0.5328% | 0% | 1 | 0.4872% | 0.5959% | 0% | 1 |  | 0.8055% | 0% | 1 | 6.8852 | 1.006% | 0% | 1 | 51.16% | 1.075% | 0% | 2 | 0 | 2 | 0% | 0% | 0% | 1 | 19.74% | 0.3188% | 0% | 1 | 4.741% | 0.2686% | 0% | 1 | 7.955% | 0.278% | 0% | 1 | 23.49% | 0.3345% | 0% | 1 | 3.203% | 0.2644% | 0% | 1 | 0.8589% | 0.3345% | 0% | 1 |  | 0.4841% | 0% | 1 | 7.5469 | 0.6396% | 0% | 1 | 46.52% | 1.075% | 0% | 1 | 0 | 2 | 0% | 0% | 0% | 1 | 25.78% | 0.1987% | 0% | 1 | 3.91% | 0.1535% | 0% | 1 | 8.759% | 0.1616% | 0% | 1 | 29.31% | 0.2086% | 0% | 1 | 6.083% | 0.157% | 0% | 1 | 1.273% | 0.2086% | 0% | 1
31 | Wahtoke | SPGE | 0 | 0 | 10 | 0% | 0% | 1 | 23.2591 | 0% | 0% | 3 | 73.15% | 0% | 0% | 2 | 0 | 2 | 0% | 0% | 0% | 1 | 0% | 0% | 0% | 1 | 0.00417% | 0% | 0% | 1 | 0.00417% | 0% | 0% | 1 | 0.00417% | 0% | 0% | 1 | 0% | 0% | 0% | 1 | 3.521% | 0% | 0% | 1 |  | 0% | 0% | 1 | 21.126 | 0% | 0% | 3 | 55.97% | 0% | 0% | 2 | 0 | 2 | 0.5203% | 0% | 0.5203% | 1 | 12.14% | 0% | 0% | 1 | 17.06% | 0% | 0% | 1 | 22.45% | 0% | 0% | 1 | 23.5% | 0% | 0% | 1 | 1.532% | 0% | 0% | 1 | 3.909% | 0% | 0% | 1 |  | 0% | 0% | 1 | 19.3521 | 0% | 0% | 2 | 45.21% | 0% | 0% | 1 | 0 | 2 | 9.732% | 0% | 9.732% | 1 | 23.9% | 0% | 0% | 1 | 17.94% | 0% | 0% | 1 | 24.7% | 0% | 0% | 1 | 37.28% | 0% | 0% | 1 | 11.02% | 0% | 0% | 1 | 3.912% | 0% | 0% | 1 |  | 0% | 0% | 1 | 18 | 0% | 0% | 2 | 40.09% | 0% | 0% | 1 | 0 | 2 | 15.82% | 0% | 15.82% | 1 | 28.4% | 0% | 0% | 1 | 18.55% | 0% | 0% | 1 | 24.78% | 0% | 0% | 1 | 41.85% | 0% | 0% | 1 | 17.31% | 0% | 0% | 1 | 4.156% | 0% | 0% | 1
32 | West Fresno | SPGE | 0 | 0 | 10 | 0% | 0% | 1 | 22.8 | 0% | 0% | 3 | 76.66% | 0% | 0% | 3 | 0 | 2 | 0% | 0% | 0% | 1 | 0% | 0% | 0% | 1 | 0% | 0% | 0% | 1 | 0% | 0% | 0% | 1 | 0% | 0% | 0% | 1 | 0% | 0% | 0% | 1 | 0.008238% | 0% | 0% | 1 |  | 0% | 0% | 1 | 21.8975 | 0% | 0% | 3 | 70.59% | 0% | 0% | 2 | 0 | 2 | 0% | 0% | 0% | 1 | 0.2337% | 0% | 0% | 1 | 0.1725% | 0% | 0% | 1 | 0.1725% | 0% | 0% | 1 | 0.2337% | 0% | 0% | 1 | 0% | 0% | 0% | 1 | 0.2176% | 0% | 0% | 1 |  | 0% | 0% | 1 | 21 | 0% | 0% | 3 | 63.58% | 0% | 0% | 2 | 0 | 2 | 0% | 0% | 0% | 1 | 6.538% | 0% | 0% | 1 | 6.877% | 0% | 0% | 1 | 6.689% | 0% | 0% | 1 | 10.87% | 0% | 0% | 1 | 0.01561% | 0% | 0% | 1 | 1.86% | 0% | 0% | 1 |  | 0% | 0% | 1 | 17.5 | 0% | 0% | 2 | 52.1% | 0% | 0% | 2 | 0 | 2 | 0% | 0% | 0% | 1 | 15.79% | 0% | 0% | 1 | 18.79% | 0% | 0% | 1 | 19.38% | 0% | 0% | 1 | 28.38% | 0% | 0% | 1 | 6.255% | 0% | 0% | 1 | 7.534% | 0% | 0% | 1
33 | Glenn | NORTHERN CALIFORNIA | 270 | 2700 | 10 | 64.43% | 0% | 3 | 16.6375 | 200.1% | 5.455% | 3 | 64.8% | 53.95% | 0% | 3 | 0 | 2 | 0% | 0% | 0% | 1 | 46.4% | 13.6% | 0% | 1 | 0% | 7.293% | 0% | 1 | 0% | 7.293% | 0% | 1 | 46.4% | 13.6% | 0% | 1 | 1.938% | 7.437% | 0% | 1 | 13.62% | 13.6% | 0% | 1 |  | 12.02% | 0% | 1 | 10.952 | 12.54% | 0% | 1 | 56.69% | 8.831% | 0% | 2 | 0 | 2 | 0% | 0% | 0% | 1 | 51.2% | 3.34% | 0% | 2 | 0.6057% | 1.64% | 0% | 1 | 1.012% | 1.646% | 0% | 1 | 51.7% | 3.374% | 0% | 2 | 3.042% | 1.681% | 0% | 1 | 15.31% | 3.374% | 0% | 1 |  | 5.444% | 0% | 1 | 9.9279 | 3.529% | 0% | 1 | 46.94% | 8.831% | 0% | 1 | 0 | 2 | 0.483% | 0% | 0.483% | 1 | 51.06% | 1.519% | 0% | 2 | 3.405% | 0.7699% | 0% | 1 | 6.398% | 0.7945% | 0% | 1 | 55.81% | 1.683% | 0% | 2 | 8.953% | 0.8168% | 0% | 1 | 16.18% | 1.683% | 0% | 1 |  | 3.034% | 0% | 1 | 9 | 1.509% | 0% | 1 | 36.29% | 8.831% | 0% | 1 | 0 | 2 | 8.081% | 0% | 8.081% | 1 | 46.59% | 0.8122% | 0% | 1 | 4.498% | 0.4542% | 0% | 1 | 8.056% | 0.4718% | 0% | 1 | 51.79% | 0.8998% | 0% | 2 | 23.72% | 0.5687% | 0% | 1 | 15.13% | 0.8998% | 0% | 1
34 | Bridgeville | NORTHERN CALIFORNIA | 0 | 0 | 10 | 0% | 0% | 1 | 6.9883 | 0% | 0% | 1 | 0% | 0% | 0% | 1 | 0 | 2 | 31.34% | 24.67% | 56.01% | 4 | 37.69% | 0% | 0% | 1 | 5.915% | 0% | 0% | 1 | 5.915% | 0% | 0% | 1 | 43.61% | 0% | 0% | 1 | 78.74% | 0% | 0% | 3 | 0.7944% | 0% | 0% | 1 |  | 0% | 0% | 1 | 6 | 0% | 0% | 1 | 0% | 0% | 0% | 1 | 0 | 2 | 39.61% | 15.55% | 55.17% | 3 | 22.65% | 0% | 0% | 1 | 21.04% | 0% | 0% | 1 | 26.44% | 0% | 0% | 1 | 44.58% | 0% | 0% | 1 | 80.13% | 0% | 0% | 3 | 0.4992% | 0% | 0% | 1 |  | 0% | 0% | 1 | 6.0661 | 0% | 0% | 1 | 0% | 0% | 0% | 1 | 0 | 2 | 60.76% | 9.319% | 70.08% | 3 | 19.87% | 0% | 0% | 1 | 23.34% | 0% | 0% | 1 | 30.06% | 0% | 0% | 1 | 43.23% | 0% | 0% | 1 | 78.51% | 0% | 0% | 3 | 1.081% | 0% | 0% | 1 |  | 0% | 0% | 1 | 6.0873 | 0% | 0% | 1 | 0% | 0% | 0% | 1 | 0 | 2 | 68.51% | 5.682% | 74.19% | 3 | 15.78% | 0% | 0% | 1 | 20.62% | 0% | 0% | 1 | 27.03% | 0% | 0% | 1 | 37.12% | 0% | 0% | 1 | 78.84% | 0% | 0% | 3 | 1.557% | 0% | 0% | 1
35 | Humboldt | NORTHERN CALIFORNIA | 0 | 0 | 10 | 0% | 0% | 1 | 36.1615 | 0% | 0% | 4 | 0% | 0% | 0% | 1 | 0 | 2 | 70.49% | 0% | 70.49% | 3 | 0.958% | 0% | 0% | 1 | 55.42% | 0% | 0% | 2 | 61.85% | 0% | 0% | 2 | 62.8% | 0% | 0% | 2 | 41.81% | 0% | 0% | 1 | 6.658% | 0% | 0% | 1 |  | 0% | 0% | 1 | 15.7718 | 0% | 0% | 2 | 0% | 0% | 0% | 1 | 0 | 2 | 59.31% | 0% | 59.31% | 3 | 4.854% | 0% | 0% | 1 | 41.67% | 0% | 0% | 1 | 51.38% | 0% | 0% | 2 | 53.1% | 0% | 0% | 2 | 51.12% | 0% | 0% | 2 | 10.82% | 0% | 0% | 1 |  | 0% | 0% | 1 | 10.9982 | 0% | 0% | 1 | 0% | 0% | 0% | 1 | 0 | 2 | 43.26% | 0% | 43.26% | 2 | 4.649% | 0% | 0% | 1 | 37.64% | 0% | 0% | 1 | 42.96% | 0% | 0% | 1 | 44.82% | 0% | 0% | 1 | 49.31% | 0% | 0% | 1 | 12.58% | 0% | 0% | 1 |  | 0% | 0% | 1 | 9.5959 | 0% | 0% | 1 | 0% | 0% | 0% | 1 | 0 | 2 | 41.56% | 1.238% | 42.8% | 2 | 4.156% | 0% | 0% | 1 | 31.2% | 0% | 0% | 1 | 35.45% | 0% | 0% | 1 | 37.71% | 0% | 0% | 1 | 48.7% | 0% | 0% | 1 | 12.91% | 0% | 0% | 1
36 | El Centro | GREATER IMPERIAL | 0 | 0 | 0 | 0% | 0% | 1 | 12 | 0% | 0% | 2 | 79.42% | 0% | 0% | 3 | 0 | 2 | 0% | 0% | 0% | 1 | 0% | 0% | 0% | 1 | 0% | 0% | 0% | 1 | 0% | 0% | 0% | 1 | 0% | 0% | 0% | 1 | 0% | 0% | 0% | 1 | 4.321% | 0% | 0% | 1 |  | 0% | 0% | 1 | 10.2742 | 0% | 0% | 1 | 68.32% | 0% | 0% | 2 | 0 | 2 | 0% | 0% | 0% | 1 | 1.399% | 0% | 0% | 1 | 5.327% | 0% | 0% | 1 | 5.327% | 0% | 0% | 1 | 6.726% | 0% | 0% | 1 | 0% | 0% | 0% | 1 | 7.347% | 0% | 0% | 1 |  | 0% | 0% | 1 | 9.6323 | 0% | 0% | 1 | 69.77% | 0% | 0% | 2 | 0 | 2 | 0% | 0% | 0% | 1 | 1.087% | 0% | 0% | 1 | 10.5% | 0% | 0% | 1 | 11.62% | 0% | 0% | 1 | 12.7% | 0% | 0% | 1 | 0.3899% | 0% | 0% | 1 | 6.433% | 0% | 0% | 1 |  | 0% | 0% | 1 | 9.208 | 0% | 0% | 1 | 66.46% | 0% | 0% | 2 | 0 | 2 | 0% | 0% | 0% | 1 | 1.024% | 0% | 0% | 1 | 14.12% | 0% | 0% | 1 | 13.1% | 0% | 0% | 1 | 15.98% | 0% | 0% | 1 | 3.827% | 0% | 0% | 1 | 5.672% | 0% | 0% | 1
37 | High Line | GREATER IMPERIAL | 0 | 0 | 0 | 0% | 0% | 1 | 7.0484 | 0% | 0% | 1 | 78.24% | 0% | 0% | 3 | 0 | 2 | 0% | 0% | 0% | 1 | 0% | 0% | 0% | 1 | 14.15% | 0% | 0% | 1 | 14.15% | 0% | 0% | 1 | 14.15% | 0% | 0% | 1 | 5.043% | 0% | 0% | 1 | 3.7% | 0% | 0% | 1 |  | 0% | 0% | 1 | 8.5485 | 0% | 0% | 1 | 67.73% | 0% | 0% | 2 | 0 | 2 | 0% | 0% | 0% | 1 | 0% | 0% | 0% | 1 | 27.46% | 0% | 0% | 1 | 27.46% | 0% | 0% | 1 | 27.46% | 0% | 0% | 1 | 6.819% | 0% | 0% | 1 | 6.303% | 0% | 0% | 1 |  | 0% | 0% | 1 | 8.6056 | 0% | 0% | 1 | 65.96% | 0% | 0% | 2 | 0 | 2 | 0% | 0% | 0% | 1 | 4.074% | 0% | 0% | 1 | 16.95% | 0% | 0% | 1 | 16.95% | 0% | 0% | 1 | 21.03% | 0% | 0% | 1 | 7.109% | 0% | 0% | 1 | 5.051% | 0% | 0% | 1 |  | 0% | 0% | 1 | 8.6181 | 0% | 0% | 1 | 60.69% | 0% | 0% | 2 | 0 | 2 | 0% | 0% | 0% | 1 | 4.415% | 0% | 0% | 1 | 11.54% | 0% | 0% | 1 | 11.62% | 0% | 0% | 1 | 15.95% | 0% | 0% | 1 | 7.948% | 0% | 0% | 1 | 5.607% | 0% | 0% | 1
38 | Imperial Valley | GREATER IMPERIAL | 742 | 7420 | 15 | 261.8% | 25.67% | 5 | 10.3753 | 10242% | 36.39% | 5 | 64.55% | 211% | 29.22% | 4 | 0 | 2 | 0% | 0% | 0% | 1 | 0% | 35.85% | 0% | 2 | 38.39% | 58.19% | 0% | 3 | 38.39% | 58.19% | 0% | 3 | 38.39% | 58.19% | 0% | 3 | 0.1335% | 35.9% | 0% | 2 | 11.44% | 58.19% | 0% | 3 |  | 52.22% | 0% | 3 | 10.6697 | 392.6% | 9.55% | 3 | 61.69% | 27.11% | 0% | 2 | 0 | 2 | 0% | 0% | 0% | 1 | 0% | 11.85% | 0% | 1 | 20.22% | 14.86% | 0% | 1 | 25.16% | 15.84% | 0% | 1 | 25.16% | 15.84% | 0% | 1 | 0.8681% | 11.96% | 0% | 1 | 9.958% | 15.84% | 0% | 1 |  | 27.22% | 0% | 2 | 10.0432 | 42.74% | 0% | 2 | 53.67% | 27.11% | 0% | 2 | 0 | 2 | 0% | 0% | 0% | 1 | 4.873% | 6.31% | 0% | 1 | 10.24% | 6.687% | 0% | 1 | 12.74% | 6.879% | 0% | 1 | 17.61% | 7.286% | 0% | 1 | 12.09% | 6.828% | 0% | 1 | 7.31% | 7.286% | 0% | 1 |  | 14.09% | 0% | 1 | 9.8826 | 22.97% | 0% | 2 | 53.69% | 27.11% | 0% | 2 | 0 | 2 | 0% | 0% | 0% | 1 | 5.065% | 3.464% | 0% | 1 | 7.905% | 3.571% | 0% | 1 | 8.501% | 3.594% | 0% | 1 | 14.37% | 3.84% | 0% | 1 | 11.99% | 3.736% | 0% | 1 | 6.502% | 3.84% | 0% | 1
39 | El Segundo | GREATER LA METRO | 0 | 0 | 10 | 0% | 0% | 1 | 5.4479 | 0% | 0% | 1 | 0% | 0% | 0% | 1 | 0 | 2 | 0% | 0% | 0% | 1 | 1.328% | 0% | 0% | 1 | 29.87% | 0% | 0% | 1 | 47.78% | 0% | 0% | 1 | 49.11% | 0% | 0% | 1 | 0% | 0% | 0% | 1 | 0.541% | 0% | 0% | 1 |  | 0% | 0% | 1 | 6.5525 | 0% | 0% | 1 | 0% | 0% | 0% | 1 | 0 | 2 | 18.34% | 0% | 18.34% | 1 | 2.903% | 0% | 0% | 1 | 30.71% | 0% | 0% | 1 | 55.33% | 0% | 0% | 2 | 58.23% | 0% | 0% | 2 | 0% | 0% | 0% | 1 | 0.1735% | 0% | 0% | 1 |  | 0% | 0% | 1 | 10.6584 | 0% | 0% | 1 | 0% | 0% | 0% | 1 | 0 | 2 | 33.27% | 8.119% | 41.39% | 2 | 8.756% | 0% | 0% | 1 | 3.822% | 0% | 0% | 1 | 50.61% | 0% | 0% | 2 | 59.36% | 0% | 0% | 2 | 15.28% | 0% | 0% | 1 | 6.971% | 0% | 0% | 1 |  | 0% | 0% | 1 | 17.2031 | 0% | 0% | 2 | 0% | 0% | 0% | 1 | 0 | 2 | 20.13% | 36.16% | 56.29% | 5 | 11.5% | 0% | 0% | 1 | 19.84% | 0% | 0% | 1 | 43% | 0% | 0% | 1 | 48.63% | 0% | 0% | 1 | 11.38% | 0% | 0% | 1 | 8.873% | 0% | 0% | 1
40 | Arco | SPGE | 999 | 9990 | 15 | 1025% | 18.76% | 5 | 7.8558 | 150.4% | 8.189% | 3 | 33.4% | 221.1% | 33.41% | 4 | 0 | 2 | 0% | 0% | 0% | 1 | 78.76% | 95.94% | 0% | 4 | 0.2424% | 20.42% | 0% | 2 | 0.4145% | 20.46% | 0% | 2 | 78.76% | 95.94% | 0% | 4 | 1.512% | 20.69% | 0% | 2 | 0.2787% | 95.94% | 0% | 4 |  | 40.74% | 0% | 2 | 7.2009 | 32.18% | 0% | 2 | 31.9% | 33.29% | 0% | 2 | 0 | 2 | 0.4955% | 0% | 0.4955% | 1 | 67.7% | 17.47% | 0% | 2 | 4.949% | 5.935% | 0% | 1 | 11.38% | 6.366% | 0% | 1 | 71.02% | 19.46% | 0% | 3 | 2.562% | 5.789% | 0% | 1 | 1.768% | 19.46% | 0% | 1 |  | 13.62% | 0% | 1 | 6.9303 | 10.69% | 0% | 1 | 18.71% | 33.29% | 0% | 2 | 0 | 2 | 1.957% | 0% | 1.957% | 1 | 66.64% | 7.71% | 0% | 2 | 2.851% | 2.647% | 0% | 1 | 11.16% | 2.895% | 0% | 1 | 71.63% | 9.064% | 0% | 3 | 8.201% | 2.801% | 0% | 1 | 3.259% | 9.064% | 0% | 1 |  | 7.912% | 0% | 1 | 6.7531 | 4.51% | 0% | 1 | 14.43% | 33.29% | 0% | 2 | 0 | 2 | 1.302% | 0% | 1.302% | 1 | 64.93% | 4.245% | 0% | 2 | 4.927% | 1.566% | 0% | 1 | 14.63% | 1.744% | 0% | 1 | 71.27% | 5.183% | 0% | 3 | 15.91% | 1.771% | 0% | 1 | 3.04% | 5.183% | 0% | 1
41 | Bakersfield | SPGE | 0 | 0 | 10 | 0% | 0% | 1 | 13.421 | 0% | 0% | 2 | 5.815% | 0% | 0% | 1 | 0 | 2 | 0% | 0% | 0% | 1 | 78.91% | 0% | 0% | 3 | 6.246% | 0% | 0% | 1 | 29.64% | 0% | 0% | 1 | 78.91% | 0% | 0% | 3 | 0% | 0% | 0% | 1 | 0.9006% | 0% | 0% | 1 |  | 0% | 0% | 1 | 18.6425 | 0% | 0% | 2 | 32.01% | 0% | 0% | 1 | 0 | 2 | 2.539% | 0% | 2.539% | 1 | 44.49% | 0% | 0% | 1 | 10.4% | 0% | 0% | 1 | 20.91% | 0% | 0% | 1 | 50.23% | 0% | 0% | 2 | 7.199% | 0% | 0% | 1 | 1.146% | 0% | 0% | 1 |  | 0% | 0% | 1 | 11.75 | 0% | 0% | 1 | 39.77% | 0% | 0% | 1 | 0 | 2 | 16.95% | 0% | 16.95% | 1 | 40.17% | 0% | 0% | 1 | 14.26% | 0% | 0% | 1 | 28.68% | 0% | 0% | 1 | 51.01% | 0% | 0% | 2 | 14.25% | 0% | 0% | 1 | 4.412% | 0% | 0% | 1 |  | 0% | 0% | 1 | 9.034 | 0% | 0% | 1 | 42.36% | 0% | 0% | 1 | 0 | 2 | 20.42% | 0% | 20.42% | 2 | 40.62% | 0% | 0% | 1 | 22.42% | 0% | 0% | 1 | 35.63% | 0% | 0% | 1 | 55.99% | 0% | 0% | 2 | 17.99% | 0% | 0% | 1 | 4.343% | 0% | 0% | 1
42 | Charca | SPGE | 0 | 0 | 10 | 0% | 0% | 1 | 6 | 0% | 0% | 1 | 93.85% | 0% | 0% | 3 | 0 | 2 | 0% | 0% | 0% | 1 | 52.32% | 0% | 0% | 2 | 0% | 0% | 0% | 1 | 0.161% | 0% | 0% | 1 | 52.32% | 0% | 0% | 2 | 0% | 0% | 0% | 1 | 0.736% | 0% | 0% | 1 |  | 0% | 0% | 1 | 8.8435 | 0% | 0% | 1 | 78.96% | 0% | 0% | 3 | 0 | 2 | 0% | 0% | 0% | 1 | 27.22% | 0% | 0% | 1 | 0.06584% | 0% | 0% | 1 | 13.63% | 0% | 0% | 1 | 37.45% | 0% | 0% | 1 | 0.1134% | 0% | 0% | 1 | 0.7629% | 0% | 0% | 1 |  | 0% | 0% | 1 | 10 | 0% | 0% | 1 | 67.05% | 0% | 0% | 2 | 0 | 2 | 0% | 0% | 0% | 1 | 18.79% | 0% | 0% | 1 | 2.398% | 0% | 0% | 1 | 22.43% | 0% | 0% | 1 | 37.86% | 0% | 0% | 1 | 0.07396% | 0% | 0% | 1 | 3.949% | 0% | 0% | 1 |  | 0% | 0% | 1 | 10.1667 | 0% | 0% | 1 | 58.46% | 0% | 0% | 2 | 0 | 2 | 0.9235% | 0% | 0.9235% | 1 | 23.32% | 0% | 0% | 1 | 9.32% | 0% | 0% | 1 | 30.93% | 0% | 0% | 1 | 46.1% | 0% | 0% | 1 | 2.05% | 0% | 0% | 1 | 4.735% | 0% | 0% | 1
43 | Columbus | SPGE | 0 | 0 | 10 | 0% | 0% | 1 | 15.6588 | 0% | 0% | 2 | 7.434% | 0% | 0% | 1 | 0 | 2 | 0.0009266% | 0% | 0.0009266% | 1 | 79.07% | 0% | 0% | 3 | 38.51% | 0% | 0% | 1 | 44.73% | 0% | 0% | 1 | 79.33% | 0% | 0% | 3 | 5.922% | 0% | 0% | 1 | 1.83% | 0% | 0% | 1 |  | 0% | 0% | 1 | 10.6208 | 0% | 0% | 1 | 22.31% | 0% | 0% | 1 | 0 | 2 | 23.8% | 0% | 23.8% | 2 | 60.48% | 0% | 0% | 2 | 17.74% | 0% | 0% | 1 | 26.79% | 0% | 0% | 1 | 63.44% | 0% | 0% | 2 | 22.72% | 0% | 0% | 1 | 1.838% | 0% | 0% | 1 |  | 0% | 0% | 1 | 11.3846 | 0% | 0% | 1 | 32.45% | 0% | 0% | 1 | 0 | 2 | 29.15% | 0% | 29.15% | 2 | 49.01% | 0% | 0% | 1 | 14.73% | 0% | 0% | 1 | 27.27% | 0% | 0% | 1 | 54.71% | 0% | 0% | 2 | 25.18% | 0% | 0% | 1 | 2.379% | 0% | 0% | 1 |  | 0% | 0% | 1 | 8.826 | 0% | 0% | 1 | 37.14% | 0% | 0% | 1 | 0 | 2 | 28.45% | 0.4355% | 28.89% | 2 | 47.78% | 0% | 0% | 1 | 22.03% | 0% | 0% | 1 | 34.6% | 0% | 0% | 1 | 58.93% | 0% | 0% | 2 | 25.14% | 0% | 0% | 1 | 3.457% | 0% | 0% | 1
44 | Elk Hills | SPGE | 0 | 0 | 10 | 0% | 0% | 1 | 5.0028 | 0% | 0% | 1 | 2.16% | 0% | 0% | 1 | 0 | 2 | 0% | 0% | 0% | 1 | 30.36% | 0% | 0% | 1 | 89.14% | 0% | 0% | 3 | 100% | 0% | 0% | 5 | 100% | 0% | 0% | 5 | 0% | 0% | 0% | 1 | 0.1134% | 0% | 0% | 1 |  | 0% | 0% | 1 | 5.25 | 0% | 0% | 1 | 19.87% | 0% | 0% | 1 | 0 | 2 | 0% | 0% | 0% | 1 | 37.26% | 0% | 0% | 1 | 61.69% | 0% | 0% | 2 | 90.65% | 0% | 0% | 4 | 92.01% | 0% | 0% | 4 | 0.769% | 0% | 0% | 1 | 8.516% | 0% | 0% | 1 |  | 0% | 0% | 1 | 8.1943 | 0% | 0% | 1 | 38.62% | 0% | 0% | 1 | 0 | 2 | 0% | 0% | 0% | 1 | 26.37% | 0% | 0% | 1 | 41.53% | 0% | 0% | 1 | 68.81% | 0% | 0% | 2 | 73.41% | 0% | 0% | 3 | 0.6566% | 0% | 0% | 1 | 7.594% | 0% | 0% | 1 |  | 0% | 0% | 1 | 8.5709 | 0% | 0% | 1 | 43% | 0% | 0% | 1 | 0 | 2 | 0% | 0% | 0% | 1 | 18.94% | 0% | 0% | 1 | 30.49% | 0% | 0% | 1 | 56.85% | 0% | 0% | 2 | 61.43% | 0% | 0% | 2 | 3.932% | 0% | 0% | 1 | 5.279% | 0% | 0% | 1
45 | Goose Lake | SPGE | 0 | 0 | 10 | 0% | 0% | 1 | 8.5097 | 0% | 0% | 1 | 38.61% | 0% | 0% | 1 | 0 | 2 | 0% | 0% | 0% | 1 | 45.54% | 0% | 0% | 1 | 24.11% | 0% | 0% | 1 | 71.39% | 0% | 0% | 3 | 83.42% | 0% | 0% | 3 | 0.2897% | 0% | 0% | 1 | 18.51% | 0% | 0% | 1 |  | 0% | 0% | 1 | 8.2222 | 0% | 0% | 1 | 49.55% | 0% | 0% | 1 | 0 | 2 | 0% | 0% | 0% | 1 | 38.75% | 0% | 0% | 1 | 14.22% | 0% | 0% | 1 | 48.66% | 0% | 0% | 1 | 68.66% | 0% | 0% | 2 | 0.076% | 0% | 0% | 1 | 7.753% | 0% | 0% | 1 |  | 0% | 0% | 1 | 7.9178 | 0% | 0% | 1 | 43.6% | 0% | 0% | 1 | 0 | 2 | 0% | 0% | 0% | 1 | 35.35% | 0% | 0% | 1 | 9.366% | 0% | 0% | 1 | 34.74% | 0% | 0% | 1 | 59.19% | 0% | 0% | 2 | 1.818% | 0% | 0% | 1 | 4.62% | 0% | 0% | 1 |  | 0% | 0% | 1 | 7.9136 | 0% | 0% | 1 | 42.72% | 0% | 0% | 1 | 0 | 2 | 0% | 0% | 0% | 1 | 37.12% | 0% | 0% | 1 | 7.339% | 0% | 0% | 1 | 27.82% | 0% | 0% | 1 | 56.84% | 0% | 0% | 2 | 2.71% | 0% | 0% | 1 | 4.917% | 0% | 0% | 1
46 | Kernridge | SPGE | 0 | 0 | 10 | 0% | 0% | 1 | 6.3475 | 0% | 0% | 1 | 17.76% | 0% | 0% | 1 | 0 | 2 | 0% | 0% | 0% | 1 | 40.85% | 0% | 0% | 1 | 2.247% | 0% | 0% | 1 | 27.24% | 0% | 0% | 1 | 68.08% | 0% | 0% | 2 | 8.087% | 0% | 0% | 1 | 0.03685% | 0% | 0% | 1 |  | 0% | 0% | 1 | 6.4193 | 0% | 0% | 1 | 30.07% | 0% | 0% | 1 | 0 | 2 | 0% | 0% | 0% | 1 | 50.74% | 0% | 0% | 2 | 7.913% | 0% | 0% | 1 | 27.46% | 0% | 0% | 1 | 69.13% | 0% | 0% | 2 | 15.18% | 0% | 0% | 1 | 0.4399% | 0% | 0% | 1 |  | 0% | 0% | 1 | 8.1961 | 0% | 0% | 1 | 24.15% | 0% | 0% | 1 | 0 | 2 | 0% | 0% | 0% | 1 | 50.91% | 0% | 0% | 2 | 14.29% | 0% | 0% | 1 | 34.47% | 0% | 0% | 1 | 71.61% | 0% | 0% | 3 | 16.89% | 0% | 0% | 1 | 3.319% | 0% | 0% | 1 |  | 0% | 0% | 1 | 8.6797 | 0% | 0% | 1 | 27.03% | 0% | 0% | 1 | 0 | 2 | 0% | 0% | 0% | 1 | 43.43% | 0% | 0% | 1 | 13.32% | 0% | 0% | 1 | 36.88% | 0% | 0% | 1 | 68.46% | 0% | 0% | 2 | 16.21% | 0% | 0% | 1 | 4.062% | 0% | 0% | 1
47 | Lamont | SPGE | 122 | 1220 | 10 | 27.81% | 0% | 2 | 11.5 | 999% | 4.119% | 3 | 85.26% | 0% | 0% | 3 | 0 | 2 | 0% | 0% | 0% | 1 | 0.01255% | 3.7% | 0% | 1 | 0.8755% | 3.733% | 0% | 1 | 10.11% | 4.116% | 0% | 1 | 10.11% | 4.116% | 0% | 1 | 0% | 3.7% | 0% | 1 | 0.02465% | 4.116% | 0% | 1 |  | 6.699% | 0% | 1 | 10.2978 | 12.37% | 0% | 1 | 55.43% | 0% | 0% | 2 | 0 | 2 | 9.673% | 0% | 9.673% | 1 | 28.51% | 1.48% | 0% | 1 | 12.88% | 1.215% | 0% | 1 | 22.56% | 1.366% | 0% | 1 | 38.84% | 1.73% | 0% | 1 | 13.79% | 1.227% | 0% | 1 | 1.965% | 1.73% | 0% | 1 |  | 4.537% | 0% | 1 | 9.6866 | 2.721% | 0% | 1 | 42.96% | 0% | 0% | 1 | 0 | 2 | 24.24% | 2.996% | 27.24% | 2 | 44.85% | 0.8601% | 0% | 1 | 20.84% | 0.5992% | 0% | 1 | 31.42% | 0.6916% | 0% | 1 | 55.38% | 1.063% | 0% | 2 | 23.63% | 0.6211% | 0% | 1 | 1.711% | 1.063% | 0% | 1 |  | 2.098% | 0% | 1 | 10.2439 | 1.294% | 0% | 1 | 39.65% | 0% | 0% | 1 | 0 | 2 | 24.41% | 6.869% | 31.27% | 2 | 43.81% | 0.4657% | 0% | 1 | 21.23% | 0.3321% | 0% | 1 | 32.24% | 0.3861% | 0% | 1 | 55.78% | 0.5917% | 0% | 2 | 23.85% | 0.3436% | 0% | 1 | 2.721% | 0.5917% | 0% | 1
48 | Lerdo | SPGE | 0 | 0 | 10 | 0% | 0% | 1 | 12.4875 | 0% | 0% | 2 | 75.66% | 0% | 0% | 3 | 0 | 2 | 0% | 0% | 0% | 1 | 25.19% | 0% | 0% | 1 | 0% | 0% | 0% | 1 | 0% | 0% | 0% | 1 | 25.19% | 0% | 0% | 1 | 0% | 0% | 0% | 1 | 1.909% | 0% | 0% | 1 |  | 0% | 0% | 1 | 11.5788 | 0% | 0% | 1 | 62.76% | 0% | 0% | 2 | 0 | 2 | 0.3135% | 0% | 0.3135% | 1 | 29.44% | 0% | 0% | 1 | 0.9672% | 0% | 0% | 1 | 9.4% | 0% | 0% | 1 | 33.46% | 0% | 0% | 1 | 2.309% | 0% | 0% | 1 | 1.138% | 0% | 0% | 1 |  | 0% | 0% | 1 | 10.94 | 0% | 0% | 1 | 52.64% | 0% | 0% | 2 | 0 | 2 | 7.716% | 0% | 7.716% | 1 | 37.16% | 0% | 0% | 1 | 9.523% | 0% | 0% | 1 | 22.12% | 0% | 0% | 1 | 48.17% | 0% | 0% | 1 | 5.441% | 0% | 0% | 1 | 4.755% | 0% | 0% | 1 |  | 0% | 0% | 1 | 10.0643 | 0% | 0% | 1 | 46.41% | 0% | 0% | 1 | 0 | 2 | 14.13% | 0% | 14.13% | 1 | 35.86% | 0% | 0% | 1 | 14.59% | 0% | 0% | 1 | 30.64% | 0% | 0% | 1 | 51.09% | 0% | 0% | 2 | 12.27% | 0% | 0% | 1 | 4.363% | 0% | 0% | 1
49 | Magunden | SPGE | 0 | 0 | 10 | 0% | 0% | 1 | 14.2135 | 0% | 0% | 2 | 59.28% | 0% | 0% | 2 | 0 | 2 | 0% | 0% | 0% | 1 | 11.47% | 0% | 0% | 1 | 5.922% | 0% | 0% | 1 | 8.788% | 0% | 0% | 1 | 11.7% | 0% | 0% | 1 | 0.9289% | 0% | 0% | 1 | 0.1295% | 0% | 0% | 1 |  | 0% | 0% | 1 | 11.2346 | 0% | 0% | 1 | 37.32% | 0% | 0% | 1 | 0 | 2 | 14.66% | 0% | 14.66% | 1 | 48.36% | 0% | 0% | 1 | 17.46% | 0% | 0% | 1 | 28.77% | 0% | 0% | 1 | 56.33% | 0% | 0% | 2 | 16.39% | 0% | 0% | 1 | 0.9701% | 0% | 0% | 1 |  | 0% | 0% | 1 | 11.2491 | 0% | 0% | 1 | 36.85% | 0% | 0% | 1 | 0 | 2 | 25.22% | 0% | 25.22% | 2 | 45.2% | 0% | 0% | 1 | 14.77% | 0% | 0% | 1 | 27.6% | 0% | 0% | 1 | 52.85% | 0% | 0% | 2 | 23.28% | 0% | 0% | 1 | 2.241% | 0% | 0% | 1 |  | 0% | 0% | 1 | 9 | 0% | 0% | 1 | 37.83% | 0% | 0% | 1 | 0 | 2 | 26.82% | 1.608% | 28.43% | 2 | 45.6% | 0% | 0% | 1 | 22.7% | 0% | 0% | 1 | 34.72% | 0% | 0% | 1 | 57.98% | 0% | 0% | 2 | 23.81% | 0% | 0% | 1 | 3.534% | 0% | 0% | 1
50 | Midway | SPGE | 1835 | 18350 | 15 | 353.4% | 38.86% | 5 | 10.7716 | 999% | 49.28% | 5 | 63.48% | 180.2% | 32.94% | 4 | 0 | 2 | 0% | 0% | 0% | 1 | 3.229% | 48.56% | 0% | 2 | 22.8% | 60.87% | 0% | 3 | 70.44% | 159% | 24.75% | 5 | 70.44% | 159% | 24.75% | 5 | 0% | 46.99% | 0% | 2 | 4.065% | 159% | 24.75% | 5 |  | 111.2% | 1.366% | 4 | 9.5425 | 53.01% | 0% | 2 | 51.22% | 65.96% | 0% | 3 | 0 | 2 | 0% | 0% | 0% | 1 | 15.35% | 14.25% | 0% | 1 | 17.12% | 14.55% | 0% | 1 | 63.41% | 32.96% | 0% | 2 | 66.87% | 36.4% | 0% | 2 | 0.5873% | 12.13% | 0% | 1 | 6.251% | 36.4% | 0% | 2 |  | 49.01% | 0% | 2 | 9.1423 | 29.75% | 0% | 2 | 49.74% | 65.96% | 0% | 3 | 0 | 2 | 0% | 0% | 0% | 1 | 18.89% | 7.219% | 0% | 1 | 22.4% | 7.546% | 0% | 1 | 57.01% | 13.62% | 0% | 2 | 60.43% | 14.8% | 0% | 2 | 0.3543% | 5.876% | 0% | 1 | 7.399% | 14.8% | 0% | 1 |  | 29.74% | 0% | 2 | 8.674 | 16.71% | 0% | 1 | 48.25% | 65.96% | 0% | 3 | 0 | 2 | 0% | 0% | 0% | 1 | 29.28% | 4.983% | 0% | 1 | 23.02% | 4.577% | 0% | 1 | 49.56% | 6.985% | 0% | 1 | 63.7% | 9.707% | 0% | 2 | 2.136% | 3.601% | 0% | 1 | 6.005% | 9.707% | 0% | 1
51 | Norco | SPGE | 0 | 0 | 10 | 0% | 0% | 1 | 6.5425 | 0% | 0% | 1 | 7.176% | 0% | 0% | 1 | 0 | 2 | 0% | 0% | 0% | 1 | 60.37% | 0% | 0% | 2 | 87.42% | 0% | 0% | 3 | 95.88% | 0% | 0% | 5 | 100% | 0% | 0% | 5 | 0% | 0% | 0% | 1 | 29.08% | 0% | 0% | 1 |  | 0% | 0% | 1 | 8.8025 | 0% | 0% | 1 | 32.9% | 0% | 0% | 1 | 0 | 2 | 0% | 0% | 0% | 1 | 29.95% | 0% | 0% | 1 | 55.22% | 0% | 0% | 2 | 85.75% | 0% | 0% | 3 | 86.76% | 0% | 0% | 3 | 0.861% | 0% | 0% | 1 | 11.82% | 0% | 0% | 1 |  | 0% | 0% | 1 | 9.1369 | 0% | 0% | 1 | 44.03% | 0% | 0% | 1 | 0 | 2 | 0% | 0% | 0% | 1 | 19.85% | 0% | 0% | 1 | 35.09% | 0% | 0% | 1 | 61.3% | 0% | 0% | 2 | 62.31% | 0% | 0% | 2 | 0.4778% | 0% | 0% | 1 | 7.01% | 0% | 0% | 1 |  | 0% | 0% | 1 | 9.2309 | 0% | 0% | 1 | 51.19% | 0% | 0% | 2 | 0 | 2 | 0% | 0% | 0% | 1 | 17.39% | 0% | 0% | 1 | 27.13% | 0% | 0% | 1 | 52.02% | 0% | 0% | 2 | 56.75% | 0% | 0% | 2 | 0.6832% | 0% | 0% | 1 | 5.173% | 0% | 0% | 1
52 | Rio Bravo | SPGE | 0 | 0 | 10 | 0% | 0% | 1 | 13.5043 | 0% | 0% | 2 | 74.07% | 0% | 0% | 2 | 0 | 2 | 0% | 0% | 0% | 1 | 3.014% | 0% | 0% | 1 | 0.4957% | 0% | 0% | 1 | 18.21% | 0% | 0% | 1 | 18.84% | 0% | 0% | 1 | 0% | 0% | 0% | 1 | 0.5313% | 0% | 0% | 1 |  | 0% | 0% | 1 | 12.5778 | 0% | 0% | 2 | 66.68% | 0% | 0% | 2 | 0 | 2 | 0% | 0% | 0% | 1 | 17.42% | 0% | 0% | 1 | 13.45% | 0% | 0% | 1 | 35.71% | 0% | 0% | 1 | 41.25% | 0% | 0% | 1 | 0% | 0% | 0% | 1 | 11.34% | 0% | 0% | 1 |  | 0% | 0% | 1 | 10.9756 | 0% | 0% | 1 | 58.66% | 0% | 0% | 2 | 0 | 2 | 0% | 0% | 0% | 1 | 26.34% | 0% | 0% | 1 | 17.97% | 0% | 0% | 1 | 41.17% | 0% | 0% | 1 | 54.33% | 0% | 0% | 2 | 0.4384% | 0% | 0% | 1 | 6.972% | 0% | 0% | 1 |  | 0% | 0% | 1 | 9.6389 | 0% | 0% | 1 | 52.15% | 0% | 0% | 2 | 0 | 2 | 1.747% | 0% | 1.747% | 1 | 27.95% | 0% | 0% | 1 | 18.62% | 0% | 0% | 1 | 39.35% | 0% | 0% | 1 | 55.01% | 0% | 0% | 2 | 2.335% | 0% | 0% | 1 | 4.976% | 0% | 0% | 1
53 | Rosedale | SPGE | 0 | 0 | 0 | 0% | 0% | 1 | 67.6 | 0% | 0% | 4 | 54.59% | 0% | 0% | 2 | 0 | 2 | 0% | 0% | 0% | 1 | 97.91% | 0% | 0% | 5 | 12.86% | 0% | 0% | 1 | 14.78% | 0% | 0% | 1 | 97.91% | 0% | 0% | 5 | 0% | 0% | 0% | 1 | 2.582% | 0% | 0% | 1 |  | 0% | 0% | 1 | 17.1844 | 0% | 0% | 2 | 46.6% | 0% | 0% | 1 | 0 | 2 | 0% | 0% | 0% | 1 | 35.24% | 0% | 0% | 1 | 14.88% | 0% | 0% | 1 | 34.01% | 0% | 0% | 1 | 50.38% | 0% | 0% | 2 | 0.809% | 0% | 0% | 1 | 8.432% | 0% | 0% | 1 |  | 0% | 0% | 1 | 11.9615 | 0% | 0% | 1 | 44.83% | 0% | 0% | 1 | 0 | 2 | 5.562% | 0% | 5.562% | 1 | 32.51% | 0% | 0% | 1 | 17.04% | 0% | 0% | 1 | 30.14% | 0% | 0% | 1 | 48.47% | 0% | 0% | 1 | 4.227% | 0% | 0% | 1 | 6.25% | 0% | 0% | 1 |  | 0% | 0% | 1 | 9.2071 | 0% | 0% | 1 | 45.91% | 0% | 0% | 1 | 0 | 2 | 11.92% | 0% | 11.92% | 1 | 31.83% | 0% | 0% | 1 | 22.32% | 0% | 0% | 1 | 37.59% | 0% | 0% | 1 | 53.07% | 0% | 0% | 2 | 10.05% | 0% | 0% | 1 | 4.381% | 0% | 0% | 1
54 | Semitropic | SPGE | 0 | 0 | 10 | 0% | 0% | 1 | 8.7542 | 0% | 0% | 1 | 61.95% | 0% | 0% | 2 | 0 | 2 | 0% | 0% | 0% | 1 | 9.32% | 0% | 0% | 1 | 0% | 0% | 0% | 1 | 14.86% | 0% | 0% | 1 | 24.18% | 0% | 0% | 1 | 0% | 0% | 0% | 1 | 0.5064% | 0% | 0% | 1 |  | 0% | 0% | 1 | 8.5456 | 0% | 0% | 1 | 59.89% | 0% | 0% | 2 | 0 | 2 | 0% | 0% | 0% | 1 | 23.16% | 0% | 0% | 1 | 3.066% | 0% | 0% | 1 | 32.34% | 0% | 0% | 1 | 50.97% | 0% | 0% | 2 | 0.05426% | 0% | 0% | 1 | 5.802% | 0% | 0% | 1 |  | 0% | 0% | 1 | 9.104 | 0% | 0% | 1 | 60.85% | 0% | 0% | 2 | 0 | 2 | 0% | 0% | 0% | 1 | 25.59% | 0% | 0% | 1 | 8.306% | 0% | 0% | 1 | 34.67% | 0% | 0% | 1 | 50.67% | 0% | 0% | 2 | 0.1072% | 0% | 0% | 1 | 5.216% | 0% | 0% | 1 |  | 0% | 0% | 1 | 9.3964 | 0% | 0% | 1 | 59.58% | 0% | 0% | 2 | 0 | 2 | 0% | 0% | 0% | 1 | 28.02% | 0% | 0% | 1 | 9.006% | 0% | 0% | 1 | 32.37% | 0% | 0% | 1 | 51.28% | 0% | 0% | 2 | 0.1368% | 0% | 0% | 1 | 4.662% | 0% | 0% | 1
55 | Shafter | SPGE | 100 | 1000 | 10 | 15.9% | 0% | 1 | 10.423 | 29.09% | 0% | 2 | 82.89% | 4.816% | 0% | 3 | 0 | 2 | 0% | 0% | 0% | 1 | 0% | 2.425% | 0% | 1 | 0% | 2.425% | 0% | 1 | 5.751% | 2.573% | 0% | 1 | 5.751% | 2.573% | 0% | 1 | 0% | 2.425% | 0% | 1 | 0.1508% | 2.573% | 0% | 1 |  | 4.833% | 0% | 1 | 9.4156 | 4.95% | 0% | 1 | 75.01% | 3.447% | 0% | 3 | 0 | 2 | 0% | 0% | 0% | 1 | 16.62% | 0.7032% | 0% | 1 | 1.682% | 0.5964% | 0% | 1 | 23.69% | 0.7684% | 0% | 1 | 37.24% | 0.9343% | 0% | 1 | 0% | 0.5863% | 0% | 1 | 2.628% | 0.9343% | 0% | 1 |  | 2.192% | 0% | 1 | 10.3827 | 3.081% | 0% | 1 | 66.84% | 3.447% | 0% | 2 | 0 | 2 | 0% | 0% | 0% | 1 | 23.83% | 0.3536% | 0% | 1 | 8.892% | 0.2956% | 0% | 1 | 33.07% | 0.4024% | 0% | 1 | 49.03% | 0.5284% | 0% | 1 | 0.007226% | 0.2693% | 0% | 1 | 6.788% | 0.5284% | 0% | 1 |  | 1.228% | 0% | 1 | 10.1981 | 1.256% | 0% | 1 | 53.5% | 3.447% | 0% | 2 | 0 | 2 | 0.7143% | 0% | 0.7143% | 1 | 28.24% | 0.2408% | 0% | 1 | 14.62% | 0.2024% | 0% | 1 | 38.76% | 0.2822% | 0% | 1 | 54.23% | 0.3775% | 0% | 2 | 1.817% | 0.176% | 0% | 1 | 6.011% | 0.3775% | 0% | 1
56 | Smyrna | SPGE | 0 | 0 | 10 | 0% | 0% | 1 | 9.8345 | 0% | 0% | 1 | 15.85% | 0% | 0% | 1 | 0 | 2 | 0% | 0% | 0% | 1 | 26.38% | 0% | 0% | 1 | 0% | 0% | 0% | 1 | 39.27% | 0% | 0% | 1 | 65.65% | 0% | 0% | 2 | 0% | 0% | 0% | 1 | 4% | 0% | 0% | 1 |  | 0% | 0% | 1 | 9.6243 | 0% | 0% | 1 | 47.03% | 0% | 0% | 1 | 0 | 2 | 0% | 0% | 0% | 1 | 24.79% | 0% | 0% | 1 | 2.584% | 0% | 0% | 1 | 23.51% | 0% | 0% | 1 | 46.56% | 0% | 0% | 1 | 0.2868% | 0% | 0% | 1 | 4.458% | 0% | 0% | 1 |  | 0% | 0% | 1 | 9.4219 | 0% | 0% | 1 | 48.19% | 0% | 0% | 1 | 0 | 2 | 0% | 0% | 0% | 1 | 33.22% | 0% | 0% | 1 | 8.659% | 0% | 0% | 1 | 30.47% | 0% | 0% | 1 | 51.36% | 0% | 0% | 2 | 0.1167% | 0% | 0% | 1 | 7.238% | 0% | 0% | 1 |  | 0% | 0% | 1 | 8.8295 | 0% | 0% | 1 | 50% | 0% | 0% | 1 | 0 | 2 | 0% | 0% | 0% | 1 | 32.25% | 0% | 0% | 1 | 6.266% | 0% | 0% | 1 | 25.93% | 0% | 0% | 1 | 49.02% | 0% | 0% | 1 | 0.06417% | 0% | 0% | 1 | 5.686% | 0% | 0% | 1
57 | Stockdale | SPGE | 0 | 0 | 10 | 0% | 0% | 1 | 22.1905 | 0% | 0% | 3 | 75.39% | 0% | 0% | 3 | 0 | 2 | 0% | 0% | 0% | 1 | 6.199% | 0% | 0% | 1 | 0.3389% | 0% | 0% | 1 | 17.18% | 0% | 0% | 1 | 17.18% | 0% | 0% | 1 | 0% | 0% | 0% | 1 | 0% | 0% | 0% | 1 |  | 0% | 0% | 1 | 18.9322 | 0% | 0% | 2 | 52.24% | 0% | 0% | 2 | 0 | 2 | 0% | 0% | 0% | 1 | 22.81% | 0% | 0% | 1 | 18.7% | 0% | 0% | 1 | 43.41% | 0% | 0% | 1 | 46.57% | 0% | 0% | 1 | 0.5385% | 0% | 0% | 1 | 8.495% | 0% | 0% | 1 |  | 0% | 0% | 1 | 11.3651 | 0% | 0% | 1 | 49.79% | 0% | 0% | 1 | 0 | 2 | 0.1916% | 0% | 0.1916% | 1 | 21.54% | 0% | 0% | 1 | 24.86% | 0% | 0% | 1 | 39.26% | 0% | 0% | 1 | 47.56% | 0% | 0% | 1 | 1.574% | 0% | 0% | 1 | 6.387% | 0% | 0% | 1 |  | 0% | 0% | 1 | 9.1481 | 0% | 0% | 1 | 49.52% | 0% | 0% | 1 | 0 | 2 | 8.442% | 0% | 8.442% | 1 | 27.95% | 0% | 0% | 1 | 23.28% | 0% | 0% | 1 | 37.29% | 0% | 0% | 1 | 51.11% | 0% | 0% | 2 | 7.363% | 0% | 0% | 1 | 4.232% | 0% | 0% | 1
58 | Taft | SPGE | 3 | 30 | 10 | 999.9% | 999.9% | 5 | 0 | 999% | 999% | 5 | 0% | 0% | 0% | 1 | 0 | 2 | 0% | 0% | 0% | 1 | 0% | 999% | 999.9% | 5 | 0% | 999% | 999.9% | 5 | 0% | 999% | 999.9% | 5 | 0% | 999% | 999.9% | 5 | 0% | 999% | 999.9% | 5 | 0% | 999% | 999.9% | 5 |  | 2.283% | 0% | 1 | 5.2553 | 0.2062% | 0% | 1 | 7.302% | 0.5167% | 0% | 1 | 0 | 2 | 0% | 0% | 0% | 1 | 49.16% | 0.1857% | 0% | 1 | 53.83% | 0.2045% | 0% | 2 | 86.48% | 0.6984% | 0% | 3 | 94.36% | 1.673% | 0% | 4 | 0.9006% | 0.09528% | 0% | 1 | 0.3213% | 1.673% | 0% | 1 |  | 0.2121% | 0% | 1 | 5.2215 | 0.04754% | 0% | 1 | 21.68% | 0.5167% | 0% | 1 | 0 | 2 | 0% | 0% | 0% | 1 | 29.45% | 0.02873% | 0% | 1 | 41.92% | 0.0349% | 0% | 1 | 65.15% | 0.05817% | 0% | 2 | 74.74% | 0.08026% | 0% | 3 | 9.292% | 0.02235% | 0% | 1 | 1.632% | 0.08026% | 0% | 1 |  | 0.06051% | 0% | 1 | 6.1223 | 0.02885% | 0% | 1 | 30.39% | 0.5167% | 0% | 1 | 0 | 2 | 2.23% | 0% | 2.23% | 1 | 19.94% | 0.01138% | 0% | 1 | 36.55% | 0.01437% | 0% | 1 | 61.43% | 0.02363% | 0% | 2 | 67.04% | 0.02765% | 0% | 2 | 11.61% | 0.01031% | 0% | 1 | 4.818% | 0.02765% | 0% | 1
59 | Temblor | SPGE | 0 | 0 | 10 | 0% | 0% | 1 | 7.1417 | 0% | 0% | 1 | 7.92% | 0% | 0% | 1 | 0 | 2 | 0% | 0% | 0% | 1 | 3.416% | 0% | 0% | 1 | 15.36% | 0% | 0% | 1 | 43.67% | 0% | 0% | 1 | 43.67% | 0% | 0% | 1 | 2.381% | 0% | 0% | 1 | 0.1482% | 0% | 0% | 1 |  | 0% | 0% | 1 | 6.5944 | 0% | 0% | 1 | 26.61% | 0% | 0% | 1 | 0 | 2 | 0% | 0% | 0% | 1 | 32.02% | 0% | 0% | 1 | 14.42% | 0% | 0% | 1 | 33.23% | 0% | 0% | 1 | 59.26% | 0% | 0% | 2 | 12.15% | 0% | 0% | 1 | 0.2517% | 0% | 0% | 1 |  | 0% | 0% | 1 | 8.3807 | 0% | 0% | 1 | 29.02% | 0% | 0% | 1 | 0 | 2 | 0% | 0% | 0% | 1 | 43.1% | 0% | 0% | 1 | 15.83% | 0% | 0% | 1 | 42.99% | 0% | 0% | 1 | 70.84% | 0% | 0% | 3 | 14.06% | 0% | 0% | 1 | 2.761% | 0% | 0% | 1 |  | 0% | 0% | 1 | 8.8311 | 0% | 0% | 1 | 27.46% | 0% | 0% | 1 | 0 | 2 | 0% | 0% | 0% | 1 | 39.42% | 0% | 0% | 1 | 17.05% | 0% | 0% | 1 | 45.34% | 0% | 0% | 1 | 71.34% | 0% | 0% | 3 | 14.53% | 0% | 0% | 1 | 4.391% | 0% | 0% | 1
60 | Tupman | SPGE | 0 | 0 | 10 | 0% | 0% | 1 | 11.72 | 0% | 0% | 1 | 38.14% | 0% | 0% | 1 | 0 | 2 | 0% | 0% | 0% | 1 | 41.35% | 0% | 0% | 1 | 46.11% | 0% | 0% | 1 | 82.99% | 0% | 0% | 3 | 86.37% | 0% | 0% | 3 | 0% | 0% | 0% | 1 | 33.24% | 0% | 0% | 1 |  | 0% | 0% | 1 | 11.7825 | 0% | 0% | 1 | 44.67% | 0% | 0% | 1 | 0 | 2 | 0% | 0% | 0% | 1 | 27.55% | 0% | 0% | 1 | 37.5% | 0% | 0% | 1 | 65.52% | 0% | 0% | 2 | 67.39% | 0% | 0% | 2 | 0.6365% | 0% | 0% | 1 | 13.08% | 0% | 0% | 1 |  | 0% | 0% | 1 | 10.5 | 0% | 0% | 1 | 50.47% | 0% | 0% | 2 | 0 | 2 | 0% | 0% | 0% | 1 | 18.47% | 0% | 0% | 1 | 31.3% | 0% | 0% | 1 | 55.78% | 0% | 0% | 2 | 58.2% | 0% | 0% | 2 | 0.4492% | 0% | 0% | 1 | 6.871% | 0% | 0% | 1 |  | 0% | 0% | 1 | 9.5976 | 0% | 0% | 1 | 52.25% | 0% | 0% | 2 | 0 | 2 | 0% | 0% | 0% | 1 | 22.45% | 0% | 0% | 1 | 21.73% | 0% | 0% | 1 | 45.4% | 0% | 0% | 1 | 55.18% | 0% | 0% | 2 | 0.6629% | 0% | 0% | 1 | 5.092% | 0% | 0% | 1
61 | Westpark | SPGE | 0 | 0 | 10 | 0% | 0% | 1 | 19.8306 | 0% | 0% | 2 | 5.35% | 0% | 0% | 1 | 0 | 2 | 0% | 0% | 0% | 1 | 73.51% | 0% | 0% | 3 | 0% | 0% | 0% | 1 | 51.88% | 0% | 0% | 2 | 73.51% | 0% | 0% | 3 | 0% | 0% | 0% | 1 | 0.869% | 0% | 0% | 1 |  | 0% | 0% | 1 | 19 | 0% | 0% | 2 | 42.48% | 0% | 0% | 1 | 0 | 2 | 0% | 0% | 0% | 1 | 38.57% | 0% | 0% | 1 | 12.49% | 0% | 0% | 1 | 28.02% | 0% | 0% | 1 | 49.3% | 0% | 0% | 1 | 2.621% | 0% | 0% | 1 | 4.784% | 0% | 0% | 1 |  | 0% | 0% | 1 | 11.72 | 0% | 0% | 1 | 42.83% | 0% | 0% | 1 | 0 | 2 | 9.975% | 0% | 9.975% | 1 | 34.91% | 0% | 0% | 1 | 16.46% | 0% | 0% | 1 | 29.67% | 0% | 0% | 1 | 48.8% | 0% | 0% | 1 | 8.159% | 0% | 0% | 1 | 5.497% | 0% | 0% | 1 |  | 0% | 0% | 1 | 9.1148 | 0% | 0% | 1 | 44.74% | 0% | 0% | 1 | 0 | 2 | 15.22% | 0% | 15.22% | 1 | 35.2% | 0% | 0% | 1 | 23.17% | 0% | 0% | 1 | 36.89% | 0% | 0% | 1 | 54.42% | 0% | 0% | 2 | 13.12% | 0% | 0% | 1 | 4.364% | 0% | 0% | 1
62 | Wheeler Ridge | SPGE | 570 | 5700 | 10 | 255.2% | 8.194% | 4 | 7.9674 | 179.3% | 6.249% | 3 | 85.34% | 179.7% | 6.649% | 4 | 0 | 2 | 0% | 0% | 0% | 1 | 4.717% | 13.43% | 0% | 1 | 13.32% | 14.76% | 0% | 1 | 18.52% | 15.71% | 0% | 1 | 20.44% | 16.09% | 0% | 1 | 0% | 12.8% | 0% | 1 | 1.959% | 16.09% | 0% | 1 |  | 33.37% | 0% | 2 | 7.4754 | 28.61% | 0% | 2 | 67.86% | 24.41% | 0% | 2 | 0 | 2 | 2.245% | 0% | 2.245% | 1 | 14.46% | 3.975% | 0% | 1 | 22.49% | 4.387% | 0% | 1 | 34.78% | 5.213% | 0% | 1 | 38.44% | 5.523% | 0% | 1 | 3.036% | 3.507% | 0% | 1 | 1.944% | 5.523% | 0% | 1 |  | 16.22% | 0% | 1 | 7.5679 | 13.63% | 0% | 1 | 61.29% | 24.41% | 0% | 2 | 0 | 2 | 6.033% | 0% | 6.033% | 1 | 20.24% | 2.474% | 0% | 1 | 21.69% | 2.519% | 0% | 1 | 34.4% | 3.007% | 0% | 1 | 43.26% | 3.477% | 0% | 1 | 6.119% | 2.101% | 0% | 1 | 1.446% | 3.477% | 0% | 1 |  | 11.3% | 0% | 1 | 9.1367 | 8.259% | 0% | 1 | 53.81% | 24.41% | 0% | 2 | 0 | 2 | 8.852% | 3.055% | 11.91% | 2 | 25.62% | 1.778% | 0% | 1 | 24.24% | 1.746% | 0% | 1 | 36.54% | 2.084% | 0% | 1 | 49.43% | 2.615% | 0% | 1 | 9.881% | 1.468% | 0% | 1 | 1.666% | 2.615% | 0% | 1
63 | Kern Oil | SPGE | 0 | 0 | 10 | 0% | 0% | 1 | 12.8924 | 0% | 0% | 2 | 6.587% | 0% | 0% | 1 | 0 | 2 | 0% | 0% | 0% | 1 | 79.38% | 0% | 0% | 3 | 6.68% | 0% | 0% | 1 | 9.158% | 0% | 0% | 1 | 79.38% | 0% | 0% | 3 | 3.359% | 0% | 0% | 1 | 0.6601% | 0% | 0% | 1 |  | 0% | 0% | 1 | 12.75 | 0% | 0% | 2 | 22.53% | 0% | 0% | 1 | 0 | 2 | 16.29% | 0% | 16.29% | 1 | 54.39% | 0% | 0% | 2 | 7.691% | 0% | 0% | 1 | 11.72% | 0% | 0% | 1 | 54.43% | 0% | 0% | 2 | 11.21% | 0% | 0% | 1 | 2.298% | 0% | 0% | 1 |  | 0% | 0% | 1 | 11.4708 | 0% | 0% | 1 | 36.51% | 0% | 0% | 1 | 0 | 2 | 22.77% | 0% | 22.77% | 2 | 48.52% | 0% | 0% | 1 | 14.94% | 0% | 0% | 1 | 28.8% | 0% | 0% | 1 | 55.51% | 0% | 0% | 2 | 18.28% | 0% | 0% | 1 | 3.769% | 0% | 0% | 1 |  | 0% | 0% | 1 | 9.1042 | 0% | 0% | 1 | 40.37% | 0% | 0% | 1 | 0 | 2 | 23.86% | 0% | 23.86% | 2 | 43.78% | 0% | 0% | 1 | 18.91% | 0% | 0% | 1 | 32.29% | 0% | 0% | 1 | 55.02% | 0% | 0% | 2 | 21.59% | 0% | 0% | 1 | 4.045% | 0% | 0% | 1
64 | Inyokern | GREATER KRAMER | 31.8 | 318 | 10 | 7.491% | 0% | 1 | 38.9812 | 180% | 3.586% | 5 | 0% | 0% | 0% | 1 | 0 | 2 | 0% | 0% | 0% | 1 | 60.26% | 5.607% | 0% | 2 | 28.28% | 3.107% | 0% | 1 | 9.997% | 2.476% | 0% | 1 | 68.78% | 7.136% | 0% | 2 | 19.68% | 2.774% | 0% | 1 | 0.01846% | 7.136% | 0% | 1 |  | 3.285% | 0% | 1 | 36.2062 | 98.1% | 0% | 5 | 0% | 0% | 0% | 1 | 0 | 2 | 0% | 0% | 0% | 1 | 48.14% | 2.571% | 0% | 1 | 19.92% | 1.665% | 0% | 1 | 6.504% | 1.426% | 0% | 1 | 54.45% | 2.927% | 0% | 2 | 20.64% | 1.68% | 0% | 1 | 0.01202% | 2.927% | 0% | 1 |  | 3.271% | 0% | 1 | 30.0067 | 67.66% | 0% | 4 | 0% | 0% | 0% | 1 | 0 | 2 | 1.781% | 0% | 1.781% | 1 | 49.89% | 2.449% | 0% | 1 | 20.09% | 1.536% | 0% | 1 | 7.724% | 1.33% | 0% | 1 | 57.44% | 2.883% | 0% | 2 | 21.17% | 1.557% | 0% | 1 | 0.1312% | 2.883% | 0% | 1 |  | 3.142% | 0% | 1 | 27.3333 | 24.91% | 0% | 3 | 0.02255% | 0% | 0% | 1 | 0 | 2 | 10.05% | 0% | 10.05% | 1 | 47.78% | 2.041% | 0% | 1 | 24% | 1.402% | 0% | 1 | 13.36% | 1.23% | 0% | 1 | 60.48% | 2.697% | 0% | 2 | 23.21% | 1.388% | 0% | 1 | 0.1884% | 2.697% | 0% | 1
65 | Pastoria | GREATER TEHACHAPI | 105 | 1050 | 10 | 416.1% | 3.297% | 4 | 4.7677 | 10.21% | 0% | 1 | 21.52% | 53.38% | 0% | 3 | 0 | 2 | 7.083% | 0% | 7.083% | 1 | 88.25% | 36.54% | 0% | 3 | 44.05% | 7.676% | 0% | 1 | 41.66% | 7.362% | 0% | 1 | 89.09% | 39.35% | 0% | 3 | 28.63% | 6.017% | 0% | 1 | 2.157% | 39.35% | 0% | 2 |  | 66.67% | 0% | 3 | 6.371 | 4.575% | 0% | 1 | 34.07% | 22.52% | 0% | 2 | 0 | 2 | 23.45% | 0% | 23.45% | 2 | 62.02% | 3.499% | 0% | 2 | 44.43% | 2.391% | 0% | 1 | 46.06% | 2.463% | 0% | 1 | 69.09% | 4.298% | 0% | 2 | 25.47% | 1.783% | 0% | 1 | 1.592% | 4.298% | 0% | 1 |  | 30.13% | 0% | 2 | 6.7454 | 2.154% | 0% | 1 | 35.61% | 22.52% | 0% | 2 | 0 | 2 | 38.79% | 1.076% | 39.87% | 2 | 51.35% | 1.182% | 0% | 2 | 42.56% | 1.001% | 0% | 1 | 48.12% | 1.108% | 0% | 1 | 69.31% | 1.874% | 0% | 2 | 25.9% | 0.7761% | 0% | 1 | 1.612% | 1.874% | 0% | 1 |  | 3.633% | 0% | 1 | 10.3827 | 1.126% | 0% | 1 | 31.88% | 22.52% | 0% | 2 | 0 | 2 | 40.64% | 6.262% | 46.91% | 2 | 44.06% | 0.5312% | 0% | 1 | 33.74% | 0.4484% | 0% | 1 | 37.78% | 0.4776% | 0% | 1 | 66.46% | 0.886% | 0% | 2 | 25.37% | 0.3981% | 0% | 1 | 2.127% | 0.886% | 0% | 1
66 | Ransburg | GREATER KRAMER | 0 | 0 | 10 | 0% | 0% | 1 | 5.5423 | 0% | 0% | 1 | 0% | 0% | 0% | 1 | 0 | 2 | 0% | 0% | 0% | 1 | 0% | 0% | 0% | 1 | 17.48% | 0% | 0% | 1 | 0% | 0% | 0% | 1 | 17.48% | 0% | 0% | 1 | 0% | 0% | 0% | 1 | 0% | 0% | 0% | 1 |  | 0% | 0% | 1 | 16.6173 | 0% | 0% | 2 | 0% | 0% | 0% | 1 | 0 | 2 | 0% | 0% | 0% | 1 | 43.08% | 0% | 0% | 1 | 0.02567% | 0% | 0% | 1 | 0% | 0% | 0% | 1 | 43.11% | 0% | 0% | 1 | 57.14% | 0% | 0% | 2 | 0% | 0% | 0% | 1 |  | 0% | 0% | 1 | 75 | 0% | 0% | 4 | 0% | 0% | 0% | 1 | 0 | 2 | 0% | 0% | 0% | 1 | 47.98% | 0% | 0% | 1 | 20.31% | 0% | 0% | 1 | 3.703% | 0% | 0% | 1 | 66.4% | 0% | 0% | 2 | 62.06% | 0% | 0% | 2 | 0.03999% | 0% | 0% | 1 |  | 0% | 0% | 1 | 62 | 0% | 0% | 4 | 0.003484% | 0% | 0% | 1 | 0 | 2 | 0% | 0% | 0% | 1 | 37.96% | 0% | 0% | 1 | 23.74% | 0% | 0% | 1 | 4.916% | 0% | 0% | 1 | 58.49% | 0% | 0% | 2 | 53.69% | 0% | 0% | 2 | 0.5733% | 0% | 0% | 1
67 | Sycamore | SPGE | 0 | 0 | 0 | 0% | 0% | 1 | 12.1948 | 0% | 0% | 2 | 0.1341% | 0% | 0% | 1 | 0 | 2 | 0% | 0% | 0% | 1 | 84.31% | 0% | 0% | 3 | 15% | 0% | 0% | 1 | 17.73% | 0% | 0% | 1 | 84.31% | 0% | 0% | 3 | 12.39% | 0% | 0% | 1 | 0.6805% | 0% | 0% | 1 |  | 0% | 0% | 1 | 11.8029 | 0% | 0% | 1 | 14.17% | 0% | 0% | 1 | 0 | 2 | 27.99% | 0% | 27.99% | 2 | 60.34% | 0% | 0% | 2 | 11.84% | 0% | 0% | 1 | 18.96% | 0% | 0% | 1 | 60.37% | 0% | 0% | 2 | 19.92% | 0% | 0% | 1 | 2.242% | 0% | 0% | 1 |  | 0% | 0% | 1 | 10.75 | 0% | 0% | 1 | 32.09% | 0% | 0% | 1 | 0 | 2 | 29.69% | 0% | 29.69% | 2 | 54.35% | 0% | 0% | 2 | 15.76% | 0% | 0% | 1 | 28.41% | 0% | 0% | 1 | 58.99% | 0% | 0% | 2 | 24.42% | 0% | 0% | 1 | 2.4% | 0% | 0% | 1 |  | 0% | 0% | 1 | 9.0991 | 0% | 0% | 1 | 37.95% | 0% | 0% | 1 | 0 | 2 | 28.22% | 0% | 28.22% | 2 | 46.99% | 0% | 0% | 1 | 17.98% | 0% | 0% | 1 | 30.72% | 0% | 0% | 1 | 56.07% | 0% | 0% | 2 | 25.86% | 0% | 0% | 1 | 3.583% | 0% | 0% | 1
68 | Avenal | SPGE | 0 | 0 | 0 | 0% | 0% | 1 | 4.8346 | 0% | 0% | 1 | 8.862% | 0% | 0% | 1 | 0 | 2 | 0% | 0% | 0% | 1 | 39.45% | 0% | 0% | 1 | 0% | 0% | 0% | 1 | 30.87% | 0% | 0% | 1 | 67.3% | 0% | 0% | 2 | 27.85% | 0% | 0% | 1 | 0.4816% | 0% | 0% | 1 |  | 0% | 0% | 1 | 7.1904 | 0% | 0% | 1 | 17.53% | 0% | 0% | 1 | 0 | 2 | 0.01566% | 0% | 0.01566% | 1 | 50.52% | 0% | 0% | 2 | 0.7392% | 0% | 0% | 1 | 17.72% | 0% | 0% | 1 | 64.81% | 0% | 0% | 2 | 28.34% | 0% | 0% | 1 | 0.308% | 0% | 0% | 1 |  | 0% | 0% | 1 | 6.5556 | 0% | 0% | 1 | 24.02% | 0% | 0% | 1 | 0 | 2 | 1.651% | 0% | 1.651% | 1 | 41.99% | 0% | 0% | 1 | 1.707% | 0% | 0% | 1 | 17.55% | 0% | 0% | 1 | 53.77% | 0% | 0% | 2 | 26.67% | 0% | 0% | 1 | 0.7524% | 0% | 0% | 1 |  | 0% | 0% | 1 | 6.3949 | 0% | 0% | 1 | 23.2% | 0% | 0% | 1 | 0 | 2 | 5.683% | 0% | 5.683% | 1 | 45.58% | 0% | 0% | 1 | 5.775% | 0% | 0% | 1 | 20.14% | 0% | 0% | 1 | 56.83% | 0% | 0% | 2 | 25.44% | 0% | 0% | 1 | 0.9064% | 0% | 0% | 1
69 | Corcoran | SPGE | 0 | 0 | 10 | 0% | 0% | 1 | 7.2258 | 0% | 0% | 1 | 35.9% | 0% | 0% | 1 | 0 | 2 | 0% | 0% | 0% | 1 | 15.51% | 0% | 0% | 1 | 7.421% | 0% | 0% | 1 | 23.67% | 0% | 0% | 1 | 36.73% | 0% | 0% | 1 | 0% | 0% | 0% | 1 | 11.52% | 0% | 0% | 1 |  | 0% | 0% | 1 | 6.8856 | 0% | 0% | 1 | 36.44% | 0% | 0% | 1 | 0 | 2 | 0% | 0% | 0% | 1 | 8.942% | 0% | 0% | 1 | 2.352% | 0% | 0% | 1 | 11.24% | 0% | 0% | 1 | 18.96% | 0% | 0% | 1 | 0% | 0% | 0% | 1 | 5.238% | 0% | 0% | 1 |  | 0% | 0% | 1 | 7.2844 | 0% | 0% | 1 | 36.45% | 0% | 0% | 1 | 0 | 2 | 0% | 0% | 0% | 1 | 14.43% | 0% | 0% | 1 | 2.091% | 0% | 0% | 1 | 6.571% | 0% | 0% | 1 | 20.15% | 0% | 0% | 1 | 0% | 0% | 0% | 1 | 3.242% | 0% | 0% | 1 |  | 0% | 0% | 1 | 8.8065 | 0% | 0% | 1 | 35.74% | 0% | 0% | 1 | 0 | 2 | 0% | 0% | 0% | 1 | 19.76% | 0% | 0% | 1 | 4.123% | 0% | 0% | 1 | 10.17% | 0% | 0% | 1 | 27.71% | 0% | 0% | 1 | 0.006414% | 0% | 0% | 1 | 3.615% | 0% | 0% | 1
70 | Henrietta | SPGE | 300 | 3000 | 10 | 33.17% | 0% | 2 | 6.7518 | 62.9% | 0% | 2 | 34.13% | 20.29% | 0% | 2 | 0 | 2 | 0% | 0% | 0% | 1 | 28.64% | 17.03% | 0% | 1 | 0% | 12.15% | 0% | 1 | 0% | 12.15% | 0% | 1 | 28.64% | 17.03% | 0% | 1 | 0% | 12.15% | 0% | 1 | 3.211% | 17.03% | 0% | 1 |  | 4.996% | 0% | 1 | 8.6652 | 8.831% | 0% | 1 | 39.99% | 4.169% | 0% | 1 | 0 | 2 | 0% | 0% | 0% | 1 | 15.75% | 2.564% | 0% | 1 | 1.698% | 2.197% | 0% | 1 | 2.737% | 2.221% | 0% | 1 | 16.71% | 2.593% | 0% | 1 | 0% | 2.16% | 0% | 1 | 2.541% | 2.593% | 0% | 1 |  | 1.972% | 0% | 1 | 8.6653 | 3.437% | 0% | 1 | 47.23% | 4.169% | 0% | 1 | 0 | 2 | 0% | 0% | 0% | 1 | 10.59% | 0.916% | 0% | 1 | 1.947% | 0.8353% | 0% | 1 | 4.501% | 0.8576% | 0% | 1 | 13.97% | 0.952% | 0% | 1 | 0% | 0.819% | 0% | 1 | 1.678% | 0.952% | 0% | 1 |  | 1.03% | 0% | 1 | 8.6874 | 1.835% | 0% | 1 | 42.36% | 4.169% | 0% | 1 | 0 | 2 | 0% | 0% | 0% | 1 | 11.58% | 0.5082% | 0% | 1 | 1.409% | 0.4557% | 0% | 1 | 6.463% | 0.4804% | 0% | 1 | 16.95% | 0.541% | 0% | 1 | 0.1174% | 0.4498% | 0% | 1 | 1.796% | 0.541% | 0% | 1
71 | Eagle Rock | NORTHERN CALIFORNIA | 0 | 0 | 10 | 0% | 0% | 1 | 8.7925 | 0% | 0% | 1 | 0% | 0% | 0% | 1 | 0 | 2 | 2.334% | 97.67% | 100% | 5 | 77.68% | 0% | 0% | 3 | 77.05% | 0% | 0% | 3 | 83% | 0% | 0% | 3 | 100% | 0% | 0% | 5 | 33.88% | 0% | 0% | 1 | 1.521% | 0% | 0% | 1 |  | 0% | 0% | 1 | 9.9953 | 0% | 0% | 1 | 4.107% | 0% | 0% | 1 | 0 | 2 | 19.92% | 69.99% | 89.91% | 5 | 60.35% | 0% | 0% | 2 | 54.76% | 0% | 0% | 2 | 73.79% | 0% | 0% | 3 | 93.53% | 0% | 0% | 4 | 34.64% | 0% | 0% | 1 | 1.761% | 0% | 0% | 1 |  | 0% | 0% | 1 | 11.5392 | 0% | 0% | 1 | 6.953% | 0% | 0% | 1 | 0 | 2 | 37.68% | 45.23% | 82.91% | 5 | 56.09% | 0% | 0% | 2 | 47.24% | 0% | 0% | 1 | 72.9% | 0% | 0% | 3 | 90.72% | 0% | 0% | 4 | 34.38% | 0% | 0% | 1 | 1.918% | 0% | 0% | 1 |  | 0% | 0% | 1 | 10.569 | 0% | 0% | 1 | 6.464% | 0% | 0% | 1 | 0 | 2 | 49.31% | 35.46% | 84.77% | 5 | 57.72% | 0% | 0% | 2 | 39.31% | 0% | 0% | 1 | 66.31% | 0% | 0% | 2 | 86.65% | 0% | 0% | 3 | 41.04% | 0% | 0% | 1 | 1.894% | 0% | 0% | 1
72 | Leavitt | NORTHERN CALIFORNIA | 0 | 0 | 10 | 0% | 0% | 1 | 11.7096 | 0% | 0% | 1 | 0% | 0% | 0% | 1 | 0 | 2 | 31.16% | 0% | 31.16% | 2 | 25.51% | 0% | 0% | 1 | 63.79% | 0% | 0% | 2 | 57.96% | 0% | 0% | 2 | 78.13% | 0% | 0% | 3 | 23.96% | 0% | 0% | 1 | 16.31% | 0% | 0% | 1 |  | 0% | 0% | 1 | 12.1825 | 0% | 0% | 2 | 0% | 0% | 0% | 1 | 0 | 2 | 56.45% | 0% | 56.45% | 3 | 32.62% | 0% | 0% | 1 | 42.55% | 0% | 0% | 1 | 41.01% | 0% | 0% | 1 | 72.65% | 0% | 0% | 3 | 38.32% | 0% | 0% | 1 | 14.83% | 0% | 0% | 1 |  | 0% | 0% | 1 | 7.7573 | 0% | 0% | 1 | 0% | 0% | 0% | 1 | 0 | 2 | 72.67% | 0% | 72.67% | 3 | 33.25% | 0% | 0% | 1 | 35.48% | 0% | 0% | 1 | 31.9% | 0% | 0% | 1 | 64.61% | 0% | 0% | 2 | 48.94% | 0% | 0% | 1 | 14.4% | 0% | 0% | 1 |  | 0% | 0% | 1 | 6 | 0% | 0% | 1 | 0% | 0% | 0% | 1 | 0 | 2 | 79.06% | 0% | 79.06% | 5 | 34.21% | 0% | 0% | 1 | 27.39% | 0% | 0% | 1 | 22.79% | 0% | 0% | 1 | 58.07% | 0% | 0% | 2 | 52.77% | 0% | 0% | 2 | 11.97% | 0% | 0% | 1
73 | Madeline | NORTHERN CALIFORNIA | 0 | 0 | 10 | 0% | 0% | 1 | 7.5524 | 0% | 0% | 1 | 0% | 0% | 0% | 1 | 0 | 2 | 15.9% | 0% | 15.9% | 1 | 0.4749% | 0% | 0% | 1 | 13.46% | 0% | 0% | 1 | 17.59% | 0% | 0% | 1 | 19.04% | 0% | 0% | 1 | 45.05% | 0% | 0% | 1 | 72.74% | 0% | 0% | 3 |  | 0% | 0% | 1 | 9.1027 | 0% | 0% | 1 | 0% | 0% | 0% | 1 | 0 | 2 | 47.53% | 0% | 47.53% | 2 | 14.99% | 0% | 0% | 1 | 9.222% | 0% | 0% | 1 | 9.89% | 0% | 0% | 1 | 24.39% | 0% | 0% | 1 | 66.02% | 0% | 0% | 2 | 46.77% | 0% | 0% | 1 |  | 0% | 0% | 1 | 5.5382 | 0% | 0% | 1 | 0% | 0% | 0% | 1 | 0 | 2 | 60.09% | 0% | 60.09% | 3 | 28.93% | 0% | 0% | 1 | 9.667% | 0% | 0% | 1 | 14.6% | 0% | 0% | 1 | 41.66% | 0% | 0% | 1 | 73.82% | 0% | 0% | 3 | 35.06% | 0% | 0% | 1 |  | 0% | 0% | 1 | 5.0857 | 0% | 0% | 1 | 0.545% | 0% | 0% | 1 | 0 | 2 | 72.41% | 0% | 72.41% | 3 | 39.25% | 0% | 0% | 1 | 15.5% | 0% | 0% | 1 | 17.18% | 0% | 0% | 1 | 52.08% | 0% | 0% | 2 | 74.97% | 0% | 0% | 3 | 25.32% | 0% | 0% | 1
74 | Antelope | GREATER TEHACHAPI | 226 | 2260 | 10 | 10.94% | 0% | 1 | 63 | 999% | 59.52% | 5 | 0.8948% | 0% | 0% | 1 | 0 | 2 | 19.51% | 22.94% | 42.45% | 4 | 0% | 7.028% | 0% | 1 | 26.55% | 9.568% | 0% | 1 | 16.5% | 8.416% | 0% | 1 | 27.75% | 9.726% | 0% | 1 | 6.85% | 7.544% | 0% | 1 | 1.953% | 9.726% | 0% | 1 |  | 4.231% | 0% | 1 | 57 | 39.94% | 0% | 4 | 1.247% | 0% | 0% | 1 | 0 | 2 | 12.25% | 30.01% | 42.26% | 5 | 1.975% | 2.009% | 0% | 1 | 32.19% | 2.905% | 0% | 1 | 33.7% | 2.971% | 0% | 1 | 40.9% | 3.333% | 0% | 1 | 16.6% | 2.362% | 0% | 1 | 3.407% | 3.333% | 0% | 1 |  | 2.375% | 0% | 1 | 49.75 | 13.55% | 0% | 4 | 1.894% | 0% | 0% | 1 | 0 | 2 | 9.412% | 32.23% | 41.64% | 5 | 11.18% | 1.171% | 0% | 1 | 27.79% | 1.44% | 0% | 1 | 22.12% | 1.335% | 0% | 1 | 43.01% | 1.824% | 0% | 1 | 18.73% | 1.279% | 0% | 1 | 4.137% | 1.824% | 0% | 1 |  | 1.376% | 0% | 1 | 43.4444 | 6.4% | 0% | 4 | 3.873% | 0% | 0% | 1 | 0 | 2 | 17.02% | 30.43% | 47.44% | 5 | 12.63% | 0.6585% | 0% | 1 | 28.37% | 0.8032% | 0% | 1 | 18.72% | 0.7078% | 0% | 1 | 43.23% | 1.013% | 0% | 1 | 18.71% | 0.7077% | 0% | 1 | 3.328% | 1.013% | 0% | 1
75 | Arcogen | GREATER LA METRO | 0 | 0 | 10 | 0% | 0% | 1 | 18.84 | 0% | 0% | 2 | 0% | 0% | 0% | 1 | 0 | 2 | 0% | 0% | 0% | 1 | 0% | 0% | 0% | 1 | 0% | 0% | 0% | 1 | 55.03% | 0% | 0% | 2 | 55.03% | 0% | 0% | 2 | 0% | 0% | 0% | 1 | 0.2664% | 0% | 0% | 1 |  | 0% | 0% | 1 | 33.8571 | 0% | 0% | 4 | 0% | 0% | 0% | 1 | 0 | 2 | 0.7993% | 0% | 0.7993% | 1 | 0.01645% | 0% | 0% | 1 | 2.751% | 0% | 0% | 1 | 59.25% | 0% | 0% | 2 | 59.26% | 0% | 0% | 2 | 0% | 0% | 0% | 1 | 0.2108% | 0% | 0% | 1 |  | 0% | 0% | 1 | 26.3 | 0% | 0% | 3 | 0% | 0% | 0% | 1 | 0 | 2 | 2.239% | 0% | 2.239% | 1 | 0.1764% | 0% | 0% | 1 | 11.48% | 0% | 0% | 1 | 61.58% | 0% | 0% | 2 | 61.76% | 0% | 0% | 2 | 0% | 0% | 0% | 1 | 0.4406% | 0% | 0% | 1 |  | 0% | 0% | 1 | 57 | 0% | 0% | 4 | 0% | 0% | 0% | 1 | 0 | 2 | 1.522% | 0% | 1.522% | 1 | 0.1199% | 0% | 0% | 1 | 13.44% | 0% | 0% | 1 | 72.83% | 0% | 0% | 3 | 72.95% | 0% | 0% | 3 | 0% | 0% | 0% | 1 | 1.289% | 0% | 0% | 1
76 | Bailey | GREATER TEHACHAPI | 0 | 0 | 10 | 0% | 0% | 1 | 5.6955 | 0% | 0% | 1 | 0% | 0% | 0% | 1 | 0 | 2 | 98.92% | 0% | 98.92% | 5 | 65.65% | 0% | 0% | 2 | 66.44% | 0% | 0% | 2 | 69.13% | 0% | 0% | 2 | 100% | 0% | 0% | 5 | 40.14% | 0% | 0% | 1 | 2.808% | 0% | 0% | 1 |  | 0% | 0% | 1 | 6.1127 | 0% | 0% | 1 | 1.141% | 0% | 0% | 1 | 0 | 2 | 88.43% | 0% | 88.43% | 5 | 58.86% | 0% | 0% | 2 | 56.74% | 0% | 0% | 2 | 51.31% | 0% | 0% | 2 | 94.8% | 0% | 0% | 4 | 47.07% | 0% | 0% | 1 | 2.579% | 0% | 0% | 1 |  | 0% | 0% | 1 | 8.4846 | 0% | 0% | 1 | 2.813% | 0% | 0% | 1 | 0 | 2 | 71.71% | 3.062% | 74.78% | 3 | 60.6% | 0% | 0% | 2 | 50.81% | 0% | 0% | 2 | 41.22% | 0% | 0% | 1 | 90.28% | 0% | 0% | 4 | 39.25% | 0% | 0% | 1 | 2.435% | 0% | 0% | 1 |  | 0% | 0% | 1 | 10.1013 | 0% | 0% | 1 | 7.981% | 0% | 0% | 1 | 0 | 2 | 58.72% | 8.576% | 67.29% | 3 | 53% | 0% | 0% | 2 | 36.39% | 0% | 0% | 1 | 33.17% | 0% | 0% | 1 | 75.25% | 0% | 0% | 3 | 37.92% | 0% | 0% | 1 | 2.962% | 0% | 0% | 1
77 | Center | GREATER LA METRO | 0 | 0 | 10 | 0% | 0% | 1 | 0 | 0% | 0% | 1 | 0% | 0% | 0% | 1 | 0 | 2 | 0% | 0% | 0% | 1 | 0% | 0% | 0% | 1 | 0% | 0% | 0% | 1 | 0% | 0% | 0% | 1 | 0% | 0% | 0% | 1 | 0% | 0% | 0% | 1 | 0% | 0% | 0% | 1 |  | 0% | 0% | 1 | 0 | 0% | 0% | 1 | 0% | 0% | 0% | 1 | 0 | 2 | 0% | 0% | 0% | 1 | 0% | 0% | 0% | 1 | 0% | 0% | 0% | 1 | 0% | 0% | 0% | 1 | 0% | 0% | 0% | 1 | 0% | 0% | 0% | 1 | 0% | 0% | 0% | 1 |  | 0% | 0% | 1 | 27 | 0% | 0% | 3 | 0% | 0% | 0% | 1 | 0 | 2 | 0% | 17.75% | 17.75% | 3 | 0.1267% | 0% | 0% | 1 | 11.54% | 0% | 0% | 1 | 42.84% | 0% | 0% | 1 | 42.97% | 0% | 0% | 1 | 0% | 0% | 0% | 1 | 3.725% | 0% | 0% | 1 |  | 0% | 0% | 1 | 51.6667 | 0% | 0% | 4 | 0% | 0% | 0% | 1 | 0 | 2 | 5.982% | 39.44% | 45.42% | 5 | 23.26% | 0% | 0% | 1 | 10.25% | 0% | 0% | 1 | 44.05% | 0% | 0% | 1 | 67.61% | 0% | 0% | 2 | 19.16% | 0% | 0% | 1 | 9.027% | 0% | 0% | 1
78 | Del Amo | GREATER LA METRO | 0 | 0 | 10 | 0% | 0% | 1 | 0 | 0% | 0% | 1 | 0% | 0% | 0% | 1 | 0 | 2 | 0% | 0% | 0% | 1 | 0% | 0% | 0% | 1 | 0% | 0% | 0% | 1 | 0% | 0% | 0% | 1 | 0% | 0% | 0% | 1 | 0% | 0% | 0% | 1 | 0% | 0% | 0% | 1 |  | 0% | 0% | 1 | 26.44 | 0% | 0% | 3 | 0% | 0% | 0% | 1 | 0 | 2 | 0% | 0% | 0% | 1 | 0% | 0% | 0% | 1 | 20.53% | 0% | 0% | 1 | 40.59% | 0% | 0% | 1 | 40.59% | 0% | 0% | 1 | 0% | 0% | 0% | 1 | 0.8% | 0% | 0% | 1 |  | 0% | 0% | 1 | 60.5 | 0% | 0% | 4 | 0% | 0% | 0% | 1 | 0 | 2 | 0% | 5.124% | 5.124% | 2 | 0.007953% | 0% | 0% | 1 | 8.267% | 0% | 0% | 1 | 68.73% | 0% | 0% | 2 | 68.74% | 0% | 0% | 2 | 0% | 0% | 0% | 1 | 1.605% | 0% | 0% | 1 |  | 0% | 0% | 1 | 47 | 0% | 0% | 4 | 0% | 0% | 0% | 1 | 0 | 2 | 2.815% | 28.59% | 31.41% | 4 | 20.51% | 0% | 0% | 1 | 9.771% | 0% | 0% | 1 | 53.28% | 0% | 0% | 2 | 73.79% | 0% | 0% | 3 | 12.31% | 0% | 0% | 1 | 7.623% | 0% | 0% | 1
79 | El Nido | GREATER LA METRO | 0 | 0 | 10 | 0% | 0% | 1 | 6.5486 | 0% | 0% | 1 | 0% | 0% | 0% | 1 | 0 | 2 | 0% | 0% | 0% | 1 | 1.639% | 0% | 0% | 1 | 0% | 0% | 0% | 1 | 30.3% | 0% | 0% | 1 | 31.94% | 0% | 0% | 1 | 0% | 0% | 0% | 1 | 0% | 0% | 0% | 1 |  | 0% | 0% | 1 | 6.7876 | 0% | 0% | 1 | 0% | 0% | 0% | 1 | 0 | 2 | 21.71% | 0% | 21.71% | 2 | 2.863% | 0% | 0% | 1 | 30.28% | 0% | 0% | 1 | 54.56% | 0% | 0% | 2 | 57.42% | 0% | 0% | 2 | 0% | 0% | 0% | 1 | 0.1711% | 0% | 0% | 1 |  | 0% | 0% | 1 | 9.2387 | 0% | 0% | 1 | 0% | 0% | 0% | 1 | 0 | 2 | 3.831% | 0% | 3.831% | 1 | 0.2144% | 0% | 0% | 1 | 2.49% | 0% | 0% | 1 | 55.15% | 0% | 0% | 2 | 55.36% | 0% | 0% | 2 | 0% | 0% | 0% | 1 | 0.1407% | 0% | 0% | 1 |  | 0% | 0% | 1 | 28.0507 | 0% | 0% | 3 | 0% | 0% | 0% | 1 | 0 | 2 | 24.43% | 16.41% | 40.84% | 3 | 7.98% | 0% | 0% | 1 | 10.41% | 0% | 0% | 1 | 42.22% | 0% | 0% | 1 | 46.72% | 0% | 0% | 1 | 12.38% | 0% | 0% | 1 | 7.269% | 0% | 0% | 1
80 | Goodrich | GREATER LA METRO | 0 | 0 | 10 | 0% | 0% | 1 | 4.0707 | 0% | 0% | 1 | 0% | 0% | 0% | 1 | 0 | 2 | 0% | 100% | 100% | 5 | 0% | 0% | 0% | 1 | 46.09% | 0% | 0% | 1 | 47% | 0% | 0% | 1 | 53.57% | 0% | 0% | 2 | 84.73% | 0% | 0% | 3 | 30.76% | 0% | 0% | 1 |  | 0% | 0% | 1 | 3.4275 | 0% | 0% | 1 | 0% | 0% | 0% | 1 | 0 | 2 | 0% | 100% | 100% | 5 | 6.837% | 0% | 0% | 1 | 51.44% | 0% | 0% | 2 | 39.82% | 0% | 0% | 1 | 55.06% | 0% | 0% | 2 | 56.2% | 0% | 0% | 2 | 30.63% | 0% | 0% | 1 |  | 0% | 0% | 1 | 3.6488 | 0% | 0% | 1 | 0% | 0% | 0% | 1 | 0 | 2 | 4.354% | 95.32% | 99.68% | 5 | 2.024% | 0% | 0% | 1 | 37.94% | 0% | 0% | 1 | 17.15% | 0% | 0% | 1 | 42.14% | 0% | 0% | 1 | 72.51% | 0% | 0% | 3 | 30.23% | 0% | 0% | 1 |  | 0% | 0% | 1 | 3.7044 | 0% | 0% | 1 | 0.1164% | 0% | 0% | 1 | 0 | 2 | 2.181% | 97.67% | 99.85% | 5 | 20.93% | 0% | 0% | 1 | 19.02% | 0% | 0% | 1 | 20.51% | 0% | 0% | 1 | 43.48% | 0% | 0% | 1 | 66.52% | 0% | 0% | 2 | 23.11% | 0% | 0% | 1
81 | Gould | GREATER LA METRO | 0 | 0 | 10 | 0% | 0% | 1 | 3.6358 | 0% | 0% | 1 | 0% | 0% | 0% | 1 | 0 | 2 | 0.6301% | 99.37% | 100% | 5 | 1.738% | 0% | 0% | 1 | 44.95% | 0% | 0% | 1 | 0% | 0% | 0% | 1 | 46.68% | 0% | 0% | 1 | 40.84% | 0% | 0% | 1 | 28.93% | 0% | 0% | 1 |  | 0% | 0% | 1 | 3.6667 | 0% | 0% | 1 | 0% | 0% | 0% | 1 | 0 | 2 | 3.915% | 95.81% | 99.73% | 5 | 5.918% | 0% | 0% | 1 | 27.22% | 0% | 0% | 1 | 15.19% | 0% | 0% | 1 | 36.2% | 0% | 0% | 1 | 72.64% | 0% | 0% | 3 | 27.2% | 0% | 0% | 1 |  | 0% | 0% | 1 | 3.6823 | 0% | 0% | 1 | 0.2064% | 0% | 0% | 1 | 0 | 2 | 1.983% | 97.88% | 99.86% | 5 | 24.1% | 0% | 0% | 1 | 17.12% | 0% | 0% | 1 | 18.5% | 0% | 0% | 1 | 44.42% | 0% | 0% | 1 | 68.01% | 0% | 0% | 2 | 20.69% | 0% | 0% | 1 |  | 0% | 0% | 1 | 17.0617 | 0% | 0% | 2 | 0.114% | 0% | 0% | 1 | 0 | 2 | 1.606% | 98.33% | 99.93% | 5 | 27.14% | 0% | 0% | 1 | 8.252% | 0% | 0% | 1 | 8.902% | 0% | 0% | 1 | 36.93% | 0% | 0% | 1 | 47.49% | 0% | 0% | 1 | 12.67% | 0% | 0% | 1
82 | Harborgen | GREATER LA METRO | 0 | 0 | 10 | 0% | 0% | 1 | 10.6512 | 0% | 0% | 1 | 0% | 0% | 0% | 1 | 0 | 2 | 0% | 0% | 0% | 1 | 0% | 0% | 0% | 1 | 0% | 0% | 0% | 1 | 54.56% | 0% | 0% | 2 | 54.56% | 0% | 0% | 2 | 0% | 0% | 0% | 1 | 0.1379% | 0% | 0% | 1 |  | 0% | 0% | 1 | 26.125 | 0% | 0% | 3 | 0% | 0% | 0% | 1 | 0 | 2 | 0.1538% | 0% | 0.1538% | 1 | 0% | 0% | 0% | 1 | 8.219% | 0% | 0% | 1 | 61.46% | 0% | 0% | 2 | 61.46% | 0% | 0% | 2 | 0% | 0% | 0% | 1 | 0.4327% | 0% | 0% | 1 |  | 0% | 0% | 1 | 48 | 0% | 0% | 4 | 0% | 0% | 0% | 1 | 0 | 2 | 1.908% | 0% | 1.908% | 1 | 0.1504% | 0% | 0% | 1 | 9.785% | 0% | 0% | 1 | 66.95% | 0% | 0% | 2 | 67.1% | 0% | 0% | 2 | 0% | 0% | 0% | 1 | 0.4545% | 0% | 0% | 1 |  | 0% | 0% | 1 | 47 | 0% | 0% | 4 | 0% | 0% | 0% | 1 | 0 | 2 | 1.365% | 0% | 1.365% | 1 | 0.1076% | 0% | 0% | 1 | 15.73% | 0% | 0% | 1 | 75.5% | 0% | 0% | 3 | 75.61% | 0% | 0% | 3 | 0% | 0% | 0% | 1 | 3.51% | 0% | 0% | 1
83 | Hinson | GREATER LA METRO | 0 | 0 | 10 | 0% | 0% | 1 | 16.1336 | 0% | 0% | 2 | 0% | 0% | 0% | 1 | 0 | 2 | 0% | 0% | 0% | 1 | 0% | 0% | 0% | 1 | 0% | 0% | 0% | 1 | 46.01% | 0% | 0% | 1 | 46.01% | 0% | 0% | 1 | 0% | 0% | 0% | 1 | 0.2649% | 0% | 0% | 1 |  | 0% | 0% | 1 | 32.6667 | 0% | 0% | 4 | 0% | 0% | 0% | 1 | 0 | 2 | 0.08526% | 0% | 0.08526% | 1 | 0% | 0% | 0% | 1 | 4.469% | 0% | 0% | 1 | 59.96% | 0% | 0% | 2 | 59.96% | 0% | 0% | 2 | 0% | 0% | 0% | 1 | 0.2664% | 0% | 0% | 1 |  | 0% | 0% | 1 | 27 | 0% | 0% | 3 | 0% | 0% | 0% | 1 | 0 | 2 | 2.165% | 0% | 2.165% | 1 | 0.1706% | 0% | 0% | 1 | 11.1% | 0% | 0% | 1 | 62.67% | 0% | 0% | 2 | 62.84% | 0% | 0% | 2 | 0% | 0% | 0% | 1 | 0.5156% | 0% | 0% | 1 |  | 0% | 0% | 1 | 60 | 0% | 0% | 4 | 0% | 0% | 0% | 1 | 0 | 2 | 1.458% | 0% | 1.458% | 1 | 0.1149% | 0% | 0% | 1 | 16.79% | 0% | 0% | 1 | 73.88% | 0% | 0% | 3 | 73.99% | 0% | 0% | 3 | 0% | 0% | 0% | 1 | 1.83% | 0% | 0% | 1
84 | La Cienega | GREATER LA METRO | 0 | 0 | 10 | 0% | 0% | 1 | 40.6511 | 0% | 0% | 4 | 0% | 0% | 0% | 1 | 0 | 2 | 0% | 0% | 0% | 1 | 0% | 0% | 0% | 1 | 100% | 0% | 0% | 5 | 100% | 0% | 0% | 5 | 100% | 0% | 0% | 5 | 0% | 0% | 0% | 1 | 0.6489% | 0% | 0% | 1 |  | 0% | 0% | 1 | 7.9346 | 0% | 0% | 1 | 0% | 0% | 0% | 1 | 0 | 2 | 63.8% | 0% | 63.8% | 3 | 0.2598% | 0% | 0% | 1 | 18.74% | 0% | 0% | 1 | 21.44% | 0% | 0% | 1 | 21.7% | 0% | 0% | 1 | 15.32% | 0% | 0% | 1 | 10.39% | 0% | 0% | 1 |  | 0% | 0% | 1 | 11.4595 | 0% | 0% | 1 | 0% | 0% | 0% | 1 | 0 | 2 | 63.73% | 26.21% | 89.94% | 5 | 11.59% | 0% | 0% | 1 | 11.07% | 0% | 0% | 1 | 13.67% | 0% | 0% | 1 | 23.64% | 0% | 0% | 1 | 32.73% | 0% | 0% | 1 | 16.3% | 0% | 0% | 1 |  | 0% | 0% | 1 | 17.2487 | 0% | 0% | 2 | 0% | 0% | 0% | 1 | 0 | 2 | 19.74% | 51.2% | 70.94% | 5 | 10.61% | 0% | 0% | 1 | 27.16% | 0% | 0% | 1 | 42.42% | 0% | 0% | 1 | 48.89% | 0% | 0% | 1 | 16.93% | 0% | 0% | 1 | 10.82% | 0% | 0% | 1
85 | La Fresa | GREATER LA METRO | 0 | 0 | 10 | 0% | 0% | 1 | 8.9852 | 0% | 0% | 1 | 0% | 0% | 0% | 1 | 0 | 2 | 0% | 0% | 0% | 1 | 2.215% | 0% | 0% | 1 | 0% | 0% | 0% | 1 | 19.8% | 0% | 0% | 1 | 22.02% | 0% | 0% | 1 | 0% | 0% | 0% | 1 | 0% | 0% | 0% | 1 |  | 0% | 0% | 1 | 13.5484 | 0% | 0% | 2 | 0% | 0% | 0% | 1 | 0 | 2 | 5.696% | 0% | 5.696% | 1 | 0.4488% | 0% | 0% | 1 | 2.298% | 0% | 0% | 1 | 72.04% | 0% | 0% | 3 | 72.49% | 0% | 0% | 3 | 0% | 0% | 0% | 1 | 0.02682% | 0% | 0% | 1 |  | 0% | 0% | 1 | 22.9662 | 0% | 0% | 3 | 0% | 0% | 0% | 1 | 0 | 2 | 2.584% | 0% | 2.584% | 1 | 0.2036% | 0% | 0% | 1 | 3.339% | 0% | 0% | 1 | 55.79% | 0% | 0% | 2 | 56% | 0% | 0% | 2 | 0% | 0% | 0% | 1 | 0.2256% | 0% | 0% | 1 |  | 0% | 0% | 1 | 23.427 | 0% | 0% | 3 | 0% | 0% | 0% | 1 | 0 | 2 | 17.51% | 1.316% | 18.83% | 2 | 1.471% | 0% | 0% | 1 | 10.58% | 0% | 0% | 1 | 50.76% | 0% | 0% | 2 | 52.23% | 0% | 0% | 2 | 6.889% | 0% | 0% | 1 | 3.704% | 0% | 0% | 1
86 | Laguna Bell | GREATER LA METRO | 0 | 0 | 10 | 0% | 0% | 1 | 0 | 0% | 0% | 1 | 0% | 0% | 0% | 1 | 0 | 2 | 0% | 0% | 0% | 1 | 0% | 0% | 0% | 1 | 0% | 0% | 0% | 1 | 0% | 0% | 0% | 1 | 0% | 0% | 0% | 1 | 0% | 0% | 0% | 1 | 0% | 0% | 0% | 1 |  | 0% | 0% | 1 | 0 | 0% | 0% | 1 | 0% | 0% | 0% | 1 | 0 | 2 | 0% | 0% | 0% | 1 | 0% | 0% | 0% | 1 | 0% | 0% | 0% | 1 | 0% | 0% | 0% | 1 | 0% | 0% | 0% | 1 | 0% | 0% | 0% | 1 | 0% | 0% | 0% | 1 |  | 0% | 0% | 1 | 31.41 | 0% | 0% | 4 | 0% | 0% | 0% | 1 | 0 | 2 | 12.49% | 0% | 12.49% | 1 | 0% | 0% | 0% | 1 | 11.08% | 0% | 0% | 1 | 27.35% | 0% | 0% | 1 | 27.35% | 0% | 0% | 1 | 0% | 0% | 0% | 1 | 4.491% | 0% | 0% | 1 |  | 0% | 0% | 1 | 24.8 | 0% | 0% | 3 | 0% | 0% | 0% | 1 | 0 | 2 | 2.113% | 45.85% | 47.96% | 5 | 15.63% | 0% | 0% | 1 | 19.25% | 0% | 0% | 1 | 43.17% | 0% | 0% | 1 | 59.85% | 0% | 0% | 2 | 22.38% | 0% | 0% | 1 | 12.28% | 0% | 0% | 1
87 | Lighthipe | GREATER LA METRO | 0 | 0 | 10 | 0% | 0% | 1 | 0 | 0% | 0% | 1 | 0% | 0% | 0% | 1 | 0 | 2 | 0% | 0% | 0% | 1 | 0% | 0% | 0% | 1 | 0% | 0% | 0% | 1 | 0% | 0% | 0% | 1 | 0% | 0% | 0% | 1 | 0% | 0% | 0% | 1 | 0% | 0% | 0% | 1 |  | 0% | 0% | 1 | 31.68 | 0% | 0% | 4 | 0% | 0% | 0% | 1 | 0 | 2 | 0% | 0% | 0% | 1 | 0% | 0% | 0% | 1 | 1.622% | 0% | 0% | 1 | 42.48% | 0% | 0% | 1 | 42.48% | 0% | 0% | 1 | 0% | 0% | 0% | 1 | 0.3526% | 0% | 0% | 1 |  | 0% | 0% | 1 | 26.44 | 0% | 0% | 3 | 0% | 0% | 0% | 1 | 0 | 2 | 0.658% | 0% | 0.658% | 1 | 0.03798% | 0% | 0% | 1 | 11.68% | 0% | 0% | 1 | 62.52% | 0% | 0% | 2 | 62.55% | 0% | 0% | 2 | 0% | 0% | 0% | 1 | 0.4494% | 0% | 0% | 1 |  | 0% | 0% | 1 | 56 | 0% | 0% | 4 | 0% | 0% | 0% | 1 | 0 | 2 | 2.562% | 10.33% | 12.9% | 3 | 1.058% | 0% | 0% | 1 | 10.58% | 0% | 0% | 1 | 64.1% | 0% | 0% | 2 | 65.16% | 0% | 0% | 2 | 0% | 0% | 0% | 1 | 3.034% | 0% | 0% | 1
88 | Mesa (SCE) | GREATER LA METRO | 0 | 0 | 10 | 0% | 0% | 1 | 0 | 0% | 0% | 1 | 0% | 0% | 0% | 1 | 0 | 2 | 0% | 0% | 0% | 1 | 0% | 0% | 0% | 1 | 0% | 0% | 0% | 1 | 0% | 0% | 0% | 1 | 0% | 0% | 0% | 1 | 0% | 0% | 0% | 1 | 0% | 0% | 0% | 1 |  | 0% | 0% | 1 | 0 | 0% | 0% | 1 | 0% | 0% | 0% | 1 | 0 | 2 | 0% | 0% | 0% | 1 | 0% | 0% | 0% | 1 | 0% | 0% | 0% | 1 | 0% | 0% | 0% | 1 | 0% | 0% | 0% | 1 | 0% | 0% | 0% | 1 | 0% | 0% | 0% | 1 |  | 0% | 0% | 1 | 3.7108 | 0% | 0% | 1 | 0% | 0% | 0% | 1 | 0 | 2 | 7.009% | 91.68% | 98.69% | 5 | 6.201% | 0% | 0% | 1 | 52.93% | 0% | 0% | 2 | 48.05% | 0% | 0% | 1 | 55.25% | 0% | 0% | 2 | 65.04% | 0% | 0% | 2 | 29.07% | 0% | 0% | 1 |  | 0% | 0% | 1 | 13.5978 | 0% | 0% | 2 | 0% | 0% | 0% | 1 | 0 | 2 | 9.417% | 81.91% | 91.32% | 5 | 23.02% | 0% | 0% | 1 | 29.49% | 0% | 0% | 1 | 13.63% | 0% | 0% | 1 | 54.17% | 0% | 0% | 2 | 45.82% | 0% | 0% | 1 | 23.54% | 0% | 0% | 1
89 | Olinda | GREATER LA METRO | 0 | 0 | 10 | 0% | 0% | 1 | 50 | 0% | 0% | 4 | 0% | 0% | 0% | 1 | 0 | 2 | 0% | 100% | 100% | 5 | 11.68% | 0% | 0% | 1 | 0% | 0% | 0% | 1 | 0% | 0% | 0% | 1 | 11.68% | 0% | 0% | 1 | 0% | 0% | 0% | 1 | 17.82% | 0% | 0% | 1 |  | 0% | 0% | 1 | 22.8325 | 0% | 0% | 3 | 0% | 0% | 0% | 1 | 0 | 2 | 11.21% | 88.79% | 100% | 5 | 61.32% | 0% | 0% | 2 | 0% | 0% | 0% | 1 | 0% | 0% | 0% | 1 | 61.32% | 0% | 0% | 2 | 34.92% | 0% | 0% | 1 | 15.7% | 0% | 0% | 1 |  | 0% | 0% | 1 | 13.8571 | 0% | 0% | 2 | 0% | 0% | 0% | 1 | 0 | 2 | 7.365% | 92.64% | 100% | 5 | 50.59% | 0% | 0% | 2 | 4.224% | 0% | 0% | 1 | 13.75% | 0% | 0% | 1 | 65.66% | 0% | 0% | 2 | 29.63% | 0% | 0% | 1 | 12.53% | 0% | 0% | 1 |  | 0% | 0% | 1 | 50 | 0% | 0% | 4 | 6.296% | 0% | 0% | 1 | 0 | 2 | 15.65% | 55.12% | 70.77% | 5 | 29.74% | 0% | 0% | 1 | 11.88% | 0% | 0% | 1 | 36.64% | 0% | 0% | 1 | 64.42% | 0% | 0% | 2 | 27.63% | 0% | 0% | 1 | 17.27% | 0% | 0% | 1
90 | Pardee | GREATER LA METRO | 0 | 0 | 10 | 0% | 0% | 1 | 26.3647 | 0% | 0% | 3 | 1.145% | 0% | 0% | 1 | 0 | 2 | 0% | 100% | 100% | 5 | 0.3933% | 0% | 0% | 1 | 14% | 0% | 0% | 1 | 47.16% | 0% | 0% | 1 | 47.55% | 0% | 0% | 1 | 33.27% | 0% | 0% | 1 | 8.025% | 0% | 0% | 1 |  | 0% | 0% | 1 | 19.0091 | 0% | 0% | 2 | 1.919% | 0% | 0% | 1 | 0 | 2 | 4.154% | 95.8% | 99.95% | 5 | 46.05% | 0% | 0% | 1 | 2.071% | 0% | 0% | 1 | 11.97% | 0% | 0% | 1 | 55.32% | 0% | 0% | 2 | 51.3% | 0% | 0% | 2 | 9.858% | 0% | 0% | 1 |  | 0% | 0% | 1 | 15 | 0% | 0% | 2 | 3.158% | 0% | 0% | 1 | 0 | 2 | 11.02% | 88.83% | 99.85% | 5 | 54.39% | 0% | 0% | 2 | 2.423% | 0% | 0% | 1 | 7.841% | 0% | 0% | 1 | 59.83% | 0% | 0% | 2 | 49.41% | 0% | 0% | 1 | 11.34% | 0% | 0% | 1 |  | 0% | 0% | 1 | 16.2217 | 0% | 0% | 2 | 3.326% | 0% | 0% | 1 | 0 | 2 | 12.67% | 86.9% | 99.57% | 5 | 49.59% | 0% | 0% | 1 | 4.536% | 0% | 0% | 1 | 9.501% | 0% | 0% | 1 | 57.67% | 0% | 0% | 2 | 47.41% | 0% | 0% | 1 | 10.3% | 0% | 0% | 1
91 | Rio Hondo | GREATER LA METRO | 0 | 0 | 10 | 0% | 0% | 1 | 4.682 | 0% | 0% | 1 | 0% | 0% | 0% | 1 | 0 | 2 | 0% | 100% | 100% | 5 | 0% | 0% | 0% | 1 | 100% | 0% | 0% | 5 | 95.28% | 0% | 0% | 5 | 100% | 0% | 0% | 5 | 97.28% | 0% | 0% | 5 | 42.13% | 0% | 0% | 1 |  | 0% | 0% | 1 | 3.7187 | 0% | 0% | 1 | 0% | 0% | 0% | 1 | 0 | 2 | 0% | 100% | 100% | 5 | 10.24% | 0% | 0% | 1 | 87.81% | 0% | 0% | 3 | 87.75% | 0% | 0% | 3 | 90.77% | 0% | 0% | 4 | 71.01% | 0% | 0% | 3 | 36.53% | 0% | 0% | 1 |  | 0% | 0% | 1 | 4.5229 | 0% | 0% | 1 | 0% | 0% | 0% | 1 | 0 | 2 | 9.795% | 90.21% | 100% | 5 | 34.18% | 0% | 0% | 1 | 21.79% | 0% | 0% | 1 | 18.6% | 0% | 0% | 1 | 54.48% | 0% | 0% | 2 | 49.18% | 0% | 0% | 1 | 24.5% | 0% | 0% | 1 |  | 0% | 0% | 1 | 5.2746 | 0% | 0% | 1 | 0% | 0% | 0% | 1 | 0 | 2 | 5.77% | 94.04% | 99.81% | 5 | 27.95% | 0% | 0% | 1 | 25.73% | 0% | 0% | 1 | 10.08% | 0% | 0% | 1 | 52.99% | 0% | 0% | 2 | 54.98% | 0% | 0% | 2 | 23.88% | 0% | 0% | 1
92 | Saugus | GREATER LA METRO | 0 | 0 | 10 | 0% | 0% | 1 | 23.9033 | 0% | 0% | 3 | 1.394% | 0% | 0% | 1 | 0 | 2 | 0% | 100% | 100% | 5 | 4.54% | 0% | 0% | 1 | 18.71% | 0% | 0% | 1 | 55.02% | 0% | 0% | 2 | 59.56% | 0% | 0% | 2 | 37.27% | 0% | 0% | 1 | 8.805% | 0% | 0% | 1 |  | 0% | 0% | 1 | 18.6667 | 0% | 0% | 2 | 1.763% | 0% | 0% | 1 | 0 | 2 | 1.943% | 98.04% | 99.99% | 5 | 43.75% | 0% | 0% | 1 | 1.923% | 0% | 0% | 1 | 12.63% | 0% | 0% | 1 | 53.52% | 0% | 0% | 2 | 49.45% | 0% | 0% | 1 | 9.438% | 0% | 0% | 1 |  | 0% | 0% | 1 | 15.2 | 0% | 0% | 2 | 3.097% | 0% | 0% | 1 | 0 | 2 | 9.754% | 90.1% | 99.85% | 5 | 54.17% | 0% | 0% | 2 | 2.444% | 0% | 0% | 1 | 7.907% | 0% | 0% | 1 | 59.65% | 0% | 0% | 2 | 49.18% | 0% | 0% | 1 | 11.31% | 0% | 0% | 1 |  | 0% | 0% | 1 | 16.3406 | 0% | 0% | 2 | 3.327% | 0% | 0% | 1 | 0 | 2 | 10.4% | 89.21% | 99.61% | 5 | 50.94% | 0% | 0% | 2 | 3.456% | 0% | 0% | 1 | 8.918% | 0% | 0% | 1 | 58.09% | 0% | 0% | 2 | 46.74% | 0% | 0% | 1 | 10.74% | 0% | 0% | 1
93 | Vincent | GREATER LA METRO | 1050 | 10500 | 15 | 97.32% | 0% | 4 | 39.75 | 166577% | 498.4% | 5 | 0.09239% | 0% | 0% | 1 | 0 | 2 | 0.01363% | 99.6% | 99.61% | 5 | 0% | 67.5% | 0% | 3 | 20.56% | 84.98% | 0% | 4 | 12.25% | 76.93% | 0% | 4 | 20.61% | 85.03% | 0% | 4 | 10.52% | 75.44% | 0% | 4 | 2.924% | 85.03% | 0% | 4 |  | 51.9% | 0% | 3 | 32.5 | 194.2% | 35.65% | 5 | 1.697% | 0% | 0% | 1 | 0 | 2 | 5.295% | 82.45% | 87.74% | 5 | 13.6% | 22.24% | 0% | 2 | 31.03% | 27.85% | 0% | 2 | 23.6% | 25.14% | 0% | 2 | 45.81% | 35.45% | 0% | 2 | 29.65% | 27.31% | 0% | 2 | 3.442% | 35.45% | 0% | 2 |  | 26.26% | 0% | 2 | 37.5758 | 61.93% | 0% | 4 | 4.552% | 0% | 0% | 1 | 0 | 2 | 6.189% | 58.33% | 64.52% | 5 | 13.96% | 8.571% | 0% | 1 | 40.77% | 12.45% | 0% | 1 | 27.2% | 10.13% | 0% | 1 | 55.46% | 16.56% | 0% | 2 | 28.59% | 10.33% | 0% | 1 | 4.806% | 16.56% | 0% | 1 |  | 12.44% | 0% | 1 | 46.4 | 36.27% | 0% | 4 | 4.673% | 0% | 0% | 1 | 0 | 2 | 5.563% | 41.32% | 46.88% | 5 | 13.32% | 4.253% | 0% | 1 | 41.32% | 6.283% | 0% | 1 | 28.1% | 5.127% | 0% | 1 | 54.62% | 8.124% | 0% | 2 | 26.73% | 5.032% | 0% | 1 | 4.438% | 8.124% | 0% | 1
94 | Borden | SPGE | 400 | 4000 | 10 | 42.52% | 0% | 2 | 13.6459 | 219.3% | 6.907% | 3 | 41.57% | 24.02% | 0% | 2 | 0 | 2 | 0% | 0% | 0% | 1 | 4.064% | 11.22% | 0% | 1 | 37.51% | 17.22% | 0% | 1 | 42.52% | 18.72% | 0% | 1 | 42.54% | 18.73% | 0% | 1 | 1.86% | 10.96% | 0% | 1 | 7.825% | 18.73% | 0% | 1 |  | 18.87% | 0% | 1 | 15.5 | 25.22% | 0% | 2 | 45.96% | 8.476% | 0% | 1 | 0 | 2 | 0% | 0% | 0% | 1 | 26.23% | 3.706% | 0% | 1 | 35.35% | 4.23% | 0% | 1 | 41.03% | 4.636% | 0% | 1 | 54.62% | 6.025% | 0% | 2 | 8.954% | 3.003% | 0% | 1 | 17.13% | 6.025% | 0% | 1 |  | 8.497% | 0% | 1 | 14.7 | 7.241% | 0% | 2 | 39.43% | 8.476% | 0% | 1 | 0 | 2 | 0% | 0% | 0% | 1 | 31.9% | 1.756% | 0% | 1 | 35.43% | 1.852% | 0% | 1 | 38.21% | 1.935% | 0% | 1 | 56.36% | 2.74% | 0% | 2 | 15.58% | 1.416% | 0% | 1 | 18.53% | 2.74% | 0% | 1 |  | 3.938% | 0% | 1 | 12.2778 | 3.513% | 0% | 2 | 29.45% | 8.476% | 0% | 1 | 0 | 2 | 1.276% | 0% | 1.276% | 1 | 41.67% | 1.15% | 0% | 1 | 33.66% | 1.011% | 0% | 1 | 33.95% | 1.016% | 0% | 1 | 60.41% | 1.694% | 0% | 2 | 20.61% | 0.845% | 0% | 1 | 17.07% | 1.694% | 0% | 1
95 | Dairyland | SPGE | 0 | 0 | 10 | 0% | 0% | 1 | 12.6667 | 0% | 0% | 2 | 42.04% | 0% | 0% | 1 | 0 | 2 | 0% | 0% | 0% | 1 | 6.844% | 0% | 0% | 1 | 4.707% | 0% | 0% | 1 | 7.895% | 0% | 0% | 1 | 14.74% | 0% | 0% | 1 | 0% | 0% | 0% | 1 | 2.711% | 0% | 0% | 1 |  | 0% | 0% | 1 | 9.1837 | 0% | 0% | 1 | 33.19% | 0% | 0% | 1 | 0 | 2 | 0% | 0% | 0% | 1 | 33.54% | 0% | 0% | 1 | 10.41% | 0% | 0% | 1 | 14.12% | 0% | 0% | 1 | 42.91% | 0% | 0% | 1 | 0.08304% | 0% | 0% | 1 | 5.082% | 0% | 0% | 1 |  | 0% | 0% | 1 | 8.8494 | 0% | 0% | 1 | 31.11% | 0% | 0% | 1 | 0 | 2 | 0% | 0% | 0% | 1 | 48.1% | 0% | 0% | 1 | 23.32% | 0% | 0% | 1 | 29.1% | 0% | 0% | 1 | 60.3% | 0% | 0% | 2 | 3.785% | 0% | 0% | 1 | 13.45% | 0% | 0% | 1 |  | 0% | 0% | 1 | 9.0568 | 0% | 0% | 1 | 31.79% | 0% | 0% | 1 | 0 | 2 | 0% | 0% | 0% | 1 | 46.1% | 0% | 0% | 1 | 24.88% | 0% | 0% | 1 | 29.71% | 0% | 0% | 1 | 57.95% | 0% | 0% | 2 | 7.77% | 0% | 0% | 1 | 12.88% | 0% | 0% | 1
96 | Gregg | SPGE | 0 | 0 | 10 | 0% | 0% | 1 | 13.2697 | 0% | 0% | 2 | 47.58% | 0% | 0% | 1 | 0 | 2 | 0% | 0% | 0% | 1 | 20.92% | 0% | 0% | 1 | 11.24% | 0% | 0% | 1 | 11.24% | 0% | 0% | 1 | 30.95% | 0% | 0% | 1 | 0% | 0% | 0% | 1 | 4.111% | 0% | 0% | 1 |  | 0% | 0% | 1 | 17.4 | 0% | 0% | 2 | 55.96% | 0% | 0% | 2 | 0 | 2 | 0% | 0% | 0% | 1 | 14.67% | 0% | 0% | 1 | 27.1% | 0% | 0% | 1 | 29.22% | 0% | 0% | 1 | 38.94% | 0% | 0% | 1 | 5.832% | 0% | 0% | 1 | 11.03% | 0% | 0% | 1 |  | 0% | 0% | 1 | 16 | 0% | 0% | 2 | 47.22% | 0% | 0% | 1 | 0 | 2 | 0% | 0% | 0% | 1 | 20.74% | 0% | 0% | 1 | 33.6% | 0% | 0% | 1 | 35.2% | 0% | 0% | 1 | 46.12% | 0% | 0% | 1 | 10.76% | 0% | 0% | 1 | 16.46% | 0% | 0% | 1 |  | 0% | 0% | 1 | 15.125 | 0% | 0% | 2 | 35.96% | 0% | 0% | 1 | 0 | 2 | 1.401% | 0% | 1.401% | 1 | 31.65% | 0% | 0% | 1 | 30.56% | 0% | 0% | 1 | 31.14% | 0% | 0% | 1 | 50.55% | 0% | 0% | 2 | 17.22% | 0% | 0% | 1 | 14.56% | 0% | 0% | 1
97 | Newhall | SPGE | 0 | 0 | 10 | 0% | 0% | 1 | 4.6354 | 0% | 0% | 1 | 18.74% | 0% | 0% | 1 | 0 | 2 | 0% | 0% | 0% | 1 | 82.86% | 0% | 0% | 3 | 22.89% | 0% | 0% | 1 | 32.44% | 0% | 0% | 1 | 91.68% | 0% | 0% | 4 | 7.059% | 0% | 0% | 1 | 26.85% | 0% | 0% | 1 |  | 0% | 0% | 1 | 6.2773 | 0% | 0% | 1 | 19.82% | 0% | 0% | 1 | 0 | 2 | 0% | 0% | 0% | 1 | 59.04% | 0% | 0% | 2 | 16.53% | 0% | 0% | 1 | 23.41% | 0% | 0% | 1 | 66.82% | 0% | 0% | 2 | 6.072% | 0% | 0% | 1 | 17.27% | 0% | 0% | 1 |  | 0% | 0% | 1 | 7.7687 | 0% | 0% | 1 | 30.85% | 0% | 0% | 1 | 0 | 2 | 0% | 0% | 0% | 1 | 38.73% | 0% | 0% | 1 | 11.53% | 0% | 0% | 1 | 18.26% | 0% | 0% | 1 | 48.82% | 0% | 0% | 1 | 2.786% | 0% | 0% | 1 | 9.223% | 0% | 0% | 1 |  | 0% | 0% | 1 | 8.95 | 0% | 0% | 1 | 37.77% | 0% | 0% | 1 | 0 | 2 | 0% | 0% | 0% | 1 | 30.09% | 0% | 0% | 1 | 10.72% | 0% | 0% | 1 | 16.16% | 0% | 0% | 1 | 40.88% | 0% | 0% | 1 | 1.605% | 0% | 0% | 1 | 6.402% | 0% | 0% | 1
98 | Ignacio | NORTHERN CALIFORNIA | 0 | 0 | 10 | 0% | 0% | 1 | 35.6923 | 0% | 0% | 4 | 0% | 0% | 0% | 1 | 0 | 2 | 4.688% | 19.23% | 23.92% | 3 | 10.98% | 0% | 0% | 1 | 25.39% | 0% | 0% | 1 | 28.87% | 0% | 0% | 1 | 36.37% | 0% | 0% | 1 | 20.73% | 0% | 0% | 1 | 17.21% | 0% | 0% | 1 |  | 0% | 0% | 1 | 14.6242 | 0% | 0% | 2 | 2.377% | 0% | 0% | 1 | 0 | 2 | 34.06% | 24.06% | 58.12% | 4 | 58.13% | 0% | 0% | 2 | 30.71% | 0% | 0% | 1 | 45.95% | 0% | 0% | 1 | 73.84% | 0% | 0% | 3 | 42.27% | 0% | 0% | 1 | 7.192% | 0% | 0% | 1 |  | 0% | 0% | 1 | 28.0406 | 0% | 0% | 3 | 5.828% | 0% | 0% | 1 | 0 | 2 | 35.49% | 12.9% | 48.38% | 3 | 58.66% | 0% | 0% | 2 | 31.53% | 0% | 0% | 1 | 55.27% | 0% | 0% | 2 | 80.86% | 0% | 0% | 3 | 39.41% | 0% | 0% | 1 | 8.044% | 0% | 0% | 1 |  | 0% | 0% | 1 | 34 | 0% | 0% | 4 | 6.013% | 0% | 0% | 1 | 0 | 2 | 47.25% | 10.62% | 57.87% | 3 | 55.87% | 0% | 0% | 2 | 29.91% | 0% | 0% | 1 | 57.63% | 0% | 0% | 2 | 82.67% | 0% | 0% | 3 | 42.54% | 0% | 0% | 1 | 7.467% | 0% | 0% | 1
99 | Calpella | NORTHERN CALIFORNIA | 0 | 0 | 10 | 0% | 0% | 1 | 13.1806 | 0% | 0% | 2 | 4.3% | 0% | 0% | 1 | 0 | 2 | 92.26% | 0% | 92.26% | 5 | 2.813% | 0% | 0% | 1 | 38.38% | 0% | 0% | 1 | 38.85% | 0% | 0% | 1 | 38.85% | 0% | 0% | 1 | 50.31% | 0% | 0% | 2 | 1.043% | 0% | 0% | 1 |  | 0% | 0% | 1 | 11.1946 | 0% | 0% | 1 | 7.53% | 0% | 0% | 1 | 0 | 2 | 83.74% | 3.474% | 87.22% | 5 | 23.75% | 0% | 0% | 1 | 36.34% | 0% | 0% | 1 | 46.18% | 0% | 0% | 1 | 64.06% | 0% | 0% | 2 | 60.53% | 0% | 0% | 2 | 1.588% | 0% | 0% | 1 |  | 0% | 0% | 1 | 10.3261 | 0% | 0% | 1 | 5.295% | 0% | 0% | 1 | 0 | 2 | 79.66% | 11.26% | 90.92% | 5 | 37.07% | 0% | 0% | 1 | 25.44% | 0% | 0% | 1 | 42.8% | 0% | 0% | 1 | 66.37% | 0% | 0% | 2 | 60.87% | 0% | 0% | 2 | 1.825% | 0% | 0% | 1 |  | 0% | 0% | 1 | 9.7001 | 0% | 0% | 1 | 4.349% | 0% | 0% | 1 | 0 | 2 | 83.22% | 7.583% | 90.81% | 5 | 35.54% | 0% | 0% | 1 | 25.85% | 0% | 0% | 1 | 45.25% | 0% | 0% | 1 | 68.18% | 0% | 0% | 2 | 55.4% | 0% | 0% | 2 | 1.907% | 0% | 0% | 1
100 | Hopland | NORTHERN CALIFORNIA | 0 | 0 | 10 | 0% | 0% | 1 | 9.5708 | 0% | 0% | 1 | 10.79% | 0% | 0% | 1 | 0 | 2 | 80.35% | 1.641% | 81.99% | 5 | 80.17% | 0% | 0% | 3 | 45.16% | 0% | 0% | 1 | 55.3% | 0% | 0% | 2 | 86.56% | 0% | 0% | 3 | 36.59% | 0% | 0% | 1 | 2.339% | 0% | 0% | 1 |  | 0% | 0% | 1 | 9.1096 | 0% | 0% | 1 | 5.581% | 0% | 0% | 1 | 0 | 2 | 73.18% | 15.66% | 88.84% | 5 | 71.19% | 0% | 0% | 3 | 28.78% | 0% | 0% | 1 | 40.79% | 0% | 0% | 1 | 78.4% | 0% | 0% | 3 | 53.74% | 0% | 0% | 2 | 1.561% | 0% | 0% | 1 |  | 0% | 0% | 1 | 9.3636 | 0% | 0% | 1 | 5.994% | 0% | 0% | 1 | 0 | 2 | 68.63% | 18.65% | 87.28% | 5 | 55.47% | 0% | 0% | 2 | 31.5% | 0% | 0% | 1 | 45.24% | 0% | 0% | 1 | 77.26% | 0% | 0% | 3 | 53.76% | 0% | 0% | 2 | 1.34% | 0% | 0% | 1 |  | 0% | 0% | 1 | 9.3622 | 0% | 0% | 1 | 5.357% | 0% | 0% | 1 | 0 | 2 | 69.24% | 18.84% | 88.08% | 5 | 48.16% | 0% | 0% | 1 | 31.74% | 0% | 0% | 1 | 46.84% | 0% | 0% | 1 | 73.85% | 0% | 0% | 3 | 53.2% | 0% | 0% | 2 | 1.566% | 0% | 0% | 1
101 | Mendocino | NORTHERN CALIFORNIA | 0 | 0 | 10 | 0% | 0% | 1 | 13 | 0% | 0% | 2 | 5.669% | 0% | 0% | 1 | 0 | 2 | 87.21% | 0% | 87.21% | 5 | 12.19% | 0% | 0% | 1 | 31.13% | 0% | 0% | 1 | 31.13% | 0% | 0% | 1 | 37.14% | 0% | 0% | 1 | 52.03% | 0% | 0% | 2 | 1.015% | 0% | 0% | 1 |  | 0% | 0% | 1 | 11.517 | 0% | 0% | 1 | 7.414% | 0% | 0% | 1 | 0 | 2 | 73.42% | 14.96% | 88.38% | 5 | 38.29% | 0% | 0% | 1 | 29.78% | 0% | 0% | 1 | 41.33% | 0% | 0% | 1 | 65.12% | 0% | 0% | 2 | 59.96% | 0% | 0% | 2 | 1.572% | 0% | 0% | 1 |  | 0% | 0% | 1 | 10.2097 | 0% | 0% | 1 | 4.662% | 0% | 0% | 1 | 0 | 2 | 77.43% | 13.59% | 91.02% | 5 | 38.2% | 0% | 0% | 1 | 25.81% | 0% | 0% | 1 | 42.32% | 0% | 0% | 1 | 68.14% | 0% | 0% | 2 | 60.44% | 0% | 0% | 2 | 1.956% | 0% | 0% | 1 |  | 0% | 0% | 1 | 9.7414 | 0% | 0% | 1 | 4.144% | 0% | 0% | 1 | 0 | 2 | 82.05% | 9.165% | 91.22% | 5 | 36.48% | 0% | 0% | 1 | 26.86% | 0% | 0% | 1 | 46.38% | 0% | 0% | 1 | 70.22% | 0% | 0% | 3 | 57.53% | 0% | 0% | 2 | 1.961% | 0% | 0% | 1
102 | Ukiah | NORTHERN CALIFORNIA | 0 | 0 | 10 | 0% | 0% | 1 | 14.2839 | 0% | 0% | 2 | 16.64% | 0% | 0% | 1 | 0 | 2 | 74.61% | 0% | 74.61% | 3 | 0% | 0% | 0% | 1 | 70.7% | 0% | 0% | 3 | 77.93% | 0% | 0% | 3 | 77.93% | 0% | 0% | 3 | 41.68% | 0% | 0% | 1 | 2.738% | 0% | 0% | 1 |  | 0% | 0% | 1 | 10.9447 | 0% | 0% | 1 | 5.963% | 0% | 0% | 1 | 0 | 2 | 89.82% | 0% | 89.82% | 5 | 17.48% | 0% | 0% | 1 | 39.19% | 0% | 0% | 1 | 51.12% | 0% | 0% | 2 | 62.52% | 0% | 0% | 2 | 63.85% | 0% | 0% | 2 | 1.636% | 0% | 0% | 1 |  | 0% | 0% | 1 | 10.3529 | 0% | 0% | 1 | 6.629% | 0% | 0% | 1 | 0 | 2 | 82.85% | 5.099% | 87.95% | 5 | 32.05% | 0% | 0% | 1 | 27.54% | 0% | 0% | 1 | 40.15% | 0% | 0% | 1 | 62.73% | 0% | 0% | 2 | 55.69% | 0% | 0% | 2 | 1.75% | 0% | 0% | 1 |  | 0% | 0% | 1 | 9.7174 | 0% | 0% | 1 | 4.741% | 0% | 0% | 1 | 0 | 2 | 81.42% | 9.312% | 90.73% | 5 | 37.76% | 0% | 0% | 1 | 24.3% | 0% | 0% | 1 | 44.17% | 0% | 0% | 1 | 66.88% | 0% | 0% | 2 | 56.76% | 0% | 0% | 2 | 1.733% | 0% | 0% | 1
103 | Le Grand | SPGE | 130 | 1300 | 10 | 18.32% | 0% | 1 | 9.5093 | 22.13% | 0% | 2 | 35.15% | 5.318% | 0% | 1 | 0 | 2 | 0% | 0% | 0% | 1 | 50.6% | 5.766% | 0% | 2 | 34.83% | 4.371% | 0% | 1 | 36.98% | 4.52% | 0% | 1 | 69.8% | 9.432% | 0% | 2 | 0.1129% | 2.852% | 0% | 1 | 9.028% | 9.432% | 0% | 1 |  | 4.139% | 0% | 1 | 9.5347 | 4.958% | 0% | 1 | 32.36% | 1.778% | 0% | 1 | 0 | 2 | 0% | 0% | 0% | 1 | 45.43% | 1.398% | 0% | 1 | 40.85% | 1.29% | 0% | 1 | 43.04% | 1.34% | 0% | 1 | 61.19% | 1.966% | 0% | 2 | 9.46% | 0.8428% | 0% | 1 | 17.08% | 1.966% | 0% | 1 |  | 1.906% | 0% | 1 | 8.7356 | 1.724% | 0% | 1 | 28% | 1.778% | 0% | 1 | 0 | 2 | 0% | 0% | 0% | 1 | 44.43% | 0.6441% | 0% | 1 | 33.51% | 0.5383% | 0% | 1 | 37.94% | 0.5768% | 0% | 1 | 61.71% | 0.9349% | 0% | 2 | 18.33% | 0.4383% | 0% | 1 | 14.93% | 0.9349% | 0% | 1 |  | 1.597% | 0% | 1 | 8.1946 | 0.7262% | 0% | 1 | 23.87% | 1.778% | 0% | 1 | 0 | 2 | 1.392% | 0% | 1.392% | 1 | 58.78% | 0.514% | 0% | 2 | 30.92% | 0.3067% | 0% | 1 | 36.24% | 0.3323% | 0% | 1 | 71% | 0.7306% | 0% | 3 | 24.7% | 0.2814% | 0% | 1 | 15.81% | 0.7306% | 0% | 1
104 | Merced | SPGE | 0 | 0 | 10 | 0% | 0% | 1 | 12.3897 | 0% | 0% | 2 | 27.15% | 0% | 0% | 1 | 0 | 2 | 0% | 0% | 0% | 1 | 35.88% | 0% | 0% | 1 | 28.97% | 0% | 0% | 1 | 28.97% | 0% | 0% | 1 | 64.56% | 0% | 0% | 2 | 0% | 0% | 0% | 1 | 8.578% | 0% | 0% | 1 |  | 0% | 0% | 1 | 9.6211 | 0% | 0% | 1 | 30.24% | 0% | 0% | 1 | 0 | 2 | 0% | 0% | 0% | 1 | 49.99% | 0% | 0% | 1 | 39.83% | 0% | 0% | 1 | 47.88% | 0% | 0% | 1 | 73.57% | 0% | 0% | 3 | 2.324% | 0% | 0% | 1 | 15.52% | 0% | 0% | 1 |  | 0% | 0% | 1 | 9.0788 | 0% | 0% | 1 | 37.83% | 0% | 0% | 1 | 0 | 2 | 0% | 0% | 0% | 1 | 47.12% | 0% | 0% | 1 | 37.89% | 0% | 0% | 1 | 43.78% | 0% | 0% | 1 | 65.82% | 0% | 0% | 2 | 9.743% | 0% | 0% | 1 | 15% | 0% | 0% | 1 |  | 0% | 0% | 1 | 8.8978 | 0% | 0% | 1 | 38.7% | 0% | 0% | 1 | 0 | 2 | 0.0001003% | 0% | 0.0001003% | 1 | 43.55% | 0% | 0% | 1 | 31.03% | 0% | 0% | 1 | 36.63% | 0% | 0% | 1 | 58.81% | 0% | 0% | 2 | 12.84% | 0% | 0% | 1 | 12.61% | 0% | 0% | 1
105 | Wilson | SPGE | 0 | 0 | 10 | 0% | 0% | 1 | 15.7296 | 0% | 0% | 2 | 58.8% | 0% | 0% | 2 | 0 | 2 | 0% | 0% | 0% | 1 | 11.46% | 0% | 0% | 1 | 20.7% | 0% | 0% | 1 | 22.79% | 0% | 0% | 1 | 32.57% | 0% | 0% | 1 | 0.9163% | 0% | 0% | 1 | 7.847% | 0% | 0% | 1 |  | 0% | 0% | 1 | 9.65 | 0% | 0% | 1 | 27.04% | 0% | 0% | 1 | 0 | 2 | 0% | 0% | 0% | 1 | 55.28% | 0% | 0% | 2 | 50.19% | 0% | 0% | 2 | 53.14% | 0% | 0% | 2 | 79.34% | 0% | 0% | 3 | 13.94% | 0% | 0% | 1 | 21.82% | 0% | 0% | 1 |  | 0% | 0% | 1 | 8.0702 | 0% | 0% | 1 | 28.3% | 0% | 0% | 1 | 0 | 2 | 0% | 0% | 0% | 1 | 50.25% | 0% | 0% | 2 | 43.81% | 0% | 0% | 1 | 51.43% | 0% | 0% | 2 | 70.86% | 0% | 0% | 3 | 20.91% | 0% | 0% | 1 | 18.44% | 0% | 0% | 1 |  | 0% | 0% | 1 | 8.1075 | 0% | 0% | 1 | 31.36% | 0% | 0% | 1 | 0 | 2 | 1.071% | 0% | 1.071% | 1 | 52.07% | 0% | 0% | 2 | 32.94% | 0% | 0% | 1 | 38.16% | 0% | 0% | 1 | 66.36% | 0% | 0% | 2 | 21.91% | 0% | 0% | 1 | 13.79% | 0% | 0% | 1
106 | Los Banos | SPGE | 1400 | 14000 | 15 | 362.5% | 38.18% | 5 | 9.6879 | 186.7% | 30.26% | 5 | 8.368% | 196.8% | 270.5% | 5 | 0 | 2 | 0% | 0% | 0% | 1 | 82.83% | 268% | 34.84% | 5 | 11.05% | 51.74% | 0% | 3 | 28% | 63.92% | 0% | 3 | 82.83% | 268% | 34.84% | 5 | 21.42% | 58.57% | 0% | 3 | 5.522% | 268% | 34.84% | 5 |  | 77.06% | 0% | 3 | 7.4957 | 31.33% | 0% | 2 | 16.62% | 59.69% | 0% | 3 | 0 | 2 | 0% | 0% | 0% | 1 | 66.28% | 32.95% | 0% | 2 | 15.25% | 13.11% | 0% | 1 | 31.88% | 16.31% | 0% | 1 | 66.81% | 33.48% | 0% | 2 | 33.33% | 16.67% | 0% | 1 | 7.673% | 33.48% | 0% | 2 |  | 48.91% | 0% | 2 | 6.4086 | 14.29% | 0% | 1 | 17.76% | 59.69% | 0% | 3 | 0 | 2 | 5.956% | 0% | 5.956% | 1 | 67.51% | 17.27% | 0% | 2 | 14.79% | 6.586% | 0% | 1 | 27.37% | 7.727% | 0% | 1 | 71.1% | 19.42% | 0% | 3 | 41.18% | 9.542% | 0% | 1 | 8.008% | 19.42% | 0% | 1 |  | 28.63% | 0% | 2 | 5.9493 | 7.458% | 0% | 1 | 18.64% | 59.69% | 0% | 3 | 0 | 2 | 9.792% | 0% | 9.792% | 1 | 63.2% | 8.416% | 0% | 2 | 12.86% | 3.553% | 0% | 1 | 21.23% | 3.931% | 0% | 1 | 68.36% | 9.786% | 0% | 2 | 45.52% | 5.684% | 0% | 1 | 6.462% | 9.786% | 0% | 1
107 | Coburn | SPGE | 0 | 0 | 10 | 0% | 0% | 1 | 5.6938 | 0% | 0% | 1 | 46.05% | 0% | 0% | 1 | 0 | 2 | 7.62% | 0% | 7.62% | 1 | 16.89% | 0% | 0% | 1 | 4.561% | 0% | 0% | 1 | 7.246% | 0% | 0% | 1 | 21.45% | 0% | 0% | 1 | 15.36% | 0% | 0% | 1 | 3.404% | 0% | 0% | 1 |  | 0% | 0% | 1 | 5.4853 | 0% | 0% | 1 | 25.63% | 0% | 0% | 1 | 0 | 2 | 21.06% | 0% | 21.06% | 2 | 33.25% | 0% | 0% | 1 | 1.749% | 0% | 0% | 1 | 11% | 0% | 0% | 1 | 39.14% | 0% | 0% | 1 | 31.26% | 0% | 0% | 1 | 2.993% | 0% | 0% | 1 |  | 0% | 0% | 1 | 5.4032 | 0% | 0% | 1 | 20.15% | 0% | 0% | 1 | 0 | 2 | 27.57% | 0% | 27.57% | 2 | 35.9% | 0% | 0% | 1 | 5.789% | 0% | 0% | 1 | 21.09% | 0% | 0% | 1 | 50.31% | 0% | 0% | 2 | 29.93% | 0% | 0% | 1 | 3.129% | 0% | 0% | 1 |  | 0% | 0% | 1 | 5.3541 | 0% | 0% | 1 | 16.6% | 0% | 0% | 1 | 0 | 2 | 33.59% | 0% | 33.59% | 2 | 42.88% | 0% | 0% | 1 | 11.57% | 0% | 0% | 1 | 23.61% | 0% | 0% | 1 | 55.89% | 0% | 0% | 2 | 37.37% | 0% | 0% | 1 | 3.484% | 0% | 0% | 1
108 | Tulucay | NORTHERN CALIFORNIA | 24.5 | 245 | 10 | 33.68% | 0% | 2 | 13.7333 | 65.15% | 0% | 2 | 25.74% | 9.218% | 0% | 1 | 0 | 2 | 36.11% | 0% | 36.11% | 2 | 74.3% | 5.238% | 0% | 3 | 7.149% | 1.45% | 0% | 1 | 31.64% | 1.969% | 0% | 1 | 86.46% | 9.941% | 0% | 3 | 31.49% | 1.965% | 0% | 1 | 5.731% | 9.941% | 0% | 1 |  | 4.278% | 0% | 1 | 22 | 7.442% | 0% | 3 | 21.73% | 2.484% | 0% | 1 | 0 | 2 | 39.71% | 5.509% | 45.22% | 2 | 63.77% | 0.8599% | 0% | 2 | 9.436% | 0.344% | 0% | 1 | 32.75% | 0.4633% | 0% | 1 | 78.25% | 1.433% | 0% | 3 | 34.18% | 0.4734% | 0% | 1 | 8.999% | 1.433% | 0% | 1 |  | 1.511% | 0% | 1 | 26 | 1.953% | 0% | 3 | 15.68% | 2.484% | 0% | 1 | 0 | 2 | 40.45% | 8.969% | 49.42% | 2 | 61.97% | 0.3898% | 0% | 2 | 14.47% | 0.1733% | 0% | 1 | 35.02% | 0.2281% | 0% | 1 | 79.55% | 0.7249% | 0% | 3 | 36.07% | 0.2319% | 0% | 1 | 9.602% | 0.7249% | 0% | 1 |  | 0.8364% | 0% | 1 | 24 | 1.181% | 0% | 3 | 12.51% | 2.484% | 0% | 1 | 0 | 2 | 44.78% | 10.65% | 55.43% | 3 | 61.07% | 0.2409% | 0% | 2 | 19.36% | 0.1163% | 0% | 1 | 37.2% | 0.1493% | 0% | 1 | 79.82% | 0.4648% | 0% | 3 | 35.63% | 0.1457% | 0% | 1 | 10.84% | 0.4648% | 0% | 1
109 | Brunswick | NORTHERN CALIFORNIA | 0 | 0 | 10 | 0% | 0% | 1 | 56.4625 | 0% | 0% | 4 | 0.5148% | 0% | 0% | 1 | 0 | 2 | 22.18% | 77.82% | 100% | 5 | 58.36% | 0% | 0% | 2 | 28.94% | 0% | 0% | 1 | 57.69% | 0% | 0% | 2 | 88.44% | 0% | 0% | 3 | 9.075% | 0% | 0% | 1 | 2.741% | 0% | 0% | 1 |  | 0% | 0% | 1 | 32.8875 | 0% | 0% | 4 | 0.7658% | 0% | 0% | 1 | 0 | 2 | 46.39% | 52.31% | 98.7% | 5 | 73.82% | 0% | 0% | 3 | 17.5% | 0% | 0% | 1 | 25.3% | 0% | 0% | 1 | 84.37% | 0% | 0% | 3 | 19.13% | 0% | 0% | 1 | 3.219% | 0% | 0% | 1 |  | 0% | 0% | 1 | 25 | 0% | 0% | 3 | 0.6074% | 0% | 0% | 1 | 0 | 2 | 54.34% | 44.86% | 99.2% | 5 | 70.55% | 0% | 0% | 3 | 13.12% | 0% | 0% | 1 | 15.45% | 0% | 0% | 1 | 78.43% | 0% | 0% | 3 | 32.51% | 0% | 0% | 1 | 3.392% | 0% | 0% | 1 |  | 0% | 0% | 1 | 20.6667 | 0% | 0% | 3 | 0.4184% | 0% | 0% | 1 | 0 | 2 | 53.88% | 43.48% | 97.36% | 5 | 64.9% | 0% | 0% | 2 | 9.639% | 0% | 0% | 1 | 15.49% | 0% | 0% | 1 | 72.55% | 0% | 0% | 3 | 37.57% | 0% | 0% | 1 | 3.357% | 0% | 0% | 1
110 | Higgins | NORTHERN CALIFORNIA | 0 | 0 | 10 | 0% | 0% | 1 | 40.5985 | 0% | 0% | 4 | 1.588% | 0% | 0% | 1 | 0 | 2 | 98.41% | 0% | 98.41% | 5 | 93.84% | 0% | 0% | 4 | 0% | 0% | 0% | 1 | 0.5959% | 0% | 0% | 1 | 93.84% | 0% | 0% | 4 | 30.65% | 0% | 0% | 1 | 6.316% | 0% | 0% | 1 |  | 0% | 0% | 1 | 33.4247 | 0% | 0% | 4 | 1.145% | 0% | 0% | 1 | 0 | 2 | 91.91% | 5.233% | 97.14% | 5 | 85.16% | 0% | 0% | 3 | 5.602% | 0% | 0% | 1 | 10.6% | 0% | 0% | 1 | 86.04% | 0% | 0% | 3 | 38.82% | 0% | 0% | 1 | 5.961% | 0% | 0% | 1 |  | 0% | 0% | 1 | 33 | 0% | 0% | 4 | 1.847% | 0% | 0% | 1 | 0 | 2 | 72.15% | 14.31% | 86.46% | 5 | 81.6% | 0% | 0% | 3 | 6.177% | 0% | 0% | 1 | 10.4% | 0% | 0% | 1 | 83% | 0% | 0% | 3 | 31.28% | 0% | 0% | 1 | 9.013% | 0% | 0% | 1 |  | 0% | 0% | 1 | 26.8829 | 0% | 0% | 3 | 4.312% | 0% | 0% | 1 | 0 | 2 | 59.38% | 19.68% | 79.05% | 5 | 73.9% | 0% | 0% | 3 | 10.36% | 0% | 0% | 1 | 13.87% | 0% | 0% | 1 | 81.37% | 0% | 0% | 3 | 29.45% | 0% | 0% | 1 | 9.442% | 0% | 0% | 1
111 | Barre | GREATER LA METRO | 10 | 100 | 10 | 999.9% | 999.9% | 5 | 0 | 999% | 999% | 5 | 0% | 0% | 0% | 1 | 0 | 2 | 0% | 0% | 0% | 1 | 0% | 999% | 999.9% | 5 | 0% | 999% | 999.9% | 5 | 0% | 999% | 999.9% | 5 | 0% | 999% | 999.9% | 5 | 0% | 999% | 999.9% | 5 | 0% | 999% | 999.9% | 5 |  | 166.3% | 1.744% | 4 | 61 | 2079% | 73.93% | 5 | 0% | 0% | 0% | 1 | 0 | 2 | 0% | 0% | 0% | 1 | 0% | 4.264% | 0% | 1 | 29.36% | 6.036% | 0% | 1 | 97% | 142% | 1.299% | 5 | 97% | 142% | 1.299% | 5 | 0% | 4.264% | 0% | 1 | 1.112% | 142% | 1.299% | 4 |  | 4.052% | 0% | 1 | 48 | 15.29% | 0% | 4 | 0.01632% | 0% | 0% | 1 | 0 | 2 | 0.201% | 32.13% | 32.33% | 5 | 21.17% | 1.089% | 0% | 1 | 14.33% | 1.002% | 0% | 1 | 49.51% | 1.7% | 0% | 1 | 72.19% | 3.085% | 0% | 3 | 12.35% | 0.979% | 0% | 1 | 8.58% | 3.085% | 0% | 1 |  | 2.23% | 0% | 1 | 45.5 | 3.916% | 0% | 4 | 0.1074% | 0% | 0% | 1 | 0 | 2 | 3.251% | 52.72% | 55.97% | 5 | 28.24% | 0.5697% | 0% | 1 | 12.01% | 0.4646% | 0% | 1 | 48.6% | 0.7954% | 0% | 1 | 75.17% | 1.646% | 0% | 3 | 24.6% | 0.5422% | 0% | 1 | 7.607% | 1.646% | 0% | 1
112 | Ellis | GREATER LA METRO | 0 | 0 | 10 | 0% | 0% | 1 | 50.5 | 0% | 0% | 4 | 0% | 0% | 0% | 1 | 0 | 2 | 0% | 0% | 0% | 1 | 0% | 0% | 0% | 1 | 19.23% | 0% | 0% | 1 | 97.91% | 0% | 0% | 5 | 97.91% | 0% | 0% | 5 | 0% | 0% | 0% | 1 | 8.353% | 0% | 0% | 1 |  | 0% | 0% | 1 | 48 | 0% | 0% | 4 | 0% | 0% | 0% | 1 | 0 | 2 | 0% | 1.781% | 1.781% | 2 | 1.838% | 0% | 0% | 1 | 25.58% | 0% | 0% | 1 | 94.58% | 0% | 0% | 4 | 96.42% | 0% | 0% | 5 | 0% | 0% | 0% | 1 | 6.6% | 0% | 0% | 1 |  | 0% | 0% | 1 | 48 | 0% | 0% | 4 | 0.3506% | 0% | 0% | 1 | 0 | 2 | 1.972% | 8.017% | 9.989% | 2 | 3.461% | 0% | 0% | 1 | 22% | 0% | 0% | 1 | 80.19% | 0% | 0% | 3 | 84.93% | 0% | 0% | 3 | 0.2376% | 0% | 0% | 1 | 6.576% | 0% | 0% | 1 |  | 0% | 0% | 1 | 46.7838 | 0% | 0% | 4 | 0.1272% | 0% | 0% | 1 | 0 | 2 | 1.167% | 44.82% | 45.99% | 5 | 19.91% | 0% | 0% | 1 | 24.54% | 0% | 0% | 1 | 61.88% | 0% | 0% | 2 | 80.45% | 0% | 0% | 3 | 23.22% | 0% | 0% | 1 | 7.469% | 0% | 0% | 1
113 | Johanna | GREATER LA METRO | 0 | 0 | 10 | 0% | 0% | 1 | 82.3267 | 0% | 0% | 4 | 0% | 0% | 0% | 1 | 0 | 2 | 0% | 0% | 0% | 1 | 0% | 0% | 0% | 1 | 100% | 0% | 0% | 5 | 100% | 0% | 0% | 5 | 100% | 0% | 0% | 5 | 0% | 0% | 0% | 1 | 41.6% | 0% | 0% | 1 |  | 0% | 0% | 1 | 48 | 0% | 0% | 4 | 0.464% | 0% | 0% | 1 | 0 | 2 | 2.499% | 12.83% | 15.32% | 3 | 6.555% | 0% | 0% | 1 | 16.95% | 0% | 0% | 1 | 79.85% | 0% | 0% | 3 | 87.74% | 0% | 0% | 3 | 0.675% | 0% | 0% | 1 | 8.381% | 0% | 0% | 1 |  | 0% | 0% | 1 | 47 | 0% | 0% | 4 | 0.1869% | 0% | 0% | 1 | 0 | 2 | 1.1% | 57.14% | 58.24% | 5 | 21.99% | 0% | 0% | 1 | 35.1% | 0% | 0% | 1 | 72.33% | 0% | 0% | 3 | 90.71% | 0% | 0% | 4 | 34.89% | 0% | 0% | 1 | 8.758% | 0% | 0% | 1 |  | 0% | 0% | 1 | 46 | 0% | 0% | 4 | 0.7677% | 0% | 0% | 1 | 0 | 2 | 20.03% | 57.6% | 77.63% | 5 | 34.25% | 0% | 0% | 1 | 22.88% | 0% | 0% | 1 | 54.81% | 0% | 0% | 2 | 81.33% | 0% | 0% | 3 | 35.49% | 0% | 0% | 1 | 15.65% | 0% | 0% | 1
114 | Lewis | GREATER LA METRO | 0 | 0 | 10 | 0% | 0% | 1 | 0 | 0% | 0% | 1 | 0% | 0% | 0% | 1 | 0 | 2 | 0% | 0% | 0% | 1 | 0% | 0% | 0% | 1 | 0% | 0% | 0% | 1 | 0% | 0% | 0% | 1 | 0% | 0% | 0% | 1 | 0% | 0% | 0% | 1 | 0% | 0% | 0% | 1 |  | 0% | 0% | 1 | 22.503 | 0% | 0% | 3 | 0% | 0% | 0% | 1 | 0 | 2 | 0% | 100% | 100% | 5 | 0.2297% | 0% | 0% | 1 | 13.4% | 0% | 0% | 1 | 0% | 0% | 0% | 1 | 13.63% | 0% | 0% | 1 | 4.561% | 0% | 0% | 1 | 15.34% | 0% | 0% | 1 |  | 0% | 0% | 1 | 47 | 0% | 0% | 4 | 0.1366% | 0% | 0% | 1 | 0 | 2 | 4.17% | 63.11% | 67.28% | 5 | 35.88% | 0% | 0% | 1 | 13.03% | 0% | 0% | 1 | 45.55% | 0% | 0% | 1 | 79.91% | 0% | 0% | 3 | 29.55% | 0% | 0% | 1 | 9.55% | 0% | 0% | 1 |  | 0% | 0% | 1 | 45 | 0% | 0% | 4 | 2.081% | 0% | 0% | 1 | 0 | 2 | 12.29% | 56.99% | 69.28% | 5 | 28.42% | 0% | 0% | 1 | 16.7% | 0% | 0% | 1 | 48.67% | 0% | 0% | 1 | 74.27% | 0% | 0% | 3 | 29.72% | 0% | 0% | 1 | 15.64% | 0% | 0% | 1
115 | Santiago | GREATER LA METRO | 0 | 0 | 10 | 0% | 0% | 1 | 55.5 | 0% | 0% | 4 | 3.78% | 0% | 0% | 1 | 0 | 2 | 20.24% | 43.61% | 63.85% | 5 | 23.48% | 0% | 0% | 1 | 0% | 0% | 0% | 1 | 10.55% | 0% | 0% | 1 | 34.04% | 0% | 0% | 1 | 2.22% | 0% | 0% | 1 | 9.912% | 0% | 0% | 1 |  | 0% | 0% | 1 | 40.3333 | 0% | 0% | 4 | 0.5057% | 0% | 0% | 1 | 0 | 2 | 4.17% | 74.74% | 78.91% | 5 | 19.23% | 0% | 0% | 1 | 55.45% | 0% | 0% | 2 | 69.67% | 0% | 0% | 2 | 88.4% | 0% | 0% | 3 | 22.18% | 0% | 0% | 1 | 9.075% | 0% | 0% | 1 |  | 0% | 0% | 1 | 48 | 0% | 0% | 4 | 0.208% | 0% | 0% | 1 | 0 | 2 | 22.15% | 53.07% | 75.22% | 5 | 35.68% | 0% | 0% | 1 | 35.87% | 0% | 0% | 1 | 69.68% | 0% | 0% | 2 | 89.26% | 0% | 0% | 3 | 44.44% | 0% | 0% | 1 | 10.38% | 0% | 0% | 1 |  | 0% | 0% | 1 | 44 | 0% | 0% | 4 | 0.448% | 0% | 0% | 1 | 0 | 2 | 37.55% | 46.97% | 84.52% | 5 | 38.58% | 0% | 0% | 1 | 33.37% | 0% | 0% | 1 | 59.05% | 0% | 0% | 2 | 84.67% | 0% | 0% | 3 | 46.76% | 0% | 0% | 1 | 12.33% | 0% | 0% | 1
116 | Serrano | GREATER LA METRO | 0 | 0 | 10 | 0% | 0% | 1 | 2.6112 | 0% | 0% | 1 | 0% | 0% | 0% | 1 | 0 | 2 | 0% | 100% | 100% | 5 | 0% | 0% | 0% | 1 | 68.16% | 0% | 0% | 2 | 15.92% | 0% | 0% | 1 | 68.16% | 0% | 0% | 2 | 27.92% | 0% | 0% | 1 | 5.63% | 0% | 0% | 1 |  | 0% | 0% | 1 | 10.5148 | 0% | 0% | 1 | 0.03244% | 0% | 0% | 1 | 0 | 2 | 2.708% | 97.25% | 99.96% | 5 | 52.81% | 0% | 0% | 2 | 10.39% | 0% | 0% | 1 | 27.53% | 0% | 0% | 1 | 76.62% | 0% | 0% | 3 | 48.13% | 0% | 0% | 1 | 12.16% | 0% | 0% | 1 |  | 0% | 0% | 1 | 16.1633 | 0% | 0% | 2 | 3.044% | 0% | 0% | 1 | 0 | 2 | 15.69% | 73.7% | 89.39% | 5 | 38% | 0% | 0% | 1 | 14.36% | 0% | 0% | 1 | 37.58% | 0% | 0% | 1 | 71.11% | 0% | 0% | 3 | 40.27% | 0% | 0% | 1 | 18.67% | 0% | 0% | 1 |  | 0% | 0% | 1 | 45.6667 | 0% | 0% | 4 | 4.21% | 0% | 0% | 1 | 0 | 2 | 13.88% | 55.59% | 69.46% | 5 | 30.55% | 0% | 0% | 1 | 21.58% | 0% | 0% | 1 | 47.01% | 0% | 0% | 1 | 73.5% | 0% | 0% | 3 | 30.46% | 0% | 0% | 1 | 14.5% | 0% | 0% | 1
117 | Villa Park | GREATER LA METRO | 0 | 0 | 10 | 0% | 0% | 1 | 30.495 | 0% | 0% | 4 | 0% | 0% | 0% | 1 | 0 | 2 | 0% | 100% | 100% | 5 | 0% | 0% | 0% | 1 | 0% | 0% | 0% | 1 | 0% | 0% | 0% | 1 | 0% | 0% | 0% | 1 | 0% | 0% | 0% | 1 | 0% | 0% | 0% | 1 |  | 0% | 0% | 1 | 13.7644 | 0% | 0% | 2 | 0.06554% | 0% | 0% | 1 | 0 | 2 | 1.244% | 98.65% | 99.89% | 5 | 67.02% | 0% | 0% | 2 | 6.386% | 0% | 0% | 1 | 8.478% | 0% | 0% | 1 | 78.11% | 0% | 0% | 3 | 39.54% | 0% | 0% | 1 | 13.86% | 0% | 0% | 1 |  | 0% | 0% | 1 | 47 | 0% | 0% | 4 | 1.963% | 0% | 0% | 1 | 0 | 2 | 15.42% | 62.59% | 78% | 5 | 33.84% | 0% | 0% | 1 | 14.67% | 0% | 0% | 1 | 48.33% | 0% | 0% | 1 | 79.48% | 0% | 0% | 3 | 32.03% | 0% | 0% | 1 | 18.02% | 0% | 0% | 1 |  | 0% | 0% | 1 | 46 | 0% | 0% | 4 | 4.606% | 0% | 0% | 1 | 0 | 2 | 12.43% | 56.7% | 69.13% | 5 | 30.51% | 0% | 0% | 1 | 15.24% | 0% | 0% | 1 | 45.31% | 0% | 0% | 1 | 71.18% | 0% | 0% | 3 | 31.33% | 0% | 0% | 1 | 14.78% | 0% | 0% | 1
118 | Capistrano | GREATER LA METRO | 0 | 0 | 10 | 0% | 0% | 1 | 69 | 0% | 0% | 4 | 0.5554% | 0% | 0% | 1 | 0 | 2 | 80.69% | 0% | 80.69% | 5 | 33.75% | 0% | 0% | 1 | 63.81% | 0% | 0% | 2 | 76.68% | 0% | 0% | 3 | 76.68% | 0% | 0% | 3 | 14.45% | 0% | 0% | 1 | 8.287% | 0% | 0% | 1 |  | 0% | 0% | 1 | 50.0661 | 0% | 0% | 4 | 0.1566% | 0% | 0% | 1 | 0 | 2 | 93.2% | 0.6563% | 93.86% | 5 | 20.81% | 0% | 0% | 1 | 63.67% | 0% | 0% | 2 | 69.83% | 0% | 0% | 2 | 74.73% | 0% | 0% | 3 | 53.39% | 0% | 0% | 2 | 5.616% | 0% | 0% | 1 |  | 0% | 0% | 1 | 43 | 0% | 0% | 4 | 0.2273% | 0% | 0% | 1 | 0 | 2 | 74.61% | 18.25% | 92.86% | 5 | 29.46% | 0% | 0% | 1 | 57.68% | 0% | 0% | 2 | 66.24% | 0% | 0% | 2 | 80.71% | 0% | 0% | 3 | 52.48% | 0% | 0% | 2 | 6.703% | 0% | 0% | 1 |  | 0% | 0% | 1 | 38 | 0% | 0% | 4 | 0.1783% | 0% | 0% | 1 | 0 | 2 | 46.1% | 46.27% | 92.37% | 5 | 49.73% | 0% | 0% | 1 | 48.98% | 0% | 0% | 1 | 59.64% | 0% | 0% | 2 | 89.67% | 0% | 0% | 3 | 51.6% | 0% | 0% | 2 | 7.265% | 0% | 0% | 1
119 | Trabuco | GREATER LA METRO | 0 | 0 | 10 | 0% | 0% | 1 | 65.6857 | 0% | 0% | 4 | 0% | 0% | 0% | 1 | 0 | 2 | 100% | 0% | 100% | 5 | 28.98% | 0% | 0% | 1 | 56.1% | 0% | 0% | 2 | 56.1% | 0% | 0% | 2 | 68.45% | 0% | 0% | 2 | 27.3% | 0% | 0% | 1 | 9.959% | 0% | 0% | 1 |  | 0% | 0% | 1 | 58.8667 | 0% | 0% | 4 | 0.3077% | 0% | 0% | 1 | 0 | 2 | 83.37% | 9.568% | 92.94% | 5 | 23.02% | 0% | 0% | 1 | 66.82% | 0% | 0% | 2 | 71.25% | 0% | 0% | 3 | 78.36% | 0% | 0% | 3 | 46.52% | 0% | 0% | 1 | 6.11% | 0% | 0% | 1 |  | 0% | 0% | 1 | 39.92 | 0% | 0% | 4 | 0.1898% | 0% | 0% | 1 | 0 | 2 | 60.86% | 31.55% | 92.41% | 5 | 39.05% | 0% | 0% | 1 | 49.7% | 0% | 0% | 1 | 63.85% | 0% | 0% | 2 | 84.36% | 0% | 0% | 3 | 54.44% | 0% | 0% | 2 | 7.693% | 0% | 0% | 1 |  | 0% | 0% | 1 | 39.8121 | 0% | 0% | 4 | 0.09609% | 0% | 0% | 1 | 0 | 2 | 40.1% | 50.53% | 90.63% | 5 | 46.4% | 0% | 0% | 1 | 46.58% | 0% | 0% | 1 | 59.52% | 0% | 0% | 2 | 88.14% | 0% | 0% | 3 | 54.58% | 0% | 0% | 2 | 7.603% | 0% | 0% | 1
120 | Pleasant Grove | NORTHERN CALIFORNIA | 0 | 0 | 10 | 0% | 0% | 1 | 56 | 0% | 0% | 4 | 6.297% | 0% | 0% | 1 | 0 | 2 | 2.381% | 0% | 2.381% | 1 | 58.79% | 0% | 0% | 2 | 0% | 0% | 0% | 1 | 0% | 0% | 0% | 1 | 58.79% | 0% | 0% | 2 | 0% | 0% | 0% | 1 | 58.03% | 0% | 0% | 2 |  | 0% | 0% | 1 | 45.2476 | 0% | 0% | 4 | 8.059% | 0% | 0% | 1 | 0 | 2 | 9.254% | 0% | 9.254% | 1 | 42.44% | 0% | 0% | 1 | 0% | 0% | 0% | 1 | 0.01033% | 0% | 0% | 1 | 42.45% | 0% | 0% | 1 | 0.6577% | 0% | 0% | 1 | 33.63% | 0% | 0% | 1 |  | 0% | 0% | 1 | 21.2 | 0% | 0% | 3 | 23.51% | 0% | 0% | 1 | 0 | 2 | 19.66% | 0.4221% | 20.08% | 2 | 40.51% | 0% | 0% | 1 | 2.609% | 0% | 0% | 1 | 19.55% | 0% | 0% | 1 | 59.37% | 0% | 0% | 2 | 8.641% | 0% | 0% | 1 | 19.38% | 0% | 0% | 1 |  | 0% | 0% | 1 | 23.0316 | 0% | 0% | 3 | 22.91% | 0% | 0% | 1 | 0 | 2 | 26.3% | 2.947% | 29.24% | 2 | 55.42% | 0% | 0% | 2 | 9.349% | 0% | 0% | 1 | 26.63% | 0% | 0% | 1 | 72.25% | 0% | 0% | 3 | 15.11% | 0% | 0% | 1 | 16.02% | 0% | 0% | 1
121 | Summit | NORTHERN CALIFORNIA | 0 | 0 | 0 | 0% | 0% | 1 | 21.2 | 0% | 0% | 3 | 0% | 0% | 0% | 1 | 0 | 2 | 48.21% | 0% | 48.21% | 2 | 7.134% | 0% | 0% | 1 | 8.325% | 0% | 0% | 1 | 52.31% | 0% | 0% | 2 | 57.45% | 0% | 0% | 2 | 68.83% | 0% | 0% | 2 | 7.878% | 0% | 0% | 1 |  | 0% | 0% | 1 | 35 | 0% | 0% | 4 | 0% | 0% | 0% | 1 | 0 | 2 | 31.76% | 6.462% | 38.22% | 2 | 13.29% | 0% | 0% | 1 | 9.034% | 0% | 0% | 1 | 42.38% | 0% | 0% | 1 | 52.17% | 0% | 0% | 2 | 67.14% | 0% | 0% | 2 | 9.05% | 0% | 0% | 1 |  | 0% | 0% | 1 | 29 | 0% | 0% | 3 | 0% | 0% | 0% | 1 | 0 | 2 | 56.13% | 3.192% | 59.32% | 3 | 24.66% | 0% | 0% | 1 | 15.44% | 0% | 0% | 1 | 31.49% | 0% | 0% | 1 | 50.53% | 0% | 0% | 2 | 63.01% | 0% | 0% | 2 | 8.776% | 0% | 0% | 1 |  | 0% | 0% | 1 | 17.9635 | 0% | 0% | 2 | 0.08317% | 0% | 0% | 1 | 0 | 2 | 62.15% | 5.271% | 67.42% | 3 | 34.42% | 0% | 0% | 1 | 10.82% | 0% | 0% | 1 | 21.76% | 0% | 0% | 1 | 51.19% | 0% | 0% | 2 | 61.38% | 0% | 0% | 2 | 8.712% | 0% | 0% | 1
122 | Devers | RIVERSIDE | 280 | 2800 | 10 | 62.81% | 0% | 3 | 33.2467 | 584.9% | 33.12% | 5 | 0% | 0% | 0% | 1 | 0 | 2 | 14.96% | 0% | 14.96% | 1 | 31.76% | 23.34% | 0% | 2 | 71.52% | 55.94% | 0% | 3 | 61.53% | 41.41% | 0% | 2 | 74.56% | 62.61% | 0% | 3 | 11.95% | 18.09% | 0% | 1 | 0.03385% | 62.61% | 0% | 3 |  | 26.29% | 0% | 2 | 32.28 | 160.7% | 8.141% | 5 | 0% | 0% | 0% | 1 | 0 | 2 | 19.17% | 0.4012% | 19.57% | 2 | 34.28% | 12.84% | 0% | 1 | 55.1% | 18.79% | 0% | 2 | 42.34% | 14.63% | 0% | 1 | 63.88% | 23.36% | 0% | 2 | 15.54% | 9.99% | 0% | 1 | 0.09677% | 23.36% | 0% | 2 |  | 15.31% | 0% | 1 | 35.0564 | 28.51% | 0% | 4 | 0% | 0% | 0% | 1 | 0 | 2 | 25.82% | 20.29% | 46.11% | 4 | 30.77% | 6.23% | 0% | 1 | 40.7% | 7.273% | 0% | 1 | 40.45% | 7.242% | 0% | 1 | 57.87% | 10.24% | 0% | 2 | 29.96% | 6.158% | 0% | 1 | 0.8058% | 10.24% | 0% | 1 |  | 10.55% | 0% | 1 | 28.6667 | 10.04% | 0% | 3 | 0.01587% | 0% | 0% | 1 | 0 | 2 | 27.8% | 41.53% | 69.33% | 5 | 33.62% | 3.197% | 0% | 1 | 36.88% | 3.362% | 0% | 1 | 49.11% | 4.17% | 0% | 1 | 64.59% | 5.993% | 0% | 2 | 45.63% | 3.903% | 0% | 1 | 2.27% | 5.993% | 0% | 1
123 | Kern | RIVERSIDE | 0 | 0 | 0 | 0% | 0% | 1 | 3.8557 | 0% | 0% | 1 | 0% | 0% | 0% | 1 | 0 | 2 | 0% | 0% | 0% | 1 | 12.76% | 0% | 0% | 1 | 43.62% | 0% | 0% | 1 | 0% | 0% | 0% | 1 | 56.32% | 0% | 0% | 2 | 71.19% | 0% | 0% | 3 | 0% | 0% | 0% | 1 |  | 0% | 0% | 1 | 4.0372 | 0% | 0% | 1 | 0% | 0% | 0% | 1 | 0 | 2 | 0% | 0% | 0% | 1 | 11.71% | 0% | 0% | 1 | 33.94% | 0% | 0% | 1 | 0% | 0% | 0% | 1 | 43.95% | 0% | 0% | 1 | 55.4% | 0% | 0% | 2 | 0% | 0% | 0% | 1 |  | 0% | 0% | 1 | 4.6427 | 0% | 0% | 1 | 0% | 0% | 0% | 1 | 0 | 2 | 0% | 0% | 0% | 1 | 9.275% | 0% | 0% | 1 | 19.81% | 0% | 0% | 1 | 0% | 0% | 0% | 1 | 28.11% | 0% | 0% | 1 | 32.86% | 0% | 0% | 1 | 0.7506% | 0% | 0% | 1 |  | 0% | 0% | 1 | 3.8092 | 0% | 0% | 1 | 0% | 0% | 0% | 1 | 0 | 2 | 0% | 0% | 0% | 1 | 25.29% | 0% | 0% | 1 | 15.68% | 0% | 0% | 1 | 1.863% | 0% | 0% | 1 | 38.47% | 0% | 0% | 1 | 31.43% | 0% | 0% | 1 | 1.72% | 0% | 0% | 1
124 | Mirage | RIVERSIDE | 100 | 1000 | 10 | 29.3% | 0% | 2 | 35.6061 | 107.3% | 1.516% | 5 | 0% | 0% | 0% | 1 | 0 | 2 | 0% | 0% | 0% | 1 | 14.73% | 13.03% | 0% | 1 | 20.31% | 13.94% | 0% | 1 | 13.28% | 12.81% | 0% | 1 | 35.04% | 17.1% | 0% | 1 | 28.45% | 15.53% | 0% | 1 | 0% | 17.1% | 0% | 1 |  | 6.273% | 0% | 1 | 36.6 | 77.67% | 0% | 4 | 0.4601% | 0% | 0% | 1 | 0 | 2 | 12.5% | 0% | 12.5% | 1 | 11.91% | 3.354% | 0% | 1 | 24.31% | 3.903% | 0% | 1 | 14.44% | 3.453% | 0% | 1 | 33.62% | 4.45% | 0% | 1 | 23.04% | 3.839% | 0% | 1 | 0.009394% | 4.45% | 0% | 1 |  | 4.552% | 0% | 1 | 33.9055 | 41.03% | 0% | 4 | 2.133% | 0% | 0% | 1 | 0 | 2 | 7.915% | 0% | 7.915% | 1 | 11.77% | 1.914% | 0% | 1 | 38.72% | 2.756% | 0% | 1 | 28.62% | 2.366% | 0% | 1 | 45.03% | 3.072% | 0% | 1 | 21.59% | 2.154% | 0% | 1 | 0.02354% | 3.072% | 0% | 1 |  | 3.093% | 0% | 1 | 25.125 | 13.38% | 0% | 3 | 9.794% | 0% | 0% | 1 | 0 | 2 | 15.34% | 6.614% | 21.96% | 2 | 17.62% | 1.036% | 0% | 1 | 38.73% | 1.393% | 0% | 1 | 31.27% | 1.242% | 0% | 1 | 49.87% | 1.702% | 0% | 1 | 29.2% | 1.205% | 0% | 1 | 0.6259% | 1.702% | 0% | 1
125 | Valley | RIVERSIDE | 0 | 0 | 10 | 0% | 0% | 1 | 45.5 | 0% | 0% | 4 | 1.401% | 0% | 0% | 1 | 0 | 2 | 85.61% | 0% | 85.61% | 5 | 0.08591% | 0% | 0% | 1 | 21.79% | 0% | 0% | 1 | 64% | 0% | 0% | 2 | 64.09% | 0% | 0% | 2 | 1.028% | 0% | 0% | 1 | 2.164% | 0% | 0% | 1 |  | 0% | 0% | 1 | 31 | 0% | 0% | 4 | 3.942% | 0% | 0% | 1 | 0 | 2 | 66.46% | 10.26% | 76.72% | 5 | 0.4281% | 0% | 0% | 1 | 33.97% | 0% | 0% | 1 | 51.78% | 0% | 0% | 2 | 52.18% | 0% | 0% | 2 | 7.697% | 0% | 0% | 1 | 6.126% | 0% | 0% | 1 |  | 0% | 0% | 1 | 29 | 0% | 0% | 3 | 3.435% | 0% | 0% | 1 | 0 | 2 | 35.71% | 48.83% | 84.55% | 5 | 19.18% | 0% | 0% | 1 | 45.41% | 0% | 0% | 1 | 64.65% | 0% | 0% | 2 | 67.46% | 0% | 0% | 2 | 22.98% | 0% | 0% | 1 | 5.687% | 0% | 0% | 1 |  | 0% | 0% | 1 | 28.875 | 0% | 0% | 3 | 2.605% | 0% | 0% | 1 | 0 | 2 | 20.53% | 70.72% | 91.25% | 5 | 26.15% | 0% | 0% | 1 | 39.09% | 0% | 0% | 1 | 58.88% | 0% | 0% | 2 | 70.67% | 0% | 0% | 3 | 29.35% | 0% | 0% | 1 | 5.129% | 0% | 0% | 1
126 | Gold Hill | NORTHERN CALIFORNIA | 0 | 0 | 10 | 0% | 0% | 1 | 59 | 0% | 0% | 4 | 0% | 0% | 0% | 1 | 0 | 2 | 1.882% | 0.5397% | 2.422% | 2 | 59.55% | 0% | 0% | 2 | 10.17% | 0% | 0% | 1 | 0% | 0% | 0% | 1 | 60.27% | 0% | 0% | 2 | 72.77% | 0% | 0% | 3 | 18.11% | 0% | 0% | 1 |  | 0% | 0% | 1 | 48 | 0% | 0% | 4 | 0.1986% | 0% | 0% | 1 | 0 | 2 | 11.37% | 26.87% | 38.24% | 4 | 48.24% | 0% | 0% | 1 | 22.51% | 0% | 0% | 1 | 19.63% | 0% | 0% | 1 | 57.98% | 0% | 0% | 2 | 59.67% | 0% | 0% | 2 | 17.76% | 0% | 0% | 1 |  | 0% | 0% | 1 | 37.1111 | 0% | 0% | 4 | 2.041% | 0% | 0% | 1 | 0 | 2 | 20.74% | 25.48% | 46.22% | 4 | 65.18% | 0% | 0% | 2 | 20.48% | 0% | 0% | 1 | 18.54% | 0% | 0% | 1 | 70.87% | 0% | 0% | 3 | 41.91% | 0% | 0% | 1 | 15.14% | 0% | 0% | 1 |  | 0% | 0% | 1 | 35.8 | 0% | 0% | 4 | 3.236% | 0% | 0% | 1 | 0 | 2 | 32.8% | 13.44% | 46.24% | 3 | 66.9% | 0% | 0% | 2 | 15.77% | 0% | 0% | 1 | 17.24% | 0% | 0% | 1 | 72.32% | 0% | 0% | 3 | 38.06% | 0% | 0% | 1 | 20.72% | 0% | 0% | 1
127 | Grand Island | NORTHERN CALIFORNIA | 0 | 0 | 10 | 0% | 0% | 1 | 11.1542 | 0% | 0% | 1 | 49.14% | 0% | 0% | 1 | 0 | 2 | 0% | 0% | 0% | 1 | 0% | 0% | 0% | 1 | 6.754% | 0% | 0% | 1 | 6.754% | 0% | 0% | 1 | 6.754% | 0% | 0% | 1 | 0% | 0% | 0% | 1 | 6.429% | 0% | 0% | 1 |  | 0% | 0% | 1 | 9.6947 | 0% | 0% | 1 | 47.92% | 0% | 0% | 1 | 0 | 2 | 0% | 0% | 0% | 1 | 7.912% | 0% | 0% | 1 | 14.13% | 0% | 0% | 1 | 15.5% | 0% | 0% | 1 | 21.71% | 0% | 0% | 1 | 0.01378% | 0% | 0% | 1 | 9.335% | 0% | 0% | 1 |  | 0% | 0% | 1 | 9.0027 | 0% | 0% | 1 | 43.89% | 0% | 0% | 1 | 0 | 2 | 0% | 0% | 0% | 1 | 10.8% | 0% | 0% | 1 | 24.98% | 0% | 0% | 1 | 28.44% | 0% | 0% | 1 | 34.27% | 0% | 0% | 1 | 0.5522% | 0% | 0% | 1 | 12.52% | 0% | 0% | 1 |  | 0% | 0% | 1 | 9.7978 | 0% | 0% | 1 | 45.18% | 0% | 0% | 1 | 0 | 2 | 0% | 0% | 0% | 1 | 11.89% | 0% | 0% | 1 | 24.51% | 0% | 0% | 1 | 28.56% | 0% | 0% | 1 | 36.27% | 0% | 0% | 1 | 0.7002% | 0% | 0% | 1 | 12.77% | 0% | 0% | 1
128 | Chino | GREATER LA METRO | 0 | 0 | 10 | 0% | 0% | 1 | 47.5 | 0% | 0% | 4 | 21.78% | 0% | 0% | 1 | 0 | 2 | 14.32% | 10.85% | 25.17% | 3 | 0.187% | 0% | 0% | 1 | 0% | 0% | 0% | 1 | 12.67% | 0% | 0% | 1 | 12.86% | 0% | 0% | 1 | 0.07603% | 0% | 0% | 1 | 8% | 0% | 0% | 1 |  | 0% | 0% | 1 | 41.8974 | 0% | 0% | 4 | 10.17% | 0% | 0% | 1 | 0 | 2 | 23.51% | 44.06% | 67.57% | 5 | 31.77% | 0% | 0% | 1 | 2.927% | 0% | 0% | 1 | 23.04% | 0% | 0% | 1 | 54.6% | 0% | 0% | 2 | 15.66% | 0% | 0% | 1 | 19.73% | 0% | 0% | 1 |  | 0% | 0% | 1 | 20.3077 | 0% | 0% | 3 | 7.122% | 0% | 0% | 1 | 0 | 2 | 17.91% | 59.37% | 77.28% | 5 | 35.9% | 0% | 0% | 1 | 8.521% | 0% | 0% | 1 | 27.73% | 0% | 0% | 1 | 60.04% | 0% | 0% | 2 | 31.47% | 0% | 0% | 1 | 18.97% | 0% | 0% | 1 |  | 0% | 0% | 1 | 20.6667 | 0% | 0% | 3 | 4.684% | 0% | 0% | 1 | 0 | 2 | 20.59% | 57.91% | 78.5% | 5 | 38.83% | 0% | 0% | 1 | 24.26% | 0% | 0% | 1 | 42.74% | 0% | 0% | 1 | 73.53% | 0% | 0% | 3 | 33.39% | 0% | 0% | 1 | 16.03% | 0% | 0% | 1
129 | Kramer | GREATER KRAMER | 329 | 3290 | 10 | 999.9% | 50.44% | 5 | 46 | 731470% | 182.1% | 5 | 0% | 0% | 0% | 1 | 0 | 2 | 0% | 0% | 0% | 1 | 100% | 999% | 50.44% | 5 | 51.21% | 103.4% | 3.219% | 4 | 0% | 50.44% | 0% | 3 | 100% | 999% | 50.44% | 5 | 36.92% | 79.95% | 0% | 4 | 1.237% | 999% | 50.44% | 5 |  | 384.7% | 10.4% | 5 | 32.4111 | 87.53% | 0% | 5 | 0% | 0% | 0% | 1 | 0 | 2 | 0% | 0% | 0% | 1 | 94.28% | 237.1% | 8.315% | 4 | 33.43% | 20.37% | 0% | 2 | 0% | 13.56% | 0% | 1 | 95.61% | 308.5% | 9.585% | 5 | 47.77% | 25.96% | 0% | 2 | 0.4203% | 308.5% | 9.585% | 4 |  | 44.75% | 0% | 2 | 27.215 | 34.26% | 0% | 3 | 0% | 0% | 0% | 1 | 0 | 2 | 0% | 0% | 0% | 1 | 52.46% | 9.462% | 0% | 2 | 34.15% | 6.831% | 0% | 1 | 3.558% | 4.664% | 0% | 1 | 75.26% | 18.19% | 0% | 3 | 58.54% | 10.85% | 0% | 2 | 1.307% | 18.19% | 0% | 1 |  | 8.74% | 0% | 1 | 41 | 27.29% | 0% | 4 | 0.009127% | 0% | 0% | 1 | 0 | 2 | 0% | 0% | 0% | 1 | 40.68% | 3.858% | 0% | 1 | 26.48% | 3.113% | 0% | 1 | 3.023% | 2.36% | 0% | 1 | 60.18% | 5.747% | 0% | 2 | 46.04% | 4.241% | 0% | 1 | 0.817% | 5.747% | 0% | 1
130 | Lugo | GREATER KRAMER | 0 | 0 | 10 | 0% | 0% | 1 | 23 | 0% | 0% | 3 | 0.01104% | 0% | 0% | 1 | 0 | 2 | 57.35% | 36.94% | 94.28% | 5 | 44.63% | 0% | 0% | 1 | 88.25% | 0% | 0% | 3 | 72.22% | 0% | 0% | 3 | 96.64% | 0% | 0% | 5 | 38.37% | 0% | 0% | 1 | 5.104% | 0% | 0% | 1 |  | 0% | 0% | 1 | 24.7636 | 0% | 0% | 3 | 0.003024% | 0% | 0% | 1 | 0 | 2 | 36.55% | 46.43% | 82.99% | 5 | 46.99% | 0% | 0% | 1 | 70.84% | 0% | 0% | 3 | 61.78% | 0% | 0% | 2 | 86.98% | 0% | 0% | 3 | 40.5% | 0% | 0% | 1 | 3.906% | 0% | 0% | 1 |  | 0% | 0% | 1 | 39.25 | 0% | 0% | 4 | 0.0067% | 0% | 0% | 1 | 0 | 2 | 26.43% | 34.88% | 61.31% | 5 | 49.99% | 0% | 0% | 1 | 60.37% | 0% | 0% | 2 | 52% | 0% | 0% | 2 | 83.76% | 0% | 0% | 3 | 29.05% | 0% | 0% | 1 | 3.135% | 0% | 0% | 1 |  | 0% | 0% | 1 | 41.3333 | 0% | 0% | 4 | 0.04974% | 0% | 0% | 1 | 0 | 2 | 19.28% | 21.34% | 40.62% | 4 | 44.97% | 0% | 0% | 1 | 51.55% | 0% | 0% | 2 | 36.32% | 0% | 0% | 1 | 74.4% | 0% | 0% | 3 | 25.85% | 0% | 0% | 1 | 2.14% | 0% | 0% | 1
131 | Mira Loma | GREATER LA METRO | 0 | 0 | 10 | 0% | 0% | 1 | 54.28 | 0% | 0% | 4 | 26.16% | 0% | 0% | 1 | 0 | 2 | 0% | 0% | 0% | 1 | 0% | 0% | 0% | 1 | 0% | 0% | 0% | 1 | 0% | 0% | 0% | 1 | 0% | 0% | 0% | 1 | 0% | 0% | 0% | 1 | 0.1407% | 0% | 0% | 1 |  | 0% | 0% | 1 | 49 | 0% | 0% | 4 | 15.95% | 0% | 0% | 1 | 0 | 2 | 30.84% | 18.3% | 49.14% | 3 | 11.04% | 0% | 0% | 1 | 4.146% | 0% | 0% | 1 | 35.66% | 0% | 0% | 1 | 46.79% | 0% | 0% | 1 | 3.811% | 0% | 0% | 1 | 23.52% | 0% | 0% | 1 |  | 0% | 0% | 1 | 27.3857 | 0% | 0% | 3 | 6.531% | 0% | 0% | 1 | 0 | 2 | 23.4% | 47.92% | 71.31% | 5 | 31.15% | 0% | 0% | 1 | 17.65% | 0% | 0% | 1 | 42.25% | 0% | 0% | 1 | 68.08% | 0% | 0% | 2 | 29.18% | 0% | 0% | 1 | 16.46% | 0% | 0% | 1 |  | 0% | 0% | 1 | 28.3333 | 0% | 0% | 3 | 2.883% | 0% | 0% | 1 | 0 | 2 | 24.19% | 58.47% | 82.66% | 5 | 41.39% | 0% | 0% | 1 | 38.91% | 0% | 0% | 1 | 52.43% | 0% | 0% | 2 | 78.73% | 0% | 0% | 3 | 28.44% | 0% | 0% | 1 | 12.38% | 0% | 0% | 1
132 | Padua | GREATER LA METRO | 0 | 0 | 10 | 0% | 0% | 1 | 8.0923 | 0% | 0% | 1 | 0% | 0% | 0% | 1 | 0 | 2 | 2.392% | 97.61% | 100% | 5 | 100% | 0% | 0% | 5 | 53.49% | 0% | 0% | 2 | 0% | 0% | 0% | 1 | 100% | 0% | 0% | 5 | 69.92% | 0% | 0% | 2 | 28.54% | 0% | 0% | 1 |  | 0% | 0% | 1 | 45.49 | 0% | 0% | 4 | 15.84% | 0% | 0% | 1 | 0 | 2 | 7.987% | 31.17% | 39.16% | 5 | 34.91% | 0% | 0% | 1 | 19.99% | 0% | 0% | 1 | 16.35% | 0% | 0% | 1 | 38.24% | 0% | 0% | 1 | 21.76% | 0% | 0% | 1 | 11.12% | 0% | 0% | 1 |  | 0% | 0% | 1 | 33 | 0% | 0% | 4 | 6.65% | 0% | 0% | 1 | 0 | 2 | 20.39% | 58.39% | 78.79% | 5 | 54.64% | 0% | 0% | 2 | 28.38% | 0% | 0% | 1 | 35.4% | 0% | 0% | 1 | 70.21% | 0% | 0% | 3 | 28.1% | 0% | 0% | 1 | 15.98% | 0% | 0% | 1 |  | 0% | 0% | 1 | 23.6545 | 0% | 0% | 3 | 2.9% | 0% | 0% | 1 | 0 | 2 | 28.95% | 61.8% | 90.75% | 5 | 51.31% | 0% | 0% | 2 | 54.37% | 0% | 0% | 2 | 61.16% | 0% | 0% | 2 | 84.12% | 0% | 0% | 3 | 34.7% | 0% | 0% | 1 | 10.31% | 0% | 0% | 1
133 | Pisgah | GREATER KRAMER | 450 | 4500 | 15 | 260076% | 43.83% | 5 | 3.0455 | 65.2% | 0% | 2 | 0% | 0% | 0% | 1 | 0 | 2 | 0% | 0% | 0% | 1 | 62.27% | 116.2% | 9.811% | 4 | 86.59% | 326.9% | 35.14% | 5 | 95.68% | 1015% | 41.31% | 5 | 99.97% | 144860% | 43.83% | 5 | 44.01% | 78.31% | 0% | 4 | 0.4391% | 144860% | 43.83% | 5 |  | 393.6% | 30.55% | 5 | 2.8926 | 60.02% | 0% | 2 | 0% | 0% | 0% | 1 | 0 | 2 | 0% | 0% | 0% | 1 | 53.98% | 80.62% | 0% | 4 | 74.15% | 143.5% | 15.17% | 5 | 81.85% | 204.4% | 23.15% | 5 | 86.39% | 272.6% | 27.19% | 5 | 41.96% | 63.92% | 0% | 3 | 0.7164% | 272.6% | 27.19% | 5 |  | 34.35% | 0% | 2 | 12.6543 | 33.35% | 0% | 2 | 1.093% | 0% | 0% | 1 | 0 | 2 | 0% | 0% | 0% | 1 | 20.1% | 14.01% | 0% | 1 | 22.49% | 14.44% | 0% | 1 | 25.37% | 15% | 0% | 1 | 29.88% | 15.96% | 0% | 1 | 50.18% | 22.47% | 0% | 2 | 1.7% | 15.96% | 0% | 1 |  | 13.87% | 0% | 1 | 15.875 | 24.86% | 0% | 2 | 2.018% | 0% | 0% | 1 | 0 | 2 | 0% | 0% | 0% | 1 | 28.01% | 7.687% | 0% | 1 | 18.46% | 6.786% | 0% | 1 | 19.62% | 6.884% | 0% | 1 | 34.81% | 8.489% | 0% | 1 | 35.14% | 8.532% | 0% | 1 | 1.997% | 8.489% | 0% | 1
134 | Roadway | GREATER KRAMER | 245 | 2450 | 10 | 103.8% | 0.5274% | 4 | 53 | 999% | 271.8% | 5 | 0.05684% | 8259% | 815.9% | 5 | 0 | 2 | 0% | 0% | 0% | 1 | 45.48% | 22.97% | 0% | 2 | 74.73% | 49.56% | 0% | 3 | 4.618% | 13.13% | 0% | 1 | 87.86% | 103.2% | 0.4395% | 4 | 7.673% | 13.57% | 0% | 1 | 0.6672% | 103.2% | 0.4395% | 4 |  | 11.48% | 0% | 1 | 42.732 | 434.7% | 15.28% | 5 | 0.08897% | 0% | 0% | 1 | 0 | 2 | 0% | 0% | 0% | 1 | 40.79% | 5.253% | 0% | 1 | 47.85% | 5.965% | 0% | 1 | 17.4% | 3.766% | 0% | 1 | 65.2% | 8.938% | 0% | 2 | 17.73% | 3.781% | 0% | 1 | 1.386% | 8.938% | 0% | 1 |  | 5.002% | 0% | 1 | 40.6 | 236.6% | 5.068% | 5 | 0.124% | 0% | 0% | 1 | 0 | 2 | 5.721% | 0% | 5.721% | 1 | 29.46% | 2.244% | 0% | 1 | 44.48% | 2.851% | 0% | 1 | 15.33% | 1.87% | 0% | 1 | 58.53% | 3.817% | 0% | 2 | 19.98% | 1.978% | 0% | 1 | 1.064% | 3.817% | 0% | 1 |  | 3.73% | 0% | 1 | 38.8235 | 29.38% | 0% | 4 | 0.6317% | 0% | 0% | 1 | 0 | 2 | 10.13% | 6.21% | 16.34% | 2 | 43.96% | 1.442% | 0% | 1 | 47.32% | 1.534% | 0% | 1 | 21.75% | 1.032% | 0% | 1 | 69.08% | 2.612% | 0% | 2 | 28.06% | 1.123% | 0% | 1 | 1.563% | 2.612% | 0% | 1
135 | Tortilla | GREATER KRAMER | 0 | 0 | 10 | 0% | 0% | 1 | 27.5 | 0% | 0% | 3 | 0.1229% | 0% | 0% | 1 | 0 | 2 | 0% | 0% | 0% | 1 | 76.6% | 0% | 0% | 3 | 90.33% | 0% | 0% | 4 | 13.58% | 0% | 0% | 1 | 100% | 0% | 0% | 5 | 19.94% | 0% | 0% | 1 | 2.865% | 0% | 0% | 1 |  | 0% | 0% | 1 | 22.3968 | 0% | 0% | 3 | 3.758% | 0% | 0% | 1 | 0 | 2 | 0% | 0% | 0% | 1 | 69.04% | 0% | 0% | 2 | 59.75% | 0% | 0% | 2 | 32.77% | 0% | 0% | 1 | 87.23% | 0% | 0% | 3 | 41.59% | 0% | 0% | 1 | 2.99% | 0% | 0% | 1 |  | 0% | 0% | 1 | 24.0079 | 0% | 0% | 3 | 2.099% | 0% | 0% | 1 | 0 | 2 | 0% | 0% | 0% | 1 | 61.53% | 0% | 0% | 2 | 51.1% | 0% | 0% | 2 | 19.5% | 0% | 0% | 1 | 79.84% | 0% | 0% | 3 | 47.24% | 0% | 0% | 1 | 2.997% | 0% | 0% | 1 |  | 0% | 0% | 1 | 23.75 | 0% | 0% | 3 | 1.598% | 0% | 0% | 1 | 0 | 2 | 0% | 0% | 0% | 1 | 59.53% | 0% | 0% | 2 | 40.6% | 0% | 0% | 1 | 17.79% | 0% | 0% | 1 | 75.27% | 0% | 0% | 3 | 44.43% | 0% | 0% | 1 | 3.468% | 0% | 0% | 1
136 | Victor | GREATER KRAMER | 115 | 1150 | 10 | 30.9% | 0% | 2 | 57.6 | 999% | 10707% | 5 | 0% | 0% | 0% | 1 | 0 | 2 | 0% | 0% | 0% | 1 | 0% | 13.36% | 0% | 1 | 53.9% | 28.98% | 0% | 2 | 8.265% | 14.56% | 0% | 1 | 53.9% | 28.98% | 0% | 2 | 2.854% | 13.75% | 0% | 1 | 0% | 28.98% | 0% | 2 |  | 5.932% | 0% | 1 | 49.5 | 205.4% | 9.654% | 5 | 0.01803% | 0% | 0% | 1 | 0 | 2 | 6.53% | 0% | 6.53% | 1 | 38.18% | 3.017% | 0% | 1 | 48.79% | 3.642% | 0% | 1 | 16.16% | 2.224% | 0% | 1 | 65.43% | 5.395% | 0% | 2 | 8.653% | 2.042% | 0% | 1 | 0.4505% | 5.395% | 0% | 1 |  | 2.433% | 0% | 1 | 41.7222 | 20.02% | 0% | 4 | 0.09957% | 0% | 0% | 1 | 0 | 2 | 14.29% | 9.929% | 24.21% | 2 | 31.31% | 0.9604% | 0% | 1 | 57.29% | 1.545% | 0% | 2 | 29.59% | 0.9369% | 0% | 1 | 67.49% | 2.029% | 0% | 2 | 20.17% | 0.8263% | 0% | 1 | 1.643% | 2.029% | 0% | 1 |  | 1.964% | 0% | 1 | 38.0353 | 7.21% | 0% | 4 | 0.6733% | 0% | 0% | 1 | 0 | 2 | 11.59% | 12.01% | 23.59% | 3 | 46.46% | 0.7474% | 0% | 1 | 48.53% | 0.7775% | 0% | 1 | 26.29% | 0.5429% | 0% | 1 | 71.2% | 1.39% | 0% | 3 | 27.07% | 0.5486% | 0% | 1 | 1.788% | 1.39% | 0% | 1
137 | Vista | RIVERSIDE | 0 | 0 | 10 | 0% | 0% | 1 | 64.85 | 0% | 0% | 4 | 0% | 0% | 0% | 1 | 0 | 2 | 2.419% | 91.12% | 93.54% | 5 | 4.214% | 0% | 0% | 1 | 89.53% | 0% | 0% | 3 | 89.53% | 0% | 0% | 3 | 93.75% | 0% | 0% | 4 | 27.02% | 0% | 0% | 1 | 3.216% | 0% | 0% | 1 |  | 0% | 0% | 1 | 37.3333 | 0% | 0% | 4 | 1.166% | 0% | 0% | 1 | 0 | 2 | 6.131% | 86.71% | 92.84% | 5 | 41.89% | 0% | 0% | 1 | 60.16% | 0% | 0% | 2 | 77.43% | 0% | 0% | 3 | 96.8% | 0% | 0% | 5 | 33.88% | 0% | 0% | 1 | 4.161% | 0% | 0% | 1 |  | 0% | 0% | 1 | 28.5429 | 0% | 0% | 3 | 1.53% | 0% | 0% | 1 | 0 | 2 | 18.4% | 74.84% | 93.24% | 5 | 42.55% | 0% | 0% | 1 | 44.84% | 0% | 0% | 1 | 59.18% | 0% | 0% | 2 | 83.01% | 0% | 0% | 3 | 36.58% | 0% | 0% | 1 | 5.054% | 0% | 0% | 1 |  | 0% | 0% | 1 | 25.6775 | 0% | 0% | 3 | 2.343% | 0% | 0% | 1 | 0 | 2 | 19.58% | 69.38% | 88.96% | 5 | 46.57% | 0% | 0% | 1 | 41.47% | 0% | 0% | 1 | 57.28% | 0% | 0% | 2 | 80.36% | 0% | 0% | 3 | 36.83% | 0% | 0% | 1 | 7.704% | 0% | 0% | 1
138 | Encina | SAN DIEGO | 0 | 0 | 10 | 0% | 0% | 1 | 5.6 | 0% | 0% | 1 | 0% | 0% | 0% | 1 | 0 | 2 | 0% | 0% | 0% | 1 | 17.64% | 0% | 0% | 1 | 84.38% | 0% | 0% | 3 | 89.06% | 0% | 0% | 3 | 89.06% | 0% | 0% | 3 | 0% | 0% | 0% | 1 | 12.52% | 0% | 0% | 1 |  | 0% | 0% | 1 | 6.5085 | 0% | 0% | 1 | 0.8881% | 0% | 0% | 1 | 0 | 2 | 37.66% | 0% | 37.66% | 2 | 26% | 0% | 0% | 1 | 55.73% | 0% | 0% | 2 | 57.79% | 0% | 0% | 2 | 71.72% | 0% | 0% | 3 | 0% | 0% | 0% | 1 | 16.78% | 0% | 0% | 1 |  | 0% | 0% | 1 | 47 | 0% | 0% | 4 | 6.415% | 0% | 0% | 1 | 0 | 2 | 92.2% | 0% | 92.2% | 5 | 61.09% | 0% | 0% | 2 | 37.02% | 0% | 0% | 1 | 48.51% | 0% | 0% | 1 | 78.26% | 0% | 0% | 3 | 1.575% | 0% | 0% | 1 | 5.932% | 0% | 0% | 1 |  | 0% | 0% | 1 | 46.5 | 0% | 0% | 4 | 5.431% | 0% | 0% | 1 | 0 | 2 | 76.53% | 20.46% | 96.99% | 5 | 43.83% | 0% | 0% | 1 | 19.11% | 0% | 0% | 1 | 34.53% | 0% | 0% | 1 | 56.56% | 0% | 0% | 2 | 1.407% | 0% | 0% | 1 | 7.185% | 0% | 0% | 1
139 | Escondido | SAN DIEGO | 0 | 0 | 10 | 0% | 0% | 1 | 35.5 | 0% | 0% | 4 | 1.554% | 0% | 0% | 1 | 0 | 2 | 100% | 0% | 100% | 5 | 21.49% | 0% | 0% | 1 | 28.81% | 0% | 0% | 1 | 6.523% | 0% | 0% | 1 | 49.23% | 0% | 0% | 1 | 3.423% | 0% | 0% | 1 | 7.8% | 0% | 0% | 1 |  | 0% | 0% | 1 | 39.3414 | 0% | 0% | 4 | 2.837% | 0% | 0% | 1 | 0 | 2 | 52.96% | 47.03% | 100% | 5 | 47.78% | 0% | 0% | 1 | 16.26% | 0% | 0% | 1 | 28.12% | 0% | 0% | 1 | 59.17% | 0% | 0% | 2 | 9.759% | 0% | 0% | 1 | 7.069% | 0% | 0% | 1 |  | 0% | 0% | 1 | 37 | 0% | 0% | 4 | 4.183% | 0% | 0% | 1 | 0 | 2 | 49.17% | 50.14% | 99.32% | 5 | 45.46% | 0% | 0% | 1 | 22.7% | 0% | 0% | 1 | 29.27% | 0% | 0% | 1 | 56.2% | 0% | 0% | 2 | 22.26% | 0% | 0% | 1 | 6.765% | 0% | 0% | 1 |  | 0% | 0% | 1 | 30.1016 | 0% | 0% | 4 | 3.492% | 0% | 0% | 1 | 0 | 2 | 34.79% | 64.32% | 99.11% | 5 | 52.71% | 0% | 0% | 2 | 19.16% | 0% | 0% | 1 | 29.44% | 0% | 0% | 1 | 62.22% | 0% | 0% | 2 | 29.75% | 0% | 0% | 1 | 6.76% | 0% | 0% | 1
140 | Kearny | SAN DIEGO | 0 | 0 | 0 | 0% | 0% | 1 | 2.7531 | 0% | 0% | 1 | 0% | 0% | 0% | 1 | 0 | 2 | 100% | 0% | 100% | 5 | 8.241% | 0% | 0% | 1 | 100% | 0% | 0% | 5 | 0% | 0% | 0% | 1 | 100% | 0% | 0% | 5 | 8.343% | 0% | 0% | 1 | 29.21% | 0% | 0% | 1 |  | 0% | 0% | 1 | 26.2857 | 0% | 0% | 3 | 0% | 0% | 0% | 1 | 0 | 2 | 25.11% | 0% | 25.11% | 2 | 24.87% | 0% | 0% | 1 | 26.06% | 0% | 0% | 1 | 48.12% | 0% | 0% | 1 | 72.38% | 0% | 0% | 3 | 5.496% | 0% | 0% | 1 | 1.628% | 0% | 0% | 1 |  | 0% | 0% | 1 | 26 | 0% | 0% | 3 | 0.05378% | 0% | 0% | 1 | 0 | 2 | 23.22% | 38.96% | 62.18% | 5 | 42.05% | 0% | 0% | 1 | 38.9% | 0% | 0% | 1 | 64.56% | 0% | 0% | 2 | 90.68% | 0% | 0% | 4 | 10.09% | 0% | 0% | 1 | 2.355% | 0% | 0% | 1 |  | 0% | 0% | 1 | 25.5 | 0% | 0% | 3 | 0.5849% | 0% | 0% | 1 | 0 | 2 | 26.23% | 63.53% | 89.76% | 5 | 47.45% | 0% | 0% | 1 | 54.94% | 0% | 0% | 2 | 71.91% | 0% | 0% | 3 | 89.43% | 0% | 0% | 3 | 22.71% | 0% | 0% | 1 | 4.085% | 0% | 0% | 1
141 | Miguel | SAN DIEGO | 0 | 0 | 10 | 0% | 0% | 1 | 34.3333 | 0% | 0% | 4 | 0% | 0% | 0% | 1 | 0 | 2 | 81.22% | 14.59% | 95.81% | 5 | 4.589% | 0% | 0% | 1 | 98.21% | 0% | 0% | 5 | 93.5% | 0% | 0% | 4 | 100% | 0% | 0% | 5 | 57.5% | 0% | 0% | 2 | 1.52% | 0% | 0% | 1 |  | 0% | 0% | 1 | 16.5 | 0% | 0% | 2 | 0% | 0% | 0% | 1 | 0 | 2 | 47.77% | 44.05% | 91.82% | 5 | 10.07% | 0% | 0% | 1 | 84.7% | 0% | 0% | 3 | 94.5% | 0% | 0% | 4 | 95.95% | 0% | 0% | 5 | 43.1% | 0% | 0% | 1 | 5.888% | 0% | 0% | 1 |  | 0% | 0% | 1 | 25.5 | 0% | 0% | 3 | 0.05475% | 0% | 0% | 1 | 0 | 2 | 18.66% | 66.68% | 85.34% | 5 | 23.61% | 0% | 0% | 1 | 60.94% | 0% | 0% | 2 | 85.12% | 0% | 0% | 3 | 88.61% | 0% | 0% | 3 | 34.62% | 0% | 0% | 1 | 3.941% | 0% | 0% | 1 |  | 0% | 0% | 1 | 18.0907 | 0% | 0% | 2 | 0.1503% | 0% | 0% | 1 | 0 | 2 | 10.96% | 80.79% | 91.75% | 5 | 24.97% | 0% | 0% | 1 | 49.21% | 0% | 0% | 1 | 77.15% | 0% | 0% | 3 | 84.1% | 0% | 0% | 3 | 44.48% | 0% | 0% | 1 | 3.231% | 0% | 0% | 1
142 | Mission | SAN DIEGO | 0 | 0 | 10 | 0% | 0% | 1 | 6.5556 | 0% | 0% | 1 | 0% | 0% | 0% | 1 | 0 | 2 | 0% | 0% | 0% | 1 | 11.15% | 0% | 0% | 1 | 12.17% | 0% | 0% | 1 | 89.35% | 0% | 0% | 3 | 89.35% | 0% | 0% | 3 | 0% | 0% | 0% | 1 | 0.5569% | 0% | 0% | 1 |  | 0% | 0% | 1 | 32.3833 | 0% | 0% | 4 | 0% | 0% | 0% | 1 | 0 | 2 | 12.6% | 0% | 12.6% | 1 | 13.9% | 0% | 0% | 1 | 26.37% | 0% | 0% | 1 | 68.98% | 0% | 0% | 2 | 81.89% | 0% | 0% | 3 | 2.448% | 0% | 0% | 1 | 1.82% | 0% | 0% | 1 |  | 0% | 0% | 1 | 26 | 0% | 0% | 3 | 0.03639% | 0% | 0% | 1 | 0 | 2 | 19.78% | 19.33% | 39.12% | 3 | 31.12% | 0% | 0% | 1 | 42.9% | 0% | 0% | 1 | 66.44% | 0% | 0% | 2 | 86.65% | 0% | 0% | 3 | 14.01% | 0% | 0% | 1 | 2.147% | 0% | 0% | 1 |  | 0% | 0% | 1 | 25.25 | 0% | 0% | 3 | 0.2577% | 0% | 0% | 1 | 0 | 2 | 25.21% | 61.53% | 86.74% | 5 | 44.12% | 0% | 0% | 1 | 58.94% | 0% | 0% | 2 | 76.37% | 0% | 0% | 3 | 93.06% | 0% | 0% | 4 | 21.3% | 0% | 0% | 1 | 4.167% | 0% | 0% | 1
143 | Old Town | SAN DIEGO | 0 | 0 | 10 | 0% | 0% | 1 | 26.2989 | 0% | 0% | 3 | 0% | 0% | 0% | 1 | 0 | 2 | 0% | 0% | 0% | 1 | 1.135% | 0% | 0% | 1 | 4.286% | 0% | 0% | 1 | 69.7% | 0% | 0% | 2 | 69.7% | 0% | 0% | 2 | 0% | 0% | 0% | 1 | 0.1695% | 0% | 0% | 1 |  | 0% | 0% | 1 | 27.6667 | 0% | 0% | 3 | 0% | 0% | 0% | 1 | 0 | 2 | 0.2024% | 0% | 0.2024% | 1 | 1.678% | 0% | 0% | 1 | 17.43% | 0% | 0% | 1 | 78.98% | 0% | 0% | 3 | 79.53% | 0% | 0% | 3 | 0.01688% | 0% | 0% | 1 | 1.354% | 0% | 0% | 1 |  | 0% | 0% | 1 | 26 | 0% | 0% | 3 | 0% | 0% | 0% | 1 | 0 | 2 | 12.91% | 0% | 12.91% | 1 | 13.31% | 0% | 0% | 1 | 29.14% | 0% | 0% | 1 | 70.23% | 0% | 0% | 3 | 82.55% | 0% | 0% | 3 | 2.36% | 0% | 0% | 1 | 2.245% | 0% | 0% | 1 |  | 0% | 0% | 1 | 25 | 0% | 0% | 3 | 0.03394% | 0% | 0% | 1 | 0 | 2 | 38.39% | 35.21% | 73.6% | 5 | 30.09% | 0% | 0% | 1 | 60.75% | 0% | 0% | 2 | 77.15% | 0% | 0% | 3 | 94.28% | 0% | 0% | 4 | 21.79% | 0% | 0% | 1 | 4.269% | 0% | 0% | 1
144 | Penasquitos | SAN DIEGO | 0 | 0 | 10 | 0% | 0% | 1 | 14.9024 | 0% | 0% | 2 | 0% | 0% | 0% | 1 | 0 | 2 | 0% | 0% | 0% | 1 | 3.051% | 0% | 0% | 1 | 54.93% | 0% | 0% | 2 | 72.32% | 0% | 0% | 3 | 72.32% | 0% | 0% | 3 | 0% | 0% | 0% | 1 | 10.78% | 0% | 0% | 1 |  | 0% | 0% | 1 | 14.1199 | 0% | 0% | 2 | 0.4605% | 0% | 0% | 1 | 0 | 2 | 76.61% | 0% | 76.61% | 5 | 25.02% | 0% | 0% | 1 | 60.1% | 0% | 0% | 2 | 66.86% | 0% | 0% | 2 | 81.34% | 0% | 0% | 3 | 0% | 0% | 0% | 1 | 5.761% | 0% | 0% | 1 |  | 0% | 0% | 1 | 20.9007 | 0% | 0% | 3 | 0.176% | 0% | 0% | 1 | 0 | 2 | 58.82% | 25.11% | 83.94% | 5 | 41.39% | 0% | 0% | 1 | 41.73% | 0% | 0% | 1 | 35.99% | 0% | 0% | 1 | 74.02% | 0% | 0% | 3 | 8.708% | 0% | 0% | 1 | 5.029% | 0% | 0% | 1 |  | 0% | 0% | 1 | 27.8667 | 0% | 0% | 3 | 1.509% | 0% | 0% | 1 | 0 | 2 | 31.05% | 53.57% | 84.61% | 5 | 54.5% | 0% | 0% | 2 | 54.55% | 0% | 0% | 2 | 65.4% | 0% | 0% | 2 | 89.44% | 0% | 0% | 3 | 13.78% | 0% | 0% | 1 | 4.122% | 0% | 0% | 1
145 | San Luis Rey | SAN DIEGO | 0 | 0 | 10 | 0% | 0% | 1 | 5.8444 | 0% | 0% | 1 | 0% | 0% | 0% | 1 | 0 | 2 | 0% | 0% | 0% | 1 | 16.79% | 0% | 0% | 1 | 93.08% | 0% | 0% | 4 | 93.1% | 0% | 0% | 4 | 93.1% | 0% | 0% | 4 | 0% | 0% | 0% | 1 | 31.02% | 0% | 0% | 1 |  | 0% | 0% | 1 | 54.1429 | 0% | 0% | 4 | 5.396% | 0% | 0% | 1 | 0 | 2 | 80.06% | 0% | 80.06% | 5 | 51.97% | 0% | 0% | 2 | 49.6% | 0% | 0% | 1 | 64.66% | 0% | 0% | 2 | 73.03% | 0% | 0% | 3 | 0.2297% | 0% | 0% | 1 | 6.085% | 0% | 0% | 1 |  | 0% | 0% | 1 | 46.7273 | 0% | 0% | 4 | 5.775% | 0% | 0% | 1 | 0 | 2 | 91.04% | 3.981% | 95.02% | 5 | 60.55% | 0% | 0% | 2 | 25.45% | 0% | 0% | 1 | 51.49% | 0% | 0% | 2 | 74.7% | 0% | 0% | 3 | 0.6431% | 0% | 0% | 1 | 6.554% | 0% | 0% | 1 |  | 0% | 0% | 1 | 38 | 0% | 0% | 4 | 4.712% | 0% | 0% | 1 | 0 | 2 | 60.07% | 38.23% | 98.3% | 5 | 55.75% | 0% | 0% | 2 | 15.22% | 0% | 0% | 1 | 31.05% | 0% | 0% | 1 | 64.18% | 0% | 0% | 2 | 6.104% | 0% | 0% | 1 | 7.303% | 0% | 0% | 1
146 | Sycamore Canyon | SAN DIEGO | 0 | 0 | 10 | 0% | 0% | 1 | 22.0872 | 0% | 0% | 3 | 0.08025% | 0% | 0% | 1 | 0 | 2 | 31.49% | 68.51% | 100% | 5 | 91.51% | 0% | 0% | 4 | 64.51% | 0% | 0% | 2 | 44.67% | 0% | 0% | 1 | 99.34% | 0% | 0% | 5 | 24.21% | 0% | 0% | 1 | 2.131% | 0% | 0% | 1 |  | 0% | 0% | 1 | 28.07 | 0% | 0% | 3 | 0.437% | 0% | 0% | 1 | 0 | 2 | 24.57% | 75.43% | 100% | 5 | 71.88% | 0% | 0% | 3 | 58.57% | 0% | 0% | 2 | 67.38% | 0% | 0% | 2 | 97.42% | 0% | 0% | 5 | 16.77% | 0% | 0% | 1 | 3.402% | 0% | 0% | 1 |  | 0% | 0% | 1 | 25 | 0% | 0% | 3 | 1.017% | 0% | 0% | 1 | 0 | 2 | 21.65% | 78.13% | 99.78% | 5 | 63.99% | 0% | 0% | 2 | 50.4% | 0% | 0% | 2 | 63.45% | 0% | 0% | 2 | 87.9% | 0% | 0% | 3 | 26.83% | 0% | 0% | 1 | 3.776% | 0% | 0% | 1 |  | 0% | 0% | 1 | 23.5508 | 0% | 0% | 3 | 0.6552% | 0% | 0% | 1 | 0 | 2 | 11.43% | 84.45% | 95.88% | 5 | 44.89% | 0% | 0% | 1 | 31.57% | 0% | 0% | 1 | 43.46% | 0% | 0% | 1 | 68.82% | 0% | 0% | 2 | 44.79% | 0% | 0% | 1 | 4.553% | 0% | 0% | 1
147 | Talega | GREATER LA METRO | 0 | 0 | 10 | 0% | 0% | 1 | 7.5219 | 0% | 0% | 1 | 0.388% | 0% | 0% | 1 | 0 | 2 | 98.03% | 0% | 98.03% | 5 | 17.41% | 0% | 0% | 1 | 83.07% | 0% | 0% | 3 | 83.07% | 0% | 0% | 3 | 83.07% | 0% | 0% | 3 | 57.51% | 0% | 0% | 2 | 5.16% | 0% | 0% | 1 |  | 0% | 0% | 1 | 49.5 | 0% | 0% | 4 | 0.1547% | 0% | 0% | 1 | 0 | 2 | 92.76% | 0% | 92.76% | 5 | 23.19% | 0% | 0% | 1 | 62.97% | 0% | 0% | 2 | 68.63% | 0% | 0% | 2 | 75.88% | 0% | 0% | 3 | 54.05% | 0% | 0% | 2 | 5.516% | 0% | 0% | 1 |  | 0% | 0% | 1 | 27.6667 | 0% | 0% | 3 | 0.3101% | 0% | 0% | 1 | 0 | 2 | 79.72% | 16.4% | 96.12% | 5 | 55.07% | 0% | 0% | 2 | 55.43% | 0% | 0% | 2 | 62.35% | 0% | 0% | 2 | 87.88% | 0% | 0% | 3 | 50.41% | 0% | 0% | 2 | 6.057% | 0% | 0% | 1 |  | 0% | 0% | 1 | 33 | 0% | 0% | 4 | 0.606% | 0% | 0% | 1 | 0 | 2 | 44.24% | 52.67% | 96.91% | 5 | 52.32% | 0% | 0% | 2 | 44.11% | 0% | 0% | 1 | 51.15% | 0% | 0% | 2 | 86.39% | 0% | 0% | 3 | 34.11% | 0% | 0% | 1 | 6.718% | 0% | 0% | 1
148 | Martin (San Francisco H) | NORTHERN CALIFORNIA | 0 | 0 | 10 | 0% | 0% | 1 | 12.9085 | 0% | 0% | 2 | 0% | 0% | 0% | 1 | 0 | 2 | 0% | 0% | 0% | 1 | 25.42% | 0% | 0% | 1 | 10.54% | 0% | 0% | 1 | 23.09% | 0% | 0% | 1 | 48.51% | 0% | 0% | 1 | 0% | 0% | 0% | 1 | 2.714% | 0% | 0% | 1 |  | 0% | 0% | 1 | 59 | 0% | 0% | 4 | 0% | 0% | 0% | 1 | 0 | 2 | 3.03% | 26.01% | 29.04% | 4 | 26.9% | 0% | 0% | 1 | 41.53% | 0% | 0% | 1 | 59.13% | 0% | 0% | 2 | 60.31% | 0% | 0% | 2 | 24.22% | 0% | 0% | 1 | 4.602% | 0% | 0% | 1 |  | 0% | 0% | 1 | 59 | 0% | 0% | 4 | 0.644% | 0% | 0% | 1 | 0 | 2 | 2.759% | 32.93% | 35.69% | 5 | 32.34% | 0% | 0% | 1 | 49.85% | 0% | 0% | 1 | 66.23% | 0% | 0% | 2 | 70.41% | 0% | 0% | 3 | 25.87% | 0% | 0% | 1 | 6.029% | 0% | 0% | 1 |  | 0% | 0% | 1 | 55 | 0% | 0% | 4 | 0.4103% | 0% | 0% | 1 | 0 | 2 | 14.31% | 41.61% | 55.91% | 5 | 47.38% | 0% | 0% | 1 | 53.17% | 0% | 0% | 2 | 72.48% | 0% | 0% | 3 | 78.4% | 0% | 0% | 3 | 31.18% | 0% | 0% | 1 | 8.586% | 0% | 0% | 1
149 | Bellota | NORTHERN CALIFORNIA | 0 | 0 | 10 | 0% | 0% | 1 | 12.0312 | 0% | 0% | 2 | 30.12% | 0% | 0% | 1 | 0 | 2 | 0% | 0% | 0% | 1 | 13.78% | 0% | 0% | 1 | 16.43% | 0% | 0% | 1 | 64.7% | 0% | 0% | 2 | 64.81% | 0% | 0% | 2 | 24.19% | 0% | 0% | 1 | 19.93% | 0% | 0% | 1 |  | 0% | 0% | 1 | 12 | 0% | 0% | 2 | 34.38% | 0% | 0% | 1 | 0 | 2 | 3.01% | 0% | 3.01% | 1 | 32.1% | 0% | 0% | 1 | 18.75% | 0% | 0% | 1 | 43.05% | 0% | 0% | 1 | 54.33% | 0% | 0% | 2 | 27.58% | 0% | 0% | 1 | 13.27% | 0% | 0% | 1 |  | 0% | 0% | 1 | 14.637 | 0% | 0% | 2 | 27.95% | 0% | 0% | 1 | 0 | 2 | 9.778% | 0% | 9.778% | 1 | 41.32% | 0% | 0% | 1 | 17.28% | 0% | 0% | 1 | 37.42% | 0% | 0% | 1 | 58.46% | 0% | 0% | 2 | 26.06% | 0% | 0% | 1 | 9.743% | 0% | 0% | 1 |  | 0% | 0% | 1 | 15.6 | 0% | 0% | 2 | 28.65% | 0% | 0% | 1 | 0 | 2 | 14.41% | 0% | 14.41% | 1 | 45.21% | 0% | 0% | 1 | 15.62% | 0% | 0% | 1 | 35.7% | 0% | 0% | 1 | 60.41% | 0% | 0% | 2 | 27.6% | 0% | 0% | 1 | 9.645% | 0% | 0% | 1
150 | Ripon | NORTHERN CALIFORNIA | 0 | 0 | 10 | 0% | 0% | 1 | 23.57 | 0% | 0% | 3 | 80.56% | 0% | 0% | 3 | 0 | 2 | 0% | 0% | 0% | 1 | 32.66% | 0% | 0% | 1 | 17.36% | 0% | 0% | 1 | 17.36% | 0% | 0% | 1 | 41.22% | 0% | 0% | 1 | 0% | 0% | 0% | 1 | 1.45% | 0% | 0% | 1 |  | 0% | 0% | 1 | 18.3956 | 0% | 0% | 2 | 62.41% | 0% | 0% | 2 | 0 | 2 | 0% | 0% | 0% | 1 | 39.57% | 0% | 0% | 1 | 17.19% | 0% | 0% | 1 | 19.36% | 0% | 0% | 1 | 47.68% | 0% | 0% | 1 | 0% | 0% | 0% | 1 | 4.26% | 0% | 0% | 1 |  | 0% | 0% | 1 | 16.8968 | 0% | 0% | 2 | 63.92% | 0% | 0% | 2 | 0 | 2 | 0% | 0% | 0% | 1 | 37.03% | 0% | 0% | 1 | 10.13% | 0% | 0% | 1 | 13.08% | 0% | 0% | 1 | 43.06% | 0% | 0% | 1 | 0% | 0% | 0% | 1 | 3.54% | 0% | 0% | 1 |  | 0% | 0% | 1 | 15.7222 | 0% | 0% | 2 | 56.81% | 0% | 0% | 2 | 0 | 2 | 0.4816% | 0% | 0.4816% | 1 | 40.06% | 0% | 0% | 1 | 10.5% | 0% | 0% | 1 | 15.84% | 0% | 0% | 1 | 47.25% | 0% | 0% | 1 | 6.599% | 0% | 0% | 1 | 4.456% | 0% | 0% | 1
151 | Lockeford | NORTHERN CALIFORNIA | 0 | 0 | 10 | 0% | 0% | 1 | 23.7968 | 0% | 0% | 3 | 50.47% | 0% | 0% | 2 | 0 | 2 | 0% | 0% | 0% | 1 | 0% | 0% | 0% | 1 | 0% | 0% | 0% | 1 | 31.4% | 0% | 0% | 1 | 31.4% | 0% | 0% | 1 | 0% | 0% | 0% | 1 | 9.751% | 0% | 0% | 1 |  | 0% | 0% | 1 | 21.5188 | 0% | 0% | 3 | 45.97% | 0% | 0% | 1 | 0 | 2 | 0.108% | 0% | 0.108% | 1 | 12.35% | 0% | 0% | 1 | 9.7% | 0% | 0% | 1 | 35.23% | 0% | 0% | 1 | 38.4% | 0% | 0% | 1 | 8.044% | 0% | 0% | 1 | 14.3% | 0% | 0% | 1 |  | 0% | 0% | 1 | 18.5925 | 0% | 0% | 2 | 38.55% | 0% | 0% | 1 | 0 | 2 | 5.175% | 0% | 5.175% | 1 | 26.68% | 0% | 0% | 1 | 21.58% | 0% | 0% | 1 | 43.72% | 0% | 0% | 1 | 49.99% | 0% | 0% | 1 | 12.46% | 0% | 0% | 1 | 13.27% | 0% | 0% | 1 |  | 0% | 0% | 1 | 14.2825 | 0% | 0% | 2 | 38.69% | 0% | 0% | 1 | 0 | 2 | 6.159% | 0% | 6.159% | 1 | 35.01% | 0% | 0% | 1 | 22.51% | 0% | 0% | 1 | 39.28% | 0% | 0% | 1 | 51.72% | 0% | 0% | 2 | 16.04% | 0% | 0% | 1 | 13.04% | 0% | 0% | 1
152 | Stagg | NORTHERN CALIFORNIA | 0 | 0 | 10 | 0% | 0% | 1 | 10.7413 | 0% | 0% | 1 | 82.84% | 0% | 0% | 3 | 0 | 2 | 0% | 0% | 0% | 1 | 0% | 0% | 0% | 1 | 5.533% | 0% | 0% | 1 | 8.257% | 0% | 0% | 1 | 8.257% | 0% | 0% | 1 | 0% | 0% | 0% | 1 | 4.561% | 0% | 0% | 1 |  | 0% | 0% | 1 | 11.125 | 0% | 0% | 1 | 76.28% | 0% | 0% | 3 | 0 | 2 | 0% | 0% | 0% | 1 | 10.44% | 0% | 0% | 1 | 19.3% | 0% | 0% | 1 | 22.39% | 0% | 0% | 1 | 27.8% | 0% | 0% | 1 | 0% | 0% | 0% | 1 | 5.157% | 0% | 0% | 1 |  | 0% | 0% | 1 | 13.9608 | 0% | 0% | 2 | 73.08% | 0% | 0% | 2 | 0 | 2 | 0% | 0% | 0% | 1 | 13.2% | 0% | 0% | 1 | 11.13% | 0% | 0% | 1 | 13.53% | 0% | 0% | 1 | 23.51% | 0% | 0% | 1 | 0% | 0% | 0% | 1 | 6.314% | 0% | 0% | 1 |  | 0% | 0% | 1 | 15.1811 | 0% | 0% | 2 | 60.53% | 0% | 0% | 2 | 0 | 2 | 0.07926% | 0% | 0.07926% | 1 | 11.25% | 0% | 0% | 1 | 12.52% | 0% | 0% | 1 | 21.27% | 0% | 0% | 1 | 30.03% | 0% | 0% | 1 | 0.8894% | 0% | 0% | 1 | 8.123% | 0% | 0% | 1
153 | Weber | NORTHERN CALIFORNIA | 0 | 0 | 10 | 0% | 0% | 1 | 14.6337 | 0% | 0% | 2 | 42.83% | 0% | 0% | 1 | 0 | 2 | 0% | 0% | 0% | 1 | 0% | 0% | 0% | 1 | 0.0869% | 0% | 0% | 1 | 0.7453% | 0% | 0% | 1 | 0.7453% | 0% | 0% | 1 | 0% | 0% | 0% | 1 | 2.312% | 0% | 0% | 1 |  | 0% | 0% | 1 | 16.2619 | 0% | 0% | 2 | 72.01% | 0% | 0% | 2 | 0 | 2 | 0% | 0% | 0% | 1 | 0% | 0% | 0% | 1 | 1.028% | 0% | 0% | 1 | 4.936% | 0% | 0% | 1 | 4.936% | 0% | 0% | 1 | 0% | 0% | 0% | 1 | 2.485% | 0% | 0% | 1 |  | 0% | 0% | 1 | 16 | 0% | 0% | 2 | 65.76% | 0% | 0% | 2 | 0 | 2 | 0% | 0% | 0% | 1 | 14.64% | 0% | 0% | 1 | 3.937% | 0% | 0% | 1 | 11.64% | 0% | 0% | 1 | 25.42% | 0% | 0% | 1 | 0.2637% | 0% | 0% | 1 | 5.224% | 0% | 0% | 1 |  | 0% | 0% | 1 | 16 | 0% | 0% | 2 | 59.51% | 0% | 0% | 2 | 0 | 2 | 0% | 0% | 0% | 1 | 23.89% | 0% | 0% | 1 | 12.75% | 0% | 0% | 1 | 22.32% | 0% | 0% | 1 | 38.42% | 0% | 0% | 1 | 5.25% | 0% | 0% | 1 | 7.513% | 0% | 0% | 1
154 | Carrizo Plains | SPGE | 0 | 0 | 10 | 0% | 0% | 1 | 5.1001 | 0% | 0% | 1 | 0.05549% | 0% | 0% | 1 | 0 | 2 | 12.35% | 0% | 12.35% | 1 | 0.7332% | 0% | 0% | 1 | 25.54% | 0% | 0% | 1 | 47.47% | 0% | 0% | 1 | 47.47% | 0% | 0% | 1 | 53.47% | 0% | 0% | 2 | 1.803% | 0% | 0% | 1 |  | 0% | 0% | 1 | 9.3582 | 0% | 0% | 1 | 0.1811% | 0% | 0% | 1 | 0 | 2 | 21.36% | 0% | 21.36% | 2 | 33.07% | 0% | 0% | 1 | 18.69% | 0% | 0% | 1 | 30.33% | 0% | 0% | 1 | 56.25% | 0% | 0% | 2 | 65.16% | 0% | 0% | 2 | 4.785% | 0% | 0% | 1 |  | 0% | 0% | 1 | 7.9602 | 0% | 0% | 1 | 0.6895% | 0% | 0% | 1 | 0 | 2 | 18.53% | 0% | 18.53% | 1 | 42.06% | 0% | 0% | 1 | 17.71% | 0% | 0% | 1 | 26.96% | 0% | 0% | 1 | 62.34% | 0% | 0% | 2 | 56.98% | 0% | 0% | 2 | 3.439% | 0% | 0% | 1 |  | 0% | 0% | 1 | 6.75 | 0% | 0% | 1 | 3.731% | 0% | 0% | 1 | 0 | 2 | 17.23% | 1.146% | 18.38% | 2 | 46.97% | 0% | 0% | 1 | 13.18% | 0% | 0% | 1 | 23.03% | 0% | 0% | 1 | 64.75% | 0% | 0% | 2 | 48.22% | 0% | 0% | 1 | 2.549% | 0% | 0% | 1
155 | Cholame | SPGE | 0 | 0 | 0 | 0% | 0% | 1 | 5.9083 | 0% | 0% | 1 | 5.118% | 0% | 0% | 1 | 0 | 2 | 0% | 0% | 0% | 1 | 73.3% | 0% | 0% | 3 | 40.13% | 0% | 0% | 1 | 47.82% | 0% | 0% | 1 | 84.68% | 0% | 0% | 3 | 40.09% | 0% | 0% | 1 | 1.278% | 0% | 0% | 1 |  | 0% | 0% | 1 | 4.7148 | 0% | 0% | 1 | 4.699% | 0% | 0% | 1 | 0 | 2 | 7.018% | 0% | 7.018% | 1 | 44.04% | 0% | 0% | 1 | 18.36% | 0% | 0% | 1 | 36.04% | 0% | 0% | 1 | 59.11% | 0% | 0% | 2 | 46.9% | 0% | 0% | 1 | 1.325% | 0% | 0% | 1 |  | 0% | 0% | 1 | 5.9723 | 0% | 0% | 1 | 4.121% | 0% | 0% | 1 | 0 | 2 | 12.71% | 0% | 12.71% | 1 | 36.19% | 0% | 0% | 1 | 10.16% | 0% | 0% | 1 | 21.17% | 0% | 0% | 1 | 47.65% | 0% | 0% | 1 | 49.53% | 0% | 0% | 1 | 1.325% | 0% | 0% | 1 |  | 0% | 0% | 1 | 6.4601 | 0% | 0% | 1 | 4.898% | 0% | 0% | 1 | 0 | 2 | 18.65% | 0.3589% | 19.01% | 2 | 39.05% | 0% | 0% | 1 | 8.175% | 0% | 0% | 1 | 19.59% | 0% | 0% | 1 | 51.67% | 0% | 0% | 2 | 45.57% | 0% | 0% | 1 | 1.498% | 0% | 0% | 1
156 | Mesa | SPGE | 0 | 0 | 10 | 0% | 0% | 1 | 9.1879 | 0% | 0% | 1 | 30.77% | 0% | 0% | 1 | 0 | 2 | 28.97% | 15.9% | 44.87% | 3 | 9.16% | 0% | 0% | 1 | 0% | 0% | 0% | 1 | 0.04698% | 0% | 0% | 1 | 9.207% | 0% | 0% | 1 | 22.14% | 0% | 0% | 1 | 7.259% | 0% | 0% | 1 |  | 0% | 0% | 1 | 9.5024 | 0% | 0% | 1 | 26.76% | 0% | 0% | 1 | 0 | 2 | 23.56% | 27.16% | 50.72% | 4 | 5.156% | 0% | 0% | 1 | 3.564% | 0% | 0% | 1 | 12.32% | 0% | 0% | 1 | 16.95% | 0% | 0% | 1 | 28.67% | 0% | 0% | 1 | 6.868% | 0% | 0% | 1 |  | 0% | 0% | 1 | 8.0759 | 0% | 0% | 1 | 17.71% | 0% | 0% | 1 | 0 | 2 | 26.79% | 29.09% | 55.88% | 4 | 8.731% | 0% | 0% | 1 | 7.264% | 0% | 0% | 1 | 25% | 0% | 0% | 1 | 29.2% | 0% | 0% | 1 | 38.38% | 0% | 0% | 1 | 6.269% | 0% | 0% | 1 |  | 0% | 0% | 1 | 6.8234 | 0% | 0% | 1 | 14.54% | 0% | 0% | 1 | 0 | 2 | 33.93% | 27.1% | 61.04% | 4 | 17.22% | 0% | 0% | 1 | 6.673% | 0% | 0% | 1 | 30.69% | 0% | 0% | 1 | 39.34% | 0% | 0% | 1 | 41.13% | 0% | 0% | 1 | 5.622% | 0% | 0% | 1
157 | Oceano | SPGE | 0 | 0 | 10 | 0% | 0% | 1 | 25.9143 | 0% | 0% | 3 | 14.21% | 0% | 0% | 1 | 0 | 2 | 52.43% | 18.61% | 71.04% | 3 | 4.201% | 0% | 0% | 1 | 4.205% | 0% | 0% | 1 | 16.91% | 0% | 0% | 1 | 16.91% | 0% | 0% | 1 | 15.49% | 0% | 0% | 1 | 4.656% | 0% | 0% | 1 |  | 0% | 0% | 1 | 12.7126 | 0% | 0% | 2 | 20.17% | 0% | 0% | 1 | 0 | 2 | 33.2% | 28.61% | 61.8% | 4 | 9.243% | 0% | 0% | 1 | 2.809% | 0% | 0% | 1 | 21.76% | 0% | 0% | 1 | 25.71% | 0% | 0% | 1 | 24.02% | 0% | 0% | 1 | 7.917% | 0% | 0% | 1 |  | 0% | 0% | 1 | 8.9517 | 0% | 0% | 1 | 16.11% | 0% | 0% | 1 | 0 | 2 | 36.84% | 28.66% | 65.5% | 4 | 11.9% | 0% | 0% | 1 | 6.571% | 0% | 0% | 1 | 29.87% | 0% | 0% | 1 | 33.48% | 0% | 0% | 1 | 39.53% | 0% | 0% | 1 | 7.232% | 0% | 0% | 1 |  | 0% | 0% | 1 | 7.436 | 0% | 0% | 1 | 14.07% | 0% | 0% | 1 | 0 | 2 | 37.78% | 31.64% | 69.42% | 5 | 16.84% | 0% | 0% | 1 | 10.12% | 0% | 0% | 1 | 32.64% | 0% | 0% | 1 | 40.08% | 0% | 0% | 1 | 45.06% | 0% | 0% | 1 | 7.381% | 0% | 0% | 1
158 | San Luis Obispo | SPGE | 0 | 0 | 10 | 0% | 0% | 1 | 9.1917 | 0% | 0% | 1 | 11.87% | 0% | 0% | 1 | 0 | 2 | 60.18% | 16.2% | 76.38% | 5 | 14.03% | 0% | 0% | 1 | 4.191% | 0% | 0% | 1 | 59.82% | 0% | 0% | 2 | 62.08% | 0% | 0% | 2 | 37.75% | 0% | 0% | 1 | 9.779% | 0% | 0% | 1 |  | 0% | 0% | 1 | 8.5784 | 0% | 0% | 1 | 6.876% | 0% | 0% | 1 | 0 | 2 | 56.41% | 29.39% | 85.8% | 5 | 33.4% | 0% | 0% | 1 | 27.96% | 0% | 0% | 1 | 60.69% | 0% | 0% | 2 | 69.87% | 0% | 0% | 2 | 42.61% | 0% | 0% | 1 | 10.42% | 0% | 0% | 1 |  | 0% | 0% | 1 | 8.4754 | 0% | 0% | 1 | 4.05% | 0% | 0% | 1 | 0 | 2 | 39.4% | 50.7% | 90.09% | 5 | 28.11% | 0% | 0% | 1 | 22.21% | 0% | 0% | 1 | 52.16% | 0% | 0% | 2 | 60.8% | 0% | 0% | 2 | 51.88% | 0% | 0% | 2 | 7.378% | 0% | 0% | 1 |  | 0% | 0% | 1 | 9.3537 | 0% | 0% | 1 | 5.623% | 0% | 0% | 1 | 0 | 2 | 44.54% | 36.47% | 81.01% | 5 | 24.9% | 0% | 0% | 1 | 17.24% | 0% | 0% | 1 | 41.48% | 0% | 0% | 1 | 52.39% | 0% | 0% | 2 | 45.64% | 0% | 0% | 1 | 6.388% | 0% | 0% | 1
159 | Templeton | SPGE | 0 | 0 | 10 | 0% | 0% | 1 | 20.0778 | 0% | 0% | 3 | 7.711% | 0% | 0% | 1 | 0 | 2 | 20.1% | 2.045% | 22.14% | 2 | 0.7692% | 0% | 0% | 1 | 13.33% | 0% | 0% | 1 | 36.6% | 0% | 0% | 1 | 36.6% | 0% | 0% | 1 | 2.879% | 0% | 0% | 1 | 1.393% | 0% | 0% | 1 |  | 0% | 0% | 1 | 15.8667 | 0% | 0% | 2 | 6.769% | 0% | 0% | 1 | 0 | 2 | 27.47% | 20.8% | 48.27% | 4 | 16.76% | 0% | 0% | 1 | 21.34% | 0% | 0% | 1 | 35.38% | 0% | 0% | 1 | 41.23% | 0% | 0% | 1 | 23.38% | 0% | 0% | 1 | 3.193% | 0% | 0% | 1 |  | 0% | 0% | 1 | 12.2545 | 0% | 0% | 2 | 6.571% | 0% | 0% | 1 | 0 | 2 | 28.78% | 15.73% | 44.51% | 3 | 24.43% | 0% | 0% | 1 | 16.85% | 0% | 0% | 1 | 30.84% | 0% | 0% | 1 | 43.82% | 0% | 0% | 1 | 31.88% | 0% | 0% | 1 | 4.345% | 0% | 0% | 1 |  | 0% | 0% | 1 | 10.7333 | 0% | 0% | 1 | 5.736% | 0% | 0% | 1 | 0 | 2 | 31.01% | 13.16% | 44.17% | 3 | 27.44% | 0% | 0% | 1 | 15.71% | 0% | 0% | 1 | 29.35% | 0% | 0% | 1 | 45.92% | 0% | 0% | 1 | 37.36% | 0% | 0% | 1 | 3.642% | 0% | 0% | 1
160 | Sisquoc | SPGE | 0 | 0 | 10 | 0% | 0% | 1 | 9.0744 | 0% | 0% | 1 | 33.26% | 0% | 0% | 1 | 0 | 2 | 7.428% | 5.186% | 12.61% | 2 | 1.646% | 0% | 0% | 1 | 15.79% | 0% | 0% | 1 | 31.04% | 0% | 0% | 1 | 31.04% | 0% | 0% | 1 | 5.706% | 0% | 0% | 1 | 5.767% | 0% | 0% | 1 |  | 0% | 0% | 1 | 7.075 | 0% | 0% | 1 | 17.65% | 0% | 0% | 1 | 0 | 2 | 27.99% | 14.67% | 42.66% | 3 | 20.23% | 0% | 0% | 1 | 8.69% | 0% | 0% | 1 | 35.65% | 0% | 0% | 1 | 45.13% | 0% | 0% | 1 | 25.12% | 0% | 0% | 1 | 3.986% | 0% | 0% | 1 |  | 0% | 0% | 1 | 6.5077 | 0% | 0% | 1 | 15.27% | 0% | 0% | 1 | 0 | 2 | 37.99% | 21.69% | 59.68% | 4 | 28.37% | 0% | 0% | 1 | 4.795% | 0% | 0% | 1 | 34.7% | 0% | 0% | 1 | 49.13% | 0% | 0% | 1 | 36.54% | 0% | 0% | 1 | 3.743% | 0% | 0% | 1 |  | 0% | 0% | 1 | 6.7619 | 0% | 0% | 1 | 13.72% | 0% | 0% | 1 | 0 | 2 | 42.37% | 23.28% | 65.65% | 4 | 24.25% | 0% | 0% | 1 | 5.359% | 0% | 0% | 1 | 32.75% | 0% | 0% | 1 | 44.75% | 0% | 0% | 1 | 36.92% | 0% | 0% | 1 | 4.444% | 0% | 0% | 1
161 | Goleta | GREATER LA METRO | 0 | 0 | 10 | 0% | 0% | 1 | 10.0611 | 0% | 0% | 1 | 4.498% | 0% | 0% | 1 | 0 | 2 | 5.146% | 90% | 95.14% | 5 | 14.72% | 0% | 0% | 1 | 0% | 0% | 0% | 1 | 4.922% | 0% | 0% | 1 | 19.64% | 0% | 0% | 1 | 31.96% | 0% | 0% | 1 | 7.272% | 0% | 0% | 1 |  | 0% | 0% | 1 | 6.8483 | 0% | 0% | 1 | 1.839% | 0% | 0% | 1 | 0 | 2 | 5.273% | 90.8% | 96.07% | 5 | 22.77% | 0% | 0% | 1 | 2.803% | 0% | 0% | 1 | 4.52% | 0% | 0% | 1 | 27.29% | 0% | 0% | 1 | 52.38% | 0% | 0% | 2 | 5.944% | 0% | 0% | 1 |  | 0% | 0% | 1 | 9.7165 | 0% | 0% | 1 | 2.659% | 0% | 0% | 1 | 0 | 2 | 24.61% | 68.33% | 92.95% | 5 | 25.82% | 0% | 0% | 1 | 2.536% | 0% | 0% | 1 | 3.56% | 0% | 0% | 1 | 29.9% | 0% | 0% | 1 | 55.56% | 0% | 0% | 2 | 5.737% | 0% | 0% | 1 |  | 0% | 0% | 1 | 9.3333 | 0% | 0% | 1 | 2.741% | 0% | 0% | 1 | 0 | 2 | 37.05% | 54.98% | 92.03% | 5 | 20.32% | 0% | 0% | 1 | 4.072% | 0% | 0% | 1 | 3.576% | 0% | 0% | 1 | 25.94% | 0% | 0% | 1 | 52.36% | 0% | 0% | 2 | 5.013% | 0% | 0% | 1
162 | Schulte Switching Station | NORTHERN CALIFORNIA | 0 | 0 | 10 | 0% | 0% | 1 | 0 | 0% | 0% | 1 | 0% | 0% | 0% | 1 | 0 | 2 | 0% | 0% | 0% | 1 | 0% | 0% | 0% | 1 | 0% | 0% | 0% | 1 | 0% | 0% | 0% | 1 | 0% | 0% | 0% | 1 | 0% | 0% | 0% | 1 | 0% | 0% | 0% | 1 |  | 0% | 0% | 1 | 7.517 | 0% | 0% | 1 | 0.07721% | 0% | 0% | 1 | 0 | 2 | 81.5% | 0% | 81.5% | 5 | 9.137% | 0% | 0% | 1 | 26.37% | 0% | 0% | 1 | 31.39% | 0% | 0% | 1 | 31.39% | 0% | 0% | 1 | 48.57% | 0% | 0% | 1 | 14.12% | 0% | 0% | 1 |  | 0% | 0% | 1 | 10.338 | 0% | 0% | 1 | 0.3895% | 0% | 0% | 1 | 0 | 2 | 70.35% | 13.16% | 83.51% | 5 | 58.57% | 0% | 0% | 2 | 35.47% | 0% | 0% | 1 | 53.64% | 0% | 0% | 2 | 67.76% | 0% | 0% | 2 | 53.9% | 0% | 0% | 2 | 6.749% | 0% | 0% | 1 |  | 0% | 0% | 1 | 15.0377 | 0% | 0% | 2 | 0.7327% | 0% | 0% | 1 | 0 | 2 | 61.51% | 26% | 87.51% | 5 | 68.01% | 0% | 0% | 2 | 30.52% | 0% | 0% | 1 | 55.12% | 0% | 0% | 2 | 83.69% | 0% | 0% | 3 | 59.26% | 0% | 0% | 2 | 4.847% | 0% | 0% | 1
163 | Hicks | NORTHERN CALIFORNIA | 0 | 0 | 10 | 0% | 0% | 1 | 14.5065 | 0% | 0% | 2 | 0% | 0% | 0% | 1 | 0 | 2 | 12.68% | 87.32% | 100% | 5 | 100% | 0% | 0% | 5 | 0.4491% | 0% | 0% | 1 | 90.5% | 0% | 0% | 4 | 100% | 0% | 0% | 5 | 38.33% | 0% | 0% | 1 | 6.395% | 0% | 0% | 1 |  | 0% | 0% | 1 | 22.1606 | 0% | 0% | 3 | 1.66% | 0% | 0% | 1 | 0 | 2 | 12.14% | 73.16% | 85.3% | 5 | 71.4% | 0% | 0% | 3 | 3.353% | 0% | 0% | 1 | 68.86% | 0% | 0% | 2 | 94.53% | 0% | 0% | 4 | 25.04% | 0% | 0% | 1 | 2.511% | 0% | 0% | 1 |  | 0% | 0% | 1 | 20.8571 | 0% | 0% | 3 | 1.281% | 0% | 0% | 1 | 0 | 2 | 33.6% | 56.78% | 90.38% | 5 | 60.45% | 0% | 0% | 2 | 17.3% | 0% | 0% | 1 | 56.1% | 0% | 0% | 2 | 82.3% | 0% | 0% | 3 | 44.31% | 0% | 0% | 1 | 2.8% | 0% | 0% | 1 |  | 0% | 0% | 1 | 18.5427 | 0% | 0% | 2 | 1.239% | 0% | 0% | 1 | 0 | 2 | 49.05% | 41.75% | 90.8% | 5 | 61.01% | 0% | 0% | 2 | 22.32% | 0% | 0% | 1 | 53.6% | 0% | 0% | 2 | 82.37% | 0% | 0% | 3 | 52.72% | 0% | 0% | 2 | 3.494% | 0% | 0% | 1
164 | Cottonwood | NORTHERN CALIFORNIA | 0 | 0 | 10 | 0% | 0% | 1 | 32 | 0% | 0% | 4 | 18.96% | 0% | 0% | 1 | 0 | 2 | 54.52% | 0% | 54.52% | 3 | 54.11% | 0% | 0% | 2 | 25.13% | 0% | 0% | 1 | 13.39% | 0% | 0% | 1 | 70.32% | 0% | 0% | 3 | 12.98% | 0% | 0% | 1 | 12.03% | 0% | 0% | 1 |  | 0% | 0% | 1 | 26.7556 | 0% | 0% | 3 | 6.191% | 0% | 0% | 1 | 0 | 2 | 71.67% | 0% | 71.67% | 3 | 47.78% | 0% | 0% | 1 | 19.24% | 0% | 0% | 1 | 22.46% | 0% | 0% | 1 | 58.53% | 0% | 0% | 2 | 31.89% | 0% | 0% | 1 | 14.78% | 0% | 0% | 1 |  | 0% | 0% | 1 | 22.5 | 0% | 0% | 3 | 2.916% | 0% | 0% | 1 | 0 | 2 | 82.41% | 1.66% | 84.07% | 5 | 50.7% | 0% | 0% | 2 | 13.56% | 0% | 0% | 1 | 16.99% | 0% | 0% | 1 | 60.38% | 0% | 0% | 2 | 46.29% | 0% | 0% | 1 | 12.81% | 0% | 0% | 1 |  | 0% | 0% | 1 | 18.75 | 0% | 0% | 2 | 3.553% | 0% | 0% | 1 | 0 | 2 | 82.3% | 3.999% | 86.3% | 5 | 44.09% | 0% | 0% | 1 | 10.71% | 0% | 0% | 1 | 15.85% | 0% | 0% | 1 | 53.55% | 0% | 0% | 2 | 55.19% | 0% | 0% | 2 | 10.32% | 0% | 0% | 1
165 | Jessup | NORTHERN CALIFORNIA | 0 | 0 | 10 | 0% | 0% | 1 | 36.5 | 0% | 0% | 4 | 8.557% | 0% | 0% | 1 | 0 | 2 | 66.25% | 0% | 66.25% | 3 | 55.78% | 0% | 0% | 2 | 15.43% | 0% | 0% | 1 | 15.19% | 0% | 0% | 1 | 55.93% | 0% | 0% | 2 | 16.15% | 0% | 0% | 1 | 7.785% | 0% | 0% | 1 |  | 0% | 0% | 1 | 33 | 0% | 0% | 4 | 6.948% | 0% | 0% | 1 | 0 | 2 | 62.69% | 4.489% | 67.18% | 3 | 57.51% | 0% | 0% | 2 | 24.09% | 0% | 0% | 1 | 23.37% | 0% | 0% | 1 | 69.8% | 0% | 0% | 2 | 21.2% | 0% | 0% | 1 | 16.89% | 0% | 0% | 1 |  | 0% | 0% | 1 | 25.5 | 0% | 0% | 3 | 3.201% | 0% | 0% | 1 | 0 | 2 | 80.97% | 4.41% | 85.38% | 5 | 54.09% | 0% | 0% | 2 | 13.82% | 0% | 0% | 1 | 14.12% | 0% | 0% | 1 | 61.57% | 0% | 0% | 2 | 44.5% | 0% | 0% | 1 | 10.64% | 0% | 0% | 1 |  | 0% | 0% | 1 | 19 | 0% | 0% | 2 | 1.878% | 0% | 0% | 1 | 0 | 2 | 87.49% | 3.209% | 90.7% | 5 | 44.65% | 0% | 0% | 1 | 11.7% | 0% | 0% | 1 | 16.85% | 0% | 0% | 1 | 53.84% | 0% | 0% | 2 | 56.93% | 0% | 0% | 2 | 9.197% | 0% | 0% | 1
166 | Round Mountain | NORTHERN CALIFORNIA | 0 | 0 | 10 | 0% | 0% | 1 | 9.9875 | 0% | 0% | 1 | 0.256% | 0% | 0% | 1 | 0 | 2 | 69.77% | 30.09% | 99.86% | 5 | 84.49% | 0% | 0% | 3 | 30.4% | 0% | 0% | 1 | 47.9% | 0% | 0% | 1 | 91.18% | 0% | 0% | 4 | 58.72% | 0% | 0% | 2 | 5.642% | 0% | 0% | 1 |  | 0% | 0% | 1 | 6.0251 | 0% | 0% | 1 | 0.2173% | 0% | 0% | 1 | 0 | 2 | 76.78% | 22.06% | 98.84% | 5 | 73.58% | 0% | 0% | 3 | 17.55% | 0% | 0% | 1 | 26.66% | 0% | 0% | 1 | 81.05% | 0% | 0% | 3 | 64.58% | 0% | 0% | 2 | 5.827% | 0% | 0% | 1 |  | 0% | 0% | 1 | 5.4348 | 0% | 0% | 1 | 0.1777% | 0% | 0% | 1 | 0 | 2 | 88.65% | 9.533% | 98.18% | 5 | 61.29% | 0% | 0% | 2 | 24.14% | 0% | 0% | 1 | 30.47% | 0% | 0% | 1 | 73.8% | 0% | 0% | 3 | 66.23% | 0% | 0% | 2 | 6.644% | 0% | 0% | 1 |  | 0% | 0% | 1 | 5.4721 | 0% | 0% | 1 | 0.2509% | 0% | 0% | 1 | 0 | 2 | 91.2% | 6.872% | 98.07% | 5 | 55.34% | 0% | 0% | 2 | 20% | 0% | 0% | 1 | 25.25% | 0% | 0% | 1 | 66.04% | 0% | 0% | 2 | 67.14% | 0% | 0% | 2 | 6.883% | 0% | 0% | 1
167 | Carquinez |  | 0 | 0 | 10 | 0% | 0% | 1 | 73 | 0% | 0% | 4 | 0% | 0% | 0% | 1 | 0 | 2 | 29.23% | 0% | 29.23% | 2 | 1.736% | 0% | 0% | 1 | 6.537% | 0% | 0% | 1 | 69.32% | 0% | 0% | 2 | 69.43% | 0% | 0% | 2 | 0.5407% | 0% | 0% | 1 | 12.12% | 0% | 0% | 1 |  | 0% | 0% | 1 | 63 | 0% | 0% | 4 | 1.636% | 0% | 0% | 1 | 0 | 2 | 35.54% | 0% | 35.54% | 2 | 23.23% | 0% | 0% | 1 | 32.27% | 0% | 0% | 1 | 47.2% | 0% | 0% | 1 | 74.18% | 0% | 0% | 3 | 20.53% | 0% | 0% | 1 | 10.72% | 0% | 0% | 1 |  | 0% | 0% | 1 | 45 | 0% | 0% | 4 | 10.88% | 0% | 0% | 1 | 0 | 2 | 30.27% | 1.102% | 31.37% | 2 | 40.11% | 0% | 0% | 1 | 25.85% | 0% | 0% | 1 | 39.41% | 0% | 0% | 1 | 72.16% | 0% | 0% | 3 | 19.45% | 0% | 0% | 1 | 13.46% | 0% | 0% | 1 |  | 0% | 0% | 1 | 35.235 | 0% | 0% | 4 | 11.27% | 0% | 0% | 1 | 0 | 2 | 34.91% | 5.188% | 40.1% | 2 | 46.86% | 0% | 0% | 1 | 24.04% | 0% | 0% | 1 | 39.7% | 0% | 0% | 1 | 73.97% | 0% | 0% | 3 | 25.51% | 0% | 0% | 1 | 13.95% | 0% | 0% | 1
168 | Peabody | NORTHERN CALIFORNIA | 0 | 0 | 10 | 0% | 0% | 1 | 10.9596 | 0% | 0% | 1 | 13.79% | 0% | 0% | 1 | 0 | 2 | 16.61% | 0% | 16.61% | 1 | 21.84% | 0% | 0% | 1 | 41.88% | 0% | 0% | 1 | 77.62% | 0% | 0% | 3 | 98.55% | 0% | 0% | 5 | 17.72% | 0% | 0% | 1 | 27.23% | 0% | 0% | 1 |  | 0% | 0% | 1 | 9.9931 | 0% | 0% | 1 | 23.77% | 0% | 0% | 1 | 0 | 2 | 21.86% | 0% | 21.86% | 2 | 22.33% | 0% | 0% | 1 | 37.39% | 0% | 0% | 1 | 40.01% | 0% | 0% | 1 | 63.7% | 0% | 0% | 2 | 15.73% | 0% | 0% | 1 | 25.1% | 0% | 0% | 1 |  | 0% | 0% | 1 | 9.25 | 0% | 0% | 1 | 23.41% | 0% | 0% | 1 | 0 | 2 | 24.16% | 0% | 24.16% | 2 | 34.99% | 0% | 0% | 1 | 21.86% | 0% | 0% | 1 | 24.15% | 0% | 0% | 1 | 55.86% | 0% | 0% | 2 | 17.7% | 0% | 0% | 1 | 17.74% | 0% | 0% | 1 |  | 0% | 0% | 1 | 14.529 | 0% | 0% | 2 | 33.01% | 0% | 0% | 1 | 0 | 2 | 19.75% | 0% | 19.75% | 1 | 30.95% | 0% | 0% | 1 | 17.94% | 0% | 0% | 1 | 21.47% | 0% | 0% | 1 | 48.52% | 0% | 0% | 1 | 14.6% | 0% | 0% | 1 | 14.79% | 0% | 0% | 1
169 | Vaca Dixon | NORTHERN CALIFORNIA | 0 | 0 | 10 | 0% | 0% | 1 | 17.6712 | 0% | 0% | 2 | 46.75% | 0% | 0% | 1 | 0 | 2 | 7.04% | 0% | 7.04% | 1 | 21.17% | 0% | 0% | 1 | 1.993% | 0% | 0% | 1 | 2.135% | 0% | 0% | 1 | 23.3% | 0% | 0% | 1 | 0.268% | 0% | 0% | 1 | 3.93% | 0% | 0% | 1 |  | 0% | 0% | 1 | 11.7711 | 0% | 0% | 1 | 52.47% | 0% | 0% | 2 | 0 | 2 | 16.48% | 0% | 16.48% | 1 | 26.09% | 0% | 0% | 1 | 14.39% | 0% | 0% | 1 | 14% | 0% | 0% | 1 | 40.4% | 0% | 0% | 1 | 7.564% | 0% | 0% | 1 | 9.098% | 0% | 0% | 1 |  | 0% | 0% | 1 | 9.1262 | 0% | 0% | 1 | 46.52% | 0% | 0% | 1 | 0 | 2 | 19.82% | 0% | 19.82% | 1 | 29.68% | 0% | 0% | 1 | 16.28% | 0% | 0% | 1 | 17.66% | 0% | 0% | 1 | 46.19% | 0% | 0% | 1 | 13.53% | 0% | 0% | 1 | 12.49% | 0% | 0% | 1 |  | 0% | 0% | 1 | 9.2386 | 0% | 0% | 1 | 43.87% | 0% | 0% | 1 | 0 | 2 | 19.63% | 0% | 19.63% | 1 | 34.11% | 0% | 0% | 1 | 15.06% | 0% | 0% | 1 | 21.22% | 0% | 0% | 1 | 50.17% | 0% | 0% | 2 | 14.66% | 0% | 0% | 1 | 10.2% | 0% | 0% | 1
170 | Bellevue | NORTHERN CALIFORNIA | 0 | 0 | 10 | 0% | 0% | 1 | 32.3708 | 0% | 0% | 4 | 7.988% | 0% | 0% | 1 | 0 | 2 | 37.38% | 0.2403% | 37.62% | 2 | 58.32% | 0% | 0% | 2 | 36.9% | 0% | 0% | 1 | 63.29% | 0% | 0% | 2 | 83.48% | 0% | 0% | 3 | 19.06% | 0% | 0% | 1 | 10.5% | 0% | 0% | 1 |  | 0% | 0% | 1 | 24 | 0% | 0% | 3 | 8.79% | 0% | 0% | 1 | 0 | 2 | 48.05% | 10.47% | 58.51% | 3 | 45.79% | 0% | 0% | 1 | 38.27% | 0% | 0% | 1 | 69.54% | 0% | 0% | 2 | 80.84% | 0% | 0% | 3 | 39.82% | 0% | 0% | 1 | 6.075% | 0% | 0% | 1 |  | 0% | 0% | 1 | 17.674 | 0% | 0% | 2 | 6.59% | 0% | 0% | 1 | 0 | 2 | 39.69% | 31.12% | 70.8% | 5 | 53.05% | 0% | 0% | 2 | 37.51% | 0% | 0% | 1 | 66.94% | 0% | 0% | 2 | 84.43% | 0% | 0% | 3 | 48.16% | 0% | 0% | 1 | 5.437% | 0% | 0% | 1 |  | 0% | 0% | 1 | 15.9056 | 0% | 0% | 2 | 8.99% | 0% | 0% | 1 | 0 | 2 | 35.26% | 33.69% | 68.95% | 5 | 58.94% | 0% | 0% | 2 | 39.65% | 0% | 0% | 1 | 65.87% | 0% | 0% | 2 | 87.27% | 0% | 0% | 3 | 47.68% | 0% | 0% | 1 | 5.565% | 0% | 0% | 1
171 | Cloverdale | NORTHERN CALIFORNIA | 0 | 0 | 10 | 0% | 0% | 1 | 9.796 | 0% | 0% | 1 | 3.413% | 0% | 0% | 1 | 0 | 2 | 51.24% | 36.18% | 87.42% | 5 | 52.93% | 0% | 0% | 2 | 26.62% | 0% | 0% | 1 | 49.16% | 0% | 0% | 1 | 85.9% | 0% | 0% | 3 | 52.15% | 0% | 0% | 2 | 1.78% | 0% | 0% | 1 |  | 0% | 0% | 1 | 7.8976 | 0% | 0% | 1 | 3.964% | 0% | 0% | 1 | 0 | 2 | 51.01% | 37.41% | 88.42% | 5 | 66.26% | 0% | 0% | 2 | 31.88% | 0% | 0% | 1 | 51.42% | 0% | 0% | 2 | 88.37% | 0% | 0% | 3 | 58.89% | 0% | 0% | 2 | 1.979% | 0% | 0% | 1 |  | 0% | 0% | 1 | 8.4 | 0% | 0% | 1 | 5.424% | 0% | 0% | 1 | 0 | 2 | 57.59% | 30.55% | 88.14% | 5 | 63.64% | 0% | 0% | 2 | 36.43% | 0% | 0% | 1 | 60.4% | 0% | 0% | 2 | 87.14% | 0% | 0% | 3 | 55.36% | 0% | 0% | 2 | 1.592% | 0% | 0% | 1 |  | 0% | 0% | 1 | 9.3636 | 0% | 0% | 1 | 5.95% | 0% | 0% | 1 | 0 | 2 | 58.26% | 29.16% | 87.42% | 5 | 51.91% | 0% | 0% | 2 | 35.52% | 0% | 0% | 1 | 63.24% | 0% | 0% | 2 | 85.57% | 0% | 0% | 3 | 54.17% | 0% | 0% | 2 | 1.568% | 0% | 0% | 1
172 | Fulton | NORTHERN CALIFORNIA | 0 | 0 | 10 | 0% | 0% | 1 | 29.7127 | 0% | 0% | 3 | 24.81% | 0% | 0% | 1 | 0 | 2 | 19.21% | 33.35% | 52.56% | 5 | 36.31% | 0% | 0% | 1 | 53.44% | 0% | 0% | 2 | 97.27% | 0% | 0% | 5 | 97.27% | 0% | 0% | 5 | 11.25% | 0% | 0% | 1 | 4.831% | 0% | 0% | 1 |  | 0% | 0% | 1 | 21.8164 | 0% | 0% | 3 | 14.41% | 0% | 0% | 1 | 0 | 2 | 24.01% | 42.38% | 66.39% | 5 | 39.42% | 0% | 0% | 1 | 55.68% | 0% | 0% | 2 | 85.15% | 0% | 0% | 3 | 90.05% | 0% | 0% | 4 | 30.09% | 0% | 0% | 1 | 5.209% | 0% | 0% | 1 |  | 0% | 0% | 1 | 19.5 | 0% | 0% | 2 | 11.26% | 0% | 0% | 1 | 0 | 2 | 26.46% | 45.41% | 71.86% | 5 | 45.7% | 0% | 0% | 1 | 49.48% | 0% | 0% | 1 | 72.22% | 0% | 0% | 3 | 85.82% | 0% | 0% | 3 | 37.63% | 0% | 0% | 1 | 4.171% | 0% | 0% | 1 |  | 0% | 0% | 1 | 15.5 | 0% | 0% | 2 | 8.43% | 0% | 0% | 1 | 0 | 2 | 33.01% | 41.18% | 74.2% | 5 | 54.85% | 0% | 0% | 2 | 43.14% | 0% | 0% | 1 | 71.18% | 0% | 0% | 3 | 87.67% | 0% | 0% | 3 | 46.84% | 0% | 0% | 1 | 4.575% | 0% | 0% | 1
173 | Lakeville | NORTHERN CALIFORNIA | 0 | 0 | 10 | 0% | 0% | 1 | 10.6616 | 0% | 0% | 1 | 5.653% | 0% | 0% | 1 | 0 | 2 | 48.98% | 0% | 48.98% | 2 | 96.65% | 0% | 0% | 5 | 25.71% | 0% | 0% | 1 | 61.22% | 0% | 0% | 2 | 98.01% | 0% | 0% | 5 | 34.25% | 0% | 0% | 1 | 4.279% | 0% | 0% | 1 |  | 0% | 0% | 1 | 13.7005 | 0% | 0% | 2 | 6.745% | 0% | 0% | 1 | 0 | 2 | 53.69% | 6.235% | 59.92% | 3 | 70.1% | 0% | 0% | 3 | 26.54% | 0% | 0% | 1 | 54.73% | 0% | 0% | 2 | 83.77% | 0% | 0% | 3 | 37.1% | 0% | 0% | 1 | 4.878% | 0% | 0% | 1 |  | 0% | 0% | 1 | 13.25 | 0% | 0% | 2 | 7.621% | 0% | 0% | 1 | 0 | 2 | 49.3% | 14.8% | 64.1% | 3 | 62.6% | 0% | 0% | 2 | 25.4% | 0% | 0% | 1 | 51.86% | 0% | 0% | 2 | 81.83% | 0% | 0% | 3 | 47.79% | 0% | 0% | 1 | 6.66% | 0% | 0% | 1 |  | 0% | 0% | 1 | 16.7656 | 0% | 0% | 2 | 10.87% | 0% | 0% | 1 | 0 | 2 | 41.06% | 18.17% | 59.23% | 3 | 62.36% | 0% | 0% | 2 | 26.87% | 0% | 0% | 1 | 56.13% | 0% | 0% | 2 | 84.31% | 0% | 0% | 3 | 45.57% | 0% | 0% | 1 | 7.418% | 0% | 0% | 1
174 | Penngrove | NORTHERN CALIFORNIA | 0 | 0 | 10 | 0% | 0% | 1 | 23.989 | 0% | 0% | 3 | 2.549% | 0% | 0% | 1 | 0 | 2 | 59.76% | 0% | 59.76% | 3 | 83.63% | 0% | 0% | 3 | 45.94% | 0% | 0% | 1 | 71.69% | 0% | 0% | 3 | 100% | 0% | 0% | 5 | 38.07% | 0% | 0% | 1 | 5.598% | 0% | 0% | 1 |  | 0% | 0% | 1 | 15.4074 | 0% | 0% | 2 | 3.262% | 0% | 0% | 1 | 0 | 2 | 68.45% | 3.338% | 71.79% | 3 | 56.43% | 0% | 0% | 2 | 34.11% | 0% | 0% | 1 | 65.03% | 0% | 0% | 2 | 82.12% | 0% | 0% | 3 | 51.81% | 0% | 0% | 2 | 5.854% | 0% | 0% | 1 |  | 0% | 0% | 1 | 15 | 0% | 0% | 2 | 6.64% | 0% | 0% | 1 | 0 | 2 | 48.97% | 17.35% | 66.32% | 3 | 57.91% | 0% | 0% | 2 | 30.37% | 0% | 0% | 1 | 62.55% | 0% | 0% | 2 | 83.91% | 0% | 0% | 3 | 51.59% | 0% | 0% | 2 | 5.894% | 0% | 0% | 1 |  | 0% | 0% | 1 | 16.8487 | 0% | 0% | 2 | 9.786% | 0% | 0% | 1 | 0 | 2 | 34.83% | 28.29% | 63.12% | 4 | 59.57% | 0% | 0% | 2 | 35.98% | 0% | 0% | 1 | 60.71% | 0% | 0% | 2 | 84.97% | 0% | 0% | 3 | 46.22% | 0% | 0% | 1 | 6.143% | 0% | 0% | 1
175 | Warnerville | SPGE | 0 | 0 | 10 | 0% | 0% | 1 | 13.328 | 0% | 0% | 2 | 26.61% | 0% | 0% | 1 | 0 | 2 | 0% | 0% | 0% | 1 | 36.28% | 0% | 0% | 1 | 9.793% | 0% | 0% | 1 | 28.78% | 0% | 0% | 1 | 63.21% | 0% | 0% | 2 | 0.9052% | 0% | 0% | 1 | 4.093% | 0% | 0% | 1 |  | 0% | 0% | 1 | 12.6667 | 0% | 0% | 2 | 24.54% | 0% | 0% | 1 | 0 | 2 | 0% | 0% | 0% | 1 | 60.04% | 0% | 0% | 2 | 11.62% | 0% | 0% | 1 | 29.83% | 0% | 0% | 1 | 71.47% | 0% | 0% | 3 | 16.21% | 0% | 0% | 1 | 6.642% | 0% | 0% | 1 |  | 0% | 0% | 1 | 11.6538 | 0% | 0% | 1 | 23.76% | 0% | 0% | 1 | 0 | 2 | 4.042% | 0% | 4.042% | 1 | 63.4% | 0% | 0% | 2 | 15.96% | 0% | 0% | 1 | 30.38% | 0% | 0% | 1 | 72.23% | 0% | 0% | 3 | 26.42% | 0% | 0% | 1 | 7.979% | 0% | 0% | 1 |  | 0% | 0% | 1 | 12.0455 | 0% | 0% | 2 | 29.87% | 0% | 0% | 1 | 0 | 2 | 5.815% | 0% | 5.815% | 1 | 53.65% | 0% | 0% | 2 | 17.26% | 0% | 0% | 1 | 29.06% | 0% | 0% | 1 | 63.8% | 0% | 0% | 2 | 27.36% | 0% | 0% | 1 | 6.719% | 0% | 0% | 1
176 | Riverbank | SPGE | 0 | 0 | 10 | 0% | 0% | 1 | 27.5103 | 0% | 0% | 3 | 21.14% | 0% | 0% | 1 | 0 | 2 | 0% | 0% | 0% | 1 | 9.692% | 0% | 0% | 1 | 12.5% | 0% | 0% | 1 | 20.05% | 0% | 0% | 1 | 27.41% | 0% | 0% | 1 | 0% | 0% | 0% | 1 | 1.217% | 0% | 0% | 1 |  | 0% | 0% | 1 | 16.5 | 0% | 0% | 2 | 26.38% | 0% | 0% | 1 | 0 | 2 | 0% | 0% | 0% | 1 | 59.87% | 0% | 0% | 2 | 4.937% | 0% | 0% | 1 | 17.83% | 0% | 0% | 1 | 69.01% | 0% | 0% | 2 | 4.923% | 0% | 0% | 1 | 4.333% | 0% | 0% | 1 |  | 0% | 0% | 1 | 14.5 | 0% | 0% | 2 | 36.29% | 0% | 0% | 1 | 0 | 2 | 1.179% | 0% | 1.179% | 1 | 54.31% | 0% | 0% | 2 | 9.25% | 0% | 0% | 1 | 23.67% | 0% | 0% | 1 | 63.74% | 0% | 0% | 2 | 16.72% | 0% | 0% | 1 | 5.589% | 0% | 0% | 1 |  | 0% | 0% | 1 | 13.5904 | 0% | 0% | 2 | 36.11% | 0% | 0% | 1 | 0 | 2 | 4.14% | 0% | 4.14% | 1 | 49.27% | 0% | 0% | 1 | 15.48% | 0% | 0% | 1 | 27.8% | 0% | 0% | 1 | 60.24% | 0% | 0% | 2 | 22.39% | 0% | 0% | 1 | 7.238% | 0% | 0% | 1
177 | Pease | NORTHERN CALIFORNIA | 0 | 0 | 10 | 0% | 0% | 1 | 20.2733 | 0% | 0% | 3 | 53.84% | 0% | 0% | 2 | 0 | 2 | 0% | 0% | 0% | 1 | 12.34% | 0% | 0% | 1 | 15.94% | 0% | 0% | 1 | 49.83% | 0% | 0% | 1 | 62.17% | 0% | 0% | 2 | 1.118% | 0% | 0% | 1 | 3.627% | 0% | 0% | 1 |  | 0% | 0% | 1 | 14.2072 | 0% | 0% | 2 | 47.31% | 0% | 0% | 1 | 0 | 2 | 0% | 0% | 0% | 1 | 41.06% | 0% | 0% | 1 | 11.08% | 0% | 0% | 1 | 27.88% | 0% | 0% | 1 | 65.19% | 0% | 0% | 2 | 5.894% | 0% | 0% | 1 | 5.58% | 0% | 0% | 1 |  | 0% | 0% | 1 | 12.1111 | 0% | 0% | 2 | 47.18% | 0% | 0% | 1 | 0 | 2 | 0.05021% | 0% | 0.05021% | 1 | 48.04% | 0% | 0% | 1 | 11.33% | 0% | 0% | 1 | 33.93% | 0% | 0% | 1 | 69.3% | 0% | 0% | 2 | 4.343% | 0% | 0% | 1 | 8.536% | 0% | 0% | 1 |  | 0% | 0% | 1 | 11.5466 | 0% | 0% | 1 | 45.43% | 0% | 0% | 1 | 0 | 2 | 5.379% | 0% | 5.379% | 1 | 50.8% | 0% | 0% | 2 | 10.72% | 0% | 0% | 1 | 38.27% | 0% | 0% | 1 | 71.5% | 0% | 0% | 3 | 5.637% | 0% | 0% | 1 | 8.801% | 0% | 0% | 1
178 | Rio Oso | NORTHERN CALIFORNIA | 0 | 0 | 10 | 0% | 0% | 1 | 10.1111 | 0% | 0% | 1 | 48.25% | 0% | 0% | 1 | 0 | 2 | 0% | 0% | 0% | 1 | 25.23% | 0% | 0% | 1 | 0.6082% | 0% | 0% | 1 | 14.98% | 0% | 0% | 1 | 33.52% | 0% | 0% | 1 | 0% | 0% | 0% | 1 | 11.63% | 0% | 0% | 1 |  | 0% | 0% | 1 | 10.4889 | 0% | 0% | 1 | 40.31% | 0% | 0% | 1 | 0 | 2 | 0.03751% | 0% | 0.03751% | 1 | 46.04% | 0% | 0% | 1 | 4.843% | 0% | 0% | 1 | 22.83% | 0% | 0% | 1 | 59.68% | 0% | 0% | 2 | 0.2427% | 0% | 0% | 1 | 18.99% | 0% | 0% | 1 |  | 0% | 0% | 1 | 15 | 0% | 0% | 2 | 39.02% | 0% | 0% | 1 | 0 | 2 | 6.126% | 0% | 6.126% | 1 | 41.99% | 0% | 0% | 1 | 3.638% | 0% | 0% | 1 | 32.94% | 0% | 0% | 1 | 65.71% | 0% | 0% | 2 | 3.444% | 0% | 0% | 1 | 16.43% | 0% | 0% | 1 |  | 0% | 0% | 1 | 14.2753 | 0% | 0% | 2 | 41.48% | 0% | 0% | 1 | 0 | 2 | 13.91% | 0% | 13.91% | 1 | 41.75% | 0% | 0% | 1 | 5.353% | 0% | 0% | 1 | 33.89% | 0% | 0% | 1 | 66.49% | 0% | 0% | 2 | 8.734% | 0% | 0% | 1 | 12.65% | 0% | 0% | 1
179 | Alpaugh | SPGE | 0 | 0 | 10 | 0% | 0% | 1 | 6.8423 | 0% | 0% | 1 | 38.15% | 0% | 0% | 1 | 0 | 2 | 0% | 0% | 0% | 1 | 53.83% | 0% | 0% | 2 | 0.07426% | 0% | 0% | 1 | 8.671% | 0% | 0% | 1 | 58.02% | 0% | 0% | 2 | 0% | 0% | 0% | 1 | 5.289% | 0% | 0% | 1 |  | 0% | 0% | 1 | 7.6667 | 0% | 0% | 1 | 43.61% | 0% | 0% | 1 | 0 | 2 | 0% | 0% | 0% | 1 | 26.42% | 0% | 0% | 1 | 9.756% | 0% | 0% | 1 | 18.63% | 0% | 0% | 1 | 35.8% | 0% | 0% | 1 | 0.0274% | 0% | 0% | 1 | 6.258% | 0% | 0% | 1 |  | 0% | 0% | 1 | 8 | 0% | 0% | 1 | 45.49% | 0% | 0% | 1 | 0 | 2 | 0% | 0% | 0% | 1 | 27.97% | 0% | 0% | 1 | 8.795% | 0% | 0% | 1 | 17.19% | 0% | 0% | 1 | 38.25% | 0% | 0% | 1 | 0.01152% | 0% | 0% | 1 | 5.176% | 0% | 0% | 1 |  | 0% | 0% | 1 | 8.5325 | 0% | 0% | 1 | 43.21% | 0% | 0% | 1 | 0 | 2 | 0% | 0% | 0% | 1 | 27.54% | 0% | 0% | 1 | 5.147% | 0% | 0% | 1 | 15.82% | 0% | 0% | 1 | 38.77% | 0% | 0% | 1 | 0.04506% | 0% | 0% | 1 | 5.013% | 0% | 0% | 1
180 | Rector | GREATER TEHACHAPI | 200 | 2000 | 10 | 82.46% | 0% | 4 | 22 | 999% | 15% | 3 | 88.94% | 50.41% | 0% | 3 | 0 | 2 | 0% | 0% | 0% | 1 | 0% | 8.651% | 0% | 1 | 0% | 8.651% | 0% | 1 | 0% | 8.651% | 0% | 1 | 0% | 8.651% | 0% | 1 | 0% | 8.651% | 0% | 1 | 1.264% | 8.651% | 0% | 1 |  | 4.169% | 0% | 1 | 17.7827 | 291% | 1.568% | 3 | 54.72% | 0% | 0% | 2 | 0 | 2 | 0% | 0% | 0% | 1 | 1.222% | 1.602% | 0% | 1 | 5.747% | 1.679% | 0% | 1 | 8.826% | 1.736% | 0% | 1 | 10.05% | 1.759% | 0% | 1 | 0.218% | 1.586% | 0% | 1 | 1.64% | 1.759% | 0% | 1 |  | 2.383% | 0% | 1 | 14.0779 | 10.35% | 0% | 2 | 48.74% | 0% | 0% | 1 | 0 | 2 | 1.583% | 0% | 1.583% | 1 | 15.59% | 0.7264% | 0% | 1 | 15.74% | 0.7278% | 0% | 1 | 20.62% | 0.7725% | 0% | 1 | 31.91% | 0.9005% | 0% | 1 | 6.449% | 0.6555% | 0% | 1 | 2.782% | 0.9005% | 0% | 1 |  | 1.398% | 0% | 1 | 12.2927 | 2.832% | 0% | 2 | 46% | 0% | 0% | 1 | 0 | 2 | 9.899% | 0% | 9.899% | 1 | 21.09% | 0.4356% | 0% | 1 | 12.14% | 0.3912% | 0% | 1 | 19.06% | 0.4246% | 0% | 1 | 35.27% | 0.531% | 0% | 1 | 12.99% | 0.395% | 0% | 1 | 2.919% | 0.531% | 0% | 1
181 | Springville | GREATER TEHACHAPI | 350 | 3500 | 10 | 259.9% | 7.414% | 4 | 18 | 38.83% | 0% | 2 | 6.81% | 106% | 9.618% | 4 | 0 | 2 | 82.19% | 0% | 82.19% | 5 | 64.71% | 32.63% | 0% | 2 | 24.86% | 15.32% | 0% | 1 | 40.15% | 19.24% | 0% | 1 | 79.83% | 57.1% | 0% | 3 | 46.13% | 21.38% | 0% | 2 | 8.311% | 57.1% | 0% | 3 |  | 21.2% | 0% | 2 | 18.9574 | 8.666% | 0% | 2 | 7.189% | 14.19% | 0% | 1 | 0 | 2 | 64.04% | 0% | 64.04% | 3 | 68.15% | 9.111% | 0% | 2 | 11.86% | 3.292% | 0% | 1 | 17.74% | 3.527% | 0% | 1 | 75.91% | 12.05% | 0% | 3 | 50.36% | 5.844% | 0% | 2 | 6.057% | 12.05% | 0% | 1 |  | 6.529% | 0% | 1 | 14.75 | 4.226% | 0% | 2 | 15.39% | 14.19% | 0% | 1 | 0 | 2 | 47.77% | 0% | 47.77% | 2 | 54.69% | 2.958% | 0% | 2 | 6.89% | 1.439% | 0% | 1 | 12.78% | 1.537% | 0% | 1 | 62.5% | 3.573% | 0% | 2 | 43.07% | 2.354% | 0% | 1 | 4.35% | 3.573% | 0% | 1 |  | 3.185% | 0% | 1 | 11.692 | 2.59% | 0% | 1 | 23.57% | 14.19% | 0% | 1 | 0 | 2 | 39.09% | 0% | 39.09% | 2 | 47.19% | 1.437% | 0% | 1 | 7.164% | 0.8172% | 0% | 1 | 12.42% | 0.8662% | 0% | 1 | 54.88% | 1.681% | 0% | 2 | 33.93% | 1.148% | 0% | 1 | 3.32% | 1.681% | 0% | 1
182 | Vestal | GREATER TEHACHAPI | 400 | 4000 | 10 | 12.02% | 0% | 1 | 9.1475 | 179.2% | 4.239% | 3 | 26.12% | 0% | 0% | 1 | 0 | 2 | 0% | 0% | 0% | 1 | 0% | 8.5% | 0% | 1 | 0% | 8.5% | 0% | 1 | 11.43% | 9.597% | 0% | 1 | 11.43% | 9.597% | 0% | 1 | 0% | 8.5% | 0% | 1 | 0.9879% | 9.597% | 0% | 1 |  | 4.599% | 0% | 1 | 10.2461 | 21.7% | 0% | 2 | 35.41% | 0% | 0% | 1 | 0 | 2 | 8.521% | 0% | 8.521% | 1 | 18.22% | 2.658% | 0% | 1 | 0.8035% | 2.191% | 0% | 1 | 8.285% | 2.37% | 0% | 1 | 25.7% | 2.926% | 0% | 1 | 8.461% | 2.375% | 0% | 1 | 1.254% | 2.926% | 0% | 1 |  | 3.772% | 0% | 1 | 10 | 6.215% | 0% | 1 | 38.06% | 0% | 0% | 1 | 0 | 2 | 22.49% | 0% | 22.49% | 2 | 37.97% | 1.669% | 0% | 1 | 7.637% | 1.121% | 0% | 1 | 12.72% | 1.186% | 0% | 1 | 45.51% | 1.899% | 0% | 1 | 19.92% | 1.292% | 0% | 1 | 2.116% | 1.899% | 0% | 1 |  | 2.887% | 0% | 1 | 9.0777 | 3.235% | 0% | 1 | 39.82% | 0% | 0% | 1 | 0 | 2 | 27.7% | 0% | 27.7% | 2 | 43.5% | 1.102% | 0% | 1 | 8.563% | 0.6812% | 0% | 1 | 17.97% | 0.7594% | 0% | 1 | 52.13% | 1.301% | 0% | 2 | 23.18% | 0.8109% | 0% | 1 | 2.25% | 1.301% | 0% | 1
183 | UltraPower Chinese Station | NORTHERN CALIFORNIA | 0 | 0 | 0 | 0% | 0% | 1 | 7.1756 | 0% | 0% | 1 | 0.2255% | 0% | 0% | 1 | 0 | 2 | 44.16% | 0% | 44.16% | 2 | 42.22% | 0% | 0% | 1 | 91.12% | 0% | 0% | 4 | 94.88% | 0% | 0% | 4 | 95.14% | 0% | 0% | 5 | 53.48% | 0% | 0% | 2 | 10.02% | 0% | 0% | 1 |  | 0% | 0% | 1 | 10.6692 | 0% | 0% | 1 | 0.0331% | 0% | 0% | 1 | 0 | 2 | 40.55% | 0% | 40.55% | 2 | 65.54% | 0% | 0% | 2 | 36.22% | 0% | 0% | 1 | 40.27% | 0% | 0% | 1 | 80.3% | 0% | 0% | 3 | 71.87% | 0% | 0% | 3 | 8.004% | 0% | 0% | 1 |  | 0% | 0% | 1 | 10.6316 | 0% | 0% | 1 | 1.285% | 0% | 0% | 1 | 0 | 2 | 43.1% | 1.206% | 44.3% | 2 | 75.68% | 0% | 0% | 3 | 30.67% | 0% | 0% | 1 | 36.32% | 0% | 0% | 1 | 84.46% | 0% | 0% | 3 | 69.76% | 0% | 0% | 2 | 8.56% | 0% | 0% | 1 |  | 0% | 0% | 1 | 11 | 0% | 0% | 1 | 4.364% | 0% | 0% | 1 | 0 | 2 | 41.32% | 5.186% | 46.5% | 2 | 73.82% | 0% | 0% | 3 | 29.28% | 0% | 0% | 1 | 42.67% | 0% | 0% | 1 | 87.45% | 0% | 0% | 3 | 60.72% | 0% | 0% | 2 | 8.663% | 0% | 0% | 1
184 | Curtis | NORTHERN CALIFORNIA | 0 | 0 | 10 | 0% | 0% | 1 | 28.6062 | 0% | 0% | 3 | 0.1517% | 0% | 0% | 1 | 0 | 2 | 84.82% | 15.1% | 99.93% | 5 | 3.249% | 0% | 0% | 1 | 14.42% | 0% | 0% | 1 | 14.94% | 0% | 0% | 1 | 20.98% | 0% | 0% | 1 | 44.1% | 0% | 0% | 1 | 2.193% | 0% | 0% | 1 |  | 0% | 0% | 1 | 15.4274 | 0% | 0% | 2 | 0.2198% | 0% | 0% | 1 | 0 | 2 | 71.19% | 27.36% | 98.55% | 5 | 41.96% | 0% | 0% | 1 | 36.48% | 0% | 0% | 1 | 44.17% | 0% | 0% | 1 | 70.45% | 0% | 0% | 3 | 56.69% | 0% | 0% | 2 | 2.454% | 0% | 0% | 1 |  | 0% | 0% | 1 | 13.6838 | 0% | 0% | 2 | 0.1253% | 0% | 0% | 1 | 0 | 2 | 68.98% | 23.19% | 92.17% | 5 | 41% | 0% | 0% | 1 | 34.06% | 0% | 0% | 1 | 47.04% | 0% | 0% | 1 | 69.75% | 0% | 0% | 2 | 58.41% | 0% | 0% | 2 | 2.663% | 0% | 0% | 1 |  | 0% | 0% | 1 | 14.8631 | 0% | 0% | 2 | 0.06454% | 0% | 0% | 1 | 0 | 2 | 64.08% | 20.77% | 84.85% | 5 | 50.52% | 0% | 0% | 2 | 25.57% | 0% | 0% | 1 | 35.29% | 0% | 0% | 1 | 69.56% | 0% | 0% | 2 | 60.67% | 0% | 0% | 2 | 3.516% | 0% | 0% | 1
185 | Peoria | NORTHERN CALIFORNIA | 0 | 0 | 10 | 0% | 0% | 1 | 9.2397 | 0% | 0% | 1 | 0.2746% | 0% | 0% | 1 | 0 | 2 | 73.67% | 0% | 73.67% | 3 | 57.15% | 0% | 0% | 2 | 85.81% | 0% | 0% | 3 | 81.67% | 0% | 0% | 3 | 87.55% | 0% | 0% | 3 | 51.45% | 0% | 0% | 2 | 14.42% | 0% | 0% | 1 |  | 0% | 0% | 1 | 11.6467 | 0% | 0% | 1 | 0.1147% | 0% | 0% | 1 | 0 | 2 | 48.73% | 0% | 48.73% | 2 | 63.46% | 0% | 0% | 2 | 41.52% | 0% | 0% | 1 | 43.39% | 0% | 0% | 1 | 80.52% | 0% | 0% | 3 | 70.87% | 0% | 0% | 3 | 8.487% | 0% | 0% | 1 |  | 0% | 0% | 1 | 10.0833 | 0% | 0% | 1 | 1.023% | 0% | 0% | 1 | 0 | 2 | 45.86% | 1.568% | 47.42% | 2 | 75.29% | 0% | 0% | 3 | 29.48% | 0% | 0% | 1 | 36.94% | 0% | 0% | 1 | 84.57% | 0% | 0% | 3 | 70.87% | 0% | 0% | 3 | 8.448% | 0% | 0% | 1 |  | 0% | 0% | 1 | 11.2222 | 0% | 0% | 1 | 3.693% | 0% | 0% | 1 | 0 | 2 | 42.99% | 4.613% | 47.61% | 2 | 72.51% | 0% | 0% | 3 | 26.21% | 0% | 0% | 1 | 40.16% | 0% | 0% | 1 | 86.8% | 0% | 0% | 3 | 62.18% | 0% | 0% | 2 | 8.467% | 0% | 0% | 1
186 | Moorpark | GREATER LA METRO | 0 | 0 | 10 | 0% | 0% | 1 | 16.9072 | 0% | 0% | 2 | 33.76% | 0% | 0% | 1 | 0 | 2 | 1.135% | 81.17% | 82.3% | 5 | 16.03% | 0% | 0% | 1 | 0% | 0% | 0% | 1 | 19.99% | 0% | 0% | 1 | 36.02% | 0% | 0% | 1 | 5.667% | 0% | 0% | 1 | 5.234% | 0% | 0% | 1 |  | 0% | 0% | 1 | 12.7321 | 0% | 0% | 2 | 31.06% | 0% | 0% | 1 | 0 | 2 | 4.799% | 68.52% | 73.32% | 5 | 31.6% | 0% | 0% | 1 | 6.623% | 0% | 0% | 1 | 13.55% | 0% | 0% | 1 | 41.95% | 0% | 0% | 1 | 18.25% | 0% | 0% | 1 | 9.592% | 0% | 0% | 1 |  | 0% | 0% | 1 | 12.7436 | 0% | 0% | 2 | 21.44% | 0% | 0% | 1 | 0 | 2 | 5.894% | 67.55% | 73.44% | 5 | 38.53% | 0% | 0% | 1 | 6.567% | 0% | 0% | 1 | 19.06% | 0% | 0% | 1 | 51.5% | 0% | 0% | 2 | 21.36% | 0% | 0% | 1 | 8.995% | 0% | 0% | 1 |  | 0% | 0% | 1 | 14.8889 | 0% | 0% | 2 | 15.56% | 0% | 0% | 1 | 0 | 2 | 6.073% | 73.3% | 79.37% | 5 | 41.83% | 0% | 0% | 1 | 7.899% | 0% | 0% | 1 | 19.19% | 0% | 0% | 1 | 55.79% | 0% | 0% | 2 | 29.69% | 0% | 0% | 1 | 9.177% | 0% | 0% | 1
187 | Santa Clara | GREATER LA METRO | 150 | 1500 | 10 | 20.5% | 0% | 2 | 7.484 | 25.27% | 0% | 2 | 16.81% | 0% | 0% | 1 | 0 | 2 | 0.3579% | 80.08% | 80.44% | 5 | 4.381% | 7.114% | 0% | 1 | 8.589% | 7.442% | 0% | 1 | 9.432% | 7.511% | 0% | 1 | 13.81% | 7.893% | 0% | 1 | 44.34% | 12.22% | 0% | 1 | 4.919% | 7.893% | 0% | 1 |  | 6.204% | 0% | 1 | 6.2242 | 7.985% | 0% | 1 | 16.08% | 0% | 0% | 1 | 0 | 2 | 1.012% | 73% | 74.01% | 5 | 26.13% | 2.484% | 0% | 1 | 6.774% | 1.968% | 0% | 1 | 12.15% | 2.089% | 0% | 1 | 37.11% | 2.917% | 0% | 1 | 32.96% | 2.737% | 0% | 1 | 6.037% | 2.917% | 0% | 1 |  | 3.078% | 0% | 1 | 8.25 | 6.098% | 0% | 1 | 18.21% | 0% | 0% | 1 | 0 | 2 | 4.267% | 65.41% | 69.68% | 5 | 28.45% | 1.44% | 0% | 1 | 6.925% | 1.107% | 0% | 1 | 13.92% | 1.197% | 0% | 1 | 38.9% | 1.687% | 0% | 1 | 24.14% | 1.359% | 0% | 1 | 7.142% | 1.687% | 0% | 1 |  | 2.705% | 0% | 1 | 8.1247 | 4.925% | 0% | 1 | 17.63% | 0% | 0% | 1 | 0 | 2 | 7.005% | 66.3% | 73.31% | 5 | 31.62% | 1.246% | 0% | 1 | 7.547% | 0.9217% | 0% | 1 | 13.52% | 0.9853% | 0% | 1 | 41.58% | 1.459% | 0% | 1 | 25.05% | 1.137% | 0% | 1 | 7.646% | 1.459% | 0% | 1
188 | Davis | NORTHERN CALIFORNIA | 100 | 1000 | 10 | 106.8% | 0.2599% | 4 | 8.8443 | 81.67% | 0% | 3 | 74.1% | 27.51% | 0% | 2 | 0 | 2 | 0% | 0% | 0% | 1 | 44.19% | 7.048% | 0% | 1 | 48.34% | 7.614% | 0% | 1 | 59.25% | 9.654% | 0% | 2 | 84.44% | 25.28% | 0% | 3 | 0% | 3.934% | 0% | 1 | 2.544% | 25.28% | 0% | 2 |  | 17.25% | 0% | 1 | 8.4931 | 8.666% | 0% | 1 | 76.51% | 6.035% | 0% | 3 | 0 | 2 | 0% | 0% | 0% | 1 | 31.41% | 1.239% | 0% | 1 | 20.35% | 1.067% | 0% | 1 | 30.72% | 1.227% | 0% | 1 | 45.78% | 1.567% | 0% | 1 | 0% | 0.8499% | 0% | 1 | 3.739% | 1.567% | 0% | 1 |  | 5.006% | 0% | 1 | 9.9802 | 4.536% | 0% | 1 | 66.25% | 6.035% | 0% | 2 | 0 | 2 | 0.1194% | 0% | 0.1194% | 1 | 33.74% | 0.5465% | 0% | 1 | 13.5% | 0.4186% | 0% | 1 | 22.37% | 0.4665% | 0% | 1 | 45.08% | 0.6594% | 0% | 1 | 0.1549% | 0.3627% | 0% | 1 | 5.394% | 0.6594% | 0% | 1 |  | 3.578% | 0% | 1 | 9.7691 | 2.373% | 0% | 1 | 56.02% | 6.035% | 0% | 2 | 0 | 2 | 4.769% | 0% | 4.769% | 1 | 35.07% | 0.3279% | 0% | 1 | 16.06% | 0.2536% | 0% | 1 | 26.8% | 0.2908% | 0% | 1 | 54.19% | 0.4647% | 0% | 2 | 3.452% | 0.2205% | 0% | 1 | 7.411% | 0.4647% | 0% | 1
189 | Putah Creek | NORTHERN CALIFORNIA | 0 | 0 | 5 | 0% | 0% | 1 | 11.604 | 0% | 0% | 1 | 44.02% | 0% | 0% | 1 | 0 | 2 | 25.11% | 0% | 25.11% | 2 | 60.96% | 0% | 0% | 2 | 0.8851% | 0% | 0% | 1 | 0% | 0% | 0% | 1 | 60.96% | 0% | 0% | 2 | 14.81% | 0% | 0% | 1 | 4.148% | 0% | 0% | 1 |  | 0% | 0% | 1 | 10.9009 | 0% | 0% | 1 | 50.57% | 0% | 0% | 2 | 0 | 2 | 25.4% | 0% | 25.4% | 2 | 47.88% | 0% | 0% | 1 | 3.389% | 0% | 0% | 1 | 0.2872% | 0% | 0% | 1 | 49.32% | 0% | 0% | 1 | 16.48% | 0% | 0% | 1 | 3.729% | 0% | 0% | 1 |  | 0% | 0% | 1 | 10.3934 | 0% | 0% | 1 | 49.98% | 0% | 0% | 1 | 0 | 2 | 27.91% | 0% | 27.91% | 2 | 50.8% | 0% | 0% | 2 | 7.268% | 0% | 0% | 1 | 8.136% | 0% | 0% | 1 | 55.46% | 0% | 0% | 2 | 19.87% | 0% | 0% | 1 | 4.013% | 0% | 0% | 1 |  | 0% | 0% | 1 | 9.0757 | 0% | 0% | 1 | 44.11% | 0% | 0% | 1 | 0 | 2 | 27.4% | 0.965% | 28.36% | 2 | 51.87% | 0% | 0% | 2 | 13.09% | 0% | 0% | 1 | 17.76% | 0% | 0% | 1 | 61.78% | 0% | 0% | 2 | 22.46% | 0% | 0% | 1 | 5.954% | 0% | 0% | 1
190 | East Marysville | NORTHERN CALIFORNIA | 0 | 0 | 10 | 0% | 0% | 1 | 14.7185 | 0% | 0% | 2 | 60.93% | 0% | 0% | 2 | 0 | 2 | 0% | 0% | 0% | 1 | 41.3% | 0% | 0% | 1 | 0% | 0% | 0% | 1 | 0% | 0% | 0% | 1 | 41.3% | 0% | 0% | 1 | 0% | 0% | 0% | 1 | 10.56% | 0% | 0% | 1 |  | 0% | 0% | 1 | 14.6667 | 0% | 0% | 2 | 45.08% | 0% | 0% | 1 | 0 | 2 | 0.05773% | 0% | 0.05773% | 1 | 42.86% | 0% | 0% | 1 | 6.415% | 0% | 0% | 1 | 18.49% | 0% | 0% | 1 | 57.01% | 0% | 0% | 2 | 1.64% | 0% | 0% | 1 | 10.28% | 0% | 0% | 1 |  | 0% | 0% | 1 | 14.1203 | 0% | 0% | 2 | 39.28% | 0% | 0% | 1 | 0 | 2 | 7.695% | 0% | 7.695% | 1 | 52.56% | 0% | 0% | 2 | 6.792% | 0% | 0% | 1 | 22.64% | 0% | 0% | 1 | 68.98% | 0% | 0% | 2 | 8.157% | 0% | 0% | 1 | 10.69% | 0% | 0% | 1 |  | 0% | 0% | 1 | 13 | 0% | 0% | 2 | 37.81% | 0% | 0% | 1 | 0 | 2 | 15.51% | 0% | 15.51% | 1 | 57.67% | 0% | 0% | 2 | 8.734% | 0% | 0% | 1 | 28.48% | 0% | 0% | 1 | 74.37% | 0% | 0% | 3 | 12.13% | 0% | 0% | 1 | 9.875% | 0% | 0% | 1
191 | Olivehurst | NORTHERN CALIFORNIA | 0 | 0 | 10 | 0% | 0% | 1 | 13.1242 | 0% | 0% | 2 | 28.73% | 0% | 0% | 1 | 0 | 2 | 0% | 0% | 0% | 1 | 15.48% | 0% | 0% | 1 | 0% | 0% | 0% | 1 | 0% | 0% | 0% | 1 | 15.48% | 0% | 0% | 1 | 0% | 0% | 0% | 1 | 14.46% | 0% | 0% | 1 |  | 0% | 0% | 1 | 14.5413 | 0% | 0% | 2 | 52.93% | 0% | 0% | 2 | 0 | 2 | 0% | 0% | 0% | 1 | 36.72% | 0% | 0% | 1 | 0.773% | 0% | 0% | 1 | 15.5% | 0% | 0% | 1 | 49.22% | 0% | 0% | 1 | 0.03572% | 0% | 0% | 1 | 11.34% | 0% | 0% | 1 |  | 0% | 0% | 1 | 12.5 | 0% | 0% | 2 | 43.92% | 0% | 0% | 1 | 0 | 2 | 4.424% | 0% | 4.424% | 1 | 44.11% | 0% | 0% | 1 | 7.351% | 0% | 0% | 1 | 29.04% | 0% | 0% | 1 | 63.59% | 0% | 0% | 2 | 4.451% | 0% | 0% | 1 | 10.86% | 0% | 0% | 1 |  | 0% | 0% | 1 | 11.8333 | 0% | 0% | 1 | 42.99% | 0% | 0% | 1 | 0 | 2 | 13.46% | 0% | 13.46% | 1 | 52.91% | 0% | 0% | 2 | 6.333% | 0% | 0% | 1 | 30.59% | 0% | 0% | 1 | 72.63% | 0% | 0% | 3 | 10.84% | 0% | 0% | 1 | 10.24% | 0% | 0% | 1
192 | Morro Bay |  | 0 | 0 | 10 | 0% | 0% | 1 | 26.1881 | 0% | 0% | 3 | 1.898% | 0% | 0% | 1 | 0 | 2 | 12.74% | 0% | 12.74% | 1 | 6.593% | 0% | 0% | 1 | 26.25% | 0% | 0% | 1 | 47.67% | 0% | 0% | 1 | 54.24% | 0% | 0% | 2 | 37.04% | 0% | 0% | 1 | 7.215% | 0% | 0% | 1 |  | 0% | 0% | 1 | 9.3296 | 0% | 0% | 1 | 2.358% | 0% | 0% | 1 | 0 | 2 | 18.57% | 36.69% | 55.27% | 5 | 54.31% | 0% | 0% | 2 | 27.56% | 0% | 0% | 1 | 44.99% | 0% | 0% | 1 | 78.32% | 0% | 0% | 3 | 63.24% | 0% | 0% | 2 | 8.255% | 0% | 0% | 1 |  | 0% | 0% | 1 | 9.3756 | 0% | 0% | 1 | 1.628% | 0% | 0% | 1 | 0 | 2 | 28.94% | 37.65% | 66.59% | 5 | 45.49% | 0% | 0% | 1 | 29.98% | 0% | 0% | 1 | 44.71% | 0% | 0% | 1 | 69.86% | 0% | 0% | 2 | 57.88% | 0% | 0% | 2 | 7.432% | 0% | 0% | 1 |  | 0% | 0% | 1 | 11 | 0% | 0% | 1 | 3.035% | 0% | 0% | 1 | 0 | 2 | 42.3% | 27.1% | 69.4% | 4 | 35.7% | 0% | 0% | 1 | 23.22% | 0% | 0% | 1 | 42.37% | 0% | 0% | 1 | 61.36% | 0% | 0% | 2 | 48.97% | 0% | 0% | 1 | 6.063% | 0% | 0% | 1
193 | Palomar | SAN DIEGO | 0 | 0 | 10 | 0% | 0% | 1 | 5.4193 | 0% | 0% | 1 | 0% | 0% | 0% | 1 | 0 | 2 | 0% | 0% | 0% | 1 | 13.66% | 0% | 0% | 1 | 82.38% | 0% | 0% | 3 | 93.38% | 0% | 0% | 4 | 93.38% | 0% | 0% | 4 | 0% | 0% | 0% | 1 | 13.85% | 0% | 0% | 1 |  | 0% | 0% | 1 | 26.2709 | 0% | 0% | 3 | 2.475% | 0% | 0% | 1 | 0 | 2 | 89.98% | 0% | 89.98% | 5 | 36.23% | 0% | 0% | 1 | 32.43% | 0% | 0% | 1 | 16.86% | 0% | 0% | 1 | 62.34% | 0% | 0% | 2 | 2.01% | 0% | 0% | 1 | 8.027% | 0% | 0% | 1 |  | 0% | 0% | 1 | 47 | 0% | 0% | 4 | 5.828% | 0% | 0% | 1 | 0 | 2 | 91.2% | 3.191% | 94.39% | 5 | 66.28% | 0% | 0% | 2 | 30.13% | 0% | 0% | 1 | 54.72% | 0% | 0% | 2 | 83.06% | 0% | 0% | 3 | 1.573% | 0% | 0% | 1 | 6.266% | 0% | 0% | 1 |  | 0% | 0% | 1 | 39.1727 | 0% | 0% | 4 | 5.242% | 0% | 0% | 1 | 0 | 2 | 62.35% | 35.58% | 97.93% | 5 | 42.43% | 0% | 0% | 1 | 18.64% | 0% | 0% | 1 | 29.82% | 0% | 0% | 1 | 53.55% | 0% | 0% | 2 | 6.424% | 0% | 0% | 1 | 7.043% | 0% | 0% | 1
194 | Margarita | GREATER LA METRO | 0 | 0 | 10 | 0% | 0% | 1 | 55 | 0% | 0% | 4 | 0.4252% | 0% | 0% | 1 | 0 | 2 | 100% | 0% | 100% | 5 | 47.81% | 0% | 0% | 1 | 73.21% | 0% | 0% | 3 | 73.21% | 0% | 0% | 3 | 81.69% | 0% | 0% | 3 | 25.52% | 0% | 0% | 1 | 9.022% | 0% | 0% | 1 |  | 0% | 0% | 1 | 50.0417 | 0% | 0% | 4 | 0.1294% | 0% | 0% | 1 | 0 | 2 | 85.6% | 8.193% | 93.79% | 5 | 27.96% | 0% | 0% | 1 | 61.35% | 0% | 0% | 2 | 64.86% | 0% | 0% | 2 | 78.52% | 0% | 0% | 3 | 50.46% | 0% | 0% | 2 | 6.599% | 0% | 0% | 1 |  | 0% | 0% | 1 | 31.3917 | 0% | 0% | 4 | 0.1669% | 0% | 0% | 1 | 0 | 2 | 59.1% | 36.41% | 95.51% | 5 | 48.36% | 0% | 0% | 1 | 48.53% | 0% | 0% | 1 | 59.22% | 0% | 0% | 2 | 86.21% | 0% | 0% | 3 | 57.99% | 0% | 0% | 2 | 7.879% | 0% | 0% | 1 |  | 0% | 0% | 1 | 32.9775 | 0% | 0% | 4 | 0.2837% | 0% | 0% | 1 | 0 | 2 | 39.91% | 55.25% | 95.16% | 5 | 46.83% | 0% | 0% | 1 | 46.83% | 0% | 0% | 1 | 56.42% | 0% | 0% | 2 | 85.6% | 0% | 0% | 3 | 45.41% | 0% | 0% | 1 | 7.591% | 0% | 0% | 1
195 | Huntington Beach |  | 0 | 0 | 10 | 0% | 0% | 1 | 49.5 | 0% | 0% | 4 | 0% | 0% | 0% | 1 | 0 | 2 | 0% | 0% | 0% | 1 | 0% | 0% | 0% | 1 | 16.87% | 0% | 0% | 1 | 96.91% | 0% | 0% | 5 | 96.91% | 0% | 0% | 5 | 0% | 0% | 0% | 1 | 7.168% | 0% | 0% | 1 |  | 0% | 0% | 1 | 48 | 0% | 0% | 4 | 0% | 0% | 0% | 1 | 0 | 2 | 0% | 0% | 0% | 1 | 0.05678% | 0% | 0% | 1 | 25.77% | 0% | 0% | 1 | 96.34% | 0% | 0% | 5 | 96.39% | 0% | 0% | 5 | 0% | 0% | 0% | 1 | 6.491% | 0% | 0% | 1 |  | 0% | 0% | 1 | 48 | 0% | 0% | 4 | 0.1852% | 0% | 0% | 1 | 0 | 2 | 0.5344% | 3.41% | 3.945% | 2 | 1.477% | 0% | 0% | 1 | 20.7% | 0% | 0% | 1 | 79.94% | 0% | 0% | 3 | 81.41% | 0% | 0% | 3 | 0.1948% | 0% | 0% | 1 | 5.597% | 0% | 0% | 1 |  | 0% | 0% | 1 | 48 | 0% | 0% | 4 | 0.2034% | 0% | 0% | 1 | 0 | 2 | 1.197% | 11.09% | 12.29% | 3 | 3.491% | 0% | 0% | 1 | 19% | 0% | 0% | 1 | 73.12% | 0% | 0% | 3 | 77.65% | 0% | 0% | 3 | 3.862% | 0% | 0% | 1 | 4.198% | 0% | 0% | 1
196 | Los Esteros | NORTHERN CALIFORNIA | 0 | 0 | 10 | 0% | 0% | 1 | 9.9429 | 0% | 0% | 1 | 0% | 0% | 0% | 1 | 0 | 2 | 41.82% | 0% | 41.82% | 2 | 0% | 0% | 0% | 1 | 9.134% | 0% | 0% | 1 | 50.76% | 0% | 0% | 2 | 50.76% | 0% | 0% | 2 | 38.76% | 0% | 0% | 1 | 34.46% | 0% | 0% | 1 |  | 0% | 0% | 1 | 6.4892 | 0% | 0% | 1 | 0.1351% | 0% | 0% | 1 | 0 | 2 | 77.88% | 0% | 77.88% | 5 | 43.25% | 0% | 0% | 1 | 40.83% | 0% | 0% | 1 | 46.49% | 0% | 0% | 1 | 53.15% | 0% | 0% | 2 | 53.01% | 0% | 0% | 2 | 9.134% | 0% | 0% | 1 |  | 0% | 0% | 1 | 7.1294 | 0% | 0% | 1 | 0.4484% | 0% | 0% | 1 | 0 | 2 | 76.28% | 5.901% | 82.18% | 5 | 57.85% | 0% | 0% | 2 | 34.43% | 0% | 0% | 1 | 44.35% | 0% | 0% | 1 | 67.14% | 0% | 0% | 2 | 66.39% | 0% | 0% | 2 | 7.4% | 0% | 0% | 1 |  | 0% | 0% | 1 | 12.8 | 0% | 0% | 2 | 0.5612% | 0% | 0% | 1 | 0 | 2 | 71.45% | 15.66% | 87.11% | 5 | 71.43% | 0% | 0% | 3 | 35.32% | 0% | 0% | 1 | 50.43% | 0% | 0% | 2 | 83.19% | 0% | 0% | 3 | 65.76% | 0% | 0% | 2 | 5.855% | 0% | 0% | 1
197 | Birds Landing | NORTHERN CALIFORNIA | 200 | 2000 | 10 | 10.55% | 0% | 1 | 6.0483 | 26.5% | 0% | 2 | 0% | 10.45% | 0% | 1 | 0 | 2 | 0% | 0% | 0% | 1 | 15.48% | 5.909% | 0% | 1 | 32.6% | 7.41% | 0% | 1 | 31.65% | 7.307% | 0% | 1 | 44.96% | 9.074% | 0% | 1 | 0.4479% | 5.017% | 0% | 1 | 12.66% | 9.074% | 0% | 1 |  | 6.531% | 0% | 1 | 6.6823 | 8.716% | 0% | 1 | 4.233% | 5.724% | 0% | 1 | 0 | 2 | 0.01799% | 0% | 0.01799% | 1 | 13.38% | 2.458% | 0% | 1 | 38.08% | 3.439% | 0% | 1 | 35.04% | 3.278% | 0% | 1 | 48.61% | 4.144% | 0% | 1 | 2.177% | 2.177% | 0% | 1 | 29.24% | 4.144% | 0% | 1 |  | 5.991% | 0% | 1 | 7 | 4.383% | 0% | 1 | 21.93% | 5.724% | 0% | 1 | 0 | 2 | 3.084% | 0.09091% | 3.175% | 2 | 12.12% | 1.214% | 0% | 1 | 37.28% | 1.7% | 0% | 1 | 36.64% | 1.683% | 0% | 1 | 47.85% | 2.045% | 0% | 1 | 4.348% | 1.115% | 0% | 1 | 24.18% | 2.045% | 0% | 1 |  | 4.434% | 0% | 1 | 11.6667 | 2.788% | 0% | 1 | 33.56% | 5.724% | 0% | 1 | 0 | 2 | 6.015% | 1.239% | 7.254% | 2 | 18.46% | 0.6911% | 0% | 1 | 29.38% | 0.798% | 0% | 1 | 29.92% | 0.8041% | 0% | 1 | 42.37% | 0.9778% | 0% | 1 | 5.745% | 0.5979% | 0% | 1 | 17.26% | 0.9778% | 0% | 1
198 | Cayetano | NORTHERN CALIFORNIA | 100 | 1000 | 10 | 84.55% | 0% | 4 | 13.8571 | 106.7% | 0.333% | 3 | 0% | 81.73% | 0% | 3 | 0 | 2 | 59.09% | 8.672% | 67.77% | 3 | 36.01% | 7.362% | 0% | 1 | 59.37% | 11.59% | 0% | 2 | 83.29% | 28.2% | 0% | 3 | 83.29% | 28.2% | 0% | 3 | 30.25% | 6.754% | 0% | 1 | 7.735% | 28.2% | 0% | 2 |  | 41.46% | 0% | 2 | 10.7368 | 6.289% | 0% | 1 | 0.2898% | 36.44% | 0% | 2 | 0 | 2 | 48.96% | 5.269% | 54.23% | 3 | 65.29% | 3.574% | 0% | 2 | 59.96% | 3.098% | 0% | 2 | 74.19% | 4.807% | 0% | 3 | 89.86% | 12.24% | 0% | 3 | 30.22% | 1.778% | 0% | 1 | 7.406% | 12.24% | 0% | 1 |  | 15.38% | 0% | 1 | 12.1562 | 2.375% | 0% | 2 | 9.045% | 36.44% | 0% | 2 | 0 | 2 | 37.18% | 11.21% | 48.39% | 3 | 61.87% | 1.446% | 0% | 2 | 59.33% | 1.356% | 0% | 2 | 68.13% | 1.73% | 0% | 2 | 85.75% | 3.868% | 0% | 3 | 34.76% | 0.845% | 0% | 1 | 6.776% | 3.868% | 0% | 1 |  | 11.03% | 0% | 1 | 10.7498 | 1.066% | 0% | 1 | 19.28% | 36.44% | 0% | 2 | 0 | 2 | 30.39% | 10.47% | 40.86% | 3 | 59.84% | 0.8464% | 0% | 2 | 47.03% | 0.6417% | 0% | 1 | 54.88% | 0.7535% | 0% | 2 | 76.5% | 1.447% | 0% | 3 | 35.69% | 0.5286% | 0% | 1 | 6.368% | 1.447% | 0% | 1
199 | Silvergate | SAN DIEGO | 0 | 0 | 10 | 0% | 0% | 1 | 33 | 0% | 0% | 4 | 0% | 0% | 0% | 1 | 0 | 2 | 0% | 0% | 0% | 1 | 1.71% | 0% | 0% | 1 | 10.13% | 0% | 0% | 1 | 79.86% | 0% | 0% | 3 | 80.26% | 0% | 0% | 3 | 0% | 0% | 0% | 1 | 1.193% | 0% | 0% | 1 |  | 0% | 0% | 1 | 26.3333 | 0% | 0% | 3 | 0% | 0% | 0% | 1 | 0 | 2 | 0.9712% | 0% | 0.9712% | 1 | 1.654% | 0% | 0% | 1 | 19.82% | 0% | 0% | 1 | 80.56% | 0% | 0% | 3 | 80.9% | 0% | 0% | 3 | 0% | 0% | 0% | 1 | 1.59% | 0% | 0% | 1 |  | 0% | 0% | 1 | 25.25 | 0% | 0% | 3 | 0% | 0% | 0% | 1 | 0 | 2 | 46.17% | 10.4% | 56.56% | 3 | 8.175% | 0% | 0% | 1 | 64.96% | 0% | 0% | 2 | 85.15% | 0% | 0% | 3 | 91.99% | 0% | 0% | 4 | 23.35% | 0% | 0% | 1 | 5.016% | 0% | 0% | 1 |  | 0% | 0% | 1 | 23.5541 | 0% | 0% | 3 | 0.04949% | 0% | 0% | 1 | 0 | 2 | 28.72% | 47.99% | 76.71% | 5 | 26% | 0% | 0% | 1 | 68.81% | 0% | 0% | 2 | 83.43% | 0% | 0% | 3 | 91.65% | 0% | 0% | 4 | 28.95% | 0% | 0% | 1 | 5.133% | 0% | 0% | 1
200 | Richmond | NORTHERN CALIFORNIA | 0 | 0 | 10 | 0% | 0% | 1 | 11.351 | 0% | 0% | 1 | 0% | 0% | 0% | 1 | 0 | 2 | 91.51% | 0% | 91.51% | 5 | 64.56% | 0% | 0% | 2 | 8.966% | 0% | 0% | 1 | 2.76% | 0% | 0% | 1 | 68.31% | 0% | 0% | 2 | 65.74% | 0% | 0% | 2 | 5.01% | 0% | 0% | 1 |  | 0% | 0% | 1 | 7.4409 | 0% | 0% | 1 | 0% | 0% | 0% | 1 | 0 | 2 | 85.43% | 0% | 85.43% | 5 | 42.92% | 0% | 0% | 1 | 18.69% | 0% | 0% | 1 | 14.77% | 0% | 0% | 1 | 55.79% | 0% | 0% | 2 | 56.02% | 0% | 0% | 2 | 9.166% | 0% | 0% | 1 |  | 0% | 0% | 1 | 6.5917 | 0% | 0% | 1 | 0% | 0% | 0% | 1 | 0 | 2 | 85.05% | 0% | 85.05% | 5 | 30.74% | 0% | 0% | 1 | 21.04% | 0% | 0% | 1 | 19.05% | 0% | 0% | 1 | 50.66% | 0% | 0% | 2 | 52.39% | 0% | 0% | 2 | 9.246% | 0% | 0% | 1 |  | 0% | 0% | 1 | 6.1721 | 0% | 0% | 1 | 0% | 0% | 0% | 1 | 0 | 2 | 80.93% | 0% | 80.93% | 5 | 25.67% | 0% | 0% | 1 | 21.25% | 0% | 0% | 1 | 23.07% | 0% | 0% | 1 | 49.42% | 0% | 0% | 1 | 53.32% | 0% | 0% | 2 | 11.33% | 0% | 0% | 1
201 | Rancho Vista | GREATER LA METRO | 0 | 0 | 10 | 0% | 0% | 1 | 42.0625 | 0% | 0% | 4 | 0% | 0% | 0% | 1 | 0 | 2 | 100% | 0% | 100% | 5 | 100% | 0% | 0% | 5 | 100% | 0% | 0% | 5 | 100% | 0% | 0% | 5 | 100% | 0% | 0% | 5 | 0% | 0% | 0% | 1 | 0% | 0% | 0% | 1 |  | 0% | 0% | 1 | 52 | 0% | 0% | 4 | 14.83% | 0% | 0% | 1 | 0 | 2 | 14.45% | 28.63% | 43.08% | 4 | 43.09% | 0% | 0% | 1 | 32.32% | 0% | 0% | 1 | 28.93% | 0% | 0% | 1 | 43.09% | 0% | 0% | 1 | 22.72% | 0% | 0% | 1 | 5.23% | 0% | 0% | 1 |  | 0% | 0% | 1 | 38.9 | 0% | 0% | 4 | 6.707% | 0% | 0% | 1 | 0 | 2 | 27.33% | 50.35% | 77.68% | 5 | 59.2% | 0% | 0% | 2 | 43.79% | 0% | 0% | 1 | 49.28% | 0% | 0% | 1 | 76.05% | 0% | 0% | 3 | 21.72% | 0% | 0% | 1 | 16.13% | 0% | 0% | 1 |  | 0% | 0% | 1 | 24.2743 | 0% | 0% | 3 | 2.556% | 0% | 0% | 1 | 0 | 2 | 23.12% | 64.48% | 87.59% | 5 | 47.29% | 0% | 0% | 1 | 50.56% | 0% | 0% | 2 | 61.52% | 0% | 0% | 2 | 86.42% | 0% | 0% | 3 | 35.9% | 0% | 0% | 1 | 9.919% | 0% | 0% | 1
202 | Hilltop | NORTHERN CALIFORNIA | 0 | 0 | 10 | 0% | 0% | 1 | 9.5785 | 0% | 0% | 1 | 2.088% | 0% | 0% | 1 | 0 | 2 | 0% | 0% | 0% | 1 | 30.97% | 0% | 0% | 1 | 23.27% | 0% | 0% | 1 | 1.537e-06% | 0% | 0% | 1 | 54.24% | 0% | 0% | 2 | 57.71% | 0% | 0% | 2 | 6.429% | 0% | 0% | 1 |  | 0% | 0% | 1 | 12.25 | 0% | 0% | 2 | 5.174% | 0% | 0% | 1 | 0 | 2 | 2.158% | 0% | 2.158% | 1 | 37.31% | 0% | 0% | 1 | 19.81% | 0% | 0% | 1 | 8.763% | 0% | 0% | 1 | 53.33% | 0% | 0% | 2 | 58.43% | 0% | 0% | 2 | 10.29% | 0% | 0% | 1 |  | 0% | 0% | 1 | 7.75 | 0% | 0% | 1 | 4.691% | 0% | 0% | 1 | 0 | 2 | 23.75% | 0% | 23.75% | 2 | 42.23% | 0% | 0% | 1 | 19.5% | 0% | 0% | 1 | 11.16% | 0% | 0% | 1 | 58.04% | 0% | 0% | 2 | 65.52% | 0% | 0% | 2 | 11.53% | 0% | 0% | 1 |  | 0% | 0% | 1 | 10.1396 | 0% | 0% | 1 | 4.141% | 0% | 0% | 1 | 0 | 2 | 39.99% | 0% | 39.99% | 2 | 51.05% | 0% | 0% | 2 | 20.45% | 0% | 0% | 1 | 12.35% | 0% | 0% | 1 | 64% | 0% | 0% | 2 | 68.47% | 0% | 0% | 2 | 11.34% | 0% | 0% | 1
203 | Thermalito | NORTHERN CALIFORNIA | 0 | 0 | 0 | 0% | 0% | 1 | 8.283 | 0% | 0% | 1 | 3.196% | 0% | 0% | 1 | 0 | 2 | 1.969% | 0% | 1.969% | 1 | 69.72% | 0% | 0% | 2 | 26.54% | 0% | 0% | 1 | 38.61% | 0% | 0% | 1 | 99.87% | 0% | 0% | 5 | 9.026% | 0% | 0% | 1 | 38.82% | 0% | 0% | 1 |  | 0% | 0% | 1 | 12.2876 | 0% | 0% | 2 | 6.746% | 0% | 0% | 1 | 0 | 2 | 13.44% | 0% | 13.44% | 1 | 65.75% | 0% | 0% | 2 | 18.1% | 0% | 0% | 1 | 51.06% | 0% | 0% | 2 | 89.33% | 0% | 0% | 3 | 7.793% | 0% | 0% | 1 | 19.02% | 0% | 0% | 1 |  | 0% | 0% | 1 | 13.3333 | 0% | 0% | 2 | 13.93% | 0% | 0% | 1 | 0 | 2 | 20.49% | 5.748% | 26.24% | 2 | 61.77% | 0% | 0% | 2 | 14.73% | 0% | 0% | 1 | 48.2% | 0% | 0% | 1 | 83.62% | 0% | 0% | 3 | 16.19% | 0% | 0% | 1 | 13% | 0% | 0% | 1 |  | 0% | 0% | 1 | 13.2267 | 0% | 0% | 2 | 20.76% | 0% | 0% | 1 | 0 | 2 | 18.53% | 11.87% | 30.41% | 3 | 56.48% | 0% | 0% | 2 | 18.6% | 0% | 0% | 1 | 45.28% | 0% | 0% | 1 | 80.1% | 0% | 0% | 3 | 18.17% | 0% | 0% | 1 | 11.03% | 0% | 0% | 1
204 | Martinez | NORTHERN CALIFORNIA | 0 | 0 | 10 | 0% | 0% | 1 | 73 | 0% | 0% | 4 | 0.1298% | 0% | 0% | 1 | 0 | 2 | 55.29% | 0.01221% | 55.3% | 3 | 1.585% | 0% | 0% | 1 | 38.04% | 0% | 0% | 1 | 49.45% | 0% | 0% | 1 | 60.83% | 0% | 0% | 2 | 12.61% | 0% | 0% | 1 | 5.979% | 0% | 0% | 1 |  | 0% | 0% | 1 | 72 | 0% | 0% | 4 | 0.07038% | 0% | 0% | 1 | 0 | 2 | 45.9% | 2.052% | 47.95% | 2 | 19.22% | 0% | 0% | 1 | 46.08% | 0% | 0% | 1 | 54.22% | 0% | 0% | 2 | 72.09% | 0% | 0% | 3 | 18.67% | 0% | 0% | 1 | 17.76% | 0% | 0% | 1 |  | 0% | 0% | 1 | 52.2821 | 0% | 0% | 4 | 1.144% | 0% | 0% | 1 | 0 | 2 | 32.16% | 8.089% | 40.25% | 2 | 35.52% | 0% | 0% | 1 | 45.5% | 0% | 0% | 1 | 55.11% | 0% | 0% | 2 | 78.45% | 0% | 0% | 3 | 20.79% | 0% | 0% | 1 | 24.14% | 0% | 0% | 1 |  | 0% | 0% | 1 | 33 | 0% | 0% | 4 | 5.374% | 0% | 0% | 1 | 0 | 2 | 23.93% | 12.63% | 36.57% | 3 | 37.81% | 0% | 0% | 1 | 37.96% | 0% | 0% | 1 | 48.25% | 0% | 0% | 1 | 71.05% | 0% | 0% | 3 | 22.57% | 0% | 0% | 1 | 16.31% | 0% | 0% | 1
205 | Lone Tree | NORTHERN CALIFORNIA | 0 | 0 | 10 | 0% | 0% | 1 | 11.0506 | 0% | 0% | 1 | 15.13% | 0% | 0% | 1 | 0 | 2 | 56.98% | 0% | 56.98% | 3 | 39.29% | 0% | 0% | 1 | 59.87% | 0% | 0% | 2 | 59.87% | 0% | 0% | 2 | 59.89% | 0% | 0% | 2 | 37.75% | 0% | 0% | 1 | 7.217% | 0% | 0% | 1 |  | 0% | 0% | 1 | 9.0167 | 0% | 0% | 1 | 18.04% | 0% | 0% | 1 | 0 | 2 | 34.7% | 9.332% | 44.03% | 2 | 26.95% | 0% | 0% | 1 | 57.96% | 0% | 0% | 2 | 59.29% | 0% | 0% | 2 | 60.9% | 0% | 0% | 2 | 17.6% | 0% | 0% | 1 | 11.87% | 0% | 0% | 1 |  | 0% | 0% | 1 | 7.1365 | 0% | 0% | 1 | 26.05% | 0% | 0% | 1 | 0 | 2 | 17.96% | 3.846% | 21.81% | 2 | 34.48% | 0% | 0% | 1 | 44.51% | 0% | 0% | 1 | 45.77% | 0% | 0% | 1 | 60.73% | 0% | 0% | 2 | 8.725% | 0% | 0% | 1 | 13.58% | 0% | 0% | 1 |  | 0% | 0% | 1 | 9.1669 | 0% | 0% | 1 | 36.38% | 0% | 0% | 1 | 0 | 2 | 10.26% | 3.843% | 14.1% | 2 | 30.81% | 0% | 0% | 1 | 34.44% | 0% | 0% | 1 | 36.98% | 0% | 0% | 1 | 52.28% | 0% | 0% | 2 | 6.853% | 0% | 0% | 1 | 11.95% | 0% | 0% | 1
206 | Delta Switching Yard | NORTHERN CALIFORNIA | 0 | 0 | 10 | 0% | 0% | 1 | 11.2688 | 0% | 0% | 1 | 16.92% | 0% | 0% | 1 | 0 | 2 | 8.608% | 0% | 8.608% | 1 | 69.96% | 0% | 0% | 2 | 60.81% | 0% | 0% | 2 | 70.33% | 0% | 0% | 3 | 91.87% | 0% | 0% | 4 | 1.503% | 0% | 0% | 1 | 9.747% | 0% | 0% | 1 |  | 0% | 0% | 1 | 10.8749 | 0% | 0% | 1 | 34.43% | 0% | 0% | 1 | 0 | 2 | 11.06% | 1.311% | 12.38% | 2 | 52.66% | 0% | 0% | 2 | 47.46% | 0% | 0% | 1 | 51.55% | 0% | 0% | 2 | 69.13% | 0% | 0% | 2 | 6.829% | 0% | 0% | 1 | 6.631% | 0% | 0% | 1 |  | 0% | 0% | 1 | 11.8054 | 0% | 0% | 1 | 37.67% | 0% | 0% | 1 | 0 | 2 | 17.93% | 2.476% | 20.41% | 2 | 47.06% | 0% | 0% | 1 | 41.74% | 0% | 0% | 1 | 44.38% | 0% | 0% | 1 | 61.89% | 0% | 0% | 2 | 16.83% | 0% | 0% | 1 | 6.775% | 0% | 0% | 1 |  | 0% | 0% | 1 | 11.6914 | 0% | 0% | 1 | 39.47% | 0% | 0% | 1 | 0 | 2 | 17.61% | 2.038% | 19.65% | 2 | 44.65% | 0% | 0% | 1 | 37.54% | 0% | 0% | 1 | 39.65% | 0% | 0% | 1 | 59.57% | 0% | 0% | 2 | 20.24% | 0% | 0% | 1 | 7.191% | 0% | 0% | 1
207 | Green Ridge Midway | NORTHERN CALIFORNIA | 0 | 0 | 10 | 0% | 0% | 1 | 17 | 0% | 0% | 2 | 5.866% | 0% | 0% | 1 | 0 | 2 | 0% | 0% | 0% | 1 | 82.85% | 0% | 0% | 3 | 70.51% | 0% | 0% | 3 | 80.85% | 0% | 0% | 3 | 98.45% | 0% | 0% | 5 | 13.63% | 0% | 0% | 1 | 4.065% | 0% | 0% | 1 |  | 0% | 0% | 1 | 13.1563 | 0% | 0% | 2 | 20.18% | 0% | 0% | 1 | 0 | 2 | 12.92% | 0.1431% | 13.06% | 2 | 68.06% | 0% | 0% | 2 | 60.45% | 0% | 0% | 2 | 61.97% | 0% | 0% | 2 | 82.68% | 0% | 0% | 3 | 22.85% | 0% | 0% | 1 | 6.18% | 0% | 0% | 1 |  | 0% | 0% | 1 | 12.5 | 0% | 0% | 2 | 33.09% | 0% | 0% | 1 | 0 | 2 | 19.97% | 0.8676% | 20.84% | 2 | 53.98% | 0% | 0% | 2 | 41.86% | 0% | 0% | 1 | 44.36% | 0% | 0% | 1 | 67.19% | 0% | 0% | 2 | 26.54% | 0% | 0% | 1 | 5.498% | 0% | 0% | 1 |  | 0% | 0% | 1 | 12 | 0% | 0% | 2 | 36.59% | 0% | 0% | 1 | 0 | 2 | 21.24% | 1.815% | 23.06% | 2 | 52.71% | 0% | 0% | 2 | 36.09% | 0% | 0% | 1 | 38.98% | 0% | 0% | 1 | 63.1% | 0% | 0% | 2 | 28.15% | 0% | 0% | 1 | 5.901% | 0% | 0% | 1
208 | Inyo | GREATER KRAMER | 0 | 0 | 0 | 0% | 0% | 1 | 5.5127 | 0% | 0% | 1 | 0% | 0% | 0% | 1 | 0 | 2 | 91.59% | 0% | 91.59% | 5 | 0% | 0% | 0% | 1 | 17.49% | 0% | 0% | 1 | 34.64% | 0% | 0% | 1 | 40.62% | 0% | 0% | 1 | 40.67% | 0% | 0% | 1 | 4.819% | 0% | 0% | 1 |  | 0% | 0% | 1 | 4.0467 | 0% | 0% | 1 | 0% | 0% | 0% | 1 | 0 | 2 | 68.4% | 0% | 68.4% | 3 | 0% | 0% | 0% | 1 | 24.24% | 0% | 0% | 1 | 37.83% | 0% | 0% | 1 | 39.07% | 0% | 0% | 1 | 69.36% | 0% | 0% | 2 | 9.339% | 0% | 0% | 1 |  | 0% | 0% | 1 | 4.6667 | 0% | 0% | 1 | 0% | 0% | 0% | 1 | 0 | 2 | 63.98% | 0% | 63.98% | 3 | 0% | 0% | 0% | 1 | 29.12% | 0% | 0% | 1 | 37.73% | 0% | 0% | 1 | 40.12% | 0% | 0% | 1 | 67.42% | 0% | 0% | 2 | 6.844% | 0% | 0% | 1 |  | 0% | 0% | 1 | 4 | 0% | 0% | 1 | 0% | 0% | 0% | 1 | 0 | 2 | 56.28% | 0% | 56.28% | 3 | 0% | 0% | 0% | 1 | 26.94% | 0% | 0% | 1 | 29.3% | 0% | 0% | 1 | 35.39% | 0% | 0% | 1 | 70.76% | 0% | 0% | 3 | 5.722% | 0% | 0% | 1
209 | Control | GREATER KRAMER | 0 | 0 | 10 | 0% | 0% | 1 | 4.349 | 0% | 0% | 1 | 0% | 0% | 0% | 1 | 0 | 2 | 93.51% | 0% | 93.51% | 5 | 0% | 0% | 0% | 1 | 10.42% | 0% | 0% | 1 | 50.38% | 0% | 0% | 2 | 53.32% | 0% | 0% | 2 | 59.99% | 0% | 0% | 2 | 8.012% | 0% | 0% | 1 |  | 0% | 0% | 1 | 4.2649 | 0% | 0% | 1 | 0% | 0% | 0% | 1 | 0 | 2 | 75.91% | 0% | 75.91% | 5 | 0% | 0% | 0% | 1 | 29.85% | 0% | 0% | 1 | 43.22% | 0% | 0% | 1 | 45.42% | 0% | 0% | 1 | 65.13% | 0% | 0% | 2 | 10.02% | 0% | 0% | 1 |  | 0% | 0% | 1 | 4.441 | 0% | 0% | 1 | 0% | 0% | 0% | 1 | 0 | 2 | 71.52% | 0% | 71.52% | 3 | 0% | 0% | 0% | 1 | 27.6% | 0% | 0% | 1 | 37.79% | 0% | 0% | 1 | 39.63% | 0% | 0% | 1 | 66.71% | 0% | 0% | 2 | 7.469% | 0% | 0% | 1 |  | 0% | 0% | 1 | 4.0377 | 0% | 0% | 1 | 0% | 0% | 0% | 1 | 0 | 2 | 61.08% | 0% | 61.08% | 3 | 0% | 0% | 0% | 1 | 26.02% | 0% | 0% | 1 | 27.8% | 0% | 0% | 1 | 33.57% | 0% | 0% | 1 | 69.46% | 0% | 0% | 2 | 5.912% | 0% | 0% | 1
210 | Big Creek Hydro Facilities | SPGE | 0 | 0 | 10 | 0% | 0% | 1 | 3.6632 | 0% | 0% | 1 | 0% | 0% | 0% | 1 | 0 | 2 | 7.311% | 65.93% | 73.24% | 5 | 38.59% | 0% | 0% | 1 | 92.73% | 0% | 0% | 4 | 19.79% | 0% | 0% | 1 | 92.83% | 0% | 0% | 4 | 74.91% | 0% | 0% | 3 | 5.697% | 0% | 0% | 1 |  | 0% | 0% | 1 | 6.9953 | 0% | 0% | 1 | 0% | 0% | 0% | 1 | 0 | 2 | 37.67% | 41.27% | 78.94% | 5 | 38.12% | 0% | 0% | 1 | 68.63% | 0% | 0% | 2 | 27.39% | 0% | 0% | 1 | 80.41% | 0% | 0% | 3 | 72.79% | 0% | 0% | 3 | 5.147% | 0% | 0% | 1 |  | 0% | 0% | 1 | 8.5429 | 0% | 0% | 1 | 0% | 0% | 0% | 1 | 0 | 2 | 53.67% | 31.13% | 84.81% | 5 | 22.33% | 0% | 0% | 1 | 58.56% | 0% | 0% | 2 | 43.63% | 0% | 0% | 1 | 72.37% | 0% | 0% | 3 | 70.02% | 0% | 0% | 3 | 4.239% | 0% | 0% | 1 |  | 0% | 0% | 1 | 11.3997 | 0% | 0% | 1 | 0% | 0% | 0% | 1 | 0 | 2 | 61.13% | 23.08% | 84.21% | 5 | 17.27% | 0% | 0% | 1 | 47.68% | 0% | 0% | 1 | 39.55% | 0% | 0% | 1 | 63.24% | 0% | 0% | 2 | 70.09% | 0% | 0% | 3 | 4.214% | 0% | 0% | 1
211 | Moss Landing |  | 0 | 0 | 10 | 0% | 0% | 1 | 13.48 | 0% | 0% | 2 | 55.96% | 0% | 0% | 2 | 0 | 2 | 0.8649% | 0% | 0.8649% | 1 | 0.3143% | 0% | 0% | 1 | 59.76% | 0% | 0% | 2 | 61.47% | 0% | 0% | 2 | 61.78% | 0% | 0% | 2 | 0% | 0% | 0% | 1 | 9.1% | 0% | 0% | 1 |  | 0% | 0% | 1 | 20 | 0% | 0% | 3 | 48.92% | 0% | 0% | 1 | 0 | 2 | 3.506% | 0% | 3.506% | 1 | 7.363% | 0% | 0% | 1 | 28.25% | 0% | 0% | 1 | 34.56% | 0% | 0% | 1 | 38.93% | 0% | 0% | 1 | 2.423% | 0% | 0% | 1 | 6.664% | 0% | 0% | 1 |  | 0% | 0% | 1 | 19.1678 | 0% | 0% | 2 | 32.71% | 0% | 0% | 1 | 0 | 2 | 20.74% | 9.699% | 30.44% | 2 | 30.61% | 0% | 0% | 1 | 21.46% | 0% | 0% | 1 | 33.05% | 0% | 0% | 1 | 56.59% | 0% | 0% | 2 | 17.16% | 0% | 0% | 1 | 6.183% | 0% | 0% | 1 |  | 0% | 0% | 1 | 20 | 0% | 0% | 3 | 28.16% | 0% | 0% | 1 | 0 | 2 | 25.43% | 12.97% | 38.4% | 3 | 28.87% | 0% | 0% | 1 | 16% | 0% | 0% | 1 | 27.04% | 0% | 0% | 1 | 49.98% | 0% | 0% | 1 | 21.1% | 0% | 0% | 1 | 5.239% | 0% | 0% | 1
212 | Cal Ave | SPGE | 0 | 0 | 10 | 0% | 0% | 1 | 29.12 | 0% | 0% | 3 | 80.11% | 0% | 0% | 3 | 0 | 2 | 0% | 0% | 0% | 1 | 0% | 0% | 0% | 1 | 0% | 0% | 0% | 1 | 0% | 0% | 0% | 1 | 0% | 0% | 0% | 1 | 0% | 0% | 0% | 1 | 0.01872% | 0% | 0% | 1 |  | 0% | 0% | 1 | 24.8517 | 0% | 0% | 3 | 68.3% | 0% | 0% | 2 | 0 | 2 | 0% | 0% | 0% | 1 | 0% | 0% | 0% | 1 | 0% | 0% | 0% | 1 | 0% | 0% | 0% | 1 | 0% | 0% | 0% | 1 | 0% | 0% | 0% | 1 | 0.2715% | 0% | 0% | 1 |  | 0% | 0% | 1 | 21.8 | 0% | 0% | 3 | 61.85% | 0% | 0% | 2 | 0 | 2 | 0% | 0% | 0% | 1 | 10.98% | 0% | 0% | 1 | 10.81% | 0% | 0% | 1 | 10.76% | 0% | 0% | 1 | 15.13% | 0% | 0% | 1 | 1.458% | 0% | 0% | 1 | 5.02% | 0% | 0% | 1 |  | 0% | 0% | 1 | 18.7778 | 0% | 0% | 2 | 50.84% | 0% | 0% | 2 | 0 | 2 | 0.3668% | 0% | 0.3668% | 1 | 17.89% | 0% | 0% | 1 | 16.76% | 0% | 0% | 1 | 17.04% | 0% | 0% | 1 | 28.39% | 0% | 0% | 1 | 9.733% | 0% | 0% | 1 | 7.313% | 0% | 0% | 1
213 | Poso Mountain | SPGE | 0 | 0 | 10 | 0% | 0% | 1 | 6.3552 | 0% | 0% | 1 | 0% | 0% | 0% | 1 | 0 | 2 | 57.82% | 0% | 57.82% | 3 | 63.16% | 0% | 0% | 2 | 0.6501% | 0% | 0% | 1 | 7.261% | 0% | 0% | 1 | 63.16% | 0% | 0% | 2 | 36.13% | 0% | 0% | 1 | 1.867% | 0% | 0% | 1 |  | 0% | 0% | 1 | 6.7866 | 0% | 0% | 1 | 5.631% | 0% | 0% | 1 | 0 | 2 | 48.29% | 0% | 48.29% | 2 | 73.95% | 0% | 0% | 3 | 22.37% | 0% | 0% | 1 | 34.56% | 0% | 0% | 1 | 75.91% | 0% | 0% | 3 | 40.24% | 0% | 0% | 1 | 1.586% | 0% | 0% | 1 |  | 0% | 0% | 1 | 7.6343 | 0% | 0% | 1 | 21.09% | 0% | 0% | 1 | 0 | 2 | 46.37% | 0% | 46.37% | 2 | 63.23% | 0% | 0% | 2 | 18.01% | 0% | 0% | 1 | 26.12% | 0% | 0% | 1 | 65.06% | 0% | 0% | 2 | 40.3% | 0% | 0% | 1 | 1.49% | 0% | 0% | 1 |  | 0% | 0% | 1 | 8.0485 | 0% | 0% | 1 | 29.27% | 0% | 0% | 1 | 0 | 2 | 41.36% | 0% | 41.36% | 2 | 51.1% | 0% | 0% | 2 | 12.55% | 0% | 0% | 1 | 21.65% | 0% | 0% | 1 | 54.88% | 0% | 0% | 2 | 36.69% | 0% | 0% | 1 | 1.497% | 0% | 0% | 1
214 | Walnut | GREATER LA METRO | 0 | 0 | 10 | 0% | 0% | 1 | 0 | 0% | 0% | 1 | 0% | 0% | 0% | 1 | 0 | 2 | 0% | 0% | 0% | 1 | 0% | 0% | 0% | 1 | 0% | 0% | 0% | 1 | 0% | 0% | 0% | 1 | 0% | 0% | 0% | 1 | 0% | 0% | 0% | 1 | 0% | 0% | 0% | 1 |  | 0% | 0% | 1 | 16.1597 | 0% | 0% | 2 | 0% | 0% | 0% | 1 | 0 | 2 | 16.01% | 83.99% | 100% | 5 | 53.57% | 0% | 0% | 2 | 0% | 0% | 0% | 1 | 0% | 0% | 0% | 1 | 53.57% | 0% | 0% | 2 | 38.74% | 0% | 0% | 1 | 18.14% | 0% | 0% | 1 |  | 0% | 0% | 1 | 14.425 | 0% | 0% | 2 | 0% | 0% | 0% | 1 | 0 | 2 | 8.147% | 91.85% | 100% | 5 | 50.08% | 0% | 0% | 2 | 13.11% | 0% | 0% | 1 | 12.77% | 0% | 0% | 1 | 61.61% | 0% | 0% | 2 | 34.62% | 0% | 0% | 1 | 17.09% | 0% | 0% | 1 |  | 0% | 0% | 1 | 12.8667 | 0% | 0% | 2 | 6.706% | 0% | 0% | 1 | 0 | 2 | 18.57% | 60.1% | 78.68% | 5 | 29.97% | 0% | 0% | 1 | 11.6% | 0% | 0% | 1 | 26.53% | 0% | 0% | 1 | 57.19% | 0% | 0% | 2 | 23.96% | 0% | 0% | 1 | 20.22% | 0% | 0% | 1
215 | Chevmain | GREATER LA METRO | 0 | 0 | 10 | 0% | 0% | 1 | 6.5469 | 0% | 0% | 1 | 0% | 0% | 0% | 1 | 0 | 2 | 0% | 0% | 0% | 1 | 1.809% | 0% | 0% | 1 | 0% | 0% | 0% | 1 | 28.75% | 0% | 0% | 1 | 30.56% | 0% | 0% | 1 | 0% | 0% | 0% | 1 | 0% | 0% | 0% | 1 |  | 0% | 0% | 1 | 6.7876 | 0% | 0% | 1 | 0% | 0% | 0% | 1 | 0 | 2 | 20.72% | 0% | 20.72% | 2 | 2.89% | 0% | 0% | 1 | 30.56% | 0% | 0% | 1 | 55.07% | 0% | 0% | 2 | 57.96% | 0% | 0% | 2 | 0% | 0% | 0% | 1 | 0.1727% | 0% | 0% | 1 |  | 0% | 0% | 1 | 10.5434 | 0% | 0% | 1 | 0% | 0% | 0% | 1 | 0 | 2 | 17.75% | 1.347% | 19.1% | 2 | 1.431% | 0% | 0% | 1 | 2.895% | 0% | 0% | 1 | 58.93% | 0% | 0% | 2 | 60.36% | 0% | 0% | 2 | 7.288% | 0% | 0% | 1 | 3.317% | 0% | 0% | 1 |  | 0% | 0% | 1 | 20.8333 | 0% | 0% | 3 | 0% | 0% | 0% | 1 | 0 | 2 | 22.79% | 25.64% | 48.43% | 4 | 11.42% | 0% | 0% | 1 | 15.9% | 0% | 0% | 1 | 43.65% | 0% | 0% | 1 | 49.59% | 0% | 0% | 1 | 11.68% | 0% | 0% | 1 | 8.341% | 0% | 0% | 1
216 | Long Beach |  | 0 | 0 | 0 | 0% | 0% | 1 | 10.5935 | 0% | 0% | 1 | 0% | 0% | 0% | 1 | 0 | 2 | 0% | 0% | 0% | 1 | 0% | 0% | 0% | 1 | 0% | 0% | 0% | 1 | 54.87% | 0% | 0% | 2 | 54.87% | 0% | 0% | 2 | 0% | 0% | 0% | 1 | 0.1386% | 0% | 0% | 1 |  | 0% | 0% | 1 | 26.125 | 0% | 0% | 3 | 0% | 0% | 0% | 1 | 0 | 2 | 0.1503% | 0% | 0.1503% | 1 | 0% | 0% | 0% | 1 | 10.41% | 0% | 0% | 1 | 62.33% | 0% | 0% | 2 | 62.33% | 0% | 0% | 2 | 0% | 0% | 0% | 1 | 0.4252% | 0% | 0% | 1 |  | 0% | 0% | 1 | 52.6 | 0% | 0% | 4 | 0% | 0% | 0% | 1 | 0 | 2 | 1.819% | 0% | 1.819% | 1 | 0.1433% | 0% | 0% | 1 | 9.329% | 0% | 0% | 1 | 68.55% | 0% | 0% | 2 | 68.69% | 0% | 0% | 2 | 0% | 0% | 0% | 1 | 0.4333% | 0% | 0% | 1 |  | 0% | 0% | 1 | 47 | 0% | 0% | 4 | 0% | 0% | 0% | 1 | 0 | 2 | 1.332% | 0% | 1.332% | 1 | 0.105% | 0% | 0% | 1 | 15.17% | 0% | 0% | 1 | 76.04% | 0% | 0% | 3 | 76.15% | 0% | 0% | 3 | 0% | 0% | 0% | 1 | 3.426% | 0% | 0% | 1
217 | Pit 1 | NORTHERN CALIFORNIA | 0 | 0 | 10 | 0% | 0% | 1 | 8.4096 | 0% | 0% | 1 | 0% | 0% | 0% | 1 | 0 | 2 | 86.71% | 0% | 86.71% | 5 | 50.81% | 0% | 0% | 2 | 71.17% | 0% | 0% | 3 | 83.48% | 0% | 0% | 3 | 96.98% | 0% | 0% | 5 | 57.39% | 0% | 0% | 2 | 3.925% | 0% | 0% | 1 |  | 0% | 0% | 1 | 7.7662 | 0% | 0% | 1 | 0% | 0% | 0% | 1 | 0 | 2 | 75.21% | 0% | 75.21% | 5 | 26.97% | 0% | 0% | 1 | 42.38% | 0% | 0% | 1 | 45.19% | 0% | 0% | 1 | 59.36% | 0% | 0% | 2 | 44.31% | 0% | 0% | 1 | 7.88% | 0% | 0% | 1 |  | 0% | 0% | 1 | 5.6935 | 0% | 0% | 1 | 3.57e-05% | 0% | 0% | 1 | 0 | 2 | 82.94% | 0% | 82.94% | 5 | 29.14% | 0% | 0% | 1 | 21.79% | 0% | 0% | 1 | 20.88% | 0% | 0% | 1 | 44.66% | 0% | 0% | 1 | 54.75% | 0% | 0% | 2 | 6.724% | 0% | 0% | 1 |  | 0% | 0% | 1 | 5 | 0% | 0% | 1 | 0.08093% | 0% | 0% | 1 | 0 | 2 | 87.58% | 0% | 87.58% | 5 | 36.09% | 0% | 0% | 1 | 15.37% | 0% | 0% | 1 | 13.35% | 0% | 0% | 1 | 46.75% | 0% | 0% | 1 | 58.8% | 0% | 0% | 2 | 6.343% | 0% | 0% | 1
218 | Cove Rd | NORTHERN CALIFORNIA | 0 | 0 | 10 | 0% | 0% | 1 | 6.8679 | 0% | 0% | 1 | 0.0566% | 0% | 0% | 1 | 0 | 2 | 100% | 0% | 100% | 5 | 62.22% | 0% | 0% | 2 | 14.22% | 0% | 0% | 1 | 22.59% | 0% | 0% | 1 | 64.51% | 0% | 0% | 2 | 50.94% | 0% | 0% | 2 | 4.456% | 0% | 0% | 1 |  | 0% | 0% | 1 | 5.0631 | 0% | 0% | 1 | 0.09371% | 0% | 0% | 1 | 0 | 2 | 90.19% | 9.309% | 99.5% | 5 | 54.85% | 0% | 0% | 2 | 22.85% | 0% | 0% | 1 | 31.23% | 0% | 0% | 1 | 68.7% | 0% | 0% | 2 | 65.72% | 0% | 0% | 2 | 5.394% | 0% | 0% | 1 |  | 0% | 0% | 1 | 4.8 | 0% | 0% | 1 | 0.1027% | 0% | 0% | 1 | 0 | 2 | 86.58% | 10.46% | 97.04% | 5 | 51.65% | 0% | 0% | 2 | 21.4% | 0% | 0% | 1 | 24.89% | 0% | 0% | 1 | 64.39% | 0% | 0% | 2 | 64.2% | 0% | 0% | 2 | 6.731% | 0% | 0% | 1 |  | 0% | 0% | 1 | 4.9502 | 0% | 0% | 1 | 0.1339% | 0% | 0% | 1 | 0 | 2 | 91.56% | 6.18% | 97.74% | 5 | 46.91% | 0% | 0% | 1 | 22.67% | 0% | 0% | 1 | 26.43% | 0% | 0% | 1 | 61.05% | 0% | 0% | 2 | 65.67% | 0% | 0% | 2 | 6.338% | 0% | 0% | 1
219 | Drum | NORTHERN CALIFORNIA | 0 | 0 | 10 | 0% | 0% | 1 | 10.3216 | 0% | 0% | 1 | 0% | 0% | 0% | 1 | 0 | 2 | 10.25% | 89.75% | 100% | 5 | 9.049% | 0% | 0% | 1 | 9.307% | 0% | 0% | 1 | 0.4596% | 0% | 0% | 1 | 18.36% | 0% | 0% | 1 | 21.32% | 0% | 0% | 1 | 0.9976% | 0% | 0% | 1 |  | 0% | 0% | 1 | 9.2098 | 0% | 0% | 1 | 0% | 0% | 0% | 1 | 0 | 2 | 40.88% | 58.29% | 99.18% | 5 | 19.22% | 0% | 0% | 1 | 14.39% | 0% | 0% | 1 | 6.718% | 0% | 0% | 1 | 34.23% | 0% | 0% | 1 | 34.7% | 0% | 0% | 1 | 1.852% | 0% | 0% | 1 |  | 0% | 0% | 1 | 11.37 | 0% | 0% | 1 | 0.01628% | 0% | 0% | 1 | 0 | 2 | 39.25% | 53% | 92.25% | 5 | 27.06% | 0% | 0% | 1 | 15.85% | 0% | 0% | 1 | 17.4% | 0% | 0% | 1 | 47.17% | 0% | 0% | 1 | 36.96% | 0% | 0% | 1 | 2.916% | 0% | 0% | 1 |  | 0% | 0% | 1 | 12.9483 | 0% | 0% | 2 | 0.04966% | 0% | 0% | 1 | 0 | 2 | 37.62% | 46.06% | 83.69% | 5 | 28.01% | 0% | 0% | 1 | 12.79% | 0% | 0% | 1 | 19.04% | 0% | 0% | 1 | 46.41% | 0% | 0% | 1 | 44.96% | 0% | 0% | 1 | 3.223% | 0% | 0% | 1
220 | Vierra | NORTHERN CALIFORNIA | 0 | 0 | 10 | 0% | 0% | 1 | 38.43 | 0% | 0% | 4 | 69.4% | 0% | 0% | 2 | 0 | 2 | 0% | 0% | 0% | 1 | 20.69% | 0% | 0% | 1 | 1.933% | 0% | 0% | 1 | 1.933% | 0% | 0% | 1 | 22.62% | 0% | 0% | 1 | 0% | 0% | 0% | 1 | 6.752% | 0% | 0% | 1 |  | 0% | 0% | 1 | 18.6183 | 0% | 0% | 2 | 69.72% | 0% | 0% | 2 | 0 | 2 | 0% | 0% | 0% | 1 | 19.73% | 0% | 0% | 1 | 12.39% | 0% | 0% | 1 | 12.39% | 0% | 0% | 1 | 25.03% | 0% | 0% | 1 | 0% | 0% | 0% | 1 | 5.114% | 0% | 0% | 1 |  | 0% | 0% | 1 | 16.125 | 0% | 0% | 2 | 69.71% | 0% | 0% | 2 | 0 | 2 | 0% | 0% | 0% | 1 | 28.05% | 0% | 0% | 1 | 13.55% | 0% | 0% | 1 | 13.53% | 0% | 0% | 1 | 34.55% | 0% | 0% | 1 | 1.104% | 0% | 0% | 1 | 3.648% | 0% | 0% | 1 |  | 0% | 0% | 1 | 14.9596 | 0% | 0% | 2 | 59.84% | 0% | 0% | 2 | 0 | 2 | 0% | 0% | 0% | 1 | 39.28% | 0% | 0% | 1 | 16.9% | 0% | 0% | 1 | 19.79% | 0% | 0% | 1 | 46.4% | 0% | 0% | 1 | 7.149% | 0% | 0% | 1 | 4.512% | 0% | 0% | 1
221 | Coyote | NORTHERN CALIFORNIA | 0 | 0 | 10 | 0% | 0% | 1 | 12.1664 | 0% | 0% | 2 | 6.223% | 0% | 0% | 1 | 0 | 2 | 58.8% | 0% | 58.8% | 3 | 99.73% | 0% | 0% | 5 | 53.97% | 0% | 0% | 2 | 63.9% | 0% | 0% | 2 | 99.95% | 0% | 0% | 5 | 39.02% | 0% | 0% | 1 | 3.354% | 0% | 0% | 1 |  | 0% | 0% | 1 | 10.0843 | 0% | 0% | 1 | 2.218% | 0% | 0% | 1 | 0 | 2 | 60.94% | 14.61% | 75.55% | 5 | 81.32% | 0% | 0% | 3 | 27.41% | 0% | 0% | 1 | 40.24% | 0% | 0% | 1 | 84.54% | 0% | 0% | 3 | 59.88% | 0% | 0% | 2 | 4.714% | 0% | 0% | 1 |  | 0% | 0% | 1 | 11.5214 | 0% | 0% | 1 | 1.513% | 0% | 0% | 1 | 0 | 2 | 65.5% | 23.42% | 88.91% | 5 | 70.18% | 0% | 0% | 3 | 24.24% | 0% | 0% | 1 | 40.66% | 0% | 0% | 1 | 77.2% | 0% | 0% | 3 | 65.64% | 0% | 0% | 2 | 3.705% | 0% | 0% | 1 |  | 0% | 0% | 1 | 14.7162 | 0% | 0% | 2 | 2.926% | 0% | 0% | 1 | 0 | 2 | 60.82% | 27.94% | 88.76% | 5 | 66.49% | 0% | 0% | 2 | 25.5% | 0% | 0% | 1 | 45.38% | 0% | 0% | 1 | 81.67% | 0% | 0% | 3 | 61.84% | 0% | 0% | 2 | 3.217% | 0% | 0% | 1
222 | Metcalf | NORTHERN CALIFORNIA | 0 | 0 | 10 | 0% | 0% | 1 | 10.6248 | 0% | 0% | 1 | 6.138% | 0% | 0% | 1 | 0 | 2 | 57.58% | 0% | 57.58% | 3 | 99.48% | 0% | 0% | 5 | 55.6% | 0% | 0% | 2 | 65.56% | 0% | 0% | 2 | 99.7% | 0% | 0% | 5 | 38.37% | 0% | 0% | 1 | 3.245% | 0% | 0% | 1 |  | 0% | 0% | 1 | 9.7703 | 0% | 0% | 1 | 2.169% | 0% | 0% | 1 | 0 | 2 | 62.61% | 13.42% | 76.04% | 5 | 81.26% | 0% | 0% | 3 | 27.36% | 0% | 0% | 1 | 39.4% | 0% | 0% | 1 | 84.54% | 0% | 0% | 3 | 60.34% | 0% | 0% | 2 | 4.605% | 0% | 0% | 1 |  | 0% | 0% | 1 | 10.8889 | 0% | 0% | 1 | 1.468% | 0% | 0% | 1 | 0 | 2 | 67.61% | 21.55% | 89.16% | 5 | 71.31% | 0% | 0% | 3 | 24.92% | 0% | 0% | 1 | 39.9% | 0% | 0% | 1 | 77.47% | 0% | 0% | 3 | 67.15% | 0% | 0% | 2 | 3.722% | 0% | 0% | 1 |  | 0% | 0% | 1 | 14 | 0% | 0% | 2 | 2.86% | 0% | 0% | 1 | 0 | 2 | 61.58% | 27.31% | 88.89% | 5 | 66.53% | 0% | 0% | 2 | 25.81% | 0% | 0% | 1 | 45.13% | 0% | 0% | 1 | 81.5% | 0% | 0% | 3 | 62.29% | 0% | 0% | 2 | 3.227% | 0% | 0% | 1
223 | Diablo | SPGE | 0 | 0 | 10 | 0% | 0% | 1 | 4.1336 | 0% | 0% | 1 | 0% | 0% | 0% | 1 | 0 | 2 | 13.08% | 86.51% | 99.59% | 5 | 0.02522% | 0% | 0% | 1 | 5.786% | 0% | 0% | 1 | 56.33% | 0% | 0% | 2 | 56.33% | 0% | 0% | 2 | 63.63% | 0% | 0% | 2 | 6.915% | 0% | 0% | 1 |  | 0% | 0% | 1 | 7.9966 | 0% | 0% | 1 | 3.606% | 0% | 0% | 1 | 0 | 2 | 31.57% | 59.49% | 91.06% | 5 | 5.28% | 0% | 0% | 1 | 16.34% | 0% | 0% | 1 | 72.18% | 0% | 0% | 3 | 72.18% | 0% | 0% | 3 | 47.44% | 0% | 0% | 1 | 10.1% | 0% | 0% | 1 |  | 0% | 0% | 1 | 12.0865 | 0% | 0% | 2 | 5.395% | 0% | 0% | 1 | 0 | 2 | 42.22% | 32.75% | 74.97% | 5 | 18.14% | 0% | 0% | 1 | 14.89% | 0% | 0% | 1 | 66.72% | 0% | 0% | 2 | 70.56% | 0% | 0% | 3 | 46.62% | 0% | 0% | 1 | 9.258% | 0% | 0% | 1 |  | 0% | 0% | 1 | 9.496 | 0% | 0% | 1 | 5.973% | 0% | 0% | 1 | 0 | 2 | 38.64% | 33.92% | 72.56% | 5 | 37.06% | 0% | 0% | 1 | 23.78% | 0% | 0% | 1 | 49.98% | 0% | 0% | 1 | 66.02% | 0% | 0% | 2 | 46.94% | 0% | 0% | 1 | 9.311% | 0% | 0% | 1
224 | Coolwater | GREATER KRAMER | 200 | 2000 | 10 | 1470% | 14.08% | 5 | 21.95 | 304.4% | 16.27% | 3 | 2.516% | 6953% | 553.9% | 5 | 0 | 2 | 0% | 0% | 0% | 1 | 98.97% | 1456% | 14.07% | 5 | 80.01% | 74.82% | 0% | 3 | 50.29% | 30.09% | 0% | 2 | 98.97% | 1456% | 14.07% | 5 | 23.7% | 19.6% | 0% | 1 | 3.249% | 1456% | 14.07% | 5 |  | 37.36% | 0% | 2 | 20.3022 | 22.31% | 0% | 3 | 1.282% | 0% | 0% | 1 | 0 | 2 | 0% | 0% | 0% | 1 | 83.4% | 24.52% | 0% | 3 | 33.29% | 6.1% | 0% | 1 | 22.11% | 5.225% | 0% | 1 | 85.37% | 27.81% | 0% | 3 | 39.42% | 6.718% | 0% | 1 | 3.773% | 27.81% | 0% | 2 |  | 7.591% | 0% | 1 | 24.0559 | 20.91% | 0% | 3 | 2.396% | 0% | 0% | 1 | 0 | 2 | 0% | 0% | 0% | 1 | 60.76% | 5.947% | 0% | 2 | 30.13% | 3.339% | 0% | 1 | 15.07% | 2.747% | 0% | 1 | 63.49% | 6.391% | 0% | 2 | 27.85% | 3.234% | 0% | 1 | 2.835% | 6.391% | 0% | 1 |  | 5.151% | 0% | 1 | 21.5399 | 11.83% | 0% | 3 | 2.425% | 0% | 0% | 1 | 0 | 2 | 0% | 0% | 0% | 1 | 52.46% | 2.748% | 0% | 2 | 28.13% | 1.817% | 0% | 1 | 18.13% | 1.595% | 0% | 1 | 59.26% | 3.206% | 0% | 2 | 40.22% | 2.185% | 0% | 1 | 2.786% | 3.206% | 0% | 1
225 | San Onofre | GREATER LA METRO | 0 | 0 | 10 | 0% | 0% | 1 | 11.1366 | 0% | 0% | 1 | 0% | 0% | 0% | 1 | 0 | 2 | 31.58% | 0% | 31.58% | 2 | 0% | 0% | 0% | 1 | 78.6% | 0% | 0% | 3 | 82.01% | 0% | 0% | 3 | 82.01% | 0% | 0% | 3 | 0.5933% | 0% | 0% | 1 | 7.224% | 0% | 0% | 1 |  | 0% | 0% | 1 | 5.8257 | 0% | 0% | 1 | 0% | 0% | 0% | 1 | 0 | 2 | 95.67% | 0% | 95.67% | 5 | 7.669% | 0% | 0% | 1 | 75.18% | 0% | 0% | 3 | 75.56% | 0% | 0% | 3 | 75.56% | 0% | 0% | 3 | 63.59% | 0% | 0% | 2 | 5.415% | 0% | 0% | 1 |  | 0% | 0% | 1 | 29.7262 | 0% | 0% | 3 | 0.3916% | 0% | 0% | 1 | 0 | 2 | 87.93% | 3.857% | 91.79% | 5 | 48.11% | 0% | 0% | 1 | 58.44% | 0% | 0% | 2 | 67.11% | 0% | 0% | 2 | 84.72% | 0% | 0% | 3 | 49.94% | 0% | 0% | 1 | 7.155% | 0% | 0% | 1 |  | 0% | 0% | 1 | 32.6545 | 0% | 0% | 4 | 1.122% | 0% | 0% | 1 | 0 | 2 | 56.43% | 39% | 95.44% | 5 | 55.09% | 0% | 0% | 2 | 47.43% | 0% | 0% | 1 | 49.04% | 0% | 0% | 1 | 85.46% | 0% | 0% | 3 | 28.53% | 0% | 0% | 1 | 6.043% | 0% | 0% | 1
226 | Woodland | NORTHERN CALIFORNIA | 12 | 120 | 5 | 6.219% | 0% | 1 | 9.9746 | 3.156% | 0% | 1 | 67.06% | 2.284% | 0% | 2 | 0 | 2 | 0% | 0% | 0% | 1 | 56.73% | 0.9257% | 0% | 2 | 23.79% | 0.5256% | 0% | 1 | 26.41% | 0.5443% | 0% | 1 | 68.72% | 1.281% | 0% | 2 | 0% | 0.4006% | 0% | 1 | 7.571% | 1.281% | 0% | 1 |  | 1.115% | 0% | 1 | 9.2481 | 0.7177% | 0% | 1 | 63.33% | 0.4292% | 0% | 2 | 0 | 2 | 0% | 0% | 0% | 1 | 48.07% | 0.1664% | 0% | 1 | 19.22% | 0.107% | 0% | 1 | 30.11% | 0.1236% | 0% | 1 | 61.18% | 0.2226% | 0% | 2 | 0% | 0.08641% | 0% | 1 | 6.027% | 0.2226% | 0% | 1 |  | 0.874% | 0% | 1 | 8.9879 | 0.4001% | 0% | 1 | 66.19% | 0.4292% | 0% | 2 | 0 | 2 | 0.007448% | 0% | 0.007448% | 1 | 44.53% | 0.06882% | 0% | 1 | 13.18% | 0.04397% | 0% | 1 | 39.09% | 0.06267% | 0% | 1 | 68.09% | 0.1196% | 0% | 2 | 0.223% | 0.03826% | 0% | 1 | 4.599% | 0.1196% | 0% | 1 |  | 0.3862% | 0% | 1 | 8.9212 | 0.2079% | 0% | 1 | 59.43% | 0.4292% | 0% | 2 | 0 | 2 | 3.999% | 0% | 3.999% | 1 | 46.31% | 0.04109% | 0% | 1 | 10.55% | 0.02466% | 0% | 1 | 38.6% | 0.03593% | 0% | 1 | 67.8% | 0.0685% | 0% | 2 | 4.509% | 0.0231% | 0% | 1 | 5.143% | 0.0685% | 0% | 1
227 | Donnells | NORTHERN CALIFORNIA | 0 | 0 | 0 | 0% | 0% | 1 | 4.7911 | 0% | 0% | 1 | 0% | 0% | 0% | 1 | 0 | 2 | 66.03% | 21.76% | 87.79% | 5 | 0% | 0% | 0% | 1 | 12.41% | 0% | 0% | 1 | 12.54% | 0% | 0% | 1 | 12.54% | 0% | 0% | 1 | 65.02% | 0% | 0% | 2 | 1.228% | 0% | 0% | 1 |  | 0% | 0% | 1 | 4.0505 | 0% | 0% | 1 | 0% | 0% | 0% | 1 | 0 | 2 | 53.32% | 18.22% | 71.53% | 3 | 2.221% | 0% | 0% | 1 | 5.306% | 0% | 0% | 1 | 16.7% | 0% | 0% | 1 | 19.16% | 0% | 0% | 1 | 68.32% | 0% | 0% | 2 | 2.394% | 0% | 0% | 1 |  | 0% | 0% | 1 | 6.3999 | 0% | 0% | 1 | 0% | 0% | 0% | 1 | 0 | 2 | 54.41% | 18.91% | 73.32% | 3 | 9.248% | 0% | 0% | 1 | 6.905% | 0% | 0% | 1 | 18.88% | 0% | 0% | 1 | 26.22% | 0% | 0% | 1 | 64.1% | 0% | 0% | 2 | 2.462% | 0% | 0% | 1 |  | 0% | 0% | 1 | 10.6909 | 0% | 0% | 1 | 0% | 0% | 0% | 1 | 0 | 2 | 55.63% | 23.42% | 79.05% | 5 | 12.22% | 0% | 0% | 1 | 9.725% | 0% | 0% | 1 | 19.48% | 0% | 0% | 1 | 29.78% | 0% | 0% | 1 | 56.56% | 0% | 0% | 2 | 2.443% | 0% | 0% | 1
228 | Mandalay | GREATER LA METRO | 0 | 0 | 10 | 0% | 0% | 1 | 4.5826 | 0% | 0% | 1 | 35.15% | 0% | 0% | 1 | 0 | 2 | 1.824% | 0% | 1.824% | 1 | 0% | 0% | 0% | 1 | 0% | 0% | 0% | 1 | 92.01% | 0% | 0% | 4 | 92.01% | 0% | 0% | 4 | 0% | 0% | 0% | 1 | 2.405% | 0% | 0% | 1 |  | 0% | 0% | 1 | 4.5826 | 0% | 0% | 1 | 11.47% | 0% | 0% | 1 | 0 | 2 | 0.6536% | 47.44% | 48.09% | 5 | 1.177% | 0% | 0% | 1 | 7.509% | 0% | 0% | 1 | 15.7% | 0% | 0% | 1 | 15.7% | 0% | 0% | 1 | 13.66% | 0% | 0% | 1 | 7.471% | 0% | 0% | 1 |  | 0% | 0% | 1 | 5.7093 | 0% | 0% | 1 | 15.23% | 0% | 0% | 1 | 0 | 2 | 4.376% | 58.14% | 62.52% | 5 | 18.78% | 0% | 0% | 1 | 8.001% | 0% | 0% | 1 | 14.09% | 0% | 0% | 1 | 29.78% | 0% | 0% | 1 | 27.86% | 0% | 0% | 1 | 6.86% | 0% | 0% | 1 |  | 0% | 0% | 1 | 7.91 | 0% | 0% | 1 | 16.55% | 0% | 0% | 1 | 0 | 2 | 4.771% | 66.84% | 71.62% | 5 | 28.25% | 0% | 0% | 1 | 5.577% | 0% | 0% | 1 | 12.84% | 0% | 0% | 1 | 38.03% | 0% | 0% | 1 | 24.62% | 0% | 0% | 1 | 7.027% | 0% | 0% | 1
229 | North Gila | ARIZONA MINOR | 0 | 0 | 0 | 0% | 0% | 1 | 7.0327 | 0% | 0% | 1 | 62.76% | 0% | 0% | 2 | 0 | 2 | 0% | 0% | 0% | 1 | 0% | 0% | 0% | 1 | 97.78% | 0% | 0% | 5 | 97.78% | 0% | 0% | 5 | 97.78% | 0% | 0% | 5 | 0% | 0% | 0% | 1 | 7.055% | 0% | 0% | 1 |  | 0% | 0% | 1 | 4.2994 | 0% | 0% | 1 | 36.15% | 0% | 0% | 1 | 0 | 2 | 0% | 0% | 0% | 1 | 1.042% | 0% | 0% | 1 | 79.13% | 0% | 0% | 3 | 71.75% | 0% | 0% | 3 | 79.21% | 0% | 0% | 3 | 38.07% | 0% | 0% | 1 | 5.349% | 0% | 0% | 1 |  | 0% | 0% | 1 | 3.6757 | 0% | 0% | 1 | 19.97% | 0% | 0% | 1 | 0 | 2 | 0% | 0% | 0% | 1 | 0.5942% | 0% | 0% | 1 | 59.99% | 0% | 0% | 2 | 56.14% | 0% | 0% | 2 | 60.08% | 0% | 0% | 2 | 54.41% | 0% | 0% | 2 | 5.058% | 0% | 0% | 1 |  | 0% | 0% | 1 | 3.6682 | 0% | 0% | 1 | 15.5% | 0% | 0% | 1 | 0 | 2 | 0% | 0% | 0% | 1 | 0.4945% | 0% | 0% | 1 | 52.25% | 0% | 0% | 2 | 45.44% | 0% | 0% | 1 | 52.33% | 0% | 0% | 2 | 51.84% | 0% | 0% | 2 | 4.352% | 0% | 0% | 1
230 | Eight Mile | NORTHERN CALIFORNIA | 0 | 0 | 10 | 0% | 0% | 1 | 11.9249 | 0% | 0% | 1 | 67.65% | 0% | 0% | 2 | 0 | 2 | 0% | 0% | 0% | 1 | 0% | 0% | 0% | 1 | 38.19% | 0% | 0% | 1 | 47.14% | 0% | 0% | 1 | 47.14% | 0% | 0% | 1 | 0% | 0% | 0% | 1 | 4.752% | 0% | 0% | 1 |  | 0% | 0% | 1 | 12 | 0% | 0% | 2 | 73.65% | 0% | 0% | 2 | 0 | 2 | 0% | 0% | 0% | 1 | 12.94% | 0% | 0% | 1 | 23.55% | 0% | 0% | 1 | 26.2% | 0% | 0% | 1 | 31.72% | 0% | 0% | 1 | 0% | 0% | 0% | 1 | 6.301% | 0% | 0% | 1 |  | 0% | 0% | 1 | 13.2581 | 0% | 0% | 2 | 67.05% | 0% | 0% | 2 | 0 | 2 | 0% | 0% | 0% | 1 | 10.46% | 0% | 0% | 1 | 14.41% | 0% | 0% | 1 | 19.25% | 0% | 0% | 1 | 26.43% | 0% | 0% | 1 | 0% | 0% | 0% | 1 | 7.285% | 0% | 0% | 1 |  | 0% | 0% | 1 | 13.2391 | 0% | 0% | 2 | 57.75% | 0% | 0% | 2 | 0 | 2 | 0% | 0% | 0% | 1 | 12.17% | 0% | 0% | 1 | 13.77% | 0% | 0% | 1 | 22.25% | 0% | 0% | 1 | 31.11% | 0% | 0% | 1 | 0.8447% | 0% | 0% | 1 | 8.895% | 0% | 0% | 1
231 | Kern Power | SPGE | 0 | 0 | 10 | 0% | 0% | 1 | 76.4 | 0% | 0% | 4 | 69.33% | 0% | 0% | 2 | 0 | 2 | 0% | 0% | 0% | 1 | 64.31% | 0% | 0% | 2 | 21.32% | 0% | 0% | 1 | 25.74% | 0% | 0% | 1 | 64.31% | 0% | 0% | 2 | 0% | 0% | 0% | 1 | 2.784% | 0% | 0% | 1 |  | 0% | 0% | 1 | 16.1 | 0% | 0% | 2 | 48.94% | 0% | 0% | 1 | 0 | 2 | 0% | 0% | 0% | 1 | 33.47% | 0% | 0% | 1 | 17.38% | 0% | 0% | 1 | 36.16% | 0% | 0% | 1 | 50.06% | 0% | 0% | 2 | 0.5014% | 0% | 0% | 1 | 9.758% | 0% | 0% | 1 |  | 0% | 0% | 1 | 11.9382 | 0% | 0% | 1 | 46.55% | 0% | 0% | 1 | 0 | 2 | 3.69% | 0% | 3.69% | 1 | 31.52% | 0% | 0% | 1 | 17.48% | 0% | 0% | 1 | 31.63% | 0% | 0% | 1 | 49.11% | 0% | 0% | 1 | 3.48% | 0% | 0% | 1 | 6.776% | 0% | 0% | 1 |  | 0% | 0% | 1 | 9.3261 | 0% | 0% | 1 | 46.2% | 0% | 0% | 1 | 0 | 2 | 10.55% | 0% | 10.55% | 1 | 30.79% | 0% | 0% | 1 | 21.89% | 0% | 0% | 1 | 38.5% | 0% | 0% | 1 | 53.74% | 0% | 0% | 2 | 8.811% | 0% | 0% | 1 | 4.471% | 0% | 0% | 1
232 | Renfro | SPGE | 0 | 0 | 10 | 0% | 0% | 1 | 25.0983 | 0% | 0% | 3 | 66.2% | 0% | 0% | 2 | 0 | 2 | 0% | 0% | 0% | 1 | 43.26% | 0% | 0% | 1 | 20.66% | 0% | 0% | 1 | 56.73% | 0% | 0% | 2 | 62.62% | 0% | 0% | 2 | 0% | 0% | 0% | 1 | 14.47% | 0% | 0% | 1 |  | 0% | 0% | 1 | 15.8233 | 0% | 0% | 2 | 52.79% | 0% | 0% | 2 | 0 | 2 | 0% | 0% | 0% | 1 | 27.94% | 0% | 0% | 1 | 25.38% | 0% | 0% | 1 | 43.68% | 0% | 0% | 1 | 49.89% | 0% | 0% | 1 | 0.4337% | 0% | 0% | 1 | 12.98% | 0% | 0% | 1 |  | 0% | 0% | 1 | 11.4756 | 0% | 0% | 1 | 51.32% | 0% | 0% | 2 | 0 | 2 | 0.2267% | 0% | 0.2267% | 1 | 26.65% | 0% | 0% | 1 | 21.4% | 0% | 0% | 1 | 37.91% | 0% | 0% | 1 | 51.04% | 0% | 0% | 2 | 1.824% | 0% | 0% | 1 | 6.819% | 0% | 0% | 1 |  | 0% | 0% | 1 | 9.5333 | 0% | 0% | 1 | 47.23% | 0% | 0% | 1 | 0 | 2 | 5.638% | 0% | 5.638% | 1 | 27.12% | 0% | 0% | 1 | 21.54% | 0% | 0% | 1 | 39.68% | 0% | 0% | 1 | 54.11% | 0% | 0% | 2 | 4.282% | 0% | 0% | 1 | 4.504% | 0% | 0% | 1
233 | Highwind | GREATER TEHACHAPI | 0 | 0 | 0 | 0% | 0% | 1 | 17.7755 | 0% | 0% | 2 | 2.009% | 0% | 0% | 1 | 0 | 2 | 90.71% | 4.64% | 95.35% | 5 | 64.56% | 0% | 0% | 2 | 22.14% | 0% | 0% | 1 | 86.47% | 0% | 0% | 3 | 95.26% | 0% | 0% | 5 | 25.76% | 0% | 0% | 1 | 2.47% | 0% | 0% | 1 |  | 0% | 0% | 1 | 24 | 0% | 0% | 3 | 0.8817% | 0% | 0% | 1 | 0 | 2 | 53.32% | 15.53% | 68.85% | 3 | 39.2% | 0% | 0% | 1 | 18.16% | 0% | 0% | 1 | 48.33% | 0% | 0% | 1 | 69.04% | 0% | 0% | 2 | 30.61% | 0% | 0% | 1 | 1.499% | 0% | 0% | 1 |  | 0% | 0% | 1 | 28.0864 | 0% | 0% | 3 | 1.927% | 0% | 0% | 1 | 0 | 2 | 46.45% | 17.19% | 63.64% | 3 | 32% | 0% | 0% | 1 | 20.46% | 0% | 0% | 1 | 33.6% | 0% | 0% | 1 | 58.54% | 0% | 0% | 2 | 33.6% | 0% | 0% | 1 | 1.223% | 0% | 0% | 1 |  | 0% | 0% | 1 | 29.3333 | 0% | 0% | 3 | 1.369% | 0% | 0% | 1 | 0 | 2 | 42.61% | 13.75% | 56.36% | 3 | 40.28% | 0% | 0% | 1 | 18.73% | 0% | 0% | 1 | 26.49% | 0% | 0% | 1 | 60.06% | 0% | 0% | 2 | 37.95% | 0% | 0% | 1 | 1.201% | 0% | 0% | 1
234 | Sylmar | GREATER LA METRO | 0 | 0 | 10 | 0% | 0% | 1 | 12.5044 | 0% | 0% | 2 | 0.1554% | 0% | 0% | 1 | 0 | 2 | 0.1842% | 99.82% | 100% | 5 | 31.91% | 0% | 0% | 1 | 0% | 0% | 0% | 1 | 9.983% | 0% | 0% | 1 | 41.89% | 0% | 0% | 1 | 35.64% | 0% | 0% | 1 | 15.57% | 0% | 0% | 1 |  | 0% | 0% | 1 | 16.52 | 0% | 0% | 2 | 0.04605% | 0% | 0% | 1 | 0 | 2 | 0.04494% | 99.96% | 100% | 5 | 33.89% | 0% | 0% | 1 | 5.286% | 0% | 0% | 1 | 13.95% | 0% | 0% | 1 | 47.83% | 0% | 0% | 1 | 49.81% | 0% | 0% | 1 | 11.02% | 0% | 0% | 1 |  | 0% | 0% | 1 | 20.3333 | 0% | 0% | 3 | 1.34% | 0% | 0% | 1 | 0 | 2 | 2.972% | 97.03% | 100% | 5 | 39.97% | 0% | 0% | 1 | 3.227% | 0% | 0% | 1 | 13.89% | 0% | 0% | 1 | 51.02% | 0% | 0% | 2 | 44.5% | 0% | 0% | 1 | 11.09% | 0% | 0% | 1 |  | 0% | 0% | 1 | 17.6667 | 0% | 0% | 2 | 2.463% | 0% | 0% | 1 | 0 | 2 | 4.155% | 95.76% | 99.92% | 5 | 48.56% | 0% | 0% | 1 | 4.405% | 0% | 0% | 1 | 9.603% | 0% | 0% | 1 | 55.87% | 0% | 0% | 2 | 47.69% | 0% | 0% | 1 | 11.56% | 0% | 0% | 1
235 | Westley | SPGE | 0 | 0 | 10 | 0% | 0% | 1 | 10.9071 | 0% | 0% | 1 | 86.34% | 0% | 0% | 3 | 0 | 2 | 0% | 0% | 0% | 1 | 70.37% | 0% | 0% | 3 | 16.68% | 0% | 0% | 1 | 11.69% | 0% | 0% | 1 | 76.18% | 0% | 0% | 3 | 0.1779% | 0% | 0% | 1 | 4.186% | 0% | 0% | 1 |  | 0% | 0% | 1 | 12.5297 | 0% | 0% | 2 | 62.11% | 0% | 0% | 2 | 0 | 2 | 5.36% | 0% | 5.36% | 1 | 67.85% | 0% | 0% | 2 | 24.14% | 0% | 0% | 1 | 26.84% | 0% | 0% | 1 | 75.15% | 0% | 0% | 3 | 15.49% | 0% | 0% | 1 | 4.057% | 0% | 0% | 1 |  | 0% | 0% | 1 | 13.6077 | 0% | 0% | 2 | 55.41% | 0% | 0% | 2 | 0 | 2 | 10.06% | 0% | 10.06% | 1 | 57.63% | 0% | 0% | 2 | 16.93% | 0% | 0% | 1 | 20.96% | 0% | 0% | 1 | 61.83% | 0% | 0% | 2 | 22.71% | 0% | 0% | 1 | 3.449% | 0% | 0% | 1 |  | 0% | 0% | 1 | 14.8696 | 0% | 0% | 2 | 49.08% | 0% | 0% | 1 | 0 | 2 | 12.61% | 0% | 12.61% | 1 | 52.22% | 0% | 0% | 2 | 16.78% | 0% | 0% | 1 | 20.97% | 0% | 0% | 1 | 57.1% | 0% | 0% | 2 | 26.29% | 0% | 0% | 1 | 3.141% | 0% | 0% | 1
236 | GWF Hanford Sw Sta | SPGE | 0 | 0 | 10 | 0% | 0% | 1 | 11.7763 | 0% | 0% | 1 | 29.06% | 0% | 0% | 1 | 0 | 2 | 0% | 0% | 0% | 1 | 0% | 0% | 0% | 1 | 0% | 0% | 0% | 1 | 3.417% | 0% | 0% | 1 | 3.417% | 0% | 0% | 1 | 0% | 0% | 0% | 1 | 1.186% | 0% | 0% | 1 |  | 0% | 0% | 1 | 11.2113 | 0% | 0% | 1 | 36.04% | 0% | 0% | 1 | 0 | 2 | 0% | 0% | 0% | 1 | 0.5485% | 0% | 0% | 1 | 1.609% | 0% | 0% | 1 | 10.3% | 0% | 0% | 1 | 10.35% | 0% | 0% | 1 | 0% | 0% | 0% | 1 | 3.914% | 0% | 0% | 1 |  | 0% | 0% | 1 | 11.3967 | 0% | 0% | 1 | 40.3% | 0% | 0% | 1 | 0 | 2 | 0% | 0% | 0% | 1 | 6.78% | 0% | 0% | 1 | 3.453% | 0% | 0% | 1 | 9.103% | 0% | 0% | 1 | 15.22% | 0% | 0% | 1 | 0% | 0% | 0% | 1 | 3.199% | 0% | 0% | 1 |  | 0% | 0% | 1 | 10.75 | 0% | 0% | 1 | 42.13% | 0% | 0% | 1 | 0 | 2 | 0% | 0% | 0% | 1 | 8.956% | 0% | 0% | 1 | 4.86% | 0% | 0% | 1 | 8.82% | 0% | 0% | 1 | 16.78% | 0% | 0% | 1 | 0% | 0% | 0% | 1 | 3.049% | 0% | 0% | 1
237 | Tevis | SPGE | 0 | 0 | 10 | 0% | 0% | 1 | 24 | 0% | 0% | 3 | 43.7% | 0% | 0% | 1 | 0 | 2 | 0% | 0% | 0% | 1 | 42.91% | 0% | 0% | 1 | 38.25% | 0% | 0% | 1 | 71.03% | 0% | 0% | 3 | 71.03% | 0% | 0% | 3 | 1.705% | 0% | 0% | 1 | 21.12% | 0% | 0% | 1 |  | 0% | 0% | 1 | 16.2925 | 0% | 0% | 2 | 48.93% | 0% | 0% | 1 | 0 | 2 | 0% | 0% | 0% | 1 | 27.12% | 0% | 0% | 1 | 33.42% | 0% | 0% | 1 | 56.35% | 0% | 0% | 2 | 58.53% | 0% | 0% | 2 | 0.4541% | 0% | 0% | 1 | 12.21% | 0% | 0% | 1 |  | 0% | 0% | 1 | 10.5926 | 0% | 0% | 1 | 46.66% | 0% | 0% | 1 | 0 | 2 | 0% | 0% | 0% | 1 | 19.8% | 0% | 0% | 1 | 30.44% | 0% | 0% | 1 | 45.85% | 0% | 0% | 1 | 52.24% | 0% | 0% | 2 | 0.4039% | 0% | 0% | 1 | 6.954% | 0% | 0% | 1 |  | 0% | 0% | 1 | 9.4583 | 0% | 0% | 1 | 51.71% | 0% | 0% | 2 | 0 | 2 | 3.509% | 0% | 3.509% | 1 | 22.24% | 0% | 0% | 1 | 21.39% | 0% | 0% | 1 | 39.19% | 0% | 0% | 1 | 49.99% | 0% | 0% | 1 | 3.033% | 0% | 0% | 1 | 4.433% | 0% | 0% | 1
238 | Otay Mesa | SAN DIEGO | 0 | 0 | 10 | 0% | 0% | 1 | 14.109 | 0% | 0% | 2 | 0% | 0% | 0% | 1 | 0 | 2 | 91.14% | 0.8114% | 91.95% | 5 | 6.04% | 0% | 0% | 1 | 90.23% | 0% | 0% | 4 | 96.68% | 0% | 0% | 5 | 96.77% | 0% | 0% | 5 | 17.37% | 0% | 0% | 1 | 11.38% | 0% | 0% | 1 |  | 0% | 0% | 1 | 13.6 | 0% | 0% | 2 | 0.08153% | 0% | 0% | 1 | 0 | 2 | 44.47% | 51.68% | 96.15% | 5 | 4.368% | 0% | 0% | 1 | 92.49% | 0% | 0% | 4 | 95.62% | 0% | 0% | 5 | 96.94% | 0% | 0% | 5 | 52.06% | 0% | 0% | 2 | 5.462% | 0% | 0% | 1 |  | 0% | 0% | 1 | 14.6872 | 0% | 0% | 2 | 0.1423% | 0% | 0% | 1 | 0 | 2 | 17.71% | 79.05% | 96.76% | 5 | 22.86% | 0% | 0% | 1 | 64.12% | 0% | 0% | 2 | 91.09% | 0% | 0% | 4 | 92.17% | 0% | 0% | 4 | 46.7% | 0% | 0% | 1 | 4.552% | 0% | 0% | 1 |  | 0% | 0% | 1 | 19.5619 | 0% | 0% | 2 | 0.1001% | 0% | 0% | 1 | 0 | 2 | 9.331% | 83.22% | 92.55% | 5 | 13.91% | 0% | 0% | 1 | 42.96% | 0% | 0% | 1 | 79.74% | 0% | 0% | 3 | 80.74% | 0% | 0% | 3 | 48.12% | 0% | 0% | 1 | 3.55% | 0% | 0% | 1
239 | Redondo | GREATER LA METRO | 0 | 0 | 10 | 0% | 0% | 1 | 12.5008 | 0% | 0% | 2 | 0% | 0% | 0% | 1 | 0 | 2 | 24.42% | 0% | 24.42% | 2 | 5.933% | 0% | 0% | 1 | 0% | 0% | 0% | 1 | 48.52% | 0% | 0% | 1 | 54.45% | 0% | 0% | 2 | 0% | 0% | 0% | 1 | 0% | 0% | 0% | 1 |  | 0% | 0% | 1 | 8.5241 | 0% | 0% | 1 | 0% | 0% | 0% | 1 | 0 | 2 | 16.69% | 0% | 16.69% | 1 | 1.315% | 0% | 0% | 1 | 12.41% | 0% | 0% | 1 | 74.52% | 0% | 0% | 3 | 75.84% | 0% | 0% | 3 | 0% | 0% | 0% | 1 | 0.07856% | 0% | 0% | 1 |  | 0% | 0% | 1 | 8.5241 | 0% | 0% | 1 | 0% | 0% | 0% | 1 | 0 | 2 | 2.673% | 0% | 2.673% | 1 | 0.2106% | 0% | 0% | 1 | 2.446% | 0% | 0% | 1 | 54.35% | 0% | 0% | 2 | 54.56% | 0% | 0% | 2 | 0% | 0% | 0% | 1 | 0.1382% | 0% | 0% | 1 |  | 0% | 0% | 1 | 22 | 0% | 0% | 3 | 0% | 0% | 0% | 1 | 0 | 2 | 16.38% | 6.654% | 23.04% | 2 | 4.72% | 0% | 0% | 1 | 6.282% | 0% | 0% | 1 | 46.96% | 0% | 0% | 1 | 51.68% | 0% | 0% | 2 | 7.625% | 0% | 0% | 1 | 4.163% | 0% | 0% | 1
240 | Arkansas | GREATER IMPERIAL | 0 | 0 | 0 | 0% | 0% | 1 | 7.3602 | 0% | 0% | 1 | 41.23% | 0% | 0% | 1 | 0 | 2 | 0% | 0% | 0% | 1 | 3.994% | 0% | 0% | 1 | 13.23% | 0% | 0% | 1 | 31.34% | 0% | 0% | 1 | 31.34% | 0% | 0% | 1 | 0% | 0% | 0% | 1 | 3.15% | 0% | 0% | 1 |  | 0% | 0% | 1 | 7.9508 | 0% | 0% | 1 | 48.29% | 0% | 0% | 1 | 0 | 2 | 0% | 0% | 0% | 1 | 6.292% | 0% | 0% | 1 | 27.81% | 0% | 0% | 1 | 41.15% | 0% | 0% | 1 | 42.32% | 0% | 0% | 1 | 0.7392% | 0% | 0% | 1 | 6.609% | 0% | 0% | 1 |  | 0% | 0% | 1 | 8.0277 | 0% | 0% | 1 | 51.52% | 0% | 0% | 2 | 0 | 2 | 0% | 0% | 0% | 1 | 5.56% | 0% | 0% | 1 | 28.65% | 0% | 0% | 1 | 35.07% | 0% | 0% | 1 | 39.41% | 0% | 0% | 1 | 2.802% | 0% | 0% | 1 | 6.19% | 0% | 0% | 1 |  | 0% | 0% | 1 | 8 | 0% | 0% | 1 | 49.48% | 0% | 0% | 1 | 0 | 2 | 0% | 0% | 0% | 1 | 6.173% | 0% | 0% | 1 | 22.41% | 0% | 0% | 1 | 26.96% | 0% | 0% | 1 | 32.34% | 0% | 0% | 1 | 5.732% | 0% | 0% | 1 | 6.091% | 0% | 0% | 1
241 | California Water | SPGE | 0 | 0 | 0 | 0% | 0% | 1 | 12.5433 | 0% | 0% | 2 | 5.427% | 0% | 0% | 1 | 0 | 2 | 19.25% | 0% | 19.25% | 1 | 89.04% | 0% | 0% | 3 | 41.53% | 0% | 0% | 1 | 53.33% | 0% | 0% | 2 | 89.19% | 0% | 0% | 3 | 19.11% | 0% | 0% | 1 | 2.301% | 0% | 0% | 1 |  | 0% | 0% | 1 | 8.1457 | 0% | 0% | 1 | 16.15% | 0% | 0% | 1 | 0 | 2 | 38.37% | 0% | 38.37% | 2 | 70.27% | 0% | 0% | 3 | 20.8% | 0% | 0% | 1 | 29.97% | 0% | 0% | 1 | 70.68% | 0% | 0% | 3 | 33.82% | 0% | 0% | 1 | 1.882% | 0% | 0% | 1 |  | 0% | 0% | 1 | 8.6771 | 0% | 0% | 1 | 23.29% | 0% | 0% | 1 | 0 | 2 | 40.36% | 0% | 40.36% | 2 | 58.24% | 0% | 0% | 2 | 18.61% | 0% | 0% | 1 | 30.77% | 0% | 0% | 1 | 62.28% | 0% | 0% | 2 | 35.19% | 0% | 0% | 1 | 1.623% | 0% | 0% | 1 |  | 0% | 0% | 1 | 8.6524 | 0% | 0% | 1 | 32.67% | 0% | 0% | 1 | 0 | 2 | 34.96% | 1.076% | 36.04% | 2 | 52.54% | 0% | 0% | 2 | 19.04% | 0% | 0% | 1 | 31.33% | 0% | 0% | 1 | 60.5% | 0% | 0% | 2 | 31.91% | 0% | 0% | 1 | 2.831% | 0% | 0% | 1
242 | Grimway | SPGE | 0 | 0 | 10 | 0% | 0% | 1 | 10.3863 | 0% | 0% | 1 | 88.9% | 0% | 0% | 3 | 0 | 2 | 0% | 0% | 0% | 1 | 0.3817% | 0% | 0% | 1 | 0% | 0% | 0% | 1 | 15.64% | 0% | 0% | 1 | 16.02% | 0% | 0% | 1 | 0% | 0% | 0% | 1 | 0.09639% | 0% | 0% | 1 |  | 0% | 0% | 1 | 9.6 | 0% | 0% | 1 | 62.76% | 0% | 0% | 2 | 0 | 2 | 5.436% | 0.0403% | 5.476% | 2 | 19.14% | 0% | 0% | 1 | 13.47% | 0% | 0% | 1 | 22.14% | 0% | 0% | 1 | 32.64% | 0% | 0% | 1 | 8.054% | 0% | 0% | 1 | 1.44% | 0% | 0% | 1 |  | 0% | 0% | 1 | 10.2 | 0% | 0% | 1 | 51.95% | 0% | 0% | 2 | 0 | 2 | 17.99% | 4.841% | 22.83% | 2 | 34.29% | 0% | 0% | 1 | 21.21% | 0% | 0% | 1 | 30.07% | 0% | 0% | 1 | 47.27% | 0% | 0% | 1 | 17.97% | 0% | 0% | 1 | 1.804% | 0% | 0% | 1 |  | 0% | 0% | 1 | 9.9889 | 0% | 0% | 1 | 42.26% | 0% | 0% | 1 | 0 | 2 | 19.07% | 8.076% | 27.15% | 2 | 42.01% | 0% | 0% | 1 | 21.35% | 0% | 0% | 1 | 33% | 0% | 0% | 1 | 56.25% | 0% | 0% | 2 | 20.69% | 0% | 0% | 1 | 2.341% | 0% | 0% | 1
243 | Viejo | GREATER LA METRO | 0 | 0 | 10 | 0% | 0% | 1 | 37.0714 | 0% | 0% | 4 | 0.4215% | 0% | 0% | 1 | 0 | 2 | 9.88% | 86.05% | 95.93% | 5 | 20.23% | 0% | 0% | 1 | 63.36% | 0% | 0% | 2 | 76.88% | 0% | 0% | 3 | 95.05% | 0% | 0% | 5 | 39.48% | 0% | 0% | 1 | 9.541% | 0% | 0% | 1 |  | 0% | 0% | 1 | 35.1885 | 0% | 0% | 4 | 0.1896% | 0% | 0% | 1 | 0 | 2 | 28.24% | 70.08% | 98.32% | 5 | 50.64% | 0% | 0% | 2 | 42.17% | 0% | 0% | 1 | 58.17% | 0% | 0% | 2 | 89.01% | 0% | 0% | 3 | 59.88% | 0% | 0% | 2 | 11.91% | 0% | 0% | 1 |  | 0% | 0% | 1 | 23.6591 | 0% | 0% | 3 | 0.1272% | 0% | 0% | 1 | 0 | 2 | 43.52% | 51.19% | 94.71% | 5 | 47.08% | 0% | 0% | 1 | 41.74% | 0% | 0% | 1 | 55.18% | 0% | 0% | 2 | 85.46% | 0% | 0% | 3 | 57.76% | 0% | 0% | 2 | 9.024% | 0% | 0% | 1 |  | 0% | 0% | 1 | 32.5928 | 0% | 0% | 4 | 0.9438% | 0% | 0% | 1 | 0 | 2 | 37.17% | 49.6% | 86.77% | 5 | 33.73% | 0% | 0% | 1 | 42.81% | 0% | 0% | 1 | 58.92% | 0% | 0% | 2 | 83.33% | 0% | 0% | 3 | 40.37% | 0% | 0% | 1 | 10.71% | 0% | 0% | 1
244 | Kelso | NORTHERN CALIFORNIA | 0 | 0 | 10 | 0% | 0% | 1 | 17 | 0% | 0% | 2 | 23.47% | 0% | 0% | 1 | 0 | 2 | 2.267% | 0% | 2.267% | 1 | 67.46% | 0% | 0% | 2 | 56.24% | 0% | 0% | 2 | 61.21% | 0% | 0% | 2 | 85.8% | 0% | 0% | 3 | 1.619% | 0% | 0% | 1 | 9.653% | 0% | 0% | 1 |  | 0% | 0% | 1 | 11.3605 | 0% | 0% | 1 | 36.92% | 0% | 0% | 1 | 0 | 2 | 8.796% | 0.869% | 9.665% | 2 | 53.95% | 0% | 0% | 2 | 45.16% | 0% | 0% | 1 | 49.11% | 0% | 0% | 1 | 68.05% | 0% | 0% | 2 | 7.223% | 0% | 0% | 1 | 6.504% | 0% | 0% | 1 |  | 0% | 0% | 1 | 12.5 | 0% | 0% | 2 | 40.26% | 0% | 0% | 1 | 0 | 2 | 16.48% | 1.947% | 18.43% | 2 | 45.57% | 0% | 0% | 1 | 38.95% | 0% | 0% | 1 | 41.68% | 0% | 0% | 1 | 59.27% | 0% | 0% | 2 | 16.2% | 0% | 0% | 1 | 6.485% | 0% | 0% | 1 |  | 0% | 0% | 1 | 12 | 0% | 0% | 2 | 40.05% | 0% | 0% | 1 | 0 | 2 | 17% | 1.713% | 18.71% | 2 | 45.08% | 0% | 0% | 1 | 37.12% | 0% | 0% | 1 | 39.16% | 0% | 0% | 1 | 59.41% | 0% | 0% | 2 | 20.4% | 0% | 0% | 1 | 7.103% | 0% | 0% | 1
245 | BlytheSC 161 kV | RIVERSIDE | 160 | 1600 | 10 | 27.27% | 0% | 2 | 16.2618 | 677.9% | 4.531% | 3 | 50.5% | 11.57% | 0% | 2 | 0 | 2 | 0% | 0% | 0% | 1 | 40.15% | 7.264% | 0% | 1 | 47.13% | 8.223% | 0% | 1 | 29.2% | 6.14% | 0% | 1 | 68.08% | 13.62% | 0% | 2 | 0% | 4.347% | 0% | 1 | 1.576% | 13.62% | 0% | 1 |  | 5.362% | 0% | 1 | 12.697 | 12.44% | 0% | 2 | 36.91% | 0.1397% | 0% | 1 | 0 | 2 | 0% | 0% | 0% | 1 | 28.2% | 2.01% | 0% | 1 | 34.04% | 2.188% | 0% | 1 | 18.17% | 1.763% | 0% | 1 | 46.41% | 2.693% | 0% | 1 | 11.97% | 1.639% | 0% | 1 | 1.656% | 2.693% | 0% | 1 |  | 3.892% | 0% | 1 | 10.2007 | 3.177% | 0% | 1 | 27.76% | 0.1397% | 0% | 1 | 0 | 2 | 0% | 0% | 0% | 1 | 35.74% | 1.357% | 0% | 1 | 37.97% | 1.406% | 0% | 1 | 25.81% | 1.176% | 0% | 1 | 52.01% | 1.818% | 0% | 2 | 27.53% | 1.204% | 0% | 1 | 1.744% | 1.818% | 0% | 1 |  | 3.119% | 0% | 1 | 8.0177 | 1.715% | 0% | 1 | 21.49% | 0.1397% | 0% | 1 | 0 | 2 | 0% | 0% | 0% | 1 | 36.11% | 1.02% | 0% | 1 | 39.94% | 1.085% | 0% | 1 | 29.38% | 0.9226% | 0% | 1 | 52.86% | 1.382% | 0% | 2 | 36.61% | 1.028% | 0% | 1 | 2.222% | 1.382% | 0% | 1
246 | Windhub | GREATER TEHACHAPI | 2612.5 | 26125 | 15 | 190.5% | 68.74% | 5 | 30.6667 | 35014% | 204.3% | 5 | 0% | 0% | 0% | 1 | 0 | 2 | 7.911% | 0% | 7.911% | 1 | 33.93% | 124.5% | 47.64% | 5 | 24.29% | 108.6% | 26.86% | 5 | 33.46% | 123.6% | 46.92% | 5 | 55.84% | 186.2% | 68.19% | 5 | 4.942% | 86.51% | 0% | 4 | 0.2933% | 186.2% | 68.19% | 5 |  | 70.54% | 0% | 3 | 32.125 | 844.5% | 53.97% | 5 | 1.638% | 0% | 0% | 1 | 0 | 2 | 33.2% | 0.02759% | 33.23% | 2 | 31.52% | 36.45% | 0% | 2 | 29.49% | 35.4% | 0% | 2 | 37.21% | 39.75% | 0% | 2 | 61.28% | 64.45% | 0% | 3 | 13.53% | 28.87% | 0% | 2 | 0.6376% | 64.45% | 0% | 3 |  | 33.1% | 0% | 2 | 33.5 | 125.2% | 6.799% | 5 | 1.269% | 0% | 0% | 1 | 0 | 2 | 32.33% | 4.176% | 36.5% | 2 | 32.17% | 17.37% | 0% | 1 | 24.87% | 15.69% | 0% | 1 | 26.59% | 16.05% | 0% | 1 | 57.32% | 27.61% | 0% | 2 | 24.13% | 15.53% | 0% | 1 | 1.107% | 27.61% | 0% | 2 |  | 19.4% | 0% | 1 | 38 | 39.36% | 0% | 4 | 1.47% | 0% | 0% | 1 | 0 | 2 | 31.05% | 6.956% | 38% | 2 | 33.7% | 9.899% | 0% | 1 | 21.9% | 8.403% | 0% | 1 | 24.93% | 8.743% | 0% | 1 | 56.57% | 15.11% | 0% | 2 | 29.73% | 9.339% | 0% | 1 | 1.281% | 15.11% | 0% | 1
247 | Camanche | NORTHERN CALIFORNIA | 0 | 0 | 10 | 0% | 0% | 1 | 17.6515 | 0% | 0% | 2 | 6.04% | 0% | 0% | 1 | 0 | 2 | 9.664% | 0% | 9.664% | 1 | 82.35% | 0% | 0% | 3 | 61.65% | 0% | 0% | 2 | 85.34% | 0% | 0% | 3 | 86.05% | 0% | 0% | 3 | 39.9% | 0% | 0% | 1 | 25.96% | 0% | 0% | 1 |  | 0% | 0% | 1 | 18.1286 | 0% | 0% | 2 | 14.11% | 0% | 0% | 1 | 0 | 2 | 18.89% | 0% | 18.89% | 1 | 61.34% | 0% | 0% | 2 | 40.13% | 0% | 0% | 1 | 68.46% | 0% | 0% | 2 | 78.82% | 0% | 0% | 3 | 26.77% | 0% | 0% | 1 | 19.71% | 0% | 0% | 1 |  | 0% | 0% | 1 | 17.2627 | 0% | 0% | 2 | 20.29% | 0% | 0% | 1 | 0 | 2 | 20.38% | 0% | 20.38% | 2 | 55.1% | 0% | 0% | 2 | 29.87% | 0% | 0% | 1 | 54.36% | 0% | 0% | 2 | 72.42% | 0% | 0% | 3 | 28.93% | 0% | 0% | 1 | 18.4% | 0% | 0% | 1 |  | 0% | 0% | 1 | 16 | 0% | 0% | 2 | 21.77% | 0% | 0% | 1 | 0 | 2 | 23.32% | 0% | 23.32% | 2 | 53.24% | 0% | 0% | 2 | 22.95% | 0% | 0% | 1 | 42.73% | 0% | 0% | 1 | 68.49% | 0% | 0% | 2 | 33.18% | 0% | 0% | 1 | 15.55% | 0% | 0% | 1
248 | Whirlwind | GREATER TEHACHAPI | 732 | 7320 | 10 | 27.74% | 0% | 2 | 35.032 | 2285% | 56.14% | 5 | 1.199% | 0% | 0% | 1 | 0 | 2 | 36.98% | 0% | 36.98% | 2 | 16.94% | 21.79% | 0% | 2 | 12.88% | 20.77% | 0% | 2 | 12.88% | 20.77% | 0% | 2 | 30.54% | 26.05% | 0% | 2 | 4.575% | 18.96% | 0% | 1 | 0.5872% | 26.05% | 0% | 2 |  | 12.5% | 0% | 1 | 38.75 | 56.01% | 0% | 4 | 1.929% | 0% | 0% | 1 | 0 | 2 | 41.74% | 0.0003919% | 41.74% | 2 | 23.23% | 6.342% | 0% | 1 | 39.12% | 7.998% | 0% | 1 | 22.27% | 6.264% | 0% | 1 | 55.62% | 10.97% | 0% | 2 | 14.78% | 5.714% | 0% | 1 | 0.4698% | 10.97% | 0% | 1 |  | 7.055% | 0% | 1 | 38.4405 | 27.22% | 0% | 4 | 1.872% | 0% | 0% | 1 | 0 | 2 | 40.17% | 5.712% | 45.88% | 2 | 23.43% | 3.438% | 0% | 1 | 36.81% | 4.166% | 0% | 1 | 27.33% | 3.622% | 0% | 1 | 56.33% | 6.028% | 0% | 2 | 18.55% | 3.232% | 0% | 1 | 1.632% | 6.028% | 0% | 1 |  | 5.395% | 0% | 1 | 38.125 | 15.11% | 0% | 4 | 1.825% | 0% | 0% | 1 | 0 | 2 | 37.91% | 13.18% | 51.08% | 3 | 25.01% | 2.464% | 0% | 1 | 35.02% | 2.843% | 0% | 1 | 32.78% | 2.749% | 0% | 1 | 57.98% | 4.397% | 0% | 2 | 20.96% | 2.338% | 0% | 1 | 2.492% | 4.397% | 0% | 1
249 | El Casco | RIVERSIDE | 0 | 0 | 10 | 0% | 0% | 1 | 19.7664 | 0% | 0% | 2 | 0.1134% | 0% | 0% | 1 | 0 | 2 | 13.85% | 84.49% | 98.35% | 5 | 64.31% | 0% | 0% | 2 | 45.49% | 0% | 0% | 1 | 41.76% | 0% | 0% | 1 | 81.46% | 0% | 0% | 3 | 43.3% | 0% | 0% | 1 | 5.197% | 0% | 0% | 1 |  | 0% | 0% | 1 | 19.7506 | 0% | 0% | 2 | 4.266% | 0% | 0% | 1 | 0 | 2 | 15.25% | 75.47% | 90.73% | 5 | 40.35% | 0% | 0% | 1 | 40.08% | 0% | 0% | 1 | 59.92% | 0% | 0% | 2 | 80.93% | 0% | 0% | 3 | 39.57% | 0% | 0% | 1 | 5.974% | 0% | 0% | 1 |  | 0% | 0% | 1 | 21.5393 | 0% | 0% | 3 | 2.769% | 0% | 0% | 1 | 0 | 2 | 21.69% | 69.25% | 90.93% | 5 | 34.31% | 0% | 0% | 1 | 34.9% | 0% | 0% | 1 | 56.2% | 0% | 0% | 2 | 74.13% | 0% | 0% | 3 | 41.35% | 0% | 0% | 1 | 5.541% | 0% | 0% | 1 |  | 0% | 0% | 1 | 24 | 0% | 0% | 3 | 2.21% | 0% | 0% | 1 | 0 | 2 | 24.07% | 68.08% | 92.14% | 5 | 28.61% | 0% | 0% | 1 | 35.91% | 0% | 0% | 1 | 58.38% | 0% | 0% | 2 | 72.67% | 0% | 0% | 3 | 42.38% | 0% | 0% | 1 | 4.956% | 0% | 0% | 1
250 | Suncrest | SAN DIEGO | 0 | 0 | 10 | 0% | 0% | 1 | 13.8354 | 0% | 0% | 2 | 0.015% | 0% | 0% | 1 | 0 | 2 | 0.9295% | 99.07% | 100% | 5 | 18.8% | 0% | 0% | 1 | 26.47% | 0% | 0% | 1 | 48.34% | 0% | 0% | 1 | 56.59% | 0% | 0% | 2 | 59.8% | 0% | 0% | 2 | 3.486% | 0% | 0% | 1 |  | 0% | 0% | 1 | 13.45 | 0% | 0% | 2 | 0.002576% | 0% | 0% | 1 | 0 | 2 | 0.186% | 99.81% | 100% | 5 | 18.78% | 0% | 0% | 1 | 29.89% | 0% | 0% | 1 | 59.1% | 0% | 0% | 2 | 65.04% | 0% | 0% | 2 | 67.2% | 0% | 0% | 2 | 3.77% | 0% | 0% | 1 |  | 0% | 0% | 1 | 11.8645 | 0% | 0% | 1 | 0.08336% | 0% | 0% | 1 | 0 | 2 | 0.6132% | 99.39% | 100% | 5 | 20.61% | 0% | 0% | 1 | 36.11% | 0% | 0% | 1 | 60.37% | 0% | 0% | 2 | 72.99% | 0% | 0% | 3 | 64.95% | 0% | 0% | 2 | 4.29% | 0% | 0% | 1 |  | 0% | 0% | 1 | 13.2168 | 0% | 0% | 2 | 0.2598% | 0% | 0% | 1 | 0 | 2 | 2.567% | 96.77% | 99.34% | 5 | 24.8% | 0% | 0% | 1 | 33.08% | 0% | 0% | 1 | 53.62% | 0% | 0% | 2 | 68.15% | 0% | 0% | 2 | 60.26% | 0% | 0% | 2 | 4.298% | 0% | 0% | 1
251 | Colorado River | RIVERSIDE | 1700 | 17000 | 15 | 46562% | 55.42% | 5 | 4.3318 | 99.85% | 0% | 3 | 0.03991% | 28846% | 138501% | 5 | 0 | 2 | 0% | 0% | 0% | 1 | 78.8% | 261.7% | 43.5% | 5 | 87.98% | 461.5% | 49.39% | 5 | 85.6% | 385.3% | 47.98% | 5 | 97.12% | 1929% | 54.16% | 5 | 74.33% | 216.1% | 40.09% | 5 | 0.1409% | 1929% | 54.16% | 5 |  | 110.6% | 2.128% | 4 | 7.3686 | 53.53% | 0% | 2 | 14.64% | 116.5% | 138501% | 5 | 0 | 2 | 0% | 0% | 0% | 1 | 41.39% | 31.65% | 0% | 2 | 47.37% | 35.24% | 0% | 2 | 40.97% | 31.42% | 0% | 2 | 60.08% | 46.47% | 0% | 2 | 47.39% | 35.26% | 0% | 2 | 0.693% | 46.47% | 0% | 2 |  | 45.34% | 0% | 2 | 8.5135 | 29.76% | 0% | 2 | 22.72% | 116.5% | 138501% | 5 | 0 | 2 | 0% | 0% | 0% | 1 | 38.19% | 14.49% | 0% | 1 | 41.53% | 15.32% | 0% | 1 | 31.75% | 13.12% | 0% | 1 | 58.2% | 21.42% | 0% | 2 | 34.88% | 13.75% | 0% | 1 | 0.9915% | 21.42% | 0% | 2 |  | 32.96% | 0% | 2 | 7.4777 | 18.1% | 0% | 1 | 20.87% | 116.5% | 138501% | 5 | 0 | 2 | 0% | 0% | 0% | 1 | 40.33% | 11.31% | 0% | 1 | 40.8% | 11.4% | 0% | 1 | 31.43% | 9.844% | 0% | 1 | 56.15% | 15.39% | 0% | 2 | 35.36% | 10.44% | 0% | 1 | 1.433% | 15.39% | 0% | 1
252 | Redbluff | RIVERSIDE | 1388.5 | 13885 | 15 | 195.1% | 74.19% | 5 | 5.1689 | 204.1% | 76.52% | 5 | 0% | 1023% | 0% | 4 | 0 | 2 | 0% | 0% | 0% | 1 | 21.66% | 109.1% | 33.05% | 5 | 0.5982% | 86.02% | 0% | 4 | 0% | 85.5% | 0% | 4 | 22.25% | 110% | 34.85% | 5 | 2.029% | 87.27% | 0% | 4 | 4.602% | 110% | 34.85% | 5 |  | 84.87% | 0% | 4 | 4.8763 | 77.26% | 0% | 2 | 0% | 0% | 0% | 1 | 0 | 2 | 0% | 0% | 0% | 1 | 30.98% | 55.36% | 0% | 3 | 0.2908% | 38.32% | 0% | 2 | 0% | 38.21% | 0% | 2 | 31.27% | 55.59% | 0% | 3 | 14.52% | 44.7% | 0% | 2 | 2.446% | 55.59% | 0% | 3 |  | 84.87% | 0% | 4 | 4.2104 | 59.26% | 0% | 2 | 0% | 0% | 0% | 1 | 0 | 2 | 0% | 0% | 0% | 1 | 45.03% | 53.9% | 0% | 3 | 13.2% | 34.13% | 0% | 2 | 12.23% | 33.75% | 0% | 2 | 45.34% | 54.19% | 0% | 3 | 17.27% | 35.81% | 0% | 2 | 1.897% | 54.19% | 0% | 3 |  | 80.11% | 0% | 4 | 3.7838 | 41.02% | 0% | 2 | 0% | 0% | 0% | 1 | 0 | 2 | 0% | 0% | 0% | 1 | 39% | 35.4% | 0% | 2 | 26.95% | 29.56% | 0% | 2 | 16.43% | 25.84% | 0% | 2 | 51.08% | 44.14% | 0% | 2 | 30.67% | 31.15% | 0% | 2 | 1.45% | 44.14% | 0% | 2
253 | Ocotillo | GREATER IMPERIAL | 0 | 0 | 10 | 0% | 0% | 1 | 7.3655 | 0% | 0% | 1 | 0% | 0% | 0% | 1 | 0 | 2 | 0% | 0% | 0% | 1 | 31.34% | 0% | 0% | 1 | 27.25% | 0% | 0% | 1 | 16.48% | 0% | 0% | 1 | 58.64% | 0% | 0% | 2 | 26.62% | 0% | 0% | 1 | 0% | 0% | 0% | 1 |  | 0% | 0% | 1 | 5.1646 | 0% | 0% | 1 | 0% | 0% | 0% | 1 | 0 | 2 | 1.518% | 0% | 1.518% | 1 | 34.88% | 0% | 0% | 1 | 18.87% | 0% | 0% | 1 | 14.45% | 0% | 0% | 1 | 56.3% | 0% | 0% | 2 | 37.67% | 0% | 0% | 1 | 0.02593% | 0% | 0% | 1 |  | 0% | 0% | 1 | 6.673 | 0% | 0% | 1 | 0.122% | 0% | 0% | 1 | 0 | 2 | 24.15% | 0.1135% | 24.27% | 2 | 17.38% | 0% | 0% | 1 | 17.9% | 0% | 0% | 1 | 19.04% | 0% | 0% | 1 | 41.35% | 0% | 0% | 1 | 54.3% | 0% | 0% | 2 | 0.7812% | 0% | 0% | 1 |  | 0% | 0% | 1 | 8.1789 | 0% | 0% | 1 | 8.657% | 0% | 0% | 1 | 0 | 2 | 31.92% | 8.178% | 40.09% | 2 | 11.44% | 0% | 0% | 1 | 15.39% | 0% | 0% | 1 | 26.13% | 0% | 0% | 1 | 39.44% | 0% | 0% | 1 | 44.7% | 0% | 0% | 1 | 3.772% | 0% | 0% | 1
254 | Ivanpah | SNV ELDORADO DESERT | 0 | 0 | 0 | 0% | 0% | 1 | 3.0259 | 0% | 0% | 1 | 0% | 0% | 0% | 1 | 0 | 2 | 0% | 0% | 0% | 1 | 97.99% | 0% | 0% | 5 | 94.2% | 0% | 0% | 4 | 0.4326% | 0% | 0% | 1 | 98.2% | 0% | 0% | 5 | 22.31% | 0% | 0% | 1 | 0% | 0% | 0% | 1 |  | 0% | 0% | 1 | 2.597 | 0% | 0% | 1 | 0% | 0% | 0% | 1 | 0 | 2 | 0% | 0% | 0% | 1 | 56.54% | 0% | 0% | 2 | 81.39% | 0% | 0% | 3 | 26.7% | 0% | 0% | 1 | 83.14% | 0% | 0% | 3 | 64.24% | 0% | 0% | 2 | 5.396e-05% | 0% | 0% | 1 |  | 0% | 0% | 1 | 2.6105 | 0% | 0% | 1 | 0% | 0% | 0% | 1 | 0 | 2 | 0% | 0% | 0% | 1 | 22.86% | 0% | 0% | 1 | 32.08% | 0% | 0% | 1 | 8.711% | 0% | 0% | 1 | 32.65% | 0% | 0% | 1 | 87.67% | 0% | 0% | 3 | 1.76e-05% | 0% | 0% | 1 |  | 0% | 0% | 1 | 2.873 | 0% | 0% | 1 | 0% | 0% | 0% | 1 | 0 | 2 | 0% | 0% | 0% | 1 | 13.39% | 0% | 0% | 1 | 23.81% | 0% | 0% | 1 | 6.815% | 0% | 0% | 1 | 24.14% | 0% | 0% | 1 | 85.21% | 0% | 0% | 3 | 0.3867% | 0% | 0% | 1
255 | Alamitos | GREATER LA METRO | 0 | 0 | 10 | 0% | 0% | 1 | 27 | 0% | 0% | 3 | 0% | 0% | 0% | 1 | 0 | 2 | 0% | 0% | 0% | 1 | 0% | 0% | 0% | 1 | 58.6% | 0% | 0% | 2 | 93.61% | 0% | 0% | 4 | 93.61% | 0% | 0% | 4 | 0% | 0% | 0% | 1 | 1.758% | 0% | 0% | 1 |  | 0% | 0% | 1 | 60.5 | 0% | 0% | 4 | 0% | 0% | 0% | 1 | 0 | 2 | 0% | 0% | 0% | 1 | 0% | 0% | 0% | 1 | 9.238% | 0% | 0% | 1 | 70.97% | 0% | 0% | 3 | 70.97% | 0% | 0% | 3 | 0% | 0% | 0% | 1 | 0.4458% | 0% | 0% | 1 |  | 0% | 0% | 1 | 47 | 0% | 0% | 4 | 0% | 0% | 0% | 1 | 0 | 2 | 0.04524% | 0% | 0.04524% | 1 | 0% | 0% | 0% | 1 | 14.45% | 0% | 0% | 1 | 77.52% | 0% | 0% | 3 | 77.52% | 0% | 0% | 3 | 0% | 0% | 0% | 1 | 3.549% | 0% | 0% | 1 |  | 0% | 0% | 1 | 47 | 0% | 0% | 4 | 0% | 0% | 0% | 1 | 0 | 2 | 1.144% | 9.269% | 10.41% | 2 | 1.281% | 0% | 0% | 1 | 12.51% | 0% | 0% | 1 | 69.84% | 0% | 0% | 2 | 71.12% | 0% | 0% | 3 | 0% | 0% | 0% | 1 | 4.793% | 0% | 0% | 1
256 | Shilo III | NORTHERN CALIFORNIA | 0 | 0 | 0 | 0% | 0% | 1 | 6.1099 | 0% | 0% | 1 | 0% | 0% | 0% | 1 | 0 | 2 | 0% | 0% | 0% | 1 | 6.745% | 0% | 0% | 1 | 37.7% | 0% | 0% | 1 | 40.06% | 0% | 0% | 1 | 51.7% | 0% | 0% | 2 | 0.06799% | 0% | 0% | 1 | 18.76% | 0% | 0% | 1 |  | 0% | 0% | 1 | 6.4064 | 0% | 0% | 1 | 7.341% | 0% | 0% | 1 | 0 | 2 | 0% | 0% | 0% | 1 | 16.46% | 0% | 0% | 1 | 37.57% | 0% | 0% | 1 | 36.98% | 0% | 0% | 1 | 52.52% | 0% | 0% | 2 | 4.628% | 0% | 0% | 1 | 31.14% | 0% | 0% | 1 |  | 0% | 0% | 1 | 7.0666 | 0% | 0% | 1 | 26.72% | 0% | 0% | 1 | 0 | 2 | 1.914% | 0% | 1.914% | 1 | 11.94% | 0% | 0% | 1 | 32.11% | 0% | 0% | 1 | 32% | 0% | 0% | 1 | 43.3% | 0% | 0% | 1 | 3.498% | 0% | 0% | 1 | 22.89% | 0% | 0% | 1 |  | 0% | 0% | 1 | 12.25 | 0% | 0% | 2 | 33.08% | 0% | 0% | 1 | 0 | 2 | 8.468% | 0.4225% | 8.89% | 2 | 17.66% | 0% | 0% | 1 | 24.75% | 0% | 0% | 1 | 25.91% | 0% | 0% | 1 | 40.98% | 0% | 0% | 1 | 6.862% | 0% | 0% | 1 | 16.19% | 0% | 0% | 1
257 | ECO | GREATER IMPERIAL | 90 | 900 | 10 | 55.81% | 0% | 3 | 11.6573 | 501.3% | 24.82% | 5 | 1.726% | 0% | 0% | 1 | 0 | 2 | 55.87% | 0% | 55.87% | 3 | 0% | 22.77% | 0% | 2 | 22.74% | 29.47% | 0% | 2 | 31.87% | 33.42% | 0% | 2 | 38.28% | 36.89% | 0% | 2 | 18.77% | 28.03% | 0% | 2 | 4.249% | 36.89% | 0% | 2 |  | 14.4% | 0% | 1 | 8.3848 | 23.94% | 0% | 2 | 0.2923% | 0% | 0% | 1 | 0 | 2 | 62.63% | 0% | 62.63% | 3 | 11.23% | 4.343% | 0% | 1 | 33.53% | 5.801% | 0% | 1 | 35.96% | 6.02% | 0% | 1 | 54.27% | 8.431% | 0% | 2 | 31.76% | 5.65% | 0% | 1 | 1.678% | 8.431% | 0% | 1 |  | 4.876% | 0% | 1 | 10.1105 | 6.278% | 0% | 1 | 0.09951% | 0% | 0% | 1 | 0 | 2 | 61.75% | 5.442% | 67.19% | 3 | 21.04% | 1.662% | 0% | 1 | 14.62% | 1.537% | 0% | 1 | 31.58% | 1.918% | 0% | 1 | 54.4% | 2.878% | 0% | 2 | 40.14% | 2.193% | 0% | 1 | 1.13% | 2.878% | 0% | 1 |  | 3.336% | 0% | 1 | 8.928 | 3.204% | 0% | 1 | 0.2706% | 0% | 0% | 1 | 0 | 2 | 43.69% | 27.84% | 71.54% | 4 | 16.44% | 1.052% | 0% | 1 | 13.13% | 1.012% | 0% | 1 | 21.98% | 1.126% | 0% | 1 | 42.95% | 1.54% | 0% | 1 | 48.02% | 1.69% | 0% | 1 | 1.417% | 1.54% | 0% | 1
258 | IID System | GREATER IMPERIAL | 0 | 0 | 0 | 0% | 0% | 1 | 9.5476 | 0% | 0% | 1 | 35.65% | 0% | 0% | 1 | 0 | 2 | 0% | 0% | 0% | 1 | 0% | 0% | 0% | 1 | 75.55% | 0% | 0% | 3 | 84.8% | 0% | 0% | 3 | 84.8% | 0% | 0% | 3 | 0% | 0% | 0% | 1 | 11.78% | 0% | 0% | 1 |  | 0% | 0% | 1 | 7.6625 | 0% | 0% | 1 | 37.85% | 0% | 0% | 1 | 0 | 2 | 0% | 0% | 0% | 1 | 1.379% | 0% | 0% | 1 | 44.01% | 0% | 0% | 1 | 54.31% | 0% | 0% | 2 | 54.63% | 0% | 0% | 2 | 0.1764% | 0% | 0% | 1 | 8.079% | 0% | 0% | 1 |  | 0% | 0% | 1 | 8.1533 | 0% | 0% | 1 | 43.53% | 0% | 0% | 1 | 0 | 2 | 0% | 0% | 0% | 1 | 4.147% | 0% | 0% | 1 | 36.61% | 0% | 0% | 1 | 44.83% | 0% | 0% | 1 | 48.15% | 0% | 0% | 1 | 2.244% | 0% | 0% | 1 | 7.204% | 0% | 0% | 1 |  | 0% | 0% | 1 | 8.0771 | 0% | 0% | 1 | 41.66% | 0% | 0% | 1 | 0 | 2 | 0% | 0% | 0% | 1 | 3.809% | 0% | 0% | 1 | 25.94% | 0% | 0% | 1 | 32.23% | 0% | 0% | 1 | 35.97% | 0% | 0% | 1 | 6.639% | 0% | 0% | 1 | 6.276% | 0% | 0% | 1
259 | Sonora | GREATER IMPERIAL | 0 | 0 | 0 | 0% | 0% | 1 | 7 | 0% | 0% | 1 | 28.83% | 0% | 0% | 1 | 0 | 2 | 0% | 0% | 0% | 1 | 13.72% | 0% | 0% | 1 | 7.313% | 0% | 0% | 1 | 42.35% | 0% | 0% | 1 | 42.35% | 0% | 0% | 1 | 0.01897% | 0% | 0% | 1 | 7.001% | 0% | 0% | 1 |  | 0% | 0% | 1 | 8 | 0% | 0% | 1 | 40.13% | 0% | 0% | 1 | 0 | 2 | 0% | 0% | 0% | 1 | 7.988% | 0% | 0% | 1 | 31.67% | 0% | 0% | 1 | 49.2% | 0% | 0% | 1 | 49.61% | 0% | 0% | 1 | 1.271% | 0% | 0% | 1 | 7.643% | 0% | 0% | 1 |  | 0% | 0% | 1 | 7.9259 | 0% | 0% | 1 | 46.75% | 0% | 0% | 1 | 0 | 2 | 0% | 0% | 0% | 1 | 6.274% | 0% | 0% | 1 | 30.98% | 0% | 0% | 1 | 39.05% | 0% | 0% | 1 | 43.31% | 0% | 0% | 1 | 2.88% | 0% | 0% | 1 | 6.705% | 0% | 0% | 1 |  | 0% | 0% | 1 | 7.9503 | 0% | 0% | 1 | 47.94% | 0% | 0% | 1 | 0 | 2 | 0% | 0% | 0% | 1 | 5.55% | 0% | 0% | 1 | 25.47% | 0% | 0% | 1 | 30.87% | 0% | 0% | 1 | 35.5% | 0% | 0% | 1 | 5.446% | 0% | 0% | 1 | 6.277% | 0% | 0% | 1
260 | Caliente | SPGE | 300 | 3000 | 10 | 33.91% | 0% | 2 | 8.4241 | 59.19% | 0% | 2 | 0% | 0% | 0% | 1 | 0 | 2 | 0% | 0% | 0% | 1 | 31.56% | 15.19% | 0% | 1 | 20.3% | 13.05% | 0% | 1 | 37.23% | 16.57% | 0% | 1 | 56.92% | 24.14% | 0% | 2 | 42.53% | 18.09% | 0% | 1 | 4.165% | 24.14% | 0% | 2 |  | 13.73% | 0% | 1 | 13.56 | 9.608% | 0% | 2 | 0.01308% | 0% | 0% | 1 | 0 | 2 | 0.5294% | 0% | 0.5294% | 1 | 45.44% | 4.62% | 0% | 1 | 18.01% | 3.075% | 0% | 1 | 33.04% | 3.765% | 0% | 1 | 65.97% | 7.407% | 0% | 2 | 44.37% | 4.532% | 0% | 1 | 5.942% | 7.407% | 0% | 1 |  | 6.01% | 0% | 1 | 8.6053 | 2.533% | 0% | 1 | 2.867% | 0% | 0% | 1 | 0 | 2 | 9.254% | 0% | 9.254% | 1 | 45.85% | 1.872% | 0% | 1 | 12.5% | 1.158% | 0% | 1 | 25.6% | 1.362% | 0% | 1 | 64.05% | 2.819% | 0% | 2 | 43.91% | 1.807% | 0% | 1 | 3.052% | 2.819% | 0% | 1 |  | 4.426% | 0% | 1 | 7.2483 | 1.452% | 0% | 1 | 11.58% | 0% | 0% | 1 | 0 | 2 | 10.75% | 0% | 10.75% | 1 | 46.52% | 1.151% | 0% | 1 | 14.1% | 0.7167% | 0% | 1 | 24.71% | 0.8178% | 0% | 1 | 65% | 1.759% | 0% | 2 | 39.43% | 1.016% | 0% | 1 | 2.234% | 1.759% | 0% | 1
261 | Regulus | SPGE | 0 | 0 | 0 | 0% | 0% | 1 | 11.6512 | 0% | 0% | 1 | 85.06% | 0% | 0% | 3 | 0 | 2 | 0% | 0% | 0% | 1 | 0% | 0% | 0% | 1 | 0.7979% | 0% | 0% | 1 | 9.79% | 0% | 0% | 1 | 9.79% | 0% | 0% | 1 | 0% | 0% | 0% | 1 | 0.02482% | 0% | 0% | 1 |  | 0% | 0% | 1 | 10.3479 | 0% | 0% | 1 | 55.56% | 0% | 0% | 2 | 0 | 2 | 9.336% | 0% | 9.336% | 1 | 28.26% | 0% | 0% | 1 | 12.74% | 0% | 0% | 1 | 22.45% | 0% | 0% | 1 | 38.56% | 0% | 0% | 1 | 13.48% | 0% | 0% | 1 | 1.971% | 0% | 0% | 1 |  | 0% | 0% | 1 | 9.6668 | 0% | 0% | 1 | 43.1% | 0% | 0% | 1 | 0 | 2 | 24.09% | 2.863% | 26.96% | 2 | 44.66% | 0% | 0% | 1 | 20.8% | 0% | 0% | 1 | 31.39% | 0% | 0% | 1 | 55.26% | 0% | 0% | 2 | 23.53% | 0% | 0% | 1 | 1.707% | 0% | 0% | 1 |  | 0% | 0% | 1 | 10.1807 | 0% | 0% | 1 | 39.68% | 0% | 0% | 1 | 0 | 2 | 24.34% | 6.749% | 31.09% | 2 | 43.75% | 0% | 0% | 1 | 21.25% | 0% | 0% | 1 | 32.31% | 0% | 0% | 1 | 55.77% | 0% | 0% | 2 | 23.75% | 0% | 0% | 1 | 2.745% | 0% | 0% | 1
262 | Geysers | NORTHERN CALIFORNIA | 0 | 0 | 10 | 0% | 0% | 1 | 6.9 | 0% | 0% | 1 | 0.2834% | 0% | 0% | 1 | 0 | 2 | 20.61% | 78.48% | 99.09% | 5 | 98.38% | 0% | 0% | 5 | 65.11% | 0% | 0% | 2 | 99.98% | 0% | 0% | 5 | 100% | 0% | 0% | 5 | 45.48% | 0% | 0% | 1 | 1.215% | 0% | 0% | 1 |  | 0% | 0% | 1 | 10.7767 | 0% | 0% | 1 | 6.01% | 0% | 0% | 1 | 0 | 2 | 23.85% | 63.41% | 87.26% | 5 | 65.16% | 0% | 0% | 2 | 61.05% | 0% | 0% | 2 | 84.34% | 0% | 0% | 3 | 95.39% | 0% | 0% | 5 | 33.61% | 0% | 0% | 1 | 2.617% | 0% | 0% | 1 |  | 0% | 0% | 1 | 11.5823 | 0% | 0% | 1 | 6.924% | 0% | 0% | 1 | 0 | 2 | 36.55% | 47.84% | 84.39% | 5 | 57.01% | 0% | 0% | 2 | 49.45% | 0% | 0% | 1 | 76.91% | 0% | 0% | 3 | 93.24% | 0% | 0% | 4 | 34.37% | 0% | 0% | 1 | 2.14% | 0% | 0% | 1 |  | 0% | 0% | 1 | 11.2864 | 0% | 0% | 1 | 6.979% | 0% | 0% | 1 | 0 | 2 | 42.64% | 41.91% | 84.55% | 5 | 59.46% | 0% | 0% | 2 | 43.49% | 0% | 0% | 1 | 74.46% | 0% | 0% | 3 | 91.65% | 0% | 0% | 4 | 43.4% | 0% | 0% | 1 | 2.309% | 0% | 0% | 1
263 | Solar SS | SPGE | 0 | 0 | 10 | 0% | 0% | 1 | 4.1575 | 0% | 0% | 1 | 0.2091% | 0% | 0% | 1 | 0 | 2 | 21.02% | 0% | 21.02% | 2 | 8.614% | 0% | 0% | 1 | 25.32% | 0% | 0% | 1 | 43.06% | 0% | 0% | 1 | 44.74% | 0% | 0% | 1 | 52.82% | 0% | 0% | 2 | 1.016% | 0% | 0% | 1 |  | 0% | 0% | 1 | 8.2748 | 0% | 0% | 1 | 0.1802% | 0% | 0% | 1 | 0 | 2 | 24.24% | 0% | 24.24% | 2 | 32.48% | 0% | 0% | 1 | 17.82% | 0% | 0% | 1 | 30% | 0% | 0% | 1 | 56.87% | 0% | 0% | 2 | 66.96% | 0% | 0% | 2 | 4.034% | 0% | 0% | 1 |  | 0% | 0% | 1 | 7.885 | 0% | 0% | 1 | 0.7533% | 0% | 0% | 1 | 0 | 2 | 19.66% | 0% | 19.66% | 1 | 40.99% | 0% | 0% | 1 | 17.91% | 0% | 0% | 1 | 26.93% | 0% | 0% | 1 | 61.42% | 0% | 0% | 2 | 58.24% | 0% | 0% | 2 | 3.503% | 0% | 0% | 1 |  | 0% | 0% | 1 | 6.6496 | 0% | 0% | 1 | 2.877% | 0% | 0% | 1 | 0 | 2 | 18.41% | 2.028% | 20.44% | 2 | 46.79% | 0% | 0% | 1 | 13.39% | 0% | 0% | 1 | 24.55% | 0% | 0% | 1 | 65.53% | 0% | 0% | 2 | 49.9% | 0% | 0% | 1 | 2.628% | 0% | 0% | 1
264 | Olive | SPGE | 40 | 400 | 5 | 4.538% | 0% | 1 | 10.8389 | 28.1% | 0% | 2 | 27.93% | 3.071% | 0% | 1 | 0 | 2 | 0% | 0% | 0% | 1 | 50.85% | 3.289% | 0% | 2 | 7.842% | 1.754% | 0% | 1 | 35.89% | 2.521% | 0% | 1 | 61.12% | 4.157% | 0% | 2 | 0% | 1.616% | 0% | 1 | 5.598% | 4.157% | 0% | 1 |  | 0.7248% | 0% | 1 | 8.9988 | 1.099% | 0% | 1 | 37.8% | 0.6089% | 0% | 1 | 0 | 2 | 0% | 0% | 0% | 1 | 32.61% | 0.4195% | 0% | 1 | 10.82% | 0.317% | 0% | 1 | 25.26% | 0.3782% | 0% | 1 | 46.29% | 0.5263% | 0% | 1 | 0.02972% | 0.2827% | 0% | 1 | 6.227% | 0.5263% | 0% | 1 |  | 0.3734% | 0% | 1 | 8.2837 | 0.4825% | 0% | 1 | 43.13% | 0.6089% | 0% | 1 | 0 | 2 | 0% | 0% | 0% | 1 | 31.65% | 0.173% | 0% | 1 | 8.967% | 0.1299% | 0% | 1 | 19.76% | 0.1473% | 0% | 1 | 43.38% | 0.2088% | 0% | 1 | 0.08547% | 0.1183% | 0% | 1 | 6.162% | 0.2088% | 0% | 1 |  | 0.2119% | 0% | 1 | 8.4839 | 0.2722% | 0% | 1 | 44.22% | 0.6089% | 0% | 1 | 0 | 2 | 0% | 0% | 0% | 1 | 30.5% | 0.08984% | 0% | 1 | 5.972% | 0.0664% | 0% | 1 | 16.65% | 0.07491% | 0% | 1 | 41.78% | 0.1073% | 0% | 1 | 0.06157% | 0.06248% | 0% | 1 | 5.136% | 0.1073% | 0% | 1
265 | 7th Standard | SPGE | 0 | 0 | 10 | 0% | 0% | 1 | 20 | 0% | 0% | 3 | 77.92% | 0% | 0% | 3 | 0 | 2 | 0% | 0% | 0% | 1 | 12.58% | 0% | 0% | 1 | 0% | 0% | 0% | 1 | 2.987% | 0% | 0% | 1 | 12.66% | 0% | 0% | 1 | 0% | 0% | 0% | 1 | 2.325% | 0% | 0% | 1 |  | 0% | 0% | 1 | 13.8339 | 0% | 0% | 2 | 53.51% | 0% | 0% | 2 | 0 | 2 | 0% | 0% | 0% | 1 | 35.7% | 0% | 0% | 1 | 7.513% | 0% | 0% | 1 | 19.88% | 0% | 0% | 1 | 44.17% | 0% | 0% | 1 | 1.24% | 0% | 0% | 1 | 6.248% | 0% | 0% | 1 |  | 0% | 0% | 1 | 11.5453 | 0% | 0% | 1 | 47.9% | 0% | 0% | 1 | 0 | 2 | 5.797% | 0% | 5.797% | 1 | 36.25% | 0% | 0% | 1 | 14.77% | 0% | 0% | 1 | 29.14% | 0% | 0% | 1 | 50.25% | 0% | 0% | 2 | 4.544% | 0% | 0% | 1 | 6.526% | 0% | 0% | 1 |  | 0% | 0% | 1 | 9.75 | 0% | 0% | 1 | 47.61% | 0% | 0% | 1 | 0 | 2 | 12.33% | 0% | 12.33% | 1 | 33.97% | 0% | 0% | 1 | 18.64% | 0% | 0% | 1 | 35.81% | 0% | 0% | 1 | 53.97% | 0% | 0% | 2 | 10.31% | 0% | 0% | 1 | 4.212% | 0% | 0% | 1
266 | Delevan | NORTHERN CALIFORNIA | 735 | 7350 | 10 | 101.3% | 0.2221% | 4 | 5.9292 | 50.74% | 0% | 2 | 26.51% | 60.3% | 0% | 3 | 0 | 2 | 3.888% | 0% | 3.888% | 1 | 42.1% | 26.34% | 0% | 2 | 7.638% | 16.51% | 0% | 1 | 31.99% | 22.42% | 0% | 2 | 70.61% | 51.88% | 0% | 3 | 13.42% | 17.61% | 0% | 1 | 2.474% | 51.88% | 0% | 3 |  | 28.67% | 0% | 2 | 6.1839 | 10.82% | 0% | 1 | 24.32% | 16.67% | 0% | 1 | 0 | 2 | 19.28% | 0% | 19.28% | 1 | 32.54% | 6.443% | 0% | 1 | 10.77% | 4.871% | 0% | 1 | 32.47% | 6.437% | 0% | 1 | 60.64% | 11.04% | 0% | 2 | 29.9% | 6.201% | 0% | 1 | 3.333% | 11.04% | 0% | 1 |  | 11.61% | 0% | 1 | 7.2277 | 6.285% | 0% | 1 | 24.91% | 16.67% | 0% | 1 | 0 | 2 | 23.78% | 0% | 23.78% | 2 | 29.97% | 2.753% | 0% | 1 | 13.16% | 2.22% | 0% | 1 | 33.18% | 2.885% | 0% | 1 | 54.92% | 4.277% | 0% | 2 | 31.28% | 2.805% | 0% | 1 | 3.31% | 4.277% | 0% | 1 |  | 7.329% | 0% | 1 | 6.6724 | 3.504% | 0% | 1 | 27.79% | 16.67% | 0% | 1 | 0 | 2 | 25.25% | 0% | 25.25% | 2 | 30.34% | 1.653% | 0% | 1 | 13.01% | 1.324% | 0% | 1 | 31.43% | 1.68% | 0% | 1 | 54.38% | 2.525% | 0% | 2 | 31.5% | 1.681% | 0% | 1 | 4.31% | 2.525% | 0% | 1
267 | Mustang | SPGE | 550 | 5500 | 10 | 64.63% | 0% | 3 | 6.1317 | 73.27% | 0% | 2 | 49.13% | 44.88% | 0% | 2 | 0 | 2 | 0% | 0% | 0% | 1 | 18.55% | 25.68% | 0% | 2 | 0% | 20.92% | 0% | 2 | 0% | 20.92% | 0% | 2 | 18.55% | 25.68% | 0% | 2 | 0% | 20.92% | 0% | 2 | 1.982% | 25.68% | 0% | 2 |  | 9.428% | 0% | 1 | 8.028 | 15.83% | 0% | 1 | 42.94% | 7.88% | 0% | 1 | 0 | 2 | 0% | 0% | 0% | 1 | 14.72% | 4.595% | 0% | 1 | 2.041% | 4% | 0% | 1 | 3.535% | 4.062% | 0% | 1 | 16.92% | 4.716% | 0% | 1 | 0% | 3.918% | 0% | 1 | 1.814% | 4.716% | 0% | 1 |  | 3.726% | 0% | 1 | 8.8424 | 6.106% | 0% | 1 | 48.44% | 7.88% | 0% | 1 | 0 | 2 | 0% | 0% | 0% | 1 | 10.47% | 1.667% | 0% | 1 | 1.936% | 1.522% | 0% | 1 | 4.747% | 1.567% | 0% | 1 | 14.11% | 1.738% | 0% | 1 | 0% | 1.493% | 0% | 1 | 1.689% | 1.738% | 0% | 1 |  | 1.927% | 0% | 1 | 8.6667 | 3.248% | 0% | 1 | 41.77% | 7.88% | 0% | 1 | 0 | 2 | 0% | 0% | 0% | 1 | 13.05% | 0.955% | 0% | 1 | 1.905% | 0.8466% | 0% | 1 | 6.788% | 0.8909% | 0% | 1 | 18.27% | 1.016% | 0% | 1 | 0.2134% | 0.8322% | 0% | 1 | 1.602% | 1.016% | 0% | 1
268 | Tranquility | SPGE | 1300 | 13000 | 15 | 57.4% | 0% | 3 | 8.1434 | 529.2% | 24.95% | 5 | 34.01% | 47.38% | 0% | 2 | 0 | 2 | 0% | 0% | 0% | 1 | 27.13% | 39.17% | 0% | 2 | 0% | 28.55% | 0% | 2 | 8.984% | 31.36% | 0% | 2 | 29.56% | 40.52% | 0% | 2 | 0% | 28.55% | 0% | 2 | 0.2602% | 40.52% | 0% | 2 |  | 19.57% | 0% | 1 | 7.6049 | 50.33% | 0% | 2 | 42.24% | 17.33% | 0% | 1 | 0 | 2 | 0% | 0% | 0% | 1 | 25.82% | 9.905% | 0% | 1 | 3.445% | 7.61% | 0% | 1 | 13.12% | 8.457% | 0% | 1 | 27.84% | 10.18% | 0% | 1 | 4.631% | 7.705% | 0% | 1 | 0.4025% | 10.18% | 0% | 1 |  | 12.46% | 0% | 1 | 6.6491 | 14.97% | 0% | 1 | 40.29% | 17.33% | 0% | 1 | 0 | 2 | 0% | 0% | 0% | 1 | 35.07% | 5.209% | 0% | 1 | 7.797% | 3.668% | 0% | 1 | 18.07% | 4.128% | 0% | 1 | 42.77% | 5.91% | 0% | 1 | 12.88% | 3.882% | 0% | 1 | 2.038% | 5.91% | 0% | 1 |  | 6.467% | 0% | 1 | 6.2973 | 7.535% | 0% | 1 | 32.79% | 17.33% | 0% | 1 | 0 | 2 | 0.5481% | 0% | 0.5481% | 1 | 37.77% | 3.191% | 0% | 1 | 10.3% | 2.214% | 0% | 1 | 18.36% | 2.432% | 0% | 1 | 45.61% | 3.651% | 0% | 1 | 15.49% | 2.35% | 0% | 1 | 2.466% | 3.651% | 0% | 1
269 | Calcite | GREATER KRAMER | 689 | 6890 | 10 | 57.74% | 0% | 3 | 32.5 | 1117299% | 105.1% | 5 | 0.5468% | 0% | 0% | 1 | 0 | 2 | 0% | 0% | 0% | 1 | 52.54% | 53.51% | 0% | 3 | 20.62% | 32% | 0% | 2 | 11.26% | 28.62% | 0% | 2 | 53.63% | 54.77% | 0% | 3 | 10.25% | 28.3% | 0% | 2 | 1.564% | 54.77% | 0% | 3 |  | 24.06% | 0% | 2 | 38.75 | 1038% | 36.01% | 5 | 0.8411% | 0% | 0% | 1 | 0 | 2 | 0% | 0% | 0% | 1 | 44.15% | 16.74% | 0% | 1 | 23.44% | 12.21% | 0% | 1 | 20.63% | 11.78% | 0% | 1 | 57.52% | 22% | 0% | 2 | 17.69% | 11.36% | 0% | 1 | 0.6001% | 22% | 0% | 2 |  | 18.36% | 0% | 1 | 39 | 74.82% | 0% | 4 | 0.5221% | 0% | 0% | 1 | 0 | 2 | 6.473% | 0% | 6.473% | 1 | 43.46% | 9.683% | 0% | 1 | 26.67% | 7.466% | 0% | 1 | 24.09% | 7.212% | 0% | 1 | 60.96% | 14.02% | 0% | 2 | 27.1% | 7.51% | 0% | 1 | 0.4673% | 14.02% | 0% | 1 |  | 15.83% | 0% | 1 | 32 | 24.17% | 0% | 4 | 0.374% | 0% | 0% | 1 | 0 | 2 | 16.51% | 0.2108% | 16.72% | 2 | 34.62% | 5.998% | 0% | 1 | 29.44% | 5.557% | 0% | 1 | 28.96% | 5.52% | 0% | 1 | 59.21% | 9.613% | 0% | 2 | 37.78% | 6.303% | 0% | 1 | 0.5168% | 9.613% | 0% | 1
270 | Trout Canyon (fka Crazy Eyes) | SNV ELDORADO DESERT | 0 | 0 | 0 | 0% | 0% | 1 | 0 | 0% | 0% | 1 | 0% | 0% | 0% | 1 | 0 | 2 | 0% | 0% | 0% | 1 | 0% | 0% | 0% | 1 | 0% | 0% | 0% | 1 | 0% | 0% | 0% | 1 | 0% | 0% | 0% | 1 | 0% | 0% | 0% | 1 | 0% | 0% | 0% | 1 |  | 0% | 0% | 1 | 0 | 0% | 0% | 1 | 0% | 0% | 0% | 1 | 0 | 2 | 0% | 0% | 0% | 1 | 0% | 0% | 0% | 1 | 0% | 0% | 0% | 1 | 0% | 0% | 0% | 1 | 0% | 0% | 0% | 1 | 0% | 0% | 0% | 1 | 0% | 0% | 0% | 1 |  | 0% | 0% | 1 | 78.4333 | 0% | 0% | 4 | 0% | 0% | 0% | 1 | 0 | 2 | 0% | 0% | 0% | 1 | 10.87% | 0% | 0% | 1 | 0.1733% | 0% | 0% | 1 | 70.64% | 0% | 0% | 3 | 76.24% | 0% | 0% | 3 | 50.75% | 0% | 0% | 2 | 0.07268% | 0% | 0% | 1 |  | 0% | 0% | 1 | 71.9714 | 0% | 0% | 4 | 0% | 0% | 0% | 1 | 0 | 2 | 0% | 0% | 0% | 1 | 9.582% | 0% | 0% | 1 | 0.1528% | 0% | 0% | 1 | 66.34% | 0% | 0% | 2 | 71.28% | 0% | 0% | 3 | 48.65% | 0% | 0% | 1 | 0.2217% | 0% | 0% | 1
271 | Delaney | ARIZONA MINOR | 0 | 0 | 0 | 0% | 0% | 1 | 0 | 0% | 0% | 1 | 0% | 0% | 0% | 1 | 0 | 2 | 0% | 0% | 0% | 1 | 0% | 0% | 0% | 1 | 0% | 0% | 0% | 1 | 0% | 0% | 0% | 1 | 0% | 0% | 0% | 1 | 0% | 0% | 0% | 1 | 0% | 0% | 0% | 1 |  | 0% | 0% | 1 | 0 | 0% | 0% | 1 | 0% | 0% | 0% | 1 | 0 | 2 | 0% | 0% | 0% | 1 | 0% | 0% | 0% | 1 | 0% | 0% | 0% | 1 | 0% | 0% | 0% | 1 | 0% | 0% | 0% | 1 | 0% | 0% | 0% | 1 | 0% | 0% | 0% | 1 |  | 0% | 0% | 1 | 0 | 0% | 0% | 1 | 0% | 0% | 0% | 1 | 0 | 2 | 0% | 0% | 0% | 1 | 0% | 0% | 0% | 1 | 0% | 0% | 0% | 1 | 0% | 0% | 0% | 1 | 0% | 0% | 0% | 1 | 0% | 0% | 0% | 1 | 0% | 0% | 0% | 1 |  | 0% | 0% | 1 | 0 | 0% | 0% | 1 | 0% | 0% | 0% | 1 | 0 | 2 | 0% | 0% | 0% | 1 | 0% | 0% | 0% | 1 | 0% | 0% | 0% | 1 | 0% | 0% | 0% | 1 | 0% | 0% | 0% | 1 | 0% | 0% | 0% | 1 | 0% | 0% | 0% | 1
272 | Desert View | SNV ELDORADO DESERT | 0 | 0 | 0 | 0% | 0% | 1 | 0 | 0% | 0% | 1 | 0% | 0% | 0% | 1 | 0 | 2 | 0% | 0% | 0% | 1 | 0% | 0% | 0% | 1 | 0% | 0% | 0% | 1 | 0% | 0% | 0% | 1 | 0% | 0% | 0% | 1 | 0% | 0% | 0% | 1 | 0% | 0% | 0% | 1 |  | 0% | 0% | 1 | 0 | 0% | 0% | 1 | 0% | 0% | 0% | 1 | 0 | 2 | 0% | 0% | 0% | 1 | 0% | 0% | 0% | 1 | 0% | 0% | 0% | 1 | 0% | 0% | 0% | 1 | 0% | 0% | 0% | 1 | 0% | 0% | 0% | 1 | 0% | 0% | 0% | 1 |  | 0% | 0% | 1 | 0 | 0% | 0% | 1 | 0% | 0% | 0% | 1 | 0 | 2 | 0% | 0% | 0% | 1 | 0% | 0% | 0% | 1 | 0% | 0% | 0% | 1 | 0% | 0% | 0% | 1 | 0% | 0% | 0% | 1 | 0% | 0% | 0% | 1 | 0% | 0% | 0% | 1 |  | 0% | 0% | 1 | 0 | 0% | 0% | 1 | 0% | 0% | 0% | 1 | 0 | 2 | 0% | 0% | 0% | 1 | 0% | 0% | 0% | 1 | 0% | 0% | 0% | 1 | 0% | 0% | 0% | 1 | 0% | 0% | 0% | 1 | 0% | 0% | 0% | 1 | 0% | 0% | 0% | 1
273 | Carpenter Canyon (fka Gamebird) | SNV ELDORADO DESERT | 0 | 0 | 0 | 0% | 0% | 1 | 0 | 0% | 0% | 1 | 0% | 0% | 0% | 1 | 0 | 2 | 0% | 0% | 0% | 1 | 0% | 0% | 0% | 1 | 0% | 0% | 0% | 1 | 0% | 0% | 0% | 1 | 0% | 0% | 0% | 1 | 0% | 0% | 0% | 1 | 0% | 0% | 0% | 1 |  | 0% | 0% | 1 | 1.2397 | 0% | 0% | 1 | 0% | 0% | 0% | 1 | 0 | 2 | 0% | 0% | 0% | 1 | 36.05% | 0% | 0% | 1 | 1.117% | 0% | 0% | 1 | 11.2% | 0% | 0% | 1 | 37.16% | 0% | 0% | 1 | 100% | 0% | 0% | 5 | 0% | 0% | 0% | 1 |  | 0% | 0% | 1 | 59.1356 | 0% | 0% | 4 | 0% | 0% | 0% | 1 | 0 | 2 | 0% | 0% | 0% | 1 | 11.57% | 0% | 0% | 1 | 2.985% | 0% | 0% | 1 | 68.08% | 0% | 0% | 2 | 74.04% | 0% | 0% | 3 | 49.45% | 0% | 0% | 1 | 0.4863% | 0% | 0% | 1 |  | 0% | 0% | 1 | 48 | 0% | 0% | 4 | 0% | 0% | 0% | 1 | 0 | 2 | 0% | 0% | 0% | 1 | 9.776% | 0% | 0% | 1 | 2.523% | 0% | 0% | 1 | 72.5% | 0% | 0% | 3 | 77.54% | 0% | 0% | 3 | 52.35% | 0% | 0% | 2 | 0.4118% | 0% | 0% | 1
274 | Hassayampa | ARIZONA MINOR | 0 | 0 | 0 | 0% | 0% | 1 | 0 | 0% | 0% | 1 | 0% | 0% | 0% | 1 | 0 | 2 | 0% | 0% | 0% | 1 | 0% | 0% | 0% | 1 | 0% | 0% | 0% | 1 | 0% | 0% | 0% | 1 | 0% | 0% | 0% | 1 | 0% | 0% | 0% | 1 | 0% | 0% | 0% | 1 |  | 0% | 0% | 1 | 0 | 0% | 0% | 1 | 0% | 0% | 0% | 1 | 0 | 2 | 0% | 0% | 0% | 1 | 0% | 0% | 0% | 1 | 0% | 0% | 0% | 1 | 0% | 0% | 0% | 1 | 0% | 0% | 0% | 1 | 0% | 0% | 0% | 1 | 0% | 0% | 0% | 1 |  | 0% | 0% | 1 | 0 | 0% | 0% | 1 | 0% | 0% | 0% | 1 | 0 | 2 | 0% | 0% | 0% | 1 | 0% | 0% | 0% | 1 | 0% | 0% | 0% | 1 | 0% | 0% | 0% | 1 | 0% | 0% | 0% | 1 | 0% | 0% | 0% | 1 | 0% | 0% | 0% | 1 |  | 0% | 0% | 1 | 0 | 0% | 0% | 1 | 0% | 0% | 0% | 1 | 0 | 2 | 0% | 0% | 0% | 1 | 0% | 0% | 0% | 1 | 0% | 0% | 0% | 1 | 0% | 0% | 0% | 1 | 0% | 0% | 0% | 1 | 0% | 0% | 0% | 1 | 0% | 0% | 0% | 1
275 | Hoodoo Wash | ARIZONA MINOR | 0 | 0 | 0 | 0% | 0% | 1 | 0 | 0% | 0% | 1 | 0% | 0% | 0% | 1 | 0 | 2 | 0% | 0% | 0% | 1 | 0% | 0% | 0% | 1 | 0% | 0% | 0% | 1 | 0% | 0% | 0% | 1 | 0% | 0% | 0% | 1 | 0% | 0% | 0% | 1 | 0% | 0% | 0% | 1 |  | 0% | 0% | 1 | 0 | 0% | 0% | 1 | 0% | 0% | 0% | 1 | 0 | 2 | 0% | 0% | 0% | 1 | 0% | 0% | 0% | 1 | 0% | 0% | 0% | 1 | 0% | 0% | 0% | 1 | 0% | 0% | 0% | 1 | 0% | 0% | 0% | 1 | 0% | 0% | 0% | 1 |  | 0% | 0% | 1 | 0 | 0% | 0% | 1 | 0% | 0% | 0% | 1 | 0 | 2 | 0% | 0% | 0% | 1 | 0% | 0% | 0% | 1 | 0% | 0% | 0% | 1 | 0% | 0% | 0% | 1 | 0% | 0% | 0% | 1 | 0% | 0% | 0% | 1 | 0% | 0% | 0% | 1 |  | 0% | 0% | 1 | 0 | 0% | 0% | 1 | 0% | 0% | 0% | 1 | 0 | 2 | 0% | 0% | 0% | 1 | 0% | 0% | 0% | 1 | 0% | 0% | 0% | 1 | 0% | 0% | 0% | 1 | 0% | 0% | 0% | 1 | 0% | 0% | 0% | 1 | 0% | 0% | 0% | 1
276 | Innovation | SNV ELDORADO DESERT | 0 | 0 | 0 | 0% | 0% | 1 | 0 | 0% | 0% | 1 | 0% | 0% | 0% | 1 | 0 | 2 | 0% | 0% | 0% | 1 | 0% | 0% | 0% | 1 | 0% | 0% | 0% | 1 | 0% | 0% | 0% | 1 | 0% | 0% | 0% | 1 | 0% | 0% | 0% | 1 | 0% | 0% | 0% | 1 |  | 0% | 0% | 1 | 0 | 0% | 0% | 1 | 0% | 0% | 0% | 1 | 0 | 2 | 0% | 0% | 0% | 1 | 0% | 0% | 0% | 1 | 0% | 0% | 0% | 1 | 0% | 0% | 0% | 1 | 0% | 0% | 0% | 1 | 0% | 0% | 0% | 1 | 0% | 0% | 0% | 1 |  | 0% | 0% | 1 | 0 | 0% | 0% | 1 | 0% | 0% | 0% | 1 | 0 | 2 | 0% | 0% | 0% | 1 | 0% | 0% | 0% | 1 | 0% | 0% | 0% | 1 | 0% | 0% | 0% | 1 | 0% | 0% | 0% | 1 | 0% | 0% | 0% | 1 | 0% | 0% | 0% | 1 |  | 0% | 0% | 1 | 0 | 0% | 0% | 1 | 0% | 0% | 0% | 1 | 0 | 2 | 0% | 0% | 0% | 1 | 0% | 0% | 0% | 1 | 0% | 0% | 0% | 1 | 0% | 0% | 0% | 1 | 0% | 0% | 0% | 1 | 0% | 0% | 0% | 1 | 0% | 0% | 0% | 1
277 | Lathrop | SNV ELDORADO DESERT | 0 | 0 | 0 | 0% | 0% | 1 | 0 | 0% | 0% | 1 | 0% | 0% | 0% | 1 | 0 | 2 | 0% | 0% | 0% | 1 | 0% | 0% | 0% | 1 | 0% | 0% | 0% | 1 | 0% | 0% | 0% | 1 | 0% | 0% | 0% | 1 | 0% | 0% | 0% | 1 | 0% | 0% | 0% | 1 |  | 0% | 0% | 1 | 0 | 0% | 0% | 1 | 0% | 0% | 0% | 1 | 0 | 2 | 0% | 0% | 0% | 1 | 0% | 0% | 0% | 1 | 0% | 0% | 0% | 1 | 0% | 0% | 0% | 1 | 0% | 0% | 0% | 1 | 0% | 0% | 0% | 1 | 0% | 0% | 0% | 1 |  | 0% | 0% | 1 | 0 | 0% | 0% | 1 | 0% | 0% | 0% | 1 | 0 | 2 | 0% | 0% | 0% | 1 | 0% | 0% | 0% | 1 | 0% | 0% | 0% | 1 | 0% | 0% | 0% | 1 | 0% | 0% | 0% | 1 | 0% | 0% | 0% | 1 | 0% | 0% | 0% | 1 |  | 0% | 0% | 1 | 1.0887 | 0% | 0% | 1 | 0% | 0% | 0% | 1 | 0 | 2 | 0% | 0% | 0% | 1 | 0% | 0% | 0% | 1 | 0% | 0% | 0% | 1 | 0% | 0% | 0% | 1 | 0% | 0% | 0% | 1 | 100% | 0% | 0% | 5 | 0.4541% | 0% | 0% | 1
278 | Mohave | SNV ELDORADO DESERT | 0 | 0 | 0 | 0% | 0% | 1 | 0 | 0% | 0% | 1 | 0% | 0% | 0% | 1 | 0 | 2 | 0% | 0% | 0% | 1 | 0% | 0% | 0% | 1 | 0% | 0% | 0% | 1 | 0% | 0% | 0% | 1 | 0% | 0% | 0% | 1 | 0% | 0% | 0% | 1 | 0% | 0% | 0% | 1 |  | 0% | 0% | 1 | 1.8009 | 0% | 0% | 1 | 0% | 0% | 0% | 1 | 0 | 2 | 0% | 0% | 0% | 1 | 0% | 0% | 0% | 1 | 44.26% | 0% | 0% | 1 | 0% | 0% | 0% | 1 | 44.26% | 0% | 0% | 1 | 74.52% | 0% | 0% | 3 | 8.92% | 0% | 0% | 1 |  | 0% | 0% | 1 | 2.4093 | 0% | 0% | 1 | 0% | 0% | 0% | 1 | 0 | 2 | 0% | 0% | 0% | 1 | 14.95% | 0% | 0% | 1 | 89.07% | 0% | 0% | 3 | 0% | 0% | 0% | 1 | 89.07% | 0% | 0% | 3 | 24.7% | 0% | 0% | 1 | 15.69% | 0% | 0% | 1 |  | 0% | 0% | 1 | 5.137 | 0% | 0% | 1 | 0% | 0% | 0% | 1 | 0 | 2 | 0% | 0% | 0% | 1 | 39.01% | 0% | 0% | 1 | 80.94% | 0% | 0% | 3 | 0% | 0% | 0% | 1 | 84.76% | 0% | 0% | 3 | 34.1% | 0% | 0% | 1 | 11.43% | 0% | 0% | 1
279 | Pahrump | SNV ELDORADO DESERT | 0 | 0 | 0 | 0% | 0% | 1 | 0 | 0% | 0% | 1 | 0% | 0% | 0% | 1 | 0 | 2 | 0% | 0% | 0% | 1 | 0% | 0% | 0% | 1 | 0% | 0% | 0% | 1 | 0% | 0% | 0% | 1 | 0% | 0% | 0% | 1 | 0% | 0% | 0% | 1 | 0% | 0% | 0% | 1 |  | 0% | 0% | 1 | 2.6343 | 0% | 0% | 1 | 0% | 0% | 0% | 1 | 0 | 2 | 0% | 0% | 0% | 1 | 0% | 0% | 0% | 1 | 39.37% | 0% | 0% | 1 | 44.92% | 0% | 0% | 1 | 44.92% | 0% | 0% | 1 | 82.19% | 0% | 0% | 3 | 5.454% | 0% | 0% | 1 |  | 0% | 0% | 1 | 11.5161 | 0% | 0% | 1 | 0% | 0% | 0% | 1 | 0 | 2 | 0% | 0% | 0% | 1 | 20.08% | 0% | 0% | 1 | 5.181% | 0% | 0% | 1 | 44.66% | 0% | 0% | 1 | 55.01% | 0% | 0% | 2 | 74.13% | 0% | 0% | 3 | 0.7113% | 0% | 0% | 1 |  | 0% | 0% | 1 | 47.9 | 0% | 0% | 4 | 0% | 0% | 0% | 1 | 0 | 2 | 0% | 0% | 0% | 1 | 9.666% | 0% | 0% | 1 | 2.494% | 0% | 0% | 1 | 71.58% | 0% | 0% | 3 | 76.57% | 0% | 0% | 3 | 52.09% | 0% | 0% | 2 | 0.4212% | 0% | 0% | 1
280 | Palo Verde | ARIZONA MINOR | 0 | 0 | 10 | 0% | 0% | 1 | 0 | 0% | 0% | 1 | 0% | 0% | 0% | 1 | 0 | 2 | 0% | 0% | 0% | 1 | 0% | 0% | 0% | 1 | 0% | 0% | 0% | 1 | 0% | 0% | 0% | 1 | 0% | 0% | 0% | 1 | 0% | 0% | 0% | 1 | 0% | 0% | 0% | 1 |  | 0% | 0% | 1 | 0 | 0% | 0% | 1 | 0% | 0% | 0% | 1 | 0 | 2 | 0% | 0% | 0% | 1 | 0% | 0% | 0% | 1 | 0% | 0% | 0% | 1 | 0% | 0% | 0% | 1 | 0% | 0% | 0% | 1 | 0% | 0% | 0% | 1 | 0% | 0% | 0% | 1 |  | 0% | 0% | 1 | 0 | 0% | 0% | 1 | 0% | 0% | 0% | 1 | 0 | 2 | 0% | 0% | 0% | 1 | 0% | 0% | 0% | 1 | 0% | 0% | 0% | 1 | 0% | 0% | 0% | 1 | 0% | 0% | 0% | 1 | 0% | 0% | 0% | 1 | 0% | 0% | 0% | 1 |  | 0% | 0% | 1 | 0 | 0% | 0% | 1 | 0% | 0% | 0% | 1 | 0 | 2 | 0% | 0% | 0% | 1 | 0% | 0% | 0% | 1 | 0% | 0% | 0% | 1 | 0% | 0% | 0% | 1 | 0% | 0% | 0% | 1 | 0% | 0% | 0% | 1 | 0% | 0% | 0% | 1
281 | Primm | SNV ELDORADO DESERT | 0 | 0 | 0 | 0% | 0% | 1 | 2.6101 | 0% | 0% | 1 | 0% | 0% | 0% | 1 | 0 | 2 | 0% | 0% | 0% | 1 | 54.63% | 0% | 0% | 2 | 54.63% | 0% | 0% | 2 | 0% | 0% | 0% | 1 | 54.63% | 0% | 0% | 2 | 45.37% | 0% | 0% | 1 | 0% | 0% | 0% | 1 |  | 0% | 0% | 1 | 2.5988 | 0% | 0% | 1 | 0% | 0% | 0% | 1 | 0 | 2 | 0% | 0% | 0% | 1 | 60.28% | 0% | 0% | 2 | 95.92% | 0% | 0% | 5 | 38.03% | 0% | 0% | 1 | 98.17% | 0% | 0% | 5 | 51.78% | 0% | 0% | 2 | 0% | 0% | 0% | 1 |  | 0% | 0% | 1 | 2.8021 | 0% | 0% | 1 | 0% | 0% | 0% | 1 | 0 | 2 | 0% | 0% | 0% | 1 | 43.63% | 0% | 0% | 1 | 68.16% | 0% | 0% | 2 | 26.35% | 0% | 0% | 1 | 69.89% | 0% | 0% | 2 | 65.14% | 0% | 0% | 2 | 0% | 0% | 0% | 1 |  | 0% | 0% | 1 | 2.726 | 0% | 0% | 1 | 0% | 0% | 0% | 1 | 0 | 2 | 0% | 0% | 0% | 1 | 27.9% | 0% | 0% | 1 | 41.46% | 0% | 0% | 1 | 12.93% | 0% | 0% | 1 | 42.15% | 0% | 0% | 1 | 77.32% | 0% | 0% | 3 | 0.8061% | 0% | 0% | 1
282 | Sloan Canyon (fka Bob) | SNV ELDORADO DESERT | 0 | 0 | 0 | 0% | 0% | 1 | 0 | 0% | 0% | 1 | 0% | 0% | 0% | 1 | 0 | 2 | 0% | 0% | 0% | 1 | 0% | 0% | 0% | 1 | 0% | 0% | 0% | 1 | 0% | 0% | 0% | 1 | 0% | 0% | 0% | 1 | 0% | 0% | 0% | 1 | 0% | 0% | 0% | 1 |  | 0% | 0% | 1 | 0 | 0% | 0% | 1 | 0% | 0% | 0% | 1 | 0 | 2 | 0% | 0% | 0% | 1 | 0% | 0% | 0% | 1 | 0% | 0% | 0% | 1 | 0% | 0% | 0% | 1 | 0% | 0% | 0% | 1 | 0% | 0% | 0% | 1 | 0% | 0% | 0% | 1 |  | 0% | 0% | 1 | 0 | 0% | 0% | 1 | 0% | 0% | 0% | 1 | 0 | 2 | 0% | 0% | 0% | 1 | 0% | 0% | 0% | 1 | 0% | 0% | 0% | 1 | 0% | 0% | 0% | 1 | 0% | 0% | 0% | 1 | 0% | 0% | 0% | 1 | 0% | 0% | 0% | 1 |  | 0% | 0% | 1 | 0 | 0% | 0% | 1 | 0% | 0% | 0% | 1 | 0 | 2 | 0% | 0% | 0% | 1 | 0% | 0% | 0% | 1 | 0% | 0% | 0% | 1 | 0% | 0% | 0% | 1 | 0% | 0% | 0% | 1 | 0% | 0% | 0% | 1 | 0% | 0% | 0% | 1
283 | Valley (VEA) | SNV ELDORADO DESERT | 0 | 0 | 0 | 0% | 0% | 1 | 1.156 | 0% | 0% | 1 | 0% | 0% | 0% | 1 | 0 | 2 | 0% | 0% | 0% | 1 | 0% | 0% | 0% | 1 | 0% | 0% | 0% | 1 | 0% | 0% | 0% | 1 | 0% | 0% | 0% | 1 | 100% | 0% | 0% | 5 | 0% | 0% | 0% | 1 |  | 0% | 0% | 1 | 1.0887 | 0% | 0% | 1 | 0% | 0% | 0% | 1 | 0 | 2 | 0% | 0% | 0% | 1 | 0% | 0% | 0% | 1 | 0% | 0% | 0% | 1 | 0% | 0% | 0% | 1 | 0% | 0% | 0% | 1 | 100% | 0% | 0% | 5 | 0.4541% | 0% | 0% | 1 |  | 0% | 0% | 1 | 1.0887 | 0% | 0% | 1 | 0% | 0% | 0% | 1 | 0 | 2 | 0% | 0% | 0% | 1 | 0% | 0% | 0% | 1 | 0% | 0% | 0% | 1 | 0% | 0% | 0% | 1 | 0% | 0% | 0% | 1 | 100% | 0% | 0% | 5 | 0.4541% | 0% | 0% | 1 |  | 0% | 0% | 1 | 1.1783 | 0% | 0% | 1 | 0% | 0% | 0% | 1 | 0 | 2 | 0% | 0% | 0% | 1 | 0% | 0% | 0% | 1 | 0% | 0% | 0% | 1 | 6.11% | 0% | 0% | 1 | 6.11% | 0% | 0% | 1 | 100% | 0% | 0% | 5 | 0.4263% | 0% | 0% | 1
284 | Vista (VEA) | SNV ELDORADO DESERT | 0 | 0 | 0 | 0% | 0% | 1 | 0 | 0% | 0% | 1 | 0% | 0% | 0% | 1 | 0 | 2 | 0% | 0% | 0% | 1 | 0% | 0% | 0% | 1 | 0% | 0% | 0% | 1 | 0% | 0% | 0% | 1 | 0% | 0% | 0% | 1 | 0% | 0% | 0% | 1 | 0% | 0% | 0% | 1 |  | 0% | 0% | 1 | 0 | 0% | 0% | 1 | 0% | 0% | 0% | 1 | 0 | 2 | 0% | 0% | 0% | 1 | 0% | 0% | 0% | 1 | 0% | 0% | 0% | 1 | 0% | 0% | 0% | 1 | 0% | 0% | 0% | 1 | 0% | 0% | 0% | 1 | 0% | 0% | 0% | 1 |  | 0% | 0% | 1 | 2.2751 | 0% | 0% | 1 | 0% | 0% | 0% | 1 | 0 | 2 | 0% | 0% | 0% | 1 | 0.08838% | 0% | 0% | 1 | 71.61% | 0% | 0% | 3 | 95.71% | 0% | 0% | 5 | 95.8% | 0% | 0% | 5 | 57.04% | 0% | 0% | 2 | 10.48% | 0% | 0% | 1 |  | 0% | 0% | 1 | 1.4375 | 0% | 0% | 1 | 0% | 0% | 0% | 1 | 0 | 2 | 0% | 0% | 0% | 1 | 12.15% | 0% | 0% | 1 | 15.53% | 0% | 0% | 1 | 30.66% | 0% | 0% | 1 | 42.81% | 0% | 0% | 1 | 86.99% | 0% | 0% | 3 | 2.132% | 0% | 0% | 1
285 | Bay Boulevard | SAN DIEGO | 0 | 0 | 10 | 0% | 0% | 1 | 11.0211 | 0% | 0% | 1 | 0% | 0% | 0% | 1 | 0 | 2 | 0% | 0% | 0% | 1 | 10% | 0% | 0% | 1 | 63.99% | 0% | 0% | 2 | 77.3% | 0% | 0% | 3 | 77.3% | 0% | 0% | 3 | 0% | 0% | 0% | 1 | 7.324% | 0% | 0% | 1 |  | 0% | 0% | 1 | 28.75 | 0% | 0% | 3 | 0% | 0% | 0% | 1 | 0 | 2 | 41.26% | 0% | 41.26% | 2 | 1.456% | 0% | 0% | 1 | 53.68% | 0% | 0% | 2 | 91.52% | 0% | 0% | 4 | 91.73% | 0% | 0% | 4 | 1.841% | 0% | 0% | 1 | 6.773% | 0% | 0% | 1 |  | 0% | 0% | 1 | 25.25 | 0% | 0% | 3 | 0% | 0% | 0% | 1 | 0 | 2 | 42.26% | 15.89% | 58.15% | 3 | 5.047% | 0% | 0% | 1 | 64.73% | 0% | 0% | 2 | 90.48% | 0% | 0% | 4 | 91.86% | 0% | 0% | 4 | 27.58% | 0% | 0% | 1 | 5.117% | 0% | 0% | 1 |  | 0% | 0% | 1 | 23 | 0% | 0% | 3 | 0.07338% | 0% | 0% | 1 | 0 | 2 | 24.43% | 53.95% | 78.38% | 5 | 24.62% | 0% | 0% | 1 | 67.58% | 0% | 0% | 2 | 88.82% | 0% | 0% | 3 | 92.85% | 0% | 0% | 4 | 32.75% | 0% | 0% | 1 | 4.863% | 0% | 0% | 1
286 | Beatty | SNV ELDORADO DESERT | 0 | 0 | 0 | 0% | 0% | 1 | 0 | 0% | 0% | 1 | 0% | 0% | 0% | 1 | 0 | 2 | 0% | 0% | 0% | 1 | 0% | 0% | 0% | 1 | 0% | 0% | 0% | 1 | 0% | 0% | 0% | 1 | 0% | 0% | 0% | 1 | 0% | 0% | 0% | 1 | 0% | 0% | 0% | 1 |  | 0% | 0% | 1 | 0 | 0% | 0% | 1 | 0% | 0% | 0% | 1 | 0 | 2 | 0% | 0% | 0% | 1 | 0% | 0% | 0% | 1 | 0% | 0% | 0% | 1 | 0% | 0% | 0% | 1 | 0% | 0% | 0% | 1 | 0% | 0% | 0% | 1 | 0% | 0% | 0% | 1 |  | 0% | 0% | 1 | 0 | 0% | 0% | 1 | 0% | 0% | 0% | 1 | 0 | 2 | 0% | 0% | 0% | 1 | 0% | 0% | 0% | 1 | 0% | 0% | 0% | 1 | 0% | 0% | 0% | 1 | 0% | 0% | 0% | 1 | 100% | 0% | 0% | 5 | 0% | 0% | 0% | 1 |  | 0% | 0% | 1 | 0 | 0% | 0% | 1 | 0% | 0% | 0% | 1 | 0 | 2 | 0% | 0% | 0% | 1 | 0% | 0% | 0% | 1 | 0% | 0% | 0% | 1 | 0% | 0% | 0% | 1 | 0% | 0% | 0% | 1 | 100% | 0% | 0% | 5 | 0% | 0% | 0% | 1
287 | Lee Lake (Proposed) | RIVERSIDE | 0 | 0 | 0 | 0% | 0% | 1 | 16.8656 | 0% | 0% | 2 | 0.007755% | 0% | 0% | 1 | 0 | 2 | 20.48% | 65.52% | 86% | 5 | 46.5% | 0% | 0% | 1 | 43.74% | 0% | 0% | 1 | 57.55% | 0% | 0% | 2 | 82.2% | 0% | 0% | 3 | 37.58% | 0% | 0% | 1 | 9.394% | 0% | 0% | 1 |  | 0% | 0% | 1 | 24.5267 | 0% | 0% | 3 | 0.2901% | 0% | 0% | 1 | 0 | 2 | 22.98% | 63.63% | 86.61% | 5 | 34.37% | 0% | 0% | 1 | 30.55% | 0% | 0% | 1 | 51.26% | 0% | 0% | 2 | 75.55% | 0% | 0% | 3 | 35.1% | 0% | 0% | 1 | 9.773% | 0% | 0% | 1 |  | 0% | 0% | 1 | 27.7576 | 0% | 0% | 3 | 0.1908% | 0% | 0% | 1 | 0 | 2 | 27.86% | 61.82% | 89.68% | 5 | 32.14% | 0% | 0% | 1 | 33.72% | 0% | 0% | 1 | 50.92% | 0% | 0% | 2 | 77.48% | 0% | 0% | 3 | 37.2% | 0% | 0% | 1 | 9.654% | 0% | 0% | 1 |  | 0% | 0% | 1 | 32.9048 | 0% | 0% | 4 | 2.008% | 0% | 0% | 1 | 0 | 2 | 40.34% | 47.53% | 87.87% | 5 | 28.76% | 0% | 0% | 1 | 42.07% | 0% | 0% | 1 | 56.26% | 0% | 0% | 2 | 74.75% | 0% | 0% | 3 | 31.52% | 0% | 0% | 1 | 8.473% | 0% | 0% | 1
288 | Leprino Jct | SPGE | 22 | 220 | 10 | 1.095% | 0% | 1 | 14.0435 | 37.3% | 0% | 2 | 0.3525% | 0.879% | 0% | 1 | 0 | 2 | 0% | 0% | 0% | 1 | 31.03% | 1.029% | 0% | 1 | 0% | 0.7094% | 0% | 1 | 0% | 0.7094% | 0% | 1 | 31.03% | 1.029% | 0% | 1 | 0% | 0.7094% | 0% | 1 | 6.221% | 1.029% | 0% | 1 |  | 0.2681% | 0% | 1 | 9.7616 | 0.8053% | 0% | 1 | 25.88% | 0.245% | 0% | 1 | 0 | 2 | 0% | 0% | 0% | 1 | 15.31% | 0.182% | 0% | 1 | 0.2247% | 0.1545% | 0% | 1 | 1.236% | 0.156% | 0% | 1 | 15.31% | 0.182% | 0% | 1 | 0% | 0.1541% | 0% | 1 | 2.787% | 0.182% | 0% | 1 |  | 0.1255% | 0% | 1 | 9.2648 | 0.2308% | 0% | 1 | 37.76% | 0.245% | 0% | 1 | 0 | 2 | 0% | 0% | 0% | 1 | 11.09% | 0.0692% | 0% | 1 | 1.516% | 0.06248% | 0% | 1 | 4.04% | 0.06412% | 0% | 1 | 13.98% | 0.07153% | 0% | 1 | 0% | 0.06153% | 0% | 1 | 1.903% | 0.07153% | 0% | 1 |  | 0.07339% | 0% | 1 | 9.2057 | 0.1353% | 0% | 1 | 41.98% | 0.245% | 0% | 1 | 0 | 2 | 0% | 0% | 0% | 1 | 10.43% | 0.0363% | 0% | 1 | 1.608% | 0.03305% | 0% | 1 | 6.48% | 0.03477% | 0% | 1 | 16.17% | 0.03879% | 0% | 1 | 0% | 0.03252% | 0% | 1 | 1.868% | 0.03879% | 0% | 1
289 | Mead | SNV ELDORADO DESERT | 0 | 0 | 0 | 0% | 0% | 1 | 0 | 0% | 0% | 1 | 0% | 0% | 0% | 1 | 0 | 2 | 0% | 0% | 0% | 1 | 0% | 0% | 0% | 1 | 0% | 0% | 0% | 1 | 0% | 0% | 0% | 1 | 0% | 0% | 0% | 1 | 0% | 0% | 0% | 1 | 0% | 0% | 0% | 1 |  | 0% | 0% | 1 | 0 | 0% | 0% | 1 | 0% | 0% | 0% | 1 | 0 | 2 | 0% | 0% | 0% | 1 | 0% | 0% | 0% | 1 | 0% | 0% | 0% | 1 | 0% | 0% | 0% | 1 | 0% | 0% | 0% | 1 | 0% | 0% | 0% | 1 | 0% | 0% | 0% | 1 |  | 0% | 0% | 1 | 0 | 0% | 0% | 1 | 0% | 0% | 0% | 1 | 0 | 2 | 0% | 0% | 0% | 1 | 0% | 0% | 0% | 1 | 0% | 0% | 0% | 1 | 0% | 0% | 0% | 1 | 0% | 0% | 0% | 1 | 0% | 0% | 0% | 1 | 0% | 0% | 0% | 1 |  | 0% | 0% | 1 | 0 | 0% | 0% | 1 | 0% | 0% | 0% | 1 | 0 | 2 | 0% | 0% | 0% | 1 | 0% | 0% | 0% | 1 | 0% | 0% | 0% | 1 | 0% | 0% | 0% | 1 | 0% | 0% | 0% | 1 | 0% | 0% | 0% | 1 | 0% | 0% | 0% | 1
290 | Quinto | SPGE | 450 | 4500 | 10 | 107.7% | 1.603% | 4 | 13.0348 | 60.06% | 0% | 2 | 26.99% | 102.8% | 1.898% | 4 | 0 | 2 | 0% | 0% | 0% | 1 | 54.43% | 40.63% | 0% | 2 | 0.1691% | 18.55% | 0% | 1 | 10.17% | 20.61% | 0% | 2 | 54.43% | 40.63% | 0% | 2 | 6.684% | 19.84% | 0% | 1 | 3.641% | 40.63% | 0% | 2 |  | 23.78% | 0% | 2 | 8.6667 | 15.05% | 0% | 1 | 20.67% | 17.96% | 0% | 1 | 0 | 2 | 1.28% | 0% | 1.28% | 1 | 54.34% | 9.743% | 0% | 2 | 9.257% | 4.903% | 0% | 1 | 19.71% | 5.541% | 0% | 1 | 59.24% | 10.91% | 0% | 2 | 19.96% | 5.558% | 0% | 1 | 8.931% | 10.91% | 0% | 1 |  | 17.88% | 0% | 1 | 6.502 | 5.166% | 0% | 1 | 19.3% | 17.96% | 0% | 1 | 0 | 2 | 10.13% | 0% | 10.13% | 1 | 59.07% | 4.765% | 0% | 2 | 16.45% | 2.334% | 0% | 1 | 27.17% | 2.677% | 0% | 1 | 66.29% | 5.785% | 0% | 2 | 40.24% | 3.263% | 0% | 1 | 7.116% | 5.785% | 0% | 1 |  | 10.42% | 0% | 1 | 6.343 | 2.603% | 0% | 1 | 21.8% | 17.96% | 0% | 1 | 0 | 2 | 13.79% | 0% | 13.79% | 1 | 57.74% | 2.496% | 0% | 2 | 14.69% | 1.236% | 0% | 1 | 23.59% | 1.38% | 0% | 1 | 65.06% | 3.018% | 0% | 2 | 43.09% | 1.853% | 0% | 1 | 6.631% | 3.018% | 0% | 1
291 | Sandy | SNV ELDORADO DESERT | 0 | 0 | 0 | 0% | 0% | 1 | 0 | 0% | 0% | 1 | 0% | 0% | 0% | 1 | 0 | 2 | 0% | 0% | 0% | 1 | 0% | 0% | 0% | 1 | 0% | 0% | 0% | 1 | 0% | 0% | 0% | 1 | 0% | 0% | 0% | 1 | 0% | 0% | 0% | 1 | 0% | 0% | 0% | 1 |  | 0% | 0% | 1 | 0 | 0% | 0% | 1 | 0% | 0% | 0% | 1 | 0 | 2 | 0% | 0% | 0% | 1 | 0% | 0% | 0% | 1 | 0% | 0% | 0% | 1 | 0% | 0% | 0% | 1 | 0% | 0% | 0% | 1 | 0% | 0% | 0% | 1 | 0% | 0% | 0% | 1 |  | 0% | 0% | 1 | 34.7625 | 0% | 0% | 4 | 0% | 0% | 0% | 1 | 0 | 2 | 0% | 0% | 0% | 1 | 0% | 0% | 0% | 1 | 0% | 0% | 0% | 1 | 70.44% | 0% | 0% | 3 | 70.44% | 0% | 0% | 3 | 23.58% | 0% | 0% | 1 | 0.7892% | 0% | 0% | 1 |  | 0% | 0% | 1 | 51.5 | 0% | 0% | 4 | 0% | 0% | 0% | 1 | 0 | 2 | 0% | 0% | 0% | 1 | 9.512% | 0% | 0% | 1 | 0.05012% | 0% | 0% | 1 | 65.15% | 0% | 0% | 2 | 70.05% | 0% | 0% | 3 | 45.91% | 0% | 0% | 1 | 0.3806% | 0% | 0% | 1
292 | Eldorado | SNV ELDORADO DESERT | 0 | 0 | 0 | 0% | 0% | 1 | 0 | 0% | 0% | 1 | 0% | 0% | 0% | 1 | 0 | 2 | 0% | 0% | 0% | 1 | 0% | 0% | 0% | 1 | 0% | 0% | 0% | 1 | 0% | 0% | 0% | 1 | 0% | 0% | 0% | 1 | 0% | 0% | 0% | 1 | 0% | 0% | 0% | 1 |  | 0% | 0% | 1 | 0 | 0% | 0% | 1 | 0% | 0% | 0% | 1 | 0 | 2 | 0% | 0% | 0% | 1 | 0% | 0% | 0% | 1 | 0% | 0% | 0% | 1 | 0% | 0% | 0% | 1 | 0% | 0% | 0% | 1 | 0% | 0% | 0% | 1 | 0% | 0% | 0% | 1 |  | 0% | 0% | 1 | 0 | 0% | 0% | 1 | 0% | 0% | 0% | 1 | 0 | 2 | 0% | 0% | 0% | 1 | 0% | 0% | 0% | 1 | 0% | 0% | 0% | 1 | 0% | 0% | 0% | 1 | 0% | 0% | 0% | 1 | 0% | 0% | 0% | 1 | 0% | 0% | 0% | 1 |  | 0% | 0% | 1 | 0 | 0% | 0% | 1 | 0% | 0% | 0% | 1 | 0 | 2 | 0% | 0% | 0% | 1 | 0% | 0% | 0% | 1 | 0% | 0% | 0% | 1 | 0% | 0% | 0% | 1 | 0% | 0% | 0% | 1 | 0% | 0% | 0% | 1 | 0% | 0% | 0% | 1
293 | Fink (Proposed) |  | 140 | 1400 | 10 | 45.57% | 0% | 2 | 6.9209 | 10.2% | 0% | 1 | 43.13% | 0% | 0% | 1 | 0 | 2 | 14.12% | 0% | 14.12% | 1 | 30.75% | 5.319% | 0% | 1 | 12.28% | 4.199% | 0% | 1 | 21.15% | 4.671% | 0% | 1 | 50.01% | 7.368% | 0% | 2 | 28.77% | 5.171% | 0% | 1 | 1.936% | 7.368% | 0% | 1 |  | 13.64% | 0% | 1 | 9.9791 | 3.318% | 0% | 1 | 40.16% | 10.09% | 0% | 1 | 0 | 2 | 27.49% | 0% | 27.49% | 2 | 48.4% | 1.926% | 0% | 1 | 12.59% | 1.137% | 0% | 1 | 20.85% | 1.256% | 0% | 1 | 59.22% | 2.438% | 0% | 2 | 31.29% | 1.447% | 0% | 1 | 3.419% | 2.438% | 0% | 1 |  | 3.735% | 0% | 1 | 10.7952 | 1.591% | 0% | 1 | 40.49% | 10.09% | 0% | 1 | 0 | 2 | 17.62% | 0% | 17.62% | 1 | 44.94% | 0.8376% | 0% | 1 | 9.764% | 0.511% | 0% | 1 | 16.52% | 0.5524% | 0% | 1 | 52.42% | 0.9692% | 0% | 2 | 30.66% | 0.665% | 0% | 1 | 3.367% | 0.9692% | 0% | 1 |  | 2.3% | 0% | 1 | 10.4926 | 1.165% | 0% | 1 | 40.55% | 10.09% | 0% | 1 | 0 | 2 | 16.06% | 0% | 16.06% | 1 | 45.43% | 0.5566% | 0% | 1 | 12.67% | 0.3478% | 0% | 1 | 18.53% | 0.3728% | 0% | 1 | 52.75% | 0.6428% | 0% | 2 | 29.85% | 0.4329% | 0% | 1 | 4.419% | 0.6428% | 0% | 1
294 | Gates-Midway (Proposed) | SPGE | 1140 | 11400 | 10 | 56.88% | 0% | 3 | 6.8736 | 97.15% | 0% | 3 | 21.92% | 42.07% | 0% | 2 | 0 | 2 | 0% | 0% | 0% | 1 | 29.86% | 33.01% | 0% | 2 | 8.854% | 25.4% | 0% | 2 | 12.3% | 26.4% | 0% | 2 | 36.03% | 36.2% | 0% | 2 | 0% | 23.16% | 0% | 2 | 6.518% | 36.2% | 0% | 2 |  | 27.27% | 0% | 2 | 7.0383 | 24.94% | 0% | 2 | 23.89% | 6.036% | 0% | 1 | 0 | 2 | 0% | 0% | 0% | 1 | 55.64% | 14.81% | 0% | 2 | 6.225% | 7.007% | 0% | 1 | 16.44% | 7.864% | 0% | 1 | 60.09% | 16.46% | 0% | 2 | 0.3948% | 6.597% | 0% | 1 | 8.774% | 16.46% | 0% | 1 |  | 12.19% | 0% | 1 | 7 | 10.15% | 0% | 1 | 20.89% | 6.036% | 0% | 1 | 0 | 2 | 0% | 0% | 0% | 1 | 60.52% | 7.981% | 0% | 2 | 6.497% | 3.37% | 0% | 1 | 13.26% | 3.633% | 0% | 1 | 63.81% | 8.707% | 0% | 2 | 0.4744% | 3.166% | 0% | 1 | 5.348% | 8.707% | 0% | 1 |  | 6.182% | 0% | 1 | 7 | 5.399% | 0% | 1 | 18.39% | 6.036% | 0% | 1 | 0 | 2 | 0.5607% | 0% | 0.5607% | 1 | 55.38% | 3.982% | 0% | 2 | 4.664% | 1.864% | 0% | 1 | 17.01% | 2.141% | 0% | 1 | 63.78% | 4.905% | 0% | 2 | 2.833% | 1.829% | 0% | 1 | 3.894% | 4.905% | 0% | 1
295 | Rancho Seco - Bellota (Proposed) | NORTHERN CALIFORNIA | 0 | 0 | 10 | 0% | 0% | 1 | 11.55 | 0% | 0% | 1 | 6.9% | 0% | 0% | 1 | 0 | 2 | 25.8% | 0% | 25.8% | 2 | 65.19% | 0% | 0% | 2 | 53.18% | 0% | 0% | 2 | 70.68% | 0% | 0% | 3 | 82.38% | 0% | 0% | 3 | 48.18% | 0% | 0% | 1 | 22.22% | 0% | 0% | 1 |  | 0% | 0% | 1 | 18.6307 | 0% | 0% | 2 | 18.12% | 0% | 0% | 1 | 0 | 2 | 18.45% | 0% | 18.45% | 1 | 46.26% | 0% | 0% | 1 | 36.75% | 0% | 0% | 1 | 67.11% | 0% | 0% | 2 | 74.24% | 0% | 0% | 3 | 30.54% | 0% | 0% | 1 | 17.19% | 0% | 0% | 1 |  | 0% | 0% | 1 | 15.472 | 0% | 0% | 2 | 25.3% | 0% | 0% | 1 | 0 | 2 | 17.35% | 0% | 17.35% | 1 | 47.34% | 0% | 0% | 1 | 25.6% | 0% | 0% | 1 | 49.94% | 0% | 0% | 1 | 66.14% | 0% | 0% | 2 | 32.31% | 0% | 0% | 1 | 13.72% | 0% | 0% | 1 |  | 0% | 0% | 1 | 14.5918 | 0% | 0% | 2 | 23.03% | 0% | 0% | 1 | 0 | 2 | 21.47% | 0% | 21.47% | 2 | 52.07% | 0% | 0% | 2 | 19.93% | 0% | 0% | 1 | 42.48% | 0% | 0% | 1 | 67.01% | 0% | 0% | 2 | 32.46% | 0% | 0% | 1 | 13.05% | 0% | 0% | 1
296 | Midway - Wheeler Ridge (Proposed) | SPGE | 450 | 4500 | 10 | 48.47% | 0% | 2 | 5.7778 | 49.83% | 0% | 2 | 49.95% | 27.75% | 0% | 2 | 0 | 2 | 0% | 0% | 0% | 1 | 8.65% | 10.5% | 0% | 1 | 32.11% | 14.13% | 0% | 1 | 42.97% | 16.82% | 0% | 1 | 44.07% | 17.15% | 0% | 1 | 0% | 9.591% | 0% | 1 | 0.5086% | 17.15% | 0% | 1 |  | 21.74% | 0% | 2 | 6.4111 | 17.83% | 0% | 1 | 45.03% | 10.77% | 0% | 1 | 0 | 2 | 0% | 0% | 0% | 1 | 20.31% | 4.323% | 0% | 1 | 36.94% | 5.463% | 0% | 1 | 49.01% | 6.756% | 0% | 1 | 58.65% | 8.331% | 0% | 2 | 2.1% | 3.519% | 0% | 1 | 0.4753% | 8.331% | 0% | 1 |  | 14.84% | 0% | 1 | 6.8817 | 7.183% | 0% | 1 | 40.7% | 10.77% | 0% | 1 | 0 | 2 | 0% | 0% | 0% | 1 | 22.11% | 2.276% | 0% | 1 | 38.27% | 2.871% | 0% | 1 | 56.85% | 4.108% | 0% | 2 | 63.29% | 4.828% | 0% | 2 | 4.272% | 1.852% | 0% | 1 | 5.54% | 4.828% | 0% | 1 |  | 10.1% | 0% | 1 | 8.1915 | 4.917% | 0% | 1 | 43.04% | 10.77% | 0% | 1 | 0 | 2 | 1.979% | 0.1733% | 2.152% | 2 | 21.56% | 1.472% | 0% | 1 | 30.06% | 1.651% | 0% | 1 | 54.23% | 2.522% | 0% | 2 | 60.18% | 2.899% | 0% | 2 | 6.914% | 1.24% | 0% | 1 | 5.474% | 2.899% | 0% | 1
297 | Suncrest - Ocotillo (Proposed) | GREATER IMPERIAL | 0 | 0 | 10 | 0% | 0% | 1 | 4.9213 | 0% | 0% | 1 | 0.05569% | 0% | 0% | 1 | 0 | 2 | 0.6127% | 99.39% | 100% | 5 | 0.001213% | 0% | 0% | 1 | 32.33% | 0% | 0% | 1 | 41.83% | 0% | 0% | 1 | 53.6% | 0% | 0% | 2 | 75.89% | 0% | 0% | 3 | 2.792% | 0% | 0% | 1 |  | 0% | 0% | 1 | 7.2004 | 0% | 0% | 1 | 0.1116% | 0% | 0% | 1 | 0 | 2 | 9.89% | 90.11% | 100% | 5 | 7.81% | 0% | 0% | 1 | 29.8% | 0% | 0% | 1 | 42.09% | 0% | 0% | 1 | 54.62% | 0% | 0% | 2 | 69.56% | 0% | 0% | 2 | 3.525% | 0% | 0% | 1 |  | 0% | 0% | 1 | 8.7987 | 0% | 0% | 1 | 0.2198% | 0% | 0% | 1 | 0 | 2 | 23.4% | 75.28% | 98.67% | 5 | 9.937% | 0% | 0% | 1 | 27.1% | 0% | 0% | 1 | 43.2% | 0% | 0% | 1 | 57.26% | 0% | 0% | 2 | 62.12% | 0% | 0% | 2 | 3.302% | 0% | 0% | 1 |  | 0% | 0% | 1 | 11.4352 | 0% | 0% | 1 | 0.2107% | 0% | 0% | 1 | 0 | 2 | 21.62% | 76.84% | 98.45% | 5 | 11.93% | 0% | 0% | 1 | 25.17% | 0% | 0% | 1 | 47.19% | 0% | 0% | 1 | 59.04% | 0% | 0% | 2 | 60.89% | 0% | 0% | 2 | 3.771% | 0% | 0% | 1
298 | North Gila - IV (Proposed) | GREATER IMPERIAL | 700 | 7000 | 15 | 525.8% | 40.25% | 5 | 4.1196 | 66.98% | 0% | 2 | 21.06% | 735.6% | 174.6% | 5 | 0 | 2 | 0% | 0% | 0% | 1 | 0% | 45.41% | 0% | 2 | 72.64% | 166% | 24.85% | 5 | 72.64% | 166% | 24.85% | 5 | 72.64% | 166% | 24.85% | 5 | 35.71% | 70.63% | 0% | 3 | 13.23% | 166% | 24.85% | 5 |  | 90.66% | 0% | 4 | 6 | 42.83% | 0% | 2 | 57.28% | 79.16% | 0% | 3 | 0 | 2 | 0% | 0% | 0% | 1 | 0.673% | 13.04% | 0% | 1 | 33.03% | 19.34% | 0% | 1 | 33.03% | 19.34% | 0% | 1 | 33.7% | 19.54% | 0% | 1 | 11.91% | 14.7% | 0% | 1 | 8.307% | 19.54% | 0% | 1 |  | 36.38% | 0% | 2 | 8 | 28.89% | 0% | 2 | 62.57% | 79.16% | 0% | 3 | 0 | 2 | 0% | 0% | 0% | 1 | 3.72% | 6.274% | 0% | 1 | 20.19% | 7.569% | 0% | 1 | 20.19% | 7.569% | 0% | 1 | 23.91% | 7.939% | 0% | 1 | 10.18% | 6.726% | 0% | 1 | 5.783% | 7.939% | 0% | 1 |  | 21.29% | 0% | 2 | 8.4922 | 20.96% | 0% | 2 | 64.15% | 79.16% | 0% | 3 | 0 | 2 | 0% | 0% | 0% | 1 | 4.448% | 3.823% | 0% | 1 | 15.26% | 4.31% | 0% | 1 | 15.26% | 4.31% | 0% | 1 | 19.7% | 4.549% | 0% | 1 | 8.849% | 4.007% | 0% | 1 | 5.063% | 4.549% | 0% | 1
299 | Lugo - Pisgah (Proposed) | GREATER KRAMER | 0 | 0 | 10 | 0% | 0% | 1 | 63 | 0% | 0% | 4 | 0% | 0% | 0% | 1 | 0 | 2 | 0% | 0% | 0% | 1 | 0.1002% | 0% | 0% | 1 | 6.734% | 0% | 0% | 1 | 6.178% | 0% | 0% | 1 | 9.154% | 0% | 0% | 1 | 78.96% | 0% | 0% | 3 | 0.03464% | 0% | 0% | 1 |  | 0% | 0% | 1 | 44.2333 | 0% | 0% | 4 | 0% | 0% | 0% | 1 | 0 | 2 | 0.2024% | 0% | 0.2024% | 1 | 18.98% | 0% | 0% | 1 | 6.381% | 0% | 0% | 1 | 6.652% | 0% | 0% | 1 | 26.95% | 0% | 0% | 1 | 66.51% | 0% | 0% | 2 | 0.08395% | 0% | 0% | 1 |  | 0% | 0% | 1 | 39.25 | 0% | 0% | 4 | 0.4147% | 0% | 0% | 1 | 0 | 2 | 15.36% | 0% | 15.36% | 1 | 24.95% | 0% | 0% | 1 | 14.88% | 0% | 0% | 1 | 20.59% | 0% | 0% | 1 | 42.26% | 0% | 0% | 1 | 52.01% | 0% | 0% | 2 | 0.1995% | 0% | 0% | 1 |  | 0% | 0% | 1 | 38 | 0% | 0% | 4 | 0.3682% | 0% | 0% | 1 | 0 | 2 | 17.96% | 0.5647% | 18.52% | 2 | 25.78% | 0% | 0% | 1 | 21.74% | 0% | 0% | 1 | 27.14% | 0% | 0% | 1 | 48.27% | 0% | 0% | 1 | 41.38% | 0% | 0% | 1 | 0.5506% | 0% | 0% | 1
300 | Crow Creek | SPGE | 0 | 0 | 10 | 0% | 0% | 1 | 7.5263 | 0% | 0% | 1 | 47.55% | 0% | 0% | 1 | 0 | 2 | 11.64% | 0% | 11.64% | 1 | 28.04% | 0% | 0% | 1 | 11.58% | 0% | 0% | 1 | 19.3% | 0% | 0% | 1 | 45.91% | 0% | 0% | 1 | 25.15% | 0% | 0% | 1 | 1.888% | 0% | 0% | 1 |  | 0% | 0% | 1 | 10.1206 | 0% | 0% | 1 | 40.61% | 0% | 0% | 1 | 0 | 2 | 26.49% | 0% | 26.49% | 2 | 48.06% | 0% | 0% | 1 | 12.33% | 0% | 0% | 1 | 20.3% | 0% | 0% | 1 | 58.61% | 0% | 0% | 2 | 29.79% | 0% | 0% | 1 | 3.502% | 0% | 0% | 1 |  | 0% | 0% | 1 | 11 | 0% | 0% | 1 | 41.61% | 0% | 0% | 1 | 0 | 2 | 17.32% | 0% | 17.32% | 1 | 44.62% | 0% | 0% | 1 | 9.632% | 0% | 0% | 1 | 16.31% | 0% | 0% | 1 | 52.06% | 0% | 0% | 2 | 29.65% | 0% | 0% | 1 | 3.395% | 0% | 0% | 1 |  | 0% | 0% | 1 | 10.6674 | 0% | 0% | 1 | 41.24% | 0% | 0% | 1 | 0 | 2 | 15.36% | 0% | 15.36% | 1 | 44.91% | 0% | 0% | 1 | 12.5% | 0% | 0% | 1 | 18.32% | 0% | 0% | 1 | 52.24% | 0% | 0% | 2 | 29.09% | 0% | 0% | 1 | 4.41% | 0% | 0% | 1
301 | Harry Allen | NEVADA MAJOR | 0 | 0 | 0 | 0% | 0% | 1 | 0 | 0% | 0% | 1 | 0% | 0% | 0% | 1 | 0 | 2 | 0% | 0% | 0% | 1 | 0% | 0% | 0% | 1 | 0% | 0% | 0% | 1 | 0% | 0% | 0% | 1 | 0% | 0% | 0% | 1 | 0% | 0% | 0% | 1 | 0% | 0% | 0% | 1 |  | 0% | 0% | 1 | 0 | 0% | 0% | 1 | 0% | 0% | 0% | 1 | 0 | 2 | 0% | 0% | 0% | 1 | 0% | 0% | 0% | 1 | 0% | 0% | 0% | 1 | 0% | 0% | 0% | 1 | 0% | 0% | 0% | 1 | 0% | 0% | 0% | 1 | 0% | 0% | 0% | 1 |  | 0% | 0% | 1 | 0 | 0% | 0% | 1 | 0% | 0% | 0% | 1 | 0 | 2 | 0% | 0% | 0% | 1 | 0% | 0% | 0% | 1 | 0% | 0% | 0% | 1 | 0% | 0% | 0% | 1 | 0% | 0% | 0% | 1 | 0% | 0% | 0% | 1 | 0% | 0% | 0% | 1 |  | 0% | 0% | 1 | 0 | 0% | 0% | 1 | 0% | 0% | 0% | 1 | 0 | 2 | 0% | 0% | 0% | 1 | 0% | 0% | 0% | 1 | 0% | 0% | 0% | 1 | 0% | 0% | 0% | 1 | 0% | 0% | 0% | 1 | 0% | 0% | 0% | 1 | 0% | 0% | 0% | 1
302 | Kirker | NORTHERN CALIFORNIA | 0 | 0 | 10 | 0% | 0% | 1 | 6.9377 | 0% | 0% | 1 | 0% | 0% | 0% | 1 | 0 | 2 | 39.37% | 0% | 39.37% | 2 | 46.16% | 0% | 0% | 1 | 69.65% | 0% | 0% | 2 | 40.37% | 0% | 0% | 1 | 71.18% | 0% | 0% | 3 | 17.82% | 0% | 0% | 1 | 59.34% | 0% | 0% | 2 |  | 0% | 0% | 1 | 6.6183 | 0% | 0% | 1 | 0.003388% | 0% | 0% | 1 | 0 | 2 | 15.68% | 2.772% | 18.45% | 2 | 24.97% | 0% | 0% | 1 | 46.85% | 0% | 0% | 1 | 36.69% | 0% | 0% | 1 | 54.61% | 0% | 0% | 2 | 9.385% | 0% | 0% | 1 | 30.87% | 0% | 0% | 1 |  | 0% | 0% | 1 | 15.2857 | 0% | 0% | 2 | 3.325% | 0% | 0% | 1 | 0 | 2 | 14.79% | 4.503% | 19.3% | 2 | 21.19% | 0% | 0% | 1 | 47.63% | 0% | 0% | 1 | 45.02% | 0% | 0% | 1 | 59.16% | 0% | 0% | 2 | 12.25% | 0% | 0% | 1 | 21.05% | 0% | 0% | 1 |  | 0% | 0% | 1 | 19.3333 | 0% | 0% | 2 | 16.21% | 0% | 0% | 1 | 0 | 2 | 18.91% | 7.652% | 26.56% | 2 | 24.21% | 0% | 0% | 1 | 41.95% | 0% | 0% | 1 | 47.53% | 0% | 0% | 1 | 60.64% | 0% | 0% | 2 | 13.28% | 0% | 0% | 1 | 18.07% | 0% | 0% | 1
303 | Oro Loma | SPGE | 75 | 750 | 5 | 2.67% | 0% | 1 | 7 | 17.59% | 0% | 1 | 36.81% | 2.624% | 0% | 1 | 0 | 2 | 0% | 0% | 0% | 1 | 0% | 1.559% | 0% | 1 | 0% | 1.559% | 0% | 1 | 12.23% | 1.777% | 0% | 1 | 12.23% | 1.777% | 0% | 1 | 0% | 1.559% | 0% | 1 | 1.211% | 1.777% | 0% | 1 |  | 0.8262% | 0% | 1 | 7.9507 | 6.005% | 0% | 1 | 36.19% | 0.589% | 0% | 1 | 0 | 2 | 0% | 0% | 0% | 1 | 10.82% | 0.4853% | 0% | 1 | 1.003% | 0.4372% | 0% | 1 | 6.546% | 0.4631% | 0% | 1 | 14.55% | 0.5065% | 0% | 1 | 3.575% | 0.4489% | 0% | 1 | 2.792% | 0.5065% | 0% | 1 |  | 0.6365% | 0% | 1 | 7.6826 | 1.039% | 0% | 1 | 39.42% | 0.589% | 0% | 1 | 0 | 2 | 0% | 0% | 0% | 1 | 32.59% | 0.2848% | 0% | 1 | 3.18% | 0.1983% | 0% | 1 | 12.95% | 0.2205% | 0% | 1 | 38.74% | 0.3134% | 0% | 1 | 10.16% | 0.2137% | 0% | 1 | 4.227% | 0.3134% | 0% | 1 |  | 0.4808% | 0% | 1 | 7.125 | 0.4903% | 0% | 1 | 36.98% | 0.589% | 0% | 1 | 0 | 2 | 0.00789% | 0% | 0.00789% | 1 | 42.81% | 0.1964% | 0% | 1 | 12.8% | 0.1288% | 0% | 1 | 20.56% | 0.1414% | 0% | 1 | 49.53% | 0.2226% | 0% | 1 | 14.91% | 0.132% | 0% | 1 | 4.795% | 0.2226% | 0% | 1
304 | Logan Creek | NORTHERN CALIFORNIA | 0 | 0 | 10 | 0% | 0% | 1 | 6.5909 | 0% | 0% | 1 | 51.96% | 0% | 0% | 2 | 0 | 2 | 0% | 0% | 0% | 1 | 13.73% | 0% | 0% | 1 | 0% | 0% | 0% | 1 | 0% | 0% | 0% | 1 | 13.73% | 0% | 0% | 1 | 5.182% | 0% | 0% | 1 | 2.282% | 0% | 0% | 1 |  | 0% | 0% | 1 | 5.6227 | 0% | 0% | 1 | 35.49% | 0% | 0% | 1 | 0 | 2 | 5.676% | 0% | 5.676% | 1 | 24.64% | 0% | 0% | 1 | 2.72% | 0% | 0% | 1 | 5.435% | 0% | 0% | 1 | 28.68% | 0% | 0% | 1 | 23.09% | 0% | 0% | 1 | 4.002% | 0% | 0% | 1 |  | 0% | 0% | 1 | 7.6826 | 0% | 0% | 1 | 39.42% | 0% | 0% | 1 | 0 | 2 | 0% | 0% | 0% | 1 | 32.59% | 0% | 0% | 1 | 3.18% | 0% | 0% | 1 | 12.95% | 0% | 0% | 1 | 38.74% | 0% | 0% | 1 | 10.16% | 0% | 0% | 1 | 4.227% | 0% | 0% | 1 |  | 0% | 0% | 1 | 7.125 | 0% | 0% | 1 | 36.98% | 0% | 0% | 1 | 0 | 2 | 0.00789% | 0% | 0.00789% | 1 | 42.81% | 0% | 0% | 1 | 12.8% | 0% | 0% | 1 | 20.56% | 0% | 0% | 1 | 49.53% | 0% | 0% | 1 | 14.91% | 0% | 0% | 1 | 4.795% | 0% | 0% | 1
305 | Julian Hinds | RIVERSIDE | 0 | 0 | 10 | 0% | 0% | 1 | 1.9686 | 0% | 0% | 1 | 0% | 0% | 0% | 1 | 0 | 2 | 0% | 0% | 0% | 1 | 100% | 0% | 0% | 5 | 58.41% | 0% | 0% | 2 | 44.83% | 0% | 0% | 1 | 100% | 0% | 0% | 5 | 5.274% | 0% | 0% | 1 | 0% | 0% | 0% | 1 |  | 0% | 0% | 1 | 3.3952 | 0% | 0% | 1 | 0% | 0% | 0% | 1 | 0 | 2 | 0% | 0% | 0% | 1 | 99.38% | 0% | 0% | 5 | 23.82% | 0% | 0% | 1 | 12.12% | 0% | 0% | 1 | 99.38% | 0% | 0% | 5 | 20.92% | 0% | 0% | 1 | 0% | 0% | 0% | 1 |  | 0% | 0% | 1 | 6.1774 | 0% | 0% | 1 | 30.15% | 0% | 0% | 1 | 0 | 2 | 14.27% | 0% | 14.27% | 1 | 32.33% | 0% | 0% | 1 | 5.273% | 0% | 0% | 1 | 10.12% | 0% | 0% | 1 | 39.35% | 0% | 0% | 1 | 29.5% | 0% | 0% | 1 | 3.726% | 0% | 0% | 1 |  | 0% | 0% | 1 | 6.8916 | 0% | 0% | 1 | 30.05% | 0% | 0% | 1 | 0 | 2 | 18.89% | 0% | 18.89% | 1 | 36.89% | 0% | 0% | 1 | 9.426% | 0% | 0% | 1 | 18.04% | 0% | 0% | 1 | 49.37% | 0% | 0% | 1 | 31.31% | 0% | 0% | 1 | 5.358% | 0% | 0% | 1
306 | Hollister | SPGE | 0 | 0 | 10 | 0% | 0% | 1 | 16.7688 | 0% | 0% | 2 | 26.81% | 0% | 0% | 1 | 0 | 2 | 2.869% | 0% | 2.869% | 1 | 9.543% | 0% | 0% | 1 | 20.29% | 0% | 0% | 1 | 26.42% | 0% | 0% | 1 | 34.46% | 0% | 0% | 1 | 13.59% | 0% | 0% | 1 | 6.769% | 0% | 0% | 1 |  | 0% | 0% | 1 | 10.5757 | 0% | 0% | 1 | 14.79% | 0% | 0% | 1 | 0 | 2 | 19.36% | 0% | 19.36% | 1 | 45.14% | 0% | 0% | 1 | 15.56% | 0% | 0% | 1 | 26.08% | 0% | 0% | 1 | 60.57% | 0% | 0% | 2 | 36.03% | 0% | 0% | 1 | 4.425% | 0% | 0% | 1 |  | 0% | 0% | 1 | 5.4907 | 0% | 0% | 1 | 0% | 0% | 0% | 1 | 0 | 2 | 0% | 0% | 0% | 1 | 17.8% | 0% | 0% | 1 | 36.66% | 0% | 0% | 1 | 3.598% | 0% | 0% | 1 | 51.22% | 0% | 0% | 2 | 45.72% | 0% | 0% | 1 | 0% | 0% | 0% | 1 |  | 0% | 0% | 1 | 5.1958 | 0% | 0% | 1 | 0% | 0% | 0% | 1 | 0 | 2 | 0% | 0% | 0% | 1 | 10.99% | 0% | 0% | 1 | 22.67% | 0% | 0% | 1 | 7.407% | 0% | 0% | 1 | 34.02% | 0% | 0% | 1 | 36.33% | 0% | 0% | 1 | 0.5767% | 0% | 0% | 1
307 | Boulevard | GREATER IMPERIAL | 60 | 600 | 10 | 7.543% | 0% | 1 | 13.2314 | 40.95% | 0% | 2 | 0% | 0% | 0% | 1 | 0 | 2 | 100% | 0% | 100% | 5 | 13.97% | 2.264% | 0% | 1 | 14.67% | 2.283% | 0% | 1 | 41.89% | 3.352% | 0% | 1 | 56.81% | 4.51% | 0% | 2 | 36.65% | 3.075% | 0% | 1 | 1.698% | 4.51% | 0% | 1 |  | 3.19% | 0% | 1 | 10.8333 | 4.606% | 0% | 1 | 0.2644% | 0% | 0% | 1 | 0 | 2 | 66.54% | 30.83% | 97.37% | 5 | 10.81% | 1.002% | 0% | 1 | 9.464% | 0.9867% | 0% | 1 | 28.63% | 1.252% | 0% | 1 | 40.13% | 1.492% | 0% | 1 | 48.92% | 1.749% | 0% | 1 | 1.657% | 1.492% | 0% | 1 |  | 1.77% | 0% | 1 | 8.8724 | 0.6484% | 0% | 1 | 10.93% | 0% | 0% | 1 | 0 | 2 | 33.06% | 1.479% | 34.54% | 2 | 56.96% | 0.5241% | 0% | 2 | 13.96% | 0.2622% | 0% | 1 | 27.38% | 0.3106% | 0% | 1 | 69.22% | 0.7329% | 0% | 2 | 48.64% | 0.4392% | 0% | 1 | 4.39% | 0.7329% | 0% | 1 |  | 1.152% | 0% | 1 | 8.4851 | 0.3472% | 0% | 1 | 13.62% | 0% | 0% | 1 | 0 | 2 | 35.53% | 2.403% | 37.94% | 2 | 60.39% | 0.3462% | 0% | 2 | 12.91% | 0.1575% | 0% | 1 | 24.75% | 0.1822% | 0% | 1 | 69.8% | 0.454% | 0% | 2 | 51.14% | 0.2807% | 0% | 2 | 3.736% | 0.454% | 0% | 1
308 | Llagas | NORTHERN CALIFORNIA | 50 | 500 | 10 | 11.6% | 0% | 1 | 18.9007 | 11.37% | 0% | 2 | 26.76% | 0% | 0% | 1 | 0 | 2 | 28.91% | 7.759% | 36.67% | 2 | 53.55% | 4.632% | 0% | 2 | 0% | 2.152% | 0% | 1 | 3.474% | 2.229% | 0% | 1 | 53.55% | 4.632% | 0% | 2 | 25.29% | 2.88% | 0% | 1 | 2.402% | 4.632% | 0% | 1 |  | 2.461% | 0% | 1 | 15 | 2.264% | 0% | 2 | 15.76% | 0% | 0% | 1 | 0 | 2 | 34.36% | 14.51% | 48.87% | 3 | 50.03% | 1.069% | 0% | 2 | 3.647% | 0.5543% | 0% | 1 | 10.25% | 0.5951% | 0% | 1 | 53.4% | 1.146% | 0% | 2 | 34.28% | 0.8126% | 0% | 1 | 4.064% | 1.146% | 0% | 1 |  | 2.109% | 0% | 1 | 9.4522 | 1.715% | 0% | 1 | 0.3836% | 0% | 0% | 1 | 0 | 2 | 42.19% | 50.49% | 92.68% | 5 | 9.125% | 0.5147% | 0% | 1 | 19.51% | 0.5811% | 0% | 1 | 27.84% | 0.6481% | 0% | 1 | 46.41% | 0.8727% | 0% | 1 | 51.67% | 0.9677% | 0% | 2 | 2.271% | 0.8727% | 0% | 1 |  | 1.668% | 0% | 1 | 9 | 0.9614% | 0% | 1 | 0.2583% | 0% | 0% | 1 | 0 | 2 | 28.1% | 57.21% | 85.31% | 5 | 12.94% | 0.356% | 0% | 1 | 22.86% | 0.4017% | 0% | 1 | 32.89% | 0.4618% | 0% | 1 | 53.44% | 0.6656% | 0% | 2 | 54.32% | 0.6784% | 0% | 2 | 2.696% | 0.6656% | 0% | 1
309 | Miller | SPGE | 0 | 0 | 10 | 0% | 0% | 1 | 7.2903 | 0% | 0% | 1 | 47.38% | 0% | 0% | 1 | 0 | 2 | 0% | 0% | 0% | 1 | 29.71% | 0% | 0% | 1 | 36.37% | 0% | 0% | 1 | 42.29% | 0% | 0% | 1 | 69.4% | 0% | 0% | 2 | 7.894% | 0% | 0% | 1 | 1.205% | 0% | 0% | 1 |  | 0% | 0% | 1 | 7.7051 | 0% | 0% | 1 | 35.75% | 0% | 0% | 1 | 0 | 2 | 7.278% | 0% | 7.278% | 1 | 33.77% | 0% | 0% | 1 | 12.36% | 0% | 0% | 1 | 20.21% | 0% | 0% | 1 | 49.06% | 0% | 0% | 1 | 27.74% | 0% | 0% | 1 | 2.503% | 0% | 0% | 1 |  | 0% | 0% | 1 | 17.3087 | 0% | 0% | 2 | 15.54% | 0% | 0% | 1 | 0 | 2 | 35.18% | 12.23% | 47.4% | 3 | 52.52% | 0% | 0% | 2 | 8.563% | 0% | 0% | 1 | 14.31% | 0% | 0% | 1 | 58.93% | 0% | 0% | 2 | 37.33% | 0% | 0% | 1 | 4.65% | 0% | 0% | 1 |  | 0% | 0% | 1 | 14.8014 | 0% | 0% | 2 | 13.26% | 0% | 0% | 1 | 0 | 2 | 37.59% | 9.361% | 46.95% | 2 | 53.57% | 0% | 0% | 2 | 16.14% | 0% | 0% | 1 | 23.97% | 0% | 0% | 1 | 67.31% | 0% | 0% | 2 | 45.17% | 0% | 0% | 1 | 4.4% | 0% | 0% | 1
310 | Madison | NORTHERN CALIFORNIA | 13 | 130 | 5 | 4.647% | 0% | 1 | 8.6296 | 12.76% | 0% | 1 | 62.24% | 1.846% | 0% | 2 | 0 | 2 | 2.527% | 0% | 2.527% | 1 | 70.48% | 1.103% | 0% | 3 | 0% | 0.3255% | 0% | 1 | 0% | 0.3255% | 0% | 1 | 70.48% | 1.103% | 0% | 3 | 6.776% | 0.3492% | 0% | 1 | 2.927% | 1.103% | 0% | 1 |  | 1.351% | 0% | 1 | 7.9323 | 0.9402% | 0% | 1 | 50.27% | 0.5891% | 0% | 2 | 0 | 2 | 12.78% | 0% | 12.78% | 1 | 64.21% | 0.2389% | 0% | 2 | 2.237% | 0.08744% | 0% | 1 | 3.288% | 0.08839% | 0% | 1 | 65.67% | 0.249% | 0% | 2 | 15.13% | 0.1007% | 0% | 1 | 2.333% | 0.249% | 0% | 1 |  | 0.4227% | 0% | 1 | 8.9335 | 0.1506% | 0% | 1 | 30.01% | 0.5891% | 0% | 1 | 0 | 2 | 19.7% | 0% | 19.7% | 1 | 40.58% | 0.09196% | 0% | 1 | 9.156% | 0.06015% | 0% | 1 | 14.86% | 0.06418% | 0% | 1 | 49.93% | 0.1091% | 0% | 1 | 34% | 0.08279% | 0% | 1 | 6.479% | 0.1091% | 0% | 1 |  | 0.199% | 0% | 1 | 8.8908 | 0.09527% | 0% | 1 | 29.01% | 0.5891% | 0% | 1 | 0 | 2 | 20.18% | 0% | 20.18% | 2 | 47.19% | 0.05684% | 0% | 1 | 10.97% | 0.03372% | 0% | 1 | 18.26% | 0.03673% | 0% | 1 | 54.36% | 0.06577% | 0% | 2 | 34.54% | 0.04586% | 0% | 1 | 5.66% | 0.06577% | 0% | 1
311 | New Melones | NORTHERN CALIFORNIA | 0 | 0 | 10 | 0% | 0% | 1 | 21.5493 | 0% | 0% | 3 | 0% | 0% | 0% | 1 | 0 | 2 | 95.84% | 0% | 95.84% | 5 | 40.77% | 0% | 0% | 1 | 50.81% | 0% | 0% | 2 | 45.72% | 0% | 0% | 1 | 59.8% | 0% | 0% | 2 | 58.01% | 0% | 0% | 2 | 7.474% | 0% | 0% | 1 |  | 0% | 0% | 1 | 14.125 | 0% | 0% | 2 | 0.1605% | 0% | 0% | 1 | 0 | 2 | 71.08% | 0.00648% | 71.09% | 3 | 64.51% | 0% | 0% | 2 | 44.11% | 0% | 0% | 1 | 51.79% | 0% | 0% | 2 | 83% | 0% | 0% | 3 | 64.34% | 0% | 0% | 2 | 8.584% | 0% | 0% | 1 |  | 0% | 0% | 1 | 7.8564 | 0% | 0% | 1 | 49.7% | 0% | 0% | 1 | 0 | 2 | 16.44% | 0% | 16.44% | 1 | 61.97% | 0% | 0% | 2 | 6.906% | 0% | 0% | 1 | 14.91% | 0% | 0% | 1 | 69.49% | 0% | 0% | 2 | 16.43% | 0% | 0% | 1 | 3.139% | 0% | 0% | 1 |  | 0% | 0% | 1 | 8.5358 | 0% | 0% | 1 | 49.47% | 0% | 0% | 1 | 0 | 2 | 21.55% | 0% | 21.55% | 2 | 57.78% | 0% | 0% | 2 | 11.71% | 0% | 0% | 1 | 25.12% | 0% | 0% | 1 | 69.51% | 0% | 0% | 2 | 18.89% | 0% | 0% | 1 | 3.665% | 0% | 0% | 1
312 | Waukena | SPGE | 0 | 0 | 10 | 0% | 0% | 1 | 7.6158 | 0% | 0% | 1 | 26.23% | 0% | 0% | 1 | 0 | 2 | 0% | 0% | 0% | 1 | 9.256% | 0% | 0% | 1 | 0.1916% | 0% | 0% | 1 | 27.57% | 0% | 0% | 1 | 34.66% | 0% | 0% | 1 | 0% | 0% | 0% | 1 | 8.668% | 0% | 0% | 1 |  | 0% | 0% | 1 | 7.1443 | 0% | 0% | 1 | 35.06% | 0% | 0% | 1 | 0 | 2 | 0% | 0% | 0% | 1 | 5.743% | 0% | 0% | 1 | 2.353% | 0% | 0% | 1 | 11.24% | 0% | 0% | 1 | 15.76% | 0% | 0% | 1 | 0% | 0% | 0% | 1 | 5.105% | 0% | 0% | 1 |  | 0% | 0% | 1 | 10.8086 | 0% | 0% | 1 | 0.655% | 0% | 0% | 1 | 0 | 2 | 53.64% | 1.762% | 55.4% | 3 | 72.59% | 0% | 0% | 3 | 26.68% | 0% | 0% | 1 | 36.28% | 0% | 0% | 1 | 84.16% | 0% | 0% | 3 | 73.58% | 0% | 0% | 3 | 8.827% | 0% | 0% | 1 |  | 0% | 0% | 1 | 11.4006 | 0% | 0% | 1 | 2.672% | 0% | 0% | 1 | 0 | 2 | 44.37% | 4.506% | 48.88% | 2 | 71.23% | 0% | 0% | 3 | 22.72% | 0% | 0% | 1 | 37.58% | 0% | 0% | 1 | 85.09% | 0% | 0% | 3 | 65.45% | 0% | 0% | 2 | 8.227% | 0% | 0% | 1
313 | Colgate | NORTHERN CALIFORNIA | 0 | 0 | 10 | 0% | 0% | 1 | 16.7445 | 0% | 0% | 2 | 0.3295% | 0% | 0% | 1 | 0 | 2 | 79.01% | 18.93% | 97.95% | 5 | 97.47% | 0% | 0% | 5 | 1.4% | 0% | 0% | 1 | 16.3% | 0% | 0% | 1 | 97.47% | 0% | 0% | 5 | 43.21% | 0% | 0% | 1 | 2.638% | 0% | 0% | 1 |  | 0% | 0% | 1 | 19.2934 | 0% | 0% | 2 | 0.2105% | 0% | 0% | 1 | 0 | 2 | 60.6% | 38.8% | 99.4% | 5 | 87.2% | 0% | 0% | 3 | 10.91% | 0% | 0% | 1 | 22.23% | 0% | 0% | 1 | 92.76% | 0% | 0% | 4 | 45.63% | 0% | 0% | 1 | 2.637% | 0% | 0% | 1 |  | 0% | 0% | 1 | 7.7762 | 0% | 0% | 1 | 35.28% | 0% | 0% | 1 | 0 | 2 | 0% | 0% | 0% | 1 | 13.39% | 0% | 0% | 1 | 1.458% | 0% | 0% | 1 | 5.564% | 0% | 0% | 1 | 18.39% | 0% | 0% | 1 | 0% | 0% | 0% | 1 | 3.284% | 0% | 0% | 1 |  | 0% | 0% | 1 | 8.825 | 0% | 0% | 1 | 35.92% | 0% | 0% | 1 | 0 | 2 | 0% | 0% | 0% | 1 | 16.76% | 0% | 0% | 1 | 3.744% | 0% | 0% | 1 | 8.783% | 0% | 0% | 1 | 24.68% | 0% | 0% | 1 | 0.006401% | 0% | 0% | 1 | 2.784% | 0% | 0% | 1
314 | New Sub - Pit 1 - Cottonwood (Proposed) | NORTHERN CALIFORNIA | 0 | 0 | 10 | 0% | 0% | 1 | 4.6266 | 0% | 0% | 1 | 0.2397% | 0% | 0% | 1 | 0 | 2 | 95.88% | 4.117% | 100% | 5 | 74.03% | 0% | 0% | 3 | 3.414% | 0% | 0% | 1 | 3.414% | 0% | 0% | 1 | 74.03% | 0% | 0% | 3 | 71.82% | 0% | 0% | 3 | 5.503% | 0% | 0% | 1 |  | 0% | 0% | 1 | 5.2647 | 0% | 0% | 1 | 0.09355% | 0% | 0% | 1 | 0 | 2 | 86.34% | 11.11% | 97.45% | 5 | 61.46% | 0% | 0% | 2 | 10.16% | 0% | 0% | 1 | 12.96% | 0% | 0% | 1 | 63.82% | 0% | 0% | 2 | 60.79% | 0% | 0% | 2 | 7.424% | 0% | 0% | 1 |  | 0% | 0% | 1 | 20.85 | 0% | 0% | 3 | 0.3311% | 0% | 0% | 1 | 0 | 2 | 53.4% | 39.16% | 92.56% | 5 | 76.46% | 0% | 0% | 3 | 13.31% | 0% | 0% | 1 | 21.43% | 0% | 0% | 1 | 84.12% | 0% | 0% | 3 | 43.01% | 0% | 0% | 1 | 3.491% | 0% | 0% | 1 |  | 0% | 0% | 1 | 19.5495 | 0% | 0% | 2 | 1.91% | 0% | 0% | 1 | 0 | 2 | 48.62% | 38.39% | 87.01% | 5 | 68.02% | 0% | 0% | 2 | 13.21% | 0% | 0% | 1 | 18.52% | 0% | 0% | 1 | 78.26% | 0% | 0% | 3 | 37.41% | 0% | 0% | 1 | 5.402% | 0% | 0% | 1
315 | Excelsior | SPGE | 130 | 1300 | 10 | 4.714% | 0% | 1 | 6.3698 | 14.16% | 0% | 1 | 42.94% | 0% | 0% | 1 | 0 | 2 | 0% | 0% | 0% | 1 | 0% | 2.685% | 0% | 1 | 0% | 2.685% | 0% | 1 | 0% | 2.685% | 0% | 1 | 0% | 2.685% | 0% | 1 | 0% | 2.685% | 0% | 1 | 0.1052% | 2.685% | 0% | 1 |  | 1.794% | 0% | 1 | 6.0716 | 2.544% | 0% | 1 | 50.65% | 0% | 0% | 2 | 0 | 2 | 0% | 0% | 0% | 1 | 12.61% | 0.7931% | 0% | 1 | 0.5113% | 0.6967% | 0% | 1 | 0.9308% | 0.6996% | 0% | 1 | 12.61% | 0.7931% | 0% | 1 | 5.777% | 0.7356% | 0% | 1 | 0.2532% | 0.7931% | 0% | 1 |  | 4.015% | 0% | 1 | 5.2511 | 0.8751% | 0% | 1 | 0.1422% | 0% | 0% | 1 | 0 | 2 | 87.96% | 9.293% | 97.25% | 5 | 51.7% | 0.9501% | 0% | 2 | 15.36% | 0.5422% | 0% | 1 | 18.65% | 0.5641% | 0% | 1 | 59.22% | 1.125% | 0% | 2 | 64.47% | 1.291% | 0% | 2 | 7.004% | 1.125% | 0% | 1 |  | 2.752% | 0% | 1 | 5.0262 | 0.5004% | 0% | 1 | 0.1705% | 0% | 0% | 1 | 0 | 2 | 91.22% | 6.195% | 97.42% | 5 | 49.14% | 0.5399% | 0% | 1 | 23.72% | 0.36% | 0% | 1 | 26.01% | 0.3712% | 0% | 1 | 61.96% | 0.722% | 0% | 2 | 67.27% | 0.839% | 0% | 2 | 6.391% | 0.722% | 0% | 1
316 | Cal Flats | SPGE | 0 | 0 | 10 | 0% | 0% | 1 | 4.2584 | 0% | 0% | 1 | 3.371% | 0% | 0% | 1 | 0 | 2 | 24.01% | 0% | 24.01% | 2 | 6.217% | 0% | 0% | 1 | 0% | 0% | 0% | 1 | 34.01% | 0% | 0% | 1 | 40.23% | 0% | 0% | 1 | 69.74% | 0% | 0% | 2 | 1.317% | 0% | 0% | 1 |  | 0% | 0% | 1 | 4.5183 | 0% | 0% | 1 | 1.02% | 0% | 0% | 1 | 0 | 2 | 34.16% | 0% | 34.16% | 2 | 37.68% | 0% | 0% | 1 | 5.632% | 0% | 0% | 1 | 20.31% | 0% | 0% | 1 | 51.28% | 0% | 0% | 2 | 78.68% | 0% | 0% | 3 | 1.151% | 0% | 0% | 1 |  | 0% | 0% | 1 | 6.4478 | 0% | 0% | 1 | 44.77% | 0% | 0% | 1 | 0 | 2 | 0% | 0% | 0% | 1 | 30.51% | 0% | 0% | 1 | 2.891% | 0% | 0% | 1 | 8.679% | 0% | 0% | 1 | 33.42% | 0% | 0% | 1 | 10.11% | 0% | 0% | 1 | 0.596% | 0% | 0% | 1 |  | 0% | 0% | 1 | 6.5944 | 0% | 0% | 1 | 41.51% | 0% | 0% | 1 | 0 | 2 | 0% | 0% | 0% | 1 | 32.15% | 0% | 0% | 1 | 4.957% | 0% | 0% | 1 | 12.99% | 0% | 0% | 1 | 36.77% | 0% | 0% | 1 | 11.97% | 0% | 0% | 1 | 1.098% | 0% | 0% | 1

## Land_OOS_Analysis_Solar_2040
Land-use and environmental criteria analysis for 2040 utility-scale solar resources mapped to Nevada or Arizona areas of the CAISO system for 5, 10, 15, and 20 mile radii from substations. This analysis uses the values from the "LandEnvData_SolarWind_OOS" tab to calculate criteria alignment. |  |  |  | Utilit-scale Solar Resource Density Assumption
|  |  |  | 10 | Acres/MW
[6 empty] | 5 Mile Radius Analysis |  |  | 10 Mile Radius Analysis |  |  | 15 Mile Radius Analysis |  |  | 20 Mile Radius Analysis
[6 empty] | WECC Land-Use Screen |  |  | WECC Land-Use Screen |  |  | WECC Land-Use Screen |  |  | WECC Land-Use Screen
OBJECTID | IRP_Substation_Name | RESOLVE_Solar_Area | MWs Mapepd | Acres of MWs Mapped | Distance from Substation Selected (mi) | Lower Implications Area used by MWs Mapped | High Implications Area used by MWs Mapped | Core Screen Criteria Alignment Level | Lower Implications Area used by MWs Mapped | High Implications Area used by MWs Mapped | Core Screen Criteria Alignment Level | Lower Implications Area used by MWs Mapped | High Implications Area used by MWs Mapped | Core Screen Criteria Alignment Level | Lower Implications Area used by MWs Mapped | High Implications Area used by MWs Mapped | Core Screen Criteria Alignment Level
1 | DELANEY | ARIZONA | 600 | 6000 | 10 | 19.49% | 0% | 1 | 4.272% | 0% | 1 | 2.157% | 0% | 1 | 1.421% | 0% | 1
2 | GAMEBIRD | SNV | 800 | 8000 | 10 | 73.49% | 0% | 3 | 15.32% | 0% | 1 | 9.594% | 0% | 1 | 6.946% | 0% | 1
3 | MOHAVE | SNV | 1200 | 12000 | 10 | 338% | 4460% | 5 | 48.48% | 0% | 2 | 24.78% | 0% | 2 | 14.64% | 0% | 1
4 | HASSAYAMPA | ARIZONA | 702 | 7020 | 5 | 21.71% | 0% | 2 | 6.491% | 0% | 1 | 3.39% | 0% | 1 | 1.974% | 0% | 1
5 | ELDORADO | SNV | 0 | 0 | 10 | 0% | 0% | 1 | 0% | 0% | 1 | 0% | 0% | 1 | 0% | 0% | 1
6 | NORTH GILA | ARIZONA | 0 | 0 | 10 | 0% | 0% | 1 | 0% | 0% | 1 | 0% | 0% | 1 | 0% | 0% | 1
7 | LATHROP | SNV | 500 | 5000 | 10 | 69.91% | 0% | 3 | 11.58% | 0% | 1 | 4.782% | 0% | 1 | 3.767% | 0% | 1
8 | BEATTY | SNV | 800 | 8000 | 10 | 999.9% | 999.9% | 5 | 47.96% | 0% | 2 | 13.44% | 0% | 1 | 7.043% | 0% | 1
9 | VALLEY (VEA) | SNV | 0 | 0 | 10 | 0% | 0% | 1 | 0% | 0% | 1 | 0% | 0% | 1 | 0% | 0% | 1
10 | INNOVATION | SNV | 600 | 6000 | 10 | 24.3% | 0% | 2 | 9.41% | 0% | 1 | 5.495% | 0% | 1 | 4.04% | 0% | 1
11 | HOODOO WASH | ARIZONA | 1476.5 | 14765 | 5 | 35.27% | 0% | 2 | 9.333% | 0% | 1 | 5.449% | 0% | 1 | 3.537% | 0% | 1
12 | VISTA (VEA) | SNV | 200 | 2000 | 10 | 6.496% | 0% | 1 | 3.343% | 0% | 1 | 1.963% | 0% | 1 | 1.204% | 0% | 1
13 | DESERT VIEW | SNV | 500 | 5000 | 15 | 82.16% | 0% | 4 | 72.49% | 0% | 3 | 24.21% | 0% | 2 | 14.48% | 0% | 1
14 | CIELO AZUL | ARIZONA | 3325 | 33250 | 10 | 89.85% | 0% | 4 | 27.18% | 0% | 2 | 14.43% | 0% | 1 | 9.558% | 0% | 1
15 | TROUT CANYON | SNV | 1911 | 19110 | 15 | 456.4% | 8210% | 5 | 56.51% | 0% | 3 | 25.17% | 0% | 2 | 18.88% | 0% | 1
16 | SLOAN CANYON | SNV | 300 | 3000 | 10 | 116.4% | 98.76% | 5 | 57.43% | 0% | 3 | 16.05% | 0% | 1 | 8.056% | 0% | 1
17 | CHARLESTON PARK | SNV | 0 | 0 | 0 | 0% | 0% | 1 | 0% | 0% | 1 | 0% | 0% | 1 | 0% | 0% | 1
18 | JACKASS FLATS | SNV | 0 | 0 | 0 | 0% | 0% | 1 | 0% | 0% | 1 | 0% | 0% | 1 | 0% | 0% | 1
19 | MCCULLOUGH | SNV | 0 | 0 | 0 | 0% | 0% | 1 | 0% | 0% | 1 | 0% | 0% | 1 | 0% | 0% | 1
20 | MEAD | SNV | 0 | 0 | 0 | 0% | 0% | 1 | 0% | 0% | 1 | 0% | 0% | 1 | 0% | 0% | 1
21 | MERCURY | SNV | 0 | 0 | 10 | 0% | 0% | 1 | 0% | 0% | 1 | 0% | 0% | 1 | 0% | 0% | 1
22 | NORTHWEST (NVE) | SNV | 0 | 0 | 0 | 0% | 0% | 1 | 0% | 0% | 1 | 0% | 0% | 1 | 0% | 0% | 1
23 | PAHRUMP | SNV | 0 | 0 | 10 | 0% | 0% | 1 | 0% | 0% | 1 | 0% | 0% | 1 | 0% | 0% | 1
24 | PALO VERDE | ARIZONA | 0 | 0 | 10 | 0% | 0% | 1 | 0% | 0% | 1 | 0% | 0% | 1 | 0% | 0% | 1
25 | PRIMM | SNV | 0 | 0 | 10 | 0% | 0% | 1 | 0% | 0% | 1 | 0% | 0% | 1 | 0% | 0% | 1
26 | SANDY VALLEY | SNV | 0 | 0 | 10 | 0% | 0% | 1 | 0% | 0% | 1 | 0% | 0% | 1 | 0% | 0% | 1
27 | THOUSANDAIRE | SNV | 0 | 0 | 10 | 0% | 0% | 1 | 0% | 0% | 1 | 0% | 0% | 1 | 0% | 0% | 1
28 | VALLEY SWITCH | SNV | 0 | 0 | 10 | 0% | 0% | 1 | 0% | 0% | 1 | 0% | 0% | 1 | 0% | 0% | 1

## Land_EnvAnalysis_Wind_2040
Land-use and environmental criteria analysis for 2040 onshore wind resources mapped to in-California areas for 10, 15, 20 and 30 mile radii from substations. This analysis uses the values from the "LandEnv_Wind_Data_Xmi" 10 through 30 mile tabs to calculate criteria alignment. |  |  |  | Onshore Wind Resource Density Assumption
Parcelizations, Cropland Index, and Overdrafted Groundwater Criteria are not applied for onshore wind
|  |  |  | 40 | Acres/MW | 10-mile Radius From Substation Analysis | [40 empty] | 15-mile Radius From Substation Analysis | [40 empty] | 20-mile Radius From Substation Analysis | [40 empty] | 30-mile Radius From Substation Analysis
[6 empty] | 3. Land-use Feasibility Criteria Analysis | [16 empty] | 4. Environmental (Conservation and Biological) Impact Factors Criteria Analysis | [23 empty] | 3. Land-use Feasibility Criteria Analysis | [16 empty] | 4. Environmental (Conservation and Biological) Impact Factors Criteria Analysis | [23 empty] | 3. Land-use Feasibility Criteria Analysis | [16 empty] | 4. Environmental (Conservation and Biological) Impact Factors Criteria Analysis | [23 empty] | 3. Land-use Feasibility Criteria Analysis | [16 empty] | 4. Environmental (Conservation and Biological) Impact Factors Criteria Analysis
[6 empty] | CEC Core Land-Use Screen |  |  | CEC's Parcelization |  |  |  | CEC's Cropland Index |  |  |  | Criticially Overdrafted Groundwater Basin |  | Fire Threat |  |  |  | ACE Terrestrial Connectivity |  |  |  | ACE Biodiversity |  |  |  | ACE Irreplaceability |  |  |  | ACE Combined |  |  |  | Terrestrial Landscape Intactness |  |  |  | Wetlands |  |  |  | CEC Core Land-Use Screen |  |  | CEC's Parcelization |  |  |  | CEC's Cropland Index |  |  |  | Criticially Overdrafted Groundwater Basin |  | Fire Threat |  |  |  | ACE Terrestrial Connectivity |  |  |  | ACE Biodiversity |  |  |  | ACE Irreplaceability |  |  |  | ACE Combined |  |  |  | Terrestrial Landscape Intactness |  |  |  | Wetlands |  |  |  | CEC Core Land-Use Screen |  |  | CEC's Parcelization |  |  |  | CEC's Cropland Index |  |  |  | Criticially Overdrafted Groundwater Basin |  | Fire Threat |  |  |  | ACE Terrestrial Connectivity |  |  |  | ACE Biodiversity |  |  |  | ACE Irreplaceability |  |  |  | ACE Combined |  |  |  | Terrestrial Landscape Intactness |  |  |  | Wetlands |  |  |  | CEC Core Land-Use Screen |  |  | CEC's Parcelization |  |  |  | CEC's Cropland Index |  |  |  | Criticially Overdrafted Groundwater Basin |  | Fire Threat |  |  |  | ACE Terrestrial Connectivity |  |  |  | ACE Biodiversity |  |  |  | ACE Irreplaceability |  |  |  | ACE Combined |  |  |  | Terrestrial Landscape Intactness |  |  |  | Wetlands
OBJECTID | IRP_Substation_Name | RESOLVE_Wind_Area | MWs Mapepd | Acres of MWs Mapped | Distance from Substation Selected (mi) | Lower Implications Area used by MWs Mapped | High Implications Area used by MWs Mapped | Core Screen Criteria Alignment Level | Substation's 10th Percentile Value Parcelization | Low Parcelization (P ≤ 6) Area used by MWs Mapped | Medium Parcelization (6 < P ≤ 30) Area used by MWs Mapped | Parcelization Criteria Alignment Level | Total Potential Area Percentage High Value Cropland | Low Value Cropland used by MWs Mapped | High Value Cropland used by MWs Mapped | Cropland Index Criteria Alignment Level | Majority of Area within Critically Overdrafted Basin | Overdrafted Basin Criteria Alignment Level | Total Potential Area Percentage Tier 2 | Total Potential Area Percentage Tier 3 | Total Potential Area Percentage Tier 2 or 3 | Fire Threat Criteria Alignment Level | Total Potential Area Percentage Higher Implications | Low Implications Area used by MWs Mapped | Higher Implications Area used by MWs Mapped | ACE Connectivity Criteria Alignment | Total Potential Area Percentage Higher Implications | Low Implications Area used by MWs Mapped | Higher Implications Area used by MWs Mapped | ACE Biodiversity Criteria Alignment | Total Potential Area Percentage Higher Implications | Low Implications Area used by MWs Mapped | Higher Implications Area used by MWs Mapped | ACE Irreplaceability Criteria Alignment | Total Potential Area Percentage Higher Implications | Low Implications Area used by MWs Mapped | Higher Implications Area used by MWs Mapped | All ACE Criteria Alignment | Total Potential Area Percentage Higher Implications | Low Implications Area used by MWs Mapped | Higher Implications Area used by MWs Mapped | Intactness Criteria Alignment | Total Potential Area Percentage Higher Implications | Low Implications Area used by MWs Mapped | Higher Implications Area used by MWs Mapped | Wetlands Criteria Alignment | Lower Implications Area used by MWs Mapped | High Implications Area used by MWs Mapped | Core Screen Criteria Alignment Level | Substation's 10th Percentile Value Parcelization | Low Parcelization (P ≤ 6) Area used by MWs Mapped | Medium Parcelization (6 < P ≤ 30) Area used by MWs Mapped | Parcelization Criteria Alignment Level | Total Potential Area Percentage High Value Cropland | Low Value Cropland used by MWs Mapped | High Value Cropland used by MWs Mapped | Cropland Index Criteria Alignment Level | Majority of Area within Critically Overdrafted Basin | Overdrafted Basin Criteria Alignment Level | Total Potential Area Percentage Tier 2 | Total Potential Area Percentage Tier 3 | Total Potential Area Percentage Tier 2 or 3 | Fire Threat Criteria Alignment Level | Total Potential Area Percentage Higher Implications | Low Implications Area used by MWs Mapped | Higher Implications Area used by MWs Mapped | ACE Connectivity Criteria Alignment | Total Potential Area Percentage Higher Implications | Low Implications Area used by MWs Mapped | Higher Implications Area used by MWs Mapped | ACE Biodiversity Criteria Alignment | Total Potential Area Percentage Higher Implications | Low Implications Area used by MWs Mapped | Higher Implications Area used by MWs Mapped | ACE Irreplaceability Criteria Alignment | Total Potential Area Percentage Higher Implications | Low Implications Area used by MWs Mapped | Higher Implications Area used by MWs Mapped | All ACE Criteria Alignment | Total Potential Area Percentage Higher Implications | Low Implications Area used by MWs Mapped | Higher Implications Area used by MWs Mapped | Intactness Criteria Alignment | Total Potential Area Percentage Higher Implications | Low Implications Area used by MWs Mapped | Higher Implications Area used by MWs Mapped | Wetlands Criteria Alignment | Lower Implications Area used by MWs Mapped | High Implications Area used by MWs Mapped | Core Screen Criteria Alignment Level | Substation's 10th Percentile Value Parcelization | Low Parcelization (P ≤ 6) Area used by MWs Mapped | Medium Parcelization (6 < P ≤ 30) Area used by MWs Mapped | Parcelization Criteria Alignment Level | Total Potential Area Percentage High Value Cropland | Low Value Cropland used by MWs Mapped | High Value Cropland used by MWs Mapped | Cropland Index Criteria Alignment Level | Majority of Area within Critically Overdrafted Basin | Overdrafted Basin Criteria Alignment Level | Total Potential Area Percentage Tier 2 | Total Potential Area Percentage Tier 3 | Total Potential Area Percentage Tier 2 or 3 | Fire Threat Criteria Alignment Level | Total Potential Area Percentage Higher Implications | Low Implications Area used by MWs Mapped | Higher Implications Area used by MWs Mapped | ACE Connectivity Criteria Alignment | Total Potential Area Percentage Higher Implications | Low Implications Area used by MWs Mapped | Higher Implications Area used by MWs Mapped | ACE Biodiversity Criteria Alignment | Total Potential Area Percentage Higher Implications | Low Implications Area used by MWs Mapped | Higher Implications Area used by MWs Mapped | ACE Irreplaceability Criteria Alignment | Total Potential Area Percentage Higher Implications | Low Implications Area used by MWs Mapped | Higher Implications Area used by MWs Mapped | All ACE Criteria Alignment | Total Potential Area Percentage Higher Implications | Low Implications Area used by MWs Mapped | Higher Implications Area used by MWs Mapped | Intactness Criteria Alignment | Total Potential Area Percentage Higher Implications | Low Implications Area used by MWs Mapped | Higher Implications Area used by MWs Mapped | Wetlands Criteria Alignment | Lower Implications Area used by MWs Mapped | High Implications Area used by MWs Mapped | Core Screen Criteria Alignment Level | Substation's 10th Percentile Value Parcelization | Low Parcelization (P ≤ 6) Area used by MWs Mapped | Medium Parcelization (6 < P ≤ 30) Area used by MWs Mapped | Parcelization Criteria Alignment Level | Total Potential Area Percentage High Value Cropland | Low Value Cropland used by MWs Mapped | High Value Cropland used by MWs Mapped | Cropland Index Criteria Alignment Level | Majority of Area within Critically Overdrafted Basin | Overdrafted Basin Criteria Alignment Level | Total Potential Area Percentage Tier 2 | Total Potential Area Percentage Tier 3 | Total Potential Area Percentage Tier 2 or 3 | Fire Threat Criteria Alignment Level | Total Potential Area Percentage Higher Implications | Low Implications Area used by MWs Mapped | Higher Implications Area used by MWs Mapped | ACE Connectivity Criteria Alignment | Total Potential Area Percentage Higher Implications | Low Implications Area used by MWs Mapped | Higher Implications Area used by MWs Mapped | ACE Biodiversity Criteria Alignment | Total Potential Area Percentage Higher Implications | Low Implications Area used by MWs Mapped | Higher Implications Area used by MWs Mapped | ACE Irreplaceability Criteria Alignment | Total Potential Area Percentage Higher Implications | Low Implications Area used by MWs Mapped | Higher Implications Area used by MWs Mapped | All ACE Criteria Alignment | Total Potential Area Percentage Higher Implications | Low Implications Area used by MWs Mapped | Higher Implications Area used by MWs Mapped | Intactness Criteria Alignment | Total Potential Area Percentage Higher Implications | Low Implications Area used by MWs Mapped | Higher Implications Area used by MWs Mapped | Wetlands Criteria Alignment
0 | East Shore | Solano | 0 | 0 | 0 | 0% | 0% | 1 |  |  |  |  | 0% | [5 empty] | 0% | 38.63% | 38.63% | 5 | 29.91% | 0% | 0% | 1 | 19.74% | 0% | 0% | 1 | 65.07% | 0% | 0% | 2 | 77.2% | 0% | 0% | 3 | 35.01% | 0% | 0% | 1 | 13.57% | 0% | 0% | 1 | 0% | 0% | 1 |  |  |  |  | 0% | [5 empty] | 5.009% | 35.62% | 40.63% | 5 | 34.87% | 0% | 0% | 1 | 29.51% | 0% | 0% | 1 | 62.9% | 0% | 0% | 2 | 76.9% | 0% | 0% | 3 | 35.57% | 0% | 0% | 1 | 14.78% | 0% | 0% | 1 | 0% | 0% | 1 |  |  |  |  | 0.1041% | [5 empty] | 8.558% | 52.24% | 60.8% | 5 | 57.5% | 0% | 0% | 2 | 45.53% | 0% | 0% | 1 | 67.39% | 0% | 0% | 2 | 81.43% | 0% | 0% | 3 | 48.82% | 0% | 0% | 1 | 11.4% | 0% | 0% | 1 | 0% | 0% | 1 |  |  |  |  | 0.2259% | [5 empty] | 42.68% | 21.1% | 63.77% | 4 | 54.01% | 0% | 0% | 2 | 55.01% | 0% | 0% | 2 | 69.13% | 0% | 0% | 2 | 83.33% | 0% | 0% | 3 | 41.17% | 0% | 0% | 1 | 7.437% | 0% | 0% | 1
1 | Newark | Solano | 0 | 0 | 0 | 0% | 0% | 1 |  |  |  |  | 0% | [5 empty] | 21.93% | 42.95% | 64.88% | 5 | 54.12% | 0% | 0% | 2 | 20.81% | 0% | 0% | 1 | 49.45% | 0% | 0% | 1 | 82.76% | 0% | 0% | 3 | 53.16% | 0% | 0% | 2 | 31.96% | 0% | 0% | 1 | 0% | 0% | 1 |  |  |  |  | 0% | [5 empty] | 15.16% | 57.55% | 72.71% | 5 | 61.47% | 0% | 0% | 2 | 20.8% | 0% | 0% | 1 | 63.3% | 0% | 0% | 2 | 87.47% | 0% | 0% | 3 | 64.49% | 0% | 0% | 2 | 22.02% | 0% | 0% | 1 | 0% | 0% | 1 |  |  |  |  | 0.03057% | [5 empty] | 48.36% | 29.7% | 78.06% | 5 | 75.96% | 0% | 0% | 3 | 28.05% | 0% | 0% | 1 | 48.23% | 0% | 0% | 1 | 90% | 0% | 0% | 4 | 64.8% | 0% | 0% | 2 | 10.67% | 0% | 0% | 1 | 0% | 0% | 1 |  |  |  |  | 0.4455% | [5 empty] | 39.49% | 19.06% | 58.55% | 3 | 77.22% | 0% | 0% | 3 | 54.1% | 0% | 0% | 2 | 69.32% | 0% | 0% | 2 | 94.16% | 0% | 0% | 4 | 61.97% | 0% | 0% | 2 | 5.365% | 0% | 0% | 1
2 | Tesla | Solano | 300 | 12000 | 0 | 2453% | 16.49% | 5 |  |  |  |  | 24.99% | [5 empty] | 6.192% | 0% | 6.192% | 1 | 72.25% | 61.51% | 0% | 3 | 56.38% | 39.13% | 0% | 2 | 59.02% | 41.64% | 0% | 2 | 79.62% | 83.73% | 0% | 4 | 35.3% | 26.38% | 0% | 2 | 4.506% | 83.73% | 0% | 4 | 782.7% | 7.041% | 4 |  |  |  |  | 37.05% | [5 empty] | 13.42% | 1.181% | 14.61% | 2 | 59.98% | 19.96% | 0% | 2 | 38.29% | 12.95% | 0% | 1 | 39.29% | 13.16% | 0% | 1 | 66.45% | 23.82% | 0% | 2 | 28.97% | 11.25% | 0% | 1 | 5.307% | 23.82% | 0% | 2 | 89.53% | 0% | 4 |  |  |  |  | 40.7% | [5 empty] | 15.78% | 2.146% | 17.92% | 2 | 55.79% | 11.02% | 0% | 2 | 31.51% | 7.113% | 0% | 1 | 33.83% | 7.361% | 0% | 1 | 61.33% | 12.6% | 0% | 2 | 32.39% | 7.204% | 0% | 1 | 4.648% | 12.6% | 0% | 1 | 22.83% | 0% | 2 |  |  |  |  | 42.68% | [5 empty] | 17.09% | 2.696% | 19.78% | 2 | 53.44% | 5.816% | 0% | 2 | 30.12% | 3.875% | 0% | 1 | 33.84% | 4.093% | 0% | 1 | 63.71% | 7.462% | 0% | 2 | 29.17% | 3.823% | 0% | 1 | 5.85% | 7.462% | 0% | 1
3 | Cabrillo | Kern_Greater_Carrizo | 91.2 | 3648 | 10 | 88.31% | 0% | 4 |  |  |  |  | 4.112% | [5 empty] | 92.47% | 0% | 92.47% | 5 | 63.95% | 20.77% | 0% | 2 | 5.586% | 7.932% | 0% | 1 | 31.79% | 10.98% | 0% | 1 | 77.95% | 33.97% | 0% | 3 | 58.81% | 18.18% | 0% | 2 | 6.325% | 33.97% | 0% | 2 | 52.59% | 0% | 3 |  |  |  |  | 2.313% | [5 empty] | 92.61% | 0.4434% | 93.05% | 5 | 70.71% | 12.51% | 0% | 3 | 3.17% | 3.785% | 0% | 1 | 22.32% | 4.718% | 0% | 1 | 79.71% | 18.06% | 0% | 3 | 64.16% | 10.22% | 0% | 2 | 6.167% | 18.06% | 0% | 1 | 42.91% | 0% | 2 |  |  |  |  | 2.475% | [5 empty] | 88.51% | 2.77% | 91.28% | 5 | 69.4% | 10.9% | 0% | 2 | 2.885% | 3.434% | 0% | 1 | 21.86% | 4.268% | 0% | 1 | 79.11% | 15.96% | 0% | 3 | 62.61% | 8.92% | 0% | 2 | 6.063% | 15.96% | 0% | 1 | 30.81% | 0% | 2 |  |  |  |  | 3.909% | [5 empty] | 74.21% | 10.88% | 85.09% | 5 | 64.04% | 7.342% | 0% | 2 | 2.3% | 2.702% | 0% | 1 | 21.78% | 3.375% | 0% | 1 | 72.94% | 9.757% | 0% | 3 | 59.86% | 6.578% | 0% | 2 | 6.65% | 9.757% | 0% | 1
4 | Honcut | Northern_California | 0 | 0 | 0 | 0% | 0% | 1 |  |  |  |  | 35.34% | [5 empty] | 1.515% | 0% | 1.515% | 1 | 77.65% | 0% | 0% | 3 | 7.746% | 0% | 0% | 1 | 21.82% | 0% | 0% | 1 | 83.92% | 0% | 0% | 3 | 2.387% | 0% | 0% | 1 | 15.07% | 0% | 0% | 1 | 0% | 0% | 1 |  |  |  |  | 28.93% | [5 empty] | 1.384% | 0% | 1.384% | 1 | 61.5% | 0% | 0% | 2 | 14.8% | 0% | 0% | 1 | 36.04% | 0% | 0% | 1 | 82.59% | 0% | 0% | 3 | 7.414% | 0% | 0% | 1 | 11.43% | 0% | 0% | 1 | 0% | 0% | 1 |  |  |  |  | 26.04% | [5 empty] | 3.428% | 0.6989% | 4.127% | 2 | 55.66% | 0% | 0% | 2 | 18.35% | 0% | 0% | 1 | 39.01% | 0% | 0% | 1 | 80.21% | 0% | 0% | 3 | 7.222% | 0% | 0% | 1 | 12.03% | 0% | 0% | 1 | 0% | 0% | 1 |  |  |  |  | 38.8% | [5 empty] | 3.621% | 5.454% | 9.076% | 2 | 45.09% | 0% | 0% | 1 | 17.75% | 0% | 0% | 1 | 43.07% | 0% | 0% | 1 | 71.35% | 0% | 0% | 3 | 6.649% | 0% | 0% | 1 | 10.61% | 0% | 0% | 1
5 | Palermo | Northern_California | 0 | 0 | 0 | 0% | 0% | 1 |  |  |  |  | 14.25% | [5 empty] | 18.8% | 2.626% | 21.43% | 2 | 90.02% | 0% | 0% | 4 | 10% | 0% | 0% | 1 | 7.174% | 0% | 0% | 1 | 94.73% | 0% | 0% | 4 | 11.9% | 0% | 0% | 1 | 28.11% | 0% | 0% | 1 | 0% | 0% | 1 |  |  |  |  | 18.63% | [5 empty] | 9.415% | 7.016% | 16.43% | 2 | 80.68% | 0% | 0% | 3 | 13.93% | 0% | 0% | 1 | 30.32% | 0% | 0% | 1 | 91.74% | 0% | 0% | 4 | 9.584% | 0% | 0% | 1 | 20.5% | 0% | 0% | 1 | 0% | 0% | 1 |  |  |  |  | 19.42% | [5 empty] | 7.068% | 12.48% | 19.55% | 3 | 62.36% | 0% | 0% | 2 | 21.54% | 0% | 0% | 1 | 41.53% | 0% | 0% | 1 | 85.99% | 0% | 0% | 3 | 11.28% | 0% | 0% | 1 | 13.83% | 0% | 0% | 1 | 0% | 0% | 1 |  |  |  |  | 24.63% | [5 empty] | 13.46% | 13.65% | 27.11% | 3 | 41.32% | 0% | 0% | 1 | 24.91% | 0% | 0% | 1 | 44.33% | 0% | 0% | 1 | 73.54% | 0% | 0% | 3 | 15.91% | 0% | 0% | 1 | 10.51% | 0% | 0% | 1
6 | Table Mountain | Northern_California | 113 | 4520 | 0 | 164.2% | 2.945% | 4 |  |  |  |  | 9.331% | [5 empty] | 12.78% | 0.02539% | 12.81% | 2 | 82.76% | 41.78% | 0% | 3 | 25.74% | 9.701% | 0% | 1 | 47.26% | 13.66% | 0% | 1 | 95.58% | 163.1% | 2.917% | 5 | 11.08% | 8.101% | 0% | 1 | 26.52% | 163.1% | 2.917% | 4 | 20.16% | 0% | 2 |  |  |  |  | 13.39% | [5 empty] | 9.827% | 6.558% | 16.38% | 2 | 58.7% | 6.876% | 0% | 2 | 20.38% | 3.567% | 0% | 1 | 51.13% | 5.811% | 0% | 2 | 85.4% | 19.45% | 0% | 3 | 8.479% | 3.103% | 0% | 1 | 15.13% | 19.45% | 0% | 1 | 11.16% | 0% | 1 |  |  |  |  | 22.94% | [5 empty] | 9.497% | 10.79% | 20.28% | 3 | 50.46% | 3.408% | 0% | 2 | 22.67% | 2.183% | 0% | 1 | 51.7% | 3.496% | 0% | 2 | 82.5% | 9.65% | 0% | 3 | 10.44% | 1.885% | 0% | 1 | 14.64% | 9.65% | 0% | 1 | 2.774% | 0% | 1 |  |  |  |  | 30.83% | [5 empty] | 15.19% | 10.59% | 25.78% | 3 | 45.96% | 1.191% | 0% | 1 | 21.37% | 0.8184% | 0% | 1 | 39.03% | 1.055% | 0% | 1 | 71.97% | 2.296% | 0% | 3 | 18.72% | 0.7917% | 0% | 1 | 10.94% | 2.296% | 0% | 1
7 | Wyandotte | Northern_California | 0 | 0 | 0 | 0% | 0% | 1 |  |  |  |  | 8.156% | [5 empty] | 23.95% | 0.4301% | 24.38% | 2 | 90.03% | 0% | 0% | 4 | 18.62% | 0% | 0% | 1 | 16.16% | 0% | 0% | 1 | 97.97% | 0% | 0% | 5 | 15.22% | 0% | 0% | 1 | 31.33% | 0% | 0% | 1 | 0% | 0% | 1 |  |  |  |  | 14.53% | [5 empty] | 10.54% | 10.65% | 21.19% | 3 | 77.73% | 0% | 0% | 3 | 15.38% | 0% | 0% | 1 | 34.85% | 0% | 0% | 1 | 91.09% | 0% | 0% | 4 | 11.01% | 0% | 0% | 1 | 20.05% | 0% | 0% | 1 | 0% | 0% | 1 |  |  |  |  | 18.07% | [5 empty] | 7.839% | 13.87% | 21.7% | 3 | 59.56% | 0% | 0% | 2 | 22.22% | 0% | 0% | 1 | 45.29% | 0% | 0% | 1 | 85.73% | 0% | 0% | 3 | 11.6% | 0% | 0% | 1 | 13.4% | 0% | 0% | 1 | 0% | 0% | 1 |  |  |  |  | 25.02% | [5 empty] | 14.69% | 14.08% | 28.77% | 3 | 41.19% | 0% | 0% | 1 | 25.58% | 0% | 0% | 1 | 44.83% | 0% | 0% | 1 | 72.98% | 0% | 0% | 3 | 17.6% | 0% | 0% | 1 | 9.965% | 0% | 0% | 1
8 | Cortina | Northern_California | 0 | 0 | 0 | 0% | 0% | 1 |  |  |  |  | 38.84% | [5 empty] | 26.08% | 0% | 26.08% | 2 | 37.03% | 0% | 0% | 1 | 12.95% | 0% | 0% | 1 | 39.05% | 0% | 0% | 1 | 67.91% | 0% | 0% | 2 | 30.13% | 0% | 0% | 1 | 1.053% | 0% | 0% | 1 | 0% | 0% | 1 |  |  |  |  | 31.38% | [5 empty] | 39.23% | 0.001331% | 39.23% | 2 | 41.92% | 0% | 0% | 1 | 15.81% | 0% | 0% | 1 | 36.76% | 0% | 0% | 1 | 70.44% | 0% | 0% | 3 | 40.82% | 0% | 0% | 1 | 1.703% | 0% | 0% | 1 | 0% | 0% | 1 |  |  |  |  | 31.26% | [5 empty] | 37.07% | 0.1836% | 37.25% | 2 | 42.31% | 0% | 0% | 1 | 16.78% | 0% | 0% | 1 | 34.16% | 0% | 0% | 1 | 67.34% | 0% | 0% | 2 | 38.75% | 0% | 0% | 1 | 2.621% | 0% | 0% | 1 | 0% | 0% | 1 |  |  |  |  | 34.01% | [5 empty] | 28.3% | 0.9081% | 29.21% | 2 | 41.4% | 0% | 0% | 1 | 14.17% | 0% | 0% | 1 | 37.9% | 0% | 0% | 1 | 65.97% | 0% | 0% | 2 | 30.66% | 0% | 0% | 1 | 3.213% | 0% | 0% | 1
9 | Etiwanda | Greater_Kramer | 0 | 0 | 0 | 0% | 0% | 1 |  |  |  |  | 0% | [5 empty] | 18.2% | 81.8% | 100% | 5 | 100% | 0% | 0% | 5 | 73.53% | 0% | 0% | 3 | 77.06% | 0% | 0% | 3 | 100% | 0% | 0% | 5 | 71.29% | 0% | 0% | 3 | 3.9% | 0% | 0% | 1 | 0% | 0% | 1 |  |  |  |  | 0% | [5 empty] | 3.556% | 96.44% | 100% | 5 | 98.71% | 0% | 0% | 5 | 63.37% | 0% | 0% | 2 | 43.01% | 0% | 0% | 1 | 100% | 0% | 0% | 5 | 56.38% | 0% | 0% | 2 | 7.951% | 0% | 0% | 1 | 0% | 0% | 1 |  |  |  |  | 0.006669% | [5 empty] | 17.93% | 82.07% | 100% | 5 | 66.32% | 0% | 0% | 2 | 68.38% | 0% | 0% | 2 | 65.68% | 0% | 0% | 2 | 97.64% | 0% | 0% | 5 | 57.24% | 0% | 0% | 2 | 5.808% | 0% | 0% | 1 | 0% | 0% | 1 |  |  |  |  | 0.02337% | [5 empty] | 22.35% | 40.67% | 63.02% | 5 | 58.8% | 0% | 0% | 2 | 61.54% | 0% | 0% | 2 | 54.76% | 0% | 0% | 2 | 86.77% | 0% | 0% | 3 | 35.11% | 0% | 0% | 1 | 3.194% | 0% | 0% | 1
10 | Brentwood | Solano | 0 | 0 | 0 | 0% | 0% | 1 |  |  |  |  | 31.91% | [5 empty] | 31.41% | 5.943% | 37.35% | 2 | 44.28% | 0% | 0% | 1 | 44.84% | 0% | 0% | 1 | 44.33% | 0% | 0% | 1 | 61.5% | 0% | 0% | 2 | 16.24% | 0% | 0% | 1 | 13.19% | 0% | 0% | 1 | 0% | 0% | 1 |  |  |  |  | 46.43% | [5 empty] | 12.92% | 4.515% | 17.44% | 2 | 37.1% | 0% | 0% | 1 | 43.34% | 0% | 0% | 1 | 43.23% | 0% | 0% | 1 | 58% | 0% | 0% | 2 | 7.241% | 0% | 0% | 1 | 10.84% | 0% | 0% | 1 | 0% | 0% | 1 |  |  |  |  | 51.35% | [5 empty] | 7.9% | 2.749% | 10.65% | 2 | 33.4% | 0% | 0% | 1 | 38.48% | 0% | 0% | 1 | 37.46% | 0% | 0% | 1 | 50.52% | 0% | 0% | 2 | 7.862% | 0% | 0% | 1 | 10.74% | 0% | 0% | 1 | 0% | 0% | 1 |  |  |  |  | 42.44% | [5 empty] | 8.504% | 2.612% | 11.12% | 2 | 31.37% | 0% | 0% | 1 | 33.06% | 0% | 0% | 1 | 33.15% | 0% | 0% | 1 | 50% | 0% | 0% | 2 | 14.19% | 0% | 0% | 1 | 12.54% | 0% | 0% | 1
11 | Clayton | Solano | 0 | 0 | 0 | 0% | 0% | 1 |  |  |  |  | 0.0006289% | [5 empty] | 35.31% | 25.41% | 60.72% | 4 | 54.49% | 0% | 0% | 2 | 79.05% | 0% | 0% | 3 | 63.74% | 0% | 0% | 2 | 83.07% | 0% | 0% | 3 | 35.98% | 0% | 0% | 1 | 37.55% | 0% | 0% | 1 | 0% | 0% | 1 |  |  |  |  | 0.1394% | [5 empty] | 37.29% | 12.87% | 50.15% | 3 | 37.36% | 0% | 0% | 1 | 66.27% | 0% | 0% | 2 | 55.58% | 0% | 0% | 2 | 77.21% | 0% | 0% | 3 | 24.59% | 0% | 0% | 1 | 30.26% | 0% | 0% | 1 | 0% | 0% | 1 |  |  |  |  | 1.176% | [5 empty] | 30.67% | 10.68% | 41.35% | 3 | 34.02% | 0% | 0% | 1 | 57.8% | 0% | 0% | 2 | 62.6% | 0% | 0% | 2 | 79.14% | 0% | 0% | 3 | 20.48% | 0% | 0% | 1 | 23.26% | 0% | 0% | 1 | 0% | 0% | 1 |  |  |  |  | 30.29% | [5 empty] | 16.07% | 3.655% | 19.73% | 2 | 33.99% | 0% | 0% | 1 | 35.93% | 0% | 0% | 1 | 39.78% | 0% | 0% | 1 | 59.37% | 0% | 0% | 2 | 13.97% | 0% | 0% | 1 | 15.81% | 0% | 0% | 1
12 | Contra Costa | Solano | 0 | 0 | 15 | 0% | 0% | 1 |  |  |  |  | 4.056% | [5 empty] | 32.48% | 9.728% | 42.21% | 2 | 39.94% | 0% | 0% | 1 | 82.68% | 0% | 0% | 3 | 73.89% | 0% | 0% | 3 | 83.35% | 0% | 0% | 3 | 23.23% | 0% | 0% | 1 | 28.07% | 0% | 0% | 1 | 0% | 0% | 1 |  |  |  |  | 23.44% | [5 empty] | 15.95% | 6.593% | 22.54% | 2 | 34.09% | 0% | 0% | 1 | 54.35% | 0% | 0% | 2 | 49.95% | 0% | 0% | 1 | 65.93% | 0% | 0% | 2 | 9.75% | 0% | 0% | 1 | 23.94% | 0% | 0% | 1 | 0% | 0% | 1 |  |  |  |  | 38.92% | [5 empty] | 9.012% | 3.23% | 12.24% | 2 | 29.61% | 0% | 0% | 1 | 39.89% | 0% | 0% | 1 | 37.06% | 0% | 0% | 1 | 54.66% | 0% | 0% | 2 | 6.22% | 0% | 0% | 1 | 19.77% | 0% | 0% | 1 | 0% | 0% | 1 |  |  |  |  | 43.33% | [5 empty] | 9.944% | 2.57% | 12.51% | 2 | 26.37% | 0% | 0% | 1 | 30.39% | 0% | 0% | 1 | 33.71% | 0% | 0% | 1 | 47.69% | 0% | 0% | 1 | 10.22% | 0% | 0% | 1 | 12.84% | 0% | 0% | 1
13 | Pittsburg | Solano | 0 | 0 | 0 | 0% | 0% | 1 |  |  |  |  | 0.02388% | [5 empty] | 15.34% | 0.7862% | 16.12% | 2 | 45.66% | 0% | 0% | 1 | 69.81% | 0% | 0% | 2 | 42.47% | 0% | 0% | 1 | 79.81% | 0% | 0% | 3 | 11.82% | 0% | 0% | 1 | 59.43% | 0% | 0% | 2 | 0% | 0% | 1 |  |  |  |  | 4.223% | [5 empty] | 14.98% | 5.951% | 20.93% | 2 | 26.21% | 0% | 0% | 1 | 60.35% | 0% | 0% | 2 | 51.48% | 0% | 0% | 2 | 70.73% | 0% | 0% | 3 | 16.09% | 0% | 0% | 1 | 33.98% | 0% | 0% | 1 | 0% | 0% | 1 |  |  |  |  | 20.52% | [5 empty] | 17.03% | 4.262% | 21.29% | 2 | 25.65% | 0% | 0% | 1 | 46.46% | 0% | 0% | 1 | 46.55% | 0% | 0% | 1 | 63.51% | 0% | 0% | 2 | 11.18% | 0% | 0% | 1 | 23.23% | 0% | 0% | 1 | 0% | 0% | 1 |  |  |  |  | 39.5% | [5 empty] | 14.24% | 2.623% | 16.86% | 2 | 27.16% | 0% | 0% | 1 | 28.67% | 0% | 0% | 1 | 32.61% | 0% | 0% | 1 | 50.23% | 0% | 0% | 2 | 11.06% | 0% | 0% | 1 | 13.26% | 0% | 0% | 1
14 | San Bernardino | Greater_Kramer | 0 | 0 | 0 | 0% | 0% | 1 |  |  |  |  | 0% | [5 empty] | 0% | 100% | 100% | 5 | 100% | 0% | 0% | 5 | 4.058% | 0% | 0% | 1 | 100% | 0% | 0% | 5 | 100% | 0% | 0% | 5 | 8.743% | 0% | 0% | 1 | 10.72% | 0% | 0% | 1 | 0% | 0% | 1 |  |  |  |  | 0% | [5 empty] | 3.566% | 96.43% | 100% | 5 | 65.86% | 0% | 0% | 2 | 16.02% | 0% | 0% | 1 | 65.72% | 0% | 0% | 2 | 91.96% | 0% | 0% | 4 | 47.39% | 0% | 0% | 1 | 3.447% | 0% | 0% | 1 | 0% | 0% | 1 |  |  |  |  | 0.004945% | [5 empty] | 26.55% | 73.45% | 100% | 5 | 69.83% | 0% | 0% | 2 | 34.8% | 0% | 0% | 1 | 61.86% | 0% | 0% | 2 | 90.29% | 0% | 0% | 4 | 64.59% | 0% | 0% | 2 | 6.224% | 0% | 0% | 1 | 0% | 0% | 1 |  |  |  |  | 0.09746% | [5 empty] | 34.72% | 40.15% | 74.87% | 5 | 41.11% | 0% | 0% | 1 | 46.82% | 0% | 0% | 1 | 57.81% | 0% | 0% | 2 | 81.89% | 0% | 0% | 3 | 45.74% | 0% | 0% | 1 | 2.8% | 0% | 0% | 1
15 | Placerville | El_Dorado_Mariposa | 0 | 0 | 0 | 0% | 0% | 1 |  |  |  |  | 0% | [5 empty] | 0% | 0% | 0% | 1 | 0% | 0% | 0% | 1 | 0% | 0% | 0% | 1 | 0% | 0% | 0% | 1 | 0% | 0% | 0% | 1 | 0% | 0% | 0% | 1 | 0% | 0% | 0% | 1 | 0% | 0% | 1 |  |  |  |  | 0% | [5 empty] | 0% | 100% | 100% | 5 | 100% | 0% | 0% | 5 | 0% | 0% | 0% | 1 | 100% | 0% | 0% | 5 | 100% | 0% | 0% | 5 | 40.8% | 0% | 0% | 1 | 0% | 0% | 0% | 1 | 0% | 0% | 1 |  |  |  |  | 0% | [5 empty] | 52.92% | 47.08% | 100% | 5 | 57.31% | 0% | 0% | 2 | 26.86% | 0% | 0% | 1 | 3.121% | 0% | 0% | 1 | 58.35% | 0% | 0% | 2 | 73.75% | 0% | 0% | 3 | 0.05999% | 0% | 0% | 1 | 0% | 0% | 1 |  |  |  |  | 0% | [5 empty] | 88.75% | 10.72% | 99.47% | 5 | 8.608% | 0% | 0% | 1 | 15.99% | 0% | 0% | 1 | 4.995% | 0% | 0% | 1 | 26.29% | 0% | 0% | 1 | 75.89% | 0% | 0% | 3 | 2.679% | 0% | 0% | 1
16 | Cantua | Central_Valley_North_Los_Banos | 0 | 0 | 0 | 0% | 0% | 1 |  |  |  |  | 53.04% | [5 empty] | 0% | 0% | 0% | 1 | 20.08% | 0% | 0% | 1 | 0% | 0% | 0% | 1 | 6.303% | 0% | 0% | 1 | 22.78% | 0% | 0% | 1 | 5.483% | 0% | 0% | 1 | 0.2155% | 0% | 0% | 1 | 0% | 0% | 1 |  |  |  |  | 40.36% | [5 empty] | 0% | 0% | 0% | 1 | 19.63% | 0% | 0% | 1 | 0.00932% | 0% | 0% | 1 | 4.7% | 0% | 0% | 1 | 21.09% | 0% | 0% | 1 | 5.155% | 0% | 0% | 1 | 0.3529% | 0% | 0% | 1 | 0% | 0% | 1 |  |  |  |  | 39.83% | [5 empty] | 0% | 0% | 0% | 1 | 21.71% | 0% | 0% | 1 | 4.136% | 0% | 0% | 1 | 8.353% | 0% | 0% | 1 | 25.81% | 0% | 0% | 1 | 3.15% | 0% | 0% | 1 | 0.9663% | 0% | 0% | 1 | 0% | 0% | 1 |  |  |  |  | 44.57% | [5 empty] | 0.07034% | 0% | 0.07034% | 1 | 19.95% | 0% | 0% | 1 | 6.727% | 0% | 0% | 1 | 11.53% | 0% | 0% | 1 | 27.4% | 0% | 0% | 1 | 2.461% | 0% | 0% | 1 | 2.047% | 0% | 0% | 1
17 | Cheney | Central_Valley_North_Los_Banos | 0 | 0 | 0 | 0% | 0% | 1 |  |  |  |  | 33.35% | [5 empty] | 0% | 0% | 0% | 1 | 13.42% | 0% | 0% | 1 | 0% | 0% | 0% | 1 | 14.66% | 0% | 0% | 1 | 26.4% | 0% | 0% | 1 | 0% | 0% | 0% | 1 | 0.1474% | 0% | 0% | 1 | 0% | 0% | 1 |  |  |  |  | 31.15% | [5 empty] | 0% | 0% | 0% | 1 | 14.86% | 0% | 0% | 1 | 0.3186% | 0% | 0% | 1 | 11.51% | 0% | 0% | 1 | 23.77% | 0% | 0% | 1 | 0% | 0% | 0% | 1 | 0.7207% | 0% | 0% | 1 | 0% | 0% | 1 |  |  |  |  | 33.82% | [5 empty] | 0% | 0% | 0% | 1 | 28.31% | 0% | 0% | 1 | 3.642% | 0% | 0% | 1 | 10.22% | 0% | 0% | 1 | 34.63% | 0% | 0% | 1 | 0.5414% | 0% | 0% | 1 | 3.634% | 0% | 0% | 1 | 0% | 0% | 1 |  |  |  |  | 31.01% | [5 empty] | 1.666% | 0% | 1.666% | 1 | 33.79% | 0% | 0% | 1 | 8.516% | 0% | 0% | 1 | 14.07% | 0% | 0% | 1 | 40.28% | 0% | 0% | 1 | 6.428% | 0% | 0% | 1 | 5.368% | 0% | 0% | 1
18 | Gates | Central_Valley_North_Los_Banos | 0 | 0 | 0 | 0% | 0% | 1 |  |  |  |  | 91.73% | [5 empty] | 0% | 0% | 0% | 1 | 0% | 0% | 0% | 1 | 7.907% | 0% | 0% | 1 | 20.67% | 0% | 0% | 1 | 20.67% | 0% | 0% | 1 | 0% | 0% | 0% | 1 | 0.3768% | 0% | 0% | 1 | 0% | 0% | 1 |  |  |  |  | 75.91% | [5 empty] | 0% | 0% | 0% | 1 | 5.945% | 0% | 0% | 1 | 3.534% | 0% | 0% | 1 | 15.34% | 0% | 0% | 1 | 16.64% | 0% | 0% | 1 | 0.3555% | 0% | 0% | 1 | 0.1929% | 0% | 0% | 1 | 0% | 0% | 1 |  |  |  |  | 55.78% | [5 empty] | 1.617% | 0% | 1.617% | 1 | 15.07% | 0% | 0% | 1 | 2.068% | 0% | 0% | 1 | 9.428% | 0% | 0% | 1 | 21.37% | 0% | 0% | 1 | 10.87% | 0% | 0% | 1 | 0.5384% | 0% | 0% | 1 | 0% | 0% | 1 |  |  |  |  | 44.54% | [5 empty] | 1.705% | 0% | 1.705% | 1 | 16.67% | 0% | 0% | 1 | 2.224% | 0% | 0% | 1 | 6.571% | 0% | 0% | 1 | 19.95% | 0% | 0% | 1 | 9.787% | 0% | 0% | 1 | 1.172% | 0% | 0% | 1
19 | Helm | Central_Valley_North_Los_Banos | 0 | 0 | 0 | 0% | 0% | 1 |  |  |  |  | 21.08% | [5 empty] | 0% | 0% | 0% | 1 | 24.38% | 0% | 0% | 1 | 14.04% | 0% | 0% | 1 | 14.93% | 0% | 0% | 1 | 33.69% | 0% | 0% | 1 | 0% | 0% | 0% | 1 | 3.017% | 0% | 0% | 1 | 0% | 0% | 1 |  |  |  |  | 35.33% | [5 empty] | 0% | 0% | 0% | 1 | 19.91% | 0% | 0% | 1 | 9.253% | 0% | 0% | 1 | 11.68% | 0% | 0% | 1 | 26.72% | 0% | 0% | 1 | 0.09582% | 0% | 0% | 1 | 2.416% | 0% | 0% | 1 | 0% | 0% | 1 |  |  |  |  | 44.99% | [5 empty] | 0% | 0% | 0% | 1 | 19.04% | 0% | 0% | 1 | 6.836% | 0% | 0% | 1 | 9.668% | 0% | 0% | 1 | 25.27% | 0% | 0% | 1 | 0.3055% | 0% | 0% | 1 | 2.398% | 0% | 0% | 1 | 0% | 0% | 1 |  |  |  |  | 45.06% | [5 empty] | 0% | 0% | 0% | 1 | 21.45% | 0% | 0% | 1 | 7.408% | 0% | 0% | 1 | 12.17% | 0% | 0% | 1 | 28.69% | 0% | 0% | 1 | 2.143% | 0% | 0% | 1 | 4.126% | 0% | 0% | 1
20 | Kearney | Central_Valley_North_Los_Banos | 0 | 0 | 0 | 0% | 0% | 1 |  |  |  |  | 69.5% | [5 empty] | 0% | 0% | 0% | 1 | 2.335% | 0% | 0% | 1 | 0.1997% | 0% | 0% | 1 | 0.1997% | 0% | 0% | 1 | 2.534% | 0% | 0% | 1 | 0% | 0% | 0% | 1 | 0.3387% | 0% | 0% | 1 | 0% | 0% | 1 |  |  |  |  | 62.05% | [5 empty] | 0% | 0% | 0% | 1 | 5.802% | 0% | 0% | 1 | 7.432% | 0% | 0% | 1 | 7.432% | 0% | 0% | 1 | 12.37% | 0% | 0% | 1 | 0% | 0% | 0% | 1 | 1.416% | 0% | 0% | 1 | 0% | 0% | 1 |  |  |  |  | 51.09% | [5 empty] | 0% | 0% | 0% | 1 | 16.82% | 0% | 0% | 1 | 13.17% | 0% | 0% | 1 | 14.62% | 0% | 0% | 1 | 28.2% | 0% | 0% | 1 | 1.477% | 0% | 0% | 1 | 4.013% | 0% | 0% | 1 | 0% | 0% | 1 |  |  |  |  | 42.07% | [5 empty] | 0% | 0% | 0% | 1 | 20.78% | 0% | 0% | 1 | 13.03% | 0% | 0% | 1 | 16.24% | 0% | 0% | 1 | 30.45% | 0% | 0% | 1 | 1.909% | 0% | 0% | 1 | 6.257% | 0% | 0% | 1
21 | Kingsburg | Central_Valley_North_Los_Banos | 0 | 0 | 0 | 0% | 0% | 1 |  |  |  |  | 56.85% | [5 empty] | 0% | 0% | 0% | 1 | 0% | 0% | 0% | 1 | 0% | 0% | 0% | 1 | 0% | 0% | 0% | 1 | 0% | 0% | 0% | 1 | 0% | 0% | 0% | 1 | 3.046% | 0% | 0% | 1 | 0% | 0% | 1 |  |  |  |  | 68.3% | [5 empty] | 0% | 0% | 0% | 1 | 0% | 0% | 0% | 1 | 0% | 0% | 0% | 1 | 0% | 0% | 0% | 1 | 0% | 0% | 0% | 1 | 0% | 0% | 0% | 1 | 1.667% | 0% | 0% | 1 | 0% | 0% | 1 |  |  |  |  | 64.24% | [5 empty] | 0% | 0% | 0% | 1 | 2.501% | 0% | 0% | 1 | 0.5713% | 0% | 0% | 1 | 0.6409% | 0% | 0% | 1 | 2.501% | 0% | 0% | 1 | 0% | 0% | 0% | 1 | 1.957% | 0% | 0% | 1 | 0% | 0% | 1 |  |  |  |  | 50.13% | [5 empty] | 0% | 0% | 0% | 1 | 7.081% | 0% | 0% | 1 | 1.486% | 0% | 0% | 1 | 1.513% | 0% | 0% | 1 | 7.524% | 0% | 0% | 1 | 0% | 0% | 0% | 1 | 1.715% | 0% | 0% | 1
22 | Malaga | Central_Valley_North_Los_Banos | 0 | 0 | 0 | 0% | 0% | 1 |  |  |  |  | 77.3% | [5 empty] | 0% | 0% | 0% | 1 | 0% | 0% | 0% | 1 | 0% | 0% | 0% | 1 | 0% | 0% | 0% | 1 | 0% | 0% | 0% | 1 | 0% | 0% | 0% | 1 | 0.1576% | 0% | 0% | 1 | 0% | 0% | 1 |  |  |  |  | 72.68% | [5 empty] | 0% | 0% | 0% | 1 | 0% | 0% | 0% | 1 | 0% | 0% | 0% | 1 | 0% | 0% | 0% | 1 | 0% | 0% | 0% | 1 | 0% | 0% | 0% | 1 | 0.1102% | 0% | 0% | 1 | 0% | 0% | 1 |  |  |  |  | 61.6% | [5 empty] | 0% | 0% | 0% | 1 | 3.368% | 0% | 0% | 1 | 3.707% | 0% | 0% | 1 | 3.707% | 0% | 0% | 1 | 7.075% | 0% | 0% | 1 | 0.9841% | 0% | 0% | 1 | 2.659% | 0% | 0% | 1 | 0% | 0% | 1 |  |  |  |  | 46.7% | [5 empty] | 0% | 0% | 0% | 1 | 18.15% | 0% | 0% | 1 | 13.69% | 0% | 0% | 1 | 16.51% | 0% | 0% | 1 | 29% | 0% | 0% | 1 | 1.878% | 0% | 0% | 1 | 5.537% | 0% | 0% | 1
23 | McCall | Central_Valley_North_Los_Banos | 0 | 0 | 0 | 0% | 0% | 1 |  |  |  |  | 75.4% | [5 empty] | 0% | 0% | 0% | 1 | 0% | 0% | 0% | 1 | 0% | 0% | 0% | 1 | 0% | 0% | 0% | 1 | 0% | 0% | 0% | 1 | 0% | 0% | 0% | 1 | 0.1951% | 0% | 0% | 1 | 0% | 0% | 1 |  |  |  |  | 69.69% | [5 empty] | 0% | 0% | 0% | 1 | 0% | 0% | 0% | 1 | 0% | 0% | 0% | 1 | 0% | 0% | 0% | 1 | 0% | 0% | 0% | 1 | 0% | 0% | 0% | 1 | 1.131% | 0% | 0% | 1 | 0% | 0% | 1 |  |  |  |  | 66.41% | [5 empty] | 0% | 0% | 0% | 1 | 0.1389% | 0% | 0% | 1 | 0% | 0% | 0% | 1 | 0% | 0% | 0% | 1 | 0.1389% | 0% | 0% | 1 | 0% | 0% | 0% | 1 | 0.8492% | 0% | 0% | 1 | 0% | 0% | 1 |  |  |  |  | 50.15% | [5 empty] | 0% | 0% | 0% | 1 | 10.8% | 0% | 0% | 1 | 9.423% | 0% | 0% | 1 | 9.445% | 0% | 0% | 1 | 18.21% | 0% | 0% | 1 | 1.032% | 0% | 0% | 1 | 3.26% | 0% | 0% | 1
24 | Mc Mullin | Central_Valley_North_Los_Banos | 0 | 0 | 0 | 0% | 0% | 1 |  |  |  |  | 47.93% | [5 empty] | 0% | 0% | 0% | 1 | 14.46% | 0% | 0% | 1 | 7.626% | 0% | 0% | 1 | 7.626% | 0% | 0% | 1 | 17.45% | 0% | 0% | 1 | 0% | 0% | 0% | 1 | 1.405% | 0% | 0% | 1 | 0% | 0% | 1 |  |  |  |  | 46.91% | [5 empty] | 0% | 0% | 0% | 1 | 14.36% | 0% | 0% | 1 | 8.503% | 0% | 0% | 1 | 8.748% | 0% | 0% | 1 | 20.43% | 0% | 0% | 1 | 0% | 0% | 0% | 1 | 1.515% | 0% | 0% | 1 | 0% | 0% | 1 |  |  |  |  | 47.85% | [5 empty] | 0% | 0% | 0% | 1 | 16.3% | 0% | 0% | 1 | 6.918% | 0% | 0% | 1 | 7.529% | 0% | 0% | 1 | 20.74% | 0% | 0% | 1 | 0.05845% | 0% | 0% | 1 | 2.02% | 0% | 0% | 1 | 0% | 0% | 1 |  |  |  |  | 47.13% | [5 empty] | 0% | 0% | 0% | 1 | 18.77% | 0% | 0% | 1 | 8.825% | 0% | 0% | 1 | 13.09% | 0% | 0% | 1 | 26.99% | 0% | 0% | 1 | 2.131% | 0% | 0% | 1 | 4.825% | 0% | 0% | 1
25 | Mendota | Central_Valley_North_Los_Banos | 0 | 0 | 0 | 0% | 0% | 1 |  |  |  |  | 24.11% | [5 empty] | 0% | 0% | 0% | 1 | 13.99% | 0% | 0% | 1 | 1.727% | 0% | 0% | 1 | 10.8% | 0% | 0% | 1 | 23.57% | 0% | 0% | 1 | 0.3815% | 0% | 0% | 1 | 2.608% | 0% | 0% | 1 | 0% | 0% | 1 |  |  |  |  | 20.84% | [5 empty] | 0% | 0% | 0% | 1 | 37.46% | 0% | 0% | 1 | 6.991% | 0% | 0% | 1 | 16.48% | 0% | 0% | 1 | 46.04% | 0% | 0% | 1 | 1.942% | 0% | 0% | 1 | 7.325% | 0% | 0% | 1 | 0% | 0% | 1 |  |  |  |  | 25.98% | [5 empty] | 0% | 0% | 0% | 1 | 38.43% | 0% | 0% | 1 | 10.17% | 0% | 0% | 1 | 18.53% | 0% | 0% | 1 | 48.08% | 0% | 0% | 1 | 2.097% | 0% | 0% | 1 | 7.889% | 0% | 0% | 1 | 0% | 0% | 1 |  |  |  |  | 37.77% | [5 empty] | 0.312% | 0% | 0.312% | 1 | 28.51% | 0% | 0% | 1 | 7.774% | 0% | 0% | 1 | 11.91% | 0% | 0% | 1 | 34.63% | 0% | 0% | 1 | 3.071% | 0% | 0% | 1 | 5.021% | 0% | 0% | 1
26 | Oro Loma | Central_Valley_North_Los_Banos | 0 | 0 | 0 | 0% | 0% | 1 |  |  |  |  | 17.75% | [5 empty] | 0% | 0% | 0% | 1 | 1.23% | 0% | 0% | 1 | 0% | 0% | 0% | 1 | 0.04044% | 0% | 0% | 1 | 1.27% | 0% | 0% | 1 | 0% | 0% | 0% | 1 | 2.358% | 0% | 0% | 1 | 0% | 0% | 1 |  |  |  |  | 36.11% | [5 empty] | 0% | 0% | 0% | 1 | 29.44% | 0% | 0% | 1 | 1.039% | 0% | 0% | 1 | 10.38% | 0% | 0% | 1 | 34.36% | 0% | 0% | 1 | 1.894% | 0% | 0% | 1 | 6.475% | 0% | 0% | 1 | 0% | 0% | 1 |  |  |  |  | 34.53% | [5 empty] | 0% | 0% | 0% | 1 | 45.2% | 0% | 0% | 1 | 8.779% | 0% | 0% | 1 | 15.23% | 0% | 0% | 1 | 49.57% | 0% | 0% | 1 | 3.028% | 0% | 0% | 1 | 7.513% | 0% | 0% | 1 | 0% | 0% | 1 |  |  |  |  | 29% | [5 empty] | 0.749% | 0% | 0.749% | 1 | 43.77% | 0% | 0% | 1 | 12.27% | 0% | 0% | 1 | 19.65% | 0% | 0% | 1 | 51.56% | 0% | 0% | 2 | 5.435% | 0% | 0% | 1 | 8.542% | 0% | 0% | 1
27 | Panoche | Central_Valley_North_Los_Banos | 0 | 0 | 0 | 0% | 0% | 1 |  |  |  |  | 40.82% | [5 empty] | 0% | 0% | 0% | 1 | 0% | 0% | 0% | 1 | 0% | 0% | 0% | 1 | 25.2% | 0% | 0% | 1 | 25.2% | 0% | 0% | 1 | 0% | 0% | 0% | 1 | 0.2032% | 0% | 0% | 1 | 0% | 0% | 1 |  |  |  |  | 25.06% | [5 empty] | 0% | 0% | 0% | 1 | 16.16% | 0% | 0% | 1 | 0.02789% | 0% | 0% | 1 | 11.94% | 0% | 0% | 1 | 24.99% | 0% | 0% | 1 | 0% | 0% | 0% | 1 | 0.3938% | 0% | 0% | 1 | 0% | 0% | 1 |  |  |  |  | 31.36% | [5 empty] | 0.03385% | 0% | 0.03385% | 1 | 26.99% | 0% | 0% | 1 | 1.896% | 0% | 0% | 1 | 8.934% | 0% | 0% | 1 | 32.66% | 0% | 0% | 1 | 0.9213% | 0% | 0% | 1 | 3.752% | 0% | 0% | 1 | 0% | 0% | 1 |  |  |  |  | 29.74% | [5 empty] | 2.456% | 0% | 2.456% | 1 | 36.02% | 0% | 0% | 1 | 9.427% | 0% | 0% | 1 | 15.37% | 0% | 0% | 1 | 43.28% | 0% | 0% | 1 | 7.687% | 0% | 0% | 1 | 5.833% | 0% | 0% | 1
28 | Reedley | Central_Valley_North_Los_Banos | 0 | 0 | 0 | 0% | 0% | 1 |  |  |  |  | 0% | [5 empty] | 0% | 0% | 0% | 1 | 0% | 0% | 0% | 1 | 0% | 0% | 0% | 1 | 0% | 0% | 0% | 1 | 0% | 0% | 0% | 1 | 0% | 0% | 0% | 1 | 0% | 0% | 0% | 1 | 0% | 0% | 1 |  |  |  |  | 0% | [5 empty] | 0% | 0% | 0% | 1 | 0% | 0% | 0% | 1 | 0% | 0% | 0% | 1 | 0% | 0% | 0% | 1 | 0% | 0% | 0% | 1 | 0% | 0% | 0% | 1 | 0% | 0% | 0% | 1 | 0% | 0% | 1 |  |  |  |  | 52.85% | [5 empty] | 0% | 0% | 0% | 1 | 0% | 0% | 0% | 1 | 0% | 0% | 0% | 1 | 0% | 0% | 0% | 1 | 0% | 0% | 0% | 1 | 0% | 0% | 0% | 1 | 2.319% | 0% | 0% | 1 | 0% | 0% | 1 |  |  |  |  | 70.66% | [5 empty] | 0% | 0% | 0% | 1 | 0% | 0% | 0% | 1 | 0% | 0% | 0% | 1 | 0% | 0% | 0% | 1 | 0% | 0% | 0% | 1 | 0% | 0% | 0% | 1 | 1.091% | 0% | 0% | 1
29 | Sanger | Central_Valley_North_Los_Banos | 0 | 0 | 0 | 0% | 0% | 1 |  |  |  |  | 89.05% | [5 empty] | 0% | 0% | 0% | 1 | 0% | 0% | 0% | 1 | 0% | 0% | 0% | 1 | 0% | 0% | 0% | 1 | 0% | 0% | 0% | 1 | 0% | 0% | 0% | 1 | 0% | 0% | 0% | 1 | 0% | 0% | 1 |  |  |  |  | 80.05% | [5 empty] | 0% | 0% | 0% | 1 | 0% | 0% | 0% | 1 | 0% | 0% | 0% | 1 | 0% | 0% | 0% | 1 | 0% | 0% | 0% | 1 | 0% | 0% | 0% | 1 | 0.1765% | 0% | 0% | 1 | 0% | 0% | 1 |  |  |  |  | 65.4% | [5 empty] | 0% | 0% | 0% | 1 | 0% | 0% | 0% | 1 | 1.97% | 0% | 0% | 1 | 1.97% | 0% | 0% | 1 | 1.97% | 0% | 0% | 1 | 0.02449% | 0% | 0% | 1 | 0.8086% | 0% | 0% | 1 | 0% | 0% | 1 |  |  |  |  | 55.75% | [5 empty] | 0% | 0% | 0% | 1 | 12.45% | 0% | 0% | 1 | 12.19% | 0% | 0% | 1 | 14.44% | 0% | 0% | 1 | 23.21% | 0% | 0% | 1 | 2.434% | 0% | 0% | 1 | 5.474% | 0% | 0% | 1
30 | Schindler | Central_Valley_North_Los_Banos | 0 | 0 | 0 | 0% | 0% | 1 |  |  |  |  | 42.9% | [5 empty] | 0% | 0% | 0% | 1 | 8.416% | 0% | 0% | 1 | 0.2975% | 0% | 0% | 1 | 1.74% | 0% | 0% | 1 | 10.14% | 0% | 0% | 1 | 0% | 0% | 0% | 1 | 0.4949% | 0% | 0% | 1 | 0% | 0% | 1 |  |  |  |  | 50.56% | [5 empty] | 0% | 0% | 0% | 1 | 16.19% | 0% | 0% | 1 | 4.566% | 0% | 0% | 1 | 7.837% | 0% | 0% | 1 | 20.35% | 0% | 0% | 1 | 2.042% | 0% | 0% | 1 | 0.8358% | 0% | 0% | 1 | 0% | 0% | 1 |  |  |  |  | 47.81% | [5 empty] | 0% | 0% | 0% | 1 | 17.86% | 0% | 0% | 1 | 3.43% | 0% | 0% | 1 | 6.914% | 0% | 0% | 1 | 21.36% | 0% | 0% | 1 | 2.025% | 0% | 0% | 1 | 1.173% | 0% | 0% | 1 | 0% | 0% | 1 |  |  |  |  | 48.09% | [5 empty] | 0% | 0% | 0% | 1 | 15.77% | 0% | 0% | 1 | 5.248% | 0% | 0% | 1 | 8.089% | 0% | 0% | 1 | 20.71% | 0% | 0% | 1 | 1.557% | 0% | 0% | 1 | 1.974% | 0% | 0% | 1
31 | Wahtoke | Central_Valley_North_Los_Banos | 0 | 0 | 0 | 0% | 0% | 1 |  |  |  |  | 0% | [5 empty] | 0% | 0% | 0% | 1 | 0% | 0% | 0% | 1 | 0% | 0% | 0% | 1 | 0% | 0% | 0% | 1 | 0% | 0% | 0% | 1 | 0% | 0% | 0% | 1 | 0% | 0% | 0% | 1 | 0% | 0% | 1 |  |  |  |  | 57.36% | [5 empty] | 0% | 0% | 0% | 1 | 0% | 0% | 0% | 1 | 0% | 0% | 0% | 1 | 0% | 0% | 0% | 1 | 0% | 0% | 0% | 1 | 0% | 0% | 0% | 1 | 3.294% | 0% | 0% | 1 | 0% | 0% | 1 |  |  |  |  | 63.77% | [5 empty] | 0% | 0% | 0% | 1 | 0% | 0% | 0% | 1 | 0% | 0% | 0% | 1 | 0% | 0% | 0% | 1 | 0% | 0% | 0% | 1 | 0% | 0% | 0% | 1 | 1.981% | 0% | 0% | 1 | 0% | 0% | 1 |  |  |  |  | 62.75% | [5 empty] | 0% | 0% | 0% | 1 | 2.202% | 0% | 0% | 1 | 1.206% | 0% | 0% | 1 | 1.258% | 0% | 0% | 1 | 2.982% | 0% | 0% | 1 | 0% | 0% | 0% | 1 | 1.037% | 0% | 0% | 1
32 | West Fresno | Central_Valley_North_Los_Banos | 0 | 0 | 0 | 0% | 0% | 1 |  |  |  |  | 73.05% | [5 empty] | 0% | 0% | 0% | 1 | 0% | 0% | 0% | 1 | 0% | 0% | 0% | 1 | 0% | 0% | 0% | 1 | 0% | 0% | 0% | 1 | 0% | 0% | 0% | 1 | 0.07965% | 0% | 0% | 1 | 0% | 0% | 1 |  |  |  |  | 67.05% | [5 empty] | 0% | 0% | 0% | 1 | 4.661% | 0% | 0% | 1 | 2.086% | 0% | 0% | 1 | 2.086% | 0% | 0% | 1 | 6.746% | 0% | 0% | 1 | 0% | 0% | 0% | 1 | 1.064% | 0% | 0% | 1 | 0% | 0% | 1 |  |  |  |  | 56.77% | [5 empty] | 0% | 0% | 0% | 1 | 9.415% | 0% | 0% | 1 | 13.48% | 0% | 0% | 1 | 14.35% | 0% | 0% | 1 | 21.45% | 0% | 0% | 1 | 1.82% | 0% | 0% | 1 | 4.281% | 0% | 0% | 1 | 0% | 0% | 1 |  |  |  |  | 42.93% | [5 empty] | 0% | 0% | 0% | 1 | 20.32% | 0% | 0% | 1 | 15% | 0% | 0% | 1 | 18.09% | 0% | 0% | 1 | 31.42% | 0% | 0% | 1 | 2.226% | 0% | 0% | 1 | 6.615% | 0% | 0% | 1
33 | Glenn | Northern_California | 202.5 | 8100 | 10 | 14.47% | 0% | 1 |  |  |  |  | 54.46% | [5 empty] | 0% | 0% | 0% | 1 | 54.28% | 12.53% | 0% | 2 | 0.6119% | 5.765% | 0% | 1 | 1.186% | 5.799% | 0% | 1 | 54.87% | 12.7% | 0% | 2 | 3.566% | 5.942% | 0% | 1 | 16.73% | 12.7% | 0% | 1 | 7.523% | 0% | 1 |  |  |  |  | 44.38% | [5 empty] | 0.5671% | 0% | 0.5671% | 1 | 52.88% | 5.56% | 0% | 2 | 1.834% | 2.669% | 0% | 1 | 5.435% | 2.77% | 0% | 1 | 56.86% | 6.072% | 0% | 2 | 10.07% | 2.913% | 0% | 1 | 16.45% | 6.072% | 0% | 1 | 5.019% | 0% | 1 |  |  |  |  | 32.12% | [5 empty] | 8.474% | 0% | 8.474% | 1 | 48.49% | 2.996% | 0% | 1 | 3.277% | 1.596% | 0% | 1 | 6.899% | 1.658% | 0% | 1 | 53.2% | 3.298% | 0% | 2 | 25.97% | 2.085% | 0% | 1 | 15.73% | 3.298% | 0% | 1 | 3.14% | 0% | 1 |  |  |  |  | 24.57% | [5 empty] | 24.49% | 0.3372% | 24.83% | 2 | 41.48% | 1.395% | 0% | 1 | 5.759% | 0.8659% | 0% | 1 | 13.65% | 0.945% | 0% | 1 | 50.31% | 1.642% | 0% | 2 | 36.51% | 1.285% | 0% | 1 | 11.96% | 1.642% | 0% | 1
34 | Bridgeville | Humboldt | 0 | 0 | 0 | 0% | 0% | 1 |  |  |  |  | 0% | [5 empty] | 35.04% | 17.08% | 52.11% | 3 | 23.65% | 0% | 0% | 1 | 21.75% | 0% | 0% | 1 | 23.54% | 0% | 0% | 1 | 41.22% | 0% | 0% | 1 | 82.35% | 0% | 0% | 3 | 0.3489% | 0% | 0% | 1 | 0% | 0% | 1 |  |  |  |  | 0% | [5 empty] | 60.1% | 9.774% | 69.87% | 3 | 21.02% | 0% | 0% | 1 | 24.46% | 0% | 0% | 1 | 29.98% | 0% | 0% | 1 | 42.54% | 0% | 0% | 1 | 80.36% | 0% | 0% | 3 | 0.8378% | 0% | 0% | 1 | 0% | 0% | 1 |  |  |  |  | 0% | [5 empty] | 69.77% | 6.464% | 76.23% | 5 | 17% | 0% | 0% | 1 | 20.13% | 0% | 0% | 1 | 26.91% | 0% | 0% | 1 | 36.73% | 0% | 0% | 1 | 81.79% | 0% | 0% | 3 | 1.086% | 0% | 0% | 1 | 0% | 0% | 1 |  |  |  |  | 0% | [5 empty] | 79.23% | 3.053% | 82.28% | 5 | 10.08% | 0% | 0% | 1 | 23.76% | 0% | 0% | 1 | 29.56% | 0% | 0% | 1 | 35.86% | 0% | 0% | 1 | 75.05% | 0% | 0% | 3 | 4.042% | 0% | 0% | 1
35 | Humboldt | Humboldt | 0 | 0 | 0 | 0% | 0% | 1 |  |  |  |  | 0% | [5 empty] | 51.97% | 0% | 51.97% | 3 | 7.332% | 0% | 0% | 1 | 42.52% | 0% | 0% | 1 | 52.75% | 0% | 0% | 2 | 55.05% | 0% | 0% | 2 | 29.41% | 0% | 0% | 1 | 21.06% | 0% | 0% | 1 | 0% | 0% | 1 |  |  |  |  | 0% | [5 empty] | 47.92% | 0% | 47.92% | 2 | 4.893% | 0% | 0% | 1 | 33.63% | 0% | 0% | 1 | 37.91% | 0% | 0% | 1 | 40.43% | 0% | 0% | 1 | 41.02% | 0% | 0% | 1 | 21.06% | 0% | 0% | 1 | 0% | 0% | 1 |  |  |  |  | 0% | [5 empty] | 52.55% | 0.3382% | 52.89% | 3 | 4.057% | 0% | 0% | 1 | 24.66% | 0% | 0% | 1 | 28.56% | 0% | 0% | 1 | 31.16% | 0% | 0% | 1 | 50.68% | 0% | 0% | 2 | 14.94% | 0% | 0% | 1 | 0% | 0% | 1 |  |  |  |  | 0% | [5 empty] | 56.01% | 2.703% | 58.72% | 3 | 12.56% | 0% | 0% | 1 | 18.95% | 0% | 0% | 1 | 23.47% | 0% | 0% | 1 | 31.77% | 0% | 0% | 1 | 60.9% | 0% | 0% | 2 | 9.087% | 0% | 0% | 1
36 | El Centro | Greater_Imperial | 0 | 0 | 0 | 0% | 0% | 1 |  |  |  |  | 68.8% | [5 empty] | 0% | 0% | 0% | 1 | 2.535% | 0% | 0% | 1 | 4.131% | 0% | 0% | 1 | 4.131% | 0% | 0% | 1 | 6.666% | 0% | 0% | 1 | 0% | 0% | 0% | 1 | 6.459% | 0% | 0% | 1 | 0% | 0% | 1 |  |  |  |  | 71.31% | [5 empty] | 0% | 0% | 0% | 1 | 1.258% | 0% | 0% | 1 | 10.17% | 0% | 0% | 1 | 11.3% | 0% | 0% | 1 | 12.56% | 0% | 0% | 1 | 0.6204% | 0% | 0% | 1 | 5.327% | 0% | 0% | 1 | 0% | 0% | 1 |  |  |  |  | 66.32% | [5 empty] | 0% | 0% | 0% | 1 | 1.151% | 0% | 0% | 1 | 14.84% | 0% | 0% | 1 | 12.92% | 0% | 0% | 1 | 16.75% | 0% | 0% | 1 | 5.367% | 0% | 0% | 1 | 4.647% | 0% | 0% | 1 | 0% | 0% | 1 |  |  |  |  | 53.45% | [5 empty] | 0% | 0% | 0% | 1 | 6.544% | 0% | 0% | 1 | 17.05% | 0% | 0% | 1 | 15.23% | 0% | 0% | 1 | 24.16% | 0% | 0% | 1 | 15.64% | 0% | 0% | 1 | 5.004% | 0% | 0% | 1
37 | High Line | Greater_Imperial | 0 | 0 | 0 | 0% | 0% | 1 |  |  |  |  | 66.55% | [5 empty] | 0% | 0% | 0% | 1 | 0% | 0% | 0% | 1 | 29.09% | 0% | 0% | 1 | 29.09% | 0% | 0% | 1 | 29.09% | 0% | 0% | 1 | 7.724% | 0% | 0% | 1 | 6.343% | 0% | 0% | 1 | 0% | 0% | 1 |  |  |  |  | 64.4% | [5 empty] | 0% | 0% | 0% | 1 | 4.272% | 0% | 0% | 1 | 18.05% | 0% | 0% | 1 | 18.05% | 0% | 0% | 1 | 22.32% | 0% | 0% | 1 | 7.644% | 0% | 0% | 1 | 5.112% | 0% | 0% | 1 | 0% | 0% | 1 |  |  |  |  | 59.24% | [5 empty] | 0% | 0% | 0% | 1 | 5.293% | 0% | 0% | 1 | 13.68% | 0% | 0% | 1 | 13.78% | 0% | 0% | 1 | 18.97% | 0% | 0% | 1 | 9.335% | 0% | 0% | 1 | 5.25% | 0% | 0% | 1 | 0% | 0% | 1 |  |  |  |  | 55.26% | [5 empty] | 0% | 0% | 0% | 1 | 6.771% | 0% | 0% | 1 | 16.46% | 0% | 0% | 1 | 14.38% | 0% | 0% | 1 | 23.84% | 0% | 0% | 1 | 11.12% | 0% | 0% | 1 | 4.897% | 0% | 0% | 1
38 | Imperial Valley | Greater_Imperial | 0 | 0 | 0 | 0% | 0% | 1 |  |  |  |  | 39.12% | [5 empty] | 0% | 0% | 0% | 1 | 0% | 0% | 0% | 1 | 18.09% | 0% | 0% | 1 | 30.76% | 0% | 0% | 1 | 30.76% | 0% | 0% | 1 | 3.572% | 0% | 0% | 1 | 8.017% | 0% | 0% | 1 | 0% | 0% | 1 |  |  |  |  | 33.49% | [5 empty] | 0% | 0% | 0% | 1 | 9.089% | 0% | 0% | 1 | 5.4% | 0% | 0% | 1 | 9.183% | 0% | 0% | 1 | 18.27% | 0% | 0% | 1 | 27.94% | 0% | 0% | 1 | 5.29% | 0% | 0% | 1 | 0% | 0% | 1 |  |  |  |  | 49.57% | [5 empty] | 0% | 0% | 0% | 1 | 5.652% | 0% | 0% | 1 | 4.449% | 0% | 0% | 1 | 5.999% | 0% | 0% | 1 | 11.68% | 0% | 0% | 1 | 18.89% | 0% | 0% | 1 | 5.532% | 0% | 0% | 1 | 0% | 0% | 1 |  |  |  |  | 58.57% | [5 empty] | 0.2881% | 0% | 0.2881% | 1 | 2.786% | 0% | 0% | 1 | 16.26% | 0% | 0% | 1 | 13.82% | 0% | 0% | 1 | 19.88% | 0% | 0% | 1 | 13.3% | 0% | 0% | 1 | 4.46% | 0% | 0% | 1
39 | El Segundo | Greater_LA | 0 | 0 | 0 | 0% | 0% | 1 |  |  |  |  | 0% | [5 empty] | 18.34% | 0% | 18.34% | 1 | 2.903% | 0% | 0% | 1 | 30.71% | 0% | 0% | 1 | 55.33% | 0% | 0% | 2 | 58.23% | 0% | 0% | 2 | 0% | 0% | 0% | 1 | 0.1735% | 0% | 0% | 1 | 0% | 0% | 1 |  |  |  |  | 0% | [5 empty] | 9.051% | 0.837% | 9.888% | 2 | 2.464% | 0% | 0% | 1 | 5.876% | 0% | 0% | 1 | 77.8% | 0% | 0% | 3 | 80.27% | 0% | 0% | 3 | 0% | 0% | 0% | 1 | 0.0567% | 0% | 0% | 1 | 0% | 0% | 1 |  |  |  |  | 0% | [5 empty] | 3.67% | 1.56% | 5.23% | 2 | 1.12% | 0% | 0% | 1 | 2.674% | 0% | 0% | 1 | 53.04% | 0% | 0% | 2 | 54.16% | 0% | 0% | 2 | 0% | 0% | 0% | 1 | 0.1578% | 0% | 0% | 1 | 0% | 0% | 1 |  |  |  |  | 0% | [5 empty] | 1.917% | 22.85% | 24.77% | 4 | 3.025% | 0% | 0% | 1 | 7.996% | 0% | 0% | 1 | 54.77% | 0% | 0% | 2 | 57.8% | 0% | 0% | 2 | 3.725% | 0% | 0% | 1 | 3.105% | 0% | 0% | 1
40 | Arco | Central_Valley_North_Los_Banos | 0 | 0 | 0 | 0% | 0% | 1 |  |  |  |  | 0% | [5 empty] | 0% | 0% | 0% | 1 | 0% | 0% | 0% | 1 | 0% | 0% | 0% | 1 | 0% | 0% | 0% | 1 | 0% | 0% | 0% | 1 | 0% | 0% | 0% | 1 | 0% | 0% | 0% | 1 | 0% | 0% | 1 |  |  |  |  | 0% | [5 empty] | 37.29% | 0% | 37.29% | 2 | 80.98% | 0% | 0% | 3 | 0% | 0% | 0% | 1 | 24.69% | 0% | 0% | 1 | 92.96% | 0% | 0% | 4 | 69.57% | 0% | 0% | 2 | 0.2917% | 0% | 0% | 1 | 0% | 0% | 1 |  |  |  |  | 0.00393% | [5 empty] | 7.719% | 0% | 7.719% | 1 | 62.84% | 0% | 0% | 2 | 7.031% | 0% | 0% | 1 | 18.51% | 0% | 0% | 1 | 67.05% | 0% | 0% | 2 | 59.77% | 0% | 0% | 2 | 1.128% | 0% | 0% | 1 | 0% | 0% | 1 |  |  |  |  | 8.15% | [5 empty] | 4.453% | 0% | 4.453% | 1 | 47.95% | 0% | 0% | 1 | 3.153% | 0% | 0% | 1 | 14.04% | 0% | 0% | 1 | 52.76% | 0% | 0% | 2 | 52.95% | 0% | 0% | 2 | 1.038% | 0% | 0% | 1
41 | Bakersfield | Central_Valley_North_Los_Banos | 0 | 0 | 0 | 0% | 0% | 1 |  |  |  |  | 0% | [5 empty] | 0% | 0% | 0% | 1 | 0% | 0% | 0% | 1 | 0% | 0% | 0% | 1 | 0% | 0% | 0% | 1 | 0% | 0% | 0% | 1 | 0% | 0% | 0% | 1 | 0% | 0% | 0% | 1 | 0% | 0% | 1 |  |  |  |  | 0% | [5 empty] | 0% | 0% | 0% | 1 | 0% | 0% | 0% | 1 | 0% | 0% | 0% | 1 | 0% | 0% | 0% | 1 | 0% | 0% | 0% | 1 | 0% | 0% | 0% | 1 | 0% | 0% | 0% | 1 | 0% | 0% | 1 |  |  |  |  | 0% | [5 empty] | 0% | 0% | 0% | 1 | 0% | 0% | 0% | 1 | 0% | 0% | 0% | 1 | 0% | 0% | 0% | 1 | 0% | 0% | 0% | 1 | 0% | 0% | 0% | 1 | 0% | 0% | 0% | 1 | 0% | 0% | 1 |  |  |  |  | 0% | [5 empty] | 43.41% | 56.59% | 100% | 5 | 53.41% | 0% | 0% | 2 | 13.98% | 0% | 0% | 1 | 25.11% | 0% | 0% | 1 | 63.75% | 0% | 0% | 2 | 55.38% | 0% | 0% | 2 | 2.918% | 0% | 0% | 1
42 | Charca | Central_Valley_North_Los_Banos | 0 | 0 | 0 | 0% | 0% | 1 |  |  |  |  | 0% | [5 empty] | 0% | 0% | 0% | 1 | 0% | 0% | 0% | 1 | 0% | 0% | 0% | 1 | 0% | 0% | 0% | 1 | 0% | 0% | 0% | 1 | 0% | 0% | 0% | 1 | 0% | 0% | 0% | 1 | 0% | 0% | 1 |  |  |  |  | 0% | [5 empty] | 0% | 0% | 0% | 1 | 0% | 0% | 0% | 1 | 0% | 0% | 0% | 1 | 0% | 0% | 0% | 1 | 0% | 0% | 0% | 1 | 0% | 0% | 0% | 1 | 0% | 0% | 0% | 1 | 0% | 0% | 1 |  |  |  |  | 0% | [5 empty] | 0% | 0% | 0% | 1 | 0% | 0% | 0% | 1 | 0% | 0% | 0% | 1 | 0% | 0% | 0% | 1 | 0% | 0% | 0% | 1 | 0% | 0% | 0% | 1 | 0% | 0% | 0% | 1 | 0% | 0% | 1 |  |  |  |  | 0% | [5 empty] | 0% | 0% | 0% | 1 | 0% | 0% | 0% | 1 | 0% | 0% | 0% | 1 | 0% | 0% | 0% | 1 | 0% | 0% | 0% | 1 | 0% | 0% | 0% | 1 | 0% | 0% | 0% | 1
43 | Columbus | Central_Valley_North_Los_Banos | 0 | 0 | 15 | 0% | 0% | 1 |  |  |  |  | 0% | [5 empty] | 0% | 0% | 0% | 1 | 0% | 0% | 0% | 1 | 0% | 0% | 0% | 1 | 0% | 0% | 0% | 1 | 0% | 0% | 0% | 1 | 0% | 0% | 0% | 1 | 0% | 0% | 0% | 1 | 0% | 0% | 1 |  |  |  |  | 0% | [5 empty] | 0% | 0% | 0% | 1 | 0% | 0% | 0% | 1 | 0% | 0% | 0% | 1 | 0% | 0% | 0% | 1 | 0% | 0% | 0% | 1 | 0% | 0% | 0% | 1 | 0% | 0% | 0% | 1 | 0% | 0% | 1 |  |  |  |  | 0% | [5 empty] | 71.04% | 28.96% | 100% | 5 | 73.75% | 0% | 0% | 3 | 35.71% | 0% | 0% | 1 | 71.76% | 0% | 0% | 3 | 93.62% | 0% | 0% | 4 | 54.55% | 0% | 0% | 2 | 3.073% | 0% | 0% | 1 | 0% | 0% | 1 |  |  |  |  | 0.0485% | [5 empty] | 50.94% | 49.06% | 100% | 5 | 43.05% | 0% | 0% | 1 | 15.31% | 0% | 0% | 1 | 32.27% | 0% | 0% | 1 | 62.25% | 0% | 0% | 2 | 65.65% | 0% | 0% | 2 | 2.425% | 0% | 0% | 1
44 | Elk Hills | Central_Valley_North_Los_Banos | 0 | 0 | 0 | 0% | 0% | 1 |  |  |  |  | 0% | [5 empty] | 0% | 0% | 0% | 1 | 0% | 0% | 0% | 1 | 0% | 0% | 0% | 1 | 0% | 0% | 0% | 1 | 0% | 0% | 0% | 1 | 0% | 0% | 0% | 1 | 0% | 0% | 0% | 1 | 0% | 0% | 1 |  |  |  |  | 0% | [5 empty] | 0% | 0% | 0% | 1 | 0% | 0% | 0% | 1 | 0% | 0% | 0% | 1 | 0% | 0% | 0% | 1 | 0% | 0% | 0% | 1 | 0% | 0% | 0% | 1 | 0% | 0% | 0% | 1 | 0% | 0% | 1 |  |  |  |  | 0% | [5 empty] | 0% | 0% | 0% | 1 | 0% | 0% | 0% | 1 | 0% | 0% | 0% | 1 | 0% | 0% | 0% | 1 | 0% | 0% | 0% | 1 | 0% | 0% | 0% | 1 | 0% | 0% | 0% | 1 | 0% | 0% | 1 |  |  |  |  | 0% | [5 empty] | 40.34% | 0.1335% | 40.47% | 2 | 8.188% | 0% | 0% | 1 | 13.19% | 0% | 0% | 1 | 13.19% | 0% | 0% | 1 | 16.61% | 0% | 0% | 1 | 37.11% | 0% | 0% | 1 | 1.608% | 0% | 0% | 1
45 | Goose Lake | Central_Valley_North_Los_Banos | 0 | 0 | 0 | 0% | 0% | 1 |  |  |  |  | 0% | [5 empty] | 0% | 0% | 0% | 1 | 0% | 0% | 0% | 1 | 0% | 0% | 0% | 1 | 0% | 0% | 0% | 1 | 0% | 0% | 0% | 1 | 0% | 0% | 0% | 1 | 0% | 0% | 0% | 1 | 0% | 0% | 1 |  |  |  |  | 0% | [5 empty] | 0% | 0% | 0% | 1 | 0% | 0% | 0% | 1 | 0% | 0% | 0% | 1 | 0% | 0% | 0% | 1 | 0% | 0% | 0% | 1 | 0% | 0% | 0% | 1 | 0% | 0% | 0% | 1 | 0% | 0% | 1 |  |  |  |  | 0% | [5 empty] | 0% | 0% | 0% | 1 | 0% | 0% | 0% | 1 | 0% | 0% | 0% | 1 | 0% | 0% | 0% | 1 | 0% | 0% | 0% | 1 | 0% | 0% | 0% | 1 | 0% | 0% | 0% | 1 | 0% | 0% | 1 |  |  |  |  | 0% | [5 empty] | 0% | 0% | 0% | 1 | 43.76% | 0% | 0% | 1 | 1.923% | 0% | 0% | 1 | 13.39% | 0% | 0% | 1 | 51% | 0% | 0% | 2 | 59.41% | 0% | 0% | 2 | 1.602% | 0% | 0% | 1
46 | Kernridge | Central_Valley_North_Los_Banos | 0 | 0 | 0 | 0% | 0% | 1 |  |  |  |  | 0% | [5 empty] | 0% | 0% | 0% | 1 | 9.387% | 0% | 0% | 1 | 10.1% | 0% | 0% | 1 | 10.1% | 0% | 0% | 1 | 19.48% | 0% | 0% | 1 | 7.672% | 0% | 0% | 1 | 0% | 0% | 0% | 1 | 0% | 0% | 1 |  |  |  |  | 0% | [5 empty] | 0% | 0% | 0% | 1 | 36.26% | 0% | 0% | 1 | 3.377% | 0% | 0% | 1 | 23.5% | 0% | 0% | 1 | 48.97% | 0% | 0% | 1 | 46.95% | 0% | 0% | 1 | 1.462% | 0% | 0% | 1 | 0% | 0% | 1 |  |  |  |  | 0% | [5 empty] | 0% | 0% | 0% | 1 | 40.82% | 0% | 0% | 1 | 2.016% | 0% | 0% | 1 | 14.03% | 0% | 0% | 1 | 48.42% | 0% | 0% | 1 | 60.02% | 0% | 0% | 2 | 1.652% | 0% | 0% | 1 | 0% | 0% | 1 |  |  |  |  | 0% | [5 empty] | 10.78% | 0% | 10.78% | 1 | 46.72% | 0% | 0% | 1 | 4.766% | 0% | 0% | 1 | 9.373% | 0% | 0% | 1 | 53.63% | 0% | 0% | 2 | 64.91% | 0% | 0% | 2 | 1.452% | 0% | 0% | 1
47 | Lamont | Central_Valley_North_Los_Banos | 0 | 0 | 0 | 0% | 0% | 1 |  |  |  |  | 0% | [5 empty] | 0% | 0% | 0% | 1 | 0% | 0% | 0% | 1 | 0% | 0% | 0% | 1 | 0% | 0% | 0% | 1 | 0% | 0% | 0% | 1 | 0% | 0% | 0% | 1 | 0% | 0% | 0% | 1 | 0% | 0% | 1 |  |  |  |  | 0% | [5 empty] | 0% | 100% | 100% | 5 | 100% | 0% | 0% | 5 | 1.867% | 0% | 0% | 1 | 1.867% | 0% | 0% | 1 | 100% | 0% | 0% | 5 | 29.2% | 0% | 0% | 1 | 1.404% | 0% | 0% | 1 | 0% | 0% | 1 |  |  |  |  | 0% | [5 empty] | 17.39% | 82.61% | 100% | 5 | 63% | 0% | 0% | 2 | 14.9% | 0% | 0% | 1 | 17.29% | 0% | 0% | 1 | 68.92% | 0% | 0% | 2 | 46.75% | 0% | 0% | 1 | 2.849% | 0% | 0% | 1 | 0% | 0% | 1 |  |  |  |  | 0.1379% | [5 empty] | 67.7% | 24.57% | 92.26% | 5 | 47.5% | 0% | 0% | 1 | 14.22% | 0% | 0% | 1 | 37.78% | 0% | 0% | 1 | 64% | 0% | 0% | 2 | 70.84% | 0% | 0% | 3 | 2.518% | 0% | 0% | 1
48 | Lerdo | Central_Valley_North_Los_Banos | 0 | 0 | 0 | 0% | 0% | 1 |  |  |  |  | 0% | [5 empty] | 0% | 0% | 0% | 1 | 0% | 0% | 0% | 1 | 0% | 0% | 0% | 1 | 0% | 0% | 0% | 1 | 0% | 0% | 0% | 1 | 0% | 0% | 0% | 1 | 0% | 0% | 0% | 1 | 0% | 0% | 1 |  |  |  |  | 0% | [5 empty] | 0% | 0% | 0% | 1 | 0% | 0% | 0% | 1 | 0% | 0% | 0% | 1 | 0% | 0% | 0% | 1 | 0% | 0% | 0% | 1 | 0% | 0% | 0% | 1 | 0% | 0% | 0% | 1 | 0% | 0% | 1 |  |  |  |  | 0% | [5 empty] | 0% | 0% | 0% | 1 | 0% | 0% | 0% | 1 | 0% | 0% | 0% | 1 | 0% | 0% | 0% | 1 | 0% | 0% | 0% | 1 | 0% | 0% | 0% | 1 | 0% | 0% | 0% | 1 | 0% | 0% | 1 |  |  |  |  | 0% | [5 empty] | 100% | 0% | 100% | 5 | 35.91% | 0% | 0% | 1 | 0.007458% | 0% | 0% | 1 | 57.46% | 0% | 0% | 2 | 63.59% | 0% | 0% | 2 | 60.34% | 0% | 0% | 2 | 1.609% | 0% | 0% | 1
49 | Magunden | Central_Valley_North_Los_Banos | 0 | 0 | 0 | 0% | 0% | 1 |  |  |  |  | 0% | [5 empty] | 0% | 0% | 0% | 1 | 0% | 0% | 0% | 1 | 0% | 0% | 0% | 1 | 0% | 0% | 0% | 1 | 0% | 0% | 0% | 1 | 0% | 0% | 0% | 1 | 0% | 0% | 0% | 1 | 0% | 0% | 1 |  |  |  |  | 0% | [5 empty] | 0% | 0% | 0% | 1 | 0% | 0% | 0% | 1 | 0% | 0% | 0% | 1 | 0% | 0% | 0% | 1 | 0% | 0% | 0% | 1 | 0% | 0% | 0% | 1 | 0% | 0% | 0% | 1 | 0% | 0% | 1 |  |  |  |  | 0% | [5 empty] | 30.3% | 69.7% | 100% | 5 | 93.08% | 0% | 0% | 4 | 21.43% | 0% | 0% | 1 | 29.24% | 0% | 0% | 1 | 100% | 0% | 0% | 5 | 48.39% | 0% | 0% | 1 | 1.967% | 0% | 0% | 1 | 0% | 0% | 1 |  |  |  |  | 0.2683% | [5 empty] | 54.1% | 45.9% | 100% | 5 | 37.64% | 0% | 0% | 1 | 9.853% | 0% | 0% | 1 | 26.1% | 0% | 0% | 1 | 53.44% | 0% | 0% | 2 | 62.34% | 0% | 0% | 2 | 2.616% | 0% | 0% | 1
50 | Midway | Central_Valley_North_Los_Banos | 0 | 0 | 20 | 0% | 0% | 1 |  |  |  |  | 0% | [5 empty] | 0% | 0% | 0% | 1 | 0% | 0% | 0% | 1 | 0% | 0% | 0% | 1 | 0% | 0% | 0% | 1 | 0% | 0% | 0% | 1 | 0% | 0% | 0% | 1 | 0% | 0% | 0% | 1 | 0% | 0% | 1 |  |  |  |  | 0% | [5 empty] | 0% | 0% | 0% | 1 | 0% | 0% | 0% | 1 | 0% | 0% | 0% | 1 | 0% | 0% | 0% | 1 | 0% | 0% | 0% | 1 | 0% | 0% | 0% | 1 | 0% | 0% | 0% | 1 | 0% | 0% | 1 |  |  |  |  | 0% | [5 empty] | 0% | 0% | 0% | 1 | 0% | 0% | 0% | 1 | 0% | 0% | 0% | 1 | 0% | 0% | 0% | 1 | 0% | 0% | 0% | 1 | 0% | 0% | 0% | 1 | 0% | 0% | 0% | 1 | 0% | 0% | 1 |  |  |  |  | 0% | [5 empty] | 0% | 0% | 0% | 1 | 33.33% | 0% | 0% | 1 | 4.415% | 0% | 0% | 1 | 26.23% | 0% | 0% | 1 | 45.46% | 0% | 0% | 1 | 33.5% | 0% | 0% | 1 | 0.7522% | 0% | 0% | 1
51 | Norco | Central_Valley_North_Los_Banos | 0 | 0 | 15 | 0% | 0% | 1 |  |  |  |  | 0% | [5 empty] | 0% | 0% | 0% | 1 | 0% | 0% | 0% | 1 | 0% | 0% | 0% | 1 | 0% | 0% | 0% | 1 | 0% | 0% | 0% | 1 | 0% | 0% | 0% | 1 | 0% | 0% | 0% | 1 | 0% | 0% | 1 |  |  |  |  | 0% | [5 empty] | 0% | 0% | 0% | 1 | 0% | 0% | 0% | 1 | 0% | 0% | 0% | 1 | 0% | 0% | 0% | 1 | 0% | 0% | 0% | 1 | 0% | 0% | 0% | 1 | 0% | 0% | 0% | 1 | 0% | 0% | 1 |  |  |  |  | 0% | [5 empty] | 0% | 0% | 0% | 1 | 0% | 0% | 0% | 1 | 0% | 0% | 0% | 1 | 0% | 0% | 0% | 1 | 0% | 0% | 0% | 1 | 0% | 0% | 0% | 1 | 0% | 0% | 0% | 1 | 0% | 0% | 1 |  |  |  |  | 0% | [5 empty] | 86.46% | 0.05547% | 86.52% | 5 | 5.106% | 0% | 0% | 1 | 0% | 0% | 0% | 1 | 0% | 0% | 0% | 1 | 5.106% | 0% | 0% | 1 | 78.28% | 0% | 0% | 3 | 3.294% | 0% | 0% | 1
52 | Rio Bravo | Central_Valley_North_Los_Banos | 0 | 0 | 0 | 0% | 0% | 1 |  |  |  |  | 0% | [5 empty] | 0% | 0% | 0% | 1 | 0% | 0% | 0% | 1 | 0% | 0% | 0% | 1 | 0% | 0% | 0% | 1 | 0% | 0% | 0% | 1 | 0% | 0% | 0% | 1 | 0% | 0% | 0% | 1 | 0% | 0% | 1 |  |  |  |  | 0% | [5 empty] | 0% | 0% | 0% | 1 | 0% | 0% | 0% | 1 | 0% | 0% | 0% | 1 | 0% | 0% | 0% | 1 | 0% | 0% | 0% | 1 | 0% | 0% | 0% | 1 | 0% | 0% | 0% | 1 | 0% | 0% | 1 |  |  |  |  | 0% | [5 empty] | 0% | 0% | 0% | 1 | 0% | 0% | 0% | 1 | 0% | 0% | 0% | 1 | 0% | 0% | 0% | 1 | 0% | 0% | 0% | 1 | 0% | 0% | 0% | 1 | 0% | 0% | 0% | 1 | 0% | 0% | 1 |  |  |  |  | 0% | [5 empty] | 0% | 0% | 0% | 1 | 0% | 0% | 0% | 1 | 0% | 0% | 0% | 1 | 0% | 0% | 0% | 1 | 0% | 0% | 0% | 1 | 0% | 0% | 0% | 1 | 0% | 0% | 0% | 1
53 | Rosedale | Central_Valley_North_Los_Banos | 0 | 0 | 0 | 0% | 0% | 1 |  |  |  |  | 0% | [5 empty] | 0% | 0% | 0% | 1 | 0% | 0% | 0% | 1 | 0% | 0% | 0% | 1 | 0% | 0% | 0% | 1 | 0% | 0% | 0% | 1 | 0% | 0% | 0% | 1 | 0% | 0% | 0% | 1 | 0% | 0% | 1 |  |  |  |  | 0% | [5 empty] | 0% | 0% | 0% | 1 | 0% | 0% | 0% | 1 | 0% | 0% | 0% | 1 | 0% | 0% | 0% | 1 | 0% | 0% | 0% | 1 | 0% | 0% | 0% | 1 | 0% | 0% | 0% | 1 | 0% | 0% | 1 |  |  |  |  | 0% | [5 empty] | 0% | 0% | 0% | 1 | 0% | 0% | 0% | 1 | 0% | 0% | 0% | 1 | 0% | 0% | 0% | 1 | 0% | 0% | 0% | 1 | 0% | 0% | 0% | 1 | 0% | 0% | 0% | 1 | 0% | 0% | 1 |  |  |  |  | 0% | [5 empty] | 29.34% | 70.66% | 100% | 5 | 66.37% | 0% | 0% | 2 | 16.78% | 0% | 0% | 1 | 27.93% | 0% | 0% | 1 | 79.54% | 0% | 0% | 3 | 43.91% | 0% | 0% | 1 | 2.823% | 0% | 0% | 1
54 | Semitropic | Central_Valley_North_Los_Banos | 0 | 0 | 0 | 0% | 0% | 1 |  |  |  |  | 0% | [5 empty] | 0% | 0% | 0% | 1 | 0% | 0% | 0% | 1 | 0% | 0% | 0% | 1 | 0% | 0% | 0% | 1 | 0% | 0% | 0% | 1 | 0% | 0% | 0% | 1 | 0% | 0% | 0% | 1 | 0% | 0% | 1 |  |  |  |  | 0% | [5 empty] | 0% | 0% | 0% | 1 | 0% | 0% | 0% | 1 | 0% | 0% | 0% | 1 | 0% | 0% | 0% | 1 | 0% | 0% | 0% | 1 | 0% | 0% | 0% | 1 | 0% | 0% | 0% | 1 | 0% | 0% | 1 |  |  |  |  | 0% | [5 empty] | 0% | 0% | 0% | 1 | 0% | 0% | 0% | 1 | 0% | 0% | 0% | 1 | 0% | 0% | 0% | 1 | 0% | 0% | 0% | 1 | 0% | 0% | 0% | 1 | 0% | 0% | 0% | 1 | 0% | 0% | 1 |  |  |  |  | 0% | [5 empty] | 0% | 0% | 0% | 1 | 11.52% | 0% | 0% | 1 | 10.7% | 0% | 0% | 1 | 10.84% | 0% | 0% | 1 | 22.23% | 0% | 0% | 1 | 8.387% | 0% | 0% | 1 | 0% | 0% | 0% | 1
55 | Shafter | Central_Valley_North_Los_Banos | 0 | 0 | 0 | 0% | 0% | 1 |  |  |  |  | 0% | [5 empty] | 0% | 0% | 0% | 1 | 0% | 0% | 0% | 1 | 0% | 0% | 0% | 1 | 0% | 0% | 0% | 1 | 0% | 0% | 0% | 1 | 0% | 0% | 0% | 1 | 0% | 0% | 0% | 1 | 0% | 0% | 1 |  |  |  |  | 0% | [5 empty] | 0% | 0% | 0% | 1 | 0% | 0% | 0% | 1 | 0% | 0% | 0% | 1 | 0% | 0% | 0% | 1 | 0% | 0% | 0% | 1 | 0% | 0% | 0% | 1 | 0% | 0% | 0% | 1 | 0% | 0% | 1 |  |  |  |  | 0% | [5 empty] | 0% | 0% | 0% | 1 | 0% | 0% | 0% | 1 | 0% | 0% | 0% | 1 | 0% | 0% | 0% | 1 | 0% | 0% | 0% | 1 | 0% | 0% | 0% | 1 | 0% | 0% | 0% | 1 | 0% | 0% | 1 |  |  |  |  | 0% | [5 empty] | 0% | 0% | 0% | 1 | 0% | 0% | 0% | 1 | 0% | 0% | 0% | 1 | 0% | 0% | 0% | 1 | 0% | 0% | 0% | 1 | 0% | 0% | 0% | 1 | 0% | 0% | 0% | 1
56 | Smyrna | Central_Valley_North_Los_Banos | 0 | 0 | 0 | 0% | 0% | 1 |  |  |  |  | 0% | [5 empty] | 0% | 0% | 0% | 1 | 0% | 0% | 0% | 1 | 0% | 0% | 0% | 1 | 0% | 0% | 0% | 1 | 0% | 0% | 0% | 1 | 0% | 0% | 0% | 1 | 0% | 0% | 0% | 1 | 0% | 0% | 1 |  |  |  |  | 0% | [5 empty] | 0% | 0% | 0% | 1 | 0% | 0% | 0% | 1 | 0% | 0% | 0% | 1 | 0% | 0% | 0% | 1 | 0% | 0% | 0% | 1 | 0% | 0% | 0% | 1 | 0% | 0% | 0% | 1 | 0% | 0% | 1 |  |  |  |  | 0% | [5 empty] | 0% | 0% | 0% | 1 | 0% | 0% | 0% | 1 | 0% | 0% | 0% | 1 | 0% | 0% | 0% | 1 | 0% | 0% | 0% | 1 | 0% | 0% | 0% | 1 | 0% | 0% | 0% | 1 | 0% | 0% | 1 |  |  |  |  | 0% | [5 empty] | 0% | 0% | 0% | 1 | 0% | 0% | 0% | 1 | 0% | 0% | 0% | 1 | 0% | 0% | 0% | 1 | 0% | 0% | 0% | 1 | 0% | 0% | 0% | 1 | 0% | 0% | 0% | 1
57 | Stockdale | Central_Valley_North_Los_Banos | 0 | 0 | 0 | 0% | 0% | 1 |  |  |  |  | 0% | [5 empty] | 0% | 0% | 0% | 1 | 0% | 0% | 0% | 1 | 0% | 0% | 0% | 1 | 0% | 0% | 0% | 1 | 0% | 0% | 0% | 1 | 0% | 0% | 0% | 1 | 0% | 0% | 0% | 1 | 0% | 0% | 1 |  |  |  |  | 0% | [5 empty] | 0% | 0% | 0% | 1 | 0% | 0% | 0% | 1 | 0% | 0% | 0% | 1 | 0% | 0% | 0% | 1 | 0% | 0% | 0% | 1 | 0% | 0% | 0% | 1 | 0% | 0% | 0% | 1 | 0% | 0% | 1 |  |  |  |  | 0% | [5 empty] | 0% | 0% | 0% | 1 | 0% | 0% | 0% | 1 | 0% | 0% | 0% | 1 | 0% | 0% | 0% | 1 | 0% | 0% | 0% | 1 | 0% | 0% | 0% | 1 | 0% | 0% | 0% | 1 | 0% | 0% | 1 |  |  |  |  | 0% | [5 empty] | 23.14% | 76.53% | 99.66% | 5 | 63.73% | 0% | 0% | 2 | 15.96% | 0% | 0% | 1 | 25.61% | 0% | 0% | 1 | 75% | 0% | 0% | 3 | 39.69% | 0% | 0% | 1 | 2.736% | 0% | 0% | 1
58 | Taft | Central_Valley_North_Los_Banos | 0 | 0 | 0 | 0% | 0% | 1 |  |  |  |  | 0% | [5 empty] | 0% | 0% | 0% | 1 | 0% | 0% | 0% | 1 | 0% | 0% | 0% | 1 | 0% | 0% | 0% | 1 | 0% | 0% | 0% | 1 | 0% | 0% | 0% | 1 | 0% | 0% | 0% | 1 | 0% | 0% | 1 |  |  |  |  | 0% | [5 empty] | 0% | 0% | 0% | 1 | 0% | 0% | 0% | 1 | 0% | 0% | 0% | 1 | 0% | 0% | 0% | 1 | 0% | 0% | 0% | 1 | 0% | 0% | 0% | 1 | 0% | 0% | 0% | 1 | 0% | 0% | 1 |  |  |  |  | 0% | [5 empty] | 88.69% | 0% | 88.69% | 5 | 0% | 0% | 0% | 1 | 0% | 0% | 0% | 1 | 0% | 0% | 0% | 1 | 0% | 0% | 0% | 1 | 89.44% | 0% | 0% | 3 | 2.19% | 0% | 0% | 1 | 0% | 0% | 1 |  |  |  |  | 0% | [5 empty] | 19.33% | 0.4721% | 19.8% | 2 | 3.741% | 0% | 0% | 1 | 8.335% | 0% | 0% | 1 | 16.14% | 0% | 0% | 1 | 18.22% | 0% | 0% | 1 | 54.51% | 0% | 0% | 2 | 0.8131% | 0% | 0% | 1
59 | Temblor | Central_Valley_North_Los_Banos | 0 | 0 | 0 | 0% | 0% | 1 |  |  |  |  | 0% | [5 empty] | 0% | 0% | 0% | 1 | 13.62% | 0% | 0% | 1 | 27.99% | 0% | 0% | 1 | 27.99% | 0% | 0% | 1 | 35.01% | 0% | 0% | 1 | 0.604% | 0% | 0% | 1 | 0% | 0% | 0% | 1 | 0% | 0% | 1 |  |  |  |  | 0% | [5 empty] | 0% | 0% | 0% | 1 | 22.29% | 0% | 0% | 1 | 5.996% | 0% | 0% | 1 | 22.56% | 0% | 0% | 1 | 32.08% | 0% | 0% | 1 | 16.01% | 0% | 0% | 1 | 0.3386% | 0% | 0% | 1 | 0% | 0% | 1 |  |  |  |  | 0% | [5 empty] | 0% | 0% | 0% | 1 | 36.95% | 0% | 0% | 1 | 2.727% | 0% | 0% | 1 | 18.98% | 0% | 0% | 1 | 47.21% | 0% | 0% | 1 | 52.44% | 0% | 0% | 2 | 2.218% | 0% | 0% | 1 | 0% | 0% | 1 |  |  |  |  | 0% | [5 empty] | 11.05% | 0.6133% | 11.67% | 2 | 41.5% | 0% | 0% | 1 | 7.752% | 0% | 0% | 1 | 13.82% | 0% | 0% | 1 | 52.34% | 0% | 0% | 2 | 68.38% | 0% | 0% | 2 | 1.923% | 0% | 0% | 1
60 | Tupman | Central_Valley_North_Los_Banos | 0 | 0 | 0 | 0% | 0% | 1 |  |  |  |  | 0% | [5 empty] | 0% | 0% | 0% | 1 | 0% | 0% | 0% | 1 | 0% | 0% | 0% | 1 | 0% | 0% | 0% | 1 | 0% | 0% | 0% | 1 | 0% | 0% | 0% | 1 | 0% | 0% | 0% | 1 | 0% | 0% | 1 |  |  |  |  | 0% | [5 empty] | 0% | 0% | 0% | 1 | 0% | 0% | 0% | 1 | 0% | 0% | 0% | 1 | 0% | 0% | 0% | 1 | 0% | 0% | 0% | 1 | 0% | 0% | 0% | 1 | 0% | 0% | 0% | 1 | 0% | 0% | 1 |  |  |  |  | 0% | [5 empty] | 0% | 0% | 0% | 1 | 0% | 0% | 0% | 1 | 0% | 0% | 0% | 1 | 0% | 0% | 0% | 1 | 0% | 0% | 0% | 1 | 0% | 0% | 0% | 1 | 0% | 0% | 0% | 1 | 0% | 0% | 1 |  |  |  |  | 0% | [5 empty] | 0% | 0% | 0% | 1 | 0% | 0% | 0% | 1 | 0% | 0% | 0% | 1 | 0% | 0% | 0% | 1 | 0% | 0% | 0% | 1 | 0% | 0% | 0% | 1 | 0% | 0% | 0% | 1
61 | Westpark | Central_Valley_North_Los_Banos | 0 | 0 | 0 | 0% | 0% | 1 |  |  |  |  | 0% | [5 empty] | 0% | 0% | 0% | 1 | 0% | 0% | 0% | 1 | 0% | 0% | 0% | 1 | 0% | 0% | 0% | 1 | 0% | 0% | 0% | 1 | 0% | 0% | 0% | 1 | 0% | 0% | 0% | 1 | 0% | 0% | 1 |  |  |  |  | 0% | [5 empty] | 0% | 0% | 0% | 1 | 0% | 0% | 0% | 1 | 0% | 0% | 0% | 1 | 0% | 0% | 0% | 1 | 0% | 0% | 0% | 1 | 0% | 0% | 0% | 1 | 0% | 0% | 0% | 1 | 0% | 0% | 1 |  |  |  |  | 0% | [5 empty] | 0% | 0% | 0% | 1 | 0% | 0% | 0% | 1 | 0% | 0% | 0% | 1 | 0% | 0% | 0% | 1 | 0% | 0% | 0% | 1 | 0% | 0% | 0% | 1 | 0% | 0% | 0% | 1 | 0% | 0% | 1 |  |  |  |  | 0% | [5 empty] | 33.73% | 66.27% | 100% | 5 | 58.35% | 0% | 0% | 2 | 16.56% | 0% | 0% | 1 | 28% | 0% | 0% | 1 | 70.4% | 0% | 0% | 3 | 46.66% | 0% | 0% | 1 | 2.786% | 0% | 0% | 1
62 | Wheeler Ridge | Central_Valley_North_Los_Banos | 0 | 0 | 0 | 0% | 0% | 1 |  |  |  |  | 0% | [5 empty] | 0% | 0% | 0% | 1 | 0% | 0% | 0% | 1 | 0% | 0% | 0% | 1 | 0% | 0% | 0% | 1 | 0% | 0% | 0% | 1 | 0% | 0% | 0% | 1 | 0% | 0% | 0% | 1 | 0% | 0% | 1 |  |  |  |  | 0% | [5 empty] | 7.979% | 0% | 7.979% | 1 | 100% | 0% | 0% | 5 | 85.44% | 0% | 0% | 3 | 85.44% | 0% | 0% | 3 | 100% | 0% | 0% | 5 | 89.66% | 0% | 0% | 3 | 3.025% | 0% | 0% | 1 | 0% | 0% | 1 |  |  |  |  | 0.0004995% | [5 empty] | 61.8% | 9.778% | 71.57% | 3 | 70.83% | 0% | 0% | 3 | 47.21% | 0% | 0% | 1 | 66.93% | 0% | 0% | 2 | 92.84% | 0% | 0% | 4 | 58.56% | 0% | 0% | 2 | 3.753% | 0% | 0% | 1 | 0% | 0% | 1 |  |  |  |  | 0.778% | [5 empty] | 75.33% | 14.45% | 89.78% | 5 | 57.65% | 0% | 0% | 2 | 40.11% | 0% | 0% | 1 | 40.49% | 0% | 0% | 1 | 80.09% | 0% | 0% | 3 | 46.96% | 0% | 0% | 1 | 2.368% | 0% | 0% | 1
63 | Kern Oil | Central_Valley_North_Los_Banos | 0 | 0 | 0 | 0% | 0% | 1 |  |  |  |  | 0% | [5 empty] | 0% | 0% | 0% | 1 | 0% | 0% | 0% | 1 | 0% | 0% | 0% | 1 | 0% | 0% | 0% | 1 | 0% | 0% | 0% | 1 | 0% | 0% | 0% | 1 | 0% | 0% | 0% | 1 | 0% | 0% | 1 |  |  |  |  | 0% | [5 empty] | 0% | 0% | 0% | 1 | 0% | 0% | 0% | 1 | 0% | 0% | 0% | 1 | 0% | 0% | 0% | 1 | 0% | 0% | 0% | 1 | 0% | 0% | 0% | 1 | 0% | 0% | 0% | 1 | 0% | 0% | 1 |  |  |  |  | 0% | [5 empty] | 100% | 0% | 100% | 5 | 100% | 0% | 0% | 5 | 0% | 0% | 0% | 1 | 0% | 0% | 0% | 1 | 100% | 0% | 0% | 5 | 15.28% | 0% | 0% | 1 | 0% | 0% | 0% | 1 | 0% | 0% | 1 |  |  |  |  | 0% | [5 empty] | 42.92% | 57.08% | 100% | 5 | 52.2% | 0% | 0% | 2 | 16.95% | 0% | 0% | 1 | 31.72% | 0% | 0% | 1 | 68.85% | 0% | 0% | 2 | 51.37% | 0% | 0% | 2 | 2.889% | 0% | 0% | 1
64 | Inyokern | Greater_Kramer (Exclude) | 0 | 0 | 0 | 0% | 0% | 1 |  |  |  |  | 0% | [5 empty] | 0% | 0% | 0% | 1 | 57.83% | 0% | 0% | 2 | 26.29% | 0% | 0% | 1 | 8.628% | 0% | 0% | 1 | 62.23% | 0% | 0% | 2 | 37.49% | 0% | 0% | 1 | 0.002182% | 0% | 0% | 1 | 0% | 0% | 1 |  |  |  |  | 0% | [5 empty] | 3.822% | 0% | 3.822% | 1 | 57.77% | 0% | 0% | 2 | 26.1% | 0% | 0% | 1 | 11.33% | 0% | 0% | 1 | 65.37% | 0% | 0% | 2 | 37.68% | 0% | 0% | 1 | 0.2597% | 0% | 0% | 1 | 0% | 0% | 1 |  |  |  |  | 0.04211% | [5 empty] | 18.76% | 0% | 18.76% | 1 | 51.83% | 0% | 0% | 2 | 31.83% | 0% | 0% | 1 | 20.85% | 0% | 0% | 1 | 69.06% | 0% | 0% | 2 | 37.39% | 0% | 0% | 1 | 0.3353% | 0% | 0% | 1 | 0% | 0% | 1 |  |  |  |  | 1.24% | [5 empty] | 13.64% | 8.351% | 21.99% | 2 | 16.34% | 0% | 0% | 1 | 31.74% | 0% | 0% | 1 | 20.19% | 0% | 0% | 1 | 48.16% | 0% | 0% | 1 | 48.89% | 0% | 0% | 1 | 2.758% | 0% | 0% | 1
65 | Pastoria | Central_Valley_North_Los_Banos | 0 | 0 | 0 | 0% | 0% | 1 |  |  |  |  | 0.0004916% | [5 empty] | 70.46% | 0% | 70.46% | 3 | 86.02% | 0% | 0% | 3 | 66.96% | 0% | 0% | 2 | 79.43% | 0% | 0% | 3 | 100% | 0% | 0% | 5 | 67.29% | 0% | 0% | 2 | 3.012% | 0% | 0% | 1 | 0% | 0% | 1 |  |  |  |  | 1.406% | [5 empty] | 81.76% | 0.3244% | 82.08% | 5 | 65.07% | 0% | 0% | 2 | 64.84% | 0% | 0% | 2 | 69.08% | 0% | 0% | 2 | 96.78% | 0% | 0% | 5 | 48.87% | 0% | 0% | 1 | 2.884% | 0% | 0% | 1 | 0% | 0% | 1 |  |  |  |  | 1.213% | [5 empty] | 80.13% | 2.872% | 83% | 5 | 57.39% | 0% | 0% | 2 | 47.89% | 0% | 0% | 1 | 40.31% | 0% | 0% | 1 | 85.25% | 0% | 0% | 3 | 42.72% | 0% | 0% | 1 | 1.948% | 0% | 0% | 1 | 0% | 0% | 1 |  |  |  |  | 1.061% | [5 empty] | 61% | 13.8% | 74.8% | 3 | 46.39% | 0% | 0% | 1 | 35.19% | 0% | 0% | 1 | 30.52% | 0% | 0% | 1 | 72.74% | 0% | 0% | 3 | 39.3% | 0% | 0% | 1 | 2.703% | 0% | 0% | 1
66 | Ransburg | Greater_Kramer (Exclude) | 0 | 0 | 0 | 0% | 0% | 1 |  |  |  |  | 0% | [5 empty] | 0% | 0% | 0% | 1 | 43.08% | 0% | 0% | 1 | 0.02567% | 0% | 0% | 1 | 0% | 0% | 0% | 1 | 43.11% | 0% | 0% | 1 | 57.14% | 0% | 0% | 2 | 0% | 0% | 0% | 1 | 0% | 0% | 1 |  |  |  |  | 0% | [5 empty] | 0% | 0% | 0% | 1 | 47.09% | 0% | 0% | 1 | 20.54% | 0% | 0% | 1 | 3.57% | 0% | 0% | 1 | 65.7% | 0% | 0% | 2 | 61.38% | 0% | 0% | 2 | 0.04086% | 0% | 0% | 1 | 0% | 0% | 1 |  |  |  |  | 0.00358% | [5 empty] | 0% | 0% | 0% | 1 | 36.93% | 0% | 0% | 1 | 23.76% | 0% | 0% | 1 | 4.399% | 0% | 0% | 1 | 57.67% | 0% | 0% | 2 | 53.97% | 0% | 0% | 2 | 0.573% | 0% | 0% | 1 | 0% | 0% | 1 |  |  |  |  | 0.001855% | [5 empty] | 0.03196% | 0% | 0.03196% | 1 | 36.92% | 0% | 0% | 1 | 24.41% | 0% | 0% | 1 | 6.555% | 0% | 0% | 1 | 56.64% | 0% | 0% | 2 | 47.84% | 0% | 0% | 1 | 0.5235% | 0% | 0% | 1
67 | Sycamore | Central_Valley_North_Los_Banos | 0 | 0 | 0 | 0% | 0% | 1 |  |  |  |  | 0% | [5 empty] | 0% | 0% | 0% | 1 | 0% | 0% | 0% | 1 | 0% | 0% | 0% | 1 | 0% | 0% | 0% | 1 | 0% | 0% | 0% | 1 | 0% | 0% | 0% | 1 | 0% | 0% | 0% | 1 | 0% | 0% | 1 |  |  |  |  | 0% | [5 empty] | 0% | 0% | 0% | 1 | 0% | 0% | 0% | 1 | 0% | 0% | 0% | 1 | 0% | 0% | 0% | 1 | 0% | 0% | 0% | 1 | 0% | 0% | 0% | 1 | 0% | 0% | 0% | 1 | 0% | 0% | 1 |  |  |  |  | 0% | [5 empty] | 100% | 0% | 100% | 5 | 88.51% | 0% | 0% | 3 | 0% | 0% | 0% | 1 | 84.34% | 0% | 0% | 3 | 100% | 0% | 0% | 5 | 40.97% | 0% | 0% | 1 | 0.1133% | 0% | 0% | 1 | 0% | 0% | 1 |  |  |  |  | 0% | [5 empty] | 40.65% | 59.35% | 100% | 5 | 48.44% | 0% | 0% | 1 | 20.37% | 0% | 0% | 1 | 37.23% | 0% | 0% | 1 | 71.45% | 0% | 0% | 3 | 54.5% | 0% | 0% | 2 | 3.019% | 0% | 0% | 1
68 | Avenal | Central_Valley_North_Los_Banos | 0 | 0 | 0 | 0% | 0% | 1 |  |  |  |  | 0% | [5 empty] | 0.2039% | 0% | 0.2039% | 1 | 63.16% | 0% | 0% | 2 | 0% | 0% | 0% | 1 | 32.42% | 0% | 0% | 1 | 78.32% | 0% | 0% | 3 | 52.54% | 0% | 0% | 2 | 0.2618% | 0% | 0% | 1 | 0% | 0% | 1 |  |  |  |  | 22.83% | [5 empty] | 7.022% | 0% | 7.022% | 1 | 45.02% | 0% | 0% | 1 | 0% | 0% | 0% | 1 | 17.97% | 0% | 0% | 1 | 52.76% | 0% | 0% | 2 | 57.88% | 0% | 0% | 2 | 0.6148% | 0% | 0% | 1 | 0% | 0% | 1 |  |  |  |  | 44.57% | [5 empty] | 7.872% | 0% | 7.872% | 1 | 26.32% | 0% | 0% | 1 | 6.743% | 0% | 0% | 1 | 19.22% | 0% | 0% | 1 | 37.81% | 0% | 0% | 1 | 35.31% | 0% | 0% | 1 | 0.5137% | 0% | 0% | 1 | 0% | 0% | 1 |  |  |  |  | 35.82% | [5 empty] | 2.742% | 0% | 2.742% | 1 | 27.32% | 0% | 0% | 1 | 3.055% | 0% | 0% | 1 | 11.33% | 0% | 0% | 1 | 32.36% | 0% | 0% | 1 | 22.7% | 0% | 0% | 1 | 1.192% | 0% | 0% | 1
69 | Corcoran | Central_Valley_North_Los_Banos | 0 | 0 | 0 | 0% | 0% | 1 |  |  |  |  | 3.259% | [5 empty] | 0% | 0% | 0% | 1 | 0% | 0% | 0% | 1 | 0% | 0% | 0% | 1 | 0% | 0% | 0% | 1 | 0% | 0% | 0% | 1 | 0% | 0% | 0% | 1 | 1.834% | 0% | 0% | 1 | 0% | 0% | 1 |  |  |  |  | 10.17% | [5 empty] | 0% | 0% | 0% | 1 | 0% | 0% | 0% | 1 | 0% | 0% | 0% | 1 | 0% | 0% | 0% | 1 | 0% | 0% | 0% | 1 | 0% | 0% | 0% | 1 | 3.207% | 0% | 0% | 1 | 0% | 0% | 1 |  |  |  |  | 15.96% | [5 empty] | 0% | 0% | 0% | 1 | 0.05346% | 0% | 0% | 1 | 0% | 0% | 0% | 1 | 0% | 0% | 0% | 1 | 0.05346% | 0% | 0% | 1 | 0% | 0% | 0% | 1 | 4.033% | 0% | 0% | 1 | 0% | 0% | 1 |  |  |  |  | 45.6% | [5 empty] | 0% | 0% | 0% | 1 | 3.836% | 0% | 0% | 1 | 1.01% | 0% | 0% | 1 | 3.746% | 0% | 0% | 1 | 5.763% | 0% | 0% | 1 | 0.2457% | 0% | 0% | 1 | 2.551% | 0% | 0% | 1
70 | Henrietta | Central_Valley_North_Los_Banos | 0 | 0 | 0 | 0% | 0% | 1 |  |  |  |  | 54.46% | [5 empty] | 0% | 0% | 0% | 1 | 1.685% | 0% | 0% | 1 | 1.641% | 0% | 0% | 1 | 1.785% | 0% | 0% | 1 | 3.298% | 0% | 0% | 1 | 0% | 0% | 0% | 1 | 3.095% | 0% | 0% | 1 | 0% | 0% | 1 |  |  |  |  | 57.26% | [5 empty] | 0% | 0% | 0% | 1 | 5.307% | 0% | 0% | 1 | 2.556% | 0% | 0% | 1 | 6.026% | 0% | 0% | 1 | 10.84% | 0% | 0% | 1 | 0% | 0% | 0% | 1 | 1.872% | 0% | 0% | 1 | 0% | 0% | 1 |  |  |  |  | 51.69% | [5 empty] | 0% | 0% | 0% | 1 | 6.457% | 0% | 0% | 1 | 1.572% | 0% | 0% | 1 | 4.842% | 0% | 0% | 1 | 10.42% | 0% | 0% | 1 | 0.1222% | 0% | 0% | 1 | 1.611% | 0% | 0% | 1 | 0% | 0% | 1 |  |  |  |  | 48.36% | [5 empty] | 0% | 0% | 0% | 1 | 11.58% | 0% | 0% | 1 | 2.895% | 0% | 0% | 1 | 5.43% | 0% | 0% | 1 | 14.35% | 0% | 0% | 1 | 2.554% | 0% | 0% | 1 | 1.246% | 0% | 0% | 1
71 | Eagle Rock | Mendocino_Marin | 131.2 | 5248 | 0 | 999.9% | 9.088% | 4 |  |  |  |  | 2.687% | [5 empty] | 11.16% | 84.03% | 95.18% | 5 | 69.02% | 29.34% | 0% | 2 | 61.32% | 23.5% | 0% | 2 | 78.97% | 43.22% | 0% | 3 | 100% | 999% | 9.088% | 5 | 35.85% | 14.17% | 0% | 1 | 1.227% | 999% | 9.088% | 4 | 376.3% | 4.258% | 4 |  |  |  |  | 2.927% | [5 empty] | 29.6% | 64.23% | 93.84% | 5 | 68.06% | 17.88% | 0% | 2 | 49.13% | 11.23% | 0% | 1 | 77.52% | 25.41% | 0% | 3 | 97.5% | 228.7% | 3.296% | 5 | 41.21% | 9.714% | 0% | 1 | 1.272% | 228.7% | 3.296% | 4 | 56.42% | 0% | 3 |  |  |  |  | 2.196% | [5 empty] | 49.69% | 44.8% | 94.49% | 5 | 65.71% | 9.595% | 0% | 2 | 34.41% | 5.017% | 0% | 1 | 65.98% | 9.672% | 0% | 2 | 89.21% | 30.5% | 0% | 3 | 52.05% | 6.862% | 0% | 2 | 1.253% | 30.5% | 0% | 2 | 33.63% | 0% | 2 |  |  |  |  | 1.539% | [5 empty] | 64.34% | 32.27% | 96.62% | 5 | 52.36% | 3.67% | 0% | 2 | 31.27% | 2.543% | 0% | 1 | 60.28% | 4.401% | 0% | 2 | 82.88% | 10.21% | 0% | 3 | 66.46% | 5.212% | 0% | 2 | 1.15% | 10.21% | 0% | 1
72 | Leavitt | Northern_California | 300 | 12000 | 20 | 660% | 33.61% | 5 |  |  |  |  | 0% | [5 empty] | 95% | 0% | 95% | 5 | 55.31% | 83.62% | 0% | 4 | 23.74% | 49% | 0% | 2 | 25.77% | 50.34% | 0% | 3 | 76.92% | 161.9% | 18.57% | 5 | 69.73% | 123.5% | 10.18% | 5 | 8.27% | 161.9% | 18.57% | 5 | 79.68% | 0% | 3 |  |  |  |  | 0% | [5 empty] | 96.72% | 0% | 96.72% | 5 | 43.36% | 18.29% | 0% | 1 | 21.56% | 13.2% | 0% | 1 | 19.27% | 12.83% | 0% | 1 | 60.92% | 26.5% | 0% | 2 | 66.43% | 30.85% | 0% | 2 | 8.002% | 26.5% | 0% | 2 | 31.38% | 0% | 2 |  |  |  |  | 0% | [5 empty] | 97% | 0% | 97% | 5 | 41.24% | 8.712% | 0% | 1 | 14.14% | 5.962% | 0% | 1 | 14.09% | 5.959% | 0% | 1 | 53.8% | 11.08% | 0% | 2 | 63.45% | 14% | 0% | 2 | 8.161% | 11.08% | 0% | 1 | 14.46% | 0% | 1 |  |  |  |  | 0% | [5 empty] | 94.64% | 0% | 94.64% | 5 | 35.99% | 3.252% | 0% | 1 | 10.53% | 2.326% | 0% | 1 | 15.6% | 2.466% | 0% | 1 | 49.11% | 4.09% | 0% | 1 | 70.44% | 7.039% | 0% | 3 | 8.262% | 4.09% | 0% | 1
73 | Madeline | Northern_California | 700 | 28000 | 20 | 333.7% | 14.13% | 5 |  |  |  |  | 0% | [5 empty] | 72.77% | 0% | 72.77% | 3 | 20% | 23.79% | 0% | 2 | 5.823% | 20.2% | 0% | 2 | 6.181% | 20.28% | 0% | 2 | 26.45% | 25.87% | 0% | 2 | 80.11% | 95.67% | 0% | 4 | 24.34% | 25.87% | 0% | 2 | 180.9% | 4.32% | 4 |  |  |  |  | 0% | [5 empty] | 84.58% | 0% | 84.58% | 5 | 28.99% | 12.91% | 0% | 1 | 5.405% | 9.69% | 0% | 1 | 9.486% | 10.13% | 0% | 1 | 37.56% | 14.68% | 0% | 1 | 85.15% | 61.75% | 0% | 3 | 16.89% | 14.68% | 0% | 1 | 120.8% | 0.9777% | 4 |  |  |  |  | 0.001556% | [5 empty] | 87.53% | 0% | 87.53% | 5 | 38.66% | 8.851% | 0% | 1 | 8.15% | 5.911% | 0% | 1 | 11.74% | 6.151% | 0% | 1 | 47.56% | 10.35% | 0% | 1 | 84.9% | 35.95% | 0% | 3 | 14.24% | 10.35% | 0% | 1 | 48.97% | 0% | 2 |  |  |  |  | 0.006018% | [5 empty] | 91.81% | 0% | 91.81% | 5 | 44.83% | 5.895% | 0% | 1 | 11.14% | 3.66% | 0% | 1 | 12.22% | 3.705% | 0% | 1 | 51.96% | 6.77% | 0% | 2 | 82.33% | 18.41% | 0% | 3 | 11.26% | 6.77% | 0% | 1
74 | Antelope | Tehachapi | 200 | 8000 | 0 | 27.74% | 0% | 2 |  |  |  |  | 0.9732% | [5 empty] | 17.58% | 47.08% | 64.66% | 5 | 2.967% | 11.86% | 0% | 1 | 32.51% | 17.05% | 0% | 1 | 34.18% | 17.48% | 0% | 1 | 40.14% | 19.22% | 0% | 1 | 25.29% | 15.4% | 0% | 1 | 3.942% | 19.22% | 0% | 1 | 15.27% | 0% | 1 |  |  |  |  | 1.465% | [5 empty] | 14.91% | 40.58% | 55.49% | 5 | 11.43% | 7.276% | 0% | 1 | 27.56% | 8.896% | 0% | 1 | 20.87% | 8.143% | 0% | 1 | 41.25% | 10.97% | 0% | 1 | 24.41% | 8.525% | 0% | 1 | 3.741% | 10.97% | 0% | 1 | 8.688% | 0% | 1 |  |  |  |  | 2.57% | [5 empty] | 24.36% | 30.11% | 54.47% | 5 | 13.82% | 3.998% | 0% | 1 | 31.52% | 5.031% | 0% | 1 | 20.05% | 4.31% | 0% | 1 | 46.06% | 6.388% | 0% | 1 | 21.24% | 4.375% | 0% | 1 | 2.785% | 6.388% | 0% | 1 | 7.307% | 0% | 1 |  |  |  |  | 1.972% | [5 empty] | 32.27% | 25.24% | 57.5% | 4 | 29.74% | 2.609% | 0% | 1 | 38.33% | 2.972% | 0% | 1 | 26.74% | 2.502% | 0% | 1 | 63.7% | 5.05% | 0% | 2 | 33.62% | 2.761% | 0% | 1 | 3.07% | 5.05% | 0% | 1
75 | Arcogen | Greater_LA | 0 | 0 | 0 | 0% | 0% | 1 |  |  |  |  | 0% | [5 empty] | 0.7993% | 0% | 0.7993% | 1 | 0.01645% | 0% | 0% | 1 | 2.751% | 0% | 0% | 1 | 59.25% | 0% | 0% | 2 | 59.26% | 0% | 0% | 2 | 0% | 0% | 0% | 1 | 0.2108% | 0% | 0% | 1 | 0% | 0% | 1 |  |  |  |  | 0% | [5 empty] | 2.239% | 0% | 2.239% | 1 | 0.1764% | 0% | 0% | 1 | 11.48% | 0% | 0% | 1 | 61.58% | 0% | 0% | 2 | 61.76% | 0% | 0% | 2 | 0% | 0% | 0% | 1 | 0.4406% | 0% | 0% | 1 | 0% | 0% | 1 |  |  |  |  | 0% | [5 empty] | 1.522% | 0% | 1.522% | 1 | 0.1199% | 0% | 0% | 1 | 13.44% | 0% | 0% | 1 | 72.83% | 0% | 0% | 3 | 72.95% | 0% | 0% | 3 | 0% | 0% | 0% | 1 | 1.289% | 0% | 0% | 1 | 0% | 0% | 1 |  |  |  |  | 0% | [5 empty] | 1.673% | 3.522% | 5.195% | 2 | 0.5443% | 0% | 0% | 1 | 13.94% | 0% | 0% | 1 | 73.45% | 0% | 0% | 3 | 74% | 0% | 0% | 3 | 1.95% | 0% | 0% | 1 | 3.235% | 0% | 0% | 1
76 | Bailey | Tehachapi | 0 | 0 | 0 | 0% | 0% | 1 |  |  |  |  | 1.452% | [5 empty] | 86.07% | 0% | 86.07% | 5 | 61.32% | 0% | 0% | 2 | 53.32% | 0% | 0% | 2 | 45.69% | 0% | 0% | 1 | 93.47% | 0% | 0% | 4 | 48.59% | 0% | 0% | 1 | 2.589% | 0% | 0% | 1 | 0% | 0% | 1 |  |  |  |  | 1.55% | [5 empty] | 74.92% | 3.525% | 78.45% | 5 | 56.48% | 0% | 0% | 2 | 49.29% | 0% | 0% | 1 | 36.24% | 0% | 0% | 1 | 87.09% | 0% | 0% | 3 | 41% | 0% | 0% | 1 | 2.289% | 0% | 0% | 1 | 0% | 0% | 1 |  |  |  |  | 0.938% | [5 empty] | 66.53% | 10.26% | 76.79% | 5 | 51.91% | 0% | 0% | 2 | 36.45% | 0% | 0% | 1 | 27.86% | 0% | 0% | 1 | 75.88% | 0% | 0% | 3 | 42.52% | 0% | 0% | 1 | 3.267% | 0% | 0% | 1 | 0% | 0% | 1 |  |  |  |  | 1.77% | [5 empty] | 48.31% | 27.12% | 75.43% | 5 | 44% | 0% | 0% | 1 | 30.98% | 0% | 0% | 1 | 26.54% | 0% | 0% | 1 | 68.18% | 0% | 0% | 2 | 37.72% | 0% | 0% | 1 | 3.843% | 0% | 0% | 1
77 | Center | Greater_LA | 0 | 0 | 0 | 0% | 0% | 1 |  |  |  |  | 0% | [5 empty] | 0% | 0% | 0% | 1 | 0% | 0% | 0% | 1 | 0% | 0% | 0% | 1 | 0% | 0% | 0% | 1 | 0% | 0% | 0% | 1 | 0% | 0% | 0% | 1 | 0% | 0% | 0% | 1 | 0% | 0% | 1 |  |  |  |  | 0% | [5 empty] | 0% | 0% | 0% | 1 | 0% | 0% | 0% | 1 | 14.02% | 0% | 0% | 1 | 52.09% | 0% | 0% | 2 | 52.09% | 0% | 0% | 2 | 0% | 0% | 0% | 1 | 0.5809% | 0% | 0% | 1 | 0% | 0% | 1 |  |  |  |  | 0% | [5 empty] | 0.4913% | 0% | 0.4913% | 1 | 0.02882% | 0% | 0% | 1 | 9.221% | 0% | 0% | 1 | 71.15% | 0% | 0% | 3 | 71.18% | 0% | 0% | 3 | 0% | 0% | 0% | 1 | 0.4209% | 0% | 0% | 1 | 0% | 0% | 1 |  |  |  |  | 0% | [5 empty] | 1.245% | 20.34% | 21.58% | 4 | 3.96% | 0% | 0% | 1 | 12.62% | 0% | 0% | 1 | 66% | 0% | 0% | 2 | 68.41% | 0% | 0% | 2 | 18.39% | 0% | 0% | 1 | 6.931% | 0% | 0% | 1
78 | Del Amo | Greater_LA | 0 | 0 | 0 | 0% | 0% | 1 |  |  |  |  | 0% | [5 empty] | 0% | 0% | 0% | 1 | 0% | 0% | 0% | 1 | 20.53% | 0% | 0% | 1 | 40.59% | 0% | 0% | 1 | 40.59% | 0% | 0% | 1 | 0% | 0% | 0% | 1 | 0.8% | 0% | 0% | 1 | 0% | 0% | 1 |  |  |  |  | 0% | [5 empty] | 0% | 0% | 0% | 1 | 0% | 0% | 0% | 1 | 8.714% | 0% | 0% | 1 | 72.44% | 0% | 0% | 3 | 72.44% | 0% | 0% | 3 | 0% | 0% | 0% | 1 | 0.6722% | 0% | 0% | 1 | 0% | 0% | 1 |  |  |  |  | 0% | [5 empty] | 1.286% | 0% | 1.286% | 1 | 0.1013% | 0% | 0% | 1 | 14.06% | 0% | 0% | 1 | 76.68% | 0% | 0% | 3 | 76.78% | 0% | 0% | 3 | 0% | 0% | 0% | 1 | 3.482% | 0% | 0% | 1 | 0% | 0% | 1 |  |  |  |  | 0% | [5 empty] | 1.36% | 3.873% | 5.233% | 2 | 2.743% | 0% | 0% | 1 | 15.33% | 0% | 0% | 1 | 74.84% | 0% | 0% | 3 | 77.58% | 0% | 0% | 3 | 1.972% | 0% | 0% | 1 | 3.281% | 0% | 0% | 1
79 | El Nido | Greater_LA | 0 | 0 | 0 | 0% | 0% | 1 |  |  |  |  | 0% | [5 empty] | 21.71% | 0% | 21.71% | 2 | 2.863% | 0% | 0% | 1 | 30.28% | 0% | 0% | 1 | 54.56% | 0% | 0% | 2 | 57.42% | 0% | 0% | 2 | 0% | 0% | 0% | 1 | 0.1711% | 0% | 0% | 1 | 0% | 0% | 1 |  |  |  |  | 0% | [5 empty] | 2.905% | 0% | 2.905% | 1 | 0.2165% | 0% | 0% | 1 | 2.514% | 0% | 0% | 1 | 55.68% | 0% | 0% | 2 | 55.9% | 0% | 0% | 2 | 0% | 0% | 0% | 1 | 0.1421% | 0% | 0% | 1 | 0% | 0% | 1 |  |  |  |  | 0% | [5 empty] | 3.289% | 0.7311% | 4.02% | 2 | 1.002% | 0% | 0% | 1 | 5.863% | 0% | 0% | 1 | 57.79% | 0% | 0% | 2 | 58.8% | 0% | 0% | 2 | 0% | 0% | 0% | 1 | 0.2148% | 0% | 0% | 1 | 0% | 0% | 1 |  |  |  |  | 0% | [5 empty] | 1.821% | 12.09% | 13.91% | 3 | 0.6726% | 0% | 0% | 1 | 14.54% | 0% | 0% | 1 | 64.28% | 0% | 0% | 2 | 64.95% | 0% | 0% | 2 | 0% | 0% | 0% | 1 | 2.44% | 0% | 0% | 1
80 | Goodrich | Greater_LA | 0 | 0 | 0 | 0% | 0% | 1 |  |  |  |  | 0% | [5 empty] | 0% | 0% | 0% | 1 | 0% | 0% | 0% | 1 | 0% | 0% | 0% | 1 | 0% | 0% | 0% | 1 | 0% | 0% | 0% | 1 | 0% | 0% | 0% | 1 | 0% | 0% | 0% | 1 | 0% | 0% | 1 |  |  |  |  | 0% | [5 empty] | 0% | 100% | 100% | 5 | 0% | 0% | 0% | 1 | 0.1447% | 0% | 0% | 1 | 17.26% | 0% | 0% | 1 | 17.26% | 0% | 0% | 1 | 96.41% | 0% | 0% | 5 | 23.82% | 0% | 0% | 1 | 0% | 0% | 1 |  |  |  |  | 0.2819% | [5 empty] | 0% | 100% | 100% | 5 | 45.49% | 0% | 0% | 1 | 0.03007% | 0% | 0% | 1 | 30.86% | 0% | 0% | 1 | 55.17% | 0% | 0% | 2 | 81.63% | 0% | 0% | 3 | 19.16% | 0% | 0% | 1 | 0% | 0% | 1 |  |  |  |  | 0.09191% | [5 empty] | 14.15% | 58.12% | 72.27% | 5 | 23.09% | 0% | 0% | 1 | 49.07% | 0% | 0% | 1 | 49.5% | 0% | 0% | 1 | 69.57% | 0% | 0% | 2 | 31.98% | 0% | 0% | 1 | 3.851% | 0% | 0% | 1
81 | Gould | Greater_LA | 0 | 0 | 0 | 0% | 0% | 1 |  |  |  |  | 0% | [5 empty] | 0% | 100% | 100% | 5 | 23.8% | 0% | 0% | 1 | 0.09936% | 0% | 0% | 1 | 36.11% | 0% | 0% | 1 | 36.11% | 0% | 0% | 1 | 99.03% | 0% | 0% | 5 | 26.58% | 0% | 0% | 1 | 0% | 0% | 1 |  |  |  |  | 0.4601% | [5 empty] | 0% | 100% | 100% | 5 | 48.73% | 0% | 0% | 1 | 0.02517% | 0% | 0% | 1 | 25.8% | 0% | 0% | 1 | 56.8% | 0% | 0% | 2 | 75.11% | 0% | 0% | 3 | 15.89% | 0% | 0% | 1 | 0% | 0% | 1 |  |  |  |  | 0.239% | [5 empty] | 0% | 100% | 100% | 5 | 31.5% | 0% | 0% | 1 | 0.01307% | 0% | 0% | 1 | 13.42% | 0% | 0% | 1 | 35.71% | 0% | 0% | 1 | 48.84% | 0% | 0% | 1 | 10.16% | 0% | 0% | 1 | 0% | 0% | 1 |  |  |  |  | 0.4186% | [5 empty] | 8.577% | 68.83% | 77.4% | 5 | 19.9% | 0% | 0% | 1 | 36.98% | 0% | 0% | 1 | 33.55% | 0% | 0% | 1 | 57.09% | 0% | 0% | 2 | 39.21% | 0% | 0% | 1 | 5.313% | 0% | 0% | 1
82 | Harborgen | Greater_LA | 0 | 0 | 0 | 0% | 0% | 1 |  |  |  |  | 0% | [5 empty] | 0.1538% | 0% | 0.1538% | 1 | 0% | 0% | 0% | 1 | 8.219% | 0% | 0% | 1 | 61.46% | 0% | 0% | 2 | 61.46% | 0% | 0% | 2 | 0% | 0% | 0% | 1 | 0.4327% | 0% | 0% | 1 | 0% | 0% | 1 |  |  |  |  | 0% | [5 empty] | 1.908% | 0% | 1.908% | 1 | 0.1504% | 0% | 0% | 1 | 9.785% | 0% | 0% | 1 | 66.95% | 0% | 0% | 2 | 67.1% | 0% | 0% | 2 | 0% | 0% | 0% | 1 | 0.4545% | 0% | 0% | 1 | 0% | 0% | 1 |  |  |  |  | 0% | [5 empty] | 1.365% | 0% | 1.365% | 1 | 0.1076% | 0% | 0% | 1 | 15.73% | 0% | 0% | 1 | 75.5% | 0% | 0% | 3 | 75.61% | 0% | 0% | 3 | 0% | 0% | 0% | 1 | 3.51% | 0% | 0% | 1 | 0% | 0% | 1 |  |  |  |  | 0% | [5 empty] | 1.709% | 3.931% | 5.639% | 2 | 0.478% | 0% | 0% | 1 | 13.86% | 0% | 0% | 1 | 72.88% | 0% | 0% | 3 | 73.36% | 0% | 0% | 3 | 2.677% | 0% | 0% | 1 | 3.208% | 0% | 0% | 1
83 | Hinson | Greater_LA | 0 | 0 | 0 | 0% | 0% | 1 |  |  |  |  | 0% | [5 empty] | 0.08526% | 0% | 0.08526% | 1 | 0% | 0% | 0% | 1 | 4.469% | 0% | 0% | 1 | 59.96% | 0% | 0% | 2 | 59.96% | 0% | 0% | 2 | 0% | 0% | 0% | 1 | 0.2664% | 0% | 0% | 1 | 0% | 0% | 1 |  |  |  |  | 0% | [5 empty] | 2.165% | 0% | 2.165% | 1 | 0.1706% | 0% | 0% | 1 | 11.1% | 0% | 0% | 1 | 62.67% | 0% | 0% | 2 | 62.84% | 0% | 0% | 2 | 0% | 0% | 0% | 1 | 0.5156% | 0% | 0% | 1 | 0% | 0% | 1 |  |  |  |  | 0% | [5 empty] | 1.458% | 0% | 1.458% | 1 | 0.1149% | 0% | 0% | 1 | 16.79% | 0% | 0% | 1 | 73.88% | 0% | 0% | 3 | 73.99% | 0% | 0% | 3 | 0% | 0% | 0% | 1 | 1.83% | 0% | 0% | 1 | 0% | 0% | 1 |  |  |  |  | 0% | [5 empty] | 1.763% | 1.268% | 3.031% | 2 | 0.5039% | 0% | 0% | 1 | 14.27% | 0% | 0% | 1 | 75.19% | 0% | 0% | 3 | 75.69% | 0% | 0% | 3 | 0.7498% | 0% | 0% | 1 | 3.311% | 0% | 0% | 1
84 | La Cienega | Greater_LA | 0 | 0 | 0 | 0% | 0% | 1 |  |  |  |  | 0% | [5 empty] | 0.1342% | 0% | 0.1342% | 1 | 0.7167% | 0% | 0% | 1 | 51.7% | 0% | 0% | 2 | 59.15% | 0% | 0% | 2 | 59.86% | 0% | 0% | 2 | 0% | 0% | 0% | 1 | 0.2921% | 0% | 0% | 1 | 0% | 0% | 1 |  |  |  |  | 0% | [5 empty] | 22.18% | 4.104% | 26.29% | 2 | 11.54% | 0% | 0% | 1 | 26.24% | 0% | 0% | 1 | 47.28% | 0% | 0% | 1 | 58.82% | 0% | 0% | 2 | 0% | 0% | 0% | 1 | 0.278% | 0% | 0% | 1 | 0% | 0% | 1 |  |  |  |  | 0% | [5 empty] | 5.01% | 2.018% | 7.028% | 2 | 1.529% | 0% | 0% | 1 | 3.208% | 0% | 0% | 1 | 56.34% | 0% | 0% | 2 | 57.87% | 0% | 0% | 2 | 0% | 0% | 0% | 1 | 0.2077% | 0% | 0% | 1 | 0% | 0% | 1 |  |  |  |  | 0.07994% | [5 empty] | 0.8103% | 73.09% | 73.9% | 5 | 43.93% | 0% | 0% | 1 | 3.392% | 0% | 0% | 1 | 27.05% | 0% | 0% | 1 | 62.9% | 0% | 0% | 2 | 50.9% | 0% | 0% | 2 | 10.89% | 0% | 0% | 1
85 | La Fresa | Greater_LA | 0 | 0 | 0 | 0% | 0% | 1 |  |  |  |  | 0% | [5 empty] | 5.696% | 0% | 5.696% | 1 | 0.4488% | 0% | 0% | 1 | 2.298% | 0% | 0% | 1 | 72.04% | 0% | 0% | 3 | 72.49% | 0% | 0% | 3 | 0% | 0% | 0% | 1 | 0.02682% | 0% | 0% | 1 | 0% | 0% | 1 |  |  |  |  | 0% | [5 empty] | 2.584% | 0% | 2.584% | 1 | 0.2036% | 0% | 0% | 1 | 3.339% | 0% | 0% | 1 | 55.79% | 0% | 0% | 2 | 56% | 0% | 0% | 2 | 0% | 0% | 0% | 1 | 0.2256% | 0% | 0% | 1 | 0% | 0% | 1 |  |  |  |  | 0% | [5 empty] | 2.872% | 0.197% | 3.069% | 2 | 0.5767% | 0% | 0% | 1 | 12.71% | 0% | 0% | 1 | 60.95% | 0% | 0% | 2 | 61.52% | 0% | 0% | 2 | 0% | 0% | 0% | 1 | 0.4458% | 0% | 0% | 1 | 0% | 0% | 1 |  |  |  |  | 0% | [5 empty] | 1.64% | 10.29% | 11.93% | 3 | 0.6058% | 0% | 0% | 1 | 13.23% | 0% | 0% | 1 | 67.86% | 0% | 0% | 2 | 68.47% | 0% | 0% | 2 | 0.5378% | 0% | 0% | 1 | 3.908% | 0% | 0% | 1
86 | Laguna Bell | Greater_LA | 0 | 0 | 0 | 0% | 0% | 1 |  |  |  |  | 0% | [5 empty] | 0% | 0% | 0% | 1 | 0% | 0% | 0% | 1 | 0% | 0% | 0% | 1 | 0% | 0% | 0% | 1 | 0% | 0% | 0% | 1 | 0% | 0% | 0% | 1 | 0% | 0% | 0% | 1 | 0% | 0% | 1 |  |  |  |  | 0% | [5 empty] | 0% | 0% | 0% | 1 | 0% | 0% | 0% | 1 | 12.66% | 0% | 0% | 1 | 31.25% | 0% | 0% | 1 | 31.25% | 0% | 0% | 1 | 0% | 0% | 0% | 1 | 3.421% | 0% | 0% | 1 | 0% | 0% | 1 |  |  |  |  | 0% | [5 empty] | 0.5619% | 0% | 0.5619% | 1 | 0.03739% | 0% | 0% | 1 | 13.04% | 0% | 0% | 1 | 62.66% | 0% | 0% | 2 | 62.7% | 0% | 0% | 2 | 0% | 0% | 0% | 1 | 0.4531% | 0% | 0% | 1 | 0% | 0% | 1 |  |  |  |  | 0% | [5 empty] | 0.9323% | 46.39% | 47.32% | 5 | 23.8% | 0% | 0% | 1 | 8.495% | 0% | 0% | 1 | 54.84% | 0% | 0% | 2 | 69.22% | 0% | 0% | 2 | 39.14% | 0% | 0% | 1 | 9.14% | 0% | 0% | 1
87 | Lighthipe | Greater_LA | 0 | 0 | 0 | 0% | 0% | 1 |  |  |  |  | 0% | [5 empty] | 0% | 0% | 0% | 1 | 0% | 0% | 0% | 1 | 1.622% | 0% | 0% | 1 | 42.48% | 0% | 0% | 1 | 42.48% | 0% | 0% | 1 | 0% | 0% | 0% | 1 | 0.3526% | 0% | 0% | 1 | 0% | 0% | 1 |  |  |  |  | 0% | [5 empty] | 0.658% | 0% | 0.658% | 1 | 0.03798% | 0% | 0% | 1 | 11.68% | 0% | 0% | 1 | 62.52% | 0% | 0% | 2 | 62.55% | 0% | 0% | 2 | 0% | 0% | 0% | 1 | 0.4494% | 0% | 0% | 1 | 0% | 0% | 1 |  |  |  |  | 0% | [5 empty] | 1.55% | 0% | 1.55% | 1 | 0.1222% | 0% | 0% | 1 | 11.95% | 0% | 0% | 1 | 72.46% | 0% | 0% | 3 | 72.58% | 0% | 0% | 3 | 0% | 0% | 0% | 1 | 1.243% | 0% | 0% | 1 | 0% | 0% | 1 |  |  |  |  | 0% | [5 empty] | 1.663% | 4.163% | 5.826% | 2 | 3.091% | 0% | 0% | 1 | 15.13% | 0% | 0% | 1 | 74.38% | 0% | 0% | 3 | 77.48% | 0% | 0% | 3 | 1.964% | 0% | 0% | 1 | 3.272% | 0% | 0% | 1
88 | Mesa (SCE) | Greater_LA | 0 | 0 | 0 | 0% | 0% | 1 |  |  |  |  | 0% | [5 empty] | 0% | 0% | 0% | 1 | 0% | 0% | 0% | 1 | 0% | 0% | 0% | 1 | 0% | 0% | 0% | 1 | 0% | 0% | 0% | 1 | 0% | 0% | 0% | 1 | 0% | 0% | 0% | 1 | 0% | 0% | 1 |  |  |  |  | 0% | [5 empty] | 0% | 0% | 0% | 1 | 0% | 0% | 0% | 1 | 0% | 0% | 0% | 1 | 0% | 0% | 0% | 1 | 0% | 0% | 0% | 1 | 0% | 0% | 0% | 1 | 0% | 0% | 0% | 1 | 0% | 0% | 1 |  |  |  |  | 0% | [5 empty] | 0% | 0.7103% | 0.7103% | 2 | 0% | 0% | 0% | 1 | 9.458% | 0% | 0% | 1 | 38.91% | 0% | 0% | 1 | 38.91% | 0% | 0% | 1 | 0.7103% | 0% | 0% | 1 | 1.166% | 0% | 0% | 1 | 0% | 0% | 1 |  |  |  |  | 0.191% | [5 empty] | 0.7274% | 62.35% | 63.08% | 5 | 22.18% | 0% | 0% | 1 | 14.53% | 0% | 0% | 1 | 47.63% | 0% | 0% | 1 | 62.38% | 0% | 0% | 2 | 37.47% | 0% | 0% | 1 | 8.921% | 0% | 0% | 1
89 | Olinda | Greater_LA | 0 | 0 | 0 | 0% | 0% | 1 |  |  |  |  | 0% | [5 empty] | 0% | 0% | 0% | 1 | 0% | 0% | 0% | 1 | 0% | 0% | 0% | 1 | 0% | 0% | 0% | 1 | 0% | 0% | 0% | 1 | 0% | 0% | 0% | 1 | 0% | 0% | 0% | 1 | 0% | 0% | 1 |  |  |  |  | 0% | [5 empty] | 0% | 100% | 100% | 5 | 91.09% | 0% | 0% | 4 | 8.915% | 0% | 0% | 1 | 8.915% | 0% | 0% | 1 | 100% | 0% | 0% | 5 | 55.5% | 0% | 0% | 2 | 2.47% | 0% | 0% | 1 | 0% | 0% | 1 |  |  |  |  | 0% | [5 empty] | 0% | 14.99% | 14.99% | 3 | 10.15% | 0% | 0% | 1 | 27.98% | 0% | 0% | 1 | 86% | 0% | 0% | 3 | 96.15% | 0% | 0% | 5 | 7.632% | 0% | 0% | 1 | 1.076% | 0% | 0% | 1 | 0% | 0% | 1 |  |  |  |  | 0% | [5 empty] | 0.3906% | 7.585% | 7.976% | 2 | 5.55% | 0% | 0% | 1 | 14.34% | 0% | 0% | 1 | 73.89% | 0% | 0% | 3 | 78.51% | 0% | 0% | 3 | 5.244% | 0% | 0% | 1 | 3.6% | 0% | 0% | 1
90 | Pardee | Tehachapi | 0 | 0 | 0 | 0% | 0% | 1 |  |  |  |  | 1.931% | [5 empty] | 8.543% | 91.36% | 99.91% | 5 | 68.53% | 0% | 0% | 2 | 0.5141% | 0% | 0% | 1 | 8.037% | 0% | 0% | 1 | 73.56% | 0% | 0% | 3 | 61.58% | 0% | 0% | 2 | 9.501% | 0% | 0% | 1 | 0% | 0% | 1 |  |  |  |  | 3.281% | [5 empty] | 16.9% | 82.92% | 99.82% | 5 | 66.42% | 0% | 0% | 2 | 1.763% | 0% | 0% | 1 | 4.152% | 0% | 0% | 1 | 69.23% | 0% | 0% | 2 | 56.66% | 0% | 0% | 2 | 11.02% | 0% | 0% | 1 | 0% | 0% | 1 |  |  |  |  | 2.086% | [5 empty] | 19.53% | 80.35% | 99.89% | 5 | 54.18% | 0% | 0% | 2 | 5.762% | 0% | 0% | 1 | 9.189% | 0% | 0% | 1 | 62.87% | 0% | 0% | 2 | 55.22% | 0% | 0% | 2 | 9.528% | 0% | 0% | 1 | 0% | 0% | 1 |  |  |  |  | 1.748% | [5 empty] | 32.99% | 46.55% | 79.55% | 5 | 38% | 0% | 0% | 1 | 24.06% | 0% | 0% | 1 | 18.3% | 0% | 0% | 1 | 60.81% | 0% | 0% | 2 | 37.53% | 0% | 0% | 1 | 5.653% | 0% | 0% | 1
91 | Rio Hondo | Greater_LA | 0 | 0 | 0 | 0% | 0% | 1 |  |  |  |  | 0% | [5 empty] | 0% | 0% | 0% | 1 | 0% | 0% | 0% | 1 | 0% | 0% | 0% | 1 | 0% | 0% | 0% | 1 | 0% | 0% | 0% | 1 | 0% | 0% | 0% | 1 | 0% | 0% | 0% | 1 | 0% | 0% | 1 |  |  |  |  | 0% | [5 empty] | 0% | 100% | 100% | 5 | 0% | 0% | 0% | 1 | 0% | 0% | 0% | 1 | 0% | 0% | 0% | 1 | 0% | 0% | 0% | 1 | 100% | 0% | 0% | 5 | 0% | 0% | 0% | 1 | 0% | 0% | 1 |  |  |  |  | 0% | [5 empty] | 0% | 100% | 100% | 5 | 0.01921% | 0% | 0% | 1 | 0.1985% | 0% | 0% | 1 | 15.97% | 0% | 0% | 1 | 15.99% | 0% | 0% | 1 | 95.39% | 0% | 0% | 5 | 19.2% | 0% | 0% | 1 | 0% | 0% | 1 |  |  |  |  | 0.09604% | [5 empty] | 19.28% | 49.23% | 68.51% | 5 | 30.39% | 0% | 0% | 1 | 58.53% | 0% | 0% | 2 | 61.43% | 0% | 0% | 2 | 77.43% | 0% | 0% | 3 | 33.55% | 0% | 0% | 1 | 4.145% | 0% | 0% | 1
92 | Saugus | Tehachapi | 0 | 0 | 0 | 0% | 0% | 1 |  |  |  |  | 1.641% | [5 empty] | 4.37% | 95.6% | 99.97% | 5 | 66.99% | 0% | 0% | 2 | 0% | 0% | 0% | 1 | 9.305% | 0% | 0% | 1 | 72.82% | 0% | 0% | 3 | 60.7% | 0% | 0% | 2 | 8.422% | 0% | 0% | 1 | 0% | 0% | 1 |  |  |  |  | 3.361% | [5 empty] | 14.99% | 84.83% | 99.82% | 5 | 66.67% | 0% | 0% | 2 | 1.806% | 0% | 0% | 1 | 4.252% | 0% | 0% | 1 | 69.55% | 0% | 0% | 2 | 56.31% | 0% | 0% | 2 | 10.99% | 0% | 0% | 1 | 0% | 0% | 1 |  |  |  |  | 2.281% | [5 empty] | 15.97% | 83.91% | 99.88% | 5 | 57.33% | 0% | 0% | 2 | 4.033% | 0% | 0% | 1 | 8.299% | 0% | 0% | 1 | 64.49% | 0% | 0% | 2 | 54.71% | 0% | 0% | 2 | 10.22% | 0% | 0% | 1 | 0% | 0% | 1 |  |  |  |  | 1.816% | [5 empty] | 30.87% | 48.42% | 79.29% | 5 | 36.94% | 0% | 0% | 1 | 23.71% | 0% | 0% | 1 | 17.65% | 0% | 0% | 1 | 60.31% | 0% | 0% | 2 | 37.68% | 0% | 0% | 1 | 5.737% | 0% | 0% | 1
93 | Vincent | Tehachapi | 0 | 0 | 0 | 0% | 0% | 1 |  |  |  |  | 0.5284% | [5 empty] | 6.892% | 85.87% | 92.77% | 5 | 8.946% | 0% | 0% | 1 | 31.93% | 0% | 0% | 1 | 30.97% | 0% | 0% | 1 | 42.88% | 0% | 0% | 1 | 35.22% | 0% | 0% | 1 | 3.95% | 0% | 0% | 1 | 0% | 0% | 1 |  |  |  |  | 1.246% | [5 empty] | 8.395% | 56.14% | 64.53% | 5 | 10.88% | 0% | 0% | 1 | 45.3% | 0% | 0% | 1 | 35.73% | 0% | 0% | 1 | 57.32% | 0% | 0% | 2 | 31.9% | 0% | 0% | 1 | 3.729% | 0% | 0% | 1 | 0% | 0% | 1 |  |  |  |  | 3.491% | [5 empty] | 6.899% | 46.09% | 52.99% | 5 | 9.159% | 0% | 0% | 1 | 41.78% | 0% | 0% | 1 | 28.48% | 0% | 0% | 1 | 52.58% | 0% | 0% | 2 | 30.63% | 0% | 0% | 1 | 3.636% | 0% | 0% | 1 | 0% | 0% | 1 |  |  |  |  | 2.236% | [5 empty] | 10.76% | 30.33% | 41.08% | 5 | 17.45% | 0% | 0% | 1 | 41.42% | 0% | 0% | 1 | 27.01% | 0% | 0% | 1 | 55.4% | 0% | 0% | 2 | 31.32% | 0% | 0% | 1 | 3.139% | 0% | 0% | 1
94 | Borden | Central_Valley_North_Los_Banos | 0 | 0 | 0 | 0% | 0% | 1 |  |  |  |  | 48.84% | [5 empty] | 0% | 0% | 0% | 1 | 23.19% | 0% | 0% | 1 | 32.56% | 0% | 0% | 1 | 40.19% | 0% | 0% | 1 | 50.91% | 0% | 0% | 2 | 8.474% | 0% | 0% | 1 | 16.28% | 0% | 0% | 1 | 0% | 0% | 1 |  |  |  |  | 49.92% | [5 empty] | 0% | 0% | 0% | 1 | 23.25% | 0% | 0% | 1 | 26.46% | 0% | 0% | 1 | 33.47% | 0% | 0% | 1 | 45.9% | 0% | 0% | 1 | 5.96% | 0% | 0% | 1 | 12.04% | 0% | 0% | 1 | 0% | 0% | 1 |  |  |  |  | 38.3% | [5 empty] | 0% | 0% | 0% | 1 | 29.83% | 0% | 0% | 1 | 26.55% | 0% | 0% | 1 | 32.9% | 0% | 0% | 1 | 48.25% | 0% | 0% | 1 | 5.59% | 0% | 0% | 1 | 13.32% | 0% | 0% | 1 | 0% | 0% | 1 |  |  |  |  | 34.82% | [5 empty] | 0% | 0% | 0% | 1 | 36.41% | 0% | 0% | 1 | 20.57% | 0% | 0% | 1 | 24.99% | 0% | 0% | 1 | 48.04% | 0% | 0% | 1 | 7.384% | 0% | 0% | 1 | 10.92% | 0% | 0% | 1
95 | Dairyland | Central_Valley_North_Los_Banos | 0 | 0 | 0 | 0% | 0% | 1 |  |  |  |  | 28.09% | [5 empty] | 0% | 0% | 0% | 1 | 40% | 0% | 0% | 1 | 8.198% | 0% | 0% | 1 | 11.17% | 0% | 0% | 1 | 45.35% | 0% | 0% | 1 | 0.1142% | 0% | 0% | 1 | 5.882% | 0% | 0% | 1 | 0% | 0% | 1 |  |  |  |  | 27.47% | [5 empty] | 0% | 0% | 0% | 1 | 51.01% | 0% | 0% | 2 | 23.94% | 0% | 0% | 1 | 30.41% | 0% | 0% | 1 | 61.41% | 0% | 0% | 2 | 4.035% | 0% | 0% | 1 | 15.25% | 0% | 0% | 1 | 0% | 0% | 1 |  |  |  |  | 29.91% | [5 empty] | 0% | 0% | 0% | 1 | 49.31% | 0% | 0% | 1 | 24.48% | 0% | 0% | 1 | 30.26% | 0% | 0% | 1 | 58.78% | 0% | 0% | 2 | 8.528% | 0% | 0% | 1 | 13.49% | 0% | 0% | 1 | 0% | 0% | 1 |  |  |  |  | 32.16% | [5 empty] | 0% | 0% | 0% | 1 | 42.15% | 0% | 0% | 1 | 25.36% | 0% | 0% | 1 | 32.54% | 0% | 0% | 1 | 55.81% | 0% | 0% | 2 | 11.49% | 0% | 0% | 1 | 13.37% | 0% | 0% | 1
96 | Gregg | Central_Valley_North_Los_Banos | 190 | 7600 | 10 | 12.17% | 0% | 1 |  |  |  |  | 62.57% | [5 empty] | 0% | 0% | 0% | 1 | 10.22% | 8.862% | 0% | 1 | 20.44% | 10% | 0% | 1 | 23.14% | 10.35% | 0% | 1 | 32.89% | 11.86% | 0% | 1 | 6.146% | 8.478% | 0% | 1 | 9.927% | 11.86% | 0% | 1 | 6.219% | 0% | 1 |  |  |  |  | 58.07% | [5 empty] | 0% | 0% | 0% | 1 | 15.01% | 4.68% | 0% | 1 | 22.01% | 5.1% | 0% | 1 | 26.78% | 5.433% | 0% | 1 | 35.04% | 6.123% | 0% | 1 | 4.909% | 4.183% | 0% | 1 | 9.869% | 6.123% | 0% | 1 | 3.565% | 0% | 1 |  |  |  |  | 46.7% | [5 empty] | 0% | 0% | 0% | 1 | 17.5% | 2.665% | 0% | 1 | 22.7% | 2.844% | 0% | 1 | 27.9% | 3.049% | 0% | 1 | 36.96% | 3.487% | 0% | 1 | 3.89% | 2.287% | 0% | 1 | 9.21% | 3.487% | 0% | 1 | 1.916% | 0% | 1 |  |  |  |  | 35.11% | [5 empty] | 0% | 0% | 0% | 1 | 32.94% | 1.585% | 0% | 1 | 18.26% | 1.3% | 0% | 1 | 22.26% | 1.367% | 0% | 1 | 43.41% | 1.878% | 0% | 1 | 5.628% | 1.126% | 0% | 1 | 9.951% | 1.878% | 0% | 1
97 | Newhall | Central_Valley_North_Los_Banos | 0 | 0 | 0 | 0% | 0% | 1 |  |  |  |  | 16.46% | [5 empty] | 0% | 0% | 0% | 1 | 61.14% | 0% | 0% | 2 | 12.8% | 0% | 0% | 1 | 22.79% | 0% | 0% | 1 | 67.86% | 0% | 0% | 2 | 5.399% | 0% | 0% | 1 | 17% | 0% | 0% | 1 | 0% | 0% | 1 |  |  |  |  | 28.11% | [5 empty] | 0% | 0% | 0% | 1 | 38.61% | 0% | 0% | 1 | 9.566% | 0% | 0% | 1 | 17.15% | 0% | 0% | 1 | 47.55% | 0% | 0% | 1 | 2.38% | 0% | 0% | 1 | 8.877% | 0% | 0% | 1 | 0% | 0% | 1 |  |  |  |  | 32.86% | [5 empty] | 0% | 0% | 0% | 1 | 33.79% | 0% | 0% | 1 | 10.31% | 0% | 0% | 1 | 15.73% | 0% | 0% | 1 | 43.25% | 0% | 0% | 1 | 1.601% | 0% | 0% | 1 | 7.144% | 0% | 0% | 1 | 0% | 0% | 1 |  |  |  |  | 35.66% | [5 empty] | 0% | 0% | 0% | 1 | 34.68% | 0% | 0% | 1 | 19.1% | 0% | 0% | 1 | 24.36% | 0% | 0% | 1 | 45.47% | 0% | 0% | 1 | 4.668% | 0% | 0% | 1 | 9.7% | 0% | 0% | 1
98 | Ignacio | Mendocino_Marin | 0 | 0 | 0 | 0% | 0% | 1 |  |  |  |  | 0.5933% | [5 empty] | 47.59% | 39.27% | 86.86% | 5 | 71.96% | 0% | 0% | 3 | 40.81% | 0% | 0% | 1 | 65.69% | 0% | 0% | 2 | 90.51% | 0% | 0% | 4 | 60.04% | 0% | 0% | 2 | 6.3% | 0% | 0% | 1 | 0% | 0% | 1 |  |  |  |  | 0.7265% | [5 empty] | 48.37% | 19.48% | 67.86% | 3 | 62.89% | 0% | 0% | 2 | 40.9% | 0% | 0% | 1 | 69.33% | 0% | 0% | 2 | 89.52% | 0% | 0% | 3 | 55.46% | 0% | 0% | 2 | 8.648% | 0% | 0% | 1 | 0% | 0% | 1 |  |  |  |  | 0.6782% | [5 empty] | 57% | 15.58% | 72.58% | 3 | 52.95% | 0% | 0% | 2 | 34.21% | 0% | 0% | 1 | 64.27% | 0% | 0% | 2 | 84.47% | 0% | 0% | 3 | 55.08% | 0% | 0% | 2 | 8.115% | 0% | 0% | 1 | 0% | 0% | 1 |  |  |  |  | 3.065% | [5 empty] | 50.3% | 14.46% | 64.76% | 3 | 57.03% | 0% | 0% | 2 | 27.42% | 0% | 0% | 1 | 51.55% | 0% | 0% | 2 | 82.04% | 0% | 0% | 3 | 54.55% | 0% | 0% | 2 | 9.565% | 0% | 0% | 1
99 | Calpella | Mendocino_Marin | 0 | 0 | 0 | 0% | 0% | 1 |  |  |  |  | 0.2889% | [5 empty] | 97.1% | 2.899% | 100% | 5 | 7.151% | 0% | 0% | 1 | 48.3% | 0% | 0% | 1 | 63.11% | 0% | 0% | 2 | 66.97% | 0% | 0% | 2 | 88.8% | 0% | 0% | 3 | 0.7783% | 0% | 0% | 1 | 0% | 0% | 1 |  |  |  |  | 0.2644% | [5 empty] | 85.43% | 14.33% | 99.76% | 5 | 27.6% | 0% | 0% | 1 | 34.83% | 0% | 0% | 1 | 54.01% | 0% | 0% | 2 | 65.9% | 0% | 0% | 2 | 82.45% | 0% | 0% | 3 | 1.129% | 0% | 0% | 1 | 0% | 0% | 1 |  |  |  |  | 0.1963% | [5 empty] | 88.42% | 11.42% | 99.84% | 5 | 31.74% | 0% | 0% | 1 | 33.71% | 0% | 0% | 1 | 51.13% | 0% | 0% | 2 | 69.12% | 0% | 0% | 2 | 79.04% | 0% | 0% | 3 | 0.9325% | 0% | 0% | 1 | 0% | 0% | 1 |  |  |  |  | 0.3167% | [5 empty] | 82.69% | 15.31% | 98% | 5 | 43.3% | 0% | 0% | 1 | 20.01% | 0% | 0% | 1 | 36.74% | 0% | 0% | 1 | 65.66% | 0% | 0% | 2 | 71.91% | 0% | 0% | 3 | 1.658% | 0% | 0% | 1
100 | Hopland | Mendocino_Marin | 0 | 0 | 0 | 0% | 0% | 1 |  |  |  |  | 0.5649% | [5 empty] | 72.94% | 27.01% | 99.95% | 5 | 76.59% | 0% | 0% | 3 | 22.92% | 0% | 0% | 1 | 32.43% | 0% | 0% | 1 | 83.1% | 0% | 0% | 3 | 79.34% | 0% | 0% | 3 | 0.7764% | 0% | 0% | 1 | 0% | 0% | 1 |  |  |  |  | 0.2592% | [5 empty] | 75.33% | 24.55% | 99.88% | 5 | 60.14% | 0% | 0% | 2 | 27.82% | 0% | 0% | 1 | 38.95% | 0% | 0% | 1 | 80.78% | 0% | 0% | 3 | 80.14% | 0% | 0% | 3 | 0.6927% | 0% | 0% | 1 | 0% | 0% | 1 |  |  |  |  | 1.391% | [5 empty] | 72.29% | 25.03% | 97.32% | 5 | 51.45% | 0% | 0% | 2 | 34.6% | 0% | 0% | 1 | 49.92% | 0% | 0% | 1 | 78.82% | 0% | 0% | 3 | 73.58% | 0% | 0% | 3 | 0.8423% | 0% | 0% | 1 | 0% | 0% | 1 |  |  |  |  | 1.258% | [5 empty] | 73.69% | 23.4% | 97.09% | 5 | 44.49% | 0% | 0% | 1 | 25.92% | 0% | 0% | 1 | 53.24% | 0% | 0% | 2 | 74.13% | 0% | 0% | 3 | 69.23% | 0% | 0% | 2 | 0.8668% | 0% | 0% | 1
101 | Mendocino | Mendocino_Marin | 0 | 0 | 0 | 0% | 0% | 1 |  |  |  |  | 0.2556% | [5 empty] | 82.09% | 17.91% | 100% | 5 | 27.45% | 0% | 0% | 1 | 44.65% | 0% | 0% | 1 | 60.81% | 0% | 0% | 2 | 69.65% | 0% | 0% | 2 | 83.49% | 0% | 0% | 3 | 1.058% | 0% | 0% | 1 | 0% | 0% | 1 |  |  |  |  | 0.2877% | [5 empty] | 81.3% | 18.45% | 99.75% | 5 | 29.67% | 0% | 0% | 1 | 36.94% | 0% | 0% | 1 | 58.13% | 0% | 0% | 2 | 70.72% | 0% | 0% | 3 | 79.47% | 0% | 0% | 3 | 1.173% | 0% | 0% | 1 | 0% | 0% | 1 |  |  |  |  | 0.2006% | [5 empty] | 86.5% | 13.31% | 99.82% | 5 | 34.42% | 0% | 0% | 1 | 31.25% | 0% | 0% | 1 | 49.79% | 0% | 0% | 1 | 70.73% | 0% | 0% | 3 | 79.29% | 0% | 0% | 3 | 1.072% | 0% | 0% | 1 | 0% | 0% | 1 |  |  |  |  | 0.2513% | [5 empty] | 86.77% | 12.11% | 98.88% | 5 | 40.31% | 0% | 0% | 1 | 19.34% | 0% | 0% | 1 | 36.01% | 0% | 0% | 1 | 62.85% | 0% | 0% | 2 | 73.75% | 0% | 0% | 3 | 1.299% | 0% | 0% | 1
102 | Ukiah | Mendocino_Marin | 0 | 0 | 0 | 0% | 0% | 1 |  |  |  |  | 0.1723% | [5 empty] | 100% | 0% | 100% | 5 | 4.065% | 0% | 0% | 1 | 41.83% | 0% | 0% | 1 | 55.68% | 0% | 0% | 2 | 57.97% | 0% | 0% | 2 | 88.85% | 0% | 0% | 3 | 0.9122% | 0% | 0% | 1 | 0% | 0% | 1 |  |  |  |  | 0.275% | [5 empty] | 94.95% | 4.815% | 99.77% | 5 | 24.15% | 0% | 0% | 1 | 37.72% | 0% | 0% | 1 | 49.95% | 0% | 0% | 1 | 65.88% | 0% | 0% | 2 | 85.59% | 0% | 0% | 3 | 0.9666% | 0% | 0% | 1 | 0% | 0% | 1 |  |  |  |  | 0.2559% | [5 empty] | 87.75% | 12.12% | 99.87% | 5 | 35.32% | 0% | 0% | 1 | 31.33% | 0% | 0% | 1 | 49.75% | 0% | 0% | 1 | 68.78% | 0% | 0% | 2 | 80.27% | 0% | 0% | 3 | 0.8561% | 0% | 0% | 1 | 0% | 0% | 1 |  |  |  |  | 0.7031% | [5 empty] | 79.77% | 16.83% | 96.6% | 5 | 44.77% | 0% | 0% | 1 | 20.96% | 0% | 0% | 1 | 38.83% | 0% | 0% | 1 | 67.42% | 0% | 0% | 2 | 69.34% | 0% | 0% | 2 | 1.933% | 0% | 0% | 1
103 | Le Grand | Central_Valley_North_Los_Banos | 0 | 0 | 0 | 0% | 0% | 1 |  |  |  |  | 29.8% | [5 empty] | 0% | 0% | 0% | 1 | 50.78% | 0% | 0% | 2 | 47.17% | 0% | 0% | 1 | 48.86% | 0% | 0% | 1 | 64.99% | 0% | 0% | 2 | 13.45% | 0% | 0% | 1 | 21.97% | 0% | 0% | 1 | 0% | 0% | 1 |  |  |  |  | 25.14% | [5 empty] | 0% | 0% | 0% | 1 | 49.89% | 0% | 0% | 1 | 33.7% | 0% | 0% | 1 | 38.84% | 0% | 0% | 1 | 63.38% | 0% | 0% | 2 | 20.59% | 0% | 0% | 1 | 16.49% | 0% | 0% | 1 | 0% | 0% | 1 |  |  |  |  | 24% | [5 empty] | 0% | 0% | 0% | 1 | 60.56% | 0% | 0% | 2 | 33.75% | 0% | 0% | 1 | 41.47% | 0% | 0% | 1 | 71.29% | 0% | 0% | 3 | 20.57% | 0% | 0% | 1 | 17.52% | 0% | 0% | 1 | 0% | 0% | 1 |  |  |  |  | 32.59% | [5 empty] | 0% | 0% | 0% | 1 | 47.39% | 0% | 0% | 1 | 25.64% | 0% | 0% | 1 | 32.94% | 0% | 0% | 1 | 59.36% | 0% | 0% | 2 | 13.63% | 0% | 0% | 1 | 14.79% | 0% | 0% | 1
104 | Merced | Central_Valley_North_Los_Banos | 0 | 0 | 0 | 0% | 0% | 1 |  |  |  |  | 31.95% | [5 empty] | 0% | 0% | 0% | 1 | 55.06% | 0% | 0% | 2 | 34.03% | 0% | 0% | 1 | 46.27% | 0% | 0% | 1 | 71.53% | 0% | 0% | 3 | 1.691% | 0% | 0% | 1 | 16.81% | 0% | 0% | 1 | 0% | 0% | 1 |  |  |  |  | 39.36% | [5 empty] | 0% | 0% | 0% | 1 | 50.16% | 0% | 0% | 2 | 37.16% | 0% | 0% | 1 | 44.68% | 0% | 0% | 1 | 64.78% | 0% | 0% | 2 | 11.76% | 0% | 0% | 1 | 16.88% | 0% | 0% | 1 | 0% | 0% | 1 |  |  |  |  | 40.35% | [5 empty] | 0% | 0% | 0% | 1 | 48.57% | 0% | 0% | 1 | 29.5% | 0% | 0% | 1 | 36.73% | 0% | 0% | 1 | 60.52% | 0% | 0% | 2 | 15.91% | 0% | 0% | 1 | 13.76% | 0% | 0% | 1 | 0% | 0% | 1 |  |  |  |  | 31.44% | [5 empty] | 0% | 0% | 0% | 1 | 49.46% | 0% | 0% | 1 | 26.67% | 0% | 0% | 1 | 33.5% | 0% | 0% | 1 | 59.15% | 0% | 0% | 2 | 15.59% | 0% | 0% | 1 | 13.79% | 0% | 0% | 1
105 | Wilson | Central_Valley_North_Los_Banos | 200 | 8000 | 0 | 51.1% | 0% | 3 |  |  |  |  | 26.57% | [5 empty] | 0% | 0% | 0% | 1 | 56.77% | 24.92% | 0% | 2 | 50.98% | 21.97% | 0% | 2 | 54.95% | 23.91% | 0% | 2 | 77.25% | 47.36% | 0% | 3 | 18.14% | 13.16% | 0% | 1 | 26.04% | 47.36% | 0% | 2 | 16.47% | 0% | 1 |  |  |  |  | 25.52% | [5 empty] | 0% | 0% | 0% | 1 | 55.88% | 8.926% | 0% | 2 | 44.5% | 7.096% | 0% | 1 | 54.72% | 8.697% | 0% | 2 | 72.94% | 14.55% | 0% | 3 | 27.66% | 5.444% | 0% | 1 | 20.98% | 14.55% | 0% | 1 | 7.399% | 0% | 1 |  |  |  |  | 33.65% | [5 empty] | 0% | 0% | 0% | 1 | 55.78% | 4.932% | 0% | 2 | 34.33% | 3.321% | 0% | 1 | 41.65% | 3.738% | 0% | 1 | 67.73% | 6.758% | 0% | 2 | 21.43% | 2.776% | 0% | 1 | 16.18% | 6.758% | 0% | 1 | 3.152% | 0% | 1 |  |  |  |  | 30.38% | [5 empty] | 0% | 0% | 0% | 1 | 51.07% | 2.338% | 0% | 2 | 29.09% | 1.613% | 0% | 1 | 36.18% | 1.793% | 0% | 1 | 61.42% | 2.966% | 0% | 2 | 16.39% | 1.368% | 0% | 1 | 14.48% | 2.966% | 0% | 1
106 | Los Banos | Central_Valley_North_Los_Banos | 110 | 4400 | 15 | 42.8% | 0% | 2 |  |  |  |  | 9.77% | [5 empty] | 0% | 0% | 0% | 1 | 74.97% | 39.57% | 0% | 3 | 1.664% | 10.07% | 0% | 1 | 9.901% | 11% | 0% | 1 | 74.97% | 39.57% | 0% | 3 | 18.41% | 12.14% | 0% | 1 | 7.925% | 39.57% | 0% | 2 | 30.08% | 0% | 2 |  |  |  |  | 10.62% | [5 empty] | 7.111% | 0% | 7.111% | 1 | 75.34% | 23.04% | 0% | 3 | 9.259% | 6.261% | 0% | 1 | 15.79% | 6.747% | 0% | 1 | 78.79% | 26.79% | 0% | 3 | 34.84% | 8.719% | 0% | 1 | 9.066% | 26.79% | 0% | 2 | 11.98% | 0% | 1 |  |  |  |  | 23.95% | [5 empty] | 4.926% | 0% | 4.926% | 1 | 61.34% | 9.44% | 0% | 2 | 9.376% | 4.028% | 0% | 1 | 14.18% | 4.253% | 0% | 1 | 65.57% | 10.6% | 0% | 2 | 30.51% | 5.252% | 0% | 1 | 7.839% | 10.6% | 0% | 1 | 3.583% | 0% | 1 |  |  |  |  | 33.06% | [5 empty] | 6.442% | 0% | 6.442% | 1 | 50.93% | 3.083% | 0% | 2 | 12.28% | 1.725% | 0% | 1 | 19.03% | 1.868% | 0% | 1 | 55.53% | 3.401% | 0% | 2 | 18.51% | 1.856% | 0% | 1 | 5.941% | 3.401% | 0% | 1
107 | Coburn | Peninsula_Monterey | 106 | 4240 | 10 | 17.12% | 0% | 1 |  |  |  |  | 26.84% | [5 empty] | 18.23% | 0% | 18.23% | 1 | 40.98% | 10.08% | 0% | 1 | 2.415% | 6.096% | 0% | 1 | 19.16% | 7.359% | 0% | 1 | 50.25% | 11.96% | 0% | 2 | 30.17% | 8.519% | 0% | 1 | 2.68% | 11.96% | 0% | 1 | 11.69% | 0% | 1 |  |  |  |  | 24.86% | [5 empty] | 25.29% | 0% | 25.29% | 2 | 41.46% | 6.241% | 0% | 1 | 5.017% | 3.847% | 0% | 1 | 23.94% | 4.803% | 0% | 1 | 54.93% | 8.106% | 0% | 2 | 28.03% | 5.076% | 0% | 1 | 3.506% | 8.106% | 0% | 1 | 9.331% | 0% | 1 |  |  |  |  | 22.1% | [5 empty] | 37.82% | 0% | 37.82% | 2 | 47.14% | 4.785% | 0% | 1 | 11.63% | 2.862% | 0% | 1 | 27.95% | 3.511% | 0% | 1 | 59.69% | 6.275% | 0% | 2 | 37.15% | 4.024% | 0% | 1 | 3.892% | 6.275% | 0% | 1 | 5.817% | 0% | 1 |  |  |  |  | 22.12% | [5 empty] | 44.97% | 0% | 44.97% | 2 | 47.1% | 3.145% | 0% | 1 | 10.43% | 1.857% | 0% | 1 | 26.54% | 2.264% | 0% | 1 | 58.78% | 4.036% | 0% | 2 | 40.11% | 2.777% | 0% | 1 | 3.504% | 4.036% | 0% | 1
108 | Tulucay | Northern_California | 0 | 0 | 0 | 0% | 0% | 1 |  |  |  |  | 11.25% | [5 empty] | 63.61% | 5.853% | 69.46% | 3 | 77.08% | 0% | 0% | 3 | 9.778% | 0% | 0% | 1 | 31.59% | 0% | 0% | 1 | 81.42% | 0% | 0% | 3 | 57% | 0% | 0% | 2 | 9.475% | 0% | 0% | 1 | 0% | 0% | 1 |  |  |  |  | 6.159% | [5 empty] | 55.49% | 10.97% | 66.45% | 3 | 65.39% | 0% | 0% | 2 | 16.7% | 0% | 0% | 1 | 33.87% | 0% | 0% | 1 | 81.76% | 0% | 0% | 3 | 50.44% | 0% | 0% | 2 | 10.98% | 0% | 0% | 1 | 0% | 0% | 1 |  |  |  |  | 5.006% | [5 empty] | 56.43% | 11.71% | 68.15% | 3 | 63.52% | 0% | 0% | 2 | 21.74% | 0% | 0% | 1 | 35.8% | 0% | 0% | 1 | 82.11% | 0% | 0% | 3 | 47.73% | 0% | 0% | 1 | 13.24% | 0% | 0% | 1 | 0% | 0% | 1 |  |  |  |  | 15.5% | [5 empty] | 39.45% | 11.47% | 50.92% | 3 | 51.7% | 0% | 0% | 2 | 23.86% | 0% | 0% | 1 | 36.13% | 0% | 0% | 1 | 71.66% | 0% | 0% | 3 | 39.69% | 0% | 0% | 1 | 13.7% | 0% | 0% | 1
109 | Brunswick | Northern_California | 0 | 0 | 0 | 0% | 0% | 1 |  |  |  |  | 0% | [5 empty] | 0% | 0% | 0% | 1 | 0% | 0% | 0% | 1 | 0% | 0% | 0% | 1 | 0% | 0% | 0% | 1 | 0% | 0% | 0% | 1 | 0% | 0% | 0% | 1 | 0% | 0% | 0% | 1 | 0% | 0% | 1 |  |  |  |  | 0% | [5 empty] | 0% | 100% | 100% | 5 | 8.051% | 0% | 0% | 1 | 48.28% | 0% | 0% | 1 | 0% | 0% | 0% | 1 | 56.33% | 0% | 0% | 2 | 6.569% | 0% | 0% | 1 | 0.7343% | 0% | 0% | 1 | 0% | 0% | 1 |  |  |  |  | 0% | [5 empty] | 17.94% | 76.37% | 94.31% | 5 | 9.351% | 0% | 0% | 1 | 9.313% | 0% | 0% | 1 | 0.1233% | 0% | 0% | 1 | 18.79% | 0% | 0% | 1 | 39.61% | 0% | 0% | 1 | 0.4595% | 0% | 0% | 1 | 0% | 0% | 1 |  |  |  |  | 12.12% | [5 empty] | 31.97% | 18.39% | 50.36% | 3 | 41.1% | 0% | 0% | 1 | 16.16% | 0% | 0% | 1 | 14.51% | 0% | 0% | 1 | 59.99% | 0% | 0% | 2 | 30.46% | 0% | 0% | 1 | 10.42% | 0% | 0% | 1
110 | Higgins | Northern_California | 0 | 0 | 0 | 0% | 0% | 1 |  |  |  |  | 0% | [5 empty] | 0% | 0% | 0% | 1 | 0% | 0% | 0% | 1 | 0% | 0% | 0% | 1 | 0% | 0% | 0% | 1 | 0% | 0% | 0% | 1 | 0% | 0% | 0% | 1 | 0% | 0% | 0% | 1 | 0% | 0% | 1 |  |  |  |  | 4.876% | [5 empty] | 7.269% | 0% | 7.269% | 1 | 100% | 0% | 0% | 5 | 0% | 0% | 0% | 1 | 0% | 0% | 0% | 1 | 100% | 0% | 0% | 5 | 7.021% | 0% | 0% | 1 | 47.77% | 0% | 0% | 1 | 0% | 0% | 1 |  |  |  |  | 25.78% | [5 empty] | 4.658% | 0% | 4.658% | 1 | 76.21% | 0% | 0% | 3 | 0% | 0% | 0% | 1 | 0.06494% | 0% | 0% | 1 | 76.28% | 0% | 0% | 3 | 4.645% | 0% | 0% | 1 | 28.82% | 0% | 0% | 1 | 0% | 0% | 1 |  |  |  |  | 32.32% | [5 empty] | 10.98% | 3.374% | 14.35% | 2 | 53.26% | 0% | 0% | 2 | 5.777% | 0% | 0% | 1 | 16.24% | 0% | 0% | 1 | 60.24% | 0% | 0% | 2 | 8.481% | 0% | 0% | 1 | 14.07% | 0% | 0% | 1
111 | Barre | Greater_LA | 0 | 0 | 0 | 0% | 0% | 1 |  |  |  |  | 0% | [5 empty] | 0% | 0% | 0% | 1 | 0% | 0% | 0% | 1 | 29.36% | 0% | 0% | 1 | 97% | 0% | 0% | 5 | 97% | 0% | 0% | 5 | 0% | 0% | 0% | 1 | 1.112% | 0% | 0% | 1 | 0% | 0% | 1 |  |  |  |  | 0% | [5 empty] | 0% | 0% | 0% | 1 | 0% | 0% | 0% | 1 | 18.79% | 0% | 0% | 1 | 73.05% | 0% | 0% | 3 | 73.05% | 0% | 0% | 3 | 0% | 0% | 0% | 1 | 4.687% | 0% | 0% | 1 | 0% | 0% | 1 |  |  |  |  | 0% | [5 empty] | 0.03228% | 4.057% | 4.09% | 2 | 2.776% | 0% | 0% | 1 | 14.78% | 0% | 0% | 1 | 76.17% | 0% | 0% | 3 | 78.94% | 0% | 0% | 3 | 2.066% | 0% | 0% | 1 | 3.431% | 0% | 0% | 1 | 0% | 0% | 1 |  |  |  |  | 0% | [5 empty] | 1.243% | 3.662% | 4.905% | 2 | 2.594% | 0% | 0% | 1 | 15.94% | 0% | 0% | 1 | 76.21% | 0% | 0% | 3 | 78.8% | 0% | 0% | 3 | 1.865% | 0% | 0% | 1 | 3.102% | 0% | 0% | 1
112 | Ellis | Greater_LA | 0 | 0 | 0 | 0% | 0% | 1 |  |  |  |  | 0% | [5 empty] | 0% | 0% | 0% | 1 | 0.05772% | 0% | 0% | 1 | 26.04% | 0% | 0% | 1 | 96.29% | 0% | 0% | 5 | 96.35% | 0% | 0% | 5 | 0% | 0% | 0% | 1 | 6.599% | 0% | 0% | 1 | 0% | 0% | 1 |  |  |  |  | 0% | [5 empty] | 0.09668% | 0% | 0.09668% | 1 | 0.05032% | 0% | 0% | 1 | 23.79% | 0% | 0% | 1 | 91.17% | 0% | 0% | 4 | 91.22% | 0% | 0% | 4 | 0% | 0% | 0% | 1 | 5.83% | 0% | 0% | 1 | 0% | 0% | 1 |  |  |  |  | 0% | [5 empty] | 0.1361% | 0% | 0.1361% | 1 | 0.02879% | 0% | 0% | 1 | 15.09% | 0% | 0% | 1 | 78.52% | 0% | 0% | 3 | 78.55% | 0% | 0% | 3 | 0% | 0% | 0% | 1 | 3.394% | 0% | 0% | 1 | 0% | 0% | 1 |  |  |  |  | 0% | [5 empty] | 1.557% | 3.667% | 5.224% | 2 | 2.597% | 0% | 0% | 1 | 15.86% | 0% | 0% | 1 | 76.09% | 0% | 0% | 3 | 78.68% | 0% | 0% | 3 | 1.867% | 0% | 0% | 1 | 3.175% | 0% | 0% | 1
113 | Johanna | Greater_LA | 0 | 0 | 0 | 0% | 0% | 1 |  |  |  |  | 0% | [5 empty] | 0% | 0% | 0% | 1 | 0.07026% | 0% | 0% | 1 | 17.68% | 0% | 0% | 1 | 96.67% | 0% | 0% | 5 | 96.74% | 0% | 0% | 5 | 0% | 0% | 0% | 1 | 7.558% | 0% | 0% | 1 | 0% | 0% | 1 |  |  |  |  | 0% | [5 empty] | 0.2632% | 0% | 0.2632% | 1 | 0.05569% | 0% | 0% | 1 | 25.58% | 0% | 0% | 1 | 96.01% | 0% | 0% | 5 | 96.07% | 0% | 0% | 5 | 0% | 0% | 0% | 1 | 6.366% | 0% | 0% | 1 | 0% | 0% | 1 |  |  |  |  | 0% | [5 empty] | 0.1946% | 5.833% | 6.027% | 2 | 3.99% | 0% | 0% | 1 | 23.86% | 0% | 0% | 1 | 85.36% | 0% | 0% | 3 | 89.35% | 0% | 0% | 3 | 2.97% | 0% | 0% | 1 | 4.849% | 0% | 0% | 1 | 0% | 0% | 1 |  |  |  |  | 0% | [5 empty] | 0.497% | 3.737% | 4.234% | 2 | 2.557% | 0% | 0% | 1 | 16.23% | 0% | 0% | 1 | 76.98% | 0% | 0% | 3 | 79.53% | 0% | 0% | 3 | 1.903% | 0% | 0% | 1 | 3.236% | 0% | 0% | 1
114 | Lewis | Greater_LA | 0 | 0 | 0 | 0% | 0% | 1 |  |  |  |  | 0% | [5 empty] | 0% | 0% | 0% | 1 | 0% | 0% | 0% | 1 | 0% | 0% | 0% | 1 | 0% | 0% | 0% | 1 | 0% | 0% | 0% | 1 | 0% | 0% | 0% | 1 | 0% | 0% | 0% | 1 | 0% | 0% | 1 |  |  |  |  | 0% | [5 empty] | 0% | 5.816% | 5.816% | 2 | 4.827% | 0% | 0% | 1 | 24.63% | 0% | 0% | 1 | 91.69% | 0% | 0% | 4 | 96.51% | 0% | 0% | 5 | 3.624% | 0% | 0% | 1 | 5.887% | 0% | 0% | 1 | 0% | 0% | 1 |  |  |  |  | 0% | [5 empty] | 0.06895% | 5.083% | 5.152% | 2 | 3.477% | 0% | 0% | 1 | 18.57% | 0% | 0% | 1 | 71.62% | 0% | 0% | 3 | 75.1% | 0% | 0% | 3 | 2.588% | 0% | 0% | 1 | 4.297% | 0% | 0% | 1 | 0% | 0% | 1 |  |  |  |  | 0% | [5 empty] | 0.9895% | 3.714% | 4.704% | 2 | 2.631% | 0% | 0% | 1 | 15.29% | 0% | 0% | 1 | 76.29% | 0% | 0% | 3 | 78.92% | 0% | 0% | 3 | 1.891% | 0% | 0% | 1 | 3.141% | 0% | 0% | 1
115 | Santiago | Greater_LA | 0 | 0 | 0 | 0% | 0% | 1 |  |  |  |  | 0% | [5 empty] | 1.528% | 0% | 1.528% | 1 | 0.3577% | 0% | 0% | 1 | 5.566% | 0% | 0% | 1 | 92.07% | 0% | 0% | 4 | 92.43% | 0% | 0% | 4 | 0% | 0% | 0% | 1 | 2.387% | 0% | 0% | 1 | 0% | 0% | 1 |  |  |  |  | 0% | [5 empty] | 0.2742% | 0% | 0.2742% | 1 | 0.05801% | 0% | 0% | 1 | 18.27% | 0% | 0% | 1 | 95.77% | 0% | 0% | 5 | 95.83% | 0% | 0% | 5 | 0% | 0% | 0% | 1 | 6.312% | 0% | 0% | 1 | 0% | 0% | 1 |  |  |  |  | 0% | [5 empty] | 0.2219% | 6.648% | 6.87% | 2 | 4.548% | 0% | 0% | 1 | 26.49% | 0% | 0% | 1 | 90.82% | 0% | 0% | 4 | 95.37% | 0% | 0% | 5 | 3.386% | 0% | 0% | 1 | 5.454% | 0% | 0% | 1 | 0% | 0% | 1 |  |  |  |  | 0% | [5 empty] | 0.455% | 3.753% | 4.208% | 2 | 2.568% | 0% | 0% | 1 | 16.24% | 0% | 0% | 1 | 76.89% | 0% | 0% | 3 | 79.46% | 0% | 0% | 3 | 1.918% | 0% | 0% | 1 | 3.268% | 0% | 0% | 1
116 | Serrano | Greater_LA | 0 | 0 | 0 | 0% | 0% | 1 |  |  |  |  | 0% | [5 empty] | 0% | 100% | 100% | 5 | 67.71% | 0% | 0% | 2 | 32.29% | 0% | 0% | 1 | 32.29% | 0% | 0% | 1 | 100% | 0% | 0% | 5 | 50.93% | 0% | 0% | 2 | 1.329% | 0% | 0% | 1 | 0% | 0% | 1 |  |  |  |  | 0% | [5 empty] | 0% | 95.33% | 95.33% | 5 | 64.55% | 0% | 0% | 2 | 35.45% | 0% | 0% | 1 | 35.45% | 0% | 0% | 1 | 100% | 0% | 0% | 5 | 48.55% | 0% | 0% | 1 | 4.877% | 0% | 0% | 1 | 0% | 0% | 1 |  |  |  |  | 0% | [5 empty] | 0.09618% | 7.089% | 7.186% | 2 | 4.85% | 0% | 0% | 1 | 25.83% | 0% | 0% | 1 | 91.55% | 0% | 0% | 4 | 96.4% | 0% | 0% | 5 | 3.61% | 0% | 0% | 1 | 5.893% | 0% | 0% | 1 | 0% | 0% | 1 |  |  |  |  | 0% | [5 empty] | 0.1263% | 3.832% | 3.958% | 2 | 2.636% | 0% | 0% | 1 | 15.53% | 0% | 0% | 1 | 76.9% | 0% | 0% | 3 | 79.49% | 0% | 0% | 3 | 1.974% | 0% | 0% | 1 | 3.201% | 0% | 0% | 1
117 | Villa Park | Greater_LA | 0 | 0 | 0 | 0% | 0% | 1 |  |  |  |  | 0% | [5 empty] | 0% | 0% | 0% | 1 | 0% | 0% | 0% | 1 | 0% | 0% | 0% | 1 | 0% | 0% | 0% | 1 | 0% | 0% | 0% | 1 | 0% | 0% | 0% | 1 | 0% | 0% | 0% | 1 | 0% | 0% | 1 |  |  |  |  | 0% | [5 empty] | 0% | 8.949% | 8.949% | 2 | 6.06% | 0% | 0% | 1 | 22.77% | 0% | 0% | 1 | 91.96% | 0% | 0% | 4 | 98.02% | 0% | 0% | 5 | 4.558% | 0% | 0% | 1 | 7.068% | 0% | 0% | 1 | 0% | 0% | 1 |  |  |  |  | 0% | [5 empty] | 0.09449% | 6.965% | 7.059% | 2 | 4.765% | 0% | 0% | 1 | 25.5% | 0% | 0% | 1 | 91.34% | 0% | 0% | 4 | 96.11% | 0% | 0% | 5 | 3.547% | 0% | 0% | 1 | 5.79% | 0% | 0% | 1 | 0% | 0% | 1 |  |  |  |  | 0% | [5 empty] | 0.1361% | 3.777% | 3.913% | 2 | 2.584% | 0% | 0% | 1 | 15.5% | 0% | 0% | 1 | 76.9% | 0% | 0% | 3 | 79.48% | 0% | 0% | 3 | 1.923% | 0% | 0% | 1 | 3.194% | 0% | 0% | 1
118 | Capistrano | Greater_LA | 0 | 0 | 0 | 0% | 0% | 1 |  |  |  |  | 0% | [5 empty] | 5.164% | 0% | 5.164% | 1 | 0% | 0% | 0% | 1 | 32.19% | 0% | 0% | 1 | 86.94% | 0% | 0% | 3 | 86.94% | 0% | 0% | 3 | 0% | 0% | 0% | 1 | 0.8355% | 0% | 0% | 1 | 0% | 0% | 1 |  |  |  |  | 0% | [5 empty] | 4.991% | 0% | 4.991% | 1 | 0.2907% | 0% | 0% | 1 | 28.29% | 0% | 0% | 1 | 86.43% | 0% | 0% | 3 | 86.72% | 0% | 0% | 3 | 0% | 0% | 0% | 1 | 1.147% | 0% | 0% | 1 | 0% | 0% | 1 |  |  |  |  | 0% | [5 empty] | 1.681% | 0% | 1.681% | 1 | 0.09791% | 0% | 0% | 1 | 29.1% | 0% | 0% | 1 | 92.24% | 0% | 0% | 4 | 92.34% | 0% | 0% | 4 | 0.346% | 0% | 0% | 1 | 8.617% | 0% | 0% | 1 | 0% | 0% | 1 |  |  |  |  | 0% | [5 empty] | 0.6942% | 5.726% | 6.42% | 2 | 5.22% | 0% | 0% | 1 | 34.51% | 0% | 0% | 1 | 91.23% | 0% | 0% | 4 | 95.15% | 0% | 0% | 5 | 3.148% | 0% | 0% | 1 | 7.607% | 0% | 0% | 1
119 | Trabuco | Greater_LA | 0 | 0 | 0 | 0% | 0% | 1 |  |  |  |  | 0% | [5 empty] | 1.871% | 0% | 1.871% | 1 | 0% | 0% | 0% | 1 | 25.1% | 0% | 0% | 1 | 86.52% | 0% | 0% | 3 | 86.52% | 0% | 0% | 3 | 0% | 0% | 0% | 1 | 0% | 0% | 0% | 1 | 0% | 0% | 1 |  |  |  |  | 0% | [5 empty] | 3.487% | 0% | 3.487% | 1 | 0.2031% | 0% | 0% | 1 | 21.26% | 0% | 0% | 1 | 88.71% | 0% | 0% | 3 | 88.91% | 0% | 0% | 3 | 0% | 0% | 0% | 1 | 1.933% | 0% | 0% | 1 | 0% | 0% | 1 |  |  |  |  | 0% | [5 empty] | 1.232% | 0% | 1.232% | 1 | 0.07177% | 0% | 0% | 1 | 24.95% | 0% | 0% | 1 | 93.79% | 0% | 0% | 4 | 93.86% | 0% | 0% | 4 | 0.01678% | 0% | 0% | 1 | 7.925% | 0% | 0% | 1 | 0% | 0% | 1 |  |  |  |  | 0% | [5 empty] | 0.6715% | 5.539% | 6.211% | 2 | 4.625% | 0% | 0% | 1 | 33.17% | 0% | 0% | 1 | 91.51% | 0% | 0% | 4 | 95.3% | 0% | 0% | 5 | 3.045% | 0% | 0% | 1 | 7.367% | 0% | 0% | 1
120 | Pleasant Grove | Northern_California | 0 | 0 | 0 | 0% | 0% | 1 |  |  |  |  | 2.869% | [5 empty] | 0% | 0% | 0% | 1 | 35.23% | 0% | 0% | 1 | 0% | 0% | 0% | 1 | 0.05689% | 0% | 0% | 1 | 35.29% | 0% | 0% | 1 | 0% | 0% | 0% | 1 | 27.46% | 0% | 0% | 1 | 0% | 0% | 1 |  |  |  |  | 35.44% | [5 empty] | 1.037% | 0% | 1.037% | 1 | 44.63% | 0% | 0% | 1 | 0% | 0% | 0% | 1 | 13.26% | 0% | 0% | 1 | 56.5% | 0% | 0% | 2 | 0.9133% | 0% | 0% | 1 | 18.46% | 0% | 0% | 1 | 0% | 0% | 1 |  |  |  |  | 38% | [5 empty] | 0.5703% | 0% | 0.5703% | 1 | 59.71% | 0% | 0% | 2 | 6.587% | 0% | 0% | 1 | 27.67% | 0% | 0% | 1 | 69.99% | 0% | 0% | 2 | 0.5509% | 0% | 0% | 1 | 17.49% | 0% | 0% | 1 | 0% | 0% | 1 |  |  |  |  | 56.82% | [5 empty] | 0.4534% | 0% | 0.4534% | 1 | 47.55% | 0% | 0% | 1 | 8.632% | 0% | 0% | 1 | 40.62% | 0% | 0% | 1 | 67.88% | 0% | 0% | 2 | 0.4826% | 0% | 0% | 1 | 10.01% | 0% | 0% | 1
121 | Summit | Northern_California | 0 | 0 | 0 | 0% | 0% | 1 |  |  |  |  | 0% | [5 empty] | 31.39% | 1.554% | 32.95% | 2 | 13.76% | 0% | 0% | 1 | 9.425% | 0% | 0% | 1 | 44.37% | 0% | 0% | 1 | 54.54% | 0% | 0% | 2 | 71.98% | 0% | 0% | 3 | 9.437% | 0% | 0% | 1 | 0% | 0% | 1 |  |  |  |  | 0% | [5 empty] | 53.9% | 0.7087% | 54.61% | 3 | 23.95% | 0% | 0% | 1 | 17.92% | 0% | 0% | 1 | 34.72% | 0% | 0% | 1 | 52.55% | 0% | 0% | 2 | 69.28% | 0% | 0% | 2 | 9.347% | 0% | 0% | 1 | 0% | 0% | 1 |  |  |  |  | 0.04005% | [5 empty] | 58.95% | 2.958% | 61.91% | 3 | 33.96% | 0% | 0% | 1 | 12.39% | 0% | 0% | 1 | 24.49% | 0% | 0% | 1 | 52.75% | 0% | 0% | 2 | 69.13% | 0% | 0% | 2 | 9.018% | 0% | 0% | 1 | 0% | 0% | 1 |  |  |  |  | 0.04741% | [5 empty] | 63.59% | 4.466% | 68.05% | 3 | 32.7% | 0% | 0% | 1 | 11.48% | 0% | 0% | 1 | 22.78% | 0% | 0% | 1 | 50.28% | 0% | 0% | 2 | 70.54% | 0% | 0% | 3 | 8.67% | 0% | 0% | 1
122 | Devers | Riverside | 234.5 | 9380 | 20 | 223.7% | 62.93% | 5 |  |  |  |  | 0% | [5 empty] | 26.19% | 0.6202% | 26.81% | 2 | 44.08% | 134.9% | 44.26% | 5 | 35.97% | 117.8% | 31.69% | 5 | 33.3% | 113.1% | 26.21% | 5 | 56.19% | 172.2% | 56.27% | 5 | 23.5% | 98.6% | 0% | 4 | 0.1969% | 172.2% | 56.27% | 5 | 82.59% | 0% | 4 |  |  |  |  | 0% | [5 empty] | 33.26% | 22.78% | 56.04% | 4 | 29.11% | 35.63% | 0% | 2 | 23.37% | 32.96% | 0% | 2 | 30.13% | 36.14% | 0% | 2 | 46.04% | 46.81% | 0% | 2 | 42.04% | 43.57% | 0% | 2 | 1.341% | 46.81% | 0% | 2 | 54.94% | 0% | 3 |  |  |  |  | 0.01486% | [5 empty] | 33.05% | 39.11% | 72.16% | 5 | 36.68% | 21.52% | 0% | 2 | 22.59% | 17.6% | 0% | 1 | 40.13% | 22.76% | 0% | 2 | 56.43% | 31.27% | 0% | 2 | 51.13% | 27.88% | 0% | 2 | 1.999% | 31.27% | 0% | 2 | 15.27% | 0% | 1 |  |  |  |  | 0.8883% | [5 empty] | 29.02% | 17.45% | 46.47% | 3 | 29.44% | 6.66% | 0% | 1 | 20.29% | 5.895% | 0% | 1 | 32.78% | 6.991% | 0% | 1 | 52.28% | 9.848% | 0% | 2 | 41.52% | 8.035% | 0% | 1 | 1.237% | 9.848% | 0% | 1
123 | Kern | Riverside (Exclude) | 0 | 0 | 0 | 0% | 0% | 1 |  |  |  |  | 0% | [5 empty] | 0% | 0% | 0% | 1 | 10.8% | 0% | 0% | 1 | 31.44% | 0% | 0% | 1 | 0% | 0% | 0% | 1 | 40.68% | 0% | 0% | 1 | 52.13% | 0% | 0% | 2 | 0% | 0% | 0% | 1 | 0% | 0% | 1 |  |  |  |  | 0% | [5 empty] | 0% | 0% | 0% | 1 | 9.954% | 0% | 0% | 1 | 20.48% | 0% | 0% | 1 | 0% | 0% | 0% | 1 | 29.42% | 0% | 0% | 1 | 34.98% | 0% | 0% | 1 | 0.4654% | 0% | 0% | 1 | 0% | 0% | 1 |  |  |  |  | 0% | [5 empty] | 0% | 0% | 0% | 1 | 28% | 0% | 0% | 1 | 14.69% | 0% | 0% | 1 | 1.377% | 0% | 0% | 1 | 40.82% | 0% | 0% | 1 | 31.47% | 0% | 0% | 1 | 0.9997% | 0% | 0% | 1 | 0% | 0% | 1 |  |  |  |  | 0% | [5 empty] | 0% | 0% | 0% | 1 | 39.03% | 0% | 0% | 1 | 22.45% | 0% | 0% | 1 | 12.47% | 0% | 0% | 1 | 51.72% | 0% | 0% | 2 | 33.02% | 0% | 0% | 1 | 0.7633% | 0% | 0% | 1
124 | Mirage | Riverside | 0 | 0 | 0 | 0% | 0% | 1 |  |  |  |  | 0% | [5 empty] | 16.03% | 0% | 16.03% | 1 | 11.44% | 0% | 0% | 1 | 18.1% | 0% | 0% | 1 | 14.66% | 0% | 0% | 1 | 28.65% | 0% | 0% | 1 | 29.96% | 0% | 0% | 1 | 0.004222% | 0% | 0% | 1 | 0% | 0% | 1 |  |  |  |  | 0.5384% | [5 empty] | 10.99% | 0% | 10.99% | 1 | 9.05% | 0% | 0% | 1 | 31.23% | 0% | 0% | 1 | 24.07% | 0% | 0% | 1 | 38.91% | 0% | 0% | 1 | 30.51% | 0% | 0% | 1 | 0.01788% | 0% | 0% | 1 | 0% | 0% | 1 |  |  |  |  | 1.658% | [5 empty] | 19.09% | 9.575% | 28.66% | 2 | 20.31% | 0% | 0% | 1 | 37.2% | 0% | 0% | 1 | 33.74% | 0% | 0% | 1 | 54.22% | 0% | 0% | 2 | 43.07% | 0% | 0% | 1 | 0.7433% | 0% | 0% | 1 | 0% | 0% | 1 |  |  |  |  | 5.934% | [5 empty] | 27.79% | 13.79% | 41.58% | 3 | 23.51% | 0% | 0% | 1 | 23.24% | 0% | 0% | 1 | 29.08% | 0% | 0% | 1 | 49.12% | 0% | 0% | 1 | 36.99% | 0% | 0% | 1 | 1.858% | 0% | 0% | 1
125 | Valley | Riverside (Exclude) | 0 | 0 | 0 | 0% | 0% | 1 |  |  |  |  | 0% | [5 empty] | 0% | 0% | 0% | 1 | 0% | 0% | 0% | 1 | 0% | 0% | 0% | 1 | 0% | 0% | 0% | 1 | 0% | 0% | 0% | 1 | 0% | 0% | 0% | 1 | 0% | 0% | 0% | 1 | 0% | 0% | 1 |  |  |  |  | 0% | [5 empty] | 0% | 100% | 100% | 5 | 99.82% | 0% | 0% | 5 | 0.1764% | 0% | 0% | 1 | 100% | 0% | 0% | 5 | 100% | 0% | 0% | 5 | 5.66% | 0% | 0% | 1 | 0.1051% | 0% | 0% | 1 | 0% | 0% | 1 |  |  |  |  | 0% | [5 empty] | 0% | 100% | 100% | 5 | 2.325% | 0% | 0% | 1 | 19.83% | 0% | 0% | 1 | 23.01% | 0% | 0% | 1 | 23.01% | 0% | 0% | 1 | 40.18% | 0% | 0% | 1 | 1.813% | 0% | 0% | 1 | 0% | 0% | 1 |  |  |  |  | 0.1444% | [5 empty] | 24.46% | 71.1% | 95.56% | 5 | 46.77% | 0% | 0% | 1 | 23.7% | 0% | 0% | 1 | 49.23% | 0% | 0% | 1 | 69.44% | 0% | 0% | 2 | 58.21% | 0% | 0% | 2 | 3.232% | 0% | 0% | 1
126 | Gold Hill | Solano | 0 | 0 | 0 | 0% | 0% | 1 |  |  |  |  | 0% | [5 empty] | 0% | 0% | 0% | 1 | 0% | 0% | 0% | 1 | 0% | 0% | 0% | 1 | 0% | 0% | 0% | 1 | 0% | 0% | 0% | 1 | 0% | 0% | 0% | 1 | 0% | 0% | 0% | 1 | 0% | 0% | 1 |  |  |  |  | 0% | [5 empty] | 0% | 0% | 0% | 1 | 0% | 0% | 0% | 1 | 0% | 0% | 0% | 1 | 0% | 0% | 0% | 1 | 0% | 0% | 0% | 1 | 0% | 0% | 0% | 1 | 0% | 0% | 0% | 1 | 0% | 0% | 1 |  |  |  |  | 1.149% | [5 empty] | 0% | 0% | 0% | 1 | 23.52% | 0% | 0% | 1 | 0% | 0% | 0% | 1 | 10.67% | 0% | 0% | 1 | 34.19% | 0% | 0% | 1 | 0% | 0% | 0% | 1 | 29.55% | 0% | 0% | 1 | 0% | 0% | 1 |  |  |  |  | 42.52% | [5 empty] | 0.5402% | 0% | 0.5402% | 1 | 50.99% | 0% | 0% | 2 | 11.3% | 0% | 0% | 1 | 32.56% | 0% | 0% | 1 | 65.59% | 0% | 0% | 2 | 0.5218% | 0% | 0% | 1 | 15.78% | 0% | 0% | 1
127 | Grand Island | Solano | 0 | 0 | 0 | 0% | 0% | 1 |  |  |  |  | 53.26% | [5 empty] | 0% | 0% | 0% | 1 | 10.07% | 0% | 0% | 1 | 15.92% | 0% | 0% | 1 | 17.71% | 0% | 0% | 1 | 25.79% | 0% | 0% | 1 | 0.01792% | 0% | 0% | 1 | 10.41% | 0% | 0% | 1 | 0% | 0% | 1 |  |  |  |  | 51.45% | [5 empty] | 0% | 0% | 0% | 1 | 11.02% | 0% | 0% | 1 | 25.72% | 0% | 0% | 1 | 29.87% | 0% | 0% | 1 | 36.63% | 0% | 0% | 1 | 0.4187% | 0% | 0% | 1 | 13.69% | 0% | 0% | 1 | 0% | 0% | 1 |  |  |  |  | 51.3% | [5 empty] | 0% | 0% | 0% | 1 | 12.3% | 0% | 0% | 1 | 26.23% | 0% | 0% | 1 | 28.39% | 0% | 0% | 1 | 37% | 0% | 0% | 1 | 0.5414% | 0% | 0% | 1 | 14.78% | 0% | 0% | 1 | 0% | 0% | 1 |  |  |  |  | 53.53% | [5 empty] | 5.968% | 0.8985% | 6.867% | 2 | 20.68% | 0% | 0% | 1 | 24.09% | 0% | 0% | 1 | 26.09% | 0% | 0% | 1 | 39.91% | 0% | 0% | 1 | 3.867% | 0% | 0% | 1 | 13.05% | 0% | 0% | 1
128 | Chino | Greater_Kramer | 0 | 0 | 10 | 0% | 0% | 1 |  |  |  |  | 0% | [5 empty] | 0% | 100% | 100% | 5 | 67.71% | 0% | 0% | 2 | 32.29% | 0% | 0% | 1 | 32.29% | 0% | 0% | 1 | 100% | 0% | 0% | 5 | 50.93% | 0% | 0% | 2 | 1.329% | 0% | 0% | 1 | 0% | 0% | 1 |  |  |  |  | 0% | [5 empty] | 0% | 100% | 100% | 5 | 67.71% | 0% | 0% | 2 | 32.29% | 0% | 0% | 1 | 32.29% | 0% | 0% | 1 | 100% | 0% | 0% | 5 | 50.93% | 0% | 0% | 2 | 1.329% | 0% | 0% | 1 | 0% | 0% | 1 |  |  |  |  | 0% | [5 empty] | 3.689% | 96.31% | 100% | 5 | 91.81% | 0% | 0% | 4 | 53.45% | 0% | 0% | 2 | 42.11% | 0% | 0% | 1 | 100% | 0% | 0% | 5 | 59.22% | 0% | 0% | 2 | 3.799% | 0% | 0% | 1 | 0% | 0% | 1 |  |  |  |  | 0.004453% | [5 empty] | 34.66% | 53.9% | 88.56% | 5 | 52.76% | 0% | 0% | 2 | 71.28% | 0% | 0% | 3 | 71.05% | 0% | 0% | 3 | 98.29% | 0% | 0% | 5 | 42.4% | 0% | 0% | 1 | 4.562% | 0% | 0% | 1
129 | Kramer | Greater_Kramer (Exclude) | 0 | 0 | 0 | 0% | 0% | 1 |  |  |  |  | 0% | [5 empty] | 0% | 0% | 0% | 1 | 95.86% | 0% | 0% | 5 | 10.17% | 0% | 0% | 1 | 0% | 0% | 0% | 1 | 95.86% | 0% | 0% | 5 | 65.56% | 0% | 0% | 2 | 0% | 0% | 0% | 1 | 0% | 0% | 1 |  |  |  |  | 0% | [5 empty] | 0% | 0% | 0% | 1 | 52.73% | 0% | 0% | 2 | 21.87% | 0% | 0% | 1 | 5.948% | 0% | 0% | 1 | 71% | 0% | 0% | 3 | 67.76% | 0% | 0% | 2 | 0.3595% | 0% | 0% | 1 | 0% | 0% | 1 |  |  |  |  | 0.01074% | [5 empty] | 0% | 0% | 0% | 1 | 39.7% | 0% | 0% | 1 | 18.29% | 0% | 0% | 1 | 3.441% | 0% | 0% | 1 | 55.71% | 0% | 0% | 2 | 49.44% | 0% | 0% | 1 | 0.2957% | 0% | 0% | 1 | 0% | 0% | 1 |  |  |  |  | 0.7762% | [5 empty] | 0% | 0% | 0% | 1 | 36.21% | 0% | 0% | 1 | 33.12% | 0% | 0% | 1 | 7.401% | 0% | 0% | 1 | 61.18% | 0% | 0% | 2 | 43.88% | 0% | 0% | 1 | 1.251% | 0% | 0% | 1
130 | Lugo | Greater_Kramer | 0 | 0 | 0 | 0% | 0% | 1 |  |  |  |  | 0.004761% | [5 empty] | 30.72% | 60.69% | 91.41% | 5 | 53.59% | 0% | 0% | 2 | 67.87% | 0% | 0% | 2 | 61.53% | 0% | 0% | 2 | 90.06% | 0% | 0% | 4 | 51.66% | 0% | 0% | 2 | 5.102% | 0% | 0% | 1 | 0% | 0% | 1 |  |  |  |  | 0.003033% | [5 empty] | 21.03% | 46.72% | 67.75% | 5 | 58.78% | 0% | 0% | 2 | 60.43% | 0% | 0% | 2 | 52.38% | 0% | 0% | 2 | 87.71% | 0% | 0% | 3 | 40.05% | 0% | 0% | 1 | 4.194% | 0% | 0% | 1 | 0% | 0% | 1 |  |  |  |  | 0.06882% | [5 empty] | 20.85% | 26.15% | 47% | 4 | 55.17% | 0% | 0% | 2 | 50.13% | 0% | 0% | 2 | 41.19% | 0% | 0% | 1 | 80.3% | 0% | 0% | 3 | 33.72% | 0% | 0% | 1 | 2.261% | 0% | 0% | 1 | 0% | 0% | 1 |  |  |  |  | 0.1886% | [5 empty] | 15.31% | 12.96% | 28.27% | 3 | 46.45% | 0% | 0% | 1 | 41.85% | 0% | 0% | 1 | 33.33% | 0% | 0% | 1 | 70.98% | 0% | 0% | 3 | 35.93% | 0% | 0% | 1 | 1.509% | 0% | 0% | 1
131 | Mira Loma | Greater_Kramer | 0 | 0 | 0 | 0% | 0% | 1 |  |  |  |  | 0% | [5 empty] | 0% | 100% | 100% | 5 | 60.65% | 0% | 0% | 2 | 39.35% | 0% | 0% | 1 | 39.35% | 0% | 0% | 1 | 100% | 0% | 0% | 5 | 49.01% | 0% | 0% | 1 | 0.2026% | 0% | 0% | 1 | 0% | 0% | 1 |  |  |  |  | 0% | [5 empty] | 2.948% | 97.05% | 100% | 5 | 86.12% | 0% | 0% | 3 | 35.78% | 0% | 0% | 1 | 40.58% | 0% | 0% | 1 | 100% | 0% | 0% | 5 | 74.37% | 0% | 0% | 3 | 0.7805% | 0% | 0% | 1 | 0% | 0% | 1 |  |  |  |  | 0% | [5 empty] | 4.265% | 95.73% | 100% | 5 | 97.55% | 0% | 0% | 5 | 65.05% | 0% | 0% | 2 | 34.89% | 0% | 0% | 1 | 100% | 0% | 0% | 5 | 52% | 0% | 0% | 2 | 8.08% | 0% | 0% | 1 | 0% | 0% | 1 |  |  |  |  | 0.003925% | [5 empty] | 32.96% | 63.29% | 96.26% | 5 | 62.41% | 0% | 0% | 2 | 69.53% | 0% | 0% | 2 | 64% | 0% | 0% | 2 | 94.43% | 0% | 0% | 4 | 51.73% | 0% | 0% | 2 | 5.57% | 0% | 0% | 1
132 | Padua | Greater_Kramer | 0 | 0 | 0 | 0% | 0% | 1 |  |  |  |  | 0% | [5 empty] | 0% | 100% | 100% | 5 | 100% | 0% | 0% | 5 | 3.048% | 0% | 0% | 1 | 33.19% | 0% | 0% | 1 | 100% | 0% | 0% | 5 | 99.4% | 0% | 0% | 5 | 6.369% | 0% | 0% | 1 | 0% | 0% | 1 |  |  |  |  | 0% | [5 empty] | 3.883% | 96.12% | 100% | 5 | 98.39% | 0% | 0% | 5 | 60.24% | 0% | 0% | 2 | 43.76% | 0% | 0% | 1 | 100% | 0% | 0% | 5 | 58.71% | 0% | 0% | 2 | 9.781% | 0% | 0% | 1 | 0% | 0% | 1 |  |  |  |  | 0% | [5 empty] | 26.34% | 73.66% | 100% | 5 | 60.02% | 0% | 0% | 2 | 75.45% | 0% | 0% | 3 | 73.32% | 0% | 0% | 3 | 97.56% | 0% | 0% | 5 | 53.98% | 0% | 0% | 2 | 4.182% | 0% | 0% | 1 | 0% | 0% | 1 |  |  |  |  | 0.02758% | [5 empty] | 23.14% | 36.4% | 59.54% | 5 | 50.09% | 0% | 0% | 2 | 66.42% | 0% | 0% | 2 | 54.37% | 0% | 0% | 2 | 84.88% | 0% | 0% | 3 | 34.15% | 0% | 0% | 1 | 2.747% | 0% | 0% | 1
133 | Pisgah | Greater_Kramer | 0 | 0 | 0 | 0% | 0% | 1 |  |  |  |  | 0% | [5 empty] | 0% | 0% | 0% | 1 | 56.05% | 0% | 0% | 2 | 73.1% | 0% | 0% | 3 | 81.11% | 0% | 0% | 3 | 85.84% | 0% | 0% | 3 | 42.84% | 0% | 0% | 1 | 0.7338% | 0% | 0% | 1 | 0% | 0% | 1 |  |  |  |  | 1.126% | [5 empty] | 0% | 0% | 0% | 1 | 20.67% | 0% | 0% | 1 | 21.96% | 0% | 0% | 1 | 24.92% | 0% | 0% | 1 | 29.57% | 0% | 0% | 1 | 51.46% | 0% | 0% | 2 | 1.651% | 0% | 0% | 1 | 0% | 0% | 1 |  |  |  |  | 2.211% | [5 empty] | 0% | 0% | 0% | 1 | 26.02% | 0% | 0% | 1 | 18.22% | 0% | 0% | 1 | 21.05% | 0% | 0% | 1 | 32.96% | 0% | 0% | 1 | 36.11% | 0% | 0% | 1 | 1.857% | 0% | 0% | 1 | 0% | 0% | 1 |  |  |  |  | 1.36% | [5 empty] | 0% | 0% | 0% | 1 | 40.72% | 0% | 0% | 1 | 19.56% | 0% | 0% | 1 | 20.5% | 0% | 0% | 1 | 47.38% | 0% | 0% | 1 | 46.9% | 0% | 0% | 1 | 2.093% | 0% | 0% | 1
134 | Roadway | Greater_Kramer | 0 | 0 | 0 | 0% | 0% | 1 |  |  |  |  | 0.131% | [5 empty] | 0% | 0% | 0% | 1 | 59.73% | 0% | 0% | 2 | 45.63% | 0% | 0% | 1 | 21.16% | 0% | 0% | 1 | 69.45% | 0% | 0% | 2 | 21.13% | 0% | 0% | 1 | 0.4851% | 0% | 0% | 1 | 0% | 0% | 1 |  |  |  |  | 0.08725% | [5 empty] | 10.22% | 0% | 10.22% | 1 | 34.66% | 0% | 0% | 1 | 43.29% | 0% | 0% | 1 | 17.46% | 0% | 0% | 1 | 57.55% | 0% | 0% | 2 | 27.47% | 0% | 0% | 1 | 0.6538% | 0% | 0% | 1 | 0% | 0% | 1 |  |  |  |  | 0.04451% | [5 empty] | 9.568% | 9.026% | 18.59% | 2 | 49.12% | 0% | 0% | 1 | 46.22% | 0% | 0% | 1 | 22.35% | 0% | 0% | 1 | 68.8% | 0% | 0% | 2 | 35.81% | 0% | 0% | 1 | 2.025% | 0% | 0% | 1 | 0% | 0% | 1 |  |  |  |  | 0.406% | [5 empty] | 10.56% | 9.649% | 20.21% | 2 | 42.71% | 0% | 0% | 1 | 48.12% | 0% | 0% | 1 | 29.19% | 0% | 0% | 1 | 74.03% | 0% | 0% | 3 | 37.53% | 0% | 0% | 1 | 1.788% | 0% | 0% | 1
135 | Tortilla | Greater_Kramer | 0 | 0 | 0 | 0% | 0% | 1 |  |  |  |  | 4.3% | [5 empty] | 0% | 0% | 0% | 1 | 62.16% | 0% | 0% | 2 | 50.95% | 0% | 0% | 2 | 28.03% | 0% | 0% | 1 | 78.87% | 0% | 0% | 3 | 42.93% | 0% | 0% | 1 | 1.966% | 0% | 0% | 1 | 0% | 0% | 1 |  |  |  |  | 1.559% | [5 empty] | 0% | 0% | 0% | 1 | 53.98% | 0% | 0% | 2 | 42.42% | 0% | 0% | 1 | 10.93% | 0% | 0% | 1 | 73.46% | 0% | 0% | 3 | 52.51% | 0% | 0% | 2 | 2.474% | 0% | 0% | 1 | 0% | 0% | 1 |  |  |  |  | 1.222% | [5 empty] | 0% | 0% | 0% | 1 | 53.87% | 0% | 0% | 2 | 33.13% | 0% | 0% | 1 | 10.65% | 0% | 0% | 1 | 69.54% | 0% | 0% | 2 | 50.26% | 0% | 0% | 2 | 2.891% | 0% | 0% | 1 | 0% | 0% | 1 |  |  |  |  | 1.331% | [5 empty] | 0% | 0% | 0% | 1 | 45.2% | 0% | 0% | 1 | 29.46% | 0% | 0% | 1 | 13.84% | 0% | 0% | 1 | 56.75% | 0% | 0% | 2 | 37.48% | 0% | 0% | 1 | 2.088% | 0% | 0% | 1
136 | Victor | Greater_Kramer | 0 | 0 | 0 | 0% | 0% | 1 |  |  |  |  | 0.04453% | [5 empty] | 11.63% | 0% | 11.63% | 1 | 50.45% | 0% | 0% | 2 | 57.23% | 0% | 0% | 2 | 22.29% | 0% | 0% | 1 | 72.71% | 0% | 0% | 3 | 6.983% | 0% | 0% | 1 | 0.08141% | 0% | 0% | 1 | 0% | 0% | 1 |  |  |  |  | 0.07774% | [5 empty] | 14.99% | 17.96% | 32.95% | 3 | 43.21% | 0% | 0% | 1 | 57.32% | 0% | 0% | 2 | 34.51% | 0% | 0% | 1 | 70.84% | 0% | 0% | 3 | 27.59% | 0% | 0% | 1 | 2.233% | 0% | 0% | 1 | 0% | 0% | 1 |  |  |  |  | 0.06597% | [5 empty] | 11.58% | 17.75% | 29.32% | 3 | 53.51% | 0% | 0% | 2 | 48.65% | 0% | 0% | 1 | 28.73% | 0% | 0% | 1 | 71.65% | 0% | 0% | 3 | 34.97% | 0% | 0% | 1 | 2.09% | 0% | 0% | 1 | 0% | 0% | 1 |  |  |  |  | 0.1121% | [5 empty] | 13.1% | 11.18% | 24.28% | 3 | 44.34% | 0% | 0% | 1 | 45.8% | 0% | 0% | 1 | 32.03% | 0% | 0% | 1 | 73.94% | 0% | 0% | 3 | 36.53% | 0% | 0% | 1 | 1.736% | 0% | 0% | 1
137 | Vista | Greater_Kramer | 0 | 0 | 0 | 0% | 0% | 1 |  |  |  |  | 0% | [5 empty] | 0% | 0% | 0% | 1 | 0% | 0% | 0% | 1 | 0% | 0% | 0% | 1 | 0% | 0% | 0% | 1 | 0% | 0% | 0% | 1 | 0% | 0% | 0% | 1 | 0% | 0% | 0% | 1 | 0% | 0% | 1 |  |  |  |  | 0% | [5 empty] | 14.18% | 85.82% | 100% | 5 | 100% | 0% | 0% | 5 | 63.73% | 0% | 0% | 2 | 96.21% | 0% | 0% | 5 | 100% | 0% | 0% | 5 | 66.26% | 0% | 0% | 2 | 3.852% | 0% | 0% | 1 | 0% | 0% | 1 |  |  |  |  | 0.00838% | [5 empty] | 2.763% | 97.24% | 100% | 5 | 85.66% | 0% | 0% | 3 | 37.68% | 0% | 0% | 1 | 46.24% | 0% | 0% | 1 | 94.29% | 0% | 0% | 4 | 60.24% | 0% | 0% | 2 | 8.547% | 0% | 0% | 1 | 0% | 0% | 1 |  |  |  |  | 0.0133% | [5 empty] | 37.88% | 51.94% | 89.82% | 5 | 47.31% | 0% | 0% | 1 | 45.61% | 0% | 0% | 1 | 62.41% | 0% | 0% | 2 | 87.41% | 0% | 0% | 3 | 54.93% | 0% | 0% | 2 | 3.841% | 0% | 0% | 1
138 | Encina | Greater_SD | 0 | 0 | 0 | 0% | 0% | 1 |  |  |  |  | 0% | [5 empty] | 0% | 0% | 0% | 1 | 12.81% | 0% | 0% | 1 | 91.43% | 0% | 0% | 4 | 94.53% | 0% | 0% | 4 | 94.53% | 0% | 0% | 4 | 0% | 0% | 0% | 1 | 23.99% | 0% | 0% | 1 | 0% | 0% | 1 |  |  |  |  | 0% | [5 empty] | 0% | 0% | 0% | 1 | 11.38% | 0% | 0% | 1 | 91.01% | 0% | 0% | 4 | 94.52% | 0% | 0% | 4 | 94.52% | 0% | 0% | 4 | 1.6% | 0% | 0% | 1 | 22.49% | 0% | 0% | 1 | 0% | 0% | 1 |  |  |  |  | 0% | [5 empty] | 0% | 0% | 0% | 1 | 10.95% | 0% | 0% | 1 | 87.51% | 0% | 0% | 3 | 92.51% | 0% | 0% | 4 | 92.51% | 0% | 0% | 4 | 1.603% | 0% | 0% | 1 | 21.65% | 0% | 0% | 1 | 0% | 0% | 1 |  |  |  |  | 0% | [5 empty] | 1.343% | 33.72% | 35.07% | 5 | 38.98% | 0% | 0% | 1 | 52.59% | 0% | 0% | 2 | 84.1% | 0% | 0% | 3 | 84.1% | 0% | 0% | 3 | 32.67% | 0% | 0% | 1 | 12.17% | 0% | 0% | 1
139 | Escondido | Greater_SD | 0 | 0 | 0 | 0% | 0% | 1 |  |  |  |  | 0% | [5 empty] | 0% | 0% | 0% | 1 | 0% | 0% | 0% | 1 | 100% | 0% | 0% | 5 | 100% | 0% | 0% | 5 | 100% | 0% | 0% | 5 | 0% | 0% | 0% | 1 | 33.87% | 0% | 0% | 1 | 0% | 0% | 1 |  |  |  |  | 0% | [5 empty] | 0% | 0% | 0% | 1 | 8.478% | 0% | 0% | 1 | 80.53% | 0% | 0% | 3 | 93.22% | 0% | 0% | 4 | 93.22% | 0% | 0% | 4 | 0% | 0% | 0% | 1 | 10.81% | 0% | 0% | 1 | 0% | 0% | 1 |  |  |  |  | 0% | [5 empty] | 0% | 31.2% | 31.2% | 5 | 39.8% | 0% | 0% | 1 | 61.57% | 0% | 0% | 2 | 95.31% | 0% | 0% | 5 | 95.31% | 0% | 0% | 5 | 27.33% | 0% | 0% | 1 | 16.77% | 0% | 0% | 1 | 0% | 0% | 1 |  |  |  |  | 0.1381% | [5 empty] | 29.06% | 58.96% | 88.01% | 5 | 83.25% | 0% | 0% | 3 | 17.56% | 0% | 0% | 1 | 62.06% | 0% | 0% | 2 | 96.58% | 0% | 0% | 5 | 62.23% | 0% | 0% | 2 | 16.43% | 0% | 0% | 1
140 | Kearny | Greater_SD | 0 | 0 | 0 | 0% | 0% | 1 |  |  |  |  | 0% | [5 empty] | 0% | 0% | 0% | 1 | 1.243% | 0% | 0% | 1 | 4.266% | 0% | 0% | 1 | 64.26% | 0% | 0% | 2 | 64.26% | 0% | 0% | 2 | 0% | 0% | 0% | 1 | 0.1892% | 0% | 0% | 1 | 0% | 0% | 1 |  |  |  |  | 0% | [5 empty] | 0% | 0% | 0% | 1 | 1.672% | 0% | 0% | 1 | 19.29% | 0% | 0% | 1 | 79.75% | 0% | 0% | 3 | 80.08% | 0% | 0% | 3 | 0% | 0% | 0% | 1 | 1.448% | 0% | 0% | 1 | 0% | 0% | 1 |  |  |  |  | 0% | [5 empty] | 0% | 0% | 0% | 1 | 1.689% | 0% | 0% | 1 | 19.73% | 0% | 0% | 1 | 79.87% | 0% | 0% | 3 | 80.2% | 0% | 0% | 3 | 0% | 0% | 0% | 1 | 1.631% | 0% | 0% | 1 | 0% | 0% | 1 |  |  |  |  | 0% | [5 empty] | 6.443% | 0.7702% | 7.213% | 2 | 5.671% | 0% | 0% | 1 | 28.84% | 0% | 0% | 1 | 81.03% | 0% | 0% | 3 | 81.3% | 0% | 0% | 3 | 2.275% | 0% | 0% | 1 | 4.029% | 0% | 0% | 1
141 | Miguel | Greater_SD | 0 | 0 | 0 | 0% | 0% | 1 |  |  |  |  | 0% | [5 empty] | 28.57% | 0% | 28.57% | 2 | 8.257% | 0% | 0% | 1 | 45.81% | 0% | 0% | 1 | 80.23% | 0% | 0% | 3 | 80.23% | 0% | 0% | 3 | 1.542% | 0% | 0% | 1 | 11.35% | 0% | 0% | 1 | 0% | 0% | 1 |  |  |  |  | 0% | [5 empty] | 7.526% | 0.08918% | 7.616% | 2 | 4.68% | 0% | 0% | 1 | 21.92% | 0% | 0% | 1 | 81.38% | 0% | 0% | 3 | 81.7% | 0% | 0% | 3 | 1.847% | 0% | 0% | 1 | 3.762% | 0% | 0% | 1 | 0% | 0% | 1 |  |  |  |  | 0% | [5 empty] | 6.826% | 1.797% | 8.623% | 2 | 4.27% | 0% | 0% | 1 | 25.94% | 0% | 0% | 1 | 81.38% | 0% | 0% | 3 | 81.66% | 0% | 0% | 3 | 3.042% | 0% | 0% | 1 | 3.693% | 0% | 0% | 1 | 0% | 0% | 1 |  |  |  |  | 0.3964% | [5 empty] | 2.808% | 59.09% | 61.9% | 5 | 5.843% | 0% | 0% | 1 | 28.73% | 0% | 0% | 1 | 64.04% | 0% | 0% | 2 | 74.22% | 0% | 0% | 3 | 31.31% | 0% | 0% | 1 | 3.125% | 0% | 0% | 1
142 | Mission | Greater_SD | 0 | 0 | 0 | 0% | 0% | 1 |  |  |  |  | 0% | [5 empty] | 0% | 0% | 0% | 1 | 1.683% | 0% | 0% | 1 | 16.13% | 0% | 0% | 1 | 78.93% | 0% | 0% | 3 | 79.28% | 0% | 0% | 3 | 0% | 0% | 0% | 1 | 1.165% | 0% | 0% | 1 | 0% | 0% | 1 |  |  |  |  | 0% | [5 empty] | 0% | 0% | 0% | 1 | 1.667% | 0% | 0% | 1 | 19.15% | 0% | 0% | 1 | 79.7% | 0% | 0% | 3 | 80.03% | 0% | 0% | 3 | 0% | 0% | 0% | 1 | 1.578% | 0% | 0% | 1 | 0% | 0% | 1 |  |  |  |  | 0% | [5 empty] | 2.873% | 0% | 2.873% | 1 | 2.311% | 0% | 0% | 1 | 25.03% | 0% | 0% | 1 | 81.63% | 0% | 0% | 3 | 81.92% | 0% | 0% | 3 | 0% | 0% | 0% | 1 | 3.232% | 0% | 0% | 1 | 0% | 0% | 1 |  |  |  |  | 0% | [5 empty] | 6.546% | 1.037% | 7.583% | 2 | 4.417% | 0% | 0% | 1 | 27.76% | 0% | 0% | 1 | 81.01% | 0% | 0% | 3 | 81.28% | 0% | 0% | 3 | 2.566% | 0% | 0% | 1 | 3.991% | 0% | 0% | 1
143 | Old Town | Greater_SD | 0 | 0 | 0 | 0% | 0% | 1 |  |  |  |  | 0% | [5 empty] | 0% | 0% | 0% | 1 | 1.665% | 0% | 0% | 1 | 17.26% | 0% | 0% | 1 | 79.14% | 0% | 0% | 3 | 79.48% | 0% | 0% | 3 | 0% | 0% | 0% | 1 | 1.297% | 0% | 0% | 1 | 0% | 0% | 1 |  |  |  |  | 0% | [5 empty] | 0% | 0% | 0% | 1 | 1.665% | 0% | 0% | 1 | 19.2% | 0% | 0% | 1 | 79.69% | 0% | 0% | 3 | 80.02% | 0% | 0% | 3 | 0% | 0% | 0% | 1 | 1.583% | 0% | 0% | 1 | 0% | 0% | 1 |  |  |  |  | 0% | [5 empty] | 2.93% | 0% | 2.93% | 1 | 2.357% | 0% | 0% | 1 | 25.52% | 0% | 0% | 1 | 81.27% | 0% | 0% | 3 | 81.57% | 0% | 0% | 3 | 0% | 0% | 0% | 1 | 3.11% | 0% | 0% | 1 | 0% | 0% | 1 |  |  |  |  | 0% | [5 empty] | 6.582% | 0.4825% | 7.065% | 2 | 4.442% | 0% | 0% | 1 | 27.62% | 0% | 0% | 1 | 80.94% | 0% | 0% | 3 | 81.21% | 0% | 0% | 3 | 2.02% | 0% | 0% | 1 | 4.014% | 0% | 0% | 1
144 | Penasquitos | Greater_SD | 0 | 0 | 10 | 0% | 0% | 1 |  |  |  |  | 0% | [5 empty] | 0% | 0% | 0% | 1 | 1.51% | 0% | 0% | 1 | 33.98% | 0% | 0% | 1 | 62.87% | 0% | 0% | 2 | 62.87% | 0% | 0% | 2 | 0% | 0% | 0% | 1 | 3.785% | 0% | 0% | 1 | 0% | 0% | 1 |  |  |  |  | 0% | [5 empty] | 0% | 0% | 0% | 1 | 2.626% | 0% | 0% | 1 | 12.96% | 0% | 0% | 1 | 62% | 0% | 0% | 2 | 62% | 0% | 0% | 2 | 0% | 0% | 0% | 1 | 1.491% | 0% | 0% | 1 | 0% | 0% | 1 |  |  |  |  | 0% | [5 empty] | 0% | 0% | 0% | 1 | 1.988% | 0% | 0% | 1 | 19.57% | 0% | 0% | 1 | 79.64% | 0% | 0% | 3 | 79.97% | 0% | 0% | 3 | 0% | 0% | 0% | 1 | 1.756% | 0% | 0% | 1 | 0% | 0% | 1 |  |  |  |  | 0% | [5 empty] | 2.494% | 0% | 2.494% | 1 | 3.695% | 0% | 0% | 1 | 34.42% | 0% | 0% | 1 | 83.32% | 0% | 0% | 3 | 83.58% | 0% | 0% | 3 | 0.2419% | 0% | 0% | 1 | 6.059% | 0% | 0% | 1
145 | San Luis Rey | Greater_SD | 0 | 0 | 0 | 0% | 0% | 1 |  |  |  |  | 0% | [5 empty] | 0% | 0% | 0% | 1 | 12.55% | 0% | 0% | 1 | 93.88% | 0% | 0% | 4 | 94.76% | 0% | 0% | 4 | 94.76% | 0% | 0% | 4 | 1.796% | 0% | 0% | 1 | 24.16% | 0% | 0% | 1 | 0% | 0% | 1 |  |  |  |  | 0% | [5 empty] | 0% | 0% | 0% | 1 | 11.71% | 0% | 0% | 1 | 89.87% | 0% | 0% | 3 | 94.05% | 0% | 0% | 4 | 94.05% | 0% | 0% | 4 | 1.747% | 0% | 0% | 1 | 22.81% | 0% | 0% | 1 | 0% | 0% | 1 |  |  |  |  | 0% | [5 empty] | 3.26% | 0% | 3.26% | 1 | 10.25% | 0% | 0% | 1 | 89.4% | 0% | 0% | 3 | 93.39% | 0% | 0% | 4 | 93.39% | 0% | 0% | 4 | 1.502% | 0% | 0% | 1 | 21.02% | 0% | 0% | 1 | 0% | 0% | 1 |  |  |  |  | 0% | [5 empty] | 0.5982% | 68.86% | 69.46% | 5 | 70.74% | 0% | 0% | 3 | 35.77% | 0% | 0% | 1 | 96.45% | 0% | 0% | 5 | 96.45% | 0% | 0% | 5 | 48.38% | 0% | 0% | 1 | 15.97% | 0% | 0% | 1
146 | Sycamore Canyon | Greater_SD | 0 | 0 | 0 | 0% | 0% | 1 |  |  |  |  | 0% | [5 empty] | 0% | 0% | 0% | 1 | 0% | 0% | 0% | 1 | 0% | 0% | 0% | 1 | 0% | 0% | 0% | 1 | 0% | 0% | 0% | 1 | 0% | 0% | 0% | 1 | 0% | 0% | 0% | 1 | 0% | 0% | 1 |  |  |  |  | 0% | [5 empty] | 0% | 0% | 0% | 1 | 7.873% | 0% | 0% | 1 | 58.09% | 0% | 0% | 2 | 76.08% | 0% | 0% | 3 | 76.08% | 0% | 0% | 3 | 0% | 0% | 0% | 1 | 7.687% | 0% | 0% | 1 | 0% | 0% | 1 |  |  |  |  | 0% | [5 empty] | 0% | 0% | 0% | 1 | 2.225% | 0% | 0% | 1 | 12.62% | 0% | 0% | 1 | 78.76% | 0% | 0% | 3 | 79.13% | 0% | 0% | 3 | 0% | 0% | 0% | 1 | 1.58% | 0% | 0% | 1 | 0% | 0% | 1 |  |  |  |  | 0.1751% | [5 empty] | 13.32% | 66.66% | 79.98% | 5 | 68.05% | 0% | 0% | 2 | 30.26% | 0% | 0% | 1 | 73.44% | 0% | 0% | 3 | 95.45% | 0% | 0% | 5 | 48.7% | 0% | 0% | 1 | 17.23% | 0% | 0% | 1
147 | Talega | Greater_SD | 0 | 0 | 0 | 0% | 0% | 1 |  |  |  |  | 0% | [5 empty] | 4.546% | 0% | 4.546% | 1 | 0% | 0% | 0% | 1 | 30.82% | 0% | 0% | 1 | 87.96% | 0% | 0% | 3 | 87.96% | 0% | 0% | 3 | 0.0239% | 0% | 0% | 1 | 1.04% | 0% | 0% | 1 | 0% | 0% | 1 |  |  |  |  | 0% | [5 empty] | 4.969% | 0% | 4.969% | 1 | 0% | 0% | 0% | 1 | 35.43% | 0% | 0% | 1 | 87.43% | 0% | 0% | 3 | 87.43% | 0% | 0% | 3 | 1.868% | 0% | 0% | 1 | 1.836% | 0% | 0% | 1 | 0% | 0% | 1 |  |  |  |  | 0% | [5 empty] | 3.203% | 0% | 3.203% | 1 | 2.835% | 0% | 0% | 1 | 60.63% | 0% | 0% | 2 | 90.41% | 0% | 0% | 4 | 90.58% | 0% | 0% | 4 | 1.069% | 0% | 0% | 1 | 12.88% | 0% | 0% | 1 | 0% | 0% | 1 |  |  |  |  | 0% | [5 empty] | 0.8648% | 0% | 0.8648% | 1 | 1.958% | 0% | 0% | 1 | 32.01% | 0% | 0% | 1 | 94.61% | 0% | 0% | 4 | 94.66% | 0% | 0% | 4 | 0.2888% | 0% | 0% | 1 | 9.291% | 0% | 0% | 1
148 | Martin (San Francisco H) | Peninsula_Monterey | 0 | 0 | 0 | 0% | 0% | 1 |  |  |  |  | 0% | [5 empty] | 2.104% | 20.96% | 23.06% | 4 | 21.46% | 0% | 0% | 1 | 36.08% | 0% | 0% | 1 | 55.31% | 0% | 0% | 2 | 56.61% | 0% | 0% | 2 | 18.68% | 0% | 0% | 1 | 4.261% | 0% | 0% | 1 | 0% | 0% | 1 |  |  |  |  | 0.682% | [5 empty] | 2.09% | 29.22% | 31.31% | 4 | 28.41% | 0% | 0% | 1 | 46.76% | 0% | 0% | 1 | 64.69% | 0% | 0% | 2 | 67.58% | 0% | 0% | 2 | 23.68% | 0% | 0% | 1 | 6.026% | 0% | 0% | 1 | 0% | 0% | 1 |  |  |  |  | 0.5238% | [5 empty] | 5.44% | 31.28% | 36.72% | 5 | 32.31% | 0% | 0% | 1 | 51.77% | 0% | 0% | 2 | 69.11% | 0% | 0% | 2 | 72.92% | 0% | 0% | 3 | 25.19% | 0% | 0% | 1 | 9.391% | 0% | 0% | 1 | 0% | 0% | 1 |  |  |  |  | 0.245% | [5 empty] | 21.1% | 31.93% | 53.02% | 5 | 33.24% | 0% | 0% | 1 | 41.84% | 0% | 0% | 1 | 68.63% | 0% | 0% | 2 | 77.59% | 0% | 0% | 3 | 32.76% | 0% | 0% | 1 | 9.07% | 0% | 0% | 1
149 | Bellota | Solano | 0 | 0 | 15 | 0% | 0% | 1 |  |  |  |  | 12.68% | [5 empty] | 0% | 0% | 0% | 1 | 69.72% | 0% | 0% | 2 | 1.628% | 0% | 0% | 1 | 19.57% | 0% | 0% | 1 | 71.35% | 0% | 0% | 3 | 20.8% | 0% | 0% | 1 | 6.271% | 0% | 0% | 1 | 0% | 0% | 1 |  |  |  |  | 14.39% | [5 empty] | 1.102% | 0% | 1.102% | 1 | 57.77% | 0% | 0% | 2 | 3.606% | 0% | 0% | 1 | 20.03% | 0% | 0% | 1 | 65.83% | 0% | 0% | 2 | 14.43% | 0% | 0% | 1 | 5.278% | 0% | 0% | 1 | 0% | 0% | 1 |  |  |  |  | 22.79% | [5 empty] | 7.281% | 0% | 7.281% | 1 | 57.52% | 0% | 0% | 2 | 4.963% | 0% | 0% | 1 | 20.18% | 0% | 0% | 1 | 65.84% | 0% | 0% | 2 | 23.89% | 0% | 0% | 1 | 5.351% | 0% | 0% | 1 | 0% | 0% | 1 |  |  |  |  | 46.41% | [5 empty] | 3.958% | 0% | 3.958% | 1 | 47.83% | 0% | 0% | 1 | 11.79% | 0% | 0% | 1 | 21.26% | 0% | 0% | 1 | 56.23% | 0% | 0% | 2 | 16.41% | 0% | 0% | 1 | 6.64% | 0% | 0% | 1
150 | Ripon | Solano | 0 | 0 | 0 | 0% | 0% | 1 |  |  |  |  | 62.24% | [5 empty] | 0% | 0% | 0% | 1 | 38.42% | 0% | 0% | 1 | 5.229% | 0% | 0% | 1 | 6.188% | 0% | 0% | 1 | 40.66% | 0% | 0% | 1 | 0% | 0% | 0% | 1 | 2.475% | 0% | 0% | 1 | 0% | 0% | 1 |  |  |  |  | 60.28% | [5 empty] | 0% | 0% | 0% | 1 | 43.66% | 0% | 0% | 1 | 4.833% | 0% | 0% | 1 | 5.735% | 0% | 0% | 1 | 45.18% | 0% | 0% | 1 | 0% | 0% | 0% | 1 | 2.716% | 0% | 0% | 1 | 0% | 0% | 1 |  |  |  |  | 54.02% | [5 empty] | 0.6249% | 0% | 0.6249% | 1 | 46.06% | 0% | 0% | 1 | 5.619% | 0% | 0% | 1 | 9.111% | 0% | 0% | 1 | 49% | 0% | 0% | 1 | 7.274% | 0% | 0% | 1 | 3.486% | 0% | 0% | 1 | 0% | 0% | 1 |  |  |  |  | 39.49% | [5 empty] | 7.229% | 0% | 7.229% | 1 | 55.14% | 0% | 0% | 2 | 18.19% | 0% | 0% | 1 | 27.26% | 0% | 0% | 1 | 61.52% | 0% | 0% | 2 | 24.25% | 0% | 0% | 1 | 5.327% | 0% | 0% | 1
151 | Lockeford | Solano | 0 | 0 | 0 | 0% | 0% | 1 |  |  |  |  | 65.7% | [5 empty] | 0% | 0% | 0% | 1 | 0% | 0% | 0% | 1 | 0% | 0% | 0% | 1 | 21.61% | 0% | 0% | 1 | 21.61% | 0% | 0% | 1 | 0% | 0% | 0% | 1 | 3.022% | 0% | 0% | 1 | 0% | 0% | 1 |  |  |  |  | 68.69% | [5 empty] | 0% | 0% | 0% | 1 | 0% | 0% | 0% | 1 | 19.13% | 0% | 0% | 1 | 22.12% | 0% | 0% | 1 | 22.12% | 0% | 0% | 1 | 0% | 0% | 0% | 1 | 5.818% | 0% | 0% | 1 | 0% | 0% | 1 |  |  |  |  | 61.83% | [5 empty] | 0% | 0% | 0% | 1 | 15.77% | 0% | 0% | 1 | 15.86% | 0% | 0% | 1 | 18.39% | 0% | 0% | 1 | 29.02% | 0% | 0% | 1 | 1.427% | 0% | 0% | 1 | 5.827% | 0% | 0% | 1 | 0% | 0% | 1 |  |  |  |  | 52.43% | [5 empty] | 2.414% | 0% | 2.414% | 1 | 28.91% | 0% | 0% | 1 | 13.42% | 0% | 0% | 1 | 19.3% | 0% | 0% | 1 | 41.28% | 0% | 0% | 1 | 8.005% | 0% | 0% | 1 | 7.071% | 0% | 0% | 1
152 | Stagg | Solano | 0 | 0 | 0 | 0% | 0% | 1 |  |  |  |  | 86.04% | [5 empty] | 0% | 0% | 0% | 1 | 13.23% | 0% | 0% | 1 | 22.62% | 0% | 0% | 1 | 22.62% | 0% | 0% | 1 | 28.61% | 0% | 0% | 1 | 0% | 0% | 0% | 1 | 5.825% | 0% | 0% | 1 | 0% | 0% | 1 |  |  |  |  | 77.51% | [5 empty] | 0% | 0% | 0% | 1 | 19.78% | 0% | 0% | 1 | 15.25% | 0% | 0% | 1 | 15.25% | 0% | 0% | 1 | 29.92% | 0% | 0% | 1 | 0% | 0% | 0% | 1 | 7.436% | 0% | 0% | 1 | 0% | 0% | 1 |  |  |  |  | 67.81% | [5 empty] | 0.02539% | 0% | 0.02539% | 1 | 16.58% | 0% | 0% | 1 | 15.84% | 0% | 0% | 1 | 15.78% | 0% | 0% | 1 | 29.13% | 0% | 0% | 1 | 0% | 0% | 0% | 1 | 6.8% | 0% | 0% | 1 | 0% | 0% | 1 |  |  |  |  | 48.31% | [5 empty] | 3.703% | 1.101% | 4.804% | 2 | 34.39% | 0% | 0% | 1 | 23.72% | 0% | 0% | 1 | 26.11% | 0% | 0% | 1 | 46.64% | 0% | 0% | 1 | 7.874% | 0% | 0% | 1 | 8.033% | 0% | 0% | 1
153 | Weber | Solano | 0 | 0 | 0 | 0% | 0% | 1 |  |  |  |  | 73.51% | [5 empty] | 0% | 0% | 0% | 1 | 0% | 0% | 0% | 1 | 1.129% | 0% | 0% | 1 | 1.129% | 0% | 0% | 1 | 1.129% | 0% | 0% | 1 | 0% | 0% | 0% | 1 | 2.469% | 0% | 0% | 1 | 0% | 0% | 1 |  |  |  |  | 69.9% | [5 empty] | 0% | 0% | 0% | 1 | 27.07% | 0% | 0% | 1 | 3.32% | 0% | 0% | 1 | 3.474% | 0% | 0% | 1 | 29.42% | 0% | 0% | 1 | 0% | 0% | 0% | 1 | 3.574% | 0% | 0% | 1 | 0% | 0% | 1 |  |  |  |  | 63.67% | [5 empty] | 0% | 0% | 0% | 1 | 32.76% | 0% | 0% | 1 | 9.588% | 0% | 0% | 1 | 11.21% | 0% | 0% | 1 | 38.92% | 0% | 0% | 1 | 1.207% | 0% | 0% | 1 | 5.255% | 0% | 0% | 1 | 0% | 0% | 1 |  |  |  |  | 45.98% | [5 empty] | 3.824% | 0.0687% | 3.892% | 2 | 44.93% | 0% | 0% | 1 | 20.28% | 0% | 0% | 1 | 24.52% | 0% | 0% | 1 | 55.22% | 0% | 0% | 2 | 14.99% | 0% | 0% | 1 | 6.054% | 0% | 0% | 1
154 | Carrizo Plains | Kern_Greater_Carrizo | 0 | 0 | 0 | 0% | 0% | 1 |  |  |  |  | 0% | [5 empty] | 0% | 0% | 0% | 1 | 51.3% | 0% | 0% | 2 | 0.0144% | 0% | 0% | 1 | 10.43% | 0% | 0% | 1 | 56.76% | 0% | 0% | 2 | 68.26% | 0% | 0% | 2 | 1.437% | 0% | 0% | 1 | 0% | 0% | 1 |  |  |  |  | 0% | [5 empty] | 17.07% | 0% | 17.07% | 1 | 42.6% | 0% | 0% | 1 | 3.152% | 0% | 0% | 1 | 9.154% | 0% | 0% | 1 | 48.54% | 0% | 0% | 1 | 69.21% | 0% | 0% | 2 | 1.418% | 0% | 0% | 1 | 0% | 0% | 1 |  |  |  |  | 0% | [5 empty] | 22.74% | 3.098% | 25.84% | 2 | 44.5% | 0% | 0% | 1 | 5.808% | 0% | 0% | 1 | 14.17% | 0% | 0% | 1 | 55.43% | 0% | 0% | 2 | 66.91% | 0% | 0% | 2 | 1.984% | 0% | 0% | 1 | 0% | 0% | 1 |  |  |  |  | 0.2552% | [5 empty] | 28.19% | 14.28% | 42.47% | 3 | 40.73% | 0% | 0% | 1 | 7.129% | 0% | 0% | 1 | 20.51% | 0% | 0% | 1 | 52.56% | 0% | 0% | 2 | 61.98% | 0% | 0% | 2 | 3.13% | 0% | 0% | 1
155 | Cholame | Kern_Greater_Carrizo | 0 | 0 | 0 | 0% | 0% | 1 |  |  |  |  | 0.01635% | [5 empty] | 3.304% | 0% | 3.304% | 1 | 64.86% | 0% | 0% | 2 | 12.07% | 0% | 0% | 1 | 33.11% | 0% | 0% | 1 | 71.1% | 0% | 0% | 3 | 49.18% | 0% | 0% | 1 | 1.541% | 0% | 0% | 1 | 0% | 0% | 1 |  |  |  |  | 0.2301% | [5 empty] | 9.681% | 0% | 9.681% | 1 | 58.92% | 0% | 0% | 2 | 6.196% | 0% | 0% | 1 | 17.75% | 0% | 0% | 1 | 62.66% | 0% | 0% | 2 | 58.92% | 0% | 0% | 2 | 0.9615% | 0% | 0% | 1 | 0% | 0% | 1 |  |  |  |  | 1.287% | [5 empty] | 22.34% | 0.9677% | 23.3% | 2 | 48.44% | 0% | 0% | 1 | 4.96% | 0% | 0% | 1 | 19.32% | 0% | 0% | 1 | 57.7% | 0% | 0% | 2 | 53.7% | 0% | 0% | 2 | 1.962% | 0% | 0% | 1 | 0% | 0% | 1 |  |  |  |  | 0.95% | [5 empty] | 23.99% | 13.18% | 37.16% | 3 | 46.51% | 0% | 0% | 1 | 10.98% | 0% | 0% | 1 | 26.46% | 0% | 0% | 1 | 58.89% | 0% | 0% | 2 | 52.2% | 0% | 0% | 2 | 2.504% | 0% | 0% | 1
156 | Mesa | Kern_Greater_Carrizo | 0 | 0 | 0 | 0% | 0% | 1 |  |  |  |  | 18.12% | [5 empty] | 11.9% | 36.36% | 48.26% | 5 | 16.46% | 0% | 0% | 1 | 0.0009419% | 0% | 0% | 1 | 17.81% | 0% | 0% | 1 | 30.65% | 0% | 0% | 1 | 45.26% | 0% | 0% | 1 | 6.771% | 0% | 0% | 1 | 0% | 0% | 1 |  |  |  |  | 6.968% | [5 empty] | 20.67% | 41.13% | 61.8% | 5 | 23.39% | 0% | 0% | 1 | 1.17% | 0% | 0% | 1 | 29.54% | 0% | 0% | 1 | 36.85% | 0% | 0% | 1 | 63.79% | 0% | 0% | 2 | 7.522% | 0% | 0% | 1 | 0% | 0% | 1 |  |  |  |  | 4.433% | [5 empty] | 32.56% | 42.07% | 74.63% | 5 | 30.26% | 0% | 0% | 1 | 1.154% | 0% | 0% | 1 | 26.49% | 0% | 0% | 1 | 41.76% | 0% | 0% | 1 | 71.82% | 0% | 0% | 3 | 6.924% | 0% | 0% | 1 | 0% | 0% | 1 |  |  |  |  | 2.859% | [5 empty] | 49.98% | 32.38% | 82.35% | 5 | 33.41% | 0% | 0% | 1 | 7.773% | 0% | 0% | 1 | 37.05% | 0% | 0% | 1 | 55.07% | 0% | 0% | 2 | 63.62% | 0% | 0% | 2 | 5.415% | 0% | 0% | 1
157 | Oceano | Kern_Greater_Carrizo | 0 | 0 | 0 | 0% | 0% | 1 |  |  |  |  | 3.722% | [5 empty] | 36.03% | 31.7% | 67.73% | 5 | 25.01% | 0% | 0% | 1 | 1.148% | 0% | 0% | 1 | 21.92% | 0% | 0% | 1 | 28.59% | 0% | 0% | 1 | 46.09% | 0% | 0% | 1 | 11.27% | 0% | 0% | 1 | 0% | 0% | 1 |  |  |  |  | 7.229% | [5 empty] | 25.25% | 42.7% | 67.95% | 5 | 29.98% | 0% | 0% | 1 | 1.985% | 0% | 0% | 1 | 36.76% | 0% | 0% | 1 | 45.44% | 0% | 0% | 1 | 57.97% | 0% | 0% | 2 | 9.252% | 0% | 0% | 1 | 0% | 0% | 1 |  |  |  |  | 4.348% | [5 empty] | 31.3% | 47.99% | 79.29% | 5 | 27.39% | 0% | 0% | 1 | 3.138% | 0% | 0% | 1 | 36.13% | 0% | 0% | 1 | 46.41% | 0% | 0% | 1 | 67.14% | 0% | 0% | 2 | 8.016% | 0% | 0% | 1 | 0% | 0% | 1 |  |  |  |  | 1.85% | [5 empty] | 42.41% | 38.89% | 81.3% | 5 | 30.65% | 0% | 0% | 1 | 9.947% | 0% | 0% | 1 | 33.49% | 0% | 0% | 1 | 48.22% | 0% | 0% | 1 | 58.38% | 0% | 0% | 2 | 6.045% | 0% | 0% | 1
158 | San Luis Obispo | Kern_Greater_Carrizo | 0 | 0 | 0 | 0% | 0% | 1 |  |  |  |  | 0.5666% | [5 empty] | 40.24% | 57.53% | 97.77% | 5 | 34.53% | 0% | 0% | 1 | 12.33% | 0% | 0% | 1 | 49.11% | 0% | 0% | 1 | 59.25% | 0% | 0% | 2 | 74.89% | 0% | 0% | 3 | 9.357% | 0% | 0% | 1 | 0% | 0% | 1 |  |  |  |  | 0.2186% | [5 empty] | 28.51% | 68.13% | 96.64% | 5 | 39.99% | 0% | 0% | 1 | 18.66% | 0% | 0% | 1 | 52.37% | 0% | 0% | 2 | 64.67% | 0% | 0% | 2 | 65.22% | 0% | 0% | 2 | 6.881% | 0% | 0% | 1 | 0% | 0% | 1 |  |  |  |  | 0.7658% | [5 empty] | 40.03% | 42.77% | 82.81% | 5 | 34.53% | 0% | 0% | 1 | 14.24% | 0% | 0% | 1 | 39.32% | 0% | 0% | 1 | 54.35% | 0% | 0% | 2 | 50.21% | 0% | 0% | 2 | 6.157% | 0% | 0% | 1 | 0% | 0% | 1 |  |  |  |  | 2.378% | [5 empty] | 42.35% | 33.43% | 75.77% | 5 | 30.07% | 0% | 0% | 1 | 12.24% | 0% | 0% | 1 | 32.11% | 0% | 0% | 1 | 48.32% | 0% | 0% | 1 | 53.49% | 0% | 0% | 2 | 5.447% | 0% | 0% | 1
159 | Templeton | Kern_Greater_Carrizo | 113.07 | 4522.8 | 10 | 16.18% | 0% | 1 |  |  |  |  | 2.815% | [5 empty] | 31.13% | 35.32% | 66.44% | 5 | 28.68% | 8.965% | 0% | 1 | 23.59% | 8.369% | 0% | 1 | 36.06% | 10% | 0% | 1 | 46.98% | 12.06% | 0% | 1 | 34.69% | 9.79% | 0% | 1 | 3.829% | 12.06% | 0% | 1 | 11.86% | 0% | 1 |  |  |  |  | 2.193% | [5 empty] | 38.85% | 28.13% | 66.98% | 4 | 34.62% | 5.923% | 0% | 1 | 19.11% | 4.788% | 0% | 1 | 33.18% | 5.796% | 0% | 1 | 49.56% | 7.678% | 0% | 1 | 41.69% | 6.642% | 0% | 1 | 4.889% | 7.678% | 0% | 1 | 10.66% | 0% | 1 |  |  |  |  | 1.831% | [5 empty] | 43.52% | 28.07% | 71.59% | 4 | 35.47% | 4.959% | 0% | 1 | 18.05% | 3.905% | 0% | 1 | 32.34% | 4.73% | 0% | 1 | 51.56% | 6.606% | 0% | 2 | 44.51% | 5.767% | 0% | 1 | 4.448% | 6.606% | 0% | 1 | 8.905% | 0% | 1 |  |  |  |  | 1.599% | [5 empty] | 32.45% | 22.72% | 55.17% | 4 | 44.19% | 3.202% | 0% | 1 | 13.38% | 2.063% | 0% | 1 | 33.64% | 2.693% | 0% | 1 | 60.58% | 4.533% | 0% | 2 | 47.93% | 3.432% | 0% | 1 | 3.973% | 4.533% | 0% | 1
160 | Sisquoc | Kern_Greater_Carrizo | 0 | 0 | 0 | 0% | 0% | 1 |  |  |  |  | 0.4105% | [5 empty] | 0.7415% | 28.79% | 29.54% | 4 | 42.34% | 0% | 0% | 1 | 2.231% | 0% | 0% | 1 | 70.46% | 0% | 0% | 3 | 70.46% | 0% | 0% | 3 | 56.45% | 0% | 0% | 2 | 0.021% | 0% | 0% | 1 | 0% | 0% | 1 |  |  |  |  | 5.494% | [5 empty] | 50.5% | 27.18% | 77.69% | 5 | 44.82% | 0% | 0% | 1 | 3.556% | 0% | 0% | 1 | 46.25% | 0% | 0% | 1 | 67.72% | 0% | 0% | 2 | 62.33% | 0% | 0% | 2 | 2.594% | 0% | 0% | 1 | 0% | 0% | 1 |  |  |  |  | 5.651% | [5 empty] | 46.7% | 31.11% | 77.81% | 5 | 38.29% | 0% | 0% | 1 | 3.44% | 0% | 0% | 1 | 35.21% | 0% | 0% | 1 | 52.95% | 0% | 0% | 2 | 59.94% | 0% | 0% | 2 | 5.337% | 0% | 0% | 1 | 0% | 0% | 1 |  |  |  |  | 2.636% | [5 empty] | 65.51% | 19.36% | 84.87% | 5 | 49.17% | 0% | 0% | 1 | 4.396% | 0% | 0% | 1 | 21.07% | 0% | 0% | 1 | 59.95% | 0% | 0% | 2 | 68.69% | 0% | 0% | 2 | 6.294% | 0% | 0% | 1
161 | Goleta | Kern_Greater_Carrizo | 0 | 0 | 0 | 0% | 0% | 1 |  |  |  |  | 0.1702% | [5 empty] | 20.11% | 30.9% | 51.01% | 5 | 31.37% | 0% | 0% | 1 | 0% | 0% | 0% | 1 | 2.972% | 0% | 0% | 1 | 34.34% | 0% | 0% | 1 | 34.06% | 0% | 0% | 1 | 6.935% | 0% | 0% | 1 | 0% | 0% | 1 |  |  |  |  | 2.569% | [5 empty] | 40.09% | 31.97% | 72.06% | 5 | 66.77% | 0% | 0% | 2 | 1.437% | 0% | 0% | 1 | 8.423% | 0% | 0% | 1 | 75.19% | 0% | 0% | 3 | 30.16% | 0% | 0% | 1 | 6.242% | 0% | 0% | 1 | 0% | 0% | 1 |  |  |  |  | 2.32% | [5 empty] | 47.12% | 37.33% | 84.45% | 5 | 56.05% | 0% | 0% | 2 | 0.8842% | 0% | 0% | 1 | 8.492% | 0% | 0% | 1 | 64.48% | 0% | 0% | 2 | 49.41% | 0% | 0% | 1 | 7.112% | 0% | 0% | 1 | 0% | 0% | 1 |  |  |  |  | 2.2% | [5 empty] | 78.56% | 11.05% | 89.61% | 5 | 62.92% | 0% | 0% | 2 | 3.464% | 0% | 0% | 1 | 16.7% | 0% | 0% | 1 | 71.83% | 0% | 0% | 3 | 63.66% | 0% | 0% | 2 | 5.443% | 0% | 0% | 1
162 | Schulte Switching Station | Peninsula_Monterey | 0 | 0 | 0 | 0% | 0% | 1 |  |  |  |  | 0% | [5 empty] | 0% | 0% | 0% | 1 | 0% | 0% | 0% | 1 | 0% | 0% | 0% | 1 | 18.54% | 0% | 0% | 1 | 18.54% | 0% | 0% | 1 | 0% | 0% | 0% | 1 | 92.87% | 0% | 0% | 4 | 0% | 0% | 1 |  |  |  |  | 0.134% | [5 empty] | 34.47% | 48.8% | 83.27% | 5 | 71.34% | 0% | 0% | 3 | 18.56% | 0% | 0% | 1 | 64.74% | 0% | 0% | 2 | 81.43% | 0% | 0% | 3 | 35% | 0% | 0% | 1 | 15.79% | 0% | 0% | 1 | 0% | 0% | 1 |  |  |  |  | 0.04856% | [5 empty] | 63.07% | 31.38% | 94.45% | 5 | 81.08% | 0% | 0% | 3 | 19.99% | 0% | 0% | 1 | 45.78% | 0% | 0% | 1 | 92.81% | 0% | 0% | 4 | 73.63% | 0% | 0% | 3 | 6.581% | 0% | 0% | 1 | 0% | 0% | 1 |  |  |  |  | 0.2786% | [5 empty] | 46.58% | 18.37% | 64.95% | 3 | 76.74% | 0% | 0% | 3 | 44.5% | 0% | 0% | 1 | 63.79% | 0% | 0% | 2 | 94.18% | 0% | 0% | 4 | 69.38% | 0% | 0% | 2 | 5.207% | 0% | 0% | 1
163 | Hicks | Peninsula_Monterey | 0 | 0 | 0 | 0% | 0% | 1 |  |  |  |  | 0.1698% | [5 empty] | 0% | 100% | 100% | 5 | 53.6% | 0% | 0% | 2 | 0% | 0% | 0% | 1 | 69.33% | 0% | 0% | 2 | 89.86% | 0% | 0% | 3 | 30.36% | 0% | 0% | 1 | 0.9745% | 0% | 0% | 1 | 0% | 0% | 1 |  |  |  |  | 0.1861% | [5 empty] | 11.89% | 88.11% | 100% | 5 | 72.83% | 0% | 0% | 3 | 0.475% | 0% | 0% | 1 | 68.1% | 0% | 0% | 2 | 93.65% | 0% | 0% | 4 | 45.28% | 0% | 0% | 1 | 1.393% | 0% | 0% | 1 | 0% | 0% | 1 |  |  |  |  | 0.06008% | [5 empty] | 65.5% | 31.3% | 96.8% | 5 | 77.83% | 0% | 0% | 3 | 17.8% | 0% | 0% | 1 | 56.61% | 0% | 0% | 2 | 92.74% | 0% | 0% | 4 | 73.84% | 0% | 0% | 3 | 3.597% | 0% | 0% | 1 | 0% | 0% | 1 |  |  |  |  | 2.452% | [5 empty] | 62.88% | 18.13% | 81.01% | 5 | 73.8% | 0% | 0% | 3 | 38.95% | 0% | 0% | 1 | 62.49% | 0% | 0% | 2 | 95% | 0% | 0% | 4 | 71.97% | 0% | 0% | 3 | 4.947% | 0% | 0% | 1
164 | Cottonwood | Northern_California | 0 | 0 | 0 | 0% | 0% | 1 |  |  |  |  | 2.101% | [5 empty] | 86.56% | 0% | 86.56% | 5 | 26.12% | 0% | 0% | 1 | 8.513% | 0% | 0% | 1 | 8.838% | 0% | 0% | 1 | 32.48% | 0% | 0% | 1 | 27.76% | 0% | 0% | 1 | 4.688% | 0% | 0% | 1 | 0% | 0% | 1 |  |  |  |  | 1.026% | [5 empty] | 88.82% | 2.759% | 91.58% | 5 | 37.37% | 0% | 0% | 1 | 5.813% | 0% | 0% | 1 | 4.281% | 0% | 0% | 1 | 40.9% | 0% | 0% | 1 | 44.73% | 0% | 0% | 1 | 4.616% | 0% | 0% | 1 | 0% | 0% | 1 |  |  |  |  | 3.968% | [5 empty] | 83.3% | 5.438% | 88.74% | 5 | 29.5% | 0% | 0% | 1 | 7.083% | 0% | 0% | 1 | 6.956% | 0% | 0% | 1 | 35.12% | 0% | 0% | 1 | 52.7% | 0% | 0% | 2 | 4.737% | 0% | 0% | 1 | 0% | 0% | 1 |  |  |  |  | 5.549% | [5 empty] | 75.42% | 5.004% | 80.42% | 5 | 37.21% | 0% | 0% | 1 | 12.31% | 0% | 0% | 1 | 14.27% | 0% | 0% | 1 | 45.19% | 0% | 0% | 1 | 58.81% | 0% | 0% | 2 | 8.783% | 0% | 0% | 1
165 | Jessup | Northern_California | 0 | 0 | 0 | 0% | 0% | 1 |  |  |  |  | 2.962% | [5 empty] | 72.35% | 9.705% | 82.06% | 5 | 44.1% | 0% | 0% | 1 | 10.54% | 0% | 0% | 1 | 5.463% | 0% | 0% | 1 | 50.4% | 0% | 0% | 2 | 23.93% | 0% | 0% | 1 | 4.27% | 0% | 0% | 1 | 0% | 0% | 1 |  |  |  |  | 1.196% | [5 empty] | 83.79% | 9.571% | 93.36% | 5 | 39.17% | 0% | 0% | 1 | 8.299% | 0% | 0% | 1 | 6.705% | 0% | 0% | 1 | 44.92% | 0% | 0% | 1 | 41.94% | 0% | 0% | 1 | 3.413% | 0% | 0% | 1 | 0% | 0% | 1 |  |  |  |  | 0.6331% | [5 empty] | 89.98% | 4.993% | 94.97% | 5 | 36.1% | 0% | 0% | 1 | 9.861% | 0% | 0% | 1 | 12.69% | 0% | 0% | 1 | 42.84% | 0% | 0% | 1 | 53.14% | 0% | 0% | 2 | 3.001% | 0% | 0% | 1 | 0% | 0% | 1 |  |  |  |  | 4.612% | [5 empty] | 80.72% | 5.872% | 86.59% | 5 | 33.12% | 0% | 0% | 1 | 13.21% | 0% | 0% | 1 | 16.41% | 0% | 0% | 1 | 42.67% | 0% | 0% | 1 | 62.29% | 0% | 0% | 2 | 5.5% | 0% | 0% | 1
166 | Round Mountain | Northern_California | 0 | 0 | 10 | 0% | 0% | 1 |  |  |  |  | 0.1035% | [5 empty] | 90.37% | 9.082% | 99.46% | 5 | 67.28% | 0% | 0% | 2 | 17.91% | 0% | 0% | 1 | 22.58% | 0% | 0% | 1 | 73.27% | 0% | 0% | 3 | 66.36% | 0% | 0% | 2 | 5.157% | 0% | 0% | 1 | 0% | 0% | 1 |  |  |  |  | 0.0475% | [5 empty] | 95.09% | 4.166% | 99.26% | 5 | 52.32% | 0% | 0% | 2 | 24.61% | 0% | 0% | 1 | 29.14% | 0% | 0% | 1 | 66.96% | 0% | 0% | 2 | 70.92% | 0% | 0% | 3 | 4.949% | 0% | 0% | 1 | 0% | 0% | 1 |  |  |  |  | 0.03995% | [5 empty] | 95.36% | 3.941% | 99.31% | 5 | 48.55% | 0% | 0% | 1 | 22.79% | 0% | 0% | 1 | 26.71% | 0% | 0% | 1 | 61.26% | 0% | 0% | 2 | 71.89% | 0% | 0% | 3 | 4.34% | 0% | 0% | 1 | 0% | 0% | 1 |  |  |  |  | 0.09752% | [5 empty] | 94.49% | 4.998% | 99.49% | 5 | 41.77% | 0% | 0% | 1 | 20.7% | 0% | 0% | 1 | 23.79% | 0% | 0% | 1 | 55.22% | 0% | 0% | 2 | 65.44% | 0% | 0% | 2 | 4.244% | 0% | 0% | 1
167 | Carquinez | Solano | 0 | 0 | 0 | 0% | 0% | 1 |  |  |  |  | 0.05413% | [5 empty] | 32.7% | 0% | 32.7% | 2 | 15.47% | 0% | 0% | 1 | 32.65% | 0% | 0% | 1 | 49.62% | 0% | 0% | 1 | 73% | 0% | 0% | 3 | 18.77% | 0% | 0% | 1 | 12.25% | 0% | 0% | 1 | 0% | 0% | 1 |  |  |  |  | 4.488% | [5 empty] | 32.73% | 0.2376% | 32.97% | 2 | 30.56% | 0% | 0% | 1 | 30.28% | 0% | 0% | 1 | 43.83% | 0% | 0% | 1 | 72.89% | 0% | 0% | 3 | 22.99% | 0% | 0% | 1 | 18.86% | 0% | 0% | 1 | 0% | 0% | 1 |  |  |  |  | 5.009% | [5 empty] | 40.81% | 4.494% | 45.31% | 2 | 46.9% | 0% | 0% | 1 | 27% | 0% | 0% | 1 | 38.4% | 0% | 0% | 1 | 76.51% | 0% | 0% | 3 | 32.15% | 0% | 0% | 1 | 19.05% | 0% | 0% | 1 | 0% | 0% | 1 |  |  |  |  | 4.843% | [5 empty] | 42.83% | 12.51% | 55.34% | 3 | 50.97% | 0% | 0% | 2 | 34.24% | 0% | 0% | 1 | 46.8% | 0% | 0% | 1 | 77.78% | 0% | 0% | 3 | 40.73% | 0% | 0% | 1 | 16.5% | 0% | 0% | 1
168 | Peabody | Solano | 0 | 0 | 0 | 0% | 0% | 1 |  |  |  |  | 16.51% | [5 empty] | 32.08% | 0% | 32.08% | 2 | 29.6% | 0% | 0% | 1 | 35.52% | 0% | 0% | 1 | 35.64% | 0% | 0% | 1 | 67.72% | 0% | 0% | 2 | 21.15% | 0% | 0% | 1 | 25.47% | 0% | 0% | 1 | 0% | 0% | 1 |  |  |  |  | 21.58% | [5 empty] | 30.1% | 0% | 30.1% | 2 | 43.9% | 0% | 0% | 1 | 22.19% | 0% | 0% | 1 | 21.93% | 0% | 0% | 1 | 62.09% | 0% | 0% | 2 | 24.45% | 0% | 0% | 1 | 21.12% | 0% | 0% | 1 | 0% | 0% | 1 |  |  |  |  | 33.37% | [5 empty] | 22.36% | 0% | 22.36% | 2 | 34% | 0% | 0% | 1 | 18.32% | 0% | 0% | 1 | 20.68% | 0% | 0% | 1 | 50.22% | 0% | 0% | 2 | 18.51% | 0% | 0% | 1 | 17.76% | 0% | 0% | 1 | 0% | 0% | 1 |  |  |  |  | 36.67% | [5 empty] | 19.85% | 4.318% | 24.17% | 2 | 36.36% | 0% | 0% | 1 | 21.71% | 0% | 0% | 1 | 28% | 0% | 0% | 1 | 55.7% | 0% | 0% | 2 | 18.7% | 0% | 0% | 1 | 12.48% | 0% | 0% | 1
169 | Vaca Dixon | Solano | 0 | 0 | 0 | 0% | 0% | 1 |  |  |  |  | 57.19% | [5 empty] | 11.8% | 0% | 11.8% | 1 | 23.77% | 0% | 0% | 1 | 13.27% | 0% | 0% | 1 | 10.3% | 0% | 0% | 1 | 35.74% | 0% | 0% | 1 | 6.758% | 0% | 0% | 1 | 5.985% | 0% | 0% | 1 | 0% | 0% | 1 |  |  |  |  | 43.1% | [5 empty] | 21.22% | 0% | 21.22% | 2 | 30.78% | 0% | 0% | 1 | 14.04% | 0% | 0% | 1 | 14.37% | 0% | 0% | 1 | 44.53% | 0% | 0% | 1 | 16.24% | 0% | 0% | 1 | 12.63% | 0% | 0% | 1 | 0% | 0% | 1 |  |  |  |  | 42.51% | [5 empty] | 23.76% | 0% | 23.76% | 2 | 37.68% | 0% | 0% | 1 | 12.68% | 0% | 0% | 1 | 19.52% | 0% | 0% | 1 | 51.14% | 0% | 0% | 2 | 19.58% | 0% | 0% | 1 | 10.96% | 0% | 0% | 1 | 0% | 0% | 1 |  |  |  |  | 39.44% | [5 empty] | 17.27% | 2.807% | 20.08% | 2 | 42.36% | 0% | 0% | 1 | 16.81% | 0% | 0% | 1 | 23.22% | 0% | 0% | 1 | 58.09% | 0% | 0% | 2 | 17.21% | 0% | 0% | 1 | 10.71% | 0% | 0% | 1
170 | Bellevue | Mendocino_Marin | 0 | 0 | 0 | 0% | 0% | 1 |  |  |  |  | 1.386% | [5 empty] | 86.74% | 6.493% | 93.23% | 5 | 57.34% | 0% | 0% | 2 | 39.06% | 0% | 0% | 1 | 65.86% | 0% | 0% | 2 | 75.01% | 0% | 0% | 3 | 68.61% | 0% | 0% | 2 | 6.616% | 0% | 0% | 1 | 0% | 0% | 1 |  |  |  |  | 1.915% | [5 empty] | 51.16% | 35.42% | 86.58% | 5 | 63.55% | 0% | 0% | 2 | 25.81% | 0% | 0% | 1 | 59.14% | 0% | 0% | 2 | 84.55% | 0% | 0% | 3 | 69.27% | 0% | 0% | 2 | 5.962% | 0% | 0% | 1 | 0% | 0% | 1 |  |  |  |  | 1.325% | [5 empty] | 45.55% | 36.19% | 81.74% | 5 | 71.64% | 0% | 0% | 3 | 30.3% | 0% | 0% | 1 | 58.2% | 0% | 0% | 2 | 88.39% | 0% | 0% | 3 | 71.43% | 0% | 0% | 3 | 6.015% | 0% | 0% | 1 | 0% | 0% | 1 |  |  |  |  | 1.952% | [5 empty] | 52.21% | 34.77% | 86.99% | 5 | 71.02% | 0% | 0% | 3 | 29.62% | 0% | 0% | 1 | 64% | 0% | 0% | 2 | 90.56% | 0% | 0% | 4 | 71.01% | 0% | 0% | 3 | 5.497% | 0% | 0% | 1
171 | Cloverdale | Mendocino_Marin | 0 | 0 | 0 | 0% | 0% | 1 |  |  |  |  | 2.517% | [5 empty] | 48.49% | 45.03% | 93.51% | 5 | 84.89% | 0% | 0% | 3 | 33.51% | 0% | 0% | 1 | 51.13% | 0% | 0% | 2 | 97.58% | 0% | 0% | 5 | 67.97% | 0% | 0% | 2 | 1.149% | 0% | 0% | 1 | 0% | 0% | 1 |  |  |  |  | 1.199% | [5 empty] | 58.78% | 38.51% | 97.29% | 5 | 75.72% | 0% | 0% | 3 | 32.14% | 0% | 0% | 1 | 57.14% | 0% | 0% | 2 | 90.2% | 0% | 0% | 4 | 71.57% | 0% | 0% | 3 | 0.9495% | 0% | 0% | 1 | 0% | 0% | 1 |  |  |  |  | 1.616% | [5 empty] | 60.83% | 36.49% | 97.32% | 5 | 57.51% | 0% | 0% | 2 | 32.51% | 0% | 0% | 1 | 62.3% | 0% | 0% | 2 | 87.41% | 0% | 0% | 3 | 68.97% | 0% | 0% | 2 | 0.8428% | 0% | 0% | 1 | 0% | 0% | 1 |  |  |  |  | 1.538% | [5 empty] | 65.2% | 31.62% | 96.82% | 5 | 47.79% | 0% | 0% | 1 | 26.63% | 0% | 0% | 1 | 57.11% | 0% | 0% | 2 | 77.55% | 0% | 0% | 3 | 66.49% | 0% | 0% | 2 | 1.017% | 0% | 0% | 1
172 | Fulton | Mendocino_Marin | 0 | 0 | 0 | 0% | 0% | 1 |  |  |  |  | 0.3451% | [5 empty] | 0.047% | 99.95% | 100% | 5 | 82.82% | 0% | 0% | 3 | 12.93% | 0% | 0% | 1 | 94.47% | 0% | 0% | 4 | 97.89% | 0% | 0% | 5 | 52.18% | 0% | 0% | 2 | 1.919% | 0% | 0% | 1 | 0% | 0% | 1 |  |  |  |  | 2.621% | [5 empty] | 9.104% | 87.74% | 96.85% | 5 | 51.67% | 0% | 0% | 2 | 22.64% | 0% | 0% | 1 | 53.11% | 0% | 0% | 2 | 77.31% | 0% | 0% | 3 | 62.34% | 0% | 0% | 2 | 2.17% | 0% | 0% | 1 | 0% | 0% | 1 |  |  |  |  | 1.881% | [5 empty] | 35.36% | 49.62% | 84.98% | 5 | 66.41% | 0% | 0% | 2 | 32.46% | 0% | 0% | 1 | 67.6% | 0% | 0% | 2 | 88.42% | 0% | 0% | 3 | 69.87% | 0% | 0% | 2 | 4.209% | 0% | 0% | 1 | 0% | 0% | 1 |  |  |  |  | 1.923% | [5 empty] | 51.37% | 38.09% | 89.46% | 5 | 67.37% | 0% | 0% | 2 | 31.37% | 0% | 0% | 1 | 63.43% | 0% | 0% | 2 | 90% | 0% | 0% | 3 | 65.43% | 0% | 0% | 2 | 3.62% | 0% | 0% | 1
173 | Lakeville | Mendocino_Marin | 0 | 0 | 0 | 0% | 0% | 1 |  |  |  |  | 2.328% | [5 empty] | 82.66% | 9.195% | 91.85% | 5 | 84.34% | 0% | 0% | 3 | 34.62% | 0% | 0% | 1 | 56.93% | 0% | 0% | 2 | 87.75% | 0% | 0% | 3 | 66.38% | 0% | 0% | 2 | 4.291% | 0% | 0% | 1 | 0% | 0% | 1 |  |  |  |  | 1.318% | [5 empty] | 69.71% | 22.42% | 92.13% | 5 | 75.74% | 0% | 0% | 3 | 26.92% | 0% | 0% | 1 | 55.93% | 0% | 0% | 2 | 88.55% | 0% | 0% | 3 | 74.74% | 0% | 0% | 3 | 6.621% | 0% | 0% | 1 | 0% | 0% | 1 |  |  |  |  | 0.9052% | [5 empty] | 59.29% | 25.35% | 84.64% | 5 | 73.5% | 0% | 0% | 3 | 26.04% | 0% | 0% | 1 | 60.64% | 0% | 0% | 2 | 91.01% | 0% | 0% | 4 | 71.21% | 0% | 0% | 3 | 7.999% | 0% | 0% | 1 | 0% | 0% | 1 |  |  |  |  | 3.02% | [5 empty] | 50.71% | 23.47% | 74.18% | 4 | 63.35% | 0% | 0% | 2 | 28.46% | 0% | 0% | 1 | 51.12% | 0% | 0% | 2 | 84.56% | 0% | 0% | 3 | 59.35% | 0% | 0% | 2 | 8.129% | 0% | 0% | 1
174 | Penngrove | Mendocino_Marin | 0 | 0 | 0 | 0% | 0% | 1 |  |  |  |  | 1.244% | [5 empty] | 95.28% | 1.345% | 96.62% | 5 | 60.89% | 0% | 0% | 2 | 27.77% | 0% | 0% | 1 | 62.43% | 0% | 0% | 2 | 82.22% | 0% | 0% | 3 | 75.41% | 0% | 0% | 3 | 5.729% | 0% | 0% | 1 | 0% | 0% | 1 |  |  |  |  | 1.534% | [5 empty] | 65.47% | 21.63% | 87.1% | 5 | 73.45% | 0% | 0% | 3 | 24.36% | 0% | 0% | 1 | 57.77% | 0% | 0% | 2 | 88.69% | 0% | 0% | 3 | 76.21% | 0% | 0% | 3 | 6.091% | 0% | 0% | 1 | 0% | 0% | 1 |  |  |  |  | 1.367% | [5 empty] | 48.31% | 32.52% | 80.83% | 5 | 72.9% | 0% | 0% | 3 | 33.07% | 0% | 0% | 1 | 57.8% | 0% | 0% | 2 | 88.41% | 0% | 0% | 3 | 70.36% | 0% | 0% | 3 | 6.602% | 0% | 0% | 1 | 0% | 0% | 1 |  |  |  |  | 1.795% | [5 empty] | 49.69% | 32.31% | 82% | 5 | 69.62% | 0% | 0% | 2 | 27.26% | 0% | 0% | 1 | 58.16% | 0% | 0% | 2 | 89.16% | 0% | 0% | 3 | 68.15% | 0% | 0% | 2 | 6.787% | 0% | 0% | 1
175 | Warnerville | Central_Valley_North_Los_Banos | 0 | 0 | 0 | 0% | 0% | 1 |  |  |  |  | 21.73% | [5 empty] | 0% | 0% | 0% | 1 | 68.97% | 0% | 0% | 2 | 13.04% | 0% | 0% | 1 | 32.61% | 0% | 0% | 1 | 79.14% | 0% | 0% | 3 | 20.45% | 0% | 0% | 1 | 7.667% | 0% | 0% | 1 | 0% | 0% | 1 |  |  |  |  | 21% | [5 empty] | 4.205% | 0% | 4.205% | 1 | 68.29% | 0% | 0% | 2 | 16.2% | 0% | 0% | 1 | 31.59% | 0% | 0% | 1 | 76.61% | 0% | 0% | 3 | 28.98% | 0% | 0% | 1 | 8.13% | 0% | 0% | 1 | 0% | 0% | 1 |  |  |  |  | 30.07% | [5 empty] | 4.404% | 0% | 4.404% | 1 | 57.86% | 0% | 0% | 2 | 14.91% | 0% | 0% | 1 | 28.3% | 0% | 0% | 1 | 66.6% | 0% | 0% | 2 | 23.59% | 0% | 0% | 1 | 6.475% | 0% | 0% | 1 | 0% | 0% | 1 |  |  |  |  | 37.11% | [5 empty] | 3.419% | 0% | 3.419% | 1 | 52.46% | 0% | 0% | 2 | 16.1% | 0% | 0% | 1 | 26.14% | 0% | 0% | 1 | 60.52% | 0% | 0% | 2 | 20.03% | 0% | 0% | 1 | 7.171% | 0% | 0% | 1
176 | Riverbank | Central_Valley_North_Los_Banos | 0 | 0 | 0 | 0% | 0% | 1 |  |  |  |  | 23.22% | [5 empty] | 0% | 0% | 0% | 1 | 69.78% | 0% | 0% | 2 | 4.658% | 0% | 0% | 1 | 17.85% | 0% | 0% | 1 | 77.28% | 0% | 0% | 3 | 6.436% | 0% | 0% | 1 | 4.965% | 0% | 0% | 1 | 0% | 0% | 1 |  |  |  |  | 32.23% | [5 empty] | 1.614% | 0% | 1.614% | 1 | 62.43% | 0% | 0% | 2 | 8.233% | 0% | 0% | 1 | 22.43% | 0% | 0% | 1 | 69.9% | 0% | 0% | 2 | 18.67% | 0% | 0% | 1 | 5.503% | 0% | 0% | 1 | 0% | 0% | 1 |  |  |  |  | 33.67% | [5 empty] | 4.651% | 0% | 4.651% | 1 | 57.49% | 0% | 0% | 2 | 12.15% | 0% | 0% | 1 | 23.49% | 0% | 0% | 1 | 63.68% | 0% | 0% | 2 | 21.58% | 0% | 0% | 1 | 6.351% | 0% | 0% | 1 | 0% | 0% | 1 |  |  |  |  | 38.96% | [5 empty] | 4.503% | 0% | 4.503% | 1 | 52.92% | 0% | 0% | 2 | 13.7% | 0% | 0% | 1 | 23.49% | 0% | 0% | 1 | 59.51% | 0% | 0% | 2 | 21.63% | 0% | 0% | 1 | 6.318% | 0% | 0% | 1
177 | Pease | Northern_California | 0 | 0 | 0 | 0% | 0% | 1 |  |  |  |  | 45.34% | [5 empty] | 0% | 0% | 0% | 1 | 44.47% | 0% | 0% | 1 | 13.58% | 0% | 0% | 1 | 28.94% | 0% | 0% | 1 | 68.75% | 0% | 0% | 2 | 8.561% | 0% | 0% | 1 | 5.932% | 0% | 0% | 1 | 0% | 0% | 1 |  |  |  |  | 44.27% | [5 empty] | 0.02344% | 0% | 0.02344% | 1 | 51.53% | 0% | 0% | 2 | 14.25% | 0% | 0% | 1 | 36.07% | 0% | 0% | 1 | 73.54% | 0% | 0% | 3 | 5.55% | 0% | 0% | 1 | 8.933% | 0% | 0% | 1 | 0% | 0% | 1 |  |  |  |  | 46.83% | [5 empty] | 0.4859% | 0% | 0.4859% | 1 | 52.18% | 0% | 0% | 2 | 13.29% | 0% | 0% | 1 | 41.06% | 0% | 0% | 1 | 73.91% | 0% | 0% | 3 | 3.793% | 0% | 0% | 1 | 9.337% | 0% | 0% | 1 | 0% | 0% | 1 |  |  |  |  | 47.44% | [5 empty] | 2.043% | 0.2591% | 2.302% | 2 | 47.06% | 0% | 0% | 1 | 12.36% | 0% | 0% | 1 | 43.56% | 0% | 0% | 1 | 71.69% | 0% | 0% | 3 | 3.688% | 0% | 0% | 1 | 8.998% | 0% | 0% | 1
178 | Rio Oso | Northern_California | 0 | 0 | 0 | 0% | 0% | 1 |  |  |  |  | 42.71% | [5 empty] | 0.06532% | 0% | 0.06532% | 1 | 57.57% | 0% | 0% | 2 | 8.433% | 0% | 0% | 1 | 22.87% | 0% | 0% | 1 | 65.69% | 0% | 0% | 2 | 0.2431% | 0% | 0% | 1 | 17.46% | 0% | 0% | 1 | 0% | 0% | 1 |  |  |  |  | 44.63% | [5 empty] | 0.4175% | 0% | 0.4175% | 1 | 47.35% | 0% | 0% | 1 | 6.474% | 0% | 0% | 1 | 36.31% | 0% | 0% | 1 | 66.48% | 0% | 0% | 2 | 0.4033% | 0% | 0% | 1 | 13.99% | 0% | 0% | 1 | 0% | 0% | 1 |  |  |  |  | 55.72% | [5 empty] | 0.5282% | 0% | 0.5282% | 1 | 43.14% | 0% | 0% | 1 | 4.895% | 0% | 0% | 1 | 38% | 0% | 0% | 1 | 64.95% | 0% | 0% | 2 | 0.5721% | 0% | 0% | 1 | 11% | 0% | 0% | 1 | 0% | 0% | 1 |  |  |  |  | 53.68% | [5 empty] | 0.2403% | 0% | 0.2403% | 1 | 54.57% | 0% | 0% | 2 | 10.7% | 0% | 0% | 1 | 39.89% | 0% | 0% | 1 | 73.42% | 0% | 0% | 3 | 2.845% | 0% | 0% | 1 | 8.545% | 0% | 0% | 1
179 | Alpaugh | Central_Valley_North_Los_Banos | 0 | 0 | 10 | 0% | 0% | 1 |  |  |  |  | 0% | [5 empty] | 0% | 0% | 0% | 1 | 0% | 0% | 0% | 1 | 0% | 0% | 0% | 1 | 0% | 0% | 0% | 1 | 0% | 0% | 0% | 1 | 0% | 0% | 0% | 1 | 0% | 0% | 0% | 1 | 0% | 0% | 1 |  |  |  |  | 0% | [5 empty] | 0% | 0% | 0% | 1 | 0% | 0% | 0% | 1 | 0% | 0% | 0% | 1 | 0% | 0% | 0% | 1 | 0% | 0% | 0% | 1 | 0% | 0% | 0% | 1 | 0% | 0% | 0% | 1 | 0% | 0% | 1 |  |  |  |  | 1.952% | [5 empty] | 0% | 0% | 0% | 1 | 0% | 0% | 0% | 1 | 0% | 0% | 0% | 1 | 0% | 0% | 0% | 1 | 0% | 0% | 0% | 1 | 0% | 0% | 0% | 1 | 2.03% | 0% | 0% | 1 | 0% | 0% | 1 |  |  |  |  | 11.2% | [5 empty] | 0% | 0% | 0% | 1 | 0.0283% | 0% | 0% | 1 | 0% | 0% | 0% | 1 | 2.264% | 0% | 0% | 1 | 2.292% | 0% | 0% | 1 | 0% | 0% | 0% | 1 | 3.914% | 0% | 0% | 1
180 | Rector | Central_Valley_North_Los_Banos | 0 | 0 | 0 | 0% | 0% | 1 |  |  |  |  | 0% | [5 empty] | 0% | 0% | 0% | 1 | 0% | 0% | 0% | 1 | 0% | 0% | 0% | 1 | 0% | 0% | 0% | 1 | 0% | 0% | 0% | 1 | 0% | 0% | 0% | 1 | 0% | 0% | 0% | 1 | 0% | 0% | 1 |  |  |  |  | 0% | [5 empty] | 0% | 0% | 0% | 1 | 0% | 0% | 0% | 1 | 0% | 0% | 0% | 1 | 0% | 0% | 0% | 1 | 0% | 0% | 0% | 1 | 0% | 0% | 0% | 1 | 0% | 0% | 0% | 1 | 0% | 0% | 1 |  |  |  |  | 28.94% | [5 empty] | 0% | 0% | 0% | 1 | 0% | 0% | 0% | 1 | 0% | 0% | 0% | 1 | 0% | 0% | 0% | 1 | 0% | 0% | 0% | 1 | 0% | 0% | 0% | 1 | 0% | 0% | 0% | 1 | 0% | 0% | 1 |  |  |  |  | 33.49% | [5 empty] | 0% | 0% | 0% | 1 | 0% | 0% | 0% | 1 | 0% | 0% | 0% | 1 | 0% | 0% | 0% | 1 | 0% | 0% | 0% | 1 | 0% | 0% | 0% | 1 | 3.004% | 0% | 0% | 1
181 | Springville | Central_Valley_North_Los_Banos | 0 | 0 | 0 | 0% | 0% | 1 |  |  |  |  | 0% | [5 empty] | 0% | 0% | 0% | 1 | 0% | 0% | 0% | 1 | 0% | 0% | 0% | 1 | 0% | 0% | 0% | 1 | 0% | 0% | 0% | 1 | 0% | 0% | 0% | 1 | 0% | 0% | 0% | 1 | 0% | 0% | 1 |  |  |  |  | 0% | [5 empty] | 0% | 0% | 0% | 1 | 0% | 0% | 0% | 1 | 0% | 0% | 0% | 1 | 0% | 0% | 0% | 1 | 0% | 0% | 0% | 1 | 0% | 0% | 0% | 1 | 0% | 0% | 0% | 1 | 0% | 0% | 1 |  |  |  |  | 0% | [5 empty] | 0% | 0% | 0% | 1 | 0% | 0% | 0% | 1 | 0% | 0% | 0% | 1 | 0% | 0% | 0% | 1 | 0% | 0% | 0% | 1 | 0% | 0% | 0% | 1 | 0% | 0% | 0% | 1 | 0% | 0% | 1 |  |  |  |  | 0% | [5 empty] | 100% | 0% | 100% | 5 | 0% | 0% | 0% | 1 | 24.97% | 0% | 0% | 1 | 67.58% | 0% | 0% | 2 | 67.58% | 0% | 0% | 2 | 92.4% | 0% | 0% | 4 | 9.566% | 0% | 0% | 1
182 | Vestal | Central_Valley_North_Los_Banos | 0 | 0 | 0 | 0% | 0% | 1 |  |  |  |  | 0% | [5 empty] | 0% | 0% | 0% | 1 | 0% | 0% | 0% | 1 | 0% | 0% | 0% | 1 | 0% | 0% | 0% | 1 | 0% | 0% | 0% | 1 | 0% | 0% | 0% | 1 | 0% | 0% | 0% | 1 | 0% | 0% | 1 |  |  |  |  | 0% | [5 empty] | 0% | 0% | 0% | 1 | 0% | 0% | 0% | 1 | 0% | 0% | 0% | 1 | 0% | 0% | 0% | 1 | 0% | 0% | 0% | 1 | 0% | 0% | 0% | 1 | 0% | 0% | 0% | 1 | 0% | 0% | 1 |  |  |  |  | 0% | [5 empty] | 0% | 0% | 0% | 1 | 0% | 0% | 0% | 1 | 0% | 0% | 0% | 1 | 0% | 0% | 0% | 1 | 0% | 0% | 0% | 1 | 0% | 0% | 0% | 1 | 0% | 0% | 0% | 1 | 0% | 0% | 1 |  |  |  |  | 0% | [5 empty] | 96.17% | 3.834% | 100% | 5 | 7.668% | 0% | 0% | 1 | 14.69% | 0% | 0% | 1 | 51.8% | 0% | 0% | 2 | 52.55% | 0% | 0% | 2 | 87.88% | 0% | 0% | 3 | 4.111% | 0% | 0% | 1
183 | UltraPower Chinese Station | El_Dorado_Mariposa | 0 | 0 | 0 | 0% | 0% | 1 |  |  |  |  | 0% | [5 empty] | 18.18% | 0% | 18.18% | 1 | 90.89% | 0% | 0% | 4 | 20.23% | 0% | 0% | 1 | 33.54% | 0% | 0% | 1 | 91.09% | 0% | 0% | 4 | 90.71% | 0% | 0% | 4 | 8.36% | 0% | 0% | 1 | 0% | 0% | 1 |  |  |  |  | 3.085% | [5 empty] | 17.93% | 0% | 17.93% | 1 | 90.21% | 0% | 0% | 4 | 25.39% | 0% | 0% | 1 | 36.35% | 0% | 0% | 1 | 92.17% | 0% | 0% | 4 | 79.72% | 0% | 0% | 3 | 12.77% | 0% | 0% | 1 | 0% | 0% | 1 |  |  |  |  | 8.621% | [5 empty] | 10.94% | 0% | 10.94% | 1 | 84.94% | 0% | 0% | 3 | 27.16% | 0% | 0% | 1 | 48.76% | 0% | 0% | 1 | 94.71% | 0% | 0% | 4 | 59.45% | 0% | 0% | 2 | 13.08% | 0% | 0% | 1 | 0% | 0% | 1 |  |  |  |  | 19.5% | [5 empty] | 4.87% | 0% | 4.87% | 1 | 64.98% | 0% | 0% | 2 | 21.12% | 0% | 0% | 1 | 37.17% | 0% | 0% | 1 | 75.4% | 0% | 0% | 3 | 31.86% | 0% | 0% | 1 | 9.472% | 0% | 0% | 1
184 | Curtis | El_Dorado_Mariposa | 0 | 0 | 0 | 0% | 0% | 1 |  |  |  |  | 0% | [5 empty] | 0% | 0% | 0% | 1 | 0% | 0% | 0% | 1 | 0% | 0% | 0% | 1 | 0% | 0% | 0% | 1 | 0% | 0% | 0% | 1 | 0% | 0% | 0% | 1 | 0% | 0% | 0% | 1 | 0% | 0% | 1 |  |  |  |  | 0% | [5 empty] | 0% | 0% | 0% | 1 | 0% | 0% | 0% | 1 | 0% | 0% | 0% | 1 | 0% | 0% | 0% | 1 | 0% | 0% | 0% | 1 | 0% | 0% | 0% | 1 | 0% | 0% | 0% | 1 | 0% | 0% | 1 |  |  |  |  | 0% | [5 empty] | 30.2% | 0% | 30.2% | 2 | 85.18% | 0% | 0% | 3 | 17.82% | 0% | 0% | 1 | 30.81% | 0% | 0% | 1 | 85.41% | 0% | 0% | 3 | 88.98% | 0% | 0% | 3 | 6.226% | 0% | 0% | 1 | 0% | 0% | 1 |  |  |  |  | 6.132% | [5 empty] | 20.92% | 0.4123% | 21.34% | 2 | 68.16% | 0% | 0% | 2 | 21.56% | 0% | 0% | 1 | 40.7% | 0% | 0% | 1 | 77.59% | 0% | 0% | 3 | 60.46% | 0% | 0% | 2 | 10.95% | 0% | 0% | 1
185 | Peoria | El_Dorado_Mariposa | 0 | 0 | 15 | 0% | 0% | 1 |  |  |  |  | 0% | [5 empty] | 31.22% | 0% | 31.22% | 2 | 85.81% | 0% | 0% | 3 | 19.06% | 0% | 0% | 1 | 33.73% | 0% | 0% | 1 | 86.01% | 0% | 0% | 3 | 90.41% | 0% | 0% | 4 | 6.173% | 0% | 0% | 1 | 0% | 0% | 1 |  |  |  |  | 2.4% | [5 empty] | 22.29% | 0% | 22.29% | 2 | 91.74% | 0% | 0% | 4 | 24.9% | 0% | 0% | 1 | 35.13% | 0% | 0% | 1 | 92.33% | 0% | 0% | 4 | 81.94% | 0% | 0% | 3 | 11.2% | 0% | 0% | 1 | 0% | 0% | 1 |  |  |  |  | 7.394% | [5 empty] | 11.68% | 0% | 11.68% | 1 | 82.46% | 0% | 0% | 3 | 23.06% | 0% | 0% | 1 | 46.41% | 0% | 0% | 1 | 93.8% | 0% | 0% | 4 | 59.58% | 0% | 0% | 2 | 12.65% | 0% | 0% | 1 | 0% | 0% | 1 |  |  |  |  | 18.89% | [5 empty] | 5.105% | 0% | 5.105% | 1 | 65.86% | 0% | 0% | 2 | 19.69% | 0% | 0% | 1 | 36.19% | 0% | 0% | 1 | 76.41% | 0% | 0% | 3 | 31.26% | 0% | 0% | 1 | 8.861% | 0% | 0% | 1
186 | Moorpark | Greater_LA | 0 | 0 | 0 | 0% | 0% | 1 |  |  |  |  | 3.792% | [5 empty] | 0% | 100% | 100% | 5 | 54.82% | 0% | 0% | 2 | 0% | 0% | 0% | 1 | 0% | 0% | 0% | 1 | 54.82% | 0% | 0% | 2 | 65.43% | 0% | 0% | 2 | 15.54% | 0% | 0% | 1 | 0% | 0% | 1 |  |  |  |  | 8.691% | [5 empty] | 4.047% | 95.92% | 99.97% | 5 | 75.79% | 0% | 0% | 3 | 0% | 0% | 0% | 1 | 0.8645% | 0% | 0% | 1 | 75.79% | 0% | 0% | 3 | 49.16% | 0% | 0% | 1 | 14.1% | 0% | 0% | 1 | 0% | 0% | 1 |  |  |  |  | 5.252% | [5 empty] | 9.197% | 87.03% | 96.23% | 5 | 71.46% | 0% | 0% | 3 | 5.677% | 0% | 0% | 1 | 8.68% | 0% | 0% | 1 | 76.66% | 0% | 0% | 3 | 53.58% | 0% | 0% | 2 | 13.84% | 0% | 0% | 1 | 0% | 0% | 1 |  |  |  |  | 2.897% | [5 empty] | 30.45% | 66.48% | 96.93% | 5 | 72.14% | 0% | 0% | 3 | 3.216% | 0% | 0% | 1 | 5.849% | 0% | 0% | 1 | 76.08% | 0% | 0% | 3 | 57.58% | 0% | 0% | 2 | 11.36% | 0% | 0% | 1
187 | Santa Clara | Greater_LA | 0 | 0 | 0 | 0% | 0% | 1 |  |  |  |  | 0% | [5 empty] | 2.393% | 0% | 2.393% | 1 | 0% | 0% | 0% | 1 | 0% | 0% | 0% | 1 | 83.78% | 0% | 0% | 3 | 83.78% | 0% | 0% | 3 | 0% | 0% | 0% | 1 | 4.216% | 0% | 0% | 1 | 0% | 0% | 1 |  |  |  |  | 0.1242% | [5 empty] | 3.126% | 0.005945% | 3.132% | 2 | 26.52% | 0% | 0% | 1 | 56.24% | 0% | 0% | 2 | 81.93% | 0% | 0% | 3 | 81.93% | 0% | 0% | 3 | 0% | 0% | 0% | 1 | 46.37% | 0% | 0% | 1 | 0% | 0% | 1 |  |  |  |  | 0.1092% | [5 empty] | 8.697% | 22.77% | 31.46% | 4 | 41.91% | 0% | 0% | 1 | 39.45% | 0% | 0% | 1 | 57.28% | 0% | 0% | 2 | 80.92% | 0% | 0% | 3 | 17.47% | 0% | 0% | 1 | 33.44% | 0% | 0% | 1 | 0% | 0% | 1 |  |  |  |  | 5.231% | [5 empty] | 25.92% | 68.21% | 94.13% | 5 | 71.89% | 0% | 0% | 3 | 5.712% | 0% | 0% | 1 | 8.707% | 0% | 0% | 1 | 76.99% | 0% | 0% | 3 | 54.61% | 0% | 0% | 2 | 13.67% | 0% | 0% | 1
188 | Davis | Solano | 0 | 0 | 0 | 0% | 0% | 1 |  |  |  |  | 75.4% | [5 empty] | 0% | 0% | 0% | 1 | 24.34% | 0% | 0% | 1 | 18.03% | 0% | 0% | 1 | 33.61% | 0% | 0% | 1 | 36.4% | 0% | 0% | 1 | 0% | 0% | 0% | 1 | 2.458% | 0% | 0% | 1 | 0% | 0% | 1 |  |  |  |  | 66.81% | [5 empty] | 0.1602% | 0% | 0.1602% | 1 | 32.44% | 0% | 0% | 1 | 8.47% | 0% | 0% | 1 | 18.78% | 0% | 0% | 1 | 41.41% | 0% | 0% | 1 | 0.281% | 0% | 0% | 1 | 5.196% | 0% | 0% | 1 | 0% | 0% | 1 |  |  |  |  | 57.37% | [5 empty] | 4.051% | 0% | 4.051% | 1 | 36.85% | 0% | 0% | 1 | 11.25% | 0% | 0% | 1 | 20.05% | 0% | 0% | 1 | 50.62% | 0% | 0% | 2 | 4.38% | 0% | 0% | 1 | 6.834% | 0% | 0% | 1 | 0% | 0% | 1 |  |  |  |  | 47.58% | [5 empty] | 13.53% | 0% | 13.53% | 1 | 45.83% | 0% | 0% | 1 | 12.56% | 0% | 0% | 1 | 30.4% | 0% | 0% | 1 | 60.96% | 0% | 0% | 2 | 12.04% | 0% | 0% | 1 | 7.976% | 0% | 0% | 1
189 | Putah Creek | Solano | 0 | 0 | 0 | 0% | 0% | 1 |  |  |  |  | 53.96% | [5 empty] | 21.04% | 0% | 21.04% | 2 | 48.79% | 0% | 0% | 1 | 3.26% | 0% | 0% | 1 | 0% | 0% | 0% | 1 | 49.98% | 0% | 0% | 1 | 18.95% | 0% | 0% | 1 | 2.574% | 0% | 0% | 1 | 0% | 0% | 1 |  |  |  |  | 45.37% | [5 empty] | 32.78% | 0% | 32.78% | 2 | 56.11% | 0% | 0% | 2 | 6.924% | 0% | 0% | 1 | 7.053% | 0% | 0% | 1 | 58.96% | 0% | 0% | 2 | 26.87% | 0% | 0% | 1 | 3.726% | 0% | 0% | 1 | 0% | 0% | 1 |  |  |  |  | 42.1% | [5 empty] | 29.38% | 1.056% | 30.44% | 2 | 56.33% | 0% | 0% | 2 | 9.696% | 0% | 0% | 1 | 15.14% | 0% | 0% | 1 | 63.35% | 0% | 0% | 2 | 25.93% | 0% | 0% | 1 | 4.779% | 0% | 0% | 1 | 0% | 0% | 1 |  |  |  |  | 41.02% | [5 empty] | 21.5% | 3.496% | 25% | 2 | 52.57% | 0% | 0% | 2 | 12.56% | 0% | 0% | 1 | 26.46% | 0% | 0% | 1 | 65.69% | 0% | 0% | 2 | 22.71% | 0% | 0% | 1 | 7.825% | 0% | 0% | 1
190 | East Marysville | Northern_California | 0 | 0 | 0 | 0% | 0% | 1 |  |  |  |  | 45.63% | [5 empty] | 0.06484% | 0% | 0.06484% | 1 | 53.23% | 0% | 0% | 2 | 8.797% | 0% | 0% | 1 | 19.16% | 0% | 0% | 1 | 66.26% | 0% | 0% | 2 | 0.85% | 0% | 0% | 1 | 10.33% | 0% | 0% | 1 | 0% | 0% | 1 |  |  |  |  | 43.03% | [5 empty] | 0.3047% | 0% | 0.3047% | 1 | 53.63% | 0% | 0% | 2 | 8.757% | 0% | 0% | 1 | 26.85% | 0% | 0% | 1 | 72.56% | 0% | 0% | 3 | 5.413% | 0% | 0% | 1 | 11.73% | 0% | 0% | 1 | 0% | 0% | 1 |  |  |  |  | 43.62% | [5 empty] | 0.8445% | 0% | 0.8445% | 1 | 54.46% | 0% | 0% | 2 | 12.85% | 0% | 0% | 1 | 36.31% | 0% | 0% | 1 | 74.89% | 0% | 0% | 3 | 4.431% | 0% | 0% | 1 | 10.9% | 0% | 0% | 1 | 0% | 0% | 1 |  |  |  |  | 48.36% | [5 empty] | 1.514% | 0.8287% | 2.342% | 2 | 48.22% | 0% | 0% | 1 | 12.42% | 0% | 0% | 1 | 43.8% | 0% | 0% | 1 | 71.92% | 0% | 0% | 3 | 3.486% | 0% | 0% | 1 | 9.813% | 0% | 0% | 1
191 | Olivehurst | Northern_California | 0 | 0 | 0 | 0% | 0% | 1 |  |  |  |  | 57.38% | [5 empty] | 0% | 0% | 0% | 1 | 43.86% | 0% | 0% | 1 | 0.6803% | 0% | 0% | 1 | 14.23% | 0% | 0% | 1 | 54.7% | 0% | 0% | 2 | 0% | 0% | 0% | 1 | 10.7% | 0% | 0% | 1 | 0% | 0% | 1 |  |  |  |  | 47.99% | [5 empty] | 0.5508% | 0% | 0.5508% | 1 | 46.7% | 0% | 0% | 1 | 9.023% | 0% | 0% | 1 | 33.73% | 0% | 0% | 1 | 67.96% | 0% | 0% | 2 | 2.235% | 0% | 0% | 1 | 10.76% | 0% | 0% | 1 | 0% | 0% | 1 |  |  |  |  | 48.83% | [5 empty] | 0.3738% | 0% | 0.3738% | 1 | 53.94% | 0% | 0% | 2 | 10.32% | 0% | 0% | 1 | 36.44% | 0% | 0% | 1 | 73.26% | 0% | 0% | 3 | 4.353% | 0% | 0% | 1 | 10.89% | 0% | 0% | 1 | 0% | 0% | 1 |  |  |  |  | 50.68% | [5 empty] | 1.392% | 0.1492% | 1.541% | 2 | 51.16% | 0% | 0% | 2 | 11.62% | 0% | 0% | 1 | 42.59% | 0% | 0% | 1 | 72.62% | 0% | 0% | 3 | 2.979% | 0% | 0% | 1 | 8.87% | 0% | 0% | 1
192 | Morro Bay | Kern_Greater_Carrizo | 0 | 0 | 0 | 0% | 0% | 1 |  |  |  |  | 0.6839% | [5 empty] | 12.53% | 61.22% | 73.75% | 5 | 74.73% | 0% | 0% | 3 | 29.69% | 0% | 0% | 1 | 46.09% | 0% | 0% | 1 | 89.06% | 0% | 0% | 3 | 66.65% | 0% | 0% | 2 | 8.219% | 0% | 0% | 1 | 0% | 0% | 1 |  |  |  |  | 0.3617% | [5 empty] | 21.03% | 63.11% | 84.14% | 5 | 54.84% | 0% | 0% | 2 | 28.53% | 0% | 0% | 1 | 47.4% | 0% | 0% | 1 | 73.77% | 0% | 0% | 3 | 67.05% | 0% | 0% | 2 | 7.212% | 0% | 0% | 1 | 0% | 0% | 1 |  |  |  |  | 1.441% | [5 empty] | 34.9% | 39.34% | 74.24% | 5 | 35.56% | 0% | 0% | 1 | 19.84% | 0% | 0% | 1 | 38.12% | 0% | 0% | 1 | 55.76% | 0% | 0% | 2 | 53.23% | 0% | 0% | 2 | 5.229% | 0% | 0% | 1 | 0% | 0% | 1 |  |  |  |  | 1.51% | [5 empty] | 42.8% | 32.24% | 75.04% | 5 | 32.82% | 0% | 0% | 1 | 15.31% | 0% | 0% | 1 | 37.01% | 0% | 0% | 1 | 53.34% | 0% | 0% | 2 | 47.66% | 0% | 0% | 1 | 5.046% | 0% | 0% | 1
193 | Palomar | Greater_SD | 0 | 0 | 0 | 0% | 0% | 1 |  |  |  |  | 0% | [5 empty] | 0% | 0% | 0% | 1 | 21.48% | 0% | 0% | 1 | 87.5% | 0% | 0% | 3 | 92.7% | 0% | 0% | 4 | 92.7% | 0% | 0% | 4 | 0% | 0% | 0% | 1 | 15.15% | 0% | 0% | 1 | 0% | 0% | 1 |  |  |  |  | 0% | [5 empty] | 0% | 0% | 0% | 1 | 11.67% | 0% | 0% | 1 | 91.36% | 0% | 0% | 4 | 94.58% | 0% | 0% | 4 | 94.58% | 0% | 0% | 4 | 0.7392% | 0% | 0% | 1 | 22.53% | 0% | 0% | 1 | 0% | 0% | 1 |  |  |  |  | 0% | [5 empty] | 0% | 0% | 0% | 1 | 10.62% | 0% | 0% | 1 | 84.92% | 0% | 0% | 3 | 90.37% | 0% | 0% | 4 | 90.37% | 0% | 0% | 4 | 1.556% | 0% | 0% | 1 | 21.01% | 0% | 0% | 1 | 0% | 0% | 1 |  |  |  |  | 0% | [5 empty] | 0.4515% | 51.47% | 51.92% | 5 | 53.23% | 0% | 0% | 2 | 29.23% | 0% | 0% | 1 | 88.79% | 0% | 0% | 3 | 88.79% | 0% | 0% | 3 | 35.89% | 0% | 0% | 1 | 12.59% | 0% | 0% | 1
194 | Margarita | Greater_LA | 0 | 0 | 0 | 0% | 0% | 1 |  |  |  |  | 0% | [5 empty] | 1.115% | 0% | 1.115% | 1 | 0% | 0% | 0% | 1 | 26.29% | 0% | 0% | 1 | 87.96% | 0% | 0% | 3 | 87.96% | 0% | 0% | 3 | 0% | 0% | 0% | 1 | 0% | 0% | 0% | 1 | 0% | 0% | 1 |  |  |  |  | 0% | [5 empty] | 5.867% | 0% | 5.867% | 1 | 0.3417% | 0% | 0% | 1 | 32.79% | 0% | 0% | 1 | 85.82% | 0% | 0% | 3 | 86.16% | 0% | 0% | 3 | 0% | 0% | 0% | 1 | 1.169% | 0% | 0% | 1 | 0% | 0% | 1 |  |  |  |  | 0% | [5 empty] | 1.984% | 0% | 1.984% | 1 | 0.1156% | 0% | 0% | 1 | 16.96% | 0% | 0% | 1 | 91.48% | 0% | 0% | 4 | 91.59% | 0% | 0% | 4 | 0.02702% | 0% | 0% | 1 | 9.277% | 0% | 0% | 1 | 0% | 0% | 1 |  |  |  |  | 0% | [5 empty] | 0.7141% | 5.891% | 6.605% | 2 | 5.37% | 0% | 0% | 1 | 33.98% | 0% | 0% | 1 | 91.03% | 0% | 0% | 4 | 95.06% | 0% | 0% | 5 | 3.238% | 0% | 0% | 1 | 7.77% | 0% | 0% | 1
195 | Huntington Beach | Greater_LA | 0 | 0 | 0 | 0% | 0% | 1 |  |  |  |  | 0% | [5 empty] | 0% | 0% | 0% | 1 | 0.05678% | 0% | 0% | 1 | 25.77% | 0% | 0% | 1 | 96.34% | 0% | 0% | 5 | 96.39% | 0% | 0% | 5 | 0% | 0% | 0% | 1 | 6.491% | 0% | 0% | 1 | 0% | 0% | 1 |  |  |  |  | 0% | [5 empty] | 0.1962% | 0% | 0.1962% | 1 | 0.04623% | 0% | 0% | 1 | 21.97% | 0% | 0% | 1 | 83.88% | 0% | 0% | 3 | 83.93% | 0% | 0% | 3 | 0% | 0% | 0% | 1 | 5.357% | 0% | 0% | 1 | 0% | 0% | 1 |  |  |  |  | 0% | [5 empty] | 0.1339% | 0% | 0.1339% | 1 | 0.02833% | 0% | 0% | 1 | 14.85% | 0% | 0% | 1 | 78.82% | 0% | 0% | 3 | 78.85% | 0% | 0% | 3 | 0% | 0% | 0% | 1 | 3.34% | 0% | 0% | 1 | 0% | 0% | 1 |  |  |  |  | 0% | [5 empty] | 1.556% | 3.775% | 5.33% | 2 | 2.579% | 0% | 0% | 1 | 15.77% | 0% | 0% | 1 | 75.58% | 0% | 0% | 3 | 78.16% | 0% | 0% | 3 | 1.983% | 0% | 0% | 1 | 3.153% | 0% | 0% | 1
196 | Los Esteros | Peninsula_Monterey | 0 | 0 | 0 | 0% | 0% | 1 |  |  |  |  | 0% | [5 empty] | 12.65% | 0% | 12.65% | 1 | 13.61% | 0% | 0% | 1 | 13.61% | 0% | 0% | 1 | 29.75% | 0% | 0% | 1 | 29.75% | 0% | 0% | 1 | 8.439% | 0% | 0% | 1 | 83.22% | 0% | 0% | 3 | 0% | 0% | 1 |  |  |  |  | 0.09522% | [5 empty] | 68.41% | 17.21% | 85.62% | 5 | 81.52% | 0% | 0% | 3 | 28.98% | 0% | 0% | 1 | 41.25% | 0% | 0% | 1 | 92.64% | 0% | 0% | 4 | 80.18% | 0% | 0% | 3 | 16.32% | 0% | 0% | 1 | 0% | 0% | 1 |  |  |  |  | 0.05245% | [5 empty] | 63.23% | 29.57% | 92.79% | 5 | 80.99% | 0% | 0% | 3 | 22.69% | 0% | 0% | 1 | 44.68% | 0% | 0% | 1 | 92.15% | 0% | 0% | 4 | 74.29% | 0% | 0% | 3 | 7.442% | 0% | 0% | 1 | 0% | 0% | 1 |  |  |  |  | 0.196% | [5 empty] | 39.53% | 17.46% | 56.99% | 3 | 79.95% | 0% | 0% | 3 | 49.35% | 0% | 0% | 1 | 67.11% | 0% | 0% | 2 | 95.11% | 0% | 0% | 5 | 68.4% | 0% | 0% | 2 | 4.777% | 0% | 0% | 1
197 | Birds Landing | Solano | 251 | 10040 | 15 | 176.5% | 11.01% | 5 |  |  |  |  | 5.459% | [5 empty] | 0% | 0% | 0% | 1 | 20.14% | 27.81% | 0% | 2 | 52.5% | 46.77% | 0% | 2 | 43.3% | 39.17% | 0% | 2 | 64.59% | 62.73% | 0% | 3 | 2.769% | 22.84% | 0% | 2 | 49.03% | 62.73% | 0% | 3 | 146.8% | 2.99% | 4 |  |  |  |  | 27.6% | [5 empty] | 2.824% | 0.08296% | 2.907% | 2 | 15.6% | 10.44% | 0% | 1 | 42.02% | 15.2% | 0% | 1 | 37.67% | 14.14% | 0% | 1 | 52.95% | 18.73% | 0% | 2 | 4.35% | 9.212% | 0% | 1 | 30.33% | 18.73% | 0% | 1 | 53.39% | 0% | 3 |  |  |  |  | 34.24% | [5 empty] | 7.366% | 1.86% | 9.226% | 2 | 23.46% | 5.867% | 0% | 1 | 33.37% | 6.739% | 0% | 1 | 32% | 6.603% | 0% | 1 | 47.95% | 8.626% | 0% | 1 | 7.003% | 4.828% | 0% | 1 | 21.12% | 8.626% | 0% | 1 | 12.46% | 0% | 1 |  |  |  |  | 44.33% | [5 empty] | 14.59% | 1.528% | 16.12% | 2 | 25.67% | 2.639% | 0% | 1 | 25.39% | 2.629% | 0% | 1 | 28.21% | 2.732% | 0% | 1 | 45.89% | 3.625% | 0% | 1 | 10.03% | 2.18% | 0% | 1 | 12.76% | 3.625% | 0% | 1
198 | Cayetano | Solano | 0 | 0 | 0 | 0% | 0% | 1 |  |  |  |  | 0.2179% | [5 empty] | 47.31% | 16.53% | 63.84% | 3 | 79.12% | 0% | 0% | 3 | 81.31% | 0% | 0% | 3 | 92.52% | 0% | 0% | 4 | 96.43% | 0% | 0% | 5 | 30.01% | 0% | 0% | 1 | 7.374% | 0% | 0% | 1 | 0% | 0% | 1 |  |  |  |  | 9.403% | [5 empty] | 28.95% | 15.26% | 44.21% | 3 | 69.86% | 0% | 0% | 2 | 72.09% | 0% | 0% | 3 | 76.63% | 0% | 0% | 3 | 87.32% | 0% | 0% | 3 | 36.11% | 0% | 0% | 1 | 5.883% | 0% | 0% | 1 | 0% | 0% | 1 |  |  |  |  | 24.75% | [5 empty] | 23.46% | 8.701% | 32.16% | 2 | 64.82% | 0% | 0% | 2 | 49.76% | 0% | 0% | 1 | 53.43% | 0% | 0% | 2 | 75.88% | 0% | 0% | 3 | 37.75% | 0% | 0% | 1 | 5.666% | 0% | 0% | 1 | 0% | 0% | 1 |  |  |  |  | 35.33% | [5 empty] | 16.77% | 3.46% | 20.23% | 2 | 49.54% | 0% | 0% | 1 | 38.32% | 0% | 0% | 1 | 40.14% | 0% | 0% | 1 | 64.81% | 0% | 0% | 2 | 29.1% | 0% | 0% | 1 | 9.939% | 0% | 0% | 1
199 | Silvergate | Greater_SD | 0 | 0 | 0 | 0% | 0% | 1 |  |  |  |  | 0% | [5 empty] | 0% | 0% | 0% | 1 | 1.67% | 0% | 0% | 1 | 19.03% | 0% | 0% | 1 | 80.37% | 0% | 0% | 3 | 80.71% | 0% | 0% | 3 | 0% | 0% | 0% | 1 | 1.478% | 0% | 0% | 1 | 0% | 0% | 1 |  |  |  |  | 0% | [5 empty] | 2.948% | 0% | 2.948% | 1 | 2.334% | 0% | 0% | 1 | 24.61% | 0% | 0% | 1 | 81.32% | 0% | 0% | 3 | 81.62% | 0% | 0% | 3 | 0% | 0% | 0% | 1 | 3.184% | 0% | 0% | 1 | 0% | 0% | 1 |  |  |  |  | 0% | [5 empty] | 6.836% | 0% | 6.836% | 1 | 4.312% | 0% | 0% | 1 | 25.49% | 0% | 0% | 1 | 80.41% | 0% | 0% | 3 | 80.7% | 0% | 0% | 3 | 1.597% | 0% | 0% | 1 | 3.672% | 0% | 0% | 1 | 0% | 0% | 1 |  |  |  |  | 0% | [5 empty] | 6.543% | 2.682% | 9.226% | 2 | 4.416% | 0% | 0% | 1 | 26.39% | 0% | 0% | 1 | 81.06% | 0% | 0% | 3 | 81.33% | 0% | 0% | 3 | 3.875% | 0% | 0% | 1 | 3.887% | 0% | 0% | 1
200 | Richmond | Northern_California | 0 | 0 | 0 | 0% | 0% | 1 |  |  |  |  | 0% | [5 empty] | 97.23% | 0% | 97.23% | 5 | 46.69% | 0% | 0% | 1 | 10.81% | 0% | 0% | 1 | 8.712% | 0% | 0% | 1 | 52.34% | 0% | 0% | 2 | 65.4% | 0% | 0% | 2 | 6.739% | 0% | 0% | 1 | 0% | 0% | 1 |  |  |  |  | 0% | [5 empty] | 98.46% | 0% | 98.46% | 5 | 35.79% | 0% | 0% | 1 | 13.26% | 0% | 0% | 1 | 12.56% | 0% | 0% | 1 | 48.14% | 0% | 0% | 1 | 62.69% | 0% | 0% | 2 | 7.134% | 0% | 0% | 1 | 0% | 0% | 1 |  |  |  |  | 0% | [5 empty] | 92.71% | 0% | 92.71% | 5 | 31.13% | 0% | 0% | 1 | 11.67% | 0% | 0% | 1 | 15.19% | 0% | 0% | 1 | 45.48% | 0% | 0% | 1 | 63.41% | 0% | 0% | 2 | 7.815% | 0% | 0% | 1 | 0% | 0% | 1 |  |  |  |  | 0% | [5 empty] | 95.38% | 0% | 95.38% | 5 | 35.88% | 0% | 0% | 1 | 14.38% | 0% | 0% | 1 | 18.37% | 0% | 0% | 1 | 52.62% | 0% | 0% | 2 | 70.23% | 0% | 0% | 3 | 8.883% | 0% | 0% | 1
201 | Rancho Vista | Greater_Kramer | 0 | 0 | 0 | 0% | 0% | 1 |  |  |  |  | 0% | [5 empty] | 13.85% | 86.15% | 100% | 5 | 100% | 0% | 0% | 5 | 66.01% | 0% | 0% | 2 | 70.65% | 0% | 0% | 3 | 100% | 0% | 0% | 5 | 73.22% | 0% | 0% | 3 | 2.695% | 0% | 0% | 1 | 0% | 0% | 1 |  |  |  |  | 0% | [5 empty] | 3.673% | 96.33% | 100% | 5 | 97.99% | 0% | 0% | 5 | 65.35% | 0% | 0% | 2 | 42.15% | 0% | 0% | 1 | 100% | 0% | 0% | 5 | 54.72% | 0% | 0% | 2 | 8.5% | 0% | 0% | 1 | 0% | 0% | 1 |  |  |  |  | 0.006942% | [5 empty] | 17.51% | 82.49% | 100% | 5 | 65.9% | 0% | 0% | 2 | 68.76% | 0% | 0% | 2 | 66.1% | 0% | 0% | 2 | 97.54% | 0% | 0% | 5 | 56.3% | 0% | 0% | 2 | 5.572% | 0% | 0% | 1 | 0% | 0% | 1 |  |  |  |  | 0.02355% | [5 empty] | 22.03% | 40.66% | 62.69% | 5 | 58.91% | 0% | 0% | 2 | 62.08% | 0% | 0% | 2 | 54.73% | 0% | 0% | 2 | 87.06% | 0% | 0% | 3 | 35.01% | 0% | 0% | 1 | 3.199% | 0% | 0% | 1
202 | Hilltop | Northern_California | 150 | 6000 | 20 | 146.6% | 2.338% | 4 |  |  |  |  | 0.2489% | [5 empty] | 0.2612% | 0% | 0.2612% | 1 | 51.07% | 14.31% | 0% | 2 | 4.348% | 7.323% | 0% | 1 | 0.5489% | 7.043% | 0% | 1 | 54.87% | 15.52% | 0% | 2 | 91.23% | 79.9% | 0% | 4 | 7.622% | 15.52% | 0% | 1 | 57.5% | 0% | 3 |  |  |  |  | 0.3841% | [5 empty] | 25.41% | 0% | 25.41% | 2 | 55.25% | 5.761% | 0% | 2 | 9.267% | 2.841% | 0% | 1 | 7.399% | 2.784% | 0% | 1 | 62.19% | 6.818% | 0% | 2 | 88.91% | 23.25% | 0% | 3 | 10.23% | 6.818% | 0% | 1 | 20.67% | 0% | 2 |  |  |  |  | 0.3417% | [5 empty] | 45.64% | 0% | 45.64% | 2 | 60.31% | 3.326% | 0% | 2 | 14.52% | 1.545% | 0% | 1 | 11.33% | 1.489% | 0% | 1 | 67.17% | 4.021% | 0% | 2 | 83.79% | 8.144% | 0% | 3 | 9.869% | 4.021% | 0% | 1 | 13.83% | 0% | 1 |  |  |  |  | 0.7698% | [5 empty] | 55.57% | 0% | 55.57% | 3 | 61.76% | 1.637% | 0% | 2 | 19.38% | 0.7764% | 0% | 1 | 14.38% | 0.731% | 0% | 1 | 71.73% | 2.214% | 0% | 3 | 84.45% | 4.024% | 0% | 3 | 8.201% | 2.214% | 0% | 1
203 | Thermalito | Northern_California | 0 | 0 | 0 | 0% | 0% | 1 |  |  |  |  | 7.965% | [5 empty] | 9.848% | 0% | 9.848% | 1 | 80.12% | 0% | 0% | 3 | 19.24% | 0% | 0% | 1 | 42.54% | 0% | 0% | 1 | 95.2% | 0% | 0% | 5 | 8.25% | 0% | 0% | 1 | 24.98% | 0% | 0% | 1 | 0% | 0% | 1 |  |  |  |  | 15.79% | [5 empty] | 9.271% | 3.245% | 12.52% | 2 | 61.08% | 0% | 0% | 2 | 17.11% | 0% | 0% | 1 | 48.47% | 0% | 0% | 1 | 86.25% | 0% | 0% | 3 | 7.2% | 0% | 0% | 1 | 15.95% | 0% | 0% | 1 | 0% | 0% | 1 |  |  |  |  | 23.74% | [5 empty] | 6.852% | 9.208% | 16.06% | 2 | 54.42% | 0% | 0% | 2 | 21.18% | 0% | 0% | 1 | 47.71% | 0% | 0% | 1 | 82.76% | 0% | 0% | 3 | 8.83% | 0% | 0% | 1 | 14.23% | 0% | 0% | 1 | 0% | 0% | 1 |  |  |  |  | 31.63% | [5 empty] | 12.55% | 10.13% | 22.68% | 3 | 45.26% | 0% | 0% | 1 | 21.61% | 0% | 0% | 1 | 40.73% | 0% | 0% | 1 | 72.4% | 0% | 0% | 3 | 15.71% | 0% | 0% | 1 | 10.83% | 0% | 0% | 1
204 | Martinez | Solano | 0 | 0 | 0 | 0% | 0% | 1 |  |  |  |  | 0.05624% | [5 empty] | 33.28% | 0.2067% | 33.48% | 2 | 11.28% | 0% | 0% | 1 | 36.91% | 0% | 0% | 1 | 43.16% | 0% | 0% | 1 | 66.42% | 0% | 0% | 2 | 15.25% | 0% | 0% | 1 | 22.74% | 0% | 0% | 1 | 0% | 0% | 1 |  |  |  |  | 0.6976% | [5 empty] | 23.74% | 1.911% | 25.65% | 2 | 28.82% | 0% | 0% | 1 | 43.55% | 0% | 0% | 1 | 48.69% | 0% | 0% | 1 | 76.93% | 0% | 0% | 3 | 16.06% | 0% | 0% | 1 | 32.1% | 0% | 0% | 1 | 0% | 0% | 1 |  |  |  |  | 3.609% | [5 empty] | 28.29% | 5.471% | 33.77% | 2 | 33.33% | 0% | 0% | 1 | 42.53% | 0% | 0% | 1 | 48.91% | 0% | 0% | 1 | 74.05% | 0% | 0% | 3 | 22.98% | 0% | 0% | 1 | 23.98% | 0% | 0% | 1 | 0% | 0% | 1 |  |  |  |  | 11.94% | [5 empty] | 31.24% | 9.579% | 40.82% | 2 | 39.78% | 0% | 0% | 1 | 37.94% | 0% | 0% | 1 | 45.42% | 0% | 0% | 1 | 71.34% | 0% | 0% | 3 | 25.98% | 0% | 0% | 1 | 17.91% | 0% | 0% | 1
205 | Lone Tree | Solano | 0 | 0 | 0 | 0% | 0% | 1 |  |  |  |  | 2.448% | [5 empty] | 51.76% | 16.96% | 68.72% | 3 | 46.21% | 0% | 0% | 1 | 78.25% | 0% | 0% | 3 | 78.03% | 0% | 0% | 3 | 80.53% | 0% | 0% | 3 | 29.93% | 0% | 0% | 1 | 14.68% | 0% | 0% | 1 | 0% | 0% | 1 |  |  |  |  | 27.08% | [5 empty] | 19.52% | 6.87% | 26.39% | 2 | 40.23% | 0% | 0% | 1 | 56.87% | 0% | 0% | 2 | 54.3% | 0% | 0% | 2 | 69.1% | 0% | 0% | 2 | 10.86% | 0% | 0% | 1 | 19.42% | 0% | 0% | 1 | 0% | 0% | 1 |  |  |  |  | 43.66% | [5 empty] | 9% | 3.526% | 12.53% | 2 | 32.37% | 0% | 0% | 1 | 38.48% | 0% | 0% | 1 | 37.03% | 0% | 0% | 1 | 52.74% | 0% | 0% | 2 | 6.001% | 0% | 0% | 1 | 15.55% | 0% | 0% | 1 | 0% | 0% | 1 |  |  |  |  | 41.93% | [5 empty] | 8.129% | 2.714% | 10.84% | 2 | 28.67% | 0% | 0% | 1 | 32.92% | 0% | 0% | 1 | 34.93% | 0% | 0% | 1 | 49.95% | 0% | 0% | 1 | 11.98% | 0% | 0% | 1 | 12.99% | 0% | 0% | 1
206 | Delta Switching Yard | Solano | 0 | 0 | 0 | 0% | 0% | 1 |  |  |  |  | 39.33% | [5 empty] | 13.16% | 2.107% | 15.26% | 2 | 53.72% | 0% | 0% | 2 | 46.79% | 0% | 0% | 1 | 48.22% | 0% | 0% | 1 | 64.41% | 0% | 0% | 2 | 8.807% | 0% | 0% | 1 | 5.798% | 0% | 0% | 1 | 0% | 0% | 1 |  |  |  |  | 44.96% | [5 empty] | 13.49% | 4.006% | 17.5% | 2 | 48.51% | 0% | 0% | 1 | 40.34% | 0% | 0% | 1 | 40.89% | 0% | 0% | 1 | 56.25% | 0% | 0% | 2 | 18.65% | 0% | 0% | 1 | 6.326% | 0% | 0% | 1 | 0% | 0% | 1 |  |  |  |  | 43.03% | [5 empty] | 12.18% | 3.13% | 15.31% | 2 | 48.28% | 0% | 0% | 1 | 39.2% | 0% | 0% | 1 | 39.38% | 0% | 0% | 1 | 60.11% | 0% | 0% | 2 | 21.31% | 0% | 0% | 1 | 7.586% | 0% | 0% | 1 | 0% | 0% | 1 |  |  |  |  | 42.8% | [5 empty] | 12.12% | 2.752% | 14.87% | 2 | 44.31% | 0% | 0% | 1 | 31.32% | 0% | 0% | 1 | 33.06% | 0% | 0% | 1 | 56.22% | 0% | 0% | 2 | 24.69% | 0% | 0% | 1 | 8.101% | 0% | 0% | 1
207 | Green Ridge Midway | Solano | 0 | 0 | 10 | 0% | 0% | 1 |  |  |  |  | 27.66% | [5 empty] | 7.768% | 0.02241% | 7.79% | 2 | 67.84% | 0% | 0% | 2 | 59.76% | 0% | 0% | 2 | 61.07% | 0% | 0% | 2 | 76.48% | 0% | 0% | 3 | 29.27% | 0% | 0% | 1 | 4.784% | 0% | 0% | 1 | 0% | 0% | 1 |  |  |  |  | 37.67% | [5 empty] | 13.08% | 1.454% | 14.54% | 2 | 58.59% | 0% | 0% | 2 | 39.69% | 0% | 0% | 1 | 40.11% | 0% | 0% | 1 | 65.38% | 0% | 0% | 2 | 27.94% | 0% | 0% | 1 | 5.202% | 0% | 0% | 1 | 0% | 0% | 1 |  |  |  |  | 40.41% | [5 empty] | 16.33% | 2.94% | 19.27% | 2 | 55.16% | 0% | 0% | 2 | 33.47% | 0% | 0% | 1 | 34.85% | 0% | 0% | 1 | 60.92% | 0% | 0% | 2 | 30.77% | 0% | 0% | 1 | 5.313% | 0% | 0% | 1 | 0% | 0% | 1 |  |  |  |  | 42.6% | [5 empty] | 16.6% | 2.715% | 19.32% | 2 | 52.27% | 0% | 0% | 2 | 31.11% | 0% | 0% | 1 | 34.58% | 0% | 0% | 1 | 62.82% | 0% | 0% | 2 | 28.87% | 0% | 0% | 1 | 6.452% | 0% | 0% | 1
208 | Inyo | Greater_Kramer (Exclude) | 0 | 0 | 0 | 0% | 0% | 1 |  |  |  |  | 0% | [5 empty] | 27.38% | 0% | 27.38% | 2 | 0% | 0% | 0% | 1 | 8.043% | 0% | 0% | 1 | 23.76% | 0% | 0% | 1 | 23.76% | 0% | 0% | 1 | 82.23% | 0% | 0% | 3 | 13.23% | 0% | 0% | 1 | 0% | 0% | 1 |  |  |  |  | 0% | [5 empty] | 32.15% | 0% | 32.15% | 2 | 0% | 0% | 0% | 1 | 16.22% | 0% | 0% | 1 | 26.06% | 0% | 0% | 1 | 28% | 0% | 0% | 1 | 76.98% | 0% | 0% | 3 | 7.203% | 0% | 0% | 1 | 0% | 0% | 1 |  |  |  |  | 0% | [5 empty] | 47.85% | 0% | 47.85% | 2 | 0% | 0% | 0% | 1 | 18.55% | 0% | 0% | 1 | 18.26% | 0% | 0% | 1 | 27.39% | 0% | 0% | 1 | 76.46% | 0% | 0% | 3 | 6.068% | 0% | 0% | 1 | 0% | 0% | 1 |  |  |  |  | 0% | [5 empty] | 48.15% | 0% | 48.15% | 2 | 0% | 0% | 0% | 1 | 24.03% | 0% | 0% | 1 | 10.68% | 0% | 0% | 1 | 29.01% | 0% | 0% | 1 | 77% | 0% | 0% | 3 | 3.643% | 0% | 0% | 1
209 | Control | Greater_Kramer (Exclude) | 0 | 0 | 0 | 0% | 0% | 1 |  |  |  |  | 0% | [5 empty] | 36.71% | 0% | 36.71% | 2 | 0% | 0% | 0% | 1 | 1.148% | 0% | 0% | 1 | 30.24% | 0% | 0% | 1 | 30.24% | 0% | 0% | 1 | 85.51% | 0% | 0% | 3 | 17.97% | 0% | 0% | 1 | 0% | 0% | 1 |  |  |  |  | 0% | [5 empty] | 42.76% | 0% | 42.76% | 2 | 0% | 0% | 0% | 1 | 9.484% | 0% | 0% | 1 | 23.54% | 0% | 0% | 1 | 23.87% | 0% | 0% | 1 | 76.72% | 0% | 0% | 3 | 8.726% | 0% | 0% | 1 | 0% | 0% | 1 |  |  |  |  | 0% | [5 empty] | 51.75% | 0% | 51.75% | 3 | 0% | 0% | 0% | 1 | 17.71% | 0% | 0% | 1 | 16.2% | 0% | 0% | 1 | 24.36% | 0% | 0% | 1 | 74.19% | 0% | 0% | 3 | 6.105% | 0% | 0% | 1 | 0% | 0% | 1 |  |  |  |  | 0% | [5 empty] | 48.65% | 0% | 48.65% | 2 | 0% | 0% | 0% | 1 | 24.04% | 0% | 0% | 1 | 10.45% | 0% | 0% | 1 | 28.94% | 0% | 0% | 1 | 77.05% | 0% | 0% | 3 | 3.75% | 0% | 0% | 1
210 | Big Creek Hydro Facilities | Central_Valley_North_Los_Banos | 0 | 0 | 0 | 0% | 0% | 1 |  |  |  |  | 0% | [5 empty] | 0% | 0% | 0% | 1 | 0% | 0% | 0% | 1 | 0% | 0% | 0% | 1 | 0% | 0% | 0% | 1 | 0% | 0% | 0% | 1 | 0% | 0% | 0% | 1 | 0% | 0% | 0% | 1 | 0% | 0% | 1 |  |  |  |  | 0% | [5 empty] | 0% | 0% | 0% | 1 | 0% | 0% | 0% | 1 | 0% | 0% | 0% | 1 | 0% | 0% | 0% | 1 | 0% | 0% | 0% | 1 | 0% | 0% | 0% | 1 | 0% | 0% | 0% | 1 | 0% | 0% | 1 |  |  |  |  | 0% | [5 empty] | 0% | 0% | 0% | 1 | 0% | 0% | 0% | 1 | 0% | 0% | 0% | 1 | 0% | 0% | 0% | 1 | 0% | 0% | 0% | 1 | 0% | 0% | 0% | 1 | 0% | 0% | 0% | 1 | 0% | 0% | 1 |  |  |  |  | 0% | [5 empty] | 0% | 0% | 0% | 1 | 0% | 0% | 0% | 1 | 5.293% | 0% | 0% | 1 | 24.44% | 0% | 0% | 1 | 24.44% | 0% | 0% | 1 | 100% | 0% | 0% | 5 | 22.32% | 0% | 0% | 1
211 | Moss Landing | Peninsula_Monterey | 0 | 0 | 0 | 0% | 0% | 1 |  |  |  |  | 49.3% | [5 empty] | 0% | 0% | 0% | 1 | 2.815% | 0% | 0% | 1 | 40.45% | 0% | 0% | 1 | 56.87% | 0% | 0% | 2 | 59.69% | 0% | 0% | 2 | 0% | 0% | 0% | 1 | 11.53% | 0% | 0% | 1 | 0% | 0% | 1 |  |  |  |  | 41.99% | [5 empty] | 1.697% | 0.1414% | 1.838% | 2 | 4.221% | 0% | 0% | 1 | 40.91% | 0% | 0% | 1 | 61.05% | 0% | 0% | 2 | 65.28% | 0% | 0% | 2 | 1.826% | 0% | 0% | 1 | 9.905% | 0% | 0% | 1 | 0% | 0% | 1 |  |  |  |  | 48.92% | [5 empty] | 2.337% | 2.788% | 5.125% | 2 | 4.904% | 0% | 0% | 1 | 33.36% | 0% | 0% | 1 | 46.16% | 0% | 0% | 1 | 48.93% | 0% | 0% | 1 | 3.244% | 0% | 0% | 1 | 7.78% | 0% | 0% | 1 | 0% | 0% | 1 |  |  |  |  | 47.24% | [5 empty] | 16.15% | 13.31% | 29.46% | 3 | 15.51% | 0% | 0% | 1 | 11.87% | 0% | 0% | 1 | 26.1% | 0% | 0% | 1 | 37.52% | 0% | 0% | 1 | 15.21% | 0% | 0% | 1 | 5.702% | 0% | 0% | 1
212 | Cal Ave | Central_Valley_North_Los_Banos | 0 | 0 | 10 | 0% | 0% | 1 |  |  |  |  | 73.42% | [5 empty] | 0% | 0% | 0% | 1 | 0% | 0% | 0% | 1 | 0% | 0% | 0% | 1 | 0% | 0% | 0% | 1 | 0% | 0% | 0% | 1 | 0% | 0% | 0% | 1 | 0.054% | 0% | 0% | 1 | 0% | 0% | 1 |  |  |  |  | 70.66% | [5 empty] | 0% | 0% | 0% | 1 | 3.27% | 0% | 0% | 1 | 0.7395% | 0% | 0% | 1 | 0.7395% | 0% | 0% | 1 | 4.01% | 0% | 0% | 1 | 0% | 0% | 0% | 1 | 0.6804% | 0% | 0% | 1 | 0% | 0% | 1 |  |  |  |  | 59.46% | [5 empty] | 0% | 0% | 0% | 1 | 3.941% | 0% | 0% | 1 | 9.576% | 0% | 0% | 1 | 9.576% | 0% | 0% | 1 | 13.43% | 0% | 0% | 1 | 1.643% | 0% | 0% | 1 | 3.17% | 0% | 0% | 1 | 0% | 0% | 1 |  |  |  |  | 44.92% | [5 empty] | 0% | 0% | 0% | 1 | 19.1% | 0% | 0% | 1 | 15.64% | 0% | 0% | 1 | 18.83% | 0% | 0% | 1 | 31.33% | 0% | 0% | 1 | 2.378% | 0% | 0% | 1 | 6.554% | 0% | 0% | 1
213 | Poso Mountain | Central_Valley_North_Los_Banos | 0 | 0 | 0 | 0% | 0% | 1 |  |  |  |  | 0% | [5 empty] | 0% | 0% | 0% | 1 | 0% | 0% | 0% | 1 | 0% | 0% | 0% | 1 | 0% | 0% | 0% | 1 | 0% | 0% | 0% | 1 | 0% | 0% | 0% | 1 | 0% | 0% | 0% | 1 | 0% | 0% | 1 |  |  |  |  | 0% | [5 empty] | 100% | 0% | 100% | 5 | 100% | 0% | 0% | 5 | 0% | 0% | 0% | 1 | 0% | 0% | 0% | 1 | 100% | 0% | 0% | 5 | 18.24% | 0% | 0% | 1 | 0% | 0% | 0% | 1 | 0% | 0% | 1 |  |  |  |  | 0% | [5 empty] | 100% | 0% | 100% | 5 | 22.1% | 0% | 0% | 1 | 0.0434% | 0% | 0% | 1 | 41.54% | 0% | 0% | 1 | 45.3% | 0% | 0% | 1 | 71.98% | 0% | 0% | 3 | 1.727% | 0% | 0% | 1 | 0% | 0% | 1 |  |  |  |  | 0% | [5 empty] | 52.24% | 47.76% | 100% | 5 | 30.24% | 0% | 0% | 1 | 29.02% | 0% | 0% | 1 | 53.46% | 0% | 0% | 2 | 71.31% | 0% | 0% | 3 | 69.21% | 0% | 0% | 2 | 2.298% | 0% | 0% | 1
214 | Walnut | Greater_LA | 0 | 0 | 0 | 0% | 0% | 1 |  |  |  |  | 0% | [5 empty] | 0% | 0% | 0% | 1 | 0% | 0% | 0% | 1 | 0% | 0% | 0% | 1 | 0% | 0% | 0% | 1 | 0% | 0% | 0% | 1 | 0% | 0% | 0% | 1 | 0% | 0% | 0% | 1 | 0% | 0% | 1 |  |  |  |  | 0% | [5 empty] | 0% | 0% | 0% | 1 | 0% | 0% | 0% | 1 | 0% | 0% | 0% | 1 | 0% | 0% | 0% | 1 | 0% | 0% | 0% | 1 | 0% | 0% | 0% | 1 | 0% | 0% | 0% | 1 | 0% | 0% | 1 |  |  |  |  | 0% | [5 empty] | 0% | 88.16% | 88.16% | 5 | 59.69% | 0% | 0% | 2 | 38.44% | 0% | 0% | 1 | 40.31% | 0% | 0% | 1 | 100% | 0% | 0% | 5 | 44.9% | 0% | 0% | 1 | 2.131% | 0% | 0% | 1 | 0% | 0% | 1 |  |  |  |  | 0% | [5 empty] | 0.6334% | 50.45% | 51.09% | 5 | 18.43% | 0% | 0% | 1 | 19.38% | 0% | 0% | 1 | 66.4% | 0% | 0% | 2 | 73.74% | 0% | 0% | 3 | 34.06% | 0% | 0% | 1 | 8.509% | 0% | 0% | 1
215 | Chevmain | Greater_LA | 0 | 0 | 0 | 0% | 0% | 1 |  |  |  |  | 0% | [5 empty] | 20.72% | 0% | 20.72% | 2 | 2.89% | 0% | 0% | 1 | 30.56% | 0% | 0% | 1 | 55.07% | 0% | 0% | 2 | 57.96% | 0% | 0% | 2 | 0% | 0% | 0% | 1 | 0.1727% | 0% | 0% | 1 | 0% | 0% | 1 |  |  |  |  | 0% | [5 empty] | 4.666% | 0.3376% | 5.003% | 2 | 0.7583% | 0% | 0% | 1 | 3.4% | 0% | 0% | 1 | 69.2% | 0% | 0% | 2 | 69.96% | 0% | 0% | 2 | 0% | 0% | 0% | 1 | 0.2075% | 0% | 0% | 1 | 0% | 0% | 1 |  |  |  |  | 0% | [5 empty] | 3.543% | 1.085% | 4.628% | 2 | 1.082% | 0% | 0% | 1 | 3.203% | 0% | 0% | 1 | 54.86% | 0% | 0% | 2 | 55.94% | 0% | 0% | 2 | 0% | 0% | 0% | 1 | 0.2331% | 0% | 0% | 1 | 0% | 0% | 1 |  |  |  |  | 0% | [5 empty] | 1.884% | 16.47% | 18.35% | 3 | 1.286% | 0% | 0% | 1 | 7.902% | 0% | 0% | 1 | 61.4% | 0% | 0% | 2 | 62.69% | 0% | 0% | 2 | 0.5706% | 0% | 0% | 1 | 2.71% | 0% | 0% | 1
216 | Long Beach | Greater_LA | 0 | 0 | 0 | 0% | 0% | 1 |  |  |  |  | 0% | [5 empty] | 0.1503% | 0% | 0.1503% | 1 | 0% | 0% | 0% | 1 | 10.41% | 0% | 0% | 1 | 62.33% | 0% | 0% | 2 | 62.33% | 0% | 0% | 2 | 0% | 0% | 0% | 1 | 0.4252% | 0% | 0% | 1 | 0% | 0% | 1 |  |  |  |  | 0% | [5 empty] | 1.819% | 0% | 1.819% | 1 | 0.1433% | 0% | 0% | 1 | 9.329% | 0% | 0% | 1 | 68.55% | 0% | 0% | 2 | 68.69% | 0% | 0% | 2 | 0% | 0% | 0% | 1 | 0.4333% | 0% | 0% | 1 | 0% | 0% | 1 |  |  |  |  | 0% | [5 empty] | 1.332% | 0% | 1.332% | 1 | 0.105% | 0% | 0% | 1 | 15.17% | 0% | 0% | 1 | 76.04% | 0% | 0% | 3 | 76.15% | 0% | 0% | 3 | 0% | 0% | 0% | 1 | 3.426% | 0% | 0% | 1 | 0% | 0% | 1 |  |  |  |  | 0% | [5 empty] | 1.699% | 4.292% | 5.99% | 2 | 0.4752% | 0% | 0% | 1 | 13.78% | 0% | 0% | 1 | 72.45% | 0% | 0% | 3 | 72.92% | 0% | 0% | 3 | 3.038% | 0% | 0% | 1 | 3.189% | 0% | 0% | 1
217 | Pit 1 | Northern_California | 0 | 0 | 0 | 0% | 0% | 1 |  |  |  |  | 0% | [5 empty] | 97.67% | 0% | 97.67% | 5 | 29.64% | 0% | 0% | 1 | 24.04% | 0% | 0% | 1 | 41.51% | 0% | 0% | 1 | 43.9% | 0% | 0% | 1 | 51.17% | 0% | 0% | 2 | 1.006% | 0% | 0% | 1 | 0% | 0% | 1 |  |  |  |  | 0% | [5 empty] | 95.79% | 0% | 95.79% | 5 | 30.06% | 0% | 0% | 1 | 9.311% | 0% | 0% | 1 | 6.345% | 0% | 0% | 1 | 35.95% | 0% | 0% | 1 | 69.95% | 0% | 0% | 2 | 2.13% | 0% | 0% | 1 | 0% | 0% | 1 |  |  |  |  | 0.1141% | [5 empty] | 97.84% | 0% | 97.84% | 5 | 39.65% | 0% | 0% | 1 | 10.12% | 0% | 0% | 1 | 5.667% | 0% | 0% | 1 | 46.07% | 0% | 0% | 1 | 70.81% | 0% | 0% | 3 | 3.661% | 0% | 0% | 1 | 0% | 0% | 1 |  |  |  |  | 0.05207% | [5 empty] | 90.89% | 1.106% | 91.99% | 5 | 38.85% | 0% | 0% | 1 | 8.523% | 0% | 0% | 1 | 8.564% | 0% | 0% | 1 | 45.09% | 0% | 0% | 1 | 68.71% | 0% | 0% | 2 | 3.973% | 0% | 0% | 1
218 | Cove Rd | Northern_California | 0 | 0 | 0 | 0% | 0% | 1 |  |  |  |  | 0.09001% | [5 empty] | 92.58% | 6.992% | 99.57% | 5 | 50.81% | 0% | 0% | 2 | 21.93% | 0% | 0% | 1 | 26.29% | 0% | 0% | 1 | 63.61% | 0% | 0% | 2 | 67.83% | 0% | 0% | 2 | 5.153% | 0% | 0% | 1 | 0% | 0% | 1 |  |  |  |  | 0.04786% | [5 empty] | 95.11% | 4.198% | 99.31% | 5 | 49.22% | 0% | 0% | 1 | 23.56% | 0% | 0% | 1 | 25.37% | 0% | 0% | 1 | 64.34% | 0% | 0% | 2 | 69.44% | 0% | 0% | 2 | 4.7% | 0% | 0% | 1 | 0% | 0% | 1 |  |  |  |  | 0.03101% | [5 empty] | 96.63% | 2.719% | 99.35% | 5 | 41.29% | 0% | 0% | 1 | 21.72% | 0% | 0% | 1 | 24.28% | 0% | 0% | 1 | 55.9% | 0% | 0% | 2 | 72.4% | 0% | 0% | 3 | 4.228% | 0% | 0% | 1 | 0% | 0% | 1 |  |  |  |  | 0.08117% | [5 empty] | 94.5% | 5.036% | 99.53% | 5 | 38.99% | 0% | 0% | 1 | 20.64% | 0% | 0% | 1 | 22.45% | 0% | 0% | 1 | 53.34% | 0% | 0% | 2 | 64.3% | 0% | 0% | 2 | 4.304% | 0% | 0% | 1
219 | Drum | Northern_California | 0 | 0 | 0 | 0% | 0% | 1 |  |  |  |  | 0% | [5 empty] | 82.08% | 15.07% | 97.15% | 5 | 5.686% | 0% | 0% | 1 | 14.56% | 0% | 0% | 1 | 0.08457% | 0% | 0% | 1 | 20.33% | 0% | 0% | 1 | 55.21% | 0% | 0% | 2 | 2.5% | 0% | 0% | 1 | 0% | 0% | 1 |  |  |  |  | 0% | [5 empty] | 69.2% | 9.29% | 78.49% | 5 | 16.38% | 0% | 0% | 1 | 18.33% | 0% | 0% | 1 | 9.255% | 0% | 0% | 1 | 36.32% | 0% | 0% | 1 | 58.35% | 0% | 0% | 2 | 4.668% | 0% | 0% | 1 | 0% | 0% | 1 |  |  |  |  | 0% | [5 empty] | 48.53% | 15.52% | 64.05% | 3 | 11.7% | 0% | 0% | 1 | 9.226% | 0% | 0% | 1 | 12.83% | 0% | 0% | 1 | 29.58% | 0% | 0% | 1 | 66.44% | 0% | 0% | 2 | 4.813% | 0% | 0% | 1 | 0% | 0% | 1 |  |  |  |  | 0% | [5 empty] | 47.81% | 12.46% | 60.27% | 3 | 12.43% | 0% | 0% | 1 | 15.01% | 0% | 0% | 1 | 19.33% | 0% | 0% | 1 | 36.49% | 0% | 0% | 1 | 67.21% | 0% | 0% | 2 | 7.445% | 0% | 0% | 1
220 | Vierra | Solano | 0 | 0 | 0 | 0% | 0% | 1 |  |  |  |  | 74.06% | [5 empty] | 0% | 0% | 0% | 1 | 17.08% | 0% | 0% | 1 | 5.272% | 0% | 0% | 1 | 5.272% | 0% | 0% | 1 | 19.61% | 0% | 0% | 1 | 0% | 0% | 0% | 1 | 4.47% | 0% | 0% | 1 | 0% | 0% | 1 |  |  |  |  | 72.63% | [5 empty] | 0% | 0% | 0% | 1 | 30.43% | 0% | 0% | 1 | 6.954% | 0% | 0% | 1 | 5.419% | 0% | 0% | 1 | 33.05% | 0% | 0% | 1 | 0.8727% | 0% | 0% | 1 | 3.153% | 0% | 0% | 1 | 0% | 0% | 1 |  |  |  |  | 56.48% | [5 empty] | 0% | 0% | 0% | 1 | 47.2% | 0% | 0% | 1 | 14.96% | 0% | 0% | 1 | 15.03% | 0% | 0% | 1 | 49.56% | 0% | 0% | 1 | 10.25% | 0% | 0% | 1 | 3.54% | 0% | 0% | 1 | 0% | 0% | 1 |  |  |  |  | 44.41% | [5 empty] | 7.507% | 0.383% | 7.89% | 2 | 48.96% | 0% | 0% | 1 | 20.9% | 0% | 0% | 1 | 27.2% | 0% | 0% | 1 | 57.75% | 0% | 0% | 2 | 19.98% | 0% | 0% | 1 | 5.339% | 0% | 0% | 1
221 | Coyote | Peninsula_Monterey | 0 | 0 | 0 | 0% | 0% | 1 |  |  |  |  | 0% | [5 empty] | 44.58% | 55.42% | 100% | 5 | 100% | 0% | 0% | 5 | 0.5604% | 0% | 0% | 1 | 31.38% | 0% | 0% | 1 | 100% | 0% | 0% | 5 | 83.19% | 0% | 0% | 3 | 3.348% | 0% | 0% | 1 | 0% | 0% | 1 |  |  |  |  | 0% | [5 empty] | 84.27% | 15.73% | 100% | 5 | 84.87% | 0% | 0% | 3 | 32.65% | 0% | 0% | 1 | 47.7% | 0% | 0% | 1 | 93.49% | 0% | 0% | 4 | 89.41% | 0% | 0% | 3 | 1.69% | 0% | 0% | 1 | 0% | 0% | 1 |  |  |  |  | 0.02532% | [5 empty] | 77.46% | 21.6% | 99.06% | 5 | 81.82% | 0% | 0% | 3 | 24.53% | 0% | 0% | 1 | 41.76% | 0% | 0% | 1 | 93.81% | 0% | 0% | 4 | 84.27% | 0% | 0% | 3 | 1.986% | 0% | 0% | 1 | 0% | 0% | 1 |  |  |  |  | 1.985% | [5 empty] | 53.19% | 9.762% | 62.95% | 3 | 82% | 0% | 0% | 3 | 31.06% | 0% | 0% | 1 | 52.39% | 0% | 0% | 2 | 94.68% | 0% | 0% | 4 | 82.62% | 0% | 0% | 3 | 3.801% | 0% | 0% | 1
222 | Metcalf | Peninsula_Monterey | 0 | 0 | 0 | 0% | 0% | 1 |  |  |  |  | 0% | [5 empty] | 54.63% | 45.37% | 100% | 5 | 100% | 0% | 0% | 5 | 0.9887% | 0% | 0% | 1 | 25.25% | 0% | 0% | 1 | 100% | 0% | 0% | 5 | 85.93% | 0% | 0% | 3 | 2.633% | 0% | 0% | 1 | 0% | 0% | 1 |  |  |  |  | 0% | [5 empty] | 85.57% | 14.43% | 100% | 5 | 86.15% | 0% | 0% | 3 | 31.64% | 0% | 0% | 1 | 45.41% | 0% | 0% | 1 | 93.71% | 0% | 0% | 4 | 90.53% | 0% | 0% | 4 | 1.705% | 0% | 0% | 1 | 0% | 0% | 1 |  |  |  |  | 0.02462% | [5 empty] | 78.23% | 20.7% | 98.93% | 5 | 82.28% | 0% | 0% | 3 | 25.02% | 0% | 0% | 1 | 41.66% | 0% | 0% | 1 | 93.66% | 0% | 0% | 4 | 84.93% | 0% | 0% | 3 | 1.943% | 0% | 0% | 1 | 0% | 0% | 1 |  |  |  |  | 1.864% | [5 empty] | 52.45% | 9.647% | 62.1% | 3 | 82.31% | 0% | 0% | 3 | 30.81% | 0% | 0% | 1 | 52.44% | 0% | 0% | 2 | 94.79% | 0% | 0% | 4 | 83.41% | 0% | 0% | 3 | 3.766% | 0% | 0% | 1
223 | Diablo | Kern_Greater_Carrizo | 0 | 0 | 0 | 0% | 0% | 1 |  |  |  |  | 0.1285% | [5 empty] | 11.53% | 86.53% | 98.06% | 5 | 8.434% | 0% | 0% | 1 | 3.329% | 0% | 0% | 1 | 60.16% | 0% | 0% | 2 | 60.16% | 0% | 0% | 2 | 62.61% | 0% | 0% | 2 | 8.616% | 0% | 0% | 1 | 0% | 0% | 1 |  |  |  |  | 0.1207% | [5 empty] | 26.05% | 60.58% | 86.62% | 5 | 19.21% | 0% | 0% | 1 | 6.802% | 0% | 0% | 1 | 61.25% | 0% | 0% | 2 | 65.02% | 0% | 0% | 2 | 60.67% | 0% | 0% | 2 | 7.902% | 0% | 0% | 1 | 0% | 0% | 1 |  |  |  |  | 0.5892% | [5 empty] | 23.46% | 61.38% | 84.83% | 5 | 52.98% | 0% | 0% | 2 | 19.75% | 0% | 0% | 1 | 46.5% | 0% | 0% | 1 | 72.18% | 0% | 0% | 3 | 64.11% | 0% | 0% | 2 | 8.463% | 0% | 0% | 1 | 0% | 0% | 1 |  |  |  |  | 2.829% | [5 empty] | 37.7% | 34.56% | 72.26% | 5 | 33.88% | 0% | 0% | 1 | 13.93% | 0% | 0% | 1 | 38.3% | 0% | 0% | 1 | 53.94% | 0% | 0% | 2 | 49.39% | 0% | 0% | 1 | 5.812% | 0% | 0% | 1
224 | Coolwater | Greater_Kramer | 212.18 | 8487.2 | 0 | 166.2% | 11.61% | 5 |  |  |  |  | 0.6204% | [5 empty] | 0% | 0% | 0% | 1 | 78.15% | 113.5% | 3.772% | 4 | 24.21% | 32.72% | 0% | 2 | 13.29% | 28.6% | 0% | 2 | 80.3% | 125.8% | 6.342% | 4 | 51.96% | 51.61% | 0% | 3 | 2.766% | 125.8% | 6.342% | 4 | 34.48% | 0% | 2 |  |  |  |  | 2.568% | [5 empty] | 0% | 0% | 0% | 1 | 53.43% | 29.09% | 0% | 2 | 21.63% | 17.29% | 0% | 1 | 9.857% | 15.03% | 0% | 1 | 55.25% | 30.27% | 0% | 2 | 33.63% | 20.41% | 0% | 2 | 2.064% | 30.27% | 0% | 2 | 23.53% | 0% | 2 |  |  |  |  | 2.312% | [5 empty] | 0% | 0% | 0% | 1 | 44.78% | 13.23% | 0% | 1 | 19.44% | 9.068% | 0% | 1 | 13.11% | 8.408% | 0% | 1 | 50.4% | 14.73% | 0% | 2 | 44.88% | 13.25% | 0% | 1 | 2.133% | 14.73% | 0% | 1 | 12.86% | 0% | 1 |  |  |  |  | 1.424% | [5 empty] | 0% | 0% | 0% | 1 | 43.04% | 6.529% | 0% | 1 | 27.27% | 5.113% | 0% | 1 | 15.27% | 4.389% | 0% | 1 | 54.58% | 8.188% | 0% | 2 | 39.14% | 6.111% | 0% | 1 | 2.024% | 8.188% | 0% | 1
225 | San Onofre | Greater_SD | 0 | 0 | 0 | 0% | 0% | 1 |  |  |  |  | 0% | [5 empty] | 17.12% | 0% | 17.12% | 1 | 0% | 0% | 0% | 1 | 66.45% | 0% | 0% | 2 | 73.72% | 0% | 0% | 3 | 73.72% | 0% | 0% | 3 | 7.89% | 0% | 0% | 1 | 7.969% | 0% | 0% | 1 | 0% | 0% | 1 |  |  |  |  | 0% | [5 empty] | 2.352% | 0% | 2.352% | 1 | 3.837% | 0% | 0% | 1 | 61.56% | 0% | 0% | 2 | 91.73% | 0% | 0% | 4 | 91.73% | 0% | 0% | 4 | 1.084% | 0% | 0% | 1 | 13.29% | 0% | 0% | 1 | 0% | 0% | 1 |  |  |  |  | 0% | [5 empty] | 2.952% | 0% | 2.952% | 1 | 5.542% | 0% | 0% | 1 | 62.65% | 0% | 0% | 2 | 90.1% | 0% | 0% | 4 | 90.1% | 0% | 0% | 4 | 0.9859% | 0% | 0% | 1 | 12.37% | 0% | 0% | 1 | 0% | 0% | 1 |  |  |  |  | 0% | [5 empty] | 1.414% | 0% | 1.414% | 1 | 3.246% | 0% | 0% | 1 | 38.58% | 0% | 0% | 1 | 92.47% | 0% | 0% | 4 | 92.55% | 0% | 0% | 4 | 0.4723% | 0% | 0% | 1 | 13.04% | 0% | 0% | 1
226 | Woodland | Solano | 0 | 0 | 0 | 0% | 0% | 1 |  |  |  |  | 62.61% | [5 empty] | 0% | 0% | 0% | 1 | 53.84% | 0% | 0% | 2 | 15.41% | 0% | 0% | 1 | 30.37% | 0% | 0% | 1 | 65.5% | 0% | 0% | 2 | 0% | 0% | 0% | 1 | 5.124% | 0% | 0% | 1 | 0% | 0% | 1 |  |  |  |  | 66.39% | [5 empty] | 0.01327% | 0% | 0.01327% | 1 | 55.02% | 0% | 0% | 2 | 8.312% | 0% | 0% | 1 | 30.8% | 0% | 0% | 1 | 67.07% | 0% | 0% | 2 | 0.3975% | 0% | 0% | 1 | 3.909% | 0% | 0% | 1 | 0% | 0% | 1 |  |  |  |  | 58.11% | [5 empty] | 4.95% | 0% | 4.95% | 1 | 55.92% | 0% | 0% | 2 | 7.609% | 0% | 0% | 1 | 34.21% | 0% | 0% | 1 | 68.74% | 0% | 0% | 2 | 6.143% | 0% | 0% | 1 | 4.339% | 0% | 0% | 1 | 0% | 0% | 1 |  |  |  |  | 51.55% | [5 empty] | 13.95% | 0% | 13.95% | 1 | 47.63% | 0% | 0% | 1 | 9.494% | 0% | 0% | 1 | 29.18% | 0% | 0% | 1 | 63.03% | 0% | 0% | 2 | 13.31% | 0% | 0% | 1 | 6.087% | 0% | 0% | 1
227 | Donnells | El_Dorado_Mariposa | 0 | 0 | 0 | 0% | 0% | 1 |  |  |  |  | 0% | [5 empty] | 35.51% | 1.89% | 37.4% | 2 | 0.3153% | 0% | 0% | 1 | 2.958% | 0% | 0% | 1 | 11.47% | 0% | 0% | 1 | 13.79% | 0% | 0% | 1 | 75.65% | 0% | 0% | 3 | 4.2% | 0% | 0% | 1 | 0% | 0% | 1 |  |  |  |  | 0% | [5 empty] | 42.89% | 1.347% | 44.24% | 2 | 8.778% | 0% | 0% | 1 | 4.083% | 0% | 0% | 1 | 7.422% | 0% | 0% | 1 | 19.68% | 0% | 0% | 1 | 66.38% | 0% | 0% | 2 | 3.907% | 0% | 0% | 1 | 0% | 0% | 1 |  |  |  |  | 0% | [5 empty] | 50.83% | 0.9872% | 51.81% | 3 | 6.488% | 0% | 0% | 1 | 5.285% | 0% | 0% | 1 | 8.529% | 0% | 0% | 1 | 18.31% | 0% | 0% | 1 | 54.45% | 0% | 0% | 2 | 3.577% | 0% | 0% | 1 | 0% | 0% | 1 |  |  |  |  | 0% | [5 empty] | 48.13% | 0.6913% | 48.82% | 2 | 5.921% | 0% | 0% | 1 | 7.68% | 0% | 0% | 1 | 11.03% | 0% | 0% | 1 | 22.77% | 0% | 0% | 1 | 61.6% | 0% | 0% | 2 | 5.281% | 0% | 0% | 1
228 | Mandalay | Greater_LA | 0 | 0 | 0 | 0% | 0% | 1 |  |  |  |  | 0% | [5 empty] | 1.202% | 0% | 1.202% | 1 | 20.32% | 0% | 0% | 1 | 48.89% | 0% | 0% | 1 | 83.1% | 0% | 0% | 3 | 83.1% | 0% | 0% | 3 | 0% | 0% | 0% | 1 | 40.64% | 0% | 0% | 1 | 0% | 0% | 1 |  |  |  |  | 0.1215% | [5 empty] | 4.009% | 0.005812% | 4.015% | 2 | 25.93% | 0% | 0% | 1 | 55.89% | 0% | 0% | 2 | 81.01% | 0% | 0% | 3 | 81.01% | 0% | 0% | 3 | 0% | 0% | 0% | 1 | 45.72% | 0% | 0% | 1 | 0% | 0% | 1 |  |  |  |  | 0.1462% | [5 empty] | 5.754% | 0.8722% | 6.626% | 2 | 25.3% | 0% | 0% | 1 | 52.79% | 0% | 0% | 2 | 76.66% | 0% | 0% | 3 | 77.51% | 0% | 0% | 3 | 0.6876% | 0% | 0% | 1 | 43.23% | 0% | 0% | 1 | 0% | 0% | 1 |  |  |  |  | 4.815% | [5 empty] | 12.97% | 70.43% | 83.4% | 5 | 43.65% | 0% | 0% | 1 | 7.556% | 0% | 0% | 1 | 14.56% | 0% | 0% | 1 | 54.54% | 0% | 0% | 2 | 46.47% | 0% | 0% | 1 | 16.41% | 0% | 0% | 1
229 | North Gila | Arizona | 0 | 0 | 0 | 0% | 0% | 1 |  |  |  |  | 32.65% | [5 empty] | 0% | 0% | 0% | 1 | 1.12% | 0% | 0% | 1 | 75.61% | 0% | 0% | 3 | 66.97% | 0% | 0% | 2 | 75.71% | 0% | 0% | 3 | 44.21% | 0% | 0% | 1 | 4.551% | 0% | 0% | 1 | 0% | 0% | 1 |  |  |  |  | 17.4% | [5 empty] | 0% | 0% | 0% | 1 | 0.6205% | 0% | 0% | 1 | 54.91% | 0% | 0% | 2 | 50.57% | 0% | 0% | 2 | 55.02% | 0% | 0% | 2 | 58.58% | 0% | 0% | 2 | 3.269% | 0% | 0% | 1 | 0% | 0% | 1 |  |  |  |  | 13.38% | [5 empty] | 0% | 0% | 0% | 1 | 0.5141% | 0% | 0% | 1 | 47.85% | 0% | 0% | 1 | 40.23% | 0% | 0% | 1 | 47.93% | 0% | 0% | 1 | 55.24% | 0% | 0% | 2 | 2.528% | 0% | 0% | 1 | 0% | 0% | 1 |  |  |  |  | 12.99% | [5 empty] | 0% | 0% | 0% | 1 | 0.6263% | 0% | 0% | 1 | 46.57% | 0% | 0% | 1 | 39.13% | 0% | 0% | 1 | 46.65% | 0% | 0% | 1 | 54.81% | 0% | 0% | 2 | 2.455% | 0% | 0% | 1
230 | Eight Mile | Solano | 0 | 0 | 0 | 0% | 0% | 1 |  |  |  |  | 75.9% | [5 empty] | 0% | 0% | 0% | 1 | 18.56% | 0% | 0% | 1 | 28.14% | 0% | 0% | 1 | 28.14% | 0% | 0% | 1 | 35.93% | 0% | 0% | 1 | 0% | 0% | 0% | 1 | 7.291% | 0% | 0% | 1 | 0% | 0% | 1 |  |  |  |  | 72.97% | [5 empty] | 0% | 0% | 0% | 1 | 14.32% | 0% | 0% | 1 | 20.66% | 0% | 0% | 1 | 21.17% | 0% | 0% | 1 | 30.24% | 0% | 0% | 1 | 0% | 0% | 0% | 1 | 8.036% | 0% | 0% | 1 | 0% | 0% | 1 |  |  |  |  | 67.85% | [5 empty] | 0% | 0% | 0% | 1 | 14.18% | 0% | 0% | 1 | 18.73% | 0% | 0% | 1 | 18.95% | 0% | 0% | 1 | 29.57% | 0% | 0% | 1 | 0% | 0% | 0% | 1 | 7.509% | 0% | 0% | 1 | 0% | 0% | 1 |  |  |  |  | 48.56% | [5 empty] | 3.358% | 1.064% | 4.422% | 2 | 28.95% | 0% | 0% | 1 | 24.57% | 0% | 0% | 1 | 27% | 0% | 0% | 1 | 44.62% | 0% | 0% | 1 | 4.717% | 0% | 0% | 1 | 10.21% | 0% | 0% | 1
231 | Kern Power | Central_Valley_North_Los_Banos | 0 | 0 | 0 | 0% | 0% | 1 |  |  |  |  | 0% | [5 empty] | 0% | 0% | 0% | 1 | 0% | 0% | 0% | 1 | 0% | 0% | 0% | 1 | 0% | 0% | 0% | 1 | 0% | 0% | 0% | 1 | 0% | 0% | 0% | 1 | 0% | 0% | 0% | 1 | 0% | 0% | 1 |  |  |  |  | 0% | [5 empty] | 0% | 0% | 0% | 1 | 0% | 0% | 0% | 1 | 0% | 0% | 0% | 1 | 0% | 0% | 0% | 1 | 0% | 0% | 0% | 1 | 0% | 0% | 0% | 1 | 0% | 0% | 0% | 1 | 0% | 0% | 1 |  |  |  |  | 0% | [5 empty] | 0% | 0% | 0% | 1 | 0% | 0% | 0% | 1 | 0% | 0% | 0% | 1 | 0% | 0% | 0% | 1 | 0% | 0% | 0% | 1 | 0% | 0% | 0% | 1 | 0% | 0% | 0% | 1 | 0% | 0% | 1 |  |  |  |  | 0% | [5 empty] | 34.06% | 65.94% | 100% | 5 | 74.89% | 0% | 0% | 3 | 19.26% | 0% | 0% | 1 | 32.14% | 0% | 0% | 1 | 89.34% | 0% | 0% | 3 | 47.3% | 0% | 0% | 1 | 2.328% | 0% | 0% | 1
232 | Renfro | Central_Valley_North_Los_Banos | 0 | 0 | 0 | 0% | 0% | 1 |  |  |  |  | 0% | [5 empty] | 0% | 0% | 0% | 1 | 0% | 0% | 0% | 1 | 0% | 0% | 0% | 1 | 0% | 0% | 0% | 1 | 0% | 0% | 0% | 1 | 0% | 0% | 0% | 1 | 0% | 0% | 0% | 1 | 0% | 0% | 1 |  |  |  |  | 0% | [5 empty] | 0% | 0% | 0% | 1 | 0% | 0% | 0% | 1 | 0% | 0% | 0% | 1 | 0% | 0% | 0% | 1 | 0% | 0% | 0% | 1 | 0% | 0% | 0% | 1 | 0% | 0% | 0% | 1 | 0% | 0% | 1 |  |  |  |  | 0% | [5 empty] | 0% | 0% | 0% | 1 | 0% | 0% | 0% | 1 | 0% | 0% | 0% | 1 | 0% | 0% | 0% | 1 | 0% | 0% | 0% | 1 | 0% | 0% | 0% | 1 | 0% | 0% | 0% | 1 | 0% | 0% | 1 |  |  |  |  | 0% | [5 empty] | 100% | 0% | 100% | 5 | 100% | 0% | 0% | 5 | 0% | 0% | 0% | 1 | 69.14% | 0% | 0% | 2 | 100% | 0% | 0% | 5 | 33.59% | 0% | 0% | 1 | 0% | 0% | 0% | 1
233 | Highwind | Tehachapi | 0 | 0 | 0 | 0% | 0% | 1 |  |  |  |  | 0.2845% | [5 empty] | 67.72% | 19.93% | 87.65% | 5 | 42.04% | 0% | 0% | 1 | 5.479% | 0% | 0% | 1 | 32.07% | 0% | 0% | 1 | 64.45% | 0% | 0% | 2 | 46.76% | 0% | 0% | 1 | 1.54% | 0% | 0% | 1 | 0% | 0% | 1 |  |  |  |  | 0.1107% | [5 empty] | 63% | 12.27% | 75.27% | 5 | 36.49% | 0% | 0% | 1 | 18.4% | 0% | 0% | 1 | 33.83% | 0% | 0% | 1 | 62.8% | 0% | 0% | 2 | 50.49% | 0% | 0% | 2 | 1.29% | 0% | 0% | 1 | 0% | 0% | 1 |  |  |  |  | 0.6396% | [5 empty] | 52.37% | 8.862% | 61.23% | 3 | 45.57% | 0% | 0% | 1 | 18.98% | 0% | 0% | 1 | 25.14% | 0% | 0% | 1 | 63.5% | 0% | 0% | 2 | 47.57% | 0% | 0% | 1 | 1.096% | 0% | 0% | 1 | 0% | 0% | 1 |  |  |  |  | 0.8735% | [5 empty] | 40.35% | 7.584% | 47.94% | 2 | 33.91% | 0% | 0% | 1 | 33.44% | 0% | 0% | 1 | 26.58% | 0% | 0% | 1 | 65.23% | 0% | 0% | 2 | 39.18% | 0% | 0% | 1 | 1.328% | 0% | 0% | 1
234 | Sylmar | Tehachapi | 0 | 0 | 0 | 0% | 0% | 1 |  |  |  |  | 0% | [5 empty] | 0% | 100% | 100% | 5 | 64.29% | 0% | 0% | 2 | 0% | 0% | 0% | 1 | 4.485% | 0% | 0% | 1 | 68.77% | 0% | 0% | 2 | 66.49% | 0% | 0% | 2 | 13.65% | 0% | 0% | 1 | 0% | 0% | 1 |  |  |  |  | 0.8631% | [5 empty] | 0% | 100% | 100% | 5 | 65.17% | 0% | 0% | 2 | 0% | 0% | 0% | 1 | 11.53% | 0% | 0% | 1 | 72.39% | 0% | 0% | 3 | 54.73% | 0% | 0% | 2 | 9.773% | 0% | 0% | 1 | 0% | 0% | 1 |  |  |  |  | 3.308% | [5 empty] | 5.217% | 94.7% | 99.92% | 5 | 63.45% | 0% | 0% | 2 | 0.4366% | 0% | 0% | 1 | 6.846% | 0% | 0% | 1 | 66.29% | 0% | 0% | 2 | 58.2% | 0% | 0% | 2 | 11.32% | 0% | 0% | 1 | 0% | 0% | 1 |  |  |  |  | 1.752% | [5 empty] | 22.16% | 76.27% | 98.43% | 5 | 40.21% | 0% | 0% | 1 | 13.8% | 0% | 0% | 1 | 14.96% | 0% | 0% | 1 | 56.64% | 0% | 0% | 2 | 47.53% | 0% | 0% | 1 | 8.444% | 0% | 0% | 1
235 | Westley | Central_Valley_North_Los_Banos | 0 | 0 | 0 | 0% | 0% | 1 |  |  |  |  | 56.03% | [5 empty] | 8.737% | 0% | 8.737% | 1 | 69.39% | 0% | 0% | 2 | 14.21% | 0% | 0% | 1 | 19.13% | 0% | 0% | 1 | 71.5% | 0% | 0% | 3 | 26.08% | 0% | 0% | 1 | 2.753% | 0% | 0% | 1 | 0% | 0% | 1 |  |  |  |  | 52.28% | [5 empty] | 8.364% | 0% | 8.364% | 1 | 58.85% | 0% | 0% | 2 | 11.03% | 0% | 0% | 1 | 17.91% | 0% | 0% | 1 | 60.16% | 0% | 0% | 2 | 28.22% | 0% | 0% | 1 | 2.806% | 0% | 0% | 1 | 0% | 0% | 1 |  |  |  |  | 46.87% | [5 empty] | 9.443% | 0% | 9.443% | 1 | 58.32% | 0% | 0% | 2 | 15.96% | 0% | 0% | 1 | 20.97% | 0% | 0% | 1 | 59.76% | 0% | 0% | 2 | 31.77% | 0% | 0% | 1 | 2.921% | 0% | 0% | 1 | 0% | 0% | 1 |  |  |  |  | 40.52% | [5 empty] | 10.8% | 0% | 10.8% | 1 | 53.29% | 0% | 0% | 2 | 15.81% | 0% | 0% | 1 | 22.71% | 0% | 0% | 1 | 57.87% | 0% | 0% | 2 | 24% | 0% | 0% | 1 | 3.429% | 0% | 0% | 1
236 | GWF Hanford Sw Sta | Central_Valley_North_Los_Banos | 0 | 0 | 0 | 0% | 0% | 1 |  |  |  |  | 23.17% | [5 empty] | 0% | 0% | 0% | 1 | 0% | 0% | 0% | 1 | 0% | 0% | 0% | 1 | 0% | 0% | 0% | 1 | 0% | 0% | 0% | 1 | 0% | 0% | 0% | 1 | 3.672% | 0% | 0% | 1 | 0% | 0% | 1 |  |  |  |  | 32.76% | [5 empty] | 0% | 0% | 0% | 1 | 1.134% | 0% | 0% | 1 | 0% | 0% | 0% | 1 | 0.1006% | 0% | 0% | 1 | 1.134% | 0% | 0% | 1 | 0% | 0% | 0% | 1 | 3.71% | 0% | 0% | 1 | 0% | 0% | 1 |  |  |  |  | 39.15% | [5 empty] | 0% | 0% | 0% | 1 | 3.839% | 0% | 0% | 1 | 0.6098% | 0% | 0% | 1 | 0.6841% | 0% | 0% | 1 | 3.839% | 0% | 0% | 1 | 0% | 0% | 0% | 1 | 3.074% | 0% | 0% | 1 | 0% | 0% | 1 |  |  |  |  | 54.69% | [5 empty] | 0% | 0% | 0% | 1 | 6.278% | 0% | 0% | 1 | 1.238% | 0% | 0% | 1 | 3.89% | 0% | 0% | 1 | 9.414% | 0% | 0% | 1 | 0.1019% | 0% | 0% | 1 | 1.489% | 0% | 0% | 1
237 | Tevis | Central_Valley_North_Los_Banos | 0 | 0 | 0 | 0% | 0% | 1 |  |  |  |  | 0% | [5 empty] | 0% | 0% | 0% | 1 | 0% | 0% | 0% | 1 | 0% | 0% | 0% | 1 | 0% | 0% | 0% | 1 | 0% | 0% | 0% | 1 | 0% | 0% | 0% | 1 | 0% | 0% | 0% | 1 | 0% | 0% | 1 |  |  |  |  | 0% | [5 empty] | 0% | 0% | 0% | 1 | 0% | 0% | 0% | 1 | 0% | 0% | 0% | 1 | 0% | 0% | 0% | 1 | 0% | 0% | 0% | 1 | 0% | 0% | 0% | 1 | 0% | 0% | 0% | 1 | 0% | 0% | 1 |  |  |  |  | 0% | [5 empty] | 0% | 0% | 0% | 1 | 0% | 0% | 0% | 1 | 0% | 0% | 0% | 1 | 0% | 0% | 0% | 1 | 0% | 0% | 0% | 1 | 0% | 0% | 0% | 1 | 0% | 0% | 0% | 1 | 0% | 0% | 1 |  |  |  |  | 0% | [5 empty] | 4.606% | 95.39% | 100% | 5 | 88.98% | 0% | 0% | 3 | 1.356% | 0% | 0% | 1 | 2.434% | 0% | 0% | 1 | 88.98% | 0% | 0% | 3 | 23.35% | 0% | 0% | 1 | 1.516% | 0% | 0% | 1
238 | Otay Mesa | Greater_SD | 0 | 0 | 0 | 0% | 0% | 1 |  |  |  |  | 0% | [5 empty] | 51.14% | 1.807% | 52.94% | 3 | 21.62% | 0% | 0% | 1 | 58.7% | 0% | 0% | 2 | 83.11% | 0% | 0% | 3 | 83.11% | 0% | 0% | 3 | 13.75% | 0% | 0% | 1 | 17.66% | 0% | 0% | 1 | 0% | 0% | 1 |  |  |  |  | 0% | [5 empty] | 28.57% | 9.595% | 38.16% | 2 | 14.74% | 0% | 0% | 1 | 58.62% | 0% | 0% | 2 | 84.15% | 0% | 0% | 3 | 84.15% | 0% | 0% | 3 | 14.8% | 0% | 0% | 1 | 11.79% | 0% | 0% | 1 | 0% | 0% | 1 |  |  |  |  | 0% | [5 empty] | 7.762% | 7.066% | 14.83% | 2 | 4.327% | 0% | 0% | 1 | 18.82% | 0% | 0% | 1 | 80.83% | 0% | 0% | 3 | 81.15% | 0% | 0% | 3 | 5.255% | 0% | 0% | 1 | 3.844% | 0% | 0% | 1 | 0% | 0% | 1 |  |  |  |  | 0.8691% | [5 empty] | 2.586% | 68.03% | 70.61% | 5 | 4.955% | 0% | 0% | 1 | 38.26% | 0% | 0% | 1 | 45.87% | 0% | 0% | 1 | 71.93% | 0% | 0% | 3 | 29.45% | 0% | 0% | 1 | 2.826% | 0% | 0% | 1
239 | Redondo | Greater_LA | 0 | 0 | 0 | 0% | 0% | 1 |  |  |  |  | 0% | [5 empty] | 16.69% | 0% | 16.69% | 1 | 1.315% | 0% | 0% | 1 | 12.41% | 0% | 0% | 1 | 74.52% | 0% | 0% | 3 | 75.84% | 0% | 0% | 3 | 0% | 0% | 0% | 1 | 0.07856% | 0% | 0% | 1 | 0% | 0% | 1 |  |  |  |  | 0% | [5 empty] | 2.673% | 0% | 2.673% | 1 | 0.2106% | 0% | 0% | 1 | 2.446% | 0% | 0% | 1 | 54.35% | 0% | 0% | 2 | 54.56% | 0% | 0% | 2 | 0% | 0% | 0% | 1 | 0.1382% | 0% | 0% | 1 | 0% | 0% | 1 |  |  |  |  | 0% | [5 empty] | 3.223% | 0.5033% | 3.726% | 2 | 0.8773% | 0% | 0% | 1 | 7.858% | 0% | 0% | 1 | 58.74% | 0% | 0% | 2 | 59.62% | 0% | 0% | 2 | 0% | 0% | 0% | 1 | 0.4211% | 0% | 0% | 1 | 0% | 0% | 1 |  |  |  |  | 0% | [5 empty] | 1.668% | 14.41% | 16.08% | 3 | 0.6161% | 0% | 0% | 1 | 13.45% | 0% | 0% | 1 | 63.54% | 0% | 0% | 2 | 64.16% | 0% | 0% | 2 | 2.287% | 0% | 0% | 1 | 3.998% | 0% | 0% | 1
240 | Arkansas | Greater_Imperial (Exclude) | 0 | 0 | 0 | 0% | 0% | 1 |  |  |  |  | 62.34% | [5 empty] | 0% | 0% | 0% | 1 | 2.673% | 0% | 0% | 1 | 32.15% | 0% | 0% | 1 | 30.05% | 0% | 0% | 1 | 34.69% | 0% | 0% | 1 | 1.862% | 0% | 0% | 1 | 3.622% | 0% | 0% | 1 | 0% | 0% | 1 |  |  |  |  | 62.95% | [5 empty] | 0% | 0% | 0% | 1 | 5.15% | 0% | 0% | 1 | 24.64% | 0% | 0% | 1 | 20.39% | 0% | 0% | 1 | 30.49% | 0% | 0% | 1 | 6.119% | 0% | 0% | 1 | 3.414% | 0% | 0% | 1 | 0% | 0% | 1 |  |  |  |  | 56.03% | [5 empty] | 0% | 0% | 0% | 1 | 6.833% | 0% | 0% | 1 | 15.68% | 0% | 0% | 1 | 13.77% | 0% | 0% | 1 | 23.25% | 0% | 0% | 1 | 9.714% | 0% | 0% | 1 | 4.272% | 0% | 0% | 1 | 0% | 0% | 1 |  |  |  |  | 53.54% | [5 empty] | 0% | 0% | 0% | 1 | 6.741% | 0% | 0% | 1 | 12.73% | 0% | 0% | 1 | 11.42% | 0% | 0% | 1 | 20.69% | 0% | 0% | 1 | 12.78% | 0% | 0% | 1 | 3.972% | 0% | 0% | 1
241 | California Water | Central_Valley_North_Los_Banos | 0 | 0 | 0 | 0% | 0% | 1 |  |  |  |  | 0% | [5 empty] | 0% | 0% | 0% | 1 | 0% | 0% | 0% | 1 | 0% | 0% | 0% | 1 | 0% | 0% | 0% | 1 | 0% | 0% | 0% | 1 | 0% | 0% | 0% | 1 | 0% | 0% | 0% | 1 | 0% | 0% | 1 |  |  |  |  | 0% | [5 empty] | 100% | 0% | 100% | 5 | 100% | 0% | 0% | 5 | 0% | 0% | 0% | 1 | 0% | 0% | 0% | 1 | 100% | 0% | 0% | 5 | 14.81% | 0% | 0% | 1 | 0% | 0% | 0% | 1 | 0% | 0% | 1 |  |  |  |  | 0% | [5 empty] | 55.5% | 44.5% | 100% | 5 | 61.62% | 0% | 0% | 2 | 32.69% | 0% | 0% | 1 | 54.61% | 0% | 0% | 2 | 87.66% | 0% | 0% | 3 | 67.51% | 0% | 0% | 2 | 2.508% | 0% | 0% | 1 | 0% | 0% | 1 |  |  |  |  | 0.2186% | [5 empty] | 58.26% | 41.74% | 100% | 5 | 34.89% | 0% | 0% | 1 | 14.16% | 0% | 0% | 1 | 35.72% | 0% | 0% | 1 | 60.68% | 0% | 0% | 2 | 69.07% | 0% | 0% | 2 | 2.414% | 0% | 0% | 1
242 | Grimway | Central_Valley_North_Los_Banos | 0 | 0 | 0 | 0% | 0% | 1 |  |  |  |  | 0% | [5 empty] | 0% | 0% | 0% | 1 | 0% | 0% | 0% | 1 | 0% | 0% | 0% | 1 | 0% | 0% | 0% | 1 | 0% | 0% | 0% | 1 | 0% | 0% | 0% | 1 | 0% | 0% | 0% | 1 | 0% | 0% | 1 |  |  |  |  | 0% | [5 empty] | 0% | 100% | 100% | 5 | 75.93% | 0% | 0% | 3 | 0.9538% | 0% | 0% | 1 | 0.9538% | 0% | 0% | 1 | 75.93% | 0% | 0% | 3 | 18.86% | 0% | 0% | 1 | 2.824% | 0% | 0% | 1 | 0% | 0% | 1 |  |  |  |  | 0% | [5 empty] | 14.97% | 85.03% | 100% | 5 | 56.68% | 0% | 0% | 2 | 2.25% | 0% | 0% | 1 | 4.802% | 0% | 0% | 1 | 57.23% | 0% | 0% | 2 | 48.38% | 0% | 0% | 1 | 2.417% | 0% | 0% | 1 | 0% | 0% | 1 |  |  |  |  | 0.1096% | [5 empty] | 74.38% | 19.01% | 93.4% | 5 | 57.49% | 0% | 0% | 2 | 25.88% | 0% | 0% | 1 | 43.15% | 0% | 0% | 1 | 72.65% | 0% | 0% | 3 | 67.2% | 0% | 0% | 2 | 2.383% | 0% | 0% | 1
243 | Viejo | Greater_LA | 0 | 0 | 0 | 0% | 0% | 1 |  |  |  |  | 0% | [5 empty] | 0% | 0% | 0% | 1 | 0% | 0% | 0% | 1 | 0% | 0% | 0% | 1 | 0% | 0% | 0% | 1 | 0% | 0% | 0% | 1 | 0% | 0% | 0% | 1 | 0% | 0% | 0% | 1 | 0% | 0% | 1 |  |  |  |  | 0% | [5 empty] | 1.762% | 0% | 1.762% | 1 | 0.3729% | 0% | 0% | 1 | 27.52% | 0% | 0% | 1 | 89.96% | 0% | 0% | 3 | 90.34% | 0% | 0% | 4 | 0% | 0% | 0% | 1 | 2.487% | 0% | 0% | 1 | 0% | 0% | 1 |  |  |  |  | 0% | [5 empty] | 1.199% | 10.38% | 11.58% | 3 | 7.105% | 0% | 0% | 1 | 28.61% | 0% | 0% | 1 | 87.16% | 0% | 0% | 3 | 94.26% | 0% | 0% | 4 | 5.289% | 0% | 0% | 1 | 8.234% | 0% | 0% | 1 | 0% | 0% | 1 |  |  |  |  | 0% | [5 empty] | 0.7372% | 6.081% | 6.818% | 2 | 4.16% | 0% | 0% | 1 | 26.83% | 0% | 0% | 1 | 91% | 0% | 0% | 4 | 95.16% | 0% | 0% | 5 | 3.343% | 0% | 0% | 1 | 5.297% | 0% | 0% | 1
244 | Kelso | Solano | 3.45 | 138 | 10 | 28.21% | 0% | 2 |  |  |  |  | 42.72% | [5 empty] | 10.2% | 1.286% | 11.48% | 2 | 54.75% | 0.4012% | 0% | 2 | 43.64% | 0.3222% | 0% | 1 | 44.97% | 0.33% | 0% | 1 | 63.03% | 0.4911% | 0% | 2 | 9.687% | 0.2011% | 0% | 1 | 5.877% | 0.4911% | 0% | 1 | 6.735% | 0% | 1 |  |  |  |  | 47.14% | [5 empty] | 12.24% | 3.102% | 15.34% | 2 | 46.98% | 0.1686% | 0% | 1 | 37.25% | 0.1424% | 0% | 1 | 38.21% | 0.1446% | 0% | 1 | 54.03% | 0.1944% | 0% | 2 | 18.11% | 0.1091% | 0% | 1 | 6.059% | 0.1944% | 0% | 1 | 3.883% | 0% | 1 |  |  |  |  | 43.19% | [5 empty] | 12.24% | 2.883% | 15.12% | 2 | 48.41% | 0.1196% | 0% | 1 | 38.47% | 0.1003% | 0% | 1 | 38.75% | 0.1008% | 0% | 1 | 59.75% | 0.1533% | 0% | 2 | 21.5% | 0.07862% | 0% | 1 | 7.491% | 0.1533% | 0% | 1 | 0.2542% | 0% | 1 |  |  |  |  | 43.31% | [5 empty] | 12.42% | 2.695% | 15.12% | 2 | 45.17% | 0.0564% | 0% | 1 | 31.06% | 0.04486% | 0% | 1 | 32.91% | 0.04609% | 0% | 1 | 56.63% | 0.0713% | 0% | 2 | 24.71% | 0.04107% | 0% | 1 | 7.611% | 0.0713% | 0% | 1
245 | BlytheSC 161 kV | Riverside (Exclude) | 0 | 0 | 0 | 0% | 0% | 1 |  |  |  |  | 6.729% | [5 empty] | 0% | 0% | 0% | 1 | 25.06% | 0% | 0% | 1 | 31.8% | 0% | 0% | 1 | 16.44% | 0% | 0% | 1 | 46.53% | 0% | 0% | 1 | 52.67% | 0% | 0% | 2 | 1.356% | 0% | 0% | 1 | 0% | 0% | 1 |  |  |  |  | 2.32% | [5 empty] | 0% | 0% | 0% | 1 | 41.98% | 0% | 0% | 1 | 33.33% | 0% | 0% | 1 | 26.77% | 0% | 0% | 1 | 52.43% | 0% | 0% | 2 | 66.94% | 0% | 0% | 2 | 1.075% | 0% | 0% | 1 | 0% | 0% | 1 |  |  |  |  | 1.664% | [5 empty] | 0% | 0% | 0% | 1 | 38.61% | 0% | 0% | 1 | 36.03% | 0% | 0% | 1 | 29.52% | 0% | 0% | 1 | 51.71% | 0% | 0% | 2 | 67.44% | 0% | 0% | 2 | 1.88% | 0% | 0% | 1 | 0% | 0% | 1 |  |  |  |  | 1.341% | [5 empty] | 0% | 0% | 0% | 1 | 44.97% | 0% | 0% | 1 | 42.13% | 0% | 0% | 1 | 36.6% | 0% | 0% | 1 | 58.49% | 0% | 0% | 2 | 64.28% | 0% | 0% | 2 | 3.918% | 0% | 0% | 1
246 | Windhub | Tehachapi | 174 | 6960 | 10 | 84.07% | 0% | 4 |  |  |  |  | 0% | [5 empty] | 47.8% | 0% | 47.8% | 2 | 40.12% | 33.1% | 0% | 2 | 29.59% | 28.15% | 0% | 2 | 33.78% | 29.93% | 0% | 2 | 72.07% | 70.96% | 0% | 3 | 23.51% | 25.91% | 0% | 2 | 0.2183% | 70.96% | 0% | 3 | 23.98% | 0% | 2 |  |  |  |  | 1.148% | [5 empty] | 38.91% | 4.523% | 43.43% | 2 | 43.09% | 11.4% | 0% | 1 | 25.16% | 8.668% | 0% | 1 | 21.99% | 8.316% | 0% | 1 | 65.39% | 18.74% | 0% | 2 | 36.44% | 10.21% | 0% | 1 | 0.8553% | 18.74% | 0% | 1 | 11.58% | 0% | 1 |  |  |  |  | 0.6564% | [5 empty] | 40.3% | 4.741% | 45.04% | 2 | 43.39% | 5.712% | 0% | 1 | 20.44% | 4.064% | 0% | 1 | 22.58% | 4.177% | 0% | 1 | 61.69% | 8.44% | 0% | 2 | 39.87% | 5.377% | 0% | 1 | 0.9836% | 8.44% | 0% | 1 | 5.115% | 0% | 1 |  |  |  |  | 1.219% | [5 empty] | 33.67% | 10.03% | 43.69% | 3 | 28% | 2.104% | 0% | 1 | 31.46% | 2.21% | 0% | 1 | 23.1% | 1.97% | 0% | 1 | 58.04% | 3.61% | 0% | 2 | 35.67% | 2.355% | 0% | 1 | 1.666% | 3.61% | 0% | 1
247 | Camanche | Solano | 0 | 0 | 0 | 0% | 0% | 1 |  |  |  |  | 58.42% | [5 empty] | 0% | 0% | 0% | 1 | 0% | 0% | 0% | 1 | 0% | 0% | 0% | 1 | 29.43% | 0% | 0% | 1 | 29.43% | 0% | 0% | 1 | 0% | 0% | 0% | 1 | 0.9412% | 0% | 0% | 1 | 0% | 0% | 1 |  |  |  |  | 56.03% | [5 empty] | 0% | 0% | 0% | 1 | 0% | 0% | 0% | 1 | 4.44% | 0% | 0% | 1 | 32.58% | 0% | 0% | 1 | 32.58% | 0% | 0% | 1 | 0% | 0% | 0% | 1 | 2.227% | 0% | 0% | 1 | 0% | 0% | 1 |  |  |  |  | 57.88% | [5 empty] | 0% | 0% | 0% | 1 | 3.56% | 0% | 0% | 1 | 8.368% | 0% | 0% | 1 | 12.67% | 0% | 0% | 1 | 13.88% | 0% | 0% | 1 | 2.969% | 0% | 0% | 1 | 10.93% | 0% | 0% | 1 | 0% | 0% | 1 |  |  |  |  | 38.65% | [5 empty] | 5.646% | 0% | 5.646% | 1 | 37.78% | 0% | 0% | 1 | 14.94% | 0% | 0% | 1 | 24.72% | 0% | 0% | 1 | 51.35% | 0% | 0% | 2 | 15.41% | 0% | 0% | 1 | 6.497% | 0% | 0% | 1
248 | Whirlwind | Tehachapi | 300 | 12000 | 10 | 30.25% | 0% | 2 |  |  |  |  | 1.828% | [5 empty] | 46.06% | 0.0005064% | 46.06% | 2 | 29.94% | 14.72% | 0% | 1 | 40.88% | 17.44% | 0% | 1 | 24.59% | 13.67% | 0% | 1 | 61.57% | 26.83% | 0% | 2 | 17.66% | 12.52% | 0% | 1 | 0.3227% | 26.83% | 0% | 2 | 21.49% | 0% | 2 |  |  |  |  | 1.714% | [5 empty] | 48.51% | 8.068% | 56.58% | 3 | 28.91% | 8.575% | 0% | 1 | 42.19% | 10.55% | 0% | 1 | 30.56% | 8.779% | 0% | 1 | 65.17% | 17.5% | 0% | 2 | 24.11% | 8.033% | 0% | 1 | 1.426% | 17.5% | 0% | 1 | 17.13% | 0% | 1 |  |  |  |  | 1.476% | [5 empty] | 45.62% | 16.21% | 61.82% | 3 | 29.09% | 7.093% | 0% | 1 | 37.39% | 8.034% | 0% | 1 | 29.32% | 7.116% | 0% | 1 | 60.94% | 12.88% | 0% | 2 | 27.52% | 6.94% | 0% | 1 | 2.364% | 12.88% | 0% | 1 | 10.86% | 0% | 1 |  |  |  |  | 1.647% | [5 empty] | 41.14% | 21.48% | 62.61% | 4 | 38% | 4.623% | 0% | 1 | 28.9% | 4.031% | 0% | 1 | 23.99% | 3.771% | 0% | 1 | 61.85% | 7.511% | 0% | 2 | 36.45% | 4.51% | 0% | 1 | 2.656% | 7.511% | 0% | 1
249 | El Casco | Riverside (Exclude) | 0 | 0 | 0 | 0% | 0% | 1 |  |  |  |  | 0.637% | [5 empty] | 0% | 100% | 100% | 5 | 2.885% | 0% | 0% | 1 | 0.03681% | 0% | 0% | 1 | 97.22% | 0% | 0% | 5 | 97.22% | 0% | 0% | 5 | 50.7% | 0% | 0% | 2 | 4.603% | 0% | 0% | 1 | 0% | 0% | 1 |  |  |  |  | 0.08417% | [5 empty] | 5.369% | 94.63% | 100% | 5 | 44.23% | 0% | 0% | 1 | 15.21% | 0% | 0% | 1 | 44.56% | 0% | 0% | 1 | 72.24% | 0% | 0% | 3 | 61.22% | 0% | 0% | 2 | 5.041% | 0% | 0% | 1 | 0% | 0% | 1 |  |  |  |  | 0.02958% | [5 empty] | 19.79% | 80.21% | 100% | 5 | 34.99% | 0% | 0% | 1 | 20.13% | 0% | 0% | 1 | 49.15% | 0% | 0% | 1 | 64.39% | 0% | 0% | 2 | 50.29% | 0% | 0% | 2 | 3.043% | 0% | 0% | 1 | 0% | 0% | 1 |  |  |  |  | 0.01244% | [5 empty] | 47.94% | 47.78% | 95.72% | 5 | 41.62% | 0% | 0% | 1 | 39.4% | 0% | 0% | 1 | 69.93% | 0% | 0% | 2 | 84.17% | 0% | 0% | 3 | 61.23% | 0% | 0% | 2 | 3.381% | 0% | 0% | 1
250 | Suncrest | Greater_SD | 0 | 0 | 0 | 0% | 0% | 1 |  |  |  |  | 0% | [5 empty] | 0% | 100% | 100% | 5 | 10.04% | 0% | 0% | 1 | 88.67% | 0% | 0% | 3 | 100% | 0% | 0% | 5 | 100% | 0% | 0% | 5 | 88.07% | 0% | 0% | 3 | 0.05168% | 0% | 0% | 1 | 0% | 0% | 1 |  |  |  |  | 0% | [5 empty] | 0.4948% | 99.51% | 100% | 5 | 6.737% | 0% | 0% | 1 | 57.29% | 0% | 0% | 2 | 74.45% | 0% | 0% | 3 | 84.36% | 0% | 0% | 3 | 74.79% | 0% | 0% | 3 | 5.888% | 0% | 0% | 1 | 0% | 0% | 1 |  |  |  |  | 0.3316% | [5 empty] | 2.713% | 96% | 98.72% | 5 | 19.13% | 0% | 0% | 1 | 36.13% | 0% | 0% | 1 | 56.92% | 0% | 0% | 2 | 66.62% | 0% | 0% | 2 | 61.07% | 0% | 0% | 2 | 5.948% | 0% | 0% | 1 | 0% | 0% | 1 |  |  |  |  | 0.1746% | [5 empty] | 43.25% | 53.97% | 97.22% | 5 | 30.88% | 0% | 0% | 1 | 26.28% | 0% | 0% | 1 | 49.02% | 0% | 0% | 1 | 68.33% | 0% | 0% | 2 | 57.3% | 0% | 0% | 2 | 6% | 0% | 0% | 1
251 | Colorado River | Riverside (Exclude) | 0 | 0 | 0 | 0% | 0% | 1 |  |  |  |  | 0.006659% | [5 empty] | 0% | 0% | 0% | 1 | 55.89% | 0% | 0% | 2 | 52.89% | 0% | 0% | 2 | 49.8% | 0% | 0% | 1 | 71.33% | 0% | 0% | 3 | 78.74% | 0% | 0% | 3 | 0.3756% | 0% | 0% | 1 | 0% | 0% | 1 |  |  |  |  | 0.4062% | [5 empty] | 0% | 0% | 0% | 1 | 49.99% | 0% | 0% | 1 | 43.49% | 0% | 0% | 1 | 38.89% | 0% | 0% | 1 | 65.97% | 0% | 0% | 2 | 70.71% | 0% | 0% | 3 | 0.5189% | 0% | 0% | 1 | 0% | 0% | 1 |  |  |  |  | 1.583% | [5 empty] | 0% | 0% | 0% | 1 | 45.64% | 0% | 0% | 1 | 38.1% | 0% | 0% | 1 | 32.86% | 0% | 0% | 1 | 57.65% | 0% | 0% | 2 | 63.03% | 0% | 0% | 2 | 0.7342% | 0% | 0% | 1 | 0% | 0% | 1 |  |  |  |  | 1.185% | [5 empty] | 0% | 0% | 0% | 1 | 45.73% | 0% | 0% | 1 | 35.09% | 0% | 0% | 1 | 30.45% | 0% | 0% | 1 | 57.16% | 0% | 0% | 2 | 59.75% | 0% | 0% | 2 | 2.096% | 0% | 0% | 1
252 | Redbluff | Riverside (Exclude) | 0 | 0 | 0 | 0% | 0% | 1 |  |  |  |  | 0% | [5 empty] | 0% | 0% | 0% | 1 | 39.16% | 0% | 0% | 1 | 0.1236% | 0% | 0% | 1 | 0% | 0% | 0% | 1 | 39.28% | 0% | 0% | 1 | 14.7% | 0% | 0% | 1 | 1.377% | 0% | 0% | 1 | 0% | 0% | 1 |  |  |  |  | 0% | [5 empty] | 0% | 0% | 0% | 1 | 49.13% | 0% | 0% | 1 | 11.31% | 0% | 0% | 1 | 10.51% | 0% | 0% | 1 | 49.3% | 0% | 0% | 1 | 16.67% | 0% | 0% | 1 | 1.079% | 0% | 0% | 1 | 0% | 0% | 1 |  |  |  |  | 0% | [5 empty] | 0% | 0% | 0% | 1 | 41.6% | 0% | 0% | 1 | 25.46% | 0% | 0% | 1 | 15.57% | 0% | 0% | 1 | 54.04% | 0% | 0% | 2 | 28.93% | 0% | 0% | 1 | 0.8579% | 0% | 0% | 1 | 0% | 0% | 1 |  |  |  |  | 0% | [5 empty] | 0% | 0% | 0% | 1 | 51.24% | 0% | 0% | 2 | 32.55% | 0% | 0% | 1 | 26.51% | 0% | 0% | 1 | 62.74% | 0% | 0% | 2 | 51.37% | 0% | 0% | 2 | 0.6936% | 0% | 0% | 1
253 | Ocotillo | Greater_Imperial | 0 | 0 | 0 | 0% | 0% | 1 |  |  |  |  | 0% | [5 empty] | 0.6362% | 0% | 0.6362% | 1 | 50.39% | 0% | 0% | 2 | 3.324% | 0% | 0% | 1 | 7.457% | 0% | 0% | 1 | 58.14% | 0% | 0% | 2 | 60.35% | 0% | 0% | 2 | 0.04964% | 0% | 0% | 1 | 0% | 0% | 1 |  |  |  |  | 0% | [5 empty] | 27.77% | 0.1501% | 27.92% | 2 | 16.68% | 0% | 0% | 1 | 13.43% | 0% | 0% | 1 | 19.16% | 0% | 0% | 1 | 38.03% | 0% | 0% | 1 | 67.84% | 0% | 0% | 2 | 0.7394% | 0% | 0% | 1 | 0% | 0% | 1 |  |  |  |  | 6.119% | [5 empty] | 36.55% | 10.57% | 47.13% | 3 | 10.84% | 0% | 0% | 1 | 8.808% | 0% | 0% | 1 | 22.57% | 0% | 0% | 1 | 33.87% | 0% | 0% | 1 | 51.95% | 0% | 0% | 2 | 2.972% | 0% | 0% | 1 | 0% | 0% | 1 |  |  |  |  | 14.93% | [5 empty] | 18.72% | 24.67% | 43.39% | 4 | 7.39% | 0% | 0% | 1 | 15.8% | 0% | 0% | 1 | 22.44% | 0% | 0% | 1 | 34.17% | 0% | 0% | 1 | 45.81% | 0% | 0% | 1 | 3.356% | 0% | 0% | 1
254 | Ivanpah | Southern_NV_Eldorado | 0 | 0 | 0 | 0% | 0% | 1 |  |  |  |  | 0% | [5 empty] | 0% | 0% | 0% | 1 | 82.93% | 0% | 0% | 3 | 75.43% | 0% | 0% | 3 | 10.46% | 0% | 0% | 1 | 93.35% | 0% | 0% | 4 | 50.68% | 0% | 0% | 2 | 2.109e-05% | 0% | 0% | 1 | 0% | 0% | 1 |  |  |  |  | 0% | [5 empty] | 0% | 0% | 0% | 1 | 50.36% | 0% | 0% | 2 | 46.84% | 0% | 0% | 1 | 5.968% | 0% | 0% | 1 | 57.06% | 0% | 0% | 2 | 71.4% | 0% | 0% | 3 | 1.204e-05% | 0% | 0% | 1 | 0% | 0% | 1 |  |  |  |  | 0% | [5 empty] | 0% | 0% | 0% | 1 | 34.28% | 0% | 0% | 1 | 35.51% | 0% | 0% | 1 | 5.428% | 0% | 0% | 1 | 42.47% | 0% | 0% | 1 | 74.5% | 0% | 0% | 3 | 0.308% | 0% | 0% | 1 | 0% | 0% | 1 |  |  |  |  | 0% | [5 empty] | 0% | 0% | 0% | 1 | 16.83% | 0% | 0% | 1 | 27.17% | 0% | 0% | 1 | 8.398% | 0% | 0% | 1 | 35.22% | 0% | 0% | 1 | 83.71% | 0% | 0% | 3 | 0.183% | 0% | 0% | 1
255 | Alamitos | Greater_LA | 0 | 0 | 0 | 0% | 0% | 1 |  |  |  |  | 0% | [5 empty] | 0% | 0% | 0% | 1 | 0% | 0% | 0% | 1 | 9.238% | 0% | 0% | 1 | 70.97% | 0% | 0% | 3 | 70.97% | 0% | 0% | 3 | 0% | 0% | 0% | 1 | 0.4458% | 0% | 0% | 1 | 0% | 0% | 1 |  |  |  |  | 0% | [5 empty] | 0.04524% | 0% | 0.04524% | 1 | 0% | 0% | 0% | 1 | 14.45% | 0% | 0% | 1 | 77.52% | 0% | 0% | 3 | 77.52% | 0% | 0% | 3 | 0% | 0% | 0% | 1 | 3.549% | 0% | 0% | 1 | 0% | 0% | 1 |  |  |  |  | 0% | [5 empty] | 1.261% | 0% | 1.261% | 1 | 0.1285% | 0% | 0% | 1 | 13.79% | 0% | 0% | 1 | 76.98% | 0% | 0% | 3 | 77.11% | 0% | 0% | 3 | 0% | 0% | 0% | 1 | 3.431% | 0% | 0% | 1 | 0% | 0% | 1 |  |  |  |  | 0% | [5 empty] | 1.281% | 3.781% | 5.062% | 2 | 2.673% | 0% | 0% | 1 | 16.24% | 0% | 0% | 1 | 75.48% | 0% | 0% | 3 | 78.16% | 0% | 0% | 3 | 1.988% | 0% | 0% | 1 | 3.198% | 0% | 0% | 1
256 | Shilo III | Solano | 0 | 0 | 0 | 0% | 0% | 1 |  |  |  |  | 8.794% | [5 empty] | 0% | 0% | 0% | 1 | 26.52% | 0% | 0% | 1 | 47.06% | 0% | 0% | 1 | 40.47% | 0% | 0% | 1 | 67.21% | 0% | 0% | 2 | 5.139% | 0% | 0% | 1 | 48.26% | 0% | 0% | 1 | 0% | 0% | 1 |  |  |  |  | 29.96% | [5 empty] | 0.6668% | 0% | 0.6668% | 1 | 15.42% | 0% | 0% | 1 | 36.74% | 0% | 0% | 1 | 33.03% | 0% | 0% | 1 | 48.86% | 0% | 0% | 1 | 2.977% | 0% | 0% | 1 | 30.05% | 0% | 0% | 1 | 0% | 0% | 1 |  |  |  |  | 35.18% | [5 empty] | 10.41% | 0.5606% | 10.97% | 2 | 22.29% | 0% | 0% | 1 | 26.94% | 0% | 0% | 1 | 27.15% | 0% | 0% | 1 | 46.38% | 0% | 0% | 1 | 8.417% | 0% | 0% | 1 | 18.98% | 0% | 0% | 1 | 0% | 0% | 1 |  |  |  |  | 42.99% | [5 empty] | 16.47% | 1.444% | 17.92% | 2 | 25.93% | 0% | 0% | 1 | 25.31% | 0% | 0% | 1 | 28.8% | 0% | 0% | 1 | 47.07% | 0% | 0% | 1 | 11.49% | 0% | 0% | 1 | 12.86% | 0% | 0% | 1
257 | ECO | Greater_Imperial | 0 | 0 | 0 | 0% | 0% | 1 |  |  |  |  | 0% | [5 empty] | 90.09% | 0% | 90.09% | 5 | 16.31% | 0% | 0% | 1 | 30.6% | 0% | 0% | 1 | 40.68% | 0% | 0% | 1 | 63.12% | 0% | 0% | 2 | 41.63% | 0% | 0% | 1 | 1.667% | 0% | 0% | 1 | 0% | 0% | 1 |  |  |  |  | 0% | [5 empty] | 75.72% | 7.252% | 82.98% | 5 | 21.06% | 0% | 0% | 1 | 10.67% | 0% | 0% | 1 | 35.52% | 0% | 0% | 1 | 55.64% | 0% | 0% | 2 | 47.64% | 0% | 0% | 1 | 1.262% | 0% | 0% | 1 | 0% | 0% | 1 |  |  |  |  | 0.1495% | [5 empty] | 52.3% | 27.53% | 79.83% | 5 | 16.42% | 0% | 0% | 1 | 10.04% | 0% | 0% | 1 | 24.33% | 0% | 0% | 1 | 43.22% | 0% | 0% | 1 | 54.39% | 0% | 0% | 2 | 1.391% | 0% | 0% | 1 | 0% | 0% | 1 |  |  |  |  | 4.367% | [5 empty] | 26.87% | 36.39% | 63.26% | 5 | 8.655% | 0% | 0% | 1 | 17.96% | 0% | 0% | 1 | 29.59% | 0% | 0% | 1 | 42.25% | 0% | 0% | 1 | 56.46% | 0% | 0% | 2 | 2.853% | 0% | 0% | 1
258 | IID System | Greater_Imperial (Exclude) | 0 | 0 | 0 | 0% | 0% | 1 |  |  |  |  | 46.63% | [5 empty] | 0% | 0% | 0% | 1 | 2.337e-05% | 0% | 0% | 1 | 36.25% | 0% | 0% | 1 | 38.58% | 0% | 0% | 1 | 40.34% | 0% | 0% | 1 | 0.02293% | 0% | 0% | 1 | 2.358% | 0% | 0% | 1 | 0% | 0% | 1 |  |  |  |  | 55.96% | [5 empty] | 0% | 0% | 0% | 1 | 1.239% | 0% | 0% | 1 | 35.04% | 0% | 0% | 1 | 28.63% | 0% | 0% | 1 | 38.17% | 0% | 0% | 1 | 5.347% | 0% | 0% | 1 | 4.121% | 0% | 0% | 1 | 0% | 0% | 1 |  |  |  |  | 50.9% | [5 empty] | 0% | 0% | 0% | 1 | 2.803% | 0% | 0% | 1 | 21.42% | 0% | 0% | 1 | 16.94% | 0% | 0% | 1 | 25.53% | 0% | 0% | 1 | 9.336% | 0% | 0% | 1 | 3.736% | 0% | 0% | 1 | 0% | 0% | 1 |  |  |  |  | 47.29% | [5 empty] | 0% | 0% | 0% | 1 | 6.26% | 0% | 0% | 1 | 13.4% | 0% | 0% | 1 | 11.73% | 0% | 0% | 1 | 21.02% | 0% | 0% | 1 | 17.08% | 0% | 0% | 1 | 4.255% | 0% | 0% | 1
259 | Sonora | Greater_Imperial (Exclude) | 0 | 0 | 0 | 0% | 0% | 1 |  |  |  |  | 51.75% | [5 empty] | 0% | 0% | 0% | 1 | 7.343% | 0% | 0% | 1 | 45.64% | 0% | 0% | 1 | 50.16% | 0% | 0% | 2 | 52.72% | 0% | 0% | 2 | 5.796% | 0% | 0% | 1 | 5.585% | 0% | 0% | 1 | 0% | 0% | 1 |  |  |  |  | 56.84% | [5 empty] | 0% | 0% | 0% | 1 | 6.553% | 0% | 0% | 1 | 25.63% | 0% | 0% | 1 | 21.42% | 0% | 0% | 1 | 33.15% | 0% | 0% | 1 | 7.06% | 0% | 0% | 1 | 3.537% | 0% | 0% | 1 | 0% | 0% | 1 |  |  |  |  | 55.73% | [5 empty] | 0% | 0% | 0% | 1 | 5.816% | 0% | 0% | 1 | 18.82% | 0% | 0% | 1 | 16.66% | 0% | 0% | 1 | 25.6% | 0% | 0% | 1 | 9.909% | 0% | 0% | 1 | 4.037% | 0% | 0% | 1 | 0% | 0% | 1 |  |  |  |  | 53.22% | [5 empty] | 0% | 0% | 0% | 1 | 7.639% | 0% | 0% | 1 | 13.13% | 0% | 0% | 1 | 11.26% | 0% | 0% | 1 | 21.69% | 0% | 0% | 1 | 12.16% | 0% | 0% | 1 | 4.033% | 0% | 0% | 1
260 | Caliente | Kern_Greater_Carrizo | 0 | 0 | 0 | 0% | 0% | 1 |  |  |  |  | 0% | [5 empty] | 0% | 0% | 0% | 1 | 34.19% | 0% | 0% | 1 | 2.552% | 0% | 0% | 1 | 17.76% | 0% | 0% | 1 | 43.8% | 0% | 0% | 1 | 52.61% | 0% | 0% | 2 | 2.08% | 0% | 0% | 1 | 0% | 0% | 1 |  |  |  |  | 0% | [5 empty] | 0.1492% | 0% | 0.1492% | 1 | 50.86% | 0% | 0% | 2 | 1.64% | 0% | 0% | 1 | 11.41% | 0% | 0% | 1 | 57.04% | 0% | 0% | 2 | 65.74% | 0% | 0% | 2 | 1.37% | 0% | 0% | 1 | 0% | 0% | 1 |  |  |  |  | 0% | [5 empty] | 13.26% | 0% | 13.26% | 1 | 43.48% | 0% | 0% | 1 | 2.362% | 0% | 0% | 1 | 8.116% | 0% | 0% | 1 | 48.52% | 0% | 0% | 1 | 69.11% | 0% | 0% | 2 | 1.317% | 0% | 0% | 1 | 0% | 0% | 1 |  |  |  |  | 0.01512% | [5 empty] | 25.42% | 13.16% | 38.58% | 3 | 41.28% | 0% | 0% | 1 | 7.181% | 0% | 0% | 1 | 18.3% | 0% | 0% | 1 | 53.28% | 0% | 0% | 2 | 66.79% | 0% | 0% | 2 | 2.564% | 0% | 0% | 1
261 | Regulus | Central_Valley_North_Los_Banos | 0 | 0 | 0 | 0% | 0% | 1 |  |  |  |  | 0% | [5 empty] | 0% | 0% | 0% | 1 | 0% | 0% | 0% | 1 | 0% | 0% | 0% | 1 | 0% | 0% | 0% | 1 | 0% | 0% | 0% | 1 | 0% | 0% | 0% | 1 | 0% | 0% | 0% | 1 | 0% | 0% | 1 |  |  |  |  | 0% | [5 empty] | 0% | 100% | 100% | 5 | 100% | 0% | 0% | 5 | 1.98% | 0% | 0% | 1 | 1.98% | 0% | 0% | 1 | 100% | 0% | 0% | 5 | 30.87% | 0% | 0% | 1 | 1.444% | 0% | 0% | 1 | 0% | 0% | 1 |  |  |  |  | 0% | [5 empty] | 17.18% | 82.82% | 100% | 5 | 63.4% | 0% | 0% | 2 | 14.75% | 0% | 0% | 1 | 17.17% | 0% | 0% | 1 | 69.21% | 0% | 0% | 2 | 46.02% | 0% | 0% | 1 | 2.867% | 0% | 0% | 1 | 0% | 0% | 1 |  |  |  |  | 0.1399% | [5 empty] | 67.23% | 24.93% | 92.15% | 5 | 47.6% | 0% | 0% | 1 | 14.18% | 0% | 0% | 1 | 37.63% | 0% | 0% | 1 | 63.95% | 0% | 0% | 2 | 70.73% | 0% | 0% | 3 | 2.541% | 0% | 0% | 1
262 | Geysers | Mendocino_Marin | 0 | 0 | 0 | 0% | 0% | 1 |  |  |  |  | 0.1002% | [5 empty] | 9.898% | 89.5% | 99.4% | 5 | 75.94% | 0% | 0% | 3 | 65.62% | 0% | 0% | 2 | 92.93% | 0% | 0% | 4 | 100% | 0% | 0% | 5 | 39.01% | 0% | 0% | 1 | 1.372% | 0% | 0% | 1 | 0% | 0% | 1 |  |  |  |  | 2.971% | [5 empty] | 29.79% | 63.96% | 93.76% | 5 | 64.55% | 0% | 0% | 2 | 46.08% | 0% | 0% | 1 | 78% | 0% | 0% | 3 | 95.52% | 0% | 0% | 5 | 39.63% | 0% | 0% | 1 | 1.239% | 0% | 0% | 1 | 0% | 0% | 1 |  |  |  |  | 2.023% | [5 empty] | 43.86% | 51.74% | 95.61% | 5 | 68.39% | 0% | 0% | 2 | 38.6% | 0% | 0% | 1 | 74.98% | 0% | 0% | 3 | 93.77% | 0% | 0% | 4 | 52.13% | 0% | 0% | 2 | 1.441% | 0% | 0% | 1 | 0% | 0% | 1 |  |  |  |  | 1.906% | [5 empty] | 57.64% | 38.06% | 95.69% | 5 | 58.8% | 0% | 0% | 2 | 31.12% | 0% | 0% | 1 | 56.9% | 0% | 0% | 2 | 84.37% | 0% | 0% | 3 | 66.2% | 0% | 0% | 2 | 1.501% | 0% | 0% | 1
263 | Solar SS | Kern_Greater_Carrizo | 0 | 0 | 0 | 0% | 0% | 1 |  |  |  |  | 0% | [5 empty] | 0% | 0% | 0% | 1 | 54.65% | 0% | 0% | 2 | 0% | 0% | 0% | 1 | 10.48% | 0% | 0% | 1 | 60.15% | 0% | 0% | 2 | 72.33% | 0% | 0% | 3 | 1.455% | 0% | 0% | 1 | 0% | 0% | 1 |  |  |  |  | 0% | [5 empty] | 18.29% | 0% | 18.29% | 1 | 43.88% | 0% | 0% | 1 | 3.16% | 0% | 0% | 1 | 8.906% | 0% | 0% | 1 | 49.71% | 0% | 0% | 1 | 68.48% | 0% | 0% | 2 | 1.487% | 0% | 0% | 1 | 0% | 0% | 1 |  |  |  |  | 0.01924% | [5 empty] | 24.17% | 4.672% | 28.84% | 2 | 44.11% | 0% | 0% | 1 | 5.938% | 0% | 0% | 1 | 16.64% | 0% | 0% | 1 | 56.11% | 0% | 0% | 2 | 65.8% | 0% | 0% | 2 | 2.02% | 0% | 0% | 1 | 0% | 0% | 1 |  |  |  |  | 0.2539% | [5 empty] | 28.24% | 15.6% | 43.83% | 3 | 39.85% | 0% | 0% | 1 | 6.967% | 0% | 0% | 1 | 20.22% | 0% | 0% | 1 | 51.58% | 0% | 0% | 2 | 62.86% | 0% | 0% | 2 | 3.213% | 0% | 0% | 1
264 | Olive | Central_Valley_North_Los_Banos | 0 | 0 | 0 | 0% | 0% | 1 |  |  |  |  | 0% | [5 empty] | 0% | 0% | 0% | 1 | 0% | 0% | 0% | 1 | 0% | 0% | 0% | 1 | 0% | 0% | 0% | 1 | 0% | 0% | 0% | 1 | 0% | 0% | 0% | 1 | 0% | 0% | 0% | 1 | 0% | 0% | 1 |  |  |  |  | 0% | [5 empty] | 0% | 0% | 0% | 1 | 0% | 0% | 0% | 1 | 0% | 0% | 0% | 1 | 0% | 0% | 0% | 1 | 0% | 0% | 0% | 1 | 0% | 0% | 0% | 1 | 0% | 0% | 0% | 1 | 0% | 0% | 1 |  |  |  |  | 0% | [5 empty] | 0% | 0% | 0% | 1 | 0% | 0% | 0% | 1 | 0% | 0% | 0% | 1 | 0% | 0% | 0% | 1 | 0% | 0% | 0% | 1 | 0% | 0% | 0% | 1 | 0% | 0% | 0% | 1 | 0% | 0% | 1 |  |  |  |  | 8.828% | [5 empty] | 0% | 0% | 0% | 1 | 0% | 0% | 0% | 1 | 0% | 0% | 0% | 1 | 0.07604% | 0% | 0% | 1 | 0.07604% | 0% | 0% | 1 | 0% | 0% | 0% | 1 | 3.183% | 0% | 0% | 1
265 | 7th Standard | Central_Valley_North_Los_Banos | 0 | 0 | 0 | 0% | 0% | 1 |  |  |  |  | 0% | [5 empty] | 0% | 0% | 0% | 1 | 0% | 0% | 0% | 1 | 0% | 0% | 0% | 1 | 0% | 0% | 0% | 1 | 0% | 0% | 0% | 1 | 0% | 0% | 0% | 1 | 0% | 0% | 0% | 1 | 0% | 0% | 1 |  |  |  |  | 0% | [5 empty] | 0% | 0% | 0% | 1 | 0% | 0% | 0% | 1 | 0% | 0% | 0% | 1 | 0% | 0% | 0% | 1 | 0% | 0% | 0% | 1 | 0% | 0% | 0% | 1 | 0% | 0% | 0% | 1 | 0% | 0% | 1 |  |  |  |  | 0% | [5 empty] | 0% | 0% | 0% | 1 | 0% | 0% | 0% | 1 | 0% | 0% | 0% | 1 | 0% | 0% | 0% | 1 | 0% | 0% | 0% | 1 | 0% | 0% | 0% | 1 | 0% | 0% | 0% | 1 | 0% | 0% | 1 |  |  |  |  | 0% | [5 empty] | 81.41% | 18.59% | 100% | 5 | 53.79% | 0% | 0% | 2 | 26.08% | 0% | 0% | 1 | 65.84% | 0% | 0% | 2 | 77.78% | 0% | 0% | 3 | 62.73% | 0% | 0% | 2 | 3.341% | 0% | 0% | 1
266 | Delevan | Northern_California | 0 | 0 | 0 | 0% | 0% | 1 |  |  |  |  | 21.26% | [5 empty] | 24.17% | 0% | 24.17% | 2 | 38.37% | 0% | 0% | 1 | 12% | 0% | 0% | 1 | 26.41% | 0% | 0% | 1 | 60.79% | 0% | 0% | 2 | 37.49% | 0% | 0% | 1 | 3.184% | 0% | 0% | 1 | 0% | 0% | 1 |  |  |  |  | 25.23% | [5 empty] | 24.94% | 0% | 24.94% | 2 | 28.96% | 0% | 0% | 1 | 9.636% | 0% | 0% | 1 | 25.25% | 0% | 0% | 1 | 50.76% | 0% | 0% | 2 | 34.51% | 0% | 0% | 1 | 3.215% | 0% | 0% | 1 | 0% | 0% | 1 |  |  |  |  | 30.55% | [5 empty] | 21.83% | 0% | 21.83% | 2 | 28.91% | 0% | 0% | 1 | 9.997% | 0% | 0% | 1 | 24.77% | 0% | 0% | 1 | 49.78% | 0% | 0% | 1 | 30.77% | 0% | 0% | 1 | 4.313% | 0% | 0% | 1 | 0% | 0% | 1 |  |  |  |  | 28.93% | [5 empty] | 19.59% | 0.3231% | 19.91% | 2 | 35.5% | 0% | 0% | 1 | 12.22% | 0% | 0% | 1 | 28.51% | 0% | 0% | 1 | 55.55% | 0% | 0% | 2 | 30.68% | 0% | 0% | 1 | 4.261% | 0% | 0% | 1
267 | Mustang | Central_Valley_North_Los_Banos | 0 | 0 | 0 | 0% | 0% | 1 |  |  |  |  | 59.26% | [5 empty] | 0% | 0% | 0% | 1 | 0.6062% | 0% | 0% | 1 | 2.994% | 0% | 0% | 1 | 3.896% | 0% | 0% | 1 | 4.355% | 0% | 0% | 1 | 0% | 0% | 0% | 1 | 1.9% | 0% | 0% | 1 | 0% | 0% | 1 |  |  |  |  | 58.81% | [5 empty] | 0% | 0% | 0% | 1 | 4.984% | 0% | 0% | 1 | 2.623% | 0% | 0% | 1 | 6.184% | 0% | 0% | 1 | 10.66% | 0% | 0% | 1 | 0% | 0% | 0% | 1 | 1.817% | 0% | 0% | 1 | 0% | 0% | 1 |  |  |  |  | 51.31% | [5 empty] | 0% | 0% | 0% | 1 | 6.634% | 0% | 0% | 1 | 1.615% | 0% | 0% | 1 | 5.082% | 0% | 0% | 1 | 10.73% | 0% | 0% | 1 | 0.1336% | 0% | 0% | 1 | 1.618% | 0% | 0% | 1 | 0% | 0% | 1 |  |  |  |  | 48.29% | [5 empty] | 0% | 0% | 0% | 1 | 11.77% | 0% | 0% | 1 | 2.868% | 0% | 0% | 1 | 5.419% | 0% | 0% | 1 | 14.56% | 0% | 0% | 1 | 2.831% | 0% | 0% | 1 | 1.255% | 0% | 0% | 1
268 | Tranquility | Central_Valley_North_Los_Banos | 0 | 0 | 0 | 0% | 0% | 1 |  |  |  |  | 38.42% | [5 empty] | 0% | 0% | 0% | 1 | 17.67% | 0% | 0% | 1 | 0.1093% | 0% | 0% | 1 | 6.307% | 0% | 0% | 1 | 20.83% | 0% | 0% | 1 | 0% | 0% | 0% | 1 | 0.6116% | 0% | 0% | 1 | 0% | 0% | 1 |  |  |  |  | 39.39% | [5 empty] | 0% | 0% | 0% | 1 | 23.75% | 0% | 0% | 1 | 4.542% | 0% | 0% | 1 | 12.07% | 0% | 0% | 1 | 31.02% | 0% | 0% | 1 | 0.1773% | 0% | 0% | 1 | 2.401% | 0% | 0% | 1 | 0% | 0% | 1 |  |  |  |  | 30.02% | [5 empty] | 0% | 0% | 0% | 1 | 27.21% | 0% | 0% | 1 | 9.313% | 0% | 0% | 1 | 14.94% | 0% | 0% | 1 | 36.9% | 0% | 0% | 1 | 1.704% | 0% | 0% | 1 | 2.933% | 0% | 0% | 1 | 0% | 0% | 1 |  |  |  |  | 39.36% | [5 empty] | 0.2468% | 0% | 0.2468% | 1 | 26.84% | 0% | 0% | 1 | 6.958% | 0% | 0% | 1 | 12.01% | 0% | 0% | 1 | 33.11% | 0% | 0% | 1 | 3.157% | 0% | 0% | 1 | 4.331% | 0% | 0% | 1
269 | Calcite | Greater_Kramer | 0 | 0 | 0 | 0% | 0% | 1 |  |  |  |  | 0.857% | [5 empty] | 0% | 0% | 0% | 1 | 44.1% | 0% | 0% | 1 | 23.26% | 0% | 0% | 1 | 19.72% | 0% | 0% | 1 | 56.87% | 0% | 0% | 2 | 17.82% | 0% | 0% | 1 | 0.5962% | 0% | 0% | 1 | 0% | 0% | 1 |  |  |  |  | 0.5675% | [5 empty] | 6.998% | 0% | 6.998% | 1 | 43.82% | 0% | 0% | 1 | 27.25% | 0% | 0% | 1 | 24.16% | 0% | 0% | 1 | 61.7% | 0% | 0% | 2 | 28.76% | 0% | 0% | 1 | 0.4549% | 0% | 0% | 1 | 0% | 0% | 1 |  |  |  |  | 0.4411% | [5 empty] | 17.3% | 0.2486% | 17.55% | 2 | 37.57% | 0% | 0% | 1 | 28.56% | 0% | 0% | 1 | 29.99% | 0% | 0% | 1 | 61.18% | 0% | 0% | 2 | 38.77% | 0% | 0% | 1 | 0.5343% | 0% | 0% | 1 | 0% | 0% | 1 |  |  |  |  | 0.9534% | [5 empty] | 14.62% | 5.585% | 20.2% | 2 | 42.02% | 0% | 0% | 1 | 29.5% | 0% | 0% | 1 | 27.73% | 0% | 0% | 1 | 61.88% | 0% | 0% | 2 | 41.87% | 0% | 0% | 1 | 2.062% | 0% | 0% | 1
270 | Trout Canyon (fka Crazy Eyes) | Southern_NV_Eldorado | 0 | 0 | 0 | 0% | 0% | 1 |  |  |  |  | 0% | [5 empty] | 0% | 0% | 0% | 1 | 0% | 0% | 0% | 1 | 0% | 0% | 0% | 1 | 0% | 0% | 0% | 1 | 0% | 0% | 0% | 1 | 0% | 0% | 0% | 1 | 0% | 0% | 0% | 1 | 0% | 0% | 1 |  |  |  |  | 0% | [5 empty] | 0% | 0% | 0% | 1 | 21.21% | 0% | 0% | 1 | 0.3391% | 0% | 0% | 1 | 43.63% | 0% | 0% | 1 | 54.7% | 0% | 0% | 2 | 80.53% | 0% | 0% | 3 | 0.003448% | 0% | 0% | 1 | 0% | 0% | 1 |  |  |  |  | 0% | [5 empty] | 0% | 0% | 0% | 1 | 17.61% | 0% | 0% | 1 | 0.2814% | 0% | 0% | 1 | 43.75% | 0% | 0% | 1 | 52.94% | 0% | 0% | 2 | 73.7% | 0% | 0% | 3 | 0.113% | 0% | 0% | 1 | 0% | 0% | 1 |  |  |  |  | 0% | [5 empty] | 0% | 0% | 0% | 1 | 14.33% | 0% | 0% | 1 | 4.587% | 0% | 0% | 1 | 45.55% | 0% | 0% | 1 | 53.03% | 0% | 0% | 2 | 72.18% | 0% | 0% | 3 | 0.7961% | 0% | 0% | 1
271 | Delaney | Arizona | 0 | 0 | 0 | 0% | 0% | 1 |  |  |  |  | 0% | [5 empty] | 0% | 0% | 0% | 1 | 0% | 0% | 0% | 1 | 0% | 0% | 0% | 1 | 0% | 0% | 0% | 1 | 0% | 0% | 0% | 1 | 0% | 0% | 0% | 1 | 0% | 0% | 0% | 1 | 0% | 0% | 1 |  |  |  |  | 0% | [5 empty] | 0% | 0% | 0% | 1 | 0% | 0% | 0% | 1 | 0% | 0% | 0% | 1 | 0% | 0% | 0% | 1 | 0% | 0% | 0% | 1 | 0% | 0% | 0% | 1 | 0% | 0% | 0% | 1 | 0% | 0% | 1 |  |  |  |  | 0% | [5 empty] | 0% | 0% | 0% | 1 | 0% | 0% | 0% | 1 | 0% | 0% | 0% | 1 | 0% | 0% | 0% | 1 | 0% | 0% | 0% | 1 | 0% | 0% | 0% | 1 | 0% | 0% | 0% | 1 | 0% | 0% | 1 |  |  |  |  | 0% | [5 empty] | 0% | 0% | 0% | 1 | 0% | 0% | 0% | 1 | 0% | 0% | 0% | 1 | 0% | 0% | 0% | 1 | 0% | 0% | 0% | 1 | 0% | 0% | 0% | 1 | 0% | 0% | 0% | 1
272 | Desert View | Southern_NV_Eldorado | 0 | 0 | 0 | 0% | 0% | 1 |  |  |  |  | 0% | [5 empty] | 0% | 0% | 0% | 1 | 0% | 0% | 0% | 1 | 0% | 0% | 0% | 1 | 0% | 0% | 0% | 1 | 0% | 0% | 0% | 1 | 0% | 0% | 0% | 1 | 0% | 0% | 0% | 1 | 0% | 0% | 1 |  |  |  |  | 0% | [5 empty] | 0% | 0% | 0% | 1 | 0% | 0% | 0% | 1 | 0% | 0% | 0% | 1 | 0% | 0% | 0% | 1 | 0% | 0% | 0% | 1 | 0% | 0% | 0% | 1 | 0% | 0% | 0% | 1 | 0% | 0% | 1 |  |  |  |  | 0% | [5 empty] | 0% | 0% | 0% | 1 | 0% | 0% | 0% | 1 | 0% | 0% | 0% | 1 | 0% | 0% | 0% | 1 | 0% | 0% | 0% | 1 | 0% | 0% | 0% | 1 | 0% | 0% | 0% | 1 | 0% | 0% | 1 |  |  |  |  | 0% | [5 empty] | 0% | 0% | 0% | 1 | 0% | 0% | 0% | 1 | 0% | 0% | 0% | 1 | 0% | 0% | 0% | 1 | 0% | 0% | 0% | 1 | 0% | 0% | 0% | 1 | 0% | 0% | 0% | 1
273 | Carpenter Canyon (fka Gamebird) | Southern_NV_Eldorado | 0 | 0 | 0 | 0% | 0% | 1 |  |  |  |  | 0% | [5 empty] | 0% | 0% | 0% | 1 | 36.06% | 0% | 0% | 1 | 1.106% | 0% | 0% | 1 | 11.19% | 0% | 0% | 1 | 37.16% | 0% | 0% | 1 | 100% | 0% | 0% | 5 | 0% | 0% | 0% | 1 | 0% | 0% | 1 |  |  |  |  | 0% | [5 empty] | 0% | 0% | 0% | 1 | 19.2% | 0% | 0% | 1 | 5.014% | 0% | 0% | 1 | 47.8% | 0% | 0% | 1 | 57.82% | 0% | 0% | 2 | 77.68% | 0% | 0% | 3 | 0.6904% | 0% | 0% | 1 | 0% | 0% | 1 |  |  |  |  | 0% | [5 empty] | 0% | 0% | 0% | 1 | 17.38% | 0% | 0% | 1 | 4.537% | 0% | 0% | 1 | 51.86% | 0% | 0% | 2 | 60.93% | 0% | 0% | 2 | 78.02% | 0% | 0% | 3 | 0.626% | 0% | 0% | 1 | 0% | 0% | 1 |  |  |  |  | 0% | [5 empty] | 0% | 0% | 0% | 1 | 14.75% | 0% | 0% | 1 | 3.85% | 0% | 0% | 1 | 46.01% | 0% | 0% | 1 | 53.71% | 0% | 0% | 2 | 70.35% | 0% | 0% | 3 | 0.6675% | 0% | 0% | 1
274 | Hassayampa | Arizona | 0 | 0 | 0 | 0% | 0% | 1 |  |  |  |  | 0% | [5 empty] | 0% | 0% | 0% | 1 | 0% | 0% | 0% | 1 | 0% | 0% | 0% | 1 | 0% | 0% | 0% | 1 | 0% | 0% | 0% | 1 | 0% | 0% | 0% | 1 | 0% | 0% | 0% | 1 | 0% | 0% | 1 |  |  |  |  | 0% | [5 empty] | 0% | 0% | 0% | 1 | 0% | 0% | 0% | 1 | 0% | 0% | 0% | 1 | 0% | 0% | 0% | 1 | 0% | 0% | 0% | 1 | 0% | 0% | 0% | 1 | 0% | 0% | 0% | 1 | 0% | 0% | 1 |  |  |  |  | 0% | [5 empty] | 0% | 0% | 0% | 1 | 0% | 0% | 0% | 1 | 0% | 0% | 0% | 1 | 0% | 0% | 0% | 1 | 0% | 0% | 0% | 1 | 0% | 0% | 0% | 1 | 0% | 0% | 0% | 1 | 0% | 0% | 1 |  |  |  |  | 0% | [5 empty] | 0% | 0% | 0% | 1 | 0% | 0% | 0% | 1 | 0% | 0% | 0% | 1 | 0% | 0% | 0% | 1 | 0% | 0% | 0% | 1 | 0% | 0% | 0% | 1 | 0% | 0% | 0% | 1
275 | Hoodoo Wash | Arizona | 0 | 0 | 0 | 0% | 0% | 1 |  |  |  |  | 0% | [5 empty] | 0% | 0% | 0% | 1 | 0% | 0% | 0% | 1 | 0% | 0% | 0% | 1 | 0% | 0% | 0% | 1 | 0% | 0% | 0% | 1 | 0% | 0% | 0% | 1 | 0% | 0% | 0% | 1 | 0% | 0% | 1 |  |  |  |  | 0% | [5 empty] | 0% | 0% | 0% | 1 | 0% | 0% | 0% | 1 | 0% | 0% | 0% | 1 | 0% | 0% | 0% | 1 | 0% | 0% | 0% | 1 | 0% | 0% | 0% | 1 | 0% | 0% | 0% | 1 | 0% | 0% | 1 |  |  |  |  | 0% | [5 empty] | 0% | 0% | 0% | 1 | 0% | 0% | 0% | 1 | 0% | 0% | 0% | 1 | 0% | 0% | 0% | 1 | 0% | 0% | 0% | 1 | 0% | 0% | 0% | 1 | 0% | 0% | 0% | 1 | 0% | 0% | 1 |  |  |  |  | 0% | [5 empty] | 0% | 0% | 0% | 1 | 0% | 0% | 0% | 1 | 0% | 0% | 0% | 1 | 0% | 0% | 0% | 1 | 0% | 0% | 0% | 1 | 0% | 0% | 0% | 1 | 0% | 0% | 0% | 1
276 | Innovation | Southern_NV_Eldorado | 0 | 0 | 0 | 0% | 0% | 1 |  |  |  |  | 0% | [5 empty] | 0% | 0% | 0% | 1 | 0% | 0% | 0% | 1 | 0% | 0% | 0% | 1 | 0% | 0% | 0% | 1 | 0% | 0% | 0% | 1 | 0% | 0% | 0% | 1 | 0% | 0% | 0% | 1 | 0% | 0% | 1 |  |  |  |  | 0% | [5 empty] | 0% | 0% | 0% | 1 | 0% | 0% | 0% | 1 | 0% | 0% | 0% | 1 | 0% | 0% | 0% | 1 | 0% | 0% | 0% | 1 | 0% | 0% | 0% | 1 | 0% | 0% | 0% | 1 | 0% | 0% | 1 |  |  |  |  | 0% | [5 empty] | 0% | 0% | 0% | 1 | 0% | 0% | 0% | 1 | 0% | 0% | 0% | 1 | 0% | 0% | 0% | 1 | 0% | 0% | 0% | 1 | 0% | 0% | 0% | 1 | 0% | 0% | 0% | 1 | 0% | 0% | 1 |  |  |  |  | 0% | [5 empty] | 0% | 0% | 0% | 1 | 0.2733% | 0% | 0% | 1 | 78.32% | 0% | 0% | 3 | 87.24% | 0% | 0% | 3 | 87.51% | 0% | 0% | 3 | 94.75% | 0% | 0% | 4 | 1.104% | 0% | 0% | 1
277 | Lathrop | Southern_NV_Eldorado | 0 | 0 | 0 | 0% | 0% | 1 |  |  |  |  | 0% | [5 empty] | 0% | 0% | 0% | 1 | 0% | 0% | 0% | 1 | 0% | 0% | 0% | 1 | 0% | 0% | 0% | 1 | 0% | 0% | 0% | 1 | 0% | 0% | 0% | 1 | 0% | 0% | 0% | 1 | 0% | 0% | 1 |  |  |  |  | 0% | [5 empty] | 0% | 0% | 0% | 1 | 0% | 0% | 0% | 1 | 0% | 0% | 0% | 1 | 0% | 0% | 0% | 1 | 0% | 0% | 0% | 1 | 0% | 0% | 0% | 1 | 0% | 0% | 0% | 1 | 0% | 0% | 1 |  |  |  |  | 0% | [5 empty] | 0% | 0% | 0% | 1 | 0% | 0% | 0% | 1 | 0% | 0% | 0% | 1 | 0% | 0% | 0% | 1 | 0% | 0% | 0% | 1 | 100% | 0% | 0% | 5 | 0.4541% | 0% | 0% | 1 | 0% | 0% | 1 |  |  |  |  | 0% | [5 empty] | 0% | 0% | 0% | 1 | 0.03137% | 0% | 0% | 1 | 0% | 0% | 0% | 1 | 2.708% | 0% | 0% | 1 | 2.74% | 0% | 0% | 1 | 100% | 0% | 0% | 5 | 0.4412% | 0% | 0% | 1
278 | Mohave | Southern_NV_Eldorado | 0 | 0 | 0 | 0% | 0% | 1 |  |  |  |  | 0% | [5 empty] | 0% | 0% | 0% | 1 | 0% | 0% | 0% | 1 | 44.26% | 0% | 0% | 1 | 0% | 0% | 0% | 1 | 44.26% | 0% | 0% | 1 | 74.52% | 0% | 0% | 3 | 8.92% | 0% | 0% | 1 | 0% | 0% | 1 |  |  |  |  | 0% | [5 empty] | 0% | 0% | 0% | 1 | 13.93% | 0% | 0% | 1 | 88.93% | 0% | 0% | 3 | 0% | 0% | 0% | 1 | 88.93% | 0% | 0% | 3 | 25% | 0% | 0% | 1 | 15.48% | 0% | 0% | 1 | 0% | 0% | 1 |  |  |  |  | 0% | [5 empty] | 0% | 0% | 0% | 1 | 23.49% | 0% | 0% | 1 | 79.04% | 0% | 0% | 3 | 0% | 0% | 0% | 1 | 84.3% | 0% | 0% | 3 | 28.72% | 0% | 0% | 1 | 12.63% | 0% | 0% | 1 | 0% | 0% | 1 |  |  |  |  | 0% | [5 empty] | 0% | 0% | 0% | 1 | 17.53% | 0% | 0% | 1 | 55.43% | 0% | 0% | 2 | 23.07% | 0% | 0% | 1 | 69.7% | 0% | 0% | 2 | 53.87% | 0% | 0% | 2 | 6.355% | 0% | 0% | 1
279 | Pahrump | Southern_NV_Eldorado | 0 | 0 | 0 | 0% | 0% | 1 |  |  |  |  | 0% | [5 empty] | 0% | 0% | 0% | 1 | 0% | 0% | 0% | 1 | 39.38% | 0% | 0% | 1 | 44.93% | 0% | 0% | 1 | 44.93% | 0% | 0% | 1 | 82.18% | 0% | 0% | 3 | 5.458% | 0% | 0% | 1 | 0% | 0% | 1 |  |  |  |  | 0% | [5 empty] | 0% | 0% | 0% | 1 | 23.92% | 0% | 0% | 1 | 6.245% | 0% | 0% | 1 | 34.99% | 0% | 0% | 1 | 47.48% | 0% | 0% | 1 | 86.59% | 0% | 0% | 3 | 0.8578% | 0% | 0% | 1 | 0% | 0% | 1 |  |  |  |  | 0% | [5 empty] | 0% | 0% | 0% | 1 | 17% | 0% | 0% | 1 | 4.438% | 0% | 0% | 1 | 50.69% | 0% | 0% | 2 | 59.57% | 0% | 0% | 2 | 77.05% | 0% | 0% | 3 | 0.6378% | 0% | 0% | 1 | 0% | 0% | 1 |  |  |  |  | 0% | [5 empty] | 0% | 0% | 0% | 1 | 15.32% | 0% | 0% | 1 | 3.999% | 0% | 0% | 1 | 47.78% | 0% | 0% | 1 | 55.78% | 0% | 0% | 2 | 72.56% | 0% | 0% | 3 | 0.6418% | 0% | 0% | 1
280 | Palo Verde | Arizona | 0 | 0 | 0 | 0% | 0% | 1 |  |  |  |  | 0% | [5 empty] | 0% | 0% | 0% | 1 | 0% | 0% | 0% | 1 | 0% | 0% | 0% | 1 | 0% | 0% | 0% | 1 | 0% | 0% | 0% | 1 | 0% | 0% | 0% | 1 | 0% | 0% | 0% | 1 | 0% | 0% | 1 |  |  |  |  | 0% | [5 empty] | 0% | 0% | 0% | 1 | 0% | 0% | 0% | 1 | 0% | 0% | 0% | 1 | 0% | 0% | 0% | 1 | 0% | 0% | 0% | 1 | 0% | 0% | 0% | 1 | 0% | 0% | 0% | 1 | 0% | 0% | 1 |  |  |  |  | 0% | [5 empty] | 0% | 0% | 0% | 1 | 0% | 0% | 0% | 1 | 0% | 0% | 0% | 1 | 0% | 0% | 0% | 1 | 0% | 0% | 0% | 1 | 0% | 0% | 0% | 1 | 0% | 0% | 0% | 1 | 0% | 0% | 1 |  |  |  |  | 0% | [5 empty] | 0% | 0% | 0% | 1 | 0% | 0% | 0% | 1 | 0% | 0% | 0% | 1 | 0% | 0% | 0% | 1 | 0% | 0% | 0% | 1 | 0% | 0% | 0% | 1 | 0% | 0% | 0% | 1
281 | Primm | Southern_NV_Eldorado | 0 | 0 | 0 | 0% | 0% | 1 |  |  |  |  | 0% | [5 empty] | 0% | 0% | 0% | 1 | 87.62% | 0% | 0% | 3 | 79.14% | 0% | 0% | 3 | 11.82% | 0% | 0% | 1 | 99.4% | 0% | 0% | 5 | 44.91% | 0% | 0% | 1 | 0% | 0% | 0% | 1 | 0% | 0% | 1 |  |  |  |  | 0% | [5 empty] | 0% | 0% | 0% | 1 | 82.41% | 0% | 0% | 3 | 74.44% | 0% | 0% | 3 | 11% | 0% | 0% | 1 | 93.36% | 0% | 0% | 4 | 48.16% | 0% | 0% | 1 | 0% | 0% | 0% | 1 | 0% | 0% | 1 |  |  |  |  | 0% | [5 empty] | 0% | 0% | 0% | 1 | 58.11% | 0% | 0% | 2 | 55.53% | 0% | 0% | 2 | 8.372% | 0% | 0% | 1 | 67.33% | 0% | 0% | 2 | 62.05% | 0% | 0% | 2 | 0.522% | 0% | 0% | 1 | 0% | 0% | 1 |  |  |  |  | 0% | [5 empty] | 0% | 0% | 0% | 1 | 24.17% | 0% | 0% | 1 | 33.93% | 0% | 0% | 1 | 10.45% | 0% | 0% | 1 | 39.49% | 0% | 0% | 1 | 71.65% | 0% | 0% | 3 | 0.3097% | 0% | 0% | 1
282 | Sloan Canyon (fka Bob) | Southern_NV_Eldorado | 0 | 0 | 0 | 0% | 0% | 1 |  |  |  |  | 0% | [5 empty] | 0% | 0% | 0% | 1 | 0% | 0% | 0% | 1 | 0% | 0% | 0% | 1 | 0% | 0% | 0% | 1 | 0% | 0% | 0% | 1 | 0% | 0% | 0% | 1 | 0% | 0% | 0% | 1 | 0% | 0% | 1 |  |  |  |  | 0% | [5 empty] | 0% | 0% | 0% | 1 | 0% | 0% | 0% | 1 | 0% | 0% | 0% | 1 | 0% | 0% | 0% | 1 | 0% | 0% | 0% | 1 | 0% | 0% | 0% | 1 | 0% | 0% | 0% | 1 | 0% | 0% | 1 |  |  |  |  | 0% | [5 empty] | 0% | 0% | 0% | 1 | 0% | 0% | 0% | 1 | 0% | 0% | 0% | 1 | 0% | 0% | 0% | 1 | 0% | 0% | 0% | 1 | 0% | 0% | 0% | 1 | 0% | 0% | 0% | 1 | 0% | 0% | 1 |  |  |  |  | 0% | [5 empty] | 0% | 0% | 0% | 1 | 95.83% | 0% | 0% | 5 | 72.97% | 0% | 0% | 3 | 0.0005072% | 0% | 0% | 1 | 95.83% | 0% | 0% | 5 | 37.42% | 0% | 0% | 1 | 0% | 0% | 0% | 1
283 | Valley (VEA) | Southern_NV_Eldorado | 0 | 0 | 0 | 0% | 0% | 1 |  |  |  |  | 0% | [5 empty] | 0% | 0% | 0% | 1 | 0% | 0% | 0% | 1 | 0% | 0% | 0% | 1 | 0% | 0% | 0% | 1 | 0% | 0% | 0% | 1 | 100% | 0% | 0% | 5 | 0.4541% | 0% | 0% | 1 | 0% | 0% | 1 |  |  |  |  | 0% | [5 empty] | 0% | 0% | 0% | 1 | 0% | 0% | 0% | 1 | 0% | 0% | 0% | 1 | 0% | 0% | 0% | 1 | 0% | 0% | 0% | 1 | 100% | 0% | 0% | 5 | 0.4541% | 0% | 0% | 1 | 0% | 0% | 1 |  |  |  |  | 0% | [5 empty] | 0% | 0% | 0% | 1 | 0% | 0% | 0% | 1 | 0% | 0% | 0% | 1 | 6.11% | 0% | 0% | 1 | 6.11% | 0% | 0% | 1 | 100% | 0% | 0% | 5 | 0.4263% | 0% | 0% | 1 | 0% | 0% | 1 |  |  |  |  | 0% | [5 empty] | 0% | 0% | 0% | 1 | 0.02559% | 0% | 0% | 1 | 0% | 0% | 0% | 1 | 5.262% | 0% | 0% | 1 | 5.288% | 0% | 0% | 1 | 88.05% | 0% | 0% | 3 | 0.4384% | 0% | 0% | 1
284 | Vista (VEA) | Southern_NV_Eldorado | 0 | 0 | 0 | 0% | 0% | 1 |  |  |  |  | 0% | [5 empty] | 0% | 0% | 0% | 1 | 0% | 0% | 0% | 1 | 0% | 0% | 0% | 1 | 0% | 0% | 0% | 1 | 0% | 0% | 0% | 1 | 0% | 0% | 0% | 1 | 0% | 0% | 0% | 1 | 0% | 0% | 1 |  |  |  |  | 0% | [5 empty] | 0% | 0% | 0% | 1 | 0.08838% | 0% | 0% | 1 | 71.61% | 0% | 0% | 3 | 95.71% | 0% | 0% | 5 | 95.8% | 0% | 0% | 5 | 57.04% | 0% | 0% | 2 | 10.48% | 0% | 0% | 1 | 0% | 0% | 1 |  |  |  |  | 0% | [5 empty] | 0% | 0% | 0% | 1 | 12.15% | 0% | 0% | 1 | 15.52% | 0% | 0% | 1 | 30.66% | 0% | 0% | 1 | 42.82% | 0% | 0% | 1 | 86.98% | 0% | 0% | 3 | 2.132% | 0% | 0% | 1 | 0% | 0% | 1 |  |  |  |  | 0% | [5 empty] | 0% | 0% | 0% | 1 | 14.77% | 0% | 0% | 1 | 3.856% | 0% | 0% | 1 | 45.05% | 0% | 0% | 1 | 52.76% | 0% | 0% | 2 | 78.2% | 0% | 0% | 3 | 0.6396% | 0% | 0% | 1
285 | Bay Boulevard | Greater_SD | 0 | 0 | 0 | 0% | 0% | 1 |  |  |  |  | 0% | [5 empty] | 3.408% | 0% | 3.408% | 1 | 2.124% | 0% | 0% | 1 | 22.3% | 0% | 0% | 1 | 85.63% | 0% | 0% | 3 | 85.98% | 0% | 0% | 3 | 0% | 0% | 0% | 1 | 3.596% | 0% | 0% | 1 | 0% | 0% | 1 |  |  |  |  | 0% | [5 empty] | 7.001% | 0% | 7.001% | 1 | 4.379% | 0% | 0% | 1 | 25.71% | 0% | 0% | 1 | 81.12% | 0% | 0% | 3 | 81.41% | 0% | 0% | 3 | 1.635% | 0% | 0% | 1 | 3.666% | 0% | 0% | 1 | 0% | 0% | 1 |  |  |  |  | 0% | [5 empty] | 6.869% | 0.1147% | 6.983% | 2 | 4.297% | 0% | 0% | 1 | 25.4% | 0% | 0% | 1 | 80.46% | 0% | 0% | 3 | 80.75% | 0% | 0% | 3 | 1.719% | 0% | 0% | 1 | 3.64% | 0% | 0% | 1 | 0% | 0% | 1 |  |  |  |  | 0% | [5 empty] | 6.409% | 5.638% | 12.05% | 2 | 4.043% | 0% | 0% | 1 | 25.22% | 0% | 0% | 1 | 79.91% | 0% | 0% | 3 | 80.18% | 0% | 0% | 3 | 4.324% | 0% | 0% | 1 | 3.592% | 0% | 0% | 1
286 | Beatty | Southern_NV_Eldorado | 0 | 0 | 0 | 0% | 0% | 1 |  |  |  |  | 0% | [5 empty] | 0% | 0% | 0% | 1 | 0% | 0% | 0% | 1 | 0% | 0% | 0% | 1 | 0% | 0% | 0% | 1 | 0% | 0% | 0% | 1 | 0% | 0% | 0% | 1 | 0% | 0% | 0% | 1 | 0% | 0% | 1 |  |  |  |  | 0% | [5 empty] | 0% | 0% | 0% | 1 | 0% | 0% | 0% | 1 | 0% | 0% | 0% | 1 | 0% | 0% | 0% | 1 | 0% | 0% | 0% | 1 | 100% | 0% | 0% | 5 | 0% | 0% | 0% | 1 | 0% | 0% | 1 |  |  |  |  | 0% | [5 empty] | 0% | 0% | 0% | 1 | 0% | 0% | 0% | 1 | 0% | 0% | 0% | 1 | 0% | 0% | 0% | 1 | 0% | 0% | 0% | 1 | 100% | 0% | 0% | 5 | 0% | 0% | 0% | 1 | 0% | 0% | 1 |  |  |  |  | 0% | [5 empty] | 0% | 0% | 0% | 1 | 0% | 0% | 0% | 1 | 0% | 0% | 0% | 1 | 0% | 0% | 0% | 1 | 0% | 0% | 0% | 1 | 100% | 0% | 0% | 5 | 0% | 0% | 0% | 1
287 | Lee Lake (Proposed) | Riverside (Exclude) | 0 | 0 | 0 | 0% | 0% | 1 |  |  |  |  | 0% | [5 empty] | 0% | 0% | 0% | 1 | 0% | 0% | 0% | 1 | 0% | 0% | 0% | 1 | 0% | 0% | 0% | 1 | 0% | 0% | 0% | 1 | 0% | 0% | 0% | 1 | 0% | 0% | 0% | 1 | 0% | 0% | 1 |  |  |  |  | 0% | [5 empty] | 0% | 0% | 0% | 1 | 0% | 0% | 0% | 1 | 0% | 0% | 0% | 1 | 0% | 0% | 0% | 1 | 0% | 0% | 0% | 1 | 0% | 0% | 0% | 1 | 0% | 0% | 0% | 1 | 0% | 0% | 1 |  |  |  |  | 0% | [5 empty] | 0% | 100% | 100% | 5 | 67.71% | 0% | 0% | 2 | 32.29% | 0% | 0% | 1 | 32.29% | 0% | 0% | 1 | 100% | 0% | 0% | 5 | 50.93% | 0% | 0% | 2 | 1.329% | 0% | 0% | 1 | 0% | 0% | 1 |  |  |  |  | 0% | [5 empty] | 1.75% | 20.13% | 21.88% | 4 | 15.56% | 0% | 0% | 1 | 20.52% | 0% | 0% | 1 | 83.1% | 0% | 0% | 3 | 92.97% | 0% | 0% | 4 | 11.64% | 0% | 0% | 1 | 6.001% | 0% | 0% | 1
288 | Leprino Jct | Central_Valley_North_Los_Banos | 0 | 0 | 0 | 0% | 0% | 1 |  |  |  |  | 30.4% | [5 empty] | 0% | 0% | 0% | 1 | 1.248% | 0% | 0% | 1 | 0% | 0% | 0% | 1 | 0.1467% | 0% | 0% | 1 | 1.248% | 0% | 0% | 1 | 0% | 0% | 0% | 1 | 3.591% | 0% | 0% | 1 | 0% | 0% | 1 |  |  |  |  | 50.36% | [5 empty] | 0% | 0% | 0% | 1 | 4.111% | 0% | 0% | 1 | 2.046% | 0% | 0% | 1 | 2.584% | 0% | 0% | 1 | 6.101% | 0% | 0% | 1 | 0% | 0% | 0% | 1 | 2.297% | 0% | 0% | 1 | 0% | 0% | 1 |  |  |  |  | 54.85% | [5 empty] | 0% | 0% | 0% | 1 | 5.464% | 0% | 0% | 1 | 1.768% | 0% | 0% | 1 | 4.534% | 0% | 0% | 1 | 9.626% | 0% | 0% | 1 | 0% | 0% | 0% | 1 | 1.774% | 0% | 0% | 1 | 0% | 0% | 1 |  |  |  |  | 48.13% | [5 empty] | 0% | 0% | 0% | 1 | 10.15% | 0% | 0% | 1 | 2.433% | 0% | 0% | 1 | 5.188% | 0% | 0% | 1 | 12.93% | 0% | 0% | 1 | 1.426% | 0% | 0% | 1 | 1.296% | 0% | 0% | 1
289 | Mead | Southern_NV_Eldorado | 0 | 0 | 0 | 0% | 0% | 1 |  |  |  |  | 0% | [5 empty] | 0% | 0% | 0% | 1 | 0% | 0% | 0% | 1 | 0% | 0% | 0% | 1 | 0% | 0% | 0% | 1 | 0% | 0% | 0% | 1 | 0% | 0% | 0% | 1 | 0% | 0% | 0% | 1 | 0% | 0% | 1 |  |  |  |  | 0% | [5 empty] | 0% | 0% | 0% | 1 | 0% | 0% | 0% | 1 | 0% | 0% | 0% | 1 | 0% | 0% | 0% | 1 | 0% | 0% | 0% | 1 | 0% | 0% | 0% | 1 | 0% | 0% | 0% | 1 | 0% | 0% | 1 |  |  |  |  | 0% | [5 empty] | 0% | 0% | 0% | 1 | 0% | 0% | 0% | 1 | 0% | 0% | 0% | 1 | 0% | 0% | 0% | 1 | 0% | 0% | 0% | 1 | 0% | 0% | 0% | 1 | 0% | 0% | 0% | 1 | 0% | 0% | 1 |  |  |  |  | 0% | [5 empty] | 0% | 0% | 0% | 1 | 0% | 0% | 0% | 1 | 0% | 0% | 0% | 1 | 0% | 0% | 0% | 1 | 0% | 0% | 0% | 1 | 0% | 0% | 0% | 1 | 0% | 0% | 0% | 1
290 | Quinto | Central_Valley_North_Los_Banos | 0 | 0 | 0 | 0% | 0% | 1 |  |  |  |  | 7.789% | [5 empty] | 2.734% | 0% | 2.734% | 1 | 78.89% | 0% | 0% | 3 | 3.431% | 0% | 0% | 1 | 12.06% | 0% | 0% | 1 | 80.56% | 0% | 0% | 3 | 24.07% | 0% | 0% | 1 | 6.537% | 0% | 0% | 1 | 0% | 0% | 1 |  |  |  |  | 6.982% | [5 empty] | 6.89% | 0% | 6.89% | 1 | 75.4% | 0% | 0% | 3 | 7.024% | 0% | 0% | 1 | 14.38% | 0% | 0% | 1 | 79.76% | 0% | 0% | 3 | 39.28% | 0% | 0% | 1 | 7.574% | 0% | 0% | 1 | 0% | 0% | 1 |  |  |  |  | 17.19% | [5 empty] | 6.098% | 0% | 6.098% | 1 | 67.62% | 0% | 0% | 2 | 11.5% | 0% | 0% | 1 | 17.51% | 0% | 0% | 1 | 72.91% | 0% | 0% | 3 | 33.38% | 0% | 0% | 1 | 8.288% | 0% | 0% | 1 | 0% | 0% | 1 |  |  |  |  | 38.24% | [5 empty] | 9.514% | 0% | 9.514% | 1 | 53.8% | 0% | 0% | 2 | 13.74% | 0% | 0% | 1 | 21.4% | 0% | 0% | 1 | 57.93% | 0% | 0% | 2 | 24.29% | 0% | 0% | 1 | 5.724% | 0% | 0% | 1
291 | Sandy | Southern_NV_Eldorado | 0 | 0 | 0 | 0% | 0% | 1 |  |  |  |  | 0% | [5 empty] | 0% | 0% | 0% | 1 | 0% | 0% | 0% | 1 | 0% | 0% | 0% | 1 | 0% | 0% | 0% | 1 | 0% | 0% | 0% | 1 | 0% | 0% | 0% | 1 | 0% | 0% | 0% | 1 | 0% | 0% | 1 |  |  |  |  | 0% | [5 empty] | 0% | 0% | 0% | 1 | 0% | 0% | 0% | 1 | 0% | 0% | 0% | 1 | 6.361% | 0% | 0% | 1 | 6.361% | 0% | 0% | 1 | 9.036% | 0% | 0% | 1 | 1.088% | 0% | 0% | 1 | 0% | 0% | 1 |  |  |  |  | 0% | [5 empty] | 0% | 0% | 0% | 1 | 17.93% | 0% | 0% | 1 | 0.09561% | 0% | 0% | 1 | 43.2% | 0% | 0% | 1 | 52.56% | 0% | 0% | 2 | 70.5% | 0% | 0% | 3 | 0.3532% | 0% | 0% | 1 | 0% | 0% | 1 |  |  |  |  | 0% | [5 empty] | 0% | 0% | 0% | 1 | 14.63% | 0% | 0% | 1 | 5.552% | 0% | 0% | 1 | 43.96% | 0% | 0% | 1 | 51.59% | 0% | 0% | 2 | 73.97% | 0% | 0% | 3 | 0.5642% | 0% | 0% | 1
292 | Eldorado | Southern_NV_Eldorado | 0 | 0 | 0 | 0% | 0% | 1 |  |  |  |  | 0% | [5 empty] | 0% | 0% | 0% | 1 | 0% | 0% | 0% | 1 | 0% | 0% | 0% | 1 | 0% | 0% | 0% | 1 | 0% | 0% | 0% | 1 | 0% | 0% | 0% | 1 | 0% | 0% | 0% | 1 | 0% | 0% | 1 |  |  |  |  | 0% | [5 empty] | 0% | 0% | 0% | 1 | 0% | 0% | 0% | 1 | 0% | 0% | 0% | 1 | 0% | 0% | 0% | 1 | 0% | 0% | 0% | 1 | 0% | 0% | 0% | 1 | 0% | 0% | 0% | 1 | 0% | 0% | 1 |  |  |  |  | 0% | [5 empty] | 0% | 0% | 0% | 1 | 0% | 0% | 0% | 1 | 0% | 0% | 0% | 1 | 0% | 0% | 0% | 1 | 0% | 0% | 0% | 1 | 0% | 0% | 0% | 1 | 0% | 0% | 0% | 1 | 0% | 0% | 1 |  |  |  |  | 0% | [5 empty] | 0% | 0% | 0% | 1 | 87.57% | 0% | 0% | 3 | 51.79% | 0% | 0% | 2 | 10.96% | 0% | 0% | 1 | 98.53% | 0% | 0% | 5 | 81.2% | 0% | 0% | 3 | 0% | 0% | 0% | 1
293 | Fink (Proposed) |  | 0 | 0 | 0 | 0% | 0% | 1 |  |  |  |  | 5.028% | [5 empty] | 77.72% | 0% | 77.72% | 5 | 94.76% | 0% | 0% | 4 | 29.45% | 0% | 0% | 1 | 64.39% | 0% | 0% | 2 | 97.52% | 0% | 0% | 5 | 75.64% | 0% | 0% | 3 | 3.511% | 0% | 0% | 1 | 0% | 0% | 1 |  |  |  |  | 33.56% | [5 empty] | 18.9% | 0% | 18.9% | 1 | 61.05% | 0% | 0% | 2 | 8.814% | 0% | 0% | 1 | 21.43% | 0% | 0% | 1 | 63.26% | 0% | 0% | 2 | 43.26% | 0% | 0% | 1 | 2.937% | 0% | 0% | 1 | 0% | 0% | 1 |  |  |  |  | 41.42% | [5 empty] | 12.05% | 0% | 12.05% | 1 | 62.06% | 0% | 0% | 2 | 10.13% | 0% | 0% | 1 | 19.75% | 0% | 0% | 1 | 64% | 0% | 0% | 2 | 36.76% | 0% | 0% | 1 | 2.493% | 0% | 0% | 1 | 0% | 0% | 1 |  |  |  |  | 37.84% | [5 empty] | 13.68% | 0% | 13.68% | 1 | 57.94% | 0% | 0% | 2 | 15% | 0% | 0% | 1 | 21.17% | 0% | 0% | 1 | 62.02% | 0% | 0% | 2 | 30.36% | 0% | 0% | 1 | 4.128% | 0% | 0% | 1
294 | Gates-Midway (Proposed) | Central_Valley_North_Los_Banos | 0 | 0 | 0 | 0% | 0% | 1 |  |  |  |  | 0% | [5 empty] | 0% | 0% | 0% | 1 | 0% | 0% | 0% | 1 | 0% | 0% | 0% | 1 | 0% | 0% | 0% | 1 | 0% | 0% | 0% | 1 | 0% | 0% | 0% | 1 | 0% | 0% | 0% | 1 | 0% | 0% | 1 |  |  |  |  | 0% | [5 empty] | 0% | 0% | 0% | 1 | 0% | 0% | 0% | 1 | 0% | 0% | 0% | 1 | 0% | 0% | 0% | 1 | 0% | 0% | 0% | 1 | 0% | 0% | 0% | 1 | 0% | 0% | 0% | 1 | 0% | 0% | 1 |  |  |  |  | 0% | [5 empty] | 1.531% | 0% | 1.531% | 1 | 45.46% | 0% | 0% | 1 | 0% | 0% | 0% | 1 | 97.28% | 0% | 0% | 5 | 98.81% | 0% | 0% | 5 | 2.042% | 0% | 0% | 1 | 0% | 0% | 0% | 1 | 0% | 0% | 1 |  |  |  |  | 0.3592% | [5 empty] | 3.537% | 0% | 3.537% | 1 | 46.35% | 0% | 0% | 1 | 3.219% | 0% | 0% | 1 | 12.67% | 0% | 0% | 1 | 50.88% | 0% | 0% | 2 | 51.61% | 0% | 0% | 2 | 1.166% | 0% | 0% | 1
295 | Rancho Seco - Bellota (Proposed) | Solano | 0 | 0 | 0 | 0% | 0% | 1 |  |  |  |  | 60.51% | [5 empty] | 0% | 0% | 0% | 1 | 0% | 0% | 0% | 1 | 0% | 0% | 0% | 1 | 77.05% | 0% | 0% | 3 | 77.05% | 0% | 0% | 3 | 0% | 0% | 0% | 1 | 11.5% | 0% | 0% | 1 | 0% | 0% | 1 |  |  |  |  | 30.5% | [5 empty] | 0% | 0% | 0% | 1 | 25.96% | 0% | 0% | 1 | 3.964% | 0% | 0% | 1 | 27.38% | 0% | 0% | 1 | 41.67% | 0% | 0% | 1 | 13.12% | 0% | 0% | 1 | 5.825% | 0% | 0% | 1 | 0% | 0% | 1 |  |  |  |  | 19.25% | [5 empty] | 7.707% | 0% | 7.707% | 1 | 59.16% | 0% | 0% | 2 | 4.68% | 0% | 0% | 1 | 25.14% | 0% | 0% | 1 | 69.62% | 0% | 0% | 2 | 24.55% | 0% | 0% | 1 | 6.675% | 0% | 0% | 1 | 0% | 0% | 1 |  |  |  |  | 43.01% | [5 empty] | 5.782% | 0% | 5.782% | 1 | 39.96% | 0% | 0% | 1 | 14.26% | 0% | 0% | 1 | 22.8% | 0% | 0% | 1 | 50.18% | 0% | 0% | 2 | 16.81% | 0% | 0% | 1 | 6.081% | 0% | 0% | 1
296 | Midway - Wheeler Ridge (Proposed) | Central_Valley_North_Los_Banos | 0 | 0 | 0 | 0% | 0% | 1 |  |  |  |  | 0% | [5 empty] | 0% | 0% | 0% | 1 | 0% | 0% | 0% | 1 | 0% | 0% | 0% | 1 | 0% | 0% | 0% | 1 | 0% | 0% | 0% | 1 | 0% | 0% | 0% | 1 | 0% | 0% | 0% | 1 | 0% | 0% | 1 |  |  |  |  | 0% | [5 empty] | 0% | 0% | 0% | 1 | 0% | 0% | 0% | 1 | 0% | 0% | 0% | 1 | 0% | 0% | 0% | 1 | 0% | 0% | 0% | 1 | 0% | 0% | 0% | 1 | 0% | 0% | 0% | 1 | 0% | 0% | 1 |  |  |  |  | 0% | [5 empty] | 91.89% | 0.3205% | 92.21% | 5 | 0.4913% | 0% | 0% | 1 | 0% | 0% | 0% | 1 | 0% | 0% | 0% | 1 | 0.4913% | 0% | 0% | 1 | 84.12% | 0% | 0% | 3 | 3.818% | 0% | 0% | 1 | 0% | 0% | 1 |  |  |  |  | 0% | [5 empty] | 79.34% | 2.43% | 81.77% | 5 | 51.9% | 0% | 0% | 2 | 34.99% | 0% | 0% | 1 | 52.19% | 0% | 0% | 2 | 70.7% | 0% | 0% | 3 | 61.9% | 0% | 0% | 2 | 3.852% | 0% | 0% | 1
297 | Suncrest - Ocotillo (Proposed) | Greater_Imperial | 400 | 16000 | 20 | 294.6% | 24.55% | 5 |  |  |  |  | 0% | [5 empty] | 13.26% | 86.74% | 100% | 5 | 0.2079% | 33.08% | 0% | 2 | 28.56% | 46.2% | 0% | 2 | 44.16% | 59.11% | 0% | 3 | 48.99% | 64.71% | 0% | 3 | 73.58% | 124.9% | 8.946% | 4 | 2.404% | 64.71% | 0% | 3 | 120.2% | 3.698% | 4 |  |  |  |  | 0.2059% | [5 empty] | 37.69% | 60.79% | 98.48% | 5 | 6.392% | 19.88% | 0% | 1 | 26.45% | 25.3% | 0% | 2 | 45.28% | 34.01% | 0% | 2 | 57.16% | 43.44% | 0% | 2 | 58.63% | 44.99% | 0% | 2 | 2.327% | 43.44% | 0% | 2 | 104.1% | 0.74% | 4 |  |  |  |  | 0.1746% | [5 empty] | 38.56% | 59.93% | 98.49% | 5 | 12.29% | 17.99% | 0% | 1 | 25.48% | 21.18% | 0% | 2 | 46.26% | 29.36% | 0% | 2 | 58.34% | 37.88% | 0% | 2 | 57.24% | 36.91% | 0% | 2 | 3.695% | 37.88% | 0% | 2 | 67.68% | 0% | 3 |  |  |  |  | 0.1579% | [5 empty] | 34.06% | 48.41% | 82.47% | 5 | 25.85% | 14.58% | 0% | 1 | 23.91% | 14.2% | 0% | 1 | 43.39% | 19.09% | 0% | 1 | 61.17% | 27.83% | 0% | 2 | 54.49% | 23.75% | 0% | 2 | 4.922% | 27.83% | 0% | 2
298 | North Gila - IV (Proposed) | Greater_Imperial | 0 | 0 | 0 | 0% | 0% | 1 |  |  |  |  | 55.54% | [5 empty] | 0% | 0% | 0% | 1 | 0% | 0% | 0% | 1 | 36.21% | 0% | 0% | 1 | 36.21% | 0% | 0% | 1 | 36.21% | 0% | 0% | 1 | 12.42% | 0% | 0% | 1 | 8.59% | 0% | 0% | 1 | 0% | 0% | 1 |  |  |  |  | 61.69% | [5 empty] | 0% | 0% | 0% | 1 | 3.71% | 0% | 0% | 1 | 21.1% | 0% | 0% | 1 | 21.1% | 0% | 0% | 1 | 24.81% | 0% | 0% | 1 | 10.48% | 0% | 0% | 1 | 5.857% | 0% | 0% | 1 | 0% | 0% | 1 |  |  |  |  | 62.71% | [5 empty] | 0% | 0% | 0% | 1 | 4.83% | 0% | 0% | 1 | 16.61% | 0% | 0% | 1 | 16.61% | 0% | 0% | 1 | 21.44% | 0% | 0% | 1 | 9.427% | 0% | 0% | 1 | 4.991% | 0% | 0% | 1 | 0% | 0% | 1 |  |  |  |  | 51.74% | [5 empty] | 0% | 0% | 0% | 1 | 7.221% | 0% | 0% | 1 | 15.88% | 0% | 0% | 1 | 15.05% | 0% | 0% | 1 | 22.98% | 0% | 0% | 1 | 14.11% | 0% | 0% | 1 | 4.774% | 0% | 0% | 1
299 | Lugo - Pisgah (Proposed) | Greater_Kramer | 150 | 6000 | 15 | 96.58% | 0% | 4 |  |  |  |  | 0% | [5 empty] | 0.2746% | 0% | 0.2746% | 1 | 25.4% | 24.87% | 0% | 2 | 8.297% | 20.23% | 0% | 2 | 7.999% | 20.16% | 0% | 2 | 35.19% | 28.62% | 0% | 2 | 66.06% | 54.66% | 0% | 3 | 0.08549% | 28.62% | 0% | 2 | 22.67% | 0% | 2 |  |  |  |  | 0.4907% | [5 empty] | 16.19% | 0% | 16.19% | 1 | 28.45% | 9.675% | 0% | 1 | 14.74% | 8.12% | 0% | 1 | 20.83% | 8.745% | 0% | 1 | 45.4% | 12.68% | 0% | 1 | 49.17% | 13.62% | 0% | 1 | 0.1618% | 12.68% | 0% | 1 | 12.97% | 0% | 1 |  |  |  |  | 0.4322% | [5 empty] | 16.31% | 0.0001796% | 16.31% | 2 | 29.59% | 6.076% | 0% | 1 | 19.82% | 5.335% | 0% | 1 | 25.41% | 5.735% | 0% | 1 | 49.54% | 8.478% | 0% | 1 | 38.96% | 7.008% | 0% | 1 | 0.5311% | 8.478% | 0% | 1 | 7.913% | 0% | 1 |  |  |  |  | 0.3196% | [5 empty] | 18.1% | 2.906% | 21.01% | 2 | 33.66% | 3.617% | 0% | 1 | 23.38% | 3.132% | 0% | 1 | 28.78% | 3.369% | 0% | 1 | 54.76% | 5.304% | 0% | 2 | 38.26% | 3.886% | 0% | 1 | 0.6405% | 5.304% | 0% | 1
300 | Crow Creek | Central_Valley_North_Los_Banos | 0 | 0 | 0 | 0% | 0% | 1 |  |  |  |  | 10.4% | [5 empty] | 66.6% | 0% | 66.6% | 3 | 88.91% | 0% | 0% | 3 | 25.71% | 0% | 0% | 1 | 55.3% | 0% | 0% | 2 | 91.27% | 0% | 0% | 4 | 64.8% | 0% | 0% | 2 | 4.042% | 0% | 0% | 1 | 0% | 0% | 1 |  |  |  |  | 35.86% | [5 empty] | 18.06% | 0% | 18.06% | 1 | 59.88% | 0% | 0% | 2 | 8.444% | 0% | 0% | 1 | 20.86% | 0% | 0% | 1 | 62.06% | 0% | 0% | 2 | 41.19% | 0% | 0% | 1 | 2.964% | 0% | 0% | 1 | 0% | 0% | 1 |  |  |  |  | 42.36% | [5 empty] | 11.75% | 0% | 11.75% | 1 | 61.44% | 0% | 0% | 2 | 9.892% | 0% | 0% | 1 | 19.42% | 0% | 0% | 1 | 63.31% | 0% | 0% | 2 | 36.04% | 0% | 0% | 1 | 2.418% | 0% | 0% | 1 | 0% | 0% | 1 |  |  |  |  | 38% | [5 empty] | 13.36% | 0% | 13.36% | 1 | 57.62% | 0% | 0% | 2 | 15.01% | 0% | 0% | 1 | 21.28% | 0% | 0% | 1 | 61.82% | 0% | 0% | 2 | 29.67% | 0% | 0% | 1 | 4.127% | 0% | 0% | 1
301 | Harry Allen | Nevada | 0 | 0 | 0 | 0% | 0% | 1 |  |  |  |  | 0% | [5 empty] | 0% | 0% | 0% | 1 | 0% | 0% | 0% | 1 | 0% | 0% | 0% | 1 | 0% | 0% | 0% | 1 | 0% | 0% | 0% | 1 | 0% | 0% | 0% | 1 | 0% | 0% | 0% | 1 | 0% | 0% | 1 |  |  |  |  | 0% | [5 empty] | 0% | 0% | 0% | 1 | 0% | 0% | 0% | 1 | 0% | 0% | 0% | 1 | 0% | 0% | 0% | 1 | 0% | 0% | 0% | 1 | 0% | 0% | 0% | 1 | 0% | 0% | 0% | 1 | 0% | 0% | 1 |  |  |  |  | 0% | [5 empty] | 0% | 0% | 0% | 1 | 0% | 0% | 0% | 1 | 0% | 0% | 0% | 1 | 0% | 0% | 0% | 1 | 0% | 0% | 0% | 1 | 0% | 0% | 0% | 1 | 0% | 0% | 0% | 1 | 0% | 0% | 1 |  |  |  |  | 0% | [5 empty] | 0% | 0% | 0% | 1 | 0% | 0% | 0% | 1 | 0% | 0% | 0% | 1 | 0% | 0% | 0% | 1 | 0% | 0% | 0% | 1 | 0% | 0% | 0% | 1 | 0% | 0% | 0% | 1
302 | Kirker | Solano | 0 | 0 | 0 | 0% | 0% | 1 |  |  |  |  | 0.006571% | [5 empty] | 19.66% | 4.603% | 24.26% | 2 | 46.55% | 0% | 0% | 1 | 70.73% | 0% | 0% | 3 | 46.54% | 0% | 0% | 1 | 79.97% | 0% | 0% | 3 | 14.71% | 0% | 0% | 1 | 55.25% | 0% | 0% | 2 | 0% | 0% | 1 |  |  |  |  | 2.15% | [5 empty] | 19.45% | 7.147% | 26.6% | 2 | 29.74% | 0% | 0% | 1 | 61.61% | 0% | 0% | 2 | 53.3% | 0% | 0% | 2 | 73.73% | 0% | 0% | 3 | 18.59% | 0% | 0% | 1 | 32.13% | 0% | 0% | 1 | 0% | 0% | 1 |  |  |  |  | 16.94% | [5 empty] | 19.31% | 4.862% | 24.18% | 2 | 26.06% | 0% | 0% | 1 | 48.15% | 0% | 0% | 1 | 48.57% | 0% | 0% | 1 | 65.49% | 0% | 0% | 2 | 12.07% | 0% | 0% | 1 | 24.09% | 0% | 0% | 1 | 0% | 0% | 1 |  |  |  |  | 38.21% | [5 empty] | 14.52% | 2.734% | 17.25% | 2 | 27.93% | 0% | 0% | 1 | 29.45% | 0% | 0% | 1 | 33.28% | 0% | 0% | 1 | 51.15% | 0% | 0% | 2 | 11.41% | 0% | 0% | 1 | 13.63% | 0% | 0% | 1
303 | Logan Creek | Northern_California | 0 | 0 | 0 | 0% | 0% | 1 |  |  |  |  | 31.42% | [5 empty] | 6.342% | 0% | 6.342% | 1 | 27% | 0% | 0% | 1 | 3.015% | 0% | 0% | 1 | 5.991% | 0% | 0% | 1 | 31.46% | 0% | 0% | 1 | 25.8% | 0% | 0% | 1 | 4.313% | 0% | 0% | 1 | 0% | 0% | 1 |  |  |  |  | 28.31% | [5 empty] | 12.33% | 0% | 12.33% | 1 | 32.37% | 0% | 0% | 1 | 4.972% | 0% | 0% | 1 | 10.51% | 0% | 0% | 1 | 40.11% | 0% | 0% | 1 | 30.5% | 0% | 0% | 1 | 3.745% | 0% | 0% | 1 | 0% | 0% | 1 |  |  |  |  | 31.37% | [5 empty] | 12.27% | 0% | 12.27% | 1 | 33.89% | 0% | 0% | 1 | 6.433% | 0% | 0% | 1 | 15% | 0% | 0% | 1 | 45.66% | 0% | 0% | 1 | 29.32% | 0% | 0% | 1 | 5.8% | 0% | 0% | 1 | 0% | 0% | 1 |  |  |  |  | 28.54% | [5 empty] | 16.76% | 0% | 16.76% | 1 | 38.3% | 0% | 0% | 1 | 8.164% | 0% | 0% | 1 | 22.52% | 0% | 0% | 1 | 55.72% | 0% | 0% | 2 | 27.4% | 0% | 0% | 1 | 7.951% | 0% | 0% | 1
304 | Julian Hinds | Riverside (Exclude) | 0 | 0 | 20 | 0% | 0% | 1 |  |  |  |  | 0% | [5 empty] | 0% | 0% | 0% | 1 | 100% | 0% | 0% | 5 | 16.76% | 0% | 0% | 1 | 0% | 0% | 0% | 1 | 100% | 0% | 0% | 5 | 43.64% | 0% | 0% | 1 | 0% | 0% | 0% | 1 | 0% | 0% | 1 |  |  |  |  | 0% | [5 empty] | 0% | 0% | 0% | 1 | 14.38% | 0% | 0% | 1 | 39.22% | 0% | 0% | 1 | 2.733% | 0% | 0% | 1 | 51.67% | 0% | 0% | 2 | 51.46% | 0% | 0% | 2 | 0% | 0% | 0% | 1 | 0% | 0% | 1 |  |  |  |  | 0% | [5 empty] | 0% | 0% | 0% | 1 | 11.45% | 0% | 0% | 1 | 21.53% | 0% | 0% | 1 | 1.929% | 0% | 0% | 1 | 32.5% | 0% | 0% | 1 | 36.61% | 0% | 0% | 1 | 0.1003% | 0% | 0% | 1 | 0% | 0% | 1 |  |  |  |  | 9.194% | [5 empty] | 0.4684% | 0% | 0.4684% | 1 | 20.35% | 0% | 0% | 1 | 24.44% | 0% | 0% | 1 | 12.08% | 0% | 0% | 1 | 43.6% | 0% | 0% | 1 | 26.05% | 0% | 0% | 1 | 1.628% | 0% | 0% | 1
305 | Hollister | Peninsula_Monterey | 0 | 0 | 0 | 0% | 0% | 1 |  |  |  |  | 0% | [5 empty] | 63.41% | 0% | 63.41% | 3 | 16.89% | 0% | 0% | 1 | 0% | 0% | 0% | 1 | 0% | 0% | 0% | 1 | 16.89% | 0% | 0% | 1 | 100% | 0% | 0% | 5 | 0% | 0% | 0% | 1 | 0% | 0% | 1 |  |  |  |  | 0% | [5 empty] | 26.59% | 0.1584% | 26.75% | 2 | 97.87% | 0% | 0% | 5 | 0% | 0% | 0% | 1 | 0% | 0% | 0% | 1 | 97.87% | 0% | 0% | 5 | 98.07% | 0% | 0% | 5 | 0.1919% | 0% | 0% | 1 | 0% | 0% | 1 |  |  |  |  | 16.05% | [5 empty] | 29.77% | 0.04238% | 29.82% | 2 | 81.58% | 0% | 0% | 3 | 0.09573% | 0% | 0% | 1 | 1.986% | 0% | 0% | 1 | 81.67% | 0% | 0% | 3 | 76.98% | 0% | 0% | 3 | 1.924% | 0% | 0% | 1 | 0% | 0% | 1 |  |  |  |  | 21.97% | [5 empty] | 30.91% | 1.322% | 32.23% | 2 | 59.27% | 0% | 0% | 2 | 11.41% | 0% | 0% | 1 | 18.45% | 0% | 0% | 1 | 67.55% | 0% | 0% | 2 | 48.16% | 0% | 0% | 1 | 4.216% | 0% | 0% | 1
306 | Boulevard | Greater_Imperial | 63.3 | 2532 | 10 | 18.55% | 0% | 1 |  |  |  |  | 0.03583% | [5 empty] | 70.45% | 28.04% | 98.5% | 5 | 11.41% | 5.375% | 0% | 1 | 9.502% | 5.262% | 0% | 1 | 31.86% | 6.989% | 0% | 1 | 42.84% | 8.332% | 0% | 1 | 51.77% | 9.874% | 0% | 2 | 1.37% | 8.332% | 0% | 1 | 16.86% | 0% | 1 |  |  |  |  | 0.2367% | [5 empty] | 50.62% | 47.64% | 98.27% | 5 | 8.276% | 3.69% | 0% | 1 | 15.12% | 3.988% | 0% | 1 | 30.54% | 4.873% | 0% | 1 | 45.64% | 6.227% | 0% | 1 | 56.73% | 7.823% | 0% | 2 | 1.712% | 6.227% | 0% | 1 | 15.2% | 0% | 1 |  |  |  |  | 0.1828% | [5 empty] | 39.35% | 51.16% | 90.51% | 5 | 11.26% | 2.947% | 0% | 1 | 21.32% | 3.324% | 0% | 1 | 36.11% | 4.093% | 0% | 1 | 53.29% | 5.599% | 0% | 2 | 57.01% | 6.083% | 0% | 2 | 1.977% | 5.599% | 0% | 1 | 11.38% | 0% | 1 |  |  |  |  | 0.14% | [5 empty] | 30.72% | 42.85% | 73.56% | 5 | 10.41% | 2.235% | 0% | 1 | 19.55% | 2.489% | 0% | 1 | 32.42% | 2.964% | 0% | 1 | 46.69% | 3.757% | 0% | 1 | 60.68% | 5.093% | 0% | 2 | 2.729% | 3.757% | 0% | 1
307 | Llagas | Peninsula_Monterey | 0 | 0 | 0 | 0% | 0% | 1 |  |  |  |  | 0% | [5 empty] | 86.83% | 2.635% | 89.46% | 5 | 34.25% | 0% | 0% | 1 | 0% | 0% | 0% | 1 | 0% | 0% | 0% | 1 | 34.25% | 0% | 0% | 1 | 99.78% | 0% | 0% | 5 | 0.4238% | 0% | 0% | 1 | 0% | 0% | 1 |  |  |  |  | 0% | [5 empty] | 49.89% | 47.1% | 96.99% | 5 | 71.08% | 0% | 0% | 3 | 7.33% | 0% | 0% | 1 | 35.78% | 0% | 0% | 1 | 71.08% | 0% | 0% | 3 | 84.87% | 0% | 0% | 3 | 1.186% | 0% | 0% | 1 | 0% | 0% | 1 |  |  |  |  | 10.25% | [5 empty] | 49.93% | 10.4% | 60.33% | 3 | 69.27% | 0% | 0% | 2 | 26.72% | 0% | 0% | 1 | 33.31% | 0% | 0% | 1 | 91.05% | 0% | 0% | 4 | 70.89% | 0% | 0% | 3 | 4.504% | 0% | 0% | 1 | 0% | 0% | 1 |  |  |  |  | 14.25% | [5 empty] | 31.89% | 5.84% | 37.73% | 2 | 69.24% | 0% | 0% | 2 | 15.38% | 0% | 0% | 1 | 27.96% | 0% | 0% | 1 | 81.56% | 0% | 0% | 3 | 61.94% | 0% | 0% | 2 | 2.843% | 0% | 0% | 1
308 | Miller | Central_Valley_North_Los_Banos | 0 | 0 | 0 | 0% | 0% | 1 |  |  |  |  | 2.776% | [5 empty] | 0% | 0% | 0% | 1 | 77.34% | 0% | 0% | 3 | 10.61% | 0% | 0% | 1 | 23.16% | 0% | 0% | 1 | 87.91% | 0% | 0% | 3 | 56.19% | 0% | 0% | 2 | 1.789% | 0% | 0% | 1 | 0% | 0% | 1 |  |  |  |  | 5.757% | [5 empty] | 22.3% | 0% | 22.3% | 2 | 72.58% | 0% | 0% | 3 | 7.102% | 0% | 0% | 1 | 19.54% | 0% | 0% | 1 | 77.06% | 0% | 0% | 3 | 44.8% | 0% | 0% | 1 | 6.313% | 0% | 0% | 1 | 0% | 0% | 1 |  |  |  |  | 17.57% | [5 empty] | 18.49% | 0% | 18.49% | 1 | 68.53% | 0% | 0% | 2 | 8.775% | 0% | 0% | 1 | 19.9% | 0% | 0% | 1 | 71.26% | 0% | 0% | 3 | 40.45% | 0% | 0% | 1 | 5.56% | 0% | 0% | 1 | 0% | 0% | 1 |  |  |  |  | 39.67% | [5 empty] | 12.66% | 0% | 12.66% | 1 | 56.66% | 0% | 0% | 2 | 13.77% | 0% | 0% | 1 | 20.56% | 0% | 0% | 1 | 60.13% | 0% | 0% | 2 | 29.63% | 0% | 0% | 1 | 4.775% | 0% | 0% | 1
309 | Madison | Solano | 0 | 0 | 20 | 0% | 0% | 1 |  |  |  |  | 45.44% | [5 empty] | 14.87% | 0% | 14.87% | 1 | 70.73% | 0% | 0% | 3 | 0.3998% | 0% | 0% | 1 | 1.911% | 0% | 0% | 1 | 72.25% | 0% | 0% | 3 | 18.29% | 0% | 0% | 1 | 1.632% | 0% | 0% | 1 | 0% | 0% | 1 |  |  |  |  | 47.13% | [5 empty] | 16.77% | 0% | 16.77% | 1 | 65.41% | 0% | 0% | 2 | 4.212% | 0% | 0% | 1 | 14.8% | 0% | 0% | 1 | 72.09% | 0% | 0% | 3 | 18.49% | 0% | 0% | 1 | 2.432% | 0% | 0% | 1 | 0% | 0% | 1 |  |  |  |  | 48.77% | [5 empty] | 20.24% | 0% | 20.24% | 2 | 61.08% | 0% | 0% | 2 | 8.487% | 0% | 0% | 1 | 24.77% | 0% | 0% | 1 | 70.86% | 0% | 0% | 3 | 19.5% | 0% | 0% | 1 | 2.943% | 0% | 0% | 1 | 0% | 0% | 1 |  |  |  |  | 46.49% | [5 empty] | 24.01% | 1.056% | 25.07% | 2 | 51.65% | 0% | 0% | 2 | 10.91% | 0% | 0% | 1 | 31.94% | 0% | 0% | 1 | 67.14% | 0% | 0% | 2 | 23.26% | 0% | 0% | 1 | 4.946% | 0% | 0% | 1
310 | New Melones | El_Dorado_Mariposa | 0 | 0 | 0 | 0% | 0% | 1 |  |  |  |  | 0% | [5 empty] | 78.97% | 0% | 78.97% | 5 | 75.81% | 0% | 0% | 3 | 22.89% | 0% | 0% | 1 | 38.39% | 0% | 0% | 1 | 76.07% | 0% | 0% | 3 | 86.56% | 0% | 0% | 3 | 5.457% | 0% | 0% | 1 | 0% | 0% | 1 |  |  |  |  | 1.634% | [5 empty] | 24.1% | 0% | 24.1% | 2 | 91.4% | 0% | 0% | 4 | 23.87% | 0% | 0% | 1 | 32.16% | 0% | 0% | 1 | 93.65% | 0% | 0% | 4 | 85.66% | 0% | 0% | 3 | 11.03% | 0% | 0% | 1 | 0% | 0% | 1 |  |  |  |  | 5.502% | [5 empty] | 12.07% | 0% | 12.07% | 1 | 80.84% | 0% | 0% | 3 | 19.95% | 0% | 0% | 1 | 44.7% | 0% | 0% | 1 | 92.33% | 0% | 0% | 4 | 61.87% | 0% | 0% | 2 | 12.35% | 0% | 0% | 1 | 0% | 0% | 1 |  |  |  |  | 17.42% | [5 empty] | 5.412% | 0% | 5.412% | 1 | 68.79% | 0% | 0% | 2 | 20.34% | 0% | 0% | 1 | 37.83% | 0% | 0% | 1 | 79.81% | 0% | 0% | 3 | 32.65% | 0% | 0% | 1 | 8.724% | 0% | 0% | 1
311 | Waukena | Central_Valley_North_Los_Banos | 0 | 0 | 0 | 0% | 0% | 1 |  |  |  |  | 4.641% | [5 empty] | 0% | 0% | 0% | 1 | 0% | 0% | 0% | 1 | 0% | 0% | 0% | 1 | 0% | 0% | 0% | 1 | 0% | 0% | 0% | 1 | 0% | 0% | 0% | 1 | 1.532% | 0% | 0% | 1 | 0% | 0% | 1 |  |  |  |  | 10.63% | [5 empty] | 0% | 0% | 0% | 1 | 0% | 0% | 0% | 1 | 0% | 0% | 0% | 1 | 0% | 0% | 0% | 1 | 0% | 0% | 0% | 1 | 0% | 0% | 0% | 1 | 4.019% | 0% | 0% | 1 | 0% | 0% | 1 |  |  |  |  | 21.91% | [5 empty] | 0% | 0% | 0% | 1 | 0.3408% | 0% | 0% | 1 | 0% | 0% | 0% | 1 | 0% | 0% | 0% | 1 | 0.3408% | 0% | 0% | 1 | 0% | 0% | 0% | 1 | 3.553% | 0% | 0% | 1 | 0% | 0% | 1 |  |  |  |  | 48.02% | [5 empty] | 0% | 0% | 0% | 1 | 5.564% | 0% | 0% | 1 | 1.527% | 0% | 0% | 1 | 4.296% | 0% | 0% | 1 | 8.253% | 0% | 0% | 1 | 0.217% | 0% | 0% | 1 | 2.336% | 0% | 0% | 1
312 | Excelsior | Central_Valley_North_Los_Banos | 0 | 0 | 0 | 0% | 0% | 1 |  |  |  |  | 48.45% | [5 empty] | 0% | 0% | 0% | 1 | 6.858% | 0% | 0% | 1 | 0.01046% | 0% | 0% | 1 | 1.109% | 0% | 0% | 1 | 6.858% | 0% | 0% | 1 | 2.812% | 0% | 0% | 1 | 0.1871% | 0% | 0% | 1 | 0% | 0% | 1 |  |  |  |  | 48.86% | [5 empty] | 0% | 0% | 0% | 1 | 21.12% | 0% | 0% | 1 | 2.837% | 0% | 0% | 1 | 8.172% | 0% | 0% | 1 | 25.04% | 0% | 0% | 1 | 3.368% | 0% | 0% | 1 | 0.5503% | 0% | 0% | 1 | 0% | 0% | 1 |  |  |  |  | 45.7% | [5 empty] | 0% | 0% | 0% | 1 | 20.19% | 0% | 0% | 1 | 3.772% | 0% | 0% | 1 | 7.622% | 0% | 0% | 1 | 24.04% | 0% | 0% | 1 | 2.655% | 0% | 0% | 1 | 1.068% | 0% | 0% | 1 | 0% | 0% | 1 |  |  |  |  | 48.18% | [5 empty] | 0% | 0% | 0% | 1 | 16.59% | 0% | 0% | 1 | 5.552% | 0% | 0% | 1 | 9.29% | 0% | 0% | 1 | 22.59% | 0% | 0% | 1 | 1.646% | 0% | 0% | 1 | 1.941% | 0% | 0% | 1
313 | Colgate | Northern_California | 0 | 0 | 0 | 0% | 0% | 1 |  |  |  |  | 0% | [5 empty] | 0% | 0% | 0% | 1 | 0% | 0% | 0% | 1 | 0% | 0% | 0% | 1 | 0% | 0% | 0% | 1 | 0% | 0% | 0% | 1 | 0% | 0% | 0% | 1 | 0% | 0% | 0% | 1 | 0% | 0% | 1 |  |  |  |  | 0% | [5 empty] | 10.15% | 48.47% | 58.62% | 5 | 62.19% | 0% | 0% | 2 | 20.9% | 0% | 0% | 1 | 32.4% | 0% | 0% | 1 | 84.88% | 0% | 0% | 3 | 34.51% | 0% | 0% | 1 | 4.262% | 0% | 0% | 1 | 0% | 0% | 1 |  |  |  |  | 7.588% | [5 empty] | 19.17% | 33.23% | 52.41% | 5 | 58.4% | 0% | 0% | 2 | 21.51% | 0% | 0% | 1 | 25.3% | 0% | 0% | 1 | 80.41% | 0% | 0% | 3 | 24.92% | 0% | 0% | 1 | 12.54% | 0% | 0% | 1 | 0% | 0% | 1 |  |  |  |  | 17.38% | [5 empty] | 26.1% | 21.16% | 47.25% | 4 | 43.49% | 0% | 0% | 1 | 23.33% | 0% | 0% | 1 | 24.52% | 0% | 0% | 1 | 69.53% | 0% | 0% | 2 | 23.53% | 0% | 0% | 1 | 11.52% | 0% | 0% | 1
314 | New Sub - Pit 1 - Cottonwood (Proposed) | Northern_California | 206 | 8240 | 15 | 75.78% | 0% | 3 |  |  |  |  | 0.07666% | [5 empty] | 92.94% | 6.723% | 99.66% | 5 | 63.9% | 20.72% | 0% | 2 | 9.729% | 8.285% | 0% | 1 | 11.88% | 8.487% | 0% | 1 | 66.63% | 22.41% | 0% | 2 | 65.13% | 21.45% | 0% | 2 | 5.977% | 22.41% | 0% | 2 | 43.91% | 0% | 2 |  |  |  |  | 0.04621% | [5 empty] | 95.59% | 4.053% | 99.64% | 5 | 50.08% | 9.031% | 0% | 2 | 13.16% | 5.191% | 0% | 1 | 14.41% | 5.267% | 0% | 1 | 56.03% | 10.25% | 0% | 2 | 70.45% | 15.26% | 0% | 3 | 5.068% | 10.25% | 0% | 1 | 32.8% | 0% | 2 |  |  |  |  | 0.09206% | [5 empty] | 95.93% | 3.584% | 99.51% | 5 | 43.98% | 5.187% | 0% | 1 | 21.95% | 3.723% | 0% | 1 | 21.36% | 3.696% | 0% | 1 | 55.63% | 6.549% | 0% | 2 | 73.8% | 11.09% | 0% | 3 | 4.564% | 6.549% | 0% | 1 | 13.08% | 0% | 1 |  |  |  |  | 0.07548% | [5 empty] | 95.06% | 4.544% | 99.6% | 5 | 40.14% | 2.501% | 0% | 1 | 18.42% | 1.835% | 0% | 1 | 20.63% | 1.886% | 0% | 1 | 51.84% | 3.108% | 0% | 2 | 66.46% | 4.464% | 0% | 2 | 4.22% | 3.108% | 0% | 1
315 | Cal Flats |  | 0 | 0 | 0 | 0% | 0% | 1 |  |  |  |  | 0.009864% | [5 empty] | 11.9% | 0% | 11.9% | 1 | 59.93% | 0% | 0% | 2 | 3.345% | 0% | 0% | 1 | 18% | 0% | 0% | 1 | 62.55% | 0% | 0% | 2 | 90.17% | 0% | 0% | 4 | 0.8616% | 0% | 0% | 1 | 0% | 0% | 1 |  |  |  |  | 0.005286% | [5 empty] | 14.43% | 0% | 14.43% | 1 | 62.79% | 0% | 0% | 2 | 10.1% | 0% | 0% | 1 | 18.14% | 0% | 0% | 1 | 65.17% | 0% | 0% | 2 | 82.39% | 0% | 0% | 3 | 1.275% | 0% | 0% | 1 | 0% | 0% | 1 |  |  |  |  | 0.009027% | [5 empty] | 10.64% | 0% | 10.64% | 1 | 63.42% | 0% | 0% | 2 | 6.665% | 0% | 0% | 1 | 23.36% | 0% | 0% | 1 | 67.66% | 0% | 0% | 2 | 63.79% | 0% | 0% | 2 | 1.143% | 0% | 0% | 1 | 0% | 0% | 1 |  |  |  |  | 17.21% | [5 empty] | 15.03% | 0.003802% | 15.04% | 2 | 43.45% | 0% | 0% | 1 | 5.502% | 0% | 0% | 1 | 20.19% | 0% | 0% | 1 | 54.16% | 0% | 0% | 2 | 39.43% | 0% | 0% | 1 | 1.433% | 0% | 0% | 1

## Land_OOS_Analysis_Wind_2040
Land-use and environmental criteria analysis for 2040 onshore wind resources mapped to Nevada or Arizona areas of the CAISO system for 5, 10, 15, and 20 mile radii from substations. This analysis uses the values from the "LandEnvData_SolarWind_OOS" tab to calculate criteria alignment. |  |  |  | Onshore Wind Resource Density Assumption
|  |  |  | 40 | Acres/MW
[6 empty] | 5 Mile Radius Analysis |  |  | 10 Mile Radius Analysis |  |  | 15 Mile Radius Analysis |  |  | 20 Mile Radius Analysis
[6 empty] | WECC Land-Use Screen |  |  | WECC Land-Use Screen |  |  | WECC Land-Use Screen |  |  | WECC Land-Use Screen
OBJECTID | IRP_Substation_Name | RESOLVE_Solar_Area | MWs Mapepd | Acres of MWs Mapped | Distance from Substation Selected (mi) | Lower Implications Area used by MWs Mapped | High Implications Area used by MWs Mapped | Core Screen Criteria Alignment Level | Lower Implications Area used by MWs Mapped | High Implications Area used by MWs Mapped | Core Screen Criteria Alignment Level | Lower Implications Area used by MWs Mapped | High Implications Area used by MWs Mapped | Core Screen Criteria Alignment Level | Lower Implications Area used by MWs Mapped | High Implications Area used by MWs Mapped | Core Screen Criteria Alignment Level
1 | DELANEY | ARIZONA | 0 | 0 | 0 | 0% | 0% | 1 | 0% | 0% | 1 | 0% | 0% | 1 | 0% | 0% | 1
2 | GAMEBIRD | SNV | 0 | 0 | 0 | 0% | 0% | 1 | 0% | 0% | 1 | 0% | 0% | 1 | 0% | 0% | 1
3 | MOHAVE | SNV | 618.5 | 24740 | 20 | 2504% | 39793% | 5 | 130.3% | 42.05% | 5 | 68.14% | 0% | 3 | 42.44% | 0% | 2
4 | HASSAYAMPA | ARIZONA | 0 | 0 | 0 | 0% | 0% | 1 | 0% | 0% | 1 | 0% | 0% | 1 | 0% | 0% | 1
5 | ELDORADO | SNV | 0 | 0 | 0 | 0% | 0% | 1 | 0% | 0% | 1 | 0% | 0% | 1 | 0% | 0% | 1
6 | NORTH GILA | ARIZONA | 0 | 0 | 0 | 0% | 0% | 1 | 0% | 0% | 1 | 0% | 0% | 1 | 0% | 0% | 1
7 | LATHROP | SNV | 300 | 12000 | 15 | 167.8% | 23.44% | 5 | 28.3% | 0% | 2 | 13.86% | 0% | 1 | 10.99% | 0% | 1
8 | BEATTY | SNV | 0 | 0 | 0 | 0% | 0% | 1 | 0% | 0% | 1 | 0% | 0% | 1 | 0% | 0% | 1
9 | VALLEY (VEA) | SNV | 0 | 0 | 0 | 0% | 0% | 1 | 0% | 0% | 1 | 0% | 0% | 1 | 0% | 0% | 1
10 | INNOVATION | SNV | 0 | 0 | 0 | 0% | 0% | 1 | 0% | 0% | 1 | 0% | 0% | 1 | 0% | 0% | 1
11 | HOODOO WASH | ARIZONA | 0 | 0 | 0 | 0% | 0% | 1 | 0% | 0% | 1 | 0% | 0% | 1 | 0% | 0% | 1
12 | VISTA (VEA) | SNV | 0 | 0 | 0 | 0% | 0% | 1 | 0% | 0% | 1 | 0% | 0% | 1 | 0% | 0% | 1
13 | DESERT VIEW | SNV | 0 | 0 | 0 | 0% | 0% | 1 | 0% | 0% | 1 | 0% | 0% | 1 | 0% | 0% | 1
14 | CIELO AZUL | ARIZONA | 0 | 0 | 0 | 0% | 0% | 1 | 0% | 0% | 1 | 0% | 0% | 1 | 0% | 0% | 1
15 | TROUT CANYON | SNV | 0 | 0 | 20 | 0% | 0% | 1 | 0% | 0% | 1 | 0% | 0% | 1 | 0% | 0% | 1
16 | SLOAN CANYON | SNV | 310 | 12400 | 20 | 811.7% | 2790% | 5 | 362% | 230.3% | 5 | 109.8% | 5.515% | 4 | 43.73% | 0% | 2
17 | CHARLESTON PARK | SNV | 0 | 0 | 0 | 0% | 0% | 1 | 0% | 0% | 1 | 0% | 0% | 1 | 0% | 0% | 1
18 | JACKASS FLATS | SNV | 0 | 0 | 0 | 0% | 0% | 1 | 0% | 0% | 1 | 0% | 0% | 1 | 0% | 0% | 1
19 | MCCULLOUGH | SNV | 0 | 0 | 0 | 0% | 0% | 1 | 0% | 0% | 1 | 0% | 0% | 1 | 0% | 0% | 1
20 | MEAD | SNV | 0 | 0 | 0 | 0% | 0% | 1 | 0% | 0% | 1 | 0% | 0% | 1 | 0% | 0% | 1
21 | MERCURY | SNV | 0 | 0 | 0 | 0% | 0% | 1 | 0% | 0% | 1 | 0% | 0% | 1 | 0% | 0% | 1
22 | NORTHWEST (NVE) | SNV | 0 | 0 | 0 | 0% | 0% | 1 | 0% | 0% | 1 | 0% | 0% | 1 | 0% | 0% | 1
23 | PAHRUMP | SNV | 0 | 0 | 0 | 0% | 0% | 1 | 0% | 0% | 1 | 0% | 0% | 1 | 0% | 0% | 1
24 | PALO VERDE | ARIZONA | 0 | 0 | 0 | 0% | 0% | 1 | 0% | 0% | 1 | 0% | 0% | 1 | 0% | 0% | 1
25 | PRIMM | SNV | 0 | 0 | 0 | 0% | 0% | 1 | 0% | 0% | 1 | 0% | 0% | 1 | 0% | 0% | 1
26 | SANDY VALLEY | SNV | 0 | 0 | 0 | 0% | 0% | 1 | 0% | 0% | 1 | 0% | 0% | 1 | 0% | 0% | 1
27 | THOUSANDAIRE | SNV | 0 | 0 | 0 | 0% | 0% | 1 | 0% | 0% | 1 | 0% | 0% | 1 | 0% | 0% | 1
28 | VALLEY SWITCH | SNV | 0 | 0 | 0 | 0% | 0% | 1 | 0% | 0% | 1 | 0% | 0% | 1 | 0% | 0% | 1

## Land_EnvAnalysis_Geo
Land-use and environmental criteria analysis for mapped geothermal resources in California by geothermal field. Mapping analysis is conducted by identified geothermal field rather than by distance from substation. Analysis results apply to both 2035 and 2040 mapping as the amount of geothermal resources mapped is unchanged between the two model years. This analysis uses values from "LandEnvData_Geo" tab to calculate criteria alignment. |  |  |  | Geothermal Resource Density Assumption
|  |  |  | 5 | Acres/MW
[6 empty] | CEC Core Land-Use Screen |  |  | Fire Threat |  |  |  | ACE Terrestrial Connectivity |  |  |  | ACE Biodiversity |  |  |  | ACE Irreplaceability |  |  |  | ACE Combined |  |  |  | Terrestrial Landscape Intactness |  |  |  | Wetlands
Field Count | Geothermal Field Name | RESOLVE Region | MWs Mapped | Acres of MWs Mapped |  | Lower Implications Area used by MWs Mapped | High Implications Area used by MWs Mapped | Core Screen Criteria Alignment Level | Total Potential Area Percentage Tier 2 | Total Potential Area Percentage Tier 3 | Total Potential Area Percentage Tier 2 or 3 | Fire Threat Criteria Alignment Level | Total Potential Area Percentage Higher Implications | Low Implications Area used by MWs Mapped | Higher Implications Area used by MWs Mapped | ACE Connectivity Criteria Alignment | Total Potential Area Percentage Higher Implications | Low Implications Area used by MWs Mapped | Higher Implications Area used by MWs Mapped | ACE Biodiversity Criteria Alignment | Total Potential Area Percentage Higher Implications | Low Implications Area used by MWs Mapped | Higher Implications Area used by MWs Mapped | ACE Irreplaceability Criteria Alignment | Total Potential Area Percentage Higher Implications | Low Implications Area used by MWs Mapped | Higher Implications Area used by MWs Mapped | All ACE Criteria Alignment | Total Potential Area Percentage Higher Implications | Low Implications Area used by MWs Mapped | Higher Implications Area used by MWs Mapped | Intactness Criteria Alignment | Total Potential Area Percentage Higher Implications | Low Implications Area used by MWs Mapped | Higher Implications Area used by MWs Mapped | Wetlands Criteria Alignment
1 | Geysers | Northern_California | 148 | 740 |  | 0.2613% | 0% | 1 | 32.17% | 56.59% | 88.76% | 5 | 47.63% | 0.499% | 0% | 1 | 40.48% | 0.439% | 0% | 1 | 62.18% | 0.6909% | 0% | 2 | 78.98% | 1.243% | 0% | 3 | 41.81% | 0.449% | 0% | 1 | 1.346% | 0.2648% | 0% | 1
2 | Calistoga | Northern_California | 0 | 0 |  | 0% | 0% | 1 | 8.41% | 50.58% | 58.99% | 5 | 65.17% | 0% | 0% | 2 | 82.84% | 0% | 0% | 3 | 95.2% | 0% | 0% | 5 | 100% | 0% | 0% | 5 | 10.6% | 0% | 0% | 1 | 7.017% | 0% | 0% | 1
3 | Lake City - Surprise Valley 1 | Northern_California | 0 | 0 |  | 0% | 0% | 1 | 7.93% | 0% | 7.93% | 1 | 41.62% | 0% | 0% | 1 | 31.94% | 0% | 0% | 1 | 6.507% | 0% | 0% | 1 | 57.42% | 0% | 0% | 2 | 51.73% | 0% | 0% | 2 | 10.44% | 0% | 0% | 1
4 | East Brawley | Greater_Imperial (Exclude) | 125 | 625 |  | 0.8859% | 0% | 1 | 0% | 0% | 0% | 1 | 1.807% | 0.9022% | 0% | 1 | 9.071% | 0.9742% | 0% | 1 | 9.731% | 0.9814% | 0% | 1 | 10.88% | 0.994% | 0% | 1 | 4.353% | 0.9262% | 0% | 1 | 4.102% | 0.9238% | 0% | 1
5 | East Mesa | Greater_Imperial | 0 | 0 |  | 0% | 0% | 1 | 0% | 0% | 0% | 1 | 7.747% | 0% | 0% | 1 | 12.26% | 0% | 0% | 1 | 12.26% | 0% | 0% | 1 | 20% | 0% | 0% | 1 | 37.52% | 0% | 0% | 1 | 5.05% | 0% | 0% | 1
6 | Mono - Long Valley | Greater_Kramer (Exclude) | 40.7 | 203.5 |  | 0.04445% | 0% | 1 | 75.64% | 0% | 75.64% | 5 | 4.868% | 0.04673% | 0% | 1 | 26.9% | 0.06081% | 0% | 1 | 19.3% | 0.05508% | 0% | 1 | 37.45% | 0.07107% | 0% | 1 | 62.53% | 0.1186% | 0% | 2 | 6.903% | 0.04775% | 0% | 1
7 | Wendel - Amedee | Northern_California | 0 | 0 |  | 0% | 0% | 1 | 36.53% | 0% | 36.53% | 2 | 34.75% | 0% | 0% | 1 | 60.88% | 0% | 0% | 2 | 54.37% | 0% | 0% | 2 | 75.33% | 0% | 0% | 3 | 38.37% | 0% | 0% | 1 | 9.961% | 0% | 0% | 1
8 | Glass Mountain | Northern_California | 0 | 0 |  | 0% | 0% | 1 | 83.74% | 0% | 83.74% | 5 | 83.15% | 0% | 0% | 3 | 15.85% | 0% | 0% | 1 | 11.12% | 0% | 0% | 1 | 85.71% | 0% | 0% | 3 | 89.22% | 0% | 0% | 3 | 0.3122% | 0% | 0% | 1
9 | Fort Bidwell | Northern_California | 0 | 0 |  | 0% | 0% | 1 | 100% | 0% | 100% | 5 | 98.42% | 0% | 0% | 5 | 11.3% | 0% | 0% | 1 | 0% | 0% | 0% | 1 | 98.42% | 0% | 0% | 5 | 0% | 0% | 0% | 1 | 41.74% | 0% | 0% | 1
10 | Arrowhead HS | Greater_Kramer | 0 | 0 |  | 0% | 0% | 1 | 0% | 100% | 100% | 5 | 100% | 0% | 0% | 5 | 100% | 0% | 0% | 5 | 0% | 0% | 0% | 1 | 100% | 0% | 0% | 5 | 5.018% | 0% | 0% | 1 | 4.555% | 0% | 0% | 1
11 | Salton Sea | Greater_Imperial (Exclude) | 525 | 2625 |  | 2.543% | 0% | 1 | 0% | 0% | 0% | 1 | 0% | 2.543% | 0% | 1 | 56.23% | 5.809% | 0% | 2 | 63.43% | 6.953% | 0% | 2 | 63.43% | 6.953% | 0% | 2 | 0.3734% | 2.552% | 0% | 1 | 11.24% | 2.865% | 0% | 1
12 | Brawley | Greater_Imperial (Exclude) | 0 | 0 |  | 0% | 0% | 1 | 0% | 0% | 0% | 1 | 0% | 0% | 0% | 1 | 31% | 0% | 0% | 1 | 31% | 0% | 0% | 1 | 31% | 0% | 0% | 1 | 0% | 0% | 0% | 1 | 5.475% | 0% | 0% | 1
13 | Heber | Greater_Imperial | 0 | 0 |  | 0% | 0% | 1 | 0% | 0% | 0% | 1 | 0% | 0% | 0% | 1 | 9.291% | 0% | 0% | 1 | 9.291% | 0% | 0% | 1 | 9.291% | 0% | 0% | 1 | 0% | 0% | 0% | 1 | 7.896% | 0% | 0% | 1
14 | Boyes HS | Mendocino_Marin | 0 | 0 |  | 0% | 0% | 1 | 0% | 0% | 0% | 1 | 0% | 0% | 0% | 1 | 44.98% | 0% | 0% | 1 | 52.63% | 0% | 0% | 2 | 100% | 0% | 0% | 5 | 0% | 0% | 0% | 1 | 48.83% | 0% | 0% | 1
15 | Sonoma Mission Inn | Mendocino_Marin | 0 | 0 |  | 0% | 0% | 1 | 0% | 0% | 0% | 1 | 0% | 0% | 0% | 1 | 15.62% | 0% | 0% | 1 | 36.84% | 0% | 0% | 1 | 100% | 0% | 0% | 5 | 0% | 0% | 0% | 1 | 26.03% | 0% | 0% | 1
16 | Hot Mineral Spa | Greater_Imperial (Exclude) | 0 | 0 |  | 0% | 0% | 1 | 0% | 0% | 0% | 1 | 0% | 0% | 0% | 1 | 26.22% | 0% | 0% | 1 | 90.88% | 0% | 0% | 4 | 92.69% | 0% | 0% | 4 | 16.89% | 0% | 0% | 1 | 24.52% | 0% | 0% | 1
17 | Canby (I'SOT) | Northern_California | 0 | 0 |  | 0% | 0% | 1 | 0.7058% | 0% | 0.7058% | 1 | 0% | 0% | 0% | 1 | 100% | 0% | 0% | 5 | 0% | 0% | 0% | 1 | 100% | 0% | 0% | 5 | 0% | 0% | 0% | 1 | 48.66% | 0% | 0% | 1
18 | West Valley Reservoir | Northern_California | 0 | 0 |  | 0% | 0% | 1 | 70.3% | 0% | 70.3% | 3 | 64.36% | 0% | 0% | 2 | 0% | 0% | 0% | 1 | 35.64% | 0% | 0% | 1 | 100% | 0% | 0% | 5 | 85.49% | 0% | 0% | 3 | 3.505% | 0% | 0% | 1
19 | Little Hot Spring (Fall River) | Northern_California | 0 | 0 |  | 0% | 0% | 1 | 100% | 0% | 100% | 5 | 100% | 0% | 0% | 5 | 0% | 0% | 0% | 1 | 0% | 0% | 0% | 1 | 100% | 0% | 0% | 5 | 0% | 0% | 0% | 1 | 13.21% | 0% | 0% | 1
20 | Carson River | El_Dorado_Mariposa | 0 | 0 |  | 0% | 0% | 1 | 100% | 0% | 100% | 5 | 100% | 0% | 0% | 5 | 0% | 0% | 0% | 1 | 0% | 0% | 0% | 1 | 100% | 0% | 0% | 5 | 100% | 0% | 0% | 5 | 5.734% | 0% | 0% | 1
21 | Tasajara HS | Peninsula_Monterey | 0 | 0 |  | 0% | 0% | 1 | 100% | 0% | 100% | 5 | 100% | 0% | 0% | 5 | 0% | 0% | 0% | 1 | 0% | 0% | 0% | 1 | 100% | 0% | 0% | 5 | 100% | 0% | 0% | 5 | 15.3% | 0% | 0% | 1
22 | Truckhaven | Greater_Imperial (Exclude) | 0 | 0 |  | 0% | 0% | 1 | 0% | 0% | 0% | 1 | 3.735% | 0% | 0% | 1 | 0% | 0% | 0% | 1 | 0% | 0% | 0% | 1 | 3.735% | 0% | 0% | 1 | 47.81% | 0% | 0% | 1 | 0.007969% | 0% | 0% | 1
23 | Brockway Hot Springs | Northern_California | 0 | 0 |  | 0% | 0% | 1 | 51.02% | 0% | 51.02% | 3 | 0% | 0% | 0% | 1 | 0% | 0% | 0% | 1 | 100% | 0% | 0% | 5 | 100% | 0% | 0% | 5 | 0% | 0% | 0% | 1 | 0% | 0% | 0% | 1
24 | Marble Hot Well | Northern_California | 0 | 0 |  | 0% | 0% | 1 | 0% | 0% | 0% | 1 | 0% | 0% | 0% | 1 | 0% | 0% | 0% | 1 | 100% | 0% | 0% | 5 | 100% | 0% | 0% | 5 | 21.02% | 0% | 0% | 1 | 8.7% | 0% | 0% | 1
25 | Paso Robles | Kern_Greater_Carrizo | 0 | 0 |  | 0% | 0% | 1 | 0% | 0% | 0% | 1 | 0% | 0% | 0% | 1 | 0% | 0% | 0% | 1 | 100% | 0% | 0% | 5 | 100% | 0% | 0% | 5 | 0% | 0% | 0% | 1 | 28.05% | 0% | 0% | 1
26 | South Brawley | Greater_Imperial | 0 | 0 |  | 0% | 0% | 1 | 0% | 0% | 0% | 1 | 0% | 0% | 0% | 1 | 0% | 0% | 0% | 1 | 0% | 0% | 0% | 1 | 0% | 0% | 0% | 1 | 0% | 0% | 0% | 1 | 13.99% | 0% | 0% | 1
27 | Sierra Valley | Northern_California | 0 | 0 |  | 0% | 0% | 1 | 0% | 0% | 0% | 1 | 0% | 0% | 0% | 1 | 0% | 0% | 0% | 1 | 0% | 0% | 0% | 1 | 0% | 0% | 0% | 1 | 99.47% | 0% | 0% | 5 | 100% | 0% | 0% | 5
28 | Kelly HS | Northern_California | 0 | 0 |  | 0% | 0% | 1 | 0% | 0% | 0% | 1 | 0% | 0% | 0% | 1 | 0% | 0% | 0% | 1 | 0% | 0% | 0% | 1 | 0% | 0% | 0% | 1 | 0% | 0% | 0% | 1 | 3.552% | 0% | 0% | 1
29 | Indian Valley Hot Springs | Northern_California | 0 | 0 |  | 0% | 0% | 1 | 0% | 0% | 0% | 1 | 0% | 0% | 0% | 1 | 0% | 0% | 0% | 1 | 0% | 0% | 0% | 1 | 0% | 0% | 0% | 1 | 0% | 0% | 0% | 1 | 50.48% | 0% | 0% | 2
30 | Fales HS | Greater_Kramer (Exclude) | 0 | 0 |  | 0% | 0% | 1 | 100% | 0% | 100% | 5 | 0% | 0% | 0% | 1 | 0% | 0% | 0% | 1 | 0% | 0% | 0% | 1 | 0% | 0% | 0% | 1 | 100% | 0% | 0% | 5 | 2.242% | 0% | 0% | 1
31 | Big Bend HS | Northern_California | 0 | 0 |  | 0% | 0% | 1 | 100% | 0% | 100% | 5 | 0% | 0% | 0% | 1 | 0% | 0% | 0% | 1 | 0% | 0% | 0% | 1 | 0% | 0% | 0% | 1 | 100% | 0% | 0% | 5 | 12.65% | 0% | 0% | 1
32 | Kellog HS | Northern_California | 0 | 0 |  | 0% | 0% | 1 | 59.87% | 0% | 59.87% | 3 | 0% | 0% | 0% | 1 | 0% | 0% | 0% | 1 | 0% | 0% | 0% | 1 | 0% | 0% | 0% | 1 | 0% | 0% | 0% | 1 | 50.5% | 0% | 0% | 2

## LandEnv_PSH
Land-use and environmental criteria analysis for potential pumped storage hydro resource locations in California. Locations were identified using known proposed projects/projects under FERC permitting or licensing and environmental and land-use screen data analysis was conducted on for a 5-mile radius circle centered on a central point of the potential project area as identified in permitting information. |  |  |  | Level 1: less than | Level 2: less than | Level 3: less than | Level 4: less than | Level 5: greater than
|  |  |  | 0.5 | 0.7 | 0.9 | 0.95 | 0.95
|  |  | Land-use & Env. Impacts Criteria Alignment | [6 empty] | Acres | [5 empty] | Percent | [6 empty] | Potential FERC Project Info for Identified Area | [5 empty] | Staff Assessment of Criteria based on FERC filings
2035 LDES Res. Mapped | 2040 LDES Res. Mapped | Potential Pumped Storage Site (FERC Application Name) | Terrestrial Biodiversity | Terrestrial Connectivity | Terrestrial Irreplaceability | Intactness | Aquatic Rare Species Richness | Aquatic Irreplaceability | Acres (5 mile radius) | Terr Biodiversity 5 | Terr Connectivity 4,5 | Terr Irreplaceability 4,5 | High Intactness | Aq Rare Species Richness 4,5 | Aq Irreplaceability 4,5 | Terr Biodiversity 5 | Terr Connectivity 4,5 | Terr Irreplaceability 4,5 | High Intactness | Aq Rare Species Richness 4,5 | Aq Irreplaceability 4,5 | Notes | FERC Project Number | State | City | County | Expected MWs | License Status | Probable Lower Reservoir |  | Probable Upper Reservoir |  | Probable Water Source |  | Interconnection
0 | 0 | Eagle_Mountain | 1 | 1 | 1 | 3 | 1 | 1 | 50257.207 | 10546.2607 | 20717.8535 | 281.611 | 38728.4453 | 0 | 0 | 20.98% | 41.22% | 0.5603% | 77.06% | 0% | 0% |  | P-13123 | CA | Eagle Mountain | Riverside | 1300 | Active | Brownfield | 2 | Brownfield | 2 | Ground Water (Low Prioritization) | 3 | In a queue (Red Bluff)
0 | 0 | Swan Lake North Pumped Storage | [19 empty] | in Oregon, no land-use data currently | P-13318 | OR | Altamont | Klamath | 393.3 | Active | New off-stream | 3 | New off-stream | 3 | Ground Water (Low Prioritization) | 3 | In a queue (Malin)
0 | 0 | LEAPS | 1 | 1 | 2 | 1 | 1 | 1 | 50257.207 | 13819.2686 | 21592.3145 | 30891.8418 | 23550.1133 | 24398.6016 | 24398.6028 | 27.5% | 42.96% | 61.47% | 46.86% | 48.55% | 48.55% |  | P-14227 | CA | Lake Elsinore | Riverside | 500 | Active Preliminary Permits | Existing off-stream | 1 | New off-stream | 3 | Existing off-stream reservoir | 1 | In a queue (Alberhill)
409.2 | 409.2 | San_Vicente | 3 | 3 | 2 | 1 | 3 | 2 | 50257.207 | 37256.8008 | 38113.542 | 26059.6992 | 19769.4727 | 40213.2876 | 32492.0065 | 74.13% | 75.84% | 51.85% | 39.34% | 80.01% | 64.65% |  | P-14642 | CA | Poway | San Diego | 500 | Active Preliminary Permits | Existing off-stream | 1 | New off-stream | 3 | Existing off-stream reservoir | 1 | Sycamore Canyon 230 kV
310 | 310 | Mokulumne Pumped Storage | 1 | 1 | 1 | 2 | 1 | 2 | 50257.207 | 4800 | 2593 | 6973 | 33441 | 22461 | 29383 | 9.551% | 5.159% | 13.87% | 66.54% | 44.69% | 58.47% | Overlap in 5-mile buffer of Salt Springs | P-14796 | CA | Jackson | Amador and Calaveras | 400 | Active Preliminary Permits | Existing on-stream | 2 | Existing on-stream | 2 | Existing on-stream reservoir | 2 | In a queue (Bellota)
0 | 0 | Bison_Peak | 1 | 3 | 1 | 3 | 1 | 1 | 50257.207 | 14263.5908 | 43941.5371 | 17052.6948 | 40748.0273 | 0 | 410.469 | 28.38% | 87.43% | 33.93% | 81.08% | 0% | 0.8167% |  | P-14850 | CA |  | Kern | 480 | Active Preliminary Permits | New off-stream | 3 | New off-stream | 3 | Ground Water (Low Prioritization) | 3 | in a queue (Windhub 230 kV)
0 | 0 | Tehachapi Pumped Storage | 3 | 3 | 3 | 2 | 1 | 1 | 50257.207 | 40404.9305 | 41242.2598 | 44860.42 | 28570.0807 | 11930 | 8845.5395 | 80.4% | 82.06% | 89.26% | 56.85% | 23.74% | 17.6% |  | P-15104 | CA | Lebec | Kern | 1000 | Active Preliminary Permits | New off-stream | 3 | New off-stream | 3 | Ground Water (Low Prioritization) | 3 | Bailey 220 kV
0 | 0 | Nacimiento Pumped Storage | 1 | 2 | 1 | 2 | 1 | 1 | 50257.207 | 1370.9758 | 27986.8203 | 2617.3489 | 30677.1529 | 1720 | 0 | 2.728% | 55.69% | 5.208% | 61.04% | 3.422% | 0% |  | P-15269 | CA | Oak Shores | San Luis Obispo | 1500 | Active Preliminary Permits | Existing on-stream | 2 | New off-stream | 3 | Existing on-stream reservoir | 2 | Templeton 230 kV
0 | 0 | Twitchell Pumped Storage | 1 | 1 | 1 | 2 | 2 | 1 | 50257.207 | 636.7851 | 1910.5011 | 636.1804 | 31548.9614 | 35177 | 19741.8729 | 1.267% | 3.801% | 1.266% | 62.77% | 69.99% | 39.28% |  | P-15271 | CA | Santa Maria | San Luis Obispo, Santa Barbara | 600 | Active Preliminary Permits | Existing on-stream | 2 | New off-stream | 3 | Existing on-stream reservoir | 2 | Mesa 230 kV
0 | 0 | Whale Rock Pumped Storage | 1 | 3 | 1 | 2 | 4 | 1 | 50257.207 | 16284.338 | 37711.685 | 18309.3468 | 29308.2152 | 46733 | 0 | 32.4% | 75.04% | 36.43% | 58.32% | 92.99% | 0% |  | P-15272 | CA | Cayucos | San Luis Obispo | 600 | Active Preliminary Permits | Existing off-stream | 1 | New off-stream | 3 | Existing off-stream reservoir | 1 | New sub (Morro-Solar or Morro-Diablo 230 kV)
0 | 0 | Vandenberg Pumped Storage | 1 | 2 | 1 | 2 | 1 | 1 | 50257.207 | 1504.2202 | 29985.7016 | 14678.3929 | 30064.0963 | 10426 | 8617.4616 | 2.993% | 59.66% | 29.21% | 59.82% | 20.75% | 17.15% |  | P-15284 | CA | Vandenburg | Santa Barbara | 1351 | Pending Preliminary Permits | Ocean | 4 | New off-stream | 3 | Ocean | 5 | Lompoc Substation
0 | 0 | Haiwee Pumped Storage | 2 | 1 | 1 | 3 | 1 | 1 | 50257.207 | 27547.1112 | 17454.3178 | 23649.6795 | 36672.1857 | 0 | 0 | 54.81% | 34.73% | 47.06% | 72.97% | 0% | 0% |  | P-15307 | CA | Olancha | Inyo | 1600 | Pending Preliminary Permits | Existing on-stream | 2 | New off-stream | 3 | Existing on-stream reservoir | 2 | Windhub
0 | 0 | MQR Pumped Storage | 3 | 3 | 3 | 1 | 5 | 5 | 50257.207 | 42484.5306 | 44327.8994 | 40884.3608 | 19386.2811 | 50259 | 50258.3482 | 84.53% | 88.2% | 81.35% | 38.57% | 100% | 100% |  | P-15312 | CA | Tracy | Alameda | 280 | Active Preliminary Permits | New off-stream | 3 | New off-stream | 3 | Existing off-stream reservoir | 1 | Tesla 230 kV
0 | 0 | Salt Springs Pumped Storage | 1 | 1 | 1 | 2 | 1 | 1 | 50257.207 | 4800 | 1600 | 8000 | 34055 | 10368 | 18507 | 9.551% | 3.184% | 15.92% | 67.76% | 20.63% | 36.82% | Overlap in 5-mile buffer of Mokulumne | P-15343 | CA | Mokelumne Hill | Calaveras | 2000 | Pending Preliminary Permits | Existing on-stream | 2 | New off-stream | 3 | Existing on-stream reservoir | 2 | Bellota 230 kV
0 | 0 | Maxwell Pumped Storage | 1 | 2 | 1 | 1 | 1 | 1 | 50257.207 | 18535.9996 | 29214.3195 | 18440.4436 | 22407.6069 | 0 | 0 | 36.88% | 58.13% | 36.69% | 44.59% | 0% | 0% |  | P-15345 | CA | Rosamond | Kern | 3600 | Pending Preliminary Permits | Brownfield | 2 | New off-stream | 3 | Existing off-stream reservoir | 1 | Whirlwind

## EnvScreens_Reconciliation
Resources that need to be added or excluded in the land-use analyis
|  |  | Resources in Baseline that need to be included in Land-Screens Analysis |  |  |  | Resources in portfolio that need to be excluded from Land-Screens Analysis
CAISO Study Area | Substation | Voltage | Wind | Solar | Geothermal | Has Res | Wind | Solar | Geothermal | Has Res
PG&E KERN | 7th Standard | 115 | 0 | 0 | 0 |  | 0 | 0
SCE Metro | Alamitos | 230 | 0 | 0 | 0 |  | 0 | 0
SCE Eastern | Alberhill | 115 | 0 | 0 | 0 |  | 0 | 0
SCE Eastern | Alberhill | 500 | 0 | 0 | 0 |  | 0 | 0
PG&E GBA | Alhambra | 115 | 0 | 0 | 0 |  | 0 | 0
PG&E FRESNO | Alpaugh | 115 | 0 | 0 | 0 |  | 0 | 0
SDGE | Alpine | 69 | 0 | 0 | 0 |  | 0 | 0
PG&E GBA | Altamont Midway (Sandhill) | 230 | 0 | 0 | 0 |  | 0 | 0
SCE Northern | Antelope | 66 | 0 | 0 | 0 |  | 0 | 0
SCE Northern | Antelope | 230 | 0 | 131 | 0 |  | 0 | 0
SCE Northern | Antelope | 500 | 0 | 0 | 0 |  | 0 | 0
PG&E NGBA | Arcata | 60 | 0 | 0 | 0 |  | 0 | 0
PG&E KERN | Arco | 230 | 0 | 65 | 0 |  | 0 | 0
PG&E KERN | Arco | 70 | 0 | 60 | 0 |  | 0 | 0
SCE Metro | ArcoGen | 230 | 0 | 0 | 0 |  | 0 | 0
SDGE | Artesian | 230 | 0 | 0 | 0 |  | 0 | 0
SDGE | Artesian | 69 | 0 | 0 | 0 |  | 0 | 0
PG&E FRESNO | Ashlan | 230 | 0 | 0 | 0 |  | 0 | 0
PG&E NGBA | Atlantic | 115 | 0 | 0 | 0 |  | 0 | 0
PG&E NGBA | Atlantic | 230 | 0 | 0 | 0 |  | 0 | 0
PG&E NGBA | Atlantic | 60 | 0 | 0 | 0 |  | 0 | 0
PG&E FRESNO | Atwater | 115 | 0 | 0 | 0 |  | 0 | 0
PG&E GBA | Avena | 115 | 0 | 0 | 0 |  | 0 | 0
SDGE | Avocado | 69 | 0 | 0 | 0 |  | 0 | 0
PG&E NGBA | Bahia | 230 | 0 | 0 | 0 |  | 0 | 0
SCE Northern | Bailey | 230 | 0 | 0 | 0 |  | 0 | 0
SCE NOL | Baker | 115 | 0 | 0 | 0 |  | 0 | 0
PG&E KERN | Bakersfield | 230 | 0 | 0 | 0 |  | 0 | 0
PG&E FRESNO | Balch | 230 | 0 | 0 | 0 |  | 0 | 0
SCE Eastern | Bannister | 230 | 0 | 0 | 0 |  | 0 | 0
SCE Metro | Barre | 230 | 0 | 10 | 0 |  | 0 | 10
SDGE | Bay Boulevard | 69 | 0 | 0 | 0 |  | 0 | 0
SDGE | Bay Boulevard | 230 | 0 | 0 | 0 |  | 0 | 0
SCE EOP | Beatty | 138 | 0 | 0 | 0 |  | 0 | 0
SCE EOP | Beatty | 230 | 0 | 0 | 0 |  | 0 | 0
PG&E NGBA | Belden | 230 | 0 | 0 | 0 |  | 0 | 0
PG&E NGBA | Bell | 115 | 0 | 0 | 0 |  | 0 | 0
PG&E NGBA | Bellevue | 115 | 0 | 0 | 0 |  | 0 | 0
PG&E GBA | Bellota | 115 | 0 | 0 | 0 |  | 0 | 0
PG&E GBA | Bellota | 230 | 0 | 0 | 0 |  | 0 | 0
SCE Northern | Big Creek | 230 | 0 | 0 | 0 |  | 0 | 0
PG&E FRESNO | Biola | 70 | 0 | 0 | 0 |  | 0 | 0
PG&E GBA | Birds Landing | 230 | 0 | 0 | 0 |  | 0 | 0
SCE Northern | Bliss | 66 | 0 | 0 | 0 |  | 0 | 0
SCE Eastern | Blythe | 161 | 0 | 0 | 0 |  | 0 | 0
PG&E NGBA | Bogue | 115 | 0 | 0 | 0 |  | 0 | 0
PG&E FRESNO | Borden | 230 | 0 | 0 | 0 |  | 0 | 0
PG&E FRESNO | Borden | 70 | 0 | 0 | 0 |  | 0 | 0
SDGE | Boulevard East | 138 | 0 | 0 | 0 |  | 0 | 0
SDGE | Boulevard East | 69 | 0 | 0 | 0 |  | 0 | 0
PG&E GBA | Brentwood | 230 | 0 | 0 | 0 |  | 0 | 0
PG&E NGBA | Bridgeville | 115 | 0 | 0 | 0 |  | 0 | 0
PG&E NGBA | Brighton | 115 | 0 | 0 | 0 |  | 0 | 0
PG&E NGBA | Brighton | 230 | 0 | 0 | 0 |  | 0 | 0
PG&E NGBA | Brunswick | 115 | 0 | 0 | 0 |  | 0 | 0
PG&E NGBA | Bucks Creek | 230 | 0 | 0 | 0 |  | 0 | 0
PG&E KERN | Buena Vista | 230 | 0 | 0 | 0 |  | 0 | 0
PG&E FRESNO | Bullard | 115 | 0 | 0 | 0 |  | 0 | 0
PG&E GBA | Burlingame | 115 | 0 | 0 | 0 |  | 0 | 0
PG&E NGBA | Burney Forest | 230 | 0 | 0 | 0 |  | 0 | 0
PG&E NGBA | Butte | 115 | 0 | 0 | 0 |  | 0 | 0
PG&E KERN | Cabrillo | 115 | 91.2 | 0 | 0 |  | 0 | 0
PG&E FRESNO | Cal Flats | 230 | 0 | 0 | 0 |  | 0 | 0
SCE NOL | Calcite | 230 | 0 | 0 | 0 |  | 0 | 0
PG&E KERN | Caliente | 230 | 0 | 0 | 0 |  | 0 | 0
PG&E FRESNO | California Ave | 115 | 0 | 0 | 0 |  | 0 | 0
PG&E KERN | Callender | 115 | 0 | 0 | 0 |  | 0 | 0
PG&E NGBA | Calpella | 115 | 0 | 0 | 0 |  | 0 | 0
PG&E GBA | Camanche | 230 | 0 | 0 | 0 |  | 0 | 0
SDGE | Cameron | 69 | 0 | 0 | 0 |  | 0 | 0
SDGE | Cannon | 69 | 0 | 0 | 0 |  | 0 | 0
PG&E FRESNO | Cantua | 115 | 0 | 0 | 0 |  | 0 | 0
SDGE | Capistrano | 138 | 0 | 0 | 0 |  | 0 | 0
SDGE | Capistrano | 230 | 0 | 0 | 0 |  | 0 | 0
PG&E NGBA | Carberry | 230 | 0 | 0 | 0 |  | 0 | 0
SCE Eastern | Cardiff | 66 | 0 | 0 | 0 |  | 0 | 0
PG&E NGBA | Caribou | 60 | 0 | 0 | 0 |  | 0 | 0
PG&E NGBA | Caribou | 115 | 0 | 0 | 0 |  | 0 | 0
PG&E NGBA | Caribou | 230 | 0 | 0 | 0 |  | 0 | 0
SCE EOP | Carpenter Canyon (fka Gamebird) | 138 | 0 | 0 | 0 |  | 0 | 0
SCE EOP | Carpenter Canyon (fka Gamebird) | 230 | 0 | 0 | 0 |  | 0 | 0
PG&E NGBA | Carquinez | 115 | 0 | 0 | 0 |  | 0 | 0
SDGE | Carrizo Gorge | 138 | 0 | 0 | 0 |  | 0 | 0
PG&E KERN | Carrizo Plains | 115 | 0 | 0 | 0 |  | 0 | 0
PG&E KERN | Casaloma | 230 | 0 | 0 | 0 |  | 0 | 0
PG&E GBA | Castro Valley | 230 | 0 | 0 | 0 |  | 0 | 0
PG&E GBA | Cayetano | 230 | 0 | 0 | 0 |  | 0 | 0
SCE Metro | Center | 230 | 0 | 0 | 0 |  | 0 | 0
PG&E KERN | Charca | 115 | 0 | 0 | 0 |  | 0 | 0
SCE EOP | Charleston | 138 | 0 | 0 | 0 |  | 0 | 0
SCE Metro | Chevmain | 230 | 0 | 0 | 0 |  | 0 | 0
SDGE | Chicarita | 138 | 0 | 0 | 0 |  | 0 | 0
SCE Metro | Chino | 230 | 0 | 0 | 0 |  | 0 | 0
PG&E FRESNO | Chowchilla | 115 | 0 | 0 | 0 |  | 0 | 0
PG&E GBA | Christie | 60 | 0 | 0 | 0 |  | 0 | 0
PG&E GBA | Christie | 115 | 0 | 0 | 0 |  | 0 | 0
SCE Eastern | Cielo Azul | 500 | 0 | 0 | 0 |  | 0 | 0
PG&E GBA | Clay | 60 | 0 | 0 | 0 |  | 0 | 0
PG&E GBA | Clayton | 115 | 0 | 0 | 0 |  | 0 | 0
PG&E NGBA | Cloverdale | 115 | 0 | 0 | 25 |  | 0 | 0
PG&E FRESNO | Clovis | 115 | 0 | 0 | 0 |  | 0 | 0
PG&E GBA | Coburn | 230 | 0 | 0 | 0 |  | 0 | 0
PG&E GBA | Coburn | 60 | 0 | 0 | 0 |  | 0 | 0
PG&E NGBA | Colgate | 230 | 0 | 0 | 0 |  | 0 | 0
PG&E GBA | Collierville | 230 | 0 | 0 | 0 |  | 0 | 0
PG&E GBA | Collinsville | 230 | 0 | 0 | 0 |  | 0 | 0
PG&E GBA | Collinsville | 500 | 0 | 0 | 0 |  | 0 | 0
SCE Eastern | Colorado River | 230 | 0 | 133 | 0 |  | 0 | 0
SCE Eastern | Colorado River | 500 | 0 | 0 | 0 |  | 0 | 0
PG&E KERN | Columbus | 115 | 0 | 0 | 0 |  | 0 | 0
PG&E GBA | Contra Costa | 115 | 0 | 0 | 0 |  | 0 | 0
PG&E GBA | Contra Costa | 230 | 0 | 0 | 0 |  | 0 | 0
PG&E GBA | Contra Costa PP | 230 | 0 | 0 | 0 |  | 0 | 0
SCE NOL | Control | 115 | 0 | 0 | 44 |  | 0 | 0
SCE NOL | Control | 55 | 0 | 0 | 0 |  | 0 | 0
PG&E GBA | Cooley Landing | 115 | 0 | 0 | 0 |  | 0 | 0
PG&E GBA | Cooley Landing | 60 | 0 | 0 | 0 |  | 0 | 0
SCE NOL | Coolwater | 230 | 0 | 0 | 0 |  | 0 | 0
SCE NOL | Coolwater | 115 | 0 | 0 | 0 |  | 0 | 0
PG&E KERN | Copus | 70 | 0 | 0 | 0 |  | 0 | 0
PG&E FRESNO | Corcoran | 70 | 0 | 0 | 0 |  | 0 | 0
PG&E FRESNO | Corcoran | 115 | 0 | 0 | 0 |  | 0 | 0
PG&E NGBA | Corona | 115 | 0 | 0 | 0 |  | 0 | 0
PG&E NGBA | Cortina | 230 | 0 | 0 | 0 |  | 0 | 0
PG&E NGBA | Cortina | 115 | 0 | 0 | 0 |  | 0 | 0
PG&E GBA | Cottle | 230 | 0 | 0 | 0 |  | 0 | 0
PG&E NGBA | Cottonwood | 115 | 0 | 0 | 0 |  | 0 | 0
PG&E NGBA | Cottonwood | 230 | 0 | 0 | 0 |  | 0 | 0
PG&E NGBA | Cottonwood | 60 | 0 | 0 | 0 |  | 0 | 0
PG&E NGBA | Cove Road | 230 | 0 | 0 | 0 |  | 0 | 0
PG&E GBA | Coyote | 230 | 0 | 0 | 0 |  | 0 | 0
PG&E GBA | Crazy Horse Canyon | 115 | 0 | 0 | 0 |  | 0 | 0
SDGE | Creelman | 69 | 0 | 0 | 0 |  | 0 | 0
PG&E FRESNO | Crescent | 70 | 0 | 0 | 0 |  | 0 | 0
PG&E FRESNO | Cressey | 115 | 0 | 0 | 0 |  | 0 | 0
PG&E NGBA | Cresta | 230 | 0 | 0 | 0 |  | 0 | 0
SDGE | Crestwood | 69 | 0 | 0 | 0 |  | 0 | 0
PG&E GBA | Crow Creek | 60 | 0 | 20.3 | 0 |  | 0 | 0
PG&E GBA | Crows Landing | 60 | 0 | 0 | 0 |  | 0 | 0
PG&E GBA | Curtis | 115 | 0 | 0 | 0 |  | 0 | 0
PG&E FRESNO | Dairyland | 115 | 0 | 0 | 0 |  | 0 | 0
PG&E NGBA | Davis | 115 | 0 | 0 | 0 |  | 0 | 0
SCE Metro | Del Amo | 500 | 0 | 0 | 0 |  | 0 | 0
SCE Metro | Del Amo | 230 | 0 | 10 | 0 |  | 0 | 0
SCE Eastern | Delaney | 500 | 0 | 0 | 0 |  | 0 | 0
PG&E NGBA | Delevan | 230 | 0 | 0 | 0 |  | 0 | 0
PG&E GBA | Delta PP | 230 | 0 | 0 | 0 |  | 0 | 0
SCE EOP | Desert View | 230 | 0 | 0 | 0 |  | 0 | 0
SCE Eastern | Devers | 230 | 0 | 0 | 0 |  | 0 | 0
SCE Eastern | Devers | 500 | 0 | 0 | 0 |  | 0 | 0
PG&E KERN | Diablo Canyon | 230 | 0 | 0 | 0 |  | 0 | 0
PG&E KERN | Diablo Canyon | 500 | 0 | 0 | 0 |  | 0 | 0
PG&E KERN | Divide | 115 | 0 | 0 | 0 |  | 0 | 0
PG&E GBA | Dixon Landing | 115 | 0 | 0 | 0 |  | 0 | 0
PG&E FRESNO | Dos Amigos | 230 | 0 | 0 | 0 |  | 0 | 0
PG&E NGBA | Drum | 115 | 0 | 0 | 0 |  | 0 | 0
PG&E GBA | Dumbarton | 115 | 0 | 0 | 0 |  | 0 | 0
SCE NOL | Dunn Siding | 115 | 0 | 0 | 0 |  | 0 | 0
SCE Eastern | Eagle Mountain | 230 | 0 | 0 | 0 |  | 0 | 0
PG&E NGBA | Eagle Rock (PGE) | 60 | 0 | 0 | 0 |  | 0 | 0
PG&E NGBA | Eagle Rock (PGE) | 115 | 0 | 0 | 0 |  | 0 | 0
SCE Metro | Eagle Rock (SCE) | 230 | 0 | 0 | 0 |  | 0 | 0
PG&E NGBA | East Marysville | 115 | 0 | 0 | 0 |  | 0 | 0
PG&E NGBA | East Nicolaus | 115 | 0 | 0 | 0 |  | 0 | 0
PG&E NGBA | East Nicolaus | 60 | 0 | 0 | 0 |  | 0 | 0
PG&E GBA | Eastshore | 115 | 0 | 0 | 0 |  | 0 | 0
PG&E GBA | Eastshore | 230 | 0 | 0 | 0 |  | 0 | 0
SDGE | ECO | 138 | 0 | 0 | 0 |  | 0 | 0
SDGE | ECO | 230 | 0 | 0 | 0 |  | 0 | 0
SDGE | ECO | 500 | 0 | 0 | 0 |  | 0 | 0
PG&E GBA | Edenvale | 115 | 0 | 0 | 0 |  | 0 | 0
PG&E GBA | Edes | 115 | 0 | 0 | 0 |  | 0 | 0
PG&E GBA | Eight Mile | 230 | 0 | 0 | 0 |  | 0 | 0
SDGE | El Cajon | 69 | 0 | 0 | 0 |  | 0 | 0
SCE Eastern | El Casco | 230 | 0 | 0 | 0 |  | 0 | 0
PG&E GBA | El Cerrito G | 115 | 0 | 0 | 0 |  | 0 | 0
PG&E NGBA | El Dorado PH | 115 | 0 | 0 | 0 |  | 0 | 0
PG&E FRESNO | El Nido (PGE) | 115 | 0 | 0 | 0 |  | 0 | 0
SCE Metro | El Nido (SCE) | 230 | 0 | 0 | 0 |  | 0 | 0
PG&E GBA | El Patio | 115 | 0 | 0 | 0 |  | 0 | 0
SCE Metro | El Segundo | 230 | 0 | 0 | 0 |  | 0 | 0
SCE EOP | Eldorado | 230 | 0 | 0 | 83 |  | 0 | 0
SCE EOP | Eldorado | 500 | 0 | 0 | 0 |  | 0 | 0
SCE Northern | Elizabeth Lake | 66 | 0 | 0 | 0 |  | 0 | 0
PG&E KERN | Elk Hills | 230 | 0 | 0 | 0 |  | 0 | 0
SDGE | Elliot | 69 | 0 | 0 | 0 |  | 0 | 0
SCE Metro | Ellis | 230 | 0 | 0 | 0 |  | 0 | 0
SDGE | Encina | 138 | 0 | 0 | 0 |  | 0 | 0
SDGE | Encina | 230 | 0 | 0 | 0 |  | 0 | 0
SDGE | Escondido | 230 | 0 | 0 | 0 |  | 0 | 0
SDGE | Escondido | 69 | 0 | 0 | 0 |  | 0 | 0
PG&E KERN | Estrella | 230 | 0 | 0 | 0 |  | 0 | 0
SCE Eastern | Etiwanda | 230 | 0 | 0 | 0 |  | 0 | 0
PG&E GBA | Evergreen | 115 | 0 | 0 | 0 |  | 0 | 0
PG&E GBA | Evergreen | 60 | 0 | 0 | 0 |  | 0 | 0
PG&E FRESNO | Excelsior | 115 | 0 | 0 | 0 |  | 0 | 0
PG&E FRESNO | Exchequer | 115 | 0 | 0 | 0 |  | 0 | 0
PG&E KERN | Fairway | 115 | 0 | 0 | 0 |  | 0 | 0
PG&E KERN | Famoso | 115 | 0 | 0 | 0 |  | 0 | 0
PG&E NGBA | Fern Road | 500 | 0 | 0 | 0 |  | 0 | 0
PG&E GBA | Fibreboard (SPI Sonora) | 115 | 0 | 0 | 0 |  | 0 | 0
PG&E FRESNO | Figarden | 230 | 0 | 0 | 0 |  | 0 | 0
PG&E FRESNO | Fink | 230 | 0 | 50 | 0 |  | 0 | 0
PG&E NGBA | Fitch Mountain | 60 | 0 | 0 | 0 |  | 0 | 0
PG&E GBA | FMC | 115 | 0 | 0 | 0 |  | 0 | 0
PG&E GBA | Fremont | 115 | 0 | 0 | 0 |  | 0 | 0
PG&E GBA | French Camp | 60 | 0 | 0 | 0 |  | 0 | 0
PG&E GBA | Frogtown | 115 | 0 | 0 | 0 |  | 0 | 0
PG&E NGBA | Fulton | 115 | 0 | 0 | 0 |  | 0 | 0
PG&E NGBA | Fulton | 230 | 0 | 0 | 0 |  | 0 | 0
PG&E NGBA | Fulton | 60 | 0 | 0 | 0 |  | 0 | 0
PG&E KERN | Ganso | 115 | 0 | 0 | 0 |  | 0 | 0
PG&E FRESNO | Gates | 230 | 0 | 0 | 0 |  | 0 | 0
PG&E FRESNO | Gates | 500 | 0 | 0 | 0 |  | 0 | 0
PG&E NGBA | Geysers 12 | 230 | 0 | 0 | 0 |  | 0 | 0
PG&E NGBA | Geysers 17 | 230 | 0 | 0 | 0 |  | 0 | 0
PG&E NGBA | Geysers 3 | 115 | 0 | 0 | 0 |  | 0 | 0
PG&E NGBA | Glenn | 230 | 0 | 0 | 0 |  | 0 | 0
PG&E NGBA | Glenn | 60 | 0 | 0 | 0 |  | 0 | 0
PG&E NGBA | Gold Hill | 115 | 0 | 0 | 0 |  | 0 | 0
PG&E NGBA | Gold Hill | 230 | 0 | 0 | 0 |  | 0 | 0
SCE Northern | Goleta | 230 | 0 | 0 | 0 |  | 0 | 0
SCE Metro | Goodrich | 230 | 0 | 0 | 0 |  | 0 | 0
PG&E KERN | Goose Lake | 115 | 0 | 0 | 0 |  | 0 | 0
SCE Metro | Gould | 230 | 0 | 0 | 0 |  | 0 | 0
PG&E NGBA | Grand Island | 115 | 0 | 0 | 0 |  | 0 | 0
SDGE | Granite | 69 | 0 | 0 | 0 |  | 0 | 0
PG&E GBA | Grant | 115 | 0 | 0 | 0 |  | 0 | 0
PG&E GBA | Green Valley | 115 | 0 | 0 | 0 |  | 0 | 0
PG&E NGBA | Greenleaf 1 | 115 | 0 | 0 | 0 |  | 0 | 0
PG&E FRESNO | Gregg | 230 | 0 | 0 | 0 |  | 0 | 0
PG&E FRESNO | Grimmway-Malaga | 115 | 0 | 0 | 0 |  | 0 | 0
PG&E NGBA | Grizzly | 230 | 0 | 0 | 0 |  | 0 | 0
PG&E FRESNO | Guernsey | 70 | 0 | 0 | 0 |  | 0 | 0
PG&E FRESNO | GWF Hanford | 115 | 0 | 0 | 0 |  | 0 | 0
PG&E FRESNO | Haas | 230 | 0 | 0 | 0 |  | 0 | 0
PG&E FRESNO | Hammonds | 115 | 0 | 0 | 0 |  | 0 | 0
SCE Metro | HarborGen | 230 | 0 | 0 | 0 |  | 0 | 0
PG&E NGBA | Harris | 60 | 0 | 0 | 0 |  | 0 | 0
SCE EOP | Harry Allen | 500 | 0 | 0 | 0 |  | 0 | 0
PG&E NGBA | Hartley | 60 | 0 | 0 | 0 |  | 0 | 0
SCE NOL | Harvard | 115 | 0 | 0 | 0 |  | 0 | 0
SDGE | Hassayampa | 500 | 0 | 0 | 0 |  | 0 | 0
PG&E FRESNO | Helm | 230 | 0 | 0 | 0 |  | 0 | 0
PG&E FRESNO | Helm | 70 | 0 | 0 | 0 |  | 0 | 0
PG&E FRESNO | Henrietta | 115 | 0 | 0 | 0 |  | 0 | 0
PG&E FRESNO | Henrietta | 230 | 0 | 20 | 0 |  | 0 | 0
PG&E FRESNO | Henrietta | 70 | 0 | 0 | 0 |  | 0 | 0
PG&E FRESNO | Herndon | 115 | 0 | 0 | 0 |  | 0 | 0
PG&E FRESNO | Herndon | 230 | 0 | 0 | 0 |  | 0 | 0
PG&E GBA | Hicks | 230 | 0 | 0 | 0 |  | 0 | 0
PG&E NGBA | Higgins | 115 | 0 | 0 | 0 |  | 0 | 0
PG&E NGBA | Hilltop | 345 | 0 | 0 | 0 |  | 0 | 0
SCE Metro | Hinson | 230 | 0 | 0 | 0 |  | 0 | 0
PG&E GBA | Hollister | 115 | 0 | 0 | 0 |  | 0 | 0
PG&E NGBA | Homestake | 115 | 0 | 0 | 0 |  | 0 | 0
PG&E NGBA | Honcut | 115 | 0 | 0 | 0 |  | 0 | 0
SDGE | Hoodoo Wash | 500 | 0 | 0 | 0 |  | 0 | 0
PG&E NGBA | Hopland | 115 | 0 | 0 | 0 |  | 0 | 0
PG&E NGBA | Hopland | 60 | 0 | 0 | 0 |  | 0 | 0
PG&E NGBA | Humboldt | 115 | 0 | 0 | 0 |  | 0 | 0
PG&E NGBA | Humboldt | 60 | 0 | 0 | 0 |  | 0 | 0
PG&E NGBA | Humboldt | 500 | 0 | 0 | 0 |  | 0 | 0
SCE Metro | Huntington Beach | 230 | 0 | 0 | 0 |  | 0 | 0
PG&E NGBA | Ignacio | 115 | 0 | 0 | 0 |  | 0 | 0
PG&E NGBA | Ignacio | 230 | 0 | 0 | 0 |  | 0 | 0
PG&E NGBA | Ignacio | 60 | 0 | 0 | 0 |  | 0 | 0
SDGE | Imperial Beach | 69 | 0 | 0 | 0 |  | 0 | 0
SDGE | Imperial Valley | 230 | 0 | 0 | 25 |  | 0 | 0
SDGE | Imperial Valley | 500 | 0 | 0 | 0 |  | 0 | 0
SCE EOP | Innovation | 138 | 0 | 0 | 0 |  | 0 | 0
SCE EOP | Innovation | 230 | 0 | 0 | 0 |  | 0 | 0
SCE NOL | Inyokern | 115 | 0 | 0 | 0 |  | 0 | 0
SCE EOP | IS Tap | 138 | 0 | 0 | 0 |  | 0 | 0
SCE EOP | Ivanpah | 115 | 0 | 0 | 0 |  | 0 | 0
SCE EOP | Ivanpah | 230 | 0 | 0 | 0 |  | 0 | 0
SCE EOP | Jackass (DOE) | 138 | 0 | 0 | 0 |  | 0 | 0
PG&E NGBA | James B Black | 230 | 0 | 0 | 0 |  | 0 | 0
PG&E GBA | Jefferson | 230 | 0 | 0 | 0 |  | 0 | 0
PG&E NGBA | Jessup | 115 | 0 | 0 | 0 |  | 0 | 0
SCE Metro | Johanna | 230 | 0 | 0 | 0 |  | 0 | 0
SCE Eastern | Julian Hinds | 230 | 0 | 0 | 0 |  | 0 | 0
PG&E GBA | Kasson | 115 | 0 | 0 | 0 |  | 0 | 0
PG&E GBA | Kasson | 60 | 0 | 0 | 0 |  | 0 | 0
PG&E FRESNO | Kearney | 230 | 0 | 0 | 0 |  | 0 | 0
PG&E FRESNO | Kearney | 70 | 0 | 0 | 0 |  | 0 | 0
PG&E GBA | Kelso | 230 | 0 | 0 | 0 |  | 0 | 0
PG&E FRESNO | Kerchoff 1 | 115 | 0 | 0 | 0 |  | 0 | 0
PG&E KERN | Kern Oil | 115 | 0 | 0 | 0 |  | 0 | 0
PG&E KERN | Kern PP | 115 | 0 | 0 | 0 |  | 0 | 0
PG&E KERN | Kern PP | 230 | 0 | 0 | 0 |  | 0 | 0
PG&E KERN | Kern PP | 70 | 0 | 0 | 0 |  | 0 | 0
PG&E KERN | Kernridge | 115 | 0 | 0 | 0 |  | 0 | 0
PG&E FRESNO | Kingsburg | 115 | 0 | 0 | 0 |  | 0 | 0
PG&E GBA | Kirker | 115 | 0 | 0 | 0 |  | 0 | 0
PG&E NGBA | Knights Landing | 115 | 0 | 0 | 0 |  | 0 | 0
PG&E NGBA | Konocti | 60 | 0 | 0 | 0 |  | 0 | 0
SCE NOL | Kramer | 115 | 0 | 0 | 0 |  | 0 | 0
SCE NOL | Kramer | 230 | 0 | 615 | 0 |  | 0 | 75
SCE Metro | La Cienega | 230 | 0 | 0 | 0 |  | 0 | 0
SCE Metro | La Fresa | 230 | 0 | 0 | 0 |  | 0 | 0
SCE Metro | Laguna Bell | 230 | 0 | 0 | 0 |  | 0 | 0
PG&E KERN | Lakeview | 70 | 0 | 0 | 0 |  | 0 | 0
PG&E NGBA | Lakeville | 230 | 0 | 0 | 0 |  | 0 | 0
PG&E NGBA | Lakeville | 60 | 0 | 0 | 0 |  | 0 | 0
PG&E NGBA | Lakeville | 115 | 0 | 0 | 0 |  | 0 | 0
PG&E GBA | Lakewood | 115 | 0 | 0 | 0 |  | 0 | 0
PG&E NGBA | Lambie | 230 | 0 | 0 | 0 |  | 0 | 0
PG&E GBA | Lammers | 115 | 0 | 0 | 0 |  | 0 | 0
PG&E KERN | Lamont | 115 | 0 | 0 | 0 |  | 0 | 0
PG&E FRESNO | Las Aguilas | 230 | 0 | 0 | 0 |  | 0 | 0
SCE EOP | Lathrop | 138 | 0 | 0 | 0 |  | 0 | 0
SCE EOP | Lathrop | 230 | 0 | 0 | 0 |  | 0 | 0
PG&E FRESNO | Le Grand | 115 | 0 | 0 | 0 |  | 0 | 0
PG&E FRESNO | Lemoore | 70 | 0 | 0 | 0 |  | 0 | 0
PG&E KERN | Lerdo | 115 | 0 | 0 | 0 |  | 0 | 0
SCE Metro | Lewis | 230 | 0 | 0 | 0 |  | 0 | 0
SCE Metro | Lighthipe | 230 | 0 | 0 | 0 |  | 0 | 0
SDGE | Lilac | 69 | 0 | 0 | 0 |  | 0 | 0
PG&E NGBA | Lincoln | 115 | 0 | 0 | 0 |  | 0 | 0
PG&E KERN | Live Oak | 115 | 0 | 0 | 0 |  | 0 | 0
PG&E GBA | Llagas | 115 | 0 | 0 | 0 |  | 0 | 0
PG&E GBA | Lockeford | 115 | 0 | 0 | 0 |  | 0 | 0
PG&E GBA | Lockeford | 230 | 0 | 0 | 0 |  | 0 | 0
PG&E GBA | Lockeford | 60 | 0 | 0 | 0 |  | 0 | 0
PG&E GBA | Lodi | 230 | 0 | 0 | 0 |  | 0 | 0
PG&E NGBA | Logan Creek | 230 | 0 | 0 | 0 |  | 0 | 0
PG&E GBA | Lone Tree | 230 | 0 | 0 | 0 |  | 0 | 0
PG&E FRESNO | Los Banos | 230 | 0 | 0 | 0 |  | 0 | 0
PG&E FRESNO | Los Banos | 500 | 0 | 0 | 0 |  | 0 | 0
SDGE | Los Coches | 138 | 0 | 0 | 0 |  | 0 | 0
SDGE | Los Coches | 69 | 0 | 0 | 0 |  | 0 | 0
PG&E GBA | Los Esteros | 115 | 0 | 0 | 0 |  | 0 | 0
PG&E GBA | Los Esteros | 230 | 0 | 0 | 0 |  | 0 | 0
PG&E GBA | Los Positas | 230 | 0 | 0 | 0 |  | 0 | 0
PG&E GBA | Los Positas | 60 | 0 | 0 | 0 |  | 0 | 0
SDGE | Loveland | 69 | 0 | 0 | 0 |  | 0 | 0
SCE NOL | Lugo | 230 | 0 | 0 | 0 |  | 0 | 0
SCE Metro | Lugo | 500 | 0 | 0 | 0 |  | 0 | 0
PG&E FRESNO | Madera | 70 | 0 | 0 | 0 |  | 0 | 0
PG&E NGBA | Madison | 115 | 0 | 0 | 0 |  | 0 | 0
PG&E KERN | Magunden | 115 | 0 | 0 | 0 |  | 0 | 0
SCE Northern | Magunden | 230 | 0 | 0 | 0 |  | 0 | 0
PG&E FRESNO | Malaga | 115 | 0 | 0 | 0 |  | 0 | 0
PG&E NGBA | Malin | 500 | 0 | 0 | 0 |  | 0 | 0
SCE Northern | Mandalay | 230 | 0 | 0 | 0 |  | 0 | 0
PG&E FRESNO | Manning | 230 | 0 | 0 | 0 |  | 0 | 0
PG&E FRESNO | Manning | 500 | 0 | 0 | 0 |  | 0 | 0
PG&E GBA | Manteca | 115 | 0 | 0 | 0 |  | 0 | 0
SDGE | Margarita | 138 | 0 | 0 | 0 |  | 0 | 0
PG&E GBA | Martin | 230 | 0 | 0 | 0 |  | 0 | 0
PG&E GBA | Martin | 115 | 0 | 0 | 0 |  | 0 | 0
PG&E GBA | Martinez | 115 | 0 | 0 | 0 |  | 0 | 0
PG&E FRESNO | Mc Mullin | 230 | 0 | 0 | 0 |  | 0 | 0
PG&E FRESNO | McCall | 115 | 0 | 0 | 0 |  | 0 | 0
PG&E FRESNO | McCall | 230 | 0 | 0 | 0 |  | 0 | 0
PG&E GBA | Meadow Lane | 115 | 0 | 0 | 0 |  | 0 | 0
PG&E GBA | Melones | 115 | 0 | 0 | 0 |  | 0 | 0
PG&E GBA | Melones | 230 | 0 | 0 | 0 |  | 0 | 0
SDGE | Melrose | 69 | 0 | 0 | 0 |  | 0 | 0
PG&E NGBA | Mendocino | 115 | 0 | 0 | 0 |  | 0 | 0
PG&E NGBA | Mendocino | 60 | 0 | 0 | 0 |  | 0 | 0
PG&E FRESNO | Mendota | 115 | 0 | 0 | 0 |  | 0 | 0
PG&E GBA | Menlo | 60 | 0 | 0 | 0 |  | 0 | 0
PG&E FRESNO | Merced | 115 | 0 | 0 | 0 |  | 0 | 0
SCE EOP | Mercury | 138 | 0 | 0 | 0 |  | 0 | 0
PG&E FRESNO | Mercy Springs | 70 | 0 | 0 | 0 |  | 0 | 0
PG&E NGBA | Meridian | 60 | 0 | 0 | 0 |  | 0 | 0
PG&E KERN | Mesa (PGE) | 115 | 0 | 0 | 0 |  | 0 | 0
PG&E KERN | Mesa (PGE) | 230 | 0 | 0 | 0 |  | 0 | 0
SCE Metro | Mesa (SCE) | 230 | 0 | 0 | 0 |  | 0 | 0
SCE Metro | Mesa (SCE) | 500 | 0 | 0 | 0 |  | 0 | 0
SDGE | Mesa Heights | 69 | 0 | 0 | 0 |  | 0 | 0
PG&E GBA | Metcalf | 115 | 0 | 0 | 0 |  | 0 | 0
PG&E GBA | Metcalf | 230 | 0 | 0 | 0 |  | 0 | 0
PG&E GBA | Metcalf | 500 | 0 | 0 | 0 |  | 0 | 0
PG&E KERN | Midway | 115 | 0 | 0 | 0 |  | 0 | 0
PG&E KERN | Midway | 230 | 0 | 0 | 0 |  | 0 | 0
PG&E KERN | Midway | 500 | 0 | 0 | 0 |  | 0 | 0
SDGE | Miguel | 230 | 0 | 0 | 0 |  | 0 | 0
SDGE | Miguel | 500 | 0 | 0 | 0 |  | 0 | 0
SDGE | Miguel | 69 | 0 | 0 | 0 |  | 0 | 0
PG&E GBA | Millbrae | 115 | 0 | 0 | 0 |  | 0 | 0
PG&E GBA | Miller | 115 | 0 | 0 | 0 |  | 0 | 0
SCE Metro | Mira Loma | 230 | 0 | 0 | 0 |  | 0 | 0
SCE Metro | Mira Loma | 500 | 0 | 0 | 0 |  | 0 | 0
SCE Eastern | Mirage | 115 | 0 | 0 | 0 |  | 0 | 0
SCE Eastern | Mirage | 230 | 0 | 0 | 25 |  | 0 | 0
SDGE | Mission | 138 | 0 | 0 | 0 |  | 0 | 0
SDGE | Mission | 230 | 0 | 0 | 0 |  | 0 | 0
SDGE | Mission | 69 | 0 | 0 | 0 |  | 0 | 0
PG&E GBA | Mi-Wuk | 115 | 0 | 0 | 0 |  | 0 | 0
SCE EOP | Mohave | 500 | 0 | 0 | 0 |  | 0 | 0
PG&E NGBA | Monroe | 115 | 0 | 0 | 0 |  | 0 | 0
SDGE | Monserate | 69 | 0 | 0 | 0 |  | 0 | 0
PG&E GBA | Monta Vista | 115 | 0 | 0 | 0 |  | 0 | 0
PG&E GBA | Monta Vista | 230 | 0 | 0 | 0 |  | 0 | 0
PG&E GBA | Monta Vista | 60 | 0 | 0 | 0 |  | 0 | 0
PG&E NGBA | Monticello | 115 | 0 | 0 | 0 |  | 0 | 0
SCE Northern | Moorpark | 230 | 0 | 0 | 0 |  | 0 | 0
SCE Northern | Moorpark | 66 | 0 | 0 | 0 |  | 0 | 0
PG&E GBA | Moraga | 115 | 0 | 0 | 0 |  | 0 | 0
PG&E GBA | Moraga | 230 | 0 | 0 | 0 |  | 0 | 0
PG&E GBA | Morgan Hill | 115 | 0 | 0 | 0 |  | 0 | 0
PG&E KERN | Morro Bay | 115 | 0 | 0 | 0 |  | 0 | 0
PG&E KERN | Morro Bay | 230 | 0 | 0 | 0 |  | 0 | 0
PG&E KERN | Morro Bay | 500 | 0 | 0 | 0 |  | 0 | 0
PG&E GBA | Moss Landing | 115 | 0 | 0 | 0 |  | 0 | 0
PG&E GBA | Moss Landing | 230 | 0 | 0 | 0 |  | 0 | 0
PG&E GBA | Moss Landing | 500 | 0 | 0 | 0 |  | 0 | 0
SCE EOP | Mountain Pass | 115 | 0 | 0 | 0 |  | 0 | 0
PG&E GBA | Mountain View | 115 | 0 | 0 | 0 |  | 0 | 0
PG&E GBA | Mt Eden | 115 | 0 | 0 | 0 |  | 0 | 0
PG&E KERN | Mt Poso | 115 | 0 | 0 | 0 |  | 0 | 0
SDGE | Murray | 69 | 0 | 0 | 0 |  | 0 | 0
PG&E FRESNO | Mustang | 230 | 0 | 0 | 0 |  | 0 | 106.5
SCE Northern | Neenach | 66 | 0 | 0 | 0 |  | 0 | 0
PG&E KERN | New Sub - Gates - Midway (Proposed) | 230 | 0 | 0 | 0 |  | 0 | 0
PG&E KERN | New Sub - Gates - Templeton (Proposed) | 230 | 0 | 0 | 0 |  | 0 | 0
SCE NOL | New Sub - Kramer - Lugo (Proposed) | 230 | 0 | 0 | 0 |  | 0 | 0
PG&E FRESNO | New Sub - Los Banos - Midway (Proposed) | 500 | 0 | 0 | 0 |  | 0 | 0
SCE NOL | New Sub - Lugo - Pisgah (Proposed) | 230 | 0 | 0 | 0 |  | 0 | 0
PG&E KERN | New Sub - Midway - Wheeler Ridge (Proposed) | 230 | 0 | 0 | 0 |  | 0 | 0
PG&E NGBA | New Sub - Near existing Leavitt (PSREC) | 138 | 0 | 0 | 0 |  | 0 | 0
PG&E NGBA | New Sub - Near existing Madeline (NVE) | 69 | 0 | 0 | 0 |  | 0 | 0
SDGE | New Sub - North Gila - IV (Proposed) | 500 | 0 | 0 | 0 |  | 0 | 0
PG&E NGBA | New Sub - Pit 1 - Cottonwood (Proposed) | 230 | 0 | 0 | 0 |  | 0 | 0
PG&E GBA | New Sub - Rancho Seco - Bellota (Proposed) | 230 | 0 | 0 | 0 |  | 0 | 0
SDGE | New Sub - Suncrest - Ocotillo (Proposed) | 500 | 0 | 0 | 0 |  | 0 | 0
PG&E FRESNO | New Sub - Westley - Quinto (Proposed) | 230 | 0 | 0 | 0 |  | 0 | 0
PG&E GBA | Newark | 115 | 0 | 0 | 0 |  | 0 | 0
PG&E GBA | Newark | 230 | 0 | 0 | 0 |  | 0 | 0
PG&E GBA | Newark | 60 | 0 | 0 | 0 |  | 0 | 0
PG&E FRESNO | Newhall | 115 | 0 | 0 | 0 |  | 0 | 0
PG&E KERN | Norco | 115 | 0 | 0 | 0 |  | 0 | 0
PG&E GBA | Nortech | 115 | 0 | 0 | 0 |  | 0 | 0
SDGE | North City Metering | 138 | 0 | 0 | 0 |  | 0 | 0
PG&E GBA | North Dublin | 230 | 0 | 0 | 0 |  | 0 | 0
SDGE | North Gila | 500 | 0 | 0 | 0 |  | 0 | 0
SCE Metro | North of SONGS | 230 | 0 | 0 | 0 |  | 0 | 0
SCE Metro | North of SONGS | 500 | 0 | 0 | 0 |  | 0 | 0
PG&E NGBA | Notre Dame | 115 | 0 | 0 | 0 |  | 0 | 0
PG&E GBA | Oakland C | 115 | 0 | 0 | 0 |  | 0 | 0
PG&E GBA | Oakland J | 115 | 0 | 0 | 0 |  | 0 | 0
PG&E GBA | Oakland L | 115 | 0 | 0 | 0 |  | 0 | 0
PG&E GBA | Oakland X | 115 | 0 | 0 | 0 |  | 0 | 0
SDGE | Ocean Ranch | 69 | 0 | 0 | 0 |  | 0 | 0
PG&E KERN | Oceano | 115 | 0 | 0 | 0 |  | 0 | 0
SDGE | Ocotillo Express | 500 | 0 | 0 | 0 |  | 0 | 0
PG&E KERN | Old River | 70 | 0 | 0 | 0 |  | 0 | 0
SDGE | Old Town | 230 | 0 | 0 | 0 |  | 0 | 0
SCE Metro | Olinda | 230 | 0 | 0 | 0 |  | 0 | 0
PG&E FRESNO | Olive | 115 | 0 | 0 | 0 |  | 0 | 0
PG&E NGBA | Olivehurst | 115 | 0 | 0 | 0 |  | 0 | 0
PG&E NGBA | Oregon Trail | 60 | 0 | 0 | 0 |  | 0 | 0
SCE Northern | Ormond Beach | 230 | 0 | 0 | 0 |  | 0 | 0
PG&E FRESNO | Oro Loma | 115 | 0 | 0 | 0 |  | 0 | 0
PG&E FRESNO | Oro Loma | 70 | 0 | 0 | 0 |  | 0 | 0
PG&E FRESNO | Orosi | 70 | 0 | 0 | 0 |  | 0 | 0
SDGE | Otay | 69 | 0 | 0 | 0 |  | 0 | 0
SDGE | Otay Mesa | 230 | 0 | 0 | 0 |  | 0 | 0
PG&E FRESNO | Padre Flats SW STA | 230 | 0 | 0 | 0 |  | 0 | 0
SCE EOP | Pahrump | 138 | 0 | 0 | 0 |  | 0 | 0
SCE EOP | Pahrump | 230 | 0 | 0 | 0 |  | 0 | 0
SDGE | Pala | 69 | 0 | 0 | 0 |  | 0 | 0
PG&E NGBA | Palermo | 115 | 0 | 0 | 0 |  | 0 | 0
PG&E NGBA | Palermo | 230 | 0 | 0 | 0 |  | 0 | 0
SCE Eastern | Palo Verde | 500 | 0 | 0 | 0 |  | 0 | 0
SDGE | Palomar Energy | 230 | 0 | 0 | 0 |  | 0 | 0
PG&E KERN | Panama | 70 | 0 | 0 | 0 |  | 0 | 0
PG&E FRESNO | Panoche | 115 | 0 | 0 | 0 |  | 0 | 0
PG&E FRESNO | Panoche | 230 | 0 | 0 | 0 |  | 0 | 0
SCE Northern | Pardee | 230 | 0 | 0 | 0 |  | 0 | 0
PG&E NGBA | Parkway | 230 | 0 | 0 | 0 |  | 0 | 0
SCE Northern | Pastoria | 230 | 0 | 0 | 0 |  | 0 | 0
SCE Metro | Pauda | 230 | 0 | 0 | 0 |  | 0 | 0
PG&E GBA | Paul Sweet | 115 | 0 | 0 | 0 |  | 0 | 0
PG&E NGBA | Peabody | 230 | 0 | 0 | 0 |  | 0 | 0
PG&E NGBA | Pease | 115 | 0 | 0 | 0 |  | 0 | 0
PG&E NGBA | Pease | 60 | 0 | 0 | 0 |  | 0 | 0
SDGE | Penasquitos | 138 | 0 | 0 | 0 |  | 0 | 0
SDGE | Penasquitos | 230 | 0 | 0 | 0 |  | 0 | 0
SDGE | Penasquitos | 69 | 0 | 0 | 0 |  | 0 | 0
SDGE | Pendleton | 69 | 0 | 0 | 0 |  | 0 | 0
PG&E NGBA | Penngrove | 115 | 0 | 0 | 0 |  | 0 | 0
PG&E GBA | Peoria | 115 | 0 | 0 | 0 |  | 0 | 0
PG&E GBA | Piercy | 115 | 0 | 0 | 0 |  | 0 | 0
PG&E FRESNO | Pine Flat | 230 | 0 | 0 | 0 |  | 0 | 0
SCE NOL | Pisgah | 230 | 0 | 0 | 0 |  | 0 | 0
PG&E NGBA | Pit 1 | 230 | 0 | 0 | 0 |  | 0 | 0
PG&E NGBA | Pit 1 | 60 | 0 | 0 | 0 |  | 0 | 0
PG&E NGBA | Pit 3 | 230 | 0 | 0 | 0 |  | 0 | 0
PG&E NGBA | Pit 4 | 230 | 0 | 0 | 0 |  | 0 | 0
PG&E GBA | Pittsburg | 115 | 0 | 0 | 0 |  | 0 | 0
PG&E GBA | Pittsburg | 230 | 0 | 0 | 0 |  | 0 | 0
PG&E NGBA | Pleasant Grove | 115 | 0 | 0 | 0 |  | 0 | 0
PG&E NGBA | POE | 230 | 0 | 0 | 0 |  | 0 | 0
SDGE | Point Loma | 69 | 0 | 0 | 0 |  | 0 | 0
SDGE | Pomerado | 69 | 0 | 0 | 0 |  | 0 | 0
PG&E KERN | Poso Mountain | 115 | 0 | 0 | 0 |  | 0 | 0
SCE EOP | Primm | 230 | 0 | 0 | 0 |  | 0 | 0
PG&E NGBA | Putah Creek | 115 | 0 | 0 | 0 |  | 0 | 3
SDGE | Q1806 | 138 | 0 | 0 | 0 |  | 0 | 0
PG&E FRESNO | Quinto | 230 | 0 | 0 | 0 |  | 0 | 0
PG&E GBA | Race Track | 115 | 0 | 0 | 0 |  | 0 | 0
SDGE | Rancho Mission Viejo | 138 | 0 | 0 | 0 |  | 0 | 0
PG&E GBA | Rancho Seco | 230 | 0 | 0 | 0 |  | 0 | 0
SCE Metro | Rancho Vista | 230 | 0 | 0 | 0 |  | 0 | 0
SCE Metro | Rancho Vista | 500 | 0 | 0 | 0 |  | 0 | 0
SCE NOL | Ransburg | 115 | 0 | 0 | 0 |  | 0 | 0
PG&E GBA | Ravenswood | 115 | 0 | 0 | 0 |  | 0 | 0
PG&E GBA | Ravenswood | 230 | 0 | 0 | 0 |  | 0 | 0
SCE Northern | Rector | 230 | 0 | 0 | 0 |  | 0 | 0
SCE Eastern | Red Bluff | 230 | 0 | 0 | 0 |  | 0 | 0
SCE Eastern | Red Bluff | 500 | 0 | 250 | 0 |  | 0 | 0
PG&E NGBA | Redbud | 115 | 0 | 0 | 0 |  | 0 | 0
SCE Metro | Redondo | 230 | 0 | 0 | 0 |  | 0 | 0
PG&E FRESNO | Reedley | 115 | 0 | 0 | 0 |  | 0 | 0
PG&E KERN | Renfro | 115 | 0 | 0 | 0 |  | 0 | 0
PG&E GBA | Richmond R | 115 | 0 | 0 | 0 |  | 0 | 0
PG&E NGBA | Rincon | 115 | 0 | 0 | 0 |  | 0 | 0
PG&E KERN | Rio Bravo | 115 | 0 | 0 | 0 |  | 0 | 0
SCE Metro | Rio Hondo | 230 | 0 | 0 | 0 |  | 0 | 0
PG&E NGBA | Rio Oso | 115 | 0 | 0 | 0 |  | 0 | 0
PG&E NGBA | Rio Oso | 230 | 0 | 0 | 0 |  | 0 | 0
PG&E GBA | Ripon | 115 | 0 | 0 | 0 |  | 0 | 0
PG&E GBA | Riverbank | 115 | 0 | 0 | 0 |  | 0 | 0
SCE NOL | Roadway | 115 | 0 | 0 | 0 |  | 0 | 0
PG&E NGBA | Rock Creek 1 | 230 | 0 | 0 | 0 |  | 0 | 0
SCE Northern | Rosamond | 66 | 0 | 0 | 0 |  | 0 | 0
PG&E GBA | Rossmoor | 230 | 0 | 0 | 0 |  | 0 | 0
PG&E NGBA | Round Mountain | 230 | 0 | 0 | 0 |  | 0 | 0
PG&E NGBA | Round Mountain | 500 | 0 | 0 | 0 |  | 0 | 0
PG&E GBA | Salado | 115 | 0 | 0 | 0 |  | 0 | 0
PG&E GBA | Salado | 60 | 0 | 0 | 0 |  | 0 | 0
PG&E GBA | Salinas | 115 | 0 | 0 | 0 |  | 0 | 0
SDGE | Salt Creek | 69 | 0 | 0 | 0 |  | 0 | 0
SCE Eastern | San Bernardino | 230 | 0 | 0 | 0 |  | 0 | 0
PG&E GBA | SAN FRAN A (POTRERO PP) | 115 | 0 | 0 | 0 |  | 0 | 0
PG&E GBA | SAN FRAN A (POTRERO PP) | 230 | 0 | 0 | 0 |  | 0 | 0
PG&E GBA | San Jose A | 115 | 0 | 0 | 0 |  | 0 | 0
PG&E GBA | San Jose B | 115 | 0 | 0 | 0 |  | 0 | 0
PG&E GBA | San Leandro U | 115 | 0 | 0 | 0 |  | 0 | 0
PG&E KERN | San Luis Obispo | 115 | 0 | 0 | 0 |  | 0 | 0
PG&E KERN | San Luis Obispo | 70 | 0 | 0 | 0 |  | 0 | 0
SDGE | San Luis Rey | 230 | 0 | 0 | 0 |  | 0 | 0
SDGE | San Luis Rey | 69 | 0 | 0 | 0 |  | 0 | 0
SDGE | San Marcos | 69 | 0 | 0 | 0 |  | 0 | 0
SCE Metro | San Onofre | 230 | 0 | 0 | 0 |  | 0 | 0
PG&E GBA | San Pablo | 115 | 0 | 0 | 0 |  | 0 | 0
PG&E GBA | San Ramon | 230 | 0 | 0 | 0 |  | 0 | 0
SDGE | San Ysidro | 69 | 0 | 0 | 0 |  | 0 | 0
SCE NOL | Sandlot | 230 | 0 | 0 | 0 |  | 0 | 0
SCE EOP | Sandy | 138 | 0 | 0 | 0 |  | 0 | 0
PG&E FRESNO | Sanger | 115 | 0 | 0 | 0 |  | 0 | 0
SCE Northern | Santa Clara | 230 | 0 | 0 | 0 |  | 0 | 0
PG&E NGBA | Santa Rosa A | 115 | 0 | 0 | 0 |  | 0 | 0
PG&E GBA | Santa Teresa | 115 | 0 | 0 | 0 |  | 0 | 0
SDGE | Santee | 138 | 0 | 0 | 0 |  | 0 | 0
SCE Metro | Santiago | 230 | 0 | 0 | 0 |  | 0 | 0
PG&E GBA | Saratoga | 230 | 0 | 0 | 0 |  | 0 | 0
SCE Northern | Saugus | 230 | 0 | 0 | 0 |  | 0 | 0
PG&E FRESNO | Schindler | 115 | 0 | 0 | 0 |  | 0 | 0
PG&E FRESNO | Schindler | 70 | 0 | 0 | 0 |  | 0 | 0
PG&E GBA | Schulte | 115 | 0 | 0 | 0 |  | 0 | 0
SDGE | Scripps | 69 | 0 | 0 | 0 |  | 0 | 0
PG&E KERN | Semitropic | 115 | 0 | 0 | 0 |  | 0 | 0
SCE Metro | Serrano | 230 | 0 | 0 | 0 |  | 0 | 0
SCE Metro | Serrano | 500 | 0 | 0 | 0 |  | 0 | 0
SDGE | Shadowridge | 138 | 0 | 0 | 0 |  | 0 | 0
PG&E KERN | Shafter | 115 | 0 | 0 | 0 |  | 0 | 0
PG&E NGBA | Silverado | 115 | 0 | 0 | 0 |  | 0 | 0
SDGE | Silvergate | 230 | 0 | 0 | 0 |  | 0 | 0
SDGE | Silvergate | 69 | 0 | 0 | 0 |  | 0 | 0
PG&E KERN | Sisquoc | 115 | 0 | 0 | 0 |  | 0 | 0
SCE EOP | Sloan Canyon | 230 | 0 | 0 | 0 |  | 0 | 0
SCE EOP | Sloan Canyon | 500 | 0 | 0 | 0 |  | 0 | 0
PG&E KERN | Smyrna | 115 | 0 | 0 | 0 |  | 0 | 0
PG&E GBA | Sobrante | 115 | 0 | 0 | 0 |  | 0 | 0
PG&E GBA | Sobrante | 230 | 0 | 0 | 0 |  | 0 | 0
PG&E KERN | Solar | 230 | 0 | 0 | 0 |  | 0 | 0
PG&E GBA | Soledad | 115 | 0 | 0 | 0 |  | 0 | 0
PG&E GBA | Soledad | 60 | 0 | 0 | 0 |  | 0 | 0
SDGE | Spring Valley | 69 | 0 | 0 | 0 |  | 0 | 0
SCE Northern | Springville | 230 | 0 | 0 | 0 |  | 0 | 0
PG&E GBA | Stagg | 230 | 0 | 0 | 0 |  | 0 | 0
PG&E GBA | Standard Oil | 115 | 0 | 0 | 0 |  | 0 | 0
PG&E GBA | Stanislaus | 115 | 0 | 0 | 0 |  | 0 | 0
PG&E KERN | Stockdale | 115 | 0 | 0 | 0 |  | 0 | 0
PG&E KERN | Stockdale | 230 | 0 | 0 | 0 |  | 0 | 0
PG&E GBA | Stockton A | 115 | 0 | 0 | 0 |  | 0 | 0
PG&E GBA | Stone | 115 | 0 | 0 | 0 |  | 0 | 0
PG&E FRESNO | Storey | 230 | 0 | 0 | 0 |  | 0 | 0
PG&E NGBA | Summit | 115 | 0 | 0 | 40 |  | 0 | 0
SDGE | Suncrest | 230 | 0 | 0 | 0 |  | 0 | 0
SDGE | Suncrest | 500 | 0 | 0 | 0 |  | 0 | 0
PG&E KERN | Sunrise | 230 | 0 | 0 | 0 |  | 0 | 0
PG&E KERN | Sunset | 230 | 0 | 0 | 0 |  | 0 | 0
PG&E GBA | Swift | 115 | 0 | 0 | 0 |  | 0 | 0
SDGE | Sycamore Canyon | 138 | 0 | 0 | 0 |  | 0 | 0
SDGE | Sycamore Canyon | 230 | 0 | 0 | 0 |  | 0 | 0
SDGE | Sycamore Canyon | 69 | 0 | 0 | 0 |  | 0 | 0
SCE Northern | Sylmar | 230 | 0 | 0 | 0 |  | 0 | 0
PG&E NGBA | Table Mountain | 115 | 0 | 0 | 0 |  | 0 | 0
PG&E NGBA | Table Mountain | 230 | 0 | 0 | 0 |  | 0 | 0
PG&E NGBA | Table Mountain | 500 | 0 | 0 | 0 |  | 0 | 0
PG&E NGBA | Table Mountain | 60 | 0 | 0 | 0 |  | 0 | 0
PG&E KERN | Taft | 115 | 0 | 0 | 0 |  | 0 | 0
SDGE | Talega | 138 | 0 | 0 | 0 |  | 0 | 0
SDGE | Talega | 230 | 0 | 0 | 0 |  | 0 | 0
PG&E GBA | Tassajara | 230 | 0 | 0 | 0 |  | 0 | 0
PG&E KERN | Tejon | 70 | 0 | 0 | 0 |  | 0 | 0
SDGE | Telegraph Canyon | 138 | 0 | 0 | 0 |  | 0 | 0
PG&E KERN | Temblor | 115 | 0 | 0 | 0 |  | 0 | 0
PG&E KERN | Templeton | 230 | 0 | 0 | 0 |  | 0 | 0
PG&E KERN | Templeton | 70 | 0 | 0 | 0 |  | 0 | 0
PG&E GBA | Tesla | 115 | 0 | 0 | 0 |  | 0 | 0
PG&E GBA | Tesla | 230 | 0 | 0 | 0 |  | 0 | 0
PG&E GBA | Tesla | 500 | 0 | 0 | 0 |  | 0 | 0
PG&E KERN | Tevis | 115 | 0 | 0 | 0 |  | 0 | 0
SCE EOP | Thousandaire | 138 | 0 | 0 | 0 |  | 0 | 0
PG&E KERN | Topaz | 230 | 0 | 0 | 0 |  | 0 | 0
SCE NOL | Tortilla | 115 | 0 | 0 | 0 |  | 0 | 0
SDGE | Trabuco | 138 | 0 | 0 | 0 |  | 0 | 0
PG&E GBA | Tracy | 115 | 0 | 0 | 0 |  | 0 | 0
PG&E FRESNO | Tranquility | 230 | 0 | 200 | 0 |  | 0 | 0
PG&E GBA | Trimble | 115 | 0 | 0 | 0 |  | 0 | 0
SCE EOP | Trout Canyon | 230 | 0 | 0 | 0 |  | 0 | 0
SCE EOP | Trout Canyon | 500 | 0 | 0 | 0 |  | 0 | 0
PG&E NGBA | Tulucay | 230 | 0 | 0 | 0 |  | 0 | 0
PG&E NGBA | Tulucay | 60 | 0 | 0 | 0 |  | 0 | 0
PG&E KERN | Tupman | 115 | 0 | 0 | 0 |  | 0 | 0
PG&E NGBA | Ukiah | 115 | 0 | 0 | 0 |  | 0 | 0
PG&E KERN | Union (Estrella) | 70 | 0 | 0 | 0 |  | 0 | 0
PG&E NGBA | Vaca Dixon | 115 | 0 | 0 | 0 |  | 0 | 0
PG&E NGBA | Vaca Dixon | 230 | 0 | 0 | 0 |  | 0 | 0
PG&E NGBA | Vaca Dixon | 500 | 0 | 0 | 0 |  | 0 | 0
PG&E NGBA | Vaca Dixon | 60 | 0 | 0 | 0 |  | 0 | 0
SCE Eastern | Valley (SCE) | 500 | 0 | 0 | 0 |  | 0 | 0
SCE EOP | Valley (VEA) | 138 | 0 | 0 | 0 |  | 0 | 0
SDGE | Valley Center | 69 | 0 | 0 | 0 |  | 0 | 0
PG&E GBA | Valley Home | 115 | 0 | 0 | 0 |  | 0 | 0
PG&E GBA | Valley Springs | 230 | 0 | 0 | 0 |  | 0 | 0
PG&E GBA | Valley Springs | 60 | 0 | 0 | 0 |  | 0 | 0
SCE EOP | Valley Switch | 138 | 0 | 0 | 0 |  | 0 | 0
SCE EOP | Valley Switch | 230 | 0 | 0 | 0 |  | 0 | 0
PG&E GBA | Vasco | 230 | 0 | 0 | 0 |  | 0 | 0
PG&E GBA | Vasona | 230 | 0 | 0 | 0 |  | 0 | 0
SCE Northern | Vestal | 230 | 0 | 300 | 0 |  | 0 | 0
SCE Northern | Vestal | 66 | 0 | 0 | 0 |  | 0 | 0
SCE NOL | Victor | 115 | 0 | 0 | 0 |  | 0 | 0
SCE NOL | Victor | 230 | 0 | 0 | 0 |  | 0 | 0
SCE Metro | Viejo | 230 | 0 | 0 | 0 |  | 0 | 0
PG&E GBA | Vierra | 115 | 0 | 0 | 0 |  | 0 | 0
SCE Metro | Villa Park | 230 | 0 | 0 | 0 |  | 0 | 0
SCE Northern | Vincent | 230 | 0 | 0 | 0 |  | 0 | 0
SCE Northern | Vincent | 500 | 0 | 0 | 0 |  | 0 | 0
PG&E GBA | Vineyard | 230 | 0 | 0 | 0 |  | 0 | 0
SDGE | Vineyard | 69 | 0 | 0 | 0 |  | 0 | 0
SCE Eastern | Vista (SCE) | 230 | 0 | 0 | 0 |  | 0 | 0
SCE EOP | Vista (VEA) | 138 | 0 | 0 | 0 |  | 0 | 0
SCE EOP | Vista (VEA) | 230 | 0 | 0 | 0 |  | 0 | 0
PG&E FRESNO | Wahtoke | 115 | 0 | 0 | 0 |  | 0 | 0
SCE Northern | Wakefield | 66 | 0 | 0 | 0 |  | 0 | 0
SCE Metro | Walnut | 230 | 0 | 0 | 0 |  | 0 | 0
SCE Northern | Warne | 230 | 0 | 0 | 0 |  | 0 | 0
PG&E GBA | Warnerville | 230 | 0 | 0 | 0 |  | 0 | 0
PG&E FRESNO | Waukena | 115 | 0 | 0 | 0 |  | 0 | 0
PG&E GBA | Weber | 230 | 0 | 0 | 0 |  | 0 | 0
PG&E GBA | Weber | 60 | 0 | 0 | 0 |  | 0 | 0
PG&E FRESNO | West Fresno | 115 | 0 | 0 | 0 |  | 0 | 0
PG&E FRESNO | Westley | 230 | 0 | 0 | 0 |  | 0 | 0
PG&E KERN | Westpark | 115 | 0 | 0 | 0 |  | 0 | 0
PG&E KERN | Wheeler Ridge | 230 | 0 | 0 | 0 |  | 0 | 0
PG&E KERN | Wheeler Ridge | 115 | 0 | 0 | 0 |  | 0 | 0
PG&E KERN | Wheeler Ridge | 70 | 0 | 100 | 0 |  | 0 | 0
SCE Northern | Whirlwind | 230 | 0 | 0 | 0 |  | 0 | 174
SCE Northern | Whirlwind | 500 | 0 | 0 | 0 |  | 0 | 0
PG&E GBA | Whisman | 115 | 0 | 0 | 0 |  | 0 | 0
SCE Eastern | Wildlife | 230 | 0 | 0 | 0 |  | 0 | 0
PG&E FRESNO | Wilson | 115 | 0 | 0 | 0 |  | 0 | 0
PG&E FRESNO | Wilson | 230 | 0 | 0 | 0 |  | 0 | 0
SCE Northern | Windhub | 230 | 0 | 378 | 0 |  | 0 | 0
SCE Northern | Windhub | 500 | 0 | 0 | 0 |  | 0 | 0
PG&E GBA | Windmaster | 230 | 0 | 0 | 0 |  | 0 | 0
PG&E NGBA | Windsor | 60 | 0 | 0 | 0 |  | 0 | 0
PG&E NGBA | Woodland | 115 | 0 | 0 | 0 |  | 0 | 0
PG&E FRESNO | Woodward | 115 | 0 | 0 | 0 |  | 0 | 0
PG&E NGBA | Wyandotte | 115 | 0 | 0 | 0 |  | 0 | 0

## CommunityEnv_Criteria_README
5. Community and environmental (societal) impact factors
Criteria Purpose | Mapped resources should seek to bolster and benefit pollution-burdened and disadvantaged communities where feasible, particularly by reducing emissions and impacts of air-pollutant emitting fossil-fuel generators.
Application of Analysis | For the Disadvantaged Communities, IRA Energy Communities, and Air Quality Non-Attainment Zones staff are assessing if the majority of the land area within 10 miles around the substation is within the criteria as an approximation for if resources interconnecting at the substation would be in the criteria. For proximity to existing gas generator staff are assess the proximity of the interconnection substation itself.
Biomass/Biogas Analysis | For mapped biomass/biogas resources, staff are applying the criteria to prioritize locating resources not in non-attainment zones or near disadvantaged communities.
Criteria Alignment Levels
| Non-Attainment Zones |  | IRA Energy Communities |  | Proximity to Gas Plants |  | Disadvantaged Communities
Level | Resources | Biomass/gas | Resources | Biomass/gas | Resources | Biomass/gas | Resources | Biomass/gas
1 | In Zone | Outside Zone | In Community | Outside Comm. | < 1 miles | > 10 miles | In DAC | > 5 miles of DAC
2 | Outside Zone | - | Outside Comm. | - | < 10 miles | < 10 miles | <5 miles
3 | - | In Zone | - | In Community | > 10 miles | < 1 miles | >5 miles | < 5 miles of DAC
4 | - | - | - | - | - | - | - | In DAC
Tabs for Analysis
Comm-Env_Summary_byArea |  |  | Summary of resources identified with the criteria by study area
Community_Env_DataSets |  |  | Analyis and data for all substations

## Comm-Env_Summary_byArea
The tables below summarize the initial mapping resulting alignment with the community environmental impacts criteria. The tables identify the number of MWs of generation and storage within the identified criteria by CAISO study area for both 2035 and 2040 portfolio.
| Initial 2035 Portfolio Mapping | In Non-Attainment Zone (O3 or PM2.5) |  | Substation Near Fossil Fuel Plant (<1 mile) |  | Substation Near Fossil Fuel Plant (<5 mile) |  | In IRA Energy Community |  | In DAC |  | In or near (<5 mi) DAC
| Total MWs by Criteria | Generation | Storage | Generation | Storage | Generation | Storage | Generation | Storage | Generation | Storage | Generation | Storage
| PG&E North of Greater Bay Study Area | 259.18 | 151.2 | 500 | 50 | 514.6 | 50 | 1685.55 | 130 | 113 | 0 | 300.33 | 38 | PG&E NGBA
| PG&E Greater Bay Study Area | 1052.925 | 1198.3 | 2.975 | 395.3 | 683.625 | 580.3 | 1041.85 | 413 | 351.475 | 215.3 | 1301.5 | 803.6 | PG&E GBA
| PG&E Fresno Study Area | 4464.198 | 3011.75 | 323.21 | 410.2 | 1053.01 | 811.6 | 46.8 | 161.4 | 4426.038 | 2941.75 | 8888.236 | 5953.5 | PG&E FRESNO
| PG&E Kern Study Area | 2577.87 | 861 | 1 | 0 | 42.8 | 3 | 2136.47 | 622.5 | 2561.27 | 858 | 5139.14 | 1719 | PG&E KERN
| SCE Northern Area | 4017.5 | 3735 | 0 | 0 | 122 | 350 | 4019.5 | 3805 | 403 | 715 | 2979.5 | 2535 | SCE Northern
| SCE Metro Study Area | 2177.45 | 2061.5 | 20 | 782 | 35.83 | 1880 | 2177.45 | 2061.5 | 35.19 | 1935 | 2212.64 | 3996.5 | SCE Metro
| SCE North of Lugo Study Area | 1638.18 | 526 | 0 | 0 | 661.88 | 230.5 | 1681.18 | 551 | 665.18 | 230.5 | 1345.36 | 461 | SCE NOL
| East of Pisgah Study Area | 0 | 0 | 0 | 0 | 3168.3 | 279 | 8307.8 | 1680 | 0 | 0 | 0 | 200 | EOP
| SCE Eastern Study Area | 4031.1 | 1775.6 | 324.5 | 320 | 492.1 | 1720.6 | 5105.6 | 4089 | 162.6 | 530 | 330.2 | 1995.6 | SCE Eastern
| SDG&E Study Area | 2504.64 | 1684.16 | 0 | 111.7 | 192.84 | 806.66 | 1980.64 | 1108.91 | 192.84 | 578.16 | 385.68 | 1200.07 | SDGE
| Total | 22723.043 | 15004.51 | 1171.685 | 2069.2 | 6966.985 | 6711.66 | 28182.84 | 14622.31 | 8910.593 | 8003.71 | 22882.586 | 18902.27
| Initial 2040 Portfolio Mapping | In Non-Attainment Zone (O3 or PM2.5) |  | Substation Near Fossil Fuel Plant (<1 mile) |  | Substation Near Fossil Fuel Plant (<5 mile) |  | In IRA Energy Community |  | In DAC |  | In or near (<5 mi) DAC
| Total MWs by Criteria | Generation | Storage | Generation | Storage | Generation | Storage | Generation | Storage | Generation | Storage | Generation | Storage
| PG&E North of Greater Bay Study Area | 359.18 | 186.2 | 1035 | 200 | 1049.6 | 200 | 2540.55 | 380 | 113 | 0 | 300.33 | 38 | PG&E NGBA
| PG&E Greater Bay Study Area | 3409.925 | 1750.5 | 2.975 | 945.3 | 2840.625 | 1357.5 | 3348.85 | 788 | 601.475 | 307.5 | 3908.5 | 1698 | PG&E GBA
| PG&E Fresno Study Area | 11124.198 | 4731.75 | 1573.21 | 740.2 | 3903.01 | 1506.6 | 46.8 | 161.4 | 11086.038 | 4661.75 | 22208.236 | 9393.5 | PG&E FRESNO
| PG&E Kern Study Area | 5887.87 | 1701 | 1 | 0 | 152.8 | 43 | 4146.47 | 1132.5 | 5571.27 | 1648 | 11459.14 | 3349 | PG&E KERN
| SCE Northern Area | 6697.5 | 4860 | 0 | 0 | 322 | 400 | 6699.5 | 4930 | 753 | 765 | 4659.5 | 2885 | SCE Northern
| SCE Metro Study Area | 2177.45 | 2661.5 | 20 | 882 | 35.83 | 2480 | 2177.45 | 2661.5 | 35.19 | 2435 | 2212.64 | 5096.5 | SCE Metro
| SCE North of Lugo Study Area | 2492.18 | 756 | 0 | 0 | 661.88 | 230.5 | 2535.18 | 781 | 1115.18 | 380.5 | 2360.36 | 781 | SCE NOL
| East of Pisgah Study Area | 500 | 150 | 0 | 0 | 3168.3 | 529 | 12707.8 | 3125 | 0 | 0 | 0 | 200 | EOP
| SCE Eastern Study Area | 4911.1 | 1980.6 | 604.5 | 400 | 772.1 | 1800.6 | 7785.6 | 4879 | 162.6 | 530 | 330.2 | 1995.6 | SCE Eastern
| SDG&E Study Area | 4224.64 | 2599.16 | 0 | 411.7 | 842.84 | 1331.66 | 1980.64 | 1583.91 | 842.84 | 828.16 | 2385.68 | 1900.07 | SDGE
| Total | 41784.043 | 21376.71 | 3236.685 | 3579.2 | 13748.985 | 9878.86 | 43968.84 | 20422.31 | 20280.593 | 11555.91 | 49824.586 | 27336.67
| 2035 Portfolio Mapping Difference: Final – Initial | In Non-Attainment Zone (O3 or PM2.5) |  | Substation Near Thermal Plant (<1 mile) |  |  |  | In IRA Energy Community |  | In DAC |  | In or near (<5 mi) DAC
| MWs Difference | Generation | Storage | Generation | Storage |  |  | Generation | Storage | Generation | Storage | Generation | Storage
PG&E North of Greater Bay
PG&E Greater Bay
PG&E Fresno
PG&E Kern
SCE Northern Area
SCE Metro
SCE North of Lugo
East of Pisgah
SCE Eastern
SDG&E
Total
| 2040 Portfolio Mapping Difference: Final – Initial | In Non-Attainment Zone (O3 or PM2.5) |  | Substation Near Thermal Plant (<1 mile) |  |  |  | In IRA Energy Community |  | In DAC |  | In or near (<5 mi) DAC
| MWs Difference | Generation | Storage | Generation | Storage |  |  | Generation | Storage | Generation | Storage | Generation | Storage
PG&E North of Greater Bay
PG&E Greater Bay
PG&E Fresno
PG&E Kern
SCE Northern Area
SCE Metro
SCE North of Lugo
East of Pisgah
SCE Eastern
SDG&E
Total

## Community_Env_DataSets
Depicts the Community Enviromnetal Criteria alignment by substation for renewable resources, storage, and biomass/gas resources. |  |  | Non-Attainment Zone Flags |  | Gas Proximity Flags |  | Env. Communities Flags | DAC Flags
|  |  | 0: Not in Zone |  | 1: < 1-mile | 3. < 10 mi | 0: Not in | 1: In DaC | [24 empty] | 2035 | [16 empty] | 2040
|  |  | 1: In Zone |  | 2: < 5-miles | 4. > 10 mi | 1: In | 2: Within 5-miles | NA_Zone_PM25 |  | NA_Zone_O3 |  | Gas_Proximity |  | IRA_Energy_Community |  | DAC_Proximity |  | 2035 Total Portfolio Resources | [16 empty] | 2040 Total Portfolio Resources
[8 empty] | 3: > 5 miles | Biomass | Other Res. | Biomass | Other Res. | Biomass | Other Res. | Biomass | Other Res. | Biomass | Other Res. | Geothermal | Biomass | Wind | Wind | OOS Wind | OOS Wind | Offshore Wind | Offshore Wind | Distributed Solar | Solar | Solar | Battery_4hr | Battery_8hr | LDES | Has | Total | Total | Geothermal | Biomass | Wind | Wind | OOS Wind | OOS Wind | Offshore Wind | Offshore Wind | Distributed Solar | Solar | Solar | Battery_4hr | Battery_8hr | LDES | Has | Total | Total
CAISO Study Area | Substation | Voltage | IN_NAZ_PM25 | IN_NAZ_Ozone | Fossil Fuel Plant Proximity | Nearest Plant Retired? | In_EC | DAC_Level | Alignment | Alignment | Alignment | Alignment | Alignment | Alignment | Alignment | Alignment | Alignment | Alignment | FCDS | FCDS | FCDS | EODS | FCDS | EODS | FCDS | EODS | EODS | FCDS | EODS | FCDS | FCDS | FCDS | Res | Gens | Storage | FCDS | FCDS | FCDS | EODS | FCDS | EODS | FCDS | EODS | EODS | FCDS | EODS | FCDS | FCDS | FCDS | Res | Gens | Storage
PG&E KERN | 7th Standard | 115 | 1 | 1 | 3 | 0 | 1 | 2 | 3 | 1 | 3 | 1 | 2 | 3 | 3 | 1 | 3 | 2 | 0 | 0 | 0 | 0 | 0 | 0 | 0 | 0 | 0 | 0 | 0 | 0 | 0 | 0 | 0 | 0 | 0 | 0 | 0 | 0 | 0 | 0 | 0 | 0 | 0 | 0 | 0 | 0 | 0 | 0 | 0 | 0 | 0 | 0
SCE Metro | Alamitos | 230 | 1 | 1 | 1 | 0 | 1 | 1 | 3 | 1 | 3 | 1 | 4 | 1 | 3 | 1 | 4 | 1 | 0 | 0 | 0 | 0 | 0 | 0 | 0 | 0 | 0 | 0 | 0 | 82 | 0 | 0 | 1 | 0 | 82 | 0 | 0 | 0 | 0 | 0 | 0 | 0 | 0 | 0 | 0 | 0 | 82 | 0 | 0 | 1 | 0 | 82
SCE Eastern | Alberhill | 115 | 1 | 1 | 4 | 1 | 1 | 1 | 3 | 1 | 3 | 1 | 1 | 4 | 3 | 1 | 4 | 1 | 0 | 0 | 0 | 0 | 0 | 0 | 0 | 0 | 0 | 0 | 0 | 0 | 0 | 0 | 0 | 0 | 0 | 0 | 0 | 0 | 0 | 0 | 0 | 0 | 0 | 0 | 0 | 0 | 0 | 0 | 0 | 0 | 0 | 0
SCE Eastern | Alberhill | 500 | 1 | 1 | 4 | 1 | 1 | 1 | 3 | 1 | 3 | 1 | 1 | 4 | 3 | 1 | 4 | 1 | 0 | 0 | 0 | 0 | 0 | 0 | 0 | 0 | 0 | 0 | 0 | 0 | 0 | 0 | 0 | 0 | 0 | 0 | 0 | 0 | 0 | 0 | 0 | 0 | 0 | 0 | 0 | 0 | 0 | 0 | 0 | 0 | 0 | 0
PG&E GBA | Alhambra | 115 | 2 | 1 | 2 | 0 | 1 | 2 | 1 | 2 | 3 | 1 | 3 | 2 | 3 | 1 | 3 | 2 | 0 | 0 | 0 | 0 | 0 | 0 | 0 | 0 | 0 | 0 | 0 | 0 | 0 | 0 | 0 | 0 | 0 | 0 | 0 | 0 | 0 | 0 | 0 | 0 | 0 | 0 | 0 | 0 | 0 | 0 | 0 | 0 | 0 | 0
PG&E FRESNO | Alpaugh | 115 | 1 | 1 | 3 | 0 | 1 | 1 | 3 | 1 | 3 | 1 | 2 | 3 | 3 | 1 | 4 | 1 | 0 | 0 | 0 | 0 | 0 | 0 | 0 | 0 | 3 | 0 | 0 | 10 | 0 | 0 | 1 | 3 | 10 | 0 | 0 | 0 | 0 | 0 | 0 | 0 | 0 | 3 | 0 | 0 | 10 | 0 | 0 | 1 | 3 | 10
SDGE | Alpine | 69 | 2 | 1 | 4 | 0 | 1 | 3 | 1 | 2 | 3 | 1 | 1 | 4 | 3 | 1 | 1 | 3 | 0 | 0 | 0 | 0 | 0 | 0 | 0 | 0 | 0 | 0 | 0 | 6 | 0 | 0 | 1 | 0 | 6 | 0 | 0 | 0 | 0 | 0 | 0 | 0 | 0 | 0 | 0 | 0 | 6 | 0 | 0 | 1 | 0 | 6
PG&E GBA | Altamont Midway (Sandhill) | 230 | 2 | 1 | 2 | 0 | 1 | 3 | 1 | 2 | 3 | 1 | 3 | 2 | 3 | 1 | 1 | 3 | 0 | 0 | 5 | 0 | 0 | 0 | 0 | 0 | 0 | 0 | 0 | 0 | 0 | 0 | 1 | 5 | 0 | 0 | 0 | 5 | 0 | 0 | 0 | 0 | 0 | 0 | 0 | 0 | 0 | 0 | 0 | 1 | 5 | 0
SCE Northern | Antelope | 66 | 2 | 1 | 4 | 1 | 1 | 3 | 1 | 2 | 3 | 1 | 1 | 4 | 3 | 1 | 1 | 3 | 0 | 0 | 0 | 0 | 0 | 0 | 0 | 0 | 0 | 0 | 20 | 0 | 0 | 0 | 1 | 20 | 0 | 0 | 0 | 0 | 0 | 0 | 0 | 0 | 0 | 0 | 0 | 20 | 0 | 0 | 0 | 1 | 20 | 0
SCE Northern | Antelope | 230 | 2 | 1 | 4 | 1 | 1 | 3 | 1 | 2 | 3 | 1 | 1 | 4 | 3 | 1 | 1 | 3 | 0 | 0 | 200 | 0 | 0 | 0 | 0 | 0 | 6 | 56 | 0 | 28 | 0 | 0 | 1 | 262 | 28 | 0 | 0 | 200 | 0 | 0 | 0 | 0 | 0 | 6 | 56 | 150 | 28 | 100 | 0 | 1 | 412 | 128
SCE Northern | Antelope | 500 | 2 | 1 | 4 | 1 | 1 | 3 | 1 | 2 | 3 | 1 | 1 | 4 | 3 | 1 | 1 | 3 | 0 | 0 | 0 | 0 | 0 | 0 | 0 | 0 | 0 | 0 | 0 | 0 | 0 | 0 | 0 | 0 | 0 | 0 | 0 | 0 | 0 | 0 | 0 | 0 | 0 | 0 | 0 | 0 | 0 | 0 | 0 | 0 | 0 | 0
PG&E NGBA | Arcata | 60 | 2 | 2 | 4 | 0 | 2 | 3 | 1 | 2 | 1 | 2 | 1 | 4 | 1 | 2 | 1 | 3 | 0 | 0 | 0 | 0 | 0 | 0 | 0 | 0 | 7 | 0 | 0 | 2.5 | 0 | 0 | 1 | 7 | 2.5 | 0 | 0 | 0 | 0 | 0 | 0 | 0 | 0 | 7 | 0 | 0 | 2.5 | 0 | 0 | 1 | 7 | 2.5
PG&E KERN | Arco | 230 | 1 | 1 | 4 | 0 | 1 | 1 | 3 | 1 | 3 | 1 | 1 | 4 | 3 | 1 | 4 | 1 | 0 | 0 | 0 | 0 | 0 | 0 | 0 | 0 | 4.79 | 125 | 374 | 50 | 125 | 0 | 1 | 503.79 | 175 | 0 | 0 | 0 | 0 | 0 | 0 | 0 | 0 | 4.79 | 325 | 674 | 50 | 265 | 0 | 1 | 1003.79 | 315
PG&E KERN | Arco | 70 | 1 | 1 | 4 | 0 | 1 | 1 | 3 | 1 | 3 | 1 | 1 | 4 | 3 | 1 | 4 | 1 | 0 | 0 | 0 | 0 | 0 | 0 | 0 | 0 | 0 | 0 | 0 | 2 | 0 | 0 | 1 | 0 | 2 | 0 | 0 | 0 | 0 | 0 | 0 | 0 | 0 | 0 | 0 | 0 | 2 | 0 | 0 | 1 | 0 | 2
SCE Metro | ArcoGen | 230 | 1 | 1 | 1 | 0 | 1 | 1 | 3 | 1 | 3 | 1 | 4 | 1 | 3 | 1 | 4 | 1 | 0 | 0 | 0 | 0 | 0 | 0 | 0 | 0 | 0 | 0 | 0 | 0 | 0 | 0 | 0 | 0 | 0 | 0 | 0 | 0 | 0 | 0 | 0 | 0 | 0 | 0 | 0 | 0 | 0 | 0 | 0 | 0 | 0 | 0
SDGE | Artesian | 230 | 2 | 1 | 2 | 0 | 1 | 3 | 1 | 2 | 3 | 1 | 3 | 2 | 3 | 1 | 1 | 3 | 0 | 0 | 0 | 0 | 0 | 0 | 0 | 0 | 0 | 0 | 0 | 0 | 0 | 0 | 0 | 0 | 0 | 0 | 0 | 0 | 0 | 0 | 0 | 0 | 0 | 0 | 0 | 0 | 0 | 0 | 0 | 0 | 0 | 0
SDGE | Artesian | 69 | 2 | 1 | 2 | 0 | 1 | 3 | 1 | 2 | 3 | 1 | 3 | 2 | 3 | 1 | 1 | 3 | 0 | 0 | 0 | 0 | 0 | 0 | 0 | 0 | 0 | 0 | 0 | 0 | 0 | 0 | 0 | 0 | 0 | 0 | 0 | 0 | 0 | 0 | 0 | 0 | 0 | 0 | 0 | 0 | 0 | 0 | 0 | 0 | 0 | 0
PG&E FRESNO | Ashlan | 230 | 1 | 1 | 2 | 0 | 2 | 1 | 3 | 1 | 3 | 1 | 3 | 2 | 1 | 2 | 4 | 1 | 0 | 0 | 0 | 0 | 0 | 0 | 0 | 0 | 0 | 0 | 0 | 0 | 0 | 0 | 0 | 0 | 0 | 0 | 0 | 0 | 0 | 0 | 0 | 0 | 0 | 0 | 0 | 0 | 0 | 0 | 0 | 0 | 0 | 0
PG&E NGBA | Atlantic | 115 | 2 | 1 | 2 | 0 | 2 | 3 | 1 | 2 | 3 | 1 | 3 | 2 | 1 | 2 | 1 | 3 | 0 | 0 | 0 | 0 | 0 | 0 | 0 | 0 | 0 | 0 | 0 | 0 | 0 | 0 | 0 | 0 | 0 | 0 | 0 | 0 | 0 | 0 | 0 | 0 | 0 | 0 | 0 | 0 | 0 | 0 | 0 | 0 | 0 | 0
PG&E NGBA | Atlantic | 230 | 2 | 1 | 2 | 0 | 2 | 3 | 1 | 2 | 3 | 1 | 3 | 2 | 1 | 2 | 1 | 3 | 0 | 0 | 0 | 0 | 0 | 0 | 0 | 0 | 0 | 0 | 0 | 0 | 0 | 0 | 0 | 0 | 0 | 0 | 0 | 0 | 0 | 0 | 0 | 0 | 0 | 0 | 0 | 0 | 0 | 0 | 0 | 0 | 0 | 0
PG&E NGBA | Atlantic | 60 | 2 | 1 | 2 | 0 | 2 | 3 | 1 | 2 | 3 | 1 | 3 | 2 | 1 | 2 | 1 | 3 | 0 | 0 | 0 | 0 | 0 | 0 | 0 | 0 | 0 | 0 | 0 | 0 | 0 | 0 | 0 | 0 | 0 | 0 | 0 | 0 | 0 | 0 | 0 | 0 | 0 | 0 | 0 | 0 | 0 | 0 | 0 | 0 | 0 | 0
PG&E FRESNO | Atwater | 115 | 1 | 1 | 1 | 1 | 2 | 1 | 3 | 1 | 3 | 1 | 4 | 2 | 1 | 2 | 4 | 1 | 0 | 0 | 0 | 0 | 0 | 0 | 0 | 0 | 2 | 0 | 0 | 0 | 0 | 0 | 1 | 2 | 0 | 0 | 0 | 0 | 0 | 0 | 0 | 0 | 0 | 2 | 0 | 0 | 0 | 0 | 0 | 1 | 2 | 0
PG&E GBA | Avena | 115 | 1 | 1 | 3 | 0 | 2 | 1 | 3 | 1 | 3 | 1 | 2 | 3 | 1 | 2 | 4 | 1 | 0 | 0 | 0 | 0 | 0 | 0 | 0 | 0 | 0 | 0 | 0 | 0 | 0 | 0 | 0 | 0 | 0 | 0 | 0 | 0 | 0 | 0 | 0 | 0 | 0 | 0 | 0 | 0 | 0 | 0 | 0 | 0 | 0 | 0
SDGE | Avocado | 69 | 2 | 1 | 3 | 0 | 1 | 3 | 1 | 2 | 3 | 1 | 2 | 3 | 3 | 1 | 1 | 3 | 0 | 0 | 0 | 0 | 0 | 0 | 0 | 0 | 0 | 0 | 0 | 29.6 | 0 | 0 | 1 | 0 | 29.6 | 0 | 0 | 0 | 0 | 0 | 0 | 0 | 0 | 0 | 0 | 0 | 29.6 | 0 | 0 | 1 | 0 | 29.6
PG&E NGBA | Bahia | 230 | 2 | 1 | 1 | 0 | 1 | 2 | 1 | 2 | 3 | 1 | 4 | 1 | 3 | 1 | 3 | 2 | 0 | 0 | 0 | 0 | 0 | 0 | 0 | 0 | 0 | 0 | 0 | 0 | 0 | 0 | 0 | 0 | 0 | 0 | 0 | 0 | 0 | 0 | 0 | 0 | 0 | 0 | 0 | 0 | 0 | 0 | 0 | 0 | 0 | 0
SCE Northern | Bailey | 230 | 1 | 1 | 4 | 0 | 1 | 3 | 3 | 1 | 3 | 1 | 1 | 4 | 3 | 1 | 1 | 3 | 0 | 0 | 0 | 0 | 0 | 0 | 0 | 0 | 0 | 0 | 0 | 0 | 0 | 0 | 0 | 0 | 0 | 0 | 0 | 0 | 0 | 0 | 0 | 0 | 0 | 0 | 0 | 0 | 0 | 0 | 0 | 0 | 0 | 0
SCE NOL | Baker | 115 | 2 | 2 | 4 | 1 | 1 | 1 | 1 | 2 | 1 | 2 | 1 | 4 | 3 | 1 | 4 | 1 | 0 | 0 | 0 | 0 | 0 | 0 | 0 | 0 | 0 | 0 | 0 | 0 | 0 | 0 | 0 | 0 | 0 | 0 | 0 | 0 | 0 | 0 | 0 | 0 | 0 | 0 | 0 | 0 | 0 | 0 | 0 | 0 | 0 | 0
PG&E KERN | Bakersfield | 230 | 1 | 1 | 2 | 1 | 1 | 1 | 3 | 1 | 3 | 1 | 3 | 3 | 3 | 1 | 4 | 1 | 0 | 0 | 0 | 0 | 0 | 0 | 0 | 0 | 0 | 0 | 0 | 0 | 0 | 0 | 0 | 0 | 0 | 0 | 0 | 0 | 0 | 0 | 0 | 0 | 0 | 0 | 0 | 0 | 0 | 0 | 0 | 0 | 0 | 0
PG&E FRESNO | Balch | 230 | 1 | 1 | 4 | 0 | 2 | 3 | 3 | 1 | 3 | 1 | 1 | 4 | 1 | 2 | 1 | 3 | 0 | 0 | 0 | 0 | 0 | 0 | 0 | 0 | 0 | 0 | 0 | 0 | 0 | 0 | 0 | 0 | 0 | 0 | 0 | 0 | 0 | 0 | 0 | 0 | 0 | 0 | 0 | 0 | 0 | 0 | 0 | 0 | 0 | 0
SCE Eastern | Bannister | 230 | 2 | 1 | 2 | 0 | 2 | 1 | 1 | 2 | 3 | 1 | 3 | 2 | 1 | 2 | 4 | 1 | 0 | 0 | 0 | 0 | 0 | 0 | 0 | 0 | 0 | 0 | 0 | 0 | 0 | 0 | 0 | 0 | 0 | 0 | 0 | 0 | 0 | 0 | 0 | 0 | 0 | 0 | 0 | 0 | 0 | 0 | 0 | 0 | 0 | 0
SCE Metro | Barre | 230 | 1 | 1 | 1 | 0 | 1 | 1 | 3 | 1 | 3 | 1 | 4 | 1 | 3 | 1 | 4 | 1 | 0 | 0 | 0 | 0 | 0 | 0 | 0 | 0 | 0 | 10 | 10 | 10 | 0 | 0 | 1 | 20 | 10 | 0 | 0 | 0 | 0 | 0 | 0 | 0 | 0 | 0 | 10 | 10 | 10 | 0 | 0 | 1 | 20 | 10
SDGE | Bay Boulevard | 69 | 2 | 1 | 1 | 1 | 1 | 1 | 1 | 2 | 3 | 1 | 4 | 2 | 3 | 1 | 4 | 1 | 0 | 0 | 0 | 0 | 0 | 0 | 0 | 0 | 0 | 0 | 0 | 0 | 0 | 0 | 0 | 0 | 0 | 0 | 0 | 0 | 0 | 0 | 0 | 0 | 0 | 0 | 0 | 0 | 0 | 0 | 0 | 0 | 0 | 0
SDGE | Bay Boulevard | 230 | 2 | 1 | 1 | 1 | 1 | 1 | 1 | 2 | 3 | 1 | 4 | 2 | 3 | 1 | 4 | 1 | 0 | 0 | 0 | 0 | 0 | 0 | 0 | 0 | 0 | 0 | 0 | 0 | 0 | 0 | 0 | 0 | 0 | 0 | 0 | 0 | 0 | 0 | 0 | 0 | 0 | 0 | 0 | 0 | 0 | 0 | 0 | 0 | 0 | 0
EOP | Beatty | 138 | 2 | 2 | 4 | 0 | 1 | 3 | 1 | 2 | 1 | 2 | 1 | 4 | 3 | 1 | 1 | 3 | 0 | 0 | 0 | 0 | 0 | 0 | 0 | 0 | 0 | 0 | 0 | 0 | 0 | 0 | 0 | 0 | 0 | 0 | 0 | 0 | 0 | 0 | 0 | 0 | 0 | 0 | 0 | 0 | 0 | 0 | 0 | 0 | 0 | 0
EOP | Beatty | 230 | 2 | 2 | 4 | 0 | 1 | 3 | 1 | 2 | 1 | 2 | 1 | 4 | 3 | 1 | 1 | 3 | 400 | 0 | 0 | 0 | 0 | 0 | 0 | 0 | 0 | 0 | 0 | 0 | 0 | 0 | 1 | 400 | 0 | 400 | 0 | 0 | 0 | 0 | 0 | 0 | 0 | 0 | 300 | 500 | 0 | 200 | 0 | 1 | 1200 | 200
PG&E NGBA | Belden | 230 | 2 | 2 | 4 | 0 | 1 | 3 | 1 | 2 | 1 | 2 | 1 | 4 | 3 | 1 | 1 | 3 | 0 | 0 | 0 | 0 | 0 | 0 | 0 | 0 | 0 | 0 | 0 | 0 | 0 | 0 | 0 | 0 | 0 | 0 | 0 | 0 | 0 | 0 | 0 | 0 | 0 | 0 | 0 | 0 | 0 | 0 | 0 | 0 | 0 | 0
PG&E NGBA | Bell | 115 | 2 | 1 | 4 | 0 | 2 | 3 | 1 | 2 | 3 | 1 | 1 | 4 | 1 | 2 | 1 | 3 | 0 | 0 | 0 | 0 | 0 | 0 | 0 | 0 | 0 | 0 | 0 | 0 | 0 | 0 | 0 | 0 | 0 | 0 | 0 | 0 | 0 | 0 | 0 | 0 | 0 | 0 | 0 | 0 | 0 | 0 | 0 | 0 | 0 | 0
PG&E NGBA | Bellevue | 115 | 2 | 1 | 2 | 0 | 2 | 2 | 1 | 2 | 3 | 1 | 3 | 2 | 1 | 2 | 3 | 2 | 0 | 0 | 0 | 0 | 0 | 0 | 0 | 0 | 0 | 0 | 0 | 0 | 0 | 0 | 0 | 0 | 0 | 0 | 0 | 0 | 0 | 0 | 0 | 0 | 0 | 0 | 0 | 0 | 0 | 0 | 0 | 0 | 0 | 0
PG&E GBA | Bellota | 115 | 1 | 1 | 4 | 1 | 2 | 3 | 3 | 1 | 3 | 1 | 1 | 4 | 1 | 2 | 1 | 3 | 0 | 0 | 0 | 0 | 0 | 0 | 0 | 0 | 0 | 0 | 0 | 0 | 0 | 0 | 0 | 0 | 0 | 0 | 0 | 0 | 0 | 0 | 0 | 0 | 0 | 0 | 0 | 0 | 0 | 0 | 0 | 0 | 0 | 0
PG&E GBA | Bellota | 230 | 1 | 1 | 4 | 1 | 2 | 3 | 3 | 1 | 3 | 1 | 1 | 4 | 1 | 2 | 1 | 3 | 0 | 0 | 0 | 0 | 0 | 0 | 0 | 0 | 0 | 0 | 0 | 0 | 0 | 310 | 1 | 0 | 310 | 0 | 0 | 0 | 0 | 0 | 0 | 0 | 0 | 0 | 0 | 0 | 0 | 0 | 310 | 1 | 0 | 310
SCE Northern | Big Creek | 230 | 1 | 1 | 4 | 0 | 2 | 3 | 3 | 1 | 3 | 1 | 1 | 4 | 1 | 2 | 1 | 3 | 0 | 0 | 0 | 0 | 0 | 0 | 0 | 0 | 0 | 0 | 0 | 0 | 0 | 0 | 0 | 0 | 0 | 0 | 0 | 0 | 0 | 0 | 0 | 0 | 0 | 0 | 0 | 0 | 0 | 0 | 0 | 0 | 0 | 0
PG&E FRESNO | Biola | 70 | 1 | 1 | 4 | 0 | 2 | 1 | 3 | 1 | 3 | 1 | 1 | 4 | 1 | 2 | 4 | 1 | 0 | 0 | 0 | 0 | 0 | 0 | 0 | 0 | 0 | 0 | 0 | 0 | 0 | 0 | 0 | 0 | 0 | 0 | 0 | 0 | 0 | 0 | 0 | 0 | 0 | 0 | 0 | 0 | 0 | 0 | 0 | 0 | 0 | 0
PG&E GBA | Birds Landing | 230 | 2 | 1 | 3 | 1 | 1 | 1 | 1 | 2 | 3 | 1 | 2 | 4 | 3 | 1 | 4 | 1 | 0 | 0 | 234.8 | 107 | 0 | 0 | 0 | 0 | 0 | 0 | 0 | 0 | 0 | 0 | 1 | 341.8 | 0 | 0 | 0 | 234.8 | 107 | 0 | 0 | 0 | 0 | 0 | 0 | 200 | 0 | 65 | 0 | 1 | 541.8 | 65
SCE Northern | Bliss | 66 | 1 | 1 | 4 | 0 | 1 | 1 | 3 | 1 | 3 | 1 | 1 | 4 | 3 | 1 | 4 | 1 | 0 | 0 | 0 | 0 | 0 | 0 | 0 | 0 | 0 | 0 | 0 | 0 | 0 | 0 | 0 | 0 | 0 | 0 | 0 | 0 | 0 | 0 | 0 | 0 | 0 | 0 | 0 | 0 | 0 | 0 | 0 | 0 | 0 | 0
SCE Eastern | Blythe | 161 | 2 | 2 | 2 | 0 | 1 | 1 | 1 | 2 | 1 | 2 | 3 | 2 | 3 | 1 | 4 | 1 | 0 | 0 | 0 | 0 | 0 | 0 | 0 | 0 | 0 | 0 | 160 | 160 | 0 | 0 | 1 | 160 | 160 | 0 | 0 | 0 | 0 | 0 | 0 | 0 | 0 | 0 | 0 | 160 | 160 | 0 | 0 | 1 | 160 | 160
PG&E NGBA | Bogue | 115 | 2 | 2 | 2 | 0 | 1 | 2 | 1 | 2 | 1 | 2 | 3 | 2 | 3 | 1 | 3 | 2 | 0 | 0 | 0 | 0 | 0 | 0 | 0 | 0 | 0 | 0 | 0 | 0 | 0 | 0 | 0 | 0 | 0 | 0 | 0 | 0 | 0 | 0 | 0 | 0 | 0 | 0 | 0 | 0 | 0 | 0 | 0 | 0 | 0 | 0
PG&E FRESNO | Borden | 230 | 1 | 1 | 4 | 0 | 2 | 1 | 3 | 1 | 3 | 1 | 1 | 4 | 1 | 2 | 4 | 1 | 0 | 0 | 0 | 0 | 0 | 0 | 0 | 0 | 0 | 0 | 0 | 0 | 0 | 0 | 0 | 0 | 0 | 0 | 0 | 0 | 0 | 0 | 0 | 0 | 0 | 0 | 100 | 300 | 0 | 125 | 0 | 1 | 400 | 125
PG&E FRESNO | Borden | 70 | 1 | 1 | 4 | 0 | 2 | 1 | 3 | 1 | 3 | 1 | 1 | 4 | 1 | 2 | 4 | 1 | 0 | 0 | 0 | 0 | 0 | 0 | 0 | 0 | 4.5 | 0 | 0 | 0 | 0 | 0 | 1 | 4.5 | 0 | 0 | 0 | 0 | 0 | 0 | 0 | 0 | 0 | 4.5 | 0 | 0 | 0 | 0 | 0 | 1 | 4.5 | 0
SDGE | Boulevard East | 138 | 2 | 1 | 4 | 0 | 1 | 3 | 1 | 2 | 3 | 1 | 1 | 4 | 3 | 1 | 1 | 3 | 0 | 0 | 60 | 3.3 | 0 | 0 | 0 | 0 | 0 | 0 | 0 | 0 | 0 | 0 | 1 | 63.3 | 0 | 0 | 0 | 60 | 3.3 | 0 | 0 | 0 | 0 | 0 | 0 | 0 | 0 | 0 | 0 | 1 | 63.3 | 0
SDGE | Boulevard East | 69 | 2 | 1 | 4 | 0 | 1 | 3 | 1 | 2 | 3 | 1 | 1 | 4 | 3 | 1 | 1 | 3 | 0 | 0 | 0 | 0 | 0 | 0 | 0 | 0 | 0 | 20 | 40 | 27.15 | 0 | 0 | 1 | 60 | 27.15 | 0 | 0 | 0 | 0 | 0 | 0 | 0 | 0 | 0 | 20 | 40 | 27.15 | 0 | 0 | 1 | 60 | 27.15
PG&E GBA | Brentwood | 230 | 2 | 1 | 3 | 1 | 1 | 3 | 1 | 2 | 3 | 1 | 2 | 4 | 3 | 1 | 1 | 3 | 0 | 0 | 0 | 0 | 0 | 0 | 0 | 0 | 0 | 0 | 0 | 0 | 0 | 0 | 0 | 0 | 0 | 0 | 0 | 0 | 0 | 0 | 0 | 0 | 0 | 0 | 0 | 0 | 0 | 0 | 0 | 0 | 0 | 0
PG&E NGBA | Bridgeville | 115 | 2 | 2 | 4 | 0 | 2 | 3 | 1 | 2 | 1 | 2 | 1 | 4 | 1 | 2 | 1 | 3 | 0 | 8 | 0 | 0 | 0 | 0 | 0 | 0 | 0 | 0 | 0 | 0 | 0 | 0 | 1 | 8 | 0 | 0 | 8 | 0 | 0 | 0 | 0 | 0 | 0 | 0 | 0 | 0 | 0 | 0 | 0 | 1 | 8 | 0
PG&E NGBA | Brighton | 115 | 2 | 1 | 2 | 0 | 2 | 1 | 1 | 2 | 3 | 1 | 3 | 2 | 1 | 2 | 4 | 1 | 0 | 0 | 0 | 0 | 0 | 0 | 0 | 0 | 0 | 0 | 0 | 0 | 0 | 0 | 0 | 0 | 0 | 0 | 0 | 0 | 0 | 0 | 0 | 0 | 0 | 0 | 0 | 0 | 0 | 0 | 0 | 0 | 0 | 0
PG&E NGBA | Brighton | 230 | 2 | 1 | 2 | 0 | 2 | 1 | 1 | 2 | 3 | 1 | 3 | 2 | 1 | 2 | 4 | 1 | 0 | 0 | 0 | 0 | 0 | 0 | 0 | 0 | 0 | 0 | 0 | 0 | 0 | 0 | 0 | 0 | 0 | 0 | 0 | 0 | 0 | 0 | 0 | 0 | 0 | 0 | 0 | 0 | 0 | 0 | 0 | 0 | 0 | 0
PG&E NGBA | Brunswick | 115 | 2 | 1 | 4 | 0 | 1 | 3 | 1 | 2 | 3 | 1 | 1 | 4 | 3 | 1 | 1 | 3 | 0 | 0 | 0 | 0 | 0 | 0 | 0 | 0 | 1.9 | 0 | 0 | 0 | 0 | 0 | 1 | 1.9 | 0 | 0 | 0 | 0 | 0 | 0 | 0 | 0 | 0 | 1.9 | 0 | 0 | 0 | 0 | 0 | 1 | 1.9 | 0
PG&E NGBA | Bucks Creek | 230 | 2 | 2 | 4 | 0 | 1 | 3 | 1 | 2 | 1 | 2 | 1 | 4 | 3 | 1 | 1 | 3 | 0 | 0 | 0 | 0 | 0 | 0 | 0 | 0 | 0 | 0 | 0 | 0 | 0 | 0 | 0 | 0 | 0 | 0 | 0 | 0 | 0 | 0 | 0 | 0 | 0 | 0 | 0 | 0 | 0 | 0 | 0 | 0 | 0 | 0
PG&E KERN | Buena Vista | 230 | 2 | 2 | 3 | 1 | 2 | 1 | 1 | 2 | 1 | 2 | 2 | 4 | 1 | 2 | 4 | 1 | 0 | 0 | 0 | 0 | 0 | 0 | 0 | 0 | 0 | 0 | 0 | 0 | 0 | 0 | 0 | 0 | 0 | 0 | 0 | 0 | 0 | 0 | 0 | 0 | 0 | 0 | 0 | 0 | 0 | 0 | 0 | 0 | 0 | 0
PG&E FRESNO | Bullard | 115 | 1 | 1 | 1 | 0 | 2 | 2 | 3 | 1 | 3 | 1 | 4 | 1 | 1 | 2 | 3 | 2 | 0 | 0 | 0 | 0 | 0 | 0 | 0 | 0 | 0 | 0 | 0 | 0 | 0 | 0 | 0 | 0 | 0 | 0 | 0 | 0 | 0 | 0 | 0 | 0 | 0 | 0 | 0 | 0 | 0 | 0 | 0 | 0 | 0 | 0
PG&E GBA | Burlingame | 115 | 2 | 1 | 2 | 1 | 1 | 2 | 1 | 2 | 3 | 1 | 3 | 3 | 3 | 1 | 3 | 2 | 0 | 0 | 0 | 0 | 0 | 0 | 0 | 0 | 0 | 0 | 0 | 0 | 0 | 0 | 0 | 0 | 0 | 0 | 0 | 0 | 0 | 0 | 0 | 0 | 0 | 0 | 0 | 0 | 0 | 0 | 0 | 0 | 0 | 0
PG&E NGBA | Burney Forest | 230 | 2 | 2 | 4 | 1 | 2 | 3 | 1 | 2 | 1 | 2 | 1 | 4 | 1 | 2 | 1 | 3 | 0 | 11 | 0 | 0 | 0 | 0 | 0 | 0 | 0 | 0 | 0 | 0 | 0 | 0 | 1 | 11 | 0 | 0 | 11 | 0 | 0 | 0 | 0 | 0 | 0 | 0 | 0 | 0 | 0 | 0 | 0 | 1 | 11 | 0
PG&E NGBA | Butte | 115 | 2 | 1 | 4 | 0 | 2 | 2 | 1 | 2 | 3 | 1 | 1 | 4 | 1 | 2 | 3 | 2 | 0 | 0 | 0 | 0 | 0 | 0 | 0 | 0 | 0 | 0 | 0 | 0 | 0 | 0 | 0 | 0 | 0 | 0 | 0 | 0 | 0 | 0 | 0 | 0 | 0 | 0 | 0 | 0 | 0 | 0 | 0 | 0 | 0 | 0
PG&E KERN | Cabrillo | 115 | 2 | 2 | 4 | 1 | 1 | 3 | 1 | 2 | 1 | 2 | 1 | 4 | 3 | 1 | 1 | 3 | 0 | 0 | 0 | 0 | 0 | 0 | 0 | 0 | 0 | 0 | 0 | 0 | 0 | 0 | 0 | 0 | 0 | 0 | 0 | 0 | 0 | 0 | 0 | 0 | 0 | 0 | 0 | 0 | 0 | 0 | 0 | 0 | 0 | 0
PG&E FRESNO | Cal Flats | 230 | 2 | 2 | 4 | 0 | 2 | 2 | 1 | 2 | 1 | 2 | 1 | 4 | 1 | 2 | 3 | 2 | 0 | 0 | 0 | 0 | 0 | 0 | 0 | 0 | 0 | 0 | 0 | 0 | 0 | 0 | 0 | 0 | 0 | 0 | 0 | 0 | 0 | 0 | 0 | 0 | 0 | 0 | 0 | 0 | 0 | 0 | 0 | 0 | 0 | 0
SCE NOL | Calcite | 230 | 2 | 1 | 4 | 0 | 1 | 3 | 1 | 2 | 3 | 1 | 1 | 4 | 3 | 1 | 1 | 3 | 0 | 0 | 0 | 0 | 0 | 0 | 0 | 0 | 0 | 200 | 200 | 24.5 | 100 | 0 | 1 | 400 | 124.5 | 0 | 0 | 0 | 0 | 0 | 0 | 0 | 0 | 0 | 340 | 349 | 24.5 | 160 | 0 | 1 | 689 | 184.5
PG&E KERN | Caliente | 230 | 2 | 1 | 4 | 0 | 2 | 2 | 1 | 2 | 3 | 1 | 1 | 4 | 1 | 2 | 3 | 2 | 0 | 1.4 | 0 | 0 | 0 | 0 | 0 | 0 | 0 | 0 | 0 | 0 | 0 | 0 | 1 | 1.4 | 0 | 0 | 1.4 | 0 | 0 | 0 | 0 | 0 | 0 | 0 | 200 | 100 | 0 | 50 | 0 | 1 | 301.4 | 50
PG&E FRESNO | California Ave | 115 | 1 | 1 | 2 | 0 | 2 | 1 | 3 | 1 | 3 | 1 | 3 | 2 | 1 | 2 | 4 | 1 | 0 | 0 | 0 | 0 | 0 | 0 | 0 | 0 | 0 | 0 | 0 | 0 | 0 | 0 | 0 | 0 | 0 | 0 | 0 | 0 | 0 | 0 | 0 | 0 | 0 | 0 | 0 | 0 | 0 | 0 | 0 | 0 | 0 | 0
PG&E KERN | Callender | 115 | 2 | 2 | 4 | 1 | 2 | 2 | 1 | 2 | 1 | 2 | 1 | 4 | 1 | 2 | 3 | 2 | 0 | 0 | 0 | 0 | 0 | 0 | 0 | 0 | 0 | 0 | 0 | 0 | 0 | 0 | 0 | 0 | 0 | 0 | 0 | 0 | 0 | 0 | 0 | 0 | 0 | 0 | 0 | 0 | 0 | 0 | 0 | 0 | 0 | 0
PG&E NGBA | Calpella | 115 | 2 | 2 | 4 | 1 | 2 | 3 | 1 | 2 | 1 | 2 | 1 | 4 | 1 | 2 | 1 | 3 | 0 | 0 | 0 | 0 | 0 | 0 | 0 | 0 | 5 | 0 | 0 | 0 | 0 | 0 | 1 | 5 | 0 | 0 | 0 | 0 | 0 | 0 | 0 | 0 | 0 | 5 | 0 | 0 | 0 | 0 | 0 | 1 | 5 | 0
PG&E GBA | Camanche | 230 | 1 | 1 | 3 | 1 | 2 | 3 | 3 | 1 | 3 | 1 | 2 | 4 | 1 | 2 | 1 | 3 | 0 | 0 | 0 | 0 | 0 | 0 | 0 | 0 | 0 | 0 | 0 | 0 | 0 | 0 | 0 | 0 | 0 | 0 | 0 | 0 | 0 | 0 | 0 | 0 | 0 | 0 | 0 | 0 | 0 | 0 | 0 | 0 | 0 | 0
SDGE | Cameron | 69 | 1 | 1 | 2 | 0 | 1 | 1 | 3 | 1 | 3 | 1 | 3 | 2 | 3 | 1 | 4 | 1 | 0 | 0 | 0 | 0 | 0 | 0 | 0 | 0 | 0.84 | 0 | 0 | 0.46 | 0 | 0 | 1 | 0.84 | 0.46 | 0 | 0 | 0 | 0 | 0 | 0 | 0 | 0 | 0.84 | 0 | 0 | 0.46 | 0 | 0 | 1 | 0.84 | 0.46
SDGE | Cannon | 69 | 2 | 1 | 1 | 0 | 1 | 3 | 1 | 2 | 3 | 1 | 4 | 1 | 3 | 1 | 1 | 3 | 0 | 0 | 0 | 0 | 0 | 0 | 0 | 0 | 0 | 0 | 0 | 0 | 0 | 0 | 0 | 0 | 0 | 0 | 0 | 0 | 0 | 0 | 0 | 0 | 0 | 0 | 0 | 0 | 0 | 0 | 0 | 0 | 0 | 0
PG&E FRESNO | Cantua | 115 | 1 | 1 | 4 | 0 | 2 | 1 | 3 | 1 | 3 | 1 | 1 | 4 | 1 | 2 | 4 | 1 | 0 | 0 | 0 | 0 | 0 | 0 | 0 | 0 | 0 | 0 | 0 | 0 | 0 | 0 | 0 | 0 | 0 | 0 | 0 | 0 | 0 | 0 | 0 | 0 | 0 | 0 | 0 | 0 | 0 | 0 | 0 | 0 | 0 | 0
SDGE | Capistrano | 138 | 1 | 1 | 2 | 0 | 1 | 3 | 3 | 1 | 3 | 1 | 3 | 2 | 3 | 1 | 1 | 3 | 0 | 0 | 0 | 0 | 0 | 0 | 0 | 0 | 0 | 0 | 0 | 0 | 125 | 0 | 1 | 0 | 125 | 0 | 0 | 0 | 0 | 0 | 0 | 0 | 0 | 0 | 0 | 0 | 0 | 200 | 0 | 1 | 0 | 200
SDGE | Capistrano | 230 | 1 | 1 | 2 | 0 | 1 | 3 | 3 | 1 | 3 | 1 | 3 | 2 | 3 | 1 | 1 | 3 | 0 | 0 | 0 | 0 | 0 | 0 | 0 | 0 | 0 | 0 | 0 | 0 | 0 | 0 | 0 | 0 | 0 | 0 | 0 | 0 | 0 | 0 | 0 | 0 | 0 | 0 | 0 | 0 | 0 | 0 | 0 | 0 | 0 | 0
PG&E NGBA | Carberry | 230 | 2 | 2 | 4 | 1 | 2 | 3 | 1 | 2 | 1 | 2 | 1 | 4 | 1 | 2 | 1 | 3 | 0 | 3.6 | 0 | 0 | 0 | 0 | 0 | 0 | 0 | 0 | 0 | 0 | 0 | 0 | 1 | 3.6 | 0 | 0 | 3.6 | 0 | 0 | 0 | 0 | 0 | 0 | 0 | 0 | 0 | 0 | 0 | 0 | 1 | 3.6 | 0
SCE Eastern | Cardiff | 66 | 1 | 1 | 2 | 0 | 1 | 1 | 3 | 1 | 3 | 1 | 3 | 2 | 3 | 1 | 4 | 1 | 0 | 0 | 0 | 0 | 0 | 0 | 0 | 0 | 0 | 0 | 0 | 0 | 0 | 0 | 0 | 0 | 0 | 0 | 0 | 0 | 0 | 0 | 0 | 0 | 0 | 0 | 0 | 0 | 0 | 0 | 0 | 0 | 0 | 0
PG&E NGBA | Caribou | 60 | 2 | 2 | 4 | 0 | 1 | 3 | 1 | 2 | 1 | 2 | 1 | 4 | 3 | 1 | 1 | 3 | 0 | 10 | 0 | 0 | 0 | 0 | 0 | 0 | 0 | 0 | 0 | 0 | 0 | 0 | 1 | 10 | 0 | 0 | 10 | 0 | 0 | 0 | 0 | 0 | 0 | 0 | 0 | 0 | 0 | 0 | 0 | 1 | 10 | 0
PG&E NGBA | Caribou | 115 | 2 | 2 | 4 | 0 | 1 | 3 | 1 | 2 | 1 | 2 | 1 | 4 | 3 | 1 | 1 | 3 | 0 | 10 | 0 | 0 | 0 | 0 | 0 | 0 | 0 | 0 | 0 | 0 | 0 | 0 | 1 | 10 | 0 | 0 | 10 | 0 | 0 | 0 | 0 | 0 | 0 | 0 | 0 | 0 | 0 | 0 | 0 | 1 | 10 | 0
PG&E NGBA | Caribou | 230 | 2 | 2 | 4 | 0 | 1 | 3 | 1 | 2 | 1 | 2 | 1 | 4 | 3 | 1 | 1 | 3 | 0 | 0 | 0 | 0 | 0 | 0 | 0 | 0 | 0 | 0 | 0 | 0 | 0 | 0 | 0 | 0 | 0 | 0 | 0 | 0 | 0 | 0 | 0 | 0 | 0 | 0 | 0 | 0 | 0 | 0 | 0 | 0 | 0 | 0
EOP | Carpenter Canyon (fka Gamebird) | 138 | 2 | 2 | 4 | 0 | 1 | 3 | 1 | 2 | 1 | 2 | 1 | 4 | 3 | 1 | 1 | 3 | 0 | 0 | 0 | 0 | 0 | 0 | 0 | 0 | 0 | 0 | 0 | 0 | 0 | 0 | 0 | 0 | 0 | 0 | 0 | 0 | 0 | 0 | 0 | 0 | 0 | 0 | 0 | 0 | 0 | 0 | 0 | 0 | 0 | 0
EOP | Carpenter Canyon (fka Gamebird) | 230 | 2 | 2 | 4 | 0 | 1 | 3 | 1 | 2 | 1 | 2 | 1 | 4 | 3 | 1 | 1 | 3 | 0 | 0 | 0 | 0 | 0 | 0 | 0 | 0 | 0 | 20 | 180 | 0 | 60 | 0 | 1 | 200 | 60 | 0 | 0 | 0 | 0 | 0 | 0 | 0 | 0 | 0 | 320 | 480 | 0 | 200 | 0 | 1 | 800 | 200
PG&E NGBA | Carquinez | 115 | 2 | 1 | 2 | 0 | 1 | 1 | 1 | 2 | 3 | 1 | 3 | 2 | 3 | 1 | 4 | 1 | 0 | 0 | 0 | 0 | 0 | 0 | 0 | 0 | 0 | 0 | 0 | 0 | 0 | 0 | 0 | 0 | 0 | 0 | 0 | 0 | 0 | 0 | 0 | 0 | 0 | 0 | 0 | 0 | 0 | 0 | 0 | 0 | 0 | 0
SDGE | Carrizo Gorge | 138 | 2 | 1 | 4 | 0 | 1 | 3 | 1 | 2 | 3 | 1 | 1 | 4 | 3 | 1 | 1 | 3 | 0 | 0 | 0 | 0 | 0 | 0 | 0 | 0 | 0 | 0 | 90 | 70 | 0 | 0 | 1 | 90 | 70 | 0 | 0 | 0 | 0 | 0 | 0 | 0 | 0 | 0 | 0 | 90 | 70 | 0 | 0 | 1 | 90 | 70
PG&E KERN | Carrizo Plains | 115 | 2 | 1 | 4 | 0 | 2 | 2 | 1 | 2 | 3 | 1 | 1 | 4 | 1 | 2 | 3 | 2 | 0 | 0 | 0 | 0 | 0 | 0 | 0 | 0 | 0 | 0 | 0 | 0 | 0 | 0 | 0 | 0 | 0 | 0 | 0 | 0 | 0 | 0 | 0 | 0 | 0 | 0 | 0 | 0 | 0 | 0 | 0 | 0 | 0 | 0
PG&E KERN | Casaloma | 230 | 1 | 1 | 2 | 1 | 1 | 1 | 3 | 1 | 3 | 1 | 3 | 3 | 3 | 1 | 4 | 1 | 0 | 0 | 0 | 0 | 0 | 0 | 0 | 0 | 0 | 0 | 0 | 0 | 0 | 0 | 0 | 0 | 0 | 0 | 0 | 0 | 0 | 0 | 0 | 0 | 0 | 0 | 0 | 0 | 0 | 0 | 0 | 0 | 0 | 0
PG&E GBA | Castro Valley | 230 | 2 | 1 | 2 | 0 | 1 | 2 | 1 | 2 | 3 | 1 | 3 | 2 | 3 | 1 | 3 | 2 | 0 | 0 | 0 | 0 | 0 | 0 | 0 | 0 | 0 | 0 | 0 | 0 | 0 | 0 | 0 | 0 | 0 | 0 | 0 | 0 | 0 | 0 | 0 | 0 | 0 | 0 | 0 | 0 | 0 | 0 | 0 | 0 | 0 | 0
PG&E GBA | Cayetano | 230 | 2 | 1 | 3 | 0 | 1 | 3 | 1 | 2 | 3 | 1 | 2 | 3 | 3 | 1 | 1 | 3 | 0 | 0 | 0 | 0 | 0 | 0 | 0 | 0 | 0 | 0 | 100 | 100 | 0 | 0 | 1 | 100 | 100 | 0 | 0 | 0 | 0 | 0 | 0 | 0 | 0 | 0 | 0 | 100 | 100 | 0 | 0 | 1 | 100 | 100
SCE Metro | Center | 230 | 1 | 1 | 1 | 0 | 1 | 1 | 3 | 1 | 3 | 1 | 4 | 1 | 3 | 1 | 4 | 1 | 0 | 0 | 0 | 0 | 0 | 0 | 0 | 0 | 0 | 0 | 0 | 90 | 0 | 0 | 1 | 0 | 90 | 0 | 0 | 0 | 0 | 0 | 0 | 0 | 0 | 0 | 0 | 0 | 90 | 0 | 0 | 1 | 0 | 90
PG&E KERN | Charca | 115 | 1 | 1 | 4 | 0 | 1 | 1 | 3 | 1 | 3 | 1 | 1 | 4 | 3 | 1 | 4 | 1 | 0 | 0 | 0 | 0 | 0 | 0 | 0 | 0 | 4.62 | 0 | 0 | 0 | 0 | 0 | 1 | 4.62 | 0 | 0 | 0 | 0 | 0 | 0 | 0 | 0 | 0 | 4.62 | 0 | 0 | 0 | 0 | 0 | 1 | 4.62 | 0
EOP | Charleston | 138 | 2 | 2 | 4 | 0 | 1 | 3 | 1 | 2 | 1 | 2 | 1 | 4 | 3 | 1 | 1 | 3 | 0 | 0 | 0 | 0 | 0 | 0 | 0 | 0 | 0 | 0 | 0 | 0 | 0 | 0 | 0 | 0 | 0 | 0 | 0 | 0 | 0 | 0 | 0 | 0 | 0 | 0 | 0 | 0 | 0 | 0 | 0 | 0 | 0 | 0
SCE Metro | Chevmain | 230 | 1 | 1 | 1 | 0 | 1 | 1 | 3 | 1 | 3 | 1 | 4 | 1 | 3 | 1 | 4 | 1 | 0 | 0 | 0 | 0 | 0 | 0 | 0 | 0 | 0 | 0 | 0 | 0 | 0 | 0 | 0 | 0 | 0 | 0 | 0 | 0 | 0 | 0 | 0 | 0 | 0 | 0 | 0 | 0 | 0 | 0 | 0 | 0 | 0 | 0
SDGE | Chicarita | 138 | 2 | 1 | 2 | 1 | 1 | 3 | 1 | 2 | 3 | 1 | 3 | 3 | 3 | 1 | 1 | 3 | 0 | 0 | 0 | 0 | 0 | 0 | 0 | 0 | 0 | 0 | 0 | 0 | 0 | 0 | 0 | 0 | 0 | 0 | 0 | 0 | 0 | 0 | 0 | 0 | 0 | 0 | 0 | 0 | 0 | 0 | 0 | 0 | 0 | 0
SCE Metro | Chino | 230 | 1 | 1 | 1 | 0 | 1 | 2 | 3 | 1 | 3 | 1 | 4 | 1 | 3 | 1 | 3 | 2 | 0 | 0 | 0 | 0 | 0 | 0 | 0 | 0 | 0 | 0 | 0 | 0 | 0 | 0 | 0 | 0 | 0 | 0 | 0 | 0 | 0 | 0 | 0 | 0 | 0 | 0 | 0 | 0 | 0 | 0 | 0 | 0 | 0 | 0
PG&E FRESNO | Chowchilla | 115 | 1 | 1 | 1 | 0 | 2 | 2 | 3 | 1 | 3 | 1 | 4 | 1 | 1 | 2 | 3 | 2 | 0 | 0 | 0 | 0 | 0 | 0 | 0 | 0 | 7.56 | 0 | 0 | 0 | 50 | 0 | 1 | 7.56 | 50 | 0 | 0 | 0 | 0 | 0 | 0 | 0 | 0 | 7.56 | 0 | 0 | 0 | 50 | 0 | 1 | 7.56 | 50
PG&E GBA | Christie | 60 | 2 | 1 | 2 | 0 | 1 | 2 | 1 | 2 | 3 | 1 | 3 | 2 | 3 | 1 | 3 | 2 | 0 | 0 | 0 | 0 | 0 | 0 | 0 | 0 | 0 | 0 | 0 | 0 | 0 | 0 | 0 | 0 | 0 | 0 | 0 | 0 | 0 | 0 | 0 | 0 | 0 | 0 | 0 | 0 | 0 | 0 | 0 | 0 | 0 | 0
PG&E GBA | Christie | 115 | 2 | 1 | 2 | 0 | 1 | 2 | 1 | 2 | 3 | 1 | 3 | 2 | 3 | 1 | 3 | 2 | 0 | 0 | 0 | 0 | 0 | 0 | 0 | 0 | 0 | 0 | 0 | 0 | 0 | 0 | 0 | 0 | 0 | 0 | 0 | 0 | 0 | 0 | 0 | 0 | 0 | 0 | 0 | 0 | 0 | 0 | 0 | 0 | 0 | 0
SCE Eastern | Cielo Azul | 500 | 2 | 2 | 4 | 0 | 1 | 3 | 1 | 2 | 1 | 2 | 1 | 4 | 3 | 1 | 1 | 3 | 0 | 0 | 0 | 0 | 0 | 0 | 0 | 0 | 0 | 500 | 1525 | 1282.4 | 0 | 0 | 1 | 2025 | 1282.4 | 0 | 0 | 0 | 0 | 0 | 0 | 0 | 0 | 0 | 1000 | 2325 | 1282.4 | 350 | 0 | 1 | 3325 | 1632.4
PG&E GBA | Clay | 60 | 2 | 1 | 2 | 1 | 1 | 3 | 1 | 2 | 3 | 1 | 3 | 3 | 3 | 1 | 1 | 3 | 0 | 0 | 0 | 0 | 0 | 0 | 0 | 0 | 0 | 0 | 0 | 0 | 0 | 0 | 0 | 0 | 0 | 0 | 0 | 0 | 0 | 0 | 0 | 0 | 0 | 0 | 0 | 0 | 0 | 0 | 0 | 0 | 0 | 0
PG&E GBA | Clayton | 115 | 2 | 1 | 3 | 1 | 1 | 2 | 1 | 2 | 3 | 1 | 2 | 4 | 3 | 1 | 3 | 2 | 0 | 0 | 0 | 0 | 0 | 0 | 0 | 0 | 0 | 0 | 0 | 0 | 0 | 0 | 0 | 0 | 0 | 0 | 0 | 0 | 0 | 0 | 0 | 0 | 0 | 0 | 0 | 0 | 0 | 0 | 0 | 0 | 0 | 0
PG&E NGBA | Cloverdale | 115 | 2 | 2 | 4 | 1 | 2 | 3 | 1 | 2 | 1 | 2 | 1 | 4 | 1 | 2 | 1 | 3 | 28 | 5.5 | 0 | 0 | 0 | 0 | 0 | 0 | 0 | 0 | 0 | 0 | 0 | 0 | 1 | 33.5 | 0 | 28 | 5.5 | 0 | 0 | 0 | 0 | 0 | 0 | 0 | 0 | 0 | 0 | 0 | 0 | 1 | 33.5 | 0
PG&E FRESNO | Clovis | 115 | 1 | 1 | 2 | 0 | 2 | 2 | 3 | 1 | 3 | 1 | 3 | 2 | 1 | 2 | 3 | 2 | 0 | 0 | 0 | 0 | 0 | 0 | 0 | 0 | 0 | 0 | 0 | 0 | 0 | 0 | 0 | 0 | 0 | 0 | 0 | 0 | 0 | 0 | 0 | 0 | 0 | 0 | 0 | 0 | 0 | 0 | 0 | 0 | 0 | 0
PG&E GBA | Coburn | 230 | 2 | 2 | 2 | 0 | 2 | 3 | 1 | 2 | 1 | 2 | 3 | 2 | 1 | 2 | 1 | 3 | 0 | 0 | 100 | 0 | 0 | 0 | 0 | 0 | 0 | 0 | 0 | 0 | 0 | 0 | 1 | 100 | 0 | 0 | 0 | 100 | 0 | 0 | 0 | 0 | 0 | 0 | 0 | 0 | 0 | 0 | 0 | 1 | 100 | 0
PG&E GBA | Coburn | 60 | 2 | 2 | 2 | 0 | 2 | 3 | 1 | 2 | 1 | 2 | 3 | 2 | 1 | 2 | 1 | 3 | 0 | 0 | 0 | 0 | 0 | 0 | 0 | 0 | 0 | 0 | 0 | 0 | 0 | 0 | 0 | 0 | 0 | 0 | 0 | 0 | 0 | 0 | 0 | 0 | 0 | 0 | 0 | 0 | 0 | 0 | 0 | 0 | 0 | 0
PG&E NGBA | Colgate | 230 | 2 | 1 | 4 | 0 | 1 | 3 | 1 | 2 | 3 | 1 | 1 | 4 | 3 | 1 | 1 | 3 | 0 | 8.5 | 0 | 0 | 0 | 0 | 0 | 0 | 3 | 0 | 0 | 0 | 0 | 0 | 1 | 11.5 | 0 | 0 | 8.5 | 0 | 0 | 0 | 0 | 0 | 0 | 3 | 0 | 0 | 0 | 0 | 0 | 1 | 11.5 | 0
PG&E GBA | Collierville | 230 | 2 | 1 | 4 | 1 | 1 | 3 | 1 | 2 | 3 | 1 | 1 | 4 | 3 | 1 | 1 | 3 | 0 | 0 | 0 | 0 | 0 | 0 | 0 | 0 | 0 | 0 | 0 | 0 | 0 | 0 | 0 | 0 | 0 | 0 | 0 | 0 | 0 | 0 | 0 | 0 | 0 | 0 | 0 | 0 | 0 | 0 | 0 | 0 | 0 | 0
PG&E GBA | Collinsville | 230 | 2 | 1 | 2 | 1 | 1 | 1 | 1 | 2 | 3 | 1 | 3 | 3 | 3 | 1 | 4 | 1 | 0 | 0 | 0 | 0 | 0 | 0 | 0 | 0 | 0 | 0 | 0 | 0 | 0 | 0 | 0 | 0 | 0 | 0 | 0 | 0 | 0 | 0 | 0 | 0 | 0 | 0 | 0 | 0 | 0 | 0 | 0 | 0 | 0 | 0
PG&E GBA | Collinsville | 500 | 2 | 1 | 2 | 1 | 1 | 1 | 1 | 2 | 3 | 1 | 3 | 3 | 3 | 1 | 4 | 1 | 0 | 0 | 0 | 0 | 0 | 0 | 0 | 0 | 0 | 0 | 0 | 0 | 0 | 0 | 0 | 0 | 0 | 0 | 0 | 0 | 0 | 0 | 0 | 0 | 0 | 0 | 0 | 0 | 0 | 0 | 0 | 0 | 0 | 0
SCE Eastern | Colorado River | 230 | 2 | 2 | 3 | 0 | 1 | 3 | 1 | 2 | 1 | 2 | 2 | 3 | 3 | 1 | 1 | 3 | 0 | 0 | 0 | 0 | 0 | 0 | 0 | 0 | 0 | 300 | 800 | 180 | 20 | 0 | 1 | 1100 | 200 | 0 | 0 | 0 | 0 | 0 | 0 | 0 | 0 | 0 | 500 | 1200 | 180 | 220 | 0 | 1 | 1700 | 400
SCE Eastern | Colorado River | 500 | 2 | 2 | 3 | 0 | 1 | 3 | 1 | 2 | 1 | 2 | 2 | 3 | 3 | 1 | 1 | 3 | 0 | 0 | 0 | 0 | 0 | 0 | 0 | 0 | 0 | 0 | 0 | 0 | 0 | 0 | 0 | 0 | 0 | 0 | 0 | 0 | 0 | 0 | 0 | 0 | 0 | 0 | 0 | 0 | 0 | 0 | 0 | 0 | 0 | 0
PG&E KERN | Columbus | 115 | 1 | 1 | 2 | 0 | 1 | 2 | 3 | 1 | 3 | 1 | 3 | 2 | 3 | 1 | 3 | 2 | 0 | 0 | 0 | 0 | 0 | 0 | 0 | 0 | 0 | 0 | 0 | 0 | 0 | 0 | 0 | 0 | 0 | 0 | 0 | 0 | 0 | 0 | 0 | 0 | 0 | 0 | 0 | 0 | 0 | 0 | 0 | 0 | 0 | 0
PG&E GBA | Contra Costa | 115 | 2 | 1 | 1 | 1 | 1 | 2 | 1 | 2 | 3 | 1 | 4 | 2 | 3 | 1 | 3 | 2 | 0 | 0 | 0 | 0 | 0 | 0 | 0 | 0 | 0 | 0 | 0 | 0 | 0 | 0 | 0 | 0 | 0 | 0 | 0 | 0 | 0 | 0 | 0 | 0 | 0 | 0 | 0 | 0 | 0 | 0 | 0 | 0 | 0 | 0
PG&E GBA | Contra Costa | 230 | 2 | 1 | 1 | 1 | 1 | 2 | 1 | 2 | 3 | 1 | 4 | 2 | 3 | 1 | 3 | 2 | 0 | 0 | 0 | 0 | 0 | 0 | 0 | 0 | 0 | 0 | 0 | 0 | 0 | 0 | 0 | 0 | 0 | 0 | 0 | 0 | 0 | 0 | 0 | 0 | 0 | 0 | 0 | 0 | 0 | 0 | 0 | 0 | 0 | 0
PG&E GBA | Contra Costa PP | 230 | 2 | 1 | 1 | 0 | 1 | 2 | 1 | 2 | 3 | 1 | 4 | 1 | 3 | 1 | 3 | 2 | 0 | 0 | 0 | 0 | 0 | 0 | 0 | 0 | 0 | 0 | 0 | 0 | 0 | 0 | 0 | 0 | 0 | 0 | 0 | 0 | 0 | 0 | 0 | 0 | 0 | 0 | 0 | 0 | 0 | 0 | 0 | 0 | 0 | 0
SCE NOL | Control | 115 | 2 | 2 | 4 | 0 | 1 | 3 | 1 | 2 | 1 | 2 | 1 | 4 | 3 | 1 | 1 | 3 | 9.7 | 0 | 0 | 0 | 0 | 0 | 0 | 0 | 0 | 0 | 0 | 0 | 0 | 0 | 1 | 9.7 | 0 | 9.7 | 0 | 0 | 0 | 0 | 0 | 0 | 0 | 0 | 0 | 0 | 0 | 0 | 0 | 1 | 9.7 | 0
SCE NOL | Control | 55 | 2 | 2 | 4 | 0 | 1 | 3 | 1 | 2 | 1 | 2 | 1 | 4 | 3 | 1 | 1 | 3 | 0 | 0 | 0 | 0 | 0 | 0 | 0 | 0 | 0 | 0 | 0 | 0 | 0 | 0 | 0 | 0 | 0 | 0 | 0 | 0 | 0 | 0 | 0 | 0 | 0 | 0 | 0 | 0 | 0 | 0 | 0 | 0 | 0 | 0
PG&E GBA | Cooley Landing | 115 | 2 | 1 | 2 | 0 | 1 | 1 | 1 | 2 | 3 | 1 | 3 | 2 | 3 | 1 | 4 | 1 | 0 | 0 | 0 | 0 | 0 | 0 | 0 | 0 | 0 | 0 | 0 | 0 | 0 | 0 | 0 | 0 | 0 | 0 | 0 | 0 | 0 | 0 | 0 | 0 | 0 | 0 | 0 | 0 | 0 | 0 | 0 | 0 | 0 | 0
PG&E GBA | Cooley Landing | 60 | 2 | 1 | 2 | 0 | 1 | 1 | 1 | 2 | 3 | 1 | 3 | 2 | 3 | 1 | 4 | 1 | 0 | 0 | 0 | 0 | 0 | 0 | 0 | 0 | 0 | 0 | 0 | 0 | 0 | 0 | 0 | 0 | 0 | 0 | 0 | 0 | 0 | 0 | 0 | 0 | 0 | 0 | 0 | 0 | 0 | 0 | 0 | 0 | 0 | 0
SCE NOL | Coolwater | 230 | 2 | 1 | 1 | 1 | 1 | 1 | 1 | 2 | 3 | 1 | 4 | 2 | 3 | 1 | 4 | 1 | 0 | 0 | 0 | 0 | 0 | 0 | 0 | 0 | 0 | 0 | 0 | 0 | 0 | 0 | 0 | 0 | 0 | 0 | 0 | 0 | 0 | 0 | 0 | 0 | 0 | 0 | 0 | 0 | 0 | 0 | 0 | 0 | 0 | 0
SCE NOL | Coolwater | 115 | 2 | 1 | 1 | 1 | 1 | 1 | 1 | 2 | 3 | 1 | 4 | 2 | 3 | 1 | 4 | 1 | 0 | 0 | 100 | 112.18 | 0 | 0 | 0 | 0 | 0 | 150 | 50 | 113.5 | 5 | 0 | 1 | 412.18 | 118.5 | 0 | 0 | 100 | 112.18 | 0 | 0 | 0 | 0 | 0 | 150 | 50 | 113.5 | 5 | 0 | 1 | 412.18 | 118.5
PG&E KERN | Copus | 70 | 1 | 1 | 3 | 0 | 1 | 1 | 3 | 1 | 3 | 1 | 2 | 3 | 3 | 1 | 4 | 1 | 0 | 0 | 0 | 0 | 0 | 0 | 0 | 0 | 0 | 0 | 0 | 0 | 0 | 0 | 0 | 0 | 0 | 0 | 0 | 0 | 0 | 0 | 0 | 0 | 0 | 0 | 0 | 0 | 0 | 0 | 0 | 0 | 0 | 0
PG&E FRESNO | Corcoran | 70 | 1 | 1 | 4 | 1 | 2 | 1 | 3 | 1 | 3 | 1 | 1 | 4 | 1 | 2 | 4 | 1 | 0 | 0 | 0 | 0 | 0 | 0 | 0 | 0 | 4.5 | 0 | 0 | 0 | 0 | 0 | 1 | 4.5 | 0 | 0 | 0 | 0 | 0 | 0 | 0 | 0 | 0 | 4.5 | 0 | 0 | 0 | 0 | 0 | 1 | 4.5 | 0
PG&E FRESNO | Corcoran | 115 | 1 | 1 | 4 | 1 | 2 | 1 | 3 | 1 | 3 | 1 | 1 | 4 | 1 | 2 | 4 | 1 | 0 | 0 | 0 | 0 | 0 | 0 | 0 | 0 | 0 | 0 | 0 | 0 | 0 | 0 | 0 | 0 | 0 | 0 | 0 | 0 | 0 | 0 | 0 | 0 | 0 | 0 | 0 | 0 | 0 | 0 | 0 | 0 | 0 | 0
PG&E NGBA | Corona | 115 | 2 | 1 | 3 | 0 | 2 | 3 | 1 | 2 | 3 | 1 | 2 | 3 | 1 | 2 | 1 | 3 | 0 | 0 | 0 | 0 | 0 | 0 | 0 | 0 | 0 | 0 | 0 | 0 | 0 | 0 | 0 | 0 | 0 | 0 | 0 | 0 | 0 | 0 | 0 | 0 | 0 | 0 | 0 | 0 | 0 | 0 | 0 | 0 | 0 | 0
PG&E NGBA | Cortina | 230 | 2 | 2 | 4 | 0 | 1 | 3 | 1 | 2 | 1 | 2 | 1 | 4 | 3 | 1 | 1 | 3 | 0 | 0 | 0 | 0 | 0 | 0 | 0 | 0 | 0 | 0 | 0 | 0 | 0 | 0 | 0 | 0 | 0 | 0 | 0 | 0 | 0 | 0 | 0 | 0 | 0 | 0 | 0 | 0 | 0 | 0 | 0 | 0 | 0 | 0
PG&E NGBA | Cortina | 115 | 2 | 2 | 4 | 0 | 1 | 3 | 1 | 2 | 1 | 2 | 1 | 4 | 3 | 1 | 1 | 3 | 0 | 5 | 0 | 0 | 0 | 0 | 0 | 0 | 0 | 0 | 80 | 80 | 0 | 0 | 1 | 85 | 80 | 0 | 5 | 0 | 0 | 0 | 0 | 0 | 0 | 0 | 50 | 80 | 80 | 40 | 0 | 1 | 135 | 120
PG&E GBA | Cottle | 230 | 1 | 1 | 2 | 1 | 2 | 1 | 3 | 1 | 3 | 1 | 3 | 3 | 1 | 2 | 4 | 1 | 0 | 0 | 0 | 0 | 0 | 0 | 0 | 0 | 0 | 0 | 0 | 0 | 0 | 0 | 0 | 0 | 0 | 0 | 0 | 0 | 0 | 0 | 0 | 0 | 0 | 0 | 0 | 0 | 0 | 0 | 0 | 0 | 0 | 0
PG&E NGBA | Cottonwood | 115 | 2 | 2 | 2 | 1 | 2 | 3 | 1 | 2 | 1 | 2 | 3 | 3 | 1 | 2 | 1 | 3 | 0 | 0 | 0 | 0 | 0 | 0 | 0 | 0 | 0 | 0 | 0 | 0 | 0 | 0 | 0 | 0 | 0 | 0 | 0 | 0 | 0 | 0 | 0 | 0 | 0 | 0 | 0 | 0 | 0 | 0 | 0 | 0 | 0 | 0
PG&E NGBA | Cottonwood | 230 | 2 | 2 | 2 | 1 | 2 | 3 | 1 | 2 | 1 | 2 | 3 | 3 | 1 | 2 | 1 | 3 | 0 | 0 | 0 | 0 | 0 | 0 | 0 | 0 | 0 | 0 | 0 | 0 | 0 | 0 | 0 | 0 | 0 | 0 | 0 | 0 | 0 | 0 | 0 | 0 | 0 | 0 | 0 | 0 | 0 | 0 | 0 | 0 | 0 | 0
PG&E NGBA | Cottonwood | 60 | 2 | 2 | 2 | 1 | 2 | 3 | 1 | 2 | 1 | 2 | 3 | 3 | 1 | 2 | 1 | 3 | 0 | 0 | 0 | 0 | 0 | 0 | 0 | 0 | 0 | 0 | 0 | 0 | 0 | 0 | 0 | 0 | 0 | 0 | 0 | 0 | 0 | 0 | 0 | 0 | 0 | 0 | 0 | 0 | 0 | 0 | 0 | 0 | 0 | 0
PG&E NGBA | Cove Road | 230 | 2 | 2 | 4 | 1 | 2 | 3 | 1 | 2 | 1 | 2 | 1 | 4 | 1 | 2 | 1 | 3 | 0 | 0 | 0 | 0 | 0 | 0 | 0 | 0 | 0 | 0 | 0 | 0 | 0 | 0 | 0 | 0 | 0 | 0 | 0 | 0 | 0 | 0 | 0 | 0 | 0 | 0 | 0 | 0 | 0 | 0 | 0 | 0 | 0 | 0
PG&E GBA | Coyote | 230 | 2 | 1 | 3 | 0 | 2 | 2 | 1 | 2 | 3 | 1 | 2 | 3 | 1 | 2 | 3 | 2 | 0 | 0 | 0 | 0 | 0 | 0 | 0 | 0 | 0 | 0 | 0 | 0 | 0 | 0 | 0 | 0 | 0 | 0 | 0 | 0 | 0 | 0 | 0 | 0 | 0 | 0 | 0 | 0 | 0 | 0 | 0 | 0 | 0 | 0
PG&E GBA | Crazy Horse Canyon | 115 | 2 | 2 | 3 | 1 | 2 | 3 | 1 | 2 | 1 | 2 | 2 | 4 | 1 | 2 | 1 | 3 | 0 | 0 | 0 | 0 | 0 | 0 | 0 | 0 | 0 | 0 | 0 | 0 | 0 | 0 | 0 | 0 | 0 | 0 | 0 | 0 | 0 | 0 | 0 | 0 | 0 | 0 | 0 | 0 | 0 | 0 | 0 | 0 | 0 | 0
SDGE | Creelman | 69 | 2 | 1 | 4 | 0 | 1 | 3 | 1 | 2 | 3 | 1 | 1 | 4 | 3 | 1 | 1 | 3 | 0 | 0 | 0 | 0 | 0 | 0 | 0 | 0 | 0 | 0 | 0 | 7.8 | 0 | 0 | 1 | 0 | 7.8 | 0 | 0 | 0 | 0 | 0 | 0 | 0 | 0 | 0 | 0 | 0 | 7.8 | 0 | 0 | 1 | 0 | 7.8
PG&E FRESNO | Crescent | 70 | 1 | 1 | 3 | 0 | 2 | 1 | 3 | 1 | 3 | 1 | 2 | 3 | 1 | 2 | 4 | 1 | 0 | 0 | 0 | 0 | 0 | 0 | 0 | 0 | 0 | 5 | 65 | 27 | 0 | 0 | 1 | 70 | 27 | 0 | 0 | 0 | 0 | 0 | 0 | 0 | 0 | 0 | 5 | 65 | 27 | 0 | 0 | 1 | 70 | 27
PG&E FRESNO | Cressey | 115 | 1 | 1 | 2 | 1 | 2 | 1 | 3 | 1 | 3 | 1 | 3 | 3 | 1 | 2 | 4 | 1 | 0 | 0 | 0 | 0 | 0 | 0 | 0 | 0 | 0 | 0 | 0 | 0 | 0 | 0 | 0 | 0 | 0 | 0 | 0 | 0 | 0 | 0 | 0 | 0 | 0 | 0 | 0 | 0 | 0 | 0 | 0 | 0 | 0 | 0
PG&E NGBA | Cresta | 230 | 2 | 1 | 4 | 0 | 2 | 3 | 1 | 2 | 3 | 1 | 1 | 4 | 1 | 2 | 1 | 3 | 0 | 0 | 0 | 0 | 0 | 0 | 0 | 0 | 0 | 0 | 0 | 0 | 0 | 0 | 0 | 0 | 0 | 0 | 0 | 0 | 0 | 0 | 0 | 0 | 0 | 0 | 0 | 0 | 0 | 0 | 0 | 0 | 0 | 0
SDGE | Crestwood | 69 | 2 | 1 | 4 | 0 | 1 | 3 | 1 | 2 | 3 | 1 | 1 | 4 | 3 | 1 | 1 | 3 | 0 | 0 | 0 | 0 | 0 | 0 | 0 | 0 | 0 | 0 | 0 | 0 | 0 | 0 | 0 | 0 | 0 | 0 | 0 | 0 | 0 | 0 | 0 | 0 | 0 | 0 | 0 | 0 | 0 | 0 | 0 | 0 | 0 | 0
PG&E GBA | Crow Creek | 60 | 1 | 1 | 4 | 0 | 2 | 1 | 3 | 1 | 3 | 1 | 1 | 4 | 1 | 2 | 4 | 1 | 0 | 0 | 0 | 0 | 0 | 0 | 0 | 0 | 0 | 0 | 0 | 0 | 0 | 0 | 0 | 0 | 0 | 0 | 0 | 0 | 0 | 0 | 0 | 0 | 0 | 0 | 0 | 0 | 0 | 0 | 0 | 0 | 0 | 0
PG&E GBA | Crows Landing | 60 | 1 | 1 | 4 | 0 | 2 | 1 | 3 | 1 | 3 | 1 | 1 | 4 | 1 | 2 | 4 | 1 | 0 | 0 | 0 | 0 | 0 | 0 | 0 | 0 | 0 | 0 | 0 | 0 | 0 | 0 | 0 | 0 | 0 | 0 | 0 | 0 | 0 | 0 | 0 | 0 | 0 | 0 | 0 | 0 | 0 | 0 | 0 | 0 | 0 | 0
PG&E GBA | Curtis | 115 | 2 | 1 | 4 | 1 | 1 | 3 | 1 | 2 | 3 | 1 | 1 | 4 | 3 | 1 | 1 | 3 | 0 | 0 | 0 | 0 | 0 | 0 | 0 | 0 | 0 | 0 | 0 | 0 | 0 | 0 | 0 | 0 | 0 | 0 | 0 | 0 | 0 | 0 | 0 | 0 | 0 | 0 | 0 | 0 | 0 | 0 | 0 | 0 | 0 | 0
PG&E FRESNO | Dairyland | 115 | 1 | 1 | 3 | 0 | 2 | 1 | 3 | 1 | 3 | 1 | 2 | 3 | 1 | 2 | 4 | 1 | 0 | 0 | 0 | 0 | 0 | 0 | 0 | 0 | 5 | 0 | 0 | 0 | 0 | 0 | 1 | 5 | 0 | 0 | 0 | 0 | 0 | 0 | 0 | 0 | 0 | 5 | 0 | 0 | 0 | 0 | 0 | 1 | 5 | 0
PG&E NGBA | Davis | 115 | 2 | 1 | 4 | 1 | 2 | 3 | 1 | 2 | 3 | 1 | 1 | 4 | 1 | 2 | 1 | 3 | 0 | 0 | 0 | 0 | 0 | 0 | 0 | 0 | 0 | 0 | 0 | 0 | 0 | 0 | 0 | 0 | 0 | 0 | 0 | 0 | 0 | 0 | 0 | 0 | 0 | 0 | 20 | 80 | 0 | 35 | 0 | 1 | 100 | 35
SCE Metro | Del Amo | 500 | 1 | 1 | 2 | 1 | 1 | 2 | 3 | 1 | 3 | 1 | 3 | 3 | 3 | 1 | 3 | 2 | 0 | 0 | 0 | 0 | 0 | 0 | 0 | 0 | 0 | 0 | 0 | 0 | 0 | 0 | 0 | 0 | 0 | 0 | 0 | 0 | 0 | 0 | 0 | 0 | 0 | 0 | 0 | 0 | 0 | 0 | 0 | 0 | 0 | 0
SCE Metro | Del Amo | 230 | 1 | 1 | 2 | 1 | 1 | 2 | 3 | 1 | 3 | 1 | 3 | 3 | 3 | 1 | 3 | 2 | 0 | 0 | 0 | 0 | 0 | 0 | 0 | 0 | 0 | 0 | 0 | 0 | 0 | 0 | 0 | 0 | 0 | 0 | 0 | 0 | 0 | 0 | 0 | 0 | 0 | 0 | 0 | 0 | 0 | 0 | 0 | 0 | 0 | 0
SCE Eastern | Delaney | 500 | 2 | 1 | 4 | 0 | 2 | 3 | 1 | 2 | 3 | 1 | 1 | 4 | 1 | 2 | 1 | 3 | 0 | 0 | 0 | 0 | 0 | 0 | 0 | 0 | 0 | 0 | 0 | 0 | 0 | 0 | 0 | 0 | 0 | 0 | 0 | 0 | 0 | 0 | 0 | 0 | 0 | 0 | 250 | 350 | 0 | 125 | 0 | 1 | 600 | 125
PG&E NGBA | Delevan | 230 | 2 | 2 | 1 | 0 | 1 | 3 | 1 | 2 | 1 | 2 | 4 | 1 | 3 | 1 | 1 | 3 | 0 | 0 | 0 | 0 | 0 | 0 | 0 | 0 | 0 | 50 | 150 | 0 | 50 | 0 | 1 | 200 | 50 | 0 | 0 | 0 | 0 | 0 | 0 | 0 | 0 | 0 | 235 | 500 | 0 | 200 | 0 | 1 | 735 | 200
PG&E GBA | Delta PP | 230 | 2 | 1 | 2 | 1 | 1 | 2 | 1 | 2 | 3 | 1 | 3 | 3 | 3 | 1 | 3 | 2 | 0 | 0 | 0 | 0 | 0 | 0 | 0 | 0 | 0 | 0 | 0 | 0 | 0 | 0 | 0 | 0 | 0 | 0 | 0 | 0 | 0 | 0 | 0 | 0 | 0 | 0 | 0 | 0 | 0 | 0 | 0 | 0 | 0 | 0
EOP | Desert View | 230 | 2 | 1 | 4 | 0 | 1 | 3 | 1 | 2 | 3 | 1 | 1 | 4 | 3 | 1 | 1 | 3 | 0 | 0 | 0 | 0 | 0 | 0 | 0 | 0 | 0 | 0 | 0 | 0 | 0 | 0 | 0 | 0 | 0 | 0 | 0 | 0 | 0 | 0 | 0 | 0 | 0 | 0 | 150 | 350 | 0 | 150 | 0 | 1 | 500 | 150
SCE Eastern | Devers | 230 | 2 | 1 | 1 | 0 | 1 | 3 | 1 | 2 | 3 | 1 | 4 | 1 | 3 | 1 | 1 | 3 | 0 | 0 | 287.5 | 37 | 0 | 0 | 0 | 0 | 0 | 0 | 0 | 220 | 100 | 0 | 1 | 324.5 | 320 | 0 | 0 | 287.5 | 37 | 0 | 0 | 0 | 0 | 0 | 100 | 180 | 220 | 180 | 0 | 1 | 604.5 | 400
SCE Eastern | Devers | 500 | 2 | 1 | 1 | 0 | 1 | 3 | 1 | 2 | 3 | 1 | 4 | 1 | 3 | 1 | 1 | 3 | 0 | 0 | 0 | 0 | 0 | 0 | 0 | 0 | 0 | 0 | 0 | 0 | 0 | 0 | 0 | 0 | 0 | 0 | 0 | 0 | 0 | 0 | 0 | 0 | 0 | 0 | 0 | 0 | 0 | 0 | 0 | 0 | 0 | 0
PG&E KERN | Diablo Canyon | 230 | 2 | 2 | 4 | 1 | 2 | 3 | 1 | 2 | 1 | 2 | 1 | 4 | 1 | 2 | 1 | 3 | 0 | 0 | 0 | 0 | 0 | 0 | 0 | 0 | 0 | 0 | 0 | 0 | 0 | 0 | 0 | 0 | 0 | 0 | 0 | 0 | 0 | 0 | 0 | 0 | 0 | 0 | 0 | 0 | 0 | 0 | 0 | 0 | 0 | 0
PG&E KERN | Diablo Canyon | 500 | 2 | 2 | 4 | 1 | 2 | 3 | 1 | 2 | 1 | 2 | 1 | 4 | 1 | 2 | 1 | 3 | 0 | 0 | 0 | 0 | 0 | 0 | 2924 | 0 | 0 | 0 | 0 | 0 | 0 | 0 | 1 | 2924 | 0 | 0 | 0 | 0 | 0 | 0 | 0 | 2924 | 0 | 0 | 0 | 0 | 0 | 0 | 0 | 1 | 2924 | 0
PG&E KERN | Divide | 115 | 2 | 2 | 3 | 1 | 1 | 2 | 1 | 2 | 1 | 2 | 2 | 4 | 3 | 1 | 3 | 2 | 0 | 0 | 0 | 0 | 0 | 0 | 0 | 0 | 0 | 0 | 0 | 0 | 0 | 0 | 0 | 0 | 0 | 0 | 0 | 0 | 0 | 0 | 0 | 0 | 0 | 0 | 0 | 0 | 0 | 0 | 0 | 0 | 0 | 0
PG&E GBA | Dixon Landing | 115 | 2 | 1 | 2 | 0 | 1 | 2 | 1 | 2 | 3 | 1 | 3 | 2 | 3 | 1 | 3 | 2 | 0 | 0 | 0 | 0 | 0 | 0 | 0 | 0 | 2.3 | 0 | 0 | 0 | 0 | 0 | 1 | 2.3 | 0 | 0 | 0 | 0 | 0 | 0 | 0 | 0 | 0 | 2.3 | 0 | 0 | 0 | 0 | 0 | 1 | 2.3 | 0
PG&E FRESNO | Dos Amigos | 230 | 1 | 1 | 4 | 0 | 2 | 1 | 3 | 1 | 3 | 1 | 1 | 4 | 1 | 2 | 4 | 1 | 0 | 0 | 0 | 0 | 0 | 0 | 0 | 0 | 3 | 0 | 0 | 0 | 0 | 0 | 1 | 3 | 0 | 0 | 0 | 0 | 0 | 0 | 0 | 0 | 0 | 3 | 0 | 0 | 0 | 0 | 0 | 1 | 3 | 0
PG&E NGBA | Drum | 115 | 2 | 1 | 4 | 0 | 2 | 3 | 1 | 2 | 3 | 1 | 1 | 4 | 1 | 2 | 1 | 3 | 0 | 0 | 0 | 0 | 0 | 0 | 0 | 0 | 0 | 0 | 0 | 0 | 0 | 0 | 0 | 0 | 0 | 0 | 0 | 0 | 0 | 0 | 0 | 0 | 0 | 0 | 0 | 0 | 0 | 0 | 0 | 0 | 0 | 0
PG&E GBA | Dumbarton | 115 | 2 | 1 | 3 | 0 | 1 | 2 | 1 | 2 | 3 | 1 | 2 | 3 | 3 | 1 | 3 | 2 | 0 | 0 | 0 | 0 | 0 | 0 | 0 | 0 | 5 | 0 | 0 | 0 | 0 | 0 | 1 | 5 | 0 | 0 | 0 | 0 | 0 | 0 | 0 | 0 | 0 | 5 | 0 | 0 | 0 | 0 | 0 | 1 | 5 | 0
SCE NOL | Dunn Siding | 115 | 2 | 1 | 4 | 1 | 1 | 1 | 1 | 2 | 3 | 1 | 1 | 4 | 3 | 1 | 4 | 1 | 0 | 0 | 0 | 0 | 0 | 0 | 0 | 0 | 0 | 0 | 0 | 0 | 0 | 0 | 0 | 0 | 0 | 0 | 0 | 0 | 0 | 0 | 0 | 0 | 0 | 0 | 0 | 0 | 0 | 0 | 0 | 0 | 0 | 0
SCE Eastern | Eagle Mountain | 230 | 2 | 2 | 4 | 0 | 1 | 3 | 1 | 2 | 1 | 2 | 1 | 4 | 3 | 1 | 1 | 3 | 0 | 0 | 0 | 0 | 0 | 0 | 0 | 0 | 0 | 0 | 0 | 0 | 0 | 0 | 0 | 0 | 0 | 0 | 0 | 0 | 0 | 0 | 0 | 0 | 0 | 0 | 0 | 0 | 0 | 0 | 0 | 0 | 0 | 0
PG&E NGBA | Eagle Rock (PGE) | 60 | 2 | 2 | 4 | 1 | 2 | 3 | 1 | 2 | 1 | 2 | 1 | 4 | 1 | 2 | 1 | 3 | 0 | 0 | 0 | 0 | 0 | 0 | 0 | 0 | 0 | 0 | 0 | 0 | 0 | 0 | 0 | 0 | 0 | 0 | 0 | 0 | 0 | 0 | 0 | 0 | 0 | 0 | 0 | 0 | 0 | 0 | 0 | 0 | 0 | 0
PG&E NGBA | Eagle Rock (PGE) | 115 | 2 | 2 | 4 | 1 | 2 | 3 | 1 | 2 | 1 | 2 | 1 | 4 | 1 | 2 | 1 | 3 | 21.5 | 0 | 98 | 33.2 | 0 | 0 | 0 | 0 | 0 | 0 | 0 | 0 | 0 | 0 | 1 | 152.7 | 0 | 21.5 | 0 | 98 | 33.2 | 0 | 0 | 0 | 0 | 0 | 0 | 0 | 0 | 0 | 0 | 1 | 152.7 | 0
SCE Metro | Eagle Rock (SCE) | 230 | 1 | 1 | 2 | 0 | 1 | 2 | 3 | 1 | 3 | 1 | 3 | 2 | 3 | 1 | 3 | 2 | 0 | 0 | 0 | 0 | 0 | 0 | 0 | 0 | 0 | 0 | 0 | 0 | 0 | 0 | 0 | 0 | 0 | 0 | 0 | 0 | 0 | 0 | 0 | 0 | 0 | 0 | 0 | 0 | 0 | 0 | 0 | 0 | 0 | 0
PG&E NGBA | East Marysville | 115 | 2 | 2 | 2 | 0 | 1 | 2 | 1 | 2 | 1 | 2 | 3 | 2 | 3 | 1 | 3 | 2 | 0 | 0 | 0 | 0 | 0 | 0 | 0 | 0 | 0 | 0 | 0 | 0 | 0 | 0 | 0 | 0 | 0 | 0 | 0 | 0 | 0 | 0 | 0 | 0 | 0 | 0 | 0 | 0 | 0 | 0 | 0 | 0 | 0 | 0
PG&E NGBA | East Nicolaus | 115 | 2 | 1 | 4 | 0 | 1 | 3 | 1 | 2 | 3 | 1 | 1 | 4 | 3 | 1 | 1 | 3 | 0 | 0 | 0 | 0 | 0 | 0 | 0 | 0 | 0 | 0 | 0 | 0 | 0 | 0 | 0 | 0 | 0 | 0 | 0 | 0 | 0 | 0 | 0 | 0 | 0 | 0 | 0 | 0 | 0 | 0 | 0 | 0 | 0 | 0
PG&E NGBA | East Nicolaus | 60 | 2 | 1 | 4 | 0 | 1 | 3 | 1 | 2 | 3 | 1 | 1 | 4 | 3 | 1 | 1 | 3 | 0 | 0 | 0 | 0 | 0 | 0 | 0 | 0 | 0 | 0 | 0 | 0 | 0 | 0 | 0 | 0 | 0 | 0 | 0 | 0 | 0 | 0 | 0 | 0 | 0 | 0 | 0 | 0 | 0 | 0 | 0 | 0 | 0 | 0
PG&E GBA | Eastshore | 115 | 2 | 1 | 2 | 0 | 1 | 1 | 1 | 2 | 3 | 1 | 3 | 2 | 3 | 1 | 4 | 1 | 0 | 0 | 0 | 0 | 0 | 0 | 0 | 0 | 0 | 0 | 0 | 0 | 0 | 0 | 0 | 0 | 0 | 0 | 0 | 0 | 0 | 0 | 0 | 0 | 0 | 0 | 0 | 0 | 0 | 0 | 0 | 0 | 0 | 0
PG&E GBA | Eastshore | 230 | 2 | 1 | 2 | 0 | 1 | 1 | 1 | 2 | 3 | 1 | 3 | 2 | 3 | 1 | 4 | 1 | 0 | 0 | 0 | 0 | 0 | 0 | 0 | 0 | 0 | 0 | 0 | 0 | 0 | 0 | 0 | 0 | 0 | 0 | 0 | 0 | 0 | 0 | 0 | 0 | 0 | 0 | 0 | 0 | 0 | 0 | 0 | 0 | 0 | 0
SDGE | ECO | 138 | 2 | 1 | 4 | 0 | 1 | 3 | 1 | 2 | 3 | 1 | 1 | 4 | 3 | 1 | 1 | 3 | 0 | 0 | 0 | 0 | 0 | 0 | 0 | 0 | 0 | 0 | 0 | 0 | 0 | 0 | 0 | 0 | 0 | 0 | 0 | 0 | 0 | 0 | 0 | 0 | 0 | 0 | 0 | 0 | 0 | 0 | 0 | 0 | 0 | 0
SDGE | ECO | 230 | 2 | 1 | 4 | 0 | 1 | 3 | 1 | 2 | 3 | 1 | 1 | 4 | 3 | 1 | 1 | 3 | 0 | 0 | 300 | 52.5 | 0 | 0 | 0 | 0 | 0 | 0 | 0 | 0 | 0 | 0 | 1 | 352.5 | 0 | 0 | 0 | 300 | 52.5 | 0 | 0 | 0 | 0 | 0 | 0 | 0 | 0 | 0 | 0 | 1 | 352.5 | 0
SDGE | ECO | 500 | 2 | 1 | 4 | 0 | 1 | 3 | 1 | 2 | 3 | 1 | 1 | 4 | 3 | 1 | 1 | 3 | 0 | 0 | 400 | 600 | 0 | 0 | 0 | 0 | 0 | 0 | 0 | 0 | 0 | 0 | 1 | 1000 | 0 | 0 | 0 | 400 | 600 | 0 | 0 | 0 | 0 | 0 | 0 | 0 | 0 | 0 | 0 | 1 | 1000 | 0
PG&E GBA | Edenvale | 115 | 2 | 1 | 2 | 0 | 2 | 2 | 1 | 2 | 3 | 1 | 3 | 2 | 1 | 2 | 3 | 2 | 0 | 0 | 0 | 0 | 0 | 0 | 0 | 0 | 0 | 0 | 0 | 0 | 0 | 0 | 0 | 0 | 0 | 0 | 0 | 0 | 0 | 0 | 0 | 0 | 0 | 0 | 0 | 0 | 0 | 0 | 0 | 0 | 0 | 0
PG&E GBA | Edes | 115 | 2 | 1 | 3 | 0 | 1 | 1 | 1 | 2 | 3 | 1 | 2 | 3 | 3 | 1 | 4 | 1 | 0 | 0 | 0 | 0 | 0 | 0 | 0 | 0 | 1.7 | 0 | 0 | 0 | 0 | 0 | 1 | 1.7 | 0 | 0 | 0 | 0 | 0 | 0 | 0 | 0 | 0 | 1.7 | 0 | 0 | 0 | 0 | 0 | 1 | 1.7 | 0
PG&E GBA | Eight Mile | 230 | 1 | 1 | 2 | 0 | 2 | 1 | 3 | 1 | 3 | 1 | 3 | 2 | 1 | 2 | 4 | 1 | 0 | 0 | 0 | 0 | 0 | 0 | 0 | 0 | 0 | 0 | 0 | 0 | 0 | 0 | 0 | 0 | 0 | 0 | 0 | 0 | 0 | 0 | 0 | 0 | 0 | 0 | 0 | 0 | 0 | 0 | 0 | 0 | 0 | 0
SDGE | El Cajon | 69 | 2 | 1 | 1 | 1 | 1 | 1 | 1 | 2 | 3 | 1 | 4 | 2 | 3 | 1 | 4 | 1 | 0 | 0 | 0 | 0 | 0 | 0 | 0 | 0 | 0 | 0 | 0 | 50 | 0 | 0 | 1 | 0 | 50 | 0 | 0 | 0 | 0 | 0 | 0 | 0 | 0 | 0 | 0 | 0 | 50 | 0 | 0 | 1 | 0 | 50
SCE Eastern | El Casco | 230 | 1 | 1 | 4 | 0 | 1 | 2 | 3 | 1 | 3 | 1 | 1 | 4 | 3 | 1 | 3 | 2 | 0 | 0 | 0 | 0 | 0 | 0 | 0 | 0 | 0 | 0 | 0 | 65 | 0 | 0 | 1 | 0 | 65 | 0 | 0 | 0 | 0 | 0 | 0 | 0 | 0 | 0 | 0 | 0 | 65 | 0 | 0 | 1 | 0 | 65
PG&E GBA | El Cerrito G | 115 | 2 | 1 | 2 | 0 | 1 | 2 | 1 | 2 | 3 | 1 | 3 | 2 | 3 | 1 | 3 | 2 | 0 | 0 | 0 | 0 | 0 | 0 | 0 | 0 | 0 | 0 | 0 | 0 | 0 | 0 | 0 | 0 | 0 | 0 | 0 | 0 | 0 | 0 | 0 | 0 | 0 | 0 | 0 | 0 | 0 | 0 | 0 | 0 | 0 | 0
PG&E NGBA | El Dorado PH | 115 | 2 | 1 | 4 | 0 | 2 | 3 | 1 | 2 | 3 | 1 | 1 | 4 | 1 | 2 | 1 | 3 | 0 | 0 | 0 | 0 | 0 | 0 | 0 | 0 | 0 | 0 | 0 | 0 | 0 | 0 | 0 | 0 | 0 | 0 | 0 | 0 | 0 | 0 | 0 | 0 | 0 | 0 | 0 | 0 | 0 | 0 | 0 | 0 | 0 | 0
PG&E FRESNO | El Nido (PGE) | 115 | 1 | 1 | 4 | 0 | 2 | 1 | 3 | 1 | 3 | 1 | 1 | 4 | 1 | 2 | 4 | 1 | 0 | 0 | 0 | 0 | 0 | 0 | 0 | 0 | 3 | 0 | 0 | 0 | 0 | 0 | 1 | 3 | 0 | 0 | 0 | 0 | 0 | 0 | 0 | 0 | 0 | 3 | 0 | 0 | 0 | 0 | 0 | 1 | 3 | 0
SCE Metro | El Nido (SCE) | 230 | 1 | 1 | 2 | 0 | 1 | 2 | 3 | 1 | 3 | 1 | 3 | 2 | 3 | 1 | 3 | 2 | 0 | 0 | 0 | 0 | 0 | 0 | 0 | 0 | 0 | 0 | 0 | 0 | 0 | 0 | 0 | 0 | 0 | 0 | 0 | 0 | 0 | 0 | 0 | 0 | 0 | 0 | 0 | 0 | 0 | 100 | 0 | 1 | 0 | 100
PG&E GBA | El Patio | 115 | 2 | 1 | 2 | 1 | 2 | 2 | 1 | 2 | 3 | 1 | 3 | 3 | 1 | 2 | 3 | 2 | 0 | 0 | 0 | 0 | 0 | 0 | 0 | 0 | 0 | 0 | 0 | 0 | 0 | 0 | 0 | 0 | 0 | 0 | 0 | 0 | 0 | 0 | 0 | 0 | 0 | 0 | 0 | 0 | 0 | 0 | 0 | 0 | 0 | 0
SCE Metro | El Segundo | 230 | 1 | 1 | 1 | 0 | 1 | 1 | 3 | 1 | 3 | 1 | 4 | 1 | 3 | 1 | 4 | 1 | 0 | 0 | 0 | 0 | 0 | 0 | 0 | 0 | 0 | 0 | 0 | 0 | 0 | 0 | 0 | 0 | 0 | 0 | 0 | 0 | 0 | 0 | 0 | 0 | 0 | 0 | 0 | 0 | 0 | 0 | 0 | 0 | 0 | 0
EOP | Eldorado | 230 | 2 | 2 | 2 | 0 | 1 | 3 | 1 | 2 | 1 | 2 | 3 | 2 | 3 | 1 | 1 | 3 | 117.3 | 0 | 0 | 0 | 51 | 0 | 0 | 0 | 0 | 0 | 0 | 279 | 0 | 0 | 1 | 168.3 | 279 | 117.3 | 0 | 0 | 0 | 51 | 0 | 0 | 0 | 0 | 0 | 0 | 279 | 250 | 0 | 1 | 168.3 | 529
EOP | Eldorado | 500 | 2 | 2 | 2 | 0 | 1 | 3 | 1 | 2 | 1 | 2 | 3 | 2 | 3 | 1 | 1 | 3 | 0 | 0 | 0 | 0 | 3000 | 0 | 0 | 0 | 0 | 0 | 0 | 0 | 0 | 0 | 1 | 3000 | 0 | 0 | 0 | 0 | 0 | 3000 | 0 | 0 | 0 | 0 | 0 | 0 | 0 | 0 | 0 | 1 | 3000 | 0
SCE Northern | Elizabeth Lake | 66 | 1 | 1 | 2 | 1 | 1 | 3 | 3 | 1 | 3 | 1 | 3 | 3 | 3 | 1 | 1 | 3 | 0 | 0 | 0 | 0 | 0 | 0 | 0 | 0 | 0 | 0 | 0 | 0 | 0 | 0 | 0 | 0 | 0 | 0 | 0 | 0 | 0 | 0 | 0 | 0 | 0 | 0 | 0 | 0 | 0 | 0 | 0 | 0 | 0 | 0
PG&E KERN | Elk Hills | 230 | 1 | 1 | 3 | 0 | 1 | 1 | 3 | 1 | 3 | 1 | 2 | 3 | 3 | 1 | 4 | 1 | 0 | 0 | 0 | 0 | 0 | 0 | 0 | 0 | 5.25 | 0 | 0 | 0 | 0 | 0 | 1 | 5.25 | 0 | 0 | 0 | 0 | 0 | 0 | 0 | 0 | 0 | 5.25 | 0 | 0 | 0 | 0 | 0 | 1 | 5.25 | 0
SDGE | Elliot | 69 | 2 | 1 | 2 | 0 | 1 | 2 | 1 | 2 | 3 | 1 | 3 | 2 | 3 | 1 | 3 | 2 | 0 | 0 | 0 | 0 | 0 | 0 | 0 | 0 | 0 | 0 | 0 | 9.75 | 0 | 0 | 1 | 0 | 9.75 | 0 | 0 | 0 | 0 | 0 | 0 | 0 | 0 | 0 | 0 | 0 | 9.75 | 0 | 0 | 1 | 0 | 9.75
SCE Metro | Ellis | 230 | 1 | 1 | 2 | 0 | 1 | 2 | 3 | 1 | 3 | 1 | 3 | 2 | 3 | 1 | 3 | 2 | 0 | 0 | 0 | 0 | 0 | 0 | 0 | 0 | 0 | 0 | 0 | 0 | 0 | 0 | 0 | 0 | 0 | 0 | 0 | 0 | 0 | 0 | 0 | 0 | 0 | 0 | 0 | 0 | 0 | 0 | 0 | 0 | 0 | 0
SDGE | Encina | 138 | 2 | 1 | 1 | 0 | 1 | 3 | 1 | 2 | 3 | 1 | 4 | 1 | 3 | 1 | 1 | 3 | 0 | 0 | 0 | 0 | 0 | 0 | 0 | 0 | 0 | 0 | 0 | 0 | 0 | 0 | 0 | 0 | 0 | 0 | 0 | 0 | 0 | 0 | 0 | 0 | 0 | 0 | 0 | 0 | 0 | 0 | 0 | 0 | 0 | 0
SDGE | Encina | 230 | 2 | 1 | 1 | 0 | 1 | 3 | 1 | 2 | 3 | 1 | 4 | 1 | 3 | 1 | 1 | 3 | 0 | 0 | 0 | 0 | 0 | 0 | 0 | 0 | 0 | 0 | 0 | 0 | 0 | 0 | 0 | 0 | 0 | 0 | 0 | 0 | 0 | 0 | 0 | 0 | 0 | 0 | 0 | 0 | 0 | 0 | 0 | 0 | 0 | 0
SDGE | Escondido | 230 | 2 | 1 | 1 | 0 | 1 | 3 | 1 | 2 | 3 | 1 | 4 | 1 | 3 | 1 | 1 | 3 | 0 | 0 | 0 | 0 | 0 | 0 | 0 | 0 | 0 | 0 | 0 | 0 | 0 | 0 | 0 | 0 | 0 | 0 | 0 | 0 | 0 | 0 | 0 | 0 | 0 | 0 | 0 | 0 | 0 | 200 | 0 | 1 | 0 | 200
SDGE | Escondido | 69 | 2 | 1 | 1 | 0 | 1 | 3 | 1 | 2 | 3 | 1 | 4 | 1 | 3 | 1 | 1 | 3 | 0 | 0 | 0 | 0 | 0 | 0 | 0 | 0 | 0 | 0 | 0 | 0 | 0 | 0 | 0 | 0 | 0 | 0 | 0 | 0 | 0 | 0 | 0 | 0 | 0 | 0 | 0 | 0 | 0 | 0 | 0 | 0 | 0 | 0