Southern_PGAE_Flow_Battery_181_Generic | generic-deliverability | Generic_PGE_South_500_SSN | Reliability_Capacity_In_Model_Year | System RA | Southern_PGAE_Flow_Battery_181_Generic | 0.5 | 0.5 | 0.5 | 0.5 | 0.5 | 0.5 | 0.5 | 0.5 | 0.5 | 0.5 | 0.5 | 0.5 | 0.5 | 0.5 | 0.5 | 0.5 | 0.5 | 0.5 | 0.5 | 0.5 | 0.5 | 0.5 | 0.5 | 0.5 | 0.5 | 0.5 | 0.5 | 0.5 | 0.5 | 0.5 | 0.5
Southern_PGAE_Flow_Battery_22_Generic | generic-deliverability | Generic_PGE_South_500_SSN | Reliability_Capacity_In_Model_Year | System RA | Southern_PGAE_Flow_Battery_22_Generic | 0.5 | 0.5 | 0.5 | 0.5 | 0.5 | 0.5 | 0.5 | 0.5 | 0.5 | 0.5 | 0.5 | 0.5 | 0.5 | 0.5 | 0.5 | 0.5 | 0.5 | 0.5 | 0.5 | 0.5 | 0.5 | 0.5 | 0.5 | 0.5 | 0.5 | 0.5 | 0.5 | 0.5 | 0.5 | 0.5 | 0.5
Southern_PGAE_Flow_Battery_23_Generic | generic-deliverability | Generic_PGE_South_500_SSN | Reliability_Capacity_In_Model_Year | System RA | Southern_PGAE_Flow_Battery_23_Generic | 0.5 | 0.5 | 0.5 | 0.5 | 0.5 | 0.5 | 0.5 | 0.5 | 0.5 | 0.5 | 0.5 | 0.5 | 0.5 | 0.5 | 0.5 | 0.5 | 0.5 | 0.5 | 0.5 | 0.5 | 0.5 | 0.5 | 0.5 | 0.5 | 0.5 | 0.5 | 0.5 | 0.5 | 0.5 | 0.5 | 0.5
Southern_PGAE_Flow_Battery_24_Generic | generic-deliverability | Generic_PGE_South_500_SSN | Reliability_Capacity_In_Model_Year | System RA | Southern_PGAE_Flow_Battery_24_Generic | 0.5 | 0.5 | 0.5 | 0.5 | 0.5 | 0.5 | 0.5 | 0.5 | 0.5 | 0.5 | 0.5 | 0.5 | 0.5 | 0.5 | 0.5 | 0.5 | 0.5 | 0.5 | 0.5 | 0.5 | 0.5 | 0.5 | 0.5 | 0.5 | 0.5 | 0.5 | 0.5 | 0.5 | 0.5 | 0.5 | 0.5
Southern_PGAE_Flow_Battery_27_Generic | generic-deliverability | Generic_PGE_South_500_SSN | Reliability_Capacity_In_Model_Year | System RA | Southern_PGAE_Flow_Battery_27_Generic | 0.5 | 0.5 | 0.5 | 0.5 | 0.5 | 0.5 | 0.5 | 0.5 | 0.5 | 0.5 | 0.5 | 0.5 | 0.5 | 0.5 | 0.5 | 0.5 | 0.5 | 0.5 | 0.5 | 0.5 | 0.5 | 0.5 | 0.5 | 0.5 | 0.5 | 0.5 | 0.5 | 0.5 | 0.5 | 0.5 | 0.5
Southern_PGAE_Flow_Battery_3_Generic | generic-deliverability | Generic_PGE_South_500_SSN | Reliability_Capacity_In_Model_Year | System RA | Southern_PGAE_Flow_Battery_3_Generic | 0.5 | 0.5 | 0.5 | 0.5 | 0.5 | 0.5 | 0.5 | 0.5 | 0.5 | 0.5 | 0.5 | 0.5 | 0.5 | 0.5 | 0.5 | 0.5 | 0.5 | 0.5 | 0.5 | 0.5 | 0.5 | 0.5 | 0.5 | 0.5 | 0.5 | 0.5 | 0.5 | 0.5 | 0.5 | 0.5 | 0.5
Southern_PGAE_Flow_Battery_33_Generic | generic-deliverability | Generic_PGE_South_500_SSN | Reliability_Capacity_In_Model_Year | System RA | Southern_PGAE_Flow_Battery_33_Generic | 0.5 | 0.5 | 0.5 | 0.5 | 0.5 | 0.5 | 0.5 | 0.5 | 0.5 | 0.5 | 0.5 | 0.5 | 0.5 | 0.5 | 0.5 | 0.5 | 0.5 | 0.5 | 0.5 | 0.5 | 0.5 | 0.5 | 0.5 | 0.5 | 0.5 | 0.5 | 0.5 | 0.5 | 0.5 | 0.5 | 0.5
Southern_PGAE_Flow_Battery_34_Generic | generic-deliverability | Generic_PGE_South_500_SSN | Reliability_Capacity_In_Model_Year | System RA | Southern_PGAE_Flow_Battery_34_Generic | 0.5 | 0.5 | 0.5 | 0.5 | 0.5 | 0.5 | 0.5 | 0.5 | 0.5 | 0.5 | 0.5 | 0.5 | 0.5 | 0.5 | 0.5 | 0.5 | 0.5 | 0.5 | 0.5 | 0.5 | 0.5 | 0.5 | 0.5 | 0.5 | 0.5 | 0.5 | 0.5 | 0.5 | 0.5 | 0.5 | 0.5
Southern_PGAE_Flow_Battery_37_Generic | generic-deliverability | Generic_PGE_South_500_SSN | Reliability_Capacity_In_Model_Year | System RA | Southern_PGAE_Flow_Battery_37_Generic | 0.5 | 0.5 | 0.5 | 0.5 | 0.5 | 0.5 | 0.5 | 0.5 | 0.5 | 0.5 | 0.5 | 0.5 | 0.5 | 0.5 | 0.5 | 0.5 | 0.5 | 0.5 | 0.5 | 0.5 | 0.5 | 0.5 | 0.5 | 0.5 | 0.5 | 0.5 | 0.5 | 0.5 | 0.5 | 0.5 | 0.5
Southern_PGAE_Flow_Battery_39_Generic | generic-deliverability | Generic_PGE_South_500_SSN | Reliability_Capacity_In_Model_Year | System RA | Southern_PGAE_Flow_Battery_39_Generic | 0.5 | 0.5 | 0.5 | 0.5 | 0.5 | 0.5 | 0.5 | 0.5 | 0.5 | 0.5 | 0.5 | 0.5 | 0.5 | 0.5 | 0.5 | 0.5 | 0.5 | 0.5 | 0.5 | 0.5 | 0.5 | 0.5 | 0.5 | 0.5 | 0.5 | 0.5 | 0.5 | 0.5 | 0.5 | 0.5 | 0.5
Southern_PGAE_Flow_Battery_43_Generic | generic-deliverability | Generic_PGE_South_500_SSN | Reliability_Capacity_In_Model_Year | System RA | Southern_PGAE_Flow_Battery_43_Generic | 0.5 | 0.5 | 0.5 | 0.5 | 0.5 | 0.5 | 0.5 | 0.5 | 0.5 | 0.5 | 0.5 | 0.5 | 0.5 | 0.5 | 0.5 | 0.5 | 0.5 | 0.5 | 0.5 | 0.5 | 0.5 | 0.5 | 0.5 | 0.5 | 0.5 | 0.5 | 0.5 | 0.5 | 0.5 | 0.5 | 0.5
Southern_PGAE_Flow_Battery_45_Generic | generic-deliverability | Generic_PGE_South_500_SSN | Reliability_Capacity_In_Model_Year | System RA | Southern_PGAE_Flow_Battery_45_Generic | 0.5 | 0.5 | 0.5 | 0.5 | 0.5 | 0.5 | 0.5 | 0.5 | 0.5 | 0.5 | 0.5 | 0.5 | 0.5 | 0.5 | 0.5 | 0.5 | 0.5 | 0.5 | 0.5 | 0.5 | 0.5 | 0.5 | 0.5 | 0.5 | 0.5 | 0.5 | 0.5 | 0.5 | 0.5 | 0.5 | 0.5
Southern_PGAE_Flow_Battery_46_Generic | generic-deliverability | Generic_PGE_South_500_SSN | Reliability_Capacity_In_Model_Year | System RA | Southern_PGAE_Flow_Battery_46_Generic | 0.5 | 0.5 | 0.5 | 0.5 | 0.5 | 0.5 | 0.5 | 0.5 | 0.5 | 0.5 | 0.5 | 0.5 | 0.5 | 0.5 | 0.5 | 0.5 | 0.5 | 0.5 | 0.5 | 0.5 | 0.5 | 0.5 | 0.5 | 0.5 | 0.5 | 0.5 | 0.5 | 0.5 | 0.5 | 0.5 | 0.5
Southern_PGAE_Flow_Battery_47_Generic | generic-deliverability | Generic_PGE_South_500_SSN | Reliability_Capacity_In_Model_Year | System RA | Southern_PGAE_Flow_Battery_47_Generic | 0.5 | 0.5 | 0.5 | 0.5 | 0.5 | 0.5 | 0.5 | 0.5 | 0.5 | 0.5 | 0.5 | 0.5 | 0.5 | 0.5 | 0.5 | 0.5 | 0.5 | 0.5 | 0.5 | 0.5 | 0.5 | 0.5 | 0.5 | 0.5 | 0.5 | 0.5 | 0.5 | 0.5 | 0.5 | 0.5 | 0.5
Southern_PGAE_Flow_Battery_49_Generic | generic-deliverability | Generic_PGE_South_500_SSN | Reliability_Capacity_In_Model_Year | System RA | Southern_PGAE_Flow_Battery_49_Generic | 0.5 | 0.5 | 0.5 | 0.5 | 0.5 | 0.5 | 0.5 | 0.5 | 0.5 | 0.5 | 0.5 | 0.5 | 0.5 | 0.5 | 0.5 | 0.5 | 0.5 | 0.5 | 0.5 | 0.5 | 0.5 | 0.5 | 0.5 | 0.5 | 0.5 | 0.5 | 0.5 | 0.5 | 0.5 | 0.5 | 0.5
Southern_PGAE_Flow_Battery_52_Generic | generic-deliverability | Generic_PGE_South_500_SSN | Reliability_Capacity_In_Model_Year | System RA | Southern_PGAE_Flow_Battery_52_Generic | 0.5 | 0.5 | 0.5 | 0.5 | 0.5 | 0.5 | 0.5 | 0.5 | 0.5 | 0.5 | 0.5 | 0.5 | 0.5 | 0.5 | 0.5 | 0.5 | 0.5 | 0.5 | 0.5 | 0.5 | 0.5 | 0.5 | 0.5 | 0.5 | 0.5 | 0.5 | 0.5 | 0.5 | 0.5 | 0.5 | 0.5
Southern_PGAE_Flow_Battery_54_Generic | generic-deliverability | Generic_PGE_South_500_SSN | Reliability_Capacity_In_Model_Year | System RA | Southern_PGAE_Flow_Battery_54_Generic | 0.5 | 0.5 | 0.5 | 0.5 | 0.5 | 0.5 | 0.5 | 0.5 | 0.5 | 0.5 | 0.5 | 0.5 | 0.5 | 0.5 | 0.5 | 0.5 | 0.5 | 0.5 | 0.5 | 0.5 | 0.5 | 0.5 | 0.5 | 0.5 | 0.5 | 0.5 | 0.5 | 0.5 | 0.5 | 0.5 | 0.5
Southern_PGAE_Flow_Battery_61_Generic | generic-deliverability | Generic_PGE_South_500_SSN | Reliability_Capacity_In_Model_Year | System RA | Southern_PGAE_Flow_Battery_61_Generic | 0.5 | 0.5 | 0.5 | 0.5 | 0.5 | 0.5 | 0.5 | 0.5 | 0.5 | 0.5 | 0.5 | 0.5 | 0.5 | 0.5 | 0.5 | 0.5 | 0.5 | 0.5 | 0.5 | 0.5 | 0.5 | 0.5 | 0.5 | 0.5 | 0.5 | 0.5 | 0.5 | 0.5 | 0.5 | 0.5 | 0.5
Southern_PGAE_Flow_Battery_69_Generic | generic-deliverability | Generic_PGE_South_500_SSN | Reliability_Capacity_In_Model_Year | System RA | Southern_PGAE_Flow_Battery_69_Generic | 0.5 | 0.5 | 0.5 | 0.5 | 0.5 | 0.5 | 0.5 | 0.5 | 0.5 | 0.5 | 0.5 | 0.5 | 0.5 | 0.5 | 0.5 | 0.5 | 0.5 | 0.5 | 0.5 | 0.5 | 0.5 | 0.5 | 0.5 | 0.5 | 0.5 | 0.5 | 0.5 | 0.5 | 0.5 | 0.5 | 0.5
Southern_PGAE_Flow_Battery_72_Generic | generic-deliverability | Generic_PGE_South_500_SSN | Reliability_Capacity_In_Model_Year | System RA | Southern_PGAE_Flow_Battery_72_Generic | 0.5 | 0.5 | 0.5 | 0.5 | 0.5 | 0.5 | 0.5 | 0.5 | 0.5 | 0.5 | 0.5 | 0.5 | 0.5 | 0.5 | 0.5 | 0.5 | 0.5 | 0.5 | 0.5 | 0.5 | 0.5 | 0.5 | 0.5 | 0.5 | 0.5 | 0.5 | 0.5 | 0.5 | 0.5 | 0.5 | 0.5
Southern_PGAE_Flow_Battery_74_Generic | generic-deliverability | Generic_PGE_South_500_SSN | Reliability_Capacity_In_Model_Year | System RA | Southern_PGAE_Flow_Battery_74_Generic | 0.5 | 0.5 | 0.5 | 0.5 | 0.5 | 0.5 | 0.5 | 0.5 | 0.5 | 0.5 | 0.5 | 0.5 | 0.5 | 0.5 | 0.5 | 0.5 | 0.5 | 0.5 | 0.5 | 0.5 | 0.5 | 0.5 | 0.5 | 0.5 | 0.5 | 0.5 | 0.5 | 0.5 | 0.5 | 0.5 | 0.5
Southern_PGAE_Flow_Battery_75_Generic | generic-deliverability | Generic_PGE_South_500_SSN | Reliability_Capacity_In_Model_Year | System RA | Southern_PGAE_Flow_Battery_75_Generic | 0.5 | 0.5 | 0.5 | 0.5 | 0.5 | 0.5 | 0.5 | 0.5 | 0.5 | 0.5 | 0.5 | 0.5 | 0.5 | 0.5 | 0.5 | 0.5 | 0.5 | 0.5 | 0.5 | 0.5 | 0.5 | 0.5 | 0.5 | 0.5 | 0.5 | 0.5 | 0.5 | 0.5 | 0.5 | 0.5 | 0.5
Southern_PGAE_Flow_Battery_79_Generic | generic-deliverability | Generic_PGE_South_500_SSN | Reliability_Capacity_In_Model_Year | System RA | Southern_PGAE_Flow_Battery_79_Generic | 0.5 | 0.5 | 0.5 | 0.5 | 0.5 | 0.5 | 0.5 | 0.5 | 0.5 | 0.5 | 0.5 | 0.5 | 0.5 | 0.5 | 0.5 | 0.5 | 0.5 | 0.5 | 0.5 | 0.5 | 0.5 | 0.5 | 0.5 | 0.5 | 0.5 | 0.5 | 0.5 | 0.5 | 0.5 | 0.5 | 0.5
Southern_PGAE_Flow_Battery_8_Generic | generic-deliverability | Generic_PGE_South_500_SSN | Reliability_Capacity_In_Model_Year | System RA | Southern_PGAE_Flow_Battery_8_Generic | 0.5 | 0.5 | 0.5 | 0.5 | 0.5 | 0.5 | 0.5 | 0.5 | 0.5 | 0.5 | 0.5 | 0.5 | 0.5 | 0.5 | 0.5 | 0.5 | 0.5 | 0.5 | 0.5 | 0.5 | 0.5 | 0.5 | 0.5 | 0.5 | 0.5 | 0.5 | 0.5 | 0.5 | 0.5 | 0.5 | 0.5
Southern_PGAE_Flow_Battery_93_Generic | generic-deliverability | Generic_PGE_South_500_SSN | Reliability_Capacity_In_Model_Year | System RA | Southern_PGAE_Flow_Battery_93_Generic | 0.5 | 0.5 | 0.5 | 0.5 | 0.5 | 0.5 | 0.5 | 0.5 | 0.5 | 0.5 | 0.5 | 0.5 | 0.5 | 0.5 | 0.5 | 0.5 | 0.5 | 0.5 | 0.5 | 0.5 | 0.5 | 0.5 | 0.5 | 0.5 | 0.5 | 0.5 | 0.5 | 0.5 | 0.5 | 0.5 | 0.5
Southern_PGAE_Flow_Battery_98_Generic | generic-deliverability | Generic_PGE_South_500_SSN | Reliability_Capacity_In_Model_Year | System RA | Southern_PGAE_Flow_Battery_98_Generic | 0.5 | 0.5 | 0.5 | 0.5 | 0.5 | 0.5 | 0.5 | 0.5 | 0.5 | 0.5 | 0.5 | 0.5 | 0.5 | 0.5 | 0.5 | 0.5 | 0.5 | 0.5 | 0.5 | 0.5 | 0.5 | 0.5 | 0.5 | 0.5 | 0.5 | 0.5 | 0.5 | 0.5 | 0.5 | 0.5 | 0.5
Southern_PGAE_Flow_Battery_99_Generic | generic-deliverability | Generic_PGE_South_500_SSN | Reliability_Capacity_In_Model_Year | System RA | Southern_PGAE_Flow_Battery_99_Generic | 0.5 | 0.5 | 0.5 | 0.5 | 0.5 | 0.5 | 0.5 | 0.5 | 0.5 | 0.5 | 0.5 | 0.5 | 0.5 | 0.5 | 0.5 | 0.5 | 0.5 | 0.5 | 0.5 | 0.5 | 0.5 | 0.5 | 0.5 | 0.5 | 0.5 | 0.5 | 0.5 | 0.5 | 0.5 | 0.5 | 0.5
Southern_PGAE_Li_Battery_4hr_102_Generic | generic-deliverability | Generic_PGE_South_500_SSN | Reliability_Capacity_In_Model_Year | System RA | Southern_PGAE_Li_Battery_4hr_102_Generic | 0.5 | 0.5 | 0.5 | 0.5 | 0.5 | 0.5 | 0.5 | 0.5 | 0.5 | 0.5 | 0.5 | 0.5 | 0.5 | 0.5 | 0.5 | 0.5 | 0.5 | 0.5 | 0.5 | 0.5 | 0.5 | 0.5 | 0.5 | 0.5 | 0.5 | 0.5 | 0.5 | 0.5 | 0.5 | 0.5 | 0.5
Southern_PGAE_Li_Battery_4hr_109_Generic | generic-deliverability | Generic_PGE_South_500_SSN | Reliability_Capacity_In_Model_Year | System RA | Southern_PGAE_Li_Battery_4hr_109_Generic | 0.5 | 0.5 | 0.5 | 0.5 | 0.5 | 0.5 | 0.5 | 0.5 | 0.5 | 0.5 | 0.5 | 0.5 | 0.5 | 0.5 | 0.5 | 0.5 | 0.5 | 0.5 | 0.5 | 0.5 | 0.5 | 0.5 | 0.5 | 0.5 | 0.5 | 0.5 | 0.5 | 0.5 | 0.5 | 0.5 | 0.5
Southern_PGAE_Li_Battery_4hr_117_Generic | generic-deliverability | Generic_PGE_South_500_SSN | Reliability_Capacity_In_Model_Year | System RA | Southern_PGAE_Li_Battery_4hr_117_Generic | 0.5 | 0.5 | 0.5 | 0.5 | 0.5 | 0.5 | 0.5 | 0.5 | 0.5 | 0.5 | 0.5 | 0.5 | 0.5 | 0.5 | 0.5 | 0.5 | 0.5 | 0.5 | 0.5 | 0.5 | 0.5 | 0.5 | 0.5 | 0.5 | 0.5 | 0.5 | 0.5 | 0.5 | 0.5 | 0.5 | 0.5
Southern_PGAE_Li_Battery_4hr_118_Generic | generic-deliverability | Generic_PGE_South_500_SSN | Reliability_Capacity_In_Model_Year | System RA | Southern_PGAE_Li_Battery_4hr_118_Generic | 0.5 | 0.5 | 0.5 | 0.5 | 0.5 | 0.5 | 0.5 | 0.5 | 0.5 | 0.5 | 0.5 | 0.5 | 0.5 | 0.5 | 0.5 | 0.5 | 0.5 | 0.5 | 0.5 | 0.5 | 0.5 | 0.5 | 0.5 | 0.5 | 0.5 | 0.5 | 0.5 | 0.5 | 0.5 | 0.5 | 0.5
Southern_PGAE_Li_Battery_4hr_12_Generic | generic-deliverability | Generic_PGE_South_500_SSN | Reliability_Capacity_In_Model_Year | System RA | Southern_PGAE_Li_Battery_4hr_12_Generic | 0.5 | 0.5 | 0.5 | 0.5 | 0.5 | 0.5 | 0.5 | 0.5 | 0.5 | 0.5 | 0.5 | 0.5 | 0.5 | 0.5 | 0.5 | 0.5 | 0.5 | 0.5 | 0.5 | 0.5 | 0.5 | 0.5 | 0.5 | 0.5 | 0.5 | 0.5 | 0.5 | 0.5 | 0.5 | 0.5 | 0.5
Southern_PGAE_Li_Battery_4hr_124_Generic | generic-deliverability | Generic_PGE_South_500_SSN | Reliability_Capacity_In_Model_Year | System RA | Southern_PGAE_Li_Battery_4hr_124_Generic | 0.5 | 0.5 | 0.5 | 0.5 | 0.5 | 0.5 | 0.5 | 0.5 | 0.5 | 0.5 | 0.5 | 0.5 | 0.5 | 0.5 | 0.5 | 0.5 | 0.5 | 0.5 | 0.5 | 0.5 | 0.5 | 0.5 | 0.5 | 0.5 | 0.5 | 0.5 | 0.5 | 0.5 | 0.5 | 0.5 | 0.5
Southern_PGAE_Li_Battery_4hr_136_Generic | generic-deliverability | Generic_PGE_South_500_SSN | Reliability_Capacity_In_Model_Year | System RA | Southern_PGAE_Li_Battery_4hr_136_Generic | 0.5 | 0.5 | 0.5 | 0.5 | 0.5 | 0.5 | 0.5 | 0.5 | 0.5 | 0.5 | 0.5 | 0.5 | 0.5 | 0.5 | 0.5 | 0.5 | 0.5 | 0.5 | 0.5 | 0.5 | 0.5 | 0.5 | 0.5 | 0.5 | 0.5 | 0.5 | 0.5 | 0.5 | 0.5 | 0.5 | 0.5
Southern_PGAE_Li_Battery_4hr_139_Generic | generic-deliverability | Generic_PGE_South_500_SSN | Reliability_Capacity_In_Model_Year | System RA | Southern_PGAE_Li_Battery_4hr_139_Generic | 0.5 | 0.5 | 0.5 | 0.5 | 0.5 | 0.5 | 0.5 | 0.5 | 0.5 | 0.5 | 0.5 | 0.5 | 0.5 | 0.5 | 0.5 | 0.5 | 0.5 | 0.5 | 0.5 | 0.5 | 0.5 | 0.5 | 0.5 | 0.5 | 0.5 | 0.5 | 0.5 | 0.5 | 0.5 | 0.5 | 0.5
Southern_PGAE_Li_Battery_4hr_140_Generic | generic-deliverability | Generic_PGE_South_500_SSN | Reliability_Capacity_In_Model_Year | System RA | Southern_PGAE_Li_Battery_4hr_140_Generic | 0.5 | 0.5 | 0.5 | 0.5 | 0.5 | 0.5 | 0.5 | 0.5 | 0.5 | 0.5 | 0.5 | 0.5 | 0.5 | 0.5 | 0.5 | 0.5 | 0.5 | 0.5 | 0.5 | 0.5 | 0.5 | 0.5 | 0.5 | 0.5 | 0.5 | 0.5 | 0.5 | 0.5 | 0.5 | 0.5 | 0.5
Southern_PGAE_Li_Battery_4hr_147_Generic | generic-deliverability | Generic_PGE_South_500_SSN | Reliability_Capacity_In_Model_Year | System RA | Southern_PGAE_Li_Battery_4hr_147_Generic | 0.5 | 0.5 | 0.5 | 0.5 | 0.5 | 0.5 | 0.5 | 0.5 | 0.5 | 0.5 | 0.5 | 0.5 | 0.5 | 0.5 | 0.5 | 0.5 | 0.5 | 0.5 | 0.5 | 0.5 | 0.5 | 0.5 | 0.5 | 0.5 | 0.5 | 0.5 | 0.5 | 0.5 | 0.5 | 0.5 | 0.5
Southern_PGAE_Li_Battery_4hr_148_Generic | generic-deliverability | Generic_PGE_South_500_SSN | Reliability_Capacity_In_Model_Year | System RA | Southern_PGAE_Li_Battery_4hr_148_Generic | 0.5 | 0.5 | 0.5 | 0.5 | 0.5 | 0.5 | 0.5 | 0.5 | 0.5 | 0.5 | 0.5 | 0.5 | 0.5 | 0.5 | 0.5 | 0.5 | 0.5 | 0.5 | 0.5 | 0.5 | 0.5 | 0.5 | 0.5 | 0.5 | 0.5 | 0.5 | 0.5 | 0.5 | 0.5 | 0.5 | 0.5
Southern_PGAE_Li_Battery_4hr_151_Generic | generic-deliverability | Generic_PGE_South_500_SSN | Reliability_Capacity_In_Model_Year | System RA | Southern_PGAE_Li_Battery_4hr_151_Generic | 0.5 | 0.5 | 0.5 | 0.5 | 0.5 | 0.5 | 0.5 | 0.5 | 0.5 | 0.5 | 0.5 | 0.5 | 0.5 | 0.5 | 0.5 | 0.5 | 0.5 | 0.5 | 0.5 | 0.5 | 0.5 | 0.5 | 0.5 | 0.5 | 0.5 | 0.5 | 0.5 | 0.5 | 0.5 | 0.5 | 0.5
Southern_PGAE_Li_Battery_4hr_152_Generic | generic-deliverability | Generic_PGE_South_500_SSN | Reliability_Capacity_In_Model_Year | System RA | Southern_PGAE_Li_Battery_4hr_152_Generic | 0.5 | 0.5 | 0.5 | 0.5 | 0.5 | 0.5 | 0.5 | 0.5 | 0.5 | 0.5 | 0.5 | 0.5 | 0.5 | 0.5 | 0.5 | 0.5 | 0.5 | 0.5 | 0.5 | 0.5 | 0.5 | 0.5 | 0.5 | 0.5 | 0.5 | 0.5 | 0.5 | 0.5 | 0.5 | 0.5 | 0.5
Southern_PGAE_Li_Battery_4hr_154_Generic | generic-deliverability | Generic_PGE_South_500_SSN | Reliability_Capacity_In_Model_Year | System RA | Southern_PGAE_Li_Battery_4hr_154_Generic | 0.5 | 0.5 | 0.5 | 0.5 | 0.5 | 0.5 | 0.5 | 0.5 | 0.5 | 0.5 | 0.5 | 0.5 | 0.5 | 0.5 | 0.5 | 0.5 | 0.5 | 0.5 | 0.5 | 0.5 | 0.5 | 0.5 | 0.5 | 0.5 | 0.5 | 0.5 | 0.5 | 0.5 | 0.5 | 0.5 | 0.5
Southern_PGAE_Li_Battery_4hr_160_Generic | generic-deliverability | Generic_PGE_South_500_SSN | Reliability_Capacity_In_Model_Year | System RA | Southern_PGAE_Li_Battery_4hr_160_Generic | 0.5 | 0.5 | 0.5 | 0.5 | 0.5 | 0.5 | 0.5 | 0.5 | 0.5 | 0.5 | 0.5 | 0.5 | 0.5 | 0.5 | 0.5 | 0.5 | 0.5 | 0.5 | 0.5 | 0.5 | 0.5 | 0.5 | 0.5 | 0.5 | 0.5 | 0.5 | 0.5 | 0.5 | 0.5 | 0.5 | 0.5
Southern_PGAE_Li_Battery_4hr_161_Generic | generic-deliverability | Generic_PGE_South_500_SSN | Reliability_Capacity_In_Model_Year | System RA | Southern_PGAE_Li_Battery_4hr_161_Generic | 0.5 | 0.5 | 0.5 | 0.5 | 0.5 | 0.5 | 0.5 | 0.5 | 0.5 | 0.5 | 0.5 | 0.5 | 0.5 | 0.5 | 0.5 | 0.5 | 0.5 | 0.5 | 0.5 | 0.5 | 0.5 | 0.5 | 0.5 | 0.5 | 0.5 | 0.5 | 0.5 | 0.5 | 0.5 | 0.5 | 0.5
Southern_PGAE_Li_Battery_4hr_162_Generic | generic-deliverability | Generic_PGE_South_500_SSN | Reliability_Capacity_In_Model_Year | System RA | Southern_PGAE_Li_Battery_4hr_162_Generic | 0.5 | 0.5 | 0.5 | 0.5 | 0.5 | 0.5 | 0.5 | 0.5 | 0.5 | 0.5 | 0.5 | 0.5 | 0.5 | 0.5 | 0.5 | 0.5 | 0.5 | 0.5 | 0.5 | 0.5 | 0.5 | 0.5 | 0.5 | 0.5 | 0.5 | 0.5 | 0.5 | 0.5 | 0.5 | 0.5 | 0.5
Southern_PGAE_Li_Battery_4hr_163_Generic | generic-deliverability | Generic_PGE_South_500_SSN | Reliability_Capacity_In_Model_Year | System RA | Southern_PGAE_Li_Battery_4hr_163_Generic | 0.5 | 0.5 | 0.5 | 0.5 | 0.5 | 0.5 | 0.5 | 0.5 | 0.5 | 0.5 | 0.5 | 0.5 | 0.5 | 0.5 | 0.5 | 0.5 | 0.5 | 0.5 | 0.5 | 0.5 | 0.5 | 0.5 | 0.5 | 0.5 | 0.5 | 0.5 | 0.5 | 0.5 | 0.5 | 0.5 | 0.5
Southern_PGAE_Li_Battery_4hr_164_Generic | generic-deliverability | Generic_PGE_South_500_SSN | Reliability_Capacity_In_Model_Year | System RA | Southern_PGAE_Li_Battery_4hr_164_Generic | 0.5 | 0.5 | 0.5 | 0.5 | 0.5 | 0.5 | 0.5 | 0.5 | 0.5 | 0.5 | 0.5 | 0.5 | 0.5 | 0.5 | 0.5 | 0.5 | 0.5 | 0.5 | 0.5 | 0.5 | 0.5 | 0.5 | 0.5 | 0.5 | 0.5 | 0.5 | 0.5 | 0.5 | 0.5 | 0.5 | 0.5
Southern_PGAE_Li_Battery_4hr_165_Generic | generic-deliverability | Generic_PGE_South_500_SSN | Reliability_Capacity_In_Model_Year | System RA | Southern_PGAE_Li_Battery_4hr_165_Generic | 0.5 | 0.5 | 0.5 | 0.5 | 0.5 | 0.5 | 0.5 | 0.5 | 0.5 | 0.5 | 0.5 | 0.5 | 0.5 | 0.5 | 0.5 | 0.5 | 0.5 | 0.5 | 0.5 | 0.5 | 0.5 | 0.5 | 0.5 | 0.5 | 0.5 | 0.5 | 0.5 | 0.5 | 0.5 | 0.5 | 0.5
Southern_PGAE_Li_Battery_4hr_168_Generic | generic-deliverability | Generic_PGE_South_500_SSN | Reliability_Capacity_In_Model_Year | System RA | Southern_PGAE_Li_Battery_4hr_168_Generic | 0.5 | 0.5 | 0.5 | 0.5 | 0.5 | 0.5 | 0.5 | 0.5 | 0.5 | 0.5 | 0.5 | 0.5 | 0.5 | 0.5 | 0.5 | 0.5 | 0.5 | 0.5 | 0.5 | 0.5 | 0.5 | 0.5 | 0.5 | 0.5 | 0.5 | 0.5 | 0.5 | 0.5 | 0.5 | 0.5 | 0.5
Southern_PGAE_Li_Battery_4hr_169_Generic | generic-deliverability | Generic_PGE_South_500_SSN | Reliability_Capacity_In_Model_Year | System RA | Southern_PGAE_Li_Battery_4hr_169_Generic | 0.5 | 0.5 | 0.5 | 0.5 | 0.5 | 0.5 | 0.5 | 0.5 | 0.5 | 0.5 | 0.5 | 0.5 | 0.5 | 0.5 | 0.5 | 0.5 | 0.5 | 0.5 | 0.5 | 0.5 | 0.5 | 0.5 | 0.5 | 0.5 | 0.5 | 0.5 | 0.5 | 0.5 | 0.5 | 0.5 | 0.5
Southern_PGAE_Li_Battery_4hr_17_Generic | generic-deliverability | Generic_PGE_South_500_SSN | Reliability_Capacity_In_Model_Year | System RA | Southern_PGAE_Li_Battery_4hr_17_Generic | 0.5 | 0.5 | 0.5 | 0.5 | 0.5 | 0.5 | 0.5 | 0.5 | 0.5 | 0.5 | 0.5 | 0.5 | 0.5 | 0.5 | 0.5 | 0.5 | 0.5 | 0.5 | 0.5 | 0.5 | 0.5 | 0.5 | 0.5 | 0.5 | 0.5 | 0.5 | 0.5 | 0.5 | 0.5 | 0.5 | 0.5
Southern_PGAE_Li_Battery_4hr_170_Generic | generic-deliverability | Generic_PGE_South_500_SSN | Reliability_Capacity_In_Model_Year | System RA | Southern_PGAE_Li_Battery_4hr_170_Generic | 0.5 | 0.5 | 0.5 | 0.5 | 0.5 | 0.5 | 0.5 | 0.5 | 0.5 | 0.5 | 0.5 | 0.5 | 0.5 | 0.5 | 0.5 | 0.5 | 0.5 | 0.5 | 0.5 | 0.5 | 0.5 | 0.5 | 0.5 | 0.5 | 0.5 | 0.5 | 0.5 | 0.5 | 0.5 | 0.5 | 0.5
Southern_PGAE_Li_Battery_4hr_173_Generic | generic-deliverability | Generic_PGE_South_500_SSN | Reliability_Capacity_In_Model_Year | System RA | Southern_PGAE_Li_Battery_4hr_173_Generic | 0.5 | 0.5 | 0.5 | 0.5 | 0.5 | 0.5 | 0.5 | 0.5 | 0.5 | 0.5 | 0.5 | 0.5 | 0.5 | 0.5 | 0.5 | 0.5 | 0.5 | 0.5 | 0.5 | 0.5 | 0.5 | 0.5 | 0.5 | 0.5 | 0.5 | 0.5 | 0.5 | 0.5 | 0.5 | 0.5 | 0.5
Southern_PGAE_Li_Battery_4hr_174_Generic | generic-deliverability | Generic_PGE_South_500_SSN | Reliability_Capacity_In_Model_Year | System RA | Southern_PGAE_Li_Battery_4hr_174_Generic | 0.5 | 0.5 | 0.5 | 0.5 | 0.5 | 0.5 | 0.5 | 0.5 | 0.5 | 0.5 | 0.5 | 0.5 | 0.5 | 0.5 | 0.5 | 0.5 | 0.5 | 0.5 | 0.5 | 0.5 | 0.5 | 0.5 | 0.5 | 0.5 | 0.5 | 0.5 | 0.5 | 0.5 | 0.5 | 0.5 | 0.5
Southern_PGAE_Li_Battery_4hr_175_Generic | generic-deliverability | Generic_PGE_South_500_SSN | Reliability_Capacity_In_Model_Year | System RA | Southern_PGAE_Li_Battery_4hr_175_Generic | 0.5 | 0.5 | 0.5 | 0.5 | 0.5 | 0.5 | 0.5 | 0.5 | 0.5 | 0.5 | 0.5 | 0.5 | 0.5 | 0.5 | 0.5 | 0.5 | 0.5 | 0.5 | 0.5 | 0.5 | 0.5 | 0.5 | 0.5 | 0.5 | 0.5 | 0.5 | 0.5 | 0.5 | 0.5 | 0.5 | 0.5
Southern_PGAE_Li_Battery_4hr_176_Generic | generic-deliverability | Generic_PGE_South_500_SSN | Reliability_Capacity_In_Model_Year | System RA | Southern_PGAE_Li_Battery_4hr_176_Generic | 0.5 | 0.5 | 0.5 | 0.5 | 0.5 | 0.5 | 0.5 | 0.5 | 0.5 | 0.5 | 0.5 | 0.5 | 0.5 | 0.5 | 0.5 | 0.5 | 0.5 | 0.5 | 0.5 | 0.5 | 0.5 | 0.5 | 0.5 | 0.5 | 0.5 | 0.5 | 0.5 | 0.5 | 0.5 | 0.5 | 0.5
Southern_PGAE_Li_Battery_4hr_177_Generic | generic-deliverability | Generic_PGE_South_500_SSN | Reliability_Capacity_In_Model_Year | System RA | Southern_PGAE_Li_Battery_4hr_177_Generic | 0.5 | 0.5 | 0.5 | 0.5 | 0.5 | 0.5 | 0.5 | 0.5 | 0.5 | 0.5 | 0.5 | 0.5 | 0.5 | 0.5 | 0.5 | 0.5 | 0.5 | 0.5 | 0.5 | 0.5 | 0.5 | 0.5 | 0.5 | 0.5 | 0.5 | 0.5 | 0.5 | 0.5 | 0.5 | 0.5 | 0.5
Southern_PGAE_Li_Battery_4hr_181_Generic | generic-deliverability | Generic_PGE_South_500_SSN | Reliability_Capacity_In_Model_Year | System RA | Southern_PGAE_Li_Battery_4hr_181_Generic | 0.5 | 0.5 | 0.5 | 0.5 | 0.5 | 0.5 | 0.5 | 0.5 | 0.5 | 0.5 | 0.5 | 0.5 | 0.5 | 0.5 | 0.5 | 0.5 | 0.5 | 0.5 | 0.5 | 0.5 | 0.5 | 0.5 | 0.5 | 0.5 | 0.5 | 0.5 | 0.5 | 0.5 | 0.5 | 0.5 | 0.5
Southern_PGAE_Li_Battery_4hr_22_Generic | generic-deliverability | Generic_PGE_South_500_SSN | Reliability_Capacity_In_Model_Year | System RA | Southern_PGAE_Li_Battery_4hr_22_Generic | 0.5 | 0.5 | 0.5 | 0.5 | 0.5 | 0.5 | 0.5 | 0.5 | 0.5 | 0.5 | 0.5 | 0.5 | 0.5 | 0.5 | 0.5 | 0.5 | 0.5 | 0.5 | 0.5 | 0.5 | 0.5 | 0.5 | 0.5 | 0.5 | 0.5 | 0.5 | 0.5 | 0.5 | 0.5 | 0.5 | 0.5
Southern_PGAE_Li_Battery_4hr_23_Generic | generic-deliverability | Generic_PGE_South_500_SSN | Reliability_Capacity_In_Model_Year | System RA | Southern_PGAE_Li_Battery_4hr_23_Generic | 0.5 | 0.5 | 0.5 | 0.5 | 0.5 | 0.5 | 0.5 | 0.5 | 0.5 | 0.5 | 0.5 | 0.5 | 0.5 | 0.5 | 0.5 | 0.5 | 0.5 | 0.5 | 0.5 | 0.5 | 0.5 | 0.5 | 0.5 | 0.5 | 0.5 | 0.5 | 0.5 | 0.5 | 0.5 | 0.5 | 0.5
Southern_PGAE_Li_Battery_4hr_24_Generic | generic-deliverability | Generic_PGE_South_500_SSN | Reliability_Capacity_In_Model_Year | System RA | Southern_PGAE_Li_Battery_4hr_24_Generic | 0.5 | 0.5 | 0.5 | 0.5 | 0.5 | 0.5 | 0.5 | 0.5 | 0.5 | 0.5 | 0.5 | 0.5 | 0.5 | 0.5 | 0.5 | 0.5 | 0.5 | 0.5 | 0.5 | 0.5 | 0.5 | 0.5 | 0.5 | 0.5 | 0.5 | 0.5 | 0.5 | 0.5 | 0.5 | 0.5 | 0.5
Southern_PGAE_Li_Battery_4hr_27_Generic | generic-deliverability | Generic_PGE_South_500_SSN | Reliability_Capacity_In_Model_Year | System RA | Southern_PGAE_Li_Battery_4hr_27_Generic | 0.5 | 0.5 | 0.5 | 0.5 | 0.5 | 0.5 | 0.5 | 0.5 | 0.5 | 0.5 | 0.5 | 0.5 | 0.5 | 0.5 | 0.5 | 0.5 | 0.5 | 0.5 | 0.5 | 0.5 | 0.5 | 0.5 | 0.5 | 0.5 | 0.5 | 0.5 | 0.5 | 0.5 | 0.5 | 0.5 | 0.5
Southern_PGAE_Li_Battery_4hr_3_Generic | generic-deliverability | Generic_PGE_South_500_SSN | Reliability_Capacity_In_Model_Year | System RA | Southern_PGAE_Li_Battery_4hr_3_Generic | 0.5 | 0.5 | 0.5 | 0.5 | 0.5 | 0.5 | 0.5 | 0.5 | 0.5 | 0.5 | 0.5 | 0.5 | 0.5 | 0.5 | 0.5 | 0.5 | 0.5 | 0.5 | 0.5 | 0.5 | 0.5 | 0.5 | 0.5 | 0.5 | 0.5 | 0.5 | 0.5 | 0.5 | 0.5 | 0.5 | 0.5
Southern_PGAE_Li_Battery_4hr_33_Generic | generic-deliverability | Generic_PGE_South_500_SSN | Reliability_Capacity_In_Model_Year | System RA | Southern_PGAE_Li_Battery_4hr_33_Generic | 0.5 | 0.5 | 0.5 | 0.5 | 0.5 | 0.5 | 0.5 | 0.5 | 0.5 | 0.5 | 0.5 | 0.5 | 0.5 | 0.5 | 0.5 | 0.5 | 0.5 | 0.5 | 0.5 | 0.5 | 0.5 | 0.5 | 0.5 | 0.5 | 0.5 | 0.5 | 0.5 | 0.5 | 0.5 | 0.5 | 0.5
Southern_PGAE_Li_Battery_4hr_34_Generic | generic-deliverability | Generic_PGE_South_500_SSN | Reliability_Capacity_In_Model_Year | System RA | Southern_PGAE_Li_Battery_4hr_34_Generic | 0.5 | 0.5 | 0.5 | 0.5 | 0.5 | 0.5 | 0.5 | 0.5 | 0.5 | 0.5 | 0.5 | 0.5 | 0.5 | 0.5 | 0.5 | 0.5 | 0.5 | 0.5 | 0.5 | 0.5 | 0.5 | 0.5 | 0.5 | 0.5 | 0.5 | 0.5 | 0.5 | 0.5 | 0.5 | 0.5 | 0.5
Southern_PGAE_Li_Battery_4hr_37_Generic | generic-deliverability | Generic_PGE_South_500_SSN | Reliability_Capacity_In_Model_Year | System RA | Southern_PGAE_Li_Battery_4hr_37_Generic | 0.5 | 0.5 | 0.5 | 0.5 | 0.5 | 0.5 | 0.5 | 0.5 | 0.5 | 0.5 | 0.5 | 0.5 | 0.5 | 0.5 | 0.5 | 0.5 | 0.5 | 0.5 | 0.5 | 0.5 | 0.5 | 0.5 | 0.5 | 0.5 | 0.5 | 0.5 | 0.5 | 0.5 | 0.5 | 0.5 | 0.5
Southern_PGAE_Li_Battery_4hr_39_Generic | generic-deliverability | Generic_PGE_South_500_SSN | Reliability_Capacity_In_Model_Year | System RA | Southern_PGAE_Li_Battery_4hr_39_Generic | 0.5 | 0.5 | 0.5 | 0.5 | 0.5 | 0.5 | 0.5 | 0.5 | 0.5 | 0.5 | 0.5 | 0.5 | 0.5 | 0.5 | 0.5 | 0.5 | 0.5 | 0.5 | 0.5 | 0.5 | 0.5 | 0.5 | 0.5 | 0.5 | 0.5 | 0.5 | 0.5 | 0.5 | 0.5 | 0.5 | 0.5
Southern_PGAE_Li_Battery_4hr_43_Generic | generic-deliverability | Generic_PGE_South_500_SSN | Reliability_Capacity_In_Model_Year | System RA | Southern_PGAE_Li_Battery_4hr_43_Generic | 0.5 | 0.5 | 0.5 | 0.5 | 0.5 | 0.5 | 0.5 | 0.5 | 0.5 | 0.5 | 0.5 | 0.5 | 0.5 | 0.5 | 0.5 | 0.5 | 0.5 | 0.5 | 0.5 | 0.5 | 0.5 | 0.5 | 0.5 | 0.5 | 0.5 | 0.5 | 0.5 | 0.5 | 0.5 | 0.5 | 0.5
Southern_PGAE_Li_Battery_4hr_45_Generic | generic-deliverability | Generic_PGE_South_500_SSN | Reliability_Capacity_In_Model_Year | System RA | Southern_PGAE_Li_Battery_4hr_45_Generic | 0.5 | 0.5 | 0.5 | 0.5 | 0.5 | 0.5 | 0.5 | 0.5 | 0.5 | 0.5 | 0.5 | 0.5 | 0.5 | 0.5 | 0.5 | 0.5 | 0.5 | 0.5 | 0.5 | 0.5 | 0.5 | 0.5 | 0.5 | 0.5 | 0.5 | 0.5 | 0.5 | 0.5 | 0.5 | 0.5 | 0.5
Southern_PGAE_Li_Battery_4hr_46_Generic | generic-deliverability | Generic_PGE_South_500_SSN | Reliability_Capacity_In_Model_Year | System RA | Southern_PGAE_Li_Battery_4hr_46_Generic | 0.5 | 0.5 | 0.5 | 0.5 | 0.5 | 0.5 | 0.5 | 0.5 | 0.5 | 0.5 | 0.5 | 0.5 | 0.5 | 0.5 | 0.5 | 0.5 | 0.5 | 0.5 | 0.5 | 0.5 | 0.5 | 0.5 | 0.5 | 0.5 | 0.5 | 0.5 | 0.5 | 0.5 | 0.5 | 0.5 | 0.5
Southern_PGAE_Li_Battery_4hr_47_Generic | generic-deliverability | Generic_PGE_South_500_SSN | Reliability_Capacity_In_Model_Year | System RA | Southern_PGAE_Li_Battery_4hr_47_Generic | 0.5 | 0.5 | 0.5 | 0.5 | 0.5 | 0.5 | 0.5 | 0.5 | 0.5 | 0.5 | 0.5 | 0.5 | 0.5 | 0.5 | 0.5 | 0.5 | 0.5 | 0.5 | 0.5 | 0.5 | 0.5 | 0.5 | 0.5 | 0.5 | 0.5 | 0.5 | 0.5 | 0.5 | 0.5 | 0.5 | 0.5
Southern_PGAE_Li_Battery_4hr_49_Generic | generic-deliverability | Generic_PGE_South_500_SSN | Reliability_Capacity_In_Model_Year | System RA | Southern_PGAE_Li_Battery_4hr_49_Generic | 0.5 | 0.5 | 0.5 | 0.5 | 0.5 | 0.5 | 0.5 | 0.5 | 0.5 | 0.5 | 0.5 | 0.5 | 0.5 | 0.5 | 0.5 | 0.5 | 0.5 | 0.5 | 0.5 | 0.5 | 0.5 | 0.5 | 0.5 | 0.5 | 0.5 | 0.5 | 0.5 | 0.5 | 0.5 | 0.5 | 0.5
Southern_PGAE_Li_Battery_4hr_52_Generic | generic-deliverability | Generic_PGE_South_500_SSN | Reliability_Capacity_In_Model_Year | System RA | Southern_PGAE_Li_Battery_4hr_52_Generic | 0.5 | 0.5 | 0.5 | 0.5 | 0.5 | 0.5 | 0.5 | 0.5 | 0.5 | 0.5 | 0.5 | 0.5 | 0.5 | 0.5 | 0.5 | 0.5 | 0.5 | 0.5 | 0.5 | 0.5 | 0.5 | 0.5 | 0.5 | 0.5 | 0.5 | 0.5 | 0.5 | 0.5 | 0.5 | 0.5 | 0.5
Southern_PGAE_Li_Battery_4hr_54_Generic | generic-deliverability | Generic_PGE_South_500_SSN | Reliability_Capacity_In_Model_Year | System RA | Southern_PGAE_Li_Battery_4hr_54_Generic | 0.5 | 0.5 | 0.5 | 0.5 | 0.5 | 0.5 | 0.5 | 0.5 | 0.5 | 0.5 | 0.5 | 0.5 | 0.5 | 0.5 | 0.5 | 0.5 | 0.5 | 0.5 | 0.5 | 0.5 | 0.5 | 0.5 | 0.5 | 0.5 | 0.5 | 0.5 | 0.5 | 0.5 | 0.5 | 0.5 | 0.5
Southern_PGAE_Li_Battery_4hr_61_Generic | generic-deliverability | Generic_PGE_South_500_SSN | Reliability_Capacity_In_Model_Year | System RA | Southern_PGAE_Li_Battery_4hr_61_Generic | 0.5 | 0.5 | 0.5 | 0.5 | 0.5 | 0.5 | 0.5 | 0.5 | 0.5 | 0.5 | 0.5 | 0.5 | 0.5 | 0.5 | 0.5 | 0.5 | 0.5 | 0.5 | 0.5 | 0.5 | 0.5 | 0.5 | 0.5 | 0.5 | 0.5 | 0.5 | 0.5 | 0.5 | 0.5 | 0.5 | 0.5
Southern_PGAE_Li_Battery_4hr_69_Generic | generic-deliverability | Generic_PGE_South_500_SSN | Reliability_Capacity_In_Model_Year | System RA | Southern_PGAE_Li_Battery_4hr_69_Generic | 0.5 | 0.5 | 0.5 | 0.5 | 0.5 | 0.5 | 0.5 | 0.5 | 0.5 | 0.5 | 0.5 | 0.5 | 0.5 | 0.5 | 0.5 | 0.5 | 0.5 | 0.5 | 0.5 | 0.5 | 0.5 | 0.5 | 0.5 | 0.5 | 0.5 | 0.5 | 0.5 | 0.5 | 0.5 | 0.5 | 0.5
Southern_PGAE_Li_Battery_4hr_72_Generic | generic-deliverability | Generic_PGE_South_500_SSN | Reliability_Capacity_In_Model_Year | System RA | Southern_PGAE_Li_Battery_4hr_72_Generic | 0.5 | 0.5 | 0.5 | 0.5 | 0.5 | 0.5 | 0.5 | 0.5 | 0.5 | 0.5 | 0.5 | 0.5 | 0.5 | 0.5 | 0.5 | 0.5 | 0.5 | 0.5 | 0.5 | 0.5 | 0.5 | 0.5 | 0.5 | 0.5 | 0.5 | 0.5 | 0.5 | 0.5 | 0.5 | 0.5 | 0.5
Southern_PGAE_Li_Battery_4hr_74_Generic | generic-deliverability | Generic_PGE_South_500_SSN | Reliability_Capacity_In_Model_Year | System RA | Southern_PGAE_Li_Battery_4hr_74_Generic | 0.5 | 0.5 | 0.5 | 0.5 | 0.5 | 0.5 | 0.5 | 0.5 | 0.5 | 0.5 | 0.5 | 0.5 | 0.5 | 0.5 | 0.5 | 0.5 | 0.5 | 0.5 | 0.5 | 0.5 | 0.5 | 0.5 | 0.5 | 0.5 | 0.5 | 0.5 | 0.5 | 0.5 | 0.5 | 0.5 | 0.5
Southern_PGAE_Li_Battery_4hr_75_Generic | generic-deliverability | Generic_PGE_South_500_SSN | Reliability_Capacity_In_Model_Year | System RA | Southern_PGAE_Li_Battery_4hr_75_Generic | 0.5 | 0.5 | 0.5 | 0.5 | 0.5 | 0.5 | 0.5 | 0.5 | 0.5 | 0.5 | 0.5 | 0.5 | 0.5 | 0.5 | 0.5 | 0.5 | 0.5 | 0.5 | 0.5 | 0.5 | 0.5 | 0.5 | 0.5 | 0.5 | 0.5 | 0.5 | 0.5 | 0.5 | 0.5 | 0.5 | 0.5
Southern_PGAE_Li_Battery_4hr_79_Generic | generic-deliverability | Generic_PGE_South_500_SSN | Reliability_Capacity_In_Model_Year | System RA | Southern_PGAE_Li_Battery_4hr_79_Generic | 0.5 | 0.5 | 0.5 | 0.5 | 0.5 | 0.5 | 0.5 | 0.5 | 0.5 | 0.5 | 0.5 | 0.5 | 0.5 | 0.5 | 0.5 | 0.5 | 0.5 | 0.5 | 0.5 | 0.5 | 0.5 | 0.5 | 0.5 | 0.5 | 0.5 | 0.5 | 0.5 | 0.5 | 0.5 | 0.5 | 0.5
Southern_PGAE_Li_Battery_4hr_8_Generic | generic-deliverability | Generic_PGE_South_500_SSN | Reliability_Capacity_In_Model_Year | System RA | Southern_PGAE_Li_Battery_4hr_8_Generic | 0.5 | 0.5 | 0.5 | 0.5 | 0.5 | 0.5 | 0.5 | 0.5 | 0.5 | 0.5 | 0.5 | 0.5 | 0.5 | 0.5 | 0.5 | 0.5 | 0.5 | 0.5 | 0.5 | 0.5 | 0.5 | 0.5 | 0.5 | 0.5 | 0.5 | 0.5 | 0.5 | 0.5 | 0.5 | 0.5 | 0.5
Southern_PGAE_Li_Battery_4hr_93_Generic | generic-deliverability | Generic_PGE_South_500_SSN | Reliability_Capacity_In_Model_Year | System RA | Southern_PGAE_Li_Battery_4hr_93_Generic | 0.5 | 0.5 | 0.5 | 0.5 | 0.5 | 0.5 | 0.5 | 0.5 | 0.5 | 0.5 | 0.5 | 0.5 | 0.5 | 0.5 | 0.5 | 0.5 | 0.5 | 0.5 | 0.5 | 0.5 | 0.5 | 0.5 | 0.5 | 0.5 | 0.5 | 0.5 | 0.5 | 0.5 | 0.5 | 0.5 | 0.5
Southern_PGAE_Li_Battery_4hr_98_Generic | generic-deliverability | Generic_PGE_South_500_SSN | Reliability_Capacity_In_Model_Year | System RA | Southern_PGAE_Li_Battery_4hr_98_Generic | 0.5 | 0.5 | 0.5 | 0.5 | 0.5 | 0.5 | 0.5 | 0.5 | 0.5 | 0.5 | 0.5 | 0.5 | 0.5 | 0.5 | 0.5 | 0.5 | 0.5 | 0.5 | 0.5 | 0.5 | 0.5 | 0.5 | 0.5 | 0.5 | 0.5 | 0.5 | 0.5 | 0.5 | 0.5 | 0.5 | 0.5
Southern_PGAE_Li_Battery_4hr_99_Generic | generic-deliverability | Generic_PGE_South_500_SSN | Reliability_Capacity_In_Model_Year | System RA | Southern_PGAE_Li_Battery_4hr_99_Generic | 0.5 | 0.5 | 0.5 | 0.5 | 0.5 | 0.5 | 0.5 | 0.5 | 0.5 | 0.5 | 0.5 | 0.5 | 0.5 | 0.5 | 0.5 | 0.5 | 0.5 | 0.5 | 0.5 | 0.5 | 0.5 | 0.5 | 0.5 | 0.5 | 0.5 | 0.5 | 0.5 | 0.5 | 0.5 | 0.5 | 0.5
Southern_PGAE_Li_Battery_8hr_102_Generic | generic-deliverability | Generic_PGE_South_500_SSN | Reliability_Capacity_In_Model_Year | System RA | Southern_PGAE_Li_Battery_8hr_102_Generic | 0.5 | 0.5 | 0.5 | 0.5 | 0.5 | 0.5 | 0.5 | 0.5 | 0.5 | 0.5 | 0.5 | 0.5 | 0.5 | 0.5 | 0.5 | 0.5 | 0.5 | 0.5 | 0.5 | 0.5 | 0.5 | 0.5 | 0.5 | 0.5 | 0.5 | 0.5 | 0.5 | 0.5 | 0.5 | 0.5 | 0.5
Southern_PGAE_Li_Battery_8hr_109_Generic | generic-deliverability | Generic_PGE_South_500_SSN | Reliability_Capacity_In_Model_Year | System RA | Southern_PGAE_Li_Battery_8hr_109_Generic | 0.5 | 0.5 | 0.5 | 0.5 | 0.5 | 0.5 | 0.5 | 0.5 | 0.5 | 0.5 | 0.5 | 0.5 | 0.5 | 0.5 | 0.5 | 0.5 | 0.5 | 0.5 | 0.5 | 0.5 | 0.5 | 0.5 | 0.5 | 0.5 | 0.5 | 0.5 | 0.5 | 0.5 | 0.5 | 0.5 | 0.5
Southern_PGAE_Li_Battery_8hr_117_Generic | generic-deliverability | Generic_PGE_South_500_SSN | Reliability_Capacity_In_Model_Year | System RA | Southern_PGAE_Li_Battery_8hr_117_Generic | 0.5 | 0.5 | 0.5 | 0.5 | 0.5 | 0.5 | 0.5 | 0.5 | 0.5 | 0.5 | 0.5 | 0.5 | 0.5 | 0.5 | 0.5 | 0.5 | 0.5 | 0.5 | 0.5 | 0.5 | 0.5 | 0.5 | 0.5 | 0.5 | 0.5 | 0.5 | 0.5 | 0.5 | 0.5 | 0.5 | 0.5
Southern_PGAE_Li_Battery_8hr_118_Generic | generic-deliverability | Generic_PGE_South_500_SSN | Reliability_Capacity_In_Model_Year | System RA | Southern_PGAE_Li_Battery_8hr_118_Generic | 0.5 | 0.5 | 0.5 | 0.5 | 0.5 | 0.5 | 0.5 | 0.5 | 0.5 | 0.5 | 0.5 | 0.5 | 0.5 | 0.5 | 0.5 | 0.5 | 0.5 | 0.5 | 0.5 | 0.5 | 0.5 | 0.5 | 0.5 | 0.5 | 0.5 | 0.5 | 0.5 | 0.5 | 0.5 | 0.5 | 0.5
Southern_PGAE_Li_Battery_8hr_12_Generic | generic-deliverability | Generic_PGE_South_500_SSN | Reliability_Capacity_In_Model_Year | System RA | Southern_PGAE_Li_Battery_8hr_12_Generic | 0.5 | 0.5 | 0.5 | 0.5 | 0.5 | 0.5 | 0.5 | 0.5 | 0.5 | 0.5 | 0.5 | 0.5 | 0.5 | 0.5 | 0.5 | 0.5 | 0.5 | 0.5 | 0.5 | 0.5 | 0.5 | 0.5 | 0.5 | 0.5 | 0.5 | 0.5 | 0.5 | 0.5 | 0.5 | 0.5 | 0.5
Southern_PGAE_Li_Battery_8hr_124_Generic | generic-deliverability | Generic_PGE_South_500_SSN | Reliability_Capacity_In_Model_Year | System RA | Southern_PGAE_Li_Battery_8hr_124_Generic | 0.5 | 0.5 | 0.5 | 0.5 | 0.5 | 0.5 | 0.5 | 0.5 | 0.5 | 0.5 | 0.5 | 0.5 | 0.5 | 0.5 | 0.5 | 0.5 | 0.5 | 0.5 | 0.5 | 0.5 | 0.5 | 0.5 | 0.5 | 0.5 | 0.5 | 0.5 | 0.5 | 0.5 | 0.5 | 0.5 | 0.5
Southern_PGAE_Li_Battery_8hr_136_Generic | generic-deliverability | Generic_PGE_South_500_SSN | Reliability_Capacity_In_Model_Year | System RA | Southern_PGAE_Li_Battery_8hr_136_Generic | 0.5 | 0.5 | 0.5 | 0.5 | 0.5 | 0.5 | 0.5 | 0.5 | 0.5 | 0.5 | 0.5 | 0.5 | 0.5 | 0.5 | 0.5 | 0.5 | 0.5 | 0.5 | 0.5 | 0.5 | 0.5 | 0.5 | 0.5 | 0.5 | 0.5 | 0.5 | 0.5 | 0.5 | 0.5 | 0.5 | 0.5
Southern_PGAE_Li_Battery_8hr_139_Generic | generic-deliverability | Generic_PGE_South_500_SSN | Reliability_Capacity_In_Model_Year | System RA | Southern_PGAE_Li_Battery_8hr_139_Generic | 0.5 | 0.5 | 0.5 | 0.5 | 0.5 | 0.5 | 0.5 | 0.5 | 0.5 | 0.5 | 0.5 | 0.5 | 0.5 | 0.5 | 0.5 | 0.5 | 0.5 | 0.5 | 0.5 | 0.5 | 0.5 | 0.5 | 0.5 | 0.5 | 0.5 | 0.5 | 0.5 | 0.5 | 0.5 | 0.5 | 0.5
Southern_PGAE_Li_Battery_8hr_140_Generic | generic-deliverability | Generic_PGE_South_500_SSN | Reliability_Capacity_In_Model_Year | System RA | Southern_PGAE_Li_Battery_8hr_140_Generic | 0.5 | 0.5 | 0.5 | 0.5 | 0.5 | 0.5 | 0.5 | 0.5 | 0.5 | 0.5 | 0.5 | 0.5 | 0.5 | 0.5 | 0.5 | 0.5 | 0.5 | 0.5 | 0.5 | 0.5 | 0.5 | 0.5 | 0.5 | 0.5 | 0.5 | 0.5 | 0.5 | 0.5 | 0.5 | 0.5 | 0.5
Southern_PGAE_Li_Battery_8hr_147_Generic | generic-deliverability | Generic_PGE_South_500_SSN | Reliability_Capacity_In_Model_Year | System RA | Southern_PGAE_Li_Battery_8hr_147_Generic | 0.5 | 0.5 | 0.5 | 0.5 | 0.5 | 0.5 | 0.5 | 0.5 | 0.5 | 0.5 | 0.5 | 0.5 | 0.5 | 0.5 | 0.5 | 0.5 | 0.5 | 0.5 | 0.5 | 0.5 | 0.5 | 0.5 | 0.5 | 0.5 | 0.5 | 0.5 | 0.5 | 0.5 | 0.5 | 0.5 | 0.5
Southern_PGAE_Li_Battery_8hr_148_Generic | generic-deliverability | Generic_PGE_South_500_SSN | Reliability_Capacity_In_Model_Year | System RA | Southern_PGAE_Li_Battery_8hr_148_Generic | 0.5 | 0.5 | 0.5 | 0.5 | 0.5 | 0.5 | 0.5 | 0.5 | 0.5 | 0.5 | 0.5 | 0.5 | 0.5 | 0.5 | 0.5 | 0.5 | 0.5 | 0.5 | 0.5 | 0.5 | 0.5 | 0.5 | 0.5 | 0.5 | 0.5 | 0.5 | 0.5 | 0.5 | 0.5 | 0.5 | 0.5
Southern_PGAE_Li_Battery_8hr_151_Generic | generic-deliverability | Generic_PGE_South_500_SSN | Reliability_Capacity_In_Model_Year | System RA | Southern_PGAE_Li_Battery_8hr_151_Generic | 0.5 | 0.5 | 0.5 | 0.5 | 0.5 | 0.5 | 0.5 | 0.5 | 0.5 | 0.5 | 0.5 | 0.5 | 0.5 | 0.5 | 0.5 | 0.5 | 0.5 | 0.5 | 0.5 | 0.5 | 0.5 | 0.5 | 0.5 | 0.5 | 0.5 | 0.5 | 0.5 | 0.5 | 0.5 | 0.5 | 0.5
Southern_PGAE_Li_Battery_8hr_152_Generic | generic-deliverability | Generic_PGE_South_500_SSN | Reliability_Capacity_In_Model_Year | System RA | Southern_PGAE_Li_Battery_8hr_152_Generic | 0.5 | 0.5 | 0.5 | 0.5 | 0.5 | 0.5 | 0.5 | 0.5 | 0.5 | 0.5 | 0.5 | 0.5 | 0.5 | 0.5 | 0.5 | 0.5 | 0.5 | 0.5 | 0.5 | 0.5 | 0.5 | 0.5 | 0.5 | 0.5 | 0.5 | 0.5 | 0.5 | 0.5 | 0.5 | 0.5 | 0.5
Southern_PGAE_Li_Battery_8hr_154_Generic | generic-deliverability | Generic_PGE_South_500_SSN | Reliability_Capacity_In_Model_Year | System RA | Southern_PGAE_Li_Battery_8hr_154_Generic | 0.5 | 0.5 | 0.5 | 0.5 | 0.5 | 0.5 | 0.5 | 0.5 | 0.5 | 0.5 | 0.5 | 0.5 | 0.5 | 0.5 | 0.5 | 0.5 | 0.5 | 0.5 | 0.5 | 0.5 | 0.5 | 0.5 | 0.5 | 0.5 | 0.5 | 0.5 | 0.5 | 0.5 | 0.5 | 0.5 | 0.5
Southern_PGAE_Li_Battery_8hr_160_Generic | generic-deliverability | Generic_PGE_South_500_SSN | Reliability_Capacity_In_Model_Year | System RA | Southern_PGAE_Li_Battery_8hr_160_Generic | 0.5 | 0.5 | 0.5 | 0.5 | 0.5 | 0.5 | 0.5 | 0.5 | 0.5 | 0.5 | 0.5 | 0.5 | 0.5 | 0.5 | 0.5 | 0.5 | 0.5 | 0.5 | 0.5 | 0.5 | 0.5 | 0.5 | 0.5 | 0.5 | 0.5 | 0.5 | 0.5 | 0.5 | 0.5 | 0.5 | 0.5
Southern_PGAE_Li_Battery_8hr_161_Generic | generic-deliverability | Generic_PGE_South_500_SSN | Reliability_Capacity_In_Model_Year | System RA | Southern_PGAE_Li_Battery_8hr_161_Generic | 0.5 | 0.5 | 0.5 | 0.5 | 0.5 | 0.5 | 0.5 | 0.5 | 0.5 | 0.5 | 0.5 | 0.5 | 0.5 | 0.5 | 0.5 | 0.5 | 0.5 | 0.5 | 0.5 | 0.5 | 0.5 | 0.5 | 0.5 | 0.5 | 0.5 | 0.5 | 0.5 | 0.5 | 0.5 | 0.5 | 0.5
Southern_PGAE_Li_Battery_8hr_162_Generic | generic-deliverability | Generic_PGE_South_500_SSN | Reliability_Capacity_In_Model_Year | System RA | Southern_PGAE_Li_Battery_8hr_162_Generic | 0.5 | 0.5 | 0.5 | 0.5 | 0.5 | 0.5 | 0.5 | 0.5 | 0.5 | 0.5 | 0.5 | 0.5 | 0.5 | 0.5 | 0.5 | 0.5 | 0.5 | 0.5 | 0.5 | 0.5 | 0.5 | 0.5 | 0.5 | 0.5 | 0.5 | 0.5 | 0.5 | 0.5 | 0.5 | 0.5 | 0.5
Southern_PGAE_Li_Battery_8hr_163_Generic | generic-deliverability | Generic_PGE_South_500_SSN | Reliability_Capacity_In_Model_Year | System RA | Southern_PGAE_Li_Battery_8hr_163_Generic | 0.5 | 0.5 | 0.5 | 0.5 | 0.5 | 0.5 | 0.5 | 0.5 | 0.5 | 0.5 | 0.5 | 0.5 | 0.5 | 0.5 | 0.5 | 0.5 | 0.5 | 0.5 | 0.5 | 0.5 | 0.5 | 0.5 | 0.5 | 0.5 | 0.5 | 0.5 | 0.5 | 0.5 | 0.5 | 0.5 | 0.5
Southern_PGAE_Li_Battery_8hr_164_Generic | generic-deliverability | Generic_PGE_South_500_SSN | Reliability_Capacity_In_Model_Year | System RA | Southern_PGAE_Li_Battery_8hr_164_Generic | 0.5 | 0.5 | 0.5 | 0.5 | 0.5 | 0.5 | 0.5 | 0.5 | 0.5 | 0.5 | 0.5 | 0.5 | 0.5 | 0.5 | 0.5 | 0.5 | 0.5 | 0.5 | 0.5 | 0.5 | 0.5 | 0.5 | 0.5 | 0.5 | 0.5 | 0.5 | 0.5 | 0.5 | 0.5 | 0.5 | 0.5
Southern_PGAE_Li_Battery_8hr_165_Generic | generic-deliverability | Generic_PGE_South_500_SSN | Reliability_Capacity_In_Model_Year | System RA | Southern_PGAE_Li_Battery_8hr_165_Generic | 0.5 | 0.5 | 0.5 | 0.5 | 0.5 | 0.5 | 0.5 | 0.5 | 0.5 | 0.5 | 0.5 | 0.5 | 0.5 | 0.5 | 0.5 | 0.5 | 0.5 | 0.5 | 0.5 | 0.5 | 0.5 | 0.5 | 0.5 | 0.5 | 0.5 | 0.5 | 0.5 | 0.5 | 0.5 | 0.5 | 0.5
Southern_PGAE_Li_Battery_8hr_168_Generic | generic-deliverability | Generic_PGE_South_500_SSN | Reliability_Capacity_In_Model_Year | System RA | Southern_PGAE_Li_Battery_8hr_168_Generic | 0.5 | 0.5 | 0.5 | 0.5 | 0.5 | 0.5 | 0.5 | 0.5 | 0.5 | 0.5 | 0.5 | 0.5 | 0.5 | 0.5 | 0.5 | 0.5 | 0.5 | 0.5 | 0.5 | 0.5 | 0.5 | 0.5 | 0.5 | 0.5 | 0.5 | 0.5 | 0.5 | 0.5 | 0.5 | 0.5 | 0.5
Southern_PGAE_Li_Battery_8hr_169_Generic | generic-deliverability | Generic_PGE_South_500_SSN | Reliability_Capacity_In_Model_Year | System RA | Southern_PGAE_Li_Battery_8hr_169_Generic | 0.5 | 0.5 | 0.5 | 0.5 | 0.5 | 0.5 | 0.5 | 0.5 | 0.5 | 0.5 | 0.5 | 0.5 | 0.5 | 0.5 | 0.5 | 0.5 | 0.5 | 0.5 | 0.5 | 0.5 | 0.5 | 0.5 | 0.5 | 0.5 | 0.5 | 0.5 | 0.5 | 0.5 | 0.5 | 0.5 | 0.5
Southern_PGAE_Li_Battery_8hr_17_Generic | generic-deliverability | Generic_PGE_South_500_SSN | Reliability_Capacity_In_Model_Year | System RA | Southern_PGAE_Li_Battery_8hr_17_Generic | 0.5 | 0.5 | 0.5 | 0.5 | 0.5 | 0.5 | 0.5 | 0.5 | 0.5 | 0.5 | 0.5 | 0.5 | 0.5 | 0.5 | 0.5 | 0.5 | 0.5 | 0.5 | 0.5 | 0.5 | 0.5 | 0.5 | 0.5 | 0.5 | 0.5 | 0.5 | 0.5 | 0.5 | 0.5 | 0.5 | 0.5
Southern_PGAE_Li_Battery_8hr_170_Generic | generic-deliverability | Generic_PGE_South_500_SSN | Reliability_Capacity_In_Model_Year | System RA | Southern_PGAE_Li_Battery_8hr_170_Generic | 0.5 | 0.5 | 0.5 | 0.5 | 0.5 | 0.5 | 0.5 | 0.5 | 0.5 | 0.5 | 0.5 | 0.5 | 0.5 | 0.5 | 0.5 | 0.5 | 0.5 | 0.5 | 0.5 | 0.5 | 0.5 | 0.5 | 0.5 | 0.5 | 0.5 | 0.5 | 0.5 | 0.5 | 0.5 | 0.5 | 0.5
Southern_PGAE_Li_Battery_8hr_173_Generic | generic-deliverability | Generic_PGE_South_500_SSN | Reliability_Capacity_In_Model_Year | System RA | Southern_PGAE_Li_Battery_8hr_173_Generic | 0.5 | 0.5 | 0.5 | 0.5 | 0.5 | 0.5 | 0.5 | 0.5 | 0.5 | 0.5 | 0.5 | 0.5 | 0.5 | 0.5 | 0.5 | 0.5 | 0.5 | 0.5 | 0.5 | 0.5 | 0.5 | 0.5 | 0.5 | 0.5 | 0.5 | 0.5 | 0.5 | 0.5 | 0.5 | 0.5 | 0.5
Southern_PGAE_Li_Battery_8hr_174_Generic | generic-deliverability | Generic_PGE_South_500_SSN | Reliability_Capacity_In_Model_Year | System RA | Southern_PGAE_Li_Battery_8hr_174_Generic | 0.5 | 0.5 | 0.5 | 0.5 | 0.5 | 0.5 | 0.5 | 0.5 | 0.5 | 0.5 | 0.5 | 0.5 | 0.5 | 0.5 | 0.5 | 0.5 | 0.5 | 0.5 | 0.5 | 0.5 | 0.5 | 0.5 | 0.5 | 0.5 | 0.5 | 0.5 | 0.5 | 0.5 | 0.5 | 0.5 | 0.5
Southern_PGAE_Li_Battery_8hr_175_Generic | generic-deliverability | Generic_PGE_South_500_SSN | Reliability_Capacity_In_Model_Year | System RA | Southern_PGAE_Li_Battery_8hr_175_Generic | 0.5 | 0.5 | 0.5 | 0.5 | 0.5 | 0.5 | 0.5 | 0.5 | 0.5 | 0.5 | 0.5 | 0.5 | 0.5 | 0.5 | 0.5 | 0.5 | 0.5 | 0.5 | 0.5 | 0.5 | 0.5 | 0.5 | 0.5 | 0.5 | 0.5 | 0.5 | 0.5 | 0.5 | 0.5 | 0.5 | 0.5
Southern_PGAE_Li_Battery_8hr_176_Generic | generic-deliverability | Generic_PGE_South_500_SSN | Reliability_Capacity_In_Model_Year | System RA | Southern_PGAE_Li_Battery_8hr_176_Generic | 0.5 | 0.5 | 0.5 | 0.5 | 0.5 | 0.5 | 0.5 | 0.5 | 0.5 | 0.5 | 0.5 | 0.5 | 0.5 | 0.5 | 0.5 | 0.5 | 0.5 | 0.5 | 0.5 | 0.5 | 0.5 | 0.5 | 0.5 | 0.5 | 0.5 | 0.5 | 0.5 | 0.5 | 0.5 | 0.5 | 0.5
Southern_PGAE_Li_Battery_8hr_177_Generic | generic-deliverability | Generic_PGE_South_500_SSN | Reliability_Capacity_In_Model_Year | System RA | Southern_PGAE_Li_Battery_8hr_177_Generic | 0.5 | 0.5 | 0.5 | 0.5 | 0.5 | 0.5 | 0.5 | 0.5 | 0.5 | 0.5 | 0.5 | 0.5 | 0.5 | 0.5 | 0.5 | 0.5 | 0.5 | 0.5 | 0.5 | 0.5 | 0.5 | 0.5 | 0.5 | 0.5 | 0.5 | 0.5 | 0.5 | 0.5 | 0.5 | 0.5 | 0.5
Southern_PGAE_Li_Battery_8hr_181_Generic | generic-deliverability | Generic_PGE_South_500_SSN | Reliability_Capacity_In_Model_Year | System RA | Southern_PGAE_Li_Battery_8hr_181_Generic | 0.5 | 0.5 | 0.5 | 0.5 | 0.5 | 0.5 | 0.5 | 0.5 | 0.5 | 0.5 | 0.5 | 0.5 | 0.5 | 0.5 | 0.5 | 0.5 | 0.5 | 0.5 | 0.5 | 0.5 | 0.5 | 0.5 | 0.5 | 0.5 | 0.5 | 0.5 | 0.5 | 0.5 | 0.5 | 0.5 | 0.5
Southern_PGAE_Li_Battery_8hr_22_Generic | generic-deliverability | Generic_PGE_South_500_SSN | Reliability_Capacity_In_Model_Year | System RA | Southern_PGAE_Li_Battery_8hr_22_Generic | 0.5 | 0.5 | 0.5 | 0.5 | 0.5 | 0.5 | 0.5 | 0.5 | 0.5 | 0.5 | 0.5 | 0.5 | 0.5 | 0.5 | 0.5 | 0.5 | 0.5 | 0.5 | 0.5 | 0.5 | 0.5 | 0.5 | 0.5 | 0.5 | 0.5 | 0.5 | 0.5 | 0.5 | 0.5 | 0.5 | 0.5
Southern_PGAE_Li_Battery_8hr_23_Generic | generic-deliverability | Generic_PGE_South_500_SSN | Reliability_Capacity_In_Model_Year | System RA | Southern_PGAE_Li_Battery_8hr_23_Generic | 0.5 | 0.5 | 0.5 | 0.5 | 0.5 | 0.5 | 0.5 | 0.5 | 0.5 | 0.5 | 0.5 | 0.5 | 0.5 | 0.5 | 0.5 | 0.5 | 0.5 | 0.5 | 0.5 | 0.5 | 0.5 | 0.5 | 0.5 | 0.5 | 0.5 | 0.5 | 0.5 | 0.5 | 0.5 | 0.5 | 0.5
Southern_PGAE_Li_Battery_8hr_24_Generic | generic-deliverability | Generic_PGE_South_500_SSN | Reliability_Capacity_In_Model_Year | System RA | Southern_PGAE_Li_Battery_8hr_24_Generic | 0.5 | 0.5 | 0.5 | 0.5 | 0.5 | 0.5 | 0.5 | 0.5 | 0.5 | 0.5 | 0.5 | 0.5 | 0.5 | 0.5 | 0.5 | 0.5 | 0.5 | 0.5 | 0.5 | 0.5 | 0.5 | 0.5 | 0.5 | 0.5 | 0.5 | 0.5 | 0.5 | 0.5 | 0.5 | 0.5 | 0.5
Southern_PGAE_Li_Battery_8hr_27_Generic | generic-deliverability | Generic_PGE_South_500_SSN | Reliability_Capacity_In_Model_Year | System RA | Southern_PGAE_Li_Battery_8hr_27_Generic | 0.5 | 0.5 | 0.5 | 0.5 | 0.5 | 0.5 | 0.5 | 0.5 | 0.5 | 0.5 | 0.5 | 0.5 | 0.5 | 0.5 | 0.5 | 0.5 | 0.5 | 0.5 | 0.5 | 0.5 | 0.5 | 0.5 | 0.5 | 0.5 | 0.5 | 0.5 | 0.5 | 0.5 | 0.5 | 0.5 | 0.5
Southern_PGAE_Li_Battery_8hr_3_Generic | generic-deliverability | Generic_PGE_South_500_SSN | Reliability_Capacity_In_Model_Year | System RA | Southern_PGAE_Li_Battery_8hr_3_Generic | 0.5 | 0.5 | 0.5 | 0.5 | 0.5 | 0.5 | 0.5 | 0.5 | 0.5 | 0.5 | 0.5 | 0.5 | 0.5 | 0.5 | 0.5 | 0.5 | 0.5 | 0.5 | 0.5 | 0.5 | 0.5 | 0.5 | 0.5 | 0.5 | 0.5 | 0.5 | 0.5 | 0.5 | 0.5 | 0.5 | 0.5
Southern_PGAE_Li_Battery_8hr_33_Generic | generic-deliverability | Generic_PGE_South_500_SSN | Reliability_Capacity_In_Model_Year | System RA | Southern_PGAE_Li_Battery_8hr_33_Generic | 0.5 | 0.5 | 0.5 | 0.5 | 0.5 | 0.5 | 0.5 | 0.5 | 0.5 | 0.5 | 0.5 | 0.5 | 0.5 | 0.5 | 0.5 | 0.5 | 0.5 | 0.5 | 0.5 | 0.5 | 0.5 | 0.5 | 0.5 | 0.5 | 0.5 | 0.5 | 0.5 | 0.5 | 0.5 | 0.5 | 0.5
Southern_PGAE_Li_Battery_8hr_34_Generic | generic-deliverability | Generic_PGE_South_500_SSN | Reliability_Capacity_In_Model_Year | System RA | Southern_PGAE_Li_Battery_8hr_34_Generic | 0.5 | 0.5 | 0.5 | 0.5 | 0.5 | 0.5 | 0.5 | 0.5 | 0.5 | 0.5 | 0.5 | 0.5 | 0.5 | 0.5 | 0.5 | 0.5 | 0.5 | 0.5 | 0.5 | 0.5 | 0.5 | 0.5 | 0.5 | 0.5 | 0.5 | 0.5 | 0.5 | 0.5 | 0.5 | 0.5 | 0.5
Southern_PGAE_Li_Battery_8hr_37_Generic | generic-deliverability | Generic_PGE_South_500_SSN | Reliability_Capacity_In_Model_Year | System RA | Southern_PGAE_Li_Battery_8hr_37_Generic | 0.5 | 0.5 | 0.5 | 0.5 | 0.5 | 0.5 | 0.5 | 0.5 | 0.5 | 0.5 | 0.5 | 0.5 | 0.5 | 0.5 | 0.5 | 0.5 | 0.5 | 0.5 | 0.5 | 0.5 | 0.5 | 0.5 | 0.5 | 0.5 | 0.5 | 0.5 | 0.5 | 0.5 | 0.5 | 0.5 | 0.5
Southern_PGAE_Li_Battery_8hr_39_Generic | generic-deliverability | Generic_PGE_South_500_SSN | Reliability_Capacity_In_Model_Year | System RA | Southern_PGAE_Li_Battery_8hr_39_Generic | 0.5 | 0.5 | 0.5 | 0.5 | 0.5 | 0.5 | 0.5 | 0.5 | 0.5 | 0.5 | 0.5 | 0.5 | 0.5 | 0.5 | 0.5 | 0.5 | 0.5 | 0.5 | 0.5 | 0.5 | 0.5 | 0.5 | 0.5 | 0.5 | 0.5 | 0.5 | 0.5 | 0.5 | 0.5 | 0.5 | 0.5
Southern_PGAE_Li_Battery_8hr_43_Generic | generic-deliverability | Generic_PGE_South_500_SSN | Reliability_Capacity_In_Model_Year | System RA | Southern_PGAE_Li_Battery_8hr_43_Generic | 0.5 | 0.5 | 0.5 | 0.5 | 0.5 | 0.5 | 0.5 | 0.5 | 0.5 | 0.5 | 0.5 | 0.5 | 0.5 | 0.5 | 0.5 | 0.5 | 0.5 | 0.5 | 0.5 | 0.5 | 0.5 | 0.5 | 0.5 | 0.5 | 0.5 | 0.5 | 0.5 | 0.5 | 0.5 | 0.5 | 0.5
Southern_PGAE_Li_Battery_8hr_45_Generic | generic-deliverability | Generic_PGE_South_500_SSN | Reliability_Capacity_In_Model_Year | System RA | Southern_PGAE_Li_Battery_8hr_45_Generic | 0.5 | 0.5 | 0.5 | 0.5 | 0.5 | 0.5 | 0.5 | 0.5 | 0.5 | 0.5 | 0.5 | 0.5 | 0.5 | 0.5 | 0.5 | 0.5 | 0.5 | 0.5 | 0.5 | 0.5 | 0.5 | 0.5 | 0.5 | 0.5 | 0.5 | 0.5 | 0.5 | 0.5 | 0.5 | 0.5 | 0.5
Southern_PGAE_Li_Battery_8hr_46_Generic | generic-deliverability | Generic_PGE_South_500_SSN | Reliability_Capacity_In_Model_Year | System RA | Southern_PGAE_Li_Battery_8hr_46_Generic | 0.5 | 0.5 | 0.5 | 0.5 | 0.5 | 0.5 | 0.5 | 0.5 | 0.5 | 0.5 | 0.5 | 0.5 | 0.5 | 0.5 | 0.5 | 0.5 | 0.5 | 0.5 | 0.5 | 0.5 | 0.5 | 0.5 | 0.5 | 0.5 | 0.5 | 0.5 | 0.5 | 0.5 | 0.5 | 0.5 | 0.5
Southern_PGAE_Li_Battery_8hr_47_Generic | generic-deliverability | Generic_PGE_South_500_SSN | Reliability_Capacity_In_Model_Year | System RA | Southern_PGAE_Li_Battery_8hr_47_Generic | 0.5 | 0.5 | 0.5 | 0.5 | 0.5 | 0.5 | 0.5 | 0.5 | 0.5 | 0.5 | 0.5 | 0.5 | 0.5 | 0.5 | 0.5 | 0.5 | 0.5 | 0.5 | 0.5 | 0.5 | 0.5 | 0.5 | 0.5 | 0.5 | 0.5 | 0.5 | 0.5 | 0.5 | 0.5 | 0.5 | 0.5
Southern_PGAE_Li_Battery_8hr_49_Generic | generic-deliverability | Generic_PGE_South_500_SSN | Reliability_Capacity_In_Model_Year | System RA | Southern_PGAE_Li_Battery_8hr_49_Generic | 0.5 | 0.5 | 0.5 | 0.5 | 0.5 | 0.5 | 0.5 | 0.5 | 0.5 | 0.5 | 0.5 | 0.5 | 0.5 | 0.5 | 0.5 | 0.5 | 0.5 | 0.5 | 0.5 | 0.5 | 0.5 | 0.5 | 0.5 | 0.5 | 0.5 | 0.5 | 0.5 | 0.5 | 0.5 | 0.5 | 0.5
Southern_PGAE_Li_Battery_8hr_52_Generic | generic-deliverability | Generic_PGE_South_500_SSN | Reliability_Capacity_In_Model_Year | System RA | Southern_PGAE_Li_Battery_8hr_52_Generic | 0.5 | 0.5 | 0.5 | 0.5 | 0.5 | 0.5 | 0.5 | 0.5 | 0.5 | 0.5 | 0.5 | 0.5 | 0.5 | 0.5 | 0.5 | 0.5 | 0.5 | 0.5 | 0.5 | 0.5 | 0.5 | 0.5 | 0.5 | 0.5 | 0.5 | 0.5 | 0.5 | 0.5 | 0.5 | 0.5 | 0.5
Southern_PGAE_Li_Battery_8hr_54_Generic | generic-deliverability | Generic_PGE_South_500_SSN | Reliability_Capacity_In_Model_Year | System RA | Southern_PGAE_Li_Battery_8hr_54_Generic | 0.5 | 0.5 | 0.5 | 0.5 | 0.5 | 0.5 | 0.5 | 0.5 | 0.5 | 0.5 | 0.5 | 0.5 | 0.5 | 0.5 | 0.5 | 0.5 | 0.5 | 0.5 | 0.5 | 0.5 | 0.5 | 0.5 | 0.5 | 0.5 | 0.5 | 0.5 | 0.5 | 0.5 | 0.5 | 0.5 | 0.5
Southern_PGAE_Li_Battery_8hr_61_Generic | generic-deliverability | Generic_PGE_South_500_SSN | Reliability_Capacity_In_Model_Year | System RA | Southern_PGAE_Li_Battery_8hr_61_Generic | 0.5 | 0.5 | 0.5 | 0.5 | 0.5 | 0.5 | 0.5 | 0.5 | 0.5 | 0.5 | 0.5 | 0.5 | 0.5 | 0.5 | 0.5 | 0.5 | 0.5 | 0.5 | 0.5 | 0.5 | 0.5 | 0.5 | 0.5 | 0.5 | 0.5 | 0.5 | 0.5 | 0.5 | 0.5 | 0.5 | 0.5
Southern_PGAE_Li_Battery_8hr_69_Generic | generic-deliverability | Generic_PGE_South_500_SSN | Reliability_Capacity_In_Model_Year | System RA | Southern_PGAE_Li_Battery_8hr_69_Generic | 0.5 | 0.5 | 0.5 | 0.5 | 0.5 | 0.5 | 0.5 | 0.5 | 0.5 | 0.5 | 0.5 | 0.5 | 0.5 | 0.5 | 0.5 | 0.5 | 0.5 | 0.5 | 0.5 | 0.5 | 0.5 | 0.5 | 0.5 | 0.5 | 0.5 | 0.5 | 0.5 | 0.5 | 0.5 | 0.5 | 0.5
Southern_PGAE_Li_Battery_8hr_72_Generic | generic-deliverability | Generic_PGE_South_500_SSN | Reliability_Capacity_In_Model_Year | System RA | Southern_PGAE_Li_Battery_8hr_72_Generic | 0.5 | 0.5 | 0.5 | 0.5 | 0.5 | 0.5 | 0.5 | 0.5 | 0.5 | 0.5 | 0.5 | 0.5 | 0.5 | 0.5 | 0.5 | 0.5 | 0.5 | 0.5 | 0.5 | 0.5 | 0.5 | 0.5 | 0.5 | 0.5 | 0.5 | 0.5 | 0.5 | 0.5 | 0.5 | 0.5 | 0.5
Southern_PGAE_Li_Battery_8hr_74_Generic | generic-deliverability | Generic_PGE_South_500_SSN | Reliability_Capacity_In_Model_Year | System RA | Southern_PGAE_Li_Battery_8hr_74_Generic | 0.5 | 0.5 | 0.5 | 0.5 | 0.5 | 0.5 | 0.5 | 0.5 | 0.5 | 0.5 | 0.5 | 0.5 | 0.5 | 0.5 | 0.5 | 0.5 | 0.5 | 0.5 | 0.5 | 0.5 | 0.5 | 0.5 | 0.5 | 0.5 | 0.5 | 0.5 | 0.5 | 0.5 | 0.5 | 0.5 | 0.5
Southern_PGAE_Li_Battery_8hr_75_Generic | generic-deliverability | Generic_PGE_South_500_SSN | Reliability_Capacity_In_Model_Year | System RA | Southern_PGAE_Li_Battery_8hr_75_Generic | 0.5 | 0.5 | 0.5 | 0.5 | 0.5 | 0.5 | 0.5 | 0.5 | 0.5 | 0.5 | 0.5 | 0.5 | 0.5 | 0.5 | 0.5 | 0.5 | 0.5 | 0.5 | 0.5 | 0.5 | 0.5 | 0.5 | 0.5 | 0.5 | 0.5 | 0.5 | 0.5 | 0.5 | 0.5 | 0.5 | 0.5
Southern_PGAE_Li_Battery_8hr_79_Generic | generic-deliverability | Generic_PGE_South_500_SSN | Reliability_Capacity_In_Model_Year | System RA | Southern_PGAE_Li_Battery_8hr_79_Generic | 0.5 | 0.5 | 0.5 | 0.5 | 0.5 | 0.5 | 0.5 | 0.5 | 0.5 | 0.5 | 0.5 | 0.5 | 0.5 | 0.5 | 0.5 | 0.5 | 0.5 | 0.5 | 0.5 | 0.5 | 0.5 | 0.5 | 0.5 | 0.5 | 0.5 | 0.5 | 0.5 | 0.5 | 0.5 | 0.5 | 0.5
Southern_PGAE_Li_Battery_8hr_8_Generic | generic-deliverability | Generic_PGE_South_500_SSN | Reliability_Capacity_In_Model_Year | System RA | Southern_PGAE_Li_Battery_8hr_8_Generic | 0.5 | 0.5 | 0.5 | 0.5 | 0.5 | 0.5 | 0.5 | 0.5 | 0.5 | 0.5 | 0.5 | 0.5 | 0.5 | 0.5 | 0.5 | 0.5 | 0.5 | 0.5 | 0.5 | 0.5 | 0.5 | 0.5 | 0.5 | 0.5 | 0.5 | 0.5 | 0.5 | 0.5 | 0.5 | 0.5 | 0.5
Southern_PGAE_Li_Battery_8hr_93_Generic | generic-deliverability | Generic_PGE_South_500_SSN | Reliability_Capacity_In_Model_Year | System RA | Southern_PGAE_Li_Battery_8hr_93_Generic | 0.5 | 0.5 | 0.5 | 0.5 | 0.5 | 0.5 | 0.5 | 0.5 | 0.5 | 0.5 | 0.5 | 0.5 | 0.5 | 0.5 | 0.5 | 0.5 | 0.5 | 0.5 | 0.5 | 0.5 | 0.5 | 0.5 | 0.5 | 0.5 | 0.5 | 0.5 | 0.5 | 0.5 | 0.5 | 0.5 | 0.5
Southern_PGAE_Li_Battery_8hr_98_Generic | generic-deliverability | Generic_PGE_South_500_SSN | Reliability_Capacity_In_Model_Year | System RA | Southern_PGAE_Li_Battery_8hr_98_Generic | 0.5 | 0.5 | 0.5 | 0.5 | 0.5 | 0.5 | 0.5 | 0.5 | 0.5 | 0.5 | 0.5 | 0.5 | 0.5 | 0.5 | 0.5 | 0.5 | 0.5 | 0.5 | 0.5 | 0.5 | 0.5 | 0.5 | 0.5 | 0.5 | 0.5 | 0.5 | 0.5 | 0.5 | 0.5 | 0.5 | 0.5
Southern_PGAE_Li_Battery_8hr_99_Generic | generic-deliverability | Generic_PGE_South_500_SSN | Reliability_Capacity_In_Model_Year | System RA | Southern_PGAE_Li_Battery_8hr_99_Generic | 0.5 | 0.5 | 0.5 | 0.5 | 0.5 | 0.5 | 0.5 | 0.5 | 0.5 | 0.5 | 0.5 | 0.5 | 0.5 | 0.5 | 0.5 | 0.5 | 0.5 | 0.5 | 0.5 | 0.5 | 0.5 | 0.5 | 0.5 | 0.5 | 0.5 | 0.5 | 0.5 | 0.5 | 0.5 | 0.5 | 0.5
Southern_PGAE_Solar_102_Generic | generic-deliverability | Generic_PGE_South_500_SSN | Reliability_Capacity_In_Model_Year | System RA | Southern_PGAE_Solar_102_Generic | 0.556 | 0.556 | 0.556 | 0.556 | 0.556 | 0.556 | 0.556 | 0.556 | 0.556 | 0.556 | 0.556 | 0.556 | 0.556 | 0.556 | 0.556 | 0.556 | 0.556 | 0.556 | 0.556 | 0.556 | 0.556 | 0.556 | 0.556 | 0.556 | 0.556 | 0.556 | 0.556 | 0.556 | 0.556 | 0.556 | 0.556
Southern_PGAE_Solar_109_Generic | generic-deliverability | Generic_PGE_South_500_SSN | Reliability_Capacity_In_Model_Year | System RA | Southern_PGAE_Solar_109_Generic | 0.556 | 0.556 | 0.556 | 0.556 | 0.556 | 0.556 | 0.556 | 0.556 | 0.556 | 0.556 | 0.556 | 0.556 | 0.556 | 0.556 | 0.556 | 0.556 | 0.556 | 0.556 | 0.556 | 0.556 | 0.556 | 0.556 | 0.556 | 0.556 | 0.556 | 0.556 | 0.556 | 0.556 | 0.556 | 0.556 | 0.556
Southern_PGAE_Solar_117_Generic | generic-deliverability | Generic_PGE_South_500_SSN | Reliability_Capacity_In_Model_Year | System RA | Southern_PGAE_Solar_117_Generic | 0.556 | 0.556 | 0.556 | 0.556 | 0.556 | 0.556 | 0.556 | 0.556 | 0.556 | 0.556 | 0.556 | 0.556 | 0.556 | 0.556 | 0.556 | 0.556 | 0.556 | 0.556 | 0.556 | 0.556 | 0.556 | 0.556 | 0.556 | 0.556 | 0.556 | 0.556 | 0.556 | 0.556 | 0.556 | 0.556 | 0.556
Southern_PGAE_Solar_118_Generic | generic-deliverability | Generic_PGE_South_500_SSN | Reliability_Capacity_In_Model_Year | System RA | Southern_PGAE_Solar_118_Generic | 0.556 | 0.556 | 0.556 | 0.556 | 0.556 | 0.556 | 0.556 | 0.556 | 0.556 | 0.556 | 0.556 | 0.556 | 0.556 | 0.556 | 0.556 | 0.556 | 0.556 | 0.556 | 0.556 | 0.556 | 0.556 | 0.556 | 0.556 | 0.556 | 0.556 | 0.556 | 0.556 | 0.556 | 0.556 | 0.556 | 0.556
Southern_PGAE_Solar_12_Generic | generic-deliverability | Generic_PGE_South_500_SSN | Reliability_Capacity_In_Model_Year | System RA | Southern_PGAE_Solar_12_Generic | 0.556 | 0.556 | 0.556 | 0.556 | 0.556 | 0.556 | 0.556 | 0.556 | 0.556 | 0.556 | 0.556 | 0.556 | 0.556 | 0.556 | 0.556 | 0.556 | 0.556 | 0.556 | 0.556 | 0.556 | 0.556 | 0.556 | 0.556 | 0.556 | 0.556 | 0.556 | 0.556 | 0.556 | 0.556 | 0.556 | 0.556
Southern_PGAE_Solar_124_Generic | generic-deliverability | Generic_PGE_South_500_SSN | Reliability_Capacity_In_Model_Year | System RA | Southern_PGAE_Solar_124_Generic | 0.556 | 0.556 | 0.556 | 0.556 | 0.556 | 0.556 | 0.556 | 0.556 | 0.556 | 0.556 | 0.556 | 0.556 | 0.556 | 0.556 | 0.556 | 0.556 | 0.556 | 0.556 | 0.556 | 0.556 | 0.556 | 0.556 | 0.556 | 0.556 | 0.556 | 0.556 | 0.556 | 0.556 | 0.556 | 0.556 | 0.556
Southern_PGAE_Solar_136_Generic | generic-deliverability | Generic_PGE_South_500_SSN | Reliability_Capacity_In_Model_Year | System RA | Southern_PGAE_Solar_136_Generic | 0.556 | 0.556 | 0.556 | 0.556 | 0.556 | 0.556 | 0.556 | 0.556 | 0.556 | 0.556 | 0.556 | 0.556 | 0.556 | 0.556 | 0.556 | 0.556 | 0.556 | 0.556 | 0.556 | 0.556 | 0.556 | 0.556 | 0.556 | 0.556 | 0.556 | 0.556 | 0.556 | 0.556 | 0.556 | 0.556 | 0.556
Southern_PGAE_Solar_139_Generic | generic-deliverability | Generic_PGE_South_500_SSN | Reliability_Capacity_In_Model_Year | System RA | Southern_PGAE_Solar_139_Generic | 0.556 | 0.556 | 0.556 | 0.556 | 0.556 | 0.556 | 0.556 | 0.556 | 0.556 | 0.556 | 0.556 | 0.556 | 0.556 | 0.556 | 0.556 | 0.556 | 0.556 | 0.556 | 0.556 | 0.556 | 0.556 | 0.556 | 0.556 | 0.556 | 0.556 | 0.556 | 0.556 | 0.556 | 0.556 | 0.556 | 0.556
Southern_PGAE_Solar_140_Generic | generic-deliverability | Generic_PGE_South_500_SSN | Reliability_Capacity_In_Model_Year | System RA | Southern_PGAE_Solar_140_Generic | 0.556 | 0.556 | 0.556 | 0.556 | 0.556 | 0.556 | 0.556 | 0.556 | 0.556 | 0.556 | 0.556 | 0.556 | 0.556 | 0.556 | 0.556 | 0.556 | 0.556 | 0.556 | 0.556 | 0.556 | 0.556 | 0.556 | 0.556 | 0.556 | 0.556 | 0.556 | 0.556 | 0.556 | 0.556 | 0.556 | 0.556
Southern_PGAE_Solar_147_Generic | generic-deliverability | Generic_PGE_South_500_SSN | Reliability_Capacity_In_Model_Year | System RA | Southern_PGAE_Solar_147_Generic | 0.556 | 0.556 | 0.556 | 0.556 | 0.556 | 0.556 | 0.556 | 0.556 | 0.556 | 0.556 | 0.556 | 0.556 | 0.556 | 0.556 | 0.556 | 0.556 | 0.556 | 0.556 | 0.556 | 0.556 | 0.556 | 0.556 | 0.556 | 0.556 | 0.556 | 0.556 | 0.556 | 0.556 | 0.556 | 0.556 | 0.556
Southern_PGAE_Solar_148_Generic | generic-deliverability | Generic_PGE_South_500_SSN | Reliability_Capacity_In_Model_Year | System RA | Southern_PGAE_Solar_148_Generic | 0.556 | 0.556 | 0.556 | 0.556 | 0.556 | 0.556 | 0.556 | 0.556 | 0.556 | 0.556 | 0.556 | 0.556 | 0.556 | 0.556 | 0.556 | 0.556 | 0.556 | 0.556 | 0.556 | 0.556 | 0.556 | 0.556 | 0.556 | 0.556 | 0.556 | 0.556 | 0.556 | 0.556 | 0.556 | 0.556 | 0.556
Southern_PGAE_Solar_151_Generic | generic-deliverability | Generic_PGE_South_500_SSN | Reliability_Capacity_In_Model_Year | System RA | Southern_PGAE_Solar_151_Generic | 0.556 | 0.556 | 0.556 | 0.556 | 0.556 | 0.556 | 0.556 | 0.556 | 0.556 | 0.556 | 0.556 | 0.556 | 0.556 | 0.556 | 0.556 | 0.556 | 0.556 | 0.556 | 0.556 | 0.556 | 0.556 | 0.556 | 0.556 | 0.556 | 0.556 | 0.556 | 0.556 | 0.556 | 0.556 | 0.556 | 0.556
Southern_PGAE_Solar_152_Generic | generic-deliverability | Generic_PGE_South_500_SSN | Reliability_Capacity_In_Model_Year | System RA | Southern_PGAE_Solar_152_Generic | 0.556 | 0.556 | 0.556 | 0.556 | 0.556 | 0.556 | 0.556 | 0.556 | 0.556 | 0.556 | 0.556 | 0.556 | 0.556 | 0.556 | 0.556 | 0.556 | 0.556 | 0.556 | 0.556 | 0.556 | 0.556 | 0.556 | 0.556 | 0.556 | 0.556 | 0.556 | 0.556 | 0.556 | 0.556 | 0.556 | 0.556
Southern_PGAE_Solar_154_Generic | generic-deliverability | Generic_PGE_South_500_SSN | Reliability_Capacity_In_Model_Year | System RA | Southern_PGAE_Solar_154_Generic | 0.556 | 0.556 | 0.556 | 0.556 | 0.556 | 0.556 | 0.556 | 0.556 | 0.556 | 0.556 | 0.556 | 0.556 | 0.556 | 0.556 | 0.556 | 0.556 | 0.556 | 0.556 | 0.556 | 0.556 | 0.556 | 0.556 | 0.556 | 0.556 | 0.556 | 0.556 | 0.556 | 0.556 | 0.556 | 0.556 | 0.556
Southern_PGAE_Solar_160_Generic | generic-deliverability | Generic_PGE_South_500_SSN | Reliability_Capacity_In_Model_Year | System RA | Southern_PGAE_Solar_160_Generic | 0.556 | 0.556 | 0.556 | 0.556 | 0.556 | 0.556 | 0.556 | 0.556 | 0.556 | 0.556 | 0.556 | 0.556 | 0.556 | 0.556 | 0.556 | 0.556 | 0.556 | 0.556 | 0.556 | 0.556 | 0.556 | 0.556 | 0.556 | 0.556 | 0.556 | 0.556 | 0.556 | 0.556 | 0.556 | 0.556 | 0.556
Southern_PGAE_Solar_161_Generic | generic-deliverability | Generic_PGE_South_500_SSN | Reliability_Capacity_In_Model_Year | System RA | Southern_PGAE_Solar_161_Generic | 0.556 | 0.556 | 0.556 | 0.556 | 0.556 | 0.556 | 0.556 | 0.556 | 0.556 | 0.556 | 0.556 | 0.556 | 0.556 | 0.556 | 0.556 | 0.556 | 0.556 | 0.556 | 0.556 | 0.556 | 0.556 | 0.556 | 0.556 | 0.556 | 0.556 | 0.556 | 0.556 | 0.556 | 0.556 | 0.556 | 0.556
Southern_PGAE_Solar_162_Generic | generic-deliverability | Generic_PGE_South_500_SSN | Reliability_Capacity_In_Model_Year | System RA | Southern_PGAE_Solar_162_Generic | 0.556 | 0.556 | 0.556 | 0.556 | 0.556 | 0.556 | 0.556 | 0.556 | 0.556 | 0.556 | 0.556 | 0.556 | 0.556 | 0.556 | 0.556 | 0.556 | 0.556 | 0.556 | 0.556 | 0.556 | 0.556 | 0.556 | 0.556 | 0.556 | 0.556 | 0.556 | 0.556 | 0.556 | 0.556 | 0.556 | 0.556
Southern_PGAE_Solar_163_Generic | generic-deliverability | Generic_PGE_South_500_SSN | Reliability_Capacity_In_Model_Year | System RA | Southern_PGAE_Solar_163_Generic | 0.556 | 0.556 | 0.556 | 0.556 | 0.556 | 0.556 | 0.556 | 0.556 | 0.556 | 0.556 | 0.556 | 0.556 | 0.556 | 0.556 | 0.556 | 0.556 | 0.556 | 0.556 | 0.556 | 0.556 | 0.556 | 0.556 | 0.556 | 0.556 | 0.556 | 0.556 | 0.556 | 0.556 | 0.556 | 0.556 | 0.556
Southern_PGAE_Solar_164_Generic | generic-deliverability | Generic_PGE_South_500_SSN | Reliability_Capacity_In_Model_Year | System RA | Southern_PGAE_Solar_164_Generic | 0.556 | 0.556 | 0.556 | 0.556 | 0.556 | 0.556 | 0.556 | 0.556 | 0.556 | 0.556 | 0.556 | 0.556 | 0.556 | 0.556 | 0.556 | 0.556 | 0.556 | 0.556 | 0.556 | 0.556 | 0.556 | 0.556 | 0.556 | 0.556 | 0.556 | 0.556 | 0.556 | 0.556 | 0.556 | 0.556 | 0.556
Southern_PGAE_Solar_165_Generic | generic-deliverability | Generic_PGE_South_500_SSN | Reliability_Capacity_In_Model_Year | System RA | Southern_PGAE_Solar_165_Generic | 0.556 | 0.556 | 0.556 | 0.556 | 0.556 | 0.556 | 0.556 | 0.556 | 0.556 | 0.556 | 0.556 | 0.556 | 0.556 | 0.556 | 0.556 | 0.556 | 0.556 | 0.556 | 0.556 | 0.556 | 0.556 | 0.556 | 0.556 | 0.556 | 0.556 | 0.556 | 0.556 | 0.556 | 0.556 | 0.556 | 0.556
Southern_PGAE_Solar_168_Generic | generic-deliverability | Generic_PGE_South_500_SSN | Reliability_Capacity_In_Model_Year | System RA | Southern_PGAE_Solar_168_Generic | 0.556 | 0.556 | 0.556 | 0.556 | 0.556 | 0.556 | 0.556 | 0.556 | 0.556 | 0.556 | 0.556 | 0.556 | 0.556 | 0.556 | 0.556 | 0.556 | 0.556 | 0.556 | 0.556 | 0.556 | 0.556 | 0.556 | 0.556 | 0.556 | 0.556 | 0.556 | 0.556 | 0.556 | 0.556 | 0.556 | 0.556
Southern_PGAE_Solar_169_Generic | generic-deliverability | Generic_PGE_South_500_SSN | Reliability_Capacity_In_Model_Year | System RA | Southern_PGAE_Solar_169_Generic | 0.556 | 0.556 | 0.556 | 0.556 | 0.556 | 0.556 | 0.556 | 0.556 | 0.556 | 0.556 | 0.556 | 0.556 | 0.556 | 0.556 | 0.556 | 0.556 | 0.556 | 0.556 | 0.556 | 0.556 | 0.556 | 0.556 | 0.556 | 0.556 | 0.556 | 0.556 | 0.556 | 0.556 | 0.556 | 0.556 | 0.556
Southern_PGAE_Solar_17_Generic | generic-deliverability | Generic_PGE_South_500_SSN | Reliability_Capacity_In_Model_Year | System RA | Southern_PGAE_Solar_17_Generic | 0.556 | 0.556 | 0.556 | 0.556 | 0.556 | 0.556 | 0.556 | 0.556 | 0.556 | 0.556 | 0.556 | 0.556 | 0.556 | 0.556 | 0.556 | 0.556 | 0.556 | 0.556 | 0.556 | 0.556 | 0.556 | 0.556 | 0.556 | 0.556 | 0.556 | 0.556 | 0.556 | 0.556 | 0.556 | 0.556 | 0.556
Southern_PGAE_Solar_170_Generic | generic-deliverability | Generic_PGE_South_500_SSN | Reliability_Capacity_In_Model_Year | System RA | Southern_PGAE_Solar_170_Generic | 0.556 | 0.556 | 0.556 | 0.556 | 0.556 | 0.556 | 0.556 | 0.556 | 0.556 | 0.556 | 0.556 | 0.556 | 0.556 | 0.556 | 0.556 | 0.556 | 0.556 | 0.556 | 0.556 | 0.556 | 0.556 | 0.556 | 0.556 | 0.556 | 0.556 | 0.556 | 0.556 | 0.556 | 0.556 | 0.556 | 0.556
Southern_PGAE_Solar_173_Generic | generic-deliverability | Generic_PGE_South_500_SSN | Reliability_Capacity_In_Model_Year | System RA | Southern_PGAE_Solar_173_Generic | 0.556 | 0.556 | 0.556 | 0.556 | 0.556 | 0.556 | 0.556 | 0.556 | 0.556 | 0.556 | 0.556 | 0.556 | 0.556 | 0.556 | 0.556 | 0.556 | 0.556 | 0.556 | 0.556 | 0.556 | 0.556 | 0.556 | 0.556 | 0.556 | 0.556 | 0.556 | 0.556 | 0.556 | 0.556 | 0.556 | 0.556
Southern_PGAE_Solar_174_Generic | generic-deliverability | Generic_PGE_South_500_SSN | Reliability_Capacity_In_Model_Year | System RA | Southern_PGAE_Solar_174_Generic | 0.556 | 0.556 | 0.556 | 0.556 | 0.556 | 0.556 | 0.556 | 0.556 | 0.556 | 0.556 | 0.556 | 0.556 | 0.556 | 0.556 | 0.556 | 0.556 | 0.556 | 0.556 | 0.556 | 0.556 | 0.556 | 0.556 | 0.556 | 0.556 | 0.556 | 0.556 | 0.556 | 0.556 | 0.556 | 0.556 | 0.556
Southern_PGAE_Solar_175_Generic | generic-deliverability | Generic_PGE_South_500_SSN | Reliability_Capacity_In_Model_Year | System RA | Southern_PGAE_Solar_175_Generic | 0.556 | 0.556 | 0.556 | 0.556 | 0.556 | 0.556 | 0.556 | 0.556 | 0.556 | 0.556 | 0.556 | 0.556 | 0.556 | 0.556 | 0.556 | 0.556 | 0.556 | 0.556 | 0.556 | 0.556 | 0.556 | 0.556 | 0.556 | 0.556 | 0.556 | 0.556 | 0.556 | 0.556 | 0.556 | 0.556 | 0.556
Southern_PGAE_Solar_176_Generic | generic-deliverability | Generic_PGE_South_500_SSN | Reliability_Capacity_In_Model_Year | System RA | Southern_PGAE_Solar_176_Generic | 0.556 | 0.556 | 0.556 | 0.556 | 0.556 | 0.556 | 0.556 | 0.556 | 0.556 | 0.556 | 0.556 | 0.556 | 0.556 | 0.556 | 0.556 | 0.556 | 0.556 | 0.556 | 0.556 | 0.556 | 0.556 | 0.556 | 0.556 | 0.556 | 0.556 | 0.556 | 0.556 | 0.556 | 0.556 | 0.556 | 0.556
Southern_PGAE_Solar_177_Generic | generic-deliverability | Generic_PGE_South_500_SSN | Reliability_Capacity_In_Model_Year | System RA | Southern_PGAE_Solar_177_Generic | 0.556 | 0.556 | 0.556 | 0.556 | 0.556 | 0.556 | 0.556 | 0.556 | 0.556 | 0.556 | 0.556 | 0.556 | 0.556 | 0.556 | 0.556 | 0.556 | 0.556 | 0.556 | 0.556 | 0.556 | 0.556 | 0.556 | 0.556 | 0.556 | 0.556 | 0.556 | 0.556 | 0.556 | 0.556 | 0.556 | 0.556
Southern_PGAE_Solar_181_Generic | generic-deliverability | Generic_PGE_South_500_SSN | Reliability_Capacity_In_Model_Year | System RA | Southern_PGAE_Solar_181_Generic | 0.556 | 0.556 | 0.556 | 0.556 | 0.556 | 0.556 | 0.556 | 0.556 | 0.556 | 0.556 | 0.556 | 0.556 | 0.556 | 0.556 | 0.556 | 0.556 | 0.556 | 0.556 | 0.556 | 0.556 | 0.556 | 0.556 | 0.556 | 0.556 | 0.556 | 0.556 | 0.556 | 0.556 | 0.556 | 0.556 | 0.556
Southern_PGAE_Solar_22_Generic | generic-deliverability | Generic_PGE_South_500_SSN | Reliability_Capacity_In_Model_Year | System RA | Southern_PGAE_Solar_22_Generic | 0.556 | 0.556 | 0.556 | 0.556 | 0.556 | 0.556 | 0.556 | 0.556 | 0.556 | 0.556 | 0.556 | 0.556 | 0.556 | 0.556 | 0.556 | 0.556 | 0.556 | 0.556 | 0.556 | 0.556 | 0.556 | 0.556 | 0.556 | 0.556 | 0.556 | 0.556 | 0.556 | 0.556 | 0.556 | 0.556 | 0.556
Southern_PGAE_Solar_23_Generic | generic-deliverability | Generic_PGE_South_500_SSN | Reliability_Capacity_In_Model_Year | System RA | Southern_PGAE_Solar_23_Generic | 0.556 | 0.556 | 0.556 | 0.556 | 0.556 | 0.556 | 0.556 | 0.556 | 0.556 | 0.556 | 0.556 | 0.556 | 0.556 | 0.556 | 0.556 | 0.556 | 0.556 | 0.556 | 0.556 | 0.556 | 0.556 | 0.556 | 0.556 | 0.556 | 0.556 | 0.556 | 0.556 | 0.556 | 0.556 | 0.556 | 0.556
Southern_PGAE_Solar_24_Generic | generic-deliverability | Generic_PGE_South_500_SSN | Reliability_Capacity_In_Model_Year | System RA | Southern_PGAE_Solar_24_Generic | 0.556 | 0.556 | 0.556 | 0.556 | 0.556 | 0.556 | 0.556 | 0.556 | 0.556 | 0.556 | 0.556 | 0.556 | 0.556 | 0.556 | 0.556 | 0.556 | 0.556 | 0.556 | 0.556 | 0.556 | 0.556 | 0.556 | 0.556 | 0.556 | 0.556 | 0.556 | 0.556 | 0.556 | 0.556 | 0.556 | 0.556
Southern_PGAE_Solar_27_Generic | generic-deliverability | Generic_PGE_South_500_SSN | Reliability_Capacity_In_Model_Year | System RA | Southern_PGAE_Solar_27_Generic | 0.556 | 0.556 | 0.556 | 0.556 | 0.556 | 0.556 | 0.556 | 0.556 | 0.556 | 0.556 | 0.556 | 0.556 | 0.556 | 0.556 | 0.556 | 0.556 | 0.556 | 0.556 | 0.556 | 0.556 | 0.556 | 0.556 | 0.556 | 0.556 | 0.556 | 0.556 | 0.556 | 0.556 | 0.556 | 0.556 | 0.556
Southern_PGAE_Solar_3_Generic | generic-deliverability | Generic_PGE_South_500_SSN | Reliability_Capacity_In_Model_Year | System RA | Southern_PGAE_Solar_3_Generic | 0.556 | 0.556 | 0.556 | 0.556 | 0.556 | 0.556 | 0.556 | 0.556 | 0.556 | 0.556 | 0.556 | 0.556 | 0.556 | 0.556 | 0.556 | 0.556 | 0.556 | 0.556 | 0.556 | 0.556 | 0.556 | 0.556 | 0.556 | 0.556 | 0.556 | 0.556 | 0.556 | 0.556 | 0.556 | 0.556 | 0.556
Southern_PGAE_Solar_33_Generic | generic-deliverability | Generic_PGE_South_500_SSN | Reliability_Capacity_In_Model_Year | System RA | Southern_PGAE_Solar_33_Generic | 0.556 | 0.556 | 0.556 | 0.556 | 0.556 | 0.556 | 0.556 | 0.556 | 0.556 | 0.556 | 0.556 | 0.556 | 0.556 | 0.556 | 0.556 | 0.556 | 0.556 | 0.556 | 0.556 | 0.556 | 0.556 | 0.556 | 0.556 | 0.556 | 0.556 | 0.556 | 0.556 | 0.556 | 0.556 | 0.556 | 0.556
Southern_PGAE_Solar_34_Generic | generic-deliverability | Generic_PGE_South_500_SSN | Reliability_Capacity_In_Model_Year | System RA | Southern_PGAE_Solar_34_Generic | 0.556 | 0.556 | 0.556 | 0.556 | 0.556 | 0.556 | 0.556 | 0.556 | 0.556 | 0.556 | 0.556 | 0.556 | 0.556 | 0.556 | 0.556 | 0.556 | 0.556 | 0.556 | 0.556 | 0.556 | 0.556 | 0.556 | 0.556 | 0.556 | 0.556 | 0.556 | 0.556 | 0.556 | 0.556 | 0.556 | 0.556
Southern_PGAE_Solar_37_Generic | generic-deliverability | Generic_PGE_South_500_SSN | Reliability_Capacity_In_Model_Year | System RA | Southern_PGAE_Solar_37_Generic | 0.556 | 0.556 | 0.556 | 0.556 | 0.556 | 0.556 | 0.556 | 0.556 | 0.556 | 0.556 | 0.556 | 0.556 | 0.556 | 0.556 | 0.556 | 0.556 | 0.556 | 0.556 | 0.556 | 0.556 | 0.556 | 0.556 | 0.556 | 0.556 | 0.556 | 0.556 | 0.556 | 0.556 | 0.556 | 0.556 | 0.556
Southern_PGAE_Solar_39_Generic | generic-deliverability | Generic_PGE_South_500_SSN | Reliability_Capacity_In_Model_Year | System RA | Southern_PGAE_Solar_39_Generic | 0.556 | 0.556 | 0.556 | 0.556 | 0.556 | 0.556 | 0.556 | 0.556 | 0.556 | 0.556 | 0.556 | 0.556 | 0.556 | 0.556 | 0.556 | 0.556 | 0.556 | 0.556 | 0.556 | 0.556 | 0.556 | 0.556 | 0.556 | 0.556 | 0.556 | 0.556 | 0.556 | 0.556 | 0.556 | 0.556 | 0.556
Southern_PGAE_Solar_43_Generic | generic-deliverability | Generic_PGE_South_500_SSN | Reliability_Capacity_In_Model_Year | System RA | Southern_PGAE_Solar_43_Generic | 0.556 | 0.556 | 0.556 | 0.556 | 0.556 | 0.556 | 0.556 | 0.556 | 0.556 | 0.556 | 0.556 | 0.556 | 0.556 | 0.556 | 0.556 | 0.556 | 0.556 | 0.556 | 0.556 | 0.556 | 0.556 | 0.556 | 0.556 | 0.556 | 0.556 | 0.556 | 0.556 | 0.556 | 0.556 | 0.556 | 0.556
Southern_PGAE_Solar_45_Generic | generic-deliverability | Generic_PGE_South_500_SSN | Reliability_Capacity_In_Model_Year | System RA | Southern_PGAE_Solar_45_Generic | 0.556 | 0.556 | 0.556 | 0.556 | 0.556 | 0.556 | 0.556 | 0.556 | 0.556 | 0.556 | 0.556 | 0.556 | 0.556 | 0.556 | 0.556 | 0.556 | 0.556 | 0.556 | 0.556 | 0.556 | 0.556 | 0.556 | 0.556 | 0.556 | 0.556 | 0.556 | 0.556 | 0.556 | 0.556 | 0.556 | 0.556
Southern_PGAE_Solar_46_Generic | generic-deliverability | Generic_PGE_South_500_SSN | Reliability_Capacity_In_Model_Year | System RA | Southern_PGAE_Solar_46_Generic | 0.556 | 0.556 | 0.556 | 0.556 | 0.556 | 0.556 | 0.556 | 0.556 | 0.556 | 0.556 | 0.556 | 0.556 | 0.556 | 0.556 | 0.556 | 0.556 | 0.556 | 0.556 | 0.556 | 0.556 | 0.556 | 0.556 | 0.556 | 0.556 | 0.556 | 0.556 | 0.556 | 0.556 | 0.556 | 0.556 | 0.556
Southern_PGAE_Solar_47_Generic | generic-deliverability | Generic_PGE_South_500_SSN | Reliability_Capacity_In_Model_Year | System RA | Southern_PGAE_Solar_47_Generic | 0.556 | 0.556 | 0.556 | 0.556 | 0.556 | 0.556 | 0.556 | 0.556 | 0.556 | 0.556 | 0.556 | 0.556 | 0.556 | 0.556 | 0.556 | 0.556 | 0.556 | 0.556 | 0.556 | 0.556 | 0.556 | 0.556 | 0.556 | 0.556 | 0.556 | 0.556 | 0.556 | 0.556 | 0.556 | 0.556 | 0.556
Southern_PGAE_Solar_49_Generic | generic-deliverability | Generic_PGE_South_500_SSN | Reliability_Capacity_In_Model_Year | System RA | Southern_PGAE_Solar_49_Generic | 0.556 | 0.556 | 0.556 | 0.556 | 0.556 | 0.556 | 0.556 | 0.556 | 0.556 | 0.556 | 0.556 | 0.556 | 0.556 | 0.556 | 0.556 | 0.556 | 0.556 | 0.556 | 0.556 | 0.556 | 0.556 | 0.556 | 0.556 | 0.556 | 0.556 | 0.556 | 0.556 | 0.556 | 0.556 | 0.556 | 0.556
Southern_PGAE_Solar_52_Generic | generic-deliverability | Generic_PGE_South_500_SSN | Reliability_Capacity_In_Model_Year | System RA | Southern_PGAE_Solar_52_Generic | 0.556 | 0.556 | 0.556 | 0.556 | 0.556 | 0.556 | 0.556 | 0.556 | 0.556 | 0.556 | 0.556 | 0.556 | 0.556 | 0.556 | 0.556 | 0.556 | 0.556 | 0.556 | 0.556 | 0.556 | 0.556 | 0.556 | 0.556 | 0.556 | 0.556 | 0.556 | 0.556 | 0.556 | 0.556 | 0.556 | 0.556
Southern_PGAE_Solar_54_Generic | generic-deliverability | Generic_PGE_South_500_SSN | Reliability_Capacity_In_Model_Year | System RA | Southern_PGAE_Solar_54_Generic | 0.556 | 0.556 | 0.556 | 0.556 | 0.556 | 0.556 | 0.556 | 0.556 | 0.556 | 0.556 | 0.556 | 0.556 | 0.556 | 0.556 | 0.556 | 0.556 | 0.556 | 0.556 | 0.556 | 0.556 | 0.556 | 0.556 | 0.556 | 0.556 | 0.556 | 0.556 | 0.556 | 0.556 | 0.556 | 0.556 | 0.556
Southern_PGAE_Solar_61_Generic | generic-deliverability | Generic_PGE_South_500_SSN | Reliability_Capacity_In_Model_Year | System RA | Southern_PGAE_Solar_61_Generic | 0.556 | 0.556 | 0.556 | 0.556 | 0.556 | 0.556 | 0.556 | 0.556 | 0.556 | 0.556 | 0.556 | 0.556 | 0.556 | 0.556 | 0.556 | 0.556 | 0.556 | 0.556 | 0.556 | 0.556 | 0.556 | 0.556 | 0.556 | 0.556 | 0.556 | 0.556 | 0.556 | 0.556 | 0.556 | 0.556 | 0.556
Southern_PGAE_Solar_69_Generic | generic-deliverability | Generic_PGE_South_500_SSN | Reliability_Capacity_In_Model_Year | System RA | Southern_PGAE_Solar_69_Generic | 0.556 | 0.556 | 0.556 | 0.556 | 0.556 | 0.556 | 0.556 | 0.556 | 0.556 | 0.556 | 0.556 | 0.556 | 0.556 | 0.556 | 0.556 | 0.556 | 0.556 | 0.556 | 0.556 | 0.556 | 0.556 | 0.556 | 0.556 | 0.556 | 0.556 | 0.556 | 0.556 | 0.556 | 0.556 | 0.556 | 0.556
Southern_PGAE_Solar_72_Generic | generic-deliverability | Generic_PGE_South_500_SSN | Reliability_Capacity_In_Model_Year | System RA | Southern_PGAE_Solar_72_Generic | 0.556 | 0.556 | 0.556 | 0.556 | 0.556 | 0.556 | 0.556 | 0.556 | 0.556 | 0.556 | 0.556 | 0.556 | 0.556 | 0.556 | 0.556 | 0.556 | 0.556 | 0.556 | 0.556 | 0.556 | 0.556 | 0.556 | 0.556 | 0.556 | 0.556 | 0.556 | 0.556 | 0.556 | 0.556 | 0.556 | 0.556
Southern_PGAE_Solar_74_Generic | generic-deliverability | Generic_PGE_South_500_SSN | Reliability_Capacity_In_Model_Year | System RA | Southern_PGAE_Solar_74_Generic | 0.556 | 0.556 | 0.556 | 0.556 | 0.556 | 0.556 | 0.556 | 0.556 | 0.556 | 0.556 | 0.556 | 0.556 | 0.556 | 0.556 | 0.556 | 0.556 | 0.556 | 0.556 | 0.556 | 0.556 | 0.556 | 0.556 | 0.556 | 0.556 | 0.556 | 0.556 | 0.556 | 0.556 | 0.556 | 0.556 | 0.556
Southern_PGAE_Solar_75_Generic | generic-deliverability | Generic_PGE_South_500_SSN | Reliability_Capacity_In_Model_Year | System RA | Southern_PGAE_Solar_75_Generic | 0.556 | 0.556 | 0.556 | 0.556 | 0.556 | 0.556 | 0.556 | 0.556 | 0.556 | 0.556 | 0.556 | 0.556 | 0.556 | 0.556 | 0.556 | 0.556 | 0.556 | 0.556 | 0.556 | 0.556 | 0.556 | 0.556 | 0.556 | 0.556 | 0.556 | 0.556 | 0.556 | 0.556 | 0.556 | 0.556 | 0.556
Southern_PGAE_Solar_79_Generic | generic-deliverability | Generic_PGE_South_500_SSN | Reliability_Capacity_In_Model_Year | System RA | Southern_PGAE_Solar_79_Generic | 0.556 | 0.556 | 0.556 | 0.556 | 0.556 | 0.556 | 0.556 | 0.556 | 0.556 | 0.556 | 0.556 | 0.556 | 0.556 | 0.556 | 0.556 | 0.556 | 0.556 | 0.556 | 0.556 | 0.556 | 0.556 | 0.556 | 0.556 | 0.556 | 0.556 | 0.556 | 0.556 | 0.556 | 0.556 | 0.556 | 0.556
Southern_PGAE_Solar_8_Generic | generic-deliverability | Generic_PGE_South_500_SSN | Reliability_Capacity_In_Model_Year | System RA | Southern_PGAE_Solar_8_Generic | 0.556 | 0.556 | 0.556 | 0.556 | 0.556 | 0.556 | 0.556 | 0.556 | 0.556 | 0.556 | 0.556 | 0.556 | 0.556 | 0.556 | 0.556 | 0.556 | 0.556 | 0.556 | 0.556 | 0.556 | 0.556 | 0.556 | 0.556 | 0.556 | 0.556 | 0.556 | 0.556 | 0.556 | 0.556 | 0.556 | 0.556
Southern_PGAE_Solar_93_Generic | generic-deliverability | Generic_PGE_South_500_SSN | Reliability_Capacity_In_Model_Year | System RA | Southern_PGAE_Solar_93_Generic | 0.556 | 0.556 | 0.556 | 0.556 | 0.556 | 0.556 | 0.556 | 0.556 | 0.556 | 0.556 | 0.556 | 0.556 | 0.556 | 0.556 | 0.556 | 0.556 | 0.556 | 0.556 | 0.556 | 0.556 | 0.556 | 0.556 | 0.556 | 0.556 | 0.556 | 0.556 | 0.556 | 0.556 | 0.556 | 0.556 | 0.556
Southern_PGAE_Solar_98_Generic | generic-deliverability | Generic_PGE_South_500_SSN | Reliability_Capacity_In_Model_Year | System RA | Southern_PGAE_Solar_98_Generic | 0.556 | 0.556 | 0.556 | 0.556 | 0.556 | 0.556 | 0.556 | 0.556 | 0.556 | 0.556 | 0.556 | 0.556 | 0.556 | 0.556 | 0.556 | 0.556 | 0.556 | 0.556 | 0.556 | 0.556 | 0.556 | 0.556 | 0.556 | 0.556 | 0.556 | 0.556 | 0.556 | 0.556 | 0.556 | 0.556 | 0.556
Southern_PGAE_Solar_99_Generic | generic-deliverability | Generic_PGE_South_500_SSN | Reliability_Capacity_In_Model_Year | System RA | Southern_PGAE_Solar_99_Generic | 0.556 | 0.556 | 0.556 | 0.556 | 0.556 | 0.556 | 0.556 | 0.556 | 0.556 | 0.556 | 0.556 | 0.556 | 0.556 | 0.556 | 0.556 | 0.556 | 0.556 | 0.556 | 0.556 | 0.556 | 0.556 | 0.556 | 0.556 | 0.556 | 0.556 | 0.556 | 0.556 | 0.556 | 0.556 | 0.556 | 0.556
Tehachapi_Flow_Battery_125_Generic | generic-deliverability | Generic_PGE_South_500_SSN | Reliability_Capacity_In_Model_Year | System RA | Tehachapi_Flow_Battery_125_Generic | 0.5 | 0.5 | 0.5 | 0.5 | 0.5 | 0.5 | 0.5 | 0.5 | 0.5 | 0.5 | 0.5 | 0.5 | 0.5 | 0.5 | 0.5 | 0.5 | 0.5 | 0.5 | 0.5 | 0.5 | 0.5 | 0.5 | 0.5 | 0.5 | 0.5 | 0.5 | 0.5 | 0.5 | 0.5 | 0.5 | 0.5
Tehachapi_Li_Battery_4hr_125_Generic | generic-deliverability | Generic_PGE_South_500_SSN | Reliability_Capacity_In_Model_Year | System RA | Tehachapi_Li_Battery_4hr_125_Generic | 0.5 | 0.5 | 0.5 | 0.5 | 0.5 | 0.5 | 0.5 | 0.5 | 0.5 | 0.5 | 0.5 | 0.5 | 0.5 | 0.5 | 0.5 | 0.5 | 0.5 | 0.5 | 0.5 | 0.5 | 0.5 | 0.5 | 0.5 | 0.5 | 0.5 | 0.5 | 0.5 | 0.5 | 0.5 | 0.5 | 0.5
Tehachapi_Li_Battery_8hr_125_Generic | generic-deliverability | Generic_PGE_South_500_SSN | Reliability_Capacity_In_Model_Year | System RA | Tehachapi_Li_Battery_8hr_125_Generic | 0.5 | 0.5 | 0.5 | 0.5 | 0.5 | 0.5 | 0.5 | 0.5 | 0.5 | 0.5 | 0.5 | 0.5 | 0.5 | 0.5 | 0.5 | 0.5 | 0.5 | 0.5 | 0.5 | 0.5 | 0.5 | 0.5 | 0.5 | 0.5 | 0.5 | 0.5 | 0.5 | 0.5 | 0.5 | 0.5 | 0.5
Tehachapi_Solar_125_Generic | generic-deliverability | Generic_PGE_South_500_SSN | Reliability_Capacity_In_Model_Year | System RA | Tehachapi_Solar_125_Generic | 0.427 | 0.427 | 0.427 | 0.427 | 0.427 | 0.427 | 0.427 | 0.427 | 0.427 | 0.427 | 0.427 | 0.427 | 0.427 | 0.427 | 0.427 | 0.427 | 0.427 | 0.427 | 0.427 | 0.427 | 0.427 | 0.427 | 0.427 | 0.427 | 0.427 | 0.427 | 0.427 | 0.427 | 0.427 | 0.427 | 0.427
Generic_PGE_South_500_group | generic-deliverability | Generic_PGE_South_500_SSN | Operational_New_Capacity_MW | Generic_PGE_South_500_group |  | -1 | -1 | -1 | -1 | -1 | -1 | -1 | -1 | -1 | -1 | -1 | -1 | -1 | -1 | -1 | -1 | -1 | -1 | -1 | -1 | -1 | -1 | -1 | -1 | -1 | -1 | -1 | -1 | -1 | -1 | -1
Arizona_Flow_Battery_55_Generic | generic-deliverability | Generic_SCE_East_Pisgah_500_HSN | Reliability_Capacity_In_Model_Year | System RA | Arizona_Flow_Battery_55_Generic | 1 | 1 | 1 | 1 | 1 | 1 | 1 | 1 | 1 | 1 | 1 | 1 | 1 | 1 | 1 | 1 | 1 | 1 | 1 | 1 | 1 | 1 | 1 | 1 | 1 | 1 | 1 | 1 | 1 | 1 | 1
Arizona_Flow_Battery_90_Generic | generic-deliverability | Generic_SCE_East_Pisgah_500_HSN | Reliability_Capacity_In_Model_Year | System RA | Arizona_Flow_Battery_90_Generic | 1 | 1 | 1 | 1 | 1 | 1 | 1 | 1 | 1 | 1 | 1 | 1 | 1 | 1 | 1 | 1 | 1 | 1 | 1 | 1 | 1 | 1 | 1 | 1 | 1 | 1 | 1 | 1 | 1 | 1 | 1
Arizona_Li_Battery_4hr_55_Generic | generic-deliverability | Generic_SCE_East_Pisgah_500_HSN | Reliability_Capacity_In_Model_Year | System RA | Arizona_Li_Battery_4hr_55_Generic | 1 | 1 | 1 | 1 | 1 | 1 | 1 | 1 | 1 | 1 | 1 | 1 | 1 | 1 | 1 | 1 | 1 | 1 | 1 | 1 | 1 | 1 | 1 | 1 | 1 | 1 | 1 | 1 | 1 | 1 | 1
Arizona_Li_Battery_4hr_90_Generic | generic-deliverability | Generic_SCE_East_Pisgah_500_HSN | Reliability_Capacity_In_Model_Year | System RA | Arizona_Li_Battery_4hr_90_Generic | 1 | 1 | 1 | 1 | 1 | 1 | 1 | 1 | 1 | 1 | 1 | 1 | 1 | 1 | 1 | 1 | 1 | 1 | 1 | 1 | 1 | 1 | 1 | 1 | 1 | 1 | 1 | 1 | 1 | 1 | 1
Arizona_Li_Battery_8hr_55_Generic | generic-deliverability | Generic_SCE_East_Pisgah_500_HSN | Reliability_Capacity_In_Model_Year | System RA | Arizona_Li_Battery_8hr_55_Generic | 1 | 1 | 1 | 1 | 1 | 1 | 1 | 1 | 1 | 1 | 1 | 1 | 1 | 1 | 1 | 1 | 1 | 1 | 1 | 1 | 1 | 1 | 1 | 1 | 1 | 1 | 1 | 1 | 1 | 1 | 1
Arizona_Li_Battery_8hr_90_Generic | generic-deliverability | Generic_SCE_East_Pisgah_500_HSN | Reliability_Capacity_In_Model_Year | System RA | Arizona_Li_Battery_8hr_90_Generic | 1 | 1 | 1 | 1 | 1 | 1 | 1 | 1 | 1 | 1 | 1 | 1 | 1 | 1 | 1 | 1 | 1 | 1 | 1 | 1 | 1 | 1 | 1 | 1 | 1 | 1 | 1 | 1 | 1 | 1 | 1
Arizona_Solar_55_Generic | generic-deliverability | Generic_SCE_East_Pisgah_500_HSN | Reliability_Capacity_In_Model_Year | System RA | Arizona_Solar_55_Generic | 0.106 | 0.106 | 0.106 | 0.106 | 0.106 | 0.106 | 0.106 | 0.106 | 0.106 | 0.106 | 0.106 | 0.106 | 0.106 | 0.106 | 0.106 | 0.106 | 0.106 | 0.106 | 0.106 | 0.106 | 0.106 | 0.106 | 0.106 | 0.106 | 0.106 | 0.106 | 0.106 | 0.106 | 0.106 | 0.106 | 0.106
Arizona_Solar_90_Generic | generic-deliverability | Generic_SCE_East_Pisgah_500_HSN | Reliability_Capacity_In_Model_Year | System RA | Arizona_Solar_90_Generic | 0.106 | 0.106 | 0.106 | 0.106 | 0.106 | 0.106 | 0.106 | 0.106 | 0.106 | 0.106 | 0.106 | 0.106 | 0.106 | 0.106 | 0.106 | 0.106 | 0.106 | 0.106 | 0.106 | 0.106 | 0.106 | 0.106 | 0.106 | 0.106 | 0.106 | 0.106 | 0.106 | 0.106 | 0.106 | 0.106 | 0.106
Baja_California_Wind_133_Generic | generic-deliverability | Generic_SCE_East_Pisgah_500_HSN | Reliability_Capacity_In_Model_Year | System RA | Baja_California_Wind_133_Generic | 0.337 | 0.337 | 0.337 | 0.337 | 0.337 | 0.337 | 0.337 | 0.337 | 0.337 | 0.337 | 0.337 | 0.337 | 0.337 | 0.337 | 0.337 | 0.337 | 0.337 | 0.337 | 0.337 | 0.337 | 0.337 | 0.337 | 0.337 | 0.337 | 0.337 | 0.337 | 0.337 | 0.337 | 0.337 | 0.337 | 0.337
Central_Nevada_Geothermal_42_Generic | generic-deliverability | Generic_SCE_East_Pisgah_500_HSN | Reliability_Capacity_In_Model_Year | System RA | Central_Nevada_Geothermal_42_Generic | 1 | 1 | 1 | 1 | 1 | 1 | 1 | 1 | 1 | 1 | 1 | 1 | 1 | 1 | 1 | 1 | 1 | 1 | 1 | 1 | 1 | 1 | 1 | 1 | 1 | 1 | 1 | 1 | 1 | 1 | 1
Greater_Imperial_Flow_Battery_107_Generic | generic-deliverability | Generic_SCE_East_Pisgah_500_HSN | Reliability_Capacity_In_Model_Year | System RA | Greater_Imperial_Flow_Battery_107_Generic | 1 | 1 | 1 | 1 | 1 | 1 | 1 | 1 | 1 | 1 | 1 | 1 | 1 | 1 | 1 | 1 | 1 | 1 | 1 | 1 | 1 | 1 | 1 | 1 | 1 | 1 | 1 | 1 | 1 | 1 | 1
Greater_Imperial_Flow_Battery_133_Generic | generic-deliverability | Generic_SCE_East_Pisgah_500_HSN | Reliability_Capacity_In_Model_Year | System RA | Greater_Imperial_Flow_Battery_133_Generic | 1 | 1 | 1 | 1 | 1 | 1 | 1 | 1 | 1 | 1 | 1 | 1 | 1 | 1 | 1 | 1 | 1 | 1 | 1 | 1 | 1 | 1 | 1 | 1 | 1 | 1 | 1 | 1 | 1 | 1 | 1
Greater_Imperial_Li_Battery_4hr_107_Generic | generic-deliverability | Generic_SCE_East_Pisgah_500_HSN | Reliability_Capacity_In_Model_Year | System RA | Greater_Imperial_Li_Battery_4hr_107_Generic | 1 | 1 | 1 | 1 | 1 | 1 | 1 | 1 | 1 | 1 | 1 | 1 | 1 | 1 | 1 | 1 | 1 | 1 | 1 | 1 | 1 | 1 | 1 | 1 | 1 | 1 | 1 | 1 | 1 | 1 | 1
Greater_Imperial_Li_Battery_4hr_133_Generic | generic-deliverability | Generic_SCE_East_Pisgah_500_HSN | Reliability_Capacity_In_Model_Year | System RA | Greater_Imperial_Li_Battery_4hr_133_Generic | 1 | 1 | 1 | 1 | 1 | 1 | 1 | 1 | 1 | 1 | 1 | 1 | 1 | 1 | 1 | 1 | 1 | 1 | 1 | 1 | 1 | 1 | 1 | 1 | 1 | 1 | 1 | 1 | 1 | 1 | 1
Greater_Imperial_Li_Battery_8hr_107_Generic | generic-deliverability | Generic_SCE_East_Pisgah_500_HSN | Reliability_Capacity_In_Model_Year | System RA | Greater_Imperial_Li_Battery_8hr_107_Generic | 1 | 1 | 1 | 1 | 1 | 1 | 1 | 1 | 1 | 1 | 1 | 1 | 1 | 1 | 1 | 1 | 1 | 1 | 1 | 1 | 1 | 1 | 1 | 1 | 1 | 1 | 1 | 1 | 1 | 1 | 1
Greater_Imperial_Li_Battery_8hr_133_Generic | generic-deliverability | Generic_SCE_East_Pisgah_500_HSN | Reliability_Capacity_In_Model_Year | System RA | Greater_Imperial_Li_Battery_8hr_133_Generic | 1 | 1 | 1 | 1 | 1 | 1 | 1 | 1 | 1 | 1 | 1 | 1 | 1 | 1 | 1 | 1 | 1 | 1 | 1 | 1 | 1 | 1 | 1 | 1 | 1 | 1 | 1 | 1 | 1 | 1 | 1
Greater_Imperial_Solar_107_Generic | generic-deliverability | Generic_SCE_East_Pisgah_500_HSN | Reliability_Capacity_In_Model_Year | System RA | Greater_Imperial_Solar_107_Generic | 0.106 | 0.106 | 0.106 | 0.106 | 0.106 | 0.106 | 0.106 | 0.106 | 0.106 | 0.106 | 0.106 | 0.106 | 0.106 | 0.106 | 0.106 | 0.106 | 0.106 | 0.106 | 0.106 | 0.106 | 0.106 | 0.106 | 0.106 | 0.106 | 0.106 | 0.106 | 0.106 | 0.106 | 0.106 | 0.106 | 0.106
Greater_Imperial_Solar_133_Generic | generic-deliverability | Generic_SCE_East_Pisgah_500_HSN | Reliability_Capacity_In_Model_Year | System RA | Greater_Imperial_Solar_133_Generic | 0.106 | 0.106 | 0.106 | 0.106 | 0.106 | 0.106 | 0.106 | 0.106 | 0.106 | 0.106 | 0.106 | 0.106 | 0.106 | 0.106 | 0.106 | 0.106 | 0.106 | 0.106 | 0.106 | 0.106 | 0.106 | 0.106 | 0.106 | 0.106 | 0.106 | 0.106 | 0.106 | 0.106 | 0.106 | 0.106 | 0.106
Greater_LA_Flow_Battery_58_Generic | generic-deliverability | Generic_SCE_East_Pisgah_500_HSN | Reliability_Capacity_In_Model_Year | System RA | Greater_LA_Flow_Battery_58_Generic | 1 | 1 | 1 | 1 | 1 | 1 | 1 | 1 | 1 | 1 | 1 | 1 | 1 | 1 | 1 | 1 | 1 | 1 | 1 | 1 | 1 | 1 | 1 | 1 | 1 | 1 | 1 | 1 | 1 | 1 | 1
Greater_LA_Li_Battery_4hr_58_Generic | generic-deliverability | Generic_SCE_East_Pisgah_500_HSN | Reliability_Capacity_In_Model_Year | System RA | Greater_LA_Li_Battery_4hr_58_Generic | 1 | 1 | 1 | 1 | 1 | 1 | 1 | 1 | 1 | 1 | 1 | 1 | 1 | 1 | 1 | 1 | 1 | 1 | 1 | 1 | 1 | 1 | 1 | 1 | 1 | 1 | 1 | 1 | 1 | 1 | 1
Greater_LA_Li_Battery_8hr_58_Generic | generic-deliverability | Generic_SCE_East_Pisgah_500_HSN | Reliability_Capacity_In_Model_Year | System RA | Greater_LA_Li_Battery_8hr_58_Generic | 1 | 1 | 1 | 1 | 1 | 1 | 1 | 1 | 1 | 1 | 1 | 1 | 1 | 1 | 1 | 1 | 1 | 1 | 1 | 1 | 1 | 1 | 1 | 1 | 1 | 1 | 1 | 1 | 1 | 1 | 1
Greater_LA_Solar_58_Generic | generic-deliverability | Generic_SCE_East_Pisgah_500_HSN | Reliability_Capacity_In_Model_Year | System RA | Greater_LA_Solar_58_Generic | 0.106 | 0.106 | 0.106 | 0.106 | 0.106 | 0.106 | 0.106 | 0.106 | 0.106 | 0.106 | 0.106 | 0.106 | 0.106 | 0.106 | 0.106 | 0.106 | 0.106 | 0.106 | 0.106 | 0.106 | 0.106 | 0.106 | 0.106 | 0.106 | 0.106 | 0.106 | 0.106 | 0.106 | 0.106 | 0.106 | 0.106
Idaho_Wind_19_Generic | generic-deliverability | Generic_SCE_East_Pisgah_500_HSN | Reliability_Capacity_In_Model_Year | System RA | Idaho_Wind_19_Generic | 0.67 | 0.67 | 0.67 | 0.67 | 0.67 | 0.67 | 0.67 | 0.67 | 0.67 | 0.67 | 0.67 | 0.67 | 0.67 | 0.67 | 0.67 | 0.67 | 0.67 | 0.67 | 0.67 | 0.67 | 0.67 | 0.67 | 0.67 | 0.67 | 0.67 | 0.67 | 0.67 | 0.67 | 0.67 | 0.67 | 0.67
New_Mexico_Wind_55_Generic | generic-deliverability | Generic_SCE_East_Pisgah_500_HSN | Reliability_Capacity_In_Model_Year | System RA | New_Mexico_Wind_55_Generic | 0.67 | 0.67 | 0.67 | 0.67 | 0.67 | 0.67 | 0.67 | 0.67 | 0.67 | 0.67 | 0.67 | 0.67 | 0.67 | 0.67 | 0.67 | 0.67 | 0.67 | 0.67 | 0.67 | 0.67 | 0.67 | 0.67 | 0.67 | 0.67 | 0.67 | 0.67 | 0.67 | 0.67 | 0.67 | 0.67 | 0.67
Northern_Nevada_Geothermal_19_Generic | generic-deliverability | Generic_SCE_East_Pisgah_500_HSN | Reliability_Capacity_In_Model_Year | System RA | Northern_Nevada_Geothermal_19_Generic | 1 | 1 | 1 | 1 | 1 | 1 | 1 | 1 | 1 | 1 | 1 | 1 | 1 | 1 | 1 | 1 | 1 | 1 | 1 | 1 | 1 | 1 | 1 | 1 | 1 | 1 | 1 | 1 | 1 | 1 | 1
Southern_NV_Eldorado_Flow_Battery_15_Generic | generic-deliverability | Generic_SCE_East_Pisgah_500_HSN | Reliability_Capacity_In_Model_Year | System RA | Southern_NV_Eldorado_Flow_Battery_15_Generic | 1 | 1 | 1 | 1 | 1 | 1 | 1 | 1 | 1 | 1 | 1 | 1 | 1 | 1 | 1 | 1 | 1 | 1 | 1 | 1 | 1 | 1 | 1 | 1 | 1 | 1 | 1 | 1 | 1 | 1 | 1
Southern_NV_Eldorado_Flow_Battery_16_Generic | generic-deliverability | Generic_SCE_East_Pisgah_500_HSN | Reliability_Capacity_In_Model_Year | System RA | Southern_NV_Eldorado_Flow_Battery_16_Generic | 1 | 1 | 1 | 1 | 1 | 1 | 1 | 1 | 1 | 1 | 1 | 1 | 1 | 1 | 1 | 1 | 1 | 1 | 1 | 1 | 1 | 1 | 1 | 1 | 1 | 1 | 1 | 1 | 1 | 1 | 1
Southern_NV_Eldorado_Flow_Battery_19_Generic | generic-deliverability | Generic_SCE_East_Pisgah_500_HSN | Reliability_Capacity_In_Model_Year | System RA | Southern_NV_Eldorado_Flow_Battery_19_Generic | 1 | 1 | 1 | 1 | 1 | 1 | 1 | 1 | 1 | 1 | 1 | 1 | 1 | 1 | 1 | 1 | 1 | 1 | 1 | 1 | 1 | 1 | 1 | 1 | 1 | 1 | 1 | 1 | 1 | 1 | 1
Southern_NV_Eldorado_Flow_Battery_2_Generic | generic-deliverability | Generic_SCE_East_Pisgah_500_HSN | Reliability_Capacity_In_Model_Year | System RA | Southern_NV_Eldorado_Flow_Battery_2_Generic | 1 | 1 | 1 | 1 | 1 | 1 | 1 | 1 | 1 | 1 | 1 | 1 | 1 | 1 | 1 | 1 | 1 | 1 | 1 | 1 | 1 | 1 | 1 | 1 | 1 | 1 | 1 | 1 | 1 | 1 | 1
Southern_NV_Eldorado_Flow_Battery_40_Generic | generic-deliverability | Generic_SCE_East_Pisgah_500_HSN | Reliability_Capacity_In_Model_Year | System RA | Southern_NV_Eldorado_Flow_Battery_40_Generic | 1 | 1 | 1 | 1 | 1 | 1 | 1 | 1 | 1 | 1 | 1 | 1 | 1 | 1 | 1 | 1 | 1 | 1 | 1 | 1 | 1 | 1 | 1 | 1 | 1 | 1 | 1 | 1 | 1 | 1 | 1
Southern_NV_Eldorado_Flow_Battery_42_Generic | generic-deliverability | Generic_SCE_East_Pisgah_500_HSN | Reliability_Capacity_In_Model_Year | System RA | Southern_NV_Eldorado_Flow_Battery_42_Generic | 1 | 1 | 1 | 1 | 1 | 1 | 1 | 1 | 1 | 1 | 1 | 1 | 1 | 1 | 1 | 1 | 1 | 1 | 1 | 1 | 1 | 1 | 1 | 1 | 1 | 1 | 1 | 1 | 1 | 1 | 1
Southern_NV_Eldorado_Li_Battery_4hr_15_Generic | generic-deliverability | Generic_SCE_East_Pisgah_500_HSN | Reliability_Capacity_In_Model_Year | System RA | Southern_NV_Eldorado_Li_Battery_4hr_15_Generic | 1 | 1 | 1 | 1 | 1 | 1 | 1 | 1 | 1 | 1 | 1 | 1 | 1 | 1 | 1 | 1 | 1 | 1 | 1 | 1 | 1 | 1 | 1 | 1 | 1 | 1 | 1 | 1 | 1 | 1 | 1
Southern_NV_Eldorado_Li_Battery_4hr_16_Generic | generic-deliverability | Generic_SCE_East_Pisgah_500_HSN | Reliability_Capacity_In_Model_Year | System RA | Southern_NV_Eldorado_Li_Battery_4hr_16_Generic | 1 | 1 | 1 | 1 | 1 | 1 | 1 | 1 | 1 | 1 | 1 | 1 | 1 | 1 | 1 | 1 | 1 | 1 | 1 | 1 | 1 | 1 | 1 | 1 | 1 | 1 | 1 | 1 | 1 | 1 | 1
Southern_NV_Eldorado_Li_Battery_4hr_19_Generic | generic-deliverability | Generic_SCE_East_Pisgah_500_HSN | Reliability_Capacity_In_Model_Year | System RA | Southern_NV_Eldorado_Li_Battery_4hr_19_Generic | 1 | 1 | 1 | 1 | 1 | 1 | 1 | 1 | 1 | 1 | 1 | 1 | 1 | 1 | 1 | 1 | 1 | 1 | 1 | 1 | 1 | 1 | 1 | 1 | 1 | 1 | 1 | 1 | 1 | 1 | 1
Southern_NV_Eldorado_Li_Battery_4hr_2_Generic | generic-deliverability | Generic_SCE_East_Pisgah_500_HSN | Reliability_Capacity_In_Model_Year | System RA | Southern_NV_Eldorado_Li_Battery_4hr_2_Generic | 1 | 1 | 1 | 1 | 1 | 1 | 1 | 1 | 1 | 1 | 1 | 1 | 1 | 1 | 1 | 1 | 1 | 1 | 1 | 1 | 1 | 1 | 1 | 1 | 1 | 1 | 1 | 1 | 1 | 1 | 1
Southern_NV_Eldorado_Li_Battery_4hr_40_Generic | generic-deliverability | Generic_SCE_East_Pisgah_500_HSN | Reliability_Capacity_In_Model_Year | System RA | Southern_NV_Eldorado_Li_Battery_4hr_40_Generic | 1 | 1 | 1 | 1 | 1 | 1 | 1 | 1 | 1 | 1 | 1 | 1 | 1 | 1 | 1 | 1 | 1 | 1 | 1 | 1 | 1 | 1 | 1 | 1 | 1 | 1 | 1 | 1 | 1 | 1 | 1
Southern_NV_Eldorado_Li_Battery_4hr_42_Generic | generic-deliverability | Generic_SCE_East_Pisgah_500_HSN | Reliability_Capacity_In_Model_Year | System RA | Southern_NV_Eldorado_Li_Battery_4hr_42_Generic | 1 | 1 | 1 | 1 | 1 | 1 | 1 | 1 | 1 | 1 | 1 | 1 | 1 | 1 | 1 | 1 | 1 | 1 | 1 | 1 | 1 | 1 | 1 | 1 | 1 | 1 | 1 | 1 | 1 | 1 | 1
Southern_NV_Eldorado_Li_Battery_8hr_15_Generic | generic-deliverability | Generic_SCE_East_Pisgah_500_HSN | Reliability_Capacity_In_Model_Year | System RA | Southern_NV_Eldorado_Li_Battery_8hr_15_Generic | 1 | 1 | 1 | 1 | 1 | 1 | 1 | 1 | 1 | 1 | 1 | 1 | 1 | 1 | 1 | 1 | 1 | 1 | 1 | 1 | 1 | 1 | 1 | 1 | 1 | 1 | 1 | 1 | 1 | 1 | 1
Southern_NV_Eldorado_Li_Battery_8hr_16_Generic | generic-deliverability | Generic_SCE_East_Pisgah_500_HSN | Reliability_Capacity_In_Model_Year | System RA | Southern_NV_Eldorado_Li_Battery_8hr_16_Generic | 1 | 1 | 1 | 1 | 1 | 1 | 1 | 1 | 1 | 1 | 1 | 1 | 1 | 1 | 1 | 1 | 1 | 1 | 1 | 1 | 1 | 1 | 1 | 1 | 1 | 1 | 1 | 1 | 1 | 1 | 1
Southern_NV_Eldorado_Li_Battery_8hr_19_Generic | generic-deliverability | Generic_SCE_East_Pisgah_500_HSN | Reliability_Capacity_In_Model_Year | System RA | Southern_NV_Eldorado_Li_Battery_8hr_19_Generic | 1 | 1 | 1 | 1 | 1 | 1 | 1 | 1 | 1 | 1 | 1 | 1 | 1 | 1 | 1 | 1 | 1 | 1 | 1 | 1 | 1 | 1 | 1 | 1 | 1 | 1 | 1 | 1 | 1 | 1 | 1
Southern_NV_Eldorado_Li_Battery_8hr_2_Generic | generic-deliverability | Generic_SCE_East_Pisgah_500_HSN | Reliability_Capacity_In_Model_Year | System RA | Southern_NV_Eldorado_Li_Battery_8hr_2_Generic | 1 | 1 | 1 | 1 | 1 | 1 | 1 | 1 | 1 | 1 | 1 | 1 | 1 | 1 | 1 | 1 | 1 | 1 | 1 | 1 | 1 | 1 | 1 | 1 | 1 | 1 | 1 | 1 | 1 | 1 | 1
Southern_NV_Eldorado_Li_Battery_8hr_40_Generic | generic-deliverability | Generic_SCE_East_Pisgah_500_HSN | Reliability_Capacity_In_Model_Year | System RA | Southern_NV_Eldorado_Li_Battery_8hr_40_Generic | 1 | 1 | 1 | 1 | 1 | 1 | 1 | 1 | 1 | 1 | 1 | 1 | 1 | 1 | 1 | 1 | 1 | 1 | 1 | 1 | 1 | 1 | 1 | 1 | 1 | 1 | 1 | 1 | 1 | 1 | 1
Southern_NV_Eldorado_Li_Battery_8hr_42_Generic | generic-deliverability | Generic_SCE_East_Pisgah_500_HSN | Reliability_Capacity_In_Model_Year | System RA | Southern_NV_Eldorado_Li_Battery_8hr_42_Generic | 1 | 1 | 1 | 1 | 1 | 1 | 1 | 1 | 1 | 1 | 1 | 1 | 1 | 1 | 1 | 1 | 1 | 1 | 1 | 1 | 1 | 1 | 1 | 1 | 1 | 1 | 1 | 1 | 1 | 1 | 1
Southern_NV_Eldorado_Solar_15_Generic | generic-deliverability | Generic_SCE_East_Pisgah_500_HSN | Reliability_Capacity_In_Model_Year | System RA | Southern_NV_Eldorado_Solar_15_Generic | 0.106 | 0.106 | 0.106 | 0.106 | 0.106 | 0.106 | 0.106 | 0.106 | 0.106 | 0.106 | 0.106 | 0.106 | 0.106 | 0.106 | 0.106 | 0.106 | 0.106 | 0.106 | 0.106 | 0.106 | 0.106 | 0.106 | 0.106 | 0.106 | 0.106 | 0.106 | 0.106 | 0.106 | 0.106 | 0.106 | 0.106
Southern_NV_Eldorado_Solar_16_Generic | generic-deliverability | Generic_SCE_East_Pisgah_500_HSN | Reliability_Capacity_In_Model_Year | System RA | Southern_NV_Eldorado_Solar_16_Generic | 0.106 | 0.106 | 0.106 | 0.106 | 0.106 | 0.106 | 0.106 | 0.106 | 0.106 | 0.106 | 0.106 | 0.106 | 0.106 | 0.106 | 0.106 | 0.106 | 0.106 | 0.106 | 0.106 | 0.106 | 0.106 | 0.106 | 0.106 | 0.106 | 0.106 | 0.106 | 0.106 | 0.106 | 0.106 | 0.106 | 0.106
Southern_NV_Eldorado_Solar_19_Generic | generic-deliverability | Generic_SCE_East_Pisgah_500_HSN | Reliability_Capacity_In_Model_Year | System RA | Southern_NV_Eldorado_Solar_19_Generic | 0.106 | 0.106 | 0.106 | 0.106 | 0.106 | 0.106 | 0.106 | 0.106 | 0.106 | 0.106 | 0.106 | 0.106 | 0.106 | 0.106 | 0.106 | 0.106 | 0.106 | 0.106 | 0.106 | 0.106 | 0.106 | 0.106 | 0.106 | 0.106 | 0.106 | 0.106 | 0.106 | 0.106 | 0.106 | 0.106 | 0.106
Southern_NV_Eldorado_Solar_2_Generic | generic-deliverability | Generic_SCE_East_Pisgah_500_HSN | Reliability_Capacity_In_Model_Year | System RA | Southern_NV_Eldorado_Solar_2_Generic | 0.106 | 0.106 | 0.106 | 0.106 | 0.106 | 0.106 | 0.106 | 0.106 | 0.106 | 0.106 | 0.106 | 0.106 | 0.106 | 0.106 | 0.106 | 0.106 | 0.106 | 0.106 | 0.106 | 0.106 | 0.106 | 0.106 | 0.106 | 0.106 | 0.106 | 0.106 | 0.106 | 0.106 | 0.106 | 0.106 | 0.106
Southern_NV_Eldorado_Solar_40_Generic | generic-deliverability | Generic_SCE_East_Pisgah_500_HSN | Reliability_Capacity_In_Model_Year | System RA | Southern_NV_Eldorado_Solar_40_Generic | 0.106 | 0.106 | 0.106 | 0.106 | 0.106 | 0.106 | 0.106 | 0.106 | 0.106 | 0.106 | 0.106 | 0.106 | 0.106 | 0.106 | 0.106 | 0.106 | 0.106 | 0.106 | 0.106 | 0.106 | 0.106 | 0.106 | 0.106 | 0.106 | 0.106 | 0.106 | 0.106 | 0.106 | 0.106 | 0.106 | 0.106
Southern_NV_Eldorado_Solar_42_Generic | generic-deliverability | Generic_SCE_East_Pisgah_500_HSN | Reliability_Capacity_In_Model_Year | System RA | Southern_NV_Eldorado_Solar_42_Generic | 0.106 | 0.106 | 0.106 | 0.106 | 0.106 | 0.106 | 0.106 | 0.106 | 0.106 | 0.106 | 0.106 | 0.106 | 0.106 | 0.106 | 0.106 | 0.106 | 0.106 | 0.106 | 0.106 | 0.106 | 0.106 | 0.106 | 0.106 | 0.106 | 0.106 | 0.106 | 0.106 | 0.106 | 0.106 | 0.106 | 0.106
Southern_NV_Eldorado_Wind_15_Generic | generic-deliverability | Generic_SCE_East_Pisgah_500_HSN | Reliability_Capacity_In_Model_Year | System RA | Southern_NV_Eldorado_Wind_15_Generic | 0.557 | 0.557 | 0.557 | 0.557 | 0.557 | 0.557 | 0.557 | 0.557 | 0.557 | 0.557 | 0.557 | 0.557 | 0.557 | 0.557 | 0.557 | 0.557 | 0.557 | 0.557 | 0.557 | 0.557 | 0.557 | 0.557 | 0.557 | 0.557 | 0.557 | 0.557 | 0.557 | 0.557 | 0.557 | 0.557 | 0.557
Southern_NV_Eldorado_Wind_16_Generic | generic-deliverability | Generic_SCE_East_Pisgah_500_HSN | Reliability_Capacity_In_Model_Year | System RA | Southern_NV_Eldorado_Wind_16_Generic | 0.557 | 0.557 | 0.557 | 0.557 | 0.557 | 0.557 | 0.557 | 0.557 | 0.557 | 0.557 | 0.557 | 0.557 | 0.557 | 0.557 | 0.557 | 0.557 | 0.557 | 0.557 | 0.557 | 0.557 | 0.557 | 0.557 | 0.557 | 0.557 | 0.557 | 0.557 | 0.557 | 0.557 | 0.557 | 0.557 | 0.557
Southern_NV_Eldorado_Wind_2_Generic | generic-deliverability | Generic_SCE_East_Pisgah_500_HSN | Reliability_Capacity_In_Model_Year | System RA | Southern_NV_Eldorado_Wind_2_Generic | 0.557 | 0.557 | 0.557 | 0.557 | 0.557 | 0.557 | 0.557 | 0.557 | 0.557 | 0.557 | 0.557 | 0.557 | 0.557 | 0.557 | 0.557 | 0.557 | 0.557 | 0.557 | 0.557 | 0.557 | 0.557 | 0.557 | 0.557 | 0.557 | 0.557 | 0.557 | 0.557 | 0.557 | 0.557 | 0.557 | 0.557
Tehachapi_Flow_Battery_101_Generic | generic-deliverability | Generic_SCE_East_Pisgah_500_HSN | Reliability_Capacity_In_Model_Year | System RA | Tehachapi_Flow_Battery_101_Generic | 1 | 1 | 1 | 1 | 1 | 1 | 1 | 1 | 1 | 1 | 1 | 1 | 1 | 1 | 1 | 1 | 1 | 1 | 1 | 1 | 1 | 1 | 1 | 1 | 1 | 1 | 1 | 1 | 1 | 1 | 1
Tehachapi_Flow_Battery_28_Generic | generic-deliverability | Generic_SCE_East_Pisgah_500_HSN | Reliability_Capacity_In_Model_Year | System RA | Tehachapi_Flow_Battery_28_Generic | 1 | 1 | 1 | 1 | 1 | 1 | 1 | 1 | 1 | 1 | 1 | 1 | 1 | 1 | 1 | 1 | 1 | 1 | 1 | 1 | 1 | 1 | 1 | 1 | 1 | 1 | 1 | 1 | 1 | 1 | 1
Tehachapi_Flow_Battery_78_Generic | generic-deliverability | Generic_SCE_East_Pisgah_500_HSN | Reliability_Capacity_In_Model_Year | System RA | Tehachapi_Flow_Battery_78_Generic | 1 | 1 | 1 | 1 | 1 | 1 | 1 | 1 | 1 | 1 | 1 | 1 | 1 | 1 | 1 | 1 | 1 | 1 | 1 | 1 | 1 | 1 | 1 | 1 | 1 | 1 | 1 | 1 | 1 | 1 | 1
Tehachapi_Li_Battery_4hr_101_Generic | generic-deliverability | Generic_SCE_East_Pisgah_500_HSN | Reliability_Capacity_In_Model_Year | System RA | Tehachapi_Li_Battery_4hr_101_Generic | 1 | 1 | 1 | 1 | 1 | 1 | 1 | 1 | 1 | 1 | 1 | 1 | 1 | 1 | 1 | 1 | 1 | 1 | 1 | 1 | 1 | 1 | 1 | 1 | 1 | 1 | 1 | 1 | 1 | 1 | 1
Tehachapi_Li_Battery_4hr_28_Generic | generic-deliverability | Generic_SCE_East_Pisgah_500_HSN | Reliability_Capacity_In_Model_Year | System RA | Tehachapi_Li_Battery_4hr_28_Generic | 1 | 1 | 1 | 1 | 1 | 1 | 1 | 1 | 1 | 1 | 1 | 1 | 1 | 1 | 1 | 1 | 1 | 1 | 1 | 1 | 1 | 1 | 1 | 1 | 1 | 1 | 1 | 1 | 1 | 1 | 1
Tehachapi_Li_Battery_4hr_78_Generic | generic-deliverability | Generic_SCE_East_Pisgah_500_HSN | Reliability_Capacity_In_Model_Year | System RA | Tehachapi_Li_Battery_4hr_78_Generic | 1 | 1 | 1 | 1 | 1 | 1 | 1 | 1 | 1 | 1 | 1 | 1 | 1 | 1 | 1 | 1 | 1 | 1 | 1 | 1 | 1 | 1 | 1 | 1 | 1 | 1 | 1 | 1 | 1 | 1 | 1
Tehachapi_Li_Battery_8hr_101_Generic | generic-deliverability | Generic_SCE_East_Pisgah_500_HSN | Reliability_Capacity_In_Model_Year | System RA | Tehachapi_Li_Battery_8hr_101_Generic | 1 | 1 | 1 | 1 | 1 | 1 | 1 | 1 | 1 | 1 | 1 | 1 | 1 | 1 | 1 | 1 | 1 | 1 | 1 | 1 | 1 | 1 | 1 | 1 | 1 | 1 | 1 | 1 | 1 | 1 | 1
Tehachapi_Li_Battery_8hr_28_Generic | generic-deliverability | Generic_SCE_East_Pisgah_500_HSN | Reliability_Capacity_In_Model_Year | System RA | Tehachapi_Li_Battery_8hr_28_Generic | 1 | 1 | 1 | 1 | 1 | 1 | 1 | 1 | 1 | 1 | 1 | 1 | 1 | 1 | 1 | 1 | 1 | 1 | 1 | 1 | 1 | 1 | 1 | 1 | 1 | 1 | 1 | 1 | 1 | 1 | 1
Tehachapi_Li_Battery_8hr_78_Generic | generic-deliverability | Generic_SCE_East_Pisgah_500_HSN | Reliability_Capacity_In_Model_Year | System RA | Tehachapi_Li_Battery_8hr_78_Generic | 1 | 1 | 1 | 1 | 1 | 1 | 1 | 1 | 1 | 1 | 1 | 1 | 1 | 1 | 1 | 1 | 1 | 1 | 1 | 1 | 1 | 1 | 1 | 1 | 1 | 1 | 1 | 1 | 1 | 1 | 1
Tehachapi_Solar_101_Generic | generic-deliverability | Generic_SCE_East_Pisgah_500_HSN | Reliability_Capacity_In_Model_Year | System RA | Tehachapi_Solar_101_Generic | 0.106 | 0.106 | 0.106 | 0.106 | 0.106 | 0.106 | 0.106 | 0.106 | 0.106 | 0.106 | 0.106 | 0.106 | 0.106 | 0.106 | 0.106 | 0.106 | 0.106 | 0.106 | 0.106 | 0.106 | 0.106 | 0.106 | 0.106 | 0.106 | 0.106 | 0.106 | 0.106 | 0.106 | 0.106 | 0.106 | 0.106
Tehachapi_Solar_28_Generic | generic-deliverability | Generic_SCE_East_Pisgah_500_HSN | Reliability_Capacity_In_Model_Year | System RA | Tehachapi_Solar_28_Generic | 0.106 | 0.106 | 0.106 | 0.106 | 0.106 | 0.106 | 0.106 | 0.106 | 0.106 | 0.106 | 0.106 | 0.106 | 0.106 | 0.106 | 0.106 | 0.106 | 0.106 | 0.106 | 0.106 | 0.106 | 0.106 | 0.106 | 0.106 | 0.106 | 0.106 | 0.106 | 0.106 | 0.106 | 0.106 | 0.106 | 0.106
Tehachapi_Solar_78_Generic | generic-deliverability | Generic_SCE_East_Pisgah_500_HSN | Reliability_Capacity_In_Model_Year | System RA | Tehachapi_Solar_78_Generic | 0.106 | 0.106 | 0.106 | 0.106 | 0.106 | 0.106 | 0.106 | 0.106 | 0.106 | 0.106 | 0.106 | 0.106 | 0.106 | 0.106 | 0.106 | 0.106 | 0.106 | 0.106 | 0.106 | 0.106 | 0.106 | 0.106 | 0.106 | 0.106 | 0.106 | 0.106 | 0.106 | 0.106 | 0.106 | 0.106 | 0.106
Utah_Geothermal_19_Generic | generic-deliverability | Generic_SCE_East_Pisgah_500_HSN | Reliability_Capacity_In_Model_Year | System RA | Utah_Geothermal_19_Generic | 1 | 1 | 1 | 1 | 1 | 1 | 1 | 1 | 1 | 1 | 1 | 1 | 1 | 1 | 1 | 1 | 1 | 1 | 1 | 1 | 1 | 1 | 1 | 1 | 1 | 1 | 1 | 1 | 1 | 1 | 1
Utah_Wind_19_Generic | generic-deliverability | Generic_SCE_East_Pisgah_500_HSN | Reliability_Capacity_In_Model_Year | System RA | Utah_Wind_19_Generic | 0.67 | 0.67 | 0.67 | 0.67 | 0.67 | 0.67 | 0.67 | 0.67 | 0.67 | 0.67 | 0.67 | 0.67 | 0.67 | 0.67 | 0.67 | 0.67 | 0.67 | 0.67 | 0.67 | 0.67 | 0.67 | 0.67 | 0.67 | 0.67 | 0.67 | 0.67 | 0.67 | 0.67 | 0.67 | 0.67 | 0.67
Wyoming_Wind_19_Generic | generic-deliverability | Generic_SCE_East_Pisgah_500_HSN | Reliability_Capacity_In_Model_Year | System RA | Wyoming_Wind_19_Generic | 0.67 | 0.67 | 0.67 | 0.67 | 0.67 | 0.67 | 0.67 | 0.67 | 0.67 | 0.67 | 0.67 | 0.67 | 0.67 | 0.67 | 0.67 | 0.67 | 0.67 | 0.67 | 0.67 | 0.67 | 0.67 | 0.67 | 0.67 | 0.67 | 0.67 | 0.67 | 0.67 | 0.67 | 0.67 | 0.67 | 0.67
Generic_SCE_East_Pisgah_500_group | generic-deliverability | Generic_SCE_East_Pisgah_500_HSN | Operational_New_Capacity_MW | Generic_SCE_East_Pisgah_500_group |  | -1 | -1 | -1 | -1 | -1 | -1 | -1 | -1 | -1 | -1 | -1 | -1 | -1 | -1 | -1 | -1 | -1 | -1 | -1 | -1 | -1 | -1 | -1 | -1 | -1 | -1 | -1 | -1 | -1 | -1 | -1
Arizona_Flow_Battery_55_Generic | generic-deliverability | Generic_SCE_East_Pisgah_500_offpeak | Operational_New_Capacity_MW | Arizona_Flow_Battery_55_Generic |  | -1 | -1 | -1 | -1 | -1 | -1 | -1 | -1 | -1 | -1 | -1 | -1 | -1 | -1 | -1 | -1 | -1 | -1 | -1 | -1 | -1 | -1 | -1 | -1 | -1 | -1 | -1 | -1 | -1 | -1 | -1
Arizona_Flow_Battery_90_Generic | generic-deliverability | Generic_SCE_East_Pisgah_500_offpeak | Operational_New_Capacity_MW | Arizona_Flow_Battery_90_Generic |  | -1 | -1 | -1 | -1 | -1 | -1 | -1 | -1 | -1 | -1 | -1 | -1 | -1 | -1 | -1 | -1 | -1 | -1 | -1 | -1 | -1 | -1 | -1 | -1 | -1 | -1 | -1 | -1 | -1 | -1 | -1
Arizona_Li_Battery_4hr_55_Generic | generic-deliverability | Generic_SCE_East_Pisgah_500_offpeak | Operational_New_Capacity_MW | Arizona_Li_Battery_4hr_55_Generic |  | -1 | -1 | -1 | -1 | -1 | -1 | -1 | -1 | -1 | -1 | -1 | -1 | -1 | -1 | -1 | -1 | -1 | -1 | -1 | -1 | -1 | -1 | -1 | -1 | -1 | -1 | -1 | -1 | -1 | -1 | -1
Arizona_Li_Battery_4hr_90_Generic | generic-deliverability | Generic_SCE_East_Pisgah_500_offpeak | Operational_New_Capacity_MW | Arizona_Li_Battery_4hr_90_Generic |  | -1 | -1 | -1 | -1 | -1 | -1 | -1 | -1 | -1 | -1 | -1 | -1 | -1 | -1 | -1 | -1 | -1 | -1 | -1 | -1 | -1 | -1 | -1 | -1 | -1 | -1 | -1 | -1 | -1 | -1 | -1
Arizona_Li_Battery_8hr_55_Generic | generic-deliverability | Generic_SCE_East_Pisgah_500_offpeak | Operational_New_Capacity_MW | Arizona_Li_Battery_8hr_55_Generic |  | -1 | -1 | -1 | -1 | -1 | -1 | -1 | -1 | -1 | -1 | -1 | -1 | -1 | -1 | -1 | -1 | -1 | -1 | -1 | -1 | -1 | -1 | -1 | -1 | -1 | -1 | -1 | -1 | -1 | -1 | -1
Arizona_Li_Battery_8hr_90_Generic | generic-deliverability | Generic_SCE_East_Pisgah_500_offpeak | Operational_New_Capacity_MW | Arizona_Li_Battery_8hr_90_Generic |  | -1 | -1 | -1 | -1 | -1 | -1 | -1 | -1 | -1 | -1 | -1 | -1 | -1 | -1 | -1 | -1 | -1 | -1 | -1 | -1 | -1 | -1 | -1 | -1 | -1 | -1 | -1 | -1 | -1 | -1 | -1
Arizona_Solar_55_Generic | generic-deliverability | Generic_SCE_East_Pisgah_500_offpeak | Operational_New_Capacity_MW | Arizona_Solar_55_Generic |  | 0.77 | 0.77 | 0.77 | 0.77 | 0.77 | 0.77 | 0.77 | 0.77 | 0.77 | 0.77 | 0.77 | 0.77 | 0.77 | 0.77 | 0.77 | 0.77 | 0.77 | 0.77 | 0.77 | 0.77 | 0.77 | 0.77 | 0.77 | 0.77 | 0.77 | 0.77 | 0.77 | 0.77 | 0.77 | 0.77 | 0.77
Arizona_Solar_90_Generic | generic-deliverability | Generic_SCE_East_Pisgah_500_offpeak | Operational_New_Capacity_MW | Arizona_Solar_90_Generic |  | 0.77 | 0.77 | 0.77 | 0.77 | 0.77 | 0.77 | 0.77 | 0.77 | 0.77 | 0.77 | 0.77 | 0.77 | 0.77 | 0.77 | 0.77 | 0.77 | 0.77 | 0.77 | 0.77 | 0.77 | 0.77 | 0.77 | 0.77 | 0.77 | 0.77 | 0.77 | 0.77 | 0.77 | 0.77 | 0.77 | 0.77
Baja_California_Wind_133_Generic | generic-deliverability | Generic_SCE_East_Pisgah_500_offpeak | Operational_New_Capacity_MW | Baja_California_Wind_133_Generic |  | 0.44 | 0.44 | 0.44 | 0.44 | 0.44 | 0.44 | 0.44 | 0.44 | 0.44 | 0.44 | 0.44 | 0.44 | 0.44 | 0.44 | 0.44 | 0.44 | 0.44 | 0.44 | 0.44 | 0.44 | 0.44 | 0.44 | 0.44 | 0.44 | 0.44 | 0.44 | 0.44 | 0.44 | 0.44 | 0.44 | 0.44
Central_Nevada_Geothermal_42_Generic | generic-deliverability | Generic_SCE_East_Pisgah_500_offpeak | Operational_New_Capacity_MW | Central_Nevada_Geothermal_42_Generic |  | 1 | 1 | 1 | 1 | 1 | 1 | 1 | 1 | 1 | 1 | 1 | 1 | 1 | 1 | 1 | 1 | 1 | 1 | 1 | 1 | 1 | 1 | 1 | 1 | 1 | 1 | 1 | 1 | 1 | 1 | 1
Greater_Imperial_Flow_Battery_107_Generic | generic-deliverability | Generic_SCE_East_Pisgah_500_offpeak | Operational_New_Capacity_MW | Greater_Imperial_Flow_Battery_107_Generic |  | -1 | -1 | -1 | -1 | -1 | -1 | -1 | -1 | -1 | -1 | -1 | -1 | -1 | -1 | -1 | -1 | -1 | -1 | -1 | -1 | -1 | -1 | -1 | -1 | -1 | -1 | -1 | -1 | -1 | -1 | -1
Greater_Imperial_Flow_Battery_133_Generic | generic-deliverability | Generic_SCE_East_Pisgah_500_offpeak | Operational_New_Capacity_MW | Greater_Imperial_Flow_Battery_133_Generic |  | -1 | -1 | -1 | -1 | -1 | -1 | -1 | -1 | -1 | -1 | -1 | -1 | -1 | -1 | -1 | -1 | -1 | -1 | -1 | -1 | -1 | -1 | -1 | -1 | -1 | -1 | -1 | -1 | -1 | -1 | -1
Greater_Imperial_Li_Battery_4hr_107_Generic | generic-deliverability | Generic_SCE_East_Pisgah_500_offpeak | Operational_New_Capacity_MW | Greater_Imperial_Li_Battery_4hr_107_Generic |  | -1 | -1 | -1 | -1 | -1 | -1 | -1 | -1 | -1 | -1 | -1 | -1 | -1 | -1 | -1 | -1 | -1 | -1 | -1 | -1 | -1 | -1 | -1 | -1 | -1 | -1 | -1 | -1 | -1 | -1 | -1
Greater_Imperial_Li_Battery_4hr_133_Generic | generic-deliverability | Generic_SCE_East_Pisgah_500_offpeak | Operational_New_Capacity_MW | Greater_Imperial_Li_Battery_4hr_133_Generic |  | -1 | -1 | -1 | -1 | -1 | -1 | -1 | -1 | -1 | -1 | -1 | -1 | -1 | -1 | -1 | -1 | -1 | -1 | -1 | -1 | -1 | -1 | -1 | -1 | -1 | -1 | -1 | -1 | -1 | -1 | -1
Greater_Imperial_Li_Battery_8hr_107_Generic | generic-deliverability | Generic_SCE_East_Pisgah_500_offpeak | Operational_New_Capacity_MW | Greater_Imperial_Li_Battery_8hr_107_Generic |  | -1 | -1 | -1 | -1 | -1 | -1 | -1 | -1 | -1 | -1 | -1 | -1 | -1 | -1 | -1 | -1 | -1 | -1 | -1 | -1 | -1 | -1 | -1 | -1 | -1 | -1 | -1 | -1 | -1 | -1 | -1
Greater_Imperial_Li_Battery_8hr_133_Generic | generic-deliverability | Generic_SCE_East_Pisgah_500_offpeak | Operational_New_Capacity_MW | Greater_Imperial_Li_Battery_8hr_133_Generic |  | -1 | -1 | -1 | -1 | -1 | -1 | -1 | -1 | -1 | -1 | -1 | -1 | -1 | -1 | -1 | -1 | -1 | -1 | -1 | -1 | -1 | -1 | -1 | -1 | -1 | -1 | -1 | -1 | -1 | -1 | -1
Greater_Imperial_Solar_107_Generic | generic-deliverability | Generic_SCE_East_Pisgah_500_offpeak | Operational_New_Capacity_MW | Greater_Imperial_Solar_107_Generic |  | 0.77 | 0.77 | 0.77 | 0.77 | 0.77 | 0.77 | 0.77 | 0.77 | 0.77 | 0.77 | 0.77 | 0.77 | 0.77 | 0.77 | 0.77 | 0.77 | 0.77 | 0.77 | 0.77 | 0.77 | 0.77 | 0.77 | 0.77 | 0.77 | 0.77 | 0.77 | 0.77 | 0.77 | 0.77 | 0.77 | 0.77
Greater_Imperial_Solar_133_Generic | generic-deliverability | Generic_SCE_East_Pisgah_500_offpeak | Operational_New_Capacity_MW | Greater_Imperial_Solar_133_Generic |  | 0.77 | 0.77 | 0.77 | 0.77 | 0.77 | 0.77 | 0.77 | 0.77 | 0.77 | 0.77 | 0.77 | 0.77 | 0.77 | 0.77 | 0.77 | 0.77 | 0.77 | 0.77 | 0.77 | 0.77 | 0.77 | 0.77 | 0.77 | 0.77 | 0.77 | 0.77 | 0.77 | 0.77 | 0.77 | 0.77 | 0.77
Greater_LA_Flow_Battery_58_Generic | generic-deliverability | Generic_SCE_East_Pisgah_500_offpeak | Operational_New_Capacity_MW | Greater_LA_Flow_Battery_58_Generic |  | -1 | -1 | -1 | -1 | -1 | -1 | -1 | -1 | -1 | -1 | -1 | -1 | -1 | -1 | -1 | -1 | -1 | -1 | -1 | -1 | -1 | -1 | -1 | -1 | -1 | -1 | -1 | -1 | -1 | -1 | -1
Greater_LA_Li_Battery_4hr_58_Generic | generic-deliverability | Generic_SCE_East_Pisgah_500_offpeak | Operational_New_Capacity_MW | Greater_LA_Li_Battery_4hr_58_Generic |  | -1 | -1 | -1 | -1 | -1 | -1 | -1 | -1 | -1 | -1 | -1 | -1 | -1 | -1 | -1 | -1 | -1 | -1 | -1 | -1 | -1 | -1 | -1 | -1 | -1 | -1 | -1 | -1 | -1 | -1 | -1
Greater_LA_Li_Battery_8hr_58_Generic | generic-deliverability | Generic_SCE_East_Pisgah_500_offpeak | Operational_New_Capacity_MW | Greater_LA_Li_Battery_8hr_58_Generic |  | -1 | -1 | -1 | -1 | -1 | -1 | -1 | -1 | -1 | -1 | -1 | -1 | -1 | -1 | -1 | -1 | -1 | -1 | -1 | -1 | -1 | -1 | -1 | -1 | -1 | -1 | -1 | -1 | -1 | -1 | -1
Greater_LA_Solar_58_Generic | generic-deliverability | Generic_SCE_East_Pisgah_500_offpeak | Operational_New_Capacity_MW | Greater_LA_Solar_58_Generic |  | 0.77 | 0.77 | 0.77 | 0.77 | 0.77 | 0.77 | 0.77 | 0.77 | 0.77 | 0.77 | 0.77 | 0.77 | 0.77 | 0.77 | 0.77 | 0.77 | 0.77 | 0.77 | 0.77 | 0.77 | 0.77 | 0.77 | 0.77 | 0.77 | 0.77 | 0.77 | 0.77 | 0.77 | 0.77 | 0.77 | 0.77
Idaho_Wind_19_Generic | generic-deliverability | Generic_SCE_East_Pisgah_500_offpeak | Operational_New_Capacity_MW | Idaho_Wind_19_Generic |  | 0.67 | 0.67 | 0.67 | 0.67 | 0.67 | 0.67 | 0.67 | 0.67 | 0.67 | 0.67 | 0.67 | 0.67 | 0.67 | 0.67 | 0.67 | 0.67 | 0.67 | 0.67 | 0.67 | 0.67 | 0.67 | 0.67 | 0.67 | 0.67 | 0.67 | 0.67 | 0.67 | 0.67 | 0.67 | 0.67 | 0.67
New_Mexico_Wind_55_Generic | generic-deliverability | Generic_SCE_East_Pisgah_500_offpeak | Operational_New_Capacity_MW | New_Mexico_Wind_55_Generic |  | 0.67 | 0.67 | 0.67 | 0.67 | 0.67 | 0.67 | 0.67 | 0.67 | 0.67 | 0.67 | 0.67 | 0.67 | 0.67 | 0.67 | 0.67 | 0.67 | 0.67 | 0.67 | 0.67 | 0.67 | 0.67 | 0.67 | 0.67 | 0.67 | 0.67 | 0.67 | 0.67 | 0.67 | 0.67 | 0.67 | 0.67
Northern_Nevada_Geothermal_19_Generic | generic-deliverability | Generic_SCE_East_Pisgah_500_offpeak | Operational_New_Capacity_MW | Northern_Nevada_Geothermal_19_Generic |  | 1 | 1 | 1 | 1 | 1 | 1 | 1 | 1 | 1 | 1 | 1 | 1 | 1 | 1 | 1 | 1 | 1 | 1 | 1 | 1 | 1 | 1 | 1 | 1 | 1 | 1 | 1 | 1 | 1 | 1 | 1
Southern_NV_Eldorado_Flow_Battery_15_Generic | generic-deliverability | Generic_SCE_East_Pisgah_500_offpeak | Operational_New_Capacity_MW | Southern_NV_Eldorado_Flow_Battery_15_Generic |  | -1 | -1 | -1 | -1 | -1 | -1 | -1 | -1 | -1 | -1 | -1 | -1 | -1 | -1 | -1 | -1 | -1 | -1 | -1 | -1 | -1 | -1 | -1 | -1 | -1 | -1 | -1 | -1 | -1 | -1 | -1
Southern_NV_Eldorado_Flow_Battery_16_Generic | generic-deliverability | Generic_SCE_East_Pisgah_500_offpeak | Operational_New_Capacity_MW | Southern_NV_Eldorado_Flow_Battery_16_Generic |  | -1 | -1 | -1 | -1 | -1 | -1 | -1 | -1 | -1 | -1 | -1 | -1 | -1 | -1 | -1 | -1 | -1 | -1 | -1 | -1 | -1 | -1 | -1 | -1 | -1 | -1 | -1 | -1 | -1 | -1 | -1
Southern_NV_Eldorado_Flow_Battery_19_Generic | generic-deliverability | Generic_SCE_East_Pisgah_500_offpeak | Operational_New_Capacity_MW | Southern_NV_Eldorado_Flow_Battery_19_Generic |  | -1 | -1 | -1 | -1 | -1 | -1 | -1 | -1 | -1 | -1 | -1 | -1 | -1 | -1 | -1 | -1 | -1 | -1 | -1 | -1 | -1 | -1 | -1 | -1 | -1 | -1 | -1 | -1 | -1 | -1 | -1
Southern_NV_Eldorado_Flow_Battery_2_Generic | generic-deliverability | Generic_SCE_East_Pisgah_500_offpeak | Operational_New_Capacity_MW | Southern_NV_Eldorado_Flow_Battery_2_Generic |  | -1 | -1 | -1 | -1 | -1 | -1 | -1 | -1 | -1 | -1 | -1 | -1 | -1 | -1 | -1 | -1 | -1 | -1 | -1 | -1 | -1 | -1 | -1 | -1 | -1 | -1 | -1 | -1 | -1 | -1 | -1
Southern_NV_Eldorado_Flow_Battery_40_Generic | generic-deliverability | Generic_SCE_East_Pisgah_500_offpeak | Operational_New_Capacity_MW | Southern_NV_Eldorado_Flow_Battery_40_Generic |  | -1 | -1 | -1 | -1 | -1 | -1 | -1 | -1 | -1 | -1 | -1 | -1 | -1 | -1 | -1 | -1 | -1 | -1 | -1 | -1 | -1 | -1 | -1 | -1 | -1 | -1 | -1 | -1 | -1 | -1 | -1
Southern_NV_Eldorado_Flow_Battery_42_Generic | generic-deliverability | Generic_SCE_East_Pisgah_500_offpeak | Operational_New_Capacity_MW | Southern_NV_Eldorado_Flow_Battery_42_Generic |  | -1 | -1 | -1 | -1 | -1 | -1 | -1 | -1 | -1 | -1 | -1 | -1 | -1 | -1 | -1 | -1 | -1 | -1 | -1 | -1 | -1 | -1 | -1 | -1 | -1 | -1 | -1 | -1 | -1 | -1 | -1
Southern_NV_Eldorado_Li_Battery_4hr_15_Generic | generic-deliverability | Generic_SCE_East_Pisgah_500_offpeak | Operational_New_Capacity_MW | Southern_NV_Eldorado_Li_Battery_4hr_15_Generic |  | -1 | -1 | -1 | -1 | -1 | -1 | -1 | -1 | -1 | -1 | -1 | -1 | -1 | -1 | -1 | -1 | -1 | -1 | -1 | -1 | -1 | -1 | -1 | -1 | -1 | -1 | -1 | -1 | -1 | -1 | -1
Southern_NV_Eldorado_Li_Battery_4hr_16_Generic | generic-deliverability | Generic_SCE_East_Pisgah_500_offpeak | Operational_New_Capacity_MW | Southern_NV_Eldorado_Li_Battery_4hr_16_Generic |  | -1 | -1 | -1 | -1 | -1 | -1 | -1 | -1 | -1 | -1 | -1 | -1 | -1 | -1 | -1 | -1 | -1 | -1 | -1 | -1 | -1 | -1 | -1 | -1 | -1 | -1 | -1 | -1 | -1 | -1 | -1
Southern_NV_Eldorado_Li_Battery_4hr_19_Generic | generic-deliverability | Generic_SCE_East_Pisgah_500_offpeak | Operational_New_Capacity_MW | Southern_NV_Eldorado_Li_Battery_4hr_19_Generic |  | -1 | -1 | -1 | -1 | -1 | -1 | -1 | -1 | -1 | -1 | -1 | -1 | -1 | -1 | -1 | -1 | -1 | -1 | -1 | -1 | -1 | -1 | -1 | -1 | -1 | -1 | -1 | -1 | -1 | -1 | -1
Southern_NV_Eldorado_Li_Battery_4hr_2_Generic | generic-deliverability | Generic_SCE_East_Pisgah_500_offpeak | Operational_New_Capacity_MW | Southern_NV_Eldorado_Li_Battery_4hr_2_Generic |  | -1 | -1 | -1 | -1 | -1 | -1 | -1 | -1 | -1 | -1 | -1 | -1 | -1 | -1 | -1 | -1 | -1 | -1 | -1 | -1 | -1 | -1 | -1 | -1 | -1 | -1 | -1 | -1 | -1 | -1 | -1
Southern_NV_Eldorado_Li_Battery_4hr_40_Generic | generic-deliverability | Generic_SCE_East_Pisgah_500_offpeak | Operational_New_Capacity_MW | Southern_NV_Eldorado_Li_Battery_4hr_40_Generic |  | -1 | -1 | -1 | -1 | -1 | -1 | -1 | -1 | -1 | -1 | -1 | -1 | -1 | -1 | -1 | -1 | -1 | -1 | -1 | -1 | -1 | -1 | -1 | -1 | -1 | -1 | -1 | -1 | -1 | -1 | -1
Southern_NV_Eldorado_Li_Battery_4hr_42_Generic | generic-deliverability | Generic_SCE_East_Pisgah_500_offpeak | Operational_New_Capacity_MW | Southern_NV_Eldorado_Li_Battery_4hr_42_Generic |  | -1 | -1 | -1 | -1 | -1 | -1 | -1 | -1 | -1 | -1 | -1 | -1 | -1 | -1 | -1 | -1 | -1 | -1 | -1 | -1 | -1 | -1 | -1 | -1 | -1 | -1 | -1 | -1 | -1 | -1 | -1
Southern_NV_Eldorado_Li_Battery_8hr_15_Generic | generic-deliverability | Generic_SCE_East_Pisgah_500_offpeak | Operational_New_Capacity_MW | Southern_NV_Eldorado_Li_Battery_8hr_15_Generic |  | -1 | -1 | -1 | -1 | -1 | -1 | -1 | -1 | -1 | -1 | -1 | -1 | -1 | -1 | -1 | -1 | -1 | -1 | -1 | -1 | -1 | -1 | -1 | -1 | -1 | -1 | -1 | -1 | -1 | -1 | -1
Southern_NV_Eldorado_Li_Battery_8hr_16_Generic | generic-deliverability | Generic_SCE_East_Pisgah_500_offpeak | Operational_New_Capacity_MW | Southern_NV_Eldorado_Li_Battery_8hr_16_Generic |  | -1 | -1 | -1 | -1 | -1 | -1 | -1 | -1 | -1 | -1 | -1 | -1 | -1 | -1 | -1 | -1 | -1 | -1 | -1 | -1 | -1 | -1 | -1 | -1 | -1 | -1 | -1 | -1 | -1 | -1 | -1
Southern_NV_Eldorado_Li_Battery_8hr_19_Generic | generic-deliverability | Generic_SCE_East_Pisgah_500_offpeak | Operational_New_Capacity_MW | Southern_NV_Eldorado_Li_Battery_8hr_19_Generic |  | -1 | -1 | -1 | -1 | -1 | -1 | -1 | -1 | -1 | -1 | -1 | -1 | -1 | -1 | -1 | -1 | -1 | -1 | -1 | -1 | -1 | -1 | -1 | -1 | -1 | -1 | -1 | -1 | -1 | -1 | -1
Southern_NV_Eldorado_Li_Battery_8hr_2_Generic | generic-deliverability | Generic_SCE_East_Pisgah_500_offpeak | Operational_New_Capacity_MW | Southern_NV_Eldorado_Li_Battery_8hr_2_Generic |  | -1 | -1 | -1 | -1 | -1 | -1 | -1 | -1 | -1 | -1 | -1 | -1 | -1 | -1 | -1 | -1 | -1 | -1 | -1 | -1 | -1 | -1 | -1 | -1 | -1 | -1 | -1 | -1 | -1 | -1 | -1
Southern_NV_Eldorado_Li_Battery_8hr_40_Generic | generic-deliverability | Generic_SCE_East_Pisgah_500_offpeak | Operational_New_Capacity_MW | Southern_NV_Eldorado_Li_Battery_8hr_40_Generic |  | -1 | -1 | -1 | -1 | -1 | -1 | -1 | -1 | -1 | -1 | -1 | -1 | -1 | -1 | -1 | -1 | -1 | -1 | -1 | -1 | -1 | -1 | -1 | -1 | -1 | -1 | -1 | -1 | -1 | -1 | -1
Southern_NV_Eldorado_Li_Battery_8hr_42_Generic | generic-deliverability | Generic_SCE_East_Pisgah_500_offpeak | Operational_New_Capacity_MW | Southern_NV_Eldorado_Li_Battery_8hr_42_Generic |  | -1 | -1 | -1 | -1 | -1 | -1 | -1 | -1 | -1 | -1 | -1 | -1 | -1 | -1 | -1 | -1 | -1 | -1 | -1 | -1 | -1 | -1 | -1 | -1 | -1 | -1 | -1 | -1 | -1 | -1 | -1
Southern_NV_Eldorado_Solar_15_Generic | generic-deliverability | Generic_SCE_East_Pisgah_500_offpeak | Operational_New_Capacity_MW | Southern_NV_Eldorado_Solar_15_Generic |  | 0.77 | 0.77 | 0.77 | 0.77 | 0.77 | 0.77 | 0.77 | 0.77 | 0.77 | 0.77 | 0.77 | 0.77 | 0.77 | 0.77 | 0.77 | 0.77 | 0.77 | 0.77 | 0.77 | 0.77 | 0.77 | 0.77 | 0.77 | 0.77 | 0.77 | 0.77 | 0.77 | 0.77 | 0.77 | 0.77 | 0.77
Southern_NV_Eldorado_Solar_16_Generic | generic-deliverability | Generic_SCE_East_Pisgah_500_offpeak | Operational_New_Capacity_MW | Southern_NV_Eldorado_Solar_16_Generic |  | 0.77 | 0.77 | 0.77 | 0.77 | 0.77 | 0.77 | 0.77 | 0.77 | 0.77 | 0.77 | 0.77 | 0.77 | 0.77 | 0.77 | 0.77 | 0.77 | 0.77 | 0.77 | 0.77 | 0.77 | 0.77 | 0.77 | 0.77 | 0.77 | 0.77 | 0.77 | 0.77 | 0.77 | 0.77 | 0.77 | 0.77
Southern_NV_Eldorado_Solar_19_Generic | generic-deliverability | Generic_SCE_East_Pisgah_500_offpeak | Operational_New_Capacity_MW | Southern_NV_Eldorado_Solar_19_Generic |  | 0.77 | 0.77 | 0.77 | 0.77 | 0.77 | 0.77 | 0.77 | 0.77 | 0.77 | 0.77 | 0.77 | 0.77 | 0.77 | 0.77 | 0.77 | 0.77 | 0.77 | 0.77 | 0.77 | 0.77 | 0.77 | 0.77 | 0.77 | 0.77 | 0.77 | 0.77 | 0.77 | 0.77 | 0.77 | 0.77 | 0.77
Southern_NV_Eldorado_Solar_2_Generic | generic-deliverability | Generic_SCE_East_Pisgah_500_offpeak | Operational_New_Capacity_MW | Southern_NV_Eldorado_Solar_2_Generic |  | 0.77 | 0.77 | 0.77 | 0.77 | 0.77 | 0.77 | 0.77 | 0.77 | 0.77 | 0.77 | 0.77 | 0.77 | 0.77 | 0.77 | 0.77 | 0.77 | 0.77 | 0.77 | 0.77 | 0.77 | 0.77 | 0.77 | 0.77 | 0.77 | 0.77 | 0.77 | 0.77 | 0.77 | 0.77 | 0.77 | 0.77
Southern_NV_Eldorado_Solar_40_Generic | generic-deliverability | Generic_SCE_East_Pisgah_500_offpeak | Operational_New_Capacity_MW | Southern_NV_Eldorado_Solar_40_Generic |  | 0.77 | 0.77 | 0.77 | 0.77 | 0.77 | 0.77 | 0.77 | 0.77 | 0.77 | 0.77 | 0.77 | 0.77 | 0.77 | 0.77 | 0.77 | 0.77 | 0.77 | 0.77 | 0.77 | 0.77 | 0.77 | 0.77 | 0.77 | 0.77 | 0.77 | 0.77 | 0.77 | 0.77 | 0.77 | 0.77 | 0.77
Southern_NV_Eldorado_Solar_42_Generic | generic-deliverability | Generic_SCE_East_Pisgah_500_offpeak | Operational_New_Capacity_MW | Southern_NV_Eldorado_Solar_42_Generic |  | 0.77 | 0.77 | 0.77 | 0.77 | 0.77 | 0.77 | 0.77 | 0.77 | 0.77 | 0.77 | 0.77 | 0.77 | 0.77 | 0.77 | 0.77 | 0.77 | 0.77 | 0.77 | 0.77 | 0.77 | 0.77 | 0.77 | 0.77 | 0.77 | 0.77 | 0.77 | 0.77 | 0.77 | 0.77 | 0.77 | 0.77
Southern_NV_Eldorado_Wind_15_Generic | generic-deliverability | Generic_SCE_East_Pisgah_500_offpeak | Operational_New_Capacity_MW | Southern_NV_Eldorado_Wind_15_Generic |  | 0.44 | 0.44 | 0.44 | 0.44 | 0.44 | 0.44 | 0.44 | 0.44 | 0.44 | 0.44 | 0.44 | 0.44 | 0.44 | 0.44 | 0.44 | 0.44 | 0.44 | 0.44 | 0.44 | 0.44 | 0.44 | 0.44 | 0.44 | 0.44 | 0.44 | 0.44 | 0.44 | 0.44 | 0.44 | 0.44 | 0.44
Southern_NV_Eldorado_Wind_16_Generic | generic-deliverability | Generic_SCE_East_Pisgah_500_offpeak | Operational_New_Capacity_MW | Southern_NV_Eldorado_Wind_16_Generic |  | 0.44 | 0.44 | 0.44 | 0.44 | 0.44 | 0.44 | 0.44 | 0.44 | 0.44 | 0.44 | 0.44 | 0.44 | 0.44 | 0.44 | 0.44 | 0.44 | 0.44 | 0.44 | 0.44 | 0.44 | 0.44 | 0.44 | 0.44 | 0.44 | 0.44 | 0.44 | 0.44 | 0.44 | 0.44 | 0.44 | 0.44
Southern_NV_Eldorado_Wind_2_Generic | generic-deliverability | Generic_SCE_East_Pisgah_500_offpeak | Operational_New_Capacity_MW | Southern_NV_Eldorado_Wind_2_Generic |  | 0.44 | 0.44 | 0.44 | 0.44 | 0.44 | 0.44 | 0.44 | 0.44 | 0.44 | 0.44 | 0.44 | 0.44 | 0.44 | 0.44 | 0.44 | 0.44 | 0.44 | 0.44 | 0.44 | 0.44 | 0.44 | 0.44 | 0.44 | 0.44 | 0.44 | 0.44 | 0.44 | 0.44 | 0.44 | 0.44 | 0.44
Tehachapi_Flow_Battery_101_Generic | generic-deliverability | Generic_SCE_East_Pisgah_500_offpeak | Operational_New_Capacity_MW | Tehachapi_Flow_Battery_101_Generic |  | -1 | -1 | -1 | -1 | -1 | -1 | -1 | -1 | -1 | -1 | -1 | -1 | -1 | -1 | -1 | -1 | -1 | -1 | -1 | -1 | -1 | -1 | -1 | -1 | -1 | -1 | -1 | -1 | -1 | -1 | -1
Tehachapi_Flow_Battery_28_Generic | generic-deliverability | Generic_SCE_East_Pisgah_500_offpeak | Operational_New_Capacity_MW | Tehachapi_Flow_Battery_28_Generic |  | -1 | -1 | -1 | -1 | -1 | -1 | -1 | -1 | -1 | -1 | -1 | -1 | -1 | -1 | -1 | -1 | -1 | -1 | -1 | -1 | -1 | -1 | -1 | -1 | -1 | -1 | -1 | -1 | -1 | -1 | -1
Tehachapi_Flow_Battery_78_Generic | generic-deliverability | Generic_SCE_East_Pisgah_500_offpeak | Operational_New_Capacity_MW | Tehachapi_Flow_Battery_78_Generic |  | -1 | -1 | -1 | -1 | -1 | -1 | -1 | -1 | -1 | -1 | -1 | -1 | -1 | -1 | -1 | -1 | -1 | -1 | -1 | -1 | -1 | -1 | -1 | -1 | -1 | -1 | -1 | -1 | -1 | -1 | -1
Tehachapi_Li_Battery_4hr_101_Generic | generic-deliverability | Generic_SCE_East_Pisgah_500_offpeak | Operational_New_Capacity_MW | Tehachapi_Li_Battery_4hr_101_Generic |  | -1 | -1 | -1 | -1 | -1 | -1 | -1 | -1 | -1 | -1 | -1 | -1 | -1 | -1 | -1 | -1 | -1 | -1 | -1 | -1 | -1 | -1 | -1 | -1 | -1 | -1 | -1 | -1 | -1 | -1 | -1
Tehachapi_Li_Battery_4hr_28_Generic | generic-deliverability | Generic_SCE_East_Pisgah_500_offpeak | Operational_New_Capacity_MW | Tehachapi_Li_Battery_4hr_28_Generic |  | -1 | -1 | -1 | -1 | -1 | -1 | -1 | -1 | -1 | -1 | -1 | -1 | -1 | -1 | -1 | -1 | -1 | -1 | -1 | -1 | -1 | -1 | -1 | -1 | -1 | -1 | -1 | -1 | -1 | -1 | -1
Tehachapi_Li_Battery_4hr_78_Generic | generic-deliverability | Generic_SCE_East_Pisgah_500_offpeak | Operational_New_Capacity_MW | Tehachapi_Li_Battery_4hr_78_Generic |  | -1 | -1 | -1 | -1 | -1 | -1 | -1 | -1 | -1 | -1 | -1 | -1 | -1 | -1 | -1 | -1 | -1 | -1 | -1 | -1 | -1 | -1 | -1 | -1 | -1 | -1 | -1 | -1 | -1 | -1 | -1
Tehachapi_Li_Battery_8hr_101_Generic | generic-deliverability | Generic_SCE_East_Pisgah_500_offpeak | Operational_New_Capacity_MW | Tehachapi_Li_Battery_8hr_101_Generic |  | -1 | -1 | -1 | -1 | -1 | -1 | -1 | -1 | -1 | -1 | -1 | -1 | -1 | -1 | -1 | -1 | -1 | -1 | -1 | -1 | -1 | -1 | -1 | -1 | -1 | -1 | -1 | -1 | -1 | -1 | -1
Tehachapi_Li_Battery_8hr_28_Generic | generic-deliverability | Generic_SCE_East_Pisgah_500_offpeak | Operational_New_Capacity_MW | Tehachapi_Li_Battery_8hr_28_Generic |  | -1 | -1 | -1 | -1 | -1 | -1 | -1 | -1 | -1 | -1 | -1 | -1 | -1 | -1 | -1 | -1 | -1 | -1 | -1 | -1 | -1 | -1 | -1 | -1 | -1 | -1 | -1 | -1 | -1 | -1 | -1
Tehachapi_Li_Battery_8hr_78_Generic | generic-deliverability | Generic_SCE_East_Pisgah_500_offpeak | Operational_New_Capacity_MW | Tehachapi_Li_Battery_8hr_78_Generic |  | -1 | -1 | -1 | -1 | -1 | -1 | -1 | -1 | -1 | -1 | -1 | -1 | -1 | -1 | -1 | -1 | -1 | -1 | -1 | -1 | -1 | -1 | -1 | -1 | -1 | -1 | -1 | -1 | -1 | -1 | -1
Tehachapi_Solar_101_Generic | generic-deliverability | Generic_SCE_East_Pisgah_500_offpeak | Operational_New_Capacity_MW | Tehachapi_Solar_101_Generic |  | 0.77 | 0.77 | 0.77 | 0.77 | 0.77 | 0.77 | 0.77 | 0.77 | 0.77 | 0.77 | 0.77 | 0.77 | 0.77 | 0.77 | 0.77 | 0.77 | 0.77 | 0.77 | 0.77 | 0.77 | 0.77 | 0.77 | 0.77 | 0.77 | 0.77 | 0.77 | 0.77 | 0.77 | 0.77 | 0.77 | 0.77
Tehachapi_Solar_28_Generic | generic-deliverability | Generic_SCE_East_Pisgah_500_offpeak | Operational_New_Capacity_MW | Tehachapi_Solar_28_Generic |  | 0.77 | 0.77 | 0.77 | 0.77 | 0.77 | 0.77 | 0.77 | 0.77 | 0.77 | 0.77 | 0.77 | 0.77 | 0.77 | 0.77 | 0.77 | 0.77 | 0.77 | 0.77 | 0.77 | 0.77 | 0.77 | 0.77 | 0.77 | 0.77 | 0.77 | 0.77 | 0.77 | 0.77 | 0.77 | 0.77 | 0.77
Tehachapi_Solar_78_Generic | generic-deliverability | Generic_SCE_East_Pisgah_500_offpeak | Operational_New_Capacity_MW | Tehachapi_Solar_78_Generic |  | 0.77 | 0.77 | 0.77 | 0.77 | 0.77 | 0.77 | 0.77 | 0.77 | 0.77 | 0.77 | 0.77 | 0.77 | 0.77 | 0.77 | 0.77 | 0.77 | 0.77 | 0.77 | 0.77 | 0.77 | 0.77 | 0.77 | 0.77 | 0.77 | 0.77 | 0.77 | 0.77 | 0.77 | 0.77 | 0.77 | 0.77
Utah_Geothermal_19_Generic | generic-deliverability | Generic_SCE_East_Pisgah_500_offpeak | Operational_New_Capacity_MW | Utah_Geothermal_19_Generic |  | 1 | 1 | 1 | 1 | 1 | 1 | 1 | 1 | 1 | 1 | 1 | 1 | 1 | 1 | 1 | 1 | 1 | 1 | 1 | 1 | 1 | 1 | 1 | 1 | 1 | 1 | 1 | 1 | 1 | 1 | 1
Utah_Wind_19_Generic | generic-deliverability | Generic_SCE_East_Pisgah_500_offpeak | Operational_New_Capacity_MW | Utah_Wind_19_Generic |  | 0.67 | 0.67 | 0.67 | 0.67 | 0.67 | 0.67 | 0.67 | 0.67 | 0.67 | 0.67 | 0.67 | 0.67 | 0.67 | 0.67 | 0.67 | 0.67 | 0.67 | 0.67 | 0.67 | 0.67 | 0.67 | 0.67 | 0.67 | 0.67 | 0.67 | 0.67 | 0.67 | 0.67 | 0.67 | 0.67 | 0.67
Wyoming_Wind_19_Generic | generic-deliverability | Generic_SCE_East_Pisgah_500_offpeak | Operational_New_Capacity_MW | Wyoming_Wind_19_Generic |  | 0.67 | 0.67 | 0.67 | 0.67 | 0.67 | 0.67 | 0.67 | 0.67 | 0.67 | 0.67 | 0.67 | 0.67 | 0.67 | 0.67 | 0.67 | 0.67 | 0.67 | 0.67 | 0.67 | 0.67 | 0.67 | 0.67 | 0.67 | 0.67 | 0.67 | 0.67 | 0.67 | 0.67 | 0.67 | 0.67 | 0.67
Generic_SCE_East_Pisgah_500_group | generic-deliverability | Generic_SCE_East_Pisgah_500_offpeak | Operational_New_Capacity_MW | Generic_SCE_East_Pisgah_500_group |  | -1 | -1 | -1 | -1 | -1 | -1 | -1 | -1 | -1 | -1 | -1 | -1 | -1 | -1 | -1 | -1 | -1 | -1 | -1 | -1 | -1 | -1 | -1 | -1 | -1 | -1 | -1 | -1 | -1 | -1 | -1
Arizona_Flow_Battery_55_Generic | generic-deliverability | Generic_SCE_East_Pisgah_500_SSN | Reliability_Capacity_In_Model_Year | System RA | Arizona_Flow_Battery_55_Generic | 0.5 | 0.5 | 0.5 | 0.5 | 0.5 | 0.5 | 0.5 | 0.5 | 0.5 | 0.5 | 0.5 | 0.5 | 0.5 | 0.5 | 0.5 | 0.5 | 0.5 | 0.5 | 0.5 | 0.5 | 0.5 | 0.5 | 0.5 | 0.5 | 0.5 | 0.5 | 0.5 | 0.5 | 0.5 | 0.5 | 0.5
Arizona_Flow_Battery_90_Generic | generic-deliverability | Generic_SCE_East_Pisgah_500_SSN | Reliability_Capacity_In_Model_Year | System RA | Arizona_Flow_Battery_90_Generic | 0.5 | 0.5 | 0.5 | 0.5 | 0.5 | 0.5 | 0.5 | 0.5 | 0.5 | 0.5 | 0.5 | 0.5 | 0.5 | 0.5 | 0.5 | 0.5 | 0.5 | 0.5 | 0.5 | 0.5 | 0.5 | 0.5 | 0.5 | 0.5 | 0.5 | 0.5 | 0.5 | 0.5 | 0.5 | 0.5 | 0.5
Arizona_Li_Battery_4hr_55_Generic | generic-deliverability | Generic_SCE_East_Pisgah_500_SSN | Reliability_Capacity_In_Model_Year | System RA | Arizona_Li_Battery_4hr_55_Generic | 0.5 | 0.5 | 0.5 | 0.5 | 0.5 | 0.5 | 0.5 | 0.5 | 0.5 | 0.5 | 0.5 | 0.5 | 0.5 | 0.5 | 0.5 | 0.5 | 0.5 | 0.5 | 0.5 | 0.5 | 0.5 | 0.5 | 0.5 | 0.5 | 0.5 | 0.5 | 0.5 | 0.5 | 0.5 | 0.5 | 0.5
Arizona_Li_Battery_4hr_90_Generic | generic-deliverability | Generic_SCE_East_Pisgah_500_SSN | Reliability_Capacity_In_Model_Year | System RA | Arizona_Li_Battery_4hr_90_Generic | 0.5 | 0.5 | 0.5 | 0.5 | 0.5 | 0.5 | 0.5 | 0.5 | 0.5 | 0.5 | 0.5 | 0.5 | 0.5 | 0.5 | 0.5 | 0.5 | 0.5 | 0.5 | 0.5 | 0.5 | 0.5 | 0.5 | 0.5 | 0.5 | 0.5 | 0.5 | 0.5 | 0.5 | 0.5 | 0.5 | 0.5
Arizona_Li_Battery_8hr_55_Generic | generic-deliverability | Generic_SCE_East_Pisgah_500_SSN | Reliability_Capacity_In_Model_Year | System RA | Arizona_Li_Battery_8hr_55_Generic | 0.5 | 0.5 | 0.5 | 0.5 | 0.5 | 0.5 | 0.5 | 0.5 | 0.5 | 0.5 | 0.5 | 0.5 | 0.5 | 0.5 | 0.5 | 0.5 | 0.5 | 0.5 | 0.5 | 0.5 | 0.5 | 0.5 | 0.5 | 0.5 | 0.5 | 0.5 | 0.5 | 0.5 | 0.5 | 0.5 | 0.5
Arizona_Li_Battery_8hr_90_Generic | generic-deliverability | Generic_SCE_East_Pisgah_500_SSN | Reliability_Capacity_In_Model_Year | System RA | Arizona_Li_Battery_8hr_90_Generic | 0.5 | 0.5 | 0.5 | 0.5 | 0.5 | 0.5 | 0.5 | 0.5 | 0.5 | 0.5 | 0.5 | 0.5 | 0.5 | 0.5 | 0.5 | 0.5 | 0.5 | 0.5 | 0.5 | 0.5 | 0.5 | 0.5 | 0.5 | 0.5 | 0.5 | 0.5 | 0.5 | 0.5 | 0.5 | 0.5 | 0.5
Arizona_Solar_55_Generic | generic-deliverability | Generic_SCE_East_Pisgah_500_SSN | Reliability_Capacity_In_Model_Year | System RA | Arizona_Solar_55_Generic | 0.427 | 0.427 | 0.427 | 0.427 | 0.427 | 0.427 | 0.427 | 0.427 | 0.427 | 0.427 | 0.427 | 0.427 | 0.427 | 0.427 | 0.427 | 0.427 | 0.427 | 0.427 | 0.427 | 0.427 | 0.427 | 0.427 | 0.427 | 0.427 | 0.427 | 0.427 | 0.427 | 0.427 | 0.427 | 0.427 | 0.427
Arizona_Solar_90_Generic | generic-deliverability | Generic_SCE_East_Pisgah_500_SSN | Reliability_Capacity_In_Model_Year | System RA | Arizona_Solar_90_Generic | 0.427 | 0.427 | 0.427 | 0.427 | 0.427 | 0.427 | 0.427 | 0.427 | 0.427 | 0.427 | 0.427 | 0.427 | 0.427 | 0.427 | 0.427 | 0.427 | 0.427 | 0.427 | 0.427 | 0.427 | 0.427 | 0.427 | 0.427 | 0.427 | 0.427 | 0.427 | 0.427 | 0.427 | 0.427 | 0.427 | 0.427
Baja_California_Wind_133_Generic | generic-deliverability | Generic_SCE_East_Pisgah_500_SSN | Reliability_Capacity_In_Model_Year | System RA | Baja_California_Wind_133_Generic | 0.112 | 0.112 | 0.112 | 0.112 | 0.112 | 0.112 | 0.112 | 0.112 | 0.112 | 0.112 | 0.112 | 0.112 | 0.112 | 0.112 | 0.112 | 0.112 | 0.112 | 0.112 | 0.112 | 0.112 | 0.112 | 0.112 | 0.112 | 0.112 | 0.112 | 0.112 | 0.112 | 0.112 | 0.112 | 0.112 | 0.112
Central_Nevada_Geothermal_42_Generic | generic-deliverability | Generic_SCE_East_Pisgah_500_SSN | Reliability_Capacity_In_Model_Year | System RA | Central_Nevada_Geothermal_42_Generic | 1 | 1 | 1 | 1 | 1 | 1 | 1 | 1 | 1 | 1 | 1 | 1 | 1 | 1 | 1 | 1 | 1 | 1 | 1 | 1 | 1 | 1 | 1 | 1 | 1 | 1 | 1 | 1 | 1 | 1 | 1
Greater_Imperial_Flow_Battery_107_Generic | generic-deliverability | Generic_SCE_East_Pisgah_500_SSN | Reliability_Capacity_In_Model_Year | System RA | Greater_Imperial_Flow_Battery_107_Generic | 0.5 | 0.5 | 0.5 | 0.5 | 0.5 | 0.5 | 0.5 | 0.5 | 0.5 | 0.5 | 0.5 | 0.5 | 0.5 | 0.5 | 0.5 | 0.5 | 0.5 | 0.5 | 0.5 | 0.5 | 0.5 | 0.5 | 0.5 | 0.5 | 0.5 | 0.5 | 0.5 | 0.5 | 0.5 | 0.5 | 0.5
Greater_Imperial_Flow_Battery_133_Generic | generic-deliverability | Generic_SCE_East_Pisgah_500_SSN | Reliability_Capacity_In_Model_Year | System RA | Greater_Imperial_Flow_Battery_133_Generic | 0.5 | 0.5 | 0.5 | 0.5 | 0.5 | 0.5 | 0.5 | 0.5 | 0.5 | 0.5 | 0.5 | 0.5 | 0.5 | 0.5 | 0.5 | 0.5 | 0.5 | 0.5 | 0.5 | 0.5 | 0.5 | 0.5 | 0.5 | 0.5 | 0.5 | 0.5 | 0.5 | 0.5 | 0.5 | 0.5 | 0.5
Greater_Imperial_Li_Battery_4hr_107_Generic | generic-deliverability | Generic_SCE_East_Pisgah_500_SSN | Reliability_Capacity_In_Model_Year | System RA | Greater_Imperial_Li_Battery_4hr_107_Generic | 0.5 | 0.5 | 0.5 | 0.5 | 0.5 | 0.5 | 0.5 | 0.5 | 0.5 | 0.5 | 0.5 | 0.5 | 0.5 | 0.5 | 0.5 | 0.5 | 0.5 | 0.5 | 0.5 | 0.5 | 0.5 | 0.5 | 0.5 | 0.5 | 0.5 | 0.5 | 0.5 | 0.5 | 0.5 | 0.5 | 0.5
Greater_Imperial_Li_Battery_4hr_133_Generic | generic-deliverability | Generic_SCE_East_Pisgah_500_SSN | Reliability_Capacity_In_Model_Year | System RA | Greater_Imperial_Li_Battery_4hr_133_Generic | 0.5 | 0.5 | 0.5 | 0.5 | 0.5 | 0.5 | 0.5 | 0.5 | 0.5 | 0.5 | 0.5 | 0.5 | 0.5 | 0.5 | 0.5 | 0.5 | 0.5 | 0.5 | 0.5 | 0.5 | 0.5 | 0.5 | 0.5 | 0.5 | 0.5 | 0.5 | 0.5 | 0.5 | 0.5 | 0.5 | 0.5
Greater_Imperial_Li_Battery_8hr_107_Generic | generic-deliverability | Generic_SCE_East_Pisgah_500_SSN | Reliability_Capacity_In_Model_Year | System RA | Greater_Imperial_Li_Battery_8hr_107_Generic | 0.5 | 0.5 | 0.5 | 0.5 | 0.5 | 0.5 | 0.5 | 0.5 | 0.5 | 0.5 | 0.5 | 0.5 | 0.5 | 0.5 | 0.5 | 0.5 | 0.5 | 0.5 | 0.5 | 0.5 | 0.5 | 0.5 | 0.5 | 0.5 | 0.5 | 0.5 | 0.5 | 0.5 | 0.5 | 0.5 | 0.5
Greater_Imperial_Li_Battery_8hr_133_Generic | generic-deliverability | Generic_SCE_East_Pisgah_500_SSN | Reliability_Capacity_In_Model_Year | System RA | Greater_Imperial_Li_Battery_8hr_133_Generic | 0.5 | 0.5 | 0.5 | 0.5 | 0.5 | 0.5 | 0.5 | 0.5 | 0.5 | 0.5 | 0.5 | 0.5 | 0.5 | 0.5 | 0.5 | 0.5 | 0.5 | 0.5 | 0.5 | 0.5 | 0.5 | 0.5 | 0.5 | 0.5 | 0.5 | 0.5 | 0.5 | 0.5 | 0.5 | 0.5 | 0.5
Greater_Imperial_Solar_107_Generic | generic-deliverability | Generic_SCE_East_Pisgah_500_SSN | Reliability_Capacity_In_Model_Year | System RA | Greater_Imperial_Solar_107_Generic | 0.427 | 0.427 | 0.427 | 0.427 | 0.427 | 0.427 | 0.427 | 0.427 | 0.427 | 0.427 | 0.427 | 0.427 | 0.427 | 0.427 | 0.427 | 0.427 | 0.427 | 0.427 | 0.427 | 0.427 | 0.427 | 0.427 | 0.427 | 0.427 | 0.427 | 0.427 | 0.427 | 0.427 | 0.427 | 0.427 | 0.427
Greater_Imperial_Solar_133_Generic | generic-deliverability | Generic_SCE_East_Pisgah_500_SSN | Reliability_Capacity_In_Model_Year | System RA | Greater_Imperial_Solar_133_Generic | 0.427 | 0.427 | 0.427 | 0.427 | 0.427 | 0.427 | 0.427 | 0.427 | 0.427 | 0.427 | 0.427 | 0.427 | 0.427 | 0.427 | 0.427 | 0.427 | 0.427 | 0.427 | 0.427 | 0.427 | 0.427 | 0.427 | 0.427 | 0.427 | 0.427 | 0.427 | 0.427 | 0.427 | 0.427 | 0.427 | 0.427
Greater_LA_Flow_Battery_58_Generic | generic-deliverability | Generic_SCE_East_Pisgah_500_SSN | Reliability_Capacity_In_Model_Year | System RA | Greater_LA_Flow_Battery_58_Generic | 0.5 | 0.5 | 0.5 | 0.5 | 0.5 | 0.5 | 0.5 | 0.5 | 0.5 | 0.5 | 0.5 | 0.5 | 0.5 | 0.5 | 0.5 | 0.5 | 0.5 | 0.5 | 0.5 | 0.5 | 0.5 | 0.5 | 0.5 | 0.5 | 0.5 | 0.5 | 0.5 | 0.5 | 0.5 | 0.5 | 0.5
Greater_LA_Li_Battery_4hr_58_Generic | generic-deliverability | Generic_SCE_East_Pisgah_500_SSN | Reliability_Capacity_In_Model_Year | System RA | Greater_LA_Li_Battery_4hr_58_Generic | 0.5 | 0.5 | 0.5 | 0.5 | 0.5 | 0.5 | 0.5 | 0.5 | 0.5 | 0.5 | 0.5 | 0.5 | 0.5 | 0.5 | 0.5 | 0.5 | 0.5 | 0.5 | 0.5 | 0.5 | 0.5 | 0.5 | 0.5 | 0.5 | 0.5 | 0.5 | 0.5 | 0.5 | 0.5 | 0.5 | 0.5
Greater_LA_Li_Battery_8hr_58_Generic | generic-deliverability | Generic_SCE_East_Pisgah_500_SSN | Reliability_Capacity_In_Model_Year | System RA | Greater_LA_Li_Battery_8hr_58_Generic | 0.5 | 0.5 | 0.5 | 0.5 | 0.5 | 0.5 | 0.5 | 0.5 | 0.5 | 0.5 | 0.5 | 0.5 | 0.5 | 0.5 | 0.5 | 0.5 | 0.5 | 0.5 | 0.5 | 0.5 | 0.5 | 0.5 | 0.5 | 0.5 | 0.5 | 0.5 | 0.5 | 0.5 | 0.5 | 0.5 | 0.5
Greater_LA_Solar_58_Generic | generic-deliverability | Generic_SCE_East_Pisgah_500_SSN | Reliability_Capacity_In_Model_Year | System RA | Greater_LA_Solar_58_Generic | 0.427 | 0.427 | 0.427 | 0.427 | 0.427 | 0.427 | 0.427 | 0.427 | 0.427 | 0.427 | 0.427 | 0.427 | 0.427 | 0.427 | 0.427 | 0.427 | 0.427 | 0.427 | 0.427 | 0.427 | 0.427 | 0.427 | 0.427 | 0.427 | 0.427 | 0.427 | 0.427 | 0.427 | 0.427 | 0.427 | 0.427
Idaho_Wind_19_Generic | generic-deliverability | Generic_SCE_East_Pisgah_500_SSN | Reliability_Capacity_In_Model_Year | System RA | Idaho_Wind_19_Generic | 0.35 | 0.35 | 0.35 | 0.35 | 0.35 | 0.35 | 0.35 | 0.35 | 0.35 | 0.35 | 0.35 | 0.35 | 0.35 | 0.35 | 0.35 | 0.35 | 0.35 | 0.35 | 0.35 | 0.35 | 0.35 | 0.35 | 0.35 | 0.35 | 0.35 | 0.35 | 0.35 | 0.35 | 0.35 | 0.35 | 0.35
New_Mexico_Wind_55_Generic | generic-deliverability | Generic_SCE_East_Pisgah_500_SSN | Reliability_Capacity_In_Model_Year | System RA | New_Mexico_Wind_55_Generic | 0.35 | 0.35 | 0.35 | 0.35 | 0.35 | 0.35 | 0.35 | 0.35 | 0.35 | 0.35 | 0.35 | 0.35 | 0.35 | 0.35 | 0.35 | 0.35 | 0.35 | 0.35 | 0.35 | 0.35 | 0.35 | 0.35 | 0.35 | 0.35 | 0.35 | 0.35 | 0.35 | 0.35 | 0.35 | 0.35 | 0.35
Northern_Nevada_Geothermal_19_Generic | generic-deliverability | Generic_SCE_East_Pisgah_500_SSN | Reliability_Capacity_In_Model_Year | System RA | Northern_Nevada_Geothermal_19_Generic | 1 | 1 | 1 | 1 | 1 | 1 | 1 | 1 | 1 | 1 | 1 | 1 | 1 | 1 | 1 | 1 | 1 | 1 | 1 | 1 | 1 | 1 | 1 | 1 | 1 | 1 | 1 | 1 | 1 | 1 | 1
Southern_NV_Eldorado_Flow_Battery_15_Generic | generic-deliverability | Generic_SCE_East_Pisgah_500_SSN | Reliability_Capacity_In_Model_Year | System RA | Southern_NV_Eldorado_Flow_Battery_15_Generic | 0.5 | 0.5 | 0.5 | 0.5 | 0.5 | 0.5 | 0.5 | 0.5 | 0.5 | 0.5 | 0.5 | 0.5 | 0.5 | 0.5 | 0.5 | 0.5 | 0.5 | 0.5 | 0.5 | 0.5 | 0.5 | 0.5 | 0.5 | 0.5 | 0.5 | 0.5 | 0.5 | 0.5 | 0.5 | 0.5 | 0.5
Southern_NV_Eldorado_Flow_Battery_16_Generic | generic-deliverability | Generic_SCE_East_Pisgah_500_SSN | Reliability_Capacity_In_Model_Year | System RA | Southern_NV_Eldorado_Flow_Battery_16_Generic | 0.5 | 0.5 | 0.5 | 0.5 | 0.5 | 0.5 | 0.5 | 0.5 | 0.5 | 0.5 | 0.5 | 0.5 | 0.5 | 0.5 | 0.5 | 0.5 | 0.5 | 0.5 | 0.5 | 0.5 | 0.5 | 0.5 | 0.5 | 0.5 | 0.5 | 0.5 | 0.5 | 0.5 | 0.5 | 0.5 | 0.5
Southern_NV_Eldorado_Flow_Battery_19_Generic | generic-deliverability | Generic_SCE_East_Pisgah_500_SSN | Reliability_Capacity_In_Model_Year | System RA | Southern_NV_Eldorado_Flow_Battery_19_Generic | 0.5 | 0.5 | 0.5 | 0.5 | 0.5 | 0.5 | 0.5 | 0.5 | 0.5 | 0.5 | 0.5 | 0.5 | 0.5 | 0.5 | 0.5 | 0.5 | 0.5 | 0.5 | 0.5 | 0.5 | 0.5 | 0.5 | 0.5 | 0.5 | 0.5 | 0.5 | 0.5 | 0.5 | 0.5 | 0.5 | 0.5
Southern_NV_Eldorado_Flow_Battery_2_Generic | generic-deliverability | Generic_SCE_East_Pisgah_500_SSN | Reliability_Capacity_In_Model_Year | System RA | Southern_NV_Eldorado_Flow_Battery_2_Generic | 0.5 | 0.5 | 0.5 | 0.5 | 0.5 | 0.5 | 0.5 | 0.5 | 0.5 | 0.5 | 0.5 | 0.5 | 0.5 | 0.5 | 0.5 | 0.5 | 0.5 | 0.5 | 0.5 | 0.5 | 0.5 | 0.5 | 0.5 | 0.5 | 0.5 | 0.5 | 0.5 | 0.5 | 0.5 | 0.5 | 0.5
Southern_NV_Eldorado_Flow_Battery_40_Generic | generic-deliverability | Generic_SCE_East_Pisgah_500_SSN | Reliability_Capacity_In_Model_Year | System RA | Southern_NV_Eldorado_Flow_Battery_40_Generic | 0.5 | 0.5 | 0.5 | 0.5 | 0.5 | 0.5 | 0.5 | 0.5 | 0.5 | 0.5 | 0.5 | 0.5 | 0.5 | 0.5 | 0.5 | 0.5 | 0.5 | 0.5 | 0.5 | 0.5 | 0.5 | 0.5 | 0.5 | 0.5 | 0.5 | 0.5 | 0.5 | 0.5 | 0.5 | 0.5 | 0.5
Southern_NV_Eldorado_Flow_Battery_42_Generic | generic-deliverability | Generic_SCE_East_Pisgah_500_SSN | Reliability_Capacity_In_Model_Year | System RA | Southern_NV_Eldorado_Flow_Battery_42_Generic | 0.5 | 0.5 | 0.5 | 0.5 | 0.5 | 0.5 | 0.5 | 0.5 | 0.5 | 0.5 | 0.5 | 0.5 | 0.5 | 0.5 | 0.5 | 0.5 | 0.5 | 0.5 | 0.5 | 0.5 | 0.5 | 0.5 | 0.5 | 0.5 | 0.5 | 0.5 | 0.5 | 0.5 | 0.5 | 0.5 | 0.5
Southern_NV_Eldorado_Li_Battery_4hr_15_Generic | generic-deliverability | Generic_SCE_East_Pisgah_500_SSN | Reliability_Capacity_In_Model_Year | System RA | Southern_NV_Eldorado_Li_Battery_4hr_15_Generic | 0.5 | 0.5 | 0.5 | 0.5 | 0.5 | 0.5 | 0.5 | 0.5 | 0.5 | 0.5 | 0.5 | 0.5 | 0.5 | 0.5 | 0.5 | 0.5 | 0.5 | 0.5 | 0.5 | 0.5 | 0.5 | 0.5 | 0.5 | 0.5 | 0.5 | 0.5 | 0.5 | 0.5 | 0.5 | 0.5 | 0.5
Southern_NV_Eldorado_Li_Battery_4hr_16_Generic | generic-deliverability | Generic_SCE_East_Pisgah_500_SSN | Reliability_Capacity_In_Model_Year | System RA | Southern_NV_Eldorado_Li_Battery_4hr_16_Generic | 0.5 | 0.5 | 0.5 | 0.5 | 0.5 | 0.5 | 0.5 | 0.5 | 0.5 | 0.5 | 0.5 | 0.5 | 0.5 | 0.5 | 0.5 | 0.5 | 0.5 | 0.5 | 0.5 | 0.5 | 0.5 | 0.5 | 0.5 | 0.5 | 0.5 | 0.5 | 0.5 | 0.5 | 0.5 | 0.5 | 0.5
Southern_NV_Eldorado_Li_Battery_4hr_19_Generic | generic-deliverability | Generic_SCE_East_Pisgah_500_SSN | Reliability_Capacity_In_Model_Year | System RA | Southern_NV_Eldorado_Li_Battery_4hr_19_Generic | 0.5 | 0.5 | 0.5 | 0.5 | 0.5 | 0.5 | 0.5 | 0.5 | 0.5 | 0.5 | 0.5 | 0.5 | 0.5 | 0.5 | 0.5 | 0.5 | 0.5 | 0.5 | 0.5 | 0.5 | 0.5 | 0.5 | 0.5 | 0.5 | 0.5 | 0.5 | 0.5 | 0.5 | 0.5 | 0.5 | 0.5
Southern_NV_Eldorado_Li_Battery_4hr_2_Generic | generic-deliverability | Generic_SCE_East_Pisgah_500_SSN | Reliability_Capacity_In_Model_Year | System RA | Southern_NV_Eldorado_Li_Battery_4hr_2_Generic | 0.5 | 0.5 | 0.5 | 0.5 | 0.5 | 0.5 | 0.5 | 0.5 | 0.5 | 0.5 | 0.5 | 0.5 | 0.5 | 0.5 | 0.5 | 0.5 | 0.5 | 0.5 | 0.5 | 0.5 | 0.5 | 0.5 | 0.5 | 0.5 | 0.5 | 0.5 | 0.5 | 0.5 | 0.5 | 0.5 | 0.5
Southern_NV_Eldorado_Li_Battery_4hr_40_Generic | generic-deliverability | Generic_SCE_East_Pisgah_500_SSN | Reliability_Capacity_In_Model_Year | System RA | Southern_NV_Eldorado_Li_Battery_4hr_40_Generic | 0.5 | 0.5 | 0.5 | 0.5 | 0.5 | 0.5 | 0.5 | 0.5 | 0.5 | 0.5 | 0.5 | 0.5 | 0.5 | 0.5 | 0.5 | 0.5 | 0.5 | 0.5 | 0.5 | 0.5 | 0.5 | 0.5 | 0.5 | 0.5 | 0.5 | 0.5 | 0.5 | 0.5 | 0.5 | 0.5 | 0.5
Southern_NV_Eldorado_Li_Battery_4hr_42_Generic | generic-deliverability | Generic_SCE_East_Pisgah_500_SSN | Reliability_Capacity_In_Model_Year | System RA | Southern_NV_Eldorado_Li_Battery_4hr_42_Generic | 0.5 | 0.5 | 0.5 | 0.5 | 0.5 | 0.5 | 0.5 | 0.5 | 0.5 | 0.5 | 0.5 | 0.5 | 0.5 | 0.5 | 0.5 | 0.5 | 0.5 | 0.5 | 0.5 | 0.5 | 0.5 | 0.5 | 0.5 | 0.5 | 0.5 | 0.5 | 0.5 | 0.5 | 0.5 | 0.5 | 0.5
Southern_NV_Eldorado_Li_Battery_8hr_15_Generic | generic-deliverability | Generic_SCE_East_Pisgah_500_SSN | Reliability_Capacity_In_Model_Year | System RA | Southern_NV_Eldorado_Li_Battery_8hr_15_Generic | 0.5 | 0.5 | 0.5 | 0.5 | 0.5 | 0.5 | 0.5 | 0.5 | 0.5 | 0.5 | 0.5 | 0.5 | 0.5 | 0.5 | 0.5 | 0.5 | 0.5 | 0.5 | 0.5 | 0.5 | 0.5 | 0.5 | 0.5 | 0.5 | 0.5 | 0.5 | 0.5 | 0.5 | 0.5 | 0.5 | 0.5
Southern_NV_Eldorado_Li_Battery_8hr_16_Generic | generic-deliverability | Generic_SCE_East_Pisgah_500_SSN | Reliability_Capacity_In_Model_Year | System RA | Southern_NV_Eldorado_Li_Battery_8hr_16_Generic | 0.5 | 0.5 | 0.5 | 0.5 | 0.5 | 0.5 | 0.5 | 0.5 | 0.5 | 0.5 | 0.5 | 0.5 | 0.5 | 0.5 | 0.5 | 0.5 | 0.5 | 0.5 | 0.5 | 0.5 | 0.5 | 0.5 | 0.5 | 0.5 | 0.5 | 0.5 | 0.5 | 0.5 | 0.5 | 0.5 | 0.5
Southern_NV_Eldorado_Li_Battery_8hr_19_Generic | generic-deliverability | Generic_SCE_East_Pisgah_500_SSN | Reliability_Capacity_In_Model_Year | System RA | Southern_NV_Eldorado_Li_Battery_8hr_19_Generic | 0.5 | 0.5 | 0.5 | 0.5 | 0.5 | 0.5 | 0.5 | 0.5 | 0.5 | 0.5 | 0.5 | 0.5 | 0.5 | 0.5 | 0.5 | 0.5 | 0.5 | 0.5 | 0.5 | 0.5 | 0.5 | 0.5 | 0.5 | 0.5 | 0.5 | 0.5 | 0.5 | 0.5 | 0.5 | 0.5 | 0.5
Southern_NV_Eldorado_Li_Battery_8hr_2_Generic | generic-deliverability | Generic_SCE_East_Pisgah_500_SSN | Reliability_Capacity_In_Model_Year | System RA | Southern_NV_Eldorado_Li_Battery_8hr_2_Generic | 0.5 | 0.5 | 0.5 | 0.5 | 0.5 | 0.5 | 0.5 | 0.5 | 0.5 | 0.5 | 0.5 | 0.5 | 0.5 | 0.5 | 0.5 | 0.5 | 0.5 | 0.5 | 0.5 | 0.5 | 0.5 | 0.5 | 0.5 | 0.5 | 0.5 | 0.5 | 0.5 | 0.5 | 0.5 | 0.5 | 0.5
Southern_NV_Eldorado_Li_Battery_8hr_40_Generic | generic-deliverability | Generic_SCE_East_Pisgah_500_SSN | Reliability_Capacity_In_Model_Year | System RA | Southern_NV_Eldorado_Li_Battery_8hr_40_Generic | 0.5 | 0.5 | 0.5 | 0.5 | 0.5 | 0.5 | 0.5 | 0.5 | 0.5 | 0.5 | 0.5 | 0.5 | 0.5 | 0.5 | 0.5 | 0.5 | 0.5 | 0.5 | 0.5 | 0.5 | 0.5 | 0.5 | 0.5 | 0.5 | 0.5 | 0.5 | 0.5 | 0.5 | 0.5 | 0.5 | 0.5
Southern_NV_Eldorado_Li_Battery_8hr_42_Generic | generic-deliverability | Generic_SCE_East_Pisgah_500_SSN | Reliability_Capacity_In_Model_Year | System RA | Southern_NV_Eldorado_Li_Battery_8hr_42_Generic | 0.5 | 0.5 | 0.5 | 0.5 | 0.5 | 0.5 | 0.5 | 0.5 | 0.5 | 0.5 | 0.5 | 0.5 | 0.5 | 0.5 | 0.5 | 0.5 | 0.5 | 0.5 | 0.5 | 0.5 | 0.5 | 0.5 | 0.5 | 0.5 | 0.5 | 0.5 | 0.5 | 0.5 | 0.5 | 0.5 | 0.5
Southern_NV_Eldorado_Solar_15_Generic | generic-deliverability | Generic_SCE_East_Pisgah_500_SSN | Reliability_Capacity_In_Model_Year | System RA | Southern_NV_Eldorado_Solar_15_Generic | 0.427 | 0.427 | 0.427 | 0.427 | 0.427 | 0.427 | 0.427 | 0.427 | 0.427 | 0.427 | 0.427 | 0.427 | 0.427 | 0.427 | 0.427 | 0.427 | 0.427 | 0.427 | 0.427 | 0.427 | 0.427 | 0.427 | 0.427 | 0.427 | 0.427 | 0.427 | 0.427 | 0.427 | 0.427 | 0.427 | 0.427
Southern_NV_Eldorado_Solar_16_Generic | generic-deliverability | Generic_SCE_East_Pisgah_500_SSN | Reliability_Capacity_In_Model_Year | System RA | Southern_NV_Eldorado_Solar_16_Generic | 0.427 | 0.427 | 0.427 | 0.427 | 0.427 | 0.427 | 0.427 | 0.427 | 0.427 | 0.427 | 0.427 | 0.427 | 0.427 | 0.427 | 0.427 | 0.427 | 0.427 | 0.427 | 0.427 | 0.427 | 0.427 | 0.427 | 0.427 | 0.427 | 0.427 | 0.427 | 0.427 | 0.427 | 0.427 | 0.427 | 0.427
Southern_NV_Eldorado_Solar_19_Generic | generic-deliverability | Generic_SCE_East_Pisgah_500_SSN | Reliability_Capacity_In_Model_Year | System RA | Southern_NV_Eldorado_Solar_19_Generic | 0.427 | 0.427 | 0.427 | 0.427 | 0.427 | 0.427 | 0.427 | 0.427 | 0.427 | 0.427 | 0.427 | 0.427 | 0.427 | 0.427 | 0.427 | 0.427 | 0.427 | 0.427 | 0.427 | 0.427 | 0.427 | 0.427 | 0.427 | 0.427 | 0.427 | 0.427 | 0.427 | 0.427 | 0.427 | 0.427 | 0.427
Southern_NV_Eldorado_Solar_2_Generic | generic-deliverability | Generic_SCE_East_Pisgah_500_SSN | Reliability_Capacity_In_Model_Year | System RA | Southern_NV_Eldorado_Solar_2_Generic | 0.427 | 0.427 | 0.427 | 0.427 | 0.427 | 0.427 | 0.427 | 0.427 | 0.427 | 0.427 | 0.427 | 0.427 | 0.427 | 0.427 | 0.427 | 0.427 | 0.427 | 0.427 | 0.427 | 0.427 | 0.427 | 0.427 | 0.427 | 0.427 | 0.427 | 0.427 | 0.427 | 0.427 | 0.427 | 0.427 | 0.427
Southern_NV_Eldorado_Solar_40_Generic | generic-deliverability | Generic_SCE_East_Pisgah_500_SSN | Reliability_Capacity_In_Model_Year | System RA | Southern_NV_Eldorado_Solar_40_Generic | 0.427 | 0.427 | 0.427 | 0.427 | 0.427 | 0.427 | 0.427 | 0.427 | 0.427 | 0.427 | 0.427 | 0.427 | 0.427 | 0.427 | 0.427 | 0.427 | 0.427 | 0.427 | 0.427 | 0.427 | 0.427 | 0.427 | 0.427 | 0.427 | 0.427 | 0.427 | 0.427 | 0.427 | 0.427 | 0.427 | 0.427
Southern_NV_Eldorado_Solar_42_Generic | generic-deliverability | Generic_SCE_East_Pisgah_500_SSN | Reliability_Capacity_In_Model_Year | System RA | Southern_NV_Eldorado_Solar_42_Generic | 0.427 | 0.427 | 0.427 | 0.427 | 0.427 | 0.427 | 0.427 | 0.427 | 0.427 | 0.427 | 0.427 | 0.427 | 0.427 | 0.427 | 0.427 | 0.427 | 0.427 | 0.427 | 0.427 | 0.427 | 0.427 | 0.427 | 0.427 | 0.427 | 0.427 | 0.427 | 0.427 | 0.427 | 0.427 | 0.427 | 0.427
Southern_NV_Eldorado_Wind_15_Generic | generic-deliverability | Generic_SCE_East_Pisgah_500_SSN | Reliability_Capacity_In_Model_Year | System RA | Southern_NV_Eldorado_Wind_15_Generic | 0.208 | 0.208 | 0.208 | 0.208 | 0.208 | 0.208 | 0.208 | 0.208 | 0.208 | 0.208 | 0.208 | 0.208 | 0.208 | 0.208 | 0.208 | 0.208 | 0.208 | 0.208 | 0.208 | 0.208 | 0.208 | 0.208 | 0.208 | 0.208 | 0.208 | 0.208 | 0.208 | 0.208 | 0.208 | 0.208 | 0.208
Southern_NV_Eldorado_Wind_16_Generic | generic-deliverability | Generic_SCE_East_Pisgah_500_SSN | Reliability_Capacity_In_Model_Year | System RA | Southern_NV_Eldorado_Wind_16_Generic | 0.208 | 0.208 | 0.208 | 0.208 | 0.208 | 0.208 | 0.208 | 0.208 | 0.208 | 0.208 | 0.208 | 0.208 | 0.208 | 0.208 | 0.208 | 0.208 | 0.208 | 0.208 | 0.208 | 0.208 | 0.208 | 0.208 | 0.208 | 0.208 | 0.208 | 0.208 | 0.208 | 0.208 | 0.208 | 0.208 | 0.208
Southern_NV_Eldorado_Wind_2_Generic | generic-deliverability | Generic_SCE_East_Pisgah_500_SSN | Reliability_Capacity_In_Model_Year | System RA | Southern_NV_Eldorado_Wind_2_Generic | 0.208 | 0.208 | 0.208 | 0.208 | 0.208 | 0.208 | 0.208 | 0.208 | 0.208 | 0.208 | 0.208 | 0.208 | 0.208 | 0.208 | 0.208 | 0.208 | 0.208 | 0.208 | 0.208 | 0.208 | 0.208 | 0.208 | 0.208 | 0.208 | 0.208 | 0.208 | 0.208 | 0.208 | 0.208 | 0.208 | 0.208
Tehachapi_Flow_Battery_101_Generic | generic-deliverability | Generic_SCE_East_Pisgah_500_SSN | Reliability_Capacity_In_Model_Year | System RA | Tehachapi_Flow_Battery_101_Generic | 0.5 | 0.5 | 0.5 | 0.5 | 0.5 | 0.5 | 0.5 | 0.5 | 0.5 | 0.5 | 0.5 | 0.5 | 0.5 | 0.5 | 0.5 | 0.5 | 0.5 | 0.5 | 0.5 | 0.5 | 0.5 | 0.5 | 0.5 | 0.5 | 0.5 | 0.5 | 0.5 | 0.5 | 0.5 | 0.5 | 0.5
Tehachapi_Flow_Battery_28_Generic | generic-deliverability | Generic_SCE_East_Pisgah_500_SSN | Reliability_Capacity_In_Model_Year | System RA | Tehachapi_Flow_Battery_28_Generic | 0.5 | 0.5 | 0.5 | 0.5 | 0.5 | 0.5 | 0.5 | 0.5 | 0.5 | 0.5 | 0.5 | 0.5 | 0.5 | 0.5 | 0.5 | 0.5 | 0.5 | 0.5 | 0.5 | 0.5 | 0.5 | 0.5 | 0.5 | 0.5 | 0.5 | 0.5 | 0.5 | 0.5 | 0.5 | 0.5 | 0.5
Tehachapi_Flow_Battery_78_Generic | generic-deliverability | Generic_SCE_East_Pisgah_500_SSN | Reliability_Capacity_In_Model_Year | System RA | Tehachapi_Flow_Battery_78_Generic | 0.5 | 0.5 | 0.5 | 0.5 | 0.5 | 0.5 | 0.5 | 0.5 | 0.5 | 0.5 | 0.5 | 0.5 | 0.5 | 0.5 | 0.5 | 0.5 | 0.5 | 0.5 | 0.5 | 0.5 | 0.5 | 0.5 | 0.5 | 0.5 | 0.5 | 0.5 | 0.5 | 0.5 | 0.5 | 0.5 | 0.5
Tehachapi_Li_Battery_4hr_101_Generic | generic-deliverability | Generic_SCE_East_Pisgah_500_SSN | Reliability_Capacity_In_Model_Year | System RA | Tehachapi_Li_Battery_4hr_101_Generic | 0.5 | 0.5 | 0.5 | 0.5 | 0.5 | 0.5 | 0.5 | 0.5 | 0.5 | 0.5 | 0.5 | 0.5 | 0.5 | 0.5 | 0.5 | 0.5 | 0.5 | 0.5 | 0.5 | 0.5 | 0.5 | 0.5 | 0.5 | 0.5 | 0.5 | 0.5 | 0.5 | 0.5 | 0.5 | 0.5 | 0.5
Tehachapi_Li_Battery_4hr_28_Generic | generic-deliverability | Generic_SCE_East_Pisgah_500_SSN | Reliability_Capacity_In_Model_Year | System RA | Tehachapi_Li_Battery_4hr_28_Generic | 0.5 | 0.5 | 0.5 | 0.5 | 0.5 | 0.5 | 0.5 | 0.5 | 0.5 | 0.5 | 0.5 | 0.5 | 0.5 | 0.5 | 0.5 | 0.5 | 0.5 | 0.5 | 0.5 | 0.5 | 0.5 | 0.5 | 0.5 | 0.5 | 0.5 | 0.5 | 0.5 | 0.5 | 0.5 | 0.5 | 0.5
Tehachapi_Li_Battery_4hr_78_Generic | generic-deliverability | Generic_SCE_East_Pisgah_500_SSN | Reliability_Capacity_In_Model_Year | System RA | Tehachapi_Li_Battery_4hr_78_Generic | 0.5 | 0.5 | 0.5 | 0.5 | 0.5 | 0.5 | 0.5 | 0.5 | 0.5 | 0.5 | 0.5 | 0.5 | 0.5 | 0.5 | 0.5 | 0.5 | 0.5 | 0.5 | 0.5 | 0.5 | 0.5 | 0.5 | 0.5 | 0.5 | 0.5 | 0.5 | 0.5 | 0.5 | 0.5 | 0.5 | 0.5
Tehachapi_Li_Battery_8hr_101_Generic | generic-deliverability | Generic_SCE_East_Pisgah_500_SSN | Reliability_Capacity_In_Model_Year | System RA | Tehachapi_Li_Battery_8hr_101_Generic | 0.5 | 0.5 | 0.5 | 0.5 | 0.5 | 0.5 | 0.5 | 0.5 | 0.5 | 0.5 | 0.5 | 0.5 | 0.5 | 0.5 | 0.5 | 0.5 | 0.5 | 0.5 | 0.5 | 0.5 | 0.5 | 0.5 | 0.5 | 0.5 | 0.5 | 0.5 | 0.5 | 0.5 | 0.5 | 0.5 | 0.5
Tehachapi_Li_Battery_8hr_28_Generic | generic-deliverability | Generic_SCE_East_Pisgah_500_SSN | Reliability_Capacity_In_Model_Year | System RA | Tehachapi_Li_Battery_8hr_28_Generic | 0.5 | 0.5 | 0.5 | 0.5 | 0.5 | 0.5 | 0.5 | 0.5 | 0.5 | 0.5 | 0.5 | 0.5 | 0.5 | 0.5 | 0.5 | 0.5 | 0.5 | 0.5 | 0.5 | 0.5 | 0.5 | 0.5 | 0.5 | 0.5 | 0.5 | 0.5 | 0.5 | 0.5 | 0.5 | 0.5 | 0.5
Tehachapi_Li_Battery_8hr_78_Generic | generic-deliverability | Generic_SCE_East_Pisgah_500_SSN | Reliability_Capacity_In_Model_Year | System RA | Tehachapi_Li_Battery_8hr_78_Generic | 0.5 | 0.5 | 0.5 | 0.5 | 0.5 | 0.5 | 0.5 | 0.5 | 0.5 | 0.5 | 0.5 | 0.5 | 0.5 | 0.5 | 0.5 | 0.5 | 0.5 | 0.5 | 0.5 | 0.5 | 0.5 | 0.5 | 0.5 | 0.5 | 0.5 | 0.5 | 0.5 | 0.5 | 0.5 | 0.5 | 0.5
Tehachapi_Solar_101_Generic | generic-deliverability | Generic_SCE_East_Pisgah_500_SSN | Reliability_Capacity_In_Model_Year | System RA | Tehachapi_Solar_101_Generic | 0.427 | 0.427 | 0.427 | 0.427 | 0.427 | 0.427 | 0.427 | 0.427 | 0.427 | 0.427 | 0.427 | 0.427 | 0.427 | 0.427 | 0.427 | 0.427 | 0.427 | 0.427 | 0.427 | 0.427 | 0.427 | 0.427 | 0.427 | 0.427 | 0.427 | 0.427 | 0.427 | 0.427 | 0.427 | 0.427 | 0.427
Tehachapi_Solar_28_Generic | generic-deliverability | Generic_SCE_East_Pisgah_500_SSN | Reliability_Capacity_In_Model_Year | System RA | Tehachapi_Solar_28_Generic | 0.427 | 0.427 | 0.427 | 0.427 | 0.427 | 0.427 | 0.427 | 0.427 | 0.427 | 0.427 | 0.427 | 0.427 | 0.427 | 0.427 | 0.427 | 0.427 | 0.427 | 0.427 | 0.427 | 0.427 | 0.427 | 0.427 | 0.427 | 0.427 | 0.427 | 0.427 | 0.427 | 0.427 | 0.427 | 0.427 | 0.427
Tehachapi_Solar_78_Generic | generic-deliverability | Generic_SCE_East_Pisgah_500_SSN | Reliability_Capacity_In_Model_Year | System RA | Tehachapi_Solar_78_Generic | 0.427 | 0.427 | 0.427 | 0.427 | 0.427 | 0.427 | 0.427 | 0.427 | 0.427 | 0.427 | 0.427 | 0.427 | 0.427 | 0.427 | 0.427 | 0.427 | 0.427 | 0.427 | 0.427 | 0.427 | 0.427 | 0.427 | 0.427 | 0.427 | 0.427 | 0.427 | 0.427 | 0.427 | 0.427 | 0.427 | 0.427
Utah_Geothermal_19_Generic | generic-deliverability | Generic_SCE_East_Pisgah_500_SSN | Reliability_Capacity_In_Model_Year | System RA | Utah_Geothermal_19_Generic | 1 | 1 | 1 | 1 | 1 | 1 | 1 | 1 | 1 | 1 | 1 | 1 | 1 | 1 | 1 | 1 | 1 | 1 | 1 | 1 | 1 | 1 | 1 | 1 | 1 | 1 | 1 | 1 | 1 | 1 | 1
Utah_Wind_19_Generic | generic-deliverability | Generic_SCE_East_Pisgah_500_SSN | Reliability_Capacity_In_Model_Year | System RA | Utah_Wind_19_Generic | 0.35 | 0.35 | 0.35 | 0.35 | 0.35 | 0.35 | 0.35 | 0.35 | 0.35 | 0.35 | 0.35 | 0.35 | 0.35 | 0.35 | 0.35 | 0.35 | 0.35 | 0.35 | 0.35 | 0.35 | 0.35 | 0.35 | 0.35 | 0.35 | 0.35 | 0.35 | 0.35 | 0.35 | 0.35 | 0.35 | 0.35
Wyoming_Wind_19_Generic | generic-deliverability | Generic_SCE_East_Pisgah_500_SSN | Reliability_Capacity_In_Model_Year | System RA | Wyoming_Wind_19_Generic | 0.35 | 0.35 | 0.35 | 0.35 | 0.35 | 0.35 | 0.35 | 0.35 | 0.35 | 0.35 | 0.35 | 0.35 | 0.35 | 0.35 | 0.35 | 0.35 | 0.35 | 0.35 | 0.35 | 0.35 | 0.35 | 0.35 | 0.35 | 0.35 | 0.35 | 0.35 | 0.35 | 0.35 | 0.35 | 0.35 | 0.35
Generic_SCE_East_Pisgah_500_group | generic-deliverability | Generic_SCE_East_Pisgah_500_SSN | Operational_New_Capacity_MW | Generic_SCE_East_Pisgah_500_group |  | -1 | -1 | -1 | -1 | -1 | -1 | -1 | -1 | -1 | -1 | -1 | -1 | -1 | -1 | -1 | -1 | -1 | -1 | -1 | -1 | -1 | -1 | -1 | -1 | -1 | -1 | -1 | -1 | -1 | -1 | -1
Arizona_Flow_Battery_48_Generic | generic-deliverability | Generic_SCE_Eastern_500_HSN | Reliability_Capacity_In_Model_Year | System RA | Arizona_Flow_Battery_48_Generic | 1 | 1 | 1 | 1 | 1 | 1 | 1 | 1 | 1 | 1 | 1 | 1 | 1 | 1 | 1 | 1 | 1 | 1 | 1 | 1 | 1 | 1 | 1 | 1 | 1 | 1 | 1 | 1 | 1 | 1 | 1
Arizona_Flow_Battery_55_Generic | generic-deliverability | Generic_SCE_Eastern_500_HSN | Reliability_Capacity_In_Model_Year | System RA | Arizona_Flow_Battery_55_Generic | 1 | 1 | 1 | 1 | 1 | 1 | 1 | 1 | 1 | 1 | 1 | 1 | 1 | 1 | 1 | 1 | 1 | 1 | 1 | 1 | 1 | 1 | 1 | 1 | 1 | 1 | 1 | 1 | 1 | 1 | 1
Arizona_Flow_Battery_62_Generic | generic-deliverability | Generic_SCE_Eastern_500_HSN | Reliability_Capacity_In_Model_Year | System RA | Arizona_Flow_Battery_62_Generic | 1 | 1 | 1 | 1 | 1 | 1 | 1 | 1 | 1 | 1 | 1 | 1 | 1 | 1 | 1 | 1 | 1 | 1 | 1 | 1 | 1 | 1 | 1 | 1 | 1 | 1 | 1 | 1 | 1 | 1 | 1
Arizona_Flow_Battery_77_Generic | generic-deliverability | Generic_SCE_Eastern_500_HSN | Reliability_Capacity_In_Model_Year | System RA | Arizona_Flow_Battery_77_Generic | 1 | 1 | 1 | 1 | 1 | 1 | 1 | 1 | 1 | 1 | 1 | 1 | 1 | 1 | 1 | 1 | 1 | 1 | 1 | 1 | 1 | 1 | 1 | 1 | 1 | 1 | 1 | 1 | 1 | 1 | 1
Arizona_Flow_Battery_90_Generic | generic-deliverability | Generic_SCE_Eastern_500_HSN | Reliability_Capacity_In_Model_Year | System RA | Arizona_Flow_Battery_90_Generic | 1 | 1 | 1 | 1 | 1 | 1 | 1 | 1 | 1 | 1 | 1 | 1 | 1 | 1 | 1 | 1 | 1 | 1 | 1 | 1 | 1 | 1 | 1 | 1 | 1 | 1 | 1 | 1 | 1 | 1 | 1
Arizona_Li_Battery_4hr_48_Generic | generic-deliverability | Generic_SCE_Eastern_500_HSN | Reliability_Capacity_In_Model_Year | System RA | Arizona_Li_Battery_4hr_48_Generic | 1 | 1 | 1 | 1 | 1 | 1 | 1 | 1 | 1 | 1 | 1 | 1 | 1 | 1 | 1 | 1 | 1 | 1 | 1 | 1 | 1 | 1 | 1 | 1 | 1 | 1 | 1 | 1 | 1 | 1 | 1
Arizona_Li_Battery_4hr_55_Generic | generic-deliverability | Generic_SCE_Eastern_500_HSN | Reliability_Capacity_In_Model_Year | System RA | Arizona_Li_Battery_4hr_55_Generic | 1 | 1 | 1 | 1 | 1 | 1 | 1 | 1 | 1 | 1 | 1 | 1 | 1 | 1 | 1 | 1 | 1 | 1 | 1 | 1 | 1 | 1 | 1 | 1 | 1 | 1 | 1 | 1 | 1 | 1 | 1
Arizona_Li_Battery_4hr_62_Generic | generic-deliverability | Generic_SCE_Eastern_500_HSN | Reliability_Capacity_In_Model_Year | System RA | Arizona_Li_Battery_4hr_62_Generic | 1 | 1 | 1 | 1 | 1 | 1 | 1 | 1 | 1 | 1 | 1 | 1 | 1 | 1 | 1 | 1 | 1 | 1 | 1 | 1 | 1 | 1 | 1 | 1 | 1 | 1 | 1 | 1 | 1 | 1 | 1
Arizona_Li_Battery_4hr_77_Generic | generic-deliverability | Generic_SCE_Eastern_500_HSN | Reliability_Capacity_In_Model_Year | System RA | Arizona_Li_Battery_4hr_77_Generic | 1 | 1 | 1 | 1 | 1 | 1 | 1 | 1 | 1 | 1 | 1 | 1 | 1 | 1 | 1 | 1 | 1 | 1 | 1 | 1 | 1 | 1 | 1 | 1 | 1 | 1 | 1 | 1 | 1 | 1 | 1
Arizona_Li_Battery_4hr_90_Generic | generic-deliverability | Generic_SCE_Eastern_500_HSN | Reliability_Capacity_In_Model_Year | System RA | Arizona_Li_Battery_4hr_90_Generic | 1 | 1 | 1 | 1 | 1 | 1 | 1 | 1 | 1 | 1 | 1 | 1 | 1 | 1 | 1 | 1 | 1 | 1 | 1 | 1 | 1 | 1 | 1 | 1 | 1 | 1 | 1 | 1 | 1 | 1 | 1
Arizona_Li_Battery_8hr_48_Generic | generic-deliverability | Generic_SCE_Eastern_500_HSN | Reliability_Capacity_In_Model_Year | System RA | Arizona_Li_Battery_8hr_48_Generic | 1 | 1 | 1 | 1 | 1 | 1 | 1 | 1 | 1 | 1 | 1 | 1 | 1 | 1 | 1 | 1 | 1 | 1 | 1 | 1 | 1 | 1 | 1 | 1 | 1 | 1 | 1 | 1 | 1 | 1 | 1
Arizona_Li_Battery_8hr_55_Generic | generic-deliverability | Generic_SCE_Eastern_500_HSN | Reliability_Capacity_In_Model_Year | System RA | Arizona_Li_Battery_8hr_55_Generic | 1 | 1 | 1 | 1 | 1 | 1 | 1 | 1 | 1 | 1 | 1 | 1 | 1 | 1 | 1 | 1 | 1 | 1 | 1 | 1 | 1 | 1 | 1 | 1 | 1 | 1 | 1 | 1 | 1 | 1 | 1
Arizona_Li_Battery_8hr_62_Generic | generic-deliverability | Generic_SCE_Eastern_500_HSN | Reliability_Capacity_In_Model_Year | System RA | Arizona_Li_Battery_8hr_62_Generic | 1 | 1 | 1 | 1 | 1 | 1 | 1 | 1 | 1 | 1 | 1 | 1 | 1 | 1 | 1 | 1 | 1 | 1 | 1 | 1 | 1 | 1 | 1 | 1 | 1 | 1 | 1 | 1 | 1 | 1 | 1
Arizona_Li_Battery_8hr_77_Generic | generic-deliverability | Generic_SCE_Eastern_500_HSN | Reliability_Capacity_In_Model_Year | System RA | Arizona_Li_Battery_8hr_77_Generic | 1 | 1 | 1 | 1 | 1 | 1 | 1 | 1 | 1 | 1 | 1 | 1 | 1 | 1 | 1 | 1 | 1 | 1 | 1 | 1 | 1 | 1 | 1 | 1 | 1 | 1 | 1 | 1 | 1 | 1 | 1
Arizona_Li_Battery_8hr_90_Generic | generic-deliverability | Generic_SCE_Eastern_500_HSN | Reliability_Capacity_In_Model_Year | System RA | Arizona_Li_Battery_8hr_90_Generic | 1 | 1 | 1 | 1 | 1 | 1 | 1 | 1 | 1 | 1 | 1 | 1 | 1 | 1 | 1 | 1 | 1 | 1 | 1 | 1 | 1 | 1 | 1 | 1 | 1 | 1 | 1 | 1 | 1 | 1 | 1
Arizona_Solar_48_Generic | generic-deliverability | Generic_SCE_Eastern_500_HSN | Reliability_Capacity_In_Model_Year | System RA | Arizona_Solar_48_Generic | 0.106 | 0.106 | 0.106 | 0.106 | 0.106 | 0.106 | 0.106 | 0.106 | 0.106 | 0.106 | 0.106 | 0.106 | 0.106 | 0.106 | 0.106 | 0.106 | 0.106 | 0.106 | 0.106 | 0.106 | 0.106 | 0.106 | 0.106 | 0.106 | 0.106 | 0.106 | 0.106 | 0.106 | 0.106 | 0.106 | 0.106
Arizona_Solar_55_Generic | generic-deliverability | Generic_SCE_Eastern_500_HSN | Reliability_Capacity_In_Model_Year | System RA | Arizona_Solar_55_Generic | 0.106 | 0.106 | 0.106 | 0.106 | 0.106 | 0.106 | 0.106 | 0.106 | 0.106 | 0.106 | 0.106 | 0.106 | 0.106 | 0.106 | 0.106 | 0.106 | 0.106 | 0.106 | 0.106 | 0.106 | 0.106 | 0.106 | 0.106 | 0.106 | 0.106 | 0.106 | 0.106 | 0.106 | 0.106 | 0.106 | 0.106
Arizona_Solar_62_Generic | generic-deliverability | Generic_SCE_Eastern_500_HSN | Reliability_Capacity_In_Model_Year | System RA | Arizona_Solar_62_Generic | 0.106 | 0.106 | 0.106 | 0.106 | 0.106 | 0.106 | 0.106 | 0.106 | 0.106 | 0.106 | 0.106 | 0.106 | 0.106 | 0.106 | 0.106 | 0.106 | 0.106 | 0.106 | 0.106 | 0.106 | 0.106 | 0.106 | 0.106 | 0.106 | 0.106 | 0.106 | 0.106 | 0.106 | 0.106 | 0.106 | 0.106
Arizona_Solar_77_Generic | generic-deliverability | Generic_SCE_Eastern_500_HSN | Reliability_Capacity_In_Model_Year | System RA | Arizona_Solar_77_Generic | 0.106 | 0.106 | 0.106 | 0.106 | 0.106 | 0.106 | 0.106 | 0.106 | 0.106 | 0.106 | 0.106 | 0.106 | 0.106 | 0.106 | 0.106 | 0.106 | 0.106 | 0.106 | 0.106 | 0.106 | 0.106 | 0.106 | 0.106 | 0.106 | 0.106 | 0.106 | 0.106 | 0.106 | 0.106 | 0.106 | 0.106
Arizona_Solar_90_Generic | generic-deliverability | Generic_SCE_Eastern_500_HSN | Reliability_Capacity_In_Model_Year | System RA | Arizona_Solar_90_Generic | 0.106 | 0.106 | 0.106 | 0.106 | 0.106 | 0.106 | 0.106 | 0.106 | 0.106 | 0.106 | 0.106 | 0.106 | 0.106 | 0.106 | 0.106 | 0.106 | 0.106 | 0.106 | 0.106 | 0.106 | 0.106 | 0.106 | 0.106 | 0.106 | 0.106 | 0.106 | 0.106 | 0.106 | 0.106 | 0.106 | 0.106
Baja_California_Wind_133_Generic | generic-deliverability | Generic_SCE_Eastern_500_HSN | Reliability_Capacity_In_Model_Year | System RA | Baja_California_Wind_133_Generic | 0.337 | 0.337 | 0.337 | 0.337 | 0.337 | 0.337 | 0.337 | 0.337 | 0.337 | 0.337 | 0.337 | 0.337 | 0.337 | 0.337 | 0.337 | 0.337 | 0.337 | 0.337 | 0.337 | 0.337 | 0.337 | 0.337 | 0.337 | 0.337 | 0.337 | 0.337 | 0.337 | 0.337 | 0.337 | 0.337 | 0.337
Greater_Imperial_Biomass_20_Generic | generic-deliverability | Generic_SCE_Eastern_500_HSN | Reliability_Capacity_In_Model_Year | System RA | Greater_Imperial_Biomass_20_Generic | 1 | 1 | 1 | 1 | 1 | 1 | 1 | 1 | 1 | 1 | 1 | 1 | 1 | 1 | 1 | 1 | 1 | 1 | 1 | 1 | 1 | 1 | 1 | 1 | 1 | 1 | 1 | 1 | 1 | 1 | 1
Greater_Imperial_Flow_Battery_107_Generic | generic-deliverability | Generic_SCE_Eastern_500_HSN | Reliability_Capacity_In_Model_Year | System RA | Greater_Imperial_Flow_Battery_107_Generic | 1 | 1 | 1 | 1 | 1 | 1 | 1 | 1 | 1 | 1 | 1 | 1 | 1 | 1 | 1 | 1 | 1 | 1 | 1 | 1 | 1 | 1 | 1 | 1 | 1 | 1 | 1 | 1 | 1 | 1 | 1
Greater_Imperial_Flow_Battery_108_Generic | generic-deliverability | Generic_SCE_Eastern_500_HSN | Reliability_Capacity_In_Model_Year | System RA | Greater_Imperial_Flow_Battery_108_Generic | 1 | 1 | 1 | 1 | 1 | 1 | 1 | 1 | 1 | 1 | 1 | 1 | 1 | 1 | 1 | 1 | 1 | 1 | 1 | 1 | 1 | 1 | 1 | 1 | 1 | 1 | 1 | 1 | 1 | 1 | 1
Greater_Imperial_Flow_Battery_133_Generic | generic-deliverability | Generic_SCE_Eastern_500_HSN | Reliability_Capacity_In_Model_Year | System RA | Greater_Imperial_Flow_Battery_133_Generic | 1 | 1 | 1 | 1 | 1 | 1 | 1 | 1 | 1 | 1 | 1 | 1 | 1 | 1 | 1 | 1 | 1 | 1 | 1 | 1 | 1 | 1 | 1 | 1 | 1 | 1 | 1 | 1 | 1 | 1 | 1
Greater_Imperial_Flow_Battery_20_Generic | generic-deliverability | Generic_SCE_Eastern_500_HSN | Reliability_Capacity_In_Model_Year | System RA | Greater_Imperial_Flow_Battery_20_Generic | 1 | 1 | 1 | 1 | 1 | 1 | 1 | 1 | 1 | 1 | 1 | 1 | 1 | 1 | 1 | 1 | 1 | 1 | 1 | 1 | 1 | 1 | 1 | 1 | 1 | 1 | 1 | 1 | 1 | 1 | 1
Greater_Imperial_Flow_Battery_63_Generic | generic-deliverability | Generic_SCE_Eastern_500_HSN | Reliability_Capacity_In_Model_Year | System RA | Greater_Imperial_Flow_Battery_63_Generic | 1 | 1 | 1 | 1 | 1 | 1 | 1 | 1 | 1 | 1 | 1 | 1 | 1 | 1 | 1 | 1 | 1 | 1 | 1 | 1 | 1 | 1 | 1 | 1 | 1 | 1 | 1 | 1 | 1 | 1 | 1
Greater_Imperial_Geothermal_20_Generic | generic-deliverability | Generic_SCE_Eastern_500_HSN | Reliability_Capacity_In_Model_Year | System RA | Greater_Imperial_Geothermal_20_Generic | 1 | 1 | 1 | 1 | 1 | 1 | 1 | 1 | 1 | 1 | 1 | 1 | 1 | 1 | 1 | 1 | 1 | 1 | 1 | 1 | 1 | 1 | 1 | 1 | 1 | 1 | 1 | 1 | 1 | 1 | 1
Greater_Imperial_Geothermal_63_Generic | generic-deliverability | Generic_SCE_Eastern_500_HSN | Reliability_Capacity_In_Model_Year | System RA | Greater_Imperial_Geothermal_63_Generic | 1 | 1 | 1 | 1 | 1 | 1 | 1 | 1 | 1 | 1 | 1 | 1 | 1 | 1 | 1 | 1 | 1 | 1 | 1 | 1 | 1 | 1 | 1 | 1 | 1 | 1 | 1 | 1 | 1 | 1 | 1
Greater_Imperial_Li_Battery_4hr_107_Generic | generic-deliverability | Generic_SCE_Eastern_500_HSN | Reliability_Capacity_In_Model_Year | System RA | Greater_Imperial_Li_Battery_4hr_107_Generic | 1 | 1 | 1 | 1 | 1 | 1 | 1 | 1 | 1 | 1 | 1 | 1 | 1 | 1 | 1 | 1 | 1 | 1 | 1 | 1 | 1 | 1 | 1 | 1 | 1 | 1 | 1 | 1 | 1 | 1 | 1
Greater_Imperial_Li_Battery_4hr_108_Generic | generic-deliverability | Generic_SCE_Eastern_500_HSN | Reliability_Capacity_In_Model_Year | System RA | Greater_Imperial_Li_Battery_4hr_108_Generic | 1 | 1 | 1 | 1 | 1 | 1 | 1 | 1 | 1 | 1 | 1 | 1 | 1 | 1 | 1 | 1 | 1 | 1 | 1 | 1 | 1 | 1 | 1 | 1 | 1 | 1 | 1 | 1 | 1 | 1 | 1
Greater_Imperial_Li_Battery_4hr_133_Generic | generic-deliverability | Generic_SCE_Eastern_500_HSN | Reliability_Capacity_In_Model_Year | System RA | Greater_Imperial_Li_Battery_4hr_133_Generic | 1 | 1 | 1 | 1 | 1 | 1 | 1 | 1 | 1 | 1 | 1 | 1 | 1 | 1 | 1 | 1 | 1 | 1 | 1 | 1 | 1 | 1 | 1 | 1 | 1 | 1 | 1 | 1 | 1 | 1 | 1
Greater_Imperial_Li_Battery_4hr_20_Generic | generic-deliverability | Generic_SCE_Eastern_500_HSN | Reliability_Capacity_In_Model_Year | System RA | Greater_Imperial_Li_Battery_4hr_20_Generic | 1 | 1 | 1 | 1 | 1 | 1 | 1 | 1 | 1 | 1 | 1 | 1 | 1 | 1 | 1 | 1 | 1 | 1 | 1 | 1 | 1 | 1 | 1 | 1 | 1 | 1 | 1 | 1 | 1 | 1 | 1
Greater_Imperial_Li_Battery_4hr_63_Generic | generic-deliverability | Generic_SCE_Eastern_500_HSN | Reliability_Capacity_In_Model_Year | System RA | Greater_Imperial_Li_Battery_4hr_63_Generic | 1 | 1 | 1 | 1 | 1 | 1 | 1 | 1 | 1 | 1 | 1 | 1 | 1 | 1 | 1 | 1 | 1 | 1 | 1 | 1 | 1 | 1 | 1 | 1 | 1 | 1 | 1 | 1 | 1 | 1 | 1
Greater_Imperial_Li_Battery_8hr_107_Generic | generic-deliverability | Generic_SCE_Eastern_500_HSN | Reliability_Capacity_In_Model_Year | System RA | Greater_Imperial_Li_Battery_8hr_107_Generic | 1 | 1 | 1 | 1 | 1 | 1 | 1 | 1 | 1 | 1 | 1 | 1 | 1 | 1 | 1 | 1 | 1 | 1 | 1 | 1 | 1 | 1 | 1 | 1 | 1 | 1 | 1 | 1 | 1 | 1 | 1
Greater_Imperial_Li_Battery_8hr_108_Generic | generic-deliverability | Generic_SCE_Eastern_500_HSN | Reliability_Capacity_In_Model_Year | System RA | Greater_Imperial_Li_Battery_8hr_108_Generic | 1 | 1 | 1 | 1 | 1 | 1 | 1 | 1 | 1 | 1 | 1 | 1 | 1 | 1 | 1 | 1 | 1 | 1 | 1 | 1 | 1 | 1 | 1 | 1 | 1 | 1 | 1 | 1 | 1 | 1 | 1
Greater_Imperial_Li_Battery_8hr_133_Generic | generic-deliverability | Generic_SCE_Eastern_500_HSN | Reliability_Capacity_In_Model_Year | System RA | Greater_Imperial_Li_Battery_8hr_133_Generic | 1 | 1 | 1 | 1 | 1 | 1 | 1 | 1 | 1 | 1 | 1 | 1 | 1 | 1 | 1 | 1 | 1 | 1 | 1 | 1 | 1 | 1 | 1 | 1 | 1 | 1 | 1 | 1 | 1 | 1 | 1
Greater_Imperial_Li_Battery_8hr_20_Generic | generic-deliverability | Generic_SCE_Eastern_500_HSN | Reliability_Capacity_In_Model_Year | System RA | Greater_Imperial_Li_Battery_8hr_20_Generic | 1 | 1 | 1 | 1 | 1 | 1 | 1 | 1 | 1 | 1 | 1 | 1 | 1 | 1 | 1 | 1 | 1 | 1 | 1 | 1 | 1 | 1 | 1 | 1 | 1 | 1 | 1 | 1 | 1 | 1 | 1
Greater_Imperial_Li_Battery_8hr_63_Generic | generic-deliverability | Generic_SCE_Eastern_500_HSN | Reliability_Capacity_In_Model_Year | System RA | Greater_Imperial_Li_Battery_8hr_63_Generic | 1 | 1 | 1 | 1 | 1 | 1 | 1 | 1 | 1 | 1 | 1 | 1 | 1 | 1 | 1 | 1 | 1 | 1 | 1 | 1 | 1 | 1 | 1 | 1 | 1 | 1 | 1 | 1 | 1 | 1 | 1
Greater_Imperial_Solar_107_Generic | generic-deliverability | Generic_SCE_Eastern_500_HSN | Reliability_Capacity_In_Model_Year | System RA | Greater_Imperial_Solar_107_Generic | 0.106 | 0.106 | 0.106 | 0.106 | 0.106 | 0.106 | 0.106 | 0.106 | 0.106 | 0.106 | 0.106 | 0.106 | 0.106 | 0.106 | 0.106 | 0.106 | 0.106 | 0.106 | 0.106 | 0.106 | 0.106 | 0.106 | 0.106 | 0.106 | 0.106 | 0.106 | 0.106 | 0.106 | 0.106 | 0.106 | 0.106
Greater_Imperial_Solar_108_Generic | generic-deliverability | Generic_SCE_Eastern_500_HSN | Reliability_Capacity_In_Model_Year | System RA | Greater_Imperial_Solar_108_Generic | 0.106 | 0.106 | 0.106 | 0.106 | 0.106 | 0.106 | 0.106 | 0.106 | 0.106 | 0.106 | 0.106 | 0.106 | 0.106 | 0.106 | 0.106 | 0.106 | 0.106 | 0.106 | 0.106 | 0.106 | 0.106 | 0.106 | 0.106 | 0.106 | 0.106 | 0.106 | 0.106 | 0.106 | 0.106 | 0.106 | 0.106
Greater_Imperial_Solar_133_Generic | generic-deliverability | Generic_SCE_Eastern_500_HSN | Reliability_Capacity_In_Model_Year | System RA | Greater_Imperial_Solar_133_Generic | 0.106 | 0.106 | 0.106 | 0.106 | 0.106 | 0.106 | 0.106 | 0.106 | 0.106 | 0.106 | 0.106 | 0.106 | 0.106 | 0.106 | 0.106 | 0.106 | 0.106 | 0.106 | 0.106 | 0.106 | 0.106 | 0.106 | 0.106 | 0.106 | 0.106 | 0.106 | 0.106 | 0.106 | 0.106 | 0.106 | 0.106
Greater_Imperial_Solar_20_Generic | generic-deliverability | Generic_SCE_Eastern_500_HSN | Reliability_Capacity_In_Model_Year | System RA | Greater_Imperial_Solar_20_Generic | 0.106 | 0.106 | 0.106 | 0.106 | 0.106 | 0.106 | 0.106 | 0.106 | 0.106 | 0.106 | 0.106 | 0.106 | 0.106 | 0.106 | 0.106 | 0.106 | 0.106 | 0.106 | 0.106 | 0.106 | 0.106 | 0.106 | 0.106 | 0.106 | 0.106 | 0.106 | 0.106 | 0.106 | 0.106 | 0.106 | 0.106
Greater_Imperial_Solar_63_Generic | generic-deliverability | Generic_SCE_Eastern_500_HSN | Reliability_Capacity_In_Model_Year | System RA | Greater_Imperial_Solar_63_Generic | 0.106 | 0.106 | 0.106 | 0.106 | 0.106 | 0.106 | 0.106 | 0.106 | 0.106 | 0.106 | 0.106 | 0.106 | 0.106 | 0.106 | 0.106 | 0.106 | 0.106 | 0.106 | 0.106 | 0.106 | 0.106 | 0.106 | 0.106 | 0.106 | 0.106 | 0.106 | 0.106 | 0.106 | 0.106 | 0.106 | 0.106
Greater_Imperial_Wind_108_Generic | generic-deliverability | Generic_SCE_Eastern_500_HSN | Reliability_Capacity_In_Model_Year | System RA | Greater_Imperial_Wind_108_Generic | 0.557 | 0.557 | 0.557 | 0.557 | 0.557 | 0.557 | 0.557 | 0.557 | 0.557 | 0.557 | 0.557 | 0.557 | 0.557 | 0.557 | 0.557 | 0.557 | 0.557 | 0.557 | 0.557 | 0.557 | 0.557 | 0.557 | 0.557 | 0.557 | 0.557 | 0.557 | 0.557 | 0.557 | 0.557 | 0.557 | 0.557
Idaho_Wind_19_Generic | generic-deliverability | Generic_SCE_Eastern_500_HSN | Reliability_Capacity_In_Model_Year | System RA | Idaho_Wind_19_Generic | 0.67 | 0.67 | 0.67 | 0.67 | 0.67 | 0.67 | 0.67 | 0.67 | 0.67 | 0.67 | 0.67 | 0.67 | 0.67 | 0.67 | 0.67 | 0.67 | 0.67 | 0.67 | 0.67 | 0.67 | 0.67 | 0.67 | 0.67 | 0.67 | 0.67 | 0.67 | 0.67 | 0.67 | 0.67 | 0.67 | 0.67
Inyokern_North_Kramer_Geothermal_9_Generic | generic-deliverability | Generic_SCE_Eastern_500_HSN | Reliability_Capacity_In_Model_Year | System RA | Inyokern_North_Kramer_Geothermal_9_Generic | 1 | 1 | 1 | 1 | 1 | 1 | 1 | 1 | 1 | 1 | 1 | 1 | 1 | 1 | 1 | 1 | 1 | 1 | 1 | 1 | 1 | 1 | 1 | 1 | 1 | 1 | 1 | 1 | 1 | 1 | 1
New_Mexico_Wind_55_Generic | generic-deliverability | Generic_SCE_Eastern_500_HSN | Reliability_Capacity_In_Model_Year | System RA | New_Mexico_Wind_55_Generic | 0.67 | 0.67 | 0.67 | 0.67 | 0.67 | 0.67 | 0.67 | 0.67 | 0.67 | 0.67 | 0.67 | 0.67 | 0.67 | 0.67 | 0.67 | 0.67 | 0.67 | 0.67 | 0.67 | 0.67 | 0.67 | 0.67 | 0.67 | 0.67 | 0.67 | 0.67 | 0.67 | 0.67 | 0.67 | 0.67 | 0.67
Northern_Nevada_Geothermal_19_Generic | generic-deliverability | Generic_SCE_Eastern_500_HSN | Reliability_Capacity_In_Model_Year | System RA | Northern_Nevada_Geothermal_19_Generic | 1 | 1 | 1 | 1 | 1 | 1 | 1 | 1 | 1 | 1 | 1 | 1 | 1 | 1 | 1 | 1 | 1 | 1 | 1 | 1 | 1 | 1 | 1 | 1 | 1 | 1 | 1 | 1 | 1 | 1 | 1
Riverside_East_Pumped_Storage_59_Generic | generic-deliverability | Generic_SCE_Eastern_500_HSN | Reliability_Capacity_In_Model_Year | System RA | Riverside_East_Pumped_Storage_59_Generic | 1 | 1 | 1 | 1 | 1 | 1 | 1 | 1 | 1 | 1 | 1 | 1 | 1 | 1 | 1 | 1 | 1 | 1 | 1 | 1 | 1 | 1 | 1 | 1 | 1 | 1 | 1 | 1 | 1 | 1 | 1
Riverside_Flow_Battery_129_Generic | generic-deliverability | Generic_SCE_Eastern_500_HSN | Reliability_Capacity_In_Model_Year | System RA | Riverside_Flow_Battery_129_Generic | 1 | 1 | 1 | 1 | 1 | 1 | 1 | 1 | 1 | 1 | 1 | 1 | 1 | 1 | 1 | 1 | 1 | 1 | 1 | 1 | 1 | 1 | 1 | 1 | 1 | 1 | 1 | 1 | 1 | 1 | 1
Riverside_Flow_Battery_59_Generic | generic-deliverability | Generic_SCE_Eastern_500_HSN | Reliability_Capacity_In_Model_Year | System RA | Riverside_Flow_Battery_59_Generic | 1 | 1 | 1 | 1 | 1 | 1 | 1 | 1 | 1 | 1 | 1 | 1 | 1 | 1 | 1 | 1 | 1 | 1 | 1 | 1 | 1 | 1 | 1 | 1 | 1 | 1 | 1 | 1 | 1 | 1 | 1
Riverside_Flow_Battery_60_Generic | generic-deliverability | Generic_SCE_Eastern_500_HSN | Reliability_Capacity_In_Model_Year | System RA | Riverside_Flow_Battery_60_Generic | 1 | 1 | 1 | 1 | 1 | 1 | 1 | 1 | 1 | 1 | 1 | 1 | 1 | 1 | 1 | 1 | 1 | 1 | 1 | 1 | 1 | 1 | 1 | 1 | 1 | 1 | 1 | 1 | 1 | 1 | 1
Riverside_Flow_Battery_9_Generic | generic-deliverability | Generic_SCE_Eastern_500_HSN | Reliability_Capacity_In_Model_Year | System RA | Riverside_Flow_Battery_9_Generic | 1 | 1 | 1 | 1 | 1 | 1 | 1 | 1 | 1 | 1 | 1 | 1 | 1 | 1 | 1 | 1 | 1 | 1 | 1 | 1 | 1 | 1 | 1 | 1 | 1 | 1 | 1 | 1 | 1 | 1 | 1
Riverside_Li_Battery_4hr_129_Generic | generic-deliverability | Generic_SCE_Eastern_500_HSN | Reliability_Capacity_In_Model_Year | System RA | Riverside_Li_Battery_4hr_129_Generic | 1 | 1 | 1 | 1 | 1 | 1 | 1 | 1 | 1 | 1 | 1 | 1 | 1 | 1 | 1 | 1 | 1 | 1 | 1 | 1 | 1 | 1 | 1 | 1 | 1 | 1 | 1 | 1 | 1 | 1 | 1
Riverside_Li_Battery_4hr_59_Generic | generic-deliverability | Generic_SCE_Eastern_500_HSN | Reliability_Capacity_In_Model_Year | System RA | Riverside_Li_Battery_4hr_59_Generic | 1 | 1 | 1 | 1 | 1 | 1 | 1 | 1 | 1 | 1 | 1 | 1 | 1 | 1 | 1 | 1 | 1 | 1 | 1 | 1 | 1 | 1 | 1 | 1 | 1 | 1 | 1 | 1 | 1 | 1 | 1
Riverside_Li_Battery_4hr_60_Generic | generic-deliverability | Generic_SCE_Eastern_500_HSN | Reliability_Capacity_In_Model_Year | System RA | Riverside_Li_Battery_4hr_60_Generic | 1 | 1 | 1 | 1 | 1 | 1 | 1 | 1 | 1 | 1 | 1 | 1 | 1 | 1 | 1 | 1 | 1 | 1 | 1 | 1 | 1 | 1 | 1 | 1 | 1 | 1 | 1 | 1 | 1 | 1 | 1
Riverside_Li_Battery_4hr_9_Generic | generic-deliverability | Generic_SCE_Eastern_500_HSN | Reliability_Capacity_In_Model_Year | System RA | Riverside_Li_Battery_4hr_9_Generic | 1 | 1 | 1 | 1 | 1 | 1 | 1 | 1 | 1 | 1 | 1 | 1 | 1 | 1 | 1 | 1 | 1 | 1 | 1 | 1 | 1 | 1 | 1 | 1 | 1 | 1 | 1 | 1 | 1 | 1 | 1
Riverside_Li_Battery_8hr_129_Generic | generic-deliverability | Generic_SCE_Eastern_500_HSN | Reliability_Capacity_In_Model_Year | System RA | Riverside_Li_Battery_8hr_129_Generic | 1 | 1 | 1 | 1 | 1 | 1 | 1 | 1 | 1 | 1 | 1 | 1 | 1 | 1 | 1 | 1 | 1 | 1 | 1 | 1 | 1 | 1 | 1 | 1 | 1 | 1 | 1 | 1 | 1 | 1 | 1
Riverside_Li_Battery_8hr_59_Generic | generic-deliverability | Generic_SCE_Eastern_500_HSN | Reliability_Capacity_In_Model_Year | System RA | Riverside_Li_Battery_8hr_59_Generic | 1 | 1 | 1 | 1 | 1 | 1 | 1 | 1 | 1 | 1 | 1 | 1 | 1 | 1 | 1 | 1 | 1 | 1 | 1 | 1 | 1 | 1 | 1 | 1 | 1 | 1 | 1 | 1 | 1 | 1 | 1
Riverside_Li_Battery_8hr_60_Generic | generic-deliverability | Generic_SCE_Eastern_500_HSN | Reliability_Capacity_In_Model_Year | System RA | Riverside_Li_Battery_8hr_60_Generic | 1 | 1 | 1 | 1 | 1 | 1 | 1 | 1 | 1 | 1 | 1 | 1 | 1 | 1 | 1 | 1 | 1 | 1 | 1 | 1 | 1 | 1 | 1 | 1 | 1 | 1 | 1 | 1 | 1 | 1 | 1
Riverside_Li_Battery_8hr_9_Generic | generic-deliverability | Generic_SCE_Eastern_500_HSN | Reliability_Capacity_In_Model_Year | System RA | Riverside_Li_Battery_8hr_9_Generic | 1 | 1 | 1 | 1 | 1 | 1 | 1 | 1 | 1 | 1 | 1 | 1 | 1 | 1 | 1 | 1 | 1 | 1 | 1 | 1 | 1 | 1 | 1 | 1 | 1 | 1 | 1 | 1 | 1 | 1 | 1
Riverside_Solar_129_Generic | generic-deliverability | Generic_SCE_Eastern_500_HSN | Reliability_Capacity_In_Model_Year | System RA | Riverside_Solar_129_Generic | 0.106 | 0.106 | 0.106 | 0.106 | 0.106 | 0.106 | 0.106 | 0.106 | 0.106 | 0.106 | 0.106 | 0.106 | 0.106 | 0.106 | 0.106 | 0.106 | 0.106 | 0.106 | 0.106 | 0.106 | 0.106 | 0.106 | 0.106 | 0.106 | 0.106 | 0.106 | 0.106 | 0.106 | 0.106 | 0.106 | 0.106
Riverside_Solar_59_Generic | generic-deliverability | Generic_SCE_Eastern_500_HSN | Reliability_Capacity_In_Model_Year | System RA | Riverside_Solar_59_Generic | 0.106 | 0.106 | 0.106 | 0.106 | 0.106 | 0.106 | 0.106 | 0.106 | 0.106 | 0.106 | 0.106 | 0.106 | 0.106 | 0.106 | 0.106 | 0.106 | 0.106 | 0.106 | 0.106 | 0.106 | 0.106 | 0.106 | 0.106 | 0.106 | 0.106 | 0.106 | 0.106 | 0.106 | 0.106 | 0.106 | 0.106
Riverside_Solar_60_Generic | generic-deliverability | Generic_SCE_Eastern_500_HSN | Reliability_Capacity_In_Model_Year | System RA | Riverside_Solar_60_Generic | 0.106 | 0.106 | 0.106 | 0.106 | 0.106 | 0.106 | 0.106 | 0.106 | 0.106 | 0.106 | 0.106 | 0.106 | 0.106 | 0.106 | 0.106 | 0.106 | 0.106 | 0.106 | 0.106 | 0.106 | 0.106 | 0.106 | 0.106 | 0.106 | 0.106 | 0.106 | 0.106 | 0.106 | 0.106 | 0.106 | 0.106
Riverside_Solar_9_Generic | generic-deliverability | Generic_SCE_Eastern_500_HSN | Reliability_Capacity_In_Model_Year | System RA | Riverside_Solar_9_Generic | 0.106 | 0.106 | 0.106 | 0.106 | 0.106 | 0.106 | 0.106 | 0.106 | 0.106 | 0.106 | 0.106 | 0.106 | 0.106 | 0.106 | 0.106 | 0.106 | 0.106 | 0.106 | 0.106 | 0.106 | 0.106 | 0.106 | 0.106 | 0.106 | 0.106 | 0.106 | 0.106 | 0.106 | 0.106 | 0.106 | 0.106
Riverside_West_Pumped_Storage_9_Generic | generic-deliverability | Generic_SCE_Eastern_500_HSN | Reliability_Capacity_In_Model_Year | System RA | Riverside_West_Pumped_Storage_9_Generic | 1 | 1 | 1 | 1 | 1 | 1 | 1 | 1 | 1 | 1 | 1 | 1 | 1 | 1 | 1 | 1 | 1 | 1 | 1 | 1 | 1 | 1 | 1 | 1 | 1 | 1 | 1 | 1 | 1 | 1 | 1
San_Diego_Pumped_Storage_119_Generic | generic-deliverability | Generic_SCE_Eastern_500_HSN | Reliability_Capacity_In_Model_Year | System RA | San_Diego_Pumped_Storage_119_Generic | 1 | 1 | 1 | 1 | 1 | 1 | 1 | 1 | 1 | 1 | 1 | 1 | 1 | 1 | 1 | 1 | 1 | 1 | 1 | 1 | 1 | 1 | 1 | 1 | 1 | 1 | 1 | 1 | 1 | 1 | 1
Southern_NV_Eldorado_Flow_Battery_19_Generic | generic-deliverability | Generic_SCE_Eastern_500_HSN | Reliability_Capacity_In_Model_Year | System RA | Southern_NV_Eldorado_Flow_Battery_19_Generic | 1 | 1 | 1 | 1 | 1 | 1 | 1 | 1 | 1 | 1 | 1 | 1 | 1 | 1 | 1 | 1 | 1 | 1 | 1 | 1 | 1 | 1 | 1 | 1 | 1 | 1 | 1 | 1 | 1 | 1 | 1
Southern_NV_Eldorado_Flow_Battery_40_Generic | generic-deliverability | Generic_SCE_Eastern_500_HSN | Reliability_Capacity_In_Model_Year | System RA | Southern_NV_Eldorado_Flow_Battery_40_Generic | 1 | 1 | 1 | 1 | 1 | 1 | 1 | 1 | 1 | 1 | 1 | 1 | 1 | 1 | 1 | 1 | 1 | 1 | 1 | 1 | 1 | 1 | 1 | 1 | 1 | 1 | 1 | 1 | 1 | 1 | 1
Southern_NV_Eldorado_Li_Battery_4hr_19_Generic | generic-deliverability | Generic_SCE_Eastern_500_HSN | Reliability_Capacity_In_Model_Year | System RA | Southern_NV_Eldorado_Li_Battery_4hr_19_Generic | 1 | 1 | 1 | 1 | 1 | 1 | 1 | 1 | 1 | 1 | 1 | 1 | 1 | 1 | 1 | 1 | 1 | 1 | 1 | 1 | 1 | 1 | 1 | 1 | 1 | 1 | 1 | 1 | 1 | 1 | 1
Southern_NV_Eldorado_Li_Battery_4hr_40_Generic | generic-deliverability | Generic_SCE_Eastern_500_HSN | Reliability_Capacity_In_Model_Year | System RA | Southern_NV_Eldorado_Li_Battery_4hr_40_Generic | 1 | 1 | 1 | 1 | 1 | 1 | 1 | 1 | 1 | 1 | 1 | 1 | 1 | 1 | 1 | 1 | 1 | 1 | 1 | 1 | 1 | 1 | 1 | 1 | 1 | 1 | 1 | 1 | 1 | 1 | 1
Southern_NV_Eldorado_Li_Battery_8hr_19_Generic | generic-deliverability | Generic_SCE_Eastern_500_HSN | Reliability_Capacity_In_Model_Year | System RA | Southern_NV_Eldorado_Li_Battery_8hr_19_Generic | 1 | 1 | 1 | 1 | 1 | 1 | 1 | 1 | 1 | 1 | 1 | 1 | 1 | 1 | 1 | 1 | 1 | 1 | 1 | 1 | 1 | 1 | 1 | 1 | 1 | 1 | 1 | 1 | 1 | 1 | 1
Southern_NV_Eldorado_Li_Battery_8hr_40_Generic | generic-deliverability | Generic_SCE_Eastern_500_HSN | Reliability_Capacity_In_Model_Year | System RA | Southern_NV_Eldorado_Li_Battery_8hr_40_Generic | 1 | 1 | 1 | 1 | 1 | 1 | 1 | 1 | 1 | 1 | 1 | 1 | 1 | 1 | 1 | 1 | 1 | 1 | 1 | 1 | 1 | 1 | 1 | 1 | 1 | 1 | 1 | 1 | 1 | 1 | 1
Southern_NV_Eldorado_Solar_19_Generic | generic-deliverability | Generic_SCE_Eastern_500_HSN | Reliability_Capacity_In_Model_Year | System RA | Southern_NV_Eldorado_Solar_19_Generic | 0.106 | 0.106 | 0.106 | 0.106 | 0.106 | 0.106 | 0.106 | 0.106 | 0.106 | 0.106 | 0.106 | 0.106 | 0.106 | 0.106 | 0.106 | 0.106 | 0.106 | 0.106 | 0.106 | 0.106 | 0.106 | 0.106 | 0.106 | 0.106 | 0.106 | 0.106 | 0.106 | 0.106 | 0.106 | 0.106 | 0.106
Southern_NV_Eldorado_Solar_40_Generic | generic-deliverability | Generic_SCE_Eastern_500_HSN | Reliability_Capacity_In_Model_Year | System RA | Southern_NV_Eldorado_Solar_40_Generic | 0.106 | 0.106 | 0.106 | 0.106 | 0.106 | 0.106 | 0.106 | 0.106 | 0.106 | 0.106 | 0.106 | 0.106 | 0.106 | 0.106 | 0.106 | 0.106 | 0.106 | 0.106 | 0.106 | 0.106 | 0.106 | 0.106 | 0.106 | 0.106 | 0.106 | 0.106 | 0.106 | 0.106 | 0.106 | 0.106 | 0.106
Utah_Geothermal_19_Generic | generic-deliverability | Generic_SCE_Eastern_500_HSN | Reliability_Capacity_In_Model_Year | System RA | Utah_Geothermal_19_Generic | 1 | 1 | 1 | 1 | 1 | 1 | 1 | 1 | 1 | 1 | 1 | 1 | 1 | 1 | 1 | 1 | 1 | 1 | 1 | 1 | 1 | 1 | 1 | 1 | 1 | 1 | 1 | 1 | 1 | 1 | 1
Utah_Wind_19_Generic | generic-deliverability | Generic_SCE_Eastern_500_HSN | Reliability_Capacity_In_Model_Year | System RA | Utah_Wind_19_Generic | 0.67 | 0.67 | 0.67 | 0.67 | 0.67 | 0.67 | 0.67 | 0.67 | 0.67 | 0.67 | 0.67 | 0.67 | 0.67 | 0.67 | 0.67 | 0.67 | 0.67 | 0.67 | 0.67 | 0.67 | 0.67 | 0.67 | 0.67 | 0.67 | 0.67 | 0.67 | 0.67 | 0.67 | 0.67 | 0.67 | 0.67
Wyoming_Wind_19_Generic | generic-deliverability | Generic_SCE_Eastern_500_HSN | Reliability_Capacity_In_Model_Year | System RA | Wyoming_Wind_19_Generic | 0.67 | 0.67 | 0.67 | 0.67 | 0.67 | 0.67 | 0.67 | 0.67 | 0.67 | 0.67 | 0.67 | 0.67 | 0.67 | 0.67 | 0.67 | 0.67 | 0.67 | 0.67 | 0.67 | 0.67 | 0.67 | 0.67 | 0.67 | 0.67 | 0.67 | 0.67 | 0.67 | 0.67 | 0.67 | 0.67 | 0.67
Generic_SCE_Eastern_500_group | generic-deliverability | Generic_SCE_Eastern_500_HSN | Operational_New_Capacity_MW | Generic_SCE_Eastern_500_group |  | -1 | -1 | -1 | -1 | -1 | -1 | -1 | -1 | -1 | -1 | -1 | -1 | -1 | -1 | -1 | -1 | -1 | -1 | -1 | -1 | -1 | -1 | -1 | -1 | -1 | -1 | -1 | -1 | -1 | -1 | -1
Arizona_Flow_Battery_48_Generic | generic-deliverability | Generic_SCE_Eastern_500_offpeak | Operational_New_Capacity_MW | Arizona_Flow_Battery_48_Generic |  | -1 | -1 | -1 | -1 | -1 | -1 | -1 | -1 | -1 | -1 | -1 | -1 | -1 | -1 | -1 | -1 | -1 | -1 | -1 | -1 | -1 | -1 | -1 | -1 | -1 | -1 | -1 | -1 | -1 | -1 | -1
Arizona_Flow_Battery_55_Generic | generic-deliverability | Generic_SCE_Eastern_500_offpeak | Operational_New_Capacity_MW | Arizona_Flow_Battery_55_Generic |  | -1 | -1 | -1 | -1 | -1 | -1 | -1 | -1 | -1 | -1 | -1 | -1 | -1 | -1 | -1 | -1 | -1 | -1 | -1 | -1 | -1 | -1 | -1 | -1 | -1 | -1 | -1 | -1 | -1 | -1 | -1
Arizona_Flow_Battery_62_Generic | generic-deliverability | Generic_SCE_Eastern_500_offpeak | Operational_New_Capacity_MW | Arizona_Flow_Battery_62_Generic |  | -1 | -1 | -1 | -1 | -1 | -1 | -1 | -1 | -1 | -1 | -1 | -1 | -1 | -1 | -1 | -1 | -1 | -1 | -1 | -1 | -1 | -1 | -1 | -1 | -1 | -1 | -1 | -1 | -1 | -1 | -1
Arizona_Flow_Battery_77_Generic | generic-deliverability | Generic_SCE_Eastern_500_offpeak | Operational_New_Capacity_MW | Arizona_Flow_Battery_77_Generic |  | -1 | -1 | -1 | -1 | -1 | -1 | -1 | -1 | -1 | -1 | -1 | -1 | -1 | -1 | -1 | -1 | -1 | -1 | -1 | -1 | -1 | -1 | -1 | -1 | -1 | -1 | -1 | -1 | -1 | -1 | -1
Arizona_Flow_Battery_90_Generic | generic-deliverability | Generic_SCE_Eastern_500_offpeak | Operational_New_Capacity_MW | Arizona_Flow_Battery_90_Generic |  | -1 | -1 | -1 | -1 | -1 | -1 | -1 | -1 | -1 | -1 | -1 | -1 | -1 | -1 | -1 | -1 | -1 | -1 | -1 | -1 | -1 | -1 | -1 | -1 | -1 | -1 | -1 | -1 | -1 | -1 | -1
Arizona_Li_Battery_4hr_48_Generic | generic-deliverability | Generic_SCE_Eastern_500_offpeak | Operational_New_Capacity_MW | Arizona_Li_Battery_4hr_48_Generic |  | -1 | -1 | -1 | -1 | -1 | -1 | -1 | -1 | -1 | -1 | -1 | -1 | -1 | -1 | -1 | -1 | -1 | -1 | -1 | -1 | -1 | -1 | -1 | -1 | -1 | -1 | -1 | -1 | -1 | -1 | -1
Arizona_Li_Battery_4hr_55_Generic | generic-deliverability | Generic_SCE_Eastern_500_offpeak | Operational_New_Capacity_MW | Arizona_Li_Battery_4hr_55_Generic |  | -1 | -1 | -1 | -1 | -1 | -1 | -1 | -1 | -1 | -1 | -1 | -1 | -1 | -1 | -1 | -1 | -1 | -1 | -1 | -1 | -1 | -1 | -1 | -1 | -1 | -1 | -1 | -1 | -1 | -1 | -1
Arizona_Li_Battery_4hr_62_Generic | generic-deliverability | Generic_SCE_Eastern_500_offpeak | Operational_New_Capacity_MW | Arizona_Li_Battery_4hr_62_Generic |  | -1 | -1 | -1 | -1 | -1 | -1 | -1 | -1 | -1 | -1 | -1 | -1 | -1 | -1 | -1 | -1 | -1 | -1 | -1 | -1 | -1 | -1 | -1 | -1 | -1 | -1 | -1 | -1 | -1 | -1 | -1
Arizona_Li_Battery_4hr_77_Generic | generic-deliverability | Generic_SCE_Eastern_500_offpeak | Operational_New_Capacity_MW | Arizona_Li_Battery_4hr_77_Generic |  | -1 | -1 | -1 | -1 | -1 | -1 | -1 | -1 | -1 | -1 | -1 | -1 | -1 | -1 | -1 | -1 | -1 | -1 | -1 | -1 | -1 | -1 | -1 | -1 | -1 | -1 | -1 | -1 | -1 | -1 | -1
Arizona_Li_Battery_4hr_90_Generic | generic-deliverability | Generic_SCE_Eastern_500_offpeak | Operational_New_Capacity_MW | Arizona_Li_Battery_4hr_90_Generic |  | -1 | -1 | -1 | -1 | -1 | -1 | -1 | -1 | -1 | -1 | -1 | -1 | -1 | -1 | -1 | -1 | -1 | -1 | -1 | -1 | -1 | -1 | -1 | -1 | -1 | -1 | -1 | -1 | -1 | -1 | -1
Arizona_Li_Battery_8hr_48_Generic | generic-deliverability | Generic_SCE_Eastern_500_offpeak | Operational_New_Capacity_MW | Arizona_Li_Battery_8hr_48_Generic |  | -1 | -1 | -1 | -1 | -1 | -1 | -1 | -1 | -1 | -1 | -1 | -1 | -1 | -1 | -1 | -1 | -1 | -1 | -1 | -1 | -1 | -1 | -1 | -1 | -1 | -1 | -1 | -1 | -1 | -1 | -1
Arizona_Li_Battery_8hr_55_Generic | generic-deliverability | Generic_SCE_Eastern_500_offpeak | Operational_New_Capacity_MW | Arizona_Li_Battery_8hr_55_Generic |  | -1 | -1 | -1 | -1 | -1 | -1 | -1 | -1 | -1 | -1 | -1 | -1 | -1 | -1 | -1 | -1 | -1 | -1 | -1 | -1 | -1 | -1 | -1 | -1 | -1 | -1 | -1 | -1 | -1 | -1 | -1
Arizona_Li_Battery_8hr_62_Generic | generic-deliverability | Generic_SCE_Eastern_500_offpeak | Operational_New_Capacity_MW | Arizona_Li_Battery_8hr_62_Generic |  | -1 | -1 | -1 | -1 | -1 | -1 | -1 | -1 | -1 | -1 | -1 | -1 | -1 | -1 | -1 | -1 | -1 | -1 | -1 | -1 | -1 | -1 | -1 | -1 | -1 | -1 | -1 | -1 | -1 | -1 | -1
Arizona_Li_Battery_8hr_77_Generic | generic-deliverability | Generic_SCE_Eastern_500_offpeak | Operational_New_Capacity_MW | Arizona_Li_Battery_8hr_77_Generic |  | -1 | -1 | -1 | -1 | -1 | -1 | -1 | -1 | -1 | -1 | -1 | -1 | -1 | -1 | -1 | -1 | -1 | -1 | -1 | -1 | -1 | -1 | -1 | -1 | -1 | -1 | -1 | -1 | -1 | -1 | -1
Arizona_Li_Battery_8hr_90_Generic | generic-deliverability | Generic_SCE_Eastern_500_offpeak | Operational_New_Capacity_MW | Arizona_Li_Battery_8hr_90_Generic |  | -1 | -1 | -1 | -1 | -1 | -1 | -1 | -1 | -1 | -1 | -1 | -1 | -1 | -1 | -1 | -1 | -1 | -1 | -1 | -1 | -1 | -1 | -1 | -1 | -1 | -1 | -1 | -1 | -1 | -1 | -1
Arizona_Solar_48_Generic | generic-deliverability | Generic_SCE_Eastern_500_offpeak | Operational_New_Capacity_MW | Arizona_Solar_48_Generic |  | 0.68 | 0.68 | 0.68 | 0.68 | 0.68 | 0.68 | 0.68 | 0.68 | 0.68 | 0.68 | 0.68 | 0.68 | 0.68 | 0.68 | 0.68 | 0.68 | 0.68 | 0.68 | 0.68 | 0.68 | 0.68 | 0.68 | 0.68 | 0.68 | 0.68 | 0.68 | 0.68 | 0.68 | 0.68 | 0.68 | 0.68
Arizona_Solar_55_Generic | generic-deliverability | Generic_SCE_Eastern_500_offpeak | Operational_New_Capacity_MW | Arizona_Solar_55_Generic |  | 0.68 | 0.68 | 0.68 | 0.68 | 0.68 | 0.68 | 0.68 | 0.68 | 0.68 | 0.68 | 0.68 | 0.68 | 0.68 | 0.68 | 0.68 | 0.68 | 0.68 | 0.68 | 0.68 | 0.68 | 0.68 | 0.68 | 0.68 | 0.68 | 0.68 | 0.68 | 0.68 | 0.68 | 0.68 | 0.68 | 0.68
Arizona_Solar_62_Generic | generic-deliverability | Generic_SCE_Eastern_500_offpeak | Operational_New_Capacity_MW | Arizona_Solar_62_Generic |  | 0.68 | 0.68 | 0.68 | 0.68 | 0.68 | 0.68 | 0.68 | 0.68 | 0.68 | 0.68 | 0.68 | 0.68 | 0.68 | 0.68 | 0.68 | 0.68 | 0.68 | 0.68 | 0.68 | 0.68 | 0.68 | 0.68 | 0.68 | 0.68 | 0.68 | 0.68 | 0.68 | 0.68 | 0.68 | 0.68 | 0.68
Arizona_Solar_77_Generic | generic-deliverability | Generic_SCE_Eastern_500_offpeak | Operational_New_Capacity_MW | Arizona_Solar_77_Generic |  | 0.68 | 0.68 | 0.68 | 0.68 | 0.68 | 0.68 | 0.68 | 0.68 | 0.68 | 0.68 | 0.68 | 0.68 | 0.68 | 0.68 | 0.68 | 0.68 | 0.68 | 0.68 | 0.68 | 0.68 | 0.68 | 0.68 | 0.68 | 0.68 | 0.68 | 0.68 | 0.68 | 0.68 | 0.68 | 0.68 | 0.68
Arizona_Solar_90_Generic | generic-deliverability | Generic_SCE_Eastern_500_offpeak | Operational_New_Capacity_MW | Arizona_Solar_90_Generic |  | 0.68 | 0.68 | 0.68 | 0.68 | 0.68 | 0.68 | 0.68 | 0.68 | 0.68 | 0.68 | 0.68 | 0.68 | 0.68 | 0.68 | 0.68 | 0.68 | 0.68 | 0.68 | 0.68 | 0.68 | 0.68 | 0.68 | 0.68 | 0.68 | 0.68 | 0.68 | 0.68 | 0.68 | 0.68 | 0.68 | 0.68
Baja_California_Wind_133_Generic | generic-deliverability | Generic_SCE_Eastern_500_offpeak | Operational_New_Capacity_MW | Baja_California_Wind_133_Generic |  | 0.69 | 0.69 | 0.69 | 0.69 | 0.69 | 0.69 | 0.69 | 0.69 | 0.69 | 0.69 | 0.69 | 0.69 | 0.69 | 0.69 | 0.69 | 0.69 | 0.69 | 0.69 | 0.69 | 0.69 | 0.69 | 0.69 | 0.69 | 0.69 | 0.69 | 0.69 | 0.69 | 0.69 | 0.69 | 0.69 | 0.69
Greater_Imperial_Biomass_20_Generic | generic-deliverability | Generic_SCE_Eastern_500_offpeak | Operational_New_Capacity_MW | Greater_Imperial_Biomass_20_Generic |  | 1 | 1 | 1 | 1 | 1 | 1 | 1 | 1 | 1 | 1 | 1 | 1 | 1 | 1 | 1 | 1 | 1 | 1 | 1 | 1 | 1 | 1 | 1 | 1 | 1 | 1 | 1 | 1 | 1 | 1 | 1
Greater_Imperial_Flow_Battery_107_Generic | generic-deliverability | Generic_SCE_Eastern_500_offpeak | Operational_New_Capacity_MW | Greater_Imperial_Flow_Battery_107_Generic |  | -1 | -1 | -1 | -1 | -1 | -1 | -1 | -1 | -1 | -1 | -1 | -1 | -1 | -1 | -1 | -1 | -1 | -1 | -1 | -1 | -1 | -1 | -1 | -1 | -1 | -1 | -1 | -1 | -1 | -1 | -1
Greater_Imperial_Flow_Battery_108_Generic | generic-deliverability | Generic_SCE_Eastern_500_offpeak | Operational_New_Capacity_MW | Greater_Imperial_Flow_Battery_108_Generic |  | -1 | -1 | -1 | -1 | -1 | -1 | -1 | -1 | -1 | -1 | -1 | -1 | -1 | -1 | -1 | -1 | -1 | -1 | -1 | -1 | -1 | -1 | -1 | -1 | -1 | -1 | -1 | -1 | -1 | -1 | -1
Greater_Imperial_Flow_Battery_133_Generic | generic-deliverability | Generic_SCE_Eastern_500_offpeak | Operational_New_Capacity_MW | Greater_Imperial_Flow_Battery_133_Generic |  | -1 | -1 | -1 | -1 | -1 | -1 | -1 | -1 | -1 | -1 | -1 | -1 | -1 | -1 | -1 | -1 | -1 | -1 | -1 | -1 | -1 | -1 | -1 | -1 | -1 | -1 | -1 | -1 | -1 | -1 | -1
Greater_Imperial_Flow_Battery_20_Generic | generic-deliverability | Generic_SCE_Eastern_500_offpeak | Operational_New_Capacity_MW | Greater_Imperial_Flow_Battery_20_Generic |  | -1 | -1 | -1 | -1 | -1 | -1 | -1 | -1 | -1 | -1 | -1 | -1 | -1 | -1 | -1 | -1 | -1 | -1 | -1 | -1 | -1 | -1 | -1 | -1 | -1 | -1 | -1 | -1 | -1 | -1 | -1
Greater_Imperial_Flow_Battery_63_Generic | generic-deliverability | Generic_SCE_Eastern_500_offpeak | Operational_New_Capacity_MW | Greater_Imperial_Flow_Battery_63_Generic |  | -1 | -1 | -1 | -1 | -1 | -1 | -1 | -1 | -1 | -1 | -1 | -1 | -1 | -1 | -1 | -1 | -1 | -1 | -1 | -1 | -1 | -1 | -1 | -1 | -1 | -1 | -1 | -1 | -1 | -1 | -1
Greater_Imperial_Geothermal_20_Generic | generic-deliverability | Generic_SCE_Eastern_500_offpeak | Operational_New_Capacity_MW | Greater_Imperial_Geothermal_20_Generic |  | 1 | 1 | 1 | 1 | 1 | 1 | 1 | 1 | 1 | 1 | 1 | 1 | 1 | 1 | 1 | 1 | 1 | 1 | 1 | 1 | 1 | 1 | 1 | 1 | 1 | 1 | 1 | 1 | 1 | 1 | 1
Greater_Imperial_Geothermal_63_Generic | generic-deliverability | Generic_SCE_Eastern_500_offpeak | Operational_New_Capacity_MW | Greater_Imperial_Geothermal_63_Generic |  | 1 | 1 | 1 | 1 | 1 | 1 | 1 | 1 | 1 | 1 | 1 | 1 | 1 | 1 | 1 | 1 | 1 | 1 | 1 | 1 | 1 | 1 | 1 | 1 | 1 | 1 | 1 | 1 | 1 | 1 | 1
Greater_Imperial_Li_Battery_4hr_107_Generic | generic-deliverability | Generic_SCE_Eastern_500_offpeak | Operational_New_Capacity_MW | Greater_Imperial_Li_Battery_4hr_107_Generic |  | -1 | -1 | -1 | -1 | -1 | -1 | -1 | -1 | -1 | -1 | -1 | -1 | -1 | -1 | -1 | -1 | -1 | -1 | -1 | -1 | -1 | -1 | -1 | -1 | -1 | -1 | -1 | -1 | -1 | -1 | -1
Greater_Imperial_Li_Battery_4hr_108_Generic | generic-deliverability | Generic_SCE_Eastern_500_offpeak | Operational_New_Capacity_MW | Greater_Imperial_Li_Battery_4hr_108_Generic |  | -1 | -1 | -1 | -1 | -1 | -1 | -1 | -1 | -1 | -1 | -1 | -1 | -1 | -1 | -1 | -1 | -1 | -1 | -1 | -1 | -1 | -1 | -1 | -1 | -1 | -1 | -1 | -1 | -1 | -1 | -1
Greater_Imperial_Li_Battery_4hr_133_Generic | generic-deliverability | Generic_SCE_Eastern_500_offpeak | Operational_New_Capacity_MW | Greater_Imperial_Li_Battery_4hr_133_Generic |  | -1 | -1 | -1 | -1 | -1 | -1 | -1 | -1 | -1 | -1 | -1 | -1 | -1 | -1 | -1 | -1 | -1 | -1 | -1 | -1 | -1 | -1 | -1 | -1 | -1 | -1 | -1 | -1 | -1 | -1 | -1
Greater_Imperial_Li_Battery_4hr_20_Generic | generic-deliverability | Generic_SCE_Eastern_500_offpeak | Operational_New_Capacity_MW | Greater_Imperial_Li_Battery_4hr_20_Generic |  | -1 | -1 | -1 | -1 | -1 | -1 | -1 | -1 | -1 | -1 | -1 | -1 | -1 | -1 | -1 | -1 | -1 | -1 | -1 | -1 | -1 | -1 | -1 | -1 | -1 | -1 | -1 | -1 | -1 | -1 | -1
Greater_Imperial_Li_Battery_4hr_63_Generic | generic-deliverability | Generic_SCE_Eastern_500_offpeak | Operational_New_Capacity_MW | Greater_Imperial_Li_Battery_4hr_63_Generic |  | -1 | -1 | -1 | -1 | -1 | -1 | -1 | -1 | -1 | -1 | -1 | -1 | -1 | -1 | -1 | -1 | -1 | -1 | -1 | -1 | -1 | -1 | -1 | -1 | -1 | -1 | -1 | -1 | -1 | -1 | -1
Greater_Imperial_Li_Battery_8hr_107_Generic | generic-deliverability | Generic_SCE_Eastern_500_offpeak | Operational_New_Capacity_MW | Greater_Imperial_Li_Battery_8hr_107_Generic |  | -1 | -1 | -1 | -1 | -1 | -1 | -1 | -1 | -1 | -1 | -1 | -1 | -1 | -1 | -1 | -1 | -1 | -1 | -1 | -1 | -1 | -1 | -1 | -1 | -1 | -1 | -1 | -1 | -1 | -1 | -1
Greater_Imperial_Li_Battery_8hr_108_Generic | generic-deliverability | Generic_SCE_Eastern_500_offpeak | Operational_New_Capacity_MW | Greater_Imperial_Li_Battery_8hr_108_Generic |  | -1 | -1 | -1 | -1 | -1 | -1 | -1 | -1 | -1 | -1 | -1 | -1 | -1 | -1 | -1 | -1 | -1 | -1 | -1 | -1 | -1 | -1 | -1 | -1 | -1 | -1 | -1 | -1 | -1 | -1 | -1
Greater_Imperial_Li_Battery_8hr_133_Generic | generic-deliverability | Generic_SCE_Eastern_500_offpeak | Operational_New_Capacity_MW | Greater_Imperial_Li_Battery_8hr_133_Generic |  | -1 | -1 | -1 | -1 | -1 | -1 | -1 | -1 | -1 | -1 | -1 | -1 | -1 | -1 | -1 | -1 | -1 | -1 | -1 | -1 | -1 | -1 | -1 | -1 | -1 | -1 | -1 | -1 | -1 | -1 | -1
Greater_Imperial_Li_Battery_8hr_20_Generic | generic-deliverability | Generic_SCE_Eastern_500_offpeak | Operational_New_Capacity_MW | Greater_Imperial_Li_Battery_8hr_20_Generic |  | -1 | -1 | -1 | -1 | -1 | -1 | -1 | -1 | -1 | -1 | -1 | -1 | -1 | -1 | -1 | -1 | -1 | -1 | -1 | -1 | -1 | -1 | -1 | -1 | -1 | -1 | -1 | -1 | -1 | -1 | -1
Greater_Imperial_Li_Battery_8hr_63_Generic | generic-deliverability | Generic_SCE_Eastern_500_offpeak | Operational_New_Capacity_MW | Greater_Imperial_Li_Battery_8hr_63_Generic |  | -1 | -1 | -1 | -1 | -1 | -1 | -1 | -1 | -1 | -1 | -1 | -1 | -1 | -1 | -1 | -1 | -1 | -1 | -1 | -1 | -1 | -1 | -1 | -1 | -1 | -1 | -1 | -1 | -1 | -1 | -1
Greater_Imperial_Solar_107_Generic | generic-deliverability | Generic_SCE_Eastern_500_offpeak | Operational_New_Capacity_MW | Greater_Imperial_Solar_107_Generic |  | 0.68 | 0.68 | 0.68 | 0.68 | 0.68 | 0.68 | 0.68 | 0.68 | 0.68 | 0.68 | 0.68 | 0.68 | 0.68 | 0.68 | 0.68 | 0.68 | 0.68 | 0.68 | 0.68 | 0.68 | 0.68 | 0.68 | 0.68 | 0.68 | 0.68 | 0.68 | 0.68 | 0.68 | 0.68 | 0.68 | 0.68
Greater_Imperial_Solar_108_Generic | generic-deliverability | Generic_SCE_Eastern_500_offpeak | Operational_New_Capacity_MW | Greater_Imperial_Solar_108_Generic |  | 0.68 | 0.68 | 0.68 | 0.68 | 0.68 | 0.68 | 0.68 | 0.68 | 0.68 | 0.68 | 0.68 | 0.68 | 0.68 | 0.68 | 0.68 | 0.68 | 0.68 | 0.68 | 0.68 | 0.68 | 0.68 | 0.68 | 0.68 | 0.68 | 0.68 | 0.68 | 0.68 | 0.68 | 0.68 | 0.68 | 0.68
Greater_Imperial_Solar_133_Generic | generic-deliverability | Generic_SCE_Eastern_500_offpeak | Operational_New_Capacity_MW | Greater_Imperial_Solar_133_Generic |  | 0.68 | 0.68 | 0.68 | 0.68 | 0.68 | 0.68 | 0.68 | 0.68 | 0.68 | 0.68 | 0.68 | 0.68 | 0.68 | 0.68 | 0.68 | 0.68 | 0.68 | 0.68 | 0.68 | 0.68 | 0.68 | 0.68 | 0.68 | 0.68 | 0.68 | 0.68 | 0.68 | 0.68 | 0.68 | 0.68 | 0.68
Greater_Imperial_Solar_20_Generic | generic-deliverability | Generic_SCE_Eastern_500_offpeak | Operational_New_Capacity_MW | Greater_Imperial_Solar_20_Generic |  | 0.68 | 0.68 | 0.68 | 0.68 | 0.68 | 0.68 | 0.68 | 0.68 | 0.68 | 0.68 | 0.68 | 0.68 | 0.68 | 0.68 | 0.68 | 0.68 | 0.68 | 0.68 | 0.68 | 0.68 | 0.68 | 0.68 | 0.68 | 0.68 | 0.68 | 0.68 | 0.68 | 0.68 | 0.68 | 0.68 | 0.68
Greater_Imperial_Solar_63_Generic | generic-deliverability | Generic_SCE_Eastern_500_offpeak | Operational_New_Capacity_MW | Greater_Imperial_Solar_63_Generic |  | 0.68 | 0.68 | 0.68 | 0.68 | 0.68 | 0.68 | 0.68 | 0.68 | 0.68 | 0.68 | 0.68 | 0.68 | 0.68 | 0.68 | 0.68 | 0.68 | 0.68 | 0.68 | 0.68 | 0.68 | 0.68 | 0.68 | 0.68 | 0.68 | 0.68 | 0.68 | 0.68 | 0.68 | 0.68 | 0.68 | 0.68
Greater_Imperial_Wind_108_Generic | generic-deliverability | Generic_SCE_Eastern_500_offpeak | Operational_New_Capacity_MW | Greater_Imperial_Wind_108_Generic |  | 0.64 | 0.64 | 0.64 | 0.64 | 0.64 | 0.64 | 0.64 | 0.64 | 0.64 | 0.64 | 0.64 | 0.64 | 0.64 | 0.64 | 0.64 | 0.64 | 0.64 | 0.64 | 0.64 | 0.64 | 0.64 | 0.64 | 0.64 | 0.64 | 0.64 | 0.64 | 0.64 | 0.64 | 0.64 | 0.64 | 0.64
Idaho_Wind_19_Generic | generic-deliverability | Generic_SCE_Eastern_500_offpeak | Operational_New_Capacity_MW | Idaho_Wind_19_Generic |  | 0.67 | 0.67 | 0.67 | 0.67 | 0.67 | 0.67 | 0.67 | 0.67 | 0.67 | 0.67 | 0.67 | 0.67 | 0.67 | 0.67 | 0.67 | 0.67 | 0.67 | 0.67 | 0.67 | 0.67 | 0.67 | 0.67 | 0.67 | 0.67 | 0.67 | 0.67 | 0.67 | 0.67 | 0.67 | 0.67 | 0.67
Inyokern_North_Kramer_Geothermal_9_Generic | generic-deliverability | Generic_SCE_Eastern_500_offpeak | Operational_New_Capacity_MW | Inyokern_North_Kramer_Geothermal_9_Generic |  | 1 | 1 | 1 | 1 | 1 | 1 | 1 | 1 | 1 | 1 | 1 | 1 | 1 | 1 | 1 | 1 | 1 | 1 | 1 | 1 | 1 | 1 | 1 | 1 | 1 | 1 | 1 | 1 | 1 | 1 | 1
New_Mexico_Wind_55_Generic | generic-deliverability | Generic_SCE_Eastern_500_offpeak | Operational_New_Capacity_MW | New_Mexico_Wind_55_Generic |  | 0.67 | 0.67 | 0.67 | 0.67 | 0.67 | 0.67 | 0.67 | 0.67 | 0.67 | 0.67 | 0.67 | 0.67 | 0.67 | 0.67 | 0.67 | 0.67 | 0.67 | 0.67 | 0.67 | 0.67 | 0.67 | 0.67 | 0.67 | 0.67 | 0.67 | 0.67 | 0.67 | 0.67 | 0.67 | 0.67 | 0.67
Northern_Nevada_Geothermal_19_Generic | generic-deliverability | Generic_SCE_Eastern_500_offpeak | Operational_New_Capacity_MW | Northern_Nevada_Geothermal_19_Generic |  | 1 | 1 | 1 | 1 | 1 | 1 | 1 | 1 | 1 | 1 | 1 | 1 | 1 | 1 | 1 | 1 | 1 | 1 | 1 | 1 | 1 | 1 | 1 | 1 | 1 | 1 | 1 | 1 | 1 | 1 | 1
Riverside_East_Pumped_Storage_59_Generic | generic-deliverability | Generic_SCE_Eastern_500_offpeak | Operational_New_Capacity_MW | Riverside_East_Pumped_Storage_59_Generic |  | -1 | -1 | -1 | -1 | -1 | -1 | -1 | -1 | -1 | -1 | -1 | -1 | -1 | -1 | -1 | -1 | -1 | -1 | -1 | -1 | -1 | -1 | -1 | -1 | -1 | -1 | -1 | -1 | -1 | -1 | -1
Riverside_Flow_Battery_129_Generic | generic-deliverability | Generic_SCE_Eastern_500_offpeak | Operational_New_Capacity_MW | Riverside_Flow_Battery_129_Generic |  | -1 | -1 | -1 | -1 | -1 | -1 | -1 | -1 | -1 | -1 | -1 | -1 | -1 | -1 | -1 | -1 | -1 | -1 | -1 | -1 | -1 | -1 | -1 | -1 | -1 | -1 | -1 | -1 | -1 | -1 | -1
Riverside_Flow_Battery_59_Generic | generic-deliverability | Generic_SCE_Eastern_500_offpeak | Operational_New_Capacity_MW | Riverside_Flow_Battery_59_Generic |  | -1 | -1 | -1 | -1 | -1 | -1 | -1 | -1 | -1 | -1 | -1 | -1 | -1 | -1 | -1 | -1 | -1 | -1 | -1 | -1 | -1 | -1 | -1 | -1 | -1 | -1 | -1 | -1 | -1 | -1 | -1
Riverside_Flow_Battery_60_Generic | generic-deliverability | Generic_SCE_Eastern_500_offpeak | Operational_New_Capacity_MW | Riverside_Flow_Battery_60_Generic |  | -1 | -1 | -1 | -1 | -1 | -1 | -1 | -1 | -1 | -1 | -1 | -1 | -1 | -1 | -1 | -1 | -1 | -1 | -1 | -1 | -1 | -1 | -1 | -1 | -1 | -1 | -1 | -1 | -1 | -1 | -1
Riverside_Flow_Battery_9_Generic | generic-deliverability | Generic_SCE_Eastern_500_offpeak | Operational_New_Capacity_MW | Riverside_Flow_Battery_9_Generic |  | -1 | -1 | -1 | -1 | -1 | -1 | -1 | -1 | -1 | -1 | -1 | -1 | -1 | -1 | -1 | -1 | -1 | -1 | -1 | -1 | -1 | -1 | -1 | -1 | -1 | -1 | -1 | -1 | -1 | -1 | -1
Riverside_Li_Battery_4hr_129_Generic | generic-deliverability | Generic_SCE_Eastern_500_offpeak | Operational_New_Capacity_MW | Riverside_Li_Battery_4hr_129_Generic |  | -1 | -1 | -1 | -1 | -1 | -1 | -1 | -1 | -1 | -1 | -1 | -1 | -1 | -1 | -1 | -1 | -1 | -1 | -1 | -1 | -1 | -1 | -1 | -1 | -1 | -1 | -1 | -1 | -1 | -1 | -1
Riverside_Li_Battery_4hr_59_Generic | generic-deliverability | Generic_SCE_Eastern_500_offpeak | Operational_New_Capacity_MW | Riverside_Li_Battery_4hr_59_Generic |  | -1 | -1 | -1 | -1 | -1 | -1 | -1 | -1 | -1 | -1 | -1 | -1 | -1 | -1 | -1 | -1 | -1 | -1 | -1 | -1 | -1 | -1 | -1 | -1 | -1 | -1 | -1 | -1 | -1 | -1 | -1
Riverside_Li_Battery_4hr_60_Generic | generic-deliverability | Generic_SCE_Eastern_500_offpeak | Operational_New_Capacity_MW | Riverside_Li_Battery_4hr_60_Generic |  | -1 | -1 | -1 | -1 | -1 | -1 | -1 | -1 | -1 | -1 | -1 | -1 | -1 | -1 | -1 | -1 | -1 | -1 | -1 | -1 | -1 | -1 | -1 | -1 | -1 | -1 | -1 | -1 | -1 | -1 | -1
Riverside_Li_Battery_4hr_9_Generic | generic-deliverability | Generic_SCE_Eastern_500_offpeak | Operational_New_Capacity_MW | Riverside_Li_Battery_4hr_9_Generic |  | -1 | -1 | -1 | -1 | -1 | -1 | -1 | -1 | -1 | -1 | -1 | -1 | -1 | -1 | -1 | -1 | -1 | -1 | -1 | -1 | -1 | -1 | -1 | -1 | -1 | -1 | -1 | -1 | -1 | -1 | -1
Riverside_Li_Battery_8hr_129_Generic | generic-deliverability | Generic_SCE_Eastern_500_offpeak | Operational_New_Capacity_MW | Riverside_Li_Battery_8hr_129_Generic |  | -1 | -1 | -1 | -1 | -1 | -1 | -1 | -1 | -1 | -1 | -1 | -1 | -1 | -1 | -1 | -1 | -1 | -1 | -1 | -1 | -1 | -1 | -1 | -1 | -1 | -1 | -1 | -1 | -1 | -1 | -1
Riverside_Li_Battery_8hr_59_Generic | generic-deliverability | Generic_SCE_Eastern_500_offpeak | Operational_New_Capacity_MW | Riverside_Li_Battery_8hr_59_Generic |  | -1 | -1 | -1 | -1 | -1 | -1 | -1 | -1 | -1 | -1 | -1 | -1 | -1 | -1 | -1 | -1 | -1 | -1 | -1 | -1 | -1 | -1 | -1 | -1 | -1 | -1 | -1 | -1 | -1 | -1 | -1
Riverside_Li_Battery_8hr_60_Generic | generic-deliverability | Generic_SCE_Eastern_500_offpeak | Operational_New_Capacity_MW | Riverside_Li_Battery_8hr_60_Generic |  | -1 | -1 | -1 | -1 | -1 | -1 | -1 | -1 | -1 | -1 | -1 | -1 | -1 | -1 | -1 | -1 | -1 | -1 | -1 | -1 | -1 | -1 | -1 | -1 | -1 | -1 | -1 | -1 | -1 | -1 | -1
Riverside_Li_Battery_8hr_9_Generic | generic-deliverability | Generic_SCE_Eastern_500_offpeak | Operational_New_Capacity_MW | Riverside_Li_Battery_8hr_9_Generic |  | -1 | -1 | -1 | -1 | -1 | -1 | -1 | -1 | -1 | -1 | -1 | -1 | -1 | -1 | -1 | -1 | -1 | -1 | -1 | -1 | -1 | -1 | -1 | -1 | -1 | -1 | -1 | -1 | -1 | -1 | -1
Riverside_Solar_129_Generic | generic-deliverability | Generic_SCE_Eastern_500_offpeak | Operational_New_Capacity_MW | Riverside_Solar_129_Generic |  | 0.68 | 0.68 | 0.68 | 0.68 | 0.68 | 0.68 | 0.68 | 0.68 | 0.68 | 0.68 | 0.68 | 0.68 | 0.68 | 0.68 | 0.68 | 0.68 | 0.68 | 0.68 | 0.68 | 0.68 | 0.68 | 0.68 | 0.68 | 0.68 | 0.68 | 0.68 | 0.68 | 0.68 | 0.68 | 0.68 | 0.68
Riverside_Solar_59_Generic | generic-deliverability | Generic_SCE_Eastern_500_offpeak | Operational_New_Capacity_MW | Riverside_Solar_59_Generic |  | 0.68 | 0.68 | 0.68 | 0.68 | 0.68 | 0.68 | 0.68 | 0.68 | 0.68 | 0.68 | 0.68 | 0.68 | 0.68 | 0.68 | 0.68 | 0.68 | 0.68 | 0.68 | 0.68 | 0.68 | 0.68 | 0.68 | 0.68 | 0.68 | 0.68 | 0.68 | 0.68 | 0.68 | 0.68 | 0.68 | 0.68
Riverside_Solar_60_Generic | generic-deliverability | Generic_SCE_Eastern_500_offpeak | Operational_New_Capacity_MW | Riverside_Solar_60_Generic |  | 0.68 | 0.68 | 0.68 | 0.68 | 0.68 | 0.68 | 0.68 | 0.68 | 0.68 | 0.68 | 0.68 | 0.68 | 0.68 | 0.68 | 0.68 | 0.68 | 0.68 | 0.68 | 0.68 | 0.68 | 0.68 | 0.68 | 0.68 | 0.68 | 0.68 | 0.68 | 0.68 | 0.68 | 0.68 | 0.68 | 0.68
Riverside_Solar_9_Generic | generic-deliverability | Generic_SCE_Eastern_500_offpeak | Operational_New_Capacity_MW | Riverside_Solar_9_Generic |  | 0.68 | 0.68 | 0.68 | 0.68 | 0.68 | 0.68 | 0.68 | 0.68 | 0.68 | 0.68 | 0.68 | 0.68 | 0.68 | 0.68 | 0.68 | 0.68 | 0.68 | 0.68 | 0.68 | 0.68 | 0.68 | 0.68 | 0.68 | 0.68 | 0.68 | 0.68 | 0.68 | 0.68 | 0.68 | 0.68 | 0.68
Riverside_West_Pumped_Storage_9_Generic | generic-deliverability | Generic_SCE_Eastern_500_offpeak | Operational_New_Capacity_MW | Riverside_West_Pumped_Storage_9_Generic |  | -1 | -1 | -1 | -1 | -1 | -1 | -1 | -1 | -1 | -1 | -1 | -1 | -1 | -1 | -1 | -1 | -1 | -1 | -1 | -1 | -1 | -1 | -1 | -1 | -1 | -1 | -1 | -1 | -1 | -1 | -1
San_Diego_Pumped_Storage_119_Generic | generic-deliverability | Generic_SCE_Eastern_500_offpeak | Operational_New_Capacity_MW | San_Diego_Pumped_Storage_119_Generic |  | -1 | -1 | -1 | -1 | -1 | -1 | -1 | -1 | -1 | -1 | -1 | -1 | -1 | -1 | -1 | -1 | -1 | -1 | -1 | -1 | -1 | -1 | -1 | -1 | -1 | -1 | -1 | -1 | -1 | -1 | -1
Southern_NV_Eldorado_Flow_Battery_19_Generic | generic-deliverability | Generic_SCE_Eastern_500_offpeak | Operational_New_Capacity_MW | Southern_NV_Eldorado_Flow_Battery_19_Generic |  | -1 | -1 | -1 | -1 | -1 | -1 | -1 | -1 | -1 | -1 | -1 | -1 | -1 | -1 | -1 | -1 | -1 | -1 | -1 | -1 | -1 | -1 | -1 | -1 | -1 | -1 | -1 | -1 | -1 | -1 | -1
Southern_NV_Eldorado_Flow_Battery_40_Generic | generic-deliverability | Generic_SCE_Eastern_500_offpeak | Operational_New_Capacity_MW | Southern_NV_Eldorado_Flow_Battery_40_Generic |  | -1 | -1 | -1 | -1 | -1 | -1 | -1 | -1 | -1 | -1 | -1 | -1 | -1 | -1 | -1 | -1 | -1 | -1 | -1 | -1 | -1 | -1 | -1 | -1 | -1 | -1 | -1 | -1 | -1 | -1 | -1
Southern_NV_Eldorado_Li_Battery_4hr_19_Generic | generic-deliverability | Generic_SCE_Eastern_500_offpeak | Operational_New_Capacity_MW | Southern_NV_Eldorado_Li_Battery_4hr_19_Generic |  | -1 | -1 | -1 | -1 | -1 | -1 | -1 | -1 | -1 | -1 | -1 | -1 | -1 | -1 | -1 | -1 | -1 | -1 | -1 | -1 | -1 | -1 | -1 | -1 | -1 | -1 | -1 | -1 | -1 | -1 | -1
Southern_NV_Eldorado_Li_Battery_4hr_40_Generic | generic-deliverability | Generic_SCE_Eastern_500_offpeak | Operational_New_Capacity_MW | Southern_NV_Eldorado_Li_Battery_4hr_40_Generic |  | -1 | -1 | -1 | -1 | -1 | -1 | -1 | -1 | -1 | -1 | -1 | -1 | -1 | -1 | -1 | -1 | -1 | -1 | -1 | -1 | -1 | -1 | -1 | -1 | -1 | -1 | -1 | -1 | -1 | -1 | -1
Southern_NV_Eldorado_Li_Battery_8hr_19_Generic | generic-deliverability | Generic_SCE_Eastern_500_offpeak | Operational_New_Capacity_MW | Southern_NV_Eldorado_Li_Battery_8hr_19_Generic |  | -1 | -1 | -1 | -1 | -1 | -1 | -1 | -1 | -1 | -1 | -1 | -1 | -1 | -1 | -1 | -1 | -1 | -1 | -1 | -1 | -1 | -1 | -1 | -1 | -1 | -1 | -1 | -1 | -1 | -1 | -1
Southern_NV_Eldorado_Li_Battery_8hr_40_Generic | generic-deliverability | Generic_SCE_Eastern_500_offpeak | Operational_New_Capacity_MW | Southern_NV_Eldorado_Li_Battery_8hr_40_Generic |  | -1 | -1 | -1 | -1 | -1 | -1 | -1 | -1 | -1 | -1 | -1 | -1 | -1 | -1 | -1 | -1 | -1 | -1 | -1 | -1 | -1 | -1 | -1 | -1 | -1 | -1 | -1 | -1 | -1 | -1 | -1
Southern_NV_Eldorado_Solar_19_Generic | generic-deliverability | Generic_SCE_Eastern_500_offpeak | Operational_New_Capacity_MW | Southern_NV_Eldorado_Solar_19_Generic |  | 0.68 | 0.68 | 0.68 | 0.68 | 0.68 | 0.68 | 0.68 | 0.68 | 0.68 | 0.68 | 0.68 | 0.68 | 0.68 | 0.68 | 0.68 | 0.68 | 0.68 | 0.68 | 0.68 | 0.68 | 0.68 | 0.68 | 0.68 | 0.68 | 0.68 | 0.68 | 0.68 | 0.68 | 0.68 | 0.68 | 0.68
Southern_NV_Eldorado_Solar_40_Generic | generic-deliverability | Generic_SCE_Eastern_500_offpeak | Operational_New_Capacity_MW | Southern_NV_Eldorado_Solar_40_Generic |  | 0.68 | 0.68 | 0.68 | 0.68 | 0.68 | 0.68 | 0.68 | 0.68 | 0.68 | 0.68 | 0.68 | 0.68 | 0.68 | 0.68 | 0.68 | 0.68 | 0.68 | 0.68 | 0.68 | 0.68 | 0.68 | 0.68 | 0.68 | 0.68 | 0.68 | 0.68 | 0.68 | 0.68 | 0.68 | 0.68 | 0.68
Utah_Geothermal_19_Generic | generic-deliverability | Generic_SCE_Eastern_500_offpeak | Operational_New_Capacity_MW | Utah_Geothermal_19_Generic |  | 1 | 1 | 1 | 1 | 1 | 1 | 1 | 1 | 1 | 1 | 1 | 1 | 1 | 1 | 1 | 1 | 1 | 1 | 1 | 1 | 1 | 1 | 1 | 1 | 1 | 1 | 1 | 1 | 1 | 1 | 1
Utah_Wind_19_Generic | generic-deliverability | Generic_SCE_Eastern_500_offpeak | Operational_New_Capacity_MW | Utah_Wind_19_Generic |  | 0.67 | 0.67 | 0.67 | 0.67 | 0.67 | 0.67 | 0.67 | 0.67 | 0.67 | 0.67 | 0.67 | 0.67 | 0.67 | 0.67 | 0.67 | 0.67 | 0.67 | 0.67 | 0.67 | 0.67 | 0.67 | 0.67 | 0.67 | 0.67 | 0.67 | 0.67 | 0.67 | 0.67 | 0.67 | 0.67 | 0.67
Wyoming_Wind_19_Generic | generic-deliverability | Generic_SCE_Eastern_500_offpeak | Operational_New_Capacity_MW | Wyoming_Wind_19_Generic |  | 0.67 | 0.67 | 0.67 | 0.67 | 0.67 | 0.67 | 0.67 | 0.67 | 0.67 | 0.67 | 0.67 | 0.67 | 0.67 | 0.67 | 0.67 | 0.67 | 0.67 | 0.67 | 0.67 | 0.67 | 0.67 | 0.67 | 0.67 | 0.67 | 0.67 | 0.67 | 0.67 | 0.67 | 0.67 | 0.67 | 0.67
Generic_SCE_Eastern_500_group | generic-deliverability | Generic_SCE_Eastern_500_offpeak | Operational_New_Capacity_MW | Generic_SCE_Eastern_500_group |  | -1 | -1 | -1 | -1 | -1 | -1 | -1 | -1 | -1 | -1 | -1 | -1 | -1 | -1 | -1 | -1 | -1 | -1 | -1 | -1 | -1 | -1 | -1 | -1 | -1 | -1 | -1 | -1 | -1 | -1 | -1
Arizona_Flow_Battery_48_Generic | generic-deliverability | Generic_SCE_Eastern_500_SSN | Reliability_Capacity_In_Model_Year | System RA | Arizona_Flow_Battery_48_Generic | 0.5 | 0.5 | 0.5 | 0.5 | 0.5 | 0.5 | 0.5 | 0.5 | 0.5 | 0.5 | 0.5 | 0.5 | 0.5 | 0.5 | 0.5 | 0.5 | 0.5 | 0.5 | 0.5 | 0.5 | 0.5 | 0.5 | 0.5 | 0.5 | 0.5 | 0.5 | 0.5 | 0.5 | 0.5 | 0.5 | 0.5
Arizona_Flow_Battery_55_Generic | generic-deliverability | Generic_SCE_Eastern_500_SSN | Reliability_Capacity_In_Model_Year | System RA | Arizona_Flow_Battery_55_Generic | 0.5 | 0.5 | 0.5 | 0.5 | 0.5 | 0.5 | 0.5 | 0.5 | 0.5 | 0.5 | 0.5 | 0.5 | 0.5 | 0.5 | 0.5 | 0.5 | 0.5 | 0.5 | 0.5 | 0.5 | 0.5 | 0.5 | 0.5 | 0.5 | 0.5 | 0.5 | 0.5 | 0.5 | 0.5 | 0.5 | 0.5
Arizona_Flow_Battery_62_Generic | generic-deliverability | Generic_SCE_Eastern_500_SSN | Reliability_Capacity_In_Model_Year | System RA | Arizona_Flow_Battery_62_Generic | 0.5 | 0.5 | 0.5 | 0.5 | 0.5 | 0.5 | 0.5 | 0.5 | 0.5 | 0.5 | 0.5 | 0.5 | 0.5 | 0.5 | 0.5 | 0.5 | 0.5 | 0.5 | 0.5 | 0.5 | 0.5 | 0.5 | 0.5 | 0.5 | 0.5 | 0.5 | 0.5 | 0.5 | 0.5 | 0.5 | 0.5
Arizona_Flow_Battery_77_Generic | generic-deliverability | Generic_SCE_Eastern_500_SSN | Reliability_Capacity_In_Model_Year | System RA | Arizona_Flow_Battery_77_Generic | 0.5 | 0.5 | 0.5 | 0.5 | 0.5 | 0.5 | 0.5 | 0.5 | 0.5 | 0.5 | 0.5 | 0.5 | 0.5 | 0.5 | 0.5 | 0.5 | 0.5 | 0.5 | 0.5 | 0.5 | 0.5 | 0.5 | 0.5 | 0.5 | 0.5 | 0.5 | 0.5 | 0.5 | 0.5 | 0.5 | 0.5
Arizona_Flow_Battery_90_Generic | generic-deliverability | Generic_SCE_Eastern_500_SSN | Reliability_Capacity_In_Model_Year | System RA | Arizona_Flow_Battery_90_Generic | 0.5 | 0.5 | 0.5 | 0.5 | 0.5 | 0.5 | 0.5 | 0.5 | 0.5 | 0.5 | 0.5 | 0.5 | 0.5 | 0.5 | 0.5 | 0.5 | 0.5 | 0.5 | 0.5 | 0.5 | 0.5 | 0.5 | 0.5 | 0.5 | 0.5 | 0.5 | 0.5 | 0.5 | 0.5 | 0.5 | 0.5
Arizona_Li_Battery_4hr_48_Generic | generic-deliverability | Generic_SCE_Eastern_500_SSN | Reliability_Capacity_In_Model_Year | System RA | Arizona_Li_Battery_4hr_48_Generic | 0.5 | 0.5 | 0.5 | 0.5 | 0.5 | 0.5 | 0.5 | 0.5 | 0.5 | 0.5 | 0.5 | 0.5 | 0.5 | 0.5 | 0.5 | 0.5 | 0.5 | 0.5 | 0.5 | 0.5 | 0.5 | 0.5 | 0.5 | 0.5 | 0.5 | 0.5 | 0.5 | 0.5 | 0.5 | 0.5 | 0.5
Arizona_Li_Battery_4hr_55_Generic | generic-deliverability | Generic_SCE_Eastern_500_SSN | Reliability_Capacity_In_Model_Year | System RA | Arizona_Li_Battery_4hr_55_Generic | 0.5 | 0.5 | 0.5 | 0.5 | 0.5 | 0.5 | 0.5 | 0.5 | 0.5 | 0.5 | 0.5 | 0.5 | 0.5 | 0.5 | 0.5 | 0.5 | 0.5 | 0.5 | 0.5 | 0.5 | 0.5 | 0.5 | 0.5 | 0.5 | 0.5 | 0.5 | 0.5 | 0.5 | 0.5 | 0.5 | 0.5
Arizona_Li_Battery_4hr_62_Generic | generic-deliverability | Generic_SCE_Eastern_500_SSN | Reliability_Capacity_In_Model_Year | System RA | Arizona_Li_Battery_4hr_62_Generic | 0.5 | 0.5 | 0.5 | 0.5 | 0.5 | 0.5 | 0.5 | 0.5 | 0.5 | 0.5 | 0.5 | 0.5 | 0.5 | 0.5 | 0.5 | 0.5 | 0.5 | 0.5 | 0.5 | 0.5 | 0.5 | 0.5 | 0.5 | 0.5 | 0.5 | 0.5 | 0.5 | 0.5 | 0.5 | 0.5 | 0.5
Arizona_Li_Battery_4hr_77_Generic | generic-deliverability | Generic_SCE_Eastern_500_SSN | Reliability_Capacity_In_Model_Year | System RA | Arizona_Li_Battery_4hr_77_Generic | 0.5 | 0.5 | 0.5 | 0.5 | 0.5 | 0.5 | 0.5 | 0.5 | 0.5 | 0.5 | 0.5 | 0.5 | 0.5 | 0.5 | 0.5 | 0.5 | 0.5 | 0.5 | 0.5 | 0.5 | 0.5 | 0.5 | 0.5 | 0.5 | 0.5 | 0.5 | 0.5 | 0.5 | 0.5 | 0.5 | 0.5
Arizona_Li_Battery_4hr_90_Generic | generic-deliverability | Generic_SCE_Eastern_500_SSN | Reliability_Capacity_In_Model_Year | System RA | Arizona_Li_Battery_4hr_90_Generic | 0.5 | 0.5 | 0.5 | 0.5 | 0.5 | 0.5 | 0.5 | 0.5 | 0.5 | 0.5 | 0.5 | 0.5 | 0.5 | 0.5 | 0.5 | 0.5 | 0.5 | 0.5 | 0.5 | 0.5 | 0.5 | 0.5 | 0.5 | 0.5 | 0.5 | 0.5 | 0.5 | 0.5 | 0.5 | 0.5 | 0.5
Arizona_Li_Battery_8hr_48_Generic | generic-deliverability | Generic_SCE_Eastern_500_SSN | Reliability_Capacity_In_Model_Year | System RA | Arizona_Li_Battery_8hr_48_Generic | 0.5 | 0.5 | 0.5 | 0.5 | 0.5 | 0.5 | 0.5 | 0.5 | 0.5 | 0.5 | 0.5 | 0.5 | 0.5 | 0.5 | 0.5 | 0.5 | 0.5 | 0.5 | 0.5 | 0.5 | 0.5 | 0.5 | 0.5 | 0.5 | 0.5 | 0.5 | 0.5 | 0.5 | 0.5 | 0.5 | 0.5
Arizona_Li_Battery_8hr_55_Generic | generic-deliverability | Generic_SCE_Eastern_500_SSN | Reliability_Capacity_In_Model_Year | System RA | Arizona_Li_Battery_8hr_55_Generic | 0.5 | 0.5 | 0.5 | 0.5 | 0.5 | 0.5 | 0.5 | 0.5 | 0.5 | 0.5 | 0.5 | 0.5 | 0.5 | 0.5 | 0.5 | 0.5 | 0.5 | 0.5 | 0.5 | 0.5 | 0.5 | 0.5 | 0.5 | 0.5 | 0.5 | 0.5 | 0.5 | 0.5 | 0.5 | 0.5 | 0.5
Arizona_Li_Battery_8hr_62_Generic | generic-deliverability | Generic_SCE_Eastern_500_SSN | Reliability_Capacity_In_Model_Year | System RA | Arizona_Li_Battery_8hr_62_Generic | 0.5 | 0.5 | 0.5 | 0.5 | 0.5 | 0.5 | 0.5 | 0.5 | 0.5 | 0.5 | 0.5 | 0.5 | 0.5 | 0.5 | 0.5 | 0.5 | 0.5 | 0.5 | 0.5 | 0.5 | 0.5 | 0.5 | 0.5 | 0.5 | 0.5 | 0.5 | 0.5 | 0.5 | 0.5 | 0.5 | 0.5
Arizona_Li_Battery_8hr_77_Generic | generic-deliverability | Generic_SCE_Eastern_500_SSN | Reliability_Capacity_In_Model_Year | System RA | Arizona_Li_Battery_8hr_77_Generic | 0.5 | 0.5 | 0.5 | 0.5 | 0.5 | 0.5 | 0.5 | 0.5 | 0.5 | 0.5 | 0.5 | 0.5 | 0.5 | 0.5 | 0.5 | 0.5 | 0.5 | 0.5 | 0.5 | 0.5 | 0.5 | 0.5 | 0.5 | 0.5 | 0.5 | 0.5 | 0.5 | 0.5 | 0.5 | 0.5 | 0.5
Arizona_Li_Battery_8hr_90_Generic | generic-deliverability | Generic_SCE_Eastern_500_SSN | Reliability_Capacity_In_Model_Year | System RA | Arizona_Li_Battery_8hr_90_Generic | 0.5 | 0.5 | 0.5 | 0.5 | 0.5 | 0.5 | 0.5 | 0.5 | 0.5 | 0.5 | 0.5 | 0.5 | 0.5 | 0.5 | 0.5 | 0.5 | 0.5 | 0.5 | 0.5 | 0.5 | 0.5 | 0.5 | 0.5 | 0.5 | 0.5 | 0.5 | 0.5 | 0.5 | 0.5 | 0.5 | 0.5
Arizona_Solar_48_Generic | generic-deliverability | Generic_SCE_Eastern_500_SSN | Reliability_Capacity_In_Model_Year | System RA | Arizona_Solar_48_Generic | 0.427 | 0.427 | 0.427 | 0.427 | 0.427 | 0.427 | 0.427 | 0.427 | 0.427 | 0.427 | 0.427 | 0.427 | 0.427 | 0.427 | 0.427 | 0.427 | 0.427 | 0.427 | 0.427 | 0.427 | 0.427 | 0.427 | 0.427 | 0.427 | 0.427 | 0.427 | 0.427 | 0.427 | 0.427 | 0.427 | 0.427
Arizona_Solar_55_Generic | generic-deliverability | Generic_SCE_Eastern_500_SSN | Reliability_Capacity_In_Model_Year | System RA | Arizona_Solar_55_Generic | 0.427 | 0.427 | 0.427 | 0.427 | 0.427 | 0.427 | 0.427 | 0.427 | 0.427 | 0.427 | 0.427 | 0.427 | 0.427 | 0.427 | 0.427 | 0.427 | 0.427 | 0.427 | 0.427 | 0.427 | 0.427 | 0.427 | 0.427 | 0.427 | 0.427 | 0.427 | 0.427 | 0.427 | 0.427 | 0.427 | 0.427
Arizona_Solar_62_Generic | generic-deliverability | Generic_SCE_Eastern_500_SSN | Reliability_Capacity_In_Model_Year | System RA | Arizona_Solar_62_Generic | 0.427 | 0.427 | 0.427 | 0.427 | 0.427 | 0.427 | 0.427 | 0.427 | 0.427 | 0.427 | 0.427 | 0.427 | 0.427 | 0.427 | 0.427 | 0.427 | 0.427 | 0.427 | 0.427 | 0.427 | 0.427 | 0.427 | 0.427 | 0.427 | 0.427 | 0.427 | 0.427 | 0.427 | 0.427 | 0.427 | 0.427
Arizona_Solar_77_Generic | generic-deliverability | Generic_SCE_Eastern_500_SSN | Reliability_Capacity_In_Model_Year | System RA | Arizona_Solar_77_Generic | 0.427 | 0.427 | 0.427 | 0.427 | 0.427 | 0.427 | 0.427 | 0.427 | 0.427 | 0.427 | 0.427 | 0.427 | 0.427 | 0.427 | 0.427 | 0.427 | 0.427 | 0.427 | 0.427 | 0.427 | 0.427 | 0.427 | 0.427 | 0.427 | 0.427 | 0.427 | 0.427 | 0.427 | 0.427 | 0.427 | 0.427
Arizona_Solar_90_Generic | generic-deliverability | Generic_SCE_Eastern_500_SSN | Reliability_Capacity_In_Model_Year | System RA | Arizona_Solar_90_Generic | 0.427 | 0.427 | 0.427 | 0.427 | 0.427 | 0.427 | 0.427 | 0.427 | 0.427 | 0.427 | 0.427 | 0.427 | 0.427 | 0.427 | 0.427 | 0.427 | 0.427 | 0.427 | 0.427 | 0.427 | 0.427 | 0.427 | 0.427 | 0.427 | 0.427 | 0.427 | 0.427 | 0.427 | 0.427 | 0.427 | 0.427
Baja_California_Wind_133_Generic | generic-deliverability | Generic_SCE_Eastern_500_SSN | Reliability_Capacity_In_Model_Year | System RA | Baja_California_Wind_133_Generic | 0.112 | 0.112 | 0.112 | 0.112 | 0.112 | 0.112 | 0.112 | 0.112 | 0.112 | 0.112 | 0.112 | 0.112 | 0.112 | 0.112 | 0.112 | 0.112 | 0.112 | 0.112 | 0.112 | 0.112 | 0.112 | 0.112 | 0.112 | 0.112 | 0.112 | 0.112 | 0.112 | 0.112 | 0.112 | 0.112 | 0.112
Greater_Imperial_Biomass_20_Generic | generic-deliverability | Generic_SCE_Eastern_500_SSN | Reliability_Capacity_In_Model_Year | System RA | Greater_Imperial_Biomass_20_Generic | 1 | 1 | 1 | 1 | 1 | 1 | 1 | 1 | 1 | 1 | 1 | 1 | 1 | 1 | 1 | 1 | 1 | 1 | 1 | 1 | 1 | 1 | 1 | 1 | 1 | 1 | 1 | 1 | 1 | 1 | 1
Greater_Imperial_Flow_Battery_107_Generic | generic-deliverability | Generic_SCE_Eastern_500_SSN | Reliability_Capacity_In_Model_Year | System RA | Greater_Imperial_Flow_Battery_107_Generic | 0.5 | 0.5 | 0.5 | 0.5 | 0.5 | 0.5 | 0.5 | 0.5 | 0.5 | 0.5 | 0.5 | 0.5 | 0.5 | 0.5 | 0.5 | 0.5 | 0.5 | 0.5 | 0.5 | 0.5 | 0.5 | 0.5 | 0.5 | 0.5 | 0.5 | 0.5 | 0.5 | 0.5 | 0.5 | 0.5 | 0.5
Greater_Imperial_Flow_Battery_108_Generic | generic-deliverability | Generic_SCE_Eastern_500_SSN | Reliability_Capacity_In_Model_Year | System RA | Greater_Imperial_Flow_Battery_108_Generic | 0.5 | 0.5 | 0.5 | 0.5 | 0.5 | 0.5 | 0.5 | 0.5 | 0.5 | 0.5 | 0.5 | 0.5 | 0.5 | 0.5 | 0.5 | 0.5 | 0.5 | 0.5 | 0.5 | 0.5 | 0.5 | 0.5 | 0.5 | 0.5 | 0.5 | 0.5 | 0.5 | 0.5 | 0.5 | 0.5 | 0.5
Greater_Imperial_Flow_Battery_133_Generic | generic-deliverability | Generic_SCE_Eastern_500_SSN | Reliability_Capacity_In_Model_Year | System RA | Greater_Imperial_Flow_Battery_133_Generic | 0.5 | 0.5 | 0.5 | 0.5 | 0.5 | 0.5 | 0.5 | 0.5 | 0.5 | 0.5 | 0.5 | 0.5 | 0.5 | 0.5 | 0.5 | 0.5 | 0.5 | 0.5 | 0.5 | 0.5 | 0.5 | 0.5 | 0.5 | 0.5 | 0.5 | 0.5 | 0.5 | 0.5 | 0.5 | 0.5 | 0.5
Greater_Imperial_Flow_Battery_20_Generic | generic-deliverability | Generic_SCE_Eastern_500_SSN | Reliability_Capacity_In_Model_Year | System RA | Greater_Imperial_Flow_Battery_20_Generic | 0.5 | 0.5 | 0.5 | 0.5 | 0.5 | 0.5 | 0.5 | 0.5 | 0.5 | 0.5 | 0.5 | 0.5 | 0.5 | 0.5 | 0.5 | 0.5 | 0.5 | 0.5 | 0.5 | 0.5 | 0.5 | 0.5 | 0.5 | 0.5 | 0.5 | 0.5 | 0.5 | 0.5 | 0.5 | 0.5 | 0.5
Greater_Imperial_Flow_Battery_63_Generic | generic-deliverability | Generic_SCE_Eastern_500_SSN | Reliability_Capacity_In_Model_Year | System RA | Greater_Imperial_Flow_Battery_63_Generic | 0.5 | 0.5 | 0.5 | 0.5 | 0.5 | 0.5 | 0.5 | 0.5 | 0.5 | 0.5 | 0.5 | 0.5 | 0.5 | 0.5 | 0.5 | 0.5 | 0.5 | 0.5 | 0.5 | 0.5 | 0.5 | 0.5 | 0.5 | 0.5 | 0.5 | 0.5 | 0.5 | 0.5 | 0.5 | 0.5 | 0.5
Greater_Imperial_Geothermal_20_Generic | generic-deliverability | Generic_SCE_Eastern_500_SSN | Reliability_Capacity_In_Model_Year | System RA | Greater_Imperial_Geothermal_20_Generic | 1 | 1 | 1 | 1 | 1 | 1 | 1 | 1 | 1 | 1 | 1 | 1 | 1 | 1 | 1 | 1 | 1 | 1 | 1 | 1 | 1 | 1 | 1 | 1 | 1 | 1 | 1 | 1 | 1 | 1 | 1
Greater_Imperial_Geothermal_63_Generic | generic-deliverability | Generic_SCE_Eastern_500_SSN | Reliability_Capacity_In_Model_Year | System RA | Greater_Imperial_Geothermal_63_Generic | 1 | 1 | 1 | 1 | 1 | 1 | 1 | 1 | 1 | 1 | 1 | 1 | 1 | 1 | 1 | 1 | 1 | 1 | 1 | 1 | 1 | 1 | 1 | 1 | 1 | 1 | 1 | 1 | 1 | 1 | 1
Greater_Imperial_Li_Battery_4hr_107_Generic | generic-deliverability | Generic_SCE_Eastern_500_SSN | Reliability_Capacity_In_Model_Year | System RA | Greater_Imperial_Li_Battery_4hr_107_Generic | 0.5 | 0.5 | 0.5 | 0.5 | 0.5 | 0.5 | 0.5 | 0.5 | 0.5 | 0.5 | 0.5 | 0.5 | 0.5 | 0.5 | 0.5 | 0.5 | 0.5 | 0.5 | 0.5 | 0.5 | 0.5 | 0.5 | 0.5 | 0.5 | 0.5 | 0.5 | 0.5 | 0.5 | 0.5 | 0.5 | 0.5
Greater_Imperial_Li_Battery_4hr_108_Generic | generic-deliverability | Generic_SCE_Eastern_500_SSN | Reliability_Capacity_In_Model_Year | System RA | Greater_Imperial_Li_Battery_4hr_108_Generic | 0.5 | 0.5 | 0.5 | 0.5 | 0.5 | 0.5 | 0.5 | 0.5 | 0.5 | 0.5 | 0.5 | 0.5 | 0.5 | 0.5 | 0.5 | 0.5 | 0.5 | 0.5 | 0.5 | 0.5 | 0.5 | 0.5 | 0.5 | 0.5 | 0.5 | 0.5 | 0.5 | 0.5 | 0.5 | 0.5 | 0.5
Greater_Imperial_Li_Battery_4hr_133_Generic | generic-deliverability | Generic_SCE_Eastern_500_SSN | Reliability_Capacity_In_Model_Year | System RA | Greater_Imperial_Li_Battery_4hr_133_Generic | 0.5 | 0.5 | 0.5 | 0.5 | 0.5 | 0.5 | 0.5 | 0.5 | 0.5 | 0.5 | 0.5 | 0.5 | 0.5 | 0.5 | 0.5 | 0.5 | 0.5 | 0.5 | 0.5 | 0.5 | 0.5 | 0.5 | 0.5 | 0.5 | 0.5 | 0.5 | 0.5 | 0.5 | 0.5 | 0.5 | 0.5
Greater_Imperial_Li_Battery_4hr_20_Generic | generic-deliverability | Generic_SCE_Eastern_500_SSN | Reliability_Capacity_In_Model_Year | System RA | Greater_Imperial_Li_Battery_4hr_20_Generic | 0.5 | 0.5 | 0.5 | 0.5 | 0.5 | 0.5 | 0.5 | 0.5 | 0.5 | 0.5 | 0.5 | 0.5 | 0.5 | 0.5 | 0.5 | 0.5 | 0.5 | 0.5 | 0.5 | 0.5 | 0.5 | 0.5 | 0.5 | 0.5 | 0.5 | 0.5 | 0.5 | 0.5 | 0.5 | 0.5 | 0.5
Greater_Imperial_Li_Battery_4hr_63_Generic | generic-deliverability | Generic_SCE_Eastern_500_SSN | Reliability_Capacity_In_Model_Year | System RA | Greater_Imperial_Li_Battery_4hr_63_Generic | 0.5 | 0.5 | 0.5 | 0.5 | 0.5 | 0.5 | 0.5 | 0.5 | 0.5 | 0.5 | 0.5 | 0.5 | 0.5 | 0.5 | 0.5 | 0.5 | 0.5 | 0.5 | 0.5 | 0.5 | 0.5 | 0.5 | 0.5 | 0.5 | 0.5 | 0.5 | 0.5 | 0.5 | 0.5 | 0.5 | 0.5
Greater_Imperial_Li_Battery_8hr_107_Generic | generic-deliverability | Generic_SCE_Eastern_500_SSN | Reliability_Capacity_In_Model_Year | System RA | Greater_Imperial_Li_Battery_8hr_107_Generic | 0.5 | 0.5 | 0.5 | 0.5 | 0.5 | 0.5 | 0.5 | 0.5 | 0.5 | 0.5 | 0.5 | 0.5 | 0.5 | 0.5 | 0.5 | 0.5 | 0.5 | 0.5 | 0.5 | 0.5 | 0.5 | 0.5 | 0.5 | 0.5 | 0.5 | 0.5 | 0.5 | 0.5 | 0.5 | 0.5 | 0.5
Greater_Imperial_Li_Battery_8hr_108_Generic | generic-deliverability | Generic_SCE_Eastern_500_SSN | Reliability_Capacity_In_Model_Year | System RA | Greater_Imperial_Li_Battery_8hr_108_Generic | 0.5 | 0.5 | 0.5 | 0.5 | 0.5 | 0.5 | 0.5 | 0.5 | 0.5 | 0.5 | 0.5 | 0.5 | 0.5 | 0.5 | 0.5 | 0.5 | 0.5 | 0.5 | 0.5 | 0.5 | 0.5 | 0.5 | 0.5 | 0.5 | 0.5 | 0.5 | 0.5 | 0.5 | 0.5 | 0.5 | 0.5
Greater_Imperial_Li_Battery_8hr_133_Generic | generic-deliverability | Generic_SCE_Eastern_500_SSN | Reliability_Capacity_In_Model_Year | System RA | Greater_Imperial_Li_Battery_8hr_133_Generic | 0.5 | 0.5 | 0.5 | 0.5 | 0.5 | 0.5 | 0.5 | 0.5 | 0.5 | 0.5 | 0.5 | 0.5 | 0.5 | 0.5 | 0.5 | 0.5 | 0.5 | 0.5 | 0.5 | 0.5 | 0.5 | 0.5 | 0.5 | 0.5 | 0.5 | 0.5 | 0.5 | 0.5 | 0.5 | 0.5 | 0.5
Greater_Imperial_Li_Battery_8hr_20_Generic | generic-deliverability | Generic_SCE_Eastern_500_SSN | Reliability_Capacity_In_Model_Year | System RA | Greater_Imperial_Li_Battery_8hr_20_Generic | 0.5 | 0.5 | 0.5 | 0.5 | 0.5 | 0.5 | 0.5 | 0.5 | 0.5 | 0.5 | 0.5 | 0.5 | 0.5 | 0.5 | 0.5 | 0.5 | 0.5 | 0.5 | 0.5 | 0.5 | 0.5 | 0.5 | 0.5 | 0.5 | 0.5 | 0.5 | 0.5 | 0.5 | 0.5 | 0.5 | 0.5
Greater_Imperial_Li_Battery_8hr_63_Generic | generic-deliverability | Generic_SCE_Eastern_500_SSN | Reliability_Capacity_In_Model_Year | System RA | Greater_Imperial_Li_Battery_8hr_63_Generic | 0.5 | 0.5 | 0.5 | 0.5 | 0.5 | 0.5 | 0.5 | 0.5 | 0.5 | 0.5 | 0.5 | 0.5 | 0.5 | 0.5 | 0.5 | 0.5 | 0.5 | 0.5 | 0.5 | 0.5 | 0.5 | 0.5 | 0.5 | 0.5 | 0.5 | 0.5 | 0.5 | 0.5 | 0.5 | 0.5 | 0.5
Greater_Imperial_Solar_107_Generic | generic-deliverability | Generic_SCE_Eastern_500_SSN | Reliability_Capacity_In_Model_Year | System RA | Greater_Imperial_Solar_107_Generic | 0.427 | 0.427 | 0.427 | 0.427 | 0.427 | 0.427 | 0.427 | 0.427 | 0.427 | 0.427 | 0.427 | 0.427 | 0.427 | 0.427 | 0.427 | 0.427 | 0.427 | 0.427 | 0.427 | 0.427 | 0.427 | 0.427 | 0.427 | 0.427 | 0.427 | 0.427 | 0.427 | 0.427 | 0.427 | 0.427 | 0.427
Greater_Imperial_Solar_108_Generic | generic-deliverability | Generic_SCE_Eastern_500_SSN | Reliability_Capacity_In_Model_Year | System RA | Greater_Imperial_Solar_108_Generic | 0.427 | 0.427 | 0.427 | 0.427 | 0.427 | 0.427 | 0.427 | 0.427 | 0.427 | 0.427 | 0.427 | 0.427 | 0.427 | 0.427 | 0.427 | 0.427 | 0.427 | 0.427 | 0.427 | 0.427 | 0.427 | 0.427 | 0.427 | 0.427 | 0.427 | 0.427 | 0.427 | 0.427 | 0.427 | 0.427 | 0.427
Greater_Imperial_Solar_133_Generic | generic-deliverability | Generic_SCE_Eastern_500_SSN | Reliability_Capacity_In_Model_Year | System RA | Greater_Imperial_Solar_133_Generic | 0.427 | 0.427 | 0.427 | 0.427 | 0.427 | 0.427 | 0.427 | 0.427 | 0.427 | 0.427 | 0.427 | 0.427 | 0.427 | 0.427 | 0.427 | 0.427 | 0.427 | 0.427 | 0.427 | 0.427 | 0.427 | 0.427 | 0.427 | 0.427 | 0.427 | 0.427 | 0.427 | 0.427 | 0.427 | 0.427 | 0.427
Greater_Imperial_Solar_20_Generic | generic-deliverability | Generic_SCE_Eastern_500_SSN | Reliability_Capacity_In_Model_Year | System RA | Greater_Imperial_Solar_20_Generic | 0.427 | 0.427 | 0.427 | 0.427 | 0.427 | 0.427 | 0.427 | 0.427 | 0.427 | 0.427 | 0.427 | 0.427 | 0.427 | 0.427 | 0.427 | 0.427 | 0.427 | 0.427 | 0.427 | 0.427 | 0.427 | 0.427 | 0.427 | 0.427 | 0.427 | 0.427 | 0.427 | 0.427 | 0.427 | 0.427 | 0.427
Greater_Imperial_Solar_63_Generic | generic-deliverability | Generic_SCE_Eastern_500_SSN | Reliability_Capacity_In_Model_Year | System RA | Greater_Imperial_Solar_63_Generic | 0.427 | 0.427 | 0.427 | 0.427 | 0.427 | 0.427 | 0.427 | 0.427 | 0.427 | 0.427 | 0.427 | 0.427 | 0.427 | 0.427 | 0.427 | 0.427 | 0.427 | 0.427 | 0.427 | 0.427 | 0.427 | 0.427 | 0.427 | 0.427 | 0.427 | 0.427 | 0.427 | 0.427 | 0.427 | 0.427 | 0.427
Greater_Imperial_Wind_108_Generic | generic-deliverability | Generic_SCE_Eastern_500_SSN | Reliability_Capacity_In_Model_Year | System RA | Greater_Imperial_Wind_108_Generic | 0.208 | 0.208 | 0.208 | 0.208 | 0.208 | 0.208 | 0.208 | 0.208 | 0.208 | 0.208 | 0.208 | 0.208 | 0.208 | 0.208 | 0.208 | 0.208 | 0.208 | 0.208 | 0.208 | 0.208 | 0.208 | 0.208 | 0.208 | 0.208 | 0.208 | 0.208 | 0.208 | 0.208 | 0.208 | 0.208 | 0.208
Idaho_Wind_19_Generic | generic-deliverability | Generic_SCE_Eastern_500_SSN | Reliability_Capacity_In_Model_Year | System RA | Idaho_Wind_19_Generic | 0.35 | 0.35 | 0.35 | 0.35 | 0.35 | 0.35 | 0.35 | 0.35 | 0.35 | 0.35 | 0.35 | 0.35 | 0.35 | 0.35 | 0.35 | 0.35 | 0.35 | 0.35 | 0.35 | 0.35 | 0.35 | 0.35 | 0.35 | 0.35 | 0.35 | 0.35 | 0.35 | 0.35 | 0.35 | 0.35 | 0.35
Inyokern_North_Kramer_Geothermal_9_Generic | generic-deliverability | Generic_SCE_Eastern_500_SSN | Reliability_Capacity_In_Model_Year | System RA | Inyokern_North_Kramer_Geothermal_9_Generic | 1 | 1 | 1 | 1 | 1 | 1 | 1 | 1 | 1 | 1 | 1 | 1 | 1 | 1 | 1 | 1 | 1 | 1 | 1 | 1 | 1 | 1 | 1 | 1 | 1 | 1 | 1 | 1 | 1 | 1 | 1
New_Mexico_Wind_55_Generic | generic-deliverability | Generic_SCE_Eastern_500_SSN | Reliability_Capacity_In_Model_Year | System RA | New_Mexico_Wind_55_Generic | 0.35 | 0.35 | 0.35 | 0.35 | 0.35 | 0.35 | 0.35 | 0.35 | 0.35 | 0.35 | 0.35 | 0.35 | 0.35 | 0.35 | 0.35 | 0.35 | 0.35 | 0.35 | 0.35 | 0.35 | 0.35 | 0.35 | 0.35 | 0.35 | 0.35 | 0.35 | 0.35 | 0.35 | 0.35 | 0.35 | 0.35
Northern_Nevada_Geothermal_19_Generic | generic-deliverability | Generic_SCE_Eastern_500_SSN | Reliability_Capacity_In_Model_Year | System RA | Northern_Nevada_Geothermal_19_Generic | 1 | 1 | 1 | 1 | 1 | 1 | 1 | 1 | 1 | 1 | 1 | 1 | 1 | 1 | 1 | 1 | 1 | 1 | 1 | 1 | 1 | 1 | 1 | 1 | 1 | 1 | 1 | 1 | 1 | 1 | 1
Riverside_East_Pumped_Storage_59_Generic | generic-deliverability | Generic_SCE_Eastern_500_SSN | Reliability_Capacity_In_Model_Year | System RA | Riverside_East_Pumped_Storage_59_Generic | 0.5 | 0.5 | 0.5 | 0.5 | 0.5 | 0.5 | 0.5 | 0.5 | 0.5 | 0.5 | 0.5 | 0.5 | 0.5 | 0.5 | 0.5 | 0.5 | 0.5 | 0.5 | 0.5 | 0.5 | 0.5 | 0.5 | 0.5 | 0.5 | 0.5 | 0.5 | 0.5 | 0.5 | 0.5 | 0.5 | 0.5
Riverside_Flow_Battery_129_Generic | generic-deliverability | Generic_SCE_Eastern_500_SSN | Reliability_Capacity_In_Model_Year | System RA | Riverside_Flow_Battery_129_Generic | 0.5 | 0.5 | 0.5 | 0.5 | 0.5 | 0.5 | 0.5 | 0.5 | 0.5 | 0.5 | 0.5 | 0.5 | 0.5 | 0.5 | 0.5 | 0.5 | 0.5 | 0.5 | 0.5 | 0.5 | 0.5 | 0.5 | 0.5 | 0.5 | 0.5 | 0.5 | 0.5 | 0.5 | 0.5 | 0.5 | 0.5
Riverside_Flow_Battery_59_Generic | generic-deliverability | Generic_SCE_Eastern_500_SSN | Reliability_Capacity_In_Model_Year | System RA | Riverside_Flow_Battery_59_Generic | 0.5 | 0.5 | 0.5 | 0.5 | 0.5 | 0.5 | 0.5 | 0.5 | 0.5 | 0.5 | 0.5 | 0.5 | 0.5 | 0.5 | 0.5 | 0.5 | 0.5 | 0.5 | 0.5 | 0.5 | 0.5 | 0.5 | 0.5 | 0.5 | 0.5 | 0.5 | 0.5 | 0.5 | 0.5 | 0.5 | 0.5
Riverside_Flow_Battery_60_Generic | generic-deliverability | Generic_SCE_Eastern_500_SSN | Reliability_Capacity_In_Model_Year | System RA | Riverside_Flow_Battery_60_Generic | 0.5 | 0.5 | 0.5 | 0.5 | 0.5 | 0.5 | 0.5 | 0.5 | 0.5 | 0.5 | 0.5 | 0.5 | 0.5 | 0.5 | 0.5 | 0.5 | 0.5 | 0.5 | 0.5 | 0.5 | 0.5 | 0.5 | 0.5 | 0.5 | 0.5 | 0.5 | 0.5 | 0.5 | 0.5 | 0.5 | 0.5
Riverside_Flow_Battery_9_Generic | generic-deliverability | Generic_SCE_Eastern_500_SSN | Reliability_Capacity_In_Model_Year | System RA | Riverside_Flow_Battery_9_Generic | 0.5 | 0.5 | 0.5 | 0.5 | 0.5 | 0.5 | 0.5 | 0.5 | 0.5 | 0.5 | 0.5 | 0.5 | 0.5 | 0.5 | 0.5 | 0.5 | 0.5 | 0.5 | 0.5 | 0.5 | 0.5 | 0.5 | 0.5 | 0.5 | 0.5 | 0.5 | 0.5 | 0.5 | 0.5 | 0.5 | 0.5
Riverside_Li_Battery_4hr_129_Generic | generic-deliverability | Generic_SCE_Eastern_500_SSN | Reliability_Capacity_In_Model_Year | System RA | Riverside_Li_Battery_4hr_129_Generic | 0.5 | 0.5 | 0.5 | 0.5 | 0.5 | 0.5 | 0.5 | 0.5 | 0.5 | 0.5 | 0.5 | 0.5 | 0.5 | 0.5 | 0.5 | 0.5 | 0.5 | 0.5 | 0.5 | 0.5 | 0.5 | 0.5 | 0.5 | 0.5 | 0.5 | 0.5 | 0.5 | 0.5 | 0.5 | 0.5 | 0.5
Riverside_Li_Battery_4hr_59_Generic | generic-deliverability | Generic_SCE_Eastern_500_SSN | Reliability_Capacity_In_Model_Year | System RA | Riverside_Li_Battery_4hr_59_Generic | 0.5 | 0.5 | 0.5 | 0.5 | 0.5 | 0.5 | 0.5 | 0.5 | 0.5 | 0.5 | 0.5 | 0.5 | 0.5 | 0.5 | 0.5 | 0.5 | 0.5 | 0.5 | 0.5 | 0.5 | 0.5 | 0.5 | 0.5 | 0.5 | 0.5 | 0.5 | 0.5 | 0.5 | 0.5 | 0.5 | 0.5
Riverside_Li_Battery_4hr_60_Generic | generic-deliverability | Generic_SCE_Eastern_500_SSN | Reliability_Capacity_In_Model_Year | System RA | Riverside_Li_Battery_4hr_60_Generic | 0.5 | 0.5 | 0.5 | 0.5 | 0.5 | 0.5 | 0.5 | 0.5 | 0.5 | 0.5 | 0.5 | 0.5 | 0.5 | 0.5 | 0.5 | 0.5 | 0.5 | 0.5 | 0.5 | 0.5 | 0.5 | 0.5 | 0.5 | 0.5 | 0.5 | 0.5 | 0.5 | 0.5 | 0.5 | 0.5 | 0.5
Riverside_Li_Battery_4hr_9_Generic | generic-deliverability | Generic_SCE_Eastern_500_SSN | Reliability_Capacity_In_Model_Year | System RA | Riverside_Li_Battery_4hr_9_Generic | 0.5 | 0.5 | 0.5 | 0.5 | 0.5 | 0.5 | 0.5 | 0.5 | 0.5 | 0.5 | 0.5 | 0.5 | 0.5 | 0.5 | 0.5 | 0.5 | 0.5 | 0.5 | 0.5 | 0.5 | 0.5 | 0.5 | 0.5 | 0.5 | 0.5 | 0.5 | 0.5 | 0.5 | 0.5 | 0.5 | 0.5
Riverside_Li_Battery_8hr_129_Generic | generic-deliverability | Generic_SCE_Eastern_500_SSN | Reliability_Capacity_In_Model_Year | System RA | Riverside_Li_Battery_8hr_129_Generic | 0.5 | 0.5 | 0.5 | 0.5 | 0.5 | 0.5 | 0.5 | 0.5 | 0.5 | 0.5 | 0.5 | 0.5 | 0.5 | 0.5 | 0.5 | 0.5 | 0.5 | 0.5 | 0.5 | 0.5 | 0.5 | 0.5 | 0.5 | 0.5 | 0.5 | 0.5 | 0.5 | 0.5 | 0.5 | 0.5 | 0.5
Riverside_Li_Battery_8hr_59_Generic | generic-deliverability | Generic_SCE_Eastern_500_SSN | Reliability_Capacity_In_Model_Year | System RA | Riverside_Li_Battery_8hr_59_Generic | 0.5 | 0.5 | 0.5 | 0.5 | 0.5 | 0.5 | 0.5 | 0.5 | 0.5 | 0.5 | 0.5 | 0.5 | 0.5 | 0.5 | 0.5 | 0.5 | 0.5 | 0.5 | 0.5 | 0.5 | 0.5 | 0.5 | 0.5 | 0.5 | 0.5 | 0.5 | 0.5 | 0.5 | 0.5 | 0.5 | 0.5
Riverside_Li_Battery_8hr_60_Generic | generic-deliverability | Generic_SCE_Eastern_500_SSN | Reliability_Capacity_In_Model_Year | System RA | Riverside_Li_Battery_8hr_60_Generic | 0.5 | 0.5 | 0.5 | 0.5 | 0.5 | 0.5 | 0.5 | 0.5 | 0.5 | 0.5 | 0.5 | 0.5 | 0.5 | 0.5 | 0.5 | 0.5 | 0.5 | 0.5 | 0.5 | 0.5 | 0.5 | 0.5 | 0.5 | 0.5 | 0.5 | 0.5 | 0.5 | 0.5 | 0.5 | 0.5 | 0.5
Riverside_Li_Battery_8hr_9_Generic | generic-deliverability | Generic_SCE_Eastern_500_SSN | Reliability_Capacity_In_Model_Year | System RA | Riverside_Li_Battery_8hr_9_Generic | 0.5 | 0.5 | 0.5 | 0.5 | 0.5 | 0.5 | 0.5 | 0.5 | 0.5 | 0.5 | 0.5 | 0.5 | 0.5 | 0.5 | 0.5 | 0.5 | 0.5 | 0.5 | 0.5 | 0.5 | 0.5 | 0.5 | 0.5 | 0.5 | 0.5 | 0.5 | 0.5 | 0.5 | 0.5 | 0.5 | 0.5
Riverside_Solar_129_Generic | generic-deliverability | Generic_SCE_Eastern_500_SSN | Reliability_Capacity_In_Model_Year | System RA | Riverside_Solar_129_Generic | 0.427 | 0.427 | 0.427 | 0.427 | 0.427 | 0.427 | 0.427 | 0.427 | 0.427 | 0.427 | 0.427 | 0.427 | 0.427 | 0.427 | 0.427 | 0.427 | 0.427 | 0.427 | 0.427 | 0.427 | 0.427 | 0.427 | 0.427 | 0.427 | 0.427 | 0.427 | 0.427 | 0.427 | 0.427 | 0.427 | 0.427
Riverside_Solar_59_Generic | generic-deliverability | Generic_SCE_Eastern_500_SSN | Reliability_Capacity_In_Model_Year | System RA | Riverside_Solar_59_Generic | 0.427 | 0.427 | 0.427 | 0.427 | 0.427 | 0.427 | 0.427 | 0.427 | 0.427 | 0.427 | 0.427 | 0.427 | 0.427 | 0.427 | 0.427 | 0.427 | 0.427 | 0.427 | 0.427 | 0.427 | 0.427 | 0.427 | 0.427 | 0.427 | 0.427 | 0.427 | 0.427 | 0.427 | 0.427 | 0.427 | 0.427
Riverside_Solar_60_Generic | generic-deliverability | Generic_SCE_Eastern_500_SSN | Reliability_Capacity_In_Model_Year | System RA | Riverside_Solar_60_Generic | 0.427 | 0.427 | 0.427 | 0.427 | 0.427 | 0.427 | 0.427 | 0.427 | 0.427 | 0.427 | 0.427 | 0.427 | 0.427 | 0.427 | 0.427 | 0.427 | 0.427 | 0.427 | 0.427 | 0.427 | 0.427 | 0.427 | 0.427 | 0.427 | 0.427 | 0.427 | 0.427 | 0.427 | 0.427 | 0.427 | 0.427
Riverside_Solar_9_Generic | generic-deliverability | Generic_SCE_Eastern_500_SSN | Reliability_Capacity_In_Model_Year | System RA | Riverside_Solar_9_Generic | 0.427 | 0.427 | 0.427 | 0.427 | 0.427 | 0.427 | 0.427 | 0.427 | 0.427 | 0.427 | 0.427 | 0.427 | 0.427 | 0.427 | 0.427 | 0.427 | 0.427 | 0.427 | 0.427 | 0.427 | 0.427 | 0.427 | 0.427 | 0.427 | 0.427 | 0.427 | 0.427 | 0.427 | 0.427 | 0.427 | 0.427
Riverside_West_Pumped_Storage_9_Generic | generic-deliverability | Generic_SCE_Eastern_500_SSN | Reliability_Capacity_In_Model_Year | System RA | Riverside_West_Pumped_Storage_9_Generic | 0.5 | 0.5 | 0.5 | 0.5 | 0.5 | 0.5 | 0.5 | 0.5 | 0.5 | 0.5 | 0.5 | 0.5 | 0.5 | 0.5 | 0.5 | 0.5 | 0.5 | 0.5 | 0.5 | 0.5 | 0.5 | 0.5 | 0.5 | 0.5 | 0.5 | 0.5 | 0.5 | 0.5 | 0.5 | 0.5 | 0.5
San_Diego_Pumped_Storage_119_Generic | generic-deliverability | Generic_SCE_Eastern_500_SSN | Reliability_Capacity_In_Model_Year | System RA | San_Diego_Pumped_Storage_119_Generic | 0.5 | 0.5 | 0.5 | 0.5 | 0.5 | 0.5 | 0.5 | 0.5 | 0.5 | 0.5 | 0.5 | 0.5 | 0.5 | 0.5 | 0.5 | 0.5 | 0.5 | 0.5 | 0.5 | 0.5 | 0.5 | 0.5 | 0.5 | 0.5 | 0.5 | 0.5 | 0.5 | 0.5 | 0.5 | 0.5 | 0.5
Southern_NV_Eldorado_Flow_Battery_19_Generic | generic-deliverability | Generic_SCE_Eastern_500_SSN | Reliability_Capacity_In_Model_Year | System RA | Southern_NV_Eldorado_Flow_Battery_19_Generic | 0.5 | 0.5 | 0.5 | 0.5 | 0.5 | 0.5 | 0.5 | 0.5 | 0.5 | 0.5 | 0.5 | 0.5 | 0.5 | 0.5 | 0.5 | 0.5 | 0.5 | 0.5 | 0.5 | 0.5 | 0.5 | 0.5 | 0.5 | 0.5 | 0.5 | 0.5 | 0.5 | 0.5 | 0.5 | 0.5 | 0.5
Southern_NV_Eldorado_Flow_Battery_40_Generic | generic-deliverability | Generic_SCE_Eastern_500_SSN | Reliability_Capacity_In_Model_Year | System RA | Southern_NV_Eldorado_Flow_Battery_40_Generic | 0.5 | 0.5 | 0.5 | 0.5 | 0.5 | 0.5 | 0.5 | 0.5 | 0.5 | 0.5 | 0.5 | 0.5 | 0.5 | 0.5 | 0.5 | 0.5 | 0.5 | 0.5 | 0.5 | 0.5 | 0.5 | 0.5 | 0.5 | 0.5 | 0.5 | 0.5 | 0.5 | 0.5 | 0.5 | 0.5 | 0.5
Southern_NV_Eldorado_Li_Battery_4hr_19_Generic | generic-deliverability | Generic_SCE_Eastern_500_SSN | Reliability_Capacity_In_Model_Year | System RA | Southern_NV_Eldorado_Li_Battery_4hr_19_Generic | 0.5 | 0.5 | 0.5 | 0.5 | 0.5 | 0.5 | 0.5 | 0.5 | 0.5 | 0.5 | 0.5 | 0.5 | 0.5 | 0.5 | 0.5 | 0.5 | 0.5 | 0.5 | 0.5 | 0.5 | 0.5 | 0.5 | 0.5 | 0.5 | 0.5 | 0.5 | 0.5 | 0.5 | 0.5 | 0.5 | 0.5
Southern_NV_Eldorado_Li_Battery_4hr_40_Generic | generic-deliverability | Generic_SCE_Eastern_500_SSN | Reliability_Capacity_In_Model_Year | System RA | Southern_NV_Eldorado_Li_Battery_4hr_40_Generic | 0.5 | 0.5 | 0.5 | 0.5 | 0.5 | 0.5 | 0.5 | 0.5 | 0.5 | 0.5 | 0.5 | 0.5 | 0.5 | 0.5 | 0.5 | 0.5 | 0.5 | 0.5 | 0.5 | 0.5 | 0.5 | 0.5 | 0.5 | 0.5 | 0.5 | 0.5 | 0.5 | 0.5 | 0.5 | 0.5 | 0.5
Southern_NV_Eldorado_Li_Battery_8hr_19_Generic | generic-deliverability | Generic_SCE_Eastern_500_SSN | Reliability_Capacity_In_Model_Year | System RA | Southern_NV_Eldorado_Li_Battery_8hr_19_Generic | 0.5 | 0.5 | 0.5 | 0.5 | 0.5 | 0.5 | 0.5 | 0.5 | 0.5 | 0.5 | 0.5 | 0.5 | 0.5 | 0.5 | 0.5 | 0.5 | 0.5 | 0.5 | 0.5 | 0.5 | 0.5 | 0.5 | 0.5 | 0.5 | 0.5 | 0.5 | 0.5 | 0.5 | 0.5 | 0.5 | 0.5
Southern_NV_Eldorado_Li_Battery_8hr_40_Generic | generic-deliverability | Generic_SCE_Eastern_500_SSN | Reliability_Capacity_In_Model_Year | System RA | Southern_NV_Eldorado_Li_Battery_8hr_40_Generic | 0.5 | 0.5 | 0.5 | 0.5 | 0.5 | 0.5 | 0.5 | 0.5 | 0.5 | 0.5 | 0.5 | 0.5 | 0.5 | 0.5 | 0.5 | 0.5 | 0.5 | 0.5 | 0.5 | 0.5 | 0.5 | 0.5 | 0.5 | 0.5 | 0.5 | 0.5 | 0.5 | 0.5 | 0.5 | 0.5 | 0.5
Southern_NV_Eldorado_Solar_19_Generic | generic-deliverability | Generic_SCE_Eastern_500_SSN | Reliability_Capacity_In_Model_Year | System RA | Southern_NV_Eldorado_Solar_19_Generic | 0.427 | 0.427 | 0.427 | 0.427 | 0.427 | 0.427 | 0.427 | 0.427 | 0.427 | 0.427 | 0.427 | 0.427 | 0.427 | 0.427 | 0.427 | 0.427 | 0.427 | 0.427 | 0.427 | 0.427 | 0.427 | 0.427 | 0.427 | 0.427 | 0.427 | 0.427 | 0.427 | 0.427 | 0.427 | 0.427 | 0.427
Southern_NV_Eldorado_Solar_40_Generic | generic-deliverability | Generic_SCE_Eastern_500_SSN | Reliability_Capacity_In_Model_Year | System RA | Southern_NV_Eldorado_Solar_40_Generic | 0.427 | 0.427 | 0.427 | 0.427 | 0.427 | 0.427 | 0.427 | 0.427 | 0.427 | 0.427 | 0.427 | 0.427 | 0.427 | 0.427 | 0.427 | 0.427 | 0.427 | 0.427 | 0.427 | 0.427 | 0.427 | 0.427 | 0.427 | 0.427 | 0.427 | 0.427 | 0.427 | 0.427 | 0.427 | 0.427 | 0.427
Utah_Geothermal_19_Generic | generic-deliverability | Generic_SCE_Eastern_500_SSN | Reliability_Capacity_In_Model_Year | System RA | Utah_Geothermal_19_Generic | 1 | 1 | 1 | 1 | 1 | 1 | 1 | 1 | 1 | 1 | 1 | 1 | 1 | 1 | 1 | 1 | 1 | 1 | 1 | 1 | 1 | 1 | 1 | 1 | 1 | 1 | 1 | 1 | 1 | 1 | 1
Utah_Wind_19_Generic | generic-deliverability | Generic_SCE_Eastern_500_SSN | Reliability_Capacity_In_Model_Year | System RA | Utah_Wind_19_Generic | 0.35 | 0.35 | 0.35 | 0.35 | 0.35 | 0.35 | 0.35 | 0.35 | 0.35 | 0.35 | 0.35 | 0.35 | 0.35 | 0.35 | 0.35 | 0.35 | 0.35 | 0.35 | 0.35 | 0.35 | 0.35 | 0.35 | 0.35 | 0.35 | 0.35 | 0.35 | 0.35 | 0.35 | 0.35 | 0.35 | 0.35
Wyoming_Wind_19_Generic | generic-deliverability | Generic_SCE_Eastern_500_SSN | Reliability_Capacity_In_Model_Year | System RA | Wyoming_Wind_19_Generic | 0.35 | 0.35 | 0.35 | 0.35 | 0.35 | 0.35 | 0.35 | 0.35 | 0.35 | 0.35 | 0.35 | 0.35 | 0.35 | 0.35 | 0.35 | 0.35 | 0.35 | 0.35 | 0.35 | 0.35 | 0.35 | 0.35 | 0.35 | 0.35 | 0.35 | 0.35 | 0.35 | 0.35 | 0.35 | 0.35 | 0.35
Generic_SCE_Eastern_500_group | generic-deliverability | Generic_SCE_Eastern_500_SSN | Operational_New_Capacity_MW | Generic_SCE_Eastern_500_group |  | -1 | -1 | -1 | -1 | -1 | -1 | -1 | -1 | -1 | -1 | -1 | -1 | -1 | -1 | -1 | -1 | -1 | -1 | -1 | -1 | -1 | -1 | -1 | -1 | -1 | -1 | -1 | -1 | -1 | -1 | -1
Greater_LA_Flow_Battery_30_Generic | generic-deliverability | Generic_SCE_Metro_500_HSN | Reliability_Capacity_In_Model_Year | System RA | Greater_LA_Flow_Battery_30_Generic | 1 | 1 | 1 | 1 | 1 | 1 | 1 | 1 | 1 | 1 | 1 | 1 | 1 | 1 | 1 | 1 | 1 | 1 | 1 | 1 | 1 | 1 | 1 | 1 | 1 | 1 | 1 | 1 | 1 | 1 | 1
Greater_LA_Flow_Battery_4_Generic | generic-deliverability | Generic_SCE_Metro_500_HSN | Reliability_Capacity_In_Model_Year | System RA | Greater_LA_Flow_Battery_4_Generic | 1 | 1 | 1 | 1 | 1 | 1 | 1 | 1 | 1 | 1 | 1 | 1 | 1 | 1 | 1 | 1 | 1 | 1 | 1 | 1 | 1 | 1 | 1 | 1 | 1 | 1 | 1 | 1 | 1 | 1 | 1
Greater_LA_Li_Battery_4hr_30_Generic | generic-deliverability | Generic_SCE_Metro_500_HSN | Reliability_Capacity_In_Model_Year | System RA | Greater_LA_Li_Battery_4hr_30_Generic | 1 | 1 | 1 | 1 | 1 | 1 | 1 | 1 | 1 | 1 | 1 | 1 | 1 | 1 | 1 | 1 | 1 | 1 | 1 | 1 | 1 | 1 | 1 | 1 | 1 | 1 | 1 | 1 | 1 | 1 | 1
Greater_LA_Li_Battery_4hr_4_Generic | generic-deliverability | Generic_SCE_Metro_500_HSN | Reliability_Capacity_In_Model_Year | System RA | Greater_LA_Li_Battery_4hr_4_Generic | 1 | 1 | 1 | 1 | 1 | 1 | 1 | 1 | 1 | 1 | 1 | 1 | 1 | 1 | 1 | 1 | 1 | 1 | 1 | 1 | 1 | 1 | 1 | 1 | 1 | 1 | 1 | 1 | 1 | 1 | 1
Greater_LA_Li_Battery_8hr_30_Generic | generic-deliverability | Generic_SCE_Metro_500_HSN | Reliability_Capacity_In_Model_Year | System RA | Greater_LA_Li_Battery_8hr_30_Generic | 1 | 1 | 1 | 1 | 1 | 1 | 1 | 1 | 1 | 1 | 1 | 1 | 1 | 1 | 1 | 1 | 1 | 1 | 1 | 1 | 1 | 1 | 1 | 1 | 1 | 1 | 1 | 1 | 1 | 1 | 1
Greater_LA_Li_Battery_8hr_4_Generic | generic-deliverability | Generic_SCE_Metro_500_HSN | Reliability_Capacity_In_Model_Year | System RA | Greater_LA_Li_Battery_8hr_4_Generic | 1 | 1 | 1 | 1 | 1 | 1 | 1 | 1 | 1 | 1 | 1 | 1 | 1 | 1 | 1 | 1 | 1 | 1 | 1 | 1 | 1 | 1 | 1 | 1 | 1 | 1 | 1 | 1 | 1 | 1 | 1
Greater_LA_Solar_30_Generic | generic-deliverability | Generic_SCE_Metro_500_HSN | Reliability_Capacity_In_Model_Year | System RA | Greater_LA_Solar_30_Generic | 0.106 | 0.106 | 0.106 | 0.106 | 0.106 | 0.106 | 0.106 | 0.106 | 0.106 | 0.106 | 0.106 | 0.106 | 0.106 | 0.106 | 0.106 | 0.106 | 0.106 | 0.106 | 0.106 | 0.106 | 0.106 | 0.106 | 0.106 | 0.106 | 0.106 | 0.106 | 0.106 | 0.106 | 0.106 | 0.106 | 0.106
Greater_LA_Solar_4_Generic | generic-deliverability | Generic_SCE_Metro_500_HSN | Reliability_Capacity_In_Model_Year | System RA | Greater_LA_Solar_4_Generic | 0.106 | 0.106 | 0.106 | 0.106 | 0.106 | 0.106 | 0.106 | 0.106 | 0.106 | 0.106 | 0.106 | 0.106 | 0.106 | 0.106 | 0.106 | 0.106 | 0.106 | 0.106 | 0.106 | 0.106 | 0.106 | 0.106 | 0.106 | 0.106 | 0.106 | 0.106 | 0.106 | 0.106 | 0.106 | 0.106 | 0.106
Generic_SCE_Metro_500_group | generic-deliverability | Generic_SCE_Metro_500_HSN | Operational_New_Capacity_MW | Generic_SCE_Metro_500_group |  | -1 | -1 | -1 | -1 | -1 | -1 | -1 | -1 | -1 | -1 | -1 | -1 | -1 | -1 | -1 | -1 | -1 | -1 | -1 | -1 | -1 | -1 | -1 | -1 | -1 | -1 | -1 | -1 | -1 | -1 | -1
Greater_LA_Flow_Battery_30_Generic | generic-deliverability | Generic_SCE_Metro_500_offpeak | Operational_New_Capacity_MW | Greater_LA_Flow_Battery_30_Generic |  | -1 | -1 | -1 | -1 | -1 | -1 | -1 | -1 | -1 | -1 | -1 | -1 | -1 | -1 | -1 | -1 | -1 | -1 | -1 | -1 | -1 | -1 | -1 | -1 | -1 | -1 | -1 | -1 | -1 | -1 | -1
Greater_LA_Flow_Battery_4_Generic | generic-deliverability | Generic_SCE_Metro_500_offpeak | Operational_New_Capacity_MW | Greater_LA_Flow_Battery_4_Generic |  | -1 | -1 | -1 | -1 | -1 | -1 | -1 | -1 | -1 | -1 | -1 | -1 | -1 | -1 | -1 | -1 | -1 | -1 | -1 | -1 | -1 | -1 | -1 | -1 | -1 | -1 | -1 | -1 | -1 | -1 | -1
Greater_LA_Li_Battery_4hr_30_Generic | generic-deliverability | Generic_SCE_Metro_500_offpeak | Operational_New_Capacity_MW | Greater_LA_Li_Battery_4hr_30_Generic |  | -1 | -1 | -1 | -1 | -1 | -1 | -1 | -1 | -1 | -1 | -1 | -1 | -1 | -1 | -1 | -1 | -1 | -1 | -1 | -1 | -1 | -1 | -1 | -1 | -1 | -1 | -1 | -1 | -1 | -1 | -1
Greater_LA_Li_Battery_4hr_4_Generic | generic-deliverability | Generic_SCE_Metro_500_offpeak | Operational_New_Capacity_MW | Greater_LA_Li_Battery_4hr_4_Generic |  | -1 | -1 | -1 | -1 | -1 | -1 | -1 | -1 | -1 | -1 | -1 | -1 | -1 | -1 | -1 | -1 | -1 | -1 | -1 | -1 | -1 | -1 | -1 | -1 | -1 | -1 | -1 | -1 | -1 | -1 | -1
Greater_LA_Li_Battery_8hr_30_Generic | generic-deliverability | Generic_SCE_Metro_500_offpeak | Operational_New_Capacity_MW | Greater_LA_Li_Battery_8hr_30_Generic |  | -1 | -1 | -1 | -1 | -1 | -1 | -1 | -1 | -1 | -1 | -1 | -1 | -1 | -1 | -1 | -1 | -1 | -1 | -1 | -1 | -1 | -1 | -1 | -1 | -1 | -1 | -1 | -1 | -1 | -1 | -1
Greater_LA_Li_Battery_8hr_4_Generic | generic-deliverability | Generic_SCE_Metro_500_offpeak | Operational_New_Capacity_MW | Greater_LA_Li_Battery_8hr_4_Generic |  | -1 | -1 | -1 | -1 | -1 | -1 | -1 | -1 | -1 | -1 | -1 | -1 | -1 | -1 | -1 | -1 | -1 | -1 | -1 | -1 | -1 | -1 | -1 | -1 | -1 | -1 | -1 | -1 | -1 | -1 | -1
Greater_LA_Solar_30_Generic | generic-deliverability | Generic_SCE_Metro_500_offpeak | Operational_New_Capacity_MW | Greater_LA_Solar_30_Generic |  | 0.77 | 0.77 | 0.77 | 0.77 | 0.77 | 0.77 | 0.77 | 0.77 | 0.77 | 0.77 | 0.77 | 0.77 | 0.77 | 0.77 | 0.77 | 0.77 | 0.77 | 0.77 | 0.77 | 0.77 | 0.77 | 0.77 | 0.77 | 0.77 | 0.77 | 0.77 | 0.77 | 0.77 | 0.77 | 0.77 | 0.77
Greater_LA_Solar_4_Generic | generic-deliverability | Generic_SCE_Metro_500_offpeak | Operational_New_Capacity_MW | Greater_LA_Solar_4_Generic |  | 0.77 | 0.77 | 0.77 | 0.77 | 0.77 | 0.77 | 0.77 | 0.77 | 0.77 | 0.77 | 0.77 | 0.77 | 0.77 | 0.77 | 0.77 | 0.77 | 0.77 | 0.77 | 0.77 | 0.77 | 0.77 | 0.77 | 0.77 | 0.77 | 0.77 | 0.77 | 0.77 | 0.77 | 0.77 | 0.77 | 0.77
Generic_SCE_Metro_500_group | generic-deliverability | Generic_SCE_Metro_500_offpeak | Operational_New_Capacity_MW | Generic_SCE_Metro_500_group |  | -1 | -1 | -1 | -1 | -1 | -1 | -1 | -1 | -1 | -1 | -1 | -1 | -1 | -1 | -1 | -1 | -1 | -1 | -1 | -1 | -1 | -1 | -1 | -1 | -1 | -1 | -1 | -1 | -1 | -1 | -1
Greater_LA_Flow_Battery_30_Generic | generic-deliverability | Generic_SCE_Metro_500_SSN | Reliability_Capacity_In_Model_Year | System RA | Greater_LA_Flow_Battery_30_Generic | 0.5 | 0.5 | 0.5 | 0.5 | 0.5 | 0.5 | 0.5 | 0.5 | 0.5 | 0.5 | 0.5 | 0.5 | 0.5 | 0.5 | 0.5 | 0.5 | 0.5 | 0.5 | 0.5 | 0.5 | 0.5 | 0.5 | 0.5 | 0.5 | 0.5 | 0.5 | 0.5 | 0.5 | 0.5 | 0.5 | 0.5
Greater_LA_Flow_Battery_4_Generic | generic-deliverability | Generic_SCE_Metro_500_SSN | Reliability_Capacity_In_Model_Year | System RA | Greater_LA_Flow_Battery_4_Generic | 0.5 | 0.5 | 0.5 | 0.5 | 0.5 | 0.5 | 0.5 | 0.5 | 0.5 | 0.5 | 0.5 | 0.5 | 0.5 | 0.5 | 0.5 | 0.5 | 0.5 | 0.5 | 0.5 | 0.5 | 0.5 | 0.5 | 0.5 | 0.5 | 0.5 | 0.5 | 0.5 | 0.5 | 0.5 | 0.5 | 0.5
Greater_LA_Li_Battery_4hr_30_Generic | generic-deliverability | Generic_SCE_Metro_500_SSN | Reliability_Capacity_In_Model_Year | System RA | Greater_LA_Li_Battery_4hr_30_Generic | 0.5 | 0.5 | 0.5 | 0.5 | 0.5 | 0.5 | 0.5 | 0.5 | 0.5 | 0.5 | 0.5 | 0.5 | 0.5 | 0.5 | 0.5 | 0.5 | 0.5 | 0.5 | 0.5 | 0.5 | 0.5 | 0.5 | 0.5 | 0.5 | 0.5 | 0.5 | 0.5 | 0.5 | 0.5 | 0.5 | 0.5
Greater_LA_Li_Battery_4hr_4_Generic | generic-deliverability | Generic_SCE_Metro_500_SSN | Reliability_Capacity_In_Model_Year | System RA | Greater_LA_Li_Battery_4hr_4_Generic | 0.5 | 0.5 | 0.5 | 0.5 | 0.5 | 0.5 | 0.5 | 0.5 | 0.5 | 0.5 | 0.5 | 0.5 | 0.5 | 0.5 | 0.5 | 0.5 | 0.5 | 0.5 | 0.5 | 0.5 | 0.5 | 0.5 | 0.5 | 0.5 | 0.5 | 0.5 | 0.5 | 0.5 | 0.5 | 0.5 | 0.5
Greater_LA_Li_Battery_8hr_30_Generic | generic-deliverability | Generic_SCE_Metro_500_SSN | Reliability_Capacity_In_Model_Year | System RA | Greater_LA_Li_Battery_8hr_30_Generic | 0.5 | 0.5 | 0.5 | 0.5 | 0.5 | 0.5 | 0.5 | 0.5 | 0.5 | 0.5 | 0.5 | 0.5 | 0.5 | 0.5 | 0.5 | 0.5 | 0.5 | 0.5 | 0.5 | 0.5 | 0.5 | 0.5 | 0.5 | 0.5 | 0.5 | 0.5 | 0.5 | 0.5 | 0.5 | 0.5 | 0.5
Greater_LA_Li_Battery_8hr_4_Generic | generic-deliverability | Generic_SCE_Metro_500_SSN | Reliability_Capacity_In_Model_Year | System RA | Greater_LA_Li_Battery_8hr_4_Generic | 0.5 | 0.5 | 0.5 | 0.5 | 0.5 | 0.5 | 0.5 | 0.5 | 0.5 | 0.5 | 0.5 | 0.5 | 0.5 | 0.5 | 0.5 | 0.5 | 0.5 | 0.5 | 0.5 | 0.5 | 0.5 | 0.5 | 0.5 | 0.5 | 0.5 | 0.5 | 0.5 | 0.5 | 0.5 | 0.5 | 0.5
Greater_LA_Solar_30_Generic | generic-deliverability | Generic_SCE_Metro_500_SSN | Reliability_Capacity_In_Model_Year | System RA | Greater_LA_Solar_30_Generic | 0.427 | 0.427 | 0.427 | 0.427 | 0.427 | 0.427 | 0.427 | 0.427 | 0.427 | 0.427 | 0.427 | 0.427 | 0.427 | 0.427 | 0.427 | 0.427 | 0.427 | 0.427 | 0.427 | 0.427 | 0.427 | 0.427 | 0.427 | 0.427 | 0.427 | 0.427 | 0.427 | 0.427 | 0.427 | 0.427 | 0.427
Greater_LA_Solar_4_Generic | generic-deliverability | Generic_SCE_Metro_500_SSN | Reliability_Capacity_In_Model_Year | System RA | Greater_LA_Solar_4_Generic | 0.427 | 0.427 | 0.427 | 0.427 | 0.427 | 0.427 | 0.427 | 0.427 | 0.427 | 0.427 | 0.427 | 0.427 | 0.427 | 0.427 | 0.427 | 0.427 | 0.427 | 0.427 | 0.427 | 0.427 | 0.427 | 0.427 | 0.427 | 0.427 | 0.427 | 0.427 | 0.427 | 0.427 | 0.427 | 0.427 | 0.427
Generic_SCE_Metro_500_group | generic-deliverability | Generic_SCE_Metro_500_SSN | Operational_New_Capacity_MW | Generic_SCE_Metro_500_group |  | -1 | -1 | -1 | -1 | -1 | -1 | -1 | -1 | -1 | -1 | -1 | -1 | -1 | -1 | -1 | -1 | -1 | -1 | -1 | -1 | -1 | -1 | -1 | -1 | -1 | -1 | -1 | -1 | -1 | -1 | -1
Greater_Kramer_Flow_Battery_103_Generic | generic-deliverability | Generic_SCE_North_Lugo_500_HSN | Reliability_Capacity_In_Model_Year | System RA | Greater_Kramer_Flow_Battery_103_Generic | 1 | 1 | 1 | 1 | 1 | 1 | 1 | 1 | 1 | 1 | 1 | 1 | 1 | 1 | 1 | 1 | 1 | 1 | 1 | 1 | 1 | 1 | 1 | 1 | 1 | 1 | 1 | 1 | 1 | 1 | 1
Greater_Kramer_Flow_Battery_123_Generic | generic-deliverability | Generic_SCE_North_Lugo_500_HSN | Reliability_Capacity_In_Model_Year | System RA | Greater_Kramer_Flow_Battery_123_Generic | 1 | 1 | 1 | 1 | 1 | 1 | 1 | 1 | 1 | 1 | 1 | 1 | 1 | 1 | 1 | 1 | 1 | 1 | 1 | 1 | 1 | 1 | 1 | 1 | 1 | 1 | 1 | 1 | 1 | 1 | 1
Greater_Kramer_Flow_Battery_156_Generic | generic-deliverability | Generic_SCE_North_Lugo_500_HSN | Reliability_Capacity_In_Model_Year | System RA | Greater_Kramer_Flow_Battery_156_Generic | 1 | 1 | 1 | 1 | 1 | 1 | 1 | 1 | 1 | 1 | 1 | 1 | 1 | 1 | 1 | 1 | 1 | 1 | 1 | 1 | 1 | 1 | 1 | 1 | 1 | 1 | 1 | 1 | 1 | 1 | 1
Greater_Kramer_Flow_Battery_86_Generic | generic-deliverability | Generic_SCE_North_Lugo_500_HSN | Reliability_Capacity_In_Model_Year | System RA | Greater_Kramer_Flow_Battery_86_Generic | 1 | 1 | 1 | 1 | 1 | 1 | 1 | 1 | 1 | 1 | 1 | 1 | 1 | 1 | 1 | 1 | 1 | 1 | 1 | 1 | 1 | 1 | 1 | 1 | 1 | 1 | 1 | 1 | 1 | 1 | 1
Greater_Kramer_Li_Battery_4hr_103_Generic | generic-deliverability | Generic_SCE_North_Lugo_500_HSN | Reliability_Capacity_In_Model_Year | System RA | Greater_Kramer_Li_Battery_4hr_103_Generic | 1 | 1 | 1 | 1 | 1 | 1 | 1 | 1 | 1 | 1 | 1 | 1 | 1 | 1 | 1 | 1 | 1 | 1 | 1 | 1 | 1 | 1 | 1 | 1 | 1 | 1 | 1 | 1 | 1 | 1 | 1
Greater_Kramer_Li_Battery_4hr_123_Generic | generic-deliverability | Generic_SCE_North_Lugo_500_HSN | Reliability_Capacity_In_Model_Year | System RA | Greater_Kramer_Li_Battery_4hr_123_Generic | 1 | 1 | 1 | 1 | 1 | 1 | 1 | 1 | 1 | 1 | 1 | 1 | 1 | 1 | 1 | 1 | 1 | 1 | 1 | 1 | 1 | 1 | 1 | 1 | 1 | 1 | 1 | 1 | 1 | 1 | 1
Greater_Kramer_Li_Battery_4hr_156_Generic | generic-deliverability | Generic_SCE_North_Lugo_500_HSN | Reliability_Capacity_In_Model_Year | System RA | Greater_Kramer_Li_Battery_4hr_156_Generic | 1 | 1 | 1 | 1 | 1 | 1 | 1 | 1 | 1 | 1 | 1 | 1 | 1 | 1 | 1 | 1 | 1 | 1 | 1 | 1 | 1 | 1 | 1 | 1 | 1 | 1 | 1 | 1 | 1 | 1 | 1
Greater_Kramer_Li_Battery_4hr_86_Generic | generic-deliverability | Generic_SCE_North_Lugo_500_HSN | Reliability_Capacity_In_Model_Year | System RA | Greater_Kramer_Li_Battery_4hr_86_Generic | 1 | 1 | 1 | 1 | 1 | 1 | 1 | 1 | 1 | 1 | 1 | 1 | 1 | 1 | 1 | 1 | 1 | 1 | 1 | 1 | 1 | 1 | 1 | 1 | 1 | 1 | 1 | 1 | 1 | 1 | 1
Greater_Kramer_Li_Battery_8hr_103_Generic | generic-deliverability | Generic_SCE_North_Lugo_500_HSN | Reliability_Capacity_In_Model_Year | System RA | Greater_Kramer_Li_Battery_8hr_103_Generic | 1 | 1 | 1 | 1 | 1 | 1 | 1 | 1 | 1 | 1 | 1 | 1 | 1 | 1 | 1 | 1 | 1 | 1 | 1 | 1 | 1 | 1 | 1 | 1 | 1 | 1 | 1 | 1 | 1 | 1 | 1
Greater_Kramer_Li_Battery_8hr_123_Generic | generic-deliverability | Generic_SCE_North_Lugo_500_HSN | Reliability_Capacity_In_Model_Year | System RA | Greater_Kramer_Li_Battery_8hr_123_Generic | 1 | 1 | 1 | 1 | 1 | 1 | 1 | 1 | 1 | 1 | 1 | 1 | 1 | 1 | 1 | 1 | 1 | 1 | 1 | 1 | 1 | 1 | 1 | 1 | 1 | 1 | 1 | 1 | 1 | 1 | 1
Greater_Kramer_Li_Battery_8hr_156_Generic | generic-deliverability | Generic_SCE_North_Lugo_500_HSN | Reliability_Capacity_In_Model_Year | System RA | Greater_Kramer_Li_Battery_8hr_156_Generic | 1 | 1 | 1 | 1 | 1 | 1 | 1 | 1 | 1 | 1 | 1 | 1 | 1 | 1 | 1 | 1 | 1 | 1 | 1 | 1 | 1 | 1 | 1 | 1 | 1 | 1 | 1 | 1 | 1 | 1 | 1
Greater_Kramer_Li_Battery_8hr_86_Generic | generic-deliverability | Generic_SCE_North_Lugo_500_HSN | Reliability_Capacity_In_Model_Year | System RA | Greater_Kramer_Li_Battery_8hr_86_Generic | 1 | 1 | 1 | 1 | 1 | 1 | 1 | 1 | 1 | 1 | 1 | 1 | 1 | 1 | 1 | 1 | 1 | 1 | 1 | 1 | 1 | 1 | 1 | 1 | 1 | 1 | 1 | 1 | 1 | 1 | 1
Greater_Kramer_Solar_103_Generic | generic-deliverability | Generic_SCE_North_Lugo_500_HSN | Reliability_Capacity_In_Model_Year | System RA | Greater_Kramer_Solar_103_Generic | 0.106 | 0.106 | 0.106 | 0.106 | 0.106 | 0.106 | 0.106 | 0.106 | 0.106 | 0.106 | 0.106 | 0.106 | 0.106 | 0.106 | 0.106 | 0.106 | 0.106 | 0.106 | 0.106 | 0.106 | 0.106 | 0.106 | 0.106 | 0.106 | 0.106 | 0.106 | 0.106 | 0.106 | 0.106 | 0.106 | 0.106
Greater_Kramer_Solar_123_Generic | generic-deliverability | Generic_SCE_North_Lugo_500_HSN | Reliability_Capacity_In_Model_Year | System RA | Greater_Kramer_Solar_123_Generic | 0.106 | 0.106 | 0.106 | 0.106 | 0.106 | 0.106 | 0.106 | 0.106 | 0.106 | 0.106 | 0.106 | 0.106 | 0.106 | 0.106 | 0.106 | 0.106 | 0.106 | 0.106 | 0.106 | 0.106 | 0.106 | 0.106 | 0.106 | 0.106 | 0.106 | 0.106 | 0.106 | 0.106 | 0.106 | 0.106 | 0.106
Greater_Kramer_Solar_156_Generic | generic-deliverability | Generic_SCE_North_Lugo_500_HSN | Reliability_Capacity_In_Model_Year | System RA | Greater_Kramer_Solar_156_Generic | 0.106 | 0.106 | 0.106 | 0.106 | 0.106 | 0.106 | 0.106 | 0.106 | 0.106 | 0.106 | 0.106 | 0.106 | 0.106 | 0.106 | 0.106 | 0.106 | 0.106 | 0.106 | 0.106 | 0.106 | 0.106 | 0.106 | 0.106 | 0.106 | 0.106 | 0.106 | 0.106 | 0.106 | 0.106 | 0.106 | 0.106
Greater_Kramer_Solar_86_Generic | generic-deliverability | Generic_SCE_North_Lugo_500_HSN | Reliability_Capacity_In_Model_Year | System RA | Greater_Kramer_Solar_86_Generic | 0.106 | 0.106 | 0.106 | 0.106 | 0.106 | 0.106 | 0.106 | 0.106 | 0.106 | 0.106 | 0.106 | 0.106 | 0.106 | 0.106 | 0.106 | 0.106 | 0.106 | 0.106 | 0.106 | 0.106 | 0.106 | 0.106 | 0.106 | 0.106 | 0.106 | 0.106 | 0.106 | 0.106 | 0.106 | 0.106 | 0.106
Inyokern_North_Kramer_Geothermal_156_Generic | generic-deliverability | Generic_SCE_North_Lugo_500_HSN | Reliability_Capacity_In_Model_Year | System RA | Inyokern_North_Kramer_Geothermal_156_Generic | 1 | 1 | 1 | 1 | 1 | 1 | 1 | 1 | 1 | 1 | 1 | 1 | 1 | 1 | 1 | 1 | 1 | 1 | 1 | 1 | 1 | 1 | 1 | 1 | 1 | 1 | 1 | 1 | 1 | 1 | 1
Generic_SCE_North_Lugo_500_group | generic-deliverability | Generic_SCE_North_Lugo_500_HSN | Operational_New_Capacity_MW | Generic_SCE_North_Lugo_500_group |  | -1 | -1 | -1 | -1 | -1 | -1 | -1 | -1 | -1 | -1 | -1 | -1 | -1 | -1 | -1 | -1 | -1 | -1 | -1 | -1 | -1 | -1 | -1 | -1 | -1 | -1 | -1 | -1 | -1 | -1 | -1
Greater_Kramer_Flow_Battery_103_Generic | generic-deliverability | Generic_SCE_North_Lugo_500_offpeak | Operational_New_Capacity_MW | Greater_Kramer_Flow_Battery_103_Generic |  | -1 | -1 | -1 | -1 | -1 | -1 | -1 | -1 | -1 | -1 | -1 | -1 | -1 | -1 | -1 | -1 | -1 | -1 | -1 | -1 | -1 | -1 | -1 | -1 | -1 | -1 | -1 | -1 | -1 | -1 | -1
Greater_Kramer_Flow_Battery_123_Generic | generic-deliverability | Generic_SCE_North_Lugo_500_offpeak | Operational_New_Capacity_MW | Greater_Kramer_Flow_Battery_123_Generic |  | -1 | -1 | -1 | -1 | -1 | -1 | -1 | -1 | -1 | -1 | -1 | -1 | -1 | -1 | -1 | -1 | -1 | -1 | -1 | -1 | -1 | -1 | -1 | -1 | -1 | -1 | -1 | -1 | -1 | -1 | -1
Greater_Kramer_Flow_Battery_156_Generic | generic-deliverability | Generic_SCE_North_Lugo_500_offpeak | Operational_New_Capacity_MW | Greater_Kramer_Flow_Battery_156_Generic |  | -1 | -1 | -1 | -1 | -1 | -1 | -1 | -1 | -1 | -1 | -1 | -1 | -1 | -1 | -1 | -1 | -1 | -1 | -1 | -1 | -1 | -1 | -1 | -1 | -1 | -1 | -1 | -1 | -1 | -1 | -1
Greater_Kramer_Flow_Battery_86_Generic | generic-deliverability | Generic_SCE_North_Lugo_500_offpeak | Operational_New_Capacity_MW | Greater_Kramer_Flow_Battery_86_Generic |  | -1 | -1 | -1 | -1 | -1 | -1 | -1 | -1 | -1 | -1 | -1 | -1 | -1 | -1 | -1 | -1 | -1 | -1 | -1 | -1 | -1 | -1 | -1 | -1 | -1 | -1 | -1 | -1 | -1 | -1 | -1
Greater_Kramer_Li_Battery_4hr_103_Generic | generic-deliverability | Generic_SCE_North_Lugo_500_offpeak | Operational_New_Capacity_MW | Greater_Kramer_Li_Battery_4hr_103_Generic |  | -1 | -1 | -1 | -1 | -1 | -1 | -1 | -1 | -1 | -1 | -1 | -1 | -1 | -1 | -1 | -1 | -1 | -1 | -1 | -1 | -1 | -1 | -1 | -1 | -1 | -1 | -1 | -1 | -1 | -1 | -1
Greater_Kramer_Li_Battery_4hr_123_Generic | generic-deliverability | Generic_SCE_North_Lugo_500_offpeak | Operational_New_Capacity_MW | Greater_Kramer_Li_Battery_4hr_123_Generic |  | -1 | -1 | -1 | -1 | -1 | -1 | -1 | -1 | -1 | -1 | -1 | -1 | -1 | -1 | -1 | -1 | -1 | -1 | -1 | -1 | -1 | -1 | -1 | -1 | -1 | -1 | -1 | -1 | -1 | -1 | -1
Greater_Kramer_Li_Battery_4hr_156_Generic | generic-deliverability | Generic_SCE_North_Lugo_500_offpeak | Operational_New_Capacity_MW | Greater_Kramer_Li_Battery_4hr_156_Generic |  | -1 | -1 | -1 | -1 | -1 | -1 | -1 | -1 | -1 | -1 | -1 | -1 | -1 | -1 | -1 | -1 | -1 | -1 | -1 | -1 | -1 | -1 | -1 | -1 | -1 | -1 | -1 | -1 | -1 | -1 | -1
Greater_Kramer_Li_Battery_4hr_86_Generic | generic-deliverability | Generic_SCE_North_Lugo_500_offpeak | Operational_New_Capacity_MW | Greater_Kramer_Li_Battery_4hr_86_Generic |  | -1 | -1 | -1 | -1 | -1 | -1 | -1 | -1 | -1 | -1 | -1 | -1 | -1 | -1 | -1 | -1 | -1 | -1 | -1 | -1 | -1 | -1 | -1 | -1 | -1 | -1 | -1 | -1 | -1 | -1 | -1
Greater_Kramer_Li_Battery_8hr_103_Generic | generic-deliverability | Generic_SCE_North_Lugo_500_offpeak | Operational_New_Capacity_MW | Greater_Kramer_Li_Battery_8hr_103_Generic |  | -1 | -1 | -1 | -1 | -1 | -1 | -1 | -1 | -1 | -1 | -1 | -1 | -1 | -1 | -1 | -1 | -1 | -1 | -1 | -1 | -1 | -1 | -1 | -1 | -1 | -1 | -1 | -1 | -1 | -1 | -1
Greater_Kramer_Li_Battery_8hr_123_Generic | generic-deliverability | Generic_SCE_North_Lugo_500_offpeak | Operational_New_Capacity_MW | Greater_Kramer_Li_Battery_8hr_123_Generic |  | -1 | -1 | -1 | -1 | -1 | -1 | -1 | -1 | -1 | -1 | -1 | -1 | -1 | -1 | -1 | -1 | -1 | -1 | -1 | -1 | -1 | -1 | -1 | -1 | -1 | -1 | -1 | -1 | -1 | -1 | -1
Greater_Kramer_Li_Battery_8hr_156_Generic | generic-deliverability | Generic_SCE_North_Lugo_500_offpeak | Operational_New_Capacity_MW | Greater_Kramer_Li_Battery_8hr_156_Generic |  | -1 | -1 | -1 | -1 | -1 | -1 | -1 | -1 | -1 | -1 | -1 | -1 | -1 | -1 | -1 | -1 | -1 | -1 | -1 | -1 | -1 | -1 | -1 | -1 | -1 | -1 | -1 | -1 | -1 | -1 | -1
Greater_Kramer_Li_Battery_8hr_86_Generic | generic-deliverability | Generic_SCE_North_Lugo_500_offpeak | Operational_New_Capacity_MW | Greater_Kramer_Li_Battery_8hr_86_Generic |  | -1 | -1 | -1 | -1 | -1 | -1 | -1 | -1 | -1 | -1 | -1 | -1 | -1 | -1 | -1 | -1 | -1 | -1 | -1 | -1 | -1 | -1 | -1 | -1 | -1 | -1 | -1 | -1 | -1 | -1 | -1
Greater_Kramer_Solar_103_Generic | generic-deliverability | Generic_SCE_North_Lugo_500_offpeak | Operational_New_Capacity_MW | Greater_Kramer_Solar_103_Generic |  | 0.77 | 0.77 | 0.77 | 0.77 | 0.77 | 0.77 | 0.77 | 0.77 | 0.77 | 0.77 | 0.77 | 0.77 | 0.77 | 0.77 | 0.77 | 0.77 | 0.77 | 0.77 | 0.77 | 0.77 | 0.77 | 0.77 | 0.77 | 0.77 | 0.77 | 0.77 | 0.77 | 0.77 | 0.77 | 0.77 | 0.77
Greater_Kramer_Solar_123_Generic | generic-deliverability | Generic_SCE_North_Lugo_500_offpeak | Operational_New_Capacity_MW | Greater_Kramer_Solar_123_Generic |  | 0.77 | 0.77 | 0.77 | 0.77 | 0.77 | 0.77 | 0.77 | 0.77 | 0.77 | 0.77 | 0.77 | 0.77 | 0.77 | 0.77 | 0.77 | 0.77 | 0.77 | 0.77 | 0.77 | 0.77 | 0.77 | 0.77 | 0.77 | 0.77 | 0.77 | 0.77 | 0.77 | 0.77 | 0.77 | 0.77 | 0.77
Greater_Kramer_Solar_156_Generic | generic-deliverability | Generic_SCE_North_Lugo_500_offpeak | Operational_New_Capacity_MW | Greater_Kramer_Solar_156_Generic |  | 0.77 | 0.77 | 0.77 | 0.77 | 0.77 | 0.77 | 0.77 | 0.77 | 0.77 | 0.77 | 0.77 | 0.77 | 0.77 | 0.77 | 0.77 | 0.77 | 0.77 | 0.77 | 0.77 | 0.77 | 0.77 | 0.77 | 0.77 | 0.77 | 0.77 | 0.77 | 0.77 | 0.77 | 0.77 | 0.77 | 0.77
Greater_Kramer_Solar_86_Generic | generic-deliverability | Generic_SCE_North_Lugo_500_offpeak | Operational_New_Capacity_MW | Greater_Kramer_Solar_86_Generic |  | 0.77 | 0.77 | 0.77 | 0.77 | 0.77 | 0.77 | 0.77 | 0.77 | 0.77 | 0.77 | 0.77 | 0.77 | 0.77 | 0.77 | 0.77 | 0.77 | 0.77 | 0.77 | 0.77 | 0.77 | 0.77 | 0.77 | 0.77 | 0.77 | 0.77 | 0.77 | 0.77 | 0.77 | 0.77 | 0.77 | 0.77
Inyokern_North_Kramer_Geothermal_156_Generic | generic-deliverability | Generic_SCE_North_Lugo_500_offpeak | Operational_New_Capacity_MW | Inyokern_North_Kramer_Geothermal_156_Generic |  | 1 | 1 | 1 | 1 | 1 | 1 | 1 | 1 | 1 | 1 | 1 | 1 | 1 | 1 | 1 | 1 | 1 | 1 | 1 | 1 | 1 | 1 | 1 | 1 | 1 | 1 | 1 | 1 | 1 | 1 | 1
Generic_SCE_North_Lugo_500_group | generic-deliverability | Generic_SCE_North_Lugo_500_offpeak | Operational_New_Capacity_MW | Generic_SCE_North_Lugo_500_group |  | -1 | -1 | -1 | -1 | -1 | -1 | -1 | -1 | -1 | -1 | -1 | -1 | -1 | -1 | -1 | -1 | -1 | -1 | -1 | -1 | -1 | -1 | -1 | -1 | -1 | -1 | -1 | -1 | -1 | -1 | -1
Greater_Kramer_Flow_Battery_103_Generic | generic-deliverability | Generic_SCE_North_Lugo_500_SSN | Reliability_Capacity_In_Model_Year | System RA | Greater_Kramer_Flow_Battery_103_Generic | 0.5 | 0.5 | 0.5 | 0.5 | 0.5 | 0.5 | 0.5 | 0.5 | 0.5 | 0.5 | 0.5 | 0.5 | 0.5 | 0.5 | 0.5 | 0.5 | 0.5 | 0.5 | 0.5 | 0.5 | 0.5 | 0.5 | 0.5 | 0.5 | 0.5 | 0.5 | 0.5 | 0.5 | 0.5 | 0.5 | 0.5
Greater_Kramer_Flow_Battery_123_Generic | generic-deliverability | Generic_SCE_North_Lugo_500_SSN | Reliability_Capacity_In_Model_Year | System RA | Greater_Kramer_Flow_Battery_123_Generic | 0.5 | 0.5 | 0.5 | 0.5 | 0.5 | 0.5 | 0.5 | 0.5 | 0.5 | 0.5 | 0.5 | 0.5 | 0.5 | 0.5 | 0.5 | 0.5 | 0.5 | 0.5 | 0.5 | 0.5 | 0.5 | 0.5 | 0.5 | 0.5 | 0.5 | 0.5 | 0.5 | 0.5 | 0.5 | 0.5 | 0.5
Greater_Kramer_Flow_Battery_156_Generic | generic-deliverability | Generic_SCE_North_Lugo_500_SSN | Reliability_Capacity_In_Model_Year | System RA | Greater_Kramer_Flow_Battery_156_Generic | 0.5 | 0.5 | 0.5 | 0.5 | 0.5 | 0.5 | 0.5 | 0.5 | 0.5 | 0.5 | 0.5 | 0.5 | 0.5 | 0.5 | 0.5 | 0.5 | 0.5 | 0.5 | 0.5 | 0.5 | 0.5 | 0.5 | 0.5 | 0.5 | 0.5 | 0.5 | 0.5 | 0.5 | 0.5 | 0.5 | 0.5
Greater_Kramer_Flow_Battery_86_Generic | generic-deliverability | Generic_SCE_North_Lugo_500_SSN | Reliability_Capacity_In_Model_Year | System RA | Greater_Kramer_Flow_Battery_86_Generic | 0.5 | 0.5 | 0.5 | 0.5 | 0.5 | 0.5 | 0.5 | 0.5 | 0.5 | 0.5 | 0.5 | 0.5 | 0.5 | 0.5 | 0.5 | 0.5 | 0.5 | 0.5 | 0.5 | 0.5 | 0.5 | 0.5 | 0.5 | 0.5 | 0.5 | 0.5 | 0.5 | 0.5 | 0.5 | 0.5 | 0.5
Greater_Kramer_Li_Battery_4hr_103_Generic | generic-deliverability | Generic_SCE_North_Lugo_500_SSN | Reliability_Capacity_In_Model_Year | System RA | Greater_Kramer_Li_Battery_4hr_103_Generic | 0.5 | 0.5 | 0.5 | 0.5 | 0.5 | 0.5 | 0.5 | 0.5 | 0.5 | 0.5 | 0.5 | 0.5 | 0.5 | 0.5 | 0.5 | 0.5 | 0.5 | 0.5 | 0.5 | 0.5 | 0.5 | 0.5 | 0.5 | 0.5 | 0.5 | 0.5 | 0.5 | 0.5 | 0.5 | 0.5 | 0.5
Greater_Kramer_Li_Battery_4hr_123_Generic | generic-deliverability | Generic_SCE_North_Lugo_500_SSN | Reliability_Capacity_In_Model_Year | System RA | Greater_Kramer_Li_Battery_4hr_123_Generic | 0.5 | 0.5 | 0.5 | 0.5 | 0.5 | 0.5 | 0.5 | 0.5 | 0.5 | 0.5 | 0.5 | 0.5 | 0.5 | 0.5 | 0.5 | 0.5 | 0.5 | 0.5 | 0.5 | 0.5 | 0.5 | 0.5 | 0.5 | 0.5 | 0.5 | 0.5 | 0.5 | 0.5 | 0.5 | 0.5 | 0.5
Greater_Kramer_Li_Battery_4hr_156_Generic | generic-deliverability | Generic_SCE_North_Lugo_500_SSN | Reliability_Capacity_In_Model_Year | System RA | Greater_Kramer_Li_Battery_4hr_156_Generic | 0.5 | 0.5 | 0.5 | 0.5 | 0.5 | 0.5 | 0.5 | 0.5 | 0.5 | 0.5 | 0.5 | 0.5 | 0.5 | 0.5 | 0.5 | 0.5 | 0.5 | 0.5 | 0.5 | 0.5 | 0.5 | 0.5 | 0.5 | 0.5 | 0.5 | 0.5 | 0.5 | 0.5 | 0.5 | 0.5 | 0.5
Greater_Kramer_Li_Battery_4hr_86_Generic | generic-deliverability | Generic_SCE_North_Lugo_500_SSN | Reliability_Capacity_In_Model_Year | System RA | Greater_Kramer_Li_Battery_4hr_86_Generic | 0.5 | 0.5 | 0.5 | 0.5 | 0.5 | 0.5 | 0.5 | 0.5 | 0.5 | 0.5 | 0.5 | 0.5 | 0.5 | 0.5 | 0.5 | 0.5 | 0.5 | 0.5 | 0.5 | 0.5 | 0.5 | 0.5 | 0.5 | 0.5 | 0.5 | 0.5 | 0.5 | 0.5 | 0.5 | 0.5 | 0.5
Greater_Kramer_Li_Battery_8hr_103_Generic | generic-deliverability | Generic_SCE_North_Lugo_500_SSN | Reliability_Capacity_In_Model_Year | System RA | Greater_Kramer_Li_Battery_8hr_103_Generic | 0.5 | 0.5 | 0.5 | 0.5 | 0.5 | 0.5 | 0.5 | 0.5 | 0.5 | 0.5 | 0.5 | 0.5 | 0.5 | 0.5 | 0.5 | 0.5 | 0.5 | 0.5 | 0.5 | 0.5 | 0.5 | 0.5 | 0.5 | 0.5 | 0.5 | 0.5 | 0.5 | 0.5 | 0.5 | 0.5 | 0.5
Greater_Kramer_Li_Battery_8hr_123_Generic | generic-deliverability | Generic_SCE_North_Lugo_500_SSN | Reliability_Capacity_In_Model_Year | System RA | Greater_Kramer_Li_Battery_8hr_123_Generic | 0.5 | 0.5 | 0.5 | 0.5 | 0.5 | 0.5 | 0.5 | 0.5 | 0.5 | 0.5 | 0.5 | 0.5 | 0.5 | 0.5 | 0.5 | 0.5 | 0.5 | 0.5 | 0.5 | 0.5 | 0.5 | 0.5 | 0.5 | 0.5 | 0.5 | 0.5 | 0.5 | 0.5 | 0.5 | 0.5 | 0.5
Greater_Kramer_Li_Battery_8hr_156_Generic | generic-deliverability | Generic_SCE_North_Lugo_500_SSN | Reliability_Capacity_In_Model_Year | System RA | Greater_Kramer_Li_Battery_8hr_156_Generic | 0.5 | 0.5 | 0.5 | 0.5 | 0.5 | 0.5 | 0.5 | 0.5 | 0.5 | 0.5 | 0.5 | 0.5 | 0.5 | 0.5 | 0.5 | 0.5 | 0.5 | 0.5 | 0.5 | 0.5 | 0.5 | 0.5 | 0.5 | 0.5 | 0.5 | 0.5 | 0.5 | 0.5 | 0.5 | 0.5 | 0.5
Greater_Kramer_Li_Battery_8hr_86_Generic | generic-deliverability | Generic_SCE_North_Lugo_500_SSN | Reliability_Capacity_In_Model_Year | System RA | Greater_Kramer_Li_Battery_8hr_86_Generic | 0.5 | 0.5 | 0.5 | 0.5 | 0.5 | 0.5 | 0.5 | 0.5 | 0.5 | 0.5 | 0.5 | 0.5 | 0.5 | 0.5 | 0.5 | 0.5 | 0.5 | 0.5 | 0.5 | 0.5 | 0.5 | 0.5 | 0.5 | 0.5 | 0.5 | 0.5 | 0.5 | 0.5 | 0.5 | 0.5 | 0.5
Greater_Kramer_Solar_103_Generic | generic-deliverability | Generic_SCE_North_Lugo_500_SSN | Reliability_Capacity_In_Model_Year | System RA | Greater_Kramer_Solar_103_Generic | 0.427 | 0.427 | 0.427 | 0.427 | 0.427 | 0.427 | 0.427 | 0.427 | 0.427 | 0.427 | 0.427 | 0.427 | 0.427 | 0.427 | 0.427 | 0.427 | 0.427 | 0.427 | 0.427 | 0.427 | 0.427 | 0.427 | 0.427 | 0.427 | 0.427 | 0.427 | 0.427 | 0.427 | 0.427 | 0.427 | 0.427
Greater_Kramer_Solar_123_Generic | generic-deliverability | Generic_SCE_North_Lugo_500_SSN | Reliability_Capacity_In_Model_Year | System RA | Greater_Kramer_Solar_123_Generic | 0.427 | 0.427 | 0.427 | 0.427 | 0.427 | 0.427 | 0.427 | 0.427 | 0.427 | 0.427 | 0.427 | 0.427 | 0.427 | 0.427 | 0.427 | 0.427 | 0.427 | 0.427 | 0.427 | 0.427 | 0.427 | 0.427 | 0.427 | 0.427 | 0.427 | 0.427 | 0.427 | 0.427 | 0.427 | 0.427 | 0.427
Greater_Kramer_Solar_156_Generic | generic-deliverability | Generic_SCE_North_Lugo_500_SSN | Reliability_Capacity_In_Model_Year | System RA | Greater_Kramer_Solar_156_Generic | 0.427 | 0.427 | 0.427 | 0.427 | 0.427 | 0.427 | 0.427 | 0.427 | 0.427 | 0.427 | 0.427 | 0.427 | 0.427 | 0.427 | 0.427 | 0.427 | 0.427 | 0.427 | 0.427 | 0.427 | 0.427 | 0.427 | 0.427 | 0.427 | 0.427 | 0.427 | 0.427 | 0.427 | 0.427 | 0.427 | 0.427
Greater_Kramer_Solar_86_Generic | generic-deliverability | Generic_SCE_North_Lugo_500_SSN | Reliability_Capacity_In_Model_Year | System RA | Greater_Kramer_Solar_86_Generic | 0.427 | 0.427 | 0.427 | 0.427 | 0.427 | 0.427 | 0.427 | 0.427 | 0.427 | 0.427 | 0.427 | 0.427 | 0.427 | 0.427 | 0.427 | 0.427 | 0.427 | 0.427 | 0.427 | 0.427 | 0.427 | 0.427 | 0.427 | 0.427 | 0.427 | 0.427 | 0.427 | 0.427 | 0.427 | 0.427 | 0.427
Inyokern_North_Kramer_Geothermal_156_Generic | generic-deliverability | Generic_SCE_North_Lugo_500_SSN | Reliability_Capacity_In_Model_Year | System RA | Inyokern_North_Kramer_Geothermal_156_Generic | 1 | 1 | 1 | 1 | 1 | 1 | 1 | 1 | 1 | 1 | 1 | 1 | 1 | 1 | 1 | 1 | 1 | 1 | 1 | 1 | 1 | 1 | 1 | 1 | 1 | 1 | 1 | 1 | 1 | 1 | 1
Generic_SCE_North_Lugo_500_group | generic-deliverability | Generic_SCE_North_Lugo_500_SSN | Operational_New_Capacity_MW | Generic_SCE_North_Lugo_500_group |  | -1 | -1 | -1 | -1 | -1 | -1 | -1 | -1 | -1 | -1 | -1 | -1 | -1 | -1 | -1 | -1 | -1 | -1 | -1 | -1 | -1 | -1 | -1 | -1 | -1 | -1 | -1 | -1 | -1 | -1 | -1
Greater_LA_Flow_Battery_18_Generic | generic-deliverability | Generic_SCE_Northern_500_HSN | Reliability_Capacity_In_Model_Year | System RA | Greater_LA_Flow_Battery_18_Generic | 1 | 1 | 1 | 1 | 1 | 1 | 1 | 1 | 1 | 1 | 1 | 1 | 1 | 1 | 1 | 1 | 1 | 1 | 1 | 1 | 1 | 1 | 1 | 1 | 1 | 1 | 1 | 1 | 1 | 1 | 1
Greater_LA_Flow_Battery_58_Generic | generic-deliverability | Generic_SCE_Northern_500_HSN | Reliability_Capacity_In_Model_Year | System RA | Greater_LA_Flow_Battery_58_Generic | 1 | 1 | 1 | 1 | 1 | 1 | 1 | 1 | 1 | 1 | 1 | 1 | 1 | 1 | 1 | 1 | 1 | 1 | 1 | 1 | 1 | 1 | 1 | 1 | 1 | 1 | 1 | 1 | 1 | 1 | 1
Greater_LA_Li_Battery_4hr_18_Generic | generic-deliverability | Generic_SCE_Northern_500_HSN | Reliability_Capacity_In_Model_Year | System RA | Greater_LA_Li_Battery_4hr_18_Generic | 1 | 1 | 1 | 1 | 1 | 1 | 1 | 1 | 1 | 1 | 1 | 1 | 1 | 1 | 1 | 1 | 1 | 1 | 1 | 1 | 1 | 1 | 1 | 1 | 1 | 1 | 1 | 1 | 1 | 1 | 1
Greater_LA_Li_Battery_4hr_58_Generic | generic-deliverability | Generic_SCE_Northern_500_HSN | Reliability_Capacity_In_Model_Year | System RA | Greater_LA_Li_Battery_4hr_58_Generic | 1 | 1 | 1 | 1 | 1 | 1 | 1 | 1 | 1 | 1 | 1 | 1 | 1 | 1 | 1 | 1 | 1 | 1 | 1 | 1 | 1 | 1 | 1 | 1 | 1 | 1 | 1 | 1 | 1 | 1 | 1
Greater_LA_Li_Battery_8hr_18_Generic | generic-deliverability | Generic_SCE_Northern_500_HSN | Reliability_Capacity_In_Model_Year | System RA | Greater_LA_Li_Battery_8hr_18_Generic | 1 | 1 | 1 | 1 | 1 | 1 | 1 | 1 | 1 | 1 | 1 | 1 | 1 | 1 | 1 | 1 | 1 | 1 | 1 | 1 | 1 | 1 | 1 | 1 | 1 | 1 | 1 | 1 | 1 | 1 | 1
Greater_LA_Li_Battery_8hr_58_Generic | generic-deliverability | Generic_SCE_Northern_500_HSN | Reliability_Capacity_In_Model_Year | System RA | Greater_LA_Li_Battery_8hr_58_Generic | 1 | 1 | 1 | 1 | 1 | 1 | 1 | 1 | 1 | 1 | 1 | 1 | 1 | 1 | 1 | 1 | 1 | 1 | 1 | 1 | 1 | 1 | 1 | 1 | 1 | 1 | 1 | 1 | 1 | 1 | 1
Greater_LA_Solar_18_Generic | generic-deliverability | Generic_SCE_Northern_500_HSN | Reliability_Capacity_In_Model_Year | System RA | Greater_LA_Solar_18_Generic | 0.106 | 0.106 | 0.106 | 0.106 | 0.106 | 0.106 | 0.106 | 0.106 | 0.106 | 0.106 | 0.106 | 0.106 | 0.106 | 0.106 | 0.106 | 0.106 | 0.106 | 0.106 | 0.106 | 0.106 | 0.106 | 0.106 | 0.106 | 0.106 | 0.106 | 0.106 | 0.106 | 0.106 | 0.106 | 0.106 | 0.106
Greater_LA_Solar_58_Generic | generic-deliverability | Generic_SCE_Northern_500_HSN | Reliability_Capacity_In_Model_Year | System RA | Greater_LA_Solar_58_Generic | 0.106 | 0.106 | 0.106 | 0.106 | 0.106 | 0.106 | 0.106 | 0.106 | 0.106 | 0.106 | 0.106 | 0.106 | 0.106 | 0.106 | 0.106 | 0.106 | 0.106 | 0.106 | 0.106 | 0.106 | 0.106 | 0.106 | 0.106 | 0.106 | 0.106 | 0.106 | 0.106 | 0.106 | 0.106 | 0.106 | 0.106
Tehachapi_Adiabatic_CAES_13_Generic | generic-deliverability | Generic_SCE_Northern_500_HSN | Reliability_Capacity_In_Model_Year | System RA | Tehachapi_Adiabatic_CAES_13_Generic | 1 | 1 | 1 | 1 | 1 | 1 | 1 | 1 | 1 | 1 | 1 | 1 | 1 | 1 | 1 | 1 | 1 | 1 | 1 | 1 | 1 | 1 | 1 | 1 | 1 | 1 | 1 | 1 | 1 | 1 | 1
Tehachapi_Flow_Battery_101_Generic | generic-deliverability | Generic_SCE_Northern_500_HSN | Reliability_Capacity_In_Model_Year | System RA | Tehachapi_Flow_Battery_101_Generic | 1 | 1 | 1 | 1 | 1 | 1 | 1 | 1 | 1 | 1 | 1 | 1 | 1 | 1 | 1 | 1 | 1 | 1 | 1 | 1 | 1 | 1 | 1 | 1 | 1 | 1 | 1 | 1 | 1 | 1 | 1
Tehachapi_Flow_Battery_13_Generic | generic-deliverability | Generic_SCE_Northern_500_HSN | Reliability_Capacity_In_Model_Year | System RA | Tehachapi_Flow_Battery_13_Generic | 1 | 1 | 1 | 1 | 1 | 1 | 1 | 1 | 1 | 1 | 1 | 1 | 1 | 1 | 1 | 1 | 1 | 1 | 1 | 1 | 1 | 1 | 1 | 1 | 1 | 1 | 1 | 1 | 1 | 1 | 1
Tehachapi_Flow_Battery_28_Generic | generic-deliverability | Generic_SCE_Northern_500_HSN | Reliability_Capacity_In_Model_Year | System RA | Tehachapi_Flow_Battery_28_Generic | 1 | 1 | 1 | 1 | 1 | 1 | 1 | 1 | 1 | 1 | 1 | 1 | 1 | 1 | 1 | 1 | 1 | 1 | 1 | 1 | 1 | 1 | 1 | 1 | 1 | 1 | 1 | 1 | 1 | 1 | 1
Tehachapi_Flow_Battery_32_Generic | generic-deliverability | Generic_SCE_Northern_500_HSN | Reliability_Capacity_In_Model_Year | System RA | Tehachapi_Flow_Battery_32_Generic | 1 | 1 | 1 | 1 | 1 | 1 | 1 | 1 | 1 | 1 | 1 | 1 | 1 | 1 | 1 | 1 | 1 | 1 | 1 | 1 | 1 | 1 | 1 | 1 | 1 | 1 | 1 | 1 | 1 | 1 | 1
Tehachapi_Flow_Battery_66_Generic | generic-deliverability | Generic_SCE_Northern_500_HSN | Reliability_Capacity_In_Model_Year | System RA | Tehachapi_Flow_Battery_66_Generic | 1 | 1 | 1 | 1 | 1 | 1 | 1 | 1 | 1 | 1 | 1 | 1 | 1 | 1 | 1 | 1 | 1 | 1 | 1 | 1 | 1 | 1 | 1 | 1 | 1 | 1 | 1 | 1 | 1 | 1 | 1
Tehachapi_Flow_Battery_78_Generic | generic-deliverability | Generic_SCE_Northern_500_HSN | Reliability_Capacity_In_Model_Year | System RA | Tehachapi_Flow_Battery_78_Generic | 1 | 1 | 1 | 1 | 1 | 1 | 1 | 1 | 1 | 1 | 1 | 1 | 1 | 1 | 1 | 1 | 1 | 1 | 1 | 1 | 1 | 1 | 1 | 1 | 1 | 1 | 1 | 1 | 1 | 1 | 1
Tehachapi_Li_Battery_4hr_101_Generic | generic-deliverability | Generic_SCE_Northern_500_HSN | Reliability_Capacity_In_Model_Year | System RA | Tehachapi_Li_Battery_4hr_101_Generic | 1 | 1 | 1 | 1 | 1 | 1 | 1 | 1 | 1 | 1 | 1 | 1 | 1 | 1 | 1 | 1 | 1 | 1 | 1 | 1 | 1 | 1 | 1 | 1 | 1 | 1 | 1 | 1 | 1 | 1 | 1
Tehachapi_Li_Battery_4hr_13_Generic | generic-deliverability | Generic_SCE_Northern_500_HSN | Reliability_Capacity_In_Model_Year | System RA | Tehachapi_Li_Battery_4hr_13_Generic | 1 | 1 | 1 | 1 | 1 | 1 | 1 | 1 | 1 | 1 | 1 | 1 | 1 | 1 | 1 | 1 | 1 | 1 | 1 | 1 | 1 | 1 | 1 | 1 | 1 | 1 | 1 | 1 | 1 | 1 | 1
Tehachapi_Li_Battery_4hr_28_Generic | generic-deliverability | Generic_SCE_Northern_500_HSN | Reliability_Capacity_In_Model_Year | System RA | Tehachapi_Li_Battery_4hr_28_Generic | 1 | 1 | 1 | 1 | 1 | 1 | 1 | 1 | 1 | 1 | 1 | 1 | 1 | 1 | 1 | 1 | 1 | 1 | 1 | 1 | 1 | 1 | 1 | 1 | 1 | 1 | 1 | 1 | 1 | 1 | 1
Tehachapi_Li_Battery_4hr_32_Generic | generic-deliverability | Generic_SCE_Northern_500_HSN | Reliability_Capacity_In_Model_Year | System RA | Tehachapi_Li_Battery_4hr_32_Generic | 1 | 1 | 1 | 1 | 1 | 1 | 1 | 1 | 1 | 1 | 1 | 1 | 1 | 1 | 1 | 1 | 1 | 1 | 1 | 1 | 1 | 1 | 1 | 1 | 1 | 1 | 1 | 1 | 1 | 1 | 1
Tehachapi_Li_Battery_4hr_66_Generic | generic-deliverability | Generic_SCE_Northern_500_HSN | Reliability_Capacity_In_Model_Year | System RA | Tehachapi_Li_Battery_4hr_66_Generic | 1 | 1 | 1 | 1 | 1 | 1 | 1 | 1 | 1 | 1 | 1 | 1 | 1 | 1 | 1 | 1 | 1 | 1 | 1 | 1 | 1 | 1 | 1 | 1 | 1 | 1 | 1 | 1 | 1 | 1 | 1
Tehachapi_Li_Battery_4hr_78_Generic | generic-deliverability | Generic_SCE_Northern_500_HSN | Reliability_Capacity_In_Model_Year | System RA | Tehachapi_Li_Battery_4hr_78_Generic | 1 | 1 | 1 | 1 | 1 | 1 | 1 | 1 | 1 | 1 | 1 | 1 | 1 | 1 | 1 | 1 | 1 | 1 | 1 | 1 | 1 | 1 | 1 | 1 | 1 | 1 | 1 | 1 | 1 | 1 | 1
Tehachapi_Li_Battery_8hr_101_Generic | generic-deliverability | Generic_SCE_Northern_500_HSN | Reliability_Capacity_In_Model_Year | System RA | Tehachapi_Li_Battery_8hr_101_Generic | 1 | 1 | 1 | 1 | 1 | 1 | 1 | 1 | 1 | 1 | 1 | 1 | 1 | 1 | 1 | 1 | 1 | 1 | 1 | 1 | 1 | 1 | 1 | 1 | 1 | 1 | 1 | 1 | 1 | 1 | 1
Tehachapi_Li_Battery_8hr_13_Generic | generic-deliverability | Generic_SCE_Northern_500_HSN | Reliability_Capacity_In_Model_Year | System RA | Tehachapi_Li_Battery_8hr_13_Generic | 1 | 1 | 1 | 1 | 1 | 1 | 1 | 1 | 1 | 1 | 1 | 1 | 1 | 1 | 1 | 1 | 1 | 1 | 1 | 1 | 1 | 1 | 1 | 1 | 1 | 1 | 1 | 1 | 1 | 1 | 1
Tehachapi_Li_Battery_8hr_28_Generic | generic-deliverability | Generic_SCE_Northern_500_HSN | Reliability_Capacity_In_Model_Year | System RA | Tehachapi_Li_Battery_8hr_28_Generic | 1 | 1 | 1 | 1 | 1 | 1 | 1 | 1 | 1 | 1 | 1 | 1 | 1 | 1 | 1 | 1 | 1 | 1 | 1 | 1 | 1 | 1 | 1 | 1 | 1 | 1 | 1 | 1 | 1 | 1 | 1
Tehachapi_Li_Battery_8hr_32_Generic | generic-deliverability | Generic_SCE_Northern_500_HSN | Reliability_Capacity_In_Model_Year | System RA | Tehachapi_Li_Battery_8hr_32_Generic | 1 | 1 | 1 | 1 | 1 | 1 | 1 | 1 | 1 | 1 | 1 | 1 | 1 | 1 | 1 | 1 | 1 | 1 | 1 | 1 | 1 | 1 | 1 | 1 | 1 | 1 | 1 | 1 | 1 | 1 | 1
Tehachapi_Li_Battery_8hr_66_Generic | generic-deliverability | Generic_SCE_Northern_500_HSN | Reliability_Capacity_In_Model_Year | System RA | Tehachapi_Li_Battery_8hr_66_Generic | 1 | 1 | 1 | 1 | 1 | 1 | 1 | 1 | 1 | 1 | 1 | 1 | 1 | 1 | 1 | 1 | 1 | 1 | 1 | 1 | 1 | 1 | 1 | 1 | 1 | 1 | 1 | 1 | 1 | 1 | 1
Tehachapi_Li_Battery_8hr_78_Generic | generic-deliverability | Generic_SCE_Northern_500_HSN | Reliability_Capacity_In_Model_Year | System RA | Tehachapi_Li_Battery_8hr_78_Generic | 1 | 1 | 1 | 1 | 1 | 1 | 1 | 1 | 1 | 1 | 1 | 1 | 1 | 1 | 1 | 1 | 1 | 1 | 1 | 1 | 1 | 1 | 1 | 1 | 1 | 1 | 1 | 1 | 1 | 1 | 1
Tehachapi_Pumped_Storage_32_Generic | generic-deliverability | Generic_SCE_Northern_500_HSN | Reliability_Capacity_In_Model_Year | System RA | Tehachapi_Pumped_Storage_32_Generic | 1 | 1 | 1 | 1 | 1 | 1 | 1 | 1 | 1 | 1 | 1 | 1 | 1 | 1 | 1 | 1 | 1 | 1 | 1 | 1 | 1 | 1 | 1 | 1 | 1 | 1 | 1 | 1 | 1 | 1 | 1
Tehachapi_Solar_101_Generic | generic-deliverability | Generic_SCE_Northern_500_HSN | Reliability_Capacity_In_Model_Year | System RA | Tehachapi_Solar_101_Generic | 0.106 | 0.106 | 0.106 | 0.106 | 0.106 | 0.106 | 0.106 | 0.106 | 0.106 | 0.106 | 0.106 | 0.106 | 0.106 | 0.106 | 0.106 | 0.106 | 0.106 | 0.106 | 0.106 | 0.106 | 0.106 | 0.106 | 0.106 | 0.106 | 0.106 | 0.106 | 0.106 | 0.106 | 0.106 | 0.106 | 0.106
Tehachapi_Solar_13_Generic | generic-deliverability | Generic_SCE_Northern_500_HSN | Reliability_Capacity_In_Model_Year | System RA | Tehachapi_Solar_13_Generic | 0.106 | 0.106 | 0.106 | 0.106 | 0.106 | 0.106 | 0.106 | 0.106 | 0.106 | 0.106 | 0.106 | 0.106 | 0.106 | 0.106 | 0.106 | 0.106 | 0.106 | 0.106 | 0.106 | 0.106 | 0.106 | 0.106 | 0.106 | 0.106 | 0.106 | 0.106 | 0.106 | 0.106 | 0.106 | 0.106 | 0.106
Tehachapi_Solar_28_Generic | generic-deliverability | Generic_SCE_Northern_500_HSN | Reliability_Capacity_In_Model_Year | System RA | Tehachapi_Solar_28_Generic | 0.106 | 0.106 | 0.106 | 0.106 | 0.106 | 0.106 | 0.106 | 0.106 | 0.106 | 0.106 | 0.106 | 0.106 | 0.106 | 0.106 | 0.106 | 0.106 | 0.106 | 0.106 | 0.106 | 0.106 | 0.106 | 0.106 | 0.106 | 0.106 | 0.106 | 0.106 | 0.106 | 0.106 | 0.106 | 0.106 | 0.106
Tehachapi_Solar_32_Generic | generic-deliverability | Generic_SCE_Northern_500_HSN | Reliability_Capacity_In_Model_Year | System RA | Tehachapi_Solar_32_Generic | 0.106 | 0.106 | 0.106 | 0.106 | 0.106 | 0.106 | 0.106 | 0.106 | 0.106 | 0.106 | 0.106 | 0.106 | 0.106 | 0.106 | 0.106 | 0.106 | 0.106 | 0.106 | 0.106 | 0.106 | 0.106 | 0.106 | 0.106 | 0.106 | 0.106 | 0.106 | 0.106 | 0.106 | 0.106 | 0.106 | 0.106
Tehachapi_Solar_66_Generic | generic-deliverability | Generic_SCE_Northern_500_HSN | Reliability_Capacity_In_Model_Year | System RA | Tehachapi_Solar_66_Generic | 0.106 | 0.106 | 0.106 | 0.106 | 0.106 | 0.106 | 0.106 | 0.106 | 0.106 | 0.106 | 0.106 | 0.106 | 0.106 | 0.106 | 0.106 | 0.106 | 0.106 | 0.106 | 0.106 | 0.106 | 0.106 | 0.106 | 0.106 | 0.106 | 0.106 | 0.106 | 0.106 | 0.106 | 0.106 | 0.106 | 0.106
Tehachapi_Solar_78_Generic | generic-deliverability | Generic_SCE_Northern_500_HSN | Reliability_Capacity_In_Model_Year | System RA | Tehachapi_Solar_78_Generic | 0.106 | 0.106 | 0.106 | 0.106 | 0.106 | 0.106 | 0.106 | 0.106 | 0.106 | 0.106 | 0.106 | 0.106 | 0.106 | 0.106 | 0.106 | 0.106 | 0.106 | 0.106 | 0.106 | 0.106 | 0.106 | 0.106 | 0.106 | 0.106 | 0.106 | 0.106 | 0.106 | 0.106 | 0.106 | 0.106 | 0.106
Tehachapi_Wind_13_Generic | generic-deliverability | Generic_SCE_Northern_500_HSN | Reliability_Capacity_In_Model_Year | System RA | Tehachapi_Wind_13_Generic | 0.665 | 0.665 | 0.665 | 0.665 | 0.665 | 0.665 | 0.665 | 0.665 | 0.665 | 0.665 | 0.665 | 0.665 | 0.665 | 0.665 | 0.665 | 0.665 | 0.665 | 0.665 | 0.665 | 0.665 | 0.665 | 0.665 | 0.665 | 0.665 | 0.665 | 0.665 | 0.665 | 0.665 | 0.665 | 0.665 | 0.665
Tehachapi_Wind_18_Generic | generic-deliverability | Generic_SCE_Northern_500_HSN | Reliability_Capacity_In_Model_Year | System RA | Tehachapi_Wind_18_Generic | 0.665 | 0.665 | 0.665 | 0.665 | 0.665 | 0.665 | 0.665 | 0.665 | 0.665 | 0.665 | 0.665 | 0.665 | 0.665 | 0.665 | 0.665 | 0.665 | 0.665 | 0.665 | 0.665 | 0.665 | 0.665 | 0.665 | 0.665 | 0.665 | 0.665 | 0.665 | 0.665 | 0.665 | 0.665 | 0.665 | 0.665
Tehachapi_Wind_32_Generic | generic-deliverability | Generic_SCE_Northern_500_HSN | Reliability_Capacity_In_Model_Year | System RA | Tehachapi_Wind_32_Generic | 0.665 | 0.665 | 0.665 | 0.665 | 0.665 | 0.665 | 0.665 | 0.665 | 0.665 | 0.665 | 0.665 | 0.665 | 0.665 | 0.665 | 0.665 | 0.665 | 0.665 | 0.665 | 0.665 | 0.665 | 0.665 | 0.665 | 0.665 | 0.665 | 0.665 | 0.665 | 0.665 | 0.665 | 0.665 | 0.665 | 0.665
Generic_SCE_Northern_500_group | generic-deliverability | Generic_SCE_Northern_500_HSN | Operational_New_Capacity_MW | Generic_SCE_Northern_500_group |  | -1 | -1 | -1 | -1 | -1 | -1 | -1 | -1 | -1 | -1 | -1 | -1 | -1 | -1 | -1 | -1 | -1 | -1 | -1 | -1 | -1 | -1 | -1 | -1 | -1 | -1 | -1 | -1 | -1 | -1 | -1
Greater_LA_Flow_Battery_18_Generic | generic-deliverability | Generic_SCE_Northern_500_offpeak | Operational_New_Capacity_MW | Greater_LA_Flow_Battery_18_Generic |  | -1 | -1 | -1 | -1 | -1 | -1 | -1 | -1 | -1 | -1 | -1 | -1 | -1 | -1 | -1 | -1 | -1 | -1 | -1 | -1 | -1 | -1 | -1 | -1 | -1 | -1 | -1 | -1 | -1 | -1 | -1
Greater_LA_Flow_Battery_58_Generic | generic-deliverability | Generic_SCE_Northern_500_offpeak | Operational_New_Capacity_MW | Greater_LA_Flow_Battery_58_Generic |  | -1 | -1 | -1 | -1 | -1 | -1 | -1 | -1 | -1 | -1 | -1 | -1 | -1 | -1 | -1 | -1 | -1 | -1 | -1 | -1 | -1 | -1 | -1 | -1 | -1 | -1 | -1 | -1 | -1 | -1 | -1
Greater_LA_Li_Battery_4hr_18_Generic | generic-deliverability | Generic_SCE_Northern_500_offpeak | Operational_New_Capacity_MW | Greater_LA_Li_Battery_4hr_18_Generic |  | -1 | -1 | -1 | -1 | -1 | -1 | -1 | -1 | -1 | -1 | -1 | -1 | -1 | -1 | -1 | -1 | -1 | -1 | -1 | -1 | -1 | -1 | -1 | -1 | -1 | -1 | -1 | -1 | -1 | -1 | -1
Greater_LA_Li_Battery_4hr_58_Generic | generic-deliverability | Generic_SCE_Northern_500_offpeak | Operational_New_Capacity_MW | Greater_LA_Li_Battery_4hr_58_Generic |  | -1 | -1 | -1 | -1 | -1 | -1 | -1 | -1 | -1 | -1 | -1 | -1 | -1 | -1 | -1 | -1 | -1 | -1 | -1 | -1 | -1 | -1 | -1 | -1 | -1 | -1 | -1 | -1 | -1 | -1 | -1
Greater_LA_Li_Battery_8hr_18_Generic | generic-deliverability | Generic_SCE_Northern_500_offpeak | Operational_New_Capacity_MW | Greater_LA_Li_Battery_8hr_18_Generic |  | -1 | -1 | -1 | -1 | -1 | -1 | -1 | -1 | -1 | -1 | -1 | -1 | -1 | -1 | -1 | -1 | -1 | -1 | -1 | -1 | -1 | -1 | -1 | -1 | -1 | -1 | -1 | -1 | -1 | -1 | -1
Greater_LA_Li_Battery_8hr_58_Generic | generic-deliverability | Generic_SCE_Northern_500_offpeak | Operational_New_Capacity_MW | Greater_LA_Li_Battery_8hr_58_Generic |  | -1 | -1 | -1 | -1 | -1 | -1 | -1 | -1 | -1 | -1 | -1 | -1 | -1 | -1 | -1 | -1 | -1 | -1 | -1 | -1 | -1 | -1 | -1 | -1 | -1 | -1 | -1 | -1 | -1 | -1 | -1
Greater_LA_Solar_18_Generic | generic-deliverability | Generic_SCE_Northern_500_offpeak | Operational_New_Capacity_MW | Greater_LA_Solar_18_Generic |  | 0.77 | 0.77 | 0.77 | 0.77 | 0.77 | 0.77 | 0.77 | 0.77 | 0.77 | 0.77 | 0.77 | 0.77 | 0.77 | 0.77 | 0.77 | 0.77 | 0.77 | 0.77 | 0.77 | 0.77 | 0.77 | 0.77 | 0.77 | 0.77 | 0.77 | 0.77 | 0.77 | 0.77 | 0.77 | 0.77 | 0.77
Greater_LA_Solar_58_Generic | generic-deliverability | Generic_SCE_Northern_500_offpeak | Operational_New_Capacity_MW | Greater_LA_Solar_58_Generic |  | 0.77 | 0.77 | 0.77 | 0.77 | 0.77 | 0.77 | 0.77 | 0.77 | 0.77 | 0.77 | 0.77 | 0.77 | 0.77 | 0.77 | 0.77 | 0.77 | 0.77 | 0.77 | 0.77 | 0.77 | 0.77 | 0.77 | 0.77 | 0.77 | 0.77 | 0.77 | 0.77 | 0.77 | 0.77 | 0.77 | 0.77
Tehachapi_Adiabatic_CAES_13_Generic | generic-deliverability | Generic_SCE_Northern_500_offpeak | Operational_New_Capacity_MW | Tehachapi_Adiabatic_CAES_13_Generic |  | -1 | -1 | -1 | -1 | -1 | -1 | -1 | -1 | -1 | -1 | -1 | -1 | -1 | -1 | -1 | -1 | -1 | -1 | -1 | -1 | -1 | -1 | -1 | -1 | -1 | -1 | -1 | -1 | -1 | -1 | -1
Tehachapi_Flow_Battery_101_Generic | generic-deliverability | Generic_SCE_Northern_500_offpeak | Operational_New_Capacity_MW | Tehachapi_Flow_Battery_101_Generic |  | -1 | -1 | -1 | -1 | -1 | -1 | -1 | -1 | -1 | -1 | -1 | -1 | -1 | -1 | -1 | -1 | -1 | -1 | -1 | -1 | -1 | -1 | -1 | -1 | -1 | -1 | -1 | -1 | -1 | -1 | -1
Tehachapi_Flow_Battery_13_Generic | generic-deliverability | Generic_SCE_Northern_500_offpeak | Operational_New_Capacity_MW | Tehachapi_Flow_Battery_13_Generic |  | -1 | -1 | -1 | -1 | -1 | -1 | -1 | -1 | -1 | -1 | -1 | -1 | -1 | -1 | -1 | -1 | -1 | -1 | -1 | -1 | -1 | -1 | -1 | -1 | -1 | -1 | -1 | -1 | -1 | -1 | -1
Tehachapi_Flow_Battery_28_Generic | generic-deliverability | Generic_SCE_Northern_500_offpeak | Operational_New_Capacity_MW | Tehachapi_Flow_Battery_28_Generic |  | -1 | -1 | -1 | -1 | -1 | -1 | -1 | -1 | -1 | -1 | -1 | -1 | -1 | -1 | -1 | -1 | -1 | -1 | -1 | -1 | -1 | -1 | -1 | -1 | -1 | -1 | -1 | -1 | -1 | -1 | -1
Tehachapi_Flow_Battery_32_Generic | generic-deliverability | Generic_SCE_Northern_500_offpeak | Operational_New_Capacity_MW | Tehachapi_Flow_Battery_32_Generic |  | -1 | -1 | -1 | -1 | -1 | -1 | -1 | -1 | -1 | -1 | -1 | -1 | -1 | -1 | -1 | -1 | -1 | -1 | -1 | -1 | -1 | -1 | -1 | -1 | -1 | -1 | -1 | -1 | -1 | -1 | -1
Tehachapi_Flow_Battery_66_Generic | generic-deliverability | Generic_SCE_Northern_500_offpeak | Operational_New_Capacity_MW | Tehachapi_Flow_Battery_66_Generic |  | -1 | -1 | -1 | -1 | -1 | -1 | -1 | -1 | -1 | -1 | -1 | -1 | -1 | -1 | -1 | -1 | -1 | -1 | -1 | -1 | -1 | -1 | -1 | -1 | -1 | -1 | -1 | -1 | -1 | -1 | -1
Tehachapi_Flow_Battery_78_Generic | generic-deliverability | Generic_SCE_Northern_500_offpeak | Operational_New_Capacity_MW | Tehachapi_Flow_Battery_78_Generic |  | -1 | -1 | -1 | -1 | -1 | -1 | -1 | -1 | -1 | -1 | -1 | -1 | -1 | -1 | -1 | -1 | -1 | -1 | -1 | -1 | -1 | -1 | -1 | -1 | -1 | -1 | -1 | -1 | -1 | -1 | -1
Tehachapi_Li_Battery_4hr_101_Generic | generic-deliverability | Generic_SCE_Northern_500_offpeak | Operational_New_Capacity_MW | Tehachapi_Li_Battery_4hr_101_Generic |  | -1 | -1 | -1 | -1 | -1 | -1 | -1 | -1 | -1 | -1 | -1 | -1 | -1 | -1 | -1 | -1 | -1 | -1 | -1 | -1 | -1 | -1 | -1 | -1 | -1 | -1 | -1 | -1 | -1 | -1 | -1
Tehachapi_Li_Battery_4hr_13_Generic | generic-deliverability | Generic_SCE_Northern_500_offpeak | Operational_New_Capacity_MW | Tehachapi_Li_Battery_4hr_13_Generic |  | -1 | -1 | -1 | -1 | -1 | -1 | -1 | -1 | -1 | -1 | -1 | -1 | -1 | -1 | -1 | -1 | -1 | -1 | -1 | -1 | -1 | -1 | -1 | -1 | -1 | -1 | -1 | -1 | -1 | -1 | -1
Tehachapi_Li_Battery_4hr_28_Generic | generic-deliverability | Generic_SCE_Northern_500_offpeak | Operational_New_Capacity_MW | Tehachapi_Li_Battery_4hr_28_Generic |  | -1 | -1 | -1 | -1 | -1 | -1 | -1 | -1 | -1 | -1 | -1 | -1 | -1 | -1 | -1 | -1 | -1 | -1 | -1 | -1 | -1 | -1 | -1 | -1 | -1 | -1 | -1 | -1 | -1 | -1 | -1
Tehachapi_Li_Battery_4hr_32_Generic | generic-deliverability | Generic_SCE_Northern_500_offpeak | Operational_New_Capacity_MW | Tehachapi_Li_Battery_4hr_32_Generic |  | -1 | -1 | -1 | -1 | -1 | -1 | -1 | -1 | -1 | -1 | -1 | -1 | -1 | -1 | -1 | -1 | -1 | -1 | -1 | -1 | -1 | -1 | -1 | -1 | -1 | -1 | -1 | -1 | -1 | -1 | -1
Tehachapi_Li_Battery_4hr_66_Generic | generic-deliverability | Generic_SCE_Northern_500_offpeak | Operational_New_Capacity_MW | Tehachapi_Li_Battery_4hr_66_Generic |  | -1 | -1 | -1 | -1 | -1 | -1 | -1 | -1 | -1 | -1 | -1 | -1 | -1 | -1 | -1 | -1 | -1 | -1 | -1 | -1 | -1 | -1 | -1 | -1 | -1 | -1 | -1 | -1 | -1 | -1 | -1
Tehachapi_Li_Battery_4hr_78_Generic | generic-deliverability | Generic_SCE_Northern_500_offpeak | Operational_New_Capacity_MW | Tehachapi_Li_Battery_4hr_78_Generic |  | -1 | -1 | -1 | -1 | -1 | -1 | -1 | -1 | -1 | -1 | -1 | -1 | -1 | -1 | -1 | -1 | -1 | -1 | -1 | -1 | -1 | -1 | -1 | -1 | -1 | -1 | -1 | -1 | -1 | -1 | -1
Tehachapi_Li_Battery_8hr_101_Generic | generic-deliverability | Generic_SCE_Northern_500_offpeak | Operational_New_Capacity_MW | Tehachapi_Li_Battery_8hr_101_Generic |  | -1 | -1 | -1 | -1 | -1 | -1 | -1 | -1 | -1 | -1 | -1 | -1 | -1 | -1 | -1 | -1 | -1 | -1 | -1 | -1 | -1 | -1 | -1 | -1 | -1 | -1 | -1 | -1 | -1 | -1 | -1
Tehachapi_Li_Battery_8hr_13_Generic | generic-deliverability | Generic_SCE_Northern_500_offpeak | Operational_New_Capacity_MW | Tehachapi_Li_Battery_8hr_13_Generic |  | -1 | -1 | -1 | -1 | -1 | -1 | -1 | -1 | -1 | -1 | -1 | -1 | -1 | -1 | -1 | -1 | -1 | -1 | -1 | -1 | -1 | -1 | -1 | -1 | -1 | -1 | -1 | -1 | -1 | -1 | -1
Tehachapi_Li_Battery_8hr_28_Generic | generic-deliverability | Generic_SCE_Northern_500_offpeak | Operational_New_Capacity_MW | Tehachapi_Li_Battery_8hr_28_Generic |  | -1 | -1 | -1 | -1 | -1 | -1 | -1 | -1 | -1 | -1 | -1 | -1 | -1 | -1 | -1 | -1 | -1 | -1 | -1 | -1 | -1 | -1 | -1 | -1 | -1 | -1 | -1 | -1 | -1 | -1 | -1
Tehachapi_Li_Battery_8hr_32_Generic | generic-deliverability | Generic_SCE_Northern_500_offpeak | Operational_New_Capacity_MW | Tehachapi_Li_Battery_8hr_32_Generic |  | -1 | -1 | -1 | -1 | -1 | -1 | -1 | -1 | -1 | -1 | -1 | -1 | -1 | -1 | -1 | -1 | -1 | -1 | -1 | -1 | -1 | -1 | -1 | -1 | -1 | -1 | -1 | -1 | -1 | -1 | -1
Tehachapi_Li_Battery_8hr_66_Generic | generic-deliverability | Generic_SCE_Northern_500_offpeak | Operational_New_Capacity_MW | Tehachapi_Li_Battery_8hr_66_Generic |  | -1 | -1 | -1 | -1 | -1 | -1 | -1 | -1 | -1 | -1 | -1 | -1 | -1 | -1 | -1 | -1 | -1 | -1 | -1 | -1 | -1 | -1 | -1 | -1 | -1 | -1 | -1 | -1 | -1 | -1 | -1
Tehachapi_Li_Battery_8hr_78_Generic | generic-deliverability | Generic_SCE_Northern_500_offpeak | Operational_New_Capacity_MW | Tehachapi_Li_Battery_8hr_78_Generic |  | -1 | -1 | -1 | -1 | -1 | -1 | -1 | -1 | -1 | -1 | -1 | -1 | -1 | -1 | -1 | -1 | -1 | -1 | -1 | -1 | -1 | -1 | -1 | -1 | -1 | -1 | -1 | -1 | -1 | -1 | -1
Tehachapi_Pumped_Storage_32_Generic | generic-deliverability | Generic_SCE_Northern_500_offpeak | Operational_New_Capacity_MW | Tehachapi_Pumped_Storage_32_Generic |  | -1 | -1 | -1 | -1 | -1 | -1 | -1 | -1 | -1 | -1 | -1 | -1 | -1 | -1 | -1 | -1 | -1 | -1 | -1 | -1 | -1 | -1 | -1 | -1 | -1 | -1 | -1 | -1 | -1 | -1 | -1
Tehachapi_Solar_101_Generic | generic-deliverability | Generic_SCE_Northern_500_offpeak | Operational_New_Capacity_MW | Tehachapi_Solar_101_Generic |  | 0.77 | 0.77 | 0.77 | 0.77 | 0.77 | 0.77 | 0.77 | 0.77 | 0.77 | 0.77 | 0.77 | 0.77 | 0.77 | 0.77 | 0.77 | 0.77 | 0.77 | 0.77 | 0.77 | 0.77 | 0.77 | 0.77 | 0.77 | 0.77 | 0.77 | 0.77 | 0.77 | 0.77 | 0.77 | 0.77 | 0.77
Tehachapi_Solar_13_Generic | generic-deliverability | Generic_SCE_Northern_500_offpeak | Operational_New_Capacity_MW | Tehachapi_Solar_13_Generic |  | 0.77 | 0.77 | 0.77 | 0.77 | 0.77 | 0.77 | 0.77 | 0.77 | 0.77 | 0.77 | 0.77 | 0.77 | 0.77 | 0.77 | 0.77 | 0.77 | 0.77 | 0.77 | 0.77 | 0.77 | 0.77 | 0.77 | 0.77 | 0.77 | 0.77 | 0.77 | 0.77 | 0.77 | 0.77 | 0.77 | 0.77
Tehachapi_Solar_28_Generic | generic-deliverability | Generic_SCE_Northern_500_offpeak | Operational_New_Capacity_MW | Tehachapi_Solar_28_Generic |  | 0.77 | 0.77 | 0.77 | 0.77 | 0.77 | 0.77 | 0.77 | 0.77 | 0.77 | 0.77 | 0.77 | 0.77 | 0.77 | 0.77 | 0.77 | 0.77 | 0.77 | 0.77 | 0.77 | 0.77 | 0.77 | 0.77 | 0.77 | 0.77 | 0.77 | 0.77 | 0.77 | 0.77 | 0.77 | 0.77 | 0.77
Tehachapi_Solar_32_Generic | generic-deliverability | Generic_SCE_Northern_500_offpeak | Operational_New_Capacity_MW | Tehachapi_Solar_32_Generic |  | 0.77 | 0.77 | 0.77 | 0.77 | 0.77 | 0.77 | 0.77 | 0.77 | 0.77 | 0.77 | 0.77 | 0.77 | 0.77 | 0.77 | 0.77 | 0.77 | 0.77 | 0.77 | 0.77 | 0.77 | 0.77 | 0.77 | 0.77 | 0.77 | 0.77 | 0.77 | 0.77 | 0.77 | 0.77 | 0.77 | 0.77
Tehachapi_Solar_66_Generic | generic-deliverability | Generic_SCE_Northern_500_offpeak | Operational_New_Capacity_MW | Tehachapi_Solar_66_Generic |  | 0.77 | 0.77 | 0.77 | 0.77 | 0.77 | 0.77 | 0.77 | 0.77 | 0.77 | 0.77 | 0.77 | 0.77 | 0.77 | 0.77 | 0.77 | 0.77 | 0.77 | 0.77 | 0.77 | 0.77 | 0.77 | 0.77 | 0.77 | 0.77 | 0.77 | 0.77 | 0.77 | 0.77 | 0.77 | 0.77 | 0.77
Tehachapi_Solar_78_Generic | generic-deliverability | Generic_SCE_Northern_500_offpeak | Operational_New_Capacity_MW | Tehachapi_Solar_78_Generic |  | 0.77 | 0.77 | 0.77 | 0.77 | 0.77 | 0.77 | 0.77 | 0.77 | 0.77 | 0.77 | 0.77 | 0.77 | 0.77 | 0.77 | 0.77 | 0.77 | 0.77 | 0.77 | 0.77 | 0.77 | 0.77 | 0.77 | 0.77 | 0.77 | 0.77 | 0.77 | 0.77 | 0.77 | 0.77 | 0.77 | 0.77
Tehachapi_Wind_13_Generic | generic-deliverability | Generic_SCE_Northern_500_offpeak | Operational_New_Capacity_MW | Tehachapi_Wind_13_Generic |  | 0.44 | 0.44 | 0.44 | 0.44 | 0.44 | 0.44 | 0.44 | 0.44 | 0.44 | 0.44 | 0.44 | 0.44 | 0.44 | 0.44 | 0.44 | 0.44 | 0.44 | 0.44 | 0.44 | 0.44 | 0.44 | 0.44 | 0.44 | 0.44 | 0.44 | 0.44 | 0.44 | 0.44 | 0.44 | 0.44 | 0.44
Tehachapi_Wind_18_Generic | generic-deliverability | Generic_SCE_Northern_500_offpeak | Operational_New_Capacity_MW | Tehachapi_Wind_18_Generic |  | 0.44 | 0.44 | 0.44 | 0.44 | 0.44 | 0.44 | 0.44 | 0.44 | 0.44 | 0.44 | 0.44 | 0.44 | 0.44 | 0.44 | 0.44 | 0.44 | 0.44 | 0.44 | 0.44 | 0.44 | 0.44 | 0.44 | 0.44 | 0.44 | 0.44 | 0.44 | 0.44 | 0.44 | 0.44 | 0.44 | 0.44
Tehachapi_Wind_32_Generic | generic-deliverability | Generic_SCE_Northern_500_offpeak | Operational_New_Capacity_MW | Tehachapi_Wind_32_Generic |  | 0.44 | 0.44 | 0.44 | 0.44 | 0.44 | 0.44 | 0.44 | 0.44 | 0.44 | 0.44 | 0.44 | 0.44 | 0.44 | 0.44 | 0.44 | 0.44 | 0.44 | 0.44 | 0.44 | 0.44 | 0.44 | 0.44 | 0.44 | 0.44 | 0.44 | 0.44 | 0.44 | 0.44 | 0.44 | 0.44 | 0.44
Generic_SCE_Northern_500_group | generic-deliverability | Generic_SCE_Northern_500_offpeak | Operational_New_Capacity_MW | Generic_SCE_Northern_500_group |  | -1 | -1 | -1 | -1 | -1 | -1 | -1 | -1 | -1 | -1 | -1 | -1 | -1 | -1 | -1 | -1 | -1 | -1 | -1 | -1 | -1 | -1 | -1 | -1 | -1 | -1 | -1 | -1 | -1 | -1 | -1
Greater_LA_Flow_Battery_18_Generic | generic-deliverability | Generic_SCE_Northern_500_SSN | Reliability_Capacity_In_Model_Year | System RA | Greater_LA_Flow_Battery_18_Generic | 0.5 | 0.5 | 0.5 | 0.5 | 0.5 | 0.5 | 0.5 | 0.5 | 0.5 | 0.5 | 0.5 | 0.5 | 0.5 | 0.5 | 0.5 | 0.5 | 0.5 | 0.5 | 0.5 | 0.5 | 0.5 | 0.5 | 0.5 | 0.5 | 0.5 | 0.5 | 0.5 | 0.5 | 0.5 | 0.5 | 0.5
Greater_LA_Flow_Battery_58_Generic | generic-deliverability | Generic_SCE_Northern_500_SSN | Reliability_Capacity_In_Model_Year | System RA | Greater_LA_Flow_Battery_58_Generic | 0.5 | 0.5 | 0.5 | 0.5 | 0.5 | 0.5 | 0.5 | 0.5 | 0.5 | 0.5 | 0.5 | 0.5 | 0.5 | 0.5 | 0.5 | 0.5 | 0.5 | 0.5 | 0.5 | 0.5 | 0.5 | 0.5 | 0.5 | 0.5 | 0.5 | 0.5 | 0.5 | 0.5 | 0.5 | 0.5 | 0.5
Greater_LA_Li_Battery_4hr_18_Generic | generic-deliverability | Generic_SCE_Northern_500_SSN | Reliability_Capacity_In_Model_Year | System RA | Greater_LA_Li_Battery_4hr_18_Generic | 0.5 | 0.5 | 0.5 | 0.5 | 0.5 | 0.5 | 0.5 | 0.5 | 0.5 | 0.5 | 0.5 | 0.5 | 0.5 | 0.5 | 0.5 | 0.5 | 0.5 | 0.5 | 0.5 | 0.5 | 0.5 | 0.5 | 0.5 | 0.5 | 0.5 | 0.5 | 0.5 | 0.5 | 0.5 | 0.5 | 0.5
Greater_LA_Li_Battery_4hr_58_Generic | generic-deliverability | Generic_SCE_Northern_500_SSN | Reliability_Capacity_In_Model_Year | System RA | Greater_LA_Li_Battery_4hr_58_Generic | 0.5 | 0.5 | 0.5 | 0.5 | 0.5 | 0.5 | 0.5 | 0.5 | 0.5 | 0.5 | 0.5 | 0.5 | 0.5 | 0.5 | 0.5 | 0.5 | 0.5 | 0.5 | 0.5 | 0.5 | 0.5 | 0.5 | 0.5 | 0.5 | 0.5 | 0.5 | 0.5 | 0.5 | 0.5 | 0.5 | 0.5
Greater_LA_Li_Battery_8hr_18_Generic | generic-deliverability | Generic_SCE_Northern_500_SSN | Reliability_Capacity_In_Model_Year | System RA | Greater_LA_Li_Battery_8hr_18_Generic | 0.5 | 0.5 | 0.5 | 0.5 | 0.5 | 0.5 | 0.5 | 0.5 | 0.5 | 0.5 | 0.5 | 0.5 | 0.5 | 0.5 | 0.5 | 0.5 | 0.5 | 0.5 | 0.5 | 0.5 | 0.5 | 0.5 | 0.5 | 0.5 | 0.5 | 0.5 | 0.5 | 0.5 | 0.5 | 0.5 | 0.5
Greater_LA_Li_Battery_8hr_58_Generic | generic-deliverability | Generic_SCE_Northern_500_SSN | Reliability_Capacity_In_Model_Year | System RA | Greater_LA_Li_Battery_8hr_58_Generic | 0.5 | 0.5 | 0.5 | 0.5 | 0.5 | 0.5 | 0.5 | 0.5 | 0.5 | 0.5 | 0.5 | 0.5 | 0.5 | 0.5 | 0.5 | 0.5 | 0.5 | 0.5 | 0.5 | 0.5 | 0.5 | 0.5 | 0.5 | 0.5 | 0.5 | 0.5 | 0.5 | 0.5 | 0.5 | 0.5 | 0.5
Greater_LA_Solar_18_Generic | generic-deliverability | Generic_SCE_Northern_500_SSN | Reliability_Capacity_In_Model_Year | System RA | Greater_LA_Solar_18_Generic | 0.427 | 0.427 | 0.427 | 0.427 | 0.427 | 0.427 | 0.427 | 0.427 | 0.427 | 0.427 | 0.427 | 0.427 | 0.427 | 0.427 | 0.427 | 0.427 | 0.427 | 0.427 | 0.427 | 0.427 | 0.427 | 0.427 | 0.427 | 0.427 | 0.427 | 0.427 | 0.427 | 0.427 | 0.427 | 0.427 | 0.427
Greater_LA_Solar_58_Generic | generic-deliverability | Generic_SCE_Northern_500_SSN | Reliability_Capacity_In_Model_Year | System RA | Greater_LA_Solar_58_Generic | 0.427 | 0.427 | 0.427 | 0.427 | 0.427 | 0.427 | 0.427 | 0.427 | 0.427 | 0.427 | 0.427 | 0.427 | 0.427 | 0.427 | 0.427 | 0.427 | 0.427 | 0.427 | 0.427 | 0.427 | 0.427 | 0.427 | 0.427 | 0.427 | 0.427 | 0.427 | 0.427 | 0.427 | 0.427 | 0.427 | 0.427
Tehachapi_Adiabatic_CAES_13_Generic | generic-deliverability | Generic_SCE_Northern_500_SSN | Reliability_Capacity_In_Model_Year | System RA | Tehachapi_Adiabatic_CAES_13_Generic | 0.5 | 0.5 | 0.5 | 0.5 | 0.5 | 0.5 | 0.5 | 0.5 | 0.5 | 0.5 | 0.5 | 0.5 | 0.5 | 0.5 | 0.5 | 0.5 | 0.5 | 0.5 | 0.5 | 0.5 | 0.5 | 0.5 | 0.5 | 0.5 | 0.5 | 0.5 | 0.5 | 0.5 | 0.5 | 0.5 | 0.5
Tehachapi_Flow_Battery_101_Generic | generic-deliverability | Generic_SCE_Northern_500_SSN | Reliability_Capacity_In_Model_Year | System RA | Tehachapi_Flow_Battery_101_Generic | 0.5 | 0.5 | 0.5 | 0.5 | 0.5 | 0.5 | 0.5 | 0.5 | 0.5 | 0.5 | 0.5 | 0.5 | 0.5 | 0.5 | 0.5 | 0.5 | 0.5 | 0.5 | 0.5 | 0.5 | 0.5 | 0.5 | 0.5 | 0.5 | 0.5 | 0.5 | 0.5 | 0.5 | 0.5 | 0.5 | 0.5
Tehachapi_Flow_Battery_13_Generic | generic-deliverability | Generic_SCE_Northern_500_SSN | Reliability_Capacity_In_Model_Year | System RA | Tehachapi_Flow_Battery_13_Generic | 0.5 | 0.5 | 0.5 | 0.5 | 0.5 | 0.5 | 0.5 | 0.5 | 0.5 | 0.5 | 0.5 | 0.5 | 0.5 | 0.5 | 0.5 | 0.5 | 0.5 | 0.5 | 0.5 | 0.5 | 0.5 | 0.5 | 0.5 | 0.5 | 0.5 | 0.5 | 0.5 | 0.5 | 0.5 | 0.5 | 0.5
Tehachapi_Flow_Battery_28_Generic | generic-deliverability | Generic_SCE_Northern_500_SSN | Reliability_Capacity_In_Model_Year | System RA | Tehachapi_Flow_Battery_28_Generic | 0.5 | 0.5 | 0.5 | 0.5 | 0.5 | 0.5 | 0.5 | 0.5 | 0.5 | 0.5 | 0.5 | 0.5 | 0.5 | 0.5 | 0.5 | 0.5 | 0.5 | 0.5 | 0.5 | 0.5 | 0.5 | 0.5 | 0.5 | 0.5 | 0.5 | 0.5 | 0.5 | 0.5 | 0.5 | 0.5 | 0.5
Tehachapi_Flow_Battery_32_Generic | generic-deliverability | Generic_SCE_Northern_500_SSN | Reliability_Capacity_In_Model_Year | System RA | Tehachapi_Flow_Battery_32_Generic | 0.5 | 0.5 | 0.5 | 0.5 | 0.5 | 0.5 | 0.5 | 0.5 | 0.5 | 0.5 | 0.5 | 0.5 | 0.5 | 0.5 | 0.5 | 0.5 | 0.5 | 0.5 | 0.5 | 0.5 | 0.5 | 0.5 | 0.5 | 0.5 | 0.5 | 0.5 | 0.5 | 0.5 | 0.5 | 0.5 | 0.5
Tehachapi_Flow_Battery_66_Generic | generic-deliverability | Generic_SCE_Northern_500_SSN | Reliability_Capacity_In_Model_Year | System RA | Tehachapi_Flow_Battery_66_Generic | 0.5 | 0.5 | 0.5 | 0.5 | 0.5 | 0.5 | 0.5 | 0.5 | 0.5 | 0.5 | 0.5 | 0.5 | 0.5 | 0.5 | 0.5 | 0.5 | 0.5 | 0.5 | 0.5 | 0.5 | 0.5 | 0.5 | 0.5 | 0.5 | 0.5 | 0.5 | 0.5 | 0.5 | 0.5 | 0.5 | 0.5
Tehachapi_Flow_Battery_78_Generic | generic-deliverability | Generic_SCE_Northern_500_SSN | Reliability_Capacity_In_Model_Year | System RA | Tehachapi_Flow_Battery_78_Generic | 0.5 | 0.5 | 0.5 | 0.5 | 0.5 | 0.5 | 0.5 | 0.5 | 0.5 | 0.5 | 0.5 | 0.5 | 0.5 | 0.5 | 0.5 | 0.5 | 0.5 | 0.5 | 0.5 | 0.5 | 0.5 | 0.5 | 0.5 | 0.5 | 0.5 | 0.5 | 0.5 | 0.5 | 0.5 | 0.5 | 0.5
Tehachapi_Li_Battery_4hr_101_Generic | generic-deliverability | Generic_SCE_Northern_500_SSN | Reliability_Capacity_In_Model_Year | System RA | Tehachapi_Li_Battery_4hr_101_Generic | 0.5 | 0.5 | 0.5 | 0.5 | 0.5 | 0.5 | 0.5 | 0.5 | 0.5 | 0.5 | 0.5 | 0.5 | 0.5 | 0.5 | 0.5 | 0.5 | 0.5 | 0.5 | 0.5 | 0.5 | 0.5 | 0.5 | 0.5 | 0.5 | 0.5 | 0.5 | 0.5 | 0.5 | 0.5 | 0.5 | 0.5
Tehachapi_Li_Battery_4hr_13_Generic | generic-deliverability | Generic_SCE_Northern_500_SSN | Reliability_Capacity_In_Model_Year | System RA | Tehachapi_Li_Battery_4hr_13_Generic | 0.5 | 0.5 | 0.5 | 0.5 | 0.5 | 0.5 | 0.5 | 0.5 | 0.5 | 0.5 | 0.5 | 0.5 | 0.5 | 0.5 | 0.5 | 0.5 | 0.5 | 0.5 | 0.5 | 0.5 | 0.5 | 0.5 | 0.5 | 0.5 | 0.5 | 0.5 | 0.5 | 0.5 | 0.5 | 0.5 | 0.5
Tehachapi_Li_Battery_4hr_28_Generic | generic-deliverability | Generic_SCE_Northern_500_SSN | Reliability_Capacity_In_Model_Year | System RA | Tehachapi_Li_Battery_4hr_28_Generic | 0.5 | 0.5 | 0.5 | 0.5 | 0.5 | 0.5 | 0.5 | 0.5 | 0.5 | 0.5 | 0.5 | 0.5 | 0.5 | 0.5 | 0.5 | 0.5 | 0.5 | 0.5 | 0.5 | 0.5 | 0.5 | 0.5 | 0.5 | 0.5 | 0.5 | 0.5 | 0.5 | 0.5 | 0.5 | 0.5 | 0.5
Tehachapi_Li_Battery_4hr_32_Generic | generic-deliverability | Generic_SCE_Northern_500_SSN | Reliability_Capacity_In_Model_Year | System RA | Tehachapi_Li_Battery_4hr_32_Generic | 0.5 | 0.5 | 0.5 | 0.5 | 0.5 | 0.5 | 0.5 | 0.5 | 0.5 | 0.5 | 0.5 | 0.5 | 0.5 | 0.5 | 0.5 | 0.5 | 0.5 | 0.5 | 0.5 | 0.5 | 0.5 | 0.5 | 0.5 | 0.5 | 0.5 | 0.5 | 0.5 | 0.5 | 0.5 | 0.5 | 0.5
Tehachapi_Li_Battery_4hr_66_Generic | generic-deliverability | Generic_SCE_Northern_500_SSN | Reliability_Capacity_In_Model_Year | System RA | Tehachapi_Li_Battery_4hr_66_Generic | 0.5 | 0.5 | 0.5 | 0.5 | 0.5 | 0.5 | 0.5 | 0.5 | 0.5 | 0.5 | 0.5 | 0.5 | 0.5 | 0.5 | 0.5 | 0.5 | 0.5 | 0.5 | 0.5 | 0.5 | 0.5 | 0.5 | 0.5 | 0.5 | 0.5 | 0.5 | 0.5 | 0.5 | 0.5 | 0.5 | 0.5
Tehachapi_Li_Battery_4hr_78_Generic | generic-deliverability | Generic_SCE_Northern_500_SSN | Reliability_Capacity_In_Model_Year | System RA | Tehachapi_Li_Battery_4hr_78_Generic | 0.5 | 0.5 | 0.5 | 0.5 | 0.5 | 0.5 | 0.5 | 0.5 | 0.5 | 0.5 | 0.5 | 0.5 | 0.5 | 0.5 | 0.5 | 0.5 | 0.5 | 0.5 | 0.5 | 0.5 | 0.5 | 0.5 | 0.5 | 0.5 | 0.5 | 0.5 | 0.5 | 0.5 | 0.5 | 0.5 | 0.5
Tehachapi_Li_Battery_8hr_101_Generic | generic-deliverability | Generic_SCE_Northern_500_SSN | Reliability_Capacity_In_Model_Year | System RA | Tehachapi_Li_Battery_8hr_101_Generic | 0.5 | 0.5 | 0.5 | 0.5 | 0.5 | 0.5 | 0.5 | 0.5 | 0.5 | 0.5 | 0.5 | 0.5 | 0.5 | 0.5 | 0.5 | 0.5 | 0.5 | 0.5 | 0.5 | 0.5 | 0.5 | 0.5 | 0.5 | 0.5 | 0.5 | 0.5 | 0.5 | 0.5 | 0.5 | 0.5 | 0.5
Tehachapi_Li_Battery_8hr_13_Generic | generic-deliverability | Generic_SCE_Northern_500_SSN | Reliability_Capacity_In_Model_Year | System RA | Tehachapi_Li_Battery_8hr_13_Generic | 0.5 | 0.5 | 0.5 | 0.5 | 0.5 | 0.5 | 0.5 | 0.5 | 0.5 | 0.5 | 0.5 | 0.5 | 0.5 | 0.5 | 0.5 | 0.5 | 0.5 | 0.5 | 0.5 | 0.5 | 0.5 | 0.5 | 0.5 | 0.5 | 0.5 | 0.5 | 0.5 | 0.5 | 0.5 | 0.5 | 0.5
Tehachapi_Li_Battery_8hr_28_Generic | generic-deliverability | Generic_SCE_Northern_500_SSN | Reliability_Capacity_In_Model_Year | System RA | Tehachapi_Li_Battery_8hr_28_Generic | 0.5 | 0.5 | 0.5 | 0.5 | 0.5 | 0.5 | 0.5 | 0.5 | 0.5 | 0.5 | 0.5 | 0.5 | 0.5 | 0.5 | 0.5 | 0.5 | 0.5 | 0.5 | 0.5 | 0.5 | 0.5 | 0.5 | 0.5 | 0.5 | 0.5 | 0.5 | 0.5 | 0.5 | 0.5 | 0.5 | 0.5
Tehachapi_Li_Battery_8hr_32_Generic | generic-deliverability | Generic_SCE_Northern_500_SSN | Reliability_Capacity_In_Model_Year | System RA | Tehachapi_Li_Battery_8hr_32_Generic | 0.5 | 0.5 | 0.5 | 0.5 | 0.5 | 0.5 | 0.5 | 0.5 | 0.5 | 0.5 | 0.5 | 0.5 | 0.5 | 0.5 | 0.5 | 0.5 | 0.5 | 0.5 | 0.5 | 0.5 | 0.5 | 0.5 | 0.5 | 0.5 | 0.5 | 0.5 | 0.5 | 0.5 | 0.5 | 0.5 | 0.5
Tehachapi_Li_Battery_8hr_66_Generic | generic-deliverability | Generic_SCE_Northern_500_SSN | Reliability_Capacity_In_Model_Year | System RA | Tehachapi_Li_Battery_8hr_66_Generic | 0.5 | 0.5 | 0.5 | 0.5 | 0.5 | 0.5 | 0.5 | 0.5 | 0.5 | 0.5 | 0.5 | 0.5 | 0.5 | 0.5 | 0.5 | 0.5 | 0.5 | 0.5 | 0.5 | 0.5 | 0.5 | 0.5 | 0.5 | 0.5 | 0.5 | 0.5 | 0.5 | 0.5 | 0.5 | 0.5 | 0.5
Tehachapi_Li_Battery_8hr_78_Generic | generic-deliverability | Generic_SCE_Northern_500_SSN | Reliability_Capacity_In_Model_Year | System RA | Tehachapi_Li_Battery_8hr_78_Generic | 0.5 | 0.5 | 0.5 | 0.5 | 0.5 | 0.5 | 0.5 | 0.5 | 0.5 | 0.5 | 0.5 | 0.5 | 0.5 | 0.5 | 0.5 | 0.5 | 0.5 | 0.5 | 0.5 | 0.5 | 0.5 | 0.5 | 0.5 | 0.5 | 0.5 | 0.5 | 0.5 | 0.5 | 0.5 | 0.5 | 0.5
Tehachapi_Pumped_Storage_32_Generic | generic-deliverability | Generic_SCE_Northern_500_SSN | Reliability_Capacity_In_Model_Year | System RA | Tehachapi_Pumped_Storage_32_Generic | 0.5 | 0.5 | 0.5 | 0.5 | 0.5 | 0.5 | 0.5 | 0.5 | 0.5 | 0.5 | 0.5 | 0.5 | 0.5 | 0.5 | 0.5 | 0.5 | 0.5 | 0.5 | 0.5 | 0.5 | 0.5 | 0.5 | 0.5 | 0.5 | 0.5 | 0.5 | 0.5 | 0.5 | 0.5 | 0.5 | 0.5
Tehachapi_Solar_101_Generic | generic-deliverability | Generic_SCE_Northern_500_SSN | Reliability_Capacity_In_Model_Year | System RA | Tehachapi_Solar_101_Generic | 0.427 | 0.427 | 0.427 | 0.427 | 0.427 | 0.427 | 0.427 | 0.427 | 0.427 | 0.427 | 0.427 | 0.427 | 0.427 | 0.427 | 0.427 | 0.427 | 0.427 | 0.427 | 0.427 | 0.427 | 0.427 | 0.427 | 0.427 | 0.427 | 0.427 | 0.427 | 0.427 | 0.427 | 0.427 | 0.427 | 0.427
Tehachapi_Solar_13_Generic | generic-deliverability | Generic_SCE_Northern_500_SSN | Reliability_Capacity_In_Model_Year | System RA | Tehachapi_Solar_13_Generic | 0.427 | 0.427 | 0.427 | 0.427 | 0.427 | 0.427 | 0.427 | 0.427 | 0.427 | 0.427 | 0.427 | 0.427 | 0.427 | 0.427 | 0.427 | 0.427 | 0.427 | 0.427 | 0.427 | 0.427 | 0.427 | 0.427 | 0.427 | 0.427 | 0.427 | 0.427 | 0.427 | 0.427 | 0.427 | 0.427 | 0.427
Tehachapi_Solar_28_Generic | generic-deliverability | Generic_SCE_Northern_500_SSN | Reliability_Capacity_In_Model_Year | System RA | Tehachapi_Solar_28_Generic | 0.427 | 0.427 | 0.427 | 0.427 | 0.427 | 0.427 | 0.427 | 0.427 | 0.427 | 0.427 | 0.427 | 0.427 | 0.427 | 0.427 | 0.427 | 0.427 | 0.427 | 0.427 | 0.427 | 0.427 | 0.427 | 0.427 | 0.427 | 0.427 | 0.427 | 0.427 | 0.427 | 0.427 | 0.427 | 0.427 | 0.427
Tehachapi_Solar_32_Generic | generic-deliverability | Generic_SCE_Northern_500_SSN | Reliability_Capacity_In_Model_Year | System RA | Tehachapi_Solar_32_Generic | 0.427 | 0.427 | 0.427 | 0.427 | 0.427 | 0.427 | 0.427 | 0.427 | 0.427 | 0.427 | 0.427 | 0.427 | 0.427 | 0.427 | 0.427 | 0.427 | 0.427 | 0.427 | 0.427 | 0.427 | 0.427 | 0.427 | 0.427 | 0.427 | 0.427 | 0.427 | 0.427 | 0.427 | 0.427 | 0.427 | 0.427
Tehachapi_Solar_66_Generic | generic-deliverability | Generic_SCE_Northern_500_SSN | Reliability_Capacity_In_Model_Year | System RA | Tehachapi_Solar_66_Generic | 0.427 | 0.427 | 0.427 | 0.427 | 0.427 | 0.427 | 0.427 | 0.427 | 0.427 | 0.427 | 0.427 | 0.427 | 0.427 | 0.427 | 0.427 | 0.427 | 0.427 | 0.427 | 0.427 | 0.427 | 0.427 | 0.427 | 0.427 | 0.427 | 0.427 | 0.427 | 0.427 | 0.427 | 0.427 | 0.427 | 0.427
Tehachapi_Solar_78_Generic | generic-deliverability | Generic_SCE_Northern_500_SSN | Reliability_Capacity_In_Model_Year | System RA | Tehachapi_Solar_78_Generic | 0.427 | 0.427 | 0.427 | 0.427 | 0.427 | 0.427 | 0.427 | 0.427 | 0.427 | 0.427 | 0.427 | 0.427 | 0.427 | 0.427 | 0.427 | 0.427 | 0.427 | 0.427 | 0.427 | 0.427 | 0.427 | 0.427 | 0.427 | 0.427 | 0.427 | 0.427 | 0.427 | 0.427 | 0.427 | 0.427 | 0.427
Tehachapi_Wind_13_Generic | generic-deliverability | Generic_SCE_Northern_500_SSN | Reliability_Capacity_In_Model_Year | System RA | Tehachapi_Wind_13_Generic | 0.163 | 0.163 | 0.163 | 0.163 | 0.163 | 0.163 | 0.163 | 0.163 | 0.163 | 0.163 | 0.163 | 0.163 | 0.163 | 0.163 | 0.163 | 0.163 | 0.163 | 0.163 | 0.163 | 0.163 | 0.163 | 0.163 | 0.163 | 0.163 | 0.163 | 0.163 | 0.163 | 0.163 | 0.163 | 0.163 | 0.163
Tehachapi_Wind_18_Generic | generic-deliverability | Generic_SCE_Northern_500_SSN | Reliability_Capacity_In_Model_Year | System RA | Tehachapi_Wind_18_Generic | 0.163 | 0.163 | 0.163 | 0.163 | 0.163 | 0.163 | 0.163 | 0.163 | 0.163 | 0.163 | 0.163 | 0.163 | 0.163 | 0.163 | 0.163 | 0.163 | 0.163 | 0.163 | 0.163 | 0.163 | 0.163 | 0.163 | 0.163 | 0.163 | 0.163 | 0.163 | 0.163 | 0.163 | 0.163 | 0.163 | 0.163
Tehachapi_Wind_32_Generic | generic-deliverability | Generic_SCE_Northern_500_SSN | Reliability_Capacity_In_Model_Year | System RA | Tehachapi_Wind_32_Generic | 0.163 | 0.163 | 0.163 | 0.163 | 0.163 | 0.163 | 0.163 | 0.163 | 0.163 | 0.163 | 0.163 | 0.163 | 0.163 | 0.163 | 0.163 | 0.163 | 0.163 | 0.163 | 0.163 | 0.163 | 0.163 | 0.163 | 0.163 | 0.163 | 0.163 | 0.163 | 0.163 | 0.163 | 0.163 | 0.163 | 0.163
Generic_SCE_Northern_500_group | generic-deliverability | Generic_SCE_Northern_500_SSN | Operational_New_Capacity_MW | Generic_SCE_Northern_500_group |  | -1 | -1 | -1 | -1 | -1 | -1 | -1 | -1 | -1 | -1 | -1 | -1 | -1 | -1 | -1 | -1 | -1 | -1 | -1 | -1 | -1 | -1 | -1 | -1 | -1 | -1 | -1 | -1 | -1 | -1 | -1
| generic-deliverability |  |  | Index 1: 0
| generic-deliverability |  |  | Index 1: 0
| generic-deliverability |  |  | Index 1: 0

## Tx Memberships
Resource-Transmission Constraint Membership List
Candidate resource assignments to transmission clusters was determined via GIS analysis of likely points of interconnection.
More information can be found in the Final Inputs and Assumptions (I&A) document.
Cluster | Build Resource | Constraint | Dispatch Resource | Technology | GTUZ Assignment
66 | Tehachapi_Flow_Battery_66 | Antelope-Neenach Off-Peak Constraint | CAISO_Flow_Battery_8hr_Dispatch | Flow Battery (8-hr) | SCE Northern
66 | Tehachapi_Li_Battery_4hr_66 | Antelope-Neenach Off-Peak Constraint | CAISO_Li_Battery_4hr_Dispatch | Li-ion Battery (4-hr) | SCE Northern
66 | Tehachapi_Li_Battery_8hr_66 | Antelope-Neenach Off-Peak Constraint | CAISO_Li_Battery_8hr_Dispatch | Li-ion Battery (8-hr) | SCE Northern
66 | Tehachapi_Solar_66 | Antelope-Neenach Off-Peak Constraint | Tehachapi_Solar | Solar | SCE Northern
78 | Tehachapi_Flow_Battery_78 | Antelope-Neenach On-Peak Constraint | CAISO_Flow_Battery_8hr_Dispatch | Flow Battery (8-hr) | SCE Northern
78 | Tehachapi_Li_Battery_4hr_78 | Antelope-Neenach On-Peak Constraint | CAISO_Li_Battery_4hr_Dispatch | Li-ion Battery (4-hr) | SCE Northern
78 | Tehachapi_Li_Battery_8hr_78 | Antelope-Neenach On-Peak Constraint | CAISO_Li_Battery_8hr_Dispatch | Li-ion Battery (8-hr) | SCE Northern
78 | Tehachapi_Solar_78 | Antelope-Neenach On-Peak Constraint | Tehachapi_Solar | Solar | SCE Northern
13 | Tehachapi_Adiabatic_CAES_13 | Antelope-Vincent Constraint | CAISO_Adiabatic_CAES_24hr | Adiabatic CAES (24-hr) | SCE Northern
13 | Tehachapi_Flow_Battery_13 | Antelope-Vincent Constraint | CAISO_Flow_Battery_8hr_Dispatch | Flow Battery (8-hr) | SCE Northern
32 | Tehachapi_Flow_Battery_32 | Antelope-Vincent Constraint | CAISO_Flow_Battery_8hr_Dispatch | Flow Battery (8-hr) | SCE Northern
66 | Tehachapi_Flow_Battery_66 | Antelope-Vincent Constraint | CAISO_Flow_Battery_8hr_Dispatch | Flow Battery (8-hr) | SCE Northern
78 | Tehachapi_Flow_Battery_78 | Antelope-Vincent Constraint | CAISO_Flow_Battery_8hr_Dispatch | Flow Battery (8-hr) | SCE Northern
101 | Tehachapi_Flow_Battery_101 | Antelope-Vincent Constraint | CAISO_Flow_Battery_8hr_Dispatch | Flow Battery (8-hr) | SCE Northern
13 | Tehachapi_Li_Battery_4hr_13 | Antelope-Vincent Constraint | CAISO_Li_Battery_4hr_Dispatch | Li-ion Battery (4-hr) | SCE Northern
32 | Tehachapi_Li_Battery_4hr_32 | Antelope-Vincent Constraint | CAISO_Li_Battery_4hr_Dispatch | Li-ion Battery (4-hr) | SCE Northern
66 | Tehachapi_Li_Battery_4hr_66 | Antelope-Vincent Constraint | CAISO_Li_Battery_4hr_Dispatch | Li-ion Battery (4-hr) | SCE Northern
78 | Tehachapi_Li_Battery_4hr_78 | Antelope-Vincent Constraint | CAISO_Li_Battery_4hr_Dispatch | Li-ion Battery (4-hr) | SCE Northern
101 | Tehachapi_Li_Battery_4hr_101 | Antelope-Vincent Constraint | CAISO_Li_Battery_4hr_Dispatch | Li-ion Battery (4-hr) | SCE Northern
13 | Tehachapi_Li_Battery_8hr_13 | Antelope-Vincent Constraint | CAISO_Li_Battery_8hr_Dispatch | Li-ion Battery (8-hr) | SCE Northern
32 | Tehachapi_Li_Battery_8hr_32 | Antelope-Vincent Constraint | CAISO_Li_Battery_8hr_Dispatch | Li-ion Battery (8-hr) | SCE Northern
66 | Tehachapi_Li_Battery_8hr_66 | Antelope-Vincent Constraint | CAISO_Li_Battery_8hr_Dispatch | Li-ion Battery (8-hr) | SCE Northern
78 | Tehachapi_Li_Battery_8hr_78 | Antelope-Vincent Constraint | CAISO_Li_Battery_8hr_Dispatch | Li-ion Battery (8-hr) | SCE Northern
101 | Tehachapi_Li_Battery_8hr_101 | Antelope-Vincent Constraint | CAISO_Li_Battery_8hr_Dispatch | Li-ion Battery (8-hr) | SCE Northern
32 | Tehachapi_Pumped_Storage_32 | Antelope-Vincent Constraint | CAISO_New_Pumped_Storage_12hr | Pumped Hydro (12-hr) | SCE Northern
13 | Tehachapi_Solar_13 | Antelope-Vincent Constraint | Tehachapi_Solar | Solar | SCE Northern
32 | Tehachapi_Solar_32 | Antelope-Vincent Constraint | Tehachapi_Solar | Solar | SCE Northern
66 | Tehachapi_Solar_66 | Antelope-Vincent Constraint | Tehachapi_Solar | Solar | SCE Northern
78 | Tehachapi_Solar_78 | Antelope-Vincent Constraint | Tehachapi_Solar | Solar | SCE Northern
101 | Tehachapi_Solar_101 | Antelope-Vincent Constraint | Tehachapi_Solar | Solar | SCE Northern
13 | Tehachapi_Wind_13 | Antelope-Vincent Constraint | Tehachapi_Wind | Wind | SCE Northern
32 | Tehachapi_Wind_32 | Antelope-Vincent Constraint | Tehachapi_Wind | Wind | SCE Northern
25 | Northern_California_Flow_Battery_25 | Bellota-Weber 230kV line | CAISO_Flow_Battery_8hr_Dispatch | Flow Battery (8-hr) | PG&E North
31 | Northern_California_Flow_Battery_31 | Bellota-Weber 230kV line | CAISO_Flow_Battery_8hr_Dispatch | Flow Battery (8-hr) | PG&E North
80 | Northern_California_Flow_Battery_80 | Bellota-Weber 230kV line | CAISO_Flow_Battery_8hr_Dispatch | Flow Battery (8-hr) | PG&E North
85 | Northern_California_Flow_Battery_85 | Bellota-Weber 230kV line | CAISO_Flow_Battery_8hr_Dispatch | Flow Battery (8-hr) | PG&E North
92 | Northern_California_Flow_Battery_92 | Bellota-Weber 230kV line | CAISO_Flow_Battery_8hr_Dispatch | Flow Battery (8-hr) | PG&E North
111 | Southern_PGAE_Flow_Battery_111 | Bellota-Weber 230kV line | CAISO_Flow_Battery_8hr_Dispatch | Flow Battery (8-hr) | PG&E North
114 | Northern_California_Flow_Battery_114 | Bellota-Weber 230kV line | CAISO_Flow_Battery_8hr_Dispatch | Flow Battery (8-hr) | PG&E North
122 | Northern_California_Flow_Battery_122 | Bellota-Weber 230kV line | CAISO_Flow_Battery_8hr_Dispatch | Flow Battery (8-hr) | PG&E North
135 | Northern_California_Flow_Battery_135 | Bellota-Weber 230kV line | CAISO_Flow_Battery_8hr_Dispatch | Flow Battery (8-hr) | PG&E North
138 | Northern_California_Flow_Battery_138 | Bellota-Weber 230kV line | CAISO_Flow_Battery_8hr_Dispatch | Flow Battery (8-hr) | PG&E North
139 | Southern_PGAE_Flow_Battery_139 | Bellota-Weber 230kV line | CAISO_Flow_Battery_8hr_Dispatch | Flow Battery (8-hr) | PG&E North
140 | Southern_PGAE_Flow_Battery_140 | Bellota-Weber 230kV line | CAISO_Flow_Battery_8hr_Dispatch | Flow Battery (8-hr) | PG&E North
141 | Northern_California_Flow_Battery_141 | Bellota-Weber 230kV line | CAISO_Flow_Battery_8hr_Dispatch | Flow Battery (8-hr) | PG&E North
144 | Northern_California_Flow_Battery_144 | Bellota-Weber 230kV line | CAISO_Flow_Battery_8hr_Dispatch | Flow Battery (8-hr) | PG&E North
151 | Southern_PGAE_Flow_Battery_151 | Bellota-Weber 230kV line | CAISO_Flow_Battery_8hr_Dispatch | Flow Battery (8-hr) | PG&E North
154 | Southern_PGAE_Flow_Battery_154 | Bellota-Weber 230kV line | CAISO_Flow_Battery_8hr_Dispatch | Flow Battery (8-hr) | PG&E North
157 | Northern_California_Flow_Battery_157 | Bellota-Weber 230kV line | CAISO_Flow_Battery_8hr_Dispatch | Flow Battery (8-hr) | PG&E North
159 | Northern_California_Flow_Battery_159 | Bellota-Weber 230kV line | CAISO_Flow_Battery_8hr_Dispatch | Flow Battery (8-hr) | PG&E North
161 | Southern_PGAE_Flow_Battery_161 | Bellota-Weber 230kV line | CAISO_Flow_Battery_8hr_Dispatch | Flow Battery (8-hr) | PG&E North
162 | Southern_PGAE_Flow_Battery_162 | Bellota-Weber 230kV line | CAISO_Flow_Battery_8hr_Dispatch | Flow Battery (8-hr) | PG&E North
163 | Southern_PGAE_Flow_Battery_163 | Bellota-Weber 230kV line | CAISO_Flow_Battery_8hr_Dispatch | Flow Battery (8-hr) | PG&E North
164 | Southern_PGAE_Flow_Battery_164 | Bellota-Weber 230kV line | CAISO_Flow_Battery_8hr_Dispatch | Flow Battery (8-hr) | PG&E North
165 | Southern_PGAE_Flow_Battery_165 | Bellota-Weber 230kV line | CAISO_Flow_Battery_8hr_Dispatch | Flow Battery (8-hr) | PG&E North
166 | Northern_California_Flow_Battery_166 | Bellota-Weber 230kV line | CAISO_Flow_Battery_8hr_Dispatch | Flow Battery (8-hr) | PG&E North
168 | Southern_PGAE_Flow_Battery_168 | Bellota-Weber 230kV line | CAISO_Flow_Battery_8hr_Dispatch | Flow Battery (8-hr) | PG&E North
169 | Southern_PGAE_Flow_Battery_169 | Bellota-Weber 230kV line | CAISO_Flow_Battery_8hr_Dispatch | Flow Battery (8-hr) | PG&E North
170 | Southern_PGAE_Flow_Battery_170 | Bellota-Weber 230kV line | CAISO_Flow_Battery_8hr_Dispatch | Flow Battery (8-hr) | PG&E North
172 | Northern_California_Flow_Battery_172 | Bellota-Weber 230kV line | CAISO_Flow_Battery_8hr_Dispatch | Flow Battery (8-hr) | PG&E North
174 | Southern_PGAE_Flow_Battery_174 | Bellota-Weber 230kV line | CAISO_Flow_Battery_8hr_Dispatch | Flow Battery (8-hr) | PG&E North
176 | Southern_PGAE_Flow_Battery_176 | Bellota-Weber 230kV line | CAISO_Flow_Battery_8hr_Dispatch | Flow Battery (8-hr) | PG&E North
179 | Northern_California_Flow_Battery_179 | Bellota-Weber 230kV line | CAISO_Flow_Battery_8hr_Dispatch | Flow Battery (8-hr) | PG&E North
25 | Northern_California_Li_Battery_4hr_25 | Bellota-Weber 230kV line | CAISO_Li_Battery_4hr_Dispatch | Li-ion Battery (4-hr) | PG&E North
31 | Northern_California_Li_Battery_4hr_31 | Bellota-Weber 230kV line | CAISO_Li_Battery_4hr_Dispatch | Li-ion Battery (4-hr) | PG&E North
80 | Northern_California_Li_Battery_4hr_80 | Bellota-Weber 230kV line | CAISO_Li_Battery_4hr_Dispatch | Li-ion Battery (4-hr) | PG&E North
85 | Northern_California_Li_Battery_4hr_85 | Bellota-Weber 230kV line | CAISO_Li_Battery_4hr_Dispatch | Li-ion Battery (4-hr) | PG&E North
92 | Northern_California_Li_Battery_4hr_92 | Bellota-Weber 230kV line | CAISO_Li_Battery_4hr_Dispatch | Li-ion Battery (4-hr) | PG&E North
111 | Southern_PGAE_Li_Battery_4hr_111 | Bellota-Weber 230kV line | CAISO_Li_Battery_4hr_Dispatch | Li-ion Battery (4-hr) | PG&E North
114 | Northern_California_Li_Battery_4hr_114 | Bellota-Weber 230kV line | CAISO_Li_Battery_4hr_Dispatch | Li-ion Battery (4-hr) | PG&E North
122 | Northern_California_Li_Battery_4hr_122 | Bellota-Weber 230kV line | CAISO_Li_Battery_4hr_Dispatch | Li-ion Battery (4-hr) | PG&E North
135 | Northern_California_Li_Battery_4hr_135 | Bellota-Weber 230kV line | CAISO_Li_Battery_4hr_Dispatch | Li-ion Battery (4-hr) | PG&E North
138 | Northern_California_Li_Battery_4hr_138 | Bellota-Weber 230kV line | CAISO_Li_Battery_4hr_Dispatch | Li-ion Battery (4-hr) | PG&E North
139 | Southern_PGAE_Li_Battery_4hr_139 | Bellota-Weber 230kV line | CAISO_Li_Battery_4hr_Dispatch | Li-ion Battery (4-hr) | PG&E North
140 | Southern_PGAE_Li_Battery_4hr_140 | Bellota-Weber 230kV line | CAISO_Li_Battery_4hr_Dispatch | Li-ion Battery (4-hr) | PG&E North
141 | Northern_California_Li_Battery_4hr_141 | Bellota-Weber 230kV line | CAISO_Li_Battery_4hr_Dispatch | Li-ion Battery (4-hr) | PG&E North
144 | Northern_California_Li_Battery_4hr_144 | Bellota-Weber 230kV line | CAISO_Li_Battery_4hr_Dispatch | Li-ion Battery (4-hr) | PG&E North
151 | Southern_PGAE_Li_Battery_4hr_151 | Bellota-Weber 230kV line | CAISO_Li_Battery_4hr_Dispatch | Li-ion Battery (4-hr) | PG&E North
154 | Southern_PGAE_Li_Battery_4hr_154 | Bellota-Weber 230kV line | CAISO_Li_Battery_4hr_Dispatch | Li-ion Battery (4-hr) | PG&E North
157 | Northern_California_Li_Battery_4hr_157 | Bellota-Weber 230kV line | CAISO_Li_Battery_4hr_Dispatch | Li-ion Battery (4-hr) | PG&E North
159 | Northern_California_Li_Battery_4hr_159 | Bellota-Weber 230kV line | CAISO_Li_Battery_4hr_Dispatch | Li-ion Battery (4-hr) | PG&E North
161 | Southern_PGAE_Li_Battery_4hr_161 | Bellota-Weber 230kV line | CAISO_Li_Battery_4hr_Dispatch | Li-ion Battery (4-hr) | PG&E North
162 | Southern_PGAE_Li_Battery_4hr_162 | Bellota-Weber 230kV line | CAISO_Li_Battery_4hr_Dispatch | Li-ion Battery (4-hr) | PG&E North
163 | Southern_PGAE_Li_Battery_4hr_163 | Bellota-Weber 230kV line | CAISO_Li_Battery_4hr_Dispatch | Li-ion Battery (4-hr) | PG&E North
164 | Southern_PGAE_Li_Battery_4hr_164 | Bellota-Weber 230kV line | CAISO_Li_Battery_4hr_Dispatch | Li-ion Battery (4-hr) | PG&E North
165 | Southern_PGAE_Li_Battery_4hr_165 | Bellota-Weber 230kV line | CAISO_Li_Battery_4hr_Dispatch | Li-ion Battery (4-hr) | PG&E North
166 | Northern_California_Li_Battery_4hr_166 | Bellota-Weber 230kV line | CAISO_Li_Battery_4hr_Dispatch | Li-ion Battery (4-hr) | PG&E North
168 | Southern_PGAE_Li_Battery_4hr_168 | Bellota-Weber 230kV line | CAISO_Li_Battery_4hr_Dispatch | Li-ion Battery (4-hr) | PG&E North
169 | Southern_PGAE_Li_Battery_4hr_169 | Bellota-Weber 230kV line | CAISO_Li_Battery_4hr_Dispatch | Li-ion Battery (4-hr) | PG&E North
170 | Southern_PGAE_Li_Battery_4hr_170 | Bellota-Weber 230kV line | CAISO_Li_Battery_4hr_Dispatch | Li-ion Battery (4-hr) | PG&E North
172 | Northern_California_Li_Battery_4hr_172 | Bellota-Weber 230kV line | CAISO_Li_Battery_4hr_Dispatch | Li-ion Battery (4-hr) | PG&E North
174 | Southern_PGAE_Li_Battery_4hr_174 | Bellota-Weber 230kV line | CAISO_Li_Battery_4hr_Dispatch | Li-ion Battery (4-hr) | PG&E North
176 | Southern_PGAE_Li_Battery_4hr_176 | Bellota-Weber 230kV line | CAISO_Li_Battery_4hr_Dispatch | Li-ion Battery (4-hr) | PG&E North
179 | Northern_California_Li_Battery_4hr_179 | Bellota-Weber 230kV line | CAISO_Li_Battery_4hr_Dispatch | Li-ion Battery (4-hr) | PG&E North
25 | Northern_California_Li_Battery_8hr_25 | Bellota-Weber 230kV line | CAISO_Li_Battery_8hr_Dispatch | Li-ion Battery (8-hr) | PG&E North
31 | Northern_California_Li_Battery_8hr_31 | Bellota-Weber 230kV line | CAISO_Li_Battery_8hr_Dispatch | Li-ion Battery (8-hr) | PG&E North
80 | Northern_California_Li_Battery_8hr_80 | Bellota-Weber 230kV line | CAISO_Li_Battery_8hr_Dispatch | Li-ion Battery (8-hr) | PG&E North
85 | Northern_California_Li_Battery_8hr_85 | Bellota-Weber 230kV line | CAISO_Li_Battery_8hr_Dispatch | Li-ion Battery (8-hr) | PG&E North
92 | Northern_California_Li_Battery_8hr_92 | Bellota-Weber 230kV line | CAISO_Li_Battery_8hr_Dispatch | Li-ion Battery (8-hr) | PG&E North
111 | Southern_PGAE_Li_Battery_8hr_111 | Bellota-Weber 230kV line | CAISO_Li_Battery_8hr_Dispatch | Li-ion Battery (8-hr) | PG&E North
114 | Northern_California_Li_Battery_8hr_114 | Bellota-Weber 230kV line | CAISO_Li_Battery_8hr_Dispatch | Li-ion Battery (8-hr) | PG&E North
122 | Northern_California_Li_Battery_8hr_122 | Bellota-Weber 230kV line | CAISO_Li_Battery_8hr_Dispatch | Li-ion Battery (8-hr) | PG&E North
135 | Northern_California_Li_Battery_8hr_135 | Bellota-Weber 230kV line | CAISO_Li_Battery_8hr_Dispatch | Li-ion Battery (8-hr) | PG&E North
138 | Northern_California_Li_Battery_8hr_138 | Bellota-Weber 230kV line | CAISO_Li_Battery_8hr_Dispatch | Li-ion Battery (8-hr) | PG&E North
139 | Southern_PGAE_Li_Battery_8hr_139 | Bellota-Weber 230kV line | CAISO_Li_Battery_8hr_Dispatch | Li-ion Battery (8-hr) | PG&E North
140 | Southern_PGAE_Li_Battery_8hr_140 | Bellota-Weber 230kV line | CAISO_Li_Battery_8hr_Dispatch | Li-ion Battery (8-hr) | PG&E North
141 | Northern_California_Li_Battery_8hr_141 | Bellota-Weber 230kV line | CAISO_Li_Battery_8hr_Dispatch | Li-ion Battery (8-hr) | PG&E North
144 | Northern_California_Li_Battery_8hr_144 | Bellota-Weber 230kV line | CAISO_Li_Battery_8hr_Dispatch | Li-ion Battery (8-hr) | PG&E North
151 | Southern_PGAE_Li_Battery_8hr_151 | Bellota-Weber 230kV line | CAISO_Li_Battery_8hr_Dispatch | Li-ion Battery (8-hr) | PG&E North
154 | Southern_PGAE_Li_Battery_8hr_154 | Bellota-Weber 230kV line | CAISO_Li_Battery_8hr_Dispatch | Li-ion Battery (8-hr) | PG&E North
157 | Northern_California_Li_Battery_8hr_157 | Bellota-Weber 230kV line | CAISO_Li_Battery_8hr_Dispatch | Li-ion Battery (8-hr) | PG&E North
159 | Northern_California_Li_Battery_8hr_159 | Bellota-Weber 230kV line | CAISO_Li_Battery_8hr_Dispatch | Li-ion Battery (8-hr) | PG&E North
161 | Southern_PGAE_Li_Battery_8hr_161 | Bellota-Weber 230kV line | CAISO_Li_Battery_8hr_Dispatch | Li-ion Battery (8-hr) | PG&E North
162 | Southern_PGAE_Li_Battery_8hr_162 | Bellota-Weber 230kV line | CAISO_Li_Battery_8hr_Dispatch | Li-ion Battery (8-hr) | PG&E North
163 | Southern_PGAE_Li_Battery_8hr_163 | Bellota-Weber 230kV line | CAISO_Li_Battery_8hr_Dispatch | Li-ion Battery (8-hr) | PG&E North
164 | Southern_PGAE_Li_Battery_8hr_164 | Bellota-Weber 230kV line | CAISO_Li_Battery_8hr_Dispatch | Li-ion Battery (8-hr) | PG&E North
165 | Southern_PGAE_Li_Battery_8hr_165 | Bellota-Weber 230kV line | CAISO_Li_Battery_8hr_Dispatch | Li-ion Battery (8-hr) | PG&E North
166 | Northern_California_Li_Battery_8hr_166 | Bellota-Weber 230kV line | CAISO_Li_Battery_8hr_Dispatch | Li-ion Battery (8-hr) | PG&E North
168 | Southern_PGAE_Li_Battery_8hr_168 | Bellota-Weber 230kV line | CAISO_Li_Battery_8hr_Dispatch | Li-ion Battery (8-hr) | PG&E North
169 | Southern_PGAE_Li_Battery_8hr_169 | Bellota-Weber 230kV line | CAISO_Li_Battery_8hr_Dispatch | Li-ion Battery (8-hr) | PG&E North
170 | Southern_PGAE_Li_Battery_8hr_170 | Bellota-Weber 230kV line | CAISO_Li_Battery_8hr_Dispatch | Li-ion Battery (8-hr) | PG&E North
172 | Northern_California_Li_Battery_8hr_172 | Bellota-Weber 230kV line | CAISO_Li_Battery_8hr_Dispatch | Li-ion Battery (8-hr) | PG&E North
174 | Southern_PGAE_Li_Battery_8hr_174 | Bellota-Weber 230kV line | CAISO_Li_Battery_8hr_Dispatch | Li-ion Battery (8-hr) | PG&E North
176 | Southern_PGAE_Li_Battery_8hr_176 | Bellota-Weber 230kV line | CAISO_Li_Battery_8hr_Dispatch | Li-ion Battery (8-hr) | PG&E North
179 | Northern_California_Li_Battery_8hr_179 | Bellota-Weber 230kV line | CAISO_Li_Battery_8hr_Dispatch | Li-ion Battery (8-hr) | PG&E North
154 | Central_Valley_North_Los_Banos_Wind_154 | Bellota-Weber 230kV line | Central_Valley_North_Los_Banos_Wind | Wind | PG&E North
162 | Central_Valley_North_Los_Banos_Wind_162 | Bellota-Weber 230kV line | Central_Valley_North_Los_Banos_Wind | Wind | PG&E North
25 | Northern_California_Solar_25 | Bellota-Weber 230kV line | Northern_California_Solar | Solar | PG&E North
31 | Northern_California_Solar_31 | Bellota-Weber 230kV line | Northern_California_Solar | Solar | PG&E North
80 | Northern_California_Solar_80 | Bellota-Weber 230kV line | Northern_California_Solar | Solar | PG&E North
85 | Northern_California_Solar_85 | Bellota-Weber 230kV line | Northern_California_Solar | Solar | PG&E North
92 | Northern_California_Solar_92 | Bellota-Weber 230kV line | Northern_California_Solar | Solar | PG&E North
114 | Northern_California_Solar_114 | Bellota-Weber 230kV line | Northern_California_Solar | Solar | PG&E North
122 | Northern_California_Solar_122 | Bellota-Weber 230kV line | Northern_California_Solar | Solar | PG&E North
135 | Northern_California_Solar_135 | Bellota-Weber 230kV line | Northern_California_Solar | Solar | PG&E North
138 | Northern_California_Solar_138 | Bellota-Weber 230kV line | Northern_California_Solar | Solar | PG&E North
141 | Northern_California_Solar_141 | Bellota-Weber 230kV line | Northern_California_Solar | Solar | PG&E North
144 | Northern_California_Solar_144 | Bellota-Weber 230kV line | Northern_California_Solar | Solar | PG&E North
157 | Northern_California_Solar_157 | Bellota-Weber 230kV line | Northern_California_Solar | Solar | PG&E North
159 | Northern_California_Solar_159 | Bellota-Weber 230kV line | Northern_California_Solar | Solar | PG&E North
166 | Northern_California_Solar_166 | Bellota-Weber 230kV line | Northern_California_Solar | Solar | PG&E North
172 | Northern_California_Solar_172 | Bellota-Weber 230kV line | Northern_California_Solar | Solar | PG&E North
179 | Northern_California_Solar_179 | Bellota-Weber 230kV line | Northern_California_Solar | Solar | PG&E North
159 | Northern_California_Wind_159 | Bellota-Weber 230kV line | Northern_California_Wind | Wind | PG&E North
85 | Solano_Wind_85 | Bellota-Weber 230kV line | Solano_Wind | Wind | PG&E North
122 | Solano_Wind_122 | Bellota-Weber 230kV line | Solano_Wind | Wind | PG&E North
111 | Southern_PGAE_Solar_111 | Bellota-Weber 230kV line | Southern_PGAE_Solar | Solar | PG&E North
139 | Southern_PGAE_Solar_139 | Bellota-Weber 230kV line | Southern_PGAE_Solar | Solar | PG&E North
140 | Southern_PGAE_Solar_140 | Bellota-Weber 230kV line | Southern_PGAE_Solar | Solar | PG&E North
151 | Southern_PGAE_Solar_151 | Bellota-Weber 230kV line | Southern_PGAE_Solar | Solar | PG&E North
154 | Southern_PGAE_Solar_154 | Bellota-Weber 230kV line | Southern_PGAE_Solar | Solar | PG&E North
161 | Southern_PGAE_Solar_161 | Bellota-Weber 230kV line | Southern_PGAE_Solar | Solar | PG&E North
162 | Southern_PGAE_Solar_162 | Bellota-Weber 230kV line | Southern_PGAE_Solar | Solar | PG&E North
163 | Southern_PGAE_Solar_163 | Bellota-Weber 230kV line | Southern_PGAE_Solar | Solar | PG&E North
164 | Southern_PGAE_Solar_164 | Bellota-Weber 230kV line | Southern_PGAE_Solar | Solar | PG&E North
165 | Southern_PGAE_Solar_165 | Bellota-Weber 230kV line | Southern_PGAE_Solar | Solar | PG&E North
168 | Southern_PGAE_Solar_168 | Bellota-Weber 230kV line | Southern_PGAE_Solar | Solar | PG&E North
169 | Southern_PGAE_Solar_169 | Bellota-Weber 230kV line | Southern_PGAE_Solar | Solar | PG&E North
170 | Southern_PGAE_Solar_170 | Bellota-Weber 230kV line | Southern_PGAE_Solar | Solar | PG&E North
174 | Southern_PGAE_Solar_174 | Bellota-Weber 230kV line | Southern_PGAE_Solar | Solar | PG&E North
176 | Southern_PGAE_Solar_176 | Bellota-Weber 230kV line | Southern_PGAE_Solar | Solar | PG&E North
100 | Northern_California_Flow_Battery_100 | Bell-Placer 115kV Line | CAISO_Flow_Battery_8hr_Dispatch | Flow Battery (8-hr) | PG&E North
125 | Tehachapi_Flow_Battery_125 | Bell-Placer 115kV Line | CAISO_Flow_Battery_8hr_Dispatch | Flow Battery (8-hr) | PG&E North
157 | Northern_California_Flow_Battery_157 | Bell-Placer 115kV Line | CAISO_Flow_Battery_8hr_Dispatch | Flow Battery (8-hr) | PG&E North
172 | Northern_California_Flow_Battery_172 | Bell-Placer 115kV Line | CAISO_Flow_Battery_8hr_Dispatch | Flow Battery (8-hr) | PG&E North
178 | Northern_California_Flow_Battery_178 | Bell-Placer 115kV Line | CAISO_Flow_Battery_8hr_Dispatch | Flow Battery (8-hr) | PG&E North
179 | Northern_California_Flow_Battery_179 | Bell-Placer 115kV Line | CAISO_Flow_Battery_8hr_Dispatch | Flow Battery (8-hr) | PG&E North
100 | Northern_California_Li_Battery_4hr_100 | Bell-Placer 115kV Line | CAISO_Li_Battery_4hr_Dispatch | Li-ion Battery (4-hr) | PG&E North
125 | Tehachapi_Li_Battery_4hr_125 | Bell-Placer 115kV Line | CAISO_Li_Battery_4hr_Dispatch | Li-ion Battery (4-hr) | PG&E North
157 | Northern_California_Li_Battery_4hr_157 | Bell-Placer 115kV Line | CAISO_Li_Battery_4hr_Dispatch | Li-ion Battery (4-hr) | PG&E North
172 | Northern_California_Li_Battery_4hr_172 | Bell-Placer 115kV Line | CAISO_Li_Battery_4hr_Dispatch | Li-ion Battery (4-hr) | PG&E North
178 | Northern_California_Li_Battery_4hr_178 | Bell-Placer 115kV Line | CAISO_Li_Battery_4hr_Dispatch | Li-ion Battery (4-hr) | PG&E North
179 | Northern_California_Li_Battery_4hr_179 | Bell-Placer 115kV Line | CAISO_Li_Battery_4hr_Dispatch | Li-ion Battery (4-hr) | PG&E North
100 | Northern_California_Li_Battery_8hr_100 | Bell-Placer 115kV Line | CAISO_Li_Battery_8hr_Dispatch | Li-ion Battery (8-hr) | PG&E North
125 | Tehachapi_Li_Battery_8hr_125 | Bell-Placer 115kV Line | CAISO_Li_Battery_8hr_Dispatch | Li-ion Battery (8-hr) | PG&E North
157 | Northern_California_Li_Battery_8hr_157 | Bell-Placer 115kV Line | CAISO_Li_Battery_8hr_Dispatch | Li-ion Battery (8-hr) | PG&E North
172 | Northern_California_Li_Battery_8hr_172 | Bell-Placer 115kV Line | CAISO_Li_Battery_8hr_Dispatch | Li-ion Battery (8-hr) | PG&E North
178 | Northern_California_Li_Battery_8hr_178 | Bell-Placer 115kV Line | CAISO_Li_Battery_8hr_Dispatch | Li-ion Battery (8-hr) | PG&E North
179 | Northern_California_Li_Battery_8hr_179 | Bell-Placer 115kV Line | CAISO_Li_Battery_8hr_Dispatch | Li-ion Battery (8-hr) | PG&E North
125 | Central_Valley_North_Los_Banos_Wind_125 | Bell-Placer 115kV Line | Central_Valley_North_Los_Banos_Wind | Wind | PG&E North
100 | Northern_California_Geothermal_100 | Bell-Placer 115kV Line | Northern_California_Geothermal | Geothermal | PG&E North
100 | Northern_California_Solar_100 | Bell-Placer 115kV Line | Northern_California_Solar | Solar | PG&E North
157 | Northern_California_Solar_157 | Bell-Placer 115kV Line | Northern_California_Solar | Solar | PG&E North
172 | Northern_California_Solar_172 | Bell-Placer 115kV Line | Northern_California_Solar | Solar | PG&E North
178 | Northern_California_Solar_178 | Bell-Placer 115kV Line | Northern_California_Solar | Solar | PG&E North
179 | Northern_California_Solar_179 | Bell-Placer 115kV Line | Northern_California_Solar | Solar | PG&E North
125 | Tehachapi_Solar_125 | Bell-Placer 115kV Line | Tehachapi_Solar | Solar | PG&E North
26 | Northern_California_Flow_Battery_26 | Birds Landing-Contra Costa 230kV Line | CAISO_Flow_Battery_8hr_Dispatch | Flow Battery (8-hr) | PG&E North
51 | Northern_California_Flow_Battery_51 | Birds Landing-Contra Costa 230kV Line | CAISO_Flow_Battery_8hr_Dispatch | Flow Battery (8-hr) | PG&E North
80 | Northern_California_Flow_Battery_80 | Birds Landing-Contra Costa 230kV Line | CAISO_Flow_Battery_8hr_Dispatch | Flow Battery (8-hr) | PG&E North
83 | Northern_California_Flow_Battery_83 | Birds Landing-Contra Costa 230kV Line | CAISO_Flow_Battery_8hr_Dispatch | Flow Battery (8-hr) | PG&E North
85 | Northern_California_Flow_Battery_85 | Birds Landing-Contra Costa 230kV Line | CAISO_Flow_Battery_8hr_Dispatch | Flow Battery (8-hr) | PG&E North
94 | Northern_California_Flow_Battery_94 | Birds Landing-Contra Costa 230kV Line | CAISO_Flow_Battery_8hr_Dispatch | Flow Battery (8-hr) | PG&E North
126 | Northern_California_Flow_Battery_126 | Birds Landing-Contra Costa 230kV Line | CAISO_Flow_Battery_8hr_Dispatch | Flow Battery (8-hr) | PG&E North
127 | Northern_California_Flow_Battery_127 | Birds Landing-Contra Costa 230kV Line | CAISO_Flow_Battery_8hr_Dispatch | Flow Battery (8-hr) | PG&E North
150 | Northern_California_Flow_Battery_150 | Birds Landing-Contra Costa 230kV Line | CAISO_Flow_Battery_8hr_Dispatch | Flow Battery (8-hr) | PG&E North
155 | Northern_California_Flow_Battery_155 | Birds Landing-Contra Costa 230kV Line | CAISO_Flow_Battery_8hr_Dispatch | Flow Battery (8-hr) | PG&E North
158 | Northern_California_Flow_Battery_158 | Birds Landing-Contra Costa 230kV Line | CAISO_Flow_Battery_8hr_Dispatch | Flow Battery (8-hr) | PG&E North
26 | Northern_California_Li_Battery_4hr_26 | Birds Landing-Contra Costa 230kV Line | CAISO_Li_Battery_4hr_Dispatch | Li-ion Battery (4-hr) | PG&E North
51 | Northern_California_Li_Battery_4hr_51 | Birds Landing-Contra Costa 230kV Line | CAISO_Li_Battery_4hr_Dispatch | Li-ion Battery (4-hr) | PG&E North
80 | Northern_California_Li_Battery_4hr_80 | Birds Landing-Contra Costa 230kV Line | CAISO_Li_Battery_4hr_Dispatch | Li-ion Battery (4-hr) | PG&E North
83 | Northern_California_Li_Battery_4hr_83 | Birds Landing-Contra Costa 230kV Line | CAISO_Li_Battery_4hr_Dispatch | Li-ion Battery (4-hr) | PG&E North
85 | Northern_California_Li_Battery_4hr_85 | Birds Landing-Contra Costa 230kV Line | CAISO_Li_Battery_4hr_Dispatch | Li-ion Battery (4-hr) | PG&E North
94 | Northern_California_Li_Battery_4hr_94 | Birds Landing-Contra Costa 230kV Line | CAISO_Li_Battery_4hr_Dispatch | Li-ion Battery (4-hr) | PG&E North
126 | Northern_California_Li_Battery_4hr_126 | Birds Landing-Contra Costa 230kV Line | CAISO_Li_Battery_4hr_Dispatch | Li-ion Battery (4-hr) | PG&E North
127 | Northern_California_Li_Battery_4hr_127 | Birds Landing-Contra Costa 230kV Line | CAISO_Li_Battery_4hr_Dispatch | Li-ion Battery (4-hr) | PG&E North
150 | Northern_California_Li_Battery_4hr_150 | Birds Landing-Contra Costa 230kV Line | CAISO_Li_Battery_4hr_Dispatch | Li-ion Battery (4-hr) | PG&E North
155 | Northern_California_Li_Battery_4hr_155 | Birds Landing-Contra Costa 230kV Line | CAISO_Li_Battery_4hr_Dispatch | Li-ion Battery (4-hr) | PG&E North
158 | Northern_California_Li_Battery_4hr_158 | Birds Landing-Contra Costa 230kV Line | CAISO_Li_Battery_4hr_Dispatch | Li-ion Battery (4-hr) | PG&E North
26 | Northern_California_Li_Battery_8hr_26 | Birds Landing-Contra Costa 230kV Line | CAISO_Li_Battery_8hr_Dispatch | Li-ion Battery (8-hr) | PG&E North
51 | Northern_California_Li_Battery_8hr_51 | Birds Landing-Contra Costa 230kV Line | CAISO_Li_Battery_8hr_Dispatch | Li-ion Battery (8-hr) | PG&E North
80 | Northern_California_Li_Battery_8hr_80 | Birds Landing-Contra Costa 230kV Line | CAISO_Li_Battery_8hr_Dispatch | Li-ion Battery (8-hr) | PG&E North
83 | Northern_California_Li_Battery_8hr_83 | Birds Landing-Contra Costa 230kV Line | CAISO_Li_Battery_8hr_Dispatch | Li-ion Battery (8-hr) | PG&E North
85 | Northern_California_Li_Battery_8hr_85 | Birds Landing-Contra Costa 230kV Line | CAISO_Li_Battery_8hr_Dispatch | Li-ion Battery (8-hr) | PG&E North
94 | Northern_California_Li_Battery_8hr_94 | Birds Landing-Contra Costa 230kV Line | CAISO_Li_Battery_8hr_Dispatch | Li-ion Battery (8-hr) | PG&E North
126 | Northern_California_Li_Battery_8hr_126 | Birds Landing-Contra Costa 230kV Line | CAISO_Li_Battery_8hr_Dispatch | Li-ion Battery (8-hr) | PG&E North
127 | Northern_California_Li_Battery_8hr_127 | Birds Landing-Contra Costa 230kV Line | CAISO_Li_Battery_8hr_Dispatch | Li-ion Battery (8-hr) | PG&E North
150 | Northern_California_Li_Battery_8hr_150 | Birds Landing-Contra Costa 230kV Line | CAISO_Li_Battery_8hr_Dispatch | Li-ion Battery (8-hr) | PG&E North
155 | Northern_California_Li_Battery_8hr_155 | Birds Landing-Contra Costa 230kV Line | CAISO_Li_Battery_8hr_Dispatch | Li-ion Battery (8-hr) | PG&E North
158 | Northern_California_Li_Battery_8hr_158 | Birds Landing-Contra Costa 230kV Line | CAISO_Li_Battery_8hr_Dispatch | Li-ion Battery (8-hr) | PG&E North
26 | Northern_California_Solar_26 | Birds Landing-Contra Costa 230kV Line | Northern_California_Solar | Solar | PG&E North
51 | Northern_California_Solar_51 | Birds Landing-Contra Costa 230kV Line | Northern_California_Solar | Solar | PG&E North
80 | Northern_California_Solar_80 | Birds Landing-Contra Costa 230kV Line | Northern_California_Solar | Solar | PG&E North
83 | Northern_California_Solar_83 | Birds Landing-Contra Costa 230kV Line | Northern_California_Solar | Solar | PG&E North
85 | Northern_California_Solar_85 | Birds Landing-Contra Costa 230kV Line | Northern_California_Solar | Solar | PG&E North
94 | Northern_California_Solar_94 | Birds Landing-Contra Costa 230kV Line | Northern_California_Solar | Solar | PG&E North
126 | Northern_California_Solar_126 | Birds Landing-Contra Costa 230kV Line | Northern_California_Solar | Solar | PG&E North
127 | Northern_California_Solar_127 | Birds Landing-Contra Costa 230kV Line | Northern_California_Solar | Solar | PG&E North
150 | Northern_California_Solar_150 | Birds Landing-Contra Costa 230kV Line | Northern_California_Solar | Solar | PG&E North
155 | Northern_California_Solar_155 | Birds Landing-Contra Costa 230kV Line | Northern_California_Solar | Solar | PG&E North
158 | Northern_California_Solar_158 | Birds Landing-Contra Costa 230kV Line | Northern_California_Solar | Solar | PG&E North
26 | Northern_California_Wind_26 | Birds Landing-Contra Costa 230kV Line | Northern_California_Wind | Wind | PG&E North
83 | Northern_California_Wind_83 | Birds Landing-Contra Costa 230kV Line | Northern_California_Wind | Wind | PG&E North
85 | Solano_Wind_85 | Birds Landing-Contra Costa 230kV Line | Solano_Wind | Wind | PG&E North
94 | Solano_Wind_94 | Birds Landing-Contra Costa 230kV Line | Solano_Wind | Wind | PG&E North
126 | Solano_Wind_126 | Birds Landing-Contra Costa 230kV Line | Solano_Wind | Wind | PG&E North
93 | Southern_PGAE_Flow_Battery_93 | Borden-Storey #1 230kV line | CAISO_Flow_Battery_8hr_Dispatch | Flow Battery (8-hr) | PG&E South
117 | Southern_PGAE_Flow_Battery_117 | Borden-Storey #1 230kV line | CAISO_Flow_Battery_8hr_Dispatch | Flow Battery (8-hr) | PG&E South
140 | Southern_PGAE_Flow_Battery_140 | Borden-Storey #1 230kV line | CAISO_Flow_Battery_8hr_Dispatch | Flow Battery (8-hr) | PG&E South
151 | Southern_PGAE_Flow_Battery_151 | Borden-Storey #1 230kV line | CAISO_Flow_Battery_8hr_Dispatch | Flow Battery (8-hr) | PG&E South
154 | Southern_PGAE_Flow_Battery_154 | Borden-Storey #1 230kV line | CAISO_Flow_Battery_8hr_Dispatch | Flow Battery (8-hr) | PG&E South
161 | Southern_PGAE_Flow_Battery_161 | Borden-Storey #1 230kV line | CAISO_Flow_Battery_8hr_Dispatch | Flow Battery (8-hr) | PG&E South
162 | Southern_PGAE_Flow_Battery_162 | Borden-Storey #1 230kV line | CAISO_Flow_Battery_8hr_Dispatch | Flow Battery (8-hr) | PG&E South
163 | Southern_PGAE_Flow_Battery_163 | Borden-Storey #1 230kV line | CAISO_Flow_Battery_8hr_Dispatch | Flow Battery (8-hr) | PG&E South
164 | Southern_PGAE_Flow_Battery_164 | Borden-Storey #1 230kV line | CAISO_Flow_Battery_8hr_Dispatch | Flow Battery (8-hr) | PG&E South
165 | Southern_PGAE_Flow_Battery_165 | Borden-Storey #1 230kV line | CAISO_Flow_Battery_8hr_Dispatch | Flow Battery (8-hr) | PG&E South
166 | Northern_California_Flow_Battery_166 | Borden-Storey #1 230kV line | CAISO_Flow_Battery_8hr_Dispatch | Flow Battery (8-hr) | PG&E South
168 | Southern_PGAE_Flow_Battery_168 | Borden-Storey #1 230kV line | CAISO_Flow_Battery_8hr_Dispatch | Flow Battery (8-hr) | PG&E South
169 | Southern_PGAE_Flow_Battery_169 | Borden-Storey #1 230kV line | CAISO_Flow_Battery_8hr_Dispatch | Flow Battery (8-hr) | PG&E South
170 | Southern_PGAE_Flow_Battery_170 | Borden-Storey #1 230kV line | CAISO_Flow_Battery_8hr_Dispatch | Flow Battery (8-hr) | PG&E South
174 | Southern_PGAE_Flow_Battery_174 | Borden-Storey #1 230kV line | CAISO_Flow_Battery_8hr_Dispatch | Flow Battery (8-hr) | PG&E South
176 | Southern_PGAE_Flow_Battery_176 | Borden-Storey #1 230kV line | CAISO_Flow_Battery_8hr_Dispatch | Flow Battery (8-hr) | PG&E South
93 | Southern_PGAE_Li_Battery_4hr_93 | Borden-Storey #1 230kV line | CAISO_Li_Battery_4hr_Dispatch | Li-ion Battery (4-hr) | PG&E South
117 | Southern_PGAE_Li_Battery_4hr_117 | Borden-Storey #1 230kV line | CAISO_Li_Battery_4hr_Dispatch | Li-ion Battery (4-hr) | PG&E South
140 | Southern_PGAE_Li_Battery_4hr_140 | Borden-Storey #1 230kV line | CAISO_Li_Battery_4hr_Dispatch | Li-ion Battery (4-hr) | PG&E South
151 | Southern_PGAE_Li_Battery_4hr_151 | Borden-Storey #1 230kV line | CAISO_Li_Battery_4hr_Dispatch | Li-ion Battery (4-hr) | PG&E South
154 | Southern_PGAE_Li_Battery_4hr_154 | Borden-Storey #1 230kV line | CAISO_Li_Battery_4hr_Dispatch | Li-ion Battery (4-hr) | PG&E South
161 | Southern_PGAE_Li_Battery_4hr_161 | Borden-Storey #1 230kV line | CAISO_Li_Battery_4hr_Dispatch | Li-ion Battery (4-hr) | PG&E South
162 | Southern_PGAE_Li_Battery_4hr_162 | Borden-Storey #1 230kV line | CAISO_Li_Battery_4hr_Dispatch | Li-ion Battery (4-hr) | PG&E South
163 | Southern_PGAE_Li_Battery_4hr_163 | Borden-Storey #1 230kV line | CAISO_Li_Battery_4hr_Dispatch | Li-ion Battery (4-hr) | PG&E South
164 | Southern_PGAE_Li_Battery_4hr_164 | Borden-Storey #1 230kV line | CAISO_Li_Battery_4hr_Dispatch | Li-ion Battery (4-hr) | PG&E South
165 | Southern_PGAE_Li_Battery_4hr_165 | Borden-Storey #1 230kV line | CAISO_Li_Battery_4hr_Dispatch | Li-ion Battery (4-hr) | PG&E South
166 | Northern_California_Li_Battery_4hr_166 | Borden-Storey #1 230kV line | CAISO_Li_Battery_4hr_Dispatch | Li-ion Battery (4-hr) | PG&E South
168 | Southern_PGAE_Li_Battery_4hr_168 | Borden-Storey #1 230kV line | CAISO_Li_Battery_4hr_Dispatch | Li-ion Battery (4-hr) | PG&E South
169 | Southern_PGAE_Li_Battery_4hr_169 | Borden-Storey #1 230kV line | CAISO_Li_Battery_4hr_Dispatch | Li-ion Battery (4-hr) | PG&E South
170 | Southern_PGAE_Li_Battery_4hr_170 | Borden-Storey #1 230kV line | CAISO_Li_Battery_4hr_Dispatch | Li-ion Battery (4-hr) | PG&E South
174 | Southern_PGAE_Li_Battery_4hr_174 | Borden-Storey #1 230kV line | CAISO_Li_Battery_4hr_Dispatch | Li-ion Battery (4-hr) | PG&E South
176 | Southern_PGAE_Li_Battery_4hr_176 | Borden-Storey #1 230kV line | CAISO_Li_Battery_4hr_Dispatch | Li-ion Battery (4-hr) | PG&E South
93 | Southern_PGAE_Li_Battery_8hr_93 | Borden-Storey #1 230kV line | CAISO_Li_Battery_8hr_Dispatch | Li-ion Battery (8-hr) | PG&E South
117 | Southern_PGAE_Li_Battery_8hr_117 | Borden-Storey #1 230kV line | CAISO_Li_Battery_8hr_Dispatch | Li-ion Battery (8-hr) | PG&E South
140 | Southern_PGAE_Li_Battery_8hr_140 | Borden-Storey #1 230kV line | CAISO_Li_Battery_8hr_Dispatch | Li-ion Battery (8-hr) | PG&E South
151 | Southern_PGAE_Li_Battery_8hr_151 | Borden-Storey #1 230kV line | CAISO_Li_Battery_8hr_Dispatch | Li-ion Battery (8-hr) | PG&E South
154 | Southern_PGAE_Li_Battery_8hr_154 | Borden-Storey #1 230kV line | CAISO_Li_Battery_8hr_Dispatch | Li-ion Battery (8-hr) | PG&E South
161 | Southern_PGAE_Li_Battery_8hr_161 | Borden-Storey #1 230kV line | CAISO_Li_Battery_8hr_Dispatch | Li-ion Battery (8-hr) | PG&E South
162 | Southern_PGAE_Li_Battery_8hr_162 | Borden-Storey #1 230kV line | CAISO_Li_Battery_8hr_Dispatch | Li-ion Battery (8-hr) | PG&E South
163 | Southern_PGAE_Li_Battery_8hr_163 | Borden-Storey #1 230kV line | CAISO_Li_Battery_8hr_Dispatch | Li-ion Battery (8-hr) | PG&E South
164 | Southern_PGAE_Li_Battery_8hr_164 | Borden-Storey #1 230kV line | CAISO_Li_Battery_8hr_Dispatch | Li-ion Battery (8-hr) | PG&E South
165 | Southern_PGAE_Li_Battery_8hr_165 | Borden-Storey #1 230kV line | CAISO_Li_Battery_8hr_Dispatch | Li-ion Battery (8-hr) | PG&E South
166 | Northern_California_Li_Battery_8hr_166 | Borden-Storey #1 230kV line | CAISO_Li_Battery_8hr_Dispatch | Li-ion Battery (8-hr) | PG&E South
168 | Southern_PGAE_Li_Battery_8hr_168 | Borden-Storey #1 230kV line | CAISO_Li_Battery_8hr_Dispatch | Li-ion Battery (8-hr) | PG&E South
169 | Southern_PGAE_Li_Battery_8hr_169 | Borden-Storey #1 230kV line | CAISO_Li_Battery_8hr_Dispatch | Li-ion Battery (8-hr) | PG&E South
170 | Southern_PGAE_Li_Battery_8hr_170 | Borden-Storey #1 230kV line | CAISO_Li_Battery_8hr_Dispatch | Li-ion Battery (8-hr) | PG&E South
174 | Southern_PGAE_Li_Battery_8hr_174 | Borden-Storey #1 230kV line | CAISO_Li_Battery_8hr_Dispatch | Li-ion Battery (8-hr) | PG&E South
176 | Southern_PGAE_Li_Battery_8hr_176 | Borden-Storey #1 230kV line | CAISO_Li_Battery_8hr_Dispatch | Li-ion Battery (8-hr) | PG&E South
154 | Central_Valley_North_Los_Banos_Wind_154 | Borden-Storey #1 230kV line | Central_Valley_North_Los_Banos_Wind | Wind | PG&E South
162 | Central_Valley_North_Los_Banos_Wind_162 | Borden-Storey #1 230kV line | Central_Valley_North_Los_Banos_Wind | Wind | PG&E South
166 | Northern_California_Solar_166 | Borden-Storey #1 230kV line | Northern_California_Solar | Solar | PG&E South
93 | Southern_PGAE_Solar_93 | Borden-Storey #1 230kV line | Southern_PGAE_Solar | Solar | PG&E South
117 | Southern_PGAE_Solar_117 | Borden-Storey #1 230kV line | Southern_PGAE_Solar | Solar | PG&E South
140 | Southern_PGAE_Solar_140 | Borden-Storey #1 230kV line | Southern_PGAE_Solar | Solar | PG&E South
151 | Southern_PGAE_Solar_151 | Borden-Storey #1 230kV line | Southern_PGAE_Solar | Solar | PG&E South
154 | Southern_PGAE_Solar_154 | Borden-Storey #1 230kV line | Southern_PGAE_Solar | Solar | PG&E South
161 | Southern_PGAE_Solar_161 | Borden-Storey #1 230kV line | Southern_PGAE_Solar | Solar | PG&E South
162 | Southern_PGAE_Solar_162 | Borden-Storey #1 230kV line | Southern_PGAE_Solar | Solar | PG&E South
163 | Southern_PGAE_Solar_163 | Borden-Storey #1 230kV line | Southern_PGAE_Solar | Solar | PG&E South
164 | Southern_PGAE_Solar_164 | Borden-Storey #1 230kV line | Southern_PGAE_Solar | Solar | PG&E South
165 | Southern_PGAE_Solar_165 | Borden-Storey #1 230kV line | Southern_PGAE_Solar | Solar | PG&E South
168 | Southern_PGAE_Solar_168 | Borden-Storey #1 230kV line | Southern_PGAE_Solar | Solar | PG&E South
169 | Southern_PGAE_Solar_169 | Borden-Storey #1 230kV line | Southern_PGAE_Solar | Solar | PG&E South
170 | Southern_PGAE_Solar_170 | Borden-Storey #1 230kV line | Southern_PGAE_Solar | Solar | PG&E South
174 | Southern_PGAE_Solar_174 | Borden-Storey #1 230kV line | Southern_PGAE_Solar | Solar | PG&E South
176 | Southern_PGAE_Solar_176 | Borden-Storey #1 230kV line | Southern_PGAE_Solar | Solar | PG&E South
103 | Greater_Kramer_Flow_Battery_103 | Calcite to Lugo Area Constraint | CAISO_Flow_Battery_8hr_Dispatch | Flow Battery (8-hr) | SCE North of Lugo
103 | Greater_Kramer_Li_Battery_4hr_103 | Calcite to Lugo Area Constraint | CAISO_Li_Battery_4hr_Dispatch | Li-ion Battery (4-hr) | SCE North of Lugo
103 | Greater_Kramer_Li_Battery_8hr_103 | Calcite to Lugo Area Constraint | CAISO_Li_Battery_8hr_Dispatch | Li-ion Battery (8-hr) | SCE North of Lugo
103 | Greater_Kramer_Solar_103 | Calcite to Lugo Area Constraint | Greater_Kramer_Solar | Solar | SCE North of Lugo
9999 | Cape_Mendocino_Offshore_Wind_Asset | Cape Mendocino Offshore Wind Line | Cape_Mendocino_Offshore_Wind | Offshore Wind
129 | Riverside_Flow_Battery_129 | Capistrano-San Onofre 230 kV constraint | CAISO_Flow_Battery_8hr_Dispatch | Flow Battery (8-hr) | SCE Eastern
129 | Riverside_Li_Battery_4hr_129 | Capistrano-San Onofre 230 kV constraint | CAISO_Li_Battery_4hr_Dispatch | Li-ion Battery (4-hr) | SCE Eastern
129 | Riverside_Li_Battery_8hr_129 | Capistrano-San Onofre 230 kV constraint | CAISO_Li_Battery_8hr_Dispatch | Li-ion Battery (8-hr) | SCE Eastern
129 | Riverside_Solar_129 | Capistrano-San Onofre 230 kV constraint | Riverside_Solar | Solar | SCE Eastern
38 | Northern_California_Flow_Battery_38 | Carberry-Round Mountain 230kV Line | CAISO_Flow_Battery_8hr_Dispatch | Flow Battery (8-hr) | PG&E North
38 | Northern_California_Li_Battery_4hr_38 | Carberry-Round Mountain 230kV Line | CAISO_Li_Battery_4hr_Dispatch | Li-ion Battery (4-hr) | PG&E North
38 | Northern_California_Li_Battery_8hr_38 | Carberry-Round Mountain 230kV Line | CAISO_Li_Battery_8hr_Dispatch | Li-ion Battery (8-hr) | PG&E North
38 | Northern_California_Solar_38 | Carberry-Round Mountain 230kV Line | Northern_California_Solar | Solar | PG&E North
119 | San_Diego_Pumped_Storage_119 | Chicarita 138 kV constraint | CAISO_New_Pumped_Storage_12hr | Pumped Hydro (12-hr) | SCE Eastern
140 | Southern_PGAE_Flow_Battery_140 | Chowchilla-Le grand 115kV Line | CAISO_Flow_Battery_8hr_Dispatch | Flow Battery (8-hr) | PG&E South
151 | Southern_PGAE_Flow_Battery_151 | Chowchilla-Le grand 115kV Line | CAISO_Flow_Battery_8hr_Dispatch | Flow Battery (8-hr) | PG&E South
154 | Southern_PGAE_Flow_Battery_154 | Chowchilla-Le grand 115kV Line | CAISO_Flow_Battery_8hr_Dispatch | Flow Battery (8-hr) | PG&E South
161 | Southern_PGAE_Flow_Battery_161 | Chowchilla-Le grand 115kV Line | CAISO_Flow_Battery_8hr_Dispatch | Flow Battery (8-hr) | PG&E South
162 | Southern_PGAE_Flow_Battery_162 | Chowchilla-Le grand 115kV Line | CAISO_Flow_Battery_8hr_Dispatch | Flow Battery (8-hr) | PG&E South
163 | Southern_PGAE_Flow_Battery_163 | Chowchilla-Le grand 115kV Line | CAISO_Flow_Battery_8hr_Dispatch | Flow Battery (8-hr) | PG&E South
164 | Southern_PGAE_Flow_Battery_164 | Chowchilla-Le grand 115kV Line | CAISO_Flow_Battery_8hr_Dispatch | Flow Battery (8-hr) | PG&E South
165 | Southern_PGAE_Flow_Battery_165 | Chowchilla-Le grand 115kV Line | CAISO_Flow_Battery_8hr_Dispatch | Flow Battery (8-hr) | PG&E South
166 | Northern_California_Flow_Battery_166 | Chowchilla-Le grand 115kV Line | CAISO_Flow_Battery_8hr_Dispatch | Flow Battery (8-hr) | PG&E South
168 | Southern_PGAE_Flow_Battery_168 | Chowchilla-Le grand 115kV Line | CAISO_Flow_Battery_8hr_Dispatch | Flow Battery (8-hr) | PG&E South
169 | Southern_PGAE_Flow_Battery_169 | Chowchilla-Le grand 115kV Line | CAISO_Flow_Battery_8hr_Dispatch | Flow Battery (8-hr) | PG&E South
170 | Southern_PGAE_Flow_Battery_170 | Chowchilla-Le grand 115kV Line | CAISO_Flow_Battery_8hr_Dispatch | Flow Battery (8-hr) | PG&E South
174 | Southern_PGAE_Flow_Battery_174 | Chowchilla-Le grand 115kV Line | CAISO_Flow_Battery_8hr_Dispatch | Flow Battery (8-hr) | PG&E South
176 | Southern_PGAE_Flow_Battery_176 | Chowchilla-Le grand 115kV Line | CAISO_Flow_Battery_8hr_Dispatch | Flow Battery (8-hr) | PG&E South
140 | Southern_PGAE_Li_Battery_4hr_140 | Chowchilla-Le grand 115kV Line | CAISO_Li_Battery_4hr_Dispatch | Li-ion Battery (4-hr) | PG&E South
151 | Southern_PGAE_Li_Battery_4hr_151 | Chowchilla-Le grand 115kV Line | CAISO_Li_Battery_4hr_Dispatch | Li-ion Battery (4-hr) | PG&E South
154 | Southern_PGAE_Li_Battery_4hr_154 | Chowchilla-Le grand 115kV Line | CAISO_Li_Battery_4hr_Dispatch | Li-ion Battery (4-hr) | PG&E South
161 | Southern_PGAE_Li_Battery_4hr_161 | Chowchilla-Le grand 115kV Line | CAISO_Li_Battery_4hr_Dispatch | Li-ion Battery (4-hr) | PG&E South
162 | Southern_PGAE_Li_Battery_4hr_162 | Chowchilla-Le grand 115kV Line | CAISO_Li_Battery_4hr_Dispatch | Li-ion Battery (4-hr) | PG&E South
163 | Southern_PGAE_Li_Battery_4hr_163 | Chowchilla-Le grand 115kV Line | CAISO_Li_Battery_4hr_Dispatch | Li-ion Battery (4-hr) | PG&E South
164 | Southern_PGAE_Li_Battery_4hr_164 | Chowchilla-Le grand 115kV Line | CAISO_Li_Battery_4hr_Dispatch | Li-ion Battery (4-hr) | PG&E South
165 | Southern_PGAE_Li_Battery_4hr_165 | Chowchilla-Le grand 115kV Line | CAISO_Li_Battery_4hr_Dispatch | Li-ion Battery (4-hr) | PG&E South
166 | Northern_California_Li_Battery_4hr_166 | Chowchilla-Le grand 115kV Line | CAISO_Li_Battery_4hr_Dispatch | Li-ion Battery (4-hr) | PG&E South
168 | Southern_PGAE_Li_Battery_4hr_168 | Chowchilla-Le grand 115kV Line | CAISO_Li_Battery_4hr_Dispatch | Li-ion Battery (4-hr) | PG&E South
169 | Southern_PGAE_Li_Battery_4hr_169 | Chowchilla-Le grand 115kV Line | CAISO_Li_Battery_4hr_Dispatch | Li-ion Battery (4-hr) | PG&E South
170 | Southern_PGAE_Li_Battery_4hr_170 | Chowchilla-Le grand 115kV Line | CAISO_Li_Battery_4hr_Dispatch | Li-ion Battery (4-hr) | PG&E South
174 | Southern_PGAE_Li_Battery_4hr_174 | Chowchilla-Le grand 115kV Line | CAISO_Li_Battery_4hr_Dispatch | Li-ion Battery (4-hr) | PG&E South
176 | Southern_PGAE_Li_Battery_4hr_176 | Chowchilla-Le grand 115kV Line | CAISO_Li_Battery_4hr_Dispatch | Li-ion Battery (4-hr) | PG&E South
140 | Southern_PGAE_Li_Battery_8hr_140 | Chowchilla-Le grand 115kV Line | CAISO_Li_Battery_8hr_Dispatch | Li-ion Battery (8-hr) | PG&E South
151 | Southern_PGAE_Li_Battery_8hr_151 | Chowchilla-Le grand 115kV Line | CAISO_Li_Battery_8hr_Dispatch | Li-ion Battery (8-hr) | PG&E South
154 | Southern_PGAE_Li_Battery_8hr_154 | Chowchilla-Le grand 115kV Line | CAISO_Li_Battery_8hr_Dispatch | Li-ion Battery (8-hr) | PG&E South
161 | Southern_PGAE_Li_Battery_8hr_161 | Chowchilla-Le grand 115kV Line | CAISO_Li_Battery_8hr_Dispatch | Li-ion Battery (8-hr) | PG&E South
162 | Southern_PGAE_Li_Battery_8hr_162 | Chowchilla-Le grand 115kV Line | CAISO_Li_Battery_8hr_Dispatch | Li-ion Battery (8-hr) | PG&E South
163 | Southern_PGAE_Li_Battery_8hr_163 | Chowchilla-Le grand 115kV Line | CAISO_Li_Battery_8hr_Dispatch | Li-ion Battery (8-hr) | PG&E South
164 | Southern_PGAE_Li_Battery_8hr_164 | Chowchilla-Le grand 115kV Line | CAISO_Li_Battery_8hr_Dispatch | Li-ion Battery (8-hr) | PG&E South
165 | Southern_PGAE_Li_Battery_8hr_165 | Chowchilla-Le grand 115kV Line | CAISO_Li_Battery_8hr_Dispatch | Li-ion Battery (8-hr) | PG&E South
166 | Northern_California_Li_Battery_8hr_166 | Chowchilla-Le grand 115kV Line | CAISO_Li_Battery_8hr_Dispatch | Li-ion Battery (8-hr) | PG&E South
168 | Southern_PGAE_Li_Battery_8hr_168 | Chowchilla-Le grand 115kV Line | CAISO_Li_Battery_8hr_Dispatch | Li-ion Battery (8-hr) | PG&E South
169 | Southern_PGAE_Li_Battery_8hr_169 | Chowchilla-Le grand 115kV Line | CAISO_Li_Battery_8hr_Dispatch | Li-ion Battery (8-hr) | PG&E South
170 | Southern_PGAE_Li_Battery_8hr_170 | Chowchilla-Le grand 115kV Line | CAISO_Li_Battery_8hr_Dispatch | Li-ion Battery (8-hr) | PG&E South
174 | Southern_PGAE_Li_Battery_8hr_174 | Chowchilla-Le grand 115kV Line | CAISO_Li_Battery_8hr_Dispatch | Li-ion Battery (8-hr) | PG&E South
176 | Southern_PGAE_Li_Battery_8hr_176 | Chowchilla-Le grand 115kV Line | CAISO_Li_Battery_8hr_Dispatch | Li-ion Battery (8-hr) | PG&E South
154 | Central_Valley_North_Los_Banos_Wind_154 | Chowchilla-Le grand 115kV Line | Central_Valley_North_Los_Banos_Wind | Wind | PG&E South
162 | Central_Valley_North_Los_Banos_Wind_162 | Chowchilla-Le grand 115kV Line | Central_Valley_North_Los_Banos_Wind | Wind | PG&E South
166 | Northern_California_Solar_166 | Chowchilla-Le grand 115kV Line | Northern_California_Solar | Solar | PG&E South
140 | Southern_PGAE_Solar_140 | Chowchilla-Le grand 115kV Line | Southern_PGAE_Solar | Solar | PG&E South
151 | Southern_PGAE_Solar_151 | Chowchilla-Le grand 115kV Line | Southern_PGAE_Solar | Solar | PG&E South
154 | Southern_PGAE_Solar_154 | Chowchilla-Le grand 115kV Line | Southern_PGAE_Solar | Solar | PG&E South
161 | Southern_PGAE_Solar_161 | Chowchilla-Le grand 115kV Line | Southern_PGAE_Solar | Solar | PG&E South
162 | Southern_PGAE_Solar_162 | Chowchilla-Le grand 115kV Line | Southern_PGAE_Solar | Solar | PG&E South
163 | Southern_PGAE_Solar_163 | Chowchilla-Le grand 115kV Line | Southern_PGAE_Solar | Solar | PG&E South
164 | Southern_PGAE_Solar_164 | Chowchilla-Le grand 115kV Line | Southern_PGAE_Solar | Solar | PG&E South
165 | Southern_PGAE_Solar_165 | Chowchilla-Le grand 115kV Line | Southern_PGAE_Solar | Solar | PG&E South
168 | Southern_PGAE_Solar_168 | Chowchilla-Le grand 115kV Line | Southern_PGAE_Solar | Solar | PG&E South
169 | Southern_PGAE_Solar_169 | Chowchilla-Le grand 115kV Line | Southern_PGAE_Solar | Solar | PG&E South
170 | Southern_PGAE_Solar_170 | Chowchilla-Le grand 115kV Line | Southern_PGAE_Solar | Solar | PG&E South
174 | Southern_PGAE_Solar_174 | Chowchilla-Le grand 115kV Line | Southern_PGAE_Solar | Solar | PG&E South
176 | Southern_PGAE_Solar_176 | Chowchilla-Le grand 115kV Line | Southern_PGAE_Solar | Solar | PG&E South
39 | Southern_PGAE_Flow_Battery_39 | Coalinga #1-Coalinga #2 70 kV line | CAISO_Flow_Battery_8hr_Dispatch | Flow Battery (8-hr) | PG&E South
109 | Southern_PGAE_Flow_Battery_109 | Coalinga #1-Coalinga #2 70 kV line | CAISO_Flow_Battery_8hr_Dispatch | Flow Battery (8-hr) | PG&E South
39 | Southern_PGAE_Li_Battery_4hr_39 | Coalinga #1-Coalinga #2 70 kV line | CAISO_Li_Battery_4hr_Dispatch | Li-ion Battery (4-hr) | PG&E South
109 | Southern_PGAE_Li_Battery_4hr_109 | Coalinga #1-Coalinga #2 70 kV line | CAISO_Li_Battery_4hr_Dispatch | Li-ion Battery (4-hr) | PG&E South
39 | Southern_PGAE_Li_Battery_8hr_39 | Coalinga #1-Coalinga #2 70 kV line | CAISO_Li_Battery_8hr_Dispatch | Li-ion Battery (8-hr) | PG&E South
109 | Southern_PGAE_Li_Battery_8hr_109 | Coalinga #1-Coalinga #2 70 kV line | CAISO_Li_Battery_8hr_Dispatch | Li-ion Battery (8-hr) | PG&E South
39 | Southern_PGAE_Solar_39 | Coalinga #1-Coalinga #2 70 kV line | Southern_PGAE_Solar | Solar | PG&E South
109 | Southern_PGAE_Solar_109 | Coalinga #1-Coalinga #2 70 kV line | Southern_PGAE_Solar | Solar | PG&E South
60 | Riverside_Flow_Battery_60 | Colorado River 500/230 kV Constraint | CAISO_Flow_Battery_8hr_Dispatch | Flow Battery (8-hr) | SCE Eastern
60 | Riverside_Li_Battery_4hr_60 | Colorado River 500/230 kV Constraint | CAISO_Li_Battery_4hr_Dispatch | Li-ion Battery (4-hr) | SCE Eastern
60 | Riverside_Li_Battery_8hr_60 | Colorado River 500/230 kV Constraint | CAISO_Li_Battery_8hr_Dispatch | Li-ion Battery (8-hr) | SCE Eastern
60 | Riverside_Solar_60 | Colorado River 500/230 kV Constraint | Riverside_Solar | Solar | SCE Eastern
55 | Arizona_Solar_55 | Colorado River-Red Bluff Constraint | Arizona_Solar | Solar | SCE Eastern
62 | Arizona_Solar_62 | Colorado River-Red Bluff Constraint | Arizona_Solar | Solar | SCE Eastern
77 | Arizona_Solar_77 | Colorado River-Red Bluff Constraint | Arizona_Solar | Solar | SCE Eastern
90 | Arizona_Solar_90 | Colorado River-Red Bluff Constraint | Arizona_Solar | Solar | SCE Eastern
133 | Baja_California_Wind_133 | Colorado River-Red Bluff Constraint | Baja_California_Wind | Wind | SCE Eastern
19 | Southern_NV_Eldorado_Flow_Battery_19 | Colorado River-Red Bluff Constraint | CAISO_Flow_Battery_8hr_Dispatch | Flow Battery (8-hr) | SCE Eastern
40 | Southern_NV_Eldorado_Flow_Battery_40 | Colorado River-Red Bluff Constraint | CAISO_Flow_Battery_8hr_Dispatch | Flow Battery (8-hr) | SCE Eastern
55 | Arizona_Flow_Battery_55 | Colorado River-Red Bluff Constraint | CAISO_Flow_Battery_8hr_Dispatch | Flow Battery (8-hr) | SCE Eastern
62 | Arizona_Flow_Battery_62 | Colorado River-Red Bluff Constraint | CAISO_Flow_Battery_8hr_Dispatch | Flow Battery (8-hr) | SCE Eastern
77 | Arizona_Flow_Battery_77 | Colorado River-Red Bluff Constraint | CAISO_Flow_Battery_8hr_Dispatch | Flow Battery (8-hr) | SCE Eastern
90 | Arizona_Flow_Battery_90 | Colorado River-Red Bluff Constraint | CAISO_Flow_Battery_8hr_Dispatch | Flow Battery (8-hr) | SCE Eastern
107 | Greater_Imperial_Flow_Battery_107 | Colorado River-Red Bluff Constraint | CAISO_Flow_Battery_8hr_Dispatch | Flow Battery (8-hr) | SCE Eastern
133 | Greater_Imperial_Flow_Battery_133 | Colorado River-Red Bluff Constraint | CAISO_Flow_Battery_8hr_Dispatch | Flow Battery (8-hr) | SCE Eastern
19 | Southern_NV_Eldorado_Li_Battery_4hr_19 | Colorado River-Red Bluff Constraint | CAISO_Li_Battery_4hr_Dispatch | Li-ion Battery (4-hr) | SCE Eastern
40 | Southern_NV_Eldorado_Li_Battery_4hr_40 | Colorado River-Red Bluff Constraint | CAISO_Li_Battery_4hr_Dispatch | Li-ion Battery (4-hr) | SCE Eastern
55 | Arizona_Li_Battery_4hr_55 | Colorado River-Red Bluff Constraint | CAISO_Li_Battery_4hr_Dispatch | Li-ion Battery (4-hr) | SCE Eastern
62 | Arizona_Li_Battery_4hr_62 | Colorado River-Red Bluff Constraint | CAISO_Li_Battery_4hr_Dispatch | Li-ion Battery (4-hr) | SCE Eastern
77 | Arizona_Li_Battery_4hr_77 | Colorado River-Red Bluff Constraint | CAISO_Li_Battery_4hr_Dispatch | Li-ion Battery (4-hr) | SCE Eastern
90 | Arizona_Li_Battery_4hr_90 | Colorado River-Red Bluff Constraint | CAISO_Li_Battery_4hr_Dispatch | Li-ion Battery (4-hr) | SCE Eastern
107 | Greater_Imperial_Li_Battery_4hr_107 | Colorado River-Red Bluff Constraint | CAISO_Li_Battery_4hr_Dispatch | Li-ion Battery (4-hr) | SCE Eastern
133 | Greater_Imperial_Li_Battery_4hr_133 | Colorado River-Red Bluff Constraint | CAISO_Li_Battery_4hr_Dispatch | Li-ion Battery (4-hr) | SCE Eastern
19 | Southern_NV_Eldorado_Li_Battery_8hr_19 | Colorado River-Red Bluff Constraint | CAISO_Li_Battery_8hr_Dispatch | Li-ion Battery (8-hr) | SCE Eastern
40 | Southern_NV_Eldorado_Li_Battery_8hr_40 | Colorado River-Red Bluff Constraint | CAISO_Li_Battery_8hr_Dispatch | Li-ion Battery (8-hr) | SCE Eastern
55 | Arizona_Li_Battery_8hr_55 | Colorado River-Red Bluff Constraint | CAISO_Li_Battery_8hr_Dispatch | Li-ion Battery (8-hr) | SCE Eastern
62 | Arizona_Li_Battery_8hr_62 | Colorado River-Red Bluff Constraint | CAISO_Li_Battery_8hr_Dispatch | Li-ion Battery (8-hr) | SCE Eastern
77 | Arizona_Li_Battery_8hr_77 | Colorado River-Red Bluff Constraint | CAISO_Li_Battery_8hr_Dispatch | Li-ion Battery (8-hr) | SCE Eastern
90 | Arizona_Li_Battery_8hr_90 | Colorado River-Red Bluff Constraint | CAISO_Li_Battery_8hr_Dispatch | Li-ion Battery (8-hr) | SCE Eastern
107 | Greater_Imperial_Li_Battery_8hr_107 | Colorado River-Red Bluff Constraint | CAISO_Li_Battery_8hr_Dispatch | Li-ion Battery (8-hr) | SCE Eastern
133 | Greater_Imperial_Li_Battery_8hr_133 | Colorado River-Red Bluff Constraint | CAISO_Li_Battery_8hr_Dispatch | Li-ion Battery (8-hr) | SCE Eastern
107 | Greater_Imperial_Solar_107 | Colorado River-Red Bluff Constraint | Greater_Imperial_Solar | Solar | SCE Eastern
133 | Greater_Imperial_Solar_133 | Colorado River-Red Bluff Constraint | Greater_Imperial_Solar | Solar | SCE Eastern
19 | Idaho_Wind_19 | Colorado River-Red Bluff Constraint | Idaho_Wind | Non-CAISO Wind | SCE Eastern
55 | New_Mexico_Wind_55 | Colorado River-Red Bluff Constraint | New_Mexico_Wind | Non-CAISO Wind | SCE Eastern
19 | Northern_Nevada_Geothermal_19 | Colorado River-Red Bluff Constraint | Northern_Nevada_Geothermal | Non-CAISO Geothermal | SCE Eastern
19 | Southern_NV_Eldorado_Solar_19 | Colorado River-Red Bluff Constraint | Southern_NV_Eldorado_Solar | Solar | SCE Eastern
40 | Southern_NV_Eldorado_Solar_40 | Colorado River-Red Bluff Constraint | Southern_NV_Eldorado_Solar | Solar | SCE Eastern
19 | Utah_Geothermal_19 | Colorado River-Red Bluff Constraint | Utah_Geothermal | Non-CAISO Geothermal | SCE Eastern
19 | Utah_Wind_19 | Colorado River-Red Bluff Constraint | Utah_Wind | Non-CAISO Wind | SCE Eastern
19 | Wyoming_Wind_19 | Colorado River-Red Bluff Constraint | Wyoming_Wind | Non-CAISO Wind | SCE Eastern
83 | Northern_California_Flow_Battery_83 | Contra Costa- Windmaster 230 kV line | CAISO_Flow_Battery_8hr_Dispatch | Flow Battery (8-hr) | PG&E North
85 | Northern_California_Flow_Battery_85 | Contra Costa- Windmaster 230 kV line | CAISO_Flow_Battery_8hr_Dispatch | Flow Battery (8-hr) | PG&E North
94 | Northern_California_Flow_Battery_94 | Contra Costa- Windmaster 230 kV line | CAISO_Flow_Battery_8hr_Dispatch | Flow Battery (8-hr) | PG&E North
112 | Northern_California_Flow_Battery_112 | Contra Costa- Windmaster 230 kV line | CAISO_Flow_Battery_8hr_Dispatch | Flow Battery (8-hr) | PG&E North
126 | Northern_California_Flow_Battery_126 | Contra Costa- Windmaster 230 kV line | CAISO_Flow_Battery_8hr_Dispatch | Flow Battery (8-hr) | PG&E North
127 | Northern_California_Flow_Battery_127 | Contra Costa- Windmaster 230 kV line | CAISO_Flow_Battery_8hr_Dispatch | Flow Battery (8-hr) | PG&E North
150 | Northern_California_Flow_Battery_150 | Contra Costa- Windmaster 230 kV line | CAISO_Flow_Battery_8hr_Dispatch | Flow Battery (8-hr) | PG&E North
155 | Northern_California_Flow_Battery_155 | Contra Costa- Windmaster 230 kV line | CAISO_Flow_Battery_8hr_Dispatch | Flow Battery (8-hr) | PG&E North
158 | Northern_California_Flow_Battery_158 | Contra Costa- Windmaster 230 kV line | CAISO_Flow_Battery_8hr_Dispatch | Flow Battery (8-hr) | PG&E North
83 | Northern_California_Li_Battery_4hr_83 | Contra Costa- Windmaster 230 kV line | CAISO_Li_Battery_4hr_Dispatch | Li-ion Battery (4-hr) | PG&E North
85 | Northern_California_Li_Battery_4hr_85 | Contra Costa- Windmaster 230 kV line | CAISO_Li_Battery_4hr_Dispatch | Li-ion Battery (4-hr) | PG&E North
94 | Northern_California_Li_Battery_4hr_94 | Contra Costa- Windmaster 230 kV line | CAISO_Li_Battery_4hr_Dispatch | Li-ion Battery (4-hr) | PG&E North
112 | Northern_California_Li_Battery_4hr_112 | Contra Costa- Windmaster 230 kV line | CAISO_Li_Battery_4hr_Dispatch | Li-ion Battery (4-hr) | PG&E North
126 | Northern_California_Li_Battery_4hr_126 | Contra Costa- Windmaster 230 kV line | CAISO_Li_Battery_4hr_Dispatch | Li-ion Battery (4-hr) | PG&E North
127 | Northern_California_Li_Battery_4hr_127 | Contra Costa- Windmaster 230 kV line | CAISO_Li_Battery_4hr_Dispatch | Li-ion Battery (4-hr) | PG&E North
150 | Northern_California_Li_Battery_4hr_150 | Contra Costa- Windmaster 230 kV line | CAISO_Li_Battery_4hr_Dispatch | Li-ion Battery (4-hr) | PG&E North
155 | Northern_California_Li_Battery_4hr_155 | Contra Costa- Windmaster 230 kV line | CAISO_Li_Battery_4hr_Dispatch | Li-ion Battery (4-hr) | PG&E North
158 | Northern_California_Li_Battery_4hr_158 | Contra Costa- Windmaster 230 kV line | CAISO_Li_Battery_4hr_Dispatch | Li-ion Battery (4-hr) | PG&E North
83 | Northern_California_Li_Battery_8hr_83 | Contra Costa- Windmaster 230 kV line | CAISO_Li_Battery_8hr_Dispatch | Li-ion Battery (8-hr) | PG&E North
85 | Northern_California_Li_Battery_8hr_85 | Contra Costa- Windmaster 230 kV line | CAISO_Li_Battery_8hr_Dispatch | Li-ion Battery (8-hr) | PG&E North
94 | Northern_California_Li_Battery_8hr_94 | Contra Costa- Windmaster 230 kV line | CAISO_Li_Battery_8hr_Dispatch | Li-ion Battery (8-hr) | PG&E North
112 | Northern_California_Li_Battery_8hr_112 | Contra Costa- Windmaster 230 kV line | CAISO_Li_Battery_8hr_Dispatch | Li-ion Battery (8-hr) | PG&E North
126 | Northern_California_Li_Battery_8hr_126 | Contra Costa- Windmaster 230 kV line | CAISO_Li_Battery_8hr_Dispatch | Li-ion Battery (8-hr) | PG&E North
127 | Northern_California_Li_Battery_8hr_127 | Contra Costa- Windmaster 230 kV line | CAISO_Li_Battery_8hr_Dispatch | Li-ion Battery (8-hr) | PG&E North
150 | Northern_California_Li_Battery_8hr_150 | Contra Costa- Windmaster 230 kV line | CAISO_Li_Battery_8hr_Dispatch | Li-ion Battery (8-hr) | PG&E North
155 | Northern_California_Li_Battery_8hr_155 | Contra Costa- Windmaster 230 kV line | CAISO_Li_Battery_8hr_Dispatch | Li-ion Battery (8-hr) | PG&E North
158 | Northern_California_Li_Battery_8hr_158 | Contra Costa- Windmaster 230 kV line | CAISO_Li_Battery_8hr_Dispatch | Li-ion Battery (8-hr) | PG&E North
83 | Northern_California_Solar_83 | Contra Costa- Windmaster 230 kV line | Northern_California_Solar | Solar | PG&E North
85 | Northern_California_Solar_85 | Contra Costa- Windmaster 230 kV line | Northern_California_Solar | Solar | PG&E North
94 | Northern_California_Solar_94 | Contra Costa- Windmaster 230 kV line | Northern_California_Solar | Solar | PG&E North
112 | Northern_California_Solar_112 | Contra Costa- Windmaster 230 kV line | Northern_California_Solar | Solar | PG&E North
126 | Northern_California_Solar_126 | Contra Costa- Windmaster 230 kV line | Northern_California_Solar | Solar | PG&E North
127 | Northern_California_Solar_127 | Contra Costa- Windmaster 230 kV line | Northern_California_Solar | Solar | PG&E North
150 | Northern_California_Solar_150 | Contra Costa- Windmaster 230 kV line | Northern_California_Solar | Solar | PG&E North
155 | Northern_California_Solar_155 | Contra Costa- Windmaster 230 kV line | Northern_California_Solar | Solar | PG&E North
158 | Northern_California_Solar_158 | Contra Costa- Windmaster 230 kV line | Northern_California_Solar | Solar | PG&E North
83 | Northern_California_Wind_83 | Contra Costa- Windmaster 230 kV line | Northern_California_Wind | Wind | PG&E North
85 | Solano_Wind_85 | Contra Costa- Windmaster 230 kV line | Solano_Wind | Wind | PG&E North
94 | Solano_Wind_94 | Contra Costa- Windmaster 230 kV line | Solano_Wind | Wind | PG&E North
126 | Solano_Wind_126 | Contra Costa- Windmaster 230 kV line | Solano_Wind | Wind | PG&E North
156 | Greater_Kramer_Flow_Battery_156 | Control to Inyokern area constraint | CAISO_Flow_Battery_8hr_Dispatch | Flow Battery (8-hr) | SCE North of Lugo
156 | Greater_Kramer_Li_Battery_4hr_156 | Control to Inyokern area constraint | CAISO_Li_Battery_4hr_Dispatch | Li-ion Battery (4-hr) | SCE North of Lugo
156 | Greater_Kramer_Li_Battery_8hr_156 | Control to Inyokern area constraint | CAISO_Li_Battery_8hr_Dispatch | Li-ion Battery (8-hr) | SCE North of Lugo
156 | Greater_Kramer_Solar_156 | Control to Inyokern area constraint | Greater_Kramer_Solar | Solar | SCE North of Lugo
156 | Inyokern_North_Kramer_Geothermal_156 | Control to Inyokern area constraint | Inyokern_North_Kramer_Geothermal | Geothermal | SCE North of Lugo
70 | Northern_California_Flow_Battery_70 | Cortina-Eagle Rock 115 kV line | CAISO_Flow_Battery_8hr_Dispatch | Flow Battery (8-hr) | PG&E North
127 | Northern_California_Flow_Battery_127 | Cortina-Eagle Rock 115 kV line | CAISO_Flow_Battery_8hr_Dispatch | Flow Battery (8-hr) | PG&E North
132 | Northern_California_Flow_Battery_132 | Cortina-Eagle Rock 115 kV line | CAISO_Flow_Battery_8hr_Dispatch | Flow Battery (8-hr) | PG&E North
155 | Northern_California_Flow_Battery_155 | Cortina-Eagle Rock 115 kV line | CAISO_Flow_Battery_8hr_Dispatch | Flow Battery (8-hr) | PG&E North
158 | Northern_California_Flow_Battery_158 | Cortina-Eagle Rock 115 kV line | CAISO_Flow_Battery_8hr_Dispatch | Flow Battery (8-hr) | PG&E North
70 | Northern_California_Li_Battery_4hr_70 | Cortina-Eagle Rock 115 kV line | CAISO_Li_Battery_4hr_Dispatch | Li-ion Battery (4-hr) | PG&E North
127 | Northern_California_Li_Battery_4hr_127 | Cortina-Eagle Rock 115 kV line | CAISO_Li_Battery_4hr_Dispatch | Li-ion Battery (4-hr) | PG&E North
132 | Northern_California_Li_Battery_4hr_132 | Cortina-Eagle Rock 115 kV line | CAISO_Li_Battery_4hr_Dispatch | Li-ion Battery (4-hr) | PG&E North
155 | Northern_California_Li_Battery_4hr_155 | Cortina-Eagle Rock 115 kV line | CAISO_Li_Battery_4hr_Dispatch | Li-ion Battery (4-hr) | PG&E North
158 | Northern_California_Li_Battery_4hr_158 | Cortina-Eagle Rock 115 kV line | CAISO_Li_Battery_4hr_Dispatch | Li-ion Battery (4-hr) | PG&E North
70 | Northern_California_Li_Battery_8hr_70 | Cortina-Eagle Rock 115 kV line | CAISO_Li_Battery_8hr_Dispatch | Li-ion Battery (8-hr) | PG&E North
127 | Northern_California_Li_Battery_8hr_127 | Cortina-Eagle Rock 115 kV line | CAISO_Li_Battery_8hr_Dispatch | Li-ion Battery (8-hr) | PG&E North
132 | Northern_California_Li_Battery_8hr_132 | Cortina-Eagle Rock 115 kV line | CAISO_Li_Battery_8hr_Dispatch | Li-ion Battery (8-hr) | PG&E North
155 | Northern_California_Li_Battery_8hr_155 | Cortina-Eagle Rock 115 kV line | CAISO_Li_Battery_8hr_Dispatch | Li-ion Battery (8-hr) | PG&E North
158 | Northern_California_Li_Battery_8hr_158 | Cortina-Eagle Rock 115 kV line | CAISO_Li_Battery_8hr_Dispatch | Li-ion Battery (8-hr) | PG&E North
70 | Northern_California_Geothermal_70 | Cortina-Eagle Rock 115 kV line | Northern_California_Geothermal | Geothermal | PG&E North
70 | Northern_California_Solar_70 | Cortina-Eagle Rock 115 kV line | Northern_California_Solar | Solar | PG&E North
127 | Northern_California_Solar_127 | Cortina-Eagle Rock 115 kV line | Northern_California_Solar | Solar | PG&E North
132 | Northern_California_Solar_132 | Cortina-Eagle Rock 115 kV line | Northern_California_Solar | Solar | PG&E North
155 | Northern_California_Solar_155 | Cortina-Eagle Rock 115 kV line | Northern_California_Solar | Solar | PG&E North
158 | Northern_California_Solar_158 | Cortina-Eagle Rock 115 kV line | Northern_California_Solar | Solar | PG&E North
140 | Southern_PGAE_Flow_Battery_140 | Dairyland-Chowchilla 115kV Line | CAISO_Flow_Battery_8hr_Dispatch | Flow Battery (8-hr) | PG&E South
151 | Southern_PGAE_Flow_Battery_151 | Dairyland-Chowchilla 115kV Line | CAISO_Flow_Battery_8hr_Dispatch | Flow Battery (8-hr) | PG&E South
154 | Southern_PGAE_Flow_Battery_154 | Dairyland-Chowchilla 115kV Line | CAISO_Flow_Battery_8hr_Dispatch | Flow Battery (8-hr) | PG&E South
161 | Southern_PGAE_Flow_Battery_161 | Dairyland-Chowchilla 115kV Line | CAISO_Flow_Battery_8hr_Dispatch | Flow Battery (8-hr) | PG&E South
162 | Southern_PGAE_Flow_Battery_162 | Dairyland-Chowchilla 115kV Line | CAISO_Flow_Battery_8hr_Dispatch | Flow Battery (8-hr) | PG&E South
163 | Southern_PGAE_Flow_Battery_163 | Dairyland-Chowchilla 115kV Line | CAISO_Flow_Battery_8hr_Dispatch | Flow Battery (8-hr) | PG&E South
164 | Southern_PGAE_Flow_Battery_164 | Dairyland-Chowchilla 115kV Line | CAISO_Flow_Battery_8hr_Dispatch | Flow Battery (8-hr) | PG&E South
165 | Southern_PGAE_Flow_Battery_165 | Dairyland-Chowchilla 115kV Line | CAISO_Flow_Battery_8hr_Dispatch | Flow Battery (8-hr) | PG&E South
166 | Northern_California_Flow_Battery_166 | Dairyland-Chowchilla 115kV Line | CAISO_Flow_Battery_8hr_Dispatch | Flow Battery (8-hr) | PG&E South
168 | Southern_PGAE_Flow_Battery_168 | Dairyland-Chowchilla 115kV Line | CAISO_Flow_Battery_8hr_Dispatch | Flow Battery (8-hr) | PG&E South
169 | Southern_PGAE_Flow_Battery_169 | Dairyland-Chowchilla 115kV Line | CAISO_Flow_Battery_8hr_Dispatch | Flow Battery (8-hr) | PG&E South
170 | Southern_PGAE_Flow_Battery_170 | Dairyland-Chowchilla 115kV Line | CAISO_Flow_Battery_8hr_Dispatch | Flow Battery (8-hr) | PG&E South
174 | Southern_PGAE_Flow_Battery_174 | Dairyland-Chowchilla 115kV Line | CAISO_Flow_Battery_8hr_Dispatch | Flow Battery (8-hr) | PG&E South
176 | Southern_PGAE_Flow_Battery_176 | Dairyland-Chowchilla 115kV Line | CAISO_Flow_Battery_8hr_Dispatch | Flow Battery (8-hr) | PG&E South
140 | Southern_PGAE_Li_Battery_4hr_140 | Dairyland-Chowchilla 115kV Line | CAISO_Li_Battery_4hr_Dispatch | Li-ion Battery (4-hr) | PG&E South
151 | Southern_PGAE_Li_Battery_4hr_151 | Dairyland-Chowchilla 115kV Line | CAISO_Li_Battery_4hr_Dispatch | Li-ion Battery (4-hr) | PG&E South
154 | Southern_PGAE_Li_Battery_4hr_154 | Dairyland-Chowchilla 115kV Line | CAISO_Li_Battery_4hr_Dispatch | Li-ion Battery (4-hr) | PG&E South
161 | Southern_PGAE_Li_Battery_4hr_161 | Dairyland-Chowchilla 115kV Line | CAISO_Li_Battery_4hr_Dispatch | Li-ion Battery (4-hr) | PG&E South
162 | Southern_PGAE_Li_Battery_4hr_162 | Dairyland-Chowchilla 115kV Line | CAISO_Li_Battery_4hr_Dispatch | Li-ion Battery (4-hr) | PG&E South
163 | Southern_PGAE_Li_Battery_4hr_163 | Dairyland-Chowchilla 115kV Line | CAISO_Li_Battery_4hr_Dispatch | Li-ion Battery (4-hr) | PG&E South
164 | Southern_PGAE_Li_Battery_4hr_164 | Dairyland-Chowchilla 115kV Line | CAISO_Li_Battery_4hr_Dispatch | Li-ion Battery (4-hr) | PG&E South
165 | Southern_PGAE_Li_Battery_4hr_165 | Dairyland-Chowchilla 115kV Line | CAISO_Li_Battery_4hr_Dispatch | Li-ion Battery (4-hr) | PG&E South
166 | Northern_California_Li_Battery_4hr_166 | Dairyland-Chowchilla 115kV Line | CAISO_Li_Battery_4hr_Dispatch | Li-ion Battery (4-hr) | PG&E South
168 | Southern_PGAE_Li_Battery_4hr_168 | Dairyland-Chowchilla 115kV Line | CAISO_Li_Battery_4hr_Dispatch | Li-ion Battery (4-hr) | PG&E South
169 | Southern_PGAE_Li_Battery_4hr_169 | Dairyland-Chowchilla 115kV Line | CAISO_Li_Battery_4hr_Dispatch | Li-ion Battery (4-hr) | PG&E South
170 | Southern_PGAE_Li_Battery_4hr_170 | Dairyland-Chowchilla 115kV Line | CAISO_Li_Battery_4hr_Dispatch | Li-ion Battery (4-hr) | PG&E South
174 | Southern_PGAE_Li_Battery_4hr_174 | Dairyland-Chowchilla 115kV Line | CAISO_Li_Battery_4hr_Dispatch | Li-ion Battery (4-hr) | PG&E South
176 | Southern_PGAE_Li_Battery_4hr_176 | Dairyland-Chowchilla 115kV Line | CAISO_Li_Battery_4hr_Dispatch | Li-ion Battery (4-hr) | PG&E South
140 | Southern_PGAE_Li_Battery_8hr_140 | Dairyland-Chowchilla 115kV Line | CAISO_Li_Battery_8hr_Dispatch | Li-ion Battery (8-hr) | PG&E South
151 | Southern_PGAE_Li_Battery_8hr_151 | Dairyland-Chowchilla 115kV Line | CAISO_Li_Battery_8hr_Dispatch | Li-ion Battery (8-hr) | PG&E South
154 | Southern_PGAE_Li_Battery_8hr_154 | Dairyland-Chowchilla 115kV Line | CAISO_Li_Battery_8hr_Dispatch | Li-ion Battery (8-hr) | PG&E South
161 | Southern_PGAE_Li_Battery_8hr_161 | Dairyland-Chowchilla 115kV Line | CAISO_Li_Battery_8hr_Dispatch | Li-ion Battery (8-hr) | PG&E South
162 | Southern_PGAE_Li_Battery_8hr_162 | Dairyland-Chowchilla 115kV Line | CAISO_Li_Battery_8hr_Dispatch | Li-ion Battery (8-hr) | PG&E South
163 | Southern_PGAE_Li_Battery_8hr_163 | Dairyland-Chowchilla 115kV Line | CAISO_Li_Battery_8hr_Dispatch | Li-ion Battery (8-hr) | PG&E South
164 | Southern_PGAE_Li_Battery_8hr_164 | Dairyland-Chowchilla 115kV Line | CAISO_Li_Battery_8hr_Dispatch | Li-ion Battery (8-hr) | PG&E South
165 | Southern_PGAE_Li_Battery_8hr_165 | Dairyland-Chowchilla 115kV Line | CAISO_Li_Battery_8hr_Dispatch | Li-ion Battery (8-hr) | PG&E South
166 | Northern_California_Li_Battery_8hr_166 | Dairyland-Chowchilla 115kV Line | CAISO_Li_Battery_8hr_Dispatch | Li-ion Battery (8-hr) | PG&E South
168 | Southern_PGAE_Li_Battery_8hr_168 | Dairyland-Chowchilla 115kV Line | CAISO_Li_Battery_8hr_Dispatch | Li-ion Battery (8-hr) | PG&E South
169 | Southern_PGAE_Li_Battery_8hr_169 | Dairyland-Chowchilla 115kV Line | CAISO_Li_Battery_8hr_Dispatch | Li-ion Battery (8-hr) | PG&E South
170 | Southern_PGAE_Li_Battery_8hr_170 | Dairyland-Chowchilla 115kV Line | CAISO_Li_Battery_8hr_Dispatch | Li-ion Battery (8-hr) | PG&E South
174 | Southern_PGAE_Li_Battery_8hr_174 | Dairyland-Chowchilla 115kV Line | CAISO_Li_Battery_8hr_Dispatch | Li-ion Battery (8-hr) | PG&E South
176 | Southern_PGAE_Li_Battery_8hr_176 | Dairyland-Chowchilla 115kV Line | CAISO_Li_Battery_8hr_Dispatch | Li-ion Battery (8-hr) | PG&E South
154 | Central_Valley_North_Los_Banos_Wind_154 | Dairyland-Chowchilla 115kV Line | Central_Valley_North_Los_Banos_Wind | Wind | PG&E South
162 | Central_Valley_North_Los_Banos_Wind_162 | Dairyland-Chowchilla 115kV Line | Central_Valley_North_Los_Banos_Wind | Wind | PG&E South
166 | Northern_California_Solar_166 | Dairyland-Chowchilla 115kV Line | Northern_California_Solar | Solar | PG&E South
140 | Southern_PGAE_Solar_140 | Dairyland-Chowchilla 115kV Line | Southern_PGAE_Solar | Solar | PG&E South
151 | Southern_PGAE_Solar_151 | Dairyland-Chowchilla 115kV Line | Southern_PGAE_Solar | Solar | PG&E South
154 | Southern_PGAE_Solar_154 | Dairyland-Chowchilla 115kV Line | Southern_PGAE_Solar | Solar | PG&E South
161 | Southern_PGAE_Solar_161 | Dairyland-Chowchilla 115kV Line | Southern_PGAE_Solar | Solar | PG&E South
162 | Southern_PGAE_Solar_162 | Dairyland-Chowchilla 115kV Line | Southern_PGAE_Solar | Solar | PG&E South
163 | Southern_PGAE_Solar_163 | Dairyland-Chowchilla 115kV Line | Southern_PGAE_Solar | Solar | PG&E South
164 | Southern_PGAE_Solar_164 | Dairyland-Chowchilla 115kV Line | Southern_PGAE_Solar | Solar | PG&E South
165 | Southern_PGAE_Solar_165 | Dairyland-Chowchilla 115kV Line | Southern_PGAE_Solar | Solar | PG&E South
168 | Southern_PGAE_Solar_168 | Dairyland-Chowchilla 115kV Line | Southern_PGAE_Solar | Solar | PG&E South
169 | Southern_PGAE_Solar_169 | Dairyland-Chowchilla 115kV Line | Southern_PGAE_Solar | Solar | PG&E South
170 | Southern_PGAE_Solar_170 | Dairyland-Chowchilla 115kV Line | Southern_PGAE_Solar | Solar | PG&E South
174 | Southern_PGAE_Solar_174 | Dairyland-Chowchilla 115kV Line | Southern_PGAE_Solar | Solar | PG&E South
176 | Southern_PGAE_Solar_176 | Dairyland-Chowchilla 115kV Line | Southern_PGAE_Solar | Solar | PG&E South
62 | Arizona_Solar_62 | DCRT Constraint | Arizona_Solar | Solar | SCE Eastern
77 | Arizona_Solar_77 | DCRT Constraint | Arizona_Solar | Solar | SCE Eastern
62 | Arizona_Flow_Battery_62 | DCRT Constraint | CAISO_Flow_Battery_8hr_Dispatch | Flow Battery (8-hr) | SCE Eastern
77 | Arizona_Flow_Battery_77 | DCRT Constraint | CAISO_Flow_Battery_8hr_Dispatch | Flow Battery (8-hr) | SCE Eastern
62 | Arizona_Li_Battery_4hr_62 | DCRT Constraint | CAISO_Li_Battery_4hr_Dispatch | Li-ion Battery (4-hr) | SCE Eastern
77 | Arizona_Li_Battery_4hr_77 | DCRT Constraint | CAISO_Li_Battery_4hr_Dispatch | Li-ion Battery (4-hr) | SCE Eastern
62 | Arizona_Li_Battery_8hr_62 | DCRT Constraint | CAISO_Li_Battery_8hr_Dispatch | Li-ion Battery (8-hr) | SCE Eastern
77 | Arizona_Li_Battery_8hr_77 | DCRT Constraint | CAISO_Li_Battery_8hr_Dispatch | Li-ion Battery (8-hr) | SCE Eastern
30 | Greater_LA_Flow_Battery_30 | Del Amo - Barre Area Constraint | CAISO_Flow_Battery_8hr_Dispatch | Flow Battery (8-hr) | SCE Metro
30 | Greater_LA_Li_Battery_4hr_30 | Del Amo - Barre Area Constraint | CAISO_Li_Battery_4hr_Dispatch | Li-ion Battery (4-hr) | SCE Metro
30 | Greater_LA_Li_Battery_8hr_30 | Del Amo - Barre Area Constraint | CAISO_Li_Battery_8hr_Dispatch | Li-ion Battery (8-hr) | SCE Metro
30 | Greater_LA_Solar_30 | Del Amo - Barre Area Constraint | Greater_LA_Solar | Solar | SCE Metro
9999 | Del_Norte_Offshore_Wind_Asset | Del Norte Offshore Wind Line | Del_Norte_Offshore_Wind | Offshore Wind
55 | Arizona_Solar_55 | Devers-Red Bluff Constraint | Arizona_Solar | Solar | SCE Eastern
62 | Arizona_Solar_62 | Devers-Red Bluff Constraint | Arizona_Solar | Solar | SCE Eastern
77 | Arizona_Solar_77 | Devers-Red Bluff Constraint | Arizona_Solar | Solar | SCE Eastern
90 | Arizona_Solar_90 | Devers-Red Bluff Constraint | Arizona_Solar | Solar | SCE Eastern
133 | Baja_California_Wind_133 | Devers-Red Bluff Constraint | Baja_California_Wind | Wind | SCE Eastern
19 | Southern_NV_Eldorado_Flow_Battery_19 | Devers-Red Bluff Constraint | CAISO_Flow_Battery_8hr_Dispatch | Flow Battery (8-hr) | SCE Eastern
40 | Southern_NV_Eldorado_Flow_Battery_40 | Devers-Red Bluff Constraint | CAISO_Flow_Battery_8hr_Dispatch | Flow Battery (8-hr) | SCE Eastern
55 | Arizona_Flow_Battery_55 | Devers-Red Bluff Constraint | CAISO_Flow_Battery_8hr_Dispatch | Flow Battery (8-hr) | SCE Eastern
62 | Arizona_Flow_Battery_62 | Devers-Red Bluff Constraint | CAISO_Flow_Battery_8hr_Dispatch | Flow Battery (8-hr) | SCE Eastern
63 | Greater_Imperial_Flow_Battery_63 | Devers-Red Bluff Constraint | CAISO_Flow_Battery_8hr_Dispatch | Flow Battery (8-hr) | SCE Eastern
77 | Arizona_Flow_Battery_77 | Devers-Red Bluff Constraint | CAISO_Flow_Battery_8hr_Dispatch | Flow Battery (8-hr) | SCE Eastern
90 | Arizona_Flow_Battery_90 | Devers-Red Bluff Constraint | CAISO_Flow_Battery_8hr_Dispatch | Flow Battery (8-hr) | SCE Eastern
107 | Greater_Imperial_Flow_Battery_107 | Devers-Red Bluff Constraint | CAISO_Flow_Battery_8hr_Dispatch | Flow Battery (8-hr) | SCE Eastern
133 | Greater_Imperial_Flow_Battery_133 | Devers-Red Bluff Constraint | CAISO_Flow_Battery_8hr_Dispatch | Flow Battery (8-hr) | SCE Eastern
19 | Southern_NV_Eldorado_Li_Battery_4hr_19 | Devers-Red Bluff Constraint | CAISO_Li_Battery_4hr_Dispatch | Li-ion Battery (4-hr) | SCE Eastern
40 | Southern_NV_Eldorado_Li_Battery_4hr_40 | Devers-Red Bluff Constraint | CAISO_Li_Battery_4hr_Dispatch | Li-ion Battery (4-hr) | SCE Eastern
55 | Arizona_Li_Battery_4hr_55 | Devers-Red Bluff Constraint | CAISO_Li_Battery_4hr_Dispatch | Li-ion Battery (4-hr) | SCE Eastern
62 | Arizona_Li_Battery_4hr_62 | Devers-Red Bluff Constraint | CAISO_Li_Battery_4hr_Dispatch | Li-ion Battery (4-hr) | SCE Eastern
63 | Greater_Imperial_Li_Battery_4hr_63 | Devers-Red Bluff Constraint | CAISO_Li_Battery_4hr_Dispatch | Li-ion Battery (4-hr) | SCE Eastern
77 | Arizona_Li_Battery_4hr_77 | Devers-Red Bluff Constraint | CAISO_Li_Battery_4hr_Dispatch | Li-ion Battery (4-hr) | SCE Eastern
90 | Arizona_Li_Battery_4hr_90 | Devers-Red Bluff Constraint | CAISO_Li_Battery_4hr_Dispatch | Li-ion Battery (4-hr) | SCE Eastern
107 | Greater_Imperial_Li_Battery_4hr_107 | Devers-Red Bluff Constraint | CAISO_Li_Battery_4hr_Dispatch | Li-ion Battery (4-hr) | SCE Eastern
133 | Greater_Imperial_Li_Battery_4hr_133 | Devers-Red Bluff Constraint | CAISO_Li_Battery_4hr_Dispatch | Li-ion Battery (4-hr) | SCE Eastern
19 | Southern_NV_Eldorado_Li_Battery_8hr_19 | Devers-Red Bluff Constraint | CAISO_Li_Battery_8hr_Dispatch | Li-ion Battery (8-hr) | SCE Eastern
40 | Southern_NV_Eldorado_Li_Battery_8hr_40 | Devers-Red Bluff Constraint | CAISO_Li_Battery_8hr_Dispatch | Li-ion Battery (8-hr) | SCE Eastern
55 | Arizona_Li_Battery_8hr_55 | Devers-Red Bluff Constraint | CAISO_Li_Battery_8hr_Dispatch | Li-ion Battery (8-hr) | SCE Eastern
62 | Arizona_Li_Battery_8hr_62 | Devers-Red Bluff Constraint | CAISO_Li_Battery_8hr_Dispatch | Li-ion Battery (8-hr) | SCE Eastern
63 | Greater_Imperial_Li_Battery_8hr_63 | Devers-Red Bluff Constraint | CAISO_Li_Battery_8hr_Dispatch | Li-ion Battery (8-hr) | SCE Eastern
77 | Arizona_Li_Battery_8hr_77 | Devers-Red Bluff Constraint | CAISO_Li_Battery_8hr_Dispatch | Li-ion Battery (8-hr) | SCE Eastern
90 | Arizona_Li_Battery_8hr_90 | Devers-Red Bluff Constraint | CAISO_Li_Battery_8hr_Dispatch | Li-ion Battery (8-hr) | SCE Eastern
107 | Greater_Imperial_Li_Battery_8hr_107 | Devers-Red Bluff Constraint | CAISO_Li_Battery_8hr_Dispatch | Li-ion Battery (8-hr) | SCE Eastern
133 | Greater_Imperial_Li_Battery_8hr_133 | Devers-Red Bluff Constraint | CAISO_Li_Battery_8hr_Dispatch | Li-ion Battery (8-hr) | SCE Eastern
63 | Greater_Imperial_Geothermal_63 | Devers-Red Bluff Constraint | Greater_Imperial_Geothermal | Geothermal | SCE Eastern
63 | Greater_Imperial_Solar_63 | Devers-Red Bluff Constraint | Greater_Imperial_Solar | Solar | SCE Eastern
107 | Greater_Imperial_Solar_107 | Devers-Red Bluff Constraint | Greater_Imperial_Solar | Solar | SCE Eastern
133 | Greater_Imperial_Solar_133 | Devers-Red Bluff Constraint | Greater_Imperial_Solar | Solar | SCE Eastern
19 | Idaho_Wind_19 | Devers-Red Bluff Constraint | Idaho_Wind | Non-CAISO Wind | SCE Eastern
55 | New_Mexico_Wind_55 | Devers-Red Bluff Constraint | New_Mexico_Wind | Non-CAISO Wind | SCE Eastern
19 | Northern_Nevada_Geothermal_19 | Devers-Red Bluff Constraint | Northern_Nevada_Geothermal | Non-CAISO Geothermal | SCE Eastern
19 | Southern_NV_Eldorado_Solar_19 | Devers-Red Bluff Constraint | Southern_NV_Eldorado_Solar | Solar | SCE Eastern
40 | Southern_NV_Eldorado_Solar_40 | Devers-Red Bluff Constraint | Southern_NV_Eldorado_Solar | Solar | SCE Eastern
19 | Utah_Geothermal_19 | Devers-Red Bluff Constraint | Utah_Geothermal | Non-CAISO Geothermal | SCE Eastern
19 | Utah_Wind_19 | Devers-Red Bluff Constraint | Utah_Wind | Non-CAISO Wind | SCE Eastern
19 | Wyoming_Wind_19 | Devers-Red Bluff Constraint | Wyoming_Wind | Non-CAISO Wind | SCE Eastern
72 | Southern_PGAE_Flow_Battery_72 | Dos Amigos-Los Banos 230kV line | CAISO_Flow_Battery_8hr_Dispatch | Flow Battery (8-hr) | PG&E South
124 | Southern_PGAE_Flow_Battery_124 | Dos Amigos-Los Banos 230kV line | CAISO_Flow_Battery_8hr_Dispatch | Flow Battery (8-hr) | PG&E South
139 | Southern_PGAE_Flow_Battery_139 | Dos Amigos-Los Banos 230kV line | CAISO_Flow_Battery_8hr_Dispatch | Flow Battery (8-hr) | PG&E South
140 | Southern_PGAE_Flow_Battery_140 | Dos Amigos-Los Banos 230kV line | CAISO_Flow_Battery_8hr_Dispatch | Flow Battery (8-hr) | PG&E South
151 | Southern_PGAE_Flow_Battery_151 | Dos Amigos-Los Banos 230kV line | CAISO_Flow_Battery_8hr_Dispatch | Flow Battery (8-hr) | PG&E South
154 | Southern_PGAE_Flow_Battery_154 | Dos Amigos-Los Banos 230kV line | CAISO_Flow_Battery_8hr_Dispatch | Flow Battery (8-hr) | PG&E South
161 | Southern_PGAE_Flow_Battery_161 | Dos Amigos-Los Banos 230kV line | CAISO_Flow_Battery_8hr_Dispatch | Flow Battery (8-hr) | PG&E South
162 | Southern_PGAE_Flow_Battery_162 | Dos Amigos-Los Banos 230kV line | CAISO_Flow_Battery_8hr_Dispatch | Flow Battery (8-hr) | PG&E South
164 | Southern_PGAE_Flow_Battery_164 | Dos Amigos-Los Banos 230kV line | CAISO_Flow_Battery_8hr_Dispatch | Flow Battery (8-hr) | PG&E South
165 | Southern_PGAE_Flow_Battery_165 | Dos Amigos-Los Banos 230kV line | CAISO_Flow_Battery_8hr_Dispatch | Flow Battery (8-hr) | PG&E South
168 | Southern_PGAE_Flow_Battery_168 | Dos Amigos-Los Banos 230kV line | CAISO_Flow_Battery_8hr_Dispatch | Flow Battery (8-hr) | PG&E South
169 | Southern_PGAE_Flow_Battery_169 | Dos Amigos-Los Banos 230kV line | CAISO_Flow_Battery_8hr_Dispatch | Flow Battery (8-hr) | PG&E South
170 | Southern_PGAE_Flow_Battery_170 | Dos Amigos-Los Banos 230kV line | CAISO_Flow_Battery_8hr_Dispatch | Flow Battery (8-hr) | PG&E South
174 | Southern_PGAE_Flow_Battery_174 | Dos Amigos-Los Banos 230kV line | CAISO_Flow_Battery_8hr_Dispatch | Flow Battery (8-hr) | PG&E South
176 | Southern_PGAE_Flow_Battery_176 | Dos Amigos-Los Banos 230kV line | CAISO_Flow_Battery_8hr_Dispatch | Flow Battery (8-hr) | PG&E South
72 | Southern_PGAE_Li_Battery_4hr_72 | Dos Amigos-Los Banos 230kV line | CAISO_Li_Battery_4hr_Dispatch | Li-ion Battery (4-hr) | PG&E South
124 | Southern_PGAE_Li_Battery_4hr_124 | Dos Amigos-Los Banos 230kV line | CAISO_Li_Battery_4hr_Dispatch | Li-ion Battery (4-hr) | PG&E South
139 | Southern_PGAE_Li_Battery_4hr_139 | Dos Amigos-Los Banos 230kV line | CAISO_Li_Battery_4hr_Dispatch | Li-ion Battery (4-hr) | PG&E South
140 | Southern_PGAE_Li_Battery_4hr_140 | Dos Amigos-Los Banos 230kV line | CAISO_Li_Battery_4hr_Dispatch | Li-ion Battery (4-hr) | PG&E South
151 | Southern_PGAE_Li_Battery_4hr_151 | Dos Amigos-Los Banos 230kV line | CAISO_Li_Battery_4hr_Dispatch | Li-ion Battery (4-hr) | PG&E South
154 | Southern_PGAE_Li_Battery_4hr_154 | Dos Amigos-Los Banos 230kV line | CAISO_Li_Battery_4hr_Dispatch | Li-ion Battery (4-hr) | PG&E South
161 | Southern_PGAE_Li_Battery_4hr_161 | Dos Amigos-Los Banos 230kV line | CAISO_Li_Battery_4hr_Dispatch | Li-ion Battery (4-hr) | PG&E South
162 | Southern_PGAE_Li_Battery_4hr_162 | Dos Amigos-Los Banos 230kV line | CAISO_Li_Battery_4hr_Dispatch | Li-ion Battery (4-hr) | PG&E South
164 | Southern_PGAE_Li_Battery_4hr_164 | Dos Amigos-Los Banos 230kV line | CAISO_Li_Battery_4hr_Dispatch | Li-ion Battery (4-hr) | PG&E South
165 | Southern_PGAE_Li_Battery_4hr_165 | Dos Amigos-Los Banos 230kV line | CAISO_Li_Battery_4hr_Dispatch | Li-ion Battery (4-hr) | PG&E South
168 | Southern_PGAE_Li_Battery_4hr_168 | Dos Amigos-Los Banos 230kV line | CAISO_Li_Battery_4hr_Dispatch | Li-ion Battery (4-hr) | PG&E South
169 | Southern_PGAE_Li_Battery_4hr_169 | Dos Amigos-Los Banos 230kV line | CAISO_Li_Battery_4hr_Dispatch | Li-ion Battery (4-hr) | PG&E South
170 | Southern_PGAE_Li_Battery_4hr_170 | Dos Amigos-Los Banos 230kV line | CAISO_Li_Battery_4hr_Dispatch | Li-ion Battery (4-hr) | PG&E South
174 | Southern_PGAE_Li_Battery_4hr_174 | Dos Amigos-Los Banos 230kV line | CAISO_Li_Battery_4hr_Dispatch | Li-ion Battery (4-hr) | PG&E South
176 | Southern_PGAE_Li_Battery_4hr_176 | Dos Amigos-Los Banos 230kV line | CAISO_Li_Battery_4hr_Dispatch | Li-ion Battery (4-hr) | PG&E South
72 | Southern_PGAE_Li_Battery_8hr_72 | Dos Amigos-Los Banos 230kV line | CAISO_Li_Battery_8hr_Dispatch | Li-ion Battery (8-hr) | PG&E South
124 | Southern_PGAE_Li_Battery_8hr_124 | Dos Amigos-Los Banos 230kV line | CAISO_Li_Battery_8hr_Dispatch | Li-ion Battery (8-hr) | PG&E South
139 | Southern_PGAE_Li_Battery_8hr_139 | Dos Amigos-Los Banos 230kV line | CAISO_Li_Battery_8hr_Dispatch | Li-ion Battery (8-hr) | PG&E South
140 | Southern_PGAE_Li_Battery_8hr_140 | Dos Amigos-Los Banos 230kV line | CAISO_Li_Battery_8hr_Dispatch | Li-ion Battery (8-hr) | PG&E South
151 | Southern_PGAE_Li_Battery_8hr_151 | Dos Amigos-Los Banos 230kV line | CAISO_Li_Battery_8hr_Dispatch | Li-ion Battery (8-hr) | PG&E South
154 | Southern_PGAE_Li_Battery_8hr_154 | Dos Amigos-Los Banos 230kV line | CAISO_Li_Battery_8hr_Dispatch | Li-ion Battery (8-hr) | PG&E South
161 | Southern_PGAE_Li_Battery_8hr_161 | Dos Amigos-Los Banos 230kV line | CAISO_Li_Battery_8hr_Dispatch | Li-ion Battery (8-hr) | PG&E South
162 | Southern_PGAE_Li_Battery_8hr_162 | Dos Amigos-Los Banos 230kV line | CAISO_Li_Battery_8hr_Dispatch | Li-ion Battery (8-hr) | PG&E South
164 | Southern_PGAE_Li_Battery_8hr_164 | Dos Amigos-Los Banos 230kV line | CAISO_Li_Battery_8hr_Dispatch | Li-ion Battery (8-hr) | PG&E South
165 | Southern_PGAE_Li_Battery_8hr_165 | Dos Amigos-Los Banos 230kV line | CAISO_Li_Battery_8hr_Dispatch | Li-ion Battery (8-hr) | PG&E South
168 | Southern_PGAE_Li_Battery_8hr_168 | Dos Amigos-Los Banos 230kV line | CAISO_Li_Battery_8hr_Dispatch | Li-ion Battery (8-hr) | PG&E South
169 | Southern_PGAE_Li_Battery_8hr_169 | Dos Amigos-Los Banos 230kV line | CAISO_Li_Battery_8hr_Dispatch | Li-ion Battery (8-hr) | PG&E South
170 | Southern_PGAE_Li_Battery_8hr_170 | Dos Amigos-Los Banos 230kV line | CAISO_Li_Battery_8hr_Dispatch | Li-ion Battery (8-hr) | PG&E South
174 | Southern_PGAE_Li_Battery_8hr_174 | Dos Amigos-Los Banos 230kV line | CAISO_Li_Battery_8hr_Dispatch | Li-ion Battery (8-hr) | PG&E South
176 | Southern_PGAE_Li_Battery_8hr_176 | Dos Amigos-Los Banos 230kV line | CAISO_Li_Battery_8hr_Dispatch | Li-ion Battery (8-hr) | PG&E South
154 | Central_Valley_North_Los_Banos_Wind_154 | Dos Amigos-Los Banos 230kV line | Central_Valley_North_Los_Banos_Wind | Wind | PG&E South
162 | Central_Valley_North_Los_Banos_Wind_162 | Dos Amigos-Los Banos 230kV line | Central_Valley_North_Los_Banos_Wind | Wind | PG&E South
72 | Southern_PGAE_Solar_72 | Dos Amigos-Los Banos 230kV line | Southern_PGAE_Solar | Solar | PG&E South
124 | Southern_PGAE_Solar_124 | Dos Amigos-Los Banos 230kV line | Southern_PGAE_Solar | Solar | PG&E South
139 | Southern_PGAE_Solar_139 | Dos Amigos-Los Banos 230kV line | Southern_PGAE_Solar | Solar | PG&E South
140 | Southern_PGAE_Solar_140 | Dos Amigos-Los Banos 230kV line | Southern_PGAE_Solar | Solar | PG&E South
151 | Southern_PGAE_Solar_151 | Dos Amigos-Los Banos 230kV line | Southern_PGAE_Solar | Solar | PG&E South
154 | Southern_PGAE_Solar_154 | Dos Amigos-Los Banos 230kV line | Southern_PGAE_Solar | Solar | PG&E South
161 | Southern_PGAE_Solar_161 | Dos Amigos-Los Banos 230kV line | Southern_PGAE_Solar | Solar | PG&E South
162 | Southern_PGAE_Solar_162 | Dos Amigos-Los Banos 230kV line | Southern_PGAE_Solar | Solar | PG&E South
164 | Southern_PGAE_Solar_164 | Dos Amigos-Los Banos 230kV line | Southern_PGAE_Solar | Solar | PG&E South
165 | Southern_PGAE_Solar_165 | Dos Amigos-Los Banos 230kV line | Southern_PGAE_Solar | Solar | PG&E South
168 | Southern_PGAE_Solar_168 | Dos Amigos-Los Banos 230kV line | Southern_PGAE_Solar | Solar | PG&E South
169 | Southern_PGAE_Solar_169 | Dos Amigos-Los Banos 230kV line | Southern_PGAE_Solar | Solar | PG&E South
170 | Southern_PGAE_Solar_170 | Dos Amigos-Los Banos 230kV line | Southern_PGAE_Solar | Solar | PG&E South
174 | Southern_PGAE_Solar_174 | Dos Amigos-Los Banos 230kV line | Southern_PGAE_Solar | Solar | PG&E South
176 | Southern_PGAE_Solar_176 | Dos Amigos-Los Banos 230kV line | Southern_PGAE_Solar | Solar | PG&E South
44 | Northern_California_Flow_Battery_44 | Dumbarton-Newark 115 kV line | CAISO_Flow_Battery_8hr_Dispatch | Flow Battery (8-hr) | PG&E North
121 | Northern_California_Flow_Battery_121 | Dumbarton-Newark 115 kV line | CAISO_Flow_Battery_8hr_Dispatch | Flow Battery (8-hr) | PG&E North
44 | Northern_California_Li_Battery_4hr_44 | Dumbarton-Newark 115 kV line | CAISO_Li_Battery_4hr_Dispatch | Li-ion Battery (4-hr) | PG&E North
121 | Northern_California_Li_Battery_4hr_121 | Dumbarton-Newark 115 kV line | CAISO_Li_Battery_4hr_Dispatch | Li-ion Battery (4-hr) | PG&E North
44 | Northern_California_Li_Battery_8hr_44 | Dumbarton-Newark 115 kV line | CAISO_Li_Battery_8hr_Dispatch | Li-ion Battery (8-hr) | PG&E North
121 | Northern_California_Li_Battery_8hr_121 | Dumbarton-Newark 115 kV line | CAISO_Li_Battery_8hr_Dispatch | Li-ion Battery (8-hr) | PG&E North
44 | Northern_California_Solar_44 | Dumbarton-Newark 115 kV line | Northern_California_Solar | Solar | PG&E North
121 | Northern_California_Solar_121 | Dumbarton-Newark 115 kV line | Northern_California_Solar | Solar | PG&E North
48 | Arizona_Solar_48 | East of Miguel constraint | Arizona_Solar | Solar | SCE Eastern
55 | Arizona_Solar_55 | East of Miguel constraint | Arizona_Solar | Solar | SCE Eastern
90 | Arizona_Solar_90 | East of Miguel constraint | Arizona_Solar | Solar | SCE Eastern
133 | Baja_California_Wind_133 | East of Miguel constraint | Baja_California_Wind | Wind | SCE Eastern
48 | Arizona_Flow_Battery_48 | East of Miguel constraint | CAISO_Flow_Battery_8hr_Dispatch | Flow Battery (8-hr) | SCE Eastern
55 | Arizona_Flow_Battery_55 | East of Miguel constraint | CAISO_Flow_Battery_8hr_Dispatch | Flow Battery (8-hr) | SCE Eastern
90 | Arizona_Flow_Battery_90 | East of Miguel constraint | CAISO_Flow_Battery_8hr_Dispatch | Flow Battery (8-hr) | SCE Eastern
107 | Greater_Imperial_Flow_Battery_107 | East of Miguel constraint | CAISO_Flow_Battery_8hr_Dispatch | Flow Battery (8-hr) | SCE Eastern
133 | Greater_Imperial_Flow_Battery_133 | East of Miguel constraint | CAISO_Flow_Battery_8hr_Dispatch | Flow Battery (8-hr) | SCE Eastern
48 | Arizona_Li_Battery_4hr_48 | East of Miguel constraint | CAISO_Li_Battery_4hr_Dispatch | Li-ion Battery (4-hr) | SCE Eastern
55 | Arizona_Li_Battery_4hr_55 | East of Miguel constraint | CAISO_Li_Battery_4hr_Dispatch | Li-ion Battery (4-hr) | SCE Eastern
90 | Arizona_Li_Battery_4hr_90 | East of Miguel constraint | CAISO_Li_Battery_4hr_Dispatch | Li-ion Battery (4-hr) | SCE Eastern
107 | Greater_Imperial_Li_Battery_4hr_107 | East of Miguel constraint | CAISO_Li_Battery_4hr_Dispatch | Li-ion Battery (4-hr) | SCE Eastern
133 | Greater_Imperial_Li_Battery_4hr_133 | East of Miguel constraint | CAISO_Li_Battery_4hr_Dispatch | Li-ion Battery (4-hr) | SCE Eastern
48 | Arizona_Li_Battery_8hr_48 | East of Miguel constraint | CAISO_Li_Battery_8hr_Dispatch | Li-ion Battery (8-hr) | SCE Eastern
55 | Arizona_Li_Battery_8hr_55 | East of Miguel constraint | CAISO_Li_Battery_8hr_Dispatch | Li-ion Battery (8-hr) | SCE Eastern
90 | Arizona_Li_Battery_8hr_90 | East of Miguel constraint | CAISO_Li_Battery_8hr_Dispatch | Li-ion Battery (8-hr) | SCE Eastern
107 | Greater_Imperial_Li_Battery_8hr_107 | East of Miguel constraint | CAISO_Li_Battery_8hr_Dispatch | Li-ion Battery (8-hr) | SCE Eastern
133 | Greater_Imperial_Li_Battery_8hr_133 | East of Miguel constraint | CAISO_Li_Battery_8hr_Dispatch | Li-ion Battery (8-hr) | SCE Eastern
107 | Greater_Imperial_Solar_107 | East of Miguel constraint | Greater_Imperial_Solar | Solar | SCE Eastern
133 | Greater_Imperial_Solar_133 | East of Miguel constraint | Greater_Imperial_Solar | Solar | SCE Eastern
29 | Northern_California_Flow_Battery_29 | Eastshore-San Mateo 230 kV line | CAISO_Flow_Battery_8hr_Dispatch | Flow Battery (8-hr) | PG&E North
29 | Northern_California_Li_Battery_4hr_29 | Eastshore-San Mateo 230 kV line | CAISO_Li_Battery_4hr_Dispatch | Li-ion Battery (4-hr) | PG&E North
29 | Northern_California_Li_Battery_8hr_29 | Eastshore-San Mateo 230 kV line | CAISO_Li_Battery_8hr_Dispatch | Li-ion Battery (8-hr) | PG&E North
29 | Northern_California_Solar_29 | Eastshore-San Mateo 230 kV line | Northern_California_Solar | Solar | PG&E North
92 | Northern_California_Flow_Battery_92 | Eight Mile-Tesla 230 kV line | CAISO_Flow_Battery_8hr_Dispatch | Flow Battery (8-hr) | PG&E North
114 | Northern_California_Flow_Battery_114 | Eight Mile-Tesla 230 kV line | CAISO_Flow_Battery_8hr_Dispatch | Flow Battery (8-hr) | PG&E North
122 | Northern_California_Flow_Battery_122 | Eight Mile-Tesla 230 kV line | CAISO_Flow_Battery_8hr_Dispatch | Flow Battery (8-hr) | PG&E North
138 | Northern_California_Flow_Battery_138 | Eight Mile-Tesla 230 kV line | CAISO_Flow_Battery_8hr_Dispatch | Flow Battery (8-hr) | PG&E North
141 | Northern_California_Flow_Battery_141 | Eight Mile-Tesla 230 kV line | CAISO_Flow_Battery_8hr_Dispatch | Flow Battery (8-hr) | PG&E North
144 | Northern_California_Flow_Battery_144 | Eight Mile-Tesla 230 kV line | CAISO_Flow_Battery_8hr_Dispatch | Flow Battery (8-hr) | PG&E North
149 | Northern_California_Flow_Battery_149 | Eight Mile-Tesla 230 kV line | CAISO_Flow_Battery_8hr_Dispatch | Flow Battery (8-hr) | PG&E North
157 | Northern_California_Flow_Battery_157 | Eight Mile-Tesla 230 kV line | CAISO_Flow_Battery_8hr_Dispatch | Flow Battery (8-hr) | PG&E North
159 | Northern_California_Flow_Battery_159 | Eight Mile-Tesla 230 kV line | CAISO_Flow_Battery_8hr_Dispatch | Flow Battery (8-hr) | PG&E North
163 | Southern_PGAE_Flow_Battery_163 | Eight Mile-Tesla 230 kV line | CAISO_Flow_Battery_8hr_Dispatch | Flow Battery (8-hr) | PG&E North
166 | Northern_California_Flow_Battery_166 | Eight Mile-Tesla 230 kV line | CAISO_Flow_Battery_8hr_Dispatch | Flow Battery (8-hr) | PG&E North
172 | Northern_California_Flow_Battery_172 | Eight Mile-Tesla 230 kV line | CAISO_Flow_Battery_8hr_Dispatch | Flow Battery (8-hr) | PG&E North
179 | Northern_California_Flow_Battery_179 | Eight Mile-Tesla 230 kV line | CAISO_Flow_Battery_8hr_Dispatch | Flow Battery (8-hr) | PG&E North
92 | Northern_California_Li_Battery_4hr_92 | Eight Mile-Tesla 230 kV line | CAISO_Li_Battery_4hr_Dispatch | Li-ion Battery (4-hr) | PG&E North
114 | Northern_California_Li_Battery_4hr_114 | Eight Mile-Tesla 230 kV line | CAISO_Li_Battery_4hr_Dispatch | Li-ion Battery (4-hr) | PG&E North
122 | Northern_California_Li_Battery_4hr_122 | Eight Mile-Tesla 230 kV line | CAISO_Li_Battery_4hr_Dispatch | Li-ion Battery (4-hr) | PG&E North
138 | Northern_California_Li_Battery_4hr_138 | Eight Mile-Tesla 230 kV line | CAISO_Li_Battery_4hr_Dispatch | Li-ion Battery (4-hr) | PG&E North
141 | Northern_California_Li_Battery_4hr_141 | Eight Mile-Tesla 230 kV line | CAISO_Li_Battery_4hr_Dispatch | Li-ion Battery (4-hr) | PG&E North
144 | Northern_California_Li_Battery_4hr_144 | Eight Mile-Tesla 230 kV line | CAISO_Li_Battery_4hr_Dispatch | Li-ion Battery (4-hr) | PG&E North
149 | Northern_California_Li_Battery_4hr_149 | Eight Mile-Tesla 230 kV line | CAISO_Li_Battery_4hr_Dispatch | Li-ion Battery (4-hr) | PG&E North
157 | Northern_California_Li_Battery_4hr_157 | Eight Mile-Tesla 230 kV line | CAISO_Li_Battery_4hr_Dispatch | Li-ion Battery (4-hr) | PG&E North
159 | Northern_California_Li_Battery_4hr_159 | Eight Mile-Tesla 230 kV line | CAISO_Li_Battery_4hr_Dispatch | Li-ion Battery (4-hr) | PG&E North
163 | Southern_PGAE_Li_Battery_4hr_163 | Eight Mile-Tesla 230 kV line | CAISO_Li_Battery_4hr_Dispatch | Li-ion Battery (4-hr) | PG&E North
166 | Northern_California_Li_Battery_4hr_166 | Eight Mile-Tesla 230 kV line | CAISO_Li_Battery_4hr_Dispatch | Li-ion Battery (4-hr) | PG&E North
172 | Northern_California_Li_Battery_4hr_172 | Eight Mile-Tesla 230 kV line | CAISO_Li_Battery_4hr_Dispatch | Li-ion Battery (4-hr) | PG&E North
179 | Northern_California_Li_Battery_4hr_179 | Eight Mile-Tesla 230 kV line | CAISO_Li_Battery_4hr_Dispatch | Li-ion Battery (4-hr) | PG&E North
92 | Northern_California_Li_Battery_8hr_92 | Eight Mile-Tesla 230 kV line | CAISO_Li_Battery_8hr_Dispatch | Li-ion Battery (8-hr) | PG&E North
114 | Northern_California_Li_Battery_8hr_114 | Eight Mile-Tesla 230 kV line | CAISO_Li_Battery_8hr_Dispatch | Li-ion Battery (8-hr) | PG&E North
122 | Northern_California_Li_Battery_8hr_122 | Eight Mile-Tesla 230 kV line | CAISO_Li_Battery_8hr_Dispatch | Li-ion Battery (8-hr) | PG&E North
138 | Northern_California_Li_Battery_8hr_138 | Eight Mile-Tesla 230 kV line | CAISO_Li_Battery_8hr_Dispatch | Li-ion Battery (8-hr) | PG&E North
141 | Northern_California_Li_Battery_8hr_141 | Eight Mile-Tesla 230 kV line | CAISO_Li_Battery_8hr_Dispatch | Li-ion Battery (8-hr) | PG&E North
144 | Northern_California_Li_Battery_8hr_144 | Eight Mile-Tesla 230 kV line | CAISO_Li_Battery_8hr_Dispatch | Li-ion Battery (8-hr) | PG&E North
149 | Northern_California_Li_Battery_8hr_149 | Eight Mile-Tesla 230 kV line | CAISO_Li_Battery_8hr_Dispatch | Li-ion Battery (8-hr) | PG&E North
157 | Northern_California_Li_Battery_8hr_157 | Eight Mile-Tesla 230 kV line | CAISO_Li_Battery_8hr_Dispatch | Li-ion Battery (8-hr) | PG&E North
159 | Northern_California_Li_Battery_8hr_159 | Eight Mile-Tesla 230 kV line | CAISO_Li_Battery_8hr_Dispatch | Li-ion Battery (8-hr) | PG&E North
163 | Southern_PGAE_Li_Battery_8hr_163 | Eight Mile-Tesla 230 kV line | CAISO_Li_Battery_8hr_Dispatch | Li-ion Battery (8-hr) | PG&E North
166 | Northern_California_Li_Battery_8hr_166 | Eight Mile-Tesla 230 kV line | CAISO_Li_Battery_8hr_Dispatch | Li-ion Battery (8-hr) | PG&E North
172 | Northern_California_Li_Battery_8hr_172 | Eight Mile-Tesla 230 kV line | CAISO_Li_Battery_8hr_Dispatch | Li-ion Battery (8-hr) | PG&E North
179 | Northern_California_Li_Battery_8hr_179 | Eight Mile-Tesla 230 kV line | CAISO_Li_Battery_8hr_Dispatch | Li-ion Battery (8-hr) | PG&E North
92 | Northern_California_Solar_92 | Eight Mile-Tesla 230 kV line | Northern_California_Solar | Solar | PG&E North
114 | Northern_California_Solar_114 | Eight Mile-Tesla 230 kV line | Northern_California_Solar | Solar | PG&E North
122 | Northern_California_Solar_122 | Eight Mile-Tesla 230 kV line | Northern_California_Solar | Solar | PG&E North
138 | Northern_California_Solar_138 | Eight Mile-Tesla 230 kV line | Northern_California_Solar | Solar | PG&E North
141 | Northern_California_Solar_141 | Eight Mile-Tesla 230 kV line | Northern_California_Solar | Solar | PG&E North
144 | Northern_California_Solar_144 | Eight Mile-Tesla 230 kV line | Northern_California_Solar | Solar | PG&E North
149 | Northern_California_Solar_149 | Eight Mile-Tesla 230 kV line | Northern_California_Solar | Solar | PG&E North
157 | Northern_California_Solar_157 | Eight Mile-Tesla 230 kV line | Northern_California_Solar | Solar | PG&E North
159 | Northern_California_Solar_159 | Eight Mile-Tesla 230 kV line | Northern_California_Solar | Solar | PG&E North
166 | Northern_California_Solar_166 | Eight Mile-Tesla 230 kV line | Northern_California_Solar | Solar | PG&E North
172 | Northern_California_Solar_172 | Eight Mile-Tesla 230 kV line | Northern_California_Solar | Solar | PG&E North
179 | Northern_California_Solar_179 | Eight Mile-Tesla 230 kV line | Northern_California_Solar | Solar | PG&E North
159 | Northern_California_Wind_159 | Eight Mile-Tesla 230 kV line | Northern_California_Wind | Wind | PG&E North
122 | Solano_Wind_122 | Eight Mile-Tesla 230 kV line | Solano_Wind | Wind | PG&E North
163 | Southern_PGAE_Solar_163 | Eight Mile-Tesla 230 kV line | Southern_PGAE_Solar | Solar | PG&E North
90 | Arizona_Solar_90 | Encina - San Luis Rey 230 kV constraint | Arizona_Solar | Solar | SCE Eastern
133 | Baja_California_Wind_133 | Encina - San Luis Rey 230 kV constraint | Baja_California_Wind | Wind | SCE Eastern
90 | Arizona_Flow_Battery_90 | Encina - San Luis Rey 230 kV constraint | CAISO_Flow_Battery_8hr_Dispatch | Flow Battery (8-hr) | SCE Eastern
107 | Greater_Imperial_Flow_Battery_107 | Encina - San Luis Rey 230 kV constraint | CAISO_Flow_Battery_8hr_Dispatch | Flow Battery (8-hr) | SCE Eastern
108 | Greater_Imperial_Flow_Battery_108 | Encina - San Luis Rey 230 kV constraint | CAISO_Flow_Battery_8hr_Dispatch | Flow Battery (8-hr) | SCE Eastern
133 | Greater_Imperial_Flow_Battery_133 | Encina - San Luis Rey 230 kV constraint | CAISO_Flow_Battery_8hr_Dispatch | Flow Battery (8-hr) | SCE Eastern
90 | Arizona_Li_Battery_4hr_90 | Encina - San Luis Rey 230 kV constraint | CAISO_Li_Battery_4hr_Dispatch | Li-ion Battery (4-hr) | SCE Eastern
107 | Greater_Imperial_Li_Battery_4hr_107 | Encina - San Luis Rey 230 kV constraint | CAISO_Li_Battery_4hr_Dispatch | Li-ion Battery (4-hr) | SCE Eastern
108 | Greater_Imperial_Li_Battery_4hr_108 | Encina - San Luis Rey 230 kV constraint | CAISO_Li_Battery_4hr_Dispatch | Li-ion Battery (4-hr) | SCE Eastern
133 | Greater_Imperial_Li_Battery_4hr_133 | Encina - San Luis Rey 230 kV constraint | CAISO_Li_Battery_4hr_Dispatch | Li-ion Battery (4-hr) | SCE Eastern
90 | Arizona_Li_Battery_8hr_90 | Encina - San Luis Rey 230 kV constraint | CAISO_Li_Battery_8hr_Dispatch | Li-ion Battery (8-hr) | SCE Eastern
107 | Greater_Imperial_Li_Battery_8hr_107 | Encina - San Luis Rey 230 kV constraint | CAISO_Li_Battery_8hr_Dispatch | Li-ion Battery (8-hr) | SCE Eastern
108 | Greater_Imperial_Li_Battery_8hr_108 | Encina - San Luis Rey 230 kV constraint | CAISO_Li_Battery_8hr_Dispatch | Li-ion Battery (8-hr) | SCE Eastern
133 | Greater_Imperial_Li_Battery_8hr_133 | Encina - San Luis Rey 230 kV constraint | CAISO_Li_Battery_8hr_Dispatch | Li-ion Battery (8-hr) | SCE Eastern
107 | Greater_Imperial_Solar_107 | Encina - San Luis Rey 230 kV constraint | Greater_Imperial_Solar | Solar | SCE Eastern
108 | Greater_Imperial_Solar_108 | Encina - San Luis Rey 230 kV constraint | Greater_Imperial_Solar | Solar | SCE Eastern
133 | Greater_Imperial_Solar_133 | Encina - San Luis Rey 230 kV constraint | Greater_Imperial_Solar | Solar | SCE Eastern
108 | Greater_Imperial_Wind_108 | Encina - San Luis Rey 230 kV constraint | Greater_Imperial_Wind | Wind | SCE Eastern
62 | Arizona_Solar_62 | Etiwanda-Rancho Vista Constraint | Arizona_Solar | Solar | SCE Eastern
9 | Riverside_Flow_Battery_9 | Etiwanda-Rancho Vista Constraint | CAISO_Flow_Battery_8hr_Dispatch | Flow Battery (8-hr) | SCE Eastern
62 | Arizona_Flow_Battery_62 | Etiwanda-Rancho Vista Constraint | CAISO_Flow_Battery_8hr_Dispatch | Flow Battery (8-hr) | SCE Eastern
63 | Greater_Imperial_Flow_Battery_63 | Etiwanda-Rancho Vista Constraint | CAISO_Flow_Battery_8hr_Dispatch | Flow Battery (8-hr) | SCE Eastern
9 | Riverside_Li_Battery_4hr_9 | Etiwanda-Rancho Vista Constraint | CAISO_Li_Battery_4hr_Dispatch | Li-ion Battery (4-hr) | SCE Eastern
62 | Arizona_Li_Battery_4hr_62 | Etiwanda-Rancho Vista Constraint | CAISO_Li_Battery_4hr_Dispatch | Li-ion Battery (4-hr) | SCE Eastern
63 | Greater_Imperial_Li_Battery_4hr_63 | Etiwanda-Rancho Vista Constraint | CAISO_Li_Battery_4hr_Dispatch | Li-ion Battery (4-hr) | SCE Eastern
9 | Riverside_Li_Battery_8hr_9 | Etiwanda-Rancho Vista Constraint | CAISO_Li_Battery_8hr_Dispatch | Li-ion Battery (8-hr) | SCE Eastern
62 | Arizona_Li_Battery_8hr_62 | Etiwanda-Rancho Vista Constraint | CAISO_Li_Battery_8hr_Dispatch | Li-ion Battery (8-hr) | SCE Eastern
63 | Greater_Imperial_Li_Battery_8hr_63 | Etiwanda-Rancho Vista Constraint | CAISO_Li_Battery_8hr_Dispatch | Li-ion Battery (8-hr) | SCE Eastern
9 | Riverside_West_Pumped_Storage_9 | Etiwanda-Rancho Vista Constraint | CAISO_New_Pumped_Storage_12hr | Pumped Hydro (12-hr) | SCE Eastern
63 | Greater_Imperial_Geothermal_63 | Etiwanda-Rancho Vista Constraint | Greater_Imperial_Geothermal | Geothermal | SCE Eastern
63 | Greater_Imperial_Solar_63 | Etiwanda-Rancho Vista Constraint | Greater_Imperial_Solar | Solar | SCE Eastern
9 | Inyokern_North_Kramer_Geothermal_9 | Etiwanda-Rancho Vista Constraint | Inyokern_North_Kramer_Geothermal | Geothermal | SCE Eastern
9 | Riverside_Solar_9 | Etiwanda-Rancho Vista Constraint | Riverside_Solar | Solar | SCE Eastern
109 | Southern_PGAE_Flow_Battery_109 | Gates 230/70kV TB #5 | CAISO_Flow_Battery_8hr_Dispatch | Flow Battery (8-hr) | PG&E South
117 | Southern_PGAE_Flow_Battery_117 | Gates 230/70kV TB #5 | CAISO_Flow_Battery_8hr_Dispatch | Flow Battery (8-hr) | PG&E South
169 | Southern_PGAE_Flow_Battery_169 | Gates 230/70kV TB #5 | CAISO_Flow_Battery_8hr_Dispatch | Flow Battery (8-hr) | PG&E South
174 | Southern_PGAE_Flow_Battery_174 | Gates 230/70kV TB #5 | CAISO_Flow_Battery_8hr_Dispatch | Flow Battery (8-hr) | PG&E South
176 | Southern_PGAE_Flow_Battery_176 | Gates 230/70kV TB #5 | CAISO_Flow_Battery_8hr_Dispatch | Flow Battery (8-hr) | PG&E South
109 | Southern_PGAE_Li_Battery_4hr_109 | Gates 230/70kV TB #5 | CAISO_Li_Battery_4hr_Dispatch | Li-ion Battery (4-hr) | PG&E South
117 | Southern_PGAE_Li_Battery_4hr_117 | Gates 230/70kV TB #5 | CAISO_Li_Battery_4hr_Dispatch | Li-ion Battery (4-hr) | PG&E South
169 | Southern_PGAE_Li_Battery_4hr_169 | Gates 230/70kV TB #5 | CAISO_Li_Battery_4hr_Dispatch | Li-ion Battery (4-hr) | PG&E South
174 | Southern_PGAE_Li_Battery_4hr_174 | Gates 230/70kV TB #5 | CAISO_Li_Battery_4hr_Dispatch | Li-ion Battery (4-hr) | PG&E South
176 | Southern_PGAE_Li_Battery_4hr_176 | Gates 230/70kV TB #5 | CAISO_Li_Battery_4hr_Dispatch | Li-ion Battery (4-hr) | PG&E South
109 | Southern_PGAE_Li_Battery_8hr_109 | Gates 230/70kV TB #5 | CAISO_Li_Battery_8hr_Dispatch | Li-ion Battery (8-hr) | PG&E South
117 | Southern_PGAE_Li_Battery_8hr_117 | Gates 230/70kV TB #5 | CAISO_Li_Battery_8hr_Dispatch | Li-ion Battery (8-hr) | PG&E South
169 | Southern_PGAE_Li_Battery_8hr_169 | Gates 230/70kV TB #5 | CAISO_Li_Battery_8hr_Dispatch | Li-ion Battery (8-hr) | PG&E South
174 | Southern_PGAE_Li_Battery_8hr_174 | Gates 230/70kV TB #5 | CAISO_Li_Battery_8hr_Dispatch | Li-ion Battery (8-hr) | PG&E South
176 | Southern_PGAE_Li_Battery_8hr_176 | Gates 230/70kV TB #5 | CAISO_Li_Battery_8hr_Dispatch | Li-ion Battery (8-hr) | PG&E South
109 | Southern_PGAE_Solar_109 | Gates 230/70kV TB #5 | Southern_PGAE_Solar | Solar | PG&E South
117 | Southern_PGAE_Solar_117 | Gates 230/70kV TB #5 | Southern_PGAE_Solar | Solar | PG&E South
169 | Southern_PGAE_Solar_169 | Gates 230/70kV TB #5 | Southern_PGAE_Solar | Solar | PG&E South
174 | Southern_PGAE_Solar_174 | Gates 230/70kV TB #5 | Southern_PGAE_Solar | Solar | PG&E South
176 | Southern_PGAE_Solar_176 | Gates 230/70kV TB #5 | Southern_PGAE_Solar | Solar | PG&E South
8 | Southern_PGAE_Flow_Battery_8 | Gates 500/230kV TB #11 | CAISO_Flow_Battery_8hr_Dispatch | Flow Battery (8-hr) | PG&E South
22 | Southern_PGAE_Flow_Battery_22 | Gates 500/230kV TB #11 | CAISO_Flow_Battery_8hr_Dispatch | Flow Battery (8-hr) | PG&E South
23 | Southern_PGAE_Flow_Battery_23 | Gates 500/230kV TB #11 | CAISO_Flow_Battery_8hr_Dispatch | Flow Battery (8-hr) | PG&E South
24 | Southern_PGAE_Flow_Battery_24 | Gates 500/230kV TB #11 | CAISO_Flow_Battery_8hr_Dispatch | Flow Battery (8-hr) | PG&E South
33 | Southern_PGAE_Flow_Battery_33 | Gates 500/230kV TB #11 | CAISO_Flow_Battery_8hr_Dispatch | Flow Battery (8-hr) | PG&E South
45 | Southern_PGAE_Flow_Battery_45 | Gates 500/230kV TB #11 | CAISO_Flow_Battery_8hr_Dispatch | Flow Battery (8-hr) | PG&E South
46 | Southern_PGAE_Flow_Battery_46 | Gates 500/230kV TB #11 | CAISO_Flow_Battery_8hr_Dispatch | Flow Battery (8-hr) | PG&E South
49 | Southern_PGAE_Flow_Battery_49 | Gates 500/230kV TB #11 | CAISO_Flow_Battery_8hr_Dispatch | Flow Battery (8-hr) | PG&E South
52 | Southern_PGAE_Flow_Battery_52 | Gates 500/230kV TB #11 | CAISO_Flow_Battery_8hr_Dispatch | Flow Battery (8-hr) | PG&E South
61 | Southern_PGAE_Flow_Battery_61 | Gates 500/230kV TB #11 | CAISO_Flow_Battery_8hr_Dispatch | Flow Battery (8-hr) | PG&E South
69 | Southern_PGAE_Flow_Battery_69 | Gates 500/230kV TB #11 | CAISO_Flow_Battery_8hr_Dispatch | Flow Battery (8-hr) | PG&E South
72 | Southern_PGAE_Flow_Battery_72 | Gates 500/230kV TB #11 | CAISO_Flow_Battery_8hr_Dispatch | Flow Battery (8-hr) | PG&E South
74 | Southern_PGAE_Flow_Battery_74 | Gates 500/230kV TB #11 | CAISO_Flow_Battery_8hr_Dispatch | Flow Battery (8-hr) | PG&E South
75 | Southern_PGAE_Flow_Battery_75 | Gates 500/230kV TB #11 | CAISO_Flow_Battery_8hr_Dispatch | Flow Battery (8-hr) | PG&E South
79 | Southern_PGAE_Flow_Battery_79 | Gates 500/230kV TB #11 | CAISO_Flow_Battery_8hr_Dispatch | Flow Battery (8-hr) | PG&E South
93 | Southern_PGAE_Flow_Battery_93 | Gates 500/230kV TB #11 | CAISO_Flow_Battery_8hr_Dispatch | Flow Battery (8-hr) | PG&E South
98 | Southern_PGAE_Flow_Battery_98 | Gates 500/230kV TB #11 | CAISO_Flow_Battery_8hr_Dispatch | Flow Battery (8-hr) | PG&E South
102 | Southern_PGAE_Flow_Battery_102 | Gates 500/230kV TB #11 | CAISO_Flow_Battery_8hr_Dispatch | Flow Battery (8-hr) | PG&E South
109 | Southern_PGAE_Flow_Battery_109 | Gates 500/230kV TB #11 | CAISO_Flow_Battery_8hr_Dispatch | Flow Battery (8-hr) | PG&E South
117 | Southern_PGAE_Flow_Battery_117 | Gates 500/230kV TB #11 | CAISO_Flow_Battery_8hr_Dispatch | Flow Battery (8-hr) | PG&E South
118 | Southern_PGAE_Flow_Battery_118 | Gates 500/230kV TB #11 | CAISO_Flow_Battery_8hr_Dispatch | Flow Battery (8-hr) | PG&E South
124 | Southern_PGAE_Flow_Battery_124 | Gates 500/230kV TB #11 | CAISO_Flow_Battery_8hr_Dispatch | Flow Battery (8-hr) | PG&E South
139 | Southern_PGAE_Flow_Battery_139 | Gates 500/230kV TB #11 | CAISO_Flow_Battery_8hr_Dispatch | Flow Battery (8-hr) | PG&E South
140 | Southern_PGAE_Flow_Battery_140 | Gates 500/230kV TB #11 | CAISO_Flow_Battery_8hr_Dispatch | Flow Battery (8-hr) | PG&E South
151 | Southern_PGAE_Flow_Battery_151 | Gates 500/230kV TB #11 | CAISO_Flow_Battery_8hr_Dispatch | Flow Battery (8-hr) | PG&E South
154 | Southern_PGAE_Flow_Battery_154 | Gates 500/230kV TB #11 | CAISO_Flow_Battery_8hr_Dispatch | Flow Battery (8-hr) | PG&E South
161 | Southern_PGAE_Flow_Battery_161 | Gates 500/230kV TB #11 | CAISO_Flow_Battery_8hr_Dispatch | Flow Battery (8-hr) | PG&E South
162 | Southern_PGAE_Flow_Battery_162 | Gates 500/230kV TB #11 | CAISO_Flow_Battery_8hr_Dispatch | Flow Battery (8-hr) | PG&E South
163 | Southern_PGAE_Flow_Battery_163 | Gates 500/230kV TB #11 | CAISO_Flow_Battery_8hr_Dispatch | Flow Battery (8-hr) | PG&E South
164 | Southern_PGAE_Flow_Battery_164 | Gates 500/230kV TB #11 | CAISO_Flow_Battery_8hr_Dispatch | Flow Battery (8-hr) | PG&E South
165 | Southern_PGAE_Flow_Battery_165 | Gates 500/230kV TB #11 | CAISO_Flow_Battery_8hr_Dispatch | Flow Battery (8-hr) | PG&E South
168 | Southern_PGAE_Flow_Battery_168 | Gates 500/230kV TB #11 | CAISO_Flow_Battery_8hr_Dispatch | Flow Battery (8-hr) | PG&E South
169 | Southern_PGAE_Flow_Battery_169 | Gates 500/230kV TB #11 | CAISO_Flow_Battery_8hr_Dispatch | Flow Battery (8-hr) | PG&E South
170 | Southern_PGAE_Flow_Battery_170 | Gates 500/230kV TB #11 | CAISO_Flow_Battery_8hr_Dispatch | Flow Battery (8-hr) | PG&E South
174 | Southern_PGAE_Flow_Battery_174 | Gates 500/230kV TB #11 | CAISO_Flow_Battery_8hr_Dispatch | Flow Battery (8-hr) | PG&E South
176 | Southern_PGAE_Flow_Battery_176 | Gates 500/230kV TB #11 | CAISO_Flow_Battery_8hr_Dispatch | Flow Battery (8-hr) | PG&E South
8 | Southern_PGAE_Li_Battery_4hr_8 | Gates 500/230kV TB #11 | CAISO_Li_Battery_4hr_Dispatch | Li-ion Battery (4-hr) | PG&E South
22 | Southern_PGAE_Li_Battery_4hr_22 | Gates 500/230kV TB #11 | CAISO_Li_Battery_4hr_Dispatch | Li-ion Battery (4-hr) | PG&E South
23 | Southern_PGAE_Li_Battery_4hr_23 | Gates 500/230kV TB #11 | CAISO_Li_Battery_4hr_Dispatch | Li-ion Battery (4-hr) | PG&E South
24 | Southern_PGAE_Li_Battery_4hr_24 | Gates 500/230kV TB #11 | CAISO_Li_Battery_4hr_Dispatch | Li-ion Battery (4-hr) | PG&E South
33 | Southern_PGAE_Li_Battery_4hr_33 | Gates 500/230kV TB #11 | CAISO_Li_Battery_4hr_Dispatch | Li-ion Battery (4-hr) | PG&E South
45 | Southern_PGAE_Li_Battery_4hr_45 | Gates 500/230kV TB #11 | CAISO_Li_Battery_4hr_Dispatch | Li-ion Battery (4-hr) | PG&E South
46 | Southern_PGAE_Li_Battery_4hr_46 | Gates 500/230kV TB #11 | CAISO_Li_Battery_4hr_Dispatch | Li-ion Battery (4-hr) | PG&E South
49 | Southern_PGAE_Li_Battery_4hr_49 | Gates 500/230kV TB #11 | CAISO_Li_Battery_4hr_Dispatch | Li-ion Battery (4-hr) | PG&E South
52 | Southern_PGAE_Li_Battery_4hr_52 | Gates 500/230kV TB #11 | CAISO_Li_Battery_4hr_Dispatch | Li-ion Battery (4-hr) | PG&E South
61 | Southern_PGAE_Li_Battery_4hr_61 | Gates 500/230kV TB #11 | CAISO_Li_Battery_4hr_Dispatch | Li-ion Battery (4-hr) | PG&E South
69 | Southern_PGAE_Li_Battery_4hr_69 | Gates 500/230kV TB #11 | CAISO_Li_Battery_4hr_Dispatch | Li-ion Battery (4-hr) | PG&E South
72 | Southern_PGAE_Li_Battery_4hr_72 | Gates 500/230kV TB #11 | CAISO_Li_Battery_4hr_Dispatch | Li-ion Battery (4-hr) | PG&E South
74 | Southern_PGAE_Li_Battery_4hr_74 | Gates 500/230kV TB #11 | CAISO_Li_Battery_4hr_Dispatch | Li-ion Battery (4-hr) | PG&E South
75 | Southern_PGAE_Li_Battery_4hr_75 | Gates 500/230kV TB #11 | CAISO_Li_Battery_4hr_Dispatch | Li-ion Battery (4-hr) | PG&E South
79 | Southern_PGAE_Li_Battery_4hr_79 | Gates 500/230kV TB #11 | CAISO_Li_Battery_4hr_Dispatch | Li-ion Battery (4-hr) | PG&E South
93 | Southern_PGAE_Li_Battery_4hr_93 | Gates 500/230kV TB #11 | CAISO_Li_Battery_4hr_Dispatch | Li-ion Battery (4-hr) | PG&E South
98 | Southern_PGAE_Li_Battery_4hr_98 | Gates 500/230kV TB #11 | CAISO_Li_Battery_4hr_Dispatch | Li-ion Battery (4-hr) | PG&E South
102 | Southern_PGAE_Li_Battery_4hr_102 | Gates 500/230kV TB #11 | CAISO_Li_Battery_4hr_Dispatch | Li-ion Battery (4-hr) | PG&E South
109 | Southern_PGAE_Li_Battery_4hr_109 | Gates 500/230kV TB #11 | CAISO_Li_Battery_4hr_Dispatch | Li-ion Battery (4-hr) | PG&E South
117 | Southern_PGAE_Li_Battery_4hr_117 | Gates 500/230kV TB #11 | CAISO_Li_Battery_4hr_Dispatch | Li-ion Battery (4-hr) | PG&E South
118 | Southern_PGAE_Li_Battery_4hr_118 | Gates 500/230kV TB #11 | CAISO_Li_Battery_4hr_Dispatch | Li-ion Battery (4-hr) | PG&E South
124 | Southern_PGAE_Li_Battery_4hr_124 | Gates 500/230kV TB #11 | CAISO_Li_Battery_4hr_Dispatch | Li-ion Battery (4-hr) | PG&E South
139 | Southern_PGAE_Li_Battery_4hr_139 | Gates 500/230kV TB #11 | CAISO_Li_Battery_4hr_Dispatch | Li-ion Battery (4-hr) | PG&E South
140 | Southern_PGAE_Li_Battery_4hr_140 | Gates 500/230kV TB #11 | CAISO_Li_Battery_4hr_Dispatch | Li-ion Battery (4-hr) | PG&E South
151 | Southern_PGAE_Li_Battery_4hr_151 | Gates 500/230kV TB #11 | CAISO_Li_Battery_4hr_Dispatch | Li-ion Battery (4-hr) | PG&E South
154 | Southern_PGAE_Li_Battery_4hr_154 | Gates 500/230kV TB #11 | CAISO_Li_Battery_4hr_Dispatch | Li-ion Battery (4-hr) | PG&E South
161 | Southern_PGAE_Li_Battery_4hr_161 | Gates 500/230kV TB #11 | CAISO_Li_Battery_4hr_Dispatch | Li-ion Battery (4-hr) | PG&E South
162 | Southern_PGAE_Li_Battery_4hr_162 | Gates 500/230kV TB #11 | CAISO_Li_Battery_4hr_Dispatch | Li-ion Battery (4-hr) | PG&E South
163 | Southern_PGAE_Li_Battery_4hr_163 | Gates 500/230kV TB #11 | CAISO_Li_Battery_4hr_Dispatch | Li-ion Battery (4-hr) | PG&E South
164 | Southern_PGAE_Li_Battery_4hr_164 | Gates 500/230kV TB #11 | CAISO_Li_Battery_4hr_Dispatch | Li-ion Battery (4-hr) | PG&E South
165 | Southern_PGAE_Li_Battery_4hr_165 | Gates 500/230kV TB #11 | CAISO_Li_Battery_4hr_Dispatch | Li-ion Battery (4-hr) | PG&E South
168 | Southern_PGAE_Li_Battery_4hr_168 | Gates 500/230kV TB #11 | CAISO_Li_Battery_4hr_Dispatch | Li-ion Battery (4-hr) | PG&E South
169 | Southern_PGAE_Li_Battery_4hr_169 | Gates 500/230kV TB #11 | CAISO_Li_Battery_4hr_Dispatch | Li-ion Battery (4-hr) | PG&E South
170 | Southern_PGAE_Li_Battery_4hr_170 | Gates 500/230kV TB #11 | CAISO_Li_Battery_4hr_Dispatch | Li-ion Battery (4-hr) | PG&E South
174 | Southern_PGAE_Li_Battery_4hr_174 | Gates 500/230kV TB #11 | CAISO_Li_Battery_4hr_Dispatch | Li-ion Battery (4-hr) | PG&E South
176 | Southern_PGAE_Li_Battery_4hr_176 | Gates 500/230kV TB #11 | CAISO_Li_Battery_4hr_Dispatch | Li-ion Battery (4-hr) | PG&E South
8 | Southern_PGAE_Li_Battery_8hr_8 | Gates 500/230kV TB #11 | CAISO_Li_Battery_8hr_Dispatch | Li-ion Battery (8-hr) | PG&E South
22 | Southern_PGAE_Li_Battery_8hr_22 | Gates 500/230kV TB #11 | CAISO_Li_Battery_8hr_Dispatch | Li-ion Battery (8-hr) | PG&E South
23 | Southern_PGAE_Li_Battery_8hr_23 | Gates 500/230kV TB #11 | CAISO_Li_Battery_8hr_Dispatch | Li-ion Battery (8-hr) | PG&E South
24 | Southern_PGAE_Li_Battery_8hr_24 | Gates 500/230kV TB #11 | CAISO_Li_Battery_8hr_Dispatch | Li-ion Battery (8-hr) | PG&E South
33 | Southern_PGAE_Li_Battery_8hr_33 | Gates 500/230kV TB #11 | CAISO_Li_Battery_8hr_Dispatch | Li-ion Battery (8-hr) | PG&E South
45 | Southern_PGAE_Li_Battery_8hr_45 | Gates 500/230kV TB #11 | CAISO_Li_Battery_8hr_Dispatch | Li-ion Battery (8-hr) | PG&E South
46 | Southern_PGAE_Li_Battery_8hr_46 | Gates 500/230kV TB #11 | CAISO_Li_Battery_8hr_Dispatch | Li-ion Battery (8-hr) | PG&E South
49 | Southern_PGAE_Li_Battery_8hr_49 | Gates 500/230kV TB #11 | CAISO_Li_Battery_8hr_Dispatch | Li-ion Battery (8-hr) | PG&E South
52 | Southern_PGAE_Li_Battery_8hr_52 | Gates 500/230kV TB #11 | CAISO_Li_Battery_8hr_Dispatch | Li-ion Battery (8-hr) | PG&E South
61 | Southern_PGAE_Li_Battery_8hr_61 | Gates 500/230kV TB #11 | CAISO_Li_Battery_8hr_Dispatch | Li-ion Battery (8-hr) | PG&E South
69 | Southern_PGAE_Li_Battery_8hr_69 | Gates 500/230kV TB #11 | CAISO_Li_Battery_8hr_Dispatch | Li-ion Battery (8-hr) | PG&E South
72 | Southern_PGAE_Li_Battery_8hr_72 | Gates 500/230kV TB #11 | CAISO_Li_Battery_8hr_Dispatch | Li-ion Battery (8-hr) | PG&E South
74 | Southern_PGAE_Li_Battery_8hr_74 | Gates 500/230kV TB #11 | CAISO_Li_Battery_8hr_Dispatch | Li-ion Battery (8-hr) | PG&E South
75 | Southern_PGAE_Li_Battery_8hr_75 | Gates 500/230kV TB #11 | CAISO_Li_Battery_8hr_Dispatch | Li-ion Battery (8-hr) | PG&E South
79 | Southern_PGAE_Li_Battery_8hr_79 | Gates 500/230kV TB #11 | CAISO_Li_Battery_8hr_Dispatch | Li-ion Battery (8-hr) | PG&E South
93 | Southern_PGAE_Li_Battery_8hr_93 | Gates 500/230kV TB #11 | CAISO_Li_Battery_8hr_Dispatch | Li-ion Battery (8-hr) | PG&E South
98 | Southern_PGAE_Li_Battery_8hr_98 | Gates 500/230kV TB #11 | CAISO_Li_Battery_8hr_Dispatch | Li-ion Battery (8-hr) | PG&E South
102 | Southern_PGAE_Li_Battery_8hr_102 | Gates 500/230kV TB #11 | CAISO_Li_Battery_8hr_Dispatch | Li-ion Battery (8-hr) | PG&E South
109 | Southern_PGAE_Li_Battery_8hr_109 | Gates 500/230kV TB #11 | CAISO_Li_Battery_8hr_Dispatch | Li-ion Battery (8-hr) | PG&E South
117 | Southern_PGAE_Li_Battery_8hr_117 | Gates 500/230kV TB #11 | CAISO_Li_Battery_8hr_Dispatch | Li-ion Battery (8-hr) | PG&E South
118 | Southern_PGAE_Li_Battery_8hr_118 | Gates 500/230kV TB #11 | CAISO_Li_Battery_8hr_Dispatch | Li-ion Battery (8-hr) | PG&E South
124 | Southern_PGAE_Li_Battery_8hr_124 | Gates 500/230kV TB #11 | CAISO_Li_Battery_8hr_Dispatch | Li-ion Battery (8-hr) | PG&E South
139 | Southern_PGAE_Li_Battery_8hr_139 | Gates 500/230kV TB #11 | CAISO_Li_Battery_8hr_Dispatch | Li-ion Battery (8-hr) | PG&E South
140 | Southern_PGAE_Li_Battery_8hr_140 | Gates 500/230kV TB #11 | CAISO_Li_Battery_8hr_Dispatch | Li-ion Battery (8-hr) | PG&E South
151 | Southern_PGAE_Li_Battery_8hr_151 | Gates 500/230kV TB #11 | CAISO_Li_Battery_8hr_Dispatch | Li-ion Battery (8-hr) | PG&E South
154 | Southern_PGAE_Li_Battery_8hr_154 | Gates 500/230kV TB #11 | CAISO_Li_Battery_8hr_Dispatch | Li-ion Battery (8-hr) | PG&E South
161 | Southern_PGAE_Li_Battery_8hr_161 | Gates 500/230kV TB #11 | CAISO_Li_Battery_8hr_Dispatch | Li-ion Battery (8-hr) | PG&E South
162 | Southern_PGAE_Li_Battery_8hr_162 | Gates 500/230kV TB #11 | CAISO_Li_Battery_8hr_Dispatch | Li-ion Battery (8-hr) | PG&E South
163 | Southern_PGAE_Li_Battery_8hr_163 | Gates 500/230kV TB #11 | CAISO_Li_Battery_8hr_Dispatch | Li-ion Battery (8-hr) | PG&E South
164 | Southern_PGAE_Li_Battery_8hr_164 | Gates 500/230kV TB #11 | CAISO_Li_Battery_8hr_Dispatch | Li-ion Battery (8-hr) | PG&E South
165 | Southern_PGAE_Li_Battery_8hr_165 | Gates 500/230kV TB #11 | CAISO_Li_Battery_8hr_Dispatch | Li-ion Battery (8-hr) | PG&E South
168 | Southern_PGAE_Li_Battery_8hr_168 | Gates 500/230kV TB #11 | CAISO_Li_Battery_8hr_Dispatch | Li-ion Battery (8-hr) | PG&E South
169 | Southern_PGAE_Li_Battery_8hr_169 | Gates 500/230kV TB #11 | CAISO_Li_Battery_8hr_Dispatch | Li-ion Battery (8-hr) | PG&E South
170 | Southern_PGAE_Li_Battery_8hr_170 | Gates 500/230kV TB #11 | CAISO_Li_Battery_8hr_Dispatch | Li-ion Battery (8-hr) | PG&E South
174 | Southern_PGAE_Li_Battery_8hr_174 | Gates 500/230kV TB #11 | CAISO_Li_Battery_8hr_Dispatch | Li-ion Battery (8-hr) | PG&E South
176 | Southern_PGAE_Li_Battery_8hr_176 | Gates 500/230kV TB #11 | CAISO_Li_Battery_8hr_Dispatch | Li-ion Battery (8-hr) | PG&E South
154 | Central_Valley_North_Los_Banos_Wind_154 | Gates 500/230kV TB #11 | Central_Valley_North_Los_Banos_Wind | Wind | PG&E South
162 | Central_Valley_North_Los_Banos_Wind_162 | Gates 500/230kV TB #11 | Central_Valley_North_Los_Banos_Wind | Wind | PG&E South
8 | Southern_PGAE_Solar_8 | Gates 500/230kV TB #11 | Southern_PGAE_Solar | Solar | PG&E South
22 | Southern_PGAE_Solar_22 | Gates 500/230kV TB #11 | Southern_PGAE_Solar | Solar | PG&E South
23 | Southern_PGAE_Solar_23 | Gates 500/230kV TB #11 | Southern_PGAE_Solar | Solar | PG&E South
24 | Southern_PGAE_Solar_24 | Gates 500/230kV TB #11 | Southern_PGAE_Solar | Solar | PG&E South
33 | Southern_PGAE_Solar_33 | Gates 500/230kV TB #11 | Southern_PGAE_Solar | Solar | PG&E South
45 | Southern_PGAE_Solar_45 | Gates 500/230kV TB #11 | Southern_PGAE_Solar | Solar | PG&E South
46 | Southern_PGAE_Solar_46 | Gates 500/230kV TB #11 | Southern_PGAE_Solar | Solar | PG&E South
49 | Southern_PGAE_Solar_49 | Gates 500/230kV TB #11 | Southern_PGAE_Solar | Solar | PG&E South
52 | Southern_PGAE_Solar_52 | Gates 500/230kV TB #11 | Southern_PGAE_Solar | Solar | PG&E South
61 | Southern_PGAE_Solar_61 | Gates 500/230kV TB #11 | Southern_PGAE_Solar | Solar | PG&E South
69 | Southern_PGAE_Solar_69 | Gates 500/230kV TB #11 | Southern_PGAE_Solar | Solar | PG&E South
72 | Southern_PGAE_Solar_72 | Gates 500/230kV TB #11 | Southern_PGAE_Solar | Solar | PG&E South
74 | Southern_PGAE_Solar_74 | Gates 500/230kV TB #11 | Southern_PGAE_Solar | Solar | PG&E South
75 | Southern_PGAE_Solar_75 | Gates 500/230kV TB #11 | Southern_PGAE_Solar | Solar | PG&E South
79 | Southern_PGAE_Solar_79 | Gates 500/230kV TB #11 | Southern_PGAE_Solar | Solar | PG&E South
93 | Southern_PGAE_Solar_93 | Gates 500/230kV TB #11 | Southern_PGAE_Solar | Solar | PG&E South
98 | Southern_PGAE_Solar_98 | Gates 500/230kV TB #11 | Southern_PGAE_Solar | Solar | PG&E South
102 | Southern_PGAE_Solar_102 | Gates 500/230kV TB #11 | Southern_PGAE_Solar | Solar | PG&E South
109 | Southern_PGAE_Solar_109 | Gates 500/230kV TB #11 | Southern_PGAE_Solar | Solar | PG&E South
117 | Southern_PGAE_Solar_117 | Gates 500/230kV TB #11 | Southern_PGAE_Solar | Solar | PG&E South
118 | Southern_PGAE_Solar_118 | Gates 500/230kV TB #11 | Southern_PGAE_Solar | Solar | PG&E South
124 | Southern_PGAE_Solar_124 | Gates 500/230kV TB #11 | Southern_PGAE_Solar | Solar | PG&E South
139 | Southern_PGAE_Solar_139 | Gates 500/230kV TB #11 | Southern_PGAE_Solar | Solar | PG&E South
140 | Southern_PGAE_Solar_140 | Gates 500/230kV TB #11 | Southern_PGAE_Solar | Solar | PG&E South
151 | Southern_PGAE_Solar_151 | Gates 500/230kV TB #11 | Southern_PGAE_Solar | Solar | PG&E South
154 | Southern_PGAE_Solar_154 | Gates 500/230kV TB #11 | Southern_PGAE_Solar | Solar | PG&E South
161 | Southern_PGAE_Solar_161 | Gates 500/230kV TB #11 | Southern_PGAE_Solar | Solar | PG&E South
162 | Southern_PGAE_Solar_162 | Gates 500/230kV TB #11 | Southern_PGAE_Solar | Solar | PG&E South
163 | Southern_PGAE_Solar_163 | Gates 500/230kV TB #11 | Southern_PGAE_Solar | Solar | PG&E South
164 | Southern_PGAE_Solar_164 | Gates 500/230kV TB #11 | Southern_PGAE_Solar | Solar | PG&E South
165 | Southern_PGAE_Solar_165 | Gates 500/230kV TB #11 | Southern_PGAE_Solar | Solar | PG&E South
168 | Southern_PGAE_Solar_168 | Gates 500/230kV TB #11 | Southern_PGAE_Solar | Solar | PG&E South
169 | Southern_PGAE_Solar_169 | Gates 500/230kV TB #11 | Southern_PGAE_Solar | Solar | PG&E South
170 | Southern_PGAE_Solar_170 | Gates 500/230kV TB #11 | Southern_PGAE_Solar | Solar | PG&E South
174 | Southern_PGAE_Solar_174 | Gates 500/230kV TB #11 | Southern_PGAE_Solar | Solar | PG&E South
176 | Southern_PGAE_Solar_176 | Gates 500/230kV TB #11 | Southern_PGAE_Solar | Solar | PG&E South
23 | Southern_PGAE_Flow_Battery_23 | Gates 500/230kV TB #12 | CAISO_Flow_Battery_8hr_Dispatch | Flow Battery (8-hr) | PG&E South
24 | Southern_PGAE_Flow_Battery_24 | Gates 500/230kV TB #12 | CAISO_Flow_Battery_8hr_Dispatch | Flow Battery (8-hr) | PG&E South
33 | Southern_PGAE_Flow_Battery_33 | Gates 500/230kV TB #12 | CAISO_Flow_Battery_8hr_Dispatch | Flow Battery (8-hr) | PG&E South
34 | Southern_PGAE_Flow_Battery_34 | Gates 500/230kV TB #12 | CAISO_Flow_Battery_8hr_Dispatch | Flow Battery (8-hr) | PG&E South
45 | Southern_PGAE_Flow_Battery_45 | Gates 500/230kV TB #12 | CAISO_Flow_Battery_8hr_Dispatch | Flow Battery (8-hr) | PG&E South
46 | Southern_PGAE_Flow_Battery_46 | Gates 500/230kV TB #12 | CAISO_Flow_Battery_8hr_Dispatch | Flow Battery (8-hr) | PG&E South
49 | Southern_PGAE_Flow_Battery_49 | Gates 500/230kV TB #12 | CAISO_Flow_Battery_8hr_Dispatch | Flow Battery (8-hr) | PG&E South
52 | Southern_PGAE_Flow_Battery_52 | Gates 500/230kV TB #12 | CAISO_Flow_Battery_8hr_Dispatch | Flow Battery (8-hr) | PG&E South
61 | Southern_PGAE_Flow_Battery_61 | Gates 500/230kV TB #12 | CAISO_Flow_Battery_8hr_Dispatch | Flow Battery (8-hr) | PG&E South
69 | Southern_PGAE_Flow_Battery_69 | Gates 500/230kV TB #12 | CAISO_Flow_Battery_8hr_Dispatch | Flow Battery (8-hr) | PG&E South
72 | Southern_PGAE_Flow_Battery_72 | Gates 500/230kV TB #12 | CAISO_Flow_Battery_8hr_Dispatch | Flow Battery (8-hr) | PG&E South
74 | Southern_PGAE_Flow_Battery_74 | Gates 500/230kV TB #12 | CAISO_Flow_Battery_8hr_Dispatch | Flow Battery (8-hr) | PG&E South
75 | Southern_PGAE_Flow_Battery_75 | Gates 500/230kV TB #12 | CAISO_Flow_Battery_8hr_Dispatch | Flow Battery (8-hr) | PG&E South
79 | Southern_PGAE_Flow_Battery_79 | Gates 500/230kV TB #12 | CAISO_Flow_Battery_8hr_Dispatch | Flow Battery (8-hr) | PG&E South
93 | Southern_PGAE_Flow_Battery_93 | Gates 500/230kV TB #12 | CAISO_Flow_Battery_8hr_Dispatch | Flow Battery (8-hr) | PG&E South
98 | Southern_PGAE_Flow_Battery_98 | Gates 500/230kV TB #12 | CAISO_Flow_Battery_8hr_Dispatch | Flow Battery (8-hr) | PG&E South
102 | Southern_PGAE_Flow_Battery_102 | Gates 500/230kV TB #12 | CAISO_Flow_Battery_8hr_Dispatch | Flow Battery (8-hr) | PG&E South
109 | Southern_PGAE_Flow_Battery_109 | Gates 500/230kV TB #12 | CAISO_Flow_Battery_8hr_Dispatch | Flow Battery (8-hr) | PG&E South
117 | Southern_PGAE_Flow_Battery_117 | Gates 500/230kV TB #12 | CAISO_Flow_Battery_8hr_Dispatch | Flow Battery (8-hr) | PG&E South
118 | Southern_PGAE_Flow_Battery_118 | Gates 500/230kV TB #12 | CAISO_Flow_Battery_8hr_Dispatch | Flow Battery (8-hr) | PG&E South
124 | Southern_PGAE_Flow_Battery_124 | Gates 500/230kV TB #12 | CAISO_Flow_Battery_8hr_Dispatch | Flow Battery (8-hr) | PG&E South
139 | Southern_PGAE_Flow_Battery_139 | Gates 500/230kV TB #12 | CAISO_Flow_Battery_8hr_Dispatch | Flow Battery (8-hr) | PG&E South
140 | Southern_PGAE_Flow_Battery_140 | Gates 500/230kV TB #12 | CAISO_Flow_Battery_8hr_Dispatch | Flow Battery (8-hr) | PG&E South
151 | Southern_PGAE_Flow_Battery_151 | Gates 500/230kV TB #12 | CAISO_Flow_Battery_8hr_Dispatch | Flow Battery (8-hr) | PG&E South
154 | Southern_PGAE_Flow_Battery_154 | Gates 500/230kV TB #12 | CAISO_Flow_Battery_8hr_Dispatch | Flow Battery (8-hr) | PG&E South
161 | Southern_PGAE_Flow_Battery_161 | Gates 500/230kV TB #12 | CAISO_Flow_Battery_8hr_Dispatch | Flow Battery (8-hr) | PG&E South
162 | Southern_PGAE_Flow_Battery_162 | Gates 500/230kV TB #12 | CAISO_Flow_Battery_8hr_Dispatch | Flow Battery (8-hr) | PG&E South
163 | Southern_PGAE_Flow_Battery_163 | Gates 500/230kV TB #12 | CAISO_Flow_Battery_8hr_Dispatch | Flow Battery (8-hr) | PG&E South
164 | Southern_PGAE_Flow_Battery_164 | Gates 500/230kV TB #12 | CAISO_Flow_Battery_8hr_Dispatch | Flow Battery (8-hr) | PG&E South
165 | Southern_PGAE_Flow_Battery_165 | Gates 500/230kV TB #12 | CAISO_Flow_Battery_8hr_Dispatch | Flow Battery (8-hr) | PG&E South
166 | Northern_California_Flow_Battery_166 | Gates 500/230kV TB #12 | CAISO_Flow_Battery_8hr_Dispatch | Flow Battery (8-hr) | PG&E South
168 | Southern_PGAE_Flow_Battery_168 | Gates 500/230kV TB #12 | CAISO_Flow_Battery_8hr_Dispatch | Flow Battery (8-hr) | PG&E South
169 | Southern_PGAE_Flow_Battery_169 | Gates 500/230kV TB #12 | CAISO_Flow_Battery_8hr_Dispatch | Flow Battery (8-hr) | PG&E South
170 | Southern_PGAE_Flow_Battery_170 | Gates 500/230kV TB #12 | CAISO_Flow_Battery_8hr_Dispatch | Flow Battery (8-hr) | PG&E South
174 | Southern_PGAE_Flow_Battery_174 | Gates 500/230kV TB #12 | CAISO_Flow_Battery_8hr_Dispatch | Flow Battery (8-hr) | PG&E South
176 | Southern_PGAE_Flow_Battery_176 | Gates 500/230kV TB #12 | CAISO_Flow_Battery_8hr_Dispatch | Flow Battery (8-hr) | PG&E South
23 | Southern_PGAE_Li_Battery_4hr_23 | Gates 500/230kV TB #12 | CAISO_Li_Battery_4hr_Dispatch | Li-ion Battery (4-hr) | PG&E South
24 | Southern_PGAE_Li_Battery_4hr_24 | Gates 500/230kV TB #12 | CAISO_Li_Battery_4hr_Dispatch | Li-ion Battery (4-hr) | PG&E South
33 | Southern_PGAE_Li_Battery_4hr_33 | Gates 500/230kV TB #12 | CAISO_Li_Battery_4hr_Dispatch | Li-ion Battery (4-hr) | PG&E South
34 | Southern_PGAE_Li_Battery_4hr_34 | Gates 500/230kV TB #12 | CAISO_Li_Battery_4hr_Dispatch | Li-ion Battery (4-hr) | PG&E South
45 | Southern_PGAE_Li_Battery_4hr_45 | Gates 500/230kV TB #12 | CAISO_Li_Battery_4hr_Dispatch | Li-ion Battery (4-hr) | PG&E South
46 | Southern_PGAE_Li_Battery_4hr_46 | Gates 500/230kV TB #12 | CAISO_Li_Battery_4hr_Dispatch | Li-ion Battery (4-hr) | PG&E South
49 | Southern_PGAE_Li_Battery_4hr_49 | Gates 500/230kV TB #12 | CAISO_Li_Battery_4hr_Dispatch | Li-ion Battery (4-hr) | PG&E South
52 | Southern_PGAE_Li_Battery_4hr_52 | Gates 500/230kV TB #12 | CAISO_Li_Battery_4hr_Dispatch | Li-ion Battery (4-hr) | PG&E South
61 | Southern_PGAE_Li_Battery_4hr_61 | Gates 500/230kV TB #12 | CAISO_Li_Battery_4hr_Dispatch | Li-ion Battery (4-hr) | PG&E South
69 | Southern_PGAE_Li_Battery_4hr_69 | Gates 500/230kV TB #12 | CAISO_Li_Battery_4hr_Dispatch | Li-ion Battery (4-hr) | PG&E South
72 | Southern_PGAE_Li_Battery_4hr_72 | Gates 500/230kV TB #12 | CAISO_Li_Battery_4hr_Dispatch | Li-ion Battery (4-hr) | PG&E South
74 | Southern_PGAE_Li_Battery_4hr_74 | Gates 500/230kV TB #12 | CAISO_Li_Battery_4hr_Dispatch | Li-ion Battery (4-hr) | PG&E South
75 | Southern_PGAE_Li_Battery_4hr_75 | Gates 500/230kV TB #12 | CAISO_Li_Battery_4hr_Dispatch | Li-ion Battery (4-hr) | PG&E South
79 | Southern_PGAE_Li_Battery_4hr_79 | Gates 500/230kV TB #12 | CAISO_Li_Battery_4hr_Dispatch | Li-ion Battery (4-hr) | PG&E South
93 | Southern_PGAE_Li_Battery_4hr_93 | Gates 500/230kV TB #12 | CAISO_Li_Battery_4hr_Dispatch | Li-ion Battery (4-hr) | PG&E South
98 | Southern_PGAE_Li_Battery_4hr_98 | Gates 500/230kV TB #12 | CAISO_Li_Battery_4hr_Dispatch | Li-ion Battery (4-hr) | PG&E South
102 | Southern_PGAE_Li_Battery_4hr_102 | Gates 500/230kV TB #12 | CAISO_Li_Battery_4hr_Dispatch | Li-ion Battery (4-hr) | PG&E South
109 | Southern_PGAE_Li_Battery_4hr_109 | Gates 500/230kV TB #12 | CAISO_Li_Battery_4hr_Dispatch | Li-ion Battery (4-hr) | PG&E South
117 | Southern_PGAE_Li_Battery_4hr_117 | Gates 500/230kV TB #12 | CAISO_Li_Battery_4hr_Dispatch | Li-ion Battery (4-hr) | PG&E South
118 | Southern_PGAE_Li_Battery_4hr_118 | Gates 500/230kV TB #12 | CAISO_Li_Battery_4hr_Dispatch | Li-ion Battery (4-hr) | PG&E South
124 | Southern_PGAE_Li_Battery_4hr_124 | Gates 500/230kV TB #12 | CAISO_Li_Battery_4hr_Dispatch | Li-ion Battery (4-hr) | PG&E South
139 | Southern_PGAE_Li_Battery_4hr_139 | Gates 500/230kV TB #12 | CAISO_Li_Battery_4hr_Dispatch | Li-ion Battery (4-hr) | PG&E South
140 | Southern_PGAE_Li_Battery_4hr_140 | Gates 500/230kV TB #12 | CAISO_Li_Battery_4hr_Dispatch | Li-ion Battery (4-hr) | PG&E South
151 | Southern_PGAE_Li_Battery_4hr_151 | Gates 500/230kV TB #12 | CAISO_Li_Battery_4hr_Dispatch | Li-ion Battery (4-hr) | PG&E South
154 | Southern_PGAE_Li_Battery_4hr_154 | Gates 500/230kV TB #12 | CAISO_Li_Battery_4hr_Dispatch | Li-ion Battery (4-hr) | PG&E South
161 | Southern_PGAE_Li_Battery_4hr_161 | Gates 500/230kV TB #12 | CAISO_Li_Battery_4hr_Dispatch | Li-ion Battery (4-hr) | PG&E South
162 | Southern_PGAE_Li_Battery_4hr_162 | Gates 500/230kV TB #12 | CAISO_Li_Battery_4hr_Dispatch | Li-ion Battery (4-hr) | PG&E South
163 | Southern_PGAE_Li_Battery_4hr_163 | Gates 500/230kV TB #12 | CAISO_Li_Battery_4hr_Dispatch | Li-ion Battery (4-hr) | PG&E South
164 | Southern_PGAE_Li_Battery_4hr_164 | Gates 500/230kV TB #12 | CAISO_Li_Battery_4hr_Dispatch | Li-ion Battery (4-hr) | PG&E South
165 | Southern_PGAE_Li_Battery_4hr_165 | Gates 500/230kV TB #12 | CAISO_Li_Battery_4hr_Dispatch | Li-ion Battery (4-hr) | PG&E South
166 | Northern_California_Li_Battery_4hr_166 | Gates 500/230kV TB #12 | CAISO_Li_Battery_4hr_Dispatch | Li-ion Battery (4-hr) | PG&E South
168 | Southern_PGAE_Li_Battery_4hr_168 | Gates 500/230kV TB #12 | CAISO_Li_Battery_4hr_Dispatch | Li-ion Battery (4-hr) | PG&E South
169 | Southern_PGAE_Li_Battery_4hr_169 | Gates 500/230kV TB #12 | CAISO_Li_Battery_4hr_Dispatch | Li-ion Battery (4-hr) | PG&E South
170 | Southern_PGAE_Li_Battery_4hr_170 | Gates 500/230kV TB #12 | CAISO_Li_Battery_4hr_Dispatch | Li-ion Battery (4-hr) | PG&E South
174 | Southern_PGAE_Li_Battery_4hr_174 | Gates 500/230kV TB #12 | CAISO_Li_Battery_4hr_Dispatch | Li-ion Battery (4-hr) | PG&E South
176 | Southern_PGAE_Li_Battery_4hr_176 | Gates 500/230kV TB #12 | CAISO_Li_Battery_4hr_Dispatch | Li-ion Battery (4-hr) | PG&E South
23 | Southern_PGAE_Li_Battery_8hr_23 | Gates 500/230kV TB #12 | CAISO_Li_Battery_8hr_Dispatch | Li-ion Battery (8-hr) | PG&E South
24 | Southern_PGAE_Li_Battery_8hr_24 | Gates 500/230kV TB #12 | CAISO_Li_Battery_8hr_Dispatch | Li-ion Battery (8-hr) | PG&E South
33 | Southern_PGAE_Li_Battery_8hr_33 | Gates 500/230kV TB #12 | CAISO_Li_Battery_8hr_Dispatch | Li-ion Battery (8-hr) | PG&E South
34 | Southern_PGAE_Li_Battery_8hr_34 | Gates 500/230kV TB #12 | CAISO_Li_Battery_8hr_Dispatch | Li-ion Battery (8-hr) | PG&E South
45 | Southern_PGAE_Li_Battery_8hr_45 | Gates 500/230kV TB #12 | CAISO_Li_Battery_8hr_Dispatch | Li-ion Battery (8-hr) | PG&E South
46 | Southern_PGAE_Li_Battery_8hr_46 | Gates 500/230kV TB #12 | CAISO_Li_Battery_8hr_Dispatch | Li-ion Battery (8-hr) | PG&E South
49 | Southern_PGAE_Li_Battery_8hr_49 | Gates 500/230kV TB #12 | CAISO_Li_Battery_8hr_Dispatch | Li-ion Battery (8-hr) | PG&E South
52 | Southern_PGAE_Li_Battery_8hr_52 | Gates 500/230kV TB #12 | CAISO_Li_Battery_8hr_Dispatch | Li-ion Battery (8-hr) | PG&E South
61 | Southern_PGAE_Li_Battery_8hr_61 | Gates 500/230kV TB #12 | CAISO_Li_Battery_8hr_Dispatch | Li-ion Battery (8-hr) | PG&E South
69 | Southern_PGAE_Li_Battery_8hr_69 | Gates 500/230kV TB #12 | CAISO_Li_Battery_8hr_Dispatch | Li-ion Battery (8-hr) | PG&E South
72 | Southern_PGAE_Li_Battery_8hr_72 | Gates 500/230kV TB #12 | CAISO_Li_Battery_8hr_Dispatch | Li-ion Battery (8-hr) | PG&E South
74 | Southern_PGAE_Li_Battery_8hr_74 | Gates 500/230kV TB #12 | CAISO_Li_Battery_8hr_Dispatch | Li-ion Battery (8-hr) | PG&E South
75 | Southern_PGAE_Li_Battery_8hr_75 | Gates 500/230kV TB #12 | CAISO_Li_Battery_8hr_Dispatch | Li-ion Battery (8-hr) | PG&E South
79 | Southern_PGAE_Li_Battery_8hr_79 | Gates 500/230kV TB #12 | CAISO_Li_Battery_8hr_Dispatch | Li-ion Battery (8-hr) | PG&E South
93 | Southern_PGAE_Li_Battery_8hr_93 | Gates 500/230kV TB #12 | CAISO_Li_Battery_8hr_Dispatch | Li-ion Battery (8-hr) | PG&E South
98 | Southern_PGAE_Li_Battery_8hr_98 | Gates 500/230kV TB #12 | CAISO_Li_Battery_8hr_Dispatch | Li-ion Battery (8-hr) | PG&E South
102 | Southern_PGAE_Li_Battery_8hr_102 | Gates 500/230kV TB #12 | CAISO_Li_Battery_8hr_Dispatch | Li-ion Battery (8-hr) | PG&E South
109 | Southern_PGAE_Li_Battery_8hr_109 | Gates 500/230kV TB #12 | CAISO_Li_Battery_8hr_Dispatch | Li-ion Battery (8-hr) | PG&E South
117 | Southern_PGAE_Li_Battery_8hr_117 | Gates 500/230kV TB #12 | CAISO_Li_Battery_8hr_Dispatch | Li-ion Battery (8-hr) | PG&E South
118 | Southern_PGAE_Li_Battery_8hr_118 | Gates 500/230kV TB #12 | CAISO_Li_Battery_8hr_Dispatch | Li-ion Battery (8-hr) | PG&E South
124 | Southern_PGAE_Li_Battery_8hr_124 | Gates 500/230kV TB #12 | CAISO_Li_Battery_8hr_Dispatch | Li-ion Battery (8-hr) | PG&E South
139 | Southern_PGAE_Li_Battery_8hr_139 | Gates 500/230kV TB #12 | CAISO_Li_Battery_8hr_Dispatch | Li-ion Battery (8-hr) | PG&E South
140 | Southern_PGAE_Li_Battery_8hr_140 | Gates 500/230kV TB #12 | CAISO_Li_Battery_8hr_Dispatch | Li-ion Battery (8-hr) | PG&E South
151 | Southern_PGAE_Li_Battery_8hr_151 | Gates 500/230kV TB #12 | CAISO_Li_Battery_8hr_Dispatch | Li-ion Battery (8-hr) | PG&E South
154 | Southern_PGAE_Li_Battery_8hr_154 | Gates 500/230kV TB #12 | CAISO_Li_Battery_8hr_Dispatch | Li-ion Battery (8-hr) | PG&E South
161 | Southern_PGAE_Li_Battery_8hr_161 | Gates 500/230kV TB #12 | CAISO_Li_Battery_8hr_Dispatch | Li-ion Battery (8-hr) | PG&E South
162 | Southern_PGAE_Li_Battery_8hr_162 | Gates 500/230kV TB #12 | CAISO_Li_Battery_8hr_Dispatch | Li-ion Battery (8-hr) | PG&E South
163 | Southern_PGAE_Li_Battery_8hr_163 | Gates 500/230kV TB #12 | CAISO_Li_Battery_8hr_Dispatch | Li-ion Battery (8-hr) | PG&E South
164 | Southern_PGAE_Li_Battery_8hr_164 | Gates 500/230kV TB #12 | CAISO_Li_Battery_8hr_Dispatch | Li-ion Battery (8-hr) | PG&E South
165 | Southern_PGAE_Li_Battery_8hr_165 | Gates 500/230kV TB #12 | CAISO_Li_Battery_8hr_Dispatch | Li-ion Battery (8-hr) | PG&E South
166 | Northern_California_Li_Battery_8hr_166 | Gates 500/230kV TB #12 | CAISO_Li_Battery_8hr_Dispatch | Li-ion Battery (8-hr) | PG&E South
168 | Southern_PGAE_Li_Battery_8hr_168 | Gates 500/230kV TB #12 | CAISO_Li_Battery_8hr_Dispatch | Li-ion Battery (8-hr) | PG&E South
169 | Southern_PGAE_Li_Battery_8hr_169 | Gates 500/230kV TB #12 | CAISO_Li_Battery_8hr_Dispatch | Li-ion Battery (8-hr) | PG&E South
170 | Southern_PGAE_Li_Battery_8hr_170 | Gates 500/230kV TB #12 | CAISO_Li_Battery_8hr_Dispatch | Li-ion Battery (8-hr) | PG&E South
174 | Southern_PGAE_Li_Battery_8hr_174 | Gates 500/230kV TB #12 | CAISO_Li_Battery_8hr_Dispatch | Li-ion Battery (8-hr) | PG&E South
176 | Southern_PGAE_Li_Battery_8hr_176 | Gates 500/230kV TB #12 | CAISO_Li_Battery_8hr_Dispatch | Li-ion Battery (8-hr) | PG&E South
154 | Central_Valley_North_Los_Banos_Wind_154 | Gates 500/230kV TB #12 | Central_Valley_North_Los_Banos_Wind | Wind | PG&E South
162 | Central_Valley_North_Los_Banos_Wind_162 | Gates 500/230kV TB #12 | Central_Valley_North_Los_Banos_Wind | Wind | PG&E South
166 | Northern_California_Solar_166 | Gates 500/230kV TB #12 | Northern_California_Solar | Solar | PG&E South
23 | Southern_PGAE_Solar_23 | Gates 500/230kV TB #12 | Southern_PGAE_Solar | Solar | PG&E South
24 | Southern_PGAE_Solar_24 | Gates 500/230kV TB #12 | Southern_PGAE_Solar | Solar | PG&E South
33 | Southern_PGAE_Solar_33 | Gates 500/230kV TB #12 | Southern_PGAE_Solar | Solar | PG&E South
34 | Southern_PGAE_Solar_34 | Gates 500/230kV TB #12 | Southern_PGAE_Solar | Solar | PG&E South
45 | Southern_PGAE_Solar_45 | Gates 500/230kV TB #12 | Southern_PGAE_Solar | Solar | PG&E South
46 | Southern_PGAE_Solar_46 | Gates 500/230kV TB #12 | Southern_PGAE_Solar | Solar | PG&E South
49 | Southern_PGAE_Solar_49 | Gates 500/230kV TB #12 | Southern_PGAE_Solar | Solar | PG&E South
52 | Southern_PGAE_Solar_52 | Gates 500/230kV TB #12 | Southern_PGAE_Solar | Solar | PG&E South
61 | Southern_PGAE_Solar_61 | Gates 500/230kV TB #12 | Southern_PGAE_Solar | Solar | PG&E South
69 | Southern_PGAE_Solar_69 | Gates 500/230kV TB #12 | Southern_PGAE_Solar | Solar | PG&E South
72 | Southern_PGAE_Solar_72 | Gates 500/230kV TB #12 | Southern_PGAE_Solar | Solar | PG&E South
74 | Southern_PGAE_Solar_74 | Gates 500/230kV TB #12 | Southern_PGAE_Solar | Solar | PG&E South
75 | Southern_PGAE_Solar_75 | Gates 500/230kV TB #12 | Southern_PGAE_Solar | Solar | PG&E South
79 | Southern_PGAE_Solar_79 | Gates 500/230kV TB #12 | Southern_PGAE_Solar | Solar | PG&E South
93 | Southern_PGAE_Solar_93 | Gates 500/230kV TB #12 | Southern_PGAE_Solar | Solar | PG&E South
98 | Southern_PGAE_Solar_98 | Gates 500/230kV TB #12 | Southern_PGAE_Solar | Solar | PG&E South
102 | Southern_PGAE_Solar_102 | Gates 500/230kV TB #12 | Southern_PGAE_Solar | Solar | PG&E South
109 | Southern_PGAE_Solar_109 | Gates 500/230kV TB #12 | Southern_PGAE_Solar | Solar | PG&E South
117 | Southern_PGAE_Solar_117 | Gates 500/230kV TB #12 | Southern_PGAE_Solar | Solar | PG&E South
118 | Southern_PGAE_Solar_118 | Gates 500/230kV TB #12 | Southern_PGAE_Solar | Solar | PG&E South
124 | Southern_PGAE_Solar_124 | Gates 500/230kV TB #12 | Southern_PGAE_Solar | Solar | PG&E South
139 | Southern_PGAE_Solar_139 | Gates 500/230kV TB #12 | Southern_PGAE_Solar | Solar | PG&E South
140 | Southern_PGAE_Solar_140 | Gates 500/230kV TB #12 | Southern_PGAE_Solar | Solar | PG&E South
151 | Southern_PGAE_Solar_151 | Gates 500/230kV TB #12 | Southern_PGAE_Solar | Solar | PG&E South
154 | Southern_PGAE_Solar_154 | Gates 500/230kV TB #12 | Southern_PGAE_Solar | Solar | PG&E South
161 | Southern_PGAE_Solar_161 | Gates 500/230kV TB #12 | Southern_PGAE_Solar | Solar | PG&E South
162 | Southern_PGAE_Solar_162 | Gates 500/230kV TB #12 | Southern_PGAE_Solar | Solar | PG&E South
163 | Southern_PGAE_Solar_163 | Gates 500/230kV TB #12 | Southern_PGAE_Solar | Solar | PG&E South
164 | Southern_PGAE_Solar_164 | Gates 500/230kV TB #12 | Southern_PGAE_Solar | Solar | PG&E South
165 | Southern_PGAE_Solar_165 | Gates 500/230kV TB #12 | Southern_PGAE_Solar | Solar | PG&E South
168 | Southern_PGAE_Solar_168 | Gates 500/230kV TB #12 | Southern_PGAE_Solar | Solar | PG&E South
169 | Southern_PGAE_Solar_169 | Gates 500/230kV TB #12 | Southern_PGAE_Solar | Solar | PG&E South
170 | Southern_PGAE_Solar_170 | Gates 500/230kV TB #12 | Southern_PGAE_Solar | Solar | PG&E South
174 | Southern_PGAE_Solar_174 | Gates 500/230kV TB #12 | Southern_PGAE_Solar | Solar | PG&E South
176 | Southern_PGAE_Solar_176 | Gates 500/230kV TB #12 | Southern_PGAE_Solar | Solar | PG&E South
3 | Southern_PGAE_Flow_Battery_3 | Gates-Panoche 230 kV #1 and #2 Lines | CAISO_Flow_Battery_8hr_Dispatch | Flow Battery (8-hr) | PG&E South
22 | Southern_PGAE_Flow_Battery_22 | Gates-Panoche 230 kV #1 and #2 Lines | CAISO_Flow_Battery_8hr_Dispatch | Flow Battery (8-hr) | PG&E South
24 | Southern_PGAE_Flow_Battery_24 | Gates-Panoche 230 kV #1 and #2 Lines | CAISO_Flow_Battery_8hr_Dispatch | Flow Battery (8-hr) | PG&E South
27 | Southern_PGAE_Flow_Battery_27 | Gates-Panoche 230 kV #1 and #2 Lines | CAISO_Flow_Battery_8hr_Dispatch | Flow Battery (8-hr) | PG&E South
33 | Southern_PGAE_Flow_Battery_33 | Gates-Panoche 230 kV #1 and #2 Lines | CAISO_Flow_Battery_8hr_Dispatch | Flow Battery (8-hr) | PG&E South
34 | Southern_PGAE_Flow_Battery_34 | Gates-Panoche 230 kV #1 and #2 Lines | CAISO_Flow_Battery_8hr_Dispatch | Flow Battery (8-hr) | PG&E South
39 | Southern_PGAE_Flow_Battery_39 | Gates-Panoche 230 kV #1 and #2 Lines | CAISO_Flow_Battery_8hr_Dispatch | Flow Battery (8-hr) | PG&E South
45 | Southern_PGAE_Flow_Battery_45 | Gates-Panoche 230 kV #1 and #2 Lines | CAISO_Flow_Battery_8hr_Dispatch | Flow Battery (8-hr) | PG&E South
49 | Southern_PGAE_Flow_Battery_49 | Gates-Panoche 230 kV #1 and #2 Lines | CAISO_Flow_Battery_8hr_Dispatch | Flow Battery (8-hr) | PG&E South
61 | Southern_PGAE_Flow_Battery_61 | Gates-Panoche 230 kV #1 and #2 Lines | CAISO_Flow_Battery_8hr_Dispatch | Flow Battery (8-hr) | PG&E South
93 | Southern_PGAE_Flow_Battery_93 | Gates-Panoche 230 kV #1 and #2 Lines | CAISO_Flow_Battery_8hr_Dispatch | Flow Battery (8-hr) | PG&E South
109 | Southern_PGAE_Flow_Battery_109 | Gates-Panoche 230 kV #1 and #2 Lines | CAISO_Flow_Battery_8hr_Dispatch | Flow Battery (8-hr) | PG&E South
3 | Southern_PGAE_Li_Battery_4hr_3 | Gates-Panoche 230 kV #1 and #2 Lines | CAISO_Li_Battery_4hr_Dispatch | Li-ion Battery (4-hr) | PG&E South
22 | Southern_PGAE_Li_Battery_4hr_22 | Gates-Panoche 230 kV #1 and #2 Lines | CAISO_Li_Battery_4hr_Dispatch | Li-ion Battery (4-hr) | PG&E South
24 | Southern_PGAE_Li_Battery_4hr_24 | Gates-Panoche 230 kV #1 and #2 Lines | CAISO_Li_Battery_4hr_Dispatch | Li-ion Battery (4-hr) | PG&E South
27 | Southern_PGAE_Li_Battery_4hr_27 | Gates-Panoche 230 kV #1 and #2 Lines | CAISO_Li_Battery_4hr_Dispatch | Li-ion Battery (4-hr) | PG&E South
33 | Southern_PGAE_Li_Battery_4hr_33 | Gates-Panoche 230 kV #1 and #2 Lines | CAISO_Li_Battery_4hr_Dispatch | Li-ion Battery (4-hr) | PG&E South
34 | Southern_PGAE_Li_Battery_4hr_34 | Gates-Panoche 230 kV #1 and #2 Lines | CAISO_Li_Battery_4hr_Dispatch | Li-ion Battery (4-hr) | PG&E South
39 | Southern_PGAE_Li_Battery_4hr_39 | Gates-Panoche 230 kV #1 and #2 Lines | CAISO_Li_Battery_4hr_Dispatch | Li-ion Battery (4-hr) | PG&E South
45 | Southern_PGAE_Li_Battery_4hr_45 | Gates-Panoche 230 kV #1 and #2 Lines | CAISO_Li_Battery_4hr_Dispatch | Li-ion Battery (4-hr) | PG&E South
49 | Southern_PGAE_Li_Battery_4hr_49 | Gates-Panoche 230 kV #1 and #2 Lines | CAISO_Li_Battery_4hr_Dispatch | Li-ion Battery (4-hr) | PG&E South
61 | Southern_PGAE_Li_Battery_4hr_61 | Gates-Panoche 230 kV #1 and #2 Lines | CAISO_Li_Battery_4hr_Dispatch | Li-ion Battery (4-hr) | PG&E South
93 | Southern_PGAE_Li_Battery_4hr_93 | Gates-Panoche 230 kV #1 and #2 Lines | CAISO_Li_Battery_4hr_Dispatch | Li-ion Battery (4-hr) | PG&E South
109 | Southern_PGAE_Li_Battery_4hr_109 | Gates-Panoche 230 kV #1 and #2 Lines | CAISO_Li_Battery_4hr_Dispatch | Li-ion Battery (4-hr) | PG&E South
3 | Southern_PGAE_Li_Battery_8hr_3 | Gates-Panoche 230 kV #1 and #2 Lines | CAISO_Li_Battery_8hr_Dispatch | Li-ion Battery (8-hr) | PG&E South
22 | Southern_PGAE_Li_Battery_8hr_22 | Gates-Panoche 230 kV #1 and #2 Lines | CAISO_Li_Battery_8hr_Dispatch | Li-ion Battery (8-hr) | PG&E South
24 | Southern_PGAE_Li_Battery_8hr_24 | Gates-Panoche 230 kV #1 and #2 Lines | CAISO_Li_Battery_8hr_Dispatch | Li-ion Battery (8-hr) | PG&E South
27 | Southern_PGAE_Li_Battery_8hr_27 | Gates-Panoche 230 kV #1 and #2 Lines | CAISO_Li_Battery_8hr_Dispatch | Li-ion Battery (8-hr) | PG&E South
33 | Southern_PGAE_Li_Battery_8hr_33 | Gates-Panoche 230 kV #1 and #2 Lines | CAISO_Li_Battery_8hr_Dispatch | Li-ion Battery (8-hr) | PG&E South
34 | Southern_PGAE_Li_Battery_8hr_34 | Gates-Panoche 230 kV #1 and #2 Lines | CAISO_Li_Battery_8hr_Dispatch | Li-ion Battery (8-hr) | PG&E South
39 | Southern_PGAE_Li_Battery_8hr_39 | Gates-Panoche 230 kV #1 and #2 Lines | CAISO_Li_Battery_8hr_Dispatch | Li-ion Battery (8-hr) | PG&E South
45 | Southern_PGAE_Li_Battery_8hr_45 | Gates-Panoche 230 kV #1 and #2 Lines | CAISO_Li_Battery_8hr_Dispatch | Li-ion Battery (8-hr) | PG&E South
49 | Southern_PGAE_Li_Battery_8hr_49 | Gates-Panoche 230 kV #1 and #2 Lines | CAISO_Li_Battery_8hr_Dispatch | Li-ion Battery (8-hr) | PG&E South
61 | Southern_PGAE_Li_Battery_8hr_61 | Gates-Panoche 230 kV #1 and #2 Lines | CAISO_Li_Battery_8hr_Dispatch | Li-ion Battery (8-hr) | PG&E South
93 | Southern_PGAE_Li_Battery_8hr_93 | Gates-Panoche 230 kV #1 and #2 Lines | CAISO_Li_Battery_8hr_Dispatch | Li-ion Battery (8-hr) | PG&E South
109 | Southern_PGAE_Li_Battery_8hr_109 | Gates-Panoche 230 kV #1 and #2 Lines | CAISO_Li_Battery_8hr_Dispatch | Li-ion Battery (8-hr) | PG&E South
9999 | Morro_Bay_Offshore_Wind_Asset | Gates-Panoche 230 kV #1 and #2 Lines | Morro_Bay_Offshore_Wind | Offshore Wind | PG&E South
3 | Southern_PGAE_Solar_3 | Gates-Panoche 230 kV #1 and #2 Lines | Southern_PGAE_Solar | Solar | PG&E South
22 | Southern_PGAE_Solar_22 | Gates-Panoche 230 kV #1 and #2 Lines | Southern_PGAE_Solar | Solar | PG&E South
24 | Southern_PGAE_Solar_24 | Gates-Panoche 230 kV #1 and #2 Lines | Southern_PGAE_Solar | Solar | PG&E South
27 | Southern_PGAE_Solar_27 | Gates-Panoche 230 kV #1 and #2 Lines | Southern_PGAE_Solar | Solar | PG&E South
33 | Southern_PGAE_Solar_33 | Gates-Panoche 230 kV #1 and #2 Lines | Southern_PGAE_Solar | Solar | PG&E South
34 | Southern_PGAE_Solar_34 | Gates-Panoche 230 kV #1 and #2 Lines | Southern_PGAE_Solar | Solar | PG&E South
39 | Southern_PGAE_Solar_39 | Gates-Panoche 230 kV #1 and #2 Lines | Southern_PGAE_Solar | Solar | PG&E South
45 | Southern_PGAE_Solar_45 | Gates-Panoche 230 kV #1 and #2 Lines | Southern_PGAE_Solar | Solar | PG&E South
49 | Southern_PGAE_Solar_49 | Gates-Panoche 230 kV #1 and #2 Lines | Southern_PGAE_Solar | Solar | PG&E South
61 | Southern_PGAE_Solar_61 | Gates-Panoche 230 kV #1 and #2 Lines | Southern_PGAE_Solar | Solar | PG&E South
93 | Southern_PGAE_Solar_93 | Gates-Panoche 230 kV #1 and #2 Lines | Southern_PGAE_Solar | Solar | PG&E South
109 | Southern_PGAE_Solar_109 | Gates-Panoche 230 kV #1 and #2 Lines | Southern_PGAE_Solar | Solar | PG&E South
15 | Southern_NV_Eldorado_Flow_Battery_15 | GLW 230kV area constraint | CAISO_Flow_Battery_8hr_Dispatch | Flow Battery (8-hr) | SCE East of Pisgah
40 | Southern_NV_Eldorado_Flow_Battery_40 | GLW 230kV area constraint | CAISO_Flow_Battery_8hr_Dispatch | Flow Battery (8-hr) | SCE East of Pisgah
42 | Southern_NV_Eldorado_Flow_Battery_42 | GLW 230kV area constraint | CAISO_Flow_Battery_8hr_Dispatch | Flow Battery (8-hr) | SCE East of Pisgah
15 | Southern_NV_Eldorado_Li_Battery_4hr_15 | GLW 230kV area constraint | CAISO_Li_Battery_4hr_Dispatch | Li-ion Battery (4-hr) | SCE East of Pisgah
40 | Southern_NV_Eldorado_Li_Battery_4hr_40 | GLW 230kV area constraint | CAISO_Li_Battery_4hr_Dispatch | Li-ion Battery (4-hr) | SCE East of Pisgah
42 | Southern_NV_Eldorado_Li_Battery_4hr_42 | GLW 230kV area constraint | CAISO_Li_Battery_4hr_Dispatch | Li-ion Battery (4-hr) | SCE East of Pisgah
15 | Southern_NV_Eldorado_Li_Battery_8hr_15 | GLW 230kV area constraint | CAISO_Li_Battery_8hr_Dispatch | Li-ion Battery (8-hr) | SCE East of Pisgah
40 | Southern_NV_Eldorado_Li_Battery_8hr_40 | GLW 230kV area constraint | CAISO_Li_Battery_8hr_Dispatch | Li-ion Battery (8-hr) | SCE East of Pisgah
42 | Southern_NV_Eldorado_Li_Battery_8hr_42 | GLW 230kV area constraint | CAISO_Li_Battery_8hr_Dispatch | Li-ion Battery (8-hr) | SCE East of Pisgah
42 | Central_Nevada_Geothermal_42 | GLW 230kV area constraint | Central_Nevada_Geothermal | Non-CAISO Geothermal | SCE East of Pisgah
15 | Southern_NV_Eldorado_Solar_15 | GLW 230kV area constraint | Southern_NV_Eldorado_Solar | Solar | SCE East of Pisgah
40 | Southern_NV_Eldorado_Solar_40 | GLW 230kV area constraint | Southern_NV_Eldorado_Solar | Solar | SCE East of Pisgah
42 | Southern_NV_Eldorado_Solar_42 | GLW 230kV area constraint | Southern_NV_Eldorado_Solar | Solar | SCE East of Pisgah
15 | Southern_NV_Eldorado_Wind_15 | GLW 230kV area constraint | Southern_NV_Eldorado_Wind | Wind | SCE East of Pisgah
121 | Northern_California_Flow_Battery_121 | Grant - Eastshore #2 line 115 kV | CAISO_Flow_Battery_8hr_Dispatch | Flow Battery (8-hr) | PG&E North
121 | Northern_California_Li_Battery_4hr_121 | Grant - Eastshore #2 line 115 kV | CAISO_Li_Battery_4hr_Dispatch | Li-ion Battery (4-hr) | PG&E North
121 | Northern_California_Li_Battery_8hr_121 | Grant - Eastshore #2 line 115 kV | CAISO_Li_Battery_8hr_Dispatch | Li-ion Battery (8-hr) | PG&E North
121 | Northern_California_Solar_121 | Grant - Eastshore #2 line 115 kV | Northern_California_Solar | Solar | PG&E North
30 | Greater_LA_Flow_Battery_30 | Hinson - Del Amo Constraint | CAISO_Flow_Battery_8hr_Dispatch | Flow Battery (8-hr) | SCE Metro
30 | Greater_LA_Li_Battery_4hr_30 | Hinson - Del Amo Constraint | CAISO_Li_Battery_4hr_Dispatch | Li-ion Battery (4-hr) | SCE Metro
30 | Greater_LA_Li_Battery_8hr_30 | Hinson - Del Amo Constraint | CAISO_Li_Battery_8hr_Dispatch | Li-ion Battery (8-hr) | SCE Metro
30 | Greater_LA_Solar_30 | Hinson - Del Amo Constraint | Greater_LA_Solar | Solar | SCE Metro
9999 | Humboldt_Bay_Offshore_Wind_Asset | Humboldt Offshore Wind Line | Humboldt_Bay_Offshore_Wind | Offshore Wind
133 | Baja_California_Wind_133 | Internal San Diego Area constraint | Baja_California_Wind | Wind | SCE Eastern
20 | Greater_Imperial_Flow_Battery_20 | Internal San Diego Area constraint | CAISO_Flow_Battery_8hr_Dispatch | Flow Battery (8-hr) | SCE Eastern
108 | Greater_Imperial_Flow_Battery_108 | Internal San Diego Area constraint | CAISO_Flow_Battery_8hr_Dispatch | Flow Battery (8-hr) | SCE Eastern
133 | Greater_Imperial_Flow_Battery_133 | Internal San Diego Area constraint | CAISO_Flow_Battery_8hr_Dispatch | Flow Battery (8-hr) | SCE Eastern
20 | Greater_Imperial_Li_Battery_4hr_20 | Internal San Diego Area constraint | CAISO_Li_Battery_4hr_Dispatch | Li-ion Battery (4-hr) | SCE Eastern
108 | Greater_Imperial_Li_Battery_4hr_108 | Internal San Diego Area constraint | CAISO_Li_Battery_4hr_Dispatch | Li-ion Battery (4-hr) | SCE Eastern
133 | Greater_Imperial_Li_Battery_4hr_133 | Internal San Diego Area constraint | CAISO_Li_Battery_4hr_Dispatch | Li-ion Battery (4-hr) | SCE Eastern
20 | Greater_Imperial_Li_Battery_8hr_20 | Internal San Diego Area constraint | CAISO_Li_Battery_8hr_Dispatch | Li-ion Battery (8-hr) | SCE Eastern
108 | Greater_Imperial_Li_Battery_8hr_108 | Internal San Diego Area constraint | CAISO_Li_Battery_8hr_Dispatch | Li-ion Battery (8-hr) | SCE Eastern
133 | Greater_Imperial_Li_Battery_8hr_133 | Internal San Diego Area constraint | CAISO_Li_Battery_8hr_Dispatch | Li-ion Battery (8-hr) | SCE Eastern
119 | San_Diego_Pumped_Storage_119 | Internal San Diego Area constraint | CAISO_New_Pumped_Storage_12hr | Pumped Hydro (12-hr) | SCE Eastern
20 | Greater_Imperial_Geothermal_20 | Internal San Diego Area constraint | Greater_Imperial_Geothermal | Geothermal | SCE Eastern
20 | Greater_Imperial_Solar_20 | Internal San Diego Area constraint | Greater_Imperial_Solar | Solar | SCE Eastern
108 | Greater_Imperial_Solar_108 | Internal San Diego Area constraint | Greater_Imperial_Solar | Solar | SCE Eastern
133 | Greater_Imperial_Solar_133 | Internal San Diego Area constraint | Greater_Imperial_Solar | Solar | SCE Eastern
108 | Greater_Imperial_Wind_108 | Internal San Diego Area constraint | Greater_Imperial_Wind | Wind | SCE Eastern
20 | Greater_Imperial_Biomass_20 | Internal San Diego Area constraint | InState_Biomass | Biomass | SCE Eastern
148 | Southern_PGAE_Flow_Battery_148 | Jacksson-WaukenaCorcoran 115kV line | CAISO_Flow_Battery_8hr_Dispatch | Flow Battery (8-hr) | PG&E South
181 | Southern_PGAE_Flow_Battery_181 | Jacksson-WaukenaCorcoran 115kV line | CAISO_Flow_Battery_8hr_Dispatch | Flow Battery (8-hr) | PG&E South
148 | Southern_PGAE_Li_Battery_4hr_148 | Jacksson-WaukenaCorcoran 115kV line | CAISO_Li_Battery_4hr_Dispatch | Li-ion Battery (4-hr) | PG&E South
181 | Southern_PGAE_Li_Battery_4hr_181 | Jacksson-WaukenaCorcoran 115kV line | CAISO_Li_Battery_4hr_Dispatch | Li-ion Battery (4-hr) | PG&E South
148 | Southern_PGAE_Li_Battery_8hr_148 | Jacksson-WaukenaCorcoran 115kV line | CAISO_Li_Battery_8hr_Dispatch | Li-ion Battery (8-hr) | PG&E South
181 | Southern_PGAE_Li_Battery_8hr_181 | Jacksson-WaukenaCorcoran 115kV line | CAISO_Li_Battery_8hr_Dispatch | Li-ion Battery (8-hr) | PG&E South
148 | Southern_PGAE_Solar_148 | Jacksson-WaukenaCorcoran 115kV line | Southern_PGAE_Solar | Solar | PG&E South
181 | Southern_PGAE_Solar_181 | Jacksson-WaukenaCorcoran 115kV line | Southern_PGAE_Solar | Solar | PG&E South
84 | Northern_California_Flow_Battery_84 | Kasson Jct-Heinz 115 kV line | CAISO_Flow_Battery_8hr_Dispatch | Flow Battery (8-hr) | PG&E North
111 | Southern_PGAE_Flow_Battery_111 | Kasson Jct-Heinz 115 kV line | CAISO_Flow_Battery_8hr_Dispatch | Flow Battery (8-hr) | PG&E North
135 | Northern_California_Flow_Battery_135 | Kasson Jct-Heinz 115 kV line | CAISO_Flow_Battery_8hr_Dispatch | Flow Battery (8-hr) | PG&E North
138 | Northern_California_Flow_Battery_138 | Kasson Jct-Heinz 115 kV line | CAISO_Flow_Battery_8hr_Dispatch | Flow Battery (8-hr) | PG&E North
145 | Southern_PGAE_Flow_Battery_145 | Kasson Jct-Heinz 115 kV line | CAISO_Flow_Battery_8hr_Dispatch | Flow Battery (8-hr) | PG&E North
84 | Northern_California_Li_Battery_4hr_84 | Kasson Jct-Heinz 115 kV line | CAISO_Li_Battery_4hr_Dispatch | Li-ion Battery (4-hr) | PG&E North
111 | Southern_PGAE_Li_Battery_4hr_111 | Kasson Jct-Heinz 115 kV line | CAISO_Li_Battery_4hr_Dispatch | Li-ion Battery (4-hr) | PG&E North
135 | Northern_California_Li_Battery_4hr_135 | Kasson Jct-Heinz 115 kV line | CAISO_Li_Battery_4hr_Dispatch | Li-ion Battery (4-hr) | PG&E North
138 | Northern_California_Li_Battery_4hr_138 | Kasson Jct-Heinz 115 kV line | CAISO_Li_Battery_4hr_Dispatch | Li-ion Battery (4-hr) | PG&E North
145 | Southern_PGAE_Li_Battery_4hr_145 | Kasson Jct-Heinz 115 kV line | CAISO_Li_Battery_4hr_Dispatch | Li-ion Battery (4-hr) | PG&E North
84 | Northern_California_Li_Battery_8hr_84 | Kasson Jct-Heinz 115 kV line | CAISO_Li_Battery_8hr_Dispatch | Li-ion Battery (8-hr) | PG&E North
111 | Southern_PGAE_Li_Battery_8hr_111 | Kasson Jct-Heinz 115 kV line | CAISO_Li_Battery_8hr_Dispatch | Li-ion Battery (8-hr) | PG&E North
135 | Northern_California_Li_Battery_8hr_135 | Kasson Jct-Heinz 115 kV line | CAISO_Li_Battery_8hr_Dispatch | Li-ion Battery (8-hr) | PG&E North
138 | Northern_California_Li_Battery_8hr_138 | Kasson Jct-Heinz 115 kV line | CAISO_Li_Battery_8hr_Dispatch | Li-ion Battery (8-hr) | PG&E North
145 | Southern_PGAE_Li_Battery_8hr_145 | Kasson Jct-Heinz 115 kV line | CAISO_Li_Battery_8hr_Dispatch | Li-ion Battery (8-hr) | PG&E North
84 | Northern_California_Solar_84 | Kasson Jct-Heinz 115 kV line | Northern_California_Solar | Solar | PG&E North
135 | Northern_California_Solar_135 | Kasson Jct-Heinz 115 kV line | Northern_California_Solar | Solar | PG&E North
138 | Northern_California_Solar_138 | Kasson Jct-Heinz 115 kV line | Northern_California_Solar | Solar | PG&E North
111 | Southern_PGAE_Solar_111 | Kasson Jct-Heinz 115 kV line | Southern_PGAE_Solar | Solar | PG&E North
145 | Southern_PGAE_Solar_145 | Kasson Jct-Heinz 115 kV line | Southern_PGAE_Solar | Solar | PG&E North
52 | Southern_PGAE_Flow_Battery_52 | Kern 230/115kV TB #4 | CAISO_Flow_Battery_8hr_Dispatch | Flow Battery (8-hr) | PG&E South
54 | Southern_PGAE_Flow_Battery_54 | Kern 230/115kV TB #4 | CAISO_Flow_Battery_8hr_Dispatch | Flow Battery (8-hr) | PG&E South
75 | Southern_PGAE_Flow_Battery_75 | Kern 230/115kV TB #4 | CAISO_Flow_Battery_8hr_Dispatch | Flow Battery (8-hr) | PG&E South
79 | Southern_PGAE_Flow_Battery_79 | Kern 230/115kV TB #4 | CAISO_Flow_Battery_8hr_Dispatch | Flow Battery (8-hr) | PG&E South
98 | Southern_PGAE_Flow_Battery_98 | Kern 230/115kV TB #4 | CAISO_Flow_Battery_8hr_Dispatch | Flow Battery (8-hr) | PG&E South
102 | Southern_PGAE_Flow_Battery_102 | Kern 230/115kV TB #4 | CAISO_Flow_Battery_8hr_Dispatch | Flow Battery (8-hr) | PG&E South
118 | Southern_PGAE_Flow_Battery_118 | Kern 230/115kV TB #4 | CAISO_Flow_Battery_8hr_Dispatch | Flow Battery (8-hr) | PG&E South
136 | Southern_PGAE_Flow_Battery_136 | Kern 230/115kV TB #4 | CAISO_Flow_Battery_8hr_Dispatch | Flow Battery (8-hr) | PG&E South
152 | Southern_PGAE_Flow_Battery_152 | Kern 230/115kV TB #4 | CAISO_Flow_Battery_8hr_Dispatch | Flow Battery (8-hr) | PG&E South
173 | Southern_PGAE_Flow_Battery_173 | Kern 230/115kV TB #4 | CAISO_Flow_Battery_8hr_Dispatch | Flow Battery (8-hr) | PG&E South
175 | Southern_PGAE_Flow_Battery_175 | Kern 230/115kV TB #4 | CAISO_Flow_Battery_8hr_Dispatch | Flow Battery (8-hr) | PG&E South
177 | Southern_PGAE_Flow_Battery_177 | Kern 230/115kV TB #4 | CAISO_Flow_Battery_8hr_Dispatch | Flow Battery (8-hr) | PG&E South
52 | Southern_PGAE_Li_Battery_4hr_52 | Kern 230/115kV TB #4 | CAISO_Li_Battery_4hr_Dispatch | Li-ion Battery (4-hr) | PG&E South
54 | Southern_PGAE_Li_Battery_4hr_54 | Kern 230/115kV TB #4 | CAISO_Li_Battery_4hr_Dispatch | Li-ion Battery (4-hr) | PG&E South
75 | Southern_PGAE_Li_Battery_4hr_75 | Kern 230/115kV TB #4 | CAISO_Li_Battery_4hr_Dispatch | Li-ion Battery (4-hr) | PG&E South
79 | Southern_PGAE_Li_Battery_4hr_79 | Kern 230/115kV TB #4 | CAISO_Li_Battery_4hr_Dispatch | Li-ion Battery (4-hr) | PG&E South
98 | Southern_PGAE_Li_Battery_4hr_98 | Kern 230/115kV TB #4 | CAISO_Li_Battery_4hr_Dispatch | Li-ion Battery (4-hr) | PG&E South
102 | Southern_PGAE_Li_Battery_4hr_102 | Kern 230/115kV TB #4 | CAISO_Li_Battery_4hr_Dispatch | Li-ion Battery (4-hr) | PG&E South
118 | Southern_PGAE_Li_Battery_4hr_118 | Kern 230/115kV TB #4 | CAISO_Li_Battery_4hr_Dispatch | Li-ion Battery (4-hr) | PG&E South
136 | Southern_PGAE_Li_Battery_4hr_136 | Kern 230/115kV TB #4 | CAISO_Li_Battery_4hr_Dispatch | Li-ion Battery (4-hr) | PG&E South
152 | Southern_PGAE_Li_Battery_4hr_152 | Kern 230/115kV TB #4 | CAISO_Li_Battery_4hr_Dispatch | Li-ion Battery (4-hr) | PG&E South
173 | Southern_PGAE_Li_Battery_4hr_173 | Kern 230/115kV TB #4 | CAISO_Li_Battery_4hr_Dispatch | Li-ion Battery (4-hr) | PG&E South
175 | Southern_PGAE_Li_Battery_4hr_175 | Kern 230/115kV TB #4 | CAISO_Li_Battery_4hr_Dispatch | Li-ion Battery (4-hr) | PG&E South
177 | Southern_PGAE_Li_Battery_4hr_177 | Kern 230/115kV TB #4 | CAISO_Li_Battery_4hr_Dispatch | Li-ion Battery (4-hr) | PG&E South
52 | Southern_PGAE_Li_Battery_8hr_52 | Kern 230/115kV TB #4 | CAISO_Li_Battery_8hr_Dispatch | Li-ion Battery (8-hr) | PG&E South
54 | Southern_PGAE_Li_Battery_8hr_54 | Kern 230/115kV TB #4 | CAISO_Li_Battery_8hr_Dispatch | Li-ion Battery (8-hr) | PG&E South
75 | Southern_PGAE_Li_Battery_8hr_75 | Kern 230/115kV TB #4 | CAISO_Li_Battery_8hr_Dispatch | Li-ion Battery (8-hr) | PG&E South
79 | Southern_PGAE_Li_Battery_8hr_79 | Kern 230/115kV TB #4 | CAISO_Li_Battery_8hr_Dispatch | Li-ion Battery (8-hr) | PG&E South
98 | Southern_PGAE_Li_Battery_8hr_98 | Kern 230/115kV TB #4 | CAISO_Li_Battery_8hr_Dispatch | Li-ion Battery (8-hr) | PG&E South
102 | Southern_PGAE_Li_Battery_8hr_102 | Kern 230/115kV TB #4 | CAISO_Li_Battery_8hr_Dispatch | Li-ion Battery (8-hr) | PG&E South
118 | Southern_PGAE_Li_Battery_8hr_118 | Kern 230/115kV TB #4 | CAISO_Li_Battery_8hr_Dispatch | Li-ion Battery (8-hr) | PG&E South
136 | Southern_PGAE_Li_Battery_8hr_136 | Kern 230/115kV TB #4 | CAISO_Li_Battery_8hr_Dispatch | Li-ion Battery (8-hr) | PG&E South
152 | Southern_PGAE_Li_Battery_8hr_152 | Kern 230/115kV TB #4 | CAISO_Li_Battery_8hr_Dispatch | Li-ion Battery (8-hr) | PG&E South
173 | Southern_PGAE_Li_Battery_8hr_173 | Kern 230/115kV TB #4 | CAISO_Li_Battery_8hr_Dispatch | Li-ion Battery (8-hr) | PG&E South
175 | Southern_PGAE_Li_Battery_8hr_175 | Kern 230/115kV TB #4 | CAISO_Li_Battery_8hr_Dispatch | Li-ion Battery (8-hr) | PG&E South
177 | Southern_PGAE_Li_Battery_8hr_177 | Kern 230/115kV TB #4 | CAISO_Li_Battery_8hr_Dispatch | Li-ion Battery (8-hr) | PG&E South
52 | Southern_PGAE_Solar_52 | Kern 230/115kV TB #4 | Southern_PGAE_Solar | Solar | PG&E South
54 | Southern_PGAE_Solar_54 | Kern 230/115kV TB #4 | Southern_PGAE_Solar | Solar | PG&E South
75 | Southern_PGAE_Solar_75 | Kern 230/115kV TB #4 | Southern_PGAE_Solar | Solar | PG&E South
79 | Southern_PGAE_Solar_79 | Kern 230/115kV TB #4 | Southern_PGAE_Solar | Solar | PG&E South
98 | Southern_PGAE_Solar_98 | Kern 230/115kV TB #4 | Southern_PGAE_Solar | Solar | PG&E South
102 | Southern_PGAE_Solar_102 | Kern 230/115kV TB #4 | Southern_PGAE_Solar | Solar | PG&E South
118 | Southern_PGAE_Solar_118 | Kern 230/115kV TB #4 | Southern_PGAE_Solar | Solar | PG&E South
136 | Southern_PGAE_Solar_136 | Kern 230/115kV TB #4 | Southern_PGAE_Solar | Solar | PG&E South
152 | Southern_PGAE_Solar_152 | Kern 230/115kV TB #4 | Southern_PGAE_Solar | Solar | PG&E South
173 | Southern_PGAE_Solar_173 | Kern 230/115kV TB #4 | Southern_PGAE_Solar | Solar | PG&E South
175 | Southern_PGAE_Solar_175 | Kern 230/115kV TB #4 | Southern_PGAE_Solar | Solar | PG&E South
177 | Southern_PGAE_Solar_177 | Kern 230/115kV TB #4 | Southern_PGAE_Solar | Solar | PG&E South
79 | Southern_PGAE_Flow_Battery_79 | Kern-Tevis-Stockdale-Lamont 115kV line | CAISO_Flow_Battery_8hr_Dispatch | Flow Battery (8-hr) | PG&E South
102 | Southern_PGAE_Flow_Battery_102 | Kern-Tevis-Stockdale-Lamont 115kV line | CAISO_Flow_Battery_8hr_Dispatch | Flow Battery (8-hr) | PG&E South
160 | Southern_PGAE_Flow_Battery_160 | Kern-Tevis-Stockdale-Lamont 115kV line | CAISO_Flow_Battery_8hr_Dispatch | Flow Battery (8-hr) | PG&E South
173 | Southern_PGAE_Flow_Battery_173 | Kern-Tevis-Stockdale-Lamont 115kV line | CAISO_Flow_Battery_8hr_Dispatch | Flow Battery (8-hr) | PG&E South
177 | Southern_PGAE_Flow_Battery_177 | Kern-Tevis-Stockdale-Lamont 115kV line | CAISO_Flow_Battery_8hr_Dispatch | Flow Battery (8-hr) | PG&E South
79 | Southern_PGAE_Li_Battery_4hr_79 | Kern-Tevis-Stockdale-Lamont 115kV line | CAISO_Li_Battery_4hr_Dispatch | Li-ion Battery (4-hr) | PG&E South
102 | Southern_PGAE_Li_Battery_4hr_102 | Kern-Tevis-Stockdale-Lamont 115kV line | CAISO_Li_Battery_4hr_Dispatch | Li-ion Battery (4-hr) | PG&E South
160 | Southern_PGAE_Li_Battery_4hr_160 | Kern-Tevis-Stockdale-Lamont 115kV line | CAISO_Li_Battery_4hr_Dispatch | Li-ion Battery (4-hr) | PG&E South
173 | Southern_PGAE_Li_Battery_4hr_173 | Kern-Tevis-Stockdale-Lamont 115kV line | CAISO_Li_Battery_4hr_Dispatch | Li-ion Battery (4-hr) | PG&E South
177 | Southern_PGAE_Li_Battery_4hr_177 | Kern-Tevis-Stockdale-Lamont 115kV line | CAISO_Li_Battery_4hr_Dispatch | Li-ion Battery (4-hr) | PG&E South
79 | Southern_PGAE_Li_Battery_8hr_79 | Kern-Tevis-Stockdale-Lamont 115kV line | CAISO_Li_Battery_8hr_Dispatch | Li-ion Battery (8-hr) | PG&E South
102 | Southern_PGAE_Li_Battery_8hr_102 | Kern-Tevis-Stockdale-Lamont 115kV line | CAISO_Li_Battery_8hr_Dispatch | Li-ion Battery (8-hr) | PG&E South
160 | Southern_PGAE_Li_Battery_8hr_160 | Kern-Tevis-Stockdale-Lamont 115kV line | CAISO_Li_Battery_8hr_Dispatch | Li-ion Battery (8-hr) | PG&E South
173 | Southern_PGAE_Li_Battery_8hr_173 | Kern-Tevis-Stockdale-Lamont 115kV line | CAISO_Li_Battery_8hr_Dispatch | Li-ion Battery (8-hr) | PG&E South
177 | Southern_PGAE_Li_Battery_8hr_177 | Kern-Tevis-Stockdale-Lamont 115kV line | CAISO_Li_Battery_8hr_Dispatch | Li-ion Battery (8-hr) | PG&E South
79 | Southern_PGAE_Solar_79 | Kern-Tevis-Stockdale-Lamont 115kV line | Southern_PGAE_Solar | Solar | PG&E South
102 | Southern_PGAE_Solar_102 | Kern-Tevis-Stockdale-Lamont 115kV line | Southern_PGAE_Solar | Solar | PG&E South
160 | Southern_PGAE_Solar_160 | Kern-Tevis-Stockdale-Lamont 115kV line | Southern_PGAE_Solar | Solar | PG&E South
173 | Southern_PGAE_Solar_173 | Kern-Tevis-Stockdale-Lamont 115kV line | Southern_PGAE_Solar | Solar | PG&E South
177 | Southern_PGAE_Solar_177 | Kern-Tevis-Stockdale-Lamont 115kV line | Southern_PGAE_Solar | Solar | PG&E South
123 | Greater_Kramer_Flow_Battery_123 | Kramer to Victor Area Constraint | CAISO_Flow_Battery_8hr_Dispatch | Flow Battery (8-hr) | SCE North of Lugo
156 | Greater_Kramer_Flow_Battery_156 | Kramer to Victor Area Constraint | CAISO_Flow_Battery_8hr_Dispatch | Flow Battery (8-hr) | SCE North of Lugo
123 | Greater_Kramer_Li_Battery_4hr_123 | Kramer to Victor Area Constraint | CAISO_Li_Battery_4hr_Dispatch | Li-ion Battery (4-hr) | SCE North of Lugo
156 | Greater_Kramer_Li_Battery_4hr_156 | Kramer to Victor Area Constraint | CAISO_Li_Battery_4hr_Dispatch | Li-ion Battery (4-hr) | SCE North of Lugo
123 | Greater_Kramer_Li_Battery_8hr_123 | Kramer to Victor Area Constraint | CAISO_Li_Battery_8hr_Dispatch | Li-ion Battery (8-hr) | SCE North of Lugo
156 | Greater_Kramer_Li_Battery_8hr_156 | Kramer to Victor Area Constraint | CAISO_Li_Battery_8hr_Dispatch | Li-ion Battery (8-hr) | SCE North of Lugo
123 | Greater_Kramer_Solar_123 | Kramer to Victor Area Constraint | Greater_Kramer_Solar | Solar | SCE North of Lugo
156 | Greater_Kramer_Solar_156 | Kramer to Victor Area Constraint | Greater_Kramer_Solar | Solar | SCE North of Lugo
156 | Inyokern_North_Kramer_Geothermal_156 | Kramer to Victor Area Constraint | Inyokern_North_Kramer_Geothermal | Geothermal | SCE North of Lugo
132 | Northern_California_Flow_Battery_132 | Lakeville-Ignacio 230 kV line | CAISO_Flow_Battery_8hr_Dispatch | Flow Battery (8-hr) | PG&E North
150 | Northern_California_Flow_Battery_150 | Lakeville-Ignacio 230 kV line | CAISO_Flow_Battery_8hr_Dispatch | Flow Battery (8-hr) | PG&E North
158 | Northern_California_Flow_Battery_158 | Lakeville-Ignacio 230 kV line | CAISO_Flow_Battery_8hr_Dispatch | Flow Battery (8-hr) | PG&E North
132 | Northern_California_Li_Battery_4hr_132 | Lakeville-Ignacio 230 kV line | CAISO_Li_Battery_4hr_Dispatch | Li-ion Battery (4-hr) | PG&E North
150 | Northern_California_Li_Battery_4hr_150 | Lakeville-Ignacio 230 kV line | CAISO_Li_Battery_4hr_Dispatch | Li-ion Battery (4-hr) | PG&E North
158 | Northern_California_Li_Battery_4hr_158 | Lakeville-Ignacio 230 kV line | CAISO_Li_Battery_4hr_Dispatch | Li-ion Battery (4-hr) | PG&E North
132 | Northern_California_Li_Battery_8hr_132 | Lakeville-Ignacio 230 kV line | CAISO_Li_Battery_8hr_Dispatch | Li-ion Battery (8-hr) | PG&E North
150 | Northern_California_Li_Battery_8hr_150 | Lakeville-Ignacio 230 kV line | CAISO_Li_Battery_8hr_Dispatch | Li-ion Battery (8-hr) | PG&E North
158 | Northern_California_Li_Battery_8hr_158 | Lakeville-Ignacio 230 kV line | CAISO_Li_Battery_8hr_Dispatch | Li-ion Battery (8-hr) | PG&E North
132 | Northern_California_Solar_132 | Lakeville-Ignacio 230 kV line | Northern_California_Solar | Solar | PG&E North
150 | Northern_California_Solar_150 | Lakeville-Ignacio 230 kV line | Northern_California_Solar | Solar | PG&E North
158 | Northern_California_Solar_158 | Lakeville-Ignacio 230 kV line | Northern_California_Solar | Solar | PG&E North
8 | Southern_PGAE_Flow_Battery_8 | Los Banos 500/230kV TB | CAISO_Flow_Battery_8hr_Dispatch | Flow Battery (8-hr) | PG&E South
34 | Southern_PGAE_Flow_Battery_34 | Los Banos 500/230kV TB | CAISO_Flow_Battery_8hr_Dispatch | Flow Battery (8-hr) | PG&E South
49 | Southern_PGAE_Flow_Battery_49 | Los Banos 500/230kV TB | CAISO_Flow_Battery_8hr_Dispatch | Flow Battery (8-hr) | PG&E South
69 | Southern_PGAE_Flow_Battery_69 | Los Banos 500/230kV TB | CAISO_Flow_Battery_8hr_Dispatch | Flow Battery (8-hr) | PG&E South
72 | Southern_PGAE_Flow_Battery_72 | Los Banos 500/230kV TB | CAISO_Flow_Battery_8hr_Dispatch | Flow Battery (8-hr) | PG&E South
93 | Southern_PGAE_Flow_Battery_93 | Los Banos 500/230kV TB | CAISO_Flow_Battery_8hr_Dispatch | Flow Battery (8-hr) | PG&E South
99 | Southern_PGAE_Flow_Battery_99 | Los Banos 500/230kV TB | CAISO_Flow_Battery_8hr_Dispatch | Flow Battery (8-hr) | PG&E South
109 | Southern_PGAE_Flow_Battery_109 | Los Banos 500/230kV TB | CAISO_Flow_Battery_8hr_Dispatch | Flow Battery (8-hr) | PG&E South
114 | Northern_California_Flow_Battery_114 | Los Banos 500/230kV TB | CAISO_Flow_Battery_8hr_Dispatch | Flow Battery (8-hr) | PG&E South
117 | Southern_PGAE_Flow_Battery_117 | Los Banos 500/230kV TB | CAISO_Flow_Battery_8hr_Dispatch | Flow Battery (8-hr) | PG&E South
124 | Southern_PGAE_Flow_Battery_124 | Los Banos 500/230kV TB | CAISO_Flow_Battery_8hr_Dispatch | Flow Battery (8-hr) | PG&E South
138 | Northern_California_Flow_Battery_138 | Los Banos 500/230kV TB | CAISO_Flow_Battery_8hr_Dispatch | Flow Battery (8-hr) | PG&E South
139 | Southern_PGAE_Flow_Battery_139 | Los Banos 500/230kV TB | CAISO_Flow_Battery_8hr_Dispatch | Flow Battery (8-hr) | PG&E South
140 | Southern_PGAE_Flow_Battery_140 | Los Banos 500/230kV TB | CAISO_Flow_Battery_8hr_Dispatch | Flow Battery (8-hr) | PG&E South
151 | Southern_PGAE_Flow_Battery_151 | Los Banos 500/230kV TB | CAISO_Flow_Battery_8hr_Dispatch | Flow Battery (8-hr) | PG&E South
154 | Southern_PGAE_Flow_Battery_154 | Los Banos 500/230kV TB | CAISO_Flow_Battery_8hr_Dispatch | Flow Battery (8-hr) | PG&E South
161 | Southern_PGAE_Flow_Battery_161 | Los Banos 500/230kV TB | CAISO_Flow_Battery_8hr_Dispatch | Flow Battery (8-hr) | PG&E South
162 | Southern_PGAE_Flow_Battery_162 | Los Banos 500/230kV TB | CAISO_Flow_Battery_8hr_Dispatch | Flow Battery (8-hr) | PG&E South
163 | Southern_PGAE_Flow_Battery_163 | Los Banos 500/230kV TB | CAISO_Flow_Battery_8hr_Dispatch | Flow Battery (8-hr) | PG&E South
164 | Southern_PGAE_Flow_Battery_164 | Los Banos 500/230kV TB | CAISO_Flow_Battery_8hr_Dispatch | Flow Battery (8-hr) | PG&E South
165 | Southern_PGAE_Flow_Battery_165 | Los Banos 500/230kV TB | CAISO_Flow_Battery_8hr_Dispatch | Flow Battery (8-hr) | PG&E South
166 | Northern_California_Flow_Battery_166 | Los Banos 500/230kV TB | CAISO_Flow_Battery_8hr_Dispatch | Flow Battery (8-hr) | PG&E South
168 | Southern_PGAE_Flow_Battery_168 | Los Banos 500/230kV TB | CAISO_Flow_Battery_8hr_Dispatch | Flow Battery (8-hr) | PG&E South
169 | Southern_PGAE_Flow_Battery_169 | Los Banos 500/230kV TB | CAISO_Flow_Battery_8hr_Dispatch | Flow Battery (8-hr) | PG&E South
170 | Southern_PGAE_Flow_Battery_170 | Los Banos 500/230kV TB | CAISO_Flow_Battery_8hr_Dispatch | Flow Battery (8-hr) | PG&E South
174 | Southern_PGAE_Flow_Battery_174 | Los Banos 500/230kV TB | CAISO_Flow_Battery_8hr_Dispatch | Flow Battery (8-hr) | PG&E South
176 | Southern_PGAE_Flow_Battery_176 | Los Banos 500/230kV TB | CAISO_Flow_Battery_8hr_Dispatch | Flow Battery (8-hr) | PG&E South
8 | Southern_PGAE_Li_Battery_4hr_8 | Los Banos 500/230kV TB | CAISO_Li_Battery_4hr_Dispatch | Li-ion Battery (4-hr) | PG&E South
34 | Southern_PGAE_Li_Battery_4hr_34 | Los Banos 500/230kV TB | CAISO_Li_Battery_4hr_Dispatch | Li-ion Battery (4-hr) | PG&E South
49 | Southern_PGAE_Li_Battery_4hr_49 | Los Banos 500/230kV TB | CAISO_Li_Battery_4hr_Dispatch | Li-ion Battery (4-hr) | PG&E South
69 | Southern_PGAE_Li_Battery_4hr_69 | Los Banos 500/230kV TB | CAISO_Li_Battery_4hr_Dispatch | Li-ion Battery (4-hr) | PG&E South
72 | Southern_PGAE_Li_Battery_4hr_72 | Los Banos 500/230kV TB | CAISO_Li_Battery_4hr_Dispatch | Li-ion Battery (4-hr) | PG&E South
93 | Southern_PGAE_Li_Battery_4hr_93 | Los Banos 500/230kV TB | CAISO_Li_Battery_4hr_Dispatch | Li-ion Battery (4-hr) | PG&E South
99 | Southern_PGAE_Li_Battery_4hr_99 | Los Banos 500/230kV TB | CAISO_Li_Battery_4hr_Dispatch | Li-ion Battery (4-hr) | PG&E South
109 | Southern_PGAE_Li_Battery_4hr_109 | Los Banos 500/230kV TB | CAISO_Li_Battery_4hr_Dispatch | Li-ion Battery (4-hr) | PG&E South
114 | Northern_California_Li_Battery_4hr_114 | Los Banos 500/230kV TB | CAISO_Li_Battery_4hr_Dispatch | Li-ion Battery (4-hr) | PG&E South
117 | Southern_PGAE_Li_Battery_4hr_117 | Los Banos 500/230kV TB | CAISO_Li_Battery_4hr_Dispatch | Li-ion Battery (4-hr) | PG&E South
124 | Southern_PGAE_Li_Battery_4hr_124 | Los Banos 500/230kV TB | CAISO_Li_Battery_4hr_Dispatch | Li-ion Battery (4-hr) | PG&E South
138 | Northern_California_Li_Battery_4hr_138 | Los Banos 500/230kV TB | CAISO_Li_Battery_4hr_Dispatch | Li-ion Battery (4-hr) | PG&E South
139 | Southern_PGAE_Li_Battery_4hr_139 | Los Banos 500/230kV TB | CAISO_Li_Battery_4hr_Dispatch | Li-ion Battery (4-hr) | PG&E South
140 | Southern_PGAE_Li_Battery_4hr_140 | Los Banos 500/230kV TB | CAISO_Li_Battery_4hr_Dispatch | Li-ion Battery (4-hr) | PG&E South
151 | Southern_PGAE_Li_Battery_4hr_151 | Los Banos 500/230kV TB | CAISO_Li_Battery_4hr_Dispatch | Li-ion Battery (4-hr) | PG&E South
154 | Southern_PGAE_Li_Battery_4hr_154 | Los Banos 500/230kV TB | CAISO_Li_Battery_4hr_Dispatch | Li-ion Battery (4-hr) | PG&E South
161 | Southern_PGAE_Li_Battery_4hr_161 | Los Banos 500/230kV TB | CAISO_Li_Battery_4hr_Dispatch | Li-ion Battery (4-hr) | PG&E South
162 | Southern_PGAE_Li_Battery_4hr_162 | Los Banos 500/230kV TB | CAISO_Li_Battery_4hr_Dispatch | Li-ion Battery (4-hr) | PG&E South
163 | Southern_PGAE_Li_Battery_4hr_163 | Los Banos 500/230kV TB | CAISO_Li_Battery_4hr_Dispatch | Li-ion Battery (4-hr) | PG&E South
164 | Southern_PGAE_Li_Battery_4hr_164 | Los Banos 500/230kV TB | CAISO_Li_Battery_4hr_Dispatch | Li-ion Battery (4-hr) | PG&E South
165 | Southern_PGAE_Li_Battery_4hr_165 | Los Banos 500/230kV TB | CAISO_Li_Battery_4hr_Dispatch | Li-ion Battery (4-hr) | PG&E South
166 | Northern_California_Li_Battery_4hr_166 | Los Banos 500/230kV TB | CAISO_Li_Battery_4hr_Dispatch | Li-ion Battery (4-hr) | PG&E South
168 | Southern_PGAE_Li_Battery_4hr_168 | Los Banos 500/230kV TB | CAISO_Li_Battery_4hr_Dispatch | Li-ion Battery (4-hr) | PG&E South
169 | Southern_PGAE_Li_Battery_4hr_169 | Los Banos 500/230kV TB | CAISO_Li_Battery_4hr_Dispatch | Li-ion Battery (4-hr) | PG&E South
170 | Southern_PGAE_Li_Battery_4hr_170 | Los Banos 500/230kV TB | CAISO_Li_Battery_4hr_Dispatch | Li-ion Battery (4-hr) | PG&E South
174 | Southern_PGAE_Li_Battery_4hr_174 | Los Banos 500/230kV TB | CAISO_Li_Battery_4hr_Dispatch | Li-ion Battery (4-hr) | PG&E South
176 | Southern_PGAE_Li_Battery_4hr_176 | Los Banos 500/230kV TB | CAISO_Li_Battery_4hr_Dispatch | Li-ion Battery (4-hr) | PG&E South
8 | Southern_PGAE_Li_Battery_8hr_8 | Los Banos 500/230kV TB | CAISO_Li_Battery_8hr_Dispatch | Li-ion Battery (8-hr) | PG&E South
34 | Southern_PGAE_Li_Battery_8hr_34 | Los Banos 500/230kV TB | CAISO_Li_Battery_8hr_Dispatch | Li-ion Battery (8-hr) | PG&E South
49 | Southern_PGAE_Li_Battery_8hr_49 | Los Banos 500/230kV TB | CAISO_Li_Battery_8hr_Dispatch | Li-ion Battery (8-hr) | PG&E South
69 | Southern_PGAE_Li_Battery_8hr_69 | Los Banos 500/230kV TB | CAISO_Li_Battery_8hr_Dispatch | Li-ion Battery (8-hr) | PG&E South
72 | Southern_PGAE_Li_Battery_8hr_72 | Los Banos 500/230kV TB | CAISO_Li_Battery_8hr_Dispatch | Li-ion Battery (8-hr) | PG&E South
93 | Southern_PGAE_Li_Battery_8hr_93 | Los Banos 500/230kV TB | CAISO_Li_Battery_8hr_Dispatch | Li-ion Battery (8-hr) | PG&E South
99 | Southern_PGAE_Li_Battery_8hr_99 | Los Banos 500/230kV TB | CAISO_Li_Battery_8hr_Dispatch | Li-ion Battery (8-hr) | PG&E South
109 | Southern_PGAE_Li_Battery_8hr_109 | Los Banos 500/230kV TB | CAISO_Li_Battery_8hr_Dispatch | Li-ion Battery (8-hr) | PG&E South
114 | Northern_California_Li_Battery_8hr_114 | Los Banos 500/230kV TB | CAISO_Li_Battery_8hr_Dispatch | Li-ion Battery (8-hr) | PG&E South
117 | Southern_PGAE_Li_Battery_8hr_117 | Los Banos 500/230kV TB | CAISO_Li_Battery_8hr_Dispatch | Li-ion Battery (8-hr) | PG&E South
124 | Southern_PGAE_Li_Battery_8hr_124 | Los Banos 500/230kV TB | CAISO_Li_Battery_8hr_Dispatch | Li-ion Battery (8-hr) | PG&E South
138 | Northern_California_Li_Battery_8hr_138 | Los Banos 500/230kV TB | CAISO_Li_Battery_8hr_Dispatch | Li-ion Battery (8-hr) | PG&E South
139 | Southern_PGAE_Li_Battery_8hr_139 | Los Banos 500/230kV TB | CAISO_Li_Battery_8hr_Dispatch | Li-ion Battery (8-hr) | PG&E South
140 | Southern_PGAE_Li_Battery_8hr_140 | Los Banos 500/230kV TB | CAISO_Li_Battery_8hr_Dispatch | Li-ion Battery (8-hr) | PG&E South
151 | Southern_PGAE_Li_Battery_8hr_151 | Los Banos 500/230kV TB | CAISO_Li_Battery_8hr_Dispatch | Li-ion Battery (8-hr) | PG&E South
154 | Southern_PGAE_Li_Battery_8hr_154 | Los Banos 500/230kV TB | CAISO_Li_Battery_8hr_Dispatch | Li-ion Battery (8-hr) | PG&E South
161 | Southern_PGAE_Li_Battery_8hr_161 | Los Banos 500/230kV TB | CAISO_Li_Battery_8hr_Dispatch | Li-ion Battery (8-hr) | PG&E South
162 | Southern_PGAE_Li_Battery_8hr_162 | Los Banos 500/230kV TB | CAISO_Li_Battery_8hr_Dispatch | Li-ion Battery (8-hr) | PG&E South
163 | Southern_PGAE_Li_Battery_8hr_163 | Los Banos 500/230kV TB | CAISO_Li_Battery_8hr_Dispatch | Li-ion Battery (8-hr) | PG&E South
164 | Southern_PGAE_Li_Battery_8hr_164 | Los Banos 500/230kV TB | CAISO_Li_Battery_8hr_Dispatch | Li-ion Battery (8-hr) | PG&E South
165 | Southern_PGAE_Li_Battery_8hr_165 | Los Banos 500/230kV TB | CAISO_Li_Battery_8hr_Dispatch | Li-ion Battery (8-hr) | PG&E South
166 | Northern_California_Li_Battery_8hr_166 | Los Banos 500/230kV TB | CAISO_Li_Battery_8hr_Dispatch | Li-ion Battery (8-hr) | PG&E South
168 | Southern_PGAE_Li_Battery_8hr_168 | Los Banos 500/230kV TB | CAISO_Li_Battery_8hr_Dispatch | Li-ion Battery (8-hr) | PG&E South
169 | Southern_PGAE_Li_Battery_8hr_169 | Los Banos 500/230kV TB | CAISO_Li_Battery_8hr_Dispatch | Li-ion Battery (8-hr) | PG&E South
170 | Southern_PGAE_Li_Battery_8hr_170 | Los Banos 500/230kV TB | CAISO_Li_Battery_8hr_Dispatch | Li-ion Battery (8-hr) | PG&E South
174 | Southern_PGAE_Li_Battery_8hr_174 | Los Banos 500/230kV TB | CAISO_Li_Battery_8hr_Dispatch | Li-ion Battery (8-hr) | PG&E South
176 | Southern_PGAE_Li_Battery_8hr_176 | Los Banos 500/230kV TB | CAISO_Li_Battery_8hr_Dispatch | Li-ion Battery (8-hr) | PG&E South
154 | Central_Valley_North_Los_Banos_Wind_154 | Los Banos 500/230kV TB | Central_Valley_North_Los_Banos_Wind | Wind | PG&E South
162 | Central_Valley_North_Los_Banos_Wind_162 | Los Banos 500/230kV TB | Central_Valley_North_Los_Banos_Wind | Wind | PG&E South
114 | Northern_California_Solar_114 | Los Banos 500/230kV TB | Northern_California_Solar | Solar | PG&E South
138 | Northern_California_Solar_138 | Los Banos 500/230kV TB | Northern_California_Solar | Solar | PG&E South
166 | Northern_California_Solar_166 | Los Banos 500/230kV TB | Northern_California_Solar | Solar | PG&E South
8 | Southern_PGAE_Solar_8 | Los Banos 500/230kV TB | Southern_PGAE_Solar | Solar | PG&E South
34 | Southern_PGAE_Solar_34 | Los Banos 500/230kV TB | Southern_PGAE_Solar | Solar | PG&E South
49 | Southern_PGAE_Solar_49 | Los Banos 500/230kV TB | Southern_PGAE_Solar | Solar | PG&E South
69 | Southern_PGAE_Solar_69 | Los Banos 500/230kV TB | Southern_PGAE_Solar | Solar | PG&E South
72 | Southern_PGAE_Solar_72 | Los Banos 500/230kV TB | Southern_PGAE_Solar | Solar | PG&E South
93 | Southern_PGAE_Solar_93 | Los Banos 500/230kV TB | Southern_PGAE_Solar | Solar | PG&E South
99 | Southern_PGAE_Solar_99 | Los Banos 500/230kV TB | Southern_PGAE_Solar | Solar | PG&E South
109 | Southern_PGAE_Solar_109 | Los Banos 500/230kV TB | Southern_PGAE_Solar | Solar | PG&E South
117 | Southern_PGAE_Solar_117 | Los Banos 500/230kV TB | Southern_PGAE_Solar | Solar | PG&E South
124 | Southern_PGAE_Solar_124 | Los Banos 500/230kV TB | Southern_PGAE_Solar | Solar | PG&E South
139 | Southern_PGAE_Solar_139 | Los Banos 500/230kV TB | Southern_PGAE_Solar | Solar | PG&E South
140 | Southern_PGAE_Solar_140 | Los Banos 500/230kV TB | Southern_PGAE_Solar | Solar | PG&E South
151 | Southern_PGAE_Solar_151 | Los Banos 500/230kV TB | Southern_PGAE_Solar | Solar | PG&E South
154 | Southern_PGAE_Solar_154 | Los Banos 500/230kV TB | Southern_PGAE_Solar | Solar | PG&E South
161 | Southern_PGAE_Solar_161 | Los Banos 500/230kV TB | Southern_PGAE_Solar | Solar | PG&E South
162 | Southern_PGAE_Solar_162 | Los Banos 500/230kV TB | Southern_PGAE_Solar | Solar | PG&E South
163 | Southern_PGAE_Solar_163 | Los Banos 500/230kV TB | Southern_PGAE_Solar | Solar | PG&E South
164 | Southern_PGAE_Solar_164 | Los Banos 500/230kV TB | Southern_PGAE_Solar | Solar | PG&E South
165 | Southern_PGAE_Solar_165 | Los Banos 500/230kV TB | Southern_PGAE_Solar | Solar | PG&E South
168 | Southern_PGAE_Solar_168 | Los Banos 500/230kV TB | Southern_PGAE_Solar | Solar | PG&E South
169 | Southern_PGAE_Solar_169 | Los Banos 500/230kV TB | Southern_PGAE_Solar | Solar | PG&E South
170 | Southern_PGAE_Solar_170 | Los Banos 500/230kV TB | Southern_PGAE_Solar | Solar | PG&E South
174 | Southern_PGAE_Solar_174 | Los Banos 500/230kV TB | Southern_PGAE_Solar | Solar | PG&E South
176 | Southern_PGAE_Solar_176 | Los Banos 500/230kV TB | Southern_PGAE_Solar | Solar | PG&E South
55 | Arizona_Solar_55 | Lugo - Victorville area constraint | Arizona_Solar | Solar | SCE East of Pisgah
90 | Arizona_Solar_90 | Lugo - Victorville area constraint | Arizona_Solar | Solar | SCE East of Pisgah
133 | Baja_California_Wind_133 | Lugo - Victorville area constraint | Baja_California_Wind | Wind | SCE East of Pisgah
2 | Southern_NV_Eldorado_Flow_Battery_2 | Lugo - Victorville area constraint | CAISO_Flow_Battery_8hr_Dispatch | Flow Battery (8-hr) | SCE East of Pisgah
15 | Southern_NV_Eldorado_Flow_Battery_15 | Lugo - Victorville area constraint | CAISO_Flow_Battery_8hr_Dispatch | Flow Battery (8-hr) | SCE East of Pisgah
16 | Southern_NV_Eldorado_Flow_Battery_16 | Lugo - Victorville area constraint | CAISO_Flow_Battery_8hr_Dispatch | Flow Battery (8-hr) | SCE East of Pisgah
19 | Southern_NV_Eldorado_Flow_Battery_19 | Lugo - Victorville area constraint | CAISO_Flow_Battery_8hr_Dispatch | Flow Battery (8-hr) | SCE East of Pisgah
28 | Tehachapi_Flow_Battery_28 | Lugo - Victorville area constraint | CAISO_Flow_Battery_8hr_Dispatch | Flow Battery (8-hr) | SCE East of Pisgah
40 | Southern_NV_Eldorado_Flow_Battery_40 | Lugo - Victorville area constraint | CAISO_Flow_Battery_8hr_Dispatch | Flow Battery (8-hr) | SCE East of Pisgah
42 | Southern_NV_Eldorado_Flow_Battery_42 | Lugo - Victorville area constraint | CAISO_Flow_Battery_8hr_Dispatch | Flow Battery (8-hr) | SCE East of Pisgah
55 | Arizona_Flow_Battery_55 | Lugo - Victorville area constraint | CAISO_Flow_Battery_8hr_Dispatch | Flow Battery (8-hr) | SCE East of Pisgah
58 | Greater_LA_Flow_Battery_58 | Lugo - Victorville area constraint | CAISO_Flow_Battery_8hr_Dispatch | Flow Battery (8-hr) | SCE East of Pisgah
78 | Tehachapi_Flow_Battery_78 | Lugo - Victorville area constraint | CAISO_Flow_Battery_8hr_Dispatch | Flow Battery (8-hr) | SCE East of Pisgah
90 | Arizona_Flow_Battery_90 | Lugo - Victorville area constraint | CAISO_Flow_Battery_8hr_Dispatch | Flow Battery (8-hr) | SCE East of Pisgah
101 | Tehachapi_Flow_Battery_101 | Lugo - Victorville area constraint | CAISO_Flow_Battery_8hr_Dispatch | Flow Battery (8-hr) | SCE East of Pisgah
107 | Greater_Imperial_Flow_Battery_107 | Lugo - Victorville area constraint | CAISO_Flow_Battery_8hr_Dispatch | Flow Battery (8-hr) | SCE East of Pisgah
133 | Greater_Imperial_Flow_Battery_133 | Lugo - Victorville area constraint | CAISO_Flow_Battery_8hr_Dispatch | Flow Battery (8-hr) | SCE East of Pisgah
2 | Southern_NV_Eldorado_Li_Battery_4hr_2 | Lugo - Victorville area constraint | CAISO_Li_Battery_4hr_Dispatch | Li-ion Battery (4-hr) | SCE East of Pisgah
15 | Southern_NV_Eldorado_Li_Battery_4hr_15 | Lugo - Victorville area constraint | CAISO_Li_Battery_4hr_Dispatch | Li-ion Battery (4-hr) | SCE East of Pisgah
16 | Southern_NV_Eldorado_Li_Battery_4hr_16 | Lugo - Victorville area constraint | CAISO_Li_Battery_4hr_Dispatch | Li-ion Battery (4-hr) | SCE East of Pisgah
19 | Southern_NV_Eldorado_Li_Battery_4hr_19 | Lugo - Victorville area constraint | CAISO_Li_Battery_4hr_Dispatch | Li-ion Battery (4-hr) | SCE East of Pisgah
28 | Tehachapi_Li_Battery_4hr_28 | Lugo - Victorville area constraint | CAISO_Li_Battery_4hr_Dispatch | Li-ion Battery (4-hr) | SCE East of Pisgah
40 | Southern_NV_Eldorado_Li_Battery_4hr_40 | Lugo - Victorville area constraint | CAISO_Li_Battery_4hr_Dispatch | Li-ion Battery (4-hr) | SCE East of Pisgah
42 | Southern_NV_Eldorado_Li_Battery_4hr_42 | Lugo - Victorville area constraint | CAISO_Li_Battery_4hr_Dispatch | Li-ion Battery (4-hr) | SCE East of Pisgah
55 | Arizona_Li_Battery_4hr_55 | Lugo - Victorville area constraint | CAISO_Li_Battery_4hr_Dispatch | Li-ion Battery (4-hr) | SCE East of Pisgah
58 | Greater_LA_Li_Battery_4hr_58 | Lugo - Victorville area constraint | CAISO_Li_Battery_4hr_Dispatch | Li-ion Battery (4-hr) | SCE East of Pisgah
78 | Tehachapi_Li_Battery_4hr_78 | Lugo - Victorville area constraint | CAISO_Li_Battery_4hr_Dispatch | Li-ion Battery (4-hr) | SCE East of Pisgah
90 | Arizona_Li_Battery_4hr_90 | Lugo - Victorville area constraint | CAISO_Li_Battery_4hr_Dispatch | Li-ion Battery (4-hr) | SCE East of Pisgah
101 | Tehachapi_Li_Battery_4hr_101 | Lugo - Victorville area constraint | CAISO_Li_Battery_4hr_Dispatch | Li-ion Battery (4-hr) | SCE East of Pisgah
107 | Greater_Imperial_Li_Battery_4hr_107 | Lugo - Victorville area constraint | CAISO_Li_Battery_4hr_Dispatch | Li-ion Battery (4-hr) | SCE East of Pisgah
133 | Greater_Imperial_Li_Battery_4hr_133 | Lugo - Victorville area constraint | CAISO_Li_Battery_4hr_Dispatch | Li-ion Battery (4-hr) | SCE East of Pisgah
2 | Southern_NV_Eldorado_Li_Battery_8hr_2 | Lugo - Victorville area constraint | CAISO_Li_Battery_8hr_Dispatch | Li-ion Battery (8-hr) | SCE East of Pisgah
15 | Southern_NV_Eldorado_Li_Battery_8hr_15 | Lugo - Victorville area constraint | CAISO_Li_Battery_8hr_Dispatch | Li-ion Battery (8-hr) | SCE East of Pisgah
16 | Southern_NV_Eldorado_Li_Battery_8hr_16 | Lugo - Victorville area constraint | CAISO_Li_Battery_8hr_Dispatch | Li-ion Battery (8-hr) | SCE East of Pisgah
19 | Southern_NV_Eldorado_Li_Battery_8hr_19 | Lugo - Victorville area constraint | CAISO_Li_Battery_8hr_Dispatch | Li-ion Battery (8-hr) | SCE East of Pisgah
28 | Tehachapi_Li_Battery_8hr_28 | Lugo - Victorville area constraint | CAISO_Li_Battery_8hr_Dispatch | Li-ion Battery (8-hr) | SCE East of Pisgah
40 | Southern_NV_Eldorado_Li_Battery_8hr_40 | Lugo - Victorville area constraint | CAISO_Li_Battery_8hr_Dispatch | Li-ion Battery (8-hr) | SCE East of Pisgah
42 | Southern_NV_Eldorado_Li_Battery_8hr_42 | Lugo - Victorville area constraint | CAISO_Li_Battery_8hr_Dispatch | Li-ion Battery (8-hr) | SCE East of Pisgah
55 | Arizona_Li_Battery_8hr_55 | Lugo - Victorville area constraint | CAISO_Li_Battery_8hr_Dispatch | Li-ion Battery (8-hr) | SCE East of Pisgah
58 | Greater_LA_Li_Battery_8hr_58 | Lugo - Victorville area constraint | CAISO_Li_Battery_8hr_Dispatch | Li-ion Battery (8-hr) | SCE East of Pisgah
78 | Tehachapi_Li_Battery_8hr_78 | Lugo - Victorville area constraint | CAISO_Li_Battery_8hr_Dispatch | Li-ion Battery (8-hr) | SCE East of Pisgah
90 | Arizona_Li_Battery_8hr_90 | Lugo - Victorville area constraint | CAISO_Li_Battery_8hr_Dispatch | Li-ion Battery (8-hr) | SCE East of Pisgah
101 | Tehachapi_Li_Battery_8hr_101 | Lugo - Victorville area constraint | CAISO_Li_Battery_8hr_Dispatch | Li-ion Battery (8-hr) | SCE East of Pisgah
107 | Greater_Imperial_Li_Battery_8hr_107 | Lugo - Victorville area constraint | CAISO_Li_Battery_8hr_Dispatch | Li-ion Battery (8-hr) | SCE East of Pisgah
133 | Greater_Imperial_Li_Battery_8hr_133 | Lugo - Victorville area constraint | CAISO_Li_Battery_8hr_Dispatch | Li-ion Battery (8-hr) | SCE East of Pisgah
42 | Central_Nevada_Geothermal_42 | Lugo - Victorville area constraint | Central_Nevada_Geothermal | Non-CAISO Geothermal | SCE East of Pisgah
107 | Greater_Imperial_Solar_107 | Lugo - Victorville area constraint | Greater_Imperial_Solar | Solar | SCE East of Pisgah
133 | Greater_Imperial_Solar_133 | Lugo - Victorville area constraint | Greater_Imperial_Solar | Solar | SCE East of Pisgah
58 | Greater_LA_Solar_58 | Lugo - Victorville area constraint | Greater_LA_Solar | Solar | SCE East of Pisgah
19 | Idaho_Wind_19 | Lugo - Victorville area constraint | Idaho_Wind | Non-CAISO Wind | SCE East of Pisgah
55 | New_Mexico_Wind_55 | Lugo - Victorville area constraint | New_Mexico_Wind | Non-CAISO Wind | SCE East of Pisgah
19 | Northern_Nevada_Geothermal_19 | Lugo - Victorville area constraint | Northern_Nevada_Geothermal | Non-CAISO Geothermal | SCE East of Pisgah
2 | Southern_NV_Eldorado_Solar_2 | Lugo - Victorville area constraint | Southern_NV_Eldorado_Solar | Solar | SCE East of Pisgah
15 | Southern_NV_Eldorado_Solar_15 | Lugo - Victorville area constraint | Southern_NV_Eldorado_Solar | Solar | SCE East of Pisgah
16 | Southern_NV_Eldorado_Solar_16 | Lugo - Victorville area constraint | Southern_NV_Eldorado_Solar | Solar | SCE East of Pisgah
19 | Southern_NV_Eldorado_Solar_19 | Lugo - Victorville area constraint | Southern_NV_Eldorado_Solar | Solar | SCE East of Pisgah
40 | Southern_NV_Eldorado_Solar_40 | Lugo - Victorville area constraint | Southern_NV_Eldorado_Solar | Solar | SCE East of Pisgah
42 | Southern_NV_Eldorado_Solar_42 | Lugo - Victorville area constraint | Southern_NV_Eldorado_Solar | Solar | SCE East of Pisgah
2 | Southern_NV_Eldorado_Wind_2 | Lugo - Victorville area constraint | Southern_NV_Eldorado_Wind | Wind | SCE East of Pisgah
15 | Southern_NV_Eldorado_Wind_15 | Lugo - Victorville area constraint | Southern_NV_Eldorado_Wind | Wind | SCE East of Pisgah
16 | Southern_NV_Eldorado_Wind_16 | Lugo - Victorville area constraint | Southern_NV_Eldorado_Wind | Wind | SCE East of Pisgah
28 | Tehachapi_Solar_28 | Lugo - Victorville area constraint | Tehachapi_Solar | Solar | SCE East of Pisgah
78 | Tehachapi_Solar_78 | Lugo - Victorville area constraint | Tehachapi_Solar | Solar | SCE East of Pisgah
101 | Tehachapi_Solar_101 | Lugo - Victorville area constraint | Tehachapi_Solar | Solar | SCE East of Pisgah
19 | Utah_Geothermal_19 | Lugo - Victorville area constraint | Utah_Geothermal | Non-CAISO Geothermal | SCE East of Pisgah
19 | Utah_Wind_19 | Lugo - Victorville area constraint | Utah_Wind | Non-CAISO Wind | SCE East of Pisgah
19 | Wyoming_Wind_19 | Lugo - Victorville area constraint | Wyoming_Wind | Non-CAISO Wind | SCE East of Pisgah
86 | Greater_Kramer_Flow_Battery_86 | Lugo Transformer Area Constraint | CAISO_Flow_Battery_8hr_Dispatch | Flow Battery (8-hr) | SCE North of Lugo
103 | Greater_Kramer_Flow_Battery_103 | Lugo Transformer Area Constraint | CAISO_Flow_Battery_8hr_Dispatch | Flow Battery (8-hr) | SCE North of Lugo
123 | Greater_Kramer_Flow_Battery_123 | Lugo Transformer Area Constraint | CAISO_Flow_Battery_8hr_Dispatch | Flow Battery (8-hr) | SCE North of Lugo
156 | Greater_Kramer_Flow_Battery_156 | Lugo Transformer Area Constraint | CAISO_Flow_Battery_8hr_Dispatch | Flow Battery (8-hr) | SCE North of Lugo
86 | Greater_Kramer_Li_Battery_4hr_86 | Lugo Transformer Area Constraint | CAISO_Li_Battery_4hr_Dispatch | Li-ion Battery (4-hr) | SCE North of Lugo
103 | Greater_Kramer_Li_Battery_4hr_103 | Lugo Transformer Area Constraint | CAISO_Li_Battery_4hr_Dispatch | Li-ion Battery (4-hr) | SCE North of Lugo
123 | Greater_Kramer_Li_Battery_4hr_123 | Lugo Transformer Area Constraint | CAISO_Li_Battery_4hr_Dispatch | Li-ion Battery (4-hr) | SCE North of Lugo
156 | Greater_Kramer_Li_Battery_4hr_156 | Lugo Transformer Area Constraint | CAISO_Li_Battery_4hr_Dispatch | Li-ion Battery (4-hr) | SCE North of Lugo
86 | Greater_Kramer_Li_Battery_8hr_86 | Lugo Transformer Area Constraint | CAISO_Li_Battery_8hr_Dispatch | Li-ion Battery (8-hr) | SCE North of Lugo
103 | Greater_Kramer_Li_Battery_8hr_103 | Lugo Transformer Area Constraint | CAISO_Li_Battery_8hr_Dispatch | Li-ion Battery (8-hr) | SCE North of Lugo
123 | Greater_Kramer_Li_Battery_8hr_123 | Lugo Transformer Area Constraint | CAISO_Li_Battery_8hr_Dispatch | Li-ion Battery (8-hr) | SCE North of Lugo
156 | Greater_Kramer_Li_Battery_8hr_156 | Lugo Transformer Area Constraint | CAISO_Li_Battery_8hr_Dispatch | Li-ion Battery (8-hr) | SCE North of Lugo
86 | Greater_Kramer_Solar_86 | Lugo Transformer Area Constraint | Greater_Kramer_Solar | Solar | SCE North of Lugo
103 | Greater_Kramer_Solar_103 | Lugo Transformer Area Constraint | Greater_Kramer_Solar | Solar | SCE North of Lugo
123 | Greater_Kramer_Solar_123 | Lugo Transformer Area Constraint | Greater_Kramer_Solar | Solar | SCE North of Lugo
156 | Greater_Kramer_Solar_156 | Lugo Transformer Area Constraint | Greater_Kramer_Solar | Solar | SCE North of Lugo
156 | Inyokern_North_Kramer_Geothermal_156 | Lugo Transformer Area Constraint | Inyokern_North_Kramer_Geothermal | Geothermal | SCE North of Lugo
139 | Southern_PGAE_Flow_Battery_139 | Merced 115/70kV TB#2 | CAISO_Flow_Battery_8hr_Dispatch | Flow Battery (8-hr) | PG&E South
147 | Southern_PGAE_Flow_Battery_147 | Merced 115/70kV TB#2 | CAISO_Flow_Battery_8hr_Dispatch | Flow Battery (8-hr) | PG&E South
165 | Southern_PGAE_Flow_Battery_165 | Merced 115/70kV TB#2 | CAISO_Flow_Battery_8hr_Dispatch | Flow Battery (8-hr) | PG&E South
170 | Southern_PGAE_Flow_Battery_170 | Merced 115/70kV TB#2 | CAISO_Flow_Battery_8hr_Dispatch | Flow Battery (8-hr) | PG&E South
176 | Southern_PGAE_Flow_Battery_176 | Merced 115/70kV TB#2 | CAISO_Flow_Battery_8hr_Dispatch | Flow Battery (8-hr) | PG&E South
139 | Southern_PGAE_Li_Battery_4hr_139 | Merced 115/70kV TB#2 | CAISO_Li_Battery_4hr_Dispatch | Li-ion Battery (4-hr) | PG&E South
147 | Southern_PGAE_Li_Battery_4hr_147 | Merced 115/70kV TB#2 | CAISO_Li_Battery_4hr_Dispatch | Li-ion Battery (4-hr) | PG&E South
165 | Southern_PGAE_Li_Battery_4hr_165 | Merced 115/70kV TB#2 | CAISO_Li_Battery_4hr_Dispatch | Li-ion Battery (4-hr) | PG&E South
170 | Southern_PGAE_Li_Battery_4hr_170 | Merced 115/70kV TB#2 | CAISO_Li_Battery_4hr_Dispatch | Li-ion Battery (4-hr) | PG&E South
176 | Southern_PGAE_Li_Battery_4hr_176 | Merced 115/70kV TB#2 | CAISO_Li_Battery_4hr_Dispatch | Li-ion Battery (4-hr) | PG&E South
139 | Southern_PGAE_Li_Battery_8hr_139 | Merced 115/70kV TB#2 | CAISO_Li_Battery_8hr_Dispatch | Li-ion Battery (8-hr) | PG&E South
147 | Southern_PGAE_Li_Battery_8hr_147 | Merced 115/70kV TB#2 | CAISO_Li_Battery_8hr_Dispatch | Li-ion Battery (8-hr) | PG&E South
165 | Southern_PGAE_Li_Battery_8hr_165 | Merced 115/70kV TB#2 | CAISO_Li_Battery_8hr_Dispatch | Li-ion Battery (8-hr) | PG&E South
170 | Southern_PGAE_Li_Battery_8hr_170 | Merced 115/70kV TB#2 | CAISO_Li_Battery_8hr_Dispatch | Li-ion Battery (8-hr) | PG&E South
176 | Southern_PGAE_Li_Battery_8hr_176 | Merced 115/70kV TB#2 | CAISO_Li_Battery_8hr_Dispatch | Li-ion Battery (8-hr) | PG&E South
139 | Southern_PGAE_Solar_139 | Merced 115/70kV TB#2 | Southern_PGAE_Solar | Solar | PG&E South
147 | Southern_PGAE_Solar_147 | Merced 115/70kV TB#2 | Southern_PGAE_Solar | Solar | PG&E South
165 | Southern_PGAE_Solar_165 | Merced 115/70kV TB#2 | Southern_PGAE_Solar | Solar | PG&E South
170 | Southern_PGAE_Solar_170 | Merced 115/70kV TB#2 | Southern_PGAE_Solar | Solar | PG&E South
176 | Southern_PGAE_Solar_176 | Merced 115/70kV TB#2 | Southern_PGAE_Solar | Solar | PG&E South
37 | Southern_PGAE_Flow_Battery_37 | Midway 230/115kV TB #3 | CAISO_Flow_Battery_8hr_Dispatch | Flow Battery (8-hr) | PG&E South
39 | Southern_PGAE_Flow_Battery_39 | Midway 230/115kV TB #3 | CAISO_Flow_Battery_8hr_Dispatch | Flow Battery (8-hr) | PG&E South
46 | Southern_PGAE_Flow_Battery_46 | Midway 230/115kV TB #3 | CAISO_Flow_Battery_8hr_Dispatch | Flow Battery (8-hr) | PG&E South
47 | Southern_PGAE_Flow_Battery_47 | Midway 230/115kV TB #3 | CAISO_Flow_Battery_8hr_Dispatch | Flow Battery (8-hr) | PG&E South
74 | Southern_PGAE_Flow_Battery_74 | Midway 230/115kV TB #3 | CAISO_Flow_Battery_8hr_Dispatch | Flow Battery (8-hr) | PG&E South
75 | Southern_PGAE_Flow_Battery_75 | Midway 230/115kV TB #3 | CAISO_Flow_Battery_8hr_Dispatch | Flow Battery (8-hr) | PG&E South
98 | Southern_PGAE_Flow_Battery_98 | Midway 230/115kV TB #3 | CAISO_Flow_Battery_8hr_Dispatch | Flow Battery (8-hr) | PG&E South
118 | Southern_PGAE_Flow_Battery_118 | Midway 230/115kV TB #3 | CAISO_Flow_Battery_8hr_Dispatch | Flow Battery (8-hr) | PG&E South
125 | Tehachapi_Flow_Battery_125 | Midway 230/115kV TB #3 | CAISO_Flow_Battery_8hr_Dispatch | Flow Battery (8-hr) | PG&E South
130 | Northern_California_Flow_Battery_130 | Midway 230/115kV TB #3 | CAISO_Flow_Battery_8hr_Dispatch | Flow Battery (8-hr) | PG&E South
152 | Southern_PGAE_Flow_Battery_152 | Midway 230/115kV TB #3 | CAISO_Flow_Battery_8hr_Dispatch | Flow Battery (8-hr) | PG&E South
175 | Southern_PGAE_Flow_Battery_175 | Midway 230/115kV TB #3 | CAISO_Flow_Battery_8hr_Dispatch | Flow Battery (8-hr) | PG&E South
177 | Southern_PGAE_Flow_Battery_177 | Midway 230/115kV TB #3 | CAISO_Flow_Battery_8hr_Dispatch | Flow Battery (8-hr) | PG&E South
37 | Southern_PGAE_Li_Battery_4hr_37 | Midway 230/115kV TB #3 | CAISO_Li_Battery_4hr_Dispatch | Li-ion Battery (4-hr) | PG&E South
39 | Southern_PGAE_Li_Battery_4hr_39 | Midway 230/115kV TB #3 | CAISO_Li_Battery_4hr_Dispatch | Li-ion Battery (4-hr) | PG&E South
46 | Southern_PGAE_Li_Battery_4hr_46 | Midway 230/115kV TB #3 | CAISO_Li_Battery_4hr_Dispatch | Li-ion Battery (4-hr) | PG&E South
47 | Southern_PGAE_Li_Battery_4hr_47 | Midway 230/115kV TB #3 | CAISO_Li_Battery_4hr_Dispatch | Li-ion Battery (4-hr) | PG&E South
74 | Southern_PGAE_Li_Battery_4hr_74 | Midway 230/115kV TB #3 | CAISO_Li_Battery_4hr_Dispatch | Li-ion Battery (4-hr) | PG&E South
75 | Southern_PGAE_Li_Battery_4hr_75 | Midway 230/115kV TB #3 | CAISO_Li_Battery_4hr_Dispatch | Li-ion Battery (4-hr) | PG&E South
98 | Southern_PGAE_Li_Battery_4hr_98 | Midway 230/115kV TB #3 | CAISO_Li_Battery_4hr_Dispatch | Li-ion Battery (4-hr) | PG&E South
118 | Southern_PGAE_Li_Battery_4hr_118 | Midway 230/115kV TB #3 | CAISO_Li_Battery_4hr_Dispatch | Li-ion Battery (4-hr) | PG&E South
125 | Tehachapi_Li_Battery_4hr_125 | Midway 230/115kV TB #3 | CAISO_Li_Battery_4hr_Dispatch | Li-ion Battery (4-hr) | PG&E South
130 | Northern_California_Li_Battery_4hr_130 | Midway 230/115kV TB #3 | CAISO_Li_Battery_4hr_Dispatch | Li-ion Battery (4-hr) | PG&E South
152 | Southern_PGAE_Li_Battery_4hr_152 | Midway 230/115kV TB #3 | CAISO_Li_Battery_4hr_Dispatch | Li-ion Battery (4-hr) | PG&E South
175 | Southern_PGAE_Li_Battery_4hr_175 | Midway 230/115kV TB #3 | CAISO_Li_Battery_4hr_Dispatch | Li-ion Battery (4-hr) | PG&E South
177 | Southern_PGAE_Li_Battery_4hr_177 | Midway 230/115kV TB #3 | CAISO_Li_Battery_4hr_Dispatch | Li-ion Battery (4-hr) | PG&E South
37 | Southern_PGAE_Li_Battery_8hr_37 | Midway 230/115kV TB #3 | CAISO_Li_Battery_8hr_Dispatch | Li-ion Battery (8-hr) | PG&E South
39 | Southern_PGAE_Li_Battery_8hr_39 | Midway 230/115kV TB #3 | CAISO_Li_Battery_8hr_Dispatch | Li-ion Battery (8-hr) | PG&E South
46 | Southern_PGAE_Li_Battery_8hr_46 | Midway 230/115kV TB #3 | CAISO_Li_Battery_8hr_Dispatch | Li-ion Battery (8-hr) | PG&E South
47 | Southern_PGAE_Li_Battery_8hr_47 | Midway 230/115kV TB #3 | CAISO_Li_Battery_8hr_Dispatch | Li-ion Battery (8-hr) | PG&E South
74 | Southern_PGAE_Li_Battery_8hr_74 | Midway 230/115kV TB #3 | CAISO_Li_Battery_8hr_Dispatch | Li-ion Battery (8-hr) | PG&E South
75 | Southern_PGAE_Li_Battery_8hr_75 | Midway 230/115kV TB #3 | CAISO_Li_Battery_8hr_Dispatch | Li-ion Battery (8-hr) | PG&E South
98 | Southern_PGAE_Li_Battery_8hr_98 | Midway 230/115kV TB #3 | CAISO_Li_Battery_8hr_Dispatch | Li-ion Battery (8-hr) | PG&E South
118 | Southern_PGAE_Li_Battery_8hr_118 | Midway 230/115kV TB #3 | CAISO_Li_Battery_8hr_Dispatch | Li-ion Battery (8-hr) | PG&E South
125 | Tehachapi_Li_Battery_8hr_125 | Midway 230/115kV TB #3 | CAISO_Li_Battery_8hr_Dispatch | Li-ion Battery (8-hr) | PG&E South
130 | Northern_California_Li_Battery_8hr_130 | Midway 230/115kV TB #3 | CAISO_Li_Battery_8hr_Dispatch | Li-ion Battery (8-hr) | PG&E South
152 | Southern_PGAE_Li_Battery_8hr_152 | Midway 230/115kV TB #3 | CAISO_Li_Battery_8hr_Dispatch | Li-ion Battery (8-hr) | PG&E South
175 | Southern_PGAE_Li_Battery_8hr_175 | Midway 230/115kV TB #3 | CAISO_Li_Battery_8hr_Dispatch | Li-ion Battery (8-hr) | PG&E South
177 | Southern_PGAE_Li_Battery_8hr_177 | Midway 230/115kV TB #3 | CAISO_Li_Battery_8hr_Dispatch | Li-ion Battery (8-hr) | PG&E South
125 | Central_Valley_North_Los_Banos_Wind_125 | Midway 230/115kV TB #3 | Central_Valley_North_Los_Banos_Wind | Wind | PG&E South
47 | Central_Valley_North_Los_Banos_Biomass_47 | Midway 230/115kV TB #3 | InState_Biomass | Biomass | PG&E South
130 | Northern_California_Solar_130 | Midway 230/115kV TB #3 | Northern_California_Solar | Solar | PG&E South
37 | Southern_PGAE_Solar_37 | Midway 230/115kV TB #3 | Southern_PGAE_Solar | Solar | PG&E South
39 | Southern_PGAE_Solar_39 | Midway 230/115kV TB #3 | Southern_PGAE_Solar | Solar | PG&E South
46 | Southern_PGAE_Solar_46 | Midway 230/115kV TB #3 | Southern_PGAE_Solar | Solar | PG&E South
47 | Southern_PGAE_Solar_47 | Midway 230/115kV TB #3 | Southern_PGAE_Solar | Solar | PG&E South
74 | Southern_PGAE_Solar_74 | Midway 230/115kV TB #3 | Southern_PGAE_Solar | Solar | PG&E South
75 | Southern_PGAE_Solar_75 | Midway 230/115kV TB #3 | Southern_PGAE_Solar | Solar | PG&E South
98 | Southern_PGAE_Solar_98 | Midway 230/115kV TB #3 | Southern_PGAE_Solar | Solar | PG&E South
118 | Southern_PGAE_Solar_118 | Midway 230/115kV TB #3 | Southern_PGAE_Solar | Solar | PG&E South
152 | Southern_PGAE_Solar_152 | Midway 230/115kV TB #3 | Southern_PGAE_Solar | Solar | PG&E South
175 | Southern_PGAE_Solar_175 | Midway 230/115kV TB #3 | Southern_PGAE_Solar | Solar | PG&E South
177 | Southern_PGAE_Solar_177 | Midway 230/115kV TB #3 | Southern_PGAE_Solar | Solar | PG&E South
125 | Tehachapi_Solar_125 | Midway 230/115kV TB #3 | Tehachapi_Solar | Solar | PG&E South
12 | Southern_PGAE_Adiabatic_CAES_12 | Midway-Q2005 230kV Line | CAISO_Adiabatic_CAES_24hr | Adiabatic CAES (24-hr) | PG&E South
12 | Southern_PGAE_Flow_Battery_12 | Midway-Q2005 230kV Line | CAISO_Flow_Battery_8hr_Dispatch | Flow Battery (8-hr) | PG&E South
17 | Southern_PGAE_Flow_Battery_17 | Midway-Q2005 230kV Line | CAISO_Flow_Battery_8hr_Dispatch | Flow Battery (8-hr) | PG&E South
22 | Southern_PGAE_Flow_Battery_22 | Midway-Q2005 230kV Line | CAISO_Flow_Battery_8hr_Dispatch | Flow Battery (8-hr) | PG&E South
23 | Southern_PGAE_Flow_Battery_23 | Midway-Q2005 230kV Line | CAISO_Flow_Battery_8hr_Dispatch | Flow Battery (8-hr) | PG&E South
24 | Southern_PGAE_Flow_Battery_24 | Midway-Q2005 230kV Line | CAISO_Flow_Battery_8hr_Dispatch | Flow Battery (8-hr) | PG&E South
33 | Southern_PGAE_Flow_Battery_33 | Midway-Q2005 230kV Line | CAISO_Flow_Battery_8hr_Dispatch | Flow Battery (8-hr) | PG&E South
34 | Southern_PGAE_Flow_Battery_34 | Midway-Q2005 230kV Line | CAISO_Flow_Battery_8hr_Dispatch | Flow Battery (8-hr) | PG&E South
37 | Southern_PGAE_Flow_Battery_37 | Midway-Q2005 230kV Line | CAISO_Flow_Battery_8hr_Dispatch | Flow Battery (8-hr) | PG&E South
39 | Southern_PGAE_Flow_Battery_39 | Midway-Q2005 230kV Line | CAISO_Flow_Battery_8hr_Dispatch | Flow Battery (8-hr) | PG&E South
45 | Southern_PGAE_Flow_Battery_45 | Midway-Q2005 230kV Line | CAISO_Flow_Battery_8hr_Dispatch | Flow Battery (8-hr) | PG&E South
46 | Southern_PGAE_Flow_Battery_46 | Midway-Q2005 230kV Line | CAISO_Flow_Battery_8hr_Dispatch | Flow Battery (8-hr) | PG&E South
49 | Southern_PGAE_Flow_Battery_49 | Midway-Q2005 230kV Line | CAISO_Flow_Battery_8hr_Dispatch | Flow Battery (8-hr) | PG&E South
52 | Southern_PGAE_Flow_Battery_52 | Midway-Q2005 230kV Line | CAISO_Flow_Battery_8hr_Dispatch | Flow Battery (8-hr) | PG&E South
61 | Southern_PGAE_Flow_Battery_61 | Midway-Q2005 230kV Line | CAISO_Flow_Battery_8hr_Dispatch | Flow Battery (8-hr) | PG&E South
69 | Southern_PGAE_Flow_Battery_69 | Midway-Q2005 230kV Line | CAISO_Flow_Battery_8hr_Dispatch | Flow Battery (8-hr) | PG&E South
74 | Southern_PGAE_Flow_Battery_74 | Midway-Q2005 230kV Line | CAISO_Flow_Battery_8hr_Dispatch | Flow Battery (8-hr) | PG&E South
75 | Southern_PGAE_Flow_Battery_75 | Midway-Q2005 230kV Line | CAISO_Flow_Battery_8hr_Dispatch | Flow Battery (8-hr) | PG&E South
79 | Southern_PGAE_Flow_Battery_79 | Midway-Q2005 230kV Line | CAISO_Flow_Battery_8hr_Dispatch | Flow Battery (8-hr) | PG&E South
85 | Northern_California_Flow_Battery_85 | Midway-Q2005 230kV Line | CAISO_Flow_Battery_8hr_Dispatch | Flow Battery (8-hr) | PG&E South
93 | Southern_PGAE_Flow_Battery_93 | Midway-Q2005 230kV Line | CAISO_Flow_Battery_8hr_Dispatch | Flow Battery (8-hr) | PG&E South
98 | Southern_PGAE_Flow_Battery_98 | Midway-Q2005 230kV Line | CAISO_Flow_Battery_8hr_Dispatch | Flow Battery (8-hr) | PG&E South
102 | Southern_PGAE_Flow_Battery_102 | Midway-Q2005 230kV Line | CAISO_Flow_Battery_8hr_Dispatch | Flow Battery (8-hr) | PG&E South
109 | Southern_PGAE_Flow_Battery_109 | Midway-Q2005 230kV Line | CAISO_Flow_Battery_8hr_Dispatch | Flow Battery (8-hr) | PG&E South
117 | Southern_PGAE_Flow_Battery_117 | Midway-Q2005 230kV Line | CAISO_Flow_Battery_8hr_Dispatch | Flow Battery (8-hr) | PG&E South
118 | Southern_PGAE_Flow_Battery_118 | Midway-Q2005 230kV Line | CAISO_Flow_Battery_8hr_Dispatch | Flow Battery (8-hr) | PG&E South
140 | Southern_PGAE_Flow_Battery_140 | Midway-Q2005 230kV Line | CAISO_Flow_Battery_8hr_Dispatch | Flow Battery (8-hr) | PG&E South
151 | Southern_PGAE_Flow_Battery_151 | Midway-Q2005 230kV Line | CAISO_Flow_Battery_8hr_Dispatch | Flow Battery (8-hr) | PG&E South
154 | Southern_PGAE_Flow_Battery_154 | Midway-Q2005 230kV Line | CAISO_Flow_Battery_8hr_Dispatch | Flow Battery (8-hr) | PG&E South
161 | Southern_PGAE_Flow_Battery_161 | Midway-Q2005 230kV Line | CAISO_Flow_Battery_8hr_Dispatch | Flow Battery (8-hr) | PG&E South
162 | Southern_PGAE_Flow_Battery_162 | Midway-Q2005 230kV Line | CAISO_Flow_Battery_8hr_Dispatch | Flow Battery (8-hr) | PG&E South
164 | Southern_PGAE_Flow_Battery_164 | Midway-Q2005 230kV Line | CAISO_Flow_Battery_8hr_Dispatch | Flow Battery (8-hr) | PG&E South
165 | Southern_PGAE_Flow_Battery_165 | Midway-Q2005 230kV Line | CAISO_Flow_Battery_8hr_Dispatch | Flow Battery (8-hr) | PG&E South
168 | Southern_PGAE_Flow_Battery_168 | Midway-Q2005 230kV Line | CAISO_Flow_Battery_8hr_Dispatch | Flow Battery (8-hr) | PG&E South
169 | Southern_PGAE_Flow_Battery_169 | Midway-Q2005 230kV Line | CAISO_Flow_Battery_8hr_Dispatch | Flow Battery (8-hr) | PG&E South
170 | Southern_PGAE_Flow_Battery_170 | Midway-Q2005 230kV Line | CAISO_Flow_Battery_8hr_Dispatch | Flow Battery (8-hr) | PG&E South
174 | Southern_PGAE_Flow_Battery_174 | Midway-Q2005 230kV Line | CAISO_Flow_Battery_8hr_Dispatch | Flow Battery (8-hr) | PG&E South
176 | Southern_PGAE_Flow_Battery_176 | Midway-Q2005 230kV Line | CAISO_Flow_Battery_8hr_Dispatch | Flow Battery (8-hr) | PG&E South
12 | Southern_PGAE_Li_Battery_4hr_12 | Midway-Q2005 230kV Line | CAISO_Li_Battery_4hr_Dispatch | Li-ion Battery (4-hr) | PG&E South
17 | Southern_PGAE_Li_Battery_4hr_17 | Midway-Q2005 230kV Line | CAISO_Li_Battery_4hr_Dispatch | Li-ion Battery (4-hr) | PG&E South
22 | Southern_PGAE_Li_Battery_4hr_22 | Midway-Q2005 230kV Line | CAISO_Li_Battery_4hr_Dispatch | Li-ion Battery (4-hr) | PG&E South
23 | Southern_PGAE_Li_Battery_4hr_23 | Midway-Q2005 230kV Line | CAISO_Li_Battery_4hr_Dispatch | Li-ion Battery (4-hr) | PG&E South
24 | Southern_PGAE_Li_Battery_4hr_24 | Midway-Q2005 230kV Line | CAISO_Li_Battery_4hr_Dispatch | Li-ion Battery (4-hr) | PG&E South
33 | Southern_PGAE_Li_Battery_4hr_33 | Midway-Q2005 230kV Line | CAISO_Li_Battery_4hr_Dispatch | Li-ion Battery (4-hr) | PG&E South
34 | Southern_PGAE_Li_Battery_4hr_34 | Midway-Q2005 230kV Line | CAISO_Li_Battery_4hr_Dispatch | Li-ion Battery (4-hr) | PG&E South
37 | Southern_PGAE_Li_Battery_4hr_37 | Midway-Q2005 230kV Line | CAISO_Li_Battery_4hr_Dispatch | Li-ion Battery (4-hr) | PG&E South
39 | Southern_PGAE_Li_Battery_4hr_39 | Midway-Q2005 230kV Line | CAISO_Li_Battery_4hr_Dispatch | Li-ion Battery (4-hr) | PG&E South
45 | Southern_PGAE_Li_Battery_4hr_45 | Midway-Q2005 230kV Line | CAISO_Li_Battery_4hr_Dispatch | Li-ion Battery (4-hr) | PG&E South
46 | Southern_PGAE_Li_Battery_4hr_46 | Midway-Q2005 230kV Line | CAISO_Li_Battery_4hr_Dispatch | Li-ion Battery (4-hr) | PG&E South
49 | Southern_PGAE_Li_Battery_4hr_49 | Midway-Q2005 230kV Line | CAISO_Li_Battery_4hr_Dispatch | Li-ion Battery (4-hr) | PG&E South
52 | Southern_PGAE_Li_Battery_4hr_52 | Midway-Q2005 230kV Line | CAISO_Li_Battery_4hr_Dispatch | Li-ion Battery (4-hr) | PG&E South
61 | Southern_PGAE_Li_Battery_4hr_61 | Midway-Q2005 230kV Line | CAISO_Li_Battery_4hr_Dispatch | Li-ion Battery (4-hr) | PG&E South
69 | Southern_PGAE_Li_Battery_4hr_69 | Midway-Q2005 230kV Line | CAISO_Li_Battery_4hr_Dispatch | Li-ion Battery (4-hr) | PG&E South
74 | Southern_PGAE_Li_Battery_4hr_74 | Midway-Q2005 230kV Line | CAISO_Li_Battery_4hr_Dispatch | Li-ion Battery (4-hr) | PG&E South
75 | Southern_PGAE_Li_Battery_4hr_75 | Midway-Q2005 230kV Line | CAISO_Li_Battery_4hr_Dispatch | Li-ion Battery (4-hr) | PG&E South
79 | Southern_PGAE_Li_Battery_4hr_79 | Midway-Q2005 230kV Line | CAISO_Li_Battery_4hr_Dispatch | Li-ion Battery (4-hr) | PG&E South
85 | Northern_California_Li_Battery_4hr_85 | Midway-Q2005 230kV Line | CAISO_Li_Battery_4hr_Dispatch | Li-ion Battery (4-hr) | PG&E South
93 | Southern_PGAE_Li_Battery_4hr_93 | Midway-Q2005 230kV Line | CAISO_Li_Battery_4hr_Dispatch | Li-ion Battery (4-hr) | PG&E South
98 | Southern_PGAE_Li_Battery_4hr_98 | Midway-Q2005 230kV Line | CAISO_Li_Battery_4hr_Dispatch | Li-ion Battery (4-hr) | PG&E South
102 | Southern_PGAE_Li_Battery_4hr_102 | Midway-Q2005 230kV Line | CAISO_Li_Battery_4hr_Dispatch | Li-ion Battery (4-hr) | PG&E South
109 | Southern_PGAE_Li_Battery_4hr_109 | Midway-Q2005 230kV Line | CAISO_Li_Battery_4hr_Dispatch | Li-ion Battery (4-hr) | PG&E South
117 | Southern_PGAE_Li_Battery_4hr_117 | Midway-Q2005 230kV Line | CAISO_Li_Battery_4hr_Dispatch | Li-ion Battery (4-hr) | PG&E South
118 | Southern_PGAE_Li_Battery_4hr_118 | Midway-Q2005 230kV Line | CAISO_Li_Battery_4hr_Dispatch | Li-ion Battery (4-hr) | PG&E South
140 | Southern_PGAE_Li_Battery_4hr_140 | Midway-Q2005 230kV Line | CAISO_Li_Battery_4hr_Dispatch | Li-ion Battery (4-hr) | PG&E South
151 | Southern_PGAE_Li_Battery_4hr_151 | Midway-Q2005 230kV Line | CAISO_Li_Battery_4hr_Dispatch | Li-ion Battery (4-hr) | PG&E South
154 | Southern_PGAE_Li_Battery_4hr_154 | Midway-Q2005 230kV Line | CAISO_Li_Battery_4hr_Dispatch | Li-ion Battery (4-hr) | PG&E South
161 | Southern_PGAE_Li_Battery_4hr_161 | Midway-Q2005 230kV Line | CAISO_Li_Battery_4hr_Dispatch | Li-ion Battery (4-hr) | PG&E South
162 | Southern_PGAE_Li_Battery_4hr_162 | Midway-Q2005 230kV Line | CAISO_Li_Battery_4hr_Dispatch | Li-ion Battery (4-hr) | PG&E South
164 | Southern_PGAE_Li_Battery_4hr_164 | Midway-Q2005 230kV Line | CAISO_Li_Battery_4hr_Dispatch | Li-ion Battery (4-hr) | PG&E South
165 | Southern_PGAE_Li_Battery_4hr_165 | Midway-Q2005 230kV Line | CAISO_Li_Battery_4hr_Dispatch | Li-ion Battery (4-hr) | PG&E South
168 | Southern_PGAE_Li_Battery_4hr_168 | Midway-Q2005 230kV Line | CAISO_Li_Battery_4hr_Dispatch | Li-ion Battery (4-hr) | PG&E South
169 | Southern_PGAE_Li_Battery_4hr_169 | Midway-Q2005 230kV Line | CAISO_Li_Battery_4hr_Dispatch | Li-ion Battery (4-hr) | PG&E South
170 | Southern_PGAE_Li_Battery_4hr_170 | Midway-Q2005 230kV Line | CAISO_Li_Battery_4hr_Dispatch | Li-ion Battery (4-hr) | PG&E South
174 | Southern_PGAE_Li_Battery_4hr_174 | Midway-Q2005 230kV Line | CAISO_Li_Battery_4hr_Dispatch | Li-ion Battery (4-hr) | PG&E South
176 | Southern_PGAE_Li_Battery_4hr_176 | Midway-Q2005 230kV Line | CAISO_Li_Battery_4hr_Dispatch | Li-ion Battery (4-hr) | PG&E South
12 | Southern_PGAE_Li_Battery_8hr_12 | Midway-Q2005 230kV Line | CAISO_Li_Battery_8hr_Dispatch | Li-ion Battery (8-hr) | PG&E South
17 | Southern_PGAE_Li_Battery_8hr_17 | Midway-Q2005 230kV Line | CAISO_Li_Battery_8hr_Dispatch | Li-ion Battery (8-hr) | PG&E South
22 | Southern_PGAE_Li_Battery_8hr_22 | Midway-Q2005 230kV Line | CAISO_Li_Battery_8hr_Dispatch | Li-ion Battery (8-hr) | PG&E South
23 | Southern_PGAE_Li_Battery_8hr_23 | Midway-Q2005 230kV Line | CAISO_Li_Battery_8hr_Dispatch | Li-ion Battery (8-hr) | PG&E South
24 | Southern_PGAE_Li_Battery_8hr_24 | Midway-Q2005 230kV Line | CAISO_Li_Battery_8hr_Dispatch | Li-ion Battery (8-hr) | PG&E South
33 | Southern_PGAE_Li_Battery_8hr_33 | Midway-Q2005 230kV Line | CAISO_Li_Battery_8hr_Dispatch | Li-ion Battery (8-hr) | PG&E South
34 | Southern_PGAE_Li_Battery_8hr_34 | Midway-Q2005 230kV Line | CAISO_Li_Battery_8hr_Dispatch | Li-ion Battery (8-hr) | PG&E South
37 | Southern_PGAE_Li_Battery_8hr_37 | Midway-Q2005 230kV Line | CAISO_Li_Battery_8hr_Dispatch | Li-ion Battery (8-hr) | PG&E South
39 | Southern_PGAE_Li_Battery_8hr_39 | Midway-Q2005 230kV Line | CAISO_Li_Battery_8hr_Dispatch | Li-ion Battery (8-hr) | PG&E South
45 | Southern_PGAE_Li_Battery_8hr_45 | Midway-Q2005 230kV Line | CAISO_Li_Battery_8hr_Dispatch | Li-ion Battery (8-hr) | PG&E South
46 | Southern_PGAE_Li_Battery_8hr_46 | Midway-Q2005 230kV Line | CAISO_Li_Battery_8hr_Dispatch | Li-ion Battery (8-hr) | PG&E South
49 | Southern_PGAE_Li_Battery_8hr_49 | Midway-Q2005 230kV Line | CAISO_Li_Battery_8hr_Dispatch | Li-ion Battery (8-hr) | PG&E South
52 | Southern_PGAE_Li_Battery_8hr_52 | Midway-Q2005 230kV Line | CAISO_Li_Battery_8hr_Dispatch | Li-ion Battery (8-hr) | PG&E South
61 | Southern_PGAE_Li_Battery_8hr_61 | Midway-Q2005 230kV Line | CAISO_Li_Battery_8hr_Dispatch | Li-ion Battery (8-hr) | PG&E South
69 | Southern_PGAE_Li_Battery_8hr_69 | Midway-Q2005 230kV Line | CAISO_Li_Battery_8hr_Dispatch | Li-ion Battery (8-hr) | PG&E South
74 | Southern_PGAE_Li_Battery_8hr_74 | Midway-Q2005 230kV Line | CAISO_Li_Battery_8hr_Dispatch | Li-ion Battery (8-hr) | PG&E South
75 | Southern_PGAE_Li_Battery_8hr_75 | Midway-Q2005 230kV Line | CAISO_Li_Battery_8hr_Dispatch | Li-ion Battery (8-hr) | PG&E South
79 | Southern_PGAE_Li_Battery_8hr_79 | Midway-Q2005 230kV Line | CAISO_Li_Battery_8hr_Dispatch | Li-ion Battery (8-hr) | PG&E South
85 | Northern_California_Li_Battery_8hr_85 | Midway-Q2005 230kV Line | CAISO_Li_Battery_8hr_Dispatch | Li-ion Battery (8-hr) | PG&E South
93 | Southern_PGAE_Li_Battery_8hr_93 | Midway-Q2005 230kV Line | CAISO_Li_Battery_8hr_Dispatch | Li-ion Battery (8-hr) | PG&E South
98 | Southern_PGAE_Li_Battery_8hr_98 | Midway-Q2005 230kV Line | CAISO_Li_Battery_8hr_Dispatch | Li-ion Battery (8-hr) | PG&E South
102 | Southern_PGAE_Li_Battery_8hr_102 | Midway-Q2005 230kV Line | CAISO_Li_Battery_8hr_Dispatch | Li-ion Battery (8-hr) | PG&E South
109 | Southern_PGAE_Li_Battery_8hr_109 | Midway-Q2005 230kV Line | CAISO_Li_Battery_8hr_Dispatch | Li-ion Battery (8-hr) | PG&E South
117 | Southern_PGAE_Li_Battery_8hr_117 | Midway-Q2005 230kV Line | CAISO_Li_Battery_8hr_Dispatch | Li-ion Battery (8-hr) | PG&E South
118 | Southern_PGAE_Li_Battery_8hr_118 | Midway-Q2005 230kV Line | CAISO_Li_Battery_8hr_Dispatch | Li-ion Battery (8-hr) | PG&E South
140 | Southern_PGAE_Li_Battery_8hr_140 | Midway-Q2005 230kV Line | CAISO_Li_Battery_8hr_Dispatch | Li-ion Battery (8-hr) | PG&E South
151 | Southern_PGAE_Li_Battery_8hr_151 | Midway-Q2005 230kV Line | CAISO_Li_Battery_8hr_Dispatch | Li-ion Battery (8-hr) | PG&E South
154 | Southern_PGAE_Li_Battery_8hr_154 | Midway-Q2005 230kV Line | CAISO_Li_Battery_8hr_Dispatch | Li-ion Battery (8-hr) | PG&E South
161 | Southern_PGAE_Li_Battery_8hr_161 | Midway-Q2005 230kV Line | CAISO_Li_Battery_8hr_Dispatch | Li-ion Battery (8-hr) | PG&E South
162 | Southern_PGAE_Li_Battery_8hr_162 | Midway-Q2005 230kV Line | CAISO_Li_Battery_8hr_Dispatch | Li-ion Battery (8-hr) | PG&E South
164 | Southern_PGAE_Li_Battery_8hr_164 | Midway-Q2005 230kV Line | CAISO_Li_Battery_8hr_Dispatch | Li-ion Battery (8-hr) | PG&E South
165 | Southern_PGAE_Li_Battery_8hr_165 | Midway-Q2005 230kV Line | CAISO_Li_Battery_8hr_Dispatch | Li-ion Battery (8-hr) | PG&E South
168 | Southern_PGAE_Li_Battery_8hr_168 | Midway-Q2005 230kV Line | CAISO_Li_Battery_8hr_Dispatch | Li-ion Battery (8-hr) | PG&E South
169 | Southern_PGAE_Li_Battery_8hr_169 | Midway-Q2005 230kV Line | CAISO_Li_Battery_8hr_Dispatch | Li-ion Battery (8-hr) | PG&E South
170 | Southern_PGAE_Li_Battery_8hr_170 | Midway-Q2005 230kV Line | CAISO_Li_Battery_8hr_Dispatch | Li-ion Battery (8-hr) | PG&E South
174 | Southern_PGAE_Li_Battery_8hr_174 | Midway-Q2005 230kV Line | CAISO_Li_Battery_8hr_Dispatch | Li-ion Battery (8-hr) | PG&E South
176 | Southern_PGAE_Li_Battery_8hr_176 | Midway-Q2005 230kV Line | CAISO_Li_Battery_8hr_Dispatch | Li-ion Battery (8-hr) | PG&E South
17 | Central_Valley_North_Los_Banos_Wind_17 | Midway-Q2005 230kV Line | Central_Valley_North_Los_Banos_Wind | Wind | PG&E South
154 | Central_Valley_North_Los_Banos_Wind_154 | Midway-Q2005 230kV Line | Central_Valley_North_Los_Banos_Wind | Wind | PG&E South
162 | Central_Valley_North_Los_Banos_Wind_162 | Midway-Q2005 230kV Line | Central_Valley_North_Los_Banos_Wind | Wind | PG&E South
85 | Northern_California_Solar_85 | Midway-Q2005 230kV Line | Northern_California_Solar | Solar | PG&E South
85 | Solano_Wind_85 | Midway-Q2005 230kV Line | Solano_Wind | Wind | PG&E South
12 | Southern_PGAE_Solar_12 | Midway-Q2005 230kV Line | Southern_PGAE_Solar | Solar | PG&E South
17 | Southern_PGAE_Solar_17 | Midway-Q2005 230kV Line | Southern_PGAE_Solar | Solar | PG&E South
22 | Southern_PGAE_Solar_22 | Midway-Q2005 230kV Line | Southern_PGAE_Solar | Solar | PG&E South
23 | Southern_PGAE_Solar_23 | Midway-Q2005 230kV Line | Southern_PGAE_Solar | Solar | PG&E South
24 | Southern_PGAE_Solar_24 | Midway-Q2005 230kV Line | Southern_PGAE_Solar | Solar | PG&E South
33 | Southern_PGAE_Solar_33 | Midway-Q2005 230kV Line | Southern_PGAE_Solar | Solar | PG&E South
34 | Southern_PGAE_Solar_34 | Midway-Q2005 230kV Line | Southern_PGAE_Solar | Solar | PG&E South
37 | Southern_PGAE_Solar_37 | Midway-Q2005 230kV Line | Southern_PGAE_Solar | Solar | PG&E South
39 | Southern_PGAE_Solar_39 | Midway-Q2005 230kV Line | Southern_PGAE_Solar | Solar | PG&E South
45 | Southern_PGAE_Solar_45 | Midway-Q2005 230kV Line | Southern_PGAE_Solar | Solar | PG&E South
46 | Southern_PGAE_Solar_46 | Midway-Q2005 230kV Line | Southern_PGAE_Solar | Solar | PG&E South
49 | Southern_PGAE_Solar_49 | Midway-Q2005 230kV Line | Southern_PGAE_Solar | Solar | PG&E South
52 | Southern_PGAE_Solar_52 | Midway-Q2005 230kV Line | Southern_PGAE_Solar | Solar | PG&E South
61 | Southern_PGAE_Solar_61 | Midway-Q2005 230kV Line | Southern_PGAE_Solar | Solar | PG&E South
69 | Southern_PGAE_Solar_69 | Midway-Q2005 230kV Line | Southern_PGAE_Solar | Solar | PG&E South
74 | Southern_PGAE_Solar_74 | Midway-Q2005 230kV Line | Southern_PGAE_Solar | Solar | PG&E South
75 | Southern_PGAE_Solar_75 | Midway-Q2005 230kV Line | Southern_PGAE_Solar | Solar | PG&E South
79 | Southern_PGAE_Solar_79 | Midway-Q2005 230kV Line | Southern_PGAE_Solar | Solar | PG&E South
93 | Southern_PGAE_Solar_93 | Midway-Q2005 230kV Line | Southern_PGAE_Solar | Solar | PG&E South
98 | Southern_PGAE_Solar_98 | Midway-Q2005 230kV Line | Southern_PGAE_Solar | Solar | PG&E South
102 | Southern_PGAE_Solar_102 | Midway-Q2005 230kV Line | Southern_PGAE_Solar | Solar | PG&E South
109 | Southern_PGAE_Solar_109 | Midway-Q2005 230kV Line | Southern_PGAE_Solar | Solar | PG&E South
117 | Southern_PGAE_Solar_117 | Midway-Q2005 230kV Line | Southern_PGAE_Solar | Solar | PG&E South
118 | Southern_PGAE_Solar_118 | Midway-Q2005 230kV Line | Southern_PGAE_Solar | Solar | PG&E South
140 | Southern_PGAE_Solar_140 | Midway-Q2005 230kV Line | Southern_PGAE_Solar | Solar | PG&E South
151 | Southern_PGAE_Solar_151 | Midway-Q2005 230kV Line | Southern_PGAE_Solar | Solar | PG&E South
154 | Southern_PGAE_Solar_154 | Midway-Q2005 230kV Line | Southern_PGAE_Solar | Solar | PG&E South
161 | Southern_PGAE_Solar_161 | Midway-Q2005 230kV Line | Southern_PGAE_Solar | Solar | PG&E South
162 | Southern_PGAE_Solar_162 | Midway-Q2005 230kV Line | Southern_PGAE_Solar | Solar | PG&E South
164 | Southern_PGAE_Solar_164 | Midway-Q2005 230kV Line | Southern_PGAE_Solar | Solar | PG&E South
165 | Southern_PGAE_Solar_165 | Midway-Q2005 230kV Line | Southern_PGAE_Solar | Solar | PG&E South
168 | Southern_PGAE_Solar_168 | Midway-Q2005 230kV Line | Southern_PGAE_Solar | Solar | PG&E South
169 | Southern_PGAE_Solar_169 | Midway-Q2005 230kV Line | Southern_PGAE_Solar | Solar | PG&E South
170 | Southern_PGAE_Solar_170 | Midway-Q2005 230kV Line | Southern_PGAE_Solar | Solar | PG&E South
174 | Southern_PGAE_Solar_174 | Midway-Q2005 230kV Line | Southern_PGAE_Solar | Solar | PG&E South
176 | Southern_PGAE_Solar_176 | Midway-Q2005 230kV Line | Southern_PGAE_Solar | Solar | PG&E South
23 | Southern_PGAE_Flow_Battery_23 | Midway-Q2011 230 kV Line | CAISO_Flow_Battery_8hr_Dispatch | Flow Battery (8-hr) | PG&E South
61 | Southern_PGAE_Flow_Battery_61 | Midway-Q2011 230 kV Line | CAISO_Flow_Battery_8hr_Dispatch | Flow Battery (8-hr) | PG&E South
23 | Southern_PGAE_Li_Battery_4hr_23 | Midway-Q2011 230 kV Line | CAISO_Li_Battery_4hr_Dispatch | Li-ion Battery (4-hr) | PG&E South
61 | Southern_PGAE_Li_Battery_4hr_61 | Midway-Q2011 230 kV Line | CAISO_Li_Battery_4hr_Dispatch | Li-ion Battery (4-hr) | PG&E South
23 | Southern_PGAE_Li_Battery_8hr_23 | Midway-Q2011 230 kV Line | CAISO_Li_Battery_8hr_Dispatch | Li-ion Battery (8-hr) | PG&E South
61 | Southern_PGAE_Li_Battery_8hr_61 | Midway-Q2011 230 kV Line | CAISO_Li_Battery_8hr_Dispatch | Li-ion Battery (8-hr) | PG&E South
23 | Southern_PGAE_Solar_23 | Midway-Q2011 230 kV Line | Southern_PGAE_Solar | Solar | PG&E South
61 | Southern_PGAE_Solar_61 | Midway-Q2011 230 kV Line | Southern_PGAE_Solar | Solar | PG&E South
98 | Southern_PGAE_Flow_Battery_98 | Midway-Taft 115 kV line | CAISO_Flow_Battery_8hr_Dispatch | Flow Battery (8-hr) | PG&E South
102 | Southern_PGAE_Flow_Battery_102 | Midway-Taft 115 kV line | CAISO_Flow_Battery_8hr_Dispatch | Flow Battery (8-hr) | PG&E South
98 | Southern_PGAE_Li_Battery_4hr_98 | Midway-Taft 115 kV line | CAISO_Li_Battery_4hr_Dispatch | Li-ion Battery (4-hr) | PG&E South
102 | Southern_PGAE_Li_Battery_4hr_102 | Midway-Taft 115 kV line | CAISO_Li_Battery_4hr_Dispatch | Li-ion Battery (4-hr) | PG&E South
98 | Southern_PGAE_Li_Battery_8hr_98 | Midway-Taft 115 kV line | CAISO_Li_Battery_8hr_Dispatch | Li-ion Battery (8-hr) | PG&E South
102 | Southern_PGAE_Li_Battery_8hr_102 | Midway-Taft 115 kV line | CAISO_Li_Battery_8hr_Dispatch | Li-ion Battery (8-hr) | PG&E South
98 | Southern_PGAE_Solar_98 | Midway-Taft 115 kV line | Southern_PGAE_Solar | Solar | PG&E South
102 | Southern_PGAE_Solar_102 | Midway-Taft 115 kV line | Southern_PGAE_Solar | Solar | PG&E South
58 | Greater_LA_Flow_Battery_58 | Moorpark-Pardee Constraint | CAISO_Flow_Battery_8hr_Dispatch | Flow Battery (8-hr) | SCE Northern
58 | Greater_LA_Li_Battery_4hr_58 | Moorpark-Pardee Constraint | CAISO_Li_Battery_4hr_Dispatch | Li-ion Battery (4-hr) | SCE Northern
58 | Greater_LA_Li_Battery_8hr_58 | Moorpark-Pardee Constraint | CAISO_Li_Battery_8hr_Dispatch | Li-ion Battery (8-hr) | SCE Northern
58 | Greater_LA_Solar_58 | Moorpark-Pardee Constraint | Greater_LA_Solar | Solar | SCE Northern
96 | Northern_California_Flow_Battery_96 | Morganhill-Metcalf 115kV Line | CAISO_Flow_Battery_8hr_Dispatch | Flow Battery (8-hr) | PG&E North
99 | Southern_PGAE_Flow_Battery_99 | Morganhill-Metcalf 115kV Line | CAISO_Flow_Battery_8hr_Dispatch | Flow Battery (8-hr) | PG&E North
113 | Northern_California_Flow_Battery_113 | Morganhill-Metcalf 115kV Line | CAISO_Flow_Battery_8hr_Dispatch | Flow Battery (8-hr) | PG&E North
116 | Northern_California_Flow_Battery_116 | Morganhill-Metcalf 115kV Line | CAISO_Flow_Battery_8hr_Dispatch | Flow Battery (8-hr) | PG&E North
96 | Northern_California_Li_Battery_4hr_96 | Morganhill-Metcalf 115kV Line | CAISO_Li_Battery_4hr_Dispatch | Li-ion Battery (4-hr) | PG&E North
99 | Southern_PGAE_Li_Battery_4hr_99 | Morganhill-Metcalf 115kV Line | CAISO_Li_Battery_4hr_Dispatch | Li-ion Battery (4-hr) | PG&E North
113 | Northern_California_Li_Battery_4hr_113 | Morganhill-Metcalf 115kV Line | CAISO_Li_Battery_4hr_Dispatch | Li-ion Battery (4-hr) | PG&E North
116 | Northern_California_Li_Battery_4hr_116 | Morganhill-Metcalf 115kV Line | CAISO_Li_Battery_4hr_Dispatch | Li-ion Battery (4-hr) | PG&E North
96 | Northern_California_Li_Battery_8hr_96 | Morganhill-Metcalf 115kV Line | CAISO_Li_Battery_8hr_Dispatch | Li-ion Battery (8-hr) | PG&E North
99 | Southern_PGAE_Li_Battery_8hr_99 | Morganhill-Metcalf 115kV Line | CAISO_Li_Battery_8hr_Dispatch | Li-ion Battery (8-hr) | PG&E North
113 | Northern_California_Li_Battery_8hr_113 | Morganhill-Metcalf 115kV Line | CAISO_Li_Battery_8hr_Dispatch | Li-ion Battery (8-hr) | PG&E North
116 | Northern_California_Li_Battery_8hr_116 | Morganhill-Metcalf 115kV Line | CAISO_Li_Battery_8hr_Dispatch | Li-ion Battery (8-hr) | PG&E North
96 | Northern_California_Solar_96 | Morganhill-Metcalf 115kV Line | Northern_California_Solar | Solar | PG&E North
113 | Northern_California_Solar_113 | Morganhill-Metcalf 115kV Line | Northern_California_Solar | Solar | PG&E North
116 | Northern_California_Solar_116 | Morganhill-Metcalf 115kV Line | Northern_California_Solar | Solar | PG&E North
99 | Southern_PGAE_Solar_99 | Morganhill-Metcalf 115kV Line | Southern_PGAE_Solar | Solar | PG&E North
9999 | Morro_Bay_Offshore_Wind_Asset | Morro Bay Offshore Wind 500 kV | Morro_Bay_Offshore_Wind | Offshore Wind
43 | Southern_PGAE_Flow_Battery_43 | Moss Landing-Las Aguilas 230 kV Line | CAISO_Flow_Battery_8hr_Dispatch | Flow Battery (8-hr) | PG&E South
49 | Southern_PGAE_Flow_Battery_49 | Moss Landing-Las Aguilas 230 kV Line | CAISO_Flow_Battery_8hr_Dispatch | Flow Battery (8-hr) | PG&E South
69 | Southern_PGAE_Flow_Battery_69 | Moss Landing-Las Aguilas 230 kV Line | CAISO_Flow_Battery_8hr_Dispatch | Flow Battery (8-hr) | PG&E South
72 | Southern_PGAE_Flow_Battery_72 | Moss Landing-Las Aguilas 230 kV Line | CAISO_Flow_Battery_8hr_Dispatch | Flow Battery (8-hr) | PG&E South
93 | Southern_PGAE_Flow_Battery_93 | Moss Landing-Las Aguilas 230 kV Line | CAISO_Flow_Battery_8hr_Dispatch | Flow Battery (8-hr) | PG&E South
117 | Southern_PGAE_Flow_Battery_117 | Moss Landing-Las Aguilas 230 kV Line | CAISO_Flow_Battery_8hr_Dispatch | Flow Battery (8-hr) | PG&E South
124 | Southern_PGAE_Flow_Battery_124 | Moss Landing-Las Aguilas 230 kV Line | CAISO_Flow_Battery_8hr_Dispatch | Flow Battery (8-hr) | PG&E South
148 | Southern_PGAE_Flow_Battery_148 | Moss Landing-Las Aguilas 230 kV Line | CAISO_Flow_Battery_8hr_Dispatch | Flow Battery (8-hr) | PG&E South
164 | Southern_PGAE_Flow_Battery_164 | Moss Landing-Las Aguilas 230 kV Line | CAISO_Flow_Battery_8hr_Dispatch | Flow Battery (8-hr) | PG&E South
168 | Southern_PGAE_Flow_Battery_168 | Moss Landing-Las Aguilas 230 kV Line | CAISO_Flow_Battery_8hr_Dispatch | Flow Battery (8-hr) | PG&E South
170 | Southern_PGAE_Flow_Battery_170 | Moss Landing-Las Aguilas 230 kV Line | CAISO_Flow_Battery_8hr_Dispatch | Flow Battery (8-hr) | PG&E South
174 | Southern_PGAE_Flow_Battery_174 | Moss Landing-Las Aguilas 230 kV Line | CAISO_Flow_Battery_8hr_Dispatch | Flow Battery (8-hr) | PG&E South
176 | Southern_PGAE_Flow_Battery_176 | Moss Landing-Las Aguilas 230 kV Line | CAISO_Flow_Battery_8hr_Dispatch | Flow Battery (8-hr) | PG&E South
43 | Southern_PGAE_Li_Battery_4hr_43 | Moss Landing-Las Aguilas 230 kV Line | CAISO_Li_Battery_4hr_Dispatch | Li-ion Battery (4-hr) | PG&E South
49 | Southern_PGAE_Li_Battery_4hr_49 | Moss Landing-Las Aguilas 230 kV Line | CAISO_Li_Battery_4hr_Dispatch | Li-ion Battery (4-hr) | PG&E South
69 | Southern_PGAE_Li_Battery_4hr_69 | Moss Landing-Las Aguilas 230 kV Line | CAISO_Li_Battery_4hr_Dispatch | Li-ion Battery (4-hr) | PG&E South
72 | Southern_PGAE_Li_Battery_4hr_72 | Moss Landing-Las Aguilas 230 kV Line | CAISO_Li_Battery_4hr_Dispatch | Li-ion Battery (4-hr) | PG&E South
93 | Southern_PGAE_Li_Battery_4hr_93 | Moss Landing-Las Aguilas 230 kV Line | CAISO_Li_Battery_4hr_Dispatch | Li-ion Battery (4-hr) | PG&E South
117 | Southern_PGAE_Li_Battery_4hr_117 | Moss Landing-Las Aguilas 230 kV Line | CAISO_Li_Battery_4hr_Dispatch | Li-ion Battery (4-hr) | PG&E South
124 | Southern_PGAE_Li_Battery_4hr_124 | Moss Landing-Las Aguilas 230 kV Line | CAISO_Li_Battery_4hr_Dispatch | Li-ion Battery (4-hr) | PG&E South
148 | Southern_PGAE_Li_Battery_4hr_148 | Moss Landing-Las Aguilas 230 kV Line | CAISO_Li_Battery_4hr_Dispatch | Li-ion Battery (4-hr) | PG&E South
164 | Southern_PGAE_Li_Battery_4hr_164 | Moss Landing-Las Aguilas 230 kV Line | CAISO_Li_Battery_4hr_Dispatch | Li-ion Battery (4-hr) | PG&E South
168 | Southern_PGAE_Li_Battery_4hr_168 | Moss Landing-Las Aguilas 230 kV Line | CAISO_Li_Battery_4hr_Dispatch | Li-ion Battery (4-hr) | PG&E South
170 | Southern_PGAE_Li_Battery_4hr_170 | Moss Landing-Las Aguilas 230 kV Line | CAISO_Li_Battery_4hr_Dispatch | Li-ion Battery (4-hr) | PG&E South
174 | Southern_PGAE_Li_Battery_4hr_174 | Moss Landing-Las Aguilas 230 kV Line | CAISO_Li_Battery_4hr_Dispatch | Li-ion Battery (4-hr) | PG&E South
176 | Southern_PGAE_Li_Battery_4hr_176 | Moss Landing-Las Aguilas 230 kV Line | CAISO_Li_Battery_4hr_Dispatch | Li-ion Battery (4-hr) | PG&E South
43 | Southern_PGAE_Li_Battery_8hr_43 | Moss Landing-Las Aguilas 230 kV Line | CAISO_Li_Battery_8hr_Dispatch | Li-ion Battery (8-hr) | PG&E South
49 | Southern_PGAE_Li_Battery_8hr_49 | Moss Landing-Las Aguilas 230 kV Line | CAISO_Li_Battery_8hr_Dispatch | Li-ion Battery (8-hr) | PG&E South
69 | Southern_PGAE_Li_Battery_8hr_69 | Moss Landing-Las Aguilas 230 kV Line | CAISO_Li_Battery_8hr_Dispatch | Li-ion Battery (8-hr) | PG&E South
72 | Southern_PGAE_Li_Battery_8hr_72 | Moss Landing-Las Aguilas 230 kV Line | CAISO_Li_Battery_8hr_Dispatch | Li-ion Battery (8-hr) | PG&E South
93 | Southern_PGAE_Li_Battery_8hr_93 | Moss Landing-Las Aguilas 230 kV Line | CAISO_Li_Battery_8hr_Dispatch | Li-ion Battery (8-hr) | PG&E South
117 | Southern_PGAE_Li_Battery_8hr_117 | Moss Landing-Las Aguilas 230 kV Line | CAISO_Li_Battery_8hr_Dispatch | Li-ion Battery (8-hr) | PG&E South
124 | Southern_PGAE_Li_Battery_8hr_124 | Moss Landing-Las Aguilas 230 kV Line | CAISO_Li_Battery_8hr_Dispatch | Li-ion Battery (8-hr) | PG&E South
148 | Southern_PGAE_Li_Battery_8hr_148 | Moss Landing-Las Aguilas 230 kV Line | CAISO_Li_Battery_8hr_Dispatch | Li-ion Battery (8-hr) | PG&E South
164 | Southern_PGAE_Li_Battery_8hr_164 | Moss Landing-Las Aguilas 230 kV Line | CAISO_Li_Battery_8hr_Dispatch | Li-ion Battery (8-hr) | PG&E South
168 | Southern_PGAE_Li_Battery_8hr_168 | Moss Landing-Las Aguilas 230 kV Line | CAISO_Li_Battery_8hr_Dispatch | Li-ion Battery (8-hr) | PG&E South
170 | Southern_PGAE_Li_Battery_8hr_170 | Moss Landing-Las Aguilas 230 kV Line | CAISO_Li_Battery_8hr_Dispatch | Li-ion Battery (8-hr) | PG&E South
174 | Southern_PGAE_Li_Battery_8hr_174 | Moss Landing-Las Aguilas 230 kV Line | CAISO_Li_Battery_8hr_Dispatch | Li-ion Battery (8-hr) | PG&E South
176 | Southern_PGAE_Li_Battery_8hr_176 | Moss Landing-Las Aguilas 230 kV Line | CAISO_Li_Battery_8hr_Dispatch | Li-ion Battery (8-hr) | PG&E South
43 | Southern_PGAE_Solar_43 | Moss Landing-Las Aguilas 230 kV Line | Southern_PGAE_Solar | Solar | PG&E South
49 | Southern_PGAE_Solar_49 | Moss Landing-Las Aguilas 230 kV Line | Southern_PGAE_Solar | Solar | PG&E South
69 | Southern_PGAE_Solar_69 | Moss Landing-Las Aguilas 230 kV Line | Southern_PGAE_Solar | Solar | PG&E South
72 | Southern_PGAE_Solar_72 | Moss Landing-Las Aguilas 230 kV Line | Southern_PGAE_Solar | Solar | PG&E South
93 | Southern_PGAE_Solar_93 | Moss Landing-Las Aguilas 230 kV Line | Southern_PGAE_Solar | Solar | PG&E South
117 | Southern_PGAE_Solar_117 | Moss Landing-Las Aguilas 230 kV Line | Southern_PGAE_Solar | Solar | PG&E South
124 | Southern_PGAE_Solar_124 | Moss Landing-Las Aguilas 230 kV Line | Southern_PGAE_Solar | Solar | PG&E South
148 | Southern_PGAE_Solar_148 | Moss Landing-Las Aguilas 230 kV Line | Southern_PGAE_Solar | Solar | PG&E South
164 | Southern_PGAE_Solar_164 | Moss Landing-Las Aguilas 230 kV Line | Southern_PGAE_Solar | Solar | PG&E South
168 | Southern_PGAE_Solar_168 | Moss Landing-Las Aguilas 230 kV Line | Southern_PGAE_Solar | Solar | PG&E South
170 | Southern_PGAE_Solar_170 | Moss Landing-Las Aguilas 230 kV Line | Southern_PGAE_Solar | Solar | PG&E South
174 | Southern_PGAE_Solar_174 | Moss Landing-Las Aguilas 230 kV Line | Southern_PGAE_Solar | Solar | PG&E South
176 | Southern_PGAE_Solar_176 | Moss Landing-Las Aguilas 230 kV Line | Southern_PGAE_Solar | Solar | PG&E South
17 | Southern_PGAE_Flow_Battery_17 | Mustang-Henrietta 230 kV line | CAISO_Flow_Battery_8hr_Dispatch | Flow Battery (8-hr) | PG&E South
24 | Southern_PGAE_Flow_Battery_24 | Mustang-Henrietta 230 kV line | CAISO_Flow_Battery_8hr_Dispatch | Flow Battery (8-hr) | PG&E South
27 | Southern_PGAE_Flow_Battery_27 | Mustang-Henrietta 230 kV line | CAISO_Flow_Battery_8hr_Dispatch | Flow Battery (8-hr) | PG&E South
45 | Southern_PGAE_Flow_Battery_45 | Mustang-Henrietta 230 kV line | CAISO_Flow_Battery_8hr_Dispatch | Flow Battery (8-hr) | PG&E South
69 | Southern_PGAE_Flow_Battery_69 | Mustang-Henrietta 230 kV line | CAISO_Flow_Battery_8hr_Dispatch | Flow Battery (8-hr) | PG&E South
93 | Southern_PGAE_Flow_Battery_93 | Mustang-Henrietta 230 kV line | CAISO_Flow_Battery_8hr_Dispatch | Flow Battery (8-hr) | PG&E South
99 | Southern_PGAE_Flow_Battery_99 | Mustang-Henrietta 230 kV line | CAISO_Flow_Battery_8hr_Dispatch | Flow Battery (8-hr) | PG&E South
113 | Northern_California_Flow_Battery_113 | Mustang-Henrietta 230 kV line | CAISO_Flow_Battery_8hr_Dispatch | Flow Battery (8-hr) | PG&E South
124 | Southern_PGAE_Flow_Battery_124 | Mustang-Henrietta 230 kV line | CAISO_Flow_Battery_8hr_Dispatch | Flow Battery (8-hr) | PG&E South
17 | Southern_PGAE_Li_Battery_4hr_17 | Mustang-Henrietta 230 kV line | CAISO_Li_Battery_4hr_Dispatch | Li-ion Battery (4-hr) | PG&E South
24 | Southern_PGAE_Li_Battery_4hr_24 | Mustang-Henrietta 230 kV line | CAISO_Li_Battery_4hr_Dispatch | Li-ion Battery (4-hr) | PG&E South
27 | Southern_PGAE_Li_Battery_4hr_27 | Mustang-Henrietta 230 kV line | CAISO_Li_Battery_4hr_Dispatch | Li-ion Battery (4-hr) | PG&E South
45 | Southern_PGAE_Li_Battery_4hr_45 | Mustang-Henrietta 230 kV line | CAISO_Li_Battery_4hr_Dispatch | Li-ion Battery (4-hr) | PG&E South
69 | Southern_PGAE_Li_Battery_4hr_69 | Mustang-Henrietta 230 kV line | CAISO_Li_Battery_4hr_Dispatch | Li-ion Battery (4-hr) | PG&E South
93 | Southern_PGAE_Li_Battery_4hr_93 | Mustang-Henrietta 230 kV line | CAISO_Li_Battery_4hr_Dispatch | Li-ion Battery (4-hr) | PG&E South
99 | Southern_PGAE_Li_Battery_4hr_99 | Mustang-Henrietta 230 kV line | CAISO_Li_Battery_4hr_Dispatch | Li-ion Battery (4-hr) | PG&E South
113 | Northern_California_Li_Battery_4hr_113 | Mustang-Henrietta 230 kV line | CAISO_Li_Battery_4hr_Dispatch | Li-ion Battery (4-hr) | PG&E South
124 | Southern_PGAE_Li_Battery_4hr_124 | Mustang-Henrietta 230 kV line | CAISO_Li_Battery_4hr_Dispatch | Li-ion Battery (4-hr) | PG&E South
17 | Southern_PGAE_Li_Battery_8hr_17 | Mustang-Henrietta 230 kV line | CAISO_Li_Battery_8hr_Dispatch | Li-ion Battery (8-hr) | PG&E South
24 | Southern_PGAE_Li_Battery_8hr_24 | Mustang-Henrietta 230 kV line | CAISO_Li_Battery_8hr_Dispatch | Li-ion Battery (8-hr) | PG&E South
27 | Southern_PGAE_Li_Battery_8hr_27 | Mustang-Henrietta 230 kV line | CAISO_Li_Battery_8hr_Dispatch | Li-ion Battery (8-hr) | PG&E South
45 | Southern_PGAE_Li_Battery_8hr_45 | Mustang-Henrietta 230 kV line | CAISO_Li_Battery_8hr_Dispatch | Li-ion Battery (8-hr) | PG&E South
69 | Southern_PGAE_Li_Battery_8hr_69 | Mustang-Henrietta 230 kV line | CAISO_Li_Battery_8hr_Dispatch | Li-ion Battery (8-hr) | PG&E South
93 | Southern_PGAE_Li_Battery_8hr_93 | Mustang-Henrietta 230 kV line | CAISO_Li_Battery_8hr_Dispatch | Li-ion Battery (8-hr) | PG&E South
99 | Southern_PGAE_Li_Battery_8hr_99 | Mustang-Henrietta 230 kV line | CAISO_Li_Battery_8hr_Dispatch | Li-ion Battery (8-hr) | PG&E South
113 | Northern_California_Li_Battery_8hr_113 | Mustang-Henrietta 230 kV line | CAISO_Li_Battery_8hr_Dispatch | Li-ion Battery (8-hr) | PG&E South
124 | Southern_PGAE_Li_Battery_8hr_124 | Mustang-Henrietta 230 kV line | CAISO_Li_Battery_8hr_Dispatch | Li-ion Battery (8-hr) | PG&E South
17 | Central_Valley_North_Los_Banos_Wind_17 | Mustang-Henrietta 230 kV line | Central_Valley_North_Los_Banos_Wind | Wind | PG&E South
9999 | Morro_Bay_Offshore_Wind_Asset | Mustang-Henrietta 230 kV line | Morro_Bay_Offshore_Wind | Offshore Wind | PG&E South
113 | Northern_California_Solar_113 | Mustang-Henrietta 230 kV line | Northern_California_Solar | Solar | PG&E South
17 | Southern_PGAE_Solar_17 | Mustang-Henrietta 230 kV line | Southern_PGAE_Solar | Solar | PG&E South
24 | Southern_PGAE_Solar_24 | Mustang-Henrietta 230 kV line | Southern_PGAE_Solar | Solar | PG&E South
27 | Southern_PGAE_Solar_27 | Mustang-Henrietta 230 kV line | Southern_PGAE_Solar | Solar | PG&E South
45 | Southern_PGAE_Solar_45 | Mustang-Henrietta 230 kV line | Southern_PGAE_Solar | Solar | PG&E South
69 | Southern_PGAE_Solar_69 | Mustang-Henrietta 230 kV line | Southern_PGAE_Solar | Solar | PG&E South
93 | Southern_PGAE_Solar_93 | Mustang-Henrietta 230 kV line | Southern_PGAE_Solar | Solar | PG&E South
99 | Southern_PGAE_Solar_99 | Mustang-Henrietta 230 kV line | Southern_PGAE_Solar | Solar | PG&E South
124 | Southern_PGAE_Solar_124 | Mustang-Henrietta 230 kV line | Southern_PGAE_Solar | Solar | PG&E South
41 | Northern_California_Flow_Battery_41 | Newark-Los Esteros 230 kV line | CAISO_Flow_Battery_8hr_Dispatch | Flow Battery (8-hr) | PG&E North
57 | Northern_California_Flow_Battery_57 | Newark-Los Esteros 230 kV line | CAISO_Flow_Battery_8hr_Dispatch | Flow Battery (8-hr) | PG&E North
73 | Northern_California_Flow_Battery_73 | Newark-Los Esteros 230 kV line | CAISO_Flow_Battery_8hr_Dispatch | Flow Battery (8-hr) | PG&E North
82 | Northern_California_Flow_Battery_82 | Newark-Los Esteros 230 kV line | CAISO_Flow_Battery_8hr_Dispatch | Flow Battery (8-hr) | PG&E North
96 | Northern_California_Flow_Battery_96 | Newark-Los Esteros 230 kV line | CAISO_Flow_Battery_8hr_Dispatch | Flow Battery (8-hr) | PG&E North
99 | Southern_PGAE_Flow_Battery_99 | Newark-Los Esteros 230 kV line | CAISO_Flow_Battery_8hr_Dispatch | Flow Battery (8-hr) | PG&E North
113 | Northern_California_Flow_Battery_113 | Newark-Los Esteros 230 kV line | CAISO_Flow_Battery_8hr_Dispatch | Flow Battery (8-hr) | PG&E North
116 | Northern_California_Flow_Battery_116 | Newark-Los Esteros 230 kV line | CAISO_Flow_Battery_8hr_Dispatch | Flow Battery (8-hr) | PG&E North
124 | Southern_PGAE_Flow_Battery_124 | Newark-Los Esteros 230 kV line | CAISO_Flow_Battery_8hr_Dispatch | Flow Battery (8-hr) | PG&E North
41 | Northern_California_Li_Battery_4hr_41 | Newark-Los Esteros 230 kV line | CAISO_Li_Battery_4hr_Dispatch | Li-ion Battery (4-hr) | PG&E North
57 | Northern_California_Li_Battery_4hr_57 | Newark-Los Esteros 230 kV line | CAISO_Li_Battery_4hr_Dispatch | Li-ion Battery (4-hr) | PG&E North
73 | Northern_California_Li_Battery_4hr_73 | Newark-Los Esteros 230 kV line | CAISO_Li_Battery_4hr_Dispatch | Li-ion Battery (4-hr) | PG&E North
82 | Northern_California_Li_Battery_4hr_82 | Newark-Los Esteros 230 kV line | CAISO_Li_Battery_4hr_Dispatch | Li-ion Battery (4-hr) | PG&E North
96 | Northern_California_Li_Battery_4hr_96 | Newark-Los Esteros 230 kV line | CAISO_Li_Battery_4hr_Dispatch | Li-ion Battery (4-hr) | PG&E North
99 | Southern_PGAE_Li_Battery_4hr_99 | Newark-Los Esteros 230 kV line | CAISO_Li_Battery_4hr_Dispatch | Li-ion Battery (4-hr) | PG&E North
113 | Northern_California_Li_Battery_4hr_113 | Newark-Los Esteros 230 kV line | CAISO_Li_Battery_4hr_Dispatch | Li-ion Battery (4-hr) | PG&E North
116 | Northern_California_Li_Battery_4hr_116 | Newark-Los Esteros 230 kV line | CAISO_Li_Battery_4hr_Dispatch | Li-ion Battery (4-hr) | PG&E North
124 | Southern_PGAE_Li_Battery_4hr_124 | Newark-Los Esteros 230 kV line | CAISO_Li_Battery_4hr_Dispatch | Li-ion Battery (4-hr) | PG&E North
41 | Northern_California_Li_Battery_8hr_41 | Newark-Los Esteros 230 kV line | CAISO_Li_Battery_8hr_Dispatch | Li-ion Battery (8-hr) | PG&E North
57 | Northern_California_Li_Battery_8hr_57 | Newark-Los Esteros 230 kV line | CAISO_Li_Battery_8hr_Dispatch | Li-ion Battery (8-hr) | PG&E North
73 | Northern_California_Li_Battery_8hr_73 | Newark-Los Esteros 230 kV line | CAISO_Li_Battery_8hr_Dispatch | Li-ion Battery (8-hr) | PG&E North
82 | Northern_California_Li_Battery_8hr_82 | Newark-Los Esteros 230 kV line | CAISO_Li_Battery_8hr_Dispatch | Li-ion Battery (8-hr) | PG&E North
96 | Northern_California_Li_Battery_8hr_96 | Newark-Los Esteros 230 kV line | CAISO_Li_Battery_8hr_Dispatch | Li-ion Battery (8-hr) | PG&E North
99 | Southern_PGAE_Li_Battery_8hr_99 | Newark-Los Esteros 230 kV line | CAISO_Li_Battery_8hr_Dispatch | Li-ion Battery (8-hr) | PG&E North
113 | Northern_California_Li_Battery_8hr_113 | Newark-Los Esteros 230 kV line | CAISO_Li_Battery_8hr_Dispatch | Li-ion Battery (8-hr) | PG&E North
116 | Northern_California_Li_Battery_8hr_116 | Newark-Los Esteros 230 kV line | CAISO_Li_Battery_8hr_Dispatch | Li-ion Battery (8-hr) | PG&E North
124 | Southern_PGAE_Li_Battery_8hr_124 | Newark-Los Esteros 230 kV line | CAISO_Li_Battery_8hr_Dispatch | Li-ion Battery (8-hr) | PG&E North
41 | Northern_California_Solar_41 | Newark-Los Esteros 230 kV line | Northern_California_Solar | Solar | PG&E North
57 | Northern_California_Solar_57 | Newark-Los Esteros 230 kV line | Northern_California_Solar | Solar | PG&E North
73 | Northern_California_Solar_73 | Newark-Los Esteros 230 kV line | Northern_California_Solar | Solar | PG&E North
82 | Northern_California_Solar_82 | Newark-Los Esteros 230 kV line | Northern_California_Solar | Solar | PG&E North
96 | Northern_California_Solar_96 | Newark-Los Esteros 230 kV line | Northern_California_Solar | Solar | PG&E North
113 | Northern_California_Solar_113 | Newark-Los Esteros 230 kV line | Northern_California_Solar | Solar | PG&E North
116 | Northern_California_Solar_116 | Newark-Los Esteros 230 kV line | Northern_California_Solar | Solar | PG&E North
99 | Southern_PGAE_Solar_99 | Newark-Los Esteros 230 kV line | Southern_PGAE_Solar | Solar | PG&E North
124 | Southern_PGAE_Solar_124 | Newark-Los Esteros 230 kV line | Southern_PGAE_Solar | Solar | PG&E North
95 | Southern_PGAE_Flow_Battery_95 | Newark-Newark Distribution 115 kV line | CAISO_Flow_Battery_8hr_Dispatch | Flow Battery (8-hr) | PG&E North
112 | Northern_California_Flow_Battery_112 | Newark-Newark Distribution 115 kV line | CAISO_Flow_Battery_8hr_Dispatch | Flow Battery (8-hr) | PG&E North
126 | Northern_California_Flow_Battery_126 | Newark-Newark Distribution 115 kV line | CAISO_Flow_Battery_8hr_Dispatch | Flow Battery (8-hr) | PG&E North
150 | Northern_California_Flow_Battery_150 | Newark-Newark Distribution 115 kV line | CAISO_Flow_Battery_8hr_Dispatch | Flow Battery (8-hr) | PG&E North
155 | Northern_California_Flow_Battery_155 | Newark-Newark Distribution 115 kV line | CAISO_Flow_Battery_8hr_Dispatch | Flow Battery (8-hr) | PG&E North
95 | Southern_PGAE_Li_Battery_4hr_95 | Newark-Newark Distribution 115 kV line | CAISO_Li_Battery_4hr_Dispatch | Li-ion Battery (4-hr) | PG&E North
112 | Northern_California_Li_Battery_4hr_112 | Newark-Newark Distribution 115 kV line | CAISO_Li_Battery_4hr_Dispatch | Li-ion Battery (4-hr) | PG&E North
126 | Northern_California_Li_Battery_4hr_126 | Newark-Newark Distribution 115 kV line | CAISO_Li_Battery_4hr_Dispatch | Li-ion Battery (4-hr) | PG&E North
150 | Northern_California_Li_Battery_4hr_150 | Newark-Newark Distribution 115 kV line | CAISO_Li_Battery_4hr_Dispatch | Li-ion Battery (4-hr) | PG&E North
155 | Northern_California_Li_Battery_4hr_155 | Newark-Newark Distribution 115 kV line | CAISO_Li_Battery_4hr_Dispatch | Li-ion Battery (4-hr) | PG&E North
95 | Southern_PGAE_Li_Battery_8hr_95 | Newark-Newark Distribution 115 kV line | CAISO_Li_Battery_8hr_Dispatch | Li-ion Battery (8-hr) | PG&E North
112 | Northern_California_Li_Battery_8hr_112 | Newark-Newark Distribution 115 kV line | CAISO_Li_Battery_8hr_Dispatch | Li-ion Battery (8-hr) | PG&E North
126 | Northern_California_Li_Battery_8hr_126 | Newark-Newark Distribution 115 kV line | CAISO_Li_Battery_8hr_Dispatch | Li-ion Battery (8-hr) | PG&E North
150 | Northern_California_Li_Battery_8hr_150 | Newark-Newark Distribution 115 kV line | CAISO_Li_Battery_8hr_Dispatch | Li-ion Battery (8-hr) | PG&E North
155 | Northern_California_Li_Battery_8hr_155 | Newark-Newark Distribution 115 kV line | CAISO_Li_Battery_8hr_Dispatch | Li-ion Battery (8-hr) | PG&E North
112 | Northern_California_Solar_112 | Newark-Newark Distribution 115 kV line | Northern_California_Solar | Solar | PG&E North
126 | Northern_California_Solar_126 | Newark-Newark Distribution 115 kV line | Northern_California_Solar | Solar | PG&E North
150 | Northern_California_Solar_150 | Newark-Newark Distribution 115 kV line | Northern_California_Solar | Solar | PG&E North
155 | Northern_California_Solar_155 | Newark-Newark Distribution 115 kV line | Northern_California_Solar | Solar | PG&E North
126 | Solano_Wind_126 | Newark-Newark Distribution 115 kV line | Solano_Wind | Wind | PG&E North
95 | Southern_PGAE_Solar_95 | Newark-Newark Distribution 115 kV line | Southern_PGAE_Solar | Solar | PG&E North
101 | Tehachapi_Flow_Battery_101 | North of Magunden Constraint | CAISO_Flow_Battery_8hr_Dispatch | Flow Battery (8-hr) | SCE Northern
101 | Tehachapi_Li_Battery_4hr_101 | North of Magunden Constraint | CAISO_Li_Battery_4hr_Dispatch | Li-ion Battery (4-hr) | SCE Northern
101 | Tehachapi_Li_Battery_8hr_101 | North of Magunden Constraint | CAISO_Li_Battery_8hr_Dispatch | Li-ion Battery (8-hr) | SCE Northern
101 | Tehachapi_Solar_101 | North of Magunden Constraint | Tehachapi_Solar | Solar | SCE Northern
12 | Southern_PGAE_Adiabatic_CAES_12 | Oceano-Calendar 115kV line | CAISO_Adiabatic_CAES_24hr | Adiabatic CAES (24-hr) | PG&E South
12 | Southern_PGAE_Flow_Battery_12 | Oceano-Calendar 115kV line | CAISO_Flow_Battery_8hr_Dispatch | Flow Battery (8-hr) | PG&E South
33 | Southern_PGAE_Flow_Battery_33 | Oceano-Calendar 115kV line | CAISO_Flow_Battery_8hr_Dispatch | Flow Battery (8-hr) | PG&E South
37 | Southern_PGAE_Flow_Battery_37 | Oceano-Calendar 115kV line | CAISO_Flow_Battery_8hr_Dispatch | Flow Battery (8-hr) | PG&E South
45 | Southern_PGAE_Flow_Battery_45 | Oceano-Calendar 115kV line | CAISO_Flow_Battery_8hr_Dispatch | Flow Battery (8-hr) | PG&E South
46 | Southern_PGAE_Flow_Battery_46 | Oceano-Calendar 115kV line | CAISO_Flow_Battery_8hr_Dispatch | Flow Battery (8-hr) | PG&E South
61 | Southern_PGAE_Flow_Battery_61 | Oceano-Calendar 115kV line | CAISO_Flow_Battery_8hr_Dispatch | Flow Battery (8-hr) | PG&E South
74 | Southern_PGAE_Flow_Battery_74 | Oceano-Calendar 115kV line | CAISO_Flow_Battery_8hr_Dispatch | Flow Battery (8-hr) | PG&E South
98 | Southern_PGAE_Flow_Battery_98 | Oceano-Calendar 115kV line | CAISO_Flow_Battery_8hr_Dispatch | Flow Battery (8-hr) | PG&E South
109 | Southern_PGAE_Flow_Battery_109 | Oceano-Calendar 115kV line | CAISO_Flow_Battery_8hr_Dispatch | Flow Battery (8-hr) | PG&E South
118 | Southern_PGAE_Flow_Battery_118 | Oceano-Calendar 115kV line | CAISO_Flow_Battery_8hr_Dispatch | Flow Battery (8-hr) | PG&E South
12 | Southern_PGAE_Li_Battery_4hr_12 | Oceano-Calendar 115kV line | CAISO_Li_Battery_4hr_Dispatch | Li-ion Battery (4-hr) | PG&E South
33 | Southern_PGAE_Li_Battery_4hr_33 | Oceano-Calendar 115kV line | CAISO_Li_Battery_4hr_Dispatch | Li-ion Battery (4-hr) | PG&E South
37 | Southern_PGAE_Li_Battery_4hr_37 | Oceano-Calendar 115kV line | CAISO_Li_Battery_4hr_Dispatch | Li-ion Battery (4-hr) | PG&E South
45 | Southern_PGAE_Li_Battery_4hr_45 | Oceano-Calendar 115kV line | CAISO_Li_Battery_4hr_Dispatch | Li-ion Battery (4-hr) | PG&E South
46 | Southern_PGAE_Li_Battery_4hr_46 | Oceano-Calendar 115kV line | CAISO_Li_Battery_4hr_Dispatch | Li-ion Battery (4-hr) | PG&E South
61 | Southern_PGAE_Li_Battery_4hr_61 | Oceano-Calendar 115kV line | CAISO_Li_Battery_4hr_Dispatch | Li-ion Battery (4-hr) | PG&E South
74 | Southern_PGAE_Li_Battery_4hr_74 | Oceano-Calendar 115kV line | CAISO_Li_Battery_4hr_Dispatch | Li-ion Battery (4-hr) | PG&E South
98 | Southern_PGAE_Li_Battery_4hr_98 | Oceano-Calendar 115kV line | CAISO_Li_Battery_4hr_Dispatch | Li-ion Battery (4-hr) | PG&E South
109 | Southern_PGAE_Li_Battery_4hr_109 | Oceano-Calendar 115kV line | CAISO_Li_Battery_4hr_Dispatch | Li-ion Battery (4-hr) | PG&E South
118 | Southern_PGAE_Li_Battery_4hr_118 | Oceano-Calendar 115kV line | CAISO_Li_Battery_4hr_Dispatch | Li-ion Battery (4-hr) | PG&E South
12 | Southern_PGAE_Li_Battery_8hr_12 | Oceano-Calendar 115kV line | CAISO_Li_Battery_8hr_Dispatch | Li-ion Battery (8-hr) | PG&E South
33 | Southern_PGAE_Li_Battery_8hr_33 | Oceano-Calendar 115kV line | CAISO_Li_Battery_8hr_Dispatch | Li-ion Battery (8-hr) | PG&E South
37 | Southern_PGAE_Li_Battery_8hr_37 | Oceano-Calendar 115kV line | CAISO_Li_Battery_8hr_Dispatch | Li-ion Battery (8-hr) | PG&E South
45 | Southern_PGAE_Li_Battery_8hr_45 | Oceano-Calendar 115kV line | CAISO_Li_Battery_8hr_Dispatch | Li-ion Battery (8-hr) | PG&E South
46 | Southern_PGAE_Li_Battery_8hr_46 | Oceano-Calendar 115kV line | CAISO_Li_Battery_8hr_Dispatch | Li-ion Battery (8-hr) | PG&E South
61 | Southern_PGAE_Li_Battery_8hr_61 | Oceano-Calendar 115kV line | CAISO_Li_Battery_8hr_Dispatch | Li-ion Battery (8-hr) | PG&E South
74 | Southern_PGAE_Li_Battery_8hr_74 | Oceano-Calendar 115kV line | CAISO_Li_Battery_8hr_Dispatch | Li-ion Battery (8-hr) | PG&E South
98 | Southern_PGAE_Li_Battery_8hr_98 | Oceano-Calendar 115kV line | CAISO_Li_Battery_8hr_Dispatch | Li-ion Battery (8-hr) | PG&E South
109 | Southern_PGAE_Li_Battery_8hr_109 | Oceano-Calendar 115kV line | CAISO_Li_Battery_8hr_Dispatch | Li-ion Battery (8-hr) | PG&E South
118 | Southern_PGAE_Li_Battery_8hr_118 | Oceano-Calendar 115kV line | CAISO_Li_Battery_8hr_Dispatch | Li-ion Battery (8-hr) | PG&E South
12 | Southern_PGAE_Solar_12 | Oceano-Calendar 115kV line | Southern_PGAE_Solar | Solar | PG&E South
33 | Southern_PGAE_Solar_33 | Oceano-Calendar 115kV line | Southern_PGAE_Solar | Solar | PG&E South
37 | Southern_PGAE_Solar_37 | Oceano-Calendar 115kV line | Southern_PGAE_Solar | Solar | PG&E South
45 | Southern_PGAE_Solar_45 | Oceano-Calendar 115kV line | Southern_PGAE_Solar | Solar | PG&E South
46 | Southern_PGAE_Solar_46 | Oceano-Calendar 115kV line | Southern_PGAE_Solar | Solar | PG&E South
61 | Southern_PGAE_Solar_61 | Oceano-Calendar 115kV line | Southern_PGAE_Solar | Solar | PG&E South
74 | Southern_PGAE_Solar_74 | Oceano-Calendar 115kV line | Southern_PGAE_Solar | Solar | PG&E South
98 | Southern_PGAE_Solar_98 | Oceano-Calendar 115kV line | Southern_PGAE_Solar | Solar | PG&E South
109 | Southern_PGAE_Solar_109 | Oceano-Calendar 115kV line | Southern_PGAE_Solar | Solar | PG&E South
118 | Southern_PGAE_Solar_118 | Oceano-Calendar 115kV line | Southern_PGAE_Solar | Solar | PG&E South
114 | Northern_California_Flow_Battery_114 | Oro Loma-El Nido 115kV Line | CAISO_Flow_Battery_8hr_Dispatch | Flow Battery (8-hr) | PG&E South
138 | Northern_California_Flow_Battery_138 | Oro Loma-El Nido 115kV Line | CAISO_Flow_Battery_8hr_Dispatch | Flow Battery (8-hr) | PG&E South
140 | Southern_PGAE_Flow_Battery_140 | Oro Loma-El Nido 115kV Line | CAISO_Flow_Battery_8hr_Dispatch | Flow Battery (8-hr) | PG&E South
151 | Southern_PGAE_Flow_Battery_151 | Oro Loma-El Nido 115kV Line | CAISO_Flow_Battery_8hr_Dispatch | Flow Battery (8-hr) | PG&E South
154 | Southern_PGAE_Flow_Battery_154 | Oro Loma-El Nido 115kV Line | CAISO_Flow_Battery_8hr_Dispatch | Flow Battery (8-hr) | PG&E South
161 | Southern_PGAE_Flow_Battery_161 | Oro Loma-El Nido 115kV Line | CAISO_Flow_Battery_8hr_Dispatch | Flow Battery (8-hr) | PG&E South
162 | Southern_PGAE_Flow_Battery_162 | Oro Loma-El Nido 115kV Line | CAISO_Flow_Battery_8hr_Dispatch | Flow Battery (8-hr) | PG&E South
163 | Southern_PGAE_Flow_Battery_163 | Oro Loma-El Nido 115kV Line | CAISO_Flow_Battery_8hr_Dispatch | Flow Battery (8-hr) | PG&E South
164 | Southern_PGAE_Flow_Battery_164 | Oro Loma-El Nido 115kV Line | CAISO_Flow_Battery_8hr_Dispatch | Flow Battery (8-hr) | PG&E South
165 | Southern_PGAE_Flow_Battery_165 | Oro Loma-El Nido 115kV Line | CAISO_Flow_Battery_8hr_Dispatch | Flow Battery (8-hr) | PG&E South
166 | Northern_California_Flow_Battery_166 | Oro Loma-El Nido 115kV Line | CAISO_Flow_Battery_8hr_Dispatch | Flow Battery (8-hr) | PG&E South
168 | Southern_PGAE_Flow_Battery_168 | Oro Loma-El Nido 115kV Line | CAISO_Flow_Battery_8hr_Dispatch | Flow Battery (8-hr) | PG&E South
169 | Southern_PGAE_Flow_Battery_169 | Oro Loma-El Nido 115kV Line | CAISO_Flow_Battery_8hr_Dispatch | Flow Battery (8-hr) | PG&E South
170 | Southern_PGAE_Flow_Battery_170 | Oro Loma-El Nido 115kV Line | CAISO_Flow_Battery_8hr_Dispatch | Flow Battery (8-hr) | PG&E South
174 | Southern_PGAE_Flow_Battery_174 | Oro Loma-El Nido 115kV Line | CAISO_Flow_Battery_8hr_Dispatch | Flow Battery (8-hr) | PG&E South
176 | Southern_PGAE_Flow_Battery_176 | Oro Loma-El Nido 115kV Line | CAISO_Flow_Battery_8hr_Dispatch | Flow Battery (8-hr) | PG&E South
114 | Northern_California_Li_Battery_4hr_114 | Oro Loma-El Nido 115kV Line | CAISO_Li_Battery_4hr_Dispatch | Li-ion Battery (4-hr) | PG&E South
138 | Northern_California_Li_Battery_4hr_138 | Oro Loma-El Nido 115kV Line | CAISO_Li_Battery_4hr_Dispatch | Li-ion Battery (4-hr) | PG&E South
140 | Southern_PGAE_Li_Battery_4hr_140 | Oro Loma-El Nido 115kV Line | CAISO_Li_Battery_4hr_Dispatch | Li-ion Battery (4-hr) | PG&E South
151 | Southern_PGAE_Li_Battery_4hr_151 | Oro Loma-El Nido 115kV Line | CAISO_Li_Battery_4hr_Dispatch | Li-ion Battery (4-hr) | PG&E South
154 | Southern_PGAE_Li_Battery_4hr_154 | Oro Loma-El Nido 115kV Line | CAISO_Li_Battery_4hr_Dispatch | Li-ion Battery (4-hr) | PG&E South
161 | Southern_PGAE_Li_Battery_4hr_161 | Oro Loma-El Nido 115kV Line | CAISO_Li_Battery_4hr_Dispatch | Li-ion Battery (4-hr) | PG&E South
162 | Southern_PGAE_Li_Battery_4hr_162 | Oro Loma-El Nido 115kV Line | CAISO_Li_Battery_4hr_Dispatch | Li-ion Battery (4-hr) | PG&E South
163 | Southern_PGAE_Li_Battery_4hr_163 | Oro Loma-El Nido 115kV Line | CAISO_Li_Battery_4hr_Dispatch | Li-ion Battery (4-hr) | PG&E South
164 | Southern_PGAE_Li_Battery_4hr_164 | Oro Loma-El Nido 115kV Line | CAISO_Li_Battery_4hr_Dispatch | Li-ion Battery (4-hr) | PG&E South
165 | Southern_PGAE_Li_Battery_4hr_165 | Oro Loma-El Nido 115kV Line | CAISO_Li_Battery_4hr_Dispatch | Li-ion Battery (4-hr) | PG&E South
166 | Northern_California_Li_Battery_4hr_166 | Oro Loma-El Nido 115kV Line | CAISO_Li_Battery_4hr_Dispatch | Li-ion Battery (4-hr) | PG&E South
168 | Southern_PGAE_Li_Battery_4hr_168 | Oro Loma-El Nido 115kV Line | CAISO_Li_Battery_4hr_Dispatch | Li-ion Battery (4-hr) | PG&E South
169 | Southern_PGAE_Li_Battery_4hr_169 | Oro Loma-El Nido 115kV Line | CAISO_Li_Battery_4hr_Dispatch | Li-ion Battery (4-hr) | PG&E South
170 | Southern_PGAE_Li_Battery_4hr_170 | Oro Loma-El Nido 115kV Line | CAISO_Li_Battery_4hr_Dispatch | Li-ion Battery (4-hr) | PG&E South
174 | Southern_PGAE_Li_Battery_4hr_174 | Oro Loma-El Nido 115kV Line | CAISO_Li_Battery_4hr_Dispatch | Li-ion Battery (4-hr) | PG&E South
176 | Southern_PGAE_Li_Battery_4hr_176 | Oro Loma-El Nido 115kV Line | CAISO_Li_Battery_4hr_Dispatch | Li-ion Battery (4-hr) | PG&E South
114 | Northern_California_Li_Battery_8hr_114 | Oro Loma-El Nido 115kV Line | CAISO_Li_Battery_8hr_Dispatch | Li-ion Battery (8-hr) | PG&E South
138 | Northern_California_Li_Battery_8hr_138 | Oro Loma-El Nido 115kV Line | CAISO_Li_Battery_8hr_Dispatch | Li-ion Battery (8-hr) | PG&E South
140 | Southern_PGAE_Li_Battery_8hr_140 | Oro Loma-El Nido 115kV Line | CAISO_Li_Battery_8hr_Dispatch | Li-ion Battery (8-hr) | PG&E South
151 | Southern_PGAE_Li_Battery_8hr_151 | Oro Loma-El Nido 115kV Line | CAISO_Li_Battery_8hr_Dispatch | Li-ion Battery (8-hr) | PG&E South
154 | Southern_PGAE_Li_Battery_8hr_154 | Oro Loma-El Nido 115kV Line | CAISO_Li_Battery_8hr_Dispatch | Li-ion Battery (8-hr) | PG&E South
161 | Southern_PGAE_Li_Battery_8hr_161 | Oro Loma-El Nido 115kV Line | CAISO_Li_Battery_8hr_Dispatch | Li-ion Battery (8-hr) | PG&E South
162 | Southern_PGAE_Li_Battery_8hr_162 | Oro Loma-El Nido 115kV Line | CAISO_Li_Battery_8hr_Dispatch | Li-ion Battery (8-hr) | PG&E South
163 | Southern_PGAE_Li_Battery_8hr_163 | Oro Loma-El Nido 115kV Line | CAISO_Li_Battery_8hr_Dispatch | Li-ion Battery (8-hr) | PG&E South
164 | Southern_PGAE_Li_Battery_8hr_164 | Oro Loma-El Nido 115kV Line | CAISO_Li_Battery_8hr_Dispatch | Li-ion Battery (8-hr) | PG&E South
165 | Southern_PGAE_Li_Battery_8hr_165 | Oro Loma-El Nido 115kV Line | CAISO_Li_Battery_8hr_Dispatch | Li-ion Battery (8-hr) | PG&E South
166 | Northern_California_Li_Battery_8hr_166 | Oro Loma-El Nido 115kV Line | CAISO_Li_Battery_8hr_Dispatch | Li-ion Battery (8-hr) | PG&E South
168 | Southern_PGAE_Li_Battery_8hr_168 | Oro Loma-El Nido 115kV Line | CAISO_Li_Battery_8hr_Dispatch | Li-ion Battery (8-hr) | PG&E South
169 | Southern_PGAE_Li_Battery_8hr_169 | Oro Loma-El Nido 115kV Line | CAISO_Li_Battery_8hr_Dispatch | Li-ion Battery (8-hr) | PG&E South
170 | Southern_PGAE_Li_Battery_8hr_170 | Oro Loma-El Nido 115kV Line | CAISO_Li_Battery_8hr_Dispatch | Li-ion Battery (8-hr) | PG&E South
174 | Southern_PGAE_Li_Battery_8hr_174 | Oro Loma-El Nido 115kV Line | CAISO_Li_Battery_8hr_Dispatch | Li-ion Battery (8-hr) | PG&E South
176 | Southern_PGAE_Li_Battery_8hr_176 | Oro Loma-El Nido 115kV Line | CAISO_Li_Battery_8hr_Dispatch | Li-ion Battery (8-hr) | PG&E South
154 | Central_Valley_North_Los_Banos_Wind_154 | Oro Loma-El Nido 115kV Line | Central_Valley_North_Los_Banos_Wind | Wind | PG&E South
162 | Central_Valley_North_Los_Banos_Wind_162 | Oro Loma-El Nido 115kV Line | Central_Valley_North_Los_Banos_Wind | Wind | PG&E South
114 | Northern_California_Solar_114 | Oro Loma-El Nido 115kV Line | Northern_California_Solar | Solar | PG&E South
138 | Northern_California_Solar_138 | Oro Loma-El Nido 115kV Line | Northern_California_Solar | Solar | PG&E South
166 | Northern_California_Solar_166 | Oro Loma-El Nido 115kV Line | Northern_California_Solar | Solar | PG&E South
140 | Southern_PGAE_Solar_140 | Oro Loma-El Nido 115kV Line | Southern_PGAE_Solar | Solar | PG&E South
151 | Southern_PGAE_Solar_151 | Oro Loma-El Nido 115kV Line | Southern_PGAE_Solar | Solar | PG&E South
154 | Southern_PGAE_Solar_154 | Oro Loma-El Nido 115kV Line | Southern_PGAE_Solar | Solar | PG&E South
161 | Southern_PGAE_Solar_161 | Oro Loma-El Nido 115kV Line | Southern_PGAE_Solar | Solar | PG&E South
162 | Southern_PGAE_Solar_162 | Oro Loma-El Nido 115kV Line | Southern_PGAE_Solar | Solar | PG&E South
163 | Southern_PGAE_Solar_163 | Oro Loma-El Nido 115kV Line | Southern_PGAE_Solar | Solar | PG&E South
164 | Southern_PGAE_Solar_164 | Oro Loma-El Nido 115kV Line | Southern_PGAE_Solar | Solar | PG&E South
165 | Southern_PGAE_Solar_165 | Oro Loma-El Nido 115kV Line | Southern_PGAE_Solar | Solar | PG&E South
168 | Southern_PGAE_Solar_168 | Oro Loma-El Nido 115kV Line | Southern_PGAE_Solar | Solar | PG&E South
169 | Southern_PGAE_Solar_169 | Oro Loma-El Nido 115kV Line | Southern_PGAE_Solar | Solar | PG&E South
170 | Southern_PGAE_Solar_170 | Oro Loma-El Nido 115kV Line | Southern_PGAE_Solar | Solar | PG&E South
174 | Southern_PGAE_Solar_174 | Oro Loma-El Nido 115kV Line | Southern_PGAE_Solar | Solar | PG&E South
176 | Southern_PGAE_Solar_176 | Oro Loma-El Nido 115kV Line | Southern_PGAE_Solar | Solar | PG&E South
22 | Southern_PGAE_Flow_Battery_22 | Panoche- Mendota 115 kV line | CAISO_Flow_Battery_8hr_Dispatch | Flow Battery (8-hr) | PG&E South
109 | Southern_PGAE_Flow_Battery_109 | Panoche- Mendota 115 kV line | CAISO_Flow_Battery_8hr_Dispatch | Flow Battery (8-hr) | PG&E South
117 | Southern_PGAE_Flow_Battery_117 | Panoche- Mendota 115 kV line | CAISO_Flow_Battery_8hr_Dispatch | Flow Battery (8-hr) | PG&E South
139 | Southern_PGAE_Flow_Battery_139 | Panoche- Mendota 115 kV line | CAISO_Flow_Battery_8hr_Dispatch | Flow Battery (8-hr) | PG&E South
151 | Southern_PGAE_Flow_Battery_151 | Panoche- Mendota 115 kV line | CAISO_Flow_Battery_8hr_Dispatch | Flow Battery (8-hr) | PG&E South
154 | Southern_PGAE_Flow_Battery_154 | Panoche- Mendota 115 kV line | CAISO_Flow_Battery_8hr_Dispatch | Flow Battery (8-hr) | PG&E South
161 | Southern_PGAE_Flow_Battery_161 | Panoche- Mendota 115 kV line | CAISO_Flow_Battery_8hr_Dispatch | Flow Battery (8-hr) | PG&E South
162 | Southern_PGAE_Flow_Battery_162 | Panoche- Mendota 115 kV line | CAISO_Flow_Battery_8hr_Dispatch | Flow Battery (8-hr) | PG&E South
163 | Southern_PGAE_Flow_Battery_163 | Panoche- Mendota 115 kV line | CAISO_Flow_Battery_8hr_Dispatch | Flow Battery (8-hr) | PG&E South
164 | Southern_PGAE_Flow_Battery_164 | Panoche- Mendota 115 kV line | CAISO_Flow_Battery_8hr_Dispatch | Flow Battery (8-hr) | PG&E South
165 | Southern_PGAE_Flow_Battery_165 | Panoche- Mendota 115 kV line | CAISO_Flow_Battery_8hr_Dispatch | Flow Battery (8-hr) | PG&E South
166 | Northern_California_Flow_Battery_166 | Panoche- Mendota 115 kV line | CAISO_Flow_Battery_8hr_Dispatch | Flow Battery (8-hr) | PG&E South
168 | Southern_PGAE_Flow_Battery_168 | Panoche- Mendota 115 kV line | CAISO_Flow_Battery_8hr_Dispatch | Flow Battery (8-hr) | PG&E South
169 | Southern_PGAE_Flow_Battery_169 | Panoche- Mendota 115 kV line | CAISO_Flow_Battery_8hr_Dispatch | Flow Battery (8-hr) | PG&E South
170 | Southern_PGAE_Flow_Battery_170 | Panoche- Mendota 115 kV line | CAISO_Flow_Battery_8hr_Dispatch | Flow Battery (8-hr) | PG&E South
174 | Southern_PGAE_Flow_Battery_174 | Panoche- Mendota 115 kV line | CAISO_Flow_Battery_8hr_Dispatch | Flow Battery (8-hr) | PG&E South
176 | Southern_PGAE_Flow_Battery_176 | Panoche- Mendota 115 kV line | CAISO_Flow_Battery_8hr_Dispatch | Flow Battery (8-hr) | PG&E South
22 | Southern_PGAE_Li_Battery_4hr_22 | Panoche- Mendota 115 kV line | CAISO_Li_Battery_4hr_Dispatch | Li-ion Battery (4-hr) | PG&E South
109 | Southern_PGAE_Li_Battery_4hr_109 | Panoche- Mendota 115 kV line | CAISO_Li_Battery_4hr_Dispatch | Li-ion Battery (4-hr) | PG&E South
117 | Southern_PGAE_Li_Battery_4hr_117 | Panoche- Mendota 115 kV line | CAISO_Li_Battery_4hr_Dispatch | Li-ion Battery (4-hr) | PG&E South
139 | Southern_PGAE_Li_Battery_4hr_139 | Panoche- Mendota 115 kV line | CAISO_Li_Battery_4hr_Dispatch | Li-ion Battery (4-hr) | PG&E South
151 | Southern_PGAE_Li_Battery_4hr_151 | Panoche- Mendota 115 kV line | CAISO_Li_Battery_4hr_Dispatch | Li-ion Battery (4-hr) | PG&E South
154 | Southern_PGAE_Li_Battery_4hr_154 | Panoche- Mendota 115 kV line | CAISO_Li_Battery_4hr_Dispatch | Li-ion Battery (4-hr) | PG&E South
161 | Southern_PGAE_Li_Battery_4hr_161 | Panoche- Mendota 115 kV line | CAISO_Li_Battery_4hr_Dispatch | Li-ion Battery (4-hr) | PG&E South
162 | Southern_PGAE_Li_Battery_4hr_162 | Panoche- Mendota 115 kV line | CAISO_Li_Battery_4hr_Dispatch | Li-ion Battery (4-hr) | PG&E South
163 | Southern_PGAE_Li_Battery_4hr_163 | Panoche- Mendota 115 kV line | CAISO_Li_Battery_4hr_Dispatch | Li-ion Battery (4-hr) | PG&E South
164 | Southern_PGAE_Li_Battery_4hr_164 | Panoche- Mendota 115 kV line | CAISO_Li_Battery_4hr_Dispatch | Li-ion Battery (4-hr) | PG&E South
165 | Southern_PGAE_Li_Battery_4hr_165 | Panoche- Mendota 115 kV line | CAISO_Li_Battery_4hr_Dispatch | Li-ion Battery (4-hr) | PG&E South
166 | Northern_California_Li_Battery_4hr_166 | Panoche- Mendota 115 kV line | CAISO_Li_Battery_4hr_Dispatch | Li-ion Battery (4-hr) | PG&E South
168 | Southern_PGAE_Li_Battery_4hr_168 | Panoche- Mendota 115 kV line | CAISO_Li_Battery_4hr_Dispatch | Li-ion Battery (4-hr) | PG&E South
169 | Southern_PGAE_Li_Battery_4hr_169 | Panoche- Mendota 115 kV line | CAISO_Li_Battery_4hr_Dispatch | Li-ion Battery (4-hr) | PG&E South
170 | Southern_PGAE_Li_Battery_4hr_170 | Panoche- Mendota 115 kV line | CAISO_Li_Battery_4hr_Dispatch | Li-ion Battery (4-hr) | PG&E South
174 | Southern_PGAE_Li_Battery_4hr_174 | Panoche- Mendota 115 kV line | CAISO_Li_Battery_4hr_Dispatch | Li-ion Battery (4-hr) | PG&E South
176 | Southern_PGAE_Li_Battery_4hr_176 | Panoche- Mendota 115 kV line | CAISO_Li_Battery_4hr_Dispatch | Li-ion Battery (4-hr) | PG&E South
22 | Southern_PGAE_Li_Battery_8hr_22 | Panoche- Mendota 115 kV line | CAISO_Li_Battery_8hr_Dispatch | Li-ion Battery (8-hr) | PG&E South
109 | Southern_PGAE_Li_Battery_8hr_109 | Panoche- Mendota 115 kV line | CAISO_Li_Battery_8hr_Dispatch | Li-ion Battery (8-hr) | PG&E South
117 | Southern_PGAE_Li_Battery_8hr_117 | Panoche- Mendota 115 kV line | CAISO_Li_Battery_8hr_Dispatch | Li-ion Battery (8-hr) | PG&E South
139 | Southern_PGAE_Li_Battery_8hr_139 | Panoche- Mendota 115 kV line | CAISO_Li_Battery_8hr_Dispatch | Li-ion Battery (8-hr) | PG&E South
151 | Southern_PGAE_Li_Battery_8hr_151 | Panoche- Mendota 115 kV line | CAISO_Li_Battery_8hr_Dispatch | Li-ion Battery (8-hr) | PG&E South
154 | Southern_PGAE_Li_Battery_8hr_154 | Panoche- Mendota 115 kV line | CAISO_Li_Battery_8hr_Dispatch | Li-ion Battery (8-hr) | PG&E South
161 | Southern_PGAE_Li_Battery_8hr_161 | Panoche- Mendota 115 kV line | CAISO_Li_Battery_8hr_Dispatch | Li-ion Battery (8-hr) | PG&E South
162 | Southern_PGAE_Li_Battery_8hr_162 | Panoche- Mendota 115 kV line | CAISO_Li_Battery_8hr_Dispatch | Li-ion Battery (8-hr) | PG&E South
163 | Southern_PGAE_Li_Battery_8hr_163 | Panoche- Mendota 115 kV line | CAISO_Li_Battery_8hr_Dispatch | Li-ion Battery (8-hr) | PG&E South
164 | Southern_PGAE_Li_Battery_8hr_164 | Panoche- Mendota 115 kV line | CAISO_Li_Battery_8hr_Dispatch | Li-ion Battery (8-hr) | PG&E South
165 | Southern_PGAE_Li_Battery_8hr_165 | Panoche- Mendota 115 kV line | CAISO_Li_Battery_8hr_Dispatch | Li-ion Battery (8-hr) | PG&E South
166 | Northern_California_Li_Battery_8hr_166 | Panoche- Mendota 115 kV line | CAISO_Li_Battery_8hr_Dispatch | Li-ion Battery (8-hr) | PG&E South
168 | Southern_PGAE_Li_Battery_8hr_168 | Panoche- Mendota 115 kV line | CAISO_Li_Battery_8hr_Dispatch | Li-ion Battery (8-hr) | PG&E South
169 | Southern_PGAE_Li_Battery_8hr_169 | Panoche- Mendota 115 kV line | CAISO_Li_Battery_8hr_Dispatch | Li-ion Battery (8-hr) | PG&E South
170 | Southern_PGAE_Li_Battery_8hr_170 | Panoche- Mendota 115 kV line | CAISO_Li_Battery_8hr_Dispatch | Li-ion Battery (8-hr) | PG&E South
174 | Southern_PGAE_Li_Battery_8hr_174 | Panoche- Mendota 115 kV line | CAISO_Li_Battery_8hr_Dispatch | Li-ion Battery (8-hr) | PG&E South
176 | Southern_PGAE_Li_Battery_8hr_176 | Panoche- Mendota 115 kV line | CAISO_Li_Battery_8hr_Dispatch | Li-ion Battery (8-hr) | PG&E South
154 | Central_Valley_North_Los_Banos_Wind_154 | Panoche- Mendota 115 kV line | Central_Valley_North_Los_Banos_Wind | Wind | PG&E South
162 | Central_Valley_North_Los_Banos_Wind_162 | Panoche- Mendota 115 kV line | Central_Valley_North_Los_Banos_Wind | Wind | PG&E South
166 | Northern_California_Solar_166 | Panoche- Mendota 115 kV line | Northern_California_Solar | Solar | PG&E South
22 | Southern_PGAE_Solar_22 | Panoche- Mendota 115 kV line | Southern_PGAE_Solar | Solar | PG&E South
109 | Southern_PGAE_Solar_109 | Panoche- Mendota 115 kV line | Southern_PGAE_Solar | Solar | PG&E South
117 | Southern_PGAE_Solar_117 | Panoche- Mendota 115 kV line | Southern_PGAE_Solar | Solar | PG&E South
139 | Southern_PGAE_Solar_139 | Panoche- Mendota 115 kV line | Southern_PGAE_Solar | Solar | PG&E South
151 | Southern_PGAE_Solar_151 | Panoche- Mendota 115 kV line | Southern_PGAE_Solar | Solar | PG&E South
154 | Southern_PGAE_Solar_154 | Panoche- Mendota 115 kV line | Southern_PGAE_Solar | Solar | PG&E South
161 | Southern_PGAE_Solar_161 | Panoche- Mendota 115 kV line | Southern_PGAE_Solar | Solar | PG&E South
162 | Southern_PGAE_Solar_162 | Panoche- Mendota 115 kV line | Southern_PGAE_Solar | Solar | PG&E South
163 | Southern_PGAE_Solar_163 | Panoche- Mendota 115 kV line | Southern_PGAE_Solar | Solar | PG&E South
164 | Southern_PGAE_Solar_164 | Panoche- Mendota 115 kV line | Southern_PGAE_Solar | Solar | PG&E South
165 | Southern_PGAE_Solar_165 | Panoche- Mendota 115 kV line | Southern_PGAE_Solar | Solar | PG&E South
168 | Southern_PGAE_Solar_168 | Panoche- Mendota 115 kV line | Southern_PGAE_Solar | Solar | PG&E South
169 | Southern_PGAE_Solar_169 | Panoche- Mendota 115 kV line | Southern_PGAE_Solar | Solar | PG&E South
170 | Southern_PGAE_Solar_170 | Panoche- Mendota 115 kV line | Southern_PGAE_Solar | Solar | PG&E South
174 | Southern_PGAE_Solar_174 | Panoche- Mendota 115 kV line | Southern_PGAE_Solar | Solar | PG&E South
176 | Southern_PGAE_Solar_176 | Panoche- Mendota 115 kV line | Southern_PGAE_Solar | Solar | PG&E South
34 | Southern_PGAE_Flow_Battery_34 | Panoche-Los Banos 230kV line #2 | CAISO_Flow_Battery_8hr_Dispatch | Flow Battery (8-hr) | PG&E South
69 | Southern_PGAE_Flow_Battery_69 | Panoche-Los Banos 230kV line #2 | CAISO_Flow_Battery_8hr_Dispatch | Flow Battery (8-hr) | PG&E South
72 | Southern_PGAE_Flow_Battery_72 | Panoche-Los Banos 230kV line #2 | CAISO_Flow_Battery_8hr_Dispatch | Flow Battery (8-hr) | PG&E South
124 | Southern_PGAE_Flow_Battery_124 | Panoche-Los Banos 230kV line #2 | CAISO_Flow_Battery_8hr_Dispatch | Flow Battery (8-hr) | PG&E South
139 | Southern_PGAE_Flow_Battery_139 | Panoche-Los Banos 230kV line #2 | CAISO_Flow_Battery_8hr_Dispatch | Flow Battery (8-hr) | PG&E South
140 | Southern_PGAE_Flow_Battery_140 | Panoche-Los Banos 230kV line #2 | CAISO_Flow_Battery_8hr_Dispatch | Flow Battery (8-hr) | PG&E South
151 | Southern_PGAE_Flow_Battery_151 | Panoche-Los Banos 230kV line #2 | CAISO_Flow_Battery_8hr_Dispatch | Flow Battery (8-hr) | PG&E South
154 | Southern_PGAE_Flow_Battery_154 | Panoche-Los Banos 230kV line #2 | CAISO_Flow_Battery_8hr_Dispatch | Flow Battery (8-hr) | PG&E South
161 | Southern_PGAE_Flow_Battery_161 | Panoche-Los Banos 230kV line #2 | CAISO_Flow_Battery_8hr_Dispatch | Flow Battery (8-hr) | PG&E South
162 | Southern_PGAE_Flow_Battery_162 | Panoche-Los Banos 230kV line #2 | CAISO_Flow_Battery_8hr_Dispatch | Flow Battery (8-hr) | PG&E South
164 | Southern_PGAE_Flow_Battery_164 | Panoche-Los Banos 230kV line #2 | CAISO_Flow_Battery_8hr_Dispatch | Flow Battery (8-hr) | PG&E South
165 | Southern_PGAE_Flow_Battery_165 | Panoche-Los Banos 230kV line #2 | CAISO_Flow_Battery_8hr_Dispatch | Flow Battery (8-hr) | PG&E South
168 | Southern_PGAE_Flow_Battery_168 | Panoche-Los Banos 230kV line #2 | CAISO_Flow_Battery_8hr_Dispatch | Flow Battery (8-hr) | PG&E South
169 | Southern_PGAE_Flow_Battery_169 | Panoche-Los Banos 230kV line #2 | CAISO_Flow_Battery_8hr_Dispatch | Flow Battery (8-hr) | PG&E South
170 | Southern_PGAE_Flow_Battery_170 | Panoche-Los Banos 230kV line #2 | CAISO_Flow_Battery_8hr_Dispatch | Flow Battery (8-hr) | PG&E South
174 | Southern_PGAE_Flow_Battery_174 | Panoche-Los Banos 230kV line #2 | CAISO_Flow_Battery_8hr_Dispatch | Flow Battery (8-hr) | PG&E South
176 | Southern_PGAE_Flow_Battery_176 | Panoche-Los Banos 230kV line #2 | CAISO_Flow_Battery_8hr_Dispatch | Flow Battery (8-hr) | PG&E South
34 | Southern_PGAE_Li_Battery_4hr_34 | Panoche-Los Banos 230kV line #2 | CAISO_Li_Battery_4hr_Dispatch | Li-ion Battery (4-hr) | PG&E South
69 | Southern_PGAE_Li_Battery_4hr_69 | Panoche-Los Banos 230kV line #2 | CAISO_Li_Battery_4hr_Dispatch | Li-ion Battery (4-hr) | PG&E South
72 | Southern_PGAE_Li_Battery_4hr_72 | Panoche-Los Banos 230kV line #2 | CAISO_Li_Battery_4hr_Dispatch | Li-ion Battery (4-hr) | PG&E South
124 | Southern_PGAE_Li_Battery_4hr_124 | Panoche-Los Banos 230kV line #2 | CAISO_Li_Battery_4hr_Dispatch | Li-ion Battery (4-hr) | PG&E South
139 | Southern_PGAE_Li_Battery_4hr_139 | Panoche-Los Banos 230kV line #2 | CAISO_Li_Battery_4hr_Dispatch | Li-ion Battery (4-hr) | PG&E South
140 | Southern_PGAE_Li_Battery_4hr_140 | Panoche-Los Banos 230kV line #2 | CAISO_Li_Battery_4hr_Dispatch | Li-ion Battery (4-hr) | PG&E South
151 | Southern_PGAE_Li_Battery_4hr_151 | Panoche-Los Banos 230kV line #2 | CAISO_Li_Battery_4hr_Dispatch | Li-ion Battery (4-hr) | PG&E South
154 | Southern_PGAE_Li_Battery_4hr_154 | Panoche-Los Banos 230kV line #2 | CAISO_Li_Battery_4hr_Dispatch | Li-ion Battery (4-hr) | PG&E South
161 | Southern_PGAE_Li_Battery_4hr_161 | Panoche-Los Banos 230kV line #2 | CAISO_Li_Battery_4hr_Dispatch | Li-ion Battery (4-hr) | PG&E South
162 | Southern_PGAE_Li_Battery_4hr_162 | Panoche-Los Banos 230kV line #2 | CAISO_Li_Battery_4hr_Dispatch | Li-ion Battery (4-hr) | PG&E South
164 | Southern_PGAE_Li_Battery_4hr_164 | Panoche-Los Banos 230kV line #2 | CAISO_Li_Battery_4hr_Dispatch | Li-ion Battery (4-hr) | PG&E South
165 | Southern_PGAE_Li_Battery_4hr_165 | Panoche-Los Banos 230kV line #2 | CAISO_Li_Battery_4hr_Dispatch | Li-ion Battery (4-hr) | PG&E South
168 | Southern_PGAE_Li_Battery_4hr_168 | Panoche-Los Banos 230kV line #2 | CAISO_Li_Battery_4hr_Dispatch | Li-ion Battery (4-hr) | PG&E South
169 | Southern_PGAE_Li_Battery_4hr_169 | Panoche-Los Banos 230kV line #2 | CAISO_Li_Battery_4hr_Dispatch | Li-ion Battery (4-hr) | PG&E South
170 | Southern_PGAE_Li_Battery_4hr_170 | Panoche-Los Banos 230kV line #2 | CAISO_Li_Battery_4hr_Dispatch | Li-ion Battery (4-hr) | PG&E South
174 | Southern_PGAE_Li_Battery_4hr_174 | Panoche-Los Banos 230kV line #2 | CAISO_Li_Battery_4hr_Dispatch | Li-ion Battery (4-hr) | PG&E South
176 | Southern_PGAE_Li_Battery_4hr_176 | Panoche-Los Banos 230kV line #2 | CAISO_Li_Battery_4hr_Dispatch | Li-ion Battery (4-hr) | PG&E South
34 | Southern_PGAE_Li_Battery_8hr_34 | Panoche-Los Banos 230kV line #2 | CAISO_Li_Battery_8hr_Dispatch | Li-ion Battery (8-hr) | PG&E South
69 | Southern_PGAE_Li_Battery_8hr_69 | Panoche-Los Banos 230kV line #2 | CAISO_Li_Battery_8hr_Dispatch | Li-ion Battery (8-hr) | PG&E South
72 | Southern_PGAE_Li_Battery_8hr_72 | Panoche-Los Banos 230kV line #2 | CAISO_Li_Battery_8hr_Dispatch | Li-ion Battery (8-hr) | PG&E South
124 | Southern_PGAE_Li_Battery_8hr_124 | Panoche-Los Banos 230kV line #2 | CAISO_Li_Battery_8hr_Dispatch | Li-ion Battery (8-hr) | PG&E South
139 | Southern_PGAE_Li_Battery_8hr_139 | Panoche-Los Banos 230kV line #2 | CAISO_Li_Battery_8hr_Dispatch | Li-ion Battery (8-hr) | PG&E South
140 | Southern_PGAE_Li_Battery_8hr_140 | Panoche-Los Banos 230kV line #2 | CAISO_Li_Battery_8hr_Dispatch | Li-ion Battery (8-hr) | PG&E South
151 | Southern_PGAE_Li_Battery_8hr_151 | Panoche-Los Banos 230kV line #2 | CAISO_Li_Battery_8hr_Dispatch | Li-ion Battery (8-hr) | PG&E South
154 | Southern_PGAE_Li_Battery_8hr_154 | Panoche-Los Banos 230kV line #2 | CAISO_Li_Battery_8hr_Dispatch | Li-ion Battery (8-hr) | PG&E South
161 | Southern_PGAE_Li_Battery_8hr_161 | Panoche-Los Banos 230kV line #2 | CAISO_Li_Battery_8hr_Dispatch | Li-ion Battery (8-hr) | PG&E South
162 | Southern_PGAE_Li_Battery_8hr_162 | Panoche-Los Banos 230kV line #2 | CAISO_Li_Battery_8hr_Dispatch | Li-ion Battery (8-hr) | PG&E South
164 | Southern_PGAE_Li_Battery_8hr_164 | Panoche-Los Banos 230kV line #2 | CAISO_Li_Battery_8hr_Dispatch | Li-ion Battery (8-hr) | PG&E South
165 | Southern_PGAE_Li_Battery_8hr_165 | Panoche-Los Banos 230kV line #2 | CAISO_Li_Battery_8hr_Dispatch | Li-ion Battery (8-hr) | PG&E South
168 | Southern_PGAE_Li_Battery_8hr_168 | Panoche-Los Banos 230kV line #2 | CAISO_Li_Battery_8hr_Dispatch | Li-ion Battery (8-hr) | PG&E South
169 | Southern_PGAE_Li_Battery_8hr_169 | Panoche-Los Banos 230kV line #2 | CAISO_Li_Battery_8hr_Dispatch | Li-ion Battery (8-hr) | PG&E South
170 | Southern_PGAE_Li_Battery_8hr_170 | Panoche-Los Banos 230kV line #2 | CAISO_Li_Battery_8hr_Dispatch | Li-ion Battery (8-hr) | PG&E South
174 | Southern_PGAE_Li_Battery_8hr_174 | Panoche-Los Banos 230kV line #2 | CAISO_Li_Battery_8hr_Dispatch | Li-ion Battery (8-hr) | PG&E South
176 | Southern_PGAE_Li_Battery_8hr_176 | Panoche-Los Banos 230kV line #2 | CAISO_Li_Battery_8hr_Dispatch | Li-ion Battery (8-hr) | PG&E South
154 | Central_Valley_North_Los_Banos_Wind_154 | Panoche-Los Banos 230kV line #2 | Central_Valley_North_Los_Banos_Wind | Wind | PG&E South
162 | Central_Valley_North_Los_Banos_Wind_162 | Panoche-Los Banos 230kV line #2 | Central_Valley_North_Los_Banos_Wind | Wind | PG&E South
34 | Southern_PGAE_Solar_34 | Panoche-Los Banos 230kV line #2 | Southern_PGAE_Solar | Solar | PG&E South
69 | Southern_PGAE_Solar_69 | Panoche-Los Banos 230kV line #2 | Southern_PGAE_Solar | Solar | PG&E South
72 | Southern_PGAE_Solar_72 | Panoche-Los Banos 230kV line #2 | Southern_PGAE_Solar | Solar | PG&E South
124 | Southern_PGAE_Solar_124 | Panoche-Los Banos 230kV line #2 | Southern_PGAE_Solar | Solar | PG&E South
139 | Southern_PGAE_Solar_139 | Panoche-Los Banos 230kV line #2 | Southern_PGAE_Solar | Solar | PG&E South
140 | Southern_PGAE_Solar_140 | Panoche-Los Banos 230kV line #2 | Southern_PGAE_Solar | Solar | PG&E South
151 | Southern_PGAE_Solar_151 | Panoche-Los Banos 230kV line #2 | Southern_PGAE_Solar | Solar | PG&E South
154 | Southern_PGAE_Solar_154 | Panoche-Los Banos 230kV line #2 | Southern_PGAE_Solar | Solar | PG&E South
161 | Southern_PGAE_Solar_161 | Panoche-Los Banos 230kV line #2 | Southern_PGAE_Solar | Solar | PG&E South
162 | Southern_PGAE_Solar_162 | Panoche-Los Banos 230kV line #2 | Southern_PGAE_Solar | Solar | PG&E South
164 | Southern_PGAE_Solar_164 | Panoche-Los Banos 230kV line #2 | Southern_PGAE_Solar | Solar | PG&E South
165 | Southern_PGAE_Solar_165 | Panoche-Los Banos 230kV line #2 | Southern_PGAE_Solar | Solar | PG&E South
168 | Southern_PGAE_Solar_168 | Panoche-Los Banos 230kV line #2 | Southern_PGAE_Solar | Solar | PG&E South
169 | Southern_PGAE_Solar_169 | Panoche-Los Banos 230kV line #2 | Southern_PGAE_Solar | Solar | PG&E South
170 | Southern_PGAE_Solar_170 | Panoche-Los Banos 230kV line #2 | Southern_PGAE_Solar | Solar | PG&E South
174 | Southern_PGAE_Solar_174 | Panoche-Los Banos 230kV line #2 | Southern_PGAE_Solar | Solar | PG&E South
176 | Southern_PGAE_Solar_176 | Panoche-Los Banos 230kV line #2 | Southern_PGAE_Solar | Solar | PG&E South
154 | Southern_PGAE_Flow_Battery_154 | Panoche-Oro Loma 115kV Line | CAISO_Flow_Battery_8hr_Dispatch | Flow Battery (8-hr) | PG&E South
161 | Southern_PGAE_Flow_Battery_161 | Panoche-Oro Loma 115kV Line | CAISO_Flow_Battery_8hr_Dispatch | Flow Battery (8-hr) | PG&E South
162 | Southern_PGAE_Flow_Battery_162 | Panoche-Oro Loma 115kV Line | CAISO_Flow_Battery_8hr_Dispatch | Flow Battery (8-hr) | PG&E South
163 | Southern_PGAE_Flow_Battery_163 | Panoche-Oro Loma 115kV Line | CAISO_Flow_Battery_8hr_Dispatch | Flow Battery (8-hr) | PG&E South
164 | Southern_PGAE_Flow_Battery_164 | Panoche-Oro Loma 115kV Line | CAISO_Flow_Battery_8hr_Dispatch | Flow Battery (8-hr) | PG&E South
165 | Southern_PGAE_Flow_Battery_165 | Panoche-Oro Loma 115kV Line | CAISO_Flow_Battery_8hr_Dispatch | Flow Battery (8-hr) | PG&E South
166 | Northern_California_Flow_Battery_166 | Panoche-Oro Loma 115kV Line | CAISO_Flow_Battery_8hr_Dispatch | Flow Battery (8-hr) | PG&E South
168 | Southern_PGAE_Flow_Battery_168 | Panoche-Oro Loma 115kV Line | CAISO_Flow_Battery_8hr_Dispatch | Flow Battery (8-hr) | PG&E South
169 | Southern_PGAE_Flow_Battery_169 | Panoche-Oro Loma 115kV Line | CAISO_Flow_Battery_8hr_Dispatch | Flow Battery (8-hr) | PG&E South
170 | Southern_PGAE_Flow_Battery_170 | Panoche-Oro Loma 115kV Line | CAISO_Flow_Battery_8hr_Dispatch | Flow Battery (8-hr) | PG&E South
174 | Southern_PGAE_Flow_Battery_174 | Panoche-Oro Loma 115kV Line | CAISO_Flow_Battery_8hr_Dispatch | Flow Battery (8-hr) | PG&E South
154 | Southern_PGAE_Li_Battery_4hr_154 | Panoche-Oro Loma 115kV Line | CAISO_Li_Battery_4hr_Dispatch | Li-ion Battery (4-hr) | PG&E South
161 | Southern_PGAE_Li_Battery_4hr_161 | Panoche-Oro Loma 115kV Line | CAISO_Li_Battery_4hr_Dispatch | Li-ion Battery (4-hr) | PG&E South
162 | Southern_PGAE_Li_Battery_4hr_162 | Panoche-Oro Loma 115kV Line | CAISO_Li_Battery_4hr_Dispatch | Li-ion Battery (4-hr) | PG&E South
163 | Southern_PGAE_Li_Battery_4hr_163 | Panoche-Oro Loma 115kV Line | CAISO_Li_Battery_4hr_Dispatch | Li-ion Battery (4-hr) | PG&E South
164 | Southern_PGAE_Li_Battery_4hr_164 | Panoche-Oro Loma 115kV Line | CAISO_Li_Battery_4hr_Dispatch | Li-ion Battery (4-hr) | PG&E South
165 | Southern_PGAE_Li_Battery_4hr_165 | Panoche-Oro Loma 115kV Line | CAISO_Li_Battery_4hr_Dispatch | Li-ion Battery (4-hr) | PG&E South
166 | Northern_California_Li_Battery_4hr_166 | Panoche-Oro Loma 115kV Line | CAISO_Li_Battery_4hr_Dispatch | Li-ion Battery (4-hr) | PG&E South
168 | Southern_PGAE_Li_Battery_4hr_168 | Panoche-Oro Loma 115kV Line | CAISO_Li_Battery_4hr_Dispatch | Li-ion Battery (4-hr) | PG&E South
169 | Southern_PGAE_Li_Battery_4hr_169 | Panoche-Oro Loma 115kV Line | CAISO_Li_Battery_4hr_Dispatch | Li-ion Battery (4-hr) | PG&E South
170 | Southern_PGAE_Li_Battery_4hr_170 | Panoche-Oro Loma 115kV Line | CAISO_Li_Battery_4hr_Dispatch | Li-ion Battery (4-hr) | PG&E South
174 | Southern_PGAE_Li_Battery_4hr_174 | Panoche-Oro Loma 115kV Line | CAISO_Li_Battery_4hr_Dispatch | Li-ion Battery (4-hr) | PG&E South
154 | Southern_PGAE_Li_Battery_8hr_154 | Panoche-Oro Loma 115kV Line | CAISO_Li_Battery_8hr_Dispatch | Li-ion Battery (8-hr) | PG&E South
161 | Southern_PGAE_Li_Battery_8hr_161 | Panoche-Oro Loma 115kV Line | CAISO_Li_Battery_8hr_Dispatch | Li-ion Battery (8-hr) | PG&E South
162 | Southern_PGAE_Li_Battery_8hr_162 | Panoche-Oro Loma 115kV Line | CAISO_Li_Battery_8hr_Dispatch | Li-ion Battery (8-hr) | PG&E South
163 | Southern_PGAE_Li_Battery_8hr_163 | Panoche-Oro Loma 115kV Line | CAISO_Li_Battery_8hr_Dispatch | Li-ion Battery (8-hr) | PG&E South
164 | Southern_PGAE_Li_Battery_8hr_164 | Panoche-Oro Loma 115kV Line | CAISO_Li_Battery_8hr_Dispatch | Li-ion Battery (8-hr) | PG&E South
165 | Southern_PGAE_Li_Battery_8hr_165 | Panoche-Oro Loma 115kV Line | CAISO_Li_Battery_8hr_Dispatch | Li-ion Battery (8-hr) | PG&E South
166 | Northern_California_Li_Battery_8hr_166 | Panoche-Oro Loma 115kV Line | CAISO_Li_Battery_8hr_Dispatch | Li-ion Battery (8-hr) | PG&E South
168 | Southern_PGAE_Li_Battery_8hr_168 | Panoche-Oro Loma 115kV Line | CAISO_Li_Battery_8hr_Dispatch | Li-ion Battery (8-hr) | PG&E South
169 | Southern_PGAE_Li_Battery_8hr_169 | Panoche-Oro Loma 115kV Line | CAISO_Li_Battery_8hr_Dispatch | Li-ion Battery (8-hr) | PG&E South
170 | Southern_PGAE_Li_Battery_8hr_170 | Panoche-Oro Loma 115kV Line | CAISO_Li_Battery_8hr_Dispatch | Li-ion Battery (8-hr) | PG&E South
174 | Southern_PGAE_Li_Battery_8hr_174 | Panoche-Oro Loma 115kV Line | CAISO_Li_Battery_8hr_Dispatch | Li-ion Battery (8-hr) | PG&E South
154 | Central_Valley_North_Los_Banos_Wind_154 | Panoche-Oro Loma 115kV Line | Central_Valley_North_Los_Banos_Wind | Wind | PG&E South
162 | Central_Valley_North_Los_Banos_Wind_162 | Panoche-Oro Loma 115kV Line | Central_Valley_North_Los_Banos_Wind | Wind | PG&E South
166 | Northern_California_Solar_166 | Panoche-Oro Loma 115kV Line | Northern_California_Solar | Solar | PG&E South
154 | Southern_PGAE_Solar_154 | Panoche-Oro Loma 115kV Line | Southern_PGAE_Solar | Solar | PG&E South
161 | Southern_PGAE_Solar_161 | Panoche-Oro Loma 115kV Line | Southern_PGAE_Solar | Solar | PG&E South
162 | Southern_PGAE_Solar_162 | Panoche-Oro Loma 115kV Line | Southern_PGAE_Solar | Solar | PG&E South
163 | Southern_PGAE_Solar_163 | Panoche-Oro Loma 115kV Line | Southern_PGAE_Solar | Solar | PG&E South
164 | Southern_PGAE_Solar_164 | Panoche-Oro Loma 115kV Line | Southern_PGAE_Solar | Solar | PG&E South
165 | Southern_PGAE_Solar_165 | Panoche-Oro Loma 115kV Line | Southern_PGAE_Solar | Solar | PG&E South
168 | Southern_PGAE_Solar_168 | Panoche-Oro Loma 115kV Line | Southern_PGAE_Solar | Solar | PG&E South
169 | Southern_PGAE_Solar_169 | Panoche-Oro Loma 115kV Line | Southern_PGAE_Solar | Solar | PG&E South
170 | Southern_PGAE_Solar_170 | Panoche-Oro Loma 115kV Line | Southern_PGAE_Solar | Solar | PG&E South
174 | Southern_PGAE_Solar_174 | Panoche-Oro Loma 115kV Line | Southern_PGAE_Solar | Solar | PG&E South
18 | Greater_LA_Flow_Battery_18 | Pardee-Sylmar Constraint | CAISO_Flow_Battery_8hr_Dispatch | Flow Battery (8-hr) | SCE Northern
28 | Tehachapi_Flow_Battery_28 | Pardee-Sylmar Constraint | CAISO_Flow_Battery_8hr_Dispatch | Flow Battery (8-hr) | SCE Northern
58 | Greater_LA_Flow_Battery_58 | Pardee-Sylmar Constraint | CAISO_Flow_Battery_8hr_Dispatch | Flow Battery (8-hr) | SCE Northern
66 | Tehachapi_Flow_Battery_66 | Pardee-Sylmar Constraint | CAISO_Flow_Battery_8hr_Dispatch | Flow Battery (8-hr) | SCE Northern
78 | Tehachapi_Flow_Battery_78 | Pardee-Sylmar Constraint | CAISO_Flow_Battery_8hr_Dispatch | Flow Battery (8-hr) | SCE Northern
101 | Tehachapi_Flow_Battery_101 | Pardee-Sylmar Constraint | CAISO_Flow_Battery_8hr_Dispatch | Flow Battery (8-hr) | SCE Northern
18 | Greater_LA_Li_Battery_4hr_18 | Pardee-Sylmar Constraint | CAISO_Li_Battery_4hr_Dispatch | Li-ion Battery (4-hr) | SCE Northern
28 | Tehachapi_Li_Battery_4hr_28 | Pardee-Sylmar Constraint | CAISO_Li_Battery_4hr_Dispatch | Li-ion Battery (4-hr) | SCE Northern
58 | Greater_LA_Li_Battery_4hr_58 | Pardee-Sylmar Constraint | CAISO_Li_Battery_4hr_Dispatch | Li-ion Battery (4-hr) | SCE Northern
66 | Tehachapi_Li_Battery_4hr_66 | Pardee-Sylmar Constraint | CAISO_Li_Battery_4hr_Dispatch | Li-ion Battery (4-hr) | SCE Northern
78 | Tehachapi_Li_Battery_4hr_78 | Pardee-Sylmar Constraint | CAISO_Li_Battery_4hr_Dispatch | Li-ion Battery (4-hr) | SCE Northern
101 | Tehachapi_Li_Battery_4hr_101 | Pardee-Sylmar Constraint | CAISO_Li_Battery_4hr_Dispatch | Li-ion Battery (4-hr) | SCE Northern
18 | Greater_LA_Li_Battery_8hr_18 | Pardee-Sylmar Constraint | CAISO_Li_Battery_8hr_Dispatch | Li-ion Battery (8-hr) | SCE Northern
28 | Tehachapi_Li_Battery_8hr_28 | Pardee-Sylmar Constraint | CAISO_Li_Battery_8hr_Dispatch | Li-ion Battery (8-hr) | SCE Northern
58 | Greater_LA_Li_Battery_8hr_58 | Pardee-Sylmar Constraint | CAISO_Li_Battery_8hr_Dispatch | Li-ion Battery (8-hr) | SCE Northern
66 | Tehachapi_Li_Battery_8hr_66 | Pardee-Sylmar Constraint | CAISO_Li_Battery_8hr_Dispatch | Li-ion Battery (8-hr) | SCE Northern
78 | Tehachapi_Li_Battery_8hr_78 | Pardee-Sylmar Constraint | CAISO_Li_Battery_8hr_Dispatch | Li-ion Battery (8-hr) | SCE Northern
101 | Tehachapi_Li_Battery_8hr_101 | Pardee-Sylmar Constraint | CAISO_Li_Battery_8hr_Dispatch | Li-ion Battery (8-hr) | SCE Northern
18 | Greater_LA_Solar_18 | Pardee-Sylmar Constraint | Greater_LA_Solar | Solar | SCE Northern
58 | Greater_LA_Solar_58 | Pardee-Sylmar Constraint | Greater_LA_Solar | Solar | SCE Northern
28 | Tehachapi_Solar_28 | Pardee-Sylmar Constraint | Tehachapi_Solar | Solar | SCE Northern
66 | Tehachapi_Solar_66 | Pardee-Sylmar Constraint | Tehachapi_Solar | Solar | SCE Northern
78 | Tehachapi_Solar_78 | Pardee-Sylmar Constraint | Tehachapi_Solar | Solar | SCE Northern
101 | Tehachapi_Solar_101 | Pardee-Sylmar Constraint | Tehachapi_Solar | Solar | SCE Northern
18 | Tehachapi_Wind_18 | Pardee-Sylmar Constraint | Tehachapi_Wind | Wind | SCE Northern
27 | Southern_PGAE_Flow_Battery_27 | Q2008-Gates 500 kV line | CAISO_Flow_Battery_8hr_Dispatch | Flow Battery (8-hr) | PG&E South
27 | Southern_PGAE_Li_Battery_4hr_27 | Q2008-Gates 500 kV line | CAISO_Li_Battery_4hr_Dispatch | Li-ion Battery (4-hr) | PG&E South
27 | Southern_PGAE_Li_Battery_8hr_27 | Q2008-Gates 500 kV line | CAISO_Li_Battery_8hr_Dispatch | Li-ion Battery (8-hr) | PG&E South
9999 | Morro_Bay_Offshore_Wind_Asset | Q2008-Gates 500 kV line | Morro_Bay_Offshore_Wind | Offshore Wind | PG&E South
27 | Southern_PGAE_Solar_27 | Q2008-Gates 500 kV line | Southern_PGAE_Solar | Solar | PG&E South
59 | Riverside_Flow_Battery_59 | Red Bluff 500/230 kV Constraint | CAISO_Flow_Battery_8hr_Dispatch | Flow Battery (8-hr) | SCE Eastern
59 | Riverside_Li_Battery_4hr_59 | Red Bluff 500/230 kV Constraint | CAISO_Li_Battery_4hr_Dispatch | Li-ion Battery (4-hr) | SCE Eastern
59 | Riverside_Li_Battery_8hr_59 | Red Bluff 500/230 kV Constraint | CAISO_Li_Battery_8hr_Dispatch | Li-ion Battery (8-hr) | SCE Eastern
59 | Riverside_East_Pumped_Storage_59 | Red Bluff 500/230 kV Constraint | CAISO_New_Pumped_Storage_12hr | Pumped Hydro (12-hr) | SCE Eastern
59 | Riverside_Solar_59 | Red Bluff 500/230 kV Constraint | Riverside_Solar | Solar | SCE Eastern
122 | Northern_California_Flow_Battery_122 | Rio Oso-Brighton 230kV line | CAISO_Flow_Battery_8hr_Dispatch | Flow Battery (8-hr) | PG&E North
141 | Northern_California_Flow_Battery_141 | Rio Oso-Brighton 230kV line | CAISO_Flow_Battery_8hr_Dispatch | Flow Battery (8-hr) | PG&E North
144 | Northern_California_Flow_Battery_144 | Rio Oso-Brighton 230kV line | CAISO_Flow_Battery_8hr_Dispatch | Flow Battery (8-hr) | PG&E North
149 | Northern_California_Flow_Battery_149 | Rio Oso-Brighton 230kV line | CAISO_Flow_Battery_8hr_Dispatch | Flow Battery (8-hr) | PG&E North
157 | Northern_California_Flow_Battery_157 | Rio Oso-Brighton 230kV line | CAISO_Flow_Battery_8hr_Dispatch | Flow Battery (8-hr) | PG&E North
159 | Northern_California_Flow_Battery_159 | Rio Oso-Brighton 230kV line | CAISO_Flow_Battery_8hr_Dispatch | Flow Battery (8-hr) | PG&E North
172 | Northern_California_Flow_Battery_172 | Rio Oso-Brighton 230kV line | CAISO_Flow_Battery_8hr_Dispatch | Flow Battery (8-hr) | PG&E North
179 | Northern_California_Flow_Battery_179 | Rio Oso-Brighton 230kV line | CAISO_Flow_Battery_8hr_Dispatch | Flow Battery (8-hr) | PG&E North
122 | Northern_California_Li_Battery_4hr_122 | Rio Oso-Brighton 230kV line | CAISO_Li_Battery_4hr_Dispatch | Li-ion Battery (4-hr) | PG&E North
141 | Northern_California_Li_Battery_4hr_141 | Rio Oso-Brighton 230kV line | CAISO_Li_Battery_4hr_Dispatch | Li-ion Battery (4-hr) | PG&E North
144 | Northern_California_Li_Battery_4hr_144 | Rio Oso-Brighton 230kV line | CAISO_Li_Battery_4hr_Dispatch | Li-ion Battery (4-hr) | PG&E North
149 | Northern_California_Li_Battery_4hr_149 | Rio Oso-Brighton 230kV line | CAISO_Li_Battery_4hr_Dispatch | Li-ion Battery (4-hr) | PG&E North
157 | Northern_California_Li_Battery_4hr_157 | Rio Oso-Brighton 230kV line | CAISO_Li_Battery_4hr_Dispatch | Li-ion Battery (4-hr) | PG&E North
159 | Northern_California_Li_Battery_4hr_159 | Rio Oso-Brighton 230kV line | CAISO_Li_Battery_4hr_Dispatch | Li-ion Battery (4-hr) | PG&E North
172 | Northern_California_Li_Battery_4hr_172 | Rio Oso-Brighton 230kV line | CAISO_Li_Battery_4hr_Dispatch | Li-ion Battery (4-hr) | PG&E North
179 | Northern_California_Li_Battery_4hr_179 | Rio Oso-Brighton 230kV line | CAISO_Li_Battery_4hr_Dispatch | Li-ion Battery (4-hr) | PG&E North
122 | Northern_California_Li_Battery_8hr_122 | Rio Oso-Brighton 230kV line | CAISO_Li_Battery_8hr_Dispatch | Li-ion Battery (8-hr) | PG&E North
141 | Northern_California_Li_Battery_8hr_141 | Rio Oso-Brighton 230kV line | CAISO_Li_Battery_8hr_Dispatch | Li-ion Battery (8-hr) | PG&E North
144 | Northern_California_Li_Battery_8hr_144 | Rio Oso-Brighton 230kV line | CAISO_Li_Battery_8hr_Dispatch | Li-ion Battery (8-hr) | PG&E North
149 | Northern_California_Li_Battery_8hr_149 | Rio Oso-Brighton 230kV line | CAISO_Li_Battery_8hr_Dispatch | Li-ion Battery (8-hr) | PG&E North
157 | Northern_California_Li_Battery_8hr_157 | Rio Oso-Brighton 230kV line | CAISO_Li_Battery_8hr_Dispatch | Li-ion Battery (8-hr) | PG&E North
159 | Northern_California_Li_Battery_8hr_159 | Rio Oso-Brighton 230kV line | CAISO_Li_Battery_8hr_Dispatch | Li-ion Battery (8-hr) | PG&E North
172 | Northern_California_Li_Battery_8hr_172 | Rio Oso-Brighton 230kV line | CAISO_Li_Battery_8hr_Dispatch | Li-ion Battery (8-hr) | PG&E North
179 | Northern_California_Li_Battery_8hr_179 | Rio Oso-Brighton 230kV line | CAISO_Li_Battery_8hr_Dispatch | Li-ion Battery (8-hr) | PG&E North
122 | Northern_California_Solar_122 | Rio Oso-Brighton 230kV line | Northern_California_Solar | Solar | PG&E North
141 | Northern_California_Solar_141 | Rio Oso-Brighton 230kV line | Northern_California_Solar | Solar | PG&E North
144 | Northern_California_Solar_144 | Rio Oso-Brighton 230kV line | Northern_California_Solar | Solar | PG&E North
149 | Northern_California_Solar_149 | Rio Oso-Brighton 230kV line | Northern_California_Solar | Solar | PG&E North
157 | Northern_California_Solar_157 | Rio Oso-Brighton 230kV line | Northern_California_Solar | Solar | PG&E North
159 | Northern_California_Solar_159 | Rio Oso-Brighton 230kV line | Northern_California_Solar | Solar | PG&E North
172 | Northern_California_Solar_172 | Rio Oso-Brighton 230kV line | Northern_California_Solar | Solar | PG&E North
179 | Northern_California_Solar_179 | Rio Oso-Brighton 230kV line | Northern_California_Solar | Solar | PG&E North
159 | Northern_California_Wind_159 | Rio Oso-Brighton 230kV line | Northern_California_Wind | Wind | PG&E North
122 | Solano_Wind_122 | Rio Oso-Brighton 230kV line | Solano_Wind | Wind | PG&E North
141 | Northern_California_Flow_Battery_141 | Rio Oso-Lockeford 230kV line | CAISO_Flow_Battery_8hr_Dispatch | Flow Battery (8-hr) | PG&E North
149 | Northern_California_Flow_Battery_149 | Rio Oso-Lockeford 230kV line | CAISO_Flow_Battery_8hr_Dispatch | Flow Battery (8-hr) | PG&E North
157 | Northern_California_Flow_Battery_157 | Rio Oso-Lockeford 230kV line | CAISO_Flow_Battery_8hr_Dispatch | Flow Battery (8-hr) | PG&E North
159 | Northern_California_Flow_Battery_159 | Rio Oso-Lockeford 230kV line | CAISO_Flow_Battery_8hr_Dispatch | Flow Battery (8-hr) | PG&E North
172 | Northern_California_Flow_Battery_172 | Rio Oso-Lockeford 230kV line | CAISO_Flow_Battery_8hr_Dispatch | Flow Battery (8-hr) | PG&E North
179 | Northern_California_Flow_Battery_179 | Rio Oso-Lockeford 230kV line | CAISO_Flow_Battery_8hr_Dispatch | Flow Battery (8-hr) | PG&E North
141 | Northern_California_Li_Battery_4hr_141 | Rio Oso-Lockeford 230kV line | CAISO_Li_Battery_4hr_Dispatch | Li-ion Battery (4-hr) | PG&E North
149 | Northern_California_Li_Battery_4hr_149 | Rio Oso-Lockeford 230kV line | CAISO_Li_Battery_4hr_Dispatch | Li-ion Battery (4-hr) | PG&E North
157 | Northern_California_Li_Battery_4hr_157 | Rio Oso-Lockeford 230kV line | CAISO_Li_Battery_4hr_Dispatch | Li-ion Battery (4-hr) | PG&E North
159 | Northern_California_Li_Battery_4hr_159 | Rio Oso-Lockeford 230kV line | CAISO_Li_Battery_4hr_Dispatch | Li-ion Battery (4-hr) | PG&E North
172 | Northern_California_Li_Battery_4hr_172 | Rio Oso-Lockeford 230kV line | CAISO_Li_Battery_4hr_Dispatch | Li-ion Battery (4-hr) | PG&E North
179 | Northern_California_Li_Battery_4hr_179 | Rio Oso-Lockeford 230kV line | CAISO_Li_Battery_4hr_Dispatch | Li-ion Battery (4-hr) | PG&E North
141 | Northern_California_Li_Battery_8hr_141 | Rio Oso-Lockeford 230kV line | CAISO_Li_Battery_8hr_Dispatch | Li-ion Battery (8-hr) | PG&E North
149 | Northern_California_Li_Battery_8hr_149 | Rio Oso-Lockeford 230kV line | CAISO_Li_Battery_8hr_Dispatch | Li-ion Battery (8-hr) | PG&E North
157 | Northern_California_Li_Battery_8hr_157 | Rio Oso-Lockeford 230kV line | CAISO_Li_Battery_8hr_Dispatch | Li-ion Battery (8-hr) | PG&E North
159 | Northern_California_Li_Battery_8hr_159 | Rio Oso-Lockeford 230kV line | CAISO_Li_Battery_8hr_Dispatch | Li-ion Battery (8-hr) | PG&E North
172 | Northern_California_Li_Battery_8hr_172 | Rio Oso-Lockeford 230kV line | CAISO_Li_Battery_8hr_Dispatch | Li-ion Battery (8-hr) | PG&E North
179 | Northern_California_Li_Battery_8hr_179 | Rio Oso-Lockeford 230kV line | CAISO_Li_Battery_8hr_Dispatch | Li-ion Battery (8-hr) | PG&E North
141 | Northern_California_Solar_141 | Rio Oso-Lockeford 230kV line | Northern_California_Solar | Solar | PG&E North
149 | Northern_California_Solar_149 | Rio Oso-Lockeford 230kV line | Northern_California_Solar | Solar | PG&E North
157 | Northern_California_Solar_157 | Rio Oso-Lockeford 230kV line | Northern_California_Solar | Solar | PG&E North
159 | Northern_California_Solar_159 | Rio Oso-Lockeford 230kV line | Northern_California_Solar | Solar | PG&E North
172 | Northern_California_Solar_172 | Rio Oso-Lockeford 230kV line | Northern_California_Solar | Solar | PG&E North
179 | Northern_California_Solar_179 | Rio Oso-Lockeford 230kV line | Northern_California_Solar | Solar | PG&E North
159 | Northern_California_Wind_159 | Rio Oso-Lockeford 230kV line | Northern_California_Wind | Wind | PG&E North
35 | Northern_California_Flow_Battery_35 | Rocklin-Pleaseant grove 115kV line | CAISO_Flow_Battery_8hr_Dispatch | Flow Battery (8-hr) | PG&E North
144 | Northern_California_Flow_Battery_144 | Rocklin-Pleaseant grove 115kV line | CAISO_Flow_Battery_8hr_Dispatch | Flow Battery (8-hr) | PG&E North
149 | Northern_California_Flow_Battery_149 | Rocklin-Pleaseant grove 115kV line | CAISO_Flow_Battery_8hr_Dispatch | Flow Battery (8-hr) | PG&E North
159 | Northern_California_Flow_Battery_159 | Rocklin-Pleaseant grove 115kV line | CAISO_Flow_Battery_8hr_Dispatch | Flow Battery (8-hr) | PG&E North
172 | Northern_California_Flow_Battery_172 | Rocklin-Pleaseant grove 115kV line | CAISO_Flow_Battery_8hr_Dispatch | Flow Battery (8-hr) | PG&E North
179 | Northern_California_Flow_Battery_179 | Rocklin-Pleaseant grove 115kV line | CAISO_Flow_Battery_8hr_Dispatch | Flow Battery (8-hr) | PG&E North
35 | Northern_California_Li_Battery_4hr_35 | Rocklin-Pleaseant grove 115kV line | CAISO_Li_Battery_4hr_Dispatch | Li-ion Battery (4-hr) | PG&E North
144 | Northern_California_Li_Battery_4hr_144 | Rocklin-Pleaseant grove 115kV line | CAISO_Li_Battery_4hr_Dispatch | Li-ion Battery (4-hr) | PG&E North
149 | Northern_California_Li_Battery_4hr_149 | Rocklin-Pleaseant grove 115kV line | CAISO_Li_Battery_4hr_Dispatch | Li-ion Battery (4-hr) | PG&E North
159 | Northern_California_Li_Battery_4hr_159 | Rocklin-Pleaseant grove 115kV line | CAISO_Li_Battery_4hr_Dispatch | Li-ion Battery (4-hr) | PG&E North
172 | Northern_California_Li_Battery_4hr_172 | Rocklin-Pleaseant grove 115kV line | CAISO_Li_Battery_4hr_Dispatch | Li-ion Battery (4-hr) | PG&E North
179 | Northern_California_Li_Battery_4hr_179 | Rocklin-Pleaseant grove 115kV line | CAISO_Li_Battery_4hr_Dispatch | Li-ion Battery (4-hr) | PG&E North
35 | Northern_California_Li_Battery_8hr_35 | Rocklin-Pleaseant grove 115kV line | CAISO_Li_Battery_8hr_Dispatch | Li-ion Battery (8-hr) | PG&E North
144 | Northern_California_Li_Battery_8hr_144 | Rocklin-Pleaseant grove 115kV line | CAISO_Li_Battery_8hr_Dispatch | Li-ion Battery (8-hr) | PG&E North
149 | Northern_California_Li_Battery_8hr_149 | Rocklin-Pleaseant grove 115kV line | CAISO_Li_Battery_8hr_Dispatch | Li-ion Battery (8-hr) | PG&E North
159 | Northern_California_Li_Battery_8hr_159 | Rocklin-Pleaseant grove 115kV line | CAISO_Li_Battery_8hr_Dispatch | Li-ion Battery (8-hr) | PG&E North
172 | Northern_California_Li_Battery_8hr_172 | Rocklin-Pleaseant grove 115kV line | CAISO_Li_Battery_8hr_Dispatch | Li-ion Battery (8-hr) | PG&E North
179 | Northern_California_Li_Battery_8hr_179 | Rocklin-Pleaseant grove 115kV line | CAISO_Li_Battery_8hr_Dispatch | Li-ion Battery (8-hr) | PG&E North
35 | Northern_California_Geothermal_35 | Rocklin-Pleaseant grove 115kV line | Northern_California_Geothermal | Geothermal | PG&E North
35 | Northern_California_Solar_35 | Rocklin-Pleaseant grove 115kV line | Northern_California_Solar | Solar | PG&E North
144 | Northern_California_Solar_144 | Rocklin-Pleaseant grove 115kV line | Northern_California_Solar | Solar | PG&E North
149 | Northern_California_Solar_149 | Rocklin-Pleaseant grove 115kV line | Northern_California_Solar | Solar | PG&E North
159 | Northern_California_Solar_159 | Rocklin-Pleaseant grove 115kV line | Northern_California_Solar | Solar | PG&E North
172 | Northern_California_Solar_172 | Rocklin-Pleaseant grove 115kV line | Northern_California_Solar | Solar | PG&E North
179 | Northern_California_Solar_179 | Rocklin-Pleaseant grove 115kV line | Northern_California_Solar | Solar | PG&E North
35 | Northern_California_Wind_35 | Rocklin-Pleaseant grove 115kV line | Northern_California_Wind | Wind | PG&E North
159 | Northern_California_Wind_159 | Rocklin-Pleaseant grove 115kV line | Northern_California_Wind | Wind | PG&E North
48 | Arizona_Solar_48 | San Luis Rey-San Onofre 230 kV line constraint | Arizona_Solar | Solar | SCE Eastern
90 | Arizona_Solar_90 | San Luis Rey-San Onofre 230 kV line constraint | Arizona_Solar | Solar | SCE Eastern
133 | Baja_California_Wind_133 | San Luis Rey-San Onofre 230 kV line constraint | Baja_California_Wind | Wind | SCE Eastern
48 | Arizona_Flow_Battery_48 | San Luis Rey-San Onofre 230 kV line constraint | CAISO_Flow_Battery_8hr_Dispatch | Flow Battery (8-hr) | SCE Eastern
90 | Arizona_Flow_Battery_90 | San Luis Rey-San Onofre 230 kV line constraint | CAISO_Flow_Battery_8hr_Dispatch | Flow Battery (8-hr) | SCE Eastern
107 | Greater_Imperial_Flow_Battery_107 | San Luis Rey-San Onofre 230 kV line constraint | CAISO_Flow_Battery_8hr_Dispatch | Flow Battery (8-hr) | SCE Eastern
108 | Greater_Imperial_Flow_Battery_108 | San Luis Rey-San Onofre 230 kV line constraint | CAISO_Flow_Battery_8hr_Dispatch | Flow Battery (8-hr) | SCE Eastern
133 | Greater_Imperial_Flow_Battery_133 | San Luis Rey-San Onofre 230 kV line constraint | CAISO_Flow_Battery_8hr_Dispatch | Flow Battery (8-hr) | SCE Eastern
48 | Arizona_Li_Battery_4hr_48 | San Luis Rey-San Onofre 230 kV line constraint | CAISO_Li_Battery_4hr_Dispatch | Li-ion Battery (4-hr) | SCE Eastern
90 | Arizona_Li_Battery_4hr_90 | San Luis Rey-San Onofre 230 kV line constraint | CAISO_Li_Battery_4hr_Dispatch | Li-ion Battery (4-hr) | SCE Eastern
107 | Greater_Imperial_Li_Battery_4hr_107 | San Luis Rey-San Onofre 230 kV line constraint | CAISO_Li_Battery_4hr_Dispatch | Li-ion Battery (4-hr) | SCE Eastern
108 | Greater_Imperial_Li_Battery_4hr_108 | San Luis Rey-San Onofre 230 kV line constraint | CAISO_Li_Battery_4hr_Dispatch | Li-ion Battery (4-hr) | SCE Eastern
133 | Greater_Imperial_Li_Battery_4hr_133 | San Luis Rey-San Onofre 230 kV line constraint | CAISO_Li_Battery_4hr_Dispatch | Li-ion Battery (4-hr) | SCE Eastern
48 | Arizona_Li_Battery_8hr_48 | San Luis Rey-San Onofre 230 kV line constraint | CAISO_Li_Battery_8hr_Dispatch | Li-ion Battery (8-hr) | SCE Eastern
90 | Arizona_Li_Battery_8hr_90 | San Luis Rey-San Onofre 230 kV line constraint | CAISO_Li_Battery_8hr_Dispatch | Li-ion Battery (8-hr) | SCE Eastern
107 | Greater_Imperial_Li_Battery_8hr_107 | San Luis Rey-San Onofre 230 kV line constraint | CAISO_Li_Battery_8hr_Dispatch | Li-ion Battery (8-hr) | SCE Eastern
108 | Greater_Imperial_Li_Battery_8hr_108 | San Luis Rey-San Onofre 230 kV line constraint | CAISO_Li_Battery_8hr_Dispatch | Li-ion Battery (8-hr) | SCE Eastern
133 | Greater_Imperial_Li_Battery_8hr_133 | San Luis Rey-San Onofre 230 kV line constraint | CAISO_Li_Battery_8hr_Dispatch | Li-ion Battery (8-hr) | SCE Eastern
107 | Greater_Imperial_Solar_107 | San Luis Rey-San Onofre 230 kV line constraint | Greater_Imperial_Solar | Solar | SCE Eastern
108 | Greater_Imperial_Solar_108 | San Luis Rey-San Onofre 230 kV line constraint | Greater_Imperial_Solar | Solar | SCE Eastern
133 | Greater_Imperial_Solar_133 | San Luis Rey-San Onofre 230 kV line constraint | Greater_Imperial_Solar | Solar | SCE Eastern
108 | Greater_Imperial_Wind_108 | San Luis Rey-San Onofre 230 kV line constraint | Greater_Imperial_Wind | Wind | SCE Eastern
127 | Northern_California_Flow_Battery_127 | Santa Rosa-Corona 115 kV line | CAISO_Flow_Battery_8hr_Dispatch | Flow Battery (8-hr) | PG&E North
150 | Northern_California_Flow_Battery_150 | Santa Rosa-Corona 115 kV line | CAISO_Flow_Battery_8hr_Dispatch | Flow Battery (8-hr) | PG&E North
155 | Northern_California_Flow_Battery_155 | Santa Rosa-Corona 115 kV line | CAISO_Flow_Battery_8hr_Dispatch | Flow Battery (8-hr) | PG&E North
158 | Northern_California_Flow_Battery_158 | Santa Rosa-Corona 115 kV line | CAISO_Flow_Battery_8hr_Dispatch | Flow Battery (8-hr) | PG&E North
127 | Northern_California_Li_Battery_4hr_127 | Santa Rosa-Corona 115 kV line | CAISO_Li_Battery_4hr_Dispatch | Li-ion Battery (4-hr) | PG&E North
150 | Northern_California_Li_Battery_4hr_150 | Santa Rosa-Corona 115 kV line | CAISO_Li_Battery_4hr_Dispatch | Li-ion Battery (4-hr) | PG&E North
155 | Northern_California_Li_Battery_4hr_155 | Santa Rosa-Corona 115 kV line | CAISO_Li_Battery_4hr_Dispatch | Li-ion Battery (4-hr) | PG&E North
158 | Northern_California_Li_Battery_4hr_158 | Santa Rosa-Corona 115 kV line | CAISO_Li_Battery_4hr_Dispatch | Li-ion Battery (4-hr) | PG&E North
127 | Northern_California_Li_Battery_8hr_127 | Santa Rosa-Corona 115 kV line | CAISO_Li_Battery_8hr_Dispatch | Li-ion Battery (8-hr) | PG&E North
150 | Northern_California_Li_Battery_8hr_150 | Santa Rosa-Corona 115 kV line | CAISO_Li_Battery_8hr_Dispatch | Li-ion Battery (8-hr) | PG&E North
155 | Northern_California_Li_Battery_8hr_155 | Santa Rosa-Corona 115 kV line | CAISO_Li_Battery_8hr_Dispatch | Li-ion Battery (8-hr) | PG&E North
158 | Northern_California_Li_Battery_8hr_158 | Santa Rosa-Corona 115 kV line | CAISO_Li_Battery_8hr_Dispatch | Li-ion Battery (8-hr) | PG&E North
127 | Northern_California_Solar_127 | Santa Rosa-Corona 115 kV line | Northern_California_Solar | Solar | PG&E North
150 | Northern_California_Solar_150 | Santa Rosa-Corona 115 kV line | Northern_California_Solar | Solar | PG&E North
155 | Northern_California_Solar_155 | Santa Rosa-Corona 115 kV line | Northern_California_Solar | Solar | PG&E North
158 | Northern_California_Solar_158 | Santa Rosa-Corona 115 kV line | Northern_California_Solar | Solar | PG&E North
4 | Greater_LA_Flow_Battery_4 | SCE Metro Area Default Constraint | CAISO_Flow_Battery_8hr_Dispatch | Flow Battery (8-hr) | SCE Metro
30 | Greater_LA_Flow_Battery_30 | SCE Metro Area Default Constraint | CAISO_Flow_Battery_8hr_Dispatch | Flow Battery (8-hr) | SCE Metro
4 | Greater_LA_Li_Battery_4hr_4 | SCE Metro Area Default Constraint | CAISO_Li_Battery_4hr_Dispatch | Li-ion Battery (4-hr) | SCE Metro
30 | Greater_LA_Li_Battery_4hr_30 | SCE Metro Area Default Constraint | CAISO_Li_Battery_4hr_Dispatch | Li-ion Battery (4-hr) | SCE Metro
4 | Greater_LA_Li_Battery_8hr_4 | SCE Metro Area Default Constraint | CAISO_Li_Battery_8hr_Dispatch | Li-ion Battery (8-hr) | SCE Metro
30 | Greater_LA_Li_Battery_8hr_30 | SCE Metro Area Default Constraint | CAISO_Li_Battery_8hr_Dispatch | Li-ion Battery (8-hr) | SCE Metro
4 | Greater_LA_Solar_4 | SCE Metro Area Default Constraint | Greater_LA_Solar | Solar | SCE Metro
30 | Greater_LA_Solar_30 | SCE Metro Area Default Constraint | Greater_LA_Solar | Solar | SCE Metro
162 | Southern_PGAE_Flow_Battery_162 | Schindler 115/70kV TB #1 | CAISO_Flow_Battery_8hr_Dispatch | Flow Battery (8-hr) | PG&E South
168 | Southern_PGAE_Flow_Battery_168 | Schindler 115/70kV TB #1 | CAISO_Flow_Battery_8hr_Dispatch | Flow Battery (8-hr) | PG&E South
169 | Southern_PGAE_Flow_Battery_169 | Schindler 115/70kV TB #1 | CAISO_Flow_Battery_8hr_Dispatch | Flow Battery (8-hr) | PG&E South
174 | Southern_PGAE_Flow_Battery_174 | Schindler 115/70kV TB #1 | CAISO_Flow_Battery_8hr_Dispatch | Flow Battery (8-hr) | PG&E South
176 | Southern_PGAE_Flow_Battery_176 | Schindler 115/70kV TB #1 | CAISO_Flow_Battery_8hr_Dispatch | Flow Battery (8-hr) | PG&E South
162 | Southern_PGAE_Li_Battery_4hr_162 | Schindler 115/70kV TB #1 | CAISO_Li_Battery_4hr_Dispatch | Li-ion Battery (4-hr) | PG&E South
168 | Southern_PGAE_Li_Battery_4hr_168 | Schindler 115/70kV TB #1 | CAISO_Li_Battery_4hr_Dispatch | Li-ion Battery (4-hr) | PG&E South
169 | Southern_PGAE_Li_Battery_4hr_169 | Schindler 115/70kV TB #1 | CAISO_Li_Battery_4hr_Dispatch | Li-ion Battery (4-hr) | PG&E South
174 | Southern_PGAE_Li_Battery_4hr_174 | Schindler 115/70kV TB #1 | CAISO_Li_Battery_4hr_Dispatch | Li-ion Battery (4-hr) | PG&E South
176 | Southern_PGAE_Li_Battery_4hr_176 | Schindler 115/70kV TB #1 | CAISO_Li_Battery_4hr_Dispatch | Li-ion Battery (4-hr) | PG&E South
162 | Southern_PGAE_Li_Battery_8hr_162 | Schindler 115/70kV TB #1 | CAISO_Li_Battery_8hr_Dispatch | Li-ion Battery (8-hr) | PG&E South
168 | Southern_PGAE_Li_Battery_8hr_168 | Schindler 115/70kV TB #1 | CAISO_Li_Battery_8hr_Dispatch | Li-ion Battery (8-hr) | PG&E South
169 | Southern_PGAE_Li_Battery_8hr_169 | Schindler 115/70kV TB #1 | CAISO_Li_Battery_8hr_Dispatch | Li-ion Battery (8-hr) | PG&E South
174 | Southern_PGAE_Li_Battery_8hr_174 | Schindler 115/70kV TB #1 | CAISO_Li_Battery_8hr_Dispatch | Li-ion Battery (8-hr) | PG&E South
176 | Southern_PGAE_Li_Battery_8hr_176 | Schindler 115/70kV TB #1 | CAISO_Li_Battery_8hr_Dispatch | Li-ion Battery (8-hr) | PG&E South
162 | Central_Valley_North_Los_Banos_Wind_162 | Schindler 115/70kV TB #1 | Central_Valley_North_Los_Banos_Wind | Wind | PG&E South
162 | Southern_PGAE_Solar_162 | Schindler 115/70kV TB #1 | Southern_PGAE_Solar | Solar | PG&E South
168 | Southern_PGAE_Solar_168 | Schindler 115/70kV TB #1 | Southern_PGAE_Solar | Solar | PG&E South
169 | Southern_PGAE_Solar_169 | Schindler 115/70kV TB #1 | Southern_PGAE_Solar | Solar | PG&E South
174 | Southern_PGAE_Solar_174 | Schindler 115/70kV TB #1 | Southern_PGAE_Solar | Solar | PG&E South
176 | Southern_PGAE_Solar_176 | Schindler 115/70kV TB #1 | Southern_PGAE_Solar | Solar | PG&E South
52 | Southern_PGAE_Flow_Battery_52 | Semitropic-Midway 115kV Line | CAISO_Flow_Battery_8hr_Dispatch | Flow Battery (8-hr) | PG&E South
74 | Southern_PGAE_Flow_Battery_74 | Semitropic-Midway 115kV Line | CAISO_Flow_Battery_8hr_Dispatch | Flow Battery (8-hr) | PG&E South
75 | Southern_PGAE_Flow_Battery_75 | Semitropic-Midway 115kV Line | CAISO_Flow_Battery_8hr_Dispatch | Flow Battery (8-hr) | PG&E South
79 | Southern_PGAE_Flow_Battery_79 | Semitropic-Midway 115kV Line | CAISO_Flow_Battery_8hr_Dispatch | Flow Battery (8-hr) | PG&E South
102 | Southern_PGAE_Flow_Battery_102 | Semitropic-Midway 115kV Line | CAISO_Flow_Battery_8hr_Dispatch | Flow Battery (8-hr) | PG&E South
118 | Southern_PGAE_Flow_Battery_118 | Semitropic-Midway 115kV Line | CAISO_Flow_Battery_8hr_Dispatch | Flow Battery (8-hr) | PG&E South
130 | Northern_California_Flow_Battery_130 | Semitropic-Midway 115kV Line | CAISO_Flow_Battery_8hr_Dispatch | Flow Battery (8-hr) | PG&E South
136 | Southern_PGAE_Flow_Battery_136 | Semitropic-Midway 115kV Line | CAISO_Flow_Battery_8hr_Dispatch | Flow Battery (8-hr) | PG&E South
152 | Southern_PGAE_Flow_Battery_152 | Semitropic-Midway 115kV Line | CAISO_Flow_Battery_8hr_Dispatch | Flow Battery (8-hr) | PG&E South
173 | Southern_PGAE_Flow_Battery_173 | Semitropic-Midway 115kV Line | CAISO_Flow_Battery_8hr_Dispatch | Flow Battery (8-hr) | PG&E South
175 | Southern_PGAE_Flow_Battery_175 | Semitropic-Midway 115kV Line | CAISO_Flow_Battery_8hr_Dispatch | Flow Battery (8-hr) | PG&E South
177 | Southern_PGAE_Flow_Battery_177 | Semitropic-Midway 115kV Line | CAISO_Flow_Battery_8hr_Dispatch | Flow Battery (8-hr) | PG&E South
52 | Southern_PGAE_Li_Battery_4hr_52 | Semitropic-Midway 115kV Line | CAISO_Li_Battery_4hr_Dispatch | Li-ion Battery (4-hr) | PG&E South
74 | Southern_PGAE_Li_Battery_4hr_74 | Semitropic-Midway 115kV Line | CAISO_Li_Battery_4hr_Dispatch | Li-ion Battery (4-hr) | PG&E South
75 | Southern_PGAE_Li_Battery_4hr_75 | Semitropic-Midway 115kV Line | CAISO_Li_Battery_4hr_Dispatch | Li-ion Battery (4-hr) | PG&E South
79 | Southern_PGAE_Li_Battery_4hr_79 | Semitropic-Midway 115kV Line | CAISO_Li_Battery_4hr_Dispatch | Li-ion Battery (4-hr) | PG&E South
102 | Southern_PGAE_Li_Battery_4hr_102 | Semitropic-Midway 115kV Line | CAISO_Li_Battery_4hr_Dispatch | Li-ion Battery (4-hr) | PG&E South
118 | Southern_PGAE_Li_Battery_4hr_118 | Semitropic-Midway 115kV Line | CAISO_Li_Battery_4hr_Dispatch | Li-ion Battery (4-hr) | PG&E South
130 | Northern_California_Li_Battery_4hr_130 | Semitropic-Midway 115kV Line | CAISO_Li_Battery_4hr_Dispatch | Li-ion Battery (4-hr) | PG&E South
136 | Southern_PGAE_Li_Battery_4hr_136 | Semitropic-Midway 115kV Line | CAISO_Li_Battery_4hr_Dispatch | Li-ion Battery (4-hr) | PG&E South
152 | Southern_PGAE_Li_Battery_4hr_152 | Semitropic-Midway 115kV Line | CAISO_Li_Battery_4hr_Dispatch | Li-ion Battery (4-hr) | PG&E South
173 | Southern_PGAE_Li_Battery_4hr_173 | Semitropic-Midway 115kV Line | CAISO_Li_Battery_4hr_Dispatch | Li-ion Battery (4-hr) | PG&E South
175 | Southern_PGAE_Li_Battery_4hr_175 | Semitropic-Midway 115kV Line | CAISO_Li_Battery_4hr_Dispatch | Li-ion Battery (4-hr) | PG&E South
177 | Southern_PGAE_Li_Battery_4hr_177 | Semitropic-Midway 115kV Line | CAISO_Li_Battery_4hr_Dispatch | Li-ion Battery (4-hr) | PG&E South
52 | Southern_PGAE_Li_Battery_8hr_52 | Semitropic-Midway 115kV Line | CAISO_Li_Battery_8hr_Dispatch | Li-ion Battery (8-hr) | PG&E South
74 | Southern_PGAE_Li_Battery_8hr_74 | Semitropic-Midway 115kV Line | CAISO_Li_Battery_8hr_Dispatch | Li-ion Battery (8-hr) | PG&E South
75 | Southern_PGAE_Li_Battery_8hr_75 | Semitropic-Midway 115kV Line | CAISO_Li_Battery_8hr_Dispatch | Li-ion Battery (8-hr) | PG&E South
79 | Southern_PGAE_Li_Battery_8hr_79 | Semitropic-Midway 115kV Line | CAISO_Li_Battery_8hr_Dispatch | Li-ion Battery (8-hr) | PG&E South
102 | Southern_PGAE_Li_Battery_8hr_102 | Semitropic-Midway 115kV Line | CAISO_Li_Battery_8hr_Dispatch | Li-ion Battery (8-hr) | PG&E South
118 | Southern_PGAE_Li_Battery_8hr_118 | Semitropic-Midway 115kV Line | CAISO_Li_Battery_8hr_Dispatch | Li-ion Battery (8-hr) | PG&E South
130 | Northern_California_Li_Battery_8hr_130 | Semitropic-Midway 115kV Line | CAISO_Li_Battery_8hr_Dispatch | Li-ion Battery (8-hr) | PG&E South
136 | Southern_PGAE_Li_Battery_8hr_136 | Semitropic-Midway 115kV Line | CAISO_Li_Battery_8hr_Dispatch | Li-ion Battery (8-hr) | PG&E South
152 | Southern_PGAE_Li_Battery_8hr_152 | Semitropic-Midway 115kV Line | CAISO_Li_Battery_8hr_Dispatch | Li-ion Battery (8-hr) | PG&E South
173 | Southern_PGAE_Li_Battery_8hr_173 | Semitropic-Midway 115kV Line | CAISO_Li_Battery_8hr_Dispatch | Li-ion Battery (8-hr) | PG&E South
175 | Southern_PGAE_Li_Battery_8hr_175 | Semitropic-Midway 115kV Line | CAISO_Li_Battery_8hr_Dispatch | Li-ion Battery (8-hr) | PG&E South
177 | Southern_PGAE_Li_Battery_8hr_177 | Semitropic-Midway 115kV Line | CAISO_Li_Battery_8hr_Dispatch | Li-ion Battery (8-hr) | PG&E South
130 | Northern_California_Solar_130 | Semitropic-Midway 115kV Line | Northern_California_Solar | Solar | PG&E South
52 | Southern_PGAE_Solar_52 | Semitropic-Midway 115kV Line | Southern_PGAE_Solar | Solar | PG&E South
74 | Southern_PGAE_Solar_74 | Semitropic-Midway 115kV Line | Southern_PGAE_Solar | Solar | PG&E South
75 | Southern_PGAE_Solar_75 | Semitropic-Midway 115kV Line | Southern_PGAE_Solar | Solar | PG&E South
79 | Southern_PGAE_Solar_79 | Semitropic-Midway 115kV Line | Southern_PGAE_Solar | Solar | PG&E South
102 | Southern_PGAE_Solar_102 | Semitropic-Midway 115kV Line | Southern_PGAE_Solar | Solar | PG&E South
118 | Southern_PGAE_Solar_118 | Semitropic-Midway 115kV Line | Southern_PGAE_Solar | Solar | PG&E South
136 | Southern_PGAE_Solar_136 | Semitropic-Midway 115kV Line | Southern_PGAE_Solar | Solar | PG&E South
152 | Southern_PGAE_Solar_152 | Semitropic-Midway 115kV Line | Southern_PGAE_Solar | Solar | PG&E South
173 | Southern_PGAE_Solar_173 | Semitropic-Midway 115kV Line | Southern_PGAE_Solar | Solar | PG&E South
175 | Southern_PGAE_Solar_175 | Semitropic-Midway 115kV Line | Southern_PGAE_Solar | Solar | PG&E South
177 | Southern_PGAE_Solar_177 | Semitropic-Midway 115kV Line | Southern_PGAE_Solar | Solar | PG&E South
55 | Arizona_Solar_55 | Serrano-Alberhill-Valley Constraint | Arizona_Solar | Solar | SCE Eastern
62 | Arizona_Solar_62 | Serrano-Alberhill-Valley Constraint | Arizona_Solar | Solar | SCE Eastern
77 | Arizona_Solar_77 | Serrano-Alberhill-Valley Constraint | Arizona_Solar | Solar | SCE Eastern
90 | Arizona_Solar_90 | Serrano-Alberhill-Valley Constraint | Arizona_Solar | Solar | SCE Eastern
133 | Baja_California_Wind_133 | Serrano-Alberhill-Valley Constraint | Baja_California_Wind | Wind | SCE Eastern
9 | Riverside_Flow_Battery_9 | Serrano-Alberhill-Valley Constraint | CAISO_Flow_Battery_8hr_Dispatch | Flow Battery (8-hr) | SCE Eastern
55 | Arizona_Flow_Battery_55 | Serrano-Alberhill-Valley Constraint | CAISO_Flow_Battery_8hr_Dispatch | Flow Battery (8-hr) | SCE Eastern
62 | Arizona_Flow_Battery_62 | Serrano-Alberhill-Valley Constraint | CAISO_Flow_Battery_8hr_Dispatch | Flow Battery (8-hr) | SCE Eastern
63 | Greater_Imperial_Flow_Battery_63 | Serrano-Alberhill-Valley Constraint | CAISO_Flow_Battery_8hr_Dispatch | Flow Battery (8-hr) | SCE Eastern
77 | Arizona_Flow_Battery_77 | Serrano-Alberhill-Valley Constraint | CAISO_Flow_Battery_8hr_Dispatch | Flow Battery (8-hr) | SCE Eastern
90 | Arizona_Flow_Battery_90 | Serrano-Alberhill-Valley Constraint | CAISO_Flow_Battery_8hr_Dispatch | Flow Battery (8-hr) | SCE Eastern
107 | Greater_Imperial_Flow_Battery_107 | Serrano-Alberhill-Valley Constraint | CAISO_Flow_Battery_8hr_Dispatch | Flow Battery (8-hr) | SCE Eastern
133 | Greater_Imperial_Flow_Battery_133 | Serrano-Alberhill-Valley Constraint | CAISO_Flow_Battery_8hr_Dispatch | Flow Battery (8-hr) | SCE Eastern
9 | Riverside_Li_Battery_4hr_9 | Serrano-Alberhill-Valley Constraint | CAISO_Li_Battery_4hr_Dispatch | Li-ion Battery (4-hr) | SCE Eastern
55 | Arizona_Li_Battery_4hr_55 | Serrano-Alberhill-Valley Constraint | CAISO_Li_Battery_4hr_Dispatch | Li-ion Battery (4-hr) | SCE Eastern
62 | Arizona_Li_Battery_4hr_62 | Serrano-Alberhill-Valley Constraint | CAISO_Li_Battery_4hr_Dispatch | Li-ion Battery (4-hr) | SCE Eastern
63 | Greater_Imperial_Li_Battery_4hr_63 | Serrano-Alberhill-Valley Constraint | CAISO_Li_Battery_4hr_Dispatch | Li-ion Battery (4-hr) | SCE Eastern
77 | Arizona_Li_Battery_4hr_77 | Serrano-Alberhill-Valley Constraint | CAISO_Li_Battery_4hr_Dispatch | Li-ion Battery (4-hr) | SCE Eastern
90 | Arizona_Li_Battery_4hr_90 | Serrano-Alberhill-Valley Constraint | CAISO_Li_Battery_4hr_Dispatch | Li-ion Battery (4-hr) | SCE Eastern
107 | Greater_Imperial_Li_Battery_4hr_107 | Serrano-Alberhill-Valley Constraint | CAISO_Li_Battery_4hr_Dispatch | Li-ion Battery (4-hr) | SCE Eastern
133 | Greater_Imperial_Li_Battery_4hr_133 | Serrano-Alberhill-Valley Constraint | CAISO_Li_Battery_4hr_Dispatch | Li-ion Battery (4-hr) | SCE Eastern
9 | Riverside_Li_Battery_8hr_9 | Serrano-Alberhill-Valley Constraint | CAISO_Li_Battery_8hr_Dispatch | Li-ion Battery (8-hr) | SCE Eastern
55 | Arizona_Li_Battery_8hr_55 | Serrano-Alberhill-Valley Constraint | CAISO_Li_Battery_8hr_Dispatch | Li-ion Battery (8-hr) | SCE Eastern
62 | Arizona_Li_Battery_8hr_62 | Serrano-Alberhill-Valley Constraint | CAISO_Li_Battery_8hr_Dispatch | Li-ion Battery (8-hr) | SCE Eastern
63 | Greater_Imperial_Li_Battery_8hr_63 | Serrano-Alberhill-Valley Constraint | CAISO_Li_Battery_8hr_Dispatch | Li-ion Battery (8-hr) | SCE Eastern
77 | Arizona_Li_Battery_8hr_77 | Serrano-Alberhill-Valley Constraint | CAISO_Li_Battery_8hr_Dispatch | Li-ion Battery (8-hr) | SCE Eastern
90 | Arizona_Li_Battery_8hr_90 | Serrano-Alberhill-Valley Constraint | CAISO_Li_Battery_8hr_Dispatch | Li-ion Battery (8-hr) | SCE Eastern
107 | Greater_Imperial_Li_Battery_8hr_107 | Serrano-Alberhill-Valley Constraint | CAISO_Li_Battery_8hr_Dispatch | Li-ion Battery (8-hr) | SCE Eastern
133 | Greater_Imperial_Li_Battery_8hr_133 | Serrano-Alberhill-Valley Constraint | CAISO_Li_Battery_8hr_Dispatch | Li-ion Battery (8-hr) | SCE Eastern
9 | Riverside_West_Pumped_Storage_9 | Serrano-Alberhill-Valley Constraint | CAISO_New_Pumped_Storage_12hr | Pumped Hydro (12-hr) | SCE Eastern
63 | Greater_Imperial_Geothermal_63 | Serrano-Alberhill-Valley Constraint | Greater_Imperial_Geothermal | Geothermal | SCE Eastern
63 | Greater_Imperial_Solar_63 | Serrano-Alberhill-Valley Constraint | Greater_Imperial_Solar | Solar | SCE Eastern
107 | Greater_Imperial_Solar_107 | Serrano-Alberhill-Valley Constraint | Greater_Imperial_Solar | Solar | SCE Eastern
133 | Greater_Imperial_Solar_133 | Serrano-Alberhill-Valley Constraint | Greater_Imperial_Solar | Solar | SCE Eastern
9 | Inyokern_North_Kramer_Geothermal_9 | Serrano-Alberhill-Valley Constraint | Inyokern_North_Kramer_Geothermal | Geothermal | SCE Eastern
55 | New_Mexico_Wind_55 | Serrano-Alberhill-Valley Constraint | New_Mexico_Wind | Non-CAISO Wind | SCE Eastern
9 | Riverside_Solar_9 | Serrano-Alberhill-Valley Constraint | Riverside_Solar | Solar | SCE Eastern
133 | Baja_California_Wind_133 | Silvergate - Bay Blvd 230 kV constraint | Baja_California_Wind | Wind | SCE Eastern
107 | Greater_Imperial_Flow_Battery_107 | Silvergate - Bay Blvd 230 kV constraint | CAISO_Flow_Battery_8hr_Dispatch | Flow Battery (8-hr) | SCE Eastern
108 | Greater_Imperial_Flow_Battery_108 | Silvergate - Bay Blvd 230 kV constraint | CAISO_Flow_Battery_8hr_Dispatch | Flow Battery (8-hr) | SCE Eastern
133 | Greater_Imperial_Flow_Battery_133 | Silvergate - Bay Blvd 230 kV constraint | CAISO_Flow_Battery_8hr_Dispatch | Flow Battery (8-hr) | SCE Eastern
107 | Greater_Imperial_Li_Battery_4hr_107 | Silvergate - Bay Blvd 230 kV constraint | CAISO_Li_Battery_4hr_Dispatch | Li-ion Battery (4-hr) | SCE Eastern
108 | Greater_Imperial_Li_Battery_4hr_108 | Silvergate - Bay Blvd 230 kV constraint | CAISO_Li_Battery_4hr_Dispatch | Li-ion Battery (4-hr) | SCE Eastern
133 | Greater_Imperial_Li_Battery_4hr_133 | Silvergate - Bay Blvd 230 kV constraint | CAISO_Li_Battery_4hr_Dispatch | Li-ion Battery (4-hr) | SCE Eastern
107 | Greater_Imperial_Li_Battery_8hr_107 | Silvergate - Bay Blvd 230 kV constraint | CAISO_Li_Battery_8hr_Dispatch | Li-ion Battery (8-hr) | SCE Eastern
108 | Greater_Imperial_Li_Battery_8hr_108 | Silvergate - Bay Blvd 230 kV constraint | CAISO_Li_Battery_8hr_Dispatch | Li-ion Battery (8-hr) | SCE Eastern
133 | Greater_Imperial_Li_Battery_8hr_133 | Silvergate - Bay Blvd 230 kV constraint | CAISO_Li_Battery_8hr_Dispatch | Li-ion Battery (8-hr) | SCE Eastern
107 | Greater_Imperial_Solar_107 | Silvergate - Bay Blvd 230 kV constraint | Greater_Imperial_Solar | Solar | SCE Eastern
108 | Greater_Imperial_Solar_108 | Silvergate - Bay Blvd 230 kV constraint | Greater_Imperial_Solar | Solar | SCE Eastern
133 | Greater_Imperial_Solar_133 | Silvergate - Bay Blvd 230 kV constraint | Greater_Imperial_Solar | Solar | SCE Eastern
108 | Greater_Imperial_Wind_108 | Silvergate - Bay Blvd 230 kV constraint | Greater_Imperial_Wind | Wind | SCE Eastern
133 | Baja_California_Wind_133 | Silvergate-Old Town 230 kV constraint | Baja_California_Wind | Wind | SCE Eastern
108 | Greater_Imperial_Flow_Battery_108 | Silvergate-Old Town 230 kV constraint | CAISO_Flow_Battery_8hr_Dispatch | Flow Battery (8-hr) | SCE Eastern
133 | Greater_Imperial_Flow_Battery_133 | Silvergate-Old Town 230 kV constraint | CAISO_Flow_Battery_8hr_Dispatch | Flow Battery (8-hr) | SCE Eastern
108 | Greater_Imperial_Li_Battery_4hr_108 | Silvergate-Old Town 230 kV constraint | CAISO_Li_Battery_4hr_Dispatch | Li-ion Battery (4-hr) | SCE Eastern
133 | Greater_Imperial_Li_Battery_4hr_133 | Silvergate-Old Town 230 kV constraint | CAISO_Li_Battery_4hr_Dispatch | Li-ion Battery (4-hr) | SCE Eastern
108 | Greater_Imperial_Li_Battery_8hr_108 | Silvergate-Old Town 230 kV constraint | CAISO_Li_Battery_8hr_Dispatch | Li-ion Battery (8-hr) | SCE Eastern
133 | Greater_Imperial_Li_Battery_8hr_133 | Silvergate-Old Town 230 kV constraint | CAISO_Li_Battery_8hr_Dispatch | Li-ion Battery (8-hr) | SCE Eastern
108 | Greater_Imperial_Solar_108 | Silvergate-Old Town 230 kV constraint | Greater_Imperial_Solar | Solar | SCE Eastern
133 | Greater_Imperial_Solar_133 | Silvergate-Old Town 230 kV constraint | Greater_Imperial_Solar | Solar | SCE Eastern
108 | Greater_Imperial_Wind_108 | Silvergate-Old Town 230 kV constraint | Greater_Imperial_Wind | Wind | SCE Eastern
118 | Southern_PGAE_Flow_Battery_118 | Smyrna -Q1984 115kV line | CAISO_Flow_Battery_8hr_Dispatch | Flow Battery (8-hr) | PG&E South
175 | Southern_PGAE_Flow_Battery_175 | Smyrna -Q1984 115kV line | CAISO_Flow_Battery_8hr_Dispatch | Flow Battery (8-hr) | PG&E South
118 | Southern_PGAE_Li_Battery_4hr_118 | Smyrna -Q1984 115kV line | CAISO_Li_Battery_4hr_Dispatch | Li-ion Battery (4-hr) | PG&E South
175 | Southern_PGAE_Li_Battery_4hr_175 | Smyrna -Q1984 115kV line | CAISO_Li_Battery_4hr_Dispatch | Li-ion Battery (4-hr) | PG&E South
118 | Southern_PGAE_Li_Battery_8hr_118 | Smyrna -Q1984 115kV line | CAISO_Li_Battery_8hr_Dispatch | Li-ion Battery (8-hr) | PG&E South
175 | Southern_PGAE_Li_Battery_8hr_175 | Smyrna -Q1984 115kV line | CAISO_Li_Battery_8hr_Dispatch | Li-ion Battery (8-hr) | PG&E South
118 | Southern_PGAE_Solar_118 | Smyrna -Q1984 115kV line | Southern_PGAE_Solar | Solar | PG&E South
175 | Southern_PGAE_Solar_175 | Smyrna -Q1984 115kV line | Southern_PGAE_Solar | Solar | PG&E South
73 | Northern_California_Flow_Battery_73 | Sobrante-Moraga 230 kV line | CAISO_Flow_Battery_8hr_Dispatch | Flow Battery (8-hr) | PG&E North
82 | Northern_California_Flow_Battery_82 | Sobrante-Moraga 230 kV line | CAISO_Flow_Battery_8hr_Dispatch | Flow Battery (8-hr) | PG&E North
113 | Northern_California_Flow_Battery_113 | Sobrante-Moraga 230 kV line | CAISO_Flow_Battery_8hr_Dispatch | Flow Battery (8-hr) | PG&E North
116 | Northern_California_Flow_Battery_116 | Sobrante-Moraga 230 kV line | CAISO_Flow_Battery_8hr_Dispatch | Flow Battery (8-hr) | PG&E North
127 | Northern_California_Flow_Battery_127 | Sobrante-Moraga 230 kV line | CAISO_Flow_Battery_8hr_Dispatch | Flow Battery (8-hr) | PG&E North
150 | Northern_California_Flow_Battery_150 | Sobrante-Moraga 230 kV line | CAISO_Flow_Battery_8hr_Dispatch | Flow Battery (8-hr) | PG&E North
155 | Northern_California_Flow_Battery_155 | Sobrante-Moraga 230 kV line | CAISO_Flow_Battery_8hr_Dispatch | Flow Battery (8-hr) | PG&E North
158 | Northern_California_Flow_Battery_158 | Sobrante-Moraga 230 kV line | CAISO_Flow_Battery_8hr_Dispatch | Flow Battery (8-hr) | PG&E North
73 | Northern_California_Li_Battery_4hr_73 | Sobrante-Moraga 230 kV line | CAISO_Li_Battery_4hr_Dispatch | Li-ion Battery (4-hr) | PG&E North
82 | Northern_California_Li_Battery_4hr_82 | Sobrante-Moraga 230 kV line | CAISO_Li_Battery_4hr_Dispatch | Li-ion Battery (4-hr) | PG&E North
113 | Northern_California_Li_Battery_4hr_113 | Sobrante-Moraga 230 kV line | CAISO_Li_Battery_4hr_Dispatch | Li-ion Battery (4-hr) | PG&E North
116 | Northern_California_Li_Battery_4hr_116 | Sobrante-Moraga 230 kV line | CAISO_Li_Battery_4hr_Dispatch | Li-ion Battery (4-hr) | PG&E North
127 | Northern_California_Li_Battery_4hr_127 | Sobrante-Moraga 230 kV line | CAISO_Li_Battery_4hr_Dispatch | Li-ion Battery (4-hr) | PG&E North
150 | Northern_California_Li_Battery_4hr_150 | Sobrante-Moraga 230 kV line | CAISO_Li_Battery_4hr_Dispatch | Li-ion Battery (4-hr) | PG&E North
155 | Northern_California_Li_Battery_4hr_155 | Sobrante-Moraga 230 kV line | CAISO_Li_Battery_4hr_Dispatch | Li-ion Battery (4-hr) | PG&E North
158 | Northern_California_Li_Battery_4hr_158 | Sobrante-Moraga 230 kV line | CAISO_Li_Battery_4hr_Dispatch | Li-ion Battery (4-hr) | PG&E North
73 | Northern_California_Li_Battery_8hr_73 | Sobrante-Moraga 230 kV line | CAISO_Li_Battery_8hr_Dispatch | Li-ion Battery (8-hr) | PG&E North
82 | Northern_California_Li_Battery_8hr_82 | Sobrante-Moraga 230 kV line | CAISO_Li_Battery_8hr_Dispatch | Li-ion Battery (8-hr) | PG&E North
113 | Northern_California_Li_Battery_8hr_113 | Sobrante-Moraga 230 kV line | CAISO_Li_Battery_8hr_Dispatch | Li-ion Battery (8-hr) | PG&E North
116 | Northern_California_Li_Battery_8hr_116 | Sobrante-Moraga 230 kV line | CAISO_Li_Battery_8hr_Dispatch | Li-ion Battery (8-hr) | PG&E North
127 | Northern_California_Li_Battery_8hr_127 | Sobrante-Moraga 230 kV line | CAISO_Li_Battery_8hr_Dispatch | Li-ion Battery (8-hr) | PG&E North
150 | Northern_California_Li_Battery_8hr_150 | Sobrante-Moraga 230 kV line | CAISO_Li_Battery_8hr_Dispatch | Li-ion Battery (8-hr) | PG&E North
155 | Northern_California_Li_Battery_8hr_155 | Sobrante-Moraga 230 kV line | CAISO_Li_Battery_8hr_Dispatch | Li-ion Battery (8-hr) | PG&E North
158 | Northern_California_Li_Battery_8hr_158 | Sobrante-Moraga 230 kV line | CAISO_Li_Battery_8hr_Dispatch | Li-ion Battery (8-hr) | PG&E North
73 | Northern_California_Solar_73 | Sobrante-Moraga 230 kV line | Northern_California_Solar | Solar | PG&E North
82 | Northern_California_Solar_82 | Sobrante-Moraga 230 kV line | Northern_California_Solar | Solar | PG&E North
113 | Northern_California_Solar_113 | Sobrante-Moraga 230 kV line | Northern_California_Solar | Solar | PG&E North
116 | Northern_California_Solar_116 | Sobrante-Moraga 230 kV line | Northern_California_Solar | Solar | PG&E North
127 | Northern_California_Solar_127 | Sobrante-Moraga 230 kV line | Northern_California_Solar | Solar | PG&E North
150 | Northern_California_Solar_150 | Sobrante-Moraga 230 kV line | Northern_California_Solar | Solar | PG&E North
155 | Northern_California_Solar_155 | Sobrante-Moraga 230 kV line | Northern_California_Solar | Solar | PG&E North
158 | Northern_California_Solar_158 | Sobrante-Moraga 230 kV line | Northern_California_Solar | Solar | PG&E North
101 | Tehachapi_Flow_Battery_101 | South of Magunden Off-Peak Constraint | CAISO_Flow_Battery_8hr_Dispatch | Flow Battery (8-hr) | SCE Northern
101 | Tehachapi_Li_Battery_4hr_101 | South of Magunden Off-Peak Constraint | CAISO_Li_Battery_4hr_Dispatch | Li-ion Battery (4-hr) | SCE Northern
101 | Tehachapi_Li_Battery_8hr_101 | South of Magunden Off-Peak Constraint | CAISO_Li_Battery_8hr_Dispatch | Li-ion Battery (8-hr) | SCE Northern
101 | Tehachapi_Solar_101 | South of Magunden Off-Peak Constraint | Tehachapi_Solar | Solar | SCE Northern
28 | Tehachapi_Flow_Battery_28 | South of Magunden On-Peak Constraint | CAISO_Flow_Battery_8hr_Dispatch | Flow Battery (8-hr) | SCE Northern
58 | Greater_LA_Flow_Battery_58 | South of Magunden On-Peak Constraint | CAISO_Flow_Battery_8hr_Dispatch | Flow Battery (8-hr) | SCE Northern
78 | Tehachapi_Flow_Battery_78 | South of Magunden On-Peak Constraint | CAISO_Flow_Battery_8hr_Dispatch | Flow Battery (8-hr) | SCE Northern
101 | Tehachapi_Flow_Battery_101 | South of Magunden On-Peak Constraint | CAISO_Flow_Battery_8hr_Dispatch | Flow Battery (8-hr) | SCE Northern
28 | Tehachapi_Li_Battery_4hr_28 | South of Magunden On-Peak Constraint | CAISO_Li_Battery_4hr_Dispatch | Li-ion Battery (4-hr) | SCE Northern
58 | Greater_LA_Li_Battery_4hr_58 | South of Magunden On-Peak Constraint | CAISO_Li_Battery_4hr_Dispatch | Li-ion Battery (4-hr) | SCE Northern
78 | Tehachapi_Li_Battery_4hr_78 | South of Magunden On-Peak Constraint | CAISO_Li_Battery_4hr_Dispatch | Li-ion Battery (4-hr) | SCE Northern
101 | Tehachapi_Li_Battery_4hr_101 | South of Magunden On-Peak Constraint | CAISO_Li_Battery_4hr_Dispatch | Li-ion Battery (4-hr) | SCE Northern
28 | Tehachapi_Li_Battery_8hr_28 | South of Magunden On-Peak Constraint | CAISO_Li_Battery_8hr_Dispatch | Li-ion Battery (8-hr) | SCE Northern
58 | Greater_LA_Li_Battery_8hr_58 | South of Magunden On-Peak Constraint | CAISO_Li_Battery_8hr_Dispatch | Li-ion Battery (8-hr) | SCE Northern
78 | Tehachapi_Li_Battery_8hr_78 | South of Magunden On-Peak Constraint | CAISO_Li_Battery_8hr_Dispatch | Li-ion Battery (8-hr) | SCE Northern
101 | Tehachapi_Li_Battery_8hr_101 | South of Magunden On-Peak Constraint | CAISO_Li_Battery_8hr_Dispatch | Li-ion Battery (8-hr) | SCE Northern
58 | Greater_LA_Solar_58 | South of Magunden On-Peak Constraint | Greater_LA_Solar | Solar | SCE Northern
28 | Tehachapi_Solar_28 | South of Magunden On-Peak Constraint | Tehachapi_Solar | Solar | SCE Northern
78 | Tehachapi_Solar_78 | South of Magunden On-Peak Constraint | Tehachapi_Solar | Solar | SCE Northern
101 | Tehachapi_Solar_101 | South of Magunden On-Peak Constraint | Tehachapi_Solar | Solar | SCE Northern
129 | Riverside_Flow_Battery_129 | Talega 230 kV constraint | CAISO_Flow_Battery_8hr_Dispatch | Flow Battery (8-hr) | SCE Eastern
129 | Riverside_Li_Battery_4hr_129 | Talega 230 kV constraint | CAISO_Li_Battery_4hr_Dispatch | Li-ion Battery (4-hr) | SCE Eastern
129 | Riverside_Li_Battery_8hr_129 | Talega 230 kV constraint | CAISO_Li_Battery_8hr_Dispatch | Li-ion Battery (8-hr) | SCE Eastern
119 | San_Diego_Pumped_Storage_119 | Talega 230 kV constraint | CAISO_New_Pumped_Storage_12hr | Pumped Hydro (12-hr) | SCE Eastern
129 | Riverside_Solar_129 | Talega 230 kV constraint | Riverside_Solar | Solar | SCE Eastern
41 | Northern_California_Flow_Battery_41 | Tesla-Bellota 230 kV line | CAISO_Flow_Battery_8hr_Dispatch | Flow Battery (8-hr) | PG&E North
57 | Northern_California_Flow_Battery_57 | Tesla-Bellota 230 kV line | CAISO_Flow_Battery_8hr_Dispatch | Flow Battery (8-hr) | PG&E North
68 | Northern_California_Flow_Battery_68 | Tesla-Bellota 230 kV line | CAISO_Flow_Battery_8hr_Dispatch | Flow Battery (8-hr) | PG&E North
73 | Northern_California_Flow_Battery_73 | Tesla-Bellota 230 kV line | CAISO_Flow_Battery_8hr_Dispatch | Flow Battery (8-hr) | PG&E North
76 | Northern_California_Flow_Battery_76 | Tesla-Bellota 230 kV line | CAISO_Flow_Battery_8hr_Dispatch | Flow Battery (8-hr) | PG&E North
82 | Northern_California_Flow_Battery_82 | Tesla-Bellota 230 kV line | CAISO_Flow_Battery_8hr_Dispatch | Flow Battery (8-hr) | PG&E North
92 | Northern_California_Flow_Battery_92 | Tesla-Bellota 230 kV line | CAISO_Flow_Battery_8hr_Dispatch | Flow Battery (8-hr) | PG&E North
95 | Southern_PGAE_Flow_Battery_95 | Tesla-Bellota 230 kV line | CAISO_Flow_Battery_8hr_Dispatch | Flow Battery (8-hr) | PG&E North
96 | Northern_California_Flow_Battery_96 | Tesla-Bellota 230 kV line | CAISO_Flow_Battery_8hr_Dispatch | Flow Battery (8-hr) | PG&E North
99 | Southern_PGAE_Flow_Battery_99 | Tesla-Bellota 230 kV line | CAISO_Flow_Battery_8hr_Dispatch | Flow Battery (8-hr) | PG&E North
111 | Southern_PGAE_Flow_Battery_111 | Tesla-Bellota 230 kV line | CAISO_Flow_Battery_8hr_Dispatch | Flow Battery (8-hr) | PG&E North
112 | Northern_California_Flow_Battery_112 | Tesla-Bellota 230 kV line | CAISO_Flow_Battery_8hr_Dispatch | Flow Battery (8-hr) | PG&E North
113 | Northern_California_Flow_Battery_113 | Tesla-Bellota 230 kV line | CAISO_Flow_Battery_8hr_Dispatch | Flow Battery (8-hr) | PG&E North
114 | Northern_California_Flow_Battery_114 | Tesla-Bellota 230 kV line | CAISO_Flow_Battery_8hr_Dispatch | Flow Battery (8-hr) | PG&E North
116 | Northern_California_Flow_Battery_116 | Tesla-Bellota 230 kV line | CAISO_Flow_Battery_8hr_Dispatch | Flow Battery (8-hr) | PG&E North
122 | Northern_California_Flow_Battery_122 | Tesla-Bellota 230 kV line | CAISO_Flow_Battery_8hr_Dispatch | Flow Battery (8-hr) | PG&E North
124 | Southern_PGAE_Flow_Battery_124 | Tesla-Bellota 230 kV line | CAISO_Flow_Battery_8hr_Dispatch | Flow Battery (8-hr) | PG&E North
126 | Northern_California_Flow_Battery_126 | Tesla-Bellota 230 kV line | CAISO_Flow_Battery_8hr_Dispatch | Flow Battery (8-hr) | PG&E North
135 | Northern_California_Flow_Battery_135 | Tesla-Bellota 230 kV line | CAISO_Flow_Battery_8hr_Dispatch | Flow Battery (8-hr) | PG&E North
138 | Northern_California_Flow_Battery_138 | Tesla-Bellota 230 kV line | CAISO_Flow_Battery_8hr_Dispatch | Flow Battery (8-hr) | PG&E North
139 | Southern_PGAE_Flow_Battery_139 | Tesla-Bellota 230 kV line | CAISO_Flow_Battery_8hr_Dispatch | Flow Battery (8-hr) | PG&E North
141 | Northern_California_Flow_Battery_141 | Tesla-Bellota 230 kV line | CAISO_Flow_Battery_8hr_Dispatch | Flow Battery (8-hr) | PG&E North
144 | Northern_California_Flow_Battery_144 | Tesla-Bellota 230 kV line | CAISO_Flow_Battery_8hr_Dispatch | Flow Battery (8-hr) | PG&E North
149 | Northern_California_Flow_Battery_149 | Tesla-Bellota 230 kV line | CAISO_Flow_Battery_8hr_Dispatch | Flow Battery (8-hr) | PG&E North
155 | Northern_California_Flow_Battery_155 | Tesla-Bellota 230 kV line | CAISO_Flow_Battery_8hr_Dispatch | Flow Battery (8-hr) | PG&E North
157 | Northern_California_Flow_Battery_157 | Tesla-Bellota 230 kV line | CAISO_Flow_Battery_8hr_Dispatch | Flow Battery (8-hr) | PG&E North
158 | Northern_California_Flow_Battery_158 | Tesla-Bellota 230 kV line | CAISO_Flow_Battery_8hr_Dispatch | Flow Battery (8-hr) | PG&E North
159 | Northern_California_Flow_Battery_159 | Tesla-Bellota 230 kV line | CAISO_Flow_Battery_8hr_Dispatch | Flow Battery (8-hr) | PG&E North
161 | Southern_PGAE_Flow_Battery_161 | Tesla-Bellota 230 kV line | CAISO_Flow_Battery_8hr_Dispatch | Flow Battery (8-hr) | PG&E North
163 | Southern_PGAE_Flow_Battery_163 | Tesla-Bellota 230 kV line | CAISO_Flow_Battery_8hr_Dispatch | Flow Battery (8-hr) | PG&E North
166 | Northern_California_Flow_Battery_166 | Tesla-Bellota 230 kV line | CAISO_Flow_Battery_8hr_Dispatch | Flow Battery (8-hr) | PG&E North
172 | Northern_California_Flow_Battery_172 | Tesla-Bellota 230 kV line | CAISO_Flow_Battery_8hr_Dispatch | Flow Battery (8-hr) | PG&E North
179 | Northern_California_Flow_Battery_179 | Tesla-Bellota 230 kV line | CAISO_Flow_Battery_8hr_Dispatch | Flow Battery (8-hr) | PG&E North
41 | Northern_California_Li_Battery_4hr_41 | Tesla-Bellota 230 kV line | CAISO_Li_Battery_4hr_Dispatch | Li-ion Battery (4-hr) | PG&E North
57 | Northern_California_Li_Battery_4hr_57 | Tesla-Bellota 230 kV line | CAISO_Li_Battery_4hr_Dispatch | Li-ion Battery (4-hr) | PG&E North
68 | Northern_California_Li_Battery_4hr_68 | Tesla-Bellota 230 kV line | CAISO_Li_Battery_4hr_Dispatch | Li-ion Battery (4-hr) | PG&E North
73 | Northern_California_Li_Battery_4hr_73 | Tesla-Bellota 230 kV line | CAISO_Li_Battery_4hr_Dispatch | Li-ion Battery (4-hr) | PG&E North
76 | Northern_California_Li_Battery_4hr_76 | Tesla-Bellota 230 kV line | CAISO_Li_Battery_4hr_Dispatch | Li-ion Battery (4-hr) | PG&E North
82 | Northern_California_Li_Battery_4hr_82 | Tesla-Bellota 230 kV line | CAISO_Li_Battery_4hr_Dispatch | Li-ion Battery (4-hr) | PG&E North
92 | Northern_California_Li_Battery_4hr_92 | Tesla-Bellota 230 kV line | CAISO_Li_Battery_4hr_Dispatch | Li-ion Battery (4-hr) | PG&E North
95 | Southern_PGAE_Li_Battery_4hr_95 | Tesla-Bellota 230 kV line | CAISO_Li_Battery_4hr_Dispatch | Li-ion Battery (4-hr) | PG&E North
96 | Northern_California_Li_Battery_4hr_96 | Tesla-Bellota 230 kV line | CAISO_Li_Battery_4hr_Dispatch | Li-ion Battery (4-hr) | PG&E North
99 | Southern_PGAE_Li_Battery_4hr_99 | Tesla-Bellota 230 kV line | CAISO_Li_Battery_4hr_Dispatch | Li-ion Battery (4-hr) | PG&E North
111 | Southern_PGAE_Li_Battery_4hr_111 | Tesla-Bellota 230 kV line | CAISO_Li_Battery_4hr_Dispatch | Li-ion Battery (4-hr) | PG&E North
112 | Northern_California_Li_Battery_4hr_112 | Tesla-Bellota 230 kV line | CAISO_Li_Battery_4hr_Dispatch | Li-ion Battery (4-hr) | PG&E North
113 | Northern_California_Li_Battery_4hr_113 | Tesla-Bellota 230 kV line | CAISO_Li_Battery_4hr_Dispatch | Li-ion Battery (4-hr) | PG&E North
114 | Northern_California_Li_Battery_4hr_114 | Tesla-Bellota 230 kV line | CAISO_Li_Battery_4hr_Dispatch | Li-ion Battery (4-hr) | PG&E North
116 | Northern_California_Li_Battery_4hr_116 | Tesla-Bellota 230 kV line | CAISO_Li_Battery_4hr_Dispatch | Li-ion Battery (4-hr) | PG&E North
122 | Northern_California_Li_Battery_4hr_122 | Tesla-Bellota 230 kV line | CAISO_Li_Battery_4hr_Dispatch | Li-ion Battery (4-hr) | PG&E North
124 | Southern_PGAE_Li_Battery_4hr_124 | Tesla-Bellota 230 kV line | CAISO_Li_Battery_4hr_Dispatch | Li-ion Battery (4-hr) | PG&E North
126 | Northern_California_Li_Battery_4hr_126 | Tesla-Bellota 230 kV line | CAISO_Li_Battery_4hr_Dispatch | Li-ion Battery (4-hr) | PG&E North
135 | Northern_California_Li_Battery_4hr_135 | Tesla-Bellota 230 kV line | CAISO_Li_Battery_4hr_Dispatch | Li-ion Battery (4-hr) | PG&E North
138 | Northern_California_Li_Battery_4hr_138 | Tesla-Bellota 230 kV line | CAISO_Li_Battery_4hr_Dispatch | Li-ion Battery (4-hr) | PG&E North
139 | Southern_PGAE_Li_Battery_4hr_139 | Tesla-Bellota 230 kV line | CAISO_Li_Battery_4hr_Dispatch | Li-ion Battery (4-hr) | PG&E North
141 | Northern_California_Li_Battery_4hr_141 | Tesla-Bellota 230 kV line | CAISO_Li_Battery_4hr_Dispatch | Li-ion Battery (4-hr) | PG&E North
144 | Northern_California_Li_Battery_4hr_144 | Tesla-Bellota 230 kV line | CAISO_Li_Battery_4hr_Dispatch | Li-ion Battery (4-hr) | PG&E North
149 | Northern_California_Li_Battery_4hr_149 | Tesla-Bellota 230 kV line | CAISO_Li_Battery_4hr_Dispatch | Li-ion Battery (4-hr) | PG&E North
155 | Northern_California_Li_Battery_4hr_155 | Tesla-Bellota 230 kV line | CAISO_Li_Battery_4hr_Dispatch | Li-ion Battery (4-hr) | PG&E North
157 | Northern_California_Li_Battery_4hr_157 | Tesla-Bellota 230 kV line | CAISO_Li_Battery_4hr_Dispatch | Li-ion Battery (4-hr) | PG&E North
158 | Northern_California_Li_Battery_4hr_158 | Tesla-Bellota 230 kV line | CAISO_Li_Battery_4hr_Dispatch | Li-ion Battery (4-hr) | PG&E North
159 | Northern_California_Li_Battery_4hr_159 | Tesla-Bellota 230 kV line | CAISO_Li_Battery_4hr_Dispatch | Li-ion Battery (4-hr) | PG&E North
161 | Southern_PGAE_Li_Battery_4hr_161 | Tesla-Bellota 230 kV line | CAISO_Li_Battery_4hr_Dispatch | Li-ion Battery (4-hr) | PG&E North
163 | Southern_PGAE_Li_Battery_4hr_163 | Tesla-Bellota 230 kV line | CAISO_Li_Battery_4hr_Dispatch | Li-ion Battery (4-hr) | PG&E North
166 | Northern_California_Li_Battery_4hr_166 | Tesla-Bellota 230 kV line | CAISO_Li_Battery_4hr_Dispatch | Li-ion Battery (4-hr) | PG&E North
172 | Northern_California_Li_Battery_4hr_172 | Tesla-Bellota 230 kV line | CAISO_Li_Battery_4hr_Dispatch | Li-ion Battery (4-hr) | PG&E North
179 | Northern_California_Li_Battery_4hr_179 | Tesla-Bellota 230 kV line | CAISO_Li_Battery_4hr_Dispatch | Li-ion Battery (4-hr) | PG&E North
41 | Northern_California_Li_Battery_8hr_41 | Tesla-Bellota 230 kV line | CAISO_Li_Battery_8hr_Dispatch | Li-ion Battery (8-hr) | PG&E North
57 | Northern_California_Li_Battery_8hr_57 | Tesla-Bellota 230 kV line | CAISO_Li_Battery_8hr_Dispatch | Li-ion Battery (8-hr) | PG&E North
68 | Northern_California_Li_Battery_8hr_68 | Tesla-Bellota 230 kV line | CAISO_Li_Battery_8hr_Dispatch | Li-ion Battery (8-hr) | PG&E North
73 | Northern_California_Li_Battery_8hr_73 | Tesla-Bellota 230 kV line | CAISO_Li_Battery_8hr_Dispatch | Li-ion Battery (8-hr) | PG&E North
76 | Northern_California_Li_Battery_8hr_76 | Tesla-Bellota 230 kV line | CAISO_Li_Battery_8hr_Dispatch | Li-ion Battery (8-hr) | PG&E North
82 | Northern_California_Li_Battery_8hr_82 | Tesla-Bellota 230 kV line | CAISO_Li_Battery_8hr_Dispatch | Li-ion Battery (8-hr) | PG&E North
92 | Northern_California_Li_Battery_8hr_92 | Tesla-Bellota 230 kV line | CAISO_Li_Battery_8hr_Dispatch | Li-ion Battery (8-hr) | PG&E North
95 | Southern_PGAE_Li_Battery_8hr_95 | Tesla-Bellota 230 kV line | CAISO_Li_Battery_8hr_Dispatch | Li-ion Battery (8-hr) | PG&E North
96 | Northern_California_Li_Battery_8hr_96 | Tesla-Bellota 230 kV line | CAISO_Li_Battery_8hr_Dispatch | Li-ion Battery (8-hr) | PG&E North
99 | Southern_PGAE_Li_Battery_8hr_99 | Tesla-Bellota 230 kV line | CAISO_Li_Battery_8hr_Dispatch | Li-ion Battery (8-hr) | PG&E North
111 | Southern_PGAE_Li_Battery_8hr_111 | Tesla-Bellota 230 kV line | CAISO_Li_Battery_8hr_Dispatch | Li-ion Battery (8-hr) | PG&E North
112 | Northern_California_Li_Battery_8hr_112 | Tesla-Bellota 230 kV line | CAISO_Li_Battery_8hr_Dispatch | Li-ion Battery (8-hr) | PG&E North
113 | Northern_California_Li_Battery_8hr_113 | Tesla-Bellota 230 kV line | CAISO_Li_Battery_8hr_Dispatch | Li-ion Battery (8-hr) | PG&E North
114 | Northern_California_Li_Battery_8hr_114 | Tesla-Bellota 230 kV line | CAISO_Li_Battery_8hr_Dispatch | Li-ion Battery (8-hr) | PG&E North
116 | Northern_California_Li_Battery_8hr_116 | Tesla-Bellota 230 kV line | CAISO_Li_Battery_8hr_Dispatch | Li-ion Battery (8-hr) | PG&E North
122 | Northern_California_Li_Battery_8hr_122 | Tesla-Bellota 230 kV line | CAISO_Li_Battery_8hr_Dispatch | Li-ion Battery (8-hr) | PG&E North
124 | Southern_PGAE_Li_Battery_8hr_124 | Tesla-Bellota 230 kV line | CAISO_Li_Battery_8hr_Dispatch | Li-ion Battery (8-hr) | PG&E North
126 | Northern_California_Li_Battery_8hr_126 | Tesla-Bellota 230 kV line | CAISO_Li_Battery_8hr_Dispatch | Li-ion Battery (8-hr) | PG&E North
135 | Northern_California_Li_Battery_8hr_135 | Tesla-Bellota 230 kV line | CAISO_Li_Battery_8hr_Dispatch | Li-ion Battery (8-hr) | PG&E North
138 | Northern_California_Li_Battery_8hr_138 | Tesla-Bellota 230 kV line | CAISO_Li_Battery_8hr_Dispatch | Li-ion Battery (8-hr) | PG&E North
139 | Southern_PGAE_Li_Battery_8hr_139 | Tesla-Bellota 230 kV line | CAISO_Li_Battery_8hr_Dispatch | Li-ion Battery (8-hr) | PG&E North
141 | Northern_California_Li_Battery_8hr_141 | Tesla-Bellota 230 kV line | CAISO_Li_Battery_8hr_Dispatch | Li-ion Battery (8-hr) | PG&E North
144 | Northern_California_Li_Battery_8hr_144 | Tesla-Bellota 230 kV line | CAISO_Li_Battery_8hr_Dispatch | Li-ion Battery (8-hr) | PG&E North
149 | Northern_California_Li_Battery_8hr_149 | Tesla-Bellota 230 kV line | CAISO_Li_Battery_8hr_Dispatch | Li-ion Battery (8-hr) | PG&E North
155 | Northern_California_Li_Battery_8hr_155 | Tesla-Bellota 230 kV line | CAISO_Li_Battery_8hr_Dispatch | Li-ion Battery (8-hr) | PG&E North
157 | Northern_California_Li_Battery_8hr_157 | Tesla-Bellota 230 kV line | CAISO_Li_Battery_8hr_Dispatch | Li-ion Battery (8-hr) | PG&E North
158 | Northern_California_Li_Battery_8hr_158 | Tesla-Bellota 230 kV line | CAISO_Li_Battery_8hr_Dispatch | Li-ion Battery (8-hr) | PG&E North
159 | Northern_California_Li_Battery_8hr_159 | Tesla-Bellota 230 kV line | CAISO_Li_Battery_8hr_Dispatch | Li-ion Battery (8-hr) | PG&E North
161 | Southern_PGAE_Li_Battery_8hr_161 | Tesla-Bellota 230 kV line | CAISO_Li_Battery_8hr_Dispatch | Li-ion Battery (8-hr) | PG&E North
163 | Southern_PGAE_Li_Battery_8hr_163 | Tesla-Bellota 230 kV line | CAISO_Li_Battery_8hr_Dispatch | Li-ion Battery (8-hr) | PG&E North
166 | Northern_California_Li_Battery_8hr_166 | Tesla-Bellota 230 kV line | CAISO_Li_Battery_8hr_Dispatch | Li-ion Battery (8-hr) | PG&E North
172 | Northern_California_Li_Battery_8hr_172 | Tesla-Bellota 230 kV line | CAISO_Li_Battery_8hr_Dispatch | Li-ion Battery (8-hr) | PG&E North
179 | Northern_California_Li_Battery_8hr_179 | Tesla-Bellota 230 kV line | CAISO_Li_Battery_8hr_Dispatch | Li-ion Battery (8-hr) | PG&E North
41 | Northern_California_Solar_41 | Tesla-Bellota 230 kV line | Northern_California_Solar | Solar | PG&E North
57 | Northern_California_Solar_57 | Tesla-Bellota 230 kV line | Northern_California_Solar | Solar | PG&E North
68 | Northern_California_Solar_68 | Tesla-Bellota 230 kV line | Northern_California_Solar | Solar | PG&E North
73 | Northern_California_Solar_73 | Tesla-Bellota 230 kV line | Northern_California_Solar | Solar | PG&E North
76 | Northern_California_Solar_76 | Tesla-Bellota 230 kV line | Northern_California_Solar | Solar | PG&E North
82 | Northern_California_Solar_82 | Tesla-Bellota 230 kV line | Northern_California_Solar | Solar | PG&E North
92 | Northern_California_Solar_92 | Tesla-Bellota 230 kV line | Northern_California_Solar | Solar | PG&E North
96 | Northern_California_Solar_96 | Tesla-Bellota 230 kV line | Northern_California_Solar | Solar | PG&E North
112 | Northern_California_Solar_112 | Tesla-Bellota 230 kV line | Northern_California_Solar | Solar | PG&E North
113 | Northern_California_Solar_113 | Tesla-Bellota 230 kV line | Northern_California_Solar | Solar | PG&E North
114 | Northern_California_Solar_114 | Tesla-Bellota 230 kV line | Northern_California_Solar | Solar | PG&E North
116 | Northern_California_Solar_116 | Tesla-Bellota 230 kV line | Northern_California_Solar | Solar | PG&E North
122 | Northern_California_Solar_122 | Tesla-Bellota 230 kV line | Northern_California_Solar | Solar | PG&E North
126 | Northern_California_Solar_126 | Tesla-Bellota 230 kV line | Northern_California_Solar | Solar | PG&E North
135 | Northern_California_Solar_135 | Tesla-Bellota 230 kV line | Northern_California_Solar | Solar | PG&E North
138 | Northern_California_Solar_138 | Tesla-Bellota 230 kV line | Northern_California_Solar | Solar | PG&E North
141 | Northern_California_Solar_141 | Tesla-Bellota 230 kV line | Northern_California_Solar | Solar | PG&E North
144 | Northern_California_Solar_144 | Tesla-Bellota 230 kV line | Northern_California_Solar | Solar | PG&E North
149 | Northern_California_Solar_149 | Tesla-Bellota 230 kV line | Northern_California_Solar | Solar | PG&E North
155 | Northern_California_Solar_155 | Tesla-Bellota 230 kV line | Northern_California_Solar | Solar | PG&E North
157 | Northern_California_Solar_157 | Tesla-Bellota 230 kV line | Northern_California_Solar | Solar | PG&E North
158 | Northern_California_Solar_158 | Tesla-Bellota 230 kV line | Northern_California_Solar | Solar | PG&E North
159 | Northern_California_Solar_159 | Tesla-Bellota 230 kV line | Northern_California_Solar | Solar | PG&E North
166 | Northern_California_Solar_166 | Tesla-Bellota 230 kV line | Northern_California_Solar | Solar | PG&E North
172 | Northern_California_Solar_172 | Tesla-Bellota 230 kV line | Northern_California_Solar | Solar | PG&E North
179 | Northern_California_Solar_179 | Tesla-Bellota 230 kV line | Northern_California_Solar | Solar | PG&E North
76 | Northern_California_Wind_76 | Tesla-Bellota 230 kV line | Northern_California_Wind | Wind | PG&E North
159 | Northern_California_Wind_159 | Tesla-Bellota 230 kV line | Northern_California_Wind | Wind | PG&E North
122 | Solano_Wind_122 | Tesla-Bellota 230 kV line | Solano_Wind | Wind | PG&E North
126 | Solano_Wind_126 | Tesla-Bellota 230 kV line | Solano_Wind | Wind | PG&E North
95 | Southern_PGAE_Solar_95 | Tesla-Bellota 230 kV line | Southern_PGAE_Solar | Solar | PG&E North
99 | Southern_PGAE_Solar_99 | Tesla-Bellota 230 kV line | Southern_PGAE_Solar | Solar | PG&E North
111 | Southern_PGAE_Solar_111 | Tesla-Bellota 230 kV line | Southern_PGAE_Solar | Solar | PG&E North
124 | Southern_PGAE_Solar_124 | Tesla-Bellota 230 kV line | Southern_PGAE_Solar | Solar | PG&E North
139 | Southern_PGAE_Solar_139 | Tesla-Bellota 230 kV line | Southern_PGAE_Solar | Solar | PG&E North
161 | Southern_PGAE_Solar_161 | Tesla-Bellota 230 kV line | Southern_PGAE_Solar | Solar | PG&E North
163 | Southern_PGAE_Solar_163 | Tesla-Bellota 230 kV line | Southern_PGAE_Solar | Solar | PG&E North
135 | Northern_California_Flow_Battery_135 | Tesla-Salado 115 kV line | CAISO_Flow_Battery_8hr_Dispatch | Flow Battery (8-hr) | PG&E North
145 | Southern_PGAE_Flow_Battery_145 | Tesla-Salado 115 kV line | CAISO_Flow_Battery_8hr_Dispatch | Flow Battery (8-hr) | PG&E North
135 | Northern_California_Li_Battery_4hr_135 | Tesla-Salado 115 kV line | CAISO_Li_Battery_4hr_Dispatch | Li-ion Battery (4-hr) | PG&E North
145 | Southern_PGAE_Li_Battery_4hr_145 | Tesla-Salado 115 kV line | CAISO_Li_Battery_4hr_Dispatch | Li-ion Battery (4-hr) | PG&E North
135 | Northern_California_Li_Battery_8hr_135 | Tesla-Salado 115 kV line | CAISO_Li_Battery_8hr_Dispatch | Li-ion Battery (8-hr) | PG&E North
145 | Southern_PGAE_Li_Battery_8hr_145 | Tesla-Salado 115 kV line | CAISO_Li_Battery_8hr_Dispatch | Li-ion Battery (8-hr) | PG&E North
135 | Northern_California_Solar_135 | Tesla-Salado 115 kV line | Northern_California_Solar | Solar | PG&E North
145 | Southern_PGAE_Solar_145 | Tesla-Salado 115 kV line | Southern_PGAE_Solar | Solar | PG&E North
68 | Northern_California_Flow_Battery_68 | Tesla-Tracy Pump 230 kV Line #1 | CAISO_Flow_Battery_8hr_Dispatch | Flow Battery (8-hr) | PG&E North
76 | Northern_California_Flow_Battery_76 | Tesla-Tracy Pump 230 kV Line #1 | CAISO_Flow_Battery_8hr_Dispatch | Flow Battery (8-hr) | PG&E North
94 | Northern_California_Flow_Battery_94 | Tesla-Tracy Pump 230 kV Line #1 | CAISO_Flow_Battery_8hr_Dispatch | Flow Battery (8-hr) | PG&E North
95 | Southern_PGAE_Flow_Battery_95 | Tesla-Tracy Pump 230 kV Line #1 | CAISO_Flow_Battery_8hr_Dispatch | Flow Battery (8-hr) | PG&E North
111 | Southern_PGAE_Flow_Battery_111 | Tesla-Tracy Pump 230 kV Line #1 | CAISO_Flow_Battery_8hr_Dispatch | Flow Battery (8-hr) | PG&E North
112 | Northern_California_Flow_Battery_112 | Tesla-Tracy Pump 230 kV Line #1 | CAISO_Flow_Battery_8hr_Dispatch | Flow Battery (8-hr) | PG&E North
126 | Northern_California_Flow_Battery_126 | Tesla-Tracy Pump 230 kV Line #1 | CAISO_Flow_Battery_8hr_Dispatch | Flow Battery (8-hr) | PG&E North
135 | Northern_California_Flow_Battery_135 | Tesla-Tracy Pump 230 kV Line #1 | CAISO_Flow_Battery_8hr_Dispatch | Flow Battery (8-hr) | PG&E North
150 | Northern_California_Flow_Battery_150 | Tesla-Tracy Pump 230 kV Line #1 | CAISO_Flow_Battery_8hr_Dispatch | Flow Battery (8-hr) | PG&E North
155 | Northern_California_Flow_Battery_155 | Tesla-Tracy Pump 230 kV Line #1 | CAISO_Flow_Battery_8hr_Dispatch | Flow Battery (8-hr) | PG&E North
158 | Northern_California_Flow_Battery_158 | Tesla-Tracy Pump 230 kV Line #1 | CAISO_Flow_Battery_8hr_Dispatch | Flow Battery (8-hr) | PG&E North
68 | Northern_California_Li_Battery_4hr_68 | Tesla-Tracy Pump 230 kV Line #1 | CAISO_Li_Battery_4hr_Dispatch | Li-ion Battery (4-hr) | PG&E North
76 | Northern_California_Li_Battery_4hr_76 | Tesla-Tracy Pump 230 kV Line #1 | CAISO_Li_Battery_4hr_Dispatch | Li-ion Battery (4-hr) | PG&E North
94 | Northern_California_Li_Battery_4hr_94 | Tesla-Tracy Pump 230 kV Line #1 | CAISO_Li_Battery_4hr_Dispatch | Li-ion Battery (4-hr) | PG&E North
95 | Southern_PGAE_Li_Battery_4hr_95 | Tesla-Tracy Pump 230 kV Line #1 | CAISO_Li_Battery_4hr_Dispatch | Li-ion Battery (4-hr) | PG&E North
111 | Southern_PGAE_Li_Battery_4hr_111 | Tesla-Tracy Pump 230 kV Line #1 | CAISO_Li_Battery_4hr_Dispatch | Li-ion Battery (4-hr) | PG&E North
112 | Northern_California_Li_Battery_4hr_112 | Tesla-Tracy Pump 230 kV Line #1 | CAISO_Li_Battery_4hr_Dispatch | Li-ion Battery (4-hr) | PG&E North
126 | Northern_California_Li_Battery_4hr_126 | Tesla-Tracy Pump 230 kV Line #1 | CAISO_Li_Battery_4hr_Dispatch | Li-ion Battery (4-hr) | PG&E North
135 | Northern_California_Li_Battery_4hr_135 | Tesla-Tracy Pump 230 kV Line #1 | CAISO_Li_Battery_4hr_Dispatch | Li-ion Battery (4-hr) | PG&E North
150 | Northern_California_Li_Battery_4hr_150 | Tesla-Tracy Pump 230 kV Line #1 | CAISO_Li_Battery_4hr_Dispatch | Li-ion Battery (4-hr) | PG&E North
155 | Northern_California_Li_Battery_4hr_155 | Tesla-Tracy Pump 230 kV Line #1 | CAISO_Li_Battery_4hr_Dispatch | Li-ion Battery (4-hr) | PG&E North
158 | Northern_California_Li_Battery_4hr_158 | Tesla-Tracy Pump 230 kV Line #1 | CAISO_Li_Battery_4hr_Dispatch | Li-ion Battery (4-hr) | PG&E North
68 | Northern_California_Li_Battery_8hr_68 | Tesla-Tracy Pump 230 kV Line #1 | CAISO_Li_Battery_8hr_Dispatch | Li-ion Battery (8-hr) | PG&E North
76 | Northern_California_Li_Battery_8hr_76 | Tesla-Tracy Pump 230 kV Line #1 | CAISO_Li_Battery_8hr_Dispatch | Li-ion Battery (8-hr) | PG&E North
94 | Northern_California_Li_Battery_8hr_94 | Tesla-Tracy Pump 230 kV Line #1 | CAISO_Li_Battery_8hr_Dispatch | Li-ion Battery (8-hr) | PG&E North
95 | Southern_PGAE_Li_Battery_8hr_95 | Tesla-Tracy Pump 230 kV Line #1 | CAISO_Li_Battery_8hr_Dispatch | Li-ion Battery (8-hr) | PG&E North
111 | Southern_PGAE_Li_Battery_8hr_111 | Tesla-Tracy Pump 230 kV Line #1 | CAISO_Li_Battery_8hr_Dispatch | Li-ion Battery (8-hr) | PG&E North
112 | Northern_California_Li_Battery_8hr_112 | Tesla-Tracy Pump 230 kV Line #1 | CAISO_Li_Battery_8hr_Dispatch | Li-ion Battery (8-hr) | PG&E North
126 | Northern_California_Li_Battery_8hr_126 | Tesla-Tracy Pump 230 kV Line #1 | CAISO_Li_Battery_8hr_Dispatch | Li-ion Battery (8-hr) | PG&E North
135 | Northern_California_Li_Battery_8hr_135 | Tesla-Tracy Pump 230 kV Line #1 | CAISO_Li_Battery_8hr_Dispatch | Li-ion Battery (8-hr) | PG&E North
150 | Northern_California_Li_Battery_8hr_150 | Tesla-Tracy Pump 230 kV Line #1 | CAISO_Li_Battery_8hr_Dispatch | Li-ion Battery (8-hr) | PG&E North
155 | Northern_California_Li_Battery_8hr_155 | Tesla-Tracy Pump 230 kV Line #1 | CAISO_Li_Battery_8hr_Dispatch | Li-ion Battery (8-hr) | PG&E North
158 | Northern_California_Li_Battery_8hr_158 | Tesla-Tracy Pump 230 kV Line #1 | CAISO_Li_Battery_8hr_Dispatch | Li-ion Battery (8-hr) | PG&E North
68 | Northern_California_Solar_68 | Tesla-Tracy Pump 230 kV Line #1 | Northern_California_Solar | Solar | PG&E North
76 | Northern_California_Solar_76 | Tesla-Tracy Pump 230 kV Line #1 | Northern_California_Solar | Solar | PG&E North
94 | Northern_California_Solar_94 | Tesla-Tracy Pump 230 kV Line #1 | Northern_California_Solar | Solar | PG&E North
112 | Northern_California_Solar_112 | Tesla-Tracy Pump 230 kV Line #1 | Northern_California_Solar | Solar | PG&E North
126 | Northern_California_Solar_126 | Tesla-Tracy Pump 230 kV Line #1 | Northern_California_Solar | Solar | PG&E North
135 | Northern_California_Solar_135 | Tesla-Tracy Pump 230 kV Line #1 | Northern_California_Solar | Solar | PG&E North
150 | Northern_California_Solar_150 | Tesla-Tracy Pump 230 kV Line #1 | Northern_California_Solar | Solar | PG&E North
155 | Northern_California_Solar_155 | Tesla-Tracy Pump 230 kV Line #1 | Northern_California_Solar | Solar | PG&E North
158 | Northern_California_Solar_158 | Tesla-Tracy Pump 230 kV Line #1 | Northern_California_Solar | Solar | PG&E North
76 | Northern_California_Wind_76 | Tesla-Tracy Pump 230 kV Line #1 | Northern_California_Wind | Wind | PG&E North
94 | Solano_Wind_94 | Tesla-Tracy Pump 230 kV Line #1 | Solano_Wind | Wind | PG&E North
126 | Solano_Wind_126 | Tesla-Tracy Pump 230 kV Line #1 | Solano_Wind | Wind | PG&E North
95 | Southern_PGAE_Solar_95 | Tesla-Tracy Pump 230 kV Line #1 | Southern_PGAE_Solar | Solar | PG&E North
111 | Southern_PGAE_Solar_111 | Tesla-Tracy Pump 230 kV Line #1 | Southern_PGAE_Solar | Solar | PG&E North
57 | Northern_California_Flow_Battery_57 | Tesla-Tracy-Pump 230 kV line #2 | CAISO_Flow_Battery_8hr_Dispatch | Flow Battery (8-hr) | PG&E North
68 | Northern_California_Flow_Battery_68 | Tesla-Tracy-Pump 230 kV line #2 | CAISO_Flow_Battery_8hr_Dispatch | Flow Battery (8-hr) | PG&E North
76 | Northern_California_Flow_Battery_76 | Tesla-Tracy-Pump 230 kV line #2 | CAISO_Flow_Battery_8hr_Dispatch | Flow Battery (8-hr) | PG&E North
80 | Northern_California_Flow_Battery_80 | Tesla-Tracy-Pump 230 kV line #2 | CAISO_Flow_Battery_8hr_Dispatch | Flow Battery (8-hr) | PG&E North
82 | Northern_California_Flow_Battery_82 | Tesla-Tracy-Pump 230 kV line #2 | CAISO_Flow_Battery_8hr_Dispatch | Flow Battery (8-hr) | PG&E North
83 | Northern_California_Flow_Battery_83 | Tesla-Tracy-Pump 230 kV line #2 | CAISO_Flow_Battery_8hr_Dispatch | Flow Battery (8-hr) | PG&E North
85 | Northern_California_Flow_Battery_85 | Tesla-Tracy-Pump 230 kV line #2 | CAISO_Flow_Battery_8hr_Dispatch | Flow Battery (8-hr) | PG&E North
94 | Northern_California_Flow_Battery_94 | Tesla-Tracy-Pump 230 kV line #2 | CAISO_Flow_Battery_8hr_Dispatch | Flow Battery (8-hr) | PG&E North
95 | Southern_PGAE_Flow_Battery_95 | Tesla-Tracy-Pump 230 kV line #2 | CAISO_Flow_Battery_8hr_Dispatch | Flow Battery (8-hr) | PG&E North
96 | Northern_California_Flow_Battery_96 | Tesla-Tracy-Pump 230 kV line #2 | CAISO_Flow_Battery_8hr_Dispatch | Flow Battery (8-hr) | PG&E North
99 | Southern_PGAE_Flow_Battery_99 | Tesla-Tracy-Pump 230 kV line #2 | CAISO_Flow_Battery_8hr_Dispatch | Flow Battery (8-hr) | PG&E North
111 | Southern_PGAE_Flow_Battery_111 | Tesla-Tracy-Pump 230 kV line #2 | CAISO_Flow_Battery_8hr_Dispatch | Flow Battery (8-hr) | PG&E North
112 | Northern_California_Flow_Battery_112 | Tesla-Tracy-Pump 230 kV line #2 | CAISO_Flow_Battery_8hr_Dispatch | Flow Battery (8-hr) | PG&E North
113 | Northern_California_Flow_Battery_113 | Tesla-Tracy-Pump 230 kV line #2 | CAISO_Flow_Battery_8hr_Dispatch | Flow Battery (8-hr) | PG&E North
116 | Northern_California_Flow_Battery_116 | Tesla-Tracy-Pump 230 kV line #2 | CAISO_Flow_Battery_8hr_Dispatch | Flow Battery (8-hr) | PG&E North
124 | Southern_PGAE_Flow_Battery_124 | Tesla-Tracy-Pump 230 kV line #2 | CAISO_Flow_Battery_8hr_Dispatch | Flow Battery (8-hr) | PG&E North
126 | Northern_California_Flow_Battery_126 | Tesla-Tracy-Pump 230 kV line #2 | CAISO_Flow_Battery_8hr_Dispatch | Flow Battery (8-hr) | PG&E North
127 | Northern_California_Flow_Battery_127 | Tesla-Tracy-Pump 230 kV line #2 | CAISO_Flow_Battery_8hr_Dispatch | Flow Battery (8-hr) | PG&E North
135 | Northern_California_Flow_Battery_135 | Tesla-Tracy-Pump 230 kV line #2 | CAISO_Flow_Battery_8hr_Dispatch | Flow Battery (8-hr) | PG&E North
150 | Northern_California_Flow_Battery_150 | Tesla-Tracy-Pump 230 kV line #2 | CAISO_Flow_Battery_8hr_Dispatch | Flow Battery (8-hr) | PG&E North
155 | Northern_California_Flow_Battery_155 | Tesla-Tracy-Pump 230 kV line #2 | CAISO_Flow_Battery_8hr_Dispatch | Flow Battery (8-hr) | PG&E North
158 | Northern_California_Flow_Battery_158 | Tesla-Tracy-Pump 230 kV line #2 | CAISO_Flow_Battery_8hr_Dispatch | Flow Battery (8-hr) | PG&E North
57 | Northern_California_Li_Battery_4hr_57 | Tesla-Tracy-Pump 230 kV line #2 | CAISO_Li_Battery_4hr_Dispatch | Li-ion Battery (4-hr) | PG&E North
68 | Northern_California_Li_Battery_4hr_68 | Tesla-Tracy-Pump 230 kV line #2 | CAISO_Li_Battery_4hr_Dispatch | Li-ion Battery (4-hr) | PG&E North
76 | Northern_California_Li_Battery_4hr_76 | Tesla-Tracy-Pump 230 kV line #2 | CAISO_Li_Battery_4hr_Dispatch | Li-ion Battery (4-hr) | PG&E North
80 | Northern_California_Li_Battery_4hr_80 | Tesla-Tracy-Pump 230 kV line #2 | CAISO_Li_Battery_4hr_Dispatch | Li-ion Battery (4-hr) | PG&E North
82 | Northern_California_Li_Battery_4hr_82 | Tesla-Tracy-Pump 230 kV line #2 | CAISO_Li_Battery_4hr_Dispatch | Li-ion Battery (4-hr) | PG&E North
83 | Northern_California_Li_Battery_4hr_83 | Tesla-Tracy-Pump 230 kV line #2 | CAISO_Li_Battery_4hr_Dispatch | Li-ion Battery (4-hr) | PG&E North
85 | Northern_California_Li_Battery_4hr_85 | Tesla-Tracy-Pump 230 kV line #2 | CAISO_Li_Battery_4hr_Dispatch | Li-ion Battery (4-hr) | PG&E North
94 | Northern_California_Li_Battery_4hr_94 | Tesla-Tracy-Pump 230 kV line #2 | CAISO_Li_Battery_4hr_Dispatch | Li-ion Battery (4-hr) | PG&E North
95 | Southern_PGAE_Li_Battery_4hr_95 | Tesla-Tracy-Pump 230 kV line #2 | CAISO_Li_Battery_4hr_Dispatch | Li-ion Battery (4-hr) | PG&E North
96 | Northern_California_Li_Battery_4hr_96 | Tesla-Tracy-Pump 230 kV line #2 | CAISO_Li_Battery_4hr_Dispatch | Li-ion Battery (4-hr) | PG&E North
99 | Southern_PGAE_Li_Battery_4hr_99 | Tesla-Tracy-Pump 230 kV line #2 | CAISO_Li_Battery_4hr_Dispatch | Li-ion Battery (4-hr) | PG&E North
111 | Southern_PGAE_Li_Battery_4hr_111 | Tesla-Tracy-Pump 230 kV line #2 | CAISO_Li_Battery_4hr_Dispatch | Li-ion Battery (4-hr) | PG&E North
112 | Northern_California_Li_Battery_4hr_112 | Tesla-Tracy-Pump 230 kV line #2 | CAISO_Li_Battery_4hr_Dispatch | Li-ion Battery (4-hr) | PG&E North
113 | Northern_California_Li_Battery_4hr_113 | Tesla-Tracy-Pump 230 kV line #2 | CAISO_Li_Battery_4hr_Dispatch | Li-ion Battery (4-hr) | PG&E North
116 | Northern_California_Li_Battery_4hr_116 | Tesla-Tracy-Pump 230 kV line #2 | CAISO_Li_Battery_4hr_Dispatch | Li-ion Battery (4-hr) | PG&E North
124 | Southern_PGAE_Li_Battery_4hr_124 | Tesla-Tracy-Pump 230 kV line #2 | CAISO_Li_Battery_4hr_Dispatch | Li-ion Battery (4-hr) | PG&E North
126 | Northern_California_Li_Battery_4hr_126 | Tesla-Tracy-Pump 230 kV line #2 | CAISO_Li_Battery_4hr_Dispatch | Li-ion Battery (4-hr) | PG&E North
127 | Northern_California_Li_Battery_4hr_127 | Tesla-Tracy-Pump 230 kV line #2 | CAISO_Li_Battery_4hr_Dispatch | Li-ion Battery (4-hr) | PG&E North
135 | Northern_California_Li_Battery_4hr_135 | Tesla-Tracy-Pump 230 kV line #2 | CAISO_Li_Battery_4hr_Dispatch | Li-ion Battery (4-hr) | PG&E North
150 | Northern_California_Li_Battery_4hr_150 | Tesla-Tracy-Pump 230 kV line #2 | CAISO_Li_Battery_4hr_Dispatch | Li-ion Battery (4-hr) | PG&E North
155 | Northern_California_Li_Battery_4hr_155 | Tesla-Tracy-Pump 230 kV line #2 | CAISO_Li_Battery_4hr_Dispatch | Li-ion Battery (4-hr) | PG&E North
158 | Northern_California_Li_Battery_4hr_158 | Tesla-Tracy-Pump 230 kV line #2 | CAISO_Li_Battery_4hr_Dispatch | Li-ion Battery (4-hr) | PG&E North
57 | Northern_California_Li_Battery_8hr_57 | Tesla-Tracy-Pump 230 kV line #2 | CAISO_Li_Battery_8hr_Dispatch | Li-ion Battery (8-hr) | PG&E North
68 | Northern_California_Li_Battery_8hr_68 | Tesla-Tracy-Pump 230 kV line #2 | CAISO_Li_Battery_8hr_Dispatch | Li-ion Battery (8-hr) | PG&E North
76 | Northern_California_Li_Battery_8hr_76 | Tesla-Tracy-Pump 230 kV line #2 | CAISO_Li_Battery_8hr_Dispatch | Li-ion Battery (8-hr) | PG&E North
80 | Northern_California_Li_Battery_8hr_80 | Tesla-Tracy-Pump 230 kV line #2 | CAISO_Li_Battery_8hr_Dispatch | Li-ion Battery (8-hr) | PG&E North
82 | Northern_California_Li_Battery_8hr_82 | Tesla-Tracy-Pump 230 kV line #2 | CAISO_Li_Battery_8hr_Dispatch | Li-ion Battery (8-hr) | PG&E North
83 | Northern_California_Li_Battery_8hr_83 | Tesla-Tracy-Pump 230 kV line #2 | CAISO_Li_Battery_8hr_Dispatch | Li-ion Battery (8-hr) | PG&E North
85 | Northern_California_Li_Battery_8hr_85 | Tesla-Tracy-Pump 230 kV line #2 | CAISO_Li_Battery_8hr_Dispatch | Li-ion Battery (8-hr) | PG&E North
94 | Northern_California_Li_Battery_8hr_94 | Tesla-Tracy-Pump 230 kV line #2 | CAISO_Li_Battery_8hr_Dispatch | Li-ion Battery (8-hr) | PG&E North
95 | Southern_PGAE_Li_Battery_8hr_95 | Tesla-Tracy-Pump 230 kV line #2 | CAISO_Li_Battery_8hr_Dispatch | Li-ion Battery (8-hr) | PG&E North
96 | Northern_California_Li_Battery_8hr_96 | Tesla-Tracy-Pump 230 kV line #2 | CAISO_Li_Battery_8hr_Dispatch | Li-ion Battery (8-hr) | PG&E North
99 | Southern_PGAE_Li_Battery_8hr_99 | Tesla-Tracy-Pump 230 kV line #2 | CAISO_Li_Battery_8hr_Dispatch | Li-ion Battery (8-hr) | PG&E North
111 | Southern_PGAE_Li_Battery_8hr_111 | Tesla-Tracy-Pump 230 kV line #2 | CAISO_Li_Battery_8hr_Dispatch | Li-ion Battery (8-hr) | PG&E North
112 | Northern_California_Li_Battery_8hr_112 | Tesla-Tracy-Pump 230 kV line #2 | CAISO_Li_Battery_8hr_Dispatch | Li-ion Battery (8-hr) | PG&E North
113 | Northern_California_Li_Battery_8hr_113 | Tesla-Tracy-Pump 230 kV line #2 | CAISO_Li_Battery_8hr_Dispatch | Li-ion Battery (8-hr) | PG&E North
116 | Northern_California_Li_Battery_8hr_116 | Tesla-Tracy-Pump 230 kV line #2 | CAISO_Li_Battery_8hr_Dispatch | Li-ion Battery (8-hr) | PG&E North
124 | Southern_PGAE_Li_Battery_8hr_124 | Tesla-Tracy-Pump 230 kV line #2 | CAISO_Li_Battery_8hr_Dispatch | Li-ion Battery (8-hr) | PG&E North
126 | Northern_California_Li_Battery_8hr_126 | Tesla-Tracy-Pump 230 kV line #2 | CAISO_Li_Battery_8hr_Dispatch | Li-ion Battery (8-hr) | PG&E North
127 | Northern_California_Li_Battery_8hr_127 | Tesla-Tracy-Pump 230 kV line #2 | CAISO_Li_Battery_8hr_Dispatch | Li-ion Battery (8-hr) | PG&E North
135 | Northern_California_Li_Battery_8hr_135 | Tesla-Tracy-Pump 230 kV line #2 | CAISO_Li_Battery_8hr_Dispatch | Li-ion Battery (8-hr) | PG&E North
150 | Northern_California_Li_Battery_8hr_150 | Tesla-Tracy-Pump 230 kV line #2 | CAISO_Li_Battery_8hr_Dispatch | Li-ion Battery (8-hr) | PG&E North
155 | Northern_California_Li_Battery_8hr_155 | Tesla-Tracy-Pump 230 kV line #2 | CAISO_Li_Battery_8hr_Dispatch | Li-ion Battery (8-hr) | PG&E North
158 | Northern_California_Li_Battery_8hr_158 | Tesla-Tracy-Pump 230 kV line #2 | CAISO_Li_Battery_8hr_Dispatch | Li-ion Battery (8-hr) | PG&E North
57 | Northern_California_Solar_57 | Tesla-Tracy-Pump 230 kV line #2 | Northern_California_Solar | Solar | PG&E North
68 | Northern_California_Solar_68 | Tesla-Tracy-Pump 230 kV line #2 | Northern_California_Solar | Solar | PG&E North
76 | Northern_California_Solar_76 | Tesla-Tracy-Pump 230 kV line #2 | Northern_California_Solar | Solar | PG&E North
80 | Northern_California_Solar_80 | Tesla-Tracy-Pump 230 kV line #2 | Northern_California_Solar | Solar | PG&E North
82 | Northern_California_Solar_82 | Tesla-Tracy-Pump 230 kV line #2 | Northern_California_Solar | Solar | PG&E North
83 | Northern_California_Solar_83 | Tesla-Tracy-Pump 230 kV line #2 | Northern_California_Solar | Solar | PG&E North
85 | Northern_California_Solar_85 | Tesla-Tracy-Pump 230 kV line #2 | Northern_California_Solar | Solar | PG&E North
94 | Northern_California_Solar_94 | Tesla-Tracy-Pump 230 kV line #2 | Northern_California_Solar | Solar | PG&E North
96 | Northern_California_Solar_96 | Tesla-Tracy-Pump 230 kV line #2 | Northern_California_Solar | Solar | PG&E North
112 | Northern_California_Solar_112 | Tesla-Tracy-Pump 230 kV line #2 | Northern_California_Solar | Solar | PG&E North
113 | Northern_California_Solar_113 | Tesla-Tracy-Pump 230 kV line #2 | Northern_California_Solar | Solar | PG&E North
116 | Northern_California_Solar_116 | Tesla-Tracy-Pump 230 kV line #2 | Northern_California_Solar | Solar | PG&E North
126 | Northern_California_Solar_126 | Tesla-Tracy-Pump 230 kV line #2 | Northern_California_Solar | Solar | PG&E North
127 | Northern_California_Solar_127 | Tesla-Tracy-Pump 230 kV line #2 | Northern_California_Solar | Solar | PG&E North
135 | Northern_California_Solar_135 | Tesla-Tracy-Pump 230 kV line #2 | Northern_California_Solar | Solar | PG&E North
150 | Northern_California_Solar_150 | Tesla-Tracy-Pump 230 kV line #2 | Northern_California_Solar | Solar | PG&E North
155 | Northern_California_Solar_155 | Tesla-Tracy-Pump 230 kV line #2 | Northern_California_Solar | Solar | PG&E North
158 | Northern_California_Solar_158 | Tesla-Tracy-Pump 230 kV line #2 | Northern_California_Solar | Solar | PG&E North
76 | Northern_California_Wind_76 | Tesla-Tracy-Pump 230 kV line #2 | Northern_California_Wind | Wind | PG&E North
83 | Northern_California_Wind_83 | Tesla-Tracy-Pump 230 kV line #2 | Northern_California_Wind | Wind | PG&E North
85 | Solano_Wind_85 | Tesla-Tracy-Pump 230 kV line #2 | Solano_Wind | Wind | PG&E North
94 | Solano_Wind_94 | Tesla-Tracy-Pump 230 kV line #2 | Solano_Wind | Wind | PG&E North
126 | Solano_Wind_126 | Tesla-Tracy-Pump 230 kV line #2 | Solano_Wind | Wind | PG&E North
95 | Southern_PGAE_Solar_95 | Tesla-Tracy-Pump 230 kV line #2 | Southern_PGAE_Solar | Solar | PG&E North
99 | Southern_PGAE_Solar_99 | Tesla-Tracy-Pump 230 kV line #2 | Southern_PGAE_Solar | Solar | PG&E North
111 | Southern_PGAE_Solar_111 | Tesla-Tracy-Pump 230 kV line #2 | Southern_PGAE_Solar | Solar | PG&E North
124 | Southern_PGAE_Solar_124 | Tesla-Tracy-Pump 230 kV line #2 | Southern_PGAE_Solar | Solar | PG&E North
129 | Riverside_Flow_Battery_129 | Trabuco-Capistrano 138 kV constraint | CAISO_Flow_Battery_8hr_Dispatch | Flow Battery (8-hr) | SCE Eastern
129 | Riverside_Li_Battery_4hr_129 | Trabuco-Capistrano 138 kV constraint | CAISO_Li_Battery_4hr_Dispatch | Li-ion Battery (4-hr) | SCE Eastern
129 | Riverside_Li_Battery_8hr_129 | Trabuco-Capistrano 138 kV constraint | CAISO_Li_Battery_8hr_Dispatch | Li-ion Battery (8-hr) | SCE Eastern
129 | Riverside_Solar_129 | Trabuco-Capistrano 138 kV constraint | Riverside_Solar | Solar | SCE Eastern
93 | Southern_PGAE_Flow_Battery_93 | Tranquility-Helm 230kV Line | CAISO_Flow_Battery_8hr_Dispatch | Flow Battery (8-hr) | PG&E South
117 | Southern_PGAE_Flow_Battery_117 | Tranquility-Helm 230kV Line | CAISO_Flow_Battery_8hr_Dispatch | Flow Battery (8-hr) | PG&E South
139 | Southern_PGAE_Flow_Battery_139 | Tranquility-Helm 230kV Line | CAISO_Flow_Battery_8hr_Dispatch | Flow Battery (8-hr) | PG&E South
140 | Southern_PGAE_Flow_Battery_140 | Tranquility-Helm 230kV Line | CAISO_Flow_Battery_8hr_Dispatch | Flow Battery (8-hr) | PG&E South
151 | Southern_PGAE_Flow_Battery_151 | Tranquility-Helm 230kV Line | CAISO_Flow_Battery_8hr_Dispatch | Flow Battery (8-hr) | PG&E South
154 | Southern_PGAE_Flow_Battery_154 | Tranquility-Helm 230kV Line | CAISO_Flow_Battery_8hr_Dispatch | Flow Battery (8-hr) | PG&E South
161 | Southern_PGAE_Flow_Battery_161 | Tranquility-Helm 230kV Line | CAISO_Flow_Battery_8hr_Dispatch | Flow Battery (8-hr) | PG&E South
162 | Southern_PGAE_Flow_Battery_162 | Tranquility-Helm 230kV Line | CAISO_Flow_Battery_8hr_Dispatch | Flow Battery (8-hr) | PG&E South
163 | Southern_PGAE_Flow_Battery_163 | Tranquility-Helm 230kV Line | CAISO_Flow_Battery_8hr_Dispatch | Flow Battery (8-hr) | PG&E South
164 | Southern_PGAE_Flow_Battery_164 | Tranquility-Helm 230kV Line | CAISO_Flow_Battery_8hr_Dispatch | Flow Battery (8-hr) | PG&E South
165 | Southern_PGAE_Flow_Battery_165 | Tranquility-Helm 230kV Line | CAISO_Flow_Battery_8hr_Dispatch | Flow Battery (8-hr) | PG&E South
166 | Northern_California_Flow_Battery_166 | Tranquility-Helm 230kV Line | CAISO_Flow_Battery_8hr_Dispatch | Flow Battery (8-hr) | PG&E South
168 | Southern_PGAE_Flow_Battery_168 | Tranquility-Helm 230kV Line | CAISO_Flow_Battery_8hr_Dispatch | Flow Battery (8-hr) | PG&E South
169 | Southern_PGAE_Flow_Battery_169 | Tranquility-Helm 230kV Line | CAISO_Flow_Battery_8hr_Dispatch | Flow Battery (8-hr) | PG&E South
170 | Southern_PGAE_Flow_Battery_170 | Tranquility-Helm 230kV Line | CAISO_Flow_Battery_8hr_Dispatch | Flow Battery (8-hr) | PG&E South
174 | Southern_PGAE_Flow_Battery_174 | Tranquility-Helm 230kV Line | CAISO_Flow_Battery_8hr_Dispatch | Flow Battery (8-hr) | PG&E South
176 | Southern_PGAE_Flow_Battery_176 | Tranquility-Helm 230kV Line | CAISO_Flow_Battery_8hr_Dispatch | Flow Battery (8-hr) | PG&E South
93 | Southern_PGAE_Li_Battery_4hr_93 | Tranquility-Helm 230kV Line | CAISO_Li_Battery_4hr_Dispatch | Li-ion Battery (4-hr) | PG&E South
117 | Southern_PGAE_Li_Battery_4hr_117 | Tranquility-Helm 230kV Line | CAISO_Li_Battery_4hr_Dispatch | Li-ion Battery (4-hr) | PG&E South
139 | Southern_PGAE_Li_Battery_4hr_139 | Tranquility-Helm 230kV Line | CAISO_Li_Battery_4hr_Dispatch | Li-ion Battery (4-hr) | PG&E South
140 | Southern_PGAE_Li_Battery_4hr_140 | Tranquility-Helm 230kV Line | CAISO_Li_Battery_4hr_Dispatch | Li-ion Battery (4-hr) | PG&E South
151 | Southern_PGAE_Li_Battery_4hr_151 | Tranquility-Helm 230kV Line | CAISO_Li_Battery_4hr_Dispatch | Li-ion Battery (4-hr) | PG&E South
154 | Southern_PGAE_Li_Battery_4hr_154 | Tranquility-Helm 230kV Line | CAISO_Li_Battery_4hr_Dispatch | Li-ion Battery (4-hr) | PG&E South
161 | Southern_PGAE_Li_Battery_4hr_161 | Tranquility-Helm 230kV Line | CAISO_Li_Battery_4hr_Dispatch | Li-ion Battery (4-hr) | PG&E South
162 | Southern_PGAE_Li_Battery_4hr_162 | Tranquility-Helm 230kV Line | CAISO_Li_Battery_4hr_Dispatch | Li-ion Battery (4-hr) | PG&E South
163 | Southern_PGAE_Li_Battery_4hr_163 | Tranquility-Helm 230kV Line | CAISO_Li_Battery_4hr_Dispatch | Li-ion Battery (4-hr) | PG&E South
164 | Southern_PGAE_Li_Battery_4hr_164 | Tranquility-Helm 230kV Line | CAISO_Li_Battery_4hr_Dispatch | Li-ion Battery (4-hr) | PG&E South
165 | Southern_PGAE_Li_Battery_4hr_165 | Tranquility-Helm 230kV Line | CAISO_Li_Battery_4hr_Dispatch | Li-ion Battery (4-hr) | PG&E South
166 | Northern_California_Li_Battery_4hr_166 | Tranquility-Helm 230kV Line | CAISO_Li_Battery_4hr_Dispatch | Li-ion Battery (4-hr) | PG&E South
168 | Southern_PGAE_Li_Battery_4hr_168 | Tranquility-Helm 230kV Line | CAISO_Li_Battery_4hr_Dispatch | Li-ion Battery (4-hr) | PG&E South
169 | Southern_PGAE_Li_Battery_4hr_169 | Tranquility-Helm 230kV Line | CAISO_Li_Battery_4hr_Dispatch | Li-ion Battery (4-hr) | PG&E South
170 | Southern_PGAE_Li_Battery_4hr_170 | Tranquility-Helm 230kV Line | CAISO_Li_Battery_4hr_Dispatch | Li-ion Battery (4-hr) | PG&E South
174 | Southern_PGAE_Li_Battery_4hr_174 | Tranquility-Helm 230kV Line | CAISO_Li_Battery_4hr_Dispatch | Li-ion Battery (4-hr) | PG&E South
176 | Southern_PGAE_Li_Battery_4hr_176 | Tranquility-Helm 230kV Line | CAISO_Li_Battery_4hr_Dispatch | Li-ion Battery (4-hr) | PG&E South
93 | Southern_PGAE_Li_Battery_8hr_93 | Tranquility-Helm 230kV Line | CAISO_Li_Battery_8hr_Dispatch | Li-ion Battery (8-hr) | PG&E South
117 | Southern_PGAE_Li_Battery_8hr_117 | Tranquility-Helm 230kV Line | CAISO_Li_Battery_8hr_Dispatch | Li-ion Battery (8-hr) | PG&E South
139 | Southern_PGAE_Li_Battery_8hr_139 | Tranquility-Helm 230kV Line | CAISO_Li_Battery_8hr_Dispatch | Li-ion Battery (8-hr) | PG&E South
140 | Southern_PGAE_Li_Battery_8hr_140 | Tranquility-Helm 230kV Line | CAISO_Li_Battery_8hr_Dispatch | Li-ion Battery (8-hr) | PG&E South
151 | Southern_PGAE_Li_Battery_8hr_151 | Tranquility-Helm 230kV Line | CAISO_Li_Battery_8hr_Dispatch | Li-ion Battery (8-hr) | PG&E South
154 | Southern_PGAE_Li_Battery_8hr_154 | Tranquility-Helm 230kV Line | CAISO_Li_Battery_8hr_Dispatch | Li-ion Battery (8-hr) | PG&E South
161 | Southern_PGAE_Li_Battery_8hr_161 | Tranquility-Helm 230kV Line | CAISO_Li_Battery_8hr_Dispatch | Li-ion Battery (8-hr) | PG&E South
162 | Southern_PGAE_Li_Battery_8hr_162 | Tranquility-Helm 230kV Line | CAISO_Li_Battery_8hr_Dispatch | Li-ion Battery (8-hr) | PG&E South
163 | Southern_PGAE_Li_Battery_8hr_163 | Tranquility-Helm 230kV Line | CAISO_Li_Battery_8hr_Dispatch | Li-ion Battery (8-hr) | PG&E South
164 | Southern_PGAE_Li_Battery_8hr_164 | Tranquility-Helm 230kV Line | CAISO_Li_Battery_8hr_Dispatch | Li-ion Battery (8-hr) | PG&E South
165 | Southern_PGAE_Li_Battery_8hr_165 | Tranquility-Helm 230kV Line | CAISO_Li_Battery_8hr_Dispatch | Li-ion Battery (8-hr) | PG&E South
166 | Northern_California_Li_Battery_8hr_166 | Tranquility-Helm 230kV Line | CAISO_Li_Battery_8hr_Dispatch | Li-ion Battery (8-hr) | PG&E South
168 | Southern_PGAE_Li_Battery_8hr_168 | Tranquility-Helm 230kV Line | CAISO_Li_Battery_8hr_Dispatch | Li-ion Battery (8-hr) | PG&E South
169 | Southern_PGAE_Li_Battery_8hr_169 | Tranquility-Helm 230kV Line | CAISO_Li_Battery_8hr_Dispatch | Li-ion Battery (8-hr) | PG&E South
170 | Southern_PGAE_Li_Battery_8hr_170 | Tranquility-Helm 230kV Line | CAISO_Li_Battery_8hr_Dispatch | Li-ion Battery (8-hr) | PG&E South
174 | Southern_PGAE_Li_Battery_8hr_174 | Tranquility-Helm 230kV Line | CAISO_Li_Battery_8hr_Dispatch | Li-ion Battery (8-hr) | PG&E South
176 | Southern_PGAE_Li_Battery_8hr_176 | Tranquility-Helm 230kV Line | CAISO_Li_Battery_8hr_Dispatch | Li-ion Battery (8-hr) | PG&E South
154 | Central_Valley_North_Los_Banos_Wind_154 | Tranquility-Helm 230kV Line | Central_Valley_North_Los_Banos_Wind | Wind | PG&E South
162 | Central_Valley_North_Los_Banos_Wind_162 | Tranquility-Helm 230kV Line | Central_Valley_North_Los_Banos_Wind | Wind | PG&E South
166 | Northern_California_Solar_166 | Tranquility-Helm 230kV Line | Northern_California_Solar | Solar | PG&E South
93 | Southern_PGAE_Solar_93 | Tranquility-Helm 230kV Line | Southern_PGAE_Solar | Solar | PG&E South
117 | Southern_PGAE_Solar_117 | Tranquility-Helm 230kV Line | Southern_PGAE_Solar | Solar | PG&E South
139 | Southern_PGAE_Solar_139 | Tranquility-Helm 230kV Line | Southern_PGAE_Solar | Solar | PG&E South
140 | Southern_PGAE_Solar_140 | Tranquility-Helm 230kV Line | Southern_PGAE_Solar | Solar | PG&E South
151 | Southern_PGAE_Solar_151 | Tranquility-Helm 230kV Line | Southern_PGAE_Solar | Solar | PG&E South
154 | Southern_PGAE_Solar_154 | Tranquility-Helm 230kV Line | Southern_PGAE_Solar | Solar | PG&E South
161 | Southern_PGAE_Solar_161 | Tranquility-Helm 230kV Line | Southern_PGAE_Solar | Solar | PG&E South
162 | Southern_PGAE_Solar_162 | Tranquility-Helm 230kV Line | Southern_PGAE_Solar | Solar | PG&E South
163 | Southern_PGAE_Solar_163 | Tranquility-Helm 230kV Line | Southern_PGAE_Solar | Solar | PG&E South
164 | Southern_PGAE_Solar_164 | Tranquility-Helm 230kV Line | Southern_PGAE_Solar | Solar | PG&E South
165 | Southern_PGAE_Solar_165 | Tranquility-Helm 230kV Line | Southern_PGAE_Solar | Solar | PG&E South
168 | Southern_PGAE_Solar_168 | Tranquility-Helm 230kV Line | Southern_PGAE_Solar | Solar | PG&E South
169 | Southern_PGAE_Solar_169 | Tranquility-Helm 230kV Line | Southern_PGAE_Solar | Solar | PG&E South
170 | Southern_PGAE_Solar_170 | Tranquility-Helm 230kV Line | Southern_PGAE_Solar | Solar | PG&E South
174 | Southern_PGAE_Solar_174 | Tranquility-Helm 230kV Line | Southern_PGAE_Solar | Solar | PG&E South
176 | Southern_PGAE_Solar_176 | Tranquility-Helm 230kV Line | Southern_PGAE_Solar | Solar | PG&E South
5 | Northern_California_Flow_Battery_5 | Vaca Dixon-Tesla 500kV Line | CAISO_Flow_Battery_8hr_Dispatch | Flow Battery (8-hr) | PG&E North
17 | Southern_PGAE_Flow_Battery_17 | Vaca Dixon-Tesla 500kV Line | CAISO_Flow_Battery_8hr_Dispatch | Flow Battery (8-hr) | PG&E North
25 | Northern_California_Flow_Battery_25 | Vaca Dixon-Tesla 500kV Line | CAISO_Flow_Battery_8hr_Dispatch | Flow Battery (8-hr) | PG&E North
26 | Northern_California_Flow_Battery_26 | Vaca Dixon-Tesla 500kV Line | CAISO_Flow_Battery_8hr_Dispatch | Flow Battery (8-hr) | PG&E North
35 | Northern_California_Flow_Battery_35 | Vaca Dixon-Tesla 500kV Line | CAISO_Flow_Battery_8hr_Dispatch | Flow Battery (8-hr) | PG&E North
38 | Northern_California_Flow_Battery_38 | Vaca Dixon-Tesla 500kV Line | CAISO_Flow_Battery_8hr_Dispatch | Flow Battery (8-hr) | PG&E North
51 | Northern_California_Flow_Battery_51 | Vaca Dixon-Tesla 500kV Line | CAISO_Flow_Battery_8hr_Dispatch | Flow Battery (8-hr) | PG&E North
76 | Northern_California_Flow_Battery_76 | Vaca Dixon-Tesla 500kV Line | CAISO_Flow_Battery_8hr_Dispatch | Flow Battery (8-hr) | PG&E North
80 | Northern_California_Flow_Battery_80 | Vaca Dixon-Tesla 500kV Line | CAISO_Flow_Battery_8hr_Dispatch | Flow Battery (8-hr) | PG&E North
83 | Northern_California_Flow_Battery_83 | Vaca Dixon-Tesla 500kV Line | CAISO_Flow_Battery_8hr_Dispatch | Flow Battery (8-hr) | PG&E North
85 | Northern_California_Flow_Battery_85 | Vaca Dixon-Tesla 500kV Line | CAISO_Flow_Battery_8hr_Dispatch | Flow Battery (8-hr) | PG&E North
94 | Northern_California_Flow_Battery_94 | Vaca Dixon-Tesla 500kV Line | CAISO_Flow_Battery_8hr_Dispatch | Flow Battery (8-hr) | PG&E North
95 | Southern_PGAE_Flow_Battery_95 | Vaca Dixon-Tesla 500kV Line | CAISO_Flow_Battery_8hr_Dispatch | Flow Battery (8-hr) | PG&E North
112 | Northern_California_Flow_Battery_112 | Vaca Dixon-Tesla 500kV Line | CAISO_Flow_Battery_8hr_Dispatch | Flow Battery (8-hr) | PG&E North
122 | Northern_California_Flow_Battery_122 | Vaca Dixon-Tesla 500kV Line | CAISO_Flow_Battery_8hr_Dispatch | Flow Battery (8-hr) | PG&E North
126 | Northern_California_Flow_Battery_126 | Vaca Dixon-Tesla 500kV Line | CAISO_Flow_Battery_8hr_Dispatch | Flow Battery (8-hr) | PG&E North
127 | Northern_California_Flow_Battery_127 | Vaca Dixon-Tesla 500kV Line | CAISO_Flow_Battery_8hr_Dispatch | Flow Battery (8-hr) | PG&E North
141 | Northern_California_Flow_Battery_141 | Vaca Dixon-Tesla 500kV Line | CAISO_Flow_Battery_8hr_Dispatch | Flow Battery (8-hr) | PG&E North
144 | Northern_California_Flow_Battery_144 | Vaca Dixon-Tesla 500kV Line | CAISO_Flow_Battery_8hr_Dispatch | Flow Battery (8-hr) | PG&E North
149 | Northern_California_Flow_Battery_149 | Vaca Dixon-Tesla 500kV Line | CAISO_Flow_Battery_8hr_Dispatch | Flow Battery (8-hr) | PG&E North
150 | Northern_California_Flow_Battery_150 | Vaca Dixon-Tesla 500kV Line | CAISO_Flow_Battery_8hr_Dispatch | Flow Battery (8-hr) | PG&E North
155 | Northern_California_Flow_Battery_155 | Vaca Dixon-Tesla 500kV Line | CAISO_Flow_Battery_8hr_Dispatch | Flow Battery (8-hr) | PG&E North
157 | Northern_California_Flow_Battery_157 | Vaca Dixon-Tesla 500kV Line | CAISO_Flow_Battery_8hr_Dispatch | Flow Battery (8-hr) | PG&E North
158 | Northern_California_Flow_Battery_158 | Vaca Dixon-Tesla 500kV Line | CAISO_Flow_Battery_8hr_Dispatch | Flow Battery (8-hr) | PG&E North
159 | Northern_California_Flow_Battery_159 | Vaca Dixon-Tesla 500kV Line | CAISO_Flow_Battery_8hr_Dispatch | Flow Battery (8-hr) | PG&E North
172 | Northern_California_Flow_Battery_172 | Vaca Dixon-Tesla 500kV Line | CAISO_Flow_Battery_8hr_Dispatch | Flow Battery (8-hr) | PG&E North
179 | Northern_California_Flow_Battery_179 | Vaca Dixon-Tesla 500kV Line | CAISO_Flow_Battery_8hr_Dispatch | Flow Battery (8-hr) | PG&E North
5 | Northern_California_Li_Battery_4hr_5 | Vaca Dixon-Tesla 500kV Line | CAISO_Li_Battery_4hr_Dispatch | Li-ion Battery (4-hr) | PG&E North
17 | Southern_PGAE_Li_Battery_4hr_17 | Vaca Dixon-Tesla 500kV Line | CAISO_Li_Battery_4hr_Dispatch | Li-ion Battery (4-hr) | PG&E North
25 | Northern_California_Li_Battery_4hr_25 | Vaca Dixon-Tesla 500kV Line | CAISO_Li_Battery_4hr_Dispatch | Li-ion Battery (4-hr) | PG&E North
26 | Northern_California_Li_Battery_4hr_26 | Vaca Dixon-Tesla 500kV Line | CAISO_Li_Battery_4hr_Dispatch | Li-ion Battery (4-hr) | PG&E North
35 | Northern_California_Li_Battery_4hr_35 | Vaca Dixon-Tesla 500kV Line | CAISO_Li_Battery_4hr_Dispatch | Li-ion Battery (4-hr) | PG&E North
38 | Northern_California_Li_Battery_4hr_38 | Vaca Dixon-Tesla 500kV Line | CAISO_Li_Battery_4hr_Dispatch | Li-ion Battery (4-hr) | PG&E North
51 | Northern_California_Li_Battery_4hr_51 | Vaca Dixon-Tesla 500kV Line | CAISO_Li_Battery_4hr_Dispatch | Li-ion Battery (4-hr) | PG&E North
76 | Northern_California_Li_Battery_4hr_76 | Vaca Dixon-Tesla 500kV Line | CAISO_Li_Battery_4hr_Dispatch | Li-ion Battery (4-hr) | PG&E North
80 | Northern_California_Li_Battery_4hr_80 | Vaca Dixon-Tesla 500kV Line | CAISO_Li_Battery_4hr_Dispatch | Li-ion Battery (4-hr) | PG&E North
83 | Northern_California_Li_Battery_4hr_83 | Vaca Dixon-Tesla 500kV Line | CAISO_Li_Battery_4hr_Dispatch | Li-ion Battery (4-hr) | PG&E North
85 | Northern_California_Li_Battery_4hr_85 | Vaca Dixon-Tesla 500kV Line | CAISO_Li_Battery_4hr_Dispatch | Li-ion Battery (4-hr) | PG&E North
94 | Northern_California_Li_Battery_4hr_94 | Vaca Dixon-Tesla 500kV Line | CAISO_Li_Battery_4hr_Dispatch | Li-ion Battery (4-hr) | PG&E North
95 | Southern_PGAE_Li_Battery_4hr_95 | Vaca Dixon-Tesla 500kV Line | CAISO_Li_Battery_4hr_Dispatch | Li-ion Battery (4-hr) | PG&E North
112 | Northern_California_Li_Battery_4hr_112 | Vaca Dixon-Tesla 500kV Line | CAISO_Li_Battery_4hr_Dispatch | Li-ion Battery (4-hr) | PG&E North
122 | Northern_California_Li_Battery_4hr_122 | Vaca Dixon-Tesla 500kV Line | CAISO_Li_Battery_4hr_Dispatch | Li-ion Battery (4-hr) | PG&E North
126 | Northern_California_Li_Battery_4hr_126 | Vaca Dixon-Tesla 500kV Line | CAISO_Li_Battery_4hr_Dispatch | Li-ion Battery (4-hr) | PG&E North
127 | Northern_California_Li_Battery_4hr_127 | Vaca Dixon-Tesla 500kV Line | CAISO_Li_Battery_4hr_Dispatch | Li-ion Battery (4-hr) | PG&E North
141 | Northern_California_Li_Battery_4hr_141 | Vaca Dixon-Tesla 500kV Line | CAISO_Li_Battery_4hr_Dispatch | Li-ion Battery (4-hr) | PG&E North
144 | Northern_California_Li_Battery_4hr_144 | Vaca Dixon-Tesla 500kV Line | CAISO_Li_Battery_4hr_Dispatch | Li-ion Battery (4-hr) | PG&E North
149 | Northern_California_Li_Battery_4hr_149 | Vaca Dixon-Tesla 500kV Line | CAISO_Li_Battery_4hr_Dispatch | Li-ion Battery (4-hr) | PG&E North
150 | Northern_California_Li_Battery_4hr_150 | Vaca Dixon-Tesla 500kV Line | CAISO_Li_Battery_4hr_Dispatch | Li-ion Battery (4-hr) | PG&E North
155 | Northern_California_Li_Battery_4hr_155 | Vaca Dixon-Tesla 500kV Line | CAISO_Li_Battery_4hr_Dispatch | Li-ion Battery (4-hr) | PG&E North
157 | Northern_California_Li_Battery_4hr_157 | Vaca Dixon-Tesla 500kV Line | CAISO_Li_Battery_4hr_Dispatch | Li-ion Battery (4-hr) | PG&E North
158 | Northern_California_Li_Battery_4hr_158 | Vaca Dixon-Tesla 500kV Line | CAISO_Li_Battery_4hr_Dispatch | Li-ion Battery (4-hr) | PG&E North
159 | Northern_California_Li_Battery_4hr_159 | Vaca Dixon-Tesla 500kV Line | CAISO_Li_Battery_4hr_Dispatch | Li-ion Battery (4-hr) | PG&E North
172 | Northern_California_Li_Battery_4hr_172 | Vaca Dixon-Tesla 500kV Line | CAISO_Li_Battery_4hr_Dispatch | Li-ion Battery (4-hr) | PG&E North
179 | Northern_California_Li_Battery_4hr_179 | Vaca Dixon-Tesla 500kV Line | CAISO_Li_Battery_4hr_Dispatch | Li-ion Battery (4-hr) | PG&E North
5 | Northern_California_Li_Battery_8hr_5 | Vaca Dixon-Tesla 500kV Line | CAISO_Li_Battery_8hr_Dispatch | Li-ion Battery (8-hr) | PG&E North
17 | Southern_PGAE_Li_Battery_8hr_17 | Vaca Dixon-Tesla 500kV Line | CAISO_Li_Battery_8hr_Dispatch | Li-ion Battery (8-hr) | PG&E North
25 | Northern_California_Li_Battery_8hr_25 | Vaca Dixon-Tesla 500kV Line | CAISO_Li_Battery_8hr_Dispatch | Li-ion Battery (8-hr) | PG&E North
26 | Northern_California_Li_Battery_8hr_26 | Vaca Dixon-Tesla 500kV Line | CAISO_Li_Battery_8hr_Dispatch | Li-ion Battery (8-hr) | PG&E North
35 | Northern_California_Li_Battery_8hr_35 | Vaca Dixon-Tesla 500kV Line | CAISO_Li_Battery_8hr_Dispatch | Li-ion Battery (8-hr) | PG&E North
38 | Northern_California_Li_Battery_8hr_38 | Vaca Dixon-Tesla 500kV Line | CAISO_Li_Battery_8hr_Dispatch | Li-ion Battery (8-hr) | PG&E North
51 | Northern_California_Li_Battery_8hr_51 | Vaca Dixon-Tesla 500kV Line | CAISO_Li_Battery_8hr_Dispatch | Li-ion Battery (8-hr) | PG&E North
76 | Northern_California_Li_Battery_8hr_76 | Vaca Dixon-Tesla 500kV Line | CAISO_Li_Battery_8hr_Dispatch | Li-ion Battery (8-hr) | PG&E North
80 | Northern_California_Li_Battery_8hr_80 | Vaca Dixon-Tesla 500kV Line | CAISO_Li_Battery_8hr_Dispatch | Li-ion Battery (8-hr) | PG&E North
83 | Northern_California_Li_Battery_8hr_83 | Vaca Dixon-Tesla 500kV Line | CAISO_Li_Battery_8hr_Dispatch | Li-ion Battery (8-hr) | PG&E North
85 | Northern_California_Li_Battery_8hr_85 | Vaca Dixon-Tesla 500kV Line | CAISO_Li_Battery_8hr_Dispatch | Li-ion Battery (8-hr) | PG&E North
94 | Northern_California_Li_Battery_8hr_94 | Vaca Dixon-Tesla 500kV Line | CAISO_Li_Battery_8hr_Dispatch | Li-ion Battery (8-hr) | PG&E North
95 | Southern_PGAE_Li_Battery_8hr_95 | Vaca Dixon-Tesla 500kV Line | CAISO_Li_Battery_8hr_Dispatch | Li-ion Battery (8-hr) | PG&E North
112 | Northern_California_Li_Battery_8hr_112 | Vaca Dixon-Tesla 500kV Line | CAISO_Li_Battery_8hr_Dispatch | Li-ion Battery (8-hr) | PG&E North
122 | Northern_California_Li_Battery_8hr_122 | Vaca Dixon-Tesla 500kV Line | CAISO_Li_Battery_8hr_Dispatch | Li-ion Battery (8-hr) | PG&E North
126 | Northern_California_Li_Battery_8hr_126 | Vaca Dixon-Tesla 500kV Line | CAISO_Li_Battery_8hr_Dispatch | Li-ion Battery (8-hr) | PG&E North
127 | Northern_California_Li_Battery_8hr_127 | Vaca Dixon-Tesla 500kV Line | CAISO_Li_Battery_8hr_Dispatch | Li-ion Battery (8-hr) | PG&E North
141 | Northern_California_Li_Battery_8hr_141 | Vaca Dixon-Tesla 500kV Line | CAISO_Li_Battery_8hr_Dispatch | Li-ion Battery (8-hr) | PG&E North
144 | Northern_California_Li_Battery_8hr_144 | Vaca Dixon-Tesla 500kV Line | CAISO_Li_Battery_8hr_Dispatch | Li-ion Battery (8-hr) | PG&E North
149 | Northern_California_Li_Battery_8hr_149 | Vaca Dixon-Tesla 500kV Line | CAISO_Li_Battery_8hr_Dispatch | Li-ion Battery (8-hr) | PG&E North
150 | Northern_California_Li_Battery_8hr_150 | Vaca Dixon-Tesla 500kV Line | CAISO_Li_Battery_8hr_Dispatch | Li-ion Battery (8-hr) | PG&E North
155 | Northern_California_Li_Battery_8hr_155 | Vaca Dixon-Tesla 500kV Line | CAISO_Li_Battery_8hr_Dispatch | Li-ion Battery (8-hr) | PG&E North
157 | Northern_California_Li_Battery_8hr_157 | Vaca Dixon-Tesla 500kV Line | CAISO_Li_Battery_8hr_Dispatch | Li-ion Battery (8-hr) | PG&E North
158 | Northern_California_Li_Battery_8hr_158 | Vaca Dixon-Tesla 500kV Line | CAISO_Li_Battery_8hr_Dispatch | Li-ion Battery (8-hr) | PG&E North
159 | Northern_California_Li_Battery_8hr_159 | Vaca Dixon-Tesla 500kV Line | CAISO_Li_Battery_8hr_Dispatch | Li-ion Battery (8-hr) | PG&E North
172 | Northern_California_Li_Battery_8hr_172 | Vaca Dixon-Tesla 500kV Line | CAISO_Li_Battery_8hr_Dispatch | Li-ion Battery (8-hr) | PG&E North
179 | Northern_California_Li_Battery_8hr_179 | Vaca Dixon-Tesla 500kV Line | CAISO_Li_Battery_8hr_Dispatch | Li-ion Battery (8-hr) | PG&E North
5 | Northern_California_Pumped_Storage_5 | Vaca Dixon-Tesla 500kV Line | CAISO_New_Pumped_Storage_12hr | Pumped Hydro (12-hr) | PG&E North
17 | Central_Valley_North_Los_Banos_Wind_17 | Vaca Dixon-Tesla 500kV Line | Central_Valley_North_Los_Banos_Wind | Wind | PG&E North
5 | Northern_California_Biomass_5 | Vaca Dixon-Tesla 500kV Line | InState_Biomass | Biomass | PG&E North
5 | Northern_California_Geothermal_5 | Vaca Dixon-Tesla 500kV Line | Northern_California_Geothermal | Geothermal | PG&E North
35 | Northern_California_Geothermal_35 | Vaca Dixon-Tesla 500kV Line | Northern_California_Geothermal | Geothermal | PG&E North
5 | Northern_California_Solar_5 | Vaca Dixon-Tesla 500kV Line | Northern_California_Solar | Solar | PG&E North
25 | Northern_California_Solar_25 | Vaca Dixon-Tesla 500kV Line | Northern_California_Solar | Solar | PG&E North
26 | Northern_California_Solar_26 | Vaca Dixon-Tesla 500kV Line | Northern_California_Solar | Solar | PG&E North
35 | Northern_California_Solar_35 | Vaca Dixon-Tesla 500kV Line | Northern_California_Solar | Solar | PG&E North
38 | Northern_California_Solar_38 | Vaca Dixon-Tesla 500kV Line | Northern_California_Solar | Solar | PG&E North
51 | Northern_California_Solar_51 | Vaca Dixon-Tesla 500kV Line | Northern_California_Solar | Solar | PG&E North
76 | Northern_California_Solar_76 | Vaca Dixon-Tesla 500kV Line | Northern_California_Solar | Solar | PG&E North
80 | Northern_California_Solar_80 | Vaca Dixon-Tesla 500kV Line | Northern_California_Solar | Solar | PG&E North
83 | Northern_California_Solar_83 | Vaca Dixon-Tesla 500kV Line | Northern_California_Solar | Solar | PG&E North
85 | Northern_California_Solar_85 | Vaca Dixon-Tesla 500kV Line | Northern_California_Solar | Solar | PG&E North
94 | Northern_California_Solar_94 | Vaca Dixon-Tesla 500kV Line | Northern_California_Solar | Solar | PG&E North
112 | Northern_California_Solar_112 | Vaca Dixon-Tesla 500kV Line | Northern_California_Solar | Solar | PG&E North
122 | Northern_California_Solar_122 | Vaca Dixon-Tesla 500kV Line | Northern_California_Solar | Solar | PG&E North
126 | Northern_California_Solar_126 | Vaca Dixon-Tesla 500kV Line | Northern_California_Solar | Solar | PG&E North
127 | Northern_California_Solar_127 | Vaca Dixon-Tesla 500kV Line | Northern_California_Solar | Solar | PG&E North
141 | Northern_California_Solar_141 | Vaca Dixon-Tesla 500kV Line | Northern_California_Solar | Solar | PG&E North
144 | Northern_California_Solar_144 | Vaca Dixon-Tesla 500kV Line | Northern_California_Solar | Solar | PG&E North
149 | Northern_California_Solar_149 | Vaca Dixon-Tesla 500kV Line | Northern_California_Solar | Solar | PG&E North
150 | Northern_California_Solar_150 | Vaca Dixon-Tesla 500kV Line | Northern_California_Solar | Solar | PG&E North
155 | Northern_California_Solar_155 | Vaca Dixon-Tesla 500kV Line | Northern_California_Solar | Solar | PG&E North
157 | Northern_California_Solar_157 | Vaca Dixon-Tesla 500kV Line | Northern_California_Solar | Solar | PG&E North
158 | Northern_California_Solar_158 | Vaca Dixon-Tesla 500kV Line | Northern_California_Solar | Solar | PG&E North
159 | Northern_California_Solar_159 | Vaca Dixon-Tesla 500kV Line | Northern_California_Solar | Solar | PG&E North
172 | Northern_California_Solar_172 | Vaca Dixon-Tesla 500kV Line | Northern_California_Solar | Solar | PG&E North
179 | Northern_California_Solar_179 | Vaca Dixon-Tesla 500kV Line | Northern_California_Solar | Solar | PG&E North
5 | Northern_California_Wind_5 | Vaca Dixon-Tesla 500kV Line | Northern_California_Wind | Wind | PG&E North
26 | Northern_California_Wind_26 | Vaca Dixon-Tesla 500kV Line | Northern_California_Wind | Wind | PG&E North
35 | Northern_California_Wind_35 | Vaca Dixon-Tesla 500kV Line | Northern_California_Wind | Wind | PG&E North
76 | Northern_California_Wind_76 | Vaca Dixon-Tesla 500kV Line | Northern_California_Wind | Wind | PG&E North
83 | Northern_California_Wind_83 | Vaca Dixon-Tesla 500kV Line | Northern_California_Wind | Wind | PG&E North
159 | Northern_California_Wind_159 | Vaca Dixon-Tesla 500kV Line | Northern_California_Wind | Wind | PG&E North
5 | Pacific_Northwest_Geothermal_5 | Vaca Dixon-Tesla 500kV Line | Pacific_Northwest_Geothermal | Non-CAISO Geothermal | PG&E North
85 | Solano_Wind_85 | Vaca Dixon-Tesla 500kV Line | Solano_Wind | Wind | PG&E North
94 | Solano_Wind_94 | Vaca Dixon-Tesla 500kV Line | Solano_Wind | Wind | PG&E North
122 | Solano_Wind_122 | Vaca Dixon-Tesla 500kV Line | Solano_Wind | Wind | PG&E North
126 | Solano_Wind_126 | Vaca Dixon-Tesla 500kV Line | Solano_Wind | Wind | PG&E North
17 | Southern_PGAE_Solar_17 | Vaca Dixon-Tesla 500kV Line | Southern_PGAE_Solar | Solar | PG&E North
95 | Southern_PGAE_Solar_95 | Vaca Dixon-Tesla 500kV Line | Southern_PGAE_Solar | Solar | PG&E North
16 | Southern_NV_Eldorado_Flow_Battery_16 | VEA 138kV area constraint | CAISO_Flow_Battery_8hr_Dispatch | Flow Battery (8-hr) | SCE East of Pisgah
42 | Southern_NV_Eldorado_Flow_Battery_42 | VEA 138kV area constraint | CAISO_Flow_Battery_8hr_Dispatch | Flow Battery (8-hr) | SCE East of Pisgah
16 | Southern_NV_Eldorado_Li_Battery_4hr_16 | VEA 138kV area constraint | CAISO_Li_Battery_4hr_Dispatch | Li-ion Battery (4-hr) | SCE East of Pisgah
42 | Southern_NV_Eldorado_Li_Battery_4hr_42 | VEA 138kV area constraint | CAISO_Li_Battery_4hr_Dispatch | Li-ion Battery (4-hr) | SCE East of Pisgah
16 | Southern_NV_Eldorado_Li_Battery_8hr_16 | VEA 138kV area constraint | CAISO_Li_Battery_8hr_Dispatch | Li-ion Battery (8-hr) | SCE East of Pisgah
42 | Southern_NV_Eldorado_Li_Battery_8hr_42 | VEA 138kV area constraint | CAISO_Li_Battery_8hr_Dispatch | Li-ion Battery (8-hr) | SCE East of Pisgah
42 | Central_Nevada_Geothermal_42 | VEA 138kV area constraint | Central_Nevada_Geothermal | Non-CAISO Geothermal | SCE East of Pisgah
16 | Southern_NV_Eldorado_Solar_16 | VEA 138kV area constraint | Southern_NV_Eldorado_Solar | Solar | SCE East of Pisgah
42 | Southern_NV_Eldorado_Solar_42 | VEA 138kV area constraint | Southern_NV_Eldorado_Solar | Solar | SCE East of Pisgah
16 | Southern_NV_Eldorado_Wind_16 | VEA 138kV area constraint | Southern_NV_Eldorado_Wind | Wind | SCE East of Pisgah
86 | Greater_Kramer_Flow_Battery_86 | Victor to Lugo Area Constraint | CAISO_Flow_Battery_8hr_Dispatch | Flow Battery (8-hr) | SCE North of Lugo
123 | Greater_Kramer_Flow_Battery_123 | Victor to Lugo Area Constraint | CAISO_Flow_Battery_8hr_Dispatch | Flow Battery (8-hr) | SCE North of Lugo
156 | Greater_Kramer_Flow_Battery_156 | Victor to Lugo Area Constraint | CAISO_Flow_Battery_8hr_Dispatch | Flow Battery (8-hr) | SCE North of Lugo
86 | Greater_Kramer_Li_Battery_4hr_86 | Victor to Lugo Area Constraint | CAISO_Li_Battery_4hr_Dispatch | Li-ion Battery (4-hr) | SCE North of Lugo
123 | Greater_Kramer_Li_Battery_4hr_123 | Victor to Lugo Area Constraint | CAISO_Li_Battery_4hr_Dispatch | Li-ion Battery (4-hr) | SCE North of Lugo
156 | Greater_Kramer_Li_Battery_4hr_156 | Victor to Lugo Area Constraint | CAISO_Li_Battery_4hr_Dispatch | Li-ion Battery (4-hr) | SCE North of Lugo
86 | Greater_Kramer_Li_Battery_8hr_86 | Victor to Lugo Area Constraint | CAISO_Li_Battery_8hr_Dispatch | Li-ion Battery (8-hr) | SCE North of Lugo
123 | Greater_Kramer_Li_Battery_8hr_123 | Victor to Lugo Area Constraint | CAISO_Li_Battery_8hr_Dispatch | Li-ion Battery (8-hr) | SCE North of Lugo
156 | Greater_Kramer_Li_Battery_8hr_156 | Victor to Lugo Area Constraint | CAISO_Li_Battery_8hr_Dispatch | Li-ion Battery (8-hr) | SCE North of Lugo
86 | Greater_Kramer_Solar_86 | Victor to Lugo Area Constraint | Greater_Kramer_Solar | Solar | SCE North of Lugo
123 | Greater_Kramer_Solar_123 | Victor to Lugo Area Constraint | Greater_Kramer_Solar | Solar | SCE North of Lugo
156 | Greater_Kramer_Solar_156 | Victor to Lugo Area Constraint | Greater_Kramer_Solar | Solar | SCE North of Lugo
156 | Inyokern_North_Kramer_Geothermal_156 | Victor to Lugo Area Constraint | Inyokern_North_Kramer_Geothermal | Geothermal | SCE North of Lugo
13 | Tehachapi_Adiabatic_CAES_13 | Vincent-Lugo Constraint | CAISO_Adiabatic_CAES_24hr | Adiabatic CAES (24-hr) | SCE Northern
13 | Tehachapi_Flow_Battery_13 | Vincent-Lugo Constraint | CAISO_Flow_Battery_8hr_Dispatch | Flow Battery (8-hr) | SCE Northern
18 | Greater_LA_Flow_Battery_18 | Vincent-Lugo Constraint | CAISO_Flow_Battery_8hr_Dispatch | Flow Battery (8-hr) | SCE Northern
32 | Tehachapi_Flow_Battery_32 | Vincent-Lugo Constraint | CAISO_Flow_Battery_8hr_Dispatch | Flow Battery (8-hr) | SCE Northern
66 | Tehachapi_Flow_Battery_66 | Vincent-Lugo Constraint | CAISO_Flow_Battery_8hr_Dispatch | Flow Battery (8-hr) | SCE Northern
13 | Tehachapi_Li_Battery_4hr_13 | Vincent-Lugo Constraint | CAISO_Li_Battery_4hr_Dispatch | Li-ion Battery (4-hr) | SCE Northern
18 | Greater_LA_Li_Battery_4hr_18 | Vincent-Lugo Constraint | CAISO_Li_Battery_4hr_Dispatch | Li-ion Battery (4-hr) | SCE Northern
32 | Tehachapi_Li_Battery_4hr_32 | Vincent-Lugo Constraint | CAISO_Li_Battery_4hr_Dispatch | Li-ion Battery (4-hr) | SCE Northern
66 | Tehachapi_Li_Battery_4hr_66 | Vincent-Lugo Constraint | CAISO_Li_Battery_4hr_Dispatch | Li-ion Battery (4-hr) | SCE Northern
13 | Tehachapi_Li_Battery_8hr_13 | Vincent-Lugo Constraint | CAISO_Li_Battery_8hr_Dispatch | Li-ion Battery (8-hr) | SCE Northern
18 | Greater_LA_Li_Battery_8hr_18 | Vincent-Lugo Constraint | CAISO_Li_Battery_8hr_Dispatch | Li-ion Battery (8-hr) | SCE Northern
32 | Tehachapi_Li_Battery_8hr_32 | Vincent-Lugo Constraint | CAISO_Li_Battery_8hr_Dispatch | Li-ion Battery (8-hr) | SCE Northern
66 | Tehachapi_Li_Battery_8hr_66 | Vincent-Lugo Constraint | CAISO_Li_Battery_8hr_Dispatch | Li-ion Battery (8-hr) | SCE Northern
32 | Tehachapi_Pumped_Storage_32 | Vincent-Lugo Constraint | CAISO_New_Pumped_Storage_12hr | Pumped Hydro (12-hr) | SCE Northern
18 | Greater_LA_Solar_18 | Vincent-Lugo Constraint | Greater_LA_Solar | Solar | SCE Northern
13 | Tehachapi_Solar_13 | Vincent-Lugo Constraint | Tehachapi_Solar | Solar | SCE Northern
32 | Tehachapi_Solar_32 | Vincent-Lugo Constraint | Tehachapi_Solar | Solar | SCE Northern
66 | Tehachapi_Solar_66 | Vincent-Lugo Constraint | Tehachapi_Solar | Solar | SCE Northern
13 | Tehachapi_Wind_13 | Vincent-Lugo Constraint | Tehachapi_Wind | Wind | SCE Northern
18 | Tehachapi_Wind_18 | Vincent-Lugo Constraint | Tehachapi_Wind | Wind | SCE Northern
32 | Tehachapi_Wind_32 | Vincent-Lugo Constraint | Tehachapi_Wind | Wind | SCE Northern
32 | Tehachapi_Flow_Battery_32 | Windhub Constraint | CAISO_Flow_Battery_8hr_Dispatch | Flow Battery (8-hr) | SCE Northern
32 | Tehachapi_Li_Battery_4hr_32 | Windhub Constraint | CAISO_Li_Battery_4hr_Dispatch | Li-ion Battery (4-hr) | SCE Northern
32 | Tehachapi_Li_Battery_8hr_32 | Windhub Constraint | CAISO_Li_Battery_8hr_Dispatch | Li-ion Battery (8-hr) | SCE Northern
32 | Tehachapi_Pumped_Storage_32 | Windhub Constraint | CAISO_New_Pumped_Storage_12hr | Pumped Hydro (12-hr) | SCE Northern
32 | Tehachapi_Solar_32 | Windhub Constraint | Tehachapi_Solar | Solar | SCE Northern
32 | Tehachapi_Wind_32 | Windhub Constraint | Tehachapi_Wind | Wind | SCE Northern
51 | Northern_California_Flow_Battery_51 | Windmaster-Delta pumps 230 kV line | CAISO_Flow_Battery_8hr_Dispatch | Flow Battery (8-hr) | PG&E North
68 | Northern_California_Flow_Battery_68 | Windmaster-Delta pumps 230 kV line | CAISO_Flow_Battery_8hr_Dispatch | Flow Battery (8-hr) | PG&E North
76 | Northern_California_Flow_Battery_76 | Windmaster-Delta pumps 230 kV line | CAISO_Flow_Battery_8hr_Dispatch | Flow Battery (8-hr) | PG&E North
83 | Northern_California_Flow_Battery_83 | Windmaster-Delta pumps 230 kV line | CAISO_Flow_Battery_8hr_Dispatch | Flow Battery (8-hr) | PG&E North
94 | Northern_California_Flow_Battery_94 | Windmaster-Delta pumps 230 kV line | CAISO_Flow_Battery_8hr_Dispatch | Flow Battery (8-hr) | PG&E North
95 | Southern_PGAE_Flow_Battery_95 | Windmaster-Delta pumps 230 kV line | CAISO_Flow_Battery_8hr_Dispatch | Flow Battery (8-hr) | PG&E North
112 | Northern_California_Flow_Battery_112 | Windmaster-Delta pumps 230 kV line | CAISO_Flow_Battery_8hr_Dispatch | Flow Battery (8-hr) | PG&E North
126 | Northern_California_Flow_Battery_126 | Windmaster-Delta pumps 230 kV line | CAISO_Flow_Battery_8hr_Dispatch | Flow Battery (8-hr) | PG&E North
150 | Northern_California_Flow_Battery_150 | Windmaster-Delta pumps 230 kV line | CAISO_Flow_Battery_8hr_Dispatch | Flow Battery (8-hr) | PG&E North
155 | Northern_California_Flow_Battery_155 | Windmaster-Delta pumps 230 kV line | CAISO_Flow_Battery_8hr_Dispatch | Flow Battery (8-hr) | PG&E North
158 | Northern_California_Flow_Battery_158 | Windmaster-Delta pumps 230 kV line | CAISO_Flow_Battery_8hr_Dispatch | Flow Battery (8-hr) | PG&E North
51 | Northern_California_Li_Battery_4hr_51 | Windmaster-Delta pumps 230 kV line | CAISO_Li_Battery_4hr_Dispatch | Li-ion Battery (4-hr) | PG&E North
68 | Northern_California_Li_Battery_4hr_68 | Windmaster-Delta pumps 230 kV line | CAISO_Li_Battery_4hr_Dispatch | Li-ion Battery (4-hr) | PG&E North
76 | Northern_California_Li_Battery_4hr_76 | Windmaster-Delta pumps 230 kV line | CAISO_Li_Battery_4hr_Dispatch | Li-ion Battery (4-hr) | PG&E North
83 | Northern_California_Li_Battery_4hr_83 | Windmaster-Delta pumps 230 kV line | CAISO_Li_Battery_4hr_Dispatch | Li-ion Battery (4-hr) | PG&E North
94 | Northern_California_Li_Battery_4hr_94 | Windmaster-Delta pumps 230 kV line | CAISO_Li_Battery_4hr_Dispatch | Li-ion Battery (4-hr) | PG&E North
95 | Southern_PGAE_Li_Battery_4hr_95 | Windmaster-Delta pumps 230 kV line | CAISO_Li_Battery_4hr_Dispatch | Li-ion Battery (4-hr) | PG&E North
112 | Northern_California_Li_Battery_4hr_112 | Windmaster-Delta pumps 230 kV line | CAISO_Li_Battery_4hr_Dispatch | Li-ion Battery (4-hr) | PG&E North
126 | Northern_California_Li_Battery_4hr_126 | Windmaster-Delta pumps 230 kV line | CAISO_Li_Battery_4hr_Dispatch | Li-ion Battery (4-hr) | PG&E North
150 | Northern_California_Li_Battery_4hr_150 | Windmaster-Delta pumps 230 kV line | CAISO_Li_Battery_4hr_Dispatch | Li-ion Battery (4-hr) | PG&E North
155 | Northern_California_Li_Battery_4hr_155 | Windmaster-Delta pumps 230 kV line | CAISO_Li_Battery_4hr_Dispatch | Li-ion Battery (4-hr) | PG&E North
158 | Northern_California_Li_Battery_4hr_158 | Windmaster-Delta pumps 230 kV line | CAISO_Li_Battery_4hr_Dispatch | Li-ion Battery (4-hr) | PG&E North
51 | Northern_California_Li_Battery_8hr_51 | Windmaster-Delta pumps 230 kV line | CAISO_Li_Battery_8hr_Dispatch | Li-ion Battery (8-hr) | PG&E North
68 | Northern_California_Li_Battery_8hr_68 | Windmaster-Delta pumps 230 kV line | CAISO_Li_Battery_8hr_Dispatch | Li-ion Battery (8-hr) | PG&E North
76 | Northern_California_Li_Battery_8hr_76 | Windmaster-Delta pumps 230 kV line | CAISO_Li_Battery_8hr_Dispatch | Li-ion Battery (8-hr) | PG&E North
83 | Northern_California_Li_Battery_8hr_83 | Windmaster-Delta pumps 230 kV line | CAISO_Li_Battery_8hr_Dispatch | Li-ion Battery (8-hr) | PG&E North
94 | Northern_California_Li_Battery_8hr_94 | Windmaster-Delta pumps 230 kV line | CAISO_Li_Battery_8hr_Dispatch | Li-ion Battery (8-hr) | PG&E North
95 | Southern_PGAE_Li_Battery_8hr_95 | Windmaster-Delta pumps 230 kV line | CAISO_Li_Battery_8hr_Dispatch | Li-ion Battery (8-hr) | PG&E North
112 | Northern_California_Li_Battery_8hr_112 | Windmaster-Delta pumps 230 kV line | CAISO_Li_Battery_8hr_Dispatch | Li-ion Battery (8-hr) | PG&E North
126 | Northern_California_Li_Battery_8hr_126 | Windmaster-Delta pumps 230 kV line | CAISO_Li_Battery_8hr_Dispatch | Li-ion Battery (8-hr) | PG&E North
150 | Northern_California_Li_Battery_8hr_150 | Windmaster-Delta pumps 230 kV line | CAISO_Li_Battery_8hr_Dispatch | Li-ion Battery (8-hr) | PG&E North
155 | Northern_California_Li_Battery_8hr_155 | Windmaster-Delta pumps 230 kV line | CAISO_Li_Battery_8hr_Dispatch | Li-ion Battery (8-hr) | PG&E North
158 | Northern_California_Li_Battery_8hr_158 | Windmaster-Delta pumps 230 kV line | CAISO_Li_Battery_8hr_Dispatch | Li-ion Battery (8-hr) | PG&E North
51 | Northern_California_Solar_51 | Windmaster-Delta pumps 230 kV line | Northern_California_Solar | Solar | PG&E North
68 | Northern_California_Solar_68 | Windmaster-Delta pumps 230 kV line | Northern_California_Solar | Solar | PG&E North
76 | Northern_California_Solar_76 | Windmaster-Delta pumps 230 kV line | Northern_California_Solar | Solar | PG&E North
83 | Northern_California_Solar_83 | Windmaster-Delta pumps 230 kV line | Northern_California_Solar | Solar | PG&E North
94 | Northern_California_Solar_94 | Windmaster-Delta pumps 230 kV line | Northern_California_Solar | Solar | PG&E North
112 | Northern_California_Solar_112 | Windmaster-Delta pumps 230 kV line | Northern_California_Solar | Solar | PG&E North
126 | Northern_California_Solar_126 | Windmaster-Delta pumps 230 kV line | Northern_California_Solar | Solar | PG&E North
150 | Northern_California_Solar_150 | Windmaster-Delta pumps 230 kV line | Northern_California_Solar | Solar | PG&E North
155 | Northern_California_Solar_155 | Windmaster-Delta pumps 230 kV line | Northern_California_Solar | Solar | PG&E North
158 | Northern_California_Solar_158 | Windmaster-Delta pumps 230 kV line | Northern_California_Solar | Solar | PG&E North
76 | Northern_California_Wind_76 | Windmaster-Delta pumps 230 kV line | Northern_California_Wind | Wind | PG&E North
83 | Northern_California_Wind_83 | Windmaster-Delta pumps 230 kV line | Northern_California_Wind | Wind | PG&E North
94 | Solano_Wind_94 | Windmaster-Delta pumps 230 kV line | Solano_Wind | Wind | PG&E North
126 | Solano_Wind_126 | Windmaster-Delta pumps 230 kV line | Solano_Wind | Wind | PG&E North
95 | Southern_PGAE_Solar_95 | Windmaster-Delta pumps 230 kV line | Southern_PGAE_Solar | Solar | PG&E North
178 | Northern_California_Flow_Battery_178 | Woodland- Davis 115kV line | CAISO_Flow_Battery_8hr_Dispatch | Flow Battery (8-hr) | PG&E North
179 | Northern_California_Flow_Battery_179 | Woodland- Davis 115kV line | CAISO_Flow_Battery_8hr_Dispatch | Flow Battery (8-hr) | PG&E North
180 | Northern_California_Flow_Battery_180 | Woodland- Davis 115kV line | CAISO_Flow_Battery_8hr_Dispatch | Flow Battery (8-hr) | PG&E North
178 | Northern_California_Li_Battery_4hr_178 | Woodland- Davis 115kV line | CAISO_Li_Battery_4hr_Dispatch | Li-ion Battery (4-hr) | PG&E North
179 | Northern_California_Li_Battery_4hr_179 | Woodland- Davis 115kV line | CAISO_Li_Battery_4hr_Dispatch | Li-ion Battery (4-hr) | PG&E North
180 | Northern_California_Li_Battery_4hr_180 | Woodland- Davis 115kV line | CAISO_Li_Battery_4hr_Dispatch | Li-ion Battery (4-hr) | PG&E North
178 | Northern_California_Li_Battery_8hr_178 | Woodland- Davis 115kV line | CAISO_Li_Battery_8hr_Dispatch | Li-ion Battery (8-hr) | PG&E North
179 | Northern_California_Li_Battery_8hr_179 | Woodland- Davis 115kV line | CAISO_Li_Battery_8hr_Dispatch | Li-ion Battery (8-hr) | PG&E North
180 | Northern_California_Li_Battery_8hr_180 | Woodland- Davis 115kV line | CAISO_Li_Battery_8hr_Dispatch | Li-ion Battery (8-hr) | PG&E North
178 | Northern_California_Solar_178 | Woodland- Davis 115kV line | Northern_California_Solar | Solar | PG&E North
179 | Northern_California_Solar_179 | Woodland- Davis 115kV line | Northern_California_Solar | Solar | PG&E North
180 | Northern_California_Solar_180 | Woodland- Davis 115kV line | Northern_California_Solar | Solar | PG&E North

## Generic Tx Memberships
Build Resource | Constraint | Build Resource | Constraint | Membership
Arizona_Flow_Battery_48_Generic | SCE Eastern | Tehachapi_Flow_Battery_66_Generic | PG&E North | 0
Arizona_Flow_Battery_55_Generic | SCE East of Pisgah | Tehachapi_Li_Battery_4hr_66_Generic | PG&E North | 0
Arizona_Flow_Battery_55_Generic | SCE Eastern | Tehachapi_Li_Battery_8hr_66_Generic | PG&E North | 0
Arizona_Flow_Battery_62_Generic | SCE Eastern | Tehachapi_Solar_66_Generic | PG&E North | 0
Arizona_Flow_Battery_77_Generic | SCE Eastern | Tehachapi_Flow_Battery_78_Generic | PG&E North | 0
Arizona_Flow_Battery_90_Generic | SCE East of Pisgah | Tehachapi_Li_Battery_4hr_78_Generic | PG&E North | 0
Arizona_Flow_Battery_90_Generic | SCE Eastern | Tehachapi_Li_Battery_8hr_78_Generic | PG&E North | 0
Arizona_Li_Battery_4hr_48_Generic | SCE Eastern | Tehachapi_Solar_78_Generic | PG&E North | 0
Arizona_Li_Battery_4hr_55_Generic | SCE East of Pisgah | Tehachapi_Adiabatic_CAES_13_Generic | PG&E North | 0
Arizona_Li_Battery_4hr_55_Generic | SCE Eastern | Tehachapi_Flow_Battery_13_Generic | PG&E North | 0
Arizona_Li_Battery_4hr_62_Generic | SCE Eastern | Tehachapi_Flow_Battery_32_Generic | PG&E North | 0
Arizona_Li_Battery_4hr_77_Generic | SCE Eastern | Tehachapi_Flow_Battery_101_Generic | PG&E North | 0
Arizona_Li_Battery_4hr_90_Generic | SCE East of Pisgah | Tehachapi_Li_Battery_4hr_13_Generic | PG&E North | 0
Arizona_Li_Battery_4hr_90_Generic | SCE Eastern | Tehachapi_Li_Battery_4hr_32_Generic | PG&E North | 0
Arizona_Li_Battery_8hr_48_Generic | SCE Eastern | Tehachapi_Li_Battery_4hr_101_Generic | PG&E North | 0
Arizona_Li_Battery_8hr_55_Generic | SCE East of Pisgah | Tehachapi_Li_Battery_8hr_13_Generic | PG&E North | 0
Arizona_Li_Battery_8hr_55_Generic | SCE Eastern | Tehachapi_Li_Battery_8hr_32_Generic | PG&E North | 0
Arizona_Li_Battery_8hr_62_Generic | SCE Eastern | Tehachapi_Li_Battery_8hr_101_Generic | PG&E North | 0
Arizona_Li_Battery_8hr_77_Generic | SCE Eastern | Tehachapi_Pumped_Storage_32_Generic | PG&E North | 0
Arizona_Li_Battery_8hr_90_Generic | SCE East of Pisgah | Tehachapi_Solar_13_Generic | PG&E North | 0
Arizona_Li_Battery_8hr_90_Generic | SCE Eastern | Tehachapi_Solar_32_Generic | PG&E North | 0
Arizona_Solar_48_Generic | SCE Eastern | Tehachapi_Solar_101_Generic | PG&E North | 0
Arizona_Solar_55_Generic | SCE East of Pisgah | Tehachapi_Wind_13_Generic | PG&E North | 0
Arizona_Solar_55_Generic | SCE Eastern | Tehachapi_Wind_32_Generic | PG&E North | 0
Arizona_Solar_62_Generic | SCE Eastern | Northern_California_Flow_Battery_25_Generic | PG&E North | 1
Arizona_Solar_77_Generic | SCE Eastern | Northern_California_Flow_Battery_31_Generic | PG&E North | 1
Arizona_Solar_90_Generic | SCE East of Pisgah | Northern_California_Flow_Battery_80_Generic | PG&E North | 1
Arizona_Solar_90_Generic | SCE Eastern | Northern_California_Flow_Battery_85_Generic | PG&E North | 1
Baja_California_Wind_133_Generic | SCE East of Pisgah | Northern_California_Flow_Battery_92_Generic | PG&E North | 1
Baja_California_Wind_133_Generic | SCE Eastern | Southern_PGAE_Flow_Battery_111_Generic | PG&E North | 1
Central_Nevada_Geothermal_42_Generic | SCE East of Pisgah | Northern_California_Flow_Battery_114_Generic | PG&E North | 1
Central_Valley_North_Los_Banos_Biomass_47_Generic | PG&E South | Northern_California_Flow_Battery_122_Generic | PG&E North | 1
Central_Valley_North_Los_Banos_Wind_125_Generic | PG&E North | Northern_California_Flow_Battery_135_Generic | PG&E North | 1
Central_Valley_North_Los_Banos_Wind_125_Generic | PG&E South | Northern_California_Flow_Battery_138_Generic | PG&E North | 1
Central_Valley_North_Los_Banos_Wind_154_Generic | PG&E North | Southern_PGAE_Flow_Battery_139_Generic | PG&E North | 1
Central_Valley_North_Los_Banos_Wind_154_Generic | PG&E South | Southern_PGAE_Flow_Battery_140_Generic | PG&E North | 1
Central_Valley_North_Los_Banos_Wind_162_Generic | PG&E North | Northern_California_Flow_Battery_141_Generic | PG&E North | 1
Central_Valley_North_Los_Banos_Wind_162_Generic | PG&E South | Northern_California_Flow_Battery_144_Generic | PG&E North | 1
Central_Valley_North_Los_Banos_Wind_17_Generic | PG&E North | Southern_PGAE_Flow_Battery_151_Generic | PG&E North | 1
Central_Valley_North_Los_Banos_Wind_17_Generic | PG&E South | Southern_PGAE_Flow_Battery_154_Generic | PG&E North | 1
Greater_Imperial_Biomass_20_Generic | SCE Eastern | Northern_California_Flow_Battery_157_Generic | PG&E North | 1
Greater_Imperial_Flow_Battery_107_Generic | SCE East of Pisgah | Northern_California_Flow_Battery_159_Generic | PG&E North | 1
Greater_Imperial_Flow_Battery_107_Generic | SCE Eastern | Southern_PGAE_Flow_Battery_161_Generic | PG&E North | 1
Greater_Imperial_Flow_Battery_108_Generic | SCE Eastern | Southern_PGAE_Flow_Battery_162_Generic | PG&E North | 1
Greater_Imperial_Flow_Battery_133_Generic | SCE East of Pisgah | Southern_PGAE_Flow_Battery_163_Generic | PG&E North | 1
Greater_Imperial_Flow_Battery_133_Generic | SCE Eastern | Southern_PGAE_Flow_Battery_164_Generic | PG&E North | 1
Greater_Imperial_Flow_Battery_20_Generic | SCE Eastern | Southern_PGAE_Flow_Battery_165_Generic | PG&E North | 1
Greater_Imperial_Flow_Battery_63_Generic | SCE Eastern | Northern_California_Flow_Battery_166_Generic | PG&E North | 1
Greater_Imperial_Geothermal_20_Generic | SCE Eastern | Southern_PGAE_Flow_Battery_168_Generic | PG&E North | 1
Greater_Imperial_Geothermal_63_Generic | SCE Eastern | Southern_PGAE_Flow_Battery_169_Generic | PG&E North | 1
Greater_Imperial_Li_Battery_4hr_107_Generic | SCE East of Pisgah | Southern_PGAE_Flow_Battery_170_Generic | PG&E North | 1
Greater_Imperial_Li_Battery_4hr_107_Generic | SCE Eastern | Northern_California_Flow_Battery_172_Generic | PG&E North | 1
Greater_Imperial_Li_Battery_4hr_108_Generic | SCE Eastern | Southern_PGAE_Flow_Battery_174_Generic | PG&E North | 1
Greater_Imperial_Li_Battery_4hr_133_Generic | SCE East of Pisgah | Southern_PGAE_Flow_Battery_176_Generic | PG&E North | 1
Greater_Imperial_Li_Battery_4hr_133_Generic | SCE Eastern | Northern_California_Flow_Battery_179_Generic | PG&E North | 1
Greater_Imperial_Li_Battery_4hr_20_Generic | SCE Eastern | Northern_California_Li_Battery_4hr_25_Generic | PG&E North | 1
Greater_Imperial_Li_Battery_4hr_63_Generic | SCE Eastern | Northern_California_Li_Battery_4hr_31_Generic | PG&E North | 1
Greater_Imperial_Li_Battery_8hr_107_Generic | SCE East of Pisgah | Northern_California_Li_Battery_4hr_80_Generic | PG&E North | 1
Greater_Imperial_Li_Battery_8hr_107_Generic | SCE Eastern | Northern_California_Li_Battery_4hr_85_Generic | PG&E North | 1
Greater_Imperial_Li_Battery_8hr_108_Generic | SCE Eastern | Northern_California_Li_Battery_4hr_92_Generic | PG&E North | 1
Greater_Imperial_Li_Battery_8hr_133_Generic | SCE East of Pisgah | Southern_PGAE_Li_Battery_4hr_111_Generic | PG&E North | 1
Greater_Imperial_Li_Battery_8hr_133_Generic | SCE Eastern | Northern_California_Li_Battery_4hr_114_Generic | PG&E North | 1
Greater_Imperial_Li_Battery_8hr_20_Generic | SCE Eastern | Northern_California_Li_Battery_4hr_122_Generic | PG&E North | 1
Greater_Imperial_Li_Battery_8hr_63_Generic | SCE Eastern | Northern_California_Li_Battery_4hr_135_Generic | PG&E North | 1
Greater_Imperial_Solar_107_Generic | SCE East of Pisgah | Northern_California_Li_Battery_4hr_138_Generic | PG&E North | 1
Greater_Imperial_Solar_107_Generic | SCE Eastern | Southern_PGAE_Li_Battery_4hr_139_Generic | PG&E North | 1
Greater_Imperial_Solar_108_Generic | SCE Eastern | Southern_PGAE_Li_Battery_4hr_140_Generic | PG&E North | 1
Greater_Imperial_Solar_133_Generic | SCE East of Pisgah | Northern_California_Li_Battery_4hr_141_Generic | PG&E North | 1
Greater_Imperial_Solar_133_Generic | SCE Eastern | Northern_California_Li_Battery_4hr_144_Generic | PG&E North | 1
Greater_Imperial_Solar_20_Generic | SCE Eastern | Southern_PGAE_Li_Battery_4hr_151_Generic | PG&E North | 1
Greater_Imperial_Solar_63_Generic | SCE Eastern | Southern_PGAE_Li_Battery_4hr_154_Generic | PG&E North | 1
Greater_Imperial_Wind_108_Generic | SCE Eastern | Northern_California_Li_Battery_4hr_157_Generic | PG&E North | 1
Greater_Kramer_Flow_Battery_103_Generic | SCE North of Lugo | Northern_California_Li_Battery_4hr_159_Generic | PG&E North | 1
Greater_Kramer_Flow_Battery_123_Generic | SCE North of Lugo | Southern_PGAE_Li_Battery_4hr_161_Generic | PG&E North | 1
Greater_Kramer_Flow_Battery_156_Generic | SCE North of Lugo | Southern_PGAE_Li_Battery_4hr_162_Generic | PG&E North | 1
Greater_Kramer_Flow_Battery_86_Generic | SCE North of Lugo | Southern_PGAE_Li_Battery_4hr_163_Generic | PG&E North | 1
Greater_Kramer_Li_Battery_4hr_103_Generic | SCE North of Lugo | Southern_PGAE_Li_Battery_4hr_164_Generic | PG&E North | 1
Greater_Kramer_Li_Battery_4hr_123_Generic | SCE North of Lugo | Southern_PGAE_Li_Battery_4hr_165_Generic | PG&E North | 1
Greater_Kramer_Li_Battery_4hr_156_Generic | SCE North of Lugo | Northern_California_Li_Battery_4hr_166_Generic | PG&E North | 1
Greater_Kramer_Li_Battery_4hr_86_Generic | SCE North of Lugo | Southern_PGAE_Li_Battery_4hr_168_Generic | PG&E North | 1
Greater_Kramer_Li_Battery_8hr_103_Generic | SCE North of Lugo | Southern_PGAE_Li_Battery_4hr_169_Generic | PG&E North | 1
Greater_Kramer_Li_Battery_8hr_123_Generic | SCE North of Lugo | Southern_PGAE_Li_Battery_4hr_170_Generic | PG&E North | 1
Greater_Kramer_Li_Battery_8hr_156_Generic | SCE North of Lugo | Northern_California_Li_Battery_4hr_172_Generic | PG&E North | 1
Greater_Kramer_Li_Battery_8hr_86_Generic | SCE North of Lugo | Southern_PGAE_Li_Battery_4hr_174_Generic | PG&E North | 1
Greater_Kramer_Solar_103_Generic | SCE North of Lugo | Southern_PGAE_Li_Battery_4hr_176_Generic | PG&E North | 1
Greater_Kramer_Solar_123_Generic | SCE North of Lugo | Northern_California_Li_Battery_4hr_179_Generic | PG&E North | 1
Greater_Kramer_Solar_156_Generic | SCE North of Lugo | Northern_California_Li_Battery_8hr_25_Generic | PG&E North | 1
Greater_Kramer_Solar_86_Generic | SCE North of Lugo | Northern_California_Li_Battery_8hr_31_Generic | PG&E North | 1
Greater_LA_Flow_Battery_18_Generic | SCE Northern | Northern_California_Li_Battery_8hr_80_Generic | PG&E North | 1
Greater_LA_Flow_Battery_30_Generic | SCE Metro | Northern_California_Li_Battery_8hr_85_Generic | PG&E North | 1
Greater_LA_Flow_Battery_4_Generic | SCE Metro | Northern_California_Li_Battery_8hr_92_Generic | PG&E North | 1
Greater_LA_Flow_Battery_58_Generic | SCE East of Pisgah | Southern_PGAE_Li_Battery_8hr_111_Generic | PG&E North | 1
Greater_LA_Flow_Battery_58_Generic | SCE Northern | Northern_California_Li_Battery_8hr_114_Generic | PG&E North | 1
Greater_LA_Li_Battery_4hr_18_Generic | SCE Northern | Northern_California_Li_Battery_8hr_122_Generic | PG&E North | 1
Greater_LA_Li_Battery_4hr_30_Generic | SCE Metro | Northern_California_Li_Battery_8hr_135_Generic | PG&E North | 1
Greater_LA_Li_Battery_4hr_4_Generic | SCE Metro | Northern_California_Li_Battery_8hr_138_Generic | PG&E North | 1
Greater_LA_Li_Battery_4hr_58_Generic | SCE East of Pisgah | Southern_PGAE_Li_Battery_8hr_139_Generic | PG&E North | 1
Greater_LA_Li_Battery_4hr_58_Generic | SCE Northern | Southern_PGAE_Li_Battery_8hr_140_Generic | PG&E North | 1
Greater_LA_Li_Battery_8hr_18_Generic | SCE Northern | Northern_California_Li_Battery_8hr_141_Generic | PG&E North | 1
Greater_LA_Li_Battery_8hr_30_Generic | SCE Metro | Northern_California_Li_Battery_8hr_144_Generic | PG&E North | 1
Greater_LA_Li_Battery_8hr_4_Generic | SCE Metro | Southern_PGAE_Li_Battery_8hr_151_Generic | PG&E North | 1
Greater_LA_Li_Battery_8hr_58_Generic | SCE East of Pisgah | Southern_PGAE_Li_Battery_8hr_154_Generic | PG&E North | 1
Greater_LA_Li_Battery_8hr_58_Generic | SCE Northern | Northern_California_Li_Battery_8hr_157_Generic | PG&E North | 1
Greater_LA_Solar_18_Generic | SCE Northern | Northern_California_Li_Battery_8hr_159_Generic | PG&E North | 1
Greater_LA_Solar_30_Generic | SCE Metro | Southern_PGAE_Li_Battery_8hr_161_Generic | PG&E North | 1
Greater_LA_Solar_4_Generic | SCE Metro | Southern_PGAE_Li_Battery_8hr_162_Generic | PG&E North | 1
Greater_LA_Solar_58_Generic | SCE East of Pisgah | Southern_PGAE_Li_Battery_8hr_163_Generic | PG&E North | 1
Greater_LA_Solar_58_Generic | SCE Northern | Southern_PGAE_Li_Battery_8hr_164_Generic | PG&E North | 1
Idaho_Wind_19_Generic | SCE East of Pisgah | Southern_PGAE_Li_Battery_8hr_165_Generic | PG&E North | 1
Idaho_Wind_19_Generic | SCE Eastern | Northern_California_Li_Battery_8hr_166_Generic | PG&E North | 1
Inyokern_North_Kramer_Geothermal_156_Generic | SCE North of Lugo | Southern_PGAE_Li_Battery_8hr_168_Generic | PG&E North | 1
Inyokern_North_Kramer_Geothermal_9_Generic | SCE Eastern | Southern_PGAE_Li_Battery_8hr_169_Generic | PG&E North | 1
New_Mexico_Wind_55_Generic | SCE East of Pisgah | Southern_PGAE_Li_Battery_8hr_170_Generic | PG&E North | 1
New_Mexico_Wind_55_Generic | SCE Eastern | Northern_California_Li_Battery_8hr_172_Generic | PG&E North | 1
Northern_California_Biomass_5_Generic | PG&E North | Southern_PGAE_Li_Battery_8hr_174_Generic | PG&E North | 1
Northern_California_Flow_Battery_100_Generic | PG&E North | Southern_PGAE_Li_Battery_8hr_176_Generic | PG&E North | 1
Northern_California_Flow_Battery_112_Generic | PG&E North | Northern_California_Li_Battery_8hr_179_Generic | PG&E North | 1
Northern_California_Flow_Battery_113_Generic | PG&E North | Central_Valley_North_Los_Banos_Wind_154_Generic | PG&E North | 1
Northern_California_Flow_Battery_113_Generic | PG&E South | Central_Valley_North_Los_Banos_Wind_162_Generic | PG&E North | 1
Northern_California_Flow_Battery_114_Generic | PG&E North | Northern_California_Solar_25_Generic | PG&E North | 1
Northern_California_Flow_Battery_114_Generic | PG&E South | Northern_California_Solar_31_Generic | PG&E North | 1
Northern_California_Flow_Battery_116_Generic | PG&E North | Northern_California_Solar_80_Generic | PG&E North | 1
Northern_California_Flow_Battery_121_Generic | PG&E North | Northern_California_Solar_85_Generic | PG&E North | 1
Northern_California_Flow_Battery_122_Generic | PG&E North | Northern_California_Solar_92_Generic | PG&E North | 1
Northern_California_Flow_Battery_126_Generic | PG&E North | Northern_California_Solar_114_Generic | PG&E North | 1
Northern_California_Flow_Battery_127_Generic | PG&E North | Northern_California_Solar_122_Generic | PG&E North | 1
Northern_California_Flow_Battery_130_Generic | PG&E South | Northern_California_Solar_135_Generic | PG&E North | 1
Northern_California_Flow_Battery_132_Generic | PG&E North | Northern_California_Solar_138_Generic | PG&E North | 1
Northern_California_Flow_Battery_135_Generic | PG&E North | Northern_California_Solar_141_Generic | PG&E North | 1
Northern_California_Flow_Battery_138_Generic | PG&E North | Northern_California_Solar_144_Generic | PG&E North | 1
Northern_California_Flow_Battery_138_Generic | PG&E South | Northern_California_Solar_157_Generic | PG&E North | 1
Northern_California_Flow_Battery_141_Generic | PG&E North | Northern_California_Solar_159_Generic | PG&E North | 1
Northern_California_Flow_Battery_144_Generic | PG&E North | Northern_California_Solar_166_Generic | PG&E North | 1
Northern_California_Flow_Battery_149_Generic | PG&E North | Northern_California_Solar_172_Generic | PG&E North | 1
Northern_California_Flow_Battery_150_Generic | PG&E North | Northern_California_Solar_179_Generic | PG&E North | 1
Northern_California_Flow_Battery_155_Generic | PG&E North | Northern_California_Wind_159_Generic | PG&E North | 1
Northern_California_Flow_Battery_157_Generic | PG&E North | Solano_Wind_85_Generic | PG&E North | 1
Northern_California_Flow_Battery_158_Generic | PG&E North | Solano_Wind_122_Generic | PG&E North | 1
Northern_California_Flow_Battery_159_Generic | PG&E North | Southern_PGAE_Solar_111_Generic | PG&E North | 1
Northern_California_Flow_Battery_166_Generic | PG&E North | Southern_PGAE_Solar_139_Generic | PG&E North | 1
Northern_California_Flow_Battery_166_Generic | PG&E South | Southern_PGAE_Solar_140_Generic | PG&E North | 1
Northern_California_Flow_Battery_172_Generic | PG&E North | Southern_PGAE_Solar_151_Generic | PG&E North | 1
Northern_California_Flow_Battery_178_Generic | PG&E North | Southern_PGAE_Solar_154_Generic | PG&E North | 1
Northern_California_Flow_Battery_179_Generic | PG&E North | Southern_PGAE_Solar_161_Generic | PG&E North | 1
Northern_California_Flow_Battery_180_Generic | PG&E North | Southern_PGAE_Solar_162_Generic | PG&E North | 1
Northern_California_Flow_Battery_25_Generic | PG&E North | Southern_PGAE_Solar_163_Generic | PG&E North | 1
Northern_California_Flow_Battery_26_Generic | PG&E North | Southern_PGAE_Solar_164_Generic | PG&E North | 1
Northern_California_Flow_Battery_29_Generic | PG&E North | Southern_PGAE_Solar_165_Generic | PG&E North | 1
Northern_California_Flow_Battery_31_Generic | PG&E North | Southern_PGAE_Solar_168_Generic | PG&E North | 1
Northern_California_Flow_Battery_35_Generic | PG&E North | Southern_PGAE_Solar_169_Generic | PG&E North | 1
Northern_California_Flow_Battery_38_Generic | PG&E North | Southern_PGAE_Solar_170_Generic | PG&E North | 1
Northern_California_Flow_Battery_41_Generic | PG&E North | Southern_PGAE_Solar_174_Generic | PG&E North | 1
Northern_California_Flow_Battery_44_Generic | PG&E North | Southern_PGAE_Solar_176_Generic | PG&E North | 1
Northern_California_Flow_Battery_5_Generic | PG&E North | Northern_California_Flow_Battery_100_Generic | PG&E North | 1
Northern_California_Flow_Battery_51_Generic | PG&E North | Tehachapi_Flow_Battery_125_Generic | PG&E North | 1
Northern_California_Flow_Battery_57_Generic | PG&E North | Northern_California_Flow_Battery_178_Generic | PG&E North | 1
Northern_California_Flow_Battery_68_Generic | PG&E North | Northern_California_Li_Battery_4hr_100_Generic | PG&E North | 1
Northern_California_Flow_Battery_70_Generic | PG&E North | Tehachapi_Li_Battery_4hr_125_Generic | PG&E North | 1
Northern_California_Flow_Battery_73_Generic | PG&E North | Northern_California_Li_Battery_4hr_178_Generic | PG&E North | 1
Northern_California_Flow_Battery_76_Generic | PG&E North | Northern_California_Li_Battery_8hr_100_Generic | PG&E North | 1
Northern_California_Flow_Battery_80_Generic | PG&E North | Tehachapi_Li_Battery_8hr_125_Generic | PG&E North | 1
Northern_California_Flow_Battery_82_Generic | PG&E North | Northern_California_Li_Battery_8hr_178_Generic | PG&E North | 1
Northern_California_Flow_Battery_83_Generic | PG&E North | Central_Valley_North_Los_Banos_Wind_125_Generic | PG&E North | 1
Northern_California_Flow_Battery_84_Generic | PG&E North | Northern_California_Geothermal_100_Generic | PG&E North | 1
Northern_California_Flow_Battery_85_Generic | PG&E North | Northern_California_Solar_100_Generic | PG&E North | 1
Northern_California_Flow_Battery_85_Generic | PG&E South | Northern_California_Solar_178_Generic | PG&E North | 1
Northern_California_Flow_Battery_92_Generic | PG&E North | Tehachapi_Solar_125_Generic | PG&E North | 1
Northern_California_Flow_Battery_94_Generic | PG&E North | Northern_California_Flow_Battery_26_Generic | PG&E North | 1
Northern_California_Flow_Battery_96_Generic | PG&E North | Northern_California_Flow_Battery_51_Generic | PG&E North | 1
Northern_California_Geothermal_100_Generic | PG&E North | Northern_California_Flow_Battery_83_Generic | PG&E North | 1
Northern_California_Geothermal_35_Generic | PG&E North | Northern_California_Flow_Battery_94_Generic | PG&E North | 1
Northern_California_Geothermal_5_Generic | PG&E North | Northern_California_Flow_Battery_126_Generic | PG&E North | 1
Northern_California_Geothermal_70_Generic | PG&E North | Northern_California_Flow_Battery_127_Generic | PG&E North | 1
Northern_California_Li_Battery_4hr_100_Generic | PG&E North | Northern_California_Flow_Battery_150_Generic | PG&E North | 1
Northern_California_Li_Battery_4hr_112_Generic | PG&E North | Northern_California_Flow_Battery_155_Generic | PG&E North | 1
Northern_California_Li_Battery_4hr_113_Generic | PG&E North | Northern_California_Flow_Battery_158_Generic | PG&E North | 1
Northern_California_Li_Battery_4hr_113_Generic | PG&E South | Northern_California_Li_Battery_4hr_26_Generic | PG&E North | 1
Northern_California_Li_Battery_4hr_114_Generic | PG&E North | Northern_California_Li_Battery_4hr_51_Generic | PG&E North | 1
Northern_California_Li_Battery_4hr_114_Generic | PG&E South | Northern_California_Li_Battery_4hr_83_Generic | PG&E North | 1
Northern_California_Li_Battery_4hr_116_Generic | PG&E North | Northern_California_Li_Battery_4hr_94_Generic | PG&E North | 1
Northern_California_Li_Battery_4hr_121_Generic | PG&E North | Northern_California_Li_Battery_4hr_126_Generic | PG&E North | 1
Northern_California_Li_Battery_4hr_122_Generic | PG&E North | Northern_California_Li_Battery_4hr_127_Generic | PG&E North | 1
Northern_California_Li_Battery_4hr_126_Generic | PG&E North | Northern_California_Li_Battery_4hr_150_Generic | PG&E North | 1
Northern_California_Li_Battery_4hr_127_Generic | PG&E North | Northern_California_Li_Battery_4hr_155_Generic | PG&E North | 1
Northern_California_Li_Battery_4hr_130_Generic | PG&E South | Northern_California_Li_Battery_4hr_158_Generic | PG&E North | 1
Northern_California_Li_Battery_4hr_132_Generic | PG&E North | Northern_California_Li_Battery_8hr_26_Generic | PG&E North | 1
Northern_California_Li_Battery_4hr_135_Generic | PG&E North | Northern_California_Li_Battery_8hr_51_Generic | PG&E North | 1
Northern_California_Li_Battery_4hr_138_Generic | PG&E North | Northern_California_Li_Battery_8hr_83_Generic | PG&E North | 1
Northern_California_Li_Battery_4hr_138_Generic | PG&E South | Northern_California_Li_Battery_8hr_94_Generic | PG&E North | 1
Northern_California_Li_Battery_4hr_141_Generic | PG&E North | Northern_California_Li_Battery_8hr_126_Generic | PG&E North | 1
Northern_California_Li_Battery_4hr_144_Generic | PG&E North | Northern_California_Li_Battery_8hr_127_Generic | PG&E North | 1
Northern_California_Li_Battery_4hr_149_Generic | PG&E North | Northern_California_Li_Battery_8hr_150_Generic | PG&E North | 1
Northern_California_Li_Battery_4hr_150_Generic | PG&E North | Northern_California_Li_Battery_8hr_155_Generic | PG&E North | 1
Northern_California_Li_Battery_4hr_155_Generic | PG&E North | Northern_California_Li_Battery_8hr_158_Generic | PG&E North | 1
Northern_California_Li_Battery_4hr_157_Generic | PG&E North | Northern_California_Solar_26_Generic | PG&E North | 1
Northern_California_Li_Battery_4hr_158_Generic | PG&E North | Northern_California_Solar_51_Generic | PG&E North | 1
Northern_California_Li_Battery_4hr_159_Generic | PG&E North | Northern_California_Solar_83_Generic | PG&E North | 1
Northern_California_Li_Battery_4hr_166_Generic | PG&E North | Northern_California_Solar_94_Generic | PG&E North | 1
Northern_California_Li_Battery_4hr_166_Generic | PG&E South | Northern_California_Solar_126_Generic | PG&E North | 1
Northern_California_Li_Battery_4hr_172_Generic | PG&E North | Northern_California_Solar_127_Generic | PG&E North | 1
Northern_California_Li_Battery_4hr_178_Generic | PG&E North | Northern_California_Solar_150_Generic | PG&E North | 1
Northern_California_Li_Battery_4hr_179_Generic | PG&E North | Northern_California_Solar_155_Generic | PG&E North | 1
Northern_California_Li_Battery_4hr_180_Generic | PG&E North | Northern_California_Solar_158_Generic | PG&E North | 1
Northern_California_Li_Battery_4hr_25_Generic | PG&E North | Northern_California_Wind_26_Generic | PG&E North | 1
Northern_California_Li_Battery_4hr_26_Generic | PG&E North | Northern_California_Wind_83_Generic | PG&E North | 1
Northern_California_Li_Battery_4hr_29_Generic | PG&E North | Solano_Wind_94_Generic | PG&E North | 1
Northern_California_Li_Battery_4hr_31_Generic | PG&E North | Solano_Wind_126_Generic | PG&E North | 1
Northern_California_Li_Battery_4hr_35_Generic | PG&E North | Southern_PGAE_Flow_Battery_93_Generic | PG&E North | 0
Northern_California_Li_Battery_4hr_38_Generic | PG&E North | Southern_PGAE_Flow_Battery_117_Generic | PG&E North | 0
Northern_California_Li_Battery_4hr_41_Generic | PG&E North | Southern_PGAE_Li_Battery_4hr_93_Generic | PG&E North | 0
Northern_California_Li_Battery_4hr_44_Generic | PG&E North | Southern_PGAE_Li_Battery_4hr_117_Generic | PG&E North | 0
Northern_California_Li_Battery_4hr_5_Generic | PG&E North | Southern_PGAE_Li_Battery_8hr_93_Generic | PG&E North | 0
Northern_California_Li_Battery_4hr_51_Generic | PG&E North | Southern_PGAE_Li_Battery_8hr_117_Generic | PG&E North | 0
Northern_California_Li_Battery_4hr_57_Generic | PG&E North | Southern_PGAE_Solar_93_Generic | PG&E North | 0
Northern_California_Li_Battery_4hr_68_Generic | PG&E North | Southern_PGAE_Solar_117_Generic | PG&E North | 0
Northern_California_Li_Battery_4hr_70_Generic | PG&E North | Greater_Kramer_Flow_Battery_103_Generic | PG&E North | 0
Northern_California_Li_Battery_4hr_73_Generic | PG&E North | Greater_Kramer_Li_Battery_4hr_103_Generic | PG&E North | 0
Northern_California_Li_Battery_4hr_76_Generic | PG&E North | Greater_Kramer_Li_Battery_8hr_103_Generic | PG&E North | 0
Northern_California_Li_Battery_4hr_80_Generic | PG&E North | Greater_Kramer_Solar_103_Generic | PG&E North | 0
Northern_California_Li_Battery_4hr_82_Generic | PG&E North | 0 | PG&E North | 0
Northern_California_Li_Battery_4hr_83_Generic | PG&E North | Riverside_Flow_Battery_129_Generic | PG&E North | 0
Northern_California_Li_Battery_4hr_84_Generic | PG&E North | Riverside_Li_Battery_4hr_129_Generic | PG&E North | 0
Northern_California_Li_Battery_4hr_85_Generic | PG&E North | Riverside_Li_Battery_8hr_129_Generic | PG&E North | 0
Northern_California_Li_Battery_4hr_85_Generic | PG&E South | Riverside_Solar_129_Generic | PG&E North | 0
Northern_California_Li_Battery_4hr_92_Generic | PG&E North | Northern_California_Flow_Battery_38_Generic | PG&E North | 1
Northern_California_Li_Battery_4hr_94_Generic | PG&E North | Northern_California_Li_Battery_4hr_38_Generic | PG&E North | 1
Northern_California_Li_Battery_4hr_96_Generic | PG&E North | Northern_California_Li_Battery_8hr_38_Generic | PG&E North | 1
Northern_California_Li_Battery_8hr_100_Generic | PG&E North | Northern_California_Solar_38_Generic | PG&E North | 1
Northern_California_Li_Battery_8hr_112_Generic | PG&E North | San_Diego_Pumped_Storage_119_Generic | PG&E North | 0
Northern_California_Li_Battery_8hr_113_Generic | PG&E North | Southern_PGAE_Flow_Battery_39_Generic | PG&E North | 0
Northern_California_Li_Battery_8hr_113_Generic | PG&E South | Southern_PGAE_Flow_Battery_109_Generic | PG&E North | 0
Northern_California_Li_Battery_8hr_114_Generic | PG&E North | Southern_PGAE_Li_Battery_4hr_39_Generic | PG&E North | 0
Northern_California_Li_Battery_8hr_114_Generic | PG&E South | Southern_PGAE_Li_Battery_4hr_109_Generic | PG&E North | 0
Northern_California_Li_Battery_8hr_116_Generic | PG&E North | Southern_PGAE_Li_Battery_8hr_39_Generic | PG&E North | 0
Northern_California_Li_Battery_8hr_121_Generic | PG&E North | Southern_PGAE_Li_Battery_8hr_109_Generic | PG&E North | 0
Northern_California_Li_Battery_8hr_122_Generic | PG&E North | Southern_PGAE_Solar_39_Generic | PG&E North | 0
Northern_California_Li_Battery_8hr_126_Generic | PG&E North | Southern_PGAE_Solar_109_Generic | PG&E North | 0
Northern_California_Li_Battery_8hr_127_Generic | PG&E North | Riverside_Flow_Battery_60_Generic | PG&E North | 0
Northern_California_Li_Battery_8hr_130_Generic | PG&E South | Riverside_Li_Battery_4hr_60_Generic | PG&E North | 0
Northern_California_Li_Battery_8hr_132_Generic | PG&E North | Riverside_Li_Battery_8hr_60_Generic | PG&E North | 0
Northern_California_Li_Battery_8hr_135_Generic | PG&E North | Riverside_Solar_60_Generic | PG&E North | 0
Northern_California_Li_Battery_8hr_138_Generic | PG&E North | Arizona_Solar_55_Generic | PG&E North | 0
Northern_California_Li_Battery_8hr_138_Generic | PG&E South | Arizona_Solar_62_Generic | PG&E North | 0
Northern_California_Li_Battery_8hr_141_Generic | PG&E North | Arizona_Solar_77_Generic | PG&E North | 0
Northern_California_Li_Battery_8hr_144_Generic | PG&E North | Arizona_Solar_90_Generic | PG&E North | 0
Northern_California_Li_Battery_8hr_149_Generic | PG&E North | Baja_California_Wind_133_Generic | PG&E North | 0
Northern_California_Li_Battery_8hr_150_Generic | PG&E North | Southern_NV_Eldorado_Flow_Battery_19_Generic | PG&E North | 0
Northern_California_Li_Battery_8hr_155_Generic | PG&E North | Southern_NV_Eldorado_Flow_Battery_40_Generic | PG&E North | 0
Northern_California_Li_Battery_8hr_157_Generic | PG&E North | Arizona_Flow_Battery_55_Generic | PG&E North | 0
Northern_California_Li_Battery_8hr_158_Generic | PG&E North | Arizona_Flow_Battery_62_Generic | PG&E North | 0
Northern_California_Li_Battery_8hr_159_Generic | PG&E North | Arizona_Flow_Battery_77_Generic | PG&E North | 0
Northern_California_Li_Battery_8hr_166_Generic | PG&E North | Arizona_Flow_Battery_90_Generic | PG&E North | 0
Northern_California_Li_Battery_8hr_166_Generic | PG&E South | Greater_Imperial_Flow_Battery_107_Generic | PG&E North | 0
Northern_California_Li_Battery_8hr_172_Generic | PG&E North | Greater_Imperial_Flow_Battery_133_Generic | PG&E North | 0
Northern_California_Li_Battery_8hr_178_Generic | PG&E North | Southern_NV_Eldorado_Li_Battery_4hr_19_Generic | PG&E North | 0
Northern_California_Li_Battery_8hr_179_Generic | PG&E North | Southern_NV_Eldorado_Li_Battery_4hr_40_Generic | PG&E North | 0
Northern_California_Li_Battery_8hr_180_Generic | PG&E North | Arizona_Li_Battery_4hr_55_Generic | PG&E North | 0
Northern_California_Li_Battery_8hr_25_Generic | PG&E North | Arizona_Li_Battery_4hr_62_Generic | PG&E North | 0
Northern_California_Li_Battery_8hr_26_Generic | PG&E North | Arizona_Li_Battery_4hr_77_Generic | PG&E North | 0
Northern_California_Li_Battery_8hr_29_Generic | PG&E North | Arizona_Li_Battery_4hr_90_Generic | PG&E North | 0
Northern_California_Li_Battery_8hr_31_Generic | PG&E North | Greater_Imperial_Li_Battery_4hr_107_Generic | PG&E North | 0
Northern_California_Li_Battery_8hr_35_Generic | PG&E North | Greater_Imperial_Li_Battery_4hr_133_Generic | PG&E North | 0
Northern_California_Li_Battery_8hr_38_Generic | PG&E North | Southern_NV_Eldorado_Li_Battery_8hr_19_Generic | PG&E North | 0
Northern_California_Li_Battery_8hr_41_Generic | PG&E North | Southern_NV_Eldorado_Li_Battery_8hr_40_Generic | PG&E North | 0
Northern_California_Li_Battery_8hr_44_Generic | PG&E North | Arizona_Li_Battery_8hr_55_Generic | PG&E North | 0
Northern_California_Li_Battery_8hr_5_Generic | PG&E North | Arizona_Li_Battery_8hr_62_Generic | PG&E North | 0
Northern_California_Li_Battery_8hr_51_Generic | PG&E North | Arizona_Li_Battery_8hr_77_Generic | PG&E North | 0
Northern_California_Li_Battery_8hr_57_Generic | PG&E North | Arizona_Li_Battery_8hr_90_Generic | PG&E North | 0
Northern_California_Li_Battery_8hr_68_Generic | PG&E North | Greater_Imperial_Li_Battery_8hr_107_Generic | PG&E North | 0
Northern_California_Li_Battery_8hr_70_Generic | PG&E North | Greater_Imperial_Li_Battery_8hr_133_Generic | PG&E North | 0
Northern_California_Li_Battery_8hr_73_Generic | PG&E North | Greater_Imperial_Solar_107_Generic | PG&E North | 0
Northern_California_Li_Battery_8hr_76_Generic | PG&E North | Greater_Imperial_Solar_133_Generic | PG&E North | 0
Northern_California_Li_Battery_8hr_80_Generic | PG&E North | Idaho_Wind_19_Generic | PG&E North | 0
Northern_California_Li_Battery_8hr_82_Generic | PG&E North | New_Mexico_Wind_55_Generic | PG&E North | 0
Northern_California_Li_Battery_8hr_83_Generic | PG&E North | Northern_Nevada_Geothermal_19_Generic | PG&E North | 0
Northern_California_Li_Battery_8hr_84_Generic | PG&E North | Southern_NV_Eldorado_Solar_19_Generic | PG&E North | 0
Northern_California_Li_Battery_8hr_85_Generic | PG&E North | Southern_NV_Eldorado_Solar_40_Generic | PG&E North | 0
Northern_California_Li_Battery_8hr_85_Generic | PG&E South | Utah_Geothermal_19_Generic | PG&E North | 0
Northern_California_Li_Battery_8hr_92_Generic | PG&E North | Utah_Wind_19_Generic | PG&E North | 0
Northern_California_Li_Battery_8hr_94_Generic | PG&E North | Wyoming_Wind_19_Generic | PG&E North | 0
Northern_California_Li_Battery_8hr_96_Generic | PG&E North | Northern_California_Flow_Battery_112_Generic | PG&E North | 1
Northern_California_Pumped_Storage_5_Generic | PG&E North | Northern_California_Li_Battery_4hr_112_Generic | PG&E North | 1
Northern_California_Solar_100_Generic | PG&E North | Northern_California_Li_Battery_8hr_112_Generic | PG&E North | 1
Northern_California_Solar_112_Generic | PG&E North | Northern_California_Solar_112_Generic | PG&E North | 1
Northern_California_Solar_113_Generic | PG&E North | Greater_Kramer_Flow_Battery_156_Generic | PG&E North | 0
Northern_California_Solar_113_Generic | PG&E South | Greater_Kramer_Li_Battery_4hr_156_Generic | PG&E North | 0
Northern_California_Solar_114_Generic | PG&E North | Greater_Kramer_Li_Battery_8hr_156_Generic | PG&E North | 0
Northern_California_Solar_114_Generic | PG&E South | Greater_Kramer_Solar_156_Generic | PG&E North | 0
Northern_California_Solar_116_Generic | PG&E North | Inyokern_North_Kramer_Geothermal_156_Generic | PG&E North | 0
Northern_California_Solar_121_Generic | PG&E North | Northern_California_Flow_Battery_70_Generic | PG&E North | 1
Northern_California_Solar_122_Generic | PG&E North | Northern_California_Flow_Battery_132_Generic | PG&E North | 1
Northern_California_Solar_126_Generic | PG&E North | Northern_California_Li_Battery_4hr_70_Generic | PG&E North | 1
Northern_California_Solar_127_Generic | PG&E North | Northern_California_Li_Battery_4hr_132_Generic | PG&E North | 1
Northern_California_Solar_130_Generic | PG&E South | Northern_California_Li_Battery_8hr_70_Generic | PG&E North | 1
Northern_California_Solar_132_Generic | PG&E North | Northern_California_Li_Battery_8hr_132_Generic | PG&E North | 1
Northern_California_Solar_135_Generic | PG&E North | Northern_California_Geothermal_70_Generic | PG&E North | 1
Northern_California_Solar_138_Generic | PG&E North | Northern_California_Solar_70_Generic | PG&E North | 1
Northern_California_Solar_138_Generic | PG&E South | Northern_California_Solar_132_Generic | PG&E North | 1
Northern_California_Solar_141_Generic | PG&E North | Greater_LA_Flow_Battery_30_Generic | PG&E North | 0
Northern_California_Solar_144_Generic | PG&E North | Greater_LA_Li_Battery_4hr_30_Generic | PG&E North | 0
Northern_California_Solar_149_Generic | PG&E North | Greater_LA_Li_Battery_8hr_30_Generic | PG&E North | 0
Northern_California_Solar_150_Generic | PG&E North | Greater_LA_Solar_30_Generic | PG&E North | 0
Northern_California_Solar_155_Generic | PG&E North | 0 | PG&E North | 0
Northern_California_Solar_157_Generic | PG&E North | Greater_Imperial_Flow_Battery_63_Generic | PG&E North | 0
Northern_California_Solar_158_Generic | PG&E North | Greater_Imperial_Li_Battery_4hr_63_Generic | PG&E North | 0
Northern_California_Solar_159_Generic | PG&E North | Greater_Imperial_Li_Battery_8hr_63_Generic | PG&E North | 0
Northern_California_Solar_166_Generic | PG&E North | Greater_Imperial_Geothermal_63_Generic | PG&E North | 0
Northern_California_Solar_166_Generic | PG&E South | Greater_Imperial_Solar_63_Generic | PG&E North | 0
Northern_California_Solar_172_Generic | PG&E North | Southern_PGAE_Flow_Battery_72_Generic | PG&E North | 0
Northern_California_Solar_178_Generic | PG&E North | Southern_PGAE_Flow_Battery_124_Generic | PG&E North | 1
Northern_California_Solar_179_Generic | PG&E North | Southern_PGAE_Li_Battery_4hr_72_Generic | PG&E North | 0
Northern_California_Solar_180_Generic | PG&E North | Southern_PGAE_Li_Battery_4hr_124_Generic | PG&E North | 1
Northern_California_Solar_25_Generic | PG&E North | Southern_PGAE_Li_Battery_8hr_72_Generic | PG&E North | 0
Northern_California_Solar_26_Generic | PG&E North | Southern_PGAE_Li_Battery_8hr_124_Generic | PG&E North | 1
Northern_California_Solar_29_Generic | PG&E North | Southern_PGAE_Solar_72_Generic | PG&E North | 0
Northern_California_Solar_31_Generic | PG&E North | Southern_PGAE_Solar_124_Generic | PG&E North | 1
Northern_California_Solar_35_Generic | PG&E North | Northern_California_Flow_Battery_44_Generic | PG&E North | 1
Northern_California_Solar_38_Generic | PG&E North | Northern_California_Flow_Battery_121_Generic | PG&E North | 1
Northern_California_Solar_41_Generic | PG&E North | Northern_California_Li_Battery_4hr_44_Generic | PG&E North | 1
Northern_California_Solar_44_Generic | PG&E North | Northern_California_Li_Battery_4hr_121_Generic | PG&E North | 1
Northern_California_Solar_5_Generic | PG&E North | Northern_California_Li_Battery_8hr_44_Generic | PG&E North | 1
Northern_California_Solar_51_Generic | PG&E North | Northern_California_Li_Battery_8hr_121_Generic | PG&E North | 1
Northern_California_Solar_57_Generic | PG&E North | Northern_California_Solar_44_Generic | PG&E North | 1
Northern_California_Solar_68_Generic | PG&E North | Northern_California_Solar_121_Generic | PG&E North | 1
Northern_California_Solar_70_Generic | PG&E North | Arizona_Solar_48_Generic | PG&E North | 0
Northern_California_Solar_73_Generic | PG&E North | Arizona_Flow_Battery_48_Generic | PG&E North | 0
Northern_California_Solar_76_Generic | PG&E North | Arizona_Li_Battery_4hr_48_Generic | PG&E North | 0
Northern_California_Solar_80_Generic | PG&E North | Arizona_Li_Battery_8hr_48_Generic | PG&E North | 0
Northern_California_Solar_82_Generic | PG&E North | Northern_California_Flow_Battery_29_Generic | PG&E North | 1
Northern_California_Solar_83_Generic | PG&E North | Northern_California_Li_Battery_4hr_29_Generic | PG&E North | 1
Northern_California_Solar_84_Generic | PG&E North | Northern_California_Li_Battery_8hr_29_Generic | PG&E North | 1
Northern_California_Solar_85_Generic | PG&E North | Northern_California_Solar_29_Generic | PG&E North | 1
Northern_California_Solar_85_Generic | PG&E South | Northern_California_Flow_Battery_149_Generic | PG&E North | 1
Northern_California_Solar_92_Generic | PG&E North | Northern_California_Li_Battery_4hr_149_Generic | PG&E North | 1
Northern_California_Solar_94_Generic | PG&E North | Northern_California_Li_Battery_8hr_149_Generic | PG&E North | 1
Northern_California_Solar_96_Generic | PG&E North | Northern_California_Solar_149_Generic | PG&E North | 1
Northern_California_Wind_159_Generic | PG&E North | Greater_Imperial_Flow_Battery_108_Generic | PG&E North | 0
Northern_California_Wind_26_Generic | PG&E North | Greater_Imperial_Li_Battery_4hr_108_Generic | PG&E North | 0
Northern_California_Wind_35_Generic | PG&E North | Greater_Imperial_Li_Battery_8hr_108_Generic | PG&E North | 0
Northern_California_Wind_5_Generic | PG&E North | Greater_Imperial_Solar_108_Generic | PG&E North | 0
Northern_California_Wind_76_Generic | PG&E North | Greater_Imperial_Wind_108_Generic | PG&E North | 0
Northern_California_Wind_83_Generic | PG&E North | Riverside_Flow_Battery_9_Generic | PG&E North | 0
Northern_Nevada_Geothermal_19_Generic | SCE East of Pisgah | Riverside_Li_Battery_4hr_9_Generic | PG&E North | 0
Northern_Nevada_Geothermal_19_Generic | SCE Eastern | Riverside_Li_Battery_8hr_9_Generic | PG&E North | 0
Pacific_Northwest_Geothermal_5_Generic | PG&E North | Riverside_West_Pumped_Storage_9_Generic | PG&E North | 0
Riverside_East_Pumped_Storage_59_Generic | SCE Eastern | Inyokern_North_Kramer_Geothermal_9_Generic | PG&E North | 0
Riverside_Flow_Battery_129_Generic | SCE Eastern | Riverside_Solar_9_Generic | PG&E North | 0
Riverside_Flow_Battery_59_Generic | SCE Eastern | Southern_PGAE_Flow_Battery_8_Generic | PG&E North | 0
Riverside_Flow_Battery_60_Generic | SCE Eastern | Southern_PGAE_Flow_Battery_22_Generic | PG&E North | 0
Riverside_Flow_Battery_9_Generic | SCE Eastern | Southern_PGAE_Flow_Battery_23_Generic | PG&E North | 0
Riverside_Li_Battery_4hr_129_Generic | SCE Eastern | Southern_PGAE_Flow_Battery_24_Generic | PG&E North | 0
Riverside_Li_Battery_4hr_59_Generic | SCE Eastern | Southern_PGAE_Flow_Battery_33_Generic | PG&E North | 0
Riverside_Li_Battery_4hr_60_Generic | SCE Eastern | Southern_PGAE_Flow_Battery_45_Generic | PG&E North | 0
Riverside_Li_Battery_4hr_9_Generic | SCE Eastern | Southern_PGAE_Flow_Battery_46_Generic | PG&E North | 0
Riverside_Li_Battery_8hr_129_Generic | SCE Eastern | Southern_PGAE_Flow_Battery_49_Generic | PG&E North | 0
Riverside_Li_Battery_8hr_59_Generic | SCE Eastern | Southern_PGAE_Flow_Battery_52_Generic | PG&E North | 0
Riverside_Li_Battery_8hr_60_Generic | SCE Eastern | Southern_PGAE_Flow_Battery_61_Generic | PG&E North | 0
Riverside_Li_Battery_8hr_9_Generic | SCE Eastern | Southern_PGAE_Flow_Battery_69_Generic | PG&E North | 0
Riverside_Solar_129_Generic | SCE Eastern | Southern_PGAE_Flow_Battery_74_Generic | PG&E North | 0
Riverside_Solar_59_Generic | SCE Eastern | Southern_PGAE_Flow_Battery_75_Generic | PG&E North | 0
Riverside_Solar_60_Generic | SCE Eastern | Southern_PGAE_Flow_Battery_79_Generic | PG&E North | 0
Riverside_Solar_9_Generic | SCE Eastern | Southern_PGAE_Flow_Battery_98_Generic | PG&E North | 0
Riverside_West_Pumped_Storage_9_Generic | SCE Eastern | Southern_PGAE_Flow_Battery_102_Generic | PG&E North | 0
San_Diego_Pumped_Storage_119_Generic | SCE Eastern | Southern_PGAE_Flow_Battery_118_Generic | PG&E North | 0
Solano_Wind_122_Generic | PG&E North | Southern_PGAE_Li_Battery_4hr_8_Generic | PG&E North | 0
Solano_Wind_126_Generic | PG&E North | Southern_PGAE_Li_Battery_4hr_22_Generic | PG&E North | 0
Solano_Wind_85_Generic | PG&E North | Southern_PGAE_Li_Battery_4hr_23_Generic | PG&E North | 0
Solano_Wind_85_Generic | PG&E South | Southern_PGAE_Li_Battery_4hr_24_Generic | PG&E North | 0
Solano_Wind_94_Generic | PG&E North | Southern_PGAE_Li_Battery_4hr_33_Generic | PG&E North | 0
Southern_NV_Eldorado_Flow_Battery_15_Generic | SCE East of Pisgah | Southern_PGAE_Li_Battery_4hr_45_Generic | PG&E North | 0
Southern_NV_Eldorado_Flow_Battery_16_Generic | SCE East of Pisgah | Southern_PGAE_Li_Battery_4hr_46_Generic | PG&E North | 0
Southern_NV_Eldorado_Flow_Battery_19_Generic | SCE East of Pisgah | Southern_PGAE_Li_Battery_4hr_49_Generic | PG&E North | 0
Southern_NV_Eldorado_Flow_Battery_19_Generic | SCE Eastern | Southern_PGAE_Li_Battery_4hr_52_Generic | PG&E North | 0
Southern_NV_Eldorado_Flow_Battery_2_Generic | SCE East of Pisgah | Southern_PGAE_Li_Battery_4hr_61_Generic | PG&E North | 0
Southern_NV_Eldorado_Flow_Battery_40_Generic | SCE East of Pisgah | Southern_PGAE_Li_Battery_4hr_69_Generic | PG&E North | 0
Southern_NV_Eldorado_Flow_Battery_40_Generic | SCE Eastern | Southern_PGAE_Li_Battery_4hr_74_Generic | PG&E North | 0
Southern_NV_Eldorado_Flow_Battery_42_Generic | SCE East of Pisgah | Southern_PGAE_Li_Battery_4hr_75_Generic | PG&E North | 0
Southern_NV_Eldorado_Li_Battery_4hr_15_Generic | SCE East of Pisgah | Southern_PGAE_Li_Battery_4hr_79_Generic | PG&E North | 0
Southern_NV_Eldorado_Li_Battery_4hr_16_Generic | SCE East of Pisgah | Southern_PGAE_Li_Battery_4hr_98_Generic | PG&E North | 0
Southern_NV_Eldorado_Li_Battery_4hr_19_Generic | SCE East of Pisgah | Southern_PGAE_Li_Battery_4hr_102_Generic | PG&E North | 0
Southern_NV_Eldorado_Li_Battery_4hr_19_Generic | SCE Eastern | Southern_PGAE_Li_Battery_4hr_118_Generic | PG&E North | 0
Southern_NV_Eldorado_Li_Battery_4hr_2_Generic | SCE East of Pisgah | Southern_PGAE_Li_Battery_8hr_8_Generic | PG&E North | 0
Southern_NV_Eldorado_Li_Battery_4hr_40_Generic | SCE East of Pisgah | Southern_PGAE_Li_Battery_8hr_22_Generic | PG&E North | 0
Southern_NV_Eldorado_Li_Battery_4hr_40_Generic | SCE Eastern | Southern_PGAE_Li_Battery_8hr_23_Generic | PG&E North | 0
Southern_NV_Eldorado_Li_Battery_4hr_42_Generic | SCE East of Pisgah | Southern_PGAE_Li_Battery_8hr_24_Generic | PG&E North | 0
Southern_NV_Eldorado_Li_Battery_8hr_15_Generic | SCE East of Pisgah | Southern_PGAE_Li_Battery_8hr_33_Generic | PG&E North | 0
Southern_NV_Eldorado_Li_Battery_8hr_16_Generic | SCE East of Pisgah | Southern_PGAE_Li_Battery_8hr_45_Generic | PG&E North | 0
Southern_NV_Eldorado_Li_Battery_8hr_19_Generic | SCE East of Pisgah | Southern_PGAE_Li_Battery_8hr_46_Generic | PG&E North | 0
Southern_NV_Eldorado_Li_Battery_8hr_19_Generic | SCE Eastern | Southern_PGAE_Li_Battery_8hr_49_Generic | PG&E North | 0
Southern_NV_Eldorado_Li_Battery_8hr_2_Generic | SCE East of Pisgah | Southern_PGAE_Li_Battery_8hr_52_Generic | PG&E North | 0
Southern_NV_Eldorado_Li_Battery_8hr_40_Generic | SCE East of Pisgah | Southern_PGAE_Li_Battery_8hr_61_Generic | PG&E North | 0
Southern_NV_Eldorado_Li_Battery_8hr_40_Generic | SCE Eastern | Southern_PGAE_Li_Battery_8hr_69_Generic | PG&E North | 0
Southern_NV_Eldorado_Li_Battery_8hr_42_Generic | SCE East of Pisgah | Southern_PGAE_Li_Battery_8hr_74_Generic | PG&E North | 0
Southern_NV_Eldorado_Solar_15_Generic | SCE East of Pisgah | Southern_PGAE_Li_Battery_8hr_75_Generic | PG&E North | 0
Southern_NV_Eldorado_Solar_16_Generic | SCE East of Pisgah | Southern_PGAE_Li_Battery_8hr_79_Generic | PG&E North | 0
Southern_NV_Eldorado_Solar_19_Generic | SCE East of Pisgah | Southern_PGAE_Li_Battery_8hr_98_Generic | PG&E North | 0
Southern_NV_Eldorado_Solar_19_Generic | SCE Eastern | Southern_PGAE_Li_Battery_8hr_102_Generic | PG&E North | 0
Southern_NV_Eldorado_Solar_2_Generic | SCE East of Pisgah | Southern_PGAE_Li_Battery_8hr_118_Generic | PG&E North | 0
Southern_NV_Eldorado_Solar_40_Generic | SCE East of Pisgah | Southern_PGAE_Solar_8_Generic | PG&E North | 0
Southern_NV_Eldorado_Solar_40_Generic | SCE Eastern | Southern_PGAE_Solar_22_Generic | PG&E North | 0
Southern_NV_Eldorado_Solar_42_Generic | SCE East of Pisgah | Southern_PGAE_Solar_23_Generic | PG&E North | 0
Southern_NV_Eldorado_Wind_15_Generic | SCE East of Pisgah | Southern_PGAE_Solar_24_Generic | PG&E North | 0
Southern_NV_Eldorado_Wind_16_Generic | SCE East of Pisgah | Southern_PGAE_Solar_33_Generic | PG&E North | 0
Southern_NV_Eldorado_Wind_2_Generic | SCE East of Pisgah | Southern_PGAE_Solar_45_Generic | PG&E North | 0
Southern_PGAE_Adiabatic_CAES_12_Generic | PG&E South | Southern_PGAE_Solar_46_Generic | PG&E North | 0
Southern_PGAE_Flow_Battery_102_Generic | PG&E South | Southern_PGAE_Solar_49_Generic | PG&E North | 0
Southern_PGAE_Flow_Battery_109_Generic | PG&E South | Southern_PGAE_Solar_52_Generic | PG&E North | 0
Southern_PGAE_Flow_Battery_111_Generic | PG&E North | Southern_PGAE_Solar_61_Generic | PG&E North | 0
Southern_PGAE_Flow_Battery_117_Generic | PG&E South | Southern_PGAE_Solar_69_Generic | PG&E North | 0
Southern_PGAE_Flow_Battery_118_Generic | PG&E South | Southern_PGAE_Solar_74_Generic | PG&E North | 0
Southern_PGAE_Flow_Battery_12_Generic | PG&E South | Southern_PGAE_Solar_75_Generic | PG&E North | 0
Southern_PGAE_Flow_Battery_124_Generic | PG&E North | Southern_PGAE_Solar_79_Generic | PG&E North | 0
Southern_PGAE_Flow_Battery_124_Generic | PG&E South | Southern_PGAE_Solar_98_Generic | PG&E North | 0
Southern_PGAE_Flow_Battery_136_Generic | PG&E South | Southern_PGAE_Solar_102_Generic | PG&E North | 0
Southern_PGAE_Flow_Battery_139_Generic | PG&E North | Southern_PGAE_Solar_118_Generic | PG&E North | 0
Southern_PGAE_Flow_Battery_139_Generic | PG&E South | Southern_PGAE_Flow_Battery_34_Generic | PG&E North | 0
Southern_PGAE_Flow_Battery_140_Generic | PG&E North | Southern_PGAE_Li_Battery_4hr_34_Generic | PG&E North | 0
Southern_PGAE_Flow_Battery_140_Generic | PG&E South | Southern_PGAE_Li_Battery_8hr_34_Generic | PG&E North | 0
Southern_PGAE_Flow_Battery_145_Generic | PG&E North | Southern_PGAE_Solar_34_Generic | PG&E North | 0
Southern_PGAE_Flow_Battery_147_Generic | PG&E South | Southern_PGAE_Flow_Battery_3_Generic | PG&E North | 0
Southern_PGAE_Flow_Battery_148_Generic | PG&E South | Southern_PGAE_Flow_Battery_27_Generic | PG&E North | 0
Southern_PGAE_Flow_Battery_151_Generic | PG&E North | Southern_PGAE_Li_Battery_4hr_3_Generic | PG&E North | 0
Southern_PGAE_Flow_Battery_151_Generic | PG&E South | Southern_PGAE_Li_Battery_4hr_27_Generic | PG&E North | 0
Southern_PGAE_Flow_Battery_152_Generic | PG&E South | Southern_PGAE_Li_Battery_8hr_3_Generic | PG&E North | 0
Southern_PGAE_Flow_Battery_154_Generic | PG&E North | Southern_PGAE_Li_Battery_8hr_27_Generic | PG&E North | 0
Southern_PGAE_Flow_Battery_154_Generic | PG&E South | 0 | PG&E North | 0
Southern_PGAE_Flow_Battery_160_Generic | PG&E South | Southern_PGAE_Solar_3_Generic | PG&E North | 0
Southern_PGAE_Flow_Battery_161_Generic | PG&E North | Southern_PGAE_Solar_27_Generic | PG&E North | 0
Southern_PGAE_Flow_Battery_161_Generic | PG&E South | Southern_NV_Eldorado_Flow_Battery_15_Generic | PG&E North | 0
Southern_PGAE_Flow_Battery_162_Generic | PG&E North | Southern_NV_Eldorado_Flow_Battery_42_Generic | PG&E North | 0
Southern_PGAE_Flow_Battery_162_Generic | PG&E South | Southern_NV_Eldorado_Li_Battery_4hr_15_Generic | PG&E North | 0
Southern_PGAE_Flow_Battery_163_Generic | PG&E North | Southern_NV_Eldorado_Li_Battery_4hr_42_Generic | PG&E North | 0
Southern_PGAE_Flow_Battery_163_Generic | PG&E South | Southern_NV_Eldorado_Li_Battery_8hr_15_Generic | PG&E North | 0
Southern_PGAE_Flow_Battery_164_Generic | PG&E North | Southern_NV_Eldorado_Li_Battery_8hr_42_Generic | PG&E North | 0
Southern_PGAE_Flow_Battery_164_Generic | PG&E South | Central_Nevada_Geothermal_42_Generic | PG&E North | 0
Southern_PGAE_Flow_Battery_165_Generic | PG&E North | Southern_NV_Eldorado_Solar_15_Generic | PG&E North | 0
Southern_PGAE_Flow_Battery_165_Generic | PG&E South | Southern_NV_Eldorado_Solar_42_Generic | PG&E North | 0
Southern_PGAE_Flow_Battery_168_Generic | PG&E North | Southern_NV_Eldorado_Wind_15_Generic | PG&E North | 0
Southern_PGAE_Flow_Battery_168_Generic | PG&E South | 0 | PG&E North | 0
Southern_PGAE_Flow_Battery_169_Generic | PG&E North | Greater_Imperial_Flow_Battery_20_Generic | PG&E North | 0
Southern_PGAE_Flow_Battery_169_Generic | PG&E South | Greater_Imperial_Li_Battery_4hr_20_Generic | PG&E North | 0
Southern_PGAE_Flow_Battery_17_Generic | PG&E North | Greater_Imperial_Li_Battery_8hr_20_Generic | PG&E North | 0
Southern_PGAE_Flow_Battery_17_Generic | PG&E South | Greater_Imperial_Geothermal_20_Generic | PG&E North | 0
Southern_PGAE_Flow_Battery_170_Generic | PG&E North | Greater_Imperial_Solar_20_Generic | PG&E North | 0
Southern_PGAE_Flow_Battery_170_Generic | PG&E South | Greater_Imperial_Biomass_20_Generic | PG&E North | 0
Southern_PGAE_Flow_Battery_173_Generic | PG&E South | Southern_PGAE_Flow_Battery_148_Generic | PG&E North | 0
Southern_PGAE_Flow_Battery_174_Generic | PG&E North | Southern_PGAE_Flow_Battery_181_Generic | PG&E North | 0
Southern_PGAE_Flow_Battery_174_Generic | PG&E South | Southern_PGAE_Li_Battery_4hr_148_Generic | PG&E North | 0
Southern_PGAE_Flow_Battery_175_Generic | PG&E South | Southern_PGAE_Li_Battery_4hr_181_Generic | PG&E North | 0
Southern_PGAE_Flow_Battery_176_Generic | PG&E North | Southern_PGAE_Li_Battery_8hr_148_Generic | PG&E North | 0
Southern_PGAE_Flow_Battery_176_Generic | PG&E South | Southern_PGAE_Li_Battery_8hr_181_Generic | PG&E North | 0
Southern_PGAE_Flow_Battery_177_Generic | PG&E South | Southern_PGAE_Solar_148_Generic | PG&E North | 0
Southern_PGAE_Flow_Battery_181_Generic | PG&E South | Southern_PGAE_Solar_181_Generic | PG&E North | 0
Southern_PGAE_Flow_Battery_22_Generic | PG&E South | Northern_California_Flow_Battery_84_Generic | PG&E North | 1
Southern_PGAE_Flow_Battery_23_Generic | PG&E South | Southern_PGAE_Flow_Battery_145_Generic | PG&E North | 1
Southern_PGAE_Flow_Battery_24_Generic | PG&E South | Northern_California_Li_Battery_4hr_84_Generic | PG&E North | 1
Southern_PGAE_Flow_Battery_27_Generic | PG&E South | Southern_PGAE_Li_Battery_4hr_145_Generic | PG&E North | 1
Southern_PGAE_Flow_Battery_3_Generic | PG&E South | Northern_California_Li_Battery_8hr_84_Generic | PG&E North | 1
Southern_PGAE_Flow_Battery_33_Generic | PG&E South | Southern_PGAE_Li_Battery_8hr_145_Generic | PG&E North | 1
Southern_PGAE_Flow_Battery_34_Generic | PG&E South | Northern_California_Solar_84_Generic | PG&E North | 1
Southern_PGAE_Flow_Battery_37_Generic | PG&E South | Southern_PGAE_Solar_145_Generic | PG&E North | 1
Southern_PGAE_Flow_Battery_39_Generic | PG&E South | Southern_PGAE_Flow_Battery_54_Generic | PG&E North | 0
Southern_PGAE_Flow_Battery_43_Generic | PG&E South | Southern_PGAE_Flow_Battery_136_Generic | PG&E North | 0
Southern_PGAE_Flow_Battery_45_Generic | PG&E South | Southern_PGAE_Flow_Battery_152_Generic | PG&E North | 0
Southern_PGAE_Flow_Battery_46_Generic | PG&E South | Southern_PGAE_Flow_Battery_173_Generic | PG&E North | 0
Southern_PGAE_Flow_Battery_47_Generic | PG&E South | Southern_PGAE_Flow_Battery_175_Generic | PG&E North | 0
Southern_PGAE_Flow_Battery_49_Generic | PG&E South | Southern_PGAE_Flow_Battery_177_Generic | PG&E North | 0
Southern_PGAE_Flow_Battery_52_Generic | PG&E South | Southern_PGAE_Li_Battery_4hr_54_Generic | PG&E North | 0
Southern_PGAE_Flow_Battery_54_Generic | PG&E South | Southern_PGAE_Li_Battery_4hr_136_Generic | PG&E North | 0
Southern_PGAE_Flow_Battery_61_Generic | PG&E South | Southern_PGAE_Li_Battery_4hr_152_Generic | PG&E North | 0
Southern_PGAE_Flow_Battery_69_Generic | PG&E South | Southern_PGAE_Li_Battery_4hr_173_Generic | PG&E North | 0
Southern_PGAE_Flow_Battery_72_Generic | PG&E South | Southern_PGAE_Li_Battery_4hr_175_Generic | PG&E North | 0
Southern_PGAE_Flow_Battery_74_Generic | PG&E South | Southern_PGAE_Li_Battery_4hr_177_Generic | PG&E North | 0
Southern_PGAE_Flow_Battery_75_Generic | PG&E South | Southern_PGAE_Li_Battery_8hr_54_Generic | PG&E North | 0
Southern_PGAE_Flow_Battery_79_Generic | PG&E South | Southern_PGAE_Li_Battery_8hr_136_Generic | PG&E North | 0
Southern_PGAE_Flow_Battery_8_Generic | PG&E South | Southern_PGAE_Li_Battery_8hr_152_Generic | PG&E North | 0
Southern_PGAE_Flow_Battery_93_Generic | PG&E South | Southern_PGAE_Li_Battery_8hr_173_Generic | PG&E North | 0
Southern_PGAE_Flow_Battery_95_Generic | PG&E North | Southern_PGAE_Li_Battery_8hr_175_Generic | PG&E North | 0
Southern_PGAE_Flow_Battery_98_Generic | PG&E South | Southern_PGAE_Li_Battery_8hr_177_Generic | PG&E North | 0
Southern_PGAE_Flow_Battery_99_Generic | PG&E North | Southern_PGAE_Solar_54_Generic | PG&E North | 0
Southern_PGAE_Flow_Battery_99_Generic | PG&E South | Southern_PGAE_Solar_136_Generic | PG&E North | 0
Southern_PGAE_Li_Battery_4hr_102_Generic | PG&E South | Southern_PGAE_Solar_152_Generic | PG&E North | 0
Southern_PGAE_Li_Battery_4hr_109_Generic | PG&E South | Southern_PGAE_Solar_173_Generic | PG&E North | 0
Southern_PGAE_Li_Battery_4hr_111_Generic | PG&E North | Southern_PGAE_Solar_175_Generic | PG&E North | 0
Southern_PGAE_Li_Battery_4hr_117_Generic | PG&E South | Southern_PGAE_Solar_177_Generic | PG&E North | 0
Southern_PGAE_Li_Battery_4hr_118_Generic | PG&E South | Southern_PGAE_Flow_Battery_160_Generic | PG&E North | 0
Southern_PGAE_Li_Battery_4hr_12_Generic | PG&E South | Southern_PGAE_Li_Battery_4hr_160_Generic | PG&E North | 0
Southern_PGAE_Li_Battery_4hr_124_Generic | PG&E North | Southern_PGAE_Li_Battery_8hr_160_Generic | PG&E North | 0
Southern_PGAE_Li_Battery_4hr_124_Generic | PG&E South | Southern_PGAE_Solar_160_Generic | PG&E North | 0
Southern_PGAE_Li_Battery_4hr_136_Generic | PG&E South | Greater_Kramer_Flow_Battery_123_Generic | PG&E North | 0
Southern_PGAE_Li_Battery_4hr_139_Generic | PG&E North | Greater_Kramer_Li_Battery_4hr_123_Generic | PG&E North | 0
Southern_PGAE_Li_Battery_4hr_139_Generic | PG&E South | Greater_Kramer_Li_Battery_8hr_123_Generic | PG&E North | 0
Southern_PGAE_Li_Battery_4hr_140_Generic | PG&E North | Greater_Kramer_Solar_123_Generic | PG&E North | 0
Southern_PGAE_Li_Battery_4hr_140_Generic | PG&E South | Southern_PGAE_Flow_Battery_99_Generic | PG&E North | 1
Southern_PGAE_Li_Battery_4hr_145_Generic | PG&E North | Southern_PGAE_Li_Battery_4hr_99_Generic | PG&E North | 1
Southern_PGAE_Li_Battery_4hr_147_Generic | PG&E South | Southern_PGAE_Li_Battery_8hr_99_Generic | PG&E North | 1
Southern_PGAE_Li_Battery_4hr_148_Generic | PG&E South | Southern_PGAE_Solar_99_Generic | PG&E North | 1
Southern_PGAE_Li_Battery_4hr_151_Generic | PG&E North | Southern_NV_Eldorado_Flow_Battery_2_Generic | PG&E North | 0
Southern_PGAE_Li_Battery_4hr_151_Generic | PG&E South | Southern_NV_Eldorado_Flow_Battery_16_Generic | PG&E North | 0
Southern_PGAE_Li_Battery_4hr_152_Generic | PG&E South | Tehachapi_Flow_Battery_28_Generic | PG&E North | 0
Southern_PGAE_Li_Battery_4hr_154_Generic | PG&E North | Greater_LA_Flow_Battery_58_Generic | PG&E North | 0
Southern_PGAE_Li_Battery_4hr_154_Generic | PG&E South | Southern_NV_Eldorado_Li_Battery_4hr_2_Generic | PG&E North | 0
Southern_PGAE_Li_Battery_4hr_160_Generic | PG&E South | Southern_NV_Eldorado_Li_Battery_4hr_16_Generic | PG&E North | 0
Southern_PGAE_Li_Battery_4hr_161_Generic | PG&E North | Tehachapi_Li_Battery_4hr_28_Generic | PG&E North | 0
Southern_PGAE_Li_Battery_4hr_161_Generic | PG&E South | Greater_LA_Li_Battery_4hr_58_Generic | PG&E North | 0
Southern_PGAE_Li_Battery_4hr_162_Generic | PG&E North | Southern_NV_Eldorado_Li_Battery_8hr_2_Generic | PG&E North | 0
Southern_PGAE_Li_Battery_4hr_162_Generic | PG&E South | Southern_NV_Eldorado_Li_Battery_8hr_16_Generic | PG&E North | 0
Southern_PGAE_Li_Battery_4hr_163_Generic | PG&E North | Tehachapi_Li_Battery_8hr_28_Generic | PG&E North | 0
Southern_PGAE_Li_Battery_4hr_163_Generic | PG&E South | Greater_LA_Li_Battery_8hr_58_Generic | PG&E North | 0
Southern_PGAE_Li_Battery_4hr_164_Generic | PG&E North | Greater_LA_Solar_58_Generic | PG&E North | 0
Southern_PGAE_Li_Battery_4hr_164_Generic | PG&E South | Southern_NV_Eldorado_Solar_2_Generic | PG&E North | 0
Southern_PGAE_Li_Battery_4hr_165_Generic | PG&E North | Southern_NV_Eldorado_Solar_16_Generic | PG&E North | 0
Southern_PGAE_Li_Battery_4hr_165_Generic | PG&E South | Southern_NV_Eldorado_Wind_2_Generic | PG&E North | 0
Southern_PGAE_Li_Battery_4hr_168_Generic | PG&E North | Southern_NV_Eldorado_Wind_16_Generic | PG&E North | 0
Southern_PGAE_Li_Battery_4hr_168_Generic | PG&E South | Tehachapi_Solar_28_Generic | PG&E North | 0
Southern_PGAE_Li_Battery_4hr_169_Generic | PG&E North | Greater_Kramer_Flow_Battery_86_Generic | PG&E North | 0
Southern_PGAE_Li_Battery_4hr_169_Generic | PG&E South | Greater_Kramer_Li_Battery_4hr_86_Generic | PG&E North | 0
Southern_PGAE_Li_Battery_4hr_17_Generic | PG&E North | Greater_Kramer_Li_Battery_8hr_86_Generic | PG&E North | 0
Southern_PGAE_Li_Battery_4hr_17_Generic | PG&E South | Greater_Kramer_Solar_86_Generic | PG&E North | 0
Southern_PGAE_Li_Battery_4hr_170_Generic | PG&E North | Southern_PGAE_Flow_Battery_147_Generic | PG&E North | 0
Southern_PGAE_Li_Battery_4hr_170_Generic | PG&E South | Southern_PGAE_Li_Battery_4hr_147_Generic | PG&E North | 0
Southern_PGAE_Li_Battery_4hr_173_Generic | PG&E South | Southern_PGAE_Li_Battery_8hr_147_Generic | PG&E North | 0
Southern_PGAE_Li_Battery_4hr_174_Generic | PG&E North | Southern_PGAE_Solar_147_Generic | PG&E North | 0
Southern_PGAE_Li_Battery_4hr_174_Generic | PG&E South | Southern_PGAE_Flow_Battery_37_Generic | PG&E North | 0
Southern_PGAE_Li_Battery_4hr_175_Generic | PG&E South | Southern_PGAE_Flow_Battery_47_Generic | PG&E North | 0
Southern_PGAE_Li_Battery_4hr_176_Generic | PG&E North | Northern_California_Flow_Battery_130_Generic | PG&E North | 0
Southern_PGAE_Li_Battery_4hr_176_Generic | PG&E South | Southern_PGAE_Li_Battery_4hr_37_Generic | PG&E North | 0
Southern_PGAE_Li_Battery_4hr_177_Generic | PG&E South | Southern_PGAE_Li_Battery_4hr_47_Generic | PG&E North | 0
Southern_PGAE_Li_Battery_4hr_181_Generic | PG&E South | Northern_California_Li_Battery_4hr_130_Generic | PG&E North | 0
Southern_PGAE_Li_Battery_4hr_22_Generic | PG&E South | Southern_PGAE_Li_Battery_8hr_37_Generic | PG&E North | 0
Southern_PGAE_Li_Battery_4hr_23_Generic | PG&E South | Southern_PGAE_Li_Battery_8hr_47_Generic | PG&E North | 0
Southern_PGAE_Li_Battery_4hr_24_Generic | PG&E South | Northern_California_Li_Battery_8hr_130_Generic | PG&E North | 0
Southern_PGAE_Li_Battery_4hr_27_Generic | PG&E South | Central_Valley_North_Los_Banos_Biomass_47_Generic | PG&E North | 0
Southern_PGAE_Li_Battery_4hr_3_Generic | PG&E South | Northern_California_Solar_130_Generic | PG&E North | 0
Southern_PGAE_Li_Battery_4hr_33_Generic | PG&E South | Southern_PGAE_Solar_37_Generic | PG&E North | 0
Southern_PGAE_Li_Battery_4hr_34_Generic | PG&E South | Southern_PGAE_Solar_47_Generic | PG&E North | 0
Southern_PGAE_Li_Battery_4hr_37_Generic | PG&E South | Southern_PGAE_Adiabatic_CAES_12_Generic | PG&E North | 0
Southern_PGAE_Li_Battery_4hr_39_Generic | PG&E South | Southern_PGAE_Flow_Battery_12_Generic | PG&E North | 0
Southern_PGAE_Li_Battery_4hr_43_Generic | PG&E South | Southern_PGAE_Flow_Battery_17_Generic | PG&E North | 1
Southern_PGAE_Li_Battery_4hr_45_Generic | PG&E South | Southern_PGAE_Li_Battery_4hr_12_Generic | PG&E North | 0
Southern_PGAE_Li_Battery_4hr_46_Generic | PG&E South | Southern_PGAE_Li_Battery_4hr_17_Generic | PG&E North | 1
Southern_PGAE_Li_Battery_4hr_47_Generic | PG&E South | Southern_PGAE_Li_Battery_8hr_12_Generic | PG&E North | 0
Southern_PGAE_Li_Battery_4hr_49_Generic | PG&E South | Southern_PGAE_Li_Battery_8hr_17_Generic | PG&E North | 1
Southern_PGAE_Li_Battery_4hr_52_Generic | PG&E South | Central_Valley_North_Los_Banos_Wind_17_Generic | PG&E North | 1
Southern_PGAE_Li_Battery_4hr_54_Generic | PG&E South | Southern_PGAE_Solar_12_Generic | PG&E North | 0
Southern_PGAE_Li_Battery_4hr_61_Generic | PG&E South | Southern_PGAE_Solar_17_Generic | PG&E North | 1
Southern_PGAE_Li_Battery_4hr_69_Generic | PG&E South | Northern_California_Flow_Battery_96_Generic | PG&E North | 1
Southern_PGAE_Li_Battery_4hr_72_Generic | PG&E South | Northern_California_Flow_Battery_113_Generic | PG&E North | 1
Southern_PGAE_Li_Battery_4hr_74_Generic | PG&E South | Northern_California_Flow_Battery_116_Generic | PG&E North | 1
Southern_PGAE_Li_Battery_4hr_75_Generic | PG&E South | Northern_California_Li_Battery_4hr_96_Generic | PG&E North | 1
Southern_PGAE_Li_Battery_4hr_79_Generic | PG&E South | Northern_California_Li_Battery_4hr_113_Generic | PG&E North | 1
Southern_PGAE_Li_Battery_4hr_8_Generic | PG&E South | Northern_California_Li_Battery_4hr_116_Generic | PG&E North | 1
Southern_PGAE_Li_Battery_4hr_93_Generic | PG&E South | Northern_California_Li_Battery_8hr_96_Generic | PG&E North | 1
Southern_PGAE_Li_Battery_4hr_95_Generic | PG&E North | Northern_California_Li_Battery_8hr_113_Generic | PG&E North | 1
Southern_PGAE_Li_Battery_4hr_98_Generic | PG&E South | Northern_California_Li_Battery_8hr_116_Generic | PG&E North | 1
Southern_PGAE_Li_Battery_4hr_99_Generic | PG&E North | Northern_California_Solar_96_Generic | PG&E North | 1
Southern_PGAE_Li_Battery_4hr_99_Generic | PG&E South | Northern_California_Solar_113_Generic | PG&E North | 1
Southern_PGAE_Li_Battery_8hr_102_Generic | PG&E South | Northern_California_Solar_116_Generic | PG&E North | 1
Southern_PGAE_Li_Battery_8hr_109_Generic | PG&E South | Southern_PGAE_Flow_Battery_43_Generic | PG&E North | 0
Southern_PGAE_Li_Battery_8hr_111_Generic | PG&E North | Southern_PGAE_Li_Battery_4hr_43_Generic | PG&E North | 0
Southern_PGAE_Li_Battery_8hr_117_Generic | PG&E South | Southern_PGAE_Li_Battery_8hr_43_Generic | PG&E North | 0
Southern_PGAE_Li_Battery_8hr_118_Generic | PG&E South | Southern_PGAE_Solar_43_Generic | PG&E North | 0
Southern_PGAE_Li_Battery_8hr_12_Generic | PG&E South | Northern_California_Flow_Battery_41_Generic | PG&E North | 1
Southern_PGAE_Li_Battery_8hr_124_Generic | PG&E North | Northern_California_Flow_Battery_57_Generic | PG&E North | 1
Southern_PGAE_Li_Battery_8hr_124_Generic | PG&E South | Northern_California_Flow_Battery_73_Generic | PG&E North | 1
Southern_PGAE_Li_Battery_8hr_136_Generic | PG&E South | Northern_California_Flow_Battery_82_Generic | PG&E North | 1
Southern_PGAE_Li_Battery_8hr_139_Generic | PG&E North | Northern_California_Li_Battery_4hr_41_Generic | PG&E North | 1
Southern_PGAE_Li_Battery_8hr_139_Generic | PG&E South | Northern_California_Li_Battery_4hr_57_Generic | PG&E North | 1
Southern_PGAE_Li_Battery_8hr_140_Generic | PG&E North | Northern_California_Li_Battery_4hr_73_Generic | PG&E North | 1
Southern_PGAE_Li_Battery_8hr_140_Generic | PG&E South | Northern_California_Li_Battery_4hr_82_Generic | PG&E North | 1
Southern_PGAE_Li_Battery_8hr_145_Generic | PG&E North | Northern_California_Li_Battery_8hr_41_Generic | PG&E North | 1
Southern_PGAE_Li_Battery_8hr_147_Generic | PG&E South | Northern_California_Li_Battery_8hr_57_Generic | PG&E North | 1
Southern_PGAE_Li_Battery_8hr_148_Generic | PG&E South | Northern_California_Li_Battery_8hr_73_Generic | PG&E North | 1
Southern_PGAE_Li_Battery_8hr_151_Generic | PG&E North | Northern_California_Li_Battery_8hr_82_Generic | PG&E North | 1
Southern_PGAE_Li_Battery_8hr_151_Generic | PG&E South | Northern_California_Solar_41_Generic | PG&E North | 1
Southern_PGAE_Li_Battery_8hr_152_Generic | PG&E South | Northern_California_Solar_57_Generic | PG&E North | 1
Southern_PGAE_Li_Battery_8hr_154_Generic | PG&E North | Northern_California_Solar_73_Generic | PG&E North | 1
Southern_PGAE_Li_Battery_8hr_154_Generic | PG&E South | Northern_California_Solar_82_Generic | PG&E North | 1
Southern_PGAE_Li_Battery_8hr_160_Generic | PG&E South | Southern_PGAE_Flow_Battery_95_Generic | PG&E North | 1
Southern_PGAE_Li_Battery_8hr_161_Generic | PG&E North | Southern_PGAE_Li_Battery_4hr_95_Generic | PG&E North | 1
Southern_PGAE_Li_Battery_8hr_161_Generic | PG&E South | Southern_PGAE_Li_Battery_8hr_95_Generic | PG&E North | 1
Southern_PGAE_Li_Battery_8hr_162_Generic | PG&E North | Southern_PGAE_Solar_95_Generic | PG&E North | 1
Southern_PGAE_Li_Battery_8hr_162_Generic | PG&E South | Greater_LA_Flow_Battery_18_Generic | PG&E North | 0
Southern_PGAE_Li_Battery_8hr_163_Generic | PG&E North | Greater_LA_Li_Battery_4hr_18_Generic | PG&E North | 0
Southern_PGAE_Li_Battery_8hr_163_Generic | PG&E South | Greater_LA_Li_Battery_8hr_18_Generic | PG&E North | 0
Southern_PGAE_Li_Battery_8hr_164_Generic | PG&E North | Greater_LA_Solar_18_Generic | PG&E North | 0
Southern_PGAE_Li_Battery_8hr_164_Generic | PG&E South | Tehachapi_Wind_18_Generic | PG&E North | 0
Southern_PGAE_Li_Battery_8hr_165_Generic | PG&E North | Riverside_Flow_Battery_59_Generic | PG&E North | 0
Southern_PGAE_Li_Battery_8hr_165_Generic | PG&E South | Riverside_Li_Battery_4hr_59_Generic | PG&E North | 0
Southern_PGAE_Li_Battery_8hr_168_Generic | PG&E North | Riverside_Li_Battery_8hr_59_Generic | PG&E North | 0
Southern_PGAE_Li_Battery_8hr_168_Generic | PG&E South | Riverside_East_Pumped_Storage_59_Generic | PG&E North | 0
Southern_PGAE_Li_Battery_8hr_169_Generic | PG&E North | Riverside_Solar_59_Generic | PG&E North | 0
Southern_PGAE_Li_Battery_8hr_169_Generic | PG&E South | Northern_California_Flow_Battery_35_Generic | PG&E North | 1
Southern_PGAE_Li_Battery_8hr_17_Generic | PG&E North | Northern_California_Li_Battery_4hr_35_Generic | PG&E North | 1
Southern_PGAE_Li_Battery_8hr_17_Generic | PG&E South | Northern_California_Li_Battery_8hr_35_Generic | PG&E North | 1
Southern_PGAE_Li_Battery_8hr_170_Generic | PG&E North | Northern_California_Geothermal_35_Generic | PG&E North | 1
Southern_PGAE_Li_Battery_8hr_170_Generic | PG&E South | Northern_California_Solar_35_Generic | PG&E North | 1
Southern_PGAE_Li_Battery_8hr_173_Generic | PG&E South | Northern_California_Wind_35_Generic | PG&E North | 1
Southern_PGAE_Li_Battery_8hr_174_Generic | PG&E North | Greater_LA_Flow_Battery_4_Generic | PG&E North | 0
Southern_PGAE_Li_Battery_8hr_174_Generic | PG&E South | Greater_LA_Li_Battery_4hr_4_Generic | PG&E North | 0
Southern_PGAE_Li_Battery_8hr_175_Generic | PG&E South | Greater_LA_Li_Battery_8hr_4_Generic | PG&E North | 0
Southern_PGAE_Li_Battery_8hr_176_Generic | PG&E North | Greater_LA_Solar_4_Generic | PG&E North | 0
Southern_PGAE_Li_Battery_8hr_176_Generic | PG&E South | Northern_California_Flow_Battery_68_Generic | PG&E North | 1
Southern_PGAE_Li_Battery_8hr_177_Generic | PG&E South | Northern_California_Flow_Battery_76_Generic | PG&E North | 1
Southern_PGAE_Li_Battery_8hr_181_Generic | PG&E South | Northern_California_Li_Battery_4hr_68_Generic | PG&E North | 1
Southern_PGAE_Li_Battery_8hr_22_Generic | PG&E South | Northern_California_Li_Battery_4hr_76_Generic | PG&E North | 1
Southern_PGAE_Li_Battery_8hr_23_Generic | PG&E South | Northern_California_Li_Battery_8hr_68_Generic | PG&E North | 1
Southern_PGAE_Li_Battery_8hr_24_Generic | PG&E South | Northern_California_Li_Battery_8hr_76_Generic | PG&E North | 1
Southern_PGAE_Li_Battery_8hr_27_Generic | PG&E South | Northern_California_Solar_68_Generic | PG&E North | 1
Southern_PGAE_Li_Battery_8hr_3_Generic | PG&E South | Northern_California_Solar_76_Generic | PG&E North | 1
Southern_PGAE_Li_Battery_8hr_33_Generic | PG&E South | Northern_California_Wind_76_Generic | PG&E North | 1
Southern_PGAE_Li_Battery_8hr_34_Generic | PG&E South | Northern_California_Flow_Battery_5_Generic | PG&E North | 1
Southern_PGAE_Li_Battery_8hr_37_Generic | PG&E South | Northern_California_Li_Battery_4hr_5_Generic | PG&E North | 1
Southern_PGAE_Li_Battery_8hr_39_Generic | PG&E South | Northern_California_Li_Battery_8hr_5_Generic | PG&E North | 1
Southern_PGAE_Li_Battery_8hr_43_Generic | PG&E South | Northern_California_Pumped_Storage_5_Generic | PG&E North | 1
Southern_PGAE_Li_Battery_8hr_45_Generic | PG&E South | Northern_California_Biomass_5_Generic | PG&E North | 1
Southern_PGAE_Li_Battery_8hr_46_Generic | PG&E South | Northern_California_Geothermal_5_Generic | PG&E North | 1
Southern_PGAE_Li_Battery_8hr_47_Generic | PG&E South | Northern_California_Solar_5_Generic | PG&E North | 1
Southern_PGAE_Li_Battery_8hr_49_Generic | PG&E South | Northern_California_Wind_5_Generic | PG&E North | 1
Southern_PGAE_Li_Battery_8hr_52_Generic | PG&E South | Pacific_Northwest_Geothermal_5_Generic | PG&E North | 1
Southern_PGAE_Li_Battery_8hr_54_Generic | PG&E South | Northern_California_Flow_Battery_180_Generic | PG&E North | 1
Southern_PGAE_Li_Battery_8hr_61_Generic | PG&E South | Northern_California_Li_Battery_4hr_180_Generic | PG&E North | 1
Southern_PGAE_Li_Battery_8hr_69_Generic | PG&E South | Northern_California_Li_Battery_8hr_180_Generic | PG&E North | 1
Southern_PGAE_Li_Battery_8hr_72_Generic | PG&E South | Northern_California_Solar_180_Generic | PG&E North | 1
Southern_PGAE_Li_Battery_8hr_74_Generic | PG&E South | Tehachapi_Flow_Battery_66_Generic | PG&E South | 0
Southern_PGAE_Li_Battery_8hr_75_Generic | PG&E South | Tehachapi_Li_Battery_4hr_66_Generic | PG&E South | 0
Southern_PGAE_Li_Battery_8hr_79_Generic | PG&E South | Tehachapi_Li_Battery_8hr_66_Generic | PG&E South | 0
Southern_PGAE_Li_Battery_8hr_8_Generic | PG&E South | Tehachapi_Solar_66_Generic | PG&E South | 0
Southern_PGAE_Li_Battery_8hr_93_Generic | PG&E South | Tehachapi_Flow_Battery_78_Generic | PG&E South | 0
Southern_PGAE_Li_Battery_8hr_95_Generic | PG&E North | Tehachapi_Li_Battery_4hr_78_Generic | PG&E South | 0
Southern_PGAE_Li_Battery_8hr_98_Generic | PG&E South | Tehachapi_Li_Battery_8hr_78_Generic | PG&E South | 0
Southern_PGAE_Li_Battery_8hr_99_Generic | PG&E North | Tehachapi_Solar_78_Generic | PG&E South | 0
Southern_PGAE_Li_Battery_8hr_99_Generic | PG&E South | Tehachapi_Adiabatic_CAES_13_Generic | PG&E South | 0
Southern_PGAE_Solar_102_Generic | PG&E South | Tehachapi_Flow_Battery_13_Generic | PG&E South | 0
Southern_PGAE_Solar_109_Generic | PG&E South | Tehachapi_Flow_Battery_32_Generic | PG&E South | 0
Southern_PGAE_Solar_111_Generic | PG&E North | Tehachapi_Flow_Battery_101_Generic | PG&E South | 0
Southern_PGAE_Solar_117_Generic | PG&E South | Tehachapi_Li_Battery_4hr_13_Generic | PG&E South | 0
Southern_PGAE_Solar_118_Generic | PG&E South | Tehachapi_Li_Battery_4hr_32_Generic | PG&E South | 0
Southern_PGAE_Solar_12_Generic | PG&E South | Tehachapi_Li_Battery_4hr_101_Generic | PG&E South | 0
Southern_PGAE_Solar_124_Generic | PG&E North | Tehachapi_Li_Battery_8hr_13_Generic | PG&E South | 0
Southern_PGAE_Solar_124_Generic | PG&E South | Tehachapi_Li_Battery_8hr_32_Generic | PG&E South | 0
Southern_PGAE_Solar_136_Generic | PG&E South | Tehachapi_Li_Battery_8hr_101_Generic | PG&E South | 0
Southern_PGAE_Solar_139_Generic | PG&E North | Tehachapi_Pumped_Storage_32_Generic | PG&E South | 0
Southern_PGAE_Solar_139_Generic | PG&E South | Tehachapi_Solar_13_Generic | PG&E South | 0
Southern_PGAE_Solar_140_Generic | PG&E North | Tehachapi_Solar_32_Generic | PG&E South | 0
Southern_PGAE_Solar_140_Generic | PG&E South | Tehachapi_Solar_101_Generic | PG&E South | 0
Southern_PGAE_Solar_145_Generic | PG&E North | Tehachapi_Wind_13_Generic | PG&E South | 0
Southern_PGAE_Solar_147_Generic | PG&E South | Tehachapi_Wind_32_Generic | PG&E South | 0
Southern_PGAE_Solar_148_Generic | PG&E South | Northern_California_Flow_Battery_25_Generic | PG&E South | 0
Southern_PGAE_Solar_151_Generic | PG&E North | Northern_California_Flow_Battery_31_Generic | PG&E South | 0
Southern_PGAE_Solar_151_Generic | PG&E South | Northern_California_Flow_Battery_80_Generic | PG&E South | 0
Southern_PGAE_Solar_152_Generic | PG&E South | Northern_California_Flow_Battery_85_Generic | PG&E South | 1
Southern_PGAE_Solar_154_Generic | PG&E North | Northern_California_Flow_Battery_92_Generic | PG&E South | 0
Southern_PGAE_Solar_154_Generic | PG&E South | Southern_PGAE_Flow_Battery_111_Generic | PG&E South | 0
Southern_PGAE_Solar_160_Generic | PG&E South | Northern_California_Flow_Battery_114_Generic | PG&E South | 1
Southern_PGAE_Solar_161_Generic | PG&E North | Northern_California_Flow_Battery_122_Generic | PG&E South | 0
Southern_PGAE_Solar_161_Generic | PG&E South | Northern_California_Flow_Battery_135_Generic | PG&E South | 0
Southern_PGAE_Solar_162_Generic | PG&E North | Northern_California_Flow_Battery_138_Generic | PG&E South | 1
Southern_PGAE_Solar_162_Generic | PG&E South | Southern_PGAE_Flow_Battery_139_Generic | PG&E South | 1
Southern_PGAE_Solar_163_Generic | PG&E North | Southern_PGAE_Flow_Battery_140_Generic | PG&E South | 1
Southern_PGAE_Solar_163_Generic | PG&E South | Northern_California_Flow_Battery_141_Generic | PG&E South | 0
Southern_PGAE_Solar_164_Generic | PG&E North | Northern_California_Flow_Battery_144_Generic | PG&E South | 0
Southern_PGAE_Solar_164_Generic | PG&E South | Southern_PGAE_Flow_Battery_151_Generic | PG&E South | 1
Southern_PGAE_Solar_165_Generic | PG&E North | Southern_PGAE_Flow_Battery_154_Generic | PG&E South | 1
Southern_PGAE_Solar_165_Generic | PG&E South | Northern_California_Flow_Battery_157_Generic | PG&E South | 0
Southern_PGAE_Solar_168_Generic | PG&E North | Northern_California_Flow_Battery_159_Generic | PG&E South | 0
Southern_PGAE_Solar_168_Generic | PG&E South | Southern_PGAE_Flow_Battery_161_Generic | PG&E South | 1
Southern_PGAE_Solar_169_Generic | PG&E North | Southern_PGAE_Flow_Battery_162_Generic | PG&E South | 1
Southern_PGAE_Solar_169_Generic | PG&E South | Southern_PGAE_Flow_Battery_163_Generic | PG&E South | 1
Southern_PGAE_Solar_17_Generic | PG&E North | Southern_PGAE_Flow_Battery_164_Generic | PG&E South | 1
Southern_PGAE_Solar_17_Generic | PG&E South | Southern_PGAE_Flow_Battery_165_Generic | PG&E South | 1
Southern_PGAE_Solar_170_Generic | PG&E North | Northern_California_Flow_Battery_166_Generic | PG&E South | 1
Southern_PGAE_Solar_170_Generic | PG&E South | Southern_PGAE_Flow_Battery_168_Generic | PG&E South | 1
Southern_PGAE_Solar_173_Generic | PG&E South | Southern_PGAE_Flow_Battery_169_Generic | PG&E South | 1
Southern_PGAE_Solar_174_Generic | PG&E North | Southern_PGAE_Flow_Battery_170_Generic | PG&E South | 1
Southern_PGAE_Solar_174_Generic | PG&E South | Northern_California_Flow_Battery_172_Generic | PG&E South | 0
Southern_PGAE_Solar_175_Generic | PG&E South | Southern_PGAE_Flow_Battery_174_Generic | PG&E South | 1
Southern_PGAE_Solar_176_Generic | PG&E North | Southern_PGAE_Flow_Battery_176_Generic | PG&E South | 1
Southern_PGAE_Solar_176_Generic | PG&E South | Northern_California_Flow_Battery_179_Generic | PG&E South | 0
Southern_PGAE_Solar_177_Generic | PG&E South | Northern_California_Li_Battery_4hr_25_Generic | PG&E South | 0
Southern_PGAE_Solar_181_Generic | PG&E South | Northern_California_Li_Battery_4hr_31_Generic | PG&E South | 0
Southern_PGAE_Solar_22_Generic | PG&E South | Northern_California_Li_Battery_4hr_80_Generic | PG&E South | 0
Southern_PGAE_Solar_23_Generic | PG&E South | Northern_California_Li_Battery_4hr_85_Generic | PG&E South | 1
Southern_PGAE_Solar_24_Generic | PG&E South | Northern_California_Li_Battery_4hr_92_Generic | PG&E South | 0
Southern_PGAE_Solar_27_Generic | PG&E South | Southern_PGAE_Li_Battery_4hr_111_Generic | PG&E South | 0
Southern_PGAE_Solar_3_Generic | PG&E South | Northern_California_Li_Battery_4hr_114_Generic | PG&E South | 1
Southern_PGAE_Solar_33_Generic | PG&E South | Northern_California_Li_Battery_4hr_122_Generic | PG&E South | 0
Southern_PGAE_Solar_34_Generic | PG&E South | Northern_California_Li_Battery_4hr_135_Generic | PG&E South | 0
Southern_PGAE_Solar_37_Generic | PG&E South | Northern_California_Li_Battery_4hr_138_Generic | PG&E South | 1
Southern_PGAE_Solar_39_Generic | PG&E South | Southern_PGAE_Li_Battery_4hr_139_Generic | PG&E South | 1
Southern_PGAE_Solar_43_Generic | PG&E South | Southern_PGAE_Li_Battery_4hr_140_Generic | PG&E South | 1
Southern_PGAE_Solar_45_Generic | PG&E South | Northern_California_Li_Battery_4hr_141_Generic | PG&E South | 0
Southern_PGAE_Solar_46_Generic | PG&E South | Northern_California_Li_Battery_4hr_144_Generic | PG&E South | 0
Southern_PGAE_Solar_47_Generic | PG&E South | Southern_PGAE_Li_Battery_4hr_151_Generic | PG&E South | 1
Southern_PGAE_Solar_49_Generic | PG&E South | Southern_PGAE_Li_Battery_4hr_154_Generic | PG&E South | 1
Southern_PGAE_Solar_52_Generic | PG&E South | Northern_California_Li_Battery_4hr_157_Generic | PG&E South | 0
Southern_PGAE_Solar_54_Generic | PG&E South | Northern_California_Li_Battery_4hr_159_Generic | PG&E South | 0
Southern_PGAE_Solar_61_Generic | PG&E South | Southern_PGAE_Li_Battery_4hr_161_Generic | PG&E South | 1
Southern_PGAE_Solar_69_Generic | PG&E South | Southern_PGAE_Li_Battery_4hr_162_Generic | PG&E South | 1
Southern_PGAE_Solar_72_Generic | PG&E South | Southern_PGAE_Li_Battery_4hr_163_Generic | PG&E South | 1
Southern_PGAE_Solar_74_Generic | PG&E South | Southern_PGAE_Li_Battery_4hr_164_Generic | PG&E South | 1
Southern_PGAE_Solar_75_Generic | PG&E South | Southern_PGAE_Li_Battery_4hr_165_Generic | PG&E South | 1
Southern_PGAE_Solar_79_Generic | PG&E South | Northern_California_Li_Battery_4hr_166_Generic | PG&E South | 1
Southern_PGAE_Solar_8_Generic | PG&E South | Southern_PGAE_Li_Battery_4hr_168_Generic | PG&E South | 1
Southern_PGAE_Solar_93_Generic | PG&E South | Southern_PGAE_Li_Battery_4hr_169_Generic | PG&E South | 1
Southern_PGAE_Solar_95_Generic | PG&E North | Southern_PGAE_Li_Battery_4hr_170_Generic | PG&E South | 1
Southern_PGAE_Solar_98_Generic | PG&E South | Northern_California_Li_Battery_4hr_172_Generic | PG&E South | 0
Southern_PGAE_Solar_99_Generic | PG&E North | Southern_PGAE_Li_Battery_4hr_174_Generic | PG&E South | 1
Southern_PGAE_Solar_99_Generic | PG&E South | Southern_PGAE_Li_Battery_4hr_176_Generic | PG&E South | 1
Tehachapi_Adiabatic_CAES_13_Generic | SCE Northern | Northern_California_Li_Battery_4hr_179_Generic | PG&E South | 0
Tehachapi_Flow_Battery_101_Generic | SCE East of Pisgah | Northern_California_Li_Battery_8hr_25_Generic | PG&E South | 0
Tehachapi_Flow_Battery_101_Generic | SCE Northern | Northern_California_Li_Battery_8hr_31_Generic | PG&E South | 0
Tehachapi_Flow_Battery_125_Generic | PG&E North | Northern_California_Li_Battery_8hr_80_Generic | PG&E South | 0
Tehachapi_Flow_Battery_125_Generic | PG&E South | Northern_California_Li_Battery_8hr_85_Generic | PG&E South | 1
Tehachapi_Flow_Battery_13_Generic | SCE Northern | Northern_California_Li_Battery_8hr_92_Generic | PG&E South | 0
Tehachapi_Flow_Battery_28_Generic | SCE East of Pisgah | Southern_PGAE_Li_Battery_8hr_111_Generic | PG&E South | 0
Tehachapi_Flow_Battery_28_Generic | SCE Northern | Northern_California_Li_Battery_8hr_114_Generic | PG&E South | 1
Tehachapi_Flow_Battery_32_Generic | SCE Northern | Northern_California_Li_Battery_8hr_122_Generic | PG&E South | 0
Tehachapi_Flow_Battery_66_Generic | SCE Northern | Northern_California_Li_Battery_8hr_135_Generic | PG&E South | 0
Tehachapi_Flow_Battery_78_Generic | SCE East of Pisgah | Northern_California_Li_Battery_8hr_138_Generic | PG&E South | 1
Tehachapi_Flow_Battery_78_Generic | SCE Northern | Southern_PGAE_Li_Battery_8hr_139_Generic | PG&E South | 1
Tehachapi_Li_Battery_4hr_101_Generic | SCE East of Pisgah | Southern_PGAE_Li_Battery_8hr_140_Generic | PG&E South | 1
Tehachapi_Li_Battery_4hr_101_Generic | SCE Northern | Northern_California_Li_Battery_8hr_141_Generic | PG&E South | 0
Tehachapi_Li_Battery_4hr_125_Generic | PG&E North | Northern_California_Li_Battery_8hr_144_Generic | PG&E South | 0
Tehachapi_Li_Battery_4hr_125_Generic | PG&E South | Southern_PGAE_Li_Battery_8hr_151_Generic | PG&E South | 1
Tehachapi_Li_Battery_4hr_13_Generic | SCE Northern | Southern_PGAE_Li_Battery_8hr_154_Generic | PG&E South | 1
Tehachapi_Li_Battery_4hr_28_Generic | SCE East of Pisgah | Northern_California_Li_Battery_8hr_157_Generic | PG&E South | 0
Tehachapi_Li_Battery_4hr_28_Generic | SCE Northern | Northern_California_Li_Battery_8hr_159_Generic | PG&E South | 0
Tehachapi_Li_Battery_4hr_32_Generic | SCE Northern | Southern_PGAE_Li_Battery_8hr_161_Generic | PG&E South | 1
Tehachapi_Li_Battery_4hr_66_Generic | SCE Northern | Southern_PGAE_Li_Battery_8hr_162_Generic | PG&E South | 1
Tehachapi_Li_Battery_4hr_78_Generic | SCE East of Pisgah | Southern_PGAE_Li_Battery_8hr_163_Generic | PG&E South | 1
Tehachapi_Li_Battery_4hr_78_Generic | SCE Northern | Southern_PGAE_Li_Battery_8hr_164_Generic | PG&E South | 1
Tehachapi_Li_Battery_8hr_101_Generic | SCE East of Pisgah | Southern_PGAE_Li_Battery_8hr_165_Generic | PG&E South | 1
Tehachapi_Li_Battery_8hr_101_Generic | SCE Northern | Northern_California_Li_Battery_8hr_166_Generic | PG&E South | 1
Tehachapi_Li_Battery_8hr_125_Generic | PG&E North | Southern_PGAE_Li_Battery_8hr_168_Generic | PG&E South | 1
Tehachapi_Li_Battery_8hr_125_Generic | PG&E South | Southern_PGAE_Li_Battery_8hr_169_Generic | PG&E South | 1
Tehachapi_Li_Battery_8hr_13_Generic | SCE Northern | Southern_PGAE_Li_Battery_8hr_170_Generic | PG&E South | 1
Tehachapi_Li_Battery_8hr_28_Generic | SCE East of Pisgah | Northern_California_Li_Battery_8hr_172_Generic | PG&E South | 0
Tehachapi_Li_Battery_8hr_28_Generic | SCE Northern | Southern_PGAE_Li_Battery_8hr_174_Generic | PG&E South | 1
Tehachapi_Li_Battery_8hr_32_Generic | SCE Northern | Southern_PGAE_Li_Battery_8hr_176_Generic | PG&E South | 1
Tehachapi_Li_Battery_8hr_66_Generic | SCE Northern | Northern_California_Li_Battery_8hr_179_Generic | PG&E South | 0
Tehachapi_Li_Battery_8hr_78_Generic | SCE East of Pisgah | Central_Valley_North_Los_Banos_Wind_154_Generic | PG&E South | 1
Tehachapi_Li_Battery_8hr_78_Generic | SCE Northern | Central_Valley_North_Los_Banos_Wind_162_Generic | PG&E South | 1
Tehachapi_Pumped_Storage_32_Generic | SCE Northern | Northern_California_Solar_25_Generic | PG&E South | 0
Tehachapi_Solar_101_Generic | SCE East of Pisgah | Northern_California_Solar_31_Generic | PG&E South | 0
Tehachapi_Solar_101_Generic | SCE Northern | Northern_California_Solar_80_Generic | PG&E South | 0
Tehachapi_Solar_125_Generic | PG&E North | Northern_California_Solar_85_Generic | PG&E South | 1
Tehachapi_Solar_125_Generic | PG&E South | Northern_California_Solar_92_Generic | PG&E South | 0
Tehachapi_Solar_13_Generic | SCE Northern | Northern_California_Solar_114_Generic | PG&E South | 1
Tehachapi_Solar_28_Generic | SCE East of Pisgah | Northern_California_Solar_122_Generic | PG&E South | 0
Tehachapi_Solar_28_Generic | SCE Northern | Northern_California_Solar_135_Generic | PG&E South | 0
Tehachapi_Solar_32_Generic | SCE Northern | Northern_California_Solar_138_Generic | PG&E South | 1
Tehachapi_Solar_66_Generic | SCE Northern | Northern_California_Solar_141_Generic | PG&E South | 0
Tehachapi_Solar_78_Generic | SCE East of Pisgah | Northern_California_Solar_144_Generic | PG&E South | 0
Tehachapi_Solar_78_Generic | SCE Northern | Northern_California_Solar_157_Generic | PG&E South | 0
Tehachapi_Wind_13_Generic | SCE Northern | Northern_California_Solar_159_Generic | PG&E South | 0
Tehachapi_Wind_18_Generic | SCE Northern | Northern_California_Solar_166_Generic | PG&E South | 1
Tehachapi_Wind_32_Generic | SCE Northern | Northern_California_Solar_172_Generic | PG&E South | 0
Utah_Geothermal_19_Generic | SCE East of Pisgah | Northern_California_Solar_179_Generic | PG&E South | 0
Utah_Geothermal_19_Generic | SCE Eastern | Northern_California_Wind_159_Generic | PG&E South | 0
Utah_Wind_19_Generic | SCE East of Pisgah | Solano_Wind_85_Generic | PG&E South | 1
Utah_Wind_19_Generic | SCE Eastern | Solano_Wind_122_Generic | PG&E South | 0
Wyoming_Wind_19_Generic | SCE East of Pisgah | Southern_PGAE_Solar_111_Generic | PG&E South | 0
Wyoming_Wind_19_Generic | SCE Eastern | Southern_PGAE_Solar_139_Generic | PG&E South | 1
|  | Southern_PGAE_Solar_140_Generic | PG&E South | 1
|  | Southern_PGAE_Solar_151_Generic | PG&E South | 1
|  | Southern_PGAE_Solar_154_Generic | PG&E South | 1
|  | Southern_PGAE_Solar_161_Generic | PG&E South | 1
|  | Southern_PGAE_Solar_162_Generic | PG&E South | 1
|  | Southern_PGAE_Solar_163_Generic | PG&E South | 1
|  | Southern_PGAE_Solar_164_Generic | PG&E South | 1
|  | Southern_PGAE_Solar_165_Generic | PG&E South | 1
|  | Southern_PGAE_Solar_168_Generic | PG&E South | 1
|  | Southern_PGAE_Solar_169_Generic | PG&E South | 1
|  | Southern_PGAE_Solar_170_Generic | PG&E South | 1
|  | Southern_PGAE_Solar_174_Generic | PG&E South | 1
|  | Southern_PGAE_Solar_176_Generic | PG&E South | 1
|  | Northern_California_Flow_Battery_100_Generic | PG&E South | 0
|  | Tehachapi_Flow_Battery_125_Generic | PG&E South | 1
|  | Northern_California_Flow_Battery_178_Generic | PG&E South | 0
|  | Northern_California_Li_Battery_4hr_100_Generic | PG&E South | 0
|  | Tehachapi_Li_Battery_4hr_125_Generic | PG&E South | 1
|  | Northern_California_Li_Battery_4hr_178_Generic | PG&E South | 0
|  | Northern_California_Li_Battery_8hr_100_Generic | PG&E South | 0
|  | Tehachapi_Li_Battery_8hr_125_Generic | PG&E South | 1
|  | Northern_California_Li_Battery_8hr_178_Generic | PG&E South | 0
|  | Central_Valley_North_Los_Banos_Wind_125_Generic | PG&E South | 1
|  | Northern_California_Geothermal_100_Generic | PG&E South | 0
|  | Northern_California_Solar_100_Generic | PG&E South | 0
|  | Northern_California_Solar_178_Generic | PG&E South | 0
|  | Tehachapi_Solar_125_Generic | PG&E South | 1
|  | Northern_California_Flow_Battery_26_Generic | PG&E South | 0
|  | Northern_California_Flow_Battery_51_Generic | PG&E South | 0
|  | Northern_California_Flow_Battery_83_Generic | PG&E South | 0
|  | Northern_California_Flow_Battery_94_Generic | PG&E South | 0
|  | Northern_California_Flow_Battery_126_Generic | PG&E South | 0
|  | Northern_California_Flow_Battery_127_Generic | PG&E South | 0
|  | Northern_California_Flow_Battery_150_Generic | PG&E South | 0
|  | Northern_California_Flow_Battery_155_Generic | PG&E South | 0
|  | Northern_California_Flow_Battery_158_Generic | PG&E South | 0
|  | Northern_California_Li_Battery_4hr_26_Generic | PG&E South | 0
|  | Northern_California_Li_Battery_4hr_51_Generic | PG&E South | 0
|  | Northern_California_Li_Battery_4hr_83_Generic | PG&E South | 0
|  | Northern_California_Li_Battery_4hr_94_Generic | PG&E South | 0
|  | Northern_California_Li_Battery_4hr_126_Generic | PG&E South | 0
|  | Northern_California_Li_Battery_4hr_127_Generic | PG&E South | 0
|  | Northern_California_Li_Battery_4hr_150_Generic | PG&E South | 0
|  | Northern_California_Li_Battery_4hr_155_Generic | PG&E South | 0
|  | Northern_California_Li_Battery_4hr_158_Generic | PG&E South | 0
|  | Northern_California_Li_Battery_8hr_26_Generic | PG&E South | 0
|  | Northern_California_Li_Battery_8hr_51_Generic | PG&E South | 0
|  | Northern_California_Li_Battery_8hr_83_Generic | PG&E South | 0
|  | Northern_California_Li_Battery_8hr_94_Generic | PG&E South | 0
|  | Northern_California_Li_Battery_8hr_126_Generic | PG&E South | 0
|  | Northern_California_Li_Battery_8hr_127_Generic | PG&E South | 0
|  | Northern_California_Li_Battery_8hr_150_Generic | PG&E South | 0
|  | Northern_California_Li_Battery_8hr_155_Generic | PG&E South | 0
|  | Northern_California_Li_Battery_8hr_158_Generic | PG&E South | 0
|  | Northern_California_Solar_26_Generic | PG&E South | 0
|  | Northern_California_Solar_51_Generic | PG&E South | 0
|  | Northern_California_Solar_83_Generic | PG&E South | 0
|  | Northern_California_Solar_94_Generic | PG&E South | 0
|  | Northern_California_Solar_126_Generic | PG&E South | 0
|  | Northern_California_Solar_127_Generic | PG&E South | 0
|  | Northern_California_Solar_150_Generic | PG&E South | 0
|  | Northern_California_Solar_155_Generic | PG&E South | 0
|  | Northern_California_Solar_158_Generic | PG&E South | 0
|  | Northern_California_Wind_26_Generic | PG&E South | 0
|  | Northern_California_Wind_83_Generic | PG&E South | 0
|  | Solano_Wind_94_Generic | PG&E South | 0
|  | Solano_Wind_126_Generic | PG&E South | 0
|  | Southern_PGAE_Flow_Battery_93_Generic | PG&E South | 1
|  | Southern_PGAE_Flow_Battery_117_Generic | PG&E South | 1
|  | Southern_PGAE_Li_Battery_4hr_93_Generic | PG&E South | 1
|  | Southern_PGAE_Li_Battery_4hr_117_Generic | PG&E South | 1
|  | Southern_PGAE_Li_Battery_8hr_93_Generic | PG&E South | 1
|  | Southern_PGAE_Li_Battery_8hr_117_Generic | PG&E South | 1
|  | Southern_PGAE_Solar_93_Generic | PG&E South | 1
|  | Southern_PGAE_Solar_117_Generic | PG&E South | 1
|  | Greater_Kramer_Flow_Battery_103_Generic | PG&E South | 0
|  | Greater_Kramer_Li_Battery_4hr_103_Generic | PG&E South | 0
|  | Greater_Kramer_Li_Battery_8hr_103_Generic | PG&E South | 0
|  | Greater_Kramer_Solar_103_Generic | PG&E South | 0
|  | 0 | PG&E South | 0
|  | Riverside_Flow_Battery_129_Generic | PG&E South | 0
|  | Riverside_Li_Battery_4hr_129_Generic | PG&E South | 0
|  | Riverside_Li_Battery_8hr_129_Generic | PG&E South | 0
|  | Riverside_Solar_129_Generic | PG&E South | 0
|  | Northern_California_Flow_Battery_38_Generic | PG&E South | 0
|  | Northern_California_Li_Battery_4hr_38_Generic | PG&E South | 0
|  | Northern_California_Li_Battery_8hr_38_Generic | PG&E South | 0
|  | Northern_California_Solar_38_Generic | PG&E South | 0
|  | San_Diego_Pumped_Storage_119_Generic | PG&E South | 0
|  | Southern_PGAE_Flow_Battery_39_Generic | PG&E South | 1
|  | Southern_PGAE_Flow_Battery_109_Generic | PG&E South | 1
|  | Southern_PGAE_Li_Battery_4hr_39_Generic | PG&E South | 1
|  | Southern_PGAE_Li_Battery_4hr_109_Generic | PG&E South | 1
|  | Southern_PGAE_Li_Battery_8hr_39_Generic | PG&E South | 1
|  | Southern_PGAE_Li_Battery_8hr_109_Generic | PG&E South | 1
|  | Southern_PGAE_Solar_39_Generic | PG&E South | 1
|  | Southern_PGAE_Solar_109_Generic | PG&E South | 1
|  | Riverside_Flow_Battery_60_Generic | PG&E South | 0
|  | Riverside_Li_Battery_4hr_60_Generic | PG&E South | 0
|  | Riverside_Li_Battery_8hr_60_Generic | PG&E South | 0
|  | Riverside_Solar_60_Generic | PG&E South | 0
|  | Arizona_Solar_55_Generic | PG&E South | 0
|  | Arizona_Solar_62_Generic | PG&E South | 0
|  | Arizona_Solar_77_Generic | PG&E South | 0
|  | Arizona_Solar_90_Generic | PG&E South | 0
|  | Baja_California_Wind_133_Generic | PG&E South | 0
|  | Southern_NV_Eldorado_Flow_Battery_19_Generic | PG&E South | 0
|  | Southern_NV_Eldorado_Flow_Battery_40_Generic | PG&E South | 0
|  | Arizona_Flow_Battery_55_Generic | PG&E South | 0
|  | Arizona_Flow_Battery_62_Generic | PG&E South | 0
|  | Arizona_Flow_Battery_77_Generic | PG&E South | 0
|  | Arizona_Flow_Battery_90_Generic | PG&E South | 0
|  | Greater_Imperial_Flow_Battery_107_Generic | PG&E South | 0
|  | Greater_Imperial_Flow_Battery_133_Generic | PG&E South | 0
|  | Southern_NV_Eldorado_Li_Battery_4hr_19_Generic | PG&E South | 0
|  | Southern_NV_Eldorado_Li_Battery_4hr_40_Generic | PG&E South | 0
|  | Arizona_Li_Battery_4hr_55_Generic | PG&E South | 0
|  | Arizona_Li_Battery_4hr_62_Generic | PG&E South | 0
|  | Arizona_Li_Battery_4hr_77_Generic | PG&E South | 0
|  | Arizona_Li_Battery_4hr_90_Generic | PG&E South | 0
|  | Greater_Imperial_Li_Battery_4hr_107_Generic | PG&E South | 0
|  | Greater_Imperial_Li_Battery_4hr_133_Generic | PG&E South | 0
|  | Southern_NV_Eldorado_Li_Battery_8hr_19_Generic | PG&E South | 0
|  | Southern_NV_Eldorado_Li_Battery_8hr_40_Generic | PG&E South | 0
|  | Arizona_Li_Battery_8hr_55_Generic | PG&E South | 0
|  | Arizona_Li_Battery_8hr_62_Generic | PG&E South | 0
|  | Arizona_Li_Battery_8hr_77_Generic | PG&E South | 0
|  | Arizona_Li_Battery_8hr_90_Generic | PG&E South | 0
|  | Greater_Imperial_Li_Battery_8hr_107_Generic | PG&E South | 0
|  | Greater_Imperial_Li_Battery_8hr_133_Generic | PG&E South | 0
|  | Greater_Imperial_Solar_107_Generic | PG&E South | 0
|  | Greater_Imperial_Solar_133_Generic | PG&E South | 0
|  | Idaho_Wind_19_Generic | PG&E South | 0
|  | New_Mexico_Wind_55_Generic | PG&E South | 0
|  | Northern_Nevada_Geothermal_19_Generic | PG&E South | 0
|  | Southern_NV_Eldorado_Solar_19_Generic | PG&E South | 0
|  | Southern_NV_Eldorado_Solar_40_Generic | PG&E South | 0
|  | Utah_Geothermal_19_Generic | PG&E South | 0
|  | Utah_Wind_19_Generic | PG&E South | 0
|  | Wyoming_Wind_19_Generic | PG&E South | 0
|  | Northern_California_Flow_Battery_112_Generic | PG&E South | 0
|  | Northern_California_Li_Battery_4hr_112_Generic | PG&E South | 0
|  | Northern_California_Li_Battery_8hr_112_Generic | PG&E South | 0
|  | Northern_California_Solar_112_Generic | PG&E South | 0
|  | Greater_Kramer_Flow_Battery_156_Generic | PG&E South | 0
|  | Greater_Kramer_Li_Battery_4hr_156_Generic | PG&E South | 0
|  | Greater_Kramer_Li_Battery_8hr_156_Generic | PG&E South | 0
|  | Greater_Kramer_Solar_156_Generic | PG&E South | 0
|  | Inyokern_North_Kramer_Geothermal_156_Generic | PG&E South | 0
|  | Northern_California_Flow_Battery_70_Generic | PG&E South | 0
|  | Northern_California_Flow_Battery_132_Generic | PG&E South | 0
|  | Northern_California_Li_Battery_4hr_70_Generic | PG&E South | 0
|  | Northern_California_Li_Battery_4hr_132_Generic | PG&E South | 0
|  | Northern_California_Li_Battery_8hr_70_Generic | PG&E South | 0
|  | Northern_California_Li_Battery_8hr_132_Generic | PG&E South | 0
|  | Northern_California_Geothermal_70_Generic | PG&E South | 0
|  | Northern_California_Solar_70_Generic | PG&E South | 0
|  | Northern_California_Solar_132_Generic | PG&E South | 0
|  | Greater_LA_Flow_Battery_30_Generic | PG&E South | 0
|  | Greater_LA_Li_Battery_4hr_30_Generic | PG&E South | 0
|  | Greater_LA_Li_Battery_8hr_30_Generic | PG&E South | 0
|  | Greater_LA_Solar_30_Generic | PG&E South | 0
|  | 0 | PG&E South | 0
|  | Greater_Imperial_Flow_Battery_63_Generic | PG&E South | 0
|  | Greater_Imperial_Li_Battery_4hr_63_Generic | PG&E South | 0
|  | Greater_Imperial_Li_Battery_8hr_63_Generic | PG&E South | 0
|  | Greater_Imperial_Geothermal_63_Generic | PG&E South | 0
|  | Greater_Imperial_Solar_63_Generic | PG&E South | 0
|  | Southern_PGAE_Flow_Battery_72_Generic | PG&E South | 1
|  | Southern_PGAE_Flow_Battery_124_Generic | PG&E South | 1
|  | Southern_PGAE_Li_Battery_4hr_72_Generic | PG&E South | 1
|  | Southern_PGAE_Li_Battery_4hr_124_Generic | PG&E South | 1
|  | Southern_PGAE_Li_Battery_8hr_72_Generic | PG&E South | 1
|  | Southern_PGAE_Li_Battery_8hr_124_Generic | PG&E South | 1
|  | Southern_PGAE_Solar_72_Generic | PG&E South | 1
|  | Southern_PGAE_Solar_124_Generic | PG&E South | 1
|  | Northern_California_Flow_Battery_44_Generic | PG&E South | 0
|  | Northern_California_Flow_Battery_121_Generic | PG&E South | 0
|  | Northern_California_Li_Battery_4hr_44_Generic | PG&E South | 0
|  | Northern_California_Li_Battery_4hr_121_Generic | PG&E South | 0
|  | Northern_California_Li_Battery_8hr_44_Generic | PG&E South | 0
|  | Northern_California_Li_Battery_8hr_121_Generic | PG&E South | 0
|  | Northern_California_Solar_44_Generic | PG&E South | 0
|  | Northern_California_Solar_121_Generic | PG&E South | 0
|  | Arizona_Solar_48_Generic | PG&E South | 0
|  | Arizona_Flow_Battery_48_Generic | PG&E South | 0
|  | Arizona_Li_Battery_4hr_48_Generic | PG&E South | 0
|  | Arizona_Li_Battery_8hr_48_Generic | PG&E South | 0
|  | Northern_California_Flow_Battery_29_Generic | PG&E South | 0
|  | Northern_California_Li_Battery_4hr_29_Generic | PG&E South | 0
|  | Northern_California_Li_Battery_8hr_29_Generic | PG&E South | 0
|  | Northern_California_Solar_29_Generic | PG&E South | 0
|  | Northern_California_Flow_Battery_149_Generic | PG&E South | 0
|  | Northern_California_Li_Battery_4hr_149_Generic | PG&E South | 0
|  | Northern_California_Li_Battery_8hr_149_Generic | PG&E South | 0
|  | Northern_California_Solar_149_Generic | PG&E South | 0
|  | Greater_Imperial_Flow_Battery_108_Generic | PG&E South | 0
|  | Greater_Imperial_Li_Battery_4hr_108_Generic | PG&E South | 0
|  | Greater_Imperial_Li_Battery_8hr_108_Generic | PG&E South | 0
|  | Greater_Imperial_Solar_108_Generic | PG&E South | 0
|  | Greater_Imperial_Wind_108_Generic | PG&E South | 0
|  | Riverside_Flow_Battery_9_Generic | PG&E South | 0
|  | Riverside_Li_Battery_4hr_9_Generic | PG&E South | 0
|  | Riverside_Li_Battery_8hr_9_Generic | PG&E South | 0
|  | Riverside_West_Pumped_Storage_9_Generic | PG&E South | 0
|  | Inyokern_North_Kramer_Geothermal_9_Generic | PG&E South | 0
|  | Riverside_Solar_9_Generic | PG&E South | 0
|  | Southern_PGAE_Flow_Battery_8_Generic | PG&E South | 1
|  | Southern_PGAE_Flow_Battery_22_Generic | PG&E South | 1
|  | Southern_PGAE_Flow_Battery_23_Generic | PG&E South | 1
|  | Southern_PGAE_Flow_Battery_24_Generic | PG&E South | 1
|  | Southern_PGAE_Flow_Battery_33_Generic | PG&E South | 1
|  | Southern_PGAE_Flow_Battery_45_Generic | PG&E South | 1
|  | Southern_PGAE_Flow_Battery_46_Generic | PG&E South | 1
|  | Southern_PGAE_Flow_Battery_49_Generic | PG&E South | 1
|  | Southern_PGAE_Flow_Battery_52_Generic | PG&E South | 1
|  | Southern_PGAE_Flow_Battery_61_Generic | PG&E South | 1
|  | Southern_PGAE_Flow_Battery_69_Generic | PG&E South | 1
|  | Southern_PGAE_Flow_Battery_74_Generic | PG&E South | 1
|  | Southern_PGAE_Flow_Battery_75_Generic | PG&E South | 1
|  | Southern_PGAE_Flow_Battery_79_Generic | PG&E South | 1
|  | Southern_PGAE_Flow_Battery_98_Generic | PG&E South | 1
|  | Southern_PGAE_Flow_Battery_102_Generic | PG&E South | 1
|  | Southern_PGAE_Flow_Battery_118_Generic | PG&E South | 1
|  | Southern_PGAE_Li_Battery_4hr_8_Generic | PG&E South | 1
|  | Southern_PGAE_Li_Battery_4hr_22_Generic | PG&E South | 1
|  | Southern_PGAE_Li_Battery_4hr_23_Generic | PG&E South | 1
|  | Southern_PGAE_Li_Battery_4hr_24_Generic | PG&E South | 1
|  | Southern_PGAE_Li_Battery_4hr_33_Generic | PG&E South | 1
|  | Southern_PGAE_Li_Battery_4hr_45_Generic | PG&E South | 1
|  | Southern_PGAE_Li_Battery_4hr_46_Generic | PG&E South | 1
|  | Southern_PGAE_Li_Battery_4hr_49_Generic | PG&E South | 1
|  | Southern_PGAE_Li_Battery_4hr_52_Generic | PG&E South | 1
|  | Southern_PGAE_Li_Battery_4hr_61_Generic | PG&E South | 1
|  | Southern_PGAE_Li_Battery_4hr_69_Generic | PG&E South | 1
|  | Southern_PGAE_Li_Battery_4hr_74_Generic | PG&E South | 1
|  | Southern_PGAE_Li_Battery_4hr_75_Generic | PG&E South | 1
|  | Southern_PGAE_Li_Battery_4hr_79_Generic | PG&E South | 1
|  | Southern_PGAE_Li_Battery_4hr_98_Generic | PG&E South | 1
|  | Southern_PGAE_Li_Battery_4hr_102_Generic | PG&E South | 1
|  | Southern_PGAE_Li_Battery_4hr_118_Generic | PG&E South | 1
|  | Southern_PGAE_Li_Battery_8hr_8_Generic | PG&E South | 1
|  | Southern_PGAE_Li_Battery_8hr_22_Generic | PG&E South | 1
|  | Southern_PGAE_Li_Battery_8hr_23_Generic | PG&E South | 1
|  | Southern_PGAE_Li_Battery_8hr_24_Generic | PG&E South | 1
|  | Southern_PGAE_Li_Battery_8hr_33_Generic | PG&E South | 1
|  | Southern_PGAE_Li_Battery_8hr_45_Generic | PG&E South | 1
|  | Southern_PGAE_Li_Battery_8hr_46_Generic | PG&E South | 1
|  | Southern_PGAE_Li_Battery_8hr_49_Generic | PG&E South | 1
|  | Southern_PGAE_Li_Battery_8hr_52_Generic | PG&E South | 1
|  | Southern_PGAE_Li_Battery_8hr_61_Generic | PG&E South | 1
|  | Southern_PGAE_Li_Battery_8hr_69_Generic | PG&E South | 1
|  | Southern_PGAE_Li_Battery_8hr_74_Generic | PG&E South | 1
|  | Southern_PGAE_Li_Battery_8hr_75_Generic | PG&E South | 1
|  | Southern_PGAE_Li_Battery_8hr_79_Generic | PG&E South | 1
|  | Southern_PGAE_Li_Battery_8hr_98_Generic | PG&E South | 1
|  | Southern_PGAE_Li_Battery_8hr_102_Generic | PG&E South | 1
|  | Southern_PGAE_Li_Battery_8hr_118_Generic | PG&E South | 1
|  | Southern_PGAE_Solar_8_Generic | PG&E South | 1
|  | Southern_PGAE_Solar_22_Generic | PG&E South | 1
|  | Southern_PGAE_Solar_23_Generic | PG&E South | 1
|  | Southern_PGAE_Solar_24_Generic | PG&E South | 1
|  | Southern_PGAE_Solar_33_Generic | PG&E South | 1
|  | Southern_PGAE_Solar_45_Generic | PG&E South | 1
|  | Southern_PGAE_Solar_46_Generic | PG&E South | 1
|  | Southern_PGAE_Solar_49_Generic | PG&E South | 1
|  | Southern_PGAE_Solar_52_Generic | PG&E South | 1
|  | Southern_PGAE_Solar_61_Generic | PG&E South | 1
|  | Southern_PGAE_Solar_69_Generic | PG&E South | 1
|  | Southern_PGAE_Solar_74_Generic | PG&E South | 1
|  | Southern_PGAE_Solar_75_Generic | PG&E South | 1
|  | Southern_PGAE_Solar_79_Generic | PG&E South | 1
|  | Southern_PGAE_Solar_98_Generic | PG&E South | 1
|  | Southern_PGAE_Solar_102_Generic | PG&E South | 1
|  | Southern_PGAE_Solar_118_Generic | PG&E South | 1
|  | Southern_PGAE_Flow_Battery_34_Generic | PG&E South | 1
|  | Southern_PGAE_Li_Battery_4hr_34_Generic | PG&E South | 1
|  | Southern_PGAE_Li_Battery_8hr_34_Generic | PG&E South | 1
|  | Southern_PGAE_Solar_34_Generic | PG&E South | 1
|  | Southern_PGAE_Flow_Battery_3_Generic | PG&E South | 1
|  | Southern_PGAE_Flow_Battery_27_Generic | PG&E South | 1
|  | Southern_PGAE_Li_Battery_4hr_3_Generic | PG&E South | 1
|  | Southern_PGAE_Li_Battery_4hr_27_Generic | PG&E South | 1
|  | Southern_PGAE_Li_Battery_8hr_3_Generic | PG&E South | 1
|  | Southern_PGAE_Li_Battery_8hr_27_Generic | PG&E South | 1
|  | 0 | PG&E South | 0
|  | Southern_PGAE_Solar_3_Generic | PG&E South | 1
|  | Southern_PGAE_Solar_27_Generic | PG&E South | 1
|  | Southern_NV_Eldorado_Flow_Battery_15_Generic | PG&E South | 0
|  | Southern_NV_Eldorado_Flow_Battery_42_Generic | PG&E South | 0
|  | Southern_NV_Eldorado_Li_Battery_4hr_15_Generic | PG&E South | 0
|  | Southern_NV_Eldorado_Li_Battery_4hr_42_Generic | PG&E South | 0
|  | Southern_NV_Eldorado_Li_Battery_8hr_15_Generic | PG&E South | 0
|  | Southern_NV_Eldorado_Li_Battery_8hr_42_Generic | PG&E South | 0
|  | Central_Nevada_Geothermal_42_Generic | PG&E South | 0
|  | Southern_NV_Eldorado_Solar_15_Generic | PG&E South | 0
|  | Southern_NV_Eldorado_Solar_42_Generic | PG&E South | 0
|  | Southern_NV_Eldorado_Wind_15_Generic | PG&E South | 0
|  | 0 | PG&E South | 0
|  | Greater_Imperial_Flow_Battery_20_Generic | PG&E South | 0
|  | Greater_Imperial_Li_Battery_4hr_20_Generic | PG&E South | 0
|  | Greater_Imperial_Li_Battery_8hr_20_Generic | PG&E South | 0
|  | Greater_Imperial_Geothermal_20_Generic | PG&E South | 0
|  | Greater_Imperial_Solar_20_Generic | PG&E South | 0
|  | Greater_Imperial_Biomass_20_Generic | PG&E South | 0
|  | Southern_PGAE_Flow_Battery_148_Generic | PG&E South | 1
|  | Southern_PGAE_Flow_Battery_181_Generic | PG&E South | 1
|  | Southern_PGAE_Li_Battery_4hr_148_Generic | PG&E South | 1
|  | Southern_PGAE_Li_Battery_4hr_181_Generic | PG&E South | 1
|  | Southern_PGAE_Li_Battery_8hr_148_Generic | PG&E South | 1
|  | Southern_PGAE_Li_Battery_8hr_181_Generic | PG&E South | 1
|  | Southern_PGAE_Solar_148_Generic | PG&E South | 1
|  | Southern_PGAE_Solar_181_Generic | PG&E South | 1
|  | Northern_California_Flow_Battery_84_Generic | PG&E South | 0
|  | Southern_PGAE_Flow_Battery_145_Generic | PG&E South | 0
|  | Northern_California_Li_Battery_4hr_84_Generic | PG&E South | 0
|  | Southern_PGAE_Li_Battery_4hr_145_Generic | PG&E South | 0
|  | Northern_California_Li_Battery_8hr_84_Generic | PG&E South | 0
|  | Southern_PGAE_Li_Battery_8hr_145_Generic | PG&E South | 0
|  | Northern_California_Solar_84_Generic | PG&E South | 0
|  | Southern_PGAE_Solar_145_Generic | PG&E South | 0
|  | Southern_PGAE_Flow_Battery_54_Generic | PG&E South | 1
|  | Southern_PGAE_Flow_Battery_136_Generic | PG&E South | 1
|  | Southern_PGAE_Flow_Battery_152_Generic | PG&E South | 1
|  | Southern_PGAE_Flow_Battery_173_Generic | PG&E South | 1
|  | Southern_PGAE_Flow_Battery_175_Generic | PG&E South | 1
|  | Southern_PGAE_Flow_Battery_177_Generic | PG&E South | 1
|  | Southern_PGAE_Li_Battery_4hr_54_Generic | PG&E South | 1
|  | Southern_PGAE_Li_Battery_4hr_136_Generic | PG&E South | 1
|  | Southern_PGAE_Li_Battery_4hr_152_Generic | PG&E South | 1
|  | Southern_PGAE_Li_Battery_4hr_173_Generic | PG&E South | 1
|  | Southern_PGAE_Li_Battery_4hr_175_Generic | PG&E South | 1
|  | Southern_PGAE_Li_Battery_4hr_177_Generic | PG&E South | 1
|  | Southern_PGAE_Li_Battery_8hr_54_Generic | PG&E South | 1
|  | Southern_PGAE_Li_Battery_8hr_136_Generic | PG&E South | 1
|  | Southern_PGAE_Li_Battery_8hr_152_Generic | PG&E South | 1
|  | Southern_PGAE_Li_Battery_8hr_173_Generic | PG&E South | 1
|  | Southern_PGAE_Li_Battery_8hr_175_Generic | PG&E South | 1
|  | Southern_PGAE_Li_Battery_8hr_177_Generic | PG&E South | 1
|  | Southern_PGAE_Solar_54_Generic | PG&E South | 1
|  | Southern_PGAE_Solar_136_Generic | PG&E South | 1
|  | Southern_PGAE_Solar_152_Generic | PG&E South | 1
|  | Southern_PGAE_Solar_173_Generic | PG&E South | 1
|  | Southern_PGAE_Solar_175_Generic | PG&E South | 1
|  | Southern_PGAE_Solar_177_Generic | PG&E South | 1
|  | Southern_PGAE_Flow_Battery_160_Generic | PG&E South | 1
|  | Southern_PGAE_Li_Battery_4hr_160_Generic | PG&E South | 1
|  | Southern_PGAE_Li_Battery_8hr_160_Generic | PG&E South | 1
|  | Southern_PGAE_Solar_160_Generic | PG&E South | 1
|  | Greater_Kramer_Flow_Battery_123_Generic | PG&E South | 0
|  | Greater_Kramer_Li_Battery_4hr_123_Generic | PG&E South | 0
|  | Greater_Kramer_Li_Battery_8hr_123_Generic | PG&E South | 0
|  | Greater_Kramer_Solar_123_Generic | PG&E South | 0
|  | Southern_PGAE_Flow_Battery_99_Generic | PG&E South | 1
|  | Southern_PGAE_Li_Battery_4hr_99_Generic | PG&E South | 1
|  | Southern_PGAE_Li_Battery_8hr_99_Generic | PG&E South | 1
|  | Southern_PGAE_Solar_99_Generic | PG&E South | 1
|  | Southern_NV_Eldorado_Flow_Battery_2_Generic | PG&E South | 0
|  | Southern_NV_Eldorado_Flow_Battery_16_Generic | PG&E South | 0
|  | Tehachapi_Flow_Battery_28_Generic | PG&E South | 0
|  | Greater_LA_Flow_Battery_58_Generic | PG&E South | 0
|  | Southern_NV_Eldorado_Li_Battery_4hr_2_Generic | PG&E South | 0
|  | Southern_NV_Eldorado_Li_Battery_4hr_16_Generic | PG&E South | 0
|  | Tehachapi_Li_Battery_4hr_28_Generic | PG&E South | 0
|  | Greater_LA_Li_Battery_4hr_58_Generic | PG&E South | 0
|  | Southern_NV_Eldorado_Li_Battery_8hr_2_Generic | PG&E South | 0
|  | Southern_NV_Eldorado_Li_Battery_8hr_16_Generic | PG&E South | 0
|  | Tehachapi_Li_Battery_8hr_28_Generic | PG&E South | 0
|  | Greater_LA_Li_Battery_8hr_58_Generic | PG&E South | 0
|  | Greater_LA_Solar_58_Generic | PG&E South | 0
|  | Southern_NV_Eldorado_Solar_2_Generic | PG&E South | 0
|  | Southern_NV_Eldorado_Solar_16_Generic | PG&E South | 0
|  | Southern_NV_Eldorado_Wind_2_Generic | PG&E South | 0
|  | Southern_NV_Eldorado_Wind_16_Generic | PG&E South | 0
|  | Tehachapi_Solar_28_Generic | PG&E South | 0
|  | Greater_Kramer_Flow_Battery_86_Generic | PG&E South | 0
|  | Greater_Kramer_Li_Battery_4hr_86_Generic | PG&E South | 0
|  | Greater_Kramer_Li_Battery_8hr_86_Generic | PG&E South | 0
|  | Greater_Kramer_Solar_86_Generic | PG&E South | 0
|  | Southern_PGAE_Flow_Battery_147_Generic | PG&E South | 1
|  | Southern_PGAE_Li_Battery_4hr_147_Generic | PG&E South | 1
|  | Southern_PGAE_Li_Battery_8hr_147_Generic | PG&E South | 1
|  | Southern_PGAE_Solar_147_Generic | PG&E South | 1
|  | Southern_PGAE_Flow_Battery_37_Generic | PG&E South | 1
|  | Southern_PGAE_Flow_Battery_47_Generic | PG&E South | 1
|  | Northern_California_Flow_Battery_130_Generic | PG&E South | 1
|  | Southern_PGAE_Li_Battery_4hr_37_Generic | PG&E South | 1
|  | Southern_PGAE_Li_Battery_4hr_47_Generic | PG&E South | 1
|  | Northern_California_Li_Battery_4hr_130_Generic | PG&E South | 1
|  | Southern_PGAE_Li_Battery_8hr_37_Generic | PG&E South | 1
|  | Southern_PGAE_Li_Battery_8hr_47_Generic | PG&E South | 1
|  | Northern_California_Li_Battery_8hr_130_Generic | PG&E South | 1
|  | Central_Valley_North_Los_Banos_Biomass_47_Generic | PG&E South | 1
|  | Northern_California_Solar_130_Generic | PG&E South | 1
|  | Southern_PGAE_Solar_37_Generic | PG&E South | 1
|  | Southern_PGAE_Solar_47_Generic | PG&E South | 1
|  | Southern_PGAE_Adiabatic_CAES_12_Generic | PG&E South | 1
|  | Southern_PGAE_Flow_Battery_12_Generic | PG&E South | 1
|  | Southern_PGAE_Flow_Battery_17_Generic | PG&E South | 1
|  | Southern_PGAE_Li_Battery_4hr_12_Generic | PG&E South | 1
|  | Southern_PGAE_Li_Battery_4hr_17_Generic | PG&E South | 1
|  | Southern_PGAE_Li_Battery_8hr_12_Generic | PG&E South | 1
|  | Southern_PGAE_Li_Battery_8hr_17_Generic | PG&E South | 1
|  | Central_Valley_North_Los_Banos_Wind_17_Generic | PG&E South | 1
|  | Southern_PGAE_Solar_12_Generic | PG&E South | 1
|  | Southern_PGAE_Solar_17_Generic | PG&E South | 1
|  | Northern_California_Flow_Battery_96_Generic | PG&E South | 0
|  | Northern_California_Flow_Battery_113_Generic | PG&E South | 1
|  | Northern_California_Flow_Battery_116_Generic | PG&E South | 0
|  | Northern_California_Li_Battery_4hr_96_Generic | PG&E South | 0
|  | Northern_California_Li_Battery_4hr_113_Generic | PG&E South | 1
|  | Northern_California_Li_Battery_4hr_116_Generic | PG&E South | 0
|  | Northern_California_Li_Battery_8hr_96_Generic | PG&E South | 0
|  | Northern_California_Li_Battery_8hr_113_Generic | PG&E South | 1
|  | Northern_California_Li_Battery_8hr_116_Generic | PG&E South | 0
|  | Northern_California_Solar_96_Generic | PG&E South | 0
|  | Northern_California_Solar_113_Generic | PG&E South | 1
|  | Northern_California_Solar_116_Generic | PG&E South | 0
|  | Southern_PGAE_Flow_Battery_43_Generic | PG&E South | 1
|  | Southern_PGAE_Li_Battery_4hr_43_Generic | PG&E South | 1
|  | Southern_PGAE_Li_Battery_8hr_43_Generic | PG&E South | 1
|  | Southern_PGAE_Solar_43_Generic | PG&E South | 1
|  | Northern_California_Flow_Battery_41_Generic | PG&E South | 0
|  | Northern_California_Flow_Battery_57_Generic | PG&E South | 0
|  | Northern_California_Flow_Battery_73_Generic | PG&E South | 0
|  | Northern_California_Flow_Battery_82_Generic | PG&E South | 0
|  | Northern_California_Li_Battery_4hr_41_Generic | PG&E South | 0
|  | Northern_California_Li_Battery_4hr_57_Generic | PG&E South | 0
|  | Northern_California_Li_Battery_4hr_73_Generic | PG&E South | 0
|  | Northern_California_Li_Battery_4hr_82_Generic | PG&E South | 0
|  | Northern_California_Li_Battery_8hr_41_Generic | PG&E South | 0
|  | Northern_California_Li_Battery_8hr_57_Generic | PG&E South | 0
|  | Northern_California_Li_Battery_8hr_73_Generic | PG&E South | 0
|  | Northern_California_Li_Battery_8hr_82_Generic | PG&E South | 0
|  | Northern_California_Solar_41_Generic | PG&E South | 0
|  | Northern_California_Solar_57_Generic | PG&E South | 0
|  | Northern_California_Solar_73_Generic | PG&E South | 0
|  | Northern_California_Solar_82_Generic | PG&E South | 0
|  | Southern_PGAE_Flow_Battery_95_Generic | PG&E South | 0
|  | Southern_PGAE_Li_Battery_4hr_95_Generic | PG&E South | 0
|  | Southern_PGAE_Li_Battery_8hr_95_Generic | PG&E South | 0
|  | Southern_PGAE_Solar_95_Generic | PG&E South | 0
|  | Greater_LA_Flow_Battery_18_Generic | PG&E South | 0
|  | Greater_LA_Li_Battery_4hr_18_Generic | PG&E South | 0
|  | Greater_LA_Li_Battery_8hr_18_Generic | PG&E South | 0
|  | Greater_LA_Solar_18_Generic | PG&E South | 0
|  | Tehachapi_Wind_18_Generic | PG&E South | 0
|  | Riverside_Flow_Battery_59_Generic | PG&E South | 0
|  | Riverside_Li_Battery_4hr_59_Generic | PG&E South | 0
|  | Riverside_Li_Battery_8hr_59_Generic | PG&E South | 0
|  | Riverside_East_Pumped_Storage_59_Generic | PG&E South | 0
|  | Riverside_Solar_59_Generic | PG&E South | 0
|  | Northern_California_Flow_Battery_35_Generic | PG&E South | 0
|  | Northern_California_Li_Battery_4hr_35_Generic | PG&E South | 0
|  | Northern_California_Li_Battery_8hr_35_Generic | PG&E South | 0
|  | Northern_California_Geothermal_35_Generic | PG&E South | 0
|  | Northern_California_Solar_35_Generic | PG&E South | 0
|  | Northern_California_Wind_35_Generic | PG&E South | 0
|  | Greater_LA_Flow_Battery_4_Generic | PG&E South | 0
|  | Greater_LA_Li_Battery_4hr_4_Generic | PG&E South | 0
|  | Greater_LA_Li_Battery_8hr_4_Generic | PG&E South | 0
|  | Greater_LA_Solar_4_Generic | PG&E South | 0
|  | Northern_California_Flow_Battery_68_Generic | PG&E South | 0
|  | Northern_California_Flow_Battery_76_Generic | PG&E South | 0
|  | Northern_California_Li_Battery_4hr_68_Generic | PG&E South | 0
|  | Northern_California_Li_Battery_4hr_76_Generic | PG&E South | 0
|  | Northern_California_Li_Battery_8hr_68_Generic | PG&E South | 0
|  | Northern_California_Li_Battery_8hr_76_Generic | PG&E South | 0
|  | Northern_California_Solar_68_Generic | PG&E South | 0
|  | Northern_California_Solar_76_Generic | PG&E South | 0
|  | Northern_California_Wind_76_Generic | PG&E South | 0
|  | Northern_California_Flow_Battery_5_Generic | PG&E South | 0
|  | Northern_California_Li_Battery_4hr_5_Generic | PG&E South | 0
|  | Northern_California_Li_Battery_8hr_5_Generic | PG&E South | 0
|  | Northern_California_Pumped_Storage_5_Generic | PG&E South | 0
|  | Northern_California_Biomass_5_Generic | PG&E South | 0
|  | Northern_California_Geothermal_5_Generic | PG&E South | 0
|  | Northern_California_Solar_5_Generic | PG&E South | 0
|  | Northern_California_Wind_5_Generic | PG&E South | 0
|  | Pacific_Northwest_Geothermal_5_Generic | PG&E South | 0
|  | Northern_California_Flow_Battery_180_Generic | PG&E South | 0
|  | Northern_California_Li_Battery_4hr_180_Generic | PG&E South | 0
|  | Northern_California_Li_Battery_8hr_180_Generic | PG&E South | 0
|  | Northern_California_Solar_180_Generic | PG&E South | 0
|  | Tehachapi_Flow_Battery_66_Generic | SCE East of Pisgah | 0
|  | Tehachapi_Li_Battery_4hr_66_Generic | SCE East of Pisgah | 0
|  | Tehachapi_Li_Battery_8hr_66_Generic | SCE East of Pisgah | 0
|  | Tehachapi_Solar_66_Generic | SCE East of Pisgah | 0
|  | Tehachapi_Flow_Battery_78_Generic | SCE East of Pisgah | 1
|  | Tehachapi_Li_Battery_4hr_78_Generic | SCE East of Pisgah | 1
|  | Tehachapi_Li_Battery_8hr_78_Generic | SCE East of Pisgah | 1
|  | Tehachapi_Solar_78_Generic | SCE East of Pisgah | 1
|  | Tehachapi_Adiabatic_CAES_13_Generic | SCE East of Pisgah | 0
|  | Tehachapi_Flow_Battery_13_Generic | SCE East of Pisgah | 0
|  | Tehachapi_Flow_Battery_32_Generic | SCE East of Pisgah | 0
|  | Tehachapi_Flow_Battery_101_Generic | SCE East of Pisgah | 1
|  | Tehachapi_Li_Battery_4hr_13_Generic | SCE East of Pisgah | 0
|  | Tehachapi_Li_Battery_4hr_32_Generic | SCE East of Pisgah | 0
|  | Tehachapi_Li_Battery_4hr_101_Generic | SCE East of Pisgah | 1
|  | Tehachapi_Li_Battery_8hr_13_Generic | SCE East of Pisgah | 0
|  | Tehachapi_Li_Battery_8hr_32_Generic | SCE East of Pisgah | 0
|  | Tehachapi_Li_Battery_8hr_101_Generic | SCE East of Pisgah | 1
|  | Tehachapi_Pumped_Storage_32_Generic | SCE East of Pisgah | 0
|  | Tehachapi_Solar_13_Generic | SCE East of Pisgah | 0
|  | Tehachapi_Solar_32_Generic | SCE East of Pisgah | 0
|  | Tehachapi_Solar_101_Generic | SCE East of Pisgah | 1
|  | Tehachapi_Wind_13_Generic | SCE East of Pisgah | 0
|  | Tehachapi_Wind_32_Generic | SCE East of Pisgah | 0
|  | Northern_California_Flow_Battery_25_Generic | SCE East of Pisgah | 0
|  | Northern_California_Flow_Battery_31_Generic | SCE East of Pisgah | 0
|  | Northern_California_Flow_Battery_80_Generic | SCE East of Pisgah | 0
|  | Northern_California_Flow_Battery_85_Generic | SCE East of Pisgah | 0
|  | Northern_California_Flow_Battery_92_Generic | SCE East of Pisgah | 0
|  | Southern_PGAE_Flow_Battery_111_Generic | SCE East of Pisgah | 0
|  | Northern_California_Flow_Battery_114_Generic | SCE East of Pisgah | 0
|  | Northern_California_Flow_Battery_122_Generic | SCE East of Pisgah | 0
|  | Northern_California_Flow_Battery_135_Generic | SCE East of Pisgah | 0
|  | Northern_California_Flow_Battery_138_Generic | SCE East of Pisgah | 0
|  | Southern_PGAE_Flow_Battery_139_Generic | SCE East of Pisgah | 0
|  | Southern_PGAE_Flow_Battery_140_Generic | SCE East of Pisgah | 0
|  | Northern_California_Flow_Battery_141_Generic | SCE East of Pisgah | 0
|  | Northern_California_Flow_Battery_144_Generic | SCE East of Pisgah | 0
|  | Southern_PGAE_Flow_Battery_151_Generic | SCE East of Pisgah | 0
|  | Southern_PGAE_Flow_Battery_154_Generic | SCE East of Pisgah | 0
|  | Northern_California_Flow_Battery_157_Generic | SCE East of Pisgah | 0
|  | Northern_California_Flow_Battery_159_Generic | SCE East of Pisgah | 0
|  | Southern_PGAE_Flow_Battery_161_Generic | SCE East of Pisgah | 0
|  | Southern_PGAE_Flow_Battery_162_Generic | SCE East of Pisgah | 0
|  | Southern_PGAE_Flow_Battery_163_Generic | SCE East of Pisgah | 0
|  | Southern_PGAE_Flow_Battery_164_Generic | SCE East of Pisgah | 0
|  | Southern_PGAE_Flow_Battery_165_Generic | SCE East of Pisgah | 0
|  | Northern_California_Flow_Battery_166_Generic | SCE East of Pisgah | 0
|  | Southern_PGAE_Flow_Battery_168_Generic | SCE East of Pisgah | 0
|  | Southern_PGAE_Flow_Battery_169_Generic | SCE East of Pisgah | 0
|  | Southern_PGAE_Flow_Battery_170_Generic | SCE East of Pisgah | 0
|  | Northern_California_Flow_Battery_172_Generic | SCE East of Pisgah | 0
|  | Southern_PGAE_Flow_Battery_174_Generic | SCE East of Pisgah | 0
|  | Southern_PGAE_Flow_Battery_176_Generic | SCE East of Pisgah | 0
|  | Northern_California_Flow_Battery_179_Generic | SCE East of Pisgah | 0
|  | Northern_California_Li_Battery_4hr_25_Generic | SCE East of Pisgah | 0
|  | Northern_California_Li_Battery_4hr_31_Generic | SCE East of Pisgah | 0
|  | Northern_California_Li_Battery_4hr_80_Generic | SCE East of Pisgah | 0
|  | Northern_California_Li_Battery_4hr_85_Generic | SCE East of Pisgah | 0
|  | Northern_California_Li_Battery_4hr_92_Generic | SCE East of Pisgah | 0
|  | Southern_PGAE_Li_Battery_4hr_111_Generic | SCE East of Pisgah | 0
|  | Northern_California_Li_Battery_4hr_114_Generic | SCE East of Pisgah | 0
|  | Northern_California_Li_Battery_4hr_122_Generic | SCE East of Pisgah | 0
|  | Northern_California_Li_Battery_4hr_135_Generic | SCE East of Pisgah | 0
|  | Northern_California_Li_Battery_4hr_138_Generic | SCE East of Pisgah | 0
|  | Southern_PGAE_Li_Battery_4hr_139_Generic | SCE East of Pisgah | 0
|  | Southern_PGAE_Li_Battery_4hr_140_Generic | SCE East of Pisgah | 0
|  | Northern_California_Li_Battery_4hr_141_Generic | SCE East of Pisgah | 0
|  | Northern_California_Li_Battery_4hr_144_Generic | SCE East of Pisgah | 0
|  | Southern_PGAE_Li_Battery_4hr_151_Generic | SCE East of Pisgah | 0
|  | Southern_PGAE_Li_Battery_4hr_154_Generic | SCE East of Pisgah | 0
|  | Northern_California_Li_Battery_4hr_157_Generic | SCE East of Pisgah | 0
|  | Northern_California_Li_Battery_4hr_159_Generic | SCE East of Pisgah | 0
|  | Southern_PGAE_Li_Battery_4hr_161_Generic | SCE East of Pisgah | 0
|  | Southern_PGAE_Li_Battery_4hr_162_Generic | SCE East of Pisgah | 0
|  | Southern_PGAE_Li_Battery_4hr_163_Generic | SCE East of Pisgah | 0
|  | Southern_PGAE_Li_Battery_4hr_164_Generic | SCE East of Pisgah | 0
|  | Southern_PGAE_Li_Battery_4hr_165_Generic | SCE East of Pisgah | 0
|  | Northern_California_Li_Battery_4hr_166_Generic | SCE East of Pisgah | 0
|  | Southern_PGAE_Li_Battery_4hr_168_Generic | SCE East of Pisgah | 0
|  | Southern_PGAE_Li_Battery_4hr_169_Generic | SCE East of Pisgah | 0
|  | Southern_PGAE_Li_Battery_4hr_170_Generic | SCE East of Pisgah | 0
|  | Northern_California_Li_Battery_4hr_172_Generic | SCE East of Pisgah | 0
|  | Southern_PGAE_Li_Battery_4hr_174_Generic | SCE East of Pisgah | 0
|  | Southern_PGAE_Li_Battery_4hr_176_Generic | SCE East of Pisgah | 0
|  | Northern_California_Li_Battery_4hr_179_Generic | SCE East of Pisgah | 0
|  | Northern_California_Li_Battery_8hr_25_Generic | SCE East of Pisgah | 0
|  | Northern_California_Li_Battery_8hr_31_Generic | SCE East of Pisgah | 0
|  | Northern_California_Li_Battery_8hr_80_Generic | SCE East of Pisgah | 0
|  | Northern_California_Li_Battery_8hr_85_Generic | SCE East of Pisgah | 0
|  | Northern_California_Li_Battery_8hr_92_Generic | SCE East of Pisgah | 0
|  | Southern_PGAE_Li_Battery_8hr_111_Generic | SCE East of Pisgah | 0
|  | Northern_California_Li_Battery_8hr_114_Generic | SCE East of Pisgah | 0
|  | Northern_California_Li_Battery_8hr_122_Generic | SCE East of Pisgah | 0
|  | Northern_California_Li_Battery_8hr_135_Generic | SCE East of Pisgah | 0
|  | Northern_California_Li_Battery_8hr_138_Generic | SCE East of Pisgah | 0
|  | Southern_PGAE_Li_Battery_8hr_139_Generic | SCE East of Pisgah | 0
|  | Southern_PGAE_Li_Battery_8hr_140_Generic | SCE East of Pisgah | 0
|  | Northern_California_Li_Battery_8hr_141_Generic | SCE East of Pisgah | 0
|  | Northern_California_Li_Battery_8hr_144_Generic | SCE East of Pisgah | 0
|  | Southern_PGAE_Li_Battery_8hr_151_Generic | SCE East of Pisgah | 0
|  | Southern_PGAE_Li_Battery_8hr_154_Generic | SCE East of Pisgah | 0
|  | Northern_California_Li_Battery_8hr_157_Generic | SCE East of Pisgah | 0
|  | Northern_California_Li_Battery_8hr_159_Generic | SCE East of Pisgah | 0
|  | Southern_PGAE_Li_Battery_8hr_161_Generic | SCE East of Pisgah | 0
|  | Southern_PGAE_Li_Battery_8hr_162_Generic | SCE East of Pisgah | 0
|  | Southern_PGAE_Li_Battery_8hr_163_Generic | SCE East of Pisgah | 0
|  | Southern_PGAE_Li_Battery_8hr_164_Generic | SCE East of Pisgah | 0
|  | Southern_PGAE_Li_Battery_8hr_165_Generic | SCE East of Pisgah | 0
|  | Northern_California_Li_Battery_8hr_166_Generic | SCE East of Pisgah | 0
|  | Southern_PGAE_Li_Battery_8hr_168_Generic | SCE East of Pisgah | 0
|  | Southern_PGAE_Li_Battery_8hr_169_Generic | SCE East of Pisgah | 0
|  | Southern_PGAE_Li_Battery_8hr_170_Generic | SCE East of Pisgah | 0
|  | Northern_California_Li_Battery_8hr_172_Generic | SCE East of Pisgah | 0
|  | Southern_PGAE_Li_Battery_8hr_174_Generic | SCE East of Pisgah | 0
|  | Southern_PGAE_Li_Battery_8hr_176_Generic | SCE East of Pisgah | 0
|  | Northern_California_Li_Battery_8hr_179_Generic | SCE East of Pisgah | 0
|  | Central_Valley_North_Los_Banos_Wind_154_Generic | SCE East of Pisgah | 0
|  | Central_Valley_North_Los_Banos_Wind_162_Generic | SCE East of Pisgah | 0
|  | Northern_California_Solar_25_Generic | SCE East of Pisgah | 0
|  | Northern_California_Solar_31_Generic | SCE East of Pisgah | 0
|  | Northern_California_Solar_80_Generic | SCE East of Pisgah | 0
|  | Northern_California_Solar_85_Generic | SCE East of Pisgah | 0
|  | Northern_California_Solar_92_Generic | SCE East of Pisgah | 0
|  | Northern_California_Solar_114_Generic | SCE East of Pisgah | 0
|  | Northern_California_Solar_122_Generic | SCE East of Pisgah | 0
|  | Northern_California_Solar_135_Generic | SCE East of Pisgah | 0
|  | Northern_California_Solar_138_Generic | SCE East of Pisgah | 0
|  | Northern_California_Solar_141_Generic | SCE East of Pisgah | 0
|  | Northern_California_Solar_144_Generic | SCE East of Pisgah | 0
|  | Northern_California_Solar_157_Generic | SCE East of Pisgah | 0
|  | Northern_California_Solar_159_Generic | SCE East of Pisgah | 0
|  | Northern_California_Solar_166_Generic | SCE East of Pisgah | 0
|  | Northern_California_Solar_172_Generic | SCE East of Pisgah | 0
|  | Northern_California_Solar_179_Generic | SCE East of Pisgah | 0
|  | Northern_California_Wind_159_Generic | SCE East of Pisgah | 0
|  | Solano_Wind_85_Generic | SCE East of Pisgah | 0
|  | Solano_Wind_122_Generic | SCE East of Pisgah | 0
|  | Southern_PGAE_Solar_111_Generic | SCE East of Pisgah | 0
|  | Southern_PGAE_Solar_139_Generic | SCE East of Pisgah | 0
|  | Southern_PGAE_Solar_140_Generic | SCE East of Pisgah | 0
|  | Southern_PGAE_Solar_151_Generic | SCE East of Pisgah | 0
|  | Southern_PGAE_Solar_154_Generic | SCE East of Pisgah | 0
|  | Southern_PGAE_Solar_161_Generic | SCE East of Pisgah | 0
|  | Southern_PGAE_Solar_162_Generic | SCE East of Pisgah | 0
|  | Southern_PGAE_Solar_163_Generic | SCE East of Pisgah | 0
|  | Southern_PGAE_Solar_164_Generic | SCE East of Pisgah | 0
|  | Southern_PGAE_Solar_165_Generic | SCE East of Pisgah | 0
|  | Southern_PGAE_Solar_168_Generic | SCE East of Pisgah | 0
|  | Southern_PGAE_Solar_169_Generic | SCE East of Pisgah | 0
|  | Southern_PGAE_Solar_170_Generic | SCE East of Pisgah | 0
|  | Southern_PGAE_Solar_174_Generic | SCE East of Pisgah | 0
|  | Southern_PGAE_Solar_176_Generic | SCE East of Pisgah | 0
|  | Northern_California_Flow_Battery_100_Generic | SCE East of Pisgah | 0
|  | Tehachapi_Flow_Battery_125_Generic | SCE East of Pisgah | 0
|  | Northern_California_Flow_Battery_178_Generic | SCE East of Pisgah | 0
|  | Northern_California_Li_Battery_4hr_100_Generic | SCE East of Pisgah | 0
|  | Tehachapi_Li_Battery_4hr_125_Generic | SCE East of Pisgah | 0
|  | Northern_California_Li_Battery_4hr_178_Generic | SCE East of Pisgah | 0
|  | Northern_California_Li_Battery_8hr_100_Generic | SCE East of Pisgah | 0
|  | Tehachapi_Li_Battery_8hr_125_Generic | SCE East of Pisgah | 0
|  | Northern_California_Li_Battery_8hr_178_Generic | SCE East of Pisgah | 0
|  | Central_Valley_North_Los_Banos_Wind_125_Generic | SCE East of Pisgah | 0
|  | Northern_California_Geothermal_100_Generic | SCE East of Pisgah | 0
|  | Northern_California_Solar_100_Generic | SCE East of Pisgah | 0
|  | Northern_California_Solar_178_Generic | SCE East of Pisgah | 0
|  | Tehachapi_Solar_125_Generic | SCE East of Pisgah | 0
|  | Northern_California_Flow_Battery_26_Generic | SCE East of Pisgah | 0
|  | Northern_California_Flow_Battery_51_Generic | SCE East of Pisgah | 0
|  | Northern_California_Flow_Battery_83_Generic | SCE East of Pisgah | 0
|  | Northern_California_Flow_Battery_94_Generic | SCE East of Pisgah | 0
|  | Northern_California_Flow_Battery_126_Generic | SCE East of Pisgah | 0
|  | Northern_California_Flow_Battery_127_Generic | SCE East of Pisgah | 0
|  | Northern_California_Flow_Battery_150_Generic | SCE East of Pisgah | 0
|  | Northern_California_Flow_Battery_155_Generic | SCE East of Pisgah | 0
|  | Northern_California_Flow_Battery_158_Generic | SCE East of Pisgah | 0
|  | Northern_California_Li_Battery_4hr_26_Generic | SCE East of Pisgah | 0
|  | Northern_California_Li_Battery_4hr_51_Generic | SCE East of Pisgah | 0
|  | Northern_California_Li_Battery_4hr_83_Generic | SCE East of Pisgah | 0
|  | Northern_California_Li_Battery_4hr_94_Generic | SCE East of Pisgah | 0
|  | Northern_California_Li_Battery_4hr_126_Generic | SCE East of Pisgah | 0
|  | Northern_California_Li_Battery_4hr_127_Generic | SCE East of Pisgah | 0
|  | Northern_California_Li_Battery_4hr_150_Generic | SCE East of Pisgah | 0
|  | Northern_California_Li_Battery_4hr_155_Generic | SCE East of Pisgah | 0
|  | Northern_California_Li_Battery_4hr_158_Generic | SCE East of Pisgah | 0
|  | Northern_California_Li_Battery_8hr_26_Generic | SCE East of Pisgah | 0
|  | Northern_California_Li_Battery_8hr_51_Generic | SCE East of Pisgah | 0
|  | Northern_California_Li_Battery_8hr_83_Generic | SCE East of Pisgah | 0
|  | Northern_California_Li_Battery_8hr_94_Generic | SCE East of Pisgah | 0
|  | Northern_California_Li_Battery_8hr_126_Generic | SCE East of Pisgah | 0
|  | Northern_California_Li_Battery_8hr_127_Generic | SCE East of Pisgah | 0
|  | Northern_California_Li_Battery_8hr_150_Generic | SCE East of Pisgah | 0
|  | Northern_California_Li_Battery_8hr_155_Generic | SCE East of Pisgah | 0
|  | Northern_California_Li_Battery_8hr_158_Generic | SCE East of Pisgah | 0
|  | Northern_California_Solar_26_Generic | SCE East of Pisgah | 0
|  | Northern_California_Solar_51_Generic | SCE East of Pisgah | 0
|  | Northern_California_Solar_83_Generic | SCE East of Pisgah | 0
|  | Northern_California_Solar_94_Generic | SCE East of Pisgah | 0
|  | Northern_California_Solar_126_Generic | SCE East of Pisgah | 0
|  | Northern_California_Solar_127_Generic | SCE East of Pisgah | 0
|  | Northern_California_Solar_150_Generic | SCE East of Pisgah | 0
|  | Northern_California_Solar_155_Generic | SCE East of Pisgah | 0
|  | Northern_California_Solar_158_Generic | SCE East of Pisgah | 0
|  | Northern_California_Wind_26_Generic | SCE East of Pisgah | 0
|  | Northern_California_Wind_83_Generic | SCE East of Pisgah | 0
|  | Solano_Wind_94_Generic | SCE East of Pisgah | 0
|  | Solano_Wind_126_Generic | SCE East of Pisgah | 0
|  | Southern_PGAE_Flow_Battery_93_Generic | SCE East of Pisgah | 0
|  | Southern_PGAE_Flow_Battery_117_Generic | SCE East of Pisgah | 0
|  | Southern_PGAE_Li_Battery_4hr_93_Generic | SCE East of Pisgah | 0
|  | Southern_PGAE_Li_Battery_4hr_117_Generic | SCE East of Pisgah | 0
|  | Southern_PGAE_Li_Battery_8hr_93_Generic | SCE East of Pisgah | 0
|  | Southern_PGAE_Li_Battery_8hr_117_Generic | SCE East of Pisgah | 0
|  | Southern_PGAE_Solar_93_Generic | SCE East of Pisgah | 0
|  | Southern_PGAE_Solar_117_Generic | SCE East of Pisgah | 0
|  | Greater_Kramer_Flow_Battery_103_Generic | SCE East of Pisgah | 0
|  | Greater_Kramer_Li_Battery_4hr_103_Generic | SCE East of Pisgah | 0
|  | Greater_Kramer_Li_Battery_8hr_103_Generic | SCE East of Pisgah | 0
|  | Greater_Kramer_Solar_103_Generic | SCE East of Pisgah | 0
|  | 0 | SCE East of Pisgah | 0
|  | Riverside_Flow_Battery_129_Generic | SCE East of Pisgah | 0
|  | Riverside_Li_Battery_4hr_129_Generic | SCE East of Pisgah | 0
|  | Riverside_Li_Battery_8hr_129_Generic | SCE East of Pisgah | 0
|  | Riverside_Solar_129_Generic | SCE East of Pisgah | 0
|  | Northern_California_Flow_Battery_38_Generic | SCE East of Pisgah | 0
|  | Northern_California_Li_Battery_4hr_38_Generic | SCE East of Pisgah | 0
|  | Northern_California_Li_Battery_8hr_38_Generic | SCE East of Pisgah | 0
|  | Northern_California_Solar_38_Generic | SCE East of Pisgah | 0
|  | San_Diego_Pumped_Storage_119_Generic | SCE East of Pisgah | 0
|  | Southern_PGAE_Flow_Battery_39_Generic | SCE East of Pisgah | 0
|  | Southern_PGAE_Flow_Battery_109_Generic | SCE East of Pisgah | 0
|  | Southern_PGAE_Li_Battery_4hr_39_Generic | SCE East of Pisgah | 0
|  | Southern_PGAE_Li_Battery_4hr_109_Generic | SCE East of Pisgah | 0
|  | Southern_PGAE_Li_Battery_8hr_39_Generic | SCE East of Pisgah | 0
|  | Southern_PGAE_Li_Battery_8hr_109_Generic | SCE East of Pisgah | 0
|  | Southern_PGAE_Solar_39_Generic | SCE East of Pisgah | 0
|  | Southern_PGAE_Solar_109_Generic | SCE East of Pisgah | 0
|  | Riverside_Flow_Battery_60_Generic | SCE East of Pisgah | 0
|  | Riverside_Li_Battery_4hr_60_Generic | SCE East of Pisgah | 0
|  | Riverside_Li_Battery_8hr_60_Generic | SCE East of Pisgah | 0
|  | Riverside_Solar_60_Generic | SCE East of Pisgah | 0
|  | Arizona_Solar_55_Generic | SCE East of Pisgah | 1
|  | Arizona_Solar_62_Generic | SCE East of Pisgah | 0
|  | Arizona_Solar_77_Generic | SCE East of Pisgah | 0
|  | Arizona_Solar_90_Generic | SCE East of Pisgah | 1
|  | Baja_California_Wind_133_Generic | SCE East of Pisgah | 1
|  | Southern_NV_Eldorado_Flow_Battery_19_Generic | SCE East of Pisgah | 1
|  | Southern_NV_Eldorado_Flow_Battery_40_Generic | SCE East of Pisgah | 1
|  | Arizona_Flow_Battery_55_Generic | SCE East of Pisgah | 1
|  | Arizona_Flow_Battery_62_Generic | SCE East of Pisgah | 0
|  | Arizona_Flow_Battery_77_Generic | SCE East of Pisgah | 0
|  | Arizona_Flow_Battery_90_Generic | SCE East of Pisgah | 1
|  | Greater_Imperial_Flow_Battery_107_Generic | SCE East of Pisgah | 1
|  | Greater_Imperial_Flow_Battery_133_Generic | SCE East of Pisgah | 1
|  | Southern_NV_Eldorado_Li_Battery_4hr_19_Generic | SCE East of Pisgah | 1
|  | Southern_NV_Eldorado_Li_Battery_4hr_40_Generic | SCE East of Pisgah | 1
|  | Arizona_Li_Battery_4hr_55_Generic | SCE East of Pisgah | 1
|  | Arizona_Li_Battery_4hr_62_Generic | SCE East of Pisgah | 0
|  | Arizona_Li_Battery_4hr_77_Generic | SCE East of Pisgah | 0
|  | Arizona_Li_Battery_4hr_90_Generic | SCE East of Pisgah | 1
|  | Greater_Imperial_Li_Battery_4hr_107_Generic | SCE East of Pisgah | 1
|  | Greater_Imperial_Li_Battery_4hr_133_Generic | SCE East of Pisgah | 1
|  | Southern_NV_Eldorado_Li_Battery_8hr_19_Generic | SCE East of Pisgah | 1
|  | Southern_NV_Eldorado_Li_Battery_8hr_40_Generic | SCE East of Pisgah | 1
|  | Arizona_Li_Battery_8hr_55_Generic | SCE East of Pisgah | 1
|  | Arizona_Li_Battery_8hr_62_Generic | SCE East of Pisgah | 0
|  | Arizona_Li_Battery_8hr_77_Generic | SCE East of Pisgah | 0
|  | Arizona_Li_Battery_8hr_90_Generic | SCE East of Pisgah | 1
|  | Greater_Imperial_Li_Battery_8hr_107_Generic | SCE East of Pisgah | 1
|  | Greater_Imperial_Li_Battery_8hr_133_Generic | SCE East of Pisgah | 1
|  | Greater_Imperial_Solar_107_Generic | SCE East of Pisgah | 1
|  | Greater_Imperial_Solar_133_Generic | SCE East of Pisgah | 1
|  | Idaho_Wind_19_Generic | SCE East of Pisgah | 1
|  | New_Mexico_Wind_55_Generic | SCE East of Pisgah | 1
|  | Northern_Nevada_Geothermal_19_Generic | SCE East of Pisgah | 1
|  | Southern_NV_Eldorado_Solar_19_Generic | SCE East of Pisgah | 1
|  | Southern_NV_Eldorado_Solar_40_Generic | SCE East of Pisgah | 1
|  | Utah_Geothermal_19_Generic | SCE East of Pisgah | 1
|  | Utah_Wind_19_Generic | SCE East of Pisgah | 1
|  | Wyoming_Wind_19_Generic | SCE East of Pisgah | 1
|  | Northern_California_Flow_Battery_112_Generic | SCE East of Pisgah | 0
|  | Northern_California_Li_Battery_4hr_112_Generic | SCE East of Pisgah | 0
|  | Northern_California_Li_Battery_8hr_112_Generic | SCE East of Pisgah | 0
|  | Northern_California_Solar_112_Generic | SCE East of Pisgah | 0
|  | Greater_Kramer_Flow_Battery_156_Generic | SCE East of Pisgah | 0
|  | Greater_Kramer_Li_Battery_4hr_156_Generic | SCE East of Pisgah | 0
|  | Greater_Kramer_Li_Battery_8hr_156_Generic | SCE East of Pisgah | 0
|  | Greater_Kramer_Solar_156_Generic | SCE East of Pisgah | 0
|  | Inyokern_North_Kramer_Geothermal_156_Generic | SCE East of Pisgah | 0
|  | Northern_California_Flow_Battery_70_Generic | SCE East of Pisgah | 0
|  | Northern_California_Flow_Battery_132_Generic | SCE East of Pisgah | 0
|  | Northern_California_Li_Battery_4hr_70_Generic | SCE East of Pisgah | 0
|  | Northern_California_Li_Battery_4hr_132_Generic | SCE East of Pisgah | 0
|  | Northern_California_Li_Battery_8hr_70_Generic | SCE East of Pisgah | 0
|  | Northern_California_Li_Battery_8hr_132_Generic | SCE East of Pisgah | 0
|  | Northern_California_Geothermal_70_Generic | SCE East of Pisgah | 0
|  | Northern_California_Solar_70_Generic | SCE East of Pisgah | 0
|  | Northern_California_Solar_132_Generic | SCE East of Pisgah | 0
|  | Greater_LA_Flow_Battery_30_Generic | SCE East of Pisgah | 0
|  | Greater_LA_Li_Battery_4hr_30_Generic | SCE East of Pisgah | 0
|  | Greater_LA_Li_Battery_8hr_30_Generic | SCE East of Pisgah | 0
|  | Greater_LA_Solar_30_Generic | SCE East of Pisgah | 0
|  | 0 | SCE East of Pisgah | 0
|  | Greater_Imperial_Flow_Battery_63_Generic | SCE East of Pisgah | 0
|  | Greater_Imperial_Li_Battery_4hr_63_Generic | SCE East of Pisgah | 0
|  | Greater_Imperial_Li_Battery_8hr_63_Generic | SCE East of Pisgah | 0
|  | Greater_Imperial_Geothermal_63_Generic | SCE East of Pisgah | 0
|  | Greater_Imperial_Solar_63_Generic | SCE East of Pisgah | 0
|  | Southern_PGAE_Flow_Battery_72_Generic | SCE East of Pisgah | 0
|  | Southern_PGAE_Flow_Battery_124_Generic | SCE East of Pisgah | 0
|  | Southern_PGAE_Li_Battery_4hr_72_Generic | SCE East of Pisgah | 0
|  | Southern_PGAE_Li_Battery_4hr_124_Generic | SCE East of Pisgah | 0
|  | Southern_PGAE_Li_Battery_8hr_72_Generic | SCE East of Pisgah | 0
|  | Southern_PGAE_Li_Battery_8hr_124_Generic | SCE East of Pisgah | 0
|  | Southern_PGAE_Solar_72_Generic | SCE East of Pisgah | 0
|  | Southern_PGAE_Solar_124_Generic | SCE East of Pisgah | 0
|  | Northern_California_Flow_Battery_44_Generic | SCE East of Pisgah | 0
|  | Northern_California_Flow_Battery_121_Generic | SCE East of Pisgah | 0
|  | Northern_California_Li_Battery_4hr_44_Generic | SCE East of Pisgah | 0
|  | Northern_California_Li_Battery_4hr_121_Generic | SCE East of Pisgah | 0
|  | Northern_California_Li_Battery_8hr_44_Generic | SCE East of Pisgah | 0
|  | Northern_California_Li_Battery_8hr_121_Generic | SCE East of Pisgah | 0
|  | Northern_California_Solar_44_Generic | SCE East of Pisgah | 0
|  | Northern_California_Solar_121_Generic | SCE East of Pisgah | 0
|  | Arizona_Solar_48_Generic | SCE East of Pisgah | 0
|  | Arizona_Flow_Battery_48_Generic | SCE East of Pisgah | 0
|  | Arizona_Li_Battery_4hr_48_Generic | SCE East of Pisgah | 0
|  | Arizona_Li_Battery_8hr_48_Generic | SCE East of Pisgah | 0
|  | Northern_California_Flow_Battery_29_Generic | SCE East of Pisgah | 0
|  | Northern_California_Li_Battery_4hr_29_Generic | SCE East of Pisgah | 0
|  | Northern_California_Li_Battery_8hr_29_Generic | SCE East of Pisgah | 0
|  | Northern_California_Solar_29_Generic | SCE East of Pisgah | 0
|  | Northern_California_Flow_Battery_149_Generic | SCE East of Pisgah | 0
|  | Northern_California_Li_Battery_4hr_149_Generic | SCE East of Pisgah | 0
|  | Northern_California_Li_Battery_8hr_149_Generic | SCE East of Pisgah | 0
|  | Northern_California_Solar_149_Generic | SCE East of Pisgah | 0
|  | Greater_Imperial_Flow_Battery_108_Generic | SCE East of Pisgah | 0
|  | Greater_Imperial_Li_Battery_4hr_108_Generic | SCE East of Pisgah | 0
|  | Greater_Imperial_Li_Battery_8hr_108_Generic | SCE East of Pisgah | 0
|  | Greater_Imperial_Solar_108_Generic | SCE East of Pisgah | 0
|  | Greater_Imperial_Wind_108_Generic | SCE East of Pisgah | 0
|  | Riverside_Flow_Battery_9_Generic | SCE East of Pisgah | 0
|  | Riverside_Li_Battery_4hr_9_Generic | SCE East of Pisgah | 0
|  | Riverside_Li_Battery_8hr_9_Generic | SCE East of Pisgah | 0
|  | Riverside_West_Pumped_Storage_9_Generic | SCE East of Pisgah | 0
|  | Inyokern_North_Kramer_Geothermal_9_Generic | SCE East of Pisgah | 0
|  | Riverside_Solar_9_Generic | SCE East of Pisgah | 0
|  | Southern_PGAE_Flow_Battery_8_Generic | SCE East of Pisgah | 0
|  | Southern_PGAE_Flow_Battery_22_Generic | SCE East of Pisgah | 0
|  | Southern_PGAE_Flow_Battery_23_Generic | SCE East of Pisgah | 0
|  | Southern_PGAE_Flow_Battery_24_Generic | SCE East of Pisgah | 0
|  | Southern_PGAE_Flow_Battery_33_Generic | SCE East of Pisgah | 0
|  | Southern_PGAE_Flow_Battery_45_Generic | SCE East of Pisgah | 0
|  | Southern_PGAE_Flow_Battery_46_Generic | SCE East of Pisgah | 0
|  | Southern_PGAE_Flow_Battery_49_Generic | SCE East of Pisgah | 0
|  | Southern_PGAE_Flow_Battery_52_Generic | SCE East of Pisgah | 0
|  | Southern_PGAE_Flow_Battery_61_Generic | SCE East of Pisgah | 0
|  | Southern_PGAE_Flow_Battery_69_Generic | SCE East of Pisgah | 0
|  | Southern_PGAE_Flow_Battery_74_Generic | SCE East of Pisgah | 0
|  | Southern_PGAE_Flow_Battery_75_Generic | SCE East of Pisgah | 0
|  | Southern_PGAE_Flow_Battery_79_Generic | SCE East of Pisgah | 0
|  | Southern_PGAE_Flow_Battery_98_Generic | SCE East of Pisgah | 0
|  | Southern_PGAE_Flow_Battery_102_Generic | SCE East of Pisgah | 0
|  | Southern_PGAE_Flow_Battery_118_Generic | SCE East of Pisgah | 0
|  | Southern_PGAE_Li_Battery_4hr_8_Generic | SCE East of Pisgah | 0
|  | Southern_PGAE_Li_Battery_4hr_22_Generic | SCE East of Pisgah | 0
|  | Southern_PGAE_Li_Battery_4hr_23_Generic | SCE East of Pisgah | 0
|  | Southern_PGAE_Li_Battery_4hr_24_Generic | SCE East of Pisgah | 0
|  | Southern_PGAE_Li_Battery_4hr_33_Generic | SCE East of Pisgah | 0
|  | Southern_PGAE_Li_Battery_4hr_45_Generic | SCE East of Pisgah | 0
|  | Southern_PGAE_Li_Battery_4hr_46_Generic | SCE East of Pisgah | 0
|  | Southern_PGAE_Li_Battery_4hr_49_Generic | SCE East of Pisgah | 0
|  | Southern_PGAE_Li_Battery_4hr_52_Generic | SCE East of Pisgah | 0
|  | Southern_PGAE_Li_Battery_4hr_61_Generic | SCE East of Pisgah | 0
|  | Southern_PGAE_Li_Battery_4hr_69_Generic | SCE East of Pisgah | 0
|  | Southern_PGAE_Li_Battery_4hr_74_Generic | SCE East of Pisgah | 0
|  | Southern_PGAE_Li_Battery_4hr_75_Generic | SCE East of Pisgah | 0
|  | Southern_PGAE_Li_Battery_4hr_79_Generic | SCE East of Pisgah | 0
|  | Southern_PGAE_Li_Battery_4hr_98_Generic | SCE East of Pisgah | 0
|  | Southern_PGAE_Li_Battery_4hr_102_Generic | SCE East of Pisgah | 0
|  | Southern_PGAE_Li_Battery_4hr_118_Generic | SCE East of Pisgah | 0
|  | Southern_PGAE_Li_Battery_8hr_8_Generic | SCE East of Pisgah | 0
|  | Southern_PGAE_Li_Battery_8hr_22_Generic | SCE East of Pisgah | 0
|  | Southern_PGAE_Li_Battery_8hr_23_Generic | SCE East of Pisgah | 0
|  | Southern_PGAE_Li_Battery_8hr_24_Generic | SCE East of Pisgah | 0
|  | Southern_PGAE_Li_Battery_8hr_33_Generic | SCE East of Pisgah | 0
|  | Southern_PGAE_Li_Battery_8hr_45_Generic | SCE East of Pisgah | 0
|  | Southern_PGAE_Li_Battery_8hr_46_Generic | SCE East of Pisgah | 0
|  | Southern_PGAE_Li_Battery_8hr_49_Generic | SCE East of Pisgah | 0
|  | Southern_PGAE_Li_Battery_8hr_52_Generic | SCE East of Pisgah | 0
|  | Southern_PGAE_Li_Battery_8hr_61_Generic | SCE East of Pisgah | 0
|  | Southern_PGAE_Li_Battery_8hr_69_Generic | SCE East of Pisgah | 0
|  | Southern_PGAE_Li_Battery_8hr_74_Generic | SCE East of Pisgah | 0
|  | Southern_PGAE_Li_Battery_8hr_75_Generic | SCE East of Pisgah | 0
|  | Southern_PGAE_Li_Battery_8hr_79_Generic | SCE East of Pisgah | 0
|  | Southern_PGAE_Li_Battery_8hr_98_Generic | SCE East of Pisgah | 0
|  | Southern_PGAE_Li_Battery_8hr_102_Generic | SCE East of Pisgah | 0
|  | Southern_PGAE_Li_Battery_8hr_118_Generic | SCE East of Pisgah | 0
|  | Southern_PGAE_Solar_8_Generic | SCE East of Pisgah | 0
|  | Southern_PGAE_Solar_22_Generic | SCE East of Pisgah | 0
|  | Southern_PGAE_Solar_23_Generic | SCE East of Pisgah | 0
|  | Southern_PGAE_Solar_24_Generic | SCE East of Pisgah | 0
|  | Southern_PGAE_Solar_33_Generic | SCE East of Pisgah | 0
|  | Southern_PGAE_Solar_45_Generic | SCE East of Pisgah | 0
|  | Southern_PGAE_Solar_46_Generic | SCE East of Pisgah | 0
|  | Southern_PGAE_Solar_49_Generic | SCE East of Pisgah | 0
|  | Southern_PGAE_Solar_52_Generic | SCE East of Pisgah | 0
|  | Southern_PGAE_Solar_61_Generic | SCE East of Pisgah | 0
|  | Southern_PGAE_Solar_69_Generic | SCE East of Pisgah | 0
|  | Southern_PGAE_Solar_74_Generic | SCE East of Pisgah | 0
|  | Southern_PGAE_Solar_75_Generic | SCE East of Pisgah | 0
|  | Southern_PGAE_Solar_79_Generic | SCE East of Pisgah | 0
|  | Southern_PGAE_Solar_98_Generic | SCE East of Pisgah | 0
|  | Southern_PGAE_Solar_102_Generic | SCE East of Pisgah | 0
|  | Southern_PGAE_Solar_118_Generic | SCE East of Pisgah | 0
|  | Southern_PGAE_Flow_Battery_34_Generic | SCE East of Pisgah | 0
|  | Southern_PGAE_Li_Battery_4hr_34_Generic | SCE East of Pisgah | 0
|  | Southern_PGAE_Li_Battery_8hr_34_Generic | SCE East of Pisgah | 0
|  | Southern_PGAE_Solar_34_Generic | SCE East of Pisgah | 0
|  | Southern_PGAE_Flow_Battery_3_Generic | SCE East of Pisgah | 0
|  | Southern_PGAE_Flow_Battery_27_Generic | SCE East of Pisgah | 0
|  | Southern_PGAE_Li_Battery_4hr_3_Generic | SCE East of Pisgah | 0
|  | Southern_PGAE_Li_Battery_4hr_27_Generic | SCE East of Pisgah | 0
|  | Southern_PGAE_Li_Battery_8hr_3_Generic | SCE East of Pisgah | 0
|  | Southern_PGAE_Li_Battery_8hr_27_Generic | SCE East of Pisgah | 0
|  | 0 | SCE East of Pisgah | 0
|  | Southern_PGAE_Solar_3_Generic | SCE East of Pisgah | 0
|  | Southern_PGAE_Solar_27_Generic | SCE East of Pisgah | 0
|  | Southern_NV_Eldorado_Flow_Battery_15_Generic | SCE East of Pisgah | 1
|  | Southern_NV_Eldorado_Flow_Battery_42_Generic | SCE East of Pisgah | 1
|  | Southern_NV_Eldorado_Li_Battery_4hr_15_Generic | SCE East of Pisgah | 1
|  | Southern_NV_Eldorado_Li_Battery_4hr_42_Generic | SCE East of Pisgah | 1
|  | Southern_NV_Eldorado_Li_Battery_8hr_15_Generic | SCE East of Pisgah | 1
|  | Southern_NV_Eldorado_Li_Battery_8hr_42_Generic | SCE East of Pisgah | 1
|  | Central_Nevada_Geothermal_42_Generic | SCE East of Pisgah | 1
|  | Southern_NV_Eldorado_Solar_15_Generic | SCE East of Pisgah | 1
|  | Southern_NV_Eldorado_Solar_42_Generic | SCE East of Pisgah | 1
|  | Southern_NV_Eldorado_Wind_15_Generic | SCE East of Pisgah | 1
|  | 0 | SCE East of Pisgah | 0
|  | Greater_Imperial_Flow_Battery_20_Generic | SCE East of Pisgah | 0
|  | Greater_Imperial_Li_Battery_4hr_20_Generic | SCE East of Pisgah | 0
|  | Greater_Imperial_Li_Battery_8hr_20_Generic | SCE East of Pisgah | 0
|  | Greater_Imperial_Geothermal_20_Generic | SCE East of Pisgah | 0
|  | Greater_Imperial_Solar_20_Generic | SCE East of Pisgah | 0
|  | Greater_Imperial_Biomass_20_Generic | SCE East of Pisgah | 0
|  | Southern_PGAE_Flow_Battery_148_Generic | SCE East of Pisgah | 0
|  | Southern_PGAE_Flow_Battery_181_Generic | SCE East of Pisgah | 0
|  | Southern_PGAE_Li_Battery_4hr_148_Generic | SCE East of Pisgah | 0
|  | Southern_PGAE_Li_Battery_4hr_181_Generic | SCE East of Pisgah | 0
|  | Southern_PGAE_Li_Battery_8hr_148_Generic | SCE East of Pisgah | 0
|  | Southern_PGAE_Li_Battery_8hr_181_Generic | SCE East of Pisgah | 0
|  | Southern_PGAE_Solar_148_Generic | SCE East of Pisgah | 0
|  | Southern_PGAE_Solar_181_Generic | SCE East of Pisgah | 0
|  | Northern_California_Flow_Battery_84_Generic | SCE East of Pisgah | 0
|  | Southern_PGAE_Flow_Battery_145_Generic | SCE East of Pisgah | 0
|  | Northern_California_Li_Battery_4hr_84_Generic | SCE East of Pisgah | 0
|  | Southern_PGAE_Li_Battery_4hr_145_Generic | SCE East of Pisgah | 0
|  | Northern_California_Li_Battery_8hr_84_Generic | SCE East of Pisgah | 0
|  | Southern_PGAE_Li_Battery_8hr_145_Generic | SCE East of Pisgah | 0
|  | Northern_California_Solar_84_Generic | SCE East of Pisgah | 0
|  | Southern_PGAE_Solar_145_Generic | SCE East of Pisgah | 0
|  | Southern_PGAE_Flow_Battery_54_Generic | SCE East of Pisgah | 0
|  | Southern_PGAE_Flow_Battery_136_Generic | SCE East of Pisgah | 0
|  | Southern_PGAE_Flow_Battery_152_Generic | SCE East of Pisgah | 0
|  | Southern_PGAE_Flow_Battery_173_Generic | SCE East of Pisgah | 0
|  | Southern_PGAE_Flow_Battery_175_Generic | SCE East of Pisgah | 0
|  | Southern_PGAE_Flow_Battery_177_Generic | SCE East of Pisgah | 0
|  | Southern_PGAE_Li_Battery_4hr_54_Generic | SCE East of Pisgah | 0
|  | Southern_PGAE_Li_Battery_4hr_136_Generic | SCE East of Pisgah | 0
|  | Southern_PGAE_Li_Battery_4hr_152_Generic | SCE East of Pisgah | 0
|  | Southern_PGAE_Li_Battery_4hr_173_Generic | SCE East of Pisgah | 0
|  | Southern_PGAE_Li_Battery_4hr_175_Generic | SCE East of Pisgah | 0
|  | Southern_PGAE_Li_Battery_4hr_177_Generic | SCE East of Pisgah | 0
|  | Southern_PGAE_Li_Battery_8hr_54_Generic | SCE East of Pisgah | 0
|  | Southern_PGAE_Li_Battery_8hr_136_Generic | SCE East of Pisgah | 0
|  | Southern_PGAE_Li_Battery_8hr_152_Generic | SCE East of Pisgah | 0
|  | Southern_PGAE_Li_Battery_8hr_173_Generic | SCE East of Pisgah | 0
|  | Southern_PGAE_Li_Battery_8hr_175_Generic | SCE East of Pisgah | 0
|  | Southern_PGAE_Li_Battery_8hr_177_Generic | SCE East of Pisgah | 0
|  | Southern_PGAE_Solar_54_Generic | SCE East of Pisgah | 0
|  | Southern_PGAE_Solar_136_Generic | SCE East of Pisgah | 0
|  | Southern_PGAE_Solar_152_Generic | SCE East of Pisgah | 0
|  | Southern_PGAE_Solar_173_Generic | SCE East of Pisgah | 0
|  | Southern_PGAE_Solar_175_Generic | SCE East of Pisgah | 0
|  | Southern_PGAE_Solar_177_Generic | SCE East of Pisgah | 0
|  | Southern_PGAE_Flow_Battery_160_Generic | SCE East of Pisgah | 0
|  | Southern_PGAE_Li_Battery_4hr_160_Generic | SCE East of Pisgah | 0
|  | Southern_PGAE_Li_Battery_8hr_160_Generic | SCE East of Pisgah | 0
|  | Southern_PGAE_Solar_160_Generic | SCE East of Pisgah | 0
|  | Greater_Kramer_Flow_Battery_123_Generic | SCE East of Pisgah | 0
|  | Greater_Kramer_Li_Battery_4hr_123_Generic | SCE East of Pisgah | 0
|  | Greater_Kramer_Li_Battery_8hr_123_Generic | SCE East of Pisgah | 0
|  | Greater_Kramer_Solar_123_Generic | SCE East of Pisgah | 0
|  | Southern_PGAE_Flow_Battery_99_Generic | SCE East of Pisgah | 0
|  | Southern_PGAE_Li_Battery_4hr_99_Generic | SCE East of Pisgah | 0
|  | Southern_PGAE_Li_Battery_8hr_99_Generic | SCE East of Pisgah | 0
|  | Southern_PGAE_Solar_99_Generic | SCE East of Pisgah | 0
|  | Southern_NV_Eldorado_Flow_Battery_2_Generic | SCE East of Pisgah | 1
|  | Southern_NV_Eldorado_Flow_Battery_16_Generic | SCE East of Pisgah | 1
|  | Tehachapi_Flow_Battery_28_Generic | SCE East of Pisgah | 1
|  | Greater_LA_Flow_Battery_58_Generic | SCE East of Pisgah | 1
|  | Southern_NV_Eldorado_Li_Battery_4hr_2_Generic | SCE East of Pisgah | 1
|  | Southern_NV_Eldorado_Li_Battery_4hr_16_Generic | SCE East of Pisgah | 1
|  | Tehachapi_Li_Battery_4hr_28_Generic | SCE East of Pisgah | 1
|  | Greater_LA_Li_Battery_4hr_58_Generic | SCE East of Pisgah | 1
|  | Southern_NV_Eldorado_Li_Battery_8hr_2_Generic | SCE East of Pisgah | 1
|  | Southern_NV_Eldorado_Li_Battery_8hr_16_Generic | SCE East of Pisgah | 1
|  | Tehachapi_Li_Battery_8hr_28_Generic | SCE East of Pisgah | 1
|  | Greater_LA_Li_Battery_8hr_58_Generic | SCE East of Pisgah | 1
|  | Greater_LA_Solar_58_Generic | SCE East of Pisgah | 1
|  | Southern_NV_Eldorado_Solar_2_Generic | SCE East of Pisgah | 1
|  | Southern_NV_Eldorado_Solar_16_Generic | SCE East of Pisgah | 1
|  | Southern_NV_Eldorado_Wind_2_Generic | SCE East of Pisgah | 1
|  | Southern_NV_Eldorado_Wind_16_Generic | SCE East of Pisgah | 1
|  | Tehachapi_Solar_28_Generic | SCE East of Pisgah | 1
|  | Greater_Kramer_Flow_Battery_86_Generic | SCE East of Pisgah | 0
|  | Greater_Kramer_Li_Battery_4hr_86_Generic | SCE East of Pisgah | 0
|  | Greater_Kramer_Li_Battery_8hr_86_Generic | SCE East of Pisgah | 0
|  | Greater_Kramer_Solar_86_Generic | SCE East of Pisgah | 0
|  | Southern_PGAE_Flow_Battery_147_Generic | SCE East of Pisgah | 0
|  | Southern_PGAE_Li_Battery_4hr_147_Generic | SCE East of Pisgah | 0
|  | Southern_PGAE_Li_Battery_8hr_147_Generic | SCE East of Pisgah | 0
|  | Southern_PGAE_Solar_147_Generic | SCE East of Pisgah | 0
|  | Southern_PGAE_Flow_Battery_37_Generic | SCE East of Pisgah | 0
|  | Southern_PGAE_Flow_Battery_47_Generic | SCE East of Pisgah | 0
|  | Northern_California_Flow_Battery_130_Generic | SCE East of Pisgah | 0
|  | Southern_PGAE_Li_Battery_4hr_37_Generic | SCE East of Pisgah | 0
|  | Southern_PGAE_Li_Battery_4hr_47_Generic | SCE East of Pisgah | 0
|  | Northern_California_Li_Battery_4hr_130_Generic | SCE East of Pisgah | 0
|  | Southern_PGAE_Li_Battery_8hr_37_Generic | SCE East of Pisgah | 0
|  | Southern_PGAE_Li_Battery_8hr_47_Generic | SCE East of Pisgah | 0
|  | Northern_California_Li_Battery_8hr_130_Generic | SCE East of Pisgah | 0
|  | Central_Valley_North_Los_Banos_Biomass_47_Generic | SCE East of Pisgah | 0
|  | Northern_California_Solar_130_Generic | SCE East of Pisgah | 0
|  | Southern_PGAE_Solar_37_Generic | SCE East of Pisgah | 0
|  | Southern_PGAE_Solar_47_Generic | SCE East of Pisgah | 0
|  | Southern_PGAE_Adiabatic_CAES_12_Generic | SCE East of Pisgah | 0
|  | Southern_PGAE_Flow_Battery_12_Generic | SCE East of Pisgah | 0
|  | Southern_PGAE_Flow_Battery_17_Generic | SCE East of Pisgah | 0
|  | Southern_PGAE_Li_Battery_4hr_12_Generic | SCE East of Pisgah | 0
|  | Southern_PGAE_Li_Battery_4hr_17_Generic | SCE East of Pisgah | 0
|  | Southern_PGAE_Li_Battery_8hr_12_Generic | SCE East of Pisgah | 0
|  | Southern_PGAE_Li_Battery_8hr_17_Generic | SCE East of Pisgah | 0
|  | Central_Valley_North_Los_Banos_Wind_17_Generic | SCE East of Pisgah | 0
|  | Southern_PGAE_Solar_12_Generic | SCE East of Pisgah | 0
|  | Southern_PGAE_Solar_17_Generic | SCE East of Pisgah | 0
|  | Northern_California_Flow_Battery_96_Generic | SCE East of Pisgah | 0
|  | Northern_California_Flow_Battery_113_Generic | SCE East of Pisgah | 0
|  | Northern_California_Flow_Battery_116_Generic | SCE East of Pisgah | 0
|  | Northern_California_Li_Battery_4hr_96_Generic | SCE East of Pisgah | 0
|  | Northern_California_Li_Battery_4hr_113_Generic | SCE East of Pisgah | 0
|  | Northern_California_Li_Battery_4hr_116_Generic | SCE East of Pisgah | 0
|  | Northern_California_Li_Battery_8hr_96_Generic | SCE East of Pisgah | 0
|  | Northern_California_Li_Battery_8hr_113_Generic | SCE East of Pisgah | 0
|  | Northern_California_Li_Battery_8hr_116_Generic | SCE East of Pisgah | 0
|  | Northern_California_Solar_96_Generic | SCE East of Pisgah | 0
|  | Northern_California_Solar_113_Generic | SCE East of Pisgah | 0
|  | Northern_California_Solar_116_Generic | SCE East of Pisgah | 0
|  | Southern_PGAE_Flow_Battery_43_Generic | SCE East of Pisgah | 0
|  | Southern_PGAE_Li_Battery_4hr_43_Generic | SCE East of Pisgah | 0
|  | Southern_PGAE_Li_Battery_8hr_43_Generic | SCE East of Pisgah | 0
|  | Southern_PGAE_Solar_43_Generic | SCE East of Pisgah | 0
|  | Northern_California_Flow_Battery_41_Generic | SCE East of Pisgah | 0
|  | Northern_California_Flow_Battery_57_Generic | SCE East of Pisgah | 0
|  | Northern_California_Flow_Battery_73_Generic | SCE East of Pisgah | 0
|  | Northern_California_Flow_Battery_82_Generic | SCE East of Pisgah | 0
|  | Northern_California_Li_Battery_4hr_41_Generic | SCE East of Pisgah | 0
|  | Northern_California_Li_Battery_4hr_57_Generic | SCE East of Pisgah | 0
|  | Northern_California_Li_Battery_4hr_73_Generic | SCE East of Pisgah | 0
|  | Northern_California_Li_Battery_4hr_82_Generic | SCE East of Pisgah | 0
|  | Northern_California_Li_Battery_8hr_41_Generic | SCE East of Pisgah | 0
|  | Northern_California_Li_Battery_8hr_57_Generic | SCE East of Pisgah | 0
|  | Northern_California_Li_Battery_8hr_73_Generic | SCE East of Pisgah | 0
|  | Northern_California_Li_Battery_8hr_82_Generic | SCE East of Pisgah | 0
|  | Northern_California_Solar_41_Generic | SCE East of Pisgah | 0
|  | Northern_California_Solar_57_Generic | SCE East of Pisgah | 0
|  | Northern_California_Solar_73_Generic | SCE East of Pisgah | 0
|  | Northern_California_Solar_82_Generic | SCE East of Pisgah | 0
|  | Southern_PGAE_Flow_Battery_95_Generic | SCE East of Pisgah | 0
|  | Southern_PGAE_Li_Battery_4hr_95_Generic | SCE East of Pisgah | 0
|  | Southern_PGAE_Li_Battery_8hr_95_Generic | SCE East of Pisgah | 0
|  | Southern_PGAE_Solar_95_Generic | SCE East of Pisgah | 0
|  | Greater_LA_Flow_Battery_18_Generic | SCE East of Pisgah | 0
|  | Greater_LA_Li_Battery_4hr_18_Generic | SCE East of Pisgah | 0
|  | Greater_LA_Li_Battery_8hr_18_Generic | SCE East of Pisgah | 0
|  | Greater_LA_Solar_18_Generic | SCE East of Pisgah | 0
|  | Tehachapi_Wind_18_Generic | SCE East of Pisgah | 0
|  | Riverside_Flow_Battery_59_Generic | SCE East of Pisgah | 0
|  | Riverside_Li_Battery_4hr_59_Generic | SCE East of Pisgah | 0
|  | Riverside_Li_Battery_8hr_59_Generic | SCE East of Pisgah | 0
|  | Riverside_East_Pumped_Storage_59_Generic | SCE East of Pisgah | 0
|  | Riverside_Solar_59_Generic | SCE East of Pisgah | 0
|  | Northern_California_Flow_Battery_35_Generic | SCE East of Pisgah | 0
|  | Northern_California_Li_Battery_4hr_35_Generic | SCE East of Pisgah | 0
|  | Northern_California_Li_Battery_8hr_35_Generic | SCE East of Pisgah | 0
|  | Northern_California_Geothermal_35_Generic | SCE East of Pisgah | 0
|  | Northern_California_Solar_35_Generic | SCE East of Pisgah | 0
|  | Northern_California_Wind_35_Generic | SCE East of Pisgah | 0
|  | Greater_LA_Flow_Battery_4_Generic | SCE East of Pisgah | 0
|  | Greater_LA_Li_Battery_4hr_4_Generic | SCE East of Pisgah | 0
|  | Greater_LA_Li_Battery_8hr_4_Generic | SCE East of Pisgah | 0
|  | Greater_LA_Solar_4_Generic | SCE East of Pisgah | 0
|  | Northern_California_Flow_Battery_68_Generic | SCE East of Pisgah | 0
|  | Northern_California_Flow_Battery_76_Generic | SCE East of Pisgah | 0
|  | Northern_California_Li_Battery_4hr_68_Generic | SCE East of Pisgah | 0
|  | Northern_California_Li_Battery_4hr_76_Generic | SCE East of Pisgah | 0
|  | Northern_California_Li_Battery_8hr_68_Generic | SCE East of Pisgah | 0
|  | Northern_California_Li_Battery_8hr_76_Generic | SCE East of Pisgah | 0
|  | Northern_California_Solar_68_Generic | SCE East of Pisgah | 0
|  | Northern_California_Solar_76_Generic | SCE East of Pisgah | 0
|  | Northern_California_Wind_76_Generic | SCE East of Pisgah | 0
|  | Northern_California_Flow_Battery_5_Generic | SCE East of Pisgah | 0
|  | Northern_California_Li_Battery_4hr_5_Generic | SCE East of Pisgah | 0
|  | Northern_California_Li_Battery_8hr_5_Generic | SCE East of Pisgah | 0
|  | Northern_California_Pumped_Storage_5_Generic | SCE East of Pisgah | 0
|  | Northern_California_Biomass_5_Generic | SCE East of Pisgah | 0
|  | Northern_California_Geothermal_5_Generic | SCE East of Pisgah | 0
|  | Northern_California_Solar_5_Generic | SCE East of Pisgah | 0
|  | Northern_California_Wind_5_Generic | SCE East of Pisgah | 0
|  | Pacific_Northwest_Geothermal_5_Generic | SCE East of Pisgah | 0
|  | Northern_California_Flow_Battery_180_Generic | SCE East of Pisgah | 0
|  | Northern_California_Li_Battery_4hr_180_Generic | SCE East of Pisgah | 0
|  | Northern_California_Li_Battery_8hr_180_Generic | SCE East of Pisgah | 0
|  | Northern_California_Solar_180_Generic | SCE East of Pisgah | 0
|  | Tehachapi_Flow_Battery_66_Generic | SCE Eastern | 0
|  | Tehachapi_Li_Battery_4hr_66_Generic | SCE Eastern | 0
|  | Tehachapi_Li_Battery_8hr_66_Generic | SCE Eastern | 0
|  | Tehachapi_Solar_66_Generic | SCE Eastern | 0
|  | Tehachapi_Flow_Battery_78_Generic | SCE Eastern | 0
|  | Tehachapi_Li_Battery_4hr_78_Generic | SCE Eastern | 0
|  | Tehachapi_Li_Battery_8hr_78_Generic | SCE Eastern | 0
|  | Tehachapi_Solar_78_Generic | SCE Eastern | 0
|  | Tehachapi_Adiabatic_CAES_13_Generic | SCE Eastern | 0
|  | Tehachapi_Flow_Battery_13_Generic | SCE Eastern | 0
|  | Tehachapi_Flow_Battery_32_Generic | SCE Eastern | 0
|  | Tehachapi_Flow_Battery_101_Generic | SCE Eastern | 0
|  | Tehachapi_Li_Battery_4hr_13_Generic | SCE Eastern | 0
|  | Tehachapi_Li_Battery_4hr_32_Generic | SCE Eastern | 0
|  | Tehachapi_Li_Battery_4hr_101_Generic | SCE Eastern | 0
|  | Tehachapi_Li_Battery_8hr_13_Generic | SCE Eastern | 0
|  | Tehachapi_Li_Battery_8hr_32_Generic | SCE Eastern | 0
|  | Tehachapi_Li_Battery_8hr_101_Generic | SCE Eastern | 0
|  | Tehachapi_Pumped_Storage_32_Generic | SCE Eastern | 0
|  | Tehachapi_Solar_13_Generic | SCE Eastern | 0
|  | Tehachapi_Solar_32_Generic | SCE Eastern | 0
|  | Tehachapi_Solar_101_Generic | SCE Eastern | 0
|  | Tehachapi_Wind_13_Generic | SCE Eastern | 0
|  | Tehachapi_Wind_32_Generic | SCE Eastern | 0
|  | Northern_California_Flow_Battery_25_Generic | SCE Eastern | 0
|  | Northern_California_Flow_Battery_31_Generic | SCE Eastern | 0
|  | Northern_California_Flow_Battery_80_Generic | SCE Eastern | 0
|  | Northern_California_Flow_Battery_85_Generic | SCE Eastern | 0
|  | Northern_California_Flow_Battery_92_Generic | SCE Eastern | 0
|  | Southern_PGAE_Flow_Battery_111_Generic | SCE Eastern | 0
|  | Northern_California_Flow_Battery_114_Generic | SCE Eastern | 0
|  | Northern_California_Flow_Battery_122_Generic | SCE Eastern | 0
|  | Northern_California_Flow_Battery_135_Generic | SCE Eastern | 0
|  | Northern_California_Flow_Battery_138_Generic | SCE Eastern | 0
|  | Southern_PGAE_Flow_Battery_139_Generic | SCE Eastern | 0
|  | Southern_PGAE_Flow_Battery_140_Generic | SCE Eastern | 0
|  | Northern_California_Flow_Battery_141_Generic | SCE Eastern | 0
|  | Northern_California_Flow_Battery_144_Generic | SCE Eastern | 0
|  | Southern_PGAE_Flow_Battery_151_Generic | SCE Eastern | 0
|  | Southern_PGAE_Flow_Battery_154_Generic | SCE Eastern | 0
|  | Northern_California_Flow_Battery_157_Generic | SCE Eastern | 0
|  | Northern_California_Flow_Battery_159_Generic | SCE Eastern | 0
|  | Southern_PGAE_Flow_Battery_161_Generic | SCE Eastern | 0
|  | Southern_PGAE_Flow_Battery_162_Generic | SCE Eastern | 0
|  | Southern_PGAE_Flow_Battery_163_Generic | SCE Eastern | 0
|  | Southern_PGAE_Flow_Battery_164_Generic | SCE Eastern | 0
|  | Southern_PGAE_Flow_Battery_165_Generic | SCE Eastern | 0
|  | Northern_California_Flow_Battery_166_Generic | SCE Eastern | 0
|  | Southern_PGAE_Flow_Battery_168_Generic | SCE Eastern | 0
|  | Southern_PGAE_Flow_Battery_169_Generic | SCE Eastern | 0
|  | Southern_PGAE_Flow_Battery_170_Generic | SCE Eastern | 0
|  | Northern_California_Flow_Battery_172_Generic | SCE Eastern | 0
|  | Southern_PGAE_Flow_Battery_174_Generic | SCE Eastern | 0
|  | Southern_PGAE_Flow_Battery_176_Generic | SCE Eastern | 0
|  | Northern_California_Flow_Battery_179_Generic | SCE Eastern | 0
|  | Northern_California_Li_Battery_4hr_25_Generic | SCE Eastern | 0
|  | Northern_California_Li_Battery_4hr_31_Generic | SCE Eastern | 0
|  | Northern_California_Li_Battery_4hr_80_Generic | SCE Eastern | 0
|  | Northern_California_Li_Battery_4hr_85_Generic | SCE Eastern | 0
|  | Northern_California_Li_Battery_4hr_92_Generic | SCE Eastern | 0
|  | Southern_PGAE_Li_Battery_4hr_111_Generic | SCE Eastern | 0
|  | Northern_California_Li_Battery_4hr_114_Generic | SCE Eastern | 0
|  | Northern_California_Li_Battery_4hr_122_Generic | SCE Eastern | 0
|  | Northern_California_Li_Battery_4hr_135_Generic | SCE Eastern | 0
|  | Northern_California_Li_Battery_4hr_138_Generic | SCE Eastern | 0
|  | Southern_PGAE_Li_Battery_4hr_139_Generic | SCE Eastern | 0
|  | Southern_PGAE_Li_Battery_4hr_140_Generic | SCE Eastern | 0
|  | Northern_California_Li_Battery_4hr_141_Generic | SCE Eastern | 0
|  | Northern_California_Li_Battery_4hr_144_Generic | SCE Eastern | 0
|  | Southern_PGAE_Li_Battery_4hr_151_Generic | SCE Eastern | 0
|  | Southern_PGAE_Li_Battery_4hr_154_Generic | SCE Eastern | 0
|  | Northern_California_Li_Battery_4hr_157_Generic | SCE Eastern | 0
|  | Northern_California_Li_Battery_4hr_159_Generic | SCE Eastern | 0
|  | Southern_PGAE_Li_Battery_4hr_161_Generic | SCE Eastern | 0
|  | Southern_PGAE_Li_Battery_4hr_162_Generic | SCE Eastern | 0
|  | Southern_PGAE_Li_Battery_4hr_163_Generic | SCE Eastern | 0
|  | Southern_PGAE_Li_Battery_4hr_164_Generic | SCE Eastern | 0
|  | Southern_PGAE_Li_Battery_4hr_165_Generic | SCE Eastern | 0
|  | Northern_California_Li_Battery_4hr_166_Generic | SCE Eastern | 0
|  | Southern_PGAE_Li_Battery_4hr_168_Generic | SCE Eastern | 0
|  | Southern_PGAE_Li_Battery_4hr_169_Generic | SCE Eastern | 0
|  | Southern_PGAE_Li_Battery_4hr_170_Generic | SCE Eastern | 0
|  | Northern_California_Li_Battery_4hr_172_Generic | SCE Eastern | 0
|  | Southern_PGAE_Li_Battery_4hr_174_Generic | SCE Eastern | 0
|  | Southern_PGAE_Li_Battery_4hr_176_Generic | SCE Eastern | 0
|  | Northern_California_Li_Battery_4hr_179_Generic | SCE Eastern | 0
|  | Northern_California_Li_Battery_8hr_25_Generic | SCE Eastern | 0
|  | Northern_California_Li_Battery_8hr_31_Generic | SCE Eastern | 0
|  | Northern_California_Li_Battery_8hr_80_Generic | SCE Eastern | 0
|  | Northern_California_Li_Battery_8hr_85_Generic | SCE Eastern | 0
|  | Northern_California_Li_Battery_8hr_92_Generic | SCE Eastern | 0
|  | Southern_PGAE_Li_Battery_8hr_111_Generic | SCE Eastern | 0
|  | Northern_California_Li_Battery_8hr_114_Generic | SCE Eastern | 0
|  | Northern_California_Li_Battery_8hr_122_Generic | SCE Eastern | 0
|  | Northern_California_Li_Battery_8hr_135_Generic | SCE Eastern | 0
|  | Northern_California_Li_Battery_8hr_138_Generic | SCE Eastern | 0
|  | Southern_PGAE_Li_Battery_8hr_139_Generic | SCE Eastern | 0
|  | Southern_PGAE_Li_Battery_8hr_140_Generic | SCE Eastern | 0
|  | Northern_California_Li_Battery_8hr_141_Generic | SCE Eastern | 0
|  | Northern_California_Li_Battery_8hr_144_Generic | SCE Eastern | 0
|  | Southern_PGAE_Li_Battery_8hr_151_Generic | SCE Eastern | 0
|  | Southern_PGAE_Li_Battery_8hr_154_Generic | SCE Eastern | 0
|  | Northern_California_Li_Battery_8hr_157_Generic | SCE Eastern | 0
|  | Northern_California_Li_Battery_8hr_159_Generic | SCE Eastern | 0
|  | Southern_PGAE_Li_Battery_8hr_161_Generic | SCE Eastern | 0
|  | Southern_PGAE_Li_Battery_8hr_162_Generic | SCE Eastern | 0
|  | Southern_PGAE_Li_Battery_8hr_163_Generic | SCE Eastern | 0
|  | Southern_PGAE_Li_Battery_8hr_164_Generic | SCE Eastern | 0
|  | Southern_PGAE_Li_Battery_8hr_165_Generic | SCE Eastern | 0
|  | Northern_California_Li_Battery_8hr_166_Generic | SCE Eastern | 0
|  | Southern_PGAE_Li_Battery_8hr_168_Generic | SCE Eastern | 0
|  | Southern_PGAE_Li_Battery_8hr_169_Generic | SCE Eastern | 0
|  | Southern_PGAE_Li_Battery_8hr_170_Generic | SCE Eastern | 0
|  | Northern_California_Li_Battery_8hr_172_Generic | SCE Eastern | 0
|  | Southern_PGAE_Li_Battery_8hr_174_Generic | SCE Eastern | 0
|  | Southern_PGAE_Li_Battery_8hr_176_Generic | SCE Eastern | 0
|  | Northern_California_Li_Battery_8hr_179_Generic | SCE Eastern | 0
|  | Central_Valley_North_Los_Banos_Wind_154_Generic | SCE Eastern | 0
|  | Central_Valley_North_Los_Banos_Wind_162_Generic | SCE Eastern | 0
|  | Northern_California_Solar_25_Generic | SCE Eastern | 0
|  | Northern_California_Solar_31_Generic | SCE Eastern | 0
|  | Northern_California_Solar_80_Generic | SCE Eastern | 0
|  | Northern_California_Solar_85_Generic | SCE Eastern | 0
|  | Northern_California_Solar_92_Generic | SCE Eastern | 0
|  | Northern_California_Solar_114_Generic | SCE Eastern | 0
|  | Northern_California_Solar_122_Generic | SCE Eastern | 0
|  | Northern_California_Solar_135_Generic | SCE Eastern | 0
|  | Northern_California_Solar_138_Generic | SCE Eastern | 0
|  | Northern_California_Solar_141_Generic | SCE Eastern | 0
|  | Northern_California_Solar_144_Generic | SCE Eastern | 0
|  | Northern_California_Solar_157_Generic | SCE Eastern | 0
|  | Northern_California_Solar_159_Generic | SCE Eastern | 0
|  | Northern_California_Solar_166_Generic | SCE Eastern | 0
|  | Northern_California_Solar_172_Generic | SCE Eastern | 0
|  | Northern_California_Solar_179_Generic | SCE Eastern | 0
|  | Northern_California_Wind_159_Generic | SCE Eastern | 0
|  | Solano_Wind_85_Generic | SCE Eastern | 0
|  | Solano_Wind_122_Generic | SCE Eastern | 0
|  | Southern_PGAE_Solar_111_Generic | SCE Eastern | 0
|  | Southern_PGAE_Solar_139_Generic | SCE Eastern | 0
|  | Southern_PGAE_Solar_140_Generic | SCE Eastern | 0
|  | Southern_PGAE_Solar_151_Generic | SCE Eastern | 0
|  | Southern_PGAE_Solar_154_Generic | SCE Eastern | 0
|  | Southern_PGAE_Solar_161_Generic | SCE Eastern | 0
|  | Southern_PGAE_Solar_162_Generic | SCE Eastern | 0
|  | Southern_PGAE_Solar_163_Generic | SCE Eastern | 0
|  | Southern_PGAE_Solar_164_Generic | SCE Eastern | 0
|  | Southern_PGAE_Solar_165_Generic | SCE Eastern | 0
|  | Southern_PGAE_Solar_168_Generic | SCE Eastern | 0
|  | Southern_PGAE_Solar_169_Generic | SCE Eastern | 0
|  | Southern_PGAE_Solar_170_Generic | SCE Eastern | 0
|  | Southern_PGAE_Solar_174_Generic | SCE Eastern | 0
|  | Southern_PGAE_Solar_176_Generic | SCE Eastern | 0
|  | Northern_California_Flow_Battery_100_Generic | SCE Eastern | 0
|  | Tehachapi_Flow_Battery_125_Generic | SCE Eastern | 0
|  | Northern_California_Flow_Battery_178_Generic | SCE Eastern | 0
|  | Northern_California_Li_Battery_4hr_100_Generic | SCE Eastern | 0
|  | Tehachapi_Li_Battery_4hr_125_Generic | SCE Eastern | 0
|  | Northern_California_Li_Battery_4hr_178_Generic | SCE Eastern | 0
|  | Northern_California_Li_Battery_8hr_100_Generic | SCE Eastern | 0
|  | Tehachapi_Li_Battery_8hr_125_Generic | SCE Eastern | 0
|  | Northern_California_Li_Battery_8hr_178_Generic | SCE Eastern | 0
|  | Central_Valley_North_Los_Banos_Wind_125_Generic | SCE Eastern | 0
|  | Northern_California_Geothermal_100_Generic | SCE Eastern | 0
|  | Northern_California_Solar_100_Generic | SCE Eastern | 0
|  | Northern_California_Solar_178_Generic | SCE Eastern | 0
|  | Tehachapi_Solar_125_Generic | SCE Eastern | 0
|  | Northern_California_Flow_Battery_26_Generic | SCE Eastern | 0
|  | Northern_California_Flow_Battery_51_Generic | SCE Eastern | 0
|  | Northern_California_Flow_Battery_83_Generic | SCE Eastern | 0
|  | Northern_California_Flow_Battery_94_Generic | SCE Eastern | 0
|  | Northern_California_Flow_Battery_126_Generic | SCE Eastern | 0
|  | Northern_California_Flow_Battery_127_Generic | SCE Eastern | 0
|  | Northern_California_Flow_Battery_150_Generic | SCE Eastern | 0
|  | Northern_California_Flow_Battery_155_Generic | SCE Eastern | 0
|  | Northern_California_Flow_Battery_158_Generic | SCE Eastern | 0
|  | Northern_California_Li_Battery_4hr_26_Generic | SCE Eastern | 0
|  | Northern_California_Li_Battery_4hr_51_Generic | SCE Eastern | 0
|  | Northern_California_Li_Battery_4hr_83_Generic | SCE Eastern | 0
|  | Northern_California_Li_Battery_4hr_94_Generic | SCE Eastern | 0
|  | Northern_California_Li_Battery_4hr_126_Generic | SCE Eastern | 0
|  | Northern_California_Li_Battery_4hr_127_Generic | SCE Eastern | 0
|  | Northern_California_Li_Battery_4hr_150_Generic | SCE Eastern | 0
|  | Northern_California_Li_Battery_4hr_155_Generic | SCE Eastern | 0
|  | Northern_California_Li_Battery_4hr_158_Generic | SCE Eastern | 0
|  | Northern_California_Li_Battery_8hr_26_Generic | SCE Eastern | 0
|  | Northern_California_Li_Battery_8hr_51_Generic | SCE Eastern | 0
|  | Northern_California_Li_Battery_8hr_83_Generic | SCE Eastern | 0
|  | Northern_California_Li_Battery_8hr_94_Generic | SCE Eastern | 0
|  | Northern_California_Li_Battery_8hr_126_Generic | SCE Eastern | 0
|  | Northern_California_Li_Battery_8hr_127_Generic | SCE Eastern | 0
|  | Northern_California_Li_Battery_8hr_150_Generic | SCE Eastern | 0
|  | Northern_California_Li_Battery_8hr_155_Generic | SCE Eastern | 0
|  | Northern_California_Li_Battery_8hr_158_Generic | SCE Eastern | 0
|  | Northern_California_Solar_26_Generic | SCE Eastern | 0
|  | Northern_California_Solar_51_Generic | SCE Eastern | 0
|  | Northern_California_Solar_83_Generic | SCE Eastern | 0
|  | Northern_California_Solar_94_Generic | SCE Eastern | 0
|  | Northern_California_Solar_126_Generic | SCE Eastern | 0
|  | Northern_California_Solar_127_Generic | SCE Eastern | 0
|  | Northern_California_Solar_150_Generic | SCE Eastern | 0
|  | Northern_California_Solar_155_Generic | SCE Eastern | 0
|  | Northern_California_Solar_158_Generic | SCE Eastern | 0
|  | Northern_California_Wind_26_Generic | SCE Eastern | 0
|  | Northern_California_Wind_83_Generic | SCE Eastern | 0
|  | Solano_Wind_94_Generic | SCE Eastern | 0
|  | Solano_Wind_126_Generic | SCE Eastern | 0
|  | Southern_PGAE_Flow_Battery_93_Generic | SCE Eastern | 0
|  | Southern_PGAE_Flow_Battery_117_Generic | SCE Eastern | 0
|  | Southern_PGAE_Li_Battery_4hr_93_Generic | SCE Eastern | 0
|  | Southern_PGAE_Li_Battery_4hr_117_Generic | SCE Eastern | 0
|  | Southern_PGAE_Li_Battery_8hr_93_Generic | SCE Eastern | 0
|  | Southern_PGAE_Li_Battery_8hr_117_Generic | SCE Eastern | 0
|  | Southern_PGAE_Solar_93_Generic | SCE Eastern | 0
|  | Southern_PGAE_Solar_117_Generic | SCE Eastern | 0
|  | Greater_Kramer_Flow_Battery_103_Generic | SCE Eastern | 0
|  | Greater_Kramer_Li_Battery_4hr_103_Generic | SCE Eastern | 0
|  | Greater_Kramer_Li_Battery_8hr_103_Generic | SCE Eastern | 0
|  | Greater_Kramer_Solar_103_Generic | SCE Eastern | 0
|  | 0 | SCE Eastern | 0
|  | Riverside_Flow_Battery_129_Generic | SCE Eastern | 1
|  | Riverside_Li_Battery_4hr_129_Generic | SCE Eastern | 1
|  | Riverside_Li_Battery_8hr_129_Generic | SCE Eastern | 1
|  | Riverside_Solar_129_Generic | SCE Eastern | 1
|  | Northern_California_Flow_Battery_38_Generic | SCE Eastern | 0
|  | Northern_California_Li_Battery_4hr_38_Generic | SCE Eastern | 0
|  | Northern_California_Li_Battery_8hr_38_Generic | SCE Eastern | 0
|  | Northern_California_Solar_38_Generic | SCE Eastern | 0
|  | San_Diego_Pumped_Storage_119_Generic | SCE Eastern | 1
|  | Southern_PGAE_Flow_Battery_39_Generic | SCE Eastern | 0
|  | Southern_PGAE_Flow_Battery_109_Generic | SCE Eastern | 0
|  | Southern_PGAE_Li_Battery_4hr_39_Generic | SCE Eastern | 0
|  | Southern_PGAE_Li_Battery_4hr_109_Generic | SCE Eastern | 0
|  | Southern_PGAE_Li_Battery_8hr_39_Generic | SCE Eastern | 0
|  | Southern_PGAE_Li_Battery_8hr_109_Generic | SCE Eastern | 0
|  | Southern_PGAE_Solar_39_Generic | SCE Eastern | 0
|  | Southern_PGAE_Solar_109_Generic | SCE Eastern | 0
|  | Riverside_Flow_Battery_60_Generic | SCE Eastern | 1
|  | Riverside_Li_Battery_4hr_60_Generic | SCE Eastern | 1
|  | Riverside_Li_Battery_8hr_60_Generic | SCE Eastern | 1
|  | Riverside_Solar_60_Generic | SCE Eastern | 1
|  | Arizona_Solar_55_Generic | SCE Eastern | 1
|  | Arizona_Solar_62_Generic | SCE Eastern | 1
|  | Arizona_Solar_77_Generic | SCE Eastern | 1
|  | Arizona_Solar_90_Generic | SCE Eastern | 1
|  | Baja_California_Wind_133_Generic | SCE Eastern | 1
|  | Southern_NV_Eldorado_Flow_Battery_19_Generic | SCE Eastern | 1
|  | Southern_NV_Eldorado_Flow_Battery_40_Generic | SCE Eastern | 1
|  | Arizona_Flow_Battery_55_Generic | SCE Eastern | 1
|  | Arizona_Flow_Battery_62_Generic | SCE Eastern | 1
|  | Arizona_Flow_Battery_77_Generic | SCE Eastern | 1
|  | Arizona_Flow_Battery_90_Generic | SCE Eastern | 1
|  | Greater_Imperial_Flow_Battery_107_Generic | SCE Eastern | 1
|  | Greater_Imperial_Flow_Battery_133_Generic | SCE Eastern | 1
|  | Southern_NV_Eldorado_Li_Battery_4hr_19_Generic | SCE Eastern | 1
|  | Southern_NV_Eldorado_Li_Battery_4hr_40_Generic | SCE Eastern | 1
|  | Arizona_Li_Battery_4hr_55_Generic | SCE Eastern | 1
|  | Arizona_Li_Battery_4hr_62_Generic | SCE Eastern | 1
|  | Arizona_Li_Battery_4hr_77_Generic | SCE Eastern | 1
|  | Arizona_Li_Battery_4hr_90_Generic | SCE Eastern | 1
|  | Greater_Imperial_Li_Battery_4hr_107_Generic | SCE Eastern | 1
|  | Greater_Imperial_Li_Battery_4hr_133_Generic | SCE Eastern | 1
|  | Southern_NV_Eldorado_Li_Battery_8hr_19_Generic | SCE Eastern | 1
|  | Southern_NV_Eldorado_Li_Battery_8hr_40_Generic | SCE Eastern | 1
|  | Arizona_Li_Battery_8hr_55_Generic | SCE Eastern | 1
|  | Arizona_Li_Battery_8hr_62_Generic | SCE Eastern | 1
|  | Arizona_Li_Battery_8hr_77_Generic | SCE Eastern | 1
|  | Arizona_Li_Battery_8hr_90_Generic | SCE Eastern | 1
|  | Greater_Imperial_Li_Battery_8hr_107_Generic | SCE Eastern | 1
|  | Greater_Imperial_Li_Battery_8hr_133_Generic | SCE Eastern | 1
|  | Greater_Imperial_Solar_107_Generic | SCE Eastern | 1
|  | Greater_Imperial_Solar_133_Generic | SCE Eastern | 1
|  | Idaho_Wind_19_Generic | SCE Eastern | 1
|  | New_Mexico_Wind_55_Generic | SCE Eastern | 1
|  | Northern_Nevada_Geothermal_19_Generic | SCE Eastern | 1
|  | Southern_NV_Eldorado_Solar_19_Generic | SCE Eastern | 1
|  | Southern_NV_Eldorado_Solar_40_Generic | SCE Eastern | 1
|  | Utah_Geothermal_19_Generic | SCE Eastern | 1
|  | Utah_Wind_19_Generic | SCE Eastern | 1
|  | Wyoming_Wind_19_Generic | SCE Eastern | 1
|  | Northern_California_Flow_Battery_112_Generic | SCE Eastern | 0
|  | Northern_California_Li_Battery_4hr_112_Generic | SCE Eastern | 0
|  | Northern_California_Li_Battery_8hr_112_Generic | SCE Eastern | 0
|  | Northern_California_Solar_112_Generic | SCE Eastern | 0
|  | Greater_Kramer_Flow_Battery_156_Generic | SCE Eastern | 0
|  | Greater_Kramer_Li_Battery_4hr_156_Generic | SCE Eastern | 0
|  | Greater_Kramer_Li_Battery_8hr_156_Generic | SCE Eastern | 0
|  | Greater_Kramer_Solar_156_Generic | SCE Eastern | 0
|  | Inyokern_North_Kramer_Geothermal_156_Generic | SCE Eastern | 0
|  | Northern_California_Flow_Battery_70_Generic | SCE Eastern | 0
|  | Northern_California_Flow_Battery_132_Generic | SCE Eastern | 0
|  | Northern_California_Li_Battery_4hr_70_Generic | SCE Eastern | 0
|  | Northern_California_Li_Battery_4hr_132_Generic | SCE Eastern | 0
|  | Northern_California_Li_Battery_8hr_70_Generic | SCE Eastern | 0
|  | Northern_California_Li_Battery_8hr_132_Generic | SCE Eastern | 0
|  | Northern_California_Geothermal_70_Generic | SCE Eastern | 0
|  | Northern_California_Solar_70_Generic | SCE Eastern | 0
|  | Northern_California_Solar_132_Generic | SCE Eastern | 0
|  | Greater_LA_Flow_Battery_30_Generic | SCE Eastern | 0
|  | Greater_LA_Li_Battery_4hr_30_Generic | SCE Eastern | 0
|  | Greater_LA_Li_Battery_8hr_30_Generic | SCE Eastern | 0
|  | Greater_LA_Solar_30_Generic | SCE Eastern | 0
|  | 0 | SCE Eastern | 0
|  | Greater_Imperial_Flow_Battery_63_Generic | SCE Eastern | 1
|  | Greater_Imperial_Li_Battery_4hr_63_Generic | SCE Eastern | 1
|  | Greater_Imperial_Li_Battery_8hr_63_Generic | SCE Eastern | 1
|  | Greater_Imperial_Geothermal_63_Generic | SCE Eastern | 1
|  | Greater_Imperial_Solar_63_Generic | SCE Eastern | 1
|  | Southern_PGAE_Flow_Battery_72_Generic | SCE Eastern | 0
|  | Southern_PGAE_Flow_Battery_124_Generic | SCE Eastern | 0
|  | Southern_PGAE_Li_Battery_4hr_72_Generic | SCE Eastern | 0
|  | Southern_PGAE_Li_Battery_4hr_124_Generic | SCE Eastern | 0
|  | Southern_PGAE_Li_Battery_8hr_72_Generic | SCE Eastern | 0
|  | Southern_PGAE_Li_Battery_8hr_124_Generic | SCE Eastern | 0
|  | Southern_PGAE_Solar_72_Generic | SCE Eastern | 0
|  | Southern_PGAE_Solar_124_Generic | SCE Eastern | 0
|  | Northern_California_Flow_Battery_44_Generic | SCE Eastern | 0
|  | Northern_California_Flow_Battery_121_Generic | SCE Eastern | 0
|  | Northern_California_Li_Battery_4hr_44_Generic | SCE Eastern | 0
|  | Northern_California_Li_Battery_4hr_121_Generic | SCE Eastern | 0
|  | Northern_California_Li_Battery_8hr_44_Generic | SCE Eastern | 0
|  | Northern_California_Li_Battery_8hr_121_Generic | SCE Eastern | 0
|  | Northern_California_Solar_44_Generic | SCE Eastern | 0
|  | Northern_California_Solar_121_Generic | SCE Eastern | 0
|  | Arizona_Solar_48_Generic | SCE Eastern | 1
|  | Arizona_Flow_Battery_48_Generic | SCE Eastern | 1
|  | Arizona_Li_Battery_4hr_48_Generic | SCE Eastern | 1
|  | Arizona_Li_Battery_8hr_48_Generic | SCE Eastern | 1
|  | Northern_California_Flow_Battery_29_Generic | SCE Eastern | 0
|  | Northern_California_Li_Battery_4hr_29_Generic | SCE Eastern | 0
|  | Northern_California_Li_Battery_8hr_29_Generic | SCE Eastern | 0
|  | Northern_California_Solar_29_Generic | SCE Eastern | 0
|  | Northern_California_Flow_Battery_149_Generic | SCE Eastern | 0
|  | Northern_California_Li_Battery_4hr_149_Generic | SCE Eastern | 0
|  | Northern_California_Li_Battery_8hr_149_Generic | SCE Eastern | 0
|  | Northern_California_Solar_149_Generic | SCE Eastern | 0
|  | Greater_Imperial_Flow_Battery_108_Generic | SCE Eastern | 1
|  | Greater_Imperial_Li_Battery_4hr_108_Generic | SCE Eastern | 1
|  | Greater_Imperial_Li_Battery_8hr_108_Generic | SCE Eastern | 1
|  | Greater_Imperial_Solar_108_Generic | SCE Eastern | 1
|  | Greater_Imperial_Wind_108_Generic | SCE Eastern | 1
|  | Riverside_Flow_Battery_9_Generic | SCE Eastern | 1
|  | Riverside_Li_Battery_4hr_9_Generic | SCE Eastern | 1
|  | Riverside_Li_Battery_8hr_9_Generic | SCE Eastern | 1
|  | Riverside_West_Pumped_Storage_9_Generic | SCE Eastern | 1
|  | Inyokern_North_Kramer_Geothermal_9_Generic | SCE Eastern | 1
|  | Riverside_Solar_9_Generic | SCE Eastern | 1
|  | Southern_PGAE_Flow_Battery_8_Generic | SCE Eastern | 0
|  | Southern_PGAE_Flow_Battery_22_Generic | SCE Eastern | 0
|  | Southern_PGAE_Flow_Battery_23_Generic | SCE Eastern | 0
|  | Southern_PGAE_Flow_Battery_24_Generic | SCE Eastern | 0
|  | Southern_PGAE_Flow_Battery_33_Generic | SCE Eastern | 0
|  | Southern_PGAE_Flow_Battery_45_Generic | SCE Eastern | 0
|  | Southern_PGAE_Flow_Battery_46_Generic | SCE Eastern | 0
|  | Southern_PGAE_Flow_Battery_49_Generic | SCE Eastern | 0
|  | Southern_PGAE_Flow_Battery_52_Generic | SCE Eastern | 0
|  | Southern_PGAE_Flow_Battery_61_Generic | SCE Eastern | 0
|  | Southern_PGAE_Flow_Battery_69_Generic | SCE Eastern | 0
|  | Southern_PGAE_Flow_Battery_74_Generic | SCE Eastern | 0
|  | Southern_PGAE_Flow_Battery_75_Generic | SCE Eastern | 0
|  | Southern_PGAE_Flow_Battery_79_Generic | SCE Eastern | 0
|  | Southern_PGAE_Flow_Battery_98_Generic | SCE Eastern | 0
|  | Southern_PGAE_Flow_Battery_102_Generic | SCE Eastern | 0
|  | Southern_PGAE_Flow_Battery_118_Generic | SCE Eastern | 0
|  | Southern_PGAE_Li_Battery_4hr_8_Generic | SCE Eastern | 0
|  | Southern_PGAE_Li_Battery_4hr_22_Generic | SCE Eastern | 0
|  | Southern_PGAE_Li_Battery_4hr_23_Generic | SCE Eastern | 0
|  | Southern_PGAE_Li_Battery_4hr_24_Generic | SCE Eastern | 0
|  | Southern_PGAE_Li_Battery_4hr_33_Generic | SCE Eastern | 0
|  | Southern_PGAE_Li_Battery_4hr_45_Generic | SCE Eastern | 0
|  | Southern_PGAE_Li_Battery_4hr_46_Generic | SCE Eastern | 0
|  | Southern_PGAE_Li_Battery_4hr_49_Generic | SCE Eastern | 0
|  | Southern_PGAE_Li_Battery_4hr_52_Generic | SCE Eastern | 0
|  | Southern_PGAE_Li_Battery_4hr_61_Generic | SCE Eastern | 0
|  | Southern_PGAE_Li_Battery_4hr_69_Generic | SCE Eastern | 0
|  | Southern_PGAE_Li_Battery_4hr_74_Generic | SCE Eastern | 0
|  | Southern_PGAE_Li_Battery_4hr_75_Generic | SCE Eastern | 0
|  | Southern_PGAE_Li_Battery_4hr_79_Generic | SCE Eastern | 0
|  | Southern_PGAE_Li_Battery_4hr_98_Generic | SCE Eastern | 0
|  | Southern_PGAE_Li_Battery_4hr_102_Generic | SCE Eastern | 0
|  | Southern_PGAE_Li_Battery_4hr_118_Generic | SCE Eastern | 0
|  | Southern_PGAE_Li_Battery_8hr_8_Generic | SCE Eastern | 0
|  | Southern_PGAE_Li_Battery_8hr_22_Generic | SCE Eastern | 0
|  | Southern_PGAE_Li_Battery_8hr_23_Generic | SCE Eastern | 0
|  | Southern_PGAE_Li_Battery_8hr_24_Generic | SCE Eastern | 0
|  | Southern_PGAE_Li_Battery_8hr_33_Generic | SCE Eastern | 0
|  | Southern_PGAE_Li_Battery_8hr_45_Generic | SCE Eastern | 0
|  | Southern_PGAE_Li_Battery_8hr_46_Generic | SCE Eastern | 0
|  | Southern_PGAE_Li_Battery_8hr_49_Generic | SCE Eastern | 0
|  | Southern_PGAE_Li_Battery_8hr_52_Generic | SCE Eastern | 0
|  | Southern_PGAE_Li_Battery_8hr_61_Generic | SCE Eastern | 0
|  | Southern_PGAE_Li_Battery_8hr_69_Generic | SCE Eastern | 0
|  | Southern_PGAE_Li_Battery_8hr_74_Generic | SCE Eastern | 0
|  | Southern_PGAE_Li_Battery_8hr_75_Generic | SCE Eastern | 0
|  | Southern_PGAE_Li_Battery_8hr_79_Generic | SCE Eastern | 0
|  | Southern_PGAE_Li_Battery_8hr_98_Generic | SCE Eastern | 0
|  | Southern_PGAE_Li_Battery_8hr_102_Generic | SCE Eastern | 0
|  | Southern_PGAE_Li_Battery_8hr_118_Generic | SCE Eastern | 0
|  | Southern_PGAE_Solar_8_Generic | SCE Eastern | 0
|  | Southern_PGAE_Solar_22_Generic | SCE Eastern | 0
|  | Southern_PGAE_Solar_23_Generic | SCE Eastern | 0
|  | Southern_PGAE_Solar_24_Generic | SCE Eastern | 0
|  | Southern_PGAE_Solar_33_Generic | SCE Eastern | 0
|  | Southern_PGAE_Solar_45_Generic | SCE Eastern | 0
|  | Southern_PGAE_Solar_46_Generic | SCE Eastern | 0
|  | Southern_PGAE_Solar_49_Generic | SCE Eastern | 0
|  | Southern_PGAE_Solar_52_Generic | SCE Eastern | 0
|  | Southern_PGAE_Solar_61_Generic | SCE Eastern | 0
|  | Southern_PGAE_Solar_69_Generic | SCE Eastern | 0
|  | Southern_PGAE_Solar_74_Generic | SCE Eastern | 0
|  | Southern_PGAE_Solar_75_Generic | SCE Eastern | 0
|  | Southern_PGAE_Solar_79_Generic | SCE Eastern | 0
|  | Southern_PGAE_Solar_98_Generic | SCE Eastern | 0
|  | Southern_PGAE_Solar_102_Generic | SCE Eastern | 0
|  | Southern_PGAE_Solar_118_Generic | SCE Eastern | 0
|  | Southern_PGAE_Flow_Battery_34_Generic | SCE Eastern | 0
|  | Southern_PGAE_Li_Battery_4hr_34_Generic | SCE Eastern | 0
|  | Southern_PGAE_Li_Battery_8hr_34_Generic | SCE Eastern | 0
|  | Southern_PGAE_Solar_34_Generic | SCE Eastern | 0
|  | Southern_PGAE_Flow_Battery_3_Generic | SCE Eastern | 0
|  | Southern_PGAE_Flow_Battery_27_Generic | SCE Eastern | 0
|  | Southern_PGAE_Li_Battery_4hr_3_Generic | SCE Eastern | 0
|  | Southern_PGAE_Li_Battery_4hr_27_Generic | SCE Eastern | 0
|  | Southern_PGAE_Li_Battery_8hr_3_Generic | SCE Eastern | 0
|  | Southern_PGAE_Li_Battery_8hr_27_Generic | SCE Eastern | 0
|  | 0 | SCE Eastern | 0
|  | Southern_PGAE_Solar_3_Generic | SCE Eastern | 0
|  | Southern_PGAE_Solar_27_Generic | SCE Eastern | 0
|  | Southern_NV_Eldorado_Flow_Battery_15_Generic | SCE Eastern | 0
|  | Southern_NV_Eldorado_Flow_Battery_42_Generic | SCE Eastern | 0
|  | Southern_NV_Eldorado_Li_Battery_4hr_15_Generic | SCE Eastern | 0
|  | Southern_NV_Eldorado_Li_Battery_4hr_42_Generic | SCE Eastern | 0
|  | Southern_NV_Eldorado_Li_Battery_8hr_15_Generic | SCE Eastern | 0
|  | Southern_NV_Eldorado_Li_Battery_8hr_42_Generic | SCE Eastern | 0
|  | Central_Nevada_Geothermal_42_Generic | SCE Eastern | 0
|  | Southern_NV_Eldorado_Solar_15_Generic | SCE Eastern | 0
|  | Southern_NV_Eldorado_Solar_42_Generic | SCE Eastern | 0
|  | Southern_NV_Eldorado_Wind_15_Generic | SCE Eastern | 0
|  | 0 | SCE Eastern | 0
|  | Greater_Imperial_Flow_Battery_20_Generic | SCE Eastern | 1
|  | Greater_Imperial_Li_Battery_4hr_20_Generic | SCE Eastern | 1
|  | Greater_Imperial_Li_Battery_8hr_20_Generic | SCE Eastern | 1
|  | Greater_Imperial_Geothermal_20_Generic | SCE Eastern | 1
|  | Greater_Imperial_Solar_20_Generic | SCE Eastern | 1
|  | Greater_Imperial_Biomass_20_Generic | SCE Eastern | 1
|  | Southern_PGAE_Flow_Battery_148_Generic | SCE Eastern | 0
|  | Southern_PGAE_Flow_Battery_181_Generic | SCE Eastern | 0
|  | Southern_PGAE_Li_Battery_4hr_148_Generic | SCE Eastern | 0
|  | Southern_PGAE_Li_Battery_4hr_181_Generic | SCE Eastern | 0
|  | Southern_PGAE_Li_Battery_8hr_148_Generic | SCE Eastern | 0
|  | Southern_PGAE_Li_Battery_8hr_181_Generic | SCE Eastern | 0
|  | Southern_PGAE_Solar_148_Generic | SCE Eastern | 0
|  | Southern_PGAE_Solar_181_Generic | SCE Eastern | 0
|  | Northern_California_Flow_Battery_84_Generic | SCE Eastern | 0
|  | Southern_PGAE_Flow_Battery_145_Generic | SCE Eastern | 0
|  | Northern_California_Li_Battery_4hr_84_Generic | SCE Eastern | 0
|  | Southern_PGAE_Li_Battery_4hr_145_Generic | SCE Eastern | 0
|  | Northern_California_Li_Battery_8hr_84_Generic | SCE Eastern | 0
|  | Southern_PGAE_Li_Battery_8hr_145_Generic | SCE Eastern | 0
|  | Northern_California_Solar_84_Generic | SCE Eastern | 0
|  | Southern_PGAE_Solar_145_Generic | SCE Eastern | 0
|  | Southern_PGAE_Flow_Battery_54_Generic | SCE Eastern | 0
|  | Southern_PGAE_Flow_Battery_136_Generic | SCE Eastern | 0
|  | Southern_PGAE_Flow_Battery_152_Generic | SCE Eastern | 0
|  | Southern_PGAE_Flow_Battery_173_Generic | SCE Eastern | 0
|  | Southern_PGAE_Flow_Battery_175_Generic | SCE Eastern | 0
|  | Southern_PGAE_Flow_Battery_177_Generic | SCE Eastern | 0
|  | Southern_PGAE_Li_Battery_4hr_54_Generic | SCE Eastern | 0
|  | Southern_PGAE_Li_Battery_4hr_136_Generic | SCE Eastern | 0
|  | Southern_PGAE_Li_Battery_4hr_152_Generic | SCE Eastern | 0
|  | Southern_PGAE_Li_Battery_4hr_173_Generic | SCE Eastern | 0
|  | Southern_PGAE_Li_Battery_4hr_175_Generic | SCE Eastern | 0
|  | Southern_PGAE_Li_Battery_4hr_177_Generic | SCE Eastern | 0
|  | Southern_PGAE_Li_Battery_8hr_54_Generic | SCE Eastern | 0
|  | Southern_PGAE_Li_Battery_8hr_136_Generic | SCE Eastern | 0
|  | Southern_PGAE_Li_Battery_8hr_152_Generic | SCE Eastern | 0
|  | Southern_PGAE_Li_Battery_8hr_173_Generic | SCE Eastern | 0
|  | Southern_PGAE_Li_Battery_8hr_175_Generic | SCE Eastern | 0
|  | Southern_PGAE_Li_Battery_8hr_177_Generic | SCE Eastern | 0
|  | Southern_PGAE_Solar_54_Generic | SCE Eastern | 0
|  | Southern_PGAE_Solar_136_Generic | SCE Eastern | 0
|  | Southern_PGAE_Solar_152_Generic | SCE Eastern | 0
|  | Southern_PGAE_Solar_173_Generic | SCE Eastern | 0
|  | Southern_PGAE_Solar_175_Generic | SCE Eastern | 0
|  | Southern_PGAE_Solar_177_Generic | SCE Eastern | 0
|  | Southern_PGAE_Flow_Battery_160_Generic | SCE Eastern | 0
|  | Southern_PGAE_Li_Battery_4hr_160_Generic | SCE Eastern | 0
|  | Southern_PGAE_Li_Battery_8hr_160_Generic | SCE Eastern | 0
|  | Southern_PGAE_Solar_160_Generic | SCE Eastern | 0
|  | Greater_Kramer_Flow_Battery_123_Generic | SCE Eastern | 0
|  | Greater_Kramer_Li_Battery_4hr_123_Generic | SCE Eastern | 0
|  | Greater_Kramer_Li_Battery_8hr_123_Generic | SCE Eastern | 0
|  | Greater_Kramer_Solar_123_Generic | SCE Eastern | 0
|  | Southern_PGAE_Flow_Battery_99_Generic | SCE Eastern | 0
|  | Southern_PGAE_Li_Battery_4hr_99_Generic | SCE Eastern | 0
|  | Southern_PGAE_Li_Battery_8hr_99_Generic | SCE Eastern | 0
|  | Southern_PGAE_Solar_99_Generic | SCE Eastern | 0
|  | Southern_NV_Eldorado_Flow_Battery_2_Generic | SCE Eastern | 0
|  | Southern_NV_Eldorado_Flow_Battery_16_Generic | SCE Eastern | 0
|  | Tehachapi_Flow_Battery_28_Generic | SCE Eastern | 0
|  | Greater_LA_Flow_Battery_58_Generic | SCE Eastern | 0
|  | Southern_NV_Eldorado_Li_Battery_4hr_2_Generic | SCE Eastern | 0
|  | Southern_NV_Eldorado_Li_Battery_4hr_16_Generic | SCE Eastern | 0
|  | Tehachapi_Li_Battery_4hr_28_Generic | SCE Eastern | 0
|  | Greater_LA_Li_Battery_4hr_58_Generic | SCE Eastern | 0
|  | Southern_NV_Eldorado_Li_Battery_8hr_2_Generic | SCE Eastern | 0
|  | Southern_NV_Eldorado_Li_Battery_8hr_16_Generic | SCE Eastern | 0
|  | Tehachapi_Li_Battery_8hr_28_Generic | SCE Eastern | 0
|  | Greater_LA_Li_Battery_8hr_58_Generic | SCE Eastern | 0
|  | Greater_LA_Solar_58_Generic | SCE Eastern | 0
|  | Southern_NV_Eldorado_Solar_2_Generic | SCE Eastern | 0
|  | Southern_NV_Eldorado_Solar_16_Generic | SCE Eastern | 0
|  | Southern_NV_Eldorado_Wind_2_Generic | SCE Eastern | 0
|  | Southern_NV_Eldorado_Wind_16_Generic | SCE Eastern | 0
|  | Tehachapi_Solar_28_Generic | SCE Eastern | 0
|  | Greater_Kramer_Flow_Battery_86_Generic | SCE Eastern | 0
|  | Greater_Kramer_Li_Battery_4hr_86_Generic | SCE Eastern | 0
|  | Greater_Kramer_Li_Battery_8hr_86_Generic | SCE Eastern | 0
|  | Greater_Kramer_Solar_86_Generic | SCE Eastern | 0
|  | Southern_PGAE_Flow_Battery_147_Generic | SCE Eastern | 0
|  | Southern_PGAE_Li_Battery_4hr_147_Generic | SCE Eastern | 0
|  | Southern_PGAE_Li_Battery_8hr_147_Generic | SCE Eastern | 0
|  | Southern_PGAE_Solar_147_Generic | SCE Eastern | 0
|  | Southern_PGAE_Flow_Battery_37_Generic | SCE Eastern | 0
|  | Southern_PGAE_Flow_Battery_47_Generic | SCE Eastern | 0
|  | Northern_California_Flow_Battery_130_Generic | SCE Eastern | 0
|  | Southern_PGAE_Li_Battery_4hr_37_Generic | SCE Eastern | 0
|  | Southern_PGAE_Li_Battery_4hr_47_Generic | SCE Eastern | 0
|  | Northern_California_Li_Battery_4hr_130_Generic | SCE Eastern | 0
|  | Southern_PGAE_Li_Battery_8hr_37_Generic | SCE Eastern | 0
|  | Southern_PGAE_Li_Battery_8hr_47_Generic | SCE Eastern | 0
|  | Northern_California_Li_Battery_8hr_130_Generic | SCE Eastern | 0
|  | Central_Valley_North_Los_Banos_Biomass_47_Generic | SCE Eastern | 0
|  | Northern_California_Solar_130_Generic | SCE Eastern | 0
|  | Southern_PGAE_Solar_37_Generic | SCE Eastern | 0
|  | Southern_PGAE_Solar_47_Generic | SCE Eastern | 0
|  | Southern_PGAE_Adiabatic_CAES_12_Generic | SCE Eastern | 0
|  | Southern_PGAE_Flow_Battery_12_Generic | SCE Eastern | 0
|  | Southern_PGAE_Flow_Battery_17_Generic | SCE Eastern | 0
|  | Southern_PGAE_Li_Battery_4hr_12_Generic | SCE Eastern | 0
|  | Southern_PGAE_Li_Battery_4hr_17_Generic | SCE Eastern | 0
|  | Southern_PGAE_Li_Battery_8hr_12_Generic | SCE Eastern | 0
|  | Southern_PGAE_Li_Battery_8hr_17_Generic | SCE Eastern | 0
|  | Central_Valley_North_Los_Banos_Wind_17_Generic | SCE Eastern | 0
|  | Southern_PGAE_Solar_12_Generic | SCE Eastern | 0
|  | Southern_PGAE_Solar_17_Generic | SCE Eastern | 0
|  | Northern_California_Flow_Battery_96_Generic | SCE Eastern | 0
|  | Northern_California_Flow_Battery_113_Generic | SCE Eastern | 0
|  | Northern_California_Flow_Battery_116_Generic | SCE Eastern | 0
|  | Northern_California_Li_Battery_4hr_96_Generic | SCE Eastern | 0
|  | Northern_California_Li_Battery_4hr_113_Generic | SCE Eastern | 0
|  | Northern_California_Li_Battery_4hr_116_Generic | SCE Eastern | 0
|  | Northern_California_Li_Battery_8hr_96_Generic | SCE Eastern | 0
|  | Northern_California_Li_Battery_8hr_113_Generic | SCE Eastern | 0
|  | Northern_California_Li_Battery_8hr_116_Generic | SCE Eastern | 0
|  | Northern_California_Solar_96_Generic | SCE Eastern | 0
|  | Northern_California_Solar_113_Generic | SCE Eastern | 0
|  | Northern_California_Solar_116_Generic | SCE Eastern | 0
|  | Southern_PGAE_Flow_Battery_43_Generic | SCE Eastern | 0
|  | Southern_PGAE_Li_Battery_4hr_43_Generic | SCE Eastern | 0
|  | Southern_PGAE_Li_Battery_8hr_43_Generic | SCE Eastern | 0
|  | Southern_PGAE_Solar_43_Generic | SCE Eastern | 0
|  | Northern_California_Flow_Battery_41_Generic | SCE Eastern | 0
|  | Northern_California_Flow_Battery_57_Generic | SCE Eastern | 0
|  | Northern_California_Flow_Battery_73_Generic | SCE Eastern | 0
|  | Northern_California_Flow_Battery_82_Generic | SCE Eastern | 0
|  | Northern_California_Li_Battery_4hr_41_Generic | SCE Eastern | 0
|  | Northern_California_Li_Battery_4hr_57_Generic | SCE Eastern | 0
|  | Northern_California_Li_Battery_4hr_73_Generic | SCE Eastern | 0
|  | Northern_California_Li_Battery_4hr_82_Generic | SCE Eastern | 0
|  | Northern_California_Li_Battery_8hr_41_Generic | SCE Eastern | 0
|  | Northern_California_Li_Battery_8hr_57_Generic | SCE Eastern | 0
|  | Northern_California_Li_Battery_8hr_73_Generic | SCE Eastern | 0
|  | Northern_California_Li_Battery_8hr_82_Generic | SCE Eastern | 0
|  | Northern_California_Solar_41_Generic | SCE Eastern | 0
|  | Northern_California_Solar_57_Generic | SCE Eastern | 0
|  | Northern_California_Solar_73_Generic | SCE Eastern | 0
|  | Northern_California_Solar_82_Generic | SCE Eastern | 0
|  | Southern_PGAE_Flow_Battery_95_Generic | SCE Eastern | 0
|  | Southern_PGAE_Li_Battery_4hr_95_Generic | SCE Eastern | 0
|  | Southern_PGAE_Li_Battery_8hr_95_Generic | SCE Eastern | 0
|  | Southern_PGAE_Solar_95_Generic | SCE Eastern | 0
|  | Greater_LA_Flow_Battery_18_Generic | SCE Eastern | 0
|  | Greater_LA_Li_Battery_4hr_18_Generic | SCE Eastern | 0
|  | Greater_LA_Li_Battery_8hr_18_Generic | SCE Eastern | 0
|  | Greater_LA_Solar_18_Generic | SCE Eastern | 0
|  | Tehachapi_Wind_18_Generic | SCE Eastern | 0
|  | Riverside_Flow_Battery_59_Generic | SCE Eastern | 1
|  | Riverside_Li_Battery_4hr_59_Generic | SCE Eastern | 1
|  | Riverside_Li_Battery_8hr_59_Generic | SCE Eastern | 1
|  | Riverside_East_Pumped_Storage_59_Generic | SCE Eastern | 1
|  | Riverside_Solar_59_Generic | SCE Eastern | 1
|  | Northern_California_Flow_Battery_35_Generic | SCE Eastern | 0
|  | Northern_California_Li_Battery_4hr_35_Generic | SCE Eastern | 0
|  | Northern_California_Li_Battery_8hr_35_Generic | SCE Eastern | 0
|  | Northern_California_Geothermal_35_Generic | SCE Eastern | 0
|  | Northern_California_Solar_35_Generic | SCE Eastern | 0
|  | Northern_California_Wind_35_Generic | SCE Eastern | 0
|  | Greater_LA_Flow_Battery_4_Generic | SCE Eastern | 0
|  | Greater_LA_Li_Battery_4hr_4_Generic | SCE Eastern | 0
|  | Greater_LA_Li_Battery_8hr_4_Generic | SCE Eastern | 0
|  | Greater_LA_Solar_4_Generic | SCE Eastern | 0
|  | Northern_California_Flow_Battery_68_Generic | SCE Eastern | 0
|  | Northern_California_Flow_Battery_76_Generic | SCE Eastern | 0
|  | Northern_California_Li_Battery_4hr_68_Generic | SCE Eastern | 0
|  | Northern_California_Li_Battery_4hr_76_Generic | SCE Eastern | 0
|  | Northern_California_Li_Battery_8hr_68_Generic | SCE Eastern | 0
|  | Northern_California_Li_Battery_8hr_76_Generic | SCE Eastern | 0
|  | Northern_California_Solar_68_Generic | SCE Eastern | 0
|  | Northern_California_Solar_76_Generic | SCE Eastern | 0
|  | Northern_California_Wind_76_Generic | SCE Eastern | 0
|  | Northern_California_Flow_Battery_5_Generic | SCE Eastern | 0
|  | Northern_California_Li_Battery_4hr_5_Generic | SCE Eastern | 0
|  | Northern_California_Li_Battery_8hr_5_Generic | SCE Eastern | 0
|  | Northern_California_Pumped_Storage_5_Generic | SCE Eastern | 0
|  | Northern_California_Biomass_5_Generic | SCE Eastern | 0
|  | Northern_California_Geothermal_5_Generic | SCE Eastern | 0
|  | Northern_California_Solar_5_Generic | SCE Eastern | 0
|  | Northern_California_Wind_5_Generic | SCE Eastern | 0
|  | Pacific_Northwest_Geothermal_5_Generic | SCE Eastern | 0
|  | Northern_California_Flow_Battery_180_Generic | SCE Eastern | 0
|  | Northern_California_Li_Battery_4hr_180_Generic | SCE Eastern | 0
|  | Northern_California_Li_Battery_8hr_180_Generic | SCE Eastern | 0
|  | Northern_California_Solar_180_Generic | SCE Eastern | 0
|  | Tehachapi_Flow_Battery_66_Generic | SCE Metro | 0
|  | Tehachapi_Li_Battery_4hr_66_Generic | SCE Metro | 0
|  | Tehachapi_Li_Battery_8hr_66_Generic | SCE Metro | 0
|  | Tehachapi_Solar_66_Generic | SCE Metro | 0
|  | Tehachapi_Flow_Battery_78_Generic | SCE Metro | 0
|  | Tehachapi_Li_Battery_4hr_78_Generic | SCE Metro | 0
|  | Tehachapi_Li_Battery_8hr_78_Generic | SCE Metro | 0
|  | Tehachapi_Solar_78_Generic | SCE Metro | 0
|  | Tehachapi_Adiabatic_CAES_13_Generic | SCE Metro | 0
|  | Tehachapi_Flow_Battery_13_Generic | SCE Metro | 0
|  | Tehachapi_Flow_Battery_32_Generic | SCE Metro | 0
|  | Tehachapi_Flow_Battery_101_Generic | SCE Metro | 0
|  | Tehachapi_Li_Battery_4hr_13_Generic | SCE Metro | 0
|  | Tehachapi_Li_Battery_4hr_32_Generic | SCE Metro | 0
|  | Tehachapi_Li_Battery_4hr_101_Generic | SCE Metro | 0
|  | Tehachapi_Li_Battery_8hr_13_Generic | SCE Metro | 0
|  | Tehachapi_Li_Battery_8hr_32_Generic | SCE Metro | 0
|  | Tehachapi_Li_Battery_8hr_101_Generic | SCE Metro | 0
|  | Tehachapi_Pumped_Storage_32_Generic | SCE Metro | 0
|  | Tehachapi_Solar_13_Generic | SCE Metro | 0
|  | Tehachapi_Solar_32_Generic | SCE Metro | 0
|  | Tehachapi_Solar_101_Generic | SCE Metro | 0
|  | Tehachapi_Wind_13_Generic | SCE Metro | 0
|  | Tehachapi_Wind_32_Generic | SCE Metro | 0
|  | Northern_California_Flow_Battery_25_Generic | SCE Metro | 0
|  | Northern_California_Flow_Battery_31_Generic | SCE Metro | 0
|  | Northern_California_Flow_Battery_80_Generic | SCE Metro | 0
|  | Northern_California_Flow_Battery_85_Generic | SCE Metro | 0
|  | Northern_California_Flow_Battery_92_Generic | SCE Metro | 0
|  | Southern_PGAE_Flow_Battery_111_Generic | SCE Metro | 0
|  | Northern_California_Flow_Battery_114_Generic | SCE Metro | 0
|  | Northern_California_Flow_Battery_122_Generic | SCE Metro | 0
|  | Northern_California_Flow_Battery_135_Generic | SCE Metro | 0
|  | Northern_California_Flow_Battery_138_Generic | SCE Metro | 0
|  | Southern_PGAE_Flow_Battery_139_Generic | SCE Metro | 0
|  | Southern_PGAE_Flow_Battery_140_Generic | SCE Metro | 0
|  | Northern_California_Flow_Battery_141_Generic | SCE Metro | 0
|  | Northern_California_Flow_Battery_144_Generic | SCE Metro | 0
|  | Southern_PGAE_Flow_Battery_151_Generic | SCE Metro | 0
|  | Southern_PGAE_Flow_Battery_154_Generic | SCE Metro | 0
|  | Northern_California_Flow_Battery_157_Generic | SCE Metro | 0
|  | Northern_California_Flow_Battery_159_Generic | SCE Metro | 0
|  | Southern_PGAE_Flow_Battery_161_Generic | SCE Metro | 0
|  | Southern_PGAE_Flow_Battery_162_Generic | SCE Metro | 0
|  | Southern_PGAE_Flow_Battery_163_Generic | SCE Metro | 0
|  | Southern_PGAE_Flow_Battery_164_Generic | SCE Metro | 0
|  | Southern_PGAE_Flow_Battery_165_Generic | SCE Metro | 0
|  | Northern_California_Flow_Battery_166_Generic | SCE Metro | 0
|  | Southern_PGAE_Flow_Battery_168_Generic | SCE Metro | 0
|  | Southern_PGAE_Flow_Battery_169_Generic | SCE Metro | 0
|  | Southern_PGAE_Flow_Battery_170_Generic | SCE Metro | 0
|  | Northern_California_Flow_Battery_172_Generic | SCE Metro | 0
|  | Southern_PGAE_Flow_Battery_174_Generic | SCE Metro | 0
|  | Southern_PGAE_Flow_Battery_176_Generic | SCE Metro | 0
|  | Northern_California_Flow_Battery_179_Generic | SCE Metro | 0
|  | Northern_California_Li_Battery_4hr_25_Generic | SCE Metro | 0
|  | Northern_California_Li_Battery_4hr_31_Generic | SCE Metro | 0
|  | Northern_California_Li_Battery_4hr_80_Generic | SCE Metro | 0
|  | Northern_California_Li_Battery_4hr_85_Generic | SCE Metro | 0
|  | Northern_California_Li_Battery_4hr_92_Generic | SCE Metro | 0
|  | Southern_PGAE_Li_Battery_4hr_111_Generic | SCE Metro | 0
|  | Northern_California_Li_Battery_4hr_114_Generic | SCE Metro | 0
|  | Northern_California_Li_Battery_4hr_122_Generic | SCE Metro | 0
|  | Northern_California_Li_Battery_4hr_135_Generic | SCE Metro | 0
|  | Northern_California_Li_Battery_4hr_138_Generic | SCE Metro | 0
|  | Southern_PGAE_Li_Battery_4hr_139_Generic | SCE Metro | 0
|  | Southern_PGAE_Li_Battery_4hr_140_Generic | SCE Metro | 0
|  | Northern_California_Li_Battery_4hr_141_Generic | SCE Metro | 0
|  | Northern_California_Li_Battery_4hr_144_Generic | SCE Metro | 0
|  | Southern_PGAE_Li_Battery_4hr_151_Generic | SCE Metro | 0
|  | Southern_PGAE_Li_Battery_4hr_154_Generic | SCE Metro | 0
|  | Northern_California_Li_Battery_4hr_157_Generic | SCE Metro | 0
|  | Northern_California_Li_Battery_4hr_159_Generic | SCE Metro | 0
|  | Southern_PGAE_Li_Battery_4hr_161_Generic | SCE Metro | 0
|  | Southern_PGAE_Li_Battery_4hr_162_Generic | SCE Metro | 0
|  | Southern_PGAE_Li_Battery_4hr_163_Generic | SCE Metro | 0
|  | Southern_PGAE_Li_Battery_4hr_164_Generic | SCE Metro | 0
|  | Southern_PGAE_Li_Battery_4hr_165_Generic | SCE Metro | 0
|  | Northern_California_Li_Battery_4hr_166_Generic | SCE Metro | 0
|  | Southern_PGAE_Li_Battery_4hr_168_Generic | SCE Metro | 0
|  | Southern_PGAE_Li_Battery_4hr_169_Generic | SCE Metro | 0
|  | Southern_PGAE_Li_Battery_4hr_170_Generic | SCE Metro | 0
|  | Northern_California_Li_Battery_4hr_172_Generic | SCE Metro | 0
|  | Southern_PGAE_Li_Battery_4hr_174_Generic | SCE Metro | 0
|  | Southern_PGAE_Li_Battery_4hr_176_Generic | SCE Metro | 0
|  | Northern_California_Li_Battery_4hr_179_Generic | SCE Metro | 0
|  | Northern_California_Li_Battery_8hr_25_Generic | SCE Metro | 0
|  | Northern_California_Li_Battery_8hr_31_Generic | SCE Metro | 0
|  | Northern_California_Li_Battery_8hr_80_Generic | SCE Metro | 0
|  | Northern_California_Li_Battery_8hr_85_Generic | SCE Metro | 0
|  | Northern_California_Li_Battery_8hr_92_Generic | SCE Metro | 0
|  | Southern_PGAE_Li_Battery_8hr_111_Generic | SCE Metro | 0
|  | Northern_California_Li_Battery_8hr_114_Generic | SCE Metro | 0
|  | Northern_California_Li_Battery_8hr_122_Generic | SCE Metro | 0
|  | Northern_California_Li_Battery_8hr_135_Generic | SCE Metro | 0
|  | Northern_California_Li_Battery_8hr_138_Generic | SCE Metro | 0
|  | Southern_PGAE_Li_Battery_8hr_139_Generic | SCE Metro | 0
|  | Southern_PGAE_Li_Battery_8hr_140_Generic | SCE Metro | 0
|  | Northern_California_Li_Battery_8hr_141_Generic | SCE Metro | 0
|  | Northern_California_Li_Battery_8hr_144_Generic | SCE Metro | 0
|  | Southern_PGAE_Li_Battery_8hr_151_Generic | SCE Metro | 0
|  | Southern_PGAE_Li_Battery_8hr_154_Generic | SCE Metro | 0
|  | Northern_California_Li_Battery_8hr_157_Generic | SCE Metro | 0
|  | Northern_California_Li_Battery_8hr_159_Generic | SCE Metro | 0
|  | Southern_PGAE_Li_Battery_8hr_161_Generic | SCE Metro | 0
|  | Southern_PGAE_Li_Battery_8hr_162_Generic | SCE Metro | 0
|  | Southern_PGAE_Li_Battery_8hr_163_Generic | SCE Metro | 0
|  | Southern_PGAE_Li_Battery_8hr_164_Generic | SCE Metro | 0
|  | Southern_PGAE_Li_Battery_8hr_165_Generic | SCE Metro | 0
|  | Northern_California_Li_Battery_8hr_166_Generic | SCE Metro | 0
|  | Southern_PGAE_Li_Battery_8hr_168_Generic | SCE Metro | 0
|  | Southern_PGAE_Li_Battery_8hr_169_Generic | SCE Metro | 0
|  | Southern_PGAE_Li_Battery_8hr_170_Generic | SCE Metro | 0
|  | Northern_California_Li_Battery_8hr_172_Generic | SCE Metro | 0
|  | Southern_PGAE_Li_Battery_8hr_174_Generic | SCE Metro | 0
|  | Southern_PGAE_Li_Battery_8hr_176_Generic | SCE Metro | 0
|  | Northern_California_Li_Battery_8hr_179_Generic | SCE Metro | 0
|  | Central_Valley_North_Los_Banos_Wind_154_Generic | SCE Metro | 0
|  | Central_Valley_North_Los_Banos_Wind_162_Generic | SCE Metro | 0
|  | Northern_California_Solar_25_Generic | SCE Metro | 0
|  | Northern_California_Solar_31_Generic | SCE Metro | 0
|  | Northern_California_Solar_80_Generic | SCE Metro | 0
|  | Northern_California_Solar_85_Generic | SCE Metro | 0
|  | Northern_California_Solar_92_Generic | SCE Metro | 0
|  | Northern_California_Solar_114_Generic | SCE Metro | 0
|  | Northern_California_Solar_122_Generic | SCE Metro | 0
|  | Northern_California_Solar_135_Generic | SCE Metro | 0
|  | Northern_California_Solar_138_Generic | SCE Metro | 0
|  | Northern_California_Solar_141_Generic | SCE Metro | 0
|  | Northern_California_Solar_144_Generic | SCE Metro | 0
|  | Northern_California_Solar_157_Generic | SCE Metro | 0
|  | Northern_California_Solar_159_Generic | SCE Metro | 0
|  | Northern_California_Solar_166_Generic | SCE Metro | 0
|  | Northern_California_Solar_172_Generic | SCE Metro | 0
|  | Northern_California_Solar_179_Generic | SCE Metro | 0
|  | Northern_California_Wind_159_Generic | SCE Metro | 0
|  | Solano_Wind_85_Generic | SCE Metro | 0
|  | Solano_Wind_122_Generic | SCE Metro | 0
|  | Southern_PGAE_Solar_111_Generic | SCE Metro | 0
|  | Southern_PGAE_Solar_139_Generic | SCE Metro | 0
|  | Southern_PGAE_Solar_140_Generic | SCE Metro | 0
|  | Southern_PGAE_Solar_151_Generic | SCE Metro | 0
|  | Southern_PGAE_Solar_154_Generic | SCE Metro | 0
|  | Southern_PGAE_Solar_161_Generic | SCE Metro | 0
|  | Southern_PGAE_Solar_162_Generic | SCE Metro | 0
|  | Southern_PGAE_Solar_163_Generic | SCE Metro | 0
|  | Southern_PGAE_Solar_164_Generic | SCE Metro | 0
|  | Southern_PGAE_Solar_165_Generic | SCE Metro | 0
|  | Southern_PGAE_Solar_168_Generic | SCE Metro | 0
|  | Southern_PGAE_Solar_169_Generic | SCE Metro | 0
|  | Southern_PGAE_Solar_170_Generic | SCE Metro | 0
|  | Southern_PGAE_Solar_174_Generic | SCE Metro | 0
|  | Southern_PGAE_Solar_176_Generic | SCE Metro | 0
|  | Northern_California_Flow_Battery_100_Generic | SCE Metro | 0
|  | Tehachapi_Flow_Battery_125_Generic | SCE Metro | 0
|  | Northern_California_Flow_Battery_178_Generic | SCE Metro | 0
|  | Northern_California_Li_Battery_4hr_100_Generic | SCE Metro | 0
|  | Tehachapi_Li_Battery_4hr_125_Generic | SCE Metro | 0
|  | Northern_California_Li_Battery_4hr_178_Generic | SCE Metro | 0
|  | Northern_California_Li_Battery_8hr_100_Generic | SCE Metro | 0
|  | Tehachapi_Li_Battery_8hr_125_Generic | SCE Metro | 0
|  | Northern_California_Li_Battery_8hr_178_Generic | SCE Metro | 0
|  | Central_Valley_North_Los_Banos_Wind_125_Generic | SCE Metro | 0
|  | Northern_California_Geothermal_100_Generic | SCE Metro | 0
|  | Northern_California_Solar_100_Generic | SCE Metro | 0
|  | Northern_California_Solar_178_Generic | SCE Metro | 0
|  | Tehachapi_Solar_125_Generic | SCE Metro | 0
|  | Northern_California_Flow_Battery_26_Generic | SCE Metro | 0
|  | Northern_California_Flow_Battery_51_Generic | SCE Metro | 0
|  | Northern_California_Flow_Battery_83_Generic | SCE Metro | 0
|  | Northern_California_Flow_Battery_94_Generic | SCE Metro | 0
|  | Northern_California_Flow_Battery_126_Generic | SCE Metro | 0
|  | Northern_California_Flow_Battery_127_Generic | SCE Metro | 0
|  | Northern_California_Flow_Battery_150_Generic | SCE Metro | 0
|  | Northern_California_Flow_Battery_155_Generic | SCE Metro | 0
|  | Northern_California_Flow_Battery_158_Generic | SCE Metro | 0
|  | Northern_California_Li_Battery_4hr_26_Generic | SCE Metro | 0
|  | Northern_California_Li_Battery_4hr_51_Generic | SCE Metro | 0
|  | Northern_California_Li_Battery_4hr_83_Generic | SCE Metro | 0
|  | Northern_California_Li_Battery_4hr_94_Generic | SCE Metro | 0
|  | Northern_California_Li_Battery_4hr_126_Generic | SCE Metro | 0
|  | Northern_California_Li_Battery_4hr_127_Generic | SCE Metro | 0
|  | Northern_California_Li_Battery_4hr_150_Generic | SCE Metro | 0
|  | Northern_California_Li_Battery_4hr_155_Generic | SCE Metro | 0
|  | Northern_California_Li_Battery_4hr_158_Generic | SCE Metro | 0
|  | Northern_California_Li_Battery_8hr_26_Generic | SCE Metro | 0
|  | Northern_California_Li_Battery_8hr_51_Generic | SCE Metro | 0
|  | Northern_California_Li_Battery_8hr_83_Generic | SCE Metro | 0
|  | Northern_California_Li_Battery_8hr_94_Generic | SCE Metro | 0
|  | Northern_California_Li_Battery_8hr_126_Generic | SCE Metro | 0
|  | Northern_California_Li_Battery_8hr_127_Generic | SCE Metro | 0
|  | Northern_California_Li_Battery_8hr_150_Generic | SCE Metro | 0
|  | Northern_California_Li_Battery_8hr_155_Generic | SCE Metro | 0
|  | Northern_California_Li_Battery_8hr_158_Generic | SCE Metro | 0
|  | Northern_California_Solar_26_Generic | SCE Metro | 0
|  | Northern_California_Solar_51_Generic | SCE Metro | 0
|  | Northern_California_Solar_83_Generic | SCE Metro | 0
|  | Northern_California_Solar_94_Generic | SCE Metro | 0
|  | Northern_California_Solar_126_Generic | SCE Metro | 0
|  | Northern_California_Solar_127_Generic | SCE Metro | 0
|  | Northern_California_Solar_150_Generic | SCE Metro | 0
|  | Northern_California_Solar_155_Generic | SCE Metro | 0
|  | Northern_California_Solar_158_Generic | SCE Metro | 0
|  | Northern_California_Wind_26_Generic | SCE Metro | 0
|  | Northern_California_Wind_83_Generic | SCE Metro | 0
|  | Solano_Wind_94_Generic | SCE Metro | 0
|  | Solano_Wind_126_Generic | SCE Metro | 0
|  | Southern_PGAE_Flow_Battery_93_Generic | SCE Metro | 0
|  | Southern_PGAE_Flow_Battery_117_Generic | SCE Metro | 0
|  | Southern_PGAE_Li_Battery_4hr_93_Generic | SCE Metro | 0
|  | Southern_PGAE_Li_Battery_4hr_117_Generic | SCE Metro | 0
|  | Southern_PGAE_Li_Battery_8hr_93_Generic | SCE Metro | 0
|  | Southern_PGAE_Li_Battery_8hr_117_Generic | SCE Metro | 0
|  | Southern_PGAE_Solar_93_Generic | SCE Metro | 0
|  | Southern_PGAE_Solar_117_Generic | SCE Metro | 0
|  | Greater_Kramer_Flow_Battery_103_Generic | SCE Metro | 0
|  | Greater_Kramer_Li_Battery_4hr_103_Generic | SCE Metro | 0
|  | Greater_Kramer_Li_Battery_8hr_103_Generic | SCE Metro | 0
|  | Greater_Kramer_Solar_103_Generic | SCE Metro | 0
|  | 0 | SCE Metro | 0
|  | Riverside_Flow_Battery_129_Generic | SCE Metro | 0
|  | Riverside_Li_Battery_4hr_129_Generic | SCE Metro | 0
|  | Riverside_Li_Battery_8hr_129_Generic | SCE Metro | 0
|  | Riverside_Solar_129_Generic | SCE Metro | 0
|  | Northern_California_Flow_Battery_38_Generic | SCE Metro | 0
|  | Northern_California_Li_Battery_4hr_38_Generic | SCE Metro | 0
|  | Northern_California_Li_Battery_8hr_38_Generic | SCE Metro | 0
|  | Northern_California_Solar_38_Generic | SCE Metro | 0
|  | San_Diego_Pumped_Storage_119_Generic | SCE Metro | 0
|  | Southern_PGAE_Flow_Battery_39_Generic | SCE Metro | 0
|  | Southern_PGAE_Flow_Battery_109_Generic | SCE Metro | 0
|  | Southern_PGAE_Li_Battery_4hr_39_Generic | SCE Metro | 0
|  | Southern_PGAE_Li_Battery_4hr_109_Generic | SCE Metro | 0
|  | Southern_PGAE_Li_Battery_8hr_39_Generic | SCE Metro | 0
|  | Southern_PGAE_Li_Battery_8hr_109_Generic | SCE Metro | 0
|  | Southern_PGAE_Solar_39_Generic | SCE Metro | 0
|  | Southern_PGAE_Solar_109_Generic | SCE Metro | 0
|  | Riverside_Flow_Battery_60_Generic | SCE Metro | 0
|  | Riverside_Li_Battery_4hr_60_Generic | SCE Metro | 0
|  | Riverside_Li_Battery_8hr_60_Generic | SCE Metro | 0
|  | Riverside_Solar_60_Generic | SCE Metro | 0
|  | Arizona_Solar_55_Generic | SCE Metro | 0
|  | Arizona_Solar_62_Generic | SCE Metro | 0
|  | Arizona_Solar_77_Generic | SCE Metro | 0
|  | Arizona_Solar_90_Generic | SCE Metro | 0
|  | Baja_California_Wind_133_Generic | SCE Metro | 0
|  | Southern_NV_Eldorado_Flow_Battery_19_Generic | SCE Metro | 0
|  | Southern_NV_Eldorado_Flow_Battery_40_Generic | SCE Metro | 0
|  | Arizona_Flow_Battery_55_Generic | SCE Metro | 0
|  | Arizona_Flow_Battery_62_Generic | SCE Metro | 0
|  | Arizona_Flow_Battery_77_Generic | SCE Metro | 0
|  | Arizona_Flow_Battery_90_Generic | SCE Metro | 0
|  | Greater_Imperial_Flow_Battery_107_Generic | SCE Metro | 0
|  | Greater_Imperial_Flow_Battery_133_Generic | SCE Metro | 0
|  | Southern_NV_Eldorado_Li_Battery_4hr_19_Generic | SCE Metro | 0
|  | Southern_NV_Eldorado_Li_Battery_4hr_40_Generic | SCE Metro | 0
|  | Arizona_Li_Battery_4hr_55_Generic | SCE Metro | 0
|  | Arizona_Li_Battery_4hr_62_Generic | SCE Metro | 0
|  | Arizona_Li_Battery_4hr_77_Generic | SCE Metro | 0
|  | Arizona_Li_Battery_4hr_90_Generic | SCE Metro | 0
|  | Greater_Imperial_Li_Battery_4hr_107_Generic | SCE Metro | 0
|  | Greater_Imperial_Li_Battery_4hr_133_Generic | SCE Metro | 0
|  | Southern_NV_Eldorado_Li_Battery_8hr_19_Generic | SCE Metro | 0
|  | Southern_NV_Eldorado_Li_Battery_8hr_40_Generic | SCE Metro | 0
|  | Arizona_Li_Battery_8hr_55_Generic | SCE Metro | 0
|  | Arizona_Li_Battery_8hr_62_Generic | SCE Metro | 0
|  | Arizona_Li_Battery_8hr_77_Generic | SCE Metro | 0
|  | Arizona_Li_Battery_8hr_90_Generic | SCE Metro | 0
|  | Greater_Imperial_Li_Battery_8hr_107_Generic | SCE Metro | 0
|  | Greater_Imperial_Li_Battery_8hr_133_Generic | SCE Metro | 0
|  | Greater_Imperial_Solar_107_Generic | SCE Metro | 0
|  | Greater_Imperial_Solar_133_Generic | SCE Metro | 0
|  | Idaho_Wind_19_Generic | SCE Metro | 0
|  | New_Mexico_Wind_55_Generic | SCE Metro | 0
|  | Northern_Nevada_Geothermal_19_Generic | SCE Metro | 0
|  | Southern_NV_Eldorado_Solar_19_Generic | SCE Metro | 0
|  | Southern_NV_Eldorado_Solar_40_Generic | SCE Metro | 0
|  | Utah_Geothermal_19_Generic | SCE Metro | 0
|  | Utah_Wind_19_Generic | SCE Metro | 0
|  | Wyoming_Wind_19_Generic | SCE Metro | 0
|  | Northern_California_Flow_Battery_112_Generic | SCE Metro | 0
|  | Northern_California_Li_Battery_4hr_112_Generic | SCE Metro | 0
|  | Northern_California_Li_Battery_8hr_112_Generic | SCE Metro | 0
|  | Northern_California_Solar_112_Generic | SCE Metro | 0
|  | Greater_Kramer_Flow_Battery_156_Generic | SCE Metro | 0
|  | Greater_Kramer_Li_Battery_4hr_156_Generic | SCE Metro | 0
|  | Greater_Kramer_Li_Battery_8hr_156_Generic | SCE Metro | 0
|  | Greater_Kramer_Solar_156_Generic | SCE Metro | 0
|  | Inyokern_North_Kramer_Geothermal_156_Generic | SCE Metro | 0
|  | Northern_California_Flow_Battery_70_Generic | SCE Metro | 0
|  | Northern_California_Flow_Battery_132_Generic | SCE Metro | 0
|  | Northern_California_Li_Battery_4hr_70_Generic | SCE Metro | 0
|  | Northern_California_Li_Battery_4hr_132_Generic | SCE Metro | 0
|  | Northern_California_Li_Battery_8hr_70_Generic | SCE Metro | 0
|  | Northern_California_Li_Battery_8hr_132_Generic | SCE Metro | 0
|  | Northern_California_Geothermal_70_Generic | SCE Metro | 0
|  | Northern_California_Solar_70_Generic | SCE Metro | 0
|  | Northern_California_Solar_132_Generic | SCE Metro | 0
|  | Greater_LA_Flow_Battery_30_Generic | SCE Metro | 1
|  | Greater_LA_Li_Battery_4hr_30_Generic | SCE Metro | 1
|  | Greater_LA_Li_Battery_8hr_30_Generic | SCE Metro | 1
|  | Greater_LA_Solar_30_Generic | SCE Metro | 1
|  | 0 | SCE Metro | 0
|  | Greater_Imperial_Flow_Battery_63_Generic | SCE Metro | 0
|  | Greater_Imperial_Li_Battery_4hr_63_Generic | SCE Metro | 0
|  | Greater_Imperial_Li_Battery_8hr_63_Generic | SCE Metro | 0
|  | Greater_Imperial_Geothermal_63_Generic | SCE Metro | 0
|  | Greater_Imperial_Solar_63_Generic | SCE Metro | 0
|  | Southern_PGAE_Flow_Battery_72_Generic | SCE Metro | 0
|  | Southern_PGAE_Flow_Battery_124_Generic | SCE Metro | 0
|  | Southern_PGAE_Li_Battery_4hr_72_Generic | SCE Metro | 0
|  | Southern_PGAE_Li_Battery_4hr_124_Generic | SCE Metro | 0
|  | Southern_PGAE_Li_Battery_8hr_72_Generic | SCE Metro | 0
|  | Southern_PGAE_Li_Battery_8hr_124_Generic | SCE Metro | 0
|  | Southern_PGAE_Solar_72_Generic | SCE Metro | 0
|  | Southern_PGAE_Solar_124_Generic | SCE Metro | 0
|  | Northern_California_Flow_Battery_44_Generic | SCE Metro | 0
|  | Northern_California_Flow_Battery_121_Generic | SCE Metro | 0
|  | Northern_California_Li_Battery_4hr_44_Generic | SCE Metro | 0
|  | Northern_California_Li_Battery_4hr_121_Generic | SCE Metro | 0
|  | Northern_California_Li_Battery_8hr_44_Generic | SCE Metro | 0
|  | Northern_California_Li_Battery_8hr_121_Generic | SCE Metro | 0
|  | Northern_California_Solar_44_Generic | SCE Metro | 0
|  | Northern_California_Solar_121_Generic | SCE Metro | 0
|  | Arizona_Solar_48_Generic | SCE Metro | 0
|  | Arizona_Flow_Battery_48_Generic | SCE Metro | 0
|  | Arizona_Li_Battery_4hr_48_Generic | SCE Metro | 0
|  | Arizona_Li_Battery_8hr_48_Generic | SCE Metro | 0
|  | Northern_California_Flow_Battery_29_Generic | SCE Metro | 0
|  | Northern_California_Li_Battery_4hr_29_Generic | SCE Metro | 0
|  | Northern_California_Li_Battery_8hr_29_Generic | SCE Metro | 0
|  | Northern_California_Solar_29_Generic | SCE Metro | 0
|  | Northern_California_Flow_Battery_149_Generic | SCE Metro | 0
|  | Northern_California_Li_Battery_4hr_149_Generic | SCE Metro | 0
|  | Northern_California_Li_Battery_8hr_149_Generic | SCE Metro | 0
|  | Northern_California_Solar_149_Generic | SCE Metro | 0
|  | Greater_Imperial_Flow_Battery_108_Generic | SCE Metro | 0
|  | Greater_Imperial_Li_Battery_4hr_108_Generic | SCE Metro | 0
|  | Greater_Imperial_Li_Battery_8hr_108_Generic | SCE Metro | 0
|  | Greater_Imperial_Solar_108_Generic | SCE Metro | 0
|  | Greater_Imperial_Wind_108_Generic | SCE Metro | 0
|  | Riverside_Flow_Battery_9_Generic | SCE Metro | 0
|  | Riverside_Li_Battery_4hr_9_Generic | SCE Metro | 0
|  | Riverside_Li_Battery_8hr_9_Generic | SCE Metro | 0
|  | Riverside_West_Pumped_Storage_9_Generic | SCE Metro | 0
|  | Inyokern_North_Kramer_Geothermal_9_Generic | SCE Metro | 0
|  | Riverside_Solar_9_Generic | SCE Metro | 0
|  | Southern_PGAE_Flow_Battery_8_Generic | SCE Metro | 0
|  | Southern_PGAE_Flow_Battery_22_Generic | SCE Metro | 0
|  | Southern_PGAE_Flow_Battery_23_Generic | SCE Metro | 0
|  | Southern_PGAE_Flow_Battery_24_Generic | SCE Metro | 0
|  | Southern_PGAE_Flow_Battery_33_Generic | SCE Metro | 0
|  | Southern_PGAE_Flow_Battery_45_Generic | SCE Metro | 0
|  | Southern_PGAE_Flow_Battery_46_Generic | SCE Metro | 0
|  | Southern_PGAE_Flow_Battery_49_Generic | SCE Metro | 0
|  | Southern_PGAE_Flow_Battery_52_Generic | SCE Metro | 0
|  | Southern_PGAE_Flow_Battery_61_Generic | SCE Metro | 0
|  | Southern_PGAE_Flow_Battery_69_Generic | SCE Metro | 0
|  | Southern_PGAE_Flow_Battery_74_Generic | SCE Metro | 0
|  | Southern_PGAE_Flow_Battery_75_Generic | SCE Metro | 0
|  | Southern_PGAE_Flow_Battery_79_Generic | SCE Metro | 0
|  | Southern_PGAE_Flow_Battery_98_Generic | SCE Metro | 0
|  | Southern_PGAE_Flow_Battery_102_Generic | SCE Metro | 0
|  | Southern_PGAE_Flow_Battery_118_Generic | SCE Metro | 0
|  | Southern_PGAE_Li_Battery_4hr_8_Generic | SCE Metro | 0
|  | Southern_PGAE_Li_Battery_4hr_22_Generic | SCE Metro | 0
|  | Southern_PGAE_Li_Battery_4hr_23_Generic | SCE Metro | 0
|  | Southern_PGAE_Li_Battery_4hr_24_Generic | SCE Metro | 0
|  | Southern_PGAE_Li_Battery_4hr_33_Generic | SCE Metro | 0
|  | Southern_PGAE_Li_Battery_4hr_45_Generic | SCE Metro | 0
|  | Southern_PGAE_Li_Battery_4hr_46_Generic | SCE Metro | 0
|  | Southern_PGAE_Li_Battery_4hr_49_Generic | SCE Metro | 0
|  | Southern_PGAE_Li_Battery_4hr_52_Generic | SCE Metro | 0
|  | Southern_PGAE_Li_Battery_4hr_61_Generic | SCE Metro | 0
|  | Southern_PGAE_Li_Battery_4hr_69_Generic | SCE Metro | 0
|  | Southern_PGAE_Li_Battery_4hr_74_Generic | SCE Metro | 0
|  | Southern_PGAE_Li_Battery_4hr_75_Generic | SCE Metro | 0
|  | Southern_PGAE_Li_Battery_4hr_79_Generic | SCE Metro | 0
|  | Southern_PGAE_Li_Battery_4hr_98_Generic | SCE Metro | 0
|  | Southern_PGAE_Li_Battery_4hr_102_Generic | SCE Metro | 0
|  | Southern_PGAE_Li_Battery_4hr_118_Generic | SCE Metro | 0
|  | Southern_PGAE_Li_Battery_8hr_8_Generic | SCE Metro | 0
|  | Southern_PGAE_Li_Battery_8hr_22_Generic | SCE Metro | 0
|  | Southern_PGAE_Li_Battery_8hr_23_Generic | SCE Metro | 0
|  | Southern_PGAE_Li_Battery_8hr_24_Generic | SCE Metro | 0
|  | Southern_PGAE_Li_Battery_8hr_33_Generic | SCE Metro | 0
|  | Southern_PGAE_Li_Battery_8hr_45_Generic | SCE Metro | 0
|  | Southern_PGAE_Li_Battery_8hr_46_Generic | SCE Metro | 0
|  | Southern_PGAE_Li_Battery_8hr_49_Generic | SCE Metro | 0
|  | Southern_PGAE_Li_Battery_8hr_52_Generic | SCE Metro | 0
|  | Southern_PGAE_Li_Battery_8hr_61_Generic | SCE Metro | 0
|  | Southern_PGAE_Li_Battery_8hr_69_Generic | SCE Metro | 0
|  | Southern_PGAE_Li_Battery_8hr_74_Generic | SCE Metro | 0
|  | Southern_PGAE_Li_Battery_8hr_75_Generic | SCE Metro | 0
|  | Southern_PGAE_Li_Battery_8hr_79_Generic | SCE Metro | 0
|  | Southern_PGAE_Li_Battery_8hr_98_Generic | SCE Metro | 0
|  | Southern_PGAE_Li_Battery_8hr_102_Generic | SCE Metro | 0
|  | Southern_PGAE_Li_Battery_8hr_118_Generic | SCE Metro | 0
|  | Southern_PGAE_Solar_8_Generic | SCE Metro | 0
|  | Southern_PGAE_Solar_22_Generic | SCE Metro | 0
|  | Southern_PGAE_Solar_23_Generic | SCE Metro | 0
|  | Southern_PGAE_Solar_24_Generic | SCE Metro | 0
|  | Southern_PGAE_Solar_33_Generic | SCE Metro | 0
|  | Southern_PGAE_Solar_45_Generic | SCE Metro | 0
|  | Southern_PGAE_Solar_46_Generic | SCE Metro | 0
|  | Southern_PGAE_Solar_49_Generic | SCE Metro | 0
|  | Southern_PGAE_Solar_52_Generic | SCE Metro | 0
|  | Southern_PGAE_Solar_61_Generic | SCE Metro | 0
|  | Southern_PGAE_Solar_69_Generic | SCE Metro | 0
|  | Southern_PGAE_Solar_74_Generic | SCE Metro | 0
|  | Southern_PGAE_Solar_75_Generic | SCE Metro | 0
|  | Southern_PGAE_Solar_79_Generic | SCE Metro | 0
|  | Southern_PGAE_Solar_98_Generic | SCE Metro | 0
|  | Southern_PGAE_Solar_102_Generic | SCE Metro | 0
|  | Southern_PGAE_Solar_118_Generic | SCE Metro | 0
|  | Southern_PGAE_Flow_Battery_34_Generic | SCE Metro | 0
|  | Southern_PGAE_Li_Battery_4hr_34_Generic | SCE Metro | 0
|  | Southern_PGAE_Li_Battery_8hr_34_Generic | SCE Metro | 0
|  | Southern_PGAE_Solar_34_Generic | SCE Metro | 0
|  | Southern_PGAE_Flow_Battery_3_Generic | SCE Metro | 0
|  | Southern_PGAE_Flow_Battery_27_Generic | SCE Metro | 0
|  | Southern_PGAE_Li_Battery_4hr_3_Generic | SCE Metro | 0
|  | Southern_PGAE_Li_Battery_4hr_27_Generic | SCE Metro | 0
|  | Southern_PGAE_Li_Battery_8hr_3_Generic | SCE Metro | 0
|  | Southern_PGAE_Li_Battery_8hr_27_Generic | SCE Metro | 0
|  | 0 | SCE Metro | 0
|  | Southern_PGAE_Solar_3_Generic | SCE Metro | 0
|  | Southern_PGAE_Solar_27_Generic | SCE Metro | 0
|  | Southern_NV_Eldorado_Flow_Battery_15_Generic | SCE Metro | 0
|  | Southern_NV_Eldorado_Flow_Battery_42_Generic | SCE Metro | 0
|  | Southern_NV_Eldorado_Li_Battery_4hr_15_Generic | SCE Metro | 0
|  | Southern_NV_Eldorado_Li_Battery_4hr_42_Generic | SCE Metro | 0
|  | Southern_NV_Eldorado_Li_Battery_8hr_15_Generic | SCE Metro | 0
|  | Southern_NV_Eldorado_Li_Battery_8hr_42_Generic | SCE Metro | 0
|  | Central_Nevada_Geothermal_42_Generic | SCE Metro | 0
|  | Southern_NV_Eldorado_Solar_15_Generic | SCE Metro | 0
|  | Southern_NV_Eldorado_Solar_42_Generic | SCE Metro | 0
|  | Southern_NV_Eldorado_Wind_15_Generic | SCE Metro | 0
|  | 0 | SCE Metro | 0
|  | Greater_Imperial_Flow_Battery_20_Generic | SCE Metro | 0
|  | Greater_Imperial_Li_Battery_4hr_20_Generic | SCE Metro | 0
|  | Greater_Imperial_Li_Battery_8hr_20_Generic | SCE Metro | 0
|  | Greater_Imperial_Geothermal_20_Generic | SCE Metro | 0
|  | Greater_Imperial_Solar_20_Generic | SCE Metro | 0
|  | Greater_Imperial_Biomass_20_Generic | SCE Metro | 0
|  | Southern_PGAE_Flow_Battery_148_Generic | SCE Metro | 0
|  | Southern_PGAE_Flow_Battery_181_Generic | SCE Metro | 0
|  | Southern_PGAE_Li_Battery_4hr_148_Generic | SCE Metro | 0
|  | Southern_PGAE_Li_Battery_4hr_181_Generic | SCE Metro | 0
|  | Southern_PGAE_Li_Battery_8hr_148_Generic | SCE Metro | 0
|  | Southern_PGAE_Li_Battery_8hr_181_Generic | SCE Metro | 0
|  | Southern_PGAE_Solar_148_Generic | SCE Metro | 0
|  | Southern_PGAE_Solar_181_Generic | SCE Metro | 0
|  | Northern_California_Flow_Battery_84_Generic | SCE Metro | 0
|  | Southern_PGAE_Flow_Battery_145_Generic | SCE Metro | 0
|  | Northern_California_Li_Battery_4hr_84_Generic | SCE Metro | 0
|  | Southern_PGAE_Li_Battery_4hr_145_Generic | SCE Metro | 0
|  | Northern_California_Li_Battery_8hr_84_Generic | SCE Metro | 0
|  | Southern_PGAE_Li_Battery_8hr_145_Generic | SCE Metro | 0
|  | Northern_California_Solar_84_Generic | SCE Metro | 0
|  | Southern_PGAE_Solar_145_Generic | SCE Metro | 0
|  | Southern_PGAE_Flow_Battery_54_Generic | SCE Metro | 0
|  | Southern_PGAE_Flow_Battery_136_Generic | SCE Metro | 0
|  | Southern_PGAE_Flow_Battery_152_Generic | SCE Metro | 0
|  | Southern_PGAE_Flow_Battery_173_Generic | SCE Metro | 0
|  | Southern_PGAE_Flow_Battery_175_Generic | SCE Metro | 0
|  | Southern_PGAE_Flow_Battery_177_Generic | SCE Metro | 0
|  | Southern_PGAE_Li_Battery_4hr_54_Generic | SCE Metro | 0
|  | Southern_PGAE_Li_Battery_4hr_136_Generic | SCE Metro | 0
|  | Southern_PGAE_Li_Battery_4hr_152_Generic | SCE Metro | 0
|  | Southern_PGAE_Li_Battery_4hr_173_Generic | SCE Metro | 0
|  | Southern_PGAE_Li_Battery_4hr_175_Generic | SCE Metro | 0
|  | Southern_PGAE_Li_Battery_4hr_177_Generic | SCE Metro | 0
|  | Southern_PGAE_Li_Battery_8hr_54_Generic | SCE Metro | 0
|  | Southern_PGAE_Li_Battery_8hr_136_Generic | SCE Metro | 0
|  | Southern_PGAE_Li_Battery_8hr_152_Generic | SCE Metro | 0
|  | Southern_PGAE_Li_Battery_8hr_173_Generic | SCE Metro | 0
|  | Southern_PGAE_Li_Battery_8hr_175_Generic | SCE Metro | 0
|  | Southern_PGAE_Li_Battery_8hr_177_Generic | SCE Metro | 0
|  | Southern_PGAE_Solar_54_Generic | SCE Metro | 0
|  | Southern_PGAE_Solar_136_Generic | SCE Metro | 0
|  | Southern_PGAE_Solar_152_Generic | SCE Metro | 0
|  | Southern_PGAE_Solar_173_Generic | SCE Metro | 0
|  | Southern_PGAE_Solar_175_Generic | SCE Metro | 0
|  | Southern_PGAE_Solar_177_Generic | SCE Metro | 0
|  | Southern_PGAE_Flow_Battery_160_Generic | SCE Metro | 0
|  | Southern_PGAE_Li_Battery_4hr_160_Generic | SCE Metro | 0
|  | Southern_PGAE_Li_Battery_8hr_160_Generic | SCE Metro | 0
|  | Southern_PGAE_Solar_160_Generic | SCE Metro | 0
|  | Greater_Kramer_Flow_Battery_123_Generic | SCE Metro | 0
|  | Greater_Kramer_Li_Battery_4hr_123_Generic | SCE Metro | 0
|  | Greater_Kramer_Li_Battery_8hr_123_Generic | SCE Metro | 0
|  | Greater_Kramer_Solar_123_Generic | SCE Metro | 0
|  | Southern_PGAE_Flow_Battery_99_Generic | SCE Metro | 0
|  | Southern_PGAE_Li_Battery_4hr_99_Generic | SCE Metro | 0
|  | Southern_PGAE_Li_Battery_8hr_99_Generic | SCE Metro | 0
|  | Southern_PGAE_Solar_99_Generic | SCE Metro | 0
|  | Southern_NV_Eldorado_Flow_Battery_2_Generic | SCE Metro | 0
|  | Southern_NV_Eldorado_Flow_Battery_16_Generic | SCE Metro | 0
|  | Tehachapi_Flow_Battery_28_Generic | SCE Metro | 0
|  | Greater_LA_Flow_Battery_58_Generic | SCE Metro | 0
|  | Southern_NV_Eldorado_Li_Battery_4hr_2_Generic | SCE Metro | 0
|  | Southern_NV_Eldorado_Li_Battery_4hr_16_Generic | SCE Metro | 0
|  | Tehachapi_Li_Battery_4hr_28_Generic | SCE Metro | 0
|  | Greater_LA_Li_Battery_4hr_58_Generic | SCE Metro | 0
|  | Southern_NV_Eldorado_Li_Battery_8hr_2_Generic | SCE Metro | 0
|  | Southern_NV_Eldorado_Li_Battery_8hr_16_Generic | SCE Metro | 0
|  | Tehachapi_Li_Battery_8hr_28_Generic | SCE Metro | 0
|  | Greater_LA_Li_Battery_8hr_58_Generic | SCE Metro | 0
|  | Greater_LA_Solar_58_Generic | SCE Metro | 0
|  | Southern_NV_Eldorado_Solar_2_Generic | SCE Metro | 0
|  | Southern_NV_Eldorado_Solar_16_Generic | SCE Metro | 0
|  | Southern_NV_Eldorado_Wind_2_Generic | SCE Metro | 0
|  | Southern_NV_Eldorado_Wind_16_Generic | SCE Metro | 0
|  | Tehachapi_Solar_28_Generic | SCE Metro | 0
|  | Greater_Kramer_Flow_Battery_86_Generic | SCE Metro | 0
|  | Greater_Kramer_Li_Battery_4hr_86_Generic | SCE Metro | 0
|  | Greater_Kramer_Li_Battery_8hr_86_Generic | SCE Metro | 0
|  | Greater_Kramer_Solar_86_Generic | SCE Metro | 0
|  | Southern_PGAE_Flow_Battery_147_Generic | SCE Metro | 0
|  | Southern_PGAE_Li_Battery_4hr_147_Generic | SCE Metro | 0
|  | Southern_PGAE_Li_Battery_8hr_147_Generic | SCE Metro | 0
|  | Southern_PGAE_Solar_147_Generic | SCE Metro | 0
|  | Southern_PGAE_Flow_Battery_37_Generic | SCE Metro | 0
|  | Southern_PGAE_Flow_Battery_47_Generic | SCE Metro | 0
|  | Northern_California_Flow_Battery_130_Generic | SCE Metro | 0
|  | Southern_PGAE_Li_Battery_4hr_37_Generic | SCE Metro | 0
|  | Southern_PGAE_Li_Battery_4hr_47_Generic | SCE Metro | 0
|  | Northern_California_Li_Battery_4hr_130_Generic | SCE Metro | 0
|  | Southern_PGAE_Li_Battery_8hr_37_Generic | SCE Metro | 0
|  | Southern_PGAE_Li_Battery_8hr_47_Generic | SCE Metro | 0
|  | Northern_California_Li_Battery_8hr_130_Generic | SCE Metro | 0
|  | Central_Valley_North_Los_Banos_Biomass_47_Generic | SCE Metro | 0
|  | Northern_California_Solar_130_Generic | SCE Metro | 0
|  | Southern_PGAE_Solar_37_Generic | SCE Metro | 0
|  | Southern_PGAE_Solar_47_Generic | SCE Metro | 0
|  | Southern_PGAE_Adiabatic_CAES_12_Generic | SCE Metro | 0
|  | Southern_PGAE_Flow_Battery_12_Generic | SCE Metro | 0
|  | Southern_PGAE_Flow_Battery_17_Generic | SCE Metro | 0
|  | Southern_PGAE_Li_Battery_4hr_12_Generic | SCE Metro | 0
|  | Southern_PGAE_Li_Battery_4hr_17_Generic | SCE Metro | 0
|  | Southern_PGAE_Li_Battery_8hr_12_Generic | SCE Metro | 0
|  | Southern_PGAE_Li_Battery_8hr_17_Generic | SCE Metro | 0
|  | Central_Valley_North_Los_Banos_Wind_17_Generic | SCE Metro | 0
|  | Southern_PGAE_Solar_12_Generic | SCE Metro | 0
|  | Southern_PGAE_Solar_17_Generic | SCE Metro | 0
|  | Northern_California_Flow_Battery_96_Generic | SCE Metro | 0
|  | Northern_California_Flow_Battery_113_Generic | SCE Metro | 0
|  | Northern_California_Flow_Battery_116_Generic | SCE Metro | 0
|  | Northern_California_Li_Battery_4hr_96_Generic | SCE Metro | 0
|  | Northern_California_Li_Battery_4hr_113_Generic | SCE Metro | 0
|  | Northern_California_Li_Battery_4hr_116_Generic | SCE Metro | 0
|  | Northern_California_Li_Battery_8hr_96_Generic | SCE Metro | 0
|  | Northern_California_Li_Battery_8hr_113_Generic | SCE Metro | 0
|  | Northern_California_Li_Battery_8hr_116_Generic | SCE Metro | 0
|  | Northern_California_Solar_96_Generic | SCE Metro | 0
|  | Northern_California_Solar_113_Generic | SCE Metro | 0
|  | Northern_California_Solar_116_Generic | SCE Metro | 0
|  | Southern_PGAE_Flow_Battery_43_Generic | SCE Metro | 0
|  | Southern_PGAE_Li_Battery_4hr_43_Generic | SCE Metro | 0
|  | Southern_PGAE_Li_Battery_8hr_43_Generic | SCE Metro | 0
|  | Southern_PGAE_Solar_43_Generic | SCE Metro | 0
|  | Northern_California_Flow_Battery_41_Generic | SCE Metro | 0
|  | Northern_California_Flow_Battery_57_Generic | SCE Metro | 0
|  | Northern_California_Flow_Battery_73_Generic | SCE Metro | 0
|  | Northern_California_Flow_Battery_82_Generic | SCE Metro | 0
|  | Northern_California_Li_Battery_4hr_41_Generic | SCE Metro | 0
|  | Northern_California_Li_Battery_4hr_57_Generic | SCE Metro | 0
|  | Northern_California_Li_Battery_4hr_73_Generic | SCE Metro | 0
|  | Northern_California_Li_Battery_4hr_82_Generic | SCE Metro | 0
|  | Northern_California_Li_Battery_8hr_41_Generic | SCE Metro | 0
|  | Northern_California_Li_Battery_8hr_57_Generic | SCE Metro | 0
|  | Northern_California_Li_Battery_8hr_73_Generic | SCE Metro | 0
|  | Northern_California_Li_Battery_8hr_82_Generic | SCE Metro | 0
|  | Northern_California_Solar_41_Generic | SCE Metro | 0
|  | Northern_California_Solar_57_Generic | SCE Metro | 0
|  | Northern_California_Solar_73_Generic | SCE Metro | 0
|  | Northern_California_Solar_82_Generic | SCE Metro | 0
|  | Southern_PGAE_Flow_Battery_95_Generic | SCE Metro | 0
|  | Southern_PGAE_Li_Battery_4hr_95_Generic | SCE Metro | 0
|  | Southern_PGAE_Li_Battery_8hr_95_Generic | SCE Metro | 0
|  | Southern_PGAE_Solar_95_Generic | SCE Metro | 0
|  | Greater_LA_Flow_Battery_18_Generic | SCE Metro | 0
|  | Greater_LA_Li_Battery_4hr_18_Generic | SCE Metro | 0
|  | Greater_LA_Li_Battery_8hr_18_Generic | SCE Metro | 0
|  | Greater_LA_Solar_18_Generic | SCE Metro | 0
|  | Tehachapi_Wind_18_Generic | SCE Metro | 0
|  | Riverside_Flow_Battery_59_Generic | SCE Metro | 0
|  | Riverside_Li_Battery_4hr_59_Generic | SCE Metro | 0
|  | Riverside_Li_Battery_8hr_59_Generic | SCE Metro | 0
|  | Riverside_East_Pumped_Storage_59_Generic | SCE Metro | 0
|  | Riverside_Solar_59_Generic | SCE Metro | 0
|  | Northern_California_Flow_Battery_35_Generic | SCE Metro | 0
|  | Northern_California_Li_Battery_4hr_35_Generic | SCE Metro | 0
|  | Northern_California_Li_Battery_8hr_35_Generic | SCE Metro | 0
|  | Northern_California_Geothermal_35_Generic | SCE Metro | 0
|  | Northern_California_Solar_35_Generic | SCE Metro | 0
|  | Northern_California_Wind_35_Generic | SCE Metro | 0
|  | Greater_LA_Flow_Battery_4_Generic | SCE Metro | 1
|  | Greater_LA_Li_Battery_4hr_4_Generic | SCE Metro | 1
|  | Greater_LA_Li_Battery_8hr_4_Generic | SCE Metro | 1
|  | Greater_LA_Solar_4_Generic | SCE Metro | 1
|  | Northern_California_Flow_Battery_68_Generic | SCE Metro | 0
|  | Northern_California_Flow_Battery_76_Generic | SCE Metro | 0
|  | Northern_California_Li_Battery_4hr_68_Generic | SCE Metro | 0
|  | Northern_California_Li_Battery_4hr_76_Generic | SCE Metro | 0
|  | Northern_California_Li_Battery_8hr_68_Generic | SCE Metro | 0
|  | Northern_California_Li_Battery_8hr_76_Generic | SCE Metro | 0
|  | Northern_California_Solar_68_Generic | SCE Metro | 0
|  | Northern_California_Solar_76_Generic | SCE Metro | 0
|  | Northern_California_Wind_76_Generic | SCE Metro | 0
|  | Northern_California_Flow_Battery_5_Generic | SCE Metro | 0
|  | Northern_California_Li_Battery_4hr_5_Generic | SCE Metro | 0
|  | Northern_California_Li_Battery_8hr_5_Generic | SCE Metro | 0
|  | Northern_California_Pumped_Storage_5_Generic | SCE Metro | 0
|  | Northern_California_Biomass_5_Generic | SCE Metro | 0
|  | Northern_California_Geothermal_5_Generic | SCE Metro | 0
|  | Northern_California_Solar_5_Generic | SCE Metro | 0
|  | Northern_California_Wind_5_Generic | SCE Metro | 0
|  | Pacific_Northwest_Geothermal_5_Generic | SCE Metro | 0
|  | Northern_California_Flow_Battery_180_Generic | SCE Metro | 0
|  | Northern_California_Li_Battery_4hr_180_Generic | SCE Metro | 0
|  | Northern_California_Li_Battery_8hr_180_Generic | SCE Metro | 0
|  | Northern_California_Solar_180_Generic | SCE Metro | 0
|  | Tehachapi_Flow_Battery_66_Generic | SCE North of Lugo | 0
|  | Tehachapi_Li_Battery_4hr_66_Generic | SCE North of Lugo | 0
|  | Tehachapi_Li_Battery_8hr_66_Generic | SCE North of Lugo | 0
|  | Tehachapi_Solar_66_Generic | SCE North of Lugo | 0
|  | Tehachapi_Flow_Battery_78_Generic | SCE North of Lugo | 0
|  | Tehachapi_Li_Battery_4hr_78_Generic | SCE North of Lugo | 0
|  | Tehachapi_Li_Battery_8hr_78_Generic | SCE North of Lugo | 0
|  | Tehachapi_Solar_78_Generic | SCE North of Lugo | 0
|  | Tehachapi_Adiabatic_CAES_13_Generic | SCE North of Lugo | 0
|  | Tehachapi_Flow_Battery_13_Generic | SCE North of Lugo | 0
|  | Tehachapi_Flow_Battery_32_Generic | SCE North of Lugo | 0
|  | Tehachapi_Flow_Battery_101_Generic | SCE North of Lugo | 0
|  | Tehachapi_Li_Battery_4hr_13_Generic | SCE North of Lugo | 0
|  | Tehachapi_Li_Battery_4hr_32_Generic | SCE North of Lugo | 0
|  | Tehachapi_Li_Battery_4hr_101_Generic | SCE North of Lugo | 0
|  | Tehachapi_Li_Battery_8hr_13_Generic | SCE North of Lugo | 0
|  | Tehachapi_Li_Battery_8hr_32_Generic | SCE North of Lugo | 0
|  | Tehachapi_Li_Battery_8hr_101_Generic | SCE North of Lugo | 0
|  | Tehachapi_Pumped_Storage_32_Generic | SCE North of Lugo | 0
|  | Tehachapi_Solar_13_Generic | SCE North of Lugo | 0
|  | Tehachapi_Solar_32_Generic | SCE North of Lugo | 0
|  | Tehachapi_Solar_101_Generic | SCE North of Lugo | 0
|  | Tehachapi_Wind_13_Generic | SCE North of Lugo | 0
|  | Tehachapi_Wind_32_Generic | SCE North of Lugo | 0
|  | Northern_California_Flow_Battery_25_Generic | SCE North of Lugo | 0
|  | Northern_California_Flow_Battery_31_Generic | SCE North of Lugo | 0
|  | Northern_California_Flow_Battery_80_Generic | SCE North of Lugo | 0
|  | Northern_California_Flow_Battery_85_Generic | SCE North of Lugo | 0
|  | Northern_California_Flow_Battery_92_Generic | SCE North of Lugo | 0
|  | Southern_PGAE_Flow_Battery_111_Generic | SCE North of Lugo | 0
|  | Northern_California_Flow_Battery_114_Generic | SCE North of Lugo | 0
|  | Northern_California_Flow_Battery_122_Generic | SCE North of Lugo | 0
|  | Northern_California_Flow_Battery_135_Generic | SCE North of Lugo | 0
|  | Northern_California_Flow_Battery_138_Generic | SCE North of Lugo | 0
|  | Southern_PGAE_Flow_Battery_139_Generic | SCE North of Lugo | 0
|  | Southern_PGAE_Flow_Battery_140_Generic | SCE North of Lugo | 0
|  | Northern_California_Flow_Battery_141_Generic | SCE North of Lugo | 0
|  | Northern_California_Flow_Battery_144_Generic | SCE North of Lugo | 0
|  | Southern_PGAE_Flow_Battery_151_Generic | SCE North of Lugo | 0
|  | Southern_PGAE_Flow_Battery_154_Generic | SCE North of Lugo | 0
|  | Northern_California_Flow_Battery_157_Generic | SCE North of Lugo | 0
|  | Northern_California_Flow_Battery_159_Generic | SCE North of Lugo | 0
|  | Southern_PGAE_Flow_Battery_161_Generic | SCE North of Lugo | 0
|  | Southern_PGAE_Flow_Battery_162_Generic | SCE North of Lugo | 0
|  | Southern_PGAE_Flow_Battery_163_Generic | SCE North of Lugo | 0
|  | Southern_PGAE_Flow_Battery_164_Generic | SCE North of Lugo | 0
|  | Southern_PGAE_Flow_Battery_165_Generic | SCE North of Lugo | 0
|  | Northern_California_Flow_Battery_166_Generic | SCE North of Lugo | 0
|  | Southern_PGAE_Flow_Battery_168_Generic | SCE North of Lugo | 0
|  | Southern_PGAE_Flow_Battery_169_Generic | SCE North of Lugo | 0
|  | Southern_PGAE_Flow_Battery_170_Generic | SCE North of Lugo | 0
|  | Northern_California_Flow_Battery_172_Generic | SCE North of Lugo | 0
|  | Southern_PGAE_Flow_Battery_174_Generic | SCE North of Lugo | 0
|  | Southern_PGAE_Flow_Battery_176_Generic | SCE North of Lugo | 0
|  | Northern_California_Flow_Battery_179_Generic | SCE North of Lugo | 0
|  | Northern_California_Li_Battery_4hr_25_Generic | SCE North of Lugo | 0
|  | Northern_California_Li_Battery_4hr_31_Generic | SCE North of Lugo | 0
|  | Northern_California_Li_Battery_4hr_80_Generic | SCE North of Lugo | 0
|  | Northern_California_Li_Battery_4hr_85_Generic | SCE North of Lugo | 0
|  | Northern_California_Li_Battery_4hr_92_Generic | SCE North of Lugo | 0
|  | Southern_PGAE_Li_Battery_4hr_111_Generic | SCE North of Lugo | 0
|  | Northern_California_Li_Battery_4hr_114_Generic | SCE North of Lugo | 0
|  | Northern_California_Li_Battery_4hr_122_Generic | SCE North of Lugo | 0
|  | Northern_California_Li_Battery_4hr_135_Generic | SCE North of Lugo | 0
|  | Northern_California_Li_Battery_4hr_138_Generic | SCE North of Lugo | 0
|  | Southern_PGAE_Li_Battery_4hr_139_Generic | SCE North of Lugo | 0
|  | Southern_PGAE_Li_Battery_4hr_140_Generic | SCE North of Lugo | 0
|  | Northern_California_Li_Battery_4hr_141_Generic | SCE North of Lugo | 0
|  | Northern_California_Li_Battery_4hr_144_Generic | SCE North of Lugo | 0
|  | Southern_PGAE_Li_Battery_4hr_151_Generic | SCE North of Lugo | 0
|  | Southern_PGAE_Li_Battery_4hr_154_Generic | SCE North of Lugo | 0
|  | Northern_California_Li_Battery_4hr_157_Generic | SCE North of Lugo | 0
|  | Northern_California_Li_Battery_4hr_159_Generic | SCE North of Lugo | 0
|  | Southern_PGAE_Li_Battery_4hr_161_Generic | SCE North of Lugo | 0
|  | Southern_PGAE_Li_Battery_4hr_162_Generic | SCE North of Lugo | 0
|  | Southern_PGAE_Li_Battery_4hr_163_Generic | SCE North of Lugo | 0
|  | Southern_PGAE_Li_Battery_4hr_164_Generic | SCE North of Lugo | 0
|  | Southern_PGAE_Li_Battery_4hr_165_Generic | SCE North of Lugo | 0
|  | Northern_California_Li_Battery_4hr_166_Generic | SCE North of Lugo | 0
|  | Southern_PGAE_Li_Battery_4hr_168_Generic | SCE North of Lugo | 0
|  | Southern_PGAE_Li_Battery_4hr_169_Generic | SCE North of Lugo | 0
|  | Southern_PGAE_Li_Battery_4hr_170_Generic | SCE North of Lugo | 0
|  | Northern_California_Li_Battery_4hr_172_Generic | SCE North of Lugo | 0
|  | Southern_PGAE_Li_Battery_4hr_174_Generic | SCE North of Lugo | 0
|  | Southern_PGAE_Li_Battery_4hr_176_Generic | SCE North of Lugo | 0
|  | Northern_California_Li_Battery_4hr_179_Generic | SCE North of Lugo | 0
|  | Northern_California_Li_Battery_8hr_25_Generic | SCE North of Lugo | 0
|  | Northern_California_Li_Battery_8hr_31_Generic | SCE North of Lugo | 0
|  | Northern_California_Li_Battery_8hr_80_Generic | SCE North of Lugo | 0
|  | Northern_California_Li_Battery_8hr_85_Generic | SCE North of Lugo | 0
|  | Northern_California_Li_Battery_8hr_92_Generic | SCE North of Lugo | 0
|  | Southern_PGAE_Li_Battery_8hr_111_Generic | SCE North of Lugo | 0
|  | Northern_California_Li_Battery_8hr_114_Generic | SCE North of Lugo | 0
|  | Northern_California_Li_Battery_8hr_122_Generic | SCE North of Lugo | 0
|  | Northern_California_Li_Battery_8hr_135_Generic | SCE North of Lugo | 0
|  | Northern_California_Li_Battery_8hr_138_Generic | SCE North of Lugo | 0
|  | Southern_PGAE_Li_Battery_8hr_139_Generic | SCE North of Lugo | 0
|  | Southern_PGAE_Li_Battery_8hr_140_Generic | SCE North of Lugo | 0
|  | Northern_California_Li_Battery_8hr_141_Generic | SCE North of Lugo | 0
|  | Northern_California_Li_Battery_8hr_144_Generic | SCE North of Lugo | 0
|  | Southern_PGAE_Li_Battery_8hr_151_Generic | SCE North of Lugo | 0
|  | Southern_PGAE_Li_Battery_8hr_154_Generic | SCE North of Lugo | 0
|  | Northern_California_Li_Battery_8hr_157_Generic | SCE North of Lugo | 0
|  | Northern_California_Li_Battery_8hr_159_Generic | SCE North of Lugo | 0
|  | Southern_PGAE_Li_Battery_8hr_161_Generic | SCE North of Lugo | 0
|  | Southern_PGAE_Li_Battery_8hr_162_Generic | SCE North of Lugo | 0
|  | Southern_PGAE_Li_Battery_8hr_163_Generic | SCE North of Lugo | 0
|  | Southern_PGAE_Li_Battery_8hr_164_Generic | SCE North of Lugo | 0
|  | Southern_PGAE_Li_Battery_8hr_165_Generic | SCE North of Lugo | 0
|  | Northern_California_Li_Battery_8hr_166_Generic | SCE North of Lugo | 0
|  | Southern_PGAE_Li_Battery_8hr_168_Generic | SCE North of Lugo | 0
|  | Southern_PGAE_Li_Battery_8hr_169_Generic | SCE North of Lugo | 0
|  | Southern_PGAE_Li_Battery_8hr_170_Generic | SCE North of Lugo | 0
|  | Northern_California_Li_Battery_8hr_172_Generic | SCE North of Lugo | 0
|  | Southern_PGAE_Li_Battery_8hr_174_Generic | SCE North of Lugo | 0
|  | Southern_PGAE_Li_Battery_8hr_176_Generic | SCE North of Lugo | 0
|  | Northern_California_Li_Battery_8hr_179_Generic | SCE North of Lugo | 0
|  | Central_Valley_North_Los_Banos_Wind_154_Generic | SCE North of Lugo | 0
|  | Central_Valley_North_Los_Banos_Wind_162_Generic | SCE North of Lugo | 0
|  | Northern_California_Solar_25_Generic | SCE North of Lugo | 0
|  | Northern_California_Solar_31_Generic | SCE North of Lugo | 0
|  | Northern_California_Solar_80_Generic | SCE North of Lugo | 0
|  | Northern_California_Solar_85_Generic | SCE North of Lugo | 0
|  | Northern_California_Solar_92_Generic | SCE North of Lugo | 0
|  | Northern_California_Solar_114_Generic | SCE North of Lugo | 0
|  | Northern_California_Solar_122_Generic | SCE North of Lugo | 0
|  | Northern_California_Solar_135_Generic | SCE North of Lugo | 0
|  | Northern_California_Solar_138_Generic | SCE North of Lugo | 0
|  | Northern_California_Solar_141_Generic | SCE North of Lugo | 0
|  | Northern_California_Solar_144_Generic | SCE North of Lugo | 0
|  | Northern_California_Solar_157_Generic | SCE North of Lugo | 0
|  | Northern_California_Solar_159_Generic | SCE North of Lugo | 0
|  | Northern_California_Solar_166_Generic | SCE North of Lugo | 0
|  | Northern_California_Solar_172_Generic | SCE North of Lugo | 0
|  | Northern_California_Solar_179_Generic | SCE North of Lugo | 0
|  | Northern_California_Wind_159_Generic | SCE North of Lugo | 0
|  | Solano_Wind_85_Generic | SCE North of Lugo | 0
|  | Solano_Wind_122_Generic | SCE North of Lugo | 0
|  | Southern_PGAE_Solar_111_Generic | SCE North of Lugo | 0
|  | Southern_PGAE_Solar_139_Generic | SCE North of Lugo | 0
|  | Southern_PGAE_Solar_140_Generic | SCE North of Lugo | 0
|  | Southern_PGAE_Solar_151_Generic | SCE North of Lugo | 0
|  | Southern_PGAE_Solar_154_Generic | SCE North of Lugo | 0
|  | Southern_PGAE_Solar_161_Generic | SCE North of Lugo | 0
|  | Southern_PGAE_Solar_162_Generic | SCE North of Lugo | 0
|  | Southern_PGAE_Solar_163_Generic | SCE North of Lugo | 0
|  | Southern_PGAE_Solar_164_Generic | SCE North of Lugo | 0
|  | Southern_PGAE_Solar_165_Generic | SCE North of Lugo | 0
|  | Southern_PGAE_Solar_168_Generic | SCE North of Lugo | 0
|  | Southern_PGAE_Solar_169_Generic | SCE North of Lugo | 0
|  | Southern_PGAE_Solar_170_Generic | SCE North of Lugo | 0
|  | Southern_PGAE_Solar_174_Generic | SCE North of Lugo | 0
|  | Southern_PGAE_Solar_176_Generic | SCE North of Lugo | 0
|  | Northern_California_Flow_Battery_100_Generic | SCE North of Lugo | 0
|  | Tehachapi_Flow_Battery_125_Generic | SCE North of Lugo | 0
|  | Northern_California_Flow_Battery_178_Generic | SCE North of Lugo | 0
|  | Northern_California_Li_Battery_4hr_100_Generic | SCE North of Lugo | 0
|  | Tehachapi_Li_Battery_4hr_125_Generic | SCE North of Lugo | 0
|  | Northern_California_Li_Battery_4hr_178_Generic | SCE North of Lugo | 0
|  | Northern_California_Li_Battery_8hr_100_Generic | SCE North of Lugo | 0
|  | Tehachapi_Li_Battery_8hr_125_Generic | SCE North of Lugo | 0
|  | Northern_California_Li_Battery_8hr_178_Generic | SCE North of Lugo | 0
|  | Central_Valley_North_Los_Banos_Wind_125_Generic | SCE North of Lugo | 0
|  | Northern_California_Geothermal_100_Generic | SCE North of Lugo | 0
|  | Northern_California_Solar_100_Generic | SCE North of Lugo | 0
|  | Northern_California_Solar_178_Generic | SCE North of Lugo | 0
|  | Tehachapi_Solar_125_Generic | SCE North of Lugo | 0
|  | Northern_California_Flow_Battery_26_Generic | SCE North of Lugo | 0
|  | Northern_California_Flow_Battery_51_Generic | SCE North of Lugo | 0
|  | Northern_California_Flow_Battery_83_Generic | SCE North of Lugo | 0
|  | Northern_California_Flow_Battery_94_Generic | SCE North of Lugo | 0
|  | Northern_California_Flow_Battery_126_Generic | SCE North of Lugo | 0
|  | Northern_California_Flow_Battery_127_Generic | SCE North of Lugo | 0
|  | Northern_California_Flow_Battery_150_Generic | SCE North of Lugo | 0
|  | Northern_California_Flow_Battery_155_Generic | SCE North of Lugo | 0
|  | Northern_California_Flow_Battery_158_Generic | SCE North of Lugo | 0
|  | Northern_California_Li_Battery_4hr_26_Generic | SCE North of Lugo | 0
|  | Northern_California_Li_Battery_4hr_51_Generic | SCE North of Lugo | 0
|  | Northern_California_Li_Battery_4hr_83_Generic | SCE North of Lugo | 0
|  | Northern_California_Li_Battery_4hr_94_Generic | SCE North of Lugo | 0
|  | Northern_California_Li_Battery_4hr_126_Generic | SCE North of Lugo | 0
|  | Northern_California_Li_Battery_4hr_127_Generic | SCE North of Lugo | 0
|  | Northern_California_Li_Battery_4hr_150_Generic | SCE North of Lugo | 0
|  | Northern_California_Li_Battery_4hr_155_Generic | SCE North of Lugo | 0
|  | Northern_California_Li_Battery_4hr_158_Generic | SCE North of Lugo | 0
|  | Northern_California_Li_Battery_8hr_26_Generic | SCE North of Lugo | 0
|  | Northern_California_Li_Battery_8hr_51_Generic | SCE North of Lugo | 0
|  | Northern_California_Li_Battery_8hr_83_Generic | SCE North of Lugo | 0
|  | Northern_California_Li_Battery_8hr_94_Generic | SCE North of Lugo | 0
|  | Northern_California_Li_Battery_8hr_126_Generic | SCE North of Lugo | 0
|  | Northern_California_Li_Battery_8hr_127_Generic | SCE North of Lugo | 0
|  | Northern_California_Li_Battery_8hr_150_Generic | SCE North of Lugo | 0
|  | Northern_California_Li_Battery_8hr_155_Generic | SCE North of Lugo | 0
|  | Northern_California_Li_Battery_8hr_158_Generic | SCE North of Lugo | 0
|  | Northern_California_Solar_26_Generic | SCE North of Lugo | 0
|  | Northern_California_Solar_51_Generic | SCE North of Lugo | 0
|  | Northern_California_Solar_83_Generic | SCE North of Lugo | 0
|  | Northern_California_Solar_94_Generic | SCE North of Lugo | 0
|  | Northern_California_Solar_126_Generic | SCE North of Lugo | 0
|  | Northern_California_Solar_127_Generic | SCE North of Lugo | 0
|  | Northern_California_Solar_150_Generic | SCE North of Lugo | 0
|  | Northern_California_Solar_155_Generic | SCE North of Lugo | 0
|  | Northern_California_Solar_158_Generic | SCE North of Lugo | 0
|  | Northern_California_Wind_26_Generic | SCE North of Lugo | 0
|  | Northern_California_Wind_83_Generic | SCE North of Lugo | 0
|  | Solano_Wind_94_Generic | SCE North of Lugo | 0
|  | Solano_Wind_126_Generic | SCE North of Lugo | 0
|  | Southern_PGAE_Flow_Battery_93_Generic | SCE North of Lugo | 0
|  | Southern_PGAE_Flow_Battery_117_Generic | SCE North of Lugo | 0
|  | Southern_PGAE_Li_Battery_4hr_93_Generic | SCE North of Lugo | 0
|  | Southern_PGAE_Li_Battery_4hr_117_Generic | SCE North of Lugo | 0
|  | Southern_PGAE_Li_Battery_8hr_93_Generic | SCE North of Lugo | 0
|  | Southern_PGAE_Li_Battery_8hr_117_Generic | SCE North of Lugo | 0
|  | Southern_PGAE_Solar_93_Generic | SCE North of Lugo | 0
|  | Southern_PGAE_Solar_117_Generic | SCE North of Lugo | 0
|  | Greater_Kramer_Flow_Battery_103_Generic | SCE North of Lugo | 1
|  | Greater_Kramer_Li_Battery_4hr_103_Generic | SCE North of Lugo | 1
|  | Greater_Kramer_Li_Battery_8hr_103_Generic | SCE North of Lugo | 1
|  | Greater_Kramer_Solar_103_Generic | SCE North of Lugo | 1
|  | 0 | SCE North of Lugo | 0
|  | Riverside_Flow_Battery_129_Generic | SCE North of Lugo | 0
|  | Riverside_Li_Battery_4hr_129_Generic | SCE North of Lugo | 0
|  | Riverside_Li_Battery_8hr_129_Generic | SCE North of Lugo | 0
|  | Riverside_Solar_129_Generic | SCE North of Lugo | 0
|  | Northern_California_Flow_Battery_38_Generic | SCE North of Lugo | 0
|  | Northern_California_Li_Battery_4hr_38_Generic | SCE North of Lugo | 0
|  | Northern_California_Li_Battery_8hr_38_Generic | SCE North of Lugo | 0
|  | Northern_California_Solar_38_Generic | SCE North of Lugo | 0
|  | San_Diego_Pumped_Storage_119_Generic | SCE North of Lugo | 0
|  | Southern_PGAE_Flow_Battery_39_Generic | SCE North of Lugo | 0
|  | Southern_PGAE_Flow_Battery_109_Generic | SCE North of Lugo | 0
|  | Southern_PGAE_Li_Battery_4hr_39_Generic | SCE North of Lugo | 0
|  | Southern_PGAE_Li_Battery_4hr_109_Generic | SCE North of Lugo | 0
|  | Southern_PGAE_Li_Battery_8hr_39_Generic | SCE North of Lugo | 0
|  | Southern_PGAE_Li_Battery_8hr_109_Generic | SCE North of Lugo | 0
|  | Southern_PGAE_Solar_39_Generic | SCE North of Lugo | 0
|  | Southern_PGAE_Solar_109_Generic | SCE North of Lugo | 0
|  | Riverside_Flow_Battery_60_Generic | SCE North of Lugo | 0
|  | Riverside_Li_Battery_4hr_60_Generic | SCE North of Lugo | 0
|  | Riverside_Li_Battery_8hr_60_Generic | SCE North of Lugo | 0
|  | Riverside_Solar_60_Generic | SCE North of Lugo | 0
|  | Arizona_Solar_55_Generic | SCE North of Lugo | 0
|  | Arizona_Solar_62_Generic | SCE North of Lugo | 0
|  | Arizona_Solar_77_Generic | SCE North of Lugo | 0
|  | Arizona_Solar_90_Generic | SCE North of Lugo | 0
|  | Baja_California_Wind_133_Generic | SCE North of Lugo | 0
|  | Southern_NV_Eldorado_Flow_Battery_19_Generic | SCE North of Lugo | 0
|  | Southern_NV_Eldorado_Flow_Battery_40_Generic | SCE North of Lugo | 0
|  | Arizona_Flow_Battery_55_Generic | SCE North of Lugo | 0
|  | Arizona_Flow_Battery_62_Generic | SCE North of Lugo | 0
|  | Arizona_Flow_Battery_77_Generic | SCE North of Lugo | 0
|  | Arizona_Flow_Battery_90_Generic | SCE North of Lugo | 0
|  | Greater_Imperial_Flow_Battery_107_Generic | SCE North of Lugo | 0
|  | Greater_Imperial_Flow_Battery_133_Generic | SCE North of Lugo | 0
|  | Southern_NV_Eldorado_Li_Battery_4hr_19_Generic | SCE North of Lugo | 0
|  | Southern_NV_Eldorado_Li_Battery_4hr_40_Generic | SCE North of Lugo | 0
|  | Arizona_Li_Battery_4hr_55_Generic | SCE North of Lugo | 0
|  | Arizona_Li_Battery_4hr_62_Generic | SCE North of Lugo | 0
|  | Arizona_Li_Battery_4hr_77_Generic | SCE North of Lugo | 0
|  | Arizona_Li_Battery_4hr_90_Generic | SCE North of Lugo | 0
|  | Greater_Imperial_Li_Battery_4hr_107_Generic | SCE North of Lugo | 0
|  | Greater_Imperial_Li_Battery_4hr_133_Generic | SCE North of Lugo | 0
|  | Southern_NV_Eldorado_Li_Battery_8hr_19_Generic | SCE North of Lugo | 0
|  | Southern_NV_Eldorado_Li_Battery_8hr_40_Generic | SCE North of Lugo | 0
|  | Arizona_Li_Battery_8hr_55_Generic | SCE North of Lugo | 0
|  | Arizona_Li_Battery_8hr_62_Generic | SCE North of Lugo | 0
|  | Arizona_Li_Battery_8hr_77_Generic | SCE North of Lugo | 0
|  | Arizona_Li_Battery_8hr_90_Generic | SCE North of Lugo | 0
|  | Greater_Imperial_Li_Battery_8hr_107_Generic | SCE North of Lugo | 0
|  | Greater_Imperial_Li_Battery_8hr_133_Generic | SCE North of Lugo | 0
|  | Greater_Imperial_Solar_107_Generic | SCE North of Lugo | 0
|  | Greater_Imperial_Solar_133_Generic | SCE North of Lugo | 0
|  | Idaho_Wind_19_Generic | SCE North of Lugo | 0
|  | New_Mexico_Wind_55_Generic | SCE North of Lugo | 0
|  | Northern_Nevada_Geothermal_19_Generic | SCE North of Lugo | 0
|  | Southern_NV_Eldorado_Solar_19_Generic | SCE North of Lugo | 0
|  | Southern_NV_Eldorado_Solar_40_Generic | SCE North of Lugo | 0
|  | Utah_Geothermal_19_Generic | SCE North of Lugo | 0
|  | Utah_Wind_19_Generic | SCE North of Lugo | 0
|  | Wyoming_Wind_19_Generic | SCE North of Lugo | 0
|  | Northern_California_Flow_Battery_112_Generic | SCE North of Lugo | 0
|  | Northern_California_Li_Battery_4hr_112_Generic | SCE North of Lugo | 0
|  | Northern_California_Li_Battery_8hr_112_Generic | SCE North of Lugo | 0
|  | Northern_California_Solar_112_Generic | SCE North of Lugo | 0
|  | Greater_Kramer_Flow_Battery_156_Generic | SCE North of Lugo | 1
|  | Greater_Kramer_Li_Battery_4hr_156_Generic | SCE North of Lugo | 1
|  | Greater_Kramer_Li_Battery_8hr_156_Generic | SCE North of Lugo | 1
|  | Greater_Kramer_Solar_156_Generic | SCE North of Lugo | 1
|  | Inyokern_North_Kramer_Geothermal_156_Generic | SCE North of Lugo | 1
|  | Northern_California_Flow_Battery_70_Generic | SCE North of Lugo | 0
|  | Northern_California_Flow_Battery_132_Generic | SCE North of Lugo | 0
|  | Northern_California_Li_Battery_4hr_70_Generic | SCE North of Lugo | 0
|  | Northern_California_Li_Battery_4hr_132_Generic | SCE North of Lugo | 0
|  | Northern_California_Li_Battery_8hr_70_Generic | SCE North of Lugo | 0
|  | Northern_California_Li_Battery_8hr_132_Generic | SCE North of Lugo | 0
|  | Northern_California_Geothermal_70_Generic | SCE North of Lugo | 0
|  | Northern_California_Solar_70_Generic | SCE North of Lugo | 0
|  | Northern_California_Solar_132_Generic | SCE North of Lugo | 0
|  | Greater_LA_Flow_Battery_30_Generic | SCE North of Lugo | 0
|  | Greater_LA_Li_Battery_4hr_30_Generic | SCE North of Lugo | 0
|  | Greater_LA_Li_Battery_8hr_30_Generic | SCE North of Lugo | 0
|  | Greater_LA_Solar_30_Generic | SCE North of Lugo | 0
|  | 0 | SCE North of Lugo | 0
|  | Greater_Imperial_Flow_Battery_63_Generic | SCE North of Lugo | 0
|  | Greater_Imperial_Li_Battery_4hr_63_Generic | SCE North of Lugo | 0
|  | Greater_Imperial_Li_Battery_8hr_63_Generic | SCE North of Lugo | 0
|  | Greater_Imperial_Geothermal_63_Generic | SCE North of Lugo | 0
|  | Greater_Imperial_Solar_63_Generic | SCE North of Lugo | 0
|  | Southern_PGAE_Flow_Battery_72_Generic | SCE North of Lugo | 0
|  | Southern_PGAE_Flow_Battery_124_Generic | SCE North of Lugo | 0
|  | Southern_PGAE_Li_Battery_4hr_72_Generic | SCE North of Lugo | 0
|  | Southern_PGAE_Li_Battery_4hr_124_Generic | SCE North of Lugo | 0
|  | Southern_PGAE_Li_Battery_8hr_72_Generic | SCE North of Lugo | 0
|  | Southern_PGAE_Li_Battery_8hr_124_Generic | SCE North of Lugo | 0
|  | Southern_PGAE_Solar_72_Generic | SCE North of Lugo | 0
|  | Southern_PGAE_Solar_124_Generic | SCE North of Lugo | 0
|  | Northern_California_Flow_Battery_44_Generic | SCE North of Lugo | 0
|  | Northern_California_Flow_Battery_121_Generic | SCE North of Lugo | 0
|  | Northern_California_Li_Battery_4hr_44_Generic | SCE North of Lugo | 0
|  | Northern_California_Li_Battery_4hr_121_Generic | SCE North of Lugo | 0
|  | Northern_California_Li_Battery_8hr_44_Generic | SCE North of Lugo | 0
|  | Northern_California_Li_Battery_8hr_121_Generic | SCE North of Lugo | 0
|  | Northern_California_Solar_44_Generic | SCE North of Lugo | 0
|  | Northern_California_Solar_121_Generic | SCE North of Lugo | 0
|  | Arizona_Solar_48_Generic | SCE North of Lugo | 0
|  | Arizona_Flow_Battery_48_Generic | SCE North of Lugo | 0
|  | Arizona_Li_Battery_4hr_48_Generic | SCE North of Lugo | 0
|  | Arizona_Li_Battery_8hr_48_Generic | SCE North of Lugo | 0
|  | Northern_California_Flow_Battery_29_Generic | SCE North of Lugo | 0
|  | Northern_California_Li_Battery_4hr_29_Generic | SCE North of Lugo | 0
|  | Northern_California_Li_Battery_8hr_29_Generic | SCE North of Lugo | 0
|  | Northern_California_Solar_29_Generic | SCE North of Lugo | 0
|  | Northern_California_Flow_Battery_149_Generic | SCE North of Lugo | 0
|  | Northern_California_Li_Battery_4hr_149_Generic | SCE North of Lugo | 0
|  | Northern_California_Li_Battery_8hr_149_Generic | SCE North of Lugo | 0
|  | Northern_California_Solar_149_Generic | SCE North of Lugo | 0
|  | Greater_Imperial_Flow_Battery_108_Generic | SCE North of Lugo | 0
|  | Greater_Imperial_Li_Battery_4hr_108_Generic | SCE North of Lugo | 0
|  | Greater_Imperial_Li_Battery_8hr_108_Generic | SCE North of Lugo | 0
|  | Greater_Imperial_Solar_108_Generic | SCE North of Lugo | 0
|  | Greater_Imperial_Wind_108_Generic | SCE North of Lugo | 0
|  | Riverside_Flow_Battery_9_Generic | SCE North of Lugo | 0
|  | Riverside_Li_Battery_4hr_9_Generic | SCE North of Lugo | 0
|  | Riverside_Li_Battery_8hr_9_Generic | SCE North of Lugo | 0
|  | Riverside_West_Pumped_Storage_9_Generic | SCE North of Lugo | 0
|  | Inyokern_North_Kramer_Geothermal_9_Generic | SCE North of Lugo | 0
|  | Riverside_Solar_9_Generic | SCE North of Lugo | 0
|  | Southern_PGAE_Flow_Battery_8_Generic | SCE North of Lugo | 0
|  | Southern_PGAE_Flow_Battery_22_Generic | SCE North of Lugo | 0
|  | Southern_PGAE_Flow_Battery_23_Generic | SCE North of Lugo | 0
|  | Southern_PGAE_Flow_Battery_24_Generic | SCE North of Lugo | 0
|  | Southern_PGAE_Flow_Battery_33_Generic | SCE North of Lugo | 0
|  | Southern_PGAE_Flow_Battery_45_Generic | SCE North of Lugo | 0
|  | Southern_PGAE_Flow_Battery_46_Generic | SCE North of Lugo | 0
|  | Southern_PGAE_Flow_Battery_49_Generic | SCE North of Lugo | 0
|  | Southern_PGAE_Flow_Battery_52_Generic | SCE North of Lugo | 0
|  | Southern_PGAE_Flow_Battery_61_Generic | SCE North of Lugo | 0
|  | Southern_PGAE_Flow_Battery_69_Generic | SCE North of Lugo | 0
|  | Southern_PGAE_Flow_Battery_74_Generic | SCE North of Lugo | 0
|  | Southern_PGAE_Flow_Battery_75_Generic | SCE North of Lugo | 0
|  | Southern_PGAE_Flow_Battery_79_Generic | SCE North of Lugo | 0
|  | Southern_PGAE_Flow_Battery_98_Generic | SCE North of Lugo | 0
|  | Southern_PGAE_Flow_Battery_102_Generic | SCE North of Lugo | 0
|  | Southern_PGAE_Flow_Battery_118_Generic | SCE North of Lugo | 0
|  | Southern_PGAE_Li_Battery_4hr_8_Generic | SCE North of Lugo | 0
|  | Southern_PGAE_Li_Battery_4hr_22_Generic | SCE North of Lugo | 0
|  | Southern_PGAE_Li_Battery_4hr_23_Generic | SCE North of Lugo | 0
|  | Southern_PGAE_Li_Battery_4hr_24_Generic | SCE North of Lugo | 0
|  | Southern_PGAE_Li_Battery_4hr_33_Generic | SCE North of Lugo | 0
|  | Southern_PGAE_Li_Battery_4hr_45_Generic | SCE North of Lugo | 0
|  | Southern_PGAE_Li_Battery_4hr_46_Generic | SCE North of Lugo | 0
|  | Southern_PGAE_Li_Battery_4hr_49_Generic | SCE North of Lugo | 0
|  | Southern_PGAE_Li_Battery_4hr_52_Generic | SCE North of Lugo | 0
|  | Southern_PGAE_Li_Battery_4hr_61_Generic | SCE North of Lugo | 0
|  | Southern_PGAE_Li_Battery_4hr_69_Generic | SCE North of Lugo | 0
|  | Southern_PGAE_Li_Battery_4hr_74_Generic | SCE North of Lugo | 0
|  | Southern_PGAE_Li_Battery_4hr_75_Generic | SCE North of Lugo | 0
|  | Southern_PGAE_Li_Battery_4hr_79_Generic | SCE North of Lugo | 0
|  | Southern_PGAE_Li_Battery_4hr_98_Generic | SCE North of Lugo | 0
|  | Southern_PGAE_Li_Battery_4hr_102_Generic | SCE North of Lugo | 0
|  | Southern_PGAE_Li_Battery_4hr_118_Generic | SCE North of Lugo | 0
|  | Southern_PGAE_Li_Battery_8hr_8_Generic | SCE North of Lugo | 0
|  | Southern_PGAE_Li_Battery_8hr_22_Generic | SCE North of Lugo | 0
|  | Southern_PGAE_Li_Battery_8hr_23_Generic | SCE North of Lugo | 0
|  | Southern_PGAE_Li_Battery_8hr_24_Generic | SCE North of Lugo | 0
|  | Southern_PGAE_Li_Battery_8hr_33_Generic | SCE North of Lugo | 0
|  | Southern_PGAE_Li_Battery_8hr_45_Generic | SCE North of Lugo | 0
|  | Southern_PGAE_Li_Battery_8hr_46_Generic | SCE North of Lugo | 0
|  | Southern_PGAE_Li_Battery_8hr_49_Generic | SCE North of Lugo | 0
|  | Southern_PGAE_Li_Battery_8hr_52_Generic | SCE North of Lugo | 0
|  | Southern_PGAE_Li_Battery_8hr_61_Generic | SCE North of Lugo | 0
|  | Southern_PGAE_Li_Battery_8hr_69_Generic | SCE North of Lugo | 0
|  | Southern_PGAE_Li_Battery_8hr_74_Generic | SCE North of Lugo | 0
|  | Southern_PGAE_Li_Battery_8hr_75_Generic | SCE North of Lugo | 0
|  | Southern_PGAE_Li_Battery_8hr_79_Generic | SCE North of Lugo | 0
|  | Southern_PGAE_Li_Battery_8hr_98_Generic | SCE North of Lugo | 0
|  | Southern_PGAE_Li_Battery_8hr_102_Generic | SCE North of Lugo | 0
|  | Southern_PGAE_Li_Battery_8hr_118_Generic | SCE North of Lugo | 0
|  | Southern_PGAE_Solar_8_Generic | SCE North of Lugo | 0
|  | Southern_PGAE_Solar_22_Generic | SCE North of Lugo | 0
|  | Southern_PGAE_Solar_23_Generic | SCE North of Lugo | 0
|  | Southern_PGAE_Solar_24_Generic | SCE North of Lugo | 0
|  | Southern_PGAE_Solar_33_Generic | SCE North of Lugo | 0
|  | Southern_PGAE_Solar_45_Generic | SCE North of Lugo | 0
|  | Southern_PGAE_Solar_46_Generic | SCE North of Lugo | 0
|  | Southern_PGAE_Solar_49_Generic | SCE North of Lugo | 0
|  | Southern_PGAE_Solar_52_Generic | SCE North of Lugo | 0
|  | Southern_PGAE_Solar_61_Generic | SCE North of Lugo | 0
|  | Southern_PGAE_Solar_69_Generic | SCE North of Lugo | 0
|  | Southern_PGAE_Solar_74_Generic | SCE North of Lugo | 0
|  | Southern_PGAE_Solar_75_Generic | SCE North of Lugo | 0
|  | Southern_PGAE_Solar_79_Generic | SCE North of Lugo | 0
|  | Southern_PGAE_Solar_98_Generic | SCE North of Lugo | 0
|  | Southern_PGAE_Solar_102_Generic | SCE North of Lugo | 0
|  | Southern_PGAE_Solar_118_Generic | SCE North of Lugo | 0
|  | Southern_PGAE_Flow_Battery_34_Generic | SCE North of Lugo | 0
|  | Southern_PGAE_Li_Battery_4hr_34_Generic | SCE North of Lugo | 0
|  | Southern_PGAE_Li_Battery_8hr_34_Generic | SCE North of Lugo | 0
|  | Southern_PGAE_Solar_34_Generic | SCE North of Lugo | 0
|  | Southern_PGAE_Flow_Battery_3_Generic | SCE North of Lugo | 0
|  | Southern_PGAE_Flow_Battery_27_Generic | SCE North of Lugo | 0
|  | Southern_PGAE_Li_Battery_4hr_3_Generic | SCE North of Lugo | 0
|  | Southern_PGAE_Li_Battery_4hr_27_Generic | SCE North of Lugo | 0
|  | Southern_PGAE_Li_Battery_8hr_3_Generic | SCE North of Lugo | 0
|  | Southern_PGAE_Li_Battery_8hr_27_Generic | SCE North of Lugo | 0
|  | 0 | SCE North of Lugo | 0
|  | Southern_PGAE_Solar_3_Generic | SCE North of Lugo | 0
|  | Southern_PGAE_Solar_27_Generic | SCE North of Lugo | 0
|  | Southern_NV_Eldorado_Flow_Battery_15_Generic | SCE North of Lugo | 0
|  | Southern_NV_Eldorado_Flow_Battery_42_Generic | SCE North of Lugo | 0
|  | Southern_NV_Eldorado_Li_Battery_4hr_15_Generic | SCE North of Lugo | 0
|  | Southern_NV_Eldorado_Li_Battery_4hr_42_Generic | SCE North of Lugo | 0
|  | Southern_NV_Eldorado_Li_Battery_8hr_15_Generic | SCE North of Lugo | 0
|  | Southern_NV_Eldorado_Li_Battery_8hr_42_Generic | SCE North of Lugo | 0
|  | Central_Nevada_Geothermal_42_Generic | SCE North of Lugo | 0
|  | Southern_NV_Eldorado_Solar_15_Generic | SCE North of Lugo | 0
|  | Southern_NV_Eldorado_Solar_42_Generic | SCE North of Lugo | 0
|  | Southern_NV_Eldorado_Wind_15_Generic | SCE North of Lugo | 0
|  | 0 | SCE North of Lugo | 0
|  | Greater_Imperial_Flow_Battery_20_Generic | SCE North of Lugo | 0
|  | Greater_Imperial_Li_Battery_4hr_20_Generic | SCE North of Lugo | 0
|  | Greater_Imperial_Li_Battery_8hr_20_Generic | SCE North of Lugo | 0
|  | Greater_Imperial_Geothermal_20_Generic | SCE North of Lugo | 0
|  | Greater_Imperial_Solar_20_Generic | SCE North of Lugo | 0
|  | Greater_Imperial_Biomass_20_Generic | SCE North of Lugo | 0
|  | Southern_PGAE_Flow_Battery_148_Generic | SCE North of Lugo | 0
|  | Southern_PGAE_Flow_Battery_181_Generic | SCE North of Lugo | 0
|  | Southern_PGAE_Li_Battery_4hr_148_Generic | SCE North of Lugo | 0
|  | Southern_PGAE_Li_Battery_4hr_181_Generic | SCE North of Lugo | 0
|  | Southern_PGAE_Li_Battery_8hr_148_Generic | SCE North of Lugo | 0
|  | Southern_PGAE_Li_Battery_8hr_181_Generic | SCE North of Lugo | 0
|  | Southern_PGAE_Solar_148_Generic | SCE North of Lugo | 0
|  | Southern_PGAE_Solar_181_Generic | SCE North of Lugo | 0
|  | Northern_California_Flow_Battery_84_Generic | SCE North of Lugo | 0
|  | Southern_PGAE_Flow_Battery_145_Generic | SCE North of Lugo | 0
|  | Northern_California_Li_Battery_4hr_84_Generic | SCE North of Lugo | 0
|  | Southern_PGAE_Li_Battery_4hr_145_Generic | SCE North of Lugo | 0
|  | Northern_California_Li_Battery_8hr_84_Generic | SCE North of Lugo | 0
|  | Southern_PGAE_Li_Battery_8hr_145_Generic | SCE North of Lugo | 0
|  | Northern_California_Solar_84_Generic | SCE North of Lugo | 0
|  | Southern_PGAE_Solar_145_Generic | SCE North of Lugo | 0
|  | Southern_PGAE_Flow_Battery_54_Generic | SCE North of Lugo | 0
|  | Southern_PGAE_Flow_Battery_136_Generic | SCE North of Lugo | 0
|  | Southern_PGAE_Flow_Battery_152_Generic | SCE North of Lugo | 0
|  | Southern_PGAE_Flow_Battery_173_Generic | SCE North of Lugo | 0
|  | Southern_PGAE_Flow_Battery_175_Generic | SCE North of Lugo | 0
|  | Southern_PGAE_Flow_Battery_177_Generic | SCE North of Lugo | 0
|  | Southern_PGAE_Li_Battery_4hr_54_Generic | SCE North of Lugo | 0
|  | Southern_PGAE_Li_Battery_4hr_136_Generic | SCE North of Lugo | 0
|  | Southern_PGAE_Li_Battery_4hr_152_Generic | SCE North of Lugo | 0
|  | Southern_PGAE_Li_Battery_4hr_173_Generic | SCE North of Lugo | 0
|  | Southern_PGAE_Li_Battery_4hr_175_Generic | SCE North of Lugo | 0
|  | Southern_PGAE_Li_Battery_4hr_177_Generic | SCE North of Lugo | 0
|  | Southern_PGAE_Li_Battery_8hr_54_Generic | SCE North of Lugo | 0
|  | Southern_PGAE_Li_Battery_8hr_136_Generic | SCE North of Lugo | 0
|  | Southern_PGAE_Li_Battery_8hr_152_Generic | SCE North of Lugo | 0
|  | Southern_PGAE_Li_Battery_8hr_173_Generic | SCE North of Lugo | 0
|  | Southern_PGAE_Li_Battery_8hr_175_Generic | SCE North of Lugo | 0
|  | Southern_PGAE_Li_Battery_8hr_177_Generic | SCE North of Lugo | 0
|  | Southern_PGAE_Solar_54_Generic | SCE North of Lugo | 0
|  | Southern_PGAE_Solar_136_Generic | SCE North of Lugo | 0
|  | Southern_PGAE_Solar_152_Generic | SCE North of Lugo | 0
|  | Southern_PGAE_Solar_173_Generic | SCE North of Lugo | 0
|  | Southern_PGAE_Solar_175_Generic | SCE North of Lugo | 0
|  | Southern_PGAE_Solar_177_Generic | SCE North of Lugo | 0
|  | Southern_PGAE_Flow_Battery_160_Generic | SCE North of Lugo | 0
|  | Southern_PGAE_Li_Battery_4hr_160_Generic | SCE North of Lugo | 0
|  | Southern_PGAE_Li_Battery_8hr_160_Generic | SCE North of Lugo | 0
|  | Southern_PGAE_Solar_160_Generic | SCE North of Lugo | 0
|  | Greater_Kramer_Flow_Battery_123_Generic | SCE North of Lugo | 1
|  | Greater_Kramer_Li_Battery_4hr_123_Generic | SCE North of Lugo | 1
|  | Greater_Kramer_Li_Battery_8hr_123_Generic | SCE North of Lugo | 1
|  | Greater_Kramer_Solar_123_Generic | SCE North of Lugo | 1
|  | Southern_PGAE_Flow_Battery_99_Generic | SCE North of Lugo | 0
|  | Southern_PGAE_Li_Battery_4hr_99_Generic | SCE North of Lugo | 0
|  | Southern_PGAE_Li_Battery_8hr_99_Generic | SCE North of Lugo | 0
|  | Southern_PGAE_Solar_99_Generic | SCE North of Lugo | 0
|  | Southern_NV_Eldorado_Flow_Battery_2_Generic | SCE North of Lugo | 0
|  | Southern_NV_Eldorado_Flow_Battery_16_Generic | SCE North of Lugo | 0
|  | Tehachapi_Flow_Battery_28_Generic | SCE North of Lugo | 0
|  | Greater_LA_Flow_Battery_58_Generic | SCE North of Lugo | 0
|  | Southern_NV_Eldorado_Li_Battery_4hr_2_Generic | SCE North of Lugo | 0
|  | Southern_NV_Eldorado_Li_Battery_4hr_16_Generic | SCE North of Lugo | 0
|  | Tehachapi_Li_Battery_4hr_28_Generic | SCE North of Lugo | 0
|  | Greater_LA_Li_Battery_4hr_58_Generic | SCE North of Lugo | 0
|  | Southern_NV_Eldorado_Li_Battery_8hr_2_Generic | SCE North of Lugo | 0
|  | Southern_NV_Eldorado_Li_Battery_8hr_16_Generic | SCE North of Lugo | 0
|  | Tehachapi_Li_Battery_8hr_28_Generic | SCE North of Lugo | 0
|  | Greater_LA_Li_Battery_8hr_58_Generic | SCE North of Lugo | 0
|  | Greater_LA_Solar_58_Generic | SCE North of Lugo | 0
|  | Southern_NV_Eldorado_Solar_2_Generic | SCE North of Lugo | 0
|  | Southern_NV_Eldorado_Solar_16_Generic | SCE North of Lugo | 0
|  | Southern_NV_Eldorado_Wind_2_Generic | SCE North of Lugo | 0
|  | Southern_NV_Eldorado_Wind_16_Generic | SCE North of Lugo | 0
|  | Tehachapi_Solar_28_Generic | SCE North of Lugo | 0
|  | Greater_Kramer_Flow_Battery_86_Generic | SCE North of Lugo | 1
|  | Greater_Kramer_Li_Battery_4hr_86_Generic | SCE North of Lugo | 1
|  | Greater_Kramer_Li_Battery_8hr_86_Generic | SCE North of Lugo | 1
|  | Greater_Kramer_Solar_86_Generic | SCE North of Lugo | 1
|  | Southern_PGAE_Flow_Battery_147_Generic | SCE North of Lugo | 0
|  | Southern_PGAE_Li_Battery_4hr_147_Generic | SCE North of Lugo | 0
|  | Southern_PGAE_Li_Battery_8hr_147_Generic | SCE North of Lugo | 0
|  | Southern_PGAE_Solar_147_Generic | SCE North of Lugo | 0
|  | Southern_PGAE_Flow_Battery_37_Generic | SCE North of Lugo | 0
|  | Southern_PGAE_Flow_Battery_47_Generic | SCE North of Lugo | 0
|  | Northern_California_Flow_Battery_130_Generic | SCE North of Lugo | 0
|  | Southern_PGAE_Li_Battery_4hr_37_Generic | SCE North of Lugo | 0
|  | Southern_PGAE_Li_Battery_4hr_47_Generic | SCE North of Lugo | 0
|  | Northern_California_Li_Battery_4hr_130_Generic | SCE North of Lugo | 0
|  | Southern_PGAE_Li_Battery_8hr_37_Generic | SCE North of Lugo | 0
|  | Southern_PGAE_Li_Battery_8hr_47_Generic | SCE North of Lugo | 0
|  | Northern_California_Li_Battery_8hr_130_Generic | SCE North of Lugo | 0
|  | Central_Valley_North_Los_Banos_Biomass_47_Generic | SCE North of Lugo | 0
|  | Northern_California_Solar_130_Generic | SCE North of Lugo | 0
|  | Southern_PGAE_Solar_37_Generic | SCE North of Lugo | 0
|  | Southern_PGAE_Solar_47_Generic | SCE North of Lugo | 0
|  | Southern_PGAE_Adiabatic_CAES_12_Generic | SCE North of Lugo | 0
|  | Southern_PGAE_Flow_Battery_12_Generic | SCE North of Lugo | 0
|  | Southern_PGAE_Flow_Battery_17_Generic | SCE North of Lugo | 0
|  | Southern_PGAE_Li_Battery_4hr_12_Generic | SCE North of Lugo | 0
|  | Southern_PGAE_Li_Battery_4hr_17_Generic | SCE North of Lugo | 0
|  | Southern_PGAE_Li_Battery_8hr_12_Generic | SCE North of Lugo | 0
|  | Southern_PGAE_Li_Battery_8hr_17_Generic | SCE North of Lugo | 0
|  | Central_Valley_North_Los_Banos_Wind_17_Generic | SCE North of Lugo | 0
|  | Southern_PGAE_Solar_12_Generic | SCE North of Lugo | 0
|  | Southern_PGAE_Solar_17_Generic | SCE North of Lugo | 0
|  | Northern_California_Flow_Battery_96_Generic | SCE North of Lugo | 0
|  | Northern_California_Flow_Battery_113_Generic | SCE North of Lugo | 0
|  | Northern_California_Flow_Battery_116_Generic | SCE North of Lugo | 0
|  | Northern_California_Li_Battery_4hr_96_Generic | SCE North of Lugo | 0
|  | Northern_California_Li_Battery_4hr_113_Generic | SCE North of Lugo | 0
|  | Northern_California_Li_Battery_4hr_116_Generic | SCE North of Lugo | 0
|  | Northern_California_Li_Battery_8hr_96_Generic | SCE North of Lugo | 0
|  | Northern_California_Li_Battery_8hr_113_Generic | SCE North of Lugo | 0
|  | Northern_California_Li_Battery_8hr_116_Generic | SCE North of Lugo | 0
|  | Northern_California_Solar_96_Generic | SCE North of Lugo | 0
|  | Northern_California_Solar_113_Generic | SCE North of Lugo | 0
|  | Northern_California_Solar_116_Generic | SCE North of Lugo | 0
|  | Southern_PGAE_Flow_Battery_43_Generic | SCE North of Lugo | 0
|  | Southern_PGAE_Li_Battery_4hr_43_Generic | SCE North of Lugo | 0
|  | Southern_PGAE_Li_Battery_8hr_43_Generic | SCE North of Lugo | 0
|  | Southern_PGAE_Solar_43_Generic | SCE North of Lugo | 0
|  | Northern_California_Flow_Battery_41_Generic | SCE North of Lugo | 0
|  | Northern_California_Flow_Battery_57_Generic | SCE North of Lugo | 0
|  | Northern_California_Flow_Battery_73_Generic | SCE North of Lugo | 0
|  | Northern_California_Flow_Battery_82_Generic | SCE North of Lugo | 0
|  | Northern_California_Li_Battery_4hr_41_Generic | SCE North of Lugo | 0
|  | Northern_California_Li_Battery_4hr_57_Generic | SCE North of Lugo | 0
|  | Northern_California_Li_Battery_4hr_73_Generic | SCE North of Lugo | 0
|  | Northern_California_Li_Battery_4hr_82_Generic | SCE North of Lugo | 0
|  | Northern_California_Li_Battery_8hr_41_Generic | SCE North of Lugo | 0
|  | Northern_California_Li_Battery_8hr_57_Generic | SCE North of Lugo | 0
|  | Northern_California_Li_Battery_8hr_73_Generic | SCE North of Lugo | 0
|  | Northern_California_Li_Battery_8hr_82_Generic | SCE North of Lugo | 0
|  | Northern_California_Solar_41_Generic | SCE North of Lugo | 0
|  | Northern_California_Solar_57_Generic | SCE North of Lugo | 0
|  | Northern_California_Solar_73_Generic | SCE North of Lugo | 0
|  | Northern_California_Solar_82_Generic | SCE North of Lugo | 0
|  | Southern_PGAE_Flow_Battery_95_Generic | SCE North of Lugo | 0
|  | Southern_PGAE_Li_Battery_4hr_95_Generic | SCE North of Lugo | 0
|  | Southern_PGAE_Li_Battery_8hr_95_Generic | SCE North of Lugo | 0
|  | Southern_PGAE_Solar_95_Generic | SCE North of Lugo | 0
|  | Greater_LA_Flow_Battery_18_Generic | SCE North of Lugo | 0
|  | Greater_LA_Li_Battery_4hr_18_Generic | SCE North of Lugo | 0
|  | Greater_LA_Li_Battery_8hr_18_Generic | SCE North of Lugo | 0
|  | Greater_LA_Solar_18_Generic | SCE North of Lugo | 0
|  | Tehachapi_Wind_18_Generic | SCE North of Lugo | 0
|  | Riverside_Flow_Battery_59_Generic | SCE North of Lugo | 0
|  | Riverside_Li_Battery_4hr_59_Generic | SCE North of Lugo | 0
|  | Riverside_Li_Battery_8hr_59_Generic | SCE North of Lugo | 0
|  | Riverside_East_Pumped_Storage_59_Generic | SCE North of Lugo | 0
|  | Riverside_Solar_59_Generic | SCE North of Lugo | 0
|  | Northern_California_Flow_Battery_35_Generic | SCE North of Lugo | 0
|  | Northern_California_Li_Battery_4hr_35_Generic | SCE North of Lugo | 0
|  | Northern_California_Li_Battery_8hr_35_Generic | SCE North of Lugo | 0
|  | Northern_California_Geothermal_35_Generic | SCE North of Lugo | 0
|  | Northern_California_Solar_35_Generic | SCE North of Lugo | 0
|  | Northern_California_Wind_35_Generic | SCE North of Lugo | 0
|  | Greater_LA_Flow_Battery_4_Generic | SCE North of Lugo | 0
|  | Greater_LA_Li_Battery_4hr_4_Generic | SCE North of Lugo | 0
|  | Greater_LA_Li_Battery_8hr_4_Generic | SCE North of Lugo | 0
|  | Greater_LA_Solar_4_Generic | SCE North of Lugo | 0
|  | Northern_California_Flow_Battery_68_Generic | SCE North of Lugo | 0
|  | Northern_California_Flow_Battery_76_Generic | SCE North of Lugo | 0
|  | Northern_California_Li_Battery_4hr_68_Generic | SCE North of Lugo | 0
|  | Northern_California_Li_Battery_4hr_76_Generic | SCE North of Lugo | 0
|  | Northern_California_Li_Battery_8hr_68_Generic | SCE North of Lugo | 0
|  | Northern_California_Li_Battery_8hr_76_Generic | SCE North of Lugo | 0
|  | Northern_California_Solar_68_Generic | SCE North of Lugo | 0
|  | Northern_California_Solar_76_Generic | SCE North of Lugo | 0
|  | Northern_California_Wind_76_Generic | SCE North of Lugo | 0
|  | Northern_California_Flow_Battery_5_Generic | SCE North of Lugo | 0
|  | Northern_California_Li_Battery_4hr_5_Generic | SCE North of Lugo | 0
|  | Northern_California_Li_Battery_8hr_5_Generic | SCE North of Lugo | 0
|  | Northern_California_Pumped_Storage_5_Generic | SCE North of Lugo | 0
|  | Northern_California_Biomass_5_Generic | SCE North of Lugo | 0
|  | Northern_California_Geothermal_5_Generic | SCE North of Lugo | 0
|  | Northern_California_Solar_5_Generic | SCE North of Lugo | 0
|  | Northern_California_Wind_5_Generic | SCE North of Lugo | 0
|  | Pacific_Northwest_Geothermal_5_Generic | SCE North of Lugo | 0
|  | Northern_California_Flow_Battery_180_Generic | SCE North of Lugo | 0
|  | Northern_California_Li_Battery_4hr_180_Generic | SCE North of Lugo | 0
|  | Northern_California_Li_Battery_8hr_180_Generic | SCE North of Lugo | 0
|  | Northern_California_Solar_180_Generic | SCE North of Lugo | 0
|  | Tehachapi_Flow_Battery_66_Generic | SCE Northern | 1
|  | Tehachapi_Li_Battery_4hr_66_Generic | SCE Northern | 1
|  | Tehachapi_Li_Battery_8hr_66_Generic | SCE Northern | 1
|  | Tehachapi_Solar_66_Generic | SCE Northern | 1
|  | Tehachapi_Flow_Battery_78_Generic | SCE Northern | 1
|  | Tehachapi_Li_Battery_4hr_78_Generic | SCE Northern | 1
|  | Tehachapi_Li_Battery_8hr_78_Generic | SCE Northern | 1
|  | Tehachapi_Solar_78_Generic | SCE Northern | 1
|  | Tehachapi_Adiabatic_CAES_13_Generic | SCE Northern | 1
|  | Tehachapi_Flow_Battery_13_Generic | SCE Northern | 1
|  | Tehachapi_Flow_Battery_32_Generic | SCE Northern | 1
|  | Tehachapi_Flow_Battery_101_Generic | SCE Northern | 1
|  | Tehachapi_Li_Battery_4hr_13_Generic | SCE Northern | 1
|  | Tehachapi_Li_Battery_4hr_32_Generic | SCE Northern | 1
|  | Tehachapi_Li_Battery_4hr_101_Generic | SCE Northern | 1
|  | Tehachapi_Li_Battery_8hr_13_Generic | SCE Northern | 1
|  | Tehachapi_Li_Battery_8hr_32_Generic | SCE Northern | 1
|  | Tehachapi_Li_Battery_8hr_101_Generic | SCE Northern | 1
|  | Tehachapi_Pumped_Storage_32_Generic | SCE Northern | 1
|  | Tehachapi_Solar_13_Generic | SCE Northern | 1
|  | Tehachapi_Solar_32_Generic | SCE Northern | 1
|  | Tehachapi_Solar_101_Generic | SCE Northern | 1
|  | Tehachapi_Wind_13_Generic | SCE Northern | 1
|  | Tehachapi_Wind_32_Generic | SCE Northern | 1
|  | Northern_California_Flow_Battery_25_Generic | SCE Northern | 0
|  | Northern_California_Flow_Battery_31_Generic | SCE Northern | 0
|  | Northern_California_Flow_Battery_80_Generic | SCE Northern | 0
|  | Northern_California_Flow_Battery_85_Generic | SCE Northern | 0
|  | Northern_California_Flow_Battery_92_Generic | SCE Northern | 0
|  | Southern_PGAE_Flow_Battery_111_Generic | SCE Northern | 0
|  | Northern_California_Flow_Battery_114_Generic | SCE Northern | 0
|  | Northern_California_Flow_Battery_122_Generic | SCE Northern | 0
|  | Northern_California_Flow_Battery_135_Generic | SCE Northern | 0
|  | Northern_California_Flow_Battery_138_Generic | SCE Northern | 0
|  | Southern_PGAE_Flow_Battery_139_Generic | SCE Northern | 0
|  | Southern_PGAE_Flow_Battery_140_Generic | SCE Northern | 0
|  | Northern_California_Flow_Battery_141_Generic | SCE Northern | 0
|  | Northern_California_Flow_Battery_144_Generic | SCE Northern | 0
|  | Southern_PGAE_Flow_Battery_151_Generic | SCE Northern | 0
|  | Southern_PGAE_Flow_Battery_154_Generic | SCE Northern | 0
|  | Northern_California_Flow_Battery_157_Generic | SCE Northern | 0
|  | Northern_California_Flow_Battery_159_Generic | SCE Northern | 0
|  | Southern_PGAE_Flow_Battery_161_Generic | SCE Northern | 0
|  | Southern_PGAE_Flow_Battery_162_Generic | SCE Northern | 0
|  | Southern_PGAE_Flow_Battery_163_Generic | SCE Northern | 0
|  | Southern_PGAE_Flow_Battery_164_Generic | SCE Northern | 0
|  | Southern_PGAE_Flow_Battery_165_Generic | SCE Northern | 0
|  | Northern_California_Flow_Battery_166_Generic | SCE Northern | 0
|  | Southern_PGAE_Flow_Battery_168_Generic | SCE Northern | 0
|  | Southern_PGAE_Flow_Battery_169_Generic | SCE Northern | 0
|  | Southern_PGAE_Flow_Battery_170_Generic | SCE Northern | 0
|  | Northern_California_Flow_Battery_172_Generic | SCE Northern | 0
|  | Southern_PGAE_Flow_Battery_174_Generic | SCE Northern | 0
|  | Southern_PGAE_Flow_Battery_176_Generic | SCE Northern | 0
|  | Northern_California_Flow_Battery_179_Generic | SCE Northern | 0
|  | Northern_California_Li_Battery_4hr_25_Generic | SCE Northern | 0
|  | Northern_California_Li_Battery_4hr_31_Generic | SCE Northern | 0
|  | Northern_California_Li_Battery_4hr_80_Generic | SCE Northern | 0
|  | Northern_California_Li_Battery_4hr_85_Generic | SCE Northern | 0
|  | Northern_California_Li_Battery_4hr_92_Generic | SCE Northern | 0
|  | Southern_PGAE_Li_Battery_4hr_111_Generic | SCE Northern | 0
|  | Northern_California_Li_Battery_4hr_114_Generic | SCE Northern | 0
|  | Northern_California_Li_Battery_4hr_122_Generic | SCE Northern | 0
|  | Northern_California_Li_Battery_4hr_135_Generic | SCE Northern | 0
|  | Northern_California_Li_Battery_4hr_138_Generic | SCE Northern | 0
|  | Southern_PGAE_Li_Battery_4hr_139_Generic | SCE Northern | 0
|  | Southern_PGAE_Li_Battery_4hr_140_Generic | SCE Northern | 0
|  | Northern_California_Li_Battery_4hr_141_Generic | SCE Northern | 0
|  | Northern_California_Li_Battery_4hr_144_Generic | SCE Northern | 0
|  | Southern_PGAE_Li_Battery_4hr_151_Generic | SCE Northern | 0
|  | Southern_PGAE_Li_Battery_4hr_154_Generic | SCE Northern | 0
|  | Northern_California_Li_Battery_4hr_157_Generic | SCE Northern | 0
|  | Northern_California_Li_Battery_4hr_159_Generic | SCE Northern | 0
|  | Southern_PGAE_Li_Battery_4hr_161_Generic | SCE Northern | 0
|  | Southern_PGAE_Li_Battery_4hr_162_Generic | SCE Northern | 0
|  | Southern_PGAE_Li_Battery_4hr_163_Generic | SCE Northern | 0
|  | Southern_PGAE_Li_Battery_4hr_164_Generic | SCE Northern | 0
|  | Southern_PGAE_Li_Battery_4hr_165_Generic | SCE Northern | 0
|  | Northern_California_Li_Battery_4hr_166_Generic | SCE Northern | 0
|  | Southern_PGAE_Li_Battery_4hr_168_Generic | SCE Northern | 0
|  | Southern_PGAE_Li_Battery_4hr_169_Generic | SCE Northern | 0
|  | Southern_PGAE_Li_Battery_4hr_170_Generic | SCE Northern | 0
|  | Northern_California_Li_Battery_4hr_172_Generic | SCE Northern | 0
|  | Southern_PGAE_Li_Battery_4hr_174_Generic | SCE Northern | 0
|  | Southern_PGAE_Li_Battery_4hr_176_Generic | SCE Northern | 0
|  | Northern_California_Li_Battery_4hr_179_Generic | SCE Northern | 0
|  | Northern_California_Li_Battery_8hr_25_Generic | SCE Northern | 0
|  | Northern_California_Li_Battery_8hr_31_Generic | SCE Northern | 0
|  | Northern_California_Li_Battery_8hr_80_Generic | SCE Northern | 0
|  | Northern_California_Li_Battery_8hr_85_Generic | SCE Northern | 0
|  | Northern_California_Li_Battery_8hr_92_Generic | SCE Northern | 0
|  | Southern_PGAE_Li_Battery_8hr_111_Generic | SCE Northern | 0
|  | Northern_California_Li_Battery_8hr_114_Generic | SCE Northern | 0
|  | Northern_California_Li_Battery_8hr_122_Generic | SCE Northern | 0
|  | Northern_California_Li_Battery_8hr_135_Generic | SCE Northern | 0
|  | Northern_California_Li_Battery_8hr_138_Generic | SCE Northern | 0
|  | Southern_PGAE_Li_Battery_8hr_139_Generic | SCE Northern | 0
|  | Southern_PGAE_Li_Battery_8hr_140_Generic | SCE Northern | 0
|  | Northern_California_Li_Battery_8hr_141_Generic | SCE Northern | 0
|  | Northern_California_Li_Battery_8hr_144_Generic | SCE Northern | 0
|  | Southern_PGAE_Li_Battery_8hr_151_Generic | SCE Northern | 0
|  | Southern_PGAE_Li_Battery_8hr_154_Generic | SCE Northern | 0
|  | Northern_California_Li_Battery_8hr_157_Generic | SCE Northern | 0
|  | Northern_California_Li_Battery_8hr_159_Generic | SCE Northern | 0
|  | Southern_PGAE_Li_Battery_8hr_161_Generic | SCE Northern | 0
|  | Southern_PGAE_Li_Battery_8hr_162_Generic | SCE Northern | 0
|  | Southern_PGAE_Li_Battery_8hr_163_Generic | SCE Northern | 0
|  | Southern_PGAE_Li_Battery_8hr_164_Generic | SCE Northern | 0
|  | Southern_PGAE_Li_Battery_8hr_165_Generic | SCE Northern | 0
|  | Northern_California_Li_Battery_8hr_166_Generic | SCE Northern | 0
|  | Southern_PGAE_Li_Battery_8hr_168_Generic | SCE Northern | 0
|  | Southern_PGAE_Li_Battery_8hr_169_Generic | SCE Northern | 0
|  | Southern_PGAE_Li_Battery_8hr_170_Generic | SCE Northern | 0
|  | Northern_California_Li_Battery_8hr_172_Generic | SCE Northern | 0
|  | Southern_PGAE_Li_Battery_8hr_174_Generic | SCE Northern | 0
|  | Southern_PGAE_Li_Battery_8hr_176_Generic | SCE Northern | 0
|  | Northern_California_Li_Battery_8hr_179_Generic | SCE Northern | 0
|  | Central_Valley_North_Los_Banos_Wind_154_Generic | SCE Northern | 0
|  | Central_Valley_North_Los_Banos_Wind_162_Generic | SCE Northern | 0
|  | Northern_California_Solar_25_Generic | SCE Northern | 0
|  | Northern_California_Solar_31_Generic | SCE Northern | 0
|  | Northern_California_Solar_80_Generic | SCE Northern | 0
|  | Northern_California_Solar_85_Generic | SCE Northern | 0
|  | Northern_California_Solar_92_Generic | SCE Northern | 0
|  | Northern_California_Solar_114_Generic | SCE Northern | 0
|  | Northern_California_Solar_122_Generic | SCE Northern | 0
|  | Northern_California_Solar_135_Generic | SCE Northern | 0
|  | Northern_California_Solar_138_Generic | SCE Northern | 0
|  | Northern_California_Solar_141_Generic | SCE Northern | 0
|  | Northern_California_Solar_144_Generic | SCE Northern | 0
|  | Northern_California_Solar_157_Generic | SCE Northern | 0
|  | Northern_California_Solar_159_Generic | SCE Northern | 0
|  | Northern_California_Solar_166_Generic | SCE Northern | 0
|  | Northern_California_Solar_172_Generic | SCE Northern | 0
|  | Northern_California_Solar_179_Generic | SCE Northern | 0
|  | Northern_California_Wind_159_Generic | SCE Northern | 0
|  | Solano_Wind_85_Generic | SCE Northern | 0
|  | Solano_Wind_122_Generic | SCE Northern | 0
|  | Southern_PGAE_Solar_111_Generic | SCE Northern | 0
|  | Southern_PGAE_Solar_139_Generic | SCE Northern | 0
|  | Southern_PGAE_Solar_140_Generic | SCE Northern | 0
|  | Southern_PGAE_Solar_151_Generic | SCE Northern | 0
|  | Southern_PGAE_Solar_154_Generic | SCE Northern | 0
|  | Southern_PGAE_Solar_161_Generic | SCE Northern | 0
|  | Southern_PGAE_Solar_162_Generic | SCE Northern | 0
|  | Southern_PGAE_Solar_163_Generic | SCE Northern | 0
|  | Southern_PGAE_Solar_164_Generic | SCE Northern | 0
|  | Southern_PGAE_Solar_165_Generic | SCE Northern | 0
|  | Southern_PGAE_Solar_168_Generic | SCE Northern | 0
|  | Southern_PGAE_Solar_169_Generic | SCE Northern | 0
|  | Southern_PGAE_Solar_170_Generic | SCE Northern | 0
|  | Southern_PGAE_Solar_174_Generic | SCE Northern | 0
|  | Southern_PGAE_Solar_176_Generic | SCE Northern | 0
|  | Northern_California_Flow_Battery_100_Generic | SCE Northern | 0
|  | Tehachapi_Flow_Battery_125_Generic | SCE Northern | 0
|  | Northern_California_Flow_Battery_178_Generic | SCE Northern | 0
|  | Northern_California_Li_Battery_4hr_100_Generic | SCE Northern | 0
|  | Tehachapi_Li_Battery_4hr_125_Generic | SCE Northern | 0
|  | Northern_California_Li_Battery_4hr_178_Generic | SCE Northern | 0
|  | Northern_California_Li_Battery_8hr_100_Generic | SCE Northern | 0
|  | Tehachapi_Li_Battery_8hr_125_Generic | SCE Northern | 0
|  | Northern_California_Li_Battery_8hr_178_Generic | SCE Northern | 0
|  | Central_Valley_North_Los_Banos_Wind_125_Generic | SCE Northern | 0
|  | Northern_California_Geothermal_100_Generic | SCE Northern | 0
|  | Northern_California_Solar_100_Generic | SCE Northern | 0
|  | Northern_California_Solar_178_Generic | SCE Northern | 0
|  | Tehachapi_Solar_125_Generic | SCE Northern | 0
|  | Northern_California_Flow_Battery_26_Generic | SCE Northern | 0
|  | Northern_California_Flow_Battery_51_Generic | SCE Northern | 0
|  | Northern_California_Flow_Battery_83_Generic | SCE Northern | 0
|  | Northern_California_Flow_Battery_94_Generic | SCE Northern | 0
|  | Northern_California_Flow_Battery_126_Generic | SCE Northern | 0
|  | Northern_California_Flow_Battery_127_Generic | SCE Northern | 0
|  | Northern_California_Flow_Battery_150_Generic | SCE Northern | 0
|  | Northern_California_Flow_Battery_155_Generic | SCE Northern | 0
|  | Northern_California_Flow_Battery_158_Generic | SCE Northern | 0
|  | Northern_California_Li_Battery_4hr_26_Generic | SCE Northern | 0
|  | Northern_California_Li_Battery_4hr_51_Generic | SCE Northern | 0
|  | Northern_California_Li_Battery_4hr_83_Generic | SCE Northern | 0
|  | Northern_California_Li_Battery_4hr_94_Generic | SCE Northern | 0
|  | Northern_California_Li_Battery_4hr_126_Generic | SCE Northern | 0
|  | Northern_California_Li_Battery_4hr_127_Generic | SCE Northern | 0
|  | Northern_California_Li_Battery_4hr_150_Generic | SCE Northern | 0
|  | Northern_California_Li_Battery_4hr_155_Generic | SCE Northern | 0
|  | Northern_California_Li_Battery_4hr_158_Generic | SCE Northern | 0
|  | Northern_California_Li_Battery_8hr_26_Generic | SCE Northern | 0
|  | Northern_California_Li_Battery_8hr_51_Generic | SCE Northern | 0
|  | Northern_California_Li_Battery_8hr_83_Generic | SCE Northern | 0
|  | Northern_California_Li_Battery_8hr_94_Generic | SCE Northern | 0
|  | Northern_California_Li_Battery_8hr_126_Generic | SCE Northern | 0
|  | Northern_California_Li_Battery_8hr_127_Generic | SCE Northern | 0
|  | Northern_California_Li_Battery_8hr_150_Generic | SCE Northern | 0
|  | Northern_California_Li_Battery_8hr_155_Generic | SCE Northern | 0
|  | Northern_California_Li_Battery_8hr_158_Generic | SCE Northern | 0
|  | Northern_California_Solar_26_Generic | SCE Northern | 0
|  | Northern_California_Solar_51_Generic | SCE Northern | 0
|  | Northern_California_Solar_83_Generic | SCE Northern | 0
|  | Northern_California_Solar_94_Generic | SCE Northern | 0
|  | Northern_California_Solar_126_Generic | SCE Northern | 0
|  | Northern_California_Solar_127_Generic | SCE Northern | 0
|  | Northern_California_Solar_150_Generic | SCE Northern | 0
|  | Northern_California_Solar_155_Generic | SCE Northern | 0
|  | Northern_California_Solar_158_Generic | SCE Northern | 0
|  | Northern_California_Wind_26_Generic | SCE Northern | 0
|  | Northern_California_Wind_83_Generic | SCE Northern | 0
|  | Solano_Wind_94_Generic | SCE Northern | 0
|  | Solano_Wind_126_Generic | SCE Northern | 0
|  | Southern_PGAE_Flow_Battery_93_Generic | SCE Northern | 0
|  | Southern_PGAE_Flow_Battery_117_Generic | SCE Northern | 0
|  | Southern_PGAE_Li_Battery_4hr_93_Generic | SCE Northern | 0
|  | Southern_PGAE_Li_Battery_4hr_117_Generic | SCE Northern | 0
|  | Southern_PGAE_Li_Battery_8hr_93_Generic | SCE Northern | 0
|  | Southern_PGAE_Li_Battery_8hr_117_Generic | SCE Northern | 0
|  | Southern_PGAE_Solar_93_Generic | SCE Northern | 0
|  | Southern_PGAE_Solar_117_Generic | SCE Northern | 0
|  | Greater_Kramer_Flow_Battery_103_Generic | SCE Northern | 0
|  | Greater_Kramer_Li_Battery_4hr_103_Generic | SCE Northern | 0
|  | Greater_Kramer_Li_Battery_8hr_103_Generic | SCE Northern | 0
|  | Greater_Kramer_Solar_103_Generic | SCE Northern | 0
|  | 0 | SCE Northern | 0
|  | Riverside_Flow_Battery_129_Generic | SCE Northern | 0
|  | Riverside_Li_Battery_4hr_129_Generic | SCE Northern | 0
|  | Riverside_Li_Battery_8hr_129_Generic | SCE Northern | 0
|  | Riverside_Solar_129_Generic | SCE Northern | 0
|  | Northern_California_Flow_Battery_38_Generic | SCE Northern | 0
|  | Northern_California_Li_Battery_4hr_38_Generic | SCE Northern | 0
|  | Northern_California_Li_Battery_8hr_38_Generic | SCE Northern | 0
|  | Northern_California_Solar_38_Generic | SCE Northern | 0
|  | San_Diego_Pumped_Storage_119_Generic | SCE Northern | 0
|  | Southern_PGAE_Flow_Battery_39_Generic | SCE Northern | 0
|  | Southern_PGAE_Flow_Battery_109_Generic | SCE Northern | 0
|  | Southern_PGAE_Li_Battery_4hr_39_Generic | SCE Northern | 0
|  | Southern_PGAE_Li_Battery_4hr_109_Generic | SCE Northern | 0
|  | Southern_PGAE_Li_Battery_8hr_39_Generic | SCE Northern | 0
|  | Southern_PGAE_Li_Battery_8hr_109_Generic | SCE Northern | 0
|  | Southern_PGAE_Solar_39_Generic | SCE Northern | 0
|  | Southern_PGAE_Solar_109_Generic | SCE Northern | 0
|  | Riverside_Flow_Battery_60_Generic | SCE Northern | 0
|  | Riverside_Li_Battery_4hr_60_Generic | SCE Northern | 0
|  | Riverside_Li_Battery_8hr_60_Generic | SCE Northern | 0
|  | Riverside_Solar_60_Generic | SCE Northern | 0
|  | Arizona_Solar_55_Generic | SCE Northern | 0
|  | Arizona_Solar_62_Generic | SCE Northern | 0
|  | Arizona_Solar_77_Generic | SCE Northern | 0
|  | Arizona_Solar_90_Generic | SCE Northern | 0
|  | Baja_California_Wind_133_Generic | SCE Northern | 0
|  | Southern_NV_Eldorado_Flow_Battery_19_Generic | SCE Northern | 0
|  | Southern_NV_Eldorado_Flow_Battery_40_Generic | SCE Northern | 0
|  | Arizona_Flow_Battery_55_Generic | SCE Northern | 0
|  | Arizona_Flow_Battery_62_Generic | SCE Northern | 0
|  | Arizona_Flow_Battery_77_Generic | SCE Northern | 0
|  | Arizona_Flow_Battery_90_Generic | SCE Northern | 0
|  | Greater_Imperial_Flow_Battery_107_Generic | SCE Northern | 0
|  | Greater_Imperial_Flow_Battery_133_Generic | SCE Northern | 0
|  | Southern_NV_Eldorado_Li_Battery_4hr_19_Generic | SCE Northern | 0
|  | Southern_NV_Eldorado_Li_Battery_4hr_40_Generic | SCE Northern | 0
|  | Arizona_Li_Battery_4hr_55_Generic | SCE Northern | 0
|  | Arizona_Li_Battery_4hr_62_Generic | SCE Northern | 0
|  | Arizona_Li_Battery_4hr_77_Generic | SCE Northern | 0
|  | Arizona_Li_Battery_4hr_90_Generic | SCE Northern | 0
|  | Greater_Imperial_Li_Battery_4hr_107_Generic | SCE Northern | 0
|  | Greater_Imperial_Li_Battery_4hr_133_Generic | SCE Northern | 0
|  | Southern_NV_Eldorado_Li_Battery_8hr_19_Generic | SCE Northern | 0
|  | Southern_NV_Eldorado_Li_Battery_8hr_40_Generic | SCE Northern | 0
|  | Arizona_Li_Battery_8hr_55_Generic | SCE Northern | 0
|  | Arizona_Li_Battery_8hr_62_Generic | SCE Northern | 0
|  | Arizona_Li_Battery_8hr_77_Generic | SCE Northern | 0
|  | Arizona_Li_Battery_8hr_90_Generic | SCE Northern | 0
|  | Greater_Imperial_Li_Battery_8hr_107_Generic | SCE Northern | 0
|  | Greater_Imperial_Li_Battery_8hr_133_Generic | SCE Northern | 0
|  | Greater_Imperial_Solar_107_Generic | SCE Northern | 0
|  | Greater_Imperial_Solar_133_Generic | SCE Northern | 0
|  | Idaho_Wind_19_Generic | SCE Northern | 0
|  | New_Mexico_Wind_55_Generic | SCE Northern | 0
|  | Northern_Nevada_Geothermal_19_Generic | SCE Northern | 0
|  | Southern_NV_Eldorado_Solar_19_Generic | SCE Northern | 0
|  | Southern_NV_Eldorado_Solar_40_Generic | SCE Northern | 0
|  | Utah_Geothermal_19_Generic | SCE Northern | 0
|  | Utah_Wind_19_Generic | SCE Northern | 0
|  | Wyoming_Wind_19_Generic | SCE Northern | 0
|  | Northern_California_Flow_Battery_112_Generic | SCE Northern | 0
|  | Northern_California_Li_Battery_4hr_112_Generic | SCE Northern | 0
|  | Northern_California_Li_Battery_8hr_112_Generic | SCE Northern | 0
|  | Northern_California_Solar_112_Generic | SCE Northern | 0
|  | Greater_Kramer_Flow_Battery_156_Generic | SCE Northern | 0
|  | Greater_Kramer_Li_Battery_4hr_156_Generic | SCE Northern | 0
|  | Greater_Kramer_Li_Battery_8hr_156_Generic | SCE Northern | 0
|  | Greater_Kramer_Solar_156_Generic | SCE Northern | 0
|  | Inyokern_North_Kramer_Geothermal_156_Generic | SCE Northern | 0
|  | Northern_California_Flow_Battery_70_Generic | SCE Northern | 0
|  | Northern_California_Flow_Battery_132_Generic | SCE Northern | 0
|  | Northern_California_Li_Battery_4hr_70_Generic | SCE Northern | 0
|  | Northern_California_Li_Battery_4hr_132_Generic | SCE Northern | 0
|  | Northern_California_Li_Battery_8hr_70_Generic | SCE Northern | 0
|  | Northern_California_Li_Battery_8hr_132_Generic | SCE Northern | 0
|  | Northern_California_Geothermal_70_Generic | SCE Northern | 0
|  | Northern_California_Solar_70_Generic | SCE Northern | 0
|  | Northern_California_Solar_132_Generic | SCE Northern | 0
|  | Greater_LA_Flow_Battery_30_Generic | SCE Northern | 0
|  | Greater_LA_Li_Battery_4hr_30_Generic | SCE Northern | 0
|  | Greater_LA_Li_Battery_8hr_30_Generic | SCE Northern | 0
|  | Greater_LA_Solar_30_Generic | SCE Northern | 0
|  | 0 | SCE Northern | 0
|  | Greater_Imperial_Flow_Battery_63_Generic | SCE Northern | 0
|  | Greater_Imperial_Li_Battery_4hr_63_Generic | SCE Northern | 0
|  | Greater_Imperial_Li_Battery_8hr_63_Generic | SCE Northern | 0
|  | Greater_Imperial_Geothermal_63_Generic | SCE Northern | 0
|  | Greater_Imperial_Solar_63_Generic | SCE Northern | 0
|  | Southern_PGAE_Flow_Battery_72_Generic | SCE Northern | 0
|  | Southern_PGAE_Flow_Battery_124_Generic | SCE Northern | 0
|  | Southern_PGAE_Li_Battery_4hr_72_Generic | SCE Northern | 0
|  | Southern_PGAE_Li_Battery_4hr_124_Generic | SCE Northern | 0
|  | Southern_PGAE_Li_Battery_8hr_72_Generic | SCE Northern | 0
|  | Southern_PGAE_Li_Battery_8hr_124_Generic | SCE Northern | 0
|  | Southern_PGAE_Solar_72_Generic | SCE Northern | 0
|  | Southern_PGAE_Solar_124_Generic | SCE Northern | 0
|  | Northern_California_Flow_Battery_44_Generic | SCE Northern | 0
|  | Northern_California_Flow_Battery_121_Generic | SCE Northern | 0
|  | Northern_California_Li_Battery_4hr_44_Generic | SCE Northern | 0
|  | Northern_California_Li_Battery_4hr_121_Generic | SCE Northern | 0
|  | Northern_California_Li_Battery_8hr_44_Generic | SCE Northern | 0
|  | Northern_California_Li_Battery_8hr_121_Generic | SCE Northern | 0
|  | Northern_California_Solar_44_Generic | SCE Northern | 0
|  | Northern_California_Solar_121_Generic | SCE Northern | 0
|  | Arizona_Solar_48_Generic | SCE Northern | 0
|  | Arizona_Flow_Battery_48_Generic | SCE Northern | 0
|  | Arizona_Li_Battery_4hr_48_Generic | SCE Northern | 0
|  | Arizona_Li_Battery_8hr_48_Generic | SCE Northern | 0
|  | Northern_California_Flow_Battery_29_Generic | SCE Northern | 0
|  | Northern_California_Li_Battery_4hr_29_Generic | SCE Northern | 0
|  | Northern_California_Li_Battery_8hr_29_Generic | SCE Northern | 0
|  | Northern_California_Solar_29_Generic | SCE Northern | 0
|  | Northern_California_Flow_Battery_149_Generic | SCE Northern | 0
|  | Northern_California_Li_Battery_4hr_149_Generic | SCE Northern | 0
|  | Northern_California_Li_Battery_8hr_149_Generic | SCE Northern | 0
|  | Northern_California_Solar_149_Generic | SCE Northern | 0
|  | Greater_Imperial_Flow_Battery_108_Generic | SCE Northern | 0
|  | Greater_Imperial_Li_Battery_4hr_108_Generic | SCE Northern | 0
|  | Greater_Imperial_Li_Battery_8hr_108_Generic | SCE Northern | 0
|  | Greater_Imperial_Solar_108_Generic | SCE Northern | 0
|  | Greater_Imperial_Wind_108_Generic | SCE Northern | 0
|  | Riverside_Flow_Battery_9_Generic | SCE Northern | 0
|  | Riverside_Li_Battery_4hr_9_Generic | SCE Northern | 0
|  | Riverside_Li_Battery_8hr_9_Generic | SCE Northern | 0
|  | Riverside_West_Pumped_Storage_9_Generic | SCE Northern | 0
|  | Inyokern_North_Kramer_Geothermal_9_Generic | SCE Northern | 0
|  | Riverside_Solar_9_Generic | SCE Northern | 0
|  | Southern_PGAE_Flow_Battery_8_Generic | SCE Northern | 0
|  | Southern_PGAE_Flow_Battery_22_Generic | SCE Northern | 0
|  | Southern_PGAE_Flow_Battery_23_Generic | SCE Northern | 0
|  | Southern_PGAE_Flow_Battery_24_Generic | SCE Northern | 0
|  | Southern_PGAE_Flow_Battery_33_Generic | SCE Northern | 0
|  | Southern_PGAE_Flow_Battery_45_Generic | SCE Northern | 0
|  | Southern_PGAE_Flow_Battery_46_Generic | SCE Northern | 0
|  | Southern_PGAE_Flow_Battery_49_Generic | SCE Northern | 0
|  | Southern_PGAE_Flow_Battery_52_Generic | SCE Northern | 0
|  | Southern_PGAE_Flow_Battery_61_Generic | SCE Northern | 0
|  | Southern_PGAE_Flow_Battery_69_Generic | SCE Northern | 0
|  | Southern_PGAE_Flow_Battery_74_Generic | SCE Northern | 0
|  | Southern_PGAE_Flow_Battery_75_Generic | SCE Northern | 0
|  | Southern_PGAE_Flow_Battery_79_Generic | SCE Northern | 0
|  | Southern_PGAE_Flow_Battery_98_Generic | SCE Northern | 0
|  | Southern_PGAE_Flow_Battery_102_Generic | SCE Northern | 0
|  | Southern_PGAE_Flow_Battery_118_Generic | SCE Northern | 0
|  | Southern_PGAE_Li_Battery_4hr_8_Generic | SCE Northern | 0
|  | Southern_PGAE_Li_Battery_4hr_22_Generic | SCE Northern | 0
|  | Southern_PGAE_Li_Battery_4hr_23_Generic | SCE Northern | 0
|  | Southern_PGAE_Li_Battery_4hr_24_Generic | SCE Northern | 0
|  | Southern_PGAE_Li_Battery_4hr_33_Generic | SCE Northern | 0
|  | Southern_PGAE_Li_Battery_4hr_45_Generic | SCE Northern | 0
|  | Southern_PGAE_Li_Battery_4hr_46_Generic | SCE Northern | 0
|  | Southern_PGAE_Li_Battery_4hr_49_Generic | SCE Northern | 0
|  | Southern_PGAE_Li_Battery_4hr_52_Generic | SCE Northern | 0
|  | Southern_PGAE_Li_Battery_4hr_61_Generic | SCE Northern | 0
|  | Southern_PGAE_Li_Battery_4hr_69_Generic | SCE Northern | 0
|  | Southern_PGAE_Li_Battery_4hr_74_Generic | SCE Northern | 0
|  | Southern_PGAE_Li_Battery_4hr_75_Generic | SCE Northern | 0
|  | Southern_PGAE_Li_Battery_4hr_79_Generic | SCE Northern | 0
|  | Southern_PGAE_Li_Battery_4hr_98_Generic | SCE Northern | 0
|  | Southern_PGAE_Li_Battery_4hr_102_Generic | SCE Northern | 0
|  | Southern_PGAE_Li_Battery_4hr_118_Generic | SCE Northern | 0
|  | Southern_PGAE_Li_Battery_8hr_8_Generic | SCE Northern | 0
|  | Southern_PGAE_Li_Battery_8hr_22_Generic | SCE Northern | 0
|  | Southern_PGAE_Li_Battery_8hr_23_Generic | SCE Northern | 0
|  | Southern_PGAE_Li_Battery_8hr_24_Generic | SCE Northern | 0
|  | Southern_PGAE_Li_Battery_8hr_33_Generic | SCE Northern | 0
|  | Southern_PGAE_Li_Battery_8hr_45_Generic | SCE Northern | 0
|  | Southern_PGAE_Li_Battery_8hr_46_Generic | SCE Northern | 0
|  | Southern_PGAE_Li_Battery_8hr_49_Generic | SCE Northern | 0
|  | Southern_PGAE_Li_Battery_8hr_52_Generic | SCE Northern | 0
|  | Southern_PGAE_Li_Battery_8hr_61_Generic | SCE Northern | 0
|  | Southern_PGAE_Li_Battery_8hr_69_Generic | SCE Northern | 0
|  | Southern_PGAE_Li_Battery_8hr_74_Generic | SCE Northern | 0
|  | Southern_PGAE_Li_Battery_8hr_75_Generic | SCE Northern | 0
|  | Southern_PGAE_Li_Battery_8hr_79_Generic | SCE Northern | 0
|  | Southern_PGAE_Li_Battery_8hr_98_Generic | SCE Northern | 0
|  | Southern_PGAE_Li_Battery_8hr_102_Generic | SCE Northern | 0
|  | Southern_PGAE_Li_Battery_8hr_118_Generic | SCE Northern | 0
|  | Southern_PGAE_Solar_8_Generic | SCE Northern | 0
|  | Southern_PGAE_Solar_22_Generic | SCE Northern | 0
|  | Southern_PGAE_Solar_23_Generic | SCE Northern | 0
|  | Southern_PGAE_Solar_24_Generic | SCE Northern | 0
|  | Southern_PGAE_Solar_33_Generic | SCE Northern | 0
|  | Southern_PGAE_Solar_45_Generic | SCE Northern | 0
|  | Southern_PGAE_Solar_46_Generic | SCE Northern | 0
|  | Southern_PGAE_Solar_49_Generic | SCE Northern | 0
|  | Southern_PGAE_Solar_52_Generic | SCE Northern | 0
|  | Southern_PGAE_Solar_61_Generic | SCE Northern | 0
|  | Southern_PGAE_Solar_69_Generic | SCE Northern | 0
|  | Southern_PGAE_Solar_74_Generic | SCE Northern | 0
|  | Southern_PGAE_Solar_75_Generic | SCE Northern | 0
|  | Southern_PGAE_Solar_79_Generic | SCE Northern | 0
|  | Southern_PGAE_Solar_98_Generic | SCE Northern | 0
|  | Southern_PGAE_Solar_102_Generic | SCE Northern | 0
|  | Southern_PGAE_Solar_118_Generic | SCE Northern | 0
|  | Southern_PGAE_Flow_Battery_34_Generic | SCE Northern | 0
|  | Southern_PGAE_Li_Battery_4hr_34_Generic | SCE Northern | 0
|  | Southern_PGAE_Li_Battery_8hr_34_Generic | SCE Northern | 0
|  | Southern_PGAE_Solar_34_Generic | SCE Northern | 0
|  | Southern_PGAE_Flow_Battery_3_Generic | SCE Northern | 0
|  | Southern_PGAE_Flow_Battery_27_Generic | SCE Northern | 0
|  | Southern_PGAE_Li_Battery_4hr_3_Generic | SCE Northern | 0
|  | Southern_PGAE_Li_Battery_4hr_27_Generic | SCE Northern | 0
|  | Southern_PGAE_Li_Battery_8hr_3_Generic | SCE Northern | 0
|  | Southern_PGAE_Li_Battery_8hr_27_Generic | SCE Northern | 0
|  | 0 | SCE Northern | 0
|  | Southern_PGAE_Solar_3_Generic | SCE Northern | 0
|  | Southern_PGAE_Solar_27_Generic | SCE Northern | 0
|  | Southern_NV_Eldorado_Flow_Battery_15_Generic | SCE Northern | 0
|  | Southern_NV_Eldorado_Flow_Battery_42_Generic | SCE Northern | 0
|  | Southern_NV_Eldorado_Li_Battery_4hr_15_Generic | SCE Northern | 0
|  | Southern_NV_Eldorado_Li_Battery_4hr_42_Generic | SCE Northern | 0
|  | Southern_NV_Eldorado_Li_Battery_8hr_15_Generic | SCE Northern | 0
|  | Southern_NV_Eldorado_Li_Battery_8hr_42_Generic | SCE Northern | 0
|  | Central_Nevada_Geothermal_42_Generic | SCE Northern | 0
|  | Southern_NV_Eldorado_Solar_15_Generic | SCE Northern | 0
|  | Southern_NV_Eldorado_Solar_42_Generic | SCE Northern | 0
|  | Southern_NV_Eldorado_Wind_15_Generic | SCE Northern | 0
|  | 0 | SCE Northern | 0
|  | Greater_Imperial_Flow_Battery_20_Generic | SCE Northern | 0
|  | Greater_Imperial_Li_Battery_4hr_20_Generic | SCE Northern | 0
|  | Greater_Imperial_Li_Battery_8hr_20_Generic | SCE Northern | 0
|  | Greater_Imperial_Geothermal_20_Generic | SCE Northern | 0
|  | Greater_Imperial_Solar_20_Generic | SCE Northern | 0
|  | Greater_Imperial_Biomass_20_Generic | SCE Northern | 0
|  | Southern_PGAE_Flow_Battery_148_Generic | SCE Northern | 0
|  | Southern_PGAE_Flow_Battery_181_Generic | SCE Northern | 0
|  | Southern_PGAE_Li_Battery_4hr_148_Generic | SCE Northern | 0
|  | Southern_PGAE_Li_Battery_4hr_181_Generic | SCE Northern | 0
|  | Southern_PGAE_Li_Battery_8hr_148_Generic | SCE Northern | 0
|  | Southern_PGAE_Li_Battery_8hr_181_Generic | SCE Northern | 0
|  | Southern_PGAE_Solar_148_Generic | SCE Northern | 0
|  | Southern_PGAE_Solar_181_Generic | SCE Northern | 0
|  | Northern_California_Flow_Battery_84_Generic | SCE Northern | 0
|  | Southern_PGAE_Flow_Battery_145_Generic | SCE Northern | 0
|  | Northern_California_Li_Battery_4hr_84_Generic | SCE Northern | 0
|  | Southern_PGAE_Li_Battery_4hr_145_Generic | SCE Northern | 0
|  | Northern_California_Li_Battery_8hr_84_Generic | SCE Northern | 0
|  | Southern_PGAE_Li_Battery_8hr_145_Generic | SCE Northern | 0
|  | Northern_California_Solar_84_Generic | SCE Northern | 0
|  | Southern_PGAE_Solar_145_Generic | SCE Northern | 0
|  | Southern_PGAE_Flow_Battery_54_Generic | SCE Northern | 0
|  | Southern_PGAE_Flow_Battery_136_Generic | SCE Northern | 0
|  | Southern_PGAE_Flow_Battery_152_Generic | SCE Northern | 0
|  | Southern_PGAE_Flow_Battery_173_Generic | SCE Northern | 0
|  | Southern_PGAE_Flow_Battery_175_Generic | SCE Northern | 0
|  | Southern_PGAE_Flow_Battery_177_Generic | SCE Northern | 0
|  | Southern_PGAE_Li_Battery_4hr_54_Generic | SCE Northern | 0
|  | Southern_PGAE_Li_Battery_4hr_136_Generic | SCE Northern | 0
|  | Southern_PGAE_Li_Battery_4hr_152_Generic | SCE Northern | 0
|  | Southern_PGAE_Li_Battery_4hr_173_Generic | SCE Northern | 0
|  | Southern_PGAE_Li_Battery_4hr_175_Generic | SCE Northern | 0
|  | Southern_PGAE_Li_Battery_4hr_177_Generic | SCE Northern | 0
|  | Southern_PGAE_Li_Battery_8hr_54_Generic | SCE Northern | 0
|  | Southern_PGAE_Li_Battery_8hr_136_Generic | SCE Northern | 0
|  | Southern_PGAE_Li_Battery_8hr_152_Generic | SCE Northern | 0
|  | Southern_PGAE_Li_Battery_8hr_173_Generic | SCE Northern | 0
|  | Southern_PGAE_Li_Battery_8hr_175_Generic | SCE Northern | 0
|  | Southern_PGAE_Li_Battery_8hr_177_Generic | SCE Northern | 0
|  | Southern_PGAE_Solar_54_Generic | SCE Northern | 0
|  | Southern_PGAE_Solar_136_Generic | SCE Northern | 0
|  | Southern_PGAE_Solar_152_Generic | SCE Northern | 0
|  | Southern_PGAE_Solar_173_Generic | SCE Northern | 0
|  | Southern_PGAE_Solar_175_Generic | SCE Northern | 0
|  | Southern_PGAE_Solar_177_Generic | SCE Northern | 0
|  | Southern_PGAE_Flow_Battery_160_Generic | SCE Northern | 0
|  | Southern_PGAE_Li_Battery_4hr_160_Generic | SCE Northern | 0
|  | Southern_PGAE_Li_Battery_8hr_160_Generic | SCE Northern | 0
|  | Southern_PGAE_Solar_160_Generic | SCE Northern | 0
|  | Greater_Kramer_Flow_Battery_123_Generic | SCE Northern | 0
|  | Greater_Kramer_Li_Battery_4hr_123_Generic | SCE Northern | 0
|  | Greater_Kramer_Li_Battery_8hr_123_Generic | SCE Northern | 0
|  | Greater_Kramer_Solar_123_Generic | SCE Northern | 0
|  | Southern_PGAE_Flow_Battery_99_Generic | SCE Northern | 0
|  | Southern_PGAE_Li_Battery_4hr_99_Generic | SCE Northern | 0
|  | Southern_PGAE_Li_Battery_8hr_99_Generic | SCE Northern | 0
|  | Southern_PGAE_Solar_99_Generic | SCE Northern | 0
|  | Southern_NV_Eldorado_Flow_Battery_2_Generic | SCE Northern | 0
|  | Southern_NV_Eldorado_Flow_Battery_16_Generic | SCE Northern | 0
|  | Tehachapi_Flow_Battery_28_Generic | SCE Northern | 1
|  | Greater_LA_Flow_Battery_58_Generic | SCE Northern | 1
|  | Southern_NV_Eldorado_Li_Battery_4hr_2_Generic | SCE Northern | 0
|  | Southern_NV_Eldorado_Li_Battery_4hr_16_Generic | SCE Northern | 0
|  | Tehachapi_Li_Battery_4hr_28_Generic | SCE Northern | 1
|  | Greater_LA_Li_Battery_4hr_58_Generic | SCE Northern | 1
|  | Southern_NV_Eldorado_Li_Battery_8hr_2_Generic | SCE Northern | 0
|  | Southern_NV_Eldorado_Li_Battery_8hr_16_Generic | SCE Northern | 0
|  | Tehachapi_Li_Battery_8hr_28_Generic | SCE Northern | 1
|  | Greater_LA_Li_Battery_8hr_58_Generic | SCE Northern | 1
|  | Greater_LA_Solar_58_Generic | SCE Northern | 1
|  | Southern_NV_Eldorado_Solar_2_Generic | SCE Northern | 0
|  | Southern_NV_Eldorado_Solar_16_Generic | SCE Northern | 0
|  | Southern_NV_Eldorado_Wind_2_Generic | SCE Northern | 0
|  | Southern_NV_Eldorado_Wind_16_Generic | SCE Northern | 0
|  | Tehachapi_Solar_28_Generic | SCE Northern | 1
|  | Greater_Kramer_Flow_Battery_86_Generic | SCE Northern | 0
|  | Greater_Kramer_Li_Battery_4hr_86_Generic | SCE Northern | 0
|  | Greater_Kramer_Li_Battery_8hr_86_Generic | SCE Northern | 0
|  | Greater_Kramer_Solar_86_Generic | SCE Northern | 0
|  | Southern_PGAE_Flow_Battery_147_Generic | SCE Northern | 0
|  | Southern_PGAE_Li_Battery_4hr_147_Generic | SCE Northern | 0
|  | Southern_PGAE_Li_Battery_8hr_147_Generic | SCE Northern | 0
|  | Southern_PGAE_Solar_147_Generic | SCE Northern | 0
|  | Southern_PGAE_Flow_Battery_37_Generic | SCE Northern | 0
|  | Southern_PGAE_Flow_Battery_47_Generic | SCE Northern | 0
|  | Northern_California_Flow_Battery_130_Generic | SCE Northern | 0
|  | Southern_PGAE_Li_Battery_4hr_37_Generic | SCE Northern | 0
|  | Southern_PGAE_Li_Battery_4hr_47_Generic | SCE Northern | 0
|  | Northern_California_Li_Battery_4hr_130_Generic | SCE Northern | 0
|  | Southern_PGAE_Li_Battery_8hr_37_Generic | SCE Northern | 0
|  | Southern_PGAE_Li_Battery_8hr_47_Generic | SCE Northern | 0
|  | Northern_California_Li_Battery_8hr_130_Generic | SCE Northern | 0
|  | Central_Valley_North_Los_Banos_Biomass_47_Generic | SCE Northern | 0
|  | Northern_California_Solar_130_Generic | SCE Northern | 0
|  | Southern_PGAE_Solar_37_Generic | SCE Northern | 0
|  | Southern_PGAE_Solar_47_Generic | SCE Northern | 0
|  | Southern_PGAE_Adiabatic_CAES_12_Generic | SCE Northern | 0
|  | Southern_PGAE_Flow_Battery_12_Generic | SCE Northern | 0
|  | Southern_PGAE_Flow_Battery_17_Generic | SCE Northern | 0
|  | Southern_PGAE_Li_Battery_4hr_12_Generic | SCE Northern | 0
|  | Southern_PGAE_Li_Battery_4hr_17_Generic | SCE Northern | 0
|  | Southern_PGAE_Li_Battery_8hr_12_Generic | SCE Northern | 0
|  | Southern_PGAE_Li_Battery_8hr_17_Generic | SCE Northern | 0
|  | Central_Valley_North_Los_Banos_Wind_17_Generic | SCE Northern | 0
|  | Southern_PGAE_Solar_12_Generic | SCE Northern | 0
|  | Southern_PGAE_Solar_17_Generic | SCE Northern | 0
|  | Northern_California_Flow_Battery_96_Generic | SCE Northern | 0
|  | Northern_California_Flow_Battery_113_Generic | SCE Northern | 0
|  | Northern_California_Flow_Battery_116_Generic | SCE Northern | 0
|  | Northern_California_Li_Battery_4hr_96_Generic | SCE Northern | 0
|  | Northern_California_Li_Battery_4hr_113_Generic | SCE Northern | 0
|  | Northern_California_Li_Battery_4hr_116_Generic | SCE Northern | 0
|  | Northern_California_Li_Battery_8hr_96_Generic | SCE Northern | 0
|  | Northern_California_Li_Battery_8hr_113_Generic | SCE Northern | 0
|  | Northern_California_Li_Battery_8hr_116_Generic | SCE Northern | 0
|  | Northern_California_Solar_96_Generic | SCE Northern | 0
|  | Northern_California_Solar_113_Generic | SCE Northern | 0
|  | Northern_California_Solar_116_Generic | SCE Northern | 0
|  | Southern_PGAE_Flow_Battery_43_Generic | SCE Northern | 0
|  | Southern_PGAE_Li_Battery_4hr_43_Generic | SCE Northern | 0
|  | Southern_PGAE_Li_Battery_8hr_43_Generic | SCE Northern | 0
|  | Southern_PGAE_Solar_43_Generic | SCE Northern | 0
|  | Northern_California_Flow_Battery_41_Generic | SCE Northern | 0
|  | Northern_California_Flow_Battery_57_Generic | SCE Northern | 0
|  | Northern_California_Flow_Battery_73_Generic | SCE Northern | 0
|  | Northern_California_Flow_Battery_82_Generic | SCE Northern | 0
|  | Northern_California_Li_Battery_4hr_41_Generic | SCE Northern | 0
|  | Northern_California_Li_Battery_4hr_57_Generic | SCE Northern | 0
|  | Northern_California_Li_Battery_4hr_73_Generic | SCE Northern | 0
|  | Northern_California_Li_Battery_4hr_82_Generic | SCE Northern | 0
|  | Northern_California_Li_Battery_8hr_41_Generic | SCE Northern | 0
|  | Northern_California_Li_Battery_8hr_57_Generic | SCE Northern | 0
|  | Northern_California_Li_Battery_8hr_73_Generic | SCE Northern | 0
|  | Northern_California_Li_Battery_8hr_82_Generic | SCE Northern | 0
|  | Northern_California_Solar_41_Generic | SCE Northern | 0
|  | Northern_California_Solar_57_Generic | SCE Northern | 0
|  | Northern_California_Solar_73_Generic | SCE Northern | 0
|  | Northern_California_Solar_82_Generic | SCE Northern | 0
|  | Southern_PGAE_Flow_Battery_95_Generic | SCE Northern | 0
|  | Southern_PGAE_Li_Battery_4hr_95_Generic | SCE Northern | 0
|  | Southern_PGAE_Li_Battery_8hr_95_Generic | SCE Northern | 0
|  | Southern_PGAE_Solar_95_Generic | SCE Northern | 0
|  | Greater_LA_Flow_Battery_18_Generic | SCE Northern | 1
|  | Greater_LA_Li_Battery_4hr_18_Generic | SCE Northern | 1
|  | Greater_LA_Li_Battery_8hr_18_Generic | SCE Northern | 1
|  | Greater_LA_Solar_18_Generic | SCE Northern | 1
|  | Tehachapi_Wind_18_Generic | SCE Northern | 1
|  | Riverside_Flow_Battery_59_Generic | SCE Northern | 0
|  | Riverside_Li_Battery_4hr_59_Generic | SCE Northern | 0
|  | Riverside_Li_Battery_8hr_59_Generic | SCE Northern | 0
|  | Riverside_East_Pumped_Storage_59_Generic | SCE Northern | 0
|  | Riverside_Solar_59_Generic | SCE Northern | 0
|  | Northern_California_Flow_Battery_35_Generic | SCE Northern | 0
|  | Northern_California_Li_Battery_4hr_35_Generic | SCE Northern | 0
|  | Northern_California_Li_Battery_8hr_35_Generic | SCE Northern | 0
|  | Northern_California_Geothermal_35_Generic | SCE Northern | 0
|  | Northern_California_Solar_35_Generic | SCE Northern | 0
|  | Northern_California_Wind_35_Generic | SCE Northern | 0
|  | Greater_LA_Flow_Battery_4_Generic | SCE Northern | 0
|  | Greater_LA_Li_Battery_4hr_4_Generic | SCE Northern | 0
|  | Greater_LA_Li_Battery_8hr_4_Generic | SCE Northern | 0
|  | Greater_LA_Solar_4_Generic | SCE Northern | 0
|  | Northern_California_Flow_Battery_68_Generic | SCE Northern | 0
|  | Northern_California_Flow_Battery_76_Generic | SCE Northern | 0
|  | Northern_California_Li_Battery_4hr_68_Generic | SCE Northern | 0
|  | Northern_California_Li_Battery_4hr_76_Generic | SCE Northern | 0
|  | Northern_California_Li_Battery_8hr_68_Generic | SCE Northern | 0
|  | Northern_California_Li_Battery_8hr_76_Generic | SCE Northern | 0
|  | Northern_California_Solar_68_Generic | SCE Northern | 0
|  | Northern_California_Solar_76_Generic | SCE Northern | 0
|  | Northern_California_Wind_76_Generic | SCE Northern | 0
|  | Northern_California_Flow_Battery_5_Generic | SCE Northern | 0
|  | Northern_California_Li_Battery_4hr_5_Generic | SCE Northern | 0
|  | Northern_California_Li_Battery_8hr_5_Generic | SCE Northern | 0
|  | Northern_California_Pumped_Storage_5_Generic | SCE Northern | 0
|  | Northern_California_Biomass_5_Generic | SCE Northern | 0
|  | Northern_California_Geothermal_5_Generic | SCE Northern | 0
|  | Northern_California_Solar_5_Generic | SCE Northern | 0
|  | Northern_California_Wind_5_Generic | SCE Northern | 0
|  | Pacific_Northwest_Geothermal_5_Generic | SCE Northern | 0
|  | Northern_California_Flow_Battery_180_Generic | SCE Northern | 0
|  | Northern_California_Li_Battery_4hr_180_Generic | SCE Northern | 0
|  | Northern_California_Li_Battery_8hr_180_Generic | SCE Northern | 0
|  | Northern_California_Solar_180_Generic | SCE Northern | 0

## Constraint Mappings (hidden)
Custom Constraint Mappings |  |  |  | 9785 | [7 empty] | FCDS HSN Deliverability Multipliers |  |  | HSN | FCDS SSN Deliverability Multipliers |  |  | SSN | EODS Deliverability Multipliers |  |  | offpeak |  |  | FCDS HSN Upgrade Deliverability Multipliers |  |  | HSN | FCDS SSN Upgrade Deliverability Multipliers |  |  | SSN | EODS Upgrade Deliverability Multipliers |  |  | offpeak
Model Constraint Name | Index | Model Formulation Variable | multiplier | group | index | attribute | multiplier | Build Resource | Constraint | Dispatch Resource | Wind/Solar Designation | Model Constraint Name | Index | Model Formulation Variable | multiplier | Model Constraint Name | Index | Model Formulation Variable | multiplier | Model Constraint Name | Index | Model Formulation Variable | multiplier | Transmission Constraint | RESOLVE Constraint Name | Model Constraint Name | Index | Model Formulation Variable | multiplier | Model Constraint Name | Index | Model Formulation Variable | multiplier | Model Constraint Name | Index | Model Formulation Variable | multiplier
Antelope_Neenach_Off_Peak_offpeak | Tehachapi_Flow_Battery_66 | Operational_New_Capacity_MW | -1 | 0 | Tehachapi_Flow_Battery_66 | Reliability_Capacity_In_Model_Year | 1 | Tehachapi_Flow_Battery_66 | Antelope-Neenach Off-Peak Constraint | CAISO_Flow_Battery_8hr_Dispatch | Solar | 0 | Tehachapi_Flow_Battery_66 | Reliability_Capacity_In_Model_Year | 1 | 0 | Tehachapi_Flow_Battery_66 | Reliability_Capacity_In_Model_Year | 0.5 | Antelope_Neenach_Off_Peak_offpeak | Tehachapi_Flow_Battery_66 | Operational_New_Capacity_MW | -1 | Antelope-Vincent Constraint | Antelope_Vincent | Antelope_Vincent_HSN | Antelope_Vincent_group | Operational_New_Capacity_MW | -1 | Antelope_Vincent_SSN | Antelope_Vincent_group | Operational_New_Capacity_MW | -1 | Antelope_Vincent_offpeak | Antelope_Vincent_group | Operational_New_Capacity_MW | -1
Antelope_Neenach_Off_Peak_offpeak | Tehachapi_Li_Battery_4hr_66 | Operational_New_Capacity_MW | -1 | 0 | Tehachapi_Li_Battery_4hr_66 | Reliability_Capacity_In_Model_Year | 1 | Tehachapi_Li_Battery_4hr_66 | Antelope-Neenach Off-Peak Constraint | CAISO_Li_Battery_4hr_Dispatch | Solar | 0 | Tehachapi_Li_Battery_4hr_66 | Reliability_Capacity_In_Model_Year | 1 | 0 | Tehachapi_Li_Battery_4hr_66 | Reliability_Capacity_In_Model_Year | 0.5 | Antelope_Neenach_Off_Peak_offpeak | Tehachapi_Li_Battery_4hr_66 | Operational_New_Capacity_MW | -1 | Vincent-Lugo Constraint | Vincent_Lugo | Vincent_Lugo_HSN | Vincent_Lugo_group | Operational_New_Capacity_MW | -1 | Vincent_Lugo_SSN | Vincent_Lugo_group | Operational_New_Capacity_MW | -1 | Vincent_Lugo_offpeak | Vincent_Lugo_group | Operational_New_Capacity_MW | -1
Antelope_Neenach_Off_Peak_offpeak | Tehachapi_Li_Battery_8hr_66 | Operational_New_Capacity_MW | -1 | 0 | Tehachapi_Li_Battery_8hr_66 | Reliability_Capacity_In_Model_Year | 1 | Tehachapi_Li_Battery_8hr_66 | Antelope-Neenach Off-Peak Constraint | CAISO_Li_Battery_8hr_Dispatch | Solar | 0 | Tehachapi_Li_Battery_8hr_66 | Reliability_Capacity_In_Model_Year | 1 | 0 | Tehachapi_Li_Battery_8hr_66 | Reliability_Capacity_In_Model_Year | 0.5 | Antelope_Neenach_Off_Peak_offpeak | Tehachapi_Li_Battery_8hr_66 | Operational_New_Capacity_MW | -1 | Pardee-Sylmar Constraint | Pardee_Sylmar | Pardee_Sylmar_HSN | Pardee_Sylmar_group | Operational_New_Capacity_MW | -1 | Pardee_Sylmar_SSN | Pardee_Sylmar_group | Operational_New_Capacity_MW | -1 | Pardee_Sylmar_offpeak | Pardee_Sylmar_group | Operational_New_Capacity_MW | -1
Antelope_Neenach_Off_Peak_offpeak | Tehachapi_Solar_66 | Operational_New_Capacity_MW | 0.77 | 0 | Tehachapi_Solar_66 | Reliability_Capacity_In_Model_Year | 0.106 | Tehachapi_Solar_66 | Antelope-Neenach Off-Peak Constraint | Tehachapi_Solar | Solar | 0 | Tehachapi_Solar_66 | Reliability_Capacity_In_Model_Year | 0.106 | 0 | Tehachapi_Solar_66 | Reliability_Capacity_In_Model_Year | 0.427 | Antelope_Neenach_Off_Peak_offpeak | Tehachapi_Solar_66 | Operational_New_Capacity_MW | 0.77 | Windhub Constraint | Windhub | Windhub_HSN | Windhub_group | Operational_New_Capacity_MW | -1 | Windhub_SSN | Windhub_group | Operational_New_Capacity_MW | -1 | Windhub_offpeak | Windhub_group | Operational_New_Capacity_MW | -1
Antelope_Neenach_Off_Peak_offpeak | Antelope_Neenach_Off_Peak_group | Operational_New_Capacity_MW | -1 | Antelope_Neenach_On_Peak_HSN | Tehachapi_Flow_Battery_78 | Reliability_Capacity_In_Model_Year | 1 | Tehachapi_Flow_Battery_78 | Antelope-Neenach On-Peak Constraint | CAISO_Flow_Battery_8hr_Dispatch | Solar | Antelope_Neenach_On_Peak_HSN | Tehachapi_Flow_Battery_78 | Reliability_Capacity_In_Model_Year | 1 | Antelope_Neenach_On_Peak_SSN | Tehachapi_Flow_Battery_78 | Reliability_Capacity_In_Model_Year | 0.5 | 0 | Tehachapi_Flow_Battery_78 | Operational_New_Capacity_MW | -1 | Moorpark-Pardee Constraint | Moorpark_Pardee | Moorpark_Pardee_HSN | Moorpark_Pardee_group | Operational_New_Capacity_MW | -1 | Moorpark_Pardee_SSN | Moorpark_Pardee_group | Operational_New_Capacity_MW | -1 | Moorpark_Pardee_offpeak | Moorpark_Pardee_group | Operational_New_Capacity_MW | -1
Antelope_Neenach_On_Peak_HSN | Tehachapi_Flow_Battery_78 | Reliability_Capacity_In_Model_Year | 1 | Antelope_Neenach_On_Peak_HSN | Tehachapi_Li_Battery_4hr_78 | Reliability_Capacity_In_Model_Year | 1 | Tehachapi_Li_Battery_4hr_78 | Antelope-Neenach On-Peak Constraint | CAISO_Li_Battery_4hr_Dispatch | Solar | Antelope_Neenach_On_Peak_HSN | Tehachapi_Li_Battery_4hr_78 | Reliability_Capacity_In_Model_Year | 1 | Antelope_Neenach_On_Peak_SSN | Tehachapi_Li_Battery_4hr_78 | Reliability_Capacity_In_Model_Year | 0.5 | 0 | Tehachapi_Li_Battery_4hr_78 | Operational_New_Capacity_MW | -1 | North of Magunden Constraint | North_Magunden | North_Magunden_HSN | North_Magunden_group | Operational_New_Capacity_MW | -1 | North_Magunden_SSN | North_Magunden_group | Operational_New_Capacity_MW | -1 | North_Magunden_offpeak | North_Magunden_group | Operational_New_Capacity_MW | -1
Antelope_Neenach_On_Peak_HSN | Tehachapi_Li_Battery_4hr_78 | Reliability_Capacity_In_Model_Year | 1 | Antelope_Neenach_On_Peak_HSN | Tehachapi_Li_Battery_8hr_78 | Reliability_Capacity_In_Model_Year | 1 | Tehachapi_Li_Battery_8hr_78 | Antelope-Neenach On-Peak Constraint | CAISO_Li_Battery_8hr_Dispatch | Solar | Antelope_Neenach_On_Peak_HSN | Tehachapi_Li_Battery_8hr_78 | Reliability_Capacity_In_Model_Year | 1 | Antelope_Neenach_On_Peak_SSN | Tehachapi_Li_Battery_8hr_78 | Reliability_Capacity_In_Model_Year | 0.5 | 0 | Tehachapi_Li_Battery_8hr_78 | Operational_New_Capacity_MW | -1 | South of Magunden On-Peak Constraint | South_Magunden_On_Peak | South_Magunden_On_Peak_HSN | South_Magunden_On_Peak_group | Operational_New_Capacity_MW | -1 | South_Magunden_On_Peak_SSN | South_Magunden_On_Peak_group | Operational_New_Capacity_MW | -1 | 0 | South_Magunden_On_Peak_group | Operational_New_Capacity_MW | 0
Antelope_Neenach_On_Peak_HSN | Tehachapi_Li_Battery_8hr_78 | Reliability_Capacity_In_Model_Year | 1 | Antelope_Neenach_On_Peak_HSN | Tehachapi_Solar_78 | Reliability_Capacity_In_Model_Year | 0.106 | Tehachapi_Solar_78 | Antelope-Neenach On-Peak Constraint | Tehachapi_Solar | Solar | Antelope_Neenach_On_Peak_HSN | Tehachapi_Solar_78 | Reliability_Capacity_In_Model_Year | 0.106 | Antelope_Neenach_On_Peak_SSN | Tehachapi_Solar_78 | Reliability_Capacity_In_Model_Year | 0.427 | 0 | Tehachapi_Solar_78 | Operational_New_Capacity_MW | 0.77 | South of Magunden Off-Peak Constraint | South_Magunden_Off_Peak | 0 | South_Magunden_Off_Peak_group | Operational_New_Capacity_MW | 0 | 0 | South_Magunden_Off_Peak_group | Operational_New_Capacity_MW | 0 | South_Magunden_Off_Peak_offpeak | South_Magunden_Off_Peak_group | Operational_New_Capacity_MW | -1
Antelope_Neenach_On_Peak_HSN | Tehachapi_Solar_78 | Reliability_Capacity_In_Model_Year | 0.106 | Antelope_Vincent_HSN | Tehachapi_Adiabatic_CAES_13 | Reliability_Capacity_In_Model_Year | 1 | Tehachapi_Adiabatic_CAES_13 | Antelope-Vincent Constraint | CAISO_Adiabatic_CAES_24hr | Solar | Antelope_Vincent_HSN | Tehachapi_Adiabatic_CAES_13 | Reliability_Capacity_In_Model_Year | 1 | Antelope_Vincent_SSN | Tehachapi_Adiabatic_CAES_13 | Reliability_Capacity_In_Model_Year | 0.5 | Antelope_Vincent_offpeak | Tehachapi_Adiabatic_CAES_13 | Operational_New_Capacity_MW | -1 | Antelope-Neenach On-Peak Constraint | Antelope_Neenach_On_Peak | Antelope_Neenach_On_Peak_HSN | Antelope_Neenach_On_Peak_group | Operational_New_Capacity_MW | -1 | Antelope_Neenach_On_Peak_SSN | Antelope_Neenach_On_Peak_group | Operational_New_Capacity_MW | -1 | 0 | Antelope_Neenach_On_Peak_group | Operational_New_Capacity_MW | 0
Antelope_Neenach_On_Peak_HSN | Antelope_Neenach_On_Peak_group | Operational_New_Capacity_MW | -1 | Antelope_Vincent_HSN | Tehachapi_Flow_Battery_13 | Reliability_Capacity_In_Model_Year | 1 | Tehachapi_Flow_Battery_13 | Antelope-Vincent Constraint | CAISO_Flow_Battery_8hr_Dispatch | Solar | Antelope_Vincent_HSN | Tehachapi_Flow_Battery_13 | Reliability_Capacity_In_Model_Year | 1 | Antelope_Vincent_SSN | Tehachapi_Flow_Battery_13 | Reliability_Capacity_In_Model_Year | 0.5 | Antelope_Vincent_offpeak | Tehachapi_Flow_Battery_13 | Operational_New_Capacity_MW | -1 | Antelope-Neenach Off-Peak Constraint | Antelope_Neenach_Off_Peak | 0 | Antelope_Neenach_Off_Peak_group | Operational_New_Capacity_MW | 0 | 0 | Antelope_Neenach_Off_Peak_group | Operational_New_Capacity_MW | 0 | Antelope_Neenach_Off_Peak_offpeak | Antelope_Neenach_Off_Peak_group | Operational_New_Capacity_MW | -1
Antelope_Neenach_On_Peak_SSN | Tehachapi_Flow_Battery_78 | Reliability_Capacity_In_Model_Year | 0.5 | Antelope_Vincent_HSN | Tehachapi_Flow_Battery_32 | Reliability_Capacity_In_Model_Year | 1 | Tehachapi_Flow_Battery_32 | Antelope-Vincent Constraint | CAISO_Flow_Battery_8hr_Dispatch | Solar | Antelope_Vincent_HSN | Tehachapi_Flow_Battery_32 | Reliability_Capacity_In_Model_Year | 1 | Antelope_Vincent_SSN | Tehachapi_Flow_Battery_32 | Reliability_Capacity_In_Model_Year | 0.5 | Antelope_Vincent_offpeak | Tehachapi_Flow_Battery_32 | Operational_New_Capacity_MW | -1 | Del Amo - Barre Area Constraint | Del_Amo_Barre | Del_Amo_Barre_HSN | Del_Amo_Barre_group | Operational_New_Capacity_MW | -1 | Del_Amo_Barre_SSN | Del_Amo_Barre_group | Operational_New_Capacity_MW | -1 | Del_Amo_Barre_offpeak | Del_Amo_Barre_group | Operational_New_Capacity_MW | -1
Antelope_Neenach_On_Peak_SSN | Tehachapi_Li_Battery_4hr_78 | Reliability_Capacity_In_Model_Year | 0.5 | Antelope_Vincent_HSN | Tehachapi_Flow_Battery_66 | Reliability_Capacity_In_Model_Year | 1 | Tehachapi_Flow_Battery_66 | Antelope-Vincent Constraint | CAISO_Flow_Battery_8hr_Dispatch | Solar | Antelope_Vincent_HSN | Tehachapi_Flow_Battery_66 | Reliability_Capacity_In_Model_Year | 1 | Antelope_Vincent_SSN | Tehachapi_Flow_Battery_66 | Reliability_Capacity_In_Model_Year | 0.5 | Antelope_Vincent_offpeak | Tehachapi_Flow_Battery_66 | Operational_New_Capacity_MW | -1 | Hinson - Del Amo Constraint | Hinson_Del_Amo | Hinson_Del_Amo_HSN | Hinson_Del_Amo_group | Operational_New_Capacity_MW | -1 | Hinson_Del_Amo_SSN | Hinson_Del_Amo_group | Operational_New_Capacity_MW | -1 | Hinson_Del_Amo_offpeak | Hinson_Del_Amo_group | Operational_New_Capacity_MW | -1
Antelope_Neenach_On_Peak_SSN | Tehachapi_Li_Battery_8hr_78 | Reliability_Capacity_In_Model_Year | 0.5 | Antelope_Vincent_HSN | Tehachapi_Flow_Battery_78 | Reliability_Capacity_In_Model_Year | 1 | Tehachapi_Flow_Battery_78 | Antelope-Vincent Constraint | CAISO_Flow_Battery_8hr_Dispatch | Solar | Antelope_Vincent_HSN | Tehachapi_Flow_Battery_78 | Reliability_Capacity_In_Model_Year | 1 | Antelope_Vincent_SSN | Tehachapi_Flow_Battery_78 | Reliability_Capacity_In_Model_Year | 0.5 | Antelope_Vincent_offpeak | Tehachapi_Flow_Battery_78 | Operational_New_Capacity_MW | -1 | SCE Metro Area Default Constraint | SCE_Metro_Default | SCE_Metro_Default_HSN | SCE_Metro_Default_group | Operational_New_Capacity_MW | 0 | SCE_Metro_Default_SSN | SCE_Metro_Default_group | Operational_New_Capacity_MW | 0 | SCE_Metro_Default_offpeak | SCE_Metro_Default_group | Operational_New_Capacity_MW | 0
Antelope_Neenach_On_Peak_SSN | Tehachapi_Solar_78 | Reliability_Capacity_In_Model_Year | 0.427 | Antelope_Vincent_HSN | Tehachapi_Flow_Battery_101 | Reliability_Capacity_In_Model_Year | 1 | Tehachapi_Flow_Battery_101 | Antelope-Vincent Constraint | CAISO_Flow_Battery_8hr_Dispatch | Solar | Antelope_Vincent_HSN | Tehachapi_Flow_Battery_101 | Reliability_Capacity_In_Model_Year | 1 | Antelope_Vincent_SSN | Tehachapi_Flow_Battery_101 | Reliability_Capacity_In_Model_Year | 0.5 | Antelope_Vincent_offpeak | Tehachapi_Flow_Battery_101 | Operational_New_Capacity_MW | -1 | Control to Inyokern area constraint | Control_Inyokern | Control_Inyokern_HSN | Control_Inyokern_group | Operational_New_Capacity_MW | -1 | Control_Inyokern_SSN | Control_Inyokern_group | Operational_New_Capacity_MW | -1 | Control_Inyokern_offpeak | Control_Inyokern_group | Operational_New_Capacity_MW | -1
Antelope_Neenach_On_Peak_SSN | Antelope_Neenach_On_Peak_group | Operational_New_Capacity_MW | -1 | Antelope_Vincent_HSN | Tehachapi_Li_Battery_4hr_13 | Reliability_Capacity_In_Model_Year | 1 | Tehachapi_Li_Battery_4hr_13 | Antelope-Vincent Constraint | CAISO_Li_Battery_4hr_Dispatch | Solar | Antelope_Vincent_HSN | Tehachapi_Li_Battery_4hr_13 | Reliability_Capacity_In_Model_Year | 1 | Antelope_Vincent_SSN | Tehachapi_Li_Battery_4hr_13 | Reliability_Capacity_In_Model_Year | 0.5 | Antelope_Vincent_offpeak | Tehachapi_Li_Battery_4hr_13 | Operational_New_Capacity_MW | -1 | Kramer to Victor Area Constraint | Kramer_Victor | Kramer_Victor_HSN | Kramer_Victor_group | Operational_New_Capacity_MW | -1 | Kramer_Victor_SSN | Kramer_Victor_group | Operational_New_Capacity_MW | -1 | Kramer_Victor_offpeak | Kramer_Victor_group | Operational_New_Capacity_MW | -1
Antelope_Vincent_HSN | Tehachapi_Adiabatic_CAES_13 | Reliability_Capacity_In_Model_Year | 1 | Antelope_Vincent_HSN | Tehachapi_Li_Battery_4hr_32 | Reliability_Capacity_In_Model_Year | 1 | Tehachapi_Li_Battery_4hr_32 | Antelope-Vincent Constraint | CAISO_Li_Battery_4hr_Dispatch | Solar | Antelope_Vincent_HSN | Tehachapi_Li_Battery_4hr_32 | Reliability_Capacity_In_Model_Year | 1 | Antelope_Vincent_SSN | Tehachapi_Li_Battery_4hr_32 | Reliability_Capacity_In_Model_Year | 0.5 | Antelope_Vincent_offpeak | Tehachapi_Li_Battery_4hr_32 | Operational_New_Capacity_MW | -1 | Victor to Lugo Area Constraint | Victor_Lugo | Victor_Lugo_HSN | Victor_Lugo_group | Operational_New_Capacity_MW | -1 | Victor_Lugo_SSN | Victor_Lugo_group | Operational_New_Capacity_MW | -1 | Victor_Lugo_offpeak | Victor_Lugo_group | Operational_New_Capacity_MW | -1
Antelope_Vincent_HSN | Tehachapi_Flow_Battery_13 | Reliability_Capacity_In_Model_Year | 1 | Antelope_Vincent_HSN | Tehachapi_Li_Battery_4hr_66 | Reliability_Capacity_In_Model_Year | 1 | Tehachapi_Li_Battery_4hr_66 | Antelope-Vincent Constraint | CAISO_Li_Battery_4hr_Dispatch | Solar | Antelope_Vincent_HSN | Tehachapi_Li_Battery_4hr_66 | Reliability_Capacity_In_Model_Year | 1 | Antelope_Vincent_SSN | Tehachapi_Li_Battery_4hr_66 | Reliability_Capacity_In_Model_Year | 0.5 | Antelope_Vincent_offpeak | Tehachapi_Li_Battery_4hr_66 | Operational_New_Capacity_MW | -1 | Lugo Transformer Area Constraint | Lugo_500_230_Transformer | Lugo_500_230_Transformer_HSN | Lugo_500_230_Transformer_group | Operational_New_Capacity_MW | -1 | Lugo_500_230_Transformer_SSN | Lugo_500_230_Transformer_group | Operational_New_Capacity_MW | -1 | Lugo_500_230_Transformer_offpeak | Lugo_500_230_Transformer_group | Operational_New_Capacity_MW | -1
Antelope_Vincent_HSN | Tehachapi_Flow_Battery_32 | Reliability_Capacity_In_Model_Year | 1 | Antelope_Vincent_HSN | Tehachapi_Li_Battery_4hr_78 | Reliability_Capacity_In_Model_Year | 1 | Tehachapi_Li_Battery_4hr_78 | Antelope-Vincent Constraint | CAISO_Li_Battery_4hr_Dispatch | Solar | Antelope_Vincent_HSN | Tehachapi_Li_Battery_4hr_78 | Reliability_Capacity_In_Model_Year | 1 | Antelope_Vincent_SSN | Tehachapi_Li_Battery_4hr_78 | Reliability_Capacity_In_Model_Year | 0.5 | Antelope_Vincent_offpeak | Tehachapi_Li_Battery_4hr_78 | Operational_New_Capacity_MW | -1 | Calcite to Lugo Area Constraint | Calcite_Lugo | Calcite_Lugo_HSN | Calcite_Lugo_group | Operational_New_Capacity_MW | -1 | Calcite_Lugo_SSN | Calcite_Lugo_group | Operational_New_Capacity_MW | -1 | Calcite_Lugo_offpeak | Calcite_Lugo_group | Operational_New_Capacity_MW | -1
Antelope_Vincent_HSN | Tehachapi_Flow_Battery_66 | Reliability_Capacity_In_Model_Year | 1 | Antelope_Vincent_HSN | Tehachapi_Li_Battery_4hr_101 | Reliability_Capacity_In_Model_Year | 1 | Tehachapi_Li_Battery_4hr_101 | Antelope-Vincent Constraint | CAISO_Li_Battery_4hr_Dispatch | Solar | Antelope_Vincent_HSN | Tehachapi_Li_Battery_4hr_101 | Reliability_Capacity_In_Model_Year | 1 | Antelope_Vincent_SSN | Tehachapi_Li_Battery_4hr_101 | Reliability_Capacity_In_Model_Year | 0.5 | Antelope_Vincent_offpeak | Tehachapi_Li_Battery_4hr_101 | Operational_New_Capacity_MW | -1 | Colorado River 500/230 kV Constraint | Colorado_River_230 | Colorado_River_230_HSN | Colorado_River_230_group | Operational_New_Capacity_MW | -1 | Colorado_River_230_SSN | Colorado_River_230_group | Operational_New_Capacity_MW | -1 | Colorado_River_230_offpeak | Colorado_River_230_group | Operational_New_Capacity_MW | -0.94818
Antelope_Vincent_HSN | Tehachapi_Flow_Battery_78 | Reliability_Capacity_In_Model_Year | 1 | Antelope_Vincent_HSN | Tehachapi_Li_Battery_8hr_13 | Reliability_Capacity_In_Model_Year | 1 | Tehachapi_Li_Battery_8hr_13 | Antelope-Vincent Constraint | CAISO_Li_Battery_8hr_Dispatch | Solar | Antelope_Vincent_HSN | Tehachapi_Li_Battery_8hr_13 | Reliability_Capacity_In_Model_Year | 1 | Antelope_Vincent_SSN | Tehachapi_Li_Battery_8hr_13 | Reliability_Capacity_In_Model_Year | 0.5 | Antelope_Vincent_offpeak | Tehachapi_Li_Battery_8hr_13 | Operational_New_Capacity_MW | -1 | Colorado River-Red Bluff Constraint | Colorado_River_Red_Bluff | Colorado_River_Red_Bluff_HSN | Colorado_River_Red_Bluff_group | Operational_New_Capacity_MW | -1 | Colorado_River_Red_Bluff_SSN | Colorado_River_Red_Bluff_group | Operational_New_Capacity_MW | -1 | Colorado_River_Red_Bluff_offpeak | Colorado_River_Red_Bluff_group | Operational_New_Capacity_MW | -1
Antelope_Vincent_HSN | Tehachapi_Flow_Battery_101 | Reliability_Capacity_In_Model_Year | 1 | Antelope_Vincent_HSN | Tehachapi_Li_Battery_8hr_32 | Reliability_Capacity_In_Model_Year | 1 | Tehachapi_Li_Battery_8hr_32 | Antelope-Vincent Constraint | CAISO_Li_Battery_8hr_Dispatch | Solar | Antelope_Vincent_HSN | Tehachapi_Li_Battery_8hr_32 | Reliability_Capacity_In_Model_Year | 1 | Antelope_Vincent_SSN | Tehachapi_Li_Battery_8hr_32 | Reliability_Capacity_In_Model_Year | 0.5 | Antelope_Vincent_offpeak | Tehachapi_Li_Battery_8hr_32 | Operational_New_Capacity_MW | -1 | DCRT Constraint | DCRT | DCRT_HSN | DCRT_group | Operational_New_Capacity_MW | -1 | DCRT_SSN | DCRT_group | Operational_New_Capacity_MW | -1 | DCRT_offpeak | DCRT_group | Operational_New_Capacity_MW | -1
Antelope_Vincent_HSN | Tehachapi_Li_Battery_4hr_13 | Reliability_Capacity_In_Model_Year | 1 | Antelope_Vincent_HSN | Tehachapi_Li_Battery_8hr_66 | Reliability_Capacity_In_Model_Year | 1 | Tehachapi_Li_Battery_8hr_66 | Antelope-Vincent Constraint | CAISO_Li_Battery_8hr_Dispatch | Solar | Antelope_Vincent_HSN | Tehachapi_Li_Battery_8hr_66 | Reliability_Capacity_In_Model_Year | 1 | Antelope_Vincent_SSN | Tehachapi_Li_Battery_8hr_66 | Reliability_Capacity_In_Model_Year | 0.5 | Antelope_Vincent_offpeak | Tehachapi_Li_Battery_8hr_66 | Operational_New_Capacity_MW | -1 | Devers-Red Bluff Constraint | Devers_Red_Bluff | Devers_Red_Bluff_HSN | Devers_Red_Bluff_group | Operational_New_Capacity_MW | -1 | Devers_Red_Bluff_SSN | Devers_Red_Bluff_group | Operational_New_Capacity_MW | -1 | Devers_Red_Bluff_offpeak | Devers_Red_Bluff_group | Operational_New_Capacity_MW | -1.1982
Antelope_Vincent_HSN | Tehachapi_Li_Battery_4hr_32 | Reliability_Capacity_In_Model_Year | 1 | Antelope_Vincent_HSN | Tehachapi_Li_Battery_8hr_78 | Reliability_Capacity_In_Model_Year | 1 | Tehachapi_Li_Battery_8hr_78 | Antelope-Vincent Constraint | CAISO_Li_Battery_8hr_Dispatch | Solar | Antelope_Vincent_HSN | Tehachapi_Li_Battery_8hr_78 | Reliability_Capacity_In_Model_Year | 1 | Antelope_Vincent_SSN | Tehachapi_Li_Battery_8hr_78 | Reliability_Capacity_In_Model_Year | 0.5 | Antelope_Vincent_offpeak | Tehachapi_Li_Battery_8hr_78 | Operational_New_Capacity_MW | -1 | Eagle Mountain Constraint | Eagle_Mountain |  |  | Operational_New_Capacity_MW | 0 |  |  | Operational_New_Capacity_MW | 0 |  |  | Operational_New_Capacity_MW | 0
Antelope_Vincent_HSN | Tehachapi_Li_Battery_4hr_66 | Reliability_Capacity_In_Model_Year | 1 | Antelope_Vincent_HSN | Tehachapi_Li_Battery_8hr_101 | Reliability_Capacity_In_Model_Year | 1 | Tehachapi_Li_Battery_8hr_101 | Antelope-Vincent Constraint | CAISO_Li_Battery_8hr_Dispatch | Solar | Antelope_Vincent_HSN | Tehachapi_Li_Battery_8hr_101 | Reliability_Capacity_In_Model_Year | 1 | Antelope_Vincent_SSN | Tehachapi_Li_Battery_8hr_101 | Reliability_Capacity_In_Model_Year | 0.5 | Antelope_Vincent_offpeak | Tehachapi_Li_Battery_8hr_101 | Operational_New_Capacity_MW | -1 | Etiwanda-Rancho Vista Constraint | Etiwanda_Rancho_Vista | Etiwanda_Rancho_Vista_HSN | Etiwanda_Rancho_Vista_group | Operational_New_Capacity_MW | -1 | Etiwanda_Rancho_Vista_SSN | Etiwanda_Rancho_Vista_group | Operational_New_Capacity_MW | -1 | Etiwanda_Rancho_Vista_offpeak | Etiwanda_Rancho_Vista_group | Operational_New_Capacity_MW | -1
Antelope_Vincent_HSN | Tehachapi_Li_Battery_4hr_78 | Reliability_Capacity_In_Model_Year | 1 | Antelope_Vincent_HSN | Tehachapi_Pumped_Storage_32 | Reliability_Capacity_In_Model_Year | 1 | Tehachapi_Pumped_Storage_32 | Antelope-Vincent Constraint | CAISO_New_Pumped_Storage_12hr | Solar | Antelope_Vincent_HSN | Tehachapi_Pumped_Storage_32 | Reliability_Capacity_In_Model_Year | 1 | Antelope_Vincent_SSN | Tehachapi_Pumped_Storage_32 | Reliability_Capacity_In_Model_Year | 0.5 | Antelope_Vincent_offpeak | Tehachapi_Pumped_Storage_32 | Operational_New_Capacity_MW | -1 | Red Bluff 500/230 kV Constraint | Red_Bluff_230 | Red_Bluff_230_HSN | Red_Bluff_230_group | Operational_New_Capacity_MW | -1 | Red_Bluff_230_SSN | Red_Bluff_230_group | Operational_New_Capacity_MW | -1 | Red_Bluff_230_offpeak | Red_Bluff_230_group | Operational_New_Capacity_MW | -1
Antelope_Vincent_HSN | Tehachapi_Li_Battery_4hr_101 | Reliability_Capacity_In_Model_Year | 1 | Antelope_Vincent_HSN | Tehachapi_Solar_13 | Reliability_Capacity_In_Model_Year | 0.106 | Tehachapi_Solar_13 | Antelope-Vincent Constraint | Tehachapi_Solar | Solar | Antelope_Vincent_HSN | Tehachapi_Solar_13 | Reliability_Capacity_In_Model_Year | 0.106 | Antelope_Vincent_SSN | Tehachapi_Solar_13 | Reliability_Capacity_In_Model_Year | 0.427 | Antelope_Vincent_offpeak | Tehachapi_Solar_13 | Operational_New_Capacity_MW | 0.77 | Serrano-Alberhill-Valley Constraint | Serrano_Alberhill_Valley | Serrano_Alberhill_Valley_HSN | Serrano_Alberhill_Valley_group | Operational_New_Capacity_MW | -1 | Serrano_Alberhill_Valley_SSN | Serrano_Alberhill_Valley_group | Operational_New_Capacity_MW | -1 | Serrano_Alberhill_Valley_offpeak | Serrano_Alberhill_Valley_group | Operational_New_Capacity_MW | 0
Antelope_Vincent_HSN | Tehachapi_Li_Battery_8hr_13 | Reliability_Capacity_In_Model_Year | 1 | Antelope_Vincent_HSN | Tehachapi_Solar_32 | Reliability_Capacity_In_Model_Year | 0.106 | Tehachapi_Solar_32 | Antelope-Vincent Constraint | Tehachapi_Solar | Solar | Antelope_Vincent_HSN | Tehachapi_Solar_32 | Reliability_Capacity_In_Model_Year | 0.106 | Antelope_Vincent_SSN | Tehachapi_Solar_32 | Reliability_Capacity_In_Model_Year | 0.427 | Antelope_Vincent_offpeak | Tehachapi_Solar_32 | Operational_New_Capacity_MW | 0.77 | VEA 138kV area constraint | VEA_138 | VEA_138_HSN | VEA_138_group | Operational_New_Capacity_MW | -1 | VEA_138_SSN | VEA_138_group | Operational_New_Capacity_MW | -1 | VEA_138_offpeak | VEA_138_group | Operational_New_Capacity_MW | -0.68032
Antelope_Vincent_HSN | Tehachapi_Li_Battery_8hr_32 | Reliability_Capacity_In_Model_Year | 1 | Antelope_Vincent_HSN | Tehachapi_Solar_66 | Reliability_Capacity_In_Model_Year | 0.106 | Tehachapi_Solar_66 | Antelope-Vincent Constraint | Tehachapi_Solar | Solar | Antelope_Vincent_HSN | Tehachapi_Solar_66 | Reliability_Capacity_In_Model_Year | 0.106 | Antelope_Vincent_SSN | Tehachapi_Solar_66 | Reliability_Capacity_In_Model_Year | 0.427 | Antelope_Vincent_offpeak | Tehachapi_Solar_66 | Operational_New_Capacity_MW | 0.77 | GLW 230kV area constraint | GLW_230 | GLW_230_HSN | GLW_230_group | Operational_New_Capacity_MW | -1 | GLW_230_SSN | GLW_230_group | Operational_New_Capacity_MW | -1 | GLW_230_offpeak | GLW_230_group | Operational_New_Capacity_MW | -1.5502
Antelope_Vincent_HSN | Tehachapi_Li_Battery_8hr_66 | Reliability_Capacity_In_Model_Year | 1 | Antelope_Vincent_HSN | Tehachapi_Solar_78 | Reliability_Capacity_In_Model_Year | 0.106 | Tehachapi_Solar_78 | Antelope-Vincent Constraint | Tehachapi_Solar | Solar | Antelope_Vincent_HSN | Tehachapi_Solar_78 | Reliability_Capacity_In_Model_Year | 0.106 | Antelope_Vincent_SSN | Tehachapi_Solar_78 | Reliability_Capacity_In_Model_Year | 0.427 | Antelope_Vincent_offpeak | Tehachapi_Solar_78 | Operational_New_Capacity_MW | 0.77 | Lugo - Victorville area constraint | Lugo_Victorville | Lugo_Victorville_HSN | Lugo_Victorville_group | Operational_New_Capacity_MW | -1 | Lugo_Victorville_SSN | Lugo_Victorville_group | Operational_New_Capacity_MW | -1 | Lugo_Victorville_offpeak | Lugo_Victorville_group | Operational_New_Capacity_MW | -1
Antelope_Vincent_HSN | Tehachapi_Li_Battery_8hr_78 | Reliability_Capacity_In_Model_Year | 1 | Antelope_Vincent_HSN | Tehachapi_Solar_101 | Reliability_Capacity_In_Model_Year | 0.106 | Tehachapi_Solar_101 | Antelope-Vincent Constraint | Tehachapi_Solar | Solar | Antelope_Vincent_HSN | Tehachapi_Solar_101 | Reliability_Capacity_In_Model_Year | 0.106 | Antelope_Vincent_SSN | Tehachapi_Solar_101 | Reliability_Capacity_In_Model_Year | 0.427 | Antelope_Vincent_offpeak | Tehachapi_Solar_101 | Operational_New_Capacity_MW | 0.77 | Capistrano-San Onofre 230 kV constraint | Capistrano_San_Onofre | Capistrano_San_Onofre_HSN | Capistrano_San_Onofre_group | Operational_New_Capacity_MW | -1 | Capistrano_San_Onofre_SSN | Capistrano_San_Onofre_group | Operational_New_Capacity_MW | -1 | Capistrano_San_Onofre_offpeak | Capistrano_San_Onofre_group | Operational_New_Capacity_MW | -1
Antelope_Vincent_HSN | Tehachapi_Li_Battery_8hr_101 | Reliability_Capacity_In_Model_Year | 1 | Antelope_Vincent_HSN | Tehachapi_Wind_13 | Reliability_Capacity_In_Model_Year | 0.665 | Tehachapi_Wind_13 | Antelope-Vincent Constraint | Tehachapi_Wind | Solar | Antelope_Vincent_HSN | Tehachapi_Wind_13 | Reliability_Capacity_In_Model_Year | 0.665 | Antelope_Vincent_SSN | Tehachapi_Wind_13 | Reliability_Capacity_In_Model_Year | 0.163 | Antelope_Vincent_offpeak | Tehachapi_Wind_13 | Operational_New_Capacity_MW | 0.44 | Chicarita 138 kV constraint | Chicarita_138 | Chicarita_138_HSN | Chicarita_138_group | Operational_New_Capacity_MW | -1 | Chicarita_138_SSN | Chicarita_138_group | Operational_New_Capacity_MW | -1 | Chicarita_138_offpeak | Chicarita_138_group | Operational_New_Capacity_MW | -1
Antelope_Vincent_HSN | Tehachapi_Pumped_Storage_32 | Reliability_Capacity_In_Model_Year | 1 | Antelope_Vincent_HSN | Tehachapi_Wind_32 | Reliability_Capacity_In_Model_Year | 0.665 | Tehachapi_Wind_32 | Antelope-Vincent Constraint | Tehachapi_Wind | Solar | Antelope_Vincent_HSN | Tehachapi_Wind_32 | Reliability_Capacity_In_Model_Year | 0.665 | Antelope_Vincent_SSN | Tehachapi_Wind_32 | Reliability_Capacity_In_Model_Year | 0.163 | Antelope_Vincent_offpeak | Tehachapi_Wind_32 | Operational_New_Capacity_MW | 0.44 | El Cajon 69 kV constraint | El_Cajon_69 |  |  | Operational_New_Capacity_MW | 0 |  |  | Operational_New_Capacity_MW | 0 |  |  | Operational_New_Capacity_MW | 0
Antelope_Vincent_HSN | Tehachapi_Solar_13 | Reliability_Capacity_In_Model_Year | 0.106 | Bellota_Weber_HSN | Northern_California_Flow_Battery_25 | Reliability_Capacity_In_Model_Year | 1 | Northern_California_Flow_Battery_25 | Bellota-Weber 230kV line | CAISO_Flow_Battery_8hr_Dispatch | Wind | Bellota_Weber_HSN | Northern_California_Flow_Battery_25 | Reliability_Capacity_In_Model_Year | 1 | Bellota_Weber_SSN | Northern_California_Flow_Battery_25 | Reliability_Capacity_In_Model_Year | 0.5 | Bellota_Weber_offpeak | Northern_California_Flow_Battery_25 | Operational_New_Capacity_MW | -1 | Internal San Diego Area constraint | Internal_San_Diego | Internal_San_Diego_HSN | Internal_San_Diego_group | Operational_New_Capacity_MW | -1 | Internal_San_Diego_SSN | Internal_San_Diego_group | Operational_New_Capacity_MW | -1 | Internal_San_Diego_offpeak | Internal_San_Diego_group | Operational_New_Capacity_MW | -1
Antelope_Vincent_HSN | Tehachapi_Solar_32 | Reliability_Capacity_In_Model_Year | 0.106 | Bellota_Weber_HSN | Northern_California_Flow_Battery_31 | Reliability_Capacity_In_Model_Year | 1 | Northern_California_Flow_Battery_31 | Bellota-Weber 230kV line | CAISO_Flow_Battery_8hr_Dispatch | Wind | Bellota_Weber_HSN | Northern_California_Flow_Battery_31 | Reliability_Capacity_In_Model_Year | 1 | Bellota_Weber_SSN | Northern_California_Flow_Battery_31 | Reliability_Capacity_In_Model_Year | 0.5 | Bellota_Weber_offpeak | Northern_California_Flow_Battery_31 | Operational_New_Capacity_MW | -1 | Miguel 69 kV constraint | Miguel_69 |  |  | Operational_New_Capacity_MW | 0 |  |  | Operational_New_Capacity_MW | 0 |  |  | Operational_New_Capacity_MW | 0
Antelope_Vincent_HSN | Tehachapi_Solar_66 | Reliability_Capacity_In_Model_Year | 0.106 | Bellota_Weber_HSN | Northern_California_Flow_Battery_80 | Reliability_Capacity_In_Model_Year | 1 | Northern_California_Flow_Battery_80 | Bellota-Weber 230kV line | CAISO_Flow_Battery_8hr_Dispatch | Wind | Bellota_Weber_HSN | Northern_California_Flow_Battery_80 | Reliability_Capacity_In_Model_Year | 1 | Bellota_Weber_SSN | Northern_California_Flow_Battery_80 | Reliability_Capacity_In_Model_Year | 0.5 | Bellota_Weber_offpeak | Northern_California_Flow_Battery_80 | Operational_New_Capacity_MW | -1 | Encina - San Luis Rey 230 kV constraint | Encina_San_Luis_Rey | Encina_San_Luis_Rey_HSN | Encina_San_Luis_Rey_group | Operational_New_Capacity_MW | -1 | Encina_San_Luis_Rey_SSN | Encina_San_Luis_Rey_group | Operational_New_Capacity_MW | -1 | Encina_San_Luis_Rey_offpeak | Encina_San_Luis_Rey_group | Operational_New_Capacity_MW | -1.1696
Antelope_Vincent_HSN | Tehachapi_Solar_78 | Reliability_Capacity_In_Model_Year | 0.106 | Bellota_Weber_HSN | Northern_California_Flow_Battery_85 | Reliability_Capacity_In_Model_Year | 1 | Northern_California_Flow_Battery_85 | Bellota-Weber 230kV line | CAISO_Flow_Battery_8hr_Dispatch | Wind | Bellota_Weber_HSN | Northern_California_Flow_Battery_85 | Reliability_Capacity_In_Model_Year | 1 | Bellota_Weber_SSN | Northern_California_Flow_Battery_85 | Reliability_Capacity_In_Model_Year | 0.5 | Bellota_Weber_offpeak | Northern_California_Flow_Battery_85 | Operational_New_Capacity_MW | -1 | East of Miguel constraint | East_Miguel | East_Miguel_HSN | East_Miguel_group | Operational_New_Capacity_MW | -1 | East_Miguel_SSN | East_Miguel_group | Operational_New_Capacity_MW | -1 | East_Miguel_offpeak | East_Miguel_group | Operational_New_Capacity_MW | -1.6578
Antelope_Vincent_HSN | Tehachapi_Solar_101 | Reliability_Capacity_In_Model_Year | 0.106 | Bellota_Weber_HSN | Northern_California_Flow_Battery_92 | Reliability_Capacity_In_Model_Year | 1 | Northern_California_Flow_Battery_92 | Bellota-Weber 230kV line | CAISO_Flow_Battery_8hr_Dispatch | Wind | Bellota_Weber_HSN | Northern_California_Flow_Battery_92 | Reliability_Capacity_In_Model_Year | 1 | Bellota_Weber_SSN | Northern_California_Flow_Battery_92 | Reliability_Capacity_In_Model_Year | 0.5 | Bellota_Weber_offpeak | Northern_California_Flow_Battery_92 | Operational_New_Capacity_MW | -1 | San Luis Rey-San Onofre 230 kV line constraint | San_Luis_Rey_San_Onofre | San_Luis_Rey_San_Onofre_HSN | San_Luis_Rey_San_Onofre_group | Operational_New_Capacity_MW | -1 | San_Luis_Rey_San_Onofre_SSN | San_Luis_Rey_San_Onofre_group | Operational_New_Capacity_MW | -1 | San_Luis_Rey_San_Onofre_offpeak | San_Luis_Rey_San_Onofre_group | Operational_New_Capacity_MW | -1.2384
Antelope_Vincent_HSN | Tehachapi_Wind_13 | Reliability_Capacity_In_Model_Year | 0.665 | Bellota_Weber_HSN | Southern_PGAE_Flow_Battery_111 | Reliability_Capacity_In_Model_Year | 1 | Southern_PGAE_Flow_Battery_111 | Bellota-Weber 230kV line | CAISO_Flow_Battery_8hr_Dispatch | Wind | Bellota_Weber_HSN | Southern_PGAE_Flow_Battery_111 | Reliability_Capacity_In_Model_Year | 1 | Bellota_Weber_SSN | Southern_PGAE_Flow_Battery_111 | Reliability_Capacity_In_Model_Year | 0.5 | Bellota_Weber_offpeak | Southern_PGAE_Flow_Battery_111 | Operational_New_Capacity_MW | -1 | Ocean Ranch 69 kV constraint | Ocean_Ranch_69 |  |  | Operational_New_Capacity_MW | 0 |  |  | Operational_New_Capacity_MW | 0 |  |  | Operational_New_Capacity_MW | 0
Antelope_Vincent_HSN | Tehachapi_Wind_32 | Reliability_Capacity_In_Model_Year | 0.665 | Bellota_Weber_HSN | Northern_California_Flow_Battery_114 | Reliability_Capacity_In_Model_Year | 1 | Northern_California_Flow_Battery_114 | Bellota-Weber 230kV line | CAISO_Flow_Battery_8hr_Dispatch | Wind | Bellota_Weber_HSN | Northern_California_Flow_Battery_114 | Reliability_Capacity_In_Model_Year | 1 | Bellota_Weber_SSN | Northern_California_Flow_Battery_114 | Reliability_Capacity_In_Model_Year | 0.5 | Bellota_Weber_offpeak | Northern_California_Flow_Battery_114 | Operational_New_Capacity_MW | -1 | Otay Mesa 230 kV constraint | Otay_Mesa_230 |  |  | Operational_New_Capacity_MW | 0 |  |  | Operational_New_Capacity_MW | 0 |  |  | Operational_New_Capacity_MW | 0
Antelope_Vincent_HSN | Antelope_Vincent_group | Operational_New_Capacity_MW | -1 | Bellota_Weber_HSN | Northern_California_Flow_Battery_122 | Reliability_Capacity_In_Model_Year | 1 | Northern_California_Flow_Battery_122 | Bellota-Weber 230kV line | CAISO_Flow_Battery_8hr_Dispatch | Wind | Bellota_Weber_HSN | Northern_California_Flow_Battery_122 | Reliability_Capacity_In_Model_Year | 1 | Bellota_Weber_SSN | Northern_California_Flow_Battery_122 | Reliability_Capacity_In_Model_Year | 0.5 | Bellota_Weber_offpeak | Northern_California_Flow_Battery_122 | Operational_New_Capacity_MW | -1 | Silvergate - Bay Blvd 230 kV constraint | Silvergate_Bay_Blvd | Silvergate_Bay_Blvd_HSN | Silvergate_Bay_Blvd_group | Operational_New_Capacity_MW | -1 | Silvergate_Bay_Blvd_SSN | Silvergate_Bay_Blvd_group | Operational_New_Capacity_MW | -1 | Silvergate_Bay_Blvd_offpeak | Silvergate_Bay_Blvd_group | Operational_New_Capacity_MW | -1
Antelope_Vincent_offpeak | Tehachapi_Adiabatic_CAES_13 | Operational_New_Capacity_MW | -1 | Bellota_Weber_HSN | Northern_California_Flow_Battery_135 | Reliability_Capacity_In_Model_Year | 1 | Northern_California_Flow_Battery_135 | Bellota-Weber 230kV line | CAISO_Flow_Battery_8hr_Dispatch | Wind | Bellota_Weber_HSN | Northern_California_Flow_Battery_135 | Reliability_Capacity_In_Model_Year | 1 | Bellota_Weber_SSN | Northern_California_Flow_Battery_135 | Reliability_Capacity_In_Model_Year | 0.5 | Bellota_Weber_offpeak | Northern_California_Flow_Battery_135 | Operational_New_Capacity_MW | -1 | Silvergate-Old Town 230 kV constraint | Silvergate_Old_Town | Silvergate_Old_Town_HSN | Silvergate_Old_Town_group | Operational_New_Capacity_MW | -1 | Silvergate_Old_Town_SSN | Silvergate_Old_Town_group | Operational_New_Capacity_MW | -1 | Silvergate_Old_Town_offpeak | Silvergate_Old_Town_group | Operational_New_Capacity_MW | -1
Antelope_Vincent_offpeak | Tehachapi_Flow_Battery_13 | Operational_New_Capacity_MW | -1 | Bellota_Weber_HSN | Northern_California_Flow_Battery_138 | Reliability_Capacity_In_Model_Year | 1 | Northern_California_Flow_Battery_138 | Bellota-Weber 230kV line | CAISO_Flow_Battery_8hr_Dispatch | Wind | Bellota_Weber_HSN | Northern_California_Flow_Battery_138 | Reliability_Capacity_In_Model_Year | 1 | Bellota_Weber_SSN | Northern_California_Flow_Battery_138 | Reliability_Capacity_In_Model_Year | 0.5 | Bellota_Weber_offpeak | Northern_California_Flow_Battery_138 | Operational_New_Capacity_MW | -1 | Talega 230 kV constraint | Talega_230 | Talega_230_HSN | Talega_230_group | Operational_New_Capacity_MW | -1 | Talega_230_SSN | Talega_230_group | Operational_New_Capacity_MW | -1 | Talega_230_offpeak | Talega_230_group | Operational_New_Capacity_MW | -1
Antelope_Vincent_offpeak | Tehachapi_Flow_Battery_32 | Operational_New_Capacity_MW | -1 | Bellota_Weber_HSN | Southern_PGAE_Flow_Battery_139 | Reliability_Capacity_In_Model_Year | 1 | Southern_PGAE_Flow_Battery_139 | Bellota-Weber 230kV line | CAISO_Flow_Battery_8hr_Dispatch | Wind | Bellota_Weber_HSN | Southern_PGAE_Flow_Battery_139 | Reliability_Capacity_In_Model_Year | 1 | Bellota_Weber_SSN | Southern_PGAE_Flow_Battery_139 | Reliability_Capacity_In_Model_Year | 0.5 | Bellota_Weber_offpeak | Southern_PGAE_Flow_Battery_139 | Operational_New_Capacity_MW | -1 | Trabuco-Capistrano 138 kV constraint | Trabuco_Capistrano | Trabuco_Capistrano_HSN | Trabuco_Capistrano_group | Operational_New_Capacity_MW | -1 | Trabuco_Capistrano_SSN | Trabuco_Capistrano_group | Operational_New_Capacity_MW | -1 | Trabuco_Capistrano_offpeak | Trabuco_Capistrano_group | Operational_New_Capacity_MW | -1
Antelope_Vincent_offpeak | Tehachapi_Flow_Battery_66 | Operational_New_Capacity_MW | -1 | Bellota_Weber_HSN | Southern_PGAE_Flow_Battery_140 | Reliability_Capacity_In_Model_Year | 1 | Southern_PGAE_Flow_Battery_140 | Bellota-Weber 230kV line | CAISO_Flow_Battery_8hr_Dispatch | Wind | Bellota_Weber_HSN | Southern_PGAE_Flow_Battery_140 | Reliability_Capacity_In_Model_Year | 1 | Bellota_Weber_SSN | Southern_PGAE_Flow_Battery_140 | Reliability_Capacity_In_Model_Year | 0.5 | Bellota_Weber_offpeak | Southern_PGAE_Flow_Battery_140 | Operational_New_Capacity_MW | -1 | Santa Rosa-Corona 115 kV line | Santa_Rosa_Corona | Santa_Rosa_Corona_HSN | Santa_Rosa_Corona_group | Operational_New_Capacity_MW | -1 | Santa_Rosa_Corona_SSN | Santa_Rosa_Corona_group | Operational_New_Capacity_MW | -1 | Santa_Rosa_Corona_offpeak | Santa_Rosa_Corona_group | Operational_New_Capacity_MW | -1
Antelope_Vincent_offpeak | Tehachapi_Flow_Battery_78 | Operational_New_Capacity_MW | -1 | Bellota_Weber_HSN | Northern_California_Flow_Battery_141 | Reliability_Capacity_In_Model_Year | 1 | Northern_California_Flow_Battery_141 | Bellota-Weber 230kV line | CAISO_Flow_Battery_8hr_Dispatch | Wind | Bellota_Weber_HSN | Northern_California_Flow_Battery_141 | Reliability_Capacity_In_Model_Year | 1 | Bellota_Weber_SSN | Northern_California_Flow_Battery_141 | Reliability_Capacity_In_Model_Year | 0.5 | Bellota_Weber_offpeak | Northern_California_Flow_Battery_141 | Operational_New_Capacity_MW | -1 | Vaca Dixon-Tesla 500kV Line | Vaca_Dixon_Tesla | Vaca_Dixon_Tesla_HSN | Vaca_Dixon_Tesla_group | Operational_New_Capacity_MW | -1 | Vaca_Dixon_Tesla_SSN | Vaca_Dixon_Tesla_group | Operational_New_Capacity_MW | -1 | Vaca_Dixon_Tesla_offpeak | Vaca_Dixon_Tesla_group | Operational_New_Capacity_MW | -1
Antelope_Vincent_offpeak | Tehachapi_Flow_Battery_101 | Operational_New_Capacity_MW | -1 | Bellota_Weber_HSN | Northern_California_Flow_Battery_144 | Reliability_Capacity_In_Model_Year | 1 | Northern_California_Flow_Battery_144 | Bellota-Weber 230kV line | CAISO_Flow_Battery_8hr_Dispatch | Wind | Bellota_Weber_HSN | Northern_California_Flow_Battery_144 | Reliability_Capacity_In_Model_Year | 1 | Bellota_Weber_SSN | Northern_California_Flow_Battery_144 | Reliability_Capacity_In_Model_Year | 0.5 | Bellota_Weber_offpeak | Northern_California_Flow_Battery_144 | Operational_New_Capacity_MW | -1 | Woodland- Davis 115kV line | Woodland_Davis | Woodland_Davis_HSN | Woodland_Davis_group | Operational_New_Capacity_MW | -1 | Woodland_Davis_SSN | Woodland_Davis_group | Operational_New_Capacity_MW | -1 | Woodland_Davis_offpeak | Woodland_Davis_group | Operational_New_Capacity_MW | -1
Antelope_Vincent_offpeak | Tehachapi_Li_Battery_4hr_13 | Operational_New_Capacity_MW | -1 | Bellota_Weber_HSN | Southern_PGAE_Flow_Battery_151 | Reliability_Capacity_In_Model_Year | 1 | Southern_PGAE_Flow_Battery_151 | Bellota-Weber 230kV line | CAISO_Flow_Battery_8hr_Dispatch | Wind | Bellota_Weber_HSN | Southern_PGAE_Flow_Battery_151 | Reliability_Capacity_In_Model_Year | 1 | Bellota_Weber_SSN | Southern_PGAE_Flow_Battery_151 | Reliability_Capacity_In_Model_Year | 0.5 | Bellota_Weber_offpeak | Southern_PGAE_Flow_Battery_151 | Operational_New_Capacity_MW | -1 | Cortina-Eagle Rock 115 kV line | Cortina_Eagle_Rock | Cortina_Eagle_Rock_HSN | Cortina_Eagle_Rock_group | Operational_New_Capacity_MW | -1 | Cortina_Eagle_Rock_SSN | Cortina_Eagle_Rock_group | Operational_New_Capacity_MW | -1 | Cortina_Eagle_Rock_offpeak | Cortina_Eagle_Rock_group | Operational_New_Capacity_MW | -1
Antelope_Vincent_offpeak | Tehachapi_Li_Battery_4hr_32 | Operational_New_Capacity_MW | -1 | Bellota_Weber_HSN | Southern_PGAE_Flow_Battery_154 | Reliability_Capacity_In_Model_Year | 1 | Southern_PGAE_Flow_Battery_154 | Bellota-Weber 230kV line | CAISO_Flow_Battery_8hr_Dispatch | Wind | Bellota_Weber_HSN | Southern_PGAE_Flow_Battery_154 | Reliability_Capacity_In_Model_Year | 1 | Bellota_Weber_SSN | Southern_PGAE_Flow_Battery_154 | Reliability_Capacity_In_Model_Year | 0.5 | Bellota_Weber_offpeak | Southern_PGAE_Flow_Battery_154 | Operational_New_Capacity_MW | -1 | Bell-Placer 115kV Line | Bell_Placer | Bell_Placer_HSN | Bell_Placer_group | Operational_New_Capacity_MW | -1 | Bell_Placer_SSN | Bell_Placer_group | Operational_New_Capacity_MW | -1 | Bell_Placer_offpeak | Bell_Placer_group | Operational_New_Capacity_MW | -1
Antelope_Vincent_offpeak | Tehachapi_Li_Battery_4hr_66 | Operational_New_Capacity_MW | -1 | Bellota_Weber_HSN | Northern_California_Flow_Battery_157 | Reliability_Capacity_In_Model_Year | 1 | Northern_California_Flow_Battery_157 | Bellota-Weber 230kV line | CAISO_Flow_Battery_8hr_Dispatch | Wind | Bellota_Weber_HSN | Northern_California_Flow_Battery_157 | Reliability_Capacity_In_Model_Year | 1 | Bellota_Weber_SSN | Northern_California_Flow_Battery_157 | Reliability_Capacity_In_Model_Year | 0.5 | Bellota_Weber_offpeak | Northern_California_Flow_Battery_157 | Operational_New_Capacity_MW | -1 | Carberry-Round Mountain 230kV Line | Carberry_Round_Mt | Carberry_Round_Mt_HSN | Carberry_Round_Mt_group | Operational_New_Capacity_MW | -1 | Carberry_Round_Mt_SSN | Carberry_Round_Mt_group | Operational_New_Capacity_MW | -1 | Carberry_Round_Mt_offpeak | Carberry_Round_Mt_group | Operational_New_Capacity_MW | -0.96154
Antelope_Vincent_offpeak | Tehachapi_Li_Battery_4hr_78 | Operational_New_Capacity_MW | -1 | Bellota_Weber_HSN | Northern_California_Flow_Battery_159 | Reliability_Capacity_In_Model_Year | 1 | Northern_California_Flow_Battery_159 | Bellota-Weber 230kV line | CAISO_Flow_Battery_8hr_Dispatch | Wind | Bellota_Weber_HSN | Northern_California_Flow_Battery_159 | Reliability_Capacity_In_Model_Year | 1 | Bellota_Weber_SSN | Northern_California_Flow_Battery_159 | Reliability_Capacity_In_Model_Year | 0.5 | Bellota_Weber_offpeak | Northern_California_Flow_Battery_159 | Operational_New_Capacity_MW | -1 | Rocklin-Pleaseant grove 115kV line | Rocklin_Pleasant_Grove | Rocklin_Pleasant_Grove_HSN | Rocklin_Pleasant_Grove_group | Operational_New_Capacity_MW | -1 | Rocklin_Pleasant_Grove_SSN | Rocklin_Pleasant_Grove_group | Operational_New_Capacity_MW | -1 | Rocklin_Pleasant_Grove_offpeak | Rocklin_Pleasant_Grove_group | Operational_New_Capacity_MW | -1
Antelope_Vincent_offpeak | Tehachapi_Li_Battery_4hr_101 | Operational_New_Capacity_MW | -1 | Bellota_Weber_HSN | Southern_PGAE_Flow_Battery_161 | Reliability_Capacity_In_Model_Year | 1 | Southern_PGAE_Flow_Battery_161 | Bellota-Weber 230kV line | CAISO_Flow_Battery_8hr_Dispatch | Wind | Bellota_Weber_HSN | Southern_PGAE_Flow_Battery_161 | Reliability_Capacity_In_Model_Year | 1 | Bellota_Weber_SSN | Southern_PGAE_Flow_Battery_161 | Reliability_Capacity_In_Model_Year | 0.5 | Bellota_Weber_offpeak | Southern_PGAE_Flow_Battery_161 | Operational_New_Capacity_MW | -1 | Bellota-Weber 230kV line | Bellota_Weber | Bellota_Weber_HSN | Subacco_group | Operational_New_Capacity_MW | -1 | Bellota_Weber_SSN | Subacco_group | Operational_New_Capacity_MW | -1 | Bellota_Weber_offpeak | Subacco_group | Operational_New_Capacity_MW | -1
Antelope_Vincent_offpeak | Tehachapi_Li_Battery_8hr_13 | Operational_New_Capacity_MW | -1 | Bellota_Weber_HSN | Southern_PGAE_Flow_Battery_162 | Reliability_Capacity_In_Model_Year | 1 | Southern_PGAE_Flow_Battery_162 | Bellota-Weber 230kV line | CAISO_Flow_Battery_8hr_Dispatch | Wind | Bellota_Weber_HSN | Southern_PGAE_Flow_Battery_162 | Reliability_Capacity_In_Model_Year | 1 | Bellota_Weber_SSN | Southern_PGAE_Flow_Battery_162 | Reliability_Capacity_In_Model_Year | 0.5 | Bellota_Weber_offpeak | Southern_PGAE_Flow_Battery_162 | Operational_New_Capacity_MW | -1 | Rio Oso-Brighton 230kV line | Rio_Oso_Brighton | Rio_Oso_Brighton_HSN | Subacco_group | Operational_New_Capacity_MW | -1.2478 | Rio_Oso_Brighton_SSN | Subacco_group | Operational_New_Capacity_MW | -1.2478 | Rio_Oso_Brighton_offpeak | Subacco_group | Operational_New_Capacity_MW | -1.2478
Antelope_Vincent_offpeak | Tehachapi_Li_Battery_8hr_32 | Operational_New_Capacity_MW | -1 | Bellota_Weber_HSN | Southern_PGAE_Flow_Battery_163 | Reliability_Capacity_In_Model_Year | 1 | Southern_PGAE_Flow_Battery_163 | Bellota-Weber 230kV line | CAISO_Flow_Battery_8hr_Dispatch | Wind | Bellota_Weber_HSN | Southern_PGAE_Flow_Battery_163 | Reliability_Capacity_In_Model_Year | 1 | Bellota_Weber_SSN | Southern_PGAE_Flow_Battery_163 | Reliability_Capacity_In_Model_Year | 0.5 | Bellota_Weber_offpeak | Southern_PGAE_Flow_Battery_163 | Operational_New_Capacity_MW | -1 | Rio Oso-Lockeford 230kV line | Rio_Oso_Lockeford | Rio_Oso_Lockeford_HSN | Subacco_group | Operational_New_Capacity_MW | -1.0543 | Rio_Oso_Lockeford_SSN | Subacco_group | Operational_New_Capacity_MW | -1.0543 | Rio_Oso_Lockeford_offpeak | Subacco_group | Operational_New_Capacity_MW | -1.0543
Antelope_Vincent_offpeak | Tehachapi_Li_Battery_8hr_66 | Operational_New_Capacity_MW | -1 | Bellota_Weber_HSN | Southern_PGAE_Flow_Battery_164 | Reliability_Capacity_In_Model_Year | 1 | Southern_PGAE_Flow_Battery_164 | Bellota-Weber 230kV line | CAISO_Flow_Battery_8hr_Dispatch | Wind | Bellota_Weber_HSN | Southern_PGAE_Flow_Battery_164 | Reliability_Capacity_In_Model_Year | 1 | Bellota_Weber_SSN | Southern_PGAE_Flow_Battery_164 | Reliability_Capacity_In_Model_Year | 0.5 | Bellota_Weber_offpeak | Southern_PGAE_Flow_Battery_164 | Operational_New_Capacity_MW | -1 | Dumbarton-Newark 115 kV line | Dumbarton_Newark | Dumbarton_Newark_HSN | Collinsville_500_group | Operational_New_Capacity_MW | -1 | Dumbarton_Newark_SSN | Collinsville_500_group | Operational_New_Capacity_MW | -1 | Dumbarton_Newark_offpeak | Collinsville_500_group | Operational_New_Capacity_MW | -1
Antelope_Vincent_offpeak | Tehachapi_Li_Battery_8hr_78 | Operational_New_Capacity_MW | -1 | Bellota_Weber_HSN | Southern_PGAE_Flow_Battery_165 | Reliability_Capacity_In_Model_Year | 1 | Southern_PGAE_Flow_Battery_165 | Bellota-Weber 230kV line | CAISO_Flow_Battery_8hr_Dispatch | Wind | Bellota_Weber_HSN | Southern_PGAE_Flow_Battery_165 | Reliability_Capacity_In_Model_Year | 1 | Bellota_Weber_SSN | Southern_PGAE_Flow_Battery_165 | Reliability_Capacity_In_Model_Year | 0.5 | Bellota_Weber_offpeak | Southern_PGAE_Flow_Battery_165 | Operational_New_Capacity_MW | -1 | Eastshore-San Mateo 230 kV line | Eastshore_San_Mateo | Eastshore_San_Mateo_HSN | Collinsville_500_group | Operational_New_Capacity_MW | -0.56033 | Eastshore_San_Mateo_SSN | Collinsville_500_group | Operational_New_Capacity_MW | -0.56033 | Eastshore_San_Mateo_offpeak | Collinsville_500_group | Operational_New_Capacity_MW | -0.56033
Antelope_Vincent_offpeak | Tehachapi_Li_Battery_8hr_101 | Operational_New_Capacity_MW | -1 | Bellota_Weber_HSN | Northern_California_Flow_Battery_166 | Reliability_Capacity_In_Model_Year | 1 | Northern_California_Flow_Battery_166 | Bellota-Weber 230kV line | CAISO_Flow_Battery_8hr_Dispatch | Wind | Bellota_Weber_HSN | Northern_California_Flow_Battery_166 | Reliability_Capacity_In_Model_Year | 1 | Bellota_Weber_SSN | Northern_California_Flow_Battery_166 | Reliability_Capacity_In_Model_Year | 0.5 | Bellota_Weber_offpeak | Northern_California_Flow_Battery_166 | Operational_New_Capacity_MW | -1 | Lakeville-Ignacio 230 kV line | Lakeville_Ignacio | Lakeville_Ignacio_HSN | Collinsville_500_group | Operational_New_Capacity_MW | -0.88037 | Lakeville_Ignacio_SSN | Collinsville_500_group | Operational_New_Capacity_MW | -0.88037 | Lakeville_Ignacio_offpeak | Collinsville_500_group | Operational_New_Capacity_MW | -0.88037
Antelope_Vincent_offpeak | Tehachapi_Pumped_Storage_32 | Operational_New_Capacity_MW | -1 | Bellota_Weber_HSN | Southern_PGAE_Flow_Battery_168 | Reliability_Capacity_In_Model_Year | 1 | Southern_PGAE_Flow_Battery_168 | Bellota-Weber 230kV line | CAISO_Flow_Battery_8hr_Dispatch | Wind | Bellota_Weber_HSN | Southern_PGAE_Flow_Battery_168 | Reliability_Capacity_In_Model_Year | 1 | Bellota_Weber_SSN | Southern_PGAE_Flow_Battery_168 | Reliability_Capacity_In_Model_Year | 0.5 | Bellota_Weber_offpeak | Southern_PGAE_Flow_Battery_168 | Operational_New_Capacity_MW | -1 | Sobrante-Moraga 230 kV line | Sobrante_Moraga | Sobrante_Moraga_HSN | Collinsville_500_group | Operational_New_Capacity_MW | -0.66769 | Sobrante_Moraga_SSN | Collinsville_500_group | Operational_New_Capacity_MW | -0.66769 | Sobrante_Moraga_offpeak | Collinsville_500_group | Operational_New_Capacity_MW | -0.66769
Antelope_Vincent_offpeak | Tehachapi_Solar_13 | Operational_New_Capacity_MW | 0.77 | Bellota_Weber_HSN | Southern_PGAE_Flow_Battery_169 | Reliability_Capacity_In_Model_Year | 1 | Southern_PGAE_Flow_Battery_169 | Bellota-Weber 230kV line | CAISO_Flow_Battery_8hr_Dispatch | Wind | Bellota_Weber_HSN | Southern_PGAE_Flow_Battery_169 | Reliability_Capacity_In_Model_Year | 1 | Bellota_Weber_SSN | Southern_PGAE_Flow_Battery_169 | Reliability_Capacity_In_Model_Year | 0.5 | Bellota_Weber_offpeak | Southern_PGAE_Flow_Battery_169 | Operational_New_Capacity_MW | -1 | Windmaster-Delta pumps 230 kV line | Windmaster_Delta_Pumps | Windmaster_Delta_Pumps_HSN | Contra_Costa_Tesla_Newark_group | Operational_New_Capacity_MW | -1 | Windmaster_Delta_Pumps_SSN | Contra_Costa_Tesla_Newark_group | Operational_New_Capacity_MW | -1 | Windmaster_Delta_Pumps_offpeak | Contra_Costa_Tesla_Newark_group | Operational_New_Capacity_MW | -1
Antelope_Vincent_offpeak | Tehachapi_Solar_32 | Operational_New_Capacity_MW | 0.77 | Bellota_Weber_HSN | Southern_PGAE_Flow_Battery_170 | Reliability_Capacity_In_Model_Year | 1 | Southern_PGAE_Flow_Battery_170 | Bellota-Weber 230kV line | CAISO_Flow_Battery_8hr_Dispatch | Wind | Bellota_Weber_HSN | Southern_PGAE_Flow_Battery_170 | Reliability_Capacity_In_Model_Year | 1 | Bellota_Weber_SSN | Southern_PGAE_Flow_Battery_170 | Reliability_Capacity_In_Model_Year | 0.5 | Bellota_Weber_offpeak | Southern_PGAE_Flow_Battery_170 | Operational_New_Capacity_MW | -1 | Contra Costa- Windmaster 230 kV line | Contra_Costa_Windmaster | Contra_Costa_Windmaster_HSN | Contra_Costa_Tesla_Newark_group | Operational_New_Capacity_MW | -0.92824 | Contra_Costa_Windmaster_SSN | Contra_Costa_Tesla_Newark_group | Operational_New_Capacity_MW | -0.92824 | Contra_Costa_Windmaster_offpeak | Contra_Costa_Tesla_Newark_group | Operational_New_Capacity_MW | -0.92824
Antelope_Vincent_offpeak | Tehachapi_Solar_66 | Operational_New_Capacity_MW | 0.77 | Bellota_Weber_HSN | Northern_California_Flow_Battery_172 | Reliability_Capacity_In_Model_Year | 1 | Northern_California_Flow_Battery_172 | Bellota-Weber 230kV line | CAISO_Flow_Battery_8hr_Dispatch | Wind | Bellota_Weber_HSN | Northern_California_Flow_Battery_172 | Reliability_Capacity_In_Model_Year | 1 | Bellota_Weber_SSN | Northern_California_Flow_Battery_172 | Reliability_Capacity_In_Model_Year | 0.5 | Bellota_Weber_offpeak | Northern_California_Flow_Battery_172 | Operational_New_Capacity_MW | -1 | Tesla-Tracy-Pump 230 kV line #2 | Tesla_Tracy_Pumps_2 | Tesla_Tracy_Pumps_2_HSN | Contra_Costa_Tesla_Newark_group | Operational_New_Capacity_MW | -0.58353 | Tesla_Tracy_Pumps_2_SSN | Contra_Costa_Tesla_Newark_group | Operational_New_Capacity_MW | -0.58353 | Tesla_Tracy_Pumps_2_offpeak | Contra_Costa_Tesla_Newark_group | Operational_New_Capacity_MW | -0.58353
Antelope_Vincent_offpeak | Tehachapi_Solar_78 | Operational_New_Capacity_MW | 0.77 | Bellota_Weber_HSN | Southern_PGAE_Flow_Battery_174 | Reliability_Capacity_In_Model_Year | 1 | Southern_PGAE_Flow_Battery_174 | Bellota-Weber 230kV line | CAISO_Flow_Battery_8hr_Dispatch | Wind | Bellota_Weber_HSN | Southern_PGAE_Flow_Battery_174 | Reliability_Capacity_In_Model_Year | 1 | Bellota_Weber_SSN | Southern_PGAE_Flow_Battery_174 | Reliability_Capacity_In_Model_Year | 0.5 | Bellota_Weber_offpeak | Southern_PGAE_Flow_Battery_174 | Operational_New_Capacity_MW | -1 | Contra Costa #1 115kV Line | Contra_Costa_1_115 |  |  | Operational_New_Capacity_MW | 0 |  |  | Operational_New_Capacity_MW | 0 |  |  | Operational_New_Capacity_MW | 0
Antelope_Vincent_offpeak | Tehachapi_Solar_101 | Operational_New_Capacity_MW | 0.77 | Bellota_Weber_HSN | Southern_PGAE_Flow_Battery_176 | Reliability_Capacity_In_Model_Year | 1 | Southern_PGAE_Flow_Battery_176 | Bellota-Weber 230kV line | CAISO_Flow_Battery_8hr_Dispatch | Wind | Bellota_Weber_HSN | Southern_PGAE_Flow_Battery_176 | Reliability_Capacity_In_Model_Year | 1 | Bellota_Weber_SSN | Southern_PGAE_Flow_Battery_176 | Reliability_Capacity_In_Model_Year | 0.5 | Bellota_Weber_offpeak | Southern_PGAE_Flow_Battery_176 | Operational_New_Capacity_MW | -1 | Kasson Jct-Heinz 115 kV line | Kasson_Jct_Heinz | Kasson_Jct_Heinz_HSN | Nikola_group | Operational_New_Capacity_MW | -1 | Kasson_Jct_Heinz_SSN | Nikola_group | Operational_New_Capacity_MW | -1 | Kasson_Jct_Heinz_offpeak | Nikola_group | Operational_New_Capacity_MW | -1
Antelope_Vincent_offpeak | Tehachapi_Wind_13 | Operational_New_Capacity_MW | 0.44 | Bellota_Weber_HSN | Northern_California_Flow_Battery_179 | Reliability_Capacity_In_Model_Year | 1 | Northern_California_Flow_Battery_179 | Bellota-Weber 230kV line | CAISO_Flow_Battery_8hr_Dispatch | Wind | Bellota_Weber_HSN | Northern_California_Flow_Battery_179 | Reliability_Capacity_In_Model_Year | 1 | Bellota_Weber_SSN | Northern_California_Flow_Battery_179 | Reliability_Capacity_In_Model_Year | 0.5 | Bellota_Weber_offpeak | Northern_California_Flow_Battery_179 | Operational_New_Capacity_MW | -1 | Newark-Newark Distribution 115 kV line | Newark_Newark_Dist | Newark_Newark_Dist_HSN | Nikola_group | Operational_New_Capacity_MW | -0.66215 | Newark_Newark_Dist_SSN | Nikola_group | Operational_New_Capacity_MW | -0.66215 | Newark_Newark_Dist_offpeak | Nikola_group | Operational_New_Capacity_MW | -0.66215
Antelope_Vincent_offpeak | Tehachapi_Wind_32 | Operational_New_Capacity_MW | 0.44 | Bellota_Weber_HSN | Northern_California_Li_Battery_4hr_25 | Reliability_Capacity_In_Model_Year | 1 | Northern_California_Li_Battery_4hr_25 | Bellota-Weber 230kV line | CAISO_Li_Battery_4hr_Dispatch | Wind | Bellota_Weber_HSN | Northern_California_Li_Battery_4hr_25 | Reliability_Capacity_In_Model_Year | 1 | Bellota_Weber_SSN | Northern_California_Li_Battery_4hr_25 | Reliability_Capacity_In_Model_Year | 0.5 | Bellota_Weber_offpeak | Northern_California_Li_Battery_4hr_25 | Operational_New_Capacity_MW | -1 | Tesla-Bellota 230 kV line | Tesla_Bellota | Tesla_Bellota_HSN | Nikola_group | Operational_New_Capacity_MW | -0.23904 | Tesla_Bellota_SSN | Nikola_group | Operational_New_Capacity_MW | -0.23904 | Tesla_Bellota_offpeak | Nikola_group | Operational_New_Capacity_MW | -0.23904
Antelope_Vincent_offpeak | Antelope_Vincent_group | Operational_New_Capacity_MW | -1 | Bellota_Weber_HSN | Northern_California_Li_Battery_4hr_31 | Reliability_Capacity_In_Model_Year | 1 | Northern_California_Li_Battery_4hr_31 | Bellota-Weber 230kV line | CAISO_Li_Battery_4hr_Dispatch | Wind | Bellota_Weber_HSN | Northern_California_Li_Battery_4hr_31 | Reliability_Capacity_In_Model_Year | 1 | Bellota_Weber_SSN | Northern_California_Li_Battery_4hr_31 | Reliability_Capacity_In_Model_Year | 0.5 | Bellota_Weber_offpeak | Northern_California_Li_Battery_4hr_31 | Operational_New_Capacity_MW | -1 | Eight Mile-Tesla 230 kV line | Eight_Mile_Tesla | Eight_Mile_Tesla_HSN | Nikola_group | Operational_New_Capacity_MW | -0.12988 | Eight_Mile_Tesla_SSN | Nikola_group | Operational_New_Capacity_MW | -0.12988 | Eight_Mile_Tesla_offpeak | Nikola_group | Operational_New_Capacity_MW | -0.12988
Antelope_Vincent_SSN | Tehachapi_Adiabatic_CAES_13 | Reliability_Capacity_In_Model_Year | 0.5 | Bellota_Weber_HSN | Northern_California_Li_Battery_4hr_80 | Reliability_Capacity_In_Model_Year | 1 | Northern_California_Li_Battery_4hr_80 | Bellota-Weber 230kV line | CAISO_Li_Battery_4hr_Dispatch | Wind | Bellota_Weber_HSN | Northern_California_Li_Battery_4hr_80 | Reliability_Capacity_In_Model_Year | 1 | Bellota_Weber_SSN | Northern_California_Li_Battery_4hr_80 | Reliability_Capacity_In_Model_Year | 0.5 | Bellota_Weber_offpeak | Northern_California_Li_Battery_4hr_80 | Operational_New_Capacity_MW | -1 | Grant - Eastshore #2 line 115 kV | Grant_Eastshore_2 | Grant_Eastshore_2_HSN | Grant_Eastshore_2_group | Operational_New_Capacity_MW | -1 | Grant_Eastshore_2_SSN | Grant_Eastshore_2_group | Operational_New_Capacity_MW | -1 | Grant_Eastshore_2_offpeak | Grant_Eastshore_2_group | Operational_New_Capacity_MW | -1
Antelope_Vincent_SSN | Tehachapi_Flow_Battery_13 | Reliability_Capacity_In_Model_Year | 0.5 | Bellota_Weber_HSN | Northern_California_Li_Battery_4hr_85 | Reliability_Capacity_In_Model_Year | 1 | Northern_California_Li_Battery_4hr_85 | Bellota-Weber 230kV line | CAISO_Li_Battery_4hr_Dispatch | Wind | Bellota_Weber_HSN | Northern_California_Li_Battery_4hr_85 | Reliability_Capacity_In_Model_Year | 1 | Bellota_Weber_SSN | Northern_California_Li_Battery_4hr_85 | Reliability_Capacity_In_Model_Year | 0.5 | Bellota_Weber_offpeak | Northern_California_Li_Battery_4hr_85 | Operational_New_Capacity_MW | -1 | Salado-Crow Creek Sw Sta 60 kV line | Salado_Crow_Creek |  |  | Operational_New_Capacity_MW | 0 |  |  | Operational_New_Capacity_MW | 0 |  |  | Operational_New_Capacity_MW | 0
Antelope_Vincent_SSN | Tehachapi_Flow_Battery_32 | Reliability_Capacity_In_Model_Year | 0.5 | Bellota_Weber_HSN | Northern_California_Li_Battery_4hr_92 | Reliability_Capacity_In_Model_Year | 1 | Northern_California_Li_Battery_4hr_92 | Bellota-Weber 230kV line | CAISO_Li_Battery_4hr_Dispatch | Wind | Bellota_Weber_HSN | Northern_California_Li_Battery_4hr_92 | Reliability_Capacity_In_Model_Year | 1 | Bellota_Weber_SSN | Northern_California_Li_Battery_4hr_92 | Reliability_Capacity_In_Model_Year | 0.5 | Bellota_Weber_offpeak | Northern_California_Li_Battery_4hr_92 | Operational_New_Capacity_MW | -1 | Tesla-Salado 115 kV line | Tesla_Salado | Tesla_Salado_HSN | Tesla_Salado_group | Operational_New_Capacity_MW | -0.94595 | Tesla_Salado_SSN | Tesla_Salado_group | Operational_New_Capacity_MW | -0.94595 | Tesla_Salado_offpeak | Tesla_Salado_group | Operational_New_Capacity_MW | -0.94595
Antelope_Vincent_SSN | Tehachapi_Flow_Battery_66 | Reliability_Capacity_In_Model_Year | 0.5 | Bellota_Weber_HSN | Southern_PGAE_Li_Battery_4hr_111 | Reliability_Capacity_In_Model_Year | 1 | Southern_PGAE_Li_Battery_4hr_111 | Bellota-Weber 230kV line | CAISO_Li_Battery_4hr_Dispatch | Wind | Bellota_Weber_HSN | Southern_PGAE_Li_Battery_4hr_111 | Reliability_Capacity_In_Model_Year | 1 | Bellota_Weber_SSN | Southern_PGAE_Li_Battery_4hr_111 | Reliability_Capacity_In_Model_Year | 0.5 | Bellota_Weber_offpeak | Southern_PGAE_Li_Battery_4hr_111 | Operational_New_Capacity_MW | -1 | Los Esteros-Silicon Valley 230 kV | Los_Esteros_Silicon_Valley |  |  | Operational_New_Capacity_MW | 0 |  |  | Operational_New_Capacity_MW | 0 |  |  | Operational_New_Capacity_MW | 0
Antelope_Vincent_SSN | Tehachapi_Flow_Battery_78 | Reliability_Capacity_In_Model_Year | 0.5 | Bellota_Weber_HSN | Northern_California_Li_Battery_4hr_114 | Reliability_Capacity_In_Model_Year | 1 | Northern_California_Li_Battery_4hr_114 | Bellota-Weber 230kV line | CAISO_Li_Battery_4hr_Dispatch | Wind | Bellota_Weber_HSN | Northern_California_Li_Battery_4hr_114 | Reliability_Capacity_In_Model_Year | 1 | Bellota_Weber_SSN | Northern_California_Li_Battery_4hr_114 | Reliability_Capacity_In_Model_Year | 0.5 | Bellota_Weber_offpeak | Northern_California_Li_Battery_4hr_114 | Operational_New_Capacity_MW | -1 | Los Esteros-Nortech 115 kV line | Los_Esteros_Nortech |  |  | Operational_New_Capacity_MW | 0 |  |  | Operational_New_Capacity_MW | 0 |  |  | Operational_New_Capacity_MW | 0
Antelope_Vincent_SSN | Tehachapi_Flow_Battery_101 | Reliability_Capacity_In_Model_Year | 0.5 | Bellota_Weber_HSN | Northern_California_Li_Battery_4hr_122 | Reliability_Capacity_In_Model_Year | 1 | Northern_California_Li_Battery_4hr_122 | Bellota-Weber 230kV line | CAISO_Li_Battery_4hr_Dispatch | Wind | Bellota_Weber_HSN | Northern_California_Li_Battery_4hr_122 | Reliability_Capacity_In_Model_Year | 1 | Bellota_Weber_SSN | Northern_California_Li_Battery_4hr_122 | Reliability_Capacity_In_Model_Year | 0.5 | Bellota_Weber_offpeak | Northern_California_Li_Battery_4hr_122 | Operational_New_Capacity_MW | -1 | Newark-Los Esteros 230 kV line | Newark_Los_Esteros | Newark_Los_Esteros_HSN | Newark_Los_Esteros_group | Operational_New_Capacity_MW | -0.20115 | Newark_Los_Esteros_SSN | Newark_Los_Esteros_group | Operational_New_Capacity_MW | -0.20115 | Newark_Los_Esteros_offpeak | Newark_Los_Esteros_group | Operational_New_Capacity_MW | -0.20115
Antelope_Vincent_SSN | Tehachapi_Li_Battery_4hr_13 | Reliability_Capacity_In_Model_Year | 0.5 | Bellota_Weber_HSN | Northern_California_Li_Battery_4hr_135 | Reliability_Capacity_In_Model_Year | 1 | Northern_California_Li_Battery_4hr_135 | Bellota-Weber 230kV line | CAISO_Li_Battery_4hr_Dispatch | Wind | Bellota_Weber_HSN | Northern_California_Li_Battery_4hr_135 | Reliability_Capacity_In_Model_Year | 1 | Bellota_Weber_SSN | Northern_California_Li_Battery_4hr_135 | Reliability_Capacity_In_Model_Year | 0.5 | Bellota_Weber_offpeak | Northern_California_Li_Battery_4hr_135 | Operational_New_Capacity_MW | -1 | Morganhill-Metcalf 115kV Line | Morganhill_Metcalf | Morganhill_Metcalf_HSN | Morganhill_Metcalf_group | Operational_New_Capacity_MW | -1 | Morganhill_Metcalf_SSN | Morganhill_Metcalf_group | Operational_New_Capacity_MW | -1 | Morganhill_Metcalf_offpeak | Morganhill_Metcalf_group | Operational_New_Capacity_MW | -1
Antelope_Vincent_SSN | Tehachapi_Li_Battery_4hr_32 | Reliability_Capacity_In_Model_Year | 0.5 | Bellota_Weber_HSN | Northern_California_Li_Battery_4hr_138 | Reliability_Capacity_In_Model_Year | 1 | Northern_California_Li_Battery_4hr_138 | Bellota-Weber 230kV line | CAISO_Li_Battery_4hr_Dispatch | Wind | Bellota_Weber_HSN | Northern_California_Li_Battery_4hr_138 | Reliability_Capacity_In_Model_Year | 1 | Bellota_Weber_SSN | Northern_California_Li_Battery_4hr_138 | Reliability_Capacity_In_Model_Year | 0.5 | Bellota_Weber_offpeak | Northern_California_Li_Battery_4hr_138 | Operational_New_Capacity_MW | -1 | Tesla-Tracy Pump 230 kV Line #1 | Tesla_Tracy_Pump_1 | Tesla_Tracy_Pump_1_HSN | Tesla_Tracy_Pump_1_group | Operational_New_Capacity_MW | -1 | Tesla_Tracy_Pump_1_SSN | Tesla_Tracy_Pump_1_group | Operational_New_Capacity_MW | -1 | Tesla_Tracy_Pump_1_offpeak | Tesla_Tracy_Pump_1_group | Operational_New_Capacity_MW | -1
Antelope_Vincent_SSN | Tehachapi_Li_Battery_4hr_66 | Reliability_Capacity_In_Model_Year | 0.5 | Bellota_Weber_HSN | Southern_PGAE_Li_Battery_4hr_139 | Reliability_Capacity_In_Model_Year | 1 | Southern_PGAE_Li_Battery_4hr_139 | Bellota-Weber 230kV line | CAISO_Li_Battery_4hr_Dispatch | Wind | Bellota_Weber_HSN | Southern_PGAE_Li_Battery_4hr_139 | Reliability_Capacity_In_Model_Year | 1 | Bellota_Weber_SSN | Southern_PGAE_Li_Battery_4hr_139 | Reliability_Capacity_In_Model_Year | 0.5 | Bellota_Weber_offpeak | Southern_PGAE_Li_Battery_4hr_139 | Operational_New_Capacity_MW | -1 | Birds Landing-Contra Costa 230kV Line | Birds_Landing_Contra_Costa | Birds_Landing_Contra_Costa_HSN | Birds_Landing_Contra_Costa_group | Operational_New_Capacity_MW | -1 | Birds_Landing_Contra_Costa_SSN | Birds_Landing_Contra_Costa_group | Operational_New_Capacity_MW | -1 | Birds_Landing_Contra_Costa_offpeak | Birds_Landing_Contra_Costa_group | Operational_New_Capacity_MW | -1
Antelope_Vincent_SSN | Tehachapi_Li_Battery_4hr_78 | Reliability_Capacity_In_Model_Year | 0.5 | Bellota_Weber_HSN | Southern_PGAE_Li_Battery_4hr_140 | Reliability_Capacity_In_Model_Year | 1 | Southern_PGAE_Li_Battery_4hr_140 | Bellota-Weber 230kV line | CAISO_Li_Battery_4hr_Dispatch | Wind | Bellota_Weber_HSN | Southern_PGAE_Li_Battery_4hr_140 | Reliability_Capacity_In_Model_Year | 1 | Bellota_Weber_SSN | Southern_PGAE_Li_Battery_4hr_140 | Reliability_Capacity_In_Model_Year | 0.5 | Bellota_Weber_offpeak | Southern_PGAE_Li_Battery_4hr_140 | Operational_New_Capacity_MW | -1 | Oceano-Calendar 115kV line | Oceano_Calendar | Oceano_Calendar_HSN | Oceano_Calendar_group | Operational_New_Capacity_MW | -1 | Oceano_Calendar_SSN | Oceano_Calendar_group | Operational_New_Capacity_MW | -1 | Oceano_Calendar_offpeak | Oceano_Calendar_group | Operational_New_Capacity_MW | -0.1622
Antelope_Vincent_SSN | Tehachapi_Li_Battery_4hr_101 | Reliability_Capacity_In_Model_Year | 0.5 | Bellota_Weber_HSN | Northern_California_Li_Battery_4hr_141 | Reliability_Capacity_In_Model_Year | 1 | Northern_California_Li_Battery_4hr_141 | Bellota-Weber 230kV line | CAISO_Li_Battery_4hr_Dispatch | Wind | Bellota_Weber_HSN | Northern_California_Li_Battery_4hr_141 | Reliability_Capacity_In_Model_Year | 1 | Bellota_Weber_SSN | Northern_California_Li_Battery_4hr_141 | Reliability_Capacity_In_Model_Year | 0.5 | Bellota_Weber_offpeak | Northern_California_Li_Battery_4hr_141 | Operational_New_Capacity_MW | -1 | Midway-Q2005 230kV Line | Midway_Q2005 | Midway_Q2005_HSN | Midway_Q2005_group | Operational_New_Capacity_MW | -1 | Midway_Q2005_SSN | Midway_Q2005_group | Operational_New_Capacity_MW | -1 | Midway_Q2005_offpeak | Midway_Q2005_group | Operational_New_Capacity_MW | -0.056953
Antelope_Vincent_SSN | Tehachapi_Li_Battery_8hr_13 | Reliability_Capacity_In_Model_Year | 0.5 | Bellota_Weber_HSN | Northern_California_Li_Battery_4hr_144 | Reliability_Capacity_In_Model_Year | 1 | Northern_California_Li_Battery_4hr_144 | Bellota-Weber 230kV line | CAISO_Li_Battery_4hr_Dispatch | Wind | Bellota_Weber_HSN | Northern_California_Li_Battery_4hr_144 | Reliability_Capacity_In_Model_Year | 1 | Bellota_Weber_SSN | Northern_California_Li_Battery_4hr_144 | Reliability_Capacity_In_Model_Year | 0.5 | Bellota_Weber_offpeak | Northern_California_Li_Battery_4hr_144 | Operational_New_Capacity_MW | -1 | Smyrna -Q1984 115kV line | Smyrna _Q1984 | Smyrna _Q1984_HSN | Smyrna _Q1984_group | Operational_New_Capacity_MW | -1 | Smyrna _Q1984_SSN | Smyrna _Q1984_group | Operational_New_Capacity_MW | -1 | Smyrna _Q1984_offpeak | Smyrna _Q1984_group | Operational_New_Capacity_MW | -0.91994
Antelope_Vincent_SSN | Tehachapi_Li_Battery_8hr_32 | Reliability_Capacity_In_Model_Year | 0.5 | Bellota_Weber_HSN | Southern_PGAE_Li_Battery_4hr_151 | Reliability_Capacity_In_Model_Year | 1 | Southern_PGAE_Li_Battery_4hr_151 | Bellota-Weber 230kV line | CAISO_Li_Battery_4hr_Dispatch | Wind | Bellota_Weber_HSN | Southern_PGAE_Li_Battery_4hr_151 | Reliability_Capacity_In_Model_Year | 1 | Bellota_Weber_SSN | Southern_PGAE_Li_Battery_4hr_151 | Reliability_Capacity_In_Model_Year | 0.5 | Bellota_Weber_offpeak | Southern_PGAE_Li_Battery_4hr_151 | Operational_New_Capacity_MW | -1 | Kern 230/115kV TB #4 | Kern_TB_4 | Kern_TB_4_HSN | Kern_TB_4_group | Operational_New_Capacity_MW | -1 | Kern_TB_4_SSN | Kern_TB_4_group | Operational_New_Capacity_MW | -1 | Kern_TB_4_offpeak | Kern_TB_4_group | Operational_New_Capacity_MW | -1
Antelope_Vincent_SSN | Tehachapi_Li_Battery_8hr_66 | Reliability_Capacity_In_Model_Year | 0.5 | Bellota_Weber_HSN | Southern_PGAE_Li_Battery_4hr_154 | Reliability_Capacity_In_Model_Year | 1 | Southern_PGAE_Li_Battery_4hr_154 | Bellota-Weber 230kV line | CAISO_Li_Battery_4hr_Dispatch | Wind | Bellota_Weber_HSN | Southern_PGAE_Li_Battery_4hr_154 | Reliability_Capacity_In_Model_Year | 1 | Bellota_Weber_SSN | Southern_PGAE_Li_Battery_4hr_154 | Reliability_Capacity_In_Model_Year | 0.5 | Bellota_Weber_offpeak | Southern_PGAE_Li_Battery_4hr_154 | Operational_New_Capacity_MW | -1 | Maricopa-Copus 70 kV line | Maricopa_Copus |  |  | Operational_New_Capacity_MW | 0 |  |  | Operational_New_Capacity_MW | 0 |  |  | Operational_New_Capacity_MW | 0
Antelope_Vincent_SSN | Tehachapi_Li_Battery_8hr_78 | Reliability_Capacity_In_Model_Year | 0.5 | Bellota_Weber_HSN | Northern_California_Li_Battery_4hr_157 | Reliability_Capacity_In_Model_Year | 1 | Northern_California_Li_Battery_4hr_157 | Bellota-Weber 230kV line | CAISO_Li_Battery_4hr_Dispatch | Wind | Bellota_Weber_HSN | Northern_California_Li_Battery_4hr_157 | Reliability_Capacity_In_Model_Year | 1 | Bellota_Weber_SSN | Northern_California_Li_Battery_4hr_157 | Reliability_Capacity_In_Model_Year | 0.5 | Bellota_Weber_offpeak | Northern_California_Li_Battery_4hr_157 | Operational_New_Capacity_MW | -1 | Midway-Taft 115 kV line | Midway_Taft | Midway_Taft_HSN | Midway_Taft_group | Operational_New_Capacity_MW | -0.043689 | Midway_Taft_SSN | Midway_Taft_group | Operational_New_Capacity_MW | -0.043689 | Midway_Taft_offpeak | Midway_Taft_group | Operational_New_Capacity_MW | -0.043689
Antelope_Vincent_SSN | Tehachapi_Li_Battery_8hr_101 | Reliability_Capacity_In_Model_Year | 0.5 | Bellota_Weber_HSN | Northern_California_Li_Battery_4hr_159 | Reliability_Capacity_In_Model_Year | 1 | Northern_California_Li_Battery_4hr_159 | Bellota-Weber 230kV line | CAISO_Li_Battery_4hr_Dispatch | Wind | Bellota_Weber_HSN | Northern_California_Li_Battery_4hr_159 | Reliability_Capacity_In_Model_Year | 1 | Bellota_Weber_SSN | Northern_California_Li_Battery_4hr_159 | Reliability_Capacity_In_Model_Year | 0.5 | Bellota_Weber_offpeak | Northern_California_Li_Battery_4hr_159 | Operational_New_Capacity_MW | -1 | Kern-Tevis-Stockdale-Lamont 115kV line | Kern_Tevis_Stockdale_Lamont | Kern_Tevis_Stockdale_Lamont_HSN | Kern_Tevis_Stockdale_Lamont_group | Operational_New_Capacity_MW | -1 | Kern_Tevis_Stockdale_Lamont_SSN | Kern_Tevis_Stockdale_Lamont_group | Operational_New_Capacity_MW | -1 | Kern_Tevis_Stockdale_Lamont_offpeak | Kern_Tevis_Stockdale_Lamont_group | Operational_New_Capacity_MW | -0.29041
Antelope_Vincent_SSN | Tehachapi_Pumped_Storage_32 | Reliability_Capacity_In_Model_Year | 0.5 | Bellota_Weber_HSN | Southern_PGAE_Li_Battery_4hr_161 | Reliability_Capacity_In_Model_Year | 1 | Southern_PGAE_Li_Battery_4hr_161 | Bellota-Weber 230kV line | CAISO_Li_Battery_4hr_Dispatch | Wind | Bellota_Weber_HSN | Southern_PGAE_Li_Battery_4hr_161 | Reliability_Capacity_In_Model_Year | 1 | Bellota_Weber_SSN | Southern_PGAE_Li_Battery_4hr_161 | Reliability_Capacity_In_Model_Year | 0.5 | Bellota_Weber_offpeak | Southern_PGAE_Li_Battery_4hr_161 | Operational_New_Capacity_MW | -1 | Midway 230/115kV TB #3 | Midway_TB_3 | Midway_TB_3_HSN | Midway_TB_3_group | Operational_New_Capacity_MW | -1 | Midway_TB_3_SSN | Midway_TB_3_group | Operational_New_Capacity_MW | -1 | Midway_TB_3_offpeak | Midway_TB_3_group | Operational_New_Capacity_MW | -1.8839
Antelope_Vincent_SSN | Tehachapi_Solar_13 | Reliability_Capacity_In_Model_Year | 0.427 | Bellota_Weber_HSN | Southern_PGAE_Li_Battery_4hr_162 | Reliability_Capacity_In_Model_Year | 1 | Southern_PGAE_Li_Battery_4hr_162 | Bellota-Weber 230kV line | CAISO_Li_Battery_4hr_Dispatch | Wind | Bellota_Weber_HSN | Southern_PGAE_Li_Battery_4hr_162 | Reliability_Capacity_In_Model_Year | 1 | Bellota_Weber_SSN | Southern_PGAE_Li_Battery_4hr_162 | Reliability_Capacity_In_Model_Year | 0.5 | Bellota_Weber_offpeak | Southern_PGAE_Li_Battery_4hr_162 | Operational_New_Capacity_MW | -1 | Semitropic-Midway 115kV Line | Semitropic_Midway | Semitropic_Midway_HSN | Semitropic_Midway_group | Operational_New_Capacity_MW | -1 | Semitropic_Midway_SSN | Semitropic_Midway_group | Operational_New_Capacity_MW | -1 | Semitropic_Midway_offpeak | Semitropic_Midway_group | Operational_New_Capacity_MW | -0.74568
Antelope_Vincent_SSN | Tehachapi_Solar_32 | Reliability_Capacity_In_Model_Year | 0.427 | Bellota_Weber_HSN | Southern_PGAE_Li_Battery_4hr_163 | Reliability_Capacity_In_Model_Year | 1 | Southern_PGAE_Li_Battery_4hr_163 | Bellota-Weber 230kV line | CAISO_Li_Battery_4hr_Dispatch | Wind | Bellota_Weber_HSN | Southern_PGAE_Li_Battery_4hr_163 | Reliability_Capacity_In_Model_Year | 1 | Bellota_Weber_SSN | Southern_PGAE_Li_Battery_4hr_163 | Reliability_Capacity_In_Model_Year | 0.5 | Bellota_Weber_offpeak | Southern_PGAE_Li_Battery_4hr_163 | Operational_New_Capacity_MW | -1 | Midway-Q2011 230 kV Line | Midway_Q2011 | Midway_Q2011_HSN | Midway_Q2011_group | Operational_New_Capacity_MW | -1 | Midway_Q2011_SSN | Midway_Q2011_group | Operational_New_Capacity_MW | -1 | Midway_Q2011_offpeak | Midway_Q2011_group | Operational_New_Capacity_MW | -1
Antelope_Vincent_SSN | Tehachapi_Solar_66 | Reliability_Capacity_In_Model_Year | 0.427 | Bellota_Weber_HSN | Southern_PGAE_Li_Battery_4hr_164 | Reliability_Capacity_In_Model_Year | 1 | Southern_PGAE_Li_Battery_4hr_164 | Bellota-Weber 230kV line | CAISO_Li_Battery_4hr_Dispatch | Wind | Bellota_Weber_HSN | Southern_PGAE_Li_Battery_4hr_164 | Reliability_Capacity_In_Model_Year | 1 | Bellota_Weber_SSN | Southern_PGAE_Li_Battery_4hr_164 | Reliability_Capacity_In_Model_Year | 0.5 | Bellota_Weber_offpeak | Southern_PGAE_Li_Battery_4hr_164 | Operational_New_Capacity_MW | -1 | Gates 500/230kV TB #11 | Gates_TB_11 | Gates_TB_11_HSN | Gates_TB_13_group | Operational_New_Capacity_MW | -1 | Gates_TB_11_SSN | Gates_TB_13_group | Operational_New_Capacity_MW | -1 | Gates_TB_11_offpeak | Gates_TB_13_group | Operational_New_Capacity_MW | -0.38414
Antelope_Vincent_SSN | Tehachapi_Solar_78 | Reliability_Capacity_In_Model_Year | 0.427 | Bellota_Weber_HSN | Southern_PGAE_Li_Battery_4hr_165 | Reliability_Capacity_In_Model_Year | 1 | Southern_PGAE_Li_Battery_4hr_165 | Bellota-Weber 230kV line | CAISO_Li_Battery_4hr_Dispatch | Wind | Bellota_Weber_HSN | Southern_PGAE_Li_Battery_4hr_165 | Reliability_Capacity_In_Model_Year | 1 | Bellota_Weber_SSN | Southern_PGAE_Li_Battery_4hr_165 | Reliability_Capacity_In_Model_Year | 0.5 | Bellota_Weber_offpeak | Southern_PGAE_Li_Battery_4hr_165 | Operational_New_Capacity_MW | -1 | Gates 500/230kV TB #12 | Gates_TB_12 | Gates_TB_12_HSN | Gates_TB_13_group | Operational_New_Capacity_MW | -1.4769 | Gates_TB_12_SSN | Gates_TB_13_group | Operational_New_Capacity_MW | -1.4769 | Gates_TB_12_offpeak | Gates_TB_13_group | Operational_New_Capacity_MW | -0.68171
Antelope_Vincent_SSN | Tehachapi_Solar_101 | Reliability_Capacity_In_Model_Year | 0.427 | Bellota_Weber_HSN | Northern_California_Li_Battery_4hr_166 | Reliability_Capacity_In_Model_Year | 1 | Northern_California_Li_Battery_4hr_166 | Bellota-Weber 230kV line | CAISO_Li_Battery_4hr_Dispatch | Wind | Bellota_Weber_HSN | Northern_California_Li_Battery_4hr_166 | Reliability_Capacity_In_Model_Year | 1 | Bellota_Weber_SSN | Northern_California_Li_Battery_4hr_166 | Reliability_Capacity_In_Model_Year | 0.5 | Bellota_Weber_offpeak | Northern_California_Li_Battery_4hr_166 | Operational_New_Capacity_MW | -1 | Gates 230/70kV TB #5 | Gates_TB_5 | Gates_TB_5_HSN | Gates_TB_5_group | Operational_New_Capacity_MW | -1 | Gates_TB_5_SSN | Gates_TB_5_group | Operational_New_Capacity_MW | -1 | Gates_TB_5_offpeak | Gates_TB_5_group | Operational_New_Capacity_MW | -8.2979
Antelope_Vincent_SSN | Tehachapi_Wind_13 | Reliability_Capacity_In_Model_Year | 0.163 | Bellota_Weber_HSN | Southern_PGAE_Li_Battery_4hr_168 | Reliability_Capacity_In_Model_Year | 1 | Southern_PGAE_Li_Battery_4hr_168 | Bellota-Weber 230kV line | CAISO_Li_Battery_4hr_Dispatch | Wind | Bellota_Weber_HSN | Southern_PGAE_Li_Battery_4hr_168 | Reliability_Capacity_In_Model_Year | 1 | Bellota_Weber_SSN | Southern_PGAE_Li_Battery_4hr_168 | Reliability_Capacity_In_Model_Year | 0.5 | Bellota_Weber_offpeak | Southern_PGAE_Li_Battery_4hr_168 | Operational_New_Capacity_MW | -1 | Tranquility-Helm 230kV Line | Tranquility_Helm | Tranquility_Helm_HSN | Tranquility_Helm_group | Operational_New_Capacity_MW | -1 | Tranquility_Helm_SSN | Tranquility_Helm_group | Operational_New_Capacity_MW | -1 | Tranquility_Helm_offpeak | Tranquility_Helm_group | Operational_New_Capacity_MW | -0.26693
Antelope_Vincent_SSN | Tehachapi_Wind_32 | Reliability_Capacity_In_Model_Year | 0.163 | Bellota_Weber_HSN | Southern_PGAE_Li_Battery_4hr_169 | Reliability_Capacity_In_Model_Year | 1 | Southern_PGAE_Li_Battery_4hr_169 | Bellota-Weber 230kV line | CAISO_Li_Battery_4hr_Dispatch | Wind | Bellota_Weber_HSN | Southern_PGAE_Li_Battery_4hr_169 | Reliability_Capacity_In_Model_Year | 1 | Bellota_Weber_SSN | Southern_PGAE_Li_Battery_4hr_169 | Reliability_Capacity_In_Model_Year | 0.5 | Bellota_Weber_offpeak | Southern_PGAE_Li_Battery_4hr_169 | Operational_New_Capacity_MW | -1 | Dairyland-Chowchilla 115kV Line | Dairyland_Chowchilla | Dairyland_Chowchilla_HSN | Dairyland_Chowchilla_group | Operational_New_Capacity_MW | -1 | Dairyland_Chowchilla_SSN | Dairyland_Chowchilla_group | Operational_New_Capacity_MW | -1 | Dairyland_Chowchilla_offpeak | Dairyland_Chowchilla_group | Operational_New_Capacity_MW | -0.10074
Antelope_Vincent_SSN | Antelope_Vincent_group | Operational_New_Capacity_MW | -1 | Bellota_Weber_HSN | Southern_PGAE_Li_Battery_4hr_170 | Reliability_Capacity_In_Model_Year | 1 | Southern_PGAE_Li_Battery_4hr_170 | Bellota-Weber 230kV line | CAISO_Li_Battery_4hr_Dispatch | Wind | Bellota_Weber_HSN | Southern_PGAE_Li_Battery_4hr_170 | Reliability_Capacity_In_Model_Year | 1 | Bellota_Weber_SSN | Southern_PGAE_Li_Battery_4hr_170 | Reliability_Capacity_In_Model_Year | 0.5 | Bellota_Weber_offpeak | Southern_PGAE_Li_Battery_4hr_170 | Operational_New_Capacity_MW | -1 | Chowchilla-Le grand 115kV Line | Chowchilla_Le_Grand | Chowchilla_Le_Grand_HSN | Chowchilla_Le_Grand_group | Operational_New_Capacity_MW | -1 | Chowchilla_Le_Grand_SSN | Chowchilla_Le_Grand_group | Operational_New_Capacity_MW | -1 | Chowchilla_Le_Grand_offpeak | Chowchilla_Le_Grand_group | Operational_New_Capacity_MW | -0.45087
Bell_Placer_HSN | Northern_California_Flow_Battery_100 | Reliability_Capacity_In_Model_Year | 1 | Bellota_Weber_HSN | Northern_California_Li_Battery_4hr_172 | Reliability_Capacity_In_Model_Year | 1 | Northern_California_Li_Battery_4hr_172 | Bellota-Weber 230kV line | CAISO_Li_Battery_4hr_Dispatch | Wind | Bellota_Weber_HSN | Northern_California_Li_Battery_4hr_172 | Reliability_Capacity_In_Model_Year | 1 | Bellota_Weber_SSN | Northern_California_Li_Battery_4hr_172 | Reliability_Capacity_In_Model_Year | 0.5 | Bellota_Weber_offpeak | Northern_California_Li_Battery_4hr_172 | Operational_New_Capacity_MW | -1 | Los Banos 500/230kV TB | Los_Banos_500_230 | Los_Banos_500_230_HSN | Manning_500_group | Operational_New_Capacity_MW | -1 | Los_Banos_500_230_SSN | Manning_500_group | Operational_New_Capacity_MW | -1 | Los_Banos_500_230_offpeak | Manning_500_group | Operational_New_Capacity_MW | -0.081525
Bell_Placer_HSN | Tehachapi_Flow_Battery_125 | Reliability_Capacity_In_Model_Year | 1 | Bellota_Weber_HSN | Southern_PGAE_Li_Battery_4hr_174 | Reliability_Capacity_In_Model_Year | 1 | Southern_PGAE_Li_Battery_4hr_174 | Bellota-Weber 230kV line | CAISO_Li_Battery_4hr_Dispatch | Wind | Bellota_Weber_HSN | Southern_PGAE_Li_Battery_4hr_174 | Reliability_Capacity_In_Model_Year | 1 | Bellota_Weber_SSN | Southern_PGAE_Li_Battery_4hr_174 | Reliability_Capacity_In_Model_Year | 0.5 | Bellota_Weber_offpeak | Southern_PGAE_Li_Battery_4hr_174 | Operational_New_Capacity_MW | -1 | Panoche-Los Banos 230kV line #2 | Panoche_Los_Banos | Panoche_Los_Banos_HSN | Manning_500_group | Operational_New_Capacity_MW | -1.2912 | Panoche_Los_Banos_SSN | Manning_500_group | Operational_New_Capacity_MW | -1.2912 | Panoche_Los_Banos_offpeak | Manning_500_group | Operational_New_Capacity_MW | -0.63658
Bell_Placer_HSN | Northern_California_Flow_Battery_157 | Reliability_Capacity_In_Model_Year | 1 | Bellota_Weber_HSN | Southern_PGAE_Li_Battery_4hr_176 | Reliability_Capacity_In_Model_Year | 1 | Southern_PGAE_Li_Battery_4hr_176 | Bellota-Weber 230kV line | CAISO_Li_Battery_4hr_Dispatch | Wind | Bellota_Weber_HSN | Southern_PGAE_Li_Battery_4hr_176 | Reliability_Capacity_In_Model_Year | 1 | Bellota_Weber_SSN | Southern_PGAE_Li_Battery_4hr_176 | Reliability_Capacity_In_Model_Year | 0.5 | Bellota_Weber_offpeak | Southern_PGAE_Li_Battery_4hr_176 | Operational_New_Capacity_MW | -1 | Dos Amigos-Los Banos 230kV line | Dos_Amigos_Panoche | Dos_Amigos_Panoche_HSN | Manning_500_group | Operational_New_Capacity_MW | -1.2912 | Dos_Amigos_Panoche_SSN | Manning_500_group | Operational_New_Capacity_MW | -1.2912 | Dos_Amigos_Panoche_offpeak | Manning_500_group | Operational_New_Capacity_MW | -1.2912
Bell_Placer_HSN | Northern_California_Flow_Battery_172 | Reliability_Capacity_In_Model_Year | 1 | Bellota_Weber_HSN | Northern_California_Li_Battery_4hr_179 | Reliability_Capacity_In_Model_Year | 1 | Northern_California_Li_Battery_4hr_179 | Bellota-Weber 230kV line | CAISO_Li_Battery_4hr_Dispatch | Wind | Bellota_Weber_HSN | Northern_California_Li_Battery_4hr_179 | Reliability_Capacity_In_Model_Year | 1 | Bellota_Weber_SSN | Northern_California_Li_Battery_4hr_179 | Reliability_Capacity_In_Model_Year | 0.5 | Bellota_Weber_offpeak | Northern_California_Li_Battery_4hr_179 | Operational_New_Capacity_MW | -1 | Schindler 115/70kV TB #1 | Schindler_TB_1 | Schindler_TB_1_HSN | Manning_115_group | Operational_New_Capacity_MW | -1 | Schindler_TB_1_SSN | Manning_115_group | Operational_New_Capacity_MW | -1 | Schindler_TB_1_offpeak | Manning_115_group | Operational_New_Capacity_MW | -0.027532
Bell_Placer_HSN | Northern_California_Flow_Battery_178 | Reliability_Capacity_In_Model_Year | 1 | Bellota_Weber_HSN | Northern_California_Li_Battery_8hr_25 | Reliability_Capacity_In_Model_Year | 1 | Northern_California_Li_Battery_8hr_25 | Bellota-Weber 230kV line | CAISO_Li_Battery_8hr_Dispatch | Wind | Bellota_Weber_HSN | Northern_California_Li_Battery_8hr_25 | Reliability_Capacity_In_Model_Year | 1 | Bellota_Weber_SSN | Northern_California_Li_Battery_8hr_25 | Reliability_Capacity_In_Model_Year | 0.5 | Bellota_Weber_offpeak | Northern_California_Li_Battery_8hr_25 | Operational_New_Capacity_MW | -1 | Panoche- Mendota 115 kV line | Panoche_Mendota | Panoche_Mendota_HSN | Manning_115_group | Operational_New_Capacity_MW | -0.63892 | Panoche_Mendota_SSN | Manning_115_group | Operational_New_Capacity_MW | -0.63892 | Panoche_Mendota_offpeak | Manning_115_group | Operational_New_Capacity_MW | -0.09557
Bell_Placer_HSN | Northern_California_Flow_Battery_179 | Reliability_Capacity_In_Model_Year | 1 | Bellota_Weber_HSN | Northern_California_Li_Battery_8hr_31 | Reliability_Capacity_In_Model_Year | 1 | Northern_California_Li_Battery_8hr_31 | Bellota-Weber 230kV line | CAISO_Li_Battery_8hr_Dispatch | Wind | Bellota_Weber_HSN | Northern_California_Li_Battery_8hr_31 | Reliability_Capacity_In_Model_Year | 1 | Bellota_Weber_SSN | Northern_California_Li_Battery_8hr_31 | Reliability_Capacity_In_Model_Year | 0.5 | Bellota_Weber_offpeak | Northern_California_Li_Battery_8hr_31 | Operational_New_Capacity_MW | -1 | Coalinga #1-Coalinga #2 70 kV line | Coalinga_1_Coalinga_2 | Coalinga_1_Coalinga_2_HSN | Manning_115_group | Operational_New_Capacity_MW | -0.27785 | Coalinga_1_Coalinga_2_SSN | Manning_115_group | Operational_New_Capacity_MW | -0.27785 | Coalinga_1_Coalinga_2_offpeak | Manning_115_group | Operational_New_Capacity_MW | -0.0015823
Bell_Placer_HSN | Northern_California_Li_Battery_4hr_100 | Reliability_Capacity_In_Model_Year | 1 | Bellota_Weber_HSN | Northern_California_Li_Battery_8hr_80 | Reliability_Capacity_In_Model_Year | 1 | Northern_California_Li_Battery_8hr_80 | Bellota-Weber 230kV line | CAISO_Li_Battery_8hr_Dispatch | Wind | Bellota_Weber_HSN | Northern_California_Li_Battery_8hr_80 | Reliability_Capacity_In_Model_Year | 1 | Bellota_Weber_SSN | Northern_California_Li_Battery_8hr_80 | Reliability_Capacity_In_Model_Year | 0.5 | Bellota_Weber_offpeak | Northern_California_Li_Battery_8hr_80 | Operational_New_Capacity_MW | -1 | Penzir-Tornado 70kV Line | Penzir_Tornado |  |  | Operational_New_Capacity_MW | 0 |  |  | Operational_New_Capacity_MW | 0 |  |  | Operational_New_Capacity_MW | 0
Bell_Placer_HSN | Tehachapi_Li_Battery_4hr_125 | Reliability_Capacity_In_Model_Year | 1 | Bellota_Weber_HSN | Northern_California_Li_Battery_8hr_85 | Reliability_Capacity_In_Model_Year | 1 | Northern_California_Li_Battery_8hr_85 | Bellota-Weber 230kV line | CAISO_Li_Battery_8hr_Dispatch | Wind | Bellota_Weber_HSN | Northern_California_Li_Battery_8hr_85 | Reliability_Capacity_In_Model_Year | 1 | Bellota_Weber_SSN | Northern_California_Li_Battery_8hr_85 | Reliability_Capacity_In_Model_Year | 0.5 | Bellota_Weber_offpeak | Northern_California_Li_Battery_8hr_85 | Operational_New_Capacity_MW | -1 | Panoche-Oro Loma 115kV Line | Panoche_Oro_Loma | Panoche_Oro_Loma_HSN | Panoche_Oro_Loma_group | Operational_New_Capacity_MW | -1 | Panoche_Oro_Loma_SSN | Panoche_Oro_Loma_group | Operational_New_Capacity_MW | -1 | Panoche_Oro_Loma_offpeak | Panoche_Oro_Loma_group | Operational_New_Capacity_MW | -1
Bell_Placer_HSN | Northern_California_Li_Battery_4hr_157 | Reliability_Capacity_In_Model_Year | 1 | Bellota_Weber_HSN | Northern_California_Li_Battery_8hr_92 | Reliability_Capacity_In_Model_Year | 1 | Northern_California_Li_Battery_8hr_92 | Bellota-Weber 230kV line | CAISO_Li_Battery_8hr_Dispatch | Wind | Bellota_Weber_HSN | Northern_California_Li_Battery_8hr_92 | Reliability_Capacity_In_Model_Year | 1 | Bellota_Weber_SSN | Northern_California_Li_Battery_8hr_92 | Reliability_Capacity_In_Model_Year | 0.5 | Bellota_Weber_offpeak | Northern_California_Li_Battery_8hr_92 | Operational_New_Capacity_MW | -1 | Borden-Storey #1 230kV line | Borden_Storey | Borden_Storey_HSN | Borden_Storey_group | Operational_New_Capacity_MW | -1 | Borden_Storey_SSN | Borden_Storey_group | Operational_New_Capacity_MW | -1 | Borden_Storey_offpeak | Borden_Storey_group | Operational_New_Capacity_MW | 0
Bell_Placer_HSN | Northern_California_Li_Battery_4hr_172 | Reliability_Capacity_In_Model_Year | 1 | Bellota_Weber_HSN | Southern_PGAE_Li_Battery_8hr_111 | Reliability_Capacity_In_Model_Year | 1 | Southern_PGAE_Li_Battery_8hr_111 | Bellota-Weber 230kV line | CAISO_Li_Battery_8hr_Dispatch | Wind | Bellota_Weber_HSN | Southern_PGAE_Li_Battery_8hr_111 | Reliability_Capacity_In_Model_Year | 1 | Bellota_Weber_SSN | Southern_PGAE_Li_Battery_8hr_111 | Reliability_Capacity_In_Model_Year | 0.5 | Bellota_Weber_offpeak | Southern_PGAE_Li_Battery_8hr_111 | Operational_New_Capacity_MW | -1 | Merced 115/70kV TB#2 | Merced_TB_2 | Merced_TB_2_HSN | Merced_TB_2_group | Operational_New_Capacity_MW | -1 | Merced_TB_2_SSN | Merced_TB_2_group | Operational_New_Capacity_MW | -1 | Merced_TB_2_offpeak | Merced_TB_2_group | Operational_New_Capacity_MW | -0.81285
Bell_Placer_HSN | Northern_California_Li_Battery_4hr_178 | Reliability_Capacity_In_Model_Year | 1 | Bellota_Weber_HSN | Northern_California_Li_Battery_8hr_114 | Reliability_Capacity_In_Model_Year | 1 | Northern_California_Li_Battery_8hr_114 | Bellota-Weber 230kV line | CAISO_Li_Battery_8hr_Dispatch | Wind | Bellota_Weber_HSN | Northern_California_Li_Battery_8hr_114 | Reliability_Capacity_In_Model_Year | 1 | Bellota_Weber_SSN | Northern_California_Li_Battery_8hr_114 | Reliability_Capacity_In_Model_Year | 0.5 | Bellota_Weber_offpeak | Northern_California_Li_Battery_8hr_114 | Operational_New_Capacity_MW | -1 | Helm 230/70kV TB #1 | Helm_TB_1 |  |  | Operational_New_Capacity_MW | 0 |  |  | Operational_New_Capacity_MW | 0 |  |  | Operational_New_Capacity_MW | 0
Bell_Placer_HSN | Northern_California_Li_Battery_4hr_179 | Reliability_Capacity_In_Model_Year | 1 | Bellota_Weber_HSN | Northern_California_Li_Battery_8hr_122 | Reliability_Capacity_In_Model_Year | 1 | Northern_California_Li_Battery_8hr_122 | Bellota-Weber 230kV line | CAISO_Li_Battery_8hr_Dispatch | Wind | Bellota_Weber_HSN | Northern_California_Li_Battery_8hr_122 | Reliability_Capacity_In_Model_Year | 1 | Bellota_Weber_SSN | Northern_California_Li_Battery_8hr_122 | Reliability_Capacity_In_Model_Year | 0.5 | Bellota_Weber_offpeak | Northern_California_Li_Battery_8hr_122 | Operational_New_Capacity_MW | -1 | Oro Loma-El Nido 115kV Line | Oro Loma_El_Nido | Oro Loma_El_Nido_HSN | Oro Loma_El_Nido_group | Operational_New_Capacity_MW | -1 | Oro Loma_El_Nido_SSN | Oro Loma_El_Nido_group | Operational_New_Capacity_MW | -1 | Oro Loma_El_Nido_offpeak | Oro Loma_El_Nido_group | Operational_New_Capacity_MW | -0.020363
Bell_Placer_HSN | Northern_California_Li_Battery_8hr_100 | Reliability_Capacity_In_Model_Year | 1 | Bellota_Weber_HSN | Northern_California_Li_Battery_8hr_135 | Reliability_Capacity_In_Model_Year | 1 | Northern_California_Li_Battery_8hr_135 | Bellota-Weber 230kV line | CAISO_Li_Battery_8hr_Dispatch | Wind | Bellota_Weber_HSN | Northern_California_Li_Battery_8hr_135 | Reliability_Capacity_In_Model_Year | 1 | Bellota_Weber_SSN | Northern_California_Li_Battery_8hr_135 | Reliability_Capacity_In_Model_Year | 0.5 | Bellota_Weber_offpeak | Northern_California_Li_Battery_8hr_135 | Operational_New_Capacity_MW | -1 | Q2008-Gates 500 kV line | Q2008_Gates | Q2008_Gates_HSN | Diablo_Midway_4_group | Operational_New_Capacity_MW | -1 | Q2008_Gates_SSN | Diablo_Midway_4_group | Operational_New_Capacity_MW | -1 | Q2008_Gates_offpeak | Diablo_Midway_4_group | Operational_New_Capacity_MW | -1
Bell_Placer_HSN | Tehachapi_Li_Battery_8hr_125 | Reliability_Capacity_In_Model_Year | 1 | Bellota_Weber_HSN | Northern_California_Li_Battery_8hr_138 | Reliability_Capacity_In_Model_Year | 1 | Northern_California_Li_Battery_8hr_138 | Bellota-Weber 230kV line | CAISO_Li_Battery_8hr_Dispatch | Wind | Bellota_Weber_HSN | Northern_California_Li_Battery_8hr_138 | Reliability_Capacity_In_Model_Year | 1 | Bellota_Weber_SSN | Northern_California_Li_Battery_8hr_138 | Reliability_Capacity_In_Model_Year | 0.5 | Bellota_Weber_offpeak | Northern_California_Li_Battery_8hr_138 | Operational_New_Capacity_MW | -1 | Mustang-Henrietta 230 kV line | Mustang_Henrietta | Mustang_Henrietta_HSN | Diablo_Midway_4_group | Operational_New_Capacity_MW | -0.60097 | Mustang_Henrietta_SSN | Diablo_Midway_4_group | Operational_New_Capacity_MW | -0.60097 | Mustang_Henrietta_offpeak | Diablo_Midway_4_group | Operational_New_Capacity_MW | -0.60097
Bell_Placer_HSN | Northern_California_Li_Battery_8hr_157 | Reliability_Capacity_In_Model_Year | 1 | Bellota_Weber_HSN | Southern_PGAE_Li_Battery_8hr_139 | Reliability_Capacity_In_Model_Year | 1 | Southern_PGAE_Li_Battery_8hr_139 | Bellota-Weber 230kV line | CAISO_Li_Battery_8hr_Dispatch | Wind | Bellota_Weber_HSN | Southern_PGAE_Li_Battery_8hr_139 | Reliability_Capacity_In_Model_Year | 1 | Bellota_Weber_SSN | Southern_PGAE_Li_Battery_8hr_139 | Reliability_Capacity_In_Model_Year | 0.5 | Bellota_Weber_offpeak | Southern_PGAE_Li_Battery_8hr_139 | Operational_New_Capacity_MW | -1 | Gates-Panoche 230 kV #1 and #2 Lines | Gates_Panoche | Gates_Panoche_HSN | Gates_Panoche_group | Operational_New_Capacity_MW | -1 | Gates_Panoche_SSN | Gates_Panoche_group | Operational_New_Capacity_MW | -1 | Gates_Panoche_offpeak | Gates_Panoche_group | Operational_New_Capacity_MW | -1
Bell_Placer_HSN | Northern_California_Li_Battery_8hr_172 | Reliability_Capacity_In_Model_Year | 1 | Bellota_Weber_HSN | Southern_PGAE_Li_Battery_8hr_140 | Reliability_Capacity_In_Model_Year | 1 | Southern_PGAE_Li_Battery_8hr_140 | Bellota-Weber 230kV line | CAISO_Li_Battery_8hr_Dispatch | Wind | Bellota_Weber_HSN | Southern_PGAE_Li_Battery_8hr_140 | Reliability_Capacity_In_Model_Year | 1 | Bellota_Weber_SSN | Southern_PGAE_Li_Battery_8hr_140 | Reliability_Capacity_In_Model_Year | 0.5 | Bellota_Weber_offpeak | Southern_PGAE_Li_Battery_8hr_140 | Operational_New_Capacity_MW | -1 | Moss Landing-Las Aguilas 230 kV Line | Moss_Landing_Las_Aguillas | Moss_Landing_Las_Aguillas_HSN | Moss_Landing_Las_Aguillas_group | Operational_New_Capacity_MW | 0 | Moss_Landing_Las_Aguillas_SSN | Moss_Landing_Las_Aguillas_group | Operational_New_Capacity_MW | 0 | Moss_Landing_Las_Aguillas_offpeak | Moss_Landing_Las_Aguillas_group | Operational_New_Capacity_MW | -1
Bell_Placer_HSN | Northern_California_Li_Battery_8hr_178 | Reliability_Capacity_In_Model_Year | 1 | Bellota_Weber_HSN | Northern_California_Li_Battery_8hr_141 | Reliability_Capacity_In_Model_Year | 1 | Northern_California_Li_Battery_8hr_141 | Bellota-Weber 230kV line | CAISO_Li_Battery_8hr_Dispatch | Wind | Bellota_Weber_HSN | Northern_California_Li_Battery_8hr_141 | Reliability_Capacity_In_Model_Year | 1 | Bellota_Weber_SSN | Northern_California_Li_Battery_8hr_141 | Reliability_Capacity_In_Model_Year | 0.5 | Bellota_Weber_offpeak | Northern_California_Li_Battery_8hr_141 | Operational_New_Capacity_MW | -1 | Jacksson-WaukenaCorcoran 115kV line | Jackson_Waukena_Corcoran | Jackson_Waukena_Corcoran_HSN | Jackson_Waukena_Corcoran_group | Operational_New_Capacity_MW | 0 | Jackson_Waukena_Corcoran_SSN | Jackson_Waukena_Corcoran_group | Operational_New_Capacity_MW | 0 | Jackson_Waukena_Corcoran_offpeak | Jackson_Waukena_Corcoran_group | Operational_New_Capacity_MW | -1
Bell_Placer_HSN | Northern_California_Li_Battery_8hr_179 | Reliability_Capacity_In_Model_Year | 1 | Bellota_Weber_HSN | Northern_California_Li_Battery_8hr_144 | Reliability_Capacity_In_Model_Year | 1 | Northern_California_Li_Battery_8hr_144 | Bellota-Weber 230kV line | CAISO_Li_Battery_8hr_Dispatch | Wind | Bellota_Weber_HSN | Northern_California_Li_Battery_8hr_144 | Reliability_Capacity_In_Model_Year | 1 | Bellota_Weber_SSN | Northern_California_Li_Battery_8hr_144 | Reliability_Capacity_In_Model_Year | 0.5 | Bellota_Weber_offpeak | Northern_California_Li_Battery_8hr_144 | Operational_New_Capacity_MW | -1 | Humboldt Offshore Wind Line | Humboldt_Offshore_Line | Humboldt_Offshore_Line_HSN | Humboldt_Offshore_Line_group | Operational_New_Capacity_MW | -1 | Humboldt_Offshore_Line_SSN | Humboldt_Offshore_Line_group | Operational_New_Capacity_MW | -1 | Humboldt_Offshore_Line_offpeak | Humboldt_Offshore_Line_group | Operational_New_Capacity_MW | -1
Bell_Placer_HSN | Central_Valley_North_Los_Banos_Wind_125 | Reliability_Capacity_In_Model_Year | 0.665 | Bellota_Weber_HSN | Southern_PGAE_Li_Battery_8hr_151 | Reliability_Capacity_In_Model_Year | 1 | Southern_PGAE_Li_Battery_8hr_151 | Bellota-Weber 230kV line | CAISO_Li_Battery_8hr_Dispatch | Wind | Bellota_Weber_HSN | Southern_PGAE_Li_Battery_8hr_151 | Reliability_Capacity_In_Model_Year | 1 | Bellota_Weber_SSN | Southern_PGAE_Li_Battery_8hr_151 | Reliability_Capacity_In_Model_Year | 0.5 | Bellota_Weber_offpeak | Southern_PGAE_Li_Battery_8hr_151 | Operational_New_Capacity_MW | -1 | Morro Bay Offshore Wind 500 kV | Morro_Bay_Offshore_500 | Morro_Bay_Offshore_500_HSN | Morro_Bay_Offshore_500_group | Operational_New_Capacity_MW | -1 | Morro_Bay_Offshore_500_SSN | Morro_Bay_Offshore_500_group | Operational_New_Capacity_MW | -1 | Morro_Bay_Offshore_500_offpeak | Morro_Bay_Offshore_500_group | Operational_New_Capacity_MW | -1
Bell_Placer_HSN | Northern_California_Geothermal_100 | Reliability_Capacity_In_Model_Year | 1 | Bellota_Weber_HSN | Southern_PGAE_Li_Battery_8hr_154 | Reliability_Capacity_In_Model_Year | 1 | Southern_PGAE_Li_Battery_8hr_154 | Bellota-Weber 230kV line | CAISO_Li_Battery_8hr_Dispatch | Wind | Bellota_Weber_HSN | Southern_PGAE_Li_Battery_8hr_154 | Reliability_Capacity_In_Model_Year | 1 | Bellota_Weber_SSN | Southern_PGAE_Li_Battery_8hr_154 | Reliability_Capacity_In_Model_Year | 0.5 | Bellota_Weber_offpeak | Southern_PGAE_Li_Battery_8hr_154 | Operational_New_Capacity_MW | -1 | Del Norte Offshore Wind Line | Del_Norte_Offshore_Line | Del_Norte_Offshore_Line_HSN | Del_Norte_Offshore_Line_group | Operational_New_Capacity_MW | -1 | Del_Norte_Offshore_Line_SSN | Del_Norte_Offshore_Line_group | Operational_New_Capacity_MW | -1 | Del_Norte_Offshore_Line_offpeak | Del_Norte_Offshore_Line_group | Operational_New_Capacity_MW | -1
Bell_Placer_HSN | Northern_California_Solar_100 | Reliability_Capacity_In_Model_Year | 0.1 | Bellota_Weber_HSN | Northern_California_Li_Battery_8hr_157 | Reliability_Capacity_In_Model_Year | 1 | Northern_California_Li_Battery_8hr_157 | Bellota-Weber 230kV line | CAISO_Li_Battery_8hr_Dispatch | Wind | Bellota_Weber_HSN | Northern_California_Li_Battery_8hr_157 | Reliability_Capacity_In_Model_Year | 1 | Bellota_Weber_SSN | Northern_California_Li_Battery_8hr_157 | Reliability_Capacity_In_Model_Year | 0.5 | Bellota_Weber_offpeak | Northern_California_Li_Battery_8hr_157 | Operational_New_Capacity_MW | -1 | Cape Mendocino Offshore Wind Line | Cape_Mendocino_Offshore_Line | Cape_Mendocino_Offshore_Line_HSN | Cape_Mendocino_Offshore_Line_group | Operational_New_Capacity_MW | -1 | Cape_Mendocino_Offshore_Line_SSN | Cape_Mendocino_Offshore_Line_group | Operational_New_Capacity_MW | -1 | Cape_Mendocino_Offshore_Line_offpeak | Cape_Mendocino_Offshore_Line_group | Operational_New_Capacity_MW | -1
Bell_Placer_HSN | Northern_California_Solar_157 | Reliability_Capacity_In_Model_Year | 0.1 | Bellota_Weber_HSN | Northern_California_Li_Battery_8hr_159 | Reliability_Capacity_In_Model_Year | 1 | Northern_California_Li_Battery_8hr_159 | Bellota-Weber 230kV line | CAISO_Li_Battery_8hr_Dispatch | Wind | Bellota_Weber_HSN | Northern_California_Li_Battery_8hr_159 | Reliability_Capacity_In_Model_Year | 1 | Bellota_Weber_SSN | Northern_California_Li_Battery_8hr_159 | Reliability_Capacity_In_Model_Year | 0.5 | Bellota_Weber_offpeak | Northern_California_Li_Battery_8hr_159 | Operational_New_Capacity_MW | -1
Bell_Placer_HSN | Northern_California_Solar_172 | Reliability_Capacity_In_Model_Year | 0.1 | Bellota_Weber_HSN | Southern_PGAE_Li_Battery_8hr_161 | Reliability_Capacity_In_Model_Year | 1 | Southern_PGAE_Li_Battery_8hr_161 | Bellota-Weber 230kV line | CAISO_Li_Battery_8hr_Dispatch | Wind | Bellota_Weber_HSN | Southern_PGAE_Li_Battery_8hr_161 | Reliability_Capacity_In_Model_Year | 1 | Bellota_Weber_SSN | Southern_PGAE_Li_Battery_8hr_161 | Reliability_Capacity_In_Model_Year | 0.5 | Bellota_Weber_offpeak | Southern_PGAE_Li_Battery_8hr_161 | Operational_New_Capacity_MW | -1
Bell_Placer_HSN | Northern_California_Solar_178 | Reliability_Capacity_In_Model_Year | 0.1 | Bellota_Weber_HSN | Southern_PGAE_Li_Battery_8hr_162 | Reliability_Capacity_In_Model_Year | 1 | Southern_PGAE_Li_Battery_8hr_162 | Bellota-Weber 230kV line | CAISO_Li_Battery_8hr_Dispatch | Wind | Bellota_Weber_HSN | Southern_PGAE_Li_Battery_8hr_162 | Reliability_Capacity_In_Model_Year | 1 | Bellota_Weber_SSN | Southern_PGAE_Li_Battery_8hr_162 | Reliability_Capacity_In_Model_Year | 0.5 | Bellota_Weber_offpeak | Southern_PGAE_Li_Battery_8hr_162 | Operational_New_Capacity_MW | -1
Bell_Placer_HSN | Northern_California_Solar_179 | Reliability_Capacity_In_Model_Year | 0.1 | Bellota_Weber_HSN | Southern_PGAE_Li_Battery_8hr_163 | Reliability_Capacity_In_Model_Year | 1 | Southern_PGAE_Li_Battery_8hr_163 | Bellota-Weber 230kV line | CAISO_Li_Battery_8hr_Dispatch | Wind | Bellota_Weber_HSN | Southern_PGAE_Li_Battery_8hr_163 | Reliability_Capacity_In_Model_Year | 1 | Bellota_Weber_SSN | Southern_PGAE_Li_Battery_8hr_163 | Reliability_Capacity_In_Model_Year | 0.5 | Bellota_Weber_offpeak | Southern_PGAE_Li_Battery_8hr_163 | Operational_New_Capacity_MW | -1
Bell_Placer_HSN | Tehachapi_Solar_125 | Reliability_Capacity_In_Model_Year | 0.106 | Bellota_Weber_HSN | Southern_PGAE_Li_Battery_8hr_164 | Reliability_Capacity_In_Model_Year | 1 | Southern_PGAE_Li_Battery_8hr_164 | Bellota-Weber 230kV line | CAISO_Li_Battery_8hr_Dispatch | Wind | Bellota_Weber_HSN | Southern_PGAE_Li_Battery_8hr_164 | Reliability_Capacity_In_Model_Year | 1 | Bellota_Weber_SSN | Southern_PGAE_Li_Battery_8hr_164 | Reliability_Capacity_In_Model_Year | 0.5 | Bellota_Weber_offpeak | Southern_PGAE_Li_Battery_8hr_164 | Operational_New_Capacity_MW | -1
Bell_Placer_HSN | Bell_Placer_group | Operational_New_Capacity_MW | -1 | Bellota_Weber_HSN | Southern_PGAE_Li_Battery_8hr_165 | Reliability_Capacity_In_Model_Year | 1 | Southern_PGAE_Li_Battery_8hr_165 | Bellota-Weber 230kV line | CAISO_Li_Battery_8hr_Dispatch | Wind | Bellota_Weber_HSN | Southern_PGAE_Li_Battery_8hr_165 | Reliability_Capacity_In_Model_Year | 1 | Bellota_Weber_SSN | Southern_PGAE_Li_Battery_8hr_165 | Reliability_Capacity_In_Model_Year | 0.5 | Bellota_Weber_offpeak | Southern_PGAE_Li_Battery_8hr_165 | Operational_New_Capacity_MW | -1
Bell_Placer_offpeak | Northern_California_Flow_Battery_100 | Operational_New_Capacity_MW | -1 | Bellota_Weber_HSN | Northern_California_Li_Battery_8hr_166 | Reliability_Capacity_In_Model_Year | 1 | Northern_California_Li_Battery_8hr_166 | Bellota-Weber 230kV line | CAISO_Li_Battery_8hr_Dispatch | Wind | Bellota_Weber_HSN | Northern_California_Li_Battery_8hr_166 | Reliability_Capacity_In_Model_Year | 1 | Bellota_Weber_SSN | Northern_California_Li_Battery_8hr_166 | Reliability_Capacity_In_Model_Year | 0.5 | Bellota_Weber_offpeak | Northern_California_Li_Battery_8hr_166 | Operational_New_Capacity_MW | -1
Bell_Placer_offpeak | Tehachapi_Flow_Battery_125 | Operational_New_Capacity_MW | -1 | Bellota_Weber_HSN | Southern_PGAE_Li_Battery_8hr_168 | Reliability_Capacity_In_Model_Year | 1 | Southern_PGAE_Li_Battery_8hr_168 | Bellota-Weber 230kV line | CAISO_Li_Battery_8hr_Dispatch | Wind | Bellota_Weber_HSN | Southern_PGAE_Li_Battery_8hr_168 | Reliability_Capacity_In_Model_Year | 1 | Bellota_Weber_SSN | Southern_PGAE_Li_Battery_8hr_168 | Reliability_Capacity_In_Model_Year | 0.5 | Bellota_Weber_offpeak | Southern_PGAE_Li_Battery_8hr_168 | Operational_New_Capacity_MW | -1
Bell_Placer_offpeak | Northern_California_Flow_Battery_157 | Operational_New_Capacity_MW | -1 | Bellota_Weber_HSN | Southern_PGAE_Li_Battery_8hr_169 | Reliability_Capacity_In_Model_Year | 1 | Southern_PGAE_Li_Battery_8hr_169 | Bellota-Weber 230kV line | CAISO_Li_Battery_8hr_Dispatch | Wind | Bellota_Weber_HSN | Southern_PGAE_Li_Battery_8hr_169 | Reliability_Capacity_In_Model_Year | 1 | Bellota_Weber_SSN | Southern_PGAE_Li_Battery_8hr_169 | Reliability_Capacity_In_Model_Year | 0.5 | Bellota_Weber_offpeak | Southern_PGAE_Li_Battery_8hr_169 | Operational_New_Capacity_MW | -1
Bell_Placer_offpeak | Northern_California_Flow_Battery_172 | Operational_New_Capacity_MW | -1 | Bellota_Weber_HSN | Southern_PGAE_Li_Battery_8hr_170 | Reliability_Capacity_In_Model_Year | 1 | Southern_PGAE_Li_Battery_8hr_170 | Bellota-Weber 230kV line | CAISO_Li_Battery_8hr_Dispatch | Wind | Bellota_Weber_HSN | Southern_PGAE_Li_Battery_8hr_170 | Reliability_Capacity_In_Model_Year | 1 | Bellota_Weber_SSN | Southern_PGAE_Li_Battery_8hr_170 | Reliability_Capacity_In_Model_Year | 0.5 | Bellota_Weber_offpeak | Southern_PGAE_Li_Battery_8hr_170 | Operational_New_Capacity_MW | -1
Bell_Placer_offpeak | Northern_California_Flow_Battery_178 | Operational_New_Capacity_MW | -1 | Bellota_Weber_HSN | Northern_California_Li_Battery_8hr_172 | Reliability_Capacity_In_Model_Year | 1 | Northern_California_Li_Battery_8hr_172 | Bellota-Weber 230kV line | CAISO_Li_Battery_8hr_Dispatch | Wind | Bellota_Weber_HSN | Northern_California_Li_Battery_8hr_172 | Reliability_Capacity_In_Model_Year | 1 | Bellota_Weber_SSN | Northern_California_Li_Battery_8hr_172 | Reliability_Capacity_In_Model_Year | 0.5 | Bellota_Weber_offpeak | Northern_California_Li_Battery_8hr_172 | Operational_New_Capacity_MW | -1
Bell_Placer_offpeak | Northern_California_Flow_Battery_179 | Operational_New_Capacity_MW | -1 | Bellota_Weber_HSN | Southern_PGAE_Li_Battery_8hr_174 | Reliability_Capacity_In_Model_Year | 1 | Southern_PGAE_Li_Battery_8hr_174 | Bellota-Weber 230kV line | CAISO_Li_Battery_8hr_Dispatch | Wind | Bellota_Weber_HSN | Southern_PGAE_Li_Battery_8hr_174 | Reliability_Capacity_In_Model_Year | 1 | Bellota_Weber_SSN | Southern_PGAE_Li_Battery_8hr_174 | Reliability_Capacity_In_Model_Year | 0.5 | Bellota_Weber_offpeak | Southern_PGAE_Li_Battery_8hr_174 | Operational_New_Capacity_MW | -1
Bell_Placer_offpeak | Northern_California_Li_Battery_4hr_100 | Operational_New_Capacity_MW | -1 | Bellota_Weber_HSN | Southern_PGAE_Li_Battery_8hr_176 | Reliability_Capacity_In_Model_Year | 1 | Southern_PGAE_Li_Battery_8hr_176 | Bellota-Weber 230kV line | CAISO_Li_Battery_8hr_Dispatch | Wind | Bellota_Weber_HSN | Southern_PGAE_Li_Battery_8hr_176 | Reliability_Capacity_In_Model_Year | 1 | Bellota_Weber_SSN | Southern_PGAE_Li_Battery_8hr_176 | Reliability_Capacity_In_Model_Year | 0.5 | Bellota_Weber_offpeak | Southern_PGAE_Li_Battery_8hr_176 | Operational_New_Capacity_MW | -1
Bell_Placer_offpeak | Tehachapi_Li_Battery_4hr_125 | Operational_New_Capacity_MW | -1 | Bellota_Weber_HSN | Northern_California_Li_Battery_8hr_179 | Reliability_Capacity_In_Model_Year | 1 | Northern_California_Li_Battery_8hr_179 | Bellota-Weber 230kV line | CAISO_Li_Battery_8hr_Dispatch | Wind | Bellota_Weber_HSN | Northern_California_Li_Battery_8hr_179 | Reliability_Capacity_In_Model_Year | 1 | Bellota_Weber_SSN | Northern_California_Li_Battery_8hr_179 | Reliability_Capacity_In_Model_Year | 0.5 | Bellota_Weber_offpeak | Northern_California_Li_Battery_8hr_179 | Operational_New_Capacity_MW | -1
Bell_Placer_offpeak | Northern_California_Li_Battery_4hr_157 | Operational_New_Capacity_MW | -1 | Bellota_Weber_HSN | Central_Valley_North_Los_Banos_Wind_154 | Reliability_Capacity_In_Model_Year | 0.665 | Central_Valley_North_Los_Banos_Wind_154 | Bellota-Weber 230kV line | Central_Valley_North_Los_Banos_Wind | Wind | Bellota_Weber_HSN | Central_Valley_North_Los_Banos_Wind_154 | Reliability_Capacity_In_Model_Year | 0.665 | Bellota_Weber_SSN | Central_Valley_North_Los_Banos_Wind_154 | Reliability_Capacity_In_Model_Year | 0.163 | Bellota_Weber_offpeak | Central_Valley_North_Los_Banos_Wind_154 | Operational_New_Capacity_MW | 0.63
Bell_Placer_offpeak | Northern_California_Li_Battery_4hr_172 | Operational_New_Capacity_MW | -1 | Bellota_Weber_HSN | Central_Valley_North_Los_Banos_Wind_162 | Reliability_Capacity_In_Model_Year | 0.665 | Central_Valley_North_Los_Banos_Wind_162 | Bellota-Weber 230kV line | Central_Valley_North_Los_Banos_Wind | Wind | Bellota_Weber_HSN | Central_Valley_North_Los_Banos_Wind_162 | Reliability_Capacity_In_Model_Year | 0.665 | Bellota_Weber_SSN | Central_Valley_North_Los_Banos_Wind_162 | Reliability_Capacity_In_Model_Year | 0.163 | Bellota_Weber_offpeak | Central_Valley_North_Los_Banos_Wind_162 | Operational_New_Capacity_MW | 0.63
Bell_Placer_offpeak | Northern_California_Li_Battery_4hr_178 | Operational_New_Capacity_MW | -1 | Bellota_Weber_HSN | Northern_California_Solar_25 | Reliability_Capacity_In_Model_Year | 0.1 | Northern_California_Solar_25 | Bellota-Weber 230kV line | Northern_California_Solar | Wind | Bellota_Weber_HSN | Northern_California_Solar_25 | Reliability_Capacity_In_Model_Year | 0.1 | Bellota_Weber_SSN | Northern_California_Solar_25 | Reliability_Capacity_In_Model_Year | 0.556 | Bellota_Weber_offpeak | Northern_California_Solar_25 | Operational_New_Capacity_MW | 0.68
Bell_Placer_offpeak | Northern_California_Li_Battery_4hr_179 | Operational_New_Capacity_MW | -1 | Bellota_Weber_HSN | Northern_California_Solar_31 | Reliability_Capacity_In_Model_Year | 0.1 | Northern_California_Solar_31 | Bellota-Weber 230kV line | Northern_California_Solar | Wind | Bellota_Weber_HSN | Northern_California_Solar_31 | Reliability_Capacity_In_Model_Year | 0.1 | Bellota_Weber_SSN | Northern_California_Solar_31 | Reliability_Capacity_In_Model_Year | 0.556 | Bellota_Weber_offpeak | Northern_California_Solar_31 | Operational_New_Capacity_MW | 0.68
Bell_Placer_offpeak | Northern_California_Li_Battery_8hr_100 | Operational_New_Capacity_MW | -1 | Bellota_Weber_HSN | Northern_California_Solar_80 | Reliability_Capacity_In_Model_Year | 0.1 | Northern_California_Solar_80 | Bellota-Weber 230kV line | Northern_California_Solar | Wind | Bellota_Weber_HSN | Northern_California_Solar_80 | Reliability_Capacity_In_Model_Year | 0.1 | Bellota_Weber_SSN | Northern_California_Solar_80 | Reliability_Capacity_In_Model_Year | 0.556 | Bellota_Weber_offpeak | Northern_California_Solar_80 | Operational_New_Capacity_MW | 0.68
Bell_Placer_offpeak | Tehachapi_Li_Battery_8hr_125 | Operational_New_Capacity_MW | -1 | Bellota_Weber_HSN | Northern_California_Solar_85 | Reliability_Capacity_In_Model_Year | 0.1 | Northern_California_Solar_85 | Bellota-Weber 230kV line | Northern_California_Solar | Wind | Bellota_Weber_HSN | Northern_California_Solar_85 | Reliability_Capacity_In_Model_Year | 0.1 | Bellota_Weber_SSN | Northern_California_Solar_85 | Reliability_Capacity_In_Model_Year | 0.556 | Bellota_Weber_offpeak | Northern_California_Solar_85 | Operational_New_Capacity_MW | 0.68
Bell_Placer_offpeak | Northern_California_Li_Battery_8hr_157 | Operational_New_Capacity_MW | -1 | Bellota_Weber_HSN | Northern_California_Solar_92 | Reliability_Capacity_In_Model_Year | 0.1 | Northern_California_Solar_92 | Bellota-Weber 230kV line | Northern_California_Solar | Wind | Bellota_Weber_HSN | Northern_California_Solar_92 | Reliability_Capacity_In_Model_Year | 0.1 | Bellota_Weber_SSN | Northern_California_Solar_92 | Reliability_Capacity_In_Model_Year | 0.556 | Bellota_Weber_offpeak | Northern_California_Solar_92 | Operational_New_Capacity_MW | 0.68
Bell_Placer_offpeak | Northern_California_Li_Battery_8hr_172 | Operational_New_Capacity_MW | -1 | Bellota_Weber_HSN | Northern_California_Solar_114 | Reliability_Capacity_In_Model_Year | 0.1 | Northern_California_Solar_114 | Bellota-Weber 230kV line | Northern_California_Solar | Wind | Bellota_Weber_HSN | Northern_California_Solar_114 | Reliability_Capacity_In_Model_Year | 0.1 | Bellota_Weber_SSN | Northern_California_Solar_114 | Reliability_Capacity_In_Model_Year | 0.556 | Bellota_Weber_offpeak | Northern_California_Solar_114 | Operational_New_Capacity_MW | 0.68
Bell_Placer_offpeak | Northern_California_Li_Battery_8hr_178 | Operational_New_Capacity_MW | -1 | Bellota_Weber_HSN | Northern_California_Solar_122 | Reliability_Capacity_In_Model_Year | 0.1 | Northern_California_Solar_122 | Bellota-Weber 230kV line | Northern_California_Solar | Wind | Bellota_Weber_HSN | Northern_California_Solar_122 | Reliability_Capacity_In_Model_Year | 0.1 | Bellota_Weber_SSN | Northern_California_Solar_122 | Reliability_Capacity_In_Model_Year | 0.556 | Bellota_Weber_offpeak | Northern_California_Solar_122 | Operational_New_Capacity_MW | 0.68
Bell_Placer_offpeak | Northern_California_Li_Battery_8hr_179 | Operational_New_Capacity_MW | -1 | Bellota_Weber_HSN | Northern_California_Solar_135 | Reliability_Capacity_In_Model_Year | 0.1 | Northern_California_Solar_135 | Bellota-Weber 230kV line | Northern_California_Solar | Wind | Bellota_Weber_HSN | Northern_California_Solar_135 | Reliability_Capacity_In_Model_Year | 0.1 | Bellota_Weber_SSN | Northern_California_Solar_135 | Reliability_Capacity_In_Model_Year | 0.556 | Bellota_Weber_offpeak | Northern_California_Solar_135 | Operational_New_Capacity_MW | 0.68
Bell_Placer_offpeak | Central_Valley_North_Los_Banos_Wind_125 | Operational_New_Capacity_MW | 0.63 | Bellota_Weber_HSN | Northern_California_Solar_138 | Reliability_Capacity_In_Model_Year | 0.1 | Northern_California_Solar_138 | Bellota-Weber 230kV line | Northern_California_Solar | Wind | Bellota_Weber_HSN | Northern_California_Solar_138 | Reliability_Capacity_In_Model_Year | 0.1 | Bellota_Weber_SSN | Northern_California_Solar_138 | Reliability_Capacity_In_Model_Year | 0.556 | Bellota_Weber_offpeak | Northern_California_Solar_138 | Operational_New_Capacity_MW | 0.68
Bell_Placer_offpeak | Northern_California_Geothermal_100 | Operational_New_Capacity_MW | 1 | Bellota_Weber_HSN | Northern_California_Solar_141 | Reliability_Capacity_In_Model_Year | 0.1 | Northern_California_Solar_141 | Bellota-Weber 230kV line | Northern_California_Solar | Wind | Bellota_Weber_HSN | Northern_California_Solar_141 | Reliability_Capacity_In_Model_Year | 0.1 | Bellota_Weber_SSN | Northern_California_Solar_141 | Reliability_Capacity_In_Model_Year | 0.556 | Bellota_Weber_offpeak | Northern_California_Solar_141 | Operational_New_Capacity_MW | 0.68
Bell_Placer_offpeak | Northern_California_Solar_100 | Operational_New_Capacity_MW | 0.68 | Bellota_Weber_HSN | Northern_California_Solar_144 | Reliability_Capacity_In_Model_Year | 0.1 | Northern_California_Solar_144 | Bellota-Weber 230kV line | Northern_California_Solar | Wind | Bellota_Weber_HSN | Northern_California_Solar_144 | Reliability_Capacity_In_Model_Year | 0.1 | Bellota_Weber_SSN | Northern_California_Solar_144 | Reliability_Capacity_In_Model_Year | 0.556 | Bellota_Weber_offpeak | Northern_California_Solar_144 | Operational_New_Capacity_MW | 0.68
Bell_Placer_offpeak | Northern_California_Solar_157 | Operational_New_Capacity_MW | 0.68 | Bellota_Weber_HSN | Northern_California_Solar_157 | Reliability_Capacity_In_Model_Year | 0.1 | Northern_California_Solar_157 | Bellota-Weber 230kV line | Northern_California_Solar | Wind | Bellota_Weber_HSN | Northern_California_Solar_157 | Reliability_Capacity_In_Model_Year | 0.1 | Bellota_Weber_SSN | Northern_California_Solar_157 | Reliability_Capacity_In_Model_Year | 0.556 | Bellota_Weber_offpeak | Northern_California_Solar_157 | Operational_New_Capacity_MW | 0.68
Bell_Placer_offpeak | Northern_California_Solar_172 | Operational_New_Capacity_MW | 0.68 | Bellota_Weber_HSN | Northern_California_Solar_159 | Reliability_Capacity_In_Model_Year | 0.1 | Northern_California_Solar_159 | Bellota-Weber 230kV line | Northern_California_Solar | Wind | Bellota_Weber_HSN | Northern_California_Solar_159 | Reliability_Capacity_In_Model_Year | 0.1 | Bellota_Weber_SSN | Northern_California_Solar_159 | Reliability_Capacity_In_Model_Year | 0.556 | Bellota_Weber_offpeak | Northern_California_Solar_159 | Operational_New_Capacity_MW | 0.68
Bell_Placer_offpeak | Northern_California_Solar_178 | Operational_New_Capacity_MW | 0.68 | Bellota_Weber_HSN | Northern_California_Solar_166 | Reliability_Capacity_In_Model_Year | 0.1 | Northern_California_Solar_166 | Bellota-Weber 230kV line | Northern_California_Solar | Wind | Bellota_Weber_HSN | Northern_California_Solar_166 | Reliability_Capacity_In_Model_Year | 0.1 | Bellota_Weber_SSN | Northern_California_Solar_166 | Reliability_Capacity_In_Model_Year | 0.556 | Bellota_Weber_offpeak | Northern_California_Solar_166 | Operational_New_Capacity_MW | 0.68
Bell_Placer_offpeak | Northern_California_Solar_179 | Operational_New_Capacity_MW | 0.68 | Bellota_Weber_HSN | Northern_California_Solar_172 | Reliability_Capacity_In_Model_Year | 0.1 | Northern_California_Solar_172 | Bellota-Weber 230kV line | Northern_California_Solar | Wind | Bellota_Weber_HSN | Northern_California_Solar_172 | Reliability_Capacity_In_Model_Year | 0.1 | Bellota_Weber_SSN | Northern_California_Solar_172 | Reliability_Capacity_In_Model_Year | 0.556 | Bellota_Weber_offpeak | Northern_California_Solar_172 | Operational_New_Capacity_MW | 0.68
Bell_Placer_offpeak | Tehachapi_Solar_125 | Operational_New_Capacity_MW | 0.68 | Bellota_Weber_HSN | Northern_California_Solar_179 | Reliability_Capacity_In_Model_Year | 0.1 | Northern_California_Solar_179 | Bellota-Weber 230kV line | Northern_California_Solar | Wind | Bellota_Weber_HSN | Northern_California_Solar_179 | Reliability_Capacity_In_Model_Year | 0.1 | Bellota_Weber_SSN | Northern_California_Solar_179 | Reliability_Capacity_In_Model_Year | 0.556 | Bellota_Weber_offpeak | Northern_California_Solar_179 | Operational_New_Capacity_MW | 0.68
Bell_Placer_offpeak | Bell_Placer_group | Operational_New_Capacity_MW | -1 | Bellota_Weber_HSN | Northern_California_Wind_159 | Reliability_Capacity_In_Model_Year | 0.665 | Northern_California_Wind_159 | Bellota-Weber 230kV line | Northern_California_Wind | Wind | Bellota_Weber_HSN | Northern_California_Wind_159 | Reliability_Capacity_In_Model_Year | 0.665 | Bellota_Weber_SSN | Northern_California_Wind_159 | Reliability_Capacity_In_Model_Year | 0.163 | Bellota_Weber_offpeak | Northern_California_Wind_159 | Operational_New_Capacity_MW | 0.63
Bell_Placer_SSN | Northern_California_Flow_Battery_100 | Reliability_Capacity_In_Model_Year | 0.5 | Bellota_Weber_HSN | Solano_Wind_85 | Reliability_Capacity_In_Model_Year | 0.665 | Solano_Wind_85 | Bellota-Weber 230kV line | Solano_Wind | Wind | Bellota_Weber_HSN | Solano_Wind_85 | Reliability_Capacity_In_Model_Year | 0.665 | Bellota_Weber_SSN | Solano_Wind_85 | Reliability_Capacity_In_Model_Year | 0.163 | Bellota_Weber_offpeak | Solano_Wind_85 | Operational_New_Capacity_MW | 0.63
Bell_Placer_SSN | Tehachapi_Flow_Battery_125 | Reliability_Capacity_In_Model_Year | 0.5 | Bellota_Weber_HSN | Solano_Wind_122 | Reliability_Capacity_In_Model_Year | 0.665 | Solano_Wind_122 | Bellota-Weber 230kV line | Solano_Wind | Wind | Bellota_Weber_HSN | Solano_Wind_122 | Reliability_Capacity_In_Model_Year | 0.665 | Bellota_Weber_SSN | Solano_Wind_122 | Reliability_Capacity_In_Model_Year | 0.163 | Bellota_Weber_offpeak | Solano_Wind_122 | Operational_New_Capacity_MW | 0.63
Bell_Placer_SSN | Northern_California_Flow_Battery_157 | Reliability_Capacity_In_Model_Year | 0.5 | Bellota_Weber_HSN | Southern_PGAE_Solar_111 | Reliability_Capacity_In_Model_Year | 0.1 | Southern_PGAE_Solar_111 | Bellota-Weber 230kV line | Southern_PGAE_Solar | Wind | Bellota_Weber_HSN | Southern_PGAE_Solar_111 | Reliability_Capacity_In_Model_Year | 0.1 | Bellota_Weber_SSN | Southern_PGAE_Solar_111 | Reliability_Capacity_In_Model_Year | 0.556 | Bellota_Weber_offpeak | Southern_PGAE_Solar_111 | Operational_New_Capacity_MW | 0.68
Bell_Placer_SSN | Northern_California_Flow_Battery_172 | Reliability_Capacity_In_Model_Year | 0.5 | Bellota_Weber_HSN | Southern_PGAE_Solar_139 | Reliability_Capacity_In_Model_Year | 0.1 | Southern_PGAE_Solar_139 | Bellota-Weber 230kV line | Southern_PGAE_Solar | Wind | Bellota_Weber_HSN | Southern_PGAE_Solar_139 | Reliability_Capacity_In_Model_Year | 0.1 | Bellota_Weber_SSN | Southern_PGAE_Solar_139 | Reliability_Capacity_In_Model_Year | 0.556 | Bellota_Weber_offpeak | Southern_PGAE_Solar_139 | Operational_New_Capacity_MW | 0.68
Bell_Placer_SSN | Northern_California_Flow_Battery_178 | Reliability_Capacity_In_Model_Year | 0.5 | Bellota_Weber_HSN | Southern_PGAE_Solar_140 | Reliability_Capacity_In_Model_Year | 0.1 | Southern_PGAE_Solar_140 | Bellota-Weber 230kV line | Southern_PGAE_Solar | Wind | Bellota_Weber_HSN | Southern_PGAE_Solar_140 | Reliability_Capacity_In_Model_Year | 0.1 | Bellota_Weber_SSN | Southern_PGAE_Solar_140 | Reliability_Capacity_In_Model_Year | 0.556 | Bellota_Weber_offpeak | Southern_PGAE_Solar_140 | Operational_New_Capacity_MW | 0.68
Bell_Placer_SSN | Northern_California_Flow_Battery_179 | Reliability_Capacity_In_Model_Year | 0.5 | Bellota_Weber_HSN | Southern_PGAE_Solar_151 | Reliability_Capacity_In_Model_Year | 0.1 | Southern_PGAE_Solar_151 | Bellota-Weber 230kV line | Southern_PGAE_Solar | Wind | Bellota_Weber_HSN | Southern_PGAE_Solar_151 | Reliability_Capacity_In_Model_Year | 0.1 | Bellota_Weber_SSN | Southern_PGAE_Solar_151 | Reliability_Capacity_In_Model_Year | 0.556 | Bellota_Weber_offpeak | Southern_PGAE_Solar_151 | Operational_New_Capacity_MW | 0.68
Bell_Placer_SSN | Northern_California_Li_Battery_4hr_100 | Reliability_Capacity_In_Model_Year | 0.5 | Bellota_Weber_HSN | Southern_PGAE_Solar_154 | Reliability_Capacity_In_Model_Year | 0.1 | Southern_PGAE_Solar_154 | Bellota-Weber 230kV line | Southern_PGAE_Solar | Wind | Bellota_Weber_HSN | Southern_PGAE_Solar_154 | Reliability_Capacity_In_Model_Year | 0.1 | Bellota_Weber_SSN | Southern_PGAE_Solar_154 | Reliability_Capacity_In_Model_Year | 0.556 | Bellota_Weber_offpeak | Southern_PGAE_Solar_154 | Operational_New_Capacity_MW | 0.68
Bell_Placer_SSN | Tehachapi_Li_Battery_4hr_125 | Reliability_Capacity_In_Model_Year | 0.5 | Bellota_Weber_HSN | Southern_PGAE_Solar_161 | Reliability_Capacity_In_Model_Year | 0.1 | Southern_PGAE_Solar_161 | Bellota-Weber 230kV line | Southern_PGAE_Solar | Wind | Bellota_Weber_HSN | Southern_PGAE_Solar_161 | Reliability_Capacity_In_Model_Year | 0.1 | Bellota_Weber_SSN | Southern_PGAE_Solar_161 | Reliability_Capacity_In_Model_Year | 0.556 | Bellota_Weber_offpeak | Southern_PGAE_Solar_161 | Operational_New_Capacity_MW | 0.68
Bell_Placer_SSN | Northern_California_Li_Battery_4hr_157 | Reliability_Capacity_In_Model_Year | 0.5 | Bellota_Weber_HSN | Southern_PGAE_Solar_162 | Reliability_Capacity_In_Model_Year | 0.1 | Southern_PGAE_Solar_162 | Bellota-Weber 230kV line | Southern_PGAE_Solar | Wind | Bellota_Weber_HSN | Southern_PGAE_Solar_162 | Reliability_Capacity_In_Model_Year | 0.1 | Bellota_Weber_SSN | Southern_PGAE_Solar_162 | Reliability_Capacity_In_Model_Year | 0.556 | Bellota_Weber_offpeak | Southern_PGAE_Solar_162 | Operational_New_Capacity_MW | 0.68
Bell_Placer_SSN | Northern_California_Li_Battery_4hr_172 | Reliability_Capacity_In_Model_Year | 0.5 | Bellota_Weber_HSN | Southern_PGAE_Solar_163 | Reliability_Capacity_In_Model_Year | 0.1 | Southern_PGAE_Solar_163 | Bellota-Weber 230kV line | Southern_PGAE_Solar | Wind | Bellota_Weber_HSN | Southern_PGAE_Solar_163 | Reliability_Capacity_In_Model_Year | 0.1 | Bellota_Weber_SSN | Southern_PGAE_Solar_163 | Reliability_Capacity_In_Model_Year | 0.556 | Bellota_Weber_offpeak | Southern_PGAE_Solar_163 | Operational_New_Capacity_MW | 0.68
Bell_Placer_SSN | Northern_California_Li_Battery_4hr_178 | Reliability_Capacity_In_Model_Year | 0.5 | Bellota_Weber_HSN | Southern_PGAE_Solar_164 | Reliability_Capacity_In_Model_Year | 0.1 | Southern_PGAE_Solar_164 | Bellota-Weber 230kV line | Southern_PGAE_Solar | Wind | Bellota_Weber_HSN | Southern_PGAE_Solar_164 | Reliability_Capacity_In_Model_Year | 0.1 | Bellota_Weber_SSN | Southern_PGAE_Solar_164 | Reliability_Capacity_In_Model_Year | 0.556 | Bellota_Weber_offpeak | Southern_PGAE_Solar_164 | Operational_New_Capacity_MW | 0.68
Bell_Placer_SSN | Northern_California_Li_Battery_4hr_179 | Reliability_Capacity_In_Model_Year | 0.5 | Bellota_Weber_HSN | Southern_PGAE_Solar_165 | Reliability_Capacity_In_Model_Year | 0.1 | Southern_PGAE_Solar_165 | Bellota-Weber 230kV line | Southern_PGAE_Solar | Wind | Bellota_Weber_HSN | Southern_PGAE_Solar_165 | Reliability_Capacity_In_Model_Year | 0.1 | Bellota_Weber_SSN | Southern_PGAE_Solar_165 | Reliability_Capacity_In_Model_Year | 0.556 | Bellota_Weber_offpeak | Southern_PGAE_Solar_165 | Operational_New_Capacity_MW | 0.68
Bell_Placer_SSN | Northern_California_Li_Battery_8hr_100 | Reliability_Capacity_In_Model_Year | 0.5 | Bellota_Weber_HSN | Southern_PGAE_Solar_168 | Reliability_Capacity_In_Model_Year | 0.1 | Southern_PGAE_Solar_168 | Bellota-Weber 230kV line | Southern_PGAE_Solar | Wind | Bellota_Weber_HSN | Southern_PGAE_Solar_168 | Reliability_Capacity_In_Model_Year | 0.1 | Bellota_Weber_SSN | Southern_PGAE_Solar_168 | Reliability_Capacity_In_Model_Year | 0.556 | Bellota_Weber_offpeak | Southern_PGAE_Solar_168 | Operational_New_Capacity_MW | 0.68
Bell_Placer_SSN | Tehachapi_Li_Battery_8hr_125 | Reliability_Capacity_In_Model_Year | 0.5 | Bellota_Weber_HSN | Southern_PGAE_Solar_169 | Reliability_Capacity_In_Model_Year | 0.1 | Southern_PGAE_Solar_169 | Bellota-Weber 230kV line | Southern_PGAE_Solar | Wind | Bellota_Weber_HSN | Southern_PGAE_Solar_169 | Reliability_Capacity_In_Model_Year | 0.1 | Bellota_Weber_SSN | Southern_PGAE_Solar_169 | Reliability_Capacity_In_Model_Year | 0.556 | Bellota_Weber_offpeak | Southern_PGAE_Solar_169 | Operational_New_Capacity_MW | 0.68
Bell_Placer_SSN | Northern_California_Li_Battery_8hr_157 | Reliability_Capacity_In_Model_Year | 0.5 | Bellota_Weber_HSN | Southern_PGAE_Solar_170 | Reliability_Capacity_In_Model_Year | 0.1 | Southern_PGAE_Solar_170 | Bellota-Weber 230kV line | Southern_PGAE_Solar | Wind | Bellota_Weber_HSN | Southern_PGAE_Solar_170 | Reliability_Capacity_In_Model_Year | 0.1 | Bellota_Weber_SSN | Southern_PGAE_Solar_170 | Reliability_Capacity_In_Model_Year | 0.556 | Bellota_Weber_offpeak | Southern_PGAE_Solar_170 | Operational_New_Capacity_MW | 0.68
Bell_Placer_SSN | Northern_California_Li_Battery_8hr_172 | Reliability_Capacity_In_Model_Year | 0.5 | Bellota_Weber_HSN | Southern_PGAE_Solar_174 | Reliability_Capacity_In_Model_Year | 0.1 | Southern_PGAE_Solar_174 | Bellota-Weber 230kV line | Southern_PGAE_Solar | Wind | Bellota_Weber_HSN | Southern_PGAE_Solar_174 | Reliability_Capacity_In_Model_Year | 0.1 | Bellota_Weber_SSN | Southern_PGAE_Solar_174 | Reliability_Capacity_In_Model_Year | 0.556 | Bellota_Weber_offpeak | Southern_PGAE_Solar_174 | Operational_New_Capacity_MW | 0.68
Bell_Placer_SSN | Northern_California_Li_Battery_8hr_178 | Reliability_Capacity_In_Model_Year | 0.5 | Bellota_Weber_HSN | Southern_PGAE_Solar_176 | Reliability_Capacity_In_Model_Year | 0.1 | Southern_PGAE_Solar_176 | Bellota-Weber 230kV line | Southern_PGAE_Solar | Wind | Bellota_Weber_HSN | Southern_PGAE_Solar_176 | Reliability_Capacity_In_Model_Year | 0.1 | Bellota_Weber_SSN | Southern_PGAE_Solar_176 | Reliability_Capacity_In_Model_Year | 0.556 | Bellota_Weber_offpeak | Southern_PGAE_Solar_176 | Operational_New_Capacity_MW | 0.68
Bell_Placer_SSN | Northern_California_Li_Battery_8hr_179 | Reliability_Capacity_In_Model_Year | 0.5 | Bell_Placer_HSN | Northern_California_Flow_Battery_100 | Reliability_Capacity_In_Model_Year | 1 | Northern_California_Flow_Battery_100 | Bell-Placer 115kV Line | CAISO_Flow_Battery_8hr_Dispatch | Wind | Bell_Placer_HSN | Northern_California_Flow_Battery_100 | Reliability_Capacity_In_Model_Year | 1 | Bell_Placer_SSN | Northern_California_Flow_Battery_100 | Reliability_Capacity_In_Model_Year | 0.5 | Bell_Placer_offpeak | Northern_California_Flow_Battery_100 | Operational_New_Capacity_MW | -1
Bell_Placer_SSN | Central_Valley_North_Los_Banos_Wind_125 | Reliability_Capacity_In_Model_Year | 0.163 | Bell_Placer_HSN | Tehachapi_Flow_Battery_125 | Reliability_Capacity_In_Model_Year | 1 | Tehachapi_Flow_Battery_125 | Bell-Placer 115kV Line | CAISO_Flow_Battery_8hr_Dispatch | Wind | Bell_Placer_HSN | Tehachapi_Flow_Battery_125 | Reliability_Capacity_In_Model_Year | 1 | Bell_Placer_SSN | Tehachapi_Flow_Battery_125 | Reliability_Capacity_In_Model_Year | 0.5 | Bell_Placer_offpeak | Tehachapi_Flow_Battery_125 | Operational_New_Capacity_MW | -1
Bell_Placer_SSN | Northern_California_Geothermal_100 | Reliability_Capacity_In_Model_Year | 1 | Bell_Placer_HSN | Northern_California_Flow_Battery_157 | Reliability_Capacity_In_Model_Year | 1 | Northern_California_Flow_Battery_157 | Bell-Placer 115kV Line | CAISO_Flow_Battery_8hr_Dispatch | Wind | Bell_Placer_HSN | Northern_California_Flow_Battery_157 | Reliability_Capacity_In_Model_Year | 1 | Bell_Placer_SSN | Northern_California_Flow_Battery_157 | Reliability_Capacity_In_Model_Year | 0.5 | Bell_Placer_offpeak | Northern_California_Flow_Battery_157 | Operational_New_Capacity_MW | -1
Bell_Placer_SSN | Northern_California_Solar_100 | Reliability_Capacity_In_Model_Year | 0.556 | Bell_Placer_HSN | Northern_California_Flow_Battery_172 | Reliability_Capacity_In_Model_Year | 1 | Northern_California_Flow_Battery_172 | Bell-Placer 115kV Line | CAISO_Flow_Battery_8hr_Dispatch | Wind | Bell_Placer_HSN | Northern_California_Flow_Battery_172 | Reliability_Capacity_In_Model_Year | 1 | Bell_Placer_SSN | Northern_California_Flow_Battery_172 | Reliability_Capacity_In_Model_Year | 0.5 | Bell_Placer_offpeak | Northern_California_Flow_Battery_172 | Operational_New_Capacity_MW | -1
Bell_Placer_SSN | Northern_California_Solar_157 | Reliability_Capacity_In_Model_Year | 0.556 | Bell_Placer_HSN | Northern_California_Flow_Battery_178 | Reliability_Capacity_In_Model_Year | 1 | Northern_California_Flow_Battery_178 | Bell-Placer 115kV Line | CAISO_Flow_Battery_8hr_Dispatch | Wind | Bell_Placer_HSN | Northern_California_Flow_Battery_178 | Reliability_Capacity_In_Model_Year | 1 | Bell_Placer_SSN | Northern_California_Flow_Battery_178 | Reliability_Capacity_In_Model_Year | 0.5 | Bell_Placer_offpeak | Northern_California_Flow_Battery_178 | Operational_New_Capacity_MW | -1
Bell_Placer_SSN | Northern_California_Solar_172 | Reliability_Capacity_In_Model_Year | 0.556 | Bell_Placer_HSN | Northern_California_Flow_Battery_179 | Reliability_Capacity_In_Model_Year | 1 | Northern_California_Flow_Battery_179 | Bell-Placer 115kV Line | CAISO_Flow_Battery_8hr_Dispatch | Wind | Bell_Placer_HSN | Northern_California_Flow_Battery_179 | Reliability_Capacity_In_Model_Year | 1 | Bell_Placer_SSN | Northern_California_Flow_Battery_179 | Reliability_Capacity_In_Model_Year | 0.5 | Bell_Placer_offpeak | Northern_California_Flow_Battery_179 | Operational_New_Capacity_MW | -1
Bell_Placer_SSN | Northern_California_Solar_178 | Reliability_Capacity_In_Model_Year | 0.556 | Bell_Placer_HSN | Northern_California_Li_Battery_4hr_100 | Reliability_Capacity_In_Model_Year | 1 | Northern_California_Li_Battery_4hr_100 | Bell-Placer 115kV Line | CAISO_Li_Battery_4hr_Dispatch | Wind | Bell_Placer_HSN | Northern_California_Li_Battery_4hr_100 | Reliability_Capacity_In_Model_Year | 1 | Bell_Placer_SSN | Northern_California_Li_Battery_4hr_100 | Reliability_Capacity_In_Model_Year | 0.5 | Bell_Placer_offpeak | Northern_California_Li_Battery_4hr_100 | Operational_New_Capacity_MW | -1
Bell_Placer_SSN | Northern_California_Solar_179 | Reliability_Capacity_In_Model_Year | 0.556 | Bell_Placer_HSN | Tehachapi_Li_Battery_4hr_125 | Reliability_Capacity_In_Model_Year | 1 | Tehachapi_Li_Battery_4hr_125 | Bell-Placer 115kV Line | CAISO_Li_Battery_4hr_Dispatch | Wind | Bell_Placer_HSN | Tehachapi_Li_Battery_4hr_125 | Reliability_Capacity_In_Model_Year | 1 | Bell_Placer_SSN | Tehachapi_Li_Battery_4hr_125 | Reliability_Capacity_In_Model_Year | 0.5 | Bell_Placer_offpeak | Tehachapi_Li_Battery_4hr_125 | Operational_New_Capacity_MW | -1
Bell_Placer_SSN | Tehachapi_Solar_125 | Reliability_Capacity_In_Model_Year | 0.427 | Bell_Placer_HSN | Northern_California_Li_Battery_4hr_157 | Reliability_Capacity_In_Model_Year | 1 | Northern_California_Li_Battery_4hr_157 | Bell-Placer 115kV Line | CAISO_Li_Battery_4hr_Dispatch | Wind | Bell_Placer_HSN | Northern_California_Li_Battery_4hr_157 | Reliability_Capacity_In_Model_Year | 1 | Bell_Placer_SSN | Northern_California_Li_Battery_4hr_157 | Reliability_Capacity_In_Model_Year | 0.5 | Bell_Placer_offpeak | Northern_California_Li_Battery_4hr_157 | Operational_New_Capacity_MW | -1
Bell_Placer_SSN | Bell_Placer_group | Operational_New_Capacity_MW | -1 | Bell_Placer_HSN | Northern_California_Li_Battery_4hr_172 | Reliability_Capacity_In_Model_Year | 1 | Northern_California_Li_Battery_4hr_172 | Bell-Placer 115kV Line | CAISO_Li_Battery_4hr_Dispatch | Wind | Bell_Placer_HSN | Northern_California_Li_Battery_4hr_172 | Reliability_Capacity_In_Model_Year | 1 | Bell_Placer_SSN | Northern_California_Li_Battery_4hr_172 | Reliability_Capacity_In_Model_Year | 0.5 | Bell_Placer_offpeak | Northern_California_Li_Battery_4hr_172 | Operational_New_Capacity_MW | -1
Bellota_Weber_HSN | Northern_California_Flow_Battery_25 | Reliability_Capacity_In_Model_Year | 1 | Bell_Placer_HSN | Northern_California_Li_Battery_4hr_178 | Reliability_Capacity_In_Model_Year | 1 | Northern_California_Li_Battery_4hr_178 | Bell-Placer 115kV Line | CAISO_Li_Battery_4hr_Dispatch | Wind | Bell_Placer_HSN | Northern_California_Li_Battery_4hr_178 | Reliability_Capacity_In_Model_Year | 1 | Bell_Placer_SSN | Northern_California_Li_Battery_4hr_178 | Reliability_Capacity_In_Model_Year | 0.5 | Bell_Placer_offpeak | Northern_California_Li_Battery_4hr_178 | Operational_New_Capacity_MW | -1
Bellota_Weber_HSN | Northern_California_Flow_Battery_31 | Reliability_Capacity_In_Model_Year | 1 | Bell_Placer_HSN | Northern_California_Li_Battery_4hr_179 | Reliability_Capacity_In_Model_Year | 1 | Northern_California_Li_Battery_4hr_179 | Bell-Placer 115kV Line | CAISO_Li_Battery_4hr_Dispatch | Wind | Bell_Placer_HSN | Northern_California_Li_Battery_4hr_179 | Reliability_Capacity_In_Model_Year | 1 | Bell_Placer_SSN | Northern_California_Li_Battery_4hr_179 | Reliability_Capacity_In_Model_Year | 0.5 | Bell_Placer_offpeak | Northern_California_Li_Battery_4hr_179 | Operational_New_Capacity_MW | -1
Bellota_Weber_HSN | Northern_California_Flow_Battery_80 | Reliability_Capacity_In_Model_Year | 1 | Bell_Placer_HSN | Northern_California_Li_Battery_8hr_100 | Reliability_Capacity_In_Model_Year | 1 | Northern_California_Li_Battery_8hr_100 | Bell-Placer 115kV Line | CAISO_Li_Battery_8hr_Dispatch | Wind | Bell_Placer_HSN | Northern_California_Li_Battery_8hr_100 | Reliability_Capacity_In_Model_Year | 1 | Bell_Placer_SSN | Northern_California_Li_Battery_8hr_100 | Reliability_Capacity_In_Model_Year | 0.5 | Bell_Placer_offpeak | Northern_California_Li_Battery_8hr_100 | Operational_New_Capacity_MW | -1
Bellota_Weber_HSN | Northern_California_Flow_Battery_85 | Reliability_Capacity_In_Model_Year | 1 | Bell_Placer_HSN | Tehachapi_Li_Battery_8hr_125 | Reliability_Capacity_In_Model_Year | 1 | Tehachapi_Li_Battery_8hr_125 | Bell-Placer 115kV Line | CAISO_Li_Battery_8hr_Dispatch | Wind | Bell_Placer_HSN | Tehachapi_Li_Battery_8hr_125 | Reliability_Capacity_In_Model_Year | 1 | Bell_Placer_SSN | Tehachapi_Li_Battery_8hr_125 | Reliability_Capacity_In_Model_Year | 0.5 | Bell_Placer_offpeak | Tehachapi_Li_Battery_8hr_125 | Operational_New_Capacity_MW | -1
Bellota_Weber_HSN | Northern_California_Flow_Battery_92 | Reliability_Capacity_In_Model_Year | 1 | Bell_Placer_HSN | Northern_California_Li_Battery_8hr_157 | Reliability_Capacity_In_Model_Year | 1 | Northern_California_Li_Battery_8hr_157 | Bell-Placer 115kV Line | CAISO_Li_Battery_8hr_Dispatch | Wind | Bell_Placer_HSN | Northern_California_Li_Battery_8hr_157 | Reliability_Capacity_In_Model_Year | 1 | Bell_Placer_SSN | Northern_California_Li_Battery_8hr_157 | Reliability_Capacity_In_Model_Year | 0.5 | Bell_Placer_offpeak | Northern_California_Li_Battery_8hr_157 | Operational_New_Capacity_MW | -1
Bellota_Weber_HSN | Southern_PGAE_Flow_Battery_111 | Reliability_Capacity_In_Model_Year | 1 | Bell_Placer_HSN | Northern_California_Li_Battery_8hr_172 | Reliability_Capacity_In_Model_Year | 1 | Northern_California_Li_Battery_8hr_172 | Bell-Placer 115kV Line | CAISO_Li_Battery_8hr_Dispatch | Wind | Bell_Placer_HSN | Northern_California_Li_Battery_8hr_172 | Reliability_Capacity_In_Model_Year | 1 | Bell_Placer_SSN | Northern_California_Li_Battery_8hr_172 | Reliability_Capacity_In_Model_Year | 0.5 | Bell_Placer_offpeak | Northern_California_Li_Battery_8hr_172 | Operational_New_Capacity_MW | -1
Bellota_Weber_HSN | Northern_California_Flow_Battery_114 | Reliability_Capacity_In_Model_Year | 1 | Bell_Placer_HSN | Northern_California_Li_Battery_8hr_178 | Reliability_Capacity_In_Model_Year | 1 | Northern_California_Li_Battery_8hr_178 | Bell-Placer 115kV Line | CAISO_Li_Battery_8hr_Dispatch | Wind | Bell_Placer_HSN | Northern_California_Li_Battery_8hr_178 | Reliability_Capacity_In_Model_Year | 1 | Bell_Placer_SSN | Northern_California_Li_Battery_8hr_178 | Reliability_Capacity_In_Model_Year | 0.5 | Bell_Placer_offpeak | Northern_California_Li_Battery_8hr_178 | Operational_New_Capacity_MW | -1
Bellota_Weber_HSN | Northern_California_Flow_Battery_122 | Reliability_Capacity_In_Model_Year | 1 | Bell_Placer_HSN | Northern_California_Li_Battery_8hr_179 | Reliability_Capacity_In_Model_Year | 1 | Northern_California_Li_Battery_8hr_179 | Bell-Placer 115kV Line | CAISO_Li_Battery_8hr_Dispatch | Wind | Bell_Placer_HSN | Northern_California_Li_Battery_8hr_179 | Reliability_Capacity_In_Model_Year | 1 | Bell_Placer_SSN | Northern_California_Li_Battery_8hr_179 | Reliability_Capacity_In_Model_Year | 0.5 | Bell_Placer_offpeak | Northern_California_Li_Battery_8hr_179 | Operational_New_Capacity_MW | -1
Bellota_Weber_HSN | Northern_California_Flow_Battery_135 | Reliability_Capacity_In_Model_Year | 1 | Bell_Placer_HSN | Central_Valley_North_Los_Banos_Wind_125 | Reliability_Capacity_In_Model_Year | 0.665 | Central_Valley_North_Los_Banos_Wind_125 | Bell-Placer 115kV Line | Central_Valley_North_Los_Banos_Wind | Wind | Bell_Placer_HSN | Central_Valley_North_Los_Banos_Wind_125 | Reliability_Capacity_In_Model_Year | 0.665 | Bell_Placer_SSN | Central_Valley_North_Los_Banos_Wind_125 | Reliability_Capacity_In_Model_Year | 0.163 | Bell_Placer_offpeak | Central_Valley_North_Los_Banos_Wind_125 | Operational_New_Capacity_MW | 0.63
Bellota_Weber_HSN | Northern_California_Flow_Battery_138 | Reliability_Capacity_In_Model_Year | 1 | Bell_Placer_HSN | Northern_California_Geothermal_100 | Reliability_Capacity_In_Model_Year | 1 | Northern_California_Geothermal_100 | Bell-Placer 115kV Line | Northern_California_Geothermal | Wind | Bell_Placer_HSN | Northern_California_Geothermal_100 | Reliability_Capacity_In_Model_Year | 1 | Bell_Placer_SSN | Northern_California_Geothermal_100 | Reliability_Capacity_In_Model_Year | 1 | Bell_Placer_offpeak | Northern_California_Geothermal_100 | Operational_New_Capacity_MW | 1
Bellota_Weber_HSN | Southern_PGAE_Flow_Battery_139 | Reliability_Capacity_In_Model_Year | 1 | Bell_Placer_HSN | Northern_California_Solar_100 | Reliability_Capacity_In_Model_Year | 0.1 | Northern_California_Solar_100 | Bell-Placer 115kV Line | Northern_California_Solar | Wind | Bell_Placer_HSN | Northern_California_Solar_100 | Reliability_Capacity_In_Model_Year | 0.1 | Bell_Placer_SSN | Northern_California_Solar_100 | Reliability_Capacity_In_Model_Year | 0.556 | Bell_Placer_offpeak | Northern_California_Solar_100 | Operational_New_Capacity_MW | 0.68
Bellota_Weber_HSN | Southern_PGAE_Flow_Battery_140 | Reliability_Capacity_In_Model_Year | 1 | Bell_Placer_HSN | Northern_California_Solar_157 | Reliability_Capacity_In_Model_Year | 0.1 | Northern_California_Solar_157 | Bell-Placer 115kV Line | Northern_California_Solar | Wind | Bell_Placer_HSN | Northern_California_Solar_157 | Reliability_Capacity_In_Model_Year | 0.1 | Bell_Placer_SSN | Northern_California_Solar_157 | Reliability_Capacity_In_Model_Year | 0.556 | Bell_Placer_offpeak | Northern_California_Solar_157 | Operational_New_Capacity_MW | 0.68
Bellota_Weber_HSN | Northern_California_Flow_Battery_141 | Reliability_Capacity_In_Model_Year | 1 | Bell_Placer_HSN | Northern_California_Solar_172 | Reliability_Capacity_In_Model_Year | 0.1 | Northern_California_Solar_172 | Bell-Placer 115kV Line | Northern_California_Solar | Wind | Bell_Placer_HSN | Northern_California_Solar_172 | Reliability_Capacity_In_Model_Year | 0.1 | Bell_Placer_SSN | Northern_California_Solar_172 | Reliability_Capacity_In_Model_Year | 0.556 | Bell_Placer_offpeak | Northern_California_Solar_172 | Operational_New_Capacity_MW | 0.68
Bellota_Weber_HSN | Northern_California_Flow_Battery_144 | Reliability_Capacity_In_Model_Year | 1 | Bell_Placer_HSN | Northern_California_Solar_178 | Reliability_Capacity_In_Model_Year | 0.1 | Northern_California_Solar_178 | Bell-Placer 115kV Line | Northern_California_Solar | Wind | Bell_Placer_HSN | Northern_California_Solar_178 | Reliability_Capacity_In_Model_Year | 0.1 | Bell_Placer_SSN | Northern_California_Solar_178 | Reliability_Capacity_In_Model_Year | 0.556 | Bell_Placer_offpeak | Northern_California_Solar_178 | Operational_New_Capacity_MW | 0.68
Bellota_Weber_HSN | Southern_PGAE_Flow_Battery_151 | Reliability_Capacity_In_Model_Year | 1 | Bell_Placer_HSN | Northern_California_Solar_179 | Reliability_Capacity_In_Model_Year | 0.1 | Northern_California_Solar_179 | Bell-Placer 115kV Line | Northern_California_Solar | Wind | Bell_Placer_HSN | Northern_California_Solar_179 | Reliability_Capacity_In_Model_Year | 0.1 | Bell_Placer_SSN | Northern_California_Solar_179 | Reliability_Capacity_In_Model_Year | 0.556 | Bell_Placer_offpeak | Northern_California_Solar_179 | Operational_New_Capacity_MW | 0.68
Bellota_Weber_HSN | Southern_PGAE_Flow_Battery_154 | Reliability_Capacity_In_Model_Year | 1 | Bell_Placer_HSN | Tehachapi_Solar_125 | Reliability_Capacity_In_Model_Year | 0.106 | Tehachapi_Solar_125 | Bell-Placer 115kV Line | Tehachapi_Solar | Wind | Bell_Placer_HSN | Tehachapi_Solar_125 | Reliability_Capacity_In_Model_Year | 0.106 | Bell_Placer_SSN | Tehachapi_Solar_125 | Reliability_Capacity_In_Model_Year | 0.427 | Bell_Placer_offpeak | Tehachapi_Solar_125 | Operational_New_Capacity_MW | 0.68
Bellota_Weber_HSN | Northern_California_Flow_Battery_157 | Reliability_Capacity_In_Model_Year | 1 | Birds_Landing_Contra_Costa_HSN | Northern_California_Flow_Battery_26 | Reliability_Capacity_In_Model_Year | 1 | Northern_California_Flow_Battery_26 | Birds Landing-Contra Costa 230kV Line | CAISO_Flow_Battery_8hr_Dispatch | Wind | Birds_Landing_Contra_Costa_HSN | Northern_California_Flow_Battery_26 | Reliability_Capacity_In_Model_Year | 1 | Birds_Landing_Contra_Costa_SSN | Northern_California_Flow_Battery_26 | Reliability_Capacity_In_Model_Year | 0.5 | Birds_Landing_Contra_Costa_offpeak | Northern_California_Flow_Battery_26 | Operational_New_Capacity_MW | -1
Bellota_Weber_HSN | Northern_California_Flow_Battery_159 | Reliability_Capacity_In_Model_Year | 1 | Birds_Landing_Contra_Costa_HSN | Northern_California_Flow_Battery_51 | Reliability_Capacity_In_Model_Year | 1 | Northern_California_Flow_Battery_51 | Birds Landing-Contra Costa 230kV Line | CAISO_Flow_Battery_8hr_Dispatch | Wind | Birds_Landing_Contra_Costa_HSN | Northern_California_Flow_Battery_51 | Reliability_Capacity_In_Model_Year | 1 | Birds_Landing_Contra_Costa_SSN | Northern_California_Flow_Battery_51 | Reliability_Capacity_In_Model_Year | 0.5 | Birds_Landing_Contra_Costa_offpeak | Northern_California_Flow_Battery_51 | Operational_New_Capacity_MW | -1
Bellota_Weber_HSN | Southern_PGAE_Flow_Battery_161 | Reliability_Capacity_In_Model_Year | 1 | Birds_Landing_Contra_Costa_HSN | Northern_California_Flow_Battery_80 | Reliability_Capacity_In_Model_Year | 1 | Northern_California_Flow_Battery_80 | Birds Landing-Contra Costa 230kV Line | CAISO_Flow_Battery_8hr_Dispatch | Wind | Birds_Landing_Contra_Costa_HSN | Northern_California_Flow_Battery_80 | Reliability_Capacity_In_Model_Year | 1 | Birds_Landing_Contra_Costa_SSN | Northern_California_Flow_Battery_80 | Reliability_Capacity_In_Model_Year | 0.5 | Birds_Landing_Contra_Costa_offpeak | Northern_California_Flow_Battery_80 | Operational_New_Capacity_MW | -1
Bellota_Weber_HSN | Southern_PGAE_Flow_Battery_162 | Reliability_Capacity_In_Model_Year | 1 | Birds_Landing_Contra_Costa_HSN | Northern_California_Flow_Battery_83 | Reliability_Capacity_In_Model_Year | 1 | Northern_California_Flow_Battery_83 | Birds Landing-Contra Costa 230kV Line | CAISO_Flow_Battery_8hr_Dispatch | Wind | Birds_Landing_Contra_Costa_HSN | Northern_California_Flow_Battery_83 | Reliability_Capacity_In_Model_Year | 1 | Birds_Landing_Contra_Costa_SSN | Northern_California_Flow_Battery_83 | Reliability_Capacity_In_Model_Year | 0.5 | Birds_Landing_Contra_Costa_offpeak | Northern_California_Flow_Battery_83 | Operational_New_Capacity_MW | -1
Bellota_Weber_HSN | Southern_PGAE_Flow_Battery_163 | Reliability_Capacity_In_Model_Year | 1 | Birds_Landing_Contra_Costa_HSN | Northern_California_Flow_Battery_85 | Reliability_Capacity_In_Model_Year | 1 | Northern_California_Flow_Battery_85 | Birds Landing-Contra Costa 230kV Line | CAISO_Flow_Battery_8hr_Dispatch | Wind | Birds_Landing_Contra_Costa_HSN | Northern_California_Flow_Battery_85 | Reliability_Capacity_In_Model_Year | 1 | Birds_Landing_Contra_Costa_SSN | Northern_California_Flow_Battery_85 | Reliability_Capacity_In_Model_Year | 0.5 | Birds_Landing_Contra_Costa_offpeak | Northern_California_Flow_Battery_85 | Operational_New_Capacity_MW | -1
Bellota_Weber_HSN | Southern_PGAE_Flow_Battery_164 | Reliability_Capacity_In_Model_Year | 1 | Birds_Landing_Contra_Costa_HSN | Northern_California_Flow_Battery_94 | Reliability_Capacity_In_Model_Year | 1 | Northern_California_Flow_Battery_94 | Birds Landing-Contra Costa 230kV Line | CAISO_Flow_Battery_8hr_Dispatch | Wind | Birds_Landing_Contra_Costa_HSN | Northern_California_Flow_Battery_94 | Reliability_Capacity_In_Model_Year | 1 | Birds_Landing_Contra_Costa_SSN | Northern_California_Flow_Battery_94 | Reliability_Capacity_In_Model_Year | 0.5 | Birds_Landing_Contra_Costa_offpeak | Northern_California_Flow_Battery_94 | Operational_New_Capacity_MW | -1
Bellota_Weber_HSN | Southern_PGAE_Flow_Battery_165 | Reliability_Capacity_In_Model_Year | 1 | Birds_Landing_Contra_Costa_HSN | Northern_California_Flow_Battery_126 | Reliability_Capacity_In_Model_Year | 1 | Northern_California_Flow_Battery_126 | Birds Landing-Contra Costa 230kV Line | CAISO_Flow_Battery_8hr_Dispatch | Wind | Birds_Landing_Contra_Costa_HSN | Northern_California_Flow_Battery_126 | Reliability_Capacity_In_Model_Year | 1 | Birds_Landing_Contra_Costa_SSN | Northern_California_Flow_Battery_126 | Reliability_Capacity_In_Model_Year | 0.5 | Birds_Landing_Contra_Costa_offpeak | Northern_California_Flow_Battery_126 | Operational_New_Capacity_MW | -1
Bellota_Weber_HSN | Northern_California_Flow_Battery_166 | Reliability_Capacity_In_Model_Year | 1 | Birds_Landing_Contra_Costa_HSN | Northern_California_Flow_Battery_127 | Reliability_Capacity_In_Model_Year | 1 | Northern_California_Flow_Battery_127 | Birds Landing-Contra Costa 230kV Line | CAISO_Flow_Battery_8hr_Dispatch | Wind | Birds_Landing_Contra_Costa_HSN | Northern_California_Flow_Battery_127 | Reliability_Capacity_In_Model_Year | 1 | Birds_Landing_Contra_Costa_SSN | Northern_California_Flow_Battery_127 | Reliability_Capacity_In_Model_Year | 0.5 | Birds_Landing_Contra_Costa_offpeak | Northern_California_Flow_Battery_127 | Operational_New_Capacity_MW | -1
Bellota_Weber_HSN | Southern_PGAE_Flow_Battery_168 | Reliability_Capacity_In_Model_Year | 1 | Birds_Landing_Contra_Costa_HSN | Northern_California_Flow_Battery_150 | Reliability_Capacity_In_Model_Year | 1 | Northern_California_Flow_Battery_150 | Birds Landing-Contra Costa 230kV Line | CAISO_Flow_Battery_8hr_Dispatch | Wind | Birds_Landing_Contra_Costa_HSN | Northern_California_Flow_Battery_150 | Reliability_Capacity_In_Model_Year | 1 | Birds_Landing_Contra_Costa_SSN | Northern_California_Flow_Battery_150 | Reliability_Capacity_In_Model_Year | 0.5 | Birds_Landing_Contra_Costa_offpeak | Northern_California_Flow_Battery_150 | Operational_New_Capacity_MW | -1
Bellota_Weber_HSN | Southern_PGAE_Flow_Battery_169 | Reliability_Capacity_In_Model_Year | 1 | Birds_Landing_Contra_Costa_HSN | Northern_California_Flow_Battery_155 | Reliability_Capacity_In_Model_Year | 1 | Northern_California_Flow_Battery_155 | Birds Landing-Contra Costa 230kV Line | CAISO_Flow_Battery_8hr_Dispatch | Wind | Birds_Landing_Contra_Costa_HSN | Northern_California_Flow_Battery_155 | Reliability_Capacity_In_Model_Year | 1 | Birds_Landing_Contra_Costa_SSN | Northern_California_Flow_Battery_155 | Reliability_Capacity_In_Model_Year | 0.5 | Birds_Landing_Contra_Costa_offpeak | Northern_California_Flow_Battery_155 | Operational_New_Capacity_MW | -1
Bellota_Weber_HSN | Southern_PGAE_Flow_Battery_170 | Reliability_Capacity_In_Model_Year | 1 | Birds_Landing_Contra_Costa_HSN | Northern_California_Flow_Battery_158 | Reliability_Capacity_In_Model_Year | 1 | Northern_California_Flow_Battery_158 | Birds Landing-Contra Costa 230kV Line | CAISO_Flow_Battery_8hr_Dispatch | Wind | Birds_Landing_Contra_Costa_HSN | Northern_California_Flow_Battery_158 | Reliability_Capacity_In_Model_Year | 1 | Birds_Landing_Contra_Costa_SSN | Northern_California_Flow_Battery_158 | Reliability_Capacity_In_Model_Year | 0.5 | Birds_Landing_Contra_Costa_offpeak | Northern_California_Flow_Battery_158 | Operational_New_Capacity_MW | -1
Bellota_Weber_HSN | Northern_California_Flow_Battery_172 | Reliability_Capacity_In_Model_Year | 1 | Birds_Landing_Contra_Costa_HSN | Northern_California_Li_Battery_4hr_26 | Reliability_Capacity_In_Model_Year | 1 | Northern_California_Li_Battery_4hr_26 | Birds Landing-Contra Costa 230kV Line | CAISO_Li_Battery_4hr_Dispatch | Wind | Birds_Landing_Contra_Costa_HSN | Northern_California_Li_Battery_4hr_26 | Reliability_Capacity_In_Model_Year | 1 | Birds_Landing_Contra_Costa_SSN | Northern_California_Li_Battery_4hr_26 | Reliability_Capacity_In_Model_Year | 0.5 | Birds_Landing_Contra_Costa_offpeak | Northern_California_Li_Battery_4hr_26 | Operational_New_Capacity_MW | -1
Bellota_Weber_HSN | Southern_PGAE_Flow_Battery_174 | Reliability_Capacity_In_Model_Year | 1 | Birds_Landing_Contra_Costa_HSN | Northern_California_Li_Battery_4hr_51 | Reliability_Capacity_In_Model_Year | 1 | Northern_California_Li_Battery_4hr_51 | Birds Landing-Contra Costa 230kV Line | CAISO_Li_Battery_4hr_Dispatch | Wind | Birds_Landing_Contra_Costa_HSN | Northern_California_Li_Battery_4hr_51 | Reliability_Capacity_In_Model_Year | 1 | Birds_Landing_Contra_Costa_SSN | Northern_California_Li_Battery_4hr_51 | Reliability_Capacity_In_Model_Year | 0.5 | Birds_Landing_Contra_Costa_offpeak | Northern_California_Li_Battery_4hr_51 | Operational_New_Capacity_MW | -1
Bellota_Weber_HSN | Southern_PGAE_Flow_Battery_176 | Reliability_Capacity_In_Model_Year | 1 | Birds_Landing_Contra_Costa_HSN | Northern_California_Li_Battery_4hr_80 | Reliability_Capacity_In_Model_Year | 1 | Northern_California_Li_Battery_4hr_80 | Birds Landing-Contra Costa 230kV Line | CAISO_Li_Battery_4hr_Dispatch | Wind | Birds_Landing_Contra_Costa_HSN | Northern_California_Li_Battery_4hr_80 | Reliability_Capacity_In_Model_Year | 1 | Birds_Landing_Contra_Costa_SSN | Northern_California_Li_Battery_4hr_80 | Reliability_Capacity_In_Model_Year | 0.5 | Birds_Landing_Contra_Costa_offpeak | Northern_California_Li_Battery_4hr_80 | Operational_New_Capacity_MW | -1
Bellota_Weber_HSN | Northern_California_Flow_Battery_179 | Reliability_Capacity_In_Model_Year | 1 | Birds_Landing_Contra_Costa_HSN | Northern_California_Li_Battery_4hr_83 | Reliability_Capacity_In_Model_Year | 1 | Northern_California_Li_Battery_4hr_83 | Birds Landing-Contra Costa 230kV Line | CAISO_Li_Battery_4hr_Dispatch | Wind | Birds_Landing_Contra_Costa_HSN | Northern_California_Li_Battery_4hr_83 | Reliability_Capacity_In_Model_Year | 1 | Birds_Landing_Contra_Costa_SSN | Northern_California_Li_Battery_4hr_83 | Reliability_Capacity_In_Model_Year | 0.5 | Birds_Landing_Contra_Costa_offpeak | Northern_California_Li_Battery_4hr_83 | Operational_New_Capacity_MW | -1
Bellota_Weber_HSN | Northern_California_Li_Battery_4hr_25 | Reliability_Capacity_In_Model_Year | 1 | Birds_Landing_Contra_Costa_HSN | Northern_California_Li_Battery_4hr_85 | Reliability_Capacity_In_Model_Year | 1 | Northern_California_Li_Battery_4hr_85 | Birds Landing-Contra Costa 230kV Line | CAISO_Li_Battery_4hr_Dispatch | Wind | Birds_Landing_Contra_Costa_HSN | Northern_California_Li_Battery_4hr_85 | Reliability_Capacity_In_Model_Year | 1 | Birds_Landing_Contra_Costa_SSN | Northern_California_Li_Battery_4hr_85 | Reliability_Capacity_In_Model_Year | 0.5 | Birds_Landing_Contra_Costa_offpeak | Northern_California_Li_Battery_4hr_85 | Operational_New_Capacity_MW | -1
Bellota_Weber_HSN | Northern_California_Li_Battery_4hr_31 | Reliability_Capacity_In_Model_Year | 1 | Birds_Landing_Contra_Costa_HSN | Northern_California_Li_Battery_4hr_94 | Reliability_Capacity_In_Model_Year | 1 | Northern_California_Li_Battery_4hr_94 | Birds Landing-Contra Costa 230kV Line | CAISO_Li_Battery_4hr_Dispatch | Wind | Birds_Landing_Contra_Costa_HSN | Northern_California_Li_Battery_4hr_94 | Reliability_Capacity_In_Model_Year | 1 | Birds_Landing_Contra_Costa_SSN | Northern_California_Li_Battery_4hr_94 | Reliability_Capacity_In_Model_Year | 0.5 | Birds_Landing_Contra_Costa_offpeak | Northern_California_Li_Battery_4hr_94 | Operational_New_Capacity_MW | -1
Bellota_Weber_HSN | Northern_California_Li_Battery_4hr_80 | Reliability_Capacity_In_Model_Year | 1 | Birds_Landing_Contra_Costa_HSN | Northern_California_Li_Battery_4hr_126 | Reliability_Capacity_In_Model_Year | 1 | Northern_California_Li_Battery_4hr_126 | Birds Landing-Contra Costa 230kV Line | CAISO_Li_Battery_4hr_Dispatch | Wind | Birds_Landing_Contra_Costa_HSN | Northern_California_Li_Battery_4hr_126 | Reliability_Capacity_In_Model_Year | 1 | Birds_Landing_Contra_Costa_SSN | Northern_California_Li_Battery_4hr_126 | Reliability_Capacity_In_Model_Year | 0.5 | Birds_Landing_Contra_Costa_offpeak | Northern_California_Li_Battery_4hr_126 | Operational_New_Capacity_MW | -1
Bellota_Weber_HSN | Northern_California_Li_Battery_4hr_85 | Reliability_Capacity_In_Model_Year | 1 | Birds_Landing_Contra_Costa_HSN | Northern_California_Li_Battery_4hr_127 | Reliability_Capacity_In_Model_Year | 1 | Northern_California_Li_Battery_4hr_127 | Birds Landing-Contra Costa 230kV Line | CAISO_Li_Battery_4hr_Dispatch | Wind | Birds_Landing_Contra_Costa_HSN | Northern_California_Li_Battery_4hr_127 | Reliability_Capacity_In_Model_Year | 1 | Birds_Landing_Contra_Costa_SSN | Northern_California_Li_Battery_4hr_127 | Reliability_Capacity_In_Model_Year | 0.5 | Birds_Landing_Contra_Costa_offpeak | Northern_California_Li_Battery_4hr_127 | Operational_New_Capacity_MW | -1
Bellota_Weber_HSN | Northern_California_Li_Battery_4hr_92 | Reliability_Capacity_In_Model_Year | 1 | Birds_Landing_Contra_Costa_HSN | Northern_California_Li_Battery_4hr_150 | Reliability_Capacity_In_Model_Year | 1 | Northern_California_Li_Battery_4hr_150 | Birds Landing-Contra Costa 230kV Line | CAISO_Li_Battery_4hr_Dispatch | Wind | Birds_Landing_Contra_Costa_HSN | Northern_California_Li_Battery_4hr_150 | Reliability_Capacity_In_Model_Year | 1 | Birds_Landing_Contra_Costa_SSN | Northern_California_Li_Battery_4hr_150 | Reliability_Capacity_In_Model_Year | 0.5 | Birds_Landing_Contra_Costa_offpeak | Northern_California_Li_Battery_4hr_150 | Operational_New_Capacity_MW | -1
Bellota_Weber_HSN | Southern_PGAE_Li_Battery_4hr_111 | Reliability_Capacity_In_Model_Year | 1 | Birds_Landing_Contra_Costa_HSN | Northern_California_Li_Battery_4hr_155 | Reliability_Capacity_In_Model_Year | 1 | Northern_California_Li_Battery_4hr_155 | Birds Landing-Contra Costa 230kV Line | CAISO_Li_Battery_4hr_Dispatch | Wind | Birds_Landing_Contra_Costa_HSN | Northern_California_Li_Battery_4hr_155 | Reliability_Capacity_In_Model_Year | 1 | Birds_Landing_Contra_Costa_SSN | Northern_California_Li_Battery_4hr_155 | Reliability_Capacity_In_Model_Year | 0.5 | Birds_Landing_Contra_Costa_offpeak | Northern_California_Li_Battery_4hr_155 | Operational_New_Capacity_MW | -1
Bellota_Weber_HSN | Northern_California_Li_Battery_4hr_114 | Reliability_Capacity_In_Model_Year | 1 | Birds_Landing_Contra_Costa_HSN | Northern_California_Li_Battery_4hr_158 | Reliability_Capacity_In_Model_Year | 1 | Northern_California_Li_Battery_4hr_158 | Birds Landing-Contra Costa 230kV Line | CAISO_Li_Battery_4hr_Dispatch | Wind | Birds_Landing_Contra_Costa_HSN | Northern_California_Li_Battery_4hr_158 | Reliability_Capacity_In_Model_Year | 1 | Birds_Landing_Contra_Costa_SSN | Northern_California_Li_Battery_4hr_158 | Reliability_Capacity_In_Model_Year | 0.5 | Birds_Landing_Contra_Costa_offpeak | Northern_California_Li_Battery_4hr_158 | Operational_New_Capacity_MW | -1
Bellota_Weber_HSN | Northern_California_Li_Battery_4hr_122 | Reliability_Capacity_In_Model_Year | 1 | Birds_Landing_Contra_Costa_HSN | Northern_California_Li_Battery_8hr_26 | Reliability_Capacity_In_Model_Year | 1 | Northern_California_Li_Battery_8hr_26 | Birds Landing-Contra Costa 230kV Line | CAISO_Li_Battery_8hr_Dispatch | Wind | Birds_Landing_Contra_Costa_HSN | Northern_California_Li_Battery_8hr_26 | Reliability_Capacity_In_Model_Year | 1 | Birds_Landing_Contra_Costa_SSN | Northern_California_Li_Battery_8hr_26 | Reliability_Capacity_In_Model_Year | 0.5 | Birds_Landing_Contra_Costa_offpeak | Northern_California_Li_Battery_8hr_26 | Operational_New_Capacity_MW | -1
Bellota_Weber_HSN | Northern_California_Li_Battery_4hr_135 | Reliability_Capacity_In_Model_Year | 1 | Birds_Landing_Contra_Costa_HSN | Northern_California_Li_Battery_8hr_51 | Reliability_Capacity_In_Model_Year | 1 | Northern_California_Li_Battery_8hr_51 | Birds Landing-Contra Costa 230kV Line | CAISO_Li_Battery_8hr_Dispatch | Wind | Birds_Landing_Contra_Costa_HSN | Northern_California_Li_Battery_8hr_51 | Reliability_Capacity_In_Model_Year | 1 | Birds_Landing_Contra_Costa_SSN | Northern_California_Li_Battery_8hr_51 | Reliability_Capacity_In_Model_Year | 0.5 | Birds_Landing_Contra_Costa_offpeak | Northern_California_Li_Battery_8hr_51 | Operational_New_Capacity_MW | -1
Bellota_Weber_HSN | Northern_California_Li_Battery_4hr_138 | Reliability_Capacity_In_Model_Year | 1 | Birds_Landing_Contra_Costa_HSN | Northern_California_Li_Battery_8hr_80 | Reliability_Capacity_In_Model_Year | 1 | Northern_California_Li_Battery_8hr_80 | Birds Landing-Contra Costa 230kV Line | CAISO_Li_Battery_8hr_Dispatch | Wind | Birds_Landing_Contra_Costa_HSN | Northern_California_Li_Battery_8hr_80 | Reliability_Capacity_In_Model_Year | 1 | Birds_Landing_Contra_Costa_SSN | Northern_California_Li_Battery_8hr_80 | Reliability_Capacity_In_Model_Year | 0.5 | Birds_Landing_Contra_Costa_offpeak | Northern_California_Li_Battery_8hr_80 | Operational_New_Capacity_MW | -1
Bellota_Weber_HSN | Southern_PGAE_Li_Battery_4hr_139 | Reliability_Capacity_In_Model_Year | 1 | Birds_Landing_Contra_Costa_HSN | Northern_California_Li_Battery_8hr_83 | Reliability_Capacity_In_Model_Year | 1 | Northern_California_Li_Battery_8hr_83 | Birds Landing-Contra Costa 230kV Line | CAISO_Li_Battery_8hr_Dispatch | Wind | Birds_Landing_Contra_Costa_HSN | Northern_California_Li_Battery_8hr_83 | Reliability_Capacity_In_Model_Year | 1 | Birds_Landing_Contra_Costa_SSN | Northern_California_Li_Battery_8hr_83 | Reliability_Capacity_In_Model_Year | 0.5 | Birds_Landing_Contra_Costa_offpeak | Northern_California_Li_Battery_8hr_83 | Operational_New_Capacity_MW | -1
Bellota_Weber_HSN | Southern_PGAE_Li_Battery_4hr_140 | Reliability_Capacity_In_Model_Year | 1 | Birds_Landing_Contra_Costa_HSN | Northern_California_Li_Battery_8hr_85 | Reliability_Capacity_In_Model_Year | 1 | Northern_California_Li_Battery_8hr_85 | Birds Landing-Contra Costa 230kV Line | CAISO_Li_Battery_8hr_Dispatch | Wind | Birds_Landing_Contra_Costa_HSN | Northern_California_Li_Battery_8hr_85 | Reliability_Capacity_In_Model_Year | 1 | Birds_Landing_Contra_Costa_SSN | Northern_California_Li_Battery_8hr_85 | Reliability_Capacity_In_Model_Year | 0.5 | Birds_Landing_Contra_Costa_offpeak | Northern_California_Li_Battery_8hr_85 | Operational_New_Capacity_MW | -1
Bellota_Weber_HSN | Northern_California_Li_Battery_4hr_141 | Reliability_Capacity_In_Model_Year | 1 | Birds_Landing_Contra_Costa_HSN | Northern_California_Li_Battery_8hr_94 | Reliability_Capacity_In_Model_Year | 1 | Northern_California_Li_Battery_8hr_94 | Birds Landing-Contra Costa 230kV Line | CAISO_Li_Battery_8hr_Dispatch | Wind | Birds_Landing_Contra_Costa_HSN | Northern_California_Li_Battery_8hr_94 | Reliability_Capacity_In_Model_Year | 1 | Birds_Landing_Contra_Costa_SSN | Northern_California_Li_Battery_8hr_94 | Reliability_Capacity_In_Model_Year | 0.5 | Birds_Landing_Contra_Costa_offpeak | Northern_California_Li_Battery_8hr_94 | Operational_New_Capacity_MW | -1
Bellota_Weber_HSN | Northern_California_Li_Battery_4hr_144 | Reliability_Capacity_In_Model_Year | 1 | Birds_Landing_Contra_Costa_HSN | Northern_California_Li_Battery_8hr_126 | Reliability_Capacity_In_Model_Year | 1 | Northern_California_Li_Battery_8hr_126 | Birds Landing-Contra Costa 230kV Line | CAISO_Li_Battery_8hr_Dispatch | Wind | Birds_Landing_Contra_Costa_HSN | Northern_California_Li_Battery_8hr_126 | Reliability_Capacity_In_Model_Year | 1 | Birds_Landing_Contra_Costa_SSN | Northern_California_Li_Battery_8hr_126 | Reliability_Capacity_In_Model_Year | 0.5 | Birds_Landing_Contra_Costa_offpeak | Northern_California_Li_Battery_8hr_126 | Operational_New_Capacity_MW | -1
Bellota_Weber_HSN | Southern_PGAE_Li_Battery_4hr_151 | Reliability_Capacity_In_Model_Year | 1 | Birds_Landing_Contra_Costa_HSN | Northern_California_Li_Battery_8hr_127 | Reliability_Capacity_In_Model_Year | 1 | Northern_California_Li_Battery_8hr_127 | Birds Landing-Contra Costa 230kV Line | CAISO_Li_Battery_8hr_Dispatch | Wind | Birds_Landing_Contra_Costa_HSN | Northern_California_Li_Battery_8hr_127 | Reliability_Capacity_In_Model_Year | 1 | Birds_Landing_Contra_Costa_SSN | Northern_California_Li_Battery_8hr_127 | Reliability_Capacity_In_Model_Year | 0.5 | Birds_Landing_Contra_Costa_offpeak | Northern_California_Li_Battery_8hr_127 | Operational_New_Capacity_MW | -1
Bellota_Weber_HSN | Southern_PGAE_Li_Battery_4hr_154 | Reliability_Capacity_In_Model_Year | 1 | Birds_Landing_Contra_Costa_HSN | Northern_California_Li_Battery_8hr_150 | Reliability_Capacity_In_Model_Year | 1 | Northern_California_Li_Battery_8hr_150 | Birds Landing-Contra Costa 230kV Line | CAISO_Li_Battery_8hr_Dispatch | Wind | Birds_Landing_Contra_Costa_HSN | Northern_California_Li_Battery_8hr_150 | Reliability_Capacity_In_Model_Year | 1 | Birds_Landing_Contra_Costa_SSN | Northern_California_Li_Battery_8hr_150 | Reliability_Capacity_In_Model_Year | 0.5 | Birds_Landing_Contra_Costa_offpeak | Northern_California_Li_Battery_8hr_150 | Operational_New_Capacity_MW | -1
Bellota_Weber_HSN | Northern_California_Li_Battery_4hr_157 | Reliability_Capacity_In_Model_Year | 1 | Birds_Landing_Contra_Costa_HSN | Northern_California_Li_Battery_8hr_155 | Reliability_Capacity_In_Model_Year | 1 | Northern_California_Li_Battery_8hr_155 | Birds Landing-Contra Costa 230kV Line | CAISO_Li_Battery_8hr_Dispatch | Wind | Birds_Landing_Contra_Costa_HSN | Northern_California_Li_Battery_8hr_155 | Reliability_Capacity_In_Model_Year | 1 | Birds_Landing_Contra_Costa_SSN | Northern_California_Li_Battery_8hr_155 | Reliability_Capacity_In_Model_Year | 0.5 | Birds_Landing_Contra_Costa_offpeak | Northern_California_Li_Battery_8hr_155 | Operational_New_Capacity_MW | -1
Bellota_Weber_HSN | Northern_California_Li_Battery_4hr_159 | Reliability_Capacity_In_Model_Year | 1 | Birds_Landing_Contra_Costa_HSN | Northern_California_Li_Battery_8hr_158 | Reliability_Capacity_In_Model_Year | 1 | Northern_California_Li_Battery_8hr_158 | Birds Landing-Contra Costa 230kV Line | CAISO_Li_Battery_8hr_Dispatch | Wind | Birds_Landing_Contra_Costa_HSN | Northern_California_Li_Battery_8hr_158 | Reliability_Capacity_In_Model_Year | 1 | Birds_Landing_Contra_Costa_SSN | Northern_California_Li_Battery_8hr_158 | Reliability_Capacity_In_Model_Year | 0.5 | Birds_Landing_Contra_Costa_offpeak | Northern_California_Li_Battery_8hr_158 | Operational_New_Capacity_MW | -1
Bellota_Weber_HSN | Southern_PGAE_Li_Battery_4hr_161 | Reliability_Capacity_In_Model_Year | 1 | Birds_Landing_Contra_Costa_HSN | Northern_California_Solar_26 | Reliability_Capacity_In_Model_Year | 0.1 | Northern_California_Solar_26 | Birds Landing-Contra Costa 230kV Line | Northern_California_Solar | Wind | Birds_Landing_Contra_Costa_HSN | Northern_California_Solar_26 | Reliability_Capacity_In_Model_Year | 0.1 | Birds_Landing_Contra_Costa_SSN | Northern_California_Solar_26 | Reliability_Capacity_In_Model_Year | 0.556 | Birds_Landing_Contra_Costa_offpeak | Northern_California_Solar_26 | Operational_New_Capacity_MW | 0.68
Bellota_Weber_HSN | Southern_PGAE_Li_Battery_4hr_162 | Reliability_Capacity_In_Model_Year | 1 | Birds_Landing_Contra_Costa_HSN | Northern_California_Solar_51 | Reliability_Capacity_In_Model_Year | 0.1 | Northern_California_Solar_51 | Birds Landing-Contra Costa 230kV Line | Northern_California_Solar | Wind | Birds_Landing_Contra_Costa_HSN | Northern_California_Solar_51 | Reliability_Capacity_In_Model_Year | 0.1 | Birds_Landing_Contra_Costa_SSN | Northern_California_Solar_51 | Reliability_Capacity_In_Model_Year | 0.556 | Birds_Landing_Contra_Costa_offpeak | Northern_California_Solar_51 | Operational_New_Capacity_MW | 0.68
Bellota_Weber_HSN | Southern_PGAE_Li_Battery_4hr_163 | Reliability_Capacity_In_Model_Year | 1 | Birds_Landing_Contra_Costa_HSN | Northern_California_Solar_80 | Reliability_Capacity_In_Model_Year | 0.1 | Northern_California_Solar_80 | Birds Landing-Contra Costa 230kV Line | Northern_California_Solar | Wind | Birds_Landing_Contra_Costa_HSN | Northern_California_Solar_80 | Reliability_Capacity_In_Model_Year | 0.1 | Birds_Landing_Contra_Costa_SSN | Northern_California_Solar_80 | Reliability_Capacity_In_Model_Year | 0.556 | Birds_Landing_Contra_Costa_offpeak | Northern_California_Solar_80 | Operational_New_Capacity_MW | 0.68
Bellota_Weber_HSN | Southern_PGAE_Li_Battery_4hr_164 | Reliability_Capacity_In_Model_Year | 1 | Birds_Landing_Contra_Costa_HSN | Northern_California_Solar_83 | Reliability_Capacity_In_Model_Year | 0.1 | Northern_California_Solar_83 | Birds Landing-Contra Costa 230kV Line | Northern_California_Solar | Wind | Birds_Landing_Contra_Costa_HSN | Northern_California_Solar_83 | Reliability_Capacity_In_Model_Year | 0.1 | Birds_Landing_Contra_Costa_SSN | Northern_California_Solar_83 | Reliability_Capacity_In_Model_Year | 0.556 | Birds_Landing_Contra_Costa_offpeak | Northern_California_Solar_83 | Operational_New_Capacity_MW | 0.68
Bellota_Weber_HSN | Southern_PGAE_Li_Battery_4hr_165 | Reliability_Capacity_In_Model_Year | 1 | Birds_Landing_Contra_Costa_HSN | Northern_California_Solar_85 | Reliability_Capacity_In_Model_Year | 0.1 | Northern_California_Solar_85 | Birds Landing-Contra Costa 230kV Line | Northern_California_Solar | Wind | Birds_Landing_Contra_Costa_HSN | Northern_California_Solar_85 | Reliability_Capacity_In_Model_Year | 0.1 | Birds_Landing_Contra_Costa_SSN | Northern_California_Solar_85 | Reliability_Capacity_In_Model_Year | 0.556 | Birds_Landing_Contra_Costa_offpeak | Northern_California_Solar_85 | Operational_New_Capacity_MW | 0.68
Bellota_Weber_HSN | Northern_California_Li_Battery_4hr_166 | Reliability_Capacity_In_Model_Year | 1 | Birds_Landing_Contra_Costa_HSN | Northern_California_Solar_94 | Reliability_Capacity_In_Model_Year | 0.1 | Northern_California_Solar_94 | Birds Landing-Contra Costa 230kV Line | Northern_California_Solar | Wind | Birds_Landing_Contra_Costa_HSN | Northern_California_Solar_94 | Reliability_Capacity_In_Model_Year | 0.1 | Birds_Landing_Contra_Costa_SSN | Northern_California_Solar_94 | Reliability_Capacity_In_Model_Year | 0.556 | Birds_Landing_Contra_Costa_offpeak | Northern_California_Solar_94 | Operational_New_Capacity_MW | 0.68
Bellota_Weber_HSN | Southern_PGAE_Li_Battery_4hr_168 | Reliability_Capacity_In_Model_Year | 1 | Birds_Landing_Contra_Costa_HSN | Northern_California_Solar_126 | Reliability_Capacity_In_Model_Year | 0.1 | Northern_California_Solar_126 | Birds Landing-Contra Costa 230kV Line | Northern_California_Solar | Wind | Birds_Landing_Contra_Costa_HSN | Northern_California_Solar_126 | Reliability_Capacity_In_Model_Year | 0.1 | Birds_Landing_Contra_Costa_SSN | Northern_California_Solar_126 | Reliability_Capacity_In_Model_Year | 0.556 | Birds_Landing_Contra_Costa_offpeak | Northern_California_Solar_126 | Operational_New_Capacity_MW | 0.68
Bellota_Weber_HSN | Southern_PGAE_Li_Battery_4hr_169 | Reliability_Capacity_In_Model_Year | 1 | Birds_Landing_Contra_Costa_HSN | Northern_California_Solar_127 | Reliability_Capacity_In_Model_Year | 0.1 | Northern_California_Solar_127 | Birds Landing-Contra Costa 230kV Line | Northern_California_Solar | Wind | Birds_Landing_Contra_Costa_HSN | Northern_California_Solar_127 | Reliability_Capacity_In_Model_Year | 0.1 | Birds_Landing_Contra_Costa_SSN | Northern_California_Solar_127 | Reliability_Capacity_In_Model_Year | 0.556 | Birds_Landing_Contra_Costa_offpeak | Northern_California_Solar_127 | Operational_New_Capacity_MW | 0.68
Bellota_Weber_HSN | Southern_PGAE_Li_Battery_4hr_170 | Reliability_Capacity_In_Model_Year | 1 | Birds_Landing_Contra_Costa_HSN | Northern_California_Solar_150 | Reliability_Capacity_In_Model_Year | 0.1 | Northern_California_Solar_150 | Birds Landing-Contra Costa 230kV Line | Northern_California_Solar | Wind | Birds_Landing_Contra_Costa_HSN | Northern_California_Solar_150 | Reliability_Capacity_In_Model_Year | 0.1 | Birds_Landing_Contra_Costa_SSN | Northern_California_Solar_150 | Reliability_Capacity_In_Model_Year | 0.556 | Birds_Landing_Contra_Costa_offpeak | Northern_California_Solar_150 | Operational_New_Capacity_MW | 0.68
Bellota_Weber_HSN | Northern_California_Li_Battery_4hr_172 | Reliability_Capacity_In_Model_Year | 1 | Birds_Landing_Contra_Costa_HSN | Northern_California_Solar_155 | Reliability_Capacity_In_Model_Year | 0.1 | Northern_California_Solar_155 | Birds Landing-Contra Costa 230kV Line | Northern_California_Solar | Wind | Birds_Landing_Contra_Costa_HSN | Northern_California_Solar_155 | Reliability_Capacity_In_Model_Year | 0.1 | Birds_Landing_Contra_Costa_SSN | Northern_California_Solar_155 | Reliability_Capacity_In_Model_Year | 0.556 | Birds_Landing_Contra_Costa_offpeak | Northern_California_Solar_155 | Operational_New_Capacity_MW | 0.68
Bellota_Weber_HSN | Southern_PGAE_Li_Battery_4hr_174 | Reliability_Capacity_In_Model_Year | 1 | Birds_Landing_Contra_Costa_HSN | Northern_California_Solar_158 | Reliability_Capacity_In_Model_Year | 0.1 | Northern_California_Solar_158 | Birds Landing-Contra Costa 230kV Line | Northern_California_Solar | Wind | Birds_Landing_Contra_Costa_HSN | Northern_California_Solar_158 | Reliability_Capacity_In_Model_Year | 0.1 | Birds_Landing_Contra_Costa_SSN | Northern_California_Solar_158 | Reliability_Capacity_In_Model_Year | 0.556 | Birds_Landing_Contra_Costa_offpeak | Northern_California_Solar_158 | Operational_New_Capacity_MW | 0.68
Bellota_Weber_HSN | Southern_PGAE_Li_Battery_4hr_176 | Reliability_Capacity_In_Model_Year | 1 | Birds_Landing_Contra_Costa_HSN | Northern_California_Wind_26 | Reliability_Capacity_In_Model_Year | 0.665 | Northern_California_Wind_26 | Birds Landing-Contra Costa 230kV Line | Northern_California_Wind | Wind | Birds_Landing_Contra_Costa_HSN | Northern_California_Wind_26 | Reliability_Capacity_In_Model_Year | 0.665 | Birds_Landing_Contra_Costa_SSN | Northern_California_Wind_26 | Reliability_Capacity_In_Model_Year | 0.163 | Birds_Landing_Contra_Costa_offpeak | Northern_California_Wind_26 | Operational_New_Capacity_MW | 0.63
Bellota_Weber_HSN | Northern_California_Li_Battery_4hr_179 | Reliability_Capacity_In_Model_Year | 1 | Birds_Landing_Contra_Costa_HSN | Northern_California_Wind_83 | Reliability_Capacity_In_Model_Year | 0.665 | Northern_California_Wind_83 | Birds Landing-Contra Costa 230kV Line | Northern_California_Wind | Wind | Birds_Landing_Contra_Costa_HSN | Northern_California_Wind_83 | Reliability_Capacity_In_Model_Year | 0.665 | Birds_Landing_Contra_Costa_SSN | Northern_California_Wind_83 | Reliability_Capacity_In_Model_Year | 0.163 | Birds_Landing_Contra_Costa_offpeak | Northern_California_Wind_83 | Operational_New_Capacity_MW | 0.63
Bellota_Weber_HSN | Northern_California_Li_Battery_8hr_25 | Reliability_Capacity_In_Model_Year | 1 | Birds_Landing_Contra_Costa_HSN | Solano_Wind_85 | Reliability_Capacity_In_Model_Year | 0.665 | Solano_Wind_85 | Birds Landing-Contra Costa 230kV Line | Solano_Wind | Wind | Birds_Landing_Contra_Costa_HSN | Solano_Wind_85 | Reliability_Capacity_In_Model_Year | 0.665 | Birds_Landing_Contra_Costa_SSN | Solano_Wind_85 | Reliability_Capacity_In_Model_Year | 0.163 | Birds_Landing_Contra_Costa_offpeak | Solano_Wind_85 | Operational_New_Capacity_MW | 0.63
Bellota_Weber_HSN | Northern_California_Li_Battery_8hr_31 | Reliability_Capacity_In_Model_Year | 1 | Birds_Landing_Contra_Costa_HSN | Solano_Wind_94 | Reliability_Capacity_In_Model_Year | 0.665 | Solano_Wind_94 | Birds Landing-Contra Costa 230kV Line | Solano_Wind | Wind | Birds_Landing_Contra_Costa_HSN | Solano_Wind_94 | Reliability_Capacity_In_Model_Year | 0.665 | Birds_Landing_Contra_Costa_SSN | Solano_Wind_94 | Reliability_Capacity_In_Model_Year | 0.163 | Birds_Landing_Contra_Costa_offpeak | Solano_Wind_94 | Operational_New_Capacity_MW | 0.63
Bellota_Weber_HSN | Northern_California_Li_Battery_8hr_80 | Reliability_Capacity_In_Model_Year | 1 | Birds_Landing_Contra_Costa_HSN | Solano_Wind_126 | Reliability_Capacity_In_Model_Year | 0.665 | Solano_Wind_126 | Birds Landing-Contra Costa 230kV Line | Solano_Wind | Wind | Birds_Landing_Contra_Costa_HSN | Solano_Wind_126 | Reliability_Capacity_In_Model_Year | 0.665 | Birds_Landing_Contra_Costa_SSN | Solano_Wind_126 | Reliability_Capacity_In_Model_Year | 0.163 | Birds_Landing_Contra_Costa_offpeak | Solano_Wind_126 | Operational_New_Capacity_MW | 0.63
Bellota_Weber_HSN | Northern_California_Li_Battery_8hr_85 | Reliability_Capacity_In_Model_Year | 1 | Borden_Storey_HSN | Southern_PGAE_Flow_Battery_93 | Reliability_Capacity_In_Model_Year | 1 | Southern_PGAE_Flow_Battery_93 | Borden-Storey #1 230kV line | CAISO_Flow_Battery_8hr_Dispatch | Solar | Borden_Storey_HSN | Southern_PGAE_Flow_Battery_93 | Reliability_Capacity_In_Model_Year | 1 | Borden_Storey_SSN | Southern_PGAE_Flow_Battery_93 | Reliability_Capacity_In_Model_Year | 0.5 | Borden_Storey_offpeak | Southern_PGAE_Flow_Battery_93 | Operational_New_Capacity_MW | -1
Bellota_Weber_HSN | Northern_California_Li_Battery_8hr_92 | Reliability_Capacity_In_Model_Year | 1 | Borden_Storey_HSN | Southern_PGAE_Flow_Battery_117 | Reliability_Capacity_In_Model_Year | 1 | Southern_PGAE_Flow_Battery_117 | Borden-Storey #1 230kV line | CAISO_Flow_Battery_8hr_Dispatch | Solar | Borden_Storey_HSN | Southern_PGAE_Flow_Battery_117 | Reliability_Capacity_In_Model_Year | 1 | Borden_Storey_SSN | Southern_PGAE_Flow_Battery_117 | Reliability_Capacity_In_Model_Year | 0.5 | Borden_Storey_offpeak | Southern_PGAE_Flow_Battery_117 | Operational_New_Capacity_MW | -1
Bellota_Weber_HSN | Southern_PGAE_Li_Battery_8hr_111 | Reliability_Capacity_In_Model_Year | 1 | Borden_Storey_HSN | Southern_PGAE_Flow_Battery_140 | Reliability_Capacity_In_Model_Year | 1 | Southern_PGAE_Flow_Battery_140 | Borden-Storey #1 230kV line | CAISO_Flow_Battery_8hr_Dispatch | Solar | Borden_Storey_HSN | Southern_PGAE_Flow_Battery_140 | Reliability_Capacity_In_Model_Year | 1 | Borden_Storey_SSN | Southern_PGAE_Flow_Battery_140 | Reliability_Capacity_In_Model_Year | 0.5 | Borden_Storey_offpeak | Southern_PGAE_Flow_Battery_140 | Operational_New_Capacity_MW | -1
Bellota_Weber_HSN | Northern_California_Li_Battery_8hr_114 | Reliability_Capacity_In_Model_Year | 1 | Borden_Storey_HSN | Southern_PGAE_Flow_Battery_151 | Reliability_Capacity_In_Model_Year | 1 | Southern_PGAE_Flow_Battery_151 | Borden-Storey #1 230kV line | CAISO_Flow_Battery_8hr_Dispatch | Solar | Borden_Storey_HSN | Southern_PGAE_Flow_Battery_151 | Reliability_Capacity_In_Model_Year | 1 | Borden_Storey_SSN | Southern_PGAE_Flow_Battery_151 | Reliability_Capacity_In_Model_Year | 0.5 | Borden_Storey_offpeak | Southern_PGAE_Flow_Battery_151 | Operational_New_Capacity_MW | -1
Bellota_Weber_HSN | Northern_California_Li_Battery_8hr_122 | Reliability_Capacity_In_Model_Year | 1 | Borden_Storey_HSN | Southern_PGAE_Flow_Battery_154 | Reliability_Capacity_In_Model_Year | 1 | Southern_PGAE_Flow_Battery_154 | Borden-Storey #1 230kV line | CAISO_Flow_Battery_8hr_Dispatch | Solar | Borden_Storey_HSN | Southern_PGAE_Flow_Battery_154 | Reliability_Capacity_In_Model_Year | 1 | Borden_Storey_SSN | Southern_PGAE_Flow_Battery_154 | Reliability_Capacity_In_Model_Year | 0.5 | Borden_Storey_offpeak | Southern_PGAE_Flow_Battery_154 | Operational_New_Capacity_MW | -1
Bellota_Weber_HSN | Northern_California_Li_Battery_8hr_135 | Reliability_Capacity_In_Model_Year | 1 | Borden_Storey_HSN | Southern_PGAE_Flow_Battery_161 | Reliability_Capacity_In_Model_Year | 1 | Southern_PGAE_Flow_Battery_161 | Borden-Storey #1 230kV line | CAISO_Flow_Battery_8hr_Dispatch | Solar | Borden_Storey_HSN | Southern_PGAE_Flow_Battery_161 | Reliability_Capacity_In_Model_Year | 1 | Borden_Storey_SSN | Southern_PGAE_Flow_Battery_161 | Reliability_Capacity_In_Model_Year | 0.5 | Borden_Storey_offpeak | Southern_PGAE_Flow_Battery_161 | Operational_New_Capacity_MW | -1
Bellota_Weber_HSN | Northern_California_Li_Battery_8hr_138 | Reliability_Capacity_In_Model_Year | 1 | Borden_Storey_HSN | Southern_PGAE_Flow_Battery_162 | Reliability_Capacity_In_Model_Year | 1 | Southern_PGAE_Flow_Battery_162 | Borden-Storey #1 230kV line | CAISO_Flow_Battery_8hr_Dispatch | Solar | Borden_Storey_HSN | Southern_PGAE_Flow_Battery_162 | Reliability_Capacity_In_Model_Year | 1 | Borden_Storey_SSN | Southern_PGAE_Flow_Battery_162 | Reliability_Capacity_In_Model_Year | 0.5 | Borden_Storey_offpeak | Southern_PGAE_Flow_Battery_162 | Operational_New_Capacity_MW | -1
Bellota_Weber_HSN | Southern_PGAE_Li_Battery_8hr_139 | Reliability_Capacity_In_Model_Year | 1 | Borden_Storey_HSN | Southern_PGAE_Flow_Battery_163 | Reliability_Capacity_In_Model_Year | 1 | Southern_PGAE_Flow_Battery_163 | Borden-Storey #1 230kV line | CAISO_Flow_Battery_8hr_Dispatch | Solar | Borden_Storey_HSN | Southern_PGAE_Flow_Battery_163 | Reliability_Capacity_In_Model_Year | 1 | Borden_Storey_SSN | Southern_PGAE_Flow_Battery_163 | Reliability_Capacity_In_Model_Year | 0.5 | Borden_Storey_offpeak | Southern_PGAE_Flow_Battery_163 | Operational_New_Capacity_MW | -1
Bellota_Weber_HSN | Southern_PGAE_Li_Battery_8hr_140 | Reliability_Capacity_In_Model_Year | 1 | Borden_Storey_HSN | Southern_PGAE_Flow_Battery_164 | Reliability_Capacity_In_Model_Year | 1 | Southern_PGAE_Flow_Battery_164 | Borden-Storey #1 230kV line | CAISO_Flow_Battery_8hr_Dispatch | Solar | Borden_Storey_HSN | Southern_PGAE_Flow_Battery_164 | Reliability_Capacity_In_Model_Year | 1 | Borden_Storey_SSN | Southern_PGAE_Flow_Battery_164 | Reliability_Capacity_In_Model_Year | 0.5 | Borden_Storey_offpeak | Southern_PGAE_Flow_Battery_164 | Operational_New_Capacity_MW | -1
Bellota_Weber_HSN | Northern_California_Li_Battery_8hr_141 | Reliability_Capacity_In_Model_Year | 1 | Borden_Storey_HSN | Southern_PGAE_Flow_Battery_165 | Reliability_Capacity_In_Model_Year | 1 | Southern_PGAE_Flow_Battery_165 | Borden-Storey #1 230kV line | CAISO_Flow_Battery_8hr_Dispatch | Solar | Borden_Storey_HSN | Southern_PGAE_Flow_Battery_165 | Reliability_Capacity_In_Model_Year | 1 | Borden_Storey_SSN | Southern_PGAE_Flow_Battery_165 | Reliability_Capacity_In_Model_Year | 0.5 | Borden_Storey_offpeak | Southern_PGAE_Flow_Battery_165 | Operational_New_Capacity_MW | -1
Bellota_Weber_HSN | Northern_California_Li_Battery_8hr_144 | Reliability_Capacity_In_Model_Year | 1 | Borden_Storey_HSN | Northern_California_Flow_Battery_166 | Reliability_Capacity_In_Model_Year | 1 | Northern_California_Flow_Battery_166 | Borden-Storey #1 230kV line | CAISO_Flow_Battery_8hr_Dispatch | Solar | Borden_Storey_HSN | Northern_California_Flow_Battery_166 | Reliability_Capacity_In_Model_Year | 1 | Borden_Storey_SSN | Northern_California_Flow_Battery_166 | Reliability_Capacity_In_Model_Year | 0.5 | Borden_Storey_offpeak | Northern_California_Flow_Battery_166 | Operational_New_Capacity_MW | -1
Bellota_Weber_HSN | Southern_PGAE_Li_Battery_8hr_151 | Reliability_Capacity_In_Model_Year | 1 | Borden_Storey_HSN | Southern_PGAE_Flow_Battery_168 | Reliability_Capacity_In_Model_Year | 1 | Southern_PGAE_Flow_Battery_168 | Borden-Storey #1 230kV line | CAISO_Flow_Battery_8hr_Dispatch | Solar | Borden_Storey_HSN | Southern_PGAE_Flow_Battery_168 | Reliability_Capacity_In_Model_Year | 1 | Borden_Storey_SSN | Southern_PGAE_Flow_Battery_168 | Reliability_Capacity_In_Model_Year | 0.5 | Borden_Storey_offpeak | Southern_PGAE_Flow_Battery_168 | Operational_New_Capacity_MW | -1
Bellota_Weber_HSN | Southern_PGAE_Li_Battery_8hr_154 | Reliability_Capacity_In_Model_Year | 1 | Borden_Storey_HSN | Southern_PGAE_Flow_Battery_169 | Reliability_Capacity_In_Model_Year | 1 | Southern_PGAE_Flow_Battery_169 | Borden-Storey #1 230kV line | CAISO_Flow_Battery_8hr_Dispatch | Solar | Borden_Storey_HSN | Southern_PGAE_Flow_Battery_169 | Reliability_Capacity_In_Model_Year | 1 | Borden_Storey_SSN | Southern_PGAE_Flow_Battery_169 | Reliability_Capacity_In_Model_Year | 0.5 | Borden_Storey_offpeak | Southern_PGAE_Flow_Battery_169 | Operational_New_Capacity_MW | -1
Bellota_Weber_HSN | Northern_California_Li_Battery_8hr_157 | Reliability_Capacity_In_Model_Year | 1 | Borden_Storey_HSN | Southern_PGAE_Flow_Battery_170 | Reliability_Capacity_In_Model_Year | 1 | Southern_PGAE_Flow_Battery_170 | Borden-Storey #1 230kV line | CAISO_Flow_Battery_8hr_Dispatch | Solar | Borden_Storey_HSN | Southern_PGAE_Flow_Battery_170 | Reliability_Capacity_In_Model_Year | 1 | Borden_Storey_SSN | Southern_PGAE_Flow_Battery_170 | Reliability_Capacity_In_Model_Year | 0.5 | Borden_Storey_offpeak | Southern_PGAE_Flow_Battery_170 | Operational_New_Capacity_MW | -1
Bellota_Weber_HSN | Northern_California_Li_Battery_8hr_159 | Reliability_Capacity_In_Model_Year | 1 | Borden_Storey_HSN | Southern_PGAE_Flow_Battery_174 | Reliability_Capacity_In_Model_Year | 1 | Southern_PGAE_Flow_Battery_174 | Borden-Storey #1 230kV line | CAISO_Flow_Battery_8hr_Dispatch | Solar | Borden_Storey_HSN | Southern_PGAE_Flow_Battery_174 | Reliability_Capacity_In_Model_Year | 1 | Borden_Storey_SSN | Southern_PGAE_Flow_Battery_174 | Reliability_Capacity_In_Model_Year | 0.5 | Borden_Storey_offpeak | Southern_PGAE_Flow_Battery_174 | Operational_New_Capacity_MW | -1
Bellota_Weber_HSN | Southern_PGAE_Li_Battery_8hr_161 | Reliability_Capacity_In_Model_Year | 1 | Borden_Storey_HSN | Southern_PGAE_Flow_Battery_176 | Reliability_Capacity_In_Model_Year | 1 | Southern_PGAE_Flow_Battery_176 | Borden-Storey #1 230kV line | CAISO_Flow_Battery_8hr_Dispatch | Solar | Borden_Storey_HSN | Southern_PGAE_Flow_Battery_176 | Reliability_Capacity_In_Model_Year | 1 | Borden_Storey_SSN | Southern_PGAE_Flow_Battery_176 | Reliability_Capacity_In_Model_Year | 0.5 | Borden_Storey_offpeak | Southern_PGAE_Flow_Battery_176 | Operational_New_Capacity_MW | -1
Bellota_Weber_HSN | Southern_PGAE_Li_Battery_8hr_162 | Reliability_Capacity_In_Model_Year | 1 | Borden_Storey_HSN | Southern_PGAE_Li_Battery_4hr_93 | Reliability_Capacity_In_Model_Year | 1 | Southern_PGAE_Li_Battery_4hr_93 | Borden-Storey #1 230kV line | CAISO_Li_Battery_4hr_Dispatch | Solar | Borden_Storey_HSN | Southern_PGAE_Li_Battery_4hr_93 | Reliability_Capacity_In_Model_Year | 1 | Borden_Storey_SSN | Southern_PGAE_Li_Battery_4hr_93 | Reliability_Capacity_In_Model_Year | 0.5 | Borden_Storey_offpeak | Southern_PGAE_Li_Battery_4hr_93 | Operational_New_Capacity_MW | -1
Bellota_Weber_HSN | Southern_PGAE_Li_Battery_8hr_163 | Reliability_Capacity_In_Model_Year | 1 | Borden_Storey_HSN | Southern_PGAE_Li_Battery_4hr_117 | Reliability_Capacity_In_Model_Year | 1 | Southern_PGAE_Li_Battery_4hr_117 | Borden-Storey #1 230kV line | CAISO_Li_Battery_4hr_Dispatch | Solar | Borden_Storey_HSN | Southern_PGAE_Li_Battery_4hr_117 | Reliability_Capacity_In_Model_Year | 1 | Borden_Storey_SSN | Southern_PGAE_Li_Battery_4hr_117 | Reliability_Capacity_In_Model_Year | 0.5 | Borden_Storey_offpeak | Southern_PGAE_Li_Battery_4hr_117 | Operational_New_Capacity_MW | -1
Bellota_Weber_HSN | Southern_PGAE_Li_Battery_8hr_164 | Reliability_Capacity_In_Model_Year | 1 | Borden_Storey_HSN | Southern_PGAE_Li_Battery_4hr_140 | Reliability_Capacity_In_Model_Year | 1 | Southern_PGAE_Li_Battery_4hr_140 | Borden-Storey #1 230kV line | CAISO_Li_Battery_4hr_Dispatch | Solar | Borden_Storey_HSN | Southern_PGAE_Li_Battery_4hr_140 | Reliability_Capacity_In_Model_Year | 1 | Borden_Storey_SSN | Southern_PGAE_Li_Battery_4hr_140 | Reliability_Capacity_In_Model_Year | 0.5 | Borden_Storey_offpeak | Southern_PGAE_Li_Battery_4hr_140 | Operational_New_Capacity_MW | -1
Bellota_Weber_HSN | Southern_PGAE_Li_Battery_8hr_165 | Reliability_Capacity_In_Model_Year | 1 | Borden_Storey_HSN | Southern_PGAE_Li_Battery_4hr_151 | Reliability_Capacity_In_Model_Year | 1 | Southern_PGAE_Li_Battery_4hr_151 | Borden-Storey #1 230kV line | CAISO_Li_Battery_4hr_Dispatch | Solar | Borden_Storey_HSN | Southern_PGAE_Li_Battery_4hr_151 | Reliability_Capacity_In_Model_Year | 1 | Borden_Storey_SSN | Southern_PGAE_Li_Battery_4hr_151 | Reliability_Capacity_In_Model_Year | 0.5 | Borden_Storey_offpeak | Southern_PGAE_Li_Battery_4hr_151 | Operational_New_Capacity_MW | -1
Bellota_Weber_HSN | Northern_California_Li_Battery_8hr_166 | Reliability_Capacity_In_Model_Year | 1 | Borden_Storey_HSN | Southern_PGAE_Li_Battery_4hr_154 | Reliability_Capacity_In_Model_Year | 1 | Southern_PGAE_Li_Battery_4hr_154 | Borden-Storey #1 230kV line | CAISO_Li_Battery_4hr_Dispatch | Solar | Borden_Storey_HSN | Southern_PGAE_Li_Battery_4hr_154 | Reliability_Capacity_In_Model_Year | 1 | Borden_Storey_SSN | Southern_PGAE_Li_Battery_4hr_154 | Reliability_Capacity_In_Model_Year | 0.5 | Borden_Storey_offpeak | Southern_PGAE_Li_Battery_4hr_154 | Operational_New_Capacity_MW | -1
Bellota_Weber_HSN | Southern_PGAE_Li_Battery_8hr_168 | Reliability_Capacity_In_Model_Year | 1 | Borden_Storey_HSN | Southern_PGAE_Li_Battery_4hr_161 | Reliability_Capacity_In_Model_Year | 1 | Southern_PGAE_Li_Battery_4hr_161 | Borden-Storey #1 230kV line | CAISO_Li_Battery_4hr_Dispatch | Solar | Borden_Storey_HSN | Southern_PGAE_Li_Battery_4hr_161 | Reliability_Capacity_In_Model_Year | 1 | Borden_Storey_SSN | Southern_PGAE_Li_Battery_4hr_161 | Reliability_Capacity_In_Model_Year | 0.5 | Borden_Storey_offpeak | Southern_PGAE_Li_Battery_4hr_161 | Operational_New_Capacity_MW | -1
Bellota_Weber_HSN | Southern_PGAE_Li_Battery_8hr_169 | Reliability_Capacity_In_Model_Year | 1 | Borden_Storey_HSN | Southern_PGAE_Li_Battery_4hr_162 | Reliability_Capacity_In_Model_Year | 1 | Southern_PGAE_Li_Battery_4hr_162 | Borden-Storey #1 230kV line | CAISO_Li_Battery_4hr_Dispatch | Solar | Borden_Storey_HSN | Southern_PGAE_Li_Battery_4hr_162 | Reliability_Capacity_In_Model_Year | 1 | Borden_Storey_SSN | Southern_PGAE_Li_Battery_4hr_162 | Reliability_Capacity_In_Model_Year | 0.5 | Borden_Storey_offpeak | Southern_PGAE_Li_Battery_4hr_162 | Operational_New_Capacity_MW | -1
Bellota_Weber_HSN | Southern_PGAE_Li_Battery_8hr_170 | Reliability_Capacity_In_Model_Year | 1 | Borden_Storey_HSN | Southern_PGAE_Li_Battery_4hr_163 | Reliability_Capacity_In_Model_Year | 1 | Southern_PGAE_Li_Battery_4hr_163 | Borden-Storey #1 230kV line | CAISO_Li_Battery_4hr_Dispatch | Solar | Borden_Storey_HSN | Southern_PGAE_Li_Battery_4hr_163 | Reliability_Capacity_In_Model_Year | 1 | Borden_Storey_SSN | Southern_PGAE_Li_Battery_4hr_163 | Reliability_Capacity_In_Model_Year | 0.5 | Borden_Storey_offpeak | Southern_PGAE_Li_Battery_4hr_163 | Operational_New_Capacity_MW | -1
Bellota_Weber_HSN | Northern_California_Li_Battery_8hr_172 | Reliability_Capacity_In_Model_Year | 1 | Borden_Storey_HSN | Southern_PGAE_Li_Battery_4hr_164 | Reliability_Capacity_In_Model_Year | 1 | Southern_PGAE_Li_Battery_4hr_164 | Borden-Storey #1 230kV line | CAISO_Li_Battery_4hr_Dispatch | Solar | Borden_Storey_HSN | Southern_PGAE_Li_Battery_4hr_164 | Reliability_Capacity_In_Model_Year | 1 | Borden_Storey_SSN | Southern_PGAE_Li_Battery_4hr_164 | Reliability_Capacity_In_Model_Year | 0.5 | Borden_Storey_offpeak | Southern_PGAE_Li_Battery_4hr_164 | Operational_New_Capacity_MW | -1
Bellota_Weber_HSN | Southern_PGAE_Li_Battery_8hr_174 | Reliability_Capacity_In_Model_Year | 1 | Borden_Storey_HSN | Southern_PGAE_Li_Battery_4hr_165 | Reliability_Capacity_In_Model_Year | 1 | Southern_PGAE_Li_Battery_4hr_165 | Borden-Storey #1 230kV line | CAISO_Li_Battery_4hr_Dispatch | Solar | Borden_Storey_HSN | Southern_PGAE_Li_Battery_4hr_165 | Reliability_Capacity_In_Model_Year | 1 | Borden_Storey_SSN | Southern_PGAE_Li_Battery_4hr_165 | Reliability_Capacity_In_Model_Year | 0.5 | Borden_Storey_offpeak | Southern_PGAE_Li_Battery_4hr_165 | Operational_New_Capacity_MW | -1
Bellota_Weber_HSN | Southern_PGAE_Li_Battery_8hr_176 | Reliability_Capacity_In_Model_Year | 1 | Borden_Storey_HSN | Northern_California_Li_Battery_4hr_166 | Reliability_Capacity_In_Model_Year | 1 | Northern_California_Li_Battery_4hr_166 | Borden-Storey #1 230kV line | CAISO_Li_Battery_4hr_Dispatch | Solar | Borden_Storey_HSN | Northern_California_Li_Battery_4hr_166 | Reliability_Capacity_In_Model_Year | 1 | Borden_Storey_SSN | Northern_California_Li_Battery_4hr_166 | Reliability_Capacity_In_Model_Year | 0.5 | Borden_Storey_offpeak | Northern_California_Li_Battery_4hr_166 | Operational_New_Capacity_MW | -1
Bellota_Weber_HSN | Northern_California_Li_Battery_8hr_179 | Reliability_Capacity_In_Model_Year | 1 | Borden_Storey_HSN | Southern_PGAE_Li_Battery_4hr_168 | Reliability_Capacity_In_Model_Year | 1 | Southern_PGAE_Li_Battery_4hr_168 | Borden-Storey #1 230kV line | CAISO_Li_Battery_4hr_Dispatch | Solar | Borden_Storey_HSN | Southern_PGAE_Li_Battery_4hr_168 | Reliability_Capacity_In_Model_Year | 1 | Borden_Storey_SSN | Southern_PGAE_Li_Battery_4hr_168 | Reliability_Capacity_In_Model_Year | 0.5 | Borden_Storey_offpeak | Southern_PGAE_Li_Battery_4hr_168 | Operational_New_Capacity_MW | -1
Bellota_Weber_HSN | Central_Valley_North_Los_Banos_Wind_154 | Reliability_Capacity_In_Model_Year | 0.665 | Borden_Storey_HSN | Southern_PGAE_Li_Battery_4hr_169 | Reliability_Capacity_In_Model_Year | 1 | Southern_PGAE_Li_Battery_4hr_169 | Borden-Storey #1 230kV line | CAISO_Li_Battery_4hr_Dispatch | Solar | Borden_Storey_HSN | Southern_PGAE_Li_Battery_4hr_169 | Reliability_Capacity_In_Model_Year | 1 | Borden_Storey_SSN | Southern_PGAE_Li_Battery_4hr_169 | Reliability_Capacity_In_Model_Year | 0.5 | Borden_Storey_offpeak | Southern_PGAE_Li_Battery_4hr_169 | Operational_New_Capacity_MW | -1
Bellota_Weber_HSN | Central_Valley_North_Los_Banos_Wind_162 | Reliability_Capacity_In_Model_Year | 0.665 | Borden_Storey_HSN | Southern_PGAE_Li_Battery_4hr_170 | Reliability_Capacity_In_Model_Year | 1 | Southern_PGAE_Li_Battery_4hr_170 | Borden-Storey #1 230kV line | CAISO_Li_Battery_4hr_Dispatch | Solar | Borden_Storey_HSN | Southern_PGAE_Li_Battery_4hr_170 | Reliability_Capacity_In_Model_Year | 1 | Borden_Storey_SSN | Southern_PGAE_Li_Battery_4hr_170 | Reliability_Capacity_In_Model_Year | 0.5 | Borden_Storey_offpeak | Southern_PGAE_Li_Battery_4hr_170 | Operational_New_Capacity_MW | -1
Bellota_Weber_HSN | Northern_California_Solar_25 | Reliability_Capacity_In_Model_Year | 0.1 | Borden_Storey_HSN | Southern_PGAE_Li_Battery_4hr_174 | Reliability_Capacity_In_Model_Year | 1 | Southern_PGAE_Li_Battery_4hr_174 | Borden-Storey #1 230kV line | CAISO_Li_Battery_4hr_Dispatch | Solar | Borden_Storey_HSN | Southern_PGAE_Li_Battery_4hr_174 | Reliability_Capacity_In_Model_Year | 1 | Borden_Storey_SSN | Southern_PGAE_Li_Battery_4hr_174 | Reliability_Capacity_In_Model_Year | 0.5 | Borden_Storey_offpeak | Southern_PGAE_Li_Battery_4hr_174 | Operational_New_Capacity_MW | -1
Bellota_Weber_HSN | Northern_California_Solar_31 | Reliability_Capacity_In_Model_Year | 0.1 | Borden_Storey_HSN | Southern_PGAE_Li_Battery_4hr_176 | Reliability_Capacity_In_Model_Year | 1 | Southern_PGAE_Li_Battery_4hr_176 | Borden-Storey #1 230kV line | CAISO_Li_Battery_4hr_Dispatch | Solar | Borden_Storey_HSN | Southern_PGAE_Li_Battery_4hr_176 | Reliability_Capacity_In_Model_Year | 1 | Borden_Storey_SSN | Southern_PGAE_Li_Battery_4hr_176 | Reliability_Capacity_In_Model_Year | 0.5 | Borden_Storey_offpeak | Southern_PGAE_Li_Battery_4hr_176 | Operational_New_Capacity_MW | -1
Bellota_Weber_HSN | Northern_California_Solar_80 | Reliability_Capacity_In_Model_Year | 0.1 | Borden_Storey_HSN | Southern_PGAE_Li_Battery_8hr_93 | Reliability_Capacity_In_Model_Year | 1 | Southern_PGAE_Li_Battery_8hr_93 | Borden-Storey #1 230kV line | CAISO_Li_Battery_8hr_Dispatch | Solar | Borden_Storey_HSN | Southern_PGAE_Li_Battery_8hr_93 | Reliability_Capacity_In_Model_Year | 1 | Borden_Storey_SSN | Southern_PGAE_Li_Battery_8hr_93 | Reliability_Capacity_In_Model_Year | 0.5 | Borden_Storey_offpeak | Southern_PGAE_Li_Battery_8hr_93 | Operational_New_Capacity_MW | -1
Bellota_Weber_HSN | Northern_California_Solar_85 | Reliability_Capacity_In_Model_Year | 0.1 | Borden_Storey_HSN | Southern_PGAE_Li_Battery_8hr_117 | Reliability_Capacity_In_Model_Year | 1 | Southern_PGAE_Li_Battery_8hr_117 | Borden-Storey #1 230kV line | CAISO_Li_Battery_8hr_Dispatch | Solar | Borden_Storey_HSN | Southern_PGAE_Li_Battery_8hr_117 | Reliability_Capacity_In_Model_Year | 1 | Borden_Storey_SSN | Southern_PGAE_Li_Battery_8hr_117 | Reliability_Capacity_In_Model_Year | 0.5 | Borden_Storey_offpeak | Southern_PGAE_Li_Battery_8hr_117 | Operational_New_Capacity_MW | -1
Bellota_Weber_HSN | Northern_California_Solar_92 | Reliability_Capacity_In_Model_Year | 0.1 | Borden_Storey_HSN | Southern_PGAE_Li_Battery_8hr_140 | Reliability_Capacity_In_Model_Year | 1 | Southern_PGAE_Li_Battery_8hr_140 | Borden-Storey #1 230kV line | CAISO_Li_Battery_8hr_Dispatch | Solar | Borden_Storey_HSN | Southern_PGAE_Li_Battery_8hr_140 | Reliability_Capacity_In_Model_Year | 1 | Borden_Storey_SSN | Southern_PGAE_Li_Battery_8hr_140 | Reliability_Capacity_In_Model_Year | 0.5 | Borden_Storey_offpeak | Southern_PGAE_Li_Battery_8hr_140 | Operational_New_Capacity_MW | -1
Bellota_Weber_HSN | Northern_California_Solar_114 | Reliability_Capacity_In_Model_Year | 0.1 | Borden_Storey_HSN | Southern_PGAE_Li_Battery_8hr_151 | Reliability_Capacity_In_Model_Year | 1 | Southern_PGAE_Li_Battery_8hr_151 | Borden-Storey #1 230kV line | CAISO_Li_Battery_8hr_Dispatch | Solar | Borden_Storey_HSN | Southern_PGAE_Li_Battery_8hr_151 | Reliability_Capacity_In_Model_Year | 1 | Borden_Storey_SSN | Southern_PGAE_Li_Battery_8hr_151 | Reliability_Capacity_In_Model_Year | 0.5 | Borden_Storey_offpeak | Southern_PGAE_Li_Battery_8hr_151 | Operational_New_Capacity_MW | -1
Bellota_Weber_HSN | Northern_California_Solar_122 | Reliability_Capacity_In_Model_Year | 0.1 | Borden_Storey_HSN | Southern_PGAE_Li_Battery_8hr_154 | Reliability_Capacity_In_Model_Year | 1 | Southern_PGAE_Li_Battery_8hr_154 | Borden-Storey #1 230kV line | CAISO_Li_Battery_8hr_Dispatch | Solar | Borden_Storey_HSN | Southern_PGAE_Li_Battery_8hr_154 | Reliability_Capacity_In_Model_Year | 1 | Borden_Storey_SSN | Southern_PGAE_Li_Battery_8hr_154 | Reliability_Capacity_In_Model_Year | 0.5 | Borden_Storey_offpeak | Southern_PGAE_Li_Battery_8hr_154 | Operational_New_Capacity_MW | -1
Bellota_Weber_HSN | Northern_California_Solar_135 | Reliability_Capacity_In_Model_Year | 0.1 | Borden_Storey_HSN | Southern_PGAE_Li_Battery_8hr_161 | Reliability_Capacity_In_Model_Year | 1 | Southern_PGAE_Li_Battery_8hr_161 | Borden-Storey #1 230kV line | CAISO_Li_Battery_8hr_Dispatch | Solar | Borden_Storey_HSN | Southern_PGAE_Li_Battery_8hr_161 | Reliability_Capacity_In_Model_Year | 1 | Borden_Storey_SSN | Southern_PGAE_Li_Battery_8hr_161 | Reliability_Capacity_In_Model_Year | 0.5 | Borden_Storey_offpeak | Southern_PGAE_Li_Battery_8hr_161 | Operational_New_Capacity_MW | -1
Bellota_Weber_HSN | Northern_California_Solar_138 | Reliability_Capacity_In_Model_Year | 0.1 | Borden_Storey_HSN | Southern_PGAE_Li_Battery_8hr_162 | Reliability_Capacity_In_Model_Year | 1 | Southern_PGAE_Li_Battery_8hr_162 | Borden-Storey #1 230kV line | CAISO_Li_Battery_8hr_Dispatch | Solar | Borden_Storey_HSN | Southern_PGAE_Li_Battery_8hr_162 | Reliability_Capacity_In_Model_Year | 1 | Borden_Storey_SSN | Southern_PGAE_Li_Battery_8hr_162 | Reliability_Capacity_In_Model_Year | 0.5 | Borden_Storey_offpeak | Southern_PGAE_Li_Battery_8hr_162 | Operational_New_Capacity_MW | -1
Bellota_Weber_HSN | Northern_California_Solar_141 | Reliability_Capacity_In_Model_Year | 0.1 | Borden_Storey_HSN | Southern_PGAE_Li_Battery_8hr_163 | Reliability_Capacity_In_Model_Year | 1 | Southern_PGAE_Li_Battery_8hr_163 | Borden-Storey #1 230kV line | CAISO_Li_Battery_8hr_Dispatch | Solar | Borden_Storey_HSN | Southern_PGAE_Li_Battery_8hr_163 | Reliability_Capacity_In_Model_Year | 1 | Borden_Storey_SSN | Southern_PGAE_Li_Battery_8hr_163 | Reliability_Capacity_In_Model_Year | 0.5 | Borden_Storey_offpeak | Southern_PGAE_Li_Battery_8hr_163 | Operational_New_Capacity_MW | -1
Bellota_Weber_HSN | Northern_California_Solar_144 | Reliability_Capacity_In_Model_Year | 0.1 | Borden_Storey_HSN | Southern_PGAE_Li_Battery_8hr_164 | Reliability_Capacity_In_Model_Year | 1 | Southern_PGAE_Li_Battery_8hr_164 | Borden-Storey #1 230kV line | CAISO_Li_Battery_8hr_Dispatch | Solar | Borden_Storey_HSN | Southern_PGAE_Li_Battery_8hr_164 | Reliability_Capacity_In_Model_Year | 1 | Borden_Storey_SSN | Southern_PGAE_Li_Battery_8hr_164 | Reliability_Capacity_In_Model_Year | 0.5 | Borden_Storey_offpeak | Southern_PGAE_Li_Battery_8hr_164 | Operational_New_Capacity_MW | -1
Bellota_Weber_HSN | Northern_California_Solar_157 | Reliability_Capacity_In_Model_Year | 0.1 | Borden_Storey_HSN | Southern_PGAE_Li_Battery_8hr_165 | Reliability_Capacity_In_Model_Year | 1 | Southern_PGAE_Li_Battery_8hr_165 | Borden-Storey #1 230kV line | CAISO_Li_Battery_8hr_Dispatch | Solar | Borden_Storey_HSN | Southern_PGAE_Li_Battery_8hr_165 | Reliability_Capacity_In_Model_Year | 1 | Borden_Storey_SSN | Southern_PGAE_Li_Battery_8hr_165 | Reliability_Capacity_In_Model_Year | 0.5 | Borden_Storey_offpeak | Southern_PGAE_Li_Battery_8hr_165 | Operational_New_Capacity_MW | -1
Bellota_Weber_HSN | Northern_California_Solar_159 | Reliability_Capacity_In_Model_Year | 0.1 | Borden_Storey_HSN | Northern_California_Li_Battery_8hr_166 | Reliability_Capacity_In_Model_Year | 1 | Northern_California_Li_Battery_8hr_166 | Borden-Storey #1 230kV line | CAISO_Li_Battery_8hr_Dispatch | Solar | Borden_Storey_HSN | Northern_California_Li_Battery_8hr_166 | Reliability_Capacity_In_Model_Year | 1 | Borden_Storey_SSN | Northern_California_Li_Battery_8hr_166 | Reliability_Capacity_In_Model_Year | 0.5 | Borden_Storey_offpeak | Northern_California_Li_Battery_8hr_166 | Operational_New_Capacity_MW | -1
Bellota_Weber_HSN | Northern_California_Solar_166 | Reliability_Capacity_In_Model_Year | 0.1 | Borden_Storey_HSN | Southern_PGAE_Li_Battery_8hr_168 | Reliability_Capacity_In_Model_Year | 1 | Southern_PGAE_Li_Battery_8hr_168 | Borden-Storey #1 230kV line | CAISO_Li_Battery_8hr_Dispatch | Solar | Borden_Storey_HSN | Southern_PGAE_Li_Battery_8hr_168 | Reliability_Capacity_In_Model_Year | 1 | Borden_Storey_SSN | Southern_PGAE_Li_Battery_8hr_168 | Reliability_Capacity_In_Model_Year | 0.5 | Borden_Storey_offpeak | Southern_PGAE_Li_Battery_8hr_168 | Operational_New_Capacity_MW | -1
Bellota_Weber_HSN | Northern_California_Solar_172 | Reliability_Capacity_In_Model_Year | 0.1 | Borden_Storey_HSN | Southern_PGAE_Li_Battery_8hr_169 | Reliability_Capacity_In_Model_Year | 1 | Southern_PGAE_Li_Battery_8hr_169 | Borden-Storey #1 230kV line | CAISO_Li_Battery_8hr_Dispatch | Solar | Borden_Storey_HSN | Southern_PGAE_Li_Battery_8hr_169 | Reliability_Capacity_In_Model_Year | 1 | Borden_Storey_SSN | Southern_PGAE_Li_Battery_8hr_169 | Reliability_Capacity_In_Model_Year | 0.5 | Borden_Storey_offpeak | Southern_PGAE_Li_Battery_8hr_169 | Operational_New_Capacity_MW | -1
Bellota_Weber_HSN | Northern_California_Solar_179 | Reliability_Capacity_In_Model_Year | 0.1 | Borden_Storey_HSN | Southern_PGAE_Li_Battery_8hr_170 | Reliability_Capacity_In_Model_Year | 1 | Southern_PGAE_Li_Battery_8hr_170 | Borden-Storey #1 230kV line | CAISO_Li_Battery_8hr_Dispatch | Solar | Borden_Storey_HSN | Southern_PGAE_Li_Battery_8hr_170 | Reliability_Capacity_In_Model_Year | 1 | Borden_Storey_SSN | Southern_PGAE_Li_Battery_8hr_170 | Reliability_Capacity_In_Model_Year | 0.5 | Borden_Storey_offpeak | Southern_PGAE_Li_Battery_8hr_170 | Operational_New_Capacity_MW | -1
Bellota_Weber_HSN | Northern_California_Wind_159 | Reliability_Capacity_In_Model_Year | 0.665 | Borden_Storey_HSN | Southern_PGAE_Li_Battery_8hr_174 | Reliability_Capacity_In_Model_Year | 1 | Southern_PGAE_Li_Battery_8hr_174 | Borden-Storey #1 230kV line | CAISO_Li_Battery_8hr_Dispatch | Solar | Borden_Storey_HSN | Southern_PGAE_Li_Battery_8hr_174 | Reliability_Capacity_In_Model_Year | 1 | Borden_Storey_SSN | Southern_PGAE_Li_Battery_8hr_174 | Reliability_Capacity_In_Model_Year | 0.5 | Borden_Storey_offpeak | Southern_PGAE_Li_Battery_8hr_174 | Operational_New_Capacity_MW | -1
Bellota_Weber_HSN | Solano_Wind_85 | Reliability_Capacity_In_Model_Year | 0.665 | Borden_Storey_HSN | Southern_PGAE_Li_Battery_8hr_176 | Reliability_Capacity_In_Model_Year | 1 | Southern_PGAE_Li_Battery_8hr_176 | Borden-Storey #1 230kV line | CAISO_Li_Battery_8hr_Dispatch | Solar | Borden_Storey_HSN | Southern_PGAE_Li_Battery_8hr_176 | Reliability_Capacity_In_Model_Year | 1 | Borden_Storey_SSN | Southern_PGAE_Li_Battery_8hr_176 | Reliability_Capacity_In_Model_Year | 0.5 | Borden_Storey_offpeak | Southern_PGAE_Li_Battery_8hr_176 | Operational_New_Capacity_MW | -1
Bellota_Weber_HSN | Solano_Wind_122 | Reliability_Capacity_In_Model_Year | 0.665 | Borden_Storey_HSN | Central_Valley_North_Los_Banos_Wind_154 | Reliability_Capacity_In_Model_Year | 0.665 | Central_Valley_North_Los_Banos_Wind_154 | Borden-Storey #1 230kV line | Central_Valley_North_Los_Banos_Wind | Solar | Borden_Storey_HSN | Central_Valley_North_Los_Banos_Wind_154 | Reliability_Capacity_In_Model_Year | 0.665 | Borden_Storey_SSN | Central_Valley_North_Los_Banos_Wind_154 | Reliability_Capacity_In_Model_Year | 0.163 | Borden_Storey_offpeak | Central_Valley_North_Los_Banos_Wind_154 | Operational_New_Capacity_MW | 0.44
Bellota_Weber_HSN | Southern_PGAE_Solar_111 | Reliability_Capacity_In_Model_Year | 0.1 | Borden_Storey_HSN | Central_Valley_North_Los_Banos_Wind_162 | Reliability_Capacity_In_Model_Year | 0.665 | Central_Valley_North_Los_Banos_Wind_162 | Borden-Storey #1 230kV line | Central_Valley_North_Los_Banos_Wind | Solar | Borden_Storey_HSN | Central_Valley_North_Los_Banos_Wind_162 | Reliability_Capacity_In_Model_Year | 0.665 | Borden_Storey_SSN | Central_Valley_North_Los_Banos_Wind_162 | Reliability_Capacity_In_Model_Year | 0.163 | Borden_Storey_offpeak | Central_Valley_North_Los_Banos_Wind_162 | Operational_New_Capacity_MW | 0.44
Bellota_Weber_HSN | Southern_PGAE_Solar_139 | Reliability_Capacity_In_Model_Year | 0.1 | Borden_Storey_HSN | Northern_California_Solar_166 | Reliability_Capacity_In_Model_Year | 0.1 | Northern_California_Solar_166 | Borden-Storey #1 230kV line | Northern_California_Solar | Solar | Borden_Storey_HSN | Northern_California_Solar_166 | Reliability_Capacity_In_Model_Year | 0.1 | Borden_Storey_SSN | Northern_California_Solar_166 | Reliability_Capacity_In_Model_Year | 0.556 | Borden_Storey_offpeak | Northern_California_Solar_166 | Operational_New_Capacity_MW | 0.79
Bellota_Weber_HSN | Southern_PGAE_Solar_140 | Reliability_Capacity_In_Model_Year | 0.1 | Borden_Storey_HSN | Southern_PGAE_Solar_93 | Reliability_Capacity_In_Model_Year | 0.1 | Southern_PGAE_Solar_93 | Borden-Storey #1 230kV line | Southern_PGAE_Solar | Solar | Borden_Storey_HSN | Southern_PGAE_Solar_93 | Reliability_Capacity_In_Model_Year | 0.1 | Borden_Storey_SSN | Southern_PGAE_Solar_93 | Reliability_Capacity_In_Model_Year | 0.556 | Borden_Storey_offpeak | Southern_PGAE_Solar_93 | Operational_New_Capacity_MW | 0.79
Bellota_Weber_HSN | Southern_PGAE_Solar_151 | Reliability_Capacity_In_Model_Year | 0.1 | Borden_Storey_HSN | Southern_PGAE_Solar_117 | Reliability_Capacity_In_Model_Year | 0.1 | Southern_PGAE_Solar_117 | Borden-Storey #1 230kV line | Southern_PGAE_Solar | Solar | Borden_Storey_HSN | Southern_PGAE_Solar_117 | Reliability_Capacity_In_Model_Year | 0.1 | Borden_Storey_SSN | Southern_PGAE_Solar_117 | Reliability_Capacity_In_Model_Year | 0.556 | Borden_Storey_offpeak | Southern_PGAE_Solar_117 | Operational_New_Capacity_MW | 0.79
Bellota_Weber_HSN | Southern_PGAE_Solar_154 | Reliability_Capacity_In_Model_Year | 0.1 | Borden_Storey_HSN | Southern_PGAE_Solar_140 | Reliability_Capacity_In_Model_Year | 0.1 | Southern_PGAE_Solar_140 | Borden-Storey #1 230kV line | Southern_PGAE_Solar | Solar | Borden_Storey_HSN | Southern_PGAE_Solar_140 | Reliability_Capacity_In_Model_Year | 0.1 | Borden_Storey_SSN | Southern_PGAE_Solar_140 | Reliability_Capacity_In_Model_Year | 0.556 | Borden_Storey_offpeak | Southern_PGAE_Solar_140 | Operational_New_Capacity_MW | 0.79
Bellota_Weber_HSN | Southern_PGAE_Solar_161 | Reliability_Capacity_In_Model_Year | 0.1 | Borden_Storey_HSN | Southern_PGAE_Solar_151 | Reliability_Capacity_In_Model_Year | 0.1 | Southern_PGAE_Solar_151 | Borden-Storey #1 230kV line | Southern_PGAE_Solar | Solar | Borden_Storey_HSN | Southern_PGAE_Solar_151 | Reliability_Capacity_In_Model_Year | 0.1 | Borden_Storey_SSN | Southern_PGAE_Solar_151 | Reliability_Capacity_In_Model_Year | 0.556 | Borden_Storey_offpeak | Southern_PGAE_Solar_151 | Operational_New_Capacity_MW | 0.79
Bellota_Weber_HSN | Southern_PGAE_Solar_162 | Reliability_Capacity_In_Model_Year | 0.1 | Borden_Storey_HSN | Southern_PGAE_Solar_154 | Reliability_Capacity_In_Model_Year | 0.1 | Southern_PGAE_Solar_154 | Borden-Storey #1 230kV line | Southern_PGAE_Solar | Solar | Borden_Storey_HSN | Southern_PGAE_Solar_154 | Reliability_Capacity_In_Model_Year | 0.1 | Borden_Storey_SSN | Southern_PGAE_Solar_154 | Reliability_Capacity_In_Model_Year | 0.556 | Borden_Storey_offpeak | Southern_PGAE_Solar_154 | Operational_New_Capacity_MW | 0.79
Bellota_Weber_HSN | Southern_PGAE_Solar_163 | Reliability_Capacity_In_Model_Year | 0.1 | Borden_Storey_HSN | Southern_PGAE_Solar_161 | Reliability_Capacity_In_Model_Year | 0.1 | Southern_PGAE_Solar_161 | Borden-Storey #1 230kV line | Southern_PGAE_Solar | Solar | Borden_Storey_HSN | Southern_PGAE_Solar_161 | Reliability_Capacity_In_Model_Year | 0.1 | Borden_Storey_SSN | Southern_PGAE_Solar_161 | Reliability_Capacity_In_Model_Year | 0.556 | Borden_Storey_offpeak | Southern_PGAE_Solar_161 | Operational_New_Capacity_MW | 0.79
Bellota_Weber_HSN | Southern_PGAE_Solar_164 | Reliability_Capacity_In_Model_Year | 0.1 | Borden_Storey_HSN | Southern_PGAE_Solar_162 | Reliability_Capacity_In_Model_Year | 0.1 | Southern_PGAE_Solar_162 | Borden-Storey #1 230kV line | Southern_PGAE_Solar | Solar | Borden_Storey_HSN | Southern_PGAE_Solar_162 | Reliability_Capacity_In_Model_Year | 0.1 | Borden_Storey_SSN | Southern_PGAE_Solar_162 | Reliability_Capacity_In_Model_Year | 0.556 | Borden_Storey_offpeak | Southern_PGAE_Solar_162 | Operational_New_Capacity_MW | 0.79
Bellota_Weber_HSN | Southern_PGAE_Solar_165 | Reliability_Capacity_In_Model_Year | 0.1 | Borden_Storey_HSN | Southern_PGAE_Solar_163 | Reliability_Capacity_In_Model_Year | 0.1 | Southern_PGAE_Solar_163 | Borden-Storey #1 230kV line | Southern_PGAE_Solar | Solar | Borden_Storey_HSN | Southern_PGAE_Solar_163 | Reliability_Capacity_In_Model_Year | 0.1 | Borden_Storey_SSN | Southern_PGAE_Solar_163 | Reliability_Capacity_In_Model_Year | 0.556 | Borden_Storey_offpeak | Southern_PGAE_Solar_163 | Operational_New_Capacity_MW | 0.79
Bellota_Weber_HSN | Southern_PGAE_Solar_168 | Reliability_Capacity_In_Model_Year | 0.1 | Borden_Storey_HSN | Southern_PGAE_Solar_164 | Reliability_Capacity_In_Model_Year | 0.1 | Southern_PGAE_Solar_164 | Borden-Storey #1 230kV line | Southern_PGAE_Solar | Solar | Borden_Storey_HSN | Southern_PGAE_Solar_164 | Reliability_Capacity_In_Model_Year | 0.1 | Borden_Storey_SSN | Southern_PGAE_Solar_164 | Reliability_Capacity_In_Model_Year | 0.556 | Borden_Storey_offpeak | Southern_PGAE_Solar_164 | Operational_New_Capacity_MW | 0.79
Bellota_Weber_HSN | Southern_PGAE_Solar_169 | Reliability_Capacity_In_Model_Year | 0.1 | Borden_Storey_HSN | Southern_PGAE_Solar_165 | Reliability_Capacity_In_Model_Year | 0.1 | Southern_PGAE_Solar_165 | Borden-Storey #1 230kV line | Southern_PGAE_Solar | Solar | Borden_Storey_HSN | Southern_PGAE_Solar_165 | Reliability_Capacity_In_Model_Year | 0.1 | Borden_Storey_SSN | Southern_PGAE_Solar_165 | Reliability_Capacity_In_Model_Year | 0.556 | Borden_Storey_offpeak | Southern_PGAE_Solar_165 | Operational_New_Capacity_MW | 0.79
Bellota_Weber_HSN | Southern_PGAE_Solar_170 | Reliability_Capacity_In_Model_Year | 0.1 | Borden_Storey_HSN | Southern_PGAE_Solar_168 | Reliability_Capacity_In_Model_Year | 0.1 | Southern_PGAE_Solar_168 | Borden-Storey #1 230kV line | Southern_PGAE_Solar | Solar | Borden_Storey_HSN | Southern_PGAE_Solar_168 | Reliability_Capacity_In_Model_Year | 0.1 | Borden_Storey_SSN | Southern_PGAE_Solar_168 | Reliability_Capacity_In_Model_Year | 0.556 | Borden_Storey_offpeak | Southern_PGAE_Solar_168 | Operational_New_Capacity_MW | 0.79
Bellota_Weber_HSN | Southern_PGAE_Solar_174 | Reliability_Capacity_In_Model_Year | 0.1 | Borden_Storey_HSN | Southern_PGAE_Solar_169 | Reliability_Capacity_In_Model_Year | 0.1 | Southern_PGAE_Solar_169 | Borden-Storey #1 230kV line | Southern_PGAE_Solar | Solar | Borden_Storey_HSN | Southern_PGAE_Solar_169 | Reliability_Capacity_In_Model_Year | 0.1 | Borden_Storey_SSN | Southern_PGAE_Solar_169 | Reliability_Capacity_In_Model_Year | 0.556 | Borden_Storey_offpeak | Southern_PGAE_Solar_169 | Operational_New_Capacity_MW | 0.79
Bellota_Weber_HSN | Southern_PGAE_Solar_176 | Reliability_Capacity_In_Model_Year | 0.1 | Borden_Storey_HSN | Southern_PGAE_Solar_170 | Reliability_Capacity_In_Model_Year | 0.1 | Southern_PGAE_Solar_170 | Borden-Storey #1 230kV line | Southern_PGAE_Solar | Solar | Borden_Storey_HSN | Southern_PGAE_Solar_170 | Reliability_Capacity_In_Model_Year | 0.1 | Borden_Storey_SSN | Southern_PGAE_Solar_170 | Reliability_Capacity_In_Model_Year | 0.556 | Borden_Storey_offpeak | Southern_PGAE_Solar_170 | Operational_New_Capacity_MW | 0.79
Bellota_Weber_HSN | Subacco_group | Operational_New_Capacity_MW | -1 | Borden_Storey_HSN | Southern_PGAE_Solar_174 | Reliability_Capacity_In_Model_Year | 0.1 | Southern_PGAE_Solar_174 | Borden-Storey #1 230kV line | Southern_PGAE_Solar | Solar | Borden_Storey_HSN | Southern_PGAE_Solar_174 | Reliability_Capacity_In_Model_Year | 0.1 | Borden_Storey_SSN | Southern_PGAE_Solar_174 | Reliability_Capacity_In_Model_Year | 0.556 | Borden_Storey_offpeak | Southern_PGAE_Solar_174 | Operational_New_Capacity_MW | 0.79
Bellota_Weber_offpeak | Northern_California_Flow_Battery_25 | Operational_New_Capacity_MW | -1 | Borden_Storey_HSN | Southern_PGAE_Solar_176 | Reliability_Capacity_In_Model_Year | 0.1 | Southern_PGAE_Solar_176 | Borden-Storey #1 230kV line | Southern_PGAE_Solar | Solar | Borden_Storey_HSN | Southern_PGAE_Solar_176 | Reliability_Capacity_In_Model_Year | 0.1 | Borden_Storey_SSN | Southern_PGAE_Solar_176 | Reliability_Capacity_In_Model_Year | 0.556 | Borden_Storey_offpeak | Southern_PGAE_Solar_176 | Operational_New_Capacity_MW | 0.79
Bellota_Weber_offpeak | Northern_California_Flow_Battery_31 | Operational_New_Capacity_MW | -1 | Calcite_Lugo_HSN | Greater_Kramer_Flow_Battery_103 | Reliability_Capacity_In_Model_Year | 1 | Greater_Kramer_Flow_Battery_103 | Calcite to Lugo Area Constraint | CAISO_Flow_Battery_8hr_Dispatch | Solar | Calcite_Lugo_HSN | Greater_Kramer_Flow_Battery_103 | Reliability_Capacity_In_Model_Year | 1 | Calcite_Lugo_SSN | Greater_Kramer_Flow_Battery_103 | Reliability_Capacity_In_Model_Year | 0.5 | Calcite_Lugo_offpeak | Greater_Kramer_Flow_Battery_103 | Operational_New_Capacity_MW | -1
Bellota_Weber_offpeak | Northern_California_Flow_Battery_80 | Operational_New_Capacity_MW | -1 | Calcite_Lugo_HSN | Greater_Kramer_Li_Battery_4hr_103 | Reliability_Capacity_In_Model_Year | 1 | Greater_Kramer_Li_Battery_4hr_103 | Calcite to Lugo Area Constraint | CAISO_Li_Battery_4hr_Dispatch | Solar | Calcite_Lugo_HSN | Greater_Kramer_Li_Battery_4hr_103 | Reliability_Capacity_In_Model_Year | 1 | Calcite_Lugo_SSN | Greater_Kramer_Li_Battery_4hr_103 | Reliability_Capacity_In_Model_Year | 0.5 | Calcite_Lugo_offpeak | Greater_Kramer_Li_Battery_4hr_103 | Operational_New_Capacity_MW | -1
Bellota_Weber_offpeak | Northern_California_Flow_Battery_85 | Operational_New_Capacity_MW | -1 | Calcite_Lugo_HSN | Greater_Kramer_Li_Battery_8hr_103 | Reliability_Capacity_In_Model_Year | 1 | Greater_Kramer_Li_Battery_8hr_103 | Calcite to Lugo Area Constraint | CAISO_Li_Battery_8hr_Dispatch | Solar | Calcite_Lugo_HSN | Greater_Kramer_Li_Battery_8hr_103 | Reliability_Capacity_In_Model_Year | 1 | Calcite_Lugo_SSN | Greater_Kramer_Li_Battery_8hr_103 | Reliability_Capacity_In_Model_Year | 0.5 | Calcite_Lugo_offpeak | Greater_Kramer_Li_Battery_8hr_103 | Operational_New_Capacity_MW | -1
Bellota_Weber_offpeak | Northern_California_Flow_Battery_92 | Operational_New_Capacity_MW | -1 | Calcite_Lugo_HSN | Greater_Kramer_Solar_103 | Reliability_Capacity_In_Model_Year | 0.106 | Greater_Kramer_Solar_103 | Calcite to Lugo Area Constraint | Greater_Kramer_Solar | Solar | Calcite_Lugo_HSN | Greater_Kramer_Solar_103 | Reliability_Capacity_In_Model_Year | 0.106 | Calcite_Lugo_SSN | Greater_Kramer_Solar_103 | Reliability_Capacity_In_Model_Year | 0.427 | Calcite_Lugo_offpeak | Greater_Kramer_Solar_103 | Operational_New_Capacity_MW | 0.77
Bellota_Weber_offpeak | Southern_PGAE_Flow_Battery_111 | Operational_New_Capacity_MW | -1 | Cape_Mendocino_Offshore_Line_HSN | Cape_Mendocino_Offshore_Wind_Asset | Reliability_Capacity_In_Model_Year | 1 | Cape_Mendocino_Offshore_Wind_Asset | Cape Mendocino Offshore Wind Line | Cape_Mendocino_Offshore_Wind | Wind | Cape_Mendocino_Offshore_Line_HSN | Cape_Mendocino_Offshore_Wind_Asset | Reliability_Capacity_In_Model_Year | 1 | Cape_Mendocino_Offshore_Line_SSN | Cape_Mendocino_Offshore_Wind_Asset | Reliability_Capacity_In_Model_Year | 0.51 | Cape_Mendocino_Offshore_Line_offpeak | Cape_Mendocino_Offshore_Wind_Asset | Operational_New_Capacity_MW | 1
Bellota_Weber_offpeak | Northern_California_Flow_Battery_114 | Operational_New_Capacity_MW | -1 | Capistrano_San_Onofre_HSN | Riverside_Flow_Battery_129 | Reliability_Capacity_In_Model_Year | 1 | Riverside_Flow_Battery_129 | Capistrano-San Onofre 230 kV constraint | CAISO_Flow_Battery_8hr_Dispatch | Solar | Capistrano_San_Onofre_HSN | Riverside_Flow_Battery_129 | Reliability_Capacity_In_Model_Year | 1 | Capistrano_San_Onofre_SSN | Riverside_Flow_Battery_129 | Reliability_Capacity_In_Model_Year | 0.5 | Capistrano_San_Onofre_offpeak | Riverside_Flow_Battery_129 | Operational_New_Capacity_MW | -1
Bellota_Weber_offpeak | Northern_California_Flow_Battery_122 | Operational_New_Capacity_MW | -1 | Capistrano_San_Onofre_HSN | Riverside_Li_Battery_4hr_129 | Reliability_Capacity_In_Model_Year | 1 | Riverside_Li_Battery_4hr_129 | Capistrano-San Onofre 230 kV constraint | CAISO_Li_Battery_4hr_Dispatch | Solar | Capistrano_San_Onofre_HSN | Riverside_Li_Battery_4hr_129 | Reliability_Capacity_In_Model_Year | 1 | Capistrano_San_Onofre_SSN | Riverside_Li_Battery_4hr_129 | Reliability_Capacity_In_Model_Year | 0.5 | Capistrano_San_Onofre_offpeak | Riverside_Li_Battery_4hr_129 | Operational_New_Capacity_MW | -1
Bellota_Weber_offpeak | Northern_California_Flow_Battery_135 | Operational_New_Capacity_MW | -1 | Capistrano_San_Onofre_HSN | Riverside_Li_Battery_8hr_129 | Reliability_Capacity_In_Model_Year | 1 | Riverside_Li_Battery_8hr_129 | Capistrano-San Onofre 230 kV constraint | CAISO_Li_Battery_8hr_Dispatch | Solar | Capistrano_San_Onofre_HSN | Riverside_Li_Battery_8hr_129 | Reliability_Capacity_In_Model_Year | 1 | Capistrano_San_Onofre_SSN | Riverside_Li_Battery_8hr_129 | Reliability_Capacity_In_Model_Year | 0.5 | Capistrano_San_Onofre_offpeak | Riverside_Li_Battery_8hr_129 | Operational_New_Capacity_MW | -1
Bellota_Weber_offpeak | Northern_California_Flow_Battery_138 | Operational_New_Capacity_MW | -1 | Capistrano_San_Onofre_HSN | Riverside_Solar_129 | Reliability_Capacity_In_Model_Year | 0.106 | Riverside_Solar_129 | Capistrano-San Onofre 230 kV constraint | Riverside_Solar | Solar | Capistrano_San_Onofre_HSN | Riverside_Solar_129 | Reliability_Capacity_In_Model_Year | 0.106 | Capistrano_San_Onofre_SSN | Riverside_Solar_129 | Reliability_Capacity_In_Model_Year | 0.427 | Capistrano_San_Onofre_offpeak | Riverside_Solar_129 | Operational_New_Capacity_MW | 0.77
Bellota_Weber_offpeak | Southern_PGAE_Flow_Battery_139 | Operational_New_Capacity_MW | -1 | Carberry_Round_Mt_HSN | Northern_California_Flow_Battery_38 | Reliability_Capacity_In_Model_Year | 1 | Northern_California_Flow_Battery_38 | Carberry-Round Mountain 230kV Line | CAISO_Flow_Battery_8hr_Dispatch | Wind | Carberry_Round_Mt_HSN | Northern_California_Flow_Battery_38 | Reliability_Capacity_In_Model_Year | 1 | Carberry_Round_Mt_SSN | Northern_California_Flow_Battery_38 | Reliability_Capacity_In_Model_Year | 0.5 | Carberry_Round_Mt_offpeak | Northern_California_Flow_Battery_38 | Operational_New_Capacity_MW | -1
Bellota_Weber_offpeak | Southern_PGAE_Flow_Battery_140 | Operational_New_Capacity_MW | -1 | Carberry_Round_Mt_HSN | Northern_California_Li_Battery_4hr_38 | Reliability_Capacity_In_Model_Year | 1 | Northern_California_Li_Battery_4hr_38 | Carberry-Round Mountain 230kV Line | CAISO_Li_Battery_4hr_Dispatch | Wind | Carberry_Round_Mt_HSN | Northern_California_Li_Battery_4hr_38 | Reliability_Capacity_In_Model_Year | 1 | Carberry_Round_Mt_SSN | Northern_California_Li_Battery_4hr_38 | Reliability_Capacity_In_Model_Year | 0.5 | Carberry_Round_Mt_offpeak | Northern_California_Li_Battery_4hr_38 | Operational_New_Capacity_MW | -1
Bellota_Weber_offpeak | Northern_California_Flow_Battery_141 | Operational_New_Capacity_MW | -1 | Carberry_Round_Mt_HSN | Northern_California_Li_Battery_8hr_38 | Reliability_Capacity_In_Model_Year | 1 | Northern_California_Li_Battery_8hr_38 | Carberry-Round Mountain 230kV Line | CAISO_Li_Battery_8hr_Dispatch | Wind | Carberry_Round_Mt_HSN | Northern_California_Li_Battery_8hr_38 | Reliability_Capacity_In_Model_Year | 1 | Carberry_Round_Mt_SSN | Northern_California_Li_Battery_8hr_38 | Reliability_Capacity_In_Model_Year | 0.5 | Carberry_Round_Mt_offpeak | Northern_California_Li_Battery_8hr_38 | Operational_New_Capacity_MW | -1
Bellota_Weber_offpeak | Northern_California_Flow_Battery_144 | Operational_New_Capacity_MW | -1 | Carberry_Round_Mt_HSN | Northern_California_Solar_38 | Reliability_Capacity_In_Model_Year | 0.1 | Northern_California_Solar_38 | Carberry-Round Mountain 230kV Line | Northern_California_Solar | Wind | Carberry_Round_Mt_HSN | Northern_California_Solar_38 | Reliability_Capacity_In_Model_Year | 0.1 | Carberry_Round_Mt_SSN | Northern_California_Solar_38 | Reliability_Capacity_In_Model_Year | 0.556 | Carberry_Round_Mt_offpeak | Northern_California_Solar_38 | Operational_New_Capacity_MW | 0.68
Bellota_Weber_offpeak | Southern_PGAE_Flow_Battery_151 | Operational_New_Capacity_MW | -1 | Chicarita_138_HSN | San_Diego_Pumped_Storage_119 | Reliability_Capacity_In_Model_Year | 1 | San_Diego_Pumped_Storage_119 | Chicarita 138 kV constraint | CAISO_New_Pumped_Storage_12hr | Solar | Chicarita_138_HSN | San_Diego_Pumped_Storage_119 | Reliability_Capacity_In_Model_Year | 1 | Chicarita_138_SSN | San_Diego_Pumped_Storage_119 | Reliability_Capacity_In_Model_Year | 0.5 | Chicarita_138_offpeak | San_Diego_Pumped_Storage_119 | Operational_New_Capacity_MW | -1
Bellota_Weber_offpeak | Southern_PGAE_Flow_Battery_154 | Operational_New_Capacity_MW | -1 | Chowchilla_Le_Grand_HSN | Southern_PGAE_Flow_Battery_140 | Reliability_Capacity_In_Model_Year | 1 | Southern_PGAE_Flow_Battery_140 | Chowchilla-Le grand 115kV Line | CAISO_Flow_Battery_8hr_Dispatch | Solar | Chowchilla_Le_Grand_HSN | Southern_PGAE_Flow_Battery_140 | Reliability_Capacity_In_Model_Year | 1 | Chowchilla_Le_Grand_SSN | Southern_PGAE_Flow_Battery_140 | Reliability_Capacity_In_Model_Year | 0.5 | Chowchilla_Le_Grand_offpeak | Southern_PGAE_Flow_Battery_140 | Operational_New_Capacity_MW | -1
Bellota_Weber_offpeak | Northern_California_Flow_Battery_157 | Operational_New_Capacity_MW | -1 | Chowchilla_Le_Grand_HSN | Southern_PGAE_Flow_Battery_151 | Reliability_Capacity_In_Model_Year | 1 | Southern_PGAE_Flow_Battery_151 | Chowchilla-Le grand 115kV Line | CAISO_Flow_Battery_8hr_Dispatch | Solar | Chowchilla_Le_Grand_HSN | Southern_PGAE_Flow_Battery_151 | Reliability_Capacity_In_Model_Year | 1 | Chowchilla_Le_Grand_SSN | Southern_PGAE_Flow_Battery_151 | Reliability_Capacity_In_Model_Year | 0.5 | Chowchilla_Le_Grand_offpeak | Southern_PGAE_Flow_Battery_151 | Operational_New_Capacity_MW | -1
Bellota_Weber_offpeak | Northern_California_Flow_Battery_159 | Operational_New_Capacity_MW | -1 | Chowchilla_Le_Grand_HSN | Southern_PGAE_Flow_Battery_154 | Reliability_Capacity_In_Model_Year | 1 | Southern_PGAE_Flow_Battery_154 | Chowchilla-Le grand 115kV Line | CAISO_Flow_Battery_8hr_Dispatch | Solar | Chowchilla_Le_Grand_HSN | Southern_PGAE_Flow_Battery_154 | Reliability_Capacity_In_Model_Year | 1 | Chowchilla_Le_Grand_SSN | Southern_PGAE_Flow_Battery_154 | Reliability_Capacity_In_Model_Year | 0.5 | Chowchilla_Le_Grand_offpeak | Southern_PGAE_Flow_Battery_154 | Operational_New_Capacity_MW | -1
Bellota_Weber_offpeak | Southern_PGAE_Flow_Battery_161 | Operational_New_Capacity_MW | -1 | Chowchilla_Le_Grand_HSN | Southern_PGAE_Flow_Battery_161 | Reliability_Capacity_In_Model_Year | 1 | Southern_PGAE_Flow_Battery_161 | Chowchilla-Le grand 115kV Line | CAISO_Flow_Battery_8hr_Dispatch | Solar | Chowchilla_Le_Grand_HSN | Southern_PGAE_Flow_Battery_161 | Reliability_Capacity_In_Model_Year | 1 | Chowchilla_Le_Grand_SSN | Southern_PGAE_Flow_Battery_161 | Reliability_Capacity_In_Model_Year | 0.5 | Chowchilla_Le_Grand_offpeak | Southern_PGAE_Flow_Battery_161 | Operational_New_Capacity_MW | -1
Bellota_Weber_offpeak | Southern_PGAE_Flow_Battery_162 | Operational_New_Capacity_MW | -1 | Chowchilla_Le_Grand_HSN | Southern_PGAE_Flow_Battery_162 | Reliability_Capacity_In_Model_Year | 1 | Southern_PGAE_Flow_Battery_162 | Chowchilla-Le grand 115kV Line | CAISO_Flow_Battery_8hr_Dispatch | Solar | Chowchilla_Le_Grand_HSN | Southern_PGAE_Flow_Battery_162 | Reliability_Capacity_In_Model_Year | 1 | Chowchilla_Le_Grand_SSN | Southern_PGAE_Flow_Battery_162 | Reliability_Capacity_In_Model_Year | 0.5 | Chowchilla_Le_Grand_offpeak | Southern_PGAE_Flow_Battery_162 | Operational_New_Capacity_MW | -1
Bellota_Weber_offpeak | Southern_PGAE_Flow_Battery_163 | Operational_New_Capacity_MW | -1 | Chowchilla_Le_Grand_HSN | Southern_PGAE_Flow_Battery_163 | Reliability_Capacity_In_Model_Year | 1 | Southern_PGAE_Flow_Battery_163 | Chowchilla-Le grand 115kV Line | CAISO_Flow_Battery_8hr_Dispatch | Solar | Chowchilla_Le_Grand_HSN | Southern_PGAE_Flow_Battery_163 | Reliability_Capacity_In_Model_Year | 1 | Chowchilla_Le_Grand_SSN | Southern_PGAE_Flow_Battery_163 | Reliability_Capacity_In_Model_Year | 0.5 | Chowchilla_Le_Grand_offpeak | Southern_PGAE_Flow_Battery_163 | Operational_New_Capacity_MW | -1
Bellota_Weber_offpeak | Southern_PGAE_Flow_Battery_164 | Operational_New_Capacity_MW | -1 | Chowchilla_Le_Grand_HSN | Southern_PGAE_Flow_Battery_164 | Reliability_Capacity_In_Model_Year | 1 | Southern_PGAE_Flow_Battery_164 | Chowchilla-Le grand 115kV Line | CAISO_Flow_Battery_8hr_Dispatch | Solar | Chowchilla_Le_Grand_HSN | Southern_PGAE_Flow_Battery_164 | Reliability_Capacity_In_Model_Year | 1 | Chowchilla_Le_Grand_SSN | Southern_PGAE_Flow_Battery_164 | Reliability_Capacity_In_Model_Year | 0.5 | Chowchilla_Le_Grand_offpeak | Southern_PGAE_Flow_Battery_164 | Operational_New_Capacity_MW | -1
Bellota_Weber_offpeak | Southern_PGAE_Flow_Battery_165 | Operational_New_Capacity_MW | -1 | Chowchilla_Le_Grand_HSN | Southern_PGAE_Flow_Battery_165 | Reliability_Capacity_In_Model_Year | 1 | Southern_PGAE_Flow_Battery_165 | Chowchilla-Le grand 115kV Line | CAISO_Flow_Battery_8hr_Dispatch | Solar | Chowchilla_Le_Grand_HSN | Southern_PGAE_Flow_Battery_165 | Reliability_Capacity_In_Model_Year | 1 | Chowchilla_Le_Grand_SSN | Southern_PGAE_Flow_Battery_165 | Reliability_Capacity_In_Model_Year | 0.5 | Chowchilla_Le_Grand_offpeak | Southern_PGAE_Flow_Battery_165 | Operational_New_Capacity_MW | -1
Bellota_Weber_offpeak | Northern_California_Flow_Battery_166 | Operational_New_Capacity_MW | -1 | Chowchilla_Le_Grand_HSN | Northern_California_Flow_Battery_166 | Reliability_Capacity_In_Model_Year | 1 | Northern_California_Flow_Battery_166 | Chowchilla-Le grand 115kV Line | CAISO_Flow_Battery_8hr_Dispatch | Solar | Chowchilla_Le_Grand_HSN | Northern_California_Flow_Battery_166 | Reliability_Capacity_In_Model_Year | 1 | Chowchilla_Le_Grand_SSN | Northern_California_Flow_Battery_166 | Reliability_Capacity_In_Model_Year | 0.5 | Chowchilla_Le_Grand_offpeak | Northern_California_Flow_Battery_166 | Operational_New_Capacity_MW | -1
Bellota_Weber_offpeak | Southern_PGAE_Flow_Battery_168 | Operational_New_Capacity_MW | -1 | Chowchilla_Le_Grand_HSN | Southern_PGAE_Flow_Battery_168 | Reliability_Capacity_In_Model_Year | 1 | Southern_PGAE_Flow_Battery_168 | Chowchilla-Le grand 115kV Line | CAISO_Flow_Battery_8hr_Dispatch | Solar | Chowchilla_Le_Grand_HSN | Southern_PGAE_Flow_Battery_168 | Reliability_Capacity_In_Model_Year | 1 | Chowchilla_Le_Grand_SSN | Southern_PGAE_Flow_Battery_168 | Reliability_Capacity_In_Model_Year | 0.5 | Chowchilla_Le_Grand_offpeak | Southern_PGAE_Flow_Battery_168 | Operational_New_Capacity_MW | -1
Bellota_Weber_offpeak | Southern_PGAE_Flow_Battery_169 | Operational_New_Capacity_MW | -1 | Chowchilla_Le_Grand_HSN | Southern_PGAE_Flow_Battery_169 | Reliability_Capacity_In_Model_Year | 1 | Southern_PGAE_Flow_Battery_169 | Chowchilla-Le grand 115kV Line | CAISO_Flow_Battery_8hr_Dispatch | Solar | Chowchilla_Le_Grand_HSN | Southern_PGAE_Flow_Battery_169 | Reliability_Capacity_In_Model_Year | 1 | Chowchilla_Le_Grand_SSN | Southern_PGAE_Flow_Battery_169 | Reliability_Capacity_In_Model_Year | 0.5 | Chowchilla_Le_Grand_offpeak | Southern_PGAE_Flow_Battery_169 | Operational_New_Capacity_MW | -1
Bellota_Weber_offpeak | Southern_PGAE_Flow_Battery_170 | Operational_New_Capacity_MW | -1 | Chowchilla_Le_Grand_HSN | Southern_PGAE_Flow_Battery_170 | Reliability_Capacity_In_Model_Year | 1 | Southern_PGAE_Flow_Battery_170 | Chowchilla-Le grand 115kV Line | CAISO_Flow_Battery_8hr_Dispatch | Solar | Chowchilla_Le_Grand_HSN | Southern_PGAE_Flow_Battery_170 | Reliability_Capacity_In_Model_Year | 1 | Chowchilla_Le_Grand_SSN | Southern_PGAE_Flow_Battery_170 | Reliability_Capacity_In_Model_Year | 0.5 | Chowchilla_Le_Grand_offpeak | Southern_PGAE_Flow_Battery_170 | Operational_New_Capacity_MW | -1
Bellota_Weber_offpeak | Northern_California_Flow_Battery_172 | Operational_New_Capacity_MW | -1 | Chowchilla_Le_Grand_HSN | Southern_PGAE_Flow_Battery_174 | Reliability_Capacity_In_Model_Year | 1 | Southern_PGAE_Flow_Battery_174 | Chowchilla-Le grand 115kV Line | CAISO_Flow_Battery_8hr_Dispatch | Solar | Chowchilla_Le_Grand_HSN | Southern_PGAE_Flow_Battery_174 | Reliability_Capacity_In_Model_Year | 1 | Chowchilla_Le_Grand_SSN | Southern_PGAE_Flow_Battery_174 | Reliability_Capacity_In_Model_Year | 0.5 | Chowchilla_Le_Grand_offpeak | Southern_PGAE_Flow_Battery_174 | Operational_New_Capacity_MW | -1
Bellota_Weber_offpeak | Southern_PGAE_Flow_Battery_174 | Operational_New_Capacity_MW | -1 | Chowchilla_Le_Grand_HSN | Southern_PGAE_Flow_Battery_176 | Reliability_Capacity_In_Model_Year | 1 | Southern_PGAE_Flow_Battery_176 | Chowchilla-Le grand 115kV Line | CAISO_Flow_Battery_8hr_Dispatch | Solar | Chowchilla_Le_Grand_HSN | Southern_PGAE_Flow_Battery_176 | Reliability_Capacity_In_Model_Year | 1 | Chowchilla_Le_Grand_SSN | Southern_PGAE_Flow_Battery_176 | Reliability_Capacity_In_Model_Year | 0.5 | Chowchilla_Le_Grand_offpeak | Southern_PGAE_Flow_Battery_176 | Operational_New_Capacity_MW | -1
Bellota_Weber_offpeak | Southern_PGAE_Flow_Battery_176 | Operational_New_Capacity_MW | -1 | Chowchilla_Le_Grand_HSN | Southern_PGAE_Li_Battery_4hr_140 | Reliability_Capacity_In_Model_Year | 1 | Southern_PGAE_Li_Battery_4hr_140 | Chowchilla-Le grand 115kV Line | CAISO_Li_Battery_4hr_Dispatch | Solar | Chowchilla_Le_Grand_HSN | Southern_PGAE_Li_Battery_4hr_140 | Reliability_Capacity_In_Model_Year | 1 | Chowchilla_Le_Grand_SSN | Southern_PGAE_Li_Battery_4hr_140 | Reliability_Capacity_In_Model_Year | 0.5 | Chowchilla_Le_Grand_offpeak | Southern_PGAE_Li_Battery_4hr_140 | Operational_New_Capacity_MW | -1
Bellota_Weber_offpeak | Northern_California_Flow_Battery_179 | Operational_New_Capacity_MW | -1 | Chowchilla_Le_Grand_HSN | Southern_PGAE_Li_Battery_4hr_151 | Reliability_Capacity_In_Model_Year | 1 | Southern_PGAE_Li_Battery_4hr_151 | Chowchilla-Le grand 115kV Line | CAISO_Li_Battery_4hr_Dispatch | Solar | Chowchilla_Le_Grand_HSN | Southern_PGAE_Li_Battery_4hr_151 | Reliability_Capacity_In_Model_Year | 1 | Chowchilla_Le_Grand_SSN | Southern_PGAE_Li_Battery_4hr_151 | Reliability_Capacity_In_Model_Year | 0.5 | Chowchilla_Le_Grand_offpeak | Southern_PGAE_Li_Battery_4hr_151 | Operational_New_Capacity_MW | -1
Bellota_Weber_offpeak | Northern_California_Li_Battery_4hr_25 | Operational_New_Capacity_MW | -1 | Chowchilla_Le_Grand_HSN | Southern_PGAE_Li_Battery_4hr_154 | Reliability_Capacity_In_Model_Year | 1 | Southern_PGAE_Li_Battery_4hr_154 | Chowchilla-Le grand 115kV Line | CAISO_Li_Battery_4hr_Dispatch | Solar | Chowchilla_Le_Grand_HSN | Southern_PGAE_Li_Battery_4hr_154 | Reliability_Capacity_In_Model_Year | 1 | Chowchilla_Le_Grand_SSN | Southern_PGAE_Li_Battery_4hr_154 | Reliability_Capacity_In_Model_Year | 0.5 | Chowchilla_Le_Grand_offpeak | Southern_PGAE_Li_Battery_4hr_154 | Operational_New_Capacity_MW | -1
Bellota_Weber_offpeak | Northern_California_Li_Battery_4hr_31 | Operational_New_Capacity_MW | -1 | Chowchilla_Le_Grand_HSN | Southern_PGAE_Li_Battery_4hr_161 | Reliability_Capacity_In_Model_Year | 1 | Southern_PGAE_Li_Battery_4hr_161 | Chowchilla-Le grand 115kV Line | CAISO_Li_Battery_4hr_Dispatch | Solar | Chowchilla_Le_Grand_HSN | Southern_PGAE_Li_Battery_4hr_161 | Reliability_Capacity_In_Model_Year | 1 | Chowchilla_Le_Grand_SSN | Southern_PGAE_Li_Battery_4hr_161 | Reliability_Capacity_In_Model_Year | 0.5 | Chowchilla_Le_Grand_offpeak | Southern_PGAE_Li_Battery_4hr_161 | Operational_New_Capacity_MW | -1
Bellota_Weber_offpeak | Northern_California_Li_Battery_4hr_80 | Operational_New_Capacity_MW | -1 | Chowchilla_Le_Grand_HSN | Southern_PGAE_Li_Battery_4hr_162 | Reliability_Capacity_In_Model_Year | 1 | Southern_PGAE_Li_Battery_4hr_162 | Chowchilla-Le grand 115kV Line | CAISO_Li_Battery_4hr_Dispatch | Solar | Chowchilla_Le_Grand_HSN | Southern_PGAE_Li_Battery_4hr_162 | Reliability_Capacity_In_Model_Year | 1 | Chowchilla_Le_Grand_SSN | Southern_PGAE_Li_Battery_4hr_162 | Reliability_Capacity_In_Model_Year | 0.5 | Chowchilla_Le_Grand_offpeak | Southern_PGAE_Li_Battery_4hr_162 | Operational_New_Capacity_MW | -1
Bellota_Weber_offpeak | Northern_California_Li_Battery_4hr_85 | Operational_New_Capacity_MW | -1 | Chowchilla_Le_Grand_HSN | Southern_PGAE_Li_Battery_4hr_163 | Reliability_Capacity_In_Model_Year | 1 | Southern_PGAE_Li_Battery_4hr_163 | Chowchilla-Le grand 115kV Line | CAISO_Li_Battery_4hr_Dispatch | Solar | Chowchilla_Le_Grand_HSN | Southern_PGAE_Li_Battery_4hr_163 | Reliability_Capacity_In_Model_Year | 1 | Chowchilla_Le_Grand_SSN | Southern_PGAE_Li_Battery_4hr_163 | Reliability_Capacity_In_Model_Year | 0.5 | Chowchilla_Le_Grand_offpeak | Southern_PGAE_Li_Battery_4hr_163 | Operational_New_Capacity_MW | -1
Bellota_Weber_offpeak | Northern_California_Li_Battery_4hr_92 | Operational_New_Capacity_MW | -1 | Chowchilla_Le_Grand_HSN | Southern_PGAE_Li_Battery_4hr_164 | Reliability_Capacity_In_Model_Year | 1 | Southern_PGAE_Li_Battery_4hr_164 | Chowchilla-Le grand 115kV Line | CAISO_Li_Battery_4hr_Dispatch | Solar | Chowchilla_Le_Grand_HSN | Southern_PGAE_Li_Battery_4hr_164 | Reliability_Capacity_In_Model_Year | 1 | Chowchilla_Le_Grand_SSN | Southern_PGAE_Li_Battery_4hr_164 | Reliability_Capacity_In_Model_Year | 0.5 | Chowchilla_Le_Grand_offpeak | Southern_PGAE_Li_Battery_4hr_164 | Operational_New_Capacity_MW | -1
Bellota_Weber_offpeak | Southern_PGAE_Li_Battery_4hr_111 | Operational_New_Capacity_MW | -1 | Chowchilla_Le_Grand_HSN | Southern_PGAE_Li_Battery_4hr_165 | Reliability_Capacity_In_Model_Year | 1 | Southern_PGAE_Li_Battery_4hr_165 | Chowchilla-Le grand 115kV Line | CAISO_Li_Battery_4hr_Dispatch | Solar | Chowchilla_Le_Grand_HSN | Southern_PGAE_Li_Battery_4hr_165 | Reliability_Capacity_In_Model_Year | 1 | Chowchilla_Le_Grand_SSN | Southern_PGAE_Li_Battery_4hr_165 | Reliability_Capacity_In_Model_Year | 0.5 | Chowchilla_Le_Grand_offpeak | Southern_PGAE_Li_Battery_4hr_165 | Operational_New_Capacity_MW | -1
Bellota_Weber_offpeak | Northern_California_Li_Battery_4hr_114 | Operational_New_Capacity_MW | -1 | Chowchilla_Le_Grand_HSN | Northern_California_Li_Battery_4hr_166 | Reliability_Capacity_In_Model_Year | 1 | Northern_California_Li_Battery_4hr_166 | Chowchilla-Le grand 115kV Line | CAISO_Li_Battery_4hr_Dispatch | Solar | Chowchilla_Le_Grand_HSN | Northern_California_Li_Battery_4hr_166 | Reliability_Capacity_In_Model_Year | 1 | Chowchilla_Le_Grand_SSN | Northern_California_Li_Battery_4hr_166 | Reliability_Capacity_In_Model_Year | 0.5 | Chowchilla_Le_Grand_offpeak | Northern_California_Li_Battery_4hr_166 | Operational_New_Capacity_MW | -1
Bellota_Weber_offpeak | Northern_California_Li_Battery_4hr_122 | Operational_New_Capacity_MW | -1 | Chowchilla_Le_Grand_HSN | Southern_PGAE_Li_Battery_4hr_168 | Reliability_Capacity_In_Model_Year | 1 | Southern_PGAE_Li_Battery_4hr_168 | Chowchilla-Le grand 115kV Line | CAISO_Li_Battery_4hr_Dispatch | Solar | Chowchilla_Le_Grand_HSN | Southern_PGAE_Li_Battery_4hr_168 | Reliability_Capacity_In_Model_Year | 1 | Chowchilla_Le_Grand_SSN | Southern_PGAE_Li_Battery_4hr_168 | Reliability_Capacity_In_Model_Year | 0.5 | Chowchilla_Le_Grand_offpeak | Southern_PGAE_Li_Battery_4hr_168 | Operational_New_Capacity_MW | -1
Bellota_Weber_offpeak | Northern_California_Li_Battery_4hr_135 | Operational_New_Capacity_MW | -1 | Chowchilla_Le_Grand_HSN | Southern_PGAE_Li_Battery_4hr_169 | Reliability_Capacity_In_Model_Year | 1 | Southern_PGAE_Li_Battery_4hr_169 | Chowchilla-Le grand 115kV Line | CAISO_Li_Battery_4hr_Dispatch | Solar | Chowchilla_Le_Grand_HSN | Southern_PGAE_Li_Battery_4hr_169 | Reliability_Capacity_In_Model_Year | 1 | Chowchilla_Le_Grand_SSN | Southern_PGAE_Li_Battery_4hr_169 | Reliability_Capacity_In_Model_Year | 0.5 | Chowchilla_Le_Grand_offpeak | Southern_PGAE_Li_Battery_4hr_169 | Operational_New_Capacity_MW | -1
Bellota_Weber_offpeak | Northern_California_Li_Battery_4hr_138 | Operational_New_Capacity_MW | -1 | Chowchilla_Le_Grand_HSN | Southern_PGAE_Li_Battery_4hr_170 | Reliability_Capacity_In_Model_Year | 1 | Southern_PGAE_Li_Battery_4hr_170 | Chowchilla-Le grand 115kV Line | CAISO_Li_Battery_4hr_Dispatch | Solar | Chowchilla_Le_Grand_HSN | Southern_PGAE_Li_Battery_4hr_170 | Reliability_Capacity_In_Model_Year | 1 | Chowchilla_Le_Grand_SSN | Southern_PGAE_Li_Battery_4hr_170 | Reliability_Capacity_In_Model_Year | 0.5 | Chowchilla_Le_Grand_offpeak | Southern_PGAE_Li_Battery_4hr_170 | Operational_New_Capacity_MW | -1
Bellota_Weber_offpeak | Southern_PGAE_Li_Battery_4hr_139 | Operational_New_Capacity_MW | -1 | Chowchilla_Le_Grand_HSN | Southern_PGAE_Li_Battery_4hr_174 | Reliability_Capacity_In_Model_Year | 1 | Southern_PGAE_Li_Battery_4hr_174 | Chowchilla-Le grand 115kV Line | CAISO_Li_Battery_4hr_Dispatch | Solar | Chowchilla_Le_Grand_HSN | Southern_PGAE_Li_Battery_4hr_174 | Reliability_Capacity_In_Model_Year | 1 | Chowchilla_Le_Grand_SSN | Southern_PGAE_Li_Battery_4hr_174 | Reliability_Capacity_In_Model_Year | 0.5 | Chowchilla_Le_Grand_offpeak | Southern_PGAE_Li_Battery_4hr_174 | Operational_New_Capacity_MW | -1
Bellota_Weber_offpeak | Southern_PGAE_Li_Battery_4hr_140 | Operational_New_Capacity_MW | -1 | Chowchilla_Le_Grand_HSN | Southern_PGAE_Li_Battery_4hr_176 | Reliability_Capacity_In_Model_Year | 1 | Southern_PGAE_Li_Battery_4hr_176 | Chowchilla-Le grand 115kV Line | CAISO_Li_Battery_4hr_Dispatch | Solar | Chowchilla_Le_Grand_HSN | Southern_PGAE_Li_Battery_4hr_176 | Reliability_Capacity_In_Model_Year | 1 | Chowchilla_Le_Grand_SSN | Southern_PGAE_Li_Battery_4hr_176 | Reliability_Capacity_In_Model_Year | 0.5 | Chowchilla_Le_Grand_offpeak | Southern_PGAE_Li_Battery_4hr_176 | Operational_New_Capacity_MW | -1
Bellota_Weber_offpeak | Northern_California_Li_Battery_4hr_141 | Operational_New_Capacity_MW | -1 | Chowchilla_Le_Grand_HSN | Southern_PGAE_Li_Battery_8hr_140 | Reliability_Capacity_In_Model_Year | 1 | Southern_PGAE_Li_Battery_8hr_140 | Chowchilla-Le grand 115kV Line | CAISO_Li_Battery_8hr_Dispatch | Solar | Chowchilla_Le_Grand_HSN | Southern_PGAE_Li_Battery_8hr_140 | Reliability_Capacity_In_Model_Year | 1 | Chowchilla_Le_Grand_SSN | Southern_PGAE_Li_Battery_8hr_140 | Reliability_Capacity_In_Model_Year | 0.5 | Chowchilla_Le_Grand_offpeak | Southern_PGAE_Li_Battery_8hr_140 | Operational_New_Capacity_MW | -1
Bellota_Weber_offpeak | Northern_California_Li_Battery_4hr_144 | Operational_New_Capacity_MW | -1 | Chowchilla_Le_Grand_HSN | Southern_PGAE_Li_Battery_8hr_151 | Reliability_Capacity_In_Model_Year | 1 | Southern_PGAE_Li_Battery_8hr_151 | Chowchilla-Le grand 115kV Line | CAISO_Li_Battery_8hr_Dispatch | Solar | Chowchilla_Le_Grand_HSN | Southern_PGAE_Li_Battery_8hr_151 | Reliability_Capacity_In_Model_Year | 1 | Chowchilla_Le_Grand_SSN | Southern_PGAE_Li_Battery_8hr_151 | Reliability_Capacity_In_Model_Year | 0.5 | Chowchilla_Le_Grand_offpeak | Southern_PGAE_Li_Battery_8hr_151 | Operational_New_Capacity_MW | -1
Bellota_Weber_offpeak | Southern_PGAE_Li_Battery_4hr_151 | Operational_New_Capacity_MW | -1 | Chowchilla_Le_Grand_HSN | Southern_PGAE_Li_Battery_8hr_154 | Reliability_Capacity_In_Model_Year | 1 | Southern_PGAE_Li_Battery_8hr_154 | Chowchilla-Le grand 115kV Line | CAISO_Li_Battery_8hr_Dispatch | Solar | Chowchilla_Le_Grand_HSN | Southern_PGAE_Li_Battery_8hr_154 | Reliability_Capacity_In_Model_Year | 1 | Chowchilla_Le_Grand_SSN | Southern_PGAE_Li_Battery_8hr_154 | Reliability_Capacity_In_Model_Year | 0.5 | Chowchilla_Le_Grand_offpeak | Southern_PGAE_Li_Battery_8hr_154 | Operational_New_Capacity_MW | -1
Bellota_Weber_offpeak | Southern_PGAE_Li_Battery_4hr_154 | Operational_New_Capacity_MW | -1 | Chowchilla_Le_Grand_HSN | Southern_PGAE_Li_Battery_8hr_161 | Reliability_Capacity_In_Model_Year | 1 | Southern_PGAE_Li_Battery_8hr_161 | Chowchilla-Le grand 115kV Line | CAISO_Li_Battery_8hr_Dispatch | Solar | Chowchilla_Le_Grand_HSN | Southern_PGAE_Li_Battery_8hr_161 | Reliability_Capacity_In_Model_Year | 1 | Chowchilla_Le_Grand_SSN | Southern_PGAE_Li_Battery_8hr_161 | Reliability_Capacity_In_Model_Year | 0.5 | Chowchilla_Le_Grand_offpeak | Southern_PGAE_Li_Battery_8hr_161 | Operational_New_Capacity_MW | -1
Bellota_Weber_offpeak | Northern_California_Li_Battery_4hr_157 | Operational_New_Capacity_MW | -1 | Chowchilla_Le_Grand_HSN | Southern_PGAE_Li_Battery_8hr_162 | Reliability_Capacity_In_Model_Year | 1 | Southern_PGAE_Li_Battery_8hr_162 | Chowchilla-Le grand 115kV Line | CAISO_Li_Battery_8hr_Dispatch | Solar | Chowchilla_Le_Grand_HSN | Southern_PGAE_Li_Battery_8hr_162 | Reliability_Capacity_In_Model_Year | 1 | Chowchilla_Le_Grand_SSN | Southern_PGAE_Li_Battery_8hr_162 | Reliability_Capacity_In_Model_Year | 0.5 | Chowchilla_Le_Grand_offpeak | Southern_PGAE_Li_Battery_8hr_162 | Operational_New_Capacity_MW | -1
Bellota_Weber_offpeak | Northern_California_Li_Battery_4hr_159 | Operational_New_Capacity_MW | -1 | Chowchilla_Le_Grand_HSN | Southern_PGAE_Li_Battery_8hr_163 | Reliability_Capacity_In_Model_Year | 1 | Southern_PGAE_Li_Battery_8hr_163 | Chowchilla-Le grand 115kV Line | CAISO_Li_Battery_8hr_Dispatch | Solar | Chowchilla_Le_Grand_HSN | Southern_PGAE_Li_Battery_8hr_163 | Reliability_Capacity_In_Model_Year | 1 | Chowchilla_Le_Grand_SSN | Southern_PGAE_Li_Battery_8hr_163 | Reliability_Capacity_In_Model_Year | 0.5 | Chowchilla_Le_Grand_offpeak | Southern_PGAE_Li_Battery_8hr_163 | Operational_New_Capacity_MW | -1
Bellota_Weber_offpeak | Southern_PGAE_Li_Battery_4hr_161 | Operational_New_Capacity_MW | -1 | Chowchilla_Le_Grand_HSN | Southern_PGAE_Li_Battery_8hr_164 | Reliability_Capacity_In_Model_Year | 1 | Southern_PGAE_Li_Battery_8hr_164 | Chowchilla-Le grand 115kV Line | CAISO_Li_Battery_8hr_Dispatch | Solar | Chowchilla_Le_Grand_HSN | Southern_PGAE_Li_Battery_8hr_164 | Reliability_Capacity_In_Model_Year | 1 | Chowchilla_Le_Grand_SSN | Southern_PGAE_Li_Battery_8hr_164 | Reliability_Capacity_In_Model_Year | 0.5 | Chowchilla_Le_Grand_offpeak | Southern_PGAE_Li_Battery_8hr_164 | Operational_New_Capacity_MW | -1
Bellota_Weber_offpeak | Southern_PGAE_Li_Battery_4hr_162 | Operational_New_Capacity_MW | -1 | Chowchilla_Le_Grand_HSN | Southern_PGAE_Li_Battery_8hr_165 | Reliability_Capacity_In_Model_Year | 1 | Southern_PGAE_Li_Battery_8hr_165 | Chowchilla-Le grand 115kV Line | CAISO_Li_Battery_8hr_Dispatch | Solar | Chowchilla_Le_Grand_HSN | Southern_PGAE_Li_Battery_8hr_165 | Reliability_Capacity_In_Model_Year | 1 | Chowchilla_Le_Grand_SSN | Southern_PGAE_Li_Battery_8hr_165 | Reliability_Capacity_In_Model_Year | 0.5 | Chowchilla_Le_Grand_offpeak | Southern_PGAE_Li_Battery_8hr_165 | Operational_New_Capacity_MW | -1
Bellota_Weber_offpeak | Southern_PGAE_Li_Battery_4hr_163 | Operational_New_Capacity_MW | -1 | Chowchilla_Le_Grand_HSN | Northern_California_Li_Battery_8hr_166 | Reliability_Capacity_In_Model_Year | 1 | Northern_California_Li_Battery_8hr_166 | Chowchilla-Le grand 115kV Line | CAISO_Li_Battery_8hr_Dispatch | Solar | Chowchilla_Le_Grand_HSN | Northern_California_Li_Battery_8hr_166 | Reliability_Capacity_In_Model_Year | 1 | Chowchilla_Le_Grand_SSN | Northern_California_Li_Battery_8hr_166 | Reliability_Capacity_In_Model_Year | 0.5 | Chowchilla_Le_Grand_offpeak | Northern_California_Li_Battery_8hr_166 | Operational_New_Capacity_MW | -1
Bellota_Weber_offpeak | Southern_PGAE_Li_Battery_4hr_164 | Operational_New_Capacity_MW | -1 | Chowchilla_Le_Grand_HSN | Southern_PGAE_Li_Battery_8hr_168 | Reliability_Capacity_In_Model_Year | 1 | Southern_PGAE_Li_Battery_8hr_168 | Chowchilla-Le grand 115kV Line | CAISO_Li_Battery_8hr_Dispatch | Solar | Chowchilla_Le_Grand_HSN | Southern_PGAE_Li_Battery_8hr_168 | Reliability_Capacity_In_Model_Year | 1 | Chowchilla_Le_Grand_SSN | Southern_PGAE_Li_Battery_8hr_168 | Reliability_Capacity_In_Model_Year | 0.5 | Chowchilla_Le_Grand_offpeak | Southern_PGAE_Li_Battery_8hr_168 | Operational_New_Capacity_MW | -1
Bellota_Weber_offpeak | Southern_PGAE_Li_Battery_4hr_165 | Operational_New_Capacity_MW | -1 | Chowchilla_Le_Grand_HSN | Southern_PGAE_Li_Battery_8hr_169 | Reliability_Capacity_In_Model_Year | 1 | Southern_PGAE_Li_Battery_8hr_169 | Chowchilla-Le grand 115kV Line | CAISO_Li_Battery_8hr_Dispatch | Solar | Chowchilla_Le_Grand_HSN | Southern_PGAE_Li_Battery_8hr_169 | Reliability_Capacity_In_Model_Year | 1 | Chowchilla_Le_Grand_SSN | Southern_PGAE_Li_Battery_8hr_169 | Reliability_Capacity_In_Model_Year | 0.5 | Chowchilla_Le_Grand_offpeak | Southern_PGAE_Li_Battery_8hr_169 | Operational_New_Capacity_MW | -1
Bellota_Weber_offpeak | Northern_California_Li_Battery_4hr_166 | Operational_New_Capacity_MW | -1 | Chowchilla_Le_Grand_HSN | Southern_PGAE_Li_Battery_8hr_170 | Reliability_Capacity_In_Model_Year | 1 | Southern_PGAE_Li_Battery_8hr_170 | Chowchilla-Le grand 115kV Line | CAISO_Li_Battery_8hr_Dispatch | Solar | Chowchilla_Le_Grand_HSN | Southern_PGAE_Li_Battery_8hr_170 | Reliability_Capacity_In_Model_Year | 1 | Chowchilla_Le_Grand_SSN | Southern_PGAE_Li_Battery_8hr_170 | Reliability_Capacity_In_Model_Year | 0.5 | Chowchilla_Le_Grand_offpeak | Southern_PGAE_Li_Battery_8hr_170 | Operational_New_Capacity_MW | -1
Bellota_Weber_offpeak | Southern_PGAE_Li_Battery_4hr_168 | Operational_New_Capacity_MW | -1 | Chowchilla_Le_Grand_HSN | Southern_PGAE_Li_Battery_8hr_174 | Reliability_Capacity_In_Model_Year | 1 | Southern_PGAE_Li_Battery_8hr_174 | Chowchilla-Le grand 115kV Line | CAISO_Li_Battery_8hr_Dispatch | Solar | Chowchilla_Le_Grand_HSN | Southern_PGAE_Li_Battery_8hr_174 | Reliability_Capacity_In_Model_Year | 1 | Chowchilla_Le_Grand_SSN | Southern_PGAE_Li_Battery_8hr_174 | Reliability_Capacity_In_Model_Year | 0.5 | Chowchilla_Le_Grand_offpeak | Southern_PGAE_Li_Battery_8hr_174 | Operational_New_Capacity_MW | -1
Bellota_Weber_offpeak | Southern_PGAE_Li_Battery_4hr_169 | Operational_New_Capacity_MW | -1 | Chowchilla_Le_Grand_HSN | Southern_PGAE_Li_Battery_8hr_176 | Reliability_Capacity_In_Model_Year | 1 | Southern_PGAE_Li_Battery_8hr_176 | Chowchilla-Le grand 115kV Line | CAISO_Li_Battery_8hr_Dispatch | Solar | Chowchilla_Le_Grand_HSN | Southern_PGAE_Li_Battery_8hr_176 | Reliability_Capacity_In_Model_Year | 1 | Chowchilla_Le_Grand_SSN | Southern_PGAE_Li_Battery_8hr_176 | Reliability_Capacity_In_Model_Year | 0.5 | Chowchilla_Le_Grand_offpeak | Southern_PGAE_Li_Battery_8hr_176 | Operational_New_Capacity_MW | -1
Bellota_Weber_offpeak | Southern_PGAE_Li_Battery_4hr_170 | Operational_New_Capacity_MW | -1 | Chowchilla_Le_Grand_HSN | Central_Valley_North_Los_Banos_Wind_154 | Reliability_Capacity_In_Model_Year | 0.665 | Central_Valley_North_Los_Banos_Wind_154 | Chowchilla-Le grand 115kV Line | Central_Valley_North_Los_Banos_Wind | Solar | Chowchilla_Le_Grand_HSN | Central_Valley_North_Los_Banos_Wind_154 | Reliability_Capacity_In_Model_Year | 0.665 | Chowchilla_Le_Grand_SSN | Central_Valley_North_Los_Banos_Wind_154 | Reliability_Capacity_In_Model_Year | 0.163 | Chowchilla_Le_Grand_offpeak | Central_Valley_North_Los_Banos_Wind_154 | Operational_New_Capacity_MW | 0.44
Bellota_Weber_offpeak | Northern_California_Li_Battery_4hr_172 | Operational_New_Capacity_MW | -1 | Chowchilla_Le_Grand_HSN | Central_Valley_North_Los_Banos_Wind_162 | Reliability_Capacity_In_Model_Year | 0.665 | Central_Valley_North_Los_Banos_Wind_162 | Chowchilla-Le grand 115kV Line | Central_Valley_North_Los_Banos_Wind | Solar | Chowchilla_Le_Grand_HSN | Central_Valley_North_Los_Banos_Wind_162 | Reliability_Capacity_In_Model_Year | 0.665 | Chowchilla_Le_Grand_SSN | Central_Valley_North_Los_Banos_Wind_162 | Reliability_Capacity_In_Model_Year | 0.163 | Chowchilla_Le_Grand_offpeak | Central_Valley_North_Los_Banos_Wind_162 | Operational_New_Capacity_MW | 0.44
Bellota_Weber_offpeak | Southern_PGAE_Li_Battery_4hr_174 | Operational_New_Capacity_MW | -1 | Chowchilla_Le_Grand_HSN | Northern_California_Solar_166 | Reliability_Capacity_In_Model_Year | 0.1 | Northern_California_Solar_166 | Chowchilla-Le grand 115kV Line | Northern_California_Solar | Solar | Chowchilla_Le_Grand_HSN | Northern_California_Solar_166 | Reliability_Capacity_In_Model_Year | 0.1 | Chowchilla_Le_Grand_SSN | Northern_California_Solar_166 | Reliability_Capacity_In_Model_Year | 0.556 | Chowchilla_Le_Grand_offpeak | Northern_California_Solar_166 | Operational_New_Capacity_MW | 0.79
Bellota_Weber_offpeak | Southern_PGAE_Li_Battery_4hr_176 | Operational_New_Capacity_MW | -1 | Chowchilla_Le_Grand_HSN | Southern_PGAE_Solar_140 | Reliability_Capacity_In_Model_Year | 0.1 | Southern_PGAE_Solar_140 | Chowchilla-Le grand 115kV Line | Southern_PGAE_Solar | Solar | Chowchilla_Le_Grand_HSN | Southern_PGAE_Solar_140 | Reliability_Capacity_In_Model_Year | 0.1 | Chowchilla_Le_Grand_SSN | Southern_PGAE_Solar_140 | Reliability_Capacity_In_Model_Year | 0.556 | Chowchilla_Le_Grand_offpeak | Southern_PGAE_Solar_140 | Operational_New_Capacity_MW | 0.79
Bellota_Weber_offpeak | Northern_California_Li_Battery_4hr_179 | Operational_New_Capacity_MW | -1 | Chowchilla_Le_Grand_HSN | Southern_PGAE_Solar_151 | Reliability_Capacity_In_Model_Year | 0.1 | Southern_PGAE_Solar_151 | Chowchilla-Le grand 115kV Line | Southern_PGAE_Solar | Solar | Chowchilla_Le_Grand_HSN | Southern_PGAE_Solar_151 | Reliability_Capacity_In_Model_Year | 0.1 | Chowchilla_Le_Grand_SSN | Southern_PGAE_Solar_151 | Reliability_Capacity_In_Model_Year | 0.556 | Chowchilla_Le_Grand_offpeak | Southern_PGAE_Solar_151 | Operational_New_Capacity_MW | 0.79
Bellota_Weber_offpeak | Northern_California_Li_Battery_8hr_25 | Operational_New_Capacity_MW | -1 | Chowchilla_Le_Grand_HSN | Southern_PGAE_Solar_154 | Reliability_Capacity_In_Model_Year | 0.1 | Southern_PGAE_Solar_154 | Chowchilla-Le grand 115kV Line | Southern_PGAE_Solar | Solar | Chowchilla_Le_Grand_HSN | Southern_PGAE_Solar_154 | Reliability_Capacity_In_Model_Year | 0.1 | Chowchilla_Le_Grand_SSN | Southern_PGAE_Solar_154 | Reliability_Capacity_In_Model_Year | 0.556 | Chowchilla_Le_Grand_offpeak | Southern_PGAE_Solar_154 | Operational_New_Capacity_MW | 0.79
Bellota_Weber_offpeak | Northern_California_Li_Battery_8hr_31 | Operational_New_Capacity_MW | -1 | Chowchilla_Le_Grand_HSN | Southern_PGAE_Solar_161 | Reliability_Capacity_In_Model_Year | 0.1 | Southern_PGAE_Solar_161 | Chowchilla-Le grand 115kV Line | Southern_PGAE_Solar | Solar | Chowchilla_Le_Grand_HSN | Southern_PGAE_Solar_161 | Reliability_Capacity_In_Model_Year | 0.1 | Chowchilla_Le_Grand_SSN | Southern_PGAE_Solar_161 | Reliability_Capacity_In_Model_Year | 0.556 | Chowchilla_Le_Grand_offpeak | Southern_PGAE_Solar_161 | Operational_New_Capacity_MW | 0.79
Bellota_Weber_offpeak | Northern_California_Li_Battery_8hr_80 | Operational_New_Capacity_MW | -1 | Chowchilla_Le_Grand_HSN | Southern_PGAE_Solar_162 | Reliability_Capacity_In_Model_Year | 0.1 | Southern_PGAE_Solar_162 | Chowchilla-Le grand 115kV Line | Southern_PGAE_Solar | Solar | Chowchilla_Le_Grand_HSN | Southern_PGAE_Solar_162 | Reliability_Capacity_In_Model_Year | 0.1 | Chowchilla_Le_Grand_SSN | Southern_PGAE_Solar_162 | Reliability_Capacity_In_Model_Year | 0.556 | Chowchilla_Le_Grand_offpeak | Southern_PGAE_Solar_162 | Operational_New_Capacity_MW | 0.79
Bellota_Weber_offpeak | Northern_California_Li_Battery_8hr_85 | Operational_New_Capacity_MW | -1 | Chowchilla_Le_Grand_HSN | Southern_PGAE_Solar_163 | Reliability_Capacity_In_Model_Year | 0.1 | Southern_PGAE_Solar_163 | Chowchilla-Le grand 115kV Line | Southern_PGAE_Solar | Solar | Chowchilla_Le_Grand_HSN | Southern_PGAE_Solar_163 | Reliability_Capacity_In_Model_Year | 0.1 | Chowchilla_Le_Grand_SSN | Southern_PGAE_Solar_163 | Reliability_Capacity_In_Model_Year | 0.556 | Chowchilla_Le_Grand_offpeak | Southern_PGAE_Solar_163 | Operational_New_Capacity_MW | 0.79
Bellota_Weber_offpeak | Northern_California_Li_Battery_8hr_92 | Operational_New_Capacity_MW | -1 | Chowchilla_Le_Grand_HSN | Southern_PGAE_Solar_164 | Reliability_Capacity_In_Model_Year | 0.1 | Southern_PGAE_Solar_164 | Chowchilla-Le grand 115kV Line | Southern_PGAE_Solar | Solar | Chowchilla_Le_Grand_HSN | Southern_PGAE_Solar_164 | Reliability_Capacity_In_Model_Year | 0.1 | Chowchilla_Le_Grand_SSN | Southern_PGAE_Solar_164 | Reliability_Capacity_In_Model_Year | 0.556 | Chowchilla_Le_Grand_offpeak | Southern_PGAE_Solar_164 | Operational_New_Capacity_MW | 0.79
Bellota_Weber_offpeak | Southern_PGAE_Li_Battery_8hr_111 | Operational_New_Capacity_MW | -1 | Chowchilla_Le_Grand_HSN | Southern_PGAE_Solar_165 | Reliability_Capacity_In_Model_Year | 0.1 | Southern_PGAE_Solar_165 | Chowchilla-Le grand 115kV Line | Southern_PGAE_Solar | Solar | Chowchilla_Le_Grand_HSN | Southern_PGAE_Solar_165 | Reliability_Capacity_In_Model_Year | 0.1 | Chowchilla_Le_Grand_SSN | Southern_PGAE_Solar_165 | Reliability_Capacity_In_Model_Year | 0.556 | Chowchilla_Le_Grand_offpeak | Southern_PGAE_Solar_165 | Operational_New_Capacity_MW | 0.79
Bellota_Weber_offpeak | Northern_California_Li_Battery_8hr_114 | Operational_New_Capacity_MW | -1 | Chowchilla_Le_Grand_HSN | Southern_PGAE_Solar_168 | Reliability_Capacity_In_Model_Year | 0.1 | Southern_PGAE_Solar_168 | Chowchilla-Le grand 115kV Line | Southern_PGAE_Solar | Solar | Chowchilla_Le_Grand_HSN | Southern_PGAE_Solar_168 | Reliability_Capacity_In_Model_Year | 0.1 | Chowchilla_Le_Grand_SSN | Southern_PGAE_Solar_168 | Reliability_Capacity_In_Model_Year | 0.556 | Chowchilla_Le_Grand_offpeak | Southern_PGAE_Solar_168 | Operational_New_Capacity_MW | 0.79
Bellota_Weber_offpeak | Northern_California_Li_Battery_8hr_122 | Operational_New_Capacity_MW | -1 | Chowchilla_Le_Grand_HSN | Southern_PGAE_Solar_169 | Reliability_Capacity_In_Model_Year | 0.1 | Southern_PGAE_Solar_169 | Chowchilla-Le grand 115kV Line | Southern_PGAE_Solar | Solar | Chowchilla_Le_Grand_HSN | Southern_PGAE_Solar_169 | Reliability_Capacity_In_Model_Year | 0.1 | Chowchilla_Le_Grand_SSN | Southern_PGAE_Solar_169 | Reliability_Capacity_In_Model_Year | 0.556 | Chowchilla_Le_Grand_offpeak | Southern_PGAE_Solar_169 | Operational_New_Capacity_MW | 0.79
Bellota_Weber_offpeak | Northern_California_Li_Battery_8hr_135 | Operational_New_Capacity_MW | -1 | Chowchilla_Le_Grand_HSN | Southern_PGAE_Solar_170 | Reliability_Capacity_In_Model_Year | 0.1 | Southern_PGAE_Solar_170 | Chowchilla-Le grand 115kV Line | Southern_PGAE_Solar | Solar | Chowchilla_Le_Grand_HSN | Southern_PGAE_Solar_170 | Reliability_Capacity_In_Model_Year | 0.1 | Chowchilla_Le_Grand_SSN | Southern_PGAE_Solar_170 | Reliability_Capacity_In_Model_Year | 0.556 | Chowchilla_Le_Grand_offpeak | Southern_PGAE_Solar_170 | Operational_New_Capacity_MW | 0.79
Bellota_Weber_offpeak | Northern_California_Li_Battery_8hr_138 | Operational_New_Capacity_MW | -1 | Chowchilla_Le_Grand_HSN | Southern_PGAE_Solar_174 | Reliability_Capacity_In_Model_Year | 0.1 | Southern_PGAE_Solar_174 | Chowchilla-Le grand 115kV Line | Southern_PGAE_Solar | Solar | Chowchilla_Le_Grand_HSN | Southern_PGAE_Solar_174 | Reliability_Capacity_In_Model_Year | 0.1 | Chowchilla_Le_Grand_SSN | Southern_PGAE_Solar_174 | Reliability_Capacity_In_Model_Year | 0.556 | Chowchilla_Le_Grand_offpeak | Southern_PGAE_Solar_174 | Operational_New_Capacity_MW | 0.79
Bellota_Weber_offpeak | Southern_PGAE_Li_Battery_8hr_139 | Operational_New_Capacity_MW | -1 | Chowchilla_Le_Grand_HSN | Southern_PGAE_Solar_176 | Reliability_Capacity_In_Model_Year | 0.1 | Southern_PGAE_Solar_176 | Chowchilla-Le grand 115kV Line | Southern_PGAE_Solar | Solar | Chowchilla_Le_Grand_HSN | Southern_PGAE_Solar_176 | Reliability_Capacity_In_Model_Year | 0.1 | Chowchilla_Le_Grand_SSN | Southern_PGAE_Solar_176 | Reliability_Capacity_In_Model_Year | 0.556 | Chowchilla_Le_Grand_offpeak | Southern_PGAE_Solar_176 | Operational_New_Capacity_MW | 0.79
Bellota_Weber_offpeak | Southern_PGAE_Li_Battery_8hr_140 | Operational_New_Capacity_MW | -1 | Coalinga_1_Coalinga_2_HSN | Southern_PGAE_Flow_Battery_39 | Reliability_Capacity_In_Model_Year | 1 | Southern_PGAE_Flow_Battery_39 | Coalinga #1-Coalinga #2 70 kV line | CAISO_Flow_Battery_8hr_Dispatch | Solar | Coalinga_1_Coalinga_2_HSN | Southern_PGAE_Flow_Battery_39 | Reliability_Capacity_In_Model_Year | 1 | Coalinga_1_Coalinga_2_SSN | Southern_PGAE_Flow_Battery_39 | Reliability_Capacity_In_Model_Year | 0.5 | Coalinga_1_Coalinga_2_offpeak | Southern_PGAE_Flow_Battery_39 | Operational_New_Capacity_MW | -1
Bellota_Weber_offpeak | Northern_California_Li_Battery_8hr_141 | Operational_New_Capacity_MW | -1 | Coalinga_1_Coalinga_2_HSN | Southern_PGAE_Flow_Battery_109 | Reliability_Capacity_In_Model_Year | 1 | Southern_PGAE_Flow_Battery_109 | Coalinga #1-Coalinga #2 70 kV line | CAISO_Flow_Battery_8hr_Dispatch | Solar | Coalinga_1_Coalinga_2_HSN | Southern_PGAE_Flow_Battery_109 | Reliability_Capacity_In_Model_Year | 1 | Coalinga_1_Coalinga_2_SSN | Southern_PGAE_Flow_Battery_109 | Reliability_Capacity_In_Model_Year | 0.5 | Coalinga_1_Coalinga_2_offpeak | Southern_PGAE_Flow_Battery_109 | Operational_New_Capacity_MW | -1
Bellota_Weber_offpeak | Northern_California_Li_Battery_8hr_144 | Operational_New_Capacity_MW | -1 | Coalinga_1_Coalinga_2_HSN | Southern_PGAE_Li_Battery_4hr_39 | Reliability_Capacity_In_Model_Year | 1 | Southern_PGAE_Li_Battery_4hr_39 | Coalinga #1-Coalinga #2 70 kV line | CAISO_Li_Battery_4hr_Dispatch | Solar | Coalinga_1_Coalinga_2_HSN | Southern_PGAE_Li_Battery_4hr_39 | Reliability_Capacity_In_Model_Year | 1 | Coalinga_1_Coalinga_2_SSN | Southern_PGAE_Li_Battery_4hr_39 | Reliability_Capacity_In_Model_Year | 0.5 | Coalinga_1_Coalinga_2_offpeak | Southern_PGAE_Li_Battery_4hr_39 | Operational_New_Capacity_MW | -1
Bellota_Weber_offpeak | Southern_PGAE_Li_Battery_8hr_151 | Operational_New_Capacity_MW | -1 | Coalinga_1_Coalinga_2_HSN | Southern_PGAE_Li_Battery_4hr_109 | Reliability_Capacity_In_Model_Year | 1 | Southern_PGAE_Li_Battery_4hr_109 | Coalinga #1-Coalinga #2 70 kV line | CAISO_Li_Battery_4hr_Dispatch | Solar | Coalinga_1_Coalinga_2_HSN | Southern_PGAE_Li_Battery_4hr_109 | Reliability_Capacity_In_Model_Year | 1 | Coalinga_1_Coalinga_2_SSN | Southern_PGAE_Li_Battery_4hr_109 | Reliability_Capacity_In_Model_Year | 0.5 | Coalinga_1_Coalinga_2_offpeak | Southern_PGAE_Li_Battery_4hr_109 | Operational_New_Capacity_MW | -1
Bellota_Weber_offpeak | Southern_PGAE_Li_Battery_8hr_154 | Operational_New_Capacity_MW | -1 | Coalinga_1_Coalinga_2_HSN | Southern_PGAE_Li_Battery_8hr_39 | Reliability_Capacity_In_Model_Year | 1 | Southern_PGAE_Li_Battery_8hr_39 | Coalinga #1-Coalinga #2 70 kV line | CAISO_Li_Battery_8hr_Dispatch | Solar | Coalinga_1_Coalinga_2_HSN | Southern_PGAE_Li_Battery_8hr_39 | Reliability_Capacity_In_Model_Year | 1 | Coalinga_1_Coalinga_2_SSN | Southern_PGAE_Li_Battery_8hr_39 | Reliability_Capacity_In_Model_Year | 0.5 | Coalinga_1_Coalinga_2_offpeak | Southern_PGAE_Li_Battery_8hr_39 | Operational_New_Capacity_MW | -1
Bellota_Weber_offpeak | Northern_California_Li_Battery_8hr_157 | Operational_New_Capacity_MW | -1 | Coalinga_1_Coalinga_2_HSN | Southern_PGAE_Li_Battery_8hr_109 | Reliability_Capacity_In_Model_Year | 1 | Southern_PGAE_Li_Battery_8hr_109 | Coalinga #1-Coalinga #2 70 kV line | CAISO_Li_Battery_8hr_Dispatch | Solar | Coalinga_1_Coalinga_2_HSN | Southern_PGAE_Li_Battery_8hr_109 | Reliability_Capacity_In_Model_Year | 1 | Coalinga_1_Coalinga_2_SSN | Southern_PGAE_Li_Battery_8hr_109 | Reliability_Capacity_In_Model_Year | 0.5 | Coalinga_1_Coalinga_2_offpeak | Southern_PGAE_Li_Battery_8hr_109 | Operational_New_Capacity_MW | -1
Bellota_Weber_offpeak | Northern_California_Li_Battery_8hr_159 | Operational_New_Capacity_MW | -1 | Coalinga_1_Coalinga_2_HSN | Southern_PGAE_Solar_39 | Reliability_Capacity_In_Model_Year | 0.1 | Southern_PGAE_Solar_39 | Coalinga #1-Coalinga #2 70 kV line | Southern_PGAE_Solar | Solar | Coalinga_1_Coalinga_2_HSN | Southern_PGAE_Solar_39 | Reliability_Capacity_In_Model_Year | 0.1 | Coalinga_1_Coalinga_2_SSN | Southern_PGAE_Solar_39 | Reliability_Capacity_In_Model_Year | 0.556 | Coalinga_1_Coalinga_2_offpeak | Southern_PGAE_Solar_39 | Operational_New_Capacity_MW | 0.79
Bellota_Weber_offpeak | Southern_PGAE_Li_Battery_8hr_161 | Operational_New_Capacity_MW | -1 | Coalinga_1_Coalinga_2_HSN | Southern_PGAE_Solar_109 | Reliability_Capacity_In_Model_Year | 0.1 | Southern_PGAE_Solar_109 | Coalinga #1-Coalinga #2 70 kV line | Southern_PGAE_Solar | Solar | Coalinga_1_Coalinga_2_HSN | Southern_PGAE_Solar_109 | Reliability_Capacity_In_Model_Year | 0.1 | Coalinga_1_Coalinga_2_SSN | Southern_PGAE_Solar_109 | Reliability_Capacity_In_Model_Year | 0.556 | Coalinga_1_Coalinga_2_offpeak | Southern_PGAE_Solar_109 | Operational_New_Capacity_MW | 0.79
Bellota_Weber_offpeak | Southern_PGAE_Li_Battery_8hr_162 | Operational_New_Capacity_MW | -1 | Colorado_River_230_HSN | Riverside_Flow_Battery_60 | Reliability_Capacity_In_Model_Year | 1 | Riverside_Flow_Battery_60 | Colorado River 500/230 kV Constraint | CAISO_Flow_Battery_8hr_Dispatch | Solar | Colorado_River_230_HSN | Riverside_Flow_Battery_60 | Reliability_Capacity_In_Model_Year | 1 | Colorado_River_230_SSN | Riverside_Flow_Battery_60 | Reliability_Capacity_In_Model_Year | 0.5 | Colorado_River_230_offpeak | Riverside_Flow_Battery_60 | Operational_New_Capacity_MW | -1
Bellota_Weber_offpeak | Southern_PGAE_Li_Battery_8hr_163 | Operational_New_Capacity_MW | -1 | Colorado_River_230_HSN | Riverside_Li_Battery_4hr_60 | Reliability_Capacity_In_Model_Year | 1 | Riverside_Li_Battery_4hr_60 | Colorado River 500/230 kV Constraint | CAISO_Li_Battery_4hr_Dispatch | Solar | Colorado_River_230_HSN | Riverside_Li_Battery_4hr_60 | Reliability_Capacity_In_Model_Year | 1 | Colorado_River_230_SSN | Riverside_Li_Battery_4hr_60 | Reliability_Capacity_In_Model_Year | 0.5 | Colorado_River_230_offpeak | Riverside_Li_Battery_4hr_60 | Operational_New_Capacity_MW | -1
Bellota_Weber_offpeak | Southern_PGAE_Li_Battery_8hr_164 | Operational_New_Capacity_MW | -1 | Colorado_River_230_HSN | Riverside_Li_Battery_8hr_60 | Reliability_Capacity_In_Model_Year | 1 | Riverside_Li_Battery_8hr_60 | Colorado River 500/230 kV Constraint | CAISO_Li_Battery_8hr_Dispatch | Solar | Colorado_River_230_HSN | Riverside_Li_Battery_8hr_60 | Reliability_Capacity_In_Model_Year | 1 | Colorado_River_230_SSN | Riverside_Li_Battery_8hr_60 | Reliability_Capacity_In_Model_Year | 0.5 | Colorado_River_230_offpeak | Riverside_Li_Battery_8hr_60 | Operational_New_Capacity_MW | -1
Bellota_Weber_offpeak | Southern_PGAE_Li_Battery_8hr_165 | Operational_New_Capacity_MW | -1 | Colorado_River_230_HSN | Riverside_Solar_60 | Reliability_Capacity_In_Model_Year | 0.106 | Riverside_Solar_60 | Colorado River 500/230 kV Constraint | Riverside_Solar | Solar | Colorado_River_230_HSN | Riverside_Solar_60 | Reliability_Capacity_In_Model_Year | 0.106 | Colorado_River_230_SSN | Riverside_Solar_60 | Reliability_Capacity_In_Model_Year | 0.427 | Colorado_River_230_offpeak | Riverside_Solar_60 | Operational_New_Capacity_MW | 0.77
Bellota_Weber_offpeak | Northern_California_Li_Battery_8hr_166 | Operational_New_Capacity_MW | -1 | Colorado_River_Red_Bluff_HSN | Arizona_Solar_55 | Reliability_Capacity_In_Model_Year | 0.106 | Arizona_Solar_55 | Colorado River-Red Bluff Constraint | Arizona_Solar | Solar | Colorado_River_Red_Bluff_HSN | Arizona_Solar_55 | Reliability_Capacity_In_Model_Year | 0.106 | Colorado_River_Red_Bluff_SSN | Arizona_Solar_55 | Reliability_Capacity_In_Model_Year | 0.427 | Colorado_River_Red_Bluff_offpeak | Arizona_Solar_55 | Operational_New_Capacity_MW | 0.77
Bellota_Weber_offpeak | Southern_PGAE_Li_Battery_8hr_168 | Operational_New_Capacity_MW | -1 | Colorado_River_Red_Bluff_HSN | Arizona_Solar_62 | Reliability_Capacity_In_Model_Year | 0.106 | Arizona_Solar_62 | Colorado River-Red Bluff Constraint | Arizona_Solar | Solar | Colorado_River_Red_Bluff_HSN | Arizona_Solar_62 | Reliability_Capacity_In_Model_Year | 0.106 | Colorado_River_Red_Bluff_SSN | Arizona_Solar_62 | Reliability_Capacity_In_Model_Year | 0.427 | Colorado_River_Red_Bluff_offpeak | Arizona_Solar_62 | Operational_New_Capacity_MW | 0.77
Bellota_Weber_offpeak | Southern_PGAE_Li_Battery_8hr_169 | Operational_New_Capacity_MW | -1 | Colorado_River_Red_Bluff_HSN | Arizona_Solar_77 | Reliability_Capacity_In_Model_Year | 0.106 | Arizona_Solar_77 | Colorado River-Red Bluff Constraint | Arizona_Solar | Solar | Colorado_River_Red_Bluff_HSN | Arizona_Solar_77 | Reliability_Capacity_In_Model_Year | 0.106 | Colorado_River_Red_Bluff_SSN | Arizona_Solar_77 | Reliability_Capacity_In_Model_Year | 0.427 | Colorado_River_Red_Bluff_offpeak | Arizona_Solar_77 | Operational_New_Capacity_MW | 0.77
Bellota_Weber_offpeak | Southern_PGAE_Li_Battery_8hr_170 | Operational_New_Capacity_MW | -1 | Colorado_River_Red_Bluff_HSN | Arizona_Solar_90 | Reliability_Capacity_In_Model_Year | 0.106 | Arizona_Solar_90 | Colorado River-Red Bluff Constraint | Arizona_Solar | Solar | Colorado_River_Red_Bluff_HSN | Arizona_Solar_90 | Reliability_Capacity_In_Model_Year | 0.106 | Colorado_River_Red_Bluff_SSN | Arizona_Solar_90 | Reliability_Capacity_In_Model_Year | 0.427 | Colorado_River_Red_Bluff_offpeak | Arizona_Solar_90 | Operational_New_Capacity_MW | 0.77
Bellota_Weber_offpeak | Northern_California_Li_Battery_8hr_172 | Operational_New_Capacity_MW | -1 | Colorado_River_Red_Bluff_HSN | Baja_California_Wind_133 | Reliability_Capacity_In_Model_Year | 0.337 | Baja_California_Wind_133 | Colorado River-Red Bluff Constraint | Baja_California_Wind | Solar | Colorado_River_Red_Bluff_HSN | Baja_California_Wind_133 | Reliability_Capacity_In_Model_Year | 0.337 | Colorado_River_Red_Bluff_SSN | Baja_California_Wind_133 | Reliability_Capacity_In_Model_Year | 0.112 | Colorado_River_Red_Bluff_offpeak | Baja_California_Wind_133 | Operational_New_Capacity_MW | 0.44
Bellota_Weber_offpeak | Southern_PGAE_Li_Battery_8hr_174 | Operational_New_Capacity_MW | -1 | Colorado_River_Red_Bluff_HSN | Southern_NV_Eldorado_Flow_Battery_19 | Reliability_Capacity_In_Model_Year | 1 | Southern_NV_Eldorado_Flow_Battery_19 | Colorado River-Red Bluff Constraint | CAISO_Flow_Battery_8hr_Dispatch | Solar | Colorado_River_Red_Bluff_HSN | Southern_NV_Eldorado_Flow_Battery_19 | Reliability_Capacity_In_Model_Year | 1 | Colorado_River_Red_Bluff_SSN | Southern_NV_Eldorado_Flow_Battery_19 | Reliability_Capacity_In_Model_Year | 0.5 | Colorado_River_Red_Bluff_offpeak | Southern_NV_Eldorado_Flow_Battery_19 | Operational_New_Capacity_MW | -1
Bellota_Weber_offpeak | Southern_PGAE_Li_Battery_8hr_176 | Operational_New_Capacity_MW | -1 | Colorado_River_Red_Bluff_HSN | Southern_NV_Eldorado_Flow_Battery_40 | Reliability_Capacity_In_Model_Year | 1 | Southern_NV_Eldorado_Flow_Battery_40 | Colorado River-Red Bluff Constraint | CAISO_Flow_Battery_8hr_Dispatch | Solar | Colorado_River_Red_Bluff_HSN | Southern_NV_Eldorado_Flow_Battery_40 | Reliability_Capacity_In_Model_Year | 1 | Colorado_River_Red_Bluff_SSN | Southern_NV_Eldorado_Flow_Battery_40 | Reliability_Capacity_In_Model_Year | 0.5 | Colorado_River_Red_Bluff_offpeak | Southern_NV_Eldorado_Flow_Battery_40 | Operational_New_Capacity_MW | -1
Bellota_Weber_offpeak | Northern_California_Li_Battery_8hr_179 | Operational_New_Capacity_MW | -1 | Colorado_River_Red_Bluff_HSN | Arizona_Flow_Battery_55 | Reliability_Capacity_In_Model_Year | 1 | Arizona_Flow_Battery_55 | Colorado River-Red Bluff Constraint | CAISO_Flow_Battery_8hr_Dispatch | Solar | Colorado_River_Red_Bluff_HSN | Arizona_Flow_Battery_55 | Reliability_Capacity_In_Model_Year | 1 | Colorado_River_Red_Bluff_SSN | Arizona_Flow_Battery_55 | Reliability_Capacity_In_Model_Year | 0.5 | Colorado_River_Red_Bluff_offpeak | Arizona_Flow_Battery_55 | Operational_New_Capacity_MW | -1
Bellota_Weber_offpeak | Central_Valley_North_Los_Banos_Wind_154 | Operational_New_Capacity_MW | 0.63 | Colorado_River_Red_Bluff_HSN | Arizona_Flow_Battery_62 | Reliability_Capacity_In_Model_Year | 1 | Arizona_Flow_Battery_62 | Colorado River-Red Bluff Constraint | CAISO_Flow_Battery_8hr_Dispatch | Solar | Colorado_River_Red_Bluff_HSN | Arizona_Flow_Battery_62 | Reliability_Capacity_In_Model_Year | 1 | Colorado_River_Red_Bluff_SSN | Arizona_Flow_Battery_62 | Reliability_Capacity_In_Model_Year | 0.5 | Colorado_River_Red_Bluff_offpeak | Arizona_Flow_Battery_62 | Operational_New_Capacity_MW | -1
Bellota_Weber_offpeak | Central_Valley_North_Los_Banos_Wind_162 | Operational_New_Capacity_MW | 0.63 | Colorado_River_Red_Bluff_HSN | Arizona_Flow_Battery_77 | Reliability_Capacity_In_Model_Year | 1 | Arizona_Flow_Battery_77 | Colorado River-Red Bluff Constraint | CAISO_Flow_Battery_8hr_Dispatch | Solar | Colorado_River_Red_Bluff_HSN | Arizona_Flow_Battery_77 | Reliability_Capacity_In_Model_Year | 1 | Colorado_River_Red_Bluff_SSN | Arizona_Flow_Battery_77 | Reliability_Capacity_In_Model_Year | 0.5 | Colorado_River_Red_Bluff_offpeak | Arizona_Flow_Battery_77 | Operational_New_Capacity_MW | -1
Bellota_Weber_offpeak | Northern_California_Solar_25 | Operational_New_Capacity_MW | 0.68 | Colorado_River_Red_Bluff_HSN | Arizona_Flow_Battery_90 | Reliability_Capacity_In_Model_Year | 1 | Arizona_Flow_Battery_90 | Colorado River-Red Bluff Constraint | CAISO_Flow_Battery_8hr_Dispatch | Solar | Colorado_River_Red_Bluff_HSN | Arizona_Flow_Battery_90 | Reliability_Capacity_In_Model_Year | 1 | Colorado_River_Red_Bluff_SSN | Arizona_Flow_Battery_90 | Reliability_Capacity_In_Model_Year | 0.5 | Colorado_River_Red_Bluff_offpeak | Arizona_Flow_Battery_90 | Operational_New_Capacity_MW | -1
Bellota_Weber_offpeak | Northern_California_Solar_31 | Operational_New_Capacity_MW | 0.68 | Colorado_River_Red_Bluff_HSN | Greater_Imperial_Flow_Battery_107 | Reliability_Capacity_In_Model_Year | 1 | Greater_Imperial_Flow_Battery_107 | Colorado River-Red Bluff Constraint | CAISO_Flow_Battery_8hr_Dispatch | Solar | Colorado_River_Red_Bluff_HSN | Greater_Imperial_Flow_Battery_107 | Reliability_Capacity_In_Model_Year | 1 | Colorado_River_Red_Bluff_SSN | Greater_Imperial_Flow_Battery_107 | Reliability_Capacity_In_Model_Year | 0.5 | Colorado_River_Red_Bluff_offpeak | Greater_Imperial_Flow_Battery_107 | Operational_New_Capacity_MW | -1
Bellota_Weber_offpeak | Northern_California_Solar_80 | Operational_New_Capacity_MW | 0.68 | Colorado_River_Red_Bluff_HSN | Greater_Imperial_Flow_Battery_133 | Reliability_Capacity_In_Model_Year | 1 | Greater_Imperial_Flow_Battery_133 | Colorado River-Red Bluff Constraint | CAISO_Flow_Battery_8hr_Dispatch | Solar | Colorado_River_Red_Bluff_HSN | Greater_Imperial_Flow_Battery_133 | Reliability_Capacity_In_Model_Year | 1 | Colorado_River_Red_Bluff_SSN | Greater_Imperial_Flow_Battery_133 | Reliability_Capacity_In_Model_Year | 0.5 | Colorado_River_Red_Bluff_offpeak | Greater_Imperial_Flow_Battery_133 | Operational_New_Capacity_MW | -1
Bellota_Weber_offpeak | Northern_California_Solar_85 | Operational_New_Capacity_MW | 0.68 | Colorado_River_Red_Bluff_HSN | Southern_NV_Eldorado_Li_Battery_4hr_19 | Reliability_Capacity_In_Model_Year | 1 | Southern_NV_Eldorado_Li_Battery_4hr_19 | Colorado River-Red Bluff Constraint | CAISO_Li_Battery_4hr_Dispatch | Solar | Colorado_River_Red_Bluff_HSN | Southern_NV_Eldorado_Li_Battery_4hr_19 | Reliability_Capacity_In_Model_Year | 1 | Colorado_River_Red_Bluff_SSN | Southern_NV_Eldorado_Li_Battery_4hr_19 | Reliability_Capacity_In_Model_Year | 0.5 | Colorado_River_Red_Bluff_offpeak | Southern_NV_Eldorado_Li_Battery_4hr_19 | Operational_New_Capacity_MW | -1
Bellota_Weber_offpeak | Northern_California_Solar_92 | Operational_New_Capacity_MW | 0.68 | Colorado_River_Red_Bluff_HSN | Southern_NV_Eldorado_Li_Battery_4hr_40 | Reliability_Capacity_In_Model_Year | 1 | Southern_NV_Eldorado_Li_Battery_4hr_40 | Colorado River-Red Bluff Constraint | CAISO_Li_Battery_4hr_Dispatch | Solar | Colorado_River_Red_Bluff_HSN | Southern_NV_Eldorado_Li_Battery_4hr_40 | Reliability_Capacity_In_Model_Year | 1 | Colorado_River_Red_Bluff_SSN | Southern_NV_Eldorado_Li_Battery_4hr_40 | Reliability_Capacity_In_Model_Year | 0.5 | Colorado_River_Red_Bluff_offpeak | Southern_NV_Eldorado_Li_Battery_4hr_40 | Operational_New_Capacity_MW | -1
Bellota_Weber_offpeak | Northern_California_Solar_114 | Operational_New_Capacity_MW | 0.68 | Colorado_River_Red_Bluff_HSN | Arizona_Li_Battery_4hr_55 | Reliability_Capacity_In_Model_Year | 1 | Arizona_Li_Battery_4hr_55 | Colorado River-Red Bluff Constraint | CAISO_Li_Battery_4hr_Dispatch | Solar | Colorado_River_Red_Bluff_HSN | Arizona_Li_Battery_4hr_55 | Reliability_Capacity_In_Model_Year | 1 | Colorado_River_Red_Bluff_SSN | Arizona_Li_Battery_4hr_55 | Reliability_Capacity_In_Model_Year | 0.5 | Colorado_River_Red_Bluff_offpeak | Arizona_Li_Battery_4hr_55 | Operational_New_Capacity_MW | -1
Bellota_Weber_offpeak | Northern_California_Solar_122 | Operational_New_Capacity_MW | 0.68 | Colorado_River_Red_Bluff_HSN | Arizona_Li_Battery_4hr_62 | Reliability_Capacity_In_Model_Year | 1 | Arizona_Li_Battery_4hr_62 | Colorado River-Red Bluff Constraint | CAISO_Li_Battery_4hr_Dispatch | Solar | Colorado_River_Red_Bluff_HSN | Arizona_Li_Battery_4hr_62 | Reliability_Capacity_In_Model_Year | 1 | Colorado_River_Red_Bluff_SSN | Arizona_Li_Battery_4hr_62 | Reliability_Capacity_In_Model_Year | 0.5 | Colorado_River_Red_Bluff_offpeak | Arizona_Li_Battery_4hr_62 | Operational_New_Capacity_MW | -1
Bellota_Weber_offpeak | Northern_California_Solar_135 | Operational_New_Capacity_MW | 0.68 | Colorado_River_Red_Bluff_HSN | Arizona_Li_Battery_4hr_77 | Reliability_Capacity_In_Model_Year | 1 | Arizona_Li_Battery_4hr_77 | Colorado River-Red Bluff Constraint | CAISO_Li_Battery_4hr_Dispatch | Solar | Colorado_River_Red_Bluff_HSN | Arizona_Li_Battery_4hr_77 | Reliability_Capacity_In_Model_Year | 1 | Colorado_River_Red_Bluff_SSN | Arizona_Li_Battery_4hr_77 | Reliability_Capacity_In_Model_Year | 0.5 | Colorado_River_Red_Bluff_offpeak | Arizona_Li_Battery_4hr_77 | Operational_New_Capacity_MW | -1
Bellota_Weber_offpeak | Northern_California_Solar_138 | Operational_New_Capacity_MW | 0.68 | Colorado_River_Red_Bluff_HSN | Arizona_Li_Battery_4hr_90 | Reliability_Capacity_In_Model_Year | 1 | Arizona_Li_Battery_4hr_90 | Colorado River-Red Bluff Constraint | CAISO_Li_Battery_4hr_Dispatch | Solar | Colorado_River_Red_Bluff_HSN | Arizona_Li_Battery_4hr_90 | Reliability_Capacity_In_Model_Year | 1 | Colorado_River_Red_Bluff_SSN | Arizona_Li_Battery_4hr_90 | Reliability_Capacity_In_Model_Year | 0.5 | Colorado_River_Red_Bluff_offpeak | Arizona_Li_Battery_4hr_90 | Operational_New_Capacity_MW | -1
Bellota_Weber_offpeak | Northern_California_Solar_141 | Operational_New_Capacity_MW | 0.68 | Colorado_River_Red_Bluff_HSN | Greater_Imperial_Li_Battery_4hr_107 | Reliability_Capacity_In_Model_Year | 1 | Greater_Imperial_Li_Battery_4hr_107 | Colorado River-Red Bluff Constraint | CAISO_Li_Battery_4hr_Dispatch | Solar | Colorado_River_Red_Bluff_HSN | Greater_Imperial_Li_Battery_4hr_107 | Reliability_Capacity_In_Model_Year | 1 | Colorado_River_Red_Bluff_SSN | Greater_Imperial_Li_Battery_4hr_107 | Reliability_Capacity_In_Model_Year | 0.5 | Colorado_River_Red_Bluff_offpeak | Greater_Imperial_Li_Battery_4hr_107 | Operational_New_Capacity_MW | -1
Bellota_Weber_offpeak | Northern_California_Solar_144 | Operational_New_Capacity_MW | 0.68 | Colorado_River_Red_Bluff_HSN | Greater_Imperial_Li_Battery_4hr_133 | Reliability_Capacity_In_Model_Year | 1 | Greater_Imperial_Li_Battery_4hr_133 | Colorado River-Red Bluff Constraint | CAISO_Li_Battery_4hr_Dispatch | Solar | Colorado_River_Red_Bluff_HSN | Greater_Imperial_Li_Battery_4hr_133 | Reliability_Capacity_In_Model_Year | 1 | Colorado_River_Red_Bluff_SSN | Greater_Imperial_Li_Battery_4hr_133 | Reliability_Capacity_In_Model_Year | 0.5 | Colorado_River_Red_Bluff_offpeak | Greater_Imperial_Li_Battery_4hr_133 | Operational_New_Capacity_MW | -1
Bellota_Weber_offpeak | Northern_California_Solar_157 | Operational_New_Capacity_MW | 0.68 | Colorado_River_Red_Bluff_HSN | Southern_NV_Eldorado_Li_Battery_8hr_19 | Reliability_Capacity_In_Model_Year | 1 | Southern_NV_Eldorado_Li_Battery_8hr_19 | Colorado River-Red Bluff Constraint | CAISO_Li_Battery_8hr_Dispatch | Solar | Colorado_River_Red_Bluff_HSN | Southern_NV_Eldorado_Li_Battery_8hr_19 | Reliability_Capacity_In_Model_Year | 1 | Colorado_River_Red_Bluff_SSN | Southern_NV_Eldorado_Li_Battery_8hr_19 | Reliability_Capacity_In_Model_Year | 0.5 | Colorado_River_Red_Bluff_offpeak | Southern_NV_Eldorado_Li_Battery_8hr_19 | Operational_New_Capacity_MW | -1
Bellota_Weber_offpeak | Northern_California_Solar_159 | Operational_New_Capacity_MW | 0.68 | Colorado_River_Red_Bluff_HSN | Southern_NV_Eldorado_Li_Battery_8hr_40 | Reliability_Capacity_In_Model_Year | 1 | Southern_NV_Eldorado_Li_Battery_8hr_40 | Colorado River-Red Bluff Constraint | CAISO_Li_Battery_8hr_Dispatch | Solar | Colorado_River_Red_Bluff_HSN | Southern_NV_Eldorado_Li_Battery_8hr_40 | Reliability_Capacity_In_Model_Year | 1 | Colorado_River_Red_Bluff_SSN | Southern_NV_Eldorado_Li_Battery_8hr_40 | Reliability_Capacity_In_Model_Year | 0.5 | Colorado_River_Red_Bluff_offpeak | Southern_NV_Eldorado_Li_Battery_8hr_40 | Operational_New_Capacity_MW | -1
Bellota_Weber_offpeak | Northern_California_Solar_166 | Operational_New_Capacity_MW | 0.68 | Colorado_River_Red_Bluff_HSN | Arizona_Li_Battery_8hr_55 | Reliability_Capacity_In_Model_Year | 1 | Arizona_Li_Battery_8hr_55 | Colorado River-Red Bluff Constraint | CAISO_Li_Battery_8hr_Dispatch | Solar | Colorado_River_Red_Bluff_HSN | Arizona_Li_Battery_8hr_55 | Reliability_Capacity_In_Model_Year | 1 | Colorado_River_Red_Bluff_SSN | Arizona_Li_Battery_8hr_55 | Reliability_Capacity_In_Model_Year | 0.5 | Colorado_River_Red_Bluff_offpeak | Arizona_Li_Battery_8hr_55 | Operational_New_Capacity_MW | -1
Bellota_Weber_offpeak | Northern_California_Solar_172 | Operational_New_Capacity_MW | 0.68 | Colorado_River_Red_Bluff_HSN | Arizona_Li_Battery_8hr_62 | Reliability_Capacity_In_Model_Year | 1 | Arizona_Li_Battery_8hr_62 | Colorado River-Red Bluff Constraint | CAISO_Li_Battery_8hr_Dispatch | Solar | Colorado_River_Red_Bluff_HSN | Arizona_Li_Battery_8hr_62 | Reliability_Capacity_In_Model_Year | 1 | Colorado_River_Red_Bluff_SSN | Arizona_Li_Battery_8hr_62 | Reliability_Capacity_In_Model_Year | 0.5 | Colorado_River_Red_Bluff_offpeak | Arizona_Li_Battery_8hr_62 | Operational_New_Capacity_MW | -1
Bellota_Weber_offpeak | Northern_California_Solar_179 | Operational_New_Capacity_MW | 0.68 | Colorado_River_Red_Bluff_HSN | Arizona_Li_Battery_8hr_77 | Reliability_Capacity_In_Model_Year | 1 | Arizona_Li_Battery_8hr_77 | Colorado River-Red Bluff Constraint | CAISO_Li_Battery_8hr_Dispatch | Solar | Colorado_River_Red_Bluff_HSN | Arizona_Li_Battery_8hr_77 | Reliability_Capacity_In_Model_Year | 1 | Colorado_River_Red_Bluff_SSN | Arizona_Li_Battery_8hr_77 | Reliability_Capacity_In_Model_Year | 0.5 | Colorado_River_Red_Bluff_offpeak | Arizona_Li_Battery_8hr_77 | Operational_New_Capacity_MW | -1
Bellota_Weber_offpeak | Northern_California_Wind_159 | Operational_New_Capacity_MW | 0.63 | Colorado_River_Red_Bluff_HSN | Arizona_Li_Battery_8hr_90 | Reliability_Capacity_In_Model_Year | 1 | Arizona_Li_Battery_8hr_90 | Colorado River-Red Bluff Constraint | CAISO_Li_Battery_8hr_Dispatch | Solar | Colorado_River_Red_Bluff_HSN | Arizona_Li_Battery_8hr_90 | Reliability_Capacity_In_Model_Year | 1 | Colorado_River_Red_Bluff_SSN | Arizona_Li_Battery_8hr_90 | Reliability_Capacity_In_Model_Year | 0.5 | Colorado_River_Red_Bluff_offpeak | Arizona_Li_Battery_8hr_90 | Operational_New_Capacity_MW | -1
Bellota_Weber_offpeak | Solano_Wind_85 | Operational_New_Capacity_MW | 0.63 | Colorado_River_Red_Bluff_HSN | Greater_Imperial_Li_Battery_8hr_107 | Reliability_Capacity_In_Model_Year | 1 | Greater_Imperial_Li_Battery_8hr_107 | Colorado River-Red Bluff Constraint | CAISO_Li_Battery_8hr_Dispatch | Solar | Colorado_River_Red_Bluff_HSN | Greater_Imperial_Li_Battery_8hr_107 | Reliability_Capacity_In_Model_Year | 1 | Colorado_River_Red_Bluff_SSN | Greater_Imperial_Li_Battery_8hr_107 | Reliability_Capacity_In_Model_Year | 0.5 | Colorado_River_Red_Bluff_offpeak | Greater_Imperial_Li_Battery_8hr_107 | Operational_New_Capacity_MW | -1
Bellota_Weber_offpeak | Solano_Wind_122 | Operational_New_Capacity_MW | 0.63 | Colorado_River_Red_Bluff_HSN | Greater_Imperial_Li_Battery_8hr_133 | Reliability_Capacity_In_Model_Year | 1 | Greater_Imperial_Li_Battery_8hr_133 | Colorado River-Red Bluff Constraint | CAISO_Li_Battery_8hr_Dispatch | Solar | Colorado_River_Red_Bluff_HSN | Greater_Imperial_Li_Battery_8hr_133 | Reliability_Capacity_In_Model_Year | 1 | Colorado_River_Red_Bluff_SSN | Greater_Imperial_Li_Battery_8hr_133 | Reliability_Capacity_In_Model_Year | 0.5 | Colorado_River_Red_Bluff_offpeak | Greater_Imperial_Li_Battery_8hr_133 | Operational_New_Capacity_MW | -1
Bellota_Weber_offpeak | Southern_PGAE_Solar_111 | Operational_New_Capacity_MW | 0.68 | Colorado_River_Red_Bluff_HSN | Greater_Imperial_Solar_107 | Reliability_Capacity_In_Model_Year | 0.106 | Greater_Imperial_Solar_107 | Colorado River-Red Bluff Constraint | Greater_Imperial_Solar | Solar | Colorado_River_Red_Bluff_HSN | Greater_Imperial_Solar_107 | Reliability_Capacity_In_Model_Year | 0.106 | Colorado_River_Red_Bluff_SSN | Greater_Imperial_Solar_107 | Reliability_Capacity_In_Model_Year | 0.427 | Colorado_River_Red_Bluff_offpeak | Greater_Imperial_Solar_107 | Operational_New_Capacity_MW | 0.77
Bellota_Weber_offpeak | Southern_PGAE_Solar_139 | Operational_New_Capacity_MW | 0.68 | Colorado_River_Red_Bluff_HSN | Greater_Imperial_Solar_133 | Reliability_Capacity_In_Model_Year | 0.106 | Greater_Imperial_Solar_133 | Colorado River-Red Bluff Constraint | Greater_Imperial_Solar | Solar | Colorado_River_Red_Bluff_HSN | Greater_Imperial_Solar_133 | Reliability_Capacity_In_Model_Year | 0.106 | Colorado_River_Red_Bluff_SSN | Greater_Imperial_Solar_133 | Reliability_Capacity_In_Model_Year | 0.427 | Colorado_River_Red_Bluff_offpeak | Greater_Imperial_Solar_133 | Operational_New_Capacity_MW | 0.77
Bellota_Weber_offpeak | Southern_PGAE_Solar_140 | Operational_New_Capacity_MW | 0.68 | Colorado_River_Red_Bluff_HSN | Idaho_Wind_19 | Reliability_Capacity_In_Model_Year | 0.67 | Idaho_Wind_19 | Colorado River-Red Bluff Constraint | Idaho_Wind | Solar | Colorado_River_Red_Bluff_HSN | Idaho_Wind_19 | Reliability_Capacity_In_Model_Year | 0.67 | Colorado_River_Red_Bluff_SSN | Idaho_Wind_19 | Reliability_Capacity_In_Model_Year | 0.35 | Colorado_River_Red_Bluff_offpeak | Idaho_Wind_19 | Operational_New_Capacity_MW | 0.67
Bellota_Weber_offpeak | Southern_PGAE_Solar_151 | Operational_New_Capacity_MW | 0.68 | Colorado_River_Red_Bluff_HSN | New_Mexico_Wind_55 | Reliability_Capacity_In_Model_Year | 0.67 | New_Mexico_Wind_55 | Colorado River-Red Bluff Constraint | New_Mexico_Wind | Solar | Colorado_River_Red_Bluff_HSN | New_Mexico_Wind_55 | Reliability_Capacity_In_Model_Year | 0.67 | Colorado_River_Red_Bluff_SSN | New_Mexico_Wind_55 | Reliability_Capacity_In_Model_Year | 0.35 | Colorado_River_Red_Bluff_offpeak | New_Mexico_Wind_55 | Operational_New_Capacity_MW | 0.67
Bellota_Weber_offpeak | Southern_PGAE_Solar_154 | Operational_New_Capacity_MW | 0.68 | Colorado_River_Red_Bluff_HSN | Northern_Nevada_Geothermal_19 | Reliability_Capacity_In_Model_Year | 1 | Northern_Nevada_Geothermal_19 | Colorado River-Red Bluff Constraint | Northern_Nevada_Geothermal | Solar | Colorado_River_Red_Bluff_HSN | Northern_Nevada_Geothermal_19 | Reliability_Capacity_In_Model_Year | 1 | Colorado_River_Red_Bluff_SSN | Northern_Nevada_Geothermal_19 | Reliability_Capacity_In_Model_Year | 1 | Colorado_River_Red_Bluff_offpeak | Northern_Nevada_Geothermal_19 | Operational_New_Capacity_MW | 1
Bellota_Weber_offpeak | Southern_PGAE_Solar_161 | Operational_New_Capacity_MW | 0.68 | Colorado_River_Red_Bluff_HSN | Southern_NV_Eldorado_Solar_19 | Reliability_Capacity_In_Model_Year | 0.106 | Southern_NV_Eldorado_Solar_19 | Colorado River-Red Bluff Constraint | Southern_NV_Eldorado_Solar | Solar | Colorado_River_Red_Bluff_HSN | Southern_NV_Eldorado_Solar_19 | Reliability_Capacity_In_Model_Year | 0.106 | Colorado_River_Red_Bluff_SSN | Southern_NV_Eldorado_Solar_19 | Reliability_Capacity_In_Model_Year | 0.427 | Colorado_River_Red_Bluff_offpeak | Southern_NV_Eldorado_Solar_19 | Operational_New_Capacity_MW | 0.77
Bellota_Weber_offpeak | Southern_PGAE_Solar_162 | Operational_New_Capacity_MW | 0.68 | Colorado_River_Red_Bluff_HSN | Southern_NV_Eldorado_Solar_40 | Reliability_Capacity_In_Model_Year | 0.106 | Southern_NV_Eldorado_Solar_40 | Colorado River-Red Bluff Constraint | Southern_NV_Eldorado_Solar | Solar | Colorado_River_Red_Bluff_HSN | Southern_NV_Eldorado_Solar_40 | Reliability_Capacity_In_Model_Year | 0.106 | Colorado_River_Red_Bluff_SSN | Southern_NV_Eldorado_Solar_40 | Reliability_Capacity_In_Model_Year | 0.427 | Colorado_River_Red_Bluff_offpeak | Southern_NV_Eldorado_Solar_40 | Operational_New_Capacity_MW | 0.77
Bellota_Weber_offpeak | Southern_PGAE_Solar_163 | Operational_New_Capacity_MW | 0.68 | Colorado_River_Red_Bluff_HSN | Utah_Geothermal_19 | Reliability_Capacity_In_Model_Year | 1 | Utah_Geothermal_19 | Colorado River-Red Bluff Constraint | Utah_Geothermal | Solar | Colorado_River_Red_Bluff_HSN | Utah_Geothermal_19 | Reliability_Capacity_In_Model_Year | 1 | Colorado_River_Red_Bluff_SSN | Utah_Geothermal_19 | Reliability_Capacity_In_Model_Year | 1 | Colorado_River_Red_Bluff_offpeak | Utah_Geothermal_19 | Operational_New_Capacity_MW | 1
Bellota_Weber_offpeak | Southern_PGAE_Solar_164 | Operational_New_Capacity_MW | 0.68 | Colorado_River_Red_Bluff_HSN | Utah_Wind_19 | Reliability_Capacity_In_Model_Year | 0.67 | Utah_Wind_19 | Colorado River-Red Bluff Constraint | Utah_Wind | Solar | Colorado_River_Red_Bluff_HSN | Utah_Wind_19 | Reliability_Capacity_In_Model_Year | 0.67 | Colorado_River_Red_Bluff_SSN | Utah_Wind_19 | Reliability_Capacity_In_Model_Year | 0.35 | Colorado_River_Red_Bluff_offpeak | Utah_Wind_19 | Operational_New_Capacity_MW | 0.67
Bellota_Weber_offpeak | Southern_PGAE_Solar_165 | Operational_New_Capacity_MW | 0.68 | Colorado_River_Red_Bluff_HSN | Wyoming_Wind_19 | Reliability_Capacity_In_Model_Year | 0.67 | Wyoming_Wind_19 | Colorado River-Red Bluff Constraint | Wyoming_Wind | Solar | Colorado_River_Red_Bluff_HSN | Wyoming_Wind_19 | Reliability_Capacity_In_Model_Year | 0.67 | Colorado_River_Red_Bluff_SSN | Wyoming_Wind_19 | Reliability_Capacity_In_Model_Year | 0.35 | Colorado_River_Red_Bluff_offpeak | Wyoming_Wind_19 | Operational_New_Capacity_MW | 0.67
Bellota_Weber_offpeak | Southern_PGAE_Solar_168 | Operational_New_Capacity_MW | 0.68 | Contra_Costa_Windmaster_HSN | Northern_California_Flow_Battery_83 | Reliability_Capacity_In_Model_Year | 1 | Northern_California_Flow_Battery_83 | Contra Costa- Windmaster 230 kV line | CAISO_Flow_Battery_8hr_Dispatch | Wind | Contra_Costa_Windmaster_HSN | Northern_California_Flow_Battery_83 | Reliability_Capacity_In_Model_Year | 1 | Contra_Costa_Windmaster_SSN | Northern_California_Flow_Battery_83 | Reliability_Capacity_In_Model_Year | 0.5 | Contra_Costa_Windmaster_offpeak | Northern_California_Flow_Battery_83 | Operational_New_Capacity_MW | -1
Bellota_Weber_offpeak | Southern_PGAE_Solar_169 | Operational_New_Capacity_MW | 0.68 | Contra_Costa_Windmaster_HSN | Northern_California_Flow_Battery_85 | Reliability_Capacity_In_Model_Year | 1 | Northern_California_Flow_Battery_85 | Contra Costa- Windmaster 230 kV line | CAISO_Flow_Battery_8hr_Dispatch | Wind | Contra_Costa_Windmaster_HSN | Northern_California_Flow_Battery_85 | Reliability_Capacity_In_Model_Year | 1 | Contra_Costa_Windmaster_SSN | Northern_California_Flow_Battery_85 | Reliability_Capacity_In_Model_Year | 0.5 | Contra_Costa_Windmaster_offpeak | Northern_California_Flow_Battery_85 | Operational_New_Capacity_MW | -1
Bellota_Weber_offpeak | Southern_PGAE_Solar_170 | Operational_New_Capacity_MW | 0.68 | Contra_Costa_Windmaster_HSN | Northern_California_Flow_Battery_94 | Reliability_Capacity_In_Model_Year | 1 | Northern_California_Flow_Battery_94 | Contra Costa- Windmaster 230 kV line | CAISO_Flow_Battery_8hr_Dispatch | Wind | Contra_Costa_Windmaster_HSN | Northern_California_Flow_Battery_94 | Reliability_Capacity_In_Model_Year | 1 | Contra_Costa_Windmaster_SSN | Northern_California_Flow_Battery_94 | Reliability_Capacity_In_Model_Year | 0.5 | Contra_Costa_Windmaster_offpeak | Northern_California_Flow_Battery_94 | Operational_New_Capacity_MW | -1
Bellota_Weber_offpeak | Southern_PGAE_Solar_174 | Operational_New_Capacity_MW | 0.68 | Contra_Costa_Windmaster_HSN | Northern_California_Flow_Battery_112 | Reliability_Capacity_In_Model_Year | 1 | Northern_California_Flow_Battery_112 | Contra Costa- Windmaster 230 kV line | CAISO_Flow_Battery_8hr_Dispatch | Wind | Contra_Costa_Windmaster_HSN | Northern_California_Flow_Battery_112 | Reliability_Capacity_In_Model_Year | 1 | Contra_Costa_Windmaster_SSN | Northern_California_Flow_Battery_112 | Reliability_Capacity_In_Model_Year | 0.5 | Contra_Costa_Windmaster_offpeak | Northern_California_Flow_Battery_112 | Operational_New_Capacity_MW | -1
Bellota_Weber_offpeak | Southern_PGAE_Solar_176 | Operational_New_Capacity_MW | 0.68 | Contra_Costa_Windmaster_HSN | Northern_California_Flow_Battery_126 | Reliability_Capacity_In_Model_Year | 1 | Northern_California_Flow_Battery_126 | Contra Costa- Windmaster 230 kV line | CAISO_Flow_Battery_8hr_Dispatch | Wind | Contra_Costa_Windmaster_HSN | Northern_California_Flow_Battery_126 | Reliability_Capacity_In_Model_Year | 1 | Contra_Costa_Windmaster_SSN | Northern_California_Flow_Battery_126 | Reliability_Capacity_In_Model_Year | 0.5 | Contra_Costa_Windmaster_offpeak | Northern_California_Flow_Battery_126 | Operational_New_Capacity_MW | -1
Bellota_Weber_offpeak | Subacco_group | Operational_New_Capacity_MW | -1 | Contra_Costa_Windmaster_HSN | Northern_California_Flow_Battery_127 | Reliability_Capacity_In_Model_Year | 1 | Northern_California_Flow_Battery_127 | Contra Costa- Windmaster 230 kV line | CAISO_Flow_Battery_8hr_Dispatch | Wind | Contra_Costa_Windmaster_HSN | Northern_California_Flow_Battery_127 | Reliability_Capacity_In_Model_Year | 1 | Contra_Costa_Windmaster_SSN | Northern_California_Flow_Battery_127 | Reliability_Capacity_In_Model_Year | 0.5 | Contra_Costa_Windmaster_offpeak | Northern_California_Flow_Battery_127 | Operational_New_Capacity_MW | -1
Bellota_Weber_SSN | Northern_California_Flow_Battery_25 | Reliability_Capacity_In_Model_Year | 0.5 | Contra_Costa_Windmaster_HSN | Northern_California_Flow_Battery_150 | Reliability_Capacity_In_Model_Year | 1 | Northern_California_Flow_Battery_150 | Contra Costa- Windmaster 230 kV line | CAISO_Flow_Battery_8hr_Dispatch | Wind | Contra_Costa_Windmaster_HSN | Northern_California_Flow_Battery_150 | Reliability_Capacity_In_Model_Year | 1 | Contra_Costa_Windmaster_SSN | Northern_California_Flow_Battery_150 | Reliability_Capacity_In_Model_Year | 0.5 | Contra_Costa_Windmaster_offpeak | Northern_California_Flow_Battery_150 | Operational_New_Capacity_MW | -1
Bellota_Weber_SSN | Northern_California_Flow_Battery_31 | Reliability_Capacity_In_Model_Year | 0.5 | Contra_Costa_Windmaster_HSN | Northern_California_Flow_Battery_155 | Reliability_Capacity_In_Model_Year | 1 | Northern_California_Flow_Battery_155 | Contra Costa- Windmaster 230 kV line | CAISO_Flow_Battery_8hr_Dispatch | Wind | Contra_Costa_Windmaster_HSN | Northern_California_Flow_Battery_155 | Reliability_Capacity_In_Model_Year | 1 | Contra_Costa_Windmaster_SSN | Northern_California_Flow_Battery_155 | Reliability_Capacity_In_Model_Year | 0.5 | Contra_Costa_Windmaster_offpeak | Northern_California_Flow_Battery_155 | Operational_New_Capacity_MW | -1
Bellota_Weber_SSN | Northern_California_Flow_Battery_80 | Reliability_Capacity_In_Model_Year | 0.5 | Contra_Costa_Windmaster_HSN | Northern_California_Flow_Battery_158 | Reliability_Capacity_In_Model_Year | 1 | Northern_California_Flow_Battery_158 | Contra Costa- Windmaster 230 kV line | CAISO_Flow_Battery_8hr_Dispatch | Wind | Contra_Costa_Windmaster_HSN | Northern_California_Flow_Battery_158 | Reliability_Capacity_In_Model_Year | 1 | Contra_Costa_Windmaster_SSN | Northern_California_Flow_Battery_158 | Reliability_Capacity_In_Model_Year | 0.5 | Contra_Costa_Windmaster_offpeak | Northern_California_Flow_Battery_158 | Operational_New_Capacity_MW | -1
Bellota_Weber_SSN | Northern_California_Flow_Battery_85 | Reliability_Capacity_In_Model_Year | 0.5 | Contra_Costa_Windmaster_HSN | Northern_California_Li_Battery_4hr_83 | Reliability_Capacity_In_Model_Year | 1 | Northern_California_Li_Battery_4hr_83 | Contra Costa- Windmaster 230 kV line | CAISO_Li_Battery_4hr_Dispatch | Wind | Contra_Costa_Windmaster_HSN | Northern_California_Li_Battery_4hr_83 | Reliability_Capacity_In_Model_Year | 1 | Contra_Costa_Windmaster_SSN | Northern_California_Li_Battery_4hr_83 | Reliability_Capacity_In_Model_Year | 0.5 | Contra_Costa_Windmaster_offpeak | Northern_California_Li_Battery_4hr_83 | Operational_New_Capacity_MW | -1
Bellota_Weber_SSN | Northern_California_Flow_Battery_92 | Reliability_Capacity_In_Model_Year | 0.5 | Contra_Costa_Windmaster_HSN | Northern_California_Li_Battery_4hr_85 | Reliability_Capacity_In_Model_Year | 1 | Northern_California_Li_Battery_4hr_85 | Contra Costa- Windmaster 230 kV line | CAISO_Li_Battery_4hr_Dispatch | Wind | Contra_Costa_Windmaster_HSN | Northern_California_Li_Battery_4hr_85 | Reliability_Capacity_In_Model_Year | 1 | Contra_Costa_Windmaster_SSN | Northern_California_Li_Battery_4hr_85 | Reliability_Capacity_In_Model_Year | 0.5 | Contra_Costa_Windmaster_offpeak | Northern_California_Li_Battery_4hr_85 | Operational_New_Capacity_MW | -1
Bellota_Weber_SSN | Southern_PGAE_Flow_Battery_111 | Reliability_Capacity_In_Model_Year | 0.5 | Contra_Costa_Windmaster_HSN | Northern_California_Li_Battery_4hr_94 | Reliability_Capacity_In_Model_Year | 1 | Northern_California_Li_Battery_4hr_94 | Contra Costa- Windmaster 230 kV line | CAISO_Li_Battery_4hr_Dispatch | Wind | Contra_Costa_Windmaster_HSN | Northern_California_Li_Battery_4hr_94 | Reliability_Capacity_In_Model_Year | 1 | Contra_Costa_Windmaster_SSN | Northern_California_Li_Battery_4hr_94 | Reliability_Capacity_In_Model_Year | 0.5 | Contra_Costa_Windmaster_offpeak | Northern_California_Li_Battery_4hr_94 | Operational_New_Capacity_MW | -1
Bellota_Weber_SSN | Northern_California_Flow_Battery_114 | Reliability_Capacity_In_Model_Year | 0.5 | Contra_Costa_Windmaster_HSN | Northern_California_Li_Battery_4hr_112 | Reliability_Capacity_In_Model_Year | 1 | Northern_California_Li_Battery_4hr_112 | Contra Costa- Windmaster 230 kV line | CAISO_Li_Battery_4hr_Dispatch | Wind | Contra_Costa_Windmaster_HSN | Northern_California_Li_Battery_4hr_112 | Reliability_Capacity_In_Model_Year | 1 | Contra_Costa_Windmaster_SSN | Northern_California_Li_Battery_4hr_112 | Reliability_Capacity_In_Model_Year | 0.5 | Contra_Costa_Windmaster_offpeak | Northern_California_Li_Battery_4hr_112 | Operational_New_Capacity_MW | -1
Bellota_Weber_SSN | Northern_California_Flow_Battery_122 | Reliability_Capacity_In_Model_Year | 0.5 | Contra_Costa_Windmaster_HSN | Northern_California_Li_Battery_4hr_126 | Reliability_Capacity_In_Model_Year | 1 | Northern_California_Li_Battery_4hr_126 | Contra Costa- Windmaster 230 kV line | CAISO_Li_Battery_4hr_Dispatch | Wind | Contra_Costa_Windmaster_HSN | Northern_California_Li_Battery_4hr_126 | Reliability_Capacity_In_Model_Year | 1 | Contra_Costa_Windmaster_SSN | Northern_California_Li_Battery_4hr_126 | Reliability_Capacity_In_Model_Year | 0.5 | Contra_Costa_Windmaster_offpeak | Northern_California_Li_Battery_4hr_126 | Operational_New_Capacity_MW | -1
Bellota_Weber_SSN | Northern_California_Flow_Battery_135 | Reliability_Capacity_In_Model_Year | 0.5 | Contra_Costa_Windmaster_HSN | Northern_California_Li_Battery_4hr_127 | Reliability_Capacity_In_Model_Year | 1 | Northern_California_Li_Battery_4hr_127 | Contra Costa- Windmaster 230 kV line | CAISO_Li_Battery_4hr_Dispatch | Wind | Contra_Costa_Windmaster_HSN | Northern_California_Li_Battery_4hr_127 | Reliability_Capacity_In_Model_Year | 1 | Contra_Costa_Windmaster_SSN | Northern_California_Li_Battery_4hr_127 | Reliability_Capacity_In_Model_Year | 0.5 | Contra_Costa_Windmaster_offpeak | Northern_California_Li_Battery_4hr_127 | Operational_New_Capacity_MW | -1
Bellota_Weber_SSN | Northern_California_Flow_Battery_138 | Reliability_Capacity_In_Model_Year | 0.5 | Contra_Costa_Windmaster_HSN | Northern_California_Li_Battery_4hr_150 | Reliability_Capacity_In_Model_Year | 1 | Northern_California_Li_Battery_4hr_150 | Contra Costa- Windmaster 230 kV line | CAISO_Li_Battery_4hr_Dispatch | Wind | Contra_Costa_Windmaster_HSN | Northern_California_Li_Battery_4hr_150 | Reliability_Capacity_In_Model_Year | 1 | Contra_Costa_Windmaster_SSN | Northern_California_Li_Battery_4hr_150 | Reliability_Capacity_In_Model_Year | 0.5 | Contra_Costa_Windmaster_offpeak | Northern_California_Li_Battery_4hr_150 | Operational_New_Capacity_MW | -1
Bellota_Weber_SSN | Southern_PGAE_Flow_Battery_139 | Reliability_Capacity_In_Model_Year | 0.5 | Contra_Costa_Windmaster_HSN | Northern_California_Li_Battery_4hr_155 | Reliability_Capacity_In_Model_Year | 1 | Northern_California_Li_Battery_4hr_155 | Contra Costa- Windmaster 230 kV line | CAISO_Li_Battery_4hr_Dispatch | Wind | Contra_Costa_Windmaster_HSN | Northern_California_Li_Battery_4hr_155 | Reliability_Capacity_In_Model_Year | 1 | Contra_Costa_Windmaster_SSN | Northern_California_Li_Battery_4hr_155 | Reliability_Capacity_In_Model_Year | 0.5 | Contra_Costa_Windmaster_offpeak | Northern_California_Li_Battery_4hr_155 | Operational_New_Capacity_MW | -1
Bellota_Weber_SSN | Southern_PGAE_Flow_Battery_140 | Reliability_Capacity_In_Model_Year | 0.5 | Contra_Costa_Windmaster_HSN | Northern_California_Li_Battery_4hr_158 | Reliability_Capacity_In_Model_Year | 1 | Northern_California_Li_Battery_4hr_158 | Contra Costa- Windmaster 230 kV line | CAISO_Li_Battery_4hr_Dispatch | Wind | Contra_Costa_Windmaster_HSN | Northern_California_Li_Battery_4hr_158 | Reliability_Capacity_In_Model_Year | 1 | Contra_Costa_Windmaster_SSN | Northern_California_Li_Battery_4hr_158 | Reliability_Capacity_In_Model_Year | 0.5 | Contra_Costa_Windmaster_offpeak | Northern_California_Li_Battery_4hr_158 | Operational_New_Capacity_MW | -1
Bellota_Weber_SSN | Northern_California_Flow_Battery_141 | Reliability_Capacity_In_Model_Year | 0.5 | Contra_Costa_Windmaster_HSN | Northern_California_Li_Battery_8hr_83 | Reliability_Capacity_In_Model_Year | 1 | Northern_California_Li_Battery_8hr_83 | Contra Costa- Windmaster 230 kV line | CAISO_Li_Battery_8hr_Dispatch | Wind | Contra_Costa_Windmaster_HSN | Northern_California_Li_Battery_8hr_83 | Reliability_Capacity_In_Model_Year | 1 | Contra_Costa_Windmaster_SSN | Northern_California_Li_Battery_8hr_83 | Reliability_Capacity_In_Model_Year | 0.5 | Contra_Costa_Windmaster_offpeak | Northern_California_Li_Battery_8hr_83 | Operational_New_Capacity_MW | -1
Bellota_Weber_SSN | Northern_California_Flow_Battery_144 | Reliability_Capacity_In_Model_Year | 0.5 | Contra_Costa_Windmaster_HSN | Northern_California_Li_Battery_8hr_85 | Reliability_Capacity_In_Model_Year | 1 | Northern_California_Li_Battery_8hr_85 | Contra Costa- Windmaster 230 kV line | CAISO_Li_Battery_8hr_Dispatch | Wind | Contra_Costa_Windmaster_HSN | Northern_California_Li_Battery_8hr_85 | Reliability_Capacity_In_Model_Year | 1 | Contra_Costa_Windmaster_SSN | Northern_California_Li_Battery_8hr_85 | Reliability_Capacity_In_Model_Year | 0.5 | Contra_Costa_Windmaster_offpeak | Northern_California_Li_Battery_8hr_85 | Operational_New_Capacity_MW | -1
Bellota_Weber_SSN | Southern_PGAE_Flow_Battery_151 | Reliability_Capacity_In_Model_Year | 0.5 | Contra_Costa_Windmaster_HSN | Northern_California_Li_Battery_8hr_94 | Reliability_Capacity_In_Model_Year | 1 | Northern_California_Li_Battery_8hr_94 | Contra Costa- Windmaster 230 kV line | CAISO_Li_Battery_8hr_Dispatch | Wind | Contra_Costa_Windmaster_HSN | Northern_California_Li_Battery_8hr_94 | Reliability_Capacity_In_Model_Year | 1 | Contra_Costa_Windmaster_SSN | Northern_California_Li_Battery_8hr_94 | Reliability_Capacity_In_Model_Year | 0.5 | Contra_Costa_Windmaster_offpeak | Northern_California_Li_Battery_8hr_94 | Operational_New_Capacity_MW | -1
Bellota_Weber_SSN | Southern_PGAE_Flow_Battery_154 | Reliability_Capacity_In_Model_Year | 0.5 | Contra_Costa_Windmaster_HSN | Northern_California_Li_Battery_8hr_112 | Reliability_Capacity_In_Model_Year | 1 | Northern_California_Li_Battery_8hr_112 | Contra Costa- Windmaster 230 kV line | CAISO_Li_Battery_8hr_Dispatch | Wind | Contra_Costa_Windmaster_HSN | Northern_California_Li_Battery_8hr_112 | Reliability_Capacity_In_Model_Year | 1 | Contra_Costa_Windmaster_SSN | Northern_California_Li_Battery_8hr_112 | Reliability_Capacity_In_Model_Year | 0.5 | Contra_Costa_Windmaster_offpeak | Northern_California_Li_Battery_8hr_112 | Operational_New_Capacity_MW | -1
Bellota_Weber_SSN | Northern_California_Flow_Battery_157 | Reliability_Capacity_In_Model_Year | 0.5 | Contra_Costa_Windmaster_HSN | Northern_California_Li_Battery_8hr_126 | Reliability_Capacity_In_Model_Year | 1 | Northern_California_Li_Battery_8hr_126 | Contra Costa- Windmaster 230 kV line | CAISO_Li_Battery_8hr_Dispatch | Wind | Contra_Costa_Windmaster_HSN | Northern_California_Li_Battery_8hr_126 | Reliability_Capacity_In_Model_Year | 1 | Contra_Costa_Windmaster_SSN | Northern_California_Li_Battery_8hr_126 | Reliability_Capacity_In_Model_Year | 0.5 | Contra_Costa_Windmaster_offpeak | Northern_California_Li_Battery_8hr_126 | Operational_New_Capacity_MW | -1
Bellota_Weber_SSN | Northern_California_Flow_Battery_159 | Reliability_Capacity_In_Model_Year | 0.5 | Contra_Costa_Windmaster_HSN | Northern_California_Li_Battery_8hr_127 | Reliability_Capacity_In_Model_Year | 1 | Northern_California_Li_Battery_8hr_127 | Contra Costa- Windmaster 230 kV line | CAISO_Li_Battery_8hr_Dispatch | Wind | Contra_Costa_Windmaster_HSN | Northern_California_Li_Battery_8hr_127 | Reliability_Capacity_In_Model_Year | 1 | Contra_Costa_Windmaster_SSN | Northern_California_Li_Battery_8hr_127 | Reliability_Capacity_In_Model_Year | 0.5 | Contra_Costa_Windmaster_offpeak | Northern_California_Li_Battery_8hr_127 | Operational_New_Capacity_MW | -1
Bellota_Weber_SSN | Southern_PGAE_Flow_Battery_161 | Reliability_Capacity_In_Model_Year | 0.5 | Contra_Costa_Windmaster_HSN | Northern_California_Li_Battery_8hr_150 | Reliability_Capacity_In_Model_Year | 1 | Northern_California_Li_Battery_8hr_150 | Contra Costa- Windmaster 230 kV line | CAISO_Li_Battery_8hr_Dispatch | Wind | Contra_Costa_Windmaster_HSN | Northern_California_Li_Battery_8hr_150 | Reliability_Capacity_In_Model_Year | 1 | Contra_Costa_Windmaster_SSN | Northern_California_Li_Battery_8hr_150 | Reliability_Capacity_In_Model_Year | 0.5 | Contra_Costa_Windmaster_offpeak | Northern_California_Li_Battery_8hr_150 | Operational_New_Capacity_MW | -1
Bellota_Weber_SSN | Southern_PGAE_Flow_Battery_162 | Reliability_Capacity_In_Model_Year | 0.5 | Contra_Costa_Windmaster_HSN | Northern_California_Li_Battery_8hr_155 | Reliability_Capacity_In_Model_Year | 1 | Northern_California_Li_Battery_8hr_155 | Contra Costa- Windmaster 230 kV line | CAISO_Li_Battery_8hr_Dispatch | Wind | Contra_Costa_Windmaster_HSN | Northern_California_Li_Battery_8hr_155 | Reliability_Capacity_In_Model_Year | 1 | Contra_Costa_Windmaster_SSN | Northern_California_Li_Battery_8hr_155 | Reliability_Capacity_In_Model_Year | 0.5 | Contra_Costa_Windmaster_offpeak | Northern_California_Li_Battery_8hr_155 | Operational_New_Capacity_MW | -1
Bellota_Weber_SSN | Southern_PGAE_Flow_Battery_163 | Reliability_Capacity_In_Model_Year | 0.5 | Contra_Costa_Windmaster_HSN | Northern_California_Li_Battery_8hr_158 | Reliability_Capacity_In_Model_Year | 1 | Northern_California_Li_Battery_8hr_158 | Contra Costa- Windmaster 230 kV line | CAISO_Li_Battery_8hr_Dispatch | Wind | Contra_Costa_Windmaster_HSN | Northern_California_Li_Battery_8hr_158 | Reliability_Capacity_In_Model_Year | 1 | Contra_Costa_Windmaster_SSN | Northern_California_Li_Battery_8hr_158 | Reliability_Capacity_In_Model_Year | 0.5 | Contra_Costa_Windmaster_offpeak | Northern_California_Li_Battery_8hr_158 | Operational_New_Capacity_MW | -1
Bellota_Weber_SSN | Southern_PGAE_Flow_Battery_164 | Reliability_Capacity_In_Model_Year | 0.5 | Contra_Costa_Windmaster_HSN | Northern_California_Solar_83 | Reliability_Capacity_In_Model_Year | 0.1 | Northern_California_Solar_83 | Contra Costa- Windmaster 230 kV line | Northern_California_Solar | Wind | Contra_Costa_Windmaster_HSN | Northern_California_Solar_83 | Reliability_Capacity_In_Model_Year | 0.1 | Contra_Costa_Windmaster_SSN | Northern_California_Solar_83 | Reliability_Capacity_In_Model_Year | 0.556 | Contra_Costa_Windmaster_offpeak | Northern_California_Solar_83 | Operational_New_Capacity_MW | 0.68
Bellota_Weber_SSN | Southern_PGAE_Flow_Battery_165 | Reliability_Capacity_In_Model_Year | 0.5 | Contra_Costa_Windmaster_HSN | Northern_California_Solar_85 | Reliability_Capacity_In_Model_Year | 0.1 | Northern_California_Solar_85 | Contra Costa- Windmaster 230 kV line | Northern_California_Solar | Wind | Contra_Costa_Windmaster_HSN | Northern_California_Solar_85 | Reliability_Capacity_In_Model_Year | 0.1 | Contra_Costa_Windmaster_SSN | Northern_California_Solar_85 | Reliability_Capacity_In_Model_Year | 0.556 | Contra_Costa_Windmaster_offpeak | Northern_California_Solar_85 | Operational_New_Capacity_MW | 0.68
Bellota_Weber_SSN | Northern_California_Flow_Battery_166 | Reliability_Capacity_In_Model_Year | 0.5 | Contra_Costa_Windmaster_HSN | Northern_California_Solar_94 | Reliability_Capacity_In_Model_Year | 0.1 | Northern_California_Solar_94 | Contra Costa- Windmaster 230 kV line | Northern_California_Solar | Wind | Contra_Costa_Windmaster_HSN | Northern_California_Solar_94 | Reliability_Capacity_In_Model_Year | 0.1 | Contra_Costa_Windmaster_SSN | Northern_California_Solar_94 | Reliability_Capacity_In_Model_Year | 0.556 | Contra_Costa_Windmaster_offpeak | Northern_California_Solar_94 | Operational_New_Capacity_MW | 0.68
Bellota_Weber_SSN | Southern_PGAE_Flow_Battery_168 | Reliability_Capacity_In_Model_Year | 0.5 | Contra_Costa_Windmaster_HSN | Northern_California_Solar_112 | Reliability_Capacity_In_Model_Year | 0.1 | Northern_California_Solar_112 | Contra Costa- Windmaster 230 kV line | Northern_California_Solar | Wind | Contra_Costa_Windmaster_HSN | Northern_California_Solar_112 | Reliability_Capacity_In_Model_Year | 0.1 | Contra_Costa_Windmaster_SSN | Northern_California_Solar_112 | Reliability_Capacity_In_Model_Year | 0.556 | Contra_Costa_Windmaster_offpeak | Northern_California_Solar_112 | Operational_New_Capacity_MW | 0.68
Bellota_Weber_SSN | Southern_PGAE_Flow_Battery_169 | Reliability_Capacity_In_Model_Year | 0.5 | Contra_Costa_Windmaster_HSN | Northern_California_Solar_126 | Reliability_Capacity_In_Model_Year | 0.1 | Northern_California_Solar_126 | Contra Costa- Windmaster 230 kV line | Northern_California_Solar | Wind | Contra_Costa_Windmaster_HSN | Northern_California_Solar_126 | Reliability_Capacity_In_Model_Year | 0.1 | Contra_Costa_Windmaster_SSN | Northern_California_Solar_126 | Reliability_Capacity_In_Model_Year | 0.556 | Contra_Costa_Windmaster_offpeak | Northern_California_Solar_126 | Operational_New_Capacity_MW | 0.68
Bellota_Weber_SSN | Southern_PGAE_Flow_Battery_170 | Reliability_Capacity_In_Model_Year | 0.5 | Contra_Costa_Windmaster_HSN | Northern_California_Solar_127 | Reliability_Capacity_In_Model_Year | 0.1 | Northern_California_Solar_127 | Contra Costa- Windmaster 230 kV line | Northern_California_Solar | Wind | Contra_Costa_Windmaster_HSN | Northern_California_Solar_127 | Reliability_Capacity_In_Model_Year | 0.1 | Contra_Costa_Windmaster_SSN | Northern_California_Solar_127 | Reliability_Capacity_In_Model_Year | 0.556 | Contra_Costa_Windmaster_offpeak | Northern_California_Solar_127 | Operational_New_Capacity_MW | 0.68
Bellota_Weber_SSN | Northern_California_Flow_Battery_172 | Reliability_Capacity_In_Model_Year | 0.5 | Contra_Costa_Windmaster_HSN | Northern_California_Solar_150 | Reliability_Capacity_In_Model_Year | 0.1 | Northern_California_Solar_150 | Contra Costa- Windmaster 230 kV line | Northern_California_Solar | Wind | Contra_Costa_Windmaster_HSN | Northern_California_Solar_150 | Reliability_Capacity_In_Model_Year | 0.1 | Contra_Costa_Windmaster_SSN | Northern_California_Solar_150 | Reliability_Capacity_In_Model_Year | 0.556 | Contra_Costa_Windmaster_offpeak | Northern_California_Solar_150 | Operational_New_Capacity_MW | 0.68
Bellota_Weber_SSN | Southern_PGAE_Flow_Battery_174 | Reliability_Capacity_In_Model_Year | 0.5 | Contra_Costa_Windmaster_HSN | Northern_California_Solar_155 | Reliability_Capacity_In_Model_Year | 0.1 | Northern_California_Solar_155 | Contra Costa- Windmaster 230 kV line | Northern_California_Solar | Wind | Contra_Costa_Windmaster_HSN | Northern_California_Solar_155 | Reliability_Capacity_In_Model_Year | 0.1 | Contra_Costa_Windmaster_SSN | Northern_California_Solar_155 | Reliability_Capacity_In_Model_Year | 0.556 | Contra_Costa_Windmaster_offpeak | Northern_California_Solar_155 | Operational_New_Capacity_MW | 0.68
Bellota_Weber_SSN | Southern_PGAE_Flow_Battery_176 | Reliability_Capacity_In_Model_Year | 0.5 | Contra_Costa_Windmaster_HSN | Northern_California_Solar_158 | Reliability_Capacity_In_Model_Year | 0.1 | Northern_California_Solar_158 | Contra Costa- Windmaster 230 kV line | Northern_California_Solar | Wind | Contra_Costa_Windmaster_HSN | Northern_California_Solar_158 | Reliability_Capacity_In_Model_Year | 0.1 | Contra_Costa_Windmaster_SSN | Northern_California_Solar_158 | Reliability_Capacity_In_Model_Year | 0.556 | Contra_Costa_Windmaster_offpeak | Northern_California_Solar_158 | Operational_New_Capacity_MW | 0.68
Bellota_Weber_SSN | Northern_California_Flow_Battery_179 | Reliability_Capacity_In_Model_Year | 0.5 | Contra_Costa_Windmaster_HSN | Northern_California_Wind_83 | Reliability_Capacity_In_Model_Year | 0.665 | Northern_California_Wind_83 | Contra Costa- Windmaster 230 kV line | Northern_California_Wind | Wind | Contra_Costa_Windmaster_HSN | Northern_California_Wind_83 | Reliability_Capacity_In_Model_Year | 0.665 | Contra_Costa_Windmaster_SSN | Northern_California_Wind_83 | Reliability_Capacity_In_Model_Year | 0.163 | Contra_Costa_Windmaster_offpeak | Northern_California_Wind_83 | Operational_New_Capacity_MW | 0.63
Bellota_Weber_SSN | Northern_California_Li_Battery_4hr_25 | Reliability_Capacity_In_Model_Year | 0.5 | Contra_Costa_Windmaster_HSN | Solano_Wind_85 | Reliability_Capacity_In_Model_Year | 0.665 | Solano_Wind_85 | Contra Costa- Windmaster 230 kV line | Solano_Wind | Wind | Contra_Costa_Windmaster_HSN | Solano_Wind_85 | Reliability_Capacity_In_Model_Year | 0.665 | Contra_Costa_Windmaster_SSN | Solano_Wind_85 | Reliability_Capacity_In_Model_Year | 0.163 | Contra_Costa_Windmaster_offpeak | Solano_Wind_85 | Operational_New_Capacity_MW | 0.63
Bellota_Weber_SSN | Northern_California_Li_Battery_4hr_31 | Reliability_Capacity_In_Model_Year | 0.5 | Contra_Costa_Windmaster_HSN | Solano_Wind_94 | Reliability_Capacity_In_Model_Year | 0.665 | Solano_Wind_94 | Contra Costa- Windmaster 230 kV line | Solano_Wind | Wind | Contra_Costa_Windmaster_HSN | Solano_Wind_94 | Reliability_Capacity_In_Model_Year | 0.665 | Contra_Costa_Windmaster_SSN | Solano_Wind_94 | Reliability_Capacity_In_Model_Year | 0.163 | Contra_Costa_Windmaster_offpeak | Solano_Wind_94 | Operational_New_Capacity_MW | 0.63
Bellota_Weber_SSN | Northern_California_Li_Battery_4hr_80 | Reliability_Capacity_In_Model_Year | 0.5 | Contra_Costa_Windmaster_HSN | Solano_Wind_126 | Reliability_Capacity_In_Model_Year | 0.665 | Solano_Wind_126 | Contra Costa- Windmaster 230 kV line | Solano_Wind | Wind | Contra_Costa_Windmaster_HSN | Solano_Wind_126 | Reliability_Capacity_In_Model_Year | 0.665 | Contra_Costa_Windmaster_SSN | Solano_Wind_126 | Reliability_Capacity_In_Model_Year | 0.163 | Contra_Costa_Windmaster_offpeak | Solano_Wind_126 | Operational_New_Capacity_MW | 0.63
Bellota_Weber_SSN | Northern_California_Li_Battery_4hr_85 | Reliability_Capacity_In_Model_Year | 0.5 | Control_Inyokern_HSN | Greater_Kramer_Flow_Battery_156 | Reliability_Capacity_In_Model_Year | 1 | Greater_Kramer_Flow_Battery_156 | Control to Inyokern area constraint | CAISO_Flow_Battery_8hr_Dispatch | Solar | Control_Inyokern_HSN | Greater_Kramer_Flow_Battery_156 | Reliability_Capacity_In_Model_Year | 1 | Control_Inyokern_SSN | Greater_Kramer_Flow_Battery_156 | Reliability_Capacity_In_Model_Year | 0.5 | Control_Inyokern_offpeak | Greater_Kramer_Flow_Battery_156 | Operational_New_Capacity_MW | -1
Bellota_Weber_SSN | Northern_California_Li_Battery_4hr_92 | Reliability_Capacity_In_Model_Year | 0.5 | Control_Inyokern_HSN | Greater_Kramer_Li_Battery_4hr_156 | Reliability_Capacity_In_Model_Year | 1 | Greater_Kramer_Li_Battery_4hr_156 | Control to Inyokern area constraint | CAISO_Li_Battery_4hr_Dispatch | Solar | Control_Inyokern_HSN | Greater_Kramer_Li_Battery_4hr_156 | Reliability_Capacity_In_Model_Year | 1 | Control_Inyokern_SSN | Greater_Kramer_Li_Battery_4hr_156 | Reliability_Capacity_In_Model_Year | 0.5 | Control_Inyokern_offpeak | Greater_Kramer_Li_Battery_4hr_156 | Operational_New_Capacity_MW | -1
Bellota_Weber_SSN | Southern_PGAE_Li_Battery_4hr_111 | Reliability_Capacity_In_Model_Year | 0.5 | Control_Inyokern_HSN | Greater_Kramer_Li_Battery_8hr_156 | Reliability_Capacity_In_Model_Year | 1 | Greater_Kramer_Li_Battery_8hr_156 | Control to Inyokern area constraint | CAISO_Li_Battery_8hr_Dispatch | Solar | Control_Inyokern_HSN | Greater_Kramer_Li_Battery_8hr_156 | Reliability_Capacity_In_Model_Year | 1 | Control_Inyokern_SSN | Greater_Kramer_Li_Battery_8hr_156 | Reliability_Capacity_In_Model_Year | 0.5 | Control_Inyokern_offpeak | Greater_Kramer_Li_Battery_8hr_156 | Operational_New_Capacity_MW | -1
Bellota_Weber_SSN | Northern_California_Li_Battery_4hr_114 | Reliability_Capacity_In_Model_Year | 0.5 | Control_Inyokern_HSN | Greater_Kramer_Solar_156 | Reliability_Capacity_In_Model_Year | 0.106 | Greater_Kramer_Solar_156 | Control to Inyokern area constraint | Greater_Kramer_Solar | Solar | Control_Inyokern_HSN | Greater_Kramer_Solar_156 | Reliability_Capacity_In_Model_Year | 0.106 | Control_Inyokern_SSN | Greater_Kramer_Solar_156 | Reliability_Capacity_In_Model_Year | 0.427 | Control_Inyokern_offpeak | Greater_Kramer_Solar_156 | Operational_New_Capacity_MW | 0.77
Bellota_Weber_SSN | Northern_California_Li_Battery_4hr_122 | Reliability_Capacity_In_Model_Year | 0.5 | Control_Inyokern_HSN | Inyokern_North_Kramer_Geothermal_156 | Reliability_Capacity_In_Model_Year | 1 | Inyokern_North_Kramer_Geothermal_156 | Control to Inyokern area constraint | Inyokern_North_Kramer_Geothermal | Solar | Control_Inyokern_HSN | Inyokern_North_Kramer_Geothermal_156 | Reliability_Capacity_In_Model_Year | 1 | Control_Inyokern_SSN | Inyokern_North_Kramer_Geothermal_156 | Reliability_Capacity_In_Model_Year | 1 | Control_Inyokern_offpeak | Inyokern_North_Kramer_Geothermal_156 | Operational_New_Capacity_MW | 1
Bellota_Weber_SSN | Northern_California_Li_Battery_4hr_135 | Reliability_Capacity_In_Model_Year | 0.5 | Cortina_Eagle_Rock_HSN | Northern_California_Flow_Battery_70 | Reliability_Capacity_In_Model_Year | 1 | Northern_California_Flow_Battery_70 | Cortina-Eagle Rock 115 kV line | CAISO_Flow_Battery_8hr_Dispatch | Wind | Cortina_Eagle_Rock_HSN | Northern_California_Flow_Battery_70 | Reliability_Capacity_In_Model_Year | 1 | Cortina_Eagle_Rock_SSN | Northern_California_Flow_Battery_70 | Reliability_Capacity_In_Model_Year | 0.5 | Cortina_Eagle_Rock_offpeak | Northern_California_Flow_Battery_70 | Operational_New_Capacity_MW | -1
Bellota_Weber_SSN | Northern_California_Li_Battery_4hr_138 | Reliability_Capacity_In_Model_Year | 0.5 | Cortina_Eagle_Rock_HSN | Northern_California_Flow_Battery_127 | Reliability_Capacity_In_Model_Year | 1 | Northern_California_Flow_Battery_127 | Cortina-Eagle Rock 115 kV line | CAISO_Flow_Battery_8hr_Dispatch | Wind | Cortina_Eagle_Rock_HSN | Northern_California_Flow_Battery_127 | Reliability_Capacity_In_Model_Year | 1 | Cortina_Eagle_Rock_SSN | Northern_California_Flow_Battery_127 | Reliability_Capacity_In_Model_Year | 0.5 | Cortina_Eagle_Rock_offpeak | Northern_California_Flow_Battery_127 | Operational_New_Capacity_MW | -1
Bellota_Weber_SSN | Southern_PGAE_Li_Battery_4hr_139 | Reliability_Capacity_In_Model_Year | 0.5 | Cortina_Eagle_Rock_HSN | Northern_California_Flow_Battery_132 | Reliability_Capacity_In_Model_Year | 1 | Northern_California_Flow_Battery_132 | Cortina-Eagle Rock 115 kV line | CAISO_Flow_Battery_8hr_Dispatch | Wind | Cortina_Eagle_Rock_HSN | Northern_California_Flow_Battery_132 | Reliability_Capacity_In_Model_Year | 1 | Cortina_Eagle_Rock_SSN | Northern_California_Flow_Battery_132 | Reliability_Capacity_In_Model_Year | 0.5 | Cortina_Eagle_Rock_offpeak | Northern_California_Flow_Battery_132 | Operational_New_Capacity_MW | -1
Bellota_Weber_SSN | Southern_PGAE_Li_Battery_4hr_140 | Reliability_Capacity_In_Model_Year | 0.5 | Cortina_Eagle_Rock_HSN | Northern_California_Flow_Battery_155 | Reliability_Capacity_In_Model_Year | 1 | Northern_California_Flow_Battery_155 | Cortina-Eagle Rock 115 kV line | CAISO_Flow_Battery_8hr_Dispatch | Wind | Cortina_Eagle_Rock_HSN | Northern_California_Flow_Battery_155 | Reliability_Capacity_In_Model_Year | 1 | Cortina_Eagle_Rock_SSN | Northern_California_Flow_Battery_155 | Reliability_Capacity_In_Model_Year | 0.5 | Cortina_Eagle_Rock_offpeak | Northern_California_Flow_Battery_155 | Operational_New_Capacity_MW | -1
Bellota_Weber_SSN | Northern_California_Li_Battery_4hr_141 | Reliability_Capacity_In_Model_Year | 0.5 | Cortina_Eagle_Rock_HSN | Northern_California_Flow_Battery_158 | Reliability_Capacity_In_Model_Year | 1 | Northern_California_Flow_Battery_158 | Cortina-Eagle Rock 115 kV line | CAISO_Flow_Battery_8hr_Dispatch | Wind | Cortina_Eagle_Rock_HSN | Northern_California_Flow_Battery_158 | Reliability_Capacity_In_Model_Year | 1 | Cortina_Eagle_Rock_SSN | Northern_California_Flow_Battery_158 | Reliability_Capacity_In_Model_Year | 0.5 | Cortina_Eagle_Rock_offpeak | Northern_California_Flow_Battery_158 | Operational_New_Capacity_MW | -1
Bellota_Weber_SSN | Northern_California_Li_Battery_4hr_144 | Reliability_Capacity_In_Model_Year | 0.5 | Cortina_Eagle_Rock_HSN | Northern_California_Li_Battery_4hr_70 | Reliability_Capacity_In_Model_Year | 1 | Northern_California_Li_Battery_4hr_70 | Cortina-Eagle Rock 115 kV line | CAISO_Li_Battery_4hr_Dispatch | Wind | Cortina_Eagle_Rock_HSN | Northern_California_Li_Battery_4hr_70 | Reliability_Capacity_In_Model_Year | 1 | Cortina_Eagle_Rock_SSN | Northern_California_Li_Battery_4hr_70 | Reliability_Capacity_In_Model_Year | 0.5 | Cortina_Eagle_Rock_offpeak | Northern_California_Li_Battery_4hr_70 | Operational_New_Capacity_MW | -1
Bellota_Weber_SSN | Southern_PGAE_Li_Battery_4hr_151 | Reliability_Capacity_In_Model_Year | 0.5 | Cortina_Eagle_Rock_HSN | Northern_California_Li_Battery_4hr_127 | Reliability_Capacity_In_Model_Year | 1 | Northern_California_Li_Battery_4hr_127 | Cortina-Eagle Rock 115 kV line | CAISO_Li_Battery_4hr_Dispatch | Wind | Cortina_Eagle_Rock_HSN | Northern_California_Li_Battery_4hr_127 | Reliability_Capacity_In_Model_Year | 1 | Cortina_Eagle_Rock_SSN | Northern_California_Li_Battery_4hr_127 | Reliability_Capacity_In_Model_Year | 0.5 | Cortina_Eagle_Rock_offpeak | Northern_California_Li_Battery_4hr_127 | Operational_New_Capacity_MW | -1
Bellota_Weber_SSN | Southern_PGAE_Li_Battery_4hr_154 | Reliability_Capacity_In_Model_Year | 0.5 | Cortina_Eagle_Rock_HSN | Northern_California_Li_Battery_4hr_132 | Reliability_Capacity_In_Model_Year | 1 | Northern_California_Li_Battery_4hr_132 | Cortina-Eagle Rock 115 kV line | CAISO_Li_Battery_4hr_Dispatch | Wind | Cortina_Eagle_Rock_HSN | Northern_California_Li_Battery_4hr_132 | Reliability_Capacity_In_Model_Year | 1 | Cortina_Eagle_Rock_SSN | Northern_California_Li_Battery_4hr_132 | Reliability_Capacity_In_Model_Year | 0.5 | Cortina_Eagle_Rock_offpeak | Northern_California_Li_Battery_4hr_132 | Operational_New_Capacity_MW | -1
Bellota_Weber_SSN | Northern_California_Li_Battery_4hr_157 | Reliability_Capacity_In_Model_Year | 0.5 | Cortina_Eagle_Rock_HSN | Northern_California_Li_Battery_4hr_155 | Reliability_Capacity_In_Model_Year | 1 | Northern_California_Li_Battery_4hr_155 | Cortina-Eagle Rock 115 kV line | CAISO_Li_Battery_4hr_Dispatch | Wind | Cortina_Eagle_Rock_HSN | Northern_California_Li_Battery_4hr_155 | Reliability_Capacity_In_Model_Year | 1 | Cortina_Eagle_Rock_SSN | Northern_California_Li_Battery_4hr_155 | Reliability_Capacity_In_Model_Year | 0.5 | Cortina_Eagle_Rock_offpeak | Northern_California_Li_Battery_4hr_155 | Operational_New_Capacity_MW | -1
Bellota_Weber_SSN | Northern_California_Li_Battery_4hr_159 | Reliability_Capacity_In_Model_Year | 0.5 | Cortina_Eagle_Rock_HSN | Northern_California_Li_Battery_4hr_158 | Reliability_Capacity_In_Model_Year | 1 | Northern_California_Li_Battery_4hr_158 | Cortina-Eagle Rock 115 kV line | CAISO_Li_Battery_4hr_Dispatch | Wind | Cortina_Eagle_Rock_HSN | Northern_California_Li_Battery_4hr_158 | Reliability_Capacity_In_Model_Year | 1 | Cortina_Eagle_Rock_SSN | Northern_California_Li_Battery_4hr_158 | Reliability_Capacity_In_Model_Year | 0.5 | Cortina_Eagle_Rock_offpeak | Northern_California_Li_Battery_4hr_158 | Operational_New_Capacity_MW | -1
Bellota_Weber_SSN | Southern_PGAE_Li_Battery_4hr_161 | Reliability_Capacity_In_Model_Year | 0.5 | Cortina_Eagle_Rock_HSN | Northern_California_Li_Battery_8hr_70 | Reliability_Capacity_In_Model_Year | 1 | Northern_California_Li_Battery_8hr_70 | Cortina-Eagle Rock 115 kV line | CAISO_Li_Battery_8hr_Dispatch | Wind | Cortina_Eagle_Rock_HSN | Northern_California_Li_Battery_8hr_70 | Reliability_Capacity_In_Model_Year | 1 | Cortina_Eagle_Rock_SSN | Northern_California_Li_Battery_8hr_70 | Reliability_Capacity_In_Model_Year | 0.5 | Cortina_Eagle_Rock_offpeak | Northern_California_Li_Battery_8hr_70 | Operational_New_Capacity_MW | -1
Bellota_Weber_SSN | Southern_PGAE_Li_Battery_4hr_162 | Reliability_Capacity_In_Model_Year | 0.5 | Cortina_Eagle_Rock_HSN | Northern_California_Li_Battery_8hr_127 | Reliability_Capacity_In_Model_Year | 1 | Northern_California_Li_Battery_8hr_127 | Cortina-Eagle Rock 115 kV line | CAISO_Li_Battery_8hr_Dispatch | Wind | Cortina_Eagle_Rock_HSN | Northern_California_Li_Battery_8hr_127 | Reliability_Capacity_In_Model_Year | 1 | Cortina_Eagle_Rock_SSN | Northern_California_Li_Battery_8hr_127 | Reliability_Capacity_In_Model_Year | 0.5 | Cortina_Eagle_Rock_offpeak | Northern_California_Li_Battery_8hr_127 | Operational_New_Capacity_MW | -1
Bellota_Weber_SSN | Southern_PGAE_Li_Battery_4hr_163 | Reliability_Capacity_In_Model_Year | 0.5 | Cortina_Eagle_Rock_HSN | Northern_California_Li_Battery_8hr_132 | Reliability_Capacity_In_Model_Year | 1 | Northern_California_Li_Battery_8hr_132 | Cortina-Eagle Rock 115 kV line | CAISO_Li_Battery_8hr_Dispatch | Wind | Cortina_Eagle_Rock_HSN | Northern_California_Li_Battery_8hr_132 | Reliability_Capacity_In_Model_Year | 1 | Cortina_Eagle_Rock_SSN | Northern_California_Li_Battery_8hr_132 | Reliability_Capacity_In_Model_Year | 0.5 | Cortina_Eagle_Rock_offpeak | Northern_California_Li_Battery_8hr_132 | Operational_New_Capacity_MW | -1
Bellota_Weber_SSN | Southern_PGAE_Li_Battery_4hr_164 | Reliability_Capacity_In_Model_Year | 0.5 | Cortina_Eagle_Rock_HSN | Northern_California_Li_Battery_8hr_155 | Reliability_Capacity_In_Model_Year | 1 | Northern_California_Li_Battery_8hr_155 | Cortina-Eagle Rock 115 kV line | CAISO_Li_Battery_8hr_Dispatch | Wind | Cortina_Eagle_Rock_HSN | Northern_California_Li_Battery_8hr_155 | Reliability_Capacity_In_Model_Year | 1 | Cortina_Eagle_Rock_SSN | Northern_California_Li_Battery_8hr_155 | Reliability_Capacity_In_Model_Year | 0.5 | Cortina_Eagle_Rock_offpeak | Northern_California_Li_Battery_8hr_155 | Operational_New_Capacity_MW | -1
Bellota_Weber_SSN | Southern_PGAE_Li_Battery_4hr_165 | Reliability_Capacity_In_Model_Year | 0.5 | Cortina_Eagle_Rock_HSN | Northern_California_Li_Battery_8hr_158 | Reliability_Capacity_In_Model_Year | 1 | Northern_California_Li_Battery_8hr_158 | Cortina-Eagle Rock 115 kV line | CAISO_Li_Battery_8hr_Dispatch | Wind | Cortina_Eagle_Rock_HSN | Northern_California_Li_Battery_8hr_158 | Reliability_Capacity_In_Model_Year | 1 | Cortina_Eagle_Rock_SSN | Northern_California_Li_Battery_8hr_158 | Reliability_Capacity_In_Model_Year | 0.5 | Cortina_Eagle_Rock_offpeak | Northern_California_Li_Battery_8hr_158 | Operational_New_Capacity_MW | -1
Bellota_Weber_SSN | Northern_California_Li_Battery_4hr_166 | Reliability_Capacity_In_Model_Year | 0.5 | Cortina_Eagle_Rock_HSN | Northern_California_Geothermal_70 | Reliability_Capacity_In_Model_Year | 1 | Northern_California_Geothermal_70 | Cortina-Eagle Rock 115 kV line | Northern_California_Geothermal | Wind | Cortina_Eagle_Rock_HSN | Northern_California_Geothermal_70 | Reliability_Capacity_In_Model_Year | 1 | Cortina_Eagle_Rock_SSN | Northern_California_Geothermal_70 | Reliability_Capacity_In_Model_Year | 1 | Cortina_Eagle_Rock_offpeak | Northern_California_Geothermal_70 | Operational_New_Capacity_MW | 1
Bellota_Weber_SSN | Southern_PGAE_Li_Battery_4hr_168 | Reliability_Capacity_In_Model_Year | 0.5 | Cortina_Eagle_Rock_HSN | Northern_California_Solar_70 | Reliability_Capacity_In_Model_Year | 0.1 | Northern_California_Solar_70 | Cortina-Eagle Rock 115 kV line | Northern_California_Solar | Wind | Cortina_Eagle_Rock_HSN | Northern_California_Solar_70 | Reliability_Capacity_In_Model_Year | 0.1 | Cortina_Eagle_Rock_SSN | Northern_California_Solar_70 | Reliability_Capacity_In_Model_Year | 0.556 | Cortina_Eagle_Rock_offpeak | Northern_California_Solar_70 | Operational_New_Capacity_MW | 0.68
Bellota_Weber_SSN | Southern_PGAE_Li_Battery_4hr_169 | Reliability_Capacity_In_Model_Year | 0.5 | Cortina_Eagle_Rock_HSN | Northern_California_Solar_127 | Reliability_Capacity_In_Model_Year | 0.1 | Northern_California_Solar_127 | Cortina-Eagle Rock 115 kV line | Northern_California_Solar | Wind | Cortina_Eagle_Rock_HSN | Northern_California_Solar_127 | Reliability_Capacity_In_Model_Year | 0.1 | Cortina_Eagle_Rock_SSN | Northern_California_Solar_127 | Reliability_Capacity_In_Model_Year | 0.556 | Cortina_Eagle_Rock_offpeak | Northern_California_Solar_127 | Operational_New_Capacity_MW | 0.68
Bellota_Weber_SSN | Southern_PGAE_Li_Battery_4hr_170 | Reliability_Capacity_In_Model_Year | 0.5 | Cortina_Eagle_Rock_HSN | Northern_California_Solar_132 | Reliability_Capacity_In_Model_Year | 0.1 | Northern_California_Solar_132 | Cortina-Eagle Rock 115 kV line | Northern_California_Solar | Wind | Cortina_Eagle_Rock_HSN | Northern_California_Solar_132 | Reliability_Capacity_In_Model_Year | 0.1 | Cortina_Eagle_Rock_SSN | Northern_California_Solar_132 | Reliability_Capacity_In_Model_Year | 0.556 | Cortina_Eagle_Rock_offpeak | Northern_California_Solar_132 | Operational_New_Capacity_MW | 0.68
Bellota_Weber_SSN | Northern_California_Li_Battery_4hr_172 | Reliability_Capacity_In_Model_Year | 0.5 | Cortina_Eagle_Rock_HSN | Northern_California_Solar_155 | Reliability_Capacity_In_Model_Year | 0.1 | Northern_California_Solar_155 | Cortina-Eagle Rock 115 kV line | Northern_California_Solar | Wind | Cortina_Eagle_Rock_HSN | Northern_California_Solar_155 | Reliability_Capacity_In_Model_Year | 0.1 | Cortina_Eagle_Rock_SSN | Northern_California_Solar_155 | Reliability_Capacity_In_Model_Year | 0.556 | Cortina_Eagle_Rock_offpeak | Northern_California_Solar_155 | Operational_New_Capacity_MW | 0.68
Bellota_Weber_SSN | Southern_PGAE_Li_Battery_4hr_174 | Reliability_Capacity_In_Model_Year | 0.5 | Cortina_Eagle_Rock_HSN | Northern_California_Solar_158 | Reliability_Capacity_In_Model_Year | 0.1 | Northern_California_Solar_158 | Cortina-Eagle Rock 115 kV line | Northern_California_Solar | Wind | Cortina_Eagle_Rock_HSN | Northern_California_Solar_158 | Reliability_Capacity_In_Model_Year | 0.1 | Cortina_Eagle_Rock_SSN | Northern_California_Solar_158 | Reliability_Capacity_In_Model_Year | 0.556 | Cortina_Eagle_Rock_offpeak | Northern_California_Solar_158 | Operational_New_Capacity_MW | 0.68
Bellota_Weber_SSN | Southern_PGAE_Li_Battery_4hr_176 | Reliability_Capacity_In_Model_Year | 0.5 | Dairyland_Chowchilla_HSN | Southern_PGAE_Flow_Battery_140 | Reliability_Capacity_In_Model_Year | 1 | Southern_PGAE_Flow_Battery_140 | Dairyland-Chowchilla 115kV Line | CAISO_Flow_Battery_8hr_Dispatch | Solar | Dairyland_Chowchilla_HSN | Southern_PGAE_Flow_Battery_140 | Reliability_Capacity_In_Model_Year | 1 | Dairyland_Chowchilla_SSN | Southern_PGAE_Flow_Battery_140 | Reliability_Capacity_In_Model_Year | 0.5 | Dairyland_Chowchilla_offpeak | Southern_PGAE_Flow_Battery_140 | Operational_New_Capacity_MW | -1
Bellota_Weber_SSN | Northern_California_Li_Battery_4hr_179 | Reliability_Capacity_In_Model_Year | 0.5 | Dairyland_Chowchilla_HSN | Southern_PGAE_Flow_Battery_151 | Reliability_Capacity_In_Model_Year | 1 | Southern_PGAE_Flow_Battery_151 | Dairyland-Chowchilla 115kV Line | CAISO_Flow_Battery_8hr_Dispatch | Solar | Dairyland_Chowchilla_HSN | Southern_PGAE_Flow_Battery_151 | Reliability_Capacity_In_Model_Year | 1 | Dairyland_Chowchilla_SSN | Southern_PGAE_Flow_Battery_151 | Reliability_Capacity_In_Model_Year | 0.5 | Dairyland_Chowchilla_offpeak | Southern_PGAE_Flow_Battery_151 | Operational_New_Capacity_MW | -1
Bellota_Weber_SSN | Northern_California_Li_Battery_8hr_25 | Reliability_Capacity_In_Model_Year | 0.5 | Dairyland_Chowchilla_HSN | Southern_PGAE_Flow_Battery_154 | Reliability_Capacity_In_Model_Year | 1 | Southern_PGAE_Flow_Battery_154 | Dairyland-Chowchilla 115kV Line | CAISO_Flow_Battery_8hr_Dispatch | Solar | Dairyland_Chowchilla_HSN | Southern_PGAE_Flow_Battery_154 | Reliability_Capacity_In_Model_Year | 1 | Dairyland_Chowchilla_SSN | Southern_PGAE_Flow_Battery_154 | Reliability_Capacity_In_Model_Year | 0.5 | Dairyland_Chowchilla_offpeak | Southern_PGAE_Flow_Battery_154 | Operational_New_Capacity_MW | -1
Bellota_Weber_SSN | Northern_California_Li_Battery_8hr_31 | Reliability_Capacity_In_Model_Year | 0.5 | Dairyland_Chowchilla_HSN | Southern_PGAE_Flow_Battery_161 | Reliability_Capacity_In_Model_Year | 1 | Southern_PGAE_Flow_Battery_161 | Dairyland-Chowchilla 115kV Line | CAISO_Flow_Battery_8hr_Dispatch | Solar | Dairyland_Chowchilla_HSN | Southern_PGAE_Flow_Battery_161 | Reliability_Capacity_In_Model_Year | 1 | Dairyland_Chowchilla_SSN | Southern_PGAE_Flow_Battery_161 | Reliability_Capacity_In_Model_Year | 0.5 | Dairyland_Chowchilla_offpeak | Southern_PGAE_Flow_Battery_161 | Operational_New_Capacity_MW | -1
Bellota_Weber_SSN | Northern_California_Li_Battery_8hr_80 | Reliability_Capacity_In_Model_Year | 0.5 | Dairyland_Chowchilla_HSN | Southern_PGAE_Flow_Battery_162 | Reliability_Capacity_In_Model_Year | 1 | Southern_PGAE_Flow_Battery_162 | Dairyland-Chowchilla 115kV Line | CAISO_Flow_Battery_8hr_Dispatch | Solar | Dairyland_Chowchilla_HSN | Southern_PGAE_Flow_Battery_162 | Reliability_Capacity_In_Model_Year | 1 | Dairyland_Chowchilla_SSN | Southern_PGAE_Flow_Battery_162 | Reliability_Capacity_In_Model_Year | 0.5 | Dairyland_Chowchilla_offpeak | Southern_PGAE_Flow_Battery_162 | Operational_New_Capacity_MW | -1
Bellota_Weber_SSN | Northern_California_Li_Battery_8hr_85 | Reliability_Capacity_In_Model_Year | 0.5 | Dairyland_Chowchilla_HSN | Southern_PGAE_Flow_Battery_163 | Reliability_Capacity_In_Model_Year | 1 | Southern_PGAE_Flow_Battery_163 | Dairyland-Chowchilla 115kV Line | CAISO_Flow_Battery_8hr_Dispatch | Solar | Dairyland_Chowchilla_HSN | Southern_PGAE_Flow_Battery_163 | Reliability_Capacity_In_Model_Year | 1 | Dairyland_Chowchilla_SSN | Southern_PGAE_Flow_Battery_163 | Reliability_Capacity_In_Model_Year | 0.5 | Dairyland_Chowchilla_offpeak | Southern_PGAE_Flow_Battery_163 | Operational_New_Capacity_MW | -1
Bellota_Weber_SSN | Northern_California_Li_Battery_8hr_92 | Reliability_Capacity_In_Model_Year | 0.5 | Dairyland_Chowchilla_HSN | Southern_PGAE_Flow_Battery_164 | Reliability_Capacity_In_Model_Year | 1 | Southern_PGAE_Flow_Battery_164 | Dairyland-Chowchilla 115kV Line | CAISO_Flow_Battery_8hr_Dispatch | Solar | Dairyland_Chowchilla_HSN | Southern_PGAE_Flow_Battery_164 | Reliability_Capacity_In_Model_Year | 1 | Dairyland_Chowchilla_SSN | Southern_PGAE_Flow_Battery_164 | Reliability_Capacity_In_Model_Year | 0.5 | Dairyland_Chowchilla_offpeak | Southern_PGAE_Flow_Battery_164 | Operational_New_Capacity_MW | -1
Bellota_Weber_SSN | Southern_PGAE_Li_Battery_8hr_111 | Reliability_Capacity_In_Model_Year | 0.5 | Dairyland_Chowchilla_HSN | Southern_PGAE_Flow_Battery_165 | Reliability_Capacity_In_Model_Year | 1 | Southern_PGAE_Flow_Battery_165 | Dairyland-Chowchilla 115kV Line | CAISO_Flow_Battery_8hr_Dispatch | Solar | Dairyland_Chowchilla_HSN | Southern_PGAE_Flow_Battery_165 | Reliability_Capacity_In_Model_Year | 1 | Dairyland_Chowchilla_SSN | Southern_PGAE_Flow_Battery_165 | Reliability_Capacity_In_Model_Year | 0.5 | Dairyland_Chowchilla_offpeak | Southern_PGAE_Flow_Battery_165 | Operational_New_Capacity_MW | -1
Bellota_Weber_SSN | Northern_California_Li_Battery_8hr_114 | Reliability_Capacity_In_Model_Year | 0.5 | Dairyland_Chowchilla_HSN | Northern_California_Flow_Battery_166 | Reliability_Capacity_In_Model_Year | 1 | Northern_California_Flow_Battery_166 | Dairyland-Chowchilla 115kV Line | CAISO_Flow_Battery_8hr_Dispatch | Solar | Dairyland_Chowchilla_HSN | Northern_California_Flow_Battery_166 | Reliability_Capacity_In_Model_Year | 1 | Dairyland_Chowchilla_SSN | Northern_California_Flow_Battery_166 | Reliability_Capacity_In_Model_Year | 0.5 | Dairyland_Chowchilla_offpeak | Northern_California_Flow_Battery_166 | Operational_New_Capacity_MW | -1
Bellota_Weber_SSN | Northern_California_Li_Battery_8hr_122 | Reliability_Capacity_In_Model_Year | 0.5 | Dairyland_Chowchilla_HSN | Southern_PGAE_Flow_Battery_168 | Reliability_Capacity_In_Model_Year | 1 | Southern_PGAE_Flow_Battery_168 | Dairyland-Chowchilla 115kV Line | CAISO_Flow_Battery_8hr_Dispatch | Solar | Dairyland_Chowchilla_HSN | Southern_PGAE_Flow_Battery_168 | Reliability_Capacity_In_Model_Year | 1 | Dairyland_Chowchilla_SSN | Southern_PGAE_Flow_Battery_168 | Reliability_Capacity_In_Model_Year | 0.5 | Dairyland_Chowchilla_offpeak | Southern_PGAE_Flow_Battery_168 | Operational_New_Capacity_MW | -1
Bellota_Weber_SSN | Northern_California_Li_Battery_8hr_135 | Reliability_Capacity_In_Model_Year | 0.5 | Dairyland_Chowchilla_HSN | Southern_PGAE_Flow_Battery_169 | Reliability_Capacity_In_Model_Year | 1 | Southern_PGAE_Flow_Battery_169 | Dairyland-Chowchilla 115kV Line | CAISO_Flow_Battery_8hr_Dispatch | Solar | Dairyland_Chowchilla_HSN | Southern_PGAE_Flow_Battery_169 | Reliability_Capacity_In_Model_Year | 1 | Dairyland_Chowchilla_SSN | Southern_PGAE_Flow_Battery_169 | Reliability_Capacity_In_Model_Year | 0.5 | Dairyland_Chowchilla_offpeak | Southern_PGAE_Flow_Battery_169 | Operational_New_Capacity_MW | -1
Bellota_Weber_SSN | Northern_California_Li_Battery_8hr_138 | Reliability_Capacity_In_Model_Year | 0.5 | Dairyland_Chowchilla_HSN | Southern_PGAE_Flow_Battery_170 | Reliability_Capacity_In_Model_Year | 1 | Southern_PGAE_Flow_Battery_170 | Dairyland-Chowchilla 115kV Line | CAISO_Flow_Battery_8hr_Dispatch | Solar | Dairyland_Chowchilla_HSN | Southern_PGAE_Flow_Battery_170 | Reliability_Capacity_In_Model_Year | 1 | Dairyland_Chowchilla_SSN | Southern_PGAE_Flow_Battery_170 | Reliability_Capacity_In_Model_Year | 0.5 | Dairyland_Chowchilla_offpeak | Southern_PGAE_Flow_Battery_170 | Operational_New_Capacity_MW | -1
Bellota_Weber_SSN | Southern_PGAE_Li_Battery_8hr_139 | Reliability_Capacity_In_Model_Year | 0.5 | Dairyland_Chowchilla_HSN | Southern_PGAE_Flow_Battery_174 | Reliability_Capacity_In_Model_Year | 1 | Southern_PGAE_Flow_Battery_174 | Dairyland-Chowchilla 115kV Line | CAISO_Flow_Battery_8hr_Dispatch | Solar | Dairyland_Chowchilla_HSN | Southern_PGAE_Flow_Battery_174 | Reliability_Capacity_In_Model_Year | 1 | Dairyland_Chowchilla_SSN | Southern_PGAE_Flow_Battery_174 | Reliability_Capacity_In_Model_Year | 0.5 | Dairyland_Chowchilla_offpeak | Southern_PGAE_Flow_Battery_174 | Operational_New_Capacity_MW | -1
Bellota_Weber_SSN | Southern_PGAE_Li_Battery_8hr_140 | Reliability_Capacity_In_Model_Year | 0.5 | Dairyland_Chowchilla_HSN | Southern_PGAE_Flow_Battery_176 | Reliability_Capacity_In_Model_Year | 1 | Southern_PGAE_Flow_Battery_176 | Dairyland-Chowchilla 115kV Line | CAISO_Flow_Battery_8hr_Dispatch | Solar | Dairyland_Chowchilla_HSN | Southern_PGAE_Flow_Battery_176 | Reliability_Capacity_In_Model_Year | 1 | Dairyland_Chowchilla_SSN | Southern_PGAE_Flow_Battery_176 | Reliability_Capacity_In_Model_Year | 0.5 | Dairyland_Chowchilla_offpeak | Southern_PGAE_Flow_Battery_176 | Operational_New_Capacity_MW | -1
Bellota_Weber_SSN | Northern_California_Li_Battery_8hr_141 | Reliability_Capacity_In_Model_Year | 0.5 | Dairyland_Chowchilla_HSN | Southern_PGAE_Li_Battery_4hr_140 | Reliability_Capacity_In_Model_Year | 1 | Southern_PGAE_Li_Battery_4hr_140 | Dairyland-Chowchilla 115kV Line | CAISO_Li_Battery_4hr_Dispatch | Solar | Dairyland_Chowchilla_HSN | Southern_PGAE_Li_Battery_4hr_140 | Reliability_Capacity_In_Model_Year | 1 | Dairyland_Chowchilla_SSN | Southern_PGAE_Li_Battery_4hr_140 | Reliability_Capacity_In_Model_Year | 0.5 | Dairyland_Chowchilla_offpeak | Southern_PGAE_Li_Battery_4hr_140 | Operational_New_Capacity_MW | -1
Bellota_Weber_SSN | Northern_California_Li_Battery_8hr_144 | Reliability_Capacity_In_Model_Year | 0.5 | Dairyland_Chowchilla_HSN | Southern_PGAE_Li_Battery_4hr_151 | Reliability_Capacity_In_Model_Year | 1 | Southern_PGAE_Li_Battery_4hr_151 | Dairyland-Chowchilla 115kV Line | CAISO_Li_Battery_4hr_Dispatch | Solar | Dairyland_Chowchilla_HSN | Southern_PGAE_Li_Battery_4hr_151 | Reliability_Capacity_In_Model_Year | 1 | Dairyland_Chowchilla_SSN | Southern_PGAE_Li_Battery_4hr_151 | Reliability_Capacity_In_Model_Year | 0.5 | Dairyland_Chowchilla_offpeak | Southern_PGAE_Li_Battery_4hr_151 | Operational_New_Capacity_MW | -1
Bellota_Weber_SSN | Southern_PGAE_Li_Battery_8hr_151 | Reliability_Capacity_In_Model_Year | 0.5 | Dairyland_Chowchilla_HSN | Southern_PGAE_Li_Battery_4hr_154 | Reliability_Capacity_In_Model_Year | 1 | Southern_PGAE_Li_Battery_4hr_154 | Dairyland-Chowchilla 115kV Line | CAISO_Li_Battery_4hr_Dispatch | Solar | Dairyland_Chowchilla_HSN | Southern_PGAE_Li_Battery_4hr_154 | Reliability_Capacity_In_Model_Year | 1 | Dairyland_Chowchilla_SSN | Southern_PGAE_Li_Battery_4hr_154 | Reliability_Capacity_In_Model_Year | 0.5 | Dairyland_Chowchilla_offpeak | Southern_PGAE_Li_Battery_4hr_154 | Operational_New_Capacity_MW | -1
Bellota_Weber_SSN | Southern_PGAE_Li_Battery_8hr_154 | Reliability_Capacity_In_Model_Year | 0.5 | Dairyland_Chowchilla_HSN | Southern_PGAE_Li_Battery_4hr_161 | Reliability_Capacity_In_Model_Year | 1 | Southern_PGAE_Li_Battery_4hr_161 | Dairyland-Chowchilla 115kV Line | CAISO_Li_Battery_4hr_Dispatch | Solar | Dairyland_Chowchilla_HSN | Southern_PGAE_Li_Battery_4hr_161 | Reliability_Capacity_In_Model_Year | 1 | Dairyland_Chowchilla_SSN | Southern_PGAE_Li_Battery_4hr_161 | Reliability_Capacity_In_Model_Year | 0.5 | Dairyland_Chowchilla_offpeak | Southern_PGAE_Li_Battery_4hr_161 | Operational_New_Capacity_MW | -1
Bellota_Weber_SSN | Northern_California_Li_Battery_8hr_157 | Reliability_Capacity_In_Model_Year | 0.5 | Dairyland_Chowchilla_HSN | Southern_PGAE_Li_Battery_4hr_162 | Reliability_Capacity_In_Model_Year | 1 | Southern_PGAE_Li_Battery_4hr_162 | Dairyland-Chowchilla 115kV Line | CAISO_Li_Battery_4hr_Dispatch | Solar | Dairyland_Chowchilla_HSN | Southern_PGAE_Li_Battery_4hr_162 | Reliability_Capacity_In_Model_Year | 1 | Dairyland_Chowchilla_SSN | Southern_PGAE_Li_Battery_4hr_162 | Reliability_Capacity_In_Model_Year | 0.5 | Dairyland_Chowchilla_offpeak | Southern_PGAE_Li_Battery_4hr_162 | Operational_New_Capacity_MW | -1
Bellota_Weber_SSN | Northern_California_Li_Battery_8hr_159 | Reliability_Capacity_In_Model_Year | 0.5 | Dairyland_Chowchilla_HSN | Southern_PGAE_Li_Battery_4hr_163 | Reliability_Capacity_In_Model_Year | 1 | Southern_PGAE_Li_Battery_4hr_163 | Dairyland-Chowchilla 115kV Line | CAISO_Li_Battery_4hr_Dispatch | Solar | Dairyland_Chowchilla_HSN | Southern_PGAE_Li_Battery_4hr_163 | Reliability_Capacity_In_Model_Year | 1 | Dairyland_Chowchilla_SSN | Southern_PGAE_Li_Battery_4hr_163 | Reliability_Capacity_In_Model_Year | 0.5 | Dairyland_Chowchilla_offpeak | Southern_PGAE_Li_Battery_4hr_163 | Operational_New_Capacity_MW | -1
Bellota_Weber_SSN | Southern_PGAE_Li_Battery_8hr_161 | Reliability_Capacity_In_Model_Year | 0.5 | Dairyland_Chowchilla_HSN | Southern_PGAE_Li_Battery_4hr_164 | Reliability_Capacity_In_Model_Year | 1 | Southern_PGAE_Li_Battery_4hr_164 | Dairyland-Chowchilla 115kV Line | CAISO_Li_Battery_4hr_Dispatch | Solar | Dairyland_Chowchilla_HSN | Southern_PGAE_Li_Battery_4hr_164 | Reliability_Capacity_In_Model_Year | 1 | Dairyland_Chowchilla_SSN | Southern_PGAE_Li_Battery_4hr_164 | Reliability_Capacity_In_Model_Year | 0.5 | Dairyland_Chowchilla_offpeak | Southern_PGAE_Li_Battery_4hr_164 | Operational_New_Capacity_MW | -1
Bellota_Weber_SSN | Southern_PGAE_Li_Battery_8hr_162 | Reliability_Capacity_In_Model_Year | 0.5 | Dairyland_Chowchilla_HSN | Southern_PGAE_Li_Battery_4hr_165 | Reliability_Capacity_In_Model_Year | 1 | Southern_PGAE_Li_Battery_4hr_165 | Dairyland-Chowchilla 115kV Line | CAISO_Li_Battery_4hr_Dispatch | Solar | Dairyland_Chowchilla_HSN | Southern_PGAE_Li_Battery_4hr_165 | Reliability_Capacity_In_Model_Year | 1 | Dairyland_Chowchilla_SSN | Southern_PGAE_Li_Battery_4hr_165 | Reliability_Capacity_In_Model_Year | 0.5 | Dairyland_Chowchilla_offpeak | Southern_PGAE_Li_Battery_4hr_165 | Operational_New_Capacity_MW | -1
Bellota_Weber_SSN | Southern_PGAE_Li_Battery_8hr_163 | Reliability_Capacity_In_Model_Year | 0.5 | Dairyland_Chowchilla_HSN | Northern_California_Li_Battery_4hr_166 | Reliability_Capacity_In_Model_Year | 1 | Northern_California_Li_Battery_4hr_166 | Dairyland-Chowchilla 115kV Line | CAISO_Li_Battery_4hr_Dispatch | Solar | Dairyland_Chowchilla_HSN | Northern_California_Li_Battery_4hr_166 | Reliability_Capacity_In_Model_Year | 1 | Dairyland_Chowchilla_SSN | Northern_California_Li_Battery_4hr_166 | Reliability_Capacity_In_Model_Year | 0.5 | Dairyland_Chowchilla_offpeak | Northern_California_Li_Battery_4hr_166 | Operational_New_Capacity_MW | -1
Bellota_Weber_SSN | Southern_PGAE_Li_Battery_8hr_164 | Reliability_Capacity_In_Model_Year | 0.5 | Dairyland_Chowchilla_HSN | Southern_PGAE_Li_Battery_4hr_168 | Reliability_Capacity_In_Model_Year | 1 | Southern_PGAE_Li_Battery_4hr_168 | Dairyland-Chowchilla 115kV Line | CAISO_Li_Battery_4hr_Dispatch | Solar | Dairyland_Chowchilla_HSN | Southern_PGAE_Li_Battery_4hr_168 | Reliability_Capacity_In_Model_Year | 1 | Dairyland_Chowchilla_SSN | Southern_PGAE_Li_Battery_4hr_168 | Reliability_Capacity_In_Model_Year | 0.5 | Dairyland_Chowchilla_offpeak | Southern_PGAE_Li_Battery_4hr_168 | Operational_New_Capacity_MW | -1
Bellota_Weber_SSN | Southern_PGAE_Li_Battery_8hr_165 | Reliability_Capacity_In_Model_Year | 0.5 | Dairyland_Chowchilla_HSN | Southern_PGAE_Li_Battery_4hr_169 | Reliability_Capacity_In_Model_Year | 1 | Southern_PGAE_Li_Battery_4hr_169 | Dairyland-Chowchilla 115kV Line | CAISO_Li_Battery_4hr_Dispatch | Solar | Dairyland_Chowchilla_HSN | Southern_PGAE_Li_Battery_4hr_169 | Reliability_Capacity_In_Model_Year | 1 | Dairyland_Chowchilla_SSN | Southern_PGAE_Li_Battery_4hr_169 | Reliability_Capacity_In_Model_Year | 0.5 | Dairyland_Chowchilla_offpeak | Southern_PGAE_Li_Battery_4hr_169 | Operational_New_Capacity_MW | -1
Bellota_Weber_SSN | Northern_California_Li_Battery_8hr_166 | Reliability_Capacity_In_Model_Year | 0.5 | Dairyland_Chowchilla_HSN | Southern_PGAE_Li_Battery_4hr_170 | Reliability_Capacity_In_Model_Year | 1 | Southern_PGAE_Li_Battery_4hr_170 | Dairyland-Chowchilla 115kV Line | CAISO_Li_Battery_4hr_Dispatch | Solar | Dairyland_Chowchilla_HSN | Southern_PGAE_Li_Battery_4hr_170 | Reliability_Capacity_In_Model_Year | 1 | Dairyland_Chowchilla_SSN | Southern_PGAE_Li_Battery_4hr_170 | Reliability_Capacity_In_Model_Year | 0.5 | Dairyland_Chowchilla_offpeak | Southern_PGAE_Li_Battery_4hr_170 | Operational_New_Capacity_MW | -1
Bellota_Weber_SSN | Southern_PGAE_Li_Battery_8hr_168 | Reliability_Capacity_In_Model_Year | 0.5 | Dairyland_Chowchilla_HSN | Southern_PGAE_Li_Battery_4hr_174 | Reliability_Capacity_In_Model_Year | 1 | Southern_PGAE_Li_Battery_4hr_174 | Dairyland-Chowchilla 115kV Line | CAISO_Li_Battery_4hr_Dispatch | Solar | Dairyland_Chowchilla_HSN | Southern_PGAE_Li_Battery_4hr_174 | Reliability_Capacity_In_Model_Year | 1 | Dairyland_Chowchilla_SSN | Southern_PGAE_Li_Battery_4hr_174 | Reliability_Capacity_In_Model_Year | 0.5 | Dairyland_Chowchilla_offpeak | Southern_PGAE_Li_Battery_4hr_174 | Operational_New_Capacity_MW | -1
Bellota_Weber_SSN | Southern_PGAE_Li_Battery_8hr_169 | Reliability_Capacity_In_Model_Year | 0.5 | Dairyland_Chowchilla_HSN | Southern_PGAE_Li_Battery_4hr_176 | Reliability_Capacity_In_Model_Year | 1 | Southern_PGAE_Li_Battery_4hr_176 | Dairyland-Chowchilla 115kV Line | CAISO_Li_Battery_4hr_Dispatch | Solar | Dairyland_Chowchilla_HSN | Southern_PGAE_Li_Battery_4hr_176 | Reliability_Capacity_In_Model_Year | 1 | Dairyland_Chowchilla_SSN | Southern_PGAE_Li_Battery_4hr_176 | Reliability_Capacity_In_Model_Year | 0.5 | Dairyland_Chowchilla_offpeak | Southern_PGAE_Li_Battery_4hr_176 | Operational_New_Capacity_MW | -1
Bellota_Weber_SSN | Southern_PGAE_Li_Battery_8hr_170 | Reliability_Capacity_In_Model_Year | 0.5 | Dairyland_Chowchilla_HSN | Southern_PGAE_Li_Battery_8hr_140 | Reliability_Capacity_In_Model_Year | 1 | Southern_PGAE_Li_Battery_8hr_140 | Dairyland-Chowchilla 115kV Line | CAISO_Li_Battery_8hr_Dispatch | Solar | Dairyland_Chowchilla_HSN | Southern_PGAE_Li_Battery_8hr_140 | Reliability_Capacity_In_Model_Year | 1 | Dairyland_Chowchilla_SSN | Southern_PGAE_Li_Battery_8hr_140 | Reliability_Capacity_In_Model_Year | 0.5 | Dairyland_Chowchilla_offpeak | Southern_PGAE_Li_Battery_8hr_140 | Operational_New_Capacity_MW | -1
Bellota_Weber_SSN | Northern_California_Li_Battery_8hr_172 | Reliability_Capacity_In_Model_Year | 0.5 | Dairyland_Chowchilla_HSN | Southern_PGAE_Li_Battery_8hr_151 | Reliability_Capacity_In_Model_Year | 1 | Southern_PGAE_Li_Battery_8hr_151 | Dairyland-Chowchilla 115kV Line | CAISO_Li_Battery_8hr_Dispatch | Solar | Dairyland_Chowchilla_HSN | Southern_PGAE_Li_Battery_8hr_151 | Reliability_Capacity_In_Model_Year | 1 | Dairyland_Chowchilla_SSN | Southern_PGAE_Li_Battery_8hr_151 | Reliability_Capacity_In_Model_Year | 0.5 | Dairyland_Chowchilla_offpeak | Southern_PGAE_Li_Battery_8hr_151 | Operational_New_Capacity_MW | -1
Bellota_Weber_SSN | Southern_PGAE_Li_Battery_8hr_174 | Reliability_Capacity_In_Model_Year | 0.5 | Dairyland_Chowchilla_HSN | Southern_PGAE_Li_Battery_8hr_154 | Reliability_Capacity_In_Model_Year | 1 | Southern_PGAE_Li_Battery_8hr_154 | Dairyland-Chowchilla 115kV Line | CAISO_Li_Battery_8hr_Dispatch | Solar | Dairyland_Chowchilla_HSN | Southern_PGAE_Li_Battery_8hr_154 | Reliability_Capacity_In_Model_Year | 1 | Dairyland_Chowchilla_SSN | Southern_PGAE_Li_Battery_8hr_154 | Reliability_Capacity_In_Model_Year | 0.5 | Dairyland_Chowchilla_offpeak | Southern_PGAE_Li_Battery_8hr_154 | Operational_New_Capacity_MW | -1
Bellota_Weber_SSN | Southern_PGAE_Li_Battery_8hr_176 | Reliability_Capacity_In_Model_Year | 0.5 | Dairyland_Chowchilla_HSN | Southern_PGAE_Li_Battery_8hr_161 | Reliability_Capacity_In_Model_Year | 1 | Southern_PGAE_Li_Battery_8hr_161 | Dairyland-Chowchilla 115kV Line | CAISO_Li_Battery_8hr_Dispatch | Solar | Dairyland_Chowchilla_HSN | Southern_PGAE_Li_Battery_8hr_161 | Reliability_Capacity_In_Model_Year | 1 | Dairyland_Chowchilla_SSN | Southern_PGAE_Li_Battery_8hr_161 | Reliability_Capacity_In_Model_Year | 0.5 | Dairyland_Chowchilla_offpeak | Southern_PGAE_Li_Battery_8hr_161 | Operational_New_Capacity_MW | -1
Bellota_Weber_SSN | Northern_California_Li_Battery_8hr_179 | Reliability_Capacity_In_Model_Year | 0.5 | Dairyland_Chowchilla_HSN | Southern_PGAE_Li_Battery_8hr_162 | Reliability_Capacity_In_Model_Year | 1 | Southern_PGAE_Li_Battery_8hr_162 | Dairyland-Chowchilla 115kV Line | CAISO_Li_Battery_8hr_Dispatch | Solar | Dairyland_Chowchilla_HSN | Southern_PGAE_Li_Battery_8hr_162 | Reliability_Capacity_In_Model_Year | 1 | Dairyland_Chowchilla_SSN | Southern_PGAE_Li_Battery_8hr_162 | Reliability_Capacity_In_Model_Year | 0.5 | Dairyland_Chowchilla_offpeak | Southern_PGAE_Li_Battery_8hr_162 | Operational_New_Capacity_MW | -1
Bellota_Weber_SSN | Central_Valley_North_Los_Banos_Wind_154 | Reliability_Capacity_In_Model_Year | 0.163 | Dairyland_Chowchilla_HSN | Southern_PGAE_Li_Battery_8hr_163 | Reliability_Capacity_In_Model_Year | 1 | Southern_PGAE_Li_Battery_8hr_163 | Dairyland-Chowchilla 115kV Line | CAISO_Li_Battery_8hr_Dispatch | Solar | Dairyland_Chowchilla_HSN | Southern_PGAE_Li_Battery_8hr_163 | Reliability_Capacity_In_Model_Year | 1 | Dairyland_Chowchilla_SSN | Southern_PGAE_Li_Battery_8hr_163 | Reliability_Capacity_In_Model_Year | 0.5 | Dairyland_Chowchilla_offpeak | Southern_PGAE_Li_Battery_8hr_163 | Operational_New_Capacity_MW | -1
Bellota_Weber_SSN | Central_Valley_North_Los_Banos_Wind_162 | Reliability_Capacity_In_Model_Year | 0.163 | Dairyland_Chowchilla_HSN | Southern_PGAE_Li_Battery_8hr_164 | Reliability_Capacity_In_Model_Year | 1 | Southern_PGAE_Li_Battery_8hr_164 | Dairyland-Chowchilla 115kV Line | CAISO_Li_Battery_8hr_Dispatch | Solar | Dairyland_Chowchilla_HSN | Southern_PGAE_Li_Battery_8hr_164 | Reliability_Capacity_In_Model_Year | 1 | Dairyland_Chowchilla_SSN | Southern_PGAE_Li_Battery_8hr_164 | Reliability_Capacity_In_Model_Year | 0.5 | Dairyland_Chowchilla_offpeak | Southern_PGAE_Li_Battery_8hr_164 | Operational_New_Capacity_MW | -1
Bellota_Weber_SSN | Northern_California_Solar_25 | Reliability_Capacity_In_Model_Year | 0.556 | Dairyland_Chowchilla_HSN | Southern_PGAE_Li_Battery_8hr_165 | Reliability_Capacity_In_Model_Year | 1 | Southern_PGAE_Li_Battery_8hr_165 | Dairyland-Chowchilla 115kV Line | CAISO_Li_Battery_8hr_Dispatch | Solar | Dairyland_Chowchilla_HSN | Southern_PGAE_Li_Battery_8hr_165 | Reliability_Capacity_In_Model_Year | 1 | Dairyland_Chowchilla_SSN | Southern_PGAE_Li_Battery_8hr_165 | Reliability_Capacity_In_Model_Year | 0.5 | Dairyland_Chowchilla_offpeak | Southern_PGAE_Li_Battery_8hr_165 | Operational_New_Capacity_MW | -1
Bellota_Weber_SSN | Northern_California_Solar_31 | Reliability_Capacity_In_Model_Year | 0.556 | Dairyland_Chowchilla_HSN | Northern_California_Li_Battery_8hr_166 | Reliability_Capacity_In_Model_Year | 1 | Northern_California_Li_Battery_8hr_166 | Dairyland-Chowchilla 115kV Line | CAISO_Li_Battery_8hr_Dispatch | Solar | Dairyland_Chowchilla_HSN | Northern_California_Li_Battery_8hr_166 | Reliability_Capacity_In_Model_Year | 1 | Dairyland_Chowchilla_SSN | Northern_California_Li_Battery_8hr_166 | Reliability_Capacity_In_Model_Year | 0.5 | Dairyland_Chowchilla_offpeak | Northern_California_Li_Battery_8hr_166 | Operational_New_Capacity_MW | -1
Bellota_Weber_SSN | Northern_California_Solar_80 | Reliability_Capacity_In_Model_Year | 0.556 | Dairyland_Chowchilla_HSN | Southern_PGAE_Li_Battery_8hr_168 | Reliability_Capacity_In_Model_Year | 1 | Southern_PGAE_Li_Battery_8hr_168 | Dairyland-Chowchilla 115kV Line | CAISO_Li_Battery_8hr_Dispatch | Solar | Dairyland_Chowchilla_HSN | Southern_PGAE_Li_Battery_8hr_168 | Reliability_Capacity_In_Model_Year | 1 | Dairyland_Chowchilla_SSN | Southern_PGAE_Li_Battery_8hr_168 | Reliability_Capacity_In_Model_Year | 0.5 | Dairyland_Chowchilla_offpeak | Southern_PGAE_Li_Battery_8hr_168 | Operational_New_Capacity_MW | -1
Bellota_Weber_SSN | Northern_California_Solar_85 | Reliability_Capacity_In_Model_Year | 0.556 | Dairyland_Chowchilla_HSN | Southern_PGAE_Li_Battery_8hr_169 | Reliability_Capacity_In_Model_Year | 1 | Southern_PGAE_Li_Battery_8hr_169 | Dairyland-Chowchilla 115kV Line | CAISO_Li_Battery_8hr_Dispatch | Solar | Dairyland_Chowchilla_HSN | Southern_PGAE_Li_Battery_8hr_169 | Reliability_Capacity_In_Model_Year | 1 | Dairyland_Chowchilla_SSN | Southern_PGAE_Li_Battery_8hr_169 | Reliability_Capacity_In_Model_Year | 0.5 | Dairyland_Chowchilla_offpeak | Southern_PGAE_Li_Battery_8hr_169 | Operational_New_Capacity_MW | -1
Bellota_Weber_SSN | Northern_California_Solar_92 | Reliability_Capacity_In_Model_Year | 0.556 | Dairyland_Chowchilla_HSN | Southern_PGAE_Li_Battery_8hr_170 | Reliability_Capacity_In_Model_Year | 1 | Southern_PGAE_Li_Battery_8hr_170 | Dairyland-Chowchilla 115kV Line | CAISO_Li_Battery_8hr_Dispatch | Solar | Dairyland_Chowchilla_HSN | Southern_PGAE_Li_Battery_8hr_170 | Reliability_Capacity_In_Model_Year | 1 | Dairyland_Chowchilla_SSN | Southern_PGAE_Li_Battery_8hr_170 | Reliability_Capacity_In_Model_Year | 0.5 | Dairyland_Chowchilla_offpeak | Southern_PGAE_Li_Battery_8hr_170 | Operational_New_Capacity_MW | -1
Bellota_Weber_SSN | Northern_California_Solar_114 | Reliability_Capacity_In_Model_Year | 0.556 | Dairyland_Chowchilla_HSN | Southern_PGAE_Li_Battery_8hr_174 | Reliability_Capacity_In_Model_Year | 1 | Southern_PGAE_Li_Battery_8hr_174 | Dairyland-Chowchilla 115kV Line | CAISO_Li_Battery_8hr_Dispatch | Solar | Dairyland_Chowchilla_HSN | Southern_PGAE_Li_Battery_8hr_174 | Reliability_Capacity_In_Model_Year | 1 | Dairyland_Chowchilla_SSN | Southern_PGAE_Li_Battery_8hr_174 | Reliability_Capacity_In_Model_Year | 0.5 | Dairyland_Chowchilla_offpeak | Southern_PGAE_Li_Battery_8hr_174 | Operational_New_Capacity_MW | -1
Bellota_Weber_SSN | Northern_California_Solar_122 | Reliability_Capacity_In_Model_Year | 0.556 | Dairyland_Chowchilla_HSN | Southern_PGAE_Li_Battery_8hr_176 | Reliability_Capacity_In_Model_Year | 1 | Southern_PGAE_Li_Battery_8hr_176 | Dairyland-Chowchilla 115kV Line | CAISO_Li_Battery_8hr_Dispatch | Solar | Dairyland_Chowchilla_HSN | Southern_PGAE_Li_Battery_8hr_176 | Reliability_Capacity_In_Model_Year | 1 | Dairyland_Chowchilla_SSN | Southern_PGAE_Li_Battery_8hr_176 | Reliability_Capacity_In_Model_Year | 0.5 | Dairyland_Chowchilla_offpeak | Southern_PGAE_Li_Battery_8hr_176 | Operational_New_Capacity_MW | -1
Bellota_Weber_SSN | Northern_California_Solar_135 | Reliability_Capacity_In_Model_Year | 0.556 | Dairyland_Chowchilla_HSN | Central_Valley_North_Los_Banos_Wind_154 | Reliability_Capacity_In_Model_Year | 0.665 | Central_Valley_North_Los_Banos_Wind_154 | Dairyland-Chowchilla 115kV Line | Central_Valley_North_Los_Banos_Wind | Solar | Dairyland_Chowchilla_HSN | Central_Valley_North_Los_Banos_Wind_154 | Reliability_Capacity_In_Model_Year | 0.665 | Dairyland_Chowchilla_SSN | Central_Valley_North_Los_Banos_Wind_154 | Reliability_Capacity_In_Model_Year | 0.163 | Dairyland_Chowchilla_offpeak | Central_Valley_North_Los_Banos_Wind_154 | Operational_New_Capacity_MW | 0.44
Bellota_Weber_SSN | Northern_California_Solar_138 | Reliability_Capacity_In_Model_Year | 0.556 | Dairyland_Chowchilla_HSN | Central_Valley_North_Los_Banos_Wind_162 | Reliability_Capacity_In_Model_Year | 0.665 | Central_Valley_North_Los_Banos_Wind_162 | Dairyland-Chowchilla 115kV Line | Central_Valley_North_Los_Banos_Wind | Solar | Dairyland_Chowchilla_HSN | Central_Valley_North_Los_Banos_Wind_162 | Reliability_Capacity_In_Model_Year | 0.665 | Dairyland_Chowchilla_SSN | Central_Valley_North_Los_Banos_Wind_162 | Reliability_Capacity_In_Model_Year | 0.163 | Dairyland_Chowchilla_offpeak | Central_Valley_North_Los_Banos_Wind_162 | Operational_New_Capacity_MW | 0.44
Bellota_Weber_SSN | Northern_California_Solar_141 | Reliability_Capacity_In_Model_Year | 0.556 | Dairyland_Chowchilla_HSN | Northern_California_Solar_166 | Reliability_Capacity_In_Model_Year | 0.1 | Northern_California_Solar_166 | Dairyland-Chowchilla 115kV Line | Northern_California_Solar | Solar | Dairyland_Chowchilla_HSN | Northern_California_Solar_166 | Reliability_Capacity_In_Model_Year | 0.1 | Dairyland_Chowchilla_SSN | Northern_California_Solar_166 | Reliability_Capacity_In_Model_Year | 0.556 | Dairyland_Chowchilla_offpeak | Northern_California_Solar_166 | Operational_New_Capacity_MW | 0.79
Bellota_Weber_SSN | Northern_California_Solar_144 | Reliability_Capacity_In_Model_Year | 0.556 | Dairyland_Chowchilla_HSN | Southern_PGAE_Solar_140 | Reliability_Capacity_In_Model_Year | 0.1 | Southern_PGAE_Solar_140 | Dairyland-Chowchilla 115kV Line | Southern_PGAE_Solar | Solar | Dairyland_Chowchilla_HSN | Southern_PGAE_Solar_140 | Reliability_Capacity_In_Model_Year | 0.1 | Dairyland_Chowchilla_SSN | Southern_PGAE_Solar_140 | Reliability_Capacity_In_Model_Year | 0.556 | Dairyland_Chowchilla_offpeak | Southern_PGAE_Solar_140 | Operational_New_Capacity_MW | 0.79
Bellota_Weber_SSN | Northern_California_Solar_157 | Reliability_Capacity_In_Model_Year | 0.556 | Dairyland_Chowchilla_HSN | Southern_PGAE_Solar_151 | Reliability_Capacity_In_Model_Year | 0.1 | Southern_PGAE_Solar_151 | Dairyland-Chowchilla 115kV Line | Southern_PGAE_Solar | Solar | Dairyland_Chowchilla_HSN | Southern_PGAE_Solar_151 | Reliability_Capacity_In_Model_Year | 0.1 | Dairyland_Chowchilla_SSN | Southern_PGAE_Solar_151 | Reliability_Capacity_In_Model_Year | 0.556 | Dairyland_Chowchilla_offpeak | Southern_PGAE_Solar_151 | Operational_New_Capacity_MW | 0.79
Bellota_Weber_SSN | Northern_California_Solar_159 | Reliability_Capacity_In_Model_Year | 0.556 | Dairyland_Chowchilla_HSN | Southern_PGAE_Solar_154 | Reliability_Capacity_In_Model_Year | 0.1 | Southern_PGAE_Solar_154 | Dairyland-Chowchilla 115kV Line | Southern_PGAE_Solar | Solar | Dairyland_Chowchilla_HSN | Southern_PGAE_Solar_154 | Reliability_Capacity_In_Model_Year | 0.1 | Dairyland_Chowchilla_SSN | Southern_PGAE_Solar_154 | Reliability_Capacity_In_Model_Year | 0.556 | Dairyland_Chowchilla_offpeak | Southern_PGAE_Solar_154 | Operational_New_Capacity_MW | 0.79
Bellota_Weber_SSN | Northern_California_Solar_166 | Reliability_Capacity_In_Model_Year | 0.556 | Dairyland_Chowchilla_HSN | Southern_PGAE_Solar_161 | Reliability_Capacity_In_Model_Year | 0.1 | Southern_PGAE_Solar_161 | Dairyland-Chowchilla 115kV Line | Southern_PGAE_Solar | Solar | Dairyland_Chowchilla_HSN | Southern_PGAE_Solar_161 | Reliability_Capacity_In_Model_Year | 0.1 | Dairyland_Chowchilla_SSN | Southern_PGAE_Solar_161 | Reliability_Capacity_In_Model_Year | 0.556 | Dairyland_Chowchilla_offpeak | Southern_PGAE_Solar_161 | Operational_New_Capacity_MW | 0.79
Bellota_Weber_SSN | Northern_California_Solar_172 | Reliability_Capacity_In_Model_Year | 0.556 | Dairyland_Chowchilla_HSN | Southern_PGAE_Solar_162 | Reliability_Capacity_In_Model_Year | 0.1 | Southern_PGAE_Solar_162 | Dairyland-Chowchilla 115kV Line | Southern_PGAE_Solar | Solar | Dairyland_Chowchilla_HSN | Southern_PGAE_Solar_162 | Reliability_Capacity_In_Model_Year | 0.1 | Dairyland_Chowchilla_SSN | Southern_PGAE_Solar_162 | Reliability_Capacity_In_Model_Year | 0.556 | Dairyland_Chowchilla_offpeak | Southern_PGAE_Solar_162 | Operational_New_Capacity_MW | 0.79
Bellota_Weber_SSN | Northern_California_Solar_179 | Reliability_Capacity_In_Model_Year | 0.556 | Dairyland_Chowchilla_HSN | Southern_PGAE_Solar_163 | Reliability_Capacity_In_Model_Year | 0.1 | Southern_PGAE_Solar_163 | Dairyland-Chowchilla 115kV Line | Southern_PGAE_Solar | Solar | Dairyland_Chowchilla_HSN | Southern_PGAE_Solar_163 | Reliability_Capacity_In_Model_Year | 0.1 | Dairyland_Chowchilla_SSN | Southern_PGAE_Solar_163 | Reliability_Capacity_In_Model_Year | 0.556 | Dairyland_Chowchilla_offpeak | Southern_PGAE_Solar_163 | Operational_New_Capacity_MW | 0.79
Bellota_Weber_SSN | Northern_California_Wind_159 | Reliability_Capacity_In_Model_Year | 0.163 | Dairyland_Chowchilla_HSN | Southern_PGAE_Solar_164 | Reliability_Capacity_In_Model_Year | 0.1 | Southern_PGAE_Solar_164 | Dairyland-Chowchilla 115kV Line | Southern_PGAE_Solar | Solar | Dairyland_Chowchilla_HSN | Southern_PGAE_Solar_164 | Reliability_Capacity_In_Model_Year | 0.1 | Dairyland_Chowchilla_SSN | Southern_PGAE_Solar_164 | Reliability_Capacity_In_Model_Year | 0.556 | Dairyland_Chowchilla_offpeak | Southern_PGAE_Solar_164 | Operational_New_Capacity_MW | 0.79
Bellota_Weber_SSN | Solano_Wind_85 | Reliability_Capacity_In_Model_Year | 0.163 | Dairyland_Chowchilla_HSN | Southern_PGAE_Solar_165 | Reliability_Capacity_In_Model_Year | 0.1 | Southern_PGAE_Solar_165 | Dairyland-Chowchilla 115kV Line | Southern_PGAE_Solar | Solar | Dairyland_Chowchilla_HSN | Southern_PGAE_Solar_165 | Reliability_Capacity_In_Model_Year | 0.1 | Dairyland_Chowchilla_SSN | Southern_PGAE_Solar_165 | Reliability_Capacity_In_Model_Year | 0.556 | Dairyland_Chowchilla_offpeak | Southern_PGAE_Solar_165 | Operational_New_Capacity_MW | 0.79
Bellota_Weber_SSN | Solano_Wind_122 | Reliability_Capacity_In_Model_Year | 0.163 | Dairyland_Chowchilla_HSN | Southern_PGAE_Solar_168 | Reliability_Capacity_In_Model_Year | 0.1 | Southern_PGAE_Solar_168 | Dairyland-Chowchilla 115kV Line | Southern_PGAE_Solar | Solar | Dairyland_Chowchilla_HSN | Southern_PGAE_Solar_168 | Reliability_Capacity_In_Model_Year | 0.1 | Dairyland_Chowchilla_SSN | Southern_PGAE_Solar_168 | Reliability_Capacity_In_Model_Year | 0.556 | Dairyland_Chowchilla_offpeak | Southern_PGAE_Solar_168 | Operational_New_Capacity_MW | 0.79
Bellota_Weber_SSN | Southern_PGAE_Solar_111 | Reliability_Capacity_In_Model_Year | 0.556 | Dairyland_Chowchilla_HSN | Southern_PGAE_Solar_169 | Reliability_Capacity_In_Model_Year | 0.1 | Southern_PGAE_Solar_169 | Dairyland-Chowchilla 115kV Line | Southern_PGAE_Solar | Solar | Dairyland_Chowchilla_HSN | Southern_PGAE_Solar_169 | Reliability_Capacity_In_Model_Year | 0.1 | Dairyland_Chowchilla_SSN | Southern_PGAE_Solar_169 | Reliability_Capacity_In_Model_Year | 0.556 | Dairyland_Chowchilla_offpeak | Southern_PGAE_Solar_169 | Operational_New_Capacity_MW | 0.79
Bellota_Weber_SSN | Southern_PGAE_Solar_139 | Reliability_Capacity_In_Model_Year | 0.556 | Dairyland_Chowchilla_HSN | Southern_PGAE_Solar_170 | Reliability_Capacity_In_Model_Year | 0.1 | Southern_PGAE_Solar_170 | Dairyland-Chowchilla 115kV Line | Southern_PGAE_Solar | Solar | Dairyland_Chowchilla_HSN | Southern_PGAE_Solar_170 | Reliability_Capacity_In_Model_Year | 0.1 | Dairyland_Chowchilla_SSN | Southern_PGAE_Solar_170 | Reliability_Capacity_In_Model_Year | 0.556 | Dairyland_Chowchilla_offpeak | Southern_PGAE_Solar_170 | Operational_New_Capacity_MW | 0.79
Bellota_Weber_SSN | Southern_PGAE_Solar_140 | Reliability_Capacity_In_Model_Year | 0.556 | Dairyland_Chowchilla_HSN | Southern_PGAE_Solar_174 | Reliability_Capacity_In_Model_Year | 0.1 | Southern_PGAE_Solar_174 | Dairyland-Chowchilla 115kV Line | Southern_PGAE_Solar | Solar | Dairyland_Chowchilla_HSN | Southern_PGAE_Solar_174 | Reliability_Capacity_In_Model_Year | 0.1 | Dairyland_Chowchilla_SSN | Southern_PGAE_Solar_174 | Reliability_Capacity_In_Model_Year | 0.556 | Dairyland_Chowchilla_offpeak | Southern_PGAE_Solar_174 | Operational_New_Capacity_MW | 0.79
Bellota_Weber_SSN | Southern_PGAE_Solar_151 | Reliability_Capacity_In_Model_Year | 0.556 | Dairyland_Chowchilla_HSN | Southern_PGAE_Solar_176 | Reliability_Capacity_In_Model_Year | 0.1 | Southern_PGAE_Solar_176 | Dairyland-Chowchilla 115kV Line | Southern_PGAE_Solar | Solar | Dairyland_Chowchilla_HSN | Southern_PGAE_Solar_176 | Reliability_Capacity_In_Model_Year | 0.1 | Dairyland_Chowchilla_SSN | Southern_PGAE_Solar_176 | Reliability_Capacity_In_Model_Year | 0.556 | Dairyland_Chowchilla_offpeak | Southern_PGAE_Solar_176 | Operational_New_Capacity_MW | 0.79
Bellota_Weber_SSN | Southern_PGAE_Solar_154 | Reliability_Capacity_In_Model_Year | 0.556 | DCRT_HSN | Arizona_Solar_62 | Reliability_Capacity_In_Model_Year | 0.106 | Arizona_Solar_62 | DCRT Constraint | Arizona_Solar | Solar | DCRT_HSN | Arizona_Solar_62 | Reliability_Capacity_In_Model_Year | 0.106 | DCRT_SSN | Arizona_Solar_62 | Reliability_Capacity_In_Model_Year | 0.427 | DCRT_offpeak | Arizona_Solar_62 | Operational_New_Capacity_MW | 0.77
Bellota_Weber_SSN | Southern_PGAE_Solar_161 | Reliability_Capacity_In_Model_Year | 0.556 | DCRT_HSN | Arizona_Solar_77 | Reliability_Capacity_In_Model_Year | 0.106 | Arizona_Solar_77 | DCRT Constraint | Arizona_Solar | Solar | DCRT_HSN | Arizona_Solar_77 | Reliability_Capacity_In_Model_Year | 0.106 | DCRT_SSN | Arizona_Solar_77 | Reliability_Capacity_In_Model_Year | 0.427 | DCRT_offpeak | Arizona_Solar_77 | Operational_New_Capacity_MW | 0.77
Bellota_Weber_SSN | Southern_PGAE_Solar_162 | Reliability_Capacity_In_Model_Year | 0.556 | DCRT_HSN | Arizona_Flow_Battery_62 | Reliability_Capacity_In_Model_Year | 1 | Arizona_Flow_Battery_62 | DCRT Constraint | CAISO_Flow_Battery_8hr_Dispatch | Solar | DCRT_HSN | Arizona_Flow_Battery_62 | Reliability_Capacity_In_Model_Year | 1 | DCRT_SSN | Arizona_Flow_Battery_62 | Reliability_Capacity_In_Model_Year | 0.5 | DCRT_offpeak | Arizona_Flow_Battery_62 | Operational_New_Capacity_MW | -1
Bellota_Weber_SSN | Southern_PGAE_Solar_163 | Reliability_Capacity_In_Model_Year | 0.556 | DCRT_HSN | Arizona_Flow_Battery_77 | Reliability_Capacity_In_Model_Year | 1 | Arizona_Flow_Battery_77 | DCRT Constraint | CAISO_Flow_Battery_8hr_Dispatch | Solar | DCRT_HSN | Arizona_Flow_Battery_77 | Reliability_Capacity_In_Model_Year | 1 | DCRT_SSN | Arizona_Flow_Battery_77 | Reliability_Capacity_In_Model_Year | 0.5 | DCRT_offpeak | Arizona_Flow_Battery_77 | Operational_New_Capacity_MW | -1
Bellota_Weber_SSN | Southern_PGAE_Solar_164 | Reliability_Capacity_In_Model_Year | 0.556 | DCRT_HSN | Arizona_Li_Battery_4hr_62 | Reliability_Capacity_In_Model_Year | 1 | Arizona_Li_Battery_4hr_62 | DCRT Constraint | CAISO_Li_Battery_4hr_Dispatch | Solar | DCRT_HSN | Arizona_Li_Battery_4hr_62 | Reliability_Capacity_In_Model_Year | 1 | DCRT_SSN | Arizona_Li_Battery_4hr_62 | Reliability_Capacity_In_Model_Year | 0.5 | DCRT_offpeak | Arizona_Li_Battery_4hr_62 | Operational_New_Capacity_MW | -1
Bellota_Weber_SSN | Southern_PGAE_Solar_165 | Reliability_Capacity_In_Model_Year | 0.556 | DCRT_HSN | Arizona_Li_Battery_4hr_77 | Reliability_Capacity_In_Model_Year | 1 | Arizona_Li_Battery_4hr_77 | DCRT Constraint | CAISO_Li_Battery_4hr_Dispatch | Solar | DCRT_HSN | Arizona_Li_Battery_4hr_77 | Reliability_Capacity_In_Model_Year | 1 | DCRT_SSN | Arizona_Li_Battery_4hr_77 | Reliability_Capacity_In_Model_Year | 0.5 | DCRT_offpeak | Arizona_Li_Battery_4hr_77 | Operational_New_Capacity_MW | -1
Bellota_Weber_SSN | Southern_PGAE_Solar_168 | Reliability_Capacity_In_Model_Year | 0.556 | DCRT_HSN | Arizona_Li_Battery_8hr_62 | Reliability_Capacity_In_Model_Year | 1 | Arizona_Li_Battery_8hr_62 | DCRT Constraint | CAISO_Li_Battery_8hr_Dispatch | Solar | DCRT_HSN | Arizona_Li_Battery_8hr_62 | Reliability_Capacity_In_Model_Year | 1 | DCRT_SSN | Arizona_Li_Battery_8hr_62 | Reliability_Capacity_In_Model_Year | 0.5 | DCRT_offpeak | Arizona_Li_Battery_8hr_62 | Operational_New_Capacity_MW | -1
Bellota_Weber_SSN | Southern_PGAE_Solar_169 | Reliability_Capacity_In_Model_Year | 0.556 | DCRT_HSN | Arizona_Li_Battery_8hr_77 | Reliability_Capacity_In_Model_Year | 1 | Arizona_Li_Battery_8hr_77 | DCRT Constraint | CAISO_Li_Battery_8hr_Dispatch | Solar | DCRT_HSN | Arizona_Li_Battery_8hr_77 | Reliability_Capacity_In_Model_Year | 1 | DCRT_SSN | Arizona_Li_Battery_8hr_77 | Reliability_Capacity_In_Model_Year | 0.5 | DCRT_offpeak | Arizona_Li_Battery_8hr_77 | Operational_New_Capacity_MW | -1
Bellota_Weber_SSN | Southern_PGAE_Solar_170 | Reliability_Capacity_In_Model_Year | 0.556 | Del_Amo_Barre_HSN | Greater_LA_Flow_Battery_30 | Reliability_Capacity_In_Model_Year | 1 | Greater_LA_Flow_Battery_30 | Del Amo - Barre Area Constraint | CAISO_Flow_Battery_8hr_Dispatch | Solar | Del_Amo_Barre_HSN | Greater_LA_Flow_Battery_30 | Reliability_Capacity_In_Model_Year | 1 | Del_Amo_Barre_SSN | Greater_LA_Flow_Battery_30 | Reliability_Capacity_In_Model_Year | 0.5 | Del_Amo_Barre_offpeak | Greater_LA_Flow_Battery_30 | Operational_New_Capacity_MW | -1
Bellota_Weber_SSN | Southern_PGAE_Solar_174 | Reliability_Capacity_In_Model_Year | 0.556 | Del_Amo_Barre_HSN | Greater_LA_Li_Battery_4hr_30 | Reliability_Capacity_In_Model_Year | 1 | Greater_LA_Li_Battery_4hr_30 | Del Amo - Barre Area Constraint | CAISO_Li_Battery_4hr_Dispatch | Solar | Del_Amo_Barre_HSN | Greater_LA_Li_Battery_4hr_30 | Reliability_Capacity_In_Model_Year | 1 | Del_Amo_Barre_SSN | Greater_LA_Li_Battery_4hr_30 | Reliability_Capacity_In_Model_Year | 0.5 | Del_Amo_Barre_offpeak | Greater_LA_Li_Battery_4hr_30 | Operational_New_Capacity_MW | -1
Bellota_Weber_SSN | Southern_PGAE_Solar_176 | Reliability_Capacity_In_Model_Year | 0.556 | Del_Amo_Barre_HSN | Greater_LA_Li_Battery_8hr_30 | Reliability_Capacity_In_Model_Year | 1 | Greater_LA_Li_Battery_8hr_30 | Del Amo - Barre Area Constraint | CAISO_Li_Battery_8hr_Dispatch | Solar | Del_Amo_Barre_HSN | Greater_LA_Li_Battery_8hr_30 | Reliability_Capacity_In_Model_Year | 1 | Del_Amo_Barre_SSN | Greater_LA_Li_Battery_8hr_30 | Reliability_Capacity_In_Model_Year | 0.5 | Del_Amo_Barre_offpeak | Greater_LA_Li_Battery_8hr_30 | Operational_New_Capacity_MW | -1
Bellota_Weber_SSN | Subacco_group | Operational_New_Capacity_MW | -1 | Del_Amo_Barre_HSN | Greater_LA_Solar_30 | Reliability_Capacity_In_Model_Year | 0.106 | Greater_LA_Solar_30 | Del Amo - Barre Area Constraint | Greater_LA_Solar | Solar | Del_Amo_Barre_HSN | Greater_LA_Solar_30 | Reliability_Capacity_In_Model_Year | 0.106 | Del_Amo_Barre_SSN | Greater_LA_Solar_30 | Reliability_Capacity_In_Model_Year | 0.427 | Del_Amo_Barre_offpeak | Greater_LA_Solar_30 | Operational_New_Capacity_MW | 0.77
Birds_Landing_Contra_Costa_HSN | Northern_California_Flow_Battery_26 | Reliability_Capacity_In_Model_Year | 1 | Del_Norte_Offshore_Line_HSN | Del_Norte_Offshore_Wind_Asset | Reliability_Capacity_In_Model_Year | 1 | Del_Norte_Offshore_Wind_Asset | Del Norte Offshore Wind Line | Del_Norte_Offshore_Wind | Wind | Del_Norte_Offshore_Line_HSN | Del_Norte_Offshore_Wind_Asset | Reliability_Capacity_In_Model_Year | 1 | Del_Norte_Offshore_Line_SSN | Del_Norte_Offshore_Wind_Asset | Reliability_Capacity_In_Model_Year | 0.51 | Del_Norte_Offshore_Line_offpeak | Del_Norte_Offshore_Wind_Asset | Operational_New_Capacity_MW | 1
Birds_Landing_Contra_Costa_HSN | Northern_California_Flow_Battery_51 | Reliability_Capacity_In_Model_Year | 1 | Devers_Red_Bluff_HSN | Arizona_Solar_55 | Reliability_Capacity_In_Model_Year | 0.106 | Arizona_Solar_55 | Devers-Red Bluff Constraint | Arizona_Solar | Solar | Devers_Red_Bluff_HSN | Arizona_Solar_55 | Reliability_Capacity_In_Model_Year | 0.106 | Devers_Red_Bluff_SSN | Arizona_Solar_55 | Reliability_Capacity_In_Model_Year | 0.427 | Devers_Red_Bluff_offpeak | Arizona_Solar_55 | Operational_New_Capacity_MW | 0.77
Birds_Landing_Contra_Costa_HSN | Northern_California_Flow_Battery_80 | Reliability_Capacity_In_Model_Year | 1 | Devers_Red_Bluff_HSN | Arizona_Solar_62 | Reliability_Capacity_In_Model_Year | 0.106 | Arizona_Solar_62 | Devers-Red Bluff Constraint | Arizona_Solar | Solar | Devers_Red_Bluff_HSN | Arizona_Solar_62 | Reliability_Capacity_In_Model_Year | 0.106 | Devers_Red_Bluff_SSN | Arizona_Solar_62 | Reliability_Capacity_In_Model_Year | 0.427 | Devers_Red_Bluff_offpeak | Arizona_Solar_62 | Operational_New_Capacity_MW | 0.77
Birds_Landing_Contra_Costa_HSN | Northern_California_Flow_Battery_83 | Reliability_Capacity_In_Model_Year | 1 | Devers_Red_Bluff_HSN | Arizona_Solar_77 | Reliability_Capacity_In_Model_Year | 0.106 | Arizona_Solar_77 | Devers-Red Bluff Constraint | Arizona_Solar | Solar | Devers_Red_Bluff_HSN | Arizona_Solar_77 | Reliability_Capacity_In_Model_Year | 0.106 | Devers_Red_Bluff_SSN | Arizona_Solar_77 | Reliability_Capacity_In_Model_Year | 0.427 | Devers_Red_Bluff_offpeak | Arizona_Solar_77 | Operational_New_Capacity_MW | 0.77
Birds_Landing_Contra_Costa_HSN | Northern_California_Flow_Battery_85 | Reliability_Capacity_In_Model_Year | 1 | Devers_Red_Bluff_HSN | Arizona_Solar_90 | Reliability_Capacity_In_Model_Year | 0.106 | Arizona_Solar_90 | Devers-Red Bluff Constraint | Arizona_Solar | Solar | Devers_Red_Bluff_HSN | Arizona_Solar_90 | Reliability_Capacity_In_Model_Year | 0.106 | Devers_Red_Bluff_SSN | Arizona_Solar_90 | Reliability_Capacity_In_Model_Year | 0.427 | Devers_Red_Bluff_offpeak | Arizona_Solar_90 | Operational_New_Capacity_MW | 0.77
Birds_Landing_Contra_Costa_HSN | Northern_California_Flow_Battery_94 | Reliability_Capacity_In_Model_Year | 1 | Devers_Red_Bluff_HSN | Baja_California_Wind_133 | Reliability_Capacity_In_Model_Year | 0.337 | Baja_California_Wind_133 | Devers-Red Bluff Constraint | Baja_California_Wind | Solar | Devers_Red_Bluff_HSN | Baja_California_Wind_133 | Reliability_Capacity_In_Model_Year | 0.337 | Devers_Red_Bluff_SSN | Baja_California_Wind_133 | Reliability_Capacity_In_Model_Year | 0.112 | Devers_Red_Bluff_offpeak | Baja_California_Wind_133 | Operational_New_Capacity_MW | 0.44
Birds_Landing_Contra_Costa_HSN | Northern_California_Flow_Battery_126 | Reliability_Capacity_In_Model_Year | 1 | Devers_Red_Bluff_HSN | Southern_NV_Eldorado_Flow_Battery_19 | Reliability_Capacity_In_Model_Year | 1 | Southern_NV_Eldorado_Flow_Battery_19 | Devers-Red Bluff Constraint | CAISO_Flow_Battery_8hr_Dispatch | Solar | Devers_Red_Bluff_HSN | Southern_NV_Eldorado_Flow_Battery_19 | Reliability_Capacity_In_Model_Year | 1 | Devers_Red_Bluff_SSN | Southern_NV_Eldorado_Flow_Battery_19 | Reliability_Capacity_In_Model_Year | 0.5 | Devers_Red_Bluff_offpeak | Southern_NV_Eldorado_Flow_Battery_19 | Operational_New_Capacity_MW | -1
Birds_Landing_Contra_Costa_HSN | Northern_California_Flow_Battery_127 | Reliability_Capacity_In_Model_Year | 1 | Devers_Red_Bluff_HSN | Southern_NV_Eldorado_Flow_Battery_40 | Reliability_Capacity_In_Model_Year | 1 | Southern_NV_Eldorado_Flow_Battery_40 | Devers-Red Bluff Constraint | CAISO_Flow_Battery_8hr_Dispatch | Solar | Devers_Red_Bluff_HSN | Southern_NV_Eldorado_Flow_Battery_40 | Reliability_Capacity_In_Model_Year | 1 | Devers_Red_Bluff_SSN | Southern_NV_Eldorado_Flow_Battery_40 | Reliability_Capacity_In_Model_Year | 0.5 | Devers_Red_Bluff_offpeak | Southern_NV_Eldorado_Flow_Battery_40 | Operational_New_Capacity_MW | -1
Birds_Landing_Contra_Costa_HSN | Northern_California_Flow_Battery_150 | Reliability_Capacity_In_Model_Year | 1 | Devers_Red_Bluff_HSN | Arizona_Flow_Battery_55 | Reliability_Capacity_In_Model_Year | 1 | Arizona_Flow_Battery_55 | Devers-Red Bluff Constraint | CAISO_Flow_Battery_8hr_Dispatch | Solar | Devers_Red_Bluff_HSN | Arizona_Flow_Battery_55 | Reliability_Capacity_In_Model_Year | 1 | Devers_Red_Bluff_SSN | Arizona_Flow_Battery_55 | Reliability_Capacity_In_Model_Year | 0.5 | Devers_Red_Bluff_offpeak | Arizona_Flow_Battery_55 | Operational_New_Capacity_MW | -1
Birds_Landing_Contra_Costa_HSN | Northern_California_Flow_Battery_155 | Reliability_Capacity_In_Model_Year | 1 | Devers_Red_Bluff_HSN | Arizona_Flow_Battery_62 | Reliability_Capacity_In_Model_Year | 1 | Arizona_Flow_Battery_62 | Devers-Red Bluff Constraint | CAISO_Flow_Battery_8hr_Dispatch | Solar | Devers_Red_Bluff_HSN | Arizona_Flow_Battery_62 | Reliability_Capacity_In_Model_Year | 1 | Devers_Red_Bluff_SSN | Arizona_Flow_Battery_62 | Reliability_Capacity_In_Model_Year | 0.5 | Devers_Red_Bluff_offpeak | Arizona_Flow_Battery_62 | Operational_New_Capacity_MW | -1
Birds_Landing_Contra_Costa_HSN | Northern_California_Flow_Battery_158 | Reliability_Capacity_In_Model_Year | 1 | Devers_Red_Bluff_HSN | Greater_Imperial_Flow_Battery_63 | Reliability_Capacity_In_Model_Year | 1 | Greater_Imperial_Flow_Battery_63 | Devers-Red Bluff Constraint | CAISO_Flow_Battery_8hr_Dispatch | Solar | Devers_Red_Bluff_HSN | Greater_Imperial_Flow_Battery_63 | Reliability_Capacity_In_Model_Year | 1 | Devers_Red_Bluff_SSN | Greater_Imperial_Flow_Battery_63 | Reliability_Capacity_In_Model_Year | 0.5 | Devers_Red_Bluff_offpeak | Greater_Imperial_Flow_Battery_63 | Operational_New_Capacity_MW | -1
Birds_Landing_Contra_Costa_HSN | Northern_California_Li_Battery_4hr_26 | Reliability_Capacity_In_Model_Year | 1 | Devers_Red_Bluff_HSN | Arizona_Flow_Battery_77 | Reliability_Capacity_In_Model_Year | 1 | Arizona_Flow_Battery_77 | Devers-Red Bluff Constraint | CAISO_Flow_Battery_8hr_Dispatch | Solar | Devers_Red_Bluff_HSN | Arizona_Flow_Battery_77 | Reliability_Capacity_In_Model_Year | 1 | Devers_Red_Bluff_SSN | Arizona_Flow_Battery_77 | Reliability_Capacity_In_Model_Year | 0.5 | Devers_Red_Bluff_offpeak | Arizona_Flow_Battery_77 | Operational_New_Capacity_MW | -1
Birds_Landing_Contra_Costa_HSN | Northern_California_Li_Battery_4hr_51 | Reliability_Capacity_In_Model_Year | 1 | Devers_Red_Bluff_HSN | Arizona_Flow_Battery_90 | Reliability_Capacity_In_Model_Year | 1 | Arizona_Flow_Battery_90 | Devers-Red Bluff Constraint | CAISO_Flow_Battery_8hr_Dispatch | Solar | Devers_Red_Bluff_HSN | Arizona_Flow_Battery_90 | Reliability_Capacity_In_Model_Year | 1 | Devers_Red_Bluff_SSN | Arizona_Flow_Battery_90 | Reliability_Capacity_In_Model_Year | 0.5 | Devers_Red_Bluff_offpeak | Arizona_Flow_Battery_90 | Operational_New_Capacity_MW | -1
Birds_Landing_Contra_Costa_HSN | Northern_California_Li_Battery_4hr_80 | Reliability_Capacity_In_Model_Year | 1 | Devers_Red_Bluff_HSN | Greater_Imperial_Flow_Battery_107 | Reliability_Capacity_In_Model_Year | 1 | Greater_Imperial_Flow_Battery_107 | Devers-Red Bluff Constraint | CAISO_Flow_Battery_8hr_Dispatch | Solar | Devers_Red_Bluff_HSN | Greater_Imperial_Flow_Battery_107 | Reliability_Capacity_In_Model_Year | 1 | Devers_Red_Bluff_SSN | Greater_Imperial_Flow_Battery_107 | Reliability_Capacity_In_Model_Year | 0.5 | Devers_Red_Bluff_offpeak | Greater_Imperial_Flow_Battery_107 | Operational_New_Capacity_MW | -1
Birds_Landing_Contra_Costa_HSN | Northern_California_Li_Battery_4hr_83 | Reliability_Capacity_In_Model_Year | 1 | Devers_Red_Bluff_HSN | Greater_Imperial_Flow_Battery_133 | Reliability_Capacity_In_Model_Year | 1 | Greater_Imperial_Flow_Battery_133 | Devers-Red Bluff Constraint | CAISO_Flow_Battery_8hr_Dispatch | Solar | Devers_Red_Bluff_HSN | Greater_Imperial_Flow_Battery_133 | Reliability_Capacity_In_Model_Year | 1 | Devers_Red_Bluff_SSN | Greater_Imperial_Flow_Battery_133 | Reliability_Capacity_In_Model_Year | 0.5 | Devers_Red_Bluff_offpeak | Greater_Imperial_Flow_Battery_133 | Operational_New_Capacity_MW | -1
Birds_Landing_Contra_Costa_HSN | Northern_California_Li_Battery_4hr_85 | Reliability_Capacity_In_Model_Year | 1 | Devers_Red_Bluff_HSN | Southern_NV_Eldorado_Li_Battery_4hr_19 | Reliability_Capacity_In_Model_Year | 1 | Southern_NV_Eldorado_Li_Battery_4hr_19 | Devers-Red Bluff Constraint | CAISO_Li_Battery_4hr_Dispatch | Solar | Devers_Red_Bluff_HSN | Southern_NV_Eldorado_Li_Battery_4hr_19 | Reliability_Capacity_In_Model_Year | 1 | Devers_Red_Bluff_SSN | Southern_NV_Eldorado_Li_Battery_4hr_19 | Reliability_Capacity_In_Model_Year | 0.5 | Devers_Red_Bluff_offpeak | Southern_NV_Eldorado_Li_Battery_4hr_19 | Operational_New_Capacity_MW | -1
Birds_Landing_Contra_Costa_HSN | Northern_California_Li_Battery_4hr_94 | Reliability_Capacity_In_Model_Year | 1 | Devers_Red_Bluff_HSN | Southern_NV_Eldorado_Li_Battery_4hr_40 | Reliability_Capacity_In_Model_Year | 1 | Southern_NV_Eldorado_Li_Battery_4hr_40 | Devers-Red Bluff Constraint | CAISO_Li_Battery_4hr_Dispatch | Solar | Devers_Red_Bluff_HSN | Southern_NV_Eldorado_Li_Battery_4hr_40 | Reliability_Capacity_In_Model_Year | 1 | Devers_Red_Bluff_SSN | Southern_NV_Eldorado_Li_Battery_4hr_40 | Reliability_Capacity_In_Model_Year | 0.5 | Devers_Red_Bluff_offpeak | Southern_NV_Eldorado_Li_Battery_4hr_40 | Operational_New_Capacity_MW | -1
Birds_Landing_Contra_Costa_HSN | Northern_California_Li_Battery_4hr_126 | Reliability_Capacity_In_Model_Year | 1 | Devers_Red_Bluff_HSN | Arizona_Li_Battery_4hr_55 | Reliability_Capacity_In_Model_Year | 1 | Arizona_Li_Battery_4hr_55 | Devers-Red Bluff Constraint | CAISO_Li_Battery_4hr_Dispatch | Solar | Devers_Red_Bluff_HSN | Arizona_Li_Battery_4hr_55 | Reliability_Capacity_In_Model_Year | 1 | Devers_Red_Bluff_SSN | Arizona_Li_Battery_4hr_55 | Reliability_Capacity_In_Model_Year | 0.5 | Devers_Red_Bluff_offpeak | Arizona_Li_Battery_4hr_55 | Operational_New_Capacity_MW | -1
Birds_Landing_Contra_Costa_HSN | Northern_California_Li_Battery_4hr_127 | Reliability_Capacity_In_Model_Year | 1 | Devers_Red_Bluff_HSN | Arizona_Li_Battery_4hr_62 | Reliability_Capacity_In_Model_Year | 1 | Arizona_Li_Battery_4hr_62 | Devers-Red Bluff Constraint | CAISO_Li_Battery_4hr_Dispatch | Solar | Devers_Red_Bluff_HSN | Arizona_Li_Battery_4hr_62 | Reliability_Capacity_In_Model_Year | 1 | Devers_Red_Bluff_SSN | Arizona_Li_Battery_4hr_62 | Reliability_Capacity_In_Model_Year | 0.5 | Devers_Red_Bluff_offpeak | Arizona_Li_Battery_4hr_62 | Operational_New_Capacity_MW | -1
Birds_Landing_Contra_Costa_HSN | Northern_California_Li_Battery_4hr_150 | Reliability_Capacity_In_Model_Year | 1 | Devers_Red_Bluff_HSN | Greater_Imperial_Li_Battery_4hr_63 | Reliability_Capacity_In_Model_Year | 1 | Greater_Imperial_Li_Battery_4hr_63 | Devers-Red Bluff Constraint | CAISO_Li_Battery_4hr_Dispatch | Solar | Devers_Red_Bluff_HSN | Greater_Imperial_Li_Battery_4hr_63 | Reliability_Capacity_In_Model_Year | 1 | Devers_Red_Bluff_SSN | Greater_Imperial_Li_Battery_4hr_63 | Reliability_Capacity_In_Model_Year | 0.5 | Devers_Red_Bluff_offpeak | Greater_Imperial_Li_Battery_4hr_63 | Operational_New_Capacity_MW | -1
Birds_Landing_Contra_Costa_HSN | Northern_California_Li_Battery_4hr_155 | Reliability_Capacity_In_Model_Year | 1 | Devers_Red_Bluff_HSN | Arizona_Li_Battery_4hr_77 | Reliability_Capacity_In_Model_Year | 1 | Arizona_Li_Battery_4hr_77 | Devers-Red Bluff Constraint | CAISO_Li_Battery_4hr_Dispatch | Solar | Devers_Red_Bluff_HSN | Arizona_Li_Battery_4hr_77 | Reliability_Capacity_In_Model_Year | 1 | Devers_Red_Bluff_SSN | Arizona_Li_Battery_4hr_77 | Reliability_Capacity_In_Model_Year | 0.5 | Devers_Red_Bluff_offpeak | Arizona_Li_Battery_4hr_77 | Operational_New_Capacity_MW | -1
Birds_Landing_Contra_Costa_HSN | Northern_California_Li_Battery_4hr_158 | Reliability_Capacity_In_Model_Year | 1 | Devers_Red_Bluff_HSN | Arizona_Li_Battery_4hr_90 | Reliability_Capacity_In_Model_Year | 1 | Arizona_Li_Battery_4hr_90 | Devers-Red Bluff Constraint | CAISO_Li_Battery_4hr_Dispatch | Solar | Devers_Red_Bluff_HSN | Arizona_Li_Battery_4hr_90 | Reliability_Capacity_In_Model_Year | 1 | Devers_Red_Bluff_SSN | Arizona_Li_Battery_4hr_90 | Reliability_Capacity_In_Model_Year | 0.5 | Devers_Red_Bluff_offpeak | Arizona_Li_Battery_4hr_90 | Operational_New_Capacity_MW | -1
Birds_Landing_Contra_Costa_HSN | Northern_California_Li_Battery_8hr_26 | Reliability_Capacity_In_Model_Year | 1 | Devers_Red_Bluff_HSN | Greater_Imperial_Li_Battery_4hr_107 | Reliability_Capacity_In_Model_Year | 1 | Greater_Imperial_Li_Battery_4hr_107 | Devers-Red Bluff Constraint | CAISO_Li_Battery_4hr_Dispatch | Solar | Devers_Red_Bluff_HSN | Greater_Imperial_Li_Battery_4hr_107 | Reliability_Capacity_In_Model_Year | 1 | Devers_Red_Bluff_SSN | Greater_Imperial_Li_Battery_4hr_107 | Reliability_Capacity_In_Model_Year | 0.5 | Devers_Red_Bluff_offpeak | Greater_Imperial_Li_Battery_4hr_107 | Operational_New_Capacity_MW | -1
Birds_Landing_Contra_Costa_HSN | Northern_California_Li_Battery_8hr_51 | Reliability_Capacity_In_Model_Year | 1 | Devers_Red_Bluff_HSN | Greater_Imperial_Li_Battery_4hr_133 | Reliability_Capacity_In_Model_Year | 1 | Greater_Imperial_Li_Battery_4hr_133 | Devers-Red Bluff Constraint | CAISO_Li_Battery_4hr_Dispatch | Solar | Devers_Red_Bluff_HSN | Greater_Imperial_Li_Battery_4hr_133 | Reliability_Capacity_In_Model_Year | 1 | Devers_Red_Bluff_SSN | Greater_Imperial_Li_Battery_4hr_133 | Reliability_Capacity_In_Model_Year | 0.5 | Devers_Red_Bluff_offpeak | Greater_Imperial_Li_Battery_4hr_133 | Operational_New_Capacity_MW | -1
Birds_Landing_Contra_Costa_HSN | Northern_California_Li_Battery_8hr_80 | Reliability_Capacity_In_Model_Year | 1 | Devers_Red_Bluff_HSN | Southern_NV_Eldorado_Li_Battery_8hr_19 | Reliability_Capacity_In_Model_Year | 1 | Southern_NV_Eldorado_Li_Battery_8hr_19 | Devers-Red Bluff Constraint | CAISO_Li_Battery_8hr_Dispatch | Solar | Devers_Red_Bluff_HSN | Southern_NV_Eldorado_Li_Battery_8hr_19 | Reliability_Capacity_In_Model_Year | 1 | Devers_Red_Bluff_SSN | Southern_NV_Eldorado_Li_Battery_8hr_19 | Reliability_Capacity_In_Model_Year | 0.5 | Devers_Red_Bluff_offpeak | Southern_NV_Eldorado_Li_Battery_8hr_19 | Operational_New_Capacity_MW | -1
Birds_Landing_Contra_Costa_HSN | Northern_California_Li_Battery_8hr_83 | Reliability_Capacity_In_Model_Year | 1 | Devers_Red_Bluff_HSN | Southern_NV_Eldorado_Li_Battery_8hr_40 | Reliability_Capacity_In_Model_Year | 1 | Southern_NV_Eldorado_Li_Battery_8hr_40 | Devers-Red Bluff Constraint | CAISO_Li_Battery_8hr_Dispatch | Solar | Devers_Red_Bluff_HSN | Southern_NV_Eldorado_Li_Battery_8hr_40 | Reliability_Capacity_In_Model_Year | 1 | Devers_Red_Bluff_SSN | Southern_NV_Eldorado_Li_Battery_8hr_40 | Reliability_Capacity_In_Model_Year | 0.5 | Devers_Red_Bluff_offpeak | Southern_NV_Eldorado_Li_Battery_8hr_40 | Operational_New_Capacity_MW | -1
Birds_Landing_Contra_Costa_HSN | Northern_California_Li_Battery_8hr_85 | Reliability_Capacity_In_Model_Year | 1 | Devers_Red_Bluff_HSN | Arizona_Li_Battery_8hr_55 | Reliability_Capacity_In_Model_Year | 1 | Arizona_Li_Battery_8hr_55 | Devers-Red Bluff Constraint | CAISO_Li_Battery_8hr_Dispatch | Solar | Devers_Red_Bluff_HSN | Arizona_Li_Battery_8hr_55 | Reliability_Capacity_In_Model_Year | 1 | Devers_Red_Bluff_SSN | Arizona_Li_Battery_8hr_55 | Reliability_Capacity_In_Model_Year | 0.5 | Devers_Red_Bluff_offpeak | Arizona_Li_Battery_8hr_55 | Operational_New_Capacity_MW | -1
Birds_Landing_Contra_Costa_HSN | Northern_California_Li_Battery_8hr_94 | Reliability_Capacity_In_Model_Year | 1 | Devers_Red_Bluff_HSN | Arizona_Li_Battery_8hr_62 | Reliability_Capacity_In_Model_Year | 1 | Arizona_Li_Battery_8hr_62 | Devers-Red Bluff Constraint | CAISO_Li_Battery_8hr_Dispatch | Solar | Devers_Red_Bluff_HSN | Arizona_Li_Battery_8hr_62 | Reliability_Capacity_In_Model_Year | 1 | Devers_Red_Bluff_SSN | Arizona_Li_Battery_8hr_62 | Reliability_Capacity_In_Model_Year | 0.5 | Devers_Red_Bluff_offpeak | Arizona_Li_Battery_8hr_62 | Operational_New_Capacity_MW | -1
Birds_Landing_Contra_Costa_HSN | Northern_California_Li_Battery_8hr_126 | Reliability_Capacity_In_Model_Year | 1 | Devers_Red_Bluff_HSN | Greater_Imperial_Li_Battery_8hr_63 | Reliability_Capacity_In_Model_Year | 1 | Greater_Imperial_Li_Battery_8hr_63 | Devers-Red Bluff Constraint | CAISO_Li_Battery_8hr_Dispatch | Solar | Devers_Red_Bluff_HSN | Greater_Imperial_Li_Battery_8hr_63 | Reliability_Capacity_In_Model_Year | 1 | Devers_Red_Bluff_SSN | Greater_Imperial_Li_Battery_8hr_63 | Reliability_Capacity_In_Model_Year | 0.5 | Devers_Red_Bluff_offpeak | Greater_Imperial_Li_Battery_8hr_63 | Operational_New_Capacity_MW | -1
Birds_Landing_Contra_Costa_HSN | Northern_California_Li_Battery_8hr_127 | Reliability_Capacity_In_Model_Year | 1 | Devers_Red_Bluff_HSN | Arizona_Li_Battery_8hr_77 | Reliability_Capacity_In_Model_Year | 1 | Arizona_Li_Battery_8hr_77 | Devers-Red Bluff Constraint | CAISO_Li_Battery_8hr_Dispatch | Solar | Devers_Red_Bluff_HSN | Arizona_Li_Battery_8hr_77 | Reliability_Capacity_In_Model_Year | 1 | Devers_Red_Bluff_SSN | Arizona_Li_Battery_8hr_77 | Reliability_Capacity_In_Model_Year | 0.5 | Devers_Red_Bluff_offpeak | Arizona_Li_Battery_8hr_77 | Operational_New_Capacity_MW | -1
Birds_Landing_Contra_Costa_HSN | Northern_California_Li_Battery_8hr_150 | Reliability_Capacity_In_Model_Year | 1 | Devers_Red_Bluff_HSN | Arizona_Li_Battery_8hr_90 | Reliability_Capacity_In_Model_Year | 1 | Arizona_Li_Battery_8hr_90 | Devers-Red Bluff Constraint | CAISO_Li_Battery_8hr_Dispatch | Solar | Devers_Red_Bluff_HSN | Arizona_Li_Battery_8hr_90 | Reliability_Capacity_In_Model_Year | 1 | Devers_Red_Bluff_SSN | Arizona_Li_Battery_8hr_90 | Reliability_Capacity_In_Model_Year | 0.5 | Devers_Red_Bluff_offpeak | Arizona_Li_Battery_8hr_90 | Operational_New_Capacity_MW | -1
Birds_Landing_Contra_Costa_HSN | Northern_California_Li_Battery_8hr_155 | Reliability_Capacity_In_Model_Year | 1 | Devers_Red_Bluff_HSN | Greater_Imperial_Li_Battery_8hr_107 | Reliability_Capacity_In_Model_Year | 1 | Greater_Imperial_Li_Battery_8hr_107 | Devers-Red Bluff Constraint | CAISO_Li_Battery_8hr_Dispatch | Solar | Devers_Red_Bluff_HSN | Greater_Imperial_Li_Battery_8hr_107 | Reliability_Capacity_In_Model_Year | 1 | Devers_Red_Bluff_SSN | Greater_Imperial_Li_Battery_8hr_107 | Reliability_Capacity_In_Model_Year | 0.5 | Devers_Red_Bluff_offpeak | Greater_Imperial_Li_Battery_8hr_107 | Operational_New_Capacity_MW | -1
Birds_Landing_Contra_Costa_HSN | Northern_California_Li_Battery_8hr_158 | Reliability_Capacity_In_Model_Year | 1 | Devers_Red_Bluff_HSN | Greater_Imperial_Li_Battery_8hr_133 | Reliability_Capacity_In_Model_Year | 1 | Greater_Imperial_Li_Battery_8hr_133 | Devers-Red Bluff Constraint | CAISO_Li_Battery_8hr_Dispatch | Solar | Devers_Red_Bluff_HSN | Greater_Imperial_Li_Battery_8hr_133 | Reliability_Capacity_In_Model_Year | 1 | Devers_Red_Bluff_SSN | Greater_Imperial_Li_Battery_8hr_133 | Reliability_Capacity_In_Model_Year | 0.5 | Devers_Red_Bluff_offpeak | Greater_Imperial_Li_Battery_8hr_133 | Operational_New_Capacity_MW | -1
Birds_Landing_Contra_Costa_HSN | Northern_California_Solar_26 | Reliability_Capacity_In_Model_Year | 0.1 | Devers_Red_Bluff_HSN | Greater_Imperial_Geothermal_63 | Reliability_Capacity_In_Model_Year | 1 | Greater_Imperial_Geothermal_63 | Devers-Red Bluff Constraint | Greater_Imperial_Geothermal | Solar | Devers_Red_Bluff_HSN | Greater_Imperial_Geothermal_63 | Reliability_Capacity_In_Model_Year | 1 | Devers_Red_Bluff_SSN | Greater_Imperial_Geothermal_63 | Reliability_Capacity_In_Model_Year | 1 | Devers_Red_Bluff_offpeak | Greater_Imperial_Geothermal_63 | Operational_New_Capacity_MW | 1
Birds_Landing_Contra_Costa_HSN | Northern_California_Solar_51 | Reliability_Capacity_In_Model_Year | 0.1 | Devers_Red_Bluff_HSN | Greater_Imperial_Solar_63 | Reliability_Capacity_In_Model_Year | 0.106 | Greater_Imperial_Solar_63 | Devers-Red Bluff Constraint | Greater_Imperial_Solar | Solar | Devers_Red_Bluff_HSN | Greater_Imperial_Solar_63 | Reliability_Capacity_In_Model_Year | 0.106 | Devers_Red_Bluff_SSN | Greater_Imperial_Solar_63 | Reliability_Capacity_In_Model_Year | 0.427 | Devers_Red_Bluff_offpeak | Greater_Imperial_Solar_63 | Operational_New_Capacity_MW | 0.77
Birds_Landing_Contra_Costa_HSN | Northern_California_Solar_80 | Reliability_Capacity_In_Model_Year | 0.1 | Devers_Red_Bluff_HSN | Greater_Imperial_Solar_107 | Reliability_Capacity_In_Model_Year | 0.106 | Greater_Imperial_Solar_107 | Devers-Red Bluff Constraint | Greater_Imperial_Solar | Solar | Devers_Red_Bluff_HSN | Greater_Imperial_Solar_107 | Reliability_Capacity_In_Model_Year | 0.106 | Devers_Red_Bluff_SSN | Greater_Imperial_Solar_107 | Reliability_Capacity_In_Model_Year | 0.427 | Devers_Red_Bluff_offpeak | Greater_Imperial_Solar_107 | Operational_New_Capacity_MW | 0.77
Birds_Landing_Contra_Costa_HSN | Northern_California_Solar_83 | Reliability_Capacity_In_Model_Year | 0.1 | Devers_Red_Bluff_HSN | Greater_Imperial_Solar_133 | Reliability_Capacity_In_Model_Year | 0.106 | Greater_Imperial_Solar_133 | Devers-Red Bluff Constraint | Greater_Imperial_Solar | Solar | Devers_Red_Bluff_HSN | Greater_Imperial_Solar_133 | Reliability_Capacity_In_Model_Year | 0.106 | Devers_Red_Bluff_SSN | Greater_Imperial_Solar_133 | Reliability_Capacity_In_Model_Year | 0.427 | Devers_Red_Bluff_offpeak | Greater_Imperial_Solar_133 | Operational_New_Capacity_MW | 0.77
Birds_Landing_Contra_Costa_HSN | Northern_California_Solar_85 | Reliability_Capacity_In_Model_Year | 0.1 | Devers_Red_Bluff_HSN | Idaho_Wind_19 | Reliability_Capacity_In_Model_Year | 0.67 | Idaho_Wind_19 | Devers-Red Bluff Constraint | Idaho_Wind | Solar | Devers_Red_Bluff_HSN | Idaho_Wind_19 | Reliability_Capacity_In_Model_Year | 0.67 | Devers_Red_Bluff_SSN | Idaho_Wind_19 | Reliability_Capacity_In_Model_Year | 0.35 | Devers_Red_Bluff_offpeak | Idaho_Wind_19 | Operational_New_Capacity_MW | 0.67
Birds_Landing_Contra_Costa_HSN | Northern_California_Solar_94 | Reliability_Capacity_In_Model_Year | 0.1 | Devers_Red_Bluff_HSN | New_Mexico_Wind_55 | Reliability_Capacity_In_Model_Year | 0.67 | New_Mexico_Wind_55 | Devers-Red Bluff Constraint | New_Mexico_Wind | Solar | Devers_Red_Bluff_HSN | New_Mexico_Wind_55 | Reliability_Capacity_In_Model_Year | 0.67 | Devers_Red_Bluff_SSN | New_Mexico_Wind_55 | Reliability_Capacity_In_Model_Year | 0.35 | Devers_Red_Bluff_offpeak | New_Mexico_Wind_55 | Operational_New_Capacity_MW | 0.67
Birds_Landing_Contra_Costa_HSN | Northern_California_Solar_126 | Reliability_Capacity_In_Model_Year | 0.1 | Devers_Red_Bluff_HSN | Northern_Nevada_Geothermal_19 | Reliability_Capacity_In_Model_Year | 1 | Northern_Nevada_Geothermal_19 | Devers-Red Bluff Constraint | Northern_Nevada_Geothermal | Solar | Devers_Red_Bluff_HSN | Northern_Nevada_Geothermal_19 | Reliability_Capacity_In_Model_Year | 1 | Devers_Red_Bluff_SSN | Northern_Nevada_Geothermal_19 | Reliability_Capacity_In_Model_Year | 1 | Devers_Red_Bluff_offpeak | Northern_Nevada_Geothermal_19 | Operational_New_Capacity_MW | 1
Birds_Landing_Contra_Costa_HSN | Northern_California_Solar_127 | Reliability_Capacity_In_Model_Year | 0.1 | Devers_Red_Bluff_HSN | Southern_NV_Eldorado_Solar_19 | Reliability_Capacity_In_Model_Year | 0.106 | Southern_NV_Eldorado_Solar_19 | Devers-Red Bluff Constraint | Southern_NV_Eldorado_Solar | Solar | Devers_Red_Bluff_HSN | Southern_NV_Eldorado_Solar_19 | Reliability_Capacity_In_Model_Year | 0.106 | Devers_Red_Bluff_SSN | Southern_NV_Eldorado_Solar_19 | Reliability_Capacity_In_Model_Year | 0.427 | Devers_Red_Bluff_offpeak | Southern_NV_Eldorado_Solar_19 | Operational_New_Capacity_MW | 0.77
Birds_Landing_Contra_Costa_HSN | Northern_California_Solar_150 | Reliability_Capacity_In_Model_Year | 0.1 | Devers_Red_Bluff_HSN | Southern_NV_Eldorado_Solar_40 | Reliability_Capacity_In_Model_Year | 0.106 | Southern_NV_Eldorado_Solar_40 | Devers-Red Bluff Constraint | Southern_NV_Eldorado_Solar | Solar | Devers_Red_Bluff_HSN | Southern_NV_Eldorado_Solar_40 | Reliability_Capacity_In_Model_Year | 0.106 | Devers_Red_Bluff_SSN | Southern_NV_Eldorado_Solar_40 | Reliability_Capacity_In_Model_Year | 0.427 | Devers_Red_Bluff_offpeak | Southern_NV_Eldorado_Solar_40 | Operational_New_Capacity_MW | 0.77
Birds_Landing_Contra_Costa_HSN | Northern_California_Solar_155 | Reliability_Capacity_In_Model_Year | 0.1 | Devers_Red_Bluff_HSN | Utah_Geothermal_19 | Reliability_Capacity_In_Model_Year | 1 | Utah_Geothermal_19 | Devers-Red Bluff Constraint | Utah_Geothermal | Solar | Devers_Red_Bluff_HSN | Utah_Geothermal_19 | Reliability_Capacity_In_Model_Year | 1 | Devers_Red_Bluff_SSN | Utah_Geothermal_19 | Reliability_Capacity_In_Model_Year | 1 | Devers_Red_Bluff_offpeak | Utah_Geothermal_19 | Operational_New_Capacity_MW | 1
Birds_Landing_Contra_Costa_HSN | Northern_California_Solar_158 | Reliability_Capacity_In_Model_Year | 0.1 | Devers_Red_Bluff_HSN | Utah_Wind_19 | Reliability_Capacity_In_Model_Year | 0.67 | Utah_Wind_19 | Devers-Red Bluff Constraint | Utah_Wind | Solar | Devers_Red_Bluff_HSN | Utah_Wind_19 | Reliability_Capacity_In_Model_Year | 0.67 | Devers_Red_Bluff_SSN | Utah_Wind_19 | Reliability_Capacity_In_Model_Year | 0.35 | Devers_Red_Bluff_offpeak | Utah_Wind_19 | Operational_New_Capacity_MW | 0.67
Birds_Landing_Contra_Costa_HSN | Northern_California_Wind_26 | Reliability_Capacity_In_Model_Year | 0.665 | Devers_Red_Bluff_HSN | Wyoming_Wind_19 | Reliability_Capacity_In_Model_Year | 0.67 | Wyoming_Wind_19 | Devers-Red Bluff Constraint | Wyoming_Wind | Solar | Devers_Red_Bluff_HSN | Wyoming_Wind_19 | Reliability_Capacity_In_Model_Year | 0.67 | Devers_Red_Bluff_SSN | Wyoming_Wind_19 | Reliability_Capacity_In_Model_Year | 0.35 | Devers_Red_Bluff_offpeak | Wyoming_Wind_19 | Operational_New_Capacity_MW | 0.67
Birds_Landing_Contra_Costa_HSN | Northern_California_Wind_83 | Reliability_Capacity_In_Model_Year | 0.665 | Dos_Amigos_Panoche_HSN | Southern_PGAE_Flow_Battery_72 | Reliability_Capacity_In_Model_Year | 1 | Southern_PGAE_Flow_Battery_72 | Dos Amigos-Los Banos 230kV line | CAISO_Flow_Battery_8hr_Dispatch | Solar | Dos_Amigos_Panoche_HSN | Southern_PGAE_Flow_Battery_72 | Reliability_Capacity_In_Model_Year | 1 | Dos_Amigos_Panoche_SSN | Southern_PGAE_Flow_Battery_72 | Reliability_Capacity_In_Model_Year | 0.5 | Dos_Amigos_Panoche_offpeak | Southern_PGAE_Flow_Battery_72 | Operational_New_Capacity_MW | -1
Birds_Landing_Contra_Costa_HSN | Solano_Wind_85 | Reliability_Capacity_In_Model_Year | 0.665 | Dos_Amigos_Panoche_HSN | Southern_PGAE_Flow_Battery_124 | Reliability_Capacity_In_Model_Year | 1 | Southern_PGAE_Flow_Battery_124 | Dos Amigos-Los Banos 230kV line | CAISO_Flow_Battery_8hr_Dispatch | Solar | Dos_Amigos_Panoche_HSN | Southern_PGAE_Flow_Battery_124 | Reliability_Capacity_In_Model_Year | 1 | Dos_Amigos_Panoche_SSN | Southern_PGAE_Flow_Battery_124 | Reliability_Capacity_In_Model_Year | 0.5 | Dos_Amigos_Panoche_offpeak | Southern_PGAE_Flow_Battery_124 | Operational_New_Capacity_MW | -1
Birds_Landing_Contra_Costa_HSN | Solano_Wind_94 | Reliability_Capacity_In_Model_Year | 0.665 | Dos_Amigos_Panoche_HSN | Southern_PGAE_Flow_Battery_139 | Reliability_Capacity_In_Model_Year | 1 | Southern_PGAE_Flow_Battery_139 | Dos Amigos-Los Banos 230kV line | CAISO_Flow_Battery_8hr_Dispatch | Solar | Dos_Amigos_Panoche_HSN | Southern_PGAE_Flow_Battery_139 | Reliability_Capacity_In_Model_Year | 1 | Dos_Amigos_Panoche_SSN | Southern_PGAE_Flow_Battery_139 | Reliability_Capacity_In_Model_Year | 0.5 | Dos_Amigos_Panoche_offpeak | Southern_PGAE_Flow_Battery_139 | Operational_New_Capacity_MW | -1
Birds_Landing_Contra_Costa_HSN | Solano_Wind_126 | Reliability_Capacity_In_Model_Year | 0.665 | Dos_Amigos_Panoche_HSN | Southern_PGAE_Flow_Battery_140 | Reliability_Capacity_In_Model_Year | 1 | Southern_PGAE_Flow_Battery_140 | Dos Amigos-Los Banos 230kV line | CAISO_Flow_Battery_8hr_Dispatch | Solar | Dos_Amigos_Panoche_HSN | Southern_PGAE_Flow_Battery_140 | Reliability_Capacity_In_Model_Year | 1 | Dos_Amigos_Panoche_SSN | Southern_PGAE_Flow_Battery_140 | Reliability_Capacity_In_Model_Year | 0.5 | Dos_Amigos_Panoche_offpeak | Southern_PGAE_Flow_Battery_140 | Operational_New_Capacity_MW | -1
Birds_Landing_Contra_Costa_HSN | Birds_Landing_Contra_Costa_group | Operational_New_Capacity_MW | -1 | Dos_Amigos_Panoche_HSN | Southern_PGAE_Flow_Battery_151 | Reliability_Capacity_In_Model_Year | 1 | Southern_PGAE_Flow_Battery_151 | Dos Amigos-Los Banos 230kV line | CAISO_Flow_Battery_8hr_Dispatch | Solar | Dos_Amigos_Panoche_HSN | Southern_PGAE_Flow_Battery_151 | Reliability_Capacity_In_Model_Year | 1 | Dos_Amigos_Panoche_SSN | Southern_PGAE_Flow_Battery_151 | Reliability_Capacity_In_Model_Year | 0.5 | Dos_Amigos_Panoche_offpeak | Southern_PGAE_Flow_Battery_151 | Operational_New_Capacity_MW | -1
Birds_Landing_Contra_Costa_offpeak | Northern_California_Flow_Battery_26 | Operational_New_Capacity_MW | -1 | Dos_Amigos_Panoche_HSN | Southern_PGAE_Flow_Battery_154 | Reliability_Capacity_In_Model_Year | 1 | Southern_PGAE_Flow_Battery_154 | Dos Amigos-Los Banos 230kV line | CAISO_Flow_Battery_8hr_Dispatch | Solar | Dos_Amigos_Panoche_HSN | Southern_PGAE_Flow_Battery_154 | Reliability_Capacity_In_Model_Year | 1 | Dos_Amigos_Panoche_SSN | Southern_PGAE_Flow_Battery_154 | Reliability_Capacity_In_Model_Year | 0.5 | Dos_Amigos_Panoche_offpeak | Southern_PGAE_Flow_Battery_154 | Operational_New_Capacity_MW | -1
Birds_Landing_Contra_Costa_offpeak | Northern_California_Flow_Battery_51 | Operational_New_Capacity_MW | -1 | Dos_Amigos_Panoche_HSN | Southern_PGAE_Flow_Battery_161 | Reliability_Capacity_In_Model_Year | 1 | Southern_PGAE_Flow_Battery_161 | Dos Amigos-Los Banos 230kV line | CAISO_Flow_Battery_8hr_Dispatch | Solar | Dos_Amigos_Panoche_HSN | Southern_PGAE_Flow_Battery_161 | Reliability_Capacity_In_Model_Year | 1 | Dos_Amigos_Panoche_SSN | Southern_PGAE_Flow_Battery_161 | Reliability_Capacity_In_Model_Year | 0.5 | Dos_Amigos_Panoche_offpeak | Southern_PGAE_Flow_Battery_161 | Operational_New_Capacity_MW | -1
Birds_Landing_Contra_Costa_offpeak | Northern_California_Flow_Battery_80 | Operational_New_Capacity_MW | -1 | Dos_Amigos_Panoche_HSN | Southern_PGAE_Flow_Battery_162 | Reliability_Capacity_In_Model_Year | 1 | Southern_PGAE_Flow_Battery_162 | Dos Amigos-Los Banos 230kV line | CAISO_Flow_Battery_8hr_Dispatch | Solar | Dos_Amigos_Panoche_HSN | Southern_PGAE_Flow_Battery_162 | Reliability_Capacity_In_Model_Year | 1 | Dos_Amigos_Panoche_SSN | Southern_PGAE_Flow_Battery_162 | Reliability_Capacity_In_Model_Year | 0.5 | Dos_Amigos_Panoche_offpeak | Southern_PGAE_Flow_Battery_162 | Operational_New_Capacity_MW | -1
Birds_Landing_Contra_Costa_offpeak | Northern_California_Flow_Battery_83 | Operational_New_Capacity_MW | -1 | Dos_Amigos_Panoche_HSN | Southern_PGAE_Flow_Battery_164 | Reliability_Capacity_In_Model_Year | 1 | Southern_PGAE_Flow_Battery_164 | Dos Amigos-Los Banos 230kV line | CAISO_Flow_Battery_8hr_Dispatch | Solar | Dos_Amigos_Panoche_HSN | Southern_PGAE_Flow_Battery_164 | Reliability_Capacity_In_Model_Year | 1 | Dos_Amigos_Panoche_SSN | Southern_PGAE_Flow_Battery_164 | Reliability_Capacity_In_Model_Year | 0.5 | Dos_Amigos_Panoche_offpeak | Southern_PGAE_Flow_Battery_164 | Operational_New_Capacity_MW | -1
Birds_Landing_Contra_Costa_offpeak | Northern_California_Flow_Battery_85 | Operational_New_Capacity_MW | -1 | Dos_Amigos_Panoche_HSN | Southern_PGAE_Flow_Battery_165 | Reliability_Capacity_In_Model_Year | 1 | Southern_PGAE_Flow_Battery_165 | Dos Amigos-Los Banos 230kV line | CAISO_Flow_Battery_8hr_Dispatch | Solar | Dos_Amigos_Panoche_HSN | Southern_PGAE_Flow_Battery_165 | Reliability_Capacity_In_Model_Year | 1 | Dos_Amigos_Panoche_SSN | Southern_PGAE_Flow_Battery_165 | Reliability_Capacity_In_Model_Year | 0.5 | Dos_Amigos_Panoche_offpeak | Southern_PGAE_Flow_Battery_165 | Operational_New_Capacity_MW | -1
Birds_Landing_Contra_Costa_offpeak | Northern_California_Flow_Battery_94 | Operational_New_Capacity_MW | -1 | Dos_Amigos_Panoche_HSN | Southern_PGAE_Flow_Battery_168 | Reliability_Capacity_In_Model_Year | 1 | Southern_PGAE_Flow_Battery_168 | Dos Amigos-Los Banos 230kV line | CAISO_Flow_Battery_8hr_Dispatch | Solar | Dos_Amigos_Panoche_HSN | Southern_PGAE_Flow_Battery_168 | Reliability_Capacity_In_Model_Year | 1 | Dos_Amigos_Panoche_SSN | Southern_PGAE_Flow_Battery_168 | Reliability_Capacity_In_Model_Year | 0.5 | Dos_Amigos_Panoche_offpeak | Southern_PGAE_Flow_Battery_168 | Operational_New_Capacity_MW | -1
Birds_Landing_Contra_Costa_offpeak | Northern_California_Flow_Battery_126 | Operational_New_Capacity_MW | -1 | Dos_Amigos_Panoche_HSN | Southern_PGAE_Flow_Battery_169 | Reliability_Capacity_In_Model_Year | 1 | Southern_PGAE_Flow_Battery_169 | Dos Amigos-Los Banos 230kV line | CAISO_Flow_Battery_8hr_Dispatch | Solar | Dos_Amigos_Panoche_HSN | Southern_PGAE_Flow_Battery_169 | Reliability_Capacity_In_Model_Year | 1 | Dos_Amigos_Panoche_SSN | Southern_PGAE_Flow_Battery_169 | Reliability_Capacity_In_Model_Year | 0.5 | Dos_Amigos_Panoche_offpeak | Southern_PGAE_Flow_Battery_169 | Operational_New_Capacity_MW | -1
Birds_Landing_Contra_Costa_offpeak | Northern_California_Flow_Battery_127 | Operational_New_Capacity_MW | -1 | Dos_Amigos_Panoche_HSN | Southern_PGAE_Flow_Battery_170 | Reliability_Capacity_In_Model_Year | 1 | Southern_PGAE_Flow_Battery_170 | Dos Amigos-Los Banos 230kV line | CAISO_Flow_Battery_8hr_Dispatch | Solar | Dos_Amigos_Panoche_HSN | Southern_PGAE_Flow_Battery_170 | Reliability_Capacity_In_Model_Year | 1 | Dos_Amigos_Panoche_SSN | Southern_PGAE_Flow_Battery_170 | Reliability_Capacity_In_Model_Year | 0.5 | Dos_Amigos_Panoche_offpeak | Southern_PGAE_Flow_Battery_170 | Operational_New_Capacity_MW | -1
Birds_Landing_Contra_Costa_offpeak | Northern_California_Flow_Battery_150 | Operational_New_Capacity_MW | -1 | Dos_Amigos_Panoche_HSN | Southern_PGAE_Flow_Battery_174 | Reliability_Capacity_In_Model_Year | 1 | Southern_PGAE_Flow_Battery_174 | Dos Amigos-Los Banos 230kV line | CAISO_Flow_Battery_8hr_Dispatch | Solar | Dos_Amigos_Panoche_HSN | Southern_PGAE_Flow_Battery_174 | Reliability_Capacity_In_Model_Year | 1 | Dos_Amigos_Panoche_SSN | Southern_PGAE_Flow_Battery_174 | Reliability_Capacity_In_Model_Year | 0.5 | Dos_Amigos_Panoche_offpeak | Southern_PGAE_Flow_Battery_174 | Operational_New_Capacity_MW | -1
Birds_Landing_Contra_Costa_offpeak | Northern_California_Flow_Battery_155 | Operational_New_Capacity_MW | -1 | Dos_Amigos_Panoche_HSN | Southern_PGAE_Flow_Battery_176 | Reliability_Capacity_In_Model_Year | 1 | Southern_PGAE_Flow_Battery_176 | Dos Amigos-Los Banos 230kV line | CAISO_Flow_Battery_8hr_Dispatch | Solar | Dos_Amigos_Panoche_HSN | Southern_PGAE_Flow_Battery_176 | Reliability_Capacity_In_Model_Year | 1 | Dos_Amigos_Panoche_SSN | Southern_PGAE_Flow_Battery_176 | Reliability_Capacity_In_Model_Year | 0.5 | Dos_Amigos_Panoche_offpeak | Southern_PGAE_Flow_Battery_176 | Operational_New_Capacity_MW | -1
Birds_Landing_Contra_Costa_offpeak | Northern_California_Flow_Battery_158 | Operational_New_Capacity_MW | -1 | Dos_Amigos_Panoche_HSN | Southern_PGAE_Li_Battery_4hr_72 | Reliability_Capacity_In_Model_Year | 1 | Southern_PGAE_Li_Battery_4hr_72 | Dos Amigos-Los Banos 230kV line | CAISO_Li_Battery_4hr_Dispatch | Solar | Dos_Amigos_Panoche_HSN | Southern_PGAE_Li_Battery_4hr_72 | Reliability_Capacity_In_Model_Year | 1 | Dos_Amigos_Panoche_SSN | Southern_PGAE_Li_Battery_4hr_72 | Reliability_Capacity_In_Model_Year | 0.5 | Dos_Amigos_Panoche_offpeak | Southern_PGAE_Li_Battery_4hr_72 | Operational_New_Capacity_MW | -1
Birds_Landing_Contra_Costa_offpeak | Northern_California_Li_Battery_4hr_26 | Operational_New_Capacity_MW | -1 | Dos_Amigos_Panoche_HSN | Southern_PGAE_Li_Battery_4hr_124 | Reliability_Capacity_In_Model_Year | 1 | Southern_PGAE_Li_Battery_4hr_124 | Dos Amigos-Los Banos 230kV line | CAISO_Li_Battery_4hr_Dispatch | Solar | Dos_Amigos_Panoche_HSN | Southern_PGAE_Li_Battery_4hr_124 | Reliability_Capacity_In_Model_Year | 1 | Dos_Amigos_Panoche_SSN | Southern_PGAE_Li_Battery_4hr_124 | Reliability_Capacity_In_Model_Year | 0.5 | Dos_Amigos_Panoche_offpeak | Southern_PGAE_Li_Battery_4hr_124 | Operational_New_Capacity_MW | -1
Birds_Landing_Contra_Costa_offpeak | Northern_California_Li_Battery_4hr_51 | Operational_New_Capacity_MW | -1 | Dos_Amigos_Panoche_HSN | Southern_PGAE_Li_Battery_4hr_139 | Reliability_Capacity_In_Model_Year | 1 | Southern_PGAE_Li_Battery_4hr_139 | Dos Amigos-Los Banos 230kV line | CAISO_Li_Battery_4hr_Dispatch | Solar | Dos_Amigos_Panoche_HSN | Southern_PGAE_Li_Battery_4hr_139 | Reliability_Capacity_In_Model_Year | 1 | Dos_Amigos_Panoche_SSN | Southern_PGAE_Li_Battery_4hr_139 | Reliability_Capacity_In_Model_Year | 0.5 | Dos_Amigos_Panoche_offpeak | Southern_PGAE_Li_Battery_4hr_139 | Operational_New_Capacity_MW | -1
Birds_Landing_Contra_Costa_offpeak | Northern_California_Li_Battery_4hr_80 | Operational_New_Capacity_MW | -1 | Dos_Amigos_Panoche_HSN | Southern_PGAE_Li_Battery_4hr_140 | Reliability_Capacity_In_Model_Year | 1 | Southern_PGAE_Li_Battery_4hr_140 | Dos Amigos-Los Banos 230kV line | CAISO_Li_Battery_4hr_Dispatch | Solar | Dos_Amigos_Panoche_HSN | Southern_PGAE_Li_Battery_4hr_140 | Reliability_Capacity_In_Model_Year | 1 | Dos_Amigos_Panoche_SSN | Southern_PGAE_Li_Battery_4hr_140 | Reliability_Capacity_In_Model_Year | 0.5 | Dos_Amigos_Panoche_offpeak | Southern_PGAE_Li_Battery_4hr_140 | Operational_New_Capacity_MW | -1
Birds_Landing_Contra_Costa_offpeak | Northern_California_Li_Battery_4hr_83 | Operational_New_Capacity_MW | -1 | Dos_Amigos_Panoche_HSN | Southern_PGAE_Li_Battery_4hr_151 | Reliability_Capacity_In_Model_Year | 1 | Southern_PGAE_Li_Battery_4hr_151 | Dos Amigos-Los Banos 230kV line | CAISO_Li_Battery_4hr_Dispatch | Solar | Dos_Amigos_Panoche_HSN | Southern_PGAE_Li_Battery_4hr_151 | Reliability_Capacity_In_Model_Year | 1 | Dos_Amigos_Panoche_SSN | Southern_PGAE_Li_Battery_4hr_151 | Reliability_Capacity_In_Model_Year | 0.5 | Dos_Amigos_Panoche_offpeak | Southern_PGAE_Li_Battery_4hr_151 | Operational_New_Capacity_MW | -1
Birds_Landing_Contra_Costa_offpeak | Northern_California_Li_Battery_4hr_85 | Operational_New_Capacity_MW | -1 | Dos_Amigos_Panoche_HSN | Southern_PGAE_Li_Battery_4hr_154 | Reliability_Capacity_In_Model_Year | 1 | Southern_PGAE_Li_Battery_4hr_154 | Dos Amigos-Los Banos 230kV line | CAISO_Li_Battery_4hr_Dispatch | Solar | Dos_Amigos_Panoche_HSN | Southern_PGAE_Li_Battery_4hr_154 | Reliability_Capacity_In_Model_Year | 1 | Dos_Amigos_Panoche_SSN | Southern_PGAE_Li_Battery_4hr_154 | Reliability_Capacity_In_Model_Year | 0.5 | Dos_Amigos_Panoche_offpeak | Southern_PGAE_Li_Battery_4hr_154 | Operational_New_Capacity_MW | -1
Birds_Landing_Contra_Costa_offpeak | Northern_California_Li_Battery_4hr_94 | Operational_New_Capacity_MW | -1 | Dos_Amigos_Panoche_HSN | Southern_PGAE_Li_Battery_4hr_161 | Reliability_Capacity_In_Model_Year | 1 | Southern_PGAE_Li_Battery_4hr_161 | Dos Amigos-Los Banos 230kV line | CAISO_Li_Battery_4hr_Dispatch | Solar | Dos_Amigos_Panoche_HSN | Southern_PGAE_Li_Battery_4hr_161 | Reliability_Capacity_In_Model_Year | 1 | Dos_Amigos_Panoche_SSN | Southern_PGAE_Li_Battery_4hr_161 | Reliability_Capacity_In_Model_Year | 0.5 | Dos_Amigos_Panoche_offpeak | Southern_PGAE_Li_Battery_4hr_161 | Operational_New_Capacity_MW | -1
Birds_Landing_Contra_Costa_offpeak | Northern_California_Li_Battery_4hr_126 | Operational_New_Capacity_MW | -1 | Dos_Amigos_Panoche_HSN | Southern_PGAE_Li_Battery_4hr_162 | Reliability_Capacity_In_Model_Year | 1 | Southern_PGAE_Li_Battery_4hr_162 | Dos Amigos-Los Banos 230kV line | CAISO_Li_Battery_4hr_Dispatch | Solar | Dos_Amigos_Panoche_HSN | Southern_PGAE_Li_Battery_4hr_162 | Reliability_Capacity_In_Model_Year | 1 | Dos_Amigos_Panoche_SSN | Southern_PGAE_Li_Battery_4hr_162 | Reliability_Capacity_In_Model_Year | 0.5 | Dos_Amigos_Panoche_offpeak | Southern_PGAE_Li_Battery_4hr_162 | Operational_New_Capacity_MW | -1
Birds_Landing_Contra_Costa_offpeak | Northern_California_Li_Battery_4hr_127 | Operational_New_Capacity_MW | -1 | Dos_Amigos_Panoche_HSN | Southern_PGAE_Li_Battery_4hr_164 | Reliability_Capacity_In_Model_Year | 1 | Southern_PGAE_Li_Battery_4hr_164 | Dos Amigos-Los Banos 230kV line | CAISO_Li_Battery_4hr_Dispatch | Solar | Dos_Amigos_Panoche_HSN | Southern_PGAE_Li_Battery_4hr_164 | Reliability_Capacity_In_Model_Year | 1 | Dos_Amigos_Panoche_SSN | Southern_PGAE_Li_Battery_4hr_164 | Reliability_Capacity_In_Model_Year | 0.5 | Dos_Amigos_Panoche_offpeak | Southern_PGAE_Li_Battery_4hr_164 | Operational_New_Capacity_MW | -1
Birds_Landing_Contra_Costa_offpeak | Northern_California_Li_Battery_4hr_150 | Operational_New_Capacity_MW | -1 | Dos_Amigos_Panoche_HSN | Southern_PGAE_Li_Battery_4hr_165 | Reliability_Capacity_In_Model_Year | 1 | Southern_PGAE_Li_Battery_4hr_165 | Dos Amigos-Los Banos 230kV line | CAISO_Li_Battery_4hr_Dispatch | Solar | Dos_Amigos_Panoche_HSN | Southern_PGAE_Li_Battery_4hr_165 | Reliability_Capacity_In_Model_Year | 1 | Dos_Amigos_Panoche_SSN | Southern_PGAE_Li_Battery_4hr_165 | Reliability_Capacity_In_Model_Year | 0.5 | Dos_Amigos_Panoche_offpeak | Southern_PGAE_Li_Battery_4hr_165 | Operational_New_Capacity_MW | -1
Birds_Landing_Contra_Costa_offpeak | Northern_California_Li_Battery_4hr_155 | Operational_New_Capacity_MW | -1 | Dos_Amigos_Panoche_HSN | Southern_PGAE_Li_Battery_4hr_168 | Reliability_Capacity_In_Model_Year | 1 | Southern_PGAE_Li_Battery_4hr_168 | Dos Amigos-Los Banos 230kV line | CAISO_Li_Battery_4hr_Dispatch | Solar | Dos_Amigos_Panoche_HSN | Southern_PGAE_Li_Battery_4hr_168 | Reliability_Capacity_In_Model_Year | 1 | Dos_Amigos_Panoche_SSN | Southern_PGAE_Li_Battery_4hr_168 | Reliability_Capacity_In_Model_Year | 0.5 | Dos_Amigos_Panoche_offpeak | Southern_PGAE_Li_Battery_4hr_168 | Operational_New_Capacity_MW | -1
Birds_Landing_Contra_Costa_offpeak | Northern_California_Li_Battery_4hr_158 | Operational_New_Capacity_MW | -1 | Dos_Amigos_Panoche_HSN | Southern_PGAE_Li_Battery_4hr_169 | Reliability_Capacity_In_Model_Year | 1 | Southern_PGAE_Li_Battery_4hr_169 | Dos Amigos-Los Banos 230kV line | CAISO_Li_Battery_4hr_Dispatch | Solar | Dos_Amigos_Panoche_HSN | Southern_PGAE_Li_Battery_4hr_169 | Reliability_Capacity_In_Model_Year | 1 | Dos_Amigos_Panoche_SSN | Southern_PGAE_Li_Battery_4hr_169 | Reliability_Capacity_In_Model_Year | 0.5 | Dos_Amigos_Panoche_offpeak | Southern_PGAE_Li_Battery_4hr_169 | Operational_New_Capacity_MW | -1
Birds_Landing_Contra_Costa_offpeak | Northern_California_Li_Battery_8hr_26 | Operational_New_Capacity_MW | -1 | Dos_Amigos_Panoche_HSN | Southern_PGAE_Li_Battery_4hr_170 | Reliability_Capacity_In_Model_Year | 1 | Southern_PGAE_Li_Battery_4hr_170 | Dos Amigos-Los Banos 230kV line | CAISO_Li_Battery_4hr_Dispatch | Solar | Dos_Amigos_Panoche_HSN | Southern_PGAE_Li_Battery_4hr_170 | Reliability_Capacity_In_Model_Year | 1 | Dos_Amigos_Panoche_SSN | Southern_PGAE_Li_Battery_4hr_170 | Reliability_Capacity_In_Model_Year | 0.5 | Dos_Amigos_Panoche_offpeak | Southern_PGAE_Li_Battery_4hr_170 | Operational_New_Capacity_MW | -1
Birds_Landing_Contra_Costa_offpeak | Northern_California_Li_Battery_8hr_51 | Operational_New_Capacity_MW | -1 | Dos_Amigos_Panoche_HSN | Southern_PGAE_Li_Battery_4hr_174 | Reliability_Capacity_In_Model_Year | 1 | Southern_PGAE_Li_Battery_4hr_174 | Dos Amigos-Los Banos 230kV line | CAISO_Li_Battery_4hr_Dispatch | Solar | Dos_Amigos_Panoche_HSN | Southern_PGAE_Li_Battery_4hr_174 | Reliability_Capacity_In_Model_Year | 1 | Dos_Amigos_Panoche_SSN | Southern_PGAE_Li_Battery_4hr_174 | Reliability_Capacity_In_Model_Year | 0.5 | Dos_Amigos_Panoche_offpeak | Southern_PGAE_Li_Battery_4hr_174 | Operational_New_Capacity_MW | -1
Birds_Landing_Contra_Costa_offpeak | Northern_California_Li_Battery_8hr_80 | Operational_New_Capacity_MW | -1 | Dos_Amigos_Panoche_HSN | Southern_PGAE_Li_Battery_4hr_176 | Reliability_Capacity_In_Model_Year | 1 | Southern_PGAE_Li_Battery_4hr_176 | Dos Amigos-Los Banos 230kV line | CAISO_Li_Battery_4hr_Dispatch | Solar | Dos_Amigos_Panoche_HSN | Southern_PGAE_Li_Battery_4hr_176 | Reliability_Capacity_In_Model_Year | 1 | Dos_Amigos_Panoche_SSN | Southern_PGAE_Li_Battery_4hr_176 | Reliability_Capacity_In_Model_Year | 0.5 | Dos_Amigos_Panoche_offpeak | Southern_PGAE_Li_Battery_4hr_176 | Operational_New_Capacity_MW | -1
Birds_Landing_Contra_Costa_offpeak | Northern_California_Li_Battery_8hr_83 | Operational_New_Capacity_MW | -1 | Dos_Amigos_Panoche_HSN | Southern_PGAE_Li_Battery_8hr_72 | Reliability_Capacity_In_Model_Year | 1 | Southern_PGAE_Li_Battery_8hr_72 | Dos Amigos-Los Banos 230kV line | CAISO_Li_Battery_8hr_Dispatch | Solar | Dos_Amigos_Panoche_HSN | Southern_PGAE_Li_Battery_8hr_72 | Reliability_Capacity_In_Model_Year | 1 | Dos_Amigos_Panoche_SSN | Southern_PGAE_Li_Battery_8hr_72 | Reliability_Capacity_In_Model_Year | 0.5 | Dos_Amigos_Panoche_offpeak | Southern_PGAE_Li_Battery_8hr_72 | Operational_New_Capacity_MW | -1
Birds_Landing_Contra_Costa_offpeak | Northern_California_Li_Battery_8hr_85 | Operational_New_Capacity_MW | -1 | Dos_Amigos_Panoche_HSN | Southern_PGAE_Li_Battery_8hr_124 | Reliability_Capacity_In_Model_Year | 1 | Southern_PGAE_Li_Battery_8hr_124 | Dos Amigos-Los Banos 230kV line | CAISO_Li_Battery_8hr_Dispatch | Solar | Dos_Amigos_Panoche_HSN | Southern_PGAE_Li_Battery_8hr_124 | Reliability_Capacity_In_Model_Year | 1 | Dos_Amigos_Panoche_SSN | Southern_PGAE_Li_Battery_8hr_124 | Reliability_Capacity_In_Model_Year | 0.5 | Dos_Amigos_Panoche_offpeak | Southern_PGAE_Li_Battery_8hr_124 | Operational_New_Capacity_MW | -1
Birds_Landing_Contra_Costa_offpeak | Northern_California_Li_Battery_8hr_94 | Operational_New_Capacity_MW | -1 | Dos_Amigos_Panoche_HSN | Southern_PGAE_Li_Battery_8hr_139 | Reliability_Capacity_In_Model_Year | 1 | Southern_PGAE_Li_Battery_8hr_139 | Dos Amigos-Los Banos 230kV line | CAISO_Li_Battery_8hr_Dispatch | Solar | Dos_Amigos_Panoche_HSN | Southern_PGAE_Li_Battery_8hr_139 | Reliability_Capacity_In_Model_Year | 1 | Dos_Amigos_Panoche_SSN | Southern_PGAE_Li_Battery_8hr_139 | Reliability_Capacity_In_Model_Year | 0.5 | Dos_Amigos_Panoche_offpeak | Southern_PGAE_Li_Battery_8hr_139 | Operational_New_Capacity_MW | -1
Birds_Landing_Contra_Costa_offpeak | Northern_California_Li_Battery_8hr_126 | Operational_New_Capacity_MW | -1 | Dos_Amigos_Panoche_HSN | Southern_PGAE_Li_Battery_8hr_140 | Reliability_Capacity_In_Model_Year | 1 | Southern_PGAE_Li_Battery_8hr_140 | Dos Amigos-Los Banos 230kV line | CAISO_Li_Battery_8hr_Dispatch | Solar | Dos_Amigos_Panoche_HSN | Southern_PGAE_Li_Battery_8hr_140 | Reliability_Capacity_In_Model_Year | 1 | Dos_Amigos_Panoche_SSN | Southern_PGAE_Li_Battery_8hr_140 | Reliability_Capacity_In_Model_Year | 0.5 | Dos_Amigos_Panoche_offpeak | Southern_PGAE_Li_Battery_8hr_140 | Operational_New_Capacity_MW | -1
Birds_Landing_Contra_Costa_offpeak | Northern_California_Li_Battery_8hr_127 | Operational_New_Capacity_MW | -1 | Dos_Amigos_Panoche_HSN | Southern_PGAE_Li_Battery_8hr_151 | Reliability_Capacity_In_Model_Year | 1 | Southern_PGAE_Li_Battery_8hr_151 | Dos Amigos-Los Banos 230kV line | CAISO_Li_Battery_8hr_Dispatch | Solar | Dos_Amigos_Panoche_HSN | Southern_PGAE_Li_Battery_8hr_151 | Reliability_Capacity_In_Model_Year | 1 | Dos_Amigos_Panoche_SSN | Southern_PGAE_Li_Battery_8hr_151 | Reliability_Capacity_In_Model_Year | 0.5 | Dos_Amigos_Panoche_offpeak | Southern_PGAE_Li_Battery_8hr_151 | Operational_New_Capacity_MW | -1
Birds_Landing_Contra_Costa_offpeak | Northern_California_Li_Battery_8hr_150 | Operational_New_Capacity_MW | -1 | Dos_Amigos_Panoche_HSN | Southern_PGAE_Li_Battery_8hr_154 | Reliability_Capacity_In_Model_Year | 1 | Southern_PGAE_Li_Battery_8hr_154 | Dos Amigos-Los Banos 230kV line | CAISO_Li_Battery_8hr_Dispatch | Solar | Dos_Amigos_Panoche_HSN | Southern_PGAE_Li_Battery_8hr_154 | Reliability_Capacity_In_Model_Year | 1 | Dos_Amigos_Panoche_SSN | Southern_PGAE_Li_Battery_8hr_154 | Reliability_Capacity_In_Model_Year | 0.5 | Dos_Amigos_Panoche_offpeak | Southern_PGAE_Li_Battery_8hr_154 | Operational_New_Capacity_MW | -1
Birds_Landing_Contra_Costa_offpeak | Northern_California_Li_Battery_8hr_155 | Operational_New_Capacity_MW | -1 | Dos_Amigos_Panoche_HSN | Southern_PGAE_Li_Battery_8hr_161 | Reliability_Capacity_In_Model_Year | 1 | Southern_PGAE_Li_Battery_8hr_161 | Dos Amigos-Los Banos 230kV line | CAISO_Li_Battery_8hr_Dispatch | Solar | Dos_Amigos_Panoche_HSN | Southern_PGAE_Li_Battery_8hr_161 | Reliability_Capacity_In_Model_Year | 1 | Dos_Amigos_Panoche_SSN | Southern_PGAE_Li_Battery_8hr_161 | Reliability_Capacity_In_Model_Year | 0.5 | Dos_Amigos_Panoche_offpeak | Southern_PGAE_Li_Battery_8hr_161 | Operational_New_Capacity_MW | -1
Birds_Landing_Contra_Costa_offpeak | Northern_California_Li_Battery_8hr_158 | Operational_New_Capacity_MW | -1 | Dos_Amigos_Panoche_HSN | Southern_PGAE_Li_Battery_8hr_162 | Reliability_Capacity_In_Model_Year | 1 | Southern_PGAE_Li_Battery_8hr_162 | Dos Amigos-Los Banos 230kV line | CAISO_Li_Battery_8hr_Dispatch | Solar | Dos_Amigos_Panoche_HSN | Southern_PGAE_Li_Battery_8hr_162 | Reliability_Capacity_In_Model_Year | 1 | Dos_Amigos_Panoche_SSN | Southern_PGAE_Li_Battery_8hr_162 | Reliability_Capacity_In_Model_Year | 0.5 | Dos_Amigos_Panoche_offpeak | Southern_PGAE_Li_Battery_8hr_162 | Operational_New_Capacity_MW | -1
Birds_Landing_Contra_Costa_offpeak | Northern_California_Solar_26 | Operational_New_Capacity_MW | 0.68 | Dos_Amigos_Panoche_HSN | Southern_PGAE_Li_Battery_8hr_164 | Reliability_Capacity_In_Model_Year | 1 | Southern_PGAE_Li_Battery_8hr_164 | Dos Amigos-Los Banos 230kV line | CAISO_Li_Battery_8hr_Dispatch | Solar | Dos_Amigos_Panoche_HSN | Southern_PGAE_Li_Battery_8hr_164 | Reliability_Capacity_In_Model_Year | 1 | Dos_Amigos_Panoche_SSN | Southern_PGAE_Li_Battery_8hr_164 | Reliability_Capacity_In_Model_Year | 0.5 | Dos_Amigos_Panoche_offpeak | Southern_PGAE_Li_Battery_8hr_164 | Operational_New_Capacity_MW | -1
Birds_Landing_Contra_Costa_offpeak | Northern_California_Solar_51 | Operational_New_Capacity_MW | 0.68 | Dos_Amigos_Panoche_HSN | Southern_PGAE_Li_Battery_8hr_165 | Reliability_Capacity_In_Model_Year | 1 | Southern_PGAE_Li_Battery_8hr_165 | Dos Amigos-Los Banos 230kV line | CAISO_Li_Battery_8hr_Dispatch | Solar | Dos_Amigos_Panoche_HSN | Southern_PGAE_Li_Battery_8hr_165 | Reliability_Capacity_In_Model_Year | 1 | Dos_Amigos_Panoche_SSN | Southern_PGAE_Li_Battery_8hr_165 | Reliability_Capacity_In_Model_Year | 0.5 | Dos_Amigos_Panoche_offpeak | Southern_PGAE_Li_Battery_8hr_165 | Operational_New_Capacity_MW | -1
Birds_Landing_Contra_Costa_offpeak | Northern_California_Solar_80 | Operational_New_Capacity_MW | 0.68 | Dos_Amigos_Panoche_HSN | Southern_PGAE_Li_Battery_8hr_168 | Reliability_Capacity_In_Model_Year | 1 | Southern_PGAE_Li_Battery_8hr_168 | Dos Amigos-Los Banos 230kV line | CAISO_Li_Battery_8hr_Dispatch | Solar | Dos_Amigos_Panoche_HSN | Southern_PGAE_Li_Battery_8hr_168 | Reliability_Capacity_In_Model_Year | 1 | Dos_Amigos_Panoche_SSN | Southern_PGAE_Li_Battery_8hr_168 | Reliability_Capacity_In_Model_Year | 0.5 | Dos_Amigos_Panoche_offpeak | Southern_PGAE_Li_Battery_8hr_168 | Operational_New_Capacity_MW | -1
Birds_Landing_Contra_Costa_offpeak | Northern_California_Solar_83 | Operational_New_Capacity_MW | 0.68 | Dos_Amigos_Panoche_HSN | Southern_PGAE_Li_Battery_8hr_169 | Reliability_Capacity_In_Model_Year | 1 | Southern_PGAE_Li_Battery_8hr_169 | Dos Amigos-Los Banos 230kV line | CAISO_Li_Battery_8hr_Dispatch | Solar | Dos_Amigos_Panoche_HSN | Southern_PGAE_Li_Battery_8hr_169 | Reliability_Capacity_In_Model_Year | 1 | Dos_Amigos_Panoche_SSN | Southern_PGAE_Li_Battery_8hr_169 | Reliability_Capacity_In_Model_Year | 0.5 | Dos_Amigos_Panoche_offpeak | Southern_PGAE_Li_Battery_8hr_169 | Operational_New_Capacity_MW | -1
Birds_Landing_Contra_Costa_offpeak | Northern_California_Solar_85 | Operational_New_Capacity_MW | 0.68 | Dos_Amigos_Panoche_HSN | Southern_PGAE_Li_Battery_8hr_170 | Reliability_Capacity_In_Model_Year | 1 | Southern_PGAE_Li_Battery_8hr_170 | Dos Amigos-Los Banos 230kV line | CAISO_Li_Battery_8hr_Dispatch | Solar | Dos_Amigos_Panoche_HSN | Southern_PGAE_Li_Battery_8hr_170 | Reliability_Capacity_In_Model_Year | 1 | Dos_Amigos_Panoche_SSN | Southern_PGAE_Li_Battery_8hr_170 | Reliability_Capacity_In_Model_Year | 0.5 | Dos_Amigos_Panoche_offpeak | Southern_PGAE_Li_Battery_8hr_170 | Operational_New_Capacity_MW | -1
Birds_Landing_Contra_Costa_offpeak | Northern_California_Solar_94 | Operational_New_Capacity_MW | 0.68 | Dos_Amigos_Panoche_HSN | Southern_PGAE_Li_Battery_8hr_174 | Reliability_Capacity_In_Model_Year | 1 | Southern_PGAE_Li_Battery_8hr_174 | Dos Amigos-Los Banos 230kV line | CAISO_Li_Battery_8hr_Dispatch | Solar | Dos_Amigos_Panoche_HSN | Southern_PGAE_Li_Battery_8hr_174 | Reliability_Capacity_In_Model_Year | 1 | Dos_Amigos_Panoche_SSN | Southern_PGAE_Li_Battery_8hr_174 | Reliability_Capacity_In_Model_Year | 0.5 | Dos_Amigos_Panoche_offpeak | Southern_PGAE_Li_Battery_8hr_174 | Operational_New_Capacity_MW | -1
Birds_Landing_Contra_Costa_offpeak | Northern_California_Solar_126 | Operational_New_Capacity_MW | 0.68 | Dos_Amigos_Panoche_HSN | Southern_PGAE_Li_Battery_8hr_176 | Reliability_Capacity_In_Model_Year | 1 | Southern_PGAE_Li_Battery_8hr_176 | Dos Amigos-Los Banos 230kV line | CAISO_Li_Battery_8hr_Dispatch | Solar | Dos_Amigos_Panoche_HSN | Southern_PGAE_Li_Battery_8hr_176 | Reliability_Capacity_In_Model_Year | 1 | Dos_Amigos_Panoche_SSN | Southern_PGAE_Li_Battery_8hr_176 | Reliability_Capacity_In_Model_Year | 0.5 | Dos_Amigos_Panoche_offpeak | Southern_PGAE_Li_Battery_8hr_176 | Operational_New_Capacity_MW | -1
Birds_Landing_Contra_Costa_offpeak | Northern_California_Solar_127 | Operational_New_Capacity_MW | 0.68 | Dos_Amigos_Panoche_HSN | Central_Valley_North_Los_Banos_Wind_154 | Reliability_Capacity_In_Model_Year | 0.665 | Central_Valley_North_Los_Banos_Wind_154 | Dos Amigos-Los Banos 230kV line | Central_Valley_North_Los_Banos_Wind | Solar | Dos_Amigos_Panoche_HSN | Central_Valley_North_Los_Banos_Wind_154 | Reliability_Capacity_In_Model_Year | 0.665 | Dos_Amigos_Panoche_SSN | Central_Valley_North_Los_Banos_Wind_154 | Reliability_Capacity_In_Model_Year | 0.163 | Dos_Amigos_Panoche_offpeak | Central_Valley_North_Los_Banos_Wind_154 | Operational_New_Capacity_MW | 0.44
Birds_Landing_Contra_Costa_offpeak | Northern_California_Solar_150 | Operational_New_Capacity_MW | 0.68 | Dos_Amigos_Panoche_HSN | Central_Valley_North_Los_Banos_Wind_162 | Reliability_Capacity_In_Model_Year | 0.665 | Central_Valley_North_Los_Banos_Wind_162 | Dos Amigos-Los Banos 230kV line | Central_Valley_North_Los_Banos_Wind | Solar | Dos_Amigos_Panoche_HSN | Central_Valley_North_Los_Banos_Wind_162 | Reliability_Capacity_In_Model_Year | 0.665 | Dos_Amigos_Panoche_SSN | Central_Valley_North_Los_Banos_Wind_162 | Reliability_Capacity_In_Model_Year | 0.163 | Dos_Amigos_Panoche_offpeak | Central_Valley_North_Los_Banos_Wind_162 | Operational_New_Capacity_MW | 0.44
Birds_Landing_Contra_Costa_offpeak | Northern_California_Solar_155 | Operational_New_Capacity_MW | 0.68 | Dos_Amigos_Panoche_HSN | Southern_PGAE_Solar_72 | Reliability_Capacity_In_Model_Year | 0.1 | Southern_PGAE_Solar_72 | Dos Amigos-Los Banos 230kV line | Southern_PGAE_Solar | Solar | Dos_Amigos_Panoche_HSN | Southern_PGAE_Solar_72 | Reliability_Capacity_In_Model_Year | 0.1 | Dos_Amigos_Panoche_SSN | Southern_PGAE_Solar_72 | Reliability_Capacity_In_Model_Year | 0.556 | Dos_Amigos_Panoche_offpeak | Southern_PGAE_Solar_72 | Operational_New_Capacity_MW | 0.79
Birds_Landing_Contra_Costa_offpeak | Northern_California_Solar_158 | Operational_New_Capacity_MW | 0.68 | Dos_Amigos_Panoche_HSN | Southern_PGAE_Solar_124 | Reliability_Capacity_In_Model_Year | 0.1 | Southern_PGAE_Solar_124 | Dos Amigos-Los Banos 230kV line | Southern_PGAE_Solar | Solar | Dos_Amigos_Panoche_HSN | Southern_PGAE_Solar_124 | Reliability_Capacity_In_Model_Year | 0.1 | Dos_Amigos_Panoche_SSN | Southern_PGAE_Solar_124 | Reliability_Capacity_In_Model_Year | 0.556 | Dos_Amigos_Panoche_offpeak | Southern_PGAE_Solar_124 | Operational_New_Capacity_MW | 0.79
Birds_Landing_Contra_Costa_offpeak | Northern_California_Wind_26 | Operational_New_Capacity_MW | 0.63 | Dos_Amigos_Panoche_HSN | Southern_PGAE_Solar_139 | Reliability_Capacity_In_Model_Year | 0.1 | Southern_PGAE_Solar_139 | Dos Amigos-Los Banos 230kV line | Southern_PGAE_Solar | Solar | Dos_Amigos_Panoche_HSN | Southern_PGAE_Solar_139 | Reliability_Capacity_In_Model_Year | 0.1 | Dos_Amigos_Panoche_SSN | Southern_PGAE_Solar_139 | Reliability_Capacity_In_Model_Year | 0.556 | Dos_Amigos_Panoche_offpeak | Southern_PGAE_Solar_139 | Operational_New_Capacity_MW | 0.79
Birds_Landing_Contra_Costa_offpeak | Northern_California_Wind_83 | Operational_New_Capacity_MW | 0.63 | Dos_Amigos_Panoche_HSN | Southern_PGAE_Solar_140 | Reliability_Capacity_In_Model_Year | 0.1 | Southern_PGAE_Solar_140 | Dos Amigos-Los Banos 230kV line | Southern_PGAE_Solar | Solar | Dos_Amigos_Panoche_HSN | Southern_PGAE_Solar_140 | Reliability_Capacity_In_Model_Year | 0.1 | Dos_Amigos_Panoche_SSN | Southern_PGAE_Solar_140 | Reliability_Capacity_In_Model_Year | 0.556 | Dos_Amigos_Panoche_offpeak | Southern_PGAE_Solar_140 | Operational_New_Capacity_MW | 0.79
Birds_Landing_Contra_Costa_offpeak | Solano_Wind_85 | Operational_New_Capacity_MW | 0.63 | Dos_Amigos_Panoche_HSN | Southern_PGAE_Solar_151 | Reliability_Capacity_In_Model_Year | 0.1 | Southern_PGAE_Solar_151 | Dos Amigos-Los Banos 230kV line | Southern_PGAE_Solar | Solar | Dos_Amigos_Panoche_HSN | Southern_PGAE_Solar_151 | Reliability_Capacity_In_Model_Year | 0.1 | Dos_Amigos_Panoche_SSN | Southern_PGAE_Solar_151 | Reliability_Capacity_In_Model_Year | 0.556 | Dos_Amigos_Panoche_offpeak | Southern_PGAE_Solar_151 | Operational_New_Capacity_MW | 0.79
Birds_Landing_Contra_Costa_offpeak | Solano_Wind_94 | Operational_New_Capacity_MW | 0.63 | Dos_Amigos_Panoche_HSN | Southern_PGAE_Solar_154 | Reliability_Capacity_In_Model_Year | 0.1 | Southern_PGAE_Solar_154 | Dos Amigos-Los Banos 230kV line | Southern_PGAE_Solar | Solar | Dos_Amigos_Panoche_HSN | Southern_PGAE_Solar_154 | Reliability_Capacity_In_Model_Year | 0.1 | Dos_Amigos_Panoche_SSN | Southern_PGAE_Solar_154 | Reliability_Capacity_In_Model_Year | 0.556 | Dos_Amigos_Panoche_offpeak | Southern_PGAE_Solar_154 | Operational_New_Capacity_MW | 0.79
Birds_Landing_Contra_Costa_offpeak | Solano_Wind_126 | Operational_New_Capacity_MW | 0.63 | Dos_Amigos_Panoche_HSN | Southern_PGAE_Solar_161 | Reliability_Capacity_In_Model_Year | 0.1 | Southern_PGAE_Solar_161 | Dos Amigos-Los Banos 230kV line | Southern_PGAE_Solar | Solar | Dos_Amigos_Panoche_HSN | Southern_PGAE_Solar_161 | Reliability_Capacity_In_Model_Year | 0.1 | Dos_Amigos_Panoche_SSN | Southern_PGAE_Solar_161 | Reliability_Capacity_In_Model_Year | 0.556 | Dos_Amigos_Panoche_offpeak | Southern_PGAE_Solar_161 | Operational_New_Capacity_MW | 0.79
Birds_Landing_Contra_Costa_offpeak | Birds_Landing_Contra_Costa_group | Operational_New_Capacity_MW | -1 | Dos_Amigos_Panoche_HSN | Southern_PGAE_Solar_162 | Reliability_Capacity_In_Model_Year | 0.1 | Southern_PGAE_Solar_162 | Dos Amigos-Los Banos 230kV line | Southern_PGAE_Solar | Solar | Dos_Amigos_Panoche_HSN | Southern_PGAE_Solar_162 | Reliability_Capacity_In_Model_Year | 0.1 | Dos_Amigos_Panoche_SSN | Southern_PGAE_Solar_162 | Reliability_Capacity_In_Model_Year | 0.556 | Dos_Amigos_Panoche_offpeak | Southern_PGAE_Solar_162 | Operational_New_Capacity_MW | 0.79
Birds_Landing_Contra_Costa_SSN | Northern_California_Flow_Battery_26 | Reliability_Capacity_In_Model_Year | 0.5 | Dos_Amigos_Panoche_HSN | Southern_PGAE_Solar_164 | Reliability_Capacity_In_Model_Year | 0.1 | Southern_PGAE_Solar_164 | Dos Amigos-Los Banos 230kV line | Southern_PGAE_Solar | Solar | Dos_Amigos_Panoche_HSN | Southern_PGAE_Solar_164 | Reliability_Capacity_In_Model_Year | 0.1 | Dos_Amigos_Panoche_SSN | Southern_PGAE_Solar_164 | Reliability_Capacity_In_Model_Year | 0.556 | Dos_Amigos_Panoche_offpeak | Southern_PGAE_Solar_164 | Operational_New_Capacity_MW | 0.79
Birds_Landing_Contra_Costa_SSN | Northern_California_Flow_Battery_51 | Reliability_Capacity_In_Model_Year | 0.5 | Dos_Amigos_Panoche_HSN | Southern_PGAE_Solar_165 | Reliability_Capacity_In_Model_Year | 0.1 | Southern_PGAE_Solar_165 | Dos Amigos-Los Banos 230kV line | Southern_PGAE_Solar | Solar | Dos_Amigos_Panoche_HSN | Southern_PGAE_Solar_165 | Reliability_Capacity_In_Model_Year | 0.1 | Dos_Amigos_Panoche_SSN | Southern_PGAE_Solar_165 | Reliability_Capacity_In_Model_Year | 0.556 | Dos_Amigos_Panoche_offpeak | Southern_PGAE_Solar_165 | Operational_New_Capacity_MW | 0.79
Birds_Landing_Contra_Costa_SSN | Northern_California_Flow_Battery_80 | Reliability_Capacity_In_Model_Year | 0.5 | Dos_Amigos_Panoche_HSN | Southern_PGAE_Solar_168 | Reliability_Capacity_In_Model_Year | 0.1 | Southern_PGAE_Solar_168 | Dos Amigos-Los Banos 230kV line | Southern_PGAE_Solar | Solar | Dos_Amigos_Panoche_HSN | Southern_PGAE_Solar_168 | Reliability_Capacity_In_Model_Year | 0.1 | Dos_Amigos_Panoche_SSN | Southern_PGAE_Solar_168 | Reliability_Capacity_In_Model_Year | 0.556 | Dos_Amigos_Panoche_offpeak | Southern_PGAE_Solar_168 | Operational_New_Capacity_MW | 0.79
Birds_Landing_Contra_Costa_SSN | Northern_California_Flow_Battery_83 | Reliability_Capacity_In_Model_Year | 0.5 | Dos_Amigos_Panoche_HSN | Southern_PGAE_Solar_169 | Reliability_Capacity_In_Model_Year | 0.1 | Southern_PGAE_Solar_169 | Dos Amigos-Los Banos 230kV line | Southern_PGAE_Solar | Solar | Dos_Amigos_Panoche_HSN | Southern_PGAE_Solar_169 | Reliability_Capacity_In_Model_Year | 0.1 | Dos_Amigos_Panoche_SSN | Southern_PGAE_Solar_169 | Reliability_Capacity_In_Model_Year | 0.556 | Dos_Amigos_Panoche_offpeak | Southern_PGAE_Solar_169 | Operational_New_Capacity_MW | 0.79
Birds_Landing_Contra_Costa_SSN | Northern_California_Flow_Battery_85 | Reliability_Capacity_In_Model_Year | 0.5 | Dos_Amigos_Panoche_HSN | Southern_PGAE_Solar_170 | Reliability_Capacity_In_Model_Year | 0.1 | Southern_PGAE_Solar_170 | Dos Amigos-Los Banos 230kV line | Southern_PGAE_Solar | Solar | Dos_Amigos_Panoche_HSN | Southern_PGAE_Solar_170 | Reliability_Capacity_In_Model_Year | 0.1 | Dos_Amigos_Panoche_SSN | Southern_PGAE_Solar_170 | Reliability_Capacity_In_Model_Year | 0.556 | Dos_Amigos_Panoche_offpeak | Southern_PGAE_Solar_170 | Operational_New_Capacity_MW | 0.79
Birds_Landing_Contra_Costa_SSN | Northern_California_Flow_Battery_94 | Reliability_Capacity_In_Model_Year | 0.5 | Dos_Amigos_Panoche_HSN | Southern_PGAE_Solar_174 | Reliability_Capacity_In_Model_Year | 0.1 | Southern_PGAE_Solar_174 | Dos Amigos-Los Banos 230kV line | Southern_PGAE_Solar | Solar | Dos_Amigos_Panoche_HSN | Southern_PGAE_Solar_174 | Reliability_Capacity_In_Model_Year | 0.1 | Dos_Amigos_Panoche_SSN | Southern_PGAE_Solar_174 | Reliability_Capacity_In_Model_Year | 0.556 | Dos_Amigos_Panoche_offpeak | Southern_PGAE_Solar_174 | Operational_New_Capacity_MW | 0.79
Birds_Landing_Contra_Costa_SSN | Northern_California_Flow_Battery_126 | Reliability_Capacity_In_Model_Year | 0.5 | Dos_Amigos_Panoche_HSN | Southern_PGAE_Solar_176 | Reliability_Capacity_In_Model_Year | 0.1 | Southern_PGAE_Solar_176 | Dos Amigos-Los Banos 230kV line | Southern_PGAE_Solar | Solar | Dos_Amigos_Panoche_HSN | Southern_PGAE_Solar_176 | Reliability_Capacity_In_Model_Year | 0.1 | Dos_Amigos_Panoche_SSN | Southern_PGAE_Solar_176 | Reliability_Capacity_In_Model_Year | 0.556 | Dos_Amigos_Panoche_offpeak | Southern_PGAE_Solar_176 | Operational_New_Capacity_MW | 0.79
Birds_Landing_Contra_Costa_SSN | Northern_California_Flow_Battery_127 | Reliability_Capacity_In_Model_Year | 0.5 | Dumbarton_Newark_HSN | Northern_California_Flow_Battery_44 | Reliability_Capacity_In_Model_Year | 1 | Northern_California_Flow_Battery_44 | Dumbarton-Newark 115 kV line | CAISO_Flow_Battery_8hr_Dispatch | Wind | Dumbarton_Newark_HSN | Northern_California_Flow_Battery_44 | Reliability_Capacity_In_Model_Year | 1 | Dumbarton_Newark_SSN | Northern_California_Flow_Battery_44 | Reliability_Capacity_In_Model_Year | 0.5 | Dumbarton_Newark_offpeak | Northern_California_Flow_Battery_44 | Operational_New_Capacity_MW | -1
Birds_Landing_Contra_Costa_SSN | Northern_California_Flow_Battery_150 | Reliability_Capacity_In_Model_Year | 0.5 | Dumbarton_Newark_HSN | Northern_California_Flow_Battery_121 | Reliability_Capacity_In_Model_Year | 1 | Northern_California_Flow_Battery_121 | Dumbarton-Newark 115 kV line | CAISO_Flow_Battery_8hr_Dispatch | Wind | Dumbarton_Newark_HSN | Northern_California_Flow_Battery_121 | Reliability_Capacity_In_Model_Year | 1 | Dumbarton_Newark_SSN | Northern_California_Flow_Battery_121 | Reliability_Capacity_In_Model_Year | 0.5 | Dumbarton_Newark_offpeak | Northern_California_Flow_Battery_121 | Operational_New_Capacity_MW | -1
Birds_Landing_Contra_Costa_SSN | Northern_California_Flow_Battery_155 | Reliability_Capacity_In_Model_Year | 0.5 | Dumbarton_Newark_HSN | Northern_California_Li_Battery_4hr_44 | Reliability_Capacity_In_Model_Year | 1 | Northern_California_Li_Battery_4hr_44 | Dumbarton-Newark 115 kV line | CAISO_Li_Battery_4hr_Dispatch | Wind | Dumbarton_Newark_HSN | Northern_California_Li_Battery_4hr_44 | Reliability_Capacity_In_Model_Year | 1 | Dumbarton_Newark_SSN | Northern_California_Li_Battery_4hr_44 | Reliability_Capacity_In_Model_Year | 0.5 | Dumbarton_Newark_offpeak | Northern_California_Li_Battery_4hr_44 | Operational_New_Capacity_MW | -1
Birds_Landing_Contra_Costa_SSN | Northern_California_Flow_Battery_158 | Reliability_Capacity_In_Model_Year | 0.5 | Dumbarton_Newark_HSN | Northern_California_Li_Battery_4hr_121 | Reliability_Capacity_In_Model_Year | 1 | Northern_California_Li_Battery_4hr_121 | Dumbarton-Newark 115 kV line | CAISO_Li_Battery_4hr_Dispatch | Wind | Dumbarton_Newark_HSN | Northern_California_Li_Battery_4hr_121 | Reliability_Capacity_In_Model_Year | 1 | Dumbarton_Newark_SSN | Northern_California_Li_Battery_4hr_121 | Reliability_Capacity_In_Model_Year | 0.5 | Dumbarton_Newark_offpeak | Northern_California_Li_Battery_4hr_121 | Operational_New_Capacity_MW | -1
Birds_Landing_Contra_Costa_SSN | Northern_California_Li_Battery_4hr_26 | Reliability_Capacity_In_Model_Year | 0.5 | Dumbarton_Newark_HSN | Northern_California_Li_Battery_8hr_44 | Reliability_Capacity_In_Model_Year | 1 | Northern_California_Li_Battery_8hr_44 | Dumbarton-Newark 115 kV line | CAISO_Li_Battery_8hr_Dispatch | Wind | Dumbarton_Newark_HSN | Northern_California_Li_Battery_8hr_44 | Reliability_Capacity_In_Model_Year | 1 | Dumbarton_Newark_SSN | Northern_California_Li_Battery_8hr_44 | Reliability_Capacity_In_Model_Year | 0.5 | Dumbarton_Newark_offpeak | Northern_California_Li_Battery_8hr_44 | Operational_New_Capacity_MW | -1
Birds_Landing_Contra_Costa_SSN | Northern_California_Li_Battery_4hr_51 | Reliability_Capacity_In_Model_Year | 0.5 | Dumbarton_Newark_HSN | Northern_California_Li_Battery_8hr_121 | Reliability_Capacity_In_Model_Year | 1 | Northern_California_Li_Battery_8hr_121 | Dumbarton-Newark 115 kV line | CAISO_Li_Battery_8hr_Dispatch | Wind | Dumbarton_Newark_HSN | Northern_California_Li_Battery_8hr_121 | Reliability_Capacity_In_Model_Year | 1 | Dumbarton_Newark_SSN | Northern_California_Li_Battery_8hr_121 | Reliability_Capacity_In_Model_Year | 0.5 | Dumbarton_Newark_offpeak | Northern_California_Li_Battery_8hr_121 | Operational_New_Capacity_MW | -1
Birds_Landing_Contra_Costa_SSN | Northern_California_Li_Battery_4hr_80 | Reliability_Capacity_In_Model_Year | 0.5 | Dumbarton_Newark_HSN | Northern_California_Solar_44 | Reliability_Capacity_In_Model_Year | 0.1 | Northern_California_Solar_44 | Dumbarton-Newark 115 kV line | Northern_California_Solar | Wind | Dumbarton_Newark_HSN | Northern_California_Solar_44 | Reliability_Capacity_In_Model_Year | 0.1 | Dumbarton_Newark_SSN | Northern_California_Solar_44 | Reliability_Capacity_In_Model_Year | 0.556 | Dumbarton_Newark_offpeak | Northern_California_Solar_44 | Operational_New_Capacity_MW | 0.68
Birds_Landing_Contra_Costa_SSN | Northern_California_Li_Battery_4hr_83 | Reliability_Capacity_In_Model_Year | 0.5 | Dumbarton_Newark_HSN | Northern_California_Solar_121 | Reliability_Capacity_In_Model_Year | 0.1 | Northern_California_Solar_121 | Dumbarton-Newark 115 kV line | Northern_California_Solar | Wind | Dumbarton_Newark_HSN | Northern_California_Solar_121 | Reliability_Capacity_In_Model_Year | 0.1 | Dumbarton_Newark_SSN | Northern_California_Solar_121 | Reliability_Capacity_In_Model_Year | 0.556 | Dumbarton_Newark_offpeak | Northern_California_Solar_121 | Operational_New_Capacity_MW | 0.68
Birds_Landing_Contra_Costa_SSN | Northern_California_Li_Battery_4hr_85 | Reliability_Capacity_In_Model_Year | 0.5 | East_Miguel_HSN | Arizona_Solar_48 | Reliability_Capacity_In_Model_Year | 0.106 | Arizona_Solar_48 | East of Miguel constraint | Arizona_Solar | Solar | East_Miguel_HSN | Arizona_Solar_48 | Reliability_Capacity_In_Model_Year | 0.106 | East_Miguel_SSN | Arizona_Solar_48 | Reliability_Capacity_In_Model_Year | 0.427 | East_Miguel_offpeak | Arizona_Solar_48 | Operational_New_Capacity_MW | 0.77
Birds_Landing_Contra_Costa_SSN | Northern_California_Li_Battery_4hr_94 | Reliability_Capacity_In_Model_Year | 0.5 | East_Miguel_HSN | Arizona_Solar_55 | Reliability_Capacity_In_Model_Year | 0.106 | Arizona_Solar_55 | East of Miguel constraint | Arizona_Solar | Solar | East_Miguel_HSN | Arizona_Solar_55 | Reliability_Capacity_In_Model_Year | 0.106 | East_Miguel_SSN | Arizona_Solar_55 | Reliability_Capacity_In_Model_Year | 0.427 | East_Miguel_offpeak | Arizona_Solar_55 | Operational_New_Capacity_MW | 0.77
Birds_Landing_Contra_Costa_SSN | Northern_California_Li_Battery_4hr_126 | Reliability_Capacity_In_Model_Year | 0.5 | East_Miguel_HSN | Arizona_Solar_90 | Reliability_Capacity_In_Model_Year | 0.106 | Arizona_Solar_90 | East of Miguel constraint | Arizona_Solar | Solar | East_Miguel_HSN | Arizona_Solar_90 | Reliability_Capacity_In_Model_Year | 0.106 | East_Miguel_SSN | Arizona_Solar_90 | Reliability_Capacity_In_Model_Year | 0.427 | East_Miguel_offpeak | Arizona_Solar_90 | Operational_New_Capacity_MW | 0.77
Birds_Landing_Contra_Costa_SSN | Northern_California_Li_Battery_4hr_127 | Reliability_Capacity_In_Model_Year | 0.5 | East_Miguel_HSN | Baja_California_Wind_133 | Reliability_Capacity_In_Model_Year | 0.337 | Baja_California_Wind_133 | East of Miguel constraint | Baja_California_Wind | Solar | East_Miguel_HSN | Baja_California_Wind_133 | Reliability_Capacity_In_Model_Year | 0.337 | East_Miguel_SSN | Baja_California_Wind_133 | Reliability_Capacity_In_Model_Year | 0.112 | East_Miguel_offpeak | Baja_California_Wind_133 | Operational_New_Capacity_MW | 0.44
Birds_Landing_Contra_Costa_SSN | Northern_California_Li_Battery_4hr_150 | Reliability_Capacity_In_Model_Year | 0.5 | East_Miguel_HSN | Arizona_Flow_Battery_48 | Reliability_Capacity_In_Model_Year | 1 | Arizona_Flow_Battery_48 | East of Miguel constraint | CAISO_Flow_Battery_8hr_Dispatch | Solar | East_Miguel_HSN | Arizona_Flow_Battery_48 | Reliability_Capacity_In_Model_Year | 1 | East_Miguel_SSN | Arizona_Flow_Battery_48 | Reliability_Capacity_In_Model_Year | 0.5 | East_Miguel_offpeak | Arizona_Flow_Battery_48 | Operational_New_Capacity_MW | -1
Birds_Landing_Contra_Costa_SSN | Northern_California_Li_Battery_4hr_155 | Reliability_Capacity_In_Model_Year | 0.5 | East_Miguel_HSN | Arizona_Flow_Battery_55 | Reliability_Capacity_In_Model_Year | 1 | Arizona_Flow_Battery_55 | East of Miguel constraint | CAISO_Flow_Battery_8hr_Dispatch | Solar | East_Miguel_HSN | Arizona_Flow_Battery_55 | Reliability_Capacity_In_Model_Year | 1 | East_Miguel_SSN | Arizona_Flow_Battery_55 | Reliability_Capacity_In_Model_Year | 0.5 | East_Miguel_offpeak | Arizona_Flow_Battery_55 | Operational_New_Capacity_MW | -1
Birds_Landing_Contra_Costa_SSN | Northern_California_Li_Battery_4hr_158 | Reliability_Capacity_In_Model_Year | 0.5 | East_Miguel_HSN | Arizona_Flow_Battery_90 | Reliability_Capacity_In_Model_Year | 1 | Arizona_Flow_Battery_90 | East of Miguel constraint | CAISO_Flow_Battery_8hr_Dispatch | Solar | East_Miguel_HSN | Arizona_Flow_Battery_90 | Reliability_Capacity_In_Model_Year | 1 | East_Miguel_SSN | Arizona_Flow_Battery_90 | Reliability_Capacity_In_Model_Year | 0.5 | East_Miguel_offpeak | Arizona_Flow_Battery_90 | Operational_New_Capacity_MW | -1
Birds_Landing_Contra_Costa_SSN | Northern_California_Li_Battery_8hr_26 | Reliability_Capacity_In_Model_Year | 0.5 | East_Miguel_HSN | Greater_Imperial_Flow_Battery_107 | Reliability_Capacity_In_Model_Year | 1 | Greater_Imperial_Flow_Battery_107 | East of Miguel constraint | CAISO_Flow_Battery_8hr_Dispatch | Solar | East_Miguel_HSN | Greater_Imperial_Flow_Battery_107 | Reliability_Capacity_In_Model_Year | 1 | East_Miguel_SSN | Greater_Imperial_Flow_Battery_107 | Reliability_Capacity_In_Model_Year | 0.5 | East_Miguel_offpeak | Greater_Imperial_Flow_Battery_107 | Operational_New_Capacity_MW | -1
Birds_Landing_Contra_Costa_SSN | Northern_California_Li_Battery_8hr_51 | Reliability_Capacity_In_Model_Year | 0.5 | East_Miguel_HSN | Greater_Imperial_Flow_Battery_133 | Reliability_Capacity_In_Model_Year | 1 | Greater_Imperial_Flow_Battery_133 | East of Miguel constraint | CAISO_Flow_Battery_8hr_Dispatch | Solar | East_Miguel_HSN | Greater_Imperial_Flow_Battery_133 | Reliability_Capacity_In_Model_Year | 1 | East_Miguel_SSN | Greater_Imperial_Flow_Battery_133 | Reliability_Capacity_In_Model_Year | 0.5 | East_Miguel_offpeak | Greater_Imperial_Flow_Battery_133 | Operational_New_Capacity_MW | -1
Birds_Landing_Contra_Costa_SSN | Northern_California_Li_Battery_8hr_80 | Reliability_Capacity_In_Model_Year | 0.5 | East_Miguel_HSN | Arizona_Li_Battery_4hr_48 | Reliability_Capacity_In_Model_Year | 1 | Arizona_Li_Battery_4hr_48 | East of Miguel constraint | CAISO_Li_Battery_4hr_Dispatch | Solar | East_Miguel_HSN | Arizona_Li_Battery_4hr_48 | Reliability_Capacity_In_Model_Year | 1 | East_Miguel_SSN | Arizona_Li_Battery_4hr_48 | Reliability_Capacity_In_Model_Year | 0.5 | East_Miguel_offpeak | Arizona_Li_Battery_4hr_48 | Operational_New_Capacity_MW | -1
Birds_Landing_Contra_Costa_SSN | Northern_California_Li_Battery_8hr_83 | Reliability_Capacity_In_Model_Year | 0.5 | East_Miguel_HSN | Arizona_Li_Battery_4hr_55 | Reliability_Capacity_In_Model_Year | 1 | Arizona_Li_Battery_4hr_55 | East of Miguel constraint | CAISO_Li_Battery_4hr_Dispatch | Solar | East_Miguel_HSN | Arizona_Li_Battery_4hr_55 | Reliability_Capacity_In_Model_Year | 1 | East_Miguel_SSN | Arizona_Li_Battery_4hr_55 | Reliability_Capacity_In_Model_Year | 0.5 | East_Miguel_offpeak | Arizona_Li_Battery_4hr_55 | Operational_New_Capacity_MW | -1
Birds_Landing_Contra_Costa_SSN | Northern_California_Li_Battery_8hr_85 | Reliability_Capacity_In_Model_Year | 0.5 | East_Miguel_HSN | Arizona_Li_Battery_4hr_90 | Reliability_Capacity_In_Model_Year | 1 | Arizona_Li_Battery_4hr_90 | East of Miguel constraint | CAISO_Li_Battery_4hr_Dispatch | Solar | East_Miguel_HSN | Arizona_Li_Battery_4hr_90 | Reliability_Capacity_In_Model_Year | 1 | East_Miguel_SSN | Arizona_Li_Battery_4hr_90 | Reliability_Capacity_In_Model_Year | 0.5 | East_Miguel_offpeak | Arizona_Li_Battery_4hr_90 | Operational_New_Capacity_MW | -1
Birds_Landing_Contra_Costa_SSN | Northern_California_Li_Battery_8hr_94 | Reliability_Capacity_In_Model_Year | 0.5 | East_Miguel_HSN | Greater_Imperial_Li_Battery_4hr_107 | Reliability_Capacity_In_Model_Year | 1 | Greater_Imperial_Li_Battery_4hr_107 | East of Miguel constraint | CAISO_Li_Battery_4hr_Dispatch | Solar | East_Miguel_HSN | Greater_Imperial_Li_Battery_4hr_107 | Reliability_Capacity_In_Model_Year | 1 | East_Miguel_SSN | Greater_Imperial_Li_Battery_4hr_107 | Reliability_Capacity_In_Model_Year | 0.5 | East_Miguel_offpeak | Greater_Imperial_Li_Battery_4hr_107 | Operational_New_Capacity_MW | -1
Birds_Landing_Contra_Costa_SSN | Northern_California_Li_Battery_8hr_126 | Reliability_Capacity_In_Model_Year | 0.5 | East_Miguel_HSN | Greater_Imperial_Li_Battery_4hr_133 | Reliability_Capacity_In_Model_Year | 1 | Greater_Imperial_Li_Battery_4hr_133 | East of Miguel constraint | CAISO_Li_Battery_4hr_Dispatch | Solar | East_Miguel_HSN | Greater_Imperial_Li_Battery_4hr_133 | Reliability_Capacity_In_Model_Year | 1 | East_Miguel_SSN | Greater_Imperial_Li_Battery_4hr_133 | Reliability_Capacity_In_Model_Year | 0.5 | East_Miguel_offpeak | Greater_Imperial_Li_Battery_4hr_133 | Operational_New_Capacity_MW | -1
Birds_Landing_Contra_Costa_SSN | Northern_California_Li_Battery_8hr_127 | Reliability_Capacity_In_Model_Year | 0.5 | East_Miguel_HSN | Arizona_Li_Battery_8hr_48 | Reliability_Capacity_In_Model_Year | 1 | Arizona_Li_Battery_8hr_48 | East of Miguel constraint | CAISO_Li_Battery_8hr_Dispatch | Solar | East_Miguel_HSN | Arizona_Li_Battery_8hr_48 | Reliability_Capacity_In_Model_Year | 1 | East_Miguel_SSN | Arizona_Li_Battery_8hr_48 | Reliability_Capacity_In_Model_Year | 0.5 | East_Miguel_offpeak | Arizona_Li_Battery_8hr_48 | Operational_New_Capacity_MW | -1
Birds_Landing_Contra_Costa_SSN | Northern_California_Li_Battery_8hr_150 | Reliability_Capacity_In_Model_Year | 0.5 | East_Miguel_HSN | Arizona_Li_Battery_8hr_55 | Reliability_Capacity_In_Model_Year | 1 | Arizona_Li_Battery_8hr_55 | East of Miguel constraint | CAISO_Li_Battery_8hr_Dispatch | Solar | East_Miguel_HSN | Arizona_Li_Battery_8hr_55 | Reliability_Capacity_In_Model_Year | 1 | East_Miguel_SSN | Arizona_Li_Battery_8hr_55 | Reliability_Capacity_In_Model_Year | 0.5 | East_Miguel_offpeak | Arizona_Li_Battery_8hr_55 | Operational_New_Capacity_MW | -1
Birds_Landing_Contra_Costa_SSN | Northern_California_Li_Battery_8hr_155 | Reliability_Capacity_In_Model_Year | 0.5 | East_Miguel_HSN | Arizona_Li_Battery_8hr_90 | Reliability_Capacity_In_Model_Year | 1 | Arizona_Li_Battery_8hr_90 | East of Miguel constraint | CAISO_Li_Battery_8hr_Dispatch | Solar | East_Miguel_HSN | Arizona_Li_Battery_8hr_90 | Reliability_Capacity_In_Model_Year | 1 | East_Miguel_SSN | Arizona_Li_Battery_8hr_90 | Reliability_Capacity_In_Model_Year | 0.5 | East_Miguel_offpeak | Arizona_Li_Battery_8hr_90 | Operational_New_Capacity_MW | -1
Birds_Landing_Contra_Costa_SSN | Northern_California_Li_Battery_8hr_158 | Reliability_Capacity_In_Model_Year | 0.5 | East_Miguel_HSN | Greater_Imperial_Li_Battery_8hr_107 | Reliability_Capacity_In_Model_Year | 1 | Greater_Imperial_Li_Battery_8hr_107 | East of Miguel constraint | CAISO_Li_Battery_8hr_Dispatch | Solar | East_Miguel_HSN | Greater_Imperial_Li_Battery_8hr_107 | Reliability_Capacity_In_Model_Year | 1 | East_Miguel_SSN | Greater_Imperial_Li_Battery_8hr_107 | Reliability_Capacity_In_Model_Year | 0.5 | East_Miguel_offpeak | Greater_Imperial_Li_Battery_8hr_107 | Operational_New_Capacity_MW | -1
Birds_Landing_Contra_Costa_SSN | Northern_California_Solar_26 | Reliability_Capacity_In_Model_Year | 0.556 | East_Miguel_HSN | Greater_Imperial_Li_Battery_8hr_133 | Reliability_Capacity_In_Model_Year | 1 | Greater_Imperial_Li_Battery_8hr_133 | East of Miguel constraint | CAISO_Li_Battery_8hr_Dispatch | Solar | East_Miguel_HSN | Greater_Imperial_Li_Battery_8hr_133 | Reliability_Capacity_In_Model_Year | 1 | East_Miguel_SSN | Greater_Imperial_Li_Battery_8hr_133 | Reliability_Capacity_In_Model_Year | 0.5 | East_Miguel_offpeak | Greater_Imperial_Li_Battery_8hr_133 | Operational_New_Capacity_MW | -1
Birds_Landing_Contra_Costa_SSN | Northern_California_Solar_51 | Reliability_Capacity_In_Model_Year | 0.556 | East_Miguel_HSN | Greater_Imperial_Solar_107 | Reliability_Capacity_In_Model_Year | 0.106 | Greater_Imperial_Solar_107 | East of Miguel constraint | Greater_Imperial_Solar | Solar | East_Miguel_HSN | Greater_Imperial_Solar_107 | Reliability_Capacity_In_Model_Year | 0.106 | East_Miguel_SSN | Greater_Imperial_Solar_107 | Reliability_Capacity_In_Model_Year | 0.427 | East_Miguel_offpeak | Greater_Imperial_Solar_107 | Operational_New_Capacity_MW | 0.77
Birds_Landing_Contra_Costa_SSN | Northern_California_Solar_80 | Reliability_Capacity_In_Model_Year | 0.556 | East_Miguel_HSN | Greater_Imperial_Solar_133 | Reliability_Capacity_In_Model_Year | 0.106 | Greater_Imperial_Solar_133 | East of Miguel constraint | Greater_Imperial_Solar | Solar | East_Miguel_HSN | Greater_Imperial_Solar_133 | Reliability_Capacity_In_Model_Year | 0.106 | East_Miguel_SSN | Greater_Imperial_Solar_133 | Reliability_Capacity_In_Model_Year | 0.427 | East_Miguel_offpeak | Greater_Imperial_Solar_133 | Operational_New_Capacity_MW | 0.77
Birds_Landing_Contra_Costa_SSN | Northern_California_Solar_83 | Reliability_Capacity_In_Model_Year | 0.556 | Eastshore_San_Mateo_HSN | Northern_California_Flow_Battery_29 | Reliability_Capacity_In_Model_Year | 1 | Northern_California_Flow_Battery_29 | Eastshore-San Mateo 230 kV line | CAISO_Flow_Battery_8hr_Dispatch | Wind | Eastshore_San_Mateo_HSN | Northern_California_Flow_Battery_29 | Reliability_Capacity_In_Model_Year | 1 | Eastshore_San_Mateo_SSN | Northern_California_Flow_Battery_29 | Reliability_Capacity_In_Model_Year | 0.5 | Eastshore_San_Mateo_offpeak | Northern_California_Flow_Battery_29 | Operational_New_Capacity_MW | -1
Birds_Landing_Contra_Costa_SSN | Northern_California_Solar_85 | Reliability_Capacity_In_Model_Year | 0.556 | Eastshore_San_Mateo_HSN | Northern_California_Li_Battery_4hr_29 | Reliability_Capacity_In_Model_Year | 1 | Northern_California_Li_Battery_4hr_29 | Eastshore-San Mateo 230 kV line | CAISO_Li_Battery_4hr_Dispatch | Wind | Eastshore_San_Mateo_HSN | Northern_California_Li_Battery_4hr_29 | Reliability_Capacity_In_Model_Year | 1 | Eastshore_San_Mateo_SSN | Northern_California_Li_Battery_4hr_29 | Reliability_Capacity_In_Model_Year | 0.5 | Eastshore_San_Mateo_offpeak | Northern_California_Li_Battery_4hr_29 | Operational_New_Capacity_MW | -1
Birds_Landing_Contra_Costa_SSN | Northern_California_Solar_94 | Reliability_Capacity_In_Model_Year | 0.556 | Eastshore_San_Mateo_HSN | Northern_California_Li_Battery_8hr_29 | Reliability_Capacity_In_Model_Year | 1 | Northern_California_Li_Battery_8hr_29 | Eastshore-San Mateo 230 kV line | CAISO_Li_Battery_8hr_Dispatch | Wind | Eastshore_San_Mateo_HSN | Northern_California_Li_Battery_8hr_29 | Reliability_Capacity_In_Model_Year | 1 | Eastshore_San_Mateo_SSN | Northern_California_Li_Battery_8hr_29 | Reliability_Capacity_In_Model_Year | 0.5 | Eastshore_San_Mateo_offpeak | Northern_California_Li_Battery_8hr_29 | Operational_New_Capacity_MW | -1
Birds_Landing_Contra_Costa_SSN | Northern_California_Solar_126 | Reliability_Capacity_In_Model_Year | 0.556 | Eastshore_San_Mateo_HSN | Northern_California_Solar_29 | Reliability_Capacity_In_Model_Year | 0.1 | Northern_California_Solar_29 | Eastshore-San Mateo 230 kV line | Northern_California_Solar | Wind | Eastshore_San_Mateo_HSN | Northern_California_Solar_29 | Reliability_Capacity_In_Model_Year | 0.1 | Eastshore_San_Mateo_SSN | Northern_California_Solar_29 | Reliability_Capacity_In_Model_Year | 0.556 | Eastshore_San_Mateo_offpeak | Northern_California_Solar_29 | Operational_New_Capacity_MW | 0.68
Birds_Landing_Contra_Costa_SSN | Northern_California_Solar_127 | Reliability_Capacity_In_Model_Year | 0.556 | Eight_Mile_Tesla_HSN | Northern_California_Flow_Battery_92 | Reliability_Capacity_In_Model_Year | 1 | Northern_California_Flow_Battery_92 | Eight Mile-Tesla 230 kV line | CAISO_Flow_Battery_8hr_Dispatch | Wind | Eight_Mile_Tesla_HSN | Northern_California_Flow_Battery_92 | Reliability_Capacity_In_Model_Year | 1 | Eight_Mile_Tesla_SSN | Northern_California_Flow_Battery_92 | Reliability_Capacity_In_Model_Year | 0.5 | Eight_Mile_Tesla_offpeak | Northern_California_Flow_Battery_92 | Operational_New_Capacity_MW | -1
Birds_Landing_Contra_Costa_SSN | Northern_California_Solar_150 | Reliability_Capacity_In_Model_Year | 0.556 | Eight_Mile_Tesla_HSN | Northern_California_Flow_Battery_114 | Reliability_Capacity_In_Model_Year | 1 | Northern_California_Flow_Battery_114 | Eight Mile-Tesla 230 kV line | CAISO_Flow_Battery_8hr_Dispatch | Wind | Eight_Mile_Tesla_HSN | Northern_California_Flow_Battery_114 | Reliability_Capacity_In_Model_Year | 1 | Eight_Mile_Tesla_SSN | Northern_California_Flow_Battery_114 | Reliability_Capacity_In_Model_Year | 0.5 | Eight_Mile_Tesla_offpeak | Northern_California_Flow_Battery_114 | Operational_New_Capacity_MW | -1
Birds_Landing_Contra_Costa_SSN | Northern_California_Solar_155 | Reliability_Capacity_In_Model_Year | 0.556 | Eight_Mile_Tesla_HSN | Northern_California_Flow_Battery_122 | Reliability_Capacity_In_Model_Year | 1 | Northern_California_Flow_Battery_122 | Eight Mile-Tesla 230 kV line | CAISO_Flow_Battery_8hr_Dispatch | Wind | Eight_Mile_Tesla_HSN | Northern_California_Flow_Battery_122 | Reliability_Capacity_In_Model_Year | 1 | Eight_Mile_Tesla_SSN | Northern_California_Flow_Battery_122 | Reliability_Capacity_In_Model_Year | 0.5 | Eight_Mile_Tesla_offpeak | Northern_California_Flow_Battery_122 | Operational_New_Capacity_MW | -1
Birds_Landing_Contra_Costa_SSN | Northern_California_Solar_158 | Reliability_Capacity_In_Model_Year | 0.556 | Eight_Mile_Tesla_HSN | Northern_California_Flow_Battery_138 | Reliability_Capacity_In_Model_Year | 1 | Northern_California_Flow_Battery_138 | Eight Mile-Tesla 230 kV line | CAISO_Flow_Battery_8hr_Dispatch | Wind | Eight_Mile_Tesla_HSN | Northern_California_Flow_Battery_138 | Reliability_Capacity_In_Model_Year | 1 | Eight_Mile_Tesla_SSN | Northern_California_Flow_Battery_138 | Reliability_Capacity_In_Model_Year | 0.5 | Eight_Mile_Tesla_offpeak | Northern_California_Flow_Battery_138 | Operational_New_Capacity_MW | -1
Birds_Landing_Contra_Costa_SSN | Northern_California_Wind_26 | Reliability_Capacity_In_Model_Year | 0.163 | Eight_Mile_Tesla_HSN | Northern_California_Flow_Battery_141 | Reliability_Capacity_In_Model_Year | 1 | Northern_California_Flow_Battery_141 | Eight Mile-Tesla 230 kV line | CAISO_Flow_Battery_8hr_Dispatch | Wind | Eight_Mile_Tesla_HSN | Northern_California_Flow_Battery_141 | Reliability_Capacity_In_Model_Year | 1 | Eight_Mile_Tesla_SSN | Northern_California_Flow_Battery_141 | Reliability_Capacity_In_Model_Year | 0.5 | Eight_Mile_Tesla_offpeak | Northern_California_Flow_Battery_141 | Operational_New_Capacity_MW | -1
Birds_Landing_Contra_Costa_SSN | Northern_California_Wind_83 | Reliability_Capacity_In_Model_Year | 0.163 | Eight_Mile_Tesla_HSN | Northern_California_Flow_Battery_144 | Reliability_Capacity_In_Model_Year | 1 | Northern_California_Flow_Battery_144 | Eight Mile-Tesla 230 kV line | CAISO_Flow_Battery_8hr_Dispatch | Wind | Eight_Mile_Tesla_HSN | Northern_California_Flow_Battery_144 | Reliability_Capacity_In_Model_Year | 1 | Eight_Mile_Tesla_SSN | Northern_California_Flow_Battery_144 | Reliability_Capacity_In_Model_Year | 0.5 | Eight_Mile_Tesla_offpeak | Northern_California_Flow_Battery_144 | Operational_New_Capacity_MW | -1
Birds_Landing_Contra_Costa_SSN | Solano_Wind_85 | Reliability_Capacity_In_Model_Year | 0.163 | Eight_Mile_Tesla_HSN | Northern_California_Flow_Battery_149 | Reliability_Capacity_In_Model_Year | 1 | Northern_California_Flow_Battery_149 | Eight Mile-Tesla 230 kV line | CAISO_Flow_Battery_8hr_Dispatch | Wind | Eight_Mile_Tesla_HSN | Northern_California_Flow_Battery_149 | Reliability_Capacity_In_Model_Year | 1 | Eight_Mile_Tesla_SSN | Northern_California_Flow_Battery_149 | Reliability_Capacity_In_Model_Year | 0.5 | Eight_Mile_Tesla_offpeak | Northern_California_Flow_Battery_149 | Operational_New_Capacity_MW | -1
Birds_Landing_Contra_Costa_SSN | Solano_Wind_94 | Reliability_Capacity_In_Model_Year | 0.163 | Eight_Mile_Tesla_HSN | Northern_California_Flow_Battery_157 | Reliability_Capacity_In_Model_Year | 1 | Northern_California_Flow_Battery_157 | Eight Mile-Tesla 230 kV line | CAISO_Flow_Battery_8hr_Dispatch | Wind | Eight_Mile_Tesla_HSN | Northern_California_Flow_Battery_157 | Reliability_Capacity_In_Model_Year | 1 | Eight_Mile_Tesla_SSN | Northern_California_Flow_Battery_157 | Reliability_Capacity_In_Model_Year | 0.5 | Eight_Mile_Tesla_offpeak | Northern_California_Flow_Battery_157 | Operational_New_Capacity_MW | -1
Birds_Landing_Contra_Costa_SSN | Solano_Wind_126 | Reliability_Capacity_In_Model_Year | 0.163 | Eight_Mile_Tesla_HSN | Northern_California_Flow_Battery_159 | Reliability_Capacity_In_Model_Year | 1 | Northern_California_Flow_Battery_159 | Eight Mile-Tesla 230 kV line | CAISO_Flow_Battery_8hr_Dispatch | Wind | Eight_Mile_Tesla_HSN | Northern_California_Flow_Battery_159 | Reliability_Capacity_In_Model_Year | 1 | Eight_Mile_Tesla_SSN | Northern_California_Flow_Battery_159 | Reliability_Capacity_In_Model_Year | 0.5 | Eight_Mile_Tesla_offpeak | Northern_California_Flow_Battery_159 | Operational_New_Capacity_MW | -1
Birds_Landing_Contra_Costa_SSN | Birds_Landing_Contra_Costa_group | Operational_New_Capacity_MW | -1 | Eight_Mile_Tesla_HSN | Southern_PGAE_Flow_Battery_163 | Reliability_Capacity_In_Model_Year | 1 | Southern_PGAE_Flow_Battery_163 | Eight Mile-Tesla 230 kV line | CAISO_Flow_Battery_8hr_Dispatch | Wind | Eight_Mile_Tesla_HSN | Southern_PGAE_Flow_Battery_163 | Reliability_Capacity_In_Model_Year | 1 | Eight_Mile_Tesla_SSN | Southern_PGAE_Flow_Battery_163 | Reliability_Capacity_In_Model_Year | 0.5 | Eight_Mile_Tesla_offpeak | Southern_PGAE_Flow_Battery_163 | Operational_New_Capacity_MW | -1
Borden_Storey_HSN | Southern_PGAE_Flow_Battery_93 | Reliability_Capacity_In_Model_Year | 1 | Eight_Mile_Tesla_HSN | Northern_California_Flow_Battery_166 | Reliability_Capacity_In_Model_Year | 1 | Northern_California_Flow_Battery_166 | Eight Mile-Tesla 230 kV line | CAISO_Flow_Battery_8hr_Dispatch | Wind | Eight_Mile_Tesla_HSN | Northern_California_Flow_Battery_166 | Reliability_Capacity_In_Model_Year | 1 | Eight_Mile_Tesla_SSN | Northern_California_Flow_Battery_166 | Reliability_Capacity_In_Model_Year | 0.5 | Eight_Mile_Tesla_offpeak | Northern_California_Flow_Battery_166 | Operational_New_Capacity_MW | -1
Borden_Storey_HSN | Southern_PGAE_Flow_Battery_117 | Reliability_Capacity_In_Model_Year | 1 | Eight_Mile_Tesla_HSN | Northern_California_Flow_Battery_172 | Reliability_Capacity_In_Model_Year | 1 | Northern_California_Flow_Battery_172 | Eight Mile-Tesla 230 kV line | CAISO_Flow_Battery_8hr_Dispatch | Wind | Eight_Mile_Tesla_HSN | Northern_California_Flow_Battery_172 | Reliability_Capacity_In_Model_Year | 1 | Eight_Mile_Tesla_SSN | Northern_California_Flow_Battery_172 | Reliability_Capacity_In_Model_Year | 0.5 | Eight_Mile_Tesla_offpeak | Northern_California_Flow_Battery_172 | Operational_New_Capacity_MW | -1
Borden_Storey_HSN | Southern_PGAE_Flow_Battery_140 | Reliability_Capacity_In_Model_Year | 1 | Eight_Mile_Tesla_HSN | Northern_California_Flow_Battery_179 | Reliability_Capacity_In_Model_Year | 1 | Northern_California_Flow_Battery_179 | Eight Mile-Tesla 230 kV line | CAISO_Flow_Battery_8hr_Dispatch | Wind | Eight_Mile_Tesla_HSN | Northern_California_Flow_Battery_179 | Reliability_Capacity_In_Model_Year | 1 | Eight_Mile_Tesla_SSN | Northern_California_Flow_Battery_179 | Reliability_Capacity_In_Model_Year | 0.5 | Eight_Mile_Tesla_offpeak | Northern_California_Flow_Battery_179 | Operational_New_Capacity_MW | -1
Borden_Storey_HSN | Southern_PGAE_Flow_Battery_151 | Reliability_Capacity_In_Model_Year | 1 | Eight_Mile_Tesla_HSN | Northern_California_Li_Battery_4hr_92 | Reliability_Capacity_In_Model_Year | 1 | Northern_California_Li_Battery_4hr_92 | Eight Mile-Tesla 230 kV line | CAISO_Li_Battery_4hr_Dispatch | Wind | Eight_Mile_Tesla_HSN | Northern_California_Li_Battery_4hr_92 | Reliability_Capacity_In_Model_Year | 1 | Eight_Mile_Tesla_SSN | Northern_California_Li_Battery_4hr_92 | Reliability_Capacity_In_Model_Year | 0.5 | Eight_Mile_Tesla_offpeak | Northern_California_Li_Battery_4hr_92 | Operational_New_Capacity_MW | -1
Borden_Storey_HSN | Southern_PGAE_Flow_Battery_154 | Reliability_Capacity_In_Model_Year | 1 | Eight_Mile_Tesla_HSN | Northern_California_Li_Battery_4hr_114 | Reliability_Capacity_In_Model_Year | 1 | Northern_California_Li_Battery_4hr_114 | Eight Mile-Tesla 230 kV line | CAISO_Li_Battery_4hr_Dispatch | Wind | Eight_Mile_Tesla_HSN | Northern_California_Li_Battery_4hr_114 | Reliability_Capacity_In_Model_Year | 1 | Eight_Mile_Tesla_SSN | Northern_California_Li_Battery_4hr_114 | Reliability_Capacity_In_Model_Year | 0.5 | Eight_Mile_Tesla_offpeak | Northern_California_Li_Battery_4hr_114 | Operational_New_Capacity_MW | -1
Borden_Storey_HSN | Southern_PGAE_Flow_Battery_161 | Reliability_Capacity_In_Model_Year | 1 | Eight_Mile_Tesla_HSN | Northern_California_Li_Battery_4hr_122 | Reliability_Capacity_In_Model_Year | 1 | Northern_California_Li_Battery_4hr_122 | Eight Mile-Tesla 230 kV line | CAISO_Li_Battery_4hr_Dispatch | Wind | Eight_Mile_Tesla_HSN | Northern_California_Li_Battery_4hr_122 | Reliability_Capacity_In_Model_Year | 1 | Eight_Mile_Tesla_SSN | Northern_California_Li_Battery_4hr_122 | Reliability_Capacity_In_Model_Year | 0.5 | Eight_Mile_Tesla_offpeak | Northern_California_Li_Battery_4hr_122 | Operational_New_Capacity_MW | -1
Borden_Storey_HSN | Southern_PGAE_Flow_Battery_162 | Reliability_Capacity_In_Model_Year | 1 | Eight_Mile_Tesla_HSN | Northern_California_Li_Battery_4hr_138 | Reliability_Capacity_In_Model_Year | 1 | Northern_California_Li_Battery_4hr_138 | Eight Mile-Tesla 230 kV line | CAISO_Li_Battery_4hr_Dispatch | Wind | Eight_Mile_Tesla_HSN | Northern_California_Li_Battery_4hr_138 | Reliability_Capacity_In_Model_Year | 1 | Eight_Mile_Tesla_SSN | Northern_California_Li_Battery_4hr_138 | Reliability_Capacity_In_Model_Year | 0.5 | Eight_Mile_Tesla_offpeak | Northern_California_Li_Battery_4hr_138 | Operational_New_Capacity_MW | -1
Borden_Storey_HSN | Southern_PGAE_Flow_Battery_163 | Reliability_Capacity_In_Model_Year | 1 | Eight_Mile_Tesla_HSN | Northern_California_Li_Battery_4hr_141 | Reliability_Capacity_In_Model_Year | 1 | Northern_California_Li_Battery_4hr_141 | Eight Mile-Tesla 230 kV line | CAISO_Li_Battery_4hr_Dispatch | Wind | Eight_Mile_Tesla_HSN | Northern_California_Li_Battery_4hr_141 | Reliability_Capacity_In_Model_Year | 1 | Eight_Mile_Tesla_SSN | Northern_California_Li_Battery_4hr_141 | Reliability_Capacity_In_Model_Year | 0.5 | Eight_Mile_Tesla_offpeak | Northern_California_Li_Battery_4hr_141 | Operational_New_Capacity_MW | -1
Borden_Storey_HSN | Southern_PGAE_Flow_Battery_164 | Reliability_Capacity_In_Model_Year | 1 | Eight_Mile_Tesla_HSN | Northern_California_Li_Battery_4hr_144 | Reliability_Capacity_In_Model_Year | 1 | Northern_California_Li_Battery_4hr_144 | Eight Mile-Tesla 230 kV line | CAISO_Li_Battery_4hr_Dispatch | Wind | Eight_Mile_Tesla_HSN | Northern_California_Li_Battery_4hr_144 | Reliability_Capacity_In_Model_Year | 1 | Eight_Mile_Tesla_SSN | Northern_California_Li_Battery_4hr_144 | Reliability_Capacity_In_Model_Year | 0.5 | Eight_Mile_Tesla_offpeak | Northern_California_Li_Battery_4hr_144 | Operational_New_Capacity_MW | -1
Borden_Storey_HSN | Southern_PGAE_Flow_Battery_165 | Reliability_Capacity_In_Model_Year | 1 | Eight_Mile_Tesla_HSN | Northern_California_Li_Battery_4hr_149 | Reliability_Capacity_In_Model_Year | 1 | Northern_California_Li_Battery_4hr_149 | Eight Mile-Tesla 230 kV line | CAISO_Li_Battery_4hr_Dispatch | Wind | Eight_Mile_Tesla_HSN | Northern_California_Li_Battery_4hr_149 | Reliability_Capacity_In_Model_Year | 1 | Eight_Mile_Tesla_SSN | Northern_California_Li_Battery_4hr_149 | Reliability_Capacity_In_Model_Year | 0.5 | Eight_Mile_Tesla_offpeak | Northern_California_Li_Battery_4hr_149 | Operational_New_Capacity_MW | -1
Borden_Storey_HSN | Northern_California_Flow_Battery_166 | Reliability_Capacity_In_Model_Year | 1 | Eight_Mile_Tesla_HSN | Northern_California_Li_Battery_4hr_157 | Reliability_Capacity_In_Model_Year | 1 | Northern_California_Li_Battery_4hr_157 | Eight Mile-Tesla 230 kV line | CAISO_Li_Battery_4hr_Dispatch | Wind | Eight_Mile_Tesla_HSN | Northern_California_Li_Battery_4hr_157 | Reliability_Capacity_In_Model_Year | 1 | Eight_Mile_Tesla_SSN | Northern_California_Li_Battery_4hr_157 | Reliability_Capacity_In_Model_Year | 0.5 | Eight_Mile_Tesla_offpeak | Northern_California_Li_Battery_4hr_157 | Operational_New_Capacity_MW | -1
Borden_Storey_HSN | Southern_PGAE_Flow_Battery_168 | Reliability_Capacity_In_Model_Year | 1 | Eight_Mile_Tesla_HSN | Northern_California_Li_Battery_4hr_159 | Reliability_Capacity_In_Model_Year | 1 | Northern_California_Li_Battery_4hr_159 | Eight Mile-Tesla 230 kV line | CAISO_Li_Battery_4hr_Dispatch | Wind | Eight_Mile_Tesla_HSN | Northern_California_Li_Battery_4hr_159 | Reliability_Capacity_In_Model_Year | 1 | Eight_Mile_Tesla_SSN | Northern_California_Li_Battery_4hr_159 | Reliability_Capacity_In_Model_Year | 0.5 | Eight_Mile_Tesla_offpeak | Northern_California_Li_Battery_4hr_159 | Operational_New_Capacity_MW | -1
Borden_Storey_HSN | Southern_PGAE_Flow_Battery_169 | Reliability_Capacity_In_Model_Year | 1 | Eight_Mile_Tesla_HSN | Southern_PGAE_Li_Battery_4hr_163 | Reliability_Capacity_In_Model_Year | 1 | Southern_PGAE_Li_Battery_4hr_163 | Eight Mile-Tesla 230 kV line | CAISO_Li_Battery_4hr_Dispatch | Wind | Eight_Mile_Tesla_HSN | Southern_PGAE_Li_Battery_4hr_163 | Reliability_Capacity_In_Model_Year | 1 | Eight_Mile_Tesla_SSN | Southern_PGAE_Li_Battery_4hr_163 | Reliability_Capacity_In_Model_Year | 0.5 | Eight_Mile_Tesla_offpeak | Southern_PGAE_Li_Battery_4hr_163 | Operational_New_Capacity_MW | -1
Borden_Storey_HSN | Southern_PGAE_Flow_Battery_170 | Reliability_Capacity_In_Model_Year | 1 | Eight_Mile_Tesla_HSN | Northern_California_Li_Battery_4hr_166 | Reliability_Capacity_In_Model_Year | 1 | Northern_California_Li_Battery_4hr_166 | Eight Mile-Tesla 230 kV line | CAISO_Li_Battery_4hr_Dispatch | Wind | Eight_Mile_Tesla_HSN | Northern_California_Li_Battery_4hr_166 | Reliability_Capacity_In_Model_Year | 1 | Eight_Mile_Tesla_SSN | Northern_California_Li_Battery_4hr_166 | Reliability_Capacity_In_Model_Year | 0.5 | Eight_Mile_Tesla_offpeak | Northern_California_Li_Battery_4hr_166 | Operational_New_Capacity_MW | -1
Borden_Storey_HSN | Southern_PGAE_Flow_Battery_174 | Reliability_Capacity_In_Model_Year | 1 | Eight_Mile_Tesla_HSN | Northern_California_Li_Battery_4hr_172 | Reliability_Capacity_In_Model_Year | 1 | Northern_California_Li_Battery_4hr_172 | Eight Mile-Tesla 230 kV line | CAISO_Li_Battery_4hr_Dispatch | Wind | Eight_Mile_Tesla_HSN | Northern_California_Li_Battery_4hr_172 | Reliability_Capacity_In_Model_Year | 1 | Eight_Mile_Tesla_SSN | Northern_California_Li_Battery_4hr_172 | Reliability_Capacity_In_Model_Year | 0.5 | Eight_Mile_Tesla_offpeak | Northern_California_Li_Battery_4hr_172 | Operational_New_Capacity_MW | -1
Borden_Storey_HSN | Southern_PGAE_Flow_Battery_176 | Reliability_Capacity_In_Model_Year | 1 | Eight_Mile_Tesla_HSN | Northern_California_Li_Battery_4hr_179 | Reliability_Capacity_In_Model_Year | 1 | Northern_California_Li_Battery_4hr_179 | Eight Mile-Tesla 230 kV line | CAISO_Li_Battery_4hr_Dispatch | Wind | Eight_Mile_Tesla_HSN | Northern_California_Li_Battery_4hr_179 | Reliability_Capacity_In_Model_Year | 1 | Eight_Mile_Tesla_SSN | Northern_California_Li_Battery_4hr_179 | Reliability_Capacity_In_Model_Year | 0.5 | Eight_Mile_Tesla_offpeak | Northern_California_Li_Battery_4hr_179 | Operational_New_Capacity_MW | -1
Borden_Storey_HSN | Southern_PGAE_Li_Battery_4hr_93 | Reliability_Capacity_In_Model_Year | 1 | Eight_Mile_Tesla_HSN | Northern_California_Li_Battery_8hr_92 | Reliability_Capacity_In_Model_Year | 1 | Northern_California_Li_Battery_8hr_92 | Eight Mile-Tesla 230 kV line | CAISO_Li_Battery_8hr_Dispatch | Wind | Eight_Mile_Tesla_HSN | Northern_California_Li_Battery_8hr_92 | Reliability_Capacity_In_Model_Year | 1 | Eight_Mile_Tesla_SSN | Northern_California_Li_Battery_8hr_92 | Reliability_Capacity_In_Model_Year | 0.5 | Eight_Mile_Tesla_offpeak | Northern_California_Li_Battery_8hr_92 | Operational_New_Capacity_MW | -1
Borden_Storey_HSN | Southern_PGAE_Li_Battery_4hr_117 | Reliability_Capacity_In_Model_Year | 1 | Eight_Mile_Tesla_HSN | Northern_California_Li_Battery_8hr_114 | Reliability_Capacity_In_Model_Year | 1 | Northern_California_Li_Battery_8hr_114 | Eight Mile-Tesla 230 kV line | CAISO_Li_Battery_8hr_Dispatch | Wind | Eight_Mile_Tesla_HSN | Northern_California_Li_Battery_8hr_114 | Reliability_Capacity_In_Model_Year | 1 | Eight_Mile_Tesla_SSN | Northern_California_Li_Battery_8hr_114 | Reliability_Capacity_In_Model_Year | 0.5 | Eight_Mile_Tesla_offpeak | Northern_California_Li_Battery_8hr_114 | Operational_New_Capacity_MW | -1
Borden_Storey_HSN | Southern_PGAE_Li_Battery_4hr_140 | Reliability_Capacity_In_Model_Year | 1 | Eight_Mile_Tesla_HSN | Northern_California_Li_Battery_8hr_122 | Reliability_Capacity_In_Model_Year | 1 | Northern_California_Li_Battery_8hr_122 | Eight Mile-Tesla 230 kV line | CAISO_Li_Battery_8hr_Dispatch | Wind | Eight_Mile_Tesla_HSN | Northern_California_Li_Battery_8hr_122 | Reliability_Capacity_In_Model_Year | 1 | Eight_Mile_Tesla_SSN | Northern_California_Li_Battery_8hr_122 | Reliability_Capacity_In_Model_Year | 0.5 | Eight_Mile_Tesla_offpeak | Northern_California_Li_Battery_8hr_122 | Operational_New_Capacity_MW | -1
Borden_Storey_HSN | Southern_PGAE_Li_Battery_4hr_151 | Reliability_Capacity_In_Model_Year | 1 | Eight_Mile_Tesla_HSN | Northern_California_Li_Battery_8hr_138 | Reliability_Capacity_In_Model_Year | 1 | Northern_California_Li_Battery_8hr_138 | Eight Mile-Tesla 230 kV line | CAISO_Li_Battery_8hr_Dispatch | Wind | Eight_Mile_Tesla_HSN | Northern_California_Li_Battery_8hr_138 | Reliability_Capacity_In_Model_Year | 1 | Eight_Mile_Tesla_SSN | Northern_California_Li_Battery_8hr_138 | Reliability_Capacity_In_Model_Year | 0.5 | Eight_Mile_Tesla_offpeak | Northern_California_Li_Battery_8hr_138 | Operational_New_Capacity_MW | -1
Borden_Storey_HSN | Southern_PGAE_Li_Battery_4hr_154 | Reliability_Capacity_In_Model_Year | 1 | Eight_Mile_Tesla_HSN | Northern_California_Li_Battery_8hr_141 | Reliability_Capacity_In_Model_Year | 1 | Northern_California_Li_Battery_8hr_141 | Eight Mile-Tesla 230 kV line | CAISO_Li_Battery_8hr_Dispatch | Wind | Eight_Mile_Tesla_HSN | Northern_California_Li_Battery_8hr_141 | Reliability_Capacity_In_Model_Year | 1 | Eight_Mile_Tesla_SSN | Northern_California_Li_Battery_8hr_141 | Reliability_Capacity_In_Model_Year | 0.5 | Eight_Mile_Tesla_offpeak | Northern_California_Li_Battery_8hr_141 | Operational_New_Capacity_MW | -1
Borden_Storey_HSN | Southern_PGAE_Li_Battery_4hr_161 | Reliability_Capacity_In_Model_Year | 1 | Eight_Mile_Tesla_HSN | Northern_California_Li_Battery_8hr_144 | Reliability_Capacity_In_Model_Year | 1 | Northern_California_Li_Battery_8hr_144 | Eight Mile-Tesla 230 kV line | CAISO_Li_Battery_8hr_Dispatch | Wind | Eight_Mile_Tesla_HSN | Northern_California_Li_Battery_8hr_144 | Reliability_Capacity_In_Model_Year | 1 | Eight_Mile_Tesla_SSN | Northern_California_Li_Battery_8hr_144 | Reliability_Capacity_In_Model_Year | 0.5 | Eight_Mile_Tesla_offpeak | Northern_California_Li_Battery_8hr_144 | Operational_New_Capacity_MW | -1
Borden_Storey_HSN | Southern_PGAE_Li_Battery_4hr_162 | Reliability_Capacity_In_Model_Year | 1 | Eight_Mile_Tesla_HSN | Northern_California_Li_Battery_8hr_149 | Reliability_Capacity_In_Model_Year | 1 | Northern_California_Li_Battery_8hr_149 | Eight Mile-Tesla 230 kV line | CAISO_Li_Battery_8hr_Dispatch | Wind | Eight_Mile_Tesla_HSN | Northern_California_Li_Battery_8hr_149 | Reliability_Capacity_In_Model_Year | 1 | Eight_Mile_Tesla_SSN | Northern_California_Li_Battery_8hr_149 | Reliability_Capacity_In_Model_Year | 0.5 | Eight_Mile_Tesla_offpeak | Northern_California_Li_Battery_8hr_149 | Operational_New_Capacity_MW | -1
Borden_Storey_HSN | Southern_PGAE_Li_Battery_4hr_163 | Reliability_Capacity_In_Model_Year | 1 | Eight_Mile_Tesla_HSN | Northern_California_Li_Battery_8hr_157 | Reliability_Capacity_In_Model_Year | 1 | Northern_California_Li_Battery_8hr_157 | Eight Mile-Tesla 230 kV line | CAISO_Li_Battery_8hr_Dispatch | Wind | Eight_Mile_Tesla_HSN | Northern_California_Li_Battery_8hr_157 | Reliability_Capacity_In_Model_Year | 1 | Eight_Mile_Tesla_SSN | Northern_California_Li_Battery_8hr_157 | Reliability_Capacity_In_Model_Year | 0.5 | Eight_Mile_Tesla_offpeak | Northern_California_Li_Battery_8hr_157 | Operational_New_Capacity_MW | -1
Borden_Storey_HSN | Southern_PGAE_Li_Battery_4hr_164 | Reliability_Capacity_In_Model_Year | 1 | Eight_Mile_Tesla_HSN | Northern_California_Li_Battery_8hr_159 | Reliability_Capacity_In_Model_Year | 1 | Northern_California_Li_Battery_8hr_159 | Eight Mile-Tesla 230 kV line | CAISO_Li_Battery_8hr_Dispatch | Wind | Eight_Mile_Tesla_HSN | Northern_California_Li_Battery_8hr_159 | Reliability_Capacity_In_Model_Year | 1 | Eight_Mile_Tesla_SSN | Northern_California_Li_Battery_8hr_159 | Reliability_Capacity_In_Model_Year | 0.5 | Eight_Mile_Tesla_offpeak | Northern_California_Li_Battery_8hr_159 | Operational_New_Capacity_MW | -1
Borden_Storey_HSN | Southern_PGAE_Li_Battery_4hr_165 | Reliability_Capacity_In_Model_Year | 1 | Eight_Mile_Tesla_HSN | Southern_PGAE_Li_Battery_8hr_163 | Reliability_Capacity_In_Model_Year | 1 | Southern_PGAE_Li_Battery_8hr_163 | Eight Mile-Tesla 230 kV line | CAISO_Li_Battery_8hr_Dispatch | Wind | Eight_Mile_Tesla_HSN | Southern_PGAE_Li_Battery_8hr_163 | Reliability_Capacity_In_Model_Year | 1 | Eight_Mile_Tesla_SSN | Southern_PGAE_Li_Battery_8hr_163 | Reliability_Capacity_In_Model_Year | 0.5 | Eight_Mile_Tesla_offpeak | Southern_PGAE_Li_Battery_8hr_163 | Operational_New_Capacity_MW | -1
Borden_Storey_HSN | Northern_California_Li_Battery_4hr_166 | Reliability_Capacity_In_Model_Year | 1 | Eight_Mile_Tesla_HSN | Northern_California_Li_Battery_8hr_166 | Reliability_Capacity_In_Model_Year | 1 | Northern_California_Li_Battery_8hr_166 | Eight Mile-Tesla 230 kV line | CAISO_Li_Battery_8hr_Dispatch | Wind | Eight_Mile_Tesla_HSN | Northern_California_Li_Battery_8hr_166 | Reliability_Capacity_In_Model_Year | 1 | Eight_Mile_Tesla_SSN | Northern_California_Li_Battery_8hr_166 | Reliability_Capacity_In_Model_Year | 0.5 | Eight_Mile_Tesla_offpeak | Northern_California_Li_Battery_8hr_166 | Operational_New_Capacity_MW | -1
Borden_Storey_HSN | Southern_PGAE_Li_Battery_4hr_168 | Reliability_Capacity_In_Model_Year | 1 | Eight_Mile_Tesla_HSN | Northern_California_Li_Battery_8hr_172 | Reliability_Capacity_In_Model_Year | 1 | Northern_California_Li_Battery_8hr_172 | Eight Mile-Tesla 230 kV line | CAISO_Li_Battery_8hr_Dispatch | Wind | Eight_Mile_Tesla_HSN | Northern_California_Li_Battery_8hr_172 | Reliability_Capacity_In_Model_Year | 1 | Eight_Mile_Tesla_SSN | Northern_California_Li_Battery_8hr_172 | Reliability_Capacity_In_Model_Year | 0.5 | Eight_Mile_Tesla_offpeak | Northern_California_Li_Battery_8hr_172 | Operational_New_Capacity_MW | -1
Borden_Storey_HSN | Southern_PGAE_Li_Battery_4hr_169 | Reliability_Capacity_In_Model_Year | 1 | Eight_Mile_Tesla_HSN | Northern_California_Li_Battery_8hr_179 | Reliability_Capacity_In_Model_Year | 1 | Northern_California_Li_Battery_8hr_179 | Eight Mile-Tesla 230 kV line | CAISO_Li_Battery_8hr_Dispatch | Wind | Eight_Mile_Tesla_HSN | Northern_California_Li_Battery_8hr_179 | Reliability_Capacity_In_Model_Year | 1 | Eight_Mile_Tesla_SSN | Northern_California_Li_Battery_8hr_179 | Reliability_Capacity_In_Model_Year | 0.5 | Eight_Mile_Tesla_offpeak | Northern_California_Li_Battery_8hr_179 | Operational_New_Capacity_MW | -1
Borden_Storey_HSN | Southern_PGAE_Li_Battery_4hr_170 | Reliability_Capacity_In_Model_Year | 1 | Eight_Mile_Tesla_HSN | Northern_California_Solar_92 | Reliability_Capacity_In_Model_Year | 0.1 | Northern_California_Solar_92 | Eight Mile-Tesla 230 kV line | Northern_California_Solar | Wind | Eight_Mile_Tesla_HSN | Northern_California_Solar_92 | Reliability_Capacity_In_Model_Year | 0.1 | Eight_Mile_Tesla_SSN | Northern_California_Solar_92 | Reliability_Capacity_In_Model_Year | 0.556 | Eight_Mile_Tesla_offpeak | Northern_California_Solar_92 | Operational_New_Capacity_MW | 0.68
Borden_Storey_HSN | Southern_PGAE_Li_Battery_4hr_174 | Reliability_Capacity_In_Model_Year | 1 | Eight_Mile_Tesla_HSN | Northern_California_Solar_114 | Reliability_Capacity_In_Model_Year | 0.1 | Northern_California_Solar_114 | Eight Mile-Tesla 230 kV line | Northern_California_Solar | Wind | Eight_Mile_Tesla_HSN | Northern_California_Solar_114 | Reliability_Capacity_In_Model_Year | 0.1 | Eight_Mile_Tesla_SSN | Northern_California_Solar_114 | Reliability_Capacity_In_Model_Year | 0.556 | Eight_Mile_Tesla_offpeak | Northern_California_Solar_114 | Operational_New_Capacity_MW | 0.68
Borden_Storey_HSN | Southern_PGAE_Li_Battery_4hr_176 | Reliability_Capacity_In_Model_Year | 1 | Eight_Mile_Tesla_HSN | Northern_California_Solar_122 | Reliability_Capacity_In_Model_Year | 0.1 | Northern_California_Solar_122 | Eight Mile-Tesla 230 kV line | Northern_California_Solar | Wind | Eight_Mile_Tesla_HSN | Northern_California_Solar_122 | Reliability_Capacity_In_Model_Year | 0.1 | Eight_Mile_Tesla_SSN | Northern_California_Solar_122 | Reliability_Capacity_In_Model_Year | 0.556 | Eight_Mile_Tesla_offpeak | Northern_California_Solar_122 | Operational_New_Capacity_MW | 0.68
Borden_Storey_HSN | Southern_PGAE_Li_Battery_8hr_93 | Reliability_Capacity_In_Model_Year | 1 | Eight_Mile_Tesla_HSN | Northern_California_Solar_138 | Reliability_Capacity_In_Model_Year | 0.1 | Northern_California_Solar_138 | Eight Mile-Tesla 230 kV line | Northern_California_Solar | Wind | Eight_Mile_Tesla_HSN | Northern_California_Solar_138 | Reliability_Capacity_In_Model_Year | 0.1 | Eight_Mile_Tesla_SSN | Northern_California_Solar_138 | Reliability_Capacity_In_Model_Year | 0.556 | Eight_Mile_Tesla_offpeak | Northern_California_Solar_138 | Operational_New_Capacity_MW | 0.68
Borden_Storey_HSN | Southern_PGAE_Li_Battery_8hr_117 | Reliability_Capacity_In_Model_Year | 1 | Eight_Mile_Tesla_HSN | Northern_California_Solar_141 | Reliability_Capacity_In_Model_Year | 0.1 | Northern_California_Solar_141 | Eight Mile-Tesla 230 kV line | Northern_California_Solar | Wind | Eight_Mile_Tesla_HSN | Northern_California_Solar_141 | Reliability_Capacity_In_Model_Year | 0.1 | Eight_Mile_Tesla_SSN | Northern_California_Solar_141 | Reliability_Capacity_In_Model_Year | 0.556 | Eight_Mile_Tesla_offpeak | Northern_California_Solar_141 | Operational_New_Capacity_MW | 0.68
Borden_Storey_HSN | Southern_PGAE_Li_Battery_8hr_140 | Reliability_Capacity_In_Model_Year | 1 | Eight_Mile_Tesla_HSN | Northern_California_Solar_144 | Reliability_Capacity_In_Model_Year | 0.1 | Northern_California_Solar_144 | Eight Mile-Tesla 230 kV line | Northern_California_Solar | Wind | Eight_Mile_Tesla_HSN | Northern_California_Solar_144 | Reliability_Capacity_In_Model_Year | 0.1 | Eight_Mile_Tesla_SSN | Northern_California_Solar_144 | Reliability_Capacity_In_Model_Year | 0.556 | Eight_Mile_Tesla_offpeak | Northern_California_Solar_144 | Operational_New_Capacity_MW | 0.68
Borden_Storey_HSN | Southern_PGAE_Li_Battery_8hr_151 | Reliability_Capacity_In_Model_Year | 1 | Eight_Mile_Tesla_HSN | Northern_California_Solar_149 | Reliability_Capacity_In_Model_Year | 0.1 | Northern_California_Solar_149 | Eight Mile-Tesla 230 kV line | Northern_California_Solar | Wind | Eight_Mile_Tesla_HSN | Northern_California_Solar_149 | Reliability_Capacity_In_Model_Year | 0.1 | Eight_Mile_Tesla_SSN | Northern_California_Solar_149 | Reliability_Capacity_In_Model_Year | 0.556 | Eight_Mile_Tesla_offpeak | Northern_California_Solar_149 | Operational_New_Capacity_MW | 0.68
Borden_Storey_HSN | Southern_PGAE_Li_Battery_8hr_154 | Reliability_Capacity_In_Model_Year | 1 | Eight_Mile_Tesla_HSN | Northern_California_Solar_157 | Reliability_Capacity_In_Model_Year | 0.1 | Northern_California_Solar_157 | Eight Mile-Tesla 230 kV line | Northern_California_Solar | Wind | Eight_Mile_Tesla_HSN | Northern_California_Solar_157 | Reliability_Capacity_In_Model_Year | 0.1 | Eight_Mile_Tesla_SSN | Northern_California_Solar_157 | Reliability_Capacity_In_Model_Year | 0.556 | Eight_Mile_Tesla_offpeak | Northern_California_Solar_157 | Operational_New_Capacity_MW | 0.68
Borden_Storey_HSN | Southern_PGAE_Li_Battery_8hr_161 | Reliability_Capacity_In_Model_Year | 1 | Eight_Mile_Tesla_HSN | Northern_California_Solar_159 | Reliability_Capacity_In_Model_Year | 0.1 | Northern_California_Solar_159 | Eight Mile-Tesla 230 kV line | Northern_California_Solar | Wind | Eight_Mile_Tesla_HSN | Northern_California_Solar_159 | Reliability_Capacity_In_Model_Year | 0.1 | Eight_Mile_Tesla_SSN | Northern_California_Solar_159 | Reliability_Capacity_In_Model_Year | 0.556 | Eight_Mile_Tesla_offpeak | Northern_California_Solar_159 | Operational_New_Capacity_MW | 0.68
Borden_Storey_HSN | Southern_PGAE_Li_Battery_8hr_162 | Reliability_Capacity_In_Model_Year | 1 | Eight_Mile_Tesla_HSN | Northern_California_Solar_166 | Reliability_Capacity_In_Model_Year | 0.1 | Northern_California_Solar_166 | Eight Mile-Tesla 230 kV line | Northern_California_Solar | Wind | Eight_Mile_Tesla_HSN | Northern_California_Solar_166 | Reliability_Capacity_In_Model_Year | 0.1 | Eight_Mile_Tesla_SSN | Northern_California_Solar_166 | Reliability_Capacity_In_Model_Year | 0.556 | Eight_Mile_Tesla_offpeak | Northern_California_Solar_166 | Operational_New_Capacity_MW | 0.68
Borden_Storey_HSN | Southern_PGAE_Li_Battery_8hr_163 | Reliability_Capacity_In_Model_Year | 1 | Eight_Mile_Tesla_HSN | Northern_California_Solar_172 | Reliability_Capacity_In_Model_Year | 0.1 | Northern_California_Solar_172 | Eight Mile-Tesla 230 kV line | Northern_California_Solar | Wind | Eight_Mile_Tesla_HSN | Northern_California_Solar_172 | Reliability_Capacity_In_Model_Year | 0.1 | Eight_Mile_Tesla_SSN | Northern_California_Solar_172 | Reliability_Capacity_In_Model_Year | 0.556 | Eight_Mile_Tesla_offpeak | Northern_California_Solar_172 | Operational_New_Capacity_MW | 0.68
Borden_Storey_HSN | Southern_PGAE_Li_Battery_8hr_164 | Reliability_Capacity_In_Model_Year | 1 | Eight_Mile_Tesla_HSN | Northern_California_Solar_179 | Reliability_Capacity_In_Model_Year | 0.1 | Northern_California_Solar_179 | Eight Mile-Tesla 230 kV line | Northern_California_Solar | Wind | Eight_Mile_Tesla_HSN | Northern_California_Solar_179 | Reliability_Capacity_In_Model_Year | 0.1 | Eight_Mile_Tesla_SSN | Northern_California_Solar_179 | Reliability_Capacity_In_Model_Year | 0.556 | Eight_Mile_Tesla_offpeak | Northern_California_Solar_179 | Operational_New_Capacity_MW | 0.68
Borden_Storey_HSN | Southern_PGAE_Li_Battery_8hr_165 | Reliability_Capacity_In_Model_Year | 1 | Eight_Mile_Tesla_HSN | Northern_California_Wind_159 | Reliability_Capacity_In_Model_Year | 0.665 | Northern_California_Wind_159 | Eight Mile-Tesla 230 kV line | Northern_California_Wind | Wind | Eight_Mile_Tesla_HSN | Northern_California_Wind_159 | Reliability_Capacity_In_Model_Year | 0.665 | Eight_Mile_Tesla_SSN | Northern_California_Wind_159 | Reliability_Capacity_In_Model_Year | 0.163 | Eight_Mile_Tesla_offpeak | Northern_California_Wind_159 | Operational_New_Capacity_MW | 0.63
Borden_Storey_HSN | Northern_California_Li_Battery_8hr_166 | Reliability_Capacity_In_Model_Year | 1 | Eight_Mile_Tesla_HSN | Solano_Wind_122 | Reliability_Capacity_In_Model_Year | 0.665 | Solano_Wind_122 | Eight Mile-Tesla 230 kV line | Solano_Wind | Wind | Eight_Mile_Tesla_HSN | Solano_Wind_122 | Reliability_Capacity_In_Model_Year | 0.665 | Eight_Mile_Tesla_SSN | Solano_Wind_122 | Reliability_Capacity_In_Model_Year | 0.163 | Eight_Mile_Tesla_offpeak | Solano_Wind_122 | Operational_New_Capacity_MW | 0.63
Borden_Storey_HSN | Southern_PGAE_Li_Battery_8hr_168 | Reliability_Capacity_In_Model_Year | 1 | Eight_Mile_Tesla_HSN | Southern_PGAE_Solar_163 | Reliability_Capacity_In_Model_Year | 0.1 | Southern_PGAE_Solar_163 | Eight Mile-Tesla 230 kV line | Southern_PGAE_Solar | Wind | Eight_Mile_Tesla_HSN | Southern_PGAE_Solar_163 | Reliability_Capacity_In_Model_Year | 0.1 | Eight_Mile_Tesla_SSN | Southern_PGAE_Solar_163 | Reliability_Capacity_In_Model_Year | 0.556 | Eight_Mile_Tesla_offpeak | Southern_PGAE_Solar_163 | Operational_New_Capacity_MW | 0.68
Borden_Storey_HSN | Southern_PGAE_Li_Battery_8hr_169 | Reliability_Capacity_In_Model_Year | 1 | Encina_San_Luis_Rey_HSN | Arizona_Solar_90 | Reliability_Capacity_In_Model_Year | 0.106 | Arizona_Solar_90 | Encina - San Luis Rey 230 kV constraint | Arizona_Solar | Solar | Encina_San_Luis_Rey_HSN | Arizona_Solar_90 | Reliability_Capacity_In_Model_Year | 0.106 | Encina_San_Luis_Rey_SSN | Arizona_Solar_90 | Reliability_Capacity_In_Model_Year | 0.427 | Encina_San_Luis_Rey_offpeak | Arizona_Solar_90 | Operational_New_Capacity_MW | 0.77
Borden_Storey_HSN | Southern_PGAE_Li_Battery_8hr_170 | Reliability_Capacity_In_Model_Year | 1 | Encina_San_Luis_Rey_HSN | Baja_California_Wind_133 | Reliability_Capacity_In_Model_Year | 0.337 | Baja_California_Wind_133 | Encina - San Luis Rey 230 kV constraint | Baja_California_Wind | Solar | Encina_San_Luis_Rey_HSN | Baja_California_Wind_133 | Reliability_Capacity_In_Model_Year | 0.337 | Encina_San_Luis_Rey_SSN | Baja_California_Wind_133 | Reliability_Capacity_In_Model_Year | 0.112 | Encina_San_Luis_Rey_offpeak | Baja_California_Wind_133 | Operational_New_Capacity_MW | 0.44
Borden_Storey_HSN | Southern_PGAE_Li_Battery_8hr_174 | Reliability_Capacity_In_Model_Year | 1 | Encina_San_Luis_Rey_HSN | Arizona_Flow_Battery_90 | Reliability_Capacity_In_Model_Year | 1 | Arizona_Flow_Battery_90 | Encina - San Luis Rey 230 kV constraint | CAISO_Flow_Battery_8hr_Dispatch | Solar | Encina_San_Luis_Rey_HSN | Arizona_Flow_Battery_90 | Reliability_Capacity_In_Model_Year | 1 | Encina_San_Luis_Rey_SSN | Arizona_Flow_Battery_90 | Reliability_Capacity_In_Model_Year | 0.5 | Encina_San_Luis_Rey_offpeak | Arizona_Flow_Battery_90 | Operational_New_Capacity_MW | -1
Borden_Storey_HSN | Southern_PGAE_Li_Battery_8hr_176 | Reliability_Capacity_In_Model_Year | 1 | Encina_San_Luis_Rey_HSN | Greater_Imperial_Flow_Battery_107 | Reliability_Capacity_In_Model_Year | 1 | Greater_Imperial_Flow_Battery_107 | Encina - San Luis Rey 230 kV constraint | CAISO_Flow_Battery_8hr_Dispatch | Solar | Encina_San_Luis_Rey_HSN | Greater_Imperial_Flow_Battery_107 | Reliability_Capacity_In_Model_Year | 1 | Encina_San_Luis_Rey_SSN | Greater_Imperial_Flow_Battery_107 | Reliability_Capacity_In_Model_Year | 0.5 | Encina_San_Luis_Rey_offpeak | Greater_Imperial_Flow_Battery_107 | Operational_New_Capacity_MW | -1
Borden_Storey_HSN | Central_Valley_North_Los_Banos_Wind_154 | Reliability_Capacity_In_Model_Year | 0.665 | Encina_San_Luis_Rey_HSN | Greater_Imperial_Flow_Battery_108 | Reliability_Capacity_In_Model_Year | 1 | Greater_Imperial_Flow_Battery_108 | Encina - San Luis Rey 230 kV constraint | CAISO_Flow_Battery_8hr_Dispatch | Solar | Encina_San_Luis_Rey_HSN | Greater_Imperial_Flow_Battery_108 | Reliability_Capacity_In_Model_Year | 1 | Encina_San_Luis_Rey_SSN | Greater_Imperial_Flow_Battery_108 | Reliability_Capacity_In_Model_Year | 0.5 | Encina_San_Luis_Rey_offpeak | Greater_Imperial_Flow_Battery_108 | Operational_New_Capacity_MW | -1
Borden_Storey_HSN | Central_Valley_North_Los_Banos_Wind_162 | Reliability_Capacity_In_Model_Year | 0.665 | Encina_San_Luis_Rey_HSN | Greater_Imperial_Flow_Battery_133 | Reliability_Capacity_In_Model_Year | 1 | Greater_Imperial_Flow_Battery_133 | Encina - San Luis Rey 230 kV constraint | CAISO_Flow_Battery_8hr_Dispatch | Solar | Encina_San_Luis_Rey_HSN | Greater_Imperial_Flow_Battery_133 | Reliability_Capacity_In_Model_Year | 1 | Encina_San_Luis_Rey_SSN | Greater_Imperial_Flow_Battery_133 | Reliability_Capacity_In_Model_Year | 0.5 | Encina_San_Luis_Rey_offpeak | Greater_Imperial_Flow_Battery_133 | Operational_New_Capacity_MW | -1
Borden_Storey_HSN | Northern_California_Solar_166 | Reliability_Capacity_In_Model_Year | 0.1 | Encina_San_Luis_Rey_HSN | Arizona_Li_Battery_4hr_90 | Reliability_Capacity_In_Model_Year | 1 | Arizona_Li_Battery_4hr_90 | Encina - San Luis Rey 230 kV constraint | CAISO_Li_Battery_4hr_Dispatch | Solar | Encina_San_Luis_Rey_HSN | Arizona_Li_Battery_4hr_90 | Reliability_Capacity_In_Model_Year | 1 | Encina_San_Luis_Rey_SSN | Arizona_Li_Battery_4hr_90 | Reliability_Capacity_In_Model_Year | 0.5 | Encina_San_Luis_Rey_offpeak | Arizona_Li_Battery_4hr_90 | Operational_New_Capacity_MW | -1
Borden_Storey_HSN | Southern_PGAE_Solar_93 | Reliability_Capacity_In_Model_Year | 0.1 | Encina_San_Luis_Rey_HSN | Greater_Imperial_Li_Battery_4hr_107 | Reliability_Capacity_In_Model_Year | 1 | Greater_Imperial_Li_Battery_4hr_107 | Encina - San Luis Rey 230 kV constraint | CAISO_Li_Battery_4hr_Dispatch | Solar | Encina_San_Luis_Rey_HSN | Greater_Imperial_Li_Battery_4hr_107 | Reliability_Capacity_In_Model_Year | 1 | Encina_San_Luis_Rey_SSN | Greater_Imperial_Li_Battery_4hr_107 | Reliability_Capacity_In_Model_Year | 0.5 | Encina_San_Luis_Rey_offpeak | Greater_Imperial_Li_Battery_4hr_107 | Operational_New_Capacity_MW | -1
Borden_Storey_HSN | Southern_PGAE_Solar_117 | Reliability_Capacity_In_Model_Year | 0.1 | Encina_San_Luis_Rey_HSN | Greater_Imperial_Li_Battery_4hr_108 | Reliability_Capacity_In_Model_Year | 1 | Greater_Imperial_Li_Battery_4hr_108 | Encina - San Luis Rey 230 kV constraint | CAISO_Li_Battery_4hr_Dispatch | Solar | Encina_San_Luis_Rey_HSN | Greater_Imperial_Li_Battery_4hr_108 | Reliability_Capacity_In_Model_Year | 1 | Encina_San_Luis_Rey_SSN | Greater_Imperial_Li_Battery_4hr_108 | Reliability_Capacity_In_Model_Year | 0.5 | Encina_San_Luis_Rey_offpeak | Greater_Imperial_Li_Battery_4hr_108 | Operational_New_Capacity_MW | -1
Borden_Storey_HSN | Southern_PGAE_Solar_140 | Reliability_Capacity_In_Model_Year | 0.1 | Encina_San_Luis_Rey_HSN | Greater_Imperial_Li_Battery_4hr_133 | Reliability_Capacity_In_Model_Year | 1 | Greater_Imperial_Li_Battery_4hr_133 | Encina - San Luis Rey 230 kV constraint | CAISO_Li_Battery_4hr_Dispatch | Solar | Encina_San_Luis_Rey_HSN | Greater_Imperial_Li_Battery_4hr_133 | Reliability_Capacity_In_Model_Year | 1 | Encina_San_Luis_Rey_SSN | Greater_Imperial_Li_Battery_4hr_133 | Reliability_Capacity_In_Model_Year | 0.5 | Encina_San_Luis_Rey_offpeak | Greater_Imperial_Li_Battery_4hr_133 | Operational_New_Capacity_MW | -1
Borden_Storey_HSN | Southern_PGAE_Solar_151 | Reliability_Capacity_In_Model_Year | 0.1 | Encina_San_Luis_Rey_HSN | Arizona_Li_Battery_8hr_90 | Reliability_Capacity_In_Model_Year | 1 | Arizona_Li_Battery_8hr_90 | Encina - San Luis Rey 230 kV constraint | CAISO_Li_Battery_8hr_Dispatch | Solar | Encina_San_Luis_Rey_HSN | Arizona_Li_Battery_8hr_90 | Reliability_Capacity_In_Model_Year | 1 | Encina_San_Luis_Rey_SSN | Arizona_Li_Battery_8hr_90 | Reliability_Capacity_In_Model_Year | 0.5 | Encina_San_Luis_Rey_offpeak | Arizona_Li_Battery_8hr_90 | Operational_New_Capacity_MW | -1
Borden_Storey_HSN | Southern_PGAE_Solar_154 | Reliability_Capacity_In_Model_Year | 0.1 | Encina_San_Luis_Rey_HSN | Greater_Imperial_Li_Battery_8hr_107 | Reliability_Capacity_In_Model_Year | 1 | Greater_Imperial_Li_Battery_8hr_107 | Encina - San Luis Rey 230 kV constraint | CAISO_Li_Battery_8hr_Dispatch | Solar | Encina_San_Luis_Rey_HSN | Greater_Imperial_Li_Battery_8hr_107 | Reliability_Capacity_In_Model_Year | 1 | Encina_San_Luis_Rey_SSN | Greater_Imperial_Li_Battery_8hr_107 | Reliability_Capacity_In_Model_Year | 0.5 | Encina_San_Luis_Rey_offpeak | Greater_Imperial_Li_Battery_8hr_107 | Operational_New_Capacity_MW | -1
Borden_Storey_HSN | Southern_PGAE_Solar_161 | Reliability_Capacity_In_Model_Year | 0.1 | Encina_San_Luis_Rey_HSN | Greater_Imperial_Li_Battery_8hr_108 | Reliability_Capacity_In_Model_Year | 1 | Greater_Imperial_Li_Battery_8hr_108 | Encina - San Luis Rey 230 kV constraint | CAISO_Li_Battery_8hr_Dispatch | Solar | Encina_San_Luis_Rey_HSN | Greater_Imperial_Li_Battery_8hr_108 | Reliability_Capacity_In_Model_Year | 1 | Encina_San_Luis_Rey_SSN | Greater_Imperial_Li_Battery_8hr_108 | Reliability_Capacity_In_Model_Year | 0.5 | Encina_San_Luis_Rey_offpeak | Greater_Imperial_Li_Battery_8hr_108 | Operational_New_Capacity_MW | -1
Borden_Storey_HSN | Southern_PGAE_Solar_162 | Reliability_Capacity_In_Model_Year | 0.1 | Encina_San_Luis_Rey_HSN | Greater_Imperial_Li_Battery_8hr_133 | Reliability_Capacity_In_Model_Year | 1 | Greater_Imperial_Li_Battery_8hr_133 | Encina - San Luis Rey 230 kV constraint | CAISO_Li_Battery_8hr_Dispatch | Solar | Encina_San_Luis_Rey_HSN | Greater_Imperial_Li_Battery_8hr_133 | Reliability_Capacity_In_Model_Year | 1 | Encina_San_Luis_Rey_SSN | Greater_Imperial_Li_Battery_8hr_133 | Reliability_Capacity_In_Model_Year | 0.5 | Encina_San_Luis_Rey_offpeak | Greater_Imperial_Li_Battery_8hr_133 | Operational_New_Capacity_MW | -1
Borden_Storey_HSN | Southern_PGAE_Solar_163 | Reliability_Capacity_In_Model_Year | 0.1 | Encina_San_Luis_Rey_HSN | Greater_Imperial_Solar_107 | Reliability_Capacity_In_Model_Year | 0.106 | Greater_Imperial_Solar_107 | Encina - San Luis Rey 230 kV constraint | Greater_Imperial_Solar | Solar | Encina_San_Luis_Rey_HSN | Greater_Imperial_Solar_107 | Reliability_Capacity_In_Model_Year | 0.106 | Encina_San_Luis_Rey_SSN | Greater_Imperial_Solar_107 | Reliability_Capacity_In_Model_Year | 0.427 | Encina_San_Luis_Rey_offpeak | Greater_Imperial_Solar_107 | Operational_New_Capacity_MW | 0.77
Borden_Storey_HSN | Southern_PGAE_Solar_164 | Reliability_Capacity_In_Model_Year | 0.1 | Encina_San_Luis_Rey_HSN | Greater_Imperial_Solar_108 | Reliability_Capacity_In_Model_Year | 0.106 | Greater_Imperial_Solar_108 | Encina - San Luis Rey 230 kV constraint | Greater_Imperial_Solar | Solar | Encina_San_Luis_Rey_HSN | Greater_Imperial_Solar_108 | Reliability_Capacity_In_Model_Year | 0.106 | Encina_San_Luis_Rey_SSN | Greater_Imperial_Solar_108 | Reliability_Capacity_In_Model_Year | 0.427 | Encina_San_Luis_Rey_offpeak | Greater_Imperial_Solar_108 | Operational_New_Capacity_MW | 0.77
Borden_Storey_HSN | Southern_PGAE_Solar_165 | Reliability_Capacity_In_Model_Year | 0.1 | Encina_San_Luis_Rey_HSN | Greater_Imperial_Solar_133 | Reliability_Capacity_In_Model_Year | 0.106 | Greater_Imperial_Solar_133 | Encina - San Luis Rey 230 kV constraint | Greater_Imperial_Solar | Solar | Encina_San_Luis_Rey_HSN | Greater_Imperial_Solar_133 | Reliability_Capacity_In_Model_Year | 0.106 | Encina_San_Luis_Rey_SSN | Greater_Imperial_Solar_133 | Reliability_Capacity_In_Model_Year | 0.427 | Encina_San_Luis_Rey_offpeak | Greater_Imperial_Solar_133 | Operational_New_Capacity_MW | 0.77
Borden_Storey_HSN | Southern_PGAE_Solar_168 | Reliability_Capacity_In_Model_Year | 0.1 | Encina_San_Luis_Rey_HSN | Greater_Imperial_Wind_108 | Reliability_Capacity_In_Model_Year | 0.557 | Greater_Imperial_Wind_108 | Encina - San Luis Rey 230 kV constraint | Greater_Imperial_Wind | Solar | Encina_San_Luis_Rey_HSN | Greater_Imperial_Wind_108 | Reliability_Capacity_In_Model_Year | 0.557 | Encina_San_Luis_Rey_SSN | Greater_Imperial_Wind_108 | Reliability_Capacity_In_Model_Year | 0.208 | Encina_San_Luis_Rey_offpeak | Greater_Imperial_Wind_108 | Operational_New_Capacity_MW | 0.44
Borden_Storey_HSN | Southern_PGAE_Solar_169 | Reliability_Capacity_In_Model_Year | 0.1 | Etiwanda_Rancho_Vista_HSN | Arizona_Solar_62 | Reliability_Capacity_In_Model_Year | 0.106 | Arizona_Solar_62 | Etiwanda-Rancho Vista Constraint | Arizona_Solar | Solar | Etiwanda_Rancho_Vista_HSN | Arizona_Solar_62 | Reliability_Capacity_In_Model_Year | 0.106 | Etiwanda_Rancho_Vista_SSN | Arizona_Solar_62 | Reliability_Capacity_In_Model_Year | 0.427 | Etiwanda_Rancho_Vista_offpeak | Arizona_Solar_62 | Operational_New_Capacity_MW | 0.77
Borden_Storey_HSN | Southern_PGAE_Solar_170 | Reliability_Capacity_In_Model_Year | 0.1 | Etiwanda_Rancho_Vista_HSN | Riverside_Flow_Battery_9 | Reliability_Capacity_In_Model_Year | 1 | Riverside_Flow_Battery_9 | Etiwanda-Rancho Vista Constraint | CAISO_Flow_Battery_8hr_Dispatch | Solar | Etiwanda_Rancho_Vista_HSN | Riverside_Flow_Battery_9 | Reliability_Capacity_In_Model_Year | 1 | Etiwanda_Rancho_Vista_SSN | Riverside_Flow_Battery_9 | Reliability_Capacity_In_Model_Year | 0.5 | Etiwanda_Rancho_Vista_offpeak | Riverside_Flow_Battery_9 | Operational_New_Capacity_MW | -1
Borden_Storey_HSN | Southern_PGAE_Solar_174 | Reliability_Capacity_In_Model_Year | 0.1 | Etiwanda_Rancho_Vista_HSN | Arizona_Flow_Battery_62 | Reliability_Capacity_In_Model_Year | 1 | Arizona_Flow_Battery_62 | Etiwanda-Rancho Vista Constraint | CAISO_Flow_Battery_8hr_Dispatch | Solar | Etiwanda_Rancho_Vista_HSN | Arizona_Flow_Battery_62 | Reliability_Capacity_In_Model_Year | 1 | Etiwanda_Rancho_Vista_SSN | Arizona_Flow_Battery_62 | Reliability_Capacity_In_Model_Year | 0.5 | Etiwanda_Rancho_Vista_offpeak | Arizona_Flow_Battery_62 | Operational_New_Capacity_MW | -1
Borden_Storey_HSN | Southern_PGAE_Solar_176 | Reliability_Capacity_In_Model_Year | 0.1 | Etiwanda_Rancho_Vista_HSN | Greater_Imperial_Flow_Battery_63 | Reliability_Capacity_In_Model_Year | 1 | Greater_Imperial_Flow_Battery_63 | Etiwanda-Rancho Vista Constraint | CAISO_Flow_Battery_8hr_Dispatch | Solar | Etiwanda_Rancho_Vista_HSN | Greater_Imperial_Flow_Battery_63 | Reliability_Capacity_In_Model_Year | 1 | Etiwanda_Rancho_Vista_SSN | Greater_Imperial_Flow_Battery_63 | Reliability_Capacity_In_Model_Year | 0.5 | Etiwanda_Rancho_Vista_offpeak | Greater_Imperial_Flow_Battery_63 | Operational_New_Capacity_MW | -1
Borden_Storey_HSN | Borden_Storey_group | Operational_New_Capacity_MW | -1 | Etiwanda_Rancho_Vista_HSN | Riverside_Li_Battery_4hr_9 | Reliability_Capacity_In_Model_Year | 1 | Riverside_Li_Battery_4hr_9 | Etiwanda-Rancho Vista Constraint | CAISO_Li_Battery_4hr_Dispatch | Solar | Etiwanda_Rancho_Vista_HSN | Riverside_Li_Battery_4hr_9 | Reliability_Capacity_In_Model_Year | 1 | Etiwanda_Rancho_Vista_SSN | Riverside_Li_Battery_4hr_9 | Reliability_Capacity_In_Model_Year | 0.5 | Etiwanda_Rancho_Vista_offpeak | Riverside_Li_Battery_4hr_9 | Operational_New_Capacity_MW | -1
Borden_Storey_offpeak | Southern_PGAE_Flow_Battery_93 | Operational_New_Capacity_MW | -1 | Etiwanda_Rancho_Vista_HSN | Arizona_Li_Battery_4hr_62 | Reliability_Capacity_In_Model_Year | 1 | Arizona_Li_Battery_4hr_62 | Etiwanda-Rancho Vista Constraint | CAISO_Li_Battery_4hr_Dispatch | Solar | Etiwanda_Rancho_Vista_HSN | Arizona_Li_Battery_4hr_62 | Reliability_Capacity_In_Model_Year | 1 | Etiwanda_Rancho_Vista_SSN | Arizona_Li_Battery_4hr_62 | Reliability_Capacity_In_Model_Year | 0.5 | Etiwanda_Rancho_Vista_offpeak | Arizona_Li_Battery_4hr_62 | Operational_New_Capacity_MW | -1
Borden_Storey_offpeak | Southern_PGAE_Flow_Battery_117 | Operational_New_Capacity_MW | -1 | Etiwanda_Rancho_Vista_HSN | Greater_Imperial_Li_Battery_4hr_63 | Reliability_Capacity_In_Model_Year | 1 | Greater_Imperial_Li_Battery_4hr_63 | Etiwanda-Rancho Vista Constraint | CAISO_Li_Battery_4hr_Dispatch | Solar | Etiwanda_Rancho_Vista_HSN | Greater_Imperial_Li_Battery_4hr_63 | Reliability_Capacity_In_Model_Year | 1 | Etiwanda_Rancho_Vista_SSN | Greater_Imperial_Li_Battery_4hr_63 | Reliability_Capacity_In_Model_Year | 0.5 | Etiwanda_Rancho_Vista_offpeak | Greater_Imperial_Li_Battery_4hr_63 | Operational_New_Capacity_MW | -1
Borden_Storey_offpeak | Southern_PGAE_Flow_Battery_140 | Operational_New_Capacity_MW | -1 | Etiwanda_Rancho_Vista_HSN | Riverside_Li_Battery_8hr_9 | Reliability_Capacity_In_Model_Year | 1 | Riverside_Li_Battery_8hr_9 | Etiwanda-Rancho Vista Constraint | CAISO_Li_Battery_8hr_Dispatch | Solar | Etiwanda_Rancho_Vista_HSN | Riverside_Li_Battery_8hr_9 | Reliability_Capacity_In_Model_Year | 1 | Etiwanda_Rancho_Vista_SSN | Riverside_Li_Battery_8hr_9 | Reliability_Capacity_In_Model_Year | 0.5 | Etiwanda_Rancho_Vista_offpeak | Riverside_Li_Battery_8hr_9 | Operational_New_Capacity_MW | -1
Borden_Storey_offpeak | Southern_PGAE_Flow_Battery_151 | Operational_New_Capacity_MW | -1 | Etiwanda_Rancho_Vista_HSN | Arizona_Li_Battery_8hr_62 | Reliability_Capacity_In_Model_Year | 1 | Arizona_Li_Battery_8hr_62 | Etiwanda-Rancho Vista Constraint | CAISO_Li_Battery_8hr_Dispatch | Solar | Etiwanda_Rancho_Vista_HSN | Arizona_Li_Battery_8hr_62 | Reliability_Capacity_In_Model_Year | 1 | Etiwanda_Rancho_Vista_SSN | Arizona_Li_Battery_8hr_62 | Reliability_Capacity_In_Model_Year | 0.5 | Etiwanda_Rancho_Vista_offpeak | Arizona_Li_Battery_8hr_62 | Operational_New_Capacity_MW | -1
Borden_Storey_offpeak | Southern_PGAE_Flow_Battery_154 | Operational_New_Capacity_MW | -1 | Etiwanda_Rancho_Vista_HSN | Greater_Imperial_Li_Battery_8hr_63 | Reliability_Capacity_In_Model_Year | 1 | Greater_Imperial_Li_Battery_8hr_63 | Etiwanda-Rancho Vista Constraint | CAISO_Li_Battery_8hr_Dispatch | Solar | Etiwanda_Rancho_Vista_HSN | Greater_Imperial_Li_Battery_8hr_63 | Reliability_Capacity_In_Model_Year | 1 | Etiwanda_Rancho_Vista_SSN | Greater_Imperial_Li_Battery_8hr_63 | Reliability_Capacity_In_Model_Year | 0.5 | Etiwanda_Rancho_Vista_offpeak | Greater_Imperial_Li_Battery_8hr_63 | Operational_New_Capacity_MW | -1
Borden_Storey_offpeak | Southern_PGAE_Flow_Battery_161 | Operational_New_Capacity_MW | -1 | Etiwanda_Rancho_Vista_HSN | Riverside_West_Pumped_Storage_9 | Reliability_Capacity_In_Model_Year | 1 | Riverside_West_Pumped_Storage_9 | Etiwanda-Rancho Vista Constraint | CAISO_New_Pumped_Storage_12hr | Solar | Etiwanda_Rancho_Vista_HSN | Riverside_West_Pumped_Storage_9 | Reliability_Capacity_In_Model_Year | 1 | Etiwanda_Rancho_Vista_SSN | Riverside_West_Pumped_Storage_9 | Reliability_Capacity_In_Model_Year | 0.5 | Etiwanda_Rancho_Vista_offpeak | Riverside_West_Pumped_Storage_9 | Operational_New_Capacity_MW | -1
Borden_Storey_offpeak | Southern_PGAE_Flow_Battery_162 | Operational_New_Capacity_MW | -1 | Etiwanda_Rancho_Vista_HSN | Greater_Imperial_Geothermal_63 | Reliability_Capacity_In_Model_Year | 1 | Greater_Imperial_Geothermal_63 | Etiwanda-Rancho Vista Constraint | Greater_Imperial_Geothermal | Solar | Etiwanda_Rancho_Vista_HSN | Greater_Imperial_Geothermal_63 | Reliability_Capacity_In_Model_Year | 1 | Etiwanda_Rancho_Vista_SSN | Greater_Imperial_Geothermal_63 | Reliability_Capacity_In_Model_Year | 1 | Etiwanda_Rancho_Vista_offpeak | Greater_Imperial_Geothermal_63 | Operational_New_Capacity_MW | 1
Borden_Storey_offpeak | Southern_PGAE_Flow_Battery_163 | Operational_New_Capacity_MW | -1 | Etiwanda_Rancho_Vista_HSN | Greater_Imperial_Solar_63 | Reliability_Capacity_In_Model_Year | 0.106 | Greater_Imperial_Solar_63 | Etiwanda-Rancho Vista Constraint | Greater_Imperial_Solar | Solar | Etiwanda_Rancho_Vista_HSN | Greater_Imperial_Solar_63 | Reliability_Capacity_In_Model_Year | 0.106 | Etiwanda_Rancho_Vista_SSN | Greater_Imperial_Solar_63 | Reliability_Capacity_In_Model_Year | 0.427 | Etiwanda_Rancho_Vista_offpeak | Greater_Imperial_Solar_63 | Operational_New_Capacity_MW | 0.77
Borden_Storey_offpeak | Southern_PGAE_Flow_Battery_164 | Operational_New_Capacity_MW | -1 | Etiwanda_Rancho_Vista_HSN | Inyokern_North_Kramer_Geothermal_9 | Reliability_Capacity_In_Model_Year | 1 | Inyokern_North_Kramer_Geothermal_9 | Etiwanda-Rancho Vista Constraint | Inyokern_North_Kramer_Geothermal | Solar | Etiwanda_Rancho_Vista_HSN | Inyokern_North_Kramer_Geothermal_9 | Reliability_Capacity_In_Model_Year | 1 | Etiwanda_Rancho_Vista_SSN | Inyokern_North_Kramer_Geothermal_9 | Reliability_Capacity_In_Model_Year | 1 | Etiwanda_Rancho_Vista_offpeak | Inyokern_North_Kramer_Geothermal_9 | Operational_New_Capacity_MW | 1
Borden_Storey_offpeak | Southern_PGAE_Flow_Battery_165 | Operational_New_Capacity_MW | -1 | Etiwanda_Rancho_Vista_HSN | Riverside_Solar_9 | Reliability_Capacity_In_Model_Year | 0.106 | Riverside_Solar_9 | Etiwanda-Rancho Vista Constraint | Riverside_Solar | Solar | Etiwanda_Rancho_Vista_HSN | Riverside_Solar_9 | Reliability_Capacity_In_Model_Year | 0.106 | Etiwanda_Rancho_Vista_SSN | Riverside_Solar_9 | Reliability_Capacity_In_Model_Year | 0.427 | Etiwanda_Rancho_Vista_offpeak | Riverside_Solar_9 | Operational_New_Capacity_MW | 0.77
Borden_Storey_offpeak | Northern_California_Flow_Battery_166 | Operational_New_Capacity_MW | -1 | Gates_TB_5_HSN | Southern_PGAE_Flow_Battery_109 | Reliability_Capacity_In_Model_Year | 1 | Southern_PGAE_Flow_Battery_109 | Gates 230/70kV TB #5 | CAISO_Flow_Battery_8hr_Dispatch | Solar | Gates_TB_5_HSN | Southern_PGAE_Flow_Battery_109 | Reliability_Capacity_In_Model_Year | 1 | Gates_TB_5_SSN | Southern_PGAE_Flow_Battery_109 | Reliability_Capacity_In_Model_Year | 0.5 | Gates_TB_5_offpeak | Southern_PGAE_Flow_Battery_109 | Operational_New_Capacity_MW | -1
Borden_Storey_offpeak | Southern_PGAE_Flow_Battery_168 | Operational_New_Capacity_MW | -1 | Gates_TB_5_HSN | Southern_PGAE_Flow_Battery_117 | Reliability_Capacity_In_Model_Year | 1 | Southern_PGAE_Flow_Battery_117 | Gates 230/70kV TB #5 | CAISO_Flow_Battery_8hr_Dispatch | Solar | Gates_TB_5_HSN | Southern_PGAE_Flow_Battery_117 | Reliability_Capacity_In_Model_Year | 1 | Gates_TB_5_SSN | Southern_PGAE_Flow_Battery_117 | Reliability_Capacity_In_Model_Year | 0.5 | Gates_TB_5_offpeak | Southern_PGAE_Flow_Battery_117 | Operational_New_Capacity_MW | -1
Borden_Storey_offpeak | Southern_PGAE_Flow_Battery_169 | Operational_New_Capacity_MW | -1 | Gates_TB_5_HSN | Southern_PGAE_Flow_Battery_169 | Reliability_Capacity_In_Model_Year | 1 | Southern_PGAE_Flow_Battery_169 | Gates 230/70kV TB #5 | CAISO_Flow_Battery_8hr_Dispatch | Solar | Gates_TB_5_HSN | Southern_PGAE_Flow_Battery_169 | Reliability_Capacity_In_Model_Year | 1 | Gates_TB_5_SSN | Southern_PGAE_Flow_Battery_169 | Reliability_Capacity_In_Model_Year | 0.5 | Gates_TB_5_offpeak | Southern_PGAE_Flow_Battery_169 | Operational_New_Capacity_MW | -1
Borden_Storey_offpeak | Southern_PGAE_Flow_Battery_170 | Operational_New_Capacity_MW | -1 | Gates_TB_5_HSN | Southern_PGAE_Flow_Battery_174 | Reliability_Capacity_In_Model_Year | 1 | Southern_PGAE_Flow_Battery_174 | Gates 230/70kV TB #5 | CAISO_Flow_Battery_8hr_Dispatch | Solar | Gates_TB_5_HSN | Southern_PGAE_Flow_Battery_174 | Reliability_Capacity_In_Model_Year | 1 | Gates_TB_5_SSN | Southern_PGAE_Flow_Battery_174 | Reliability_Capacity_In_Model_Year | 0.5 | Gates_TB_5_offpeak | Southern_PGAE_Flow_Battery_174 | Operational_New_Capacity_MW | -1
Borden_Storey_offpeak | Southern_PGAE_Flow_Battery_174 | Operational_New_Capacity_MW | -1 | Gates_TB_5_HSN | Southern_PGAE_Flow_Battery_176 | Reliability_Capacity_In_Model_Year | 1 | Southern_PGAE_Flow_Battery_176 | Gates 230/70kV TB #5 | CAISO_Flow_Battery_8hr_Dispatch | Solar | Gates_TB_5_HSN | Southern_PGAE_Flow_Battery_176 | Reliability_Capacity_In_Model_Year | 1 | Gates_TB_5_SSN | Southern_PGAE_Flow_Battery_176 | Reliability_Capacity_In_Model_Year | 0.5 | Gates_TB_5_offpeak | Southern_PGAE_Flow_Battery_176 | Operational_New_Capacity_MW | -1
Borden_Storey_offpeak | Southern_PGAE_Flow_Battery_176 | Operational_New_Capacity_MW | -1 | Gates_TB_5_HSN | Southern_PGAE_Li_Battery_4hr_109 | Reliability_Capacity_In_Model_Year | 1 | Southern_PGAE_Li_Battery_4hr_109 | Gates 230/70kV TB #5 | CAISO_Li_Battery_4hr_Dispatch | Solar | Gates_TB_5_HSN | Southern_PGAE_Li_Battery_4hr_109 | Reliability_Capacity_In_Model_Year | 1 | Gates_TB_5_SSN | Southern_PGAE_Li_Battery_4hr_109 | Reliability_Capacity_In_Model_Year | 0.5 | Gates_TB_5_offpeak | Southern_PGAE_Li_Battery_4hr_109 | Operational_New_Capacity_MW | -1
Borden_Storey_offpeak | Southern_PGAE_Li_Battery_4hr_93 | Operational_New_Capacity_MW | -1 | Gates_TB_5_HSN | Southern_PGAE_Li_Battery_4hr_117 | Reliability_Capacity_In_Model_Year | 1 | Southern_PGAE_Li_Battery_4hr_117 | Gates 230/70kV TB #5 | CAISO_Li_Battery_4hr_Dispatch | Solar | Gates_TB_5_HSN | Southern_PGAE_Li_Battery_4hr_117 | Reliability_Capacity_In_Model_Year | 1 | Gates_TB_5_SSN | Southern_PGAE_Li_Battery_4hr_117 | Reliability_Capacity_In_Model_Year | 0.5 | Gates_TB_5_offpeak | Southern_PGAE_Li_Battery_4hr_117 | Operational_New_Capacity_MW | -1
Borden_Storey_offpeak | Southern_PGAE_Li_Battery_4hr_117 | Operational_New_Capacity_MW | -1 | Gates_TB_5_HSN | Southern_PGAE_Li_Battery_4hr_169 | Reliability_Capacity_In_Model_Year | 1 | Southern_PGAE_Li_Battery_4hr_169 | Gates 230/70kV TB #5 | CAISO_Li_Battery_4hr_Dispatch | Solar | Gates_TB_5_HSN | Southern_PGAE_Li_Battery_4hr_169 | Reliability_Capacity_In_Model_Year | 1 | Gates_TB_5_SSN | Southern_PGAE_Li_Battery_4hr_169 | Reliability_Capacity_In_Model_Year | 0.5 | Gates_TB_5_offpeak | Southern_PGAE_Li_Battery_4hr_169 | Operational_New_Capacity_MW | -1
Borden_Storey_offpeak | Southern_PGAE_Li_Battery_4hr_140 | Operational_New_Capacity_MW | -1 | Gates_TB_5_HSN | Southern_PGAE_Li_Battery_4hr_174 | Reliability_Capacity_In_Model_Year | 1 | Southern_PGAE_Li_Battery_4hr_174 | Gates 230/70kV TB #5 | CAISO_Li_Battery_4hr_Dispatch | Solar | Gates_TB_5_HSN | Southern_PGAE_Li_Battery_4hr_174 | Reliability_Capacity_In_Model_Year | 1 | Gates_TB_5_SSN | Southern_PGAE_Li_Battery_4hr_174 | Reliability_Capacity_In_Model_Year | 0.5 | Gates_TB_5_offpeak | Southern_PGAE_Li_Battery_4hr_174 | Operational_New_Capacity_MW | -1
Borden_Storey_offpeak | Southern_PGAE_Li_Battery_4hr_151 | Operational_New_Capacity_MW | -1 | Gates_TB_5_HSN | Southern_PGAE_Li_Battery_4hr_176 | Reliability_Capacity_In_Model_Year | 1 | Southern_PGAE_Li_Battery_4hr_176 | Gates 230/70kV TB #5 | CAISO_Li_Battery_4hr_Dispatch | Solar | Gates_TB_5_HSN | Southern_PGAE_Li_Battery_4hr_176 | Reliability_Capacity_In_Model_Year | 1 | Gates_TB_5_SSN | Southern_PGAE_Li_Battery_4hr_176 | Reliability_Capacity_In_Model_Year | 0.5 | Gates_TB_5_offpeak | Southern_PGAE_Li_Battery_4hr_176 | Operational_New_Capacity_MW | -1
Borden_Storey_offpeak | Southern_PGAE_Li_Battery_4hr_154 | Operational_New_Capacity_MW | -1 | Gates_TB_5_HSN | Southern_PGAE_Li_Battery_8hr_109 | Reliability_Capacity_In_Model_Year | 1 | Southern_PGAE_Li_Battery_8hr_109 | Gates 230/70kV TB #5 | CAISO_Li_Battery_8hr_Dispatch | Solar | Gates_TB_5_HSN | Southern_PGAE_Li_Battery_8hr_109 | Reliability_Capacity_In_Model_Year | 1 | Gates_TB_5_SSN | Southern_PGAE_Li_Battery_8hr_109 | Reliability_Capacity_In_Model_Year | 0.5 | Gates_TB_5_offpeak | Southern_PGAE_Li_Battery_8hr_109 | Operational_New_Capacity_MW | -1
Borden_Storey_offpeak | Southern_PGAE_Li_Battery_4hr_161 | Operational_New_Capacity_MW | -1 | Gates_TB_5_HSN | Southern_PGAE_Li_Battery_8hr_117 | Reliability_Capacity_In_Model_Year | 1 | Southern_PGAE_Li_Battery_8hr_117 | Gates 230/70kV TB #5 | CAISO_Li_Battery_8hr_Dispatch | Solar | Gates_TB_5_HSN | Southern_PGAE_Li_Battery_8hr_117 | Reliability_Capacity_In_Model_Year | 1 | Gates_TB_5_SSN | Southern_PGAE_Li_Battery_8hr_117 | Reliability_Capacity_In_Model_Year | 0.5 | Gates_TB_5_offpeak | Southern_PGAE_Li_Battery_8hr_117 | Operational_New_Capacity_MW | -1
Borden_Storey_offpeak | Southern_PGAE_Li_Battery_4hr_162 | Operational_New_Capacity_MW | -1 | Gates_TB_5_HSN | Southern_PGAE_Li_Battery_8hr_169 | Reliability_Capacity_In_Model_Year | 1 | Southern_PGAE_Li_Battery_8hr_169 | Gates 230/70kV TB #5 | CAISO_Li_Battery_8hr_Dispatch | Solar | Gates_TB_5_HSN | Southern_PGAE_Li_Battery_8hr_169 | Reliability_Capacity_In_Model_Year | 1 | Gates_TB_5_SSN | Southern_PGAE_Li_Battery_8hr_169 | Reliability_Capacity_In_Model_Year | 0.5 | Gates_TB_5_offpeak | Southern_PGAE_Li_Battery_8hr_169 | Operational_New_Capacity_MW | -1
Borden_Storey_offpeak | Southern_PGAE_Li_Battery_4hr_163 | Operational_New_Capacity_MW | -1 | Gates_TB_5_HSN | Southern_PGAE_Li_Battery_8hr_174 | Reliability_Capacity_In_Model_Year | 1 | Southern_PGAE_Li_Battery_8hr_174 | Gates 230/70kV TB #5 | CAISO_Li_Battery_8hr_Dispatch | Solar | Gates_TB_5_HSN | Southern_PGAE_Li_Battery_8hr_174 | Reliability_Capacity_In_Model_Year | 1 | Gates_TB_5_SSN | Southern_PGAE_Li_Battery_8hr_174 | Reliability_Capacity_In_Model_Year | 0.5 | Gates_TB_5_offpeak | Southern_PGAE_Li_Battery_8hr_174 | Operational_New_Capacity_MW | -1
Borden_Storey_offpeak | Southern_PGAE_Li_Battery_4hr_164 | Operational_New_Capacity_MW | -1 | Gates_TB_5_HSN | Southern_PGAE_Li_Battery_8hr_176 | Reliability_Capacity_In_Model_Year | 1 | Southern_PGAE_Li_Battery_8hr_176 | Gates 230/70kV TB #5 | CAISO_Li_Battery_8hr_Dispatch | Solar | Gates_TB_5_HSN | Southern_PGAE_Li_Battery_8hr_176 | Reliability_Capacity_In_Model_Year | 1 | Gates_TB_5_SSN | Southern_PGAE_Li_Battery_8hr_176 | Reliability_Capacity_In_Model_Year | 0.5 | Gates_TB_5_offpeak | Southern_PGAE_Li_Battery_8hr_176 | Operational_New_Capacity_MW | -1
Borden_Storey_offpeak | Southern_PGAE_Li_Battery_4hr_165 | Operational_New_Capacity_MW | -1 | Gates_TB_5_HSN | Southern_PGAE_Solar_109 | Reliability_Capacity_In_Model_Year | 0.1 | Southern_PGAE_Solar_109 | Gates 230/70kV TB #5 | Southern_PGAE_Solar | Solar | Gates_TB_5_HSN | Southern_PGAE_Solar_109 | Reliability_Capacity_In_Model_Year | 0.1 | Gates_TB_5_SSN | Southern_PGAE_Solar_109 | Reliability_Capacity_In_Model_Year | 0.556 | Gates_TB_5_offpeak | Southern_PGAE_Solar_109 | Operational_New_Capacity_MW | 0.79
Borden_Storey_offpeak | Northern_California_Li_Battery_4hr_166 | Operational_New_Capacity_MW | -1 | Gates_TB_5_HSN | Southern_PGAE_Solar_117 | Reliability_Capacity_In_Model_Year | 0.1 | Southern_PGAE_Solar_117 | Gates 230/70kV TB #5 | Southern_PGAE_Solar | Solar | Gates_TB_5_HSN | Southern_PGAE_Solar_117 | Reliability_Capacity_In_Model_Year | 0.1 | Gates_TB_5_SSN | Southern_PGAE_Solar_117 | Reliability_Capacity_In_Model_Year | 0.556 | Gates_TB_5_offpeak | Southern_PGAE_Solar_117 | Operational_New_Capacity_MW | 0.79
Borden_Storey_offpeak | Southern_PGAE_Li_Battery_4hr_168 | Operational_New_Capacity_MW | -1 | Gates_TB_5_HSN | Southern_PGAE_Solar_169 | Reliability_Capacity_In_Model_Year | 0.1 | Southern_PGAE_Solar_169 | Gates 230/70kV TB #5 | Southern_PGAE_Solar | Solar | Gates_TB_5_HSN | Southern_PGAE_Solar_169 | Reliability_Capacity_In_Model_Year | 0.1 | Gates_TB_5_SSN | Southern_PGAE_Solar_169 | Reliability_Capacity_In_Model_Year | 0.556 | Gates_TB_5_offpeak | Southern_PGAE_Solar_169 | Operational_New_Capacity_MW | 0.79
Borden_Storey_offpeak | Southern_PGAE_Li_Battery_4hr_169 | Operational_New_Capacity_MW | -1 | Gates_TB_5_HSN | Southern_PGAE_Solar_174 | Reliability_Capacity_In_Model_Year | 0.1 | Southern_PGAE_Solar_174 | Gates 230/70kV TB #5 | Southern_PGAE_Solar | Solar | Gates_TB_5_HSN | Southern_PGAE_Solar_174 | Reliability_Capacity_In_Model_Year | 0.1 | Gates_TB_5_SSN | Southern_PGAE_Solar_174 | Reliability_Capacity_In_Model_Year | 0.556 | Gates_TB_5_offpeak | Southern_PGAE_Solar_174 | Operational_New_Capacity_MW | 0.79
Borden_Storey_offpeak | Southern_PGAE_Li_Battery_4hr_170 | Operational_New_Capacity_MW | -1 | Gates_TB_5_HSN | Southern_PGAE_Solar_176 | Reliability_Capacity_In_Model_Year | 0.1 | Southern_PGAE_Solar_176 | Gates 230/70kV TB #5 | Southern_PGAE_Solar | Solar | Gates_TB_5_HSN | Southern_PGAE_Solar_176 | Reliability_Capacity_In_Model_Year | 0.1 | Gates_TB_5_SSN | Southern_PGAE_Solar_176 | Reliability_Capacity_In_Model_Year | 0.556 | Gates_TB_5_offpeak | Southern_PGAE_Solar_176 | Operational_New_Capacity_MW | 0.79
Borden_Storey_offpeak | Southern_PGAE_Li_Battery_4hr_174 | Operational_New_Capacity_MW | -1 | Gates_TB_11_HSN | Southern_PGAE_Flow_Battery_8 | Reliability_Capacity_In_Model_Year | 1 | Southern_PGAE_Flow_Battery_8 | Gates 500/230kV TB #11 | CAISO_Flow_Battery_8hr_Dispatch | Solar | Gates_TB_11_HSN | Southern_PGAE_Flow_Battery_8 | Reliability_Capacity_In_Model_Year | 1 | Gates_TB_11_SSN | Southern_PGAE_Flow_Battery_8 | Reliability_Capacity_In_Model_Year | 0.5 | Gates_TB_11_offpeak | Southern_PGAE_Flow_Battery_8 | Operational_New_Capacity_MW | -1
Borden_Storey_offpeak | Southern_PGAE_Li_Battery_4hr_176 | Operational_New_Capacity_MW | -1 | Gates_TB_11_HSN | Southern_PGAE_Flow_Battery_22 | Reliability_Capacity_In_Model_Year | 1 | Southern_PGAE_Flow_Battery_22 | Gates 500/230kV TB #11 | CAISO_Flow_Battery_8hr_Dispatch | Solar | Gates_TB_11_HSN | Southern_PGAE_Flow_Battery_22 | Reliability_Capacity_In_Model_Year | 1 | Gates_TB_11_SSN | Southern_PGAE_Flow_Battery_22 | Reliability_Capacity_In_Model_Year | 0.5 | Gates_TB_11_offpeak | Southern_PGAE_Flow_Battery_22 | Operational_New_Capacity_MW | -1
Borden_Storey_offpeak | Southern_PGAE_Li_Battery_8hr_93 | Operational_New_Capacity_MW | -1 | Gates_TB_11_HSN | Southern_PGAE_Flow_Battery_23 | Reliability_Capacity_In_Model_Year | 1 | Southern_PGAE_Flow_Battery_23 | Gates 500/230kV TB #11 | CAISO_Flow_Battery_8hr_Dispatch | Solar | Gates_TB_11_HSN | Southern_PGAE_Flow_Battery_23 | Reliability_Capacity_In_Model_Year | 1 | Gates_TB_11_SSN | Southern_PGAE_Flow_Battery_23 | Reliability_Capacity_In_Model_Year | 0.5 | Gates_TB_11_offpeak | Southern_PGAE_Flow_Battery_23 | Operational_New_Capacity_MW | -1
Borden_Storey_offpeak | Southern_PGAE_Li_Battery_8hr_117 | Operational_New_Capacity_MW | -1 | Gates_TB_11_HSN | Southern_PGAE_Flow_Battery_24 | Reliability_Capacity_In_Model_Year | 1 | Southern_PGAE_Flow_Battery_24 | Gates 500/230kV TB #11 | CAISO_Flow_Battery_8hr_Dispatch | Solar | Gates_TB_11_HSN | Southern_PGAE_Flow_Battery_24 | Reliability_Capacity_In_Model_Year | 1 | Gates_TB_11_SSN | Southern_PGAE_Flow_Battery_24 | Reliability_Capacity_In_Model_Year | 0.5 | Gates_TB_11_offpeak | Southern_PGAE_Flow_Battery_24 | Operational_New_Capacity_MW | -1
Borden_Storey_offpeak | Southern_PGAE_Li_Battery_8hr_140 | Operational_New_Capacity_MW | -1 | Gates_TB_11_HSN | Southern_PGAE_Flow_Battery_33 | Reliability_Capacity_In_Model_Year | 1 | Southern_PGAE_Flow_Battery_33 | Gates 500/230kV TB #11 | CAISO_Flow_Battery_8hr_Dispatch | Solar | Gates_TB_11_HSN | Southern_PGAE_Flow_Battery_33 | Reliability_Capacity_In_Model_Year | 1 | Gates_TB_11_SSN | Southern_PGAE_Flow_Battery_33 | Reliability_Capacity_In_Model_Year | 0.5 | Gates_TB_11_offpeak | Southern_PGAE_Flow_Battery_33 | Operational_New_Capacity_MW | -1
Borden_Storey_offpeak | Southern_PGAE_Li_Battery_8hr_151 | Operational_New_Capacity_MW | -1 | Gates_TB_11_HSN | Southern_PGAE_Flow_Battery_45 | Reliability_Capacity_In_Model_Year | 1 | Southern_PGAE_Flow_Battery_45 | Gates 500/230kV TB #11 | CAISO_Flow_Battery_8hr_Dispatch | Solar | Gates_TB_11_HSN | Southern_PGAE_Flow_Battery_45 | Reliability_Capacity_In_Model_Year | 1 | Gates_TB_11_SSN | Southern_PGAE_Flow_Battery_45 | Reliability_Capacity_In_Model_Year | 0.5 | Gates_TB_11_offpeak | Southern_PGAE_Flow_Battery_45 | Operational_New_Capacity_MW | -1
Borden_Storey_offpeak | Southern_PGAE_Li_Battery_8hr_154 | Operational_New_Capacity_MW | -1 | Gates_TB_11_HSN | Southern_PGAE_Flow_Battery_46 | Reliability_Capacity_In_Model_Year | 1 | Southern_PGAE_Flow_Battery_46 | Gates 500/230kV TB #11 | CAISO_Flow_Battery_8hr_Dispatch | Solar | Gates_TB_11_HSN | Southern_PGAE_Flow_Battery_46 | Reliability_Capacity_In_Model_Year | 1 | Gates_TB_11_SSN | Southern_PGAE_Flow_Battery_46 | Reliability_Capacity_In_Model_Year | 0.5 | Gates_TB_11_offpeak | Southern_PGAE_Flow_Battery_46 | Operational_New_Capacity_MW | -1
Borden_Storey_offpeak | Southern_PGAE_Li_Battery_8hr_161 | Operational_New_Capacity_MW | -1 | Gates_TB_11_HSN | Southern_PGAE_Flow_Battery_49 | Reliability_Capacity_In_Model_Year | 1 | Southern_PGAE_Flow_Battery_49 | Gates 500/230kV TB #11 | CAISO_Flow_Battery_8hr_Dispatch | Solar | Gates_TB_11_HSN | Southern_PGAE_Flow_Battery_49 | Reliability_Capacity_In_Model_Year | 1 | Gates_TB_11_SSN | Southern_PGAE_Flow_Battery_49 | Reliability_Capacity_In_Model_Year | 0.5 | Gates_TB_11_offpeak | Southern_PGAE_Flow_Battery_49 | Operational_New_Capacity_MW | -1
Borden_Storey_offpeak | Southern_PGAE_Li_Battery_8hr_162 | Operational_New_Capacity_MW | -1 | Gates_TB_11_HSN | Southern_PGAE_Flow_Battery_52 | Reliability_Capacity_In_Model_Year | 1 | Southern_PGAE_Flow_Battery_52 | Gates 500/230kV TB #11 | CAISO_Flow_Battery_8hr_Dispatch | Solar | Gates_TB_11_HSN | Southern_PGAE_Flow_Battery_52 | Reliability_Capacity_In_Model_Year | 1 | Gates_TB_11_SSN | Southern_PGAE_Flow_Battery_52 | Reliability_Capacity_In_Model_Year | 0.5 | Gates_TB_11_offpeak | Southern_PGAE_Flow_Battery_52 | Operational_New_Capacity_MW | -1
Borden_Storey_offpeak | Southern_PGAE_Li_Battery_8hr_163 | Operational_New_Capacity_MW | -1 | Gates_TB_11_HSN | Southern_PGAE_Flow_Battery_61 | Reliability_Capacity_In_Model_Year | 1 | Southern_PGAE_Flow_Battery_61 | Gates 500/230kV TB #11 | CAISO_Flow_Battery_8hr_Dispatch | Solar | Gates_TB_11_HSN | Southern_PGAE_Flow_Battery_61 | Reliability_Capacity_In_Model_Year | 1 | Gates_TB_11_SSN | Southern_PGAE_Flow_Battery_61 | Reliability_Capacity_In_Model_Year | 0.5 | Gates_TB_11_offpeak | Southern_PGAE_Flow_Battery_61 | Operational_New_Capacity_MW | -1
Borden_Storey_offpeak | Southern_PGAE_Li_Battery_8hr_164 | Operational_New_Capacity_MW | -1 | Gates_TB_11_HSN | Southern_PGAE_Flow_Battery_69 | Reliability_Capacity_In_Model_Year | 1 | Southern_PGAE_Flow_Battery_69 | Gates 500/230kV TB #11 | CAISO_Flow_Battery_8hr_Dispatch | Solar | Gates_TB_11_HSN | Southern_PGAE_Flow_Battery_69 | Reliability_Capacity_In_Model_Year | 1 | Gates_TB_11_SSN | Southern_PGAE_Flow_Battery_69 | Reliability_Capacity_In_Model_Year | 0.5 | Gates_TB_11_offpeak | Southern_PGAE_Flow_Battery_69 | Operational_New_Capacity_MW | -1
Borden_Storey_offpeak | Southern_PGAE_Li_Battery_8hr_165 | Operational_New_Capacity_MW | -1 | Gates_TB_11_HSN | Southern_PGAE_Flow_Battery_72 | Reliability_Capacity_In_Model_Year | 1 | Southern_PGAE_Flow_Battery_72 | Gates 500/230kV TB #11 | CAISO_Flow_Battery_8hr_Dispatch | Solar | Gates_TB_11_HSN | Southern_PGAE_Flow_Battery_72 | Reliability_Capacity_In_Model_Year | 1 | Gates_TB_11_SSN | Southern_PGAE_Flow_Battery_72 | Reliability_Capacity_In_Model_Year | 0.5 | Gates_TB_11_offpeak | Southern_PGAE_Flow_Battery_72 | Operational_New_Capacity_MW | -1
Borden_Storey_offpeak | Northern_California_Li_Battery_8hr_166 | Operational_New_Capacity_MW | -1 | Gates_TB_11_HSN | Southern_PGAE_Flow_Battery_74 | Reliability_Capacity_In_Model_Year | 1 | Southern_PGAE_Flow_Battery_74 | Gates 500/230kV TB #11 | CAISO_Flow_Battery_8hr_Dispatch | Solar | Gates_TB_11_HSN | Southern_PGAE_Flow_Battery_74 | Reliability_Capacity_In_Model_Year | 1 | Gates_TB_11_SSN | Southern_PGAE_Flow_Battery_74 | Reliability_Capacity_In_Model_Year | 0.5 | Gates_TB_11_offpeak | Southern_PGAE_Flow_Battery_74 | Operational_New_Capacity_MW | -1
Borden_Storey_offpeak | Southern_PGAE_Li_Battery_8hr_168 | Operational_New_Capacity_MW | -1 | Gates_TB_11_HSN | Southern_PGAE_Flow_Battery_75 | Reliability_Capacity_In_Model_Year | 1 | Southern_PGAE_Flow_Battery_75 | Gates 500/230kV TB #11 | CAISO_Flow_Battery_8hr_Dispatch | Solar | Gates_TB_11_HSN | Southern_PGAE_Flow_Battery_75 | Reliability_Capacity_In_Model_Year | 1 | Gates_TB_11_SSN | Southern_PGAE_Flow_Battery_75 | Reliability_Capacity_In_Model_Year | 0.5 | Gates_TB_11_offpeak | Southern_PGAE_Flow_Battery_75 | Operational_New_Capacity_MW | -1
Borden_Storey_offpeak | Southern_PGAE_Li_Battery_8hr_169 | Operational_New_Capacity_MW | -1 | Gates_TB_11_HSN | Southern_PGAE_Flow_Battery_79 | Reliability_Capacity_In_Model_Year | 1 | Southern_PGAE_Flow_Battery_79 | Gates 500/230kV TB #11 | CAISO_Flow_Battery_8hr_Dispatch | Solar | Gates_TB_11_HSN | Southern_PGAE_Flow_Battery_79 | Reliability_Capacity_In_Model_Year | 1 | Gates_TB_11_SSN | Southern_PGAE_Flow_Battery_79 | Reliability_Capacity_In_Model_Year | 0.5 | Gates_TB_11_offpeak | Southern_PGAE_Flow_Battery_79 | Operational_New_Capacity_MW | -1
Borden_Storey_offpeak | Southern_PGAE_Li_Battery_8hr_170 | Operational_New_Capacity_MW | -1 | Gates_TB_11_HSN | Southern_PGAE_Flow_Battery_93 | Reliability_Capacity_In_Model_Year | 1 | Southern_PGAE_Flow_Battery_93 | Gates 500/230kV TB #11 | CAISO_Flow_Battery_8hr_Dispatch | Solar | Gates_TB_11_HSN | Southern_PGAE_Flow_Battery_93 | Reliability_Capacity_In_Model_Year | 1 | Gates_TB_11_SSN | Southern_PGAE_Flow_Battery_93 | Reliability_Capacity_In_Model_Year | 0.5 | Gates_TB_11_offpeak | Southern_PGAE_Flow_Battery_93 | Operational_New_Capacity_MW | -1
Borden_Storey_offpeak | Southern_PGAE_Li_Battery_8hr_174 | Operational_New_Capacity_MW | -1 | Gates_TB_11_HSN | Southern_PGAE_Flow_Battery_98 | Reliability_Capacity_In_Model_Year | 1 | Southern_PGAE_Flow_Battery_98 | Gates 500/230kV TB #11 | CAISO_Flow_Battery_8hr_Dispatch | Solar | Gates_TB_11_HSN | Southern_PGAE_Flow_Battery_98 | Reliability_Capacity_In_Model_Year | 1 | Gates_TB_11_SSN | Southern_PGAE_Flow_Battery_98 | Reliability_Capacity_In_Model_Year | 0.5 | Gates_TB_11_offpeak | Southern_PGAE_Flow_Battery_98 | Operational_New_Capacity_MW | -1
Borden_Storey_offpeak | Southern_PGAE_Li_Battery_8hr_176 | Operational_New_Capacity_MW | -1 | Gates_TB_11_HSN | Southern_PGAE_Flow_Battery_102 | Reliability_Capacity_In_Model_Year | 1 | Southern_PGAE_Flow_Battery_102 | Gates 500/230kV TB #11 | CAISO_Flow_Battery_8hr_Dispatch | Solar | Gates_TB_11_HSN | Southern_PGAE_Flow_Battery_102 | Reliability_Capacity_In_Model_Year | 1 | Gates_TB_11_SSN | Southern_PGAE_Flow_Battery_102 | Reliability_Capacity_In_Model_Year | 0.5 | Gates_TB_11_offpeak | Southern_PGAE_Flow_Battery_102 | Operational_New_Capacity_MW | -1
Borden_Storey_offpeak | Central_Valley_North_Los_Banos_Wind_154 | Operational_New_Capacity_MW | 0.44 | Gates_TB_11_HSN | Southern_PGAE_Flow_Battery_109 | Reliability_Capacity_In_Model_Year | 1 | Southern_PGAE_Flow_Battery_109 | Gates 500/230kV TB #11 | CAISO_Flow_Battery_8hr_Dispatch | Solar | Gates_TB_11_HSN | Southern_PGAE_Flow_Battery_109 | Reliability_Capacity_In_Model_Year | 1 | Gates_TB_11_SSN | Southern_PGAE_Flow_Battery_109 | Reliability_Capacity_In_Model_Year | 0.5 | Gates_TB_11_offpeak | Southern_PGAE_Flow_Battery_109 | Operational_New_Capacity_MW | -1
Borden_Storey_offpeak | Central_Valley_North_Los_Banos_Wind_162 | Operational_New_Capacity_MW | 0.44 | Gates_TB_11_HSN | Southern_PGAE_Flow_Battery_117 | Reliability_Capacity_In_Model_Year | 1 | Southern_PGAE_Flow_Battery_117 | Gates 500/230kV TB #11 | CAISO_Flow_Battery_8hr_Dispatch | Solar | Gates_TB_11_HSN | Southern_PGAE_Flow_Battery_117 | Reliability_Capacity_In_Model_Year | 1 | Gates_TB_11_SSN | Southern_PGAE_Flow_Battery_117 | Reliability_Capacity_In_Model_Year | 0.5 | Gates_TB_11_offpeak | Southern_PGAE_Flow_Battery_117 | Operational_New_Capacity_MW | -1
Borden_Storey_offpeak | Northern_California_Solar_166 | Operational_New_Capacity_MW | 0.79 | Gates_TB_11_HSN | Southern_PGAE_Flow_Battery_118 | Reliability_Capacity_In_Model_Year | 1 | Southern_PGAE_Flow_Battery_118 | Gates 500/230kV TB #11 | CAISO_Flow_Battery_8hr_Dispatch | Solar | Gates_TB_11_HSN | Southern_PGAE_Flow_Battery_118 | Reliability_Capacity_In_Model_Year | 1 | Gates_TB_11_SSN | Southern_PGAE_Flow_Battery_118 | Reliability_Capacity_In_Model_Year | 0.5 | Gates_TB_11_offpeak | Southern_PGAE_Flow_Battery_118 | Operational_New_Capacity_MW | -1
Borden_Storey_offpeak | Southern_PGAE_Solar_93 | Operational_New_Capacity_MW | 0.79 | Gates_TB_11_HSN | Southern_PGAE_Flow_Battery_124 | Reliability_Capacity_In_Model_Year | 1 | Southern_PGAE_Flow_Battery_124 | Gates 500/230kV TB #11 | CAISO_Flow_Battery_8hr_Dispatch | Solar | Gates_TB_11_HSN | Southern_PGAE_Flow_Battery_124 | Reliability_Capacity_In_Model_Year | 1 | Gates_TB_11_SSN | Southern_PGAE_Flow_Battery_124 | Reliability_Capacity_In_Model_Year | 0.5 | Gates_TB_11_offpeak | Southern_PGAE_Flow_Battery_124 | Operational_New_Capacity_MW | -1
Borden_Storey_offpeak | Southern_PGAE_Solar_117 | Operational_New_Capacity_MW | 0.79 | Gates_TB_11_HSN | Southern_PGAE_Flow_Battery_139 | Reliability_Capacity_In_Model_Year | 1 | Southern_PGAE_Flow_Battery_139 | Gates 500/230kV TB #11 | CAISO_Flow_Battery_8hr_Dispatch | Solar | Gates_TB_11_HSN | Southern_PGAE_Flow_Battery_139 | Reliability_Capacity_In_Model_Year | 1 | Gates_TB_11_SSN | Southern_PGAE_Flow_Battery_139 | Reliability_Capacity_In_Model_Year | 0.5 | Gates_TB_11_offpeak | Southern_PGAE_Flow_Battery_139 | Operational_New_Capacity_MW | -1
Borden_Storey_offpeak | Southern_PGAE_Solar_140 | Operational_New_Capacity_MW | 0.79 | Gates_TB_11_HSN | Southern_PGAE_Flow_Battery_140 | Reliability_Capacity_In_Model_Year | 1 | Southern_PGAE_Flow_Battery_140 | Gates 500/230kV TB #11 | CAISO_Flow_Battery_8hr_Dispatch | Solar | Gates_TB_11_HSN | Southern_PGAE_Flow_Battery_140 | Reliability_Capacity_In_Model_Year | 1 | Gates_TB_11_SSN | Southern_PGAE_Flow_Battery_140 | Reliability_Capacity_In_Model_Year | 0.5 | Gates_TB_11_offpeak | Southern_PGAE_Flow_Battery_140 | Operational_New_Capacity_MW | -1
Borden_Storey_offpeak | Southern_PGAE_Solar_151 | Operational_New_Capacity_MW | 0.79 | Gates_TB_11_HSN | Southern_PGAE_Flow_Battery_151 | Reliability_Capacity_In_Model_Year | 1 | Southern_PGAE_Flow_Battery_151 | Gates 500/230kV TB #11 | CAISO_Flow_Battery_8hr_Dispatch | Solar | Gates_TB_11_HSN | Southern_PGAE_Flow_Battery_151 | Reliability_Capacity_In_Model_Year | 1 | Gates_TB_11_SSN | Southern_PGAE_Flow_Battery_151 | Reliability_Capacity_In_Model_Year | 0.5 | Gates_TB_11_offpeak | Southern_PGAE_Flow_Battery_151 | Operational_New_Capacity_MW | -1
Borden_Storey_offpeak | Southern_PGAE_Solar_154 | Operational_New_Capacity_MW | 0.79 | Gates_TB_11_HSN | Southern_PGAE_Flow_Battery_154 | Reliability_Capacity_In_Model_Year | 1 | Southern_PGAE_Flow_Battery_154 | Gates 500/230kV TB #11 | CAISO_Flow_Battery_8hr_Dispatch | Solar | Gates_TB_11_HSN | Southern_PGAE_Flow_Battery_154 | Reliability_Capacity_In_Model_Year | 1 | Gates_TB_11_SSN | Southern_PGAE_Flow_Battery_154 | Reliability_Capacity_In_Model_Year | 0.5 | Gates_TB_11_offpeak | Southern_PGAE_Flow_Battery_154 | Operational_New_Capacity_MW | -1
Borden_Storey_offpeak | Southern_PGAE_Solar_161 | Operational_New_Capacity_MW | 0.79 | Gates_TB_11_HSN | Southern_PGAE_Flow_Battery_161 | Reliability_Capacity_In_Model_Year | 1 | Southern_PGAE_Flow_Battery_161 | Gates 500/230kV TB #11 | CAISO_Flow_Battery_8hr_Dispatch | Solar | Gates_TB_11_HSN | Southern_PGAE_Flow_Battery_161 | Reliability_Capacity_In_Model_Year | 1 | Gates_TB_11_SSN | Southern_PGAE_Flow_Battery_161 | Reliability_Capacity_In_Model_Year | 0.5 | Gates_TB_11_offpeak | Southern_PGAE_Flow_Battery_161 | Operational_New_Capacity_MW | -1
Borden_Storey_offpeak | Southern_PGAE_Solar_162 | Operational_New_Capacity_MW | 0.79 | Gates_TB_11_HSN | Southern_PGAE_Flow_Battery_162 | Reliability_Capacity_In_Model_Year | 1 | Southern_PGAE_Flow_Battery_162 | Gates 500/230kV TB #11 | CAISO_Flow_Battery_8hr_Dispatch | Solar | Gates_TB_11_HSN | Southern_PGAE_Flow_Battery_162 | Reliability_Capacity_In_Model_Year | 1 | Gates_TB_11_SSN | Southern_PGAE_Flow_Battery_162 | Reliability_Capacity_In_Model_Year | 0.5 | Gates_TB_11_offpeak | Southern_PGAE_Flow_Battery_162 | Operational_New_Capacity_MW | -1
Borden_Storey_offpeak | Southern_PGAE_Solar_163 | Operational_New_Capacity_MW | 0.79 | Gates_TB_11_HSN | Southern_PGAE_Flow_Battery_163 | Reliability_Capacity_In_Model_Year | 1 | Southern_PGAE_Flow_Battery_163 | Gates 500/230kV TB #11 | CAISO_Flow_Battery_8hr_Dispatch | Solar | Gates_TB_11_HSN | Southern_PGAE_Flow_Battery_163 | Reliability_Capacity_In_Model_Year | 1 | Gates_TB_11_SSN | Southern_PGAE_Flow_Battery_163 | Reliability_Capacity_In_Model_Year | 0.5 | Gates_TB_11_offpeak | Southern_PGAE_Flow_Battery_163 | Operational_New_Capacity_MW | -1
Borden_Storey_offpeak | Southern_PGAE_Solar_164 | Operational_New_Capacity_MW | 0.79 | Gates_TB_11_HSN | Southern_PGAE_Flow_Battery_164 | Reliability_Capacity_In_Model_Year | 1 | Southern_PGAE_Flow_Battery_164 | Gates 500/230kV TB #11 | CAISO_Flow_Battery_8hr_Dispatch | Solar | Gates_TB_11_HSN | Southern_PGAE_Flow_Battery_164 | Reliability_Capacity_In_Model_Year | 1 | Gates_TB_11_SSN | Southern_PGAE_Flow_Battery_164 | Reliability_Capacity_In_Model_Year | 0.5 | Gates_TB_11_offpeak | Southern_PGAE_Flow_Battery_164 | Operational_New_Capacity_MW | -1
Borden_Storey_offpeak | Southern_PGAE_Solar_165 | Operational_New_Capacity_MW | 0.79 | Gates_TB_11_HSN | Southern_PGAE_Flow_Battery_165 | Reliability_Capacity_In_Model_Year | 1 | Southern_PGAE_Flow_Battery_165 | Gates 500/230kV TB #11 | CAISO_Flow_Battery_8hr_Dispatch | Solar | Gates_TB_11_HSN | Southern_PGAE_Flow_Battery_165 | Reliability_Capacity_In_Model_Year | 1 | Gates_TB_11_SSN | Southern_PGAE_Flow_Battery_165 | Reliability_Capacity_In_Model_Year | 0.5 | Gates_TB_11_offpeak | Southern_PGAE_Flow_Battery_165 | Operational_New_Capacity_MW | -1
Borden_Storey_offpeak | Southern_PGAE_Solar_168 | Operational_New_Capacity_MW | 0.79 | Gates_TB_11_HSN | Southern_PGAE_Flow_Battery_168 | Reliability_Capacity_In_Model_Year | 1 | Southern_PGAE_Flow_Battery_168 | Gates 500/230kV TB #11 | CAISO_Flow_Battery_8hr_Dispatch | Solar | Gates_TB_11_HSN | Southern_PGAE_Flow_Battery_168 | Reliability_Capacity_In_Model_Year | 1 | Gates_TB_11_SSN | Southern_PGAE_Flow_Battery_168 | Reliability_Capacity_In_Model_Year | 0.5 | Gates_TB_11_offpeak | Southern_PGAE_Flow_Battery_168 | Operational_New_Capacity_MW | -1
Borden_Storey_offpeak | Southern_PGAE_Solar_169 | Operational_New_Capacity_MW | 0.79 | Gates_TB_11_HSN | Southern_PGAE_Flow_Battery_169 | Reliability_Capacity_In_Model_Year | 1 | Southern_PGAE_Flow_Battery_169 | Gates 500/230kV TB #11 | CAISO_Flow_Battery_8hr_Dispatch | Solar | Gates_TB_11_HSN | Southern_PGAE_Flow_Battery_169 | Reliability_Capacity_In_Model_Year | 1 | Gates_TB_11_SSN | Southern_PGAE_Flow_Battery_169 | Reliability_Capacity_In_Model_Year | 0.5 | Gates_TB_11_offpeak | Southern_PGAE_Flow_Battery_169 | Operational_New_Capacity_MW | -1
Borden_Storey_offpeak | Southern_PGAE_Solar_170 | Operational_New_Capacity_MW | 0.79 | Gates_TB_11_HSN | Southern_PGAE_Flow_Battery_170 | Reliability_Capacity_In_Model_Year | 1 | Southern_PGAE_Flow_Battery_170 | Gates 500/230kV TB #11 | CAISO_Flow_Battery_8hr_Dispatch | Solar | Gates_TB_11_HSN | Southern_PGAE_Flow_Battery_170 | Reliability_Capacity_In_Model_Year | 1 | Gates_TB_11_SSN | Southern_PGAE_Flow_Battery_170 | Reliability_Capacity_In_Model_Year | 0.5 | Gates_TB_11_offpeak | Southern_PGAE_Flow_Battery_170 | Operational_New_Capacity_MW | -1
Borden_Storey_offpeak | Southern_PGAE_Solar_174 | Operational_New_Capacity_MW | 0.79 | Gates_TB_11_HSN | Southern_PGAE_Flow_Battery_174 | Reliability_Capacity_In_Model_Year | 1 | Southern_PGAE_Flow_Battery_174 | Gates 500/230kV TB #11 | CAISO_Flow_Battery_8hr_Dispatch | Solar | Gates_TB_11_HSN | Southern_PGAE_Flow_Battery_174 | Reliability_Capacity_In_Model_Year | 1 | Gates_TB_11_SSN | Southern_PGAE_Flow_Battery_174 | Reliability_Capacity_In_Model_Year | 0.5 | Gates_TB_11_offpeak | Southern_PGAE_Flow_Battery_174 | Operational_New_Capacity_MW | -1
Borden_Storey_offpeak | Southern_PGAE_Solar_176 | Operational_New_Capacity_MW | 0.79 | Gates_TB_11_HSN | Southern_PGAE_Flow_Battery_176 | Reliability_Capacity_In_Model_Year | 1 | Southern_PGAE_Flow_Battery_176 | Gates 500/230kV TB #11 | CAISO_Flow_Battery_8hr_Dispatch | Solar | Gates_TB_11_HSN | Southern_PGAE_Flow_Battery_176 | Reliability_Capacity_In_Model_Year | 1 | Gates_TB_11_SSN | Southern_PGAE_Flow_Battery_176 | Reliability_Capacity_In_Model_Year | 0.5 | Gates_TB_11_offpeak | Southern_PGAE_Flow_Battery_176 | Operational_New_Capacity_MW | -1
Borden_Storey_offpeak | Borden_Storey_group | Operational_New_Capacity_MW | 0 | Gates_TB_11_HSN | Southern_PGAE_Li_Battery_4hr_8 | Reliability_Capacity_In_Model_Year | 1 | Southern_PGAE_Li_Battery_4hr_8 | Gates 500/230kV TB #11 | CAISO_Li_Battery_4hr_Dispatch | Solar | Gates_TB_11_HSN | Southern_PGAE_Li_Battery_4hr_8 | Reliability_Capacity_In_Model_Year | 1 | Gates_TB_11_SSN | Southern_PGAE_Li_Battery_4hr_8 | Reliability_Capacity_In_Model_Year | 0.5 | Gates_TB_11_offpeak | Southern_PGAE_Li_Battery_4hr_8 | Operational_New_Capacity_MW | -1
Borden_Storey_SSN | Southern_PGAE_Flow_Battery_93 | Reliability_Capacity_In_Model_Year | 0.5 | Gates_TB_11_HSN | Southern_PGAE_Li_Battery_4hr_22 | Reliability_Capacity_In_Model_Year | 1 | Southern_PGAE_Li_Battery_4hr_22 | Gates 500/230kV TB #11 | CAISO_Li_Battery_4hr_Dispatch | Solar | Gates_TB_11_HSN | Southern_PGAE_Li_Battery_4hr_22 | Reliability_Capacity_In_Model_Year | 1 | Gates_TB_11_SSN | Southern_PGAE_Li_Battery_4hr_22 | Reliability_Capacity_In_Model_Year | 0.5 | Gates_TB_11_offpeak | Southern_PGAE_Li_Battery_4hr_22 | Operational_New_Capacity_MW | -1
Borden_Storey_SSN | Southern_PGAE_Flow_Battery_117 | Reliability_Capacity_In_Model_Year | 0.5 | Gates_TB_11_HSN | Southern_PGAE_Li_Battery_4hr_23 | Reliability_Capacity_In_Model_Year | 1 | Southern_PGAE_Li_Battery_4hr_23 | Gates 500/230kV TB #11 | CAISO_Li_Battery_4hr_Dispatch | Solar | Gates_TB_11_HSN | Southern_PGAE_Li_Battery_4hr_23 | Reliability_Capacity_In_Model_Year | 1 | Gates_TB_11_SSN | Southern_PGAE_Li_Battery_4hr_23 | Reliability_Capacity_In_Model_Year | 0.5 | Gates_TB_11_offpeak | Southern_PGAE_Li_Battery_4hr_23 | Operational_New_Capacity_MW | -1
Borden_Storey_SSN | Southern_PGAE_Flow_Battery_140 | Reliability_Capacity_In_Model_Year | 0.5 | Gates_TB_11_HSN | Southern_PGAE_Li_Battery_4hr_24 | Reliability_Capacity_In_Model_Year | 1 | Southern_PGAE_Li_Battery_4hr_24 | Gates 500/230kV TB #11 | CAISO_Li_Battery_4hr_Dispatch | Solar | Gates_TB_11_HSN | Southern_PGAE_Li_Battery_4hr_24 | Reliability_Capacity_In_Model_Year | 1 | Gates_TB_11_SSN | Southern_PGAE_Li_Battery_4hr_24 | Reliability_Capacity_In_Model_Year | 0.5 | Gates_TB_11_offpeak | Southern_PGAE_Li_Battery_4hr_24 | Operational_New_Capacity_MW | -1
Borden_Storey_SSN | Southern_PGAE_Flow_Battery_151 | Reliability_Capacity_In_Model_Year | 0.5 | Gates_TB_11_HSN | Southern_PGAE_Li_Battery_4hr_33 | Reliability_Capacity_In_Model_Year | 1 | Southern_PGAE_Li_Battery_4hr_33 | Gates 500/230kV TB #11 | CAISO_Li_Battery_4hr_Dispatch | Solar | Gates_TB_11_HSN | Southern_PGAE_Li_Battery_4hr_33 | Reliability_Capacity_In_Model_Year | 1 | Gates_TB_11_SSN | Southern_PGAE_Li_Battery_4hr_33 | Reliability_Capacity_In_Model_Year | 0.5 | Gates_TB_11_offpeak | Southern_PGAE_Li_Battery_4hr_33 | Operational_New_Capacity_MW | -1
Borden_Storey_SSN | Southern_PGAE_Flow_Battery_154 | Reliability_Capacity_In_Model_Year | 0.5 | Gates_TB_11_HSN | Southern_PGAE_Li_Battery_4hr_45 | Reliability_Capacity_In_Model_Year | 1 | Southern_PGAE_Li_Battery_4hr_45 | Gates 500/230kV TB #11 | CAISO_Li_Battery_4hr_Dispatch | Solar | Gates_TB_11_HSN | Southern_PGAE_Li_Battery_4hr_45 | Reliability_Capacity_In_Model_Year | 1 | Gates_TB_11_SSN | Southern_PGAE_Li_Battery_4hr_45 | Reliability_Capacity_In_Model_Year | 0.5 | Gates_TB_11_offpeak | Southern_PGAE_Li_Battery_4hr_45 | Operational_New_Capacity_MW | -1
Borden_Storey_SSN | Southern_PGAE_Flow_Battery_161 | Reliability_Capacity_In_Model_Year | 0.5 | Gates_TB_11_HSN | Southern_PGAE_Li_Battery_4hr_46 | Reliability_Capacity_In_Model_Year | 1 | Southern_PGAE_Li_Battery_4hr_46 | Gates 500/230kV TB #11 | CAISO_Li_Battery_4hr_Dispatch | Solar | Gates_TB_11_HSN | Southern_PGAE_Li_Battery_4hr_46 | Reliability_Capacity_In_Model_Year | 1 | Gates_TB_11_SSN | Southern_PGAE_Li_Battery_4hr_46 | Reliability_Capacity_In_Model_Year | 0.5 | Gates_TB_11_offpeak | Southern_PGAE_Li_Battery_4hr_46 | Operational_New_Capacity_MW | -1
Borden_Storey_SSN | Southern_PGAE_Flow_Battery_162 | Reliability_Capacity_In_Model_Year | 0.5 | Gates_TB_11_HSN | Southern_PGAE_Li_Battery_4hr_49 | Reliability_Capacity_In_Model_Year | 1 | Southern_PGAE_Li_Battery_4hr_49 | Gates 500/230kV TB #11 | CAISO_Li_Battery_4hr_Dispatch | Solar | Gates_TB_11_HSN | Southern_PGAE_Li_Battery_4hr_49 | Reliability_Capacity_In_Model_Year | 1 | Gates_TB_11_SSN | Southern_PGAE_Li_Battery_4hr_49 | Reliability_Capacity_In_Model_Year | 0.5 | Gates_TB_11_offpeak | Southern_PGAE_Li_Battery_4hr_49 | Operational_New_Capacity_MW | -1
Borden_Storey_SSN | Southern_PGAE_Flow_Battery_163 | Reliability_Capacity_In_Model_Year | 0.5 | Gates_TB_11_HSN | Southern_PGAE_Li_Battery_4hr_52 | Reliability_Capacity_In_Model_Year | 1 | Southern_PGAE_Li_Battery_4hr_52 | Gates 500/230kV TB #11 | CAISO_Li_Battery_4hr_Dispatch | Solar | Gates_TB_11_HSN | Southern_PGAE_Li_Battery_4hr_52 | Reliability_Capacity_In_Model_Year | 1 | Gates_TB_11_SSN | Southern_PGAE_Li_Battery_4hr_52 | Reliability_Capacity_In_Model_Year | 0.5 | Gates_TB_11_offpeak | Southern_PGAE_Li_Battery_4hr_52 | Operational_New_Capacity_MW | -1
Borden_Storey_SSN | Southern_PGAE_Flow_Battery_164 | Reliability_Capacity_In_Model_Year | 0.5 | Gates_TB_11_HSN | Southern_PGAE_Li_Battery_4hr_61 | Reliability_Capacity_In_Model_Year | 1 | Southern_PGAE_Li_Battery_4hr_61 | Gates 500/230kV TB #11 | CAISO_Li_Battery_4hr_Dispatch | Solar | Gates_TB_11_HSN | Southern_PGAE_Li_Battery_4hr_61 | Reliability_Capacity_In_Model_Year | 1 | Gates_TB_11_SSN | Southern_PGAE_Li_Battery_4hr_61 | Reliability_Capacity_In_Model_Year | 0.5 | Gates_TB_11_offpeak | Southern_PGAE_Li_Battery_4hr_61 | Operational_New_Capacity_MW | -1
Borden_Storey_SSN | Southern_PGAE_Flow_Battery_165 | Reliability_Capacity_In_Model_Year | 0.5 | Gates_TB_11_HSN | Southern_PGAE_Li_Battery_4hr_69 | Reliability_Capacity_In_Model_Year | 1 | Southern_PGAE_Li_Battery_4hr_69 | Gates 500/230kV TB #11 | CAISO_Li_Battery_4hr_Dispatch | Solar | Gates_TB_11_HSN | Southern_PGAE_Li_Battery_4hr_69 | Reliability_Capacity_In_Model_Year | 1 | Gates_TB_11_SSN | Southern_PGAE_Li_Battery_4hr_69 | Reliability_Capacity_In_Model_Year | 0.5 | Gates_TB_11_offpeak | Southern_PGAE_Li_Battery_4hr_69 | Operational_New_Capacity_MW | -1
Borden_Storey_SSN | Northern_California_Flow_Battery_166 | Reliability_Capacity_In_Model_Year | 0.5 | Gates_TB_11_HSN | Southern_PGAE_Li_Battery_4hr_72 | Reliability_Capacity_In_Model_Year | 1 | Southern_PGAE_Li_Battery_4hr_72 | Gates 500/230kV TB #11 | CAISO_Li_Battery_4hr_Dispatch | Solar | Gates_TB_11_HSN | Southern_PGAE_Li_Battery_4hr_72 | Reliability_Capacity_In_Model_Year | 1 | Gates_TB_11_SSN | Southern_PGAE_Li_Battery_4hr_72 | Reliability_Capacity_In_Model_Year | 0.5 | Gates_TB_11_offpeak | Southern_PGAE_Li_Battery_4hr_72 | Operational_New_Capacity_MW | -1
Borden_Storey_SSN | Southern_PGAE_Flow_Battery_168 | Reliability_Capacity_In_Model_Year | 0.5 | Gates_TB_11_HSN | Southern_PGAE_Li_Battery_4hr_74 | Reliability_Capacity_In_Model_Year | 1 | Southern_PGAE_Li_Battery_4hr_74 | Gates 500/230kV TB #11 | CAISO_Li_Battery_4hr_Dispatch | Solar | Gates_TB_11_HSN | Southern_PGAE_Li_Battery_4hr_74 | Reliability_Capacity_In_Model_Year | 1 | Gates_TB_11_SSN | Southern_PGAE_Li_Battery_4hr_74 | Reliability_Capacity_In_Model_Year | 0.5 | Gates_TB_11_offpeak | Southern_PGAE_Li_Battery_4hr_74 | Operational_New_Capacity_MW | -1
Borden_Storey_SSN | Southern_PGAE_Flow_Battery_169 | Reliability_Capacity_In_Model_Year | 0.5 | Gates_TB_11_HSN | Southern_PGAE_Li_Battery_4hr_75 | Reliability_Capacity_In_Model_Year | 1 | Southern_PGAE_Li_Battery_4hr_75 | Gates 500/230kV TB #11 | CAISO_Li_Battery_4hr_Dispatch | Solar | Gates_TB_11_HSN | Southern_PGAE_Li_Battery_4hr_75 | Reliability_Capacity_In_Model_Year | 1 | Gates_TB_11_SSN | Southern_PGAE_Li_Battery_4hr_75 | Reliability_Capacity_In_Model_Year | 0.5 | Gates_TB_11_offpeak | Southern_PGAE_Li_Battery_4hr_75 | Operational_New_Capacity_MW | -1
Borden_Storey_SSN | Southern_PGAE_Flow_Battery_170 | Reliability_Capacity_In_Model_Year | 0.5 | Gates_TB_11_HSN | Southern_PGAE_Li_Battery_4hr_79 | Reliability_Capacity_In_Model_Year | 1 | Southern_PGAE_Li_Battery_4hr_79 | Gates 500/230kV TB #11 | CAISO_Li_Battery_4hr_Dispatch | Solar | Gates_TB_11_HSN | Southern_PGAE_Li_Battery_4hr_79 | Reliability_Capacity_In_Model_Year | 1 | Gates_TB_11_SSN | Southern_PGAE_Li_Battery_4hr_79 | Reliability_Capacity_In_Model_Year | 0.5 | Gates_TB_11_offpeak | Southern_PGAE_Li_Battery_4hr_79 | Operational_New_Capacity_MW | -1
Borden_Storey_SSN | Southern_PGAE_Flow_Battery_174 | Reliability_Capacity_In_Model_Year | 0.5 | Gates_TB_11_HSN | Southern_PGAE_Li_Battery_4hr_93 | Reliability_Capacity_In_Model_Year | 1 | Southern_PGAE_Li_Battery_4hr_93 | Gates 500/230kV TB #11 | CAISO_Li_Battery_4hr_Dispatch | Solar | Gates_TB_11_HSN | Southern_PGAE_Li_Battery_4hr_93 | Reliability_Capacity_In_Model_Year | 1 | Gates_TB_11_SSN | Southern_PGAE_Li_Battery_4hr_93 | Reliability_Capacity_In_Model_Year | 0.5 | Gates_TB_11_offpeak | Southern_PGAE_Li_Battery_4hr_93 | Operational_New_Capacity_MW | -1
Borden_Storey_SSN | Southern_PGAE_Flow_Battery_176 | Reliability_Capacity_In_Model_Year | 0.5 | Gates_TB_11_HSN | Southern_PGAE_Li_Battery_4hr_98 | Reliability_Capacity_In_Model_Year | 1 | Southern_PGAE_Li_Battery_4hr_98 | Gates 500/230kV TB #11 | CAISO_Li_Battery_4hr_Dispatch | Solar | Gates_TB_11_HSN | Southern_PGAE_Li_Battery_4hr_98 | Reliability_Capacity_In_Model_Year | 1 | Gates_TB_11_SSN | Southern_PGAE_Li_Battery_4hr_98 | Reliability_Capacity_In_Model_Year | 0.5 | Gates_TB_11_offpeak | Southern_PGAE_Li_Battery_4hr_98 | Operational_New_Capacity_MW | -1
Borden_Storey_SSN | Southern_PGAE_Li_Battery_4hr_93 | Reliability_Capacity_In_Model_Year | 0.5 | Gates_TB_11_HSN | Southern_PGAE_Li_Battery_4hr_102 | Reliability_Capacity_In_Model_Year | 1 | Southern_PGAE_Li_Battery_4hr_102 | Gates 500/230kV TB #11 | CAISO_Li_Battery_4hr_Dispatch | Solar | Gates_TB_11_HSN | Southern_PGAE_Li_Battery_4hr_102 | Reliability_Capacity_In_Model_Year | 1 | Gates_TB_11_SSN | Southern_PGAE_Li_Battery_4hr_102 | Reliability_Capacity_In_Model_Year | 0.5 | Gates_TB_11_offpeak | Southern_PGAE_Li_Battery_4hr_102 | Operational_New_Capacity_MW | -1
Borden_Storey_SSN | Southern_PGAE_Li_Battery_4hr_117 | Reliability_Capacity_In_Model_Year | 0.5 | Gates_TB_11_HSN | Southern_PGAE_Li_Battery_4hr_109 | Reliability_Capacity_In_Model_Year | 1 | Southern_PGAE_Li_Battery_4hr_109 | Gates 500/230kV TB #11 | CAISO_Li_Battery_4hr_Dispatch | Solar | Gates_TB_11_HSN | Southern_PGAE_Li_Battery_4hr_109 | Reliability_Capacity_In_Model_Year | 1 | Gates_TB_11_SSN | Southern_PGAE_Li_Battery_4hr_109 | Reliability_Capacity_In_Model_Year | 0.5 | Gates_TB_11_offpeak | Southern_PGAE_Li_Battery_4hr_109 | Operational_New_Capacity_MW | -1
Borden_Storey_SSN | Southern_PGAE_Li_Battery_4hr_140 | Reliability_Capacity_In_Model_Year | 0.5 | Gates_TB_11_HSN | Southern_PGAE_Li_Battery_4hr_117 | Reliability_Capacity_In_Model_Year | 1 | Southern_PGAE_Li_Battery_4hr_117 | Gates 500/230kV TB #11 | CAISO_Li_Battery_4hr_Dispatch | Solar | Gates_TB_11_HSN | Southern_PGAE_Li_Battery_4hr_117 | Reliability_Capacity_In_Model_Year | 1 | Gates_TB_11_SSN | Southern_PGAE_Li_Battery_4hr_117 | Reliability_Capacity_In_Model_Year | 0.5 | Gates_TB_11_offpeak | Southern_PGAE_Li_Battery_4hr_117 | Operational_New_Capacity_MW | -1
Borden_Storey_SSN | Southern_PGAE_Li_Battery_4hr_151 | Reliability_Capacity_In_Model_Year | 0.5 | Gates_TB_11_HSN | Southern_PGAE_Li_Battery_4hr_118 | Reliability_Capacity_In_Model_Year | 1 | Southern_PGAE_Li_Battery_4hr_118 | Gates 500/230kV TB #11 | CAISO_Li_Battery_4hr_Dispatch | Solar | Gates_TB_11_HSN | Southern_PGAE_Li_Battery_4hr_118 | Reliability_Capacity_In_Model_Year | 1 | Gates_TB_11_SSN | Southern_PGAE_Li_Battery_4hr_118 | Reliability_Capacity_In_Model_Year | 0.5 | Gates_TB_11_offpeak | Southern_PGAE_Li_Battery_4hr_118 | Operational_New_Capacity_MW | -1
Borden_Storey_SSN | Southern_PGAE_Li_Battery_4hr_154 | Reliability_Capacity_In_Model_Year | 0.5 | Gates_TB_11_HSN | Southern_PGAE_Li_Battery_4hr_124 | Reliability_Capacity_In_Model_Year | 1 | Southern_PGAE_Li_Battery_4hr_124 | Gates 500/230kV TB #11 | CAISO_Li_Battery_4hr_Dispatch | Solar | Gates_TB_11_HSN | Southern_PGAE_Li_Battery_4hr_124 | Reliability_Capacity_In_Model_Year | 1 | Gates_TB_11_SSN | Southern_PGAE_Li_Battery_4hr_124 | Reliability_Capacity_In_Model_Year | 0.5 | Gates_TB_11_offpeak | Southern_PGAE_Li_Battery_4hr_124 | Operational_New_Capacity_MW | -1
Borden_Storey_SSN | Southern_PGAE_Li_Battery_4hr_161 | Reliability_Capacity_In_Model_Year | 0.5 | Gates_TB_11_HSN | Southern_PGAE_Li_Battery_4hr_139 | Reliability_Capacity_In_Model_Year | 1 | Southern_PGAE_Li_Battery_4hr_139 | Gates 500/230kV TB #11 | CAISO_Li_Battery_4hr_Dispatch | Solar | Gates_TB_11_HSN | Southern_PGAE_Li_Battery_4hr_139 | Reliability_Capacity_In_Model_Year | 1 | Gates_TB_11_SSN | Southern_PGAE_Li_Battery_4hr_139 | Reliability_Capacity_In_Model_Year | 0.5 | Gates_TB_11_offpeak | Southern_PGAE_Li_Battery_4hr_139 | Operational_New_Capacity_MW | -1
Borden_Storey_SSN | Southern_PGAE_Li_Battery_4hr_162 | Reliability_Capacity_In_Model_Year | 0.5 | Gates_TB_11_HSN | Southern_PGAE_Li_Battery_4hr_140 | Reliability_Capacity_In_Model_Year | 1 | Southern_PGAE_Li_Battery_4hr_140 | Gates 500/230kV TB #11 | CAISO_Li_Battery_4hr_Dispatch | Solar | Gates_TB_11_HSN | Southern_PGAE_Li_Battery_4hr_140 | Reliability_Capacity_In_Model_Year | 1 | Gates_TB_11_SSN | Southern_PGAE_Li_Battery_4hr_140 | Reliability_Capacity_In_Model_Year | 0.5 | Gates_TB_11_offpeak | Southern_PGAE_Li_Battery_4hr_140 | Operational_New_Capacity_MW | -1
Borden_Storey_SSN | Southern_PGAE_Li_Battery_4hr_163 | Reliability_Capacity_In_Model_Year | 0.5 | Gates_TB_11_HSN | Southern_PGAE_Li_Battery_4hr_151 | Reliability_Capacity_In_Model_Year | 1 | Southern_PGAE_Li_Battery_4hr_151 | Gates 500/230kV TB #11 | CAISO_Li_Battery_4hr_Dispatch | Solar | Gates_TB_11_HSN | Southern_PGAE_Li_Battery_4hr_151 | Reliability_Capacity_In_Model_Year | 1 | Gates_TB_11_SSN | Southern_PGAE_Li_Battery_4hr_151 | Reliability_Capacity_In_Model_Year | 0.5 | Gates_TB_11_offpeak | Southern_PGAE_Li_Battery_4hr_151 | Operational_New_Capacity_MW | -1
Borden_Storey_SSN | Southern_PGAE_Li_Battery_4hr_164 | Reliability_Capacity_In_Model_Year | 0.5 | Gates_TB_11_HSN | Southern_PGAE_Li_Battery_4hr_154 | Reliability_Capacity_In_Model_Year | 1 | Southern_PGAE_Li_Battery_4hr_154 | Gates 500/230kV TB #11 | CAISO_Li_Battery_4hr_Dispatch | Solar | Gates_TB_11_HSN | Southern_PGAE_Li_Battery_4hr_154 | Reliability_Capacity_In_Model_Year | 1 | Gates_TB_11_SSN | Southern_PGAE_Li_Battery_4hr_154 | Reliability_Capacity_In_Model_Year | 0.5 | Gates_TB_11_offpeak | Southern_PGAE_Li_Battery_4hr_154 | Operational_New_Capacity_MW | -1
Borden_Storey_SSN | Southern_PGAE_Li_Battery_4hr_165 | Reliability_Capacity_In_Model_Year | 0.5 | Gates_TB_11_HSN | Southern_PGAE_Li_Battery_4hr_161 | Reliability_Capacity_In_Model_Year | 1 | Southern_PGAE_Li_Battery_4hr_161 | Gates 500/230kV TB #11 | CAISO_Li_Battery_4hr_Dispatch | Solar | Gates_TB_11_HSN | Southern_PGAE_Li_Battery_4hr_161 | Reliability_Capacity_In_Model_Year | 1 | Gates_TB_11_SSN | Southern_PGAE_Li_Battery_4hr_161 | Reliability_Capacity_In_Model_Year | 0.5 | Gates_TB_11_offpeak | Southern_PGAE_Li_Battery_4hr_161 | Operational_New_Capacity_MW | -1
Borden_Storey_SSN | Northern_California_Li_Battery_4hr_166 | Reliability_Capacity_In_Model_Year | 0.5 | Gates_TB_11_HSN | Southern_PGAE_Li_Battery_4hr_162 | Reliability_Capacity_In_Model_Year | 1 | Southern_PGAE_Li_Battery_4hr_162 | Gates 500/230kV TB #11 | CAISO_Li_Battery_4hr_Dispatch | Solar | Gates_TB_11_HSN | Southern_PGAE_Li_Battery_4hr_162 | Reliability_Capacity_In_Model_Year | 1 | Gates_TB_11_SSN | Southern_PGAE_Li_Battery_4hr_162 | Reliability_Capacity_In_Model_Year | 0.5 | Gates_TB_11_offpeak | Southern_PGAE_Li_Battery_4hr_162 | Operational_New_Capacity_MW | -1
Borden_Storey_SSN | Southern_PGAE_Li_Battery_4hr_168 | Reliability_Capacity_In_Model_Year | 0.5 | Gates_TB_11_HSN | Southern_PGAE_Li_Battery_4hr_163 | Reliability_Capacity_In_Model_Year | 1 | Southern_PGAE_Li_Battery_4hr_163 | Gates 500/230kV TB #11 | CAISO_Li_Battery_4hr_Dispatch | Solar | Gates_TB_11_HSN | Southern_PGAE_Li_Battery_4hr_163 | Reliability_Capacity_In_Model_Year | 1 | Gates_TB_11_SSN | Southern_PGAE_Li_Battery_4hr_163 | Reliability_Capacity_In_Model_Year | 0.5 | Gates_TB_11_offpeak | Southern_PGAE_Li_Battery_4hr_163 | Operational_New_Capacity_MW | -1
Borden_Storey_SSN | Southern_PGAE_Li_Battery_4hr_169 | Reliability_Capacity_In_Model_Year | 0.5 | Gates_TB_11_HSN | Southern_PGAE_Li_Battery_4hr_164 | Reliability_Capacity_In_Model_Year | 1 | Southern_PGAE_Li_Battery_4hr_164 | Gates 500/230kV TB #11 | CAISO_Li_Battery_4hr_Dispatch | Solar | Gates_TB_11_HSN | Southern_PGAE_Li_Battery_4hr_164 | Reliability_Capacity_In_Model_Year | 1 | Gates_TB_11_SSN | Southern_PGAE_Li_Battery_4hr_164 | Reliability_Capacity_In_Model_Year | 0.5 | Gates_TB_11_offpeak | Southern_PGAE_Li_Battery_4hr_164 | Operational_New_Capacity_MW | -1
Borden_Storey_SSN | Southern_PGAE_Li_Battery_4hr_170 | Reliability_Capacity_In_Model_Year | 0.5 | Gates_TB_11_HSN | Southern_PGAE_Li_Battery_4hr_165 | Reliability_Capacity_In_Model_Year | 1 | Southern_PGAE_Li_Battery_4hr_165 | Gates 500/230kV TB #11 | CAISO_Li_Battery_4hr_Dispatch | Solar | Gates_TB_11_HSN | Southern_PGAE_Li_Battery_4hr_165 | Reliability_Capacity_In_Model_Year | 1 | Gates_TB_11_SSN | Southern_PGAE_Li_Battery_4hr_165 | Reliability_Capacity_In_Model_Year | 0.5 | Gates_TB_11_offpeak | Southern_PGAE_Li_Battery_4hr_165 | Operational_New_Capacity_MW | -1
Borden_Storey_SSN | Southern_PGAE_Li_Battery_4hr_174 | Reliability_Capacity_In_Model_Year | 0.5 | Gates_TB_11_HSN | Southern_PGAE_Li_Battery_4hr_168 | Reliability_Capacity_In_Model_Year | 1 | Southern_PGAE_Li_Battery_4hr_168 | Gates 500/230kV TB #11 | CAISO_Li_Battery_4hr_Dispatch | Solar | Gates_TB_11_HSN | Southern_PGAE_Li_Battery_4hr_168 | Reliability_Capacity_In_Model_Year | 1 | Gates_TB_11_SSN | Southern_PGAE_Li_Battery_4hr_168 | Reliability_Capacity_In_Model_Year | 0.5 | Gates_TB_11_offpeak | Southern_PGAE_Li_Battery_4hr_168 | Operational_New_Capacity_MW | -1
Borden_Storey_SSN | Southern_PGAE_Li_Battery_4hr_176 | Reliability_Capacity_In_Model_Year | 0.5 | Gates_TB_11_HSN | Southern_PGAE_Li_Battery_4hr_169 | Reliability_Capacity_In_Model_Year | 1 | Southern_PGAE_Li_Battery_4hr_169 | Gates 500/230kV TB #11 | CAISO_Li_Battery_4hr_Dispatch | Solar | Gates_TB_11_HSN | Southern_PGAE_Li_Battery_4hr_169 | Reliability_Capacity_In_Model_Year | 1 | Gates_TB_11_SSN | Southern_PGAE_Li_Battery_4hr_169 | Reliability_Capacity_In_Model_Year | 0.5 | Gates_TB_11_offpeak | Southern_PGAE_Li_Battery_4hr_169 | Operational_New_Capacity_MW | -1
Borden_Storey_SSN | Southern_PGAE_Li_Battery_8hr_93 | Reliability_Capacity_In_Model_Year | 0.5 | Gates_TB_11_HSN | Southern_PGAE_Li_Battery_4hr_170 | Reliability_Capacity_In_Model_Year | 1 | Southern_PGAE_Li_Battery_4hr_170 | Gates 500/230kV TB #11 | CAISO_Li_Battery_4hr_Dispatch | Solar | Gates_TB_11_HSN | Southern_PGAE_Li_Battery_4hr_170 | Reliability_Capacity_In_Model_Year | 1 | Gates_TB_11_SSN | Southern_PGAE_Li_Battery_4hr_170 | Reliability_Capacity_In_Model_Year | 0.5 | Gates_TB_11_offpeak | Southern_PGAE_Li_Battery_4hr_170 | Operational_New_Capacity_MW | -1
Borden_Storey_SSN | Southern_PGAE_Li_Battery_8hr_117 | Reliability_Capacity_In_Model_Year | 0.5 | Gates_TB_11_HSN | Southern_PGAE_Li_Battery_4hr_174 | Reliability_Capacity_In_Model_Year | 1 | Southern_PGAE_Li_Battery_4hr_174 | Gates 500/230kV TB #11 | CAISO_Li_Battery_4hr_Dispatch | Solar | Gates_TB_11_HSN | Southern_PGAE_Li_Battery_4hr_174 | Reliability_Capacity_In_Model_Year | 1 | Gates_TB_11_SSN | Southern_PGAE_Li_Battery_4hr_174 | Reliability_Capacity_In_Model_Year | 0.5 | Gates_TB_11_offpeak | Southern_PGAE_Li_Battery_4hr_174 | Operational_New_Capacity_MW | -1
Borden_Storey_SSN | Southern_PGAE_Li_Battery_8hr_140 | Reliability_Capacity_In_Model_Year | 0.5 | Gates_TB_11_HSN | Southern_PGAE_Li_Battery_4hr_176 | Reliability_Capacity_In_Model_Year | 1 | Southern_PGAE_Li_Battery_4hr_176 | Gates 500/230kV TB #11 | CAISO_Li_Battery_4hr_Dispatch | Solar | Gates_TB_11_HSN | Southern_PGAE_Li_Battery_4hr_176 | Reliability_Capacity_In_Model_Year | 1 | Gates_TB_11_SSN | Southern_PGAE_Li_Battery_4hr_176 | Reliability_Capacity_In_Model_Year | 0.5 | Gates_TB_11_offpeak | Southern_PGAE_Li_Battery_4hr_176 | Operational_New_Capacity_MW | -1
Borden_Storey_SSN | Southern_PGAE_Li_Battery_8hr_151 | Reliability_Capacity_In_Model_Year | 0.5 | Gates_TB_11_HSN | Southern_PGAE_Li_Battery_8hr_8 | Reliability_Capacity_In_Model_Year | 1 | Southern_PGAE_Li_Battery_8hr_8 | Gates 500/230kV TB #11 | CAISO_Li_Battery_8hr_Dispatch | Solar | Gates_TB_11_HSN | Southern_PGAE_Li_Battery_8hr_8 | Reliability_Capacity_In_Model_Year | 1 | Gates_TB_11_SSN | Southern_PGAE_Li_Battery_8hr_8 | Reliability_Capacity_In_Model_Year | 0.5 | Gates_TB_11_offpeak | Southern_PGAE_Li_Battery_8hr_8 | Operational_New_Capacity_MW | -1
Borden_Storey_SSN | Southern_PGAE_Li_Battery_8hr_154 | Reliability_Capacity_In_Model_Year | 0.5 | Gates_TB_11_HSN | Southern_PGAE_Li_Battery_8hr_22 | Reliability_Capacity_In_Model_Year | 1 | Southern_PGAE_Li_Battery_8hr_22 | Gates 500/230kV TB #11 | CAISO_Li_Battery_8hr_Dispatch | Solar | Gates_TB_11_HSN | Southern_PGAE_Li_Battery_8hr_22 | Reliability_Capacity_In_Model_Year | 1 | Gates_TB_11_SSN | Southern_PGAE_Li_Battery_8hr_22 | Reliability_Capacity_In_Model_Year | 0.5 | Gates_TB_11_offpeak | Southern_PGAE_Li_Battery_8hr_22 | Operational_New_Capacity_MW | -1
Borden_Storey_SSN | Southern_PGAE_Li_Battery_8hr_161 | Reliability_Capacity_In_Model_Year | 0.5 | Gates_TB_11_HSN | Southern_PGAE_Li_Battery_8hr_23 | Reliability_Capacity_In_Model_Year | 1 | Southern_PGAE_Li_Battery_8hr_23 | Gates 500/230kV TB #11 | CAISO_Li_Battery_8hr_Dispatch | Solar | Gates_TB_11_HSN | Southern_PGAE_Li_Battery_8hr_23 | Reliability_Capacity_In_Model_Year | 1 | Gates_TB_11_SSN | Southern_PGAE_Li_Battery_8hr_23 | Reliability_Capacity_In_Model_Year | 0.5 | Gates_TB_11_offpeak | Southern_PGAE_Li_Battery_8hr_23 | Operational_New_Capacity_MW | -1
Borden_Storey_SSN | Southern_PGAE_Li_Battery_8hr_162 | Reliability_Capacity_In_Model_Year | 0.5 | Gates_TB_11_HSN | Southern_PGAE_Li_Battery_8hr_24 | Reliability_Capacity_In_Model_Year | 1 | Southern_PGAE_Li_Battery_8hr_24 | Gates 500/230kV TB #11 | CAISO_Li_Battery_8hr_Dispatch | Solar | Gates_TB_11_HSN | Southern_PGAE_Li_Battery_8hr_24 | Reliability_Capacity_In_Model_Year | 1 | Gates_TB_11_SSN | Southern_PGAE_Li_Battery_8hr_24 | Reliability_Capacity_In_Model_Year | 0.5 | Gates_TB_11_offpeak | Southern_PGAE_Li_Battery_8hr_24 | Operational_New_Capacity_MW | -1
Borden_Storey_SSN | Southern_PGAE_Li_Battery_8hr_163 | Reliability_Capacity_In_Model_Year | 0.5 | Gates_TB_11_HSN | Southern_PGAE_Li_Battery_8hr_33 | Reliability_Capacity_In_Model_Year | 1 | Southern_PGAE_Li_Battery_8hr_33 | Gates 500/230kV TB #11 | CAISO_Li_Battery_8hr_Dispatch | Solar | Gates_TB_11_HSN | Southern_PGAE_Li_Battery_8hr_33 | Reliability_Capacity_In_Model_Year | 1 | Gates_TB_11_SSN | Southern_PGAE_Li_Battery_8hr_33 | Reliability_Capacity_In_Model_Year | 0.5 | Gates_TB_11_offpeak | Southern_PGAE_Li_Battery_8hr_33 | Operational_New_Capacity_MW | -1
Borden_Storey_SSN | Southern_PGAE_Li_Battery_8hr_164 | Reliability_Capacity_In_Model_Year | 0.5 | Gates_TB_11_HSN | Southern_PGAE_Li_Battery_8hr_45 | Reliability_Capacity_In_Model_Year | 1 | Southern_PGAE_Li_Battery_8hr_45 | Gates 500/230kV TB #11 | CAISO_Li_Battery_8hr_Dispatch | Solar | Gates_TB_11_HSN | Southern_PGAE_Li_Battery_8hr_45 | Reliability_Capacity_In_Model_Year | 1 | Gates_TB_11_SSN | Southern_PGAE_Li_Battery_8hr_45 | Reliability_Capacity_In_Model_Year | 0.5 | Gates_TB_11_offpeak | Southern_PGAE_Li_Battery_8hr_45 | Operational_New_Capacity_MW | -1
Borden_Storey_SSN | Southern_PGAE_Li_Battery_8hr_165 | Reliability_Capacity_In_Model_Year | 0.5 | Gates_TB_11_HSN | Southern_PGAE_Li_Battery_8hr_46 | Reliability_Capacity_In_Model_Year | 1 | Southern_PGAE_Li_Battery_8hr_46 | Gates 500/230kV TB #11 | CAISO_Li_Battery_8hr_Dispatch | Solar | Gates_TB_11_HSN | Southern_PGAE_Li_Battery_8hr_46 | Reliability_Capacity_In_Model_Year | 1 | Gates_TB_11_SSN | Southern_PGAE_Li_Battery_8hr_46 | Reliability_Capacity_In_Model_Year | 0.5 | Gates_TB_11_offpeak | Southern_PGAE_Li_Battery_8hr_46 | Operational_New_Capacity_MW | -1
Borden_Storey_SSN | Northern_California_Li_Battery_8hr_166 | Reliability_Capacity_In_Model_Year | 0.5 | Gates_TB_11_HSN | Southern_PGAE_Li_Battery_8hr_49 | Reliability_Capacity_In_Model_Year | 1 | Southern_PGAE_Li_Battery_8hr_49 | Gates 500/230kV TB #11 | CAISO_Li_Battery_8hr_Dispatch | Solar | Gates_TB_11_HSN | Southern_PGAE_Li_Battery_8hr_49 | Reliability_Capacity_In_Model_Year | 1 | Gates_TB_11_SSN | Southern_PGAE_Li_Battery_8hr_49 | Reliability_Capacity_In_Model_Year | 0.5 | Gates_TB_11_offpeak | Southern_PGAE_Li_Battery_8hr_49 | Operational_New_Capacity_MW | -1
Borden_Storey_SSN | Southern_PGAE_Li_Battery_8hr_168 | Reliability_Capacity_In_Model_Year | 0.5 | Gates_TB_11_HSN | Southern_PGAE_Li_Battery_8hr_52 | Reliability_Capacity_In_Model_Year | 1 | Southern_PGAE_Li_Battery_8hr_52 | Gates 500/230kV TB #11 | CAISO_Li_Battery_8hr_Dispatch | Solar | Gates_TB_11_HSN | Southern_PGAE_Li_Battery_8hr_52 | Reliability_Capacity_In_Model_Year | 1 | Gates_TB_11_SSN | Southern_PGAE_Li_Battery_8hr_52 | Reliability_Capacity_In_Model_Year | 0.5 | Gates_TB_11_offpeak | Southern_PGAE_Li_Battery_8hr_52 | Operational_New_Capacity_MW | -1
Borden_Storey_SSN | Southern_PGAE_Li_Battery_8hr_169 | Reliability_Capacity_In_Model_Year | 0.5 | Gates_TB_11_HSN | Southern_PGAE_Li_Battery_8hr_61 | Reliability_Capacity_In_Model_Year | 1 | Southern_PGAE_Li_Battery_8hr_61 | Gates 500/230kV TB #11 | CAISO_Li_Battery_8hr_Dispatch | Solar | Gates_TB_11_HSN | Southern_PGAE_Li_Battery_8hr_61 | Reliability_Capacity_In_Model_Year | 1 | Gates_TB_11_SSN | Southern_PGAE_Li_Battery_8hr_61 | Reliability_Capacity_In_Model_Year | 0.5 | Gates_TB_11_offpeak | Southern_PGAE_Li_Battery_8hr_61 | Operational_New_Capacity_MW | -1
Borden_Storey_SSN | Southern_PGAE_Li_Battery_8hr_170 | Reliability_Capacity_In_Model_Year | 0.5 | Gates_TB_11_HSN | Southern_PGAE_Li_Battery_8hr_69 | Reliability_Capacity_In_Model_Year | 1 | Southern_PGAE_Li_Battery_8hr_69 | Gates 500/230kV TB #11 | CAISO_Li_Battery_8hr_Dispatch | Solar | Gates_TB_11_HSN | Southern_PGAE_Li_Battery_8hr_69 | Reliability_Capacity_In_Model_Year | 1 | Gates_TB_11_SSN | Southern_PGAE_Li_Battery_8hr_69 | Reliability_Capacity_In_Model_Year | 0.5 | Gates_TB_11_offpeak | Southern_PGAE_Li_Battery_8hr_69 | Operational_New_Capacity_MW | -1
Borden_Storey_SSN | Southern_PGAE_Li_Battery_8hr_174 | Reliability_Capacity_In_Model_Year | 0.5 | Gates_TB_11_HSN | Southern_PGAE_Li_Battery_8hr_72 | Reliability_Capacity_In_Model_Year | 1 | Southern_PGAE_Li_Battery_8hr_72 | Gates 500/230kV TB #11 | CAISO_Li_Battery_8hr_Dispatch | Solar | Gates_TB_11_HSN | Southern_PGAE_Li_Battery_8hr_72 | Reliability_Capacity_In_Model_Year | 1 | Gates_TB_11_SSN | Southern_PGAE_Li_Battery_8hr_72 | Reliability_Capacity_In_Model_Year | 0.5 | Gates_TB_11_offpeak | Southern_PGAE_Li_Battery_8hr_72 | Operational_New_Capacity_MW | -1
Borden_Storey_SSN | Southern_PGAE_Li_Battery_8hr_176 | Reliability_Capacity_In_Model_Year | 0.5 | Gates_TB_11_HSN | Southern_PGAE_Li_Battery_8hr_74 | Reliability_Capacity_In_Model_Year | 1 | Southern_PGAE_Li_Battery_8hr_74 | Gates 500/230kV TB #11 | CAISO_Li_Battery_8hr_Dispatch | Solar | Gates_TB_11_HSN | Southern_PGAE_Li_Battery_8hr_74 | Reliability_Capacity_In_Model_Year | 1 | Gates_TB_11_SSN | Southern_PGAE_Li_Battery_8hr_74 | Reliability_Capacity_In_Model_Year | 0.5 | Gates_TB_11_offpeak | Southern_PGAE_Li_Battery_8hr_74 | Operational_New_Capacity_MW | -1
Borden_Storey_SSN | Central_Valley_North_Los_Banos_Wind_154 | Reliability_Capacity_In_Model_Year | 0.163 | Gates_TB_11_HSN | Southern_PGAE_Li_Battery_8hr_75 | Reliability_Capacity_In_Model_Year | 1 | Southern_PGAE_Li_Battery_8hr_75 | Gates 500/230kV TB #11 | CAISO_Li_Battery_8hr_Dispatch | Solar | Gates_TB_11_HSN | Southern_PGAE_Li_Battery_8hr_75 | Reliability_Capacity_In_Model_Year | 1 | Gates_TB_11_SSN | Southern_PGAE_Li_Battery_8hr_75 | Reliability_Capacity_In_Model_Year | 0.5 | Gates_TB_11_offpeak | Southern_PGAE_Li_Battery_8hr_75 | Operational_New_Capacity_MW | -1
Borden_Storey_SSN | Central_Valley_North_Los_Banos_Wind_162 | Reliability_Capacity_In_Model_Year | 0.163 | Gates_TB_11_HSN | Southern_PGAE_Li_Battery_8hr_79 | Reliability_Capacity_In_Model_Year | 1 | Southern_PGAE_Li_Battery_8hr_79 | Gates 500/230kV TB #11 | CAISO_Li_Battery_8hr_Dispatch | Solar | Gates_TB_11_HSN | Southern_PGAE_Li_Battery_8hr_79 | Reliability_Capacity_In_Model_Year | 1 | Gates_TB_11_SSN | Southern_PGAE_Li_Battery_8hr_79 | Reliability_Capacity_In_Model_Year | 0.5 | Gates_TB_11_offpeak | Southern_PGAE_Li_Battery_8hr_79 | Operational_New_Capacity_MW | -1
Borden_Storey_SSN | Northern_California_Solar_166 | Reliability_Capacity_In_Model_Year | 0.556 | Gates_TB_11_HSN | Southern_PGAE_Li_Battery_8hr_93 | Reliability_Capacity_In_Model_Year | 1 | Southern_PGAE_Li_Battery_8hr_93 | Gates 500/230kV TB #11 | CAISO_Li_Battery_8hr_Dispatch | Solar | Gates_TB_11_HSN | Southern_PGAE_Li_Battery_8hr_93 | Reliability_Capacity_In_Model_Year | 1 | Gates_TB_11_SSN | Southern_PGAE_Li_Battery_8hr_93 | Reliability_Capacity_In_Model_Year | 0.5 | Gates_TB_11_offpeak | Southern_PGAE_Li_Battery_8hr_93 | Operational_New_Capacity_MW | -1
Borden_Storey_SSN | Southern_PGAE_Solar_93 | Reliability_Capacity_In_Model_Year | 0.556 | Gates_TB_11_HSN | Southern_PGAE_Li_Battery_8hr_98 | Reliability_Capacity_In_Model_Year | 1 | Southern_PGAE_Li_Battery_8hr_98 | Gates 500/230kV TB #11 | CAISO_Li_Battery_8hr_Dispatch | Solar | Gates_TB_11_HSN | Southern_PGAE_Li_Battery_8hr_98 | Reliability_Capacity_In_Model_Year | 1 | Gates_TB_11_SSN | Southern_PGAE_Li_Battery_8hr_98 | Reliability_Capacity_In_Model_Year | 0.5 | Gates_TB_11_offpeak | Southern_PGAE_Li_Battery_8hr_98 | Operational_New_Capacity_MW | -1
Borden_Storey_SSN | Southern_PGAE_Solar_117 | Reliability_Capacity_In_Model_Year | 0.556 | Gates_TB_11_HSN | Southern_PGAE_Li_Battery_8hr_102 | Reliability_Capacity_In_Model_Year | 1 | Southern_PGAE_Li_Battery_8hr_102 | Gates 500/230kV TB #11 | CAISO_Li_Battery_8hr_Dispatch | Solar | Gates_TB_11_HSN | Southern_PGAE_Li_Battery_8hr_102 | Reliability_Capacity_In_Model_Year | 1 | Gates_TB_11_SSN | Southern_PGAE_Li_Battery_8hr_102 | Reliability_Capacity_In_Model_Year | 0.5 | Gates_TB_11_offpeak | Southern_PGAE_Li_Battery_8hr_102 | Operational_New_Capacity_MW | -1
Borden_Storey_SSN | Southern_PGAE_Solar_140 | Reliability_Capacity_In_Model_Year | 0.556 | Gates_TB_11_HSN | Southern_PGAE_Li_Battery_8hr_109 | Reliability_Capacity_In_Model_Year | 1 | Southern_PGAE_Li_Battery_8hr_109 | Gates 500/230kV TB #11 | CAISO_Li_Battery_8hr_Dispatch | Solar | Gates_TB_11_HSN | Southern_PGAE_Li_Battery_8hr_109 | Reliability_Capacity_In_Model_Year | 1 | Gates_TB_11_SSN | Southern_PGAE_Li_Battery_8hr_109 | Reliability_Capacity_In_Model_Year | 0.5 | Gates_TB_11_offpeak | Southern_PGAE_Li_Battery_8hr_109 | Operational_New_Capacity_MW | -1
Borden_Storey_SSN | Southern_PGAE_Solar_151 | Reliability_Capacity_In_Model_Year | 0.556 | Gates_TB_11_HSN | Southern_PGAE_Li_Battery_8hr_117 | Reliability_Capacity_In_Model_Year | 1 | Southern_PGAE_Li_Battery_8hr_117 | Gates 500/230kV TB #11 | CAISO_Li_Battery_8hr_Dispatch | Solar | Gates_TB_11_HSN | Southern_PGAE_Li_Battery_8hr_117 | Reliability_Capacity_In_Model_Year | 1 | Gates_TB_11_SSN | Southern_PGAE_Li_Battery_8hr_117 | Reliability_Capacity_In_Model_Year | 0.5 | Gates_TB_11_offpeak | Southern_PGAE_Li_Battery_8hr_117 | Operational_New_Capacity_MW | -1
Borden_Storey_SSN | Southern_PGAE_Solar_154 | Reliability_Capacity_In_Model_Year | 0.556 | Gates_TB_11_HSN | Southern_PGAE_Li_Battery_8hr_118 | Reliability_Capacity_In_Model_Year | 1 | Southern_PGAE_Li_Battery_8hr_118 | Gates 500/230kV TB #11 | CAISO_Li_Battery_8hr_Dispatch | Solar | Gates_TB_11_HSN | Southern_PGAE_Li_Battery_8hr_118 | Reliability_Capacity_In_Model_Year | 1 | Gates_TB_11_SSN | Southern_PGAE_Li_Battery_8hr_118 | Reliability_Capacity_In_Model_Year | 0.5 | Gates_TB_11_offpeak | Southern_PGAE_Li_Battery_8hr_118 | Operational_New_Capacity_MW | -1
Borden_Storey_SSN | Southern_PGAE_Solar_161 | Reliability_Capacity_In_Model_Year | 0.556 | Gates_TB_11_HSN | Southern_PGAE_Li_Battery_8hr_124 | Reliability_Capacity_In_Model_Year | 1 | Southern_PGAE_Li_Battery_8hr_124 | Gates 500/230kV TB #11 | CAISO_Li_Battery_8hr_Dispatch | Solar | Gates_TB_11_HSN | Southern_PGAE_Li_Battery_8hr_124 | Reliability_Capacity_In_Model_Year | 1 | Gates_TB_11_SSN | Southern_PGAE_Li_Battery_8hr_124 | Reliability_Capacity_In_Model_Year | 0.5 | Gates_TB_11_offpeak | Southern_PGAE_Li_Battery_8hr_124 | Operational_New_Capacity_MW | -1
Borden_Storey_SSN | Southern_PGAE_Solar_162 | Reliability_Capacity_In_Model_Year | 0.556 | Gates_TB_11_HSN | Southern_PGAE_Li_Battery_8hr_139 | Reliability_Capacity_In_Model_Year | 1 | Southern_PGAE_Li_Battery_8hr_139 | Gates 500/230kV TB #11 | CAISO_Li_Battery_8hr_Dispatch | Solar | Gates_TB_11_HSN | Southern_PGAE_Li_Battery_8hr_139 | Reliability_Capacity_In_Model_Year | 1 | Gates_TB_11_SSN | Southern_PGAE_Li_Battery_8hr_139 | Reliability_Capacity_In_Model_Year | 0.5 | Gates_TB_11_offpeak | Southern_PGAE_Li_Battery_8hr_139 | Operational_New_Capacity_MW | -1
Borden_Storey_SSN | Southern_PGAE_Solar_163 | Reliability_Capacity_In_Model_Year | 0.556 | Gates_TB_11_HSN | Southern_PGAE_Li_Battery_8hr_140 | Reliability_Capacity_In_Model_Year | 1 | Southern_PGAE_Li_Battery_8hr_140 | Gates 500/230kV TB #11 | CAISO_Li_Battery_8hr_Dispatch | Solar | Gates_TB_11_HSN | Southern_PGAE_Li_Battery_8hr_140 | Reliability_Capacity_In_Model_Year | 1 | Gates_TB_11_SSN | Southern_PGAE_Li_Battery_8hr_140 | Reliability_Capacity_In_Model_Year | 0.5 | Gates_TB_11_offpeak | Southern_PGAE_Li_Battery_8hr_140 | Operational_New_Capacity_MW | -1
Borden_Storey_SSN | Southern_PGAE_Solar_164 | Reliability_Capacity_In_Model_Year | 0.556 | Gates_TB_11_HSN | Southern_PGAE_Li_Battery_8hr_151 | Reliability_Capacity_In_Model_Year | 1 | Southern_PGAE_Li_Battery_8hr_151 | Gates 500/230kV TB #11 | CAISO_Li_Battery_8hr_Dispatch | Solar | Gates_TB_11_HSN | Southern_PGAE_Li_Battery_8hr_151 | Reliability_Capacity_In_Model_Year | 1 | Gates_TB_11_SSN | Southern_PGAE_Li_Battery_8hr_151 | Reliability_Capacity_In_Model_Year | 0.5 | Gates_TB_11_offpeak | Southern_PGAE_Li_Battery_8hr_151 | Operational_New_Capacity_MW | -1
Borden_Storey_SSN | Southern_PGAE_Solar_165 | Reliability_Capacity_In_Model_Year | 0.556 | Gates_TB_11_HSN | Southern_PGAE_Li_Battery_8hr_154 | Reliability_Capacity_In_Model_Year | 1 | Southern_PGAE_Li_Battery_8hr_154 | Gates 500/230kV TB #11 | CAISO_Li_Battery_8hr_Dispatch | Solar | Gates_TB_11_HSN | Southern_PGAE_Li_Battery_8hr_154 | Reliability_Capacity_In_Model_Year | 1 | Gates_TB_11_SSN | Southern_PGAE_Li_Battery_8hr_154 | Reliability_Capacity_In_Model_Year | 0.5 | Gates_TB_11_offpeak | Southern_PGAE_Li_Battery_8hr_154 | Operational_New_Capacity_MW | -1
Borden_Storey_SSN | Southern_PGAE_Solar_168 | Reliability_Capacity_In_Model_Year | 0.556 | Gates_TB_11_HSN | Southern_PGAE_Li_Battery_8hr_161 | Reliability_Capacity_In_Model_Year | 1 | Southern_PGAE_Li_Battery_8hr_161 | Gates 500/230kV TB #11 | CAISO_Li_Battery_8hr_Dispatch | Solar | Gates_TB_11_HSN | Southern_PGAE_Li_Battery_8hr_161 | Reliability_Capacity_In_Model_Year | 1 | Gates_TB_11_SSN | Southern_PGAE_Li_Battery_8hr_161 | Reliability_Capacity_In_Model_Year | 0.5 | Gates_TB_11_offpeak | Southern_PGAE_Li_Battery_8hr_161 | Operational_New_Capacity_MW | -1
Borden_Storey_SSN | Southern_PGAE_Solar_169 | Reliability_Capacity_In_Model_Year | 0.556 | Gates_TB_11_HSN | Southern_PGAE_Li_Battery_8hr_162 | Reliability_Capacity_In_Model_Year | 1 | Southern_PGAE_Li_Battery_8hr_162 | Gates 500/230kV TB #11 | CAISO_Li_Battery_8hr_Dispatch | Solar | Gates_TB_11_HSN | Southern_PGAE_Li_Battery_8hr_162 | Reliability_Capacity_In_Model_Year | 1 | Gates_TB_11_SSN | Southern_PGAE_Li_Battery_8hr_162 | Reliability_Capacity_In_Model_Year | 0.5 | Gates_TB_11_offpeak | Southern_PGAE_Li_Battery_8hr_162 | Operational_New_Capacity_MW | -1
Borden_Storey_SSN | Southern_PGAE_Solar_170 | Reliability_Capacity_In_Model_Year | 0.556 | Gates_TB_11_HSN | Southern_PGAE_Li_Battery_8hr_163 | Reliability_Capacity_In_Model_Year | 1 | Southern_PGAE_Li_Battery_8hr_163 | Gates 500/230kV TB #11 | CAISO_Li_Battery_8hr_Dispatch | Solar | Gates_TB_11_HSN | Southern_PGAE_Li_Battery_8hr_163 | Reliability_Capacity_In_Model_Year | 1 | Gates_TB_11_SSN | Southern_PGAE_Li_Battery_8hr_163 | Reliability_Capacity_In_Model_Year | 0.5 | Gates_TB_11_offpeak | Southern_PGAE_Li_Battery_8hr_163 | Operational_New_Capacity_MW | -1
Borden_Storey_SSN | Southern_PGAE_Solar_174 | Reliability_Capacity_In_Model_Year | 0.556 | Gates_TB_11_HSN | Southern_PGAE_Li_Battery_8hr_164 | Reliability_Capacity_In_Model_Year | 1 | Southern_PGAE_Li_Battery_8hr_164 | Gates 500/230kV TB #11 | CAISO_Li_Battery_8hr_Dispatch | Solar | Gates_TB_11_HSN | Southern_PGAE_Li_Battery_8hr_164 | Reliability_Capacity_In_Model_Year | 1 | Gates_TB_11_SSN | Southern_PGAE_Li_Battery_8hr_164 | Reliability_Capacity_In_Model_Year | 0.5 | Gates_TB_11_offpeak | Southern_PGAE_Li_Battery_8hr_164 | Operational_New_Capacity_MW | -1
Borden_Storey_SSN | Southern_PGAE_Solar_176 | Reliability_Capacity_In_Model_Year | 0.556 | Gates_TB_11_HSN | Southern_PGAE_Li_Battery_8hr_165 | Reliability_Capacity_In_Model_Year | 1 | Southern_PGAE_Li_Battery_8hr_165 | Gates 500/230kV TB #11 | CAISO_Li_Battery_8hr_Dispatch | Solar | Gates_TB_11_HSN | Southern_PGAE_Li_Battery_8hr_165 | Reliability_Capacity_In_Model_Year | 1 | Gates_TB_11_SSN | Southern_PGAE_Li_Battery_8hr_165 | Reliability_Capacity_In_Model_Year | 0.5 | Gates_TB_11_offpeak | Southern_PGAE_Li_Battery_8hr_165 | Operational_New_Capacity_MW | -1
Borden_Storey_SSN | Borden_Storey_group | Operational_New_Capacity_MW | -1 | Gates_TB_11_HSN | Southern_PGAE_Li_Battery_8hr_168 | Reliability_Capacity_In_Model_Year | 1 | Southern_PGAE_Li_Battery_8hr_168 | Gates 500/230kV TB #11 | CAISO_Li_Battery_8hr_Dispatch | Solar | Gates_TB_11_HSN | Southern_PGAE_Li_Battery_8hr_168 | Reliability_Capacity_In_Model_Year | 1 | Gates_TB_11_SSN | Southern_PGAE_Li_Battery_8hr_168 | Reliability_Capacity_In_Model_Year | 0.5 | Gates_TB_11_offpeak | Southern_PGAE_Li_Battery_8hr_168 | Operational_New_Capacity_MW | -1
Calcite_Lugo_HSN | Greater_Kramer_Flow_Battery_103 | Reliability_Capacity_In_Model_Year | 1 | Gates_TB_11_HSN | Southern_PGAE_Li_Battery_8hr_169 | Reliability_Capacity_In_Model_Year | 1 | Southern_PGAE_Li_Battery_8hr_169 | Gates 500/230kV TB #11 | CAISO_Li_Battery_8hr_Dispatch | Solar | Gates_TB_11_HSN | Southern_PGAE_Li_Battery_8hr_169 | Reliability_Capacity_In_Model_Year | 1 | Gates_TB_11_SSN | Southern_PGAE_Li_Battery_8hr_169 | Reliability_Capacity_In_Model_Year | 0.5 | Gates_TB_11_offpeak | Southern_PGAE_Li_Battery_8hr_169 | Operational_New_Capacity_MW | -1
Calcite_Lugo_HSN | Greater_Kramer_Li_Battery_4hr_103 | Reliability_Capacity_In_Model_Year | 1 | Gates_TB_11_HSN | Southern_PGAE_Li_Battery_8hr_170 | Reliability_Capacity_In_Model_Year | 1 | Southern_PGAE_Li_Battery_8hr_170 | Gates 500/230kV TB #11 | CAISO_Li_Battery_8hr_Dispatch | Solar | Gates_TB_11_HSN | Southern_PGAE_Li_Battery_8hr_170 | Reliability_Capacity_In_Model_Year | 1 | Gates_TB_11_SSN | Southern_PGAE_Li_Battery_8hr_170 | Reliability_Capacity_In_Model_Year | 0.5 | Gates_TB_11_offpeak | Southern_PGAE_Li_Battery_8hr_170 | Operational_New_Capacity_MW | -1
Calcite_Lugo_HSN | Greater_Kramer_Li_Battery_8hr_103 | Reliability_Capacity_In_Model_Year | 1 | Gates_TB_11_HSN | Southern_PGAE_Li_Battery_8hr_174 | Reliability_Capacity_In_Model_Year | 1 | Southern_PGAE_Li_Battery_8hr_174 | Gates 500/230kV TB #11 | CAISO_Li_Battery_8hr_Dispatch | Solar | Gates_TB_11_HSN | Southern_PGAE_Li_Battery_8hr_174 | Reliability_Capacity_In_Model_Year | 1 | Gates_TB_11_SSN | Southern_PGAE_Li_Battery_8hr_174 | Reliability_Capacity_In_Model_Year | 0.5 | Gates_TB_11_offpeak | Southern_PGAE_Li_Battery_8hr_174 | Operational_New_Capacity_MW | -1
Calcite_Lugo_HSN | Greater_Kramer_Solar_103 | Reliability_Capacity_In_Model_Year | 0.106 | Gates_TB_11_HSN | Southern_PGAE_Li_Battery_8hr_176 | Reliability_Capacity_In_Model_Year | 1 | Southern_PGAE_Li_Battery_8hr_176 | Gates 500/230kV TB #11 | CAISO_Li_Battery_8hr_Dispatch | Solar | Gates_TB_11_HSN | Southern_PGAE_Li_Battery_8hr_176 | Reliability_Capacity_In_Model_Year | 1 | Gates_TB_11_SSN | Southern_PGAE_Li_Battery_8hr_176 | Reliability_Capacity_In_Model_Year | 0.5 | Gates_TB_11_offpeak | Southern_PGAE_Li_Battery_8hr_176 | Operational_New_Capacity_MW | -1
Calcite_Lugo_HSN | Calcite_Lugo_group | Operational_New_Capacity_MW | -1 | Gates_TB_11_HSN | Central_Valley_North_Los_Banos_Wind_154 | Reliability_Capacity_In_Model_Year | 0.665 | Central_Valley_North_Los_Banos_Wind_154 | Gates 500/230kV TB #11 | Central_Valley_North_Los_Banos_Wind | Solar | Gates_TB_11_HSN | Central_Valley_North_Los_Banos_Wind_154 | Reliability_Capacity_In_Model_Year | 0.665 | Gates_TB_11_SSN | Central_Valley_North_Los_Banos_Wind_154 | Reliability_Capacity_In_Model_Year | 0.163 | Gates_TB_11_offpeak | Central_Valley_North_Los_Banos_Wind_154 | Operational_New_Capacity_MW | 0.44
Calcite_Lugo_offpeak | Greater_Kramer_Flow_Battery_103 | Operational_New_Capacity_MW | -1 | Gates_TB_11_HSN | Central_Valley_North_Los_Banos_Wind_162 | Reliability_Capacity_In_Model_Year | 0.665 | Central_Valley_North_Los_Banos_Wind_162 | Gates 500/230kV TB #11 | Central_Valley_North_Los_Banos_Wind | Solar | Gates_TB_11_HSN | Central_Valley_North_Los_Banos_Wind_162 | Reliability_Capacity_In_Model_Year | 0.665 | Gates_TB_11_SSN | Central_Valley_North_Los_Banos_Wind_162 | Reliability_Capacity_In_Model_Year | 0.163 | Gates_TB_11_offpeak | Central_Valley_North_Los_Banos_Wind_162 | Operational_New_Capacity_MW | 0.44
Calcite_Lugo_offpeak | Greater_Kramer_Li_Battery_4hr_103 | Operational_New_Capacity_MW | -1 | Gates_TB_11_HSN | Southern_PGAE_Solar_8 | Reliability_Capacity_In_Model_Year | 0.1 | Southern_PGAE_Solar_8 | Gates 500/230kV TB #11 | Southern_PGAE_Solar | Solar | Gates_TB_11_HSN | Southern_PGAE_Solar_8 | Reliability_Capacity_In_Model_Year | 0.1 | Gates_TB_11_SSN | Southern_PGAE_Solar_8 | Reliability_Capacity_In_Model_Year | 0.556 | Gates_TB_11_offpeak | Southern_PGAE_Solar_8 | Operational_New_Capacity_MW | 0.79
Calcite_Lugo_offpeak | Greater_Kramer_Li_Battery_8hr_103 | Operational_New_Capacity_MW | -1 | Gates_TB_11_HSN | Southern_PGAE_Solar_22 | Reliability_Capacity_In_Model_Year | 0.1 | Southern_PGAE_Solar_22 | Gates 500/230kV TB #11 | Southern_PGAE_Solar | Solar | Gates_TB_11_HSN | Southern_PGAE_Solar_22 | Reliability_Capacity_In_Model_Year | 0.1 | Gates_TB_11_SSN | Southern_PGAE_Solar_22 | Reliability_Capacity_In_Model_Year | 0.556 | Gates_TB_11_offpeak | Southern_PGAE_Solar_22 | Operational_New_Capacity_MW | 0.79
Calcite_Lugo_offpeak | Greater_Kramer_Solar_103 | Operational_New_Capacity_MW | 0.77 | Gates_TB_11_HSN | Southern_PGAE_Solar_23 | Reliability_Capacity_In_Model_Year | 0.1 | Southern_PGAE_Solar_23 | Gates 500/230kV TB #11 | Southern_PGAE_Solar | Solar | Gates_TB_11_HSN | Southern_PGAE_Solar_23 | Reliability_Capacity_In_Model_Year | 0.1 | Gates_TB_11_SSN | Southern_PGAE_Solar_23 | Reliability_Capacity_In_Model_Year | 0.556 | Gates_TB_11_offpeak | Southern_PGAE_Solar_23 | Operational_New_Capacity_MW | 0.79
Calcite_Lugo_offpeak | Calcite_Lugo_group | Operational_New_Capacity_MW | -1 | Gates_TB_11_HSN | Southern_PGAE_Solar_24 | Reliability_Capacity_In_Model_Year | 0.1 | Southern_PGAE_Solar_24 | Gates 500/230kV TB #11 | Southern_PGAE_Solar | Solar | Gates_TB_11_HSN | Southern_PGAE_Solar_24 | Reliability_Capacity_In_Model_Year | 0.1 | Gates_TB_11_SSN | Southern_PGAE_Solar_24 | Reliability_Capacity_In_Model_Year | 0.556 | Gates_TB_11_offpeak | Southern_PGAE_Solar_24 | Operational_New_Capacity_MW | 0.79
Calcite_Lugo_SSN | Greater_Kramer_Flow_Battery_103 | Reliability_Capacity_In_Model_Year | 0.5 | Gates_TB_11_HSN | Southern_PGAE_Solar_33 | Reliability_Capacity_In_Model_Year | 0.1 | Southern_PGAE_Solar_33 | Gates 500/230kV TB #11 | Southern_PGAE_Solar | Solar | Gates_TB_11_HSN | Southern_PGAE_Solar_33 | Reliability_Capacity_In_Model_Year | 0.1 | Gates_TB_11_SSN | Southern_PGAE_Solar_33 | Reliability_Capacity_In_Model_Year | 0.556 | Gates_TB_11_offpeak | Southern_PGAE_Solar_33 | Operational_New_Capacity_MW | 0.79
Calcite_Lugo_SSN | Greater_Kramer_Li_Battery_4hr_103 | Reliability_Capacity_In_Model_Year | 0.5 | Gates_TB_11_HSN | Southern_PGAE_Solar_45 | Reliability_Capacity_In_Model_Year | 0.1 | Southern_PGAE_Solar_45 | Gates 500/230kV TB #11 | Southern_PGAE_Solar | Solar | Gates_TB_11_HSN | Southern_PGAE_Solar_45 | Reliability_Capacity_In_Model_Year | 0.1 | Gates_TB_11_SSN | Southern_PGAE_Solar_45 | Reliability_Capacity_In_Model_Year | 0.556 | Gates_TB_11_offpeak | Southern_PGAE_Solar_45 | Operational_New_Capacity_MW | 0.79
Calcite_Lugo_SSN | Greater_Kramer_Li_Battery_8hr_103 | Reliability_Capacity_In_Model_Year | 0.5 | Gates_TB_11_HSN | Southern_PGAE_Solar_46 | Reliability_Capacity_In_Model_Year | 0.1 | Southern_PGAE_Solar_46 | Gates 500/230kV TB #11 | Southern_PGAE_Solar | Solar | Gates_TB_11_HSN | Southern_PGAE_Solar_46 | Reliability_Capacity_In_Model_Year | 0.1 | Gates_TB_11_SSN | Southern_PGAE_Solar_46 | Reliability_Capacity_In_Model_Year | 0.556 | Gates_TB_11_offpeak | Southern_PGAE_Solar_46 | Operational_New_Capacity_MW | 0.79
Calcite_Lugo_SSN | Greater_Kramer_Solar_103 | Reliability_Capacity_In_Model_Year | 0.427 | Gates_TB_11_HSN | Southern_PGAE_Solar_49 | Reliability_Capacity_In_Model_Year | 0.1 | Southern_PGAE_Solar_49 | Gates 500/230kV TB #11 | Southern_PGAE_Solar | Solar | Gates_TB_11_HSN | Southern_PGAE_Solar_49 | Reliability_Capacity_In_Model_Year | 0.1 | Gates_TB_11_SSN | Southern_PGAE_Solar_49 | Reliability_Capacity_In_Model_Year | 0.556 | Gates_TB_11_offpeak | Southern_PGAE_Solar_49 | Operational_New_Capacity_MW | 0.79
Calcite_Lugo_SSN | Calcite_Lugo_group | Operational_New_Capacity_MW | -1 | Gates_TB_11_HSN | Southern_PGAE_Solar_52 | Reliability_Capacity_In_Model_Year | 0.1 | Southern_PGAE_Solar_52 | Gates 500/230kV TB #11 | Southern_PGAE_Solar | Solar | Gates_TB_11_HSN | Southern_PGAE_Solar_52 | Reliability_Capacity_In_Model_Year | 0.1 | Gates_TB_11_SSN | Southern_PGAE_Solar_52 | Reliability_Capacity_In_Model_Year | 0.556 | Gates_TB_11_offpeak | Southern_PGAE_Solar_52 | Operational_New_Capacity_MW | 0.79
Cape_Mendocino_Offshore_Line_HSN | Cape_Mendocino_Offshore_Wind_Asset | Reliability_Capacity_In_Model_Year | 1 | Gates_TB_11_HSN | Southern_PGAE_Solar_61 | Reliability_Capacity_In_Model_Year | 0.1 | Southern_PGAE_Solar_61 | Gates 500/230kV TB #11 | Southern_PGAE_Solar | Solar | Gates_TB_11_HSN | Southern_PGAE_Solar_61 | Reliability_Capacity_In_Model_Year | 0.1 | Gates_TB_11_SSN | Southern_PGAE_Solar_61 | Reliability_Capacity_In_Model_Year | 0.556 | Gates_TB_11_offpeak | Southern_PGAE_Solar_61 | Operational_New_Capacity_MW | 0.79
Cape_Mendocino_Offshore_Line_HSN | Cape_Mendocino_Offshore_Line_group | Operational_New_Capacity_MW | -1 | Gates_TB_11_HSN | Southern_PGAE_Solar_69 | Reliability_Capacity_In_Model_Year | 0.1 | Southern_PGAE_Solar_69 | Gates 500/230kV TB #11 | Southern_PGAE_Solar | Solar | Gates_TB_11_HSN | Southern_PGAE_Solar_69 | Reliability_Capacity_In_Model_Year | 0.1 | Gates_TB_11_SSN | Southern_PGAE_Solar_69 | Reliability_Capacity_In_Model_Year | 0.556 | Gates_TB_11_offpeak | Southern_PGAE_Solar_69 | Operational_New_Capacity_MW | 0.79
Cape_Mendocino_Offshore_Line_offpeak | Cape_Mendocino_Offshore_Wind_Asset | Operational_New_Capacity_MW | 1 | Gates_TB_11_HSN | Southern_PGAE_Solar_72 | Reliability_Capacity_In_Model_Year | 0.1 | Southern_PGAE_Solar_72 | Gates 500/230kV TB #11 | Southern_PGAE_Solar | Solar | Gates_TB_11_HSN | Southern_PGAE_Solar_72 | Reliability_Capacity_In_Model_Year | 0.1 | Gates_TB_11_SSN | Southern_PGAE_Solar_72 | Reliability_Capacity_In_Model_Year | 0.556 | Gates_TB_11_offpeak | Southern_PGAE_Solar_72 | Operational_New_Capacity_MW | 0.79
Cape_Mendocino_Offshore_Line_offpeak | Cape_Mendocino_Offshore_Line_group | Operational_New_Capacity_MW | -1 | Gates_TB_11_HSN | Southern_PGAE_Solar_74 | Reliability_Capacity_In_Model_Year | 0.1 | Southern_PGAE_Solar_74 | Gates 500/230kV TB #11 | Southern_PGAE_Solar | Solar | Gates_TB_11_HSN | Southern_PGAE_Solar_74 | Reliability_Capacity_In_Model_Year | 0.1 | Gates_TB_11_SSN | Southern_PGAE_Solar_74 | Reliability_Capacity_In_Model_Year | 0.556 | Gates_TB_11_offpeak | Southern_PGAE_Solar_74 | Operational_New_Capacity_MW | 0.79
Cape_Mendocino_Offshore_Line_SSN | Cape_Mendocino_Offshore_Wind_Asset | Reliability_Capacity_In_Model_Year | 0.51 | Gates_TB_11_HSN | Southern_PGAE_Solar_75 | Reliability_Capacity_In_Model_Year | 0.1 | Southern_PGAE_Solar_75 | Gates 500/230kV TB #11 | Southern_PGAE_Solar | Solar | Gates_TB_11_HSN | Southern_PGAE_Solar_75 | Reliability_Capacity_In_Model_Year | 0.1 | Gates_TB_11_SSN | Southern_PGAE_Solar_75 | Reliability_Capacity_In_Model_Year | 0.556 | Gates_TB_11_offpeak | Southern_PGAE_Solar_75 | Operational_New_Capacity_MW | 0.79
Cape_Mendocino_Offshore_Line_SSN | Cape_Mendocino_Offshore_Line_group | Operational_New_Capacity_MW | -1 | Gates_TB_11_HSN | Southern_PGAE_Solar_79 | Reliability_Capacity_In_Model_Year | 0.1 | Southern_PGAE_Solar_79 | Gates 500/230kV TB #11 | Southern_PGAE_Solar | Solar | Gates_TB_11_HSN | Southern_PGAE_Solar_79 | Reliability_Capacity_In_Model_Year | 0.1 | Gates_TB_11_SSN | Southern_PGAE_Solar_79 | Reliability_Capacity_In_Model_Year | 0.556 | Gates_TB_11_offpeak | Southern_PGAE_Solar_79 | Operational_New_Capacity_MW | 0.79
Capistrano_San_Onofre_HSN | Riverside_Flow_Battery_129 | Reliability_Capacity_In_Model_Year | 1 | Gates_TB_11_HSN | Southern_PGAE_Solar_93 | Reliability_Capacity_In_Model_Year | 0.1 | Southern_PGAE_Solar_93 | Gates 500/230kV TB #11 | Southern_PGAE_Solar | Solar | Gates_TB_11_HSN | Southern_PGAE_Solar_93 | Reliability_Capacity_In_Model_Year | 0.1 | Gates_TB_11_SSN | Southern_PGAE_Solar_93 | Reliability_Capacity_In_Model_Year | 0.556 | Gates_TB_11_offpeak | Southern_PGAE_Solar_93 | Operational_New_Capacity_MW | 0.79
Capistrano_San_Onofre_HSN | Riverside_Li_Battery_4hr_129 | Reliability_Capacity_In_Model_Year | 1 | Gates_TB_11_HSN | Southern_PGAE_Solar_98 | Reliability_Capacity_In_Model_Year | 0.1 | Southern_PGAE_Solar_98 | Gates 500/230kV TB #11 | Southern_PGAE_Solar | Solar | Gates_TB_11_HSN | Southern_PGAE_Solar_98 | Reliability_Capacity_In_Model_Year | 0.1 | Gates_TB_11_SSN | Southern_PGAE_Solar_98 | Reliability_Capacity_In_Model_Year | 0.556 | Gates_TB_11_offpeak | Southern_PGAE_Solar_98 | Operational_New_Capacity_MW | 0.79
Capistrano_San_Onofre_HSN | Riverside_Li_Battery_8hr_129 | Reliability_Capacity_In_Model_Year | 1 | Gates_TB_11_HSN | Southern_PGAE_Solar_102 | Reliability_Capacity_In_Model_Year | 0.1 | Southern_PGAE_Solar_102 | Gates 500/230kV TB #11 | Southern_PGAE_Solar | Solar | Gates_TB_11_HSN | Southern_PGAE_Solar_102 | Reliability_Capacity_In_Model_Year | 0.1 | Gates_TB_11_SSN | Southern_PGAE_Solar_102 | Reliability_Capacity_In_Model_Year | 0.556 | Gates_TB_11_offpeak | Southern_PGAE_Solar_102 | Operational_New_Capacity_MW | 0.79
Capistrano_San_Onofre_HSN | Riverside_Solar_129 | Reliability_Capacity_In_Model_Year | 0.106 | Gates_TB_11_HSN | Southern_PGAE_Solar_109 | Reliability_Capacity_In_Model_Year | 0.1 | Southern_PGAE_Solar_109 | Gates 500/230kV TB #11 | Southern_PGAE_Solar | Solar | Gates_TB_11_HSN | Southern_PGAE_Solar_109 | Reliability_Capacity_In_Model_Year | 0.1 | Gates_TB_11_SSN | Southern_PGAE_Solar_109 | Reliability_Capacity_In_Model_Year | 0.556 | Gates_TB_11_offpeak | Southern_PGAE_Solar_109 | Operational_New_Capacity_MW | 0.79
Capistrano_San_Onofre_HSN | Capistrano_San_Onofre_group | Operational_New_Capacity_MW | -1 | Gates_TB_11_HSN | Southern_PGAE_Solar_117 | Reliability_Capacity_In_Model_Year | 0.1 | Southern_PGAE_Solar_117 | Gates 500/230kV TB #11 | Southern_PGAE_Solar | Solar | Gates_TB_11_HSN | Southern_PGAE_Solar_117 | Reliability_Capacity_In_Model_Year | 0.1 | Gates_TB_11_SSN | Southern_PGAE_Solar_117 | Reliability_Capacity_In_Model_Year | 0.556 | Gates_TB_11_offpeak | Southern_PGAE_Solar_117 | Operational_New_Capacity_MW | 0.79
Capistrano_San_Onofre_offpeak | Riverside_Flow_Battery_129 | Operational_New_Capacity_MW | -1 | Gates_TB_11_HSN | Southern_PGAE_Solar_118 | Reliability_Capacity_In_Model_Year | 0.1 | Southern_PGAE_Solar_118 | Gates 500/230kV TB #11 | Southern_PGAE_Solar | Solar | Gates_TB_11_HSN | Southern_PGAE_Solar_118 | Reliability_Capacity_In_Model_Year | 0.1 | Gates_TB_11_SSN | Southern_PGAE_Solar_118 | Reliability_Capacity_In_Model_Year | 0.556 | Gates_TB_11_offpeak | Southern_PGAE_Solar_118 | Operational_New_Capacity_MW | 0.79
Capistrano_San_Onofre_offpeak | Riverside_Li_Battery_4hr_129 | Operational_New_Capacity_MW | -1 | Gates_TB_11_HSN | Southern_PGAE_Solar_124 | Reliability_Capacity_In_Model_Year | 0.1 | Southern_PGAE_Solar_124 | Gates 500/230kV TB #11 | Southern_PGAE_Solar | Solar | Gates_TB_11_HSN | Southern_PGAE_Solar_124 | Reliability_Capacity_In_Model_Year | 0.1 | Gates_TB_11_SSN | Southern_PGAE_Solar_124 | Reliability_Capacity_In_Model_Year | 0.556 | Gates_TB_11_offpeak | Southern_PGAE_Solar_124 | Operational_New_Capacity_MW | 0.79
Capistrano_San_Onofre_offpeak | Riverside_Li_Battery_8hr_129 | Operational_New_Capacity_MW | -1 | Gates_TB_11_HSN | Southern_PGAE_Solar_139 | Reliability_Capacity_In_Model_Year | 0.1 | Southern_PGAE_Solar_139 | Gates 500/230kV TB #11 | Southern_PGAE_Solar | Solar | Gates_TB_11_HSN | Southern_PGAE_Solar_139 | Reliability_Capacity_In_Model_Year | 0.1 | Gates_TB_11_SSN | Southern_PGAE_Solar_139 | Reliability_Capacity_In_Model_Year | 0.556 | Gates_TB_11_offpeak | Southern_PGAE_Solar_139 | Operational_New_Capacity_MW | 0.79
Capistrano_San_Onofre_offpeak | Riverside_Solar_129 | Operational_New_Capacity_MW | 0.77 | Gates_TB_11_HSN | Southern_PGAE_Solar_140 | Reliability_Capacity_In_Model_Year | 0.1 | Southern_PGAE_Solar_140 | Gates 500/230kV TB #11 | Southern_PGAE_Solar | Solar | Gates_TB_11_HSN | Southern_PGAE_Solar_140 | Reliability_Capacity_In_Model_Year | 0.1 | Gates_TB_11_SSN | Southern_PGAE_Solar_140 | Reliability_Capacity_In_Model_Year | 0.556 | Gates_TB_11_offpeak | Southern_PGAE_Solar_140 | Operational_New_Capacity_MW | 0.79
Capistrano_San_Onofre_offpeak | Capistrano_San_Onofre_group | Operational_New_Capacity_MW | -1 | Gates_TB_11_HSN | Southern_PGAE_Solar_151 | Reliability_Capacity_In_Model_Year | 0.1 | Southern_PGAE_Solar_151 | Gates 500/230kV TB #11 | Southern_PGAE_Solar | Solar | Gates_TB_11_HSN | Southern_PGAE_Solar_151 | Reliability_Capacity_In_Model_Year | 0.1 | Gates_TB_11_SSN | Southern_PGAE_Solar_151 | Reliability_Capacity_In_Model_Year | 0.556 | Gates_TB_11_offpeak | Southern_PGAE_Solar_151 | Operational_New_Capacity_MW | 0.79
Capistrano_San_Onofre_SSN | Riverside_Flow_Battery_129 | Reliability_Capacity_In_Model_Year | 0.5 | Gates_TB_11_HSN | Southern_PGAE_Solar_154 | Reliability_Capacity_In_Model_Year | 0.1 | Southern_PGAE_Solar_154 | Gates 500/230kV TB #11 | Southern_PGAE_Solar | Solar | Gates_TB_11_HSN | Southern_PGAE_Solar_154 | Reliability_Capacity_In_Model_Year | 0.1 | Gates_TB_11_SSN | Southern_PGAE_Solar_154 | Reliability_Capacity_In_Model_Year | 0.556 | Gates_TB_11_offpeak | Southern_PGAE_Solar_154 | Operational_New_Capacity_MW | 0.79
Capistrano_San_Onofre_SSN | Riverside_Li_Battery_4hr_129 | Reliability_Capacity_In_Model_Year | 0.5 | Gates_TB_11_HSN | Southern_PGAE_Solar_161 | Reliability_Capacity_In_Model_Year | 0.1 | Southern_PGAE_Solar_161 | Gates 500/230kV TB #11 | Southern_PGAE_Solar | Solar | Gates_TB_11_HSN | Southern_PGAE_Solar_161 | Reliability_Capacity_In_Model_Year | 0.1 | Gates_TB_11_SSN | Southern_PGAE_Solar_161 | Reliability_Capacity_In_Model_Year | 0.556 | Gates_TB_11_offpeak | Southern_PGAE_Solar_161 | Operational_New_Capacity_MW | 0.79
Capistrano_San_Onofre_SSN | Riverside_Li_Battery_8hr_129 | Reliability_Capacity_In_Model_Year | 0.5 | Gates_TB_11_HSN | Southern_PGAE_Solar_162 | Reliability_Capacity_In_Model_Year | 0.1 | Southern_PGAE_Solar_162 | Gates 500/230kV TB #11 | Southern_PGAE_Solar | Solar | Gates_TB_11_HSN | Southern_PGAE_Solar_162 | Reliability_Capacity_In_Model_Year | 0.1 | Gates_TB_11_SSN | Southern_PGAE_Solar_162 | Reliability_Capacity_In_Model_Year | 0.556 | Gates_TB_11_offpeak | Southern_PGAE_Solar_162 | Operational_New_Capacity_MW | 0.79
Capistrano_San_Onofre_SSN | Riverside_Solar_129 | Reliability_Capacity_In_Model_Year | 0.427 | Gates_TB_11_HSN | Southern_PGAE_Solar_163 | Reliability_Capacity_In_Model_Year | 0.1 | Southern_PGAE_Solar_163 | Gates 500/230kV TB #11 | Southern_PGAE_Solar | Solar | Gates_TB_11_HSN | Southern_PGAE_Solar_163 | Reliability_Capacity_In_Model_Year | 0.1 | Gates_TB_11_SSN | Southern_PGAE_Solar_163 | Reliability_Capacity_In_Model_Year | 0.556 | Gates_TB_11_offpeak | Southern_PGAE_Solar_163 | Operational_New_Capacity_MW | 0.79
Capistrano_San_Onofre_SSN | Capistrano_San_Onofre_group | Operational_New_Capacity_MW | -1 | Gates_TB_11_HSN | Southern_PGAE_Solar_164 | Reliability_Capacity_In_Model_Year | 0.1 | Southern_PGAE_Solar_164 | Gates 500/230kV TB #11 | Southern_PGAE_Solar | Solar | Gates_TB_11_HSN | Southern_PGAE_Solar_164 | Reliability_Capacity_In_Model_Year | 0.1 | Gates_TB_11_SSN | Southern_PGAE_Solar_164 | Reliability_Capacity_In_Model_Year | 0.556 | Gates_TB_11_offpeak | Southern_PGAE_Solar_164 | Operational_New_Capacity_MW | 0.79
Carberry_Round_Mt_HSN | Northern_California_Flow_Battery_38 | Reliability_Capacity_In_Model_Year | 1 | Gates_TB_11_HSN | Southern_PGAE_Solar_165 | Reliability_Capacity_In_Model_Year | 0.1 | Southern_PGAE_Solar_165 | Gates 500/230kV TB #11 | Southern_PGAE_Solar | Solar | Gates_TB_11_HSN | Southern_PGAE_Solar_165 | Reliability_Capacity_In_Model_Year | 0.1 | Gates_TB_11_SSN | Southern_PGAE_Solar_165 | Reliability_Capacity_In_Model_Year | 0.556 | Gates_TB_11_offpeak | Southern_PGAE_Solar_165 | Operational_New_Capacity_MW | 0.79
Carberry_Round_Mt_HSN | Northern_California_Li_Battery_4hr_38 | Reliability_Capacity_In_Model_Year | 1 | Gates_TB_11_HSN | Southern_PGAE_Solar_168 | Reliability_Capacity_In_Model_Year | 0.1 | Southern_PGAE_Solar_168 | Gates 500/230kV TB #11 | Southern_PGAE_Solar | Solar | Gates_TB_11_HSN | Southern_PGAE_Solar_168 | Reliability_Capacity_In_Model_Year | 0.1 | Gates_TB_11_SSN | Southern_PGAE_Solar_168 | Reliability_Capacity_In_Model_Year | 0.556 | Gates_TB_11_offpeak | Southern_PGAE_Solar_168 | Operational_New_Capacity_MW | 0.79
Carberry_Round_Mt_HSN | Northern_California_Li_Battery_8hr_38 | Reliability_Capacity_In_Model_Year | 1 | Gates_TB_11_HSN | Southern_PGAE_Solar_169 | Reliability_Capacity_In_Model_Year | 0.1 | Southern_PGAE_Solar_169 | Gates 500/230kV TB #11 | Southern_PGAE_Solar | Solar | Gates_TB_11_HSN | Southern_PGAE_Solar_169 | Reliability_Capacity_In_Model_Year | 0.1 | Gates_TB_11_SSN | Southern_PGAE_Solar_169 | Reliability_Capacity_In_Model_Year | 0.556 | Gates_TB_11_offpeak | Southern_PGAE_Solar_169 | Operational_New_Capacity_MW | 0.79
Carberry_Round_Mt_HSN | Northern_California_Solar_38 | Reliability_Capacity_In_Model_Year | 0.1 | Gates_TB_11_HSN | Southern_PGAE_Solar_170 | Reliability_Capacity_In_Model_Year | 0.1 | Southern_PGAE_Solar_170 | Gates 500/230kV TB #11 | Southern_PGAE_Solar | Solar | Gates_TB_11_HSN | Southern_PGAE_Solar_170 | Reliability_Capacity_In_Model_Year | 0.1 | Gates_TB_11_SSN | Southern_PGAE_Solar_170 | Reliability_Capacity_In_Model_Year | 0.556 | Gates_TB_11_offpeak | Southern_PGAE_Solar_170 | Operational_New_Capacity_MW | 0.79
Carberry_Round_Mt_HSN | Carberry_Round_Mt_group | Operational_New_Capacity_MW | -1 | Gates_TB_11_HSN | Southern_PGAE_Solar_174 | Reliability_Capacity_In_Model_Year | 0.1 | Southern_PGAE_Solar_174 | Gates 500/230kV TB #11 | Southern_PGAE_Solar | Solar | Gates_TB_11_HSN | Southern_PGAE_Solar_174 | Reliability_Capacity_In_Model_Year | 0.1 | Gates_TB_11_SSN | Southern_PGAE_Solar_174 | Reliability_Capacity_In_Model_Year | 0.556 | Gates_TB_11_offpeak | Southern_PGAE_Solar_174 | Operational_New_Capacity_MW | 0.79
Carberry_Round_Mt_offpeak | Northern_California_Flow_Battery_38 | Operational_New_Capacity_MW | -1 | Gates_TB_11_HSN | Southern_PGAE_Solar_176 | Reliability_Capacity_In_Model_Year | 0.1 | Southern_PGAE_Solar_176 | Gates 500/230kV TB #11 | Southern_PGAE_Solar | Solar | Gates_TB_11_HSN | Southern_PGAE_Solar_176 | Reliability_Capacity_In_Model_Year | 0.1 | Gates_TB_11_SSN | Southern_PGAE_Solar_176 | Reliability_Capacity_In_Model_Year | 0.556 | Gates_TB_11_offpeak | Southern_PGAE_Solar_176 | Operational_New_Capacity_MW | 0.79
Carberry_Round_Mt_offpeak | Northern_California_Li_Battery_4hr_38 | Operational_New_Capacity_MW | -1 | Gates_TB_12_HSN | Southern_PGAE_Flow_Battery_23 | Reliability_Capacity_In_Model_Year | 1 | Southern_PGAE_Flow_Battery_23 | Gates 500/230kV TB #12 | CAISO_Flow_Battery_8hr_Dispatch | Solar | Gates_TB_12_HSN | Southern_PGAE_Flow_Battery_23 | Reliability_Capacity_In_Model_Year | 1 | Gates_TB_12_SSN | Southern_PGAE_Flow_Battery_23 | Reliability_Capacity_In_Model_Year | 0.5 | Gates_TB_12_offpeak | Southern_PGAE_Flow_Battery_23 | Operational_New_Capacity_MW | -1
Carberry_Round_Mt_offpeak | Northern_California_Li_Battery_8hr_38 | Operational_New_Capacity_MW | -1 | Gates_TB_12_HSN | Southern_PGAE_Flow_Battery_24 | Reliability_Capacity_In_Model_Year | 1 | Southern_PGAE_Flow_Battery_24 | Gates 500/230kV TB #12 | CAISO_Flow_Battery_8hr_Dispatch | Solar | Gates_TB_12_HSN | Southern_PGAE_Flow_Battery_24 | Reliability_Capacity_In_Model_Year | 1 | Gates_TB_12_SSN | Southern_PGAE_Flow_Battery_24 | Reliability_Capacity_In_Model_Year | 0.5 | Gates_TB_12_offpeak | Southern_PGAE_Flow_Battery_24 | Operational_New_Capacity_MW | -1
Carberry_Round_Mt_offpeak | Northern_California_Solar_38 | Operational_New_Capacity_MW | 0.68 | Gates_TB_12_HSN | Southern_PGAE_Flow_Battery_33 | Reliability_Capacity_In_Model_Year | 1 | Southern_PGAE_Flow_Battery_33 | Gates 500/230kV TB #12 | CAISO_Flow_Battery_8hr_Dispatch | Solar | Gates_TB_12_HSN | Southern_PGAE_Flow_Battery_33 | Reliability_Capacity_In_Model_Year | 1 | Gates_TB_12_SSN | Southern_PGAE_Flow_Battery_33 | Reliability_Capacity_In_Model_Year | 0.5 | Gates_TB_12_offpeak | Southern_PGAE_Flow_Battery_33 | Operational_New_Capacity_MW | -1
Carberry_Round_Mt_offpeak | Carberry_Round_Mt_group | Operational_New_Capacity_MW | -0.96154 | Gates_TB_12_HSN | Southern_PGAE_Flow_Battery_34 | Reliability_Capacity_In_Model_Year | 1 | Southern_PGAE_Flow_Battery_34 | Gates 500/230kV TB #12 | CAISO_Flow_Battery_8hr_Dispatch | Solar | Gates_TB_12_HSN | Southern_PGAE_Flow_Battery_34 | Reliability_Capacity_In_Model_Year | 1 | Gates_TB_12_SSN | Southern_PGAE_Flow_Battery_34 | Reliability_Capacity_In_Model_Year | 0.5 | Gates_TB_12_offpeak | Southern_PGAE_Flow_Battery_34 | Operational_New_Capacity_MW | -1
Carberry_Round_Mt_SSN | Northern_California_Flow_Battery_38 | Reliability_Capacity_In_Model_Year | 0.5 | Gates_TB_12_HSN | Southern_PGAE_Flow_Battery_45 | Reliability_Capacity_In_Model_Year | 1 | Southern_PGAE_Flow_Battery_45 | Gates 500/230kV TB #12 | CAISO_Flow_Battery_8hr_Dispatch | Solar | Gates_TB_12_HSN | Southern_PGAE_Flow_Battery_45 | Reliability_Capacity_In_Model_Year | 1 | Gates_TB_12_SSN | Southern_PGAE_Flow_Battery_45 | Reliability_Capacity_In_Model_Year | 0.5 | Gates_TB_12_offpeak | Southern_PGAE_Flow_Battery_45 | Operational_New_Capacity_MW | -1
Carberry_Round_Mt_SSN | Northern_California_Li_Battery_4hr_38 | Reliability_Capacity_In_Model_Year | 0.5 | Gates_TB_12_HSN | Southern_PGAE_Flow_Battery_46 | Reliability_Capacity_In_Model_Year | 1 | Southern_PGAE_Flow_Battery_46 | Gates 500/230kV TB #12 | CAISO_Flow_Battery_8hr_Dispatch | Solar | Gates_TB_12_HSN | Southern_PGAE_Flow_Battery_46 | Reliability_Capacity_In_Model_Year | 1 | Gates_TB_12_SSN | Southern_PGAE_Flow_Battery_46 | Reliability_Capacity_In_Model_Year | 0.5 | Gates_TB_12_offpeak | Southern_PGAE_Flow_Battery_46 | Operational_New_Capacity_MW | -1
Carberry_Round_Mt_SSN | Northern_California_Li_Battery_8hr_38 | Reliability_Capacity_In_Model_Year | 0.5 | Gates_TB_12_HSN | Southern_PGAE_Flow_Battery_49 | Reliability_Capacity_In_Model_Year | 1 | Southern_PGAE_Flow_Battery_49 | Gates 500/230kV TB #12 | CAISO_Flow_Battery_8hr_Dispatch | Solar | Gates_TB_12_HSN | Southern_PGAE_Flow_Battery_49 | Reliability_Capacity_In_Model_Year | 1 | Gates_TB_12_SSN | Southern_PGAE_Flow_Battery_49 | Reliability_Capacity_In_Model_Year | 0.5 | Gates_TB_12_offpeak | Southern_PGAE_Flow_Battery_49 | Operational_New_Capacity_MW | -1
Carberry_Round_Mt_SSN | Northern_California_Solar_38 | Reliability_Capacity_In_Model_Year | 0.556 | Gates_TB_12_HSN | Southern_PGAE_Flow_Battery_52 | Reliability_Capacity_In_Model_Year | 1 | Southern_PGAE_Flow_Battery_52 | Gates 500/230kV TB #12 | CAISO_Flow_Battery_8hr_Dispatch | Solar | Gates_TB_12_HSN | Southern_PGAE_Flow_Battery_52 | Reliability_Capacity_In_Model_Year | 1 | Gates_TB_12_SSN | Southern_PGAE_Flow_Battery_52 | Reliability_Capacity_In_Model_Year | 0.5 | Gates_TB_12_offpeak | Southern_PGAE_Flow_Battery_52 | Operational_New_Capacity_MW | -1
Carberry_Round_Mt_SSN | Carberry_Round_Mt_group | Operational_New_Capacity_MW | -1 | Gates_TB_12_HSN | Southern_PGAE_Flow_Battery_61 | Reliability_Capacity_In_Model_Year | 1 | Southern_PGAE_Flow_Battery_61 | Gates 500/230kV TB #12 | CAISO_Flow_Battery_8hr_Dispatch | Solar | Gates_TB_12_HSN | Southern_PGAE_Flow_Battery_61 | Reliability_Capacity_In_Model_Year | 1 | Gates_TB_12_SSN | Southern_PGAE_Flow_Battery_61 | Reliability_Capacity_In_Model_Year | 0.5 | Gates_TB_12_offpeak | Southern_PGAE_Flow_Battery_61 | Operational_New_Capacity_MW | -1
Chicarita_138_HSN | San_Diego_Pumped_Storage_119 | Reliability_Capacity_In_Model_Year | 1 | Gates_TB_12_HSN | Southern_PGAE_Flow_Battery_69 | Reliability_Capacity_In_Model_Year | 1 | Southern_PGAE_Flow_Battery_69 | Gates 500/230kV TB #12 | CAISO_Flow_Battery_8hr_Dispatch | Solar | Gates_TB_12_HSN | Southern_PGAE_Flow_Battery_69 | Reliability_Capacity_In_Model_Year | 1 | Gates_TB_12_SSN | Southern_PGAE_Flow_Battery_69 | Reliability_Capacity_In_Model_Year | 0.5 | Gates_TB_12_offpeak | Southern_PGAE_Flow_Battery_69 | Operational_New_Capacity_MW | -1
Chicarita_138_HSN | Chicarita_138_group | Operational_New_Capacity_MW | -1 | Gates_TB_12_HSN | Southern_PGAE_Flow_Battery_72 | Reliability_Capacity_In_Model_Year | 1 | Southern_PGAE_Flow_Battery_72 | Gates 500/230kV TB #12 | CAISO_Flow_Battery_8hr_Dispatch | Solar | Gates_TB_12_HSN | Southern_PGAE_Flow_Battery_72 | Reliability_Capacity_In_Model_Year | 1 | Gates_TB_12_SSN | Southern_PGAE_Flow_Battery_72 | Reliability_Capacity_In_Model_Year | 0.5 | Gates_TB_12_offpeak | Southern_PGAE_Flow_Battery_72 | Operational_New_Capacity_MW | -1
Chicarita_138_offpeak | San_Diego_Pumped_Storage_119 | Operational_New_Capacity_MW | -1 | Gates_TB_12_HSN | Southern_PGAE_Flow_Battery_74 | Reliability_Capacity_In_Model_Year | 1 | Southern_PGAE_Flow_Battery_74 | Gates 500/230kV TB #12 | CAISO_Flow_Battery_8hr_Dispatch | Solar | Gates_TB_12_HSN | Southern_PGAE_Flow_Battery_74 | Reliability_Capacity_In_Model_Year | 1 | Gates_TB_12_SSN | Southern_PGAE_Flow_Battery_74 | Reliability_Capacity_In_Model_Year | 0.5 | Gates_TB_12_offpeak | Southern_PGAE_Flow_Battery_74 | Operational_New_Capacity_MW | -1
Chicarita_138_offpeak | Chicarita_138_group | Operational_New_Capacity_MW | -1 | Gates_TB_12_HSN | Southern_PGAE_Flow_Battery_75 | Reliability_Capacity_In_Model_Year | 1 | Southern_PGAE_Flow_Battery_75 | Gates 500/230kV TB #12 | CAISO_Flow_Battery_8hr_Dispatch | Solar | Gates_TB_12_HSN | Southern_PGAE_Flow_Battery_75 | Reliability_Capacity_In_Model_Year | 1 | Gates_TB_12_SSN | Southern_PGAE_Flow_Battery_75 | Reliability_Capacity_In_Model_Year | 0.5 | Gates_TB_12_offpeak | Southern_PGAE_Flow_Battery_75 | Operational_New_Capacity_MW | -1
Chicarita_138_SSN | San_Diego_Pumped_Storage_119 | Reliability_Capacity_In_Model_Year | 0.5 | Gates_TB_12_HSN | Southern_PGAE_Flow_Battery_79 | Reliability_Capacity_In_Model_Year | 1 | Southern_PGAE_Flow_Battery_79 | Gates 500/230kV TB #12 | CAISO_Flow_Battery_8hr_Dispatch | Solar | Gates_TB_12_HSN | Southern_PGAE_Flow_Battery_79 | Reliability_Capacity_In_Model_Year | 1 | Gates_TB_12_SSN | Southern_PGAE_Flow_Battery_79 | Reliability_Capacity_In_Model_Year | 0.5 | Gates_TB_12_offpeak | Southern_PGAE_Flow_Battery_79 | Operational_New_Capacity_MW | -1
Chicarita_138_SSN | Chicarita_138_group | Operational_New_Capacity_MW | -1 | Gates_TB_12_HSN | Southern_PGAE_Flow_Battery_93 | Reliability_Capacity_In_Model_Year | 1 | Southern_PGAE_Flow_Battery_93 | Gates 500/230kV TB #12 | CAISO_Flow_Battery_8hr_Dispatch | Solar | Gates_TB_12_HSN | Southern_PGAE_Flow_Battery_93 | Reliability_Capacity_In_Model_Year | 1 | Gates_TB_12_SSN | Southern_PGAE_Flow_Battery_93 | Reliability_Capacity_In_Model_Year | 0.5 | Gates_TB_12_offpeak | Southern_PGAE_Flow_Battery_93 | Operational_New_Capacity_MW | -1
Chowchilla_Le_Grand_HSN | Southern_PGAE_Flow_Battery_140 | Reliability_Capacity_In_Model_Year | 1 | Gates_TB_12_HSN | Southern_PGAE_Flow_Battery_98 | Reliability_Capacity_In_Model_Year | 1 | Southern_PGAE_Flow_Battery_98 | Gates 500/230kV TB #12 | CAISO_Flow_Battery_8hr_Dispatch | Solar | Gates_TB_12_HSN | Southern_PGAE_Flow_Battery_98 | Reliability_Capacity_In_Model_Year | 1 | Gates_TB_12_SSN | Southern_PGAE_Flow_Battery_98 | Reliability_Capacity_In_Model_Year | 0.5 | Gates_TB_12_offpeak | Southern_PGAE_Flow_Battery_98 | Operational_New_Capacity_MW | -1
Chowchilla_Le_Grand_HSN | Southern_PGAE_Flow_Battery_151 | Reliability_Capacity_In_Model_Year | 1 | Gates_TB_12_HSN | Southern_PGAE_Flow_Battery_102 | Reliability_Capacity_In_Model_Year | 1 | Southern_PGAE_Flow_Battery_102 | Gates 500/230kV TB #12 | CAISO_Flow_Battery_8hr_Dispatch | Solar | Gates_TB_12_HSN | Southern_PGAE_Flow_Battery_102 | Reliability_Capacity_In_Model_Year | 1 | Gates_TB_12_SSN | Southern_PGAE_Flow_Battery_102 | Reliability_Capacity_In_Model_Year | 0.5 | Gates_TB_12_offpeak | Southern_PGAE_Flow_Battery_102 | Operational_New_Capacity_MW | -1
Chowchilla_Le_Grand_HSN | Southern_PGAE_Flow_Battery_154 | Reliability_Capacity_In_Model_Year | 1 | Gates_TB_12_HSN | Southern_PGAE_Flow_Battery_109 | Reliability_Capacity_In_Model_Year | 1 | Southern_PGAE_Flow_Battery_109 | Gates 500/230kV TB #12 | CAISO_Flow_Battery_8hr_Dispatch | Solar | Gates_TB_12_HSN | Southern_PGAE_Flow_Battery_109 | Reliability_Capacity_In_Model_Year | 1 | Gates_TB_12_SSN | Southern_PGAE_Flow_Battery_109 | Reliability_Capacity_In_Model_Year | 0.5 | Gates_TB_12_offpeak | Southern_PGAE_Flow_Battery_109 | Operational_New_Capacity_MW | -1
Chowchilla_Le_Grand_HSN | Southern_PGAE_Flow_Battery_161 | Reliability_Capacity_In_Model_Year | 1 | Gates_TB_12_HSN | Southern_PGAE_Flow_Battery_117 | Reliability_Capacity_In_Model_Year | 1 | Southern_PGAE_Flow_Battery_117 | Gates 500/230kV TB #12 | CAISO_Flow_Battery_8hr_Dispatch | Solar | Gates_TB_12_HSN | Southern_PGAE_Flow_Battery_117 | Reliability_Capacity_In_Model_Year | 1 | Gates_TB_12_SSN | Southern_PGAE_Flow_Battery_117 | Reliability_Capacity_In_Model_Year | 0.5 | Gates_TB_12_offpeak | Southern_PGAE_Flow_Battery_117 | Operational_New_Capacity_MW | -1
Chowchilla_Le_Grand_HSN | Southern_PGAE_Flow_Battery_162 | Reliability_Capacity_In_Model_Year | 1 | Gates_TB_12_HSN | Southern_PGAE_Flow_Battery_118 | Reliability_Capacity_In_Model_Year | 1 | Southern_PGAE_Flow_Battery_118 | Gates 500/230kV TB #12 | CAISO_Flow_Battery_8hr_Dispatch | Solar | Gates_TB_12_HSN | Southern_PGAE_Flow_Battery_118 | Reliability_Capacity_In_Model_Year | 1 | Gates_TB_12_SSN | Southern_PGAE_Flow_Battery_118 | Reliability_Capacity_In_Model_Year | 0.5 | Gates_TB_12_offpeak | Southern_PGAE_Flow_Battery_118 | Operational_New_Capacity_MW | -1
Chowchilla_Le_Grand_HSN | Southern_PGAE_Flow_Battery_163 | Reliability_Capacity_In_Model_Year | 1 | Gates_TB_12_HSN | Southern_PGAE_Flow_Battery_124 | Reliability_Capacity_In_Model_Year | 1 | Southern_PGAE_Flow_Battery_124 | Gates 500/230kV TB #12 | CAISO_Flow_Battery_8hr_Dispatch | Solar | Gates_TB_12_HSN | Southern_PGAE_Flow_Battery_124 | Reliability_Capacity_In_Model_Year | 1 | Gates_TB_12_SSN | Southern_PGAE_Flow_Battery_124 | Reliability_Capacity_In_Model_Year | 0.5 | Gates_TB_12_offpeak | Southern_PGAE_Flow_Battery_124 | Operational_New_Capacity_MW | -1
Chowchilla_Le_Grand_HSN | Southern_PGAE_Flow_Battery_164 | Reliability_Capacity_In_Model_Year | 1 | Gates_TB_12_HSN | Southern_PGAE_Flow_Battery_139 | Reliability_Capacity_In_Model_Year | 1 | Southern_PGAE_Flow_Battery_139 | Gates 500/230kV TB #12 | CAISO_Flow_Battery_8hr_Dispatch | Solar | Gates_TB_12_HSN | Southern_PGAE_Flow_Battery_139 | Reliability_Capacity_In_Model_Year | 1 | Gates_TB_12_SSN | Southern_PGAE_Flow_Battery_139 | Reliability_Capacity_In_Model_Year | 0.5 | Gates_TB_12_offpeak | Southern_PGAE_Flow_Battery_139 | Operational_New_Capacity_MW | -1
Chowchilla_Le_Grand_HSN | Southern_PGAE_Flow_Battery_165 | Reliability_Capacity_In_Model_Year | 1 | Gates_TB_12_HSN | Southern_PGAE_Flow_Battery_140 | Reliability_Capacity_In_Model_Year | 1 | Southern_PGAE_Flow_Battery_140 | Gates 500/230kV TB #12 | CAISO_Flow_Battery_8hr_Dispatch | Solar | Gates_TB_12_HSN | Southern_PGAE_Flow_Battery_140 | Reliability_Capacity_In_Model_Year | 1 | Gates_TB_12_SSN | Southern_PGAE_Flow_Battery_140 | Reliability_Capacity_In_Model_Year | 0.5 | Gates_TB_12_offpeak | Southern_PGAE_Flow_Battery_140 | Operational_New_Capacity_MW | -1
Chowchilla_Le_Grand_HSN | Northern_California_Flow_Battery_166 | Reliability_Capacity_In_Model_Year | 1 | Gates_TB_12_HSN | Southern_PGAE_Flow_Battery_151 | Reliability_Capacity_In_Model_Year | 1 | Southern_PGAE_Flow_Battery_151 | Gates 500/230kV TB #12 | CAISO_Flow_Battery_8hr_Dispatch | Solar | Gates_TB_12_HSN | Southern_PGAE_Flow_Battery_151 | Reliability_Capacity_In_Model_Year | 1 | Gates_TB_12_SSN | Southern_PGAE_Flow_Battery_151 | Reliability_Capacity_In_Model_Year | 0.5 | Gates_TB_12_offpeak | Southern_PGAE_Flow_Battery_151 | Operational_New_Capacity_MW | -1
Chowchilla_Le_Grand_HSN | Southern_PGAE_Flow_Battery_168 | Reliability_Capacity_In_Model_Year | 1 | Gates_TB_12_HSN | Southern_PGAE_Flow_Battery_154 | Reliability_Capacity_In_Model_Year | 1 | Southern_PGAE_Flow_Battery_154 | Gates 500/230kV TB #12 | CAISO_Flow_Battery_8hr_Dispatch | Solar | Gates_TB_12_HSN | Southern_PGAE_Flow_Battery_154 | Reliability_Capacity_In_Model_Year | 1 | Gates_TB_12_SSN | Southern_PGAE_Flow_Battery_154 | Reliability_Capacity_In_Model_Year | 0.5 | Gates_TB_12_offpeak | Southern_PGAE_Flow_Battery_154 | Operational_New_Capacity_MW | -1
Chowchilla_Le_Grand_HSN | Southern_PGAE_Flow_Battery_169 | Reliability_Capacity_In_Model_Year | 1 | Gates_TB_12_HSN | Southern_PGAE_Flow_Battery_161 | Reliability_Capacity_In_Model_Year | 1 | Southern_PGAE_Flow_Battery_161 | Gates 500/230kV TB #12 | CAISO_Flow_Battery_8hr_Dispatch | Solar | Gates_TB_12_HSN | Southern_PGAE_Flow_Battery_161 | Reliability_Capacity_In_Model_Year | 1 | Gates_TB_12_SSN | Southern_PGAE_Flow_Battery_161 | Reliability_Capacity_In_Model_Year | 0.5 | Gates_TB_12_offpeak | Southern_PGAE_Flow_Battery_161 | Operational_New_Capacity_MW | -1
Chowchilla_Le_Grand_HSN | Southern_PGAE_Flow_Battery_170 | Reliability_Capacity_In_Model_Year | 1 | Gates_TB_12_HSN | Southern_PGAE_Flow_Battery_162 | Reliability_Capacity_In_Model_Year | 1 | Southern_PGAE_Flow_Battery_162 | Gates 500/230kV TB #12 | CAISO_Flow_Battery_8hr_Dispatch | Solar | Gates_TB_12_HSN | Southern_PGAE_Flow_Battery_162 | Reliability_Capacity_In_Model_Year | 1 | Gates_TB_12_SSN | Southern_PGAE_Flow_Battery_162 | Reliability_Capacity_In_Model_Year | 0.5 | Gates_TB_12_offpeak | Southern_PGAE_Flow_Battery_162 | Operational_New_Capacity_MW | -1
Chowchilla_Le_Grand_HSN | Southern_PGAE_Flow_Battery_174 | Reliability_Capacity_In_Model_Year | 1 | Gates_TB_12_HSN | Southern_PGAE_Flow_Battery_163 | Reliability_Capacity_In_Model_Year | 1 | Southern_PGAE_Flow_Battery_163 | Gates 500/230kV TB #12 | CAISO_Flow_Battery_8hr_Dispatch | Solar | Gates_TB_12_HSN | Southern_PGAE_Flow_Battery_163 | Reliability_Capacity_In_Model_Year | 1 | Gates_TB_12_SSN | Southern_PGAE_Flow_Battery_163 | Reliability_Capacity_In_Model_Year | 0.5 | Gates_TB_12_offpeak | Southern_PGAE_Flow_Battery_163 | Operational_New_Capacity_MW | -1
Chowchilla_Le_Grand_HSN | Southern_PGAE_Flow_Battery_176 | Reliability_Capacity_In_Model_Year | 1 | Gates_TB_12_HSN | Southern_PGAE_Flow_Battery_164 | Reliability_Capacity_In_Model_Year | 1 | Southern_PGAE_Flow_Battery_164 | Gates 500/230kV TB #12 | CAISO_Flow_Battery_8hr_Dispatch | Solar | Gates_TB_12_HSN | Southern_PGAE_Flow_Battery_164 | Reliability_Capacity_In_Model_Year | 1 | Gates_TB_12_SSN | Southern_PGAE_Flow_Battery_164 | Reliability_Capacity_In_Model_Year | 0.5 | Gates_TB_12_offpeak | Southern_PGAE_Flow_Battery_164 | Operational_New_Capacity_MW | -1
Chowchilla_Le_Grand_HSN | Southern_PGAE_Li_Battery_4hr_140 | Reliability_Capacity_In_Model_Year | 1 | Gates_TB_12_HSN | Southern_PGAE_Flow_Battery_165 | Reliability_Capacity_In_Model_Year | 1 | Southern_PGAE_Flow_Battery_165 | Gates 500/230kV TB #12 | CAISO_Flow_Battery_8hr_Dispatch | Solar | Gates_TB_12_HSN | Southern_PGAE_Flow_Battery_165 | Reliability_Capacity_In_Model_Year | 1 | Gates_TB_12_SSN | Southern_PGAE_Flow_Battery_165 | Reliability_Capacity_In_Model_Year | 0.5 | Gates_TB_12_offpeak | Southern_PGAE_Flow_Battery_165 | Operational_New_Capacity_MW | -1
Chowchilla_Le_Grand_HSN | Southern_PGAE_Li_Battery_4hr_151 | Reliability_Capacity_In_Model_Year | 1 | Gates_TB_12_HSN | Northern_California_Flow_Battery_166 | Reliability_Capacity_In_Model_Year | 1 | Northern_California_Flow_Battery_166 | Gates 500/230kV TB #12 | CAISO_Flow_Battery_8hr_Dispatch | Solar | Gates_TB_12_HSN | Northern_California_Flow_Battery_166 | Reliability_Capacity_In_Model_Year | 1 | Gates_TB_12_SSN | Northern_California_Flow_Battery_166 | Reliability_Capacity_In_Model_Year | 0.5 | Gates_TB_12_offpeak | Northern_California_Flow_Battery_166 | Operational_New_Capacity_MW | -1
Chowchilla_Le_Grand_HSN | Southern_PGAE_Li_Battery_4hr_154 | Reliability_Capacity_In_Model_Year | 1 | Gates_TB_12_HSN | Southern_PGAE_Flow_Battery_168 | Reliability_Capacity_In_Model_Year | 1 | Southern_PGAE_Flow_Battery_168 | Gates 500/230kV TB #12 | CAISO_Flow_Battery_8hr_Dispatch | Solar | Gates_TB_12_HSN | Southern_PGAE_Flow_Battery_168 | Reliability_Capacity_In_Model_Year | 1 | Gates_TB_12_SSN | Southern_PGAE_Flow_Battery_168 | Reliability_Capacity_In_Model_Year | 0.5 | Gates_TB_12_offpeak | Southern_PGAE_Flow_Battery_168 | Operational_New_Capacity_MW | -1
Chowchilla_Le_Grand_HSN | Southern_PGAE_Li_Battery_4hr_161 | Reliability_Capacity_In_Model_Year | 1 | Gates_TB_12_HSN | Southern_PGAE_Flow_Battery_169 | Reliability_Capacity_In_Model_Year | 1 | Southern_PGAE_Flow_Battery_169 | Gates 500/230kV TB #12 | CAISO_Flow_Battery_8hr_Dispatch | Solar | Gates_TB_12_HSN | Southern_PGAE_Flow_Battery_169 | Reliability_Capacity_In_Model_Year | 1 | Gates_TB_12_SSN | Southern_PGAE_Flow_Battery_169 | Reliability_Capacity_In_Model_Year | 0.5 | Gates_TB_12_offpeak | Southern_PGAE_Flow_Battery_169 | Operational_New_Capacity_MW | -1
Chowchilla_Le_Grand_HSN | Southern_PGAE_Li_Battery_4hr_162 | Reliability_Capacity_In_Model_Year | 1 | Gates_TB_12_HSN | Southern_PGAE_Flow_Battery_170 | Reliability_Capacity_In_Model_Year | 1 | Southern_PGAE_Flow_Battery_170 | Gates 500/230kV TB #12 | CAISO_Flow_Battery_8hr_Dispatch | Solar | Gates_TB_12_HSN | Southern_PGAE_Flow_Battery_170 | Reliability_Capacity_In_Model_Year | 1 | Gates_TB_12_SSN | Southern_PGAE_Flow_Battery_170 | Reliability_Capacity_In_Model_Year | 0.5 | Gates_TB_12_offpeak | Southern_PGAE_Flow_Battery_170 | Operational_New_Capacity_MW | -1
Chowchilla_Le_Grand_HSN | Southern_PGAE_Li_Battery_4hr_163 | Reliability_Capacity_In_Model_Year | 1 | Gates_TB_12_HSN | Southern_PGAE_Flow_Battery_174 | Reliability_Capacity_In_Model_Year | 1 | Southern_PGAE_Flow_Battery_174 | Gates 500/230kV TB #12 | CAISO_Flow_Battery_8hr_Dispatch | Solar | Gates_TB_12_HSN | Southern_PGAE_Flow_Battery_174 | Reliability_Capacity_In_Model_Year | 1 | Gates_TB_12_SSN | Southern_PGAE_Flow_Battery_174 | Reliability_Capacity_In_Model_Year | 0.5 | Gates_TB_12_offpeak | Southern_PGAE_Flow_Battery_174 | Operational_New_Capacity_MW | -1
Chowchilla_Le_Grand_HSN | Southern_PGAE_Li_Battery_4hr_164 | Reliability_Capacity_In_Model_Year | 1 | Gates_TB_12_HSN | Southern_PGAE_Flow_Battery_176 | Reliability_Capacity_In_Model_Year | 1 | Southern_PGAE_Flow_Battery_176 | Gates 500/230kV TB #12 | CAISO_Flow_Battery_8hr_Dispatch | Solar | Gates_TB_12_HSN | Southern_PGAE_Flow_Battery_176 | Reliability_Capacity_In_Model_Year | 1 | Gates_TB_12_SSN | Southern_PGAE_Flow_Battery_176 | Reliability_Capacity_In_Model_Year | 0.5 | Gates_TB_12_offpeak | Southern_PGAE_Flow_Battery_176 | Operational_New_Capacity_MW | -1
Chowchilla_Le_Grand_HSN | Southern_PGAE_Li_Battery_4hr_165 | Reliability_Capacity_In_Model_Year | 1 | Gates_TB_12_HSN | Southern_PGAE_Li_Battery_4hr_23 | Reliability_Capacity_In_Model_Year | 1 | Southern_PGAE_Li_Battery_4hr_23 | Gates 500/230kV TB #12 | CAISO_Li_Battery_4hr_Dispatch | Solar | Gates_TB_12_HSN | Southern_PGAE_Li_Battery_4hr_23 | Reliability_Capacity_In_Model_Year | 1 | Gates_TB_12_SSN | Southern_PGAE_Li_Battery_4hr_23 | Reliability_Capacity_In_Model_Year | 0.5 | Gates_TB_12_offpeak | Southern_PGAE_Li_Battery_4hr_23 | Operational_New_Capacity_MW | -1
Chowchilla_Le_Grand_HSN | Northern_California_Li_Battery_4hr_166 | Reliability_Capacity_In_Model_Year | 1 | Gates_TB_12_HSN | Southern_PGAE_Li_Battery_4hr_24 | Reliability_Capacity_In_Model_Year | 1 | Southern_PGAE_Li_Battery_4hr_24 | Gates 500/230kV TB #12 | CAISO_Li_Battery_4hr_Dispatch | Solar | Gates_TB_12_HSN | Southern_PGAE_Li_Battery_4hr_24 | Reliability_Capacity_In_Model_Year | 1 | Gates_TB_12_SSN | Southern_PGAE_Li_Battery_4hr_24 | Reliability_Capacity_In_Model_Year | 0.5 | Gates_TB_12_offpeak | Southern_PGAE_Li_Battery_4hr_24 | Operational_New_Capacity_MW | -1
Chowchilla_Le_Grand_HSN | Southern_PGAE_Li_Battery_4hr_168 | Reliability_Capacity_In_Model_Year | 1 | Gates_TB_12_HSN | Southern_PGAE_Li_Battery_4hr_33 | Reliability_Capacity_In_Model_Year | 1 | Southern_PGAE_Li_Battery_4hr_33 | Gates 500/230kV TB #12 | CAISO_Li_Battery_4hr_Dispatch | Solar | Gates_TB_12_HSN | Southern_PGAE_Li_Battery_4hr_33 | Reliability_Capacity_In_Model_Year | 1 | Gates_TB_12_SSN | Southern_PGAE_Li_Battery_4hr_33 | Reliability_Capacity_In_Model_Year | 0.5 | Gates_TB_12_offpeak | Southern_PGAE_Li_Battery_4hr_33 | Operational_New_Capacity_MW | -1
Chowchilla_Le_Grand_HSN | Southern_PGAE_Li_Battery_4hr_169 | Reliability_Capacity_In_Model_Year | 1 | Gates_TB_12_HSN | Southern_PGAE_Li_Battery_4hr_34 | Reliability_Capacity_In_Model_Year | 1 | Southern_PGAE_Li_Battery_4hr_34 | Gates 500/230kV TB #12 | CAISO_Li_Battery_4hr_Dispatch | Solar | Gates_TB_12_HSN | Southern_PGAE_Li_Battery_4hr_34 | Reliability_Capacity_In_Model_Year | 1 | Gates_TB_12_SSN | Southern_PGAE_Li_Battery_4hr_34 | Reliability_Capacity_In_Model_Year | 0.5 | Gates_TB_12_offpeak | Southern_PGAE_Li_Battery_4hr_34 | Operational_New_Capacity_MW | -1
Chowchilla_Le_Grand_HSN | Southern_PGAE_Li_Battery_4hr_170 | Reliability_Capacity_In_Model_Year | 1 | Gates_TB_12_HSN | Southern_PGAE_Li_Battery_4hr_45 | Reliability_Capacity_In_Model_Year | 1 | Southern_PGAE_Li_Battery_4hr_45 | Gates 500/230kV TB #12 | CAISO_Li_Battery_4hr_Dispatch | Solar | Gates_TB_12_HSN | Southern_PGAE_Li_Battery_4hr_45 | Reliability_Capacity_In_Model_Year | 1 | Gates_TB_12_SSN | Southern_PGAE_Li_Battery_4hr_45 | Reliability_Capacity_In_Model_Year | 0.5 | Gates_TB_12_offpeak | Southern_PGAE_Li_Battery_4hr_45 | Operational_New_Capacity_MW | -1
Chowchilla_Le_Grand_HSN | Southern_PGAE_Li_Battery_4hr_174 | Reliability_Capacity_In_Model_Year | 1 | Gates_TB_12_HSN | Southern_PGAE_Li_Battery_4hr_46 | Reliability_Capacity_In_Model_Year | 1 | Southern_PGAE_Li_Battery_4hr_46 | Gates 500/230kV TB #12 | CAISO_Li_Battery_4hr_Dispatch | Solar | Gates_TB_12_HSN | Southern_PGAE_Li_Battery_4hr_46 | Reliability_Capacity_In_Model_Year | 1 | Gates_TB_12_SSN | Southern_PGAE_Li_Battery_4hr_46 | Reliability_Capacity_In_Model_Year | 0.5 | Gates_TB_12_offpeak | Southern_PGAE_Li_Battery_4hr_46 | Operational_New_Capacity_MW | -1
Chowchilla_Le_Grand_HSN | Southern_PGAE_Li_Battery_4hr_176 | Reliability_Capacity_In_Model_Year | 1 | Gates_TB_12_HSN | Southern_PGAE_Li_Battery_4hr_49 | Reliability_Capacity_In_Model_Year | 1 | Southern_PGAE_Li_Battery_4hr_49 | Gates 500/230kV TB #12 | CAISO_Li_Battery_4hr_Dispatch | Solar | Gates_TB_12_HSN | Southern_PGAE_Li_Battery_4hr_49 | Reliability_Capacity_In_Model_Year | 1 | Gates_TB_12_SSN | Southern_PGAE_Li_Battery_4hr_49 | Reliability_Capacity_In_Model_Year | 0.5 | Gates_TB_12_offpeak | Southern_PGAE_Li_Battery_4hr_49 | Operational_New_Capacity_MW | -1
Chowchilla_Le_Grand_HSN | Southern_PGAE_Li_Battery_8hr_140 | Reliability_Capacity_In_Model_Year | 1 | Gates_TB_12_HSN | Southern_PGAE_Li_Battery_4hr_52 | Reliability_Capacity_In_Model_Year | 1 | Southern_PGAE_Li_Battery_4hr_52 | Gates 500/230kV TB #12 | CAISO_Li_Battery_4hr_Dispatch | Solar | Gates_TB_12_HSN | Southern_PGAE_Li_Battery_4hr_52 | Reliability_Capacity_In_Model_Year | 1 | Gates_TB_12_SSN | Southern_PGAE_Li_Battery_4hr_52 | Reliability_Capacity_In_Model_Year | 0.5 | Gates_TB_12_offpeak | Southern_PGAE_Li_Battery_4hr_52 | Operational_New_Capacity_MW | -1
Chowchilla_Le_Grand_HSN | Southern_PGAE_Li_Battery_8hr_151 | Reliability_Capacity_In_Model_Year | 1 | Gates_TB_12_HSN | Southern_PGAE_Li_Battery_4hr_61 | Reliability_Capacity_In_Model_Year | 1 | Southern_PGAE_Li_Battery_4hr_61 | Gates 500/230kV TB #12 | CAISO_Li_Battery_4hr_Dispatch | Solar | Gates_TB_12_HSN | Southern_PGAE_Li_Battery_4hr_61 | Reliability_Capacity_In_Model_Year | 1 | Gates_TB_12_SSN | Southern_PGAE_Li_Battery_4hr_61 | Reliability_Capacity_In_Model_Year | 0.5 | Gates_TB_12_offpeak | Southern_PGAE_Li_Battery_4hr_61 | Operational_New_Capacity_MW | -1
Chowchilla_Le_Grand_HSN | Southern_PGAE_Li_Battery_8hr_154 | Reliability_Capacity_In_Model_Year | 1 | Gates_TB_12_HSN | Southern_PGAE_Li_Battery_4hr_69 | Reliability_Capacity_In_Model_Year | 1 | Southern_PGAE_Li_Battery_4hr_69 | Gates 500/230kV TB #12 | CAISO_Li_Battery_4hr_Dispatch | Solar | Gates_TB_12_HSN | Southern_PGAE_Li_Battery_4hr_69 | Reliability_Capacity_In_Model_Year | 1 | Gates_TB_12_SSN | Southern_PGAE_Li_Battery_4hr_69 | Reliability_Capacity_In_Model_Year | 0.5 | Gates_TB_12_offpeak | Southern_PGAE_Li_Battery_4hr_69 | Operational_New_Capacity_MW | -1
Chowchilla_Le_Grand_HSN | Southern_PGAE_Li_Battery_8hr_161 | Reliability_Capacity_In_Model_Year | 1 | Gates_TB_12_HSN | Southern_PGAE_Li_Battery_4hr_72 | Reliability_Capacity_In_Model_Year | 1 | Southern_PGAE_Li_Battery_4hr_72 | Gates 500/230kV TB #12 | CAISO_Li_Battery_4hr_Dispatch | Solar | Gates_TB_12_HSN | Southern_PGAE_Li_Battery_4hr_72 | Reliability_Capacity_In_Model_Year | 1 | Gates_TB_12_SSN | Southern_PGAE_Li_Battery_4hr_72 | Reliability_Capacity_In_Model_Year | 0.5 | Gates_TB_12_offpeak | Southern_PGAE_Li_Battery_4hr_72 | Operational_New_Capacity_MW | -1
Chowchilla_Le_Grand_HSN | Southern_PGAE_Li_Battery_8hr_162 | Reliability_Capacity_In_Model_Year | 1 | Gates_TB_12_HSN | Southern_PGAE_Li_Battery_4hr_74 | Reliability_Capacity_In_Model_Year | 1 | Southern_PGAE_Li_Battery_4hr_74 | Gates 500/230kV TB #12 | CAISO_Li_Battery_4hr_Dispatch | Solar | Gates_TB_12_HSN | Southern_PGAE_Li_Battery_4hr_74 | Reliability_Capacity_In_Model_Year | 1 | Gates_TB_12_SSN | Southern_PGAE_Li_Battery_4hr_74 | Reliability_Capacity_In_Model_Year | 0.5 | Gates_TB_12_offpeak | Southern_PGAE_Li_Battery_4hr_74 | Operational_New_Capacity_MW | -1
Chowchilla_Le_Grand_HSN | Southern_PGAE_Li_Battery_8hr_163 | Reliability_Capacity_In_Model_Year | 1 | Gates_TB_12_HSN | Southern_PGAE_Li_Battery_4hr_75 | Reliability_Capacity_In_Model_Year | 1 | Southern_PGAE_Li_Battery_4hr_75 | Gates 500/230kV TB #12 | CAISO_Li_Battery_4hr_Dispatch | Solar | Gates_TB_12_HSN | Southern_PGAE_Li_Battery_4hr_75 | Reliability_Capacity_In_Model_Year | 1 | Gates_TB_12_SSN | Southern_PGAE_Li_Battery_4hr_75 | Reliability_Capacity_In_Model_Year | 0.5 | Gates_TB_12_offpeak | Southern_PGAE_Li_Battery_4hr_75 | Operational_New_Capacity_MW | -1
Chowchilla_Le_Grand_HSN | Southern_PGAE_Li_Battery_8hr_164 | Reliability_Capacity_In_Model_Year | 1 | Gates_TB_12_HSN | Southern_PGAE_Li_Battery_4hr_79 | Reliability_Capacity_In_Model_Year | 1 | Southern_PGAE_Li_Battery_4hr_79 | Gates 500/230kV TB #12 | CAISO_Li_Battery_4hr_Dispatch | Solar | Gates_TB_12_HSN | Southern_PGAE_Li_Battery_4hr_79 | Reliability_Capacity_In_Model_Year | 1 | Gates_TB_12_SSN | Southern_PGAE_Li_Battery_4hr_79 | Reliability_Capacity_In_Model_Year | 0.5 | Gates_TB_12_offpeak | Southern_PGAE_Li_Battery_4hr_79 | Operational_New_Capacity_MW | -1
Chowchilla_Le_Grand_HSN | Southern_PGAE_Li_Battery_8hr_165 | Reliability_Capacity_In_Model_Year | 1 | Gates_TB_12_HSN | Southern_PGAE_Li_Battery_4hr_93 | Reliability_Capacity_In_Model_Year | 1 | Southern_PGAE_Li_Battery_4hr_93 | Gates 500/230kV TB #12 | CAISO_Li_Battery_4hr_Dispatch | Solar | Gates_TB_12_HSN | Southern_PGAE_Li_Battery_4hr_93 | Reliability_Capacity_In_Model_Year | 1 | Gates_TB_12_SSN | Southern_PGAE_Li_Battery_4hr_93 | Reliability_Capacity_In_Model_Year | 0.5 | Gates_TB_12_offpeak | Southern_PGAE_Li_Battery_4hr_93 | Operational_New_Capacity_MW | -1
Chowchilla_Le_Grand_HSN | Northern_California_Li_Battery_8hr_166 | Reliability_Capacity_In_Model_Year | 1 | Gates_TB_12_HSN | Southern_PGAE_Li_Battery_4hr_98 | Reliability_Capacity_In_Model_Year | 1 | Southern_PGAE_Li_Battery_4hr_98 | Gates 500/230kV TB #12 | CAISO_Li_Battery_4hr_Dispatch | Solar | Gates_TB_12_HSN | Southern_PGAE_Li_Battery_4hr_98 | Reliability_Capacity_In_Model_Year | 1 | Gates_TB_12_SSN | Southern_PGAE_Li_Battery_4hr_98 | Reliability_Capacity_In_Model_Year | 0.5 | Gates_TB_12_offpeak | Southern_PGAE_Li_Battery_4hr_98 | Operational_New_Capacity_MW | -1
Chowchilla_Le_Grand_HSN | Southern_PGAE_Li_Battery_8hr_168 | Reliability_Capacity_In_Model_Year | 1 | Gates_TB_12_HSN | Southern_PGAE_Li_Battery_4hr_102 | Reliability_Capacity_In_Model_Year | 1 | Southern_PGAE_Li_Battery_4hr_102 | Gates 500/230kV TB #12 | CAISO_Li_Battery_4hr_Dispatch | Solar | Gates_TB_12_HSN | Southern_PGAE_Li_Battery_4hr_102 | Reliability_Capacity_In_Model_Year | 1 | Gates_TB_12_SSN | Southern_PGAE_Li_Battery_4hr_102 | Reliability_Capacity_In_Model_Year | 0.5 | Gates_TB_12_offpeak | Southern_PGAE_Li_Battery_4hr_102 | Operational_New_Capacity_MW | -1
Chowchilla_Le_Grand_HSN | Southern_PGAE_Li_Battery_8hr_169 | Reliability_Capacity_In_Model_Year | 1 | Gates_TB_12_HSN | Southern_PGAE_Li_Battery_4hr_109 | Reliability_Capacity_In_Model_Year | 1 | Southern_PGAE_Li_Battery_4hr_109 | Gates 500/230kV TB #12 | CAISO_Li_Battery_4hr_Dispatch | Solar | Gates_TB_12_HSN | Southern_PGAE_Li_Battery_4hr_109 | Reliability_Capacity_In_Model_Year | 1 | Gates_TB_12_SSN | Southern_PGAE_Li_Battery_4hr_109 | Reliability_Capacity_In_Model_Year | 0.5 | Gates_TB_12_offpeak | Southern_PGAE_Li_Battery_4hr_109 | Operational_New_Capacity_MW | -1
Chowchilla_Le_Grand_HSN | Southern_PGAE_Li_Battery_8hr_170 | Reliability_Capacity_In_Model_Year | 1 | Gates_TB_12_HSN | Southern_PGAE_Li_Battery_4hr_117 | Reliability_Capacity_In_Model_Year | 1 | Southern_PGAE_Li_Battery_4hr_117 | Gates 500/230kV TB #12 | CAISO_Li_Battery_4hr_Dispatch | Solar | Gates_TB_12_HSN | Southern_PGAE_Li_Battery_4hr_117 | Reliability_Capacity_In_Model_Year | 1 | Gates_TB_12_SSN | Southern_PGAE_Li_Battery_4hr_117 | Reliability_Capacity_In_Model_Year | 0.5 | Gates_TB_12_offpeak | Southern_PGAE_Li_Battery_4hr_117 | Operational_New_Capacity_MW | -1
Chowchilla_Le_Grand_HSN | Southern_PGAE_Li_Battery_8hr_174 | Reliability_Capacity_In_Model_Year | 1 | Gates_TB_12_HSN | Southern_PGAE_Li_Battery_4hr_118 | Reliability_Capacity_In_Model_Year | 1 | Southern_PGAE_Li_Battery_4hr_118 | Gates 500/230kV TB #12 | CAISO_Li_Battery_4hr_Dispatch | Solar | Gates_TB_12_HSN | Southern_PGAE_Li_Battery_4hr_118 | Reliability_Capacity_In_Model_Year | 1 | Gates_TB_12_SSN | Southern_PGAE_Li_Battery_4hr_118 | Reliability_Capacity_In_Model_Year | 0.5 | Gates_TB_12_offpeak | Southern_PGAE_Li_Battery_4hr_118 | Operational_New_Capacity_MW | -1
Chowchilla_Le_Grand_HSN | Southern_PGAE_Li_Battery_8hr_176 | Reliability_Capacity_In_Model_Year | 1 | Gates_TB_12_HSN | Southern_PGAE_Li_Battery_4hr_124 | Reliability_Capacity_In_Model_Year | 1 | Southern_PGAE_Li_Battery_4hr_124 | Gates 500/230kV TB #12 | CAISO_Li_Battery_4hr_Dispatch | Solar | Gates_TB_12_HSN | Southern_PGAE_Li_Battery_4hr_124 | Reliability_Capacity_In_Model_Year | 1 | Gates_TB_12_SSN | Southern_PGAE_Li_Battery_4hr_124 | Reliability_Capacity_In_Model_Year | 0.5 | Gates_TB_12_offpeak | Southern_PGAE_Li_Battery_4hr_124 | Operational_New_Capacity_MW | -1
Chowchilla_Le_Grand_HSN | Central_Valley_North_Los_Banos_Wind_154 | Reliability_Capacity_In_Model_Year | 0.665 | Gates_TB_12_HSN | Southern_PGAE_Li_Battery_4hr_139 | Reliability_Capacity_In_Model_Year | 1 | Southern_PGAE_Li_Battery_4hr_139 | Gates 500/230kV TB #12 | CAISO_Li_Battery_4hr_Dispatch | Solar | Gates_TB_12_HSN | Southern_PGAE_Li_Battery_4hr_139 | Reliability_Capacity_In_Model_Year | 1 | Gates_TB_12_SSN | Southern_PGAE_Li_Battery_4hr_139 | Reliability_Capacity_In_Model_Year | 0.5 | Gates_TB_12_offpeak | Southern_PGAE_Li_Battery_4hr_139 | Operational_New_Capacity_MW | -1
Chowchilla_Le_Grand_HSN | Central_Valley_North_Los_Banos_Wind_162 | Reliability_Capacity_In_Model_Year | 0.665 | Gates_TB_12_HSN | Southern_PGAE_Li_Battery_4hr_140 | Reliability_Capacity_In_Model_Year | 1 | Southern_PGAE_Li_Battery_4hr_140 | Gates 500/230kV TB #12 | CAISO_Li_Battery_4hr_Dispatch | Solar | Gates_TB_12_HSN | Southern_PGAE_Li_Battery_4hr_140 | Reliability_Capacity_In_Model_Year | 1 | Gates_TB_12_SSN | Southern_PGAE_Li_Battery_4hr_140 | Reliability_Capacity_In_Model_Year | 0.5 | Gates_TB_12_offpeak | Southern_PGAE_Li_Battery_4hr_140 | Operational_New_Capacity_MW | -1
Chowchilla_Le_Grand_HSN | Northern_California_Solar_166 | Reliability_Capacity_In_Model_Year | 0.1 | Gates_TB_12_HSN | Southern_PGAE_Li_Battery_4hr_151 | Reliability_Capacity_In_Model_Year | 1 | Southern_PGAE_Li_Battery_4hr_151 | Gates 500/230kV TB #12 | CAISO_Li_Battery_4hr_Dispatch | Solar | Gates_TB_12_HSN | Southern_PGAE_Li_Battery_4hr_151 | Reliability_Capacity_In_Model_Year | 1 | Gates_TB_12_SSN | Southern_PGAE_Li_Battery_4hr_151 | Reliability_Capacity_In_Model_Year | 0.5 | Gates_TB_12_offpeak | Southern_PGAE_Li_Battery_4hr_151 | Operational_New_Capacity_MW | -1
Chowchilla_Le_Grand_HSN | Southern_PGAE_Solar_140 | Reliability_Capacity_In_Model_Year | 0.1 | Gates_TB_12_HSN | Southern_PGAE_Li_Battery_4hr_154 | Reliability_Capacity_In_Model_Year | 1 | Southern_PGAE_Li_Battery_4hr_154 | Gates 500/230kV TB #12 | CAISO_Li_Battery_4hr_Dispatch | Solar | Gates_TB_12_HSN | Southern_PGAE_Li_Battery_4hr_154 | Reliability_Capacity_In_Model_Year | 1 | Gates_TB_12_SSN | Southern_PGAE_Li_Battery_4hr_154 | Reliability_Capacity_In_Model_Year | 0.5 | Gates_TB_12_offpeak | Southern_PGAE_Li_Battery_4hr_154 | Operational_New_Capacity_MW | -1
Chowchilla_Le_Grand_HSN | Southern_PGAE_Solar_151 | Reliability_Capacity_In_Model_Year | 0.1 | Gates_TB_12_HSN | Southern_PGAE_Li_Battery_4hr_161 | Reliability_Capacity_In_Model_Year | 1 | Southern_PGAE_Li_Battery_4hr_161 | Gates 500/230kV TB #12 | CAISO_Li_Battery_4hr_Dispatch | Solar | Gates_TB_12_HSN | Southern_PGAE_Li_Battery_4hr_161 | Reliability_Capacity_In_Model_Year | 1 | Gates_TB_12_SSN | Southern_PGAE_Li_Battery_4hr_161 | Reliability_Capacity_In_Model_Year | 0.5 | Gates_TB_12_offpeak | Southern_PGAE_Li_Battery_4hr_161 | Operational_New_Capacity_MW | -1
Chowchilla_Le_Grand_HSN | Southern_PGAE_Solar_154 | Reliability_Capacity_In_Model_Year | 0.1 | Gates_TB_12_HSN | Southern_PGAE_Li_Battery_4hr_162 | Reliability_Capacity_In_Model_Year | 1 | Southern_PGAE_Li_Battery_4hr_162 | Gates 500/230kV TB #12 | CAISO_Li_Battery_4hr_Dispatch | Solar | Gates_TB_12_HSN | Southern_PGAE_Li_Battery_4hr_162 | Reliability_Capacity_In_Model_Year | 1 | Gates_TB_12_SSN | Southern_PGAE_Li_Battery_4hr_162 | Reliability_Capacity_In_Model_Year | 0.5 | Gates_TB_12_offpeak | Southern_PGAE_Li_Battery_4hr_162 | Operational_New_Capacity_MW | -1
Chowchilla_Le_Grand_HSN | Southern_PGAE_Solar_161 | Reliability_Capacity_In_Model_Year | 0.1 | Gates_TB_12_HSN | Southern_PGAE_Li_Battery_4hr_163 | Reliability_Capacity_In_Model_Year | 1 | Southern_PGAE_Li_Battery_4hr_163 | Gates 500/230kV TB #12 | CAISO_Li_Battery_4hr_Dispatch | Solar | Gates_TB_12_HSN | Southern_PGAE_Li_Battery_4hr_163 | Reliability_Capacity_In_Model_Year | 1 | Gates_TB_12_SSN | Southern_PGAE_Li_Battery_4hr_163 | Reliability_Capacity_In_Model_Year | 0.5 | Gates_TB_12_offpeak | Southern_PGAE_Li_Battery_4hr_163 | Operational_New_Capacity_MW | -1
Chowchilla_Le_Grand_HSN | Southern_PGAE_Solar_162 | Reliability_Capacity_In_Model_Year | 0.1 | Gates_TB_12_HSN | Southern_PGAE_Li_Battery_4hr_164 | Reliability_Capacity_In_Model_Year | 1 | Southern_PGAE_Li_Battery_4hr_164 | Gates 500/230kV TB #12 | CAISO_Li_Battery_4hr_Dispatch | Solar | Gates_TB_12_HSN | Southern_PGAE_Li_Battery_4hr_164 | Reliability_Capacity_In_Model_Year | 1 | Gates_TB_12_SSN | Southern_PGAE_Li_Battery_4hr_164 | Reliability_Capacity_In_Model_Year | 0.5 | Gates_TB_12_offpeak | Southern_PGAE_Li_Battery_4hr_164 | Operational_New_Capacity_MW | -1
Chowchilla_Le_Grand_HSN | Southern_PGAE_Solar_163 | Reliability_Capacity_In_Model_Year | 0.1 | Gates_TB_12_HSN | Southern_PGAE_Li_Battery_4hr_165 | Reliability_Capacity_In_Model_Year | 1 | Southern_PGAE_Li_Battery_4hr_165 | Gates 500/230kV TB #12 | CAISO_Li_Battery_4hr_Dispatch | Solar | Gates_TB_12_HSN | Southern_PGAE_Li_Battery_4hr_165 | Reliability_Capacity_In_Model_Year | 1 | Gates_TB_12_SSN | Southern_PGAE_Li_Battery_4hr_165 | Reliability_Capacity_In_Model_Year | 0.5 | Gates_TB_12_offpeak | Southern_PGAE_Li_Battery_4hr_165 | Operational_New_Capacity_MW | -1
Chowchilla_Le_Grand_HSN | Southern_PGAE_Solar_164 | Reliability_Capacity_In_Model_Year | 0.1 | Gates_TB_12_HSN | Northern_California_Li_Battery_4hr_166 | Reliability_Capacity_In_Model_Year | 1 | Northern_California_Li_Battery_4hr_166 | Gates 500/230kV TB #12 | CAISO_Li_Battery_4hr_Dispatch | Solar | Gates_TB_12_HSN | Northern_California_Li_Battery_4hr_166 | Reliability_Capacity_In_Model_Year | 1 | Gates_TB_12_SSN | Northern_California_Li_Battery_4hr_166 | Reliability_Capacity_In_Model_Year | 0.5 | Gates_TB_12_offpeak | Northern_California_Li_Battery_4hr_166 | Operational_New_Capacity_MW | -1
Chowchilla_Le_Grand_HSN | Southern_PGAE_Solar_165 | Reliability_Capacity_In_Model_Year | 0.1 | Gates_TB_12_HSN | Southern_PGAE_Li_Battery_4hr_168 | Reliability_Capacity_In_Model_Year | 1 | Southern_PGAE_Li_Battery_4hr_168 | Gates 500/230kV TB #12 | CAISO_Li_Battery_4hr_Dispatch | Solar | Gates_TB_12_HSN | Southern_PGAE_Li_Battery_4hr_168 | Reliability_Capacity_In_Model_Year | 1 | Gates_TB_12_SSN | Southern_PGAE_Li_Battery_4hr_168 | Reliability_Capacity_In_Model_Year | 0.5 | Gates_TB_12_offpeak | Southern_PGAE_Li_Battery_4hr_168 | Operational_New_Capacity_MW | -1
Chowchilla_Le_Grand_HSN | Southern_PGAE_Solar_168 | Reliability_Capacity_In_Model_Year | 0.1 | Gates_TB_12_HSN | Southern_PGAE_Li_Battery_4hr_169 | Reliability_Capacity_In_Model_Year | 1 | Southern_PGAE_Li_Battery_4hr_169 | Gates 500/230kV TB #12 | CAISO_Li_Battery_4hr_Dispatch | Solar | Gates_TB_12_HSN | Southern_PGAE_Li_Battery_4hr_169 | Reliability_Capacity_In_Model_Year | 1 | Gates_TB_12_SSN | Southern_PGAE_Li_Battery_4hr_169 | Reliability_Capacity_In_Model_Year | 0.5 | Gates_TB_12_offpeak | Southern_PGAE_Li_Battery_4hr_169 | Operational_New_Capacity_MW | -1
Chowchilla_Le_Grand_HSN | Southern_PGAE_Solar_169 | Reliability_Capacity_In_Model_Year | 0.1 | Gates_TB_12_HSN | Southern_PGAE_Li_Battery_4hr_170 | Reliability_Capacity_In_Model_Year | 1 | Southern_PGAE_Li_Battery_4hr_170 | Gates 500/230kV TB #12 | CAISO_Li_Battery_4hr_Dispatch | Solar | Gates_TB_12_HSN | Southern_PGAE_Li_Battery_4hr_170 | Reliability_Capacity_In_Model_Year | 1 | Gates_TB_12_SSN | Southern_PGAE_Li_Battery_4hr_170 | Reliability_Capacity_In_Model_Year | 0.5 | Gates_TB_12_offpeak | Southern_PGAE_Li_Battery_4hr_170 | Operational_New_Capacity_MW | -1
Chowchilla_Le_Grand_HSN | Southern_PGAE_Solar_170 | Reliability_Capacity_In_Model_Year | 0.1 | Gates_TB_12_HSN | Southern_PGAE_Li_Battery_4hr_174 | Reliability_Capacity_In_Model_Year | 1 | Southern_PGAE_Li_Battery_4hr_174 | Gates 500/230kV TB #12 | CAISO_Li_Battery_4hr_Dispatch | Solar | Gates_TB_12_HSN | Southern_PGAE_Li_Battery_4hr_174 | Reliability_Capacity_In_Model_Year | 1 | Gates_TB_12_SSN | Southern_PGAE_Li_Battery_4hr_174 | Reliability_Capacity_In_Model_Year | 0.5 | Gates_TB_12_offpeak | Southern_PGAE_Li_Battery_4hr_174 | Operational_New_Capacity_MW | -1
Chowchilla_Le_Grand_HSN | Southern_PGAE_Solar_174 | Reliability_Capacity_In_Model_Year | 0.1 | Gates_TB_12_HSN | Southern_PGAE_Li_Battery_4hr_176 | Reliability_Capacity_In_Model_Year | 1 | Southern_PGAE_Li_Battery_4hr_176 | Gates 500/230kV TB #12 | CAISO_Li_Battery_4hr_Dispatch | Solar | Gates_TB_12_HSN | Southern_PGAE_Li_Battery_4hr_176 | Reliability_Capacity_In_Model_Year | 1 | Gates_TB_12_SSN | Southern_PGAE_Li_Battery_4hr_176 | Reliability_Capacity_In_Model_Year | 0.5 | Gates_TB_12_offpeak | Southern_PGAE_Li_Battery_4hr_176 | Operational_New_Capacity_MW | -1
Chowchilla_Le_Grand_HSN | Southern_PGAE_Solar_176 | Reliability_Capacity_In_Model_Year | 0.1 | Gates_TB_12_HSN | Southern_PGAE_Li_Battery_8hr_23 | Reliability_Capacity_In_Model_Year | 1 | Southern_PGAE_Li_Battery_8hr_23 | Gates 500/230kV TB #12 | CAISO_Li_Battery_8hr_Dispatch | Solar | Gates_TB_12_HSN | Southern_PGAE_Li_Battery_8hr_23 | Reliability_Capacity_In_Model_Year | 1 | Gates_TB_12_SSN | Southern_PGAE_Li_Battery_8hr_23 | Reliability_Capacity_In_Model_Year | 0.5 | Gates_TB_12_offpeak | Southern_PGAE_Li_Battery_8hr_23 | Operational_New_Capacity_MW | -1
Chowchilla_Le_Grand_HSN | Chowchilla_Le_Grand_group | Operational_New_Capacity_MW | -1 | Gates_TB_12_HSN | Southern_PGAE_Li_Battery_8hr_24 | Reliability_Capacity_In_Model_Year | 1 | Southern_PGAE_Li_Battery_8hr_24 | Gates 500/230kV TB #12 | CAISO_Li_Battery_8hr_Dispatch | Solar | Gates_TB_12_HSN | Southern_PGAE_Li_Battery_8hr_24 | Reliability_Capacity_In_Model_Year | 1 | Gates_TB_12_SSN | Southern_PGAE_Li_Battery_8hr_24 | Reliability_Capacity_In_Model_Year | 0.5 | Gates_TB_12_offpeak | Southern_PGAE_Li_Battery_8hr_24 | Operational_New_Capacity_MW | -1
Chowchilla_Le_Grand_offpeak | Southern_PGAE_Flow_Battery_140 | Operational_New_Capacity_MW | -1 | Gates_TB_12_HSN | Southern_PGAE_Li_Battery_8hr_33 | Reliability_Capacity_In_Model_Year | 1 | Southern_PGAE_Li_Battery_8hr_33 | Gates 500/230kV TB #12 | CAISO_Li_Battery_8hr_Dispatch | Solar | Gates_TB_12_HSN | Southern_PGAE_Li_Battery_8hr_33 | Reliability_Capacity_In_Model_Year | 1 | Gates_TB_12_SSN | Southern_PGAE_Li_Battery_8hr_33 | Reliability_Capacity_In_Model_Year | 0.5 | Gates_TB_12_offpeak | Southern_PGAE_Li_Battery_8hr_33 | Operational_New_Capacity_MW | -1
Chowchilla_Le_Grand_offpeak | Southern_PGAE_Flow_Battery_151 | Operational_New_Capacity_MW | -1 | Gates_TB_12_HSN | Southern_PGAE_Li_Battery_8hr_34 | Reliability_Capacity_In_Model_Year | 1 | Southern_PGAE_Li_Battery_8hr_34 | Gates 500/230kV TB #12 | CAISO_Li_Battery_8hr_Dispatch | Solar | Gates_TB_12_HSN | Southern_PGAE_Li_Battery_8hr_34 | Reliability_Capacity_In_Model_Year | 1 | Gates_TB_12_SSN | Southern_PGAE_Li_Battery_8hr_34 | Reliability_Capacity_In_Model_Year | 0.5 | Gates_TB_12_offpeak | Southern_PGAE_Li_Battery_8hr_34 | Operational_New_Capacity_MW | -1
Chowchilla_Le_Grand_offpeak | Southern_PGAE_Flow_Battery_154 | Operational_New_Capacity_MW | -1 | Gates_TB_12_HSN | Southern_PGAE_Li_Battery_8hr_45 | Reliability_Capacity_In_Model_Year | 1 | Southern_PGAE_Li_Battery_8hr_45 | Gates 500/230kV TB #12 | CAISO_Li_Battery_8hr_Dispatch | Solar | Gates_TB_12_HSN | Southern_PGAE_Li_Battery_8hr_45 | Reliability_Capacity_In_Model_Year | 1 | Gates_TB_12_SSN | Southern_PGAE_Li_Battery_8hr_45 | Reliability_Capacity_In_Model_Year | 0.5 | Gates_TB_12_offpeak | Southern_PGAE_Li_Battery_8hr_45 | Operational_New_Capacity_MW | -1
Chowchilla_Le_Grand_offpeak | Southern_PGAE_Flow_Battery_161 | Operational_New_Capacity_MW | -1 | Gates_TB_12_HSN | Southern_PGAE_Li_Battery_8hr_46 | Reliability_Capacity_In_Model_Year | 1 | Southern_PGAE_Li_Battery_8hr_46 | Gates 500/230kV TB #12 | CAISO_Li_Battery_8hr_Dispatch | Solar | Gates_TB_12_HSN | Southern_PGAE_Li_Battery_8hr_46 | Reliability_Capacity_In_Model_Year | 1 | Gates_TB_12_SSN | Southern_PGAE_Li_Battery_8hr_46 | Reliability_Capacity_In_Model_Year | 0.5 | Gates_TB_12_offpeak | Southern_PGAE_Li_Battery_8hr_46 | Operational_New_Capacity_MW | -1
Chowchilla_Le_Grand_offpeak | Southern_PGAE_Flow_Battery_162 | Operational_New_Capacity_MW | -1 | Gates_TB_12_HSN | Southern_PGAE_Li_Battery_8hr_49 | Reliability_Capacity_In_Model_Year | 1 | Southern_PGAE_Li_Battery_8hr_49 | Gates 500/230kV TB #12 | CAISO_Li_Battery_8hr_Dispatch | Solar | Gates_TB_12_HSN | Southern_PGAE_Li_Battery_8hr_49 | Reliability_Capacity_In_Model_Year | 1 | Gates_TB_12_SSN | Southern_PGAE_Li_Battery_8hr_49 | Reliability_Capacity_In_Model_Year | 0.5 | Gates_TB_12_offpeak | Southern_PGAE_Li_Battery_8hr_49 | Operational_New_Capacity_MW | -1
Chowchilla_Le_Grand_offpeak | Southern_PGAE_Flow_Battery_163 | Operational_New_Capacity_MW | -1 | Gates_TB_12_HSN | Southern_PGAE_Li_Battery_8hr_52 | Reliability_Capacity_In_Model_Year | 1 | Southern_PGAE_Li_Battery_8hr_52 | Gates 500/230kV TB #12 | CAISO_Li_Battery_8hr_Dispatch | Solar | Gates_TB_12_HSN | Southern_PGAE_Li_Battery_8hr_52 | Reliability_Capacity_In_Model_Year | 1 | Gates_TB_12_SSN | Southern_PGAE_Li_Battery_8hr_52 | Reliability_Capacity_In_Model_Year | 0.5 | Gates_TB_12_offpeak | Southern_PGAE_Li_Battery_8hr_52 | Operational_New_Capacity_MW | -1
Chowchilla_Le_Grand_offpeak | Southern_PGAE_Flow_Battery_164 | Operational_New_Capacity_MW | -1 | Gates_TB_12_HSN | Southern_PGAE_Li_Battery_8hr_61 | Reliability_Capacity_In_Model_Year | 1 | Southern_PGAE_Li_Battery_8hr_61 | Gates 500/230kV TB #12 | CAISO_Li_Battery_8hr_Dispatch | Solar | Gates_TB_12_HSN | Southern_PGAE_Li_Battery_8hr_61 | Reliability_Capacity_In_Model_Year | 1 | Gates_TB_12_SSN | Southern_PGAE_Li_Battery_8hr_61 | Reliability_Capacity_In_Model_Year | 0.5 | Gates_TB_12_offpeak | Southern_PGAE_Li_Battery_8hr_61 | Operational_New_Capacity_MW | -1
Chowchilla_Le_Grand_offpeak | Southern_PGAE_Flow_Battery_165 | Operational_New_Capacity_MW | -1 | Gates_TB_12_HSN | Southern_PGAE_Li_Battery_8hr_69 | Reliability_Capacity_In_Model_Year | 1 | Southern_PGAE_Li_Battery_8hr_69 | Gates 500/230kV TB #12 | CAISO_Li_Battery_8hr_Dispatch | Solar | Gates_TB_12_HSN | Southern_PGAE_Li_Battery_8hr_69 | Reliability_Capacity_In_Model_Year | 1 | Gates_TB_12_SSN | Southern_PGAE_Li_Battery_8hr_69 | Reliability_Capacity_In_Model_Year | 0.5 | Gates_TB_12_offpeak | Southern_PGAE_Li_Battery_8hr_69 | Operational_New_Capacity_MW | -1
Chowchilla_Le_Grand_offpeak | Northern_California_Flow_Battery_166 | Operational_New_Capacity_MW | -1 | Gates_TB_12_HSN | Southern_PGAE_Li_Battery_8hr_72 | Reliability_Capacity_In_Model_Year | 1 | Southern_PGAE_Li_Battery_8hr_72 | Gates 500/230kV TB #12 | CAISO_Li_Battery_8hr_Dispatch | Solar | Gates_TB_12_HSN | Southern_PGAE_Li_Battery_8hr_72 | Reliability_Capacity_In_Model_Year | 1 | Gates_TB_12_SSN | Southern_PGAE_Li_Battery_8hr_72 | Reliability_Capacity_In_Model_Year | 0.5 | Gates_TB_12_offpeak | Southern_PGAE_Li_Battery_8hr_72 | Operational_New_Capacity_MW | -1
Chowchilla_Le_Grand_offpeak | Southern_PGAE_Flow_Battery_168 | Operational_New_Capacity_MW | -1 | Gates_TB_12_HSN | Southern_PGAE_Li_Battery_8hr_74 | Reliability_Capacity_In_Model_Year | 1 | Southern_PGAE_Li_Battery_8hr_74 | Gates 500/230kV TB #12 | CAISO_Li_Battery_8hr_Dispatch | Solar | Gates_TB_12_HSN | Southern_PGAE_Li_Battery_8hr_74 | Reliability_Capacity_In_Model_Year | 1 | Gates_TB_12_SSN | Southern_PGAE_Li_Battery_8hr_74 | Reliability_Capacity_In_Model_Year | 0.5 | Gates_TB_12_offpeak | Southern_PGAE_Li_Battery_8hr_74 | Operational_New_Capacity_MW | -1
Chowchilla_Le_Grand_offpeak | Southern_PGAE_Flow_Battery_169 | Operational_New_Capacity_MW | -1 | Gates_TB_12_HSN | Southern_PGAE_Li_Battery_8hr_75 | Reliability_Capacity_In_Model_Year | 1 | Southern_PGAE_Li_Battery_8hr_75 | Gates 500/230kV TB #12 | CAISO_Li_Battery_8hr_Dispatch | Solar | Gates_TB_12_HSN | Southern_PGAE_Li_Battery_8hr_75 | Reliability_Capacity_In_Model_Year | 1 | Gates_TB_12_SSN | Southern_PGAE_Li_Battery_8hr_75 | Reliability_Capacity_In_Model_Year | 0.5 | Gates_TB_12_offpeak | Southern_PGAE_Li_Battery_8hr_75 | Operational_New_Capacity_MW | -1
Chowchilla_Le_Grand_offpeak | Southern_PGAE_Flow_Battery_170 | Operational_New_Capacity_MW | -1 | Gates_TB_12_HSN | Southern_PGAE_Li_Battery_8hr_79 | Reliability_Capacity_In_Model_Year | 1 | Southern_PGAE_Li_Battery_8hr_79 | Gates 500/230kV TB #12 | CAISO_Li_Battery_8hr_Dispatch | Solar | Gates_TB_12_HSN | Southern_PGAE_Li_Battery_8hr_79 | Reliability_Capacity_In_Model_Year | 1 | Gates_TB_12_SSN | Southern_PGAE_Li_Battery_8hr_79 | Reliability_Capacity_In_Model_Year | 0.5 | Gates_TB_12_offpeak | Southern_PGAE_Li_Battery_8hr_79 | Operational_New_Capacity_MW | -1
Chowchilla_Le_Grand_offpeak | Southern_PGAE_Flow_Battery_174 | Operational_New_Capacity_MW | -1 | Gates_TB_12_HSN | Southern_PGAE_Li_Battery_8hr_93 | Reliability_Capacity_In_Model_Year | 1 | Southern_PGAE_Li_Battery_8hr_93 | Gates 500/230kV TB #12 | CAISO_Li_Battery_8hr_Dispatch | Solar | Gates_TB_12_HSN | Southern_PGAE_Li_Battery_8hr_93 | Reliability_Capacity_In_Model_Year | 1 | Gates_TB_12_SSN | Southern_PGAE_Li_Battery_8hr_93 | Reliability_Capacity_In_Model_Year | 0.5 | Gates_TB_12_offpeak | Southern_PGAE_Li_Battery_8hr_93 | Operational_New_Capacity_MW | -1
Chowchilla_Le_Grand_offpeak | Southern_PGAE_Flow_Battery_176 | Operational_New_Capacity_MW | -1 | Gates_TB_12_HSN | Southern_PGAE_Li_Battery_8hr_98 | Reliability_Capacity_In_Model_Year | 1 | Southern_PGAE_Li_Battery_8hr_98 | Gates 500/230kV TB #12 | CAISO_Li_Battery_8hr_Dispatch | Solar | Gates_TB_12_HSN | Southern_PGAE_Li_Battery_8hr_98 | Reliability_Capacity_In_Model_Year | 1 | Gates_TB_12_SSN | Southern_PGAE_Li_Battery_8hr_98 | Reliability_Capacity_In_Model_Year | 0.5 | Gates_TB_12_offpeak | Southern_PGAE_Li_Battery_8hr_98 | Operational_New_Capacity_MW | -1
Chowchilla_Le_Grand_offpeak | Southern_PGAE_Li_Battery_4hr_140 | Operational_New_Capacity_MW | -1 | Gates_TB_12_HSN | Southern_PGAE_Li_Battery_8hr_102 | Reliability_Capacity_In_Model_Year | 1 | Southern_PGAE_Li_Battery_8hr_102 | Gates 500/230kV TB #12 | CAISO_Li_Battery_8hr_Dispatch | Solar | Gates_TB_12_HSN | Southern_PGAE_Li_Battery_8hr_102 | Reliability_Capacity_In_Model_Year | 1 | Gates_TB_12_SSN | Southern_PGAE_Li_Battery_8hr_102 | Reliability_Capacity_In_Model_Year | 0.5 | Gates_TB_12_offpeak | Southern_PGAE_Li_Battery_8hr_102 | Operational_New_Capacity_MW | -1
Chowchilla_Le_Grand_offpeak | Southern_PGAE_Li_Battery_4hr_151 | Operational_New_Capacity_MW | -1 | Gates_TB_12_HSN | Southern_PGAE_Li_Battery_8hr_109 | Reliability_Capacity_In_Model_Year | 1 | Southern_PGAE_Li_Battery_8hr_109 | Gates 500/230kV TB #12 | CAISO_Li_Battery_8hr_Dispatch | Solar | Gates_TB_12_HSN | Southern_PGAE_Li_Battery_8hr_109 | Reliability_Capacity_In_Model_Year | 1 | Gates_TB_12_SSN | Southern_PGAE_Li_Battery_8hr_109 | Reliability_Capacity_In_Model_Year | 0.5 | Gates_TB_12_offpeak | Southern_PGAE_Li_Battery_8hr_109 | Operational_New_Capacity_MW | -1
Chowchilla_Le_Grand_offpeak | Southern_PGAE_Li_Battery_4hr_154 | Operational_New_Capacity_MW | -1 | Gates_TB_12_HSN | Southern_PGAE_Li_Battery_8hr_117 | Reliability_Capacity_In_Model_Year | 1 | Southern_PGAE_Li_Battery_8hr_117 | Gates 500/230kV TB #12 | CAISO_Li_Battery_8hr_Dispatch | Solar | Gates_TB_12_HSN | Southern_PGAE_Li_Battery_8hr_117 | Reliability_Capacity_In_Model_Year | 1 | Gates_TB_12_SSN | Southern_PGAE_Li_Battery_8hr_117 | Reliability_Capacity_In_Model_Year | 0.5 | Gates_TB_12_offpeak | Southern_PGAE_Li_Battery_8hr_117 | Operational_New_Capacity_MW | -1
Chowchilla_Le_Grand_offpeak | Southern_PGAE_Li_Battery_4hr_161 | Operational_New_Capacity_MW | -1 | Gates_TB_12_HSN | Southern_PGAE_Li_Battery_8hr_118 | Reliability_Capacity_In_Model_Year | 1 | Southern_PGAE_Li_Battery_8hr_118 | Gates 500/230kV TB #12 | CAISO_Li_Battery_8hr_Dispatch | Solar | Gates_TB_12_HSN | Southern_PGAE_Li_Battery_8hr_118 | Reliability_Capacity_In_Model_Year | 1 | Gates_TB_12_SSN | Southern_PGAE_Li_Battery_8hr_118 | Reliability_Capacity_In_Model_Year | 0.5 | Gates_TB_12_offpeak | Southern_PGAE_Li_Battery_8hr_118 | Operational_New_Capacity_MW | -1
Chowchilla_Le_Grand_offpeak | Southern_PGAE_Li_Battery_4hr_162 | Operational_New_Capacity_MW | -1 | Gates_TB_12_HSN | Southern_PGAE_Li_Battery_8hr_124 | Reliability_Capacity_In_Model_Year | 1 | Southern_PGAE_Li_Battery_8hr_124 | Gates 500/230kV TB #12 | CAISO_Li_Battery_8hr_Dispatch | Solar | Gates_TB_12_HSN | Southern_PGAE_Li_Battery_8hr_124 | Reliability_Capacity_In_Model_Year | 1 | Gates_TB_12_SSN | Southern_PGAE_Li_Battery_8hr_124 | Reliability_Capacity_In_Model_Year | 0.5 | Gates_TB_12_offpeak | Southern_PGAE_Li_Battery_8hr_124 | Operational_New_Capacity_MW | -1
Chowchilla_Le_Grand_offpeak | Southern_PGAE_Li_Battery_4hr_163 | Operational_New_Capacity_MW | -1 | Gates_TB_12_HSN | Southern_PGAE_Li_Battery_8hr_139 | Reliability_Capacity_In_Model_Year | 1 | Southern_PGAE_Li_Battery_8hr_139 | Gates 500/230kV TB #12 | CAISO_Li_Battery_8hr_Dispatch | Solar | Gates_TB_12_HSN | Southern_PGAE_Li_Battery_8hr_139 | Reliability_Capacity_In_Model_Year | 1 | Gates_TB_12_SSN | Southern_PGAE_Li_Battery_8hr_139 | Reliability_Capacity_In_Model_Year | 0.5 | Gates_TB_12_offpeak | Southern_PGAE_Li_Battery_8hr_139 | Operational_New_Capacity_MW | -1
Chowchilla_Le_Grand_offpeak | Southern_PGAE_Li_Battery_4hr_164 | Operational_New_Capacity_MW | -1 | Gates_TB_12_HSN | Southern_PGAE_Li_Battery_8hr_140 | Reliability_Capacity_In_Model_Year | 1 | Southern_PGAE_Li_Battery_8hr_140 | Gates 500/230kV TB #12 | CAISO_Li_Battery_8hr_Dispatch | Solar | Gates_TB_12_HSN | Southern_PGAE_Li_Battery_8hr_140 | Reliability_Capacity_In_Model_Year | 1 | Gates_TB_12_SSN | Southern_PGAE_Li_Battery_8hr_140 | Reliability_Capacity_In_Model_Year | 0.5 | Gates_TB_12_offpeak | Southern_PGAE_Li_Battery_8hr_140 | Operational_New_Capacity_MW | -1
Chowchilla_Le_Grand_offpeak | Southern_PGAE_Li_Battery_4hr_165 | Operational_New_Capacity_MW | -1 | Gates_TB_12_HSN | Southern_PGAE_Li_Battery_8hr_151 | Reliability_Capacity_In_Model_Year | 1 | Southern_PGAE_Li_Battery_8hr_151 | Gates 500/230kV TB #12 | CAISO_Li_Battery_8hr_Dispatch | Solar | Gates_TB_12_HSN | Southern_PGAE_Li_Battery_8hr_151 | Reliability_Capacity_In_Model_Year | 1 | Gates_TB_12_SSN | Southern_PGAE_Li_Battery_8hr_151 | Reliability_Capacity_In_Model_Year | 0.5 | Gates_TB_12_offpeak | Southern_PGAE_Li_Battery_8hr_151 | Operational_New_Capacity_MW | -1
Chowchilla_Le_Grand_offpeak | Northern_California_Li_Battery_4hr_166 | Operational_New_Capacity_MW | -1 | Gates_TB_12_HSN | Southern_PGAE_Li_Battery_8hr_154 | Reliability_Capacity_In_Model_Year | 1 | Southern_PGAE_Li_Battery_8hr_154 | Gates 500/230kV TB #12 | CAISO_Li_Battery_8hr_Dispatch | Solar | Gates_TB_12_HSN | Southern_PGAE_Li_Battery_8hr_154 | Reliability_Capacity_In_Model_Year | 1 | Gates_TB_12_SSN | Southern_PGAE_Li_Battery_8hr_154 | Reliability_Capacity_In_Model_Year | 0.5 | Gates_TB_12_offpeak | Southern_PGAE_Li_Battery_8hr_154 | Operational_New_Capacity_MW | -1
Chowchilla_Le_Grand_offpeak | Southern_PGAE_Li_Battery_4hr_168 | Operational_New_Capacity_MW | -1 | Gates_TB_12_HSN | Southern_PGAE_Li_Battery_8hr_161 | Reliability_Capacity_In_Model_Year | 1 | Southern_PGAE_Li_Battery_8hr_161 | Gates 500/230kV TB #12 | CAISO_Li_Battery_8hr_Dispatch | Solar | Gates_TB_12_HSN | Southern_PGAE_Li_Battery_8hr_161 | Reliability_Capacity_In_Model_Year | 1 | Gates_TB_12_SSN | Southern_PGAE_Li_Battery_8hr_161 | Reliability_Capacity_In_Model_Year | 0.5 | Gates_TB_12_offpeak | Southern_PGAE_Li_Battery_8hr_161 | Operational_New_Capacity_MW | -1
Chowchilla_Le_Grand_offpeak | Southern_PGAE_Li_Battery_4hr_169 | Operational_New_Capacity_MW | -1 | Gates_TB_12_HSN | Southern_PGAE_Li_Battery_8hr_162 | Reliability_Capacity_In_Model_Year | 1 | Southern_PGAE_Li_Battery_8hr_162 | Gates 500/230kV TB #12 | CAISO_Li_Battery_8hr_Dispatch | Solar | Gates_TB_12_HSN | Southern_PGAE_Li_Battery_8hr_162 | Reliability_Capacity_In_Model_Year | 1 | Gates_TB_12_SSN | Southern_PGAE_Li_Battery_8hr_162 | Reliability_Capacity_In_Model_Year | 0.5 | Gates_TB_12_offpeak | Southern_PGAE_Li_Battery_8hr_162 | Operational_New_Capacity_MW | -1
Chowchilla_Le_Grand_offpeak | Southern_PGAE_Li_Battery_4hr_170 | Operational_New_Capacity_MW | -1 | Gates_TB_12_HSN | Southern_PGAE_Li_Battery_8hr_163 | Reliability_Capacity_In_Model_Year | 1 | Southern_PGAE_Li_Battery_8hr_163 | Gates 500/230kV TB #12 | CAISO_Li_Battery_8hr_Dispatch | Solar | Gates_TB_12_HSN | Southern_PGAE_Li_Battery_8hr_163 | Reliability_Capacity_In_Model_Year | 1 | Gates_TB_12_SSN | Southern_PGAE_Li_Battery_8hr_163 | Reliability_Capacity_In_Model_Year | 0.5 | Gates_TB_12_offpeak | Southern_PGAE_Li_Battery_8hr_163 | Operational_New_Capacity_MW | -1
Chowchilla_Le_Grand_offpeak | Southern_PGAE_Li_Battery_4hr_174 | Operational_New_Capacity_MW | -1 | Gates_TB_12_HSN | Southern_PGAE_Li_Battery_8hr_164 | Reliability_Capacity_In_Model_Year | 1 | Southern_PGAE_Li_Battery_8hr_164 | Gates 500/230kV TB #12 | CAISO_Li_Battery_8hr_Dispatch | Solar | Gates_TB_12_HSN | Southern_PGAE_Li_Battery_8hr_164 | Reliability_Capacity_In_Model_Year | 1 | Gates_TB_12_SSN | Southern_PGAE_Li_Battery_8hr_164 | Reliability_Capacity_In_Model_Year | 0.5 | Gates_TB_12_offpeak | Southern_PGAE_Li_Battery_8hr_164 | Operational_New_Capacity_MW | -1
Chowchilla_Le_Grand_offpeak | Southern_PGAE_Li_Battery_4hr_176 | Operational_New_Capacity_MW | -1 | Gates_TB_12_HSN | Southern_PGAE_Li_Battery_8hr_165 | Reliability_Capacity_In_Model_Year | 1 | Southern_PGAE_Li_Battery_8hr_165 | Gates 500/230kV TB #12 | CAISO_Li_Battery_8hr_Dispatch | Solar | Gates_TB_12_HSN | Southern_PGAE_Li_Battery_8hr_165 | Reliability_Capacity_In_Model_Year | 1 | Gates_TB_12_SSN | Southern_PGAE_Li_Battery_8hr_165 | Reliability_Capacity_In_Model_Year | 0.5 | Gates_TB_12_offpeak | Southern_PGAE_Li_Battery_8hr_165 | Operational_New_Capacity_MW | -1
Chowchilla_Le_Grand_offpeak | Southern_PGAE_Li_Battery_8hr_140 | Operational_New_Capacity_MW | -1 | Gates_TB_12_HSN | Northern_California_Li_Battery_8hr_166 | Reliability_Capacity_In_Model_Year | 1 | Northern_California_Li_Battery_8hr_166 | Gates 500/230kV TB #12 | CAISO_Li_Battery_8hr_Dispatch | Solar | Gates_TB_12_HSN | Northern_California_Li_Battery_8hr_166 | Reliability_Capacity_In_Model_Year | 1 | Gates_TB_12_SSN | Northern_California_Li_Battery_8hr_166 | Reliability_Capacity_In_Model_Year | 0.5 | Gates_TB_12_offpeak | Northern_California_Li_Battery_8hr_166 | Operational_New_Capacity_MW | -1
Chowchilla_Le_Grand_offpeak | Southern_PGAE_Li_Battery_8hr_151 | Operational_New_Capacity_MW | -1 | Gates_TB_12_HSN | Southern_PGAE_Li_Battery_8hr_168 | Reliability_Capacity_In_Model_Year | 1 | Southern_PGAE_Li_Battery_8hr_168 | Gates 500/230kV TB #12 | CAISO_Li_Battery_8hr_Dispatch | Solar | Gates_TB_12_HSN | Southern_PGAE_Li_Battery_8hr_168 | Reliability_Capacity_In_Model_Year | 1 | Gates_TB_12_SSN | Southern_PGAE_Li_Battery_8hr_168 | Reliability_Capacity_In_Model_Year | 0.5 | Gates_TB_12_offpeak | Southern_PGAE_Li_Battery_8hr_168 | Operational_New_Capacity_MW | -1
Chowchilla_Le_Grand_offpeak | Southern_PGAE_Li_Battery_8hr_154 | Operational_New_Capacity_MW | -1 | Gates_TB_12_HSN | Southern_PGAE_Li_Battery_8hr_169 | Reliability_Capacity_In_Model_Year | 1 | Southern_PGAE_Li_Battery_8hr_169 | Gates 500/230kV TB #12 | CAISO_Li_Battery_8hr_Dispatch | Solar | Gates_TB_12_HSN | Southern_PGAE_Li_Battery_8hr_169 | Reliability_Capacity_In_Model_Year | 1 | Gates_TB_12_SSN | Southern_PGAE_Li_Battery_8hr_169 | Reliability_Capacity_In_Model_Year | 0.5 | Gates_TB_12_offpeak | Southern_PGAE_Li_Battery_8hr_169 | Operational_New_Capacity_MW | -1
Chowchilla_Le_Grand_offpeak | Southern_PGAE_Li_Battery_8hr_161 | Operational_New_Capacity_MW | -1 | Gates_TB_12_HSN | Southern_PGAE_Li_Battery_8hr_170 | Reliability_Capacity_In_Model_Year | 1 | Southern_PGAE_Li_Battery_8hr_170 | Gates 500/230kV TB #12 | CAISO_Li_Battery_8hr_Dispatch | Solar | Gates_TB_12_HSN | Southern_PGAE_Li_Battery_8hr_170 | Reliability_Capacity_In_Model_Year | 1 | Gates_TB_12_SSN | Southern_PGAE_Li_Battery_8hr_170 | Reliability_Capacity_In_Model_Year | 0.5 | Gates_TB_12_offpeak | Southern_PGAE_Li_Battery_8hr_170 | Operational_New_Capacity_MW | -1
Chowchilla_Le_Grand_offpeak | Southern_PGAE_Li_Battery_8hr_162 | Operational_New_Capacity_MW | -1 | Gates_TB_12_HSN | Southern_PGAE_Li_Battery_8hr_174 | Reliability_Capacity_In_Model_Year | 1 | Southern_PGAE_Li_Battery_8hr_174 | Gates 500/230kV TB #12 | CAISO_Li_Battery_8hr_Dispatch | Solar | Gates_TB_12_HSN | Southern_PGAE_Li_Battery_8hr_174 | Reliability_Capacity_In_Model_Year | 1 | Gates_TB_12_SSN | Southern_PGAE_Li_Battery_8hr_174 | Reliability_Capacity_In_Model_Year | 0.5 | Gates_TB_12_offpeak | Southern_PGAE_Li_Battery_8hr_174 | Operational_New_Capacity_MW | -1
Chowchilla_Le_Grand_offpeak | Southern_PGAE_Li_Battery_8hr_163 | Operational_New_Capacity_MW | -1 | Gates_TB_12_HSN | Southern_PGAE_Li_Battery_8hr_176 | Reliability_Capacity_In_Model_Year | 1 | Southern_PGAE_Li_Battery_8hr_176 | Gates 500/230kV TB #12 | CAISO_Li_Battery_8hr_Dispatch | Solar | Gates_TB_12_HSN | Southern_PGAE_Li_Battery_8hr_176 | Reliability_Capacity_In_Model_Year | 1 | Gates_TB_12_SSN | Southern_PGAE_Li_Battery_8hr_176 | Reliability_Capacity_In_Model_Year | 0.5 | Gates_TB_12_offpeak | Southern_PGAE_Li_Battery_8hr_176 | Operational_New_Capacity_MW | -1
Chowchilla_Le_Grand_offpeak | Southern_PGAE_Li_Battery_8hr_164 | Operational_New_Capacity_MW | -1 | Gates_TB_12_HSN | Central_Valley_North_Los_Banos_Wind_154 | Reliability_Capacity_In_Model_Year | 0.665 | Central_Valley_North_Los_Banos_Wind_154 | Gates 500/230kV TB #12 | Central_Valley_North_Los_Banos_Wind | Solar | Gates_TB_12_HSN | Central_Valley_North_Los_Banos_Wind_154 | Reliability_Capacity_In_Model_Year | 0.665 | Gates_TB_12_SSN | Central_Valley_North_Los_Banos_Wind_154 | Reliability_Capacity_In_Model_Year | 0.163 | Gates_TB_12_offpeak | Central_Valley_North_Los_Banos_Wind_154 | Operational_New_Capacity_MW | 0.44
Chowchilla_Le_Grand_offpeak | Southern_PGAE_Li_Battery_8hr_165 | Operational_New_Capacity_MW | -1 | Gates_TB_12_HSN | Central_Valley_North_Los_Banos_Wind_162 | Reliability_Capacity_In_Model_Year | 0.665 | Central_Valley_North_Los_Banos_Wind_162 | Gates 500/230kV TB #12 | Central_Valley_North_Los_Banos_Wind | Solar | Gates_TB_12_HSN | Central_Valley_North_Los_Banos_Wind_162 | Reliability_Capacity_In_Model_Year | 0.665 | Gates_TB_12_SSN | Central_Valley_North_Los_Banos_Wind_162 | Reliability_Capacity_In_Model_Year | 0.163 | Gates_TB_12_offpeak | Central_Valley_North_Los_Banos_Wind_162 | Operational_New_Capacity_MW | 0.44
Chowchilla_Le_Grand_offpeak | Northern_California_Li_Battery_8hr_166 | Operational_New_Capacity_MW | -1 | Gates_TB_12_HSN | Northern_California_Solar_166 | Reliability_Capacity_In_Model_Year | 0.1 | Northern_California_Solar_166 | Gates 500/230kV TB #12 | Northern_California_Solar | Solar | Gates_TB_12_HSN | Northern_California_Solar_166 | Reliability_Capacity_In_Model_Year | 0.1 | Gates_TB_12_SSN | Northern_California_Solar_166 | Reliability_Capacity_In_Model_Year | 0.556 | Gates_TB_12_offpeak | Northern_California_Solar_166 | Operational_New_Capacity_MW | 0.79
Chowchilla_Le_Grand_offpeak | Southern_PGAE_Li_Battery_8hr_168 | Operational_New_Capacity_MW | -1 | Gates_TB_12_HSN | Southern_PGAE_Solar_23 | Reliability_Capacity_In_Model_Year | 0.1 | Southern_PGAE_Solar_23 | Gates 500/230kV TB #12 | Southern_PGAE_Solar | Solar | Gates_TB_12_HSN | Southern_PGAE_Solar_23 | Reliability_Capacity_In_Model_Year | 0.1 | Gates_TB_12_SSN | Southern_PGAE_Solar_23 | Reliability_Capacity_In_Model_Year | 0.556 | Gates_TB_12_offpeak | Southern_PGAE_Solar_23 | Operational_New_Capacity_MW | 0.79
Chowchilla_Le_Grand_offpeak | Southern_PGAE_Li_Battery_8hr_169 | Operational_New_Capacity_MW | -1 | Gates_TB_12_HSN | Southern_PGAE_Solar_24 | Reliability_Capacity_In_Model_Year | 0.1 | Southern_PGAE_Solar_24 | Gates 500/230kV TB #12 | Southern_PGAE_Solar | Solar | Gates_TB_12_HSN | Southern_PGAE_Solar_24 | Reliability_Capacity_In_Model_Year | 0.1 | Gates_TB_12_SSN | Southern_PGAE_Solar_24 | Reliability_Capacity_In_Model_Year | 0.556 | Gates_TB_12_offpeak | Southern_PGAE_Solar_24 | Operational_New_Capacity_MW | 0.79
Chowchilla_Le_Grand_offpeak | Southern_PGAE_Li_Battery_8hr_170 | Operational_New_Capacity_MW | -1 | Gates_TB_12_HSN | Southern_PGAE_Solar_33 | Reliability_Capacity_In_Model_Year | 0.1 | Southern_PGAE_Solar_33 | Gates 500/230kV TB #12 | Southern_PGAE_Solar | Solar | Gates_TB_12_HSN | Southern_PGAE_Solar_33 | Reliability_Capacity_In_Model_Year | 0.1 | Gates_TB_12_SSN | Southern_PGAE_Solar_33 | Reliability_Capacity_In_Model_Year | 0.556 | Gates_TB_12_offpeak | Southern_PGAE_Solar_33 | Operational_New_Capacity_MW | 0.79
Chowchilla_Le_Grand_offpeak | Southern_PGAE_Li_Battery_8hr_174 | Operational_New_Capacity_MW | -1 | Gates_TB_12_HSN | Southern_PGAE_Solar_34 | Reliability_Capacity_In_Model_Year | 0.1 | Southern_PGAE_Solar_34 | Gates 500/230kV TB #12 | Southern_PGAE_Solar | Solar | Gates_TB_12_HSN | Southern_PGAE_Solar_34 | Reliability_Capacity_In_Model_Year | 0.1 | Gates_TB_12_SSN | Southern_PGAE_Solar_34 | Reliability_Capacity_In_Model_Year | 0.556 | Gates_TB_12_offpeak | Southern_PGAE_Solar_34 | Operational_New_Capacity_MW | 0.79
Chowchilla_Le_Grand_offpeak | Southern_PGAE_Li_Battery_8hr_176 | Operational_New_Capacity_MW | -1 | Gates_TB_12_HSN | Southern_PGAE_Solar_45 | Reliability_Capacity_In_Model_Year | 0.1 | Southern_PGAE_Solar_45 | Gates 500/230kV TB #12 | Southern_PGAE_Solar | Solar | Gates_TB_12_HSN | Southern_PGAE_Solar_45 | Reliability_Capacity_In_Model_Year | 0.1 | Gates_TB_12_SSN | Southern_PGAE_Solar_45 | Reliability_Capacity_In_Model_Year | 0.556 | Gates_TB_12_offpeak | Southern_PGAE_Solar_45 | Operational_New_Capacity_MW | 0.79
Chowchilla_Le_Grand_offpeak | Central_Valley_North_Los_Banos_Wind_154 | Operational_New_Capacity_MW | 0.44 | Gates_TB_12_HSN | Southern_PGAE_Solar_46 | Reliability_Capacity_In_Model_Year | 0.1 | Southern_PGAE_Solar_46 | Gates 500/230kV TB #12 | Southern_PGAE_Solar | Solar | Gates_TB_12_HSN | Southern_PGAE_Solar_46 | Reliability_Capacity_In_Model_Year | 0.1 | Gates_TB_12_SSN | Southern_PGAE_Solar_46 | Reliability_Capacity_In_Model_Year | 0.556 | Gates_TB_12_offpeak | Southern_PGAE_Solar_46 | Operational_New_Capacity_MW | 0.79
Chowchilla_Le_Grand_offpeak | Central_Valley_North_Los_Banos_Wind_162 | Operational_New_Capacity_MW | 0.44 | Gates_TB_12_HSN | Southern_PGAE_Solar_49 | Reliability_Capacity_In_Model_Year | 0.1 | Southern_PGAE_Solar_49 | Gates 500/230kV TB #12 | Southern_PGAE_Solar | Solar | Gates_TB_12_HSN | Southern_PGAE_Solar_49 | Reliability_Capacity_In_Model_Year | 0.1 | Gates_TB_12_SSN | Southern_PGAE_Solar_49 | Reliability_Capacity_In_Model_Year | 0.556 | Gates_TB_12_offpeak | Southern_PGAE_Solar_49 | Operational_New_Capacity_MW | 0.79
Chowchilla_Le_Grand_offpeak | Northern_California_Solar_166 | Operational_New_Capacity_MW | 0.79 | Gates_TB_12_HSN | Southern_PGAE_Solar_52 | Reliability_Capacity_In_Model_Year | 0.1 | Southern_PGAE_Solar_52 | Gates 500/230kV TB #12 | Southern_PGAE_Solar | Solar | Gates_TB_12_HSN | Southern_PGAE_Solar_52 | Reliability_Capacity_In_Model_Year | 0.1 | Gates_TB_12_SSN | Southern_PGAE_Solar_52 | Reliability_Capacity_In_Model_Year | 0.556 | Gates_TB_12_offpeak | Southern_PGAE_Solar_52 | Operational_New_Capacity_MW | 0.79
Chowchilla_Le_Grand_offpeak | Southern_PGAE_Solar_140 | Operational_New_Capacity_MW | 0.79 | Gates_TB_12_HSN | Southern_PGAE_Solar_61 | Reliability_Capacity_In_Model_Year | 0.1 | Southern_PGAE_Solar_61 | Gates 500/230kV TB #12 | Southern_PGAE_Solar | Solar | Gates_TB_12_HSN | Southern_PGAE_Solar_61 | Reliability_Capacity_In_Model_Year | 0.1 | Gates_TB_12_SSN | Southern_PGAE_Solar_61 | Reliability_Capacity_In_Model_Year | 0.556 | Gates_TB_12_offpeak | Southern_PGAE_Solar_61 | Operational_New_Capacity_MW | 0.79
Chowchilla_Le_Grand_offpeak | Southern_PGAE_Solar_151 | Operational_New_Capacity_MW | 0.79 | Gates_TB_12_HSN | Southern_PGAE_Solar_69 | Reliability_Capacity_In_Model_Year | 0.1 | Southern_PGAE_Solar_69 | Gates 500/230kV TB #12 | Southern_PGAE_Solar | Solar | Gates_TB_12_HSN | Southern_PGAE_Solar_69 | Reliability_Capacity_In_Model_Year | 0.1 | Gates_TB_12_SSN | Southern_PGAE_Solar_69 | Reliability_Capacity_In_Model_Year | 0.556 | Gates_TB_12_offpeak | Southern_PGAE_Solar_69 | Operational_New_Capacity_MW | 0.79
Chowchilla_Le_Grand_offpeak | Southern_PGAE_Solar_154 | Operational_New_Capacity_MW | 0.79 | Gates_TB_12_HSN | Southern_PGAE_Solar_72 | Reliability_Capacity_In_Model_Year | 0.1 | Southern_PGAE_Solar_72 | Gates 500/230kV TB #12 | Southern_PGAE_Solar | Solar | Gates_TB_12_HSN | Southern_PGAE_Solar_72 | Reliability_Capacity_In_Model_Year | 0.1 | Gates_TB_12_SSN | Southern_PGAE_Solar_72 | Reliability_Capacity_In_Model_Year | 0.556 | Gates_TB_12_offpeak | Southern_PGAE_Solar_72 | Operational_New_Capacity_MW | 0.79
Chowchilla_Le_Grand_offpeak | Southern_PGAE_Solar_161 | Operational_New_Capacity_MW | 0.79 | Gates_TB_12_HSN | Southern_PGAE_Solar_74 | Reliability_Capacity_In_Model_Year | 0.1 | Southern_PGAE_Solar_74 | Gates 500/230kV TB #12 | Southern_PGAE_Solar | Solar | Gates_TB_12_HSN | Southern_PGAE_Solar_74 | Reliability_Capacity_In_Model_Year | 0.1 | Gates_TB_12_SSN | Southern_PGAE_Solar_74 | Reliability_Capacity_In_Model_Year | 0.556 | Gates_TB_12_offpeak | Southern_PGAE_Solar_74 | Operational_New_Capacity_MW | 0.79
Chowchilla_Le_Grand_offpeak | Southern_PGAE_Solar_162 | Operational_New_Capacity_MW | 0.79 | Gates_TB_12_HSN | Southern_PGAE_Solar_75 | Reliability_Capacity_In_Model_Year | 0.1 | Southern_PGAE_Solar_75 | Gates 500/230kV TB #12 | Southern_PGAE_Solar | Solar | Gates_TB_12_HSN | Southern_PGAE_Solar_75 | Reliability_Capacity_In_Model_Year | 0.1 | Gates_TB_12_SSN | Southern_PGAE_Solar_75 | Reliability_Capacity_In_Model_Year | 0.556 | Gates_TB_12_offpeak | Southern_PGAE_Solar_75 | Operational_New_Capacity_MW | 0.79
Chowchilla_Le_Grand_offpeak | Southern_PGAE_Solar_163 | Operational_New_Capacity_MW | 0.79 | Gates_TB_12_HSN | Southern_PGAE_Solar_79 | Reliability_Capacity_In_Model_Year | 0.1 | Southern_PGAE_Solar_79 | Gates 500/230kV TB #12 | Southern_PGAE_Solar | Solar | Gates_TB_12_HSN | Southern_PGAE_Solar_79 | Reliability_Capacity_In_Model_Year | 0.1 | Gates_TB_12_SSN | Southern_PGAE_Solar_79 | Reliability_Capacity_In_Model_Year | 0.556 | Gates_TB_12_offpeak | Southern_PGAE_Solar_79 | Operational_New_Capacity_MW | 0.79
Chowchilla_Le_Grand_offpeak | Southern_PGAE_Solar_164 | Operational_New_Capacity_MW | 0.79 | Gates_TB_12_HSN | Southern_PGAE_Solar_93 | Reliability_Capacity_In_Model_Year | 0.1 | Southern_PGAE_Solar_93 | Gates 500/230kV TB #12 | Southern_PGAE_Solar | Solar | Gates_TB_12_HSN | Southern_PGAE_Solar_93 | Reliability_Capacity_In_Model_Year | 0.1 | Gates_TB_12_SSN | Southern_PGAE_Solar_93 | Reliability_Capacity_In_Model_Year | 0.556 | Gates_TB_12_offpeak | Southern_PGAE_Solar_93 | Operational_New_Capacity_MW | 0.79
Chowchilla_Le_Grand_offpeak | Southern_PGAE_Solar_165 | Operational_New_Capacity_MW | 0.79 | Gates_TB_12_HSN | Southern_PGAE_Solar_98 | Reliability_Capacity_In_Model_Year | 0.1 | Southern_PGAE_Solar_98 | Gates 500/230kV TB #12 | Southern_PGAE_Solar | Solar | Gates_TB_12_HSN | Southern_PGAE_Solar_98 | Reliability_Capacity_In_Model_Year | 0.1 | Gates_TB_12_SSN | Southern_PGAE_Solar_98 | Reliability_Capacity_In_Model_Year | 0.556 | Gates_TB_12_offpeak | Southern_PGAE_Solar_98 | Operational_New_Capacity_MW | 0.79
Chowchilla_Le_Grand_offpeak | Southern_PGAE_Solar_168 | Operational_New_Capacity_MW | 0.79 | Gates_TB_12_HSN | Southern_PGAE_Solar_102 | Reliability_Capacity_In_Model_Year | 0.1 | Southern_PGAE_Solar_102 | Gates 500/230kV TB #12 | Southern_PGAE_Solar | Solar | Gates_TB_12_HSN | Southern_PGAE_Solar_102 | Reliability_Capacity_In_Model_Year | 0.1 | Gates_TB_12_SSN | Southern_PGAE_Solar_102 | Reliability_Capacity_In_Model_Year | 0.556 | Gates_TB_12_offpeak | Southern_PGAE_Solar_102 | Operational_New_Capacity_MW | 0.79
Chowchilla_Le_Grand_offpeak | Southern_PGAE_Solar_169 | Operational_New_Capacity_MW | 0.79 | Gates_TB_12_HSN | Southern_PGAE_Solar_109 | Reliability_Capacity_In_Model_Year | 0.1 | Southern_PGAE_Solar_109 | Gates 500/230kV TB #12 | Southern_PGAE_Solar | Solar | Gates_TB_12_HSN | Southern_PGAE_Solar_109 | Reliability_Capacity_In_Model_Year | 0.1 | Gates_TB_12_SSN | Southern_PGAE_Solar_109 | Reliability_Capacity_In_Model_Year | 0.556 | Gates_TB_12_offpeak | Southern_PGAE_Solar_109 | Operational_New_Capacity_MW | 0.79
Chowchilla_Le_Grand_offpeak | Southern_PGAE_Solar_170 | Operational_New_Capacity_MW | 0.79 | Gates_TB_12_HSN | Southern_PGAE_Solar_117 | Reliability_Capacity_In_Model_Year | 0.1 | Southern_PGAE_Solar_117 | Gates 500/230kV TB #12 | Southern_PGAE_Solar | Solar | Gates_TB_12_HSN | Southern_PGAE_Solar_117 | Reliability_Capacity_In_Model_Year | 0.1 | Gates_TB_12_SSN | Southern_PGAE_Solar_117 | Reliability_Capacity_In_Model_Year | 0.556 | Gates_TB_12_offpeak | Southern_PGAE_Solar_117 | Operational_New_Capacity_MW | 0.79
Chowchilla_Le_Grand_offpeak | Southern_PGAE_Solar_174 | Operational_New_Capacity_MW | 0.79 | Gates_TB_12_HSN | Southern_PGAE_Solar_118 | Reliability_Capacity_In_Model_Year | 0.1 | Southern_PGAE_Solar_118 | Gates 500/230kV TB #12 | Southern_PGAE_Solar | Solar | Gates_TB_12_HSN | Southern_PGAE_Solar_118 | Reliability_Capacity_In_Model_Year | 0.1 | Gates_TB_12_SSN | Southern_PGAE_Solar_118 | Reliability_Capacity_In_Model_Year | 0.556 | Gates_TB_12_offpeak | Southern_PGAE_Solar_118 | Operational_New_Capacity_MW | 0.79
Chowchilla_Le_Grand_offpeak | Southern_PGAE_Solar_176 | Operational_New_Capacity_MW | 0.79 | Gates_TB_12_HSN | Southern_PGAE_Solar_124 | Reliability_Capacity_In_Model_Year | 0.1 | Southern_PGAE_Solar_124 | Gates 500/230kV TB #12 | Southern_PGAE_Solar | Solar | Gates_TB_12_HSN | Southern_PGAE_Solar_124 | Reliability_Capacity_In_Model_Year | 0.1 | Gates_TB_12_SSN | Southern_PGAE_Solar_124 | Reliability_Capacity_In_Model_Year | 0.556 | Gates_TB_12_offpeak | Southern_PGAE_Solar_124 | Operational_New_Capacity_MW | 0.79
Chowchilla_Le_Grand_offpeak | Chowchilla_Le_Grand_group | Operational_New_Capacity_MW | -0.45087 | Gates_TB_12_HSN | Southern_PGAE_Solar_139 | Reliability_Capacity_In_Model_Year | 0.1 | Southern_PGAE_Solar_139 | Gates 500/230kV TB #12 | Southern_PGAE_Solar | Solar | Gates_TB_12_HSN | Southern_PGAE_Solar_139 | Reliability_Capacity_In_Model_Year | 0.1 | Gates_TB_12_SSN | Southern_PGAE_Solar_139 | Reliability_Capacity_In_Model_Year | 0.556 | Gates_TB_12_offpeak | Southern_PGAE_Solar_139 | Operational_New_Capacity_MW | 0.79
Chowchilla_Le_Grand_SSN | Southern_PGAE_Flow_Battery_140 | Reliability_Capacity_In_Model_Year | 0.5 | Gates_TB_12_HSN | Southern_PGAE_Solar_140 | Reliability_Capacity_In_Model_Year | 0.1 | Southern_PGAE_Solar_140 | Gates 500/230kV TB #12 | Southern_PGAE_Solar | Solar | Gates_TB_12_HSN | Southern_PGAE_Solar_140 | Reliability_Capacity_In_Model_Year | 0.1 | Gates_TB_12_SSN | Southern_PGAE_Solar_140 | Reliability_Capacity_In_Model_Year | 0.556 | Gates_TB_12_offpeak | Southern_PGAE_Solar_140 | Operational_New_Capacity_MW | 0.79
Chowchilla_Le_Grand_SSN | Southern_PGAE_Flow_Battery_151 | Reliability_Capacity_In_Model_Year | 0.5 | Gates_TB_12_HSN | Southern_PGAE_Solar_151 | Reliability_Capacity_In_Model_Year | 0.1 | Southern_PGAE_Solar_151 | Gates 500/230kV TB #12 | Southern_PGAE_Solar | Solar | Gates_TB_12_HSN | Southern_PGAE_Solar_151 | Reliability_Capacity_In_Model_Year | 0.1 | Gates_TB_12_SSN | Southern_PGAE_Solar_151 | Reliability_Capacity_In_Model_Year | 0.556 | Gates_TB_12_offpeak | Southern_PGAE_Solar_151 | Operational_New_Capacity_MW | 0.79
Chowchilla_Le_Grand_SSN | Southern_PGAE_Flow_Battery_154 | Reliability_Capacity_In_Model_Year | 0.5 | Gates_TB_12_HSN | Southern_PGAE_Solar_154 | Reliability_Capacity_In_Model_Year | 0.1 | Southern_PGAE_Solar_154 | Gates 500/230kV TB #12 | Southern_PGAE_Solar | Solar | Gates_TB_12_HSN | Southern_PGAE_Solar_154 | Reliability_Capacity_In_Model_Year | 0.1 | Gates_TB_12_SSN | Southern_PGAE_Solar_154 | Reliability_Capacity_In_Model_Year | 0.556 | Gates_TB_12_offpeak | Southern_PGAE_Solar_154 | Operational_New_Capacity_MW | 0.79
Chowchilla_Le_Grand_SSN | Southern_PGAE_Flow_Battery_161 | Reliability_Capacity_In_Model_Year | 0.5 | Gates_TB_12_HSN | Southern_PGAE_Solar_161 | Reliability_Capacity_In_Model_Year | 0.1 | Southern_PGAE_Solar_161 | Gates 500/230kV TB #12 | Southern_PGAE_Solar | Solar | Gates_TB_12_HSN | Southern_PGAE_Solar_161 | Reliability_Capacity_In_Model_Year | 0.1 | Gates_TB_12_SSN | Southern_PGAE_Solar_161 | Reliability_Capacity_In_Model_Year | 0.556 | Gates_TB_12_offpeak | Southern_PGAE_Solar_161 | Operational_New_Capacity_MW | 0.79
Chowchilla_Le_Grand_SSN | Southern_PGAE_Flow_Battery_162 | Reliability_Capacity_In_Model_Year | 0.5 | Gates_TB_12_HSN | Southern_PGAE_Solar_162 | Reliability_Capacity_In_Model_Year | 0.1 | Southern_PGAE_Solar_162 | Gates 500/230kV TB #12 | Southern_PGAE_Solar | Solar | Gates_TB_12_HSN | Southern_PGAE_Solar_162 | Reliability_Capacity_In_Model_Year | 0.1 | Gates_TB_12_SSN | Southern_PGAE_Solar_162 | Reliability_Capacity_In_Model_Year | 0.556 | Gates_TB_12_offpeak | Southern_PGAE_Solar_162 | Operational_New_Capacity_MW | 0.79
Chowchilla_Le_Grand_SSN | Southern_PGAE_Flow_Battery_163 | Reliability_Capacity_In_Model_Year | 0.5 | Gates_TB_12_HSN | Southern_PGAE_Solar_163 | Reliability_Capacity_In_Model_Year | 0.1 | Southern_PGAE_Solar_163 | Gates 500/230kV TB #12 | Southern_PGAE_Solar | Solar | Gates_TB_12_HSN | Southern_PGAE_Solar_163 | Reliability_Capacity_In_Model_Year | 0.1 | Gates_TB_12_SSN | Southern_PGAE_Solar_163 | Reliability_Capacity_In_Model_Year | 0.556 | Gates_TB_12_offpeak | Southern_PGAE_Solar_163 | Operational_New_Capacity_MW | 0.79
Chowchilla_Le_Grand_SSN | Southern_PGAE_Flow_Battery_164 | Reliability_Capacity_In_Model_Year | 0.5 | Gates_TB_12_HSN | Southern_PGAE_Solar_164 | Reliability_Capacity_In_Model_Year | 0.1 | Southern_PGAE_Solar_164 | Gates 500/230kV TB #12 | Southern_PGAE_Solar | Solar | Gates_TB_12_HSN | Southern_PGAE_Solar_164 | Reliability_Capacity_In_Model_Year | 0.1 | Gates_TB_12_SSN | Southern_PGAE_Solar_164 | Reliability_Capacity_In_Model_Year | 0.556 | Gates_TB_12_offpeak | Southern_PGAE_Solar_164 | Operational_New_Capacity_MW | 0.79
Chowchilla_Le_Grand_SSN | Southern_PGAE_Flow_Battery_165 | Reliability_Capacity_In_Model_Year | 0.5 | Gates_TB_12_HSN | Southern_PGAE_Solar_165 | Reliability_Capacity_In_Model_Year | 0.1 | Southern_PGAE_Solar_165 | Gates 500/230kV TB #12 | Southern_PGAE_Solar | Solar | Gates_TB_12_HSN | Southern_PGAE_Solar_165 | Reliability_Capacity_In_Model_Year | 0.1 | Gates_TB_12_SSN | Southern_PGAE_Solar_165 | Reliability_Capacity_In_Model_Year | 0.556 | Gates_TB_12_offpeak | Southern_PGAE_Solar_165 | Operational_New_Capacity_MW | 0.79
Chowchilla_Le_Grand_SSN | Northern_California_Flow_Battery_166 | Reliability_Capacity_In_Model_Year | 0.5 | Gates_TB_12_HSN | Southern_PGAE_Solar_168 | Reliability_Capacity_In_Model_Year | 0.1 | Southern_PGAE_Solar_168 | Gates 500/230kV TB #12 | Southern_PGAE_Solar | Solar | Gates_TB_12_HSN | Southern_PGAE_Solar_168 | Reliability_Capacity_In_Model_Year | 0.1 | Gates_TB_12_SSN | Southern_PGAE_Solar_168 | Reliability_Capacity_In_Model_Year | 0.556 | Gates_TB_12_offpeak | Southern_PGAE_Solar_168 | Operational_New_Capacity_MW | 0.79
Chowchilla_Le_Grand_SSN | Southern_PGAE_Flow_Battery_168 | Reliability_Capacity_In_Model_Year | 0.5 | Gates_TB_12_HSN | Southern_PGAE_Solar_169 | Reliability_Capacity_In_Model_Year | 0.1 | Southern_PGAE_Solar_169 | Gates 500/230kV TB #12 | Southern_PGAE_Solar | Solar | Gates_TB_12_HSN | Southern_PGAE_Solar_169 | Reliability_Capacity_In_Model_Year | 0.1 | Gates_TB_12_SSN | Southern_PGAE_Solar_169 | Reliability_Capacity_In_Model_Year | 0.556 | Gates_TB_12_offpeak | Southern_PGAE_Solar_169 | Operational_New_Capacity_MW | 0.79
Chowchilla_Le_Grand_SSN | Southern_PGAE_Flow_Battery_169 | Reliability_Capacity_In_Model_Year | 0.5 | Gates_TB_12_HSN | Southern_PGAE_Solar_170 | Reliability_Capacity_In_Model_Year | 0.1 | Southern_PGAE_Solar_170 | Gates 500/230kV TB #12 | Southern_PGAE_Solar | Solar | Gates_TB_12_HSN | Southern_PGAE_Solar_170 | Reliability_Capacity_In_Model_Year | 0.1 | Gates_TB_12_SSN | Southern_PGAE_Solar_170 | Reliability_Capacity_In_Model_Year | 0.556 | Gates_TB_12_offpeak | Southern_PGAE_Solar_170 | Operational_New_Capacity_MW | 0.79
Chowchilla_Le_Grand_SSN | Southern_PGAE_Flow_Battery_170 | Reliability_Capacity_In_Model_Year | 0.5 | Gates_TB_12_HSN | Southern_PGAE_Solar_174 | Reliability_Capacity_In_Model_Year | 0.1 | Southern_PGAE_Solar_174 | Gates 500/230kV TB #12 | Southern_PGAE_Solar | Solar | Gates_TB_12_HSN | Southern_PGAE_Solar_174 | Reliability_Capacity_In_Model_Year | 0.1 | Gates_TB_12_SSN | Southern_PGAE_Solar_174 | Reliability_Capacity_In_Model_Year | 0.556 | Gates_TB_12_offpeak | Southern_PGAE_Solar_174 | Operational_New_Capacity_MW | 0.79
Chowchilla_Le_Grand_SSN | Southern_PGAE_Flow_Battery_174 | Reliability_Capacity_In_Model_Year | 0.5 | Gates_TB_12_HSN | Southern_PGAE_Solar_176 | Reliability_Capacity_In_Model_Year | 0.1 | Southern_PGAE_Solar_176 | Gates 500/230kV TB #12 | Southern_PGAE_Solar | Solar | Gates_TB_12_HSN | Southern_PGAE_Solar_176 | Reliability_Capacity_In_Model_Year | 0.1 | Gates_TB_12_SSN | Southern_PGAE_Solar_176 | Reliability_Capacity_In_Model_Year | 0.556 | Gates_TB_12_offpeak | Southern_PGAE_Solar_176 | Operational_New_Capacity_MW | 0.79
Chowchilla_Le_Grand_SSN | Southern_PGAE_Flow_Battery_176 | Reliability_Capacity_In_Model_Year | 0.5 | Gates_Panoche_HSN | Southern_PGAE_Flow_Battery_3 | Reliability_Capacity_In_Model_Year | 1 | Southern_PGAE_Flow_Battery_3 | Gates-Panoche 230 kV #1 and #2 Lines | CAISO_Flow_Battery_8hr_Dispatch | Solar | Gates_Panoche_HSN | Southern_PGAE_Flow_Battery_3 | Reliability_Capacity_In_Model_Year | 1 | Gates_Panoche_SSN | Southern_PGAE_Flow_Battery_3 | Reliability_Capacity_In_Model_Year | 0.5 | Gates_Panoche_offpeak | Southern_PGAE_Flow_Battery_3 | Operational_New_Capacity_MW | -1
Chowchilla_Le_Grand_SSN | Southern_PGAE_Li_Battery_4hr_140 | Reliability_Capacity_In_Model_Year | 0.5 | Gates_Panoche_HSN | Southern_PGAE_Flow_Battery_22 | Reliability_Capacity_In_Model_Year | 1 | Southern_PGAE_Flow_Battery_22 | Gates-Panoche 230 kV #1 and #2 Lines | CAISO_Flow_Battery_8hr_Dispatch | Solar | Gates_Panoche_HSN | Southern_PGAE_Flow_Battery_22 | Reliability_Capacity_In_Model_Year | 1 | Gates_Panoche_SSN | Southern_PGAE_Flow_Battery_22 | Reliability_Capacity_In_Model_Year | 0.5 | Gates_Panoche_offpeak | Southern_PGAE_Flow_Battery_22 | Operational_New_Capacity_MW | -1
Chowchilla_Le_Grand_SSN | Southern_PGAE_Li_Battery_4hr_151 | Reliability_Capacity_In_Model_Year | 0.5 | Gates_Panoche_HSN | Southern_PGAE_Flow_Battery_24 | Reliability_Capacity_In_Model_Year | 1 | Southern_PGAE_Flow_Battery_24 | Gates-Panoche 230 kV #1 and #2 Lines | CAISO_Flow_Battery_8hr_Dispatch | Solar | Gates_Panoche_HSN | Southern_PGAE_Flow_Battery_24 | Reliability_Capacity_In_Model_Year | 1 | Gates_Panoche_SSN | Southern_PGAE_Flow_Battery_24 | Reliability_Capacity_In_Model_Year | 0.5 | Gates_Panoche_offpeak | Southern_PGAE_Flow_Battery_24 | Operational_New_Capacity_MW | -1
Chowchilla_Le_Grand_SSN | Southern_PGAE_Li_Battery_4hr_154 | Reliability_Capacity_In_Model_Year | 0.5 | Gates_Panoche_HSN | Southern_PGAE_Flow_Battery_27 | Reliability_Capacity_In_Model_Year | 1 | Southern_PGAE_Flow_Battery_27 | Gates-Panoche 230 kV #1 and #2 Lines | CAISO_Flow_Battery_8hr_Dispatch | Solar | Gates_Panoche_HSN | Southern_PGAE_Flow_Battery_27 | Reliability_Capacity_In_Model_Year | 1 | Gates_Panoche_SSN | Southern_PGAE_Flow_Battery_27 | Reliability_Capacity_In_Model_Year | 0.5 | Gates_Panoche_offpeak | Southern_PGAE_Flow_Battery_27 | Operational_New_Capacity_MW | -1
Chowchilla_Le_Grand_SSN | Southern_PGAE_Li_Battery_4hr_161 | Reliability_Capacity_In_Model_Year | 0.5 | Gates_Panoche_HSN | Southern_PGAE_Flow_Battery_33 | Reliability_Capacity_In_Model_Year | 1 | Southern_PGAE_Flow_Battery_33 | Gates-Panoche 230 kV #1 and #2 Lines | CAISO_Flow_Battery_8hr_Dispatch | Solar | Gates_Panoche_HSN | Southern_PGAE_Flow_Battery_33 | Reliability_Capacity_In_Model_Year | 1 | Gates_Panoche_SSN | Southern_PGAE_Flow_Battery_33 | Reliability_Capacity_In_Model_Year | 0.5 | Gates_Panoche_offpeak | Southern_PGAE_Flow_Battery_33 | Operational_New_Capacity_MW | -1
Chowchilla_Le_Grand_SSN | Southern_PGAE_Li_Battery_4hr_162 | Reliability_Capacity_In_Model_Year | 0.5 | Gates_Panoche_HSN | Southern_PGAE_Flow_Battery_34 | Reliability_Capacity_In_Model_Year | 1 | Southern_PGAE_Flow_Battery_34 | Gates-Panoche 230 kV #1 and #2 Lines | CAISO_Flow_Battery_8hr_Dispatch | Solar | Gates_Panoche_HSN | Southern_PGAE_Flow_Battery_34 | Reliability_Capacity_In_Model_Year | 1 | Gates_Panoche_SSN | Southern_PGAE_Flow_Battery_34 | Reliability_Capacity_In_Model_Year | 0.5 | Gates_Panoche_offpeak | Southern_PGAE_Flow_Battery_34 | Operational_New_Capacity_MW | -1
Chowchilla_Le_Grand_SSN | Southern_PGAE_Li_Battery_4hr_163 | Reliability_Capacity_In_Model_Year | 0.5 | Gates_Panoche_HSN | Southern_PGAE_Flow_Battery_39 | Reliability_Capacity_In_Model_Year | 1 | Southern_PGAE_Flow_Battery_39 | Gates-Panoche 230 kV #1 and #2 Lines | CAISO_Flow_Battery_8hr_Dispatch | Solar | Gates_Panoche_HSN | Southern_PGAE_Flow_Battery_39 | Reliability_Capacity_In_Model_Year | 1 | Gates_Panoche_SSN | Southern_PGAE_Flow_Battery_39 | Reliability_Capacity_In_Model_Year | 0.5 | Gates_Panoche_offpeak | Southern_PGAE_Flow_Battery_39 | Operational_New_Capacity_MW | -1
Chowchilla_Le_Grand_SSN | Southern_PGAE_Li_Battery_4hr_164 | Reliability_Capacity_In_Model_Year | 0.5 | Gates_Panoche_HSN | Southern_PGAE_Flow_Battery_45 | Reliability_Capacity_In_Model_Year | 1 | Southern_PGAE_Flow_Battery_45 | Gates-Panoche 230 kV #1 and #2 Lines | CAISO_Flow_Battery_8hr_Dispatch | Solar | Gates_Panoche_HSN | Southern_PGAE_Flow_Battery_45 | Reliability_Capacity_In_Model_Year | 1 | Gates_Panoche_SSN | Southern_PGAE_Flow_Battery_45 | Reliability_Capacity_In_Model_Year | 0.5 | Gates_Panoche_offpeak | Southern_PGAE_Flow_Battery_45 | Operational_New_Capacity_MW | -1
Chowchilla_Le_Grand_SSN | Southern_PGAE_Li_Battery_4hr_165 | Reliability_Capacity_In_Model_Year | 0.5 | Gates_Panoche_HSN | Southern_PGAE_Flow_Battery_49 | Reliability_Capacity_In_Model_Year | 1 | Southern_PGAE_Flow_Battery_49 | Gates-Panoche 230 kV #1 and #2 Lines | CAISO_Flow_Battery_8hr_Dispatch | Solar | Gates_Panoche_HSN | Southern_PGAE_Flow_Battery_49 | Reliability_Capacity_In_Model_Year | 1 | Gates_Panoche_SSN | Southern_PGAE_Flow_Battery_49 | Reliability_Capacity_In_Model_Year | 0.5 | Gates_Panoche_offpeak | Southern_PGAE_Flow_Battery_49 | Operational_New_Capacity_MW | -1
Chowchilla_Le_Grand_SSN | Northern_California_Li_Battery_4hr_166 | Reliability_Capacity_In_Model_Year | 0.5 | Gates_Panoche_HSN | Southern_PGAE_Flow_Battery_61 | Reliability_Capacity_In_Model_Year | 1 | Southern_PGAE_Flow_Battery_61 | Gates-Panoche 230 kV #1 and #2 Lines | CAISO_Flow_Battery_8hr_Dispatch | Solar | Gates_Panoche_HSN | Southern_PGAE_Flow_Battery_61 | Reliability_Capacity_In_Model_Year | 1 | Gates_Panoche_SSN | Southern_PGAE_Flow_Battery_61 | Reliability_Capacity_In_Model_Year | 0.5 | Gates_Panoche_offpeak | Southern_PGAE_Flow_Battery_61 | Operational_New_Capacity_MW | -1
Chowchilla_Le_Grand_SSN | Southern_PGAE_Li_Battery_4hr_168 | Reliability_Capacity_In_Model_Year | 0.5 | Gates_Panoche_HSN | Southern_PGAE_Flow_Battery_93 | Reliability_Capacity_In_Model_Year | 1 | Southern_PGAE_Flow_Battery_93 | Gates-Panoche 230 kV #1 and #2 Lines | CAISO_Flow_Battery_8hr_Dispatch | Solar | Gates_Panoche_HSN | Southern_PGAE_Flow_Battery_93 | Reliability_Capacity_In_Model_Year | 1 | Gates_Panoche_SSN | Southern_PGAE_Flow_Battery_93 | Reliability_Capacity_In_Model_Year | 0.5 | Gates_Panoche_offpeak | Southern_PGAE_Flow_Battery_93 | Operational_New_Capacity_MW | -1
Chowchilla_Le_Grand_SSN | Southern_PGAE_Li_Battery_4hr_169 | Reliability_Capacity_In_Model_Year | 0.5 | Gates_Panoche_HSN | Southern_PGAE_Flow_Battery_109 | Reliability_Capacity_In_Model_Year | 1 | Southern_PGAE_Flow_Battery_109 | Gates-Panoche 230 kV #1 and #2 Lines | CAISO_Flow_Battery_8hr_Dispatch | Solar | Gates_Panoche_HSN | Southern_PGAE_Flow_Battery_109 | Reliability_Capacity_In_Model_Year | 1 | Gates_Panoche_SSN | Southern_PGAE_Flow_Battery_109 | Reliability_Capacity_In_Model_Year | 0.5 | Gates_Panoche_offpeak | Southern_PGAE_Flow_Battery_109 | Operational_New_Capacity_MW | -1
Chowchilla_Le_Grand_SSN | Southern_PGAE_Li_Battery_4hr_170 | Reliability_Capacity_In_Model_Year | 0.5 | Gates_Panoche_HSN | Southern_PGAE_Li_Battery_4hr_3 | Reliability_Capacity_In_Model_Year | 1 | Southern_PGAE_Li_Battery_4hr_3 | Gates-Panoche 230 kV #1 and #2 Lines | CAISO_Li_Battery_4hr_Dispatch | Solar | Gates_Panoche_HSN | Southern_PGAE_Li_Battery_4hr_3 | Reliability_Capacity_In_Model_Year | 1 | Gates_Panoche_SSN | Southern_PGAE_Li_Battery_4hr_3 | Reliability_Capacity_In_Model_Year | 0.5 | Gates_Panoche_offpeak | Southern_PGAE_Li_Battery_4hr_3 | Operational_New_Capacity_MW | -1
Chowchilla_Le_Grand_SSN | Southern_PGAE_Li_Battery_4hr_174 | Reliability_Capacity_In_Model_Year | 0.5 | Gates_Panoche_HSN | Southern_PGAE_Li_Battery_4hr_22 | Reliability_Capacity_In_Model_Year | 1 | Southern_PGAE_Li_Battery_4hr_22 | Gates-Panoche 230 kV #1 and #2 Lines | CAISO_Li_Battery_4hr_Dispatch | Solar | Gates_Panoche_HSN | Southern_PGAE_Li_Battery_4hr_22 | Reliability_Capacity_In_Model_Year | 1 | Gates_Panoche_SSN | Southern_PGAE_Li_Battery_4hr_22 | Reliability_Capacity_In_Model_Year | 0.5 | Gates_Panoche_offpeak | Southern_PGAE_Li_Battery_4hr_22 | Operational_New_Capacity_MW | -1
Chowchilla_Le_Grand_SSN | Southern_PGAE_Li_Battery_4hr_176 | Reliability_Capacity_In_Model_Year | 0.5 | Gates_Panoche_HSN | Southern_PGAE_Li_Battery_4hr_24 | Reliability_Capacity_In_Model_Year | 1 | Southern_PGAE_Li_Battery_4hr_24 | Gates-Panoche 230 kV #1 and #2 Lines | CAISO_Li_Battery_4hr_Dispatch | Solar | Gates_Panoche_HSN | Southern_PGAE_Li_Battery_4hr_24 | Reliability_Capacity_In_Model_Year | 1 | Gates_Panoche_SSN | Southern_PGAE_Li_Battery_4hr_24 | Reliability_Capacity_In_Model_Year | 0.5 | Gates_Panoche_offpeak | Southern_PGAE_Li_Battery_4hr_24 | Operational_New_Capacity_MW | -1
Chowchilla_Le_Grand_SSN | Southern_PGAE_Li_Battery_8hr_140 | Reliability_Capacity_In_Model_Year | 0.5 | Gates_Panoche_HSN | Southern_PGAE_Li_Battery_4hr_27 | Reliability_Capacity_In_Model_Year | 1 | Southern_PGAE_Li_Battery_4hr_27 | Gates-Panoche 230 kV #1 and #2 Lines | CAISO_Li_Battery_4hr_Dispatch | Solar | Gates_Panoche_HSN | Southern_PGAE_Li_Battery_4hr_27 | Reliability_Capacity_In_Model_Year | 1 | Gates_Panoche_SSN | Southern_PGAE_Li_Battery_4hr_27 | Reliability_Capacity_In_Model_Year | 0.5 | Gates_Panoche_offpeak | Southern_PGAE_Li_Battery_4hr_27 | Operational_New_Capacity_MW | -1
Chowchilla_Le_Grand_SSN | Southern_PGAE_Li_Battery_8hr_151 | Reliability_Capacity_In_Model_Year | 0.5 | Gates_Panoche_HSN | Southern_PGAE_Li_Battery_4hr_33 | Reliability_Capacity_In_Model_Year | 1 | Southern_PGAE_Li_Battery_4hr_33 | Gates-Panoche 230 kV #1 and #2 Lines | CAISO_Li_Battery_4hr_Dispatch | Solar | Gates_Panoche_HSN | Southern_PGAE_Li_Battery_4hr_33 | Reliability_Capacity_In_Model_Year | 1 | Gates_Panoche_SSN | Southern_PGAE_Li_Battery_4hr_33 | Reliability_Capacity_In_Model_Year | 0.5 | Gates_Panoche_offpeak | Southern_PGAE_Li_Battery_4hr_33 | Operational_New_Capacity_MW | -1
Chowchilla_Le_Grand_SSN | Southern_PGAE_Li_Battery_8hr_154 | Reliability_Capacity_In_Model_Year | 0.5 | Gates_Panoche_HSN | Southern_PGAE_Li_Battery_4hr_34 | Reliability_Capacity_In_Model_Year | 1 | Southern_PGAE_Li_Battery_4hr_34 | Gates-Panoche 230 kV #1 and #2 Lines | CAISO_Li_Battery_4hr_Dispatch | Solar | Gates_Panoche_HSN | Southern_PGAE_Li_Battery_4hr_34 | Reliability_Capacity_In_Model_Year | 1 | Gates_Panoche_SSN | Southern_PGAE_Li_Battery_4hr_34 | Reliability_Capacity_In_Model_Year | 0.5 | Gates_Panoche_offpeak | Southern_PGAE_Li_Battery_4hr_34 | Operational_New_Capacity_MW | -1
Chowchilla_Le_Grand_SSN | Southern_PGAE_Li_Battery_8hr_161 | Reliability_Capacity_In_Model_Year | 0.5 | Gates_Panoche_HSN | Southern_PGAE_Li_Battery_4hr_39 | Reliability_Capacity_In_Model_Year | 1 | Southern_PGAE_Li_Battery_4hr_39 | Gates-Panoche 230 kV #1 and #2 Lines | CAISO_Li_Battery_4hr_Dispatch | Solar | Gates_Panoche_HSN | Southern_PGAE_Li_Battery_4hr_39 | Reliability_Capacity_In_Model_Year | 1 | Gates_Panoche_SSN | Southern_PGAE_Li_Battery_4hr_39 | Reliability_Capacity_In_Model_Year | 0.5 | Gates_Panoche_offpeak | Southern_PGAE_Li_Battery_4hr_39 | Operational_New_Capacity_MW | -1
Chowchilla_Le_Grand_SSN | Southern_PGAE_Li_Battery_8hr_162 | Reliability_Capacity_In_Model_Year | 0.5 | Gates_Panoche_HSN | Southern_PGAE_Li_Battery_4hr_45 | Reliability_Capacity_In_Model_Year | 1 | Southern_PGAE_Li_Battery_4hr_45 | Gates-Panoche 230 kV #1 and #2 Lines | CAISO_Li_Battery_4hr_Dispatch | Solar | Gates_Panoche_HSN | Southern_PGAE_Li_Battery_4hr_45 | Reliability_Capacity_In_Model_Year | 1 | Gates_Panoche_SSN | Southern_PGAE_Li_Battery_4hr_45 | Reliability_Capacity_In_Model_Year | 0.5 | Gates_Panoche_offpeak | Southern_PGAE_Li_Battery_4hr_45 | Operational_New_Capacity_MW | -1
Chowchilla_Le_Grand_SSN | Southern_PGAE_Li_Battery_8hr_163 | Reliability_Capacity_In_Model_Year | 0.5 | Gates_Panoche_HSN | Southern_PGAE_Li_Battery_4hr_49 | Reliability_Capacity_In_Model_Year | 1 | Southern_PGAE_Li_Battery_4hr_49 | Gates-Panoche 230 kV #1 and #2 Lines | CAISO_Li_Battery_4hr_Dispatch | Solar | Gates_Panoche_HSN | Southern_PGAE_Li_Battery_4hr_49 | Reliability_Capacity_In_Model_Year | 1 | Gates_Panoche_SSN | Southern_PGAE_Li_Battery_4hr_49 | Reliability_Capacity_In_Model_Year | 0.5 | Gates_Panoche_offpeak | Southern_PGAE_Li_Battery_4hr_49 | Operational_New_Capacity_MW | -1
Chowchilla_Le_Grand_SSN | Southern_PGAE_Li_Battery_8hr_164 | Reliability_Capacity_In_Model_Year | 0.5 | Gates_Panoche_HSN | Southern_PGAE_Li_Battery_4hr_61 | Reliability_Capacity_In_Model_Year | 1 | Southern_PGAE_Li_Battery_4hr_61 | Gates-Panoche 230 kV #1 and #2 Lines | CAISO_Li_Battery_4hr_Dispatch | Solar | Gates_Panoche_HSN | Southern_PGAE_Li_Battery_4hr_61 | Reliability_Capacity_In_Model_Year | 1 | Gates_Panoche_SSN | Southern_PGAE_Li_Battery_4hr_61 | Reliability_Capacity_In_Model_Year | 0.5 | Gates_Panoche_offpeak | Southern_PGAE_Li_Battery_4hr_61 | Operational_New_Capacity_MW | -1
Chowchilla_Le_Grand_SSN | Southern_PGAE_Li_Battery_8hr_165 | Reliability_Capacity_In_Model_Year | 0.5 | Gates_Panoche_HSN | Southern_PGAE_Li_Battery_4hr_93 | Reliability_Capacity_In_Model_Year | 1 | Southern_PGAE_Li_Battery_4hr_93 | Gates-Panoche 230 kV #1 and #2 Lines | CAISO_Li_Battery_4hr_Dispatch | Solar | Gates_Panoche_HSN | Southern_PGAE_Li_Battery_4hr_93 | Reliability_Capacity_In_Model_Year | 1 | Gates_Panoche_SSN | Southern_PGAE_Li_Battery_4hr_93 | Reliability_Capacity_In_Model_Year | 0.5 | Gates_Panoche_offpeak | Southern_PGAE_Li_Battery_4hr_93 | Operational_New_Capacity_MW | -1
Chowchilla_Le_Grand_SSN | Northern_California_Li_Battery_8hr_166 | Reliability_Capacity_In_Model_Year | 0.5 | Gates_Panoche_HSN | Southern_PGAE_Li_Battery_4hr_109 | Reliability_Capacity_In_Model_Year | 1 | Southern_PGAE_Li_Battery_4hr_109 | Gates-Panoche 230 kV #1 and #2 Lines | CAISO_Li_Battery_4hr_Dispatch | Solar | Gates_Panoche_HSN | Southern_PGAE_Li_Battery_4hr_109 | Reliability_Capacity_In_Model_Year | 1 | Gates_Panoche_SSN | Southern_PGAE_Li_Battery_4hr_109 | Reliability_Capacity_In_Model_Year | 0.5 | Gates_Panoche_offpeak | Southern_PGAE_Li_Battery_4hr_109 | Operational_New_Capacity_MW | -1
Chowchilla_Le_Grand_SSN | Southern_PGAE_Li_Battery_8hr_168 | Reliability_Capacity_In_Model_Year | 0.5 | Gates_Panoche_HSN | Southern_PGAE_Li_Battery_8hr_3 | Reliability_Capacity_In_Model_Year | 1 | Southern_PGAE_Li_Battery_8hr_3 | Gates-Panoche 230 kV #1 and #2 Lines | CAISO_Li_Battery_8hr_Dispatch | Solar | Gates_Panoche_HSN | Southern_PGAE_Li_Battery_8hr_3 | Reliability_Capacity_In_Model_Year | 1 | Gates_Panoche_SSN | Southern_PGAE_Li_Battery_8hr_3 | Reliability_Capacity_In_Model_Year | 0.5 | Gates_Panoche_offpeak | Southern_PGAE_Li_Battery_8hr_3 | Operational_New_Capacity_MW | -1
Chowchilla_Le_Grand_SSN | Southern_PGAE_Li_Battery_8hr_169 | Reliability_Capacity_In_Model_Year | 0.5 | Gates_Panoche_HSN | Southern_PGAE_Li_Battery_8hr_22 | Reliability_Capacity_In_Model_Year | 1 | Southern_PGAE_Li_Battery_8hr_22 | Gates-Panoche 230 kV #1 and #2 Lines | CAISO_Li_Battery_8hr_Dispatch | Solar | Gates_Panoche_HSN | Southern_PGAE_Li_Battery_8hr_22 | Reliability_Capacity_In_Model_Year | 1 | Gates_Panoche_SSN | Southern_PGAE_Li_Battery_8hr_22 | Reliability_Capacity_In_Model_Year | 0.5 | Gates_Panoche_offpeak | Southern_PGAE_Li_Battery_8hr_22 | Operational_New_Capacity_MW | -1
Chowchilla_Le_Grand_SSN | Southern_PGAE_Li_Battery_8hr_170 | Reliability_Capacity_In_Model_Year | 0.5 | Gates_Panoche_HSN | Southern_PGAE_Li_Battery_8hr_24 | Reliability_Capacity_In_Model_Year | 1 | Southern_PGAE_Li_Battery_8hr_24 | Gates-Panoche 230 kV #1 and #2 Lines | CAISO_Li_Battery_8hr_Dispatch | Solar | Gates_Panoche_HSN | Southern_PGAE_Li_Battery_8hr_24 | Reliability_Capacity_In_Model_Year | 1 | Gates_Panoche_SSN | Southern_PGAE_Li_Battery_8hr_24 | Reliability_Capacity_In_Model_Year | 0.5 | Gates_Panoche_offpeak | Southern_PGAE_Li_Battery_8hr_24 | Operational_New_Capacity_MW | -1
Chowchilla_Le_Grand_SSN | Southern_PGAE_Li_Battery_8hr_174 | Reliability_Capacity_In_Model_Year | 0.5 | Gates_Panoche_HSN | Southern_PGAE_Li_Battery_8hr_27 | Reliability_Capacity_In_Model_Year | 1 | Southern_PGAE_Li_Battery_8hr_27 | Gates-Panoche 230 kV #1 and #2 Lines | CAISO_Li_Battery_8hr_Dispatch | Solar | Gates_Panoche_HSN | Southern_PGAE_Li_Battery_8hr_27 | Reliability_Capacity_In_Model_Year | 1 | Gates_Panoche_SSN | Southern_PGAE_Li_Battery_8hr_27 | Reliability_Capacity_In_Model_Year | 0.5 | Gates_Panoche_offpeak | Southern_PGAE_Li_Battery_8hr_27 | Operational_New_Capacity_MW | -1
Chowchilla_Le_Grand_SSN | Southern_PGAE_Li_Battery_8hr_176 | Reliability_Capacity_In_Model_Year | 0.5 | Gates_Panoche_HSN | Southern_PGAE_Li_Battery_8hr_33 | Reliability_Capacity_In_Model_Year | 1 | Southern_PGAE_Li_Battery_8hr_33 | Gates-Panoche 230 kV #1 and #2 Lines | CAISO_Li_Battery_8hr_Dispatch | Solar | Gates_Panoche_HSN | Southern_PGAE_Li_Battery_8hr_33 | Reliability_Capacity_In_Model_Year | 1 | Gates_Panoche_SSN | Southern_PGAE_Li_Battery_8hr_33 | Reliability_Capacity_In_Model_Year | 0.5 | Gates_Panoche_offpeak | Southern_PGAE_Li_Battery_8hr_33 | Operational_New_Capacity_MW | -1
Chowchilla_Le_Grand_SSN | Central_Valley_North_Los_Banos_Wind_154 | Reliability_Capacity_In_Model_Year | 0.163 | Gates_Panoche_HSN | Southern_PGAE_Li_Battery_8hr_34 | Reliability_Capacity_In_Model_Year | 1 | Southern_PGAE_Li_Battery_8hr_34 | Gates-Panoche 230 kV #1 and #2 Lines | CAISO_Li_Battery_8hr_Dispatch | Solar | Gates_Panoche_HSN | Southern_PGAE_Li_Battery_8hr_34 | Reliability_Capacity_In_Model_Year | 1 | Gates_Panoche_SSN | Southern_PGAE_Li_Battery_8hr_34 | Reliability_Capacity_In_Model_Year | 0.5 | Gates_Panoche_offpeak | Southern_PGAE_Li_Battery_8hr_34 | Operational_New_Capacity_MW | -1
Chowchilla_Le_Grand_SSN | Central_Valley_North_Los_Banos_Wind_162 | Reliability_Capacity_In_Model_Year | 0.163 | Gates_Panoche_HSN | Southern_PGAE_Li_Battery_8hr_39 | Reliability_Capacity_In_Model_Year | 1 | Southern_PGAE_Li_Battery_8hr_39 | Gates-Panoche 230 kV #1 and #2 Lines | CAISO_Li_Battery_8hr_Dispatch | Solar | Gates_Panoche_HSN | Southern_PGAE_Li_Battery_8hr_39 | Reliability_Capacity_In_Model_Year | 1 | Gates_Panoche_SSN | Southern_PGAE_Li_Battery_8hr_39 | Reliability_Capacity_In_Model_Year | 0.5 | Gates_Panoche_offpeak | Southern_PGAE_Li_Battery_8hr_39 | Operational_New_Capacity_MW | -1
Chowchilla_Le_Grand_SSN | Northern_California_Solar_166 | Reliability_Capacity_In_Model_Year | 0.556 | Gates_Panoche_HSN | Southern_PGAE_Li_Battery_8hr_45 | Reliability_Capacity_In_Model_Year | 1 | Southern_PGAE_Li_Battery_8hr_45 | Gates-Panoche 230 kV #1 and #2 Lines | CAISO_Li_Battery_8hr_Dispatch | Solar | Gates_Panoche_HSN | Southern_PGAE_Li_Battery_8hr_45 | Reliability_Capacity_In_Model_Year | 1 | Gates_Panoche_SSN | Southern_PGAE_Li_Battery_8hr_45 | Reliability_Capacity_In_Model_Year | 0.5 | Gates_Panoche_offpeak | Southern_PGAE_Li_Battery_8hr_45 | Operational_New_Capacity_MW | -1
Chowchilla_Le_Grand_SSN | Southern_PGAE_Solar_140 | Reliability_Capacity_In_Model_Year | 0.556 | Gates_Panoche_HSN | Southern_PGAE_Li_Battery_8hr_49 | Reliability_Capacity_In_Model_Year | 1 | Southern_PGAE_Li_Battery_8hr_49 | Gates-Panoche 230 kV #1 and #2 Lines | CAISO_Li_Battery_8hr_Dispatch | Solar | Gates_Panoche_HSN | Southern_PGAE_Li_Battery_8hr_49 | Reliability_Capacity_In_Model_Year | 1 | Gates_Panoche_SSN | Southern_PGAE_Li_Battery_8hr_49 | Reliability_Capacity_In_Model_Year | 0.5 | Gates_Panoche_offpeak | Southern_PGAE_Li_Battery_8hr_49 | Operational_New_Capacity_MW | -1
Chowchilla_Le_Grand_SSN | Southern_PGAE_Solar_151 | Reliability_Capacity_In_Model_Year | 0.556 | Gates_Panoche_HSN | Southern_PGAE_Li_Battery_8hr_61 | Reliability_Capacity_In_Model_Year | 1 | Southern_PGAE_Li_Battery_8hr_61 | Gates-Panoche 230 kV #1 and #2 Lines | CAISO_Li_Battery_8hr_Dispatch | Solar | Gates_Panoche_HSN | Southern_PGAE_Li_Battery_8hr_61 | Reliability_Capacity_In_Model_Year | 1 | Gates_Panoche_SSN | Southern_PGAE_Li_Battery_8hr_61 | Reliability_Capacity_In_Model_Year | 0.5 | Gates_Panoche_offpeak | Southern_PGAE_Li_Battery_8hr_61 | Operational_New_Capacity_MW | -1
Chowchilla_Le_Grand_SSN | Southern_PGAE_Solar_154 | Reliability_Capacity_In_Model_Year | 0.556 | Gates_Panoche_HSN | Southern_PGAE_Li_Battery_8hr_93 | Reliability_Capacity_In_Model_Year | 1 | Southern_PGAE_Li_Battery_8hr_93 | Gates-Panoche 230 kV #1 and #2 Lines | CAISO_Li_Battery_8hr_Dispatch | Solar | Gates_Panoche_HSN | Southern_PGAE_Li_Battery_8hr_93 | Reliability_Capacity_In_Model_Year | 1 | Gates_Panoche_SSN | Southern_PGAE_Li_Battery_8hr_93 | Reliability_Capacity_In_Model_Year | 0.5 | Gates_Panoche_offpeak | Southern_PGAE_Li_Battery_8hr_93 | Operational_New_Capacity_MW | -1
Chowchilla_Le_Grand_SSN | Southern_PGAE_Solar_161 | Reliability_Capacity_In_Model_Year | 0.556 | Gates_Panoche_HSN | Southern_PGAE_Li_Battery_8hr_109 | Reliability_Capacity_In_Model_Year | 1 | Southern_PGAE_Li_Battery_8hr_109 | Gates-Panoche 230 kV #1 and #2 Lines | CAISO_Li_Battery_8hr_Dispatch | Solar | Gates_Panoche_HSN | Southern_PGAE_Li_Battery_8hr_109 | Reliability_Capacity_In_Model_Year | 1 | Gates_Panoche_SSN | Southern_PGAE_Li_Battery_8hr_109 | Reliability_Capacity_In_Model_Year | 0.5 | Gates_Panoche_offpeak | Southern_PGAE_Li_Battery_8hr_109 | Operational_New_Capacity_MW | -1
Chowchilla_Le_Grand_SSN | Southern_PGAE_Solar_162 | Reliability_Capacity_In_Model_Year | 0.556 | Gates_Panoche_HSN | Morro_Bay_Offshore_Wind_Asset | Reliability_Capacity_In_Model_Year | 1 | Morro_Bay_Offshore_Wind_Asset | Gates-Panoche 230 kV #1 and #2 Lines | Morro_Bay_Offshore_Wind | Solar | Gates_Panoche_HSN | Morro_Bay_Offshore_Wind_Asset | Reliability_Capacity_In_Model_Year | 1 | Gates_Panoche_SSN | Morro_Bay_Offshore_Wind_Asset | Reliability_Capacity_In_Model_Year | 0.49 | Gates_Panoche_offpeak | Morro_Bay_Offshore_Wind_Asset | Operational_New_Capacity_MW | 1
Chowchilla_Le_Grand_SSN | Southern_PGAE_Solar_163 | Reliability_Capacity_In_Model_Year | 0.556 | Gates_Panoche_HSN | Southern_PGAE_Solar_3 | Reliability_Capacity_In_Model_Year | 0.1 | Southern_PGAE_Solar_3 | Gates-Panoche 230 kV #1 and #2 Lines | Southern_PGAE_Solar | Solar | Gates_Panoche_HSN | Southern_PGAE_Solar_3 | Reliability_Capacity_In_Model_Year | 0.1 | Gates_Panoche_SSN | Southern_PGAE_Solar_3 | Reliability_Capacity_In_Model_Year | 0.556 | Gates_Panoche_offpeak | Southern_PGAE_Solar_3 | Operational_New_Capacity_MW | 0.79
Chowchilla_Le_Grand_SSN | Southern_PGAE_Solar_164 | Reliability_Capacity_In_Model_Year | 0.556 | Gates_Panoche_HSN | Southern_PGAE_Solar_22 | Reliability_Capacity_In_Model_Year | 0.1 | Southern_PGAE_Solar_22 | Gates-Panoche 230 kV #1 and #2 Lines | Southern_PGAE_Solar | Solar | Gates_Panoche_HSN | Southern_PGAE_Solar_22 | Reliability_Capacity_In_Model_Year | 0.1 | Gates_Panoche_SSN | Southern_PGAE_Solar_22 | Reliability_Capacity_In_Model_Year | 0.556 | Gates_Panoche_offpeak | Southern_PGAE_Solar_22 | Operational_New_Capacity_MW | 0.79
Chowchilla_Le_Grand_SSN | Southern_PGAE_Solar_165 | Reliability_Capacity_In_Model_Year | 0.556 | Gates_Panoche_HSN | Southern_PGAE_Solar_24 | Reliability_Capacity_In_Model_Year | 0.1 | Southern_PGAE_Solar_24 | Gates-Panoche 230 kV #1 and #2 Lines | Southern_PGAE_Solar | Solar | Gates_Panoche_HSN | Southern_PGAE_Solar_24 | Reliability_Capacity_In_Model_Year | 0.1 | Gates_Panoche_SSN | Southern_PGAE_Solar_24 | Reliability_Capacity_In_Model_Year | 0.556 | Gates_Panoche_offpeak | Southern_PGAE_Solar_24 | Operational_New_Capacity_MW | 0.79
Chowchilla_Le_Grand_SSN | Southern_PGAE_Solar_168 | Reliability_Capacity_In_Model_Year | 0.556 | Gates_Panoche_HSN | Southern_PGAE_Solar_27 | Reliability_Capacity_In_Model_Year | 0.1 | Southern_PGAE_Solar_27 | Gates-Panoche 230 kV #1 and #2 Lines | Southern_PGAE_Solar | Solar | Gates_Panoche_HSN | Southern_PGAE_Solar_27 | Reliability_Capacity_In_Model_Year | 0.1 | Gates_Panoche_SSN | Southern_PGAE_Solar_27 | Reliability_Capacity_In_Model_Year | 0.556 | Gates_Panoche_offpeak | Southern_PGAE_Solar_27 | Operational_New_Capacity_MW | 0.79
Chowchilla_Le_Grand_SSN | Southern_PGAE_Solar_169 | Reliability_Capacity_In_Model_Year | 0.556 | Gates_Panoche_HSN | Southern_PGAE_Solar_33 | Reliability_Capacity_In_Model_Year | 0.1 | Southern_PGAE_Solar_33 | Gates-Panoche 230 kV #1 and #2 Lines | Southern_PGAE_Solar | Solar | Gates_Panoche_HSN | Southern_PGAE_Solar_33 | Reliability_Capacity_In_Model_Year | 0.1 | Gates_Panoche_SSN | Southern_PGAE_Solar_33 | Reliability_Capacity_In_Model_Year | 0.556 | Gates_Panoche_offpeak | Southern_PGAE_Solar_33 | Operational_New_Capacity_MW | 0.79
Chowchilla_Le_Grand_SSN | Southern_PGAE_Solar_170 | Reliability_Capacity_In_Model_Year | 0.556 | Gates_Panoche_HSN | Southern_PGAE_Solar_34 | Reliability_Capacity_In_Model_Year | 0.1 | Southern_PGAE_Solar_34 | Gates-Panoche 230 kV #1 and #2 Lines | Southern_PGAE_Solar | Solar | Gates_Panoche_HSN | Southern_PGAE_Solar_34 | Reliability_Capacity_In_Model_Year | 0.1 | Gates_Panoche_SSN | Southern_PGAE_Solar_34 | Reliability_Capacity_In_Model_Year | 0.556 | Gates_Panoche_offpeak | Southern_PGAE_Solar_34 | Operational_New_Capacity_MW | 0.79
Chowchilla_Le_Grand_SSN | Southern_PGAE_Solar_174 | Reliability_Capacity_In_Model_Year | 0.556 | Gates_Panoche_HSN | Southern_PGAE_Solar_39 | Reliability_Capacity_In_Model_Year | 0.1 | Southern_PGAE_Solar_39 | Gates-Panoche 230 kV #1 and #2 Lines | Southern_PGAE_Solar | Solar | Gates_Panoche_HSN | Southern_PGAE_Solar_39 | Reliability_Capacity_In_Model_Year | 0.1 | Gates_Panoche_SSN | Southern_PGAE_Solar_39 | Reliability_Capacity_In_Model_Year | 0.556 | Gates_Panoche_offpeak | Southern_PGAE_Solar_39 | Operational_New_Capacity_MW | 0.79
Chowchilla_Le_Grand_SSN | Southern_PGAE_Solar_176 | Reliability_Capacity_In_Model_Year | 0.556 | Gates_Panoche_HSN | Southern_PGAE_Solar_45 | Reliability_Capacity_In_Model_Year | 0.1 | Southern_PGAE_Solar_45 | Gates-Panoche 230 kV #1 and #2 Lines | Southern_PGAE_Solar | Solar | Gates_Panoche_HSN | Southern_PGAE_Solar_45 | Reliability_Capacity_In_Model_Year | 0.1 | Gates_Panoche_SSN | Southern_PGAE_Solar_45 | Reliability_Capacity_In_Model_Year | 0.556 | Gates_Panoche_offpeak | Southern_PGAE_Solar_45 | Operational_New_Capacity_MW | 0.79
Chowchilla_Le_Grand_SSN | Chowchilla_Le_Grand_group | Operational_New_Capacity_MW | -1 | Gates_Panoche_HSN | Southern_PGAE_Solar_49 | Reliability_Capacity_In_Model_Year | 0.1 | Southern_PGAE_Solar_49 | Gates-Panoche 230 kV #1 and #2 Lines | Southern_PGAE_Solar | Solar | Gates_Panoche_HSN | Southern_PGAE_Solar_49 | Reliability_Capacity_In_Model_Year | 0.1 | Gates_Panoche_SSN | Southern_PGAE_Solar_49 | Reliability_Capacity_In_Model_Year | 0.556 | Gates_Panoche_offpeak | Southern_PGAE_Solar_49 | Operational_New_Capacity_MW | 0.79
Coalinga_1_Coalinga_2_HSN | Southern_PGAE_Flow_Battery_39 | Reliability_Capacity_In_Model_Year | 1 | Gates_Panoche_HSN | Southern_PGAE_Solar_61 | Reliability_Capacity_In_Model_Year | 0.1 | Southern_PGAE_Solar_61 | Gates-Panoche 230 kV #1 and #2 Lines | Southern_PGAE_Solar | Solar | Gates_Panoche_HSN | Southern_PGAE_Solar_61 | Reliability_Capacity_In_Model_Year | 0.1 | Gates_Panoche_SSN | Southern_PGAE_Solar_61 | Reliability_Capacity_In_Model_Year | 0.556 | Gates_Panoche_offpeak | Southern_PGAE_Solar_61 | Operational_New_Capacity_MW | 0.79
Coalinga_1_Coalinga_2_HSN | Southern_PGAE_Flow_Battery_109 | Reliability_Capacity_In_Model_Year | 1 | Gates_Panoche_HSN | Southern_PGAE_Solar_93 | Reliability_Capacity_In_Model_Year | 0.1 | Southern_PGAE_Solar_93 | Gates-Panoche 230 kV #1 and #2 Lines | Southern_PGAE_Solar | Solar | Gates_Panoche_HSN | Southern_PGAE_Solar_93 | Reliability_Capacity_In_Model_Year | 0.1 | Gates_Panoche_SSN | Southern_PGAE_Solar_93 | Reliability_Capacity_In_Model_Year | 0.556 | Gates_Panoche_offpeak | Southern_PGAE_Solar_93 | Operational_New_Capacity_MW | 0.79
Coalinga_1_Coalinga_2_HSN | Southern_PGAE_Li_Battery_4hr_39 | Reliability_Capacity_In_Model_Year | 1 | Gates_Panoche_HSN | Southern_PGAE_Solar_109 | Reliability_Capacity_In_Model_Year | 0.1 | Southern_PGAE_Solar_109 | Gates-Panoche 230 kV #1 and #2 Lines | Southern_PGAE_Solar | Solar | Gates_Panoche_HSN | Southern_PGAE_Solar_109 | Reliability_Capacity_In_Model_Year | 0.1 | Gates_Panoche_SSN | Southern_PGAE_Solar_109 | Reliability_Capacity_In_Model_Year | 0.556 | Gates_Panoche_offpeak | Southern_PGAE_Solar_109 | Operational_New_Capacity_MW | 0.79
Coalinga_1_Coalinga_2_HSN | Southern_PGAE_Li_Battery_4hr_109 | Reliability_Capacity_In_Model_Year | 1 | GLW_230_HSN | Southern_NV_Eldorado_Flow_Battery_15 | Reliability_Capacity_In_Model_Year | 1 | Southern_NV_Eldorado_Flow_Battery_15 | GLW 230kV area constraint | CAISO_Flow_Battery_8hr_Dispatch | Solar | GLW_230_HSN | Southern_NV_Eldorado_Flow_Battery_15 | Reliability_Capacity_In_Model_Year | 1 | GLW_230_SSN | Southern_NV_Eldorado_Flow_Battery_15 | Reliability_Capacity_In_Model_Year | 0.5 | GLW_230_offpeak | Southern_NV_Eldorado_Flow_Battery_15 | Operational_New_Capacity_MW | -1
Coalinga_1_Coalinga_2_HSN | Southern_PGAE_Li_Battery_8hr_39 | Reliability_Capacity_In_Model_Year | 1 | GLW_230_HSN | Southern_NV_Eldorado_Flow_Battery_40 | Reliability_Capacity_In_Model_Year | 1 | Southern_NV_Eldorado_Flow_Battery_40 | GLW 230kV area constraint | CAISO_Flow_Battery_8hr_Dispatch | Solar | GLW_230_HSN | Southern_NV_Eldorado_Flow_Battery_40 | Reliability_Capacity_In_Model_Year | 1 | GLW_230_SSN | Southern_NV_Eldorado_Flow_Battery_40 | Reliability_Capacity_In_Model_Year | 0.5 | GLW_230_offpeak | Southern_NV_Eldorado_Flow_Battery_40 | Operational_New_Capacity_MW | -1
Coalinga_1_Coalinga_2_HSN | Southern_PGAE_Li_Battery_8hr_109 | Reliability_Capacity_In_Model_Year | 1 | GLW_230_HSN | Southern_NV_Eldorado_Flow_Battery_42 | Reliability_Capacity_In_Model_Year | 1 | Southern_NV_Eldorado_Flow_Battery_42 | GLW 230kV area constraint | CAISO_Flow_Battery_8hr_Dispatch | Solar | GLW_230_HSN | Southern_NV_Eldorado_Flow_Battery_42 | Reliability_Capacity_In_Model_Year | 1 | GLW_230_SSN | Southern_NV_Eldorado_Flow_Battery_42 | Reliability_Capacity_In_Model_Year | 0.5 | GLW_230_offpeak | Southern_NV_Eldorado_Flow_Battery_42 | Operational_New_Capacity_MW | -1
Coalinga_1_Coalinga_2_HSN | Southern_PGAE_Solar_39 | Reliability_Capacity_In_Model_Year | 0.1 | GLW_230_HSN | Southern_NV_Eldorado_Li_Battery_4hr_15 | Reliability_Capacity_In_Model_Year | 1 | Southern_NV_Eldorado_Li_Battery_4hr_15 | GLW 230kV area constraint | CAISO_Li_Battery_4hr_Dispatch | Solar | GLW_230_HSN | Southern_NV_Eldorado_Li_Battery_4hr_15 | Reliability_Capacity_In_Model_Year | 1 | GLW_230_SSN | Southern_NV_Eldorado_Li_Battery_4hr_15 | Reliability_Capacity_In_Model_Year | 0.5 | GLW_230_offpeak | Southern_NV_Eldorado_Li_Battery_4hr_15 | Operational_New_Capacity_MW | -1
Coalinga_1_Coalinga_2_HSN | Southern_PGAE_Solar_109 | Reliability_Capacity_In_Model_Year | 0.1 | GLW_230_HSN | Southern_NV_Eldorado_Li_Battery_4hr_40 | Reliability_Capacity_In_Model_Year | 1 | Southern_NV_Eldorado_Li_Battery_4hr_40 | GLW 230kV area constraint | CAISO_Li_Battery_4hr_Dispatch | Solar | GLW_230_HSN | Southern_NV_Eldorado_Li_Battery_4hr_40 | Reliability_Capacity_In_Model_Year | 1 | GLW_230_SSN | Southern_NV_Eldorado_Li_Battery_4hr_40 | Reliability_Capacity_In_Model_Year | 0.5 | GLW_230_offpeak | Southern_NV_Eldorado_Li_Battery_4hr_40 | Operational_New_Capacity_MW | -1
Coalinga_1_Coalinga_2_HSN | Manning_115_group | Operational_New_Capacity_MW | -0.27785 | GLW_230_HSN | Southern_NV_Eldorado_Li_Battery_4hr_42 | Reliability_Capacity_In_Model_Year | 1 | Southern_NV_Eldorado_Li_Battery_4hr_42 | GLW 230kV area constraint | CAISO_Li_Battery_4hr_Dispatch | Solar | GLW_230_HSN | Southern_NV_Eldorado_Li_Battery_4hr_42 | Reliability_Capacity_In_Model_Year | 1 | GLW_230_SSN | Southern_NV_Eldorado_Li_Battery_4hr_42 | Reliability_Capacity_In_Model_Year | 0.5 | GLW_230_offpeak | Southern_NV_Eldorado_Li_Battery_4hr_42 | Operational_New_Capacity_MW | -1
Coalinga_1_Coalinga_2_offpeak | Southern_PGAE_Flow_Battery_39 | Operational_New_Capacity_MW | -1 | GLW_230_HSN | Southern_NV_Eldorado_Li_Battery_8hr_15 | Reliability_Capacity_In_Model_Year | 1 | Southern_NV_Eldorado_Li_Battery_8hr_15 | GLW 230kV area constraint | CAISO_Li_Battery_8hr_Dispatch | Solar | GLW_230_HSN | Southern_NV_Eldorado_Li_Battery_8hr_15 | Reliability_Capacity_In_Model_Year | 1 | GLW_230_SSN | Southern_NV_Eldorado_Li_Battery_8hr_15 | Reliability_Capacity_In_Model_Year | 0.5 | GLW_230_offpeak | Southern_NV_Eldorado_Li_Battery_8hr_15 | Operational_New_Capacity_MW | -1
Coalinga_1_Coalinga_2_offpeak | Southern_PGAE_Flow_Battery_109 | Operational_New_Capacity_MW | -1 | GLW_230_HSN | Southern_NV_Eldorado_Li_Battery_8hr_40 | Reliability_Capacity_In_Model_Year | 1 | Southern_NV_Eldorado_Li_Battery_8hr_40 | GLW 230kV area constraint | CAISO_Li_Battery_8hr_Dispatch | Solar | GLW_230_HSN | Southern_NV_Eldorado_Li_Battery_8hr_40 | Reliability_Capacity_In_Model_Year | 1 | GLW_230_SSN | Southern_NV_Eldorado_Li_Battery_8hr_40 | Reliability_Capacity_In_Model_Year | 0.5 | GLW_230_offpeak | Southern_NV_Eldorado_Li_Battery_8hr_40 | Operational_New_Capacity_MW | -1
Coalinga_1_Coalinga_2_offpeak | Southern_PGAE_Li_Battery_4hr_39 | Operational_New_Capacity_MW | -1 | GLW_230_HSN | Southern_NV_Eldorado_Li_Battery_8hr_42 | Reliability_Capacity_In_Model_Year | 1 | Southern_NV_Eldorado_Li_Battery_8hr_42 | GLW 230kV area constraint | CAISO_Li_Battery_8hr_Dispatch | Solar | GLW_230_HSN | Southern_NV_Eldorado_Li_Battery_8hr_42 | Reliability_Capacity_In_Model_Year | 1 | GLW_230_SSN | Southern_NV_Eldorado_Li_Battery_8hr_42 | Reliability_Capacity_In_Model_Year | 0.5 | GLW_230_offpeak | Southern_NV_Eldorado_Li_Battery_8hr_42 | Operational_New_Capacity_MW | -1
Coalinga_1_Coalinga_2_offpeak | Southern_PGAE_Li_Battery_4hr_109 | Operational_New_Capacity_MW | -1 | GLW_230_HSN | Central_Nevada_Geothermal_42 | Reliability_Capacity_In_Model_Year | 1 | Central_Nevada_Geothermal_42 | GLW 230kV area constraint | Central_Nevada_Geothermal | Solar | GLW_230_HSN | Central_Nevada_Geothermal_42 | Reliability_Capacity_In_Model_Year | 1 | GLW_230_SSN | Central_Nevada_Geothermal_42 | Reliability_Capacity_In_Model_Year | 1 | GLW_230_offpeak | Central_Nevada_Geothermal_42 | Operational_New_Capacity_MW | 1
Coalinga_1_Coalinga_2_offpeak | Southern_PGAE_Li_Battery_8hr_39 | Operational_New_Capacity_MW | -1 | GLW_230_HSN | Southern_NV_Eldorado_Solar_15 | Reliability_Capacity_In_Model_Year | 0.106 | Southern_NV_Eldorado_Solar_15 | GLW 230kV area constraint | Southern_NV_Eldorado_Solar | Solar | GLW_230_HSN | Southern_NV_Eldorado_Solar_15 | Reliability_Capacity_In_Model_Year | 0.106 | GLW_230_SSN | Southern_NV_Eldorado_Solar_15 | Reliability_Capacity_In_Model_Year | 0.427 | GLW_230_offpeak | Southern_NV_Eldorado_Solar_15 | Operational_New_Capacity_MW | 0.77
Coalinga_1_Coalinga_2_offpeak | Southern_PGAE_Li_Battery_8hr_109 | Operational_New_Capacity_MW | -1 | GLW_230_HSN | Southern_NV_Eldorado_Solar_40 | Reliability_Capacity_In_Model_Year | 0.106 | Southern_NV_Eldorado_Solar_40 | GLW 230kV area constraint | Southern_NV_Eldorado_Solar | Solar | GLW_230_HSN | Southern_NV_Eldorado_Solar_40 | Reliability_Capacity_In_Model_Year | 0.106 | GLW_230_SSN | Southern_NV_Eldorado_Solar_40 | Reliability_Capacity_In_Model_Year | 0.427 | GLW_230_offpeak | Southern_NV_Eldorado_Solar_40 | Operational_New_Capacity_MW | 0.77
Coalinga_1_Coalinga_2_offpeak | Southern_PGAE_Solar_39 | Operational_New_Capacity_MW | 0.79 | GLW_230_HSN | Southern_NV_Eldorado_Solar_42 | Reliability_Capacity_In_Model_Year | 0.106 | Southern_NV_Eldorado_Solar_42 | GLW 230kV area constraint | Southern_NV_Eldorado_Solar | Solar | GLW_230_HSN | Southern_NV_Eldorado_Solar_42 | Reliability_Capacity_In_Model_Year | 0.106 | GLW_230_SSN | Southern_NV_Eldorado_Solar_42 | Reliability_Capacity_In_Model_Year | 0.427 | GLW_230_offpeak | Southern_NV_Eldorado_Solar_42 | Operational_New_Capacity_MW | 0.77
Coalinga_1_Coalinga_2_offpeak | Southern_PGAE_Solar_109 | Operational_New_Capacity_MW | 0.79 | GLW_230_HSN | Southern_NV_Eldorado_Wind_15 | Reliability_Capacity_In_Model_Year | 0.557 | Southern_NV_Eldorado_Wind_15 | GLW 230kV area constraint | Southern_NV_Eldorado_Wind | Solar | GLW_230_HSN | Southern_NV_Eldorado_Wind_15 | Reliability_Capacity_In_Model_Year | 0.557 | GLW_230_SSN | Southern_NV_Eldorado_Wind_15 | Reliability_Capacity_In_Model_Year | 0.208 | GLW_230_offpeak | Southern_NV_Eldorado_Wind_15 | Operational_New_Capacity_MW | 0.44
Coalinga_1_Coalinga_2_offpeak | Manning_115_group | Operational_New_Capacity_MW | -0.0015823 | Grant_Eastshore_2_HSN | Northern_California_Flow_Battery_121 | Reliability_Capacity_In_Model_Year | 1 | Northern_California_Flow_Battery_121 | Grant - Eastshore #2 line 115 kV | CAISO_Flow_Battery_8hr_Dispatch | Wind | Grant_Eastshore_2_HSN | Northern_California_Flow_Battery_121 | Reliability_Capacity_In_Model_Year | 1 | Grant_Eastshore_2_SSN | Northern_California_Flow_Battery_121 | Reliability_Capacity_In_Model_Year | 0.5 | Grant_Eastshore_2_offpeak | Northern_California_Flow_Battery_121 | Operational_New_Capacity_MW | -1
Coalinga_1_Coalinga_2_SSN | Southern_PGAE_Flow_Battery_39 | Reliability_Capacity_In_Model_Year | 0.5 | Grant_Eastshore_2_HSN | Northern_California_Li_Battery_4hr_121 | Reliability_Capacity_In_Model_Year | 1 | Northern_California_Li_Battery_4hr_121 | Grant - Eastshore #2 line 115 kV | CAISO_Li_Battery_4hr_Dispatch | Wind | Grant_Eastshore_2_HSN | Northern_California_Li_Battery_4hr_121 | Reliability_Capacity_In_Model_Year | 1 | Grant_Eastshore_2_SSN | Northern_California_Li_Battery_4hr_121 | Reliability_Capacity_In_Model_Year | 0.5 | Grant_Eastshore_2_offpeak | Northern_California_Li_Battery_4hr_121 | Operational_New_Capacity_MW | -1
Coalinga_1_Coalinga_2_SSN | Southern_PGAE_Flow_Battery_109 | Reliability_Capacity_In_Model_Year | 0.5 | Grant_Eastshore_2_HSN | Northern_California_Li_Battery_8hr_121 | Reliability_Capacity_In_Model_Year | 1 | Northern_California_Li_Battery_8hr_121 | Grant - Eastshore #2 line 115 kV | CAISO_Li_Battery_8hr_Dispatch | Wind | Grant_Eastshore_2_HSN | Northern_California_Li_Battery_8hr_121 | Reliability_Capacity_In_Model_Year | 1 | Grant_Eastshore_2_SSN | Northern_California_Li_Battery_8hr_121 | Reliability_Capacity_In_Model_Year | 0.5 | Grant_Eastshore_2_offpeak | Northern_California_Li_Battery_8hr_121 | Operational_New_Capacity_MW | -1
Coalinga_1_Coalinga_2_SSN | Southern_PGAE_Li_Battery_4hr_39 | Reliability_Capacity_In_Model_Year | 0.5 | Grant_Eastshore_2_HSN | Northern_California_Solar_121 | Reliability_Capacity_In_Model_Year | 0.1 | Northern_California_Solar_121 | Grant - Eastshore #2 line 115 kV | Northern_California_Solar | Wind | Grant_Eastshore_2_HSN | Northern_California_Solar_121 | Reliability_Capacity_In_Model_Year | 0.1 | Grant_Eastshore_2_SSN | Northern_California_Solar_121 | Reliability_Capacity_In_Model_Year | 0.556 | Grant_Eastshore_2_offpeak | Northern_California_Solar_121 | Operational_New_Capacity_MW | 0.68
Coalinga_1_Coalinga_2_SSN | Southern_PGAE_Li_Battery_4hr_109 | Reliability_Capacity_In_Model_Year | 0.5 | Hinson_Del_Amo_HSN | Greater_LA_Flow_Battery_30 | Reliability_Capacity_In_Model_Year | 1 | Greater_LA_Flow_Battery_30 | Hinson - Del Amo Constraint | CAISO_Flow_Battery_8hr_Dispatch | Solar | Hinson_Del_Amo_HSN | Greater_LA_Flow_Battery_30 | Reliability_Capacity_In_Model_Year | 1 | Hinson_Del_Amo_SSN | Greater_LA_Flow_Battery_30 | Reliability_Capacity_In_Model_Year | 0.5 | Hinson_Del_Amo_offpeak | Greater_LA_Flow_Battery_30 | Operational_New_Capacity_MW | -1
Coalinga_1_Coalinga_2_SSN | Southern_PGAE_Li_Battery_8hr_39 | Reliability_Capacity_In_Model_Year | 0.5 | Hinson_Del_Amo_HSN | Greater_LA_Li_Battery_4hr_30 | Reliability_Capacity_In_Model_Year | 1 | Greater_LA_Li_Battery_4hr_30 | Hinson - Del Amo Constraint | CAISO_Li_Battery_4hr_Dispatch | Solar | Hinson_Del_Amo_HSN | Greater_LA_Li_Battery_4hr_30 | Reliability_Capacity_In_Model_Year | 1 | Hinson_Del_Amo_SSN | Greater_LA_Li_Battery_4hr_30 | Reliability_Capacity_In_Model_Year | 0.5 | Hinson_Del_Amo_offpeak | Greater_LA_Li_Battery_4hr_30 | Operational_New_Capacity_MW | -1
Coalinga_1_Coalinga_2_SSN | Southern_PGAE_Li_Battery_8hr_109 | Reliability_Capacity_In_Model_Year | 0.5 | Hinson_Del_Amo_HSN | Greater_LA_Li_Battery_8hr_30 | Reliability_Capacity_In_Model_Year | 1 | Greater_LA_Li_Battery_8hr_30 | Hinson - Del Amo Constraint | CAISO_Li_Battery_8hr_Dispatch | Solar | Hinson_Del_Amo_HSN | Greater_LA_Li_Battery_8hr_30 | Reliability_Capacity_In_Model_Year | 1 | Hinson_Del_Amo_SSN | Greater_LA_Li_Battery_8hr_30 | Reliability_Capacity_In_Model_Year | 0.5 | Hinson_Del_Amo_offpeak | Greater_LA_Li_Battery_8hr_30 | Operational_New_Capacity_MW | -1
Coalinga_1_Coalinga_2_SSN | Southern_PGAE_Solar_39 | Reliability_Capacity_In_Model_Year | 0.556 | Hinson_Del_Amo_HSN | Greater_LA_Solar_30 | Reliability_Capacity_In_Model_Year | 0.106 | Greater_LA_Solar_30 | Hinson - Del Amo Constraint | Greater_LA_Solar | Solar | Hinson_Del_Amo_HSN | Greater_LA_Solar_30 | Reliability_Capacity_In_Model_Year | 0.106 | Hinson_Del_Amo_SSN | Greater_LA_Solar_30 | Reliability_Capacity_In_Model_Year | 0.427 | Hinson_Del_Amo_offpeak | Greater_LA_Solar_30 | Operational_New_Capacity_MW | 0.77
Coalinga_1_Coalinga_2_SSN | Southern_PGAE_Solar_109 | Reliability_Capacity_In_Model_Year | 0.556 | Humboldt_Offshore_Line_HSN | Humboldt_Bay_Offshore_Wind_Asset | Reliability_Capacity_In_Model_Year | 1 | Humboldt_Bay_Offshore_Wind_Asset | Humboldt Offshore Wind Line | Humboldt_Bay_Offshore_Wind | Wind | Humboldt_Offshore_Line_HSN | Humboldt_Bay_Offshore_Wind_Asset | Reliability_Capacity_In_Model_Year | 1 | Humboldt_Offshore_Line_SSN | Humboldt_Bay_Offshore_Wind_Asset | Reliability_Capacity_In_Model_Year | 0.53 | Humboldt_Offshore_Line_offpeak | Humboldt_Bay_Offshore_Wind_Asset | Operational_New_Capacity_MW | 1
Coalinga_1_Coalinga_2_SSN | Manning_115_group | Operational_New_Capacity_MW | -0.27785 | Internal_San_Diego_HSN | Baja_California_Wind_133 | Reliability_Capacity_In_Model_Year | 0.337 | Baja_California_Wind_133 | Internal San Diego Area constraint | Baja_California_Wind | Solar | Internal_San_Diego_HSN | Baja_California_Wind_133 | Reliability_Capacity_In_Model_Year | 0.337 | Internal_San_Diego_SSN | Baja_California_Wind_133 | Reliability_Capacity_In_Model_Year | 0.112 | Internal_San_Diego_offpeak | Baja_California_Wind_133 | Operational_New_Capacity_MW | 0.44
Colorado_River_230_HSN | Riverside_Flow_Battery_60 | Reliability_Capacity_In_Model_Year | 1 | Internal_San_Diego_HSN | Greater_Imperial_Flow_Battery_20 | Reliability_Capacity_In_Model_Year | 1 | Greater_Imperial_Flow_Battery_20 | Internal San Diego Area constraint | CAISO_Flow_Battery_8hr_Dispatch | Solar | Internal_San_Diego_HSN | Greater_Imperial_Flow_Battery_20 | Reliability_Capacity_In_Model_Year | 1 | Internal_San_Diego_SSN | Greater_Imperial_Flow_Battery_20 | Reliability_Capacity_In_Model_Year | 0.5 | Internal_San_Diego_offpeak | Greater_Imperial_Flow_Battery_20 | Operational_New_Capacity_MW | -1
Colorado_River_230_HSN | Riverside_Li_Battery_4hr_60 | Reliability_Capacity_In_Model_Year | 1 | Internal_San_Diego_HSN | Greater_Imperial_Flow_Battery_108 | Reliability_Capacity_In_Model_Year | 1 | Greater_Imperial_Flow_Battery_108 | Internal San Diego Area constraint | CAISO_Flow_Battery_8hr_Dispatch | Solar | Internal_San_Diego_HSN | Greater_Imperial_Flow_Battery_108 | Reliability_Capacity_In_Model_Year | 1 | Internal_San_Diego_SSN | Greater_Imperial_Flow_Battery_108 | Reliability_Capacity_In_Model_Year | 0.5 | Internal_San_Diego_offpeak | Greater_Imperial_Flow_Battery_108 | Operational_New_Capacity_MW | -1
Colorado_River_230_HSN | Riverside_Li_Battery_8hr_60 | Reliability_Capacity_In_Model_Year | 1 | Internal_San_Diego_HSN | Greater_Imperial_Flow_Battery_133 | Reliability_Capacity_In_Model_Year | 1 | Greater_Imperial_Flow_Battery_133 | Internal San Diego Area constraint | CAISO_Flow_Battery_8hr_Dispatch | Solar | Internal_San_Diego_HSN | Greater_Imperial_Flow_Battery_133 | Reliability_Capacity_In_Model_Year | 1 | Internal_San_Diego_SSN | Greater_Imperial_Flow_Battery_133 | Reliability_Capacity_In_Model_Year | 0.5 | Internal_San_Diego_offpeak | Greater_Imperial_Flow_Battery_133 | Operational_New_Capacity_MW | -1
Colorado_River_230_HSN | Riverside_Solar_60 | Reliability_Capacity_In_Model_Year | 0.106 | Internal_San_Diego_HSN | Greater_Imperial_Li_Battery_4hr_20 | Reliability_Capacity_In_Model_Year | 1 | Greater_Imperial_Li_Battery_4hr_20 | Internal San Diego Area constraint | CAISO_Li_Battery_4hr_Dispatch | Solar | Internal_San_Diego_HSN | Greater_Imperial_Li_Battery_4hr_20 | Reliability_Capacity_In_Model_Year | 1 | Internal_San_Diego_SSN | Greater_Imperial_Li_Battery_4hr_20 | Reliability_Capacity_In_Model_Year | 0.5 | Internal_San_Diego_offpeak | Greater_Imperial_Li_Battery_4hr_20 | Operational_New_Capacity_MW | -1
Colorado_River_230_HSN | Colorado_River_230_group | Operational_New_Capacity_MW | -1 | Internal_San_Diego_HSN | Greater_Imperial_Li_Battery_4hr_108 | Reliability_Capacity_In_Model_Year | 1 | Greater_Imperial_Li_Battery_4hr_108 | Internal San Diego Area constraint | CAISO_Li_Battery_4hr_Dispatch | Solar | Internal_San_Diego_HSN | Greater_Imperial_Li_Battery_4hr_108 | Reliability_Capacity_In_Model_Year | 1 | Internal_San_Diego_SSN | Greater_Imperial_Li_Battery_4hr_108 | Reliability_Capacity_In_Model_Year | 0.5 | Internal_San_Diego_offpeak | Greater_Imperial_Li_Battery_4hr_108 | Operational_New_Capacity_MW | -1
Colorado_River_230_offpeak | Riverside_Flow_Battery_60 | Operational_New_Capacity_MW | -1 | Internal_San_Diego_HSN | Greater_Imperial_Li_Battery_4hr_133 | Reliability_Capacity_In_Model_Year | 1 | Greater_Imperial_Li_Battery_4hr_133 | Internal San Diego Area constraint | CAISO_Li_Battery_4hr_Dispatch | Solar | Internal_San_Diego_HSN | Greater_Imperial_Li_Battery_4hr_133 | Reliability_Capacity_In_Model_Year | 1 | Internal_San_Diego_SSN | Greater_Imperial_Li_Battery_4hr_133 | Reliability_Capacity_In_Model_Year | 0.5 | Internal_San_Diego_offpeak | Greater_Imperial_Li_Battery_4hr_133 | Operational_New_Capacity_MW | -1
Colorado_River_230_offpeak | Riverside_Li_Battery_4hr_60 | Operational_New_Capacity_MW | -1 | Internal_San_Diego_HSN | Greater_Imperial_Li_Battery_8hr_20 | Reliability_Capacity_In_Model_Year | 1 | Greater_Imperial_Li_Battery_8hr_20 | Internal San Diego Area constraint | CAISO_Li_Battery_8hr_Dispatch | Solar | Internal_San_Diego_HSN | Greater_Imperial_Li_Battery_8hr_20 | Reliability_Capacity_In_Model_Year | 1 | Internal_San_Diego_SSN | Greater_Imperial_Li_Battery_8hr_20 | Reliability_Capacity_In_Model_Year | 0.5 | Internal_San_Diego_offpeak | Greater_Imperial_Li_Battery_8hr_20 | Operational_New_Capacity_MW | -1
Colorado_River_230_offpeak | Riverside_Li_Battery_8hr_60 | Operational_New_Capacity_MW | -1 | Internal_San_Diego_HSN | Greater_Imperial_Li_Battery_8hr_108 | Reliability_Capacity_In_Model_Year | 1 | Greater_Imperial_Li_Battery_8hr_108 | Internal San Diego Area constraint | CAISO_Li_Battery_8hr_Dispatch | Solar | Internal_San_Diego_HSN | Greater_Imperial_Li_Battery_8hr_108 | Reliability_Capacity_In_Model_Year | 1 | Internal_San_Diego_SSN | Greater_Imperial_Li_Battery_8hr_108 | Reliability_Capacity_In_Model_Year | 0.5 | Internal_San_Diego_offpeak | Greater_Imperial_Li_Battery_8hr_108 | Operational_New_Capacity_MW | -1
Colorado_River_230_offpeak | Riverside_Solar_60 | Operational_New_Capacity_MW | 0.77 | Internal_San_Diego_HSN | Greater_Imperial_Li_Battery_8hr_133 | Reliability_Capacity_In_Model_Year | 1 | Greater_Imperial_Li_Battery_8hr_133 | Internal San Diego Area constraint | CAISO_Li_Battery_8hr_Dispatch | Solar | Internal_San_Diego_HSN | Greater_Imperial_Li_Battery_8hr_133 | Reliability_Capacity_In_Model_Year | 1 | Internal_San_Diego_SSN | Greater_Imperial_Li_Battery_8hr_133 | Reliability_Capacity_In_Model_Year | 0.5 | Internal_San_Diego_offpeak | Greater_Imperial_Li_Battery_8hr_133 | Operational_New_Capacity_MW | -1
Colorado_River_230_offpeak | Colorado_River_230_group | Operational_New_Capacity_MW | -0.94818 | Internal_San_Diego_HSN | San_Diego_Pumped_Storage_119 | Reliability_Capacity_In_Model_Year | 1 | San_Diego_Pumped_Storage_119 | Internal San Diego Area constraint | CAISO_New_Pumped_Storage_12hr | Solar | Internal_San_Diego_HSN | San_Diego_Pumped_Storage_119 | Reliability_Capacity_In_Model_Year | 1 | Internal_San_Diego_SSN | San_Diego_Pumped_Storage_119 | Reliability_Capacity_In_Model_Year | 0.5 | Internal_San_Diego_offpeak | San_Diego_Pumped_Storage_119 | Operational_New_Capacity_MW | -1
Colorado_River_230_SSN | Riverside_Flow_Battery_60 | Reliability_Capacity_In_Model_Year | 0.5 | Internal_San_Diego_HSN | Greater_Imperial_Geothermal_20 | Reliability_Capacity_In_Model_Year | 1 | Greater_Imperial_Geothermal_20 | Internal San Diego Area constraint | Greater_Imperial_Geothermal | Solar | Internal_San_Diego_HSN | Greater_Imperial_Geothermal_20 | Reliability_Capacity_In_Model_Year | 1 | Internal_San_Diego_SSN | Greater_Imperial_Geothermal_20 | Reliability_Capacity_In_Model_Year | 1 | Internal_San_Diego_offpeak | Greater_Imperial_Geothermal_20 | Operational_New_Capacity_MW | 1
Colorado_River_230_SSN | Riverside_Li_Battery_4hr_60 | Reliability_Capacity_In_Model_Year | 0.5 | Internal_San_Diego_HSN | Greater_Imperial_Solar_20 | Reliability_Capacity_In_Model_Year | 0.106 | Greater_Imperial_Solar_20 | Internal San Diego Area constraint | Greater_Imperial_Solar | Solar | Internal_San_Diego_HSN | Greater_Imperial_Solar_20 | Reliability_Capacity_In_Model_Year | 0.106 | Internal_San_Diego_SSN | Greater_Imperial_Solar_20 | Reliability_Capacity_In_Model_Year | 0.427 | Internal_San_Diego_offpeak | Greater_Imperial_Solar_20 | Operational_New_Capacity_MW | 0.77
Colorado_River_230_SSN | Riverside_Li_Battery_8hr_60 | Reliability_Capacity_In_Model_Year | 0.5 | Internal_San_Diego_HSN | Greater_Imperial_Solar_108 | Reliability_Capacity_In_Model_Year | 0.106 | Greater_Imperial_Solar_108 | Internal San Diego Area constraint | Greater_Imperial_Solar | Solar | Internal_San_Diego_HSN | Greater_Imperial_Solar_108 | Reliability_Capacity_In_Model_Year | 0.106 | Internal_San_Diego_SSN | Greater_Imperial_Solar_108 | Reliability_Capacity_In_Model_Year | 0.427 | Internal_San_Diego_offpeak | Greater_Imperial_Solar_108 | Operational_New_Capacity_MW | 0.77
Colorado_River_230_SSN | Riverside_Solar_60 | Reliability_Capacity_In_Model_Year | 0.427 | Internal_San_Diego_HSN | Greater_Imperial_Solar_133 | Reliability_Capacity_In_Model_Year | 0.106 | Greater_Imperial_Solar_133 | Internal San Diego Area constraint | Greater_Imperial_Solar | Solar | Internal_San_Diego_HSN | Greater_Imperial_Solar_133 | Reliability_Capacity_In_Model_Year | 0.106 | Internal_San_Diego_SSN | Greater_Imperial_Solar_133 | Reliability_Capacity_In_Model_Year | 0.427 | Internal_San_Diego_offpeak | Greater_Imperial_Solar_133 | Operational_New_Capacity_MW | 0.77
Colorado_River_230_SSN | Colorado_River_230_group | Operational_New_Capacity_MW | -1 | Internal_San_Diego_HSN | Greater_Imperial_Wind_108 | Reliability_Capacity_In_Model_Year | 0.557 | Greater_Imperial_Wind_108 | Internal San Diego Area constraint | Greater_Imperial_Wind | Solar | Internal_San_Diego_HSN | Greater_Imperial_Wind_108 | Reliability_Capacity_In_Model_Year | 0.557 | Internal_San_Diego_SSN | Greater_Imperial_Wind_108 | Reliability_Capacity_In_Model_Year | 0.208 | Internal_San_Diego_offpeak | Greater_Imperial_Wind_108 | Operational_New_Capacity_MW | 0.44
Colorado_River_Red_Bluff_HSN | Arizona_Solar_55 | Reliability_Capacity_In_Model_Year | 0.106 | Internal_San_Diego_HSN | Greater_Imperial_Biomass_20 | Reliability_Capacity_In_Model_Year | 1 | Greater_Imperial_Biomass_20 | Internal San Diego Area constraint | InState_Biomass | Solar | Internal_San_Diego_HSN | Greater_Imperial_Biomass_20 | Reliability_Capacity_In_Model_Year | 1 | Internal_San_Diego_SSN | Greater_Imperial_Biomass_20 | Reliability_Capacity_In_Model_Year | 1 | Internal_San_Diego_offpeak | Greater_Imperial_Biomass_20 | Operational_New_Capacity_MW | 1
Colorado_River_Red_Bluff_HSN | Arizona_Solar_62 | Reliability_Capacity_In_Model_Year | 0.106 | Jackson_Waukena_Corcoran_HSN | Southern_PGAE_Flow_Battery_148 | Reliability_Capacity_In_Model_Year | 1 | Southern_PGAE_Flow_Battery_148 | Jacksson-WaukenaCorcoran 115kV line | CAISO_Flow_Battery_8hr_Dispatch | Solar | Jackson_Waukena_Corcoran_HSN | Southern_PGAE_Flow_Battery_148 | Reliability_Capacity_In_Model_Year | 1 | Jackson_Waukena_Corcoran_SSN | Southern_PGAE_Flow_Battery_148 | Reliability_Capacity_In_Model_Year | 0.5 | Jackson_Waukena_Corcoran_offpeak | Southern_PGAE_Flow_Battery_148 | Operational_New_Capacity_MW | -1
Colorado_River_Red_Bluff_HSN | Arizona_Solar_77 | Reliability_Capacity_In_Model_Year | 0.106 | Jackson_Waukena_Corcoran_HSN | Southern_PGAE_Flow_Battery_181 | Reliability_Capacity_In_Model_Year | 1 | Southern_PGAE_Flow_Battery_181 | Jacksson-WaukenaCorcoran 115kV line | CAISO_Flow_Battery_8hr_Dispatch | Solar | Jackson_Waukena_Corcoran_HSN | Southern_PGAE_Flow_Battery_181 | Reliability_Capacity_In_Model_Year | 1 | Jackson_Waukena_Corcoran_SSN | Southern_PGAE_Flow_Battery_181 | Reliability_Capacity_In_Model_Year | 0.5 | Jackson_Waukena_Corcoran_offpeak | Southern_PGAE_Flow_Battery_181 | Operational_New_Capacity_MW | -1
Colorado_River_Red_Bluff_HSN | Arizona_Solar_90 | Reliability_Capacity_In_Model_Year | 0.106 | Jackson_Waukena_Corcoran_HSN | Southern_PGAE_Li_Battery_4hr_148 | Reliability_Capacity_In_Model_Year | 1 | Southern_PGAE_Li_Battery_4hr_148 | Jacksson-WaukenaCorcoran 115kV line | CAISO_Li_Battery_4hr_Dispatch | Solar | Jackson_Waukena_Corcoran_HSN | Southern_PGAE_Li_Battery_4hr_148 | Reliability_Capacity_In_Model_Year | 1 | Jackson_Waukena_Corcoran_SSN | Southern_PGAE_Li_Battery_4hr_148 | Reliability_Capacity_In_Model_Year | 0.5 | Jackson_Waukena_Corcoran_offpeak | Southern_PGAE_Li_Battery_4hr_148 | Operational_New_Capacity_MW | -1
Colorado_River_Red_Bluff_HSN | Baja_California_Wind_133 | Reliability_Capacity_In_Model_Year | 0.337 | Jackson_Waukena_Corcoran_HSN | Southern_PGAE_Li_Battery_4hr_181 | Reliability_Capacity_In_Model_Year | 1 | Southern_PGAE_Li_Battery_4hr_181 | Jacksson-WaukenaCorcoran 115kV line | CAISO_Li_Battery_4hr_Dispatch | Solar | Jackson_Waukena_Corcoran_HSN | Southern_PGAE_Li_Battery_4hr_181 | Reliability_Capacity_In_Model_Year | 1 | Jackson_Waukena_Corcoran_SSN | Southern_PGAE_Li_Battery_4hr_181 | Reliability_Capacity_In_Model_Year | 0.5 | Jackson_Waukena_Corcoran_offpeak | Southern_PGAE_Li_Battery_4hr_181 | Operational_New_Capacity_MW | -1
Colorado_River_Red_Bluff_HSN | Southern_NV_Eldorado_Flow_Battery_19 | Reliability_Capacity_In_Model_Year | 1 | Jackson_Waukena_Corcoran_HSN | Southern_PGAE_Li_Battery_8hr_148 | Reliability_Capacity_In_Model_Year | 1 | Southern_PGAE_Li_Battery_8hr_148 | Jacksson-WaukenaCorcoran 115kV line | CAISO_Li_Battery_8hr_Dispatch | Solar | Jackson_Waukena_Corcoran_HSN | Southern_PGAE_Li_Battery_8hr_148 | Reliability_Capacity_In_Model_Year | 1 | Jackson_Waukena_Corcoran_SSN | Southern_PGAE_Li_Battery_8hr_148 | Reliability_Capacity_In_Model_Year | 0.5 | Jackson_Waukena_Corcoran_offpeak | Southern_PGAE_Li_Battery_8hr_148 | Operational_New_Capacity_MW | -1
Colorado_River_Red_Bluff_HSN | Southern_NV_Eldorado_Flow_Battery_40 | Reliability_Capacity_In_Model_Year | 1 | Jackson_Waukena_Corcoran_HSN | Southern_PGAE_Li_Battery_8hr_181 | Reliability_Capacity_In_Model_Year | 1 | Southern_PGAE_Li_Battery_8hr_181 | Jacksson-WaukenaCorcoran 115kV line | CAISO_Li_Battery_8hr_Dispatch | Solar | Jackson_Waukena_Corcoran_HSN | Southern_PGAE_Li_Battery_8hr_181 | Reliability_Capacity_In_Model_Year | 1 | Jackson_Waukena_Corcoran_SSN | Southern_PGAE_Li_Battery_8hr_181 | Reliability_Capacity_In_Model_Year | 0.5 | Jackson_Waukena_Corcoran_offpeak | Southern_PGAE_Li_Battery_8hr_181 | Operational_New_Capacity_MW | -1
Colorado_River_Red_Bluff_HSN | Arizona_Flow_Battery_55 | Reliability_Capacity_In_Model_Year | 1 | Jackson_Waukena_Corcoran_HSN | Southern_PGAE_Solar_148 | Reliability_Capacity_In_Model_Year | 0.1 | Southern_PGAE_Solar_148 | Jacksson-WaukenaCorcoran 115kV line | Southern_PGAE_Solar | Solar | Jackson_Waukena_Corcoran_HSN | Southern_PGAE_Solar_148 | Reliability_Capacity_In_Model_Year | 0.1 | Jackson_Waukena_Corcoran_SSN | Southern_PGAE_Solar_148 | Reliability_Capacity_In_Model_Year | 0.556 | Jackson_Waukena_Corcoran_offpeak | Southern_PGAE_Solar_148 | Operational_New_Capacity_MW | 0.79
Colorado_River_Red_Bluff_HSN | Arizona_Flow_Battery_62 | Reliability_Capacity_In_Model_Year | 1 | Jackson_Waukena_Corcoran_HSN | Southern_PGAE_Solar_181 | Reliability_Capacity_In_Model_Year | 0.1 | Southern_PGAE_Solar_181 | Jacksson-WaukenaCorcoran 115kV line | Southern_PGAE_Solar | Solar | Jackson_Waukena_Corcoran_HSN | Southern_PGAE_Solar_181 | Reliability_Capacity_In_Model_Year | 0.1 | Jackson_Waukena_Corcoran_SSN | Southern_PGAE_Solar_181 | Reliability_Capacity_In_Model_Year | 0.556 | Jackson_Waukena_Corcoran_offpeak | Southern_PGAE_Solar_181 | Operational_New_Capacity_MW | 0.79
Colorado_River_Red_Bluff_HSN | Arizona_Flow_Battery_77 | Reliability_Capacity_In_Model_Year | 1 | Kasson_Jct_Heinz_HSN | Northern_California_Flow_Battery_84 | Reliability_Capacity_In_Model_Year | 1 | Northern_California_Flow_Battery_84 | Kasson Jct-Heinz 115 kV line | CAISO_Flow_Battery_8hr_Dispatch | Wind | Kasson_Jct_Heinz_HSN | Northern_California_Flow_Battery_84 | Reliability_Capacity_In_Model_Year | 1 | Kasson_Jct_Heinz_SSN | Northern_California_Flow_Battery_84 | Reliability_Capacity_In_Model_Year | 0.5 | Kasson_Jct_Heinz_offpeak | Northern_California_Flow_Battery_84 | Operational_New_Capacity_MW | -1
Colorado_River_Red_Bluff_HSN | Arizona_Flow_Battery_90 | Reliability_Capacity_In_Model_Year | 1 | Kasson_Jct_Heinz_HSN | Southern_PGAE_Flow_Battery_111 | Reliability_Capacity_In_Model_Year | 1 | Southern_PGAE_Flow_Battery_111 | Kasson Jct-Heinz 115 kV line | CAISO_Flow_Battery_8hr_Dispatch | Wind | Kasson_Jct_Heinz_HSN | Southern_PGAE_Flow_Battery_111 | Reliability_Capacity_In_Model_Year | 1 | Kasson_Jct_Heinz_SSN | Southern_PGAE_Flow_Battery_111 | Reliability_Capacity_In_Model_Year | 0.5 | Kasson_Jct_Heinz_offpeak | Southern_PGAE_Flow_Battery_111 | Operational_New_Capacity_MW | -1
Colorado_River_Red_Bluff_HSN | Greater_Imperial_Flow_Battery_107 | Reliability_Capacity_In_Model_Year | 1 | Kasson_Jct_Heinz_HSN | Northern_California_Flow_Battery_135 | Reliability_Capacity_In_Model_Year | 1 | Northern_California_Flow_Battery_135 | Kasson Jct-Heinz 115 kV line | CAISO_Flow_Battery_8hr_Dispatch | Wind | Kasson_Jct_Heinz_HSN | Northern_California_Flow_Battery_135 | Reliability_Capacity_In_Model_Year | 1 | Kasson_Jct_Heinz_SSN | Northern_California_Flow_Battery_135 | Reliability_Capacity_In_Model_Year | 0.5 | Kasson_Jct_Heinz_offpeak | Northern_California_Flow_Battery_135 | Operational_New_Capacity_MW | -1
Colorado_River_Red_Bluff_HSN | Greater_Imperial_Flow_Battery_133 | Reliability_Capacity_In_Model_Year | 1 | Kasson_Jct_Heinz_HSN | Northern_California_Flow_Battery_138 | Reliability_Capacity_In_Model_Year | 1 | Northern_California_Flow_Battery_138 | Kasson Jct-Heinz 115 kV line | CAISO_Flow_Battery_8hr_Dispatch | Wind | Kasson_Jct_Heinz_HSN | Northern_California_Flow_Battery_138 | Reliability_Capacity_In_Model_Year | 1 | Kasson_Jct_Heinz_SSN | Northern_California_Flow_Battery_138 | Reliability_Capacity_In_Model_Year | 0.5 | Kasson_Jct_Heinz_offpeak | Northern_California_Flow_Battery_138 | Operational_New_Capacity_MW | -1
Colorado_River_Red_Bluff_HSN | Southern_NV_Eldorado_Li_Battery_4hr_19 | Reliability_Capacity_In_Model_Year | 1 | Kasson_Jct_Heinz_HSN | Southern_PGAE_Flow_Battery_145 | Reliability_Capacity_In_Model_Year | 1 | Southern_PGAE_Flow_Battery_145 | Kasson Jct-Heinz 115 kV line | CAISO_Flow_Battery_8hr_Dispatch | Wind | Kasson_Jct_Heinz_HSN | Southern_PGAE_Flow_Battery_145 | Reliability_Capacity_In_Model_Year | 1 | Kasson_Jct_Heinz_SSN | Southern_PGAE_Flow_Battery_145 | Reliability_Capacity_In_Model_Year | 0.5 | Kasson_Jct_Heinz_offpeak | Southern_PGAE_Flow_Battery_145 | Operational_New_Capacity_MW | -1
Colorado_River_Red_Bluff_HSN | Southern_NV_Eldorado_Li_Battery_4hr_40 | Reliability_Capacity_In_Model_Year | 1 | Kasson_Jct_Heinz_HSN | Northern_California_Li_Battery_4hr_84 | Reliability_Capacity_In_Model_Year | 1 | Northern_California_Li_Battery_4hr_84 | Kasson Jct-Heinz 115 kV line | CAISO_Li_Battery_4hr_Dispatch | Wind | Kasson_Jct_Heinz_HSN | Northern_California_Li_Battery_4hr_84 | Reliability_Capacity_In_Model_Year | 1 | Kasson_Jct_Heinz_SSN | Northern_California_Li_Battery_4hr_84 | Reliability_Capacity_In_Model_Year | 0.5 | Kasson_Jct_Heinz_offpeak | Northern_California_Li_Battery_4hr_84 | Operational_New_Capacity_MW | -1
Colorado_River_Red_Bluff_HSN | Arizona_Li_Battery_4hr_55 | Reliability_Capacity_In_Model_Year | 1 | Kasson_Jct_Heinz_HSN | Southern_PGAE_Li_Battery_4hr_111 | Reliability_Capacity_In_Model_Year | 1 | Southern_PGAE_Li_Battery_4hr_111 | Kasson Jct-Heinz 115 kV line | CAISO_Li_Battery_4hr_Dispatch | Wind | Kasson_Jct_Heinz_HSN | Southern_PGAE_Li_Battery_4hr_111 | Reliability_Capacity_In_Model_Year | 1 | Kasson_Jct_Heinz_SSN | Southern_PGAE_Li_Battery_4hr_111 | Reliability_Capacity_In_Model_Year | 0.5 | Kasson_Jct_Heinz_offpeak | Southern_PGAE_Li_Battery_4hr_111 | Operational_New_Capacity_MW | -1
Colorado_River_Red_Bluff_HSN | Arizona_Li_Battery_4hr_62 | Reliability_Capacity_In_Model_Year | 1 | Kasson_Jct_Heinz_HSN | Northern_California_Li_Battery_4hr_135 | Reliability_Capacity_In_Model_Year | 1 | Northern_California_Li_Battery_4hr_135 | Kasson Jct-Heinz 115 kV line | CAISO_Li_Battery_4hr_Dispatch | Wind | Kasson_Jct_Heinz_HSN | Northern_California_Li_Battery_4hr_135 | Reliability_Capacity_In_Model_Year | 1 | Kasson_Jct_Heinz_SSN | Northern_California_Li_Battery_4hr_135 | Reliability_Capacity_In_Model_Year | 0.5 | Kasson_Jct_Heinz_offpeak | Northern_California_Li_Battery_4hr_135 | Operational_New_Capacity_MW | -1
Colorado_River_Red_Bluff_HSN | Arizona_Li_Battery_4hr_77 | Reliability_Capacity_In_Model_Year | 1 | Kasson_Jct_Heinz_HSN | Northern_California_Li_Battery_4hr_138 | Reliability_Capacity_In_Model_Year | 1 | Northern_California_Li_Battery_4hr_138 | Kasson Jct-Heinz 115 kV line | CAISO_Li_Battery_4hr_Dispatch | Wind | Kasson_Jct_Heinz_HSN | Northern_California_Li_Battery_4hr_138 | Reliability_Capacity_In_Model_Year | 1 | Kasson_Jct_Heinz_SSN | Northern_California_Li_Battery_4hr_138 | Reliability_Capacity_In_Model_Year | 0.5 | Kasson_Jct_Heinz_offpeak | Northern_California_Li_Battery_4hr_138 | Operational_New_Capacity_MW | -1
Colorado_River_Red_Bluff_HSN | Arizona_Li_Battery_4hr_90 | Reliability_Capacity_In_Model_Year | 1 | Kasson_Jct_Heinz_HSN | Southern_PGAE_Li_Battery_4hr_145 | Reliability_Capacity_In_Model_Year | 1 | Southern_PGAE_Li_Battery_4hr_145 | Kasson Jct-Heinz 115 kV line | CAISO_Li_Battery_4hr_Dispatch | Wind | Kasson_Jct_Heinz_HSN | Southern_PGAE_Li_Battery_4hr_145 | Reliability_Capacity_In_Model_Year | 1 | Kasson_Jct_Heinz_SSN | Southern_PGAE_Li_Battery_4hr_145 | Reliability_Capacity_In_Model_Year | 0.5 | Kasson_Jct_Heinz_offpeak | Southern_PGAE_Li_Battery_4hr_145 | Operational_New_Capacity_MW | -1
Colorado_River_Red_Bluff_HSN | Greater_Imperial_Li_Battery_4hr_107 | Reliability_Capacity_In_Model_Year | 1 | Kasson_Jct_Heinz_HSN | Northern_California_Li_Battery_8hr_84 | Reliability_Capacity_In_Model_Year | 1 | Northern_California_Li_Battery_8hr_84 | Kasson Jct-Heinz 115 kV line | CAISO_Li_Battery_8hr_Dispatch | Wind | Kasson_Jct_Heinz_HSN | Northern_California_Li_Battery_8hr_84 | Reliability_Capacity_In_Model_Year | 1 | Kasson_Jct_Heinz_SSN | Northern_California_Li_Battery_8hr_84 | Reliability_Capacity_In_Model_Year | 0.5 | Kasson_Jct_Heinz_offpeak | Northern_California_Li_Battery_8hr_84 | Operational_New_Capacity_MW | -1
Colorado_River_Red_Bluff_HSN | Greater_Imperial_Li_Battery_4hr_133 | Reliability_Capacity_In_Model_Year | 1 | Kasson_Jct_Heinz_HSN | Southern_PGAE_Li_Battery_8hr_111 | Reliability_Capacity_In_Model_Year | 1 | Southern_PGAE_Li_Battery_8hr_111 | Kasson Jct-Heinz 115 kV line | CAISO_Li_Battery_8hr_Dispatch | Wind | Kasson_Jct_Heinz_HSN | Southern_PGAE_Li_Battery_8hr_111 | Reliability_Capacity_In_Model_Year | 1 | Kasson_Jct_Heinz_SSN | Southern_PGAE_Li_Battery_8hr_111 | Reliability_Capacity_In_Model_Year | 0.5 | Kasson_Jct_Heinz_offpeak | Southern_PGAE_Li_Battery_8hr_111 | Operational_New_Capacity_MW | -1
Colorado_River_Red_Bluff_HSN | Southern_NV_Eldorado_Li_Battery_8hr_19 | Reliability_Capacity_In_Model_Year | 1 | Kasson_Jct_Heinz_HSN | Northern_California_Li_Battery_8hr_135 | Reliability_Capacity_In_Model_Year | 1 | Northern_California_Li_Battery_8hr_135 | Kasson Jct-Heinz 115 kV line | CAISO_Li_Battery_8hr_Dispatch | Wind | Kasson_Jct_Heinz_HSN | Northern_California_Li_Battery_8hr_135 | Reliability_Capacity_In_Model_Year | 1 | Kasson_Jct_Heinz_SSN | Northern_California_Li_Battery_8hr_135 | Reliability_Capacity_In_Model_Year | 0.5 | Kasson_Jct_Heinz_offpeak | Northern_California_Li_Battery_8hr_135 | Operational_New_Capacity_MW | -1
Colorado_River_Red_Bluff_HSN | Southern_NV_Eldorado_Li_Battery_8hr_40 | Reliability_Capacity_In_Model_Year | 1 | Kasson_Jct_Heinz_HSN | Northern_California_Li_Battery_8hr_138 | Reliability_Capacity_In_Model_Year | 1 | Northern_California_Li_Battery_8hr_138 | Kasson Jct-Heinz 115 kV line | CAISO_Li_Battery_8hr_Dispatch | Wind | Kasson_Jct_Heinz_HSN | Northern_California_Li_Battery_8hr_138 | Reliability_Capacity_In_Model_Year | 1 | Kasson_Jct_Heinz_SSN | Northern_California_Li_Battery_8hr_138 | Reliability_Capacity_In_Model_Year | 0.5 | Kasson_Jct_Heinz_offpeak | Northern_California_Li_Battery_8hr_138 | Operational_New_Capacity_MW | -1
Colorado_River_Red_Bluff_HSN | Arizona_Li_Battery_8hr_55 | Reliability_Capacity_In_Model_Year | 1 | Kasson_Jct_Heinz_HSN | Southern_PGAE_Li_Battery_8hr_145 | Reliability_Capacity_In_Model_Year | 1 | Southern_PGAE_Li_Battery_8hr_145 | Kasson Jct-Heinz 115 kV line | CAISO_Li_Battery_8hr_Dispatch | Wind | Kasson_Jct_Heinz_HSN | Southern_PGAE_Li_Battery_8hr_145 | Reliability_Capacity_In_Model_Year | 1 | Kasson_Jct_Heinz_SSN | Southern_PGAE_Li_Battery_8hr_145 | Reliability_Capacity_In_Model_Year | 0.5 | Kasson_Jct_Heinz_offpeak | Southern_PGAE_Li_Battery_8hr_145 | Operational_New_Capacity_MW | -1
Colorado_River_Red_Bluff_HSN | Arizona_Li_Battery_8hr_62 | Reliability_Capacity_In_Model_Year | 1 | Kasson_Jct_Heinz_HSN | Northern_California_Solar_84 | Reliability_Capacity_In_Model_Year | 0.1 | Northern_California_Solar_84 | Kasson Jct-Heinz 115 kV line | Northern_California_Solar | Wind | Kasson_Jct_Heinz_HSN | Northern_California_Solar_84 | Reliability_Capacity_In_Model_Year | 0.1 | Kasson_Jct_Heinz_SSN | Northern_California_Solar_84 | Reliability_Capacity_In_Model_Year | 0.556 | Kasson_Jct_Heinz_offpeak | Northern_California_Solar_84 | Operational_New_Capacity_MW | 0.68
Colorado_River_Red_Bluff_HSN | Arizona_Li_Battery_8hr_77 | Reliability_Capacity_In_Model_Year | 1 | Kasson_Jct_Heinz_HSN | Northern_California_Solar_135 | Reliability_Capacity_In_Model_Year | 0.1 | Northern_California_Solar_135 | Kasson Jct-Heinz 115 kV line | Northern_California_Solar | Wind | Kasson_Jct_Heinz_HSN | Northern_California_Solar_135 | Reliability_Capacity_In_Model_Year | 0.1 | Kasson_Jct_Heinz_SSN | Northern_California_Solar_135 | Reliability_Capacity_In_Model_Year | 0.556 | Kasson_Jct_Heinz_offpeak | Northern_California_Solar_135 | Operational_New_Capacity_MW | 0.68
Colorado_River_Red_Bluff_HSN | Arizona_Li_Battery_8hr_90 | Reliability_Capacity_In_Model_Year | 1 | Kasson_Jct_Heinz_HSN | Northern_California_Solar_138 | Reliability_Capacity_In_Model_Year | 0.1 | Northern_California_Solar_138 | Kasson Jct-Heinz 115 kV line | Northern_California_Solar | Wind | Kasson_Jct_Heinz_HSN | Northern_California_Solar_138 | Reliability_Capacity_In_Model_Year | 0.1 | Kasson_Jct_Heinz_SSN | Northern_California_Solar_138 | Reliability_Capacity_In_Model_Year | 0.556 | Kasson_Jct_Heinz_offpeak | Northern_California_Solar_138 | Operational_New_Capacity_MW | 0.68
Colorado_River_Red_Bluff_HSN | Greater_Imperial_Li_Battery_8hr_107 | Reliability_Capacity_In_Model_Year | 1 | Kasson_Jct_Heinz_HSN | Southern_PGAE_Solar_111 | Reliability_Capacity_In_Model_Year | 0.1 | Southern_PGAE_Solar_111 | Kasson Jct-Heinz 115 kV line | Southern_PGAE_Solar | Wind | Kasson_Jct_Heinz_HSN | Southern_PGAE_Solar_111 | Reliability_Capacity_In_Model_Year | 0.1 | Kasson_Jct_Heinz_SSN | Southern_PGAE_Solar_111 | Reliability_Capacity_In_Model_Year | 0.556 | Kasson_Jct_Heinz_offpeak | Southern_PGAE_Solar_111 | Operational_New_Capacity_MW | 0.68
Colorado_River_Red_Bluff_HSN | Greater_Imperial_Li_Battery_8hr_133 | Reliability_Capacity_In_Model_Year | 1 | Kasson_Jct_Heinz_HSN | Southern_PGAE_Solar_145 | Reliability_Capacity_In_Model_Year | 0.1 | Southern_PGAE_Solar_145 | Kasson Jct-Heinz 115 kV line | Southern_PGAE_Solar | Wind | Kasson_Jct_Heinz_HSN | Southern_PGAE_Solar_145 | Reliability_Capacity_In_Model_Year | 0.1 | Kasson_Jct_Heinz_SSN | Southern_PGAE_Solar_145 | Reliability_Capacity_In_Model_Year | 0.556 | Kasson_Jct_Heinz_offpeak | Southern_PGAE_Solar_145 | Operational_New_Capacity_MW | 0.68
Colorado_River_Red_Bluff_HSN | Greater_Imperial_Solar_107 | Reliability_Capacity_In_Model_Year | 0.106 | Kern_TB_4_HSN | Southern_PGAE_Flow_Battery_52 | Reliability_Capacity_In_Model_Year | 1 | Southern_PGAE_Flow_Battery_52 | Kern 230/115kV TB #4 | CAISO_Flow_Battery_8hr_Dispatch | Solar | Kern_TB_4_HSN | Southern_PGAE_Flow_Battery_52 | Reliability_Capacity_In_Model_Year | 1 | Kern_TB_4_SSN | Southern_PGAE_Flow_Battery_52 | Reliability_Capacity_In_Model_Year | 0.5 | Kern_TB_4_offpeak | Southern_PGAE_Flow_Battery_52 | Operational_New_Capacity_MW | -1
Colorado_River_Red_Bluff_HSN | Greater_Imperial_Solar_133 | Reliability_Capacity_In_Model_Year | 0.106 | Kern_TB_4_HSN | Southern_PGAE_Flow_Battery_54 | Reliability_Capacity_In_Model_Year | 1 | Southern_PGAE_Flow_Battery_54 | Kern 230/115kV TB #4 | CAISO_Flow_Battery_8hr_Dispatch | Solar | Kern_TB_4_HSN | Southern_PGAE_Flow_Battery_54 | Reliability_Capacity_In_Model_Year | 1 | Kern_TB_4_SSN | Southern_PGAE_Flow_Battery_54 | Reliability_Capacity_In_Model_Year | 0.5 | Kern_TB_4_offpeak | Southern_PGAE_Flow_Battery_54 | Operational_New_Capacity_MW | -1
Colorado_River_Red_Bluff_HSN | Idaho_Wind_19 | Reliability_Capacity_In_Model_Year | 0.67 | Kern_TB_4_HSN | Southern_PGAE_Flow_Battery_75 | Reliability_Capacity_In_Model_Year | 1 | Southern_PGAE_Flow_Battery_75 | Kern 230/115kV TB #4 | CAISO_Flow_Battery_8hr_Dispatch | Solar | Kern_TB_4_HSN | Southern_PGAE_Flow_Battery_75 | Reliability_Capacity_In_Model_Year | 1 | Kern_TB_4_SSN | Southern_PGAE_Flow_Battery_75 | Reliability_Capacity_In_Model_Year | 0.5 | Kern_TB_4_offpeak | Southern_PGAE_Flow_Battery_75 | Operational_New_Capacity_MW | -1
Colorado_River_Red_Bluff_HSN | New_Mexico_Wind_55 | Reliability_Capacity_In_Model_Year | 0.67 | Kern_TB_4_HSN | Southern_PGAE_Flow_Battery_79 | Reliability_Capacity_In_Model_Year | 1 | Southern_PGAE_Flow_Battery_79 | Kern 230/115kV TB #4 | CAISO_Flow_Battery_8hr_Dispatch | Solar | Kern_TB_4_HSN | Southern_PGAE_Flow_Battery_79 | Reliability_Capacity_In_Model_Year | 1 | Kern_TB_4_SSN | Southern_PGAE_Flow_Battery_79 | Reliability_Capacity_In_Model_Year | 0.5 | Kern_TB_4_offpeak | Southern_PGAE_Flow_Battery_79 | Operational_New_Capacity_MW | -1
Colorado_River_Red_Bluff_HSN | Northern_Nevada_Geothermal_19 | Reliability_Capacity_In_Model_Year | 1 | Kern_TB_4_HSN | Southern_PGAE_Flow_Battery_98 | Reliability_Capacity_In_Model_Year | 1 | Southern_PGAE_Flow_Battery_98 | Kern 230/115kV TB #4 | CAISO_Flow_Battery_8hr_Dispatch | Solar | Kern_TB_4_HSN | Southern_PGAE_Flow_Battery_98 | Reliability_Capacity_In_Model_Year | 1 | Kern_TB_4_SSN | Southern_PGAE_Flow_Battery_98 | Reliability_Capacity_In_Model_Year | 0.5 | Kern_TB_4_offpeak | Southern_PGAE_Flow_Battery_98 | Operational_New_Capacity_MW | -1
Colorado_River_Red_Bluff_HSN | Southern_NV_Eldorado_Solar_19 | Reliability_Capacity_In_Model_Year | 0.106 | Kern_TB_4_HSN | Southern_PGAE_Flow_Battery_102 | Reliability_Capacity_In_Model_Year | 1 | Southern_PGAE_Flow_Battery_102 | Kern 230/115kV TB #4 | CAISO_Flow_Battery_8hr_Dispatch | Solar | Kern_TB_4_HSN | Southern_PGAE_Flow_Battery_102 | Reliability_Capacity_In_Model_Year | 1 | Kern_TB_4_SSN | Southern_PGAE_Flow_Battery_102 | Reliability_Capacity_In_Model_Year | 0.5 | Kern_TB_4_offpeak | Southern_PGAE_Flow_Battery_102 | Operational_New_Capacity_MW | -1
Colorado_River_Red_Bluff_HSN | Southern_NV_Eldorado_Solar_40 | Reliability_Capacity_In_Model_Year | 0.106 | Kern_TB_4_HSN | Southern_PGAE_Flow_Battery_118 | Reliability_Capacity_In_Model_Year | 1 | Southern_PGAE_Flow_Battery_118 | Kern 230/115kV TB #4 | CAISO_Flow_Battery_8hr_Dispatch | Solar | Kern_TB_4_HSN | Southern_PGAE_Flow_Battery_118 | Reliability_Capacity_In_Model_Year | 1 | Kern_TB_4_SSN | Southern_PGAE_Flow_Battery_118 | Reliability_Capacity_In_Model_Year | 0.5 | Kern_TB_4_offpeak | Southern_PGAE_Flow_Battery_118 | Operational_New_Capacity_MW | -1
Colorado_River_Red_Bluff_HSN | Utah_Geothermal_19 | Reliability_Capacity_In_Model_Year | 1 | Kern_TB_4_HSN | Southern_PGAE_Flow_Battery_136 | Reliability_Capacity_In_Model_Year | 1 | Southern_PGAE_Flow_Battery_136 | Kern 230/115kV TB #4 | CAISO_Flow_Battery_8hr_Dispatch | Solar | Kern_TB_4_HSN | Southern_PGAE_Flow_Battery_136 | Reliability_Capacity_In_Model_Year | 1 | Kern_TB_4_SSN | Southern_PGAE_Flow_Battery_136 | Reliability_Capacity_In_Model_Year | 0.5 | Kern_TB_4_offpeak | Southern_PGAE_Flow_Battery_136 | Operational_New_Capacity_MW | -1
Colorado_River_Red_Bluff_HSN | Utah_Wind_19 | Reliability_Capacity_In_Model_Year | 0.67 | Kern_TB_4_HSN | Southern_PGAE_Flow_Battery_152 | Reliability_Capacity_In_Model_Year | 1 | Southern_PGAE_Flow_Battery_152 | Kern 230/115kV TB #4 | CAISO_Flow_Battery_8hr_Dispatch | Solar | Kern_TB_4_HSN | Southern_PGAE_Flow_Battery_152 | Reliability_Capacity_In_Model_Year | 1 | Kern_TB_4_SSN | Southern_PGAE_Flow_Battery_152 | Reliability_Capacity_In_Model_Year | 0.5 | Kern_TB_4_offpeak | Southern_PGAE_Flow_Battery_152 | Operational_New_Capacity_MW | -1
Colorado_River_Red_Bluff_HSN | Wyoming_Wind_19 | Reliability_Capacity_In_Model_Year | 0.67 | Kern_TB_4_HSN | Southern_PGAE_Flow_Battery_173 | Reliability_Capacity_In_Model_Year | 1 | Southern_PGAE_Flow_Battery_173 | Kern 230/115kV TB #4 | CAISO_Flow_Battery_8hr_Dispatch | Solar | Kern_TB_4_HSN | Southern_PGAE_Flow_Battery_173 | Reliability_Capacity_In_Model_Year | 1 | Kern_TB_4_SSN | Southern_PGAE_Flow_Battery_173 | Reliability_Capacity_In_Model_Year | 0.5 | Kern_TB_4_offpeak | Southern_PGAE_Flow_Battery_173 | Operational_New_Capacity_MW | -1
Colorado_River_Red_Bluff_HSN | Colorado_River_Red_Bluff_group | Operational_New_Capacity_MW | -1 | Kern_TB_4_HSN | Southern_PGAE_Flow_Battery_175 | Reliability_Capacity_In_Model_Year | 1 | Southern_PGAE_Flow_Battery_175 | Kern 230/115kV TB #4 | CAISO_Flow_Battery_8hr_Dispatch | Solar | Kern_TB_4_HSN | Southern_PGAE_Flow_Battery_175 | Reliability_Capacity_In_Model_Year | 1 | Kern_TB_4_SSN | Southern_PGAE_Flow_Battery_175 | Reliability_Capacity_In_Model_Year | 0.5 | Kern_TB_4_offpeak | Southern_PGAE_Flow_Battery_175 | Operational_New_Capacity_MW | -1
Colorado_River_Red_Bluff_offpeak | Arizona_Solar_55 | Operational_New_Capacity_MW | 0.77 | Kern_TB_4_HSN | Southern_PGAE_Flow_Battery_177 | Reliability_Capacity_In_Model_Year | 1 | Southern_PGAE_Flow_Battery_177 | Kern 230/115kV TB #4 | CAISO_Flow_Battery_8hr_Dispatch | Solar | Kern_TB_4_HSN | Southern_PGAE_Flow_Battery_177 | Reliability_Capacity_In_Model_Year | 1 | Kern_TB_4_SSN | Southern_PGAE_Flow_Battery_177 | Reliability_Capacity_In_Model_Year | 0.5 | Kern_TB_4_offpeak | Southern_PGAE_Flow_Battery_177 | Operational_New_Capacity_MW | -1
Colorado_River_Red_Bluff_offpeak | Arizona_Solar_62 | Operational_New_Capacity_MW | 0.77 | Kern_TB_4_HSN | Southern_PGAE_Li_Battery_4hr_52 | Reliability_Capacity_In_Model_Year | 1 | Southern_PGAE_Li_Battery_4hr_52 | Kern 230/115kV TB #4 | CAISO_Li_Battery_4hr_Dispatch | Solar | Kern_TB_4_HSN | Southern_PGAE_Li_Battery_4hr_52 | Reliability_Capacity_In_Model_Year | 1 | Kern_TB_4_SSN | Southern_PGAE_Li_Battery_4hr_52 | Reliability_Capacity_In_Model_Year | 0.5 | Kern_TB_4_offpeak | Southern_PGAE_Li_Battery_4hr_52 | Operational_New_Capacity_MW | -1
Colorado_River_Red_Bluff_offpeak | Arizona_Solar_77 | Operational_New_Capacity_MW | 0.77 | Kern_TB_4_HSN | Southern_PGAE_Li_Battery_4hr_54 | Reliability_Capacity_In_Model_Year | 1 | Southern_PGAE_Li_Battery_4hr_54 | Kern 230/115kV TB #4 | CAISO_Li_Battery_4hr_Dispatch | Solar | Kern_TB_4_HSN | Southern_PGAE_Li_Battery_4hr_54 | Reliability_Capacity_In_Model_Year | 1 | Kern_TB_4_SSN | Southern_PGAE_Li_Battery_4hr_54 | Reliability_Capacity_In_Model_Year | 0.5 | Kern_TB_4_offpeak | Southern_PGAE_Li_Battery_4hr_54 | Operational_New_Capacity_MW | -1
Colorado_River_Red_Bluff_offpeak | Arizona_Solar_90 | Operational_New_Capacity_MW | 0.77 | Kern_TB_4_HSN | Southern_PGAE_Li_Battery_4hr_75 | Reliability_Capacity_In_Model_Year | 1 | Southern_PGAE_Li_Battery_4hr_75 | Kern 230/115kV TB #4 | CAISO_Li_Battery_4hr_Dispatch | Solar | Kern_TB_4_HSN | Southern_PGAE_Li_Battery_4hr_75 | Reliability_Capacity_In_Model_Year | 1 | Kern_TB_4_SSN | Southern_PGAE_Li_Battery_4hr_75 | Reliability_Capacity_In_Model_Year | 0.5 | Kern_TB_4_offpeak | Southern_PGAE_Li_Battery_4hr_75 | Operational_New_Capacity_MW | -1
Colorado_River_Red_Bluff_offpeak | Baja_California_Wind_133 | Operational_New_Capacity_MW | 0.44 | Kern_TB_4_HSN | Southern_PGAE_Li_Battery_4hr_79 | Reliability_Capacity_In_Model_Year | 1 | Southern_PGAE_Li_Battery_4hr_79 | Kern 230/115kV TB #4 | CAISO_Li_Battery_4hr_Dispatch | Solar | Kern_TB_4_HSN | Southern_PGAE_Li_Battery_4hr_79 | Reliability_Capacity_In_Model_Year | 1 | Kern_TB_4_SSN | Southern_PGAE_Li_Battery_4hr_79 | Reliability_Capacity_In_Model_Year | 0.5 | Kern_TB_4_offpeak | Southern_PGAE_Li_Battery_4hr_79 | Operational_New_Capacity_MW | -1
Colorado_River_Red_Bluff_offpeak | Southern_NV_Eldorado_Flow_Battery_19 | Operational_New_Capacity_MW | -1 | Kern_TB_4_HSN | Southern_PGAE_Li_Battery_4hr_98 | Reliability_Capacity_In_Model_Year | 1 | Southern_PGAE_Li_Battery_4hr_98 | Kern 230/115kV TB #4 | CAISO_Li_Battery_4hr_Dispatch | Solar | Kern_TB_4_HSN | Southern_PGAE_Li_Battery_4hr_98 | Reliability_Capacity_In_Model_Year | 1 | Kern_TB_4_SSN | Southern_PGAE_Li_Battery_4hr_98 | Reliability_Capacity_In_Model_Year | 0.5 | Kern_TB_4_offpeak | Southern_PGAE_Li_Battery_4hr_98 | Operational_New_Capacity_MW | -1
Colorado_River_Red_Bluff_offpeak | Southern_NV_Eldorado_Flow_Battery_40 | Operational_New_Capacity_MW | -1 | Kern_TB_4_HSN | Southern_PGAE_Li_Battery_4hr_102 | Reliability_Capacity_In_Model_Year | 1 | Southern_PGAE_Li_Battery_4hr_102 | Kern 230/115kV TB #4 | CAISO_Li_Battery_4hr_Dispatch | Solar | Kern_TB_4_HSN | Southern_PGAE_Li_Battery_4hr_102 | Reliability_Capacity_In_Model_Year | 1 | Kern_TB_4_SSN | Southern_PGAE_Li_Battery_4hr_102 | Reliability_Capacity_In_Model_Year | 0.5 | Kern_TB_4_offpeak | Southern_PGAE_Li_Battery_4hr_102 | Operational_New_Capacity_MW | -1
Colorado_River_Red_Bluff_offpeak | Arizona_Flow_Battery_55 | Operational_New_Capacity_MW | -1 | Kern_TB_4_HSN | Southern_PGAE_Li_Battery_4hr_118 | Reliability_Capacity_In_Model_Year | 1 | Southern_PGAE_Li_Battery_4hr_118 | Kern 230/115kV TB #4 | CAISO_Li_Battery_4hr_Dispatch | Solar | Kern_TB_4_HSN | Southern_PGAE_Li_Battery_4hr_118 | Reliability_Capacity_In_Model_Year | 1 | Kern_TB_4_SSN | Southern_PGAE_Li_Battery_4hr_118 | Reliability_Capacity_In_Model_Year | 0.5 | Kern_TB_4_offpeak | Southern_PGAE_Li_Battery_4hr_118 | Operational_New_Capacity_MW | -1
Colorado_River_Red_Bluff_offpeak | Arizona_Flow_Battery_62 | Operational_New_Capacity_MW | -1 | Kern_TB_4_HSN | Southern_PGAE_Li_Battery_4hr_136 | Reliability_Capacity_In_Model_Year | 1 | Southern_PGAE_Li_Battery_4hr_136 | Kern 230/115kV TB #4 | CAISO_Li_Battery_4hr_Dispatch | Solar | Kern_TB_4_HSN | Southern_PGAE_Li_Battery_4hr_136 | Reliability_Capacity_In_Model_Year | 1 | Kern_TB_4_SSN | Southern_PGAE_Li_Battery_4hr_136 | Reliability_Capacity_In_Model_Year | 0.5 | Kern_TB_4_offpeak | Southern_PGAE_Li_Battery_4hr_136 | Operational_New_Capacity_MW | -1
Colorado_River_Red_Bluff_offpeak | Arizona_Flow_Battery_77 | Operational_New_Capacity_MW | -1 | Kern_TB_4_HSN | Southern_PGAE_Li_Battery_4hr_152 | Reliability_Capacity_In_Model_Year | 1 | Southern_PGAE_Li_Battery_4hr_152 | Kern 230/115kV TB #4 | CAISO_Li_Battery_4hr_Dispatch | Solar | Kern_TB_4_HSN | Southern_PGAE_Li_Battery_4hr_152 | Reliability_Capacity_In_Model_Year | 1 | Kern_TB_4_SSN | Southern_PGAE_Li_Battery_4hr_152 | Reliability_Capacity_In_Model_Year | 0.5 | Kern_TB_4_offpeak | Southern_PGAE_Li_Battery_4hr_152 | Operational_New_Capacity_MW | -1
Colorado_River_Red_Bluff_offpeak | Arizona_Flow_Battery_90 | Operational_New_Capacity_MW | -1 | Kern_TB_4_HSN | Southern_PGAE_Li_Battery_4hr_173 | Reliability_Capacity_In_Model_Year | 1 | Southern_PGAE_Li_Battery_4hr_173 | Kern 230/115kV TB #4 | CAISO_Li_Battery_4hr_Dispatch | Solar | Kern_TB_4_HSN | Southern_PGAE_Li_Battery_4hr_173 | Reliability_Capacity_In_Model_Year | 1 | Kern_TB_4_SSN | Southern_PGAE_Li_Battery_4hr_173 | Reliability_Capacity_In_Model_Year | 0.5 | Kern_TB_4_offpeak | Southern_PGAE_Li_Battery_4hr_173 | Operational_New_Capacity_MW | -1
Colorado_River_Red_Bluff_offpeak | Greater_Imperial_Flow_Battery_107 | Operational_New_Capacity_MW | -1 | Kern_TB_4_HSN | Southern_PGAE_Li_Battery_4hr_175 | Reliability_Capacity_In_Model_Year | 1 | Southern_PGAE_Li_Battery_4hr_175 | Kern 230/115kV TB #4 | CAISO_Li_Battery_4hr_Dispatch | Solar | Kern_TB_4_HSN | Southern_PGAE_Li_Battery_4hr_175 | Reliability_Capacity_In_Model_Year | 1 | Kern_TB_4_SSN | Southern_PGAE_Li_Battery_4hr_175 | Reliability_Capacity_In_Model_Year | 0.5 | Kern_TB_4_offpeak | Southern_PGAE_Li_Battery_4hr_175 | Operational_New_Capacity_MW | -1
Colorado_River_Red_Bluff_offpeak | Greater_Imperial_Flow_Battery_133 | Operational_New_Capacity_MW | -1 | Kern_TB_4_HSN | Southern_PGAE_Li_Battery_4hr_177 | Reliability_Capacity_In_Model_Year | 1 | Southern_PGAE_Li_Battery_4hr_177 | Kern 230/115kV TB #4 | CAISO_Li_Battery_4hr_Dispatch | Solar | Kern_TB_4_HSN | Southern_PGAE_Li_Battery_4hr_177 | Reliability_Capacity_In_Model_Year | 1 | Kern_TB_4_SSN | Southern_PGAE_Li_Battery_4hr_177 | Reliability_Capacity_In_Model_Year | 0.5 | Kern_TB_4_offpeak | Southern_PGAE_Li_Battery_4hr_177 | Operational_New_Capacity_MW | -1
Colorado_River_Red_Bluff_offpeak | Southern_NV_Eldorado_Li_Battery_4hr_19 | Operational_New_Capacity_MW | -1 | Kern_TB_4_HSN | Southern_PGAE_Li_Battery_8hr_52 | Reliability_Capacity_In_Model_Year | 1 | Southern_PGAE_Li_Battery_8hr_52 | Kern 230/115kV TB #4 | CAISO_Li_Battery_8hr_Dispatch | Solar | Kern_TB_4_HSN | Southern_PGAE_Li_Battery_8hr_52 | Reliability_Capacity_In_Model_Year | 1 | Kern_TB_4_SSN | Southern_PGAE_Li_Battery_8hr_52 | Reliability_Capacity_In_Model_Year | 0.5 | Kern_TB_4_offpeak | Southern_PGAE_Li_Battery_8hr_52 | Operational_New_Capacity_MW | -1
Colorado_River_Red_Bluff_offpeak | Southern_NV_Eldorado_Li_Battery_4hr_40 | Operational_New_Capacity_MW | -1 | Kern_TB_4_HSN | Southern_PGAE_Li_Battery_8hr_54 | Reliability_Capacity_In_Model_Year | 1 | Southern_PGAE_Li_Battery_8hr_54 | Kern 230/115kV TB #4 | CAISO_Li_Battery_8hr_Dispatch | Solar | Kern_TB_4_HSN | Southern_PGAE_Li_Battery_8hr_54 | Reliability_Capacity_In_Model_Year | 1 | Kern_TB_4_SSN | Southern_PGAE_Li_Battery_8hr_54 | Reliability_Capacity_In_Model_Year | 0.5 | Kern_TB_4_offpeak | Southern_PGAE_Li_Battery_8hr_54 | Operational_New_Capacity_MW | -1
Colorado_River_Red_Bluff_offpeak | Arizona_Li_Battery_4hr_55 | Operational_New_Capacity_MW | -1 | Kern_TB_4_HSN | Southern_PGAE_Li_Battery_8hr_75 | Reliability_Capacity_In_Model_Year | 1 | Southern_PGAE_Li_Battery_8hr_75 | Kern 230/115kV TB #4 | CAISO_Li_Battery_8hr_Dispatch | Solar | Kern_TB_4_HSN | Southern_PGAE_Li_Battery_8hr_75 | Reliability_Capacity_In_Model_Year | 1 | Kern_TB_4_SSN | Southern_PGAE_Li_Battery_8hr_75 | Reliability_Capacity_In_Model_Year | 0.5 | Kern_TB_4_offpeak | Southern_PGAE_Li_Battery_8hr_75 | Operational_New_Capacity_MW | -1
Colorado_River_Red_Bluff_offpeak | Arizona_Li_Battery_4hr_62 | Operational_New_Capacity_MW | -1 | Kern_TB_4_HSN | Southern_PGAE_Li_Battery_8hr_79 | Reliability_Capacity_In_Model_Year | 1 | Southern_PGAE_Li_Battery_8hr_79 | Kern 230/115kV TB #4 | CAISO_Li_Battery_8hr_Dispatch | Solar | Kern_TB_4_HSN | Southern_PGAE_Li_Battery_8hr_79 | Reliability_Capacity_In_Model_Year | 1 | Kern_TB_4_SSN | Southern_PGAE_Li_Battery_8hr_79 | Reliability_Capacity_In_Model_Year | 0.5 | Kern_TB_4_offpeak | Southern_PGAE_Li_Battery_8hr_79 | Operational_New_Capacity_MW | -1
Colorado_River_Red_Bluff_offpeak | Arizona_Li_Battery_4hr_77 | Operational_New_Capacity_MW | -1 | Kern_TB_4_HSN | Southern_PGAE_Li_Battery_8hr_98 | Reliability_Capacity_In_Model_Year | 1 | Southern_PGAE_Li_Battery_8hr_98 | Kern 230/115kV TB #4 | CAISO_Li_Battery_8hr_Dispatch | Solar | Kern_TB_4_HSN | Southern_PGAE_Li_Battery_8hr_98 | Reliability_Capacity_In_Model_Year | 1 | Kern_TB_4_SSN | Southern_PGAE_Li_Battery_8hr_98 | Reliability_Capacity_In_Model_Year | 0.5 | Kern_TB_4_offpeak | Southern_PGAE_Li_Battery_8hr_98 | Operational_New_Capacity_MW | -1
Colorado_River_Red_Bluff_offpeak | Arizona_Li_Battery_4hr_90 | Operational_New_Capacity_MW | -1 | Kern_TB_4_HSN | Southern_PGAE_Li_Battery_8hr_102 | Reliability_Capacity_In_Model_Year | 1 | Southern_PGAE_Li_Battery_8hr_102 | Kern 230/115kV TB #4 | CAISO_Li_Battery_8hr_Dispatch | Solar | Kern_TB_4_HSN | Southern_PGAE_Li_Battery_8hr_102 | Reliability_Capacity_In_Model_Year | 1 | Kern_TB_4_SSN | Southern_PGAE_Li_Battery_8hr_102 | Reliability_Capacity_In_Model_Year | 0.5 | Kern_TB_4_offpeak | Southern_PGAE_Li_Battery_8hr_102 | Operational_New_Capacity_MW | -1
Colorado_River_Red_Bluff_offpeak | Greater_Imperial_Li_Battery_4hr_107 | Operational_New_Capacity_MW | -1 | Kern_TB_4_HSN | Southern_PGAE_Li_Battery_8hr_118 | Reliability_Capacity_In_Model_Year | 1 | Southern_PGAE_Li_Battery_8hr_118 | Kern 230/115kV TB #4 | CAISO_Li_Battery_8hr_Dispatch | Solar | Kern_TB_4_HSN | Southern_PGAE_Li_Battery_8hr_118 | Reliability_Capacity_In_Model_Year | 1 | Kern_TB_4_SSN | Southern_PGAE_Li_Battery_8hr_118 | Reliability_Capacity_In_Model_Year | 0.5 | Kern_TB_4_offpeak | Southern_PGAE_Li_Battery_8hr_118 | Operational_New_Capacity_MW | -1
Colorado_River_Red_Bluff_offpeak | Greater_Imperial_Li_Battery_4hr_133 | Operational_New_Capacity_MW | -1 | Kern_TB_4_HSN | Southern_PGAE_Li_Battery_8hr_136 | Reliability_Capacity_In_Model_Year | 1 | Southern_PGAE_Li_Battery_8hr_136 | Kern 230/115kV TB #4 | CAISO_Li_Battery_8hr_Dispatch | Solar | Kern_TB_4_HSN | Southern_PGAE_Li_Battery_8hr_136 | Reliability_Capacity_In_Model_Year | 1 | Kern_TB_4_SSN | Southern_PGAE_Li_Battery_8hr_136 | Reliability_Capacity_In_Model_Year | 0.5 | Kern_TB_4_offpeak | Southern_PGAE_Li_Battery_8hr_136 | Operational_New_Capacity_MW | -1
Colorado_River_Red_Bluff_offpeak | Southern_NV_Eldorado_Li_Battery_8hr_19 | Operational_New_Capacity_MW | -1 | Kern_TB_4_HSN | Southern_PGAE_Li_Battery_8hr_152 | Reliability_Capacity_In_Model_Year | 1 | Southern_PGAE_Li_Battery_8hr_152 | Kern 230/115kV TB #4 | CAISO_Li_Battery_8hr_Dispatch | Solar | Kern_TB_4_HSN | Southern_PGAE_Li_Battery_8hr_152 | Reliability_Capacity_In_Model_Year | 1 | Kern_TB_4_SSN | Southern_PGAE_Li_Battery_8hr_152 | Reliability_Capacity_In_Model_Year | 0.5 | Kern_TB_4_offpeak | Southern_PGAE_Li_Battery_8hr_152 | Operational_New_Capacity_MW | -1
Colorado_River_Red_Bluff_offpeak | Southern_NV_Eldorado_Li_Battery_8hr_40 | Operational_New_Capacity_MW | -1 | Kern_TB_4_HSN | Southern_PGAE_Li_Battery_8hr_173 | Reliability_Capacity_In_Model_Year | 1 | Southern_PGAE_Li_Battery_8hr_173 | Kern 230/115kV TB #4 | CAISO_Li_Battery_8hr_Dispatch | Solar | Kern_TB_4_HSN | Southern_PGAE_Li_Battery_8hr_173 | Reliability_Capacity_In_Model_Year | 1 | Kern_TB_4_SSN | Southern_PGAE_Li_Battery_8hr_173 | Reliability_Capacity_In_Model_Year | 0.5 | Kern_TB_4_offpeak | Southern_PGAE_Li_Battery_8hr_173 | Operational_New_Capacity_MW | -1
Colorado_River_Red_Bluff_offpeak | Arizona_Li_Battery_8hr_55 | Operational_New_Capacity_MW | -1 | Kern_TB_4_HSN | Southern_PGAE_Li_Battery_8hr_175 | Reliability_Capacity_In_Model_Year | 1 | Southern_PGAE_Li_Battery_8hr_175 | Kern 230/115kV TB #4 | CAISO_Li_Battery_8hr_Dispatch | Solar | Kern_TB_4_HSN | Southern_PGAE_Li_Battery_8hr_175 | Reliability_Capacity_In_Model_Year | 1 | Kern_TB_4_SSN | Southern_PGAE_Li_Battery_8hr_175 | Reliability_Capacity_In_Model_Year | 0.5 | Kern_TB_4_offpeak | Southern_PGAE_Li_Battery_8hr_175 | Operational_New_Capacity_MW | -1
Colorado_River_Red_Bluff_offpeak | Arizona_Li_Battery_8hr_62 | Operational_New_Capacity_MW | -1 | Kern_TB_4_HSN | Southern_PGAE_Li_Battery_8hr_177 | Reliability_Capacity_In_Model_Year | 1 | Southern_PGAE_Li_Battery_8hr_177 | Kern 230/115kV TB #4 | CAISO_Li_Battery_8hr_Dispatch | Solar | Kern_TB_4_HSN | Southern_PGAE_Li_Battery_8hr_177 | Reliability_Capacity_In_Model_Year | 1 | Kern_TB_4_SSN | Southern_PGAE_Li_Battery_8hr_177 | Reliability_Capacity_In_Model_Year | 0.5 | Kern_TB_4_offpeak | Southern_PGAE_Li_Battery_8hr_177 | Operational_New_Capacity_MW | -1
Colorado_River_Red_Bluff_offpeak | Arizona_Li_Battery_8hr_77 | Operational_New_Capacity_MW | -1 | Kern_TB_4_HSN | Southern_PGAE_Solar_52 | Reliability_Capacity_In_Model_Year | 0.1 | Southern_PGAE_Solar_52 | Kern 230/115kV TB #4 | Southern_PGAE_Solar | Solar | Kern_TB_4_HSN | Southern_PGAE_Solar_52 | Reliability_Capacity_In_Model_Year | 0.1 | Kern_TB_4_SSN | Southern_PGAE_Solar_52 | Reliability_Capacity_In_Model_Year | 0.556 | Kern_TB_4_offpeak | Southern_PGAE_Solar_52 | Operational_New_Capacity_MW | 0.79
Colorado_River_Red_Bluff_offpeak | Arizona_Li_Battery_8hr_90 | Operational_New_Capacity_MW | -1 | Kern_TB_4_HSN | Southern_PGAE_Solar_54 | Reliability_Capacity_In_Model_Year | 0.1 | Southern_PGAE_Solar_54 | Kern 230/115kV TB #4 | Southern_PGAE_Solar | Solar | Kern_TB_4_HSN | Southern_PGAE_Solar_54 | Reliability_Capacity_In_Model_Year | 0.1 | Kern_TB_4_SSN | Southern_PGAE_Solar_54 | Reliability_Capacity_In_Model_Year | 0.556 | Kern_TB_4_offpeak | Southern_PGAE_Solar_54 | Operational_New_Capacity_MW | 0.79
Colorado_River_Red_Bluff_offpeak | Greater_Imperial_Li_Battery_8hr_107 | Operational_New_Capacity_MW | -1 | Kern_TB_4_HSN | Southern_PGAE_Solar_75 | Reliability_Capacity_In_Model_Year | 0.1 | Southern_PGAE_Solar_75 | Kern 230/115kV TB #4 | Southern_PGAE_Solar | Solar | Kern_TB_4_HSN | Southern_PGAE_Solar_75 | Reliability_Capacity_In_Model_Year | 0.1 | Kern_TB_4_SSN | Southern_PGAE_Solar_75 | Reliability_Capacity_In_Model_Year | 0.556 | Kern_TB_4_offpeak | Southern_PGAE_Solar_75 | Operational_New_Capacity_MW | 0.79
Colorado_River_Red_Bluff_offpeak | Greater_Imperial_Li_Battery_8hr_133 | Operational_New_Capacity_MW | -1 | Kern_TB_4_HSN | Southern_PGAE_Solar_79 | Reliability_Capacity_In_Model_Year | 0.1 | Southern_PGAE_Solar_79 | Kern 230/115kV TB #4 | Southern_PGAE_Solar | Solar | Kern_TB_4_HSN | Southern_PGAE_Solar_79 | Reliability_Capacity_In_Model_Year | 0.1 | Kern_TB_4_SSN | Southern_PGAE_Solar_79 | Reliability_Capacity_In_Model_Year | 0.556 | Kern_TB_4_offpeak | Southern_PGAE_Solar_79 | Operational_New_Capacity_MW | 0.79
Colorado_River_Red_Bluff_offpeak | Greater_Imperial_Solar_107 | Operational_New_Capacity_MW | 0.77 | Kern_TB_4_HSN | Southern_PGAE_Solar_98 | Reliability_Capacity_In_Model_Year | 0.1 | Southern_PGAE_Solar_98 | Kern 230/115kV TB #4 | Southern_PGAE_Solar | Solar | Kern_TB_4_HSN | Southern_PGAE_Solar_98 | Reliability_Capacity_In_Model_Year | 0.1 | Kern_TB_4_SSN | Southern_PGAE_Solar_98 | Reliability_Capacity_In_Model_Year | 0.556 | Kern_TB_4_offpeak | Southern_PGAE_Solar_98 | Operational_New_Capacity_MW | 0.79
Colorado_River_Red_Bluff_offpeak | Greater_Imperial_Solar_133 | Operational_New_Capacity_MW | 0.77 | Kern_TB_4_HSN | Southern_PGAE_Solar_102 | Reliability_Capacity_In_Model_Year | 0.1 | Southern_PGAE_Solar_102 | Kern 230/115kV TB #4 | Southern_PGAE_Solar | Solar | Kern_TB_4_HSN | Southern_PGAE_Solar_102 | Reliability_Capacity_In_Model_Year | 0.1 | Kern_TB_4_SSN | Southern_PGAE_Solar_102 | Reliability_Capacity_In_Model_Year | 0.556 | Kern_TB_4_offpeak | Southern_PGAE_Solar_102 | Operational_New_Capacity_MW | 0.79
Colorado_River_Red_Bluff_offpeak | Idaho_Wind_19 | Operational_New_Capacity_MW | 0.67 | Kern_TB_4_HSN | Southern_PGAE_Solar_118 | Reliability_Capacity_In_Model_Year | 0.1 | Southern_PGAE_Solar_118 | Kern 230/115kV TB #4 | Southern_PGAE_Solar | Solar | Kern_TB_4_HSN | Southern_PGAE_Solar_118 | Reliability_Capacity_In_Model_Year | 0.1 | Kern_TB_4_SSN | Southern_PGAE_Solar_118 | Reliability_Capacity_In_Model_Year | 0.556 | Kern_TB_4_offpeak | Southern_PGAE_Solar_118 | Operational_New_Capacity_MW | 0.79
Colorado_River_Red_Bluff_offpeak | New_Mexico_Wind_55 | Operational_New_Capacity_MW | 0.67 | Kern_TB_4_HSN | Southern_PGAE_Solar_136 | Reliability_Capacity_In_Model_Year | 0.1 | Southern_PGAE_Solar_136 | Kern 230/115kV TB #4 | Southern_PGAE_Solar | Solar | Kern_TB_4_HSN | Southern_PGAE_Solar_136 | Reliability_Capacity_In_Model_Year | 0.1 | Kern_TB_4_SSN | Southern_PGAE_Solar_136 | Reliability_Capacity_In_Model_Year | 0.556 | Kern_TB_4_offpeak | Southern_PGAE_Solar_136 | Operational_New_Capacity_MW | 0.79
Colorado_River_Red_Bluff_offpeak | Northern_Nevada_Geothermal_19 | Operational_New_Capacity_MW | 1 | Kern_TB_4_HSN | Southern_PGAE_Solar_152 | Reliability_Capacity_In_Model_Year | 0.1 | Southern_PGAE_Solar_152 | Kern 230/115kV TB #4 | Southern_PGAE_Solar | Solar | Kern_TB_4_HSN | Southern_PGAE_Solar_152 | Reliability_Capacity_In_Model_Year | 0.1 | Kern_TB_4_SSN | Southern_PGAE_Solar_152 | Reliability_Capacity_In_Model_Year | 0.556 | Kern_TB_4_offpeak | Southern_PGAE_Solar_152 | Operational_New_Capacity_MW | 0.79
Colorado_River_Red_Bluff_offpeak | Southern_NV_Eldorado_Solar_19 | Operational_New_Capacity_MW | 0.77 | Kern_TB_4_HSN | Southern_PGAE_Solar_173 | Reliability_Capacity_In_Model_Year | 0.1 | Southern_PGAE_Solar_173 | Kern 230/115kV TB #4 | Southern_PGAE_Solar | Solar | Kern_TB_4_HSN | Southern_PGAE_Solar_173 | Reliability_Capacity_In_Model_Year | 0.1 | Kern_TB_4_SSN | Southern_PGAE_Solar_173 | Reliability_Capacity_In_Model_Year | 0.556 | Kern_TB_4_offpeak | Southern_PGAE_Solar_173 | Operational_New_Capacity_MW | 0.79
Colorado_River_Red_Bluff_offpeak | Southern_NV_Eldorado_Solar_40 | Operational_New_Capacity_MW | 0.77 | Kern_TB_4_HSN | Southern_PGAE_Solar_175 | Reliability_Capacity_In_Model_Year | 0.1 | Southern_PGAE_Solar_175 | Kern 230/115kV TB #4 | Southern_PGAE_Solar | Solar | Kern_TB_4_HSN | Southern_PGAE_Solar_175 | Reliability_Capacity_In_Model_Year | 0.1 | Kern_TB_4_SSN | Southern_PGAE_Solar_175 | Reliability_Capacity_In_Model_Year | 0.556 | Kern_TB_4_offpeak | Southern_PGAE_Solar_175 | Operational_New_Capacity_MW | 0.79
Colorado_River_Red_Bluff_offpeak | Utah_Geothermal_19 | Operational_New_Capacity_MW | 1 | Kern_TB_4_HSN | Southern_PGAE_Solar_177 | Reliability_Capacity_In_Model_Year | 0.1 | Southern_PGAE_Solar_177 | Kern 230/115kV TB #4 | Southern_PGAE_Solar | Solar | Kern_TB_4_HSN | Southern_PGAE_Solar_177 | Reliability_Capacity_In_Model_Year | 0.1 | Kern_TB_4_SSN | Southern_PGAE_Solar_177 | Reliability_Capacity_In_Model_Year | 0.556 | Kern_TB_4_offpeak | Southern_PGAE_Solar_177 | Operational_New_Capacity_MW | 0.79
Colorado_River_Red_Bluff_offpeak | Utah_Wind_19 | Operational_New_Capacity_MW | 0.67 | Kern_Tevis_Stockdale_Lamont_HSN | Southern_PGAE_Flow_Battery_79 | Reliability_Capacity_In_Model_Year | 1 | Southern_PGAE_Flow_Battery_79 | Kern-Tevis-Stockdale-Lamont 115kV line | CAISO_Flow_Battery_8hr_Dispatch | Solar | Kern_Tevis_Stockdale_Lamont_HSN | Southern_PGAE_Flow_Battery_79 | Reliability_Capacity_In_Model_Year | 1 | Kern_Tevis_Stockdale_Lamont_SSN | Southern_PGAE_Flow_Battery_79 | Reliability_Capacity_In_Model_Year | 0.5 | Kern_Tevis_Stockdale_Lamont_offpeak | Southern_PGAE_Flow_Battery_79 | Operational_New_Capacity_MW | -1
Colorado_River_Red_Bluff_offpeak | Wyoming_Wind_19 | Operational_New_Capacity_MW | 0.67 | Kern_Tevis_Stockdale_Lamont_HSN | Southern_PGAE_Flow_Battery_102 | Reliability_Capacity_In_Model_Year | 1 | Southern_PGAE_Flow_Battery_102 | Kern-Tevis-Stockdale-Lamont 115kV line | CAISO_Flow_Battery_8hr_Dispatch | Solar | Kern_Tevis_Stockdale_Lamont_HSN | Southern_PGAE_Flow_Battery_102 | Reliability_Capacity_In_Model_Year | 1 | Kern_Tevis_Stockdale_Lamont_SSN | Southern_PGAE_Flow_Battery_102 | Reliability_Capacity_In_Model_Year | 0.5 | Kern_Tevis_Stockdale_Lamont_offpeak | Southern_PGAE_Flow_Battery_102 | Operational_New_Capacity_MW | -1
Colorado_River_Red_Bluff_offpeak | Colorado_River_Red_Bluff_group | Operational_New_Capacity_MW | -1 | Kern_Tevis_Stockdale_Lamont_HSN | Southern_PGAE_Flow_Battery_160 | Reliability_Capacity_In_Model_Year | 1 | Southern_PGAE_Flow_Battery_160 | Kern-Tevis-Stockdale-Lamont 115kV line | CAISO_Flow_Battery_8hr_Dispatch | Solar | Kern_Tevis_Stockdale_Lamont_HSN | Southern_PGAE_Flow_Battery_160 | Reliability_Capacity_In_Model_Year | 1 | Kern_Tevis_Stockdale_Lamont_SSN | Southern_PGAE_Flow_Battery_160 | Reliability_Capacity_In_Model_Year | 0.5 | Kern_Tevis_Stockdale_Lamont_offpeak | Southern_PGAE_Flow_Battery_160 | Operational_New_Capacity_MW | -1
Colorado_River_Red_Bluff_SSN | Arizona_Solar_55 | Reliability_Capacity_In_Model_Year | 0.427 | Kern_Tevis_Stockdale_Lamont_HSN | Southern_PGAE_Flow_Battery_173 | Reliability_Capacity_In_Model_Year | 1 | Southern_PGAE_Flow_Battery_173 | Kern-Tevis-Stockdale-Lamont 115kV line | CAISO_Flow_Battery_8hr_Dispatch | Solar | Kern_Tevis_Stockdale_Lamont_HSN | Southern_PGAE_Flow_Battery_173 | Reliability_Capacity_In_Model_Year | 1 | Kern_Tevis_Stockdale_Lamont_SSN | Southern_PGAE_Flow_Battery_173 | Reliability_Capacity_In_Model_Year | 0.5 | Kern_Tevis_Stockdale_Lamont_offpeak | Southern_PGAE_Flow_Battery_173 | Operational_New_Capacity_MW | -1
Colorado_River_Red_Bluff_SSN | Arizona_Solar_62 | Reliability_Capacity_In_Model_Year | 0.427 | Kern_Tevis_Stockdale_Lamont_HSN | Southern_PGAE_Flow_Battery_177 | Reliability_Capacity_In_Model_Year | 1 | Southern_PGAE_Flow_Battery_177 | Kern-Tevis-Stockdale-Lamont 115kV line | CAISO_Flow_Battery_8hr_Dispatch | Solar | Kern_Tevis_Stockdale_Lamont_HSN | Southern_PGAE_Flow_Battery_177 | Reliability_Capacity_In_Model_Year | 1 | Kern_Tevis_Stockdale_Lamont_SSN | Southern_PGAE_Flow_Battery_177 | Reliability_Capacity_In_Model_Year | 0.5 | Kern_Tevis_Stockdale_Lamont_offpeak | Southern_PGAE_Flow_Battery_177 | Operational_New_Capacity_MW | -1
Colorado_River_Red_Bluff_SSN | Arizona_Solar_77 | Reliability_Capacity_In_Model_Year | 0.427 | Kern_Tevis_Stockdale_Lamont_HSN | Southern_PGAE_Li_Battery_4hr_79 | Reliability_Capacity_In_Model_Year | 1 | Southern_PGAE_Li_Battery_4hr_79 | Kern-Tevis-Stockdale-Lamont 115kV line | CAISO_Li_Battery_4hr_Dispatch | Solar | Kern_Tevis_Stockdale_Lamont_HSN | Southern_PGAE_Li_Battery_4hr_79 | Reliability_Capacity_In_Model_Year | 1 | Kern_Tevis_Stockdale_Lamont_SSN | Southern_PGAE_Li_Battery_4hr_79 | Reliability_Capacity_In_Model_Year | 0.5 | Kern_Tevis_Stockdale_Lamont_offpeak | Southern_PGAE_Li_Battery_4hr_79 | Operational_New_Capacity_MW | -1
Colorado_River_Red_Bluff_SSN | Arizona_Solar_90 | Reliability_Capacity_In_Model_Year | 0.427 | Kern_Tevis_Stockdale_Lamont_HSN | Southern_PGAE_Li_Battery_4hr_102 | Reliability_Capacity_In_Model_Year | 1 | Southern_PGAE_Li_Battery_4hr_102 | Kern-Tevis-Stockdale-Lamont 115kV line | CAISO_Li_Battery_4hr_Dispatch | Solar | Kern_Tevis_Stockdale_Lamont_HSN | Southern_PGAE_Li_Battery_4hr_102 | Reliability_Capacity_In_Model_Year | 1 | Kern_Tevis_Stockdale_Lamont_SSN | Southern_PGAE_Li_Battery_4hr_102 | Reliability_Capacity_In_Model_Year | 0.5 | Kern_Tevis_Stockdale_Lamont_offpeak | Southern_PGAE_Li_Battery_4hr_102 | Operational_New_Capacity_MW | -1
Colorado_River_Red_Bluff_SSN | Baja_California_Wind_133 | Reliability_Capacity_In_Model_Year | 0.112 | Kern_Tevis_Stockdale_Lamont_HSN | Southern_PGAE_Li_Battery_4hr_160 | Reliability_Capacity_In_Model_Year | 1 | Southern_PGAE_Li_Battery_4hr_160 | Kern-Tevis-Stockdale-Lamont 115kV line | CAISO_Li_Battery_4hr_Dispatch | Solar | Kern_Tevis_Stockdale_Lamont_HSN | Southern_PGAE_Li_Battery_4hr_160 | Reliability_Capacity_In_Model_Year | 1 | Kern_Tevis_Stockdale_Lamont_SSN | Southern_PGAE_Li_Battery_4hr_160 | Reliability_Capacity_In_Model_Year | 0.5 | Kern_Tevis_Stockdale_Lamont_offpeak | Southern_PGAE_Li_Battery_4hr_160 | Operational_New_Capacity_MW | -1
Colorado_River_Red_Bluff_SSN | Southern_NV_Eldorado_Flow_Battery_19 | Reliability_Capacity_In_Model_Year | 0.5 | Kern_Tevis_Stockdale_Lamont_HSN | Southern_PGAE_Li_Battery_4hr_173 | Reliability_Capacity_In_Model_Year | 1 | Southern_PGAE_Li_Battery_4hr_173 | Kern-Tevis-Stockdale-Lamont 115kV line | CAISO_Li_Battery_4hr_Dispatch | Solar | Kern_Tevis_Stockdale_Lamont_HSN | Southern_PGAE_Li_Battery_4hr_173 | Reliability_Capacity_In_Model_Year | 1 | Kern_Tevis_Stockdale_Lamont_SSN | Southern_PGAE_Li_Battery_4hr_173 | Reliability_Capacity_In_Model_Year | 0.5 | Kern_Tevis_Stockdale_Lamont_offpeak | Southern_PGAE_Li_Battery_4hr_173 | Operational_New_Capacity_MW | -1
Colorado_River_Red_Bluff_SSN | Southern_NV_Eldorado_Flow_Battery_40 | Reliability_Capacity_In_Model_Year | 0.5 | Kern_Tevis_Stockdale_Lamont_HSN | Southern_PGAE_Li_Battery_4hr_177 | Reliability_Capacity_In_Model_Year | 1 | Southern_PGAE_Li_Battery_4hr_177 | Kern-Tevis-Stockdale-Lamont 115kV line | CAISO_Li_Battery_4hr_Dispatch | Solar | Kern_Tevis_Stockdale_Lamont_HSN | Southern_PGAE_Li_Battery_4hr_177 | Reliability_Capacity_In_Model_Year | 1 | Kern_Tevis_Stockdale_Lamont_SSN | Southern_PGAE_Li_Battery_4hr_177 | Reliability_Capacity_In_Model_Year | 0.5 | Kern_Tevis_Stockdale_Lamont_offpeak | Southern_PGAE_Li_Battery_4hr_177 | Operational_New_Capacity_MW | -1
Colorado_River_Red_Bluff_SSN | Arizona_Flow_Battery_55 | Reliability_Capacity_In_Model_Year | 0.5 | Kern_Tevis_Stockdale_Lamont_HSN | Southern_PGAE_Li_Battery_8hr_79 | Reliability_Capacity_In_Model_Year | 1 | Southern_PGAE_Li_Battery_8hr_79 | Kern-Tevis-Stockdale-Lamont 115kV line | CAISO_Li_Battery_8hr_Dispatch | Solar | Kern_Tevis_Stockdale_Lamont_HSN | Southern_PGAE_Li_Battery_8hr_79 | Reliability_Capacity_In_Model_Year | 1 | Kern_Tevis_Stockdale_Lamont_SSN | Southern_PGAE_Li_Battery_8hr_79 | Reliability_Capacity_In_Model_Year | 0.5 | Kern_Tevis_Stockdale_Lamont_offpeak | Southern_PGAE_Li_Battery_8hr_79 | Operational_New_Capacity_MW | -1
Colorado_River_Red_Bluff_SSN | Arizona_Flow_Battery_62 | Reliability_Capacity_In_Model_Year | 0.5 | Kern_Tevis_Stockdale_Lamont_HSN | Southern_PGAE_Li_Battery_8hr_102 | Reliability_Capacity_In_Model_Year | 1 | Southern_PGAE_Li_Battery_8hr_102 | Kern-Tevis-Stockdale-Lamont 115kV line | CAISO_Li_Battery_8hr_Dispatch | Solar | Kern_Tevis_Stockdale_Lamont_HSN | Southern_PGAE_Li_Battery_8hr_102 | Reliability_Capacity_In_Model_Year | 1 | Kern_Tevis_Stockdale_Lamont_SSN | Southern_PGAE_Li_Battery_8hr_102 | Reliability_Capacity_In_Model_Year | 0.5 | Kern_Tevis_Stockdale_Lamont_offpeak | Southern_PGAE_Li_Battery_8hr_102 | Operational_New_Capacity_MW | -1
Colorado_River_Red_Bluff_SSN | Arizona_Flow_Battery_77 | Reliability_Capacity_In_Model_Year | 0.5 | Kern_Tevis_Stockdale_Lamont_HSN | Southern_PGAE_Li_Battery_8hr_160 | Reliability_Capacity_In_Model_Year | 1 | Southern_PGAE_Li_Battery_8hr_160 | Kern-Tevis-Stockdale-Lamont 115kV line | CAISO_Li_Battery_8hr_Dispatch | Solar | Kern_Tevis_Stockdale_Lamont_HSN | Southern_PGAE_Li_Battery_8hr_160 | Reliability_Capacity_In_Model_Year | 1 | Kern_Tevis_Stockdale_Lamont_SSN | Southern_PGAE_Li_Battery_8hr_160 | Reliability_Capacity_In_Model_Year | 0.5 | Kern_Tevis_Stockdale_Lamont_offpeak | Southern_PGAE_Li_Battery_8hr_160 | Operational_New_Capacity_MW | -1
Colorado_River_Red_Bluff_SSN | Arizona_Flow_Battery_90 | Reliability_Capacity_In_Model_Year | 0.5 | Kern_Tevis_Stockdale_Lamont_HSN | Southern_PGAE_Li_Battery_8hr_173 | Reliability_Capacity_In_Model_Year | 1 | Southern_PGAE_Li_Battery_8hr_173 | Kern-Tevis-Stockdale-Lamont 115kV line | CAISO_Li_Battery_8hr_Dispatch | Solar | Kern_Tevis_Stockdale_Lamont_HSN | Southern_PGAE_Li_Battery_8hr_173 | Reliability_Capacity_In_Model_Year | 1 | Kern_Tevis_Stockdale_Lamont_SSN | Southern_PGAE_Li_Battery_8hr_173 | Reliability_Capacity_In_Model_Year | 0.5 | Kern_Tevis_Stockdale_Lamont_offpeak | Southern_PGAE_Li_Battery_8hr_173 | Operational_New_Capacity_MW | -1
Colorado_River_Red_Bluff_SSN | Greater_Imperial_Flow_Battery_107 | Reliability_Capacity_In_Model_Year | 0.5 | Kern_Tevis_Stockdale_Lamont_HSN | Southern_PGAE_Li_Battery_8hr_177 | Reliability_Capacity_In_Model_Year | 1 | Southern_PGAE_Li_Battery_8hr_177 | Kern-Tevis-Stockdale-Lamont 115kV line | CAISO_Li_Battery_8hr_Dispatch | Solar | Kern_Tevis_Stockdale_Lamont_HSN | Southern_PGAE_Li_Battery_8hr_177 | Reliability_Capacity_In_Model_Year | 1 | Kern_Tevis_Stockdale_Lamont_SSN | Southern_PGAE_Li_Battery_8hr_177 | Reliability_Capacity_In_Model_Year | 0.5 | Kern_Tevis_Stockdale_Lamont_offpeak | Southern_PGAE_Li_Battery_8hr_177 | Operational_New_Capacity_MW | -1
Colorado_River_Red_Bluff_SSN | Greater_Imperial_Flow_Battery_133 | Reliability_Capacity_In_Model_Year | 0.5 | Kern_Tevis_Stockdale_Lamont_HSN | Southern_PGAE_Solar_79 | Reliability_Capacity_In_Model_Year | 0.1 | Southern_PGAE_Solar_79 | Kern-Tevis-Stockdale-Lamont 115kV line | Southern_PGAE_Solar | Solar | Kern_Tevis_Stockdale_Lamont_HSN | Southern_PGAE_Solar_79 | Reliability_Capacity_In_Model_Year | 0.1 | Kern_Tevis_Stockdale_Lamont_SSN | Southern_PGAE_Solar_79 | Reliability_Capacity_In_Model_Year | 0.556 | Kern_Tevis_Stockdale_Lamont_offpeak | Southern_PGAE_Solar_79 | Operational_New_Capacity_MW | 0.79
Colorado_River_Red_Bluff_SSN | Southern_NV_Eldorado_Li_Battery_4hr_19 | Reliability_Capacity_In_Model_Year | 0.5 | Kern_Tevis_Stockdale_Lamont_HSN | Southern_PGAE_Solar_102 | Reliability_Capacity_In_Model_Year | 0.1 | Southern_PGAE_Solar_102 | Kern-Tevis-Stockdale-Lamont 115kV line | Southern_PGAE_Solar | Solar | Kern_Tevis_Stockdale_Lamont_HSN | Southern_PGAE_Solar_102 | Reliability_Capacity_In_Model_Year | 0.1 | Kern_Tevis_Stockdale_Lamont_SSN | Southern_PGAE_Solar_102 | Reliability_Capacity_In_Model_Year | 0.556 | Kern_Tevis_Stockdale_Lamont_offpeak | Southern_PGAE_Solar_102 | Operational_New_Capacity_MW | 0.79
Colorado_River_Red_Bluff_SSN | Southern_NV_Eldorado_Li_Battery_4hr_40 | Reliability_Capacity_In_Model_Year | 0.5 | Kern_Tevis_Stockdale_Lamont_HSN | Southern_PGAE_Solar_160 | Reliability_Capacity_In_Model_Year | 0.1 | Southern_PGAE_Solar_160 | Kern-Tevis-Stockdale-Lamont 115kV line | Southern_PGAE_Solar | Solar | Kern_Tevis_Stockdale_Lamont_HSN | Southern_PGAE_Solar_160 | Reliability_Capacity_In_Model_Year | 0.1 | Kern_Tevis_Stockdale_Lamont_SSN | Southern_PGAE_Solar_160 | Reliability_Capacity_In_Model_Year | 0.556 | Kern_Tevis_Stockdale_Lamont_offpeak | Southern_PGAE_Solar_160 | Operational_New_Capacity_MW | 0.79
Colorado_River_Red_Bluff_SSN | Arizona_Li_Battery_4hr_55 | Reliability_Capacity_In_Model_Year | 0.5 | Kern_Tevis_Stockdale_Lamont_HSN | Southern_PGAE_Solar_173 | Reliability_Capacity_In_Model_Year | 0.1 | Southern_PGAE_Solar_173 | Kern-Tevis-Stockdale-Lamont 115kV line | Southern_PGAE_Solar | Solar | Kern_Tevis_Stockdale_Lamont_HSN | Southern_PGAE_Solar_173 | Reliability_Capacity_In_Model_Year | 0.1 | Kern_Tevis_Stockdale_Lamont_SSN | Southern_PGAE_Solar_173 | Reliability_Capacity_In_Model_Year | 0.556 | Kern_Tevis_Stockdale_Lamont_offpeak | Southern_PGAE_Solar_173 | Operational_New_Capacity_MW | 0.79
Colorado_River_Red_Bluff_SSN | Arizona_Li_Battery_4hr_62 | Reliability_Capacity_In_Model_Year | 0.5 | Kern_Tevis_Stockdale_Lamont_HSN | Southern_PGAE_Solar_177 | Reliability_Capacity_In_Model_Year | 0.1 | Southern_PGAE_Solar_177 | Kern-Tevis-Stockdale-Lamont 115kV line | Southern_PGAE_Solar | Solar | Kern_Tevis_Stockdale_Lamont_HSN | Southern_PGAE_Solar_177 | Reliability_Capacity_In_Model_Year | 0.1 | Kern_Tevis_Stockdale_Lamont_SSN | Southern_PGAE_Solar_177 | Reliability_Capacity_In_Model_Year | 0.556 | Kern_Tevis_Stockdale_Lamont_offpeak | Southern_PGAE_Solar_177 | Operational_New_Capacity_MW | 0.79
Colorado_River_Red_Bluff_SSN | Arizona_Li_Battery_4hr_77 | Reliability_Capacity_In_Model_Year | 0.5 | Kramer_Victor_HSN | Greater_Kramer_Flow_Battery_123 | Reliability_Capacity_In_Model_Year | 1 | Greater_Kramer_Flow_Battery_123 | Kramer to Victor Area Constraint | CAISO_Flow_Battery_8hr_Dispatch | Solar | Kramer_Victor_HSN | Greater_Kramer_Flow_Battery_123 | Reliability_Capacity_In_Model_Year | 1 | Kramer_Victor_SSN | Greater_Kramer_Flow_Battery_123 | Reliability_Capacity_In_Model_Year | 0.5 | Kramer_Victor_offpeak | Greater_Kramer_Flow_Battery_123 | Operational_New_Capacity_MW | -1
Colorado_River_Red_Bluff_SSN | Arizona_Li_Battery_4hr_90 | Reliability_Capacity_In_Model_Year | 0.5 | Kramer_Victor_HSN | Greater_Kramer_Flow_Battery_156 | Reliability_Capacity_In_Model_Year | 1 | Greater_Kramer_Flow_Battery_156 | Kramer to Victor Area Constraint | CAISO_Flow_Battery_8hr_Dispatch | Solar | Kramer_Victor_HSN | Greater_Kramer_Flow_Battery_156 | Reliability_Capacity_In_Model_Year | 1 | Kramer_Victor_SSN | Greater_Kramer_Flow_Battery_156 | Reliability_Capacity_In_Model_Year | 0.5 | Kramer_Victor_offpeak | Greater_Kramer_Flow_Battery_156 | Operational_New_Capacity_MW | -1
Colorado_River_Red_Bluff_SSN | Greater_Imperial_Li_Battery_4hr_107 | Reliability_Capacity_In_Model_Year | 0.5 | Kramer_Victor_HSN | Greater_Kramer_Li_Battery_4hr_123 | Reliability_Capacity_In_Model_Year | 1 | Greater_Kramer_Li_Battery_4hr_123 | Kramer to Victor Area Constraint | CAISO_Li_Battery_4hr_Dispatch | Solar | Kramer_Victor_HSN | Greater_Kramer_Li_Battery_4hr_123 | Reliability_Capacity_In_Model_Year | 1 | Kramer_Victor_SSN | Greater_Kramer_Li_Battery_4hr_123 | Reliability_Capacity_In_Model_Year | 0.5 | Kramer_Victor_offpeak | Greater_Kramer_Li_Battery_4hr_123 | Operational_New_Capacity_MW | -1
Colorado_River_Red_Bluff_SSN | Greater_Imperial_Li_Battery_4hr_133 | Reliability_Capacity_In_Model_Year | 0.5 | Kramer_Victor_HSN | Greater_Kramer_Li_Battery_4hr_156 | Reliability_Capacity_In_Model_Year | 1 | Greater_Kramer_Li_Battery_4hr_156 | Kramer to Victor Area Constraint | CAISO_Li_Battery_4hr_Dispatch | Solar | Kramer_Victor_HSN | Greater_Kramer_Li_Battery_4hr_156 | Reliability_Capacity_In_Model_Year | 1 | Kramer_Victor_SSN | Greater_Kramer_Li_Battery_4hr_156 | Reliability_Capacity_In_Model_Year | 0.5 | Kramer_Victor_offpeak | Greater_Kramer_Li_Battery_4hr_156 | Operational_New_Capacity_MW | -1
Colorado_River_Red_Bluff_SSN | Southern_NV_Eldorado_Li_Battery_8hr_19 | Reliability_Capacity_In_Model_Year | 0.5 | Kramer_Victor_HSN | Greater_Kramer_Li_Battery_8hr_123 | Reliability_Capacity_In_Model_Year | 1 | Greater_Kramer_Li_Battery_8hr_123 | Kramer to Victor Area Constraint | CAISO_Li_Battery_8hr_Dispatch | Solar | Kramer_Victor_HSN | Greater_Kramer_Li_Battery_8hr_123 | Reliability_Capacity_In_Model_Year | 1 | Kramer_Victor_SSN | Greater_Kramer_Li_Battery_8hr_123 | Reliability_Capacity_In_Model_Year | 0.5 | Kramer_Victor_offpeak | Greater_Kramer_Li_Battery_8hr_123 | Operational_New_Capacity_MW | -1
Colorado_River_Red_Bluff_SSN | Southern_NV_Eldorado_Li_Battery_8hr_40 | Reliability_Capacity_In_Model_Year | 0.5 | Kramer_Victor_HSN | Greater_Kramer_Li_Battery_8hr_156 | Reliability_Capacity_In_Model_Year | 1 | Greater_Kramer_Li_Battery_8hr_156 | Kramer to Victor Area Constraint | CAISO_Li_Battery_8hr_Dispatch | Solar | Kramer_Victor_HSN | Greater_Kramer_Li_Battery_8hr_156 | Reliability_Capacity_In_Model_Year | 1 | Kramer_Victor_SSN | Greater_Kramer_Li_Battery_8hr_156 | Reliability_Capacity_In_Model_Year | 0.5 | Kramer_Victor_offpeak | Greater_Kramer_Li_Battery_8hr_156 | Operational_New_Capacity_MW | -1
Colorado_River_Red_Bluff_SSN | Arizona_Li_Battery_8hr_55 | Reliability_Capacity_In_Model_Year | 0.5 | Kramer_Victor_HSN | Greater_Kramer_Solar_123 | Reliability_Capacity_In_Model_Year | 0.106 | Greater_Kramer_Solar_123 | Kramer to Victor Area Constraint | Greater_Kramer_Solar | Solar | Kramer_Victor_HSN | Greater_Kramer_Solar_123 | Reliability_Capacity_In_Model_Year | 0.106 | Kramer_Victor_SSN | Greater_Kramer_Solar_123 | Reliability_Capacity_In_Model_Year | 0.427 | Kramer_Victor_offpeak | Greater_Kramer_Solar_123 | Operational_New_Capacity_MW | 0.77
Colorado_River_Red_Bluff_SSN | Arizona_Li_Battery_8hr_62 | Reliability_Capacity_In_Model_Year | 0.5 | Kramer_Victor_HSN | Greater_Kramer_Solar_156 | Reliability_Capacity_In_Model_Year | 0.106 | Greater_Kramer_Solar_156 | Kramer to Victor Area Constraint | Greater_Kramer_Solar | Solar | Kramer_Victor_HSN | Greater_Kramer_Solar_156 | Reliability_Capacity_In_Model_Year | 0.106 | Kramer_Victor_SSN | Greater_Kramer_Solar_156 | Reliability_Capacity_In_Model_Year | 0.427 | Kramer_Victor_offpeak | Greater_Kramer_Solar_156 | Operational_New_Capacity_MW | 0.77
Colorado_River_Red_Bluff_SSN | Arizona_Li_Battery_8hr_77 | Reliability_Capacity_In_Model_Year | 0.5 | Kramer_Victor_HSN | Inyokern_North_Kramer_Geothermal_156 | Reliability_Capacity_In_Model_Year | 1 | Inyokern_North_Kramer_Geothermal_156 | Kramer to Victor Area Constraint | Inyokern_North_Kramer_Geothermal | Solar | Kramer_Victor_HSN | Inyokern_North_Kramer_Geothermal_156 | Reliability_Capacity_In_Model_Year | 1 | Kramer_Victor_SSN | Inyokern_North_Kramer_Geothermal_156 | Reliability_Capacity_In_Model_Year | 1 | Kramer_Victor_offpeak | Inyokern_North_Kramer_Geothermal_156 | Operational_New_Capacity_MW | 1
Colorado_River_Red_Bluff_SSN | Arizona_Li_Battery_8hr_90 | Reliability_Capacity_In_Model_Year | 0.5 | Lakeville_Ignacio_HSN | Northern_California_Flow_Battery_132 | Reliability_Capacity_In_Model_Year | 1 | Northern_California_Flow_Battery_132 | Lakeville-Ignacio 230 kV line | CAISO_Flow_Battery_8hr_Dispatch | Wind | Lakeville_Ignacio_HSN | Northern_California_Flow_Battery_132 | Reliability_Capacity_In_Model_Year | 1 | Lakeville_Ignacio_SSN | Northern_California_Flow_Battery_132 | Reliability_Capacity_In_Model_Year | 0.5 | Lakeville_Ignacio_offpeak | Northern_California_Flow_Battery_132 | Operational_New_Capacity_MW | -1
Colorado_River_Red_Bluff_SSN | Greater_Imperial_Li_Battery_8hr_107 | Reliability_Capacity_In_Model_Year | 0.5 | Lakeville_Ignacio_HSN | Northern_California_Flow_Battery_150 | Reliability_Capacity_In_Model_Year | 1 | Northern_California_Flow_Battery_150 | Lakeville-Ignacio 230 kV line | CAISO_Flow_Battery_8hr_Dispatch | Wind | Lakeville_Ignacio_HSN | Northern_California_Flow_Battery_150 | Reliability_Capacity_In_Model_Year | 1 | Lakeville_Ignacio_SSN | Northern_California_Flow_Battery_150 | Reliability_Capacity_In_Model_Year | 0.5 | Lakeville_Ignacio_offpeak | Northern_California_Flow_Battery_150 | Operational_New_Capacity_MW | -1
Colorado_River_Red_Bluff_SSN | Greater_Imperial_Li_Battery_8hr_133 | Reliability_Capacity_In_Model_Year | 0.5 | Lakeville_Ignacio_HSN | Northern_California_Flow_Battery_158 | Reliability_Capacity_In_Model_Year | 1 | Northern_California_Flow_Battery_158 | Lakeville-Ignacio 230 kV line | CAISO_Flow_Battery_8hr_Dispatch | Wind | Lakeville_Ignacio_HSN | Northern_California_Flow_Battery_158 | Reliability_Capacity_In_Model_Year | 1 | Lakeville_Ignacio_SSN | Northern_California_Flow_Battery_158 | Reliability_Capacity_In_Model_Year | 0.5 | Lakeville_Ignacio_offpeak | Northern_California_Flow_Battery_158 | Operational_New_Capacity_MW | -1
Colorado_River_Red_Bluff_SSN | Greater_Imperial_Solar_107 | Reliability_Capacity_In_Model_Year | 0.427 | Lakeville_Ignacio_HSN | Northern_California_Li_Battery_4hr_132 | Reliability_Capacity_In_Model_Year | 1 | Northern_California_Li_Battery_4hr_132 | Lakeville-Ignacio 230 kV line | CAISO_Li_Battery_4hr_Dispatch | Wind | Lakeville_Ignacio_HSN | Northern_California_Li_Battery_4hr_132 | Reliability_Capacity_In_Model_Year | 1 | Lakeville_Ignacio_SSN | Northern_California_Li_Battery_4hr_132 | Reliability_Capacity_In_Model_Year | 0.5 | Lakeville_Ignacio_offpeak | Northern_California_Li_Battery_4hr_132 | Operational_New_Capacity_MW | -1
Colorado_River_Red_Bluff_SSN | Greater_Imperial_Solar_133 | Reliability_Capacity_In_Model_Year | 0.427 | Lakeville_Ignacio_HSN | Northern_California_Li_Battery_4hr_150 | Reliability_Capacity_In_Model_Year | 1 | Northern_California_Li_Battery_4hr_150 | Lakeville-Ignacio 230 kV line | CAISO_Li_Battery_4hr_Dispatch | Wind | Lakeville_Ignacio_HSN | Northern_California_Li_Battery_4hr_150 | Reliability_Capacity_In_Model_Year | 1 | Lakeville_Ignacio_SSN | Northern_California_Li_Battery_4hr_150 | Reliability_Capacity_In_Model_Year | 0.5 | Lakeville_Ignacio_offpeak | Northern_California_Li_Battery_4hr_150 | Operational_New_Capacity_MW | -1
Colorado_River_Red_Bluff_SSN | Idaho_Wind_19 | Reliability_Capacity_In_Model_Year | 0.35 | Lakeville_Ignacio_HSN | Northern_California_Li_Battery_4hr_158 | Reliability_Capacity_In_Model_Year | 1 | Northern_California_Li_Battery_4hr_158 | Lakeville-Ignacio 230 kV line | CAISO_Li_Battery_4hr_Dispatch | Wind | Lakeville_Ignacio_HSN | Northern_California_Li_Battery_4hr_158 | Reliability_Capacity_In_Model_Year | 1 | Lakeville_Ignacio_SSN | Northern_California_Li_Battery_4hr_158 | Reliability_Capacity_In_Model_Year | 0.5 | Lakeville_Ignacio_offpeak | Northern_California_Li_Battery_4hr_158 | Operational_New_Capacity_MW | -1
Colorado_River_Red_Bluff_SSN | New_Mexico_Wind_55 | Reliability_Capacity_In_Model_Year | 0.35 | Lakeville_Ignacio_HSN | Northern_California_Li_Battery_8hr_132 | Reliability_Capacity_In_Model_Year | 1 | Northern_California_Li_Battery_8hr_132 | Lakeville-Ignacio 230 kV line | CAISO_Li_Battery_8hr_Dispatch | Wind | Lakeville_Ignacio_HSN | Northern_California_Li_Battery_8hr_132 | Reliability_Capacity_In_Model_Year | 1 | Lakeville_Ignacio_SSN | Northern_California_Li_Battery_8hr_132 | Reliability_Capacity_In_Model_Year | 0.5 | Lakeville_Ignacio_offpeak | Northern_California_Li_Battery_8hr_132 | Operational_New_Capacity_MW | -1
Colorado_River_Red_Bluff_SSN | Northern_Nevada_Geothermal_19 | Reliability_Capacity_In_Model_Year | 1 | Lakeville_Ignacio_HSN | Northern_California_Li_Battery_8hr_150 | Reliability_Capacity_In_Model_Year | 1 | Northern_California_Li_Battery_8hr_150 | Lakeville-Ignacio 230 kV line | CAISO_Li_Battery_8hr_Dispatch | Wind | Lakeville_Ignacio_HSN | Northern_California_Li_Battery_8hr_150 | Reliability_Capacity_In_Model_Year | 1 | Lakeville_Ignacio_SSN | Northern_California_Li_Battery_8hr_150 | Reliability_Capacity_In_Model_Year | 0.5 | Lakeville_Ignacio_offpeak | Northern_California_Li_Battery_8hr_150 | Operational_New_Capacity_MW | -1
Colorado_River_Red_Bluff_SSN | Southern_NV_Eldorado_Solar_19 | Reliability_Capacity_In_Model_Year | 0.427 | Lakeville_Ignacio_HSN | Northern_California_Li_Battery_8hr_158 | Reliability_Capacity_In_Model_Year | 1 | Northern_California_Li_Battery_8hr_158 | Lakeville-Ignacio 230 kV line | CAISO_Li_Battery_8hr_Dispatch | Wind | Lakeville_Ignacio_HSN | Northern_California_Li_Battery_8hr_158 | Reliability_Capacity_In_Model_Year | 1 | Lakeville_Ignacio_SSN | Northern_California_Li_Battery_8hr_158 | Reliability_Capacity_In_Model_Year | 0.5 | Lakeville_Ignacio_offpeak | Northern_California_Li_Battery_8hr_158 | Operational_New_Capacity_MW | -1
Colorado_River_Red_Bluff_SSN | Southern_NV_Eldorado_Solar_40 | Reliability_Capacity_In_Model_Year | 0.427 | Lakeville_Ignacio_HSN | Northern_California_Solar_132 | Reliability_Capacity_In_Model_Year | 0.1 | Northern_California_Solar_132 | Lakeville-Ignacio 230 kV line | Northern_California_Solar | Wind | Lakeville_Ignacio_HSN | Northern_California_Solar_132 | Reliability_Capacity_In_Model_Year | 0.1 | Lakeville_Ignacio_SSN | Northern_California_Solar_132 | Reliability_Capacity_In_Model_Year | 0.556 | Lakeville_Ignacio_offpeak | Northern_California_Solar_132 | Operational_New_Capacity_MW | 0.68
Colorado_River_Red_Bluff_SSN | Utah_Geothermal_19 | Reliability_Capacity_In_Model_Year | 1 | Lakeville_Ignacio_HSN | Northern_California_Solar_150 | Reliability_Capacity_In_Model_Year | 0.1 | Northern_California_Solar_150 | Lakeville-Ignacio 230 kV line | Northern_California_Solar | Wind | Lakeville_Ignacio_HSN | Northern_California_Solar_150 | Reliability_Capacity_In_Model_Year | 0.1 | Lakeville_Ignacio_SSN | Northern_California_Solar_150 | Reliability_Capacity_In_Model_Year | 0.556 | Lakeville_Ignacio_offpeak | Northern_California_Solar_150 | Operational_New_Capacity_MW | 0.68
Colorado_River_Red_Bluff_SSN | Utah_Wind_19 | Reliability_Capacity_In_Model_Year | 0.35 | Lakeville_Ignacio_HSN | Northern_California_Solar_158 | Reliability_Capacity_In_Model_Year | 0.1 | Northern_California_Solar_158 | Lakeville-Ignacio 230 kV line | Northern_California_Solar | Wind | Lakeville_Ignacio_HSN | Northern_California_Solar_158 | Reliability_Capacity_In_Model_Year | 0.1 | Lakeville_Ignacio_SSN | Northern_California_Solar_158 | Reliability_Capacity_In_Model_Year | 0.556 | Lakeville_Ignacio_offpeak | Northern_California_Solar_158 | Operational_New_Capacity_MW | 0.68
Colorado_River_Red_Bluff_SSN | Wyoming_Wind_19 | Reliability_Capacity_In_Model_Year | 0.35 | Los_Banos_500_230_HSN | Southern_PGAE_Flow_Battery_8 | Reliability_Capacity_In_Model_Year | 1 | Southern_PGAE_Flow_Battery_8 | Los Banos 500/230kV TB | CAISO_Flow_Battery_8hr_Dispatch | Solar | Los_Banos_500_230_HSN | Southern_PGAE_Flow_Battery_8 | Reliability_Capacity_In_Model_Year | 1 | Los_Banos_500_230_SSN | Southern_PGAE_Flow_Battery_8 | Reliability_Capacity_In_Model_Year | 0.5 | Los_Banos_500_230_offpeak | Southern_PGAE_Flow_Battery_8 | Operational_New_Capacity_MW | -1
Colorado_River_Red_Bluff_SSN | Colorado_River_Red_Bluff_group | Operational_New_Capacity_MW | -1 | Los_Banos_500_230_HSN | Southern_PGAE_Flow_Battery_34 | Reliability_Capacity_In_Model_Year | 1 | Southern_PGAE_Flow_Battery_34 | Los Banos 500/230kV TB | CAISO_Flow_Battery_8hr_Dispatch | Solar | Los_Banos_500_230_HSN | Southern_PGAE_Flow_Battery_34 | Reliability_Capacity_In_Model_Year | 1 | Los_Banos_500_230_SSN | Southern_PGAE_Flow_Battery_34 | Reliability_Capacity_In_Model_Year | 0.5 | Los_Banos_500_230_offpeak | Southern_PGAE_Flow_Battery_34 | Operational_New_Capacity_MW | -1
Contra_Costa_Windmaster_HSN | Northern_California_Flow_Battery_83 | Reliability_Capacity_In_Model_Year | 1 | Los_Banos_500_230_HSN | Southern_PGAE_Flow_Battery_49 | Reliability_Capacity_In_Model_Year | 1 | Southern_PGAE_Flow_Battery_49 | Los Banos 500/230kV TB | CAISO_Flow_Battery_8hr_Dispatch | Solar | Los_Banos_500_230_HSN | Southern_PGAE_Flow_Battery_49 | Reliability_Capacity_In_Model_Year | 1 | Los_Banos_500_230_SSN | Southern_PGAE_Flow_Battery_49 | Reliability_Capacity_In_Model_Year | 0.5 | Los_Banos_500_230_offpeak | Southern_PGAE_Flow_Battery_49 | Operational_New_Capacity_MW | -1
Contra_Costa_Windmaster_HSN | Northern_California_Flow_Battery_85 | Reliability_Capacity_In_Model_Year | 1 | Los_Banos_500_230_HSN | Southern_PGAE_Flow_Battery_69 | Reliability_Capacity_In_Model_Year | 1 | Southern_PGAE_Flow_Battery_69 | Los Banos 500/230kV TB | CAISO_Flow_Battery_8hr_Dispatch | Solar | Los_Banos_500_230_HSN | Southern_PGAE_Flow_Battery_69 | Reliability_Capacity_In_Model_Year | 1 | Los_Banos_500_230_SSN | Southern_PGAE_Flow_Battery_69 | Reliability_Capacity_In_Model_Year | 0.5 | Los_Banos_500_230_offpeak | Southern_PGAE_Flow_Battery_69 | Operational_New_Capacity_MW | -1
Contra_Costa_Windmaster_HSN | Northern_California_Flow_Battery_94 | Reliability_Capacity_In_Model_Year | 1 | Los_Banos_500_230_HSN | Southern_PGAE_Flow_Battery_72 | Reliability_Capacity_In_Model_Year | 1 | Southern_PGAE_Flow_Battery_72 | Los Banos 500/230kV TB | CAISO_Flow_Battery_8hr_Dispatch | Solar | Los_Banos_500_230_HSN | Southern_PGAE_Flow_Battery_72 | Reliability_Capacity_In_Model_Year | 1 | Los_Banos_500_230_SSN | Southern_PGAE_Flow_Battery_72 | Reliability_Capacity_In_Model_Year | 0.5 | Los_Banos_500_230_offpeak | Southern_PGAE_Flow_Battery_72 | Operational_New_Capacity_MW | -1
Contra_Costa_Windmaster_HSN | Northern_California_Flow_Battery_112 | Reliability_Capacity_In_Model_Year | 1 | Los_Banos_500_230_HSN | Southern_PGAE_Flow_Battery_93 | Reliability_Capacity_In_Model_Year | 1 | Southern_PGAE_Flow_Battery_93 | Los Banos 500/230kV TB | CAISO_Flow_Battery_8hr_Dispatch | Solar | Los_Banos_500_230_HSN | Southern_PGAE_Flow_Battery_93 | Reliability_Capacity_In_Model_Year | 1 | Los_Banos_500_230_SSN | Southern_PGAE_Flow_Battery_93 | Reliability_Capacity_In_Model_Year | 0.5 | Los_Banos_500_230_offpeak | Southern_PGAE_Flow_Battery_93 | Operational_New_Capacity_MW | -1
Contra_Costa_Windmaster_HSN | Northern_California_Flow_Battery_126 | Reliability_Capacity_In_Model_Year | 1 | Los_Banos_500_230_HSN | Southern_PGAE_Flow_Battery_99 | Reliability_Capacity_In_Model_Year | 1 | Southern_PGAE_Flow_Battery_99 | Los Banos 500/230kV TB | CAISO_Flow_Battery_8hr_Dispatch | Solar | Los_Banos_500_230_HSN | Southern_PGAE_Flow_Battery_99 | Reliability_Capacity_In_Model_Year | 1 | Los_Banos_500_230_SSN | Southern_PGAE_Flow_Battery_99 | Reliability_Capacity_In_Model_Year | 0.5 | Los_Banos_500_230_offpeak | Southern_PGAE_Flow_Battery_99 | Operational_New_Capacity_MW | -1
Contra_Costa_Windmaster_HSN | Northern_California_Flow_Battery_127 | Reliability_Capacity_In_Model_Year | 1 | Los_Banos_500_230_HSN | Southern_PGAE_Flow_Battery_109 | Reliability_Capacity_In_Model_Year | 1 | Southern_PGAE_Flow_Battery_109 | Los Banos 500/230kV TB | CAISO_Flow_Battery_8hr_Dispatch | Solar | Los_Banos_500_230_HSN | Southern_PGAE_Flow_Battery_109 | Reliability_Capacity_In_Model_Year | 1 | Los_Banos_500_230_SSN | Southern_PGAE_Flow_Battery_109 | Reliability_Capacity_In_Model_Year | 0.5 | Los_Banos_500_230_offpeak | Southern_PGAE_Flow_Battery_109 | Operational_New_Capacity_MW | -1
Contra_Costa_Windmaster_HSN | Northern_California_Flow_Battery_150 | Reliability_Capacity_In_Model_Year | 1 | Los_Banos_500_230_HSN | Northern_California_Flow_Battery_114 | Reliability_Capacity_In_Model_Year | 1 | Northern_California_Flow_Battery_114 | Los Banos 500/230kV TB | CAISO_Flow_Battery_8hr_Dispatch | Solar | Los_Banos_500_230_HSN | Northern_California_Flow_Battery_114 | Reliability_Capacity_In_Model_Year | 1 | Los_Banos_500_230_SSN | Northern_California_Flow_Battery_114 | Reliability_Capacity_In_Model_Year | 0.5 | Los_Banos_500_230_offpeak | Northern_California_Flow_Battery_114 | Operational_New_Capacity_MW | -1
Contra_Costa_Windmaster_HSN | Northern_California_Flow_Battery_155 | Reliability_Capacity_In_Model_Year | 1 | Los_Banos_500_230_HSN | Southern_PGAE_Flow_Battery_117 | Reliability_Capacity_In_Model_Year | 1 | Southern_PGAE_Flow_Battery_117 | Los Banos 500/230kV TB | CAISO_Flow_Battery_8hr_Dispatch | Solar | Los_Banos_500_230_HSN | Southern_PGAE_Flow_Battery_117 | Reliability_Capacity_In_Model_Year | 1 | Los_Banos_500_230_SSN | Southern_PGAE_Flow_Battery_117 | Reliability_Capacity_In_Model_Year | 0.5 | Los_Banos_500_230_offpeak | Southern_PGAE_Flow_Battery_117 | Operational_New_Capacity_MW | -1
Contra_Costa_Windmaster_HSN | Northern_California_Flow_Battery_158 | Reliability_Capacity_In_Model_Year | 1 | Los_Banos_500_230_HSN | Southern_PGAE_Flow_Battery_124 | Reliability_Capacity_In_Model_Year | 1 | Southern_PGAE_Flow_Battery_124 | Los Banos 500/230kV TB | CAISO_Flow_Battery_8hr_Dispatch | Solar | Los_Banos_500_230_HSN | Southern_PGAE_Flow_Battery_124 | Reliability_Capacity_In_Model_Year | 1 | Los_Banos_500_230_SSN | Southern_PGAE_Flow_Battery_124 | Reliability_Capacity_In_Model_Year | 0.5 | Los_Banos_500_230_offpeak | Southern_PGAE_Flow_Battery_124 | Operational_New_Capacity_MW | -1
Contra_Costa_Windmaster_HSN | Northern_California_Li_Battery_4hr_83 | Reliability_Capacity_In_Model_Year | 1 | Los_Banos_500_230_HSN | Northern_California_Flow_Battery_138 | Reliability_Capacity_In_Model_Year | 1 | Northern_California_Flow_Battery_138 | Los Banos 500/230kV TB | CAISO_Flow_Battery_8hr_Dispatch | Solar | Los_Banos_500_230_HSN | Northern_California_Flow_Battery_138 | Reliability_Capacity_In_Model_Year | 1 | Los_Banos_500_230_SSN | Northern_California_Flow_Battery_138 | Reliability_Capacity_In_Model_Year | 0.5 | Los_Banos_500_230_offpeak | Northern_California_Flow_Battery_138 | Operational_New_Capacity_MW | -1
Contra_Costa_Windmaster_HSN | Northern_California_Li_Battery_4hr_85 | Reliability_Capacity_In_Model_Year | 1 | Los_Banos_500_230_HSN | Southern_PGAE_Flow_Battery_139 | Reliability_Capacity_In_Model_Year | 1 | Southern_PGAE_Flow_Battery_139 | Los Banos 500/230kV TB | CAISO_Flow_Battery_8hr_Dispatch | Solar | Los_Banos_500_230_HSN | Southern_PGAE_Flow_Battery_139 | Reliability_Capacity_In_Model_Year | 1 | Los_Banos_500_230_SSN | Southern_PGAE_Flow_Battery_139 | Reliability_Capacity_In_Model_Year | 0.5 | Los_Banos_500_230_offpeak | Southern_PGAE_Flow_Battery_139 | Operational_New_Capacity_MW | -1
Contra_Costa_Windmaster_HSN | Northern_California_Li_Battery_4hr_94 | Reliability_Capacity_In_Model_Year | 1 | Los_Banos_500_230_HSN | Southern_PGAE_Flow_Battery_140 | Reliability_Capacity_In_Model_Year | 1 | Southern_PGAE_Flow_Battery_140 | Los Banos 500/230kV TB | CAISO_Flow_Battery_8hr_Dispatch | Solar | Los_Banos_500_230_HSN | Southern_PGAE_Flow_Battery_140 | Reliability_Capacity_In_Model_Year | 1 | Los_Banos_500_230_SSN | Southern_PGAE_Flow_Battery_140 | Reliability_Capacity_In_Model_Year | 0.5 | Los_Banos_500_230_offpeak | Southern_PGAE_Flow_Battery_140 | Operational_New_Capacity_MW | -1
Contra_Costa_Windmaster_HSN | Northern_California_Li_Battery_4hr_112 | Reliability_Capacity_In_Model_Year | 1 | Los_Banos_500_230_HSN | Southern_PGAE_Flow_Battery_151 | Reliability_Capacity_In_Model_Year | 1 | Southern_PGAE_Flow_Battery_151 | Los Banos 500/230kV TB | CAISO_Flow_Battery_8hr_Dispatch | Solar | Los_Banos_500_230_HSN | Southern_PGAE_Flow_Battery_151 | Reliability_Capacity_In_Model_Year | 1 | Los_Banos_500_230_SSN | Southern_PGAE_Flow_Battery_151 | Reliability_Capacity_In_Model_Year | 0.5 | Los_Banos_500_230_offpeak | Southern_PGAE_Flow_Battery_151 | Operational_New_Capacity_MW | -1
Contra_Costa_Windmaster_HSN | Northern_California_Li_Battery_4hr_126 | Reliability_Capacity_In_Model_Year | 1 | Los_Banos_500_230_HSN | Southern_PGAE_Flow_Battery_154 | Reliability_Capacity_In_Model_Year | 1 | Southern_PGAE_Flow_Battery_154 | Los Banos 500/230kV TB | CAISO_Flow_Battery_8hr_Dispatch | Solar | Los_Banos_500_230_HSN | Southern_PGAE_Flow_Battery_154 | Reliability_Capacity_In_Model_Year | 1 | Los_Banos_500_230_SSN | Southern_PGAE_Flow_Battery_154 | Reliability_Capacity_In_Model_Year | 0.5 | Los_Banos_500_230_offpeak | Southern_PGAE_Flow_Battery_154 | Operational_New_Capacity_MW | -1
Contra_Costa_Windmaster_HSN | Northern_California_Li_Battery_4hr_127 | Reliability_Capacity_In_Model_Year | 1 | Los_Banos_500_230_HSN | Southern_PGAE_Flow_Battery_161 | Reliability_Capacity_In_Model_Year | 1 | Southern_PGAE_Flow_Battery_161 | Los Banos 500/230kV TB | CAISO_Flow_Battery_8hr_Dispatch | Solar | Los_Banos_500_230_HSN | Southern_PGAE_Flow_Battery_161 | Reliability_Capacity_In_Model_Year | 1 | Los_Banos_500_230_SSN | Southern_PGAE_Flow_Battery_161 | Reliability_Capacity_In_Model_Year | 0.5 | Los_Banos_500_230_offpeak | Southern_PGAE_Flow_Battery_161 | Operational_New_Capacity_MW | -1
Contra_Costa_Windmaster_HSN | Northern_California_Li_Battery_4hr_150 | Reliability_Capacity_In_Model_Year | 1 | Los_Banos_500_230_HSN | Southern_PGAE_Flow_Battery_162 | Reliability_Capacity_In_Model_Year | 1 | Southern_PGAE_Flow_Battery_162 | Los Banos 500/230kV TB | CAISO_Flow_Battery_8hr_Dispatch | Solar | Los_Banos_500_230_HSN | Southern_PGAE_Flow_Battery_162 | Reliability_Capacity_In_Model_Year | 1 | Los_Banos_500_230_SSN | Southern_PGAE_Flow_Battery_162 | Reliability_Capacity_In_Model_Year | 0.5 | Los_Banos_500_230_offpeak | Southern_PGAE_Flow_Battery_162 | Operational_New_Capacity_MW | -1
Contra_Costa_Windmaster_HSN | Northern_California_Li_Battery_4hr_155 | Reliability_Capacity_In_Model_Year | 1 | Los_Banos_500_230_HSN | Southern_PGAE_Flow_Battery_163 | Reliability_Capacity_In_Model_Year | 1 | Southern_PGAE_Flow_Battery_163 | Los Banos 500/230kV TB | CAISO_Flow_Battery_8hr_Dispatch | Solar | Los_Banos_500_230_HSN | Southern_PGAE_Flow_Battery_163 | Reliability_Capacity_In_Model_Year | 1 | Los_Banos_500_230_SSN | Southern_PGAE_Flow_Battery_163 | Reliability_Capacity_In_Model_Year | 0.5 | Los_Banos_500_230_offpeak | Southern_PGAE_Flow_Battery_163 | Operational_New_Capacity_MW | -1
Contra_Costa_Windmaster_HSN | Northern_California_Li_Battery_4hr_158 | Reliability_Capacity_In_Model_Year | 1 | Los_Banos_500_230_HSN | Southern_PGAE_Flow_Battery_164 | Reliability_Capacity_In_Model_Year | 1 | Southern_PGAE_Flow_Battery_164 | Los Banos 500/230kV TB | CAISO_Flow_Battery_8hr_Dispatch | Solar | Los_Banos_500_230_HSN | Southern_PGAE_Flow_Battery_164 | Reliability_Capacity_In_Model_Year | 1 | Los_Banos_500_230_SSN | Southern_PGAE_Flow_Battery_164 | Reliability_Capacity_In_Model_Year | 0.5 | Los_Banos_500_230_offpeak | Southern_PGAE_Flow_Battery_164 | Operational_New_Capacity_MW | -1
Contra_Costa_Windmaster_HSN | Northern_California_Li_Battery_8hr_83 | Reliability_Capacity_In_Model_Year | 1 | Los_Banos_500_230_HSN | Southern_PGAE_Flow_Battery_165 | Reliability_Capacity_In_Model_Year | 1 | Southern_PGAE_Flow_Battery_165 | Los Banos 500/230kV TB | CAISO_Flow_Battery_8hr_Dispatch | Solar | Los_Banos_500_230_HSN | Southern_PGAE_Flow_Battery_165 | Reliability_Capacity_In_Model_Year | 1 | Los_Banos_500_230_SSN | Southern_PGAE_Flow_Battery_165 | Reliability_Capacity_In_Model_Year | 0.5 | Los_Banos_500_230_offpeak | Southern_PGAE_Flow_Battery_165 | Operational_New_Capacity_MW | -1
Contra_Costa_Windmaster_HSN | Northern_California_Li_Battery_8hr_85 | Reliability_Capacity_In_Model_Year | 1 | Los_Banos_500_230_HSN | Northern_California_Flow_Battery_166 | Reliability_Capacity_In_Model_Year | 1 | Northern_California_Flow_Battery_166 | Los Banos 500/230kV TB | CAISO_Flow_Battery_8hr_Dispatch | Solar | Los_Banos_500_230_HSN | Northern_California_Flow_Battery_166 | Reliability_Capacity_In_Model_Year | 1 | Los_Banos_500_230_SSN | Northern_California_Flow_Battery_166 | Reliability_Capacity_In_Model_Year | 0.5 | Los_Banos_500_230_offpeak | Northern_California_Flow_Battery_166 | Operational_New_Capacity_MW | -1
Contra_Costa_Windmaster_HSN | Northern_California_Li_Battery_8hr_94 | Reliability_Capacity_In_Model_Year | 1 | Los_Banos_500_230_HSN | Southern_PGAE_Flow_Battery_168 | Reliability_Capacity_In_Model_Year | 1 | Southern_PGAE_Flow_Battery_168 | Los Banos 500/230kV TB | CAISO_Flow_Battery_8hr_Dispatch | Solar | Los_Banos_500_230_HSN | Southern_PGAE_Flow_Battery_168 | Reliability_Capacity_In_Model_Year | 1 | Los_Banos_500_230_SSN | Southern_PGAE_Flow_Battery_168 | Reliability_Capacity_In_Model_Year | 0.5 | Los_Banos_500_230_offpeak | Southern_PGAE_Flow_Battery_168 | Operational_New_Capacity_MW | -1
Contra_Costa_Windmaster_HSN | Northern_California_Li_Battery_8hr_112 | Reliability_Capacity_In_Model_Year | 1 | Los_Banos_500_230_HSN | Southern_PGAE_Flow_Battery_169 | Reliability_Capacity_In_Model_Year | 1 | Southern_PGAE_Flow_Battery_169 | Los Banos 500/230kV TB | CAISO_Flow_Battery_8hr_Dispatch | Solar | Los_Banos_500_230_HSN | Southern_PGAE_Flow_Battery_169 | Reliability_Capacity_In_Model_Year | 1 | Los_Banos_500_230_SSN | Southern_PGAE_Flow_Battery_169 | Reliability_Capacity_In_Model_Year | 0.5 | Los_Banos_500_230_offpeak | Southern_PGAE_Flow_Battery_169 | Operational_New_Capacity_MW | -1
Contra_Costa_Windmaster_HSN | Northern_California_Li_Battery_8hr_126 | Reliability_Capacity_In_Model_Year | 1 | Los_Banos_500_230_HSN | Southern_PGAE_Flow_Battery_170 | Reliability_Capacity_In_Model_Year | 1 | Southern_PGAE_Flow_Battery_170 | Los Banos 500/230kV TB | CAISO_Flow_Battery_8hr_Dispatch | Solar | Los_Banos_500_230_HSN | Southern_PGAE_Flow_Battery_170 | Reliability_Capacity_In_Model_Year | 1 | Los_Banos_500_230_SSN | Southern_PGAE_Flow_Battery_170 | Reliability_Capacity_In_Model_Year | 0.5 | Los_Banos_500_230_offpeak | Southern_PGAE_Flow_Battery_170 | Operational_New_Capacity_MW | -1
Contra_Costa_Windmaster_HSN | Northern_California_Li_Battery_8hr_127 | Reliability_Capacity_In_Model_Year | 1 | Los_Banos_500_230_HSN | Southern_PGAE_Flow_Battery_174 | Reliability_Capacity_In_Model_Year | 1 | Southern_PGAE_Flow_Battery_174 | Los Banos 500/230kV TB | CAISO_Flow_Battery_8hr_Dispatch | Solar | Los_Banos_500_230_HSN | Southern_PGAE_Flow_Battery_174 | Reliability_Capacity_In_Model_Year | 1 | Los_Banos_500_230_SSN | Southern_PGAE_Flow_Battery_174 | Reliability_Capacity_In_Model_Year | 0.5 | Los_Banos_500_230_offpeak | Southern_PGAE_Flow_Battery_174 | Operational_New_Capacity_MW | -1
Contra_Costa_Windmaster_HSN | Northern_California_Li_Battery_8hr_150 | Reliability_Capacity_In_Model_Year | 1 | Los_Banos_500_230_HSN | Southern_PGAE_Flow_Battery_176 | Reliability_Capacity_In_Model_Year | 1 | Southern_PGAE_Flow_Battery_176 | Los Banos 500/230kV TB | CAISO_Flow_Battery_8hr_Dispatch | Solar | Los_Banos_500_230_HSN | Southern_PGAE_Flow_Battery_176 | Reliability_Capacity_In_Model_Year | 1 | Los_Banos_500_230_SSN | Southern_PGAE_Flow_Battery_176 | Reliability_Capacity_In_Model_Year | 0.5 | Los_Banos_500_230_offpeak | Southern_PGAE_Flow_Battery_176 | Operational_New_Capacity_MW | -1
Contra_Costa_Windmaster_HSN | Northern_California_Li_Battery_8hr_155 | Reliability_Capacity_In_Model_Year | 1 | Los_Banos_500_230_HSN | Southern_PGAE_Li_Battery_4hr_8 | Reliability_Capacity_In_Model_Year | 1 | Southern_PGAE_Li_Battery_4hr_8 | Los Banos 500/230kV TB | CAISO_Li_Battery_4hr_Dispatch | Solar | Los_Banos_500_230_HSN | Southern_PGAE_Li_Battery_4hr_8 | Reliability_Capacity_In_Model_Year | 1 | Los_Banos_500_230_SSN | Southern_PGAE_Li_Battery_4hr_8 | Reliability_Capacity_In_Model_Year | 0.5 | Los_Banos_500_230_offpeak | Southern_PGAE_Li_Battery_4hr_8 | Operational_New_Capacity_MW | -1
Contra_Costa_Windmaster_HSN | Northern_California_Li_Battery_8hr_158 | Reliability_Capacity_In_Model_Year | 1 | Los_Banos_500_230_HSN | Southern_PGAE_Li_Battery_4hr_34 | Reliability_Capacity_In_Model_Year | 1 | Southern_PGAE_Li_Battery_4hr_34 | Los Banos 500/230kV TB | CAISO_Li_Battery_4hr_Dispatch | Solar | Los_Banos_500_230_HSN | Southern_PGAE_Li_Battery_4hr_34 | Reliability_Capacity_In_Model_Year | 1 | Los_Banos_500_230_SSN | Southern_PGAE_Li_Battery_4hr_34 | Reliability_Capacity_In_Model_Year | 0.5 | Los_Banos_500_230_offpeak | Southern_PGAE_Li_Battery_4hr_34 | Operational_New_Capacity_MW | -1
Contra_Costa_Windmaster_HSN | Northern_California_Solar_83 | Reliability_Capacity_In_Model_Year | 0.1 | Los_Banos_500_230_HSN | Southern_PGAE_Li_Battery_4hr_49 | Reliability_Capacity_In_Model_Year | 1 | Southern_PGAE_Li_Battery_4hr_49 | Los Banos 500/230kV TB | CAISO_Li_Battery_4hr_Dispatch | Solar | Los_Banos_500_230_HSN | Southern_PGAE_Li_Battery_4hr_49 | Reliability_Capacity_In_Model_Year | 1 | Los_Banos_500_230_SSN | Southern_PGAE_Li_Battery_4hr_49 | Reliability_Capacity_In_Model_Year | 0.5 | Los_Banos_500_230_offpeak | Southern_PGAE_Li_Battery_4hr_49 | Operational_New_Capacity_MW | -1
Contra_Costa_Windmaster_HSN | Northern_California_Solar_85 | Reliability_Capacity_In_Model_Year | 0.1 | Los_Banos_500_230_HSN | Southern_PGAE_Li_Battery_4hr_69 | Reliability_Capacity_In_Model_Year | 1 | Southern_PGAE_Li_Battery_4hr_69 | Los Banos 500/230kV TB | CAISO_Li_Battery_4hr_Dispatch | Solar | Los_Banos_500_230_HSN | Southern_PGAE_Li_Battery_4hr_69 | Reliability_Capacity_In_Model_Year | 1 | Los_Banos_500_230_SSN | Southern_PGAE_Li_Battery_4hr_69 | Reliability_Capacity_In_Model_Year | 0.5 | Los_Banos_500_230_offpeak | Southern_PGAE_Li_Battery_4hr_69 | Operational_New_Capacity_MW | -1
Contra_Costa_Windmaster_HSN | Northern_California_Solar_94 | Reliability_Capacity_In_Model_Year | 0.1 | Los_Banos_500_230_HSN | Southern_PGAE_Li_Battery_4hr_72 | Reliability_Capacity_In_Model_Year | 1 | Southern_PGAE_Li_Battery_4hr_72 | Los Banos 500/230kV TB | CAISO_Li_Battery_4hr_Dispatch | Solar | Los_Banos_500_230_HSN | Southern_PGAE_Li_Battery_4hr_72 | Reliability_Capacity_In_Model_Year | 1 | Los_Banos_500_230_SSN | Southern_PGAE_Li_Battery_4hr_72 | Reliability_Capacity_In_Model_Year | 0.5 | Los_Banos_500_230_offpeak | Southern_PGAE_Li_Battery_4hr_72 | Operational_New_Capacity_MW | -1
Contra_Costa_Windmaster_HSN | Northern_California_Solar_112 | Reliability_Capacity_In_Model_Year | 0.1 | Los_Banos_500_230_HSN | Southern_PGAE_Li_Battery_4hr_93 | Reliability_Capacity_In_Model_Year | 1 | Southern_PGAE_Li_Battery_4hr_93 | Los Banos 500/230kV TB | CAISO_Li_Battery_4hr_Dispatch | Solar | Los_Banos_500_230_HSN | Southern_PGAE_Li_Battery_4hr_93 | Reliability_Capacity_In_Model_Year | 1 | Los_Banos_500_230_SSN | Southern_PGAE_Li_Battery_4hr_93 | Reliability_Capacity_In_Model_Year | 0.5 | Los_Banos_500_230_offpeak | Southern_PGAE_Li_Battery_4hr_93 | Operational_New_Capacity_MW | -1
Contra_Costa_Windmaster_HSN | Northern_California_Solar_126 | Reliability_Capacity_In_Model_Year | 0.1 | Los_Banos_500_230_HSN | Southern_PGAE_Li_Battery_4hr_99 | Reliability_Capacity_In_Model_Year | 1 | Southern_PGAE_Li_Battery_4hr_99 | Los Banos 500/230kV TB | CAISO_Li_Battery_4hr_Dispatch | Solar | Los_Banos_500_230_HSN | Southern_PGAE_Li_Battery_4hr_99 | Reliability_Capacity_In_Model_Year | 1 | Los_Banos_500_230_SSN | Southern_PGAE_Li_Battery_4hr_99 | Reliability_Capacity_In_Model_Year | 0.5 | Los_Banos_500_230_offpeak | Southern_PGAE_Li_Battery_4hr_99 | Operational_New_Capacity_MW | -1
Contra_Costa_Windmaster_HSN | Northern_California_Solar_127 | Reliability_Capacity_In_Model_Year | 0.1 | Los_Banos_500_230_HSN | Southern_PGAE_Li_Battery_4hr_109 | Reliability_Capacity_In_Model_Year | 1 | Southern_PGAE_Li_Battery_4hr_109 | Los Banos 500/230kV TB | CAISO_Li_Battery_4hr_Dispatch | Solar | Los_Banos_500_230_HSN | Southern_PGAE_Li_Battery_4hr_109 | Reliability_Capacity_In_Model_Year | 1 | Los_Banos_500_230_SSN | Southern_PGAE_Li_Battery_4hr_109 | Reliability_Capacity_In_Model_Year | 0.5 | Los_Banos_500_230_offpeak | Southern_PGAE_Li_Battery_4hr_109 | Operational_New_Capacity_MW | -1
Contra_Costa_Windmaster_HSN | Northern_California_Solar_150 | Reliability_Capacity_In_Model_Year | 0.1 | Los_Banos_500_230_HSN | Northern_California_Li_Battery_4hr_114 | Reliability_Capacity_In_Model_Year | 1 | Northern_California_Li_Battery_4hr_114 | Los Banos 500/230kV TB | CAISO_Li_Battery_4hr_Dispatch | Solar | Los_Banos_500_230_HSN | Northern_California_Li_Battery_4hr_114 | Reliability_Capacity_In_Model_Year | 1 | Los_Banos_500_230_SSN | Northern_California_Li_Battery_4hr_114 | Reliability_Capacity_In_Model_Year | 0.5 | Los_Banos_500_230_offpeak | Northern_California_Li_Battery_4hr_114 | Operational_New_Capacity_MW | -1
Contra_Costa_Windmaster_HSN | Northern_California_Solar_155 | Reliability_Capacity_In_Model_Year | 0.1 | Los_Banos_500_230_HSN | Southern_PGAE_Li_Battery_4hr_117 | Reliability_Capacity_In_Model_Year | 1 | Southern_PGAE_Li_Battery_4hr_117 | Los Banos 500/230kV TB | CAISO_Li_Battery_4hr_Dispatch | Solar | Los_Banos_500_230_HSN | Southern_PGAE_Li_Battery_4hr_117 | Reliability_Capacity_In_Model_Year | 1 | Los_Banos_500_230_SSN | Southern_PGAE_Li_Battery_4hr_117 | Reliability_Capacity_In_Model_Year | 0.5 | Los_Banos_500_230_offpeak | Southern_PGAE_Li_Battery_4hr_117 | Operational_New_Capacity_MW | -1
Contra_Costa_Windmaster_HSN | Northern_California_Solar_158 | Reliability_Capacity_In_Model_Year | 0.1 | Los_Banos_500_230_HSN | Southern_PGAE_Li_Battery_4hr_124 | Reliability_Capacity_In_Model_Year | 1 | Southern_PGAE_Li_Battery_4hr_124 | Los Banos 500/230kV TB | CAISO_Li_Battery_4hr_Dispatch | Solar | Los_Banos_500_230_HSN | Southern_PGAE_Li_Battery_4hr_124 | Reliability_Capacity_In_Model_Year | 1 | Los_Banos_500_230_SSN | Southern_PGAE_Li_Battery_4hr_124 | Reliability_Capacity_In_Model_Year | 0.5 | Los_Banos_500_230_offpeak | Southern_PGAE_Li_Battery_4hr_124 | Operational_New_Capacity_MW | -1
Contra_Costa_Windmaster_HSN | Northern_California_Wind_83 | Reliability_Capacity_In_Model_Year | 0.665 | Los_Banos_500_230_HSN | Northern_California_Li_Battery_4hr_138 | Reliability_Capacity_In_Model_Year | 1 | Northern_California_Li_Battery_4hr_138 | Los Banos 500/230kV TB | CAISO_Li_Battery_4hr_Dispatch | Solar | Los_Banos_500_230_HSN | Northern_California_Li_Battery_4hr_138 | Reliability_Capacity_In_Model_Year | 1 | Los_Banos_500_230_SSN | Northern_California_Li_Battery_4hr_138 | Reliability_Capacity_In_Model_Year | 0.5 | Los_Banos_500_230_offpeak | Northern_California_Li_Battery_4hr_138 | Operational_New_Capacity_MW | -1
Contra_Costa_Windmaster_HSN | Solano_Wind_85 | Reliability_Capacity_In_Model_Year | 0.665 | Los_Banos_500_230_HSN | Southern_PGAE_Li_Battery_4hr_139 | Reliability_Capacity_In_Model_Year | 1 | Southern_PGAE_Li_Battery_4hr_139 | Los Banos 500/230kV TB | CAISO_Li_Battery_4hr_Dispatch | Solar | Los_Banos_500_230_HSN | Southern_PGAE_Li_Battery_4hr_139 | Reliability_Capacity_In_Model_Year | 1 | Los_Banos_500_230_SSN | Southern_PGAE_Li_Battery_4hr_139 | Reliability_Capacity_In_Model_Year | 0.5 | Los_Banos_500_230_offpeak | Southern_PGAE_Li_Battery_4hr_139 | Operational_New_Capacity_MW | -1
Contra_Costa_Windmaster_HSN | Solano_Wind_94 | Reliability_Capacity_In_Model_Year | 0.665 | Los_Banos_500_230_HSN | Southern_PGAE_Li_Battery_4hr_140 | Reliability_Capacity_In_Model_Year | 1 | Southern_PGAE_Li_Battery_4hr_140 | Los Banos 500/230kV TB | CAISO_Li_Battery_4hr_Dispatch | Solar | Los_Banos_500_230_HSN | Southern_PGAE_Li_Battery_4hr_140 | Reliability_Capacity_In_Model_Year | 1 | Los_Banos_500_230_SSN | Southern_PGAE_Li_Battery_4hr_140 | Reliability_Capacity_In_Model_Year | 0.5 | Los_Banos_500_230_offpeak | Southern_PGAE_Li_Battery_4hr_140 | Operational_New_Capacity_MW | -1
Contra_Costa_Windmaster_HSN | Solano_Wind_126 | Reliability_Capacity_In_Model_Year | 0.665 | Los_Banos_500_230_HSN | Southern_PGAE_Li_Battery_4hr_151 | Reliability_Capacity_In_Model_Year | 1 | Southern_PGAE_Li_Battery_4hr_151 | Los Banos 500/230kV TB | CAISO_Li_Battery_4hr_Dispatch | Solar | Los_Banos_500_230_HSN | Southern_PGAE_Li_Battery_4hr_151 | Reliability_Capacity_In_Model_Year | 1 | Los_Banos_500_230_SSN | Southern_PGAE_Li_Battery_4hr_151 | Reliability_Capacity_In_Model_Year | 0.5 | Los_Banos_500_230_offpeak | Southern_PGAE_Li_Battery_4hr_151 | Operational_New_Capacity_MW | -1
Contra_Costa_Windmaster_HSN | Contra_Costa_Tesla_Newark_group | Operational_New_Capacity_MW | -0.92824 | Los_Banos_500_230_HSN | Southern_PGAE_Li_Battery_4hr_154 | Reliability_Capacity_In_Model_Year | 1 | Southern_PGAE_Li_Battery_4hr_154 | Los Banos 500/230kV TB | CAISO_Li_Battery_4hr_Dispatch | Solar | Los_Banos_500_230_HSN | Southern_PGAE_Li_Battery_4hr_154 | Reliability_Capacity_In_Model_Year | 1 | Los_Banos_500_230_SSN | Southern_PGAE_Li_Battery_4hr_154 | Reliability_Capacity_In_Model_Year | 0.5 | Los_Banos_500_230_offpeak | Southern_PGAE_Li_Battery_4hr_154 | Operational_New_Capacity_MW | -1
Contra_Costa_Windmaster_offpeak | Northern_California_Flow_Battery_83 | Operational_New_Capacity_MW | -1 | Los_Banos_500_230_HSN | Southern_PGAE_Li_Battery_4hr_161 | Reliability_Capacity_In_Model_Year | 1 | Southern_PGAE_Li_Battery_4hr_161 | Los Banos 500/230kV TB | CAISO_Li_Battery_4hr_Dispatch | Solar | Los_Banos_500_230_HSN | Southern_PGAE_Li_Battery_4hr_161 | Reliability_Capacity_In_Model_Year | 1 | Los_Banos_500_230_SSN | Southern_PGAE_Li_Battery_4hr_161 | Reliability_Capacity_In_Model_Year | 0.5 | Los_Banos_500_230_offpeak | Southern_PGAE_Li_Battery_4hr_161 | Operational_New_Capacity_MW | -1
Contra_Costa_Windmaster_offpeak | Northern_California_Flow_Battery_85 | Operational_New_Capacity_MW | -1 | Los_Banos_500_230_HSN | Southern_PGAE_Li_Battery_4hr_162 | Reliability_Capacity_In_Model_Year | 1 | Southern_PGAE_Li_Battery_4hr_162 | Los Banos 500/230kV TB | CAISO_Li_Battery_4hr_Dispatch | Solar | Los_Banos_500_230_HSN | Southern_PGAE_Li_Battery_4hr_162 | Reliability_Capacity_In_Model_Year | 1 | Los_Banos_500_230_SSN | Southern_PGAE_Li_Battery_4hr_162 | Reliability_Capacity_In_Model_Year | 0.5 | Los_Banos_500_230_offpeak | Southern_PGAE_Li_Battery_4hr_162 | Operational_New_Capacity_MW | -1
Contra_Costa_Windmaster_offpeak | Northern_California_Flow_Battery_94 | Operational_New_Capacity_MW | -1 | Los_Banos_500_230_HSN | Southern_PGAE_Li_Battery_4hr_163 | Reliability_Capacity_In_Model_Year | 1 | Southern_PGAE_Li_Battery_4hr_163 | Los Banos 500/230kV TB | CAISO_Li_Battery_4hr_Dispatch | Solar | Los_Banos_500_230_HSN | Southern_PGAE_Li_Battery_4hr_163 | Reliability_Capacity_In_Model_Year | 1 | Los_Banos_500_230_SSN | Southern_PGAE_Li_Battery_4hr_163 | Reliability_Capacity_In_Model_Year | 0.5 | Los_Banos_500_230_offpeak | Southern_PGAE_Li_Battery_4hr_163 | Operational_New_Capacity_MW | -1
Contra_Costa_Windmaster_offpeak | Northern_California_Flow_Battery_112 | Operational_New_Capacity_MW | -1 | Los_Banos_500_230_HSN | Southern_PGAE_Li_Battery_4hr_164 | Reliability_Capacity_In_Model_Year | 1 | Southern_PGAE_Li_Battery_4hr_164 | Los Banos 500/230kV TB | CAISO_Li_Battery_4hr_Dispatch | Solar | Los_Banos_500_230_HSN | Southern_PGAE_Li_Battery_4hr_164 | Reliability_Capacity_In_Model_Year | 1 | Los_Banos_500_230_SSN | Southern_PGAE_Li_Battery_4hr_164 | Reliability_Capacity_In_Model_Year | 0.5 | Los_Banos_500_230_offpeak | Southern_PGAE_Li_Battery_4hr_164 | Operational_New_Capacity_MW | -1
Contra_Costa_Windmaster_offpeak | Northern_California_Flow_Battery_126 | Operational_New_Capacity_MW | -1 | Los_Banos_500_230_HSN | Southern_PGAE_Li_Battery_4hr_165 | Reliability_Capacity_In_Model_Year | 1 | Southern_PGAE_Li_Battery_4hr_165 | Los Banos 500/230kV TB | CAISO_Li_Battery_4hr_Dispatch | Solar | Los_Banos_500_230_HSN | Southern_PGAE_Li_Battery_4hr_165 | Reliability_Capacity_In_Model_Year | 1 | Los_Banos_500_230_SSN | Southern_PGAE_Li_Battery_4hr_165 | Reliability_Capacity_In_Model_Year | 0.5 | Los_Banos_500_230_offpeak | Southern_PGAE_Li_Battery_4hr_165 | Operational_New_Capacity_MW | -1
Contra_Costa_Windmaster_offpeak | Northern_California_Flow_Battery_127 | Operational_New_Capacity_MW | -1 | Los_Banos_500_230_HSN | Northern_California_Li_Battery_4hr_166 | Reliability_Capacity_In_Model_Year | 1 | Northern_California_Li_Battery_4hr_166 | Los Banos 500/230kV TB | CAISO_Li_Battery_4hr_Dispatch | Solar | Los_Banos_500_230_HSN | Northern_California_Li_Battery_4hr_166 | Reliability_Capacity_In_Model_Year | 1 | Los_Banos_500_230_SSN | Northern_California_Li_Battery_4hr_166 | Reliability_Capacity_In_Model_Year | 0.5 | Los_Banos_500_230_offpeak | Northern_California_Li_Battery_4hr_166 | Operational_New_Capacity_MW | -1
Contra_Costa_Windmaster_offpeak | Northern_California_Flow_Battery_150 | Operational_New_Capacity_MW | -1 | Los_Banos_500_230_HSN | Southern_PGAE_Li_Battery_4hr_168 | Reliability_Capacity_In_Model_Year | 1 | Southern_PGAE_Li_Battery_4hr_168 | Los Banos 500/230kV TB | CAISO_Li_Battery_4hr_Dispatch | Solar | Los_Banos_500_230_HSN | Southern_PGAE_Li_Battery_4hr_168 | Reliability_Capacity_In_Model_Year | 1 | Los_Banos_500_230_SSN | Southern_PGAE_Li_Battery_4hr_168 | Reliability_Capacity_In_Model_Year | 0.5 | Los_Banos_500_230_offpeak | Southern_PGAE_Li_Battery_4hr_168 | Operational_New_Capacity_MW | -1
Contra_Costa_Windmaster_offpeak | Northern_California_Flow_Battery_155 | Operational_New_Capacity_MW | -1 | Los_Banos_500_230_HSN | Southern_PGAE_Li_Battery_4hr_169 | Reliability_Capacity_In_Model_Year | 1 | Southern_PGAE_Li_Battery_4hr_169 | Los Banos 500/230kV TB | CAISO_Li_Battery_4hr_Dispatch | Solar | Los_Banos_500_230_HSN | Southern_PGAE_Li_Battery_4hr_169 | Reliability_Capacity_In_Model_Year | 1 | Los_Banos_500_230_SSN | Southern_PGAE_Li_Battery_4hr_169 | Reliability_Capacity_In_Model_Year | 0.5 | Los_Banos_500_230_offpeak | Southern_PGAE_Li_Battery_4hr_169 | Operational_New_Capacity_MW | -1
Contra_Costa_Windmaster_offpeak | Northern_California_Flow_Battery_158 | Operational_New_Capacity_MW | -1 | Los_Banos_500_230_HSN | Southern_PGAE_Li_Battery_4hr_170 | Reliability_Capacity_In_Model_Year | 1 | Southern_PGAE_Li_Battery_4hr_170 | Los Banos 500/230kV TB | CAISO_Li_Battery_4hr_Dispatch | Solar | Los_Banos_500_230_HSN | Southern_PGAE_Li_Battery_4hr_170 | Reliability_Capacity_In_Model_Year | 1 | Los_Banos_500_230_SSN | Southern_PGAE_Li_Battery_4hr_170 | Reliability_Capacity_In_Model_Year | 0.5 | Los_Banos_500_230_offpeak | Southern_PGAE_Li_Battery_4hr_170 | Operational_New_Capacity_MW | -1
Contra_Costa_Windmaster_offpeak | Northern_California_Li_Battery_4hr_83 | Operational_New_Capacity_MW | -1 | Los_Banos_500_230_HSN | Southern_PGAE_Li_Battery_4hr_174 | Reliability_Capacity_In_Model_Year | 1 | Southern_PGAE_Li_Battery_4hr_174 | Los Banos 500/230kV TB | CAISO_Li_Battery_4hr_Dispatch | Solar | Los_Banos_500_230_HSN | Southern_PGAE_Li_Battery_4hr_174 | Reliability_Capacity_In_Model_Year | 1 | Los_Banos_500_230_SSN | Southern_PGAE_Li_Battery_4hr_174 | Reliability_Capacity_In_Model_Year | 0.5 | Los_Banos_500_230_offpeak | Southern_PGAE_Li_Battery_4hr_174 | Operational_New_Capacity_MW | -1
Contra_Costa_Windmaster_offpeak | Northern_California_Li_Battery_4hr_85 | Operational_New_Capacity_MW | -1 | Los_Banos_500_230_HSN | Southern_PGAE_Li_Battery_4hr_176 | Reliability_Capacity_In_Model_Year | 1 | Southern_PGAE_Li_Battery_4hr_176 | Los Banos 500/230kV TB | CAISO_Li_Battery_4hr_Dispatch | Solar | Los_Banos_500_230_HSN | Southern_PGAE_Li_Battery_4hr_176 | Reliability_Capacity_In_Model_Year | 1 | Los_Banos_500_230_SSN | Southern_PGAE_Li_Battery_4hr_176 | Reliability_Capacity_In_Model_Year | 0.5 | Los_Banos_500_230_offpeak | Southern_PGAE_Li_Battery_4hr_176 | Operational_New_Capacity_MW | -1
Contra_Costa_Windmaster_offpeak | Northern_California_Li_Battery_4hr_94 | Operational_New_Capacity_MW | -1 | Los_Banos_500_230_HSN | Southern_PGAE_Li_Battery_8hr_8 | Reliability_Capacity_In_Model_Year | 1 | Southern_PGAE_Li_Battery_8hr_8 | Los Banos 500/230kV TB | CAISO_Li_Battery_8hr_Dispatch | Solar | Los_Banos_500_230_HSN | Southern_PGAE_Li_Battery_8hr_8 | Reliability_Capacity_In_Model_Year | 1 | Los_Banos_500_230_SSN | Southern_PGAE_Li_Battery_8hr_8 | Reliability_Capacity_In_Model_Year | 0.5 | Los_Banos_500_230_offpeak | Southern_PGAE_Li_Battery_8hr_8 | Operational_New_Capacity_MW | -1
Contra_Costa_Windmaster_offpeak | Northern_California_Li_Battery_4hr_112 | Operational_New_Capacity_MW | -1 | Los_Banos_500_230_HSN | Southern_PGAE_Li_Battery_8hr_34 | Reliability_Capacity_In_Model_Year | 1 | Southern_PGAE_Li_Battery_8hr_34 | Los Banos 500/230kV TB | CAISO_Li_Battery_8hr_Dispatch | Solar | Los_Banos_500_230_HSN | Southern_PGAE_Li_Battery_8hr_34 | Reliability_Capacity_In_Model_Year | 1 | Los_Banos_500_230_SSN | Southern_PGAE_Li_Battery_8hr_34 | Reliability_Capacity_In_Model_Year | 0.5 | Los_Banos_500_230_offpeak | Southern_PGAE_Li_Battery_8hr_34 | Operational_New_Capacity_MW | -1
Contra_Costa_Windmaster_offpeak | Northern_California_Li_Battery_4hr_126 | Operational_New_Capacity_MW | -1 | Los_Banos_500_230_HSN | Southern_PGAE_Li_Battery_8hr_49 | Reliability_Capacity_In_Model_Year | 1 | Southern_PGAE_Li_Battery_8hr_49 | Los Banos 500/230kV TB | CAISO_Li_Battery_8hr_Dispatch | Solar | Los_Banos_500_230_HSN | Southern_PGAE_Li_Battery_8hr_49 | Reliability_Capacity_In_Model_Year | 1 | Los_Banos_500_230_SSN | Southern_PGAE_Li_Battery_8hr_49 | Reliability_Capacity_In_Model_Year | 0.5 | Los_Banos_500_230_offpeak | Southern_PGAE_Li_Battery_8hr_49 | Operational_New_Capacity_MW | -1
Contra_Costa_Windmaster_offpeak | Northern_California_Li_Battery_4hr_127 | Operational_New_Capacity_MW | -1 | Los_Banos_500_230_HSN | Southern_PGAE_Li_Battery_8hr_69 | Reliability_Capacity_In_Model_Year | 1 | Southern_PGAE_Li_Battery_8hr_69 | Los Banos 500/230kV TB | CAISO_Li_Battery_8hr_Dispatch | Solar | Los_Banos_500_230_HSN | Southern_PGAE_Li_Battery_8hr_69 | Reliability_Capacity_In_Model_Year | 1 | Los_Banos_500_230_SSN | Southern_PGAE_Li_Battery_8hr_69 | Reliability_Capacity_In_Model_Year | 0.5 | Los_Banos_500_230_offpeak | Southern_PGAE_Li_Battery_8hr_69 | Operational_New_Capacity_MW | -1
Contra_Costa_Windmaster_offpeak | Northern_California_Li_Battery_4hr_150 | Operational_New_Capacity_MW | -1 | Los_Banos_500_230_HSN | Southern_PGAE_Li_Battery_8hr_72 | Reliability_Capacity_In_Model_Year | 1 | Southern_PGAE_Li_Battery_8hr_72 | Los Banos 500/230kV TB | CAISO_Li_Battery_8hr_Dispatch | Solar | Los_Banos_500_230_HSN | Southern_PGAE_Li_Battery_8hr_72 | Reliability_Capacity_In_Model_Year | 1 | Los_Banos_500_230_SSN | Southern_PGAE_Li_Battery_8hr_72 | Reliability_Capacity_In_Model_Year | 0.5 | Los_Banos_500_230_offpeak | Southern_PGAE_Li_Battery_8hr_72 | Operational_New_Capacity_MW | -1
Contra_Costa_Windmaster_offpeak | Northern_California_Li_Battery_4hr_155 | Operational_New_Capacity_MW | -1 | Los_Banos_500_230_HSN | Southern_PGAE_Li_Battery_8hr_93 | Reliability_Capacity_In_Model_Year | 1 | Southern_PGAE_Li_Battery_8hr_93 | Los Banos 500/230kV TB | CAISO_Li_Battery_8hr_Dispatch | Solar | Los_Banos_500_230_HSN | Southern_PGAE_Li_Battery_8hr_93 | Reliability_Capacity_In_Model_Year | 1 | Los_Banos_500_230_SSN | Southern_PGAE_Li_Battery_8hr_93 | Reliability_Capacity_In_Model_Year | 0.5 | Los_Banos_500_230_offpeak | Southern_PGAE_Li_Battery_8hr_93 | Operational_New_Capacity_MW | -1
Contra_Costa_Windmaster_offpeak | Northern_California_Li_Battery_4hr_158 | Operational_New_Capacity_MW | -1 | Los_Banos_500_230_HSN | Southern_PGAE_Li_Battery_8hr_99 | Reliability_Capacity_In_Model_Year | 1 | Southern_PGAE_Li_Battery_8hr_99 | Los Banos 500/230kV TB | CAISO_Li_Battery_8hr_Dispatch | Solar | Los_Banos_500_230_HSN | Southern_PGAE_Li_Battery_8hr_99 | Reliability_Capacity_In_Model_Year | 1 | Los_Banos_500_230_SSN | Southern_PGAE_Li_Battery_8hr_99 | Reliability_Capacity_In_Model_Year | 0.5 | Los_Banos_500_230_offpeak | Southern_PGAE_Li_Battery_8hr_99 | Operational_New_Capacity_MW | -1
Contra_Costa_Windmaster_offpeak | Northern_California_Li_Battery_8hr_83 | Operational_New_Capacity_MW | -1 | Los_Banos_500_230_HSN | Southern_PGAE_Li_Battery_8hr_109 | Reliability_Capacity_In_Model_Year | 1 | Southern_PGAE_Li_Battery_8hr_109 | Los Banos 500/230kV TB | CAISO_Li_Battery_8hr_Dispatch | Solar | Los_Banos_500_230_HSN | Southern_PGAE_Li_Battery_8hr_109 | Reliability_Capacity_In_Model_Year | 1 | Los_Banos_500_230_SSN | Southern_PGAE_Li_Battery_8hr_109 | Reliability_Capacity_In_Model_Year | 0.5 | Los_Banos_500_230_offpeak | Southern_PGAE_Li_Battery_8hr_109 | Operational_New_Capacity_MW | -1
Contra_Costa_Windmaster_offpeak | Northern_California_Li_Battery_8hr_85 | Operational_New_Capacity_MW | -1 | Los_Banos_500_230_HSN | Northern_California_Li_Battery_8hr_114 | Reliability_Capacity_In_Model_Year | 1 | Northern_California_Li_Battery_8hr_114 | Los Banos 500/230kV TB | CAISO_Li_Battery_8hr_Dispatch | Solar | Los_Banos_500_230_HSN | Northern_California_Li_Battery_8hr_114 | Reliability_Capacity_In_Model_Year | 1 | Los_Banos_500_230_SSN | Northern_California_Li_Battery_8hr_114 | Reliability_Capacity_In_Model_Year | 0.5 | Los_Banos_500_230_offpeak | Northern_California_Li_Battery_8hr_114 | Operational_New_Capacity_MW | -1
Contra_Costa_Windmaster_offpeak | Northern_California_Li_Battery_8hr_94 | Operational_New_Capacity_MW | -1 | Los_Banos_500_230_HSN | Southern_PGAE_Li_Battery_8hr_117 | Reliability_Capacity_In_Model_Year | 1 | Southern_PGAE_Li_Battery_8hr_117 | Los Banos 500/230kV TB | CAISO_Li_Battery_8hr_Dispatch | Solar | Los_Banos_500_230_HSN | Southern_PGAE_Li_Battery_8hr_117 | Reliability_Capacity_In_Model_Year | 1 | Los_Banos_500_230_SSN | Southern_PGAE_Li_Battery_8hr_117 | Reliability_Capacity_In_Model_Year | 0.5 | Los_Banos_500_230_offpeak | Southern_PGAE_Li_Battery_8hr_117 | Operational_New_Capacity_MW | -1
Contra_Costa_Windmaster_offpeak | Northern_California_Li_Battery_8hr_112 | Operational_New_Capacity_MW | -1 | Los_Banos_500_230_HSN | Southern_PGAE_Li_Battery_8hr_124 | Reliability_Capacity_In_Model_Year | 1 | Southern_PGAE_Li_Battery_8hr_124 | Los Banos 500/230kV TB | CAISO_Li_Battery_8hr_Dispatch | Solar | Los_Banos_500_230_HSN | Southern_PGAE_Li_Battery_8hr_124 | Reliability_Capacity_In_Model_Year | 1 | Los_Banos_500_230_SSN | Southern_PGAE_Li_Battery_8hr_124 | Reliability_Capacity_In_Model_Year | 0.5 | Los_Banos_500_230_offpeak | Southern_PGAE_Li_Battery_8hr_124 | Operational_New_Capacity_MW | -1
Contra_Costa_Windmaster_offpeak | Northern_California_Li_Battery_8hr_126 | Operational_New_Capacity_MW | -1 | Los_Banos_500_230_HSN | Northern_California_Li_Battery_8hr_138 | Reliability_Capacity_In_Model_Year | 1 | Northern_California_Li_Battery_8hr_138 | Los Banos 500/230kV TB | CAISO_Li_Battery_8hr_Dispatch | Solar | Los_Banos_500_230_HSN | Northern_California_Li_Battery_8hr_138 | Reliability_Capacity_In_Model_Year | 1 | Los_Banos_500_230_SSN | Northern_California_Li_Battery_8hr_138 | Reliability_Capacity_In_Model_Year | 0.5 | Los_Banos_500_230_offpeak | Northern_California_Li_Battery_8hr_138 | Operational_New_Capacity_MW | -1
Contra_Costa_Windmaster_offpeak | Northern_California_Li_Battery_8hr_127 | Operational_New_Capacity_MW | -1 | Los_Banos_500_230_HSN | Southern_PGAE_Li_Battery_8hr_139 | Reliability_Capacity_In_Model_Year | 1 | Southern_PGAE_Li_Battery_8hr_139 | Los Banos 500/230kV TB | CAISO_Li_Battery_8hr_Dispatch | Solar | Los_Banos_500_230_HSN | Southern_PGAE_Li_Battery_8hr_139 | Reliability_Capacity_In_Model_Year | 1 | Los_Banos_500_230_SSN | Southern_PGAE_Li_Battery_8hr_139 | Reliability_Capacity_In_Model_Year | 0.5 | Los_Banos_500_230_offpeak | Southern_PGAE_Li_Battery_8hr_139 | Operational_New_Capacity_MW | -1
Contra_Costa_Windmaster_offpeak | Northern_California_Li_Battery_8hr_150 | Operational_New_Capacity_MW | -1 | Los_Banos_500_230_HSN | Southern_PGAE_Li_Battery_8hr_140 | Reliability_Capacity_In_Model_Year | 1 | Southern_PGAE_Li_Battery_8hr_140 | Los Banos 500/230kV TB | CAISO_Li_Battery_8hr_Dispatch | Solar | Los_Banos_500_230_HSN | Southern_PGAE_Li_Battery_8hr_140 | Reliability_Capacity_In_Model_Year | 1 | Los_Banos_500_230_SSN | Southern_PGAE_Li_Battery_8hr_140 | Reliability_Capacity_In_Model_Year | 0.5 | Los_Banos_500_230_offpeak | Southern_PGAE_Li_Battery_8hr_140 | Operational_New_Capacity_MW | -1
Contra_Costa_Windmaster_offpeak | Northern_California_Li_Battery_8hr_155 | Operational_New_Capacity_MW | -1 | Los_Banos_500_230_HSN | Southern_PGAE_Li_Battery_8hr_151 | Reliability_Capacity_In_Model_Year | 1 | Southern_PGAE_Li_Battery_8hr_151 | Los Banos 500/230kV TB | CAISO_Li_Battery_8hr_Dispatch | Solar | Los_Banos_500_230_HSN | Southern_PGAE_Li_Battery_8hr_151 | Reliability_Capacity_In_Model_Year | 1 | Los_Banos_500_230_SSN | Southern_PGAE_Li_Battery_8hr_151 | Reliability_Capacity_In_Model_Year | 0.5 | Los_Banos_500_230_offpeak | Southern_PGAE_Li_Battery_8hr_151 | Operational_New_Capacity_MW | -1
Contra_Costa_Windmaster_offpeak | Northern_California_Li_Battery_8hr_158 | Operational_New_Capacity_MW | -1 | Los_Banos_500_230_HSN | Southern_PGAE_Li_Battery_8hr_154 | Reliability_Capacity_In_Model_Year | 1 | Southern_PGAE_Li_Battery_8hr_154 | Los Banos 500/230kV TB | CAISO_Li_Battery_8hr_Dispatch | Solar | Los_Banos_500_230_HSN | Southern_PGAE_Li_Battery_8hr_154 | Reliability_Capacity_In_Model_Year | 1 | Los_Banos_500_230_SSN | Southern_PGAE_Li_Battery_8hr_154 | Reliability_Capacity_In_Model_Year | 0.5 | Los_Banos_500_230_offpeak | Southern_PGAE_Li_Battery_8hr_154 | Operational_New_Capacity_MW | -1
Contra_Costa_Windmaster_offpeak | Northern_California_Solar_83 | Operational_New_Capacity_MW | 0.68 | Los_Banos_500_230_HSN | Southern_PGAE_Li_Battery_8hr_161 | Reliability_Capacity_In_Model_Year | 1 | Southern_PGAE_Li_Battery_8hr_161 | Los Banos 500/230kV TB | CAISO_Li_Battery_8hr_Dispatch | Solar | Los_Banos_500_230_HSN | Southern_PGAE_Li_Battery_8hr_161 | Reliability_Capacity_In_Model_Year | 1 | Los_Banos_500_230_SSN | Southern_PGAE_Li_Battery_8hr_161 | Reliability_Capacity_In_Model_Year | 0.5 | Los_Banos_500_230_offpeak | Southern_PGAE_Li_Battery_8hr_161 | Operational_New_Capacity_MW | -1
Contra_Costa_Windmaster_offpeak | Northern_California_Solar_85 | Operational_New_Capacity_MW | 0.68 | Los_Banos_500_230_HSN | Southern_PGAE_Li_Battery_8hr_162 | Reliability_Capacity_In_Model_Year | 1 | Southern_PGAE_Li_Battery_8hr_162 | Los Banos 500/230kV TB | CAISO_Li_Battery_8hr_Dispatch | Solar | Los_Banos_500_230_HSN | Southern_PGAE_Li_Battery_8hr_162 | Reliability_Capacity_In_Model_Year | 1 | Los_Banos_500_230_SSN | Southern_PGAE_Li_Battery_8hr_162 | Reliability_Capacity_In_Model_Year | 0.5 | Los_Banos_500_230_offpeak | Southern_PGAE_Li_Battery_8hr_162 | Operational_New_Capacity_MW | -1
Contra_Costa_Windmaster_offpeak | Northern_California_Solar_94 | Operational_New_Capacity_MW | 0.68 | Los_Banos_500_230_HSN | Southern_PGAE_Li_Battery_8hr_163 | Reliability_Capacity_In_Model_Year | 1 | Southern_PGAE_Li_Battery_8hr_163 | Los Banos 500/230kV TB | CAISO_Li_Battery_8hr_Dispatch | Solar | Los_Banos_500_230_HSN | Southern_PGAE_Li_Battery_8hr_163 | Reliability_Capacity_In_Model_Year | 1 | Los_Banos_500_230_SSN | Southern_PGAE_Li_Battery_8hr_163 | Reliability_Capacity_In_Model_Year | 0.5 | Los_Banos_500_230_offpeak | Southern_PGAE_Li_Battery_8hr_163 | Operational_New_Capacity_MW | -1
Contra_Costa_Windmaster_offpeak | Northern_California_Solar_112 | Operational_New_Capacity_MW | 0.68 | Los_Banos_500_230_HSN | Southern_PGAE_Li_Battery_8hr_164 | Reliability_Capacity_In_Model_Year | 1 | Southern_PGAE_Li_Battery_8hr_164 | Los Banos 500/230kV TB | CAISO_Li_Battery_8hr_Dispatch | Solar | Los_Banos_500_230_HSN | Southern_PGAE_Li_Battery_8hr_164 | Reliability_Capacity_In_Model_Year | 1 | Los_Banos_500_230_SSN | Southern_PGAE_Li_Battery_8hr_164 | Reliability_Capacity_In_Model_Year | 0.5 | Los_Banos_500_230_offpeak | Southern_PGAE_Li_Battery_8hr_164 | Operational_New_Capacity_MW | -1
Contra_Costa_Windmaster_offpeak | Northern_California_Solar_126 | Operational_New_Capacity_MW | 0.68 | Los_Banos_500_230_HSN | Southern_PGAE_Li_Battery_8hr_165 | Reliability_Capacity_In_Model_Year | 1 | Southern_PGAE_Li_Battery_8hr_165 | Los Banos 500/230kV TB | CAISO_Li_Battery_8hr_Dispatch | Solar | Los_Banos_500_230_HSN | Southern_PGAE_Li_Battery_8hr_165 | Reliability_Capacity_In_Model_Year | 1 | Los_Banos_500_230_SSN | Southern_PGAE_Li_Battery_8hr_165 | Reliability_Capacity_In_Model_Year | 0.5 | Los_Banos_500_230_offpeak | Southern_PGAE_Li_Battery_8hr_165 | Operational_New_Capacity_MW | -1
Contra_Costa_Windmaster_offpeak | Northern_California_Solar_127 | Operational_New_Capacity_MW | 0.68 | Los_Banos_500_230_HSN | Northern_California_Li_Battery_8hr_166 | Reliability_Capacity_In_Model_Year | 1 | Northern_California_Li_Battery_8hr_166 | Los Banos 500/230kV TB | CAISO_Li_Battery_8hr_Dispatch | Solar | Los_Banos_500_230_HSN | Northern_California_Li_Battery_8hr_166 | Reliability_Capacity_In_Model_Year | 1 | Los_Banos_500_230_SSN | Northern_California_Li_Battery_8hr_166 | Reliability_Capacity_In_Model_Year | 0.5 | Los_Banos_500_230_offpeak | Northern_California_Li_Battery_8hr_166 | Operational_New_Capacity_MW | -1
Contra_Costa_Windmaster_offpeak | Northern_California_Solar_150 | Operational_New_Capacity_MW | 0.68 | Los_Banos_500_230_HSN | Southern_PGAE_Li_Battery_8hr_168 | Reliability_Capacity_In_Model_Year | 1 | Southern_PGAE_Li_Battery_8hr_168 | Los Banos 500/230kV TB | CAISO_Li_Battery_8hr_Dispatch | Solar | Los_Banos_500_230_HSN | Southern_PGAE_Li_Battery_8hr_168 | Reliability_Capacity_In_Model_Year | 1 | Los_Banos_500_230_SSN | Southern_PGAE_Li_Battery_8hr_168 | Reliability_Capacity_In_Model_Year | 0.5 | Los_Banos_500_230_offpeak | Southern_PGAE_Li_Battery_8hr_168 | Operational_New_Capacity_MW | -1
Contra_Costa_Windmaster_offpeak | Northern_California_Solar_155 | Operational_New_Capacity_MW | 0.68 | Los_Banos_500_230_HSN | Southern_PGAE_Li_Battery_8hr_169 | Reliability_Capacity_In_Model_Year | 1 | Southern_PGAE_Li_Battery_8hr_169 | Los Banos 500/230kV TB | CAISO_Li_Battery_8hr_Dispatch | Solar | Los_Banos_500_230_HSN | Southern_PGAE_Li_Battery_8hr_169 | Reliability_Capacity_In_Model_Year | 1 | Los_Banos_500_230_SSN | Southern_PGAE_Li_Battery_8hr_169 | Reliability_Capacity_In_Model_Year | 0.5 | Los_Banos_500_230_offpeak | Southern_PGAE_Li_Battery_8hr_169 | Operational_New_Capacity_MW | -1
Contra_Costa_Windmaster_offpeak | Northern_California_Solar_158 | Operational_New_Capacity_MW | 0.68 | Los_Banos_500_230_HSN | Southern_PGAE_Li_Battery_8hr_170 | Reliability_Capacity_In_Model_Year | 1 | Southern_PGAE_Li_Battery_8hr_170 | Los Banos 500/230kV TB | CAISO_Li_Battery_8hr_Dispatch | Solar | Los_Banos_500_230_HSN | Southern_PGAE_Li_Battery_8hr_170 | Reliability_Capacity_In_Model_Year | 1 | Los_Banos_500_230_SSN | Southern_PGAE_Li_Battery_8hr_170 | Reliability_Capacity_In_Model_Year | 0.5 | Los_Banos_500_230_offpeak | Southern_PGAE_Li_Battery_8hr_170 | Operational_New_Capacity_MW | -1
Contra_Costa_Windmaster_offpeak | Northern_California_Wind_83 | Operational_New_Capacity_MW | 0.63 | Los_Banos_500_230_HSN | Southern_PGAE_Li_Battery_8hr_174 | Reliability_Capacity_In_Model_Year | 1 | Southern_PGAE_Li_Battery_8hr_174 | Los Banos 500/230kV TB | CAISO_Li_Battery_8hr_Dispatch | Solar | Los_Banos_500_230_HSN | Southern_PGAE_Li_Battery_8hr_174 | Reliability_Capacity_In_Model_Year | 1 | Los_Banos_500_230_SSN | Southern_PGAE_Li_Battery_8hr_174 | Reliability_Capacity_In_Model_Year | 0.5 | Los_Banos_500_230_offpeak | Southern_PGAE_Li_Battery_8hr_174 | Operational_New_Capacity_MW | -1
Contra_Costa_Windmaster_offpeak | Solano_Wind_85 | Operational_New_Capacity_MW | 0.63 | Los_Banos_500_230_HSN | Southern_PGAE_Li_Battery_8hr_176 | Reliability_Capacity_In_Model_Year | 1 | Southern_PGAE_Li_Battery_8hr_176 | Los Banos 500/230kV TB | CAISO_Li_Battery_8hr_Dispatch | Solar | Los_Banos_500_230_HSN | Southern_PGAE_Li_Battery_8hr_176 | Reliability_Capacity_In_Model_Year | 1 | Los_Banos_500_230_SSN | Southern_PGAE_Li_Battery_8hr_176 | Reliability_Capacity_In_Model_Year | 0.5 | Los_Banos_500_230_offpeak | Southern_PGAE_Li_Battery_8hr_176 | Operational_New_Capacity_MW | -1
Contra_Costa_Windmaster_offpeak | Solano_Wind_94 | Operational_New_Capacity_MW | 0.63 | Los_Banos_500_230_HSN | Central_Valley_North_Los_Banos_Wind_154 | Reliability_Capacity_In_Model_Year | 0.665 | Central_Valley_North_Los_Banos_Wind_154 | Los Banos 500/230kV TB | Central_Valley_North_Los_Banos_Wind | Solar | Los_Banos_500_230_HSN | Central_Valley_North_Los_Banos_Wind_154 | Reliability_Capacity_In_Model_Year | 0.665 | Los_Banos_500_230_SSN | Central_Valley_North_Los_Banos_Wind_154 | Reliability_Capacity_In_Model_Year | 0.163 | Los_Banos_500_230_offpeak | Central_Valley_North_Los_Banos_Wind_154 | Operational_New_Capacity_MW | 0.44
Contra_Costa_Windmaster_offpeak | Solano_Wind_126 | Operational_New_Capacity_MW | 0.63 | Los_Banos_500_230_HSN | Central_Valley_North_Los_Banos_Wind_162 | Reliability_Capacity_In_Model_Year | 0.665 | Central_Valley_North_Los_Banos_Wind_162 | Los Banos 500/230kV TB | Central_Valley_North_Los_Banos_Wind | Solar | Los_Banos_500_230_HSN | Central_Valley_North_Los_Banos_Wind_162 | Reliability_Capacity_In_Model_Year | 0.665 | Los_Banos_500_230_SSN | Central_Valley_North_Los_Banos_Wind_162 | Reliability_Capacity_In_Model_Year | 0.163 | Los_Banos_500_230_offpeak | Central_Valley_North_Los_Banos_Wind_162 | Operational_New_Capacity_MW | 0.44
Contra_Costa_Windmaster_offpeak | Contra_Costa_Tesla_Newark_group | Operational_New_Capacity_MW | -0.92824 | Los_Banos_500_230_HSN | Northern_California_Solar_114 | Reliability_Capacity_In_Model_Year | 0.1 | Northern_California_Solar_114 | Los Banos 500/230kV TB | Northern_California_Solar | Solar | Los_Banos_500_230_HSN | Northern_California_Solar_114 | Reliability_Capacity_In_Model_Year | 0.1 | Los_Banos_500_230_SSN | Northern_California_Solar_114 | Reliability_Capacity_In_Model_Year | 0.556 | Los_Banos_500_230_offpeak | Northern_California_Solar_114 | Operational_New_Capacity_MW | 0.79
Contra_Costa_Windmaster_SSN | Northern_California_Flow_Battery_83 | Reliability_Capacity_In_Model_Year | 0.5 | Los_Banos_500_230_HSN | Northern_California_Solar_138 | Reliability_Capacity_In_Model_Year | 0.1 | Northern_California_Solar_138 | Los Banos 500/230kV TB | Northern_California_Solar | Solar | Los_Banos_500_230_HSN | Northern_California_Solar_138 | Reliability_Capacity_In_Model_Year | 0.1 | Los_Banos_500_230_SSN | Northern_California_Solar_138 | Reliability_Capacity_In_Model_Year | 0.556 | Los_Banos_500_230_offpeak | Northern_California_Solar_138 | Operational_New_Capacity_MW | 0.79
Contra_Costa_Windmaster_SSN | Northern_California_Flow_Battery_85 | Reliability_Capacity_In_Model_Year | 0.5 | Los_Banos_500_230_HSN | Northern_California_Solar_166 | Reliability_Capacity_In_Model_Year | 0.1 | Northern_California_Solar_166 | Los Banos 500/230kV TB | Northern_California_Solar | Solar | Los_Banos_500_230_HSN | Northern_California_Solar_166 | Reliability_Capacity_In_Model_Year | 0.1 | Los_Banos_500_230_SSN | Northern_California_Solar_166 | Reliability_Capacity_In_Model_Year | 0.556 | Los_Banos_500_230_offpeak | Northern_California_Solar_166 | Operational_New_Capacity_MW | 0.79
Contra_Costa_Windmaster_SSN | Northern_California_Flow_Battery_94 | Reliability_Capacity_In_Model_Year | 0.5 | Los_Banos_500_230_HSN | Southern_PGAE_Solar_8 | Reliability_Capacity_In_Model_Year | 0.1 | Southern_PGAE_Solar_8 | Los Banos 500/230kV TB | Southern_PGAE_Solar | Solar | Los_Banos_500_230_HSN | Southern_PGAE_Solar_8 | Reliability_Capacity_In_Model_Year | 0.1 | Los_Banos_500_230_SSN | Southern_PGAE_Solar_8 | Reliability_Capacity_In_Model_Year | 0.556 | Los_Banos_500_230_offpeak | Southern_PGAE_Solar_8 | Operational_New_Capacity_MW | 0.79
Contra_Costa_Windmaster_SSN | Northern_California_Flow_Battery_112 | Reliability_Capacity_In_Model_Year | 0.5 | Los_Banos_500_230_HSN | Southern_PGAE_Solar_34 | Reliability_Capacity_In_Model_Year | 0.1 | Southern_PGAE_Solar_34 | Los Banos 500/230kV TB | Southern_PGAE_Solar | Solar | Los_Banos_500_230_HSN | Southern_PGAE_Solar_34 | Reliability_Capacity_In_Model_Year | 0.1 | Los_Banos_500_230_SSN | Southern_PGAE_Solar_34 | Reliability_Capacity_In_Model_Year | 0.556 | Los_Banos_500_230_offpeak | Southern_PGAE_Solar_34 | Operational_New_Capacity_MW | 0.79
Contra_Costa_Windmaster_SSN | Northern_California_Flow_Battery_126 | Reliability_Capacity_In_Model_Year | 0.5 | Los_Banos_500_230_HSN | Southern_PGAE_Solar_49 | Reliability_Capacity_In_Model_Year | 0.1 | Southern_PGAE_Solar_49 | Los Banos 500/230kV TB | Southern_PGAE_Solar | Solar | Los_Banos_500_230_HSN | Southern_PGAE_Solar_49 | Reliability_Capacity_In_Model_Year | 0.1 | Los_Banos_500_230_SSN | Southern_PGAE_Solar_49 | Reliability_Capacity_In_Model_Year | 0.556 | Los_Banos_500_230_offpeak | Southern_PGAE_Solar_49 | Operational_New_Capacity_MW | 0.79
Contra_Costa_Windmaster_SSN | Northern_California_Flow_Battery_127 | Reliability_Capacity_In_Model_Year | 0.5 | Los_Banos_500_230_HSN | Southern_PGAE_Solar_69 | Reliability_Capacity_In_Model_Year | 0.1 | Southern_PGAE_Solar_69 | Los Banos 500/230kV TB | Southern_PGAE_Solar | Solar | Los_Banos_500_230_HSN | Southern_PGAE_Solar_69 | Reliability_Capacity_In_Model_Year | 0.1 | Los_Banos_500_230_SSN | Southern_PGAE_Solar_69 | Reliability_Capacity_In_Model_Year | 0.556 | Los_Banos_500_230_offpeak | Southern_PGAE_Solar_69 | Operational_New_Capacity_MW | 0.79
Contra_Costa_Windmaster_SSN | Northern_California_Flow_Battery_150 | Reliability_Capacity_In_Model_Year | 0.5 | Los_Banos_500_230_HSN | Southern_PGAE_Solar_72 | Reliability_Capacity_In_Model_Year | 0.1 | Southern_PGAE_Solar_72 | Los Banos 500/230kV TB | Southern_PGAE_Solar | Solar | Los_Banos_500_230_HSN | Southern_PGAE_Solar_72 | Reliability_Capacity_In_Model_Year | 0.1 | Los_Banos_500_230_SSN | Southern_PGAE_Solar_72 | Reliability_Capacity_In_Model_Year | 0.556 | Los_Banos_500_230_offpeak | Southern_PGAE_Solar_72 | Operational_New_Capacity_MW | 0.79
Contra_Costa_Windmaster_SSN | Northern_California_Flow_Battery_155 | Reliability_Capacity_In_Model_Year | 0.5 | Los_Banos_500_230_HSN | Southern_PGAE_Solar_93 | Reliability_Capacity_In_Model_Year | 0.1 | Southern_PGAE_Solar_93 | Los Banos 500/230kV TB | Southern_PGAE_Solar | Solar | Los_Banos_500_230_HSN | Southern_PGAE_Solar_93 | Reliability_Capacity_In_Model_Year | 0.1 | Los_Banos_500_230_SSN | Southern_PGAE_Solar_93 | Reliability_Capacity_In_Model_Year | 0.556 | Los_Banos_500_230_offpeak | Southern_PGAE_Solar_93 | Operational_New_Capacity_MW | 0.79
Contra_Costa_Windmaster_SSN | Northern_California_Flow_Battery_158 | Reliability_Capacity_In_Model_Year | 0.5 | Los_Banos_500_230_HSN | Southern_PGAE_Solar_99 | Reliability_Capacity_In_Model_Year | 0.1 | Southern_PGAE_Solar_99 | Los Banos 500/230kV TB | Southern_PGAE_Solar | Solar | Los_Banos_500_230_HSN | Southern_PGAE_Solar_99 | Reliability_Capacity_In_Model_Year | 0.1 | Los_Banos_500_230_SSN | Southern_PGAE_Solar_99 | Reliability_Capacity_In_Model_Year | 0.556 | Los_Banos_500_230_offpeak | Southern_PGAE_Solar_99 | Operational_New_Capacity_MW | 0.79
Contra_Costa_Windmaster_SSN | Northern_California_Li_Battery_4hr_83 | Reliability_Capacity_In_Model_Year | 0.5 | Los_Banos_500_230_HSN | Southern_PGAE_Solar_109 | Reliability_Capacity_In_Model_Year | 0.1 | Southern_PGAE_Solar_109 | Los Banos 500/230kV TB | Southern_PGAE_Solar | Solar | Los_Banos_500_230_HSN | Southern_PGAE_Solar_109 | Reliability_Capacity_In_Model_Year | 0.1 | Los_Banos_500_230_SSN | Southern_PGAE_Solar_109 | Reliability_Capacity_In_Model_Year | 0.556 | Los_Banos_500_230_offpeak | Southern_PGAE_Solar_109 | Operational_New_Capacity_MW | 0.79
Contra_Costa_Windmaster_SSN | Northern_California_Li_Battery_4hr_85 | Reliability_Capacity_In_Model_Year | 0.5 | Los_Banos_500_230_HSN | Southern_PGAE_Solar_117 | Reliability_Capacity_In_Model_Year | 0.1 | Southern_PGAE_Solar_117 | Los Banos 500/230kV TB | Southern_PGAE_Solar | Solar | Los_Banos_500_230_HSN | Southern_PGAE_Solar_117 | Reliability_Capacity_In_Model_Year | 0.1 | Los_Banos_500_230_SSN | Southern_PGAE_Solar_117 | Reliability_Capacity_In_Model_Year | 0.556 | Los_Banos_500_230_offpeak | Southern_PGAE_Solar_117 | Operational_New_Capacity_MW | 0.79
Contra_Costa_Windmaster_SSN | Northern_California_Li_Battery_4hr_94 | Reliability_Capacity_In_Model_Year | 0.5 | Los_Banos_500_230_HSN | Southern_PGAE_Solar_124 | Reliability_Capacity_In_Model_Year | 0.1 | Southern_PGAE_Solar_124 | Los Banos 500/230kV TB | Southern_PGAE_Solar | Solar | Los_Banos_500_230_HSN | Southern_PGAE_Solar_124 | Reliability_Capacity_In_Model_Year | 0.1 | Los_Banos_500_230_SSN | Southern_PGAE_Solar_124 | Reliability_Capacity_In_Model_Year | 0.556 | Los_Banos_500_230_offpeak | Southern_PGAE_Solar_124 | Operational_New_Capacity_MW | 0.79
Contra_Costa_Windmaster_SSN | Northern_California_Li_Battery_4hr_112 | Reliability_Capacity_In_Model_Year | 0.5 | Los_Banos_500_230_HSN | Southern_PGAE_Solar_139 | Reliability_Capacity_In_Model_Year | 0.1 | Southern_PGAE_Solar_139 | Los Banos 500/230kV TB | Southern_PGAE_Solar | Solar | Los_Banos_500_230_HSN | Southern_PGAE_Solar_139 | Reliability_Capacity_In_Model_Year | 0.1 | Los_Banos_500_230_SSN | Southern_PGAE_Solar_139 | Reliability_Capacity_In_Model_Year | 0.556 | Los_Banos_500_230_offpeak | Southern_PGAE_Solar_139 | Operational_New_Capacity_MW | 0.79
Contra_Costa_Windmaster_SSN | Northern_California_Li_Battery_4hr_126 | Reliability_Capacity_In_Model_Year | 0.5 | Los_Banos_500_230_HSN | Southern_PGAE_Solar_140 | Reliability_Capacity_In_Model_Year | 0.1 | Southern_PGAE_Solar_140 | Los Banos 500/230kV TB | Southern_PGAE_Solar | Solar | Los_Banos_500_230_HSN | Southern_PGAE_Solar_140 | Reliability_Capacity_In_Model_Year | 0.1 | Los_Banos_500_230_SSN | Southern_PGAE_Solar_140 | Reliability_Capacity_In_Model_Year | 0.556 | Los_Banos_500_230_offpeak | Southern_PGAE_Solar_140 | Operational_New_Capacity_MW | 0.79
Contra_Costa_Windmaster_SSN | Northern_California_Li_Battery_4hr_127 | Reliability_Capacity_In_Model_Year | 0.5 | Los_Banos_500_230_HSN | Southern_PGAE_Solar_151 | Reliability_Capacity_In_Model_Year | 0.1 | Southern_PGAE_Solar_151 | Los Banos 500/230kV TB | Southern_PGAE_Solar | Solar | Los_Banos_500_230_HSN | Southern_PGAE_Solar_151 | Reliability_Capacity_In_Model_Year | 0.1 | Los_Banos_500_230_SSN | Southern_PGAE_Solar_151 | Reliability_Capacity_In_Model_Year | 0.556 | Los_Banos_500_230_offpeak | Southern_PGAE_Solar_151 | Operational_New_Capacity_MW | 0.79
Contra_Costa_Windmaster_SSN | Northern_California_Li_Battery_4hr_150 | Reliability_Capacity_In_Model_Year | 0.5 | Los_Banos_500_230_HSN | Southern_PGAE_Solar_154 | Reliability_Capacity_In_Model_Year | 0.1 | Southern_PGAE_Solar_154 | Los Banos 500/230kV TB | Southern_PGAE_Solar | Solar | Los_Banos_500_230_HSN | Southern_PGAE_Solar_154 | Reliability_Capacity_In_Model_Year | 0.1 | Los_Banos_500_230_SSN | Southern_PGAE_Solar_154 | Reliability_Capacity_In_Model_Year | 0.556 | Los_Banos_500_230_offpeak | Southern_PGAE_Solar_154 | Operational_New_Capacity_MW | 0.79
Contra_Costa_Windmaster_SSN | Northern_California_Li_Battery_4hr_155 | Reliability_Capacity_In_Model_Year | 0.5 | Los_Banos_500_230_HSN | Southern_PGAE_Solar_161 | Reliability_Capacity_In_Model_Year | 0.1 | Southern_PGAE_Solar_161 | Los Banos 500/230kV TB | Southern_PGAE_Solar | Solar | Los_Banos_500_230_HSN | Southern_PGAE_Solar_161 | Reliability_Capacity_In_Model_Year | 0.1 | Los_Banos_500_230_SSN | Southern_PGAE_Solar_161 | Reliability_Capacity_In_Model_Year | 0.556 | Los_Banos_500_230_offpeak | Southern_PGAE_Solar_161 | Operational_New_Capacity_MW | 0.79
Contra_Costa_Windmaster_SSN | Northern_California_Li_Battery_4hr_158 | Reliability_Capacity_In_Model_Year | 0.5 | Los_Banos_500_230_HSN | Southern_PGAE_Solar_162 | Reliability_Capacity_In_Model_Year | 0.1 | Southern_PGAE_Solar_162 | Los Banos 500/230kV TB | Southern_PGAE_Solar | Solar | Los_Banos_500_230_HSN | Southern_PGAE_Solar_162 | Reliability_Capacity_In_Model_Year | 0.1 | Los_Banos_500_230_SSN | Southern_PGAE_Solar_162 | Reliability_Capacity_In_Model_Year | 0.556 | Los_Banos_500_230_offpeak | Southern_PGAE_Solar_162 | Operational_New_Capacity_MW | 0.79
Contra_Costa_Windmaster_SSN | Northern_California_Li_Battery_8hr_83 | Reliability_Capacity_In_Model_Year | 0.5 | Los_Banos_500_230_HSN | Southern_PGAE_Solar_163 | Reliability_Capacity_In_Model_Year | 0.1 | Southern_PGAE_Solar_163 | Los Banos 500/230kV TB | Southern_PGAE_Solar | Solar | Los_Banos_500_230_HSN | Southern_PGAE_Solar_163 | Reliability_Capacity_In_Model_Year | 0.1 | Los_Banos_500_230_SSN | Southern_PGAE_Solar_163 | Reliability_Capacity_In_Model_Year | 0.556 | Los_Banos_500_230_offpeak | Southern_PGAE_Solar_163 | Operational_New_Capacity_MW | 0.79
Contra_Costa_Windmaster_SSN | Northern_California_Li_Battery_8hr_85 | Reliability_Capacity_In_Model_Year | 0.5 | Los_Banos_500_230_HSN | Southern_PGAE_Solar_164 | Reliability_Capacity_In_Model_Year | 0.1 | Southern_PGAE_Solar_164 | Los Banos 500/230kV TB | Southern_PGAE_Solar | Solar | Los_Banos_500_230_HSN | Southern_PGAE_Solar_164 | Reliability_Capacity_In_Model_Year | 0.1 | Los_Banos_500_230_SSN | Southern_PGAE_Solar_164 | Reliability_Capacity_In_Model_Year | 0.556 | Los_Banos_500_230_offpeak | Southern_PGAE_Solar_164 | Operational_New_Capacity_MW | 0.79
Contra_Costa_Windmaster_SSN | Northern_California_Li_Battery_8hr_94 | Reliability_Capacity_In_Model_Year | 0.5 | Los_Banos_500_230_HSN | Southern_PGAE_Solar_165 | Reliability_Capacity_In_Model_Year | 0.1 | Southern_PGAE_Solar_165 | Los Banos 500/230kV TB | Southern_PGAE_Solar | Solar | Los_Banos_500_230_HSN | Southern_PGAE_Solar_165 | Reliability_Capacity_In_Model_Year | 0.1 | Los_Banos_500_230_SSN | Southern_PGAE_Solar_165 | Reliability_Capacity_In_Model_Year | 0.556 | Los_Banos_500_230_offpeak | Southern_PGAE_Solar_165 | Operational_New_Capacity_MW | 0.79
Contra_Costa_Windmaster_SSN | Northern_California_Li_Battery_8hr_112 | Reliability_Capacity_In_Model_Year | 0.5 | Los_Banos_500_230_HSN | Southern_PGAE_Solar_168 | Reliability_Capacity_In_Model_Year | 0.1 | Southern_PGAE_Solar_168 | Los Banos 500/230kV TB | Southern_PGAE_Solar | Solar | Los_Banos_500_230_HSN | Southern_PGAE_Solar_168 | Reliability_Capacity_In_Model_Year | 0.1 | Los_Banos_500_230_SSN | Southern_PGAE_Solar_168 | Reliability_Capacity_In_Model_Year | 0.556 | Los_Banos_500_230_offpeak | Southern_PGAE_Solar_168 | Operational_New_Capacity_MW | 0.79
Contra_Costa_Windmaster_SSN | Northern_California_Li_Battery_8hr_126 | Reliability_Capacity_In_Model_Year | 0.5 | Los_Banos_500_230_HSN | Southern_PGAE_Solar_169 | Reliability_Capacity_In_Model_Year | 0.1 | Southern_PGAE_Solar_169 | Los Banos 500/230kV TB | Southern_PGAE_Solar | Solar | Los_Banos_500_230_HSN | Southern_PGAE_Solar_169 | Reliability_Capacity_In_Model_Year | 0.1 | Los_Banos_500_230_SSN | Southern_PGAE_Solar_169 | Reliability_Capacity_In_Model_Year | 0.556 | Los_Banos_500_230_offpeak | Southern_PGAE_Solar_169 | Operational_New_Capacity_MW | 0.79
Contra_Costa_Windmaster_SSN | Northern_California_Li_Battery_8hr_127 | Reliability_Capacity_In_Model_Year | 0.5 | Los_Banos_500_230_HSN | Southern_PGAE_Solar_170 | Reliability_Capacity_In_Model_Year | 0.1 | Southern_PGAE_Solar_170 | Los Banos 500/230kV TB | Southern_PGAE_Solar | Solar | Los_Banos_500_230_HSN | Southern_PGAE_Solar_170 | Reliability_Capacity_In_Model_Year | 0.1 | Los_Banos_500_230_SSN | Southern_PGAE_Solar_170 | Reliability_Capacity_In_Model_Year | 0.556 | Los_Banos_500_230_offpeak | Southern_PGAE_Solar_170 | Operational_New_Capacity_MW | 0.79
Contra_Costa_Windmaster_SSN | Northern_California_Li_Battery_8hr_150 | Reliability_Capacity_In_Model_Year | 0.5 | Los_Banos_500_230_HSN | Southern_PGAE_Solar_174 | Reliability_Capacity_In_Model_Year | 0.1 | Southern_PGAE_Solar_174 | Los Banos 500/230kV TB | Southern_PGAE_Solar | Solar | Los_Banos_500_230_HSN | Southern_PGAE_Solar_174 | Reliability_Capacity_In_Model_Year | 0.1 | Los_Banos_500_230_SSN | Southern_PGAE_Solar_174 | Reliability_Capacity_In_Model_Year | 0.556 | Los_Banos_500_230_offpeak | Southern_PGAE_Solar_174 | Operational_New_Capacity_MW | 0.79
Contra_Costa_Windmaster_SSN | Northern_California_Li_Battery_8hr_155 | Reliability_Capacity_In_Model_Year | 0.5 | Los_Banos_500_230_HSN | Southern_PGAE_Solar_176 | Reliability_Capacity_In_Model_Year | 0.1 | Southern_PGAE_Solar_176 | Los Banos 500/230kV TB | Southern_PGAE_Solar | Solar | Los_Banos_500_230_HSN | Southern_PGAE_Solar_176 | Reliability_Capacity_In_Model_Year | 0.1 | Los_Banos_500_230_SSN | Southern_PGAE_Solar_176 | Reliability_Capacity_In_Model_Year | 0.556 | Los_Banos_500_230_offpeak | Southern_PGAE_Solar_176 | Operational_New_Capacity_MW | 0.79
Contra_Costa_Windmaster_SSN | Northern_California_Li_Battery_8hr_158 | Reliability_Capacity_In_Model_Year | 0.5 | Lugo_Victorville_HSN | Arizona_Solar_55 | Reliability_Capacity_In_Model_Year | 0.106 | Arizona_Solar_55 | Lugo - Victorville area constraint | Arizona_Solar | Solar | Lugo_Victorville_HSN | Arizona_Solar_55 | Reliability_Capacity_In_Model_Year | 0.106 | Lugo_Victorville_SSN | Arizona_Solar_55 | Reliability_Capacity_In_Model_Year | 0.427 | Lugo_Victorville_offpeak | Arizona_Solar_55 | Operational_New_Capacity_MW | 0.77
Contra_Costa_Windmaster_SSN | Northern_California_Solar_83 | Reliability_Capacity_In_Model_Year | 0.556 | Lugo_Victorville_HSN | Arizona_Solar_90 | Reliability_Capacity_In_Model_Year | 0.106 | Arizona_Solar_90 | Lugo - Victorville area constraint | Arizona_Solar | Solar | Lugo_Victorville_HSN | Arizona_Solar_90 | Reliability_Capacity_In_Model_Year | 0.106 | Lugo_Victorville_SSN | Arizona_Solar_90 | Reliability_Capacity_In_Model_Year | 0.427 | Lugo_Victorville_offpeak | Arizona_Solar_90 | Operational_New_Capacity_MW | 0.77
Contra_Costa_Windmaster_SSN | Northern_California_Solar_85 | Reliability_Capacity_In_Model_Year | 0.556 | Lugo_Victorville_HSN | Baja_California_Wind_133 | Reliability_Capacity_In_Model_Year | 0.337 | Baja_California_Wind_133 | Lugo - Victorville area constraint | Baja_California_Wind | Solar | Lugo_Victorville_HSN | Baja_California_Wind_133 | Reliability_Capacity_In_Model_Year | 0.337 | Lugo_Victorville_SSN | Baja_California_Wind_133 | Reliability_Capacity_In_Model_Year | 0.112 | Lugo_Victorville_offpeak | Baja_California_Wind_133 | Operational_New_Capacity_MW | 0.44
Contra_Costa_Windmaster_SSN | Northern_California_Solar_94 | Reliability_Capacity_In_Model_Year | 0.556 | Lugo_Victorville_HSN | Southern_NV_Eldorado_Flow_Battery_2 | Reliability_Capacity_In_Model_Year | 1 | Southern_NV_Eldorado_Flow_Battery_2 | Lugo - Victorville area constraint | CAISO_Flow_Battery_8hr_Dispatch | Solar | Lugo_Victorville_HSN | Southern_NV_Eldorado_Flow_Battery_2 | Reliability_Capacity_In_Model_Year | 1 | Lugo_Victorville_SSN | Southern_NV_Eldorado_Flow_Battery_2 | Reliability_Capacity_In_Model_Year | 0.5 | Lugo_Victorville_offpeak | Southern_NV_Eldorado_Flow_Battery_2 | Operational_New_Capacity_MW | -1
Contra_Costa_Windmaster_SSN | Northern_California_Solar_112 | Reliability_Capacity_In_Model_Year | 0.556 | Lugo_Victorville_HSN | Southern_NV_Eldorado_Flow_Battery_15 | Reliability_Capacity_In_Model_Year | 1 | Southern_NV_Eldorado_Flow_Battery_15 | Lugo - Victorville area constraint | CAISO_Flow_Battery_8hr_Dispatch | Solar | Lugo_Victorville_HSN | Southern_NV_Eldorado_Flow_Battery_15 | Reliability_Capacity_In_Model_Year | 1 | Lugo_Victorville_SSN | Southern_NV_Eldorado_Flow_Battery_15 | Reliability_Capacity_In_Model_Year | 0.5 | Lugo_Victorville_offpeak | Southern_NV_Eldorado_Flow_Battery_15 | Operational_New_Capacity_MW | -1
Contra_Costa_Windmaster_SSN | Northern_California_Solar_126 | Reliability_Capacity_In_Model_Year | 0.556 | Lugo_Victorville_HSN | Southern_NV_Eldorado_Flow_Battery_16 | Reliability_Capacity_In_Model_Year | 1 | Southern_NV_Eldorado_Flow_Battery_16 | Lugo - Victorville area constraint | CAISO_Flow_Battery_8hr_Dispatch | Solar | Lugo_Victorville_HSN | Southern_NV_Eldorado_Flow_Battery_16 | Reliability_Capacity_In_Model_Year | 1 | Lugo_Victorville_SSN | Southern_NV_Eldorado_Flow_Battery_16 | Reliability_Capacity_In_Model_Year | 0.5 | Lugo_Victorville_offpeak | Southern_NV_Eldorado_Flow_Battery_16 | Operational_New_Capacity_MW | -1
Contra_Costa_Windmaster_SSN | Northern_California_Solar_127 | Reliability_Capacity_In_Model_Year | 0.556 | Lugo_Victorville_HSN | Southern_NV_Eldorado_Flow_Battery_19 | Reliability_Capacity_In_Model_Year | 1 | Southern_NV_Eldorado_Flow_Battery_19 | Lugo - Victorville area constraint | CAISO_Flow_Battery_8hr_Dispatch | Solar | Lugo_Victorville_HSN | Southern_NV_Eldorado_Flow_Battery_19 | Reliability_Capacity_In_Model_Year | 1 | Lugo_Victorville_SSN | Southern_NV_Eldorado_Flow_Battery_19 | Reliability_Capacity_In_Model_Year | 0.5 | Lugo_Victorville_offpeak | Southern_NV_Eldorado_Flow_Battery_19 | Operational_New_Capacity_MW | -1
Contra_Costa_Windmaster_SSN | Northern_California_Solar_150 | Reliability_Capacity_In_Model_Year | 0.556 | Lugo_Victorville_HSN | Tehachapi_Flow_Battery_28 | Reliability_Capacity_In_Model_Year | 1 | Tehachapi_Flow_Battery_28 | Lugo - Victorville area constraint | CAISO_Flow_Battery_8hr_Dispatch | Solar | Lugo_Victorville_HSN | Tehachapi_Flow_Battery_28 | Reliability_Capacity_In_Model_Year | 1 | Lugo_Victorville_SSN | Tehachapi_Flow_Battery_28 | Reliability_Capacity_In_Model_Year | 0.5 | Lugo_Victorville_offpeak | Tehachapi_Flow_Battery_28 | Operational_New_Capacity_MW | -1
Contra_Costa_Windmaster_SSN | Northern_California_Solar_155 | Reliability_Capacity_In_Model_Year | 0.556 | Lugo_Victorville_HSN | Southern_NV_Eldorado_Flow_Battery_40 | Reliability_Capacity_In_Model_Year | 1 | Southern_NV_Eldorado_Flow_Battery_40 | Lugo - Victorville area constraint | CAISO_Flow_Battery_8hr_Dispatch | Solar | Lugo_Victorville_HSN | Southern_NV_Eldorado_Flow_Battery_40 | Reliability_Capacity_In_Model_Year | 1 | Lugo_Victorville_SSN | Southern_NV_Eldorado_Flow_Battery_40 | Reliability_Capacity_In_Model_Year | 0.5 | Lugo_Victorville_offpeak | Southern_NV_Eldorado_Flow_Battery_40 | Operational_New_Capacity_MW | -1
Contra_Costa_Windmaster_SSN | Northern_California_Solar_158 | Reliability_Capacity_In_Model_Year | 0.556 | Lugo_Victorville_HSN | Southern_NV_Eldorado_Flow_Battery_42 | Reliability_Capacity_In_Model_Year | 1 | Southern_NV_Eldorado_Flow_Battery_42 | Lugo - Victorville area constraint | CAISO_Flow_Battery_8hr_Dispatch | Solar | Lugo_Victorville_HSN | Southern_NV_Eldorado_Flow_Battery_42 | Reliability_Capacity_In_Model_Year | 1 | Lugo_Victorville_SSN | Southern_NV_Eldorado_Flow_Battery_42 | Reliability_Capacity_In_Model_Year | 0.5 | Lugo_Victorville_offpeak | Southern_NV_Eldorado_Flow_Battery_42 | Operational_New_Capacity_MW | -1
Contra_Costa_Windmaster_SSN | Northern_California_Wind_83 | Reliability_Capacity_In_Model_Year | 0.163 | Lugo_Victorville_HSN | Arizona_Flow_Battery_55 | Reliability_Capacity_In_Model_Year | 1 | Arizona_Flow_Battery_55 | Lugo - Victorville area constraint | CAISO_Flow_Battery_8hr_Dispatch | Solar | Lugo_Victorville_HSN | Arizona_Flow_Battery_55 | Reliability_Capacity_In_Model_Year | 1 | Lugo_Victorville_SSN | Arizona_Flow_Battery_55 | Reliability_Capacity_In_Model_Year | 0.5 | Lugo_Victorville_offpeak | Arizona_Flow_Battery_55 | Operational_New_Capacity_MW | -1
Contra_Costa_Windmaster_SSN | Solano_Wind_85 | Reliability_Capacity_In_Model_Year | 0.163 | Lugo_Victorville_HSN | Greater_LA_Flow_Battery_58 | Reliability_Capacity_In_Model_Year | 1 | Greater_LA_Flow_Battery_58 | Lugo - Victorville area constraint | CAISO_Flow_Battery_8hr_Dispatch | Solar | Lugo_Victorville_HSN | Greater_LA_Flow_Battery_58 | Reliability_Capacity_In_Model_Year | 1 | Lugo_Victorville_SSN | Greater_LA_Flow_Battery_58 | Reliability_Capacity_In_Model_Year | 0.5 | Lugo_Victorville_offpeak | Greater_LA_Flow_Battery_58 | Operational_New_Capacity_MW | -1
Contra_Costa_Windmaster_SSN | Solano_Wind_94 | Reliability_Capacity_In_Model_Year | 0.163 | Lugo_Victorville_HSN | Tehachapi_Flow_Battery_78 | Reliability_Capacity_In_Model_Year | 1 | Tehachapi_Flow_Battery_78 | Lugo - Victorville area constraint | CAISO_Flow_Battery_8hr_Dispatch | Solar | Lugo_Victorville_HSN | Tehachapi_Flow_Battery_78 | Reliability_Capacity_In_Model_Year | 1 | Lugo_Victorville_SSN | Tehachapi_Flow_Battery_78 | Reliability_Capacity_In_Model_Year | 0.5 | Lugo_Victorville_offpeak | Tehachapi_Flow_Battery_78 | Operational_New_Capacity_MW | -1
Contra_Costa_Windmaster_SSN | Solano_Wind_126 | Reliability_Capacity_In_Model_Year | 0.163 | Lugo_Victorville_HSN | Arizona_Flow_Battery_90 | Reliability_Capacity_In_Model_Year | 1 | Arizona_Flow_Battery_90 | Lugo - Victorville area constraint | CAISO_Flow_Battery_8hr_Dispatch | Solar | Lugo_Victorville_HSN | Arizona_Flow_Battery_90 | Reliability_Capacity_In_Model_Year | 1 | Lugo_Victorville_SSN | Arizona_Flow_Battery_90 | Reliability_Capacity_In_Model_Year | 0.5 | Lugo_Victorville_offpeak | Arizona_Flow_Battery_90 | Operational_New_Capacity_MW | -1
Contra_Costa_Windmaster_SSN | Contra_Costa_Tesla_Newark_group | Operational_New_Capacity_MW | -0.92824 | Lugo_Victorville_HSN | Tehachapi_Flow_Battery_101 | Reliability_Capacity_In_Model_Year | 1 | Tehachapi_Flow_Battery_101 | Lugo - Victorville area constraint | CAISO_Flow_Battery_8hr_Dispatch | Solar | Lugo_Victorville_HSN | Tehachapi_Flow_Battery_101 | Reliability_Capacity_In_Model_Year | 1 | Lugo_Victorville_SSN | Tehachapi_Flow_Battery_101 | Reliability_Capacity_In_Model_Year | 0.5 | Lugo_Victorville_offpeak | Tehachapi_Flow_Battery_101 | Operational_New_Capacity_MW | -1
Control_Inyokern_HSN | Greater_Kramer_Flow_Battery_156 | Reliability_Capacity_In_Model_Year | 1 | Lugo_Victorville_HSN | Greater_Imperial_Flow_Battery_107 | Reliability_Capacity_In_Model_Year | 1 | Greater_Imperial_Flow_Battery_107 | Lugo - Victorville area constraint | CAISO_Flow_Battery_8hr_Dispatch | Solar | Lugo_Victorville_HSN | Greater_Imperial_Flow_Battery_107 | Reliability_Capacity_In_Model_Year | 1 | Lugo_Victorville_SSN | Greater_Imperial_Flow_Battery_107 | Reliability_Capacity_In_Model_Year | 0.5 | Lugo_Victorville_offpeak | Greater_Imperial_Flow_Battery_107 | Operational_New_Capacity_MW | -1
Control_Inyokern_HSN | Greater_Kramer_Li_Battery_4hr_156 | Reliability_Capacity_In_Model_Year | 1 | Lugo_Victorville_HSN | Greater_Imperial_Flow_Battery_133 | Reliability_Capacity_In_Model_Year | 1 | Greater_Imperial_Flow_Battery_133 | Lugo - Victorville area constraint | CAISO_Flow_Battery_8hr_Dispatch | Solar | Lugo_Victorville_HSN | Greater_Imperial_Flow_Battery_133 | Reliability_Capacity_In_Model_Year | 1 | Lugo_Victorville_SSN | Greater_Imperial_Flow_Battery_133 | Reliability_Capacity_In_Model_Year | 0.5 | Lugo_Victorville_offpeak | Greater_Imperial_Flow_Battery_133 | Operational_New_Capacity_MW | -1
Control_Inyokern_HSN | Greater_Kramer_Li_Battery_8hr_156 | Reliability_Capacity_In_Model_Year | 1 | Lugo_Victorville_HSN | Southern_NV_Eldorado_Li_Battery_4hr_2 | Reliability_Capacity_In_Model_Year | 1 | Southern_NV_Eldorado_Li_Battery_4hr_2 | Lugo - Victorville area constraint | CAISO_Li_Battery_4hr_Dispatch | Solar | Lugo_Victorville_HSN | Southern_NV_Eldorado_Li_Battery_4hr_2 | Reliability_Capacity_In_Model_Year | 1 | Lugo_Victorville_SSN | Southern_NV_Eldorado_Li_Battery_4hr_2 | Reliability_Capacity_In_Model_Year | 0.5 | Lugo_Victorville_offpeak | Southern_NV_Eldorado_Li_Battery_4hr_2 | Operational_New_Capacity_MW | -1
Control_Inyokern_HSN | Greater_Kramer_Solar_156 | Reliability_Capacity_In_Model_Year | 0.106 | Lugo_Victorville_HSN | Southern_NV_Eldorado_Li_Battery_4hr_15 | Reliability_Capacity_In_Model_Year | 1 | Southern_NV_Eldorado_Li_Battery_4hr_15 | Lugo - Victorville area constraint | CAISO_Li_Battery_4hr_Dispatch | Solar | Lugo_Victorville_HSN | Southern_NV_Eldorado_Li_Battery_4hr_15 | Reliability_Capacity_In_Model_Year | 1 | Lugo_Victorville_SSN | Southern_NV_Eldorado_Li_Battery_4hr_15 | Reliability_Capacity_In_Model_Year | 0.5 | Lugo_Victorville_offpeak | Southern_NV_Eldorado_Li_Battery_4hr_15 | Operational_New_Capacity_MW | -1
Control_Inyokern_HSN | Inyokern_North_Kramer_Geothermal_156 | Reliability_Capacity_In_Model_Year | 1 | Lugo_Victorville_HSN | Southern_NV_Eldorado_Li_Battery_4hr_16 | Reliability_Capacity_In_Model_Year | 1 | Southern_NV_Eldorado_Li_Battery_4hr_16 | Lugo - Victorville area constraint | CAISO_Li_Battery_4hr_Dispatch | Solar | Lugo_Victorville_HSN | Southern_NV_Eldorado_Li_Battery_4hr_16 | Reliability_Capacity_In_Model_Year | 1 | Lugo_Victorville_SSN | Southern_NV_Eldorado_Li_Battery_4hr_16 | Reliability_Capacity_In_Model_Year | 0.5 | Lugo_Victorville_offpeak | Southern_NV_Eldorado_Li_Battery_4hr_16 | Operational_New_Capacity_MW | -1
Control_Inyokern_HSN | Control_Inyokern_group | Operational_New_Capacity_MW | -1 | Lugo_Victorville_HSN | Southern_NV_Eldorado_Li_Battery_4hr_19 | Reliability_Capacity_In_Model_Year | 1 | Southern_NV_Eldorado_Li_Battery_4hr_19 | Lugo - Victorville area constraint | CAISO_Li_Battery_4hr_Dispatch | Solar | Lugo_Victorville_HSN | Southern_NV_Eldorado_Li_Battery_4hr_19 | Reliability_Capacity_In_Model_Year | 1 | Lugo_Victorville_SSN | Southern_NV_Eldorado_Li_Battery_4hr_19 | Reliability_Capacity_In_Model_Year | 0.5 | Lugo_Victorville_offpeak | Southern_NV_Eldorado_Li_Battery_4hr_19 | Operational_New_Capacity_MW | -1
Control_Inyokern_offpeak | Greater_Kramer_Flow_Battery_156 | Operational_New_Capacity_MW | -1 | Lugo_Victorville_HSN | Tehachapi_Li_Battery_4hr_28 | Reliability_Capacity_In_Model_Year | 1 | Tehachapi_Li_Battery_4hr_28 | Lugo - Victorville area constraint | CAISO_Li_Battery_4hr_Dispatch | Solar | Lugo_Victorville_HSN | Tehachapi_Li_Battery_4hr_28 | Reliability_Capacity_In_Model_Year | 1 | Lugo_Victorville_SSN | Tehachapi_Li_Battery_4hr_28 | Reliability_Capacity_In_Model_Year | 0.5 | Lugo_Victorville_offpeak | Tehachapi_Li_Battery_4hr_28 | Operational_New_Capacity_MW | -1
Control_Inyokern_offpeak | Greater_Kramer_Li_Battery_4hr_156 | Operational_New_Capacity_MW | -1 | Lugo_Victorville_HSN | Southern_NV_Eldorado_Li_Battery_4hr_40 | Reliability_Capacity_In_Model_Year | 1 | Southern_NV_Eldorado_Li_Battery_4hr_40 | Lugo - Victorville area constraint | CAISO_Li_Battery_4hr_Dispatch | Solar | Lugo_Victorville_HSN | Southern_NV_Eldorado_Li_Battery_4hr_40 | Reliability_Capacity_In_Model_Year | 1 | Lugo_Victorville_SSN | Southern_NV_Eldorado_Li_Battery_4hr_40 | Reliability_Capacity_In_Model_Year | 0.5 | Lugo_Victorville_offpeak | Southern_NV_Eldorado_Li_Battery_4hr_40 | Operational_New_Capacity_MW | -1
Control_Inyokern_offpeak | Greater_Kramer_Li_Battery_8hr_156 | Operational_New_Capacity_MW | -1 | Lugo_Victorville_HSN | Southern_NV_Eldorado_Li_Battery_4hr_42 | Reliability_Capacity_In_Model_Year | 1 | Southern_NV_Eldorado_Li_Battery_4hr_42 | Lugo - Victorville area constraint | CAISO_Li_Battery_4hr_Dispatch | Solar | Lugo_Victorville_HSN | Southern_NV_Eldorado_Li_Battery_4hr_42 | Reliability_Capacity_In_Model_Year | 1 | Lugo_Victorville_SSN | Southern_NV_Eldorado_Li_Battery_4hr_42 | Reliability_Capacity_In_Model_Year | 0.5 | Lugo_Victorville_offpeak | Southern_NV_Eldorado_Li_Battery_4hr_42 | Operational_New_Capacity_MW | -1
Control_Inyokern_offpeak | Greater_Kramer_Solar_156 | Operational_New_Capacity_MW | 0.77 | Lugo_Victorville_HSN | Arizona_Li_Battery_4hr_55 | Reliability_Capacity_In_Model_Year | 1 | Arizona_Li_Battery_4hr_55 | Lugo - Victorville area constraint | CAISO_Li_Battery_4hr_Dispatch | Solar | Lugo_Victorville_HSN | Arizona_Li_Battery_4hr_55 | Reliability_Capacity_In_Model_Year | 1 | Lugo_Victorville_SSN | Arizona_Li_Battery_4hr_55 | Reliability_Capacity_In_Model_Year | 0.5 | Lugo_Victorville_offpeak | Arizona_Li_Battery_4hr_55 | Operational_New_Capacity_MW | -1
Control_Inyokern_offpeak | Inyokern_North_Kramer_Geothermal_156 | Operational_New_Capacity_MW | 1 | Lugo_Victorville_HSN | Greater_LA_Li_Battery_4hr_58 | Reliability_Capacity_In_Model_Year | 1 | Greater_LA_Li_Battery_4hr_58 | Lugo - Victorville area constraint | CAISO_Li_Battery_4hr_Dispatch | Solar | Lugo_Victorville_HSN | Greater_LA_Li_Battery_4hr_58 | Reliability_Capacity_In_Model_Year | 1 | Lugo_Victorville_SSN | Greater_LA_Li_Battery_4hr_58 | Reliability_Capacity_In_Model_Year | 0.5 | Lugo_Victorville_offpeak | Greater_LA_Li_Battery_4hr_58 | Operational_New_Capacity_MW | -1
Control_Inyokern_offpeak | Control_Inyokern_group | Operational_New_Capacity_MW | -1 | Lugo_Victorville_HSN | Tehachapi_Li_Battery_4hr_78 | Reliability_Capacity_In_Model_Year | 1 | Tehachapi_Li_Battery_4hr_78 | Lugo - Victorville area constraint | CAISO_Li_Battery_4hr_Dispatch | Solar | Lugo_Victorville_HSN | Tehachapi_Li_Battery_4hr_78 | Reliability_Capacity_In_Model_Year | 1 | Lugo_Victorville_SSN | Tehachapi_Li_Battery_4hr_78 | Reliability_Capacity_In_Model_Year | 0.5 | Lugo_Victorville_offpeak | Tehachapi_Li_Battery_4hr_78 | Operational_New_Capacity_MW | -1
Control_Inyokern_SSN | Greater_Kramer_Flow_Battery_156 | Reliability_Capacity_In_Model_Year | 0.5 | Lugo_Victorville_HSN | Arizona_Li_Battery_4hr_90 | Reliability_Capacity_In_Model_Year | 1 | Arizona_Li_Battery_4hr_90 | Lugo - Victorville area constraint | CAISO_Li_Battery_4hr_Dispatch | Solar | Lugo_Victorville_HSN | Arizona_Li_Battery_4hr_90 | Reliability_Capacity_In_Model_Year | 1 | Lugo_Victorville_SSN | Arizona_Li_Battery_4hr_90 | Reliability_Capacity_In_Model_Year | 0.5 | Lugo_Victorville_offpeak | Arizona_Li_Battery_4hr_90 | Operational_New_Capacity_MW | -1
Control_Inyokern_SSN | Greater_Kramer_Li_Battery_4hr_156 | Reliability_Capacity_In_Model_Year | 0.5 | Lugo_Victorville_HSN | Tehachapi_Li_Battery_4hr_101 | Reliability_Capacity_In_Model_Year | 1 | Tehachapi_Li_Battery_4hr_101 | Lugo - Victorville area constraint | CAISO_Li_Battery_4hr_Dispatch | Solar | Lugo_Victorville_HSN | Tehachapi_Li_Battery_4hr_101 | Reliability_Capacity_In_Model_Year | 1 | Lugo_Victorville_SSN | Tehachapi_Li_Battery_4hr_101 | Reliability_Capacity_In_Model_Year | 0.5 | Lugo_Victorville_offpeak | Tehachapi_Li_Battery_4hr_101 | Operational_New_Capacity_MW | -1
Control_Inyokern_SSN | Greater_Kramer_Li_Battery_8hr_156 | Reliability_Capacity_In_Model_Year | 0.5 | Lugo_Victorville_HSN | Greater_Imperial_Li_Battery_4hr_107 | Reliability_Capacity_In_Model_Year | 1 | Greater_Imperial_Li_Battery_4hr_107 | Lugo - Victorville area constraint | CAISO_Li_Battery_4hr_Dispatch | Solar | Lugo_Victorville_HSN | Greater_Imperial_Li_Battery_4hr_107 | Reliability_Capacity_In_Model_Year | 1 | Lugo_Victorville_SSN | Greater_Imperial_Li_Battery_4hr_107 | Reliability_Capacity_In_Model_Year | 0.5 | Lugo_Victorville_offpeak | Greater_Imperial_Li_Battery_4hr_107 | Operational_New_Capacity_MW | -1
Control_Inyokern_SSN | Greater_Kramer_Solar_156 | Reliability_Capacity_In_Model_Year | 0.427 | Lugo_Victorville_HSN | Greater_Imperial_Li_Battery_4hr_133 | Reliability_Capacity_In_Model_Year | 1 | Greater_Imperial_Li_Battery_4hr_133 | Lugo - Victorville area constraint | CAISO_Li_Battery_4hr_Dispatch | Solar | Lugo_Victorville_HSN | Greater_Imperial_Li_Battery_4hr_133 | Reliability_Capacity_In_Model_Year | 1 | Lugo_Victorville_SSN | Greater_Imperial_Li_Battery_4hr_133 | Reliability_Capacity_In_Model_Year | 0.5 | Lugo_Victorville_offpeak | Greater_Imperial_Li_Battery_4hr_133 | Operational_New_Capacity_MW | -1
Control_Inyokern_SSN | Inyokern_North_Kramer_Geothermal_156 | Reliability_Capacity_In_Model_Year | 1 | Lugo_Victorville_HSN | Southern_NV_Eldorado_Li_Battery_8hr_2 | Reliability_Capacity_In_Model_Year | 1 | Southern_NV_Eldorado_Li_Battery_8hr_2 | Lugo - Victorville area constraint | CAISO_Li_Battery_8hr_Dispatch | Solar | Lugo_Victorville_HSN | Southern_NV_Eldorado_Li_Battery_8hr_2 | Reliability_Capacity_In_Model_Year | 1 | Lugo_Victorville_SSN | Southern_NV_Eldorado_Li_Battery_8hr_2 | Reliability_Capacity_In_Model_Year | 0.5 | Lugo_Victorville_offpeak | Southern_NV_Eldorado_Li_Battery_8hr_2 | Operational_New_Capacity_MW | -1
Control_Inyokern_SSN | Control_Inyokern_group | Operational_New_Capacity_MW | -1 | Lugo_Victorville_HSN | Southern_NV_Eldorado_Li_Battery_8hr_15 | Reliability_Capacity_In_Model_Year | 1 | Southern_NV_Eldorado_Li_Battery_8hr_15 | Lugo - Victorville area constraint | CAISO_Li_Battery_8hr_Dispatch | Solar | Lugo_Victorville_HSN | Southern_NV_Eldorado_Li_Battery_8hr_15 | Reliability_Capacity_In_Model_Year | 1 | Lugo_Victorville_SSN | Southern_NV_Eldorado_Li_Battery_8hr_15 | Reliability_Capacity_In_Model_Year | 0.5 | Lugo_Victorville_offpeak | Southern_NV_Eldorado_Li_Battery_8hr_15 | Operational_New_Capacity_MW | -1
Cortina_Eagle_Rock_HSN | Northern_California_Flow_Battery_70 | Reliability_Capacity_In_Model_Year | 1 | Lugo_Victorville_HSN | Southern_NV_Eldorado_Li_Battery_8hr_16 | Reliability_Capacity_In_Model_Year | 1 | Southern_NV_Eldorado_Li_Battery_8hr_16 | Lugo - Victorville area constraint | CAISO_Li_Battery_8hr_Dispatch | Solar | Lugo_Victorville_HSN | Southern_NV_Eldorado_Li_Battery_8hr_16 | Reliability_Capacity_In_Model_Year | 1 | Lugo_Victorville_SSN | Southern_NV_Eldorado_Li_Battery_8hr_16 | Reliability_Capacity_In_Model_Year | 0.5 | Lugo_Victorville_offpeak | Southern_NV_Eldorado_Li_Battery_8hr_16 | Operational_New_Capacity_MW | -1
Cortina_Eagle_Rock_HSN | Northern_California_Flow_Battery_127 | Reliability_Capacity_In_Model_Year | 1 | Lugo_Victorville_HSN | Southern_NV_Eldorado_Li_Battery_8hr_19 | Reliability_Capacity_In_Model_Year | 1 | Southern_NV_Eldorado_Li_Battery_8hr_19 | Lugo - Victorville area constraint | CAISO_Li_Battery_8hr_Dispatch | Solar | Lugo_Victorville_HSN | Southern_NV_Eldorado_Li_Battery_8hr_19 | Reliability_Capacity_In_Model_Year | 1 | Lugo_Victorville_SSN | Southern_NV_Eldorado_Li_Battery_8hr_19 | Reliability_Capacity_In_Model_Year | 0.5 | Lugo_Victorville_offpeak | Southern_NV_Eldorado_Li_Battery_8hr_19 | Operational_New_Capacity_MW | -1
Cortina_Eagle_Rock_HSN | Northern_California_Flow_Battery_132 | Reliability_Capacity_In_Model_Year | 1 | Lugo_Victorville_HSN | Tehachapi_Li_Battery_8hr_28 | Reliability_Capacity_In_Model_Year | 1 | Tehachapi_Li_Battery_8hr_28 | Lugo - Victorville area constraint | CAISO_Li_Battery_8hr_Dispatch | Solar | Lugo_Victorville_HSN | Tehachapi_Li_Battery_8hr_28 | Reliability_Capacity_In_Model_Year | 1 | Lugo_Victorville_SSN | Tehachapi_Li_Battery_8hr_28 | Reliability_Capacity_In_Model_Year | 0.5 | Lugo_Victorville_offpeak | Tehachapi_Li_Battery_8hr_28 | Operational_New_Capacity_MW | -1
Cortina_Eagle_Rock_HSN | Northern_California_Flow_Battery_155 | Reliability_Capacity_In_Model_Year | 1 | Lugo_Victorville_HSN | Southern_NV_Eldorado_Li_Battery_8hr_40 | Reliability_Capacity_In_Model_Year | 1 | Southern_NV_Eldorado_Li_Battery_8hr_40 | Lugo - Victorville area constraint | CAISO_Li_Battery_8hr_Dispatch | Solar | Lugo_Victorville_HSN | Southern_NV_Eldorado_Li_Battery_8hr_40 | Reliability_Capacity_In_Model_Year | 1 | Lugo_Victorville_SSN | Southern_NV_Eldorado_Li_Battery_8hr_40 | Reliability_Capacity_In_Model_Year | 0.5 | Lugo_Victorville_offpeak | Southern_NV_Eldorado_Li_Battery_8hr_40 | Operational_New_Capacity_MW | -1
Cortina_Eagle_Rock_HSN | Northern_California_Flow_Battery_158 | Reliability_Capacity_In_Model_Year | 1 | Lugo_Victorville_HSN | Southern_NV_Eldorado_Li_Battery_8hr_42 | Reliability_Capacity_In_Model_Year | 1 | Southern_NV_Eldorado_Li_Battery_8hr_42 | Lugo - Victorville area constraint | CAISO_Li_Battery_8hr_Dispatch | Solar | Lugo_Victorville_HSN | Southern_NV_Eldorado_Li_Battery_8hr_42 | Reliability_Capacity_In_Model_Year | 1 | Lugo_Victorville_SSN | Southern_NV_Eldorado_Li_Battery_8hr_42 | Reliability_Capacity_In_Model_Year | 0.5 | Lugo_Victorville_offpeak | Southern_NV_Eldorado_Li_Battery_8hr_42 | Operational_New_Capacity_MW | -1
Cortina_Eagle_Rock_HSN | Northern_California_Li_Battery_4hr_70 | Reliability_Capacity_In_Model_Year | 1 | Lugo_Victorville_HSN | Arizona_Li_Battery_8hr_55 | Reliability_Capacity_In_Model_Year | 1 | Arizona_Li_Battery_8hr_55 | Lugo - Victorville area constraint | CAISO_Li_Battery_8hr_Dispatch | Solar | Lugo_Victorville_HSN | Arizona_Li_Battery_8hr_55 | Reliability_Capacity_In_Model_Year | 1 | Lugo_Victorville_SSN | Arizona_Li_Battery_8hr_55 | Reliability_Capacity_In_Model_Year | 0.5 | Lugo_Victorville_offpeak | Arizona_Li_Battery_8hr_55 | Operational_New_Capacity_MW | -1
Cortina_Eagle_Rock_HSN | Northern_California_Li_Battery_4hr_127 | Reliability_Capacity_In_Model_Year | 1 | Lugo_Victorville_HSN | Greater_LA_Li_Battery_8hr_58 | Reliability_Capacity_In_Model_Year | 1 | Greater_LA_Li_Battery_8hr_58 | Lugo - Victorville area constraint | CAISO_Li_Battery_8hr_Dispatch | Solar | Lugo_Victorville_HSN | Greater_LA_Li_Battery_8hr_58 | Reliability_Capacity_In_Model_Year | 1 | Lugo_Victorville_SSN | Greater_LA_Li_Battery_8hr_58 | Reliability_Capacity_In_Model_Year | 0.5 | Lugo_Victorville_offpeak | Greater_LA_Li_Battery_8hr_58 | Operational_New_Capacity_MW | -1
Cortina_Eagle_Rock_HSN | Northern_California_Li_Battery_4hr_132 | Reliability_Capacity_In_Model_Year | 1 | Lugo_Victorville_HSN | Tehachapi_Li_Battery_8hr_78 | Reliability_Capacity_In_Model_Year | 1 | Tehachapi_Li_Battery_8hr_78 | Lugo - Victorville area constraint | CAISO_Li_Battery_8hr_Dispatch | Solar | Lugo_Victorville_HSN | Tehachapi_Li_Battery_8hr_78 | Reliability_Capacity_In_Model_Year | 1 | Lugo_Victorville_SSN | Tehachapi_Li_Battery_8hr_78 | Reliability_Capacity_In_Model_Year | 0.5 | Lugo_Victorville_offpeak | Tehachapi_Li_Battery_8hr_78 | Operational_New_Capacity_MW | -1
Cortina_Eagle_Rock_HSN | Northern_California_Li_Battery_4hr_155 | Reliability_Capacity_In_Model_Year | 1 | Lugo_Victorville_HSN | Arizona_Li_Battery_8hr_90 | Reliability_Capacity_In_Model_Year | 1 | Arizona_Li_Battery_8hr_90 | Lugo - Victorville area constraint | CAISO_Li_Battery_8hr_Dispatch | Solar | Lugo_Victorville_HSN | Arizona_Li_Battery_8hr_90 | Reliability_Capacity_In_Model_Year | 1 | Lugo_Victorville_SSN | Arizona_Li_Battery_8hr_90 | Reliability_Capacity_In_Model_Year | 0.5 | Lugo_Victorville_offpeak | Arizona_Li_Battery_8hr_90 | Operational_New_Capacity_MW | -1
Cortina_Eagle_Rock_HSN | Northern_California_Li_Battery_4hr_158 | Reliability_Capacity_In_Model_Year | 1 | Lugo_Victorville_HSN | Tehachapi_Li_Battery_8hr_101 | Reliability_Capacity_In_Model_Year | 1 | Tehachapi_Li_Battery_8hr_101 | Lugo - Victorville area constraint | CAISO_Li_Battery_8hr_Dispatch | Solar | Lugo_Victorville_HSN | Tehachapi_Li_Battery_8hr_101 | Reliability_Capacity_In_Model_Year | 1 | Lugo_Victorville_SSN | Tehachapi_Li_Battery_8hr_101 | Reliability_Capacity_In_Model_Year | 0.5 | Lugo_Victorville_offpeak | Tehachapi_Li_Battery_8hr_101 | Operational_New_Capacity_MW | -1
Cortina_Eagle_Rock_HSN | Northern_California_Li_Battery_8hr_70 | Reliability_Capacity_In_Model_Year | 1 | Lugo_Victorville_HSN | Greater_Imperial_Li_Battery_8hr_107 | Reliability_Capacity_In_Model_Year | 1 | Greater_Imperial_Li_Battery_8hr_107 | Lugo - Victorville area constraint | CAISO_Li_Battery_8hr_Dispatch | Solar | Lugo_Victorville_HSN | Greater_Imperial_Li_Battery_8hr_107 | Reliability_Capacity_In_Model_Year | 1 | Lugo_Victorville_SSN | Greater_Imperial_Li_Battery_8hr_107 | Reliability_Capacity_In_Model_Year | 0.5 | Lugo_Victorville_offpeak | Greater_Imperial_Li_Battery_8hr_107 | Operational_New_Capacity_MW | -1
Cortina_Eagle_Rock_HSN | Northern_California_Li_Battery_8hr_127 | Reliability_Capacity_In_Model_Year | 1 | Lugo_Victorville_HSN | Greater_Imperial_Li_Battery_8hr_133 | Reliability_Capacity_In_Model_Year | 1 | Greater_Imperial_Li_Battery_8hr_133 | Lugo - Victorville area constraint | CAISO_Li_Battery_8hr_Dispatch | Solar | Lugo_Victorville_HSN | Greater_Imperial_Li_Battery_8hr_133 | Reliability_Capacity_In_Model_Year | 1 | Lugo_Victorville_SSN | Greater_Imperial_Li_Battery_8hr_133 | Reliability_Capacity_In_Model_Year | 0.5 | Lugo_Victorville_offpeak | Greater_Imperial_Li_Battery_8hr_133 | Operational_New_Capacity_MW | -1
Cortina_Eagle_Rock_HSN | Northern_California_Li_Battery_8hr_132 | Reliability_Capacity_In_Model_Year | 1 | Lugo_Victorville_HSN | Central_Nevada_Geothermal_42 | Reliability_Capacity_In_Model_Year | 1 | Central_Nevada_Geothermal_42 | Lugo - Victorville area constraint | Central_Nevada_Geothermal | Solar | Lugo_Victorville_HSN | Central_Nevada_Geothermal_42 | Reliability_Capacity_In_Model_Year | 1 | Lugo_Victorville_SSN | Central_Nevada_Geothermal_42 | Reliability_Capacity_In_Model_Year | 1 | Lugo_Victorville_offpeak | Central_Nevada_Geothermal_42 | Operational_New_Capacity_MW | 1
Cortina_Eagle_Rock_HSN | Northern_California_Li_Battery_8hr_155 | Reliability_Capacity_In_Model_Year | 1 | Lugo_Victorville_HSN | Greater_Imperial_Solar_107 | Reliability_Capacity_In_Model_Year | 0.106 | Greater_Imperial_Solar_107 | Lugo - Victorville area constraint | Greater_Imperial_Solar | Solar | Lugo_Victorville_HSN | Greater_Imperial_Solar_107 | Reliability_Capacity_In_Model_Year | 0.106 | Lugo_Victorville_SSN | Greater_Imperial_Solar_107 | Reliability_Capacity_In_Model_Year | 0.427 | Lugo_Victorville_offpeak | Greater_Imperial_Solar_107 | Operational_New_Capacity_MW | 0.77
Cortina_Eagle_Rock_HSN | Northern_California_Li_Battery_8hr_158 | Reliability_Capacity_In_Model_Year | 1 | Lugo_Victorville_HSN | Greater_Imperial_Solar_133 | Reliability_Capacity_In_Model_Year | 0.106 | Greater_Imperial_Solar_133 | Lugo - Victorville area constraint | Greater_Imperial_Solar | Solar | Lugo_Victorville_HSN | Greater_Imperial_Solar_133 | Reliability_Capacity_In_Model_Year | 0.106 | Lugo_Victorville_SSN | Greater_Imperial_Solar_133 | Reliability_Capacity_In_Model_Year | 0.427 | Lugo_Victorville_offpeak | Greater_Imperial_Solar_133 | Operational_New_Capacity_MW | 0.77
Cortina_Eagle_Rock_HSN | Northern_California_Geothermal_70 | Reliability_Capacity_In_Model_Year | 1 | Lugo_Victorville_HSN | Greater_LA_Solar_58 | Reliability_Capacity_In_Model_Year | 0.106 | Greater_LA_Solar_58 | Lugo - Victorville area constraint | Greater_LA_Solar | Solar | Lugo_Victorville_HSN | Greater_LA_Solar_58 | Reliability_Capacity_In_Model_Year | 0.106 | Lugo_Victorville_SSN | Greater_LA_Solar_58 | Reliability_Capacity_In_Model_Year | 0.427 | Lugo_Victorville_offpeak | Greater_LA_Solar_58 | Operational_New_Capacity_MW | 0.77
Cortina_Eagle_Rock_HSN | Northern_California_Solar_70 | Reliability_Capacity_In_Model_Year | 0.1 | Lugo_Victorville_HSN | Idaho_Wind_19 | Reliability_Capacity_In_Model_Year | 0.67 | Idaho_Wind_19 | Lugo - Victorville area constraint | Idaho_Wind | Solar | Lugo_Victorville_HSN | Idaho_Wind_19 | Reliability_Capacity_In_Model_Year | 0.67 | Lugo_Victorville_SSN | Idaho_Wind_19 | Reliability_Capacity_In_Model_Year | 0.35 | Lugo_Victorville_offpeak | Idaho_Wind_19 | Operational_New_Capacity_MW | 0.67
Cortina_Eagle_Rock_HSN | Northern_California_Solar_127 | Reliability_Capacity_In_Model_Year | 0.1 | Lugo_Victorville_HSN | New_Mexico_Wind_55 | Reliability_Capacity_In_Model_Year | 0.67 | New_Mexico_Wind_55 | Lugo - Victorville area constraint | New_Mexico_Wind | Solar | Lugo_Victorville_HSN | New_Mexico_Wind_55 | Reliability_Capacity_In_Model_Year | 0.67 | Lugo_Victorville_SSN | New_Mexico_Wind_55 | Reliability_Capacity_In_Model_Year | 0.35 | Lugo_Victorville_offpeak | New_Mexico_Wind_55 | Operational_New_Capacity_MW | 0.67
Cortina_Eagle_Rock_HSN | Northern_California_Solar_132 | Reliability_Capacity_In_Model_Year | 0.1 | Lugo_Victorville_HSN | Northern_Nevada_Geothermal_19 | Reliability_Capacity_In_Model_Year | 1 | Northern_Nevada_Geothermal_19 | Lugo - Victorville area constraint | Northern_Nevada_Geothermal | Solar | Lugo_Victorville_HSN | Northern_Nevada_Geothermal_19 | Reliability_Capacity_In_Model_Year | 1 | Lugo_Victorville_SSN | Northern_Nevada_Geothermal_19 | Reliability_Capacity_In_Model_Year | 1 | Lugo_Victorville_offpeak | Northern_Nevada_Geothermal_19 | Operational_New_Capacity_MW | 1
Cortina_Eagle_Rock_HSN | Northern_California_Solar_155 | Reliability_Capacity_In_Model_Year | 0.1 | Lugo_Victorville_HSN | Southern_NV_Eldorado_Solar_2 | Reliability_Capacity_In_Model_Year | 0.106 | Southern_NV_Eldorado_Solar_2 | Lugo - Victorville area constraint | Southern_NV_Eldorado_Solar | Solar | Lugo_Victorville_HSN | Southern_NV_Eldorado_Solar_2 | Reliability_Capacity_In_Model_Year | 0.106 | Lugo_Victorville_SSN | Southern_NV_Eldorado_Solar_2 | Reliability_Capacity_In_Model_Year | 0.427 | Lugo_Victorville_offpeak | Southern_NV_Eldorado_Solar_2 | Operational_New_Capacity_MW | 0.77
Cortina_Eagle_Rock_HSN | Northern_California_Solar_158 | Reliability_Capacity_In_Model_Year | 0.1 | Lugo_Victorville_HSN | Southern_NV_Eldorado_Solar_15 | Reliability_Capacity_In_Model_Year | 0.106 | Southern_NV_Eldorado_Solar_15 | Lugo - Victorville area constraint | Southern_NV_Eldorado_Solar | Solar | Lugo_Victorville_HSN | Southern_NV_Eldorado_Solar_15 | Reliability_Capacity_In_Model_Year | 0.106 | Lugo_Victorville_SSN | Southern_NV_Eldorado_Solar_15 | Reliability_Capacity_In_Model_Year | 0.427 | Lugo_Victorville_offpeak | Southern_NV_Eldorado_Solar_15 | Operational_New_Capacity_MW | 0.77
Cortina_Eagle_Rock_HSN | Cortina_Eagle_Rock_group | Operational_New_Capacity_MW | -1 | Lugo_Victorville_HSN | Southern_NV_Eldorado_Solar_16 | Reliability_Capacity_In_Model_Year | 0.106 | Southern_NV_Eldorado_Solar_16 | Lugo - Victorville area constraint | Southern_NV_Eldorado_Solar | Solar | Lugo_Victorville_HSN | Southern_NV_Eldorado_Solar_16 | Reliability_Capacity_In_Model_Year | 0.106 | Lugo_Victorville_SSN | Southern_NV_Eldorado_Solar_16 | Reliability_Capacity_In_Model_Year | 0.427 | Lugo_Victorville_offpeak | Southern_NV_Eldorado_Solar_16 | Operational_New_Capacity_MW | 0.77
Cortina_Eagle_Rock_offpeak | Northern_California_Flow_Battery_70 | Operational_New_Capacity_MW | -1 | Lugo_Victorville_HSN | Southern_NV_Eldorado_Solar_19 | Reliability_Capacity_In_Model_Year | 0.106 | Southern_NV_Eldorado_Solar_19 | Lugo - Victorville area constraint | Southern_NV_Eldorado_Solar | Solar | Lugo_Victorville_HSN | Southern_NV_Eldorado_Solar_19 | Reliability_Capacity_In_Model_Year | 0.106 | Lugo_Victorville_SSN | Southern_NV_Eldorado_Solar_19 | Reliability_Capacity_In_Model_Year | 0.427 | Lugo_Victorville_offpeak | Southern_NV_Eldorado_Solar_19 | Operational_New_Capacity_MW | 0.77
Cortina_Eagle_Rock_offpeak | Northern_California_Flow_Battery_127 | Operational_New_Capacity_MW | -1 | Lugo_Victorville_HSN | Southern_NV_Eldorado_Solar_40 | Reliability_Capacity_In_Model_Year | 0.106 | Southern_NV_Eldorado_Solar_40 | Lugo - Victorville area constraint | Southern_NV_Eldorado_Solar | Solar | Lugo_Victorville_HSN | Southern_NV_Eldorado_Solar_40 | Reliability_Capacity_In_Model_Year | 0.106 | Lugo_Victorville_SSN | Southern_NV_Eldorado_Solar_40 | Reliability_Capacity_In_Model_Year | 0.427 | Lugo_Victorville_offpeak | Southern_NV_Eldorado_Solar_40 | Operational_New_Capacity_MW | 0.77
Cortina_Eagle_Rock_offpeak | Northern_California_Flow_Battery_132 | Operational_New_Capacity_MW | -1 | Lugo_Victorville_HSN | Southern_NV_Eldorado_Solar_42 | Reliability_Capacity_In_Model_Year | 0.106 | Southern_NV_Eldorado_Solar_42 | Lugo - Victorville area constraint | Southern_NV_Eldorado_Solar | Solar | Lugo_Victorville_HSN | Southern_NV_Eldorado_Solar_42 | Reliability_Capacity_In_Model_Year | 0.106 | Lugo_Victorville_SSN | Southern_NV_Eldorado_Solar_42 | Reliability_Capacity_In_Model_Year | 0.427 | Lugo_Victorville_offpeak | Southern_NV_Eldorado_Solar_42 | Operational_New_Capacity_MW | 0.77
Cortina_Eagle_Rock_offpeak | Northern_California_Flow_Battery_155 | Operational_New_Capacity_MW | -1 | Lugo_Victorville_HSN | Southern_NV_Eldorado_Wind_2 | Reliability_Capacity_In_Model_Year | 0.557 | Southern_NV_Eldorado_Wind_2 | Lugo - Victorville area constraint | Southern_NV_Eldorado_Wind | Solar | Lugo_Victorville_HSN | Southern_NV_Eldorado_Wind_2 | Reliability_Capacity_In_Model_Year | 0.557 | Lugo_Victorville_SSN | Southern_NV_Eldorado_Wind_2 | Reliability_Capacity_In_Model_Year | 0.208 | Lugo_Victorville_offpeak | Southern_NV_Eldorado_Wind_2 | Operational_New_Capacity_MW | 0.44
Cortina_Eagle_Rock_offpeak | Northern_California_Flow_Battery_158 | Operational_New_Capacity_MW | -1 | Lugo_Victorville_HSN | Southern_NV_Eldorado_Wind_15 | Reliability_Capacity_In_Model_Year | 0.557 | Southern_NV_Eldorado_Wind_15 | Lugo - Victorville area constraint | Southern_NV_Eldorado_Wind | Solar | Lugo_Victorville_HSN | Southern_NV_Eldorado_Wind_15 | Reliability_Capacity_In_Model_Year | 0.557 | Lugo_Victorville_SSN | Southern_NV_Eldorado_Wind_15 | Reliability_Capacity_In_Model_Year | 0.208 | Lugo_Victorville_offpeak | Southern_NV_Eldorado_Wind_15 | Operational_New_Capacity_MW | 0.44
Cortina_Eagle_Rock_offpeak | Northern_California_Li_Battery_4hr_70 | Operational_New_Capacity_MW | -1 | Lugo_Victorville_HSN | Southern_NV_Eldorado_Wind_16 | Reliability_Capacity_In_Model_Year | 0.557 | Southern_NV_Eldorado_Wind_16 | Lugo - Victorville area constraint | Southern_NV_Eldorado_Wind | Solar | Lugo_Victorville_HSN | Southern_NV_Eldorado_Wind_16 | Reliability_Capacity_In_Model_Year | 0.557 | Lugo_Victorville_SSN | Southern_NV_Eldorado_Wind_16 | Reliability_Capacity_In_Model_Year | 0.208 | Lugo_Victorville_offpeak | Southern_NV_Eldorado_Wind_16 | Operational_New_Capacity_MW | 0.44
Cortina_Eagle_Rock_offpeak | Northern_California_Li_Battery_4hr_127 | Operational_New_Capacity_MW | -1 | Lugo_Victorville_HSN | Tehachapi_Solar_28 | Reliability_Capacity_In_Model_Year | 0.106 | Tehachapi_Solar_28 | Lugo - Victorville area constraint | Tehachapi_Solar | Solar | Lugo_Victorville_HSN | Tehachapi_Solar_28 | Reliability_Capacity_In_Model_Year | 0.106 | Lugo_Victorville_SSN | Tehachapi_Solar_28 | Reliability_Capacity_In_Model_Year | 0.427 | Lugo_Victorville_offpeak | Tehachapi_Solar_28 | Operational_New_Capacity_MW | 0.77
Cortina_Eagle_Rock_offpeak | Northern_California_Li_Battery_4hr_132 | Operational_New_Capacity_MW | -1 | Lugo_Victorville_HSN | Tehachapi_Solar_78 | Reliability_Capacity_In_Model_Year | 0.106 | Tehachapi_Solar_78 | Lugo - Victorville area constraint | Tehachapi_Solar | Solar | Lugo_Victorville_HSN | Tehachapi_Solar_78 | Reliability_Capacity_In_Model_Year | 0.106 | Lugo_Victorville_SSN | Tehachapi_Solar_78 | Reliability_Capacity_In_Model_Year | 0.427 | Lugo_Victorville_offpeak | Tehachapi_Solar_78 | Operational_New_Capacity_MW | 0.77
Cortina_Eagle_Rock_offpeak | Northern_California_Li_Battery_4hr_155 | Operational_New_Capacity_MW | -1 | Lugo_Victorville_HSN | Tehachapi_Solar_101 | Reliability_Capacity_In_Model_Year | 0.106 | Tehachapi_Solar_101 | Lugo - Victorville area constraint | Tehachapi_Solar | Solar | Lugo_Victorville_HSN | Tehachapi_Solar_101 | Reliability_Capacity_In_Model_Year | 0.106 | Lugo_Victorville_SSN | Tehachapi_Solar_101 | Reliability_Capacity_In_Model_Year | 0.427 | Lugo_Victorville_offpeak | Tehachapi_Solar_101 | Operational_New_Capacity_MW | 0.77
Cortina_Eagle_Rock_offpeak | Northern_California_Li_Battery_4hr_158 | Operational_New_Capacity_MW | -1 | Lugo_Victorville_HSN | Utah_Geothermal_19 | Reliability_Capacity_In_Model_Year | 1 | Utah_Geothermal_19 | Lugo - Victorville area constraint | Utah_Geothermal | Solar | Lugo_Victorville_HSN | Utah_Geothermal_19 | Reliability_Capacity_In_Model_Year | 1 | Lugo_Victorville_SSN | Utah_Geothermal_19 | Reliability_Capacity_In_Model_Year | 1 | Lugo_Victorville_offpeak | Utah_Geothermal_19 | Operational_New_Capacity_MW | 1
Cortina_Eagle_Rock_offpeak | Northern_California_Li_Battery_8hr_70 | Operational_New_Capacity_MW | -1 | Lugo_Victorville_HSN | Utah_Wind_19 | Reliability_Capacity_In_Model_Year | 0.67 | Utah_Wind_19 | Lugo - Victorville area constraint | Utah_Wind | Solar | Lugo_Victorville_HSN | Utah_Wind_19 | Reliability_Capacity_In_Model_Year | 0.67 | Lugo_Victorville_SSN | Utah_Wind_19 | Reliability_Capacity_In_Model_Year | 0.35 | Lugo_Victorville_offpeak | Utah_Wind_19 | Operational_New_Capacity_MW | 0.67
Cortina_Eagle_Rock_offpeak | Northern_California_Li_Battery_8hr_127 | Operational_New_Capacity_MW | -1 | Lugo_Victorville_HSN | Wyoming_Wind_19 | Reliability_Capacity_In_Model_Year | 0.67 | Wyoming_Wind_19 | Lugo - Victorville area constraint | Wyoming_Wind | Solar | Lugo_Victorville_HSN | Wyoming_Wind_19 | Reliability_Capacity_In_Model_Year | 0.67 | Lugo_Victorville_SSN | Wyoming_Wind_19 | Reliability_Capacity_In_Model_Year | 0.35 | Lugo_Victorville_offpeak | Wyoming_Wind_19 | Operational_New_Capacity_MW | 0.67
Cortina_Eagle_Rock_offpeak | Northern_California_Li_Battery_8hr_132 | Operational_New_Capacity_MW | -1 | Lugo_500_230_Transformer_HSN | Greater_Kramer_Flow_Battery_86 | Reliability_Capacity_In_Model_Year | 1 | Greater_Kramer_Flow_Battery_86 | Lugo Transformer Area Constraint | CAISO_Flow_Battery_8hr_Dispatch | Solar | Lugo_500_230_Transformer_HSN | Greater_Kramer_Flow_Battery_86 | Reliability_Capacity_In_Model_Year | 1 | Lugo_500_230_Transformer_SSN | Greater_Kramer_Flow_Battery_86 | Reliability_Capacity_In_Model_Year | 0.5 | Lugo_500_230_Transformer_offpeak | Greater_Kramer_Flow_Battery_86 | Operational_New_Capacity_MW | -1
Cortina_Eagle_Rock_offpeak | Northern_California_Li_Battery_8hr_155 | Operational_New_Capacity_MW | -1 | Lugo_500_230_Transformer_HSN | Greater_Kramer_Flow_Battery_103 | Reliability_Capacity_In_Model_Year | 1 | Greater_Kramer_Flow_Battery_103 | Lugo Transformer Area Constraint | CAISO_Flow_Battery_8hr_Dispatch | Solar | Lugo_500_230_Transformer_HSN | Greater_Kramer_Flow_Battery_103 | Reliability_Capacity_In_Model_Year | 1 | Lugo_500_230_Transformer_SSN | Greater_Kramer_Flow_Battery_103 | Reliability_Capacity_In_Model_Year | 0.5 | Lugo_500_230_Transformer_offpeak | Greater_Kramer_Flow_Battery_103 | Operational_New_Capacity_MW | -1
Cortina_Eagle_Rock_offpeak | Northern_California_Li_Battery_8hr_158 | Operational_New_Capacity_MW | -1 | Lugo_500_230_Transformer_HSN | Greater_Kramer_Flow_Battery_123 | Reliability_Capacity_In_Model_Year | 1 | Greater_Kramer_Flow_Battery_123 | Lugo Transformer Area Constraint | CAISO_Flow_Battery_8hr_Dispatch | Solar | Lugo_500_230_Transformer_HSN | Greater_Kramer_Flow_Battery_123 | Reliability_Capacity_In_Model_Year | 1 | Lugo_500_230_Transformer_SSN | Greater_Kramer_Flow_Battery_123 | Reliability_Capacity_In_Model_Year | 0.5 | Lugo_500_230_Transformer_offpeak | Greater_Kramer_Flow_Battery_123 | Operational_New_Capacity_MW | -1
Cortina_Eagle_Rock_offpeak | Northern_California_Geothermal_70 | Operational_New_Capacity_MW | 1 | Lugo_500_230_Transformer_HSN | Greater_Kramer_Flow_Battery_156 | Reliability_Capacity_In_Model_Year | 1 | Greater_Kramer_Flow_Battery_156 | Lugo Transformer Area Constraint | CAISO_Flow_Battery_8hr_Dispatch | Solar | Lugo_500_230_Transformer_HSN | Greater_Kramer_Flow_Battery_156 | Reliability_Capacity_In_Model_Year | 1 | Lugo_500_230_Transformer_SSN | Greater_Kramer_Flow_Battery_156 | Reliability_Capacity_In_Model_Year | 0.5 | Lugo_500_230_Transformer_offpeak | Greater_Kramer_Flow_Battery_156 | Operational_New_Capacity_MW | -1
Cortina_Eagle_Rock_offpeak | Northern_California_Solar_70 | Operational_New_Capacity_MW | 0.68 | Lugo_500_230_Transformer_HSN | Greater_Kramer_Li_Battery_4hr_86 | Reliability_Capacity_In_Model_Year | 1 | Greater_Kramer_Li_Battery_4hr_86 | Lugo Transformer Area Constraint | CAISO_Li_Battery_4hr_Dispatch | Solar | Lugo_500_230_Transformer_HSN | Greater_Kramer_Li_Battery_4hr_86 | Reliability_Capacity_In_Model_Year | 1 | Lugo_500_230_Transformer_SSN | Greater_Kramer_Li_Battery_4hr_86 | Reliability_Capacity_In_Model_Year | 0.5 | Lugo_500_230_Transformer_offpeak | Greater_Kramer_Li_Battery_4hr_86 | Operational_New_Capacity_MW | -1
Cortina_Eagle_Rock_offpeak | Northern_California_Solar_127 | Operational_New_Capacity_MW | 0.68 | Lugo_500_230_Transformer_HSN | Greater_Kramer_Li_Battery_4hr_103 | Reliability_Capacity_In_Model_Year | 1 | Greater_Kramer_Li_Battery_4hr_103 | Lugo Transformer Area Constraint | CAISO_Li_Battery_4hr_Dispatch | Solar | Lugo_500_230_Transformer_HSN | Greater_Kramer_Li_Battery_4hr_103 | Reliability_Capacity_In_Model_Year | 1 | Lugo_500_230_Transformer_SSN | Greater_Kramer_Li_Battery_4hr_103 | Reliability_Capacity_In_Model_Year | 0.5 | Lugo_500_230_Transformer_offpeak | Greater_Kramer_Li_Battery_4hr_103 | Operational_New_Capacity_MW | -1
Cortina_Eagle_Rock_offpeak | Northern_California_Solar_132 | Operational_New_Capacity_MW | 0.68 | Lugo_500_230_Transformer_HSN | Greater_Kramer_Li_Battery_4hr_123 | Reliability_Capacity_In_Model_Year | 1 | Greater_Kramer_Li_Battery_4hr_123 | Lugo Transformer Area Constraint | CAISO_Li_Battery_4hr_Dispatch | Solar | Lugo_500_230_Transformer_HSN | Greater_Kramer_Li_Battery_4hr_123 | Reliability_Capacity_In_Model_Year | 1 | Lugo_500_230_Transformer_SSN | Greater_Kramer_Li_Battery_4hr_123 | Reliability_Capacity_In_Model_Year | 0.5 | Lugo_500_230_Transformer_offpeak | Greater_Kramer_Li_Battery_4hr_123 | Operational_New_Capacity_MW | -1
Cortina_Eagle_Rock_offpeak | Northern_California_Solar_155 | Operational_New_Capacity_MW | 0.68 | Lugo_500_230_Transformer_HSN | Greater_Kramer_Li_Battery_4hr_156 | Reliability_Capacity_In_Model_Year | 1 | Greater_Kramer_Li_Battery_4hr_156 | Lugo Transformer Area Constraint | CAISO_Li_Battery_4hr_Dispatch | Solar | Lugo_500_230_Transformer_HSN | Greater_Kramer_Li_Battery_4hr_156 | Reliability_Capacity_In_Model_Year | 1 | Lugo_500_230_Transformer_SSN | Greater_Kramer_Li_Battery_4hr_156 | Reliability_Capacity_In_Model_Year | 0.5 | Lugo_500_230_Transformer_offpeak | Greater_Kramer_Li_Battery_4hr_156 | Operational_New_Capacity_MW | -1
Cortina_Eagle_Rock_offpeak | Northern_California_Solar_158 | Operational_New_Capacity_MW | 0.68 | Lugo_500_230_Transformer_HSN | Greater_Kramer_Li_Battery_8hr_86 | Reliability_Capacity_In_Model_Year | 1 | Greater_Kramer_Li_Battery_8hr_86 | Lugo Transformer Area Constraint | CAISO_Li_Battery_8hr_Dispatch | Solar | Lugo_500_230_Transformer_HSN | Greater_Kramer_Li_Battery_8hr_86 | Reliability_Capacity_In_Model_Year | 1 | Lugo_500_230_Transformer_SSN | Greater_Kramer_Li_Battery_8hr_86 | Reliability_Capacity_In_Model_Year | 0.5 | Lugo_500_230_Transformer_offpeak | Greater_Kramer_Li_Battery_8hr_86 | Operational_New_Capacity_MW | -1
Cortina_Eagle_Rock_offpeak | Cortina_Eagle_Rock_group | Operational_New_Capacity_MW | -1 | Lugo_500_230_Transformer_HSN | Greater_Kramer_Li_Battery_8hr_103 | Reliability_Capacity_In_Model_Year | 1 | Greater_Kramer_Li_Battery_8hr_103 | Lugo Transformer Area Constraint | CAISO_Li_Battery_8hr_Dispatch | Solar | Lugo_500_230_Transformer_HSN | Greater_Kramer_Li_Battery_8hr_103 | Reliability_Capacity_In_Model_Year | 1 | Lugo_500_230_Transformer_SSN | Greater_Kramer_Li_Battery_8hr_103 | Reliability_Capacity_In_Model_Year | 0.5 | Lugo_500_230_Transformer_offpeak | Greater_Kramer_Li_Battery_8hr_103 | Operational_New_Capacity_MW | -1
Cortina_Eagle_Rock_SSN | Northern_California_Flow_Battery_70 | Reliability_Capacity_In_Model_Year | 0.5 | Lugo_500_230_Transformer_HSN | Greater_Kramer_Li_Battery_8hr_123 | Reliability_Capacity_In_Model_Year | 1 | Greater_Kramer_Li_Battery_8hr_123 | Lugo Transformer Area Constraint | CAISO_Li_Battery_8hr_Dispatch | Solar | Lugo_500_230_Transformer_HSN | Greater_Kramer_Li_Battery_8hr_123 | Reliability_Capacity_In_Model_Year | 1 | Lugo_500_230_Transformer_SSN | Greater_Kramer_Li_Battery_8hr_123 | Reliability_Capacity_In_Model_Year | 0.5 | Lugo_500_230_Transformer_offpeak | Greater_Kramer_Li_Battery_8hr_123 | Operational_New_Capacity_MW | -1
Cortina_Eagle_Rock_SSN | Northern_California_Flow_Battery_127 | Reliability_Capacity_In_Model_Year | 0.5 | Lugo_500_230_Transformer_HSN | Greater_Kramer_Li_Battery_8hr_156 | Reliability_Capacity_In_Model_Year | 1 | Greater_Kramer_Li_Battery_8hr_156 | Lugo Transformer Area Constraint | CAISO_Li_Battery_8hr_Dispatch | Solar | Lugo_500_230_Transformer_HSN | Greater_Kramer_Li_Battery_8hr_156 | Reliability_Capacity_In_Model_Year | 1 | Lugo_500_230_Transformer_SSN | Greater_Kramer_Li_Battery_8hr_156 | Reliability_Capacity_In_Model_Year | 0.5 | Lugo_500_230_Transformer_offpeak | Greater_Kramer_Li_Battery_8hr_156 | Operational_New_Capacity_MW | -1
Cortina_Eagle_Rock_SSN | Northern_California_Flow_Battery_132 | Reliability_Capacity_In_Model_Year | 0.5 | Lugo_500_230_Transformer_HSN | Greater_Kramer_Solar_86 | Reliability_Capacity_In_Model_Year | 0.106 | Greater_Kramer_Solar_86 | Lugo Transformer Area Constraint | Greater_Kramer_Solar | Solar | Lugo_500_230_Transformer_HSN | Greater_Kramer_Solar_86 | Reliability_Capacity_In_Model_Year | 0.106 | Lugo_500_230_Transformer_SSN | Greater_Kramer_Solar_86 | Reliability_Capacity_In_Model_Year | 0.427 | Lugo_500_230_Transformer_offpeak | Greater_Kramer_Solar_86 | Operational_New_Capacity_MW | 0.77
Cortina_Eagle_Rock_SSN | Northern_California_Flow_Battery_155 | Reliability_Capacity_In_Model_Year | 0.5 | Lugo_500_230_Transformer_HSN | Greater_Kramer_Solar_103 | Reliability_Capacity_In_Model_Year | 0.106 | Greater_Kramer_Solar_103 | Lugo Transformer Area Constraint | Greater_Kramer_Solar | Solar | Lugo_500_230_Transformer_HSN | Greater_Kramer_Solar_103 | Reliability_Capacity_In_Model_Year | 0.106 | Lugo_500_230_Transformer_SSN | Greater_Kramer_Solar_103 | Reliability_Capacity_In_Model_Year | 0.427 | Lugo_500_230_Transformer_offpeak | Greater_Kramer_Solar_103 | Operational_New_Capacity_MW | 0.77
Cortina_Eagle_Rock_SSN | Northern_California_Flow_Battery_158 | Reliability_Capacity_In_Model_Year | 0.5 | Lugo_500_230_Transformer_HSN | Greater_Kramer_Solar_123 | Reliability_Capacity_In_Model_Year | 0.106 | Greater_Kramer_Solar_123 | Lugo Transformer Area Constraint | Greater_Kramer_Solar | Solar | Lugo_500_230_Transformer_HSN | Greater_Kramer_Solar_123 | Reliability_Capacity_In_Model_Year | 0.106 | Lugo_500_230_Transformer_SSN | Greater_Kramer_Solar_123 | Reliability_Capacity_In_Model_Year | 0.427 | Lugo_500_230_Transformer_offpeak | Greater_Kramer_Solar_123 | Operational_New_Capacity_MW | 0.77
Cortina_Eagle_Rock_SSN | Northern_California_Li_Battery_4hr_70 | Reliability_Capacity_In_Model_Year | 0.5 | Lugo_500_230_Transformer_HSN | Greater_Kramer_Solar_156 | Reliability_Capacity_In_Model_Year | 0.106 | Greater_Kramer_Solar_156 | Lugo Transformer Area Constraint | Greater_Kramer_Solar | Solar | Lugo_500_230_Transformer_HSN | Greater_Kramer_Solar_156 | Reliability_Capacity_In_Model_Year | 0.106 | Lugo_500_230_Transformer_SSN | Greater_Kramer_Solar_156 | Reliability_Capacity_In_Model_Year | 0.427 | Lugo_500_230_Transformer_offpeak | Greater_Kramer_Solar_156 | Operational_New_Capacity_MW | 0.77
Cortina_Eagle_Rock_SSN | Northern_California_Li_Battery_4hr_127 | Reliability_Capacity_In_Model_Year | 0.5 | Lugo_500_230_Transformer_HSN | Inyokern_North_Kramer_Geothermal_156 | Reliability_Capacity_In_Model_Year | 1 | Inyokern_North_Kramer_Geothermal_156 | Lugo Transformer Area Constraint | Inyokern_North_Kramer_Geothermal | Solar | Lugo_500_230_Transformer_HSN | Inyokern_North_Kramer_Geothermal_156 | Reliability_Capacity_In_Model_Year | 1 | Lugo_500_230_Transformer_SSN | Inyokern_North_Kramer_Geothermal_156 | Reliability_Capacity_In_Model_Year | 1 | Lugo_500_230_Transformer_offpeak | Inyokern_North_Kramer_Geothermal_156 | Operational_New_Capacity_MW | 1
Cortina_Eagle_Rock_SSN | Northern_California_Li_Battery_4hr_132 | Reliability_Capacity_In_Model_Year | 0.5 | Merced_TB_2_HSN | Southern_PGAE_Flow_Battery_139 | Reliability_Capacity_In_Model_Year | 1 | Southern_PGAE_Flow_Battery_139 | Merced 115/70kV TB#2 | CAISO_Flow_Battery_8hr_Dispatch | Solar | Merced_TB_2_HSN | Southern_PGAE_Flow_Battery_139 | Reliability_Capacity_In_Model_Year | 1 | Merced_TB_2_SSN | Southern_PGAE_Flow_Battery_139 | Reliability_Capacity_In_Model_Year | 0.5 | Merced_TB_2_offpeak | Southern_PGAE_Flow_Battery_139 | Operational_New_Capacity_MW | -1
Cortina_Eagle_Rock_SSN | Northern_California_Li_Battery_4hr_155 | Reliability_Capacity_In_Model_Year | 0.5 | Merced_TB_2_HSN | Southern_PGAE_Flow_Battery_147 | Reliability_Capacity_In_Model_Year | 1 | Southern_PGAE_Flow_Battery_147 | Merced 115/70kV TB#2 | CAISO_Flow_Battery_8hr_Dispatch | Solar | Merced_TB_2_HSN | Southern_PGAE_Flow_Battery_147 | Reliability_Capacity_In_Model_Year | 1 | Merced_TB_2_SSN | Southern_PGAE_Flow_Battery_147 | Reliability_Capacity_In_Model_Year | 0.5 | Merced_TB_2_offpeak | Southern_PGAE_Flow_Battery_147 | Operational_New_Capacity_MW | -1
Cortina_Eagle_Rock_SSN | Northern_California_Li_Battery_4hr_158 | Reliability_Capacity_In_Model_Year | 0.5 | Merced_TB_2_HSN | Southern_PGAE_Flow_Battery_165 | Reliability_Capacity_In_Model_Year | 1 | Southern_PGAE_Flow_Battery_165 | Merced 115/70kV TB#2 | CAISO_Flow_Battery_8hr_Dispatch | Solar | Merced_TB_2_HSN | Southern_PGAE_Flow_Battery_165 | Reliability_Capacity_In_Model_Year | 1 | Merced_TB_2_SSN | Southern_PGAE_Flow_Battery_165 | Reliability_Capacity_In_Model_Year | 0.5 | Merced_TB_2_offpeak | Southern_PGAE_Flow_Battery_165 | Operational_New_Capacity_MW | -1
Cortina_Eagle_Rock_SSN | Northern_California_Li_Battery_8hr_70 | Reliability_Capacity_In_Model_Year | 0.5 | Merced_TB_2_HSN | Southern_PGAE_Flow_Battery_170 | Reliability_Capacity_In_Model_Year | 1 | Southern_PGAE_Flow_Battery_170 | Merced 115/70kV TB#2 | CAISO_Flow_Battery_8hr_Dispatch | Solar | Merced_TB_2_HSN | Southern_PGAE_Flow_Battery_170 | Reliability_Capacity_In_Model_Year | 1 | Merced_TB_2_SSN | Southern_PGAE_Flow_Battery_170 | Reliability_Capacity_In_Model_Year | 0.5 | Merced_TB_2_offpeak | Southern_PGAE_Flow_Battery_170 | Operational_New_Capacity_MW | -1
Cortina_Eagle_Rock_SSN | Northern_California_Li_Battery_8hr_127 | Reliability_Capacity_In_Model_Year | 0.5 | Merced_TB_2_HSN | Southern_PGAE_Flow_Battery_176 | Reliability_Capacity_In_Model_Year | 1 | Southern_PGAE_Flow_Battery_176 | Merced 115/70kV TB#2 | CAISO_Flow_Battery_8hr_Dispatch | Solar | Merced_TB_2_HSN | Southern_PGAE_Flow_Battery_176 | Reliability_Capacity_In_Model_Year | 1 | Merced_TB_2_SSN | Southern_PGAE_Flow_Battery_176 | Reliability_Capacity_In_Model_Year | 0.5 | Merced_TB_2_offpeak | Southern_PGAE_Flow_Battery_176 | Operational_New_Capacity_MW | -1
Cortina_Eagle_Rock_SSN | Northern_California_Li_Battery_8hr_132 | Reliability_Capacity_In_Model_Year | 0.5 | Merced_TB_2_HSN | Southern_PGAE_Li_Battery_4hr_139 | Reliability_Capacity_In_Model_Year | 1 | Southern_PGAE_Li_Battery_4hr_139 | Merced 115/70kV TB#2 | CAISO_Li_Battery_4hr_Dispatch | Solar | Merced_TB_2_HSN | Southern_PGAE_Li_Battery_4hr_139 | Reliability_Capacity_In_Model_Year | 1 | Merced_TB_2_SSN | Southern_PGAE_Li_Battery_4hr_139 | Reliability_Capacity_In_Model_Year | 0.5 | Merced_TB_2_offpeak | Southern_PGAE_Li_Battery_4hr_139 | Operational_New_Capacity_MW | -1
Cortina_Eagle_Rock_SSN | Northern_California_Li_Battery_8hr_155 | Reliability_Capacity_In_Model_Year | 0.5 | Merced_TB_2_HSN | Southern_PGAE_Li_Battery_4hr_147 | Reliability_Capacity_In_Model_Year | 1 | Southern_PGAE_Li_Battery_4hr_147 | Merced 115/70kV TB#2 | CAISO_Li_Battery_4hr_Dispatch | Solar | Merced_TB_2_HSN | Southern_PGAE_Li_Battery_4hr_147 | Reliability_Capacity_In_Model_Year | 1 | Merced_TB_2_SSN | Southern_PGAE_Li_Battery_4hr_147 | Reliability_Capacity_In_Model_Year | 0.5 | Merced_TB_2_offpeak | Southern_PGAE_Li_Battery_4hr_147 | Operational_New_Capacity_MW | -1
Cortina_Eagle_Rock_SSN | Northern_California_Li_Battery_8hr_158 | Reliability_Capacity_In_Model_Year | 0.5 | Merced_TB_2_HSN | Southern_PGAE_Li_Battery_4hr_165 | Reliability_Capacity_In_Model_Year | 1 | Southern_PGAE_Li_Battery_4hr_165 | Merced 115/70kV TB#2 | CAISO_Li_Battery_4hr_Dispatch | Solar | Merced_TB_2_HSN | Southern_PGAE_Li_Battery_4hr_165 | Reliability_Capacity_In_Model_Year | 1 | Merced_TB_2_SSN | Southern_PGAE_Li_Battery_4hr_165 | Reliability_Capacity_In_Model_Year | 0.5 | Merced_TB_2_offpeak | Southern_PGAE_Li_Battery_4hr_165 | Operational_New_Capacity_MW | -1
Cortina_Eagle_Rock_SSN | Northern_California_Geothermal_70 | Reliability_Capacity_In_Model_Year | 1 | Merced_TB_2_HSN | Southern_PGAE_Li_Battery_4hr_170 | Reliability_Capacity_In_Model_Year | 1 | Southern_PGAE_Li_Battery_4hr_170 | Merced 115/70kV TB#2 | CAISO_Li_Battery_4hr_Dispatch | Solar | Merced_TB_2_HSN | Southern_PGAE_Li_Battery_4hr_170 | Reliability_Capacity_In_Model_Year | 1 | Merced_TB_2_SSN | Southern_PGAE_Li_Battery_4hr_170 | Reliability_Capacity_In_Model_Year | 0.5 | Merced_TB_2_offpeak | Southern_PGAE_Li_Battery_4hr_170 | Operational_New_Capacity_MW | -1
Cortina_Eagle_Rock_SSN | Northern_California_Solar_70 | Reliability_Capacity_In_Model_Year | 0.556 | Merced_TB_2_HSN | Southern_PGAE_Li_Battery_4hr_176 | Reliability_Capacity_In_Model_Year | 1 | Southern_PGAE_Li_Battery_4hr_176 | Merced 115/70kV TB#2 | CAISO_Li_Battery_4hr_Dispatch | Solar | Merced_TB_2_HSN | Southern_PGAE_Li_Battery_4hr_176 | Reliability_Capacity_In_Model_Year | 1 | Merced_TB_2_SSN | Southern_PGAE_Li_Battery_4hr_176 | Reliability_Capacity_In_Model_Year | 0.5 | Merced_TB_2_offpeak | Southern_PGAE_Li_Battery_4hr_176 | Operational_New_Capacity_MW | -1
Cortina_Eagle_Rock_SSN | Northern_California_Solar_127 | Reliability_Capacity_In_Model_Year | 0.556 | Merced_TB_2_HSN | Southern_PGAE_Li_Battery_8hr_139 | Reliability_Capacity_In_Model_Year | 1 | Southern_PGAE_Li_Battery_8hr_139 | Merced 115/70kV TB#2 | CAISO_Li_Battery_8hr_Dispatch | Solar | Merced_TB_2_HSN | Southern_PGAE_Li_Battery_8hr_139 | Reliability_Capacity_In_Model_Year | 1 | Merced_TB_2_SSN | Southern_PGAE_Li_Battery_8hr_139 | Reliability_Capacity_In_Model_Year | 0.5 | Merced_TB_2_offpeak | Southern_PGAE_Li_Battery_8hr_139 | Operational_New_Capacity_MW | -1
Cortina_Eagle_Rock_SSN | Northern_California_Solar_132 | Reliability_Capacity_In_Model_Year | 0.556 | Merced_TB_2_HSN | Southern_PGAE_Li_Battery_8hr_147 | Reliability_Capacity_In_Model_Year | 1 | Southern_PGAE_Li_Battery_8hr_147 | Merced 115/70kV TB#2 | CAISO_Li_Battery_8hr_Dispatch | Solar | Merced_TB_2_HSN | Southern_PGAE_Li_Battery_8hr_147 | Reliability_Capacity_In_Model_Year | 1 | Merced_TB_2_SSN | Southern_PGAE_Li_Battery_8hr_147 | Reliability_Capacity_In_Model_Year | 0.5 | Merced_TB_2_offpeak | Southern_PGAE_Li_Battery_8hr_147 | Operational_New_Capacity_MW | -1
Cortina_Eagle_Rock_SSN | Northern_California_Solar_155 | Reliability_Capacity_In_Model_Year | 0.556 | Merced_TB_2_HSN | Southern_PGAE_Li_Battery_8hr_165 | Reliability_Capacity_In_Model_Year | 1 | Southern_PGAE_Li_Battery_8hr_165 | Merced 115/70kV TB#2 | CAISO_Li_Battery_8hr_Dispatch | Solar | Merced_TB_2_HSN | Southern_PGAE_Li_Battery_8hr_165 | Reliability_Capacity_In_Model_Year | 1 | Merced_TB_2_SSN | Southern_PGAE_Li_Battery_8hr_165 | Reliability_Capacity_In_Model_Year | 0.5 | Merced_TB_2_offpeak | Southern_PGAE_Li_Battery_8hr_165 | Operational_New_Capacity_MW | -1
Cortina_Eagle_Rock_SSN | Northern_California_Solar_158 | Reliability_Capacity_In_Model_Year | 0.556 | Merced_TB_2_HSN | Southern_PGAE_Li_Battery_8hr_170 | Reliability_Capacity_In_Model_Year | 1 | Southern_PGAE_Li_Battery_8hr_170 | Merced 115/70kV TB#2 | CAISO_Li_Battery_8hr_Dispatch | Solar | Merced_TB_2_HSN | Southern_PGAE_Li_Battery_8hr_170 | Reliability_Capacity_In_Model_Year | 1 | Merced_TB_2_SSN | Southern_PGAE_Li_Battery_8hr_170 | Reliability_Capacity_In_Model_Year | 0.5 | Merced_TB_2_offpeak | Southern_PGAE_Li_Battery_8hr_170 | Operational_New_Capacity_MW | -1
Cortina_Eagle_Rock_SSN | Cortina_Eagle_Rock_group | Operational_New_Capacity_MW | -1 | Merced_TB_2_HSN | Southern_PGAE_Li_Battery_8hr_176 | Reliability_Capacity_In_Model_Year | 1 | Southern_PGAE_Li_Battery_8hr_176 | Merced 115/70kV TB#2 | CAISO_Li_Battery_8hr_Dispatch | Solar | Merced_TB_2_HSN | Southern_PGAE_Li_Battery_8hr_176 | Reliability_Capacity_In_Model_Year | 1 | Merced_TB_2_SSN | Southern_PGAE_Li_Battery_8hr_176 | Reliability_Capacity_In_Model_Year | 0.5 | Merced_TB_2_offpeak | Southern_PGAE_Li_Battery_8hr_176 | Operational_New_Capacity_MW | -1
Dairyland_Chowchilla_HSN | Southern_PGAE_Flow_Battery_140 | Reliability_Capacity_In_Model_Year | 1 | Merced_TB_2_HSN | Southern_PGAE_Solar_139 | Reliability_Capacity_In_Model_Year | 0.1 | Southern_PGAE_Solar_139 | Merced 115/70kV TB#2 | Southern_PGAE_Solar | Solar | Merced_TB_2_HSN | Southern_PGAE_Solar_139 | Reliability_Capacity_In_Model_Year | 0.1 | Merced_TB_2_SSN | Southern_PGAE_Solar_139 | Reliability_Capacity_In_Model_Year | 0.556 | Merced_TB_2_offpeak | Southern_PGAE_Solar_139 | Operational_New_Capacity_MW | 0.79
Dairyland_Chowchilla_HSN | Southern_PGAE_Flow_Battery_151 | Reliability_Capacity_In_Model_Year | 1 | Merced_TB_2_HSN | Southern_PGAE_Solar_147 | Reliability_Capacity_In_Model_Year | 0.1 | Southern_PGAE_Solar_147 | Merced 115/70kV TB#2 | Southern_PGAE_Solar | Solar | Merced_TB_2_HSN | Southern_PGAE_Solar_147 | Reliability_Capacity_In_Model_Year | 0.1 | Merced_TB_2_SSN | Southern_PGAE_Solar_147 | Reliability_Capacity_In_Model_Year | 0.556 | Merced_TB_2_offpeak | Southern_PGAE_Solar_147 | Operational_New_Capacity_MW | 0.79
Dairyland_Chowchilla_HSN | Southern_PGAE_Flow_Battery_154 | Reliability_Capacity_In_Model_Year | 1 | Merced_TB_2_HSN | Southern_PGAE_Solar_165 | Reliability_Capacity_In_Model_Year | 0.1 | Southern_PGAE_Solar_165 | Merced 115/70kV TB#2 | Southern_PGAE_Solar | Solar | Merced_TB_2_HSN | Southern_PGAE_Solar_165 | Reliability_Capacity_In_Model_Year | 0.1 | Merced_TB_2_SSN | Southern_PGAE_Solar_165 | Reliability_Capacity_In_Model_Year | 0.556 | Merced_TB_2_offpeak | Southern_PGAE_Solar_165 | Operational_New_Capacity_MW | 0.79
Dairyland_Chowchilla_HSN | Southern_PGAE_Flow_Battery_161 | Reliability_Capacity_In_Model_Year | 1 | Merced_TB_2_HSN | Southern_PGAE_Solar_170 | Reliability_Capacity_In_Model_Year | 0.1 | Southern_PGAE_Solar_170 | Merced 115/70kV TB#2 | Southern_PGAE_Solar | Solar | Merced_TB_2_HSN | Southern_PGAE_Solar_170 | Reliability_Capacity_In_Model_Year | 0.1 | Merced_TB_2_SSN | Southern_PGAE_Solar_170 | Reliability_Capacity_In_Model_Year | 0.556 | Merced_TB_2_offpeak | Southern_PGAE_Solar_170 | Operational_New_Capacity_MW | 0.79
Dairyland_Chowchilla_HSN | Southern_PGAE_Flow_Battery_162 | Reliability_Capacity_In_Model_Year | 1 | Merced_TB_2_HSN | Southern_PGAE_Solar_176 | Reliability_Capacity_In_Model_Year | 0.1 | Southern_PGAE_Solar_176 | Merced 115/70kV TB#2 | Southern_PGAE_Solar | Solar | Merced_TB_2_HSN | Southern_PGAE_Solar_176 | Reliability_Capacity_In_Model_Year | 0.1 | Merced_TB_2_SSN | Southern_PGAE_Solar_176 | Reliability_Capacity_In_Model_Year | 0.556 | Merced_TB_2_offpeak | Southern_PGAE_Solar_176 | Operational_New_Capacity_MW | 0.79
Dairyland_Chowchilla_HSN | Southern_PGAE_Flow_Battery_163 | Reliability_Capacity_In_Model_Year | 1 | Midway_TB_3_HSN | Southern_PGAE_Flow_Battery_37 | Reliability_Capacity_In_Model_Year | 1 | Southern_PGAE_Flow_Battery_37 | Midway 230/115kV TB #3 | CAISO_Flow_Battery_8hr_Dispatch | Solar | Midway_TB_3_HSN | Southern_PGAE_Flow_Battery_37 | Reliability_Capacity_In_Model_Year | 1 | Midway_TB_3_SSN | Southern_PGAE_Flow_Battery_37 | Reliability_Capacity_In_Model_Year | 0.5 | Midway_TB_3_offpeak | Southern_PGAE_Flow_Battery_37 | Operational_New_Capacity_MW | -1
Dairyland_Chowchilla_HSN | Southern_PGAE_Flow_Battery_164 | Reliability_Capacity_In_Model_Year | 1 | Midway_TB_3_HSN | Southern_PGAE_Flow_Battery_39 | Reliability_Capacity_In_Model_Year | 1 | Southern_PGAE_Flow_Battery_39 | Midway 230/115kV TB #3 | CAISO_Flow_Battery_8hr_Dispatch | Solar | Midway_TB_3_HSN | Southern_PGAE_Flow_Battery_39 | Reliability_Capacity_In_Model_Year | 1 | Midway_TB_3_SSN | Southern_PGAE_Flow_Battery_39 | Reliability_Capacity_In_Model_Year | 0.5 | Midway_TB_3_offpeak | Southern_PGAE_Flow_Battery_39 | Operational_New_Capacity_MW | -1
Dairyland_Chowchilla_HSN | Southern_PGAE_Flow_Battery_165 | Reliability_Capacity_In_Model_Year | 1 | Midway_TB_3_HSN | Southern_PGAE_Flow_Battery_46 | Reliability_Capacity_In_Model_Year | 1 | Southern_PGAE_Flow_Battery_46 | Midway 230/115kV TB #3 | CAISO_Flow_Battery_8hr_Dispatch | Solar | Midway_TB_3_HSN | Southern_PGAE_Flow_Battery_46 | Reliability_Capacity_In_Model_Year | 1 | Midway_TB_3_SSN | Southern_PGAE_Flow_Battery_46 | Reliability_Capacity_In_Model_Year | 0.5 | Midway_TB_3_offpeak | Southern_PGAE_Flow_Battery_46 | Operational_New_Capacity_MW | -1
Dairyland_Chowchilla_HSN | Northern_California_Flow_Battery_166 | Reliability_Capacity_In_Model_Year | 1 | Midway_TB_3_HSN | Southern_PGAE_Flow_Battery_47 | Reliability_Capacity_In_Model_Year | 1 | Southern_PGAE_Flow_Battery_47 | Midway 230/115kV TB #3 | CAISO_Flow_Battery_8hr_Dispatch | Solar | Midway_TB_3_HSN | Southern_PGAE_Flow_Battery_47 | Reliability_Capacity_In_Model_Year | 1 | Midway_TB_3_SSN | Southern_PGAE_Flow_Battery_47 | Reliability_Capacity_In_Model_Year | 0.5 | Midway_TB_3_offpeak | Southern_PGAE_Flow_Battery_47 | Operational_New_Capacity_MW | -1
Dairyland_Chowchilla_HSN | Southern_PGAE_Flow_Battery_168 | Reliability_Capacity_In_Model_Year | 1 | Midway_TB_3_HSN | Southern_PGAE_Flow_Battery_74 | Reliability_Capacity_In_Model_Year | 1 | Southern_PGAE_Flow_Battery_74 | Midway 230/115kV TB #3 | CAISO_Flow_Battery_8hr_Dispatch | Solar | Midway_TB_3_HSN | Southern_PGAE_Flow_Battery_74 | Reliability_Capacity_In_Model_Year | 1 | Midway_TB_3_SSN | Southern_PGAE_Flow_Battery_74 | Reliability_Capacity_In_Model_Year | 0.5 | Midway_TB_3_offpeak | Southern_PGAE_Flow_Battery_74 | Operational_New_Capacity_MW | -1
Dairyland_Chowchilla_HSN | Southern_PGAE_Flow_Battery_169 | Reliability_Capacity_In_Model_Year | 1 | Midway_TB_3_HSN | Southern_PGAE_Flow_Battery_75 | Reliability_Capacity_In_Model_Year | 1 | Southern_PGAE_Flow_Battery_75 | Midway 230/115kV TB #3 | CAISO_Flow_Battery_8hr_Dispatch | Solar | Midway_TB_3_HSN | Southern_PGAE_Flow_Battery_75 | Reliability_Capacity_In_Model_Year | 1 | Midway_TB_3_SSN | Southern_PGAE_Flow_Battery_75 | Reliability_Capacity_In_Model_Year | 0.5 | Midway_TB_3_offpeak | Southern_PGAE_Flow_Battery_75 | Operational_New_Capacity_MW | -1
Dairyland_Chowchilla_HSN | Southern_PGAE_Flow_Battery_170 | Reliability_Capacity_In_Model_Year | 1 | Midway_TB_3_HSN | Southern_PGAE_Flow_Battery_98 | Reliability_Capacity_In_Model_Year | 1 | Southern_PGAE_Flow_Battery_98 | Midway 230/115kV TB #3 | CAISO_Flow_Battery_8hr_Dispatch | Solar | Midway_TB_3_HSN | Southern_PGAE_Flow_Battery_98 | Reliability_Capacity_In_Model_Year | 1 | Midway_TB_3_SSN | Southern_PGAE_Flow_Battery_98 | Reliability_Capacity_In_Model_Year | 0.5 | Midway_TB_3_offpeak | Southern_PGAE_Flow_Battery_98 | Operational_New_Capacity_MW | -1
Dairyland_Chowchilla_HSN | Southern_PGAE_Flow_Battery_174 | Reliability_Capacity_In_Model_Year | 1 | Midway_TB_3_HSN | Southern_PGAE_Flow_Battery_118 | Reliability_Capacity_In_Model_Year | 1 | Southern_PGAE_Flow_Battery_118 | Midway 230/115kV TB #3 | CAISO_Flow_Battery_8hr_Dispatch | Solar | Midway_TB_3_HSN | Southern_PGAE_Flow_Battery_118 | Reliability_Capacity_In_Model_Year | 1 | Midway_TB_3_SSN | Southern_PGAE_Flow_Battery_118 | Reliability_Capacity_In_Model_Year | 0.5 | Midway_TB_3_offpeak | Southern_PGAE_Flow_Battery_118 | Operational_New_Capacity_MW | -1
Dairyland_Chowchilla_HSN | Southern_PGAE_Flow_Battery_176 | Reliability_Capacity_In_Model_Year | 1 | Midway_TB_3_HSN | Tehachapi_Flow_Battery_125 | Reliability_Capacity_In_Model_Year | 1 | Tehachapi_Flow_Battery_125 | Midway 230/115kV TB #3 | CAISO_Flow_Battery_8hr_Dispatch | Solar | Midway_TB_3_HSN | Tehachapi_Flow_Battery_125 | Reliability_Capacity_In_Model_Year | 1 | Midway_TB_3_SSN | Tehachapi_Flow_Battery_125 | Reliability_Capacity_In_Model_Year | 0.5 | Midway_TB_3_offpeak | Tehachapi_Flow_Battery_125 | Operational_New_Capacity_MW | -1
Dairyland_Chowchilla_HSN | Southern_PGAE_Li_Battery_4hr_140 | Reliability_Capacity_In_Model_Year | 1 | Midway_TB_3_HSN | Northern_California_Flow_Battery_130 | Reliability_Capacity_In_Model_Year | 1 | Northern_California_Flow_Battery_130 | Midway 230/115kV TB #3 | CAISO_Flow_Battery_8hr_Dispatch | Solar | Midway_TB_3_HSN | Northern_California_Flow_Battery_130 | Reliability_Capacity_In_Model_Year | 1 | Midway_TB_3_SSN | Northern_California_Flow_Battery_130 | Reliability_Capacity_In_Model_Year | 0.5 | Midway_TB_3_offpeak | Northern_California_Flow_Battery_130 | Operational_New_Capacity_MW | -1
Dairyland_Chowchilla_HSN | Southern_PGAE_Li_Battery_4hr_151 | Reliability_Capacity_In_Model_Year | 1 | Midway_TB_3_HSN | Southern_PGAE_Flow_Battery_152 | Reliability_Capacity_In_Model_Year | 1 | Southern_PGAE_Flow_Battery_152 | Midway 230/115kV TB #3 | CAISO_Flow_Battery_8hr_Dispatch | Solar | Midway_TB_3_HSN | Southern_PGAE_Flow_Battery_152 | Reliability_Capacity_In_Model_Year | 1 | Midway_TB_3_SSN | Southern_PGAE_Flow_Battery_152 | Reliability_Capacity_In_Model_Year | 0.5 | Midway_TB_3_offpeak | Southern_PGAE_Flow_Battery_152 | Operational_New_Capacity_MW | -1
Dairyland_Chowchilla_HSN | Southern_PGAE_Li_Battery_4hr_154 | Reliability_Capacity_In_Model_Year | 1 | Midway_TB_3_HSN | Southern_PGAE_Flow_Battery_175 | Reliability_Capacity_In_Model_Year | 1 | Southern_PGAE_Flow_Battery_175 | Midway 230/115kV TB #3 | CAISO_Flow_Battery_8hr_Dispatch | Solar | Midway_TB_3_HSN | Southern_PGAE_Flow_Battery_175 | Reliability_Capacity_In_Model_Year | 1 | Midway_TB_3_SSN | Southern_PGAE_Flow_Battery_175 | Reliability_Capacity_In_Model_Year | 0.5 | Midway_TB_3_offpeak | Southern_PGAE_Flow_Battery_175 | Operational_New_Capacity_MW | -1
Dairyland_Chowchilla_HSN | Southern_PGAE_Li_Battery_4hr_161 | Reliability_Capacity_In_Model_Year | 1 | Midway_TB_3_HSN | Southern_PGAE_Flow_Battery_177 | Reliability_Capacity_In_Model_Year | 1 | Southern_PGAE_Flow_Battery_177 | Midway 230/115kV TB #3 | CAISO_Flow_Battery_8hr_Dispatch | Solar | Midway_TB_3_HSN | Southern_PGAE_Flow_Battery_177 | Reliability_Capacity_In_Model_Year | 1 | Midway_TB_3_SSN | Southern_PGAE_Flow_Battery_177 | Reliability_Capacity_In_Model_Year | 0.5 | Midway_TB_3_offpeak | Southern_PGAE_Flow_Battery_177 | Operational_New_Capacity_MW | -1
Dairyland_Chowchilla_HSN | Southern_PGAE_Li_Battery_4hr_162 | Reliability_Capacity_In_Model_Year | 1 | Midway_TB_3_HSN | Southern_PGAE_Li_Battery_4hr_37 | Reliability_Capacity_In_Model_Year | 1 | Southern_PGAE_Li_Battery_4hr_37 | Midway 230/115kV TB #3 | CAISO_Li_Battery_4hr_Dispatch | Solar | Midway_TB_3_HSN | Southern_PGAE_Li_Battery_4hr_37 | Reliability_Capacity_In_Model_Year | 1 | Midway_TB_3_SSN | Southern_PGAE_Li_Battery_4hr_37 | Reliability_Capacity_In_Model_Year | 0.5 | Midway_TB_3_offpeak | Southern_PGAE_Li_Battery_4hr_37 | Operational_New_Capacity_MW | -1
Dairyland_Chowchilla_HSN | Southern_PGAE_Li_Battery_4hr_163 | Reliability_Capacity_In_Model_Year | 1 | Midway_TB_3_HSN | Southern_PGAE_Li_Battery_4hr_39 | Reliability_Capacity_In_Model_Year | 1 | Southern_PGAE_Li_Battery_4hr_39 | Midway 230/115kV TB #3 | CAISO_Li_Battery_4hr_Dispatch | Solar | Midway_TB_3_HSN | Southern_PGAE_Li_Battery_4hr_39 | Reliability_Capacity_In_Model_Year | 1 | Midway_TB_3_SSN | Southern_PGAE_Li_Battery_4hr_39 | Reliability_Capacity_In_Model_Year | 0.5 | Midway_TB_3_offpeak | Southern_PGAE_Li_Battery_4hr_39 | Operational_New_Capacity_MW | -1
Dairyland_Chowchilla_HSN | Southern_PGAE_Li_Battery_4hr_164 | Reliability_Capacity_In_Model_Year | 1 | Midway_TB_3_HSN | Southern_PGAE_Li_Battery_4hr_46 | Reliability_Capacity_In_Model_Year | 1 | Southern_PGAE_Li_Battery_4hr_46 | Midway 230/115kV TB #3 | CAISO_Li_Battery_4hr_Dispatch | Solar | Midway_TB_3_HSN | Southern_PGAE_Li_Battery_4hr_46 | Reliability_Capacity_In_Model_Year | 1 | Midway_TB_3_SSN | Southern_PGAE_Li_Battery_4hr_46 | Reliability_Capacity_In_Model_Year | 0.5 | Midway_TB_3_offpeak | Southern_PGAE_Li_Battery_4hr_46 | Operational_New_Capacity_MW | -1
Dairyland_Chowchilla_HSN | Southern_PGAE_Li_Battery_4hr_165 | Reliability_Capacity_In_Model_Year | 1 | Midway_TB_3_HSN | Southern_PGAE_Li_Battery_4hr_47 | Reliability_Capacity_In_Model_Year | 1 | Southern_PGAE_Li_Battery_4hr_47 | Midway 230/115kV TB #3 | CAISO_Li_Battery_4hr_Dispatch | Solar | Midway_TB_3_HSN | Southern_PGAE_Li_Battery_4hr_47 | Reliability_Capacity_In_Model_Year | 1 | Midway_TB_3_SSN | Southern_PGAE_Li_Battery_4hr_47 | Reliability_Capacity_In_Model_Year | 0.5 | Midway_TB_3_offpeak | Southern_PGAE_Li_Battery_4hr_47 | Operational_New_Capacity_MW | -1
Dairyland_Chowchilla_HSN | Northern_California_Li_Battery_4hr_166 | Reliability_Capacity_In_Model_Year | 1 | Midway_TB_3_HSN | Southern_PGAE_Li_Battery_4hr_74 | Reliability_Capacity_In_Model_Year | 1 | Southern_PGAE_Li_Battery_4hr_74 | Midway 230/115kV TB #3 | CAISO_Li_Battery_4hr_Dispatch | Solar | Midway_TB_3_HSN | Southern_PGAE_Li_Battery_4hr_74 | Reliability_Capacity_In_Model_Year | 1 | Midway_TB_3_SSN | Southern_PGAE_Li_Battery_4hr_74 | Reliability_Capacity_In_Model_Year | 0.5 | Midway_TB_3_offpeak | Southern_PGAE_Li_Battery_4hr_74 | Operational_New_Capacity_MW | -1
Dairyland_Chowchilla_HSN | Southern_PGAE_Li_Battery_4hr_168 | Reliability_Capacity_In_Model_Year | 1 | Midway_TB_3_HSN | Southern_PGAE_Li_Battery_4hr_75 | Reliability_Capacity_In_Model_Year | 1 | Southern_PGAE_Li_Battery_4hr_75 | Midway 230/115kV TB #3 | CAISO_Li_Battery_4hr_Dispatch | Solar | Midway_TB_3_HSN | Southern_PGAE_Li_Battery_4hr_75 | Reliability_Capacity_In_Model_Year | 1 | Midway_TB_3_SSN | Southern_PGAE_Li_Battery_4hr_75 | Reliability_Capacity_In_Model_Year | 0.5 | Midway_TB_3_offpeak | Southern_PGAE_Li_Battery_4hr_75 | Operational_New_Capacity_MW | -1
Dairyland_Chowchilla_HSN | Southern_PGAE_Li_Battery_4hr_169 | Reliability_Capacity_In_Model_Year | 1 | Midway_TB_3_HSN | Southern_PGAE_Li_Battery_4hr_98 | Reliability_Capacity_In_Model_Year | 1 | Southern_PGAE_Li_Battery_4hr_98 | Midway 230/115kV TB #3 | CAISO_Li_Battery_4hr_Dispatch | Solar | Midway_TB_3_HSN | Southern_PGAE_Li_Battery_4hr_98 | Reliability_Capacity_In_Model_Year | 1 | Midway_TB_3_SSN | Southern_PGAE_Li_Battery_4hr_98 | Reliability_Capacity_In_Model_Year | 0.5 | Midway_TB_3_offpeak | Southern_PGAE_Li_Battery_4hr_98 | Operational_New_Capacity_MW | -1
Dairyland_Chowchilla_HSN | Southern_PGAE_Li_Battery_4hr_170 | Reliability_Capacity_In_Model_Year | 1 | Midway_TB_3_HSN | Southern_PGAE_Li_Battery_4hr_118 | Reliability_Capacity_In_Model_Year | 1 | Southern_PGAE_Li_Battery_4hr_118 | Midway 230/115kV TB #3 | CAISO_Li_Battery_4hr_Dispatch | Solar | Midway_TB_3_HSN | Southern_PGAE_Li_Battery_4hr_118 | Reliability_Capacity_In_Model_Year | 1 | Midway_TB_3_SSN | Southern_PGAE_Li_Battery_4hr_118 | Reliability_Capacity_In_Model_Year | 0.5 | Midway_TB_3_offpeak | Southern_PGAE_Li_Battery_4hr_118 | Operational_New_Capacity_MW | -1
Dairyland_Chowchilla_HSN | Southern_PGAE_Li_Battery_4hr_174 | Reliability_Capacity_In_Model_Year | 1 | Midway_TB_3_HSN | Tehachapi_Li_Battery_4hr_125 | Reliability_Capacity_In_Model_Year | 1 | Tehachapi_Li_Battery_4hr_125 | Midway 230/115kV TB #3 | CAISO_Li_Battery_4hr_Dispatch | Solar | Midway_TB_3_HSN | Tehachapi_Li_Battery_4hr_125 | Reliability_Capacity_In_Model_Year | 1 | Midway_TB_3_SSN | Tehachapi_Li_Battery_4hr_125 | Reliability_Capacity_In_Model_Year | 0.5 | Midway_TB_3_offpeak | Tehachapi_Li_Battery_4hr_125 | Operational_New_Capacity_MW | -1
Dairyland_Chowchilla_HSN | Southern_PGAE_Li_Battery_4hr_176 | Reliability_Capacity_In_Model_Year | 1 | Midway_TB_3_HSN | Northern_California_Li_Battery_4hr_130 | Reliability_Capacity_In_Model_Year | 1 | Northern_California_Li_Battery_4hr_130 | Midway 230/115kV TB #3 | CAISO_Li_Battery_4hr_Dispatch | Solar | Midway_TB_3_HSN | Northern_California_Li_Battery_4hr_130 | Reliability_Capacity_In_Model_Year | 1 | Midway_TB_3_SSN | Northern_California_Li_Battery_4hr_130 | Reliability_Capacity_In_Model_Year | 0.5 | Midway_TB_3_offpeak | Northern_California_Li_Battery_4hr_130 | Operational_New_Capacity_MW | -1
Dairyland_Chowchilla_HSN | Southern_PGAE_Li_Battery_8hr_140 | Reliability_Capacity_In_Model_Year | 1 | Midway_TB_3_HSN | Southern_PGAE_Li_Battery_4hr_152 | Reliability_Capacity_In_Model_Year | 1 | Southern_PGAE_Li_Battery_4hr_152 | Midway 230/115kV TB #3 | CAISO_Li_Battery_4hr_Dispatch | Solar | Midway_TB_3_HSN | Southern_PGAE_Li_Battery_4hr_152 | Reliability_Capacity_In_Model_Year | 1 | Midway_TB_3_SSN | Southern_PGAE_Li_Battery_4hr_152 | Reliability_Capacity_In_Model_Year | 0.5 | Midway_TB_3_offpeak | Southern_PGAE_Li_Battery_4hr_152 | Operational_New_Capacity_MW | -1
Dairyland_Chowchilla_HSN | Southern_PGAE_Li_Battery_8hr_151 | Reliability_Capacity_In_Model_Year | 1 | Midway_TB_3_HSN | Southern_PGAE_Li_Battery_4hr_175 | Reliability_Capacity_In_Model_Year | 1 | Southern_PGAE_Li_Battery_4hr_175 | Midway 230/115kV TB #3 | CAISO_Li_Battery_4hr_Dispatch | Solar | Midway_TB_3_HSN | Southern_PGAE_Li_Battery_4hr_175 | Reliability_Capacity_In_Model_Year | 1 | Midway_TB_3_SSN | Southern_PGAE_Li_Battery_4hr_175 | Reliability_Capacity_In_Model_Year | 0.5 | Midway_TB_3_offpeak | Southern_PGAE_Li_Battery_4hr_175 | Operational_New_Capacity_MW | -1
Dairyland_Chowchilla_HSN | Southern_PGAE_Li_Battery_8hr_154 | Reliability_Capacity_In_Model_Year | 1 | Midway_TB_3_HSN | Southern_PGAE_Li_Battery_4hr_177 | Reliability_Capacity_In_Model_Year | 1 | Southern_PGAE_Li_Battery_4hr_177 | Midway 230/115kV TB #3 | CAISO_Li_Battery_4hr_Dispatch | Solar | Midway_TB_3_HSN | Southern_PGAE_Li_Battery_4hr_177 | Reliability_Capacity_In_Model_Year | 1 | Midway_TB_3_SSN | Southern_PGAE_Li_Battery_4hr_177 | Reliability_Capacity_In_Model_Year | 0.5 | Midway_TB_3_offpeak | Southern_PGAE_Li_Battery_4hr_177 | Operational_New_Capacity_MW | -1
Dairyland_Chowchilla_HSN | Southern_PGAE_Li_Battery_8hr_161 | Reliability_Capacity_In_Model_Year | 1 | Midway_TB_3_HSN | Southern_PGAE_Li_Battery_8hr_37 | Reliability_Capacity_In_Model_Year | 1 | Southern_PGAE_Li_Battery_8hr_37 | Midway 230/115kV TB #3 | CAISO_Li_Battery_8hr_Dispatch | Solar | Midway_TB_3_HSN | Southern_PGAE_Li_Battery_8hr_37 | Reliability_Capacity_In_Model_Year | 1 | Midway_TB_3_SSN | Southern_PGAE_Li_Battery_8hr_37 | Reliability_Capacity_In_Model_Year | 0.5 | Midway_TB_3_offpeak | Southern_PGAE_Li_Battery_8hr_37 | Operational_New_Capacity_MW | -1
Dairyland_Chowchilla_HSN | Southern_PGAE_Li_Battery_8hr_162 | Reliability_Capacity_In_Model_Year | 1 | Midway_TB_3_HSN | Southern_PGAE_Li_Battery_8hr_39 | Reliability_Capacity_In_Model_Year | 1 | Southern_PGAE_Li_Battery_8hr_39 | Midway 230/115kV TB #3 | CAISO_Li_Battery_8hr_Dispatch | Solar | Midway_TB_3_HSN | Southern_PGAE_Li_Battery_8hr_39 | Reliability_Capacity_In_Model_Year | 1 | Midway_TB_3_SSN | Southern_PGAE_Li_Battery_8hr_39 | Reliability_Capacity_In_Model_Year | 0.5 | Midway_TB_3_offpeak | Southern_PGAE_Li_Battery_8hr_39 | Operational_New_Capacity_MW | -1
Dairyland_Chowchilla_HSN | Southern_PGAE_Li_Battery_8hr_163 | Reliability_Capacity_In_Model_Year | 1 | Midway_TB_3_HSN | Southern_PGAE_Li_Battery_8hr_46 | Reliability_Capacity_In_Model_Year | 1 | Southern_PGAE_Li_Battery_8hr_46 | Midway 230/115kV TB #3 | CAISO_Li_Battery_8hr_Dispatch | Solar | Midway_TB_3_HSN | Southern_PGAE_Li_Battery_8hr_46 | Reliability_Capacity_In_Model_Year | 1 | Midway_TB_3_SSN | Southern_PGAE_Li_Battery_8hr_46 | Reliability_Capacity_In_Model_Year | 0.5 | Midway_TB_3_offpeak | Southern_PGAE_Li_Battery_8hr_46 | Operational_New_Capacity_MW | -1
Dairyland_Chowchilla_HSN | Southern_PGAE_Li_Battery_8hr_164 | Reliability_Capacity_In_Model_Year | 1 | Midway_TB_3_HSN | Southern_PGAE_Li_Battery_8hr_47 | Reliability_Capacity_In_Model_Year | 1 | Southern_PGAE_Li_Battery_8hr_47 | Midway 230/115kV TB #3 | CAISO_Li_Battery_8hr_Dispatch | Solar | Midway_TB_3_HSN | Southern_PGAE_Li_Battery_8hr_47 | Reliability_Capacity_In_Model_Year | 1 | Midway_TB_3_SSN | Southern_PGAE_Li_Battery_8hr_47 | Reliability_Capacity_In_Model_Year | 0.5 | Midway_TB_3_offpeak | Southern_PGAE_Li_Battery_8hr_47 | Operational_New_Capacity_MW | -1
Dairyland_Chowchilla_HSN | Southern_PGAE_Li_Battery_8hr_165 | Reliability_Capacity_In_Model_Year | 1 | Midway_TB_3_HSN | Southern_PGAE_Li_Battery_8hr_74 | Reliability_Capacity_In_Model_Year | 1 | Southern_PGAE_Li_Battery_8hr_74 | Midway 230/115kV TB #3 | CAISO_Li_Battery_8hr_Dispatch | Solar | Midway_TB_3_HSN | Southern_PGAE_Li_Battery_8hr_74 | Reliability_Capacity_In_Model_Year | 1 | Midway_TB_3_SSN | Southern_PGAE_Li_Battery_8hr_74 | Reliability_Capacity_In_Model_Year | 0.5 | Midway_TB_3_offpeak | Southern_PGAE_Li_Battery_8hr_74 | Operational_New_Capacity_MW | -1
Dairyland_Chowchilla_HSN | Northern_California_Li_Battery_8hr_166 | Reliability_Capacity_In_Model_Year | 1 | Midway_TB_3_HSN | Southern_PGAE_Li_Battery_8hr_75 | Reliability_Capacity_In_Model_Year | 1 | Southern_PGAE_Li_Battery_8hr_75 | Midway 230/115kV TB #3 | CAISO_Li_Battery_8hr_Dispatch | Solar | Midway_TB_3_HSN | Southern_PGAE_Li_Battery_8hr_75 | Reliability_Capacity_In_Model_Year | 1 | Midway_TB_3_SSN | Southern_PGAE_Li_Battery_8hr_75 | Reliability_Capacity_In_Model_Year | 0.5 | Midway_TB_3_offpeak | Southern_PGAE_Li_Battery_8hr_75 | Operational_New_Capacity_MW | -1
Dairyland_Chowchilla_HSN | Southern_PGAE_Li_Battery_8hr_168 | Reliability_Capacity_In_Model_Year | 1 | Midway_TB_3_HSN | Southern_PGAE_Li_Battery_8hr_98 | Reliability_Capacity_In_Model_Year | 1 | Southern_PGAE_Li_Battery_8hr_98 | Midway 230/115kV TB #3 | CAISO_Li_Battery_8hr_Dispatch | Solar | Midway_TB_3_HSN | Southern_PGAE_Li_Battery_8hr_98 | Reliability_Capacity_In_Model_Year | 1 | Midway_TB_3_SSN | Southern_PGAE_Li_Battery_8hr_98 | Reliability_Capacity_In_Model_Year | 0.5 | Midway_TB_3_offpeak | Southern_PGAE_Li_Battery_8hr_98 | Operational_New_Capacity_MW | -1
Dairyland_Chowchilla_HSN | Southern_PGAE_Li_Battery_8hr_169 | Reliability_Capacity_In_Model_Year | 1 | Midway_TB_3_HSN | Southern_PGAE_Li_Battery_8hr_118 | Reliability_Capacity_In_Model_Year | 1 | Southern_PGAE_Li_Battery_8hr_118 | Midway 230/115kV TB #3 | CAISO_Li_Battery_8hr_Dispatch | Solar | Midway_TB_3_HSN | Southern_PGAE_Li_Battery_8hr_118 | Reliability_Capacity_In_Model_Year | 1 | Midway_TB_3_SSN | Southern_PGAE_Li_Battery_8hr_118 | Reliability_Capacity_In_Model_Year | 0.5 | Midway_TB_3_offpeak | Southern_PGAE_Li_Battery_8hr_118 | Operational_New_Capacity_MW | -1
Dairyland_Chowchilla_HSN | Southern_PGAE_Li_Battery_8hr_170 | Reliability_Capacity_In_Model_Year | 1 | Midway_TB_3_HSN | Tehachapi_Li_Battery_8hr_125 | Reliability_Capacity_In_Model_Year | 1 | Tehachapi_Li_Battery_8hr_125 | Midway 230/115kV TB #3 | CAISO_Li_Battery_8hr_Dispatch | Solar | Midway_TB_3_HSN | Tehachapi_Li_Battery_8hr_125 | Reliability_Capacity_In_Model_Year | 1 | Midway_TB_3_SSN | Tehachapi_Li_Battery_8hr_125 | Reliability_Capacity_In_Model_Year | 0.5 | Midway_TB_3_offpeak | Tehachapi_Li_Battery_8hr_125 | Operational_New_Capacity_MW | -1
Dairyland_Chowchilla_HSN | Southern_PGAE_Li_Battery_8hr_174 | Reliability_Capacity_In_Model_Year | 1 | Midway_TB_3_HSN | Northern_California_Li_Battery_8hr_130 | Reliability_Capacity_In_Model_Year | 1 | Northern_California_Li_Battery_8hr_130 | Midway 230/115kV TB #3 | CAISO_Li_Battery_8hr_Dispatch | Solar | Midway_TB_3_HSN | Northern_California_Li_Battery_8hr_130 | Reliability_Capacity_In_Model_Year | 1 | Midway_TB_3_SSN | Northern_California_Li_Battery_8hr_130 | Reliability_Capacity_In_Model_Year | 0.5 | Midway_TB_3_offpeak | Northern_California_Li_Battery_8hr_130 | Operational_New_Capacity_MW | -1
Dairyland_Chowchilla_HSN | Southern_PGAE_Li_Battery_8hr_176 | Reliability_Capacity_In_Model_Year | 1 | Midway_TB_3_HSN | Southern_PGAE_Li_Battery_8hr_152 | Reliability_Capacity_In_Model_Year | 1 | Southern_PGAE_Li_Battery_8hr_152 | Midway 230/115kV TB #3 | CAISO_Li_Battery_8hr_Dispatch | Solar | Midway_TB_3_HSN | Southern_PGAE_Li_Battery_8hr_152 | Reliability_Capacity_In_Model_Year | 1 | Midway_TB_3_SSN | Southern_PGAE_Li_Battery_8hr_152 | Reliability_Capacity_In_Model_Year | 0.5 | Midway_TB_3_offpeak | Southern_PGAE_Li_Battery_8hr_152 | Operational_New_Capacity_MW | -1
Dairyland_Chowchilla_HSN | Central_Valley_North_Los_Banos_Wind_154 | Reliability_Capacity_In_Model_Year | 0.665 | Midway_TB_3_HSN | Southern_PGAE_Li_Battery_8hr_175 | Reliability_Capacity_In_Model_Year | 1 | Southern_PGAE_Li_Battery_8hr_175 | Midway 230/115kV TB #3 | CAISO_Li_Battery_8hr_Dispatch | Solar | Midway_TB_3_HSN | Southern_PGAE_Li_Battery_8hr_175 | Reliability_Capacity_In_Model_Year | 1 | Midway_TB_3_SSN | Southern_PGAE_Li_Battery_8hr_175 | Reliability_Capacity_In_Model_Year | 0.5 | Midway_TB_3_offpeak | Southern_PGAE_Li_Battery_8hr_175 | Operational_New_Capacity_MW | -1
Dairyland_Chowchilla_HSN | Central_Valley_North_Los_Banos_Wind_162 | Reliability_Capacity_In_Model_Year | 0.665 | Midway_TB_3_HSN | Southern_PGAE_Li_Battery_8hr_177 | Reliability_Capacity_In_Model_Year | 1 | Southern_PGAE_Li_Battery_8hr_177 | Midway 230/115kV TB #3 | CAISO_Li_Battery_8hr_Dispatch | Solar | Midway_TB_3_HSN | Southern_PGAE_Li_Battery_8hr_177 | Reliability_Capacity_In_Model_Year | 1 | Midway_TB_3_SSN | Southern_PGAE_Li_Battery_8hr_177 | Reliability_Capacity_In_Model_Year | 0.5 | Midway_TB_3_offpeak | Southern_PGAE_Li_Battery_8hr_177 | Operational_New_Capacity_MW | -1
Dairyland_Chowchilla_HSN | Northern_California_Solar_166 | Reliability_Capacity_In_Model_Year | 0.1 | Midway_TB_3_HSN | Central_Valley_North_Los_Banos_Wind_125 | Reliability_Capacity_In_Model_Year | 0.665 | Central_Valley_North_Los_Banos_Wind_125 | Midway 230/115kV TB #3 | Central_Valley_North_Los_Banos_Wind | Solar | Midway_TB_3_HSN | Central_Valley_North_Los_Banos_Wind_125 | Reliability_Capacity_In_Model_Year | 0.665 | Midway_TB_3_SSN | Central_Valley_North_Los_Banos_Wind_125 | Reliability_Capacity_In_Model_Year | 0.163 | Midway_TB_3_offpeak | Central_Valley_North_Los_Banos_Wind_125 | Operational_New_Capacity_MW | 0.44
Dairyland_Chowchilla_HSN | Southern_PGAE_Solar_140 | Reliability_Capacity_In_Model_Year | 0.1 | Midway_TB_3_HSN | Central_Valley_North_Los_Banos_Biomass_47 | Reliability_Capacity_In_Model_Year | 1 | Central_Valley_North_Los_Banos_Biomass_47 | Midway 230/115kV TB #3 | InState_Biomass | Solar | Midway_TB_3_HSN | Central_Valley_North_Los_Banos_Biomass_47 | Reliability_Capacity_In_Model_Year | 1 | Midway_TB_3_SSN | Central_Valley_North_Los_Banos_Biomass_47 | Reliability_Capacity_In_Model_Year | 1 | Midway_TB_3_offpeak | Central_Valley_North_Los_Banos_Biomass_47 | Operational_New_Capacity_MW | 1
Dairyland_Chowchilla_HSN | Southern_PGAE_Solar_151 | Reliability_Capacity_In_Model_Year | 0.1 | Midway_TB_3_HSN | Northern_California_Solar_130 | Reliability_Capacity_In_Model_Year | 0.1 | Northern_California_Solar_130 | Midway 230/115kV TB #3 | Northern_California_Solar | Solar | Midway_TB_3_HSN | Northern_California_Solar_130 | Reliability_Capacity_In_Model_Year | 0.1 | Midway_TB_3_SSN | Northern_California_Solar_130 | Reliability_Capacity_In_Model_Year | 0.556 | Midway_TB_3_offpeak | Northern_California_Solar_130 | Operational_New_Capacity_MW | 0.79
Dairyland_Chowchilla_HSN | Southern_PGAE_Solar_154 | Reliability_Capacity_In_Model_Year | 0.1 | Midway_TB_3_HSN | Southern_PGAE_Solar_37 | Reliability_Capacity_In_Model_Year | 0.1 | Southern_PGAE_Solar_37 | Midway 230/115kV TB #3 | Southern_PGAE_Solar | Solar | Midway_TB_3_HSN | Southern_PGAE_Solar_37 | Reliability_Capacity_In_Model_Year | 0.1 | Midway_TB_3_SSN | Southern_PGAE_Solar_37 | Reliability_Capacity_In_Model_Year | 0.556 | Midway_TB_3_offpeak | Southern_PGAE_Solar_37 | Operational_New_Capacity_MW | 0.79
Dairyland_Chowchilla_HSN | Southern_PGAE_Solar_161 | Reliability_Capacity_In_Model_Year | 0.1 | Midway_TB_3_HSN | Southern_PGAE_Solar_39 | Reliability_Capacity_In_Model_Year | 0.1 | Southern_PGAE_Solar_39 | Midway 230/115kV TB #3 | Southern_PGAE_Solar | Solar | Midway_TB_3_HSN | Southern_PGAE_Solar_39 | Reliability_Capacity_In_Model_Year | 0.1 | Midway_TB_3_SSN | Southern_PGAE_Solar_39 | Reliability_Capacity_In_Model_Year | 0.556 | Midway_TB_3_offpeak | Southern_PGAE_Solar_39 | Operational_New_Capacity_MW | 0.79
Dairyland_Chowchilla_HSN | Southern_PGAE_Solar_162 | Reliability_Capacity_In_Model_Year | 0.1 | Midway_TB_3_HSN | Southern_PGAE_Solar_46 | Reliability_Capacity_In_Model_Year | 0.1 | Southern_PGAE_Solar_46 | Midway 230/115kV TB #3 | Southern_PGAE_Solar | Solar | Midway_TB_3_HSN | Southern_PGAE_Solar_46 | Reliability_Capacity_In_Model_Year | 0.1 | Midway_TB_3_SSN | Southern_PGAE_Solar_46 | Reliability_Capacity_In_Model_Year | 0.556 | Midway_TB_3_offpeak | Southern_PGAE_Solar_46 | Operational_New_Capacity_MW | 0.79
Dairyland_Chowchilla_HSN | Southern_PGAE_Solar_163 | Reliability_Capacity_In_Model_Year | 0.1 | Midway_TB_3_HSN | Southern_PGAE_Solar_47 | Reliability_Capacity_In_Model_Year | 0.1 | Southern_PGAE_Solar_47 | Midway 230/115kV TB #3 | Southern_PGAE_Solar | Solar | Midway_TB_3_HSN | Southern_PGAE_Solar_47 | Reliability_Capacity_In_Model_Year | 0.1 | Midway_TB_3_SSN | Southern_PGAE_Solar_47 | Reliability_Capacity_In_Model_Year | 0.556 | Midway_TB_3_offpeak | Southern_PGAE_Solar_47 | Operational_New_Capacity_MW | 0.79
Dairyland_Chowchilla_HSN | Southern_PGAE_Solar_164 | Reliability_Capacity_In_Model_Year | 0.1 | Midway_TB_3_HSN | Southern_PGAE_Solar_74 | Reliability_Capacity_In_Model_Year | 0.1 | Southern_PGAE_Solar_74 | Midway 230/115kV TB #3 | Southern_PGAE_Solar | Solar | Midway_TB_3_HSN | Southern_PGAE_Solar_74 | Reliability_Capacity_In_Model_Year | 0.1 | Midway_TB_3_SSN | Southern_PGAE_Solar_74 | Reliability_Capacity_In_Model_Year | 0.556 | Midway_TB_3_offpeak | Southern_PGAE_Solar_74 | Operational_New_Capacity_MW | 0.79
Dairyland_Chowchilla_HSN | Southern_PGAE_Solar_165 | Reliability_Capacity_In_Model_Year | 0.1 | Midway_TB_3_HSN | Southern_PGAE_Solar_75 | Reliability_Capacity_In_Model_Year | 0.1 | Southern_PGAE_Solar_75 | Midway 230/115kV TB #3 | Southern_PGAE_Solar | Solar | Midway_TB_3_HSN | Southern_PGAE_Solar_75 | Reliability_Capacity_In_Model_Year | 0.1 | Midway_TB_3_SSN | Southern_PGAE_Solar_75 | Reliability_Capacity_In_Model_Year | 0.556 | Midway_TB_3_offpeak | Southern_PGAE_Solar_75 | Operational_New_Capacity_MW | 0.79
Dairyland_Chowchilla_HSN | Southern_PGAE_Solar_168 | Reliability_Capacity_In_Model_Year | 0.1 | Midway_TB_3_HSN | Southern_PGAE_Solar_98 | Reliability_Capacity_In_Model_Year | 0.1 | Southern_PGAE_Solar_98 | Midway 230/115kV TB #3 | Southern_PGAE_Solar | Solar | Midway_TB_3_HSN | Southern_PGAE_Solar_98 | Reliability_Capacity_In_Model_Year | 0.1 | Midway_TB_3_SSN | Southern_PGAE_Solar_98 | Reliability_Capacity_In_Model_Year | 0.556 | Midway_TB_3_offpeak | Southern_PGAE_Solar_98 | Operational_New_Capacity_MW | 0.79
Dairyland_Chowchilla_HSN | Southern_PGAE_Solar_169 | Reliability_Capacity_In_Model_Year | 0.1 | Midway_TB_3_HSN | Southern_PGAE_Solar_118 | Reliability_Capacity_In_Model_Year | 0.1 | Southern_PGAE_Solar_118 | Midway 230/115kV TB #3 | Southern_PGAE_Solar | Solar | Midway_TB_3_HSN | Southern_PGAE_Solar_118 | Reliability_Capacity_In_Model_Year | 0.1 | Midway_TB_3_SSN | Southern_PGAE_Solar_118 | Reliability_Capacity_In_Model_Year | 0.556 | Midway_TB_3_offpeak | Southern_PGAE_Solar_118 | Operational_New_Capacity_MW | 0.79
Dairyland_Chowchilla_HSN | Southern_PGAE_Solar_170 | Reliability_Capacity_In_Model_Year | 0.1 | Midway_TB_3_HSN | Southern_PGAE_Solar_152 | Reliability_Capacity_In_Model_Year | 0.1 | Southern_PGAE_Solar_152 | Midway 230/115kV TB #3 | Southern_PGAE_Solar | Solar | Midway_TB_3_HSN | Southern_PGAE_Solar_152 | Reliability_Capacity_In_Model_Year | 0.1 | Midway_TB_3_SSN | Southern_PGAE_Solar_152 | Reliability_Capacity_In_Model_Year | 0.556 | Midway_TB_3_offpeak | Southern_PGAE_Solar_152 | Operational_New_Capacity_MW | 0.79
Dairyland_Chowchilla_HSN | Southern_PGAE_Solar_174 | Reliability_Capacity_In_Model_Year | 0.1 | Midway_TB_3_HSN | Southern_PGAE_Solar_175 | Reliability_Capacity_In_Model_Year | 0.1 | Southern_PGAE_Solar_175 | Midway 230/115kV TB #3 | Southern_PGAE_Solar | Solar | Midway_TB_3_HSN | Southern_PGAE_Solar_175 | Reliability_Capacity_In_Model_Year | 0.1 | Midway_TB_3_SSN | Southern_PGAE_Solar_175 | Reliability_Capacity_In_Model_Year | 0.556 | Midway_TB_3_offpeak | Southern_PGAE_Solar_175 | Operational_New_Capacity_MW | 0.79
Dairyland_Chowchilla_HSN | Southern_PGAE_Solar_176 | Reliability_Capacity_In_Model_Year | 0.1 | Midway_TB_3_HSN | Southern_PGAE_Solar_177 | Reliability_Capacity_In_Model_Year | 0.1 | Southern_PGAE_Solar_177 | Midway 230/115kV TB #3 | Southern_PGAE_Solar | Solar | Midway_TB_3_HSN | Southern_PGAE_Solar_177 | Reliability_Capacity_In_Model_Year | 0.1 | Midway_TB_3_SSN | Southern_PGAE_Solar_177 | Reliability_Capacity_In_Model_Year | 0.556 | Midway_TB_3_offpeak | Southern_PGAE_Solar_177 | Operational_New_Capacity_MW | 0.79
Dairyland_Chowchilla_HSN | Dairyland_Chowchilla_group | Operational_New_Capacity_MW | -1 | Midway_TB_3_HSN | Tehachapi_Solar_125 | Reliability_Capacity_In_Model_Year | 0.106 | Tehachapi_Solar_125 | Midway 230/115kV TB #3 | Tehachapi_Solar | Solar | Midway_TB_3_HSN | Tehachapi_Solar_125 | Reliability_Capacity_In_Model_Year | 0.106 | Midway_TB_3_SSN | Tehachapi_Solar_125 | Reliability_Capacity_In_Model_Year | 0.427 | Midway_TB_3_offpeak | Tehachapi_Solar_125 | Operational_New_Capacity_MW | 0.77
Dairyland_Chowchilla_offpeak | Southern_PGAE_Flow_Battery_140 | Operational_New_Capacity_MW | -1 | Midway_Q2005_HSN | Southern_PGAE_Adiabatic_CAES_12 | Reliability_Capacity_In_Model_Year | 1 | Southern_PGAE_Adiabatic_CAES_12 | Midway-Q2005 230kV Line | CAISO_Adiabatic_CAES_24hr | Solar | Midway_Q2005_HSN | Southern_PGAE_Adiabatic_CAES_12 | Reliability_Capacity_In_Model_Year | 1 | Midway_Q2005_SSN | Southern_PGAE_Adiabatic_CAES_12 | Reliability_Capacity_In_Model_Year | 0.5 | Midway_Q2005_offpeak | Southern_PGAE_Adiabatic_CAES_12 | Operational_New_Capacity_MW | -1
Dairyland_Chowchilla_offpeak | Southern_PGAE_Flow_Battery_151 | Operational_New_Capacity_MW | -1 | Midway_Q2005_HSN | Southern_PGAE_Flow_Battery_12 | Reliability_Capacity_In_Model_Year | 1 | Southern_PGAE_Flow_Battery_12 | Midway-Q2005 230kV Line | CAISO_Flow_Battery_8hr_Dispatch | Solar | Midway_Q2005_HSN | Southern_PGAE_Flow_Battery_12 | Reliability_Capacity_In_Model_Year | 1 | Midway_Q2005_SSN | Southern_PGAE_Flow_Battery_12 | Reliability_Capacity_In_Model_Year | 0.5 | Midway_Q2005_offpeak | Southern_PGAE_Flow_Battery_12 | Operational_New_Capacity_MW | -1
Dairyland_Chowchilla_offpeak | Southern_PGAE_Flow_Battery_154 | Operational_New_Capacity_MW | -1 | Midway_Q2005_HSN | Southern_PGAE_Flow_Battery_17 | Reliability_Capacity_In_Model_Year | 1 | Southern_PGAE_Flow_Battery_17 | Midway-Q2005 230kV Line | CAISO_Flow_Battery_8hr_Dispatch | Solar | Midway_Q2005_HSN | Southern_PGAE_Flow_Battery_17 | Reliability_Capacity_In_Model_Year | 1 | Midway_Q2005_SSN | Southern_PGAE_Flow_Battery_17 | Reliability_Capacity_In_Model_Year | 0.5 | Midway_Q2005_offpeak | Southern_PGAE_Flow_Battery_17 | Operational_New_Capacity_MW | -1
Dairyland_Chowchilla_offpeak | Southern_PGAE_Flow_Battery_161 | Operational_New_Capacity_MW | -1 | Midway_Q2005_HSN | Southern_PGAE_Flow_Battery_22 | Reliability_Capacity_In_Model_Year | 1 | Southern_PGAE_Flow_Battery_22 | Midway-Q2005 230kV Line | CAISO_Flow_Battery_8hr_Dispatch | Solar | Midway_Q2005_HSN | Southern_PGAE_Flow_Battery_22 | Reliability_Capacity_In_Model_Year | 1 | Midway_Q2005_SSN | Southern_PGAE_Flow_Battery_22 | Reliability_Capacity_In_Model_Year | 0.5 | Midway_Q2005_offpeak | Southern_PGAE_Flow_Battery_22 | Operational_New_Capacity_MW | -1
Dairyland_Chowchilla_offpeak | Southern_PGAE_Flow_Battery_162 | Operational_New_Capacity_MW | -1 | Midway_Q2005_HSN | Southern_PGAE_Flow_Battery_23 | Reliability_Capacity_In_Model_Year | 1 | Southern_PGAE_Flow_Battery_23 | Midway-Q2005 230kV Line | CAISO_Flow_Battery_8hr_Dispatch | Solar | Midway_Q2005_HSN | Southern_PGAE_Flow_Battery_23 | Reliability_Capacity_In_Model_Year | 1 | Midway_Q2005_SSN | Southern_PGAE_Flow_Battery_23 | Reliability_Capacity_In_Model_Year | 0.5 | Midway_Q2005_offpeak | Southern_PGAE_Flow_Battery_23 | Operational_New_Capacity_MW | -1
Dairyland_Chowchilla_offpeak | Southern_PGAE_Flow_Battery_163 | Operational_New_Capacity_MW | -1 | Midway_Q2005_HSN | Southern_PGAE_Flow_Battery_24 | Reliability_Capacity_In_Model_Year | 1 | Southern_PGAE_Flow_Battery_24 | Midway-Q2005 230kV Line | CAISO_Flow_Battery_8hr_Dispatch | Solar | Midway_Q2005_HSN | Southern_PGAE_Flow_Battery_24 | Reliability_Capacity_In_Model_Year | 1 | Midway_Q2005_SSN | Southern_PGAE_Flow_Battery_24 | Reliability_Capacity_In_Model_Year | 0.5 | Midway_Q2005_offpeak | Southern_PGAE_Flow_Battery_24 | Operational_New_Capacity_MW | -1
Dairyland_Chowchilla_offpeak | Southern_PGAE_Flow_Battery_164 | Operational_New_Capacity_MW | -1 | Midway_Q2005_HSN | Southern_PGAE_Flow_Battery_33 | Reliability_Capacity_In_Model_Year | 1 | Southern_PGAE_Flow_Battery_33 | Midway-Q2005 230kV Line | CAISO_Flow_Battery_8hr_Dispatch | Solar | Midway_Q2005_HSN | Southern_PGAE_Flow_Battery_33 | Reliability_Capacity_In_Model_Year | 1 | Midway_Q2005_SSN | Southern_PGAE_Flow_Battery_33 | Reliability_Capacity_In_Model_Year | 0.5 | Midway_Q2005_offpeak | Southern_PGAE_Flow_Battery_33 | Operational_New_Capacity_MW | -1
Dairyland_Chowchilla_offpeak | Southern_PGAE_Flow_Battery_165 | Operational_New_Capacity_MW | -1 | Midway_Q2005_HSN | Southern_PGAE_Flow_Battery_34 | Reliability_Capacity_In_Model_Year | 1 | Southern_PGAE_Flow_Battery_34 | Midway-Q2005 230kV Line | CAISO_Flow_Battery_8hr_Dispatch | Solar | Midway_Q2005_HSN | Southern_PGAE_Flow_Battery_34 | Reliability_Capacity_In_Model_Year | 1 | Midway_Q2005_SSN | Southern_PGAE_Flow_Battery_34 | Reliability_Capacity_In_Model_Year | 0.5 | Midway_Q2005_offpeak | Southern_PGAE_Flow_Battery_34 | Operational_New_Capacity_MW | -1
Dairyland_Chowchilla_offpeak | Northern_California_Flow_Battery_166 | Operational_New_Capacity_MW | -1 | Midway_Q2005_HSN | Southern_PGAE_Flow_Battery_37 | Reliability_Capacity_In_Model_Year | 1 | Southern_PGAE_Flow_Battery_37 | Midway-Q2005 230kV Line | CAISO_Flow_Battery_8hr_Dispatch | Solar | Midway_Q2005_HSN | Southern_PGAE_Flow_Battery_37 | Reliability_Capacity_In_Model_Year | 1 | Midway_Q2005_SSN | Southern_PGAE_Flow_Battery_37 | Reliability_Capacity_In_Model_Year | 0.5 | Midway_Q2005_offpeak | Southern_PGAE_Flow_Battery_37 | Operational_New_Capacity_MW | -1
Dairyland_Chowchilla_offpeak | Southern_PGAE_Flow_Battery_168 | Operational_New_Capacity_MW | -1 | Midway_Q2005_HSN | Southern_PGAE_Flow_Battery_39 | Reliability_Capacity_In_Model_Year | 1 | Southern_PGAE_Flow_Battery_39 | Midway-Q2005 230kV Line | CAISO_Flow_Battery_8hr_Dispatch | Solar | Midway_Q2005_HSN | Southern_PGAE_Flow_Battery_39 | Reliability_Capacity_In_Model_Year | 1 | Midway_Q2005_SSN | Southern_PGAE_Flow_Battery_39 | Reliability_Capacity_In_Model_Year | 0.5 | Midway_Q2005_offpeak | Southern_PGAE_Flow_Battery_39 | Operational_New_Capacity_MW | -1
Dairyland_Chowchilla_offpeak | Southern_PGAE_Flow_Battery_169 | Operational_New_Capacity_MW | -1 | Midway_Q2005_HSN | Southern_PGAE_Flow_Battery_45 | Reliability_Capacity_In_Model_Year | 1 | Southern_PGAE_Flow_Battery_45 | Midway-Q2005 230kV Line | CAISO_Flow_Battery_8hr_Dispatch | Solar | Midway_Q2005_HSN | Southern_PGAE_Flow_Battery_45 | Reliability_Capacity_In_Model_Year | 1 | Midway_Q2005_SSN | Southern_PGAE_Flow_Battery_45 | Reliability_Capacity_In_Model_Year | 0.5 | Midway_Q2005_offpeak | Southern_PGAE_Flow_Battery_45 | Operational_New_Capacity_MW | -1
Dairyland_Chowchilla_offpeak | Southern_PGAE_Flow_Battery_170 | Operational_New_Capacity_MW | -1 | Midway_Q2005_HSN | Southern_PGAE_Flow_Battery_46 | Reliability_Capacity_In_Model_Year | 1 | Southern_PGAE_Flow_Battery_46 | Midway-Q2005 230kV Line | CAISO_Flow_Battery_8hr_Dispatch | Solar | Midway_Q2005_HSN | Southern_PGAE_Flow_Battery_46 | Reliability_Capacity_In_Model_Year | 1 | Midway_Q2005_SSN | Southern_PGAE_Flow_Battery_46 | Reliability_Capacity_In_Model_Year | 0.5 | Midway_Q2005_offpeak | Southern_PGAE_Flow_Battery_46 | Operational_New_Capacity_MW | -1
Dairyland_Chowchilla_offpeak | Southern_PGAE_Flow_Battery_174 | Operational_New_Capacity_MW | -1 | Midway_Q2005_HSN | Southern_PGAE_Flow_Battery_49 | Reliability_Capacity_In_Model_Year | 1 | Southern_PGAE_Flow_Battery_49 | Midway-Q2005 230kV Line | CAISO_Flow_Battery_8hr_Dispatch | Solar | Midway_Q2005_HSN | Southern_PGAE_Flow_Battery_49 | Reliability_Capacity_In_Model_Year | 1 | Midway_Q2005_SSN | Southern_PGAE_Flow_Battery_49 | Reliability_Capacity_In_Model_Year | 0.5 | Midway_Q2005_offpeak | Southern_PGAE_Flow_Battery_49 | Operational_New_Capacity_MW | -1
Dairyland_Chowchilla_offpeak | Southern_PGAE_Flow_Battery_176 | Operational_New_Capacity_MW | -1 | Midway_Q2005_HSN | Southern_PGAE_Flow_Battery_52 | Reliability_Capacity_In_Model_Year | 1 | Southern_PGAE_Flow_Battery_52 | Midway-Q2005 230kV Line | CAISO_Flow_Battery_8hr_Dispatch | Solar | Midway_Q2005_HSN | Southern_PGAE_Flow_Battery_52 | Reliability_Capacity_In_Model_Year | 1 | Midway_Q2005_SSN | Southern_PGAE_Flow_Battery_52 | Reliability_Capacity_In_Model_Year | 0.5 | Midway_Q2005_offpeak | Southern_PGAE_Flow_Battery_52 | Operational_New_Capacity_MW | -1
Dairyland_Chowchilla_offpeak | Southern_PGAE_Li_Battery_4hr_140 | Operational_New_Capacity_MW | -1 | Midway_Q2005_HSN | Southern_PGAE_Flow_Battery_61 | Reliability_Capacity_In_Model_Year | 1 | Southern_PGAE_Flow_Battery_61 | Midway-Q2005 230kV Line | CAISO_Flow_Battery_8hr_Dispatch | Solar | Midway_Q2005_HSN | Southern_PGAE_Flow_Battery_61 | Reliability_Capacity_In_Model_Year | 1 | Midway_Q2005_SSN | Southern_PGAE_Flow_Battery_61 | Reliability_Capacity_In_Model_Year | 0.5 | Midway_Q2005_offpeak | Southern_PGAE_Flow_Battery_61 | Operational_New_Capacity_MW | -1
Dairyland_Chowchilla_offpeak | Southern_PGAE_Li_Battery_4hr_151 | Operational_New_Capacity_MW | -1 | Midway_Q2005_HSN | Southern_PGAE_Flow_Battery_69 | Reliability_Capacity_In_Model_Year | 1 | Southern_PGAE_Flow_Battery_69 | Midway-Q2005 230kV Line | CAISO_Flow_Battery_8hr_Dispatch | Solar | Midway_Q2005_HSN | Southern_PGAE_Flow_Battery_69 | Reliability_Capacity_In_Model_Year | 1 | Midway_Q2005_SSN | Southern_PGAE_Flow_Battery_69 | Reliability_Capacity_In_Model_Year | 0.5 | Midway_Q2005_offpeak | Southern_PGAE_Flow_Battery_69 | Operational_New_Capacity_MW | -1
Dairyland_Chowchilla_offpeak | Southern_PGAE_Li_Battery_4hr_154 | Operational_New_Capacity_MW | -1 | Midway_Q2005_HSN | Southern_PGAE_Flow_Battery_74 | Reliability_Capacity_In_Model_Year | 1 | Southern_PGAE_Flow_Battery_74 | Midway-Q2005 230kV Line | CAISO_Flow_Battery_8hr_Dispatch | Solar | Midway_Q2005_HSN | Southern_PGAE_Flow_Battery_74 | Reliability_Capacity_In_Model_Year | 1 | Midway_Q2005_SSN | Southern_PGAE_Flow_Battery_74 | Reliability_Capacity_In_Model_Year | 0.5 | Midway_Q2005_offpeak | Southern_PGAE_Flow_Battery_74 | Operational_New_Capacity_MW | -1
Dairyland_Chowchilla_offpeak | Southern_PGAE_Li_Battery_4hr_161 | Operational_New_Capacity_MW | -1 | Midway_Q2005_HSN | Southern_PGAE_Flow_Battery_75 | Reliability_Capacity_In_Model_Year | 1 | Southern_PGAE_Flow_Battery_75 | Midway-Q2005 230kV Line | CAISO_Flow_Battery_8hr_Dispatch | Solar | Midway_Q2005_HSN | Southern_PGAE_Flow_Battery_75 | Reliability_Capacity_In_Model_Year | 1 | Midway_Q2005_SSN | Southern_PGAE_Flow_Battery_75 | Reliability_Capacity_In_Model_Year | 0.5 | Midway_Q2005_offpeak | Southern_PGAE_Flow_Battery_75 | Operational_New_Capacity_MW | -1
Dairyland_Chowchilla_offpeak | Southern_PGAE_Li_Battery_4hr_162 | Operational_New_Capacity_MW | -1 | Midway_Q2005_HSN | Southern_PGAE_Flow_Battery_79 | Reliability_Capacity_In_Model_Year | 1 | Southern_PGAE_Flow_Battery_79 | Midway-Q2005 230kV Line | CAISO_Flow_Battery_8hr_Dispatch | Solar | Midway_Q2005_HSN | Southern_PGAE_Flow_Battery_79 | Reliability_Capacity_In_Model_Year | 1 | Midway_Q2005_SSN | Southern_PGAE_Flow_Battery_79 | Reliability_Capacity_In_Model_Year | 0.5 | Midway_Q2005_offpeak | Southern_PGAE_Flow_Battery_79 | Operational_New_Capacity_MW | -1
Dairyland_Chowchilla_offpeak | Southern_PGAE_Li_Battery_4hr_163 | Operational_New_Capacity_MW | -1 | Midway_Q2005_HSN | Northern_California_Flow_Battery_85 | Reliability_Capacity_In_Model_Year | 1 | Northern_California_Flow_Battery_85 | Midway-Q2005 230kV Line | CAISO_Flow_Battery_8hr_Dispatch | Solar | Midway_Q2005_HSN | Northern_California_Flow_Battery_85 | Reliability_Capacity_In_Model_Year | 1 | Midway_Q2005_SSN | Northern_California_Flow_Battery_85 | Reliability_Capacity_In_Model_Year | 0.5 | Midway_Q2005_offpeak | Northern_California_Flow_Battery_85 | Operational_New_Capacity_MW | -1
Dairyland_Chowchilla_offpeak | Southern_PGAE_Li_Battery_4hr_164 | Operational_New_Capacity_MW | -1 | Midway_Q2005_HSN | Southern_PGAE_Flow_Battery_93 | Reliability_Capacity_In_Model_Year | 1 | Southern_PGAE_Flow_Battery_93 | Midway-Q2005 230kV Line | CAISO_Flow_Battery_8hr_Dispatch | Solar | Midway_Q2005_HSN | Southern_PGAE_Flow_Battery_93 | Reliability_Capacity_In_Model_Year | 1 | Midway_Q2005_SSN | Southern_PGAE_Flow_Battery_93 | Reliability_Capacity_In_Model_Year | 0.5 | Midway_Q2005_offpeak | Southern_PGAE_Flow_Battery_93 | Operational_New_Capacity_MW | -1
Dairyland_Chowchilla_offpeak | Southern_PGAE_Li_Battery_4hr_165 | Operational_New_Capacity_MW | -1 | Midway_Q2005_HSN | Southern_PGAE_Flow_Battery_98 | Reliability_Capacity_In_Model_Year | 1 | Southern_PGAE_Flow_Battery_98 | Midway-Q2005 230kV Line | CAISO_Flow_Battery_8hr_Dispatch | Solar | Midway_Q2005_HSN | Southern_PGAE_Flow_Battery_98 | Reliability_Capacity_In_Model_Year | 1 | Midway_Q2005_SSN | Southern_PGAE_Flow_Battery_98 | Reliability_Capacity_In_Model_Year | 0.5 | Midway_Q2005_offpeak | Southern_PGAE_Flow_Battery_98 | Operational_New_Capacity_MW | -1
Dairyland_Chowchilla_offpeak | Northern_California_Li_Battery_4hr_166 | Operational_New_Capacity_MW | -1 | Midway_Q2005_HSN | Southern_PGAE_Flow_Battery_102 | Reliability_Capacity_In_Model_Year | 1 | Southern_PGAE_Flow_Battery_102 | Midway-Q2005 230kV Line | CAISO_Flow_Battery_8hr_Dispatch | Solar | Midway_Q2005_HSN | Southern_PGAE_Flow_Battery_102 | Reliability_Capacity_In_Model_Year | 1 | Midway_Q2005_SSN | Southern_PGAE_Flow_Battery_102 | Reliability_Capacity_In_Model_Year | 0.5 | Midway_Q2005_offpeak | Southern_PGAE_Flow_Battery_102 | Operational_New_Capacity_MW | -1
Dairyland_Chowchilla_offpeak | Southern_PGAE_Li_Battery_4hr_168 | Operational_New_Capacity_MW | -1 | Midway_Q2005_HSN | Southern_PGAE_Flow_Battery_109 | Reliability_Capacity_In_Model_Year | 1 | Southern_PGAE_Flow_Battery_109 | Midway-Q2005 230kV Line | CAISO_Flow_Battery_8hr_Dispatch | Solar | Midway_Q2005_HSN | Southern_PGAE_Flow_Battery_109 | Reliability_Capacity_In_Model_Year | 1 | Midway_Q2005_SSN | Southern_PGAE_Flow_Battery_109 | Reliability_Capacity_In_Model_Year | 0.5 | Midway_Q2005_offpeak | Southern_PGAE_Flow_Battery_109 | Operational_New_Capacity_MW | -1
Dairyland_Chowchilla_offpeak | Southern_PGAE_Li_Battery_4hr_169 | Operational_New_Capacity_MW | -1 | Midway_Q2005_HSN | Southern_PGAE_Flow_Battery_117 | Reliability_Capacity_In_Model_Year | 1 | Southern_PGAE_Flow_Battery_117 | Midway-Q2005 230kV Line | CAISO_Flow_Battery_8hr_Dispatch | Solar | Midway_Q2005_HSN | Southern_PGAE_Flow_Battery_117 | Reliability_Capacity_In_Model_Year | 1 | Midway_Q2005_SSN | Southern_PGAE_Flow_Battery_117 | Reliability_Capacity_In_Model_Year | 0.5 | Midway_Q2005_offpeak | Southern_PGAE_Flow_Battery_117 | Operational_New_Capacity_MW | -1
Dairyland_Chowchilla_offpeak | Southern_PGAE_Li_Battery_4hr_170 | Operational_New_Capacity_MW | -1 | Midway_Q2005_HSN | Southern_PGAE_Flow_Battery_118 | Reliability_Capacity_In_Model_Year | 1 | Southern_PGAE_Flow_Battery_118 | Midway-Q2005 230kV Line | CAISO_Flow_Battery_8hr_Dispatch | Solar | Midway_Q2005_HSN | Southern_PGAE_Flow_Battery_118 | Reliability_Capacity_In_Model_Year | 1 | Midway_Q2005_SSN | Southern_PGAE_Flow_Battery_118 | Reliability_Capacity_In_Model_Year | 0.5 | Midway_Q2005_offpeak | Southern_PGAE_Flow_Battery_118 | Operational_New_Capacity_MW | -1
Dairyland_Chowchilla_offpeak | Southern_PGAE_Li_Battery_4hr_174 | Operational_New_Capacity_MW | -1 | Midway_Q2005_HSN | Southern_PGAE_Flow_Battery_140 | Reliability_Capacity_In_Model_Year | 1 | Southern_PGAE_Flow_Battery_140 | Midway-Q2005 230kV Line | CAISO_Flow_Battery_8hr_Dispatch | Solar | Midway_Q2005_HSN | Southern_PGAE_Flow_Battery_140 | Reliability_Capacity_In_Model_Year | 1 | Midway_Q2005_SSN | Southern_PGAE_Flow_Battery_140 | Reliability_Capacity_In_Model_Year | 0.5 | Midway_Q2005_offpeak | Southern_PGAE_Flow_Battery_140 | Operational_New_Capacity_MW | -1
Dairyland_Chowchilla_offpeak | Southern_PGAE_Li_Battery_4hr_176 | Operational_New_Capacity_MW | -1 | Midway_Q2005_HSN | Southern_PGAE_Flow_Battery_151 | Reliability_Capacity_In_Model_Year | 1 | Southern_PGAE_Flow_Battery_151 | Midway-Q2005 230kV Line | CAISO_Flow_Battery_8hr_Dispatch | Solar | Midway_Q2005_HSN | Southern_PGAE_Flow_Battery_151 | Reliability_Capacity_In_Model_Year | 1 | Midway_Q2005_SSN | Southern_PGAE_Flow_Battery_151 | Reliability_Capacity_In_Model_Year | 0.5 | Midway_Q2005_offpeak | Southern_PGAE_Flow_Battery_151 | Operational_New_Capacity_MW | -1
Dairyland_Chowchilla_offpeak | Southern_PGAE_Li_Battery_8hr_140 | Operational_New_Capacity_MW | -1 | Midway_Q2005_HSN | Southern_PGAE_Flow_Battery_154 | Reliability_Capacity_In_Model_Year | 1 | Southern_PGAE_Flow_Battery_154 | Midway-Q2005 230kV Line | CAISO_Flow_Battery_8hr_Dispatch | Solar | Midway_Q2005_HSN | Southern_PGAE_Flow_Battery_154 | Reliability_Capacity_In_Model_Year | 1 | Midway_Q2005_SSN | Southern_PGAE_Flow_Battery_154 | Reliability_Capacity_In_Model_Year | 0.5 | Midway_Q2005_offpeak | Southern_PGAE_Flow_Battery_154 | Operational_New_Capacity_MW | -1
Dairyland_Chowchilla_offpeak | Southern_PGAE_Li_Battery_8hr_151 | Operational_New_Capacity_MW | -1 | Midway_Q2005_HSN | Southern_PGAE_Flow_Battery_161 | Reliability_Capacity_In_Model_Year | 1 | Southern_PGAE_Flow_Battery_161 | Midway-Q2005 230kV Line | CAISO_Flow_Battery_8hr_Dispatch | Solar | Midway_Q2005_HSN | Southern_PGAE_Flow_Battery_161 | Reliability_Capacity_In_Model_Year | 1 | Midway_Q2005_SSN | Southern_PGAE_Flow_Battery_161 | Reliability_Capacity_In_Model_Year | 0.5 | Midway_Q2005_offpeak | Southern_PGAE_Flow_Battery_161 | Operational_New_Capacity_MW | -1
Dairyland_Chowchilla_offpeak | Southern_PGAE_Li_Battery_8hr_154 | Operational_New_Capacity_MW | -1 | Midway_Q2005_HSN | Southern_PGAE_Flow_Battery_162 | Reliability_Capacity_In_Model_Year | 1 | Southern_PGAE_Flow_Battery_162 | Midway-Q2005 230kV Line | CAISO_Flow_Battery_8hr_Dispatch | Solar | Midway_Q2005_HSN | Southern_PGAE_Flow_Battery_162 | Reliability_Capacity_In_Model_Year | 1 | Midway_Q2005_SSN | Southern_PGAE_Flow_Battery_162 | Reliability_Capacity_In_Model_Year | 0.5 | Midway_Q2005_offpeak | Southern_PGAE_Flow_Battery_162 | Operational_New_Capacity_MW | -1
Dairyland_Chowchilla_offpeak | Southern_PGAE_Li_Battery_8hr_161 | Operational_New_Capacity_MW | -1 | Midway_Q2005_HSN | Southern_PGAE_Flow_Battery_164 | Reliability_Capacity_In_Model_Year | 1 | Southern_PGAE_Flow_Battery_164 | Midway-Q2005 230kV Line | CAISO_Flow_Battery_8hr_Dispatch | Solar | Midway_Q2005_HSN | Southern_PGAE_Flow_Battery_164 | Reliability_Capacity_In_Model_Year | 1 | Midway_Q2005_SSN | Southern_PGAE_Flow_Battery_164 | Reliability_Capacity_In_Model_Year | 0.5 | Midway_Q2005_offpeak | Southern_PGAE_Flow_Battery_164 | Operational_New_Capacity_MW | -1
Dairyland_Chowchilla_offpeak | Southern_PGAE_Li_Battery_8hr_162 | Operational_New_Capacity_MW | -1 | Midway_Q2005_HSN | Southern_PGAE_Flow_Battery_165 | Reliability_Capacity_In_Model_Year | 1 | Southern_PGAE_Flow_Battery_165 | Midway-Q2005 230kV Line | CAISO_Flow_Battery_8hr_Dispatch | Solar | Midway_Q2005_HSN | Southern_PGAE_Flow_Battery_165 | Reliability_Capacity_In_Model_Year | 1 | Midway_Q2005_SSN | Southern_PGAE_Flow_Battery_165 | Reliability_Capacity_In_Model_Year | 0.5 | Midway_Q2005_offpeak | Southern_PGAE_Flow_Battery_165 | Operational_New_Capacity_MW | -1
Dairyland_Chowchilla_offpeak | Southern_PGAE_Li_Battery_8hr_163 | Operational_New_Capacity_MW | -1 | Midway_Q2005_HSN | Southern_PGAE_Flow_Battery_168 | Reliability_Capacity_In_Model_Year | 1 | Southern_PGAE_Flow_Battery_168 | Midway-Q2005 230kV Line | CAISO_Flow_Battery_8hr_Dispatch | Solar | Midway_Q2005_HSN | Southern_PGAE_Flow_Battery_168 | Reliability_Capacity_In_Model_Year | 1 | Midway_Q2005_SSN | Southern_PGAE_Flow_Battery_168 | Reliability_Capacity_In_Model_Year | 0.5 | Midway_Q2005_offpeak | Southern_PGAE_Flow_Battery_168 | Operational_New_Capacity_MW | -1
Dairyland_Chowchilla_offpeak | Southern_PGAE_Li_Battery_8hr_164 | Operational_New_Capacity_MW | -1 | Midway_Q2005_HSN | Southern_PGAE_Flow_Battery_169 | Reliability_Capacity_In_Model_Year | 1 | Southern_PGAE_Flow_Battery_169 | Midway-Q2005 230kV Line | CAISO_Flow_Battery_8hr_Dispatch | Solar | Midway_Q2005_HSN | Southern_PGAE_Flow_Battery_169 | Reliability_Capacity_In_Model_Year | 1 | Midway_Q2005_SSN | Southern_PGAE_Flow_Battery_169 | Reliability_Capacity_In_Model_Year | 0.5 | Midway_Q2005_offpeak | Southern_PGAE_Flow_Battery_169 | Operational_New_Capacity_MW | -1
Dairyland_Chowchilla_offpeak | Southern_PGAE_Li_Battery_8hr_165 | Operational_New_Capacity_MW | -1 | Midway_Q2005_HSN | Southern_PGAE_Flow_Battery_170 | Reliability_Capacity_In_Model_Year | 1 | Southern_PGAE_Flow_Battery_170 | Midway-Q2005 230kV Line | CAISO_Flow_Battery_8hr_Dispatch | Solar | Midway_Q2005_HSN | Southern_PGAE_Flow_Battery_170 | Reliability_Capacity_In_Model_Year | 1 | Midway_Q2005_SSN | Southern_PGAE_Flow_Battery_170 | Reliability_Capacity_In_Model_Year | 0.5 | Midway_Q2005_offpeak | Southern_PGAE_Flow_Battery_170 | Operational_New_Capacity_MW | -1
Dairyland_Chowchilla_offpeak | Northern_California_Li_Battery_8hr_166 | Operational_New_Capacity_MW | -1 | Midway_Q2005_HSN | Southern_PGAE_Flow_Battery_174 | Reliability_Capacity_In_Model_Year | 1 | Southern_PGAE_Flow_Battery_174 | Midway-Q2005 230kV Line | CAISO_Flow_Battery_8hr_Dispatch | Solar | Midway_Q2005_HSN | Southern_PGAE_Flow_Battery_174 | Reliability_Capacity_In_Model_Year | 1 | Midway_Q2005_SSN | Southern_PGAE_Flow_Battery_174 | Reliability_Capacity_In_Model_Year | 0.5 | Midway_Q2005_offpeak | Southern_PGAE_Flow_Battery_174 | Operational_New_Capacity_MW | -1
Dairyland_Chowchilla_offpeak | Southern_PGAE_Li_Battery_8hr_168 | Operational_New_Capacity_MW | -1 | Midway_Q2005_HSN | Southern_PGAE_Flow_Battery_176 | Reliability_Capacity_In_Model_Year | 1 | Southern_PGAE_Flow_Battery_176 | Midway-Q2005 230kV Line | CAISO_Flow_Battery_8hr_Dispatch | Solar | Midway_Q2005_HSN | Southern_PGAE_Flow_Battery_176 | Reliability_Capacity_In_Model_Year | 1 | Midway_Q2005_SSN | Southern_PGAE_Flow_Battery_176 | Reliability_Capacity_In_Model_Year | 0.5 | Midway_Q2005_offpeak | Southern_PGAE_Flow_Battery_176 | Operational_New_Capacity_MW | -1
Dairyland_Chowchilla_offpeak | Southern_PGAE_Li_Battery_8hr_169 | Operational_New_Capacity_MW | -1 | Midway_Q2005_HSN | Southern_PGAE_Li_Battery_4hr_12 | Reliability_Capacity_In_Model_Year | 1 | Southern_PGAE_Li_Battery_4hr_12 | Midway-Q2005 230kV Line | CAISO_Li_Battery_4hr_Dispatch | Solar | Midway_Q2005_HSN | Southern_PGAE_Li_Battery_4hr_12 | Reliability_Capacity_In_Model_Year | 1 | Midway_Q2005_SSN | Southern_PGAE_Li_Battery_4hr_12 | Reliability_Capacity_In_Model_Year | 0.5 | Midway_Q2005_offpeak | Southern_PGAE_Li_Battery_4hr_12 | Operational_New_Capacity_MW | -1
Dairyland_Chowchilla_offpeak | Southern_PGAE_Li_Battery_8hr_170 | Operational_New_Capacity_MW | -1 | Midway_Q2005_HSN | Southern_PGAE_Li_Battery_4hr_17 | Reliability_Capacity_In_Model_Year | 1 | Southern_PGAE_Li_Battery_4hr_17 | Midway-Q2005 230kV Line | CAISO_Li_Battery_4hr_Dispatch | Solar | Midway_Q2005_HSN | Southern_PGAE_Li_Battery_4hr_17 | Reliability_Capacity_In_Model_Year | 1 | Midway_Q2005_SSN | Southern_PGAE_Li_Battery_4hr_17 | Reliability_Capacity_In_Model_Year | 0.5 | Midway_Q2005_offpeak | Southern_PGAE_Li_Battery_4hr_17 | Operational_New_Capacity_MW | -1
Dairyland_Chowchilla_offpeak | Southern_PGAE_Li_Battery_8hr_174 | Operational_New_Capacity_MW | -1 | Midway_Q2005_HSN | Southern_PGAE_Li_Battery_4hr_22 | Reliability_Capacity_In_Model_Year | 1 | Southern_PGAE_Li_Battery_4hr_22 | Midway-Q2005 230kV Line | CAISO_Li_Battery_4hr_Dispatch | Solar | Midway_Q2005_HSN | Southern_PGAE_Li_Battery_4hr_22 | Reliability_Capacity_In_Model_Year | 1 | Midway_Q2005_SSN | Southern_PGAE_Li_Battery_4hr_22 | Reliability_Capacity_In_Model_Year | 0.5 | Midway_Q2005_offpeak | Southern_PGAE_Li_Battery_4hr_22 | Operational_New_Capacity_MW | -1
Dairyland_Chowchilla_offpeak | Southern_PGAE_Li_Battery_8hr_176 | Operational_New_Capacity_MW | -1 | Midway_Q2005_HSN | Southern_PGAE_Li_Battery_4hr_23 | Reliability_Capacity_In_Model_Year | 1 | Southern_PGAE_Li_Battery_4hr_23 | Midway-Q2005 230kV Line | CAISO_Li_Battery_4hr_Dispatch | Solar | Midway_Q2005_HSN | Southern_PGAE_Li_Battery_4hr_23 | Reliability_Capacity_In_Model_Year | 1 | Midway_Q2005_SSN | Southern_PGAE_Li_Battery_4hr_23 | Reliability_Capacity_In_Model_Year | 0.5 | Midway_Q2005_offpeak | Southern_PGAE_Li_Battery_4hr_23 | Operational_New_Capacity_MW | -1
Dairyland_Chowchilla_offpeak | Central_Valley_North_Los_Banos_Wind_154 | Operational_New_Capacity_MW | 0.44 | Midway_Q2005_HSN | Southern_PGAE_Li_Battery_4hr_24 | Reliability_Capacity_In_Model_Year | 1 | Southern_PGAE_Li_Battery_4hr_24 | Midway-Q2005 230kV Line | CAISO_Li_Battery_4hr_Dispatch | Solar | Midway_Q2005_HSN | Southern_PGAE_Li_Battery_4hr_24 | Reliability_Capacity_In_Model_Year | 1 | Midway_Q2005_SSN | Southern_PGAE_Li_Battery_4hr_24 | Reliability_Capacity_In_Model_Year | 0.5 | Midway_Q2005_offpeak | Southern_PGAE_Li_Battery_4hr_24 | Operational_New_Capacity_MW | -1
Dairyland_Chowchilla_offpeak | Central_Valley_North_Los_Banos_Wind_162 | Operational_New_Capacity_MW | 0.44 | Midway_Q2005_HSN | Southern_PGAE_Li_Battery_4hr_33 | Reliability_Capacity_In_Model_Year | 1 | Southern_PGAE_Li_Battery_4hr_33 | Midway-Q2005 230kV Line | CAISO_Li_Battery_4hr_Dispatch | Solar | Midway_Q2005_HSN | Southern_PGAE_Li_Battery_4hr_33 | Reliability_Capacity_In_Model_Year | 1 | Midway_Q2005_SSN | Southern_PGAE_Li_Battery_4hr_33 | Reliability_Capacity_In_Model_Year | 0.5 | Midway_Q2005_offpeak | Southern_PGAE_Li_Battery_4hr_33 | Operational_New_Capacity_MW | -1
Dairyland_Chowchilla_offpeak | Northern_California_Solar_166 | Operational_New_Capacity_MW | 0.79 | Midway_Q2005_HSN | Southern_PGAE_Li_Battery_4hr_34 | Reliability_Capacity_In_Model_Year | 1 | Southern_PGAE_Li_Battery_4hr_34 | Midway-Q2005 230kV Line | CAISO_Li_Battery_4hr_Dispatch | Solar | Midway_Q2005_HSN | Southern_PGAE_Li_Battery_4hr_34 | Reliability_Capacity_In_Model_Year | 1 | Midway_Q2005_SSN | Southern_PGAE_Li_Battery_4hr_34 | Reliability_Capacity_In_Model_Year | 0.5 | Midway_Q2005_offpeak | Southern_PGAE_Li_Battery_4hr_34 | Operational_New_Capacity_MW | -1
Dairyland_Chowchilla_offpeak | Southern_PGAE_Solar_140 | Operational_New_Capacity_MW | 0.79 | Midway_Q2005_HSN | Southern_PGAE_Li_Battery_4hr_37 | Reliability_Capacity_In_Model_Year | 1 | Southern_PGAE_Li_Battery_4hr_37 | Midway-Q2005 230kV Line | CAISO_Li_Battery_4hr_Dispatch | Solar | Midway_Q2005_HSN | Southern_PGAE_Li_Battery_4hr_37 | Reliability_Capacity_In_Model_Year | 1 | Midway_Q2005_SSN | Southern_PGAE_Li_Battery_4hr_37 | Reliability_Capacity_In_Model_Year | 0.5 | Midway_Q2005_offpeak | Southern_PGAE_Li_Battery_4hr_37 | Operational_New_Capacity_MW | -1
Dairyland_Chowchilla_offpeak | Southern_PGAE_Solar_151 | Operational_New_Capacity_MW | 0.79 | Midway_Q2005_HSN | Southern_PGAE_Li_Battery_4hr_39 | Reliability_Capacity_In_Model_Year | 1 | Southern_PGAE_Li_Battery_4hr_39 | Midway-Q2005 230kV Line | CAISO_Li_Battery_4hr_Dispatch | Solar | Midway_Q2005_HSN | Southern_PGAE_Li_Battery_4hr_39 | Reliability_Capacity_In_Model_Year | 1 | Midway_Q2005_SSN | Southern_PGAE_Li_Battery_4hr_39 | Reliability_Capacity_In_Model_Year | 0.5 | Midway_Q2005_offpeak | Southern_PGAE_Li_Battery_4hr_39 | Operational_New_Capacity_MW | -1
Dairyland_Chowchilla_offpeak | Southern_PGAE_Solar_154 | Operational_New_Capacity_MW | 0.79 | Midway_Q2005_HSN | Southern_PGAE_Li_Battery_4hr_45 | Reliability_Capacity_In_Model_Year | 1 | Southern_PGAE_Li_Battery_4hr_45 | Midway-Q2005 230kV Line | CAISO_Li_Battery_4hr_Dispatch | Solar | Midway_Q2005_HSN | Southern_PGAE_Li_Battery_4hr_45 | Reliability_Capacity_In_Model_Year | 1 | Midway_Q2005_SSN | Southern_PGAE_Li_Battery_4hr_45 | Reliability_Capacity_In_Model_Year | 0.5 | Midway_Q2005_offpeak | Southern_PGAE_Li_Battery_4hr_45 | Operational_New_Capacity_MW | -1
Dairyland_Chowchilla_offpeak | Southern_PGAE_Solar_161 | Operational_New_Capacity_MW | 0.79 | Midway_Q2005_HSN | Southern_PGAE_Li_Battery_4hr_46 | Reliability_Capacity_In_Model_Year | 1 | Southern_PGAE_Li_Battery_4hr_46 | Midway-Q2005 230kV Line | CAISO_Li_Battery_4hr_Dispatch | Solar | Midway_Q2005_HSN | Southern_PGAE_Li_Battery_4hr_46 | Reliability_Capacity_In_Model_Year | 1 | Midway_Q2005_SSN | Southern_PGAE_Li_Battery_4hr_46 | Reliability_Capacity_In_Model_Year | 0.5 | Midway_Q2005_offpeak | Southern_PGAE_Li_Battery_4hr_46 | Operational_New_Capacity_MW | -1
Dairyland_Chowchilla_offpeak | Southern_PGAE_Solar_162 | Operational_New_Capacity_MW | 0.79 | Midway_Q2005_HSN | Southern_PGAE_Li_Battery_4hr_49 | Reliability_Capacity_In_Model_Year | 1 | Southern_PGAE_Li_Battery_4hr_49 | Midway-Q2005 230kV Line | CAISO_Li_Battery_4hr_Dispatch | Solar | Midway_Q2005_HSN | Southern_PGAE_Li_Battery_4hr_49 | Reliability_Capacity_In_Model_Year | 1 | Midway_Q2005_SSN | Southern_PGAE_Li_Battery_4hr_49 | Reliability_Capacity_In_Model_Year | 0.5 | Midway_Q2005_offpeak | Southern_PGAE_Li_Battery_4hr_49 | Operational_New_Capacity_MW | -1
Dairyland_Chowchilla_offpeak | Southern_PGAE_Solar_163 | Operational_New_Capacity_MW | 0.79 | Midway_Q2005_HSN | Southern_PGAE_Li_Battery_4hr_52 | Reliability_Capacity_In_Model_Year | 1 | Southern_PGAE_Li_Battery_4hr_52 | Midway-Q2005 230kV Line | CAISO_Li_Battery_4hr_Dispatch | Solar | Midway_Q2005_HSN | Southern_PGAE_Li_Battery_4hr_52 | Reliability_Capacity_In_Model_Year | 1 | Midway_Q2005_SSN | Southern_PGAE_Li_Battery_4hr_52 | Reliability_Capacity_In_Model_Year | 0.5 | Midway_Q2005_offpeak | Southern_PGAE_Li_Battery_4hr_52 | Operational_New_Capacity_MW | -1
Dairyland_Chowchilla_offpeak | Southern_PGAE_Solar_164 | Operational_New_Capacity_MW | 0.79 | Midway_Q2005_HSN | Southern_PGAE_Li_Battery_4hr_61 | Reliability_Capacity_In_Model_Year | 1 | Southern_PGAE_Li_Battery_4hr_61 | Midway-Q2005 230kV Line | CAISO_Li_Battery_4hr_Dispatch | Solar | Midway_Q2005_HSN | Southern_PGAE_Li_Battery_4hr_61 | Reliability_Capacity_In_Model_Year | 1 | Midway_Q2005_SSN | Southern_PGAE_Li_Battery_4hr_61 | Reliability_Capacity_In_Model_Year | 0.5 | Midway_Q2005_offpeak | Southern_PGAE_Li_Battery_4hr_61 | Operational_New_Capacity_MW | -1
Dairyland_Chowchilla_offpeak | Southern_PGAE_Solar_165 | Operational_New_Capacity_MW | 0.79 | Midway_Q2005_HSN | Southern_PGAE_Li_Battery_4hr_69 | Reliability_Capacity_In_Model_Year | 1 | Southern_PGAE_Li_Battery_4hr_69 | Midway-Q2005 230kV Line | CAISO_Li_Battery_4hr_Dispatch | Solar | Midway_Q2005_HSN | Southern_PGAE_Li_Battery_4hr_69 | Reliability_Capacity_In_Model_Year | 1 | Midway_Q2005_SSN | Southern_PGAE_Li_Battery_4hr_69 | Reliability_Capacity_In_Model_Year | 0.5 | Midway_Q2005_offpeak | Southern_PGAE_Li_Battery_4hr_69 | Operational_New_Capacity_MW | -1
Dairyland_Chowchilla_offpeak | Southern_PGAE_Solar_168 | Operational_New_Capacity_MW | 0.79 | Midway_Q2005_HSN | Southern_PGAE_Li_Battery_4hr_74 | Reliability_Capacity_In_Model_Year | 1 | Southern_PGAE_Li_Battery_4hr_74 | Midway-Q2005 230kV Line | CAISO_Li_Battery_4hr_Dispatch | Solar | Midway_Q2005_HSN | Southern_PGAE_Li_Battery_4hr_74 | Reliability_Capacity_In_Model_Year | 1 | Midway_Q2005_SSN | Southern_PGAE_Li_Battery_4hr_74 | Reliability_Capacity_In_Model_Year | 0.5 | Midway_Q2005_offpeak | Southern_PGAE_Li_Battery_4hr_74 | Operational_New_Capacity_MW | -1
Dairyland_Chowchilla_offpeak | Southern_PGAE_Solar_169 | Operational_New_Capacity_MW | 0.79 | Midway_Q2005_HSN | Southern_PGAE_Li_Battery_4hr_75 | Reliability_Capacity_In_Model_Year | 1 | Southern_PGAE_Li_Battery_4hr_75 | Midway-Q2005 230kV Line | CAISO_Li_Battery_4hr_Dispatch | Solar | Midway_Q2005_HSN | Southern_PGAE_Li_Battery_4hr_75 | Reliability_Capacity_In_Model_Year | 1 | Midway_Q2005_SSN | Southern_PGAE_Li_Battery_4hr_75 | Reliability_Capacity_In_Model_Year | 0.5 | Midway_Q2005_offpeak | Southern_PGAE_Li_Battery_4hr_75 | Operational_New_Capacity_MW | -1
Dairyland_Chowchilla_offpeak | Southern_PGAE_Solar_170 | Operational_New_Capacity_MW | 0.79 | Midway_Q2005_HSN | Southern_PGAE_Li_Battery_4hr_79 | Reliability_Capacity_In_Model_Year | 1 | Southern_PGAE_Li_Battery_4hr_79 | Midway-Q2005 230kV Line | CAISO_Li_Battery_4hr_Dispatch | Solar | Midway_Q2005_HSN | Southern_PGAE_Li_Battery_4hr_79 | Reliability_Capacity_In_Model_Year | 1 | Midway_Q2005_SSN | Southern_PGAE_Li_Battery_4hr_79 | Reliability_Capacity_In_Model_Year | 0.5 | Midway_Q2005_offpeak | Southern_PGAE_Li_Battery_4hr_79 | Operational_New_Capacity_MW | -1
Dairyland_Chowchilla_offpeak | Southern_PGAE_Solar_174 | Operational_New_Capacity_MW | 0.79 | Midway_Q2005_HSN | Northern_California_Li_Battery_4hr_85 | Reliability_Capacity_In_Model_Year | 1 | Northern_California_Li_Battery_4hr_85 | Midway-Q2005 230kV Line | CAISO_Li_Battery_4hr_Dispatch | Solar | Midway_Q2005_HSN | Northern_California_Li_Battery_4hr_85 | Reliability_Capacity_In_Model_Year | 1 | Midway_Q2005_SSN | Northern_California_Li_Battery_4hr_85 | Reliability_Capacity_In_Model_Year | 0.5 | Midway_Q2005_offpeak | Northern_California_Li_Battery_4hr_85 | Operational_New_Capacity_MW | -1
Dairyland_Chowchilla_offpeak | Southern_PGAE_Solar_176 | Operational_New_Capacity_MW | 0.79 | Midway_Q2005_HSN | Southern_PGAE_Li_Battery_4hr_93 | Reliability_Capacity_In_Model_Year | 1 | Southern_PGAE_Li_Battery_4hr_93 | Midway-Q2005 230kV Line | CAISO_Li_Battery_4hr_Dispatch | Solar | Midway_Q2005_HSN | Southern_PGAE_Li_Battery_4hr_93 | Reliability_Capacity_In_Model_Year | 1 | Midway_Q2005_SSN | Southern_PGAE_Li_Battery_4hr_93 | Reliability_Capacity_In_Model_Year | 0.5 | Midway_Q2005_offpeak | Southern_PGAE_Li_Battery_4hr_93 | Operational_New_Capacity_MW | -1
Dairyland_Chowchilla_offpeak | Dairyland_Chowchilla_group | Operational_New_Capacity_MW | -0.10074 | Midway_Q2005_HSN | Southern_PGAE_Li_Battery_4hr_98 | Reliability_Capacity_In_Model_Year | 1 | Southern_PGAE_Li_Battery_4hr_98 | Midway-Q2005 230kV Line | CAISO_Li_Battery_4hr_Dispatch | Solar | Midway_Q2005_HSN | Southern_PGAE_Li_Battery_4hr_98 | Reliability_Capacity_In_Model_Year | 1 | Midway_Q2005_SSN | Southern_PGAE_Li_Battery_4hr_98 | Reliability_Capacity_In_Model_Year | 0.5 | Midway_Q2005_offpeak | Southern_PGAE_Li_Battery_4hr_98 | Operational_New_Capacity_MW | -1
Dairyland_Chowchilla_SSN | Southern_PGAE_Flow_Battery_140 | Reliability_Capacity_In_Model_Year | 0.5 | Midway_Q2005_HSN | Southern_PGAE_Li_Battery_4hr_102 | Reliability_Capacity_In_Model_Year | 1 | Southern_PGAE_Li_Battery_4hr_102 | Midway-Q2005 230kV Line | CAISO_Li_Battery_4hr_Dispatch | Solar | Midway_Q2005_HSN | Southern_PGAE_Li_Battery_4hr_102 | Reliability_Capacity_In_Model_Year | 1 | Midway_Q2005_SSN | Southern_PGAE_Li_Battery_4hr_102 | Reliability_Capacity_In_Model_Year | 0.5 | Midway_Q2005_offpeak | Southern_PGAE_Li_Battery_4hr_102 | Operational_New_Capacity_MW | -1
Dairyland_Chowchilla_SSN | Southern_PGAE_Flow_Battery_151 | Reliability_Capacity_In_Model_Year | 0.5 | Midway_Q2005_HSN | Southern_PGAE_Li_Battery_4hr_109 | Reliability_Capacity_In_Model_Year | 1 | Southern_PGAE_Li_Battery_4hr_109 | Midway-Q2005 230kV Line | CAISO_Li_Battery_4hr_Dispatch | Solar | Midway_Q2005_HSN | Southern_PGAE_Li_Battery_4hr_109 | Reliability_Capacity_In_Model_Year | 1 | Midway_Q2005_SSN | Southern_PGAE_Li_Battery_4hr_109 | Reliability_Capacity_In_Model_Year | 0.5 | Midway_Q2005_offpeak | Southern_PGAE_Li_Battery_4hr_109 | Operational_New_Capacity_MW | -1
Dairyland_Chowchilla_SSN | Southern_PGAE_Flow_Battery_154 | Reliability_Capacity_In_Model_Year | 0.5 | Midway_Q2005_HSN | Southern_PGAE_Li_Battery_4hr_117 | Reliability_Capacity_In_Model_Year | 1 | Southern_PGAE_Li_Battery_4hr_117 | Midway-Q2005 230kV Line | CAISO_Li_Battery_4hr_Dispatch | Solar | Midway_Q2005_HSN | Southern_PGAE_Li_Battery_4hr_117 | Reliability_Capacity_In_Model_Year | 1 | Midway_Q2005_SSN | Southern_PGAE_Li_Battery_4hr_117 | Reliability_Capacity_In_Model_Year | 0.5 | Midway_Q2005_offpeak | Southern_PGAE_Li_Battery_4hr_117 | Operational_New_Capacity_MW | -1
Dairyland_Chowchilla_SSN | Southern_PGAE_Flow_Battery_161 | Reliability_Capacity_In_Model_Year | 0.5 | Midway_Q2005_HSN | Southern_PGAE_Li_Battery_4hr_118 | Reliability_Capacity_In_Model_Year | 1 | Southern_PGAE_Li_Battery_4hr_118 | Midway-Q2005 230kV Line | CAISO_Li_Battery_4hr_Dispatch | Solar | Midway_Q2005_HSN | Southern_PGAE_Li_Battery_4hr_118 | Reliability_Capacity_In_Model_Year | 1 | Midway_Q2005_SSN | Southern_PGAE_Li_Battery_4hr_118 | Reliability_Capacity_In_Model_Year | 0.5 | Midway_Q2005_offpeak | Southern_PGAE_Li_Battery_4hr_118 | Operational_New_Capacity_MW | -1
Dairyland_Chowchilla_SSN | Southern_PGAE_Flow_Battery_162 | Reliability_Capacity_In_Model_Year | 0.5 | Midway_Q2005_HSN | Southern_PGAE_Li_Battery_4hr_140 | Reliability_Capacity_In_Model_Year | 1 | Southern_PGAE_Li_Battery_4hr_140 | Midway-Q2005 230kV Line | CAISO_Li_Battery_4hr_Dispatch | Solar | Midway_Q2005_HSN | Southern_PGAE_Li_Battery_4hr_140 | Reliability_Capacity_In_Model_Year | 1 | Midway_Q2005_SSN | Southern_PGAE_Li_Battery_4hr_140 | Reliability_Capacity_In_Model_Year | 0.5 | Midway_Q2005_offpeak | Southern_PGAE_Li_Battery_4hr_140 | Operational_New_Capacity_MW | -1
Dairyland_Chowchilla_SSN | Southern_PGAE_Flow_Battery_163 | Reliability_Capacity_In_Model_Year | 0.5 | Midway_Q2005_HSN | Southern_PGAE_Li_Battery_4hr_151 | Reliability_Capacity_In_Model_Year | 1 | Southern_PGAE_Li_Battery_4hr_151 | Midway-Q2005 230kV Line | CAISO_Li_Battery_4hr_Dispatch | Solar | Midway_Q2005_HSN | Southern_PGAE_Li_Battery_4hr_151 | Reliability_Capacity_In_Model_Year | 1 | Midway_Q2005_SSN | Southern_PGAE_Li_Battery_4hr_151 | Reliability_Capacity_In_Model_Year | 0.5 | Midway_Q2005_offpeak | Southern_PGAE_Li_Battery_4hr_151 | Operational_New_Capacity_MW | -1
Dairyland_Chowchilla_SSN | Southern_PGAE_Flow_Battery_164 | Reliability_Capacity_In_Model_Year | 0.5 | Midway_Q2005_HSN | Southern_PGAE_Li_Battery_4hr_154 | Reliability_Capacity_In_Model_Year | 1 | Southern_PGAE_Li_Battery_4hr_154 | Midway-Q2005 230kV Line | CAISO_Li_Battery_4hr_Dispatch | Solar | Midway_Q2005_HSN | Southern_PGAE_Li_Battery_4hr_154 | Reliability_Capacity_In_Model_Year | 1 | Midway_Q2005_SSN | Southern_PGAE_Li_Battery_4hr_154 | Reliability_Capacity_In_Model_Year | 0.5 | Midway_Q2005_offpeak | Southern_PGAE_Li_Battery_4hr_154 | Operational_New_Capacity_MW | -1
Dairyland_Chowchilla_SSN | Southern_PGAE_Flow_Battery_165 | Reliability_Capacity_In_Model_Year | 0.5 | Midway_Q2005_HSN | Southern_PGAE_Li_Battery_4hr_161 | Reliability_Capacity_In_Model_Year | 1 | Southern_PGAE_Li_Battery_4hr_161 | Midway-Q2005 230kV Line | CAISO_Li_Battery_4hr_Dispatch | Solar | Midway_Q2005_HSN | Southern_PGAE_Li_Battery_4hr_161 | Reliability_Capacity_In_Model_Year | 1 | Midway_Q2005_SSN | Southern_PGAE_Li_Battery_4hr_161 | Reliability_Capacity_In_Model_Year | 0.5 | Midway_Q2005_offpeak | Southern_PGAE_Li_Battery_4hr_161 | Operational_New_Capacity_MW | -1
Dairyland_Chowchilla_SSN | Northern_California_Flow_Battery_166 | Reliability_Capacity_In_Model_Year | 0.5 | Midway_Q2005_HSN | Southern_PGAE_Li_Battery_4hr_162 | Reliability_Capacity_In_Model_Year | 1 | Southern_PGAE_Li_Battery_4hr_162 | Midway-Q2005 230kV Line | CAISO_Li_Battery_4hr_Dispatch | Solar | Midway_Q2005_HSN | Southern_PGAE_Li_Battery_4hr_162 | Reliability_Capacity_In_Model_Year | 1 | Midway_Q2005_SSN | Southern_PGAE_Li_Battery_4hr_162 | Reliability_Capacity_In_Model_Year | 0.5 | Midway_Q2005_offpeak | Southern_PGAE_Li_Battery_4hr_162 | Operational_New_Capacity_MW | -1
Dairyland_Chowchilla_SSN | Southern_PGAE_Flow_Battery_168 | Reliability_Capacity_In_Model_Year | 0.5 | Midway_Q2005_HSN | Southern_PGAE_Li_Battery_4hr_164 | Reliability_Capacity_In_Model_Year | 1 | Southern_PGAE_Li_Battery_4hr_164 | Midway-Q2005 230kV Line | CAISO_Li_Battery_4hr_Dispatch | Solar | Midway_Q2005_HSN | Southern_PGAE_Li_Battery_4hr_164 | Reliability_Capacity_In_Model_Year | 1 | Midway_Q2005_SSN | Southern_PGAE_Li_Battery_4hr_164 | Reliability_Capacity_In_Model_Year | 0.5 | Midway_Q2005_offpeak | Southern_PGAE_Li_Battery_4hr_164 | Operational_New_Capacity_MW | -1
Dairyland_Chowchilla_SSN | Southern_PGAE_Flow_Battery_169 | Reliability_Capacity_In_Model_Year | 0.5 | Midway_Q2005_HSN | Southern_PGAE_Li_Battery_4hr_165 | Reliability_Capacity_In_Model_Year | 1 | Southern_PGAE_Li_Battery_4hr_165 | Midway-Q2005 230kV Line | CAISO_Li_Battery_4hr_Dispatch | Solar | Midway_Q2005_HSN | Southern_PGAE_Li_Battery_4hr_165 | Reliability_Capacity_In_Model_Year | 1 | Midway_Q2005_SSN | Southern_PGAE_Li_Battery_4hr_165 | Reliability_Capacity_In_Model_Year | 0.5 | Midway_Q2005_offpeak | Southern_PGAE_Li_Battery_4hr_165 | Operational_New_Capacity_MW | -1
Dairyland_Chowchilla_SSN | Southern_PGAE_Flow_Battery_170 | Reliability_Capacity_In_Model_Year | 0.5 | Midway_Q2005_HSN | Southern_PGAE_Li_Battery_4hr_168 | Reliability_Capacity_In_Model_Year | 1 | Southern_PGAE_Li_Battery_4hr_168 | Midway-Q2005 230kV Line | CAISO_Li_Battery_4hr_Dispatch | Solar | Midway_Q2005_HSN | Southern_PGAE_Li_Battery_4hr_168 | Reliability_Capacity_In_Model_Year | 1 | Midway_Q2005_SSN | Southern_PGAE_Li_Battery_4hr_168 | Reliability_Capacity_In_Model_Year | 0.5 | Midway_Q2005_offpeak | Southern_PGAE_Li_Battery_4hr_168 | Operational_New_Capacity_MW | -1
Dairyland_Chowchilla_SSN | Southern_PGAE_Flow_Battery_174 | Reliability_Capacity_In_Model_Year | 0.5 | Midway_Q2005_HSN | Southern_PGAE_Li_Battery_4hr_169 | Reliability_Capacity_In_Model_Year | 1 | Southern_PGAE_Li_Battery_4hr_169 | Midway-Q2005 230kV Line | CAISO_Li_Battery_4hr_Dispatch | Solar | Midway_Q2005_HSN | Southern_PGAE_Li_Battery_4hr_169 | Reliability_Capacity_In_Model_Year | 1 | Midway_Q2005_SSN | Southern_PGAE_Li_Battery_4hr_169 | Reliability_Capacity_In_Model_Year | 0.5 | Midway_Q2005_offpeak | Southern_PGAE_Li_Battery_4hr_169 | Operational_New_Capacity_MW | -1
Dairyland_Chowchilla_SSN | Southern_PGAE_Flow_Battery_176 | Reliability_Capacity_In_Model_Year | 0.5 | Midway_Q2005_HSN | Southern_PGAE_Li_Battery_4hr_170 | Reliability_Capacity_In_Model_Year | 1 | Southern_PGAE_Li_Battery_4hr_170 | Midway-Q2005 230kV Line | CAISO_Li_Battery_4hr_Dispatch | Solar | Midway_Q2005_HSN | Southern_PGAE_Li_Battery_4hr_170 | Reliability_Capacity_In_Model_Year | 1 | Midway_Q2005_SSN | Southern_PGAE_Li_Battery_4hr_170 | Reliability_Capacity_In_Model_Year | 0.5 | Midway_Q2005_offpeak | Southern_PGAE_Li_Battery_4hr_170 | Operational_New_Capacity_MW | -1
Dairyland_Chowchilla_SSN | Southern_PGAE_Li_Battery_4hr_140 | Reliability_Capacity_In_Model_Year | 0.5 | Midway_Q2005_HSN | Southern_PGAE_Li_Battery_4hr_174 | Reliability_Capacity_In_Model_Year | 1 | Southern_PGAE_Li_Battery_4hr_174 | Midway-Q2005 230kV Line | CAISO_Li_Battery_4hr_Dispatch | Solar | Midway_Q2005_HSN | Southern_PGAE_Li_Battery_4hr_174 | Reliability_Capacity_In_Model_Year | 1 | Midway_Q2005_SSN | Southern_PGAE_Li_Battery_4hr_174 | Reliability_Capacity_In_Model_Year | 0.5 | Midway_Q2005_offpeak | Southern_PGAE_Li_Battery_4hr_174 | Operational_New_Capacity_MW | -1
Dairyland_Chowchilla_SSN | Southern_PGAE_Li_Battery_4hr_151 | Reliability_Capacity_In_Model_Year | 0.5 | Midway_Q2005_HSN | Southern_PGAE_Li_Battery_4hr_176 | Reliability_Capacity_In_Model_Year | 1 | Southern_PGAE_Li_Battery_4hr_176 | Midway-Q2005 230kV Line | CAISO_Li_Battery_4hr_Dispatch | Solar | Midway_Q2005_HSN | Southern_PGAE_Li_Battery_4hr_176 | Reliability_Capacity_In_Model_Year | 1 | Midway_Q2005_SSN | Southern_PGAE_Li_Battery_4hr_176 | Reliability_Capacity_In_Model_Year | 0.5 | Midway_Q2005_offpeak | Southern_PGAE_Li_Battery_4hr_176 | Operational_New_Capacity_MW | -1
Dairyland_Chowchilla_SSN | Southern_PGAE_Li_Battery_4hr_154 | Reliability_Capacity_In_Model_Year | 0.5 | Midway_Q2005_HSN | Southern_PGAE_Li_Battery_8hr_12 | Reliability_Capacity_In_Model_Year | 1 | Southern_PGAE_Li_Battery_8hr_12 | Midway-Q2005 230kV Line | CAISO_Li_Battery_8hr_Dispatch | Solar | Midway_Q2005_HSN | Southern_PGAE_Li_Battery_8hr_12 | Reliability_Capacity_In_Model_Year | 1 | Midway_Q2005_SSN | Southern_PGAE_Li_Battery_8hr_12 | Reliability_Capacity_In_Model_Year | 0.5 | Midway_Q2005_offpeak | Southern_PGAE_Li_Battery_8hr_12 | Operational_New_Capacity_MW | -1
Dairyland_Chowchilla_SSN | Southern_PGAE_Li_Battery_4hr_161 | Reliability_Capacity_In_Model_Year | 0.5 | Midway_Q2005_HSN | Southern_PGAE_Li_Battery_8hr_17 | Reliability_Capacity_In_Model_Year | 1 | Southern_PGAE_Li_Battery_8hr_17 | Midway-Q2005 230kV Line | CAISO_Li_Battery_8hr_Dispatch | Solar | Midway_Q2005_HSN | Southern_PGAE_Li_Battery_8hr_17 | Reliability_Capacity_In_Model_Year | 1 | Midway_Q2005_SSN | Southern_PGAE_Li_Battery_8hr_17 | Reliability_Capacity_In_Model_Year | 0.5 | Midway_Q2005_offpeak | Southern_PGAE_Li_Battery_8hr_17 | Operational_New_Capacity_MW | -1
Dairyland_Chowchilla_SSN | Southern_PGAE_Li_Battery_4hr_162 | Reliability_Capacity_In_Model_Year | 0.5 | Midway_Q2005_HSN | Southern_PGAE_Li_Battery_8hr_22 | Reliability_Capacity_In_Model_Year | 1 | Southern_PGAE_Li_Battery_8hr_22 | Midway-Q2005 230kV Line | CAISO_Li_Battery_8hr_Dispatch | Solar | Midway_Q2005_HSN | Southern_PGAE_Li_Battery_8hr_22 | Reliability_Capacity_In_Model_Year | 1 | Midway_Q2005_SSN | Southern_PGAE_Li_Battery_8hr_22 | Reliability_Capacity_In_Model_Year | 0.5 | Midway_Q2005_offpeak | Southern_PGAE_Li_Battery_8hr_22 | Operational_New_Capacity_MW | -1
Dairyland_Chowchilla_SSN | Southern_PGAE_Li_Battery_4hr_163 | Reliability_Capacity_In_Model_Year | 0.5 | Midway_Q2005_HSN | Southern_PGAE_Li_Battery_8hr_23 | Reliability_Capacity_In_Model_Year | 1 | Southern_PGAE_Li_Battery_8hr_23 | Midway-Q2005 230kV Line | CAISO_Li_Battery_8hr_Dispatch | Solar | Midway_Q2005_HSN | Southern_PGAE_Li_Battery_8hr_23 | Reliability_Capacity_In_Model_Year | 1 | Midway_Q2005_SSN | Southern_PGAE_Li_Battery_8hr_23 | Reliability_Capacity_In_Model_Year | 0.5 | Midway_Q2005_offpeak | Southern_PGAE_Li_Battery_8hr_23 | Operational_New_Capacity_MW | -1
Dairyland_Chowchilla_SSN | Southern_PGAE_Li_Battery_4hr_164 | Reliability_Capacity_In_Model_Year | 0.5 | Midway_Q2005_HSN | Southern_PGAE_Li_Battery_8hr_24 | Reliability_Capacity_In_Model_Year | 1 | Southern_PGAE_Li_Battery_8hr_24 | Midway-Q2005 230kV Line | CAISO_Li_Battery_8hr_Dispatch | Solar | Midway_Q2005_HSN | Southern_PGAE_Li_Battery_8hr_24 | Reliability_Capacity_In_Model_Year | 1 | Midway_Q2005_SSN | Southern_PGAE_Li_Battery_8hr_24 | Reliability_Capacity_In_Model_Year | 0.5 | Midway_Q2005_offpeak | Southern_PGAE_Li_Battery_8hr_24 | Operational_New_Capacity_MW | -1
Dairyland_Chowchilla_SSN | Southern_PGAE_Li_Battery_4hr_165 | Reliability_Capacity_In_Model_Year | 0.5 | Midway_Q2005_HSN | Southern_PGAE_Li_Battery_8hr_33 | Reliability_Capacity_In_Model_Year | 1 | Southern_PGAE_Li_Battery_8hr_33 | Midway-Q2005 230kV Line | CAISO_Li_Battery_8hr_Dispatch | Solar | Midway_Q2005_HSN | Southern_PGAE_Li_Battery_8hr_33 | Reliability_Capacity_In_Model_Year | 1 | Midway_Q2005_SSN | Southern_PGAE_Li_Battery_8hr_33 | Reliability_Capacity_In_Model_Year | 0.5 | Midway_Q2005_offpeak | Southern_PGAE_Li_Battery_8hr_33 | Operational_New_Capacity_MW | -1
Dairyland_Chowchilla_SSN | Northern_California_Li_Battery_4hr_166 | Reliability_Capacity_In_Model_Year | 0.5 | Midway_Q2005_HSN | Southern_PGAE_Li_Battery_8hr_34 | Reliability_Capacity_In_Model_Year | 1 | Southern_PGAE_Li_Battery_8hr_34 | Midway-Q2005 230kV Line | CAISO_Li_Battery_8hr_Dispatch | Solar | Midway_Q2005_HSN | Southern_PGAE_Li_Battery_8hr_34 | Reliability_Capacity_In_Model_Year | 1 | Midway_Q2005_SSN | Southern_PGAE_Li_Battery_8hr_34 | Reliability_Capacity_In_Model_Year | 0.5 | Midway_Q2005_offpeak | Southern_PGAE_Li_Battery_8hr_34 | Operational_New_Capacity_MW | -1
Dairyland_Chowchilla_SSN | Southern_PGAE_Li_Battery_4hr_168 | Reliability_Capacity_In_Model_Year | 0.5 | Midway_Q2005_HSN | Southern_PGAE_Li_Battery_8hr_37 | Reliability_Capacity_In_Model_Year | 1 | Southern_PGAE_Li_Battery_8hr_37 | Midway-Q2005 230kV Line | CAISO_Li_Battery_8hr_Dispatch | Solar | Midway_Q2005_HSN | Southern_PGAE_Li_Battery_8hr_37 | Reliability_Capacity_In_Model_Year | 1 | Midway_Q2005_SSN | Southern_PGAE_Li_Battery_8hr_37 | Reliability_Capacity_In_Model_Year | 0.5 | Midway_Q2005_offpeak | Southern_PGAE_Li_Battery_8hr_37 | Operational_New_Capacity_MW | -1
Dairyland_Chowchilla_SSN | Southern_PGAE_Li_Battery_4hr_169 | Reliability_Capacity_In_Model_Year | 0.5 | Midway_Q2005_HSN | Southern_PGAE_Li_Battery_8hr_39 | Reliability_Capacity_In_Model_Year | 1 | Southern_PGAE_Li_Battery_8hr_39 | Midway-Q2005 230kV Line | CAISO_Li_Battery_8hr_Dispatch | Solar | Midway_Q2005_HSN | Southern_PGAE_Li_Battery_8hr_39 | Reliability_Capacity_In_Model_Year | 1 | Midway_Q2005_SSN | Southern_PGAE_Li_Battery_8hr_39 | Reliability_Capacity_In_Model_Year | 0.5 | Midway_Q2005_offpeak | Southern_PGAE_Li_Battery_8hr_39 | Operational_New_Capacity_MW | -1
Dairyland_Chowchilla_SSN | Southern_PGAE_Li_Battery_4hr_170 | Reliability_Capacity_In_Model_Year | 0.5 | Midway_Q2005_HSN | Southern_PGAE_Li_Battery_8hr_45 | Reliability_Capacity_In_Model_Year | 1 | Southern_PGAE_Li_Battery_8hr_45 | Midway-Q2005 230kV Line | CAISO_Li_Battery_8hr_Dispatch | Solar | Midway_Q2005_HSN | Southern_PGAE_Li_Battery_8hr_45 | Reliability_Capacity_In_Model_Year | 1 | Midway_Q2005_SSN | Southern_PGAE_Li_Battery_8hr_45 | Reliability_Capacity_In_Model_Year | 0.5 | Midway_Q2005_offpeak | Southern_PGAE_Li_Battery_8hr_45 | Operational_New_Capacity_MW | -1
Dairyland_Chowchilla_SSN | Southern_PGAE_Li_Battery_4hr_174 | Reliability_Capacity_In_Model_Year | 0.5 | Midway_Q2005_HSN | Southern_PGAE_Li_Battery_8hr_46 | Reliability_Capacity_In_Model_Year | 1 | Southern_PGAE_Li_Battery_8hr_46 | Midway-Q2005 230kV Line | CAISO_Li_Battery_8hr_Dispatch | Solar | Midway_Q2005_HSN | Southern_PGAE_Li_Battery_8hr_46 | Reliability_Capacity_In_Model_Year | 1 | Midway_Q2005_SSN | Southern_PGAE_Li_Battery_8hr_46 | Reliability_Capacity_In_Model_Year | 0.5 | Midway_Q2005_offpeak | Southern_PGAE_Li_Battery_8hr_46 | Operational_New_Capacity_MW | -1
Dairyland_Chowchilla_SSN | Southern_PGAE_Li_Battery_4hr_176 | Reliability_Capacity_In_Model_Year | 0.5 | Midway_Q2005_HSN | Southern_PGAE_Li_Battery_8hr_49 | Reliability_Capacity_In_Model_Year | 1 | Southern_PGAE_Li_Battery_8hr_49 | Midway-Q2005 230kV Line | CAISO_Li_Battery_8hr_Dispatch | Solar | Midway_Q2005_HSN | Southern_PGAE_Li_Battery_8hr_49 | Reliability_Capacity_In_Model_Year | 1 | Midway_Q2005_SSN | Southern_PGAE_Li_Battery_8hr_49 | Reliability_Capacity_In_Model_Year | 0.5 | Midway_Q2005_offpeak | Southern_PGAE_Li_Battery_8hr_49 | Operational_New_Capacity_MW | -1
Dairyland_Chowchilla_SSN | Southern_PGAE_Li_Battery_8hr_140 | Reliability_Capacity_In_Model_Year | 0.5 | Midway_Q2005_HSN | Southern_PGAE_Li_Battery_8hr_52 | Reliability_Capacity_In_Model_Year | 1 | Southern_PGAE_Li_Battery_8hr_52 | Midway-Q2005 230kV Line | CAISO_Li_Battery_8hr_Dispatch | Solar | Midway_Q2005_HSN | Southern_PGAE_Li_Battery_8hr_52 | Reliability_Capacity_In_Model_Year | 1 | Midway_Q2005_SSN | Southern_PGAE_Li_Battery_8hr_52 | Reliability_Capacity_In_Model_Year | 0.5 | Midway_Q2005_offpeak | Southern_PGAE_Li_Battery_8hr_52 | Operational_New_Capacity_MW | -1
Dairyland_Chowchilla_SSN | Southern_PGAE_Li_Battery_8hr_151 | Reliability_Capacity_In_Model_Year | 0.5 | Midway_Q2005_HSN | Southern_PGAE_Li_Battery_8hr_61 | Reliability_Capacity_In_Model_Year | 1 | Southern_PGAE_Li_Battery_8hr_61 | Midway-Q2005 230kV Line | CAISO_Li_Battery_8hr_Dispatch | Solar | Midway_Q2005_HSN | Southern_PGAE_Li_Battery_8hr_61 | Reliability_Capacity_In_Model_Year | 1 | Midway_Q2005_SSN | Southern_PGAE_Li_Battery_8hr_61 | Reliability_Capacity_In_Model_Year | 0.5 | Midway_Q2005_offpeak | Southern_PGAE_Li_Battery_8hr_61 | Operational_New_Capacity_MW | -1
Dairyland_Chowchilla_SSN | Southern_PGAE_Li_Battery_8hr_154 | Reliability_Capacity_In_Model_Year | 0.5 | Midway_Q2005_HSN | Southern_PGAE_Li_Battery_8hr_69 | Reliability_Capacity_In_Model_Year | 1 | Southern_PGAE_Li_Battery_8hr_69 | Midway-Q2005 230kV Line | CAISO_Li_Battery_8hr_Dispatch | Solar | Midway_Q2005_HSN | Southern_PGAE_Li_Battery_8hr_69 | Reliability_Capacity_In_Model_Year | 1 | Midway_Q2005_SSN | Southern_PGAE_Li_Battery_8hr_69 | Reliability_Capacity_In_Model_Year | 0.5 | Midway_Q2005_offpeak | Southern_PGAE_Li_Battery_8hr_69 | Operational_New_Capacity_MW | -1
Dairyland_Chowchilla_SSN | Southern_PGAE_Li_Battery_8hr_161 | Reliability_Capacity_In_Model_Year | 0.5 | Midway_Q2005_HSN | Southern_PGAE_Li_Battery_8hr_74 | Reliability_Capacity_In_Model_Year | 1 | Southern_PGAE_Li_Battery_8hr_74 | Midway-Q2005 230kV Line | CAISO_Li_Battery_8hr_Dispatch | Solar | Midway_Q2005_HSN | Southern_PGAE_Li_Battery_8hr_74 | Reliability_Capacity_In_Model_Year | 1 | Midway_Q2005_SSN | Southern_PGAE_Li_Battery_8hr_74 | Reliability_Capacity_In_Model_Year | 0.5 | Midway_Q2005_offpeak | Southern_PGAE_Li_Battery_8hr_74 | Operational_New_Capacity_MW | -1
Dairyland_Chowchilla_SSN | Southern_PGAE_Li_Battery_8hr_162 | Reliability_Capacity_In_Model_Year | 0.5 | Midway_Q2005_HSN | Southern_PGAE_Li_Battery_8hr_75 | Reliability_Capacity_In_Model_Year | 1 | Southern_PGAE_Li_Battery_8hr_75 | Midway-Q2005 230kV Line | CAISO_Li_Battery_8hr_Dispatch | Solar | Midway_Q2005_HSN | Southern_PGAE_Li_Battery_8hr_75 | Reliability_Capacity_In_Model_Year | 1 | Midway_Q2005_SSN | Southern_PGAE_Li_Battery_8hr_75 | Reliability_Capacity_In_Model_Year | 0.5 | Midway_Q2005_offpeak | Southern_PGAE_Li_Battery_8hr_75 | Operational_New_Capacity_MW | -1
Dairyland_Chowchilla_SSN | Southern_PGAE_Li_Battery_8hr_163 | Reliability_Capacity_In_Model_Year | 0.5 | Midway_Q2005_HSN | Southern_PGAE_Li_Battery_8hr_79 | Reliability_Capacity_In_Model_Year | 1 | Southern_PGAE_Li_Battery_8hr_79 | Midway-Q2005 230kV Line | CAISO_Li_Battery_8hr_Dispatch | Solar | Midway_Q2005_HSN | Southern_PGAE_Li_Battery_8hr_79 | Reliability_Capacity_In_Model_Year | 1 | Midway_Q2005_SSN | Southern_PGAE_Li_Battery_8hr_79 | Reliability_Capacity_In_Model_Year | 0.5 | Midway_Q2005_offpeak | Southern_PGAE_Li_Battery_8hr_79 | Operational_New_Capacity_MW | -1
Dairyland_Chowchilla_SSN | Southern_PGAE_Li_Battery_8hr_164 | Reliability_Capacity_In_Model_Year | 0.5 | Midway_Q2005_HSN | Northern_California_Li_Battery_8hr_85 | Reliability_Capacity_In_Model_Year | 1 | Northern_California_Li_Battery_8hr_85 | Midway-Q2005 230kV Line | CAISO_Li_Battery_8hr_Dispatch | Solar | Midway_Q2005_HSN | Northern_California_Li_Battery_8hr_85 | Reliability_Capacity_In_Model_Year | 1 | Midway_Q2005_SSN | Northern_California_Li_Battery_8hr_85 | Reliability_Capacity_In_Model_Year | 0.5 | Midway_Q2005_offpeak | Northern_California_Li_Battery_8hr_85 | Operational_New_Capacity_MW | -1
Dairyland_Chowchilla_SSN | Southern_PGAE_Li_Battery_8hr_165 | Reliability_Capacity_In_Model_Year | 0.5 | Midway_Q2005_HSN | Southern_PGAE_Li_Battery_8hr_93 | Reliability_Capacity_In_Model_Year | 1 | Southern_PGAE_Li_Battery_8hr_93 | Midway-Q2005 230kV Line | CAISO_Li_Battery_8hr_Dispatch | Solar | Midway_Q2005_HSN | Southern_PGAE_Li_Battery_8hr_93 | Reliability_Capacity_In_Model_Year | 1 | Midway_Q2005_SSN | Southern_PGAE_Li_Battery_8hr_93 | Reliability_Capacity_In_Model_Year | 0.5 | Midway_Q2005_offpeak | Southern_PGAE_Li_Battery_8hr_93 | Operational_New_Capacity_MW | -1
Dairyland_Chowchilla_SSN | Northern_California_Li_Battery_8hr_166 | Reliability_Capacity_In_Model_Year | 0.5 | Midway_Q2005_HSN | Southern_PGAE_Li_Battery_8hr_98 | Reliability_Capacity_In_Model_Year | 1 | Southern_PGAE_Li_Battery_8hr_98 | Midway-Q2005 230kV Line | CAISO_Li_Battery_8hr_Dispatch | Solar | Midway_Q2005_HSN | Southern_PGAE_Li_Battery_8hr_98 | Reliability_Capacity_In_Model_Year | 1 | Midway_Q2005_SSN | Southern_PGAE_Li_Battery_8hr_98 | Reliability_Capacity_In_Model_Year | 0.5 | Midway_Q2005_offpeak | Southern_PGAE_Li_Battery_8hr_98 | Operational_New_Capacity_MW | -1
Dairyland_Chowchilla_SSN | Southern_PGAE_Li_Battery_8hr_168 | Reliability_Capacity_In_Model_Year | 0.5 | Midway_Q2005_HSN | Southern_PGAE_Li_Battery_8hr_102 | Reliability_Capacity_In_Model_Year | 1 | Southern_PGAE_Li_Battery_8hr_102 | Midway-Q2005 230kV Line | CAISO_Li_Battery_8hr_Dispatch | Solar | Midway_Q2005_HSN | Southern_PGAE_Li_Battery_8hr_102 | Reliability_Capacity_In_Model_Year | 1 | Midway_Q2005_SSN | Southern_PGAE_Li_Battery_8hr_102 | Reliability_Capacity_In_Model_Year | 0.5 | Midway_Q2005_offpeak | Southern_PGAE_Li_Battery_8hr_102 | Operational_New_Capacity_MW | -1
Dairyland_Chowchilla_SSN | Southern_PGAE_Li_Battery_8hr_169 | Reliability_Capacity_In_Model_Year | 0.5 | Midway_Q2005_HSN | Southern_PGAE_Li_Battery_8hr_109 | Reliability_Capacity_In_Model_Year | 1 | Southern_PGAE_Li_Battery_8hr_109 | Midway-Q2005 230kV Line | CAISO_Li_Battery_8hr_Dispatch | Solar | Midway_Q2005_HSN | Southern_PGAE_Li_Battery_8hr_109 | Reliability_Capacity_In_Model_Year | 1 | Midway_Q2005_SSN | Southern_PGAE_Li_Battery_8hr_109 | Reliability_Capacity_In_Model_Year | 0.5 | Midway_Q2005_offpeak | Southern_PGAE_Li_Battery_8hr_109 | Operational_New_Capacity_MW | -1
Dairyland_Chowchilla_SSN | Southern_PGAE_Li_Battery_8hr_170 | Reliability_Capacity_In_Model_Year | 0.5 | Midway_Q2005_HSN | Southern_PGAE_Li_Battery_8hr_117 | Reliability_Capacity_In_Model_Year | 1 | Southern_PGAE_Li_Battery_8hr_117 | Midway-Q2005 230kV Line | CAISO_Li_Battery_8hr_Dispatch | Solar | Midway_Q2005_HSN | Southern_PGAE_Li_Battery_8hr_117 | Reliability_Capacity_In_Model_Year | 1 | Midway_Q2005_SSN | Southern_PGAE_Li_Battery_8hr_117 | Reliability_Capacity_In_Model_Year | 0.5 | Midway_Q2005_offpeak | Southern_PGAE_Li_Battery_8hr_117 | Operational_New_Capacity_MW | -1
Dairyland_Chowchilla_SSN | Southern_PGAE_Li_Battery_8hr_174 | Reliability_Capacity_In_Model_Year | 0.5 | Midway_Q2005_HSN | Southern_PGAE_Li_Battery_8hr_118 | Reliability_Capacity_In_Model_Year | 1 | Southern_PGAE_Li_Battery_8hr_118 | Midway-Q2005 230kV Line | CAISO_Li_Battery_8hr_Dispatch | Solar | Midway_Q2005_HSN | Southern_PGAE_Li_Battery_8hr_118 | Reliability_Capacity_In_Model_Year | 1 | Midway_Q2005_SSN | Southern_PGAE_Li_Battery_8hr_118 | Reliability_Capacity_In_Model_Year | 0.5 | Midway_Q2005_offpeak | Southern_PGAE_Li_Battery_8hr_118 | Operational_New_Capacity_MW | -1
Dairyland_Chowchilla_SSN | Southern_PGAE_Li_Battery_8hr_176 | Reliability_Capacity_In_Model_Year | 0.5 | Midway_Q2005_HSN | Southern_PGAE_Li_Battery_8hr_140 | Reliability_Capacity_In_Model_Year | 1 | Southern_PGAE_Li_Battery_8hr_140 | Midway-Q2005 230kV Line | CAISO_Li_Battery_8hr_Dispatch | Solar | Midway_Q2005_HSN | Southern_PGAE_Li_Battery_8hr_140 | Reliability_Capacity_In_Model_Year | 1 | Midway_Q2005_SSN | Southern_PGAE_Li_Battery_8hr_140 | Reliability_Capacity_In_Model_Year | 0.5 | Midway_Q2005_offpeak | Southern_PGAE_Li_Battery_8hr_140 | Operational_New_Capacity_MW | -1
Dairyland_Chowchilla_SSN | Central_Valley_North_Los_Banos_Wind_154 | Reliability_Capacity_In_Model_Year | 0.163 | Midway_Q2005_HSN | Southern_PGAE_Li_Battery_8hr_151 | Reliability_Capacity_In_Model_Year | 1 | Southern_PGAE_Li_Battery_8hr_151 | Midway-Q2005 230kV Line | CAISO_Li_Battery_8hr_Dispatch | Solar | Midway_Q2005_HSN | Southern_PGAE_Li_Battery_8hr_151 | Reliability_Capacity_In_Model_Year | 1 | Midway_Q2005_SSN | Southern_PGAE_Li_Battery_8hr_151 | Reliability_Capacity_In_Model_Year | 0.5 | Midway_Q2005_offpeak | Southern_PGAE_Li_Battery_8hr_151 | Operational_New_Capacity_MW | -1
Dairyland_Chowchilla_SSN | Central_Valley_North_Los_Banos_Wind_162 | Reliability_Capacity_In_Model_Year | 0.163 | Midway_Q2005_HSN | Southern_PGAE_Li_Battery_8hr_154 | Reliability_Capacity_In_Model_Year | 1 | Southern_PGAE_Li_Battery_8hr_154 | Midway-Q2005 230kV Line | CAISO_Li_Battery_8hr_Dispatch | Solar | Midway_Q2005_HSN | Southern_PGAE_Li_Battery_8hr_154 | Reliability_Capacity_In_Model_Year | 1 | Midway_Q2005_SSN | Southern_PGAE_Li_Battery_8hr_154 | Reliability_Capacity_In_Model_Year | 0.5 | Midway_Q2005_offpeak | Southern_PGAE_Li_Battery_8hr_154 | Operational_New_Capacity_MW | -1
Dairyland_Chowchilla_SSN | Northern_California_Solar_166 | Reliability_Capacity_In_Model_Year | 0.556 | Midway_Q2005_HSN | Southern_PGAE_Li_Battery_8hr_161 | Reliability_Capacity_In_Model_Year | 1 | Southern_PGAE_Li_Battery_8hr_161 | Midway-Q2005 230kV Line | CAISO_Li_Battery_8hr_Dispatch | Solar | Midway_Q2005_HSN | Southern_PGAE_Li_Battery_8hr_161 | Reliability_Capacity_In_Model_Year | 1 | Midway_Q2005_SSN | Southern_PGAE_Li_Battery_8hr_161 | Reliability_Capacity_In_Model_Year | 0.5 | Midway_Q2005_offpeak | Southern_PGAE_Li_Battery_8hr_161 | Operational_New_Capacity_MW | -1
Dairyland_Chowchilla_SSN | Southern_PGAE_Solar_140 | Reliability_Capacity_In_Model_Year | 0.556 | Midway_Q2005_HSN | Southern_PGAE_Li_Battery_8hr_162 | Reliability_Capacity_In_Model_Year | 1 | Southern_PGAE_Li_Battery_8hr_162 | Midway-Q2005 230kV Line | CAISO_Li_Battery_8hr_Dispatch | Solar | Midway_Q2005_HSN | Southern_PGAE_Li_Battery_8hr_162 | Reliability_Capacity_In_Model_Year | 1 | Midway_Q2005_SSN | Southern_PGAE_Li_Battery_8hr_162 | Reliability_Capacity_In_Model_Year | 0.5 | Midway_Q2005_offpeak | Southern_PGAE_Li_Battery_8hr_162 | Operational_New_Capacity_MW | -1
Dairyland_Chowchilla_SSN | Southern_PGAE_Solar_151 | Reliability_Capacity_In_Model_Year | 0.556 | Midway_Q2005_HSN | Southern_PGAE_Li_Battery_8hr_164 | Reliability_Capacity_In_Model_Year | 1 | Southern_PGAE_Li_Battery_8hr_164 | Midway-Q2005 230kV Line | CAISO_Li_Battery_8hr_Dispatch | Solar | Midway_Q2005_HSN | Southern_PGAE_Li_Battery_8hr_164 | Reliability_Capacity_In_Model_Year | 1 | Midway_Q2005_SSN | Southern_PGAE_Li_Battery_8hr_164 | Reliability_Capacity_In_Model_Year | 0.5 | Midway_Q2005_offpeak | Southern_PGAE_Li_Battery_8hr_164 | Operational_New_Capacity_MW | -1
Dairyland_Chowchilla_SSN | Southern_PGAE_Solar_154 | Reliability_Capacity_In_Model_Year | 0.556 | Midway_Q2005_HSN | Southern_PGAE_Li_Battery_8hr_165 | Reliability_Capacity_In_Model_Year | 1 | Southern_PGAE_Li_Battery_8hr_165 | Midway-Q2005 230kV Line | CAISO_Li_Battery_8hr_Dispatch | Solar | Midway_Q2005_HSN | Southern_PGAE_Li_Battery_8hr_165 | Reliability_Capacity_In_Model_Year | 1 | Midway_Q2005_SSN | Southern_PGAE_Li_Battery_8hr_165 | Reliability_Capacity_In_Model_Year | 0.5 | Midway_Q2005_offpeak | Southern_PGAE_Li_Battery_8hr_165 | Operational_New_Capacity_MW | -1
Dairyland_Chowchilla_SSN | Southern_PGAE_Solar_161 | Reliability_Capacity_In_Model_Year | 0.556 | Midway_Q2005_HSN | Southern_PGAE_Li_Battery_8hr_168 | Reliability_Capacity_In_Model_Year | 1 | Southern_PGAE_Li_Battery_8hr_168 | Midway-Q2005 230kV Line | CAISO_Li_Battery_8hr_Dispatch | Solar | Midway_Q2005_HSN | Southern_PGAE_Li_Battery_8hr_168 | Reliability_Capacity_In_Model_Year | 1 | Midway_Q2005_SSN | Southern_PGAE_Li_Battery_8hr_168 | Reliability_Capacity_In_Model_Year | 0.5 | Midway_Q2005_offpeak | Southern_PGAE_Li_Battery_8hr_168 | Operational_New_Capacity_MW | -1
Dairyland_Chowchilla_SSN | Southern_PGAE_Solar_162 | Reliability_Capacity_In_Model_Year | 0.556 | Midway_Q2005_HSN | Southern_PGAE_Li_Battery_8hr_169 | Reliability_Capacity_In_Model_Year | 1 | Southern_PGAE_Li_Battery_8hr_169 | Midway-Q2005 230kV Line | CAISO_Li_Battery_8hr_Dispatch | Solar | Midway_Q2005_HSN | Southern_PGAE_Li_Battery_8hr_169 | Reliability_Capacity_In_Model_Year | 1 | Midway_Q2005_SSN | Southern_PGAE_Li_Battery_8hr_169 | Reliability_Capacity_In_Model_Year | 0.5 | Midway_Q2005_offpeak | Southern_PGAE_Li_Battery_8hr_169 | Operational_New_Capacity_MW | -1
Dairyland_Chowchilla_SSN | Southern_PGAE_Solar_163 | Reliability_Capacity_In_Model_Year | 0.556 | Midway_Q2005_HSN | Southern_PGAE_Li_Battery_8hr_170 | Reliability_Capacity_In_Model_Year | 1 | Southern_PGAE_Li_Battery_8hr_170 | Midway-Q2005 230kV Line | CAISO_Li_Battery_8hr_Dispatch | Solar | Midway_Q2005_HSN | Southern_PGAE_Li_Battery_8hr_170 | Reliability_Capacity_In_Model_Year | 1 | Midway_Q2005_SSN | Southern_PGAE_Li_Battery_8hr_170 | Reliability_Capacity_In_Model_Year | 0.5 | Midway_Q2005_offpeak | Southern_PGAE_Li_Battery_8hr_170 | Operational_New_Capacity_MW | -1
Dairyland_Chowchilla_SSN | Southern_PGAE_Solar_164 | Reliability_Capacity_In_Model_Year | 0.556 | Midway_Q2005_HSN | Southern_PGAE_Li_Battery_8hr_174 | Reliability_Capacity_In_Model_Year | 1 | Southern_PGAE_Li_Battery_8hr_174 | Midway-Q2005 230kV Line | CAISO_Li_Battery_8hr_Dispatch | Solar | Midway_Q2005_HSN | Southern_PGAE_Li_Battery_8hr_174 | Reliability_Capacity_In_Model_Year | 1 | Midway_Q2005_SSN | Southern_PGAE_Li_Battery_8hr_174 | Reliability_Capacity_In_Model_Year | 0.5 | Midway_Q2005_offpeak | Southern_PGAE_Li_Battery_8hr_174 | Operational_New_Capacity_MW | -1
Dairyland_Chowchilla_SSN | Southern_PGAE_Solar_165 | Reliability_Capacity_In_Model_Year | 0.556 | Midway_Q2005_HSN | Southern_PGAE_Li_Battery_8hr_176 | Reliability_Capacity_In_Model_Year | 1 | Southern_PGAE_Li_Battery_8hr_176 | Midway-Q2005 230kV Line | CAISO_Li_Battery_8hr_Dispatch | Solar | Midway_Q2005_HSN | Southern_PGAE_Li_Battery_8hr_176 | Reliability_Capacity_In_Model_Year | 1 | Midway_Q2005_SSN | Southern_PGAE_Li_Battery_8hr_176 | Reliability_Capacity_In_Model_Year | 0.5 | Midway_Q2005_offpeak | Southern_PGAE_Li_Battery_8hr_176 | Operational_New_Capacity_MW | -1
Dairyland_Chowchilla_SSN | Southern_PGAE_Solar_168 | Reliability_Capacity_In_Model_Year | 0.556 | Midway_Q2005_HSN | Central_Valley_North_Los_Banos_Wind_17 | Reliability_Capacity_In_Model_Year | 0.665 | Central_Valley_North_Los_Banos_Wind_17 | Midway-Q2005 230kV Line | Central_Valley_North_Los_Banos_Wind | Solar | Midway_Q2005_HSN | Central_Valley_North_Los_Banos_Wind_17 | Reliability_Capacity_In_Model_Year | 0.665 | Midway_Q2005_SSN | Central_Valley_North_Los_Banos_Wind_17 | Reliability_Capacity_In_Model_Year | 0.163 | Midway_Q2005_offpeak | Central_Valley_North_Los_Banos_Wind_17 | Operational_New_Capacity_MW | 0.44
Dairyland_Chowchilla_SSN | Southern_PGAE_Solar_169 | Reliability_Capacity_In_Model_Year | 0.556 | Midway_Q2005_HSN | Central_Valley_North_Los_Banos_Wind_154 | Reliability_Capacity_In_Model_Year | 0.665 | Central_Valley_North_Los_Banos_Wind_154 | Midway-Q2005 230kV Line | Central_Valley_North_Los_Banos_Wind | Solar | Midway_Q2005_HSN | Central_Valley_North_Los_Banos_Wind_154 | Reliability_Capacity_In_Model_Year | 0.665 | Midway_Q2005_SSN | Central_Valley_North_Los_Banos_Wind_154 | Reliability_Capacity_In_Model_Year | 0.163 | Midway_Q2005_offpeak | Central_Valley_North_Los_Banos_Wind_154 | Operational_New_Capacity_MW | 0.44
Dairyland_Chowchilla_SSN | Southern_PGAE_Solar_170 | Reliability_Capacity_In_Model_Year | 0.556 | Midway_Q2005_HSN | Central_Valley_North_Los_Banos_Wind_162 | Reliability_Capacity_In_Model_Year | 0.665 | Central_Valley_North_Los_Banos_Wind_162 | Midway-Q2005 230kV Line | Central_Valley_North_Los_Banos_Wind | Solar | Midway_Q2005_HSN | Central_Valley_North_Los_Banos_Wind_162 | Reliability_Capacity_In_Model_Year | 0.665 | Midway_Q2005_SSN | Central_Valley_North_Los_Banos_Wind_162 | Reliability_Capacity_In_Model_Year | 0.163 | Midway_Q2005_offpeak | Central_Valley_North_Los_Banos_Wind_162 | Operational_New_Capacity_MW | 0.44
Dairyland_Chowchilla_SSN | Southern_PGAE_Solar_174 | Reliability_Capacity_In_Model_Year | 0.556 | Midway_Q2005_HSN | Northern_California_Solar_85 | Reliability_Capacity_In_Model_Year | 0.1 | Northern_California_Solar_85 | Midway-Q2005 230kV Line | Northern_California_Solar | Solar | Midway_Q2005_HSN | Northern_California_Solar_85 | Reliability_Capacity_In_Model_Year | 0.1 | Midway_Q2005_SSN | Northern_California_Solar_85 | Reliability_Capacity_In_Model_Year | 0.556 | Midway_Q2005_offpeak | Northern_California_Solar_85 | Operational_New_Capacity_MW | 0.79
Dairyland_Chowchilla_SSN | Southern_PGAE_Solar_176 | Reliability_Capacity_In_Model_Year | 0.556 | Midway_Q2005_HSN | Solano_Wind_85 | Reliability_Capacity_In_Model_Year | 0.665 | Solano_Wind_85 | Midway-Q2005 230kV Line | Solano_Wind | Solar | Midway_Q2005_HSN | Solano_Wind_85 | Reliability_Capacity_In_Model_Year | 0.665 | Midway_Q2005_SSN | Solano_Wind_85 | Reliability_Capacity_In_Model_Year | 0.163 | Midway_Q2005_offpeak | Solano_Wind_85 | Operational_New_Capacity_MW | 0.44
Dairyland_Chowchilla_SSN | Dairyland_Chowchilla_group | Operational_New_Capacity_MW | -1 | Midway_Q2005_HSN | Southern_PGAE_Solar_12 | Reliability_Capacity_In_Model_Year | 0.1 | Southern_PGAE_Solar_12 | Midway-Q2005 230kV Line | Southern_PGAE_Solar | Solar | Midway_Q2005_HSN | Southern_PGAE_Solar_12 | Reliability_Capacity_In_Model_Year | 0.1 | Midway_Q2005_SSN | Southern_PGAE_Solar_12 | Reliability_Capacity_In_Model_Year | 0.556 | Midway_Q2005_offpeak | Southern_PGAE_Solar_12 | Operational_New_Capacity_MW | 0.79
DCRT_HSN | Arizona_Solar_62 | Reliability_Capacity_In_Model_Year | 0.106 | Midway_Q2005_HSN | Southern_PGAE_Solar_17 | Reliability_Capacity_In_Model_Year | 0.1 | Southern_PGAE_Solar_17 | Midway-Q2005 230kV Line | Southern_PGAE_Solar | Solar | Midway_Q2005_HSN | Southern_PGAE_Solar_17 | Reliability_Capacity_In_Model_Year | 0.1 | Midway_Q2005_SSN | Southern_PGAE_Solar_17 | Reliability_Capacity_In_Model_Year | 0.556 | Midway_Q2005_offpeak | Southern_PGAE_Solar_17 | Operational_New_Capacity_MW | 0.79
DCRT_HSN | Arizona_Solar_77 | Reliability_Capacity_In_Model_Year | 0.106 | Midway_Q2005_HSN | Southern_PGAE_Solar_22 | Reliability_Capacity_In_Model_Year | 0.1 | Southern_PGAE_Solar_22 | Midway-Q2005 230kV Line | Southern_PGAE_Solar | Solar | Midway_Q2005_HSN | Southern_PGAE_Solar_22 | Reliability_Capacity_In_Model_Year | 0.1 | Midway_Q2005_SSN | Southern_PGAE_Solar_22 | Reliability_Capacity_In_Model_Year | 0.556 | Midway_Q2005_offpeak | Southern_PGAE_Solar_22 | Operational_New_Capacity_MW | 0.79
DCRT_HSN | Arizona_Flow_Battery_62 | Reliability_Capacity_In_Model_Year | 1 | Midway_Q2005_HSN | Southern_PGAE_Solar_23 | Reliability_Capacity_In_Model_Year | 0.1 | Southern_PGAE_Solar_23 | Midway-Q2005 230kV Line | Southern_PGAE_Solar | Solar | Midway_Q2005_HSN | Southern_PGAE_Solar_23 | Reliability_Capacity_In_Model_Year | 0.1 | Midway_Q2005_SSN | Southern_PGAE_Solar_23 | Reliability_Capacity_In_Model_Year | 0.556 | Midway_Q2005_offpeak | Southern_PGAE_Solar_23 | Operational_New_Capacity_MW | 0.79
DCRT_HSN | Arizona_Flow_Battery_77 | Reliability_Capacity_In_Model_Year | 1 | Midway_Q2005_HSN | Southern_PGAE_Solar_24 | Reliability_Capacity_In_Model_Year | 0.1 | Southern_PGAE_Solar_24 | Midway-Q2005 230kV Line | Southern_PGAE_Solar | Solar | Midway_Q2005_HSN | Southern_PGAE_Solar_24 | Reliability_Capacity_In_Model_Year | 0.1 | Midway_Q2005_SSN | Southern_PGAE_Solar_24 | Reliability_Capacity_In_Model_Year | 0.556 | Midway_Q2005_offpeak | Southern_PGAE_Solar_24 | Operational_New_Capacity_MW | 0.79
DCRT_HSN | Arizona_Li_Battery_4hr_62 | Reliability_Capacity_In_Model_Year | 1 | Midway_Q2005_HSN | Southern_PGAE_Solar_33 | Reliability_Capacity_In_Model_Year | 0.1 | Southern_PGAE_Solar_33 | Midway-Q2005 230kV Line | Southern_PGAE_Solar | Solar | Midway_Q2005_HSN | Southern_PGAE_Solar_33 | Reliability_Capacity_In_Model_Year | 0.1 | Midway_Q2005_SSN | Southern_PGAE_Solar_33 | Reliability_Capacity_In_Model_Year | 0.556 | Midway_Q2005_offpeak | Southern_PGAE_Solar_33 | Operational_New_Capacity_MW | 0.79
DCRT_HSN | Arizona_Li_Battery_4hr_77 | Reliability_Capacity_In_Model_Year | 1 | Midway_Q2005_HSN | Southern_PGAE_Solar_34 | Reliability_Capacity_In_Model_Year | 0.1 | Southern_PGAE_Solar_34 | Midway-Q2005 230kV Line | Southern_PGAE_Solar | Solar | Midway_Q2005_HSN | Southern_PGAE_Solar_34 | Reliability_Capacity_In_Model_Year | 0.1 | Midway_Q2005_SSN | Southern_PGAE_Solar_34 | Reliability_Capacity_In_Model_Year | 0.556 | Midway_Q2005_offpeak | Southern_PGAE_Solar_34 | Operational_New_Capacity_MW | 0.79
DCRT_HSN | Arizona_Li_Battery_8hr_62 | Reliability_Capacity_In_Model_Year | 1 | Midway_Q2005_HSN | Southern_PGAE_Solar_37 | Reliability_Capacity_In_Model_Year | 0.1 | Southern_PGAE_Solar_37 | Midway-Q2005 230kV Line | Southern_PGAE_Solar | Solar | Midway_Q2005_HSN | Southern_PGAE_Solar_37 | Reliability_Capacity_In_Model_Year | 0.1 | Midway_Q2005_SSN | Southern_PGAE_Solar_37 | Reliability_Capacity_In_Model_Year | 0.556 | Midway_Q2005_offpeak | Southern_PGAE_Solar_37 | Operational_New_Capacity_MW | 0.79
DCRT_HSN | Arizona_Li_Battery_8hr_77 | Reliability_Capacity_In_Model_Year | 1 | Midway_Q2005_HSN | Southern_PGAE_Solar_39 | Reliability_Capacity_In_Model_Year | 0.1 | Southern_PGAE_Solar_39 | Midway-Q2005 230kV Line | Southern_PGAE_Solar | Solar | Midway_Q2005_HSN | Southern_PGAE_Solar_39 | Reliability_Capacity_In_Model_Year | 0.1 | Midway_Q2005_SSN | Southern_PGAE_Solar_39 | Reliability_Capacity_In_Model_Year | 0.556 | Midway_Q2005_offpeak | Southern_PGAE_Solar_39 | Operational_New_Capacity_MW | 0.79
DCRT_HSN | DCRT_group | Operational_New_Capacity_MW | -1 | Midway_Q2005_HSN | Southern_PGAE_Solar_45 | Reliability_Capacity_In_Model_Year | 0.1 | Southern_PGAE_Solar_45 | Midway-Q2005 230kV Line | Southern_PGAE_Solar | Solar | Midway_Q2005_HSN | Southern_PGAE_Solar_45 | Reliability_Capacity_In_Model_Year | 0.1 | Midway_Q2005_SSN | Southern_PGAE_Solar_45 | Reliability_Capacity_In_Model_Year | 0.556 | Midway_Q2005_offpeak | Southern_PGAE_Solar_45 | Operational_New_Capacity_MW | 0.79
DCRT_offpeak | Arizona_Solar_62 | Operational_New_Capacity_MW | 0.77 | Midway_Q2005_HSN | Southern_PGAE_Solar_46 | Reliability_Capacity_In_Model_Year | 0.1 | Southern_PGAE_Solar_46 | Midway-Q2005 230kV Line | Southern_PGAE_Solar | Solar | Midway_Q2005_HSN | Southern_PGAE_Solar_46 | Reliability_Capacity_In_Model_Year | 0.1 | Midway_Q2005_SSN | Southern_PGAE_Solar_46 | Reliability_Capacity_In_Model_Year | 0.556 | Midway_Q2005_offpeak | Southern_PGAE_Solar_46 | Operational_New_Capacity_MW | 0.79
DCRT_offpeak | Arizona_Solar_77 | Operational_New_Capacity_MW | 0.77 | Midway_Q2005_HSN | Southern_PGAE_Solar_49 | Reliability_Capacity_In_Model_Year | 0.1 | Southern_PGAE_Solar_49 | Midway-Q2005 230kV Line | Southern_PGAE_Solar | Solar | Midway_Q2005_HSN | Southern_PGAE_Solar_49 | Reliability_Capacity_In_Model_Year | 0.1 | Midway_Q2005_SSN | Southern_PGAE_Solar_49 | Reliability_Capacity_In_Model_Year | 0.556 | Midway_Q2005_offpeak | Southern_PGAE_Solar_49 | Operational_New_Capacity_MW | 0.79
DCRT_offpeak | Arizona_Flow_Battery_62 | Operational_New_Capacity_MW | -1 | Midway_Q2005_HSN | Southern_PGAE_Solar_52 | Reliability_Capacity_In_Model_Year | 0.1 | Southern_PGAE_Solar_52 | Midway-Q2005 230kV Line | Southern_PGAE_Solar | Solar | Midway_Q2005_HSN | Southern_PGAE_Solar_52 | Reliability_Capacity_In_Model_Year | 0.1 | Midway_Q2005_SSN | Southern_PGAE_Solar_52 | Reliability_Capacity_In_Model_Year | 0.556 | Midway_Q2005_offpeak | Southern_PGAE_Solar_52 | Operational_New_Capacity_MW | 0.79
DCRT_offpeak | Arizona_Flow_Battery_77 | Operational_New_Capacity_MW | -1 | Midway_Q2005_HSN | Southern_PGAE_Solar_61 | Reliability_Capacity_In_Model_Year | 0.1 | Southern_PGAE_Solar_61 | Midway-Q2005 230kV Line | Southern_PGAE_Solar | Solar | Midway_Q2005_HSN | Southern_PGAE_Solar_61 | Reliability_Capacity_In_Model_Year | 0.1 | Midway_Q2005_SSN | Southern_PGAE_Solar_61 | Reliability_Capacity_In_Model_Year | 0.556 | Midway_Q2005_offpeak | Southern_PGAE_Solar_61 | Operational_New_Capacity_MW | 0.79
DCRT_offpeak | Arizona_Li_Battery_4hr_62 | Operational_New_Capacity_MW | -1 | Midway_Q2005_HSN | Southern_PGAE_Solar_69 | Reliability_Capacity_In_Model_Year | 0.1 | Southern_PGAE_Solar_69 | Midway-Q2005 230kV Line | Southern_PGAE_Solar | Solar | Midway_Q2005_HSN | Southern_PGAE_Solar_69 | Reliability_Capacity_In_Model_Year | 0.1 | Midway_Q2005_SSN | Southern_PGAE_Solar_69 | Reliability_Capacity_In_Model_Year | 0.556 | Midway_Q2005_offpeak | Southern_PGAE_Solar_69 | Operational_New_Capacity_MW | 0.79
DCRT_offpeak | Arizona_Li_Battery_4hr_77 | Operational_New_Capacity_MW | -1 | Midway_Q2005_HSN | Southern_PGAE_Solar_74 | Reliability_Capacity_In_Model_Year | 0.1 | Southern_PGAE_Solar_74 | Midway-Q2005 230kV Line | Southern_PGAE_Solar | Solar | Midway_Q2005_HSN | Southern_PGAE_Solar_74 | Reliability_Capacity_In_Model_Year | 0.1 | Midway_Q2005_SSN | Southern_PGAE_Solar_74 | Reliability_Capacity_In_Model_Year | 0.556 | Midway_Q2005_offpeak | Southern_PGAE_Solar_74 | Operational_New_Capacity_MW | 0.79
DCRT_offpeak | Arizona_Li_Battery_8hr_62 | Operational_New_Capacity_MW | -1 | Midway_Q2005_HSN | Southern_PGAE_Solar_75 | Reliability_Capacity_In_Model_Year | 0.1 | Southern_PGAE_Solar_75 | Midway-Q2005 230kV Line | Southern_PGAE_Solar | Solar | Midway_Q2005_HSN | Southern_PGAE_Solar_75 | Reliability_Capacity_In_Model_Year | 0.1 | Midway_Q2005_SSN | Southern_PGAE_Solar_75 | Reliability_Capacity_In_Model_Year | 0.556 | Midway_Q2005_offpeak | Southern_PGAE_Solar_75 | Operational_New_Capacity_MW | 0.79
DCRT_offpeak | Arizona_Li_Battery_8hr_77 | Operational_New_Capacity_MW | -1 | Midway_Q2005_HSN | Southern_PGAE_Solar_79 | Reliability_Capacity_In_Model_Year | 0.1 | Southern_PGAE_Solar_79 | Midway-Q2005 230kV Line | Southern_PGAE_Solar | Solar | Midway_Q2005_HSN | Southern_PGAE_Solar_79 | Reliability_Capacity_In_Model_Year | 0.1 | Midway_Q2005_SSN | Southern_PGAE_Solar_79 | Reliability_Capacity_In_Model_Year | 0.556 | Midway_Q2005_offpeak | Southern_PGAE_Solar_79 | Operational_New_Capacity_MW | 0.79
DCRT_offpeak | DCRT_group | Operational_New_Capacity_MW | -1 | Midway_Q2005_HSN | Southern_PGAE_Solar_93 | Reliability_Capacity_In_Model_Year | 0.1 | Southern_PGAE_Solar_93 | Midway-Q2005 230kV Line | Southern_PGAE_Solar | Solar | Midway_Q2005_HSN | Southern_PGAE_Solar_93 | Reliability_Capacity_In_Model_Year | 0.1 | Midway_Q2005_SSN | Southern_PGAE_Solar_93 | Reliability_Capacity_In_Model_Year | 0.556 | Midway_Q2005_offpeak | Southern_PGAE_Solar_93 | Operational_New_Capacity_MW | 0.79
DCRT_SSN | Arizona_Solar_62 | Reliability_Capacity_In_Model_Year | 0.427 | Midway_Q2005_HSN | Southern_PGAE_Solar_98 | Reliability_Capacity_In_Model_Year | 0.1 | Southern_PGAE_Solar_98 | Midway-Q2005 230kV Line | Southern_PGAE_Solar | Solar | Midway_Q2005_HSN | Southern_PGAE_Solar_98 | Reliability_Capacity_In_Model_Year | 0.1 | Midway_Q2005_SSN | Southern_PGAE_Solar_98 | Reliability_Capacity_In_Model_Year | 0.556 | Midway_Q2005_offpeak | Southern_PGAE_Solar_98 | Operational_New_Capacity_MW | 0.79
DCRT_SSN | Arizona_Solar_77 | Reliability_Capacity_In_Model_Year | 0.427 | Midway_Q2005_HSN | Southern_PGAE_Solar_102 | Reliability_Capacity_In_Model_Year | 0.1 | Southern_PGAE_Solar_102 | Midway-Q2005 230kV Line | Southern_PGAE_Solar | Solar | Midway_Q2005_HSN | Southern_PGAE_Solar_102 | Reliability_Capacity_In_Model_Year | 0.1 | Midway_Q2005_SSN | Southern_PGAE_Solar_102 | Reliability_Capacity_In_Model_Year | 0.556 | Midway_Q2005_offpeak | Southern_PGAE_Solar_102 | Operational_New_Capacity_MW | 0.79
DCRT_SSN | Arizona_Flow_Battery_62 | Reliability_Capacity_In_Model_Year | 0.5 | Midway_Q2005_HSN | Southern_PGAE_Solar_109 | Reliability_Capacity_In_Model_Year | 0.1 | Southern_PGAE_Solar_109 | Midway-Q2005 230kV Line | Southern_PGAE_Solar | Solar | Midway_Q2005_HSN | Southern_PGAE_Solar_109 | Reliability_Capacity_In_Model_Year | 0.1 | Midway_Q2005_SSN | Southern_PGAE_Solar_109 | Reliability_Capacity_In_Model_Year | 0.556 | Midway_Q2005_offpeak | Southern_PGAE_Solar_109 | Operational_New_Capacity_MW | 0.79
DCRT_SSN | Arizona_Flow_Battery_77 | Reliability_Capacity_In_Model_Year | 0.5 | Midway_Q2005_HSN | Southern_PGAE_Solar_117 | Reliability_Capacity_In_Model_Year | 0.1 | Southern_PGAE_Solar_117 | Midway-Q2005 230kV Line | Southern_PGAE_Solar | Solar | Midway_Q2005_HSN | Southern_PGAE_Solar_117 | Reliability_Capacity_In_Model_Year | 0.1 | Midway_Q2005_SSN | Southern_PGAE_Solar_117 | Reliability_Capacity_In_Model_Year | 0.556 | Midway_Q2005_offpeak | Southern_PGAE_Solar_117 | Operational_New_Capacity_MW | 0.79
DCRT_SSN | Arizona_Li_Battery_4hr_62 | Reliability_Capacity_In_Model_Year | 0.5 | Midway_Q2005_HSN | Southern_PGAE_Solar_118 | Reliability_Capacity_In_Model_Year | 0.1 | Southern_PGAE_Solar_118 | Midway-Q2005 230kV Line | Southern_PGAE_Solar | Solar | Midway_Q2005_HSN | Southern_PGAE_Solar_118 | Reliability_Capacity_In_Model_Year | 0.1 | Midway_Q2005_SSN | Southern_PGAE_Solar_118 | Reliability_Capacity_In_Model_Year | 0.556 | Midway_Q2005_offpeak | Southern_PGAE_Solar_118 | Operational_New_Capacity_MW | 0.79
DCRT_SSN | Arizona_Li_Battery_4hr_77 | Reliability_Capacity_In_Model_Year | 0.5 | Midway_Q2005_HSN | Southern_PGAE_Solar_140 | Reliability_Capacity_In_Model_Year | 0.1 | Southern_PGAE_Solar_140 | Midway-Q2005 230kV Line | Southern_PGAE_Solar | Solar | Midway_Q2005_HSN | Southern_PGAE_Solar_140 | Reliability_Capacity_In_Model_Year | 0.1 | Midway_Q2005_SSN | Southern_PGAE_Solar_140 | Reliability_Capacity_In_Model_Year | 0.556 | Midway_Q2005_offpeak | Southern_PGAE_Solar_140 | Operational_New_Capacity_MW | 0.79
DCRT_SSN | Arizona_Li_Battery_8hr_62 | Reliability_Capacity_In_Model_Year | 0.5 | Midway_Q2005_HSN | Southern_PGAE_Solar_151 | Reliability_Capacity_In_Model_Year | 0.1 | Southern_PGAE_Solar_151 | Midway-Q2005 230kV Line | Southern_PGAE_Solar | Solar | Midway_Q2005_HSN | Southern_PGAE_Solar_151 | Reliability_Capacity_In_Model_Year | 0.1 | Midway_Q2005_SSN | Southern_PGAE_Solar_151 | Reliability_Capacity_In_Model_Year | 0.556 | Midway_Q2005_offpeak | Southern_PGAE_Solar_151 | Operational_New_Capacity_MW | 0.79
DCRT_SSN | Arizona_Li_Battery_8hr_77 | Reliability_Capacity_In_Model_Year | 0.5 | Midway_Q2005_HSN | Southern_PGAE_Solar_154 | Reliability_Capacity_In_Model_Year | 0.1 | Southern_PGAE_Solar_154 | Midway-Q2005 230kV Line | Southern_PGAE_Solar | Solar | Midway_Q2005_HSN | Southern_PGAE_Solar_154 | Reliability_Capacity_In_Model_Year | 0.1 | Midway_Q2005_SSN | Southern_PGAE_Solar_154 | Reliability_Capacity_In_Model_Year | 0.556 | Midway_Q2005_offpeak | Southern_PGAE_Solar_154 | Operational_New_Capacity_MW | 0.79
DCRT_SSN | DCRT_group | Operational_New_Capacity_MW | -1 | Midway_Q2005_HSN | Southern_PGAE_Solar_161 | Reliability_Capacity_In_Model_Year | 0.1 | Southern_PGAE_Solar_161 | Midway-Q2005 230kV Line | Southern_PGAE_Solar | Solar | Midway_Q2005_HSN | Southern_PGAE_Solar_161 | Reliability_Capacity_In_Model_Year | 0.1 | Midway_Q2005_SSN | Southern_PGAE_Solar_161 | Reliability_Capacity_In_Model_Year | 0.556 | Midway_Q2005_offpeak | Southern_PGAE_Solar_161 | Operational_New_Capacity_MW | 0.79
Del_Amo_Barre_HSN | Greater_LA_Flow_Battery_30 | Reliability_Capacity_In_Model_Year | 1 | Midway_Q2005_HSN | Southern_PGAE_Solar_162 | Reliability_Capacity_In_Model_Year | 0.1 | Southern_PGAE_Solar_162 | Midway-Q2005 230kV Line | Southern_PGAE_Solar | Solar | Midway_Q2005_HSN | Southern_PGAE_Solar_162 | Reliability_Capacity_In_Model_Year | 0.1 | Midway_Q2005_SSN | Southern_PGAE_Solar_162 | Reliability_Capacity_In_Model_Year | 0.556 | Midway_Q2005_offpeak | Southern_PGAE_Solar_162 | Operational_New_Capacity_MW | 0.79
Del_Amo_Barre_HSN | Greater_LA_Li_Battery_4hr_30 | Reliability_Capacity_In_Model_Year | 1 | Midway_Q2005_HSN | Southern_PGAE_Solar_164 | Reliability_Capacity_In_Model_Year | 0.1 | Southern_PGAE_Solar_164 | Midway-Q2005 230kV Line | Southern_PGAE_Solar | Solar | Midway_Q2005_HSN | Southern_PGAE_Solar_164 | Reliability_Capacity_In_Model_Year | 0.1 | Midway_Q2005_SSN | Southern_PGAE_Solar_164 | Reliability_Capacity_In_Model_Year | 0.556 | Midway_Q2005_offpeak | Southern_PGAE_Solar_164 | Operational_New_Capacity_MW | 0.79
Del_Amo_Barre_HSN | Greater_LA_Li_Battery_8hr_30 | Reliability_Capacity_In_Model_Year | 1 | Midway_Q2005_HSN | Southern_PGAE_Solar_165 | Reliability_Capacity_In_Model_Year | 0.1 | Southern_PGAE_Solar_165 | Midway-Q2005 230kV Line | Southern_PGAE_Solar | Solar | Midway_Q2005_HSN | Southern_PGAE_Solar_165 | Reliability_Capacity_In_Model_Year | 0.1 | Midway_Q2005_SSN | Southern_PGAE_Solar_165 | Reliability_Capacity_In_Model_Year | 0.556 | Midway_Q2005_offpeak | Southern_PGAE_Solar_165 | Operational_New_Capacity_MW | 0.79
Del_Amo_Barre_HSN | Greater_LA_Solar_30 | Reliability_Capacity_In_Model_Year | 0.106 | Midway_Q2005_HSN | Southern_PGAE_Solar_168 | Reliability_Capacity_In_Model_Year | 0.1 | Southern_PGAE_Solar_168 | Midway-Q2005 230kV Line | Southern_PGAE_Solar | Solar | Midway_Q2005_HSN | Southern_PGAE_Solar_168 | Reliability_Capacity_In_Model_Year | 0.1 | Midway_Q2005_SSN | Southern_PGAE_Solar_168 | Reliability_Capacity_In_Model_Year | 0.556 | Midway_Q2005_offpeak | Southern_PGAE_Solar_168 | Operational_New_Capacity_MW | 0.79
Del_Amo_Barre_HSN | Del_Amo_Barre_group | Operational_New_Capacity_MW | -1 | Midway_Q2005_HSN | Southern_PGAE_Solar_169 | Reliability_Capacity_In_Model_Year | 0.1 | Southern_PGAE_Solar_169 | Midway-Q2005 230kV Line | Southern_PGAE_Solar | Solar | Midway_Q2005_HSN | Southern_PGAE_Solar_169 | Reliability_Capacity_In_Model_Year | 0.1 | Midway_Q2005_SSN | Southern_PGAE_Solar_169 | Reliability_Capacity_In_Model_Year | 0.556 | Midway_Q2005_offpeak | Southern_PGAE_Solar_169 | Operational_New_Capacity_MW | 0.79
Del_Amo_Barre_offpeak | Greater_LA_Flow_Battery_30 | Operational_New_Capacity_MW | -1 | Midway_Q2005_HSN | Southern_PGAE_Solar_170 | Reliability_Capacity_In_Model_Year | 0.1 | Southern_PGAE_Solar_170 | Midway-Q2005 230kV Line | Southern_PGAE_Solar | Solar | Midway_Q2005_HSN | Southern_PGAE_Solar_170 | Reliability_Capacity_In_Model_Year | 0.1 | Midway_Q2005_SSN | Southern_PGAE_Solar_170 | Reliability_Capacity_In_Model_Year | 0.556 | Midway_Q2005_offpeak | Southern_PGAE_Solar_170 | Operational_New_Capacity_MW | 0.79
Del_Amo_Barre_offpeak | Greater_LA_Li_Battery_4hr_30 | Operational_New_Capacity_MW | -1 | Midway_Q2005_HSN | Southern_PGAE_Solar_174 | Reliability_Capacity_In_Model_Year | 0.1 | Southern_PGAE_Solar_174 | Midway-Q2005 230kV Line | Southern_PGAE_Solar | Solar | Midway_Q2005_HSN | Southern_PGAE_Solar_174 | Reliability_Capacity_In_Model_Year | 0.1 | Midway_Q2005_SSN | Southern_PGAE_Solar_174 | Reliability_Capacity_In_Model_Year | 0.556 | Midway_Q2005_offpeak | Southern_PGAE_Solar_174 | Operational_New_Capacity_MW | 0.79
Del_Amo_Barre_offpeak | Greater_LA_Li_Battery_8hr_30 | Operational_New_Capacity_MW | -1 | Midway_Q2005_HSN | Southern_PGAE_Solar_176 | Reliability_Capacity_In_Model_Year | 0.1 | Southern_PGAE_Solar_176 | Midway-Q2005 230kV Line | Southern_PGAE_Solar | Solar | Midway_Q2005_HSN | Southern_PGAE_Solar_176 | Reliability_Capacity_In_Model_Year | 0.1 | Midway_Q2005_SSN | Southern_PGAE_Solar_176 | Reliability_Capacity_In_Model_Year | 0.556 | Midway_Q2005_offpeak | Southern_PGAE_Solar_176 | Operational_New_Capacity_MW | 0.79
Del_Amo_Barre_offpeak | Greater_LA_Solar_30 | Operational_New_Capacity_MW | 0.77 | Midway_Q2011_HSN | Southern_PGAE_Flow_Battery_23 | Reliability_Capacity_In_Model_Year | 1 | Southern_PGAE_Flow_Battery_23 | Midway-Q2011 230 kV Line | CAISO_Flow_Battery_8hr_Dispatch | Solar | Midway_Q2011_HSN | Southern_PGAE_Flow_Battery_23 | Reliability_Capacity_In_Model_Year | 1 | Midway_Q2011_SSN | Southern_PGAE_Flow_Battery_23 | Reliability_Capacity_In_Model_Year | 0.5 | Midway_Q2011_offpeak | Southern_PGAE_Flow_Battery_23 | Operational_New_Capacity_MW | -1
Del_Amo_Barre_offpeak | Del_Amo_Barre_group | Operational_New_Capacity_MW | -1 | Midway_Q2011_HSN | Southern_PGAE_Flow_Battery_61 | Reliability_Capacity_In_Model_Year | 1 | Southern_PGAE_Flow_Battery_61 | Midway-Q2011 230 kV Line | CAISO_Flow_Battery_8hr_Dispatch | Solar | Midway_Q2011_HSN | Southern_PGAE_Flow_Battery_61 | Reliability_Capacity_In_Model_Year | 1 | Midway_Q2011_SSN | Southern_PGAE_Flow_Battery_61 | Reliability_Capacity_In_Model_Year | 0.5 | Midway_Q2011_offpeak | Southern_PGAE_Flow_Battery_61 | Operational_New_Capacity_MW | -1
Del_Amo_Barre_SSN | Greater_LA_Flow_Battery_30 | Reliability_Capacity_In_Model_Year | 0.5 | Midway_Q2011_HSN | Southern_PGAE_Li_Battery_4hr_23 | Reliability_Capacity_In_Model_Year | 1 | Southern_PGAE_Li_Battery_4hr_23 | Midway-Q2011 230 kV Line | CAISO_Li_Battery_4hr_Dispatch | Solar | Midway_Q2011_HSN | Southern_PGAE_Li_Battery_4hr_23 | Reliability_Capacity_In_Model_Year | 1 | Midway_Q2011_SSN | Southern_PGAE_Li_Battery_4hr_23 | Reliability_Capacity_In_Model_Year | 0.5 | Midway_Q2011_offpeak | Southern_PGAE_Li_Battery_4hr_23 | Operational_New_Capacity_MW | -1
Del_Amo_Barre_SSN | Greater_LA_Li_Battery_4hr_30 | Reliability_Capacity_In_Model_Year | 0.5 | Midway_Q2011_HSN | Southern_PGAE_Li_Battery_4hr_61 | Reliability_Capacity_In_Model_Year | 1 | Southern_PGAE_Li_Battery_4hr_61 | Midway-Q2011 230 kV Line | CAISO_Li_Battery_4hr_Dispatch | Solar | Midway_Q2011_HSN | Southern_PGAE_Li_Battery_4hr_61 | Reliability_Capacity_In_Model_Year | 1 | Midway_Q2011_SSN | Southern_PGAE_Li_Battery_4hr_61 | Reliability_Capacity_In_Model_Year | 0.5 | Midway_Q2011_offpeak | Southern_PGAE_Li_Battery_4hr_61 | Operational_New_Capacity_MW | -1
Del_Amo_Barre_SSN | Greater_LA_Li_Battery_8hr_30 | Reliability_Capacity_In_Model_Year | 0.5 | Midway_Q2011_HSN | Southern_PGAE_Li_Battery_8hr_23 | Reliability_Capacity_In_Model_Year | 1 | Southern_PGAE_Li_Battery_8hr_23 | Midway-Q2011 230 kV Line | CAISO_Li_Battery_8hr_Dispatch | Solar | Midway_Q2011_HSN | Southern_PGAE_Li_Battery_8hr_23 | Reliability_Capacity_In_Model_Year | 1 | Midway_Q2011_SSN | Southern_PGAE_Li_Battery_8hr_23 | Reliability_Capacity_In_Model_Year | 0.5 | Midway_Q2011_offpeak | Southern_PGAE_Li_Battery_8hr_23 | Operational_New_Capacity_MW | -1
Del_Amo_Barre_SSN | Greater_LA_Solar_30 | Reliability_Capacity_In_Model_Year | 0.427 | Midway_Q2011_HSN | Southern_PGAE_Li_Battery_8hr_61 | Reliability_Capacity_In_Model_Year | 1 | Southern_PGAE_Li_Battery_8hr_61 | Midway-Q2011 230 kV Line | CAISO_Li_Battery_8hr_Dispatch | Solar | Midway_Q2011_HSN | Southern_PGAE_Li_Battery_8hr_61 | Reliability_Capacity_In_Model_Year | 1 | Midway_Q2011_SSN | Southern_PGAE_Li_Battery_8hr_61 | Reliability_Capacity_In_Model_Year | 0.5 | Midway_Q2011_offpeak | Southern_PGAE_Li_Battery_8hr_61 | Operational_New_Capacity_MW | -1
Del_Amo_Barre_SSN | Del_Amo_Barre_group | Operational_New_Capacity_MW | -1 | Midway_Q2011_HSN | Southern_PGAE_Solar_23 | Reliability_Capacity_In_Model_Year | 0.1 | Southern_PGAE_Solar_23 | Midway-Q2011 230 kV Line | Southern_PGAE_Solar | Solar | Midway_Q2011_HSN | Southern_PGAE_Solar_23 | Reliability_Capacity_In_Model_Year | 0.1 | Midway_Q2011_SSN | Southern_PGAE_Solar_23 | Reliability_Capacity_In_Model_Year | 0.556 | Midway_Q2011_offpeak | Southern_PGAE_Solar_23 | Operational_New_Capacity_MW | 0.79
Del_Norte_Offshore_Line_HSN | Del_Norte_Offshore_Wind_Asset | Reliability_Capacity_In_Model_Year | 1 | Midway_Q2011_HSN | Southern_PGAE_Solar_61 | Reliability_Capacity_In_Model_Year | 0.1 | Southern_PGAE_Solar_61 | Midway-Q2011 230 kV Line | Southern_PGAE_Solar | Solar | Midway_Q2011_HSN | Southern_PGAE_Solar_61 | Reliability_Capacity_In_Model_Year | 0.1 | Midway_Q2011_SSN | Southern_PGAE_Solar_61 | Reliability_Capacity_In_Model_Year | 0.556 | Midway_Q2011_offpeak | Southern_PGAE_Solar_61 | Operational_New_Capacity_MW | 0.79
Del_Norte_Offshore_Line_HSN | Del_Norte_Offshore_Line_group | Operational_New_Capacity_MW | -1 | Midway_Taft_HSN | Southern_PGAE_Flow_Battery_98 | Reliability_Capacity_In_Model_Year | 1 | Southern_PGAE_Flow_Battery_98 | Midway-Taft 115 kV line | CAISO_Flow_Battery_8hr_Dispatch | Solar | Midway_Taft_HSN | Southern_PGAE_Flow_Battery_98 | Reliability_Capacity_In_Model_Year | 1 | Midway_Taft_SSN | Southern_PGAE_Flow_Battery_98 | Reliability_Capacity_In_Model_Year | 0.5 | Midway_Taft_offpeak | Southern_PGAE_Flow_Battery_98 | Operational_New_Capacity_MW | -1
Del_Norte_Offshore_Line_offpeak | Del_Norte_Offshore_Wind_Asset | Operational_New_Capacity_MW | 1 | Midway_Taft_HSN | Southern_PGAE_Flow_Battery_102 | Reliability_Capacity_In_Model_Year | 1 | Southern_PGAE_Flow_Battery_102 | Midway-Taft 115 kV line | CAISO_Flow_Battery_8hr_Dispatch | Solar | Midway_Taft_HSN | Southern_PGAE_Flow_Battery_102 | Reliability_Capacity_In_Model_Year | 1 | Midway_Taft_SSN | Southern_PGAE_Flow_Battery_102 | Reliability_Capacity_In_Model_Year | 0.5 | Midway_Taft_offpeak | Southern_PGAE_Flow_Battery_102 | Operational_New_Capacity_MW | -1
Del_Norte_Offshore_Line_offpeak | Del_Norte_Offshore_Line_group | Operational_New_Capacity_MW | -1 | Midway_Taft_HSN | Southern_PGAE_Li_Battery_4hr_98 | Reliability_Capacity_In_Model_Year | 1 | Southern_PGAE_Li_Battery_4hr_98 | Midway-Taft 115 kV line | CAISO_Li_Battery_4hr_Dispatch | Solar | Midway_Taft_HSN | Southern_PGAE_Li_Battery_4hr_98 | Reliability_Capacity_In_Model_Year | 1 | Midway_Taft_SSN | Southern_PGAE_Li_Battery_4hr_98 | Reliability_Capacity_In_Model_Year | 0.5 | Midway_Taft_offpeak | Southern_PGAE_Li_Battery_4hr_98 | Operational_New_Capacity_MW | -1
Del_Norte_Offshore_Line_SSN | Del_Norte_Offshore_Wind_Asset | Reliability_Capacity_In_Model_Year | 0.51 | Midway_Taft_HSN | Southern_PGAE_Li_Battery_4hr_102 | Reliability_Capacity_In_Model_Year | 1 | Southern_PGAE_Li_Battery_4hr_102 | Midway-Taft 115 kV line | CAISO_Li_Battery_4hr_Dispatch | Solar | Midway_Taft_HSN | Southern_PGAE_Li_Battery_4hr_102 | Reliability_Capacity_In_Model_Year | 1 | Midway_Taft_SSN | Southern_PGAE_Li_Battery_4hr_102 | Reliability_Capacity_In_Model_Year | 0.5 | Midway_Taft_offpeak | Southern_PGAE_Li_Battery_4hr_102 | Operational_New_Capacity_MW | -1
Del_Norte_Offshore_Line_SSN | Del_Norte_Offshore_Line_group | Operational_New_Capacity_MW | -1 | Midway_Taft_HSN | Southern_PGAE_Li_Battery_8hr_98 | Reliability_Capacity_In_Model_Year | 1 | Southern_PGAE_Li_Battery_8hr_98 | Midway-Taft 115 kV line | CAISO_Li_Battery_8hr_Dispatch | Solar | Midway_Taft_HSN | Southern_PGAE_Li_Battery_8hr_98 | Reliability_Capacity_In_Model_Year | 1 | Midway_Taft_SSN | Southern_PGAE_Li_Battery_8hr_98 | Reliability_Capacity_In_Model_Year | 0.5 | Midway_Taft_offpeak | Southern_PGAE_Li_Battery_8hr_98 | Operational_New_Capacity_MW | -1
Devers_Red_Bluff_HSN | Arizona_Solar_55 | Reliability_Capacity_In_Model_Year | 0.106 | Midway_Taft_HSN | Southern_PGAE_Li_Battery_8hr_102 | Reliability_Capacity_In_Model_Year | 1 | Southern_PGAE_Li_Battery_8hr_102 | Midway-Taft 115 kV line | CAISO_Li_Battery_8hr_Dispatch | Solar | Midway_Taft_HSN | Southern_PGAE_Li_Battery_8hr_102 | Reliability_Capacity_In_Model_Year | 1 | Midway_Taft_SSN | Southern_PGAE_Li_Battery_8hr_102 | Reliability_Capacity_In_Model_Year | 0.5 | Midway_Taft_offpeak | Southern_PGAE_Li_Battery_8hr_102 | Operational_New_Capacity_MW | -1
Devers_Red_Bluff_HSN | Arizona_Solar_62 | Reliability_Capacity_In_Model_Year | 0.106 | Midway_Taft_HSN | Southern_PGAE_Solar_98 | Reliability_Capacity_In_Model_Year | 0.1 | Southern_PGAE_Solar_98 | Midway-Taft 115 kV line | Southern_PGAE_Solar | Solar | Midway_Taft_HSN | Southern_PGAE_Solar_98 | Reliability_Capacity_In_Model_Year | 0.1 | Midway_Taft_SSN | Southern_PGAE_Solar_98 | Reliability_Capacity_In_Model_Year | 0.556 | Midway_Taft_offpeak | Southern_PGAE_Solar_98 | Operational_New_Capacity_MW | 0.79
Devers_Red_Bluff_HSN | Arizona_Solar_77 | Reliability_Capacity_In_Model_Year | 0.106 | Midway_Taft_HSN | Southern_PGAE_Solar_102 | Reliability_Capacity_In_Model_Year | 0.1 | Southern_PGAE_Solar_102 | Midway-Taft 115 kV line | Southern_PGAE_Solar | Solar | Midway_Taft_HSN | Southern_PGAE_Solar_102 | Reliability_Capacity_In_Model_Year | 0.1 | Midway_Taft_SSN | Southern_PGAE_Solar_102 | Reliability_Capacity_In_Model_Year | 0.556 | Midway_Taft_offpeak | Southern_PGAE_Solar_102 | Operational_New_Capacity_MW | 0.79
Devers_Red_Bluff_HSN | Arizona_Solar_90 | Reliability_Capacity_In_Model_Year | 0.106 | Moorpark_Pardee_HSN | Greater_LA_Flow_Battery_58 | Reliability_Capacity_In_Model_Year | 1 | Greater_LA_Flow_Battery_58 | Moorpark-Pardee Constraint | CAISO_Flow_Battery_8hr_Dispatch | Solar | Moorpark_Pardee_HSN | Greater_LA_Flow_Battery_58 | Reliability_Capacity_In_Model_Year | 1 | Moorpark_Pardee_SSN | Greater_LA_Flow_Battery_58 | Reliability_Capacity_In_Model_Year | 0.5 | Moorpark_Pardee_offpeak | Greater_LA_Flow_Battery_58 | Operational_New_Capacity_MW | -1
Devers_Red_Bluff_HSN | Baja_California_Wind_133 | Reliability_Capacity_In_Model_Year | 0.337 | Moorpark_Pardee_HSN | Greater_LA_Li_Battery_4hr_58 | Reliability_Capacity_In_Model_Year | 1 | Greater_LA_Li_Battery_4hr_58 | Moorpark-Pardee Constraint | CAISO_Li_Battery_4hr_Dispatch | Solar | Moorpark_Pardee_HSN | Greater_LA_Li_Battery_4hr_58 | Reliability_Capacity_In_Model_Year | 1 | Moorpark_Pardee_SSN | Greater_LA_Li_Battery_4hr_58 | Reliability_Capacity_In_Model_Year | 0.5 | Moorpark_Pardee_offpeak | Greater_LA_Li_Battery_4hr_58 | Operational_New_Capacity_MW | -1
Devers_Red_Bluff_HSN | Southern_NV_Eldorado_Flow_Battery_19 | Reliability_Capacity_In_Model_Year | 1 | Moorpark_Pardee_HSN | Greater_LA_Li_Battery_8hr_58 | Reliability_Capacity_In_Model_Year | 1 | Greater_LA_Li_Battery_8hr_58 | Moorpark-Pardee Constraint | CAISO_Li_Battery_8hr_Dispatch | Solar | Moorpark_Pardee_HSN | Greater_LA_Li_Battery_8hr_58 | Reliability_Capacity_In_Model_Year | 1 | Moorpark_Pardee_SSN | Greater_LA_Li_Battery_8hr_58 | Reliability_Capacity_In_Model_Year | 0.5 | Moorpark_Pardee_offpeak | Greater_LA_Li_Battery_8hr_58 | Operational_New_Capacity_MW | -1
Devers_Red_Bluff_HSN | Southern_NV_Eldorado_Flow_Battery_40 | Reliability_Capacity_In_Model_Year | 1 | Moorpark_Pardee_HSN | Greater_LA_Solar_58 | Reliability_Capacity_In_Model_Year | 0.106 | Greater_LA_Solar_58 | Moorpark-Pardee Constraint | Greater_LA_Solar | Solar | Moorpark_Pardee_HSN | Greater_LA_Solar_58 | Reliability_Capacity_In_Model_Year | 0.106 | Moorpark_Pardee_SSN | Greater_LA_Solar_58 | Reliability_Capacity_In_Model_Year | 0.427 | Moorpark_Pardee_offpeak | Greater_LA_Solar_58 | Operational_New_Capacity_MW | 0.77
Devers_Red_Bluff_HSN | Arizona_Flow_Battery_55 | Reliability_Capacity_In_Model_Year | 1 | Morganhill_Metcalf_HSN | Northern_California_Flow_Battery_96 | Reliability_Capacity_In_Model_Year | 1 | Northern_California_Flow_Battery_96 | Morganhill-Metcalf 115kV Line | CAISO_Flow_Battery_8hr_Dispatch | Wind | Morganhill_Metcalf_HSN | Northern_California_Flow_Battery_96 | Reliability_Capacity_In_Model_Year | 1 | Morganhill_Metcalf_SSN | Northern_California_Flow_Battery_96 | Reliability_Capacity_In_Model_Year | 0.5 | Morganhill_Metcalf_offpeak | Northern_California_Flow_Battery_96 | Operational_New_Capacity_MW | -1
Devers_Red_Bluff_HSN | Arizona_Flow_Battery_62 | Reliability_Capacity_In_Model_Year | 1 | Morganhill_Metcalf_HSN | Southern_PGAE_Flow_Battery_99 | Reliability_Capacity_In_Model_Year | 1 | Southern_PGAE_Flow_Battery_99 | Morganhill-Metcalf 115kV Line | CAISO_Flow_Battery_8hr_Dispatch | Wind | Morganhill_Metcalf_HSN | Southern_PGAE_Flow_Battery_99 | Reliability_Capacity_In_Model_Year | 1 | Morganhill_Metcalf_SSN | Southern_PGAE_Flow_Battery_99 | Reliability_Capacity_In_Model_Year | 0.5 | Morganhill_Metcalf_offpeak | Southern_PGAE_Flow_Battery_99 | Operational_New_Capacity_MW | -1
Devers_Red_Bluff_HSN | Greater_Imperial_Flow_Battery_63 | Reliability_Capacity_In_Model_Year | 1 | Morganhill_Metcalf_HSN | Northern_California_Flow_Battery_113 | Reliability_Capacity_In_Model_Year | 1 | Northern_California_Flow_Battery_113 | Morganhill-Metcalf 115kV Line | CAISO_Flow_Battery_8hr_Dispatch | Wind | Morganhill_Metcalf_HSN | Northern_California_Flow_Battery_113 | Reliability_Capacity_In_Model_Year | 1 | Morganhill_Metcalf_SSN | Northern_California_Flow_Battery_113 | Reliability_Capacity_In_Model_Year | 0.5 | Morganhill_Metcalf_offpeak | Northern_California_Flow_Battery_113 | Operational_New_Capacity_MW | -1
Devers_Red_Bluff_HSN | Arizona_Flow_Battery_77 | Reliability_Capacity_In_Model_Year | 1 | Morganhill_Metcalf_HSN | Northern_California_Flow_Battery_116 | Reliability_Capacity_In_Model_Year | 1 | Northern_California_Flow_Battery_116 | Morganhill-Metcalf 115kV Line | CAISO_Flow_Battery_8hr_Dispatch | Wind | Morganhill_Metcalf_HSN | Northern_California_Flow_Battery_116 | Reliability_Capacity_In_Model_Year | 1 | Morganhill_Metcalf_SSN | Northern_California_Flow_Battery_116 | Reliability_Capacity_In_Model_Year | 0.5 | Morganhill_Metcalf_offpeak | Northern_California_Flow_Battery_116 | Operational_New_Capacity_MW | -1
Devers_Red_Bluff_HSN | Arizona_Flow_Battery_90 | Reliability_Capacity_In_Model_Year | 1 | Morganhill_Metcalf_HSN | Northern_California_Li_Battery_4hr_96 | Reliability_Capacity_In_Model_Year | 1 | Northern_California_Li_Battery_4hr_96 | Morganhill-Metcalf 115kV Line | CAISO_Li_Battery_4hr_Dispatch | Wind | Morganhill_Metcalf_HSN | Northern_California_Li_Battery_4hr_96 | Reliability_Capacity_In_Model_Year | 1 | Morganhill_Metcalf_SSN | Northern_California_Li_Battery_4hr_96 | Reliability_Capacity_In_Model_Year | 0.5 | Morganhill_Metcalf_offpeak | Northern_California_Li_Battery_4hr_96 | Operational_New_Capacity_MW | -1
Devers_Red_Bluff_HSN | Greater_Imperial_Flow_Battery_107 | Reliability_Capacity_In_Model_Year | 1 | Morganhill_Metcalf_HSN | Southern_PGAE_Li_Battery_4hr_99 | Reliability_Capacity_In_Model_Year | 1 | Southern_PGAE_Li_Battery_4hr_99 | Morganhill-Metcalf 115kV Line | CAISO_Li_Battery_4hr_Dispatch | Wind | Morganhill_Metcalf_HSN | Southern_PGAE_Li_Battery_4hr_99 | Reliability_Capacity_In_Model_Year | 1 | Morganhill_Metcalf_SSN | Southern_PGAE_Li_Battery_4hr_99 | Reliability_Capacity_In_Model_Year | 0.5 | Morganhill_Metcalf_offpeak | Southern_PGAE_Li_Battery_4hr_99 | Operational_New_Capacity_MW | -1
Devers_Red_Bluff_HSN | Greater_Imperial_Flow_Battery_133 | Reliability_Capacity_In_Model_Year | 1 | Morganhill_Metcalf_HSN | Northern_California_Li_Battery_4hr_113 | Reliability_Capacity_In_Model_Year | 1 | Northern_California_Li_Battery_4hr_113 | Morganhill-Metcalf 115kV Line | CAISO_Li_Battery_4hr_Dispatch | Wind | Morganhill_Metcalf_HSN | Northern_California_Li_Battery_4hr_113 | Reliability_Capacity_In_Model_Year | 1 | Morganhill_Metcalf_SSN | Northern_California_Li_Battery_4hr_113 | Reliability_Capacity_In_Model_Year | 0.5 | Morganhill_Metcalf_offpeak | Northern_California_Li_Battery_4hr_113 | Operational_New_Capacity_MW | -1
Devers_Red_Bluff_HSN | Southern_NV_Eldorado_Li_Battery_4hr_19 | Reliability_Capacity_In_Model_Year | 1 | Morganhill_Metcalf_HSN | Northern_California_Li_Battery_4hr_116 | Reliability_Capacity_In_Model_Year | 1 | Northern_California_Li_Battery_4hr_116 | Morganhill-Metcalf 115kV Line | CAISO_Li_Battery_4hr_Dispatch | Wind | Morganhill_Metcalf_HSN | Northern_California_Li_Battery_4hr_116 | Reliability_Capacity_In_Model_Year | 1 | Morganhill_Metcalf_SSN | Northern_California_Li_Battery_4hr_116 | Reliability_Capacity_In_Model_Year | 0.5 | Morganhill_Metcalf_offpeak | Northern_California_Li_Battery_4hr_116 | Operational_New_Capacity_MW | -1
Devers_Red_Bluff_HSN | Southern_NV_Eldorado_Li_Battery_4hr_40 | Reliability_Capacity_In_Model_Year | 1 | Morganhill_Metcalf_HSN | Northern_California_Li_Battery_8hr_96 | Reliability_Capacity_In_Model_Year | 1 | Northern_California_Li_Battery_8hr_96 | Morganhill-Metcalf 115kV Line | CAISO_Li_Battery_8hr_Dispatch | Wind | Morganhill_Metcalf_HSN | Northern_California_Li_Battery_8hr_96 | Reliability_Capacity_In_Model_Year | 1 | Morganhill_Metcalf_SSN | Northern_California_Li_Battery_8hr_96 | Reliability_Capacity_In_Model_Year | 0.5 | Morganhill_Metcalf_offpeak | Northern_California_Li_Battery_8hr_96 | Operational_New_Capacity_MW | -1
Devers_Red_Bluff_HSN | Arizona_Li_Battery_4hr_55 | Reliability_Capacity_In_Model_Year | 1 | Morganhill_Metcalf_HSN | Southern_PGAE_Li_Battery_8hr_99 | Reliability_Capacity_In_Model_Year | 1 | Southern_PGAE_Li_Battery_8hr_99 | Morganhill-Metcalf 115kV Line | CAISO_Li_Battery_8hr_Dispatch | Wind | Morganhill_Metcalf_HSN | Southern_PGAE_Li_Battery_8hr_99 | Reliability_Capacity_In_Model_Year | 1 | Morganhill_Metcalf_SSN | Southern_PGAE_Li_Battery_8hr_99 | Reliability_Capacity_In_Model_Year | 0.5 | Morganhill_Metcalf_offpeak | Southern_PGAE_Li_Battery_8hr_99 | Operational_New_Capacity_MW | -1
Devers_Red_Bluff_HSN | Arizona_Li_Battery_4hr_62 | Reliability_Capacity_In_Model_Year | 1 | Morganhill_Metcalf_HSN | Northern_California_Li_Battery_8hr_113 | Reliability_Capacity_In_Model_Year | 1 | Northern_California_Li_Battery_8hr_113 | Morganhill-Metcalf 115kV Line | CAISO_Li_Battery_8hr_Dispatch | Wind | Morganhill_Metcalf_HSN | Northern_California_Li_Battery_8hr_113 | Reliability_Capacity_In_Model_Year | 1 | Morganhill_Metcalf_SSN | Northern_California_Li_Battery_8hr_113 | Reliability_Capacity_In_Model_Year | 0.5 | Morganhill_Metcalf_offpeak | Northern_California_Li_Battery_8hr_113 | Operational_New_Capacity_MW | -1
Devers_Red_Bluff_HSN | Greater_Imperial_Li_Battery_4hr_63 | Reliability_Capacity_In_Model_Year | 1 | Morganhill_Metcalf_HSN | Northern_California_Li_Battery_8hr_116 | Reliability_Capacity_In_Model_Year | 1 | Northern_California_Li_Battery_8hr_116 | Morganhill-Metcalf 115kV Line | CAISO_Li_Battery_8hr_Dispatch | Wind | Morganhill_Metcalf_HSN | Northern_California_Li_Battery_8hr_116 | Reliability_Capacity_In_Model_Year | 1 | Morganhill_Metcalf_SSN | Northern_California_Li_Battery_8hr_116 | Reliability_Capacity_In_Model_Year | 0.5 | Morganhill_Metcalf_offpeak | Northern_California_Li_Battery_8hr_116 | Operational_New_Capacity_MW | -1
Devers_Red_Bluff_HSN | Arizona_Li_Battery_4hr_77 | Reliability_Capacity_In_Model_Year | 1 | Morganhill_Metcalf_HSN | Northern_California_Solar_96 | Reliability_Capacity_In_Model_Year | 0.1 | Northern_California_Solar_96 | Morganhill-Metcalf 115kV Line | Northern_California_Solar | Wind | Morganhill_Metcalf_HSN | Northern_California_Solar_96 | Reliability_Capacity_In_Model_Year | 0.1 | Morganhill_Metcalf_SSN | Northern_California_Solar_96 | Reliability_Capacity_In_Model_Year | 0.556 | Morganhill_Metcalf_offpeak | Northern_California_Solar_96 | Operational_New_Capacity_MW | 0.68
Devers_Red_Bluff_HSN | Arizona_Li_Battery_4hr_90 | Reliability_Capacity_In_Model_Year | 1 | Morganhill_Metcalf_HSN | Northern_California_Solar_113 | Reliability_Capacity_In_Model_Year | 0.1 | Northern_California_Solar_113 | Morganhill-Metcalf 115kV Line | Northern_California_Solar | Wind | Morganhill_Metcalf_HSN | Northern_California_Solar_113 | Reliability_Capacity_In_Model_Year | 0.1 | Morganhill_Metcalf_SSN | Northern_California_Solar_113 | Reliability_Capacity_In_Model_Year | 0.556 | Morganhill_Metcalf_offpeak | Northern_California_Solar_113 | Operational_New_Capacity_MW | 0.68
Devers_Red_Bluff_HSN | Greater_Imperial_Li_Battery_4hr_107 | Reliability_Capacity_In_Model_Year | 1 | Morganhill_Metcalf_HSN | Northern_California_Solar_116 | Reliability_Capacity_In_Model_Year | 0.1 | Northern_California_Solar_116 | Morganhill-Metcalf 115kV Line | Northern_California_Solar | Wind | Morganhill_Metcalf_HSN | Northern_California_Solar_116 | Reliability_Capacity_In_Model_Year | 0.1 | Morganhill_Metcalf_SSN | Northern_California_Solar_116 | Reliability_Capacity_In_Model_Year | 0.556 | Morganhill_Metcalf_offpeak | Northern_California_Solar_116 | Operational_New_Capacity_MW | 0.68
Devers_Red_Bluff_HSN | Greater_Imperial_Li_Battery_4hr_133 | Reliability_Capacity_In_Model_Year | 1 | Morganhill_Metcalf_HSN | Southern_PGAE_Solar_99 | Reliability_Capacity_In_Model_Year | 0.1 | Southern_PGAE_Solar_99 | Morganhill-Metcalf 115kV Line | Southern_PGAE_Solar | Wind | Morganhill_Metcalf_HSN | Southern_PGAE_Solar_99 | Reliability_Capacity_In_Model_Year | 0.1 | Morganhill_Metcalf_SSN | Southern_PGAE_Solar_99 | Reliability_Capacity_In_Model_Year | 0.556 | Morganhill_Metcalf_offpeak | Southern_PGAE_Solar_99 | Operational_New_Capacity_MW | 0.68
Devers_Red_Bluff_HSN | Southern_NV_Eldorado_Li_Battery_8hr_19 | Reliability_Capacity_In_Model_Year | 1 | Morro_Bay_Offshore_500_HSN | Morro_Bay_Offshore_Wind_Asset | Reliability_Capacity_In_Model_Year | 1 | Morro_Bay_Offshore_Wind_Asset | Morro Bay Offshore Wind 500 kV | Morro_Bay_Offshore_Wind | Wind | Morro_Bay_Offshore_500_HSN | Morro_Bay_Offshore_Wind_Asset | Reliability_Capacity_In_Model_Year | 1 | Morro_Bay_Offshore_500_SSN | Morro_Bay_Offshore_Wind_Asset | Reliability_Capacity_In_Model_Year | 0.49 | Morro_Bay_Offshore_500_offpeak | Morro_Bay_Offshore_Wind_Asset | Operational_New_Capacity_MW | 1
Devers_Red_Bluff_HSN | Southern_NV_Eldorado_Li_Battery_8hr_40 | Reliability_Capacity_In_Model_Year | 1 | Moss_Landing_Las_Aguillas_HSN | Southern_PGAE_Flow_Battery_43 | Reliability_Capacity_In_Model_Year | 1 | Southern_PGAE_Flow_Battery_43 | Moss Landing-Las Aguilas 230 kV Line | CAISO_Flow_Battery_8hr_Dispatch | Solar | Moss_Landing_Las_Aguillas_HSN | Southern_PGAE_Flow_Battery_43 | Reliability_Capacity_In_Model_Year | 1 | Moss_Landing_Las_Aguillas_SSN | Southern_PGAE_Flow_Battery_43 | Reliability_Capacity_In_Model_Year | 0.5 | Moss_Landing_Las_Aguillas_offpeak | Southern_PGAE_Flow_Battery_43 | Operational_New_Capacity_MW | -1
Devers_Red_Bluff_HSN | Arizona_Li_Battery_8hr_55 | Reliability_Capacity_In_Model_Year | 1 | Moss_Landing_Las_Aguillas_HSN | Southern_PGAE_Flow_Battery_49 | Reliability_Capacity_In_Model_Year | 1 | Southern_PGAE_Flow_Battery_49 | Moss Landing-Las Aguilas 230 kV Line | CAISO_Flow_Battery_8hr_Dispatch | Solar | Moss_Landing_Las_Aguillas_HSN | Southern_PGAE_Flow_Battery_49 | Reliability_Capacity_In_Model_Year | 1 | Moss_Landing_Las_Aguillas_SSN | Southern_PGAE_Flow_Battery_49 | Reliability_Capacity_In_Model_Year | 0.5 | Moss_Landing_Las_Aguillas_offpeak | Southern_PGAE_Flow_Battery_49 | Operational_New_Capacity_MW | -1
Devers_Red_Bluff_HSN | Arizona_Li_Battery_8hr_62 | Reliability_Capacity_In_Model_Year | 1 | Moss_Landing_Las_Aguillas_HSN | Southern_PGAE_Flow_Battery_69 | Reliability_Capacity_In_Model_Year | 1 | Southern_PGAE_Flow_Battery_69 | Moss Landing-Las Aguilas 230 kV Line | CAISO_Flow_Battery_8hr_Dispatch | Solar | Moss_Landing_Las_Aguillas_HSN | Southern_PGAE_Flow_Battery_69 | Reliability_Capacity_In_Model_Year | 1 | Moss_Landing_Las_Aguillas_SSN | Southern_PGAE_Flow_Battery_69 | Reliability_Capacity_In_Model_Year | 0.5 | Moss_Landing_Las_Aguillas_offpeak | Southern_PGAE_Flow_Battery_69 | Operational_New_Capacity_MW | -1
Devers_Red_Bluff_HSN | Greater_Imperial_Li_Battery_8hr_63 | Reliability_Capacity_In_Model_Year | 1 | Moss_Landing_Las_Aguillas_HSN | Southern_PGAE_Flow_Battery_72 | Reliability_Capacity_In_Model_Year | 1 | Southern_PGAE_Flow_Battery_72 | Moss Landing-Las Aguilas 230 kV Line | CAISO_Flow_Battery_8hr_Dispatch | Solar | Moss_Landing_Las_Aguillas_HSN | Southern_PGAE_Flow_Battery_72 | Reliability_Capacity_In_Model_Year | 1 | Moss_Landing_Las_Aguillas_SSN | Southern_PGAE_Flow_Battery_72 | Reliability_Capacity_In_Model_Year | 0.5 | Moss_Landing_Las_Aguillas_offpeak | Southern_PGAE_Flow_Battery_72 | Operational_New_Capacity_MW | -1
Devers_Red_Bluff_HSN | Arizona_Li_Battery_8hr_77 | Reliability_Capacity_In_Model_Year | 1 | Moss_Landing_Las_Aguillas_HSN | Southern_PGAE_Flow_Battery_93 | Reliability_Capacity_In_Model_Year | 1 | Southern_PGAE_Flow_Battery_93 | Moss Landing-Las Aguilas 230 kV Line | CAISO_Flow_Battery_8hr_Dispatch | Solar | Moss_Landing_Las_Aguillas_HSN | Southern_PGAE_Flow_Battery_93 | Reliability_Capacity_In_Model_Year | 1 | Moss_Landing_Las_Aguillas_SSN | Southern_PGAE_Flow_Battery_93 | Reliability_Capacity_In_Model_Year | 0.5 | Moss_Landing_Las_Aguillas_offpeak | Southern_PGAE_Flow_Battery_93 | Operational_New_Capacity_MW | -1
Devers_Red_Bluff_HSN | Arizona_Li_Battery_8hr_90 | Reliability_Capacity_In_Model_Year | 1 | Moss_Landing_Las_Aguillas_HSN | Southern_PGAE_Flow_Battery_117 | Reliability_Capacity_In_Model_Year | 1 | Southern_PGAE_Flow_Battery_117 | Moss Landing-Las Aguilas 230 kV Line | CAISO_Flow_Battery_8hr_Dispatch | Solar | Moss_Landing_Las_Aguillas_HSN | Southern_PGAE_Flow_Battery_117 | Reliability_Capacity_In_Model_Year | 1 | Moss_Landing_Las_Aguillas_SSN | Southern_PGAE_Flow_Battery_117 | Reliability_Capacity_In_Model_Year | 0.5 | Moss_Landing_Las_Aguillas_offpeak | Southern_PGAE_Flow_Battery_117 | Operational_New_Capacity_MW | -1
Devers_Red_Bluff_HSN | Greater_Imperial_Li_Battery_8hr_107 | Reliability_Capacity_In_Model_Year | 1 | Moss_Landing_Las_Aguillas_HSN | Southern_PGAE_Flow_Battery_124 | Reliability_Capacity_In_Model_Year | 1 | Southern_PGAE_Flow_Battery_124 | Moss Landing-Las Aguilas 230 kV Line | CAISO_Flow_Battery_8hr_Dispatch | Solar | Moss_Landing_Las_Aguillas_HSN | Southern_PGAE_Flow_Battery_124 | Reliability_Capacity_In_Model_Year | 1 | Moss_Landing_Las_Aguillas_SSN | Southern_PGAE_Flow_Battery_124 | Reliability_Capacity_In_Model_Year | 0.5 | Moss_Landing_Las_Aguillas_offpeak | Southern_PGAE_Flow_Battery_124 | Operational_New_Capacity_MW | -1
Devers_Red_Bluff_HSN | Greater_Imperial_Li_Battery_8hr_133 | Reliability_Capacity_In_Model_Year | 1 | Moss_Landing_Las_Aguillas_HSN | Southern_PGAE_Flow_Battery_148 | Reliability_Capacity_In_Model_Year | 1 | Southern_PGAE_Flow_Battery_148 | Moss Landing-Las Aguilas 230 kV Line | CAISO_Flow_Battery_8hr_Dispatch | Solar | Moss_Landing_Las_Aguillas_HSN | Southern_PGAE_Flow_Battery_148 | Reliability_Capacity_In_Model_Year | 1 | Moss_Landing_Las_Aguillas_SSN | Southern_PGAE_Flow_Battery_148 | Reliability_Capacity_In_Model_Year | 0.5 | Moss_Landing_Las_Aguillas_offpeak | Southern_PGAE_Flow_Battery_148 | Operational_New_Capacity_MW | -1
Devers_Red_Bluff_HSN | Greater_Imperial_Geothermal_63 | Reliability_Capacity_In_Model_Year | 1 | Moss_Landing_Las_Aguillas_HSN | Southern_PGAE_Flow_Battery_164 | Reliability_Capacity_In_Model_Year | 1 | Southern_PGAE_Flow_Battery_164 | Moss Landing-Las Aguilas 230 kV Line | CAISO_Flow_Battery_8hr_Dispatch | Solar | Moss_Landing_Las_Aguillas_HSN | Southern_PGAE_Flow_Battery_164 | Reliability_Capacity_In_Model_Year | 1 | Moss_Landing_Las_Aguillas_SSN | Southern_PGAE_Flow_Battery_164 | Reliability_Capacity_In_Model_Year | 0.5 | Moss_Landing_Las_Aguillas_offpeak | Southern_PGAE_Flow_Battery_164 | Operational_New_Capacity_MW | -1
Devers_Red_Bluff_HSN | Greater_Imperial_Solar_63 | Reliability_Capacity_In_Model_Year | 0.106 | Moss_Landing_Las_Aguillas_HSN | Southern_PGAE_Flow_Battery_168 | Reliability_Capacity_In_Model_Year | 1 | Southern_PGAE_Flow_Battery_168 | Moss Landing-Las Aguilas 230 kV Line | CAISO_Flow_Battery_8hr_Dispatch | Solar | Moss_Landing_Las_Aguillas_HSN | Southern_PGAE_Flow_Battery_168 | Reliability_Capacity_In_Model_Year | 1 | Moss_Landing_Las_Aguillas_SSN | Southern_PGAE_Flow_Battery_168 | Reliability_Capacity_In_Model_Year | 0.5 | Moss_Landing_Las_Aguillas_offpeak | Southern_PGAE_Flow_Battery_168 | Operational_New_Capacity_MW | -1
Devers_Red_Bluff_HSN | Greater_Imperial_Solar_107 | Reliability_Capacity_In_Model_Year | 0.106 | Moss_Landing_Las_Aguillas_HSN | Southern_PGAE_Flow_Battery_170 | Reliability_Capacity_In_Model_Year | 1 | Southern_PGAE_Flow_Battery_170 | Moss Landing-Las Aguilas 230 kV Line | CAISO_Flow_Battery_8hr_Dispatch | Solar | Moss_Landing_Las_Aguillas_HSN | Southern_PGAE_Flow_Battery_170 | Reliability_Capacity_In_Model_Year | 1 | Moss_Landing_Las_Aguillas_SSN | Southern_PGAE_Flow_Battery_170 | Reliability_Capacity_In_Model_Year | 0.5 | Moss_Landing_Las_Aguillas_offpeak | Southern_PGAE_Flow_Battery_170 | Operational_New_Capacity_MW | -1
Devers_Red_Bluff_HSN | Greater_Imperial_Solar_133 | Reliability_Capacity_In_Model_Year | 0.106 | Moss_Landing_Las_Aguillas_HSN | Southern_PGAE_Flow_Battery_174 | Reliability_Capacity_In_Model_Year | 1 | Southern_PGAE_Flow_Battery_174 | Moss Landing-Las Aguilas 230 kV Line | CAISO_Flow_Battery_8hr_Dispatch | Solar | Moss_Landing_Las_Aguillas_HSN | Southern_PGAE_Flow_Battery_174 | Reliability_Capacity_In_Model_Year | 1 | Moss_Landing_Las_Aguillas_SSN | Southern_PGAE_Flow_Battery_174 | Reliability_Capacity_In_Model_Year | 0.5 | Moss_Landing_Las_Aguillas_offpeak | Southern_PGAE_Flow_Battery_174 | Operational_New_Capacity_MW | -1
Devers_Red_Bluff_HSN | Idaho_Wind_19 | Reliability_Capacity_In_Model_Year | 0.67 | Moss_Landing_Las_Aguillas_HSN | Southern_PGAE_Flow_Battery_176 | Reliability_Capacity_In_Model_Year | 1 | Southern_PGAE_Flow_Battery_176 | Moss Landing-Las Aguilas 230 kV Line | CAISO_Flow_Battery_8hr_Dispatch | Solar | Moss_Landing_Las_Aguillas_HSN | Southern_PGAE_Flow_Battery_176 | Reliability_Capacity_In_Model_Year | 1 | Moss_Landing_Las_Aguillas_SSN | Southern_PGAE_Flow_Battery_176 | Reliability_Capacity_In_Model_Year | 0.5 | Moss_Landing_Las_Aguillas_offpeak | Southern_PGAE_Flow_Battery_176 | Operational_New_Capacity_MW | -1
Devers_Red_Bluff_HSN | New_Mexico_Wind_55 | Reliability_Capacity_In_Model_Year | 0.67 | Moss_Landing_Las_Aguillas_HSN | Southern_PGAE_Li_Battery_4hr_43 | Reliability_Capacity_In_Model_Year | 1 | Southern_PGAE_Li_Battery_4hr_43 | Moss Landing-Las Aguilas 230 kV Line | CAISO_Li_Battery_4hr_Dispatch | Solar | Moss_Landing_Las_Aguillas_HSN | Southern_PGAE_Li_Battery_4hr_43 | Reliability_Capacity_In_Model_Year | 1 | Moss_Landing_Las_Aguillas_SSN | Southern_PGAE_Li_Battery_4hr_43 | Reliability_Capacity_In_Model_Year | 0.5 | Moss_Landing_Las_Aguillas_offpeak | Southern_PGAE_Li_Battery_4hr_43 | Operational_New_Capacity_MW | -1
Devers_Red_Bluff_HSN | Northern_Nevada_Geothermal_19 | Reliability_Capacity_In_Model_Year | 1 | Moss_Landing_Las_Aguillas_HSN | Southern_PGAE_Li_Battery_4hr_49 | Reliability_Capacity_In_Model_Year | 1 | Southern_PGAE_Li_Battery_4hr_49 | Moss Landing-Las Aguilas 230 kV Line | CAISO_Li_Battery_4hr_Dispatch | Solar | Moss_Landing_Las_Aguillas_HSN | Southern_PGAE_Li_Battery_4hr_49 | Reliability_Capacity_In_Model_Year | 1 | Moss_Landing_Las_Aguillas_SSN | Southern_PGAE_Li_Battery_4hr_49 | Reliability_Capacity_In_Model_Year | 0.5 | Moss_Landing_Las_Aguillas_offpeak | Southern_PGAE_Li_Battery_4hr_49 | Operational_New_Capacity_MW | -1
Devers_Red_Bluff_HSN | Southern_NV_Eldorado_Solar_19 | Reliability_Capacity_In_Model_Year | 0.106 | Moss_Landing_Las_Aguillas_HSN | Southern_PGAE_Li_Battery_4hr_69 | Reliability_Capacity_In_Model_Year | 1 | Southern_PGAE_Li_Battery_4hr_69 | Moss Landing-Las Aguilas 230 kV Line | CAISO_Li_Battery_4hr_Dispatch | Solar | Moss_Landing_Las_Aguillas_HSN | Southern_PGAE_Li_Battery_4hr_69 | Reliability_Capacity_In_Model_Year | 1 | Moss_Landing_Las_Aguillas_SSN | Southern_PGAE_Li_Battery_4hr_69 | Reliability_Capacity_In_Model_Year | 0.5 | Moss_Landing_Las_Aguillas_offpeak | Southern_PGAE_Li_Battery_4hr_69 | Operational_New_Capacity_MW | -1
Devers_Red_Bluff_HSN | Southern_NV_Eldorado_Solar_40 | Reliability_Capacity_In_Model_Year | 0.106 | Moss_Landing_Las_Aguillas_HSN | Southern_PGAE_Li_Battery_4hr_72 | Reliability_Capacity_In_Model_Year | 1 | Southern_PGAE_Li_Battery_4hr_72 | Moss Landing-Las Aguilas 230 kV Line | CAISO_Li_Battery_4hr_Dispatch | Solar | Moss_Landing_Las_Aguillas_HSN | Southern_PGAE_Li_Battery_4hr_72 | Reliability_Capacity_In_Model_Year | 1 | Moss_Landing_Las_Aguillas_SSN | Southern_PGAE_Li_Battery_4hr_72 | Reliability_Capacity_In_Model_Year | 0.5 | Moss_Landing_Las_Aguillas_offpeak | Southern_PGAE_Li_Battery_4hr_72 | Operational_New_Capacity_MW | -1
Devers_Red_Bluff_HSN | Utah_Geothermal_19 | Reliability_Capacity_In_Model_Year | 1 | Moss_Landing_Las_Aguillas_HSN | Southern_PGAE_Li_Battery_4hr_93 | Reliability_Capacity_In_Model_Year | 1 | Southern_PGAE_Li_Battery_4hr_93 | Moss Landing-Las Aguilas 230 kV Line | CAISO_Li_Battery_4hr_Dispatch | Solar | Moss_Landing_Las_Aguillas_HSN | Southern_PGAE_Li_Battery_4hr_93 | Reliability_Capacity_In_Model_Year | 1 | Moss_Landing_Las_Aguillas_SSN | Southern_PGAE_Li_Battery_4hr_93 | Reliability_Capacity_In_Model_Year | 0.5 | Moss_Landing_Las_Aguillas_offpeak | Southern_PGAE_Li_Battery_4hr_93 | Operational_New_Capacity_MW | -1
Devers_Red_Bluff_HSN | Utah_Wind_19 | Reliability_Capacity_In_Model_Year | 0.67 | Moss_Landing_Las_Aguillas_HSN | Southern_PGAE_Li_Battery_4hr_117 | Reliability_Capacity_In_Model_Year | 1 | Southern_PGAE_Li_Battery_4hr_117 | Moss Landing-Las Aguilas 230 kV Line | CAISO_Li_Battery_4hr_Dispatch | Solar | Moss_Landing_Las_Aguillas_HSN | Southern_PGAE_Li_Battery_4hr_117 | Reliability_Capacity_In_Model_Year | 1 | Moss_Landing_Las_Aguillas_SSN | Southern_PGAE_Li_Battery_4hr_117 | Reliability_Capacity_In_Model_Year | 0.5 | Moss_Landing_Las_Aguillas_offpeak | Southern_PGAE_Li_Battery_4hr_117 | Operational_New_Capacity_MW | -1
Devers_Red_Bluff_HSN | Wyoming_Wind_19 | Reliability_Capacity_In_Model_Year | 0.67 | Moss_Landing_Las_Aguillas_HSN | Southern_PGAE_Li_Battery_4hr_124 | Reliability_Capacity_In_Model_Year | 1 | Southern_PGAE_Li_Battery_4hr_124 | Moss Landing-Las Aguilas 230 kV Line | CAISO_Li_Battery_4hr_Dispatch | Solar | Moss_Landing_Las_Aguillas_HSN | Southern_PGAE_Li_Battery_4hr_124 | Reliability_Capacity_In_Model_Year | 1 | Moss_Landing_Las_Aguillas_SSN | Southern_PGAE_Li_Battery_4hr_124 | Reliability_Capacity_In_Model_Year | 0.5 | Moss_Landing_Las_Aguillas_offpeak | Southern_PGAE_Li_Battery_4hr_124 | Operational_New_Capacity_MW | -1
Devers_Red_Bluff_HSN | Devers_Red_Bluff_group | Operational_New_Capacity_MW | -1 | Moss_Landing_Las_Aguillas_HSN | Southern_PGAE_Li_Battery_4hr_148 | Reliability_Capacity_In_Model_Year | 1 | Southern_PGAE_Li_Battery_4hr_148 | Moss Landing-Las Aguilas 230 kV Line | CAISO_Li_Battery_4hr_Dispatch | Solar | Moss_Landing_Las_Aguillas_HSN | Southern_PGAE_Li_Battery_4hr_148 | Reliability_Capacity_In_Model_Year | 1 | Moss_Landing_Las_Aguillas_SSN | Southern_PGAE_Li_Battery_4hr_148 | Reliability_Capacity_In_Model_Year | 0.5 | Moss_Landing_Las_Aguillas_offpeak | Southern_PGAE_Li_Battery_4hr_148 | Operational_New_Capacity_MW | -1
Devers_Red_Bluff_offpeak | Arizona_Solar_55 | Operational_New_Capacity_MW | 0.77 | Moss_Landing_Las_Aguillas_HSN | Southern_PGAE_Li_Battery_4hr_164 | Reliability_Capacity_In_Model_Year | 1 | Southern_PGAE_Li_Battery_4hr_164 | Moss Landing-Las Aguilas 230 kV Line | CAISO_Li_Battery_4hr_Dispatch | Solar | Moss_Landing_Las_Aguillas_HSN | Southern_PGAE_Li_Battery_4hr_164 | Reliability_Capacity_In_Model_Year | 1 | Moss_Landing_Las_Aguillas_SSN | Southern_PGAE_Li_Battery_4hr_164 | Reliability_Capacity_In_Model_Year | 0.5 | Moss_Landing_Las_Aguillas_offpeak | Southern_PGAE_Li_Battery_4hr_164 | Operational_New_Capacity_MW | -1
Devers_Red_Bluff_offpeak | Arizona_Solar_62 | Operational_New_Capacity_MW | 0.77 | Moss_Landing_Las_Aguillas_HSN | Southern_PGAE_Li_Battery_4hr_168 | Reliability_Capacity_In_Model_Year | 1 | Southern_PGAE_Li_Battery_4hr_168 | Moss Landing-Las Aguilas 230 kV Line | CAISO_Li_Battery_4hr_Dispatch | Solar | Moss_Landing_Las_Aguillas_HSN | Southern_PGAE_Li_Battery_4hr_168 | Reliability_Capacity_In_Model_Year | 1 | Moss_Landing_Las_Aguillas_SSN | Southern_PGAE_Li_Battery_4hr_168 | Reliability_Capacity_In_Model_Year | 0.5 | Moss_Landing_Las_Aguillas_offpeak | Southern_PGAE_Li_Battery_4hr_168 | Operational_New_Capacity_MW | -1
Devers_Red_Bluff_offpeak | Arizona_Solar_77 | Operational_New_Capacity_MW | 0.77 | Moss_Landing_Las_Aguillas_HSN | Southern_PGAE_Li_Battery_4hr_170 | Reliability_Capacity_In_Model_Year | 1 | Southern_PGAE_Li_Battery_4hr_170 | Moss Landing-Las Aguilas 230 kV Line | CAISO_Li_Battery_4hr_Dispatch | Solar | Moss_Landing_Las_Aguillas_HSN | Southern_PGAE_Li_Battery_4hr_170 | Reliability_Capacity_In_Model_Year | 1 | Moss_Landing_Las_Aguillas_SSN | Southern_PGAE_Li_Battery_4hr_170 | Reliability_Capacity_In_Model_Year | 0.5 | Moss_Landing_Las_Aguillas_offpeak | Southern_PGAE_Li_Battery_4hr_170 | Operational_New_Capacity_MW | -1
Devers_Red_Bluff_offpeak | Arizona_Solar_90 | Operational_New_Capacity_MW | 0.77 | Moss_Landing_Las_Aguillas_HSN | Southern_PGAE_Li_Battery_4hr_174 | Reliability_Capacity_In_Model_Year | 1 | Southern_PGAE_Li_Battery_4hr_174 | Moss Landing-Las Aguilas 230 kV Line | CAISO_Li_Battery_4hr_Dispatch | Solar | Moss_Landing_Las_Aguillas_HSN | Southern_PGAE_Li_Battery_4hr_174 | Reliability_Capacity_In_Model_Year | 1 | Moss_Landing_Las_Aguillas_SSN | Southern_PGAE_Li_Battery_4hr_174 | Reliability_Capacity_In_Model_Year | 0.5 | Moss_Landing_Las_Aguillas_offpeak | Southern_PGAE_Li_Battery_4hr_174 | Operational_New_Capacity_MW | -1
Devers_Red_Bluff_offpeak | Baja_California_Wind_133 | Operational_New_Capacity_MW | 0.44 | Moss_Landing_Las_Aguillas_HSN | Southern_PGAE_Li_Battery_4hr_176 | Reliability_Capacity_In_Model_Year | 1 | Southern_PGAE_Li_Battery_4hr_176 | Moss Landing-Las Aguilas 230 kV Line | CAISO_Li_Battery_4hr_Dispatch | Solar | Moss_Landing_Las_Aguillas_HSN | Southern_PGAE_Li_Battery_4hr_176 | Reliability_Capacity_In_Model_Year | 1 | Moss_Landing_Las_Aguillas_SSN | Southern_PGAE_Li_Battery_4hr_176 | Reliability_Capacity_In_Model_Year | 0.5 | Moss_Landing_Las_Aguillas_offpeak | Southern_PGAE_Li_Battery_4hr_176 | Operational_New_Capacity_MW | -1
Devers_Red_Bluff_offpeak | Southern_NV_Eldorado_Flow_Battery_19 | Operational_New_Capacity_MW | -1 | Moss_Landing_Las_Aguillas_HSN | Southern_PGAE_Li_Battery_8hr_43 | Reliability_Capacity_In_Model_Year | 1 | Southern_PGAE_Li_Battery_8hr_43 | Moss Landing-Las Aguilas 230 kV Line | CAISO_Li_Battery_8hr_Dispatch | Solar | Moss_Landing_Las_Aguillas_HSN | Southern_PGAE_Li_Battery_8hr_43 | Reliability_Capacity_In_Model_Year | 1 | Moss_Landing_Las_Aguillas_SSN | Southern_PGAE_Li_Battery_8hr_43 | Reliability_Capacity_In_Model_Year | 0.5 | Moss_Landing_Las_Aguillas_offpeak | Southern_PGAE_Li_Battery_8hr_43 | Operational_New_Capacity_MW | -1
Devers_Red_Bluff_offpeak | Southern_NV_Eldorado_Flow_Battery_40 | Operational_New_Capacity_MW | -1 | Moss_Landing_Las_Aguillas_HSN | Southern_PGAE_Li_Battery_8hr_49 | Reliability_Capacity_In_Model_Year | 1 | Southern_PGAE_Li_Battery_8hr_49 | Moss Landing-Las Aguilas 230 kV Line | CAISO_Li_Battery_8hr_Dispatch | Solar | Moss_Landing_Las_Aguillas_HSN | Southern_PGAE_Li_Battery_8hr_49 | Reliability_Capacity_In_Model_Year | 1 | Moss_Landing_Las_Aguillas_SSN | Southern_PGAE_Li_Battery_8hr_49 | Reliability_Capacity_In_Model_Year | 0.5 | Moss_Landing_Las_Aguillas_offpeak | Southern_PGAE_Li_Battery_8hr_49 | Operational_New_Capacity_MW | -1
Devers_Red_Bluff_offpeak | Arizona_Flow_Battery_55 | Operational_New_Capacity_MW | -1 | Moss_Landing_Las_Aguillas_HSN | Southern_PGAE_Li_Battery_8hr_69 | Reliability_Capacity_In_Model_Year | 1 | Southern_PGAE_Li_Battery_8hr_69 | Moss Landing-Las Aguilas 230 kV Line | CAISO_Li_Battery_8hr_Dispatch | Solar | Moss_Landing_Las_Aguillas_HSN | Southern_PGAE_Li_Battery_8hr_69 | Reliability_Capacity_In_Model_Year | 1 | Moss_Landing_Las_Aguillas_SSN | Southern_PGAE_Li_Battery_8hr_69 | Reliability_Capacity_In_Model_Year | 0.5 | Moss_Landing_Las_Aguillas_offpeak | Southern_PGAE_Li_Battery_8hr_69 | Operational_New_Capacity_MW | -1
Devers_Red_Bluff_offpeak | Arizona_Flow_Battery_62 | Operational_New_Capacity_MW | -1 | Moss_Landing_Las_Aguillas_HSN | Southern_PGAE_Li_Battery_8hr_72 | Reliability_Capacity_In_Model_Year | 1 | Southern_PGAE_Li_Battery_8hr_72 | Moss Landing-Las Aguilas 230 kV Line | CAISO_Li_Battery_8hr_Dispatch | Solar | Moss_Landing_Las_Aguillas_HSN | Southern_PGAE_Li_Battery_8hr_72 | Reliability_Capacity_In_Model_Year | 1 | Moss_Landing_Las_Aguillas_SSN | Southern_PGAE_Li_Battery_8hr_72 | Reliability_Capacity_In_Model_Year | 0.5 | Moss_Landing_Las_Aguillas_offpeak | Southern_PGAE_Li_Battery_8hr_72 | Operational_New_Capacity_MW | -1
Devers_Red_Bluff_offpeak | Greater_Imperial_Flow_Battery_63 | Operational_New_Capacity_MW | -1 | Moss_Landing_Las_Aguillas_HSN | Southern_PGAE_Li_Battery_8hr_93 | Reliability_Capacity_In_Model_Year | 1 | Southern_PGAE_Li_Battery_8hr_93 | Moss Landing-Las Aguilas 230 kV Line | CAISO_Li_Battery_8hr_Dispatch | Solar | Moss_Landing_Las_Aguillas_HSN | Southern_PGAE_Li_Battery_8hr_93 | Reliability_Capacity_In_Model_Year | 1 | Moss_Landing_Las_Aguillas_SSN | Southern_PGAE_Li_Battery_8hr_93 | Reliability_Capacity_In_Model_Year | 0.5 | Moss_Landing_Las_Aguillas_offpeak | Southern_PGAE_Li_Battery_8hr_93 | Operational_New_Capacity_MW | -1
Devers_Red_Bluff_offpeak | Arizona_Flow_Battery_77 | Operational_New_Capacity_MW | -1 | Moss_Landing_Las_Aguillas_HSN | Southern_PGAE_Li_Battery_8hr_117 | Reliability_Capacity_In_Model_Year | 1 | Southern_PGAE_Li_Battery_8hr_117 | Moss Landing-Las Aguilas 230 kV Line | CAISO_Li_Battery_8hr_Dispatch | Solar | Moss_Landing_Las_Aguillas_HSN | Southern_PGAE_Li_Battery_8hr_117 | Reliability_Capacity_In_Model_Year | 1 | Moss_Landing_Las_Aguillas_SSN | Southern_PGAE_Li_Battery_8hr_117 | Reliability_Capacity_In_Model_Year | 0.5 | Moss_Landing_Las_Aguillas_offpeak | Southern_PGAE_Li_Battery_8hr_117 | Operational_New_Capacity_MW | -1
Devers_Red_Bluff_offpeak | Arizona_Flow_Battery_90 | Operational_New_Capacity_MW | -1 | Moss_Landing_Las_Aguillas_HSN | Southern_PGAE_Li_Battery_8hr_124 | Reliability_Capacity_In_Model_Year | 1 | Southern_PGAE_Li_Battery_8hr_124 | Moss Landing-Las Aguilas 230 kV Line | CAISO_Li_Battery_8hr_Dispatch | Solar | Moss_Landing_Las_Aguillas_HSN | Southern_PGAE_Li_Battery_8hr_124 | Reliability_Capacity_In_Model_Year | 1 | Moss_Landing_Las_Aguillas_SSN | Southern_PGAE_Li_Battery_8hr_124 | Reliability_Capacity_In_Model_Year | 0.5 | Moss_Landing_Las_Aguillas_offpeak | Southern_PGAE_Li_Battery_8hr_124 | Operational_New_Capacity_MW | -1
Devers_Red_Bluff_offpeak | Greater_Imperial_Flow_Battery_107 | Operational_New_Capacity_MW | -1 | Moss_Landing_Las_Aguillas_HSN | Southern_PGAE_Li_Battery_8hr_148 | Reliability_Capacity_In_Model_Year | 1 | Southern_PGAE_Li_Battery_8hr_148 | Moss Landing-Las Aguilas 230 kV Line | CAISO_Li_Battery_8hr_Dispatch | Solar | Moss_Landing_Las_Aguillas_HSN | Southern_PGAE_Li_Battery_8hr_148 | Reliability_Capacity_In_Model_Year | 1 | Moss_Landing_Las_Aguillas_SSN | Southern_PGAE_Li_Battery_8hr_148 | Reliability_Capacity_In_Model_Year | 0.5 | Moss_Landing_Las_Aguillas_offpeak | Southern_PGAE_Li_Battery_8hr_148 | Operational_New_Capacity_MW | -1
Devers_Red_Bluff_offpeak | Greater_Imperial_Flow_Battery_133 | Operational_New_Capacity_MW | -1 | Moss_Landing_Las_Aguillas_HSN | Southern_PGAE_Li_Battery_8hr_164 | Reliability_Capacity_In_Model_Year | 1 | Southern_PGAE_Li_Battery_8hr_164 | Moss Landing-Las Aguilas 230 kV Line | CAISO_Li_Battery_8hr_Dispatch | Solar | Moss_Landing_Las_Aguillas_HSN | Southern_PGAE_Li_Battery_8hr_164 | Reliability_Capacity_In_Model_Year | 1 | Moss_Landing_Las_Aguillas_SSN | Southern_PGAE_Li_Battery_8hr_164 | Reliability_Capacity_In_Model_Year | 0.5 | Moss_Landing_Las_Aguillas_offpeak | Southern_PGAE_Li_Battery_8hr_164 | Operational_New_Capacity_MW | -1
Devers_Red_Bluff_offpeak | Southern_NV_Eldorado_Li_Battery_4hr_19 | Operational_New_Capacity_MW | -1 | Moss_Landing_Las_Aguillas_HSN | Southern_PGAE_Li_Battery_8hr_168 | Reliability_Capacity_In_Model_Year | 1 | Southern_PGAE_Li_Battery_8hr_168 | Moss Landing-Las Aguilas 230 kV Line | CAISO_Li_Battery_8hr_Dispatch | Solar | Moss_Landing_Las_Aguillas_HSN | Southern_PGAE_Li_Battery_8hr_168 | Reliability_Capacity_In_Model_Year | 1 | Moss_Landing_Las_Aguillas_SSN | Southern_PGAE_Li_Battery_8hr_168 | Reliability_Capacity_In_Model_Year | 0.5 | Moss_Landing_Las_Aguillas_offpeak | Southern_PGAE_Li_Battery_8hr_168 | Operational_New_Capacity_MW | -1
Devers_Red_Bluff_offpeak | Southern_NV_Eldorado_Li_Battery_4hr_40 | Operational_New_Capacity_MW | -1 | Moss_Landing_Las_Aguillas_HSN | Southern_PGAE_Li_Battery_8hr_170 | Reliability_Capacity_In_Model_Year | 1 | Southern_PGAE_Li_Battery_8hr_170 | Moss Landing-Las Aguilas 230 kV Line | CAISO_Li_Battery_8hr_Dispatch | Solar | Moss_Landing_Las_Aguillas_HSN | Southern_PGAE_Li_Battery_8hr_170 | Reliability_Capacity_In_Model_Year | 1 | Moss_Landing_Las_Aguillas_SSN | Southern_PGAE_Li_Battery_8hr_170 | Reliability_Capacity_In_Model_Year | 0.5 | Moss_Landing_Las_Aguillas_offpeak | Southern_PGAE_Li_Battery_8hr_170 | Operational_New_Capacity_MW | -1
Devers_Red_Bluff_offpeak | Arizona_Li_Battery_4hr_55 | Operational_New_Capacity_MW | -1 | Moss_Landing_Las_Aguillas_HSN | Southern_PGAE_Li_Battery_8hr_174 | Reliability_Capacity_In_Model_Year | 1 | Southern_PGAE_Li_Battery_8hr_174 | Moss Landing-Las Aguilas 230 kV Line | CAISO_Li_Battery_8hr_Dispatch | Solar | Moss_Landing_Las_Aguillas_HSN | Southern_PGAE_Li_Battery_8hr_174 | Reliability_Capacity_In_Model_Year | 1 | Moss_Landing_Las_Aguillas_SSN | Southern_PGAE_Li_Battery_8hr_174 | Reliability_Capacity_In_Model_Year | 0.5 | Moss_Landing_Las_Aguillas_offpeak | Southern_PGAE_Li_Battery_8hr_174 | Operational_New_Capacity_MW | -1
Devers_Red_Bluff_offpeak | Arizona_Li_Battery_4hr_62 | Operational_New_Capacity_MW | -1 | Moss_Landing_Las_Aguillas_HSN | Southern_PGAE_Li_Battery_8hr_176 | Reliability_Capacity_In_Model_Year | 1 | Southern_PGAE_Li_Battery_8hr_176 | Moss Landing-Las Aguilas 230 kV Line | CAISO_Li_Battery_8hr_Dispatch | Solar | Moss_Landing_Las_Aguillas_HSN | Southern_PGAE_Li_Battery_8hr_176 | Reliability_Capacity_In_Model_Year | 1 | Moss_Landing_Las_Aguillas_SSN | Southern_PGAE_Li_Battery_8hr_176 | Reliability_Capacity_In_Model_Year | 0.5 | Moss_Landing_Las_Aguillas_offpeak | Southern_PGAE_Li_Battery_8hr_176 | Operational_New_Capacity_MW | -1
Devers_Red_Bluff_offpeak | Greater_Imperial_Li_Battery_4hr_63 | Operational_New_Capacity_MW | -1 | Moss_Landing_Las_Aguillas_HSN | Southern_PGAE_Solar_43 | Reliability_Capacity_In_Model_Year | 0.1 | Southern_PGAE_Solar_43 | Moss Landing-Las Aguilas 230 kV Line | Southern_PGAE_Solar | Solar | Moss_Landing_Las_Aguillas_HSN | Southern_PGAE_Solar_43 | Reliability_Capacity_In_Model_Year | 0.1 | Moss_Landing_Las_Aguillas_SSN | Southern_PGAE_Solar_43 | Reliability_Capacity_In_Model_Year | 0.556 | Moss_Landing_Las_Aguillas_offpeak | Southern_PGAE_Solar_43 | Operational_New_Capacity_MW | 0.79
Devers_Red_Bluff_offpeak | Arizona_Li_Battery_4hr_77 | Operational_New_Capacity_MW | -1 | Moss_Landing_Las_Aguillas_HSN | Southern_PGAE_Solar_49 | Reliability_Capacity_In_Model_Year | 0.1 | Southern_PGAE_Solar_49 | Moss Landing-Las Aguilas 230 kV Line | Southern_PGAE_Solar | Solar | Moss_Landing_Las_Aguillas_HSN | Southern_PGAE_Solar_49 | Reliability_Capacity_In_Model_Year | 0.1 | Moss_Landing_Las_Aguillas_SSN | Southern_PGAE_Solar_49 | Reliability_Capacity_In_Model_Year | 0.556 | Moss_Landing_Las_Aguillas_offpeak | Southern_PGAE_Solar_49 | Operational_New_Capacity_MW | 0.79
Devers_Red_Bluff_offpeak | Arizona_Li_Battery_4hr_90 | Operational_New_Capacity_MW | -1 | Moss_Landing_Las_Aguillas_HSN | Southern_PGAE_Solar_69 | Reliability_Capacity_In_Model_Year | 0.1 | Southern_PGAE_Solar_69 | Moss Landing-Las Aguilas 230 kV Line | Southern_PGAE_Solar | Solar | Moss_Landing_Las_Aguillas_HSN | Southern_PGAE_Solar_69 | Reliability_Capacity_In_Model_Year | 0.1 | Moss_Landing_Las_Aguillas_SSN | Southern_PGAE_Solar_69 | Reliability_Capacity_In_Model_Year | 0.556 | Moss_Landing_Las_Aguillas_offpeak | Southern_PGAE_Solar_69 | Operational_New_Capacity_MW | 0.79
Devers_Red_Bluff_offpeak | Greater_Imperial_Li_Battery_4hr_107 | Operational_New_Capacity_MW | -1 | Moss_Landing_Las_Aguillas_HSN | Southern_PGAE_Solar_72 | Reliability_Capacity_In_Model_Year | 0.1 | Southern_PGAE_Solar_72 | Moss Landing-Las Aguilas 230 kV Line | Southern_PGAE_Solar | Solar | Moss_Landing_Las_Aguillas_HSN | Southern_PGAE_Solar_72 | Reliability_Capacity_In_Model_Year | 0.1 | Moss_Landing_Las_Aguillas_SSN | Southern_PGAE_Solar_72 | Reliability_Capacity_In_Model_Year | 0.556 | Moss_Landing_Las_Aguillas_offpeak | Southern_PGAE_Solar_72 | Operational_New_Capacity_MW | 0.79
Devers_Red_Bluff_offpeak | Greater_Imperial_Li_Battery_4hr_133 | Operational_New_Capacity_MW | -1 | Moss_Landing_Las_Aguillas_HSN | Southern_PGAE_Solar_93 | Reliability_Capacity_In_Model_Year | 0.1 | Southern_PGAE_Solar_93 | Moss Landing-Las Aguilas 230 kV Line | Southern_PGAE_Solar | Solar | Moss_Landing_Las_Aguillas_HSN | Southern_PGAE_Solar_93 | Reliability_Capacity_In_Model_Year | 0.1 | Moss_Landing_Las_Aguillas_SSN | Southern_PGAE_Solar_93 | Reliability_Capacity_In_Model_Year | 0.556 | Moss_Landing_Las_Aguillas_offpeak | Southern_PGAE_Solar_93 | Operational_New_Capacity_MW | 0.79
Devers_Red_Bluff_offpeak | Southern_NV_Eldorado_Li_Battery_8hr_19 | Operational_New_Capacity_MW | -1 | Moss_Landing_Las_Aguillas_HSN | Southern_PGAE_Solar_117 | Reliability_Capacity_In_Model_Year | 0.1 | Southern_PGAE_Solar_117 | Moss Landing-Las Aguilas 230 kV Line | Southern_PGAE_Solar | Solar | Moss_Landing_Las_Aguillas_HSN | Southern_PGAE_Solar_117 | Reliability_Capacity_In_Model_Year | 0.1 | Moss_Landing_Las_Aguillas_SSN | Southern_PGAE_Solar_117 | Reliability_Capacity_In_Model_Year | 0.556 | Moss_Landing_Las_Aguillas_offpeak | Southern_PGAE_Solar_117 | Operational_New_Capacity_MW | 0.79
Devers_Red_Bluff_offpeak | Southern_NV_Eldorado_Li_Battery_8hr_40 | Operational_New_Capacity_MW | -1 | Moss_Landing_Las_Aguillas_HSN | Southern_PGAE_Solar_124 | Reliability_Capacity_In_Model_Year | 0.1 | Southern_PGAE_Solar_124 | Moss Landing-Las Aguilas 230 kV Line | Southern_PGAE_Solar | Solar | Moss_Landing_Las_Aguillas_HSN | Southern_PGAE_Solar_124 | Reliability_Capacity_In_Model_Year | 0.1 | Moss_Landing_Las_Aguillas_SSN | Southern_PGAE_Solar_124 | Reliability_Capacity_In_Model_Year | 0.556 | Moss_Landing_Las_Aguillas_offpeak | Southern_PGAE_Solar_124 | Operational_New_Capacity_MW | 0.79
Devers_Red_Bluff_offpeak | Arizona_Li_Battery_8hr_55 | Operational_New_Capacity_MW | -1 | Moss_Landing_Las_Aguillas_HSN | Southern_PGAE_Solar_148 | Reliability_Capacity_In_Model_Year | 0.1 | Southern_PGAE_Solar_148 | Moss Landing-Las Aguilas 230 kV Line | Southern_PGAE_Solar | Solar | Moss_Landing_Las_Aguillas_HSN | Southern_PGAE_Solar_148 | Reliability_Capacity_In_Model_Year | 0.1 | Moss_Landing_Las_Aguillas_SSN | Southern_PGAE_Solar_148 | Reliability_Capacity_In_Model_Year | 0.556 | Moss_Landing_Las_Aguillas_offpeak | Southern_PGAE_Solar_148 | Operational_New_Capacity_MW | 0.79
Devers_Red_Bluff_offpeak | Arizona_Li_Battery_8hr_62 | Operational_New_Capacity_MW | -1 | Moss_Landing_Las_Aguillas_HSN | Southern_PGAE_Solar_164 | Reliability_Capacity_In_Model_Year | 0.1 | Southern_PGAE_Solar_164 | Moss Landing-Las Aguilas 230 kV Line | Southern_PGAE_Solar | Solar | Moss_Landing_Las_Aguillas_HSN | Southern_PGAE_Solar_164 | Reliability_Capacity_In_Model_Year | 0.1 | Moss_Landing_Las_Aguillas_SSN | Southern_PGAE_Solar_164 | Reliability_Capacity_In_Model_Year | 0.556 | Moss_Landing_Las_Aguillas_offpeak | Southern_PGAE_Solar_164 | Operational_New_Capacity_MW | 0.79
Devers_Red_Bluff_offpeak | Greater_Imperial_Li_Battery_8hr_63 | Operational_New_Capacity_MW | -1 | Moss_Landing_Las_Aguillas_HSN | Southern_PGAE_Solar_168 | Reliability_Capacity_In_Model_Year | 0.1 | Southern_PGAE_Solar_168 | Moss Landing-Las Aguilas 230 kV Line | Southern_PGAE_Solar | Solar | Moss_Landing_Las_Aguillas_HSN | Southern_PGAE_Solar_168 | Reliability_Capacity_In_Model_Year | 0.1 | Moss_Landing_Las_Aguillas_SSN | Southern_PGAE_Solar_168 | Reliability_Capacity_In_Model_Year | 0.556 | Moss_Landing_Las_Aguillas_offpeak | Southern_PGAE_Solar_168 | Operational_New_Capacity_MW | 0.79
Devers_Red_Bluff_offpeak | Arizona_Li_Battery_8hr_77 | Operational_New_Capacity_MW | -1 | Moss_Landing_Las_Aguillas_HSN | Southern_PGAE_Solar_170 | Reliability_Capacity_In_Model_Year | 0.1 | Southern_PGAE_Solar_170 | Moss Landing-Las Aguilas 230 kV Line | Southern_PGAE_Solar | Solar | Moss_Landing_Las_Aguillas_HSN | Southern_PGAE_Solar_170 | Reliability_Capacity_In_Model_Year | 0.1 | Moss_Landing_Las_Aguillas_SSN | Southern_PGAE_Solar_170 | Reliability_Capacity_In_Model_Year | 0.556 | Moss_Landing_Las_Aguillas_offpeak | Southern_PGAE_Solar_170 | Operational_New_Capacity_MW | 0.79
Devers_Red_Bluff_offpeak | Arizona_Li_Battery_8hr_90 | Operational_New_Capacity_MW | -1 | Moss_Landing_Las_Aguillas_HSN | Southern_PGAE_Solar_174 | Reliability_Capacity_In_Model_Year | 0.1 | Southern_PGAE_Solar_174 | Moss Landing-Las Aguilas 230 kV Line | Southern_PGAE_Solar | Solar | Moss_Landing_Las_Aguillas_HSN | Southern_PGAE_Solar_174 | Reliability_Capacity_In_Model_Year | 0.1 | Moss_Landing_Las_Aguillas_SSN | Southern_PGAE_Solar_174 | Reliability_Capacity_In_Model_Year | 0.556 | Moss_Landing_Las_Aguillas_offpeak | Southern_PGAE_Solar_174 | Operational_New_Capacity_MW | 0.79
Devers_Red_Bluff_offpeak | Greater_Imperial_Li_Battery_8hr_107 | Operational_New_Capacity_MW | -1 | Moss_Landing_Las_Aguillas_HSN | Southern_PGAE_Solar_176 | Reliability_Capacity_In_Model_Year | 0.1 | Southern_PGAE_Solar_176 | Moss Landing-Las Aguilas 230 kV Line | Southern_PGAE_Solar | Solar | Moss_Landing_Las_Aguillas_HSN | Southern_PGAE_Solar_176 | Reliability_Capacity_In_Model_Year | 0.1 | Moss_Landing_Las_Aguillas_SSN | Southern_PGAE_Solar_176 | Reliability_Capacity_In_Model_Year | 0.556 | Moss_Landing_Las_Aguillas_offpeak | Southern_PGAE_Solar_176 | Operational_New_Capacity_MW | 0.79
Devers_Red_Bluff_offpeak | Greater_Imperial_Li_Battery_8hr_133 | Operational_New_Capacity_MW | -1 | Mustang_Henrietta_HSN | Southern_PGAE_Flow_Battery_17 | Reliability_Capacity_In_Model_Year | 1 | Southern_PGAE_Flow_Battery_17 | Mustang-Henrietta 230 kV line | CAISO_Flow_Battery_8hr_Dispatch | Solar | Mustang_Henrietta_HSN | Southern_PGAE_Flow_Battery_17 | Reliability_Capacity_In_Model_Year | 1 | Mustang_Henrietta_SSN | Southern_PGAE_Flow_Battery_17 | Reliability_Capacity_In_Model_Year | 0.5 | Mustang_Henrietta_offpeak | Southern_PGAE_Flow_Battery_17 | Operational_New_Capacity_MW | -1
Devers_Red_Bluff_offpeak | Greater_Imperial_Geothermal_63 | Operational_New_Capacity_MW | 1 | Mustang_Henrietta_HSN | Southern_PGAE_Flow_Battery_24 | Reliability_Capacity_In_Model_Year | 1 | Southern_PGAE_Flow_Battery_24 | Mustang-Henrietta 230 kV line | CAISO_Flow_Battery_8hr_Dispatch | Solar | Mustang_Henrietta_HSN | Southern_PGAE_Flow_Battery_24 | Reliability_Capacity_In_Model_Year | 1 | Mustang_Henrietta_SSN | Southern_PGAE_Flow_Battery_24 | Reliability_Capacity_In_Model_Year | 0.5 | Mustang_Henrietta_offpeak | Southern_PGAE_Flow_Battery_24 | Operational_New_Capacity_MW | -1
Devers_Red_Bluff_offpeak | Greater_Imperial_Solar_63 | Operational_New_Capacity_MW | 0.77 | Mustang_Henrietta_HSN | Southern_PGAE_Flow_Battery_27 | Reliability_Capacity_In_Model_Year | 1 | Southern_PGAE_Flow_Battery_27 | Mustang-Henrietta 230 kV line | CAISO_Flow_Battery_8hr_Dispatch | Solar | Mustang_Henrietta_HSN | Southern_PGAE_Flow_Battery_27 | Reliability_Capacity_In_Model_Year | 1 | Mustang_Henrietta_SSN | Southern_PGAE_Flow_Battery_27 | Reliability_Capacity_In_Model_Year | 0.5 | Mustang_Henrietta_offpeak | Southern_PGAE_Flow_Battery_27 | Operational_New_Capacity_MW | -1
Devers_Red_Bluff_offpeak | Greater_Imperial_Solar_107 | Operational_New_Capacity_MW | 0.77 | Mustang_Henrietta_HSN | Southern_PGAE_Flow_Battery_45 | Reliability_Capacity_In_Model_Year | 1 | Southern_PGAE_Flow_Battery_45 | Mustang-Henrietta 230 kV line | CAISO_Flow_Battery_8hr_Dispatch | Solar | Mustang_Henrietta_HSN | Southern_PGAE_Flow_Battery_45 | Reliability_Capacity_In_Model_Year | 1 | Mustang_Henrietta_SSN | Southern_PGAE_Flow_Battery_45 | Reliability_Capacity_In_Model_Year | 0.5 | Mustang_Henrietta_offpeak | Southern_PGAE_Flow_Battery_45 | Operational_New_Capacity_MW | -1
Devers_Red_Bluff_offpeak | Greater_Imperial_Solar_133 | Operational_New_Capacity_MW | 0.77 | Mustang_Henrietta_HSN | Southern_PGAE_Flow_Battery_69 | Reliability_Capacity_In_Model_Year | 1 | Southern_PGAE_Flow_Battery_69 | Mustang-Henrietta 230 kV line | CAISO_Flow_Battery_8hr_Dispatch | Solar | Mustang_Henrietta_HSN | Southern_PGAE_Flow_Battery_69 | Reliability_Capacity_In_Model_Year | 1 | Mustang_Henrietta_SSN | Southern_PGAE_Flow_Battery_69 | Reliability_Capacity_In_Model_Year | 0.5 | Mustang_Henrietta_offpeak | Southern_PGAE_Flow_Battery_69 | Operational_New_Capacity_MW | -1
Devers_Red_Bluff_offpeak | Idaho_Wind_19 | Operational_New_Capacity_MW | 0.67 | Mustang_Henrietta_HSN | Southern_PGAE_Flow_Battery_93 | Reliability_Capacity_In_Model_Year | 1 | Southern_PGAE_Flow_Battery_93 | Mustang-Henrietta 230 kV line | CAISO_Flow_Battery_8hr_Dispatch | Solar | Mustang_Henrietta_HSN | Southern_PGAE_Flow_Battery_93 | Reliability_Capacity_In_Model_Year | 1 | Mustang_Henrietta_SSN | Southern_PGAE_Flow_Battery_93 | Reliability_Capacity_In_Model_Year | 0.5 | Mustang_Henrietta_offpeak | Southern_PGAE_Flow_Battery_93 | Operational_New_Capacity_MW | -1
Devers_Red_Bluff_offpeak | New_Mexico_Wind_55 | Operational_New_Capacity_MW | 0.67 | Mustang_Henrietta_HSN | Southern_PGAE_Flow_Battery_99 | Reliability_Capacity_In_Model_Year | 1 | Southern_PGAE_Flow_Battery_99 | Mustang-Henrietta 230 kV line | CAISO_Flow_Battery_8hr_Dispatch | Solar | Mustang_Henrietta_HSN | Southern_PGAE_Flow_Battery_99 | Reliability_Capacity_In_Model_Year | 1 | Mustang_Henrietta_SSN | Southern_PGAE_Flow_Battery_99 | Reliability_Capacity_In_Model_Year | 0.5 | Mustang_Henrietta_offpeak | Southern_PGAE_Flow_Battery_99 | Operational_New_Capacity_MW | -1
Devers_Red_Bluff_offpeak | Northern_Nevada_Geothermal_19 | Operational_New_Capacity_MW | 1 | Mustang_Henrietta_HSN | Northern_California_Flow_Battery_113 | Reliability_Capacity_In_Model_Year | 1 | Northern_California_Flow_Battery_113 | Mustang-Henrietta 230 kV line | CAISO_Flow_Battery_8hr_Dispatch | Solar | Mustang_Henrietta_HSN | Northern_California_Flow_Battery_113 | Reliability_Capacity_In_Model_Year | 1 | Mustang_Henrietta_SSN | Northern_California_Flow_Battery_113 | Reliability_Capacity_In_Model_Year | 0.5 | Mustang_Henrietta_offpeak | Northern_California_Flow_Battery_113 | Operational_New_Capacity_MW | -1
Devers_Red_Bluff_offpeak | Southern_NV_Eldorado_Solar_19 | Operational_New_Capacity_MW | 0.77 | Mustang_Henrietta_HSN | Southern_PGAE_Flow_Battery_124 | Reliability_Capacity_In_Model_Year | 1 | Southern_PGAE_Flow_Battery_124 | Mustang-Henrietta 230 kV line | CAISO_Flow_Battery_8hr_Dispatch | Solar | Mustang_Henrietta_HSN | Southern_PGAE_Flow_Battery_124 | Reliability_Capacity_In_Model_Year | 1 | Mustang_Henrietta_SSN | Southern_PGAE_Flow_Battery_124 | Reliability_Capacity_In_Model_Year | 0.5 | Mustang_Henrietta_offpeak | Southern_PGAE_Flow_Battery_124 | Operational_New_Capacity_MW | -1
Devers_Red_Bluff_offpeak | Southern_NV_Eldorado_Solar_40 | Operational_New_Capacity_MW | 0.77 | Mustang_Henrietta_HSN | Southern_PGAE_Li_Battery_4hr_17 | Reliability_Capacity_In_Model_Year | 1 | Southern_PGAE_Li_Battery_4hr_17 | Mustang-Henrietta 230 kV line | CAISO_Li_Battery_4hr_Dispatch | Solar | Mustang_Henrietta_HSN | Southern_PGAE_Li_Battery_4hr_17 | Reliability_Capacity_In_Model_Year | 1 | Mustang_Henrietta_SSN | Southern_PGAE_Li_Battery_4hr_17 | Reliability_Capacity_In_Model_Year | 0.5 | Mustang_Henrietta_offpeak | Southern_PGAE_Li_Battery_4hr_17 | Operational_New_Capacity_MW | -1
Devers_Red_Bluff_offpeak | Utah_Geothermal_19 | Operational_New_Capacity_MW | 1 | Mustang_Henrietta_HSN | Southern_PGAE_Li_Battery_4hr_24 | Reliability_Capacity_In_Model_Year | 1 | Southern_PGAE_Li_Battery_4hr_24 | Mustang-Henrietta 230 kV line | CAISO_Li_Battery_4hr_Dispatch | Solar | Mustang_Henrietta_HSN | Southern_PGAE_Li_Battery_4hr_24 | Reliability_Capacity_In_Model_Year | 1 | Mustang_Henrietta_SSN | Southern_PGAE_Li_Battery_4hr_24 | Reliability_Capacity_In_Model_Year | 0.5 | Mustang_Henrietta_offpeak | Southern_PGAE_Li_Battery_4hr_24 | Operational_New_Capacity_MW | -1
Devers_Red_Bluff_offpeak | Utah_Wind_19 | Operational_New_Capacity_MW | 0.67 | Mustang_Henrietta_HSN | Southern_PGAE_Li_Battery_4hr_27 | Reliability_Capacity_In_Model_Year | 1 | Southern_PGAE_Li_Battery_4hr_27 | Mustang-Henrietta 230 kV line | CAISO_Li_Battery_4hr_Dispatch | Solar | Mustang_Henrietta_HSN | Southern_PGAE_Li_Battery_4hr_27 | Reliability_Capacity_In_Model_Year | 1 | Mustang_Henrietta_SSN | Southern_PGAE_Li_Battery_4hr_27 | Reliability_Capacity_In_Model_Year | 0.5 | Mustang_Henrietta_offpeak | Southern_PGAE_Li_Battery_4hr_27 | Operational_New_Capacity_MW | -1
Devers_Red_Bluff_offpeak | Wyoming_Wind_19 | Operational_New_Capacity_MW | 0.67 | Mustang_Henrietta_HSN | Southern_PGAE_Li_Battery_4hr_45 | Reliability_Capacity_In_Model_Year | 1 | Southern_PGAE_Li_Battery_4hr_45 | Mustang-Henrietta 230 kV line | CAISO_Li_Battery_4hr_Dispatch | Solar | Mustang_Henrietta_HSN | Southern_PGAE_Li_Battery_4hr_45 | Reliability_Capacity_In_Model_Year | 1 | Mustang_Henrietta_SSN | Southern_PGAE_Li_Battery_4hr_45 | Reliability_Capacity_In_Model_Year | 0.5 | Mustang_Henrietta_offpeak | Southern_PGAE_Li_Battery_4hr_45 | Operational_New_Capacity_MW | -1
Devers_Red_Bluff_offpeak | Devers_Red_Bluff_group | Operational_New_Capacity_MW | -1.1982 | Mustang_Henrietta_HSN | Southern_PGAE_Li_Battery_4hr_69 | Reliability_Capacity_In_Model_Year | 1 | Southern_PGAE_Li_Battery_4hr_69 | Mustang-Henrietta 230 kV line | CAISO_Li_Battery_4hr_Dispatch | Solar | Mustang_Henrietta_HSN | Southern_PGAE_Li_Battery_4hr_69 | Reliability_Capacity_In_Model_Year | 1 | Mustang_Henrietta_SSN | Southern_PGAE_Li_Battery_4hr_69 | Reliability_Capacity_In_Model_Year | 0.5 | Mustang_Henrietta_offpeak | Southern_PGAE_Li_Battery_4hr_69 | Operational_New_Capacity_MW | -1
Devers_Red_Bluff_SSN | Arizona_Solar_55 | Reliability_Capacity_In_Model_Year | 0.427 | Mustang_Henrietta_HSN | Southern_PGAE_Li_Battery_4hr_93 | Reliability_Capacity_In_Model_Year | 1 | Southern_PGAE_Li_Battery_4hr_93 | Mustang-Henrietta 230 kV line | CAISO_Li_Battery_4hr_Dispatch | Solar | Mustang_Henrietta_HSN | Southern_PGAE_Li_Battery_4hr_93 | Reliability_Capacity_In_Model_Year | 1 | Mustang_Henrietta_SSN | Southern_PGAE_Li_Battery_4hr_93 | Reliability_Capacity_In_Model_Year | 0.5 | Mustang_Henrietta_offpeak | Southern_PGAE_Li_Battery_4hr_93 | Operational_New_Capacity_MW | -1
Devers_Red_Bluff_SSN | Arizona_Solar_62 | Reliability_Capacity_In_Model_Year | 0.427 | Mustang_Henrietta_HSN | Southern_PGAE_Li_Battery_4hr_99 | Reliability_Capacity_In_Model_Year | 1 | Southern_PGAE_Li_Battery_4hr_99 | Mustang-Henrietta 230 kV line | CAISO_Li_Battery_4hr_Dispatch | Solar | Mustang_Henrietta_HSN | Southern_PGAE_Li_Battery_4hr_99 | Reliability_Capacity_In_Model_Year | 1 | Mustang_Henrietta_SSN | Southern_PGAE_Li_Battery_4hr_99 | Reliability_Capacity_In_Model_Year | 0.5 | Mustang_Henrietta_offpeak | Southern_PGAE_Li_Battery_4hr_99 | Operational_New_Capacity_MW | -1
Devers_Red_Bluff_SSN | Arizona_Solar_77 | Reliability_Capacity_In_Model_Year | 0.427 | Mustang_Henrietta_HSN | Northern_California_Li_Battery_4hr_113 | Reliability_Capacity_In_Model_Year | 1 | Northern_California_Li_Battery_4hr_113 | Mustang-Henrietta 230 kV line | CAISO_Li_Battery_4hr_Dispatch | Solar | Mustang_Henrietta_HSN | Northern_California_Li_Battery_4hr_113 | Reliability_Capacity_In_Model_Year | 1 | Mustang_Henrietta_SSN | Northern_California_Li_Battery_4hr_113 | Reliability_Capacity_In_Model_Year | 0.5 | Mustang_Henrietta_offpeak | Northern_California_Li_Battery_4hr_113 | Operational_New_Capacity_MW | -1
Devers_Red_Bluff_SSN | Arizona_Solar_90 | Reliability_Capacity_In_Model_Year | 0.427 | Mustang_Henrietta_HSN | Southern_PGAE_Li_Battery_4hr_124 | Reliability_Capacity_In_Model_Year | 1 | Southern_PGAE_Li_Battery_4hr_124 | Mustang-Henrietta 230 kV line | CAISO_Li_Battery_4hr_Dispatch | Solar | Mustang_Henrietta_HSN | Southern_PGAE_Li_Battery_4hr_124 | Reliability_Capacity_In_Model_Year | 1 | Mustang_Henrietta_SSN | Southern_PGAE_Li_Battery_4hr_124 | Reliability_Capacity_In_Model_Year | 0.5 | Mustang_Henrietta_offpeak | Southern_PGAE_Li_Battery_4hr_124 | Operational_New_Capacity_MW | -1
Devers_Red_Bluff_SSN | Baja_California_Wind_133 | Reliability_Capacity_In_Model_Year | 0.112 | Mustang_Henrietta_HSN | Southern_PGAE_Li_Battery_8hr_17 | Reliability_Capacity_In_Model_Year | 1 | Southern_PGAE_Li_Battery_8hr_17 | Mustang-Henrietta 230 kV line | CAISO_Li_Battery_8hr_Dispatch | Solar | Mustang_Henrietta_HSN | Southern_PGAE_Li_Battery_8hr_17 | Reliability_Capacity_In_Model_Year | 1 | Mustang_Henrietta_SSN | Southern_PGAE_Li_Battery_8hr_17 | Reliability_Capacity_In_Model_Year | 0.5 | Mustang_Henrietta_offpeak | Southern_PGAE_Li_Battery_8hr_17 | Operational_New_Capacity_MW | -1
Devers_Red_Bluff_SSN | Southern_NV_Eldorado_Flow_Battery_19 | Reliability_Capacity_In_Model_Year | 0.5 | Mustang_Henrietta_HSN | Southern_PGAE_Li_Battery_8hr_24 | Reliability_Capacity_In_Model_Year | 1 | Southern_PGAE_Li_Battery_8hr_24 | Mustang-Henrietta 230 kV line | CAISO_Li_Battery_8hr_Dispatch | Solar | Mustang_Henrietta_HSN | Southern_PGAE_Li_Battery_8hr_24 | Reliability_Capacity_In_Model_Year | 1 | Mustang_Henrietta_SSN | Southern_PGAE_Li_Battery_8hr_24 | Reliability_Capacity_In_Model_Year | 0.5 | Mustang_Henrietta_offpeak | Southern_PGAE_Li_Battery_8hr_24 | Operational_New_Capacity_MW | -1
Devers_Red_Bluff_SSN | Southern_NV_Eldorado_Flow_Battery_40 | Reliability_Capacity_In_Model_Year | 0.5 | Mustang_Henrietta_HSN | Southern_PGAE_Li_Battery_8hr_27 | Reliability_Capacity_In_Model_Year | 1 | Southern_PGAE_Li_Battery_8hr_27 | Mustang-Henrietta 230 kV line | CAISO_Li_Battery_8hr_Dispatch | Solar | Mustang_Henrietta_HSN | Southern_PGAE_Li_Battery_8hr_27 | Reliability_Capacity_In_Model_Year | 1 | Mustang_Henrietta_SSN | Southern_PGAE_Li_Battery_8hr_27 | Reliability_Capacity_In_Model_Year | 0.5 | Mustang_Henrietta_offpeak | Southern_PGAE_Li_Battery_8hr_27 | Operational_New_Capacity_MW | -1
Devers_Red_Bluff_SSN | Arizona_Flow_Battery_55 | Reliability_Capacity_In_Model_Year | 0.5 | Mustang_Henrietta_HSN | Southern_PGAE_Li_Battery_8hr_45 | Reliability_Capacity_In_Model_Year | 1 | Southern_PGAE_Li_Battery_8hr_45 | Mustang-Henrietta 230 kV line | CAISO_Li_Battery_8hr_Dispatch | Solar | Mustang_Henrietta_HSN | Southern_PGAE_Li_Battery_8hr_45 | Reliability_Capacity_In_Model_Year | 1 | Mustang_Henrietta_SSN | Southern_PGAE_Li_Battery_8hr_45 | Reliability_Capacity_In_Model_Year | 0.5 | Mustang_Henrietta_offpeak | Southern_PGAE_Li_Battery_8hr_45 | Operational_New_Capacity_MW | -1
Devers_Red_Bluff_SSN | Arizona_Flow_Battery_62 | Reliability_Capacity_In_Model_Year | 0.5 | Mustang_Henrietta_HSN | Southern_PGAE_Li_Battery_8hr_69 | Reliability_Capacity_In_Model_Year | 1 | Southern_PGAE_Li_Battery_8hr_69 | Mustang-Henrietta 230 kV line | CAISO_Li_Battery_8hr_Dispatch | Solar | Mustang_Henrietta_HSN | Southern_PGAE_Li_Battery_8hr_69 | Reliability_Capacity_In_Model_Year | 1 | Mustang_Henrietta_SSN | Southern_PGAE_Li_Battery_8hr_69 | Reliability_Capacity_In_Model_Year | 0.5 | Mustang_Henrietta_offpeak | Southern_PGAE_Li_Battery_8hr_69 | Operational_New_Capacity_MW | -1
Devers_Red_Bluff_SSN | Greater_Imperial_Flow_Battery_63 | Reliability_Capacity_In_Model_Year | 0.5 | Mustang_Henrietta_HSN | Southern_PGAE_Li_Battery_8hr_93 | Reliability_Capacity_In_Model_Year | 1 | Southern_PGAE_Li_Battery_8hr_93 | Mustang-Henrietta 230 kV line | CAISO_Li_Battery_8hr_Dispatch | Solar | Mustang_Henrietta_HSN | Southern_PGAE_Li_Battery_8hr_93 | Reliability_Capacity_In_Model_Year | 1 | Mustang_Henrietta_SSN | Southern_PGAE_Li_Battery_8hr_93 | Reliability_Capacity_In_Model_Year | 0.5 | Mustang_Henrietta_offpeak | Southern_PGAE_Li_Battery_8hr_93 | Operational_New_Capacity_MW | -1
Devers_Red_Bluff_SSN | Arizona_Flow_Battery_77 | Reliability_Capacity_In_Model_Year | 0.5 | Mustang_Henrietta_HSN | Southern_PGAE_Li_Battery_8hr_99 | Reliability_Capacity_In_Model_Year | 1 | Southern_PGAE_Li_Battery_8hr_99 | Mustang-Henrietta 230 kV line | CAISO_Li_Battery_8hr_Dispatch | Solar | Mustang_Henrietta_HSN | Southern_PGAE_Li_Battery_8hr_99 | Reliability_Capacity_In_Model_Year | 1 | Mustang_Henrietta_SSN | Southern_PGAE_Li_Battery_8hr_99 | Reliability_Capacity_In_Model_Year | 0.5 | Mustang_Henrietta_offpeak | Southern_PGAE_Li_Battery_8hr_99 | Operational_New_Capacity_MW | -1
Devers_Red_Bluff_SSN | Arizona_Flow_Battery_90 | Reliability_Capacity_In_Model_Year | 0.5 | Mustang_Henrietta_HSN | Northern_California_Li_Battery_8hr_113 | Reliability_Capacity_In_Model_Year | 1 | Northern_California_Li_Battery_8hr_113 | Mustang-Henrietta 230 kV line | CAISO_Li_Battery_8hr_Dispatch | Solar | Mustang_Henrietta_HSN | Northern_California_Li_Battery_8hr_113 | Reliability_Capacity_In_Model_Year | 1 | Mustang_Henrietta_SSN | Northern_California_Li_Battery_8hr_113 | Reliability_Capacity_In_Model_Year | 0.5 | Mustang_Henrietta_offpeak | Northern_California_Li_Battery_8hr_113 | Operational_New_Capacity_MW | -1
Devers_Red_Bluff_SSN | Greater_Imperial_Flow_Battery_107 | Reliability_Capacity_In_Model_Year | 0.5 | Mustang_Henrietta_HSN | Southern_PGAE_Li_Battery_8hr_124 | Reliability_Capacity_In_Model_Year | 1 | Southern_PGAE_Li_Battery_8hr_124 | Mustang-Henrietta 230 kV line | CAISO_Li_Battery_8hr_Dispatch | Solar | Mustang_Henrietta_HSN | Southern_PGAE_Li_Battery_8hr_124 | Reliability_Capacity_In_Model_Year | 1 | Mustang_Henrietta_SSN | Southern_PGAE_Li_Battery_8hr_124 | Reliability_Capacity_In_Model_Year | 0.5 | Mustang_Henrietta_offpeak | Southern_PGAE_Li_Battery_8hr_124 | Operational_New_Capacity_MW | -1
Devers_Red_Bluff_SSN | Greater_Imperial_Flow_Battery_133 | Reliability_Capacity_In_Model_Year | 0.5 | Mustang_Henrietta_HSN | Central_Valley_North_Los_Banos_Wind_17 | Reliability_Capacity_In_Model_Year | 0.665 | Central_Valley_North_Los_Banos_Wind_17 | Mustang-Henrietta 230 kV line | Central_Valley_North_Los_Banos_Wind | Solar | Mustang_Henrietta_HSN | Central_Valley_North_Los_Banos_Wind_17 | Reliability_Capacity_In_Model_Year | 0.665 | Mustang_Henrietta_SSN | Central_Valley_North_Los_Banos_Wind_17 | Reliability_Capacity_In_Model_Year | 0.163 | Mustang_Henrietta_offpeak | Central_Valley_North_Los_Banos_Wind_17 | Operational_New_Capacity_MW | 0.44
Devers_Red_Bluff_SSN | Southern_NV_Eldorado_Li_Battery_4hr_19 | Reliability_Capacity_In_Model_Year | 0.5 | Mustang_Henrietta_HSN | Morro_Bay_Offshore_Wind_Asset | Reliability_Capacity_In_Model_Year | 1 | Morro_Bay_Offshore_Wind_Asset | Mustang-Henrietta 230 kV line | Morro_Bay_Offshore_Wind | Solar | Mustang_Henrietta_HSN | Morro_Bay_Offshore_Wind_Asset | Reliability_Capacity_In_Model_Year | 1 | Mustang_Henrietta_SSN | Morro_Bay_Offshore_Wind_Asset | Reliability_Capacity_In_Model_Year | 0.49 | Mustang_Henrietta_offpeak | Morro_Bay_Offshore_Wind_Asset | Operational_New_Capacity_MW | 1
Devers_Red_Bluff_SSN | Southern_NV_Eldorado_Li_Battery_4hr_40 | Reliability_Capacity_In_Model_Year | 0.5 | Mustang_Henrietta_HSN | Northern_California_Solar_113 | Reliability_Capacity_In_Model_Year | 0.1 | Northern_California_Solar_113 | Mustang-Henrietta 230 kV line | Northern_California_Solar | Solar | Mustang_Henrietta_HSN | Northern_California_Solar_113 | Reliability_Capacity_In_Model_Year | 0.1 | Mustang_Henrietta_SSN | Northern_California_Solar_113 | Reliability_Capacity_In_Model_Year | 0.556 | Mustang_Henrietta_offpeak | Northern_California_Solar_113 | Operational_New_Capacity_MW | 0.79
Devers_Red_Bluff_SSN | Arizona_Li_Battery_4hr_55 | Reliability_Capacity_In_Model_Year | 0.5 | Mustang_Henrietta_HSN | Southern_PGAE_Solar_17 | Reliability_Capacity_In_Model_Year | 0.1 | Southern_PGAE_Solar_17 | Mustang-Henrietta 230 kV line | Southern_PGAE_Solar | Solar | Mustang_Henrietta_HSN | Southern_PGAE_Solar_17 | Reliability_Capacity_In_Model_Year | 0.1 | Mustang_Henrietta_SSN | Southern_PGAE_Solar_17 | Reliability_Capacity_In_Model_Year | 0.556 | Mustang_Henrietta_offpeak | Southern_PGAE_Solar_17 | Operational_New_Capacity_MW | 0.79
Devers_Red_Bluff_SSN | Arizona_Li_Battery_4hr_62 | Reliability_Capacity_In_Model_Year | 0.5 | Mustang_Henrietta_HSN | Southern_PGAE_Solar_24 | Reliability_Capacity_In_Model_Year | 0.1 | Southern_PGAE_Solar_24 | Mustang-Henrietta 230 kV line | Southern_PGAE_Solar | Solar | Mustang_Henrietta_HSN | Southern_PGAE_Solar_24 | Reliability_Capacity_In_Model_Year | 0.1 | Mustang_Henrietta_SSN | Southern_PGAE_Solar_24 | Reliability_Capacity_In_Model_Year | 0.556 | Mustang_Henrietta_offpeak | Southern_PGAE_Solar_24 | Operational_New_Capacity_MW | 0.79
Devers_Red_Bluff_SSN | Greater_Imperial_Li_Battery_4hr_63 | Reliability_Capacity_In_Model_Year | 0.5 | Mustang_Henrietta_HSN | Southern_PGAE_Solar_27 | Reliability_Capacity_In_Model_Year | 0.1 | Southern_PGAE_Solar_27 | Mustang-Henrietta 230 kV line | Southern_PGAE_Solar | Solar | Mustang_Henrietta_HSN | Southern_PGAE_Solar_27 | Reliability_Capacity_In_Model_Year | 0.1 | Mustang_Henrietta_SSN | Southern_PGAE_Solar_27 | Reliability_Capacity_In_Model_Year | 0.556 | Mustang_Henrietta_offpeak | Southern_PGAE_Solar_27 | Operational_New_Capacity_MW | 0.79
Devers_Red_Bluff_SSN | Arizona_Li_Battery_4hr_77 | Reliability_Capacity_In_Model_Year | 0.5 | Mustang_Henrietta_HSN | Southern_PGAE_Solar_45 | Reliability_Capacity_In_Model_Year | 0.1 | Southern_PGAE_Solar_45 | Mustang-Henrietta 230 kV line | Southern_PGAE_Solar | Solar | Mustang_Henrietta_HSN | Southern_PGAE_Solar_45 | Reliability_Capacity_In_Model_Year | 0.1 | Mustang_Henrietta_SSN | Southern_PGAE_Solar_45 | Reliability_Capacity_In_Model_Year | 0.556 | Mustang_Henrietta_offpeak | Southern_PGAE_Solar_45 | Operational_New_Capacity_MW | 0.79
Devers_Red_Bluff_SSN | Arizona_Li_Battery_4hr_90 | Reliability_Capacity_In_Model_Year | 0.5 | Mustang_Henrietta_HSN | Southern_PGAE_Solar_69 | Reliability_Capacity_In_Model_Year | 0.1 | Southern_PGAE_Solar_69 | Mustang-Henrietta 230 kV line | Southern_PGAE_Solar | Solar | Mustang_Henrietta_HSN | Southern_PGAE_Solar_69 | Reliability_Capacity_In_Model_Year | 0.1 | Mustang_Henrietta_SSN | Southern_PGAE_Solar_69 | Reliability_Capacity_In_Model_Year | 0.556 | Mustang_Henrietta_offpeak | Southern_PGAE_Solar_69 | Operational_New_Capacity_MW | 0.79
Devers_Red_Bluff_SSN | Greater_Imperial_Li_Battery_4hr_107 | Reliability_Capacity_In_Model_Year | 0.5 | Mustang_Henrietta_HSN | Southern_PGAE_Solar_93 | Reliability_Capacity_In_Model_Year | 0.1 | Southern_PGAE_Solar_93 | Mustang-Henrietta 230 kV line | Southern_PGAE_Solar | Solar | Mustang_Henrietta_HSN | Southern_PGAE_Solar_93 | Reliability_Capacity_In_Model_Year | 0.1 | Mustang_Henrietta_SSN | Southern_PGAE_Solar_93 | Reliability_Capacity_In_Model_Year | 0.556 | Mustang_Henrietta_offpeak | Southern_PGAE_Solar_93 | Operational_New_Capacity_MW | 0.79
Devers_Red_Bluff_SSN | Greater_Imperial_Li_Battery_4hr_133 | Reliability_Capacity_In_Model_Year | 0.5 | Mustang_Henrietta_HSN | Southern_PGAE_Solar_99 | Reliability_Capacity_In_Model_Year | 0.1 | Southern_PGAE_Solar_99 | Mustang-Henrietta 230 kV line | Southern_PGAE_Solar | Solar | Mustang_Henrietta_HSN | Southern_PGAE_Solar_99 | Reliability_Capacity_In_Model_Year | 0.1 | Mustang_Henrietta_SSN | Southern_PGAE_Solar_99 | Reliability_Capacity_In_Model_Year | 0.556 | Mustang_Henrietta_offpeak | Southern_PGAE_Solar_99 | Operational_New_Capacity_MW | 0.79
Devers_Red_Bluff_SSN | Southern_NV_Eldorado_Li_Battery_8hr_19 | Reliability_Capacity_In_Model_Year | 0.5 | Mustang_Henrietta_HSN | Southern_PGAE_Solar_124 | Reliability_Capacity_In_Model_Year | 0.1 | Southern_PGAE_Solar_124 | Mustang-Henrietta 230 kV line | Southern_PGAE_Solar | Solar | Mustang_Henrietta_HSN | Southern_PGAE_Solar_124 | Reliability_Capacity_In_Model_Year | 0.1 | Mustang_Henrietta_SSN | Southern_PGAE_Solar_124 | Reliability_Capacity_In_Model_Year | 0.556 | Mustang_Henrietta_offpeak | Southern_PGAE_Solar_124 | Operational_New_Capacity_MW | 0.79
Devers_Red_Bluff_SSN | Southern_NV_Eldorado_Li_Battery_8hr_40 | Reliability_Capacity_In_Model_Year | 0.5 | Newark_Los_Esteros_HSN | Northern_California_Flow_Battery_41 | Reliability_Capacity_In_Model_Year | 1 | Northern_California_Flow_Battery_41 | Newark-Los Esteros 230 kV line | CAISO_Flow_Battery_8hr_Dispatch | Wind | Newark_Los_Esteros_HSN | Northern_California_Flow_Battery_41 | Reliability_Capacity_In_Model_Year | 1 | Newark_Los_Esteros_SSN | Northern_California_Flow_Battery_41 | Reliability_Capacity_In_Model_Year | 0.5 | Newark_Los_Esteros_offpeak | Northern_California_Flow_Battery_41 | Operational_New_Capacity_MW | -1
Devers_Red_Bluff_SSN | Arizona_Li_Battery_8hr_55 | Reliability_Capacity_In_Model_Year | 0.5 | Newark_Los_Esteros_HSN | Northern_California_Flow_Battery_57 | Reliability_Capacity_In_Model_Year | 1 | Northern_California_Flow_Battery_57 | Newark-Los Esteros 230 kV line | CAISO_Flow_Battery_8hr_Dispatch | Wind | Newark_Los_Esteros_HSN | Northern_California_Flow_Battery_57 | Reliability_Capacity_In_Model_Year | 1 | Newark_Los_Esteros_SSN | Northern_California_Flow_Battery_57 | Reliability_Capacity_In_Model_Year | 0.5 | Newark_Los_Esteros_offpeak | Northern_California_Flow_Battery_57 | Operational_New_Capacity_MW | -1
Devers_Red_Bluff_SSN | Arizona_Li_Battery_8hr_62 | Reliability_Capacity_In_Model_Year | 0.5 | Newark_Los_Esteros_HSN | Northern_California_Flow_Battery_73 | Reliability_Capacity_In_Model_Year | 1 | Northern_California_Flow_Battery_73 | Newark-Los Esteros 230 kV line | CAISO_Flow_Battery_8hr_Dispatch | Wind | Newark_Los_Esteros_HSN | Northern_California_Flow_Battery_73 | Reliability_Capacity_In_Model_Year | 1 | Newark_Los_Esteros_SSN | Northern_California_Flow_Battery_73 | Reliability_Capacity_In_Model_Year | 0.5 | Newark_Los_Esteros_offpeak | Northern_California_Flow_Battery_73 | Operational_New_Capacity_MW | -1
Devers_Red_Bluff_SSN | Greater_Imperial_Li_Battery_8hr_63 | Reliability_Capacity_In_Model_Year | 0.5 | Newark_Los_Esteros_HSN | Northern_California_Flow_Battery_82 | Reliability_Capacity_In_Model_Year | 1 | Northern_California_Flow_Battery_82 | Newark-Los Esteros 230 kV line | CAISO_Flow_Battery_8hr_Dispatch | Wind | Newark_Los_Esteros_HSN | Northern_California_Flow_Battery_82 | Reliability_Capacity_In_Model_Year | 1 | Newark_Los_Esteros_SSN | Northern_California_Flow_Battery_82 | Reliability_Capacity_In_Model_Year | 0.5 | Newark_Los_Esteros_offpeak | Northern_California_Flow_Battery_82 | Operational_New_Capacity_MW | -1
Devers_Red_Bluff_SSN | Arizona_Li_Battery_8hr_77 | Reliability_Capacity_In_Model_Year | 0.5 | Newark_Los_Esteros_HSN | Northern_California_Flow_Battery_96 | Reliability_Capacity_In_Model_Year | 1 | Northern_California_Flow_Battery_96 | Newark-Los Esteros 230 kV line | CAISO_Flow_Battery_8hr_Dispatch | Wind | Newark_Los_Esteros_HSN | Northern_California_Flow_Battery_96 | Reliability_Capacity_In_Model_Year | 1 | Newark_Los_Esteros_SSN | Northern_California_Flow_Battery_96 | Reliability_Capacity_In_Model_Year | 0.5 | Newark_Los_Esteros_offpeak | Northern_California_Flow_Battery_96 | Operational_New_Capacity_MW | -1
Devers_Red_Bluff_SSN | Arizona_Li_Battery_8hr_90 | Reliability_Capacity_In_Model_Year | 0.5 | Newark_Los_Esteros_HSN | Southern_PGAE_Flow_Battery_99 | Reliability_Capacity_In_Model_Year | 1 | Southern_PGAE_Flow_Battery_99 | Newark-Los Esteros 230 kV line | CAISO_Flow_Battery_8hr_Dispatch | Wind | Newark_Los_Esteros_HSN | Southern_PGAE_Flow_Battery_99 | Reliability_Capacity_In_Model_Year | 1 | Newark_Los_Esteros_SSN | Southern_PGAE_Flow_Battery_99 | Reliability_Capacity_In_Model_Year | 0.5 | Newark_Los_Esteros_offpeak | Southern_PGAE_Flow_Battery_99 | Operational_New_Capacity_MW | -1
Devers_Red_Bluff_SSN | Greater_Imperial_Li_Battery_8hr_107 | Reliability_Capacity_In_Model_Year | 0.5 | Newark_Los_Esteros_HSN | Northern_California_Flow_Battery_113 | Reliability_Capacity_In_Model_Year | 1 | Northern_California_Flow_Battery_113 | Newark-Los Esteros 230 kV line | CAISO_Flow_Battery_8hr_Dispatch | Wind | Newark_Los_Esteros_HSN | Northern_California_Flow_Battery_113 | Reliability_Capacity_In_Model_Year | 1 | Newark_Los_Esteros_SSN | Northern_California_Flow_Battery_113 | Reliability_Capacity_In_Model_Year | 0.5 | Newark_Los_Esteros_offpeak | Northern_California_Flow_Battery_113 | Operational_New_Capacity_MW | -1
Devers_Red_Bluff_SSN | Greater_Imperial_Li_Battery_8hr_133 | Reliability_Capacity_In_Model_Year | 0.5 | Newark_Los_Esteros_HSN | Northern_California_Flow_Battery_116 | Reliability_Capacity_In_Model_Year | 1 | Northern_California_Flow_Battery_116 | Newark-Los Esteros 230 kV line | CAISO_Flow_Battery_8hr_Dispatch | Wind | Newark_Los_Esteros_HSN | Northern_California_Flow_Battery_116 | Reliability_Capacity_In_Model_Year | 1 | Newark_Los_Esteros_SSN | Northern_California_Flow_Battery_116 | Reliability_Capacity_In_Model_Year | 0.5 | Newark_Los_Esteros_offpeak | Northern_California_Flow_Battery_116 | Operational_New_Capacity_MW | -1
Devers_Red_Bluff_SSN | Greater_Imperial_Geothermal_63 | Reliability_Capacity_In_Model_Year | 1 | Newark_Los_Esteros_HSN | Southern_PGAE_Flow_Battery_124 | Reliability_Capacity_In_Model_Year | 1 | Southern_PGAE_Flow_Battery_124 | Newark-Los Esteros 230 kV line | CAISO_Flow_Battery_8hr_Dispatch | Wind | Newark_Los_Esteros_HSN | Southern_PGAE_Flow_Battery_124 | Reliability_Capacity_In_Model_Year | 1 | Newark_Los_Esteros_SSN | Southern_PGAE_Flow_Battery_124 | Reliability_Capacity_In_Model_Year | 0.5 | Newark_Los_Esteros_offpeak | Southern_PGAE_Flow_Battery_124 | Operational_New_Capacity_MW | -1
Devers_Red_Bluff_SSN | Greater_Imperial_Solar_63 | Reliability_Capacity_In_Model_Year | 0.427 | Newark_Los_Esteros_HSN | Northern_California_Li_Battery_4hr_41 | Reliability_Capacity_In_Model_Year | 1 | Northern_California_Li_Battery_4hr_41 | Newark-Los Esteros 230 kV line | CAISO_Li_Battery_4hr_Dispatch | Wind | Newark_Los_Esteros_HSN | Northern_California_Li_Battery_4hr_41 | Reliability_Capacity_In_Model_Year | 1 | Newark_Los_Esteros_SSN | Northern_California_Li_Battery_4hr_41 | Reliability_Capacity_In_Model_Year | 0.5 | Newark_Los_Esteros_offpeak | Northern_California_Li_Battery_4hr_41 | Operational_New_Capacity_MW | -1
Devers_Red_Bluff_SSN | Greater_Imperial_Solar_107 | Reliability_Capacity_In_Model_Year | 0.427 | Newark_Los_Esteros_HSN | Northern_California_Li_Battery_4hr_57 | Reliability_Capacity_In_Model_Year | 1 | Northern_California_Li_Battery_4hr_57 | Newark-Los Esteros 230 kV line | CAISO_Li_Battery_4hr_Dispatch | Wind | Newark_Los_Esteros_HSN | Northern_California_Li_Battery_4hr_57 | Reliability_Capacity_In_Model_Year | 1 | Newark_Los_Esteros_SSN | Northern_California_Li_Battery_4hr_57 | Reliability_Capacity_In_Model_Year | 0.5 | Newark_Los_Esteros_offpeak | Northern_California_Li_Battery_4hr_57 | Operational_New_Capacity_MW | -1
Devers_Red_Bluff_SSN | Greater_Imperial_Solar_133 | Reliability_Capacity_In_Model_Year | 0.427 | Newark_Los_Esteros_HSN | Northern_California_Li_Battery_4hr_73 | Reliability_Capacity_In_Model_Year | 1 | Northern_California_Li_Battery_4hr_73 | Newark-Los Esteros 230 kV line | CAISO_Li_Battery_4hr_Dispatch | Wind | Newark_Los_Esteros_HSN | Northern_California_Li_Battery_4hr_73 | Reliability_Capacity_In_Model_Year | 1 | Newark_Los_Esteros_SSN | Northern_California_Li_Battery_4hr_73 | Reliability_Capacity_In_Model_Year | 0.5 | Newark_Los_Esteros_offpeak | Northern_California_Li_Battery_4hr_73 | Operational_New_Capacity_MW | -1
Devers_Red_Bluff_SSN | Idaho_Wind_19 | Reliability_Capacity_In_Model_Year | 0.35 | Newark_Los_Esteros_HSN | Northern_California_Li_Battery_4hr_82 | Reliability_Capacity_In_Model_Year | 1 | Northern_California_Li_Battery_4hr_82 | Newark-Los Esteros 230 kV line | CAISO_Li_Battery_4hr_Dispatch | Wind | Newark_Los_Esteros_HSN | Northern_California_Li_Battery_4hr_82 | Reliability_Capacity_In_Model_Year | 1 | Newark_Los_Esteros_SSN | Northern_California_Li_Battery_4hr_82 | Reliability_Capacity_In_Model_Year | 0.5 | Newark_Los_Esteros_offpeak | Northern_California_Li_Battery_4hr_82 | Operational_New_Capacity_MW | -1
Devers_Red_Bluff_SSN | New_Mexico_Wind_55 | Reliability_Capacity_In_Model_Year | 0.35 | Newark_Los_Esteros_HSN | Northern_California_Li_Battery_4hr_96 | Reliability_Capacity_In_Model_Year | 1 | Northern_California_Li_Battery_4hr_96 | Newark-Los Esteros 230 kV line | CAISO_Li_Battery_4hr_Dispatch | Wind | Newark_Los_Esteros_HSN | Northern_California_Li_Battery_4hr_96 | Reliability_Capacity_In_Model_Year | 1 | Newark_Los_Esteros_SSN | Northern_California_Li_Battery_4hr_96 | Reliability_Capacity_In_Model_Year | 0.5 | Newark_Los_Esteros_offpeak | Northern_California_Li_Battery_4hr_96 | Operational_New_Capacity_MW | -1
Devers_Red_Bluff_SSN | Northern_Nevada_Geothermal_19 | Reliability_Capacity_In_Model_Year | 1 | Newark_Los_Esteros_HSN | Southern_PGAE_Li_Battery_4hr_99 | Reliability_Capacity_In_Model_Year | 1 | Southern_PGAE_Li_Battery_4hr_99 | Newark-Los Esteros 230 kV line | CAISO_Li_Battery_4hr_Dispatch | Wind | Newark_Los_Esteros_HSN | Southern_PGAE_Li_Battery_4hr_99 | Reliability_Capacity_In_Model_Year | 1 | Newark_Los_Esteros_SSN | Southern_PGAE_Li_Battery_4hr_99 | Reliability_Capacity_In_Model_Year | 0.5 | Newark_Los_Esteros_offpeak | Southern_PGAE_Li_Battery_4hr_99 | Operational_New_Capacity_MW | -1
Devers_Red_Bluff_SSN | Southern_NV_Eldorado_Solar_19 | Reliability_Capacity_In_Model_Year | 0.427 | Newark_Los_Esteros_HSN | Northern_California_Li_Battery_4hr_113 | Reliability_Capacity_In_Model_Year | 1 | Northern_California_Li_Battery_4hr_113 | Newark-Los Esteros 230 kV line | CAISO_Li_Battery_4hr_Dispatch | Wind | Newark_Los_Esteros_HSN | Northern_California_Li_Battery_4hr_113 | Reliability_Capacity_In_Model_Year | 1 | Newark_Los_Esteros_SSN | Northern_California_Li_Battery_4hr_113 | Reliability_Capacity_In_Model_Year | 0.5 | Newark_Los_Esteros_offpeak | Northern_California_Li_Battery_4hr_113 | Operational_New_Capacity_MW | -1
Devers_Red_Bluff_SSN | Southern_NV_Eldorado_Solar_40 | Reliability_Capacity_In_Model_Year | 0.427 | Newark_Los_Esteros_HSN | Northern_California_Li_Battery_4hr_116 | Reliability_Capacity_In_Model_Year | 1 | Northern_California_Li_Battery_4hr_116 | Newark-Los Esteros 230 kV line | CAISO_Li_Battery_4hr_Dispatch | Wind | Newark_Los_Esteros_HSN | Northern_California_Li_Battery_4hr_116 | Reliability_Capacity_In_Model_Year | 1 | Newark_Los_Esteros_SSN | Northern_California_Li_Battery_4hr_116 | Reliability_Capacity_In_Model_Year | 0.5 | Newark_Los_Esteros_offpeak | Northern_California_Li_Battery_4hr_116 | Operational_New_Capacity_MW | -1
Devers_Red_Bluff_SSN | Utah_Geothermal_19 | Reliability_Capacity_In_Model_Year | 1 | Newark_Los_Esteros_HSN | Southern_PGAE_Li_Battery_4hr_124 | Reliability_Capacity_In_Model_Year | 1 | Southern_PGAE_Li_Battery_4hr_124 | Newark-Los Esteros 230 kV line | CAISO_Li_Battery_4hr_Dispatch | Wind | Newark_Los_Esteros_HSN | Southern_PGAE_Li_Battery_4hr_124 | Reliability_Capacity_In_Model_Year | 1 | Newark_Los_Esteros_SSN | Southern_PGAE_Li_Battery_4hr_124 | Reliability_Capacity_In_Model_Year | 0.5 | Newark_Los_Esteros_offpeak | Southern_PGAE_Li_Battery_4hr_124 | Operational_New_Capacity_MW | -1
Devers_Red_Bluff_SSN | Utah_Wind_19 | Reliability_Capacity_In_Model_Year | 0.35 | Newark_Los_Esteros_HSN | Northern_California_Li_Battery_8hr_41 | Reliability_Capacity_In_Model_Year | 1 | Northern_California_Li_Battery_8hr_41 | Newark-Los Esteros 230 kV line | CAISO_Li_Battery_8hr_Dispatch | Wind | Newark_Los_Esteros_HSN | Northern_California_Li_Battery_8hr_41 | Reliability_Capacity_In_Model_Year | 1 | Newark_Los_Esteros_SSN | Northern_California_Li_Battery_8hr_41 | Reliability_Capacity_In_Model_Year | 0.5 | Newark_Los_Esteros_offpeak | Northern_California_Li_Battery_8hr_41 | Operational_New_Capacity_MW | -1
Devers_Red_Bluff_SSN | Wyoming_Wind_19 | Reliability_Capacity_In_Model_Year | 0.35 | Newark_Los_Esteros_HSN | Northern_California_Li_Battery_8hr_57 | Reliability_Capacity_In_Model_Year | 1 | Northern_California_Li_Battery_8hr_57 | Newark-Los Esteros 230 kV line | CAISO_Li_Battery_8hr_Dispatch | Wind | Newark_Los_Esteros_HSN | Northern_California_Li_Battery_8hr_57 | Reliability_Capacity_In_Model_Year | 1 | Newark_Los_Esteros_SSN | Northern_California_Li_Battery_8hr_57 | Reliability_Capacity_In_Model_Year | 0.5 | Newark_Los_Esteros_offpeak | Northern_California_Li_Battery_8hr_57 | Operational_New_Capacity_MW | -1
Devers_Red_Bluff_SSN | Devers_Red_Bluff_group | Operational_New_Capacity_MW | -1 | Newark_Los_Esteros_HSN | Northern_California_Li_Battery_8hr_73 | Reliability_Capacity_In_Model_Year | 1 | Northern_California_Li_Battery_8hr_73 | Newark-Los Esteros 230 kV line | CAISO_Li_Battery_8hr_Dispatch | Wind | Newark_Los_Esteros_HSN | Northern_California_Li_Battery_8hr_73 | Reliability_Capacity_In_Model_Year | 1 | Newark_Los_Esteros_SSN | Northern_California_Li_Battery_8hr_73 | Reliability_Capacity_In_Model_Year | 0.5 | Newark_Los_Esteros_offpeak | Northern_California_Li_Battery_8hr_73 | Operational_New_Capacity_MW | -1
Dos_Amigos_Panoche_HSN | Southern_PGAE_Flow_Battery_72 | Reliability_Capacity_In_Model_Year | 1 | Newark_Los_Esteros_HSN | Northern_California_Li_Battery_8hr_82 | Reliability_Capacity_In_Model_Year | 1 | Northern_California_Li_Battery_8hr_82 | Newark-Los Esteros 230 kV line | CAISO_Li_Battery_8hr_Dispatch | Wind | Newark_Los_Esteros_HSN | Northern_California_Li_Battery_8hr_82 | Reliability_Capacity_In_Model_Year | 1 | Newark_Los_Esteros_SSN | Northern_California_Li_Battery_8hr_82 | Reliability_Capacity_In_Model_Year | 0.5 | Newark_Los_Esteros_offpeak | Northern_California_Li_Battery_8hr_82 | Operational_New_Capacity_MW | -1
Dos_Amigos_Panoche_HSN | Southern_PGAE_Flow_Battery_124 | Reliability_Capacity_In_Model_Year | 1 | Newark_Los_Esteros_HSN | Northern_California_Li_Battery_8hr_96 | Reliability_Capacity_In_Model_Year | 1 | Northern_California_Li_Battery_8hr_96 | Newark-Los Esteros 230 kV line | CAISO_Li_Battery_8hr_Dispatch | Wind | Newark_Los_Esteros_HSN | Northern_California_Li_Battery_8hr_96 | Reliability_Capacity_In_Model_Year | 1 | Newark_Los_Esteros_SSN | Northern_California_Li_Battery_8hr_96 | Reliability_Capacity_In_Model_Year | 0.5 | Newark_Los_Esteros_offpeak | Northern_California_Li_Battery_8hr_96 | Operational_New_Capacity_MW | -1
Dos_Amigos_Panoche_HSN | Southern_PGAE_Flow_Battery_139 | Reliability_Capacity_In_Model_Year | 1 | Newark_Los_Esteros_HSN | Southern_PGAE_Li_Battery_8hr_99 | Reliability_Capacity_In_Model_Year | 1 | Southern_PGAE_Li_Battery_8hr_99 | Newark-Los Esteros 230 kV line | CAISO_Li_Battery_8hr_Dispatch | Wind | Newark_Los_Esteros_HSN | Southern_PGAE_Li_Battery_8hr_99 | Reliability_Capacity_In_Model_Year | 1 | Newark_Los_Esteros_SSN | Southern_PGAE_Li_Battery_8hr_99 | Reliability_Capacity_In_Model_Year | 0.5 | Newark_Los_Esteros_offpeak | Southern_PGAE_Li_Battery_8hr_99 | Operational_New_Capacity_MW | -1
Dos_Amigos_Panoche_HSN | Southern_PGAE_Flow_Battery_140 | Reliability_Capacity_In_Model_Year | 1 | Newark_Los_Esteros_HSN | Northern_California_Li_Battery_8hr_113 | Reliability_Capacity_In_Model_Year | 1 | Northern_California_Li_Battery_8hr_113 | Newark-Los Esteros 230 kV line | CAISO_Li_Battery_8hr_Dispatch | Wind | Newark_Los_Esteros_HSN | Northern_California_Li_Battery_8hr_113 | Reliability_Capacity_In_Model_Year | 1 | Newark_Los_Esteros_SSN | Northern_California_Li_Battery_8hr_113 | Reliability_Capacity_In_Model_Year | 0.5 | Newark_Los_Esteros_offpeak | Northern_California_Li_Battery_8hr_113 | Operational_New_Capacity_MW | -1
Dos_Amigos_Panoche_HSN | Southern_PGAE_Flow_Battery_151 | Reliability_Capacity_In_Model_Year | 1 | Newark_Los_Esteros_HSN | Northern_California_Li_Battery_8hr_116 | Reliability_Capacity_In_Model_Year | 1 | Northern_California_Li_Battery_8hr_116 | Newark-Los Esteros 230 kV line | CAISO_Li_Battery_8hr_Dispatch | Wind | Newark_Los_Esteros_HSN | Northern_California_Li_Battery_8hr_116 | Reliability_Capacity_In_Model_Year | 1 | Newark_Los_Esteros_SSN | Northern_California_Li_Battery_8hr_116 | Reliability_Capacity_In_Model_Year | 0.5 | Newark_Los_Esteros_offpeak | Northern_California_Li_Battery_8hr_116 | Operational_New_Capacity_MW | -1
Dos_Amigos_Panoche_HSN | Southern_PGAE_Flow_Battery_154 | Reliability_Capacity_In_Model_Year | 1 | Newark_Los_Esteros_HSN | Southern_PGAE_Li_Battery_8hr_124 | Reliability_Capacity_In_Model_Year | 1 | Southern_PGAE_Li_Battery_8hr_124 | Newark-Los Esteros 230 kV line | CAISO_Li_Battery_8hr_Dispatch | Wind | Newark_Los_Esteros_HSN | Southern_PGAE_Li_Battery_8hr_124 | Reliability_Capacity_In_Model_Year | 1 | Newark_Los_Esteros_SSN | Southern_PGAE_Li_Battery_8hr_124 | Reliability_Capacity_In_Model_Year | 0.5 | Newark_Los_Esteros_offpeak | Southern_PGAE_Li_Battery_8hr_124 | Operational_New_Capacity_MW | -1
Dos_Amigos_Panoche_HSN | Southern_PGAE_Flow_Battery_161 | Reliability_Capacity_In_Model_Year | 1 | Newark_Los_Esteros_HSN | Northern_California_Solar_41 | Reliability_Capacity_In_Model_Year | 0.1 | Northern_California_Solar_41 | Newark-Los Esteros 230 kV line | Northern_California_Solar | Wind | Newark_Los_Esteros_HSN | Northern_California_Solar_41 | Reliability_Capacity_In_Model_Year | 0.1 | Newark_Los_Esteros_SSN | Northern_California_Solar_41 | Reliability_Capacity_In_Model_Year | 0.556 | Newark_Los_Esteros_offpeak | Northern_California_Solar_41 | Operational_New_Capacity_MW | 0.68
Dos_Amigos_Panoche_HSN | Southern_PGAE_Flow_Battery_162 | Reliability_Capacity_In_Model_Year | 1 | Newark_Los_Esteros_HSN | Northern_California_Solar_57 | Reliability_Capacity_In_Model_Year | 0.1 | Northern_California_Solar_57 | Newark-Los Esteros 230 kV line | Northern_California_Solar | Wind | Newark_Los_Esteros_HSN | Northern_California_Solar_57 | Reliability_Capacity_In_Model_Year | 0.1 | Newark_Los_Esteros_SSN | Northern_California_Solar_57 | Reliability_Capacity_In_Model_Year | 0.556 | Newark_Los_Esteros_offpeak | Northern_California_Solar_57 | Operational_New_Capacity_MW | 0.68
Dos_Amigos_Panoche_HSN | Southern_PGAE_Flow_Battery_164 | Reliability_Capacity_In_Model_Year | 1 | Newark_Los_Esteros_HSN | Northern_California_Solar_73 | Reliability_Capacity_In_Model_Year | 0.1 | Northern_California_Solar_73 | Newark-Los Esteros 230 kV line | Northern_California_Solar | Wind | Newark_Los_Esteros_HSN | Northern_California_Solar_73 | Reliability_Capacity_In_Model_Year | 0.1 | Newark_Los_Esteros_SSN | Northern_California_Solar_73 | Reliability_Capacity_In_Model_Year | 0.556 | Newark_Los_Esteros_offpeak | Northern_California_Solar_73 | Operational_New_Capacity_MW | 0.68
Dos_Amigos_Panoche_HSN | Southern_PGAE_Flow_Battery_165 | Reliability_Capacity_In_Model_Year | 1 | Newark_Los_Esteros_HSN | Northern_California_Solar_82 | Reliability_Capacity_In_Model_Year | 0.1 | Northern_California_Solar_82 | Newark-Los Esteros 230 kV line | Northern_California_Solar | Wind | Newark_Los_Esteros_HSN | Northern_California_Solar_82 | Reliability_Capacity_In_Model_Year | 0.1 | Newark_Los_Esteros_SSN | Northern_California_Solar_82 | Reliability_Capacity_In_Model_Year | 0.556 | Newark_Los_Esteros_offpeak | Northern_California_Solar_82 | Operational_New_Capacity_MW | 0.68
Dos_Amigos_Panoche_HSN | Southern_PGAE_Flow_Battery_168 | Reliability_Capacity_In_Model_Year | 1 | Newark_Los_Esteros_HSN | Northern_California_Solar_96 | Reliability_Capacity_In_Model_Year | 0.1 | Northern_California_Solar_96 | Newark-Los Esteros 230 kV line | Northern_California_Solar | Wind | Newark_Los_Esteros_HSN | Northern_California_Solar_96 | Reliability_Capacity_In_Model_Year | 0.1 | Newark_Los_Esteros_SSN | Northern_California_Solar_96 | Reliability_Capacity_In_Model_Year | 0.556 | Newark_Los_Esteros_offpeak | Northern_California_Solar_96 | Operational_New_Capacity_MW | 0.68
Dos_Amigos_Panoche_HSN | Southern_PGAE_Flow_Battery_169 | Reliability_Capacity_In_Model_Year | 1 | Newark_Los_Esteros_HSN | Northern_California_Solar_113 | Reliability_Capacity_In_Model_Year | 0.1 | Northern_California_Solar_113 | Newark-Los Esteros 230 kV line | Northern_California_Solar | Wind | Newark_Los_Esteros_HSN | Northern_California_Solar_113 | Reliability_Capacity_In_Model_Year | 0.1 | Newark_Los_Esteros_SSN | Northern_California_Solar_113 | Reliability_Capacity_In_Model_Year | 0.556 | Newark_Los_Esteros_offpeak | Northern_California_Solar_113 | Operational_New_Capacity_MW | 0.68
Dos_Amigos_Panoche_HSN | Southern_PGAE_Flow_Battery_170 | Reliability_Capacity_In_Model_Year | 1 | Newark_Los_Esteros_HSN | Northern_California_Solar_116 | Reliability_Capacity_In_Model_Year | 0.1 | Northern_California_Solar_116 | Newark-Los Esteros 230 kV line | Northern_California_Solar | Wind | Newark_Los_Esteros_HSN | Northern_California_Solar_116 | Reliability_Capacity_In_Model_Year | 0.1 | Newark_Los_Esteros_SSN | Northern_California_Solar_116 | Reliability_Capacity_In_Model_Year | 0.556 | Newark_Los_Esteros_offpeak | Northern_California_Solar_116 | Operational_New_Capacity_MW | 0.68
Dos_Amigos_Panoche_HSN | Southern_PGAE_Flow_Battery_174 | Reliability_Capacity_In_Model_Year | 1 | Newark_Los_Esteros_HSN | Southern_PGAE_Solar_99 | Reliability_Capacity_In_Model_Year | 0.1 | Southern_PGAE_Solar_99 | Newark-Los Esteros 230 kV line | Southern_PGAE_Solar | Wind | Newark_Los_Esteros_HSN | Southern_PGAE_Solar_99 | Reliability_Capacity_In_Model_Year | 0.1 | Newark_Los_Esteros_SSN | Southern_PGAE_Solar_99 | Reliability_Capacity_In_Model_Year | 0.556 | Newark_Los_Esteros_offpeak | Southern_PGAE_Solar_99 | Operational_New_Capacity_MW | 0.68
Dos_Amigos_Panoche_HSN | Southern_PGAE_Flow_Battery_176 | Reliability_Capacity_In_Model_Year | 1 | Newark_Los_Esteros_HSN | Southern_PGAE_Solar_124 | Reliability_Capacity_In_Model_Year | 0.1 | Southern_PGAE_Solar_124 | Newark-Los Esteros 230 kV line | Southern_PGAE_Solar | Wind | Newark_Los_Esteros_HSN | Southern_PGAE_Solar_124 | Reliability_Capacity_In_Model_Year | 0.1 | Newark_Los_Esteros_SSN | Southern_PGAE_Solar_124 | Reliability_Capacity_In_Model_Year | 0.556 | Newark_Los_Esteros_offpeak | Southern_PGAE_Solar_124 | Operational_New_Capacity_MW | 0.68
Dos_Amigos_Panoche_HSN | Southern_PGAE_Li_Battery_4hr_72 | Reliability_Capacity_In_Model_Year | 1 | Newark_Newark_Dist_HSN | Southern_PGAE_Flow_Battery_95 | Reliability_Capacity_In_Model_Year | 1 | Southern_PGAE_Flow_Battery_95 | Newark-Newark Distribution 115 kV line | CAISO_Flow_Battery_8hr_Dispatch | Wind | Newark_Newark_Dist_HSN | Southern_PGAE_Flow_Battery_95 | Reliability_Capacity_In_Model_Year | 1 | Newark_Newark_Dist_SSN | Southern_PGAE_Flow_Battery_95 | Reliability_Capacity_In_Model_Year | 0.5 | Newark_Newark_Dist_offpeak | Southern_PGAE_Flow_Battery_95 | Operational_New_Capacity_MW | -1
Dos_Amigos_Panoche_HSN | Southern_PGAE_Li_Battery_4hr_124 | Reliability_Capacity_In_Model_Year | 1 | Newark_Newark_Dist_HSN | Northern_California_Flow_Battery_112 | Reliability_Capacity_In_Model_Year | 1 | Northern_California_Flow_Battery_112 | Newark-Newark Distribution 115 kV line | CAISO_Flow_Battery_8hr_Dispatch | Wind | Newark_Newark_Dist_HSN | Northern_California_Flow_Battery_112 | Reliability_Capacity_In_Model_Year | 1 | Newark_Newark_Dist_SSN | Northern_California_Flow_Battery_112 | Reliability_Capacity_In_Model_Year | 0.5 | Newark_Newark_Dist_offpeak | Northern_California_Flow_Battery_112 | Operational_New_Capacity_MW | -1
Dos_Amigos_Panoche_HSN | Southern_PGAE_Li_Battery_4hr_139 | Reliability_Capacity_In_Model_Year | 1 | Newark_Newark_Dist_HSN | Northern_California_Flow_Battery_126 | Reliability_Capacity_In_Model_Year | 1 | Northern_California_Flow_Battery_126 | Newark-Newark Distribution 115 kV line | CAISO_Flow_Battery_8hr_Dispatch | Wind | Newark_Newark_Dist_HSN | Northern_California_Flow_Battery_126 | Reliability_Capacity_In_Model_Year | 1 | Newark_Newark_Dist_SSN | Northern_California_Flow_Battery_126 | Reliability_Capacity_In_Model_Year | 0.5 | Newark_Newark_Dist_offpeak | Northern_California_Flow_Battery_126 | Operational_New_Capacity_MW | -1
Dos_Amigos_Panoche_HSN | Southern_PGAE_Li_Battery_4hr_140 | Reliability_Capacity_In_Model_Year | 1 | Newark_Newark_Dist_HSN | Northern_California_Flow_Battery_150 | Reliability_Capacity_In_Model_Year | 1 | Northern_California_Flow_Battery_150 | Newark-Newark Distribution 115 kV line | CAISO_Flow_Battery_8hr_Dispatch | Wind | Newark_Newark_Dist_HSN | Northern_California_Flow_Battery_150 | Reliability_Capacity_In_Model_Year | 1 | Newark_Newark_Dist_SSN | Northern_California_Flow_Battery_150 | Reliability_Capacity_In_Model_Year | 0.5 | Newark_Newark_Dist_offpeak | Northern_California_Flow_Battery_150 | Operational_New_Capacity_MW | -1
Dos_Amigos_Panoche_HSN | Southern_PGAE_Li_Battery_4hr_151 | Reliability_Capacity_In_Model_Year | 1 | Newark_Newark_Dist_HSN | Northern_California_Flow_Battery_155 | Reliability_Capacity_In_Model_Year | 1 | Northern_California_Flow_Battery_155 | Newark-Newark Distribution 115 kV line | CAISO_Flow_Battery_8hr_Dispatch | Wind | Newark_Newark_Dist_HSN | Northern_California_Flow_Battery_155 | Reliability_Capacity_In_Model_Year | 1 | Newark_Newark_Dist_SSN | Northern_California_Flow_Battery_155 | Reliability_Capacity_In_Model_Year | 0.5 | Newark_Newark_Dist_offpeak | Northern_California_Flow_Battery_155 | Operational_New_Capacity_MW | -1
Dos_Amigos_Panoche_HSN | Southern_PGAE_Li_Battery_4hr_154 | Reliability_Capacity_In_Model_Year | 1 | Newark_Newark_Dist_HSN | Southern_PGAE_Li_Battery_4hr_95 | Reliability_Capacity_In_Model_Year | 1 | Southern_PGAE_Li_Battery_4hr_95 | Newark-Newark Distribution 115 kV line | CAISO_Li_Battery_4hr_Dispatch | Wind | Newark_Newark_Dist_HSN | Southern_PGAE_Li_Battery_4hr_95 | Reliability_Capacity_In_Model_Year | 1 | Newark_Newark_Dist_SSN | Southern_PGAE_Li_Battery_4hr_95 | Reliability_Capacity_In_Model_Year | 0.5 | Newark_Newark_Dist_offpeak | Southern_PGAE_Li_Battery_4hr_95 | Operational_New_Capacity_MW | -1
Dos_Amigos_Panoche_HSN | Southern_PGAE_Li_Battery_4hr_161 | Reliability_Capacity_In_Model_Year | 1 | Newark_Newark_Dist_HSN | Northern_California_Li_Battery_4hr_112 | Reliability_Capacity_In_Model_Year | 1 | Northern_California_Li_Battery_4hr_112 | Newark-Newark Distribution 115 kV line | CAISO_Li_Battery_4hr_Dispatch | Wind | Newark_Newark_Dist_HSN | Northern_California_Li_Battery_4hr_112 | Reliability_Capacity_In_Model_Year | 1 | Newark_Newark_Dist_SSN | Northern_California_Li_Battery_4hr_112 | Reliability_Capacity_In_Model_Year | 0.5 | Newark_Newark_Dist_offpeak | Northern_California_Li_Battery_4hr_112 | Operational_New_Capacity_MW | -1
Dos_Amigos_Panoche_HSN | Southern_PGAE_Li_Battery_4hr_162 | Reliability_Capacity_In_Model_Year | 1 | Newark_Newark_Dist_HSN | Northern_California_Li_Battery_4hr_126 | Reliability_Capacity_In_Model_Year | 1 | Northern_California_Li_Battery_4hr_126 | Newark-Newark Distribution 115 kV line | CAISO_Li_Battery_4hr_Dispatch | Wind | Newark_Newark_Dist_HSN | Northern_California_Li_Battery_4hr_126 | Reliability_Capacity_In_Model_Year | 1 | Newark_Newark_Dist_SSN | Northern_California_Li_Battery_4hr_126 | Reliability_Capacity_In_Model_Year | 0.5 | Newark_Newark_Dist_offpeak | Northern_California_Li_Battery_4hr_126 | Operational_New_Capacity_MW | -1
Dos_Amigos_Panoche_HSN | Southern_PGAE_Li_Battery_4hr_164 | Reliability_Capacity_In_Model_Year | 1 | Newark_Newark_Dist_HSN | Northern_California_Li_Battery_4hr_150 | Reliability_Capacity_In_Model_Year | 1 | Northern_California_Li_Battery_4hr_150 | Newark-Newark Distribution 115 kV line | CAISO_Li_Battery_4hr_Dispatch | Wind | Newark_Newark_Dist_HSN | Northern_California_Li_Battery_4hr_150 | Reliability_Capacity_In_Model_Year | 1 | Newark_Newark_Dist_SSN | Northern_California_Li_Battery_4hr_150 | Reliability_Capacity_In_Model_Year | 0.5 | Newark_Newark_Dist_offpeak | Northern_California_Li_Battery_4hr_150 | Operational_New_Capacity_MW | -1
Dos_Amigos_Panoche_HSN | Southern_PGAE_Li_Battery_4hr_165 | Reliability_Capacity_In_Model_Year | 1 | Newark_Newark_Dist_HSN | Northern_California_Li_Battery_4hr_155 | Reliability_Capacity_In_Model_Year | 1 | Northern_California_Li_Battery_4hr_155 | Newark-Newark Distribution 115 kV line | CAISO_Li_Battery_4hr_Dispatch | Wind | Newark_Newark_Dist_HSN | Northern_California_Li_Battery_4hr_155 | Reliability_Capacity_In_Model_Year | 1 | Newark_Newark_Dist_SSN | Northern_California_Li_Battery_4hr_155 | Reliability_Capacity_In_Model_Year | 0.5 | Newark_Newark_Dist_offpeak | Northern_California_Li_Battery_4hr_155 | Operational_New_Capacity_MW | -1
Dos_Amigos_Panoche_HSN | Southern_PGAE_Li_Battery_4hr_168 | Reliability_Capacity_In_Model_Year | 1 | Newark_Newark_Dist_HSN | Southern_PGAE_Li_Battery_8hr_95 | Reliability_Capacity_In_Model_Year | 1 | Southern_PGAE_Li_Battery_8hr_95 | Newark-Newark Distribution 115 kV line | CAISO_Li_Battery_8hr_Dispatch | Wind | Newark_Newark_Dist_HSN | Southern_PGAE_Li_Battery_8hr_95 | Reliability_Capacity_In_Model_Year | 1 | Newark_Newark_Dist_SSN | Southern_PGAE_Li_Battery_8hr_95 | Reliability_Capacity_In_Model_Year | 0.5 | Newark_Newark_Dist_offpeak | Southern_PGAE_Li_Battery_8hr_95 | Operational_New_Capacity_MW | -1
Dos_Amigos_Panoche_HSN | Southern_PGAE_Li_Battery_4hr_169 | Reliability_Capacity_In_Model_Year | 1 | Newark_Newark_Dist_HSN | Northern_California_Li_Battery_8hr_112 | Reliability_Capacity_In_Model_Year | 1 | Northern_California_Li_Battery_8hr_112 | Newark-Newark Distribution 115 kV line | CAISO_Li_Battery_8hr_Dispatch | Wind | Newark_Newark_Dist_HSN | Northern_California_Li_Battery_8hr_112 | Reliability_Capacity_In_Model_Year | 1 | Newark_Newark_Dist_SSN | Northern_California_Li_Battery_8hr_112 | Reliability_Capacity_In_Model_Year | 0.5 | Newark_Newark_Dist_offpeak | Northern_California_Li_Battery_8hr_112 | Operational_New_Capacity_MW | -1
Dos_Amigos_Panoche_HSN | Southern_PGAE_Li_Battery_4hr_170 | Reliability_Capacity_In_Model_Year | 1 | Newark_Newark_Dist_HSN | Northern_California_Li_Battery_8hr_126 | Reliability_Capacity_In_Model_Year | 1 | Northern_California_Li_Battery_8hr_126 | Newark-Newark Distribution 115 kV line | CAISO_Li_Battery_8hr_Dispatch | Wind | Newark_Newark_Dist_HSN | Northern_California_Li_Battery_8hr_126 | Reliability_Capacity_In_Model_Year | 1 | Newark_Newark_Dist_SSN | Northern_California_Li_Battery_8hr_126 | Reliability_Capacity_In_Model_Year | 0.5 | Newark_Newark_Dist_offpeak | Northern_California_Li_Battery_8hr_126 | Operational_New_Capacity_MW | -1
Dos_Amigos_Panoche_HSN | Southern_PGAE_Li_Battery_4hr_174 | Reliability_Capacity_In_Model_Year | 1 | Newark_Newark_Dist_HSN | Northern_California_Li_Battery_8hr_150 | Reliability_Capacity_In_Model_Year | 1 | Northern_California_Li_Battery_8hr_150 | Newark-Newark Distribution 115 kV line | CAISO_Li_Battery_8hr_Dispatch | Wind | Newark_Newark_Dist_HSN | Northern_California_Li_Battery_8hr_150 | Reliability_Capacity_In_Model_Year | 1 | Newark_Newark_Dist_SSN | Northern_California_Li_Battery_8hr_150 | Reliability_Capacity_In_Model_Year | 0.5 | Newark_Newark_Dist_offpeak | Northern_California_Li_Battery_8hr_150 | Operational_New_Capacity_MW | -1
Dos_Amigos_Panoche_HSN | Southern_PGAE_Li_Battery_4hr_176 | Reliability_Capacity_In_Model_Year | 1 | Newark_Newark_Dist_HSN | Northern_California_Li_Battery_8hr_155 | Reliability_Capacity_In_Model_Year | 1 | Northern_California_Li_Battery_8hr_155 | Newark-Newark Distribution 115 kV line | CAISO_Li_Battery_8hr_Dispatch | Wind | Newark_Newark_Dist_HSN | Northern_California_Li_Battery_8hr_155 | Reliability_Capacity_In_Model_Year | 1 | Newark_Newark_Dist_SSN | Northern_California_Li_Battery_8hr_155 | Reliability_Capacity_In_Model_Year | 0.5 | Newark_Newark_Dist_offpeak | Northern_California_Li_Battery_8hr_155 | Operational_New_Capacity_MW | -1
Dos_Amigos_Panoche_HSN | Southern_PGAE_Li_Battery_8hr_72 | Reliability_Capacity_In_Model_Year | 1 | Newark_Newark_Dist_HSN | Northern_California_Solar_112 | Reliability_Capacity_In_Model_Year | 0.1 | Northern_California_Solar_112 | Newark-Newark Distribution 115 kV line | Northern_California_Solar | Wind | Newark_Newark_Dist_HSN | Northern_California_Solar_112 | Reliability_Capacity_In_Model_Year | 0.1 | Newark_Newark_Dist_SSN | Northern_California_Solar_112 | Reliability_Capacity_In_Model_Year | 0.556 | Newark_Newark_Dist_offpeak | Northern_California_Solar_112 | Operational_New_Capacity_MW | 0.68
Dos_Amigos_Panoche_HSN | Southern_PGAE_Li_Battery_8hr_124 | Reliability_Capacity_In_Model_Year | 1 | Newark_Newark_Dist_HSN | Northern_California_Solar_126 | Reliability_Capacity_In_Model_Year | 0.1 | Northern_California_Solar_126 | Newark-Newark Distribution 115 kV line | Northern_California_Solar | Wind | Newark_Newark_Dist_HSN | Northern_California_Solar_126 | Reliability_Capacity_In_Model_Year | 0.1 | Newark_Newark_Dist_SSN | Northern_California_Solar_126 | Reliability_Capacity_In_Model_Year | 0.556 | Newark_Newark_Dist_offpeak | Northern_California_Solar_126 | Operational_New_Capacity_MW | 0.68
Dos_Amigos_Panoche_HSN | Southern_PGAE_Li_Battery_8hr_139 | Reliability_Capacity_In_Model_Year | 1 | Newark_Newark_Dist_HSN | Northern_California_Solar_150 | Reliability_Capacity_In_Model_Year | 0.1 | Northern_California_Solar_150 | Newark-Newark Distribution 115 kV line | Northern_California_Solar | Wind | Newark_Newark_Dist_HSN | Northern_California_Solar_150 | Reliability_Capacity_In_Model_Year | 0.1 | Newark_Newark_Dist_SSN | Northern_California_Solar_150 | Reliability_Capacity_In_Model_Year | 0.556 | Newark_Newark_Dist_offpeak | Northern_California_Solar_150 | Operational_New_Capacity_MW | 0.68
Dos_Amigos_Panoche_HSN | Southern_PGAE_Li_Battery_8hr_140 | Reliability_Capacity_In_Model_Year | 1 | Newark_Newark_Dist_HSN | Northern_California_Solar_155 | Reliability_Capacity_In_Model_Year | 0.1 | Northern_California_Solar_155 | Newark-Newark Distribution 115 kV line | Northern_California_Solar | Wind | Newark_Newark_Dist_HSN | Northern_California_Solar_155 | Reliability_Capacity_In_Model_Year | 0.1 | Newark_Newark_Dist_SSN | Northern_California_Solar_155 | Reliability_Capacity_In_Model_Year | 0.556 | Newark_Newark_Dist_offpeak | Northern_California_Solar_155 | Operational_New_Capacity_MW | 0.68
Dos_Amigos_Panoche_HSN | Southern_PGAE_Li_Battery_8hr_151 | Reliability_Capacity_In_Model_Year | 1 | Newark_Newark_Dist_HSN | Solano_Wind_126 | Reliability_Capacity_In_Model_Year | 0.665 | Solano_Wind_126 | Newark-Newark Distribution 115 kV line | Solano_Wind | Wind | Newark_Newark_Dist_HSN | Solano_Wind_126 | Reliability_Capacity_In_Model_Year | 0.665 | Newark_Newark_Dist_SSN | Solano_Wind_126 | Reliability_Capacity_In_Model_Year | 0.163 | Newark_Newark_Dist_offpeak | Solano_Wind_126 | Operational_New_Capacity_MW | 0.63
Dos_Amigos_Panoche_HSN | Southern_PGAE_Li_Battery_8hr_154 | Reliability_Capacity_In_Model_Year | 1 | Newark_Newark_Dist_HSN | Southern_PGAE_Solar_95 | Reliability_Capacity_In_Model_Year | 0.1 | Southern_PGAE_Solar_95 | Newark-Newark Distribution 115 kV line | Southern_PGAE_Solar | Wind | Newark_Newark_Dist_HSN | Southern_PGAE_Solar_95 | Reliability_Capacity_In_Model_Year | 0.1 | Newark_Newark_Dist_SSN | Southern_PGAE_Solar_95 | Reliability_Capacity_In_Model_Year | 0.556 | Newark_Newark_Dist_offpeak | Southern_PGAE_Solar_95 | Operational_New_Capacity_MW | 0.68
Dos_Amigos_Panoche_HSN | Southern_PGAE_Li_Battery_8hr_161 | Reliability_Capacity_In_Model_Year | 1 | North_Magunden_HSN | Tehachapi_Flow_Battery_101 | Reliability_Capacity_In_Model_Year | 1 | Tehachapi_Flow_Battery_101 | North of Magunden Constraint | CAISO_Flow_Battery_8hr_Dispatch | Solar | North_Magunden_HSN | Tehachapi_Flow_Battery_101 | Reliability_Capacity_In_Model_Year | 1 | North_Magunden_SSN | Tehachapi_Flow_Battery_101 | Reliability_Capacity_In_Model_Year | 0.5 | North_Magunden_offpeak | Tehachapi_Flow_Battery_101 | Operational_New_Capacity_MW | -1
Dos_Amigos_Panoche_HSN | Southern_PGAE_Li_Battery_8hr_162 | Reliability_Capacity_In_Model_Year | 1 | North_Magunden_HSN | Tehachapi_Li_Battery_4hr_101 | Reliability_Capacity_In_Model_Year | 1 | Tehachapi_Li_Battery_4hr_101 | North of Magunden Constraint | CAISO_Li_Battery_4hr_Dispatch | Solar | North_Magunden_HSN | Tehachapi_Li_Battery_4hr_101 | Reliability_Capacity_In_Model_Year | 1 | North_Magunden_SSN | Tehachapi_Li_Battery_4hr_101 | Reliability_Capacity_In_Model_Year | 0.5 | North_Magunden_offpeak | Tehachapi_Li_Battery_4hr_101 | Operational_New_Capacity_MW | -1
Dos_Amigos_Panoche_HSN | Southern_PGAE_Li_Battery_8hr_164 | Reliability_Capacity_In_Model_Year | 1 | North_Magunden_HSN | Tehachapi_Li_Battery_8hr_101 | Reliability_Capacity_In_Model_Year | 1 | Tehachapi_Li_Battery_8hr_101 | North of Magunden Constraint | CAISO_Li_Battery_8hr_Dispatch | Solar | North_Magunden_HSN | Tehachapi_Li_Battery_8hr_101 | Reliability_Capacity_In_Model_Year | 1 | North_Magunden_SSN | Tehachapi_Li_Battery_8hr_101 | Reliability_Capacity_In_Model_Year | 0.5 | North_Magunden_offpeak | Tehachapi_Li_Battery_8hr_101 | Operational_New_Capacity_MW | -1
Dos_Amigos_Panoche_HSN | Southern_PGAE_Li_Battery_8hr_165 | Reliability_Capacity_In_Model_Year | 1 | North_Magunden_HSN | Tehachapi_Solar_101 | Reliability_Capacity_In_Model_Year | 0.106 | Tehachapi_Solar_101 | North of Magunden Constraint | Tehachapi_Solar | Solar | North_Magunden_HSN | Tehachapi_Solar_101 | Reliability_Capacity_In_Model_Year | 0.106 | North_Magunden_SSN | Tehachapi_Solar_101 | Reliability_Capacity_In_Model_Year | 0.427 | North_Magunden_offpeak | Tehachapi_Solar_101 | Operational_New_Capacity_MW | 0.77
Dos_Amigos_Panoche_HSN | Southern_PGAE_Li_Battery_8hr_168 | Reliability_Capacity_In_Model_Year | 1 | Oceano_Calendar_HSN | Southern_PGAE_Adiabatic_CAES_12 | Reliability_Capacity_In_Model_Year | 1 | Southern_PGAE_Adiabatic_CAES_12 | Oceano-Calendar 115kV line | CAISO_Adiabatic_CAES_24hr | Solar | Oceano_Calendar_HSN | Southern_PGAE_Adiabatic_CAES_12 | Reliability_Capacity_In_Model_Year | 1 | Oceano_Calendar_SSN | Southern_PGAE_Adiabatic_CAES_12 | Reliability_Capacity_In_Model_Year | 0.5 | Oceano_Calendar_offpeak | Southern_PGAE_Adiabatic_CAES_12 | Operational_New_Capacity_MW | -1
Dos_Amigos_Panoche_HSN | Southern_PGAE_Li_Battery_8hr_169 | Reliability_Capacity_In_Model_Year | 1 | Oceano_Calendar_HSN | Southern_PGAE_Flow_Battery_12 | Reliability_Capacity_In_Model_Year | 1 | Southern_PGAE_Flow_Battery_12 | Oceano-Calendar 115kV line | CAISO_Flow_Battery_8hr_Dispatch | Solar | Oceano_Calendar_HSN | Southern_PGAE_Flow_Battery_12 | Reliability_Capacity_In_Model_Year | 1 | Oceano_Calendar_SSN | Southern_PGAE_Flow_Battery_12 | Reliability_Capacity_In_Model_Year | 0.5 | Oceano_Calendar_offpeak | Southern_PGAE_Flow_Battery_12 | Operational_New_Capacity_MW | -1
Dos_Amigos_Panoche_HSN | Southern_PGAE_Li_Battery_8hr_170 | Reliability_Capacity_In_Model_Year | 1 | Oceano_Calendar_HSN | Southern_PGAE_Flow_Battery_33 | Reliability_Capacity_In_Model_Year | 1 | Southern_PGAE_Flow_Battery_33 | Oceano-Calendar 115kV line | CAISO_Flow_Battery_8hr_Dispatch | Solar | Oceano_Calendar_HSN | Southern_PGAE_Flow_Battery_33 | Reliability_Capacity_In_Model_Year | 1 | Oceano_Calendar_SSN | Southern_PGAE_Flow_Battery_33 | Reliability_Capacity_In_Model_Year | 0.5 | Oceano_Calendar_offpeak | Southern_PGAE_Flow_Battery_33 | Operational_New_Capacity_MW | -1
Dos_Amigos_Panoche_HSN | Southern_PGAE_Li_Battery_8hr_174 | Reliability_Capacity_In_Model_Year | 1 | Oceano_Calendar_HSN | Southern_PGAE_Flow_Battery_37 | Reliability_Capacity_In_Model_Year | 1 | Southern_PGAE_Flow_Battery_37 | Oceano-Calendar 115kV line | CAISO_Flow_Battery_8hr_Dispatch | Solar | Oceano_Calendar_HSN | Southern_PGAE_Flow_Battery_37 | Reliability_Capacity_In_Model_Year | 1 | Oceano_Calendar_SSN | Southern_PGAE_Flow_Battery_37 | Reliability_Capacity_In_Model_Year | 0.5 | Oceano_Calendar_offpeak | Southern_PGAE_Flow_Battery_37 | Operational_New_Capacity_MW | -1
Dos_Amigos_Panoche_HSN | Southern_PGAE_Li_Battery_8hr_176 | Reliability_Capacity_In_Model_Year | 1 | Oceano_Calendar_HSN | Southern_PGAE_Flow_Battery_45 | Reliability_Capacity_In_Model_Year | 1 | Southern_PGAE_Flow_Battery_45 | Oceano-Calendar 115kV line | CAISO_Flow_Battery_8hr_Dispatch | Solar | Oceano_Calendar_HSN | Southern_PGAE_Flow_Battery_45 | Reliability_Capacity_In_Model_Year | 1 | Oceano_Calendar_SSN | Southern_PGAE_Flow_Battery_45 | Reliability_Capacity_In_Model_Year | 0.5 | Oceano_Calendar_offpeak | Southern_PGAE_Flow_Battery_45 | Operational_New_Capacity_MW | -1
Dos_Amigos_Panoche_HSN | Central_Valley_North_Los_Banos_Wind_154 | Reliability_Capacity_In_Model_Year | 0.665 | Oceano_Calendar_HSN | Southern_PGAE_Flow_Battery_46 | Reliability_Capacity_In_Model_Year | 1 | Southern_PGAE_Flow_Battery_46 | Oceano-Calendar 115kV line | CAISO_Flow_Battery_8hr_Dispatch | Solar | Oceano_Calendar_HSN | Southern_PGAE_Flow_Battery_46 | Reliability_Capacity_In_Model_Year | 1 | Oceano_Calendar_SSN | Southern_PGAE_Flow_Battery_46 | Reliability_Capacity_In_Model_Year | 0.5 | Oceano_Calendar_offpeak | Southern_PGAE_Flow_Battery_46 | Operational_New_Capacity_MW | -1
Dos_Amigos_Panoche_HSN | Central_Valley_North_Los_Banos_Wind_162 | Reliability_Capacity_In_Model_Year | 0.665 | Oceano_Calendar_HSN | Southern_PGAE_Flow_Battery_61 | Reliability_Capacity_In_Model_Year | 1 | Southern_PGAE_Flow_Battery_61 | Oceano-Calendar 115kV line | CAISO_Flow_Battery_8hr_Dispatch | Solar | Oceano_Calendar_HSN | Southern_PGAE_Flow_Battery_61 | Reliability_Capacity_In_Model_Year | 1 | Oceano_Calendar_SSN | Southern_PGAE_Flow_Battery_61 | Reliability_Capacity_In_Model_Year | 0.5 | Oceano_Calendar_offpeak | Southern_PGAE_Flow_Battery_61 | Operational_New_Capacity_MW | -1
Dos_Amigos_Panoche_HSN | Southern_PGAE_Solar_72 | Reliability_Capacity_In_Model_Year | 0.1 | Oceano_Calendar_HSN | Southern_PGAE_Flow_Battery_74 | Reliability_Capacity_In_Model_Year | 1 | Southern_PGAE_Flow_Battery_74 | Oceano-Calendar 115kV line | CAISO_Flow_Battery_8hr_Dispatch | Solar | Oceano_Calendar_HSN | Southern_PGAE_Flow_Battery_74 | Reliability_Capacity_In_Model_Year | 1 | Oceano_Calendar_SSN | Southern_PGAE_Flow_Battery_74 | Reliability_Capacity_In_Model_Year | 0.5 | Oceano_Calendar_offpeak | Southern_PGAE_Flow_Battery_74 | Operational_New_Capacity_MW | -1
Dos_Amigos_Panoche_HSN | Southern_PGAE_Solar_124 | Reliability_Capacity_In_Model_Year | 0.1 | Oceano_Calendar_HSN | Southern_PGAE_Flow_Battery_98 | Reliability_Capacity_In_Model_Year | 1 | Southern_PGAE_Flow_Battery_98 | Oceano-Calendar 115kV line | CAISO_Flow_Battery_8hr_Dispatch | Solar | Oceano_Calendar_HSN | Southern_PGAE_Flow_Battery_98 | Reliability_Capacity_In_Model_Year | 1 | Oceano_Calendar_SSN | Southern_PGAE_Flow_Battery_98 | Reliability_Capacity_In_Model_Year | 0.5 | Oceano_Calendar_offpeak | Southern_PGAE_Flow_Battery_98 | Operational_New_Capacity_MW | -1
Dos_Amigos_Panoche_HSN | Southern_PGAE_Solar_139 | Reliability_Capacity_In_Model_Year | 0.1 | Oceano_Calendar_HSN | Southern_PGAE_Flow_Battery_109 | Reliability_Capacity_In_Model_Year | 1 | Southern_PGAE_Flow_Battery_109 | Oceano-Calendar 115kV line | CAISO_Flow_Battery_8hr_Dispatch | Solar | Oceano_Calendar_HSN | Southern_PGAE_Flow_Battery_109 | Reliability_Capacity_In_Model_Year | 1 | Oceano_Calendar_SSN | Southern_PGAE_Flow_Battery_109 | Reliability_Capacity_In_Model_Year | 0.5 | Oceano_Calendar_offpeak | Southern_PGAE_Flow_Battery_109 | Operational_New_Capacity_MW | -1
Dos_Amigos_Panoche_HSN | Southern_PGAE_Solar_140 | Reliability_Capacity_In_Model_Year | 0.1 | Oceano_Calendar_HSN | Southern_PGAE_Flow_Battery_118 | Reliability_Capacity_In_Model_Year | 1 | Southern_PGAE_Flow_Battery_118 | Oceano-Calendar 115kV line | CAISO_Flow_Battery_8hr_Dispatch | Solar | Oceano_Calendar_HSN | Southern_PGAE_Flow_Battery_118 | Reliability_Capacity_In_Model_Year | 1 | Oceano_Calendar_SSN | Southern_PGAE_Flow_Battery_118 | Reliability_Capacity_In_Model_Year | 0.5 | Oceano_Calendar_offpeak | Southern_PGAE_Flow_Battery_118 | Operational_New_Capacity_MW | -1
Dos_Amigos_Panoche_HSN | Southern_PGAE_Solar_151 | Reliability_Capacity_In_Model_Year | 0.1 | Oceano_Calendar_HSN | Southern_PGAE_Li_Battery_4hr_12 | Reliability_Capacity_In_Model_Year | 1 | Southern_PGAE_Li_Battery_4hr_12 | Oceano-Calendar 115kV line | CAISO_Li_Battery_4hr_Dispatch | Solar | Oceano_Calendar_HSN | Southern_PGAE_Li_Battery_4hr_12 | Reliability_Capacity_In_Model_Year | 1 | Oceano_Calendar_SSN | Southern_PGAE_Li_Battery_4hr_12 | Reliability_Capacity_In_Model_Year | 0.5 | Oceano_Calendar_offpeak | Southern_PGAE_Li_Battery_4hr_12 | Operational_New_Capacity_MW | -1
Dos_Amigos_Panoche_HSN | Southern_PGAE_Solar_154 | Reliability_Capacity_In_Model_Year | 0.1 | Oceano_Calendar_HSN | Southern_PGAE_Li_Battery_4hr_33 | Reliability_Capacity_In_Model_Year | 1 | Southern_PGAE_Li_Battery_4hr_33 | Oceano-Calendar 115kV line | CAISO_Li_Battery_4hr_Dispatch | Solar | Oceano_Calendar_HSN | Southern_PGAE_Li_Battery_4hr_33 | Reliability_Capacity_In_Model_Year | 1 | Oceano_Calendar_SSN | Southern_PGAE_Li_Battery_4hr_33 | Reliability_Capacity_In_Model_Year | 0.5 | Oceano_Calendar_offpeak | Southern_PGAE_Li_Battery_4hr_33 | Operational_New_Capacity_MW | -1
Dos_Amigos_Panoche_HSN | Southern_PGAE_Solar_161 | Reliability_Capacity_In_Model_Year | 0.1 | Oceano_Calendar_HSN | Southern_PGAE_Li_Battery_4hr_37 | Reliability_Capacity_In_Model_Year | 1 | Southern_PGAE_Li_Battery_4hr_37 | Oceano-Calendar 115kV line | CAISO_Li_Battery_4hr_Dispatch | Solar | Oceano_Calendar_HSN | Southern_PGAE_Li_Battery_4hr_37 | Reliability_Capacity_In_Model_Year | 1 | Oceano_Calendar_SSN | Southern_PGAE_Li_Battery_4hr_37 | Reliability_Capacity_In_Model_Year | 0.5 | Oceano_Calendar_offpeak | Southern_PGAE_Li_Battery_4hr_37 | Operational_New_Capacity_MW | -1
Dos_Amigos_Panoche_HSN | Southern_PGAE_Solar_162 | Reliability_Capacity_In_Model_Year | 0.1 | Oceano_Calendar_HSN | Southern_PGAE_Li_Battery_4hr_45 | Reliability_Capacity_In_Model_Year | 1 | Southern_PGAE_Li_Battery_4hr_45 | Oceano-Calendar 115kV line | CAISO_Li_Battery_4hr_Dispatch | Solar | Oceano_Calendar_HSN | Southern_PGAE_Li_Battery_4hr_45 | Reliability_Capacity_In_Model_Year | 1 | Oceano_Calendar_SSN | Southern_PGAE_Li_Battery_4hr_45 | Reliability_Capacity_In_Model_Year | 0.5 | Oceano_Calendar_offpeak | Southern_PGAE_Li_Battery_4hr_45 | Operational_New_Capacity_MW | -1
Dos_Amigos_Panoche_HSN | Southern_PGAE_Solar_164 | Reliability_Capacity_In_Model_Year | 0.1 | Oceano_Calendar_HSN | Southern_PGAE_Li_Battery_4hr_46 | Reliability_Capacity_In_Model_Year | 1 | Southern_PGAE_Li_Battery_4hr_46 | Oceano-Calendar 115kV line | CAISO_Li_Battery_4hr_Dispatch | Solar | Oceano_Calendar_HSN | Southern_PGAE_Li_Battery_4hr_46 | Reliability_Capacity_In_Model_Year | 1 | Oceano_Calendar_SSN | Southern_PGAE_Li_Battery_4hr_46 | Reliability_Capacity_In_Model_Year | 0.5 | Oceano_Calendar_offpeak | Southern_PGAE_Li_Battery_4hr_46 | Operational_New_Capacity_MW | -1
Dos_Amigos_Panoche_HSN | Southern_PGAE_Solar_165 | Reliability_Capacity_In_Model_Year | 0.1 | Oceano_Calendar_HSN | Southern_PGAE_Li_Battery_4hr_61 | Reliability_Capacity_In_Model_Year | 1 | Southern_PGAE_Li_Battery_4hr_61 | Oceano-Calendar 115kV line | CAISO_Li_Battery_4hr_Dispatch | Solar | Oceano_Calendar_HSN | Southern_PGAE_Li_Battery_4hr_61 | Reliability_Capacity_In_Model_Year | 1 | Oceano_Calendar_SSN | Southern_PGAE_Li_Battery_4hr_61 | Reliability_Capacity_In_Model_Year | 0.5 | Oceano_Calendar_offpeak | Southern_PGAE_Li_Battery_4hr_61 | Operational_New_Capacity_MW | -1
Dos_Amigos_Panoche_HSN | Southern_PGAE_Solar_168 | Reliability_Capacity_In_Model_Year | 0.1 | Oceano_Calendar_HSN | Southern_PGAE_Li_Battery_4hr_74 | Reliability_Capacity_In_Model_Year | 1 | Southern_PGAE_Li_Battery_4hr_74 | Oceano-Calendar 115kV line | CAISO_Li_Battery_4hr_Dispatch | Solar | Oceano_Calendar_HSN | Southern_PGAE_Li_Battery_4hr_74 | Reliability_Capacity_In_Model_Year | 1 | Oceano_Calendar_SSN | Southern_PGAE_Li_Battery_4hr_74 | Reliability_Capacity_In_Model_Year | 0.5 | Oceano_Calendar_offpeak | Southern_PGAE_Li_Battery_4hr_74 | Operational_New_Capacity_MW | -1
Dos_Amigos_Panoche_HSN | Southern_PGAE_Solar_169 | Reliability_Capacity_In_Model_Year | 0.1 | Oceano_Calendar_HSN | Southern_PGAE_Li_Battery_4hr_98 | Reliability_Capacity_In_Model_Year | 1 | Southern_PGAE_Li_Battery_4hr_98 | Oceano-Calendar 115kV line | CAISO_Li_Battery_4hr_Dispatch | Solar | Oceano_Calendar_HSN | Southern_PGAE_Li_Battery_4hr_98 | Reliability_Capacity_In_Model_Year | 1 | Oceano_Calendar_SSN | Southern_PGAE_Li_Battery_4hr_98 | Reliability_Capacity_In_Model_Year | 0.5 | Oceano_Calendar_offpeak | Southern_PGAE_Li_Battery_4hr_98 | Operational_New_Capacity_MW | -1
Dos_Amigos_Panoche_HSN | Southern_PGAE_Solar_170 | Reliability_Capacity_In_Model_Year | 0.1 | Oceano_Calendar_HSN | Southern_PGAE_Li_Battery_4hr_109 | Reliability_Capacity_In_Model_Year | 1 | Southern_PGAE_Li_Battery_4hr_109 | Oceano-Calendar 115kV line | CAISO_Li_Battery_4hr_Dispatch | Solar | Oceano_Calendar_HSN | Southern_PGAE_Li_Battery_4hr_109 | Reliability_Capacity_In_Model_Year | 1 | Oceano_Calendar_SSN | Southern_PGAE_Li_Battery_4hr_109 | Reliability_Capacity_In_Model_Year | 0.5 | Oceano_Calendar_offpeak | Southern_PGAE_Li_Battery_4hr_109 | Operational_New_Capacity_MW | -1
Dos_Amigos_Panoche_HSN | Southern_PGAE_Solar_174 | Reliability_Capacity_In_Model_Year | 0.1 | Oceano_Calendar_HSN | Southern_PGAE_Li_Battery_4hr_118 | Reliability_Capacity_In_Model_Year | 1 | Southern_PGAE_Li_Battery_4hr_118 | Oceano-Calendar 115kV line | CAISO_Li_Battery_4hr_Dispatch | Solar | Oceano_Calendar_HSN | Southern_PGAE_Li_Battery_4hr_118 | Reliability_Capacity_In_Model_Year | 1 | Oceano_Calendar_SSN | Southern_PGAE_Li_Battery_4hr_118 | Reliability_Capacity_In_Model_Year | 0.5 | Oceano_Calendar_offpeak | Southern_PGAE_Li_Battery_4hr_118 | Operational_New_Capacity_MW | -1
Dos_Amigos_Panoche_HSN | Southern_PGAE_Solar_176 | Reliability_Capacity_In_Model_Year | 0.1 | Oceano_Calendar_HSN | Southern_PGAE_Li_Battery_8hr_12 | Reliability_Capacity_In_Model_Year | 1 | Southern_PGAE_Li_Battery_8hr_12 | Oceano-Calendar 115kV line | CAISO_Li_Battery_8hr_Dispatch | Solar | Oceano_Calendar_HSN | Southern_PGAE_Li_Battery_8hr_12 | Reliability_Capacity_In_Model_Year | 1 | Oceano_Calendar_SSN | Southern_PGAE_Li_Battery_8hr_12 | Reliability_Capacity_In_Model_Year | 0.5 | Oceano_Calendar_offpeak | Southern_PGAE_Li_Battery_8hr_12 | Operational_New_Capacity_MW | -1
Dos_Amigos_Panoche_HSN | Manning_500_group | Operational_New_Capacity_MW | -1.2912 | Oceano_Calendar_HSN | Southern_PGAE_Li_Battery_8hr_33 | Reliability_Capacity_In_Model_Year | 1 | Southern_PGAE_Li_Battery_8hr_33 | Oceano-Calendar 115kV line | CAISO_Li_Battery_8hr_Dispatch | Solar | Oceano_Calendar_HSN | Southern_PGAE_Li_Battery_8hr_33 | Reliability_Capacity_In_Model_Year | 1 | Oceano_Calendar_SSN | Southern_PGAE_Li_Battery_8hr_33 | Reliability_Capacity_In_Model_Year | 0.5 | Oceano_Calendar_offpeak | Southern_PGAE_Li_Battery_8hr_33 | Operational_New_Capacity_MW | -1
Dos_Amigos_Panoche_offpeak | Southern_PGAE_Flow_Battery_72 | Operational_New_Capacity_MW | -1 | Oceano_Calendar_HSN | Southern_PGAE_Li_Battery_8hr_37 | Reliability_Capacity_In_Model_Year | 1 | Southern_PGAE_Li_Battery_8hr_37 | Oceano-Calendar 115kV line | CAISO_Li_Battery_8hr_Dispatch | Solar | Oceano_Calendar_HSN | Southern_PGAE_Li_Battery_8hr_37 | Reliability_Capacity_In_Model_Year | 1 | Oceano_Calendar_SSN | Southern_PGAE_Li_Battery_8hr_37 | Reliability_Capacity_In_Model_Year | 0.5 | Oceano_Calendar_offpeak | Southern_PGAE_Li_Battery_8hr_37 | Operational_New_Capacity_MW | -1
Dos_Amigos_Panoche_offpeak | Southern_PGAE_Flow_Battery_124 | Operational_New_Capacity_MW | -1 | Oceano_Calendar_HSN | Southern_PGAE_Li_Battery_8hr_45 | Reliability_Capacity_In_Model_Year | 1 | Southern_PGAE_Li_Battery_8hr_45 | Oceano-Calendar 115kV line | CAISO_Li_Battery_8hr_Dispatch | Solar | Oceano_Calendar_HSN | Southern_PGAE_Li_Battery_8hr_45 | Reliability_Capacity_In_Model_Year | 1 | Oceano_Calendar_SSN | Southern_PGAE_Li_Battery_8hr_45 | Reliability_Capacity_In_Model_Year | 0.5 | Oceano_Calendar_offpeak | Southern_PGAE_Li_Battery_8hr_45 | Operational_New_Capacity_MW | -1
Dos_Amigos_Panoche_offpeak | Southern_PGAE_Flow_Battery_139 | Operational_New_Capacity_MW | -1 | Oceano_Calendar_HSN | Southern_PGAE_Li_Battery_8hr_46 | Reliability_Capacity_In_Model_Year | 1 | Southern_PGAE_Li_Battery_8hr_46 | Oceano-Calendar 115kV line | CAISO_Li_Battery_8hr_Dispatch | Solar | Oceano_Calendar_HSN | Southern_PGAE_Li_Battery_8hr_46 | Reliability_Capacity_In_Model_Year | 1 | Oceano_Calendar_SSN | Southern_PGAE_Li_Battery_8hr_46 | Reliability_Capacity_In_Model_Year | 0.5 | Oceano_Calendar_offpeak | Southern_PGAE_Li_Battery_8hr_46 | Operational_New_Capacity_MW | -1
Dos_Amigos_Panoche_offpeak | Southern_PGAE_Flow_Battery_140 | Operational_New_Capacity_MW | -1 | Oceano_Calendar_HSN | Southern_PGAE_Li_Battery_8hr_61 | Reliability_Capacity_In_Model_Year | 1 | Southern_PGAE_Li_Battery_8hr_61 | Oceano-Calendar 115kV line | CAISO_Li_Battery_8hr_Dispatch | Solar | Oceano_Calendar_HSN | Southern_PGAE_Li_Battery_8hr_61 | Reliability_Capacity_In_Model_Year | 1 | Oceano_Calendar_SSN | Southern_PGAE_Li_Battery_8hr_61 | Reliability_Capacity_In_Model_Year | 0.5 | Oceano_Calendar_offpeak | Southern_PGAE_Li_Battery_8hr_61 | Operational_New_Capacity_MW | -1
Dos_Amigos_Panoche_offpeak | Southern_PGAE_Flow_Battery_151 | Operational_New_Capacity_MW | -1 | Oceano_Calendar_HSN | Southern_PGAE_Li_Battery_8hr_74 | Reliability_Capacity_In_Model_Year | 1 | Southern_PGAE_Li_Battery_8hr_74 | Oceano-Calendar 115kV line | CAISO_Li_Battery_8hr_Dispatch | Solar | Oceano_Calendar_HSN | Southern_PGAE_Li_Battery_8hr_74 | Reliability_Capacity_In_Model_Year | 1 | Oceano_Calendar_SSN | Southern_PGAE_Li_Battery_8hr_74 | Reliability_Capacity_In_Model_Year | 0.5 | Oceano_Calendar_offpeak | Southern_PGAE_Li_Battery_8hr_74 | Operational_New_Capacity_MW | -1
Dos_Amigos_Panoche_offpeak | Southern_PGAE_Flow_Battery_154 | Operational_New_Capacity_MW | -1 | Oceano_Calendar_HSN | Southern_PGAE_Li_Battery_8hr_98 | Reliability_Capacity_In_Model_Year | 1 | Southern_PGAE_Li_Battery_8hr_98 | Oceano-Calendar 115kV line | CAISO_Li_Battery_8hr_Dispatch | Solar | Oceano_Calendar_HSN | Southern_PGAE_Li_Battery_8hr_98 | Reliability_Capacity_In_Model_Year | 1 | Oceano_Calendar_SSN | Southern_PGAE_Li_Battery_8hr_98 | Reliability_Capacity_In_Model_Year | 0.5 | Oceano_Calendar_offpeak | Southern_PGAE_Li_Battery_8hr_98 | Operational_New_Capacity_MW | -1
Dos_Amigos_Panoche_offpeak | Southern_PGAE_Flow_Battery_161 | Operational_New_Capacity_MW | -1 | Oceano_Calendar_HSN | Southern_PGAE_Li_Battery_8hr_109 | Reliability_Capacity_In_Model_Year | 1 | Southern_PGAE_Li_Battery_8hr_109 | Oceano-Calendar 115kV line | CAISO_Li_Battery_8hr_Dispatch | Solar | Oceano_Calendar_HSN | Southern_PGAE_Li_Battery_8hr_109 | Reliability_Capacity_In_Model_Year | 1 | Oceano_Calendar_SSN | Southern_PGAE_Li_Battery_8hr_109 | Reliability_Capacity_In_Model_Year | 0.5 | Oceano_Calendar_offpeak | Southern_PGAE_Li_Battery_8hr_109 | Operational_New_Capacity_MW | -1
Dos_Amigos_Panoche_offpeak | Southern_PGAE_Flow_Battery_162 | Operational_New_Capacity_MW | -1 | Oceano_Calendar_HSN | Southern_PGAE_Li_Battery_8hr_118 | Reliability_Capacity_In_Model_Year | 1 | Southern_PGAE_Li_Battery_8hr_118 | Oceano-Calendar 115kV line | CAISO_Li_Battery_8hr_Dispatch | Solar | Oceano_Calendar_HSN | Southern_PGAE_Li_Battery_8hr_118 | Reliability_Capacity_In_Model_Year | 1 | Oceano_Calendar_SSN | Southern_PGAE_Li_Battery_8hr_118 | Reliability_Capacity_In_Model_Year | 0.5 | Oceano_Calendar_offpeak | Southern_PGAE_Li_Battery_8hr_118 | Operational_New_Capacity_MW | -1
Dos_Amigos_Panoche_offpeak | Southern_PGAE_Flow_Battery_164 | Operational_New_Capacity_MW | -1 | Oceano_Calendar_HSN | Southern_PGAE_Solar_12 | Reliability_Capacity_In_Model_Year | 0.1 | Southern_PGAE_Solar_12 | Oceano-Calendar 115kV line | Southern_PGAE_Solar | Solar | Oceano_Calendar_HSN | Southern_PGAE_Solar_12 | Reliability_Capacity_In_Model_Year | 0.1 | Oceano_Calendar_SSN | Southern_PGAE_Solar_12 | Reliability_Capacity_In_Model_Year | 0.556 | Oceano_Calendar_offpeak | Southern_PGAE_Solar_12 | Operational_New_Capacity_MW | 0.79
Dos_Amigos_Panoche_offpeak | Southern_PGAE_Flow_Battery_165 | Operational_New_Capacity_MW | -1 | Oceano_Calendar_HSN | Southern_PGAE_Solar_33 | Reliability_Capacity_In_Model_Year | 0.1 | Southern_PGAE_Solar_33 | Oceano-Calendar 115kV line | Southern_PGAE_Solar | Solar | Oceano_Calendar_HSN | Southern_PGAE_Solar_33 | Reliability_Capacity_In_Model_Year | 0.1 | Oceano_Calendar_SSN | Southern_PGAE_Solar_33 | Reliability_Capacity_In_Model_Year | 0.556 | Oceano_Calendar_offpeak | Southern_PGAE_Solar_33 | Operational_New_Capacity_MW | 0.79
Dos_Amigos_Panoche_offpeak | Southern_PGAE_Flow_Battery_168 | Operational_New_Capacity_MW | -1 | Oceano_Calendar_HSN | Southern_PGAE_Solar_37 | Reliability_Capacity_In_Model_Year | 0.1 | Southern_PGAE_Solar_37 | Oceano-Calendar 115kV line | Southern_PGAE_Solar | Solar | Oceano_Calendar_HSN | Southern_PGAE_Solar_37 | Reliability_Capacity_In_Model_Year | 0.1 | Oceano_Calendar_SSN | Southern_PGAE_Solar_37 | Reliability_Capacity_In_Model_Year | 0.556 | Oceano_Calendar_offpeak | Southern_PGAE_Solar_37 | Operational_New_Capacity_MW | 0.79
Dos_Amigos_Panoche_offpeak | Southern_PGAE_Flow_Battery_169 | Operational_New_Capacity_MW | -1 | Oceano_Calendar_HSN | Southern_PGAE_Solar_45 | Reliability_Capacity_In_Model_Year | 0.1 | Southern_PGAE_Solar_45 | Oceano-Calendar 115kV line | Southern_PGAE_Solar | Solar | Oceano_Calendar_HSN | Southern_PGAE_Solar_45 | Reliability_Capacity_In_Model_Year | 0.1 | Oceano_Calendar_SSN | Southern_PGAE_Solar_45 | Reliability_Capacity_In_Model_Year | 0.556 | Oceano_Calendar_offpeak | Southern_PGAE_Solar_45 | Operational_New_Capacity_MW | 0.79
Dos_Amigos_Panoche_offpeak | Southern_PGAE_Flow_Battery_170 | Operational_New_Capacity_MW | -1 | Oceano_Calendar_HSN | Southern_PGAE_Solar_46 | Reliability_Capacity_In_Model_Year | 0.1 | Southern_PGAE_Solar_46 | Oceano-Calendar 115kV line | Southern_PGAE_Solar | Solar | Oceano_Calendar_HSN | Southern_PGAE_Solar_46 | Reliability_Capacity_In_Model_Year | 0.1 | Oceano_Calendar_SSN | Southern_PGAE_Solar_46 | Reliability_Capacity_In_Model_Year | 0.556 | Oceano_Calendar_offpeak | Southern_PGAE_Solar_46 | Operational_New_Capacity_MW | 0.79
Dos_Amigos_Panoche_offpeak | Southern_PGAE_Flow_Battery_174 | Operational_New_Capacity_MW | -1 | Oceano_Calendar_HSN | Southern_PGAE_Solar_61 | Reliability_Capacity_In_Model_Year | 0.1 | Southern_PGAE_Solar_61 | Oceano-Calendar 115kV line | Southern_PGAE_Solar | Solar | Oceano_Calendar_HSN | Southern_PGAE_Solar_61 | Reliability_Capacity_In_Model_Year | 0.1 | Oceano_Calendar_SSN | Southern_PGAE_Solar_61 | Reliability_Capacity_In_Model_Year | 0.556 | Oceano_Calendar_offpeak | Southern_PGAE_Solar_61 | Operational_New_Capacity_MW | 0.79
Dos_Amigos_Panoche_offpeak | Southern_PGAE_Flow_Battery_176 | Operational_New_Capacity_MW | -1 | Oceano_Calendar_HSN | Southern_PGAE_Solar_74 | Reliability_Capacity_In_Model_Year | 0.1 | Southern_PGAE_Solar_74 | Oceano-Calendar 115kV line | Southern_PGAE_Solar | Solar | Oceano_Calendar_HSN | Southern_PGAE_Solar_74 | Reliability_Capacity_In_Model_Year | 0.1 | Oceano_Calendar_SSN | Southern_PGAE_Solar_74 | Reliability_Capacity_In_Model_Year | 0.556 | Oceano_Calendar_offpeak | Southern_PGAE_Solar_74 | Operational_New_Capacity_MW | 0.79
Dos_Amigos_Panoche_offpeak | Southern_PGAE_Li_Battery_4hr_72 | Operational_New_Capacity_MW | -1 | Oceano_Calendar_HSN | Southern_PGAE_Solar_98 | Reliability_Capacity_In_Model_Year | 0.1 | Southern_PGAE_Solar_98 | Oceano-Calendar 115kV line | Southern_PGAE_Solar | Solar | Oceano_Calendar_HSN | Southern_PGAE_Solar_98 | Reliability_Capacity_In_Model_Year | 0.1 | Oceano_Calendar_SSN | Southern_PGAE_Solar_98 | Reliability_Capacity_In_Model_Year | 0.556 | Oceano_Calendar_offpeak | Southern_PGAE_Solar_98 | Operational_New_Capacity_MW | 0.79
Dos_Amigos_Panoche_offpeak | Southern_PGAE_Li_Battery_4hr_124 | Operational_New_Capacity_MW | -1 | Oceano_Calendar_HSN | Southern_PGAE_Solar_109 | Reliability_Capacity_In_Model_Year | 0.1 | Southern_PGAE_Solar_109 | Oceano-Calendar 115kV line | Southern_PGAE_Solar | Solar | Oceano_Calendar_HSN | Southern_PGAE_Solar_109 | Reliability_Capacity_In_Model_Year | 0.1 | Oceano_Calendar_SSN | Southern_PGAE_Solar_109 | Reliability_Capacity_In_Model_Year | 0.556 | Oceano_Calendar_offpeak | Southern_PGAE_Solar_109 | Operational_New_Capacity_MW | 0.79
Dos_Amigos_Panoche_offpeak | Southern_PGAE_Li_Battery_4hr_139 | Operational_New_Capacity_MW | -1 | Oceano_Calendar_HSN | Southern_PGAE_Solar_118 | Reliability_Capacity_In_Model_Year | 0.1 | Southern_PGAE_Solar_118 | Oceano-Calendar 115kV line | Southern_PGAE_Solar | Solar | Oceano_Calendar_HSN | Southern_PGAE_Solar_118 | Reliability_Capacity_In_Model_Year | 0.1 | Oceano_Calendar_SSN | Southern_PGAE_Solar_118 | Reliability_Capacity_In_Model_Year | 0.556 | Oceano_Calendar_offpeak | Southern_PGAE_Solar_118 | Operational_New_Capacity_MW | 0.79
Dos_Amigos_Panoche_offpeak | Southern_PGAE_Li_Battery_4hr_140 | Operational_New_Capacity_MW | -1 | Oro Loma_El_Nido_HSN | Northern_California_Flow_Battery_114 | Reliability_Capacity_In_Model_Year | 1 | Northern_California_Flow_Battery_114 | Oro Loma-El Nido 115kV Line | CAISO_Flow_Battery_8hr_Dispatch | Solar | Oro Loma_El_Nido_HSN | Northern_California_Flow_Battery_114 | Reliability_Capacity_In_Model_Year | 1 | Oro Loma_El_Nido_SSN | Northern_California_Flow_Battery_114 | Reliability_Capacity_In_Model_Year | 0.5 | Oro Loma_El_Nido_offpeak | Northern_California_Flow_Battery_114 | Operational_New_Capacity_MW | -1
Dos_Amigos_Panoche_offpeak | Southern_PGAE_Li_Battery_4hr_151 | Operational_New_Capacity_MW | -1 | Oro Loma_El_Nido_HSN | Northern_California_Flow_Battery_138 | Reliability_Capacity_In_Model_Year | 1 | Northern_California_Flow_Battery_138 | Oro Loma-El Nido 115kV Line | CAISO_Flow_Battery_8hr_Dispatch | Solar | Oro Loma_El_Nido_HSN | Northern_California_Flow_Battery_138 | Reliability_Capacity_In_Model_Year | 1 | Oro Loma_El_Nido_SSN | Northern_California_Flow_Battery_138 | Reliability_Capacity_In_Model_Year | 0.5 | Oro Loma_El_Nido_offpeak | Northern_California_Flow_Battery_138 | Operational_New_Capacity_MW | -1
Dos_Amigos_Panoche_offpeak | Southern_PGAE_Li_Battery_4hr_154 | Operational_New_Capacity_MW | -1 | Oro Loma_El_Nido_HSN | Southern_PGAE_Flow_Battery_140 | Reliability_Capacity_In_Model_Year | 1 | Southern_PGAE_Flow_Battery_140 | Oro Loma-El Nido 115kV Line | CAISO_Flow_Battery_8hr_Dispatch | Solar | Oro Loma_El_Nido_HSN | Southern_PGAE_Flow_Battery_140 | Reliability_Capacity_In_Model_Year | 1 | Oro Loma_El_Nido_SSN | Southern_PGAE_Flow_Battery_140 | Reliability_Capacity_In_Model_Year | 0.5 | Oro Loma_El_Nido_offpeak | Southern_PGAE_Flow_Battery_140 | Operational_New_Capacity_MW | -1
Dos_Amigos_Panoche_offpeak | Southern_PGAE_Li_Battery_4hr_161 | Operational_New_Capacity_MW | -1 | Oro Loma_El_Nido_HSN | Southern_PGAE_Flow_Battery_151 | Reliability_Capacity_In_Model_Year | 1 | Southern_PGAE_Flow_Battery_151 | Oro Loma-El Nido 115kV Line | CAISO_Flow_Battery_8hr_Dispatch | Solar | Oro Loma_El_Nido_HSN | Southern_PGAE_Flow_Battery_151 | Reliability_Capacity_In_Model_Year | 1 | Oro Loma_El_Nido_SSN | Southern_PGAE_Flow_Battery_151 | Reliability_Capacity_In_Model_Year | 0.5 | Oro Loma_El_Nido_offpeak | Southern_PGAE_Flow_Battery_151 | Operational_New_Capacity_MW | -1
Dos_Amigos_Panoche_offpeak | Southern_PGAE_Li_Battery_4hr_162 | Operational_New_Capacity_MW | -1 | Oro Loma_El_Nido_HSN | Southern_PGAE_Flow_Battery_154 | Reliability_Capacity_In_Model_Year | 1 | Southern_PGAE_Flow_Battery_154 | Oro Loma-El Nido 115kV Line | CAISO_Flow_Battery_8hr_Dispatch | Solar | Oro Loma_El_Nido_HSN | Southern_PGAE_Flow_Battery_154 | Reliability_Capacity_In_Model_Year | 1 | Oro Loma_El_Nido_SSN | Southern_PGAE_Flow_Battery_154 | Reliability_Capacity_In_Model_Year | 0.5 | Oro Loma_El_Nido_offpeak | Southern_PGAE_Flow_Battery_154 | Operational_New_Capacity_MW | -1
Dos_Amigos_Panoche_offpeak | Southern_PGAE_Li_Battery_4hr_164 | Operational_New_Capacity_MW | -1 | Oro Loma_El_Nido_HSN | Southern_PGAE_Flow_Battery_161 | Reliability_Capacity_In_Model_Year | 1 | Southern_PGAE_Flow_Battery_161 | Oro Loma-El Nido 115kV Line | CAISO_Flow_Battery_8hr_Dispatch | Solar | Oro Loma_El_Nido_HSN | Southern_PGAE_Flow_Battery_161 | Reliability_Capacity_In_Model_Year | 1 | Oro Loma_El_Nido_SSN | Southern_PGAE_Flow_Battery_161 | Reliability_Capacity_In_Model_Year | 0.5 | Oro Loma_El_Nido_offpeak | Southern_PGAE_Flow_Battery_161 | Operational_New_Capacity_MW | -1
Dos_Amigos_Panoche_offpeak | Southern_PGAE_Li_Battery_4hr_165 | Operational_New_Capacity_MW | -1 | Oro Loma_El_Nido_HSN | Southern_PGAE_Flow_Battery_162 | Reliability_Capacity_In_Model_Year | 1 | Southern_PGAE_Flow_Battery_162 | Oro Loma-El Nido 115kV Line | CAISO_Flow_Battery_8hr_Dispatch | Solar | Oro Loma_El_Nido_HSN | Southern_PGAE_Flow_Battery_162 | Reliability_Capacity_In_Model_Year | 1 | Oro Loma_El_Nido_SSN | Southern_PGAE_Flow_Battery_162 | Reliability_Capacity_In_Model_Year | 0.5 | Oro Loma_El_Nido_offpeak | Southern_PGAE_Flow_Battery_162 | Operational_New_Capacity_MW | -1
Dos_Amigos_Panoche_offpeak | Southern_PGAE_Li_Battery_4hr_168 | Operational_New_Capacity_MW | -1 | Oro Loma_El_Nido_HSN | Southern_PGAE_Flow_Battery_163 | Reliability_Capacity_In_Model_Year | 1 | Southern_PGAE_Flow_Battery_163 | Oro Loma-El Nido 115kV Line | CAISO_Flow_Battery_8hr_Dispatch | Solar | Oro Loma_El_Nido_HSN | Southern_PGAE_Flow_Battery_163 | Reliability_Capacity_In_Model_Year | 1 | Oro Loma_El_Nido_SSN | Southern_PGAE_Flow_Battery_163 | Reliability_Capacity_In_Model_Year | 0.5 | Oro Loma_El_Nido_offpeak | Southern_PGAE_Flow_Battery_163 | Operational_New_Capacity_MW | -1
Dos_Amigos_Panoche_offpeak | Southern_PGAE_Li_Battery_4hr_169 | Operational_New_Capacity_MW | -1 | Oro Loma_El_Nido_HSN | Southern_PGAE_Flow_Battery_164 | Reliability_Capacity_In_Model_Year | 1 | Southern_PGAE_Flow_Battery_164 | Oro Loma-El Nido 115kV Line | CAISO_Flow_Battery_8hr_Dispatch | Solar | Oro Loma_El_Nido_HSN | Southern_PGAE_Flow_Battery_164 | Reliability_Capacity_In_Model_Year | 1 | Oro Loma_El_Nido_SSN | Southern_PGAE_Flow_Battery_164 | Reliability_Capacity_In_Model_Year | 0.5 | Oro Loma_El_Nido_offpeak | Southern_PGAE_Flow_Battery_164 | Operational_New_Capacity_MW | -1
Dos_Amigos_Panoche_offpeak | Southern_PGAE_Li_Battery_4hr_170 | Operational_New_Capacity_MW | -1 | Oro Loma_El_Nido_HSN | Southern_PGAE_Flow_Battery_165 | Reliability_Capacity_In_Model_Year | 1 | Southern_PGAE_Flow_Battery_165 | Oro Loma-El Nido 115kV Line | CAISO_Flow_Battery_8hr_Dispatch | Solar | Oro Loma_El_Nido_HSN | Southern_PGAE_Flow_Battery_165 | Reliability_Capacity_In_Model_Year | 1 | Oro Loma_El_Nido_SSN | Southern_PGAE_Flow_Battery_165 | Reliability_Capacity_In_Model_Year | 0.5 | Oro Loma_El_Nido_offpeak | Southern_PGAE_Flow_Battery_165 | Operational_New_Capacity_MW | -1
Dos_Amigos_Panoche_offpeak | Southern_PGAE_Li_Battery_4hr_174 | Operational_New_Capacity_MW | -1 | Oro Loma_El_Nido_HSN | Northern_California_Flow_Battery_166 | Reliability_Capacity_In_Model_Year | 1 | Northern_California_Flow_Battery_166 | Oro Loma-El Nido 115kV Line | CAISO_Flow_Battery_8hr_Dispatch | Solar | Oro Loma_El_Nido_HSN | Northern_California_Flow_Battery_166 | Reliability_Capacity_In_Model_Year | 1 | Oro Loma_El_Nido_SSN | Northern_California_Flow_Battery_166 | Reliability_Capacity_In_Model_Year | 0.5 | Oro Loma_El_Nido_offpeak | Northern_California_Flow_Battery_166 | Operational_New_Capacity_MW | -1
Dos_Amigos_Panoche_offpeak | Southern_PGAE_Li_Battery_4hr_176 | Operational_New_Capacity_MW | -1 | Oro Loma_El_Nido_HSN | Southern_PGAE_Flow_Battery_168 | Reliability_Capacity_In_Model_Year | 1 | Southern_PGAE_Flow_Battery_168 | Oro Loma-El Nido 115kV Line | CAISO_Flow_Battery_8hr_Dispatch | Solar | Oro Loma_El_Nido_HSN | Southern_PGAE_Flow_Battery_168 | Reliability_Capacity_In_Model_Year | 1 | Oro Loma_El_Nido_SSN | Southern_PGAE_Flow_Battery_168 | Reliability_Capacity_In_Model_Year | 0.5 | Oro Loma_El_Nido_offpeak | Southern_PGAE_Flow_Battery_168 | Operational_New_Capacity_MW | -1
Dos_Amigos_Panoche_offpeak | Southern_PGAE_Li_Battery_8hr_72 | Operational_New_Capacity_MW | -1 | Oro Loma_El_Nido_HSN | Southern_PGAE_Flow_Battery_169 | Reliability_Capacity_In_Model_Year | 1 | Southern_PGAE_Flow_Battery_169 | Oro Loma-El Nido 115kV Line | CAISO_Flow_Battery_8hr_Dispatch | Solar | Oro Loma_El_Nido_HSN | Southern_PGAE_Flow_Battery_169 | Reliability_Capacity_In_Model_Year | 1 | Oro Loma_El_Nido_SSN | Southern_PGAE_Flow_Battery_169 | Reliability_Capacity_In_Model_Year | 0.5 | Oro Loma_El_Nido_offpeak | Southern_PGAE_Flow_Battery_169 | Operational_New_Capacity_MW | -1
Dos_Amigos_Panoche_offpeak | Southern_PGAE_Li_Battery_8hr_124 | Operational_New_Capacity_MW | -1 | Oro Loma_El_Nido_HSN | Southern_PGAE_Flow_Battery_170 | Reliability_Capacity_In_Model_Year | 1 | Southern_PGAE_Flow_Battery_170 | Oro Loma-El Nido 115kV Line | CAISO_Flow_Battery_8hr_Dispatch | Solar | Oro Loma_El_Nido_HSN | Southern_PGAE_Flow_Battery_170 | Reliability_Capacity_In_Model_Year | 1 | Oro Loma_El_Nido_SSN | Southern_PGAE_Flow_Battery_170 | Reliability_Capacity_In_Model_Year | 0.5 | Oro Loma_El_Nido_offpeak | Southern_PGAE_Flow_Battery_170 | Operational_New_Capacity_MW | -1
Dos_Amigos_Panoche_offpeak | Southern_PGAE_Li_Battery_8hr_139 | Operational_New_Capacity_MW | -1 | Oro Loma_El_Nido_HSN | Southern_PGAE_Flow_Battery_174 | Reliability_Capacity_In_Model_Year | 1 | Southern_PGAE_Flow_Battery_174 | Oro Loma-El Nido 115kV Line | CAISO_Flow_Battery_8hr_Dispatch | Solar | Oro Loma_El_Nido_HSN | Southern_PGAE_Flow_Battery_174 | Reliability_Capacity_In_Model_Year | 1 | Oro Loma_El_Nido_SSN | Southern_PGAE_Flow_Battery_174 | Reliability_Capacity_In_Model_Year | 0.5 | Oro Loma_El_Nido_offpeak | Southern_PGAE_Flow_Battery_174 | Operational_New_Capacity_MW | -1
Dos_Amigos_Panoche_offpeak | Southern_PGAE_Li_Battery_8hr_140 | Operational_New_Capacity_MW | -1 | Oro Loma_El_Nido_HSN | Southern_PGAE_Flow_Battery_176 | Reliability_Capacity_In_Model_Year | 1 | Southern_PGAE_Flow_Battery_176 | Oro Loma-El Nido 115kV Line | CAISO_Flow_Battery_8hr_Dispatch | Solar | Oro Loma_El_Nido_HSN | Southern_PGAE_Flow_Battery_176 | Reliability_Capacity_In_Model_Year | 1 | Oro Loma_El_Nido_SSN | Southern_PGAE_Flow_Battery_176 | Reliability_Capacity_In_Model_Year | 0.5 | Oro Loma_El_Nido_offpeak | Southern_PGAE_Flow_Battery_176 | Operational_New_Capacity_MW | -1
Dos_Amigos_Panoche_offpeak | Southern_PGAE_Li_Battery_8hr_151 | Operational_New_Capacity_MW | -1 | Oro Loma_El_Nido_HSN | Northern_California_Li_Battery_4hr_114 | Reliability_Capacity_In_Model_Year | 1 | Northern_California_Li_Battery_4hr_114 | Oro Loma-El Nido 115kV Line | CAISO_Li_Battery_4hr_Dispatch | Solar | Oro Loma_El_Nido_HSN | Northern_California_Li_Battery_4hr_114 | Reliability_Capacity_In_Model_Year | 1 | Oro Loma_El_Nido_SSN | Northern_California_Li_Battery_4hr_114 | Reliability_Capacity_In_Model_Year | 0.5 | Oro Loma_El_Nido_offpeak | Northern_California_Li_Battery_4hr_114 | Operational_New_Capacity_MW | -1
Dos_Amigos_Panoche_offpeak | Southern_PGAE_Li_Battery_8hr_154 | Operational_New_Capacity_MW | -1 | Oro Loma_El_Nido_HSN | Northern_California_Li_Battery_4hr_138 | Reliability_Capacity_In_Model_Year | 1 | Northern_California_Li_Battery_4hr_138 | Oro Loma-El Nido 115kV Line | CAISO_Li_Battery_4hr_Dispatch | Solar | Oro Loma_El_Nido_HSN | Northern_California_Li_Battery_4hr_138 | Reliability_Capacity_In_Model_Year | 1 | Oro Loma_El_Nido_SSN | Northern_California_Li_Battery_4hr_138 | Reliability_Capacity_In_Model_Year | 0.5 | Oro Loma_El_Nido_offpeak | Northern_California_Li_Battery_4hr_138 | Operational_New_Capacity_MW | -1
Dos_Amigos_Panoche_offpeak | Southern_PGAE_Li_Battery_8hr_161 | Operational_New_Capacity_MW | -1 | Oro Loma_El_Nido_HSN | Southern_PGAE_Li_Battery_4hr_140 | Reliability_Capacity_In_Model_Year | 1 | Southern_PGAE_Li_Battery_4hr_140 | Oro Loma-El Nido 115kV Line | CAISO_Li_Battery_4hr_Dispatch | Solar | Oro Loma_El_Nido_HSN | Southern_PGAE_Li_Battery_4hr_140 | Reliability_Capacity_In_Model_Year | 1 | Oro Loma_El_Nido_SSN | Southern_PGAE_Li_Battery_4hr_140 | Reliability_Capacity_In_Model_Year | 0.5 | Oro Loma_El_Nido_offpeak | Southern_PGAE_Li_Battery_4hr_140 | Operational_New_Capacity_MW | -1
Dos_Amigos_Panoche_offpeak | Southern_PGAE_Li_Battery_8hr_162 | Operational_New_Capacity_MW | -1 | Oro Loma_El_Nido_HSN | Southern_PGAE_Li_Battery_4hr_151 | Reliability_Capacity_In_Model_Year | 1 | Southern_PGAE_Li_Battery_4hr_151 | Oro Loma-El Nido 115kV Line | CAISO_Li_Battery_4hr_Dispatch | Solar | Oro Loma_El_Nido_HSN | Southern_PGAE_Li_Battery_4hr_151 | Reliability_Capacity_In_Model_Year | 1 | Oro Loma_El_Nido_SSN | Southern_PGAE_Li_Battery_4hr_151 | Reliability_Capacity_In_Model_Year | 0.5 | Oro Loma_El_Nido_offpeak | Southern_PGAE_Li_Battery_4hr_151 | Operational_New_Capacity_MW | -1
Dos_Amigos_Panoche_offpeak | Southern_PGAE_Li_Battery_8hr_164 | Operational_New_Capacity_MW | -1 | Oro Loma_El_Nido_HSN | Southern_PGAE_Li_Battery_4hr_154 | Reliability_Capacity_In_Model_Year | 1 | Southern_PGAE_Li_Battery_4hr_154 | Oro Loma-El Nido 115kV Line | CAISO_Li_Battery_4hr_Dispatch | Solar | Oro Loma_El_Nido_HSN | Southern_PGAE_Li_Battery_4hr_154 | Reliability_Capacity_In_Model_Year | 1 | Oro Loma_El_Nido_SSN | Southern_PGAE_Li_Battery_4hr_154 | Reliability_Capacity_In_Model_Year | 0.5 | Oro Loma_El_Nido_offpeak | Southern_PGAE_Li_Battery_4hr_154 | Operational_New_Capacity_MW | -1
Dos_Amigos_Panoche_offpeak | Southern_PGAE_Li_Battery_8hr_165 | Operational_New_Capacity_MW | -1 | Oro Loma_El_Nido_HSN | Southern_PGAE_Li_Battery_4hr_161 | Reliability_Capacity_In_Model_Year | 1 | Southern_PGAE_Li_Battery_4hr_161 | Oro Loma-El Nido 115kV Line | CAISO_Li_Battery_4hr_Dispatch | Solar | Oro Loma_El_Nido_HSN | Southern_PGAE_Li_Battery_4hr_161 | Reliability_Capacity_In_Model_Year | 1 | Oro Loma_El_Nido_SSN | Southern_PGAE_Li_Battery_4hr_161 | Reliability_Capacity_In_Model_Year | 0.5 | Oro Loma_El_Nido_offpeak | Southern_PGAE_Li_Battery_4hr_161 | Operational_New_Capacity_MW | -1
Dos_Amigos_Panoche_offpeak | Southern_PGAE_Li_Battery_8hr_168 | Operational_New_Capacity_MW | -1 | Oro Loma_El_Nido_HSN | Southern_PGAE_Li_Battery_4hr_162 | Reliability_Capacity_In_Model_Year | 1 | Southern_PGAE_Li_Battery_4hr_162 | Oro Loma-El Nido 115kV Line | CAISO_Li_Battery_4hr_Dispatch | Solar | Oro Loma_El_Nido_HSN | Southern_PGAE_Li_Battery_4hr_162 | Reliability_Capacity_In_Model_Year | 1 | Oro Loma_El_Nido_SSN | Southern_PGAE_Li_Battery_4hr_162 | Reliability_Capacity_In_Model_Year | 0.5 | Oro Loma_El_Nido_offpeak | Southern_PGAE_Li_Battery_4hr_162 | Operational_New_Capacity_MW | -1
Dos_Amigos_Panoche_offpeak | Southern_PGAE_Li_Battery_8hr_169 | Operational_New_Capacity_MW | -1 | Oro Loma_El_Nido_HSN | Southern_PGAE_Li_Battery_4hr_163 | Reliability_Capacity_In_Model_Year | 1 | Southern_PGAE_Li_Battery_4hr_163 | Oro Loma-El Nido 115kV Line | CAISO_Li_Battery_4hr_Dispatch | Solar | Oro Loma_El_Nido_HSN | Southern_PGAE_Li_Battery_4hr_163 | Reliability_Capacity_In_Model_Year | 1 | Oro Loma_El_Nido_SSN | Southern_PGAE_Li_Battery_4hr_163 | Reliability_Capacity_In_Model_Year | 0.5 | Oro Loma_El_Nido_offpeak | Southern_PGAE_Li_Battery_4hr_163 | Operational_New_Capacity_MW | -1
Dos_Amigos_Panoche_offpeak | Southern_PGAE_Li_Battery_8hr_170 | Operational_New_Capacity_MW | -1 | Oro Loma_El_Nido_HSN | Southern_PGAE_Li_Battery_4hr_164 | Reliability_Capacity_In_Model_Year | 1 | Southern_PGAE_Li_Battery_4hr_164 | Oro Loma-El Nido 115kV Line | CAISO_Li_Battery_4hr_Dispatch | Solar | Oro Loma_El_Nido_HSN | Southern_PGAE_Li_Battery_4hr_164 | Reliability_Capacity_In_Model_Year | 1 | Oro Loma_El_Nido_SSN | Southern_PGAE_Li_Battery_4hr_164 | Reliability_Capacity_In_Model_Year | 0.5 | Oro Loma_El_Nido_offpeak | Southern_PGAE_Li_Battery_4hr_164 | Operational_New_Capacity_MW | -1
Dos_Amigos_Panoche_offpeak | Southern_PGAE_Li_Battery_8hr_174 | Operational_New_Capacity_MW | -1 | Oro Loma_El_Nido_HSN | Southern_PGAE_Li_Battery_4hr_165 | Reliability_Capacity_In_Model_Year | 1 | Southern_PGAE_Li_Battery_4hr_165 | Oro Loma-El Nido 115kV Line | CAISO_Li_Battery_4hr_Dispatch | Solar | Oro Loma_El_Nido_HSN | Southern_PGAE_Li_Battery_4hr_165 | Reliability_Capacity_In_Model_Year | 1 | Oro Loma_El_Nido_SSN | Southern_PGAE_Li_Battery_4hr_165 | Reliability_Capacity_In_Model_Year | 0.5 | Oro Loma_El_Nido_offpeak | Southern_PGAE_Li_Battery_4hr_165 | Operational_New_Capacity_MW | -1
Dos_Amigos_Panoche_offpeak | Southern_PGAE_Li_Battery_8hr_176 | Operational_New_Capacity_MW | -1 | Oro Loma_El_Nido_HSN | Northern_California_Li_Battery_4hr_166 | Reliability_Capacity_In_Model_Year | 1 | Northern_California_Li_Battery_4hr_166 | Oro Loma-El Nido 115kV Line | CAISO_Li_Battery_4hr_Dispatch | Solar | Oro Loma_El_Nido_HSN | Northern_California_Li_Battery_4hr_166 | Reliability_Capacity_In_Model_Year | 1 | Oro Loma_El_Nido_SSN | Northern_California_Li_Battery_4hr_166 | Reliability_Capacity_In_Model_Year | 0.5 | Oro Loma_El_Nido_offpeak | Northern_California_Li_Battery_4hr_166 | Operational_New_Capacity_MW | -1
Dos_Amigos_Panoche_offpeak | Central_Valley_North_Los_Banos_Wind_154 | Operational_New_Capacity_MW | 0.44 | Oro Loma_El_Nido_HSN | Southern_PGAE_Li_Battery_4hr_168 | Reliability_Capacity_In_Model_Year | 1 | Southern_PGAE_Li_Battery_4hr_168 | Oro Loma-El Nido 115kV Line | CAISO_Li_Battery_4hr_Dispatch | Solar | Oro Loma_El_Nido_HSN | Southern_PGAE_Li_Battery_4hr_168 | Reliability_Capacity_In_Model_Year | 1 | Oro Loma_El_Nido_SSN | Southern_PGAE_Li_Battery_4hr_168 | Reliability_Capacity_In_Model_Year | 0.5 | Oro Loma_El_Nido_offpeak | Southern_PGAE_Li_Battery_4hr_168 | Operational_New_Capacity_MW | -1
Dos_Amigos_Panoche_offpeak | Central_Valley_North_Los_Banos_Wind_162 | Operational_New_Capacity_MW | 0.44 | Oro Loma_El_Nido_HSN | Southern_PGAE_Li_Battery_4hr_169 | Reliability_Capacity_In_Model_Year | 1 | Southern_PGAE_Li_Battery_4hr_169 | Oro Loma-El Nido 115kV Line | CAISO_Li_Battery_4hr_Dispatch | Solar | Oro Loma_El_Nido_HSN | Southern_PGAE_Li_Battery_4hr_169 | Reliability_Capacity_In_Model_Year | 1 | Oro Loma_El_Nido_SSN | Southern_PGAE_Li_Battery_4hr_169 | Reliability_Capacity_In_Model_Year | 0.5 | Oro Loma_El_Nido_offpeak | Southern_PGAE_Li_Battery_4hr_169 | Operational_New_Capacity_MW | -1
Dos_Amigos_Panoche_offpeak | Southern_PGAE_Solar_72 | Operational_New_Capacity_MW | 0.79 | Oro Loma_El_Nido_HSN | Southern_PGAE_Li_Battery_4hr_170 | Reliability_Capacity_In_Model_Year | 1 | Southern_PGAE_Li_Battery_4hr_170 | Oro Loma-El Nido 115kV Line | CAISO_Li_Battery_4hr_Dispatch | Solar | Oro Loma_El_Nido_HSN | Southern_PGAE_Li_Battery_4hr_170 | Reliability_Capacity_In_Model_Year | 1 | Oro Loma_El_Nido_SSN | Southern_PGAE_Li_Battery_4hr_170 | Reliability_Capacity_In_Model_Year | 0.5 | Oro Loma_El_Nido_offpeak | Southern_PGAE_Li_Battery_4hr_170 | Operational_New_Capacity_MW | -1
Dos_Amigos_Panoche_offpeak | Southern_PGAE_Solar_124 | Operational_New_Capacity_MW | 0.79 | Oro Loma_El_Nido_HSN | Southern_PGAE_Li_Battery_4hr_174 | Reliability_Capacity_In_Model_Year | 1 | Southern_PGAE_Li_Battery_4hr_174 | Oro Loma-El Nido 115kV Line | CAISO_Li_Battery_4hr_Dispatch | Solar | Oro Loma_El_Nido_HSN | Southern_PGAE_Li_Battery_4hr_174 | Reliability_Capacity_In_Model_Year | 1 | Oro Loma_El_Nido_SSN | Southern_PGAE_Li_Battery_4hr_174 | Reliability_Capacity_In_Model_Year | 0.5 | Oro Loma_El_Nido_offpeak | Southern_PGAE_Li_Battery_4hr_174 | Operational_New_Capacity_MW | -1
Dos_Amigos_Panoche_offpeak | Southern_PGAE_Solar_139 | Operational_New_Capacity_MW | 0.79 | Oro Loma_El_Nido_HSN | Southern_PGAE_Li_Battery_4hr_176 | Reliability_Capacity_In_Model_Year | 1 | Southern_PGAE_Li_Battery_4hr_176 | Oro Loma-El Nido 115kV Line | CAISO_Li_Battery_4hr_Dispatch | Solar | Oro Loma_El_Nido_HSN | Southern_PGAE_Li_Battery_4hr_176 | Reliability_Capacity_In_Model_Year | 1 | Oro Loma_El_Nido_SSN | Southern_PGAE_Li_Battery_4hr_176 | Reliability_Capacity_In_Model_Year | 0.5 | Oro Loma_El_Nido_offpeak | Southern_PGAE_Li_Battery_4hr_176 | Operational_New_Capacity_MW | -1
Dos_Amigos_Panoche_offpeak | Southern_PGAE_Solar_140 | Operational_New_Capacity_MW | 0.79 | Oro Loma_El_Nido_HSN | Northern_California_Li_Battery_8hr_114 | Reliability_Capacity_In_Model_Year | 1 | Northern_California_Li_Battery_8hr_114 | Oro Loma-El Nido 115kV Line | CAISO_Li_Battery_8hr_Dispatch | Solar | Oro Loma_El_Nido_HSN | Northern_California_Li_Battery_8hr_114 | Reliability_Capacity_In_Model_Year | 1 | Oro Loma_El_Nido_SSN | Northern_California_Li_Battery_8hr_114 | Reliability_Capacity_In_Model_Year | 0.5 | Oro Loma_El_Nido_offpeak | Northern_California_Li_Battery_8hr_114 | Operational_New_Capacity_MW | -1
Dos_Amigos_Panoche_offpeak | Southern_PGAE_Solar_151 | Operational_New_Capacity_MW | 0.79 | Oro Loma_El_Nido_HSN | Northern_California_Li_Battery_8hr_138 | Reliability_Capacity_In_Model_Year | 1 | Northern_California_Li_Battery_8hr_138 | Oro Loma-El Nido 115kV Line | CAISO_Li_Battery_8hr_Dispatch | Solar | Oro Loma_El_Nido_HSN | Northern_California_Li_Battery_8hr_138 | Reliability_Capacity_In_Model_Year | 1 | Oro Loma_El_Nido_SSN | Northern_California_Li_Battery_8hr_138 | Reliability_Capacity_In_Model_Year | 0.5 | Oro Loma_El_Nido_offpeak | Northern_California_Li_Battery_8hr_138 | Operational_New_Capacity_MW | -1
Dos_Amigos_Panoche_offpeak | Southern_PGAE_Solar_154 | Operational_New_Capacity_MW | 0.79 | Oro Loma_El_Nido_HSN | Southern_PGAE_Li_Battery_8hr_140 | Reliability_Capacity_In_Model_Year | 1 | Southern_PGAE_Li_Battery_8hr_140 | Oro Loma-El Nido 115kV Line | CAISO_Li_Battery_8hr_Dispatch | Solar | Oro Loma_El_Nido_HSN | Southern_PGAE_Li_Battery_8hr_140 | Reliability_Capacity_In_Model_Year | 1 | Oro Loma_El_Nido_SSN | Southern_PGAE_Li_Battery_8hr_140 | Reliability_Capacity_In_Model_Year | 0.5 | Oro Loma_El_Nido_offpeak | Southern_PGAE_Li_Battery_8hr_140 | Operational_New_Capacity_MW | -1
Dos_Amigos_Panoche_offpeak | Southern_PGAE_Solar_161 | Operational_New_Capacity_MW | 0.79 | Oro Loma_El_Nido_HSN | Southern_PGAE_Li_Battery_8hr_151 | Reliability_Capacity_In_Model_Year | 1 | Southern_PGAE_Li_Battery_8hr_151 | Oro Loma-El Nido 115kV Line | CAISO_Li_Battery_8hr_Dispatch | Solar | Oro Loma_El_Nido_HSN | Southern_PGAE_Li_Battery_8hr_151 | Reliability_Capacity_In_Model_Year | 1 | Oro Loma_El_Nido_SSN | Southern_PGAE_Li_Battery_8hr_151 | Reliability_Capacity_In_Model_Year | 0.5 | Oro Loma_El_Nido_offpeak | Southern_PGAE_Li_Battery_8hr_151 | Operational_New_Capacity_MW | -1
Dos_Amigos_Panoche_offpeak | Southern_PGAE_Solar_162 | Operational_New_Capacity_MW | 0.79 | Oro Loma_El_Nido_HSN | Southern_PGAE_Li_Battery_8hr_154 | Reliability_Capacity_In_Model_Year | 1 | Southern_PGAE_Li_Battery_8hr_154 | Oro Loma-El Nido 115kV Line | CAISO_Li_Battery_8hr_Dispatch | Solar | Oro Loma_El_Nido_HSN | Southern_PGAE_Li_Battery_8hr_154 | Reliability_Capacity_In_Model_Year | 1 | Oro Loma_El_Nido_SSN | Southern_PGAE_Li_Battery_8hr_154 | Reliability_Capacity_In_Model_Year | 0.5 | Oro Loma_El_Nido_offpeak | Southern_PGAE_Li_Battery_8hr_154 | Operational_New_Capacity_MW | -1
Dos_Amigos_Panoche_offpeak | Southern_PGAE_Solar_164 | Operational_New_Capacity_MW | 0.79 | Oro Loma_El_Nido_HSN | Southern_PGAE_Li_Battery_8hr_161 | Reliability_Capacity_In_Model_Year | 1 | Southern_PGAE_Li_Battery_8hr_161 | Oro Loma-El Nido 115kV Line | CAISO_Li_Battery_8hr_Dispatch | Solar | Oro Loma_El_Nido_HSN | Southern_PGAE_Li_Battery_8hr_161 | Reliability_Capacity_In_Model_Year | 1 | Oro Loma_El_Nido_SSN | Southern_PGAE_Li_Battery_8hr_161 | Reliability_Capacity_In_Model_Year | 0.5 | Oro Loma_El_Nido_offpeak | Southern_PGAE_Li_Battery_8hr_161 | Operational_New_Capacity_MW | -1
Dos_Amigos_Panoche_offpeak | Southern_PGAE_Solar_165 | Operational_New_Capacity_MW | 0.79 | Oro Loma_El_Nido_HSN | Southern_PGAE_Li_Battery_8hr_162 | Reliability_Capacity_In_Model_Year | 1 | Southern_PGAE_Li_Battery_8hr_162 | Oro Loma-El Nido 115kV Line | CAISO_Li_Battery_8hr_Dispatch | Solar | Oro Loma_El_Nido_HSN | Southern_PGAE_Li_Battery_8hr_162 | Reliability_Capacity_In_Model_Year | 1 | Oro Loma_El_Nido_SSN | Southern_PGAE_Li_Battery_8hr_162 | Reliability_Capacity_In_Model_Year | 0.5 | Oro Loma_El_Nido_offpeak | Southern_PGAE_Li_Battery_8hr_162 | Operational_New_Capacity_MW | -1
Dos_Amigos_Panoche_offpeak | Southern_PGAE_Solar_168 | Operational_New_Capacity_MW | 0.79 | Oro Loma_El_Nido_HSN | Southern_PGAE_Li_Battery_8hr_163 | Reliability_Capacity_In_Model_Year | 1 | Southern_PGAE_Li_Battery_8hr_163 | Oro Loma-El Nido 115kV Line | CAISO_Li_Battery_8hr_Dispatch | Solar | Oro Loma_El_Nido_HSN | Southern_PGAE_Li_Battery_8hr_163 | Reliability_Capacity_In_Model_Year | 1 | Oro Loma_El_Nido_SSN | Southern_PGAE_Li_Battery_8hr_163 | Reliability_Capacity_In_Model_Year | 0.5 | Oro Loma_El_Nido_offpeak | Southern_PGAE_Li_Battery_8hr_163 | Operational_New_Capacity_MW | -1
Dos_Amigos_Panoche_offpeak | Southern_PGAE_Solar_169 | Operational_New_Capacity_MW | 0.79 | Oro Loma_El_Nido_HSN | Southern_PGAE_Li_Battery_8hr_164 | Reliability_Capacity_In_Model_Year | 1 | Southern_PGAE_Li_Battery_8hr_164 | Oro Loma-El Nido 115kV Line | CAISO_Li_Battery_8hr_Dispatch | Solar | Oro Loma_El_Nido_HSN | Southern_PGAE_Li_Battery_8hr_164 | Reliability_Capacity_In_Model_Year | 1 | Oro Loma_El_Nido_SSN | Southern_PGAE_Li_Battery_8hr_164 | Reliability_Capacity_In_Model_Year | 0.5 | Oro Loma_El_Nido_offpeak | Southern_PGAE_Li_Battery_8hr_164 | Operational_New_Capacity_MW | -1
Dos_Amigos_Panoche_offpeak | Southern_PGAE_Solar_170 | Operational_New_Capacity_MW | 0.79 | Oro Loma_El_Nido_HSN | Southern_PGAE_Li_Battery_8hr_165 | Reliability_Capacity_In_Model_Year | 1 | Southern_PGAE_Li_Battery_8hr_165 | Oro Loma-El Nido 115kV Line | CAISO_Li_Battery_8hr_Dispatch | Solar | Oro Loma_El_Nido_HSN | Southern_PGAE_Li_Battery_8hr_165 | Reliability_Capacity_In_Model_Year | 1 | Oro Loma_El_Nido_SSN | Southern_PGAE_Li_Battery_8hr_165 | Reliability_Capacity_In_Model_Year | 0.5 | Oro Loma_El_Nido_offpeak | Southern_PGAE_Li_Battery_8hr_165 | Operational_New_Capacity_MW | -1
Dos_Amigos_Panoche_offpeak | Southern_PGAE_Solar_174 | Operational_New_Capacity_MW | 0.79 | Oro Loma_El_Nido_HSN | Northern_California_Li_Battery_8hr_166 | Reliability_Capacity_In_Model_Year | 1 | Northern_California_Li_Battery_8hr_166 | Oro Loma-El Nido 115kV Line | CAISO_Li_Battery_8hr_Dispatch | Solar | Oro Loma_El_Nido_HSN | Northern_California_Li_Battery_8hr_166 | Reliability_Capacity_In_Model_Year | 1 | Oro Loma_El_Nido_SSN | Northern_California_Li_Battery_8hr_166 | Reliability_Capacity_In_Model_Year | 0.5 | Oro Loma_El_Nido_offpeak | Northern_California_Li_Battery_8hr_166 | Operational_New_Capacity_MW | -1
Dos_Amigos_Panoche_offpeak | Southern_PGAE_Solar_176 | Operational_New_Capacity_MW | 0.79 | Oro Loma_El_Nido_HSN | Southern_PGAE_Li_Battery_8hr_168 | Reliability_Capacity_In_Model_Year | 1 | Southern_PGAE_Li_Battery_8hr_168 | Oro Loma-El Nido 115kV Line | CAISO_Li_Battery_8hr_Dispatch | Solar | Oro Loma_El_Nido_HSN | Southern_PGAE_Li_Battery_8hr_168 | Reliability_Capacity_In_Model_Year | 1 | Oro Loma_El_Nido_SSN | Southern_PGAE_Li_Battery_8hr_168 | Reliability_Capacity_In_Model_Year | 0.5 | Oro Loma_El_Nido_offpeak | Southern_PGAE_Li_Battery_8hr_168 | Operational_New_Capacity_MW | -1
Dos_Amigos_Panoche_offpeak | Manning_500_group | Operational_New_Capacity_MW | -1.2912 | Oro Loma_El_Nido_HSN | Southern_PGAE_Li_Battery_8hr_169 | Reliability_Capacity_In_Model_Year | 1 | Southern_PGAE_Li_Battery_8hr_169 | Oro Loma-El Nido 115kV Line | CAISO_Li_Battery_8hr_Dispatch | Solar | Oro Loma_El_Nido_HSN | Southern_PGAE_Li_Battery_8hr_169 | Reliability_Capacity_In_Model_Year | 1 | Oro Loma_El_Nido_SSN | Southern_PGAE_Li_Battery_8hr_169 | Reliability_Capacity_In_Model_Year | 0.5 | Oro Loma_El_Nido_offpeak | Southern_PGAE_Li_Battery_8hr_169 | Operational_New_Capacity_MW | -1
Dos_Amigos_Panoche_SSN | Southern_PGAE_Flow_Battery_72 | Reliability_Capacity_In_Model_Year | 0.5 | Oro Loma_El_Nido_HSN | Southern_PGAE_Li_Battery_8hr_170 | Reliability_Capacity_In_Model_Year | 1 | Southern_PGAE_Li_Battery_8hr_170 | Oro Loma-El Nido 115kV Line | CAISO_Li_Battery_8hr_Dispatch | Solar | Oro Loma_El_Nido_HSN | Southern_PGAE_Li_Battery_8hr_170 | Reliability_Capacity_In_Model_Year | 1 | Oro Loma_El_Nido_SSN | Southern_PGAE_Li_Battery_8hr_170 | Reliability_Capacity_In_Model_Year | 0.5 | Oro Loma_El_Nido_offpeak | Southern_PGAE_Li_Battery_8hr_170 | Operational_New_Capacity_MW | -1
Dos_Amigos_Panoche_SSN | Southern_PGAE_Flow_Battery_124 | Reliability_Capacity_In_Model_Year | 0.5 | Oro Loma_El_Nido_HSN | Southern_PGAE_Li_Battery_8hr_174 | Reliability_Capacity_In_Model_Year | 1 | Southern_PGAE_Li_Battery_8hr_174 | Oro Loma-El Nido 115kV Line | CAISO_Li_Battery_8hr_Dispatch | Solar | Oro Loma_El_Nido_HSN | Southern_PGAE_Li_Battery_8hr_174 | Reliability_Capacity_In_Model_Year | 1 | Oro Loma_El_Nido_SSN | Southern_PGAE_Li_Battery_8hr_174 | Reliability_Capacity_In_Model_Year | 0.5 | Oro Loma_El_Nido_offpeak | Southern_PGAE_Li_Battery_8hr_174 | Operational_New_Capacity_MW | -1
Dos_Amigos_Panoche_SSN | Southern_PGAE_Flow_Battery_139 | Reliability_Capacity_In_Model_Year | 0.5 | Oro Loma_El_Nido_HSN | Southern_PGAE_Li_Battery_8hr_176 | Reliability_Capacity_In_Model_Year | 1 | Southern_PGAE_Li_Battery_8hr_176 | Oro Loma-El Nido 115kV Line | CAISO_Li_Battery_8hr_Dispatch | Solar | Oro Loma_El_Nido_HSN | Southern_PGAE_Li_Battery_8hr_176 | Reliability_Capacity_In_Model_Year | 1 | Oro Loma_El_Nido_SSN | Southern_PGAE_Li_Battery_8hr_176 | Reliability_Capacity_In_Model_Year | 0.5 | Oro Loma_El_Nido_offpeak | Southern_PGAE_Li_Battery_8hr_176 | Operational_New_Capacity_MW | -1
Dos_Amigos_Panoche_SSN | Southern_PGAE_Flow_Battery_140 | Reliability_Capacity_In_Model_Year | 0.5 | Oro Loma_El_Nido_HSN | Central_Valley_North_Los_Banos_Wind_154 | Reliability_Capacity_In_Model_Year | 0.665 | Central_Valley_North_Los_Banos_Wind_154 | Oro Loma-El Nido 115kV Line | Central_Valley_North_Los_Banos_Wind | Solar | Oro Loma_El_Nido_HSN | Central_Valley_North_Los_Banos_Wind_154 | Reliability_Capacity_In_Model_Year | 0.665 | Oro Loma_El_Nido_SSN | Central_Valley_North_Los_Banos_Wind_154 | Reliability_Capacity_In_Model_Year | 0.163 | Oro Loma_El_Nido_offpeak | Central_Valley_North_Los_Banos_Wind_154 | Operational_New_Capacity_MW | 0.44
Dos_Amigos_Panoche_SSN | Southern_PGAE_Flow_Battery_151 | Reliability_Capacity_In_Model_Year | 0.5 | Oro Loma_El_Nido_HSN | Central_Valley_North_Los_Banos_Wind_162 | Reliability_Capacity_In_Model_Year | 0.665 | Central_Valley_North_Los_Banos_Wind_162 | Oro Loma-El Nido 115kV Line | Central_Valley_North_Los_Banos_Wind | Solar | Oro Loma_El_Nido_HSN | Central_Valley_North_Los_Banos_Wind_162 | Reliability_Capacity_In_Model_Year | 0.665 | Oro Loma_El_Nido_SSN | Central_Valley_North_Los_Banos_Wind_162 | Reliability_Capacity_In_Model_Year | 0.163 | Oro Loma_El_Nido_offpeak | Central_Valley_North_Los_Banos_Wind_162 | Operational_New_Capacity_MW | 0.44
Dos_Amigos_Panoche_SSN | Southern_PGAE_Flow_Battery_154 | Reliability_Capacity_In_Model_Year | 0.5 | Oro Loma_El_Nido_HSN | Northern_California_Solar_114 | Reliability_Capacity_In_Model_Year | 0.1 | Northern_California_Solar_114 | Oro Loma-El Nido 115kV Line | Northern_California_Solar | Solar | Oro Loma_El_Nido_HSN | Northern_California_Solar_114 | Reliability_Capacity_In_Model_Year | 0.1 | Oro Loma_El_Nido_SSN | Northern_California_Solar_114 | Reliability_Capacity_In_Model_Year | 0.556 | Oro Loma_El_Nido_offpeak | Northern_California_Solar_114 | Operational_New_Capacity_MW | 0.79
Dos_Amigos_Panoche_SSN | Southern_PGAE_Flow_Battery_161 | Reliability_Capacity_In_Model_Year | 0.5 | Oro Loma_El_Nido_HSN | Northern_California_Solar_138 | Reliability_Capacity_In_Model_Year | 0.1 | Northern_California_Solar_138 | Oro Loma-El Nido 115kV Line | Northern_California_Solar | Solar | Oro Loma_El_Nido_HSN | Northern_California_Solar_138 | Reliability_Capacity_In_Model_Year | 0.1 | Oro Loma_El_Nido_SSN | Northern_California_Solar_138 | Reliability_Capacity_In_Model_Year | 0.556 | Oro Loma_El_Nido_offpeak | Northern_California_Solar_138 | Operational_New_Capacity_MW | 0.79
Dos_Amigos_Panoche_SSN | Southern_PGAE_Flow_Battery_162 | Reliability_Capacity_In_Model_Year | 0.5 | Oro Loma_El_Nido_HSN | Northern_California_Solar_166 | Reliability_Capacity_In_Model_Year | 0.1 | Northern_California_Solar_166 | Oro Loma-El Nido 115kV Line | Northern_California_Solar | Solar | Oro Loma_El_Nido_HSN | Northern_California_Solar_166 | Reliability_Capacity_In_Model_Year | 0.1 | Oro Loma_El_Nido_SSN | Northern_California_Solar_166 | Reliability_Capacity_In_Model_Year | 0.556 | Oro Loma_El_Nido_offpeak | Northern_California_Solar_166 | Operational_New_Capacity_MW | 0.79
Dos_Amigos_Panoche_SSN | Southern_PGAE_Flow_Battery_164 | Reliability_Capacity_In_Model_Year | 0.5 | Oro Loma_El_Nido_HSN | Southern_PGAE_Solar_140 | Reliability_Capacity_In_Model_Year | 0.1 | Southern_PGAE_Solar_140 | Oro Loma-El Nido 115kV Line | Southern_PGAE_Solar | Solar | Oro Loma_El_Nido_HSN | Southern_PGAE_Solar_140 | Reliability_Capacity_In_Model_Year | 0.1 | Oro Loma_El_Nido_SSN | Southern_PGAE_Solar_140 | Reliability_Capacity_In_Model_Year | 0.556 | Oro Loma_El_Nido_offpeak | Southern_PGAE_Solar_140 | Operational_New_Capacity_MW | 0.79
Dos_Amigos_Panoche_SSN | Southern_PGAE_Flow_Battery_165 | Reliability_Capacity_In_Model_Year | 0.5 | Oro Loma_El_Nido_HSN | Southern_PGAE_Solar_151 | Reliability_Capacity_In_Model_Year | 0.1 | Southern_PGAE_Solar_151 | Oro Loma-El Nido 115kV Line | Southern_PGAE_Solar | Solar | Oro Loma_El_Nido_HSN | Southern_PGAE_Solar_151 | Reliability_Capacity_In_Model_Year | 0.1 | Oro Loma_El_Nido_SSN | Southern_PGAE_Solar_151 | Reliability_Capacity_In_Model_Year | 0.556 | Oro Loma_El_Nido_offpeak | Southern_PGAE_Solar_151 | Operational_New_Capacity_MW | 0.79
Dos_Amigos_Panoche_SSN | Southern_PGAE_Flow_Battery_168 | Reliability_Capacity_In_Model_Year | 0.5 | Oro Loma_El_Nido_HSN | Southern_PGAE_Solar_154 | Reliability_Capacity_In_Model_Year | 0.1 | Southern_PGAE_Solar_154 | Oro Loma-El Nido 115kV Line | Southern_PGAE_Solar | Solar | Oro Loma_El_Nido_HSN | Southern_PGAE_Solar_154 | Reliability_Capacity_In_Model_Year | 0.1 | Oro Loma_El_Nido_SSN | Southern_PGAE_Solar_154 | Reliability_Capacity_In_Model_Year | 0.556 | Oro Loma_El_Nido_offpeak | Southern_PGAE_Solar_154 | Operational_New_Capacity_MW | 0.79
Dos_Amigos_Panoche_SSN | Southern_PGAE_Flow_Battery_169 | Reliability_Capacity_In_Model_Year | 0.5 | Oro Loma_El_Nido_HSN | Southern_PGAE_Solar_161 | Reliability_Capacity_In_Model_Year | 0.1 | Southern_PGAE_Solar_161 | Oro Loma-El Nido 115kV Line | Southern_PGAE_Solar | Solar | Oro Loma_El_Nido_HSN | Southern_PGAE_Solar_161 | Reliability_Capacity_In_Model_Year | 0.1 | Oro Loma_El_Nido_SSN | Southern_PGAE_Solar_161 | Reliability_Capacity_In_Model_Year | 0.556 | Oro Loma_El_Nido_offpeak | Southern_PGAE_Solar_161 | Operational_New_Capacity_MW | 0.79
Dos_Amigos_Panoche_SSN | Southern_PGAE_Flow_Battery_170 | Reliability_Capacity_In_Model_Year | 0.5 | Oro Loma_El_Nido_HSN | Southern_PGAE_Solar_162 | Reliability_Capacity_In_Model_Year | 0.1 | Southern_PGAE_Solar_162 | Oro Loma-El Nido 115kV Line | Southern_PGAE_Solar | Solar | Oro Loma_El_Nido_HSN | Southern_PGAE_Solar_162 | Reliability_Capacity_In_Model_Year | 0.1 | Oro Loma_El_Nido_SSN | Southern_PGAE_Solar_162 | Reliability_Capacity_In_Model_Year | 0.556 | Oro Loma_El_Nido_offpeak | Southern_PGAE_Solar_162 | Operational_New_Capacity_MW | 0.79
Dos_Amigos_Panoche_SSN | Southern_PGAE_Flow_Battery_174 | Reliability_Capacity_In_Model_Year | 0.5 | Oro Loma_El_Nido_HSN | Southern_PGAE_Solar_163 | Reliability_Capacity_In_Model_Year | 0.1 | Southern_PGAE_Solar_163 | Oro Loma-El Nido 115kV Line | Southern_PGAE_Solar | Solar | Oro Loma_El_Nido_HSN | Southern_PGAE_Solar_163 | Reliability_Capacity_In_Model_Year | 0.1 | Oro Loma_El_Nido_SSN | Southern_PGAE_Solar_163 | Reliability_Capacity_In_Model_Year | 0.556 | Oro Loma_El_Nido_offpeak | Southern_PGAE_Solar_163 | Operational_New_Capacity_MW | 0.79
Dos_Amigos_Panoche_SSN | Southern_PGAE_Flow_Battery_176 | Reliability_Capacity_In_Model_Year | 0.5 | Oro Loma_El_Nido_HSN | Southern_PGAE_Solar_164 | Reliability_Capacity_In_Model_Year | 0.1 | Southern_PGAE_Solar_164 | Oro Loma-El Nido 115kV Line | Southern_PGAE_Solar | Solar | Oro Loma_El_Nido_HSN | Southern_PGAE_Solar_164 | Reliability_Capacity_In_Model_Year | 0.1 | Oro Loma_El_Nido_SSN | Southern_PGAE_Solar_164 | Reliability_Capacity_In_Model_Year | 0.556 | Oro Loma_El_Nido_offpeak | Southern_PGAE_Solar_164 | Operational_New_Capacity_MW | 0.79
Dos_Amigos_Panoche_SSN | Southern_PGAE_Li_Battery_4hr_72 | Reliability_Capacity_In_Model_Year | 0.5 | Oro Loma_El_Nido_HSN | Southern_PGAE_Solar_165 | Reliability_Capacity_In_Model_Year | 0.1 | Southern_PGAE_Solar_165 | Oro Loma-El Nido 115kV Line | Southern_PGAE_Solar | Solar | Oro Loma_El_Nido_HSN | Southern_PGAE_Solar_165 | Reliability_Capacity_In_Model_Year | 0.1 | Oro Loma_El_Nido_SSN | Southern_PGAE_Solar_165 | Reliability_Capacity_In_Model_Year | 0.556 | Oro Loma_El_Nido_offpeak | Southern_PGAE_Solar_165 | Operational_New_Capacity_MW | 0.79
Dos_Amigos_Panoche_SSN | Southern_PGAE_Li_Battery_4hr_124 | Reliability_Capacity_In_Model_Year | 0.5 | Oro Loma_El_Nido_HSN | Southern_PGAE_Solar_168 | Reliability_Capacity_In_Model_Year | 0.1 | Southern_PGAE_Solar_168 | Oro Loma-El Nido 115kV Line | Southern_PGAE_Solar | Solar | Oro Loma_El_Nido_HSN | Southern_PGAE_Solar_168 | Reliability_Capacity_In_Model_Year | 0.1 | Oro Loma_El_Nido_SSN | Southern_PGAE_Solar_168 | Reliability_Capacity_In_Model_Year | 0.556 | Oro Loma_El_Nido_offpeak | Southern_PGAE_Solar_168 | Operational_New_Capacity_MW | 0.79
Dos_Amigos_Panoche_SSN | Southern_PGAE_Li_Battery_4hr_139 | Reliability_Capacity_In_Model_Year | 0.5 | Oro Loma_El_Nido_HSN | Southern_PGAE_Solar_169 | Reliability_Capacity_In_Model_Year | 0.1 | Southern_PGAE_Solar_169 | Oro Loma-El Nido 115kV Line | Southern_PGAE_Solar | Solar | Oro Loma_El_Nido_HSN | Southern_PGAE_Solar_169 | Reliability_Capacity_In_Model_Year | 0.1 | Oro Loma_El_Nido_SSN | Southern_PGAE_Solar_169 | Reliability_Capacity_In_Model_Year | 0.556 | Oro Loma_El_Nido_offpeak | Southern_PGAE_Solar_169 | Operational_New_Capacity_MW | 0.79
Dos_Amigos_Panoche_SSN | Southern_PGAE_Li_Battery_4hr_140 | Reliability_Capacity_In_Model_Year | 0.5 | Oro Loma_El_Nido_HSN | Southern_PGAE_Solar_170 | Reliability_Capacity_In_Model_Year | 0.1 | Southern_PGAE_Solar_170 | Oro Loma-El Nido 115kV Line | Southern_PGAE_Solar | Solar | Oro Loma_El_Nido_HSN | Southern_PGAE_Solar_170 | Reliability_Capacity_In_Model_Year | 0.1 | Oro Loma_El_Nido_SSN | Southern_PGAE_Solar_170 | Reliability_Capacity_In_Model_Year | 0.556 | Oro Loma_El_Nido_offpeak | Southern_PGAE_Solar_170 | Operational_New_Capacity_MW | 0.79
Dos_Amigos_Panoche_SSN | Southern_PGAE_Li_Battery_4hr_151 | Reliability_Capacity_In_Model_Year | 0.5 | Oro Loma_El_Nido_HSN | Southern_PGAE_Solar_174 | Reliability_Capacity_In_Model_Year | 0.1 | Southern_PGAE_Solar_174 | Oro Loma-El Nido 115kV Line | Southern_PGAE_Solar | Solar | Oro Loma_El_Nido_HSN | Southern_PGAE_Solar_174 | Reliability_Capacity_In_Model_Year | 0.1 | Oro Loma_El_Nido_SSN | Southern_PGAE_Solar_174 | Reliability_Capacity_In_Model_Year | 0.556 | Oro Loma_El_Nido_offpeak | Southern_PGAE_Solar_174 | Operational_New_Capacity_MW | 0.79
Dos_Amigos_Panoche_SSN | Southern_PGAE_Li_Battery_4hr_154 | Reliability_Capacity_In_Model_Year | 0.5 | Oro Loma_El_Nido_HSN | Southern_PGAE_Solar_176 | Reliability_Capacity_In_Model_Year | 0.1 | Southern_PGAE_Solar_176 | Oro Loma-El Nido 115kV Line | Southern_PGAE_Solar | Solar | Oro Loma_El_Nido_HSN | Southern_PGAE_Solar_176 | Reliability_Capacity_In_Model_Year | 0.1 | Oro Loma_El_Nido_SSN | Southern_PGAE_Solar_176 | Reliability_Capacity_In_Model_Year | 0.556 | Oro Loma_El_Nido_offpeak | Southern_PGAE_Solar_176 | Operational_New_Capacity_MW | 0.79
Dos_Amigos_Panoche_SSN | Southern_PGAE_Li_Battery_4hr_161 | Reliability_Capacity_In_Model_Year | 0.5 | Panoche_Mendota_HSN | Southern_PGAE_Flow_Battery_22 | Reliability_Capacity_In_Model_Year | 1 | Southern_PGAE_Flow_Battery_22 | Panoche- Mendota 115 kV line | CAISO_Flow_Battery_8hr_Dispatch | Solar | Panoche_Mendota_HSN | Southern_PGAE_Flow_Battery_22 | Reliability_Capacity_In_Model_Year | 1 | Panoche_Mendota_SSN | Southern_PGAE_Flow_Battery_22 | Reliability_Capacity_In_Model_Year | 0.5 | Panoche_Mendota_offpeak | Southern_PGAE_Flow_Battery_22 | Operational_New_Capacity_MW | -1
Dos_Amigos_Panoche_SSN | Southern_PGAE_Li_Battery_4hr_162 | Reliability_Capacity_In_Model_Year | 0.5 | Panoche_Mendota_HSN | Southern_PGAE_Flow_Battery_109 | Reliability_Capacity_In_Model_Year | 1 | Southern_PGAE_Flow_Battery_109 | Panoche- Mendota 115 kV line | CAISO_Flow_Battery_8hr_Dispatch | Solar | Panoche_Mendota_HSN | Southern_PGAE_Flow_Battery_109 | Reliability_Capacity_In_Model_Year | 1 | Panoche_Mendota_SSN | Southern_PGAE_Flow_Battery_109 | Reliability_Capacity_In_Model_Year | 0.5 | Panoche_Mendota_offpeak | Southern_PGAE_Flow_Battery_109 | Operational_New_Capacity_MW | -1
Dos_Amigos_Panoche_SSN | Southern_PGAE_Li_Battery_4hr_164 | Reliability_Capacity_In_Model_Year | 0.5 | Panoche_Mendota_HSN | Southern_PGAE_Flow_Battery_117 | Reliability_Capacity_In_Model_Year | 1 | Southern_PGAE_Flow_Battery_117 | Panoche- Mendota 115 kV line | CAISO_Flow_Battery_8hr_Dispatch | Solar | Panoche_Mendota_HSN | Southern_PGAE_Flow_Battery_117 | Reliability_Capacity_In_Model_Year | 1 | Panoche_Mendota_SSN | Southern_PGAE_Flow_Battery_117 | Reliability_Capacity_In_Model_Year | 0.5 | Panoche_Mendota_offpeak | Southern_PGAE_Flow_Battery_117 | Operational_New_Capacity_MW | -1
Dos_Amigos_Panoche_SSN | Southern_PGAE_Li_Battery_4hr_165 | Reliability_Capacity_In_Model_Year | 0.5 | Panoche_Mendota_HSN | Southern_PGAE_Flow_Battery_139 | Reliability_Capacity_In_Model_Year | 1 | Southern_PGAE_Flow_Battery_139 | Panoche- Mendota 115 kV line | CAISO_Flow_Battery_8hr_Dispatch | Solar | Panoche_Mendota_HSN | Southern_PGAE_Flow_Battery_139 | Reliability_Capacity_In_Model_Year | 1 | Panoche_Mendota_SSN | Southern_PGAE_Flow_Battery_139 | Reliability_Capacity_In_Model_Year | 0.5 | Panoche_Mendota_offpeak | Southern_PGAE_Flow_Battery_139 | Operational_New_Capacity_MW | -1
Dos_Amigos_Panoche_SSN | Southern_PGAE_Li_Battery_4hr_168 | Reliability_Capacity_In_Model_Year | 0.5 | Panoche_Mendota_HSN | Southern_PGAE_Flow_Battery_151 | Reliability_Capacity_In_Model_Year | 1 | Southern_PGAE_Flow_Battery_151 | Panoche- Mendota 115 kV line | CAISO_Flow_Battery_8hr_Dispatch | Solar | Panoche_Mendota_HSN | Southern_PGAE_Flow_Battery_151 | Reliability_Capacity_In_Model_Year | 1 | Panoche_Mendota_SSN | Southern_PGAE_Flow_Battery_151 | Reliability_Capacity_In_Model_Year | 0.5 | Panoche_Mendota_offpeak | Southern_PGAE_Flow_Battery_151 | Operational_New_Capacity_MW | -1
Dos_Amigos_Panoche_SSN | Southern_PGAE_Li_Battery_4hr_169 | Reliability_Capacity_In_Model_Year | 0.5 | Panoche_Mendota_HSN | Southern_PGAE_Flow_Battery_154 | Reliability_Capacity_In_Model_Year | 1 | Southern_PGAE_Flow_Battery_154 | Panoche- Mendota 115 kV line | CAISO_Flow_Battery_8hr_Dispatch | Solar | Panoche_Mendota_HSN | Southern_PGAE_Flow_Battery_154 | Reliability_Capacity_In_Model_Year | 1 | Panoche_Mendota_SSN | Southern_PGAE_Flow_Battery_154 | Reliability_Capacity_In_Model_Year | 0.5 | Panoche_Mendota_offpeak | Southern_PGAE_Flow_Battery_154 | Operational_New_Capacity_MW | -1
Dos_Amigos_Panoche_SSN | Southern_PGAE_Li_Battery_4hr_170 | Reliability_Capacity_In_Model_Year | 0.5 | Panoche_Mendota_HSN | Southern_PGAE_Flow_Battery_161 | Reliability_Capacity_In_Model_Year | 1 | Southern_PGAE_Flow_Battery_161 | Panoche- Mendota 115 kV line | CAISO_Flow_Battery_8hr_Dispatch | Solar | Panoche_Mendota_HSN | Southern_PGAE_Flow_Battery_161 | Reliability_Capacity_In_Model_Year | 1 | Panoche_Mendota_SSN | Southern_PGAE_Flow_Battery_161 | Reliability_Capacity_In_Model_Year | 0.5 | Panoche_Mendota_offpeak | Southern_PGAE_Flow_Battery_161 | Operational_New_Capacity_MW | -1
Dos_Amigos_Panoche_SSN | Southern_PGAE_Li_Battery_4hr_174 | Reliability_Capacity_In_Model_Year | 0.5 | Panoche_Mendota_HSN | Southern_PGAE_Flow_Battery_162 | Reliability_Capacity_In_Model_Year | 1 | Southern_PGAE_Flow_Battery_162 | Panoche- Mendota 115 kV line | CAISO_Flow_Battery_8hr_Dispatch | Solar | Panoche_Mendota_HSN | Southern_PGAE_Flow_Battery_162 | Reliability_Capacity_In_Model_Year | 1 | Panoche_Mendota_SSN | Southern_PGAE_Flow_Battery_162 | Reliability_Capacity_In_Model_Year | 0.5 | Panoche_Mendota_offpeak | Southern_PGAE_Flow_Battery_162 | Operational_New_Capacity_MW | -1
Dos_Amigos_Panoche_SSN | Southern_PGAE_Li_Battery_4hr_176 | Reliability_Capacity_In_Model_Year | 0.5 | Panoche_Mendota_HSN | Southern_PGAE_Flow_Battery_163 | Reliability_Capacity_In_Model_Year | 1 | Southern_PGAE_Flow_Battery_163 | Panoche- Mendota 115 kV line | CAISO_Flow_Battery_8hr_Dispatch | Solar | Panoche_Mendota_HSN | Southern_PGAE_Flow_Battery_163 | Reliability_Capacity_In_Model_Year | 1 | Panoche_Mendota_SSN | Southern_PGAE_Flow_Battery_163 | Reliability_Capacity_In_Model_Year | 0.5 | Panoche_Mendota_offpeak | Southern_PGAE_Flow_Battery_163 | Operational_New_Capacity_MW | -1
Dos_Amigos_Panoche_SSN | Southern_PGAE_Li_Battery_8hr_72 | Reliability_Capacity_In_Model_Year | 0.5 | Panoche_Mendota_HSN | Southern_PGAE_Flow_Battery_164 | Reliability_Capacity_In_Model_Year | 1 | Southern_PGAE_Flow_Battery_164 | Panoche- Mendota 115 kV line | CAISO_Flow_Battery_8hr_Dispatch | Solar | Panoche_Mendota_HSN | Southern_PGAE_Flow_Battery_164 | Reliability_Capacity_In_Model_Year | 1 | Panoche_Mendota_SSN | Southern_PGAE_Flow_Battery_164 | Reliability_Capacity_In_Model_Year | 0.5 | Panoche_Mendota_offpeak | Southern_PGAE_Flow_Battery_164 | Operational_New_Capacity_MW | -1
Dos_Amigos_Panoche_SSN | Southern_PGAE_Li_Battery_8hr_124 | Reliability_Capacity_In_Model_Year | 0.5 | Panoche_Mendota_HSN | Southern_PGAE_Flow_Battery_165 | Reliability_Capacity_In_Model_Year | 1 | Southern_PGAE_Flow_Battery_165 | Panoche- Mendota 115 kV line | CAISO_Flow_Battery_8hr_Dispatch | Solar | Panoche_Mendota_HSN | Southern_PGAE_Flow_Battery_165 | Reliability_Capacity_In_Model_Year | 1 | Panoche_Mendota_SSN | Southern_PGAE_Flow_Battery_165 | Reliability_Capacity_In_Model_Year | 0.5 | Panoche_Mendota_offpeak | Southern_PGAE_Flow_Battery_165 | Operational_New_Capacity_MW | -1
Dos_Amigos_Panoche_SSN | Southern_PGAE_Li_Battery_8hr_139 | Reliability_Capacity_In_Model_Year | 0.5 | Panoche_Mendota_HSN | Northern_California_Flow_Battery_166 | Reliability_Capacity_In_Model_Year | 1 | Northern_California_Flow_Battery_166 | Panoche- Mendota 115 kV line | CAISO_Flow_Battery_8hr_Dispatch | Solar | Panoche_Mendota_HSN | Northern_California_Flow_Battery_166 | Reliability_Capacity_In_Model_Year | 1 | Panoche_Mendota_SSN | Northern_California_Flow_Battery_166 | Reliability_Capacity_In_Model_Year | 0.5 | Panoche_Mendota_offpeak | Northern_California_Flow_Battery_166 | Operational_New_Capacity_MW | -1
Dos_Amigos_Panoche_SSN | Southern_PGAE_Li_Battery_8hr_140 | Reliability_Capacity_In_Model_Year | 0.5 | Panoche_Mendota_HSN | Southern_PGAE_Flow_Battery_168 | Reliability_Capacity_In_Model_Year | 1 | Southern_PGAE_Flow_Battery_168 | Panoche- Mendota 115 kV line | CAISO_Flow_Battery_8hr_Dispatch | Solar | Panoche_Mendota_HSN | Southern_PGAE_Flow_Battery_168 | Reliability_Capacity_In_Model_Year | 1 | Panoche_Mendota_SSN | Southern_PGAE_Flow_Battery_168 | Reliability_Capacity_In_Model_Year | 0.5 | Panoche_Mendota_offpeak | Southern_PGAE_Flow_Battery_168 | Operational_New_Capacity_MW | -1
Dos_Amigos_Panoche_SSN | Southern_PGAE_Li_Battery_8hr_151 | Reliability_Capacity_In_Model_Year | 0.5 | Panoche_Mendota_HSN | Southern_PGAE_Flow_Battery_169 | Reliability_Capacity_In_Model_Year | 1 | Southern_PGAE_Flow_Battery_169 | Panoche- Mendota 115 kV line | CAISO_Flow_Battery_8hr_Dispatch | Solar | Panoche_Mendota_HSN | Southern_PGAE_Flow_Battery_169 | Reliability_Capacity_In_Model_Year | 1 | Panoche_Mendota_SSN | Southern_PGAE_Flow_Battery_169 | Reliability_Capacity_In_Model_Year | 0.5 | Panoche_Mendota_offpeak | Southern_PGAE_Flow_Battery_169 | Operational_New_Capacity_MW | -1
Dos_Amigos_Panoche_SSN | Southern_PGAE_Li_Battery_8hr_154 | Reliability_Capacity_In_Model_Year | 0.5 | Panoche_Mendota_HSN | Southern_PGAE_Flow_Battery_170 | Reliability_Capacity_In_Model_Year | 1 | Southern_PGAE_Flow_Battery_170 | Panoche- Mendota 115 kV line | CAISO_Flow_Battery_8hr_Dispatch | Solar | Panoche_Mendota_HSN | Southern_PGAE_Flow_Battery_170 | Reliability_Capacity_In_Model_Year | 1 | Panoche_Mendota_SSN | Southern_PGAE_Flow_Battery_170 | Reliability_Capacity_In_Model_Year | 0.5 | Panoche_Mendota_offpeak | Southern_PGAE_Flow_Battery_170 | Operational_New_Capacity_MW | -1
Dos_Amigos_Panoche_SSN | Southern_PGAE_Li_Battery_8hr_161 | Reliability_Capacity_In_Model_Year | 0.5 | Panoche_Mendota_HSN | Southern_PGAE_Flow_Battery_174 | Reliability_Capacity_In_Model_Year | 1 | Southern_PGAE_Flow_Battery_174 | Panoche- Mendota 115 kV line | CAISO_Flow_Battery_8hr_Dispatch | Solar | Panoche_Mendota_HSN | Southern_PGAE_Flow_Battery_174 | Reliability_Capacity_In_Model_Year | 1 | Panoche_Mendota_SSN | Southern_PGAE_Flow_Battery_174 | Reliability_Capacity_In_Model_Year | 0.5 | Panoche_Mendota_offpeak | Southern_PGAE_Flow_Battery_174 | Operational_New_Capacity_MW | -1
Dos_Amigos_Panoche_SSN | Southern_PGAE_Li_Battery_8hr_162 | Reliability_Capacity_In_Model_Year | 0.5 | Panoche_Mendota_HSN | Southern_PGAE_Flow_Battery_176 | Reliability_Capacity_In_Model_Year | 1 | Southern_PGAE_Flow_Battery_176 | Panoche- Mendota 115 kV line | CAISO_Flow_Battery_8hr_Dispatch | Solar | Panoche_Mendota_HSN | Southern_PGAE_Flow_Battery_176 | Reliability_Capacity_In_Model_Year | 1 | Panoche_Mendota_SSN | Southern_PGAE_Flow_Battery_176 | Reliability_Capacity_In_Model_Year | 0.5 | Panoche_Mendota_offpeak | Southern_PGAE_Flow_Battery_176 | Operational_New_Capacity_MW | -1
Dos_Amigos_Panoche_SSN | Southern_PGAE_Li_Battery_8hr_164 | Reliability_Capacity_In_Model_Year | 0.5 | Panoche_Mendota_HSN | Southern_PGAE_Li_Battery_4hr_22 | Reliability_Capacity_In_Model_Year | 1 | Southern_PGAE_Li_Battery_4hr_22 | Panoche- Mendota 115 kV line | CAISO_Li_Battery_4hr_Dispatch | Solar | Panoche_Mendota_HSN | Southern_PGAE_Li_Battery_4hr_22 | Reliability_Capacity_In_Model_Year | 1 | Panoche_Mendota_SSN | Southern_PGAE_Li_Battery_4hr_22 | Reliability_Capacity_In_Model_Year | 0.5 | Panoche_Mendota_offpeak | Southern_PGAE_Li_Battery_4hr_22 | Operational_New_Capacity_MW | -1
Dos_Amigos_Panoche_SSN | Southern_PGAE_Li_Battery_8hr_165 | Reliability_Capacity_In_Model_Year | 0.5 | Panoche_Mendota_HSN | Southern_PGAE_Li_Battery_4hr_109 | Reliability_Capacity_In_Model_Year | 1 | Southern_PGAE_Li_Battery_4hr_109 | Panoche- Mendota 115 kV line | CAISO_Li_Battery_4hr_Dispatch | Solar | Panoche_Mendota_HSN | Southern_PGAE_Li_Battery_4hr_109 | Reliability_Capacity_In_Model_Year | 1 | Panoche_Mendota_SSN | Southern_PGAE_Li_Battery_4hr_109 | Reliability_Capacity_In_Model_Year | 0.5 | Panoche_Mendota_offpeak | Southern_PGAE_Li_Battery_4hr_109 | Operational_New_Capacity_MW | -1
Dos_Amigos_Panoche_SSN | Southern_PGAE_Li_Battery_8hr_168 | Reliability_Capacity_In_Model_Year | 0.5 | Panoche_Mendota_HSN | Southern_PGAE_Li_Battery_4hr_117 | Reliability_Capacity_In_Model_Year | 1 | Southern_PGAE_Li_Battery_4hr_117 | Panoche- Mendota 115 kV line | CAISO_Li_Battery_4hr_Dispatch | Solar | Panoche_Mendota_HSN | Southern_PGAE_Li_Battery_4hr_117 | Reliability_Capacity_In_Model_Year | 1 | Panoche_Mendota_SSN | Southern_PGAE_Li_Battery_4hr_117 | Reliability_Capacity_In_Model_Year | 0.5 | Panoche_Mendota_offpeak | Southern_PGAE_Li_Battery_4hr_117 | Operational_New_Capacity_MW | -1
Dos_Amigos_Panoche_SSN | Southern_PGAE_Li_Battery_8hr_169 | Reliability_Capacity_In_Model_Year | 0.5 | Panoche_Mendota_HSN | Southern_PGAE_Li_Battery_4hr_139 | Reliability_Capacity_In_Model_Year | 1 | Southern_PGAE_Li_Battery_4hr_139 | Panoche- Mendota 115 kV line | CAISO_Li_Battery_4hr_Dispatch | Solar | Panoche_Mendota_HSN | Southern_PGAE_Li_Battery_4hr_139 | Reliability_Capacity_In_Model_Year | 1 | Panoche_Mendota_SSN | Southern_PGAE_Li_Battery_4hr_139 | Reliability_Capacity_In_Model_Year | 0.5 | Panoche_Mendota_offpeak | Southern_PGAE_Li_Battery_4hr_139 | Operational_New_Capacity_MW | -1
Dos_Amigos_Panoche_SSN | Southern_PGAE_Li_Battery_8hr_170 | Reliability_Capacity_In_Model_Year | 0.5 | Panoche_Mendota_HSN | Southern_PGAE_Li_Battery_4hr_151 | Reliability_Capacity_In_Model_Year | 1 | Southern_PGAE_Li_Battery_4hr_151 | Panoche- Mendota 115 kV line | CAISO_Li_Battery_4hr_Dispatch | Solar | Panoche_Mendota_HSN | Southern_PGAE_Li_Battery_4hr_151 | Reliability_Capacity_In_Model_Year | 1 | Panoche_Mendota_SSN | Southern_PGAE_Li_Battery_4hr_151 | Reliability_Capacity_In_Model_Year | 0.5 | Panoche_Mendota_offpeak | Southern_PGAE_Li_Battery_4hr_151 | Operational_New_Capacity_MW | -1
Dos_Amigos_Panoche_SSN | Southern_PGAE_Li_Battery_8hr_174 | Reliability_Capacity_In_Model_Year | 0.5 | Panoche_Mendota_HSN | Southern_PGAE_Li_Battery_4hr_154 | Reliability_Capacity_In_Model_Year | 1 | Southern_PGAE_Li_Battery_4hr_154 | Panoche- Mendota 115 kV line | CAISO_Li_Battery_4hr_Dispatch | Solar | Panoche_Mendota_HSN | Southern_PGAE_Li_Battery_4hr_154 | Reliability_Capacity_In_Model_Year | 1 | Panoche_Mendota_SSN | Southern_PGAE_Li_Battery_4hr_154 | Reliability_Capacity_In_Model_Year | 0.5 | Panoche_Mendota_offpeak | Southern_PGAE_Li_Battery_4hr_154 | Operational_New_Capacity_MW | -1
Dos_Amigos_Panoche_SSN | Southern_PGAE_Li_Battery_8hr_176 | Reliability_Capacity_In_Model_Year | 0.5 | Panoche_Mendota_HSN | Southern_PGAE_Li_Battery_4hr_161 | Reliability_Capacity_In_Model_Year | 1 | Southern_PGAE_Li_Battery_4hr_161 | Panoche- Mendota 115 kV line | CAISO_Li_Battery_4hr_Dispatch | Solar | Panoche_Mendota_HSN | Southern_PGAE_Li_Battery_4hr_161 | Reliability_Capacity_In_Model_Year | 1 | Panoche_Mendota_SSN | Southern_PGAE_Li_Battery_4hr_161 | Reliability_Capacity_In_Model_Year | 0.5 | Panoche_Mendota_offpeak | Southern_PGAE_Li_Battery_4hr_161 | Operational_New_Capacity_MW | -1
Dos_Amigos_Panoche_SSN | Central_Valley_North_Los_Banos_Wind_154 | Reliability_Capacity_In_Model_Year | 0.163 | Panoche_Mendota_HSN | Southern_PGAE_Li_Battery_4hr_162 | Reliability_Capacity_In_Model_Year | 1 | Southern_PGAE_Li_Battery_4hr_162 | Panoche- Mendota 115 kV line | CAISO_Li_Battery_4hr_Dispatch | Solar | Panoche_Mendota_HSN | Southern_PGAE_Li_Battery_4hr_162 | Reliability_Capacity_In_Model_Year | 1 | Panoche_Mendota_SSN | Southern_PGAE_Li_Battery_4hr_162 | Reliability_Capacity_In_Model_Year | 0.5 | Panoche_Mendota_offpeak | Southern_PGAE_Li_Battery_4hr_162 | Operational_New_Capacity_MW | -1
Dos_Amigos_Panoche_SSN | Central_Valley_North_Los_Banos_Wind_162 | Reliability_Capacity_In_Model_Year | 0.163 | Panoche_Mendota_HSN | Southern_PGAE_Li_Battery_4hr_163 | Reliability_Capacity_In_Model_Year | 1 | Southern_PGAE_Li_Battery_4hr_163 | Panoche- Mendota 115 kV line | CAISO_Li_Battery_4hr_Dispatch | Solar | Panoche_Mendota_HSN | Southern_PGAE_Li_Battery_4hr_163 | Reliability_Capacity_In_Model_Year | 1 | Panoche_Mendota_SSN | Southern_PGAE_Li_Battery_4hr_163 | Reliability_Capacity_In_Model_Year | 0.5 | Panoche_Mendota_offpeak | Southern_PGAE_Li_Battery_4hr_163 | Operational_New_Capacity_MW | -1
Dos_Amigos_Panoche_SSN | Southern_PGAE_Solar_72 | Reliability_Capacity_In_Model_Year | 0.556 | Panoche_Mendota_HSN | Southern_PGAE_Li_Battery_4hr_164 | Reliability_Capacity_In_Model_Year | 1 | Southern_PGAE_Li_Battery_4hr_164 | Panoche- Mendota 115 kV line | CAISO_Li_Battery_4hr_Dispatch | Solar | Panoche_Mendota_HSN | Southern_PGAE_Li_Battery_4hr_164 | Reliability_Capacity_In_Model_Year | 1 | Panoche_Mendota_SSN | Southern_PGAE_Li_Battery_4hr_164 | Reliability_Capacity_In_Model_Year | 0.5 | Panoche_Mendota_offpeak | Southern_PGAE_Li_Battery_4hr_164 | Operational_New_Capacity_MW | -1
Dos_Amigos_Panoche_SSN | Southern_PGAE_Solar_124 | Reliability_Capacity_In_Model_Year | 0.556 | Panoche_Mendota_HSN | Southern_PGAE_Li_Battery_4hr_165 | Reliability_Capacity_In_Model_Year | 1 | Southern_PGAE_Li_Battery_4hr_165 | Panoche- Mendota 115 kV line | CAISO_Li_Battery_4hr_Dispatch | Solar | Panoche_Mendota_HSN | Southern_PGAE_Li_Battery_4hr_165 | Reliability_Capacity_In_Model_Year | 1 | Panoche_Mendota_SSN | Southern_PGAE_Li_Battery_4hr_165 | Reliability_Capacity_In_Model_Year | 0.5 | Panoche_Mendota_offpeak | Southern_PGAE_Li_Battery_4hr_165 | Operational_New_Capacity_MW | -1
Dos_Amigos_Panoche_SSN | Southern_PGAE_Solar_139 | Reliability_Capacity_In_Model_Year | 0.556 | Panoche_Mendota_HSN | Northern_California_Li_Battery_4hr_166 | Reliability_Capacity_In_Model_Year | 1 | Northern_California_Li_Battery_4hr_166 | Panoche- Mendota 115 kV line | CAISO_Li_Battery_4hr_Dispatch | Solar | Panoche_Mendota_HSN | Northern_California_Li_Battery_4hr_166 | Reliability_Capacity_In_Model_Year | 1 | Panoche_Mendota_SSN | Northern_California_Li_Battery_4hr_166 | Reliability_Capacity_In_Model_Year | 0.5 | Panoche_Mendota_offpeak | Northern_California_Li_Battery_4hr_166 | Operational_New_Capacity_MW | -1
Dos_Amigos_Panoche_SSN | Southern_PGAE_Solar_140 | Reliability_Capacity_In_Model_Year | 0.556 | Panoche_Mendota_HSN | Southern_PGAE_Li_Battery_4hr_168 | Reliability_Capacity_In_Model_Year | 1 | Southern_PGAE_Li_Battery_4hr_168 | Panoche- Mendota 115 kV line | CAISO_Li_Battery_4hr_Dispatch | Solar | Panoche_Mendota_HSN | Southern_PGAE_Li_Battery_4hr_168 | Reliability_Capacity_In_Model_Year | 1 | Panoche_Mendota_SSN | Southern_PGAE_Li_Battery_4hr_168 | Reliability_Capacity_In_Model_Year | 0.5 | Panoche_Mendota_offpeak | Southern_PGAE_Li_Battery_4hr_168 | Operational_New_Capacity_MW | -1
Dos_Amigos_Panoche_SSN | Southern_PGAE_Solar_151 | Reliability_Capacity_In_Model_Year | 0.556 | Panoche_Mendota_HSN | Southern_PGAE_Li_Battery_4hr_169 | Reliability_Capacity_In_Model_Year | 1 | Southern_PGAE_Li_Battery_4hr_169 | Panoche- Mendota 115 kV line | CAISO_Li_Battery_4hr_Dispatch | Solar | Panoche_Mendota_HSN | Southern_PGAE_Li_Battery_4hr_169 | Reliability_Capacity_In_Model_Year | 1 | Panoche_Mendota_SSN | Southern_PGAE_Li_Battery_4hr_169 | Reliability_Capacity_In_Model_Year | 0.5 | Panoche_Mendota_offpeak | Southern_PGAE_Li_Battery_4hr_169 | Operational_New_Capacity_MW | -1
Dos_Amigos_Panoche_SSN | Southern_PGAE_Solar_154 | Reliability_Capacity_In_Model_Year | 0.556 | Panoche_Mendota_HSN | Southern_PGAE_Li_Battery_4hr_170 | Reliability_Capacity_In_Model_Year | 1 | Southern_PGAE_Li_Battery_4hr_170 | Panoche- Mendota 115 kV line | CAISO_Li_Battery_4hr_Dispatch | Solar | Panoche_Mendota_HSN | Southern_PGAE_Li_Battery_4hr_170 | Reliability_Capacity_In_Model_Year | 1 | Panoche_Mendota_SSN | Southern_PGAE_Li_Battery_4hr_170 | Reliability_Capacity_In_Model_Year | 0.5 | Panoche_Mendota_offpeak | Southern_PGAE_Li_Battery_4hr_170 | Operational_New_Capacity_MW | -1
Dos_Amigos_Panoche_SSN | Southern_PGAE_Solar_161 | Reliability_Capacity_In_Model_Year | 0.556 | Panoche_Mendota_HSN | Southern_PGAE_Li_Battery_4hr_174 | Reliability_Capacity_In_Model_Year | 1 | Southern_PGAE_Li_Battery_4hr_174 | Panoche- Mendota 115 kV line | CAISO_Li_Battery_4hr_Dispatch | Solar | Panoche_Mendota_HSN | Southern_PGAE_Li_Battery_4hr_174 | Reliability_Capacity_In_Model_Year | 1 | Panoche_Mendota_SSN | Southern_PGAE_Li_Battery_4hr_174 | Reliability_Capacity_In_Model_Year | 0.5 | Panoche_Mendota_offpeak | Southern_PGAE_Li_Battery_4hr_174 | Operational_New_Capacity_MW | -1
Dos_Amigos_Panoche_SSN | Southern_PGAE_Solar_162 | Reliability_Capacity_In_Model_Year | 0.556 | Panoche_Mendota_HSN | Southern_PGAE_Li_Battery_4hr_176 | Reliability_Capacity_In_Model_Year | 1 | Southern_PGAE_Li_Battery_4hr_176 | Panoche- Mendota 115 kV line | CAISO_Li_Battery_4hr_Dispatch | Solar | Panoche_Mendota_HSN | Southern_PGAE_Li_Battery_4hr_176 | Reliability_Capacity_In_Model_Year | 1 | Panoche_Mendota_SSN | Southern_PGAE_Li_Battery_4hr_176 | Reliability_Capacity_In_Model_Year | 0.5 | Panoche_Mendota_offpeak | Southern_PGAE_Li_Battery_4hr_176 | Operational_New_Capacity_MW | -1
Dos_Amigos_Panoche_SSN | Southern_PGAE_Solar_164 | Reliability_Capacity_In_Model_Year | 0.556 | Panoche_Mendota_HSN | Southern_PGAE_Li_Battery_8hr_22 | Reliability_Capacity_In_Model_Year | 1 | Southern_PGAE_Li_Battery_8hr_22 | Panoche- Mendota 115 kV line | CAISO_Li_Battery_8hr_Dispatch | Solar | Panoche_Mendota_HSN | Southern_PGAE_Li_Battery_8hr_22 | Reliability_Capacity_In_Model_Year | 1 | Panoche_Mendota_SSN | Southern_PGAE_Li_Battery_8hr_22 | Reliability_Capacity_In_Model_Year | 0.5 | Panoche_Mendota_offpeak | Southern_PGAE_Li_Battery_8hr_22 | Operational_New_Capacity_MW | -1
Dos_Amigos_Panoche_SSN | Southern_PGAE_Solar_165 | Reliability_Capacity_In_Model_Year | 0.556 | Panoche_Mendota_HSN | Southern_PGAE_Li_Battery_8hr_109 | Reliability_Capacity_In_Model_Year | 1 | Southern_PGAE_Li_Battery_8hr_109 | Panoche- Mendota 115 kV line | CAISO_Li_Battery_8hr_Dispatch | Solar | Panoche_Mendota_HSN | Southern_PGAE_Li_Battery_8hr_109 | Reliability_Capacity_In_Model_Year | 1 | Panoche_Mendota_SSN | Southern_PGAE_Li_Battery_8hr_109 | Reliability_Capacity_In_Model_Year | 0.5 | Panoche_Mendota_offpeak | Southern_PGAE_Li_Battery_8hr_109 | Operational_New_Capacity_MW | -1
Dos_Amigos_Panoche_SSN | Southern_PGAE_Solar_168 | Reliability_Capacity_In_Model_Year | 0.556 | Panoche_Mendota_HSN | Southern_PGAE_Li_Battery_8hr_117 | Reliability_Capacity_In_Model_Year | 1 | Southern_PGAE_Li_Battery_8hr_117 | Panoche- Mendota 115 kV line | CAISO_Li_Battery_8hr_Dispatch | Solar | Panoche_Mendota_HSN | Southern_PGAE_Li_Battery_8hr_117 | Reliability_Capacity_In_Model_Year | 1 | Panoche_Mendota_SSN | Southern_PGAE_Li_Battery_8hr_117 | Reliability_Capacity_In_Model_Year | 0.5 | Panoche_Mendota_offpeak | Southern_PGAE_Li_Battery_8hr_117 | Operational_New_Capacity_MW | -1
Dos_Amigos_Panoche_SSN | Southern_PGAE_Solar_169 | Reliability_Capacity_In_Model_Year | 0.556 | Panoche_Mendota_HSN | Southern_PGAE_Li_Battery_8hr_139 | Reliability_Capacity_In_Model_Year | 1 | Southern_PGAE_Li_Battery_8hr_139 | Panoche- Mendota 115 kV line | CAISO_Li_Battery_8hr_Dispatch | Solar | Panoche_Mendota_HSN | Southern_PGAE_Li_Battery_8hr_139 | Reliability_Capacity_In_Model_Year | 1 | Panoche_Mendota_SSN | Southern_PGAE_Li_Battery_8hr_139 | Reliability_Capacity_In_Model_Year | 0.5 | Panoche_Mendota_offpeak | Southern_PGAE_Li_Battery_8hr_139 | Operational_New_Capacity_MW | -1
Dos_Amigos_Panoche_SSN | Southern_PGAE_Solar_170 | Reliability_Capacity_In_Model_Year | 0.556 | Panoche_Mendota_HSN | Southern_PGAE_Li_Battery_8hr_151 | Reliability_Capacity_In_Model_Year | 1 | Southern_PGAE_Li_Battery_8hr_151 | Panoche- Mendota 115 kV line | CAISO_Li_Battery_8hr_Dispatch | Solar | Panoche_Mendota_HSN | Southern_PGAE_Li_Battery_8hr_151 | Reliability_Capacity_In_Model_Year | 1 | Panoche_Mendota_SSN | Southern_PGAE_Li_Battery_8hr_151 | Reliability_Capacity_In_Model_Year | 0.5 | Panoche_Mendota_offpeak | Southern_PGAE_Li_Battery_8hr_151 | Operational_New_Capacity_MW | -1
Dos_Amigos_Panoche_SSN | Southern_PGAE_Solar_174 | Reliability_Capacity_In_Model_Year | 0.556 | Panoche_Mendota_HSN | Southern_PGAE_Li_Battery_8hr_154 | Reliability_Capacity_In_Model_Year | 1 | Southern_PGAE_Li_Battery_8hr_154 | Panoche- Mendota 115 kV line | CAISO_Li_Battery_8hr_Dispatch | Solar | Panoche_Mendota_HSN | Southern_PGAE_Li_Battery_8hr_154 | Reliability_Capacity_In_Model_Year | 1 | Panoche_Mendota_SSN | Southern_PGAE_Li_Battery_8hr_154 | Reliability_Capacity_In_Model_Year | 0.5 | Panoche_Mendota_offpeak | Southern_PGAE_Li_Battery_8hr_154 | Operational_New_Capacity_MW | -1
Dos_Amigos_Panoche_SSN | Southern_PGAE_Solar_176 | Reliability_Capacity_In_Model_Year | 0.556 | Panoche_Mendota_HSN | Southern_PGAE_Li_Battery_8hr_161 | Reliability_Capacity_In_Model_Year | 1 | Southern_PGAE_Li_Battery_8hr_161 | Panoche- Mendota 115 kV line | CAISO_Li_Battery_8hr_Dispatch | Solar | Panoche_Mendota_HSN | Southern_PGAE_Li_Battery_8hr_161 | Reliability_Capacity_In_Model_Year | 1 | Panoche_Mendota_SSN | Southern_PGAE_Li_Battery_8hr_161 | Reliability_Capacity_In_Model_Year | 0.5 | Panoche_Mendota_offpeak | Southern_PGAE_Li_Battery_8hr_161 | Operational_New_Capacity_MW | -1
Dos_Amigos_Panoche_SSN | Manning_500_group | Operational_New_Capacity_MW | -1.2912 | Panoche_Mendota_HSN | Southern_PGAE_Li_Battery_8hr_162 | Reliability_Capacity_In_Model_Year | 1 | Southern_PGAE_Li_Battery_8hr_162 | Panoche- Mendota 115 kV line | CAISO_Li_Battery_8hr_Dispatch | Solar | Panoche_Mendota_HSN | Southern_PGAE_Li_Battery_8hr_162 | Reliability_Capacity_In_Model_Year | 1 | Panoche_Mendota_SSN | Southern_PGAE_Li_Battery_8hr_162 | Reliability_Capacity_In_Model_Year | 0.5 | Panoche_Mendota_offpeak | Southern_PGAE_Li_Battery_8hr_162 | Operational_New_Capacity_MW | -1
Dumbarton_Newark_HSN | Northern_California_Flow_Battery_44 | Reliability_Capacity_In_Model_Year | 1 | Panoche_Mendota_HSN | Southern_PGAE_Li_Battery_8hr_163 | Reliability_Capacity_In_Model_Year | 1 | Southern_PGAE_Li_Battery_8hr_163 | Panoche- Mendota 115 kV line | CAISO_Li_Battery_8hr_Dispatch | Solar | Panoche_Mendota_HSN | Southern_PGAE_Li_Battery_8hr_163 | Reliability_Capacity_In_Model_Year | 1 | Panoche_Mendota_SSN | Southern_PGAE_Li_Battery_8hr_163 | Reliability_Capacity_In_Model_Year | 0.5 | Panoche_Mendota_offpeak | Southern_PGAE_Li_Battery_8hr_163 | Operational_New_Capacity_MW | -1
Dumbarton_Newark_HSN | Northern_California_Flow_Battery_121 | Reliability_Capacity_In_Model_Year | 1 | Panoche_Mendota_HSN | Southern_PGAE_Li_Battery_8hr_164 | Reliability_Capacity_In_Model_Year | 1 | Southern_PGAE_Li_Battery_8hr_164 | Panoche- Mendota 115 kV line | CAISO_Li_Battery_8hr_Dispatch | Solar | Panoche_Mendota_HSN | Southern_PGAE_Li_Battery_8hr_164 | Reliability_Capacity_In_Model_Year | 1 | Panoche_Mendota_SSN | Southern_PGAE_Li_Battery_8hr_164 | Reliability_Capacity_In_Model_Year | 0.5 | Panoche_Mendota_offpeak | Southern_PGAE_Li_Battery_8hr_164 | Operational_New_Capacity_MW | -1
Dumbarton_Newark_HSN | Northern_California_Li_Battery_4hr_44 | Reliability_Capacity_In_Model_Year | 1 | Panoche_Mendota_HSN | Southern_PGAE_Li_Battery_8hr_165 | Reliability_Capacity_In_Model_Year | 1 | Southern_PGAE_Li_Battery_8hr_165 | Panoche- Mendota 115 kV line | CAISO_Li_Battery_8hr_Dispatch | Solar | Panoche_Mendota_HSN | Southern_PGAE_Li_Battery_8hr_165 | Reliability_Capacity_In_Model_Year | 1 | Panoche_Mendota_SSN | Southern_PGAE_Li_Battery_8hr_165 | Reliability_Capacity_In_Model_Year | 0.5 | Panoche_Mendota_offpeak | Southern_PGAE_Li_Battery_8hr_165 | Operational_New_Capacity_MW | -1
Dumbarton_Newark_HSN | Northern_California_Li_Battery_4hr_121 | Reliability_Capacity_In_Model_Year | 1 | Panoche_Mendota_HSN | Northern_California_Li_Battery_8hr_166 | Reliability_Capacity_In_Model_Year | 1 | Northern_California_Li_Battery_8hr_166 | Panoche- Mendota 115 kV line | CAISO_Li_Battery_8hr_Dispatch | Solar | Panoche_Mendota_HSN | Northern_California_Li_Battery_8hr_166 | Reliability_Capacity_In_Model_Year | 1 | Panoche_Mendota_SSN | Northern_California_Li_Battery_8hr_166 | Reliability_Capacity_In_Model_Year | 0.5 | Panoche_Mendota_offpeak | Northern_California_Li_Battery_8hr_166 | Operational_New_Capacity_MW | -1
Dumbarton_Newark_HSN | Northern_California_Li_Battery_8hr_44 | Reliability_Capacity_In_Model_Year | 1 | Panoche_Mendota_HSN | Southern_PGAE_Li_Battery_8hr_168 | Reliability_Capacity_In_Model_Year | 1 | Southern_PGAE_Li_Battery_8hr_168 | Panoche- Mendota 115 kV line | CAISO_Li_Battery_8hr_Dispatch | Solar | Panoche_Mendota_HSN | Southern_PGAE_Li_Battery_8hr_168 | Reliability_Capacity_In_Model_Year | 1 | Panoche_Mendota_SSN | Southern_PGAE_Li_Battery_8hr_168 | Reliability_Capacity_In_Model_Year | 0.5 | Panoche_Mendota_offpeak | Southern_PGAE_Li_Battery_8hr_168 | Operational_New_Capacity_MW | -1
Dumbarton_Newark_HSN | Northern_California_Li_Battery_8hr_121 | Reliability_Capacity_In_Model_Year | 1 | Panoche_Mendota_HSN | Southern_PGAE_Li_Battery_8hr_169 | Reliability_Capacity_In_Model_Year | 1 | Southern_PGAE_Li_Battery_8hr_169 | Panoche- Mendota 115 kV line | CAISO_Li_Battery_8hr_Dispatch | Solar | Panoche_Mendota_HSN | Southern_PGAE_Li_Battery_8hr_169 | Reliability_Capacity_In_Model_Year | 1 | Panoche_Mendota_SSN | Southern_PGAE_Li_Battery_8hr_169 | Reliability_Capacity_In_Model_Year | 0.5 | Panoche_Mendota_offpeak | Southern_PGAE_Li_Battery_8hr_169 | Operational_New_Capacity_MW | -1
Dumbarton_Newark_HSN | Northern_California_Solar_44 | Reliability_Capacity_In_Model_Year | 0.1 | Panoche_Mendota_HSN | Southern_PGAE_Li_Battery_8hr_170 | Reliability_Capacity_In_Model_Year | 1 | Southern_PGAE_Li_Battery_8hr_170 | Panoche- Mendota 115 kV line | CAISO_Li_Battery_8hr_Dispatch | Solar | Panoche_Mendota_HSN | Southern_PGAE_Li_Battery_8hr_170 | Reliability_Capacity_In_Model_Year | 1 | Panoche_Mendota_SSN | Southern_PGAE_Li_Battery_8hr_170 | Reliability_Capacity_In_Model_Year | 0.5 | Panoche_Mendota_offpeak | Southern_PGAE_Li_Battery_8hr_170 | Operational_New_Capacity_MW | -1
Dumbarton_Newark_HSN | Northern_California_Solar_121 | Reliability_Capacity_In_Model_Year | 0.1 | Panoche_Mendota_HSN | Southern_PGAE_Li_Battery_8hr_174 | Reliability_Capacity_In_Model_Year | 1 | Southern_PGAE_Li_Battery_8hr_174 | Panoche- Mendota 115 kV line | CAISO_Li_Battery_8hr_Dispatch | Solar | Panoche_Mendota_HSN | Southern_PGAE_Li_Battery_8hr_174 | Reliability_Capacity_In_Model_Year | 1 | Panoche_Mendota_SSN | Southern_PGAE_Li_Battery_8hr_174 | Reliability_Capacity_In_Model_Year | 0.5 | Panoche_Mendota_offpeak | Southern_PGAE_Li_Battery_8hr_174 | Operational_New_Capacity_MW | -1
Dumbarton_Newark_HSN | Collinsville_500_group | Operational_New_Capacity_MW | -1 | Panoche_Mendota_HSN | Southern_PGAE_Li_Battery_8hr_176 | Reliability_Capacity_In_Model_Year | 1 | Southern_PGAE_Li_Battery_8hr_176 | Panoche- Mendota 115 kV line | CAISO_Li_Battery_8hr_Dispatch | Solar | Panoche_Mendota_HSN | Southern_PGAE_Li_Battery_8hr_176 | Reliability_Capacity_In_Model_Year | 1 | Panoche_Mendota_SSN | Southern_PGAE_Li_Battery_8hr_176 | Reliability_Capacity_In_Model_Year | 0.5 | Panoche_Mendota_offpeak | Southern_PGAE_Li_Battery_8hr_176 | Operational_New_Capacity_MW | -1
Dumbarton_Newark_offpeak | Northern_California_Flow_Battery_44 | Operational_New_Capacity_MW | -1 | Panoche_Mendota_HSN | Central_Valley_North_Los_Banos_Wind_154 | Reliability_Capacity_In_Model_Year | 0.665 | Central_Valley_North_Los_Banos_Wind_154 | Panoche- Mendota 115 kV line | Central_Valley_North_Los_Banos_Wind | Solar | Panoche_Mendota_HSN | Central_Valley_North_Los_Banos_Wind_154 | Reliability_Capacity_In_Model_Year | 0.665 | Panoche_Mendota_SSN | Central_Valley_North_Los_Banos_Wind_154 | Reliability_Capacity_In_Model_Year | 0.163 | Panoche_Mendota_offpeak | Central_Valley_North_Los_Banos_Wind_154 | Operational_New_Capacity_MW | 0.44
Dumbarton_Newark_offpeak | Northern_California_Flow_Battery_121 | Operational_New_Capacity_MW | -1 | Panoche_Mendota_HSN | Central_Valley_North_Los_Banos_Wind_162 | Reliability_Capacity_In_Model_Year | 0.665 | Central_Valley_North_Los_Banos_Wind_162 | Panoche- Mendota 115 kV line | Central_Valley_North_Los_Banos_Wind | Solar | Panoche_Mendota_HSN | Central_Valley_North_Los_Banos_Wind_162 | Reliability_Capacity_In_Model_Year | 0.665 | Panoche_Mendota_SSN | Central_Valley_North_Los_Banos_Wind_162 | Reliability_Capacity_In_Model_Year | 0.163 | Panoche_Mendota_offpeak | Central_Valley_North_Los_Banos_Wind_162 | Operational_New_Capacity_MW | 0.44
Dumbarton_Newark_offpeak | Northern_California_Li_Battery_4hr_44 | Operational_New_Capacity_MW | -1 | Panoche_Mendota_HSN | Northern_California_Solar_166 | Reliability_Capacity_In_Model_Year | 0.1 | Northern_California_Solar_166 | Panoche- Mendota 115 kV line | Northern_California_Solar | Solar | Panoche_Mendota_HSN | Northern_California_Solar_166 | Reliability_Capacity_In_Model_Year | 0.1 | Panoche_Mendota_SSN | Northern_California_Solar_166 | Reliability_Capacity_In_Model_Year | 0.556 | Panoche_Mendota_offpeak | Northern_California_Solar_166 | Operational_New_Capacity_MW | 0.79
Dumbarton_Newark_offpeak | Northern_California_Li_Battery_4hr_121 | Operational_New_Capacity_MW | -1 | Panoche_Mendota_HSN | Southern_PGAE_Solar_22 | Reliability_Capacity_In_Model_Year | 0.1 | Southern_PGAE_Solar_22 | Panoche- Mendota 115 kV line | Southern_PGAE_Solar | Solar | Panoche_Mendota_HSN | Southern_PGAE_Solar_22 | Reliability_Capacity_In_Model_Year | 0.1 | Panoche_Mendota_SSN | Southern_PGAE_Solar_22 | Reliability_Capacity_In_Model_Year | 0.556 | Panoche_Mendota_offpeak | Southern_PGAE_Solar_22 | Operational_New_Capacity_MW | 0.79
Dumbarton_Newark_offpeak | Northern_California_Li_Battery_8hr_44 | Operational_New_Capacity_MW | -1 | Panoche_Mendota_HSN | Southern_PGAE_Solar_109 | Reliability_Capacity_In_Model_Year | 0.1 | Southern_PGAE_Solar_109 | Panoche- Mendota 115 kV line | Southern_PGAE_Solar | Solar | Panoche_Mendota_HSN | Southern_PGAE_Solar_109 | Reliability_Capacity_In_Model_Year | 0.1 | Panoche_Mendota_SSN | Southern_PGAE_Solar_109 | Reliability_Capacity_In_Model_Year | 0.556 | Panoche_Mendota_offpeak | Southern_PGAE_Solar_109 | Operational_New_Capacity_MW | 0.79
Dumbarton_Newark_offpeak | Northern_California_Li_Battery_8hr_121 | Operational_New_Capacity_MW | -1 | Panoche_Mendota_HSN | Southern_PGAE_Solar_117 | Reliability_Capacity_In_Model_Year | 0.1 | Southern_PGAE_Solar_117 | Panoche- Mendota 115 kV line | Southern_PGAE_Solar | Solar | Panoche_Mendota_HSN | Southern_PGAE_Solar_117 | Reliability_Capacity_In_Model_Year | 0.1 | Panoche_Mendota_SSN | Southern_PGAE_Solar_117 | Reliability_Capacity_In_Model_Year | 0.556 | Panoche_Mendota_offpeak | Southern_PGAE_Solar_117 | Operational_New_Capacity_MW | 0.79
Dumbarton_Newark_offpeak | Northern_California_Solar_44 | Operational_New_Capacity_MW | 0.68 | Panoche_Mendota_HSN | Southern_PGAE_Solar_139 | Reliability_Capacity_In_Model_Year | 0.1 | Southern_PGAE_Solar_139 | Panoche- Mendota 115 kV line | Southern_PGAE_Solar | Solar | Panoche_Mendota_HSN | Southern_PGAE_Solar_139 | Reliability_Capacity_In_Model_Year | 0.1 | Panoche_Mendota_SSN | Southern_PGAE_Solar_139 | Reliability_Capacity_In_Model_Year | 0.556 | Panoche_Mendota_offpeak | Southern_PGAE_Solar_139 | Operational_New_Capacity_MW | 0.79
Dumbarton_Newark_offpeak | Northern_California_Solar_121 | Operational_New_Capacity_MW | 0.68 | Panoche_Mendota_HSN | Southern_PGAE_Solar_151 | Reliability_Capacity_In_Model_Year | 0.1 | Southern_PGAE_Solar_151 | Panoche- Mendota 115 kV line | Southern_PGAE_Solar | Solar | Panoche_Mendota_HSN | Southern_PGAE_Solar_151 | Reliability_Capacity_In_Model_Year | 0.1 | Panoche_Mendota_SSN | Southern_PGAE_Solar_151 | Reliability_Capacity_In_Model_Year | 0.556 | Panoche_Mendota_offpeak | Southern_PGAE_Solar_151 | Operational_New_Capacity_MW | 0.79
Dumbarton_Newark_offpeak | Collinsville_500_group | Operational_New_Capacity_MW | -1 | Panoche_Mendota_HSN | Southern_PGAE_Solar_154 | Reliability_Capacity_In_Model_Year | 0.1 | Southern_PGAE_Solar_154 | Panoche- Mendota 115 kV line | Southern_PGAE_Solar | Solar | Panoche_Mendota_HSN | Southern_PGAE_Solar_154 | Reliability_Capacity_In_Model_Year | 0.1 | Panoche_Mendota_SSN | Southern_PGAE_Solar_154 | Reliability_Capacity_In_Model_Year | 0.556 | Panoche_Mendota_offpeak | Southern_PGAE_Solar_154 | Operational_New_Capacity_MW | 0.79
Dumbarton_Newark_SSN | Northern_California_Flow_Battery_44 | Reliability_Capacity_In_Model_Year | 0.5 | Panoche_Mendota_HSN | Southern_PGAE_Solar_161 | Reliability_Capacity_In_Model_Year | 0.1 | Southern_PGAE_Solar_161 | Panoche- Mendota 115 kV line | Southern_PGAE_Solar | Solar | Panoche_Mendota_HSN | Southern_PGAE_Solar_161 | Reliability_Capacity_In_Model_Year | 0.1 | Panoche_Mendota_SSN | Southern_PGAE_Solar_161 | Reliability_Capacity_In_Model_Year | 0.556 | Panoche_Mendota_offpeak | Southern_PGAE_Solar_161 | Operational_New_Capacity_MW | 0.79
Dumbarton_Newark_SSN | Northern_California_Flow_Battery_121 | Reliability_Capacity_In_Model_Year | 0.5 | Panoche_Mendota_HSN | Southern_PGAE_Solar_162 | Reliability_Capacity_In_Model_Year | 0.1 | Southern_PGAE_Solar_162 | Panoche- Mendota 115 kV line | Southern_PGAE_Solar | Solar | Panoche_Mendota_HSN | Southern_PGAE_Solar_162 | Reliability_Capacity_In_Model_Year | 0.1 | Panoche_Mendota_SSN | Southern_PGAE_Solar_162 | Reliability_Capacity_In_Model_Year | 0.556 | Panoche_Mendota_offpeak | Southern_PGAE_Solar_162 | Operational_New_Capacity_MW | 0.79
Dumbarton_Newark_SSN | Northern_California_Li_Battery_4hr_44 | Reliability_Capacity_In_Model_Year | 0.5 | Panoche_Mendota_HSN | Southern_PGAE_Solar_163 | Reliability_Capacity_In_Model_Year | 0.1 | Southern_PGAE_Solar_163 | Panoche- Mendota 115 kV line | Southern_PGAE_Solar | Solar | Panoche_Mendota_HSN | Southern_PGAE_Solar_163 | Reliability_Capacity_In_Model_Year | 0.1 | Panoche_Mendota_SSN | Southern_PGAE_Solar_163 | Reliability_Capacity_In_Model_Year | 0.556 | Panoche_Mendota_offpeak | Southern_PGAE_Solar_163 | Operational_New_Capacity_MW | 0.79
Dumbarton_Newark_SSN | Northern_California_Li_Battery_4hr_121 | Reliability_Capacity_In_Model_Year | 0.5 | Panoche_Mendota_HSN | Southern_PGAE_Solar_164 | Reliability_Capacity_In_Model_Year | 0.1 | Southern_PGAE_Solar_164 | Panoche- Mendota 115 kV line | Southern_PGAE_Solar | Solar | Panoche_Mendota_HSN | Southern_PGAE_Solar_164 | Reliability_Capacity_In_Model_Year | 0.1 | Panoche_Mendota_SSN | Southern_PGAE_Solar_164 | Reliability_Capacity_In_Model_Year | 0.556 | Panoche_Mendota_offpeak | Southern_PGAE_Solar_164 | Operational_New_Capacity_MW | 0.79
Dumbarton_Newark_SSN | Northern_California_Li_Battery_8hr_44 | Reliability_Capacity_In_Model_Year | 0.5 | Panoche_Mendota_HSN | Southern_PGAE_Solar_165 | Reliability_Capacity_In_Model_Year | 0.1 | Southern_PGAE_Solar_165 | Panoche- Mendota 115 kV line | Southern_PGAE_Solar | Solar | Panoche_Mendota_HSN | Southern_PGAE_Solar_165 | Reliability_Capacity_In_Model_Year | 0.1 | Panoche_Mendota_SSN | Southern_PGAE_Solar_165 | Reliability_Capacity_In_Model_Year | 0.556 | Panoche_Mendota_offpeak | Southern_PGAE_Solar_165 | Operational_New_Capacity_MW | 0.79
Dumbarton_Newark_SSN | Northern_California_Li_Battery_8hr_121 | Reliability_Capacity_In_Model_Year | 0.5 | Panoche_Mendota_HSN | Southern_PGAE_Solar_168 | Reliability_Capacity_In_Model_Year | 0.1 | Southern_PGAE_Solar_168 | Panoche- Mendota 115 kV line | Southern_PGAE_Solar | Solar | Panoche_Mendota_HSN | Southern_PGAE_Solar_168 | Reliability_Capacity_In_Model_Year | 0.1 | Panoche_Mendota_SSN | Southern_PGAE_Solar_168 | Reliability_Capacity_In_Model_Year | 0.556 | Panoche_Mendota_offpeak | Southern_PGAE_Solar_168 | Operational_New_Capacity_MW | 0.79
Dumbarton_Newark_SSN | Northern_California_Solar_44 | Reliability_Capacity_In_Model_Year | 0.556 | Panoche_Mendota_HSN | Southern_PGAE_Solar_169 | Reliability_Capacity_In_Model_Year | 0.1 | Southern_PGAE_Solar_169 | Panoche- Mendota 115 kV line | Southern_PGAE_Solar | Solar | Panoche_Mendota_HSN | Southern_PGAE_Solar_169 | Reliability_Capacity_In_Model_Year | 0.1 | Panoche_Mendota_SSN | Southern_PGAE_Solar_169 | Reliability_Capacity_In_Model_Year | 0.556 | Panoche_Mendota_offpeak | Southern_PGAE_Solar_169 | Operational_New_Capacity_MW | 0.79
Dumbarton_Newark_SSN | Northern_California_Solar_121 | Reliability_Capacity_In_Model_Year | 0.556 | Panoche_Mendota_HSN | Southern_PGAE_Solar_170 | Reliability_Capacity_In_Model_Year | 0.1 | Southern_PGAE_Solar_170 | Panoche- Mendota 115 kV line | Southern_PGAE_Solar | Solar | Panoche_Mendota_HSN | Southern_PGAE_Solar_170 | Reliability_Capacity_In_Model_Year | 0.1 | Panoche_Mendota_SSN | Southern_PGAE_Solar_170 | Reliability_Capacity_In_Model_Year | 0.556 | Panoche_Mendota_offpeak | Southern_PGAE_Solar_170 | Operational_New_Capacity_MW | 0.79
Dumbarton_Newark_SSN | Collinsville_500_group | Operational_New_Capacity_MW | -1 | Panoche_Mendota_HSN | Southern_PGAE_Solar_174 | Reliability_Capacity_In_Model_Year | 0.1 | Southern_PGAE_Solar_174 | Panoche- Mendota 115 kV line | Southern_PGAE_Solar | Solar | Panoche_Mendota_HSN | Southern_PGAE_Solar_174 | Reliability_Capacity_In_Model_Year | 0.1 | Panoche_Mendota_SSN | Southern_PGAE_Solar_174 | Reliability_Capacity_In_Model_Year | 0.556 | Panoche_Mendota_offpeak | Southern_PGAE_Solar_174 | Operational_New_Capacity_MW | 0.79
East_Miguel_HSN | Arizona_Solar_48 | Reliability_Capacity_In_Model_Year | 0.106 | Panoche_Mendota_HSN | Southern_PGAE_Solar_176 | Reliability_Capacity_In_Model_Year | 0.1 | Southern_PGAE_Solar_176 | Panoche- Mendota 115 kV line | Southern_PGAE_Solar | Solar | Panoche_Mendota_HSN | Southern_PGAE_Solar_176 | Reliability_Capacity_In_Model_Year | 0.1 | Panoche_Mendota_SSN | Southern_PGAE_Solar_176 | Reliability_Capacity_In_Model_Year | 0.556 | Panoche_Mendota_offpeak | Southern_PGAE_Solar_176 | Operational_New_Capacity_MW | 0.79
East_Miguel_HSN | Arizona_Solar_55 | Reliability_Capacity_In_Model_Year | 0.106 | Panoche_Los_Banos_HSN | Southern_PGAE_Flow_Battery_34 | Reliability_Capacity_In_Model_Year | 1 | Southern_PGAE_Flow_Battery_34 | Panoche-Los Banos 230kV line #2 | CAISO_Flow_Battery_8hr_Dispatch | Solar | Panoche_Los_Banos_HSN | Southern_PGAE_Flow_Battery_34 | Reliability_Capacity_In_Model_Year | 1 | Panoche_Los_Banos_SSN | Southern_PGAE_Flow_Battery_34 | Reliability_Capacity_In_Model_Year | 0.5 | Panoche_Los_Banos_offpeak | Southern_PGAE_Flow_Battery_34 | Operational_New_Capacity_MW | -1
East_Miguel_HSN | Arizona_Solar_90 | Reliability_Capacity_In_Model_Year | 0.106 | Panoche_Los_Banos_HSN | Southern_PGAE_Flow_Battery_69 | Reliability_Capacity_In_Model_Year | 1 | Southern_PGAE_Flow_Battery_69 | Panoche-Los Banos 230kV line #2 | CAISO_Flow_Battery_8hr_Dispatch | Solar | Panoche_Los_Banos_HSN | Southern_PGAE_Flow_Battery_69 | Reliability_Capacity_In_Model_Year | 1 | Panoche_Los_Banos_SSN | Southern_PGAE_Flow_Battery_69 | Reliability_Capacity_In_Model_Year | 0.5 | Panoche_Los_Banos_offpeak | Southern_PGAE_Flow_Battery_69 | Operational_New_Capacity_MW | -1
East_Miguel_HSN | Baja_California_Wind_133 | Reliability_Capacity_In_Model_Year | 0.337 | Panoche_Los_Banos_HSN | Southern_PGAE_Flow_Battery_72 | Reliability_Capacity_In_Model_Year | 1 | Southern_PGAE_Flow_Battery_72 | Panoche-Los Banos 230kV line #2 | CAISO_Flow_Battery_8hr_Dispatch | Solar | Panoche_Los_Banos_HSN | Southern_PGAE_Flow_Battery_72 | Reliability_Capacity_In_Model_Year | 1 | Panoche_Los_Banos_SSN | Southern_PGAE_Flow_Battery_72 | Reliability_Capacity_In_Model_Year | 0.5 | Panoche_Los_Banos_offpeak | Southern_PGAE_Flow_Battery_72 | Operational_New_Capacity_MW | -1
East_Miguel_HSN | Arizona_Flow_Battery_48 | Reliability_Capacity_In_Model_Year | 1 | Panoche_Los_Banos_HSN | Southern_PGAE_Flow_Battery_124 | Reliability_Capacity_In_Model_Year | 1 | Southern_PGAE_Flow_Battery_124 | Panoche-Los Banos 230kV line #2 | CAISO_Flow_Battery_8hr_Dispatch | Solar | Panoche_Los_Banos_HSN | Southern_PGAE_Flow_Battery_124 | Reliability_Capacity_In_Model_Year | 1 | Panoche_Los_Banos_SSN | Southern_PGAE_Flow_Battery_124 | Reliability_Capacity_In_Model_Year | 0.5 | Panoche_Los_Banos_offpeak | Southern_PGAE_Flow_Battery_124 | Operational_New_Capacity_MW | -1
East_Miguel_HSN | Arizona_Flow_Battery_55 | Reliability_Capacity_In_Model_Year | 1 | Panoche_Los_Banos_HSN | Southern_PGAE_Flow_Battery_139 | Reliability_Capacity_In_Model_Year | 1 | Southern_PGAE_Flow_Battery_139 | Panoche-Los Banos 230kV line #2 | CAISO_Flow_Battery_8hr_Dispatch | Solar | Panoche_Los_Banos_HSN | Southern_PGAE_Flow_Battery_139 | Reliability_Capacity_In_Model_Year | 1 | Panoche_Los_Banos_SSN | Southern_PGAE_Flow_Battery_139 | Reliability_Capacity_In_Model_Year | 0.5 | Panoche_Los_Banos_offpeak | Southern_PGAE_Flow_Battery_139 | Operational_New_Capacity_MW | -1
East_Miguel_HSN | Arizona_Flow_Battery_90 | Reliability_Capacity_In_Model_Year | 1 | Panoche_Los_Banos_HSN | Southern_PGAE_Flow_Battery_140 | Reliability_Capacity_In_Model_Year | 1 | Southern_PGAE_Flow_Battery_140 | Panoche-Los Banos 230kV line #2 | CAISO_Flow_Battery_8hr_Dispatch | Solar | Panoche_Los_Banos_HSN | Southern_PGAE_Flow_Battery_140 | Reliability_Capacity_In_Model_Year | 1 | Panoche_Los_Banos_SSN | Southern_PGAE_Flow_Battery_140 | Reliability_Capacity_In_Model_Year | 0.5 | Panoche_Los_Banos_offpeak | Southern_PGAE_Flow_Battery_140 | Operational_New_Capacity_MW | -1
East_Miguel_HSN | Greater_Imperial_Flow_Battery_107 | Reliability_Capacity_In_Model_Year | 1 | Panoche_Los_Banos_HSN | Southern_PGAE_Flow_Battery_151 | Reliability_Capacity_In_Model_Year | 1 | Southern_PGAE_Flow_Battery_151 | Panoche-Los Banos 230kV line #2 | CAISO_Flow_Battery_8hr_Dispatch | Solar | Panoche_Los_Banos_HSN | Southern_PGAE_Flow_Battery_151 | Reliability_Capacity_In_Model_Year | 1 | Panoche_Los_Banos_SSN | Southern_PGAE_Flow_Battery_151 | Reliability_Capacity_In_Model_Year | 0.5 | Panoche_Los_Banos_offpeak | Southern_PGAE_Flow_Battery_151 | Operational_New_Capacity_MW | -1
East_Miguel_HSN | Greater_Imperial_Flow_Battery_133 | Reliability_Capacity_In_Model_Year | 1 | Panoche_Los_Banos_HSN | Southern_PGAE_Flow_Battery_154 | Reliability_Capacity_In_Model_Year | 1 | Southern_PGAE_Flow_Battery_154 | Panoche-Los Banos 230kV line #2 | CAISO_Flow_Battery_8hr_Dispatch | Solar | Panoche_Los_Banos_HSN | Southern_PGAE_Flow_Battery_154 | Reliability_Capacity_In_Model_Year | 1 | Panoche_Los_Banos_SSN | Southern_PGAE_Flow_Battery_154 | Reliability_Capacity_In_Model_Year | 0.5 | Panoche_Los_Banos_offpeak | Southern_PGAE_Flow_Battery_154 | Operational_New_Capacity_MW | -1
East_Miguel_HSN | Arizona_Li_Battery_4hr_48 | Reliability_Capacity_In_Model_Year | 1 | Panoche_Los_Banos_HSN | Southern_PGAE_Flow_Battery_161 | Reliability_Capacity_In_Model_Year | 1 | Southern_PGAE_Flow_Battery_161 | Panoche-Los Banos 230kV line #2 | CAISO_Flow_Battery_8hr_Dispatch | Solar | Panoche_Los_Banos_HSN | Southern_PGAE_Flow_Battery_161 | Reliability_Capacity_In_Model_Year | 1 | Panoche_Los_Banos_SSN | Southern_PGAE_Flow_Battery_161 | Reliability_Capacity_In_Model_Year | 0.5 | Panoche_Los_Banos_offpeak | Southern_PGAE_Flow_Battery_161 | Operational_New_Capacity_MW | -1
East_Miguel_HSN | Arizona_Li_Battery_4hr_55 | Reliability_Capacity_In_Model_Year | 1 | Panoche_Los_Banos_HSN | Southern_PGAE_Flow_Battery_162 | Reliability_Capacity_In_Model_Year | 1 | Southern_PGAE_Flow_Battery_162 | Panoche-Los Banos 230kV line #2 | CAISO_Flow_Battery_8hr_Dispatch | Solar | Panoche_Los_Banos_HSN | Southern_PGAE_Flow_Battery_162 | Reliability_Capacity_In_Model_Year | 1 | Panoche_Los_Banos_SSN | Southern_PGAE_Flow_Battery_162 | Reliability_Capacity_In_Model_Year | 0.5 | Panoche_Los_Banos_offpeak | Southern_PGAE_Flow_Battery_162 | Operational_New_Capacity_MW | -1
East_Miguel_HSN | Arizona_Li_Battery_4hr_90 | Reliability_Capacity_In_Model_Year | 1 | Panoche_Los_Banos_HSN | Southern_PGAE_Flow_Battery_164 | Reliability_Capacity_In_Model_Year | 1 | Southern_PGAE_Flow_Battery_164 | Panoche-Los Banos 230kV line #2 | CAISO_Flow_Battery_8hr_Dispatch | Solar | Panoche_Los_Banos_HSN | Southern_PGAE_Flow_Battery_164 | Reliability_Capacity_In_Model_Year | 1 | Panoche_Los_Banos_SSN | Southern_PGAE_Flow_Battery_164 | Reliability_Capacity_In_Model_Year | 0.5 | Panoche_Los_Banos_offpeak | Southern_PGAE_Flow_Battery_164 | Operational_New_Capacity_MW | -1
East_Miguel_HSN | Greater_Imperial_Li_Battery_4hr_107 | Reliability_Capacity_In_Model_Year | 1 | Panoche_Los_Banos_HSN | Southern_PGAE_Flow_Battery_165 | Reliability_Capacity_In_Model_Year | 1 | Southern_PGAE_Flow_Battery_165 | Panoche-Los Banos 230kV line #2 | CAISO_Flow_Battery_8hr_Dispatch | Solar | Panoche_Los_Banos_HSN | Southern_PGAE_Flow_Battery_165 | Reliability_Capacity_In_Model_Year | 1 | Panoche_Los_Banos_SSN | Southern_PGAE_Flow_Battery_165 | Reliability_Capacity_In_Model_Year | 0.5 | Panoche_Los_Banos_offpeak | Southern_PGAE_Flow_Battery_165 | Operational_New_Capacity_MW | -1
East_Miguel_HSN | Greater_Imperial_Li_Battery_4hr_133 | Reliability_Capacity_In_Model_Year | 1 | Panoche_Los_Banos_HSN | Southern_PGAE_Flow_Battery_168 | Reliability_Capacity_In_Model_Year | 1 | Southern_PGAE_Flow_Battery_168 | Panoche-Los Banos 230kV line #2 | CAISO_Flow_Battery_8hr_Dispatch | Solar | Panoche_Los_Banos_HSN | Southern_PGAE_Flow_Battery_168 | Reliability_Capacity_In_Model_Year | 1 | Panoche_Los_Banos_SSN | Southern_PGAE_Flow_Battery_168 | Reliability_Capacity_In_Model_Year | 0.5 | Panoche_Los_Banos_offpeak | Southern_PGAE_Flow_Battery_168 | Operational_New_Capacity_MW | -1
East_Miguel_HSN | Arizona_Li_Battery_8hr_48 | Reliability_Capacity_In_Model_Year | 1 | Panoche_Los_Banos_HSN | Southern_PGAE_Flow_Battery_169 | Reliability_Capacity_In_Model_Year | 1 | Southern_PGAE_Flow_Battery_169 | Panoche-Los Banos 230kV line #2 | CAISO_Flow_Battery_8hr_Dispatch | Solar | Panoche_Los_Banos_HSN | Southern_PGAE_Flow_Battery_169 | Reliability_Capacity_In_Model_Year | 1 | Panoche_Los_Banos_SSN | Southern_PGAE_Flow_Battery_169 | Reliability_Capacity_In_Model_Year | 0.5 | Panoche_Los_Banos_offpeak | Southern_PGAE_Flow_Battery_169 | Operational_New_Capacity_MW | -1
East_Miguel_HSN | Arizona_Li_Battery_8hr_55 | Reliability_Capacity_In_Model_Year | 1 | Panoche_Los_Banos_HSN | Southern_PGAE_Flow_Battery_170 | Reliability_Capacity_In_Model_Year | 1 | Southern_PGAE_Flow_Battery_170 | Panoche-Los Banos 230kV line #2 | CAISO_Flow_Battery_8hr_Dispatch | Solar | Panoche_Los_Banos_HSN | Southern_PGAE_Flow_Battery_170 | Reliability_Capacity_In_Model_Year | 1 | Panoche_Los_Banos_SSN | Southern_PGAE_Flow_Battery_170 | Reliability_Capacity_In_Model_Year | 0.5 | Panoche_Los_Banos_offpeak | Southern_PGAE_Flow_Battery_170 | Operational_New_Capacity_MW | -1
East_Miguel_HSN | Arizona_Li_Battery_8hr_90 | Reliability_Capacity_In_Model_Year | 1 | Panoche_Los_Banos_HSN | Southern_PGAE_Flow_Battery_174 | Reliability_Capacity_In_Model_Year | 1 | Southern_PGAE_Flow_Battery_174 | Panoche-Los Banos 230kV line #2 | CAISO_Flow_Battery_8hr_Dispatch | Solar | Panoche_Los_Banos_HSN | Southern_PGAE_Flow_Battery_174 | Reliability_Capacity_In_Model_Year | 1 | Panoche_Los_Banos_SSN | Southern_PGAE_Flow_Battery_174 | Reliability_Capacity_In_Model_Year | 0.5 | Panoche_Los_Banos_offpeak | Southern_PGAE_Flow_Battery_174 | Operational_New_Capacity_MW | -1
East_Miguel_HSN | Greater_Imperial_Li_Battery_8hr_107 | Reliability_Capacity_In_Model_Year | 1 | Panoche_Los_Banos_HSN | Southern_PGAE_Flow_Battery_176 | Reliability_Capacity_In_Model_Year | 1 | Southern_PGAE_Flow_Battery_176 | Panoche-Los Banos 230kV line #2 | CAISO_Flow_Battery_8hr_Dispatch | Solar | Panoche_Los_Banos_HSN | Southern_PGAE_Flow_Battery_176 | Reliability_Capacity_In_Model_Year | 1 | Panoche_Los_Banos_SSN | Southern_PGAE_Flow_Battery_176 | Reliability_Capacity_In_Model_Year | 0.5 | Panoche_Los_Banos_offpeak | Southern_PGAE_Flow_Battery_176 | Operational_New_Capacity_MW | -1
East_Miguel_HSN | Greater_Imperial_Li_Battery_8hr_133 | Reliability_Capacity_In_Model_Year | 1 | Panoche_Los_Banos_HSN | Southern_PGAE_Li_Battery_4hr_34 | Reliability_Capacity_In_Model_Year | 1 | Southern_PGAE_Li_Battery_4hr_34 | Panoche-Los Banos 230kV line #2 | CAISO_Li_Battery_4hr_Dispatch | Solar | Panoche_Los_Banos_HSN | Southern_PGAE_Li_Battery_4hr_34 | Reliability_Capacity_In_Model_Year | 1 | Panoche_Los_Banos_SSN | Southern_PGAE_Li_Battery_4hr_34 | Reliability_Capacity_In_Model_Year | 0.5 | Panoche_Los_Banos_offpeak | Southern_PGAE_Li_Battery_4hr_34 | Operational_New_Capacity_MW | -1
East_Miguel_HSN | Greater_Imperial_Solar_107 | Reliability_Capacity_In_Model_Year | 0.106 | Panoche_Los_Banos_HSN | Southern_PGAE_Li_Battery_4hr_69 | Reliability_Capacity_In_Model_Year | 1 | Southern_PGAE_Li_Battery_4hr_69 | Panoche-Los Banos 230kV line #2 | CAISO_Li_Battery_4hr_Dispatch | Solar | Panoche_Los_Banos_HSN | Southern_PGAE_Li_Battery_4hr_69 | Reliability_Capacity_In_Model_Year | 1 | Panoche_Los_Banos_SSN | Southern_PGAE_Li_Battery_4hr_69 | Reliability_Capacity_In_Model_Year | 0.5 | Panoche_Los_Banos_offpeak | Southern_PGAE_Li_Battery_4hr_69 | Operational_New_Capacity_MW | -1
East_Miguel_HSN | Greater_Imperial_Solar_133 | Reliability_Capacity_In_Model_Year | 0.106 | Panoche_Los_Banos_HSN | Southern_PGAE_Li_Battery_4hr_72 | Reliability_Capacity_In_Model_Year | 1 | Southern_PGAE_Li_Battery_4hr_72 | Panoche-Los Banos 230kV line #2 | CAISO_Li_Battery_4hr_Dispatch | Solar | Panoche_Los_Banos_HSN | Southern_PGAE_Li_Battery_4hr_72 | Reliability_Capacity_In_Model_Year | 1 | Panoche_Los_Banos_SSN | Southern_PGAE_Li_Battery_4hr_72 | Reliability_Capacity_In_Model_Year | 0.5 | Panoche_Los_Banos_offpeak | Southern_PGAE_Li_Battery_4hr_72 | Operational_New_Capacity_MW | -1
East_Miguel_HSN | East_Miguel_group | Operational_New_Capacity_MW | -1 | Panoche_Los_Banos_HSN | Southern_PGAE_Li_Battery_4hr_124 | Reliability_Capacity_In_Model_Year | 1 | Southern_PGAE_Li_Battery_4hr_124 | Panoche-Los Banos 230kV line #2 | CAISO_Li_Battery_4hr_Dispatch | Solar | Panoche_Los_Banos_HSN | Southern_PGAE_Li_Battery_4hr_124 | Reliability_Capacity_In_Model_Year | 1 | Panoche_Los_Banos_SSN | Southern_PGAE_Li_Battery_4hr_124 | Reliability_Capacity_In_Model_Year | 0.5 | Panoche_Los_Banos_offpeak | Southern_PGAE_Li_Battery_4hr_124 | Operational_New_Capacity_MW | -1
East_Miguel_offpeak | Arizona_Solar_48 | Operational_New_Capacity_MW | 0.77 | Panoche_Los_Banos_HSN | Southern_PGAE_Li_Battery_4hr_139 | Reliability_Capacity_In_Model_Year | 1 | Southern_PGAE_Li_Battery_4hr_139 | Panoche-Los Banos 230kV line #2 | CAISO_Li_Battery_4hr_Dispatch | Solar | Panoche_Los_Banos_HSN | Southern_PGAE_Li_Battery_4hr_139 | Reliability_Capacity_In_Model_Year | 1 | Panoche_Los_Banos_SSN | Southern_PGAE_Li_Battery_4hr_139 | Reliability_Capacity_In_Model_Year | 0.5 | Panoche_Los_Banos_offpeak | Southern_PGAE_Li_Battery_4hr_139 | Operational_New_Capacity_MW | -1
East_Miguel_offpeak | Arizona_Solar_55 | Operational_New_Capacity_MW | 0.77 | Panoche_Los_Banos_HSN | Southern_PGAE_Li_Battery_4hr_140 | Reliability_Capacity_In_Model_Year | 1 | Southern_PGAE_Li_Battery_4hr_140 | Panoche-Los Banos 230kV line #2 | CAISO_Li_Battery_4hr_Dispatch | Solar | Panoche_Los_Banos_HSN | Southern_PGAE_Li_Battery_4hr_140 | Reliability_Capacity_In_Model_Year | 1 | Panoche_Los_Banos_SSN | Southern_PGAE_Li_Battery_4hr_140 | Reliability_Capacity_In_Model_Year | 0.5 | Panoche_Los_Banos_offpeak | Southern_PGAE_Li_Battery_4hr_140 | Operational_New_Capacity_MW | -1
East_Miguel_offpeak | Arizona_Solar_90 | Operational_New_Capacity_MW | 0.77 | Panoche_Los_Banos_HSN | Southern_PGAE_Li_Battery_4hr_151 | Reliability_Capacity_In_Model_Year | 1 | Southern_PGAE_Li_Battery_4hr_151 | Panoche-Los Banos 230kV line #2 | CAISO_Li_Battery_4hr_Dispatch | Solar | Panoche_Los_Banos_HSN | Southern_PGAE_Li_Battery_4hr_151 | Reliability_Capacity_In_Model_Year | 1 | Panoche_Los_Banos_SSN | Southern_PGAE_Li_Battery_4hr_151 | Reliability_Capacity_In_Model_Year | 0.5 | Panoche_Los_Banos_offpeak | Southern_PGAE_Li_Battery_4hr_151 | Operational_New_Capacity_MW | -1
East_Miguel_offpeak | Baja_California_Wind_133 | Operational_New_Capacity_MW | 0.44 | Panoche_Los_Banos_HSN | Southern_PGAE_Li_Battery_4hr_154 | Reliability_Capacity_In_Model_Year | 1 | Southern_PGAE_Li_Battery_4hr_154 | Panoche-Los Banos 230kV line #2 | CAISO_Li_Battery_4hr_Dispatch | Solar | Panoche_Los_Banos_HSN | Southern_PGAE_Li_Battery_4hr_154 | Reliability_Capacity_In_Model_Year | 1 | Panoche_Los_Banos_SSN | Southern_PGAE_Li_Battery_4hr_154 | Reliability_Capacity_In_Model_Year | 0.5 | Panoche_Los_Banos_offpeak | Southern_PGAE_Li_Battery_4hr_154 | Operational_New_Capacity_MW | -1
East_Miguel_offpeak | Arizona_Flow_Battery_48 | Operational_New_Capacity_MW | -1 | Panoche_Los_Banos_HSN | Southern_PGAE_Li_Battery_4hr_161 | Reliability_Capacity_In_Model_Year | 1 | Southern_PGAE_Li_Battery_4hr_161 | Panoche-Los Banos 230kV line #2 | CAISO_Li_Battery_4hr_Dispatch | Solar | Panoche_Los_Banos_HSN | Southern_PGAE_Li_Battery_4hr_161 | Reliability_Capacity_In_Model_Year | 1 | Panoche_Los_Banos_SSN | Southern_PGAE_Li_Battery_4hr_161 | Reliability_Capacity_In_Model_Year | 0.5 | Panoche_Los_Banos_offpeak | Southern_PGAE_Li_Battery_4hr_161 | Operational_New_Capacity_MW | -1
East_Miguel_offpeak | Arizona_Flow_Battery_55 | Operational_New_Capacity_MW | -1 | Panoche_Los_Banos_HSN | Southern_PGAE_Li_Battery_4hr_162 | Reliability_Capacity_In_Model_Year | 1 | Southern_PGAE_Li_Battery_4hr_162 | Panoche-Los Banos 230kV line #2 | CAISO_Li_Battery_4hr_Dispatch | Solar | Panoche_Los_Banos_HSN | Southern_PGAE_Li_Battery_4hr_162 | Reliability_Capacity_In_Model_Year | 1 | Panoche_Los_Banos_SSN | Southern_PGAE_Li_Battery_4hr_162 | Reliability_Capacity_In_Model_Year | 0.5 | Panoche_Los_Banos_offpeak | Southern_PGAE_Li_Battery_4hr_162 | Operational_New_Capacity_MW | -1
East_Miguel_offpeak | Arizona_Flow_Battery_90 | Operational_New_Capacity_MW | -1 | Panoche_Los_Banos_HSN | Southern_PGAE_Li_Battery_4hr_164 | Reliability_Capacity_In_Model_Year | 1 | Southern_PGAE_Li_Battery_4hr_164 | Panoche-Los Banos 230kV line #2 | CAISO_Li_Battery_4hr_Dispatch | Solar | Panoche_Los_Banos_HSN | Southern_PGAE_Li_Battery_4hr_164 | Reliability_Capacity_In_Model_Year | 1 | Panoche_Los_Banos_SSN | Southern_PGAE_Li_Battery_4hr_164 | Reliability_Capacity_In_Model_Year | 0.5 | Panoche_Los_Banos_offpeak | Southern_PGAE_Li_Battery_4hr_164 | Operational_New_Capacity_MW | -1
East_Miguel_offpeak | Greater_Imperial_Flow_Battery_107 | Operational_New_Capacity_MW | -1 | Panoche_Los_Banos_HSN | Southern_PGAE_Li_Battery_4hr_165 | Reliability_Capacity_In_Model_Year | 1 | Southern_PGAE_Li_Battery_4hr_165 | Panoche-Los Banos 230kV line #2 | CAISO_Li_Battery_4hr_Dispatch | Solar | Panoche_Los_Banos_HSN | Southern_PGAE_Li_Battery_4hr_165 | Reliability_Capacity_In_Model_Year | 1 | Panoche_Los_Banos_SSN | Southern_PGAE_Li_Battery_4hr_165 | Reliability_Capacity_In_Model_Year | 0.5 | Panoche_Los_Banos_offpeak | Southern_PGAE_Li_Battery_4hr_165 | Operational_New_Capacity_MW | -1
East_Miguel_offpeak | Greater_Imperial_Flow_Battery_133 | Operational_New_Capacity_MW | -1 | Panoche_Los_Banos_HSN | Southern_PGAE_Li_Battery_4hr_168 | Reliability_Capacity_In_Model_Year | 1 | Southern_PGAE_Li_Battery_4hr_168 | Panoche-Los Banos 230kV line #2 | CAISO_Li_Battery_4hr_Dispatch | Solar | Panoche_Los_Banos_HSN | Southern_PGAE_Li_Battery_4hr_168 | Reliability_Capacity_In_Model_Year | 1 | Panoche_Los_Banos_SSN | Southern_PGAE_Li_Battery_4hr_168 | Reliability_Capacity_In_Model_Year | 0.5 | Panoche_Los_Banos_offpeak | Southern_PGAE_Li_Battery_4hr_168 | Operational_New_Capacity_MW | -1
East_Miguel_offpeak | Arizona_Li_Battery_4hr_48 | Operational_New_Capacity_MW | -1 | Panoche_Los_Banos_HSN | Southern_PGAE_Li_Battery_4hr_169 | Reliability_Capacity_In_Model_Year | 1 | Southern_PGAE_Li_Battery_4hr_169 | Panoche-Los Banos 230kV line #2 | CAISO_Li_Battery_4hr_Dispatch | Solar | Panoche_Los_Banos_HSN | Southern_PGAE_Li_Battery_4hr_169 | Reliability_Capacity_In_Model_Year | 1 | Panoche_Los_Banos_SSN | Southern_PGAE_Li_Battery_4hr_169 | Reliability_Capacity_In_Model_Year | 0.5 | Panoche_Los_Banos_offpeak | Southern_PGAE_Li_Battery_4hr_169 | Operational_New_Capacity_MW | -1
East_Miguel_offpeak | Arizona_Li_Battery_4hr_55 | Operational_New_Capacity_MW | -1 | Panoche_Los_Banos_HSN | Southern_PGAE_Li_Battery_4hr_170 | Reliability_Capacity_In_Model_Year | 1 | Southern_PGAE_Li_Battery_4hr_170 | Panoche-Los Banos 230kV line #2 | CAISO_Li_Battery_4hr_Dispatch | Solar | Panoche_Los_Banos_HSN | Southern_PGAE_Li_Battery_4hr_170 | Reliability_Capacity_In_Model_Year | 1 | Panoche_Los_Banos_SSN | Southern_PGAE_Li_Battery_4hr_170 | Reliability_Capacity_In_Model_Year | 0.5 | Panoche_Los_Banos_offpeak | Southern_PGAE_Li_Battery_4hr_170 | Operational_New_Capacity_MW | -1
East_Miguel_offpeak | Arizona_Li_Battery_4hr_90 | Operational_New_Capacity_MW | -1 | Panoche_Los_Banos_HSN | Southern_PGAE_Li_Battery_4hr_174 | Reliability_Capacity_In_Model_Year | 1 | Southern_PGAE_Li_Battery_4hr_174 | Panoche-Los Banos 230kV line #2 | CAISO_Li_Battery_4hr_Dispatch | Solar | Panoche_Los_Banos_HSN | Southern_PGAE_Li_Battery_4hr_174 | Reliability_Capacity_In_Model_Year | 1 | Panoche_Los_Banos_SSN | Southern_PGAE_Li_Battery_4hr_174 | Reliability_Capacity_In_Model_Year | 0.5 | Panoche_Los_Banos_offpeak | Southern_PGAE_Li_Battery_4hr_174 | Operational_New_Capacity_MW | -1
East_Miguel_offpeak | Greater_Imperial_Li_Battery_4hr_107 | Operational_New_Capacity_MW | -1 | Panoche_Los_Banos_HSN | Southern_PGAE_Li_Battery_4hr_176 | Reliability_Capacity_In_Model_Year | 1 | Southern_PGAE_Li_Battery_4hr_176 | Panoche-Los Banos 230kV line #2 | CAISO_Li_Battery_4hr_Dispatch | Solar | Panoche_Los_Banos_HSN | Southern_PGAE_Li_Battery_4hr_176 | Reliability_Capacity_In_Model_Year | 1 | Panoche_Los_Banos_SSN | Southern_PGAE_Li_Battery_4hr_176 | Reliability_Capacity_In_Model_Year | 0.5 | Panoche_Los_Banos_offpeak | Southern_PGAE_Li_Battery_4hr_176 | Operational_New_Capacity_MW | -1
East_Miguel_offpeak | Greater_Imperial_Li_Battery_4hr_133 | Operational_New_Capacity_MW | -1 | Panoche_Los_Banos_HSN | Southern_PGAE_Li_Battery_8hr_34 | Reliability_Capacity_In_Model_Year | 1 | Southern_PGAE_Li_Battery_8hr_34 | Panoche-Los Banos 230kV line #2 | CAISO_Li_Battery_8hr_Dispatch | Solar | Panoche_Los_Banos_HSN | Southern_PGAE_Li_Battery_8hr_34 | Reliability_Capacity_In_Model_Year | 1 | Panoche_Los_Banos_SSN | Southern_PGAE_Li_Battery_8hr_34 | Reliability_Capacity_In_Model_Year | 0.5 | Panoche_Los_Banos_offpeak | Southern_PGAE_Li_Battery_8hr_34 | Operational_New_Capacity_MW | -1
East_Miguel_offpeak | Arizona_Li_Battery_8hr_48 | Operational_New_Capacity_MW | -1 | Panoche_Los_Banos_HSN | Southern_PGAE_Li_Battery_8hr_69 | Reliability_Capacity_In_Model_Year | 1 | Southern_PGAE_Li_Battery_8hr_69 | Panoche-Los Banos 230kV line #2 | CAISO_Li_Battery_8hr_Dispatch | Solar | Panoche_Los_Banos_HSN | Southern_PGAE_Li_Battery_8hr_69 | Reliability_Capacity_In_Model_Year | 1 | Panoche_Los_Banos_SSN | Southern_PGAE_Li_Battery_8hr_69 | Reliability_Capacity_In_Model_Year | 0.5 | Panoche_Los_Banos_offpeak | Southern_PGAE_Li_Battery_8hr_69 | Operational_New_Capacity_MW | -1
East_Miguel_offpeak | Arizona_Li_Battery_8hr_55 | Operational_New_Capacity_MW | -1 | Panoche_Los_Banos_HSN | Southern_PGAE_Li_Battery_8hr_72 | Reliability_Capacity_In_Model_Year | 1 | Southern_PGAE_Li_Battery_8hr_72 | Panoche-Los Banos 230kV line #2 | CAISO_Li_Battery_8hr_Dispatch | Solar | Panoche_Los_Banos_HSN | Southern_PGAE_Li_Battery_8hr_72 | Reliability_Capacity_In_Model_Year | 1 | Panoche_Los_Banos_SSN | Southern_PGAE_Li_Battery_8hr_72 | Reliability_Capacity_In_Model_Year | 0.5 | Panoche_Los_Banos_offpeak | Southern_PGAE_Li_Battery_8hr_72 | Operational_New_Capacity_MW | -1
East_Miguel_offpeak | Arizona_Li_Battery_8hr_90 | Operational_New_Capacity_MW | -1 | Panoche_Los_Banos_HSN | Southern_PGAE_Li_Battery_8hr_124 | Reliability_Capacity_In_Model_Year | 1 | Southern_PGAE_Li_Battery_8hr_124 | Panoche-Los Banos 230kV line #2 | CAISO_Li_Battery_8hr_Dispatch | Solar | Panoche_Los_Banos_HSN | Southern_PGAE_Li_Battery_8hr_124 | Reliability_Capacity_In_Model_Year | 1 | Panoche_Los_Banos_SSN | Southern_PGAE_Li_Battery_8hr_124 | Reliability_Capacity_In_Model_Year | 0.5 | Panoche_Los_Banos_offpeak | Southern_PGAE_Li_Battery_8hr_124 | Operational_New_Capacity_MW | -1
East_Miguel_offpeak | Greater_Imperial_Li_Battery_8hr_107 | Operational_New_Capacity_MW | -1 | Panoche_Los_Banos_HSN | Southern_PGAE_Li_Battery_8hr_139 | Reliability_Capacity_In_Model_Year | 1 | Southern_PGAE_Li_Battery_8hr_139 | Panoche-Los Banos 230kV line #2 | CAISO_Li_Battery_8hr_Dispatch | Solar | Panoche_Los_Banos_HSN | Southern_PGAE_Li_Battery_8hr_139 | Reliability_Capacity_In_Model_Year | 1 | Panoche_Los_Banos_SSN | Southern_PGAE_Li_Battery_8hr_139 | Reliability_Capacity_In_Model_Year | 0.5 | Panoche_Los_Banos_offpeak | Southern_PGAE_Li_Battery_8hr_139 | Operational_New_Capacity_MW | -1
East_Miguel_offpeak | Greater_Imperial_Li_Battery_8hr_133 | Operational_New_Capacity_MW | -1 | Panoche_Los_Banos_HSN | Southern_PGAE_Li_Battery_8hr_140 | Reliability_Capacity_In_Model_Year | 1 | Southern_PGAE_Li_Battery_8hr_140 | Panoche-Los Banos 230kV line #2 | CAISO_Li_Battery_8hr_Dispatch | Solar | Panoche_Los_Banos_HSN | Southern_PGAE_Li_Battery_8hr_140 | Reliability_Capacity_In_Model_Year | 1 | Panoche_Los_Banos_SSN | Southern_PGAE_Li_Battery_8hr_140 | Reliability_Capacity_In_Model_Year | 0.5 | Panoche_Los_Banos_offpeak | Southern_PGAE_Li_Battery_8hr_140 | Operational_New_Capacity_MW | -1
East_Miguel_offpeak | Greater_Imperial_Solar_107 | Operational_New_Capacity_MW | 0.77 | Panoche_Los_Banos_HSN | Southern_PGAE_Li_Battery_8hr_151 | Reliability_Capacity_In_Model_Year | 1 | Southern_PGAE_Li_Battery_8hr_151 | Panoche-Los Banos 230kV line #2 | CAISO_Li_Battery_8hr_Dispatch | Solar | Panoche_Los_Banos_HSN | Southern_PGAE_Li_Battery_8hr_151 | Reliability_Capacity_In_Model_Year | 1 | Panoche_Los_Banos_SSN | Southern_PGAE_Li_Battery_8hr_151 | Reliability_Capacity_In_Model_Year | 0.5 | Panoche_Los_Banos_offpeak | Southern_PGAE_Li_Battery_8hr_151 | Operational_New_Capacity_MW | -1
East_Miguel_offpeak | Greater_Imperial_Solar_133 | Operational_New_Capacity_MW | 0.77 | Panoche_Los_Banos_HSN | Southern_PGAE_Li_Battery_8hr_154 | Reliability_Capacity_In_Model_Year | 1 | Southern_PGAE_Li_Battery_8hr_154 | Panoche-Los Banos 230kV line #2 | CAISO_Li_Battery_8hr_Dispatch | Solar | Panoche_Los_Banos_HSN | Southern_PGAE_Li_Battery_8hr_154 | Reliability_Capacity_In_Model_Year | 1 | Panoche_Los_Banos_SSN | Southern_PGAE_Li_Battery_8hr_154 | Reliability_Capacity_In_Model_Year | 0.5 | Panoche_Los_Banos_offpeak | Southern_PGAE_Li_Battery_8hr_154 | Operational_New_Capacity_MW | -1
East_Miguel_offpeak | East_Miguel_group | Operational_New_Capacity_MW | -1.6578 | Panoche_Los_Banos_HSN | Southern_PGAE_Li_Battery_8hr_161 | Reliability_Capacity_In_Model_Year | 1 | Southern_PGAE_Li_Battery_8hr_161 | Panoche-Los Banos 230kV line #2 | CAISO_Li_Battery_8hr_Dispatch | Solar | Panoche_Los_Banos_HSN | Southern_PGAE_Li_Battery_8hr_161 | Reliability_Capacity_In_Model_Year | 1 | Panoche_Los_Banos_SSN | Southern_PGAE_Li_Battery_8hr_161 | Reliability_Capacity_In_Model_Year | 0.5 | Panoche_Los_Banos_offpeak | Southern_PGAE_Li_Battery_8hr_161 | Operational_New_Capacity_MW | -1
East_Miguel_SSN | Arizona_Solar_48 | Reliability_Capacity_In_Model_Year | 0.427 | Panoche_Los_Banos_HSN | Southern_PGAE_Li_Battery_8hr_162 | Reliability_Capacity_In_Model_Year | 1 | Southern_PGAE_Li_Battery_8hr_162 | Panoche-Los Banos 230kV line #2 | CAISO_Li_Battery_8hr_Dispatch | Solar | Panoche_Los_Banos_HSN | Southern_PGAE_Li_Battery_8hr_162 | Reliability_Capacity_In_Model_Year | 1 | Panoche_Los_Banos_SSN | Southern_PGAE_Li_Battery_8hr_162 | Reliability_Capacity_In_Model_Year | 0.5 | Panoche_Los_Banos_offpeak | Southern_PGAE_Li_Battery_8hr_162 | Operational_New_Capacity_MW | -1
East_Miguel_SSN | Arizona_Solar_55 | Reliability_Capacity_In_Model_Year | 0.427 | Panoche_Los_Banos_HSN | Southern_PGAE_Li_Battery_8hr_164 | Reliability_Capacity_In_Model_Year | 1 | Southern_PGAE_Li_Battery_8hr_164 | Panoche-Los Banos 230kV line #2 | CAISO_Li_Battery_8hr_Dispatch | Solar | Panoche_Los_Banos_HSN | Southern_PGAE_Li_Battery_8hr_164 | Reliability_Capacity_In_Model_Year | 1 | Panoche_Los_Banos_SSN | Southern_PGAE_Li_Battery_8hr_164 | Reliability_Capacity_In_Model_Year | 0.5 | Panoche_Los_Banos_offpeak | Southern_PGAE_Li_Battery_8hr_164 | Operational_New_Capacity_MW | -1
East_Miguel_SSN | Arizona_Solar_90 | Reliability_Capacity_In_Model_Year | 0.427 | Panoche_Los_Banos_HSN | Southern_PGAE_Li_Battery_8hr_165 | Reliability_Capacity_In_Model_Year | 1 | Southern_PGAE_Li_Battery_8hr_165 | Panoche-Los Banos 230kV line #2 | CAISO_Li_Battery_8hr_Dispatch | Solar | Panoche_Los_Banos_HSN | Southern_PGAE_Li_Battery_8hr_165 | Reliability_Capacity_In_Model_Year | 1 | Panoche_Los_Banos_SSN | Southern_PGAE_Li_Battery_8hr_165 | Reliability_Capacity_In_Model_Year | 0.5 | Panoche_Los_Banos_offpeak | Southern_PGAE_Li_Battery_8hr_165 | Operational_New_Capacity_MW | -1
East_Miguel_SSN | Baja_California_Wind_133 | Reliability_Capacity_In_Model_Year | 0.112 | Panoche_Los_Banos_HSN | Southern_PGAE_Li_Battery_8hr_168 | Reliability_Capacity_In_Model_Year | 1 | Southern_PGAE_Li_Battery_8hr_168 | Panoche-Los Banos 230kV line #2 | CAISO_Li_Battery_8hr_Dispatch | Solar | Panoche_Los_Banos_HSN | Southern_PGAE_Li_Battery_8hr_168 | Reliability_Capacity_In_Model_Year | 1 | Panoche_Los_Banos_SSN | Southern_PGAE_Li_Battery_8hr_168 | Reliability_Capacity_In_Model_Year | 0.5 | Panoche_Los_Banos_offpeak | Southern_PGAE_Li_Battery_8hr_168 | Operational_New_Capacity_MW | -1
East_Miguel_SSN | Arizona_Flow_Battery_48 | Reliability_Capacity_In_Model_Year | 0.5 | Panoche_Los_Banos_HSN | Southern_PGAE_Li_Battery_8hr_169 | Reliability_Capacity_In_Model_Year | 1 | Southern_PGAE_Li_Battery_8hr_169 | Panoche-Los Banos 230kV line #2 | CAISO_Li_Battery_8hr_Dispatch | Solar | Panoche_Los_Banos_HSN | Southern_PGAE_Li_Battery_8hr_169 | Reliability_Capacity_In_Model_Year | 1 | Panoche_Los_Banos_SSN | Southern_PGAE_Li_Battery_8hr_169 | Reliability_Capacity_In_Model_Year | 0.5 | Panoche_Los_Banos_offpeak | Southern_PGAE_Li_Battery_8hr_169 | Operational_New_Capacity_MW | -1
East_Miguel_SSN | Arizona_Flow_Battery_55 | Reliability_Capacity_In_Model_Year | 0.5 | Panoche_Los_Banos_HSN | Southern_PGAE_Li_Battery_8hr_170 | Reliability_Capacity_In_Model_Year | 1 | Southern_PGAE_Li_Battery_8hr_170 | Panoche-Los Banos 230kV line #2 | CAISO_Li_Battery_8hr_Dispatch | Solar | Panoche_Los_Banos_HSN | Southern_PGAE_Li_Battery_8hr_170 | Reliability_Capacity_In_Model_Year | 1 | Panoche_Los_Banos_SSN | Southern_PGAE_Li_Battery_8hr_170 | Reliability_Capacity_In_Model_Year | 0.5 | Panoche_Los_Banos_offpeak | Southern_PGAE_Li_Battery_8hr_170 | Operational_New_Capacity_MW | -1
East_Miguel_SSN | Arizona_Flow_Battery_90 | Reliability_Capacity_In_Model_Year | 0.5 | Panoche_Los_Banos_HSN | Southern_PGAE_Li_Battery_8hr_174 | Reliability_Capacity_In_Model_Year | 1 | Southern_PGAE_Li_Battery_8hr_174 | Panoche-Los Banos 230kV line #2 | CAISO_Li_Battery_8hr_Dispatch | Solar | Panoche_Los_Banos_HSN | Southern_PGAE_Li_Battery_8hr_174 | Reliability_Capacity_In_Model_Year | 1 | Panoche_Los_Banos_SSN | Southern_PGAE_Li_Battery_8hr_174 | Reliability_Capacity_In_Model_Year | 0.5 | Panoche_Los_Banos_offpeak | Southern_PGAE_Li_Battery_8hr_174 | Operational_New_Capacity_MW | -1
East_Miguel_SSN | Greater_Imperial_Flow_Battery_107 | Reliability_Capacity_In_Model_Year | 0.5 | Panoche_Los_Banos_HSN | Southern_PGAE_Li_Battery_8hr_176 | Reliability_Capacity_In_Model_Year | 1 | Southern_PGAE_Li_Battery_8hr_176 | Panoche-Los Banos 230kV line #2 | CAISO_Li_Battery_8hr_Dispatch | Solar | Panoche_Los_Banos_HSN | Southern_PGAE_Li_Battery_8hr_176 | Reliability_Capacity_In_Model_Year | 1 | Panoche_Los_Banos_SSN | Southern_PGAE_Li_Battery_8hr_176 | Reliability_Capacity_In_Model_Year | 0.5 | Panoche_Los_Banos_offpeak | Southern_PGAE_Li_Battery_8hr_176 | Operational_New_Capacity_MW | -1
East_Miguel_SSN | Greater_Imperial_Flow_Battery_133 | Reliability_Capacity_In_Model_Year | 0.5 | Panoche_Los_Banos_HSN | Central_Valley_North_Los_Banos_Wind_154 | Reliability_Capacity_In_Model_Year | 0.665 | Central_Valley_North_Los_Banos_Wind_154 | Panoche-Los Banos 230kV line #2 | Central_Valley_North_Los_Banos_Wind | Solar | Panoche_Los_Banos_HSN | Central_Valley_North_Los_Banos_Wind_154 | Reliability_Capacity_In_Model_Year | 0.665 | Panoche_Los_Banos_SSN | Central_Valley_North_Los_Banos_Wind_154 | Reliability_Capacity_In_Model_Year | 0.163 | Panoche_Los_Banos_offpeak | Central_Valley_North_Los_Banos_Wind_154 | Operational_New_Capacity_MW | 0.44
East_Miguel_SSN | Arizona_Li_Battery_4hr_48 | Reliability_Capacity_In_Model_Year | 0.5 | Panoche_Los_Banos_HSN | Central_Valley_North_Los_Banos_Wind_162 | Reliability_Capacity_In_Model_Year | 0.665 | Central_Valley_North_Los_Banos_Wind_162 | Panoche-Los Banos 230kV line #2 | Central_Valley_North_Los_Banos_Wind | Solar | Panoche_Los_Banos_HSN | Central_Valley_North_Los_Banos_Wind_162 | Reliability_Capacity_In_Model_Year | 0.665 | Panoche_Los_Banos_SSN | Central_Valley_North_Los_Banos_Wind_162 | Reliability_Capacity_In_Model_Year | 0.163 | Panoche_Los_Banos_offpeak | Central_Valley_North_Los_Banos_Wind_162 | Operational_New_Capacity_MW | 0.44
East_Miguel_SSN | Arizona_Li_Battery_4hr_55 | Reliability_Capacity_In_Model_Year | 0.5 | Panoche_Los_Banos_HSN | Southern_PGAE_Solar_34 | Reliability_Capacity_In_Model_Year | 0.1 | Southern_PGAE_Solar_34 | Panoche-Los Banos 230kV line #2 | Southern_PGAE_Solar | Solar | Panoche_Los_Banos_HSN | Southern_PGAE_Solar_34 | Reliability_Capacity_In_Model_Year | 0.1 | Panoche_Los_Banos_SSN | Southern_PGAE_Solar_34 | Reliability_Capacity_In_Model_Year | 0.556 | Panoche_Los_Banos_offpeak | Southern_PGAE_Solar_34 | Operational_New_Capacity_MW | 0.79
East_Miguel_SSN | Arizona_Li_Battery_4hr_90 | Reliability_Capacity_In_Model_Year | 0.5 | Panoche_Los_Banos_HSN | Southern_PGAE_Solar_69 | Reliability_Capacity_In_Model_Year | 0.1 | Southern_PGAE_Solar_69 | Panoche-Los Banos 230kV line #2 | Southern_PGAE_Solar | Solar | Panoche_Los_Banos_HSN | Southern_PGAE_Solar_69 | Reliability_Capacity_In_Model_Year | 0.1 | Panoche_Los_Banos_SSN | Southern_PGAE_Solar_69 | Reliability_Capacity_In_Model_Year | 0.556 | Panoche_Los_Banos_offpeak | Southern_PGAE_Solar_69 | Operational_New_Capacity_MW | 0.79
East_Miguel_SSN | Greater_Imperial_Li_Battery_4hr_107 | Reliability_Capacity_In_Model_Year | 0.5 | Panoche_Los_Banos_HSN | Southern_PGAE_Solar_72 | Reliability_Capacity_In_Model_Year | 0.1 | Southern_PGAE_Solar_72 | Panoche-Los Banos 230kV line #2 | Southern_PGAE_Solar | Solar | Panoche_Los_Banos_HSN | Southern_PGAE_Solar_72 | Reliability_Capacity_In_Model_Year | 0.1 | Panoche_Los_Banos_SSN | Southern_PGAE_Solar_72 | Reliability_Capacity_In_Model_Year | 0.556 | Panoche_Los_Banos_offpeak | Southern_PGAE_Solar_72 | Operational_New_Capacity_MW | 0.79
East_Miguel_SSN | Greater_Imperial_Li_Battery_4hr_133 | Reliability_Capacity_In_Model_Year | 0.5 | Panoche_Los_Banos_HSN | Southern_PGAE_Solar_124 | Reliability_Capacity_In_Model_Year | 0.1 | Southern_PGAE_Solar_124 | Panoche-Los Banos 230kV line #2 | Southern_PGAE_Solar | Solar | Panoche_Los_Banos_HSN | Southern_PGAE_Solar_124 | Reliability_Capacity_In_Model_Year | 0.1 | Panoche_Los_Banos_SSN | Southern_PGAE_Solar_124 | Reliability_Capacity_In_Model_Year | 0.556 | Panoche_Los_Banos_offpeak | Southern_PGAE_Solar_124 | Operational_New_Capacity_MW | 0.79
East_Miguel_SSN | Arizona_Li_Battery_8hr_48 | Reliability_Capacity_In_Model_Year | 0.5 | Panoche_Los_Banos_HSN | Southern_PGAE_Solar_139 | Reliability_Capacity_In_Model_Year | 0.1 | Southern_PGAE_Solar_139 | Panoche-Los Banos 230kV line #2 | Southern_PGAE_Solar | Solar | Panoche_Los_Banos_HSN | Southern_PGAE_Solar_139 | Reliability_Capacity_In_Model_Year | 0.1 | Panoche_Los_Banos_SSN | Southern_PGAE_Solar_139 | Reliability_Capacity_In_Model_Year | 0.556 | Panoche_Los_Banos_offpeak | Southern_PGAE_Solar_139 | Operational_New_Capacity_MW | 0.79
East_Miguel_SSN | Arizona_Li_Battery_8hr_55 | Reliability_Capacity_In_Model_Year | 0.5 | Panoche_Los_Banos_HSN | Southern_PGAE_Solar_140 | Reliability_Capacity_In_Model_Year | 0.1 | Southern_PGAE_Solar_140 | Panoche-Los Banos 230kV line #2 | Southern_PGAE_Solar | Solar | Panoche_Los_Banos_HSN | Southern_PGAE_Solar_140 | Reliability_Capacity_In_Model_Year | 0.1 | Panoche_Los_Banos_SSN | Southern_PGAE_Solar_140 | Reliability_Capacity_In_Model_Year | 0.556 | Panoche_Los_Banos_offpeak | Southern_PGAE_Solar_140 | Operational_New_Capacity_MW | 0.79
East_Miguel_SSN | Arizona_Li_Battery_8hr_90 | Reliability_Capacity_In_Model_Year | 0.5 | Panoche_Los_Banos_HSN | Southern_PGAE_Solar_151 | Reliability_Capacity_In_Model_Year | 0.1 | Southern_PGAE_Solar_151 | Panoche-Los Banos 230kV line #2 | Southern_PGAE_Solar | Solar | Panoche_Los_Banos_HSN | Southern_PGAE_Solar_151 | Reliability_Capacity_In_Model_Year | 0.1 | Panoche_Los_Banos_SSN | Southern_PGAE_Solar_151 | Reliability_Capacity_In_Model_Year | 0.556 | Panoche_Los_Banos_offpeak | Southern_PGAE_Solar_151 | Operational_New_Capacity_MW | 0.79
East_Miguel_SSN | Greater_Imperial_Li_Battery_8hr_107 | Reliability_Capacity_In_Model_Year | 0.5 | Panoche_Los_Banos_HSN | Southern_PGAE_Solar_154 | Reliability_Capacity_In_Model_Year | 0.1 | Southern_PGAE_Solar_154 | Panoche-Los Banos 230kV line #2 | Southern_PGAE_Solar | Solar | Panoche_Los_Banos_HSN | Southern_PGAE_Solar_154 | Reliability_Capacity_In_Model_Year | 0.1 | Panoche_Los_Banos_SSN | Southern_PGAE_Solar_154 | Reliability_Capacity_In_Model_Year | 0.556 | Panoche_Los_Banos_offpeak | Southern_PGAE_Solar_154 | Operational_New_Capacity_MW | 0.79
East_Miguel_SSN | Greater_Imperial_Li_Battery_8hr_133 | Reliability_Capacity_In_Model_Year | 0.5 | Panoche_Los_Banos_HSN | Southern_PGAE_Solar_161 | Reliability_Capacity_In_Model_Year | 0.1 | Southern_PGAE_Solar_161 | Panoche-Los Banos 230kV line #2 | Southern_PGAE_Solar | Solar | Panoche_Los_Banos_HSN | Southern_PGAE_Solar_161 | Reliability_Capacity_In_Model_Year | 0.1 | Panoche_Los_Banos_SSN | Southern_PGAE_Solar_161 | Reliability_Capacity_In_Model_Year | 0.556 | Panoche_Los_Banos_offpeak | Southern_PGAE_Solar_161 | Operational_New_Capacity_MW | 0.79
East_Miguel_SSN | Greater_Imperial_Solar_107 | Reliability_Capacity_In_Model_Year | 0.427 | Panoche_Los_Banos_HSN | Southern_PGAE_Solar_162 | Reliability_Capacity_In_Model_Year | 0.1 | Southern_PGAE_Solar_162 | Panoche-Los Banos 230kV line #2 | Southern_PGAE_Solar | Solar | Panoche_Los_Banos_HSN | Southern_PGAE_Solar_162 | Reliability_Capacity_In_Model_Year | 0.1 | Panoche_Los_Banos_SSN | Southern_PGAE_Solar_162 | Reliability_Capacity_In_Model_Year | 0.556 | Panoche_Los_Banos_offpeak | Southern_PGAE_Solar_162 | Operational_New_Capacity_MW | 0.79
East_Miguel_SSN | Greater_Imperial_Solar_133 | Reliability_Capacity_In_Model_Year | 0.427 | Panoche_Los_Banos_HSN | Southern_PGAE_Solar_164 | Reliability_Capacity_In_Model_Year | 0.1 | Southern_PGAE_Solar_164 | Panoche-Los Banos 230kV line #2 | Southern_PGAE_Solar | Solar | Panoche_Los_Banos_HSN | Southern_PGAE_Solar_164 | Reliability_Capacity_In_Model_Year | 0.1 | Panoche_Los_Banos_SSN | Southern_PGAE_Solar_164 | Reliability_Capacity_In_Model_Year | 0.556 | Panoche_Los_Banos_offpeak | Southern_PGAE_Solar_164 | Operational_New_Capacity_MW | 0.79
East_Miguel_SSN | East_Miguel_group | Operational_New_Capacity_MW | -1 | Panoche_Los_Banos_HSN | Southern_PGAE_Solar_165 | Reliability_Capacity_In_Model_Year | 0.1 | Southern_PGAE_Solar_165 | Panoche-Los Banos 230kV line #2 | Southern_PGAE_Solar | Solar | Panoche_Los_Banos_HSN | Southern_PGAE_Solar_165 | Reliability_Capacity_In_Model_Year | 0.1 | Panoche_Los_Banos_SSN | Southern_PGAE_Solar_165 | Reliability_Capacity_In_Model_Year | 0.556 | Panoche_Los_Banos_offpeak | Southern_PGAE_Solar_165 | Operational_New_Capacity_MW | 0.79
Eastshore_San_Mateo_HSN | Northern_California_Flow_Battery_29 | Reliability_Capacity_In_Model_Year | 1 | Panoche_Los_Banos_HSN | Southern_PGAE_Solar_168 | Reliability_Capacity_In_Model_Year | 0.1 | Southern_PGAE_Solar_168 | Panoche-Los Banos 230kV line #2 | Southern_PGAE_Solar | Solar | Panoche_Los_Banos_HSN | Southern_PGAE_Solar_168 | Reliability_Capacity_In_Model_Year | 0.1 | Panoche_Los_Banos_SSN | Southern_PGAE_Solar_168 | Reliability_Capacity_In_Model_Year | 0.556 | Panoche_Los_Banos_offpeak | Southern_PGAE_Solar_168 | Operational_New_Capacity_MW | 0.79
Eastshore_San_Mateo_HSN | Northern_California_Li_Battery_4hr_29 | Reliability_Capacity_In_Model_Year | 1 | Panoche_Los_Banos_HSN | Southern_PGAE_Solar_169 | Reliability_Capacity_In_Model_Year | 0.1 | Southern_PGAE_Solar_169 | Panoche-Los Banos 230kV line #2 | Southern_PGAE_Solar | Solar | Panoche_Los_Banos_HSN | Southern_PGAE_Solar_169 | Reliability_Capacity_In_Model_Year | 0.1 | Panoche_Los_Banos_SSN | Southern_PGAE_Solar_169 | Reliability_Capacity_In_Model_Year | 0.556 | Panoche_Los_Banos_offpeak | Southern_PGAE_Solar_169 | Operational_New_Capacity_MW | 0.79
Eastshore_San_Mateo_HSN | Northern_California_Li_Battery_8hr_29 | Reliability_Capacity_In_Model_Year | 1 | Panoche_Los_Banos_HSN | Southern_PGAE_Solar_170 | Reliability_Capacity_In_Model_Year | 0.1 | Southern_PGAE_Solar_170 | Panoche-Los Banos 230kV line #2 | Southern_PGAE_Solar | Solar | Panoche_Los_Banos_HSN | Southern_PGAE_Solar_170 | Reliability_Capacity_In_Model_Year | 0.1 | Panoche_Los_Banos_SSN | Southern_PGAE_Solar_170 | Reliability_Capacity_In_Model_Year | 0.556 | Panoche_Los_Banos_offpeak | Southern_PGAE_Solar_170 | Operational_New_Capacity_MW | 0.79
Eastshore_San_Mateo_HSN | Northern_California_Solar_29 | Reliability_Capacity_In_Model_Year | 0.1 | Panoche_Los_Banos_HSN | Southern_PGAE_Solar_174 | Reliability_Capacity_In_Model_Year | 0.1 | Southern_PGAE_Solar_174 | Panoche-Los Banos 230kV line #2 | Southern_PGAE_Solar | Solar | Panoche_Los_Banos_HSN | Southern_PGAE_Solar_174 | Reliability_Capacity_In_Model_Year | 0.1 | Panoche_Los_Banos_SSN | Southern_PGAE_Solar_174 | Reliability_Capacity_In_Model_Year | 0.556 | Panoche_Los_Banos_offpeak | Southern_PGAE_Solar_174 | Operational_New_Capacity_MW | 0.79
Eastshore_San_Mateo_HSN | Collinsville_500_group | Operational_New_Capacity_MW | -0.56033 | Panoche_Los_Banos_HSN | Southern_PGAE_Solar_176 | Reliability_Capacity_In_Model_Year | 0.1 | Southern_PGAE_Solar_176 | Panoche-Los Banos 230kV line #2 | Southern_PGAE_Solar | Solar | Panoche_Los_Banos_HSN | Southern_PGAE_Solar_176 | Reliability_Capacity_In_Model_Year | 0.1 | Panoche_Los_Banos_SSN | Southern_PGAE_Solar_176 | Reliability_Capacity_In_Model_Year | 0.556 | Panoche_Los_Banos_offpeak | Southern_PGAE_Solar_176 | Operational_New_Capacity_MW | 0.79
Eastshore_San_Mateo_offpeak | Northern_California_Flow_Battery_29 | Operational_New_Capacity_MW | -1 | Panoche_Oro_Loma_HSN | Southern_PGAE_Flow_Battery_154 | Reliability_Capacity_In_Model_Year | 1 | Southern_PGAE_Flow_Battery_154 | Panoche-Oro Loma 115kV Line | CAISO_Flow_Battery_8hr_Dispatch | Solar | Panoche_Oro_Loma_HSN | Southern_PGAE_Flow_Battery_154 | Reliability_Capacity_In_Model_Year | 1 | Panoche_Oro_Loma_SSN | Southern_PGAE_Flow_Battery_154 | Reliability_Capacity_In_Model_Year | 0.5 | Panoche_Oro_Loma_offpeak | Southern_PGAE_Flow_Battery_154 | Operational_New_Capacity_MW | -1
Eastshore_San_Mateo_offpeak | Northern_California_Li_Battery_4hr_29 | Operational_New_Capacity_MW | -1 | Panoche_Oro_Loma_HSN | Southern_PGAE_Flow_Battery_161 | Reliability_Capacity_In_Model_Year | 1 | Southern_PGAE_Flow_Battery_161 | Panoche-Oro Loma 115kV Line | CAISO_Flow_Battery_8hr_Dispatch | Solar | Panoche_Oro_Loma_HSN | Southern_PGAE_Flow_Battery_161 | Reliability_Capacity_In_Model_Year | 1 | Panoche_Oro_Loma_SSN | Southern_PGAE_Flow_Battery_161 | Reliability_Capacity_In_Model_Year | 0.5 | Panoche_Oro_Loma_offpeak | Southern_PGAE_Flow_Battery_161 | Operational_New_Capacity_MW | -1
Eastshore_San_Mateo_offpeak | Northern_California_Li_Battery_8hr_29 | Operational_New_Capacity_MW | -1 | Panoche_Oro_Loma_HSN | Southern_PGAE_Flow_Battery_162 | Reliability_Capacity_In_Model_Year | 1 | Southern_PGAE_Flow_Battery_162 | Panoche-Oro Loma 115kV Line | CAISO_Flow_Battery_8hr_Dispatch | Solar | Panoche_Oro_Loma_HSN | Southern_PGAE_Flow_Battery_162 | Reliability_Capacity_In_Model_Year | 1 | Panoche_Oro_Loma_SSN | Southern_PGAE_Flow_Battery_162 | Reliability_Capacity_In_Model_Year | 0.5 | Panoche_Oro_Loma_offpeak | Southern_PGAE_Flow_Battery_162 | Operational_New_Capacity_MW | -1
Eastshore_San_Mateo_offpeak | Northern_California_Solar_29 | Operational_New_Capacity_MW | 0.68 | Panoche_Oro_Loma_HSN | Southern_PGAE_Flow_Battery_163 | Reliability_Capacity_In_Model_Year | 1 | Southern_PGAE_Flow_Battery_163 | Panoche-Oro Loma 115kV Line | CAISO_Flow_Battery_8hr_Dispatch | Solar | Panoche_Oro_Loma_HSN | Southern_PGAE_Flow_Battery_163 | Reliability_Capacity_In_Model_Year | 1 | Panoche_Oro_Loma_SSN | Southern_PGAE_Flow_Battery_163 | Reliability_Capacity_In_Model_Year | 0.5 | Panoche_Oro_Loma_offpeak | Southern_PGAE_Flow_Battery_163 | Operational_New_Capacity_MW | -1
Eastshore_San_Mateo_offpeak | Collinsville_500_group | Operational_New_Capacity_MW | -0.56033 | Panoche_Oro_Loma_HSN | Southern_PGAE_Flow_Battery_164 | Reliability_Capacity_In_Model_Year | 1 | Southern_PGAE_Flow_Battery_164 | Panoche-Oro Loma 115kV Line | CAISO_Flow_Battery_8hr_Dispatch | Solar | Panoche_Oro_Loma_HSN | Southern_PGAE_Flow_Battery_164 | Reliability_Capacity_In_Model_Year | 1 | Panoche_Oro_Loma_SSN | Southern_PGAE_Flow_Battery_164 | Reliability_Capacity_In_Model_Year | 0.5 | Panoche_Oro_Loma_offpeak | Southern_PGAE_Flow_Battery_164 | Operational_New_Capacity_MW | -1
Eastshore_San_Mateo_SSN | Northern_California_Flow_Battery_29 | Reliability_Capacity_In_Model_Year | 0.5 | Panoche_Oro_Loma_HSN | Southern_PGAE_Flow_Battery_165 | Reliability_Capacity_In_Model_Year | 1 | Southern_PGAE_Flow_Battery_165 | Panoche-Oro Loma 115kV Line | CAISO_Flow_Battery_8hr_Dispatch | Solar | Panoche_Oro_Loma_HSN | Southern_PGAE_Flow_Battery_165 | Reliability_Capacity_In_Model_Year | 1 | Panoche_Oro_Loma_SSN | Southern_PGAE_Flow_Battery_165 | Reliability_Capacity_In_Model_Year | 0.5 | Panoche_Oro_Loma_offpeak | Southern_PGAE_Flow_Battery_165 | Operational_New_Capacity_MW | -1
Eastshore_San_Mateo_SSN | Northern_California_Li_Battery_4hr_29 | Reliability_Capacity_In_Model_Year | 0.5 | Panoche_Oro_Loma_HSN | Northern_California_Flow_Battery_166 | Reliability_Capacity_In_Model_Year | 1 | Northern_California_Flow_Battery_166 | Panoche-Oro Loma 115kV Line | CAISO_Flow_Battery_8hr_Dispatch | Solar | Panoche_Oro_Loma_HSN | Northern_California_Flow_Battery_166 | Reliability_Capacity_In_Model_Year | 1 | Panoche_Oro_Loma_SSN | Northern_California_Flow_Battery_166 | Reliability_Capacity_In_Model_Year | 0.5 | Panoche_Oro_Loma_offpeak | Northern_California_Flow_Battery_166 | Operational_New_Capacity_MW | -1
Eastshore_San_Mateo_SSN | Northern_California_Li_Battery_8hr_29 | Reliability_Capacity_In_Model_Year | 0.5 | Panoche_Oro_Loma_HSN | Southern_PGAE_Flow_Battery_168 | Reliability_Capacity_In_Model_Year | 1 | Southern_PGAE_Flow_Battery_168 | Panoche-Oro Loma 115kV Line | CAISO_Flow_Battery_8hr_Dispatch | Solar | Panoche_Oro_Loma_HSN | Southern_PGAE_Flow_Battery_168 | Reliability_Capacity_In_Model_Year | 1 | Panoche_Oro_Loma_SSN | Southern_PGAE_Flow_Battery_168 | Reliability_Capacity_In_Model_Year | 0.5 | Panoche_Oro_Loma_offpeak | Southern_PGAE_Flow_Battery_168 | Operational_New_Capacity_MW | -1
Eastshore_San_Mateo_SSN | Northern_California_Solar_29 | Reliability_Capacity_In_Model_Year | 0.556 | Panoche_Oro_Loma_HSN | Southern_PGAE_Flow_Battery_169 | Reliability_Capacity_In_Model_Year | 1 | Southern_PGAE_Flow_Battery_169 | Panoche-Oro Loma 115kV Line | CAISO_Flow_Battery_8hr_Dispatch | Solar | Panoche_Oro_Loma_HSN | Southern_PGAE_Flow_Battery_169 | Reliability_Capacity_In_Model_Year | 1 | Panoche_Oro_Loma_SSN | Southern_PGAE_Flow_Battery_169 | Reliability_Capacity_In_Model_Year | 0.5 | Panoche_Oro_Loma_offpeak | Southern_PGAE_Flow_Battery_169 | Operational_New_Capacity_MW | -1
Eastshore_San_Mateo_SSN | Collinsville_500_group | Operational_New_Capacity_MW | -0.56033 | Panoche_Oro_Loma_HSN | Southern_PGAE_Flow_Battery_170 | Reliability_Capacity_In_Model_Year | 1 | Southern_PGAE_Flow_Battery_170 | Panoche-Oro Loma 115kV Line | CAISO_Flow_Battery_8hr_Dispatch | Solar | Panoche_Oro_Loma_HSN | Southern_PGAE_Flow_Battery_170 | Reliability_Capacity_In_Model_Year | 1 | Panoche_Oro_Loma_SSN | Southern_PGAE_Flow_Battery_170 | Reliability_Capacity_In_Model_Year | 0.5 | Panoche_Oro_Loma_offpeak | Southern_PGAE_Flow_Battery_170 | Operational_New_Capacity_MW | -1
Eight_Mile_Tesla_HSN | Northern_California_Flow_Battery_92 | Reliability_Capacity_In_Model_Year | 1 | Panoche_Oro_Loma_HSN | Southern_PGAE_Flow_Battery_174 | Reliability_Capacity_In_Model_Year | 1 | Southern_PGAE_Flow_Battery_174 | Panoche-Oro Loma 115kV Line | CAISO_Flow_Battery_8hr_Dispatch | Solar | Panoche_Oro_Loma_HSN | Southern_PGAE_Flow_Battery_174 | Reliability_Capacity_In_Model_Year | 1 | Panoche_Oro_Loma_SSN | Southern_PGAE_Flow_Battery_174 | Reliability_Capacity_In_Model_Year | 0.5 | Panoche_Oro_Loma_offpeak | Southern_PGAE_Flow_Battery_174 | Operational_New_Capacity_MW | -1
Eight_Mile_Tesla_HSN | Northern_California_Flow_Battery_114 | Reliability_Capacity_In_Model_Year | 1 | Panoche_Oro_Loma_HSN | Southern_PGAE_Li_Battery_4hr_154 | Reliability_Capacity_In_Model_Year | 1 | Southern_PGAE_Li_Battery_4hr_154 | Panoche-Oro Loma 115kV Line | CAISO_Li_Battery_4hr_Dispatch | Solar | Panoche_Oro_Loma_HSN | Southern_PGAE_Li_Battery_4hr_154 | Reliability_Capacity_In_Model_Year | 1 | Panoche_Oro_Loma_SSN | Southern_PGAE_Li_Battery_4hr_154 | Reliability_Capacity_In_Model_Year | 0.5 | Panoche_Oro_Loma_offpeak | Southern_PGAE_Li_Battery_4hr_154 | Operational_New_Capacity_MW | -1
Eight_Mile_Tesla_HSN | Northern_California_Flow_Battery_122 | Reliability_Capacity_In_Model_Year | 1 | Panoche_Oro_Loma_HSN | Southern_PGAE_Li_Battery_4hr_161 | Reliability_Capacity_In_Model_Year | 1 | Southern_PGAE_Li_Battery_4hr_161 | Panoche-Oro Loma 115kV Line | CAISO_Li_Battery_4hr_Dispatch | Solar | Panoche_Oro_Loma_HSN | Southern_PGAE_Li_Battery_4hr_161 | Reliability_Capacity_In_Model_Year | 1 | Panoche_Oro_Loma_SSN | Southern_PGAE_Li_Battery_4hr_161 | Reliability_Capacity_In_Model_Year | 0.5 | Panoche_Oro_Loma_offpeak | Southern_PGAE_Li_Battery_4hr_161 | Operational_New_Capacity_MW | -1
Eight_Mile_Tesla_HSN | Northern_California_Flow_Battery_138 | Reliability_Capacity_In_Model_Year | 1 | Panoche_Oro_Loma_HSN | Southern_PGAE_Li_Battery_4hr_162 | Reliability_Capacity_In_Model_Year | 1 | Southern_PGAE_Li_Battery_4hr_162 | Panoche-Oro Loma 115kV Line | CAISO_Li_Battery_4hr_Dispatch | Solar | Panoche_Oro_Loma_HSN | Southern_PGAE_Li_Battery_4hr_162 | Reliability_Capacity_In_Model_Year | 1 | Panoche_Oro_Loma_SSN | Southern_PGAE_Li_Battery_4hr_162 | Reliability_Capacity_In_Model_Year | 0.5 | Panoche_Oro_Loma_offpeak | Southern_PGAE_Li_Battery_4hr_162 | Operational_New_Capacity_MW | -1
Eight_Mile_Tesla_HSN | Northern_California_Flow_Battery_141 | Reliability_Capacity_In_Model_Year | 1 | Panoche_Oro_Loma_HSN | Southern_PGAE_Li_Battery_4hr_163 | Reliability_Capacity_In_Model_Year | 1 | Southern_PGAE_Li_Battery_4hr_163 | Panoche-Oro Loma 115kV Line | CAISO_Li_Battery_4hr_Dispatch | Solar | Panoche_Oro_Loma_HSN | Southern_PGAE_Li_Battery_4hr_163 | Reliability_Capacity_In_Model_Year | 1 | Panoche_Oro_Loma_SSN | Southern_PGAE_Li_Battery_4hr_163 | Reliability_Capacity_In_Model_Year | 0.5 | Panoche_Oro_Loma_offpeak | Southern_PGAE_Li_Battery_4hr_163 | Operational_New_Capacity_MW | -1
Eight_Mile_Tesla_HSN | Northern_California_Flow_Battery_144 | Reliability_Capacity_In_Model_Year | 1 | Panoche_Oro_Loma_HSN | Southern_PGAE_Li_Battery_4hr_164 | Reliability_Capacity_In_Model_Year | 1 | Southern_PGAE_Li_Battery_4hr_164 | Panoche-Oro Loma 115kV Line | CAISO_Li_Battery_4hr_Dispatch | Solar | Panoche_Oro_Loma_HSN | Southern_PGAE_Li_Battery_4hr_164 | Reliability_Capacity_In_Model_Year | 1 | Panoche_Oro_Loma_SSN | Southern_PGAE_Li_Battery_4hr_164 | Reliability_Capacity_In_Model_Year | 0.5 | Panoche_Oro_Loma_offpeak | Southern_PGAE_Li_Battery_4hr_164 | Operational_New_Capacity_MW | -1
Eight_Mile_Tesla_HSN | Northern_California_Flow_Battery_149 | Reliability_Capacity_In_Model_Year | 1 | Panoche_Oro_Loma_HSN | Southern_PGAE_Li_Battery_4hr_165 | Reliability_Capacity_In_Model_Year | 1 | Southern_PGAE_Li_Battery_4hr_165 | Panoche-Oro Loma 115kV Line | CAISO_Li_Battery_4hr_Dispatch | Solar | Panoche_Oro_Loma_HSN | Southern_PGAE_Li_Battery_4hr_165 | Reliability_Capacity_In_Model_Year | 1 | Panoche_Oro_Loma_SSN | Southern_PGAE_Li_Battery_4hr_165 | Reliability_Capacity_In_Model_Year | 0.5 | Panoche_Oro_Loma_offpeak | Southern_PGAE_Li_Battery_4hr_165 | Operational_New_Capacity_MW | -1
Eight_Mile_Tesla_HSN | Northern_California_Flow_Battery_157 | Reliability_Capacity_In_Model_Year | 1 | Panoche_Oro_Loma_HSN | Northern_California_Li_Battery_4hr_166 | Reliability_Capacity_In_Model_Year | 1 | Northern_California_Li_Battery_4hr_166 | Panoche-Oro Loma 115kV Line | CAISO_Li_Battery_4hr_Dispatch | Solar | Panoche_Oro_Loma_HSN | Northern_California_Li_Battery_4hr_166 | Reliability_Capacity_In_Model_Year | 1 | Panoche_Oro_Loma_SSN | Northern_California_Li_Battery_4hr_166 | Reliability_Capacity_In_Model_Year | 0.5 | Panoche_Oro_Loma_offpeak | Northern_California_Li_Battery_4hr_166 | Operational_New_Capacity_MW | -1
Eight_Mile_Tesla_HSN | Northern_California_Flow_Battery_159 | Reliability_Capacity_In_Model_Year | 1 | Panoche_Oro_Loma_HSN | Southern_PGAE_Li_Battery_4hr_168 | Reliability_Capacity_In_Model_Year | 1 | Southern_PGAE_Li_Battery_4hr_168 | Panoche-Oro Loma 115kV Line | CAISO_Li_Battery_4hr_Dispatch | Solar | Panoche_Oro_Loma_HSN | Southern_PGAE_Li_Battery_4hr_168 | Reliability_Capacity_In_Model_Year | 1 | Panoche_Oro_Loma_SSN | Southern_PGAE_Li_Battery_4hr_168 | Reliability_Capacity_In_Model_Year | 0.5 | Panoche_Oro_Loma_offpeak | Southern_PGAE_Li_Battery_4hr_168 | Operational_New_Capacity_MW | -1
Eight_Mile_Tesla_HSN | Southern_PGAE_Flow_Battery_163 | Reliability_Capacity_In_Model_Year | 1 | Panoche_Oro_Loma_HSN | Southern_PGAE_Li_Battery_4hr_169 | Reliability_Capacity_In_Model_Year | 1 | Southern_PGAE_Li_Battery_4hr_169 | Panoche-Oro Loma 115kV Line | CAISO_Li_Battery_4hr_Dispatch | Solar | Panoche_Oro_Loma_HSN | Southern_PGAE_Li_Battery_4hr_169 | Reliability_Capacity_In_Model_Year | 1 | Panoche_Oro_Loma_SSN | Southern_PGAE_Li_Battery_4hr_169 | Reliability_Capacity_In_Model_Year | 0.5 | Panoche_Oro_Loma_offpeak | Southern_PGAE_Li_Battery_4hr_169 | Operational_New_Capacity_MW | -1
Eight_Mile_Tesla_HSN | Northern_California_Flow_Battery_166 | Reliability_Capacity_In_Model_Year | 1 | Panoche_Oro_Loma_HSN | Southern_PGAE_Li_Battery_4hr_170 | Reliability_Capacity_In_Model_Year | 1 | Southern_PGAE_Li_Battery_4hr_170 | Panoche-Oro Loma 115kV Line | CAISO_Li_Battery_4hr_Dispatch | Solar | Panoche_Oro_Loma_HSN | Southern_PGAE_Li_Battery_4hr_170 | Reliability_Capacity_In_Model_Year | 1 | Panoche_Oro_Loma_SSN | Southern_PGAE_Li_Battery_4hr_170 | Reliability_Capacity_In_Model_Year | 0.5 | Panoche_Oro_Loma_offpeak | Southern_PGAE_Li_Battery_4hr_170 | Operational_New_Capacity_MW | -1
Eight_Mile_Tesla_HSN | Northern_California_Flow_Battery_172 | Reliability_Capacity_In_Model_Year | 1 | Panoche_Oro_Loma_HSN | Southern_PGAE_Li_Battery_4hr_174 | Reliability_Capacity_In_Model_Year | 1 | Southern_PGAE_Li_Battery_4hr_174 | Panoche-Oro Loma 115kV Line | CAISO_Li_Battery_4hr_Dispatch | Solar | Panoche_Oro_Loma_HSN | Southern_PGAE_Li_Battery_4hr_174 | Reliability_Capacity_In_Model_Year | 1 | Panoche_Oro_Loma_SSN | Southern_PGAE_Li_Battery_4hr_174 | Reliability_Capacity_In_Model_Year | 0.5 | Panoche_Oro_Loma_offpeak | Southern_PGAE_Li_Battery_4hr_174 | Operational_New_Capacity_MW | -1
Eight_Mile_Tesla_HSN | Northern_California_Flow_Battery_179 | Reliability_Capacity_In_Model_Year | 1 | Panoche_Oro_Loma_HSN | Southern_PGAE_Li_Battery_8hr_154 | Reliability_Capacity_In_Model_Year | 1 | Southern_PGAE_Li_Battery_8hr_154 | Panoche-Oro Loma 115kV Line | CAISO_Li_Battery_8hr_Dispatch | Solar | Panoche_Oro_Loma_HSN | Southern_PGAE_Li_Battery_8hr_154 | Reliability_Capacity_In_Model_Year | 1 | Panoche_Oro_Loma_SSN | Southern_PGAE_Li_Battery_8hr_154 | Reliability_Capacity_In_Model_Year | 0.5 | Panoche_Oro_Loma_offpeak | Southern_PGAE_Li_Battery_8hr_154 | Operational_New_Capacity_MW | -1
Eight_Mile_Tesla_HSN | Northern_California_Li_Battery_4hr_92 | Reliability_Capacity_In_Model_Year | 1 | Panoche_Oro_Loma_HSN | Southern_PGAE_Li_Battery_8hr_161 | Reliability_Capacity_In_Model_Year | 1 | Southern_PGAE_Li_Battery_8hr_161 | Panoche-Oro Loma 115kV Line | CAISO_Li_Battery_8hr_Dispatch | Solar | Panoche_Oro_Loma_HSN | Southern_PGAE_Li_Battery_8hr_161 | Reliability_Capacity_In_Model_Year | 1 | Panoche_Oro_Loma_SSN | Southern_PGAE_Li_Battery_8hr_161 | Reliability_Capacity_In_Model_Year | 0.5 | Panoche_Oro_Loma_offpeak | Southern_PGAE_Li_Battery_8hr_161 | Operational_New_Capacity_MW | -1
Eight_Mile_Tesla_HSN | Northern_California_Li_Battery_4hr_114 | Reliability_Capacity_In_Model_Year | 1 | Panoche_Oro_Loma_HSN | Southern_PGAE_Li_Battery_8hr_162 | Reliability_Capacity_In_Model_Year | 1 | Southern_PGAE_Li_Battery_8hr_162 | Panoche-Oro Loma 115kV Line | CAISO_Li_Battery_8hr_Dispatch | Solar | Panoche_Oro_Loma_HSN | Southern_PGAE_Li_Battery_8hr_162 | Reliability_Capacity_In_Model_Year | 1 | Panoche_Oro_Loma_SSN | Southern_PGAE_Li_Battery_8hr_162 | Reliability_Capacity_In_Model_Year | 0.5 | Panoche_Oro_Loma_offpeak | Southern_PGAE_Li_Battery_8hr_162 | Operational_New_Capacity_MW | -1
Eight_Mile_Tesla_HSN | Northern_California_Li_Battery_4hr_122 | Reliability_Capacity_In_Model_Year | 1 | Panoche_Oro_Loma_HSN | Southern_PGAE_Li_Battery_8hr_163 | Reliability_Capacity_In_Model_Year | 1 | Southern_PGAE_Li_Battery_8hr_163 | Panoche-Oro Loma 115kV Line | CAISO_Li_Battery_8hr_Dispatch | Solar | Panoche_Oro_Loma_HSN | Southern_PGAE_Li_Battery_8hr_163 | Reliability_Capacity_In_Model_Year | 1 | Panoche_Oro_Loma_SSN | Southern_PGAE_Li_Battery_8hr_163 | Reliability_Capacity_In_Model_Year | 0.5 | Panoche_Oro_Loma_offpeak | Southern_PGAE_Li_Battery_8hr_163 | Operational_New_Capacity_MW | -1
Eight_Mile_Tesla_HSN | Northern_California_Li_Battery_4hr_138 | Reliability_Capacity_In_Model_Year | 1 | Panoche_Oro_Loma_HSN | Southern_PGAE_Li_Battery_8hr_164 | Reliability_Capacity_In_Model_Year | 1 | Southern_PGAE_Li_Battery_8hr_164 | Panoche-Oro Loma 115kV Line | CAISO_Li_Battery_8hr_Dispatch | Solar | Panoche_Oro_Loma_HSN | Southern_PGAE_Li_Battery_8hr_164 | Reliability_Capacity_In_Model_Year | 1 | Panoche_Oro_Loma_SSN | Southern_PGAE_Li_Battery_8hr_164 | Reliability_Capacity_In_Model_Year | 0.5 | Panoche_Oro_Loma_offpeak | Southern_PGAE_Li_Battery_8hr_164 | Operational_New_Capacity_MW | -1
Eight_Mile_Tesla_HSN | Northern_California_Li_Battery_4hr_141 | Reliability_Capacity_In_Model_Year | 1 | Panoche_Oro_Loma_HSN | Southern_PGAE_Li_Battery_8hr_165 | Reliability_Capacity_In_Model_Year | 1 | Southern_PGAE_Li_Battery_8hr_165 | Panoche-Oro Loma 115kV Line | CAISO_Li_Battery_8hr_Dispatch | Solar | Panoche_Oro_Loma_HSN | Southern_PGAE_Li_Battery_8hr_165 | Reliability_Capacity_In_Model_Year | 1 | Panoche_Oro_Loma_SSN | Southern_PGAE_Li_Battery_8hr_165 | Reliability_Capacity_In_Model_Year | 0.5 | Panoche_Oro_Loma_offpeak | Southern_PGAE_Li_Battery_8hr_165 | Operational_New_Capacity_MW | -1
Eight_Mile_Tesla_HSN | Northern_California_Li_Battery_4hr_144 | Reliability_Capacity_In_Model_Year | 1 | Panoche_Oro_Loma_HSN | Northern_California_Li_Battery_8hr_166 | Reliability_Capacity_In_Model_Year | 1 | Northern_California_Li_Battery_8hr_166 | Panoche-Oro Loma 115kV Line | CAISO_Li_Battery_8hr_Dispatch | Solar | Panoche_Oro_Loma_HSN | Northern_California_Li_Battery_8hr_166 | Reliability_Capacity_In_Model_Year | 1 | Panoche_Oro_Loma_SSN | Northern_California_Li_Battery_8hr_166 | Reliability_Capacity_In_Model_Year | 0.5 | Panoche_Oro_Loma_offpeak | Northern_California_Li_Battery_8hr_166 | Operational_New_Capacity_MW | -1
Eight_Mile_Tesla_HSN | Northern_California_Li_Battery_4hr_149 | Reliability_Capacity_In_Model_Year | 1 | Panoche_Oro_Loma_HSN | Southern_PGAE_Li_Battery_8hr_168 | Reliability_Capacity_In_Model_Year | 1 | Southern_PGAE_Li_Battery_8hr_168 | Panoche-Oro Loma 115kV Line | CAISO_Li_Battery_8hr_Dispatch | Solar | Panoche_Oro_Loma_HSN | Southern_PGAE_Li_Battery_8hr_168 | Reliability_Capacity_In_Model_Year | 1 | Panoche_Oro_Loma_SSN | Southern_PGAE_Li_Battery_8hr_168 | Reliability_Capacity_In_Model_Year | 0.5 | Panoche_Oro_Loma_offpeak | Southern_PGAE_Li_Battery_8hr_168 | Operational_New_Capacity_MW | -1
Eight_Mile_Tesla_HSN | Northern_California_Li_Battery_4hr_157 | Reliability_Capacity_In_Model_Year | 1 | Panoche_Oro_Loma_HSN | Southern_PGAE_Li_Battery_8hr_169 | Reliability_Capacity_In_Model_Year | 1 | Southern_PGAE_Li_Battery_8hr_169 | Panoche-Oro Loma 115kV Line | CAISO_Li_Battery_8hr_Dispatch | Solar | Panoche_Oro_Loma_HSN | Southern_PGAE_Li_Battery_8hr_169 | Reliability_Capacity_In_Model_Year | 1 | Panoche_Oro_Loma_SSN | Southern_PGAE_Li_Battery_8hr_169 | Reliability_Capacity_In_Model_Year | 0.5 | Panoche_Oro_Loma_offpeak | Southern_PGAE_Li_Battery_8hr_169 | Operational_New_Capacity_MW | -1
Eight_Mile_Tesla_HSN | Northern_California_Li_Battery_4hr_159 | Reliability_Capacity_In_Model_Year | 1 | Panoche_Oro_Loma_HSN | Southern_PGAE_Li_Battery_8hr_170 | Reliability_Capacity_In_Model_Year | 1 | Southern_PGAE_Li_Battery_8hr_170 | Panoche-Oro Loma 115kV Line | CAISO_Li_Battery_8hr_Dispatch | Solar | Panoche_Oro_Loma_HSN | Southern_PGAE_Li_Battery_8hr_170 | Reliability_Capacity_In_Model_Year | 1 | Panoche_Oro_Loma_SSN | Southern_PGAE_Li_Battery_8hr_170 | Reliability_Capacity_In_Model_Year | 0.5 | Panoche_Oro_Loma_offpeak | Southern_PGAE_Li_Battery_8hr_170 | Operational_New_Capacity_MW | -1
Eight_Mile_Tesla_HSN | Southern_PGAE_Li_Battery_4hr_163 | Reliability_Capacity_In_Model_Year | 1 | Panoche_Oro_Loma_HSN | Southern_PGAE_Li_Battery_8hr_174 | Reliability_Capacity_In_Model_Year | 1 | Southern_PGAE_Li_Battery_8hr_174 | Panoche-Oro Loma 115kV Line | CAISO_Li_Battery_8hr_Dispatch | Solar | Panoche_Oro_Loma_HSN | Southern_PGAE_Li_Battery_8hr_174 | Reliability_Capacity_In_Model_Year | 1 | Panoche_Oro_Loma_SSN | Southern_PGAE_Li_Battery_8hr_174 | Reliability_Capacity_In_Model_Year | 0.5 | Panoche_Oro_Loma_offpeak | Southern_PGAE_Li_Battery_8hr_174 | Operational_New_Capacity_MW | -1
Eight_Mile_Tesla_HSN | Northern_California_Li_Battery_4hr_166 | Reliability_Capacity_In_Model_Year | 1 | Panoche_Oro_Loma_HSN | Central_Valley_North_Los_Banos_Wind_154 | Reliability_Capacity_In_Model_Year | 0.665 | Central_Valley_North_Los_Banos_Wind_154 | Panoche-Oro Loma 115kV Line | Central_Valley_North_Los_Banos_Wind | Solar | Panoche_Oro_Loma_HSN | Central_Valley_North_Los_Banos_Wind_154 | Reliability_Capacity_In_Model_Year | 0.665 | Panoche_Oro_Loma_SSN | Central_Valley_North_Los_Banos_Wind_154 | Reliability_Capacity_In_Model_Year | 0.163 | Panoche_Oro_Loma_offpeak | Central_Valley_North_Los_Banos_Wind_154 | Operational_New_Capacity_MW | 0.44
Eight_Mile_Tesla_HSN | Northern_California_Li_Battery_4hr_172 | Reliability_Capacity_In_Model_Year | 1 | Panoche_Oro_Loma_HSN | Central_Valley_North_Los_Banos_Wind_162 | Reliability_Capacity_In_Model_Year | 0.665 | Central_Valley_North_Los_Banos_Wind_162 | Panoche-Oro Loma 115kV Line | Central_Valley_North_Los_Banos_Wind | Solar | Panoche_Oro_Loma_HSN | Central_Valley_North_Los_Banos_Wind_162 | Reliability_Capacity_In_Model_Year | 0.665 | Panoche_Oro_Loma_SSN | Central_Valley_North_Los_Banos_Wind_162 | Reliability_Capacity_In_Model_Year | 0.163 | Panoche_Oro_Loma_offpeak | Central_Valley_North_Los_Banos_Wind_162 | Operational_New_Capacity_MW | 0.44
Eight_Mile_Tesla_HSN | Northern_California_Li_Battery_4hr_179 | Reliability_Capacity_In_Model_Year | 1 | Panoche_Oro_Loma_HSN | Northern_California_Solar_166 | Reliability_Capacity_In_Model_Year | 0.1 | Northern_California_Solar_166 | Panoche-Oro Loma 115kV Line | Northern_California_Solar | Solar | Panoche_Oro_Loma_HSN | Northern_California_Solar_166 | Reliability_Capacity_In_Model_Year | 0.1 | Panoche_Oro_Loma_SSN | Northern_California_Solar_166 | Reliability_Capacity_In_Model_Year | 0.556 | Panoche_Oro_Loma_offpeak | Northern_California_Solar_166 | Operational_New_Capacity_MW | 0.79
Eight_Mile_Tesla_HSN | Northern_California_Li_Battery_8hr_92 | Reliability_Capacity_In_Model_Year | 1 | Panoche_Oro_Loma_HSN | Southern_PGAE_Solar_154 | Reliability_Capacity_In_Model_Year | 0.1 | Southern_PGAE_Solar_154 | Panoche-Oro Loma 115kV Line | Southern_PGAE_Solar | Solar | Panoche_Oro_Loma_HSN | Southern_PGAE_Solar_154 | Reliability_Capacity_In_Model_Year | 0.1 | Panoche_Oro_Loma_SSN | Southern_PGAE_Solar_154 | Reliability_Capacity_In_Model_Year | 0.556 | Panoche_Oro_Loma_offpeak | Southern_PGAE_Solar_154 | Operational_New_Capacity_MW | 0.79
Eight_Mile_Tesla_HSN | Northern_California_Li_Battery_8hr_114 | Reliability_Capacity_In_Model_Year | 1 | Panoche_Oro_Loma_HSN | Southern_PGAE_Solar_161 | Reliability_Capacity_In_Model_Year | 0.1 | Southern_PGAE_Solar_161 | Panoche-Oro Loma 115kV Line | Southern_PGAE_Solar | Solar | Panoche_Oro_Loma_HSN | Southern_PGAE_Solar_161 | Reliability_Capacity_In_Model_Year | 0.1 | Panoche_Oro_Loma_SSN | Southern_PGAE_Solar_161 | Reliability_Capacity_In_Model_Year | 0.556 | Panoche_Oro_Loma_offpeak | Southern_PGAE_Solar_161 | Operational_New_Capacity_MW | 0.79
Eight_Mile_Tesla_HSN | Northern_California_Li_Battery_8hr_122 | Reliability_Capacity_In_Model_Year | 1 | Panoche_Oro_Loma_HSN | Southern_PGAE_Solar_162 | Reliability_Capacity_In_Model_Year | 0.1 | Southern_PGAE_Solar_162 | Panoche-Oro Loma 115kV Line | Southern_PGAE_Solar | Solar | Panoche_Oro_Loma_HSN | Southern_PGAE_Solar_162 | Reliability_Capacity_In_Model_Year | 0.1 | Panoche_Oro_Loma_SSN | Southern_PGAE_Solar_162 | Reliability_Capacity_In_Model_Year | 0.556 | Panoche_Oro_Loma_offpeak | Southern_PGAE_Solar_162 | Operational_New_Capacity_MW | 0.79
Eight_Mile_Tesla_HSN | Northern_California_Li_Battery_8hr_138 | Reliability_Capacity_In_Model_Year | 1 | Panoche_Oro_Loma_HSN | Southern_PGAE_Solar_163 | Reliability_Capacity_In_Model_Year | 0.1 | Southern_PGAE_Solar_163 | Panoche-Oro Loma 115kV Line | Southern_PGAE_Solar | Solar | Panoche_Oro_Loma_HSN | Southern_PGAE_Solar_163 | Reliability_Capacity_In_Model_Year | 0.1 | Panoche_Oro_Loma_SSN | Southern_PGAE_Solar_163 | Reliability_Capacity_In_Model_Year | 0.556 | Panoche_Oro_Loma_offpeak | Southern_PGAE_Solar_163 | Operational_New_Capacity_MW | 0.79
Eight_Mile_Tesla_HSN | Northern_California_Li_Battery_8hr_141 | Reliability_Capacity_In_Model_Year | 1 | Panoche_Oro_Loma_HSN | Southern_PGAE_Solar_164 | Reliability_Capacity_In_Model_Year | 0.1 | Southern_PGAE_Solar_164 | Panoche-Oro Loma 115kV Line | Southern_PGAE_Solar | Solar | Panoche_Oro_Loma_HSN | Southern_PGAE_Solar_164 | Reliability_Capacity_In_Model_Year | 0.1 | Panoche_Oro_Loma_SSN | Southern_PGAE_Solar_164 | Reliability_Capacity_In_Model_Year | 0.556 | Panoche_Oro_Loma_offpeak | Southern_PGAE_Solar_164 | Operational_New_Capacity_MW | 0.79
Eight_Mile_Tesla_HSN | Northern_California_Li_Battery_8hr_144 | Reliability_Capacity_In_Model_Year | 1 | Panoche_Oro_Loma_HSN | Southern_PGAE_Solar_165 | Reliability_Capacity_In_Model_Year | 0.1 | Southern_PGAE_Solar_165 | Panoche-Oro Loma 115kV Line | Southern_PGAE_Solar | Solar | Panoche_Oro_Loma_HSN | Southern_PGAE_Solar_165 | Reliability_Capacity_In_Model_Year | 0.1 | Panoche_Oro_Loma_SSN | Southern_PGAE_Solar_165 | Reliability_Capacity_In_Model_Year | 0.556 | Panoche_Oro_Loma_offpeak | Southern_PGAE_Solar_165 | Operational_New_Capacity_MW | 0.79
Eight_Mile_Tesla_HSN | Northern_California_Li_Battery_8hr_149 | Reliability_Capacity_In_Model_Year | 1 | Panoche_Oro_Loma_HSN | Southern_PGAE_Solar_168 | Reliability_Capacity_In_Model_Year | 0.1 | Southern_PGAE_Solar_168 | Panoche-Oro Loma 115kV Line | Southern_PGAE_Solar | Solar | Panoche_Oro_Loma_HSN | Southern_PGAE_Solar_168 | Reliability_Capacity_In_Model_Year | 0.1 | Panoche_Oro_Loma_SSN | Southern_PGAE_Solar_168 | Reliability_Capacity_In_Model_Year | 0.556 | Panoche_Oro_Loma_offpeak | Southern_PGAE_Solar_168 | Operational_New_Capacity_MW | 0.79
Eight_Mile_Tesla_HSN | Northern_California_Li_Battery_8hr_157 | Reliability_Capacity_In_Model_Year | 1 | Panoche_Oro_Loma_HSN | Southern_PGAE_Solar_169 | Reliability_Capacity_In_Model_Year | 0.1 | Southern_PGAE_Solar_169 | Panoche-Oro Loma 115kV Line | Southern_PGAE_Solar | Solar | Panoche_Oro_Loma_HSN | Southern_PGAE_Solar_169 | Reliability_Capacity_In_Model_Year | 0.1 | Panoche_Oro_Loma_SSN | Southern_PGAE_Solar_169 | Reliability_Capacity_In_Model_Year | 0.556 | Panoche_Oro_Loma_offpeak | Southern_PGAE_Solar_169 | Operational_New_Capacity_MW | 0.79
Eight_Mile_Tesla_HSN | Northern_California_Li_Battery_8hr_159 | Reliability_Capacity_In_Model_Year | 1 | Panoche_Oro_Loma_HSN | Southern_PGAE_Solar_170 | Reliability_Capacity_In_Model_Year | 0.1 | Southern_PGAE_Solar_170 | Panoche-Oro Loma 115kV Line | Southern_PGAE_Solar | Solar | Panoche_Oro_Loma_HSN | Southern_PGAE_Solar_170 | Reliability_Capacity_In_Model_Year | 0.1 | Panoche_Oro_Loma_SSN | Southern_PGAE_Solar_170 | Reliability_Capacity_In_Model_Year | 0.556 | Panoche_Oro_Loma_offpeak | Southern_PGAE_Solar_170 | Operational_New_Capacity_MW | 0.79
Eight_Mile_Tesla_HSN | Southern_PGAE_Li_Battery_8hr_163 | Reliability_Capacity_In_Model_Year | 1 | Panoche_Oro_Loma_HSN | Southern_PGAE_Solar_174 | Reliability_Capacity_In_Model_Year | 0.1 | Southern_PGAE_Solar_174 | Panoche-Oro Loma 115kV Line | Southern_PGAE_Solar | Solar | Panoche_Oro_Loma_HSN | Southern_PGAE_Solar_174 | Reliability_Capacity_In_Model_Year | 0.1 | Panoche_Oro_Loma_SSN | Southern_PGAE_Solar_174 | Reliability_Capacity_In_Model_Year | 0.556 | Panoche_Oro_Loma_offpeak | Southern_PGAE_Solar_174 | Operational_New_Capacity_MW | 0.79
Eight_Mile_Tesla_HSN | Northern_California_Li_Battery_8hr_166 | Reliability_Capacity_In_Model_Year | 1 | Pardee_Sylmar_HSN | Greater_LA_Flow_Battery_18 | Reliability_Capacity_In_Model_Year | 1 | Greater_LA_Flow_Battery_18 | Pardee-Sylmar Constraint | CAISO_Flow_Battery_8hr_Dispatch | Solar | Pardee_Sylmar_HSN | Greater_LA_Flow_Battery_18 | Reliability_Capacity_In_Model_Year | 1 | Pardee_Sylmar_SSN | Greater_LA_Flow_Battery_18 | Reliability_Capacity_In_Model_Year | 0.5 | Pardee_Sylmar_offpeak | Greater_LA_Flow_Battery_18 | Operational_New_Capacity_MW | -1
Eight_Mile_Tesla_HSN | Northern_California_Li_Battery_8hr_172 | Reliability_Capacity_In_Model_Year | 1 | Pardee_Sylmar_HSN | Tehachapi_Flow_Battery_28 | Reliability_Capacity_In_Model_Year | 1 | Tehachapi_Flow_Battery_28 | Pardee-Sylmar Constraint | CAISO_Flow_Battery_8hr_Dispatch | Solar | Pardee_Sylmar_HSN | Tehachapi_Flow_Battery_28 | Reliability_Capacity_In_Model_Year | 1 | Pardee_Sylmar_SSN | Tehachapi_Flow_Battery_28 | Reliability_Capacity_In_Model_Year | 0.5 | Pardee_Sylmar_offpeak | Tehachapi_Flow_Battery_28 | Operational_New_Capacity_MW | -1
Eight_Mile_Tesla_HSN | Northern_California_Li_Battery_8hr_179 | Reliability_Capacity_In_Model_Year | 1 | Pardee_Sylmar_HSN | Greater_LA_Flow_Battery_58 | Reliability_Capacity_In_Model_Year | 1 | Greater_LA_Flow_Battery_58 | Pardee-Sylmar Constraint | CAISO_Flow_Battery_8hr_Dispatch | Solar | Pardee_Sylmar_HSN | Greater_LA_Flow_Battery_58 | Reliability_Capacity_In_Model_Year | 1 | Pardee_Sylmar_SSN | Greater_LA_Flow_Battery_58 | Reliability_Capacity_In_Model_Year | 0.5 | Pardee_Sylmar_offpeak | Greater_LA_Flow_Battery_58 | Operational_New_Capacity_MW | -1
Eight_Mile_Tesla_HSN | Northern_California_Solar_92 | Reliability_Capacity_In_Model_Year | 0.1 | Pardee_Sylmar_HSN | Tehachapi_Flow_Battery_66 | Reliability_Capacity_In_Model_Year | 1 | Tehachapi_Flow_Battery_66 | Pardee-Sylmar Constraint | CAISO_Flow_Battery_8hr_Dispatch | Solar | Pardee_Sylmar_HSN | Tehachapi_Flow_Battery_66 | Reliability_Capacity_In_Model_Year | 1 | Pardee_Sylmar_SSN | Tehachapi_Flow_Battery_66 | Reliability_Capacity_In_Model_Year | 0.5 | Pardee_Sylmar_offpeak | Tehachapi_Flow_Battery_66 | Operational_New_Capacity_MW | -1
Eight_Mile_Tesla_HSN | Northern_California_Solar_114 | Reliability_Capacity_In_Model_Year | 0.1 | Pardee_Sylmar_HSN | Tehachapi_Flow_Battery_78 | Reliability_Capacity_In_Model_Year | 1 | Tehachapi_Flow_Battery_78 | Pardee-Sylmar Constraint | CAISO_Flow_Battery_8hr_Dispatch | Solar | Pardee_Sylmar_HSN | Tehachapi_Flow_Battery_78 | Reliability_Capacity_In_Model_Year | 1 | Pardee_Sylmar_SSN | Tehachapi_Flow_Battery_78 | Reliability_Capacity_In_Model_Year | 0.5 | Pardee_Sylmar_offpeak | Tehachapi_Flow_Battery_78 | Operational_New_Capacity_MW | -1
Eight_Mile_Tesla_HSN | Northern_California_Solar_122 | Reliability_Capacity_In_Model_Year | 0.1 | Pardee_Sylmar_HSN | Tehachapi_Flow_Battery_101 | Reliability_Capacity_In_Model_Year | 1 | Tehachapi_Flow_Battery_101 | Pardee-Sylmar Constraint | CAISO_Flow_Battery_8hr_Dispatch | Solar | Pardee_Sylmar_HSN | Tehachapi_Flow_Battery_101 | Reliability_Capacity_In_Model_Year | 1 | Pardee_Sylmar_SSN | Tehachapi_Flow_Battery_101 | Reliability_Capacity_In_Model_Year | 0.5 | Pardee_Sylmar_offpeak | Tehachapi_Flow_Battery_101 | Operational_New_Capacity_MW | -1
Eight_Mile_Tesla_HSN | Northern_California_Solar_138 | Reliability_Capacity_In_Model_Year | 0.1 | Pardee_Sylmar_HSN | Greater_LA_Li_Battery_4hr_18 | Reliability_Capacity_In_Model_Year | 1 | Greater_LA_Li_Battery_4hr_18 | Pardee-Sylmar Constraint | CAISO_Li_Battery_4hr_Dispatch | Solar | Pardee_Sylmar_HSN | Greater_LA_Li_Battery_4hr_18 | Reliability_Capacity_In_Model_Year | 1 | Pardee_Sylmar_SSN | Greater_LA_Li_Battery_4hr_18 | Reliability_Capacity_In_Model_Year | 0.5 | Pardee_Sylmar_offpeak | Greater_LA_Li_Battery_4hr_18 | Operational_New_Capacity_MW | -1
Eight_Mile_Tesla_HSN | Northern_California_Solar_141 | Reliability_Capacity_In_Model_Year | 0.1 | Pardee_Sylmar_HSN | Tehachapi_Li_Battery_4hr_28 | Reliability_Capacity_In_Model_Year | 1 | Tehachapi_Li_Battery_4hr_28 | Pardee-Sylmar Constraint | CAISO_Li_Battery_4hr_Dispatch | Solar | Pardee_Sylmar_HSN | Tehachapi_Li_Battery_4hr_28 | Reliability_Capacity_In_Model_Year | 1 | Pardee_Sylmar_SSN | Tehachapi_Li_Battery_4hr_28 | Reliability_Capacity_In_Model_Year | 0.5 | Pardee_Sylmar_offpeak | Tehachapi_Li_Battery_4hr_28 | Operational_New_Capacity_MW | -1
Eight_Mile_Tesla_HSN | Northern_California_Solar_144 | Reliability_Capacity_In_Model_Year | 0.1 | Pardee_Sylmar_HSN | Greater_LA_Li_Battery_4hr_58 | Reliability_Capacity_In_Model_Year | 1 | Greater_LA_Li_Battery_4hr_58 | Pardee-Sylmar Constraint | CAISO_Li_Battery_4hr_Dispatch | Solar | Pardee_Sylmar_HSN | Greater_LA_Li_Battery_4hr_58 | Reliability_Capacity_In_Model_Year | 1 | Pardee_Sylmar_SSN | Greater_LA_Li_Battery_4hr_58 | Reliability_Capacity_In_Model_Year | 0.5 | Pardee_Sylmar_offpeak | Greater_LA_Li_Battery_4hr_58 | Operational_New_Capacity_MW | -1
Eight_Mile_Tesla_HSN | Northern_California_Solar_149 | Reliability_Capacity_In_Model_Year | 0.1 | Pardee_Sylmar_HSN | Tehachapi_Li_Battery_4hr_66 | Reliability_Capacity_In_Model_Year | 1 | Tehachapi_Li_Battery_4hr_66 | Pardee-Sylmar Constraint | CAISO_Li_Battery_4hr_Dispatch | Solar | Pardee_Sylmar_HSN | Tehachapi_Li_Battery_4hr_66 | Reliability_Capacity_In_Model_Year | 1 | Pardee_Sylmar_SSN | Tehachapi_Li_Battery_4hr_66 | Reliability_Capacity_In_Model_Year | 0.5 | Pardee_Sylmar_offpeak | Tehachapi_Li_Battery_4hr_66 | Operational_New_Capacity_MW | -1
Eight_Mile_Tesla_HSN | Northern_California_Solar_157 | Reliability_Capacity_In_Model_Year | 0.1 | Pardee_Sylmar_HSN | Tehachapi_Li_Battery_4hr_78 | Reliability_Capacity_In_Model_Year | 1 | Tehachapi_Li_Battery_4hr_78 | Pardee-Sylmar Constraint | CAISO_Li_Battery_4hr_Dispatch | Solar | Pardee_Sylmar_HSN | Tehachapi_Li_Battery_4hr_78 | Reliability_Capacity_In_Model_Year | 1 | Pardee_Sylmar_SSN | Tehachapi_Li_Battery_4hr_78 | Reliability_Capacity_In_Model_Year | 0.5 | Pardee_Sylmar_offpeak | Tehachapi_Li_Battery_4hr_78 | Operational_New_Capacity_MW | -1
Eight_Mile_Tesla_HSN | Northern_California_Solar_159 | Reliability_Capacity_In_Model_Year | 0.1 | Pardee_Sylmar_HSN | Tehachapi_Li_Battery_4hr_101 | Reliability_Capacity_In_Model_Year | 1 | Tehachapi_Li_Battery_4hr_101 | Pardee-Sylmar Constraint | CAISO_Li_Battery_4hr_Dispatch | Solar | Pardee_Sylmar_HSN | Tehachapi_Li_Battery_4hr_101 | Reliability_Capacity_In_Model_Year | 1 | Pardee_Sylmar_SSN | Tehachapi_Li_Battery_4hr_101 | Reliability_Capacity_In_Model_Year | 0.5 | Pardee_Sylmar_offpeak | Tehachapi_Li_Battery_4hr_101 | Operational_New_Capacity_MW | -1
Eight_Mile_Tesla_HSN | Northern_California_Solar_166 | Reliability_Capacity_In_Model_Year | 0.1 | Pardee_Sylmar_HSN | Greater_LA_Li_Battery_8hr_18 | Reliability_Capacity_In_Model_Year | 1 | Greater_LA_Li_Battery_8hr_18 | Pardee-Sylmar Constraint | CAISO_Li_Battery_8hr_Dispatch | Solar | Pardee_Sylmar_HSN | Greater_LA_Li_Battery_8hr_18 | Reliability_Capacity_In_Model_Year | 1 | Pardee_Sylmar_SSN | Greater_LA_Li_Battery_8hr_18 | Reliability_Capacity_In_Model_Year | 0.5 | Pardee_Sylmar_offpeak | Greater_LA_Li_Battery_8hr_18 | Operational_New_Capacity_MW | -1
Eight_Mile_Tesla_HSN | Northern_California_Solar_172 | Reliability_Capacity_In_Model_Year | 0.1 | Pardee_Sylmar_HSN | Tehachapi_Li_Battery_8hr_28 | Reliability_Capacity_In_Model_Year | 1 | Tehachapi_Li_Battery_8hr_28 | Pardee-Sylmar Constraint | CAISO_Li_Battery_8hr_Dispatch | Solar | Pardee_Sylmar_HSN | Tehachapi_Li_Battery_8hr_28 | Reliability_Capacity_In_Model_Year | 1 | Pardee_Sylmar_SSN | Tehachapi_Li_Battery_8hr_28 | Reliability_Capacity_In_Model_Year | 0.5 | Pardee_Sylmar_offpeak | Tehachapi_Li_Battery_8hr_28 | Operational_New_Capacity_MW | -1
Eight_Mile_Tesla_HSN | Northern_California_Solar_179 | Reliability_Capacity_In_Model_Year | 0.1 | Pardee_Sylmar_HSN | Greater_LA_Li_Battery_8hr_58 | Reliability_Capacity_In_Model_Year | 1 | Greater_LA_Li_Battery_8hr_58 | Pardee-Sylmar Constraint | CAISO_Li_Battery_8hr_Dispatch | Solar | Pardee_Sylmar_HSN | Greater_LA_Li_Battery_8hr_58 | Reliability_Capacity_In_Model_Year | 1 | Pardee_Sylmar_SSN | Greater_LA_Li_Battery_8hr_58 | Reliability_Capacity_In_Model_Year | 0.5 | Pardee_Sylmar_offpeak | Greater_LA_Li_Battery_8hr_58 | Operational_New_Capacity_MW | -1
Eight_Mile_Tesla_HSN | Northern_California_Wind_159 | Reliability_Capacity_In_Model_Year | 0.665 | Pardee_Sylmar_HSN | Tehachapi_Li_Battery_8hr_66 | Reliability_Capacity_In_Model_Year | 1 | Tehachapi_Li_Battery_8hr_66 | Pardee-Sylmar Constraint | CAISO_Li_Battery_8hr_Dispatch | Solar | Pardee_Sylmar_HSN | Tehachapi_Li_Battery_8hr_66 | Reliability_Capacity_In_Model_Year | 1 | Pardee_Sylmar_SSN | Tehachapi_Li_Battery_8hr_66 | Reliability_Capacity_In_Model_Year | 0.5 | Pardee_Sylmar_offpeak | Tehachapi_Li_Battery_8hr_66 | Operational_New_Capacity_MW | -1
Eight_Mile_Tesla_HSN | Solano_Wind_122 | Reliability_Capacity_In_Model_Year | 0.665 | Pardee_Sylmar_HSN | Tehachapi_Li_Battery_8hr_78 | Reliability_Capacity_In_Model_Year | 1 | Tehachapi_Li_Battery_8hr_78 | Pardee-Sylmar Constraint | CAISO_Li_Battery_8hr_Dispatch | Solar | Pardee_Sylmar_HSN | Tehachapi_Li_Battery_8hr_78 | Reliability_Capacity_In_Model_Year | 1 | Pardee_Sylmar_SSN | Tehachapi_Li_Battery_8hr_78 | Reliability_Capacity_In_Model_Year | 0.5 | Pardee_Sylmar_offpeak | Tehachapi_Li_Battery_8hr_78 | Operational_New_Capacity_MW | -1
Eight_Mile_Tesla_HSN | Southern_PGAE_Solar_163 | Reliability_Capacity_In_Model_Year | 0.1 | Pardee_Sylmar_HSN | Tehachapi_Li_Battery_8hr_101 | Reliability_Capacity_In_Model_Year | 1 | Tehachapi_Li_Battery_8hr_101 | Pardee-Sylmar Constraint | CAISO_Li_Battery_8hr_Dispatch | Solar | Pardee_Sylmar_HSN | Tehachapi_Li_Battery_8hr_101 | Reliability_Capacity_In_Model_Year | 1 | Pardee_Sylmar_SSN | Tehachapi_Li_Battery_8hr_101 | Reliability_Capacity_In_Model_Year | 0.5 | Pardee_Sylmar_offpeak | Tehachapi_Li_Battery_8hr_101 | Operational_New_Capacity_MW | -1
Eight_Mile_Tesla_HSN | Nikola_group | Operational_New_Capacity_MW | -0.12988 | Pardee_Sylmar_HSN | Greater_LA_Solar_18 | Reliability_Capacity_In_Model_Year | 0.106 | Greater_LA_Solar_18 | Pardee-Sylmar Constraint | Greater_LA_Solar | Solar | Pardee_Sylmar_HSN | Greater_LA_Solar_18 | Reliability_Capacity_In_Model_Year | 0.106 | Pardee_Sylmar_SSN | Greater_LA_Solar_18 | Reliability_Capacity_In_Model_Year | 0.427 | Pardee_Sylmar_offpeak | Greater_LA_Solar_18 | Operational_New_Capacity_MW | 0.77
Eight_Mile_Tesla_offpeak | Northern_California_Flow_Battery_92 | Operational_New_Capacity_MW | -1 | Pardee_Sylmar_HSN | Greater_LA_Solar_58 | Reliability_Capacity_In_Model_Year | 0.106 | Greater_LA_Solar_58 | Pardee-Sylmar Constraint | Greater_LA_Solar | Solar | Pardee_Sylmar_HSN | Greater_LA_Solar_58 | Reliability_Capacity_In_Model_Year | 0.106 | Pardee_Sylmar_SSN | Greater_LA_Solar_58 | Reliability_Capacity_In_Model_Year | 0.427 | Pardee_Sylmar_offpeak | Greater_LA_Solar_58 | Operational_New_Capacity_MW | 0.77
Eight_Mile_Tesla_offpeak | Northern_California_Flow_Battery_114 | Operational_New_Capacity_MW | -1 | Pardee_Sylmar_HSN | Tehachapi_Solar_28 | Reliability_Capacity_In_Model_Year | 0.106 | Tehachapi_Solar_28 | Pardee-Sylmar Constraint | Tehachapi_Solar | Solar | Pardee_Sylmar_HSN | Tehachapi_Solar_28 | Reliability_Capacity_In_Model_Year | 0.106 | Pardee_Sylmar_SSN | Tehachapi_Solar_28 | Reliability_Capacity_In_Model_Year | 0.427 | Pardee_Sylmar_offpeak | Tehachapi_Solar_28 | Operational_New_Capacity_MW | 0.77
Eight_Mile_Tesla_offpeak | Northern_California_Flow_Battery_122 | Operational_New_Capacity_MW | -1 | Pardee_Sylmar_HSN | Tehachapi_Solar_66 | Reliability_Capacity_In_Model_Year | 0.106 | Tehachapi_Solar_66 | Pardee-Sylmar Constraint | Tehachapi_Solar | Solar | Pardee_Sylmar_HSN | Tehachapi_Solar_66 | Reliability_Capacity_In_Model_Year | 0.106 | Pardee_Sylmar_SSN | Tehachapi_Solar_66 | Reliability_Capacity_In_Model_Year | 0.427 | Pardee_Sylmar_offpeak | Tehachapi_Solar_66 | Operational_New_Capacity_MW | 0.77
Eight_Mile_Tesla_offpeak | Northern_California_Flow_Battery_138 | Operational_New_Capacity_MW | -1 | Pardee_Sylmar_HSN | Tehachapi_Solar_78 | Reliability_Capacity_In_Model_Year | 0.106 | Tehachapi_Solar_78 | Pardee-Sylmar Constraint | Tehachapi_Solar | Solar | Pardee_Sylmar_HSN | Tehachapi_Solar_78 | Reliability_Capacity_In_Model_Year | 0.106 | Pardee_Sylmar_SSN | Tehachapi_Solar_78 | Reliability_Capacity_In_Model_Year | 0.427 | Pardee_Sylmar_offpeak | Tehachapi_Solar_78 | Operational_New_Capacity_MW | 0.77
Eight_Mile_Tesla_offpeak | Northern_California_Flow_Battery_141 | Operational_New_Capacity_MW | -1 | Pardee_Sylmar_HSN | Tehachapi_Solar_101 | Reliability_Capacity_In_Model_Year | 0.106 | Tehachapi_Solar_101 | Pardee-Sylmar Constraint | Tehachapi_Solar | Solar | Pardee_Sylmar_HSN | Tehachapi_Solar_101 | Reliability_Capacity_In_Model_Year | 0.106 | Pardee_Sylmar_SSN | Tehachapi_Solar_101 | Reliability_Capacity_In_Model_Year | 0.427 | Pardee_Sylmar_offpeak | Tehachapi_Solar_101 | Operational_New_Capacity_MW | 0.77
Eight_Mile_Tesla_offpeak | Northern_California_Flow_Battery_144 | Operational_New_Capacity_MW | -1 | Pardee_Sylmar_HSN | Tehachapi_Wind_18 | Reliability_Capacity_In_Model_Year | 0.665 | Tehachapi_Wind_18 | Pardee-Sylmar Constraint | Tehachapi_Wind | Solar | Pardee_Sylmar_HSN | Tehachapi_Wind_18 | Reliability_Capacity_In_Model_Year | 0.665 | Pardee_Sylmar_SSN | Tehachapi_Wind_18 | Reliability_Capacity_In_Model_Year | 0.163 | Pardee_Sylmar_offpeak | Tehachapi_Wind_18 | Operational_New_Capacity_MW | 0.44
Eight_Mile_Tesla_offpeak | Northern_California_Flow_Battery_149 | Operational_New_Capacity_MW | -1 | Q2008_Gates_HSN | Southern_PGAE_Flow_Battery_27 | Reliability_Capacity_In_Model_Year | 1 | Southern_PGAE_Flow_Battery_27 | Q2008-Gates 500 kV line | CAISO_Flow_Battery_8hr_Dispatch | Solar | Q2008_Gates_HSN | Southern_PGAE_Flow_Battery_27 | Reliability_Capacity_In_Model_Year | 1 | Q2008_Gates_SSN | Southern_PGAE_Flow_Battery_27 | Reliability_Capacity_In_Model_Year | 0.5 | Q2008_Gates_offpeak | Southern_PGAE_Flow_Battery_27 | Operational_New_Capacity_MW | -1
Eight_Mile_Tesla_offpeak | Northern_California_Flow_Battery_157 | Operational_New_Capacity_MW | -1 | Q2008_Gates_HSN | Southern_PGAE_Li_Battery_4hr_27 | Reliability_Capacity_In_Model_Year | 1 | Southern_PGAE_Li_Battery_4hr_27 | Q2008-Gates 500 kV line | CAISO_Li_Battery_4hr_Dispatch | Solar | Q2008_Gates_HSN | Southern_PGAE_Li_Battery_4hr_27 | Reliability_Capacity_In_Model_Year | 1 | Q2008_Gates_SSN | Southern_PGAE_Li_Battery_4hr_27 | Reliability_Capacity_In_Model_Year | 0.5 | Q2008_Gates_offpeak | Southern_PGAE_Li_Battery_4hr_27 | Operational_New_Capacity_MW | -1
Eight_Mile_Tesla_offpeak | Northern_California_Flow_Battery_159 | Operational_New_Capacity_MW | -1 | Q2008_Gates_HSN | Southern_PGAE_Li_Battery_8hr_27 | Reliability_Capacity_In_Model_Year | 1 | Southern_PGAE_Li_Battery_8hr_27 | Q2008-Gates 500 kV line | CAISO_Li_Battery_8hr_Dispatch | Solar | Q2008_Gates_HSN | Southern_PGAE_Li_Battery_8hr_27 | Reliability_Capacity_In_Model_Year | 1 | Q2008_Gates_SSN | Southern_PGAE_Li_Battery_8hr_27 | Reliability_Capacity_In_Model_Year | 0.5 | Q2008_Gates_offpeak | Southern_PGAE_Li_Battery_8hr_27 | Operational_New_Capacity_MW | -1
Eight_Mile_Tesla_offpeak | Southern_PGAE_Flow_Battery_163 | Operational_New_Capacity_MW | -1 | Q2008_Gates_HSN | Morro_Bay_Offshore_Wind_Asset | Reliability_Capacity_In_Model_Year | 1 | Morro_Bay_Offshore_Wind_Asset | Q2008-Gates 500 kV line | Morro_Bay_Offshore_Wind | Solar | Q2008_Gates_HSN | Morro_Bay_Offshore_Wind_Asset | Reliability_Capacity_In_Model_Year | 1 | Q2008_Gates_SSN | Morro_Bay_Offshore_Wind_Asset | Reliability_Capacity_In_Model_Year | 0.49 | Q2008_Gates_offpeak | Morro_Bay_Offshore_Wind_Asset | Operational_New_Capacity_MW | 1
Eight_Mile_Tesla_offpeak | Northern_California_Flow_Battery_166 | Operational_New_Capacity_MW | -1 | Q2008_Gates_HSN | Southern_PGAE_Solar_27 | Reliability_Capacity_In_Model_Year | 0.1 | Southern_PGAE_Solar_27 | Q2008-Gates 500 kV line | Southern_PGAE_Solar | Solar | Q2008_Gates_HSN | Southern_PGAE_Solar_27 | Reliability_Capacity_In_Model_Year | 0.1 | Q2008_Gates_SSN | Southern_PGAE_Solar_27 | Reliability_Capacity_In_Model_Year | 0.556 | Q2008_Gates_offpeak | Southern_PGAE_Solar_27 | Operational_New_Capacity_MW | 0.79
Eight_Mile_Tesla_offpeak | Northern_California_Flow_Battery_172 | Operational_New_Capacity_MW | -1 | Red_Bluff_230_HSN | Riverside_Flow_Battery_59 | Reliability_Capacity_In_Model_Year | 1 | Riverside_Flow_Battery_59 | Red Bluff 500/230 kV Constraint | CAISO_Flow_Battery_8hr_Dispatch | Solar | Red_Bluff_230_HSN | Riverside_Flow_Battery_59 | Reliability_Capacity_In_Model_Year | 1 | Red_Bluff_230_SSN | Riverside_Flow_Battery_59 | Reliability_Capacity_In_Model_Year | 0.5 | Red_Bluff_230_offpeak | Riverside_Flow_Battery_59 | Operational_New_Capacity_MW | -1
Eight_Mile_Tesla_offpeak | Northern_California_Flow_Battery_179 | Operational_New_Capacity_MW | -1 | Red_Bluff_230_HSN | Riverside_Li_Battery_4hr_59 | Reliability_Capacity_In_Model_Year | 1 | Riverside_Li_Battery_4hr_59 | Red Bluff 500/230 kV Constraint | CAISO_Li_Battery_4hr_Dispatch | Solar | Red_Bluff_230_HSN | Riverside_Li_Battery_4hr_59 | Reliability_Capacity_In_Model_Year | 1 | Red_Bluff_230_SSN | Riverside_Li_Battery_4hr_59 | Reliability_Capacity_In_Model_Year | 0.5 | Red_Bluff_230_offpeak | Riverside_Li_Battery_4hr_59 | Operational_New_Capacity_MW | -1
Eight_Mile_Tesla_offpeak | Northern_California_Li_Battery_4hr_92 | Operational_New_Capacity_MW | -1 | Red_Bluff_230_HSN | Riverside_Li_Battery_8hr_59 | Reliability_Capacity_In_Model_Year | 1 | Riverside_Li_Battery_8hr_59 | Red Bluff 500/230 kV Constraint | CAISO_Li_Battery_8hr_Dispatch | Solar | Red_Bluff_230_HSN | Riverside_Li_Battery_8hr_59 | Reliability_Capacity_In_Model_Year | 1 | Red_Bluff_230_SSN | Riverside_Li_Battery_8hr_59 | Reliability_Capacity_In_Model_Year | 0.5 | Red_Bluff_230_offpeak | Riverside_Li_Battery_8hr_59 | Operational_New_Capacity_MW | -1
Eight_Mile_Tesla_offpeak | Northern_California_Li_Battery_4hr_114 | Operational_New_Capacity_MW | -1 | Red_Bluff_230_HSN | Riverside_East_Pumped_Storage_59 | Reliability_Capacity_In_Model_Year | 1 | Riverside_East_Pumped_Storage_59 | Red Bluff 500/230 kV Constraint | CAISO_New_Pumped_Storage_12hr | Solar | Red_Bluff_230_HSN | Riverside_East_Pumped_Storage_59 | Reliability_Capacity_In_Model_Year | 1 | Red_Bluff_230_SSN | Riverside_East_Pumped_Storage_59 | Reliability_Capacity_In_Model_Year | 0.5 | Red_Bluff_230_offpeak | Riverside_East_Pumped_Storage_59 | Operational_New_Capacity_MW | -1
Eight_Mile_Tesla_offpeak | Northern_California_Li_Battery_4hr_122 | Operational_New_Capacity_MW | -1 | Red_Bluff_230_HSN | Riverside_Solar_59 | Reliability_Capacity_In_Model_Year | 0.106 | Riverside_Solar_59 | Red Bluff 500/230 kV Constraint | Riverside_Solar | Solar | Red_Bluff_230_HSN | Riverside_Solar_59 | Reliability_Capacity_In_Model_Year | 0.106 | Red_Bluff_230_SSN | Riverside_Solar_59 | Reliability_Capacity_In_Model_Year | 0.427 | Red_Bluff_230_offpeak | Riverside_Solar_59 | Operational_New_Capacity_MW | 0.77
Eight_Mile_Tesla_offpeak | Northern_California_Li_Battery_4hr_138 | Operational_New_Capacity_MW | -1 | Rio_Oso_Brighton_HSN | Northern_California_Flow_Battery_122 | Reliability_Capacity_In_Model_Year | 1 | Northern_California_Flow_Battery_122 | Rio Oso-Brighton 230kV line | CAISO_Flow_Battery_8hr_Dispatch | Wind | Rio_Oso_Brighton_HSN | Northern_California_Flow_Battery_122 | Reliability_Capacity_In_Model_Year | 1 | Rio_Oso_Brighton_SSN | Northern_California_Flow_Battery_122 | Reliability_Capacity_In_Model_Year | 0.5 | Rio_Oso_Brighton_offpeak | Northern_California_Flow_Battery_122 | Operational_New_Capacity_MW | -1
Eight_Mile_Tesla_offpeak | Northern_California_Li_Battery_4hr_141 | Operational_New_Capacity_MW | -1 | Rio_Oso_Brighton_HSN | Northern_California_Flow_Battery_141 | Reliability_Capacity_In_Model_Year | 1 | Northern_California_Flow_Battery_141 | Rio Oso-Brighton 230kV line | CAISO_Flow_Battery_8hr_Dispatch | Wind | Rio_Oso_Brighton_HSN | Northern_California_Flow_Battery_141 | Reliability_Capacity_In_Model_Year | 1 | Rio_Oso_Brighton_SSN | Northern_California_Flow_Battery_141 | Reliability_Capacity_In_Model_Year | 0.5 | Rio_Oso_Brighton_offpeak | Northern_California_Flow_Battery_141 | Operational_New_Capacity_MW | -1
Eight_Mile_Tesla_offpeak | Northern_California_Li_Battery_4hr_144 | Operational_New_Capacity_MW | -1 | Rio_Oso_Brighton_HSN | Northern_California_Flow_Battery_144 | Reliability_Capacity_In_Model_Year | 1 | Northern_California_Flow_Battery_144 | Rio Oso-Brighton 230kV line | CAISO_Flow_Battery_8hr_Dispatch | Wind | Rio_Oso_Brighton_HSN | Northern_California_Flow_Battery_144 | Reliability_Capacity_In_Model_Year | 1 | Rio_Oso_Brighton_SSN | Northern_California_Flow_Battery_144 | Reliability_Capacity_In_Model_Year | 0.5 | Rio_Oso_Brighton_offpeak | Northern_California_Flow_Battery_144 | Operational_New_Capacity_MW | -1
Eight_Mile_Tesla_offpeak | Northern_California_Li_Battery_4hr_149 | Operational_New_Capacity_MW | -1 | Rio_Oso_Brighton_HSN | Northern_California_Flow_Battery_149 | Reliability_Capacity_In_Model_Year | 1 | Northern_California_Flow_Battery_149 | Rio Oso-Brighton 230kV line | CAISO_Flow_Battery_8hr_Dispatch | Wind | Rio_Oso_Brighton_HSN | Northern_California_Flow_Battery_149 | Reliability_Capacity_In_Model_Year | 1 | Rio_Oso_Brighton_SSN | Northern_California_Flow_Battery_149 | Reliability_Capacity_In_Model_Year | 0.5 | Rio_Oso_Brighton_offpeak | Northern_California_Flow_Battery_149 | Operational_New_Capacity_MW | -1
Eight_Mile_Tesla_offpeak | Northern_California_Li_Battery_4hr_157 | Operational_New_Capacity_MW | -1 | Rio_Oso_Brighton_HSN | Northern_California_Flow_Battery_157 | Reliability_Capacity_In_Model_Year | 1 | Northern_California_Flow_Battery_157 | Rio Oso-Brighton 230kV line | CAISO_Flow_Battery_8hr_Dispatch | Wind | Rio_Oso_Brighton_HSN | Northern_California_Flow_Battery_157 | Reliability_Capacity_In_Model_Year | 1 | Rio_Oso_Brighton_SSN | Northern_California_Flow_Battery_157 | Reliability_Capacity_In_Model_Year | 0.5 | Rio_Oso_Brighton_offpeak | Northern_California_Flow_Battery_157 | Operational_New_Capacity_MW | -1
Eight_Mile_Tesla_offpeak | Northern_California_Li_Battery_4hr_159 | Operational_New_Capacity_MW | -1 | Rio_Oso_Brighton_HSN | Northern_California_Flow_Battery_159 | Reliability_Capacity_In_Model_Year | 1 | Northern_California_Flow_Battery_159 | Rio Oso-Brighton 230kV line | CAISO_Flow_Battery_8hr_Dispatch | Wind | Rio_Oso_Brighton_HSN | Northern_California_Flow_Battery_159 | Reliability_Capacity_In_Model_Year | 1 | Rio_Oso_Brighton_SSN | Northern_California_Flow_Battery_159 | Reliability_Capacity_In_Model_Year | 0.5 | Rio_Oso_Brighton_offpeak | Northern_California_Flow_Battery_159 | Operational_New_Capacity_MW | -1
Eight_Mile_Tesla_offpeak | Southern_PGAE_Li_Battery_4hr_163 | Operational_New_Capacity_MW | -1 | Rio_Oso_Brighton_HSN | Northern_California_Flow_Battery_172 | Reliability_Capacity_In_Model_Year | 1 | Northern_California_Flow_Battery_172 | Rio Oso-Brighton 230kV line | CAISO_Flow_Battery_8hr_Dispatch | Wind | Rio_Oso_Brighton_HSN | Northern_California_Flow_Battery_172 | Reliability_Capacity_In_Model_Year | 1 | Rio_Oso_Brighton_SSN | Northern_California_Flow_Battery_172 | Reliability_Capacity_In_Model_Year | 0.5 | Rio_Oso_Brighton_offpeak | Northern_California_Flow_Battery_172 | Operational_New_Capacity_MW | -1
Eight_Mile_Tesla_offpeak | Northern_California_Li_Battery_4hr_166 | Operational_New_Capacity_MW | -1 | Rio_Oso_Brighton_HSN | Northern_California_Flow_Battery_179 | Reliability_Capacity_In_Model_Year | 1 | Northern_California_Flow_Battery_179 | Rio Oso-Brighton 230kV line | CAISO_Flow_Battery_8hr_Dispatch | Wind | Rio_Oso_Brighton_HSN | Northern_California_Flow_Battery_179 | Reliability_Capacity_In_Model_Year | 1 | Rio_Oso_Brighton_SSN | Northern_California_Flow_Battery_179 | Reliability_Capacity_In_Model_Year | 0.5 | Rio_Oso_Brighton_offpeak | Northern_California_Flow_Battery_179 | Operational_New_Capacity_MW | -1
Eight_Mile_Tesla_offpeak | Northern_California_Li_Battery_4hr_172 | Operational_New_Capacity_MW | -1 | Rio_Oso_Brighton_HSN | Northern_California_Li_Battery_4hr_122 | Reliability_Capacity_In_Model_Year | 1 | Northern_California_Li_Battery_4hr_122 | Rio Oso-Brighton 230kV line | CAISO_Li_Battery_4hr_Dispatch | Wind | Rio_Oso_Brighton_HSN | Northern_California_Li_Battery_4hr_122 | Reliability_Capacity_In_Model_Year | 1 | Rio_Oso_Brighton_SSN | Northern_California_Li_Battery_4hr_122 | Reliability_Capacity_In_Model_Year | 0.5 | Rio_Oso_Brighton_offpeak | Northern_California_Li_Battery_4hr_122 | Operational_New_Capacity_MW | -1
Eight_Mile_Tesla_offpeak | Northern_California_Li_Battery_4hr_179 | Operational_New_Capacity_MW | -1 | Rio_Oso_Brighton_HSN | Northern_California_Li_Battery_4hr_141 | Reliability_Capacity_In_Model_Year | 1 | Northern_California_Li_Battery_4hr_141 | Rio Oso-Brighton 230kV line | CAISO_Li_Battery_4hr_Dispatch | Wind | Rio_Oso_Brighton_HSN | Northern_California_Li_Battery_4hr_141 | Reliability_Capacity_In_Model_Year | 1 | Rio_Oso_Brighton_SSN | Northern_California_Li_Battery_4hr_141 | Reliability_Capacity_In_Model_Year | 0.5 | Rio_Oso_Brighton_offpeak | Northern_California_Li_Battery_4hr_141 | Operational_New_Capacity_MW | -1
Eight_Mile_Tesla_offpeak | Northern_California_Li_Battery_8hr_92 | Operational_New_Capacity_MW | -1 | Rio_Oso_Brighton_HSN | Northern_California_Li_Battery_4hr_144 | Reliability_Capacity_In_Model_Year | 1 | Northern_California_Li_Battery_4hr_144 | Rio Oso-Brighton 230kV line | CAISO_Li_Battery_4hr_Dispatch | Wind | Rio_Oso_Brighton_HSN | Northern_California_Li_Battery_4hr_144 | Reliability_Capacity_In_Model_Year | 1 | Rio_Oso_Brighton_SSN | Northern_California_Li_Battery_4hr_144 | Reliability_Capacity_In_Model_Year | 0.5 | Rio_Oso_Brighton_offpeak | Northern_California_Li_Battery_4hr_144 | Operational_New_Capacity_MW | -1
Eight_Mile_Tesla_offpeak | Northern_California_Li_Battery_8hr_114 | Operational_New_Capacity_MW | -1 | Rio_Oso_Brighton_HSN | Northern_California_Li_Battery_4hr_149 | Reliability_Capacity_In_Model_Year | 1 | Northern_California_Li_Battery_4hr_149 | Rio Oso-Brighton 230kV line | CAISO_Li_Battery_4hr_Dispatch | Wind | Rio_Oso_Brighton_HSN | Northern_California_Li_Battery_4hr_149 | Reliability_Capacity_In_Model_Year | 1 | Rio_Oso_Brighton_SSN | Northern_California_Li_Battery_4hr_149 | Reliability_Capacity_In_Model_Year | 0.5 | Rio_Oso_Brighton_offpeak | Northern_California_Li_Battery_4hr_149 | Operational_New_Capacity_MW | -1
Eight_Mile_Tesla_offpeak | Northern_California_Li_Battery_8hr_122 | Operational_New_Capacity_MW | -1 | Rio_Oso_Brighton_HSN | Northern_California_Li_Battery_4hr_157 | Reliability_Capacity_In_Model_Year | 1 | Northern_California_Li_Battery_4hr_157 | Rio Oso-Brighton 230kV line | CAISO_Li_Battery_4hr_Dispatch | Wind | Rio_Oso_Brighton_HSN | Northern_California_Li_Battery_4hr_157 | Reliability_Capacity_In_Model_Year | 1 | Rio_Oso_Brighton_SSN | Northern_California_Li_Battery_4hr_157 | Reliability_Capacity_In_Model_Year | 0.5 | Rio_Oso_Brighton_offpeak | Northern_California_Li_Battery_4hr_157 | Operational_New_Capacity_MW | -1
Eight_Mile_Tesla_offpeak | Northern_California_Li_Battery_8hr_138 | Operational_New_Capacity_MW | -1 | Rio_Oso_Brighton_HSN | Northern_California_Li_Battery_4hr_159 | Reliability_Capacity_In_Model_Year | 1 | Northern_California_Li_Battery_4hr_159 | Rio Oso-Brighton 230kV line | CAISO_Li_Battery_4hr_Dispatch | Wind | Rio_Oso_Brighton_HSN | Northern_California_Li_Battery_4hr_159 | Reliability_Capacity_In_Model_Year | 1 | Rio_Oso_Brighton_SSN | Northern_California_Li_Battery_4hr_159 | Reliability_Capacity_In_Model_Year | 0.5 | Rio_Oso_Brighton_offpeak | Northern_California_Li_Battery_4hr_159 | Operational_New_Capacity_MW | -1
Eight_Mile_Tesla_offpeak | Northern_California_Li_Battery_8hr_141 | Operational_New_Capacity_MW | -1 | Rio_Oso_Brighton_HSN | Northern_California_Li_Battery_4hr_172 | Reliability_Capacity_In_Model_Year | 1 | Northern_California_Li_Battery_4hr_172 | Rio Oso-Brighton 230kV line | CAISO_Li_Battery_4hr_Dispatch | Wind | Rio_Oso_Brighton_HSN | Northern_California_Li_Battery_4hr_172 | Reliability_Capacity_In_Model_Year | 1 | Rio_Oso_Brighton_SSN | Northern_California_Li_Battery_4hr_172 | Reliability_Capacity_In_Model_Year | 0.5 | Rio_Oso_Brighton_offpeak | Northern_California_Li_Battery_4hr_172 | Operational_New_Capacity_MW | -1
Eight_Mile_Tesla_offpeak | Northern_California_Li_Battery_8hr_144 | Operational_New_Capacity_MW | -1 | Rio_Oso_Brighton_HSN | Northern_California_Li_Battery_4hr_179 | Reliability_Capacity_In_Model_Year | 1 | Northern_California_Li_Battery_4hr_179 | Rio Oso-Brighton 230kV line | CAISO_Li_Battery_4hr_Dispatch | Wind | Rio_Oso_Brighton_HSN | Northern_California_Li_Battery_4hr_179 | Reliability_Capacity_In_Model_Year | 1 | Rio_Oso_Brighton_SSN | Northern_California_Li_Battery_4hr_179 | Reliability_Capacity_In_Model_Year | 0.5 | Rio_Oso_Brighton_offpeak | Northern_California_Li_Battery_4hr_179 | Operational_New_Capacity_MW | -1
Eight_Mile_Tesla_offpeak | Northern_California_Li_Battery_8hr_149 | Operational_New_Capacity_MW | -1 | Rio_Oso_Brighton_HSN | Northern_California_Li_Battery_8hr_122 | Reliability_Capacity_In_Model_Year | 1 | Northern_California_Li_Battery_8hr_122 | Rio Oso-Brighton 230kV line | CAISO_Li_Battery_8hr_Dispatch | Wind | Rio_Oso_Brighton_HSN | Northern_California_Li_Battery_8hr_122 | Reliability_Capacity_In_Model_Year | 1 | Rio_Oso_Brighton_SSN | Northern_California_Li_Battery_8hr_122 | Reliability_Capacity_In_Model_Year | 0.5 | Rio_Oso_Brighton_offpeak | Northern_California_Li_Battery_8hr_122 | Operational_New_Capacity_MW | -1
Eight_Mile_Tesla_offpeak | Northern_California_Li_Battery_8hr_157 | Operational_New_Capacity_MW | -1 | Rio_Oso_Brighton_HSN | Northern_California_Li_Battery_8hr_141 | Reliability_Capacity_In_Model_Year | 1 | Northern_California_Li_Battery_8hr_141 | Rio Oso-Brighton 230kV line | CAISO_Li_Battery_8hr_Dispatch | Wind | Rio_Oso_Brighton_HSN | Northern_California_Li_Battery_8hr_141 | Reliability_Capacity_In_Model_Year | 1 | Rio_Oso_Brighton_SSN | Northern_California_Li_Battery_8hr_141 | Reliability_Capacity_In_Model_Year | 0.5 | Rio_Oso_Brighton_offpeak | Northern_California_Li_Battery_8hr_141 | Operational_New_Capacity_MW | -1
Eight_Mile_Tesla_offpeak | Northern_California_Li_Battery_8hr_159 | Operational_New_Capacity_MW | -1 | Rio_Oso_Brighton_HSN | Northern_California_Li_Battery_8hr_144 | Reliability_Capacity_In_Model_Year | 1 | Northern_California_Li_Battery_8hr_144 | Rio Oso-Brighton 230kV line | CAISO_Li_Battery_8hr_Dispatch | Wind | Rio_Oso_Brighton_HSN | Northern_California_Li_Battery_8hr_144 | Reliability_Capacity_In_Model_Year | 1 | Rio_Oso_Brighton_SSN | Northern_California_Li_Battery_8hr_144 | Reliability_Capacity_In_Model_Year | 0.5 | Rio_Oso_Brighton_offpeak | Northern_California_Li_Battery_8hr_144 | Operational_New_Capacity_MW | -1
Eight_Mile_Tesla_offpeak | Southern_PGAE_Li_Battery_8hr_163 | Operational_New_Capacity_MW | -1 | Rio_Oso_Brighton_HSN | Northern_California_Li_Battery_8hr_149 | Reliability_Capacity_In_Model_Year | 1 | Northern_California_Li_Battery_8hr_149 | Rio Oso-Brighton 230kV line | CAISO_Li_Battery_8hr_Dispatch | Wind | Rio_Oso_Brighton_HSN | Northern_California_Li_Battery_8hr_149 | Reliability_Capacity_In_Model_Year | 1 | Rio_Oso_Brighton_SSN | Northern_California_Li_Battery_8hr_149 | Reliability_Capacity_In_Model_Year | 0.5 | Rio_Oso_Brighton_offpeak | Northern_California_Li_Battery_8hr_149 | Operational_New_Capacity_MW | -1
Eight_Mile_Tesla_offpeak | Northern_California_Li_Battery_8hr_166 | Operational_New_Capacity_MW | -1 | Rio_Oso_Brighton_HSN | Northern_California_Li_Battery_8hr_157 | Reliability_Capacity_In_Model_Year | 1 | Northern_California_Li_Battery_8hr_157 | Rio Oso-Brighton 230kV line | CAISO_Li_Battery_8hr_Dispatch | Wind | Rio_Oso_Brighton_HSN | Northern_California_Li_Battery_8hr_157 | Reliability_Capacity_In_Model_Year | 1 | Rio_Oso_Brighton_SSN | Northern_California_Li_Battery_8hr_157 | Reliability_Capacity_In_Model_Year | 0.5 | Rio_Oso_Brighton_offpeak | Northern_California_Li_Battery_8hr_157 | Operational_New_Capacity_MW | -1
Eight_Mile_Tesla_offpeak | Northern_California_Li_Battery_8hr_172 | Operational_New_Capacity_MW | -1 | Rio_Oso_Brighton_HSN | Northern_California_Li_Battery_8hr_159 | Reliability_Capacity_In_Model_Year | 1 | Northern_California_Li_Battery_8hr_159 | Rio Oso-Brighton 230kV line | CAISO_Li_Battery_8hr_Dispatch | Wind | Rio_Oso_Brighton_HSN | Northern_California_Li_Battery_8hr_159 | Reliability_Capacity_In_Model_Year | 1 | Rio_Oso_Brighton_SSN | Northern_California_Li_Battery_8hr_159 | Reliability_Capacity_In_Model_Year | 0.5 | Rio_Oso_Brighton_offpeak | Northern_California_Li_Battery_8hr_159 | Operational_New_Capacity_MW | -1
Eight_Mile_Tesla_offpeak | Northern_California_Li_Battery_8hr_179 | Operational_New_Capacity_MW | -1 | Rio_Oso_Brighton_HSN | Northern_California_Li_Battery_8hr_172 | Reliability_Capacity_In_Model_Year | 1 | Northern_California_Li_Battery_8hr_172 | Rio Oso-Brighton 230kV line | CAISO_Li_Battery_8hr_Dispatch | Wind | Rio_Oso_Brighton_HSN | Northern_California_Li_Battery_8hr_172 | Reliability_Capacity_In_Model_Year | 1 | Rio_Oso_Brighton_SSN | Northern_California_Li_Battery_8hr_172 | Reliability_Capacity_In_Model_Year | 0.5 | Rio_Oso_Brighton_offpeak | Northern_California_Li_Battery_8hr_172 | Operational_New_Capacity_MW | -1
Eight_Mile_Tesla_offpeak | Northern_California_Solar_92 | Operational_New_Capacity_MW | 0.68 | Rio_Oso_Brighton_HSN | Northern_California_Li_Battery_8hr_179 | Reliability_Capacity_In_Model_Year | 1 | Northern_California_Li_Battery_8hr_179 | Rio Oso-Brighton 230kV line | CAISO_Li_Battery_8hr_Dispatch | Wind | Rio_Oso_Brighton_HSN | Northern_California_Li_Battery_8hr_179 | Reliability_Capacity_In_Model_Year | 1 | Rio_Oso_Brighton_SSN | Northern_California_Li_Battery_8hr_179 | Reliability_Capacity_In_Model_Year | 0.5 | Rio_Oso_Brighton_offpeak | Northern_California_Li_Battery_8hr_179 | Operational_New_Capacity_MW | -1
Eight_Mile_Tesla_offpeak | Northern_California_Solar_114 | Operational_New_Capacity_MW | 0.68 | Rio_Oso_Brighton_HSN | Northern_California_Solar_122 | Reliability_Capacity_In_Model_Year | 0.1 | Northern_California_Solar_122 | Rio Oso-Brighton 230kV line | Northern_California_Solar | Wind | Rio_Oso_Brighton_HSN | Northern_California_Solar_122 | Reliability_Capacity_In_Model_Year | 0.1 | Rio_Oso_Brighton_SSN | Northern_California_Solar_122 | Reliability_Capacity_In_Model_Year | 0.556 | Rio_Oso_Brighton_offpeak | Northern_California_Solar_122 | Operational_New_Capacity_MW | 0.68
Eight_Mile_Tesla_offpeak | Northern_California_Solar_122 | Operational_New_Capacity_MW | 0.68 | Rio_Oso_Brighton_HSN | Northern_California_Solar_141 | Reliability_Capacity_In_Model_Year | 0.1 | Northern_California_Solar_141 | Rio Oso-Brighton 230kV line | Northern_California_Solar | Wind | Rio_Oso_Brighton_HSN | Northern_California_Solar_141 | Reliability_Capacity_In_Model_Year | 0.1 | Rio_Oso_Brighton_SSN | Northern_California_Solar_141 | Reliability_Capacity_In_Model_Year | 0.556 | Rio_Oso_Brighton_offpeak | Northern_California_Solar_141 | Operational_New_Capacity_MW | 0.68
Eight_Mile_Tesla_offpeak | Northern_California_Solar_138 | Operational_New_Capacity_MW | 0.68 | Rio_Oso_Brighton_HSN | Northern_California_Solar_144 | Reliability_Capacity_In_Model_Year | 0.1 | Northern_California_Solar_144 | Rio Oso-Brighton 230kV line | Northern_California_Solar | Wind | Rio_Oso_Brighton_HSN | Northern_California_Solar_144 | Reliability_Capacity_In_Model_Year | 0.1 | Rio_Oso_Brighton_SSN | Northern_California_Solar_144 | Reliability_Capacity_In_Model_Year | 0.556 | Rio_Oso_Brighton_offpeak | Northern_California_Solar_144 | Operational_New_Capacity_MW | 0.68
Eight_Mile_Tesla_offpeak | Northern_California_Solar_141 | Operational_New_Capacity_MW | 0.68 | Rio_Oso_Brighton_HSN | Northern_California_Solar_149 | Reliability_Capacity_In_Model_Year | 0.1 | Northern_California_Solar_149 | Rio Oso-Brighton 230kV line | Northern_California_Solar | Wind | Rio_Oso_Brighton_HSN | Northern_California_Solar_149 | Reliability_Capacity_In_Model_Year | 0.1 | Rio_Oso_Brighton_SSN | Northern_California_Solar_149 | Reliability_Capacity_In_Model_Year | 0.556 | Rio_Oso_Brighton_offpeak | Northern_California_Solar_149 | Operational_New_Capacity_MW | 0.68
Eight_Mile_Tesla_offpeak | Northern_California_Solar_144 | Operational_New_Capacity_MW | 0.68 | Rio_Oso_Brighton_HSN | Northern_California_Solar_157 | Reliability_Capacity_In_Model_Year | 0.1 | Northern_California_Solar_157 | Rio Oso-Brighton 230kV line | Northern_California_Solar | Wind | Rio_Oso_Brighton_HSN | Northern_California_Solar_157 | Reliability_Capacity_In_Model_Year | 0.1 | Rio_Oso_Brighton_SSN | Northern_California_Solar_157 | Reliability_Capacity_In_Model_Year | 0.556 | Rio_Oso_Brighton_offpeak | Northern_California_Solar_157 | Operational_New_Capacity_MW | 0.68
Eight_Mile_Tesla_offpeak | Northern_California_Solar_149 | Operational_New_Capacity_MW | 0.68 | Rio_Oso_Brighton_HSN | Northern_California_Solar_159 | Reliability_Capacity_In_Model_Year | 0.1 | Northern_California_Solar_159 | Rio Oso-Brighton 230kV line | Northern_California_Solar | Wind | Rio_Oso_Brighton_HSN | Northern_California_Solar_159 | Reliability_Capacity_In_Model_Year | 0.1 | Rio_Oso_Brighton_SSN | Northern_California_Solar_159 | Reliability_Capacity_In_Model_Year | 0.556 | Rio_Oso_Brighton_offpeak | Northern_California_Solar_159 | Operational_New_Capacity_MW | 0.68
Eight_Mile_Tesla_offpeak | Northern_California_Solar_157 | Operational_New_Capacity_MW | 0.68 | Rio_Oso_Brighton_HSN | Northern_California_Solar_172 | Reliability_Capacity_In_Model_Year | 0.1 | Northern_California_Solar_172 | Rio Oso-Brighton 230kV line | Northern_California_Solar | Wind | Rio_Oso_Brighton_HSN | Northern_California_Solar_172 | Reliability_Capacity_In_Model_Year | 0.1 | Rio_Oso_Brighton_SSN | Northern_California_Solar_172 | Reliability_Capacity_In_Model_Year | 0.556 | Rio_Oso_Brighton_offpeak | Northern_California_Solar_172 | Operational_New_Capacity_MW | 0.68
Eight_Mile_Tesla_offpeak | Northern_California_Solar_159 | Operational_New_Capacity_MW | 0.68 | Rio_Oso_Brighton_HSN | Northern_California_Solar_179 | Reliability_Capacity_In_Model_Year | 0.1 | Northern_California_Solar_179 | Rio Oso-Brighton 230kV line | Northern_California_Solar | Wind | Rio_Oso_Brighton_HSN | Northern_California_Solar_179 | Reliability_Capacity_In_Model_Year | 0.1 | Rio_Oso_Brighton_SSN | Northern_California_Solar_179 | Reliability_Capacity_In_Model_Year | 0.556 | Rio_Oso_Brighton_offpeak | Northern_California_Solar_179 | Operational_New_Capacity_MW | 0.68
Eight_Mile_Tesla_offpeak | Northern_California_Solar_166 | Operational_New_Capacity_MW | 0.68 | Rio_Oso_Brighton_HSN | Northern_California_Wind_159 | Reliability_Capacity_In_Model_Year | 0.665 | Northern_California_Wind_159 | Rio Oso-Brighton 230kV line | Northern_California_Wind | Wind | Rio_Oso_Brighton_HSN | Northern_California_Wind_159 | Reliability_Capacity_In_Model_Year | 0.665 | Rio_Oso_Brighton_SSN | Northern_California_Wind_159 | Reliability_Capacity_In_Model_Year | 0.163 | Rio_Oso_Brighton_offpeak | Northern_California_Wind_159 | Operational_New_Capacity_MW | 0.63
Eight_Mile_Tesla_offpeak | Northern_California_Solar_172 | Operational_New_Capacity_MW | 0.68 | Rio_Oso_Brighton_HSN | Solano_Wind_122 | Reliability_Capacity_In_Model_Year | 0.665 | Solano_Wind_122 | Rio Oso-Brighton 230kV line | Solano_Wind | Wind | Rio_Oso_Brighton_HSN | Solano_Wind_122 | Reliability_Capacity_In_Model_Year | 0.665 | Rio_Oso_Brighton_SSN | Solano_Wind_122 | Reliability_Capacity_In_Model_Year | 0.163 | Rio_Oso_Brighton_offpeak | Solano_Wind_122 | Operational_New_Capacity_MW | 0.63
Eight_Mile_Tesla_offpeak | Northern_California_Solar_179 | Operational_New_Capacity_MW | 0.68 | Rio_Oso_Lockeford_HSN | Northern_California_Flow_Battery_141 | Reliability_Capacity_In_Model_Year | 1 | Northern_California_Flow_Battery_141 | Rio Oso-Lockeford 230kV line | CAISO_Flow_Battery_8hr_Dispatch | Wind | Rio_Oso_Lockeford_HSN | Northern_California_Flow_Battery_141 | Reliability_Capacity_In_Model_Year | 1 | Rio_Oso_Lockeford_SSN | Northern_California_Flow_Battery_141 | Reliability_Capacity_In_Model_Year | 0.5 | Rio_Oso_Lockeford_offpeak | Northern_California_Flow_Battery_141 | Operational_New_Capacity_MW | -1
Eight_Mile_Tesla_offpeak | Northern_California_Wind_159 | Operational_New_Capacity_MW | 0.63 | Rio_Oso_Lockeford_HSN | Northern_California_Flow_Battery_149 | Reliability_Capacity_In_Model_Year | 1 | Northern_California_Flow_Battery_149 | Rio Oso-Lockeford 230kV line | CAISO_Flow_Battery_8hr_Dispatch | Wind | Rio_Oso_Lockeford_HSN | Northern_California_Flow_Battery_149 | Reliability_Capacity_In_Model_Year | 1 | Rio_Oso_Lockeford_SSN | Northern_California_Flow_Battery_149 | Reliability_Capacity_In_Model_Year | 0.5 | Rio_Oso_Lockeford_offpeak | Northern_California_Flow_Battery_149 | Operational_New_Capacity_MW | -1
Eight_Mile_Tesla_offpeak | Solano_Wind_122 | Operational_New_Capacity_MW | 0.63 | Rio_Oso_Lockeford_HSN | Northern_California_Flow_Battery_157 | Reliability_Capacity_In_Model_Year | 1 | Northern_California_Flow_Battery_157 | Rio Oso-Lockeford 230kV line | CAISO_Flow_Battery_8hr_Dispatch | Wind | Rio_Oso_Lockeford_HSN | Northern_California_Flow_Battery_157 | Reliability_Capacity_In_Model_Year | 1 | Rio_Oso_Lockeford_SSN | Northern_California_Flow_Battery_157 | Reliability_Capacity_In_Model_Year | 0.5 | Rio_Oso_Lockeford_offpeak | Northern_California_Flow_Battery_157 | Operational_New_Capacity_MW | -1
Eight_Mile_Tesla_offpeak | Southern_PGAE_Solar_163 | Operational_New_Capacity_MW | 0.68 | Rio_Oso_Lockeford_HSN | Northern_California_Flow_Battery_159 | Reliability_Capacity_In_Model_Year | 1 | Northern_California_Flow_Battery_159 | Rio Oso-Lockeford 230kV line | CAISO_Flow_Battery_8hr_Dispatch | Wind | Rio_Oso_Lockeford_HSN | Northern_California_Flow_Battery_159 | Reliability_Capacity_In_Model_Year | 1 | Rio_Oso_Lockeford_SSN | Northern_California_Flow_Battery_159 | Reliability_Capacity_In_Model_Year | 0.5 | Rio_Oso_Lockeford_offpeak | Northern_California_Flow_Battery_159 | Operational_New_Capacity_MW | -1
Eight_Mile_Tesla_offpeak | Nikola_group | Operational_New_Capacity_MW | -0.12988 | Rio_Oso_Lockeford_HSN | Northern_California_Flow_Battery_172 | Reliability_Capacity_In_Model_Year | 1 | Northern_California_Flow_Battery_172 | Rio Oso-Lockeford 230kV line | CAISO_Flow_Battery_8hr_Dispatch | Wind | Rio_Oso_Lockeford_HSN | Northern_California_Flow_Battery_172 | Reliability_Capacity_In_Model_Year | 1 | Rio_Oso_Lockeford_SSN | Northern_California_Flow_Battery_172 | Reliability_Capacity_In_Model_Year | 0.5 | Rio_Oso_Lockeford_offpeak | Northern_California_Flow_Battery_172 | Operational_New_Capacity_MW | -1
Eight_Mile_Tesla_SSN | Northern_California_Flow_Battery_92 | Reliability_Capacity_In_Model_Year | 0.5 | Rio_Oso_Lockeford_HSN | Northern_California_Flow_Battery_179 | Reliability_Capacity_In_Model_Year | 1 | Northern_California_Flow_Battery_179 | Rio Oso-Lockeford 230kV line | CAISO_Flow_Battery_8hr_Dispatch | Wind | Rio_Oso_Lockeford_HSN | Northern_California_Flow_Battery_179 | Reliability_Capacity_In_Model_Year | 1 | Rio_Oso_Lockeford_SSN | Northern_California_Flow_Battery_179 | Reliability_Capacity_In_Model_Year | 0.5 | Rio_Oso_Lockeford_offpeak | Northern_California_Flow_Battery_179 | Operational_New_Capacity_MW | -1
Eight_Mile_Tesla_SSN | Northern_California_Flow_Battery_114 | Reliability_Capacity_In_Model_Year | 0.5 | Rio_Oso_Lockeford_HSN | Northern_California_Li_Battery_4hr_141 | Reliability_Capacity_In_Model_Year | 1 | Northern_California_Li_Battery_4hr_141 | Rio Oso-Lockeford 230kV line | CAISO_Li_Battery_4hr_Dispatch | Wind | Rio_Oso_Lockeford_HSN | Northern_California_Li_Battery_4hr_141 | Reliability_Capacity_In_Model_Year | 1 | Rio_Oso_Lockeford_SSN | Northern_California_Li_Battery_4hr_141 | Reliability_Capacity_In_Model_Year | 0.5 | Rio_Oso_Lockeford_offpeak | Northern_California_Li_Battery_4hr_141 | Operational_New_Capacity_MW | -1
Eight_Mile_Tesla_SSN | Northern_California_Flow_Battery_122 | Reliability_Capacity_In_Model_Year | 0.5 | Rio_Oso_Lockeford_HSN | Northern_California_Li_Battery_4hr_149 | Reliability_Capacity_In_Model_Year | 1 | Northern_California_Li_Battery_4hr_149 | Rio Oso-Lockeford 230kV line | CAISO_Li_Battery_4hr_Dispatch | Wind | Rio_Oso_Lockeford_HSN | Northern_California_Li_Battery_4hr_149 | Reliability_Capacity_In_Model_Year | 1 | Rio_Oso_Lockeford_SSN | Northern_California_Li_Battery_4hr_149 | Reliability_Capacity_In_Model_Year | 0.5 | Rio_Oso_Lockeford_offpeak | Northern_California_Li_Battery_4hr_149 | Operational_New_Capacity_MW | -1
Eight_Mile_Tesla_SSN | Northern_California_Flow_Battery_138 | Reliability_Capacity_In_Model_Year | 0.5 | Rio_Oso_Lockeford_HSN | Northern_California_Li_Battery_4hr_157 | Reliability_Capacity_In_Model_Year | 1 | Northern_California_Li_Battery_4hr_157 | Rio Oso-Lockeford 230kV line | CAISO_Li_Battery_4hr_Dispatch | Wind | Rio_Oso_Lockeford_HSN | Northern_California_Li_Battery_4hr_157 | Reliability_Capacity_In_Model_Year | 1 | Rio_Oso_Lockeford_SSN | Northern_California_Li_Battery_4hr_157 | Reliability_Capacity_In_Model_Year | 0.5 | Rio_Oso_Lockeford_offpeak | Northern_California_Li_Battery_4hr_157 | Operational_New_Capacity_MW | -1
Eight_Mile_Tesla_SSN | Northern_California_Flow_Battery_141 | Reliability_Capacity_In_Model_Year | 0.5 | Rio_Oso_Lockeford_HSN | Northern_California_Li_Battery_4hr_159 | Reliability_Capacity_In_Model_Year | 1 | Northern_California_Li_Battery_4hr_159 | Rio Oso-Lockeford 230kV line | CAISO_Li_Battery_4hr_Dispatch | Wind | Rio_Oso_Lockeford_HSN | Northern_California_Li_Battery_4hr_159 | Reliability_Capacity_In_Model_Year | 1 | Rio_Oso_Lockeford_SSN | Northern_California_Li_Battery_4hr_159 | Reliability_Capacity_In_Model_Year | 0.5 | Rio_Oso_Lockeford_offpeak | Northern_California_Li_Battery_4hr_159 | Operational_New_Capacity_MW | -1
Eight_Mile_Tesla_SSN | Northern_California_Flow_Battery_144 | Reliability_Capacity_In_Model_Year | 0.5 | Rio_Oso_Lockeford_HSN | Northern_California_Li_Battery_4hr_172 | Reliability_Capacity_In_Model_Year | 1 | Northern_California_Li_Battery_4hr_172 | Rio Oso-Lockeford 230kV line | CAISO_Li_Battery_4hr_Dispatch | Wind | Rio_Oso_Lockeford_HSN | Northern_California_Li_Battery_4hr_172 | Reliability_Capacity_In_Model_Year | 1 | Rio_Oso_Lockeford_SSN | Northern_California_Li_Battery_4hr_172 | Reliability_Capacity_In_Model_Year | 0.5 | Rio_Oso_Lockeford_offpeak | Northern_California_Li_Battery_4hr_172 | Operational_New_Capacity_MW | -1
Eight_Mile_Tesla_SSN | Northern_California_Flow_Battery_149 | Reliability_Capacity_In_Model_Year | 0.5 | Rio_Oso_Lockeford_HSN | Northern_California_Li_Battery_4hr_179 | Reliability_Capacity_In_Model_Year | 1 | Northern_California_Li_Battery_4hr_179 | Rio Oso-Lockeford 230kV line | CAISO_Li_Battery_4hr_Dispatch | Wind | Rio_Oso_Lockeford_HSN | Northern_California_Li_Battery_4hr_179 | Reliability_Capacity_In_Model_Year | 1 | Rio_Oso_Lockeford_SSN | Northern_California_Li_Battery_4hr_179 | Reliability_Capacity_In_Model_Year | 0.5 | Rio_Oso_Lockeford_offpeak | Northern_California_Li_Battery_4hr_179 | Operational_New_Capacity_MW | -1
Eight_Mile_Tesla_SSN | Northern_California_Flow_Battery_157 | Reliability_Capacity_In_Model_Year | 0.5 | Rio_Oso_Lockeford_HSN | Northern_California_Li_Battery_8hr_141 | Reliability_Capacity_In_Model_Year | 1 | Northern_California_Li_Battery_8hr_141 | Rio Oso-Lockeford 230kV line | CAISO_Li_Battery_8hr_Dispatch | Wind | Rio_Oso_Lockeford_HSN | Northern_California_Li_Battery_8hr_141 | Reliability_Capacity_In_Model_Year | 1 | Rio_Oso_Lockeford_SSN | Northern_California_Li_Battery_8hr_141 | Reliability_Capacity_In_Model_Year | 0.5 | Rio_Oso_Lockeford_offpeak | Northern_California_Li_Battery_8hr_141 | Operational_New_Capacity_MW | -1
Eight_Mile_Tesla_SSN | Northern_California_Flow_Battery_159 | Reliability_Capacity_In_Model_Year | 0.5 | Rio_Oso_Lockeford_HSN | Northern_California_Li_Battery_8hr_149 | Reliability_Capacity_In_Model_Year | 1 | Northern_California_Li_Battery_8hr_149 | Rio Oso-Lockeford 230kV line | CAISO_Li_Battery_8hr_Dispatch | Wind | Rio_Oso_Lockeford_HSN | Northern_California_Li_Battery_8hr_149 | Reliability_Capacity_In_Model_Year | 1 | Rio_Oso_Lockeford_SSN | Northern_California_Li_Battery_8hr_149 | Reliability_Capacity_In_Model_Year | 0.5 | Rio_Oso_Lockeford_offpeak | Northern_California_Li_Battery_8hr_149 | Operational_New_Capacity_MW | -1
Eight_Mile_Tesla_SSN | Southern_PGAE_Flow_Battery_163 | Reliability_Capacity_In_Model_Year | 0.5 | Rio_Oso_Lockeford_HSN | Northern_California_Li_Battery_8hr_157 | Reliability_Capacity_In_Model_Year | 1 | Northern_California_Li_Battery_8hr_157 | Rio Oso-Lockeford 230kV line | CAISO_Li_Battery_8hr_Dispatch | Wind | Rio_Oso_Lockeford_HSN | Northern_California_Li_Battery_8hr_157 | Reliability_Capacity_In_Model_Year | 1 | Rio_Oso_Lockeford_SSN | Northern_California_Li_Battery_8hr_157 | Reliability_Capacity_In_Model_Year | 0.5 | Rio_Oso_Lockeford_offpeak | Northern_California_Li_Battery_8hr_157 | Operational_New_Capacity_MW | -1
Eight_Mile_Tesla_SSN | Northern_California_Flow_Battery_166 | Reliability_Capacity_In_Model_Year | 0.5 | Rio_Oso_Lockeford_HSN | Northern_California_Li_Battery_8hr_159 | Reliability_Capacity_In_Model_Year | 1 | Northern_California_Li_Battery_8hr_159 | Rio Oso-Lockeford 230kV line | CAISO_Li_Battery_8hr_Dispatch | Wind | Rio_Oso_Lockeford_HSN | Northern_California_Li_Battery_8hr_159 | Reliability_Capacity_In_Model_Year | 1 | Rio_Oso_Lockeford_SSN | Northern_California_Li_Battery_8hr_159 | Reliability_Capacity_In_Model_Year | 0.5 | Rio_Oso_Lockeford_offpeak | Northern_California_Li_Battery_8hr_159 | Operational_New_Capacity_MW | -1
Eight_Mile_Tesla_SSN | Northern_California_Flow_Battery_172 | Reliability_Capacity_In_Model_Year | 0.5 | Rio_Oso_Lockeford_HSN | Northern_California_Li_Battery_8hr_172 | Reliability_Capacity_In_Model_Year | 1 | Northern_California_Li_Battery_8hr_172 | Rio Oso-Lockeford 230kV line | CAISO_Li_Battery_8hr_Dispatch | Wind | Rio_Oso_Lockeford_HSN | Northern_California_Li_Battery_8hr_172 | Reliability_Capacity_In_Model_Year | 1 | Rio_Oso_Lockeford_SSN | Northern_California_Li_Battery_8hr_172 | Reliability_Capacity_In_Model_Year | 0.5 | Rio_Oso_Lockeford_offpeak | Northern_California_Li_Battery_8hr_172 | Operational_New_Capacity_MW | -1
Eight_Mile_Tesla_SSN | Northern_California_Flow_Battery_179 | Reliability_Capacity_In_Model_Year | 0.5 | Rio_Oso_Lockeford_HSN | Northern_California_Li_Battery_8hr_179 | Reliability_Capacity_In_Model_Year | 1 | Northern_California_Li_Battery_8hr_179 | Rio Oso-Lockeford 230kV line | CAISO_Li_Battery_8hr_Dispatch | Wind | Rio_Oso_Lockeford_HSN | Northern_California_Li_Battery_8hr_179 | Reliability_Capacity_In_Model_Year | 1 | Rio_Oso_Lockeford_SSN | Northern_California_Li_Battery_8hr_179 | Reliability_Capacity_In_Model_Year | 0.5 | Rio_Oso_Lockeford_offpeak | Northern_California_Li_Battery_8hr_179 | Operational_New_Capacity_MW | -1
Eight_Mile_Tesla_SSN | Northern_California_Li_Battery_4hr_92 | Reliability_Capacity_In_Model_Year | 0.5 | Rio_Oso_Lockeford_HSN | Northern_California_Solar_141 | Reliability_Capacity_In_Model_Year | 0.1 | Northern_California_Solar_141 | Rio Oso-Lockeford 230kV line | Northern_California_Solar | Wind | Rio_Oso_Lockeford_HSN | Northern_California_Solar_141 | Reliability_Capacity_In_Model_Year | 0.1 | Rio_Oso_Lockeford_SSN | Northern_California_Solar_141 | Reliability_Capacity_In_Model_Year | 0.556 | Rio_Oso_Lockeford_offpeak | Northern_California_Solar_141 | Operational_New_Capacity_MW | 0.68
Eight_Mile_Tesla_SSN | Northern_California_Li_Battery_4hr_114 | Reliability_Capacity_In_Model_Year | 0.5 | Rio_Oso_Lockeford_HSN | Northern_California_Solar_149 | Reliability_Capacity_In_Model_Year | 0.1 | Northern_California_Solar_149 | Rio Oso-Lockeford 230kV line | Northern_California_Solar | Wind | Rio_Oso_Lockeford_HSN | Northern_California_Solar_149 | Reliability_Capacity_In_Model_Year | 0.1 | Rio_Oso_Lockeford_SSN | Northern_California_Solar_149 | Reliability_Capacity_In_Model_Year | 0.556 | Rio_Oso_Lockeford_offpeak | Northern_California_Solar_149 | Operational_New_Capacity_MW | 0.68
Eight_Mile_Tesla_SSN | Northern_California_Li_Battery_4hr_122 | Reliability_Capacity_In_Model_Year | 0.5 | Rio_Oso_Lockeford_HSN | Northern_California_Solar_157 | Reliability_Capacity_In_Model_Year | 0.1 | Northern_California_Solar_157 | Rio Oso-Lockeford 230kV line | Northern_California_Solar | Wind | Rio_Oso_Lockeford_HSN | Northern_California_Solar_157 | Reliability_Capacity_In_Model_Year | 0.1 | Rio_Oso_Lockeford_SSN | Northern_California_Solar_157 | Reliability_Capacity_In_Model_Year | 0.556 | Rio_Oso_Lockeford_offpeak | Northern_California_Solar_157 | Operational_New_Capacity_MW | 0.68
Eight_Mile_Tesla_SSN | Northern_California_Li_Battery_4hr_138 | Reliability_Capacity_In_Model_Year | 0.5 | Rio_Oso_Lockeford_HSN | Northern_California_Solar_159 | Reliability_Capacity_In_Model_Year | 0.1 | Northern_California_Solar_159 | Rio Oso-Lockeford 230kV line | Northern_California_Solar | Wind | Rio_Oso_Lockeford_HSN | Northern_California_Solar_159 | Reliability_Capacity_In_Model_Year | 0.1 | Rio_Oso_Lockeford_SSN | Northern_California_Solar_159 | Reliability_Capacity_In_Model_Year | 0.556 | Rio_Oso_Lockeford_offpeak | Northern_California_Solar_159 | Operational_New_Capacity_MW | 0.68
Eight_Mile_Tesla_SSN | Northern_California_Li_Battery_4hr_141 | Reliability_Capacity_In_Model_Year | 0.5 | Rio_Oso_Lockeford_HSN | Northern_California_Solar_172 | Reliability_Capacity_In_Model_Year | 0.1 | Northern_California_Solar_172 | Rio Oso-Lockeford 230kV line | Northern_California_Solar | Wind | Rio_Oso_Lockeford_HSN | Northern_California_Solar_172 | Reliability_Capacity_In_Model_Year | 0.1 | Rio_Oso_Lockeford_SSN | Northern_California_Solar_172 | Reliability_Capacity_In_Model_Year | 0.556 | Rio_Oso_Lockeford_offpeak | Northern_California_Solar_172 | Operational_New_Capacity_MW | 0.68
Eight_Mile_Tesla_SSN | Northern_California_Li_Battery_4hr_144 | Reliability_Capacity_In_Model_Year | 0.5 | Rio_Oso_Lockeford_HSN | Northern_California_Solar_179 | Reliability_Capacity_In_Model_Year | 0.1 | Northern_California_Solar_179 | Rio Oso-Lockeford 230kV line | Northern_California_Solar | Wind | Rio_Oso_Lockeford_HSN | Northern_California_Solar_179 | Reliability_Capacity_In_Model_Year | 0.1 | Rio_Oso_Lockeford_SSN | Northern_California_Solar_179 | Reliability_Capacity_In_Model_Year | 0.556 | Rio_Oso_Lockeford_offpeak | Northern_California_Solar_179 | Operational_New_Capacity_MW | 0.68
Eight_Mile_Tesla_SSN | Northern_California_Li_Battery_4hr_149 | Reliability_Capacity_In_Model_Year | 0.5 | Rio_Oso_Lockeford_HSN | Northern_California_Wind_159 | Reliability_Capacity_In_Model_Year | 0.665 | Northern_California_Wind_159 | Rio Oso-Lockeford 230kV line | Northern_California_Wind | Wind | Rio_Oso_Lockeford_HSN | Northern_California_Wind_159 | Reliability_Capacity_In_Model_Year | 0.665 | Rio_Oso_Lockeford_SSN | Northern_California_Wind_159 | Reliability_Capacity_In_Model_Year | 0.163 | Rio_Oso_Lockeford_offpeak | Northern_California_Wind_159 | Operational_New_Capacity_MW | 0.63
Eight_Mile_Tesla_SSN | Northern_California_Li_Battery_4hr_157 | Reliability_Capacity_In_Model_Year | 0.5 | Rocklin_Pleasant_Grove_HSN | Northern_California_Flow_Battery_35 | Reliability_Capacity_In_Model_Year | 1 | Northern_California_Flow_Battery_35 | Rocklin-Pleaseant grove 115kV line | CAISO_Flow_Battery_8hr_Dispatch | Wind | Rocklin_Pleasant_Grove_HSN | Northern_California_Flow_Battery_35 | Reliability_Capacity_In_Model_Year | 1 | Rocklin_Pleasant_Grove_SSN | Northern_California_Flow_Battery_35 | Reliability_Capacity_In_Model_Year | 0.5 | Rocklin_Pleasant_Grove_offpeak | Northern_California_Flow_Battery_35 | Operational_New_Capacity_MW | -1
Eight_Mile_Tesla_SSN | Northern_California_Li_Battery_4hr_159 | Reliability_Capacity_In_Model_Year | 0.5 | Rocklin_Pleasant_Grove_HSN | Northern_California_Flow_Battery_144 | Reliability_Capacity_In_Model_Year | 1 | Northern_California_Flow_Battery_144 | Rocklin-Pleaseant grove 115kV line | CAISO_Flow_Battery_8hr_Dispatch | Wind | Rocklin_Pleasant_Grove_HSN | Northern_California_Flow_Battery_144 | Reliability_Capacity_In_Model_Year | 1 | Rocklin_Pleasant_Grove_SSN | Northern_California_Flow_Battery_144 | Reliability_Capacity_In_Model_Year | 0.5 | Rocklin_Pleasant_Grove_offpeak | Northern_California_Flow_Battery_144 | Operational_New_Capacity_MW | -1
Eight_Mile_Tesla_SSN | Southern_PGAE_Li_Battery_4hr_163 | Reliability_Capacity_In_Model_Year | 0.5 | Rocklin_Pleasant_Grove_HSN | Northern_California_Flow_Battery_149 | Reliability_Capacity_In_Model_Year | 1 | Northern_California_Flow_Battery_149 | Rocklin-Pleaseant grove 115kV line | CAISO_Flow_Battery_8hr_Dispatch | Wind | Rocklin_Pleasant_Grove_HSN | Northern_California_Flow_Battery_149 | Reliability_Capacity_In_Model_Year | 1 | Rocklin_Pleasant_Grove_SSN | Northern_California_Flow_Battery_149 | Reliability_Capacity_In_Model_Year | 0.5 | Rocklin_Pleasant_Grove_offpeak | Northern_California_Flow_Battery_149 | Operational_New_Capacity_MW | -1
Eight_Mile_Tesla_SSN | Northern_California_Li_Battery_4hr_166 | Reliability_Capacity_In_Model_Year | 0.5 | Rocklin_Pleasant_Grove_HSN | Northern_California_Flow_Battery_159 | Reliability_Capacity_In_Model_Year | 1 | Northern_California_Flow_Battery_159 | Rocklin-Pleaseant grove 115kV line | CAISO_Flow_Battery_8hr_Dispatch | Wind | Rocklin_Pleasant_Grove_HSN | Northern_California_Flow_Battery_159 | Reliability_Capacity_In_Model_Year | 1 | Rocklin_Pleasant_Grove_SSN | Northern_California_Flow_Battery_159 | Reliability_Capacity_In_Model_Year | 0.5 | Rocklin_Pleasant_Grove_offpeak | Northern_California_Flow_Battery_159 | Operational_New_Capacity_MW | -1
Eight_Mile_Tesla_SSN | Northern_California_Li_Battery_4hr_172 | Reliability_Capacity_In_Model_Year | 0.5 | Rocklin_Pleasant_Grove_HSN | Northern_California_Flow_Battery_172 | Reliability_Capacity_In_Model_Year | 1 | Northern_California_Flow_Battery_172 | Rocklin-Pleaseant grove 115kV line | CAISO_Flow_Battery_8hr_Dispatch | Wind | Rocklin_Pleasant_Grove_HSN | Northern_California_Flow_Battery_172 | Reliability_Capacity_In_Model_Year | 1 | Rocklin_Pleasant_Grove_SSN | Northern_California_Flow_Battery_172 | Reliability_Capacity_In_Model_Year | 0.5 | Rocklin_Pleasant_Grove_offpeak | Northern_California_Flow_Battery_172 | Operational_New_Capacity_MW | -1
Eight_Mile_Tesla_SSN | Northern_California_Li_Battery_4hr_179 | Reliability_Capacity_In_Model_Year | 0.5 | Rocklin_Pleasant_Grove_HSN | Northern_California_Flow_Battery_179 | Reliability_Capacity_In_Model_Year | 1 | Northern_California_Flow_Battery_179 | Rocklin-Pleaseant grove 115kV line | CAISO_Flow_Battery_8hr_Dispatch | Wind | Rocklin_Pleasant_Grove_HSN | Northern_California_Flow_Battery_179 | Reliability_Capacity_In_Model_Year | 1 | Rocklin_Pleasant_Grove_SSN | Northern_California_Flow_Battery_179 | Reliability_Capacity_In_Model_Year | 0.5 | Rocklin_Pleasant_Grove_offpeak | Northern_California_Flow_Battery_179 | Operational_New_Capacity_MW | -1
Eight_Mile_Tesla_SSN | Northern_California_Li_Battery_8hr_92 | Reliability_Capacity_In_Model_Year | 0.5 | Rocklin_Pleasant_Grove_HSN | Northern_California_Li_Battery_4hr_35 | Reliability_Capacity_In_Model_Year | 1 | Northern_California_Li_Battery_4hr_35 | Rocklin-Pleaseant grove 115kV line | CAISO_Li_Battery_4hr_Dispatch | Wind | Rocklin_Pleasant_Grove_HSN | Northern_California_Li_Battery_4hr_35 | Reliability_Capacity_In_Model_Year | 1 | Rocklin_Pleasant_Grove_SSN | Northern_California_Li_Battery_4hr_35 | Reliability_Capacity_In_Model_Year | 0.5 | Rocklin_Pleasant_Grove_offpeak | Northern_California_Li_Battery_4hr_35 | Operational_New_Capacity_MW | -1
Eight_Mile_Tesla_SSN | Northern_California_Li_Battery_8hr_114 | Reliability_Capacity_In_Model_Year | 0.5 | Rocklin_Pleasant_Grove_HSN | Northern_California_Li_Battery_4hr_144 | Reliability_Capacity_In_Model_Year | 1 | Northern_California_Li_Battery_4hr_144 | Rocklin-Pleaseant grove 115kV line | CAISO_Li_Battery_4hr_Dispatch | Wind | Rocklin_Pleasant_Grove_HSN | Northern_California_Li_Battery_4hr_144 | Reliability_Capacity_In_Model_Year | 1 | Rocklin_Pleasant_Grove_SSN | Northern_California_Li_Battery_4hr_144 | Reliability_Capacity_In_Model_Year | 0.5 | Rocklin_Pleasant_Grove_offpeak | Northern_California_Li_Battery_4hr_144 | Operational_New_Capacity_MW | -1
Eight_Mile_Tesla_SSN | Northern_California_Li_Battery_8hr_122 | Reliability_Capacity_In_Model_Year | 0.5 | Rocklin_Pleasant_Grove_HSN | Northern_California_Li_Battery_4hr_149 | Reliability_Capacity_In_Model_Year | 1 | Northern_California_Li_Battery_4hr_149 | Rocklin-Pleaseant grove 115kV line | CAISO_Li_Battery_4hr_Dispatch | Wind | Rocklin_Pleasant_Grove_HSN | Northern_California_Li_Battery_4hr_149 | Reliability_Capacity_In_Model_Year | 1 | Rocklin_Pleasant_Grove_SSN | Northern_California_Li_Battery_4hr_149 | Reliability_Capacity_In_Model_Year | 0.5 | Rocklin_Pleasant_Grove_offpeak | Northern_California_Li_Battery_4hr_149 | Operational_New_Capacity_MW | -1
Eight_Mile_Tesla_SSN | Northern_California_Li_Battery_8hr_138 | Reliability_Capacity_In_Model_Year | 0.5 | Rocklin_Pleasant_Grove_HSN | Northern_California_Li_Battery_4hr_159 | Reliability_Capacity_In_Model_Year | 1 | Northern_California_Li_Battery_4hr_159 | Rocklin-Pleaseant grove 115kV line | CAISO_Li_Battery_4hr_Dispatch | Wind | Rocklin_Pleasant_Grove_HSN | Northern_California_Li_Battery_4hr_159 | Reliability_Capacity_In_Model_Year | 1 | Rocklin_Pleasant_Grove_SSN | Northern_California_Li_Battery_4hr_159 | Reliability_Capacity_In_Model_Year | 0.5 | Rocklin_Pleasant_Grove_offpeak | Northern_California_Li_Battery_4hr_159 | Operational_New_Capacity_MW | -1
Eight_Mile_Tesla_SSN | Northern_California_Li_Battery_8hr_141 | Reliability_Capacity_In_Model_Year | 0.5 | Rocklin_Pleasant_Grove_HSN | Northern_California_Li_Battery_4hr_172 | Reliability_Capacity_In_Model_Year | 1 | Northern_California_Li_Battery_4hr_172 | Rocklin-Pleaseant grove 115kV line | CAISO_Li_Battery_4hr_Dispatch | Wind | Rocklin_Pleasant_Grove_HSN | Northern_California_Li_Battery_4hr_172 | Reliability_Capacity_In_Model_Year | 1 | Rocklin_Pleasant_Grove_SSN | Northern_California_Li_Battery_4hr_172 | Reliability_Capacity_In_Model_Year | 0.5 | Rocklin_Pleasant_Grove_offpeak | Northern_California_Li_Battery_4hr_172 | Operational_New_Capacity_MW | -1
Eight_Mile_Tesla_SSN | Northern_California_Li_Battery_8hr_144 | Reliability_Capacity_In_Model_Year | 0.5 | Rocklin_Pleasant_Grove_HSN | Northern_California_Li_Battery_4hr_179 | Reliability_Capacity_In_Model_Year | 1 | Northern_California_Li_Battery_4hr_179 | Rocklin-Pleaseant grove 115kV line | CAISO_Li_Battery_4hr_Dispatch | Wind | Rocklin_Pleasant_Grove_HSN | Northern_California_Li_Battery_4hr_179 | Reliability_Capacity_In_Model_Year | 1 | Rocklin_Pleasant_Grove_SSN | Northern_California_Li_Battery_4hr_179 | Reliability_Capacity_In_Model_Year | 0.5 | Rocklin_Pleasant_Grove_offpeak | Northern_California_Li_Battery_4hr_179 | Operational_New_Capacity_MW | -1
Eight_Mile_Tesla_SSN | Northern_California_Li_Battery_8hr_149 | Reliability_Capacity_In_Model_Year | 0.5 | Rocklin_Pleasant_Grove_HSN | Northern_California_Li_Battery_8hr_35 | Reliability_Capacity_In_Model_Year | 1 | Northern_California_Li_Battery_8hr_35 | Rocklin-Pleaseant grove 115kV line | CAISO_Li_Battery_8hr_Dispatch | Wind | Rocklin_Pleasant_Grove_HSN | Northern_California_Li_Battery_8hr_35 | Reliability_Capacity_In_Model_Year | 1 | Rocklin_Pleasant_Grove_SSN | Northern_California_Li_Battery_8hr_35 | Reliability_Capacity_In_Model_Year | 0.5 | Rocklin_Pleasant_Grove_offpeak | Northern_California_Li_Battery_8hr_35 | Operational_New_Capacity_MW | -1
Eight_Mile_Tesla_SSN | Northern_California_Li_Battery_8hr_157 | Reliability_Capacity_In_Model_Year | 0.5 | Rocklin_Pleasant_Grove_HSN | Northern_California_Li_Battery_8hr_144 | Reliability_Capacity_In_Model_Year | 1 | Northern_California_Li_Battery_8hr_144 | Rocklin-Pleaseant grove 115kV line | CAISO_Li_Battery_8hr_Dispatch | Wind | Rocklin_Pleasant_Grove_HSN | Northern_California_Li_Battery_8hr_144 | Reliability_Capacity_In_Model_Year | 1 | Rocklin_Pleasant_Grove_SSN | Northern_California_Li_Battery_8hr_144 | Reliability_Capacity_In_Model_Year | 0.5 | Rocklin_Pleasant_Grove_offpeak | Northern_California_Li_Battery_8hr_144 | Operational_New_Capacity_MW | -1
Eight_Mile_Tesla_SSN | Northern_California_Li_Battery_8hr_159 | Reliability_Capacity_In_Model_Year | 0.5 | Rocklin_Pleasant_Grove_HSN | Northern_California_Li_Battery_8hr_149 | Reliability_Capacity_In_Model_Year | 1 | Northern_California_Li_Battery_8hr_149 | Rocklin-Pleaseant grove 115kV line | CAISO_Li_Battery_8hr_Dispatch | Wind | Rocklin_Pleasant_Grove_HSN | Northern_California_Li_Battery_8hr_149 | Reliability_Capacity_In_Model_Year | 1 | Rocklin_Pleasant_Grove_SSN | Northern_California_Li_Battery_8hr_149 | Reliability_Capacity_In_Model_Year | 0.5 | Rocklin_Pleasant_Grove_offpeak | Northern_California_Li_Battery_8hr_149 | Operational_New_Capacity_MW | -1
Eight_Mile_Tesla_SSN | Southern_PGAE_Li_Battery_8hr_163 | Reliability_Capacity_In_Model_Year | 0.5 | Rocklin_Pleasant_Grove_HSN | Northern_California_Li_Battery_8hr_159 | Reliability_Capacity_In_Model_Year | 1 | Northern_California_Li_Battery_8hr_159 | Rocklin-Pleaseant grove 115kV line | CAISO_Li_Battery_8hr_Dispatch | Wind | Rocklin_Pleasant_Grove_HSN | Northern_California_Li_Battery_8hr_159 | Reliability_Capacity_In_Model_Year | 1 | Rocklin_Pleasant_Grove_SSN | Northern_California_Li_Battery_8hr_159 | Reliability_Capacity_In_Model_Year | 0.5 | Rocklin_Pleasant_Grove_offpeak | Northern_California_Li_Battery_8hr_159 | Operational_New_Capacity_MW | -1
Eight_Mile_Tesla_SSN | Northern_California_Li_Battery_8hr_166 | Reliability_Capacity_In_Model_Year | 0.5 | Rocklin_Pleasant_Grove_HSN | Northern_California_Li_Battery_8hr_172 | Reliability_Capacity_In_Model_Year | 1 | Northern_California_Li_Battery_8hr_172 | Rocklin-Pleaseant grove 115kV line | CAISO_Li_Battery_8hr_Dispatch | Wind | Rocklin_Pleasant_Grove_HSN | Northern_California_Li_Battery_8hr_172 | Reliability_Capacity_In_Model_Year | 1 | Rocklin_Pleasant_Grove_SSN | Northern_California_Li_Battery_8hr_172 | Reliability_Capacity_In_Model_Year | 0.5 | Rocklin_Pleasant_Grove_offpeak | Northern_California_Li_Battery_8hr_172 | Operational_New_Capacity_MW | -1
Eight_Mile_Tesla_SSN | Northern_California_Li_Battery_8hr_172 | Reliability_Capacity_In_Model_Year | 0.5 | Rocklin_Pleasant_Grove_HSN | Northern_California_Li_Battery_8hr_179 | Reliability_Capacity_In_Model_Year | 1 | Northern_California_Li_Battery_8hr_179 | Rocklin-Pleaseant grove 115kV line | CAISO_Li_Battery_8hr_Dispatch | Wind | Rocklin_Pleasant_Grove_HSN | Northern_California_Li_Battery_8hr_179 | Reliability_Capacity_In_Model_Year | 1 | Rocklin_Pleasant_Grove_SSN | Northern_California_Li_Battery_8hr_179 | Reliability_Capacity_In_Model_Year | 0.5 | Rocklin_Pleasant_Grove_offpeak | Northern_California_Li_Battery_8hr_179 | Operational_New_Capacity_MW | -1
Eight_Mile_Tesla_SSN | Northern_California_Li_Battery_8hr_179 | Reliability_Capacity_In_Model_Year | 0.5 | Rocklin_Pleasant_Grove_HSN | Northern_California_Geothermal_35 | Reliability_Capacity_In_Model_Year | 1 | Northern_California_Geothermal_35 | Rocklin-Pleaseant grove 115kV line | Northern_California_Geothermal | Wind | Rocklin_Pleasant_Grove_HSN | Northern_California_Geothermal_35 | Reliability_Capacity_In_Model_Year | 1 | Rocklin_Pleasant_Grove_SSN | Northern_California_Geothermal_35 | Reliability_Capacity_In_Model_Year | 1 | Rocklin_Pleasant_Grove_offpeak | Northern_California_Geothermal_35 | Operational_New_Capacity_MW | 1
Eight_Mile_Tesla_SSN | Northern_California_Solar_92 | Reliability_Capacity_In_Model_Year | 0.556 | Rocklin_Pleasant_Grove_HSN | Northern_California_Solar_35 | Reliability_Capacity_In_Model_Year | 0.1 | Northern_California_Solar_35 | Rocklin-Pleaseant grove 115kV line | Northern_California_Solar | Wind | Rocklin_Pleasant_Grove_HSN | Northern_California_Solar_35 | Reliability_Capacity_In_Model_Year | 0.1 | Rocklin_Pleasant_Grove_SSN | Northern_California_Solar_35 | Reliability_Capacity_In_Model_Year | 0.556 | Rocklin_Pleasant_Grove_offpeak | Northern_California_Solar_35 | Operational_New_Capacity_MW | 0.68
Eight_Mile_Tesla_SSN | Northern_California_Solar_114 | Reliability_Capacity_In_Model_Year | 0.556 | Rocklin_Pleasant_Grove_HSN | Northern_California_Solar_144 | Reliability_Capacity_In_Model_Year | 0.1 | Northern_California_Solar_144 | Rocklin-Pleaseant grove 115kV line | Northern_California_Solar | Wind | Rocklin_Pleasant_Grove_HSN | Northern_California_Solar_144 | Reliability_Capacity_In_Model_Year | 0.1 | Rocklin_Pleasant_Grove_SSN | Northern_California_Solar_144 | Reliability_Capacity_In_Model_Year | 0.556 | Rocklin_Pleasant_Grove_offpeak | Northern_California_Solar_144 | Operational_New_Capacity_MW | 0.68
Eight_Mile_Tesla_SSN | Northern_California_Solar_122 | Reliability_Capacity_In_Model_Year | 0.556 | Rocklin_Pleasant_Grove_HSN | Northern_California_Solar_149 | Reliability_Capacity_In_Model_Year | 0.1 | Northern_California_Solar_149 | Rocklin-Pleaseant grove 115kV line | Northern_California_Solar | Wind | Rocklin_Pleasant_Grove_HSN | Northern_California_Solar_149 | Reliability_Capacity_In_Model_Year | 0.1 | Rocklin_Pleasant_Grove_SSN | Northern_California_Solar_149 | Reliability_Capacity_In_Model_Year | 0.556 | Rocklin_Pleasant_Grove_offpeak | Northern_California_Solar_149 | Operational_New_Capacity_MW | 0.68
Eight_Mile_Tesla_SSN | Northern_California_Solar_138 | Reliability_Capacity_In_Model_Year | 0.556 | Rocklin_Pleasant_Grove_HSN | Northern_California_Solar_159 | Reliability_Capacity_In_Model_Year | 0.1 | Northern_California_Solar_159 | Rocklin-Pleaseant grove 115kV line | Northern_California_Solar | Wind | Rocklin_Pleasant_Grove_HSN | Northern_California_Solar_159 | Reliability_Capacity_In_Model_Year | 0.1 | Rocklin_Pleasant_Grove_SSN | Northern_California_Solar_159 | Reliability_Capacity_In_Model_Year | 0.556 | Rocklin_Pleasant_Grove_offpeak | Northern_California_Solar_159 | Operational_New_Capacity_MW | 0.68
Eight_Mile_Tesla_SSN | Northern_California_Solar_141 | Reliability_Capacity_In_Model_Year | 0.556 | Rocklin_Pleasant_Grove_HSN | Northern_California_Solar_172 | Reliability_Capacity_In_Model_Year | 0.1 | Northern_California_Solar_172 | Rocklin-Pleaseant grove 115kV line | Northern_California_Solar | Wind | Rocklin_Pleasant_Grove_HSN | Northern_California_Solar_172 | Reliability_Capacity_In_Model_Year | 0.1 | Rocklin_Pleasant_Grove_SSN | Northern_California_Solar_172 | Reliability_Capacity_In_Model_Year | 0.556 | Rocklin_Pleasant_Grove_offpeak | Northern_California_Solar_172 | Operational_New_Capacity_MW | 0.68
Eight_Mile_Tesla_SSN | Northern_California_Solar_144 | Reliability_Capacity_In_Model_Year | 0.556 | Rocklin_Pleasant_Grove_HSN | Northern_California_Solar_179 | Reliability_Capacity_In_Model_Year | 0.1 | Northern_California_Solar_179 | Rocklin-Pleaseant grove 115kV line | Northern_California_Solar | Wind | Rocklin_Pleasant_Grove_HSN | Northern_California_Solar_179 | Reliability_Capacity_In_Model_Year | 0.1 | Rocklin_Pleasant_Grove_SSN | Northern_California_Solar_179 | Reliability_Capacity_In_Model_Year | 0.556 | Rocklin_Pleasant_Grove_offpeak | Northern_California_Solar_179 | Operational_New_Capacity_MW | 0.68
Eight_Mile_Tesla_SSN | Northern_California_Solar_149 | Reliability_Capacity_In_Model_Year | 0.556 | Rocklin_Pleasant_Grove_HSN | Northern_California_Wind_35 | Reliability_Capacity_In_Model_Year | 0.665 | Northern_California_Wind_35 | Rocklin-Pleaseant grove 115kV line | Northern_California_Wind | Wind | Rocklin_Pleasant_Grove_HSN | Northern_California_Wind_35 | Reliability_Capacity_In_Model_Year | 0.665 | Rocklin_Pleasant_Grove_SSN | Northern_California_Wind_35 | Reliability_Capacity_In_Model_Year | 0.163 | Rocklin_Pleasant_Grove_offpeak | Northern_California_Wind_35 | Operational_New_Capacity_MW | 0.63
Eight_Mile_Tesla_SSN | Northern_California_Solar_157 | Reliability_Capacity_In_Model_Year | 0.556 | Rocklin_Pleasant_Grove_HSN | Northern_California_Wind_159 | Reliability_Capacity_In_Model_Year | 0.665 | Northern_California_Wind_159 | Rocklin-Pleaseant grove 115kV line | Northern_California_Wind | Wind | Rocklin_Pleasant_Grove_HSN | Northern_California_Wind_159 | Reliability_Capacity_In_Model_Year | 0.665 | Rocklin_Pleasant_Grove_SSN | Northern_California_Wind_159 | Reliability_Capacity_In_Model_Year | 0.163 | Rocklin_Pleasant_Grove_offpeak | Northern_California_Wind_159 | Operational_New_Capacity_MW | 0.63
Eight_Mile_Tesla_SSN | Northern_California_Solar_159 | Reliability_Capacity_In_Model_Year | 0.556 | San_Luis_Rey_San_Onofre_HSN | Arizona_Solar_48 | Reliability_Capacity_In_Model_Year | 0.106 | Arizona_Solar_48 | San Luis Rey-San Onofre 230 kV line constraint | Arizona_Solar | Solar | San_Luis_Rey_San_Onofre_HSN | Arizona_Solar_48 | Reliability_Capacity_In_Model_Year | 0.106 | San_Luis_Rey_San_Onofre_SSN | Arizona_Solar_48 | Reliability_Capacity_In_Model_Year | 0.427 | San_Luis_Rey_San_Onofre_offpeak | Arizona_Solar_48 | Operational_New_Capacity_MW | 0.77
Eight_Mile_Tesla_SSN | Northern_California_Solar_166 | Reliability_Capacity_In_Model_Year | 0.556 | San_Luis_Rey_San_Onofre_HSN | Arizona_Solar_90 | Reliability_Capacity_In_Model_Year | 0.106 | Arizona_Solar_90 | San Luis Rey-San Onofre 230 kV line constraint | Arizona_Solar | Solar | San_Luis_Rey_San_Onofre_HSN | Arizona_Solar_90 | Reliability_Capacity_In_Model_Year | 0.106 | San_Luis_Rey_San_Onofre_SSN | Arizona_Solar_90 | Reliability_Capacity_In_Model_Year | 0.427 | San_Luis_Rey_San_Onofre_offpeak | Arizona_Solar_90 | Operational_New_Capacity_MW | 0.77
Eight_Mile_Tesla_SSN | Northern_California_Solar_172 | Reliability_Capacity_In_Model_Year | 0.556 | San_Luis_Rey_San_Onofre_HSN | Baja_California_Wind_133 | Reliability_Capacity_In_Model_Year | 0.337 | Baja_California_Wind_133 | San Luis Rey-San Onofre 230 kV line constraint | Baja_California_Wind | Solar | San_Luis_Rey_San_Onofre_HSN | Baja_California_Wind_133 | Reliability_Capacity_In_Model_Year | 0.337 | San_Luis_Rey_San_Onofre_SSN | Baja_California_Wind_133 | Reliability_Capacity_In_Model_Year | 0.112 | San_Luis_Rey_San_Onofre_offpeak | Baja_California_Wind_133 | Operational_New_Capacity_MW | 0.44
Eight_Mile_Tesla_SSN | Northern_California_Solar_179 | Reliability_Capacity_In_Model_Year | 0.556 | San_Luis_Rey_San_Onofre_HSN | Arizona_Flow_Battery_48 | Reliability_Capacity_In_Model_Year | 1 | Arizona_Flow_Battery_48 | San Luis Rey-San Onofre 230 kV line constraint | CAISO_Flow_Battery_8hr_Dispatch | Solar | San_Luis_Rey_San_Onofre_HSN | Arizona_Flow_Battery_48 | Reliability_Capacity_In_Model_Year | 1 | San_Luis_Rey_San_Onofre_SSN | Arizona_Flow_Battery_48 | Reliability_Capacity_In_Model_Year | 0.5 | San_Luis_Rey_San_Onofre_offpeak | Arizona_Flow_Battery_48 | Operational_New_Capacity_MW | -1
Eight_Mile_Tesla_SSN | Northern_California_Wind_159 | Reliability_Capacity_In_Model_Year | 0.163 | San_Luis_Rey_San_Onofre_HSN | Arizona_Flow_Battery_90 | Reliability_Capacity_In_Model_Year | 1 | Arizona_Flow_Battery_90 | San Luis Rey-San Onofre 230 kV line constraint | CAISO_Flow_Battery_8hr_Dispatch | Solar | San_Luis_Rey_San_Onofre_HSN | Arizona_Flow_Battery_90 | Reliability_Capacity_In_Model_Year | 1 | San_Luis_Rey_San_Onofre_SSN | Arizona_Flow_Battery_90 | Reliability_Capacity_In_Model_Year | 0.5 | San_Luis_Rey_San_Onofre_offpeak | Arizona_Flow_Battery_90 | Operational_New_Capacity_MW | -1
Eight_Mile_Tesla_SSN | Solano_Wind_122 | Reliability_Capacity_In_Model_Year | 0.163 | San_Luis_Rey_San_Onofre_HSN | Greater_Imperial_Flow_Battery_107 | Reliability_Capacity_In_Model_Year | 1 | Greater_Imperial_Flow_Battery_107 | San Luis Rey-San Onofre 230 kV line constraint | CAISO_Flow_Battery_8hr_Dispatch | Solar | San_Luis_Rey_San_Onofre_HSN | Greater_Imperial_Flow_Battery_107 | Reliability_Capacity_In_Model_Year | 1 | San_Luis_Rey_San_Onofre_SSN | Greater_Imperial_Flow_Battery_107 | Reliability_Capacity_In_Model_Year | 0.5 | San_Luis_Rey_San_Onofre_offpeak | Greater_Imperial_Flow_Battery_107 | Operational_New_Capacity_MW | -1
Eight_Mile_Tesla_SSN | Southern_PGAE_Solar_163 | Reliability_Capacity_In_Model_Year | 0.556 | San_Luis_Rey_San_Onofre_HSN | Greater_Imperial_Flow_Battery_108 | Reliability_Capacity_In_Model_Year | 1 | Greater_Imperial_Flow_Battery_108 | San Luis Rey-San Onofre 230 kV line constraint | CAISO_Flow_Battery_8hr_Dispatch | Solar | San_Luis_Rey_San_Onofre_HSN | Greater_Imperial_Flow_Battery_108 | Reliability_Capacity_In_Model_Year | 1 | San_Luis_Rey_San_Onofre_SSN | Greater_Imperial_Flow_Battery_108 | Reliability_Capacity_In_Model_Year | 0.5 | San_Luis_Rey_San_Onofre_offpeak | Greater_Imperial_Flow_Battery_108 | Operational_New_Capacity_MW | -1
Eight_Mile_Tesla_SSN | Nikola_group | Operational_New_Capacity_MW | -0.12988 | San_Luis_Rey_San_Onofre_HSN | Greater_Imperial_Flow_Battery_133 | Reliability_Capacity_In_Model_Year | 1 | Greater_Imperial_Flow_Battery_133 | San Luis Rey-San Onofre 230 kV line constraint | CAISO_Flow_Battery_8hr_Dispatch | Solar | San_Luis_Rey_San_Onofre_HSN | Greater_Imperial_Flow_Battery_133 | Reliability_Capacity_In_Model_Year | 1 | San_Luis_Rey_San_Onofre_SSN | Greater_Imperial_Flow_Battery_133 | Reliability_Capacity_In_Model_Year | 0.5 | San_Luis_Rey_San_Onofre_offpeak | Greater_Imperial_Flow_Battery_133 | Operational_New_Capacity_MW | -1
Encina_San_Luis_Rey_HSN | Arizona_Solar_90 | Reliability_Capacity_In_Model_Year | 0.106 | San_Luis_Rey_San_Onofre_HSN | Arizona_Li_Battery_4hr_48 | Reliability_Capacity_In_Model_Year | 1 | Arizona_Li_Battery_4hr_48 | San Luis Rey-San Onofre 230 kV line constraint | CAISO_Li_Battery_4hr_Dispatch | Solar | San_Luis_Rey_San_Onofre_HSN | Arizona_Li_Battery_4hr_48 | Reliability_Capacity_In_Model_Year | 1 | San_Luis_Rey_San_Onofre_SSN | Arizona_Li_Battery_4hr_48 | Reliability_Capacity_In_Model_Year | 0.5 | San_Luis_Rey_San_Onofre_offpeak | Arizona_Li_Battery_4hr_48 | Operational_New_Capacity_MW | -1
Encina_San_Luis_Rey_HSN | Baja_California_Wind_133 | Reliability_Capacity_In_Model_Year | 0.337 | San_Luis_Rey_San_Onofre_HSN | Arizona_Li_Battery_4hr_90 | Reliability_Capacity_In_Model_Year | 1 | Arizona_Li_Battery_4hr_90 | San Luis Rey-San Onofre 230 kV line constraint | CAISO_Li_Battery_4hr_Dispatch | Solar | San_Luis_Rey_San_Onofre_HSN | Arizona_Li_Battery_4hr_90 | Reliability_Capacity_In_Model_Year | 1 | San_Luis_Rey_San_Onofre_SSN | Arizona_Li_Battery_4hr_90 | Reliability_Capacity_In_Model_Year | 0.5 | San_Luis_Rey_San_Onofre_offpeak | Arizona_Li_Battery_4hr_90 | Operational_New_Capacity_MW | -1
Encina_San_Luis_Rey_HSN | Arizona_Flow_Battery_90 | Reliability_Capacity_In_Model_Year | 1 | San_Luis_Rey_San_Onofre_HSN | Greater_Imperial_Li_Battery_4hr_107 | Reliability_Capacity_In_Model_Year | 1 | Greater_Imperial_Li_Battery_4hr_107 | San Luis Rey-San Onofre 230 kV line constraint | CAISO_Li_Battery_4hr_Dispatch | Solar | San_Luis_Rey_San_Onofre_HSN | Greater_Imperial_Li_Battery_4hr_107 | Reliability_Capacity_In_Model_Year | 1 | San_Luis_Rey_San_Onofre_SSN | Greater_Imperial_Li_Battery_4hr_107 | Reliability_Capacity_In_Model_Year | 0.5 | San_Luis_Rey_San_Onofre_offpeak | Greater_Imperial_Li_Battery_4hr_107 | Operational_New_Capacity_MW | -1
Encina_San_Luis_Rey_HSN | Greater_Imperial_Flow_Battery_107 | Reliability_Capacity_In_Model_Year | 1 | San_Luis_Rey_San_Onofre_HSN | Greater_Imperial_Li_Battery_4hr_108 | Reliability_Capacity_In_Model_Year | 1 | Greater_Imperial_Li_Battery_4hr_108 | San Luis Rey-San Onofre 230 kV line constraint | CAISO_Li_Battery_4hr_Dispatch | Solar | San_Luis_Rey_San_Onofre_HSN | Greater_Imperial_Li_Battery_4hr_108 | Reliability_Capacity_In_Model_Year | 1 | San_Luis_Rey_San_Onofre_SSN | Greater_Imperial_Li_Battery_4hr_108 | Reliability_Capacity_In_Model_Year | 0.5 | San_Luis_Rey_San_Onofre_offpeak | Greater_Imperial_Li_Battery_4hr_108 | Operational_New_Capacity_MW | -1
Encina_San_Luis_Rey_HSN | Greater_Imperial_Flow_Battery_108 | Reliability_Capacity_In_Model_Year | 1 | San_Luis_Rey_San_Onofre_HSN | Greater_Imperial_Li_Battery_4hr_133 | Reliability_Capacity_In_Model_Year | 1 | Greater_Imperial_Li_Battery_4hr_133 | San Luis Rey-San Onofre 230 kV line constraint | CAISO_Li_Battery_4hr_Dispatch | Solar | San_Luis_Rey_San_Onofre_HSN | Greater_Imperial_Li_Battery_4hr_133 | Reliability_Capacity_In_Model_Year | 1 | San_Luis_Rey_San_Onofre_SSN | Greater_Imperial_Li_Battery_4hr_133 | Reliability_Capacity_In_Model_Year | 0.5 | San_Luis_Rey_San_Onofre_offpeak | Greater_Imperial_Li_Battery_4hr_133 | Operational_New_Capacity_MW | -1
Encina_San_Luis_Rey_HSN | Greater_Imperial_Flow_Battery_133 | Reliability_Capacity_In_Model_Year | 1 | San_Luis_Rey_San_Onofre_HSN | Arizona_Li_Battery_8hr_48 | Reliability_Capacity_In_Model_Year | 1 | Arizona_Li_Battery_8hr_48 | San Luis Rey-San Onofre 230 kV line constraint | CAISO_Li_Battery_8hr_Dispatch | Solar | San_Luis_Rey_San_Onofre_HSN | Arizona_Li_Battery_8hr_48 | Reliability_Capacity_In_Model_Year | 1 | San_Luis_Rey_San_Onofre_SSN | Arizona_Li_Battery_8hr_48 | Reliability_Capacity_In_Model_Year | 0.5 | San_Luis_Rey_San_Onofre_offpeak | Arizona_Li_Battery_8hr_48 | Operational_New_Capacity_MW | -1
Encina_San_Luis_Rey_HSN | Arizona_Li_Battery_4hr_90 | Reliability_Capacity_In_Model_Year | 1 | San_Luis_Rey_San_Onofre_HSN | Arizona_Li_Battery_8hr_90 | Reliability_Capacity_In_Model_Year | 1 | Arizona_Li_Battery_8hr_90 | San Luis Rey-San Onofre 230 kV line constraint | CAISO_Li_Battery_8hr_Dispatch | Solar | San_Luis_Rey_San_Onofre_HSN | Arizona_Li_Battery_8hr_90 | Reliability_Capacity_In_Model_Year | 1 | San_Luis_Rey_San_Onofre_SSN | Arizona_Li_Battery_8hr_90 | Reliability_Capacity_In_Model_Year | 0.5 | San_Luis_Rey_San_Onofre_offpeak | Arizona_Li_Battery_8hr_90 | Operational_New_Capacity_MW | -1
Encina_San_Luis_Rey_HSN | Greater_Imperial_Li_Battery_4hr_107 | Reliability_Capacity_In_Model_Year | 1 | San_Luis_Rey_San_Onofre_HSN | Greater_Imperial_Li_Battery_8hr_107 | Reliability_Capacity_In_Model_Year | 1 | Greater_Imperial_Li_Battery_8hr_107 | San Luis Rey-San Onofre 230 kV line constraint | CAISO_Li_Battery_8hr_Dispatch | Solar | San_Luis_Rey_San_Onofre_HSN | Greater_Imperial_Li_Battery_8hr_107 | Reliability_Capacity_In_Model_Year | 1 | San_Luis_Rey_San_Onofre_SSN | Greater_Imperial_Li_Battery_8hr_107 | Reliability_Capacity_In_Model_Year | 0.5 | San_Luis_Rey_San_Onofre_offpeak | Greater_Imperial_Li_Battery_8hr_107 | Operational_New_Capacity_MW | -1
Encina_San_Luis_Rey_HSN | Greater_Imperial_Li_Battery_4hr_108 | Reliability_Capacity_In_Model_Year | 1 | San_Luis_Rey_San_Onofre_HSN | Greater_Imperial_Li_Battery_8hr_108 | Reliability_Capacity_In_Model_Year | 1 | Greater_Imperial_Li_Battery_8hr_108 | San Luis Rey-San Onofre 230 kV line constraint | CAISO_Li_Battery_8hr_Dispatch | Solar | San_Luis_Rey_San_Onofre_HSN | Greater_Imperial_Li_Battery_8hr_108 | Reliability_Capacity_In_Model_Year | 1 | San_Luis_Rey_San_Onofre_SSN | Greater_Imperial_Li_Battery_8hr_108 | Reliability_Capacity_In_Model_Year | 0.5 | San_Luis_Rey_San_Onofre_offpeak | Greater_Imperial_Li_Battery_8hr_108 | Operational_New_Capacity_MW | -1
Encina_San_Luis_Rey_HSN | Greater_Imperial_Li_Battery_4hr_133 | Reliability_Capacity_In_Model_Year | 1 | San_Luis_Rey_San_Onofre_HSN | Greater_Imperial_Li_Battery_8hr_133 | Reliability_Capacity_In_Model_Year | 1 | Greater_Imperial_Li_Battery_8hr_133 | San Luis Rey-San Onofre 230 kV line constraint | CAISO_Li_Battery_8hr_Dispatch | Solar | San_Luis_Rey_San_Onofre_HSN | Greater_Imperial_Li_Battery_8hr_133 | Reliability_Capacity_In_Model_Year | 1 | San_Luis_Rey_San_Onofre_SSN | Greater_Imperial_Li_Battery_8hr_133 | Reliability_Capacity_In_Model_Year | 0.5 | San_Luis_Rey_San_Onofre_offpeak | Greater_Imperial_Li_Battery_8hr_133 | Operational_New_Capacity_MW | -1
Encina_San_Luis_Rey_HSN | Arizona_Li_Battery_8hr_90 | Reliability_Capacity_In_Model_Year | 1 | San_Luis_Rey_San_Onofre_HSN | Greater_Imperial_Solar_107 | Reliability_Capacity_In_Model_Year | 0.106 | Greater_Imperial_Solar_107 | San Luis Rey-San Onofre 230 kV line constraint | Greater_Imperial_Solar | Solar | San_Luis_Rey_San_Onofre_HSN | Greater_Imperial_Solar_107 | Reliability_Capacity_In_Model_Year | 0.106 | San_Luis_Rey_San_Onofre_SSN | Greater_Imperial_Solar_107 | Reliability_Capacity_In_Model_Year | 0.427 | San_Luis_Rey_San_Onofre_offpeak | Greater_Imperial_Solar_107 | Operational_New_Capacity_MW | 0.77
Encina_San_Luis_Rey_HSN | Greater_Imperial_Li_Battery_8hr_107 | Reliability_Capacity_In_Model_Year | 1 | San_Luis_Rey_San_Onofre_HSN | Greater_Imperial_Solar_108 | Reliability_Capacity_In_Model_Year | 0.106 | Greater_Imperial_Solar_108 | San Luis Rey-San Onofre 230 kV line constraint | Greater_Imperial_Solar | Solar | San_Luis_Rey_San_Onofre_HSN | Greater_Imperial_Solar_108 | Reliability_Capacity_In_Model_Year | 0.106 | San_Luis_Rey_San_Onofre_SSN | Greater_Imperial_Solar_108 | Reliability_Capacity_In_Model_Year | 0.427 | San_Luis_Rey_San_Onofre_offpeak | Greater_Imperial_Solar_108 | Operational_New_Capacity_MW | 0.77
Encina_San_Luis_Rey_HSN | Greater_Imperial_Li_Battery_8hr_108 | Reliability_Capacity_In_Model_Year | 1 | San_Luis_Rey_San_Onofre_HSN | Greater_Imperial_Solar_133 | Reliability_Capacity_In_Model_Year | 0.106 | Greater_Imperial_Solar_133 | San Luis Rey-San Onofre 230 kV line constraint | Greater_Imperial_Solar | Solar | San_Luis_Rey_San_Onofre_HSN | Greater_Imperial_Solar_133 | Reliability_Capacity_In_Model_Year | 0.106 | San_Luis_Rey_San_Onofre_SSN | Greater_Imperial_Solar_133 | Reliability_Capacity_In_Model_Year | 0.427 | San_Luis_Rey_San_Onofre_offpeak | Greater_Imperial_Solar_133 | Operational_New_Capacity_MW | 0.77
Encina_San_Luis_Rey_HSN | Greater_Imperial_Li_Battery_8hr_133 | Reliability_Capacity_In_Model_Year | 1 | San_Luis_Rey_San_Onofre_HSN | Greater_Imperial_Wind_108 | Reliability_Capacity_In_Model_Year | 0.557 | Greater_Imperial_Wind_108 | San Luis Rey-San Onofre 230 kV line constraint | Greater_Imperial_Wind | Solar | San_Luis_Rey_San_Onofre_HSN | Greater_Imperial_Wind_108 | Reliability_Capacity_In_Model_Year | 0.557 | San_Luis_Rey_San_Onofre_SSN | Greater_Imperial_Wind_108 | Reliability_Capacity_In_Model_Year | 0.208 | San_Luis_Rey_San_Onofre_offpeak | Greater_Imperial_Wind_108 | Operational_New_Capacity_MW | 0.44
Encina_San_Luis_Rey_HSN | Greater_Imperial_Solar_107 | Reliability_Capacity_In_Model_Year | 0.106 | Santa_Rosa_Corona_HSN | Northern_California_Flow_Battery_127 | Reliability_Capacity_In_Model_Year | 1 | Northern_California_Flow_Battery_127 | Santa Rosa-Corona 115 kV line | CAISO_Flow_Battery_8hr_Dispatch | Wind | Santa_Rosa_Corona_HSN | Northern_California_Flow_Battery_127 | Reliability_Capacity_In_Model_Year | 1 | Santa_Rosa_Corona_SSN | Northern_California_Flow_Battery_127 | Reliability_Capacity_In_Model_Year | 0.5 | Santa_Rosa_Corona_offpeak | Northern_California_Flow_Battery_127 | Operational_New_Capacity_MW | -1
Encina_San_Luis_Rey_HSN | Greater_Imperial_Solar_108 | Reliability_Capacity_In_Model_Year | 0.106 | Santa_Rosa_Corona_HSN | Northern_California_Flow_Battery_150 | Reliability_Capacity_In_Model_Year | 1 | Northern_California_Flow_Battery_150 | Santa Rosa-Corona 115 kV line | CAISO_Flow_Battery_8hr_Dispatch | Wind | Santa_Rosa_Corona_HSN | Northern_California_Flow_Battery_150 | Reliability_Capacity_In_Model_Year | 1 | Santa_Rosa_Corona_SSN | Northern_California_Flow_Battery_150 | Reliability_Capacity_In_Model_Year | 0.5 | Santa_Rosa_Corona_offpeak | Northern_California_Flow_Battery_150 | Operational_New_Capacity_MW | -1
Encina_San_Luis_Rey_HSN | Greater_Imperial_Solar_133 | Reliability_Capacity_In_Model_Year | 0.106 | Santa_Rosa_Corona_HSN | Northern_California_Flow_Battery_155 | Reliability_Capacity_In_Model_Year | 1 | Northern_California_Flow_Battery_155 | Santa Rosa-Corona 115 kV line | CAISO_Flow_Battery_8hr_Dispatch | Wind | Santa_Rosa_Corona_HSN | Northern_California_Flow_Battery_155 | Reliability_Capacity_In_Model_Year | 1 | Santa_Rosa_Corona_SSN | Northern_California_Flow_Battery_155 | Reliability_Capacity_In_Model_Year | 0.5 | Santa_Rosa_Corona_offpeak | Northern_California_Flow_Battery_155 | Operational_New_Capacity_MW | -1
Encina_San_Luis_Rey_HSN | Greater_Imperial_Wind_108 | Reliability_Capacity_In_Model_Year | 0.557 | Santa_Rosa_Corona_HSN | Northern_California_Flow_Battery_158 | Reliability_Capacity_In_Model_Year | 1 | Northern_California_Flow_Battery_158 | Santa Rosa-Corona 115 kV line | CAISO_Flow_Battery_8hr_Dispatch | Wind | Santa_Rosa_Corona_HSN | Northern_California_Flow_Battery_158 | Reliability_Capacity_In_Model_Year | 1 | Santa_Rosa_Corona_SSN | Northern_California_Flow_Battery_158 | Reliability_Capacity_In_Model_Year | 0.5 | Santa_Rosa_Corona_offpeak | Northern_California_Flow_Battery_158 | Operational_New_Capacity_MW | -1
Encina_San_Luis_Rey_HSN | Encina_San_Luis_Rey_group | Operational_New_Capacity_MW | -1 | Santa_Rosa_Corona_HSN | Northern_California_Li_Battery_4hr_127 | Reliability_Capacity_In_Model_Year | 1 | Northern_California_Li_Battery_4hr_127 | Santa Rosa-Corona 115 kV line | CAISO_Li_Battery_4hr_Dispatch | Wind | Santa_Rosa_Corona_HSN | Northern_California_Li_Battery_4hr_127 | Reliability_Capacity_In_Model_Year | 1 | Santa_Rosa_Corona_SSN | Northern_California_Li_Battery_4hr_127 | Reliability_Capacity_In_Model_Year | 0.5 | Santa_Rosa_Corona_offpeak | Northern_California_Li_Battery_4hr_127 | Operational_New_Capacity_MW | -1
Encina_San_Luis_Rey_offpeak | Arizona_Solar_90 | Operational_New_Capacity_MW | 0.77 | Santa_Rosa_Corona_HSN | Northern_California_Li_Battery_4hr_150 | Reliability_Capacity_In_Model_Year | 1 | Northern_California_Li_Battery_4hr_150 | Santa Rosa-Corona 115 kV line | CAISO_Li_Battery_4hr_Dispatch | Wind | Santa_Rosa_Corona_HSN | Northern_California_Li_Battery_4hr_150 | Reliability_Capacity_In_Model_Year | 1 | Santa_Rosa_Corona_SSN | Northern_California_Li_Battery_4hr_150 | Reliability_Capacity_In_Model_Year | 0.5 | Santa_Rosa_Corona_offpeak | Northern_California_Li_Battery_4hr_150 | Operational_New_Capacity_MW | -1
Encina_San_Luis_Rey_offpeak | Baja_California_Wind_133 | Operational_New_Capacity_MW | 0.44 | Santa_Rosa_Corona_HSN | Northern_California_Li_Battery_4hr_155 | Reliability_Capacity_In_Model_Year | 1 | Northern_California_Li_Battery_4hr_155 | Santa Rosa-Corona 115 kV line | CAISO_Li_Battery_4hr_Dispatch | Wind | Santa_Rosa_Corona_HSN | Northern_California_Li_Battery_4hr_155 | Reliability_Capacity_In_Model_Year | 1 | Santa_Rosa_Corona_SSN | Northern_California_Li_Battery_4hr_155 | Reliability_Capacity_In_Model_Year | 0.5 | Santa_Rosa_Corona_offpeak | Northern_California_Li_Battery_4hr_155 | Operational_New_Capacity_MW | -1
Encina_San_Luis_Rey_offpeak | Arizona_Flow_Battery_90 | Operational_New_Capacity_MW | -1 | Santa_Rosa_Corona_HSN | Northern_California_Li_Battery_4hr_158 | Reliability_Capacity_In_Model_Year | 1 | Northern_California_Li_Battery_4hr_158 | Santa Rosa-Corona 115 kV line | CAISO_Li_Battery_4hr_Dispatch | Wind | Santa_Rosa_Corona_HSN | Northern_California_Li_Battery_4hr_158 | Reliability_Capacity_In_Model_Year | 1 | Santa_Rosa_Corona_SSN | Northern_California_Li_Battery_4hr_158 | Reliability_Capacity_In_Model_Year | 0.5 | Santa_Rosa_Corona_offpeak | Northern_California_Li_Battery_4hr_158 | Operational_New_Capacity_MW | -1
Encina_San_Luis_Rey_offpeak | Greater_Imperial_Flow_Battery_107 | Operational_New_Capacity_MW | -1 | Santa_Rosa_Corona_HSN | Northern_California_Li_Battery_8hr_127 | Reliability_Capacity_In_Model_Year | 1 | Northern_California_Li_Battery_8hr_127 | Santa Rosa-Corona 115 kV line | CAISO_Li_Battery_8hr_Dispatch | Wind | Santa_Rosa_Corona_HSN | Northern_California_Li_Battery_8hr_127 | Reliability_Capacity_In_Model_Year | 1 | Santa_Rosa_Corona_SSN | Northern_California_Li_Battery_8hr_127 | Reliability_Capacity_In_Model_Year | 0.5 | Santa_Rosa_Corona_offpeak | Northern_California_Li_Battery_8hr_127 | Operational_New_Capacity_MW | -1
Encina_San_Luis_Rey_offpeak | Greater_Imperial_Flow_Battery_108 | Operational_New_Capacity_MW | -1 | Santa_Rosa_Corona_HSN | Northern_California_Li_Battery_8hr_150 | Reliability_Capacity_In_Model_Year | 1 | Northern_California_Li_Battery_8hr_150 | Santa Rosa-Corona 115 kV line | CAISO_Li_Battery_8hr_Dispatch | Wind | Santa_Rosa_Corona_HSN | Northern_California_Li_Battery_8hr_150 | Reliability_Capacity_In_Model_Year | 1 | Santa_Rosa_Corona_SSN | Northern_California_Li_Battery_8hr_150 | Reliability_Capacity_In_Model_Year | 0.5 | Santa_Rosa_Corona_offpeak | Northern_California_Li_Battery_8hr_150 | Operational_New_Capacity_MW | -1
Encina_San_Luis_Rey_offpeak | Greater_Imperial_Flow_Battery_133 | Operational_New_Capacity_MW | -1 | Santa_Rosa_Corona_HSN | Northern_California_Li_Battery_8hr_155 | Reliability_Capacity_In_Model_Year | 1 | Northern_California_Li_Battery_8hr_155 | Santa Rosa-Corona 115 kV line | CAISO_Li_Battery_8hr_Dispatch | Wind | Santa_Rosa_Corona_HSN | Northern_California_Li_Battery_8hr_155 | Reliability_Capacity_In_Model_Year | 1 | Santa_Rosa_Corona_SSN | Northern_California_Li_Battery_8hr_155 | Reliability_Capacity_In_Model_Year | 0.5 | Santa_Rosa_Corona_offpeak | Northern_California_Li_Battery_8hr_155 | Operational_New_Capacity_MW | -1
Encina_San_Luis_Rey_offpeak | Arizona_Li_Battery_4hr_90 | Operational_New_Capacity_MW | -1 | Santa_Rosa_Corona_HSN | Northern_California_Li_Battery_8hr_158 | Reliability_Capacity_In_Model_Year | 1 | Northern_California_Li_Battery_8hr_158 | Santa Rosa-Corona 115 kV line | CAISO_Li_Battery_8hr_Dispatch | Wind | Santa_Rosa_Corona_HSN | Northern_California_Li_Battery_8hr_158 | Reliability_Capacity_In_Model_Year | 1 | Santa_Rosa_Corona_SSN | Northern_California_Li_Battery_8hr_158 | Reliability_Capacity_In_Model_Year | 0.5 | Santa_Rosa_Corona_offpeak | Northern_California_Li_Battery_8hr_158 | Operational_New_Capacity_MW | -1
Encina_San_Luis_Rey_offpeak | Greater_Imperial_Li_Battery_4hr_107 | Operational_New_Capacity_MW | -1 | Santa_Rosa_Corona_HSN | Northern_California_Solar_127 | Reliability_Capacity_In_Model_Year | 0.1 | Northern_California_Solar_127 | Santa Rosa-Corona 115 kV line | Northern_California_Solar | Wind | Santa_Rosa_Corona_HSN | Northern_California_Solar_127 | Reliability_Capacity_In_Model_Year | 0.1 | Santa_Rosa_Corona_SSN | Northern_California_Solar_127 | Reliability_Capacity_In_Model_Year | 0.556 | Santa_Rosa_Corona_offpeak | Northern_California_Solar_127 | Operational_New_Capacity_MW | 0.68
Encina_San_Luis_Rey_offpeak | Greater_Imperial_Li_Battery_4hr_108 | Operational_New_Capacity_MW | -1 | Santa_Rosa_Corona_HSN | Northern_California_Solar_150 | Reliability_Capacity_In_Model_Year | 0.1 | Northern_California_Solar_150 | Santa Rosa-Corona 115 kV line | Northern_California_Solar | Wind | Santa_Rosa_Corona_HSN | Northern_California_Solar_150 | Reliability_Capacity_In_Model_Year | 0.1 | Santa_Rosa_Corona_SSN | Northern_California_Solar_150 | Reliability_Capacity_In_Model_Year | 0.556 | Santa_Rosa_Corona_offpeak | Northern_California_Solar_150 | Operational_New_Capacity_MW | 0.68
Encina_San_Luis_Rey_offpeak | Greater_Imperial_Li_Battery_4hr_133 | Operational_New_Capacity_MW | -1 | Santa_Rosa_Corona_HSN | Northern_California_Solar_155 | Reliability_Capacity_In_Model_Year | 0.1 | Northern_California_Solar_155 | Santa Rosa-Corona 115 kV line | Northern_California_Solar | Wind | Santa_Rosa_Corona_HSN | Northern_California_Solar_155 | Reliability_Capacity_In_Model_Year | 0.1 | Santa_Rosa_Corona_SSN | Northern_California_Solar_155 | Reliability_Capacity_In_Model_Year | 0.556 | Santa_Rosa_Corona_offpeak | Northern_California_Solar_155 | Operational_New_Capacity_MW | 0.68
Encina_San_Luis_Rey_offpeak | Arizona_Li_Battery_8hr_90 | Operational_New_Capacity_MW | -1 | Santa_Rosa_Corona_HSN | Northern_California_Solar_158 | Reliability_Capacity_In_Model_Year | 0.1 | Northern_California_Solar_158 | Santa Rosa-Corona 115 kV line | Northern_California_Solar | Wind | Santa_Rosa_Corona_HSN | Northern_California_Solar_158 | Reliability_Capacity_In_Model_Year | 0.1 | Santa_Rosa_Corona_SSN | Northern_California_Solar_158 | Reliability_Capacity_In_Model_Year | 0.556 | Santa_Rosa_Corona_offpeak | Northern_California_Solar_158 | Operational_New_Capacity_MW | 0.68
Encina_San_Luis_Rey_offpeak | Greater_Imperial_Li_Battery_8hr_107 | Operational_New_Capacity_MW | -1 | SCE_Metro_Default_HSN | Greater_LA_Flow_Battery_4 | Reliability_Capacity_In_Model_Year | 1 | Greater_LA_Flow_Battery_4 | SCE Metro Area Default Constraint | CAISO_Flow_Battery_8hr_Dispatch | Solar | SCE_Metro_Default_HSN | Greater_LA_Flow_Battery_4 | Reliability_Capacity_In_Model_Year | 1 | SCE_Metro_Default_SSN | Greater_LA_Flow_Battery_4 | Reliability_Capacity_In_Model_Year | 0.5 | SCE_Metro_Default_offpeak | Greater_LA_Flow_Battery_4 | Operational_New_Capacity_MW | -1
Encina_San_Luis_Rey_offpeak | Greater_Imperial_Li_Battery_8hr_108 | Operational_New_Capacity_MW | -1 | SCE_Metro_Default_HSN | Greater_LA_Flow_Battery_30 | Reliability_Capacity_In_Model_Year | 1 | Greater_LA_Flow_Battery_30 | SCE Metro Area Default Constraint | CAISO_Flow_Battery_8hr_Dispatch | Solar | SCE_Metro_Default_HSN | Greater_LA_Flow_Battery_30 | Reliability_Capacity_In_Model_Year | 1 | SCE_Metro_Default_SSN | Greater_LA_Flow_Battery_30 | Reliability_Capacity_In_Model_Year | 0.5 | SCE_Metro_Default_offpeak | Greater_LA_Flow_Battery_30 | Operational_New_Capacity_MW | -1
Encina_San_Luis_Rey_offpeak | Greater_Imperial_Li_Battery_8hr_133 | Operational_New_Capacity_MW | -1 | SCE_Metro_Default_HSN | Greater_LA_Li_Battery_4hr_4 | Reliability_Capacity_In_Model_Year | 1 | Greater_LA_Li_Battery_4hr_4 | SCE Metro Area Default Constraint | CAISO_Li_Battery_4hr_Dispatch | Solar | SCE_Metro_Default_HSN | Greater_LA_Li_Battery_4hr_4 | Reliability_Capacity_In_Model_Year | 1 | SCE_Metro_Default_SSN | Greater_LA_Li_Battery_4hr_4 | Reliability_Capacity_In_Model_Year | 0.5 | SCE_Metro_Default_offpeak | Greater_LA_Li_Battery_4hr_4 | Operational_New_Capacity_MW | -1
Encina_San_Luis_Rey_offpeak | Greater_Imperial_Solar_107 | Operational_New_Capacity_MW | 0.77 | SCE_Metro_Default_HSN | Greater_LA_Li_Battery_4hr_30 | Reliability_Capacity_In_Model_Year | 1 | Greater_LA_Li_Battery_4hr_30 | SCE Metro Area Default Constraint | CAISO_Li_Battery_4hr_Dispatch | Solar | SCE_Metro_Default_HSN | Greater_LA_Li_Battery_4hr_30 | Reliability_Capacity_In_Model_Year | 1 | SCE_Metro_Default_SSN | Greater_LA_Li_Battery_4hr_30 | Reliability_Capacity_In_Model_Year | 0.5 | SCE_Metro_Default_offpeak | Greater_LA_Li_Battery_4hr_30 | Operational_New_Capacity_MW | -1
Encina_San_Luis_Rey_offpeak | Greater_Imperial_Solar_108 | Operational_New_Capacity_MW | 0.77 | SCE_Metro_Default_HSN | Greater_LA_Li_Battery_8hr_4 | Reliability_Capacity_In_Model_Year | 1 | Greater_LA_Li_Battery_8hr_4 | SCE Metro Area Default Constraint | CAISO_Li_Battery_8hr_Dispatch | Solar | SCE_Metro_Default_HSN | Greater_LA_Li_Battery_8hr_4 | Reliability_Capacity_In_Model_Year | 1 | SCE_Metro_Default_SSN | Greater_LA_Li_Battery_8hr_4 | Reliability_Capacity_In_Model_Year | 0.5 | SCE_Metro_Default_offpeak | Greater_LA_Li_Battery_8hr_4 | Operational_New_Capacity_MW | -1
Encina_San_Luis_Rey_offpeak | Greater_Imperial_Solar_133 | Operational_New_Capacity_MW | 0.77 | SCE_Metro_Default_HSN | Greater_LA_Li_Battery_8hr_30 | Reliability_Capacity_In_Model_Year | 1 | Greater_LA_Li_Battery_8hr_30 | SCE Metro Area Default Constraint | CAISO_Li_Battery_8hr_Dispatch | Solar | SCE_Metro_Default_HSN | Greater_LA_Li_Battery_8hr_30 | Reliability_Capacity_In_Model_Year | 1 | SCE_Metro_Default_SSN | Greater_LA_Li_Battery_8hr_30 | Reliability_Capacity_In_Model_Year | 0.5 | SCE_Metro_Default_offpeak | Greater_LA_Li_Battery_8hr_30 | Operational_New_Capacity_MW | -1
Encina_San_Luis_Rey_offpeak | Greater_Imperial_Wind_108 | Operational_New_Capacity_MW | 0.44 | SCE_Metro_Default_HSN | Greater_LA_Solar_4 | Reliability_Capacity_In_Model_Year | 0.106 | Greater_LA_Solar_4 | SCE Metro Area Default Constraint | Greater_LA_Solar | Solar | SCE_Metro_Default_HSN | Greater_LA_Solar_4 | Reliability_Capacity_In_Model_Year | 0.106 | SCE_Metro_Default_SSN | Greater_LA_Solar_4 | Reliability_Capacity_In_Model_Year | 0.427 | SCE_Metro_Default_offpeak | Greater_LA_Solar_4 | Operational_New_Capacity_MW | 0.77
Encina_San_Luis_Rey_offpeak | Encina_San_Luis_Rey_group | Operational_New_Capacity_MW | -1.1696 | SCE_Metro_Default_HSN | Greater_LA_Solar_30 | Reliability_Capacity_In_Model_Year | 0.106 | Greater_LA_Solar_30 | SCE Metro Area Default Constraint | Greater_LA_Solar | Solar | SCE_Metro_Default_HSN | Greater_LA_Solar_30 | Reliability_Capacity_In_Model_Year | 0.106 | SCE_Metro_Default_SSN | Greater_LA_Solar_30 | Reliability_Capacity_In_Model_Year | 0.427 | SCE_Metro_Default_offpeak | Greater_LA_Solar_30 | Operational_New_Capacity_MW | 0.77
Encina_San_Luis_Rey_SSN | Arizona_Solar_90 | Reliability_Capacity_In_Model_Year | 0.427 | Schindler_TB_1_HSN | Southern_PGAE_Flow_Battery_162 | Reliability_Capacity_In_Model_Year | 1 | Southern_PGAE_Flow_Battery_162 | Schindler 115/70kV TB #1 | CAISO_Flow_Battery_8hr_Dispatch | Solar | Schindler_TB_1_HSN | Southern_PGAE_Flow_Battery_162 | Reliability_Capacity_In_Model_Year | 1 | Schindler_TB_1_SSN | Southern_PGAE_Flow_Battery_162 | Reliability_Capacity_In_Model_Year | 0.5 | Schindler_TB_1_offpeak | Southern_PGAE_Flow_Battery_162 | Operational_New_Capacity_MW | -1
Encina_San_Luis_Rey_SSN | Baja_California_Wind_133 | Reliability_Capacity_In_Model_Year | 0.112 | Schindler_TB_1_HSN | Southern_PGAE_Flow_Battery_168 | Reliability_Capacity_In_Model_Year | 1 | Southern_PGAE_Flow_Battery_168 | Schindler 115/70kV TB #1 | CAISO_Flow_Battery_8hr_Dispatch | Solar | Schindler_TB_1_HSN | Southern_PGAE_Flow_Battery_168 | Reliability_Capacity_In_Model_Year | 1 | Schindler_TB_1_SSN | Southern_PGAE_Flow_Battery_168 | Reliability_Capacity_In_Model_Year | 0.5 | Schindler_TB_1_offpeak | Southern_PGAE_Flow_Battery_168 | Operational_New_Capacity_MW | -1
Encina_San_Luis_Rey_SSN | Arizona_Flow_Battery_90 | Reliability_Capacity_In_Model_Year | 0.5 | Schindler_TB_1_HSN | Southern_PGAE_Flow_Battery_169 | Reliability_Capacity_In_Model_Year | 1 | Southern_PGAE_Flow_Battery_169 | Schindler 115/70kV TB #1 | CAISO_Flow_Battery_8hr_Dispatch | Solar | Schindler_TB_1_HSN | Southern_PGAE_Flow_Battery_169 | Reliability_Capacity_In_Model_Year | 1 | Schindler_TB_1_SSN | Southern_PGAE_Flow_Battery_169 | Reliability_Capacity_In_Model_Year | 0.5 | Schindler_TB_1_offpeak | Southern_PGAE_Flow_Battery_169 | Operational_New_Capacity_MW | -1
Encina_San_Luis_Rey_SSN | Greater_Imperial_Flow_Battery_107 | Reliability_Capacity_In_Model_Year | 0.5 | Schindler_TB_1_HSN | Southern_PGAE_Flow_Battery_174 | Reliability_Capacity_In_Model_Year | 1 | Southern_PGAE_Flow_Battery_174 | Schindler 115/70kV TB #1 | CAISO_Flow_Battery_8hr_Dispatch | Solar | Schindler_TB_1_HSN | Southern_PGAE_Flow_Battery_174 | Reliability_Capacity_In_Model_Year | 1 | Schindler_TB_1_SSN | Southern_PGAE_Flow_Battery_174 | Reliability_Capacity_In_Model_Year | 0.5 | Schindler_TB_1_offpeak | Southern_PGAE_Flow_Battery_174 | Operational_New_Capacity_MW | -1
Encina_San_Luis_Rey_SSN | Greater_Imperial_Flow_Battery_108 | Reliability_Capacity_In_Model_Year | 0.5 | Schindler_TB_1_HSN | Southern_PGAE_Flow_Battery_176 | Reliability_Capacity_In_Model_Year | 1 | Southern_PGAE_Flow_Battery_176 | Schindler 115/70kV TB #1 | CAISO_Flow_Battery_8hr_Dispatch | Solar | Schindler_TB_1_HSN | Southern_PGAE_Flow_Battery_176 | Reliability_Capacity_In_Model_Year | 1 | Schindler_TB_1_SSN | Southern_PGAE_Flow_Battery_176 | Reliability_Capacity_In_Model_Year | 0.5 | Schindler_TB_1_offpeak | Southern_PGAE_Flow_Battery_176 | Operational_New_Capacity_MW | -1
Encina_San_Luis_Rey_SSN | Greater_Imperial_Flow_Battery_133 | Reliability_Capacity_In_Model_Year | 0.5 | Schindler_TB_1_HSN | Southern_PGAE_Li_Battery_4hr_162 | Reliability_Capacity_In_Model_Year | 1 | Southern_PGAE_Li_Battery_4hr_162 | Schindler 115/70kV TB #1 | CAISO_Li_Battery_4hr_Dispatch | Solar | Schindler_TB_1_HSN | Southern_PGAE_Li_Battery_4hr_162 | Reliability_Capacity_In_Model_Year | 1 | Schindler_TB_1_SSN | Southern_PGAE_Li_Battery_4hr_162 | Reliability_Capacity_In_Model_Year | 0.5 | Schindler_TB_1_offpeak | Southern_PGAE_Li_Battery_4hr_162 | Operational_New_Capacity_MW | -1
Encina_San_Luis_Rey_SSN | Arizona_Li_Battery_4hr_90 | Reliability_Capacity_In_Model_Year | 0.5 | Schindler_TB_1_HSN | Southern_PGAE_Li_Battery_4hr_168 | Reliability_Capacity_In_Model_Year | 1 | Southern_PGAE_Li_Battery_4hr_168 | Schindler 115/70kV TB #1 | CAISO_Li_Battery_4hr_Dispatch | Solar | Schindler_TB_1_HSN | Southern_PGAE_Li_Battery_4hr_168 | Reliability_Capacity_In_Model_Year | 1 | Schindler_TB_1_SSN | Southern_PGAE_Li_Battery_4hr_168 | Reliability_Capacity_In_Model_Year | 0.5 | Schindler_TB_1_offpeak | Southern_PGAE_Li_Battery_4hr_168 | Operational_New_Capacity_MW | -1
Encina_San_Luis_Rey_SSN | Greater_Imperial_Li_Battery_4hr_107 | Reliability_Capacity_In_Model_Year | 0.5 | Schindler_TB_1_HSN | Southern_PGAE_Li_Battery_4hr_169 | Reliability_Capacity_In_Model_Year | 1 | Southern_PGAE_Li_Battery_4hr_169 | Schindler 115/70kV TB #1 | CAISO_Li_Battery_4hr_Dispatch | Solar | Schindler_TB_1_HSN | Southern_PGAE_Li_Battery_4hr_169 | Reliability_Capacity_In_Model_Year | 1 | Schindler_TB_1_SSN | Southern_PGAE_Li_Battery_4hr_169 | Reliability_Capacity_In_Model_Year | 0.5 | Schindler_TB_1_offpeak | Southern_PGAE_Li_Battery_4hr_169 | Operational_New_Capacity_MW | -1
Encina_San_Luis_Rey_SSN | Greater_Imperial_Li_Battery_4hr_108 | Reliability_Capacity_In_Model_Year | 0.5 | Schindler_TB_1_HSN | Southern_PGAE_Li_Battery_4hr_174 | Reliability_Capacity_In_Model_Year | 1 | Southern_PGAE_Li_Battery_4hr_174 | Schindler 115/70kV TB #1 | CAISO_Li_Battery_4hr_Dispatch | Solar | Schindler_TB_1_HSN | Southern_PGAE_Li_Battery_4hr_174 | Reliability_Capacity_In_Model_Year | 1 | Schindler_TB_1_SSN | Southern_PGAE_Li_Battery_4hr_174 | Reliability_Capacity_In_Model_Year | 0.5 | Schindler_TB_1_offpeak | Southern_PGAE_Li_Battery_4hr_174 | Operational_New_Capacity_MW | -1
Encina_San_Luis_Rey_SSN | Greater_Imperial_Li_Battery_4hr_133 | Reliability_Capacity_In_Model_Year | 0.5 | Schindler_TB_1_HSN | Southern_PGAE_Li_Battery_4hr_176 | Reliability_Capacity_In_Model_Year | 1 | Southern_PGAE_Li_Battery_4hr_176 | Schindler 115/70kV TB #1 | CAISO_Li_Battery_4hr_Dispatch | Solar | Schindler_TB_1_HSN | Southern_PGAE_Li_Battery_4hr_176 | Reliability_Capacity_In_Model_Year | 1 | Schindler_TB_1_SSN | Southern_PGAE_Li_Battery_4hr_176 | Reliability_Capacity_In_Model_Year | 0.5 | Schindler_TB_1_offpeak | Southern_PGAE_Li_Battery_4hr_176 | Operational_New_Capacity_MW | -1
Encina_San_Luis_Rey_SSN | Arizona_Li_Battery_8hr_90 | Reliability_Capacity_In_Model_Year | 0.5 | Schindler_TB_1_HSN | Southern_PGAE_Li_Battery_8hr_162 | Reliability_Capacity_In_Model_Year | 1 | Southern_PGAE_Li_Battery_8hr_162 | Schindler 115/70kV TB #1 | CAISO_Li_Battery_8hr_Dispatch | Solar | Schindler_TB_1_HSN | Southern_PGAE_Li_Battery_8hr_162 | Reliability_Capacity_In_Model_Year | 1 | Schindler_TB_1_SSN | Southern_PGAE_Li_Battery_8hr_162 | Reliability_Capacity_In_Model_Year | 0.5 | Schindler_TB_1_offpeak | Southern_PGAE_Li_Battery_8hr_162 | Operational_New_Capacity_MW | -1
Encina_San_Luis_Rey_SSN | Greater_Imperial_Li_Battery_8hr_107 | Reliability_Capacity_In_Model_Year | 0.5 | Schindler_TB_1_HSN | Southern_PGAE_Li_Battery_8hr_168 | Reliability_Capacity_In_Model_Year | 1 | Southern_PGAE_Li_Battery_8hr_168 | Schindler 115/70kV TB #1 | CAISO_Li_Battery_8hr_Dispatch | Solar | Schindler_TB_1_HSN | Southern_PGAE_Li_Battery_8hr_168 | Reliability_Capacity_In_Model_Year | 1 | Schindler_TB_1_SSN | Southern_PGAE_Li_Battery_8hr_168 | Reliability_Capacity_In_Model_Year | 0.5 | Schindler_TB_1_offpeak | Southern_PGAE_Li_Battery_8hr_168 | Operational_New_Capacity_MW | -1
Encina_San_Luis_Rey_SSN | Greater_Imperial_Li_Battery_8hr_108 | Reliability_Capacity_In_Model_Year | 0.5 | Schindler_TB_1_HSN | Southern_PGAE_Li_Battery_8hr_169 | Reliability_Capacity_In_Model_Year | 1 | Southern_PGAE_Li_Battery_8hr_169 | Schindler 115/70kV TB #1 | CAISO_Li_Battery_8hr_Dispatch | Solar | Schindler_TB_1_HSN | Southern_PGAE_Li_Battery_8hr_169 | Reliability_Capacity_In_Model_Year | 1 | Schindler_TB_1_SSN | Southern_PGAE_Li_Battery_8hr_169 | Reliability_Capacity_In_Model_Year | 0.5 | Schindler_TB_1_offpeak | Southern_PGAE_Li_Battery_8hr_169 | Operational_New_Capacity_MW | -1
Encina_San_Luis_Rey_SSN | Greater_Imperial_Li_Battery_8hr_133 | Reliability_Capacity_In_Model_Year | 0.5 | Schindler_TB_1_HSN | Southern_PGAE_Li_Battery_8hr_174 | Reliability_Capacity_In_Model_Year | 1 | Southern_PGAE_Li_Battery_8hr_174 | Schindler 115/70kV TB #1 | CAISO_Li_Battery_8hr_Dispatch | Solar | Schindler_TB_1_HSN | Southern_PGAE_Li_Battery_8hr_174 | Reliability_Capacity_In_Model_Year | 1 | Schindler_TB_1_SSN | Southern_PGAE_Li_Battery_8hr_174 | Reliability_Capacity_In_Model_Year | 0.5 | Schindler_TB_1_offpeak | Southern_PGAE_Li_Battery_8hr_174 | Operational_New_Capacity_MW | -1
Encina_San_Luis_Rey_SSN | Greater_Imperial_Solar_107 | Reliability_Capacity_In_Model_Year | 0.427 | Schindler_TB_1_HSN | Southern_PGAE_Li_Battery_8hr_176 | Reliability_Capacity_In_Model_Year | 1 | Southern_PGAE_Li_Battery_8hr_176 | Schindler 115/70kV TB #1 | CAISO_Li_Battery_8hr_Dispatch | Solar | Schindler_TB_1_HSN | Southern_PGAE_Li_Battery_8hr_176 | Reliability_Capacity_In_Model_Year | 1 | Schindler_TB_1_SSN | Southern_PGAE_Li_Battery_8hr_176 | Reliability_Capacity_In_Model_Year | 0.5 | Schindler_TB_1_offpeak | Southern_PGAE_Li_Battery_8hr_176 | Operational_New_Capacity_MW | -1
Encina_San_Luis_Rey_SSN | Greater_Imperial_Solar_108 | Reliability_Capacity_In_Model_Year | 0.427 | Schindler_TB_1_HSN | Central_Valley_North_Los_Banos_Wind_162 | Reliability_Capacity_In_Model_Year | 0.665 | Central_Valley_North_Los_Banos_Wind_162 | Schindler 115/70kV TB #1 | Central_Valley_North_Los_Banos_Wind | Solar | Schindler_TB_1_HSN | Central_Valley_North_Los_Banos_Wind_162 | Reliability_Capacity_In_Model_Year | 0.665 | Schindler_TB_1_SSN | Central_Valley_North_Los_Banos_Wind_162 | Reliability_Capacity_In_Model_Year | 0.163 | Schindler_TB_1_offpeak | Central_Valley_North_Los_Banos_Wind_162 | Operational_New_Capacity_MW | 0.44
Encina_San_Luis_Rey_SSN | Greater_Imperial_Solar_133 | Reliability_Capacity_In_Model_Year | 0.427 | Schindler_TB_1_HSN | Southern_PGAE_Solar_162 | Reliability_Capacity_In_Model_Year | 0.1 | Southern_PGAE_Solar_162 | Schindler 115/70kV TB #1 | Southern_PGAE_Solar | Solar | Schindler_TB_1_HSN | Southern_PGAE_Solar_162 | Reliability_Capacity_In_Model_Year | 0.1 | Schindler_TB_1_SSN | Southern_PGAE_Solar_162 | Reliability_Capacity_In_Model_Year | 0.556 | Schindler_TB_1_offpeak | Southern_PGAE_Solar_162 | Operational_New_Capacity_MW | 0.79
Encina_San_Luis_Rey_SSN | Greater_Imperial_Wind_108 | Reliability_Capacity_In_Model_Year | 0.208 | Schindler_TB_1_HSN | Southern_PGAE_Solar_168 | Reliability_Capacity_In_Model_Year | 0.1 | Southern_PGAE_Solar_168 | Schindler 115/70kV TB #1 | Southern_PGAE_Solar | Solar | Schindler_TB_1_HSN | Southern_PGAE_Solar_168 | Reliability_Capacity_In_Model_Year | 0.1 | Schindler_TB_1_SSN | Southern_PGAE_Solar_168 | Reliability_Capacity_In_Model_Year | 0.556 | Schindler_TB_1_offpeak | Southern_PGAE_Solar_168 | Operational_New_Capacity_MW | 0.79
Encina_San_Luis_Rey_SSN | Encina_San_Luis_Rey_group | Operational_New_Capacity_MW | -1 | Schindler_TB_1_HSN | Southern_PGAE_Solar_169 | Reliability_Capacity_In_Model_Year | 0.1 | Southern_PGAE_Solar_169 | Schindler 115/70kV TB #1 | Southern_PGAE_Solar | Solar | Schindler_TB_1_HSN | Southern_PGAE_Solar_169 | Reliability_Capacity_In_Model_Year | 0.1 | Schindler_TB_1_SSN | Southern_PGAE_Solar_169 | Reliability_Capacity_In_Model_Year | 0.556 | Schindler_TB_1_offpeak | Southern_PGAE_Solar_169 | Operational_New_Capacity_MW | 0.79
Etiwanda_Rancho_Vista_HSN | Arizona_Solar_62 | Reliability_Capacity_In_Model_Year | 0.106 | Schindler_TB_1_HSN | Southern_PGAE_Solar_174 | Reliability_Capacity_In_Model_Year | 0.1 | Southern_PGAE_Solar_174 | Schindler 115/70kV TB #1 | Southern_PGAE_Solar | Solar | Schindler_TB_1_HSN | Southern_PGAE_Solar_174 | Reliability_Capacity_In_Model_Year | 0.1 | Schindler_TB_1_SSN | Southern_PGAE_Solar_174 | Reliability_Capacity_In_Model_Year | 0.556 | Schindler_TB_1_offpeak | Southern_PGAE_Solar_174 | Operational_New_Capacity_MW | 0.79
Etiwanda_Rancho_Vista_HSN | Riverside_Flow_Battery_9 | Reliability_Capacity_In_Model_Year | 1 | Schindler_TB_1_HSN | Southern_PGAE_Solar_176 | Reliability_Capacity_In_Model_Year | 0.1 | Southern_PGAE_Solar_176 | Schindler 115/70kV TB #1 | Southern_PGAE_Solar | Solar | Schindler_TB_1_HSN | Southern_PGAE_Solar_176 | Reliability_Capacity_In_Model_Year | 0.1 | Schindler_TB_1_SSN | Southern_PGAE_Solar_176 | Reliability_Capacity_In_Model_Year | 0.556 | Schindler_TB_1_offpeak | Southern_PGAE_Solar_176 | Operational_New_Capacity_MW | 0.79
Etiwanda_Rancho_Vista_HSN | Arizona_Flow_Battery_62 | Reliability_Capacity_In_Model_Year | 1 | Semitropic_Midway_HSN | Southern_PGAE_Flow_Battery_52 | Reliability_Capacity_In_Model_Year | 1 | Southern_PGAE_Flow_Battery_52 | Semitropic-Midway 115kV Line | CAISO_Flow_Battery_8hr_Dispatch | Solar | Semitropic_Midway_HSN | Southern_PGAE_Flow_Battery_52 | Reliability_Capacity_In_Model_Year | 1 | Semitropic_Midway_SSN | Southern_PGAE_Flow_Battery_52 | Reliability_Capacity_In_Model_Year | 0.5 | Semitropic_Midway_offpeak | Southern_PGAE_Flow_Battery_52 | Operational_New_Capacity_MW | -1
Etiwanda_Rancho_Vista_HSN | Greater_Imperial_Flow_Battery_63 | Reliability_Capacity_In_Model_Year | 1 | Semitropic_Midway_HSN | Southern_PGAE_Flow_Battery_74 | Reliability_Capacity_In_Model_Year | 1 | Southern_PGAE_Flow_Battery_74 | Semitropic-Midway 115kV Line | CAISO_Flow_Battery_8hr_Dispatch | Solar | Semitropic_Midway_HSN | Southern_PGAE_Flow_Battery_74 | Reliability_Capacity_In_Model_Year | 1 | Semitropic_Midway_SSN | Southern_PGAE_Flow_Battery_74 | Reliability_Capacity_In_Model_Year | 0.5 | Semitropic_Midway_offpeak | Southern_PGAE_Flow_Battery_74 | Operational_New_Capacity_MW | -1
Etiwanda_Rancho_Vista_HSN | Riverside_Li_Battery_4hr_9 | Reliability_Capacity_In_Model_Year | 1 | Semitropic_Midway_HSN | Southern_PGAE_Flow_Battery_75 | Reliability_Capacity_In_Model_Year | 1 | Southern_PGAE_Flow_Battery_75 | Semitropic-Midway 115kV Line | CAISO_Flow_Battery_8hr_Dispatch | Solar | Semitropic_Midway_HSN | Southern_PGAE_Flow_Battery_75 | Reliability_Capacity_In_Model_Year | 1 | Semitropic_Midway_SSN | Southern_PGAE_Flow_Battery_75 | Reliability_Capacity_In_Model_Year | 0.5 | Semitropic_Midway_offpeak | Southern_PGAE_Flow_Battery_75 | Operational_New_Capacity_MW | -1
Etiwanda_Rancho_Vista_HSN | Arizona_Li_Battery_4hr_62 | Reliability_Capacity_In_Model_Year | 1 | Semitropic_Midway_HSN | Southern_PGAE_Flow_Battery_79 | Reliability_Capacity_In_Model_Year | 1 | Southern_PGAE_Flow_Battery_79 | Semitropic-Midway 115kV Line | CAISO_Flow_Battery_8hr_Dispatch | Solar | Semitropic_Midway_HSN | Southern_PGAE_Flow_Battery_79 | Reliability_Capacity_In_Model_Year | 1 | Semitropic_Midway_SSN | Southern_PGAE_Flow_Battery_79 | Reliability_Capacity_In_Model_Year | 0.5 | Semitropic_Midway_offpeak | Southern_PGAE_Flow_Battery_79 | Operational_New_Capacity_MW | -1
Etiwanda_Rancho_Vista_HSN | Greater_Imperial_Li_Battery_4hr_63 | Reliability_Capacity_In_Model_Year | 1 | Semitropic_Midway_HSN | Southern_PGAE_Flow_Battery_102 | Reliability_Capacity_In_Model_Year | 1 | Southern_PGAE_Flow_Battery_102 | Semitropic-Midway 115kV Line | CAISO_Flow_Battery_8hr_Dispatch | Solar | Semitropic_Midway_HSN | Southern_PGAE_Flow_Battery_102 | Reliability_Capacity_In_Model_Year | 1 | Semitropic_Midway_SSN | Southern_PGAE_Flow_Battery_102 | Reliability_Capacity_In_Model_Year | 0.5 | Semitropic_Midway_offpeak | Southern_PGAE_Flow_Battery_102 | Operational_New_Capacity_MW | -1
Etiwanda_Rancho_Vista_HSN | Riverside_Li_Battery_8hr_9 | Reliability_Capacity_In_Model_Year | 1 | Semitropic_Midway_HSN | Southern_PGAE_Flow_Battery_118 | Reliability_Capacity_In_Model_Year | 1 | Southern_PGAE_Flow_Battery_118 | Semitropic-Midway 115kV Line | CAISO_Flow_Battery_8hr_Dispatch | Solar | Semitropic_Midway_HSN | Southern_PGAE_Flow_Battery_118 | Reliability_Capacity_In_Model_Year | 1 | Semitropic_Midway_SSN | Southern_PGAE_Flow_Battery_118 | Reliability_Capacity_In_Model_Year | 0.5 | Semitropic_Midway_offpeak | Southern_PGAE_Flow_Battery_118 | Operational_New_Capacity_MW | -1
Etiwanda_Rancho_Vista_HSN | Arizona_Li_Battery_8hr_62 | Reliability_Capacity_In_Model_Year | 1 | Semitropic_Midway_HSN | Northern_California_Flow_Battery_130 | Reliability_Capacity_In_Model_Year | 1 | Northern_California_Flow_Battery_130 | Semitropic-Midway 115kV Line | CAISO_Flow_Battery_8hr_Dispatch | Solar | Semitropic_Midway_HSN | Northern_California_Flow_Battery_130 | Reliability_Capacity_In_Model_Year | 1 | Semitropic_Midway_SSN | Northern_California_Flow_Battery_130 | Reliability_Capacity_In_Model_Year | 0.5 | Semitropic_Midway_offpeak | Northern_California_Flow_Battery_130 | Operational_New_Capacity_MW | -1
Etiwanda_Rancho_Vista_HSN | Greater_Imperial_Li_Battery_8hr_63 | Reliability_Capacity_In_Model_Year | 1 | Semitropic_Midway_HSN | Southern_PGAE_Flow_Battery_136 | Reliability_Capacity_In_Model_Year | 1 | Southern_PGAE_Flow_Battery_136 | Semitropic-Midway 115kV Line | CAISO_Flow_Battery_8hr_Dispatch | Solar | Semitropic_Midway_HSN | Southern_PGAE_Flow_Battery_136 | Reliability_Capacity_In_Model_Year | 1 | Semitropic_Midway_SSN | Southern_PGAE_Flow_Battery_136 | Reliability_Capacity_In_Model_Year | 0.5 | Semitropic_Midway_offpeak | Southern_PGAE_Flow_Battery_136 | Operational_New_Capacity_MW | -1
Etiwanda_Rancho_Vista_HSN | Riverside_West_Pumped_Storage_9 | Reliability_Capacity_In_Model_Year | 1 | Semitropic_Midway_HSN | Southern_PGAE_Flow_Battery_152 | Reliability_Capacity_In_Model_Year | 1 | Southern_PGAE_Flow_Battery_152 | Semitropic-Midway 115kV Line | CAISO_Flow_Battery_8hr_Dispatch | Solar | Semitropic_Midway_HSN | Southern_PGAE_Flow_Battery_152 | Reliability_Capacity_In_Model_Year | 1 | Semitropic_Midway_SSN | Southern_PGAE_Flow_Battery_152 | Reliability_Capacity_In_Model_Year | 0.5 | Semitropic_Midway_offpeak | Southern_PGAE_Flow_Battery_152 | Operational_New_Capacity_MW | -1
Etiwanda_Rancho_Vista_HSN | Greater_Imperial_Geothermal_63 | Reliability_Capacity_In_Model_Year | 1 | Semitropic_Midway_HSN | Southern_PGAE_Flow_Battery_173 | Reliability_Capacity_In_Model_Year | 1 | Southern_PGAE_Flow_Battery_173 | Semitropic-Midway 115kV Line | CAISO_Flow_Battery_8hr_Dispatch | Solar | Semitropic_Midway_HSN | Southern_PGAE_Flow_Battery_173 | Reliability_Capacity_In_Model_Year | 1 | Semitropic_Midway_SSN | Southern_PGAE_Flow_Battery_173 | Reliability_Capacity_In_Model_Year | 0.5 | Semitropic_Midway_offpeak | Southern_PGAE_Flow_Battery_173 | Operational_New_Capacity_MW | -1
Etiwanda_Rancho_Vista_HSN | Greater_Imperial_Solar_63 | Reliability_Capacity_In_Model_Year | 0.106 | Semitropic_Midway_HSN | Southern_PGAE_Flow_Battery_175 | Reliability_Capacity_In_Model_Year | 1 | Southern_PGAE_Flow_Battery_175 | Semitropic-Midway 115kV Line | CAISO_Flow_Battery_8hr_Dispatch | Solar | Semitropic_Midway_HSN | Southern_PGAE_Flow_Battery_175 | Reliability_Capacity_In_Model_Year | 1 | Semitropic_Midway_SSN | Southern_PGAE_Flow_Battery_175 | Reliability_Capacity_In_Model_Year | 0.5 | Semitropic_Midway_offpeak | Southern_PGAE_Flow_Battery_175 | Operational_New_Capacity_MW | -1
Etiwanda_Rancho_Vista_HSN | Inyokern_North_Kramer_Geothermal_9 | Reliability_Capacity_In_Model_Year | 1 | Semitropic_Midway_HSN | Southern_PGAE_Flow_Battery_177 | Reliability_Capacity_In_Model_Year | 1 | Southern_PGAE_Flow_Battery_177 | Semitropic-Midway 115kV Line | CAISO_Flow_Battery_8hr_Dispatch | Solar | Semitropic_Midway_HSN | Southern_PGAE_Flow_Battery_177 | Reliability_Capacity_In_Model_Year | 1 | Semitropic_Midway_SSN | Southern_PGAE_Flow_Battery_177 | Reliability_Capacity_In_Model_Year | 0.5 | Semitropic_Midway_offpeak | Southern_PGAE_Flow_Battery_177 | Operational_New_Capacity_MW | -1
Etiwanda_Rancho_Vista_HSN | Riverside_Solar_9 | Reliability_Capacity_In_Model_Year | 0.106 | Semitropic_Midway_HSN | Southern_PGAE_Li_Battery_4hr_52 | Reliability_Capacity_In_Model_Year | 1 | Southern_PGAE_Li_Battery_4hr_52 | Semitropic-Midway 115kV Line | CAISO_Li_Battery_4hr_Dispatch | Solar | Semitropic_Midway_HSN | Southern_PGAE_Li_Battery_4hr_52 | Reliability_Capacity_In_Model_Year | 1 | Semitropic_Midway_SSN | Southern_PGAE_Li_Battery_4hr_52 | Reliability_Capacity_In_Model_Year | 0.5 | Semitropic_Midway_offpeak | Southern_PGAE_Li_Battery_4hr_52 | Operational_New_Capacity_MW | -1
Etiwanda_Rancho_Vista_HSN | Etiwanda_Rancho_Vista_group | Operational_New_Capacity_MW | -1 | Semitropic_Midway_HSN | Southern_PGAE_Li_Battery_4hr_74 | Reliability_Capacity_In_Model_Year | 1 | Southern_PGAE_Li_Battery_4hr_74 | Semitropic-Midway 115kV Line | CAISO_Li_Battery_4hr_Dispatch | Solar | Semitropic_Midway_HSN | Southern_PGAE_Li_Battery_4hr_74 | Reliability_Capacity_In_Model_Year | 1 | Semitropic_Midway_SSN | Southern_PGAE_Li_Battery_4hr_74 | Reliability_Capacity_In_Model_Year | 0.5 | Semitropic_Midway_offpeak | Southern_PGAE_Li_Battery_4hr_74 | Operational_New_Capacity_MW | -1
Etiwanda_Rancho_Vista_offpeak | Arizona_Solar_62 | Operational_New_Capacity_MW | 0.77 | Semitropic_Midway_HSN | Southern_PGAE_Li_Battery_4hr_75 | Reliability_Capacity_In_Model_Year | 1 | Southern_PGAE_Li_Battery_4hr_75 | Semitropic-Midway 115kV Line | CAISO_Li_Battery_4hr_Dispatch | Solar | Semitropic_Midway_HSN | Southern_PGAE_Li_Battery_4hr_75 | Reliability_Capacity_In_Model_Year | 1 | Semitropic_Midway_SSN | Southern_PGAE_Li_Battery_4hr_75 | Reliability_Capacity_In_Model_Year | 0.5 | Semitropic_Midway_offpeak | Southern_PGAE_Li_Battery_4hr_75 | Operational_New_Capacity_MW | -1
Etiwanda_Rancho_Vista_offpeak | Riverside_Flow_Battery_9 | Operational_New_Capacity_MW | -1 | Semitropic_Midway_HSN | Southern_PGAE_Li_Battery_4hr_79 | Reliability_Capacity_In_Model_Year | 1 | Southern_PGAE_Li_Battery_4hr_79 | Semitropic-Midway 115kV Line | CAISO_Li_Battery_4hr_Dispatch | Solar | Semitropic_Midway_HSN | Southern_PGAE_Li_Battery_4hr_79 | Reliability_Capacity_In_Model_Year | 1 | Semitropic_Midway_SSN | Southern_PGAE_Li_Battery_4hr_79 | Reliability_Capacity_In_Model_Year | 0.5 | Semitropic_Midway_offpeak | Southern_PGAE_Li_Battery_4hr_79 | Operational_New_Capacity_MW | -1
Etiwanda_Rancho_Vista_offpeak | Arizona_Flow_Battery_62 | Operational_New_Capacity_MW | -1 | Semitropic_Midway_HSN | Southern_PGAE_Li_Battery_4hr_102 | Reliability_Capacity_In_Model_Year | 1 | Southern_PGAE_Li_Battery_4hr_102 | Semitropic-Midway 115kV Line | CAISO_Li_Battery_4hr_Dispatch | Solar | Semitropic_Midway_HSN | Southern_PGAE_Li_Battery_4hr_102 | Reliability_Capacity_In_Model_Year | 1 | Semitropic_Midway_SSN | Southern_PGAE_Li_Battery_4hr_102 | Reliability_Capacity_In_Model_Year | 0.5 | Semitropic_Midway_offpeak | Southern_PGAE_Li_Battery_4hr_102 | Operational_New_Capacity_MW | -1
Etiwanda_Rancho_Vista_offpeak | Greater_Imperial_Flow_Battery_63 | Operational_New_Capacity_MW | -1 | Semitropic_Midway_HSN | Southern_PGAE_Li_Battery_4hr_118 | Reliability_Capacity_In_Model_Year | 1 | Southern_PGAE_Li_Battery_4hr_118 | Semitropic-Midway 115kV Line | CAISO_Li_Battery_4hr_Dispatch | Solar | Semitropic_Midway_HSN | Southern_PGAE_Li_Battery_4hr_118 | Reliability_Capacity_In_Model_Year | 1 | Semitropic_Midway_SSN | Southern_PGAE_Li_Battery_4hr_118 | Reliability_Capacity_In_Model_Year | 0.5 | Semitropic_Midway_offpeak | Southern_PGAE_Li_Battery_4hr_118 | Operational_New_Capacity_MW | -1
Etiwanda_Rancho_Vista_offpeak | Riverside_Li_Battery_4hr_9 | Operational_New_Capacity_MW | -1 | Semitropic_Midway_HSN | Northern_California_Li_Battery_4hr_130 | Reliability_Capacity_In_Model_Year | 1 | Northern_California_Li_Battery_4hr_130 | Semitropic-Midway 115kV Line | CAISO_Li_Battery_4hr_Dispatch | Solar | Semitropic_Midway_HSN | Northern_California_Li_Battery_4hr_130 | Reliability_Capacity_In_Model_Year | 1 | Semitropic_Midway_SSN | Northern_California_Li_Battery_4hr_130 | Reliability_Capacity_In_Model_Year | 0.5 | Semitropic_Midway_offpeak | Northern_California_Li_Battery_4hr_130 | Operational_New_Capacity_MW | -1
Etiwanda_Rancho_Vista_offpeak | Arizona_Li_Battery_4hr_62 | Operational_New_Capacity_MW | -1 | Semitropic_Midway_HSN | Southern_PGAE_Li_Battery_4hr_136 | Reliability_Capacity_In_Model_Year | 1 | Southern_PGAE_Li_Battery_4hr_136 | Semitropic-Midway 115kV Line | CAISO_Li_Battery_4hr_Dispatch | Solar | Semitropic_Midway_HSN | Southern_PGAE_Li_Battery_4hr_136 | Reliability_Capacity_In_Model_Year | 1 | Semitropic_Midway_SSN | Southern_PGAE_Li_Battery_4hr_136 | Reliability_Capacity_In_Model_Year | 0.5 | Semitropic_Midway_offpeak | Southern_PGAE_Li_Battery_4hr_136 | Operational_New_Capacity_MW | -1
Etiwanda_Rancho_Vista_offpeak | Greater_Imperial_Li_Battery_4hr_63 | Operational_New_Capacity_MW | -1 | Semitropic_Midway_HSN | Southern_PGAE_Li_Battery_4hr_152 | Reliability_Capacity_In_Model_Year | 1 | Southern_PGAE_Li_Battery_4hr_152 | Semitropic-Midway 115kV Line | CAISO_Li_Battery_4hr_Dispatch | Solar | Semitropic_Midway_HSN | Southern_PGAE_Li_Battery_4hr_152 | Reliability_Capacity_In_Model_Year | 1 | Semitropic_Midway_SSN | Southern_PGAE_Li_Battery_4hr_152 | Reliability_Capacity_In_Model_Year | 0.5 | Semitropic_Midway_offpeak | Southern_PGAE_Li_Battery_4hr_152 | Operational_New_Capacity_MW | -1
Etiwanda_Rancho_Vista_offpeak | Riverside_Li_Battery_8hr_9 | Operational_New_Capacity_MW | -1 | Semitropic_Midway_HSN | Southern_PGAE_Li_Battery_4hr_173 | Reliability_Capacity_In_Model_Year | 1 | Southern_PGAE_Li_Battery_4hr_173 | Semitropic-Midway 115kV Line | CAISO_Li_Battery_4hr_Dispatch | Solar | Semitropic_Midway_HSN | Southern_PGAE_Li_Battery_4hr_173 | Reliability_Capacity_In_Model_Year | 1 | Semitropic_Midway_SSN | Southern_PGAE_Li_Battery_4hr_173 | Reliability_Capacity_In_Model_Year | 0.5 | Semitropic_Midway_offpeak | Southern_PGAE_Li_Battery_4hr_173 | Operational_New_Capacity_MW | -1
Etiwanda_Rancho_Vista_offpeak | Arizona_Li_Battery_8hr_62 | Operational_New_Capacity_MW | -1 | Semitropic_Midway_HSN | Southern_PGAE_Li_Battery_4hr_175 | Reliability_Capacity_In_Model_Year | 1 | Southern_PGAE_Li_Battery_4hr_175 | Semitropic-Midway 115kV Line | CAISO_Li_Battery_4hr_Dispatch | Solar | Semitropic_Midway_HSN | Southern_PGAE_Li_Battery_4hr_175 | Reliability_Capacity_In_Model_Year | 1 | Semitropic_Midway_SSN | Southern_PGAE_Li_Battery_4hr_175 | Reliability_Capacity_In_Model_Year | 0.5 | Semitropic_Midway_offpeak | Southern_PGAE_Li_Battery_4hr_175 | Operational_New_Capacity_MW | -1
Etiwanda_Rancho_Vista_offpeak | Greater_Imperial_Li_Battery_8hr_63 | Operational_New_Capacity_MW | -1 | Semitropic_Midway_HSN | Southern_PGAE_Li_Battery_4hr_177 | Reliability_Capacity_In_Model_Year | 1 | Southern_PGAE_Li_Battery_4hr_177 | Semitropic-Midway 115kV Line | CAISO_Li_Battery_4hr_Dispatch | Solar | Semitropic_Midway_HSN | Southern_PGAE_Li_Battery_4hr_177 | Reliability_Capacity_In_Model_Year | 1 | Semitropic_Midway_SSN | Southern_PGAE_Li_Battery_4hr_177 | Reliability_Capacity_In_Model_Year | 0.5 | Semitropic_Midway_offpeak | Southern_PGAE_Li_Battery_4hr_177 | Operational_New_Capacity_MW | -1
Etiwanda_Rancho_Vista_offpeak | Riverside_West_Pumped_Storage_9 | Operational_New_Capacity_MW | -1 | Semitropic_Midway_HSN | Southern_PGAE_Li_Battery_8hr_52 | Reliability_Capacity_In_Model_Year | 1 | Southern_PGAE_Li_Battery_8hr_52 | Semitropic-Midway 115kV Line | CAISO_Li_Battery_8hr_Dispatch | Solar | Semitropic_Midway_HSN | Southern_PGAE_Li_Battery_8hr_52 | Reliability_Capacity_In_Model_Year | 1 | Semitropic_Midway_SSN | Southern_PGAE_Li_Battery_8hr_52 | Reliability_Capacity_In_Model_Year | 0.5 | Semitropic_Midway_offpeak | Southern_PGAE_Li_Battery_8hr_52 | Operational_New_Capacity_MW | -1
Etiwanda_Rancho_Vista_offpeak | Greater_Imperial_Geothermal_63 | Operational_New_Capacity_MW | 1 | Semitropic_Midway_HSN | Southern_PGAE_Li_Battery_8hr_74 | Reliability_Capacity_In_Model_Year | 1 | Southern_PGAE_Li_Battery_8hr_74 | Semitropic-Midway 115kV Line | CAISO_Li_Battery_8hr_Dispatch | Solar | Semitropic_Midway_HSN | Southern_PGAE_Li_Battery_8hr_74 | Reliability_Capacity_In_Model_Year | 1 | Semitropic_Midway_SSN | Southern_PGAE_Li_Battery_8hr_74 | Reliability_Capacity_In_Model_Year | 0.5 | Semitropic_Midway_offpeak | Southern_PGAE_Li_Battery_8hr_74 | Operational_New_Capacity_MW | -1
Etiwanda_Rancho_Vista_offpeak | Greater_Imperial_Solar_63 | Operational_New_Capacity_MW | 0.77 | Semitropic_Midway_HSN | Southern_PGAE_Li_Battery_8hr_75 | Reliability_Capacity_In_Model_Year | 1 | Southern_PGAE_Li_Battery_8hr_75 | Semitropic-Midway 115kV Line | CAISO_Li_Battery_8hr_Dispatch | Solar | Semitropic_Midway_HSN | Southern_PGAE_Li_Battery_8hr_75 | Reliability_Capacity_In_Model_Year | 1 | Semitropic_Midway_SSN | Southern_PGAE_Li_Battery_8hr_75 | Reliability_Capacity_In_Model_Year | 0.5 | Semitropic_Midway_offpeak | Southern_PGAE_Li_Battery_8hr_75 | Operational_New_Capacity_MW | -1
Etiwanda_Rancho_Vista_offpeak | Inyokern_North_Kramer_Geothermal_9 | Operational_New_Capacity_MW | 1 | Semitropic_Midway_HSN | Southern_PGAE_Li_Battery_8hr_79 | Reliability_Capacity_In_Model_Year | 1 | Southern_PGAE_Li_Battery_8hr_79 | Semitropic-Midway 115kV Line | CAISO_Li_Battery_8hr_Dispatch | Solar | Semitropic_Midway_HSN | Southern_PGAE_Li_Battery_8hr_79 | Reliability_Capacity_In_Model_Year | 1 | Semitropic_Midway_SSN | Southern_PGAE_Li_Battery_8hr_79 | Reliability_Capacity_In_Model_Year | 0.5 | Semitropic_Midway_offpeak | Southern_PGAE_Li_Battery_8hr_79 | Operational_New_Capacity_MW | -1
Etiwanda_Rancho_Vista_offpeak | Riverside_Solar_9 | Operational_New_Capacity_MW | 0.77 | Semitropic_Midway_HSN | Southern_PGAE_Li_Battery_8hr_102 | Reliability_Capacity_In_Model_Year | 1 | Southern_PGAE_Li_Battery_8hr_102 | Semitropic-Midway 115kV Line | CAISO_Li_Battery_8hr_Dispatch | Solar | Semitropic_Midway_HSN | Southern_PGAE_Li_Battery_8hr_102 | Reliability_Capacity_In_Model_Year | 1 | Semitropic_Midway_SSN | Southern_PGAE_Li_Battery_8hr_102 | Reliability_Capacity_In_Model_Year | 0.5 | Semitropic_Midway_offpeak | Southern_PGAE_Li_Battery_8hr_102 | Operational_New_Capacity_MW | -1
Etiwanda_Rancho_Vista_offpeak | Etiwanda_Rancho_Vista_group | Operational_New_Capacity_MW | -1 | Semitropic_Midway_HSN | Southern_PGAE_Li_Battery_8hr_118 | Reliability_Capacity_In_Model_Year | 1 | Southern_PGAE_Li_Battery_8hr_118 | Semitropic-Midway 115kV Line | CAISO_Li_Battery_8hr_Dispatch | Solar | Semitropic_Midway_HSN | Southern_PGAE_Li_Battery_8hr_118 | Reliability_Capacity_In_Model_Year | 1 | Semitropic_Midway_SSN | Southern_PGAE_Li_Battery_8hr_118 | Reliability_Capacity_In_Model_Year | 0.5 | Semitropic_Midway_offpeak | Southern_PGAE_Li_Battery_8hr_118 | Operational_New_Capacity_MW | -1
Etiwanda_Rancho_Vista_SSN | Arizona_Solar_62 | Reliability_Capacity_In_Model_Year | 0.427 | Semitropic_Midway_HSN | Northern_California_Li_Battery_8hr_130 | Reliability_Capacity_In_Model_Year | 1 | Northern_California_Li_Battery_8hr_130 | Semitropic-Midway 115kV Line | CAISO_Li_Battery_8hr_Dispatch | Solar | Semitropic_Midway_HSN | Northern_California_Li_Battery_8hr_130 | Reliability_Capacity_In_Model_Year | 1 | Semitropic_Midway_SSN | Northern_California_Li_Battery_8hr_130 | Reliability_Capacity_In_Model_Year | 0.5 | Semitropic_Midway_offpeak | Northern_California_Li_Battery_8hr_130 | Operational_New_Capacity_MW | -1
Etiwanda_Rancho_Vista_SSN | Riverside_Flow_Battery_9 | Reliability_Capacity_In_Model_Year | 0.5 | Semitropic_Midway_HSN | Southern_PGAE_Li_Battery_8hr_136 | Reliability_Capacity_In_Model_Year | 1 | Southern_PGAE_Li_Battery_8hr_136 | Semitropic-Midway 115kV Line | CAISO_Li_Battery_8hr_Dispatch | Solar | Semitropic_Midway_HSN | Southern_PGAE_Li_Battery_8hr_136 | Reliability_Capacity_In_Model_Year | 1 | Semitropic_Midway_SSN | Southern_PGAE_Li_Battery_8hr_136 | Reliability_Capacity_In_Model_Year | 0.5 | Semitropic_Midway_offpeak | Southern_PGAE_Li_Battery_8hr_136 | Operational_New_Capacity_MW | -1
Etiwanda_Rancho_Vista_SSN | Arizona_Flow_Battery_62 | Reliability_Capacity_In_Model_Year | 0.5 | Semitropic_Midway_HSN | Southern_PGAE_Li_Battery_8hr_152 | Reliability_Capacity_In_Model_Year | 1 | Southern_PGAE_Li_Battery_8hr_152 | Semitropic-Midway 115kV Line | CAISO_Li_Battery_8hr_Dispatch | Solar | Semitropic_Midway_HSN | Southern_PGAE_Li_Battery_8hr_152 | Reliability_Capacity_In_Model_Year | 1 | Semitropic_Midway_SSN | Southern_PGAE_Li_Battery_8hr_152 | Reliability_Capacity_In_Model_Year | 0.5 | Semitropic_Midway_offpeak | Southern_PGAE_Li_Battery_8hr_152 | Operational_New_Capacity_MW | -1
Etiwanda_Rancho_Vista_SSN | Greater_Imperial_Flow_Battery_63 | Reliability_Capacity_In_Model_Year | 0.5 | Semitropic_Midway_HSN | Southern_PGAE_Li_Battery_8hr_173 | Reliability_Capacity_In_Model_Year | 1 | Southern_PGAE_Li_Battery_8hr_173 | Semitropic-Midway 115kV Line | CAISO_Li_Battery_8hr_Dispatch | Solar | Semitropic_Midway_HSN | Southern_PGAE_Li_Battery_8hr_173 | Reliability_Capacity_In_Model_Year | 1 | Semitropic_Midway_SSN | Southern_PGAE_Li_Battery_8hr_173 | Reliability_Capacity_In_Model_Year | 0.5 | Semitropic_Midway_offpeak | Southern_PGAE_Li_Battery_8hr_173 | Operational_New_Capacity_MW | -1
Etiwanda_Rancho_Vista_SSN | Riverside_Li_Battery_4hr_9 | Reliability_Capacity_In_Model_Year | 0.5 | Semitropic_Midway_HSN | Southern_PGAE_Li_Battery_8hr_175 | Reliability_Capacity_In_Model_Year | 1 | Southern_PGAE_Li_Battery_8hr_175 | Semitropic-Midway 115kV Line | CAISO_Li_Battery_8hr_Dispatch | Solar | Semitropic_Midway_HSN | Southern_PGAE_Li_Battery_8hr_175 | Reliability_Capacity_In_Model_Year | 1 | Semitropic_Midway_SSN | Southern_PGAE_Li_Battery_8hr_175 | Reliability_Capacity_In_Model_Year | 0.5 | Semitropic_Midway_offpeak | Southern_PGAE_Li_Battery_8hr_175 | Operational_New_Capacity_MW | -1
Etiwanda_Rancho_Vista_SSN | Arizona_Li_Battery_4hr_62 | Reliability_Capacity_In_Model_Year | 0.5 | Semitropic_Midway_HSN | Southern_PGAE_Li_Battery_8hr_177 | Reliability_Capacity_In_Model_Year | 1 | Southern_PGAE_Li_Battery_8hr_177 | Semitropic-Midway 115kV Line | CAISO_Li_Battery_8hr_Dispatch | Solar | Semitropic_Midway_HSN | Southern_PGAE_Li_Battery_8hr_177 | Reliability_Capacity_In_Model_Year | 1 | Semitropic_Midway_SSN | Southern_PGAE_Li_Battery_8hr_177 | Reliability_Capacity_In_Model_Year | 0.5 | Semitropic_Midway_offpeak | Southern_PGAE_Li_Battery_8hr_177 | Operational_New_Capacity_MW | -1
Etiwanda_Rancho_Vista_SSN | Greater_Imperial_Li_Battery_4hr_63 | Reliability_Capacity_In_Model_Year | 0.5 | Semitropic_Midway_HSN | Northern_California_Solar_130 | Reliability_Capacity_In_Model_Year | 0.1 | Northern_California_Solar_130 | Semitropic-Midway 115kV Line | Northern_California_Solar | Solar | Semitropic_Midway_HSN | Northern_California_Solar_130 | Reliability_Capacity_In_Model_Year | 0.1 | Semitropic_Midway_SSN | Northern_California_Solar_130 | Reliability_Capacity_In_Model_Year | 0.556 | Semitropic_Midway_offpeak | Northern_California_Solar_130 | Operational_New_Capacity_MW | 0.79
Etiwanda_Rancho_Vista_SSN | Riverside_Li_Battery_8hr_9 | Reliability_Capacity_In_Model_Year | 0.5 | Semitropic_Midway_HSN | Southern_PGAE_Solar_52 | Reliability_Capacity_In_Model_Year | 0.1 | Southern_PGAE_Solar_52 | Semitropic-Midway 115kV Line | Southern_PGAE_Solar | Solar | Semitropic_Midway_HSN | Southern_PGAE_Solar_52 | Reliability_Capacity_In_Model_Year | 0.1 | Semitropic_Midway_SSN | Southern_PGAE_Solar_52 | Reliability_Capacity_In_Model_Year | 0.556 | Semitropic_Midway_offpeak | Southern_PGAE_Solar_52 | Operational_New_Capacity_MW | 0.79
Etiwanda_Rancho_Vista_SSN | Arizona_Li_Battery_8hr_62 | Reliability_Capacity_In_Model_Year | 0.5 | Semitropic_Midway_HSN | Southern_PGAE_Solar_74 | Reliability_Capacity_In_Model_Year | 0.1 | Southern_PGAE_Solar_74 | Semitropic-Midway 115kV Line | Southern_PGAE_Solar | Solar | Semitropic_Midway_HSN | Southern_PGAE_Solar_74 | Reliability_Capacity_In_Model_Year | 0.1 | Semitropic_Midway_SSN | Southern_PGAE_Solar_74 | Reliability_Capacity_In_Model_Year | 0.556 | Semitropic_Midway_offpeak | Southern_PGAE_Solar_74 | Operational_New_Capacity_MW | 0.79
Etiwanda_Rancho_Vista_SSN | Greater_Imperial_Li_Battery_8hr_63 | Reliability_Capacity_In_Model_Year | 0.5 | Semitropic_Midway_HSN | Southern_PGAE_Solar_75 | Reliability_Capacity_In_Model_Year | 0.1 | Southern_PGAE_Solar_75 | Semitropic-Midway 115kV Line | Southern_PGAE_Solar | Solar | Semitropic_Midway_HSN | Southern_PGAE_Solar_75 | Reliability_Capacity_In_Model_Year | 0.1 | Semitropic_Midway_SSN | Southern_PGAE_Solar_75 | Reliability_Capacity_In_Model_Year | 0.556 | Semitropic_Midway_offpeak | Southern_PGAE_Solar_75 | Operational_New_Capacity_MW | 0.79
Etiwanda_Rancho_Vista_SSN | Riverside_West_Pumped_Storage_9 | Reliability_Capacity_In_Model_Year | 0.5 | Semitropic_Midway_HSN | Southern_PGAE_Solar_79 | Reliability_Capacity_In_Model_Year | 0.1 | Southern_PGAE_Solar_79 | Semitropic-Midway 115kV Line | Southern_PGAE_Solar | Solar | Semitropic_Midway_HSN | Southern_PGAE_Solar_79 | Reliability_Capacity_In_Model_Year | 0.1 | Semitropic_Midway_SSN | Southern_PGAE_Solar_79 | Reliability_Capacity_In_Model_Year | 0.556 | Semitropic_Midway_offpeak | Southern_PGAE_Solar_79 | Operational_New_Capacity_MW | 0.79
Etiwanda_Rancho_Vista_SSN | Greater_Imperial_Geothermal_63 | Reliability_Capacity_In_Model_Year | 1 | Semitropic_Midway_HSN | Southern_PGAE_Solar_102 | Reliability_Capacity_In_Model_Year | 0.1 | Southern_PGAE_Solar_102 | Semitropic-Midway 115kV Line | Southern_PGAE_Solar | Solar | Semitropic_Midway_HSN | Southern_PGAE_Solar_102 | Reliability_Capacity_In_Model_Year | 0.1 | Semitropic_Midway_SSN | Southern_PGAE_Solar_102 | Reliability_Capacity_In_Model_Year | 0.556 | Semitropic_Midway_offpeak | Southern_PGAE_Solar_102 | Operational_New_Capacity_MW | 0.79
Etiwanda_Rancho_Vista_SSN | Greater_Imperial_Solar_63 | Reliability_Capacity_In_Model_Year | 0.427 | Semitropic_Midway_HSN | Southern_PGAE_Solar_118 | Reliability_Capacity_In_Model_Year | 0.1 | Southern_PGAE_Solar_118 | Semitropic-Midway 115kV Line | Southern_PGAE_Solar | Solar | Semitropic_Midway_HSN | Southern_PGAE_Solar_118 | Reliability_Capacity_In_Model_Year | 0.1 | Semitropic_Midway_SSN | Southern_PGAE_Solar_118 | Reliability_Capacity_In_Model_Year | 0.556 | Semitropic_Midway_offpeak | Southern_PGAE_Solar_118 | Operational_New_Capacity_MW | 0.79
Etiwanda_Rancho_Vista_SSN | Inyokern_North_Kramer_Geothermal_9 | Reliability_Capacity_In_Model_Year | 1 | Semitropic_Midway_HSN | Southern_PGAE_Solar_136 | Reliability_Capacity_In_Model_Year | 0.1 | Southern_PGAE_Solar_136 | Semitropic-Midway 115kV Line | Southern_PGAE_Solar | Solar | Semitropic_Midway_HSN | Southern_PGAE_Solar_136 | Reliability_Capacity_In_Model_Year | 0.1 | Semitropic_Midway_SSN | Southern_PGAE_Solar_136 | Reliability_Capacity_In_Model_Year | 0.556 | Semitropic_Midway_offpeak | Southern_PGAE_Solar_136 | Operational_New_Capacity_MW | 0.79
Etiwanda_Rancho_Vista_SSN | Riverside_Solar_9 | Reliability_Capacity_In_Model_Year | 0.427 | Semitropic_Midway_HSN | Southern_PGAE_Solar_152 | Reliability_Capacity_In_Model_Year | 0.1 | Southern_PGAE_Solar_152 | Semitropic-Midway 115kV Line | Southern_PGAE_Solar | Solar | Semitropic_Midway_HSN | Southern_PGAE_Solar_152 | Reliability_Capacity_In_Model_Year | 0.1 | Semitropic_Midway_SSN | Southern_PGAE_Solar_152 | Reliability_Capacity_In_Model_Year | 0.556 | Semitropic_Midway_offpeak | Southern_PGAE_Solar_152 | Operational_New_Capacity_MW | 0.79
Etiwanda_Rancho_Vista_SSN | Etiwanda_Rancho_Vista_group | Operational_New_Capacity_MW | -1 | Semitropic_Midway_HSN | Southern_PGAE_Solar_173 | Reliability_Capacity_In_Model_Year | 0.1 | Southern_PGAE_Solar_173 | Semitropic-Midway 115kV Line | Southern_PGAE_Solar | Solar | Semitropic_Midway_HSN | Southern_PGAE_Solar_173 | Reliability_Capacity_In_Model_Year | 0.1 | Semitropic_Midway_SSN | Southern_PGAE_Solar_173 | Reliability_Capacity_In_Model_Year | 0.556 | Semitropic_Midway_offpeak | Southern_PGAE_Solar_173 | Operational_New_Capacity_MW | 0.79
Gates_Panoche_HSN | Southern_PGAE_Flow_Battery_3 | Reliability_Capacity_In_Model_Year | 1 | Semitropic_Midway_HSN | Southern_PGAE_Solar_175 | Reliability_Capacity_In_Model_Year | 0.1 | Southern_PGAE_Solar_175 | Semitropic-Midway 115kV Line | Southern_PGAE_Solar | Solar | Semitropic_Midway_HSN | Southern_PGAE_Solar_175 | Reliability_Capacity_In_Model_Year | 0.1 | Semitropic_Midway_SSN | Southern_PGAE_Solar_175 | Reliability_Capacity_In_Model_Year | 0.556 | Semitropic_Midway_offpeak | Southern_PGAE_Solar_175 | Operational_New_Capacity_MW | 0.79
Gates_Panoche_HSN | Southern_PGAE_Flow_Battery_22 | Reliability_Capacity_In_Model_Year | 1 | Semitropic_Midway_HSN | Southern_PGAE_Solar_177 | Reliability_Capacity_In_Model_Year | 0.1 | Southern_PGAE_Solar_177 | Semitropic-Midway 115kV Line | Southern_PGAE_Solar | Solar | Semitropic_Midway_HSN | Southern_PGAE_Solar_177 | Reliability_Capacity_In_Model_Year | 0.1 | Semitropic_Midway_SSN | Southern_PGAE_Solar_177 | Reliability_Capacity_In_Model_Year | 0.556 | Semitropic_Midway_offpeak | Southern_PGAE_Solar_177 | Operational_New_Capacity_MW | 0.79
Gates_Panoche_HSN | Southern_PGAE_Flow_Battery_24 | Reliability_Capacity_In_Model_Year | 1 | Serrano_Alberhill_Valley_HSN | Arizona_Solar_55 | Reliability_Capacity_In_Model_Year | 0.106 | Arizona_Solar_55 | Serrano-Alberhill-Valley Constraint | Arizona_Solar | Solar | Serrano_Alberhill_Valley_HSN | Arizona_Solar_55 | Reliability_Capacity_In_Model_Year | 0.106 | Serrano_Alberhill_Valley_SSN | Arizona_Solar_55 | Reliability_Capacity_In_Model_Year | 0.427 | Serrano_Alberhill_Valley_offpeak | Arizona_Solar_55 | Operational_New_Capacity_MW | 0.77
Gates_Panoche_HSN | Southern_PGAE_Flow_Battery_27 | Reliability_Capacity_In_Model_Year | 1 | Serrano_Alberhill_Valley_HSN | Arizona_Solar_62 | Reliability_Capacity_In_Model_Year | 0.106 | Arizona_Solar_62 | Serrano-Alberhill-Valley Constraint | Arizona_Solar | Solar | Serrano_Alberhill_Valley_HSN | Arizona_Solar_62 | Reliability_Capacity_In_Model_Year | 0.106 | Serrano_Alberhill_Valley_SSN | Arizona_Solar_62 | Reliability_Capacity_In_Model_Year | 0.427 | Serrano_Alberhill_Valley_offpeak | Arizona_Solar_62 | Operational_New_Capacity_MW | 0.77
Gates_Panoche_HSN | Southern_PGAE_Flow_Battery_33 | Reliability_Capacity_In_Model_Year | 1 | Serrano_Alberhill_Valley_HSN | Arizona_Solar_77 | Reliability_Capacity_In_Model_Year | 0.106 | Arizona_Solar_77 | Serrano-Alberhill-Valley Constraint | Arizona_Solar | Solar | Serrano_Alberhill_Valley_HSN | Arizona_Solar_77 | Reliability_Capacity_In_Model_Year | 0.106 | Serrano_Alberhill_Valley_SSN | Arizona_Solar_77 | Reliability_Capacity_In_Model_Year | 0.427 | Serrano_Alberhill_Valley_offpeak | Arizona_Solar_77 | Operational_New_Capacity_MW | 0.77
Gates_Panoche_HSN | Southern_PGAE_Flow_Battery_34 | Reliability_Capacity_In_Model_Year | 1 | Serrano_Alberhill_Valley_HSN | Arizona_Solar_90 | Reliability_Capacity_In_Model_Year | 0.106 | Arizona_Solar_90 | Serrano-Alberhill-Valley Constraint | Arizona_Solar | Solar | Serrano_Alberhill_Valley_HSN | Arizona_Solar_90 | Reliability_Capacity_In_Model_Year | 0.106 | Serrano_Alberhill_Valley_SSN | Arizona_Solar_90 | Reliability_Capacity_In_Model_Year | 0.427 | Serrano_Alberhill_Valley_offpeak | Arizona_Solar_90 | Operational_New_Capacity_MW | 0.77
Gates_Panoche_HSN | Southern_PGAE_Flow_Battery_39 | Reliability_Capacity_In_Model_Year | 1 | Serrano_Alberhill_Valley_HSN | Baja_California_Wind_133 | Reliability_Capacity_In_Model_Year | 0.337 | Baja_California_Wind_133 | Serrano-Alberhill-Valley Constraint | Baja_California_Wind | Solar | Serrano_Alberhill_Valley_HSN | Baja_California_Wind_133 | Reliability_Capacity_In_Model_Year | 0.337 | Serrano_Alberhill_Valley_SSN | Baja_California_Wind_133 | Reliability_Capacity_In_Model_Year | 0.112 | Serrano_Alberhill_Valley_offpeak | Baja_California_Wind_133 | Operational_New_Capacity_MW | 0.44
Gates_Panoche_HSN | Southern_PGAE_Flow_Battery_45 | Reliability_Capacity_In_Model_Year | 1 | Serrano_Alberhill_Valley_HSN | Riverside_Flow_Battery_9 | Reliability_Capacity_In_Model_Year | 1 | Riverside_Flow_Battery_9 | Serrano-Alberhill-Valley Constraint | CAISO_Flow_Battery_8hr_Dispatch | Solar | Serrano_Alberhill_Valley_HSN | Riverside_Flow_Battery_9 | Reliability_Capacity_In_Model_Year | 1 | Serrano_Alberhill_Valley_SSN | Riverside_Flow_Battery_9 | Reliability_Capacity_In_Model_Year | 0.5 | Serrano_Alberhill_Valley_offpeak | Riverside_Flow_Battery_9 | Operational_New_Capacity_MW | -1
Gates_Panoche_HSN | Southern_PGAE_Flow_Battery_49 | Reliability_Capacity_In_Model_Year | 1 | Serrano_Alberhill_Valley_HSN | Arizona_Flow_Battery_55 | Reliability_Capacity_In_Model_Year | 1 | Arizona_Flow_Battery_55 | Serrano-Alberhill-Valley Constraint | CAISO_Flow_Battery_8hr_Dispatch | Solar | Serrano_Alberhill_Valley_HSN | Arizona_Flow_Battery_55 | Reliability_Capacity_In_Model_Year | 1 | Serrano_Alberhill_Valley_SSN | Arizona_Flow_Battery_55 | Reliability_Capacity_In_Model_Year | 0.5 | Serrano_Alberhill_Valley_offpeak | Arizona_Flow_Battery_55 | Operational_New_Capacity_MW | -1
Gates_Panoche_HSN | Southern_PGAE_Flow_Battery_61 | Reliability_Capacity_In_Model_Year | 1 | Serrano_Alberhill_Valley_HSN | Arizona_Flow_Battery_62 | Reliability_Capacity_In_Model_Year | 1 | Arizona_Flow_Battery_62 | Serrano-Alberhill-Valley Constraint | CAISO_Flow_Battery_8hr_Dispatch | Solar | Serrano_Alberhill_Valley_HSN | Arizona_Flow_Battery_62 | Reliability_Capacity_In_Model_Year | 1 | Serrano_Alberhill_Valley_SSN | Arizona_Flow_Battery_62 | Reliability_Capacity_In_Model_Year | 0.5 | Serrano_Alberhill_Valley_offpeak | Arizona_Flow_Battery_62 | Operational_New_Capacity_MW | -1
Gates_Panoche_HSN | Southern_PGAE_Flow_Battery_93 | Reliability_Capacity_In_Model_Year | 1 | Serrano_Alberhill_Valley_HSN | Greater_Imperial_Flow_Battery_63 | Reliability_Capacity_In_Model_Year | 1 | Greater_Imperial_Flow_Battery_63 | Serrano-Alberhill-Valley Constraint | CAISO_Flow_Battery_8hr_Dispatch | Solar | Serrano_Alberhill_Valley_HSN | Greater_Imperial_Flow_Battery_63 | Reliability_Capacity_In_Model_Year | 1 | Serrano_Alberhill_Valley_SSN | Greater_Imperial_Flow_Battery_63 | Reliability_Capacity_In_Model_Year | 0.5 | Serrano_Alberhill_Valley_offpeak | Greater_Imperial_Flow_Battery_63 | Operational_New_Capacity_MW | -1
Gates_Panoche_HSN | Southern_PGAE_Flow_Battery_109 | Reliability_Capacity_In_Model_Year | 1 | Serrano_Alberhill_Valley_HSN | Arizona_Flow_Battery_77 | Reliability_Capacity_In_Model_Year | 1 | Arizona_Flow_Battery_77 | Serrano-Alberhill-Valley Constraint | CAISO_Flow_Battery_8hr_Dispatch | Solar | Serrano_Alberhill_Valley_HSN | Arizona_Flow_Battery_77 | Reliability_Capacity_In_Model_Year | 1 | Serrano_Alberhill_Valley_SSN | Arizona_Flow_Battery_77 | Reliability_Capacity_In_Model_Year | 0.5 | Serrano_Alberhill_Valley_offpeak | Arizona_Flow_Battery_77 | Operational_New_Capacity_MW | -1
Gates_Panoche_HSN | Southern_PGAE_Li_Battery_4hr_3 | Reliability_Capacity_In_Model_Year | 1 | Serrano_Alberhill_Valley_HSN | Arizona_Flow_Battery_90 | Reliability_Capacity_In_Model_Year | 1 | Arizona_Flow_Battery_90 | Serrano-Alberhill-Valley Constraint | CAISO_Flow_Battery_8hr_Dispatch | Solar | Serrano_Alberhill_Valley_HSN | Arizona_Flow_Battery_90 | Reliability_Capacity_In_Model_Year | 1 | Serrano_Alberhill_Valley_SSN | Arizona_Flow_Battery_90 | Reliability_Capacity_In_Model_Year | 0.5 | Serrano_Alberhill_Valley_offpeak | Arizona_Flow_Battery_90 | Operational_New_Capacity_MW | -1
Gates_Panoche_HSN | Southern_PGAE_Li_Battery_4hr_22 | Reliability_Capacity_In_Model_Year | 1 | Serrano_Alberhill_Valley_HSN | Greater_Imperial_Flow_Battery_107 | Reliability_Capacity_In_Model_Year | 1 | Greater_Imperial_Flow_Battery_107 | Serrano-Alberhill-Valley Constraint | CAISO_Flow_Battery_8hr_Dispatch | Solar | Serrano_Alberhill_Valley_HSN | Greater_Imperial_Flow_Battery_107 | Reliability_Capacity_In_Model_Year | 1 | Serrano_Alberhill_Valley_SSN | Greater_Imperial_Flow_Battery_107 | Reliability_Capacity_In_Model_Year | 0.5 | Serrano_Alberhill_Valley_offpeak | Greater_Imperial_Flow_Battery_107 | Operational_New_Capacity_MW | -1
Gates_Panoche_HSN | Southern_PGAE_Li_Battery_4hr_24 | Reliability_Capacity_In_Model_Year | 1 | Serrano_Alberhill_Valley_HSN | Greater_Imperial_Flow_Battery_133 | Reliability_Capacity_In_Model_Year | 1 | Greater_Imperial_Flow_Battery_133 | Serrano-Alberhill-Valley Constraint | CAISO_Flow_Battery_8hr_Dispatch | Solar | Serrano_Alberhill_Valley_HSN | Greater_Imperial_Flow_Battery_133 | Reliability_Capacity_In_Model_Year | 1 | Serrano_Alberhill_Valley_SSN | Greater_Imperial_Flow_Battery_133 | Reliability_Capacity_In_Model_Year | 0.5 | Serrano_Alberhill_Valley_offpeak | Greater_Imperial_Flow_Battery_133 | Operational_New_Capacity_MW | -1
Gates_Panoche_HSN | Southern_PGAE_Li_Battery_4hr_27 | Reliability_Capacity_In_Model_Year | 1 | Serrano_Alberhill_Valley_HSN | Riverside_Li_Battery_4hr_9 | Reliability_Capacity_In_Model_Year | 1 | Riverside_Li_Battery_4hr_9 | Serrano-Alberhill-Valley Constraint | CAISO_Li_Battery_4hr_Dispatch | Solar | Serrano_Alberhill_Valley_HSN | Riverside_Li_Battery_4hr_9 | Reliability_Capacity_In_Model_Year | 1 | Serrano_Alberhill_Valley_SSN | Riverside_Li_Battery_4hr_9 | Reliability_Capacity_In_Model_Year | 0.5 | Serrano_Alberhill_Valley_offpeak | Riverside_Li_Battery_4hr_9 | Operational_New_Capacity_MW | -1
Gates_Panoche_HSN | Southern_PGAE_Li_Battery_4hr_33 | Reliability_Capacity_In_Model_Year | 1 | Serrano_Alberhill_Valley_HSN | Arizona_Li_Battery_4hr_55 | Reliability_Capacity_In_Model_Year | 1 | Arizona_Li_Battery_4hr_55 | Serrano-Alberhill-Valley Constraint | CAISO_Li_Battery_4hr_Dispatch | Solar | Serrano_Alberhill_Valley_HSN | Arizona_Li_Battery_4hr_55 | Reliability_Capacity_In_Model_Year | 1 | Serrano_Alberhill_Valley_SSN | Arizona_Li_Battery_4hr_55 | Reliability_Capacity_In_Model_Year | 0.5 | Serrano_Alberhill_Valley_offpeak | Arizona_Li_Battery_4hr_55 | Operational_New_Capacity_MW | -1
Gates_Panoche_HSN | Southern_PGAE_Li_Battery_4hr_34 | Reliability_Capacity_In_Model_Year | 1 | Serrano_Alberhill_Valley_HSN | Arizona_Li_Battery_4hr_62 | Reliability_Capacity_In_Model_Year | 1 | Arizona_Li_Battery_4hr_62 | Serrano-Alberhill-Valley Constraint | CAISO_Li_Battery_4hr_Dispatch | Solar | Serrano_Alberhill_Valley_HSN | Arizona_Li_Battery_4hr_62 | Reliability_Capacity_In_Model_Year | 1 | Serrano_Alberhill_Valley_SSN | Arizona_Li_Battery_4hr_62 | Reliability_Capacity_In_Model_Year | 0.5 | Serrano_Alberhill_Valley_offpeak | Arizona_Li_Battery_4hr_62 | Operational_New_Capacity_MW | -1
Gates_Panoche_HSN | Southern_PGAE_Li_Battery_4hr_39 | Reliability_Capacity_In_Model_Year | 1 | Serrano_Alberhill_Valley_HSN | Greater_Imperial_Li_Battery_4hr_63 | Reliability_Capacity_In_Model_Year | 1 | Greater_Imperial_Li_Battery_4hr_63 | Serrano-Alberhill-Valley Constraint | CAISO_Li_Battery_4hr_Dispatch | Solar | Serrano_Alberhill_Valley_HSN | Greater_Imperial_Li_Battery_4hr_63 | Reliability_Capacity_In_Model_Year | 1 | Serrano_Alberhill_Valley_SSN | Greater_Imperial_Li_Battery_4hr_63 | Reliability_Capacity_In_Model_Year | 0.5 | Serrano_Alberhill_Valley_offpeak | Greater_Imperial_Li_Battery_4hr_63 | Operational_New_Capacity_MW | -1
Gates_Panoche_HSN | Southern_PGAE_Li_Battery_4hr_45 | Reliability_Capacity_In_Model_Year | 1 | Serrano_Alberhill_Valley_HSN | Arizona_Li_Battery_4hr_77 | Reliability_Capacity_In_Model_Year | 1 | Arizona_Li_Battery_4hr_77 | Serrano-Alberhill-Valley Constraint | CAISO_Li_Battery_4hr_Dispatch | Solar | Serrano_Alberhill_Valley_HSN | Arizona_Li_Battery_4hr_77 | Reliability_Capacity_In_Model_Year | 1 | Serrano_Alberhill_Valley_SSN | Arizona_Li_Battery_4hr_77 | Reliability_Capacity_In_Model_Year | 0.5 | Serrano_Alberhill_Valley_offpeak | Arizona_Li_Battery_4hr_77 | Operational_New_Capacity_MW | -1
Gates_Panoche_HSN | Southern_PGAE_Li_Battery_4hr_49 | Reliability_Capacity_In_Model_Year | 1 | Serrano_Alberhill_Valley_HSN | Arizona_Li_Battery_4hr_90 | Reliability_Capacity_In_Model_Year | 1 | Arizona_Li_Battery_4hr_90 | Serrano-Alberhill-Valley Constraint | CAISO_Li_Battery_4hr_Dispatch | Solar | Serrano_Alberhill_Valley_HSN | Arizona_Li_Battery_4hr_90 | Reliability_Capacity_In_Model_Year | 1 | Serrano_Alberhill_Valley_SSN | Arizona_Li_Battery_4hr_90 | Reliability_Capacity_In_Model_Year | 0.5 | Serrano_Alberhill_Valley_offpeak | Arizona_Li_Battery_4hr_90 | Operational_New_Capacity_MW | -1
Gates_Panoche_HSN | Southern_PGAE_Li_Battery_4hr_61 | Reliability_Capacity_In_Model_Year | 1 | Serrano_Alberhill_Valley_HSN | Greater_Imperial_Li_Battery_4hr_107 | Reliability_Capacity_In_Model_Year | 1 | Greater_Imperial_Li_Battery_4hr_107 | Serrano-Alberhill-Valley Constraint | CAISO_Li_Battery_4hr_Dispatch | Solar | Serrano_Alberhill_Valley_HSN | Greater_Imperial_Li_Battery_4hr_107 | Reliability_Capacity_In_Model_Year | 1 | Serrano_Alberhill_Valley_SSN | Greater_Imperial_Li_Battery_4hr_107 | Reliability_Capacity_In_Model_Year | 0.5 | Serrano_Alberhill_Valley_offpeak | Greater_Imperial_Li_Battery_4hr_107 | Operational_New_Capacity_MW | -1
Gates_Panoche_HSN | Southern_PGAE_Li_Battery_4hr_93 | Reliability_Capacity_In_Model_Year | 1 | Serrano_Alberhill_Valley_HSN | Greater_Imperial_Li_Battery_4hr_133 | Reliability_Capacity_In_Model_Year | 1 | Greater_Imperial_Li_Battery_4hr_133 | Serrano-Alberhill-Valley Constraint | CAISO_Li_Battery_4hr_Dispatch | Solar | Serrano_Alberhill_Valley_HSN | Greater_Imperial_Li_Battery_4hr_133 | Reliability_Capacity_In_Model_Year | 1 | Serrano_Alberhill_Valley_SSN | Greater_Imperial_Li_Battery_4hr_133 | Reliability_Capacity_In_Model_Year | 0.5 | Serrano_Alberhill_Valley_offpeak | Greater_Imperial_Li_Battery_4hr_133 | Operational_New_Capacity_MW | -1
Gates_Panoche_HSN | Southern_PGAE_Li_Battery_4hr_109 | Reliability_Capacity_In_Model_Year | 1 | Serrano_Alberhill_Valley_HSN | Riverside_Li_Battery_8hr_9 | Reliability_Capacity_In_Model_Year | 1 | Riverside_Li_Battery_8hr_9 | Serrano-Alberhill-Valley Constraint | CAISO_Li_Battery_8hr_Dispatch | Solar | Serrano_Alberhill_Valley_HSN | Riverside_Li_Battery_8hr_9 | Reliability_Capacity_In_Model_Year | 1 | Serrano_Alberhill_Valley_SSN | Riverside_Li_Battery_8hr_9 | Reliability_Capacity_In_Model_Year | 0.5 | Serrano_Alberhill_Valley_offpeak | Riverside_Li_Battery_8hr_9 | Operational_New_Capacity_MW | -1
Gates_Panoche_HSN | Southern_PGAE_Li_Battery_8hr_3 | Reliability_Capacity_In_Model_Year | 1 | Serrano_Alberhill_Valley_HSN | Arizona_Li_Battery_8hr_55 | Reliability_Capacity_In_Model_Year | 1 | Arizona_Li_Battery_8hr_55 | Serrano-Alberhill-Valley Constraint | CAISO_Li_Battery_8hr_Dispatch | Solar | Serrano_Alberhill_Valley_HSN | Arizona_Li_Battery_8hr_55 | Reliability_Capacity_In_Model_Year | 1 | Serrano_Alberhill_Valley_SSN | Arizona_Li_Battery_8hr_55 | Reliability_Capacity_In_Model_Year | 0.5 | Serrano_Alberhill_Valley_offpeak | Arizona_Li_Battery_8hr_55 | Operational_New_Capacity_MW | -1
Gates_Panoche_HSN | Southern_PGAE_Li_Battery_8hr_22 | Reliability_Capacity_In_Model_Year | 1 | Serrano_Alberhill_Valley_HSN | Arizona_Li_Battery_8hr_62 | Reliability_Capacity_In_Model_Year | 1 | Arizona_Li_Battery_8hr_62 | Serrano-Alberhill-Valley Constraint | CAISO_Li_Battery_8hr_Dispatch | Solar | Serrano_Alberhill_Valley_HSN | Arizona_Li_Battery_8hr_62 | Reliability_Capacity_In_Model_Year | 1 | Serrano_Alberhill_Valley_SSN | Arizona_Li_Battery_8hr_62 | Reliability_Capacity_In_Model_Year | 0.5 | Serrano_Alberhill_Valley_offpeak | Arizona_Li_Battery_8hr_62 | Operational_New_Capacity_MW | -1
Gates_Panoche_HSN | Southern_PGAE_Li_Battery_8hr_24 | Reliability_Capacity_In_Model_Year | 1 | Serrano_Alberhill_Valley_HSN | Greater_Imperial_Li_Battery_8hr_63 | Reliability_Capacity_In_Model_Year | 1 | Greater_Imperial_Li_Battery_8hr_63 | Serrano-Alberhill-Valley Constraint | CAISO_Li_Battery_8hr_Dispatch | Solar | Serrano_Alberhill_Valley_HSN | Greater_Imperial_Li_Battery_8hr_63 | Reliability_Capacity_In_Model_Year | 1 | Serrano_Alberhill_Valley_SSN | Greater_Imperial_Li_Battery_8hr_63 | Reliability_Capacity_In_Model_Year | 0.5 | Serrano_Alberhill_Valley_offpeak | Greater_Imperial_Li_Battery_8hr_63 | Operational_New_Capacity_MW | -1
Gates_Panoche_HSN | Southern_PGAE_Li_Battery_8hr_27 | Reliability_Capacity_In_Model_Year | 1 | Serrano_Alberhill_Valley_HSN | Arizona_Li_Battery_8hr_77 | Reliability_Capacity_In_Model_Year | 1 | Arizona_Li_Battery_8hr_77 | Serrano-Alberhill-Valley Constraint | CAISO_Li_Battery_8hr_Dispatch | Solar | Serrano_Alberhill_Valley_HSN | Arizona_Li_Battery_8hr_77 | Reliability_Capacity_In_Model_Year | 1 | Serrano_Alberhill_Valley_SSN | Arizona_Li_Battery_8hr_77 | Reliability_Capacity_In_Model_Year | 0.5 | Serrano_Alberhill_Valley_offpeak | Arizona_Li_Battery_8hr_77 | Operational_New_Capacity_MW | -1
Gates_Panoche_HSN | Southern_PGAE_Li_Battery_8hr_33 | Reliability_Capacity_In_Model_Year | 1 | Serrano_Alberhill_Valley_HSN | Arizona_Li_Battery_8hr_90 | Reliability_Capacity_In_Model_Year | 1 | Arizona_Li_Battery_8hr_90 | Serrano-Alberhill-Valley Constraint | CAISO_Li_Battery_8hr_Dispatch | Solar | Serrano_Alberhill_Valley_HSN | Arizona_Li_Battery_8hr_90 | Reliability_Capacity_In_Model_Year | 1 | Serrano_Alberhill_Valley_SSN | Arizona_Li_Battery_8hr_90 | Reliability_Capacity_In_Model_Year | 0.5 | Serrano_Alberhill_Valley_offpeak | Arizona_Li_Battery_8hr_90 | Operational_New_Capacity_MW | -1
Gates_Panoche_HSN | Southern_PGAE_Li_Battery_8hr_34 | Reliability_Capacity_In_Model_Year | 1 | Serrano_Alberhill_Valley_HSN | Greater_Imperial_Li_Battery_8hr_107 | Reliability_Capacity_In_Model_Year | 1 | Greater_Imperial_Li_Battery_8hr_107 | Serrano-Alberhill-Valley Constraint | CAISO_Li_Battery_8hr_Dispatch | Solar | Serrano_Alberhill_Valley_HSN | Greater_Imperial_Li_Battery_8hr_107 | Reliability_Capacity_In_Model_Year | 1 | Serrano_Alberhill_Valley_SSN | Greater_Imperial_Li_Battery_8hr_107 | Reliability_Capacity_In_Model_Year | 0.5 | Serrano_Alberhill_Valley_offpeak | Greater_Imperial_Li_Battery_8hr_107 | Operational_New_Capacity_MW | -1
Gates_Panoche_HSN | Southern_PGAE_Li_Battery_8hr_39 | Reliability_Capacity_In_Model_Year | 1 | Serrano_Alberhill_Valley_HSN | Greater_Imperial_Li_Battery_8hr_133 | Reliability_Capacity_In_Model_Year | 1 | Greater_Imperial_Li_Battery_8hr_133 | Serrano-Alberhill-Valley Constraint | CAISO_Li_Battery_8hr_Dispatch | Solar | Serrano_Alberhill_Valley_HSN | Greater_Imperial_Li_Battery_8hr_133 | Reliability_Capacity_In_Model_Year | 1 | Serrano_Alberhill_Valley_SSN | Greater_Imperial_Li_Battery_8hr_133 | Reliability_Capacity_In_Model_Year | 0.5 | Serrano_Alberhill_Valley_offpeak | Greater_Imperial_Li_Battery_8hr_133 | Operational_New_Capacity_MW | -1
Gates_Panoche_HSN | Southern_PGAE_Li_Battery_8hr_45 | Reliability_Capacity_In_Model_Year | 1 | Serrano_Alberhill_Valley_HSN | Riverside_West_Pumped_Storage_9 | Reliability_Capacity_In_Model_Year | 1 | Riverside_West_Pumped_Storage_9 | Serrano-Alberhill-Valley Constraint | CAISO_New_Pumped_Storage_12hr | Solar | Serrano_Alberhill_Valley_HSN | Riverside_West_Pumped_Storage_9 | Reliability_Capacity_In_Model_Year | 1 | Serrano_Alberhill_Valley_SSN | Riverside_West_Pumped_Storage_9 | Reliability_Capacity_In_Model_Year | 0.5 | Serrano_Alberhill_Valley_offpeak | Riverside_West_Pumped_Storage_9 | Operational_New_Capacity_MW | -1
Gates_Panoche_HSN | Southern_PGAE_Li_Battery_8hr_49 | Reliability_Capacity_In_Model_Year | 1 | Serrano_Alberhill_Valley_HSN | Greater_Imperial_Geothermal_63 | Reliability_Capacity_In_Model_Year | 1 | Greater_Imperial_Geothermal_63 | Serrano-Alberhill-Valley Constraint | Greater_Imperial_Geothermal | Solar | Serrano_Alberhill_Valley_HSN | Greater_Imperial_Geothermal_63 | Reliability_Capacity_In_Model_Year | 1 | Serrano_Alberhill_Valley_SSN | Greater_Imperial_Geothermal_63 | Reliability_Capacity_In_Model_Year | 1 | Serrano_Alberhill_Valley_offpeak | Greater_Imperial_Geothermal_63 | Operational_New_Capacity_MW | 1
Gates_Panoche_HSN | Southern_PGAE_Li_Battery_8hr_61 | Reliability_Capacity_In_Model_Year | 1 | Serrano_Alberhill_Valley_HSN | Greater_Imperial_Solar_63 | Reliability_Capacity_In_Model_Year | 0.106 | Greater_Imperial_Solar_63 | Serrano-Alberhill-Valley Constraint | Greater_Imperial_Solar | Solar | Serrano_Alberhill_Valley_HSN | Greater_Imperial_Solar_63 | Reliability_Capacity_In_Model_Year | 0.106 | Serrano_Alberhill_Valley_SSN | Greater_Imperial_Solar_63 | Reliability_Capacity_In_Model_Year | 0.427 | Serrano_Alberhill_Valley_offpeak | Greater_Imperial_Solar_63 | Operational_New_Capacity_MW | 0.77
Gates_Panoche_HSN | Southern_PGAE_Li_Battery_8hr_93 | Reliability_Capacity_In_Model_Year | 1 | Serrano_Alberhill_Valley_HSN | Greater_Imperial_Solar_107 | Reliability_Capacity_In_Model_Year | 0.106 | Greater_Imperial_Solar_107 | Serrano-Alberhill-Valley Constraint | Greater_Imperial_Solar | Solar | Serrano_Alberhill_Valley_HSN | Greater_Imperial_Solar_107 | Reliability_Capacity_In_Model_Year | 0.106 | Serrano_Alberhill_Valley_SSN | Greater_Imperial_Solar_107 | Reliability_Capacity_In_Model_Year | 0.427 | Serrano_Alberhill_Valley_offpeak | Greater_Imperial_Solar_107 | Operational_New_Capacity_MW | 0.77
Gates_Panoche_HSN | Southern_PGAE_Li_Battery_8hr_109 | Reliability_Capacity_In_Model_Year | 1 | Serrano_Alberhill_Valley_HSN | Greater_Imperial_Solar_133 | Reliability_Capacity_In_Model_Year | 0.106 | Greater_Imperial_Solar_133 | Serrano-Alberhill-Valley Constraint | Greater_Imperial_Solar | Solar | Serrano_Alberhill_Valley_HSN | Greater_Imperial_Solar_133 | Reliability_Capacity_In_Model_Year | 0.106 | Serrano_Alberhill_Valley_SSN | Greater_Imperial_Solar_133 | Reliability_Capacity_In_Model_Year | 0.427 | Serrano_Alberhill_Valley_offpeak | Greater_Imperial_Solar_133 | Operational_New_Capacity_MW | 0.77
Gates_Panoche_HSN | Morro_Bay_Offshore_Wind_Asset | Reliability_Capacity_In_Model_Year | 1 | Serrano_Alberhill_Valley_HSN | Inyokern_North_Kramer_Geothermal_9 | Reliability_Capacity_In_Model_Year | 1 | Inyokern_North_Kramer_Geothermal_9 | Serrano-Alberhill-Valley Constraint | Inyokern_North_Kramer_Geothermal | Solar | Serrano_Alberhill_Valley_HSN | Inyokern_North_Kramer_Geothermal_9 | Reliability_Capacity_In_Model_Year | 1 | Serrano_Alberhill_Valley_SSN | Inyokern_North_Kramer_Geothermal_9 | Reliability_Capacity_In_Model_Year | 1 | Serrano_Alberhill_Valley_offpeak | Inyokern_North_Kramer_Geothermal_9 | Operational_New_Capacity_MW | 1
Gates_Panoche_HSN | Southern_PGAE_Solar_3 | Reliability_Capacity_In_Model_Year | 0.1 | Serrano_Alberhill_Valley_HSN | New_Mexico_Wind_55 | Reliability_Capacity_In_Model_Year | 0.67 | New_Mexico_Wind_55 | Serrano-Alberhill-Valley Constraint | New_Mexico_Wind | Solar | Serrano_Alberhill_Valley_HSN | New_Mexico_Wind_55 | Reliability_Capacity_In_Model_Year | 0.67 | Serrano_Alberhill_Valley_SSN | New_Mexico_Wind_55 | Reliability_Capacity_In_Model_Year | 0.35 | Serrano_Alberhill_Valley_offpeak | New_Mexico_Wind_55 | Operational_New_Capacity_MW | 0.67
Gates_Panoche_HSN | Southern_PGAE_Solar_22 | Reliability_Capacity_In_Model_Year | 0.1 | Serrano_Alberhill_Valley_HSN | Riverside_Solar_9 | Reliability_Capacity_In_Model_Year | 0.106 | Riverside_Solar_9 | Serrano-Alberhill-Valley Constraint | Riverside_Solar | Solar | Serrano_Alberhill_Valley_HSN | Riverside_Solar_9 | Reliability_Capacity_In_Model_Year | 0.106 | Serrano_Alberhill_Valley_SSN | Riverside_Solar_9 | Reliability_Capacity_In_Model_Year | 0.427 | Serrano_Alberhill_Valley_offpeak | Riverside_Solar_9 | Operational_New_Capacity_MW | 0.77
Gates_Panoche_HSN | Southern_PGAE_Solar_24 | Reliability_Capacity_In_Model_Year | 0.1 | Silvergate_Bay_Blvd_HSN | Baja_California_Wind_133 | Reliability_Capacity_In_Model_Year | 0.337 | Baja_California_Wind_133 | Silvergate - Bay Blvd 230 kV constraint | Baja_California_Wind | Solar | Silvergate_Bay_Blvd_HSN | Baja_California_Wind_133 | Reliability_Capacity_In_Model_Year | 0.337 | Silvergate_Bay_Blvd_SSN | Baja_California_Wind_133 | Reliability_Capacity_In_Model_Year | 0.112 | Silvergate_Bay_Blvd_offpeak | Baja_California_Wind_133 | Operational_New_Capacity_MW | 0.44
Gates_Panoche_HSN | Southern_PGAE_Solar_27 | Reliability_Capacity_In_Model_Year | 0.1 | Silvergate_Bay_Blvd_HSN | Greater_Imperial_Flow_Battery_107 | Reliability_Capacity_In_Model_Year | 1 | Greater_Imperial_Flow_Battery_107 | Silvergate - Bay Blvd 230 kV constraint | CAISO_Flow_Battery_8hr_Dispatch | Solar | Silvergate_Bay_Blvd_HSN | Greater_Imperial_Flow_Battery_107 | Reliability_Capacity_In_Model_Year | 1 | Silvergate_Bay_Blvd_SSN | Greater_Imperial_Flow_Battery_107 | Reliability_Capacity_In_Model_Year | 0.5 | Silvergate_Bay_Blvd_offpeak | Greater_Imperial_Flow_Battery_107 | Operational_New_Capacity_MW | -1
Gates_Panoche_HSN | Southern_PGAE_Solar_33 | Reliability_Capacity_In_Model_Year | 0.1 | Silvergate_Bay_Blvd_HSN | Greater_Imperial_Flow_Battery_108 | Reliability_Capacity_In_Model_Year | 1 | Greater_Imperial_Flow_Battery_108 | Silvergate - Bay Blvd 230 kV constraint | CAISO_Flow_Battery_8hr_Dispatch | Solar | Silvergate_Bay_Blvd_HSN | Greater_Imperial_Flow_Battery_108 | Reliability_Capacity_In_Model_Year | 1 | Silvergate_Bay_Blvd_SSN | Greater_Imperial_Flow_Battery_108 | Reliability_Capacity_In_Model_Year | 0.5 | Silvergate_Bay_Blvd_offpeak | Greater_Imperial_Flow_Battery_108 | Operational_New_Capacity_MW | -1
Gates_Panoche_HSN | Southern_PGAE_Solar_34 | Reliability_Capacity_In_Model_Year | 0.1 | Silvergate_Bay_Blvd_HSN | Greater_Imperial_Flow_Battery_133 | Reliability_Capacity_In_Model_Year | 1 | Greater_Imperial_Flow_Battery_133 | Silvergate - Bay Blvd 230 kV constraint | CAISO_Flow_Battery_8hr_Dispatch | Solar | Silvergate_Bay_Blvd_HSN | Greater_Imperial_Flow_Battery_133 | Reliability_Capacity_In_Model_Year | 1 | Silvergate_Bay_Blvd_SSN | Greater_Imperial_Flow_Battery_133 | Reliability_Capacity_In_Model_Year | 0.5 | Silvergate_Bay_Blvd_offpeak | Greater_Imperial_Flow_Battery_133 | Operational_New_Capacity_MW | -1
Gates_Panoche_HSN | Southern_PGAE_Solar_39 | Reliability_Capacity_In_Model_Year | 0.1 | Silvergate_Bay_Blvd_HSN | Greater_Imperial_Li_Battery_4hr_107 | Reliability_Capacity_In_Model_Year | 1 | Greater_Imperial_Li_Battery_4hr_107 | Silvergate - Bay Blvd 230 kV constraint | CAISO_Li_Battery_4hr_Dispatch | Solar | Silvergate_Bay_Blvd_HSN | Greater_Imperial_Li_Battery_4hr_107 | Reliability_Capacity_In_Model_Year | 1 | Silvergate_Bay_Blvd_SSN | Greater_Imperial_Li_Battery_4hr_107 | Reliability_Capacity_In_Model_Year | 0.5 | Silvergate_Bay_Blvd_offpeak | Greater_Imperial_Li_Battery_4hr_107 | Operational_New_Capacity_MW | -1
Gates_Panoche_HSN | Southern_PGAE_Solar_45 | Reliability_Capacity_In_Model_Year | 0.1 | Silvergate_Bay_Blvd_HSN | Greater_Imperial_Li_Battery_4hr_108 | Reliability_Capacity_In_Model_Year | 1 | Greater_Imperial_Li_Battery_4hr_108 | Silvergate - Bay Blvd 230 kV constraint | CAISO_Li_Battery_4hr_Dispatch | Solar | Silvergate_Bay_Blvd_HSN | Greater_Imperial_Li_Battery_4hr_108 | Reliability_Capacity_In_Model_Year | 1 | Silvergate_Bay_Blvd_SSN | Greater_Imperial_Li_Battery_4hr_108 | Reliability_Capacity_In_Model_Year | 0.5 | Silvergate_Bay_Blvd_offpeak | Greater_Imperial_Li_Battery_4hr_108 | Operational_New_Capacity_MW | -1
Gates_Panoche_HSN | Southern_PGAE_Solar_49 | Reliability_Capacity_In_Model_Year | 0.1 | Silvergate_Bay_Blvd_HSN | Greater_Imperial_Li_Battery_4hr_133 | Reliability_Capacity_In_Model_Year | 1 | Greater_Imperial_Li_Battery_4hr_133 | Silvergate - Bay Blvd 230 kV constraint | CAISO_Li_Battery_4hr_Dispatch | Solar | Silvergate_Bay_Blvd_HSN | Greater_Imperial_Li_Battery_4hr_133 | Reliability_Capacity_In_Model_Year | 1 | Silvergate_Bay_Blvd_SSN | Greater_Imperial_Li_Battery_4hr_133 | Reliability_Capacity_In_Model_Year | 0.5 | Silvergate_Bay_Blvd_offpeak | Greater_Imperial_Li_Battery_4hr_133 | Operational_New_Capacity_MW | -1
Gates_Panoche_HSN | Southern_PGAE_Solar_61 | Reliability_Capacity_In_Model_Year | 0.1 | Silvergate_Bay_Blvd_HSN | Greater_Imperial_Li_Battery_8hr_107 | Reliability_Capacity_In_Model_Year | 1 | Greater_Imperial_Li_Battery_8hr_107 | Silvergate - Bay Blvd 230 kV constraint | CAISO_Li_Battery_8hr_Dispatch | Solar | Silvergate_Bay_Blvd_HSN | Greater_Imperial_Li_Battery_8hr_107 | Reliability_Capacity_In_Model_Year | 1 | Silvergate_Bay_Blvd_SSN | Greater_Imperial_Li_Battery_8hr_107 | Reliability_Capacity_In_Model_Year | 0.5 | Silvergate_Bay_Blvd_offpeak | Greater_Imperial_Li_Battery_8hr_107 | Operational_New_Capacity_MW | -1
Gates_Panoche_HSN | Southern_PGAE_Solar_93 | Reliability_Capacity_In_Model_Year | 0.1 | Silvergate_Bay_Blvd_HSN | Greater_Imperial_Li_Battery_8hr_108 | Reliability_Capacity_In_Model_Year | 1 | Greater_Imperial_Li_Battery_8hr_108 | Silvergate - Bay Blvd 230 kV constraint | CAISO_Li_Battery_8hr_Dispatch | Solar | Silvergate_Bay_Blvd_HSN | Greater_Imperial_Li_Battery_8hr_108 | Reliability_Capacity_In_Model_Year | 1 | Silvergate_Bay_Blvd_SSN | Greater_Imperial_Li_Battery_8hr_108 | Reliability_Capacity_In_Model_Year | 0.5 | Silvergate_Bay_Blvd_offpeak | Greater_Imperial_Li_Battery_8hr_108 | Operational_New_Capacity_MW | -1
Gates_Panoche_HSN | Southern_PGAE_Solar_109 | Reliability_Capacity_In_Model_Year | 0.1 | Silvergate_Bay_Blvd_HSN | Greater_Imperial_Li_Battery_8hr_133 | Reliability_Capacity_In_Model_Year | 1 | Greater_Imperial_Li_Battery_8hr_133 | Silvergate - Bay Blvd 230 kV constraint | CAISO_Li_Battery_8hr_Dispatch | Solar | Silvergate_Bay_Blvd_HSN | Greater_Imperial_Li_Battery_8hr_133 | Reliability_Capacity_In_Model_Year | 1 | Silvergate_Bay_Blvd_SSN | Greater_Imperial_Li_Battery_8hr_133 | Reliability_Capacity_In_Model_Year | 0.5 | Silvergate_Bay_Blvd_offpeak | Greater_Imperial_Li_Battery_8hr_133 | Operational_New_Capacity_MW | -1
Gates_Panoche_HSN | Gates_Panoche_group | Operational_New_Capacity_MW | -1 | Silvergate_Bay_Blvd_HSN | Greater_Imperial_Solar_107 | Reliability_Capacity_In_Model_Year | 0.106 | Greater_Imperial_Solar_107 | Silvergate - Bay Blvd 230 kV constraint | Greater_Imperial_Solar | Solar | Silvergate_Bay_Blvd_HSN | Greater_Imperial_Solar_107 | Reliability_Capacity_In_Model_Year | 0.106 | Silvergate_Bay_Blvd_SSN | Greater_Imperial_Solar_107 | Reliability_Capacity_In_Model_Year | 0.427 | Silvergate_Bay_Blvd_offpeak | Greater_Imperial_Solar_107 | Operational_New_Capacity_MW | 0.77
Gates_Panoche_offpeak | Southern_PGAE_Flow_Battery_3 | Operational_New_Capacity_MW | -1 | Silvergate_Bay_Blvd_HSN | Greater_Imperial_Solar_108 | Reliability_Capacity_In_Model_Year | 0.106 | Greater_Imperial_Solar_108 | Silvergate - Bay Blvd 230 kV constraint | Greater_Imperial_Solar | Solar | Silvergate_Bay_Blvd_HSN | Greater_Imperial_Solar_108 | Reliability_Capacity_In_Model_Year | 0.106 | Silvergate_Bay_Blvd_SSN | Greater_Imperial_Solar_108 | Reliability_Capacity_In_Model_Year | 0.427 | Silvergate_Bay_Blvd_offpeak | Greater_Imperial_Solar_108 | Operational_New_Capacity_MW | 0.77
Gates_Panoche_offpeak | Southern_PGAE_Flow_Battery_22 | Operational_New_Capacity_MW | -1 | Silvergate_Bay_Blvd_HSN | Greater_Imperial_Solar_133 | Reliability_Capacity_In_Model_Year | 0.106 | Greater_Imperial_Solar_133 | Silvergate - Bay Blvd 230 kV constraint | Greater_Imperial_Solar | Solar | Silvergate_Bay_Blvd_HSN | Greater_Imperial_Solar_133 | Reliability_Capacity_In_Model_Year | 0.106 | Silvergate_Bay_Blvd_SSN | Greater_Imperial_Solar_133 | Reliability_Capacity_In_Model_Year | 0.427 | Silvergate_Bay_Blvd_offpeak | Greater_Imperial_Solar_133 | Operational_New_Capacity_MW | 0.77
Gates_Panoche_offpeak | Southern_PGAE_Flow_Battery_24 | Operational_New_Capacity_MW | -1 | Silvergate_Bay_Blvd_HSN | Greater_Imperial_Wind_108 | Reliability_Capacity_In_Model_Year | 0.557 | Greater_Imperial_Wind_108 | Silvergate - Bay Blvd 230 kV constraint | Greater_Imperial_Wind | Solar | Silvergate_Bay_Blvd_HSN | Greater_Imperial_Wind_108 | Reliability_Capacity_In_Model_Year | 0.557 | Silvergate_Bay_Blvd_SSN | Greater_Imperial_Wind_108 | Reliability_Capacity_In_Model_Year | 0.208 | Silvergate_Bay_Blvd_offpeak | Greater_Imperial_Wind_108 | Operational_New_Capacity_MW | 0.44
Gates_Panoche_offpeak | Southern_PGAE_Flow_Battery_27 | Operational_New_Capacity_MW | -1 | Silvergate_Old_Town_HSN | Baja_California_Wind_133 | Reliability_Capacity_In_Model_Year | 0.337 | Baja_California_Wind_133 | Silvergate-Old Town 230 kV constraint | Baja_California_Wind | Solar | Silvergate_Old_Town_HSN | Baja_California_Wind_133 | Reliability_Capacity_In_Model_Year | 0.337 | Silvergate_Old_Town_SSN | Baja_California_Wind_133 | Reliability_Capacity_In_Model_Year | 0.112 | Silvergate_Old_Town_offpeak | Baja_California_Wind_133 | Operational_New_Capacity_MW | 0.44
Gates_Panoche_offpeak | Southern_PGAE_Flow_Battery_33 | Operational_New_Capacity_MW | -1 | Silvergate_Old_Town_HSN | Greater_Imperial_Flow_Battery_108 | Reliability_Capacity_In_Model_Year | 1 | Greater_Imperial_Flow_Battery_108 | Silvergate-Old Town 230 kV constraint | CAISO_Flow_Battery_8hr_Dispatch | Solar | Silvergate_Old_Town_HSN | Greater_Imperial_Flow_Battery_108 | Reliability_Capacity_In_Model_Year | 1 | Silvergate_Old_Town_SSN | Greater_Imperial_Flow_Battery_108 | Reliability_Capacity_In_Model_Year | 0.5 | Silvergate_Old_Town_offpeak | Greater_Imperial_Flow_Battery_108 | Operational_New_Capacity_MW | -1
Gates_Panoche_offpeak | Southern_PGAE_Flow_Battery_34 | Operational_New_Capacity_MW | -1 | Silvergate_Old_Town_HSN | Greater_Imperial_Flow_Battery_133 | Reliability_Capacity_In_Model_Year | 1 | Greater_Imperial_Flow_Battery_133 | Silvergate-Old Town 230 kV constraint | CAISO_Flow_Battery_8hr_Dispatch | Solar | Silvergate_Old_Town_HSN | Greater_Imperial_Flow_Battery_133 | Reliability_Capacity_In_Model_Year | 1 | Silvergate_Old_Town_SSN | Greater_Imperial_Flow_Battery_133 | Reliability_Capacity_In_Model_Year | 0.5 | Silvergate_Old_Town_offpeak | Greater_Imperial_Flow_Battery_133 | Operational_New_Capacity_MW | -1
Gates_Panoche_offpeak | Southern_PGAE_Flow_Battery_39 | Operational_New_Capacity_MW | -1 | Silvergate_Old_Town_HSN | Greater_Imperial_Li_Battery_4hr_108 | Reliability_Capacity_In_Model_Year | 1 | Greater_Imperial_Li_Battery_4hr_108 | Silvergate-Old Town 230 kV constraint | CAISO_Li_Battery_4hr_Dispatch | Solar | Silvergate_Old_Town_HSN | Greater_Imperial_Li_Battery_4hr_108 | Reliability_Capacity_In_Model_Year | 1 | Silvergate_Old_Town_SSN | Greater_Imperial_Li_Battery_4hr_108 | Reliability_Capacity_In_Model_Year | 0.5 | Silvergate_Old_Town_offpeak | Greater_Imperial_Li_Battery_4hr_108 | Operational_New_Capacity_MW | -1
Gates_Panoche_offpeak | Southern_PGAE_Flow_Battery_45 | Operational_New_Capacity_MW | -1 | Silvergate_Old_Town_HSN | Greater_Imperial_Li_Battery_4hr_133 | Reliability_Capacity_In_Model_Year | 1 | Greater_Imperial_Li_Battery_4hr_133 | Silvergate-Old Town 230 kV constraint | CAISO_Li_Battery_4hr_Dispatch | Solar | Silvergate_Old_Town_HSN | Greater_Imperial_Li_Battery_4hr_133 | Reliability_Capacity_In_Model_Year | 1 | Silvergate_Old_Town_SSN | Greater_Imperial_Li_Battery_4hr_133 | Reliability_Capacity_In_Model_Year | 0.5 | Silvergate_Old_Town_offpeak | Greater_Imperial_Li_Battery_4hr_133 | Operational_New_Capacity_MW | -1
Gates_Panoche_offpeak | Southern_PGAE_Flow_Battery_49 | Operational_New_Capacity_MW | -1 | Silvergate_Old_Town_HSN | Greater_Imperial_Li_Battery_8hr_108 | Reliability_Capacity_In_Model_Year | 1 | Greater_Imperial_Li_Battery_8hr_108 | Silvergate-Old Town 230 kV constraint | CAISO_Li_Battery_8hr_Dispatch | Solar | Silvergate_Old_Town_HSN | Greater_Imperial_Li_Battery_8hr_108 | Reliability_Capacity_In_Model_Year | 1 | Silvergate_Old_Town_SSN | Greater_Imperial_Li_Battery_8hr_108 | Reliability_Capacity_In_Model_Year | 0.5 | Silvergate_Old_Town_offpeak | Greater_Imperial_Li_Battery_8hr_108 | Operational_New_Capacity_MW | -1
Gates_Panoche_offpeak | Southern_PGAE_Flow_Battery_61 | Operational_New_Capacity_MW | -1 | Silvergate_Old_Town_HSN | Greater_Imperial_Li_Battery_8hr_133 | Reliability_Capacity_In_Model_Year | 1 | Greater_Imperial_Li_Battery_8hr_133 | Silvergate-Old Town 230 kV constraint | CAISO_Li_Battery_8hr_Dispatch | Solar | Silvergate_Old_Town_HSN | Greater_Imperial_Li_Battery_8hr_133 | Reliability_Capacity_In_Model_Year | 1 | Silvergate_Old_Town_SSN | Greater_Imperial_Li_Battery_8hr_133 | Reliability_Capacity_In_Model_Year | 0.5 | Silvergate_Old_Town_offpeak | Greater_Imperial_Li_Battery_8hr_133 | Operational_New_Capacity_MW | -1
Gates_Panoche_offpeak | Southern_PGAE_Flow_Battery_93 | Operational_New_Capacity_MW | -1 | Silvergate_Old_Town_HSN | Greater_Imperial_Solar_108 | Reliability_Capacity_In_Model_Year | 0.106 | Greater_Imperial_Solar_108 | Silvergate-Old Town 230 kV constraint | Greater_Imperial_Solar | Solar | Silvergate_Old_Town_HSN | Greater_Imperial_Solar_108 | Reliability_Capacity_In_Model_Year | 0.106 | Silvergate_Old_Town_SSN | Greater_Imperial_Solar_108 | Reliability_Capacity_In_Model_Year | 0.427 | Silvergate_Old_Town_offpeak | Greater_Imperial_Solar_108 | Operational_New_Capacity_MW | 0.77
Gates_Panoche_offpeak | Southern_PGAE_Flow_Battery_109 | Operational_New_Capacity_MW | -1 | Silvergate_Old_Town_HSN | Greater_Imperial_Solar_133 | Reliability_Capacity_In_Model_Year | 0.106 | Greater_Imperial_Solar_133 | Silvergate-Old Town 230 kV constraint | Greater_Imperial_Solar | Solar | Silvergate_Old_Town_HSN | Greater_Imperial_Solar_133 | Reliability_Capacity_In_Model_Year | 0.106 | Silvergate_Old_Town_SSN | Greater_Imperial_Solar_133 | Reliability_Capacity_In_Model_Year | 0.427 | Silvergate_Old_Town_offpeak | Greater_Imperial_Solar_133 | Operational_New_Capacity_MW | 0.77
Gates_Panoche_offpeak | Southern_PGAE_Li_Battery_4hr_3 | Operational_New_Capacity_MW | -1 | Silvergate_Old_Town_HSN | Greater_Imperial_Wind_108 | Reliability_Capacity_In_Model_Year | 0.557 | Greater_Imperial_Wind_108 | Silvergate-Old Town 230 kV constraint | Greater_Imperial_Wind | Solar | Silvergate_Old_Town_HSN | Greater_Imperial_Wind_108 | Reliability_Capacity_In_Model_Year | 0.557 | Silvergate_Old_Town_SSN | Greater_Imperial_Wind_108 | Reliability_Capacity_In_Model_Year | 0.208 | Silvergate_Old_Town_offpeak | Greater_Imperial_Wind_108 | Operational_New_Capacity_MW | 0.44
Gates_Panoche_offpeak | Southern_PGAE_Li_Battery_4hr_22 | Operational_New_Capacity_MW | -1 | Smyrna _Q1984_HSN | Southern_PGAE_Flow_Battery_118 | Reliability_Capacity_In_Model_Year | 1 | Southern_PGAE_Flow_Battery_118 | Smyrna -Q1984 115kV line | CAISO_Flow_Battery_8hr_Dispatch | Solar | Smyrna _Q1984_HSN | Southern_PGAE_Flow_Battery_118 | Reliability_Capacity_In_Model_Year | 1 | Smyrna _Q1984_SSN | Southern_PGAE_Flow_Battery_118 | Reliability_Capacity_In_Model_Year | 0.5 | Smyrna _Q1984_offpeak | Southern_PGAE_Flow_Battery_118 | Operational_New_Capacity_MW | -1
Gates_Panoche_offpeak | Southern_PGAE_Li_Battery_4hr_24 | Operational_New_Capacity_MW | -1 | Smyrna _Q1984_HSN | Southern_PGAE_Flow_Battery_175 | Reliability_Capacity_In_Model_Year | 1 | Southern_PGAE_Flow_Battery_175 | Smyrna -Q1984 115kV line | CAISO_Flow_Battery_8hr_Dispatch | Solar | Smyrna _Q1984_HSN | Southern_PGAE_Flow_Battery_175 | Reliability_Capacity_In_Model_Year | 1 | Smyrna _Q1984_SSN | Southern_PGAE_Flow_Battery_175 | Reliability_Capacity_In_Model_Year | 0.5 | Smyrna _Q1984_offpeak | Southern_PGAE_Flow_Battery_175 | Operational_New_Capacity_MW | -1
Gates_Panoche_offpeak | Southern_PGAE_Li_Battery_4hr_27 | Operational_New_Capacity_MW | -1 | Smyrna _Q1984_HSN | Southern_PGAE_Li_Battery_4hr_118 | Reliability_Capacity_In_Model_Year | 1 | Southern_PGAE_Li_Battery_4hr_118 | Smyrna -Q1984 115kV line | CAISO_Li_Battery_4hr_Dispatch | Solar | Smyrna _Q1984_HSN | Southern_PGAE_Li_Battery_4hr_118 | Reliability_Capacity_In_Model_Year | 1 | Smyrna _Q1984_SSN | Southern_PGAE_Li_Battery_4hr_118 | Reliability_Capacity_In_Model_Year | 0.5 | Smyrna _Q1984_offpeak | Southern_PGAE_Li_Battery_4hr_118 | Operational_New_Capacity_MW | -1
Gates_Panoche_offpeak | Southern_PGAE_Li_Battery_4hr_33 | Operational_New_Capacity_MW | -1 | Smyrna _Q1984_HSN | Southern_PGAE_Li_Battery_4hr_175 | Reliability_Capacity_In_Model_Year | 1 | Southern_PGAE_Li_Battery_4hr_175 | Smyrna -Q1984 115kV line | CAISO_Li_Battery_4hr_Dispatch | Solar | Smyrna _Q1984_HSN | Southern_PGAE_Li_Battery_4hr_175 | Reliability_Capacity_In_Model_Year | 1 | Smyrna _Q1984_SSN | Southern_PGAE_Li_Battery_4hr_175 | Reliability_Capacity_In_Model_Year | 0.5 | Smyrna _Q1984_offpeak | Southern_PGAE_Li_Battery_4hr_175 | Operational_New_Capacity_MW | -1
Gates_Panoche_offpeak | Southern_PGAE_Li_Battery_4hr_34 | Operational_New_Capacity_MW | -1 | Smyrna _Q1984_HSN | Southern_PGAE_Li_Battery_8hr_118 | Reliability_Capacity_In_Model_Year | 1 | Southern_PGAE_Li_Battery_8hr_118 | Smyrna -Q1984 115kV line | CAISO_Li_Battery_8hr_Dispatch | Solar | Smyrna _Q1984_HSN | Southern_PGAE_Li_Battery_8hr_118 | Reliability_Capacity_In_Model_Year | 1 | Smyrna _Q1984_SSN | Southern_PGAE_Li_Battery_8hr_118 | Reliability_Capacity_In_Model_Year | 0.5 | Smyrna _Q1984_offpeak | Southern_PGAE_Li_Battery_8hr_118 | Operational_New_Capacity_MW | -1
Gates_Panoche_offpeak | Southern_PGAE_Li_Battery_4hr_39 | Operational_New_Capacity_MW | -1 | Smyrna _Q1984_HSN | Southern_PGAE_Li_Battery_8hr_175 | Reliability_Capacity_In_Model_Year | 1 | Southern_PGAE_Li_Battery_8hr_175 | Smyrna -Q1984 115kV line | CAISO_Li_Battery_8hr_Dispatch | Solar | Smyrna _Q1984_HSN | Southern_PGAE_Li_Battery_8hr_175 | Reliability_Capacity_In_Model_Year | 1 | Smyrna _Q1984_SSN | Southern_PGAE_Li_Battery_8hr_175 | Reliability_Capacity_In_Model_Year | 0.5 | Smyrna _Q1984_offpeak | Southern_PGAE_Li_Battery_8hr_175 | Operational_New_Capacity_MW | -1
Gates_Panoche_offpeak | Southern_PGAE_Li_Battery_4hr_45 | Operational_New_Capacity_MW | -1 | Smyrna _Q1984_HSN | Southern_PGAE_Solar_118 | Reliability_Capacity_In_Model_Year | 0.1 | Southern_PGAE_Solar_118 | Smyrna -Q1984 115kV line | Southern_PGAE_Solar | Solar | Smyrna _Q1984_HSN | Southern_PGAE_Solar_118 | Reliability_Capacity_In_Model_Year | 0.1 | Smyrna _Q1984_SSN | Southern_PGAE_Solar_118 | Reliability_Capacity_In_Model_Year | 0.556 | Smyrna _Q1984_offpeak | Southern_PGAE_Solar_118 | Operational_New_Capacity_MW | 0.79
Gates_Panoche_offpeak | Southern_PGAE_Li_Battery_4hr_49 | Operational_New_Capacity_MW | -1 | Smyrna _Q1984_HSN | Southern_PGAE_Solar_175 | Reliability_Capacity_In_Model_Year | 0.1 | Southern_PGAE_Solar_175 | Smyrna -Q1984 115kV line | Southern_PGAE_Solar | Solar | Smyrna _Q1984_HSN | Southern_PGAE_Solar_175 | Reliability_Capacity_In_Model_Year | 0.1 | Smyrna _Q1984_SSN | Southern_PGAE_Solar_175 | Reliability_Capacity_In_Model_Year | 0.556 | Smyrna _Q1984_offpeak | Southern_PGAE_Solar_175 | Operational_New_Capacity_MW | 0.79
Gates_Panoche_offpeak | Southern_PGAE_Li_Battery_4hr_61 | Operational_New_Capacity_MW | -1 | Sobrante_Moraga_HSN | Northern_California_Flow_Battery_73 | Reliability_Capacity_In_Model_Year | 1 | Northern_California_Flow_Battery_73 | Sobrante-Moraga 230 kV line | CAISO_Flow_Battery_8hr_Dispatch | Wind | Sobrante_Moraga_HSN | Northern_California_Flow_Battery_73 | Reliability_Capacity_In_Model_Year | 1 | Sobrante_Moraga_SSN | Northern_California_Flow_Battery_73 | Reliability_Capacity_In_Model_Year | 0.5 | Sobrante_Moraga_offpeak | Northern_California_Flow_Battery_73 | Operational_New_Capacity_MW | -1
Gates_Panoche_offpeak | Southern_PGAE_Li_Battery_4hr_93 | Operational_New_Capacity_MW | -1 | Sobrante_Moraga_HSN | Northern_California_Flow_Battery_82 | Reliability_Capacity_In_Model_Year | 1 | Northern_California_Flow_Battery_82 | Sobrante-Moraga 230 kV line | CAISO_Flow_Battery_8hr_Dispatch | Wind | Sobrante_Moraga_HSN | Northern_California_Flow_Battery_82 | Reliability_Capacity_In_Model_Year | 1 | Sobrante_Moraga_SSN | Northern_California_Flow_Battery_82 | Reliability_Capacity_In_Model_Year | 0.5 | Sobrante_Moraga_offpeak | Northern_California_Flow_Battery_82 | Operational_New_Capacity_MW | -1
Gates_Panoche_offpeak | Southern_PGAE_Li_Battery_4hr_109 | Operational_New_Capacity_MW | -1 | Sobrante_Moraga_HSN | Northern_California_Flow_Battery_113 | Reliability_Capacity_In_Model_Year | 1 | Northern_California_Flow_Battery_113 | Sobrante-Moraga 230 kV line | CAISO_Flow_Battery_8hr_Dispatch | Wind | Sobrante_Moraga_HSN | Northern_California_Flow_Battery_113 | Reliability_Capacity_In_Model_Year | 1 | Sobrante_Moraga_SSN | Northern_California_Flow_Battery_113 | Reliability_Capacity_In_Model_Year | 0.5 | Sobrante_Moraga_offpeak | Northern_California_Flow_Battery_113 | Operational_New_Capacity_MW | -1
Gates_Panoche_offpeak | Southern_PGAE_Li_Battery_8hr_3 | Operational_New_Capacity_MW | -1 | Sobrante_Moraga_HSN | Northern_California_Flow_Battery_116 | Reliability_Capacity_In_Model_Year | 1 | Northern_California_Flow_Battery_116 | Sobrante-Moraga 230 kV line | CAISO_Flow_Battery_8hr_Dispatch | Wind | Sobrante_Moraga_HSN | Northern_California_Flow_Battery_116 | Reliability_Capacity_In_Model_Year | 1 | Sobrante_Moraga_SSN | Northern_California_Flow_Battery_116 | Reliability_Capacity_In_Model_Year | 0.5 | Sobrante_Moraga_offpeak | Northern_California_Flow_Battery_116 | Operational_New_Capacity_MW | -1
Gates_Panoche_offpeak | Southern_PGAE_Li_Battery_8hr_22 | Operational_New_Capacity_MW | -1 | Sobrante_Moraga_HSN | Northern_California_Flow_Battery_127 | Reliability_Capacity_In_Model_Year | 1 | Northern_California_Flow_Battery_127 | Sobrante-Moraga 230 kV line | CAISO_Flow_Battery_8hr_Dispatch | Wind | Sobrante_Moraga_HSN | Northern_California_Flow_Battery_127 | Reliability_Capacity_In_Model_Year | 1 | Sobrante_Moraga_SSN | Northern_California_Flow_Battery_127 | Reliability_Capacity_In_Model_Year | 0.5 | Sobrante_Moraga_offpeak | Northern_California_Flow_Battery_127 | Operational_New_Capacity_MW | -1
Gates_Panoche_offpeak | Southern_PGAE_Li_Battery_8hr_24 | Operational_New_Capacity_MW | -1 | Sobrante_Moraga_HSN | Northern_California_Flow_Battery_150 | Reliability_Capacity_In_Model_Year | 1 | Northern_California_Flow_Battery_150 | Sobrante-Moraga 230 kV line | CAISO_Flow_Battery_8hr_Dispatch | Wind | Sobrante_Moraga_HSN | Northern_California_Flow_Battery_150 | Reliability_Capacity_In_Model_Year | 1 | Sobrante_Moraga_SSN | Northern_California_Flow_Battery_150 | Reliability_Capacity_In_Model_Year | 0.5 | Sobrante_Moraga_offpeak | Northern_California_Flow_Battery_150 | Operational_New_Capacity_MW | -1
Gates_Panoche_offpeak | Southern_PGAE_Li_Battery_8hr_27 | Operational_New_Capacity_MW | -1 | Sobrante_Moraga_HSN | Northern_California_Flow_Battery_155 | Reliability_Capacity_In_Model_Year | 1 | Northern_California_Flow_Battery_155 | Sobrante-Moraga 230 kV line | CAISO_Flow_Battery_8hr_Dispatch | Wind | Sobrante_Moraga_HSN | Northern_California_Flow_Battery_155 | Reliability_Capacity_In_Model_Year | 1 | Sobrante_Moraga_SSN | Northern_California_Flow_Battery_155 | Reliability_Capacity_In_Model_Year | 0.5 | Sobrante_Moraga_offpeak | Northern_California_Flow_Battery_155 | Operational_New_Capacity_MW | -1
Gates_Panoche_offpeak | Southern_PGAE_Li_Battery_8hr_33 | Operational_New_Capacity_MW | -1 | Sobrante_Moraga_HSN | Northern_California_Flow_Battery_158 | Reliability_Capacity_In_Model_Year | 1 | Northern_California_Flow_Battery_158 | Sobrante-Moraga 230 kV line | CAISO_Flow_Battery_8hr_Dispatch | Wind | Sobrante_Moraga_HSN | Northern_California_Flow_Battery_158 | Reliability_Capacity_In_Model_Year | 1 | Sobrante_Moraga_SSN | Northern_California_Flow_Battery_158 | Reliability_Capacity_In_Model_Year | 0.5 | Sobrante_Moraga_offpeak | Northern_California_Flow_Battery_158 | Operational_New_Capacity_MW | -1
Gates_Panoche_offpeak | Southern_PGAE_Li_Battery_8hr_34 | Operational_New_Capacity_MW | -1 | Sobrante_Moraga_HSN | Northern_California_Li_Battery_4hr_73 | Reliability_Capacity_In_Model_Year | 1 | Northern_California_Li_Battery_4hr_73 | Sobrante-Moraga 230 kV line | CAISO_Li_Battery_4hr_Dispatch | Wind | Sobrante_Moraga_HSN | Northern_California_Li_Battery_4hr_73 | Reliability_Capacity_In_Model_Year | 1 | Sobrante_Moraga_SSN | Northern_California_Li_Battery_4hr_73 | Reliability_Capacity_In_Model_Year | 0.5 | Sobrante_Moraga_offpeak | Northern_California_Li_Battery_4hr_73 | Operational_New_Capacity_MW | -1
Gates_Panoche_offpeak | Southern_PGAE_Li_Battery_8hr_39 | Operational_New_Capacity_MW | -1 | Sobrante_Moraga_HSN | Northern_California_Li_Battery_4hr_82 | Reliability_Capacity_In_Model_Year | 1 | Northern_California_Li_Battery_4hr_82 | Sobrante-Moraga 230 kV line | CAISO_Li_Battery_4hr_Dispatch | Wind | Sobrante_Moraga_HSN | Northern_California_Li_Battery_4hr_82 | Reliability_Capacity_In_Model_Year | 1 | Sobrante_Moraga_SSN | Northern_California_Li_Battery_4hr_82 | Reliability_Capacity_In_Model_Year | 0.5 | Sobrante_Moraga_offpeak | Northern_California_Li_Battery_4hr_82 | Operational_New_Capacity_MW | -1
Gates_Panoche_offpeak | Southern_PGAE_Li_Battery_8hr_45 | Operational_New_Capacity_MW | -1 | Sobrante_Moraga_HSN | Northern_California_Li_Battery_4hr_113 | Reliability_Capacity_In_Model_Year | 1 | Northern_California_Li_Battery_4hr_113 | Sobrante-Moraga 230 kV line | CAISO_Li_Battery_4hr_Dispatch | Wind | Sobrante_Moraga_HSN | Northern_California_Li_Battery_4hr_113 | Reliability_Capacity_In_Model_Year | 1 | Sobrante_Moraga_SSN | Northern_California_Li_Battery_4hr_113 | Reliability_Capacity_In_Model_Year | 0.5 | Sobrante_Moraga_offpeak | Northern_California_Li_Battery_4hr_113 | Operational_New_Capacity_MW | -1
Gates_Panoche_offpeak | Southern_PGAE_Li_Battery_8hr_49 | Operational_New_Capacity_MW | -1 | Sobrante_Moraga_HSN | Northern_California_Li_Battery_4hr_116 | Reliability_Capacity_In_Model_Year | 1 | Northern_California_Li_Battery_4hr_116 | Sobrante-Moraga 230 kV line | CAISO_Li_Battery_4hr_Dispatch | Wind | Sobrante_Moraga_HSN | Northern_California_Li_Battery_4hr_116 | Reliability_Capacity_In_Model_Year | 1 | Sobrante_Moraga_SSN | Northern_California_Li_Battery_4hr_116 | Reliability_Capacity_In_Model_Year | 0.5 | Sobrante_Moraga_offpeak | Northern_California_Li_Battery_4hr_116 | Operational_New_Capacity_MW | -1
Gates_Panoche_offpeak | Southern_PGAE_Li_Battery_8hr_61 | Operational_New_Capacity_MW | -1 | Sobrante_Moraga_HSN | Northern_California_Li_Battery_4hr_127 | Reliability_Capacity_In_Model_Year | 1 | Northern_California_Li_Battery_4hr_127 | Sobrante-Moraga 230 kV line | CAISO_Li_Battery_4hr_Dispatch | Wind | Sobrante_Moraga_HSN | Northern_California_Li_Battery_4hr_127 | Reliability_Capacity_In_Model_Year | 1 | Sobrante_Moraga_SSN | Northern_California_Li_Battery_4hr_127 | Reliability_Capacity_In_Model_Year | 0.5 | Sobrante_Moraga_offpeak | Northern_California_Li_Battery_4hr_127 | Operational_New_Capacity_MW | -1
Gates_Panoche_offpeak | Southern_PGAE_Li_Battery_8hr_93 | Operational_New_Capacity_MW | -1 | Sobrante_Moraga_HSN | Northern_California_Li_Battery_4hr_150 | Reliability_Capacity_In_Model_Year | 1 | Northern_California_Li_Battery_4hr_150 | Sobrante-Moraga 230 kV line | CAISO_Li_Battery_4hr_Dispatch | Wind | Sobrante_Moraga_HSN | Northern_California_Li_Battery_4hr_150 | Reliability_Capacity_In_Model_Year | 1 | Sobrante_Moraga_SSN | Northern_California_Li_Battery_4hr_150 | Reliability_Capacity_In_Model_Year | 0.5 | Sobrante_Moraga_offpeak | Northern_California_Li_Battery_4hr_150 | Operational_New_Capacity_MW | -1
Gates_Panoche_offpeak | Southern_PGAE_Li_Battery_8hr_109 | Operational_New_Capacity_MW | -1 | Sobrante_Moraga_HSN | Northern_California_Li_Battery_4hr_155 | Reliability_Capacity_In_Model_Year | 1 | Northern_California_Li_Battery_4hr_155 | Sobrante-Moraga 230 kV line | CAISO_Li_Battery_4hr_Dispatch | Wind | Sobrante_Moraga_HSN | Northern_California_Li_Battery_4hr_155 | Reliability_Capacity_In_Model_Year | 1 | Sobrante_Moraga_SSN | Northern_California_Li_Battery_4hr_155 | Reliability_Capacity_In_Model_Year | 0.5 | Sobrante_Moraga_offpeak | Northern_California_Li_Battery_4hr_155 | Operational_New_Capacity_MW | -1
Gates_Panoche_offpeak | Morro_Bay_Offshore_Wind_Asset | Operational_New_Capacity_MW | 1 | Sobrante_Moraga_HSN | Northern_California_Li_Battery_4hr_158 | Reliability_Capacity_In_Model_Year | 1 | Northern_California_Li_Battery_4hr_158 | Sobrante-Moraga 230 kV line | CAISO_Li_Battery_4hr_Dispatch | Wind | Sobrante_Moraga_HSN | Northern_California_Li_Battery_4hr_158 | Reliability_Capacity_In_Model_Year | 1 | Sobrante_Moraga_SSN | Northern_California_Li_Battery_4hr_158 | Reliability_Capacity_In_Model_Year | 0.5 | Sobrante_Moraga_offpeak | Northern_California_Li_Battery_4hr_158 | Operational_New_Capacity_MW | -1
Gates_Panoche_offpeak | Southern_PGAE_Solar_3 | Operational_New_Capacity_MW | 0.79 | Sobrante_Moraga_HSN | Northern_California_Li_Battery_8hr_73 | Reliability_Capacity_In_Model_Year | 1 | Northern_California_Li_Battery_8hr_73 | Sobrante-Moraga 230 kV line | CAISO_Li_Battery_8hr_Dispatch | Wind | Sobrante_Moraga_HSN | Northern_California_Li_Battery_8hr_73 | Reliability_Capacity_In_Model_Year | 1 | Sobrante_Moraga_SSN | Northern_California_Li_Battery_8hr_73 | Reliability_Capacity_In_Model_Year | 0.5 | Sobrante_Moraga_offpeak | Northern_California_Li_Battery_8hr_73 | Operational_New_Capacity_MW | -1
Gates_Panoche_offpeak | Southern_PGAE_Solar_22 | Operational_New_Capacity_MW | 0.79 | Sobrante_Moraga_HSN | Northern_California_Li_Battery_8hr_82 | Reliability_Capacity_In_Model_Year | 1 | Northern_California_Li_Battery_8hr_82 | Sobrante-Moraga 230 kV line | CAISO_Li_Battery_8hr_Dispatch | Wind | Sobrante_Moraga_HSN | Northern_California_Li_Battery_8hr_82 | Reliability_Capacity_In_Model_Year | 1 | Sobrante_Moraga_SSN | Northern_California_Li_Battery_8hr_82 | Reliability_Capacity_In_Model_Year | 0.5 | Sobrante_Moraga_offpeak | Northern_California_Li_Battery_8hr_82 | Operational_New_Capacity_MW | -1
Gates_Panoche_offpeak | Southern_PGAE_Solar_24 | Operational_New_Capacity_MW | 0.79 | Sobrante_Moraga_HSN | Northern_California_Li_Battery_8hr_113 | Reliability_Capacity_In_Model_Year | 1 | Northern_California_Li_Battery_8hr_113 | Sobrante-Moraga 230 kV line | CAISO_Li_Battery_8hr_Dispatch | Wind | Sobrante_Moraga_HSN | Northern_California_Li_Battery_8hr_113 | Reliability_Capacity_In_Model_Year | 1 | Sobrante_Moraga_SSN | Northern_California_Li_Battery_8hr_113 | Reliability_Capacity_In_Model_Year | 0.5 | Sobrante_Moraga_offpeak | Northern_California_Li_Battery_8hr_113 | Operational_New_Capacity_MW | -1
Gates_Panoche_offpeak | Southern_PGAE_Solar_27 | Operational_New_Capacity_MW | 0.79 | Sobrante_Moraga_HSN | Northern_California_Li_Battery_8hr_116 | Reliability_Capacity_In_Model_Year | 1 | Northern_California_Li_Battery_8hr_116 | Sobrante-Moraga 230 kV line | CAISO_Li_Battery_8hr_Dispatch | Wind | Sobrante_Moraga_HSN | Northern_California_Li_Battery_8hr_116 | Reliability_Capacity_In_Model_Year | 1 | Sobrante_Moraga_SSN | Northern_California_Li_Battery_8hr_116 | Reliability_Capacity_In_Model_Year | 0.5 | Sobrante_Moraga_offpeak | Northern_California_Li_Battery_8hr_116 | Operational_New_Capacity_MW | -1
Gates_Panoche_offpeak | Southern_PGAE_Solar_33 | Operational_New_Capacity_MW | 0.79 | Sobrante_Moraga_HSN | Northern_California_Li_Battery_8hr_127 | Reliability_Capacity_In_Model_Year | 1 | Northern_California_Li_Battery_8hr_127 | Sobrante-Moraga 230 kV line | CAISO_Li_Battery_8hr_Dispatch | Wind | Sobrante_Moraga_HSN | Northern_California_Li_Battery_8hr_127 | Reliability_Capacity_In_Model_Year | 1 | Sobrante_Moraga_SSN | Northern_California_Li_Battery_8hr_127 | Reliability_Capacity_In_Model_Year | 0.5 | Sobrante_Moraga_offpeak | Northern_California_Li_Battery_8hr_127 | Operational_New_Capacity_MW | -1
Gates_Panoche_offpeak | Southern_PGAE_Solar_34 | Operational_New_Capacity_MW | 0.79 | Sobrante_Moraga_HSN | Northern_California_Li_Battery_8hr_150 | Reliability_Capacity_In_Model_Year | 1 | Northern_California_Li_Battery_8hr_150 | Sobrante-Moraga 230 kV line | CAISO_Li_Battery_8hr_Dispatch | Wind | Sobrante_Moraga_HSN | Northern_California_Li_Battery_8hr_150 | Reliability_Capacity_In_Model_Year | 1 | Sobrante_Moraga_SSN | Northern_California_Li_Battery_8hr_150 | Reliability_Capacity_In_Model_Year | 0.5 | Sobrante_Moraga_offpeak | Northern_California_Li_Battery_8hr_150 | Operational_New_Capacity_MW | -1
Gates_Panoche_offpeak | Southern_PGAE_Solar_39 | Operational_New_Capacity_MW | 0.79 | Sobrante_Moraga_HSN | Northern_California_Li_Battery_8hr_155 | Reliability_Capacity_In_Model_Year | 1 | Northern_California_Li_Battery_8hr_155 | Sobrante-Moraga 230 kV line | CAISO_Li_Battery_8hr_Dispatch | Wind | Sobrante_Moraga_HSN | Northern_California_Li_Battery_8hr_155 | Reliability_Capacity_In_Model_Year | 1 | Sobrante_Moraga_SSN | Northern_California_Li_Battery_8hr_155 | Reliability_Capacity_In_Model_Year | 0.5 | Sobrante_Moraga_offpeak | Northern_California_Li_Battery_8hr_155 | Operational_New_Capacity_MW | -1
Gates_Panoche_offpeak | Southern_PGAE_Solar_45 | Operational_New_Capacity_MW | 0.79 | Sobrante_Moraga_HSN | Northern_California_Li_Battery_8hr_158 | Reliability_Capacity_In_Model_Year | 1 | Northern_California_Li_Battery_8hr_158 | Sobrante-Moraga 230 kV line | CAISO_Li_Battery_8hr_Dispatch | Wind | Sobrante_Moraga_HSN | Northern_California_Li_Battery_8hr_158 | Reliability_Capacity_In_Model_Year | 1 | Sobrante_Moraga_SSN | Northern_California_Li_Battery_8hr_158 | Reliability_Capacity_In_Model_Year | 0.5 | Sobrante_Moraga_offpeak | Northern_California_Li_Battery_8hr_158 | Operational_New_Capacity_MW | -1
Gates_Panoche_offpeak | Southern_PGAE_Solar_49 | Operational_New_Capacity_MW | 0.79 | Sobrante_Moraga_HSN | Northern_California_Solar_73 | Reliability_Capacity_In_Model_Year | 0.1 | Northern_California_Solar_73 | Sobrante-Moraga 230 kV line | Northern_California_Solar | Wind | Sobrante_Moraga_HSN | Northern_California_Solar_73 | Reliability_Capacity_In_Model_Year | 0.1 | Sobrante_Moraga_SSN | Northern_California_Solar_73 | Reliability_Capacity_In_Model_Year | 0.556 | Sobrante_Moraga_offpeak | Northern_California_Solar_73 | Operational_New_Capacity_MW | 0.68
Gates_Panoche_offpeak | Southern_PGAE_Solar_61 | Operational_New_Capacity_MW | 0.79 | Sobrante_Moraga_HSN | Northern_California_Solar_82 | Reliability_Capacity_In_Model_Year | 0.1 | Northern_California_Solar_82 | Sobrante-Moraga 230 kV line | Northern_California_Solar | Wind | Sobrante_Moraga_HSN | Northern_California_Solar_82 | Reliability_Capacity_In_Model_Year | 0.1 | Sobrante_Moraga_SSN | Northern_California_Solar_82 | Reliability_Capacity_In_Model_Year | 0.556 | Sobrante_Moraga_offpeak | Northern_California_Solar_82 | Operational_New_Capacity_MW | 0.68
Gates_Panoche_offpeak | Southern_PGAE_Solar_93 | Operational_New_Capacity_MW | 0.79 | Sobrante_Moraga_HSN | Northern_California_Solar_113 | Reliability_Capacity_In_Model_Year | 0.1 | Northern_California_Solar_113 | Sobrante-Moraga 230 kV line | Northern_California_Solar | Wind | Sobrante_Moraga_HSN | Northern_California_Solar_113 | Reliability_Capacity_In_Model_Year | 0.1 | Sobrante_Moraga_SSN | Northern_California_Solar_113 | Reliability_Capacity_In_Model_Year | 0.556 | Sobrante_Moraga_offpeak | Northern_California_Solar_113 | Operational_New_Capacity_MW | 0.68
Gates_Panoche_offpeak | Southern_PGAE_Solar_109 | Operational_New_Capacity_MW | 0.79 | Sobrante_Moraga_HSN | Northern_California_Solar_116 | Reliability_Capacity_In_Model_Year | 0.1 | Northern_California_Solar_116 | Sobrante-Moraga 230 kV line | Northern_California_Solar | Wind | Sobrante_Moraga_HSN | Northern_California_Solar_116 | Reliability_Capacity_In_Model_Year | 0.1 | Sobrante_Moraga_SSN | Northern_California_Solar_116 | Reliability_Capacity_In_Model_Year | 0.556 | Sobrante_Moraga_offpeak | Northern_California_Solar_116 | Operational_New_Capacity_MW | 0.68
Gates_Panoche_offpeak | Gates_Panoche_group | Operational_New_Capacity_MW | -1 | Sobrante_Moraga_HSN | Northern_California_Solar_127 | Reliability_Capacity_In_Model_Year | 0.1 | Northern_California_Solar_127 | Sobrante-Moraga 230 kV line | Northern_California_Solar | Wind | Sobrante_Moraga_HSN | Northern_California_Solar_127 | Reliability_Capacity_In_Model_Year | 0.1 | Sobrante_Moraga_SSN | Northern_California_Solar_127 | Reliability_Capacity_In_Model_Year | 0.556 | Sobrante_Moraga_offpeak | Northern_California_Solar_127 | Operational_New_Capacity_MW | 0.68
Gates_Panoche_SSN | Southern_PGAE_Flow_Battery_3 | Reliability_Capacity_In_Model_Year | 0.5 | Sobrante_Moraga_HSN | Northern_California_Solar_150 | Reliability_Capacity_In_Model_Year | 0.1 | Northern_California_Solar_150 | Sobrante-Moraga 230 kV line | Northern_California_Solar | Wind | Sobrante_Moraga_HSN | Northern_California_Solar_150 | Reliability_Capacity_In_Model_Year | 0.1 | Sobrante_Moraga_SSN | Northern_California_Solar_150 | Reliability_Capacity_In_Model_Year | 0.556 | Sobrante_Moraga_offpeak | Northern_California_Solar_150 | Operational_New_Capacity_MW | 0.68
Gates_Panoche_SSN | Southern_PGAE_Flow_Battery_22 | Reliability_Capacity_In_Model_Year | 0.5 | Sobrante_Moraga_HSN | Northern_California_Solar_155 | Reliability_Capacity_In_Model_Year | 0.1 | Northern_California_Solar_155 | Sobrante-Moraga 230 kV line | Northern_California_Solar | Wind | Sobrante_Moraga_HSN | Northern_California_Solar_155 | Reliability_Capacity_In_Model_Year | 0.1 | Sobrante_Moraga_SSN | Northern_California_Solar_155 | Reliability_Capacity_In_Model_Year | 0.556 | Sobrante_Moraga_offpeak | Northern_California_Solar_155 | Operational_New_Capacity_MW | 0.68
Gates_Panoche_SSN | Southern_PGAE_Flow_Battery_24 | Reliability_Capacity_In_Model_Year | 0.5 | Sobrante_Moraga_HSN | Northern_California_Solar_158 | Reliability_Capacity_In_Model_Year | 0.1 | Northern_California_Solar_158 | Sobrante-Moraga 230 kV line | Northern_California_Solar | Wind | Sobrante_Moraga_HSN | Northern_California_Solar_158 | Reliability_Capacity_In_Model_Year | 0.1 | Sobrante_Moraga_SSN | Northern_California_Solar_158 | Reliability_Capacity_In_Model_Year | 0.556 | Sobrante_Moraga_offpeak | Northern_California_Solar_158 | Operational_New_Capacity_MW | 0.68
Gates_Panoche_SSN | Southern_PGAE_Flow_Battery_27 | Reliability_Capacity_In_Model_Year | 0.5 | 0 | Tehachapi_Flow_Battery_101 | Reliability_Capacity_In_Model_Year | 1 | Tehachapi_Flow_Battery_101 | South of Magunden Off-Peak Constraint | CAISO_Flow_Battery_8hr_Dispatch | Solar | 0 | Tehachapi_Flow_Battery_101 | Reliability_Capacity_In_Model_Year | 1 | 0 | Tehachapi_Flow_Battery_101 | Reliability_Capacity_In_Model_Year | 0.5 | South_Magunden_Off_Peak_offpeak | Tehachapi_Flow_Battery_101 | Operational_New_Capacity_MW | -1
Gates_Panoche_SSN | Southern_PGAE_Flow_Battery_33 | Reliability_Capacity_In_Model_Year | 0.5 | 0 | Tehachapi_Li_Battery_4hr_101 | Reliability_Capacity_In_Model_Year | 1 | Tehachapi_Li_Battery_4hr_101 | South of Magunden Off-Peak Constraint | CAISO_Li_Battery_4hr_Dispatch | Solar | 0 | Tehachapi_Li_Battery_4hr_101 | Reliability_Capacity_In_Model_Year | 1 | 0 | Tehachapi_Li_Battery_4hr_101 | Reliability_Capacity_In_Model_Year | 0.5 | South_Magunden_Off_Peak_offpeak | Tehachapi_Li_Battery_4hr_101 | Operational_New_Capacity_MW | -1
Gates_Panoche_SSN | Southern_PGAE_Flow_Battery_34 | Reliability_Capacity_In_Model_Year | 0.5 | 0 | Tehachapi_Li_Battery_8hr_101 | Reliability_Capacity_In_Model_Year | 1 | Tehachapi_Li_Battery_8hr_101 | South of Magunden Off-Peak Constraint | CAISO_Li_Battery_8hr_Dispatch | Solar | 0 | Tehachapi_Li_Battery_8hr_101 | Reliability_Capacity_In_Model_Year | 1 | 0 | Tehachapi_Li_Battery_8hr_101 | Reliability_Capacity_In_Model_Year | 0.5 | South_Magunden_Off_Peak_offpeak | Tehachapi_Li_Battery_8hr_101 | Operational_New_Capacity_MW | -1
Gates_Panoche_SSN | Southern_PGAE_Flow_Battery_39 | Reliability_Capacity_In_Model_Year | 0.5 | 0 | Tehachapi_Solar_101 | Reliability_Capacity_In_Model_Year | 0.106 | Tehachapi_Solar_101 | South of Magunden Off-Peak Constraint | Tehachapi_Solar | Solar | 0 | Tehachapi_Solar_101 | Reliability_Capacity_In_Model_Year | 0.106 | 0 | Tehachapi_Solar_101 | Reliability_Capacity_In_Model_Year | 0.427 | South_Magunden_Off_Peak_offpeak | Tehachapi_Solar_101 | Operational_New_Capacity_MW | 0.77
Gates_Panoche_SSN | Southern_PGAE_Flow_Battery_45 | Reliability_Capacity_In_Model_Year | 0.5 | South_Magunden_On_Peak_HSN | Tehachapi_Flow_Battery_28 | Reliability_Capacity_In_Model_Year | 1 | Tehachapi_Flow_Battery_28 | South of Magunden On-Peak Constraint | CAISO_Flow_Battery_8hr_Dispatch | Solar | South_Magunden_On_Peak_HSN | Tehachapi_Flow_Battery_28 | Reliability_Capacity_In_Model_Year | 1 | South_Magunden_On_Peak_SSN | Tehachapi_Flow_Battery_28 | Reliability_Capacity_In_Model_Year | 0.5 | 0 | Tehachapi_Flow_Battery_28 | Operational_New_Capacity_MW | -1
Gates_Panoche_SSN | Southern_PGAE_Flow_Battery_49 | Reliability_Capacity_In_Model_Year | 0.5 | South_Magunden_On_Peak_HSN | Greater_LA_Flow_Battery_58 | Reliability_Capacity_In_Model_Year | 1 | Greater_LA_Flow_Battery_58 | South of Magunden On-Peak Constraint | CAISO_Flow_Battery_8hr_Dispatch | Solar | South_Magunden_On_Peak_HSN | Greater_LA_Flow_Battery_58 | Reliability_Capacity_In_Model_Year | 1 | South_Magunden_On_Peak_SSN | Greater_LA_Flow_Battery_58 | Reliability_Capacity_In_Model_Year | 0.5 | 0 | Greater_LA_Flow_Battery_58 | Operational_New_Capacity_MW | -1
Gates_Panoche_SSN | Southern_PGAE_Flow_Battery_61 | Reliability_Capacity_In_Model_Year | 0.5 | South_Magunden_On_Peak_HSN | Tehachapi_Flow_Battery_78 | Reliability_Capacity_In_Model_Year | 1 | Tehachapi_Flow_Battery_78 | South of Magunden On-Peak Constraint | CAISO_Flow_Battery_8hr_Dispatch | Solar | South_Magunden_On_Peak_HSN | Tehachapi_Flow_Battery_78 | Reliability_Capacity_In_Model_Year | 1 | South_Magunden_On_Peak_SSN | Tehachapi_Flow_Battery_78 | Reliability_Capacity_In_Model_Year | 0.5 | 0 | Tehachapi_Flow_Battery_78 | Operational_New_Capacity_MW | -1
Gates_Panoche_SSN | Southern_PGAE_Flow_Battery_93 | Reliability_Capacity_In_Model_Year | 0.5 | South_Magunden_On_Peak_HSN | Tehachapi_Flow_Battery_101 | Reliability_Capacity_In_Model_Year | 1 | Tehachapi_Flow_Battery_101 | South of Magunden On-Peak Constraint | CAISO_Flow_Battery_8hr_Dispatch | Solar | South_Magunden_On_Peak_HSN | Tehachapi_Flow_Battery_101 | Reliability_Capacity_In_Model_Year | 1 | South_Magunden_On_Peak_SSN | Tehachapi_Flow_Battery_101 | Reliability_Capacity_In_Model_Year | 0.5 | 0 | Tehachapi_Flow_Battery_101 | Operational_New_Capacity_MW | -1
Gates_Panoche_SSN | Southern_PGAE_Flow_Battery_109 | Reliability_Capacity_In_Model_Year | 0.5 | South_Magunden_On_Peak_HSN | Tehachapi_Li_Battery_4hr_28 | Reliability_Capacity_In_Model_Year | 1 | Tehachapi_Li_Battery_4hr_28 | South of Magunden On-Peak Constraint | CAISO_Li_Battery_4hr_Dispatch | Solar | South_Magunden_On_Peak_HSN | Tehachapi_Li_Battery_4hr_28 | Reliability_Capacity_In_Model_Year | 1 | South_Magunden_On_Peak_SSN | Tehachapi_Li_Battery_4hr_28 | Reliability_Capacity_In_Model_Year | 0.5 | 0 | Tehachapi_Li_Battery_4hr_28 | Operational_New_Capacity_MW | -1
Gates_Panoche_SSN | Southern_PGAE_Li_Battery_4hr_3 | Reliability_Capacity_In_Model_Year | 0.5 | South_Magunden_On_Peak_HSN | Greater_LA_Li_Battery_4hr_58 | Reliability_Capacity_In_Model_Year | 1 | Greater_LA_Li_Battery_4hr_58 | South of Magunden On-Peak Constraint | CAISO_Li_Battery_4hr_Dispatch | Solar | South_Magunden_On_Peak_HSN | Greater_LA_Li_Battery_4hr_58 | Reliability_Capacity_In_Model_Year | 1 | South_Magunden_On_Peak_SSN | Greater_LA_Li_Battery_4hr_58 | Reliability_Capacity_In_Model_Year | 0.5 | 0 | Greater_LA_Li_Battery_4hr_58 | Operational_New_Capacity_MW | -1
Gates_Panoche_SSN | Southern_PGAE_Li_Battery_4hr_22 | Reliability_Capacity_In_Model_Year | 0.5 | South_Magunden_On_Peak_HSN | Tehachapi_Li_Battery_4hr_78 | Reliability_Capacity_In_Model_Year | 1 | Tehachapi_Li_Battery_4hr_78 | South of Magunden On-Peak Constraint | CAISO_Li_Battery_4hr_Dispatch | Solar | South_Magunden_On_Peak_HSN | Tehachapi_Li_Battery_4hr_78 | Reliability_Capacity_In_Model_Year | 1 | South_Magunden_On_Peak_SSN | Tehachapi_Li_Battery_4hr_78 | Reliability_Capacity_In_Model_Year | 0.5 | 0 | Tehachapi_Li_Battery_4hr_78 | Operational_New_Capacity_MW | -1
Gates_Panoche_SSN | Southern_PGAE_Li_Battery_4hr_24 | Reliability_Capacity_In_Model_Year | 0.5 | South_Magunden_On_Peak_HSN | Tehachapi_Li_Battery_4hr_101 | Reliability_Capacity_In_Model_Year | 1 | Tehachapi_Li_Battery_4hr_101 | South of Magunden On-Peak Constraint | CAISO_Li_Battery_4hr_Dispatch | Solar | South_Magunden_On_Peak_HSN | Tehachapi_Li_Battery_4hr_101 | Reliability_Capacity_In_Model_Year | 1 | South_Magunden_On_Peak_SSN | Tehachapi_Li_Battery_4hr_101 | Reliability_Capacity_In_Model_Year | 0.5 | 0 | Tehachapi_Li_Battery_4hr_101 | Operational_New_Capacity_MW | -1
Gates_Panoche_SSN | Southern_PGAE_Li_Battery_4hr_27 | Reliability_Capacity_In_Model_Year | 0.5 | South_Magunden_On_Peak_HSN | Tehachapi_Li_Battery_8hr_28 | Reliability_Capacity_In_Model_Year | 1 | Tehachapi_Li_Battery_8hr_28 | South of Magunden On-Peak Constraint | CAISO_Li_Battery_8hr_Dispatch | Solar | South_Magunden_On_Peak_HSN | Tehachapi_Li_Battery_8hr_28 | Reliability_Capacity_In_Model_Year | 1 | South_Magunden_On_Peak_SSN | Tehachapi_Li_Battery_8hr_28 | Reliability_Capacity_In_Model_Year | 0.5 | 0 | Tehachapi_Li_Battery_8hr_28 | Operational_New_Capacity_MW | -1
Gates_Panoche_SSN | Southern_PGAE_Li_Battery_4hr_33 | Reliability_Capacity_In_Model_Year | 0.5 | South_Magunden_On_Peak_HSN | Greater_LA_Li_Battery_8hr_58 | Reliability_Capacity_In_Model_Year | 1 | Greater_LA_Li_Battery_8hr_58 | South of Magunden On-Peak Constraint | CAISO_Li_Battery_8hr_Dispatch | Solar | South_Magunden_On_Peak_HSN | Greater_LA_Li_Battery_8hr_58 | Reliability_Capacity_In_Model_Year | 1 | South_Magunden_On_Peak_SSN | Greater_LA_Li_Battery_8hr_58 | Reliability_Capacity_In_Model_Year | 0.5 | 0 | Greater_LA_Li_Battery_8hr_58 | Operational_New_Capacity_MW | -1
Gates_Panoche_SSN | Southern_PGAE_Li_Battery_4hr_34 | Reliability_Capacity_In_Model_Year | 0.5 | South_Magunden_On_Peak_HSN | Tehachapi_Li_Battery_8hr_78 | Reliability_Capacity_In_Model_Year | 1 | Tehachapi_Li_Battery_8hr_78 | South of Magunden On-Peak Constraint | CAISO_Li_Battery_8hr_Dispatch | Solar | South_Magunden_On_Peak_HSN | Tehachapi_Li_Battery_8hr_78 | Reliability_Capacity_In_Model_Year | 1 | South_Magunden_On_Peak_SSN | Tehachapi_Li_Battery_8hr_78 | Reliability_Capacity_In_Model_Year | 0.5 | 0 | Tehachapi_Li_Battery_8hr_78 | Operational_New_Capacity_MW | -1
Gates_Panoche_SSN | Southern_PGAE_Li_Battery_4hr_39 | Reliability_Capacity_In_Model_Year | 0.5 | South_Magunden_On_Peak_HSN | Tehachapi_Li_Battery_8hr_101 | Reliability_Capacity_In_Model_Year | 1 | Tehachapi_Li_Battery_8hr_101 | South of Magunden On-Peak Constraint | CAISO_Li_Battery_8hr_Dispatch | Solar | South_Magunden_On_Peak_HSN | Tehachapi_Li_Battery_8hr_101 | Reliability_Capacity_In_Model_Year | 1 | South_Magunden_On_Peak_SSN | Tehachapi_Li_Battery_8hr_101 | Reliability_Capacity_In_Model_Year | 0.5 | 0 | Tehachapi_Li_Battery_8hr_101 | Operational_New_Capacity_MW | -1
Gates_Panoche_SSN | Southern_PGAE_Li_Battery_4hr_45 | Reliability_Capacity_In_Model_Year | 0.5 | South_Magunden_On_Peak_HSN | Greater_LA_Solar_58 | Reliability_Capacity_In_Model_Year | 0.106 | Greater_LA_Solar_58 | South of Magunden On-Peak Constraint | Greater_LA_Solar | Solar | South_Magunden_On_Peak_HSN | Greater_LA_Solar_58 | Reliability_Capacity_In_Model_Year | 0.106 | South_Magunden_On_Peak_SSN | Greater_LA_Solar_58 | Reliability_Capacity_In_Model_Year | 0.427 | 0 | Greater_LA_Solar_58 | Operational_New_Capacity_MW | 0.77
Gates_Panoche_SSN | Southern_PGAE_Li_Battery_4hr_49 | Reliability_Capacity_In_Model_Year | 0.5 | South_Magunden_On_Peak_HSN | Tehachapi_Solar_28 | Reliability_Capacity_In_Model_Year | 0.106 | Tehachapi_Solar_28 | South of Magunden On-Peak Constraint | Tehachapi_Solar | Solar | South_Magunden_On_Peak_HSN | Tehachapi_Solar_28 | Reliability_Capacity_In_Model_Year | 0.106 | South_Magunden_On_Peak_SSN | Tehachapi_Solar_28 | Reliability_Capacity_In_Model_Year | 0.427 | 0 | Tehachapi_Solar_28 | Operational_New_Capacity_MW | 0.77
Gates_Panoche_SSN | Southern_PGAE_Li_Battery_4hr_61 | Reliability_Capacity_In_Model_Year | 0.5 | South_Magunden_On_Peak_HSN | Tehachapi_Solar_78 | Reliability_Capacity_In_Model_Year | 0.106 | Tehachapi_Solar_78 | South of Magunden On-Peak Constraint | Tehachapi_Solar | Solar | South_Magunden_On_Peak_HSN | Tehachapi_Solar_78 | Reliability_Capacity_In_Model_Year | 0.106 | South_Magunden_On_Peak_SSN | Tehachapi_Solar_78 | Reliability_Capacity_In_Model_Year | 0.427 | 0 | Tehachapi_Solar_78 | Operational_New_Capacity_MW | 0.77
Gates_Panoche_SSN | Southern_PGAE_Li_Battery_4hr_93 | Reliability_Capacity_In_Model_Year | 0.5 | South_Magunden_On_Peak_HSN | Tehachapi_Solar_101 | Reliability_Capacity_In_Model_Year | 0.106 | Tehachapi_Solar_101 | South of Magunden On-Peak Constraint | Tehachapi_Solar | Solar | South_Magunden_On_Peak_HSN | Tehachapi_Solar_101 | Reliability_Capacity_In_Model_Year | 0.106 | South_Magunden_On_Peak_SSN | Tehachapi_Solar_101 | Reliability_Capacity_In_Model_Year | 0.427 | 0 | Tehachapi_Solar_101 | Operational_New_Capacity_MW | 0.77
Gates_Panoche_SSN | Southern_PGAE_Li_Battery_4hr_109 | Reliability_Capacity_In_Model_Year | 0.5 | Talega_230_HSN | Riverside_Flow_Battery_129 | Reliability_Capacity_In_Model_Year | 1 | Riverside_Flow_Battery_129 | Talega 230 kV constraint | CAISO_Flow_Battery_8hr_Dispatch | Solar | Talega_230_HSN | Riverside_Flow_Battery_129 | Reliability_Capacity_In_Model_Year | 1 | Talega_230_SSN | Riverside_Flow_Battery_129 | Reliability_Capacity_In_Model_Year | 0.5 | Talega_230_offpeak | Riverside_Flow_Battery_129 | Operational_New_Capacity_MW | -1
Gates_Panoche_SSN | Southern_PGAE_Li_Battery_8hr_3 | Reliability_Capacity_In_Model_Year | 0.5 | Talega_230_HSN | Riverside_Li_Battery_4hr_129 | Reliability_Capacity_In_Model_Year | 1 | Riverside_Li_Battery_4hr_129 | Talega 230 kV constraint | CAISO_Li_Battery_4hr_Dispatch | Solar | Talega_230_HSN | Riverside_Li_Battery_4hr_129 | Reliability_Capacity_In_Model_Year | 1 | Talega_230_SSN | Riverside_Li_Battery_4hr_129 | Reliability_Capacity_In_Model_Year | 0.5 | Talega_230_offpeak | Riverside_Li_Battery_4hr_129 | Operational_New_Capacity_MW | -1
Gates_Panoche_SSN | Southern_PGAE_Li_Battery_8hr_22 | Reliability_Capacity_In_Model_Year | 0.5 | Talega_230_HSN | Riverside_Li_Battery_8hr_129 | Reliability_Capacity_In_Model_Year | 1 | Riverside_Li_Battery_8hr_129 | Talega 230 kV constraint | CAISO_Li_Battery_8hr_Dispatch | Solar | Talega_230_HSN | Riverside_Li_Battery_8hr_129 | Reliability_Capacity_In_Model_Year | 1 | Talega_230_SSN | Riverside_Li_Battery_8hr_129 | Reliability_Capacity_In_Model_Year | 0.5 | Talega_230_offpeak | Riverside_Li_Battery_8hr_129 | Operational_New_Capacity_MW | -1
Gates_Panoche_SSN | Southern_PGAE_Li_Battery_8hr_24 | Reliability_Capacity_In_Model_Year | 0.5 | Talega_230_HSN | San_Diego_Pumped_Storage_119 | Reliability_Capacity_In_Model_Year | 1 | San_Diego_Pumped_Storage_119 | Talega 230 kV constraint | CAISO_New_Pumped_Storage_12hr | Solar | Talega_230_HSN | San_Diego_Pumped_Storage_119 | Reliability_Capacity_In_Model_Year | 1 | Talega_230_SSN | San_Diego_Pumped_Storage_119 | Reliability_Capacity_In_Model_Year | 0.5 | Talega_230_offpeak | San_Diego_Pumped_Storage_119 | Operational_New_Capacity_MW | -1
Gates_Panoche_SSN | Southern_PGAE_Li_Battery_8hr_27 | Reliability_Capacity_In_Model_Year | 0.5 | Talega_230_HSN | Riverside_Solar_129 | Reliability_Capacity_In_Model_Year | 0.106 | Riverside_Solar_129 | Talega 230 kV constraint | Riverside_Solar | Solar | Talega_230_HSN | Riverside_Solar_129 | Reliability_Capacity_In_Model_Year | 0.106 | Talega_230_SSN | Riverside_Solar_129 | Reliability_Capacity_In_Model_Year | 0.427 | Talega_230_offpeak | Riverside_Solar_129 | Operational_New_Capacity_MW | 0.77
Gates_Panoche_SSN | Southern_PGAE_Li_Battery_8hr_33 | Reliability_Capacity_In_Model_Year | 0.5 | Tesla_Bellota_HSN | Northern_California_Flow_Battery_41 | Reliability_Capacity_In_Model_Year | 1 | Northern_California_Flow_Battery_41 | Tesla-Bellota 230 kV line | CAISO_Flow_Battery_8hr_Dispatch | Wind | Tesla_Bellota_HSN | Northern_California_Flow_Battery_41 | Reliability_Capacity_In_Model_Year | 1 | Tesla_Bellota_SSN | Northern_California_Flow_Battery_41 | Reliability_Capacity_In_Model_Year | 0.5 | Tesla_Bellota_offpeak | Northern_California_Flow_Battery_41 | Operational_New_Capacity_MW | -1
Gates_Panoche_SSN | Southern_PGAE_Li_Battery_8hr_34 | Reliability_Capacity_In_Model_Year | 0.5 | Tesla_Bellota_HSN | Northern_California_Flow_Battery_57 | Reliability_Capacity_In_Model_Year | 1 | Northern_California_Flow_Battery_57 | Tesla-Bellota 230 kV line | CAISO_Flow_Battery_8hr_Dispatch | Wind | Tesla_Bellota_HSN | Northern_California_Flow_Battery_57 | Reliability_Capacity_In_Model_Year | 1 | Tesla_Bellota_SSN | Northern_California_Flow_Battery_57 | Reliability_Capacity_In_Model_Year | 0.5 | Tesla_Bellota_offpeak | Northern_California_Flow_Battery_57 | Operational_New_Capacity_MW | -1
Gates_Panoche_SSN | Southern_PGAE_Li_Battery_8hr_39 | Reliability_Capacity_In_Model_Year | 0.5 | Tesla_Bellota_HSN | Northern_California_Flow_Battery_68 | Reliability_Capacity_In_Model_Year | 1 | Northern_California_Flow_Battery_68 | Tesla-Bellota 230 kV line | CAISO_Flow_Battery_8hr_Dispatch | Wind | Tesla_Bellota_HSN | Northern_California_Flow_Battery_68 | Reliability_Capacity_In_Model_Year | 1 | Tesla_Bellota_SSN | Northern_California_Flow_Battery_68 | Reliability_Capacity_In_Model_Year | 0.5 | Tesla_Bellota_offpeak | Northern_California_Flow_Battery_68 | Operational_New_Capacity_MW | -1
Gates_Panoche_SSN | Southern_PGAE_Li_Battery_8hr_45 | Reliability_Capacity_In_Model_Year | 0.5 | Tesla_Bellota_HSN | Northern_California_Flow_Battery_73 | Reliability_Capacity_In_Model_Year | 1 | Northern_California_Flow_Battery_73 | Tesla-Bellota 230 kV line | CAISO_Flow_Battery_8hr_Dispatch | Wind | Tesla_Bellota_HSN | Northern_California_Flow_Battery_73 | Reliability_Capacity_In_Model_Year | 1 | Tesla_Bellota_SSN | Northern_California_Flow_Battery_73 | Reliability_Capacity_In_Model_Year | 0.5 | Tesla_Bellota_offpeak | Northern_California_Flow_Battery_73 | Operational_New_Capacity_MW | -1
Gates_Panoche_SSN | Southern_PGAE_Li_Battery_8hr_49 | Reliability_Capacity_In_Model_Year | 0.5 | Tesla_Bellota_HSN | Northern_California_Flow_Battery_76 | Reliability_Capacity_In_Model_Year | 1 | Northern_California_Flow_Battery_76 | Tesla-Bellota 230 kV line | CAISO_Flow_Battery_8hr_Dispatch | Wind | Tesla_Bellota_HSN | Northern_California_Flow_Battery_76 | Reliability_Capacity_In_Model_Year | 1 | Tesla_Bellota_SSN | Northern_California_Flow_Battery_76 | Reliability_Capacity_In_Model_Year | 0.5 | Tesla_Bellota_offpeak | Northern_California_Flow_Battery_76 | Operational_New_Capacity_MW | -1
Gates_Panoche_SSN | Southern_PGAE_Li_Battery_8hr_61 | Reliability_Capacity_In_Model_Year | 0.5 | Tesla_Bellota_HSN | Northern_California_Flow_Battery_82 | Reliability_Capacity_In_Model_Year | 1 | Northern_California_Flow_Battery_82 | Tesla-Bellota 230 kV line | CAISO_Flow_Battery_8hr_Dispatch | Wind | Tesla_Bellota_HSN | Northern_California_Flow_Battery_82 | Reliability_Capacity_In_Model_Year | 1 | Tesla_Bellota_SSN | Northern_California_Flow_Battery_82 | Reliability_Capacity_In_Model_Year | 0.5 | Tesla_Bellota_offpeak | Northern_California_Flow_Battery_82 | Operational_New_Capacity_MW | -1
Gates_Panoche_SSN | Southern_PGAE_Li_Battery_8hr_93 | Reliability_Capacity_In_Model_Year | 0.5 | Tesla_Bellota_HSN | Northern_California_Flow_Battery_92 | Reliability_Capacity_In_Model_Year | 1 | Northern_California_Flow_Battery_92 | Tesla-Bellota 230 kV line | CAISO_Flow_Battery_8hr_Dispatch | Wind | Tesla_Bellota_HSN | Northern_California_Flow_Battery_92 | Reliability_Capacity_In_Model_Year | 1 | Tesla_Bellota_SSN | Northern_California_Flow_Battery_92 | Reliability_Capacity_In_Model_Year | 0.5 | Tesla_Bellota_offpeak | Northern_California_Flow_Battery_92 | Operational_New_Capacity_MW | -1
Gates_Panoche_SSN | Southern_PGAE_Li_Battery_8hr_109 | Reliability_Capacity_In_Model_Year | 0.5 | Tesla_Bellota_HSN | Southern_PGAE_Flow_Battery_95 | Reliability_Capacity_In_Model_Year | 1 | Southern_PGAE_Flow_Battery_95 | Tesla-Bellota 230 kV line | CAISO_Flow_Battery_8hr_Dispatch | Wind | Tesla_Bellota_HSN | Southern_PGAE_Flow_Battery_95 | Reliability_Capacity_In_Model_Year | 1 | Tesla_Bellota_SSN | Southern_PGAE_Flow_Battery_95 | Reliability_Capacity_In_Model_Year | 0.5 | Tesla_Bellota_offpeak | Southern_PGAE_Flow_Battery_95 | Operational_New_Capacity_MW | -1
Gates_Panoche_SSN | Morro_Bay_Offshore_Wind_Asset | Reliability_Capacity_In_Model_Year | 0.49 | Tesla_Bellota_HSN | Northern_California_Flow_Battery_96 | Reliability_Capacity_In_Model_Year | 1 | Northern_California_Flow_Battery_96 | Tesla-Bellota 230 kV line | CAISO_Flow_Battery_8hr_Dispatch | Wind | Tesla_Bellota_HSN | Northern_California_Flow_Battery_96 | Reliability_Capacity_In_Model_Year | 1 | Tesla_Bellota_SSN | Northern_California_Flow_Battery_96 | Reliability_Capacity_In_Model_Year | 0.5 | Tesla_Bellota_offpeak | Northern_California_Flow_Battery_96 | Operational_New_Capacity_MW | -1
Gates_Panoche_SSN | Southern_PGAE_Solar_3 | Reliability_Capacity_In_Model_Year | 0.556 | Tesla_Bellota_HSN | Southern_PGAE_Flow_Battery_99 | Reliability_Capacity_In_Model_Year | 1 | Southern_PGAE_Flow_Battery_99 | Tesla-Bellota 230 kV line | CAISO_Flow_Battery_8hr_Dispatch | Wind | Tesla_Bellota_HSN | Southern_PGAE_Flow_Battery_99 | Reliability_Capacity_In_Model_Year | 1 | Tesla_Bellota_SSN | Southern_PGAE_Flow_Battery_99 | Reliability_Capacity_In_Model_Year | 0.5 | Tesla_Bellota_offpeak | Southern_PGAE_Flow_Battery_99 | Operational_New_Capacity_MW | -1
Gates_Panoche_SSN | Southern_PGAE_Solar_22 | Reliability_Capacity_In_Model_Year | 0.556 | Tesla_Bellota_HSN | Southern_PGAE_Flow_Battery_111 | Reliability_Capacity_In_Model_Year | 1 | Southern_PGAE_Flow_Battery_111 | Tesla-Bellota 230 kV line | CAISO_Flow_Battery_8hr_Dispatch | Wind | Tesla_Bellota_HSN | Southern_PGAE_Flow_Battery_111 | Reliability_Capacity_In_Model_Year | 1 | Tesla_Bellota_SSN | Southern_PGAE_Flow_Battery_111 | Reliability_Capacity_In_Model_Year | 0.5 | Tesla_Bellota_offpeak | Southern_PGAE_Flow_Battery_111 | Operational_New_Capacity_MW | -1
Gates_Panoche_SSN | Southern_PGAE_Solar_24 | Reliability_Capacity_In_Model_Year | 0.556 | Tesla_Bellota_HSN | Northern_California_Flow_Battery_112 | Reliability_Capacity_In_Model_Year | 1 | Northern_California_Flow_Battery_112 | Tesla-Bellota 230 kV line | CAISO_Flow_Battery_8hr_Dispatch | Wind | Tesla_Bellota_HSN | Northern_California_Flow_Battery_112 | Reliability_Capacity_In_Model_Year | 1 | Tesla_Bellota_SSN | Northern_California_Flow_Battery_112 | Reliability_Capacity_In_Model_Year | 0.5 | Tesla_Bellota_offpeak | Northern_California_Flow_Battery_112 | Operational_New_Capacity_MW | -1
Gates_Panoche_SSN | Southern_PGAE_Solar_27 | Reliability_Capacity_In_Model_Year | 0.556 | Tesla_Bellota_HSN | Northern_California_Flow_Battery_113 | Reliability_Capacity_In_Model_Year | 1 | Northern_California_Flow_Battery_113 | Tesla-Bellota 230 kV line | CAISO_Flow_Battery_8hr_Dispatch | Wind | Tesla_Bellota_HSN | Northern_California_Flow_Battery_113 | Reliability_Capacity_In_Model_Year | 1 | Tesla_Bellota_SSN | Northern_California_Flow_Battery_113 | Reliability_Capacity_In_Model_Year | 0.5 | Tesla_Bellota_offpeak | Northern_California_Flow_Battery_113 | Operational_New_Capacity_MW | -1
Gates_Panoche_SSN | Southern_PGAE_Solar_33 | Reliability_Capacity_In_Model_Year | 0.556 | Tesla_Bellota_HSN | Northern_California_Flow_Battery_114 | Reliability_Capacity_In_Model_Year | 1 | Northern_California_Flow_Battery_114 | Tesla-Bellota 230 kV line | CAISO_Flow_Battery_8hr_Dispatch | Wind | Tesla_Bellota_HSN | Northern_California_Flow_Battery_114 | Reliability_Capacity_In_Model_Year | 1 | Tesla_Bellota_SSN | Northern_California_Flow_Battery_114 | Reliability_Capacity_In_Model_Year | 0.5 | Tesla_Bellota_offpeak | Northern_California_Flow_Battery_114 | Operational_New_Capacity_MW | -1
Gates_Panoche_SSN | Southern_PGAE_Solar_34 | Reliability_Capacity_In_Model_Year | 0.556 | Tesla_Bellota_HSN | Northern_California_Flow_Battery_116 | Reliability_Capacity_In_Model_Year | 1 | Northern_California_Flow_Battery_116 | Tesla-Bellota 230 kV line | CAISO_Flow_Battery_8hr_Dispatch | Wind | Tesla_Bellota_HSN | Northern_California_Flow_Battery_116 | Reliability_Capacity_In_Model_Year | 1 | Tesla_Bellota_SSN | Northern_California_Flow_Battery_116 | Reliability_Capacity_In_Model_Year | 0.5 | Tesla_Bellota_offpeak | Northern_California_Flow_Battery_116 | Operational_New_Capacity_MW | -1
Gates_Panoche_SSN | Southern_PGAE_Solar_39 | Reliability_Capacity_In_Model_Year | 0.556 | Tesla_Bellota_HSN | Northern_California_Flow_Battery_122 | Reliability_Capacity_In_Model_Year | 1 | Northern_California_Flow_Battery_122 | Tesla-Bellota 230 kV line | CAISO_Flow_Battery_8hr_Dispatch | Wind | Tesla_Bellota_HSN | Northern_California_Flow_Battery_122 | Reliability_Capacity_In_Model_Year | 1 | Tesla_Bellota_SSN | Northern_California_Flow_Battery_122 | Reliability_Capacity_In_Model_Year | 0.5 | Tesla_Bellota_offpeak | Northern_California_Flow_Battery_122 | Operational_New_Capacity_MW | -1
Gates_Panoche_SSN | Southern_PGAE_Solar_45 | Reliability_Capacity_In_Model_Year | 0.556 | Tesla_Bellota_HSN | Southern_PGAE_Flow_Battery_124 | Reliability_Capacity_In_Model_Year | 1 | Southern_PGAE_Flow_Battery_124 | Tesla-Bellota 230 kV line | CAISO_Flow_Battery_8hr_Dispatch | Wind | Tesla_Bellota_HSN | Southern_PGAE_Flow_Battery_124 | Reliability_Capacity_In_Model_Year | 1 | Tesla_Bellota_SSN | Southern_PGAE_Flow_Battery_124 | Reliability_Capacity_In_Model_Year | 0.5 | Tesla_Bellota_offpeak | Southern_PGAE_Flow_Battery_124 | Operational_New_Capacity_MW | -1
Gates_Panoche_SSN | Southern_PGAE_Solar_49 | Reliability_Capacity_In_Model_Year | 0.556 | Tesla_Bellota_HSN | Northern_California_Flow_Battery_126 | Reliability_Capacity_In_Model_Year | 1 | Northern_California_Flow_Battery_126 | Tesla-Bellota 230 kV line | CAISO_Flow_Battery_8hr_Dispatch | Wind | Tesla_Bellota_HSN | Northern_California_Flow_Battery_126 | Reliability_Capacity_In_Model_Year | 1 | Tesla_Bellota_SSN | Northern_California_Flow_Battery_126 | Reliability_Capacity_In_Model_Year | 0.5 | Tesla_Bellota_offpeak | Northern_California_Flow_Battery_126 | Operational_New_Capacity_MW | -1
Gates_Panoche_SSN | Southern_PGAE_Solar_61 | Reliability_Capacity_In_Model_Year | 0.556 | Tesla_Bellota_HSN | Northern_California_Flow_Battery_135 | Reliability_Capacity_In_Model_Year | 1 | Northern_California_Flow_Battery_135 | Tesla-Bellota 230 kV line | CAISO_Flow_Battery_8hr_Dispatch | Wind | Tesla_Bellota_HSN | Northern_California_Flow_Battery_135 | Reliability_Capacity_In_Model_Year | 1 | Tesla_Bellota_SSN | Northern_California_Flow_Battery_135 | Reliability_Capacity_In_Model_Year | 0.5 | Tesla_Bellota_offpeak | Northern_California_Flow_Battery_135 | Operational_New_Capacity_MW | -1
Gates_Panoche_SSN | Southern_PGAE_Solar_93 | Reliability_Capacity_In_Model_Year | 0.556 | Tesla_Bellota_HSN | Northern_California_Flow_Battery_138 | Reliability_Capacity_In_Model_Year | 1 | Northern_California_Flow_Battery_138 | Tesla-Bellota 230 kV line | CAISO_Flow_Battery_8hr_Dispatch | Wind | Tesla_Bellota_HSN | Northern_California_Flow_Battery_138 | Reliability_Capacity_In_Model_Year | 1 | Tesla_Bellota_SSN | Northern_California_Flow_Battery_138 | Reliability_Capacity_In_Model_Year | 0.5 | Tesla_Bellota_offpeak | Northern_California_Flow_Battery_138 | Operational_New_Capacity_MW | -1
Gates_Panoche_SSN | Southern_PGAE_Solar_109 | Reliability_Capacity_In_Model_Year | 0.556 | Tesla_Bellota_HSN | Southern_PGAE_Flow_Battery_139 | Reliability_Capacity_In_Model_Year | 1 | Southern_PGAE_Flow_Battery_139 | Tesla-Bellota 230 kV line | CAISO_Flow_Battery_8hr_Dispatch | Wind | Tesla_Bellota_HSN | Southern_PGAE_Flow_Battery_139 | Reliability_Capacity_In_Model_Year | 1 | Tesla_Bellota_SSN | Southern_PGAE_Flow_Battery_139 | Reliability_Capacity_In_Model_Year | 0.5 | Tesla_Bellota_offpeak | Southern_PGAE_Flow_Battery_139 | Operational_New_Capacity_MW | -1
Gates_Panoche_SSN | Gates_Panoche_group | Operational_New_Capacity_MW | -1 | Tesla_Bellota_HSN | Northern_California_Flow_Battery_141 | Reliability_Capacity_In_Model_Year | 1 | Northern_California_Flow_Battery_141 | Tesla-Bellota 230 kV line | CAISO_Flow_Battery_8hr_Dispatch | Wind | Tesla_Bellota_HSN | Northern_California_Flow_Battery_141 | Reliability_Capacity_In_Model_Year | 1 | Tesla_Bellota_SSN | Northern_California_Flow_Battery_141 | Reliability_Capacity_In_Model_Year | 0.5 | Tesla_Bellota_offpeak | Northern_California_Flow_Battery_141 | Operational_New_Capacity_MW | -1
Gates_TB_11_HSN | Southern_PGAE_Flow_Battery_8 | Reliability_Capacity_In_Model_Year | 1 | Tesla_Bellota_HSN | Northern_California_Flow_Battery_144 | Reliability_Capacity_In_Model_Year | 1 | Northern_California_Flow_Battery_144 | Tesla-Bellota 230 kV line | CAISO_Flow_Battery_8hr_Dispatch | Wind | Tesla_Bellota_HSN | Northern_California_Flow_Battery_144 | Reliability_Capacity_In_Model_Year | 1 | Tesla_Bellota_SSN | Northern_California_Flow_Battery_144 | Reliability_Capacity_In_Model_Year | 0.5 | Tesla_Bellota_offpeak | Northern_California_Flow_Battery_144 | Operational_New_Capacity_MW | -1
Gates_TB_11_HSN | Southern_PGAE_Flow_Battery_22 | Reliability_Capacity_In_Model_Year | 1 | Tesla_Bellota_HSN | Northern_California_Flow_Battery_149 | Reliability_Capacity_In_Model_Year | 1 | Northern_California_Flow_Battery_149 | Tesla-Bellota 230 kV line | CAISO_Flow_Battery_8hr_Dispatch | Wind | Tesla_Bellota_HSN | Northern_California_Flow_Battery_149 | Reliability_Capacity_In_Model_Year | 1 | Tesla_Bellota_SSN | Northern_California_Flow_Battery_149 | Reliability_Capacity_In_Model_Year | 0.5 | Tesla_Bellota_offpeak | Northern_California_Flow_Battery_149 | Operational_New_Capacity_MW | -1
Gates_TB_11_HSN | Southern_PGAE_Flow_Battery_23 | Reliability_Capacity_In_Model_Year | 1 | Tesla_Bellota_HSN | Northern_California_Flow_Battery_155 | Reliability_Capacity_In_Model_Year | 1 | Northern_California_Flow_Battery_155 | Tesla-Bellota 230 kV line | CAISO_Flow_Battery_8hr_Dispatch | Wind | Tesla_Bellota_HSN | Northern_California_Flow_Battery_155 | Reliability_Capacity_In_Model_Year | 1 | Tesla_Bellota_SSN | Northern_California_Flow_Battery_155 | Reliability_Capacity_In_Model_Year | 0.5 | Tesla_Bellota_offpeak | Northern_California_Flow_Battery_155 | Operational_New_Capacity_MW | -1
Gates_TB_11_HSN | Southern_PGAE_Flow_Battery_24 | Reliability_Capacity_In_Model_Year | 1 | Tesla_Bellota_HSN | Northern_California_Flow_Battery_157 | Reliability_Capacity_In_Model_Year | 1 | Northern_California_Flow_Battery_157 | Tesla-Bellota 230 kV line | CAISO_Flow_Battery_8hr_Dispatch | Wind | Tesla_Bellota_HSN | Northern_California_Flow_Battery_157 | Reliability_Capacity_In_Model_Year | 1 | Tesla_Bellota_SSN | Northern_California_Flow_Battery_157 | Reliability_Capacity_In_Model_Year | 0.5 | Tesla_Bellota_offpeak | Northern_California_Flow_Battery_157 | Operational_New_Capacity_MW | -1
Gates_TB_11_HSN | Southern_PGAE_Flow_Battery_33 | Reliability_Capacity_In_Model_Year | 1 | Tesla_Bellota_HSN | Northern_California_Flow_Battery_158 | Reliability_Capacity_In_Model_Year | 1 | Northern_California_Flow_Battery_158 | Tesla-Bellota 230 kV line | CAISO_Flow_Battery_8hr_Dispatch | Wind | Tesla_Bellota_HSN | Northern_California_Flow_Battery_158 | Reliability_Capacity_In_Model_Year | 1 | Tesla_Bellota_SSN | Northern_California_Flow_Battery_158 | Reliability_Capacity_In_Model_Year | 0.5 | Tesla_Bellota_offpeak | Northern_California_Flow_Battery_158 | Operational_New_Capacity_MW | -1
Gates_TB_11_HSN | Southern_PGAE_Flow_Battery_45 | Reliability_Capacity_In_Model_Year | 1 | Tesla_Bellota_HSN | Northern_California_Flow_Battery_159 | Reliability_Capacity_In_Model_Year | 1 | Northern_California_Flow_Battery_159 | Tesla-Bellota 230 kV line | CAISO_Flow_Battery_8hr_Dispatch | Wind | Tesla_Bellota_HSN | Northern_California_Flow_Battery_159 | Reliability_Capacity_In_Model_Year | 1 | Tesla_Bellota_SSN | Northern_California_Flow_Battery_159 | Reliability_Capacity_In_Model_Year | 0.5 | Tesla_Bellota_offpeak | Northern_California_Flow_Battery_159 | Operational_New_Capacity_MW | -1
Gates_TB_11_HSN | Southern_PGAE_Flow_Battery_46 | Reliability_Capacity_In_Model_Year | 1 | Tesla_Bellota_HSN | Southern_PGAE_Flow_Battery_161 | Reliability_Capacity_In_Model_Year | 1 | Southern_PGAE_Flow_Battery_161 | Tesla-Bellota 230 kV line | CAISO_Flow_Battery_8hr_Dispatch | Wind | Tesla_Bellota_HSN | Southern_PGAE_Flow_Battery_161 | Reliability_Capacity_In_Model_Year | 1 | Tesla_Bellota_SSN | Southern_PGAE_Flow_Battery_161 | Reliability_Capacity_In_Model_Year | 0.5 | Tesla_Bellota_offpeak | Southern_PGAE_Flow_Battery_161 | Operational_New_Capacity_MW | -1
Gates_TB_11_HSN | Southern_PGAE_Flow_Battery_49 | Reliability_Capacity_In_Model_Year | 1 | Tesla_Bellota_HSN | Southern_PGAE_Flow_Battery_163 | Reliability_Capacity_In_Model_Year | 1 | Southern_PGAE_Flow_Battery_163 | Tesla-Bellota 230 kV line | CAISO_Flow_Battery_8hr_Dispatch | Wind | Tesla_Bellota_HSN | Southern_PGAE_Flow_Battery_163 | Reliability_Capacity_In_Model_Year | 1 | Tesla_Bellota_SSN | Southern_PGAE_Flow_Battery_163 | Reliability_Capacity_In_Model_Year | 0.5 | Tesla_Bellota_offpeak | Southern_PGAE_Flow_Battery_163 | Operational_New_Capacity_MW | -1
Gates_TB_11_HSN | Southern_PGAE_Flow_Battery_52 | Reliability_Capacity_In_Model_Year | 1 | Tesla_Bellota_HSN | Northern_California_Flow_Battery_166 | Reliability_Capacity_In_Model_Year | 1 | Northern_California_Flow_Battery_166 | Tesla-Bellota 230 kV line | CAISO_Flow_Battery_8hr_Dispatch | Wind | Tesla_Bellota_HSN | Northern_California_Flow_Battery_166 | Reliability_Capacity_In_Model_Year | 1 | Tesla_Bellota_SSN | Northern_California_Flow_Battery_166 | Reliability_Capacity_In_Model_Year | 0.5 | Tesla_Bellota_offpeak | Northern_California_Flow_Battery_166 | Operational_New_Capacity_MW | -1
Gates_TB_11_HSN | Southern_PGAE_Flow_Battery_61 | Reliability_Capacity_In_Model_Year | 1 | Tesla_Bellota_HSN | Northern_California_Flow_Battery_172 | Reliability_Capacity_In_Model_Year | 1 | Northern_California_Flow_Battery_172 | Tesla-Bellota 230 kV line | CAISO_Flow_Battery_8hr_Dispatch | Wind | Tesla_Bellota_HSN | Northern_California_Flow_Battery_172 | Reliability_Capacity_In_Model_Year | 1 | Tesla_Bellota_SSN | Northern_California_Flow_Battery_172 | Reliability_Capacity_In_Model_Year | 0.5 | Tesla_Bellota_offpeak | Northern_California_Flow_Battery_172 | Operational_New_Capacity_MW | -1
Gates_TB_11_HSN | Southern_PGAE_Flow_Battery_69 | Reliability_Capacity_In_Model_Year | 1 | Tesla_Bellota_HSN | Northern_California_Flow_Battery_179 | Reliability_Capacity_In_Model_Year | 1 | Northern_California_Flow_Battery_179 | Tesla-Bellota 230 kV line | CAISO_Flow_Battery_8hr_Dispatch | Wind | Tesla_Bellota_HSN | Northern_California_Flow_Battery_179 | Reliability_Capacity_In_Model_Year | 1 | Tesla_Bellota_SSN | Northern_California_Flow_Battery_179 | Reliability_Capacity_In_Model_Year | 0.5 | Tesla_Bellota_offpeak | Northern_California_Flow_Battery_179 | Operational_New_Capacity_MW | -1
Gates_TB_11_HSN | Southern_PGAE_Flow_Battery_72 | Reliability_Capacity_In_Model_Year | 1 | Tesla_Bellota_HSN | Northern_California_Li_Battery_4hr_41 | Reliability_Capacity_In_Model_Year | 1 | Northern_California_Li_Battery_4hr_41 | Tesla-Bellota 230 kV line | CAISO_Li_Battery_4hr_Dispatch | Wind | Tesla_Bellota_HSN | Northern_California_Li_Battery_4hr_41 | Reliability_Capacity_In_Model_Year | 1 | Tesla_Bellota_SSN | Northern_California_Li_Battery_4hr_41 | Reliability_Capacity_In_Model_Year | 0.5 | Tesla_Bellota_offpeak | Northern_California_Li_Battery_4hr_41 | Operational_New_Capacity_MW | -1
Gates_TB_11_HSN | Southern_PGAE_Flow_Battery_74 | Reliability_Capacity_In_Model_Year | 1 | Tesla_Bellota_HSN | Northern_California_Li_Battery_4hr_57 | Reliability_Capacity_In_Model_Year | 1 | Northern_California_Li_Battery_4hr_57 | Tesla-Bellota 230 kV line | CAISO_Li_Battery_4hr_Dispatch | Wind | Tesla_Bellota_HSN | Northern_California_Li_Battery_4hr_57 | Reliability_Capacity_In_Model_Year | 1 | Tesla_Bellota_SSN | Northern_California_Li_Battery_4hr_57 | Reliability_Capacity_In_Model_Year | 0.5 | Tesla_Bellota_offpeak | Northern_California_Li_Battery_4hr_57 | Operational_New_Capacity_MW | -1
Gates_TB_11_HSN | Southern_PGAE_Flow_Battery_75 | Reliability_Capacity_In_Model_Year | 1 | Tesla_Bellota_HSN | Northern_California_Li_Battery_4hr_68 | Reliability_Capacity_In_Model_Year | 1 | Northern_California_Li_Battery_4hr_68 | Tesla-Bellota 230 kV line | CAISO_Li_Battery_4hr_Dispatch | Wind | Tesla_Bellota_HSN | Northern_California_Li_Battery_4hr_68 | Reliability_Capacity_In_Model_Year | 1 | Tesla_Bellota_SSN | Northern_California_Li_Battery_4hr_68 | Reliability_Capacity_In_Model_Year | 0.5 | Tesla_Bellota_offpeak | Northern_California_Li_Battery_4hr_68 | Operational_New_Capacity_MW | -1
Gates_TB_11_HSN | Southern_PGAE_Flow_Battery_79 | Reliability_Capacity_In_Model_Year | 1 | Tesla_Bellota_HSN | Northern_California_Li_Battery_4hr_73 | Reliability_Capacity_In_Model_Year | 1 | Northern_California_Li_Battery_4hr_73 | Tesla-Bellota 230 kV line | CAISO_Li_Battery_4hr_Dispatch | Wind | Tesla_Bellota_HSN | Northern_California_Li_Battery_4hr_73 | Reliability_Capacity_In_Model_Year | 1 | Tesla_Bellota_SSN | Northern_California_Li_Battery_4hr_73 | Reliability_Capacity_In_Model_Year | 0.5 | Tesla_Bellota_offpeak | Northern_California_Li_Battery_4hr_73 | Operational_New_Capacity_MW | -1
Gates_TB_11_HSN | Southern_PGAE_Flow_Battery_93 | Reliability_Capacity_In_Model_Year | 1 | Tesla_Bellota_HSN | Northern_California_Li_Battery_4hr_76 | Reliability_Capacity_In_Model_Year | 1 | Northern_California_Li_Battery_4hr_76 | Tesla-Bellota 230 kV line | CAISO_Li_Battery_4hr_Dispatch | Wind | Tesla_Bellota_HSN | Northern_California_Li_Battery_4hr_76 | Reliability_Capacity_In_Model_Year | 1 | Tesla_Bellota_SSN | Northern_California_Li_Battery_4hr_76 | Reliability_Capacity_In_Model_Year | 0.5 | Tesla_Bellota_offpeak | Northern_California_Li_Battery_4hr_76 | Operational_New_Capacity_MW | -1
Gates_TB_11_HSN | Southern_PGAE_Flow_Battery_98 | Reliability_Capacity_In_Model_Year | 1 | Tesla_Bellota_HSN | Northern_California_Li_Battery_4hr_82 | Reliability_Capacity_In_Model_Year | 1 | Northern_California_Li_Battery_4hr_82 | Tesla-Bellota 230 kV line | CAISO_Li_Battery_4hr_Dispatch | Wind | Tesla_Bellota_HSN | Northern_California_Li_Battery_4hr_82 | Reliability_Capacity_In_Model_Year | 1 | Tesla_Bellota_SSN | Northern_California_Li_Battery_4hr_82 | Reliability_Capacity_In_Model_Year | 0.5 | Tesla_Bellota_offpeak | Northern_California_Li_Battery_4hr_82 | Operational_New_Capacity_MW | -1
Gates_TB_11_HSN | Southern_PGAE_Flow_Battery_102 | Reliability_Capacity_In_Model_Year | 1 | Tesla_Bellota_HSN | Northern_California_Li_Battery_4hr_92 | Reliability_Capacity_In_Model_Year | 1 | Northern_California_Li_Battery_4hr_92 | Tesla-Bellota 230 kV line | CAISO_Li_Battery_4hr_Dispatch | Wind | Tesla_Bellota_HSN | Northern_California_Li_Battery_4hr_92 | Reliability_Capacity_In_Model_Year | 1 | Tesla_Bellota_SSN | Northern_California_Li_Battery_4hr_92 | Reliability_Capacity_In_Model_Year | 0.5 | Tesla_Bellota_offpeak | Northern_California_Li_Battery_4hr_92 | Operational_New_Capacity_MW | -1
Gates_TB_11_HSN | Southern_PGAE_Flow_Battery_109 | Reliability_Capacity_In_Model_Year | 1 | Tesla_Bellota_HSN | Southern_PGAE_Li_Battery_4hr_95 | Reliability_Capacity_In_Model_Year | 1 | Southern_PGAE_Li_Battery_4hr_95 | Tesla-Bellota 230 kV line | CAISO_Li_Battery_4hr_Dispatch | Wind | Tesla_Bellota_HSN | Southern_PGAE_Li_Battery_4hr_95 | Reliability_Capacity_In_Model_Year | 1 | Tesla_Bellota_SSN | Southern_PGAE_Li_Battery_4hr_95 | Reliability_Capacity_In_Model_Year | 0.5 | Tesla_Bellota_offpeak | Southern_PGAE_Li_Battery_4hr_95 | Operational_New_Capacity_MW | -1
Gates_TB_11_HSN | Southern_PGAE_Flow_Battery_117 | Reliability_Capacity_In_Model_Year | 1 | Tesla_Bellota_HSN | Northern_California_Li_Battery_4hr_96 | Reliability_Capacity_In_Model_Year | 1 | Northern_California_Li_Battery_4hr_96 | Tesla-Bellota 230 kV line | CAISO_Li_Battery_4hr_Dispatch | Wind | Tesla_Bellota_HSN | Northern_California_Li_Battery_4hr_96 | Reliability_Capacity_In_Model_Year | 1 | Tesla_Bellota_SSN | Northern_California_Li_Battery_4hr_96 | Reliability_Capacity_In_Model_Year | 0.5 | Tesla_Bellota_offpeak | Northern_California_Li_Battery_4hr_96 | Operational_New_Capacity_MW | -1
Gates_TB_11_HSN | Southern_PGAE_Flow_Battery_118 | Reliability_Capacity_In_Model_Year | 1 | Tesla_Bellota_HSN | Southern_PGAE_Li_Battery_4hr_99 | Reliability_Capacity_In_Model_Year | 1 | Southern_PGAE_Li_Battery_4hr_99 | Tesla-Bellota 230 kV line | CAISO_Li_Battery_4hr_Dispatch | Wind | Tesla_Bellota_HSN | Southern_PGAE_Li_Battery_4hr_99 | Reliability_Capacity_In_Model_Year | 1 | Tesla_Bellota_SSN | Southern_PGAE_Li_Battery_4hr_99 | Reliability_Capacity_In_Model_Year | 0.5 | Tesla_Bellota_offpeak | Southern_PGAE_Li_Battery_4hr_99 | Operational_New_Capacity_MW | -1
Gates_TB_11_HSN | Southern_PGAE_Flow_Battery_124 | Reliability_Capacity_In_Model_Year | 1 | Tesla_Bellota_HSN | Southern_PGAE_Li_Battery_4hr_111 | Reliability_Capacity_In_Model_Year | 1 | Southern_PGAE_Li_Battery_4hr_111 | Tesla-Bellota 230 kV line | CAISO_Li_Battery_4hr_Dispatch | Wind | Tesla_Bellota_HSN | Southern_PGAE_Li_Battery_4hr_111 | Reliability_Capacity_In_Model_Year | 1 | Tesla_Bellota_SSN | Southern_PGAE_Li_Battery_4hr_111 | Reliability_Capacity_In_Model_Year | 0.5 | Tesla_Bellota_offpeak | Southern_PGAE_Li_Battery_4hr_111 | Operational_New_Capacity_MW | -1
Gates_TB_11_HSN | Southern_PGAE_Flow_Battery_139 | Reliability_Capacity_In_Model_Year | 1 | Tesla_Bellota_HSN | Northern_California_Li_Battery_4hr_112 | Reliability_Capacity_In_Model_Year | 1 | Northern_California_Li_Battery_4hr_112 | Tesla-Bellota 230 kV line | CAISO_Li_Battery_4hr_Dispatch | Wind | Tesla_Bellota_HSN | Northern_California_Li_Battery_4hr_112 | Reliability_Capacity_In_Model_Year | 1 | Tesla_Bellota_SSN | Northern_California_Li_Battery_4hr_112 | Reliability_Capacity_In_Model_Year | 0.5 | Tesla_Bellota_offpeak | Northern_California_Li_Battery_4hr_112 | Operational_New_Capacity_MW | -1
Gates_TB_11_HSN | Southern_PGAE_Flow_Battery_140 | Reliability_Capacity_In_Model_Year | 1 | Tesla_Bellota_HSN | Northern_California_Li_Battery_4hr_113 | Reliability_Capacity_In_Model_Year | 1 | Northern_California_Li_Battery_4hr_113 | Tesla-Bellota 230 kV line | CAISO_Li_Battery_4hr_Dispatch | Wind | Tesla_Bellota_HSN | Northern_California_Li_Battery_4hr_113 | Reliability_Capacity_In_Model_Year | 1 | Tesla_Bellota_SSN | Northern_California_Li_Battery_4hr_113 | Reliability_Capacity_In_Model_Year | 0.5 | Tesla_Bellota_offpeak | Northern_California_Li_Battery_4hr_113 | Operational_New_Capacity_MW | -1
Gates_TB_11_HSN | Southern_PGAE_Flow_Battery_151 | Reliability_Capacity_In_Model_Year | 1 | Tesla_Bellota_HSN | Northern_California_Li_Battery_4hr_114 | Reliability_Capacity_In_Model_Year | 1 | Northern_California_Li_Battery_4hr_114 | Tesla-Bellota 230 kV line | CAISO_Li_Battery_4hr_Dispatch | Wind | Tesla_Bellota_HSN | Northern_California_Li_Battery_4hr_114 | Reliability_Capacity_In_Model_Year | 1 | Tesla_Bellota_SSN | Northern_California_Li_Battery_4hr_114 | Reliability_Capacity_In_Model_Year | 0.5 | Tesla_Bellota_offpeak | Northern_California_Li_Battery_4hr_114 | Operational_New_Capacity_MW | -1
Gates_TB_11_HSN | Southern_PGAE_Flow_Battery_154 | Reliability_Capacity_In_Model_Year | 1 | Tesla_Bellota_HSN | Northern_California_Li_Battery_4hr_116 | Reliability_Capacity_In_Model_Year | 1 | Northern_California_Li_Battery_4hr_116 | Tesla-Bellota 230 kV line | CAISO_Li_Battery_4hr_Dispatch | Wind | Tesla_Bellota_HSN | Northern_California_Li_Battery_4hr_116 | Reliability_Capacity_In_Model_Year | 1 | Tesla_Bellota_SSN | Northern_California_Li_Battery_4hr_116 | Reliability_Capacity_In_Model_Year | 0.5 | Tesla_Bellota_offpeak | Northern_California_Li_Battery_4hr_116 | Operational_New_Capacity_MW | -1
Gates_TB_11_HSN | Southern_PGAE_Flow_Battery_161 | Reliability_Capacity_In_Model_Year | 1 | Tesla_Bellota_HSN | Northern_California_Li_Battery_4hr_122 | Reliability_Capacity_In_Model_Year | 1 | Northern_California_Li_Battery_4hr_122 | Tesla-Bellota 230 kV line | CAISO_Li_Battery_4hr_Dispatch | Wind | Tesla_Bellota_HSN | Northern_California_Li_Battery_4hr_122 | Reliability_Capacity_In_Model_Year | 1 | Tesla_Bellota_SSN | Northern_California_Li_Battery_4hr_122 | Reliability_Capacity_In_Model_Year | 0.5 | Tesla_Bellota_offpeak | Northern_California_Li_Battery_4hr_122 | Operational_New_Capacity_MW | -1
Gates_TB_11_HSN | Southern_PGAE_Flow_Battery_162 | Reliability_Capacity_In_Model_Year | 1 | Tesla_Bellota_HSN | Southern_PGAE_Li_Battery_4hr_124 | Reliability_Capacity_In_Model_Year | 1 | Southern_PGAE_Li_Battery_4hr_124 | Tesla-Bellota 230 kV line | CAISO_Li_Battery_4hr_Dispatch | Wind | Tesla_Bellota_HSN | Southern_PGAE_Li_Battery_4hr_124 | Reliability_Capacity_In_Model_Year | 1 | Tesla_Bellota_SSN | Southern_PGAE_Li_Battery_4hr_124 | Reliability_Capacity_In_Model_Year | 0.5 | Tesla_Bellota_offpeak | Southern_PGAE_Li_Battery_4hr_124 | Operational_New_Capacity_MW | -1
Gates_TB_11_HSN | Southern_PGAE_Flow_Battery_163 | Reliability_Capacity_In_Model_Year | 1 | Tesla_Bellota_HSN | Northern_California_Li_Battery_4hr_126 | Reliability_Capacity_In_Model_Year | 1 | Northern_California_Li_Battery_4hr_126 | Tesla-Bellota 230 kV line | CAISO_Li_Battery_4hr_Dispatch | Wind | Tesla_Bellota_HSN | Northern_California_Li_Battery_4hr_126 | Reliability_Capacity_In_Model_Year | 1 | Tesla_Bellota_SSN | Northern_California_Li_Battery_4hr_126 | Reliability_Capacity_In_Model_Year | 0.5 | Tesla_Bellota_offpeak | Northern_California_Li_Battery_4hr_126 | Operational_New_Capacity_MW | -1
Gates_TB_11_HSN | Southern_PGAE_Flow_Battery_164 | Reliability_Capacity_In_Model_Year | 1 | Tesla_Bellota_HSN | Northern_California_Li_Battery_4hr_135 | Reliability_Capacity_In_Model_Year | 1 | Northern_California_Li_Battery_4hr_135 | Tesla-Bellota 230 kV line | CAISO_Li_Battery_4hr_Dispatch | Wind | Tesla_Bellota_HSN | Northern_California_Li_Battery_4hr_135 | Reliability_Capacity_In_Model_Year | 1 | Tesla_Bellota_SSN | Northern_California_Li_Battery_4hr_135 | Reliability_Capacity_In_Model_Year | 0.5 | Tesla_Bellota_offpeak | Northern_California_Li_Battery_4hr_135 | Operational_New_Capacity_MW | -1
Gates_TB_11_HSN | Southern_PGAE_Flow_Battery_165 | Reliability_Capacity_In_Model_Year | 1 | Tesla_Bellota_HSN | Northern_California_Li_Battery_4hr_138 | Reliability_Capacity_In_Model_Year | 1 | Northern_California_Li_Battery_4hr_138 | Tesla-Bellota 230 kV line | CAISO_Li_Battery_4hr_Dispatch | Wind | Tesla_Bellota_HSN | Northern_California_Li_Battery_4hr_138 | Reliability_Capacity_In_Model_Year | 1 | Tesla_Bellota_SSN | Northern_California_Li_Battery_4hr_138 | Reliability_Capacity_In_Model_Year | 0.5 | Tesla_Bellota_offpeak | Northern_California_Li_Battery_4hr_138 | Operational_New_Capacity_MW | -1
Gates_TB_11_HSN | Southern_PGAE_Flow_Battery_168 | Reliability_Capacity_In_Model_Year | 1 | Tesla_Bellota_HSN | Southern_PGAE_Li_Battery_4hr_139 | Reliability_Capacity_In_Model_Year | 1 | Southern_PGAE_Li_Battery_4hr_139 | Tesla-Bellota 230 kV line | CAISO_Li_Battery_4hr_Dispatch | Wind | Tesla_Bellota_HSN | Southern_PGAE_Li_Battery_4hr_139 | Reliability_Capacity_In_Model_Year | 1 | Tesla_Bellota_SSN | Southern_PGAE_Li_Battery_4hr_139 | Reliability_Capacity_In_Model_Year | 0.5 | Tesla_Bellota_offpeak | Southern_PGAE_Li_Battery_4hr_139 | Operational_New_Capacity_MW | -1
Gates_TB_11_HSN | Southern_PGAE_Flow_Battery_169 | Reliability_Capacity_In_Model_Year | 1 | Tesla_Bellota_HSN | Northern_California_Li_Battery_4hr_141 | Reliability_Capacity_In_Model_Year | 1 | Northern_California_Li_Battery_4hr_141 | Tesla-Bellota 230 kV line | CAISO_Li_Battery_4hr_Dispatch | Wind | Tesla_Bellota_HSN | Northern_California_Li_Battery_4hr_141 | Reliability_Capacity_In_Model_Year | 1 | Tesla_Bellota_SSN | Northern_California_Li_Battery_4hr_141 | Reliability_Capacity_In_Model_Year | 0.5 | Tesla_Bellota_offpeak | Northern_California_Li_Battery_4hr_141 | Operational_New_Capacity_MW | -1
Gates_TB_11_HSN | Southern_PGAE_Flow_Battery_170 | Reliability_Capacity_In_Model_Year | 1 | Tesla_Bellota_HSN | Northern_California_Li_Battery_4hr_144 | Reliability_Capacity_In_Model_Year | 1 | Northern_California_Li_Battery_4hr_144 | Tesla-Bellota 230 kV line | CAISO_Li_Battery_4hr_Dispatch | Wind | Tesla_Bellota_HSN | Northern_California_Li_Battery_4hr_144 | Reliability_Capacity_In_Model_Year | 1 | Tesla_Bellota_SSN | Northern_California_Li_Battery_4hr_144 | Reliability_Capacity_In_Model_Year | 0.5 | Tesla_Bellota_offpeak | Northern_California_Li_Battery_4hr_144 | Operational_New_Capacity_MW | -1
Gates_TB_11_HSN | Southern_PGAE_Flow_Battery_174 | Reliability_Capacity_In_Model_Year | 1 | Tesla_Bellota_HSN | Northern_California_Li_Battery_4hr_149 | Reliability_Capacity_In_Model_Year | 1 | Northern_California_Li_Battery_4hr_149 | Tesla-Bellota 230 kV line | CAISO_Li_Battery_4hr_Dispatch | Wind | Tesla_Bellota_HSN | Northern_California_Li_Battery_4hr_149 | Reliability_Capacity_In_Model_Year | 1 | Tesla_Bellota_SSN | Northern_California_Li_Battery_4hr_149 | Reliability_Capacity_In_Model_Year | 0.5 | Tesla_Bellota_offpeak | Northern_California_Li_Battery_4hr_149 | Operational_New_Capacity_MW | -1
Gates_TB_11_HSN | Southern_PGAE_Flow_Battery_176 | Reliability_Capacity_In_Model_Year | 1 | Tesla_Bellota_HSN | Northern_California_Li_Battery_4hr_155 | Reliability_Capacity_In_Model_Year | 1 | Northern_California_Li_Battery_4hr_155 | Tesla-Bellota 230 kV line | CAISO_Li_Battery_4hr_Dispatch | Wind | Tesla_Bellota_HSN | Northern_California_Li_Battery_4hr_155 | Reliability_Capacity_In_Model_Year | 1 | Tesla_Bellota_SSN | Northern_California_Li_Battery_4hr_155 | Reliability_Capacity_In_Model_Year | 0.5 | Tesla_Bellota_offpeak | Northern_California_Li_Battery_4hr_155 | Operational_New_Capacity_MW | -1
Gates_TB_11_HSN | Southern_PGAE_Li_Battery_4hr_8 | Reliability_Capacity_In_Model_Year | 1 | Tesla_Bellota_HSN | Northern_California_Li_Battery_4hr_157 | Reliability_Capacity_In_Model_Year | 1 | Northern_California_Li_Battery_4hr_157 | Tesla-Bellota 230 kV line | CAISO_Li_Battery_4hr_Dispatch | Wind | Tesla_Bellota_HSN | Northern_California_Li_Battery_4hr_157 | Reliability_Capacity_In_Model_Year | 1 | Tesla_Bellota_SSN | Northern_California_Li_Battery_4hr_157 | Reliability_Capacity_In_Model_Year | 0.5 | Tesla_Bellota_offpeak | Northern_California_Li_Battery_4hr_157 | Operational_New_Capacity_MW | -1
Gates_TB_11_HSN | Southern_PGAE_Li_Battery_4hr_22 | Reliability_Capacity_In_Model_Year | 1 | Tesla_Bellota_HSN | Northern_California_Li_Battery_4hr_158 | Reliability_Capacity_In_Model_Year | 1 | Northern_California_Li_Battery_4hr_158 | Tesla-Bellota 230 kV line | CAISO_Li_Battery_4hr_Dispatch | Wind | Tesla_Bellota_HSN | Northern_California_Li_Battery_4hr_158 | Reliability_Capacity_In_Model_Year | 1 | Tesla_Bellota_SSN | Northern_California_Li_Battery_4hr_158 | Reliability_Capacity_In_Model_Year | 0.5 | Tesla_Bellota_offpeak | Northern_California_Li_Battery_4hr_158 | Operational_New_Capacity_MW | -1
Gates_TB_11_HSN | Southern_PGAE_Li_Battery_4hr_23 | Reliability_Capacity_In_Model_Year | 1 | Tesla_Bellota_HSN | Northern_California_Li_Battery_4hr_159 | Reliability_Capacity_In_Model_Year | 1 | Northern_California_Li_Battery_4hr_159 | Tesla-Bellota 230 kV line | CAISO_Li_Battery_4hr_Dispatch | Wind | Tesla_Bellota_HSN | Northern_California_Li_Battery_4hr_159 | Reliability_Capacity_In_Model_Year | 1 | Tesla_Bellota_SSN | Northern_California_Li_Battery_4hr_159 | Reliability_Capacity_In_Model_Year | 0.5 | Tesla_Bellota_offpeak | Northern_California_Li_Battery_4hr_159 | Operational_New_Capacity_MW | -1
Gates_TB_11_HSN | Southern_PGAE_Li_Battery_4hr_24 | Reliability_Capacity_In_Model_Year | 1 | Tesla_Bellota_HSN | Southern_PGAE_Li_Battery_4hr_161 | Reliability_Capacity_In_Model_Year | 1 | Southern_PGAE_Li_Battery_4hr_161 | Tesla-Bellota 230 kV line | CAISO_Li_Battery_4hr_Dispatch | Wind | Tesla_Bellota_HSN | Southern_PGAE_Li_Battery_4hr_161 | Reliability_Capacity_In_Model_Year | 1 | Tesla_Bellota_SSN | Southern_PGAE_Li_Battery_4hr_161 | Reliability_Capacity_In_Model_Year | 0.5 | Tesla_Bellota_offpeak | Southern_PGAE_Li_Battery_4hr_161 | Operational_New_Capacity_MW | -1
Gates_TB_11_HSN | Southern_PGAE_Li_Battery_4hr_33 | Reliability_Capacity_In_Model_Year | 1 | Tesla_Bellota_HSN | Southern_PGAE_Li_Battery_4hr_163 | Reliability_Capacity_In_Model_Year | 1 | Southern_PGAE_Li_Battery_4hr_163 | Tesla-Bellota 230 kV line | CAISO_Li_Battery_4hr_Dispatch | Wind | Tesla_Bellota_HSN | Southern_PGAE_Li_Battery_4hr_163 | Reliability_Capacity_In_Model_Year | 1 | Tesla_Bellota_SSN | Southern_PGAE_Li_Battery_4hr_163 | Reliability_Capacity_In_Model_Year | 0.5 | Tesla_Bellota_offpeak | Southern_PGAE_Li_Battery_4hr_163 | Operational_New_Capacity_MW | -1
Gates_TB_11_HSN | Southern_PGAE_Li_Battery_4hr_45 | Reliability_Capacity_In_Model_Year | 1 | Tesla_Bellota_HSN | Northern_California_Li_Battery_4hr_166 | Reliability_Capacity_In_Model_Year | 1 | Northern_California_Li_Battery_4hr_166 | Tesla-Bellota 230 kV line | CAISO_Li_Battery_4hr_Dispatch | Wind | Tesla_Bellota_HSN | Northern_California_Li_Battery_4hr_166 | Reliability_Capacity_In_Model_Year | 1 | Tesla_Bellota_SSN | Northern_California_Li_Battery_4hr_166 | Reliability_Capacity_In_Model_Year | 0.5 | Tesla_Bellota_offpeak | Northern_California_Li_Battery_4hr_166 | Operational_New_Capacity_MW | -1
Gates_TB_11_HSN | Southern_PGAE_Li_Battery_4hr_46 | Reliability_Capacity_In_Model_Year | 1 | Tesla_Bellota_HSN | Northern_California_Li_Battery_4hr_172 | Reliability_Capacity_In_Model_Year | 1 | Northern_California_Li_Battery_4hr_172 | Tesla-Bellota 230 kV line | CAISO_Li_Battery_4hr_Dispatch | Wind | Tesla_Bellota_HSN | Northern_California_Li_Battery_4hr_172 | Reliability_Capacity_In_Model_Year | 1 | Tesla_Bellota_SSN | Northern_California_Li_Battery_4hr_172 | Reliability_Capacity_In_Model_Year | 0.5 | Tesla_Bellota_offpeak | Northern_California_Li_Battery_4hr_172 | Operational_New_Capacity_MW | -1
Gates_TB_11_HSN | Southern_PGAE_Li_Battery_4hr_49 | Reliability_Capacity_In_Model_Year | 1 | Tesla_Bellota_HSN | Northern_California_Li_Battery_4hr_179 | Reliability_Capacity_In_Model_Year | 1 | Northern_California_Li_Battery_4hr_179 | Tesla-Bellota 230 kV line | CAISO_Li_Battery_4hr_Dispatch | Wind | Tesla_Bellota_HSN | Northern_California_Li_Battery_4hr_179 | Reliability_Capacity_In_Model_Year | 1 | Tesla_Bellota_SSN | Northern_California_Li_Battery_4hr_179 | Reliability_Capacity_In_Model_Year | 0.5 | Tesla_Bellota_offpeak | Northern_California_Li_Battery_4hr_179 | Operational_New_Capacity_MW | -1
Gates_TB_11_HSN | Southern_PGAE_Li_Battery_4hr_52 | Reliability_Capacity_In_Model_Year | 1 | Tesla_Bellota_HSN | Northern_California_Li_Battery_8hr_41 | Reliability_Capacity_In_Model_Year | 1 | Northern_California_Li_Battery_8hr_41 | Tesla-Bellota 230 kV line | CAISO_Li_Battery_8hr_Dispatch | Wind | Tesla_Bellota_HSN | Northern_California_Li_Battery_8hr_41 | Reliability_Capacity_In_Model_Year | 1 | Tesla_Bellota_SSN | Northern_California_Li_Battery_8hr_41 | Reliability_Capacity_In_Model_Year | 0.5 | Tesla_Bellota_offpeak | Northern_California_Li_Battery_8hr_41 | Operational_New_Capacity_MW | -1
Gates_TB_11_HSN | Southern_PGAE_Li_Battery_4hr_61 | Reliability_Capacity_In_Model_Year | 1 | Tesla_Bellota_HSN | Northern_California_Li_Battery_8hr_57 | Reliability_Capacity_In_Model_Year | 1 | Northern_California_Li_Battery_8hr_57 | Tesla-Bellota 230 kV line | CAISO_Li_Battery_8hr_Dispatch | Wind | Tesla_Bellota_HSN | Northern_California_Li_Battery_8hr_57 | Reliability_Capacity_In_Model_Year | 1 | Tesla_Bellota_SSN | Northern_California_Li_Battery_8hr_57 | Reliability_Capacity_In_Model_Year | 0.5 | Tesla_Bellota_offpeak | Northern_California_Li_Battery_8hr_57 | Operational_New_Capacity_MW | -1
Gates_TB_11_HSN | Southern_PGAE_Li_Battery_4hr_69 | Reliability_Capacity_In_Model_Year | 1 | Tesla_Bellota_HSN | Northern_California_Li_Battery_8hr_68 | Reliability_Capacity_In_Model_Year | 1 | Northern_California_Li_Battery_8hr_68 | Tesla-Bellota 230 kV line | CAISO_Li_Battery_8hr_Dispatch | Wind | Tesla_Bellota_HSN | Northern_California_Li_Battery_8hr_68 | Reliability_Capacity_In_Model_Year | 1 | Tesla_Bellota_SSN | Northern_California_Li_Battery_8hr_68 | Reliability_Capacity_In_Model_Year | 0.5 | Tesla_Bellota_offpeak | Northern_California_Li_Battery_8hr_68 | Operational_New_Capacity_MW | -1
Gates_TB_11_HSN | Southern_PGAE_Li_Battery_4hr_72 | Reliability_Capacity_In_Model_Year | 1 | Tesla_Bellota_HSN | Northern_California_Li_Battery_8hr_73 | Reliability_Capacity_In_Model_Year | 1 | Northern_California_Li_Battery_8hr_73 | Tesla-Bellota 230 kV line | CAISO_Li_Battery_8hr_Dispatch | Wind | Tesla_Bellota_HSN | Northern_California_Li_Battery_8hr_73 | Reliability_Capacity_In_Model_Year | 1 | Tesla_Bellota_SSN | Northern_California_Li_Battery_8hr_73 | Reliability_Capacity_In_Model_Year | 0.5 | Tesla_Bellota_offpeak | Northern_California_Li_Battery_8hr_73 | Operational_New_Capacity_MW | -1
Gates_TB_11_HSN | Southern_PGAE_Li_Battery_4hr_74 | Reliability_Capacity_In_Model_Year | 1 | Tesla_Bellota_HSN | Northern_California_Li_Battery_8hr_76 | Reliability_Capacity_In_Model_Year | 1 | Northern_California_Li_Battery_8hr_76 | Tesla-Bellota 230 kV line | CAISO_Li_Battery_8hr_Dispatch | Wind | Tesla_Bellota_HSN | Northern_California_Li_Battery_8hr_76 | Reliability_Capacity_In_Model_Year | 1 | Tesla_Bellota_SSN | Northern_California_Li_Battery_8hr_76 | Reliability_Capacity_In_Model_Year | 0.5 | Tesla_Bellota_offpeak | Northern_California_Li_Battery_8hr_76 | Operational_New_Capacity_MW | -1
Gates_TB_11_HSN | Southern_PGAE_Li_Battery_4hr_75 | Reliability_Capacity_In_Model_Year | 1 | Tesla_Bellota_HSN | Northern_California_Li_Battery_8hr_82 | Reliability_Capacity_In_Model_Year | 1 | Northern_California_Li_Battery_8hr_82 | Tesla-Bellota 230 kV line | CAISO_Li_Battery_8hr_Dispatch | Wind | Tesla_Bellota_HSN | Northern_California_Li_Battery_8hr_82 | Reliability_Capacity_In_Model_Year | 1 | Tesla_Bellota_SSN | Northern_California_Li_Battery_8hr_82 | Reliability_Capacity_In_Model_Year | 0.5 | Tesla_Bellota_offpeak | Northern_California_Li_Battery_8hr_82 | Operational_New_Capacity_MW | -1
Gates_TB_11_HSN | Southern_PGAE_Li_Battery_4hr_79 | Reliability_Capacity_In_Model_Year | 1 | Tesla_Bellota_HSN | Northern_California_Li_Battery_8hr_92 | Reliability_Capacity_In_Model_Year | 1 | Northern_California_Li_Battery_8hr_92 | Tesla-Bellota 230 kV line | CAISO_Li_Battery_8hr_Dispatch | Wind | Tesla_Bellota_HSN | Northern_California_Li_Battery_8hr_92 | Reliability_Capacity_In_Model_Year | 1 | Tesla_Bellota_SSN | Northern_California_Li_Battery_8hr_92 | Reliability_Capacity_In_Model_Year | 0.5 | Tesla_Bellota_offpeak | Northern_California_Li_Battery_8hr_92 | Operational_New_Capacity_MW | -1
Gates_TB_11_HSN | Southern_PGAE_Li_Battery_4hr_93 | Reliability_Capacity_In_Model_Year | 1 | Tesla_Bellota_HSN | Southern_PGAE_Li_Battery_8hr_95 | Reliability_Capacity_In_Model_Year | 1 | Southern_PGAE_Li_Battery_8hr_95 | Tesla-Bellota 230 kV line | CAISO_Li_Battery_8hr_Dispatch | Wind | Tesla_Bellota_HSN | Southern_PGAE_Li_Battery_8hr_95 | Reliability_Capacity_In_Model_Year | 1 | Tesla_Bellota_SSN | Southern_PGAE_Li_Battery_8hr_95 | Reliability_Capacity_In_Model_Year | 0.5 | Tesla_Bellota_offpeak | Southern_PGAE_Li_Battery_8hr_95 | Operational_New_Capacity_MW | -1
Gates_TB_11_HSN | Southern_PGAE_Li_Battery_4hr_98 | Reliability_Capacity_In_Model_Year | 1 | Tesla_Bellota_HSN | Northern_California_Li_Battery_8hr_96 | Reliability_Capacity_In_Model_Year | 1 | Northern_California_Li_Battery_8hr_96 | Tesla-Bellota 230 kV line | CAISO_Li_Battery_8hr_Dispatch | Wind | Tesla_Bellota_HSN | Northern_California_Li_Battery_8hr_96 | Reliability_Capacity_In_Model_Year | 1 | Tesla_Bellota_SSN | Northern_California_Li_Battery_8hr_96 | Reliability_Capacity_In_Model_Year | 0.5 | Tesla_Bellota_offpeak | Northern_California_Li_Battery_8hr_96 | Operational_New_Capacity_MW | -1
Gates_TB_11_HSN | Southern_PGAE_Li_Battery_4hr_102 | Reliability_Capacity_In_Model_Year | 1 | Tesla_Bellota_HSN | Southern_PGAE_Li_Battery_8hr_99 | Reliability_Capacity_In_Model_Year | 1 | Southern_PGAE_Li_Battery_8hr_99 | Tesla-Bellota 230 kV line | CAISO_Li_Battery_8hr_Dispatch | Wind | Tesla_Bellota_HSN | Southern_PGAE_Li_Battery_8hr_99 | Reliability_Capacity_In_Model_Year | 1 | Tesla_Bellota_SSN | Southern_PGAE_Li_Battery_8hr_99 | Reliability_Capacity_In_Model_Year | 0.5 | Tesla_Bellota_offpeak | Southern_PGAE_Li_Battery_8hr_99 | Operational_New_Capacity_MW | -1
Gates_TB_11_HSN | Southern_PGAE_Li_Battery_4hr_109 | Reliability_Capacity_In_Model_Year | 1 | Tesla_Bellota_HSN | Southern_PGAE_Li_Battery_8hr_111 | Reliability_Capacity_In_Model_Year | 1 | Southern_PGAE_Li_Battery_8hr_111 | Tesla-Bellota 230 kV line | CAISO_Li_Battery_8hr_Dispatch | Wind | Tesla_Bellota_HSN | Southern_PGAE_Li_Battery_8hr_111 | Reliability_Capacity_In_Model_Year | 1 | Tesla_Bellota_SSN | Southern_PGAE_Li_Battery_8hr_111 | Reliability_Capacity_In_Model_Year | 0.5 | Tesla_Bellota_offpeak | Southern_PGAE_Li_Battery_8hr_111 | Operational_New_Capacity_MW | -1
Gates_TB_11_HSN | Southern_PGAE_Li_Battery_4hr_117 | Reliability_Capacity_In_Model_Year | 1 | Tesla_Bellota_HSN | Northern_California_Li_Battery_8hr_112 | Reliability_Capacity_In_Model_Year | 1 | Northern_California_Li_Battery_8hr_112 | Tesla-Bellota 230 kV line | CAISO_Li_Battery_8hr_Dispatch | Wind | Tesla_Bellota_HSN | Northern_California_Li_Battery_8hr_112 | Reliability_Capacity_In_Model_Year | 1 | Tesla_Bellota_SSN | Northern_California_Li_Battery_8hr_112 | Reliability_Capacity_In_Model_Year | 0.5 | Tesla_Bellota_offpeak | Northern_California_Li_Battery_8hr_112 | Operational_New_Capacity_MW | -1
Gates_TB_11_HSN | Southern_PGAE_Li_Battery_4hr_118 | Reliability_Capacity_In_Model_Year | 1 | Tesla_Bellota_HSN | Northern_California_Li_Battery_8hr_113 | Reliability_Capacity_In_Model_Year | 1 | Northern_California_Li_Battery_8hr_113 | Tesla-Bellota 230 kV line | CAISO_Li_Battery_8hr_Dispatch | Wind | Tesla_Bellota_HSN | Northern_California_Li_Battery_8hr_113 | Reliability_Capacity_In_Model_Year | 1 | Tesla_Bellota_SSN | Northern_California_Li_Battery_8hr_113 | Reliability_Capacity_In_Model_Year | 0.5 | Tesla_Bellota_offpeak | Northern_California_Li_Battery_8hr_113 | Operational_New_Capacity_MW | -1
Gates_TB_11_HSN | Southern_PGAE_Li_Battery_4hr_124 | Reliability_Capacity_In_Model_Year | 1 | Tesla_Bellota_HSN | Northern_California_Li_Battery_8hr_114 | Reliability_Capacity_In_Model_Year | 1 | Northern_California_Li_Battery_8hr_114 | Tesla-Bellota 230 kV line | CAISO_Li_Battery_8hr_Dispatch | Wind | Tesla_Bellota_HSN | Northern_California_Li_Battery_8hr_114 | Reliability_Capacity_In_Model_Year | 1 | Tesla_Bellota_SSN | Northern_California_Li_Battery_8hr_114 | Reliability_Capacity_In_Model_Year | 0.5 | Tesla_Bellota_offpeak | Northern_California_Li_Battery_8hr_114 | Operational_New_Capacity_MW | -1
Gates_TB_11_HSN | Southern_PGAE_Li_Battery_4hr_139 | Reliability_Capacity_In_Model_Year | 1 | Tesla_Bellota_HSN | Northern_California_Li_Battery_8hr_116 | Reliability_Capacity_In_Model_Year | 1 | Northern_California_Li_Battery_8hr_116 | Tesla-Bellota 230 kV line | CAISO_Li_Battery_8hr_Dispatch | Wind | Tesla_Bellota_HSN | Northern_California_Li_Battery_8hr_116 | Reliability_Capacity_In_Model_Year | 1 | Tesla_Bellota_SSN | Northern_California_Li_Battery_8hr_116 | Reliability_Capacity_In_Model_Year | 0.5 | Tesla_Bellota_offpeak | Northern_California_Li_Battery_8hr_116 | Operational_New_Capacity_MW | -1
Gates_TB_11_HSN | Southern_PGAE_Li_Battery_4hr_140 | Reliability_Capacity_In_Model_Year | 1 | Tesla_Bellota_HSN | Northern_California_Li_Battery_8hr_122 | Reliability_Capacity_In_Model_Year | 1 | Northern_California_Li_Battery_8hr_122 | Tesla-Bellota 230 kV line | CAISO_Li_Battery_8hr_Dispatch | Wind | Tesla_Bellota_HSN | Northern_California_Li_Battery_8hr_122 | Reliability_Capacity_In_Model_Year | 1 | Tesla_Bellota_SSN | Northern_California_Li_Battery_8hr_122 | Reliability_Capacity_In_Model_Year | 0.5 | Tesla_Bellota_offpeak | Northern_California_Li_Battery_8hr_122 | Operational_New_Capacity_MW | -1
Gates_TB_11_HSN | Southern_PGAE_Li_Battery_4hr_151 | Reliability_Capacity_In_Model_Year | 1 | Tesla_Bellota_HSN | Southern_PGAE_Li_Battery_8hr_124 | Reliability_Capacity_In_Model_Year | 1 | Southern_PGAE_Li_Battery_8hr_124 | Tesla-Bellota 230 kV line | CAISO_Li_Battery_8hr_Dispatch | Wind | Tesla_Bellota_HSN | Southern_PGAE_Li_Battery_8hr_124 | Reliability_Capacity_In_Model_Year | 1 | Tesla_Bellota_SSN | Southern_PGAE_Li_Battery_8hr_124 | Reliability_Capacity_In_Model_Year | 0.5 | Tesla_Bellota_offpeak | Southern_PGAE_Li_Battery_8hr_124 | Operational_New_Capacity_MW | -1
Gates_TB_11_HSN | Southern_PGAE_Li_Battery_4hr_154 | Reliability_Capacity_In_Model_Year | 1 | Tesla_Bellota_HSN | Northern_California_Li_Battery_8hr_126 | Reliability_Capacity_In_Model_Year | 1 | Northern_California_Li_Battery_8hr_126 | Tesla-Bellota 230 kV line | CAISO_Li_Battery_8hr_Dispatch | Wind | Tesla_Bellota_HSN | Northern_California_Li_Battery_8hr_126 | Reliability_Capacity_In_Model_Year | 1 | Tesla_Bellota_SSN | Northern_California_Li_Battery_8hr_126 | Reliability_Capacity_In_Model_Year | 0.5 | Tesla_Bellota_offpeak | Northern_California_Li_Battery_8hr_126 | Operational_New_Capacity_MW | -1
Gates_TB_11_HSN | Southern_PGAE_Li_Battery_4hr_161 | Reliability_Capacity_In_Model_Year | 1 | Tesla_Bellota_HSN | Northern_California_Li_Battery_8hr_135 | Reliability_Capacity_In_Model_Year | 1 | Northern_California_Li_Battery_8hr_135 | Tesla-Bellota 230 kV line | CAISO_Li_Battery_8hr_Dispatch | Wind | Tesla_Bellota_HSN | Northern_California_Li_Battery_8hr_135 | Reliability_Capacity_In_Model_Year | 1 | Tesla_Bellota_SSN | Northern_California_Li_Battery_8hr_135 | Reliability_Capacity_In_Model_Year | 0.5 | Tesla_Bellota_offpeak | Northern_California_Li_Battery_8hr_135 | Operational_New_Capacity_MW | -1
Gates_TB_11_HSN | Southern_PGAE_Li_Battery_4hr_162 | Reliability_Capacity_In_Model_Year | 1 | Tesla_Bellota_HSN | Northern_California_Li_Battery_8hr_138 | Reliability_Capacity_In_Model_Year | 1 | Northern_California_Li_Battery_8hr_138 | Tesla-Bellota 230 kV line | CAISO_Li_Battery_8hr_Dispatch | Wind | Tesla_Bellota_HSN | Northern_California_Li_Battery_8hr_138 | Reliability_Capacity_In_Model_Year | 1 | Tesla_Bellota_SSN | Northern_California_Li_Battery_8hr_138 | Reliability_Capacity_In_Model_Year | 0.5 | Tesla_Bellota_offpeak | Northern_California_Li_Battery_8hr_138 | Operational_New_Capacity_MW | -1
Gates_TB_11_HSN | Southern_PGAE_Li_Battery_4hr_163 | Reliability_Capacity_In_Model_Year | 1 | Tesla_Bellota_HSN | Southern_PGAE_Li_Battery_8hr_139 | Reliability_Capacity_In_Model_Year | 1 | Southern_PGAE_Li_Battery_8hr_139 | Tesla-Bellota 230 kV line | CAISO_Li_Battery_8hr_Dispatch | Wind | Tesla_Bellota_HSN | Southern_PGAE_Li_Battery_8hr_139 | Reliability_Capacity_In_Model_Year | 1 | Tesla_Bellota_SSN | Southern_PGAE_Li_Battery_8hr_139 | Reliability_Capacity_In_Model_Year | 0.5 | Tesla_Bellota_offpeak | Southern_PGAE_Li_Battery_8hr_139 | Operational_New_Capacity_MW | -1
Gates_TB_11_HSN | Southern_PGAE_Li_Battery_4hr_164 | Reliability_Capacity_In_Model_Year | 1 | Tesla_Bellota_HSN | Northern_California_Li_Battery_8hr_141 | Reliability_Capacity_In_Model_Year | 1 | Northern_California_Li_Battery_8hr_141 | Tesla-Bellota 230 kV line | CAISO_Li_Battery_8hr_Dispatch | Wind | Tesla_Bellota_HSN | Northern_California_Li_Battery_8hr_141 | Reliability_Capacity_In_Model_Year | 1 | Tesla_Bellota_SSN | Northern_California_Li_Battery_8hr_141 | Reliability_Capacity_In_Model_Year | 0.5 | Tesla_Bellota_offpeak | Northern_California_Li_Battery_8hr_141 | Operational_New_Capacity_MW | -1
Gates_TB_11_HSN | Southern_PGAE_Li_Battery_4hr_165 | Reliability_Capacity_In_Model_Year | 1 | Tesla_Bellota_HSN | Northern_California_Li_Battery_8hr_144 | Reliability_Capacity_In_Model_Year | 1 | Northern_California_Li_Battery_8hr_144 | Tesla-Bellota 230 kV line | CAISO_Li_Battery_8hr_Dispatch | Wind | Tesla_Bellota_HSN | Northern_California_Li_Battery_8hr_144 | Reliability_Capacity_In_Model_Year | 1 | Tesla_Bellota_SSN | Northern_California_Li_Battery_8hr_144 | Reliability_Capacity_In_Model_Year | 0.5 | Tesla_Bellota_offpeak | Northern_California_Li_Battery_8hr_144 | Operational_New_Capacity_MW | -1
Gates_TB_11_HSN | Southern_PGAE_Li_Battery_4hr_168 | Reliability_Capacity_In_Model_Year | 1 | Tesla_Bellota_HSN | Northern_California_Li_Battery_8hr_149 | Reliability_Capacity_In_Model_Year | 1 | Northern_California_Li_Battery_8hr_149 | Tesla-Bellota 230 kV line | CAISO_Li_Battery_8hr_Dispatch | Wind | Tesla_Bellota_HSN | Northern_California_Li_Battery_8hr_149 | Reliability_Capacity_In_Model_Year | 1 | Tesla_Bellota_SSN | Northern_California_Li_Battery_8hr_149 | Reliability_Capacity_In_Model_Year | 0.5 | Tesla_Bellota_offpeak | Northern_California_Li_Battery_8hr_149 | Operational_New_Capacity_MW | -1
Gates_TB_11_HSN | Southern_PGAE_Li_Battery_4hr_169 | Reliability_Capacity_In_Model_Year | 1 | Tesla_Bellota_HSN | Northern_California_Li_Battery_8hr_155 | Reliability_Capacity_In_Model_Year | 1 | Northern_California_Li_Battery_8hr_155 | Tesla-Bellota 230 kV line | CAISO_Li_Battery_8hr_Dispatch | Wind | Tesla_Bellota_HSN | Northern_California_Li_Battery_8hr_155 | Reliability_Capacity_In_Model_Year | 1 | Tesla_Bellota_SSN | Northern_California_Li_Battery_8hr_155 | Reliability_Capacity_In_Model_Year | 0.5 | Tesla_Bellota_offpeak | Northern_California_Li_Battery_8hr_155 | Operational_New_Capacity_MW | -1
Gates_TB_11_HSN | Southern_PGAE_Li_Battery_4hr_170 | Reliability_Capacity_In_Model_Year | 1 | Tesla_Bellota_HSN | Northern_California_Li_Battery_8hr_157 | Reliability_Capacity_In_Model_Year | 1 | Northern_California_Li_Battery_8hr_157 | Tesla-Bellota 230 kV line | CAISO_Li_Battery_8hr_Dispatch | Wind | Tesla_Bellota_HSN | Northern_California_Li_Battery_8hr_157 | Reliability_Capacity_In_Model_Year | 1 | Tesla_Bellota_SSN | Northern_California_Li_Battery_8hr_157 | Reliability_Capacity_In_Model_Year | 0.5 | Tesla_Bellota_offpeak | Northern_California_Li_Battery_8hr_157 | Operational_New_Capacity_MW | -1
Gates_TB_11_HSN | Southern_PGAE_Li_Battery_4hr_174 | Reliability_Capacity_In_Model_Year | 1 | Tesla_Bellota_HSN | Northern_California_Li_Battery_8hr_158 | Reliability_Capacity_In_Model_Year | 1 | Northern_California_Li_Battery_8hr_158 | Tesla-Bellota 230 kV line | CAISO_Li_Battery_8hr_Dispatch | Wind | Tesla_Bellota_HSN | Northern_California_Li_Battery_8hr_158 | Reliability_Capacity_In_Model_Year | 1 | Tesla_Bellota_SSN | Northern_California_Li_Battery_8hr_158 | Reliability_Capacity_In_Model_Year | 0.5 | Tesla_Bellota_offpeak | Northern_California_Li_Battery_8hr_158 | Operational_New_Capacity_MW | -1
Gates_TB_11_HSN | Southern_PGAE_Li_Battery_4hr_176 | Reliability_Capacity_In_Model_Year | 1 | Tesla_Bellota_HSN | Northern_California_Li_Battery_8hr_159 | Reliability_Capacity_In_Model_Year | 1 | Northern_California_Li_Battery_8hr_159 | Tesla-Bellota 230 kV line | CAISO_Li_Battery_8hr_Dispatch | Wind | Tesla_Bellota_HSN | Northern_California_Li_Battery_8hr_159 | Reliability_Capacity_In_Model_Year | 1 | Tesla_Bellota_SSN | Northern_California_Li_Battery_8hr_159 | Reliability_Capacity_In_Model_Year | 0.5 | Tesla_Bellota_offpeak | Northern_California_Li_Battery_8hr_159 | Operational_New_Capacity_MW | -1
Gates_TB_11_HSN | Southern_PGAE_Li_Battery_8hr_8 | Reliability_Capacity_In_Model_Year | 1 | Tesla_Bellota_HSN | Southern_PGAE_Li_Battery_8hr_161 | Reliability_Capacity_In_Model_Year | 1 | Southern_PGAE_Li_Battery_8hr_161 | Tesla-Bellota 230 kV line | CAISO_Li_Battery_8hr_Dispatch | Wind | Tesla_Bellota_HSN | Southern_PGAE_Li_Battery_8hr_161 | Reliability_Capacity_In_Model_Year | 1 | Tesla_Bellota_SSN | Southern_PGAE_Li_Battery_8hr_161 | Reliability_Capacity_In_Model_Year | 0.5 | Tesla_Bellota_offpeak | Southern_PGAE_Li_Battery_8hr_161 | Operational_New_Capacity_MW | -1
Gates_TB_11_HSN | Southern_PGAE_Li_Battery_8hr_22 | Reliability_Capacity_In_Model_Year | 1 | Tesla_Bellota_HSN | Southern_PGAE_Li_Battery_8hr_163 | Reliability_Capacity_In_Model_Year | 1 | Southern_PGAE_Li_Battery_8hr_163 | Tesla-Bellota 230 kV line | CAISO_Li_Battery_8hr_Dispatch | Wind | Tesla_Bellota_HSN | Southern_PGAE_Li_Battery_8hr_163 | Reliability_Capacity_In_Model_Year | 1 | Tesla_Bellota_SSN | Southern_PGAE_Li_Battery_8hr_163 | Reliability_Capacity_In_Model_Year | 0.5 | Tesla_Bellota_offpeak | Southern_PGAE_Li_Battery_8hr_163 | Operational_New_Capacity_MW | -1
Gates_TB_11_HSN | Southern_PGAE_Li_Battery_8hr_23 | Reliability_Capacity_In_Model_Year | 1 | Tesla_Bellota_HSN | Northern_California_Li_Battery_8hr_166 | Reliability_Capacity_In_Model_Year | 1 | Northern_California_Li_Battery_8hr_166 | Tesla-Bellota 230 kV line | CAISO_Li_Battery_8hr_Dispatch | Wind | Tesla_Bellota_HSN | Northern_California_Li_Battery_8hr_166 | Reliability_Capacity_In_Model_Year | 1 | Tesla_Bellota_SSN | Northern_California_Li_Battery_8hr_166 | Reliability_Capacity_In_Model_Year | 0.5 | Tesla_Bellota_offpeak | Northern_California_Li_Battery_8hr_166 | Operational_New_Capacity_MW | -1
Gates_TB_11_HSN | Southern_PGAE_Li_Battery_8hr_24 | Reliability_Capacity_In_Model_Year | 1 | Tesla_Bellota_HSN | Northern_California_Li_Battery_8hr_172 | Reliability_Capacity_In_Model_Year | 1 | Northern_California_Li_Battery_8hr_172 | Tesla-Bellota 230 kV line | CAISO_Li_Battery_8hr_Dispatch | Wind | Tesla_Bellota_HSN | Northern_California_Li_Battery_8hr_172 | Reliability_Capacity_In_Model_Year | 1 | Tesla_Bellota_SSN | Northern_California_Li_Battery_8hr_172 | Reliability_Capacity_In_Model_Year | 0.5 | Tesla_Bellota_offpeak | Northern_California_Li_Battery_8hr_172 | Operational_New_Capacity_MW | -1
Gates_TB_11_HSN | Southern_PGAE_Li_Battery_8hr_33 | Reliability_Capacity_In_Model_Year | 1 | Tesla_Bellota_HSN | Northern_California_Li_Battery_8hr_179 | Reliability_Capacity_In_Model_Year | 1 | Northern_California_Li_Battery_8hr_179 | Tesla-Bellota 230 kV line | CAISO_Li_Battery_8hr_Dispatch | Wind | Tesla_Bellota_HSN | Northern_California_Li_Battery_8hr_179 | Reliability_Capacity_In_Model_Year | 1 | Tesla_Bellota_SSN | Northern_California_Li_Battery_8hr_179 | Reliability_Capacity_In_Model_Year | 0.5 | Tesla_Bellota_offpeak | Northern_California_Li_Battery_8hr_179 | Operational_New_Capacity_MW | -1
Gates_TB_11_HSN | Southern_PGAE_Li_Battery_8hr_45 | Reliability_Capacity_In_Model_Year | 1 | Tesla_Bellota_HSN | Northern_California_Solar_41 | Reliability_Capacity_In_Model_Year | 0.1 | Northern_California_Solar_41 | Tesla-Bellota 230 kV line | Northern_California_Solar | Wind | Tesla_Bellota_HSN | Northern_California_Solar_41 | Reliability_Capacity_In_Model_Year | 0.1 | Tesla_Bellota_SSN | Northern_California_Solar_41 | Reliability_Capacity_In_Model_Year | 0.556 | Tesla_Bellota_offpeak | Northern_California_Solar_41 | Operational_New_Capacity_MW | 0.68
Gates_TB_11_HSN | Southern_PGAE_Li_Battery_8hr_46 | Reliability_Capacity_In_Model_Year | 1 | Tesla_Bellota_HSN | Northern_California_Solar_57 | Reliability_Capacity_In_Model_Year | 0.1 | Northern_California_Solar_57 | Tesla-Bellota 230 kV line | Northern_California_Solar | Wind | Tesla_Bellota_HSN | Northern_California_Solar_57 | Reliability_Capacity_In_Model_Year | 0.1 | Tesla_Bellota_SSN | Northern_California_Solar_57 | Reliability_Capacity_In_Model_Year | 0.556 | Tesla_Bellota_offpeak | Northern_California_Solar_57 | Operational_New_Capacity_MW | 0.68
Gates_TB_11_HSN | Southern_PGAE_Li_Battery_8hr_49 | Reliability_Capacity_In_Model_Year | 1 | Tesla_Bellota_HSN | Northern_California_Solar_68 | Reliability_Capacity_In_Model_Year | 0.1 | Northern_California_Solar_68 | Tesla-Bellota 230 kV line | Northern_California_Solar | Wind | Tesla_Bellota_HSN | Northern_California_Solar_68 | Reliability_Capacity_In_Model_Year | 0.1 | Tesla_Bellota_SSN | Northern_California_Solar_68 | Reliability_Capacity_In_Model_Year | 0.556 | Tesla_Bellota_offpeak | Northern_California_Solar_68 | Operational_New_Capacity_MW | 0.68
Gates_TB_11_HSN | Southern_PGAE_Li_Battery_8hr_52 | Reliability_Capacity_In_Model_Year | 1 | Tesla_Bellota_HSN | Northern_California_Solar_73 | Reliability_Capacity_In_Model_Year | 0.1 | Northern_California_Solar_73 | Tesla-Bellota 230 kV line | Northern_California_Solar | Wind | Tesla_Bellota_HSN | Northern_California_Solar_73 | Reliability_Capacity_In_Model_Year | 0.1 | Tesla_Bellota_SSN | Northern_California_Solar_73 | Reliability_Capacity_In_Model_Year | 0.556 | Tesla_Bellota_offpeak | Northern_California_Solar_73 | Operational_New_Capacity_MW | 0.68
Gates_TB_11_HSN | Southern_PGAE_Li_Battery_8hr_61 | Reliability_Capacity_In_Model_Year | 1 | Tesla_Bellota_HSN | Northern_California_Solar_76 | Reliability_Capacity_In_Model_Year | 0.1 | Northern_California_Solar_76 | Tesla-Bellota 230 kV line | Northern_California_Solar | Wind | Tesla_Bellota_HSN | Northern_California_Solar_76 | Reliability_Capacity_In_Model_Year | 0.1 | Tesla_Bellota_SSN | Northern_California_Solar_76 | Reliability_Capacity_In_Model_Year | 0.556 | Tesla_Bellota_offpeak | Northern_California_Solar_76 | Operational_New_Capacity_MW | 0.68
Gates_TB_11_HSN | Southern_PGAE_Li_Battery_8hr_69 | Reliability_Capacity_In_Model_Year | 1 | Tesla_Bellota_HSN | Northern_California_Solar_82 | Reliability_Capacity_In_Model_Year | 0.1 | Northern_California_Solar_82 | Tesla-Bellota 230 kV line | Northern_California_Solar | Wind | Tesla_Bellota_HSN | Northern_California_Solar_82 | Reliability_Capacity_In_Model_Year | 0.1 | Tesla_Bellota_SSN | Northern_California_Solar_82 | Reliability_Capacity_In_Model_Year | 0.556 | Tesla_Bellota_offpeak | Northern_California_Solar_82 | Operational_New_Capacity_MW | 0.68
Gates_TB_11_HSN | Southern_PGAE_Li_Battery_8hr_72 | Reliability_Capacity_In_Model_Year | 1 | Tesla_Bellota_HSN | Northern_California_Solar_92 | Reliability_Capacity_In_Model_Year | 0.1 | Northern_California_Solar_92 | Tesla-Bellota 230 kV line | Northern_California_Solar | Wind | Tesla_Bellota_HSN | Northern_California_Solar_92 | Reliability_Capacity_In_Model_Year | 0.1 | Tesla_Bellota_SSN | Northern_California_Solar_92 | Reliability_Capacity_In_Model_Year | 0.556 | Tesla_Bellota_offpeak | Northern_California_Solar_92 | Operational_New_Capacity_MW | 0.68
Gates_TB_11_HSN | Southern_PGAE_Li_Battery_8hr_74 | Reliability_Capacity_In_Model_Year | 1 | Tesla_Bellota_HSN | Northern_California_Solar_96 | Reliability_Capacity_In_Model_Year | 0.1 | Northern_California_Solar_96 | Tesla-Bellota 230 kV line | Northern_California_Solar | Wind | Tesla_Bellota_HSN | Northern_California_Solar_96 | Reliability_Capacity_In_Model_Year | 0.1 | Tesla_Bellota_SSN | Northern_California_Solar_96 | Reliability_Capacity_In_Model_Year | 0.556 | Tesla_Bellota_offpeak | Northern_California_Solar_96 | Operational_New_Capacity_MW | 0.68
Gates_TB_11_HSN | Southern_PGAE_Li_Battery_8hr_75 | Reliability_Capacity_In_Model_Year | 1 | Tesla_Bellota_HSN | Northern_California_Solar_112 | Reliability_Capacity_In_Model_Year | 0.1 | Northern_California_Solar_112 | Tesla-Bellota 230 kV line | Northern_California_Solar | Wind | Tesla_Bellota_HSN | Northern_California_Solar_112 | Reliability_Capacity_In_Model_Year | 0.1 | Tesla_Bellota_SSN | Northern_California_Solar_112 | Reliability_Capacity_In_Model_Year | 0.556 | Tesla_Bellota_offpeak | Northern_California_Solar_112 | Operational_New_Capacity_MW | 0.68
Gates_TB_11_HSN | Southern_PGAE_Li_Battery_8hr_79 | Reliability_Capacity_In_Model_Year | 1 | Tesla_Bellota_HSN | Northern_California_Solar_113 | Reliability_Capacity_In_Model_Year | 0.1 | Northern_California_Solar_113 | Tesla-Bellota 230 kV line | Northern_California_Solar | Wind | Tesla_Bellota_HSN | Northern_California_Solar_113 | Reliability_Capacity_In_Model_Year | 0.1 | Tesla_Bellota_SSN | Northern_California_Solar_113 | Reliability_Capacity_In_Model_Year | 0.556 | Tesla_Bellota_offpeak | Northern_California_Solar_113 | Operational_New_Capacity_MW | 0.68
Gates_TB_11_HSN | Southern_PGAE_Li_Battery_8hr_93 | Reliability_Capacity_In_Model_Year | 1 | Tesla_Bellota_HSN | Northern_California_Solar_114 | Reliability_Capacity_In_Model_Year | 0.1 | Northern_California_Solar_114 | Tesla-Bellota 230 kV line | Northern_California_Solar | Wind | Tesla_Bellota_HSN | Northern_California_Solar_114 | Reliability_Capacity_In_Model_Year | 0.1 | Tesla_Bellota_SSN | Northern_California_Solar_114 | Reliability_Capacity_In_Model_Year | 0.556 | Tesla_Bellota_offpeak | Northern_California_Solar_114 | Operational_New_Capacity_MW | 0.68
Gates_TB_11_HSN | Southern_PGAE_Li_Battery_8hr_98 | Reliability_Capacity_In_Model_Year | 1 | Tesla_Bellota_HSN | Northern_California_Solar_116 | Reliability_Capacity_In_Model_Year | 0.1 | Northern_California_Solar_116 | Tesla-Bellota 230 kV line | Northern_California_Solar | Wind | Tesla_Bellota_HSN | Northern_California_Solar_116 | Reliability_Capacity_In_Model_Year | 0.1 | Tesla_Bellota_SSN | Northern_California_Solar_116 | Reliability_Capacity_In_Model_Year | 0.556 | Tesla_Bellota_offpeak | Northern_California_Solar_116 | Operational_New_Capacity_MW | 0.68
Gates_TB_11_HSN | Southern_PGAE_Li_Battery_8hr_102 | Reliability_Capacity_In_Model_Year | 1 | Tesla_Bellota_HSN | Northern_California_Solar_122 | Reliability_Capacity_In_Model_Year | 0.1 | Northern_California_Solar_122 | Tesla-Bellota 230 kV line | Northern_California_Solar | Wind | Tesla_Bellota_HSN | Northern_California_Solar_122 | Reliability_Capacity_In_Model_Year | 0.1 | Tesla_Bellota_SSN | Northern_California_Solar_122 | Reliability_Capacity_In_Model_Year | 0.556 | Tesla_Bellota_offpeak | Northern_California_Solar_122 | Operational_New_Capacity_MW | 0.68
Gates_TB_11_HSN | Southern_PGAE_Li_Battery_8hr_109 | Reliability_Capacity_In_Model_Year | 1 | Tesla_Bellota_HSN | Northern_California_Solar_126 | Reliability_Capacity_In_Model_Year | 0.1 | Northern_California_Solar_126 | Tesla-Bellota 230 kV line | Northern_California_Solar | Wind | Tesla_Bellota_HSN | Northern_California_Solar_126 | Reliability_Capacity_In_Model_Year | 0.1 | Tesla_Bellota_SSN | Northern_California_Solar_126 | Reliability_Capacity_In_Model_Year | 0.556 | Tesla_Bellota_offpeak | Northern_California_Solar_126 | Operational_New_Capacity_MW | 0.68
Gates_TB_11_HSN | Southern_PGAE_Li_Battery_8hr_117 | Reliability_Capacity_In_Model_Year | 1 | Tesla_Bellota_HSN | Northern_California_Solar_135 | Reliability_Capacity_In_Model_Year | 0.1 | Northern_California_Solar_135 | Tesla-Bellota 230 kV line | Northern_California_Solar | Wind | Tesla_Bellota_HSN | Northern_California_Solar_135 | Reliability_Capacity_In_Model_Year | 0.1 | Tesla_Bellota_SSN | Northern_California_Solar_135 | Reliability_Capacity_In_Model_Year | 0.556 | Tesla_Bellota_offpeak | Northern_California_Solar_135 | Operational_New_Capacity_MW | 0.68
Gates_TB_11_HSN | Southern_PGAE_Li_Battery_8hr_118 | Reliability_Capacity_In_Model_Year | 1 | Tesla_Bellota_HSN | Northern_California_Solar_138 | Reliability_Capacity_In_Model_Year | 0.1 | Northern_California_Solar_138 | Tesla-Bellota 230 kV line | Northern_California_Solar | Wind | Tesla_Bellota_HSN | Northern_California_Solar_138 | Reliability_Capacity_In_Model_Year | 0.1 | Tesla_Bellota_SSN | Northern_California_Solar_138 | Reliability_Capacity_In_Model_Year | 0.556 | Tesla_Bellota_offpeak | Northern_California_Solar_138 | Operational_New_Capacity_MW | 0.68
Gates_TB_11_HSN | Southern_PGAE_Li_Battery_8hr_124 | Reliability_Capacity_In_Model_Year | 1 | Tesla_Bellota_HSN | Northern_California_Solar_141 | Reliability_Capacity_In_Model_Year | 0.1 | Northern_California_Solar_141 | Tesla-Bellota 230 kV line | Northern_California_Solar | Wind | Tesla_Bellota_HSN | Northern_California_Solar_141 | Reliability_Capacity_In_Model_Year | 0.1 | Tesla_Bellota_SSN | Northern_California_Solar_141 | Reliability_Capacity_In_Model_Year | 0.556 | Tesla_Bellota_offpeak | Northern_California_Solar_141 | Operational_New_Capacity_MW | 0.68
Gates_TB_11_HSN | Southern_PGAE_Li_Battery_8hr_139 | Reliability_Capacity_In_Model_Year | 1 | Tesla_Bellota_HSN | Northern_California_Solar_144 | Reliability_Capacity_In_Model_Year | 0.1 | Northern_California_Solar_144 | Tesla-Bellota 230 kV line | Northern_California_Solar | Wind | Tesla_Bellota_HSN | Northern_California_Solar_144 | Reliability_Capacity_In_Model_Year | 0.1 | Tesla_Bellota_SSN | Northern_California_Solar_144 | Reliability_Capacity_In_Model_Year | 0.556 | Tesla_Bellota_offpeak | Northern_California_Solar_144 | Operational_New_Capacity_MW | 0.68
Gates_TB_11_HSN | Southern_PGAE_Li_Battery_8hr_140 | Reliability_Capacity_In_Model_Year | 1 | Tesla_Bellota_HSN | Northern_California_Solar_149 | Reliability_Capacity_In_Model_Year | 0.1 | Northern_California_Solar_149 | Tesla-Bellota 230 kV line | Northern_California_Solar | Wind | Tesla_Bellota_HSN | Northern_California_Solar_149 | Reliability_Capacity_In_Model_Year | 0.1 | Tesla_Bellota_SSN | Northern_California_Solar_149 | Reliability_Capacity_In_Model_Year | 0.556 | Tesla_Bellota_offpeak | Northern_California_Solar_149 | Operational_New_Capacity_MW | 0.68
Gates_TB_11_HSN | Southern_PGAE_Li_Battery_8hr_151 | Reliability_Capacity_In_Model_Year | 1 | Tesla_Bellota_HSN | Northern_California_Solar_155 | Reliability_Capacity_In_Model_Year | 0.1 | Northern_California_Solar_155 | Tesla-Bellota 230 kV line | Northern_California_Solar | Wind | Tesla_Bellota_HSN | Northern_California_Solar_155 | Reliability_Capacity_In_Model_Year | 0.1 | Tesla_Bellota_SSN | Northern_California_Solar_155 | Reliability_Capacity_In_Model_Year | 0.556 | Tesla_Bellota_offpeak | Northern_California_Solar_155 | Operational_New_Capacity_MW | 0.68
Gates_TB_11_HSN | Southern_PGAE_Li_Battery_8hr_154 | Reliability_Capacity_In_Model_Year | 1 | Tesla_Bellota_HSN | Northern_California_Solar_157 | Reliability_Capacity_In_Model_Year | 0.1 | Northern_California_Solar_157 | Tesla-Bellota 230 kV line | Northern_California_Solar | Wind | Tesla_Bellota_HSN | Northern_California_Solar_157 | Reliability_Capacity_In_Model_Year | 0.1 | Tesla_Bellota_SSN | Northern_California_Solar_157 | Reliability_Capacity_In_Model_Year | 0.556 | Tesla_Bellota_offpeak | Northern_California_Solar_157 | Operational_New_Capacity_MW | 0.68
Gates_TB_11_HSN | Southern_PGAE_Li_Battery_8hr_161 | Reliability_Capacity_In_Model_Year | 1 | Tesla_Bellota_HSN | Northern_California_Solar_158 | Reliability_Capacity_In_Model_Year | 0.1 | Northern_California_Solar_158 | Tesla-Bellota 230 kV line | Northern_California_Solar | Wind | Tesla_Bellota_HSN | Northern_California_Solar_158 | Reliability_Capacity_In_Model_Year | 0.1 | Tesla_Bellota_SSN | Northern_California_Solar_158 | Reliability_Capacity_In_Model_Year | 0.556 | Tesla_Bellota_offpeak | Northern_California_Solar_158 | Operational_New_Capacity_MW | 0.68
Gates_TB_11_HSN | Southern_PGAE_Li_Battery_8hr_162 | Reliability_Capacity_In_Model_Year | 1 | Tesla_Bellota_HSN | Northern_California_Solar_159 | Reliability_Capacity_In_Model_Year | 0.1 | Northern_California_Solar_159 | Tesla-Bellota 230 kV line | Northern_California_Solar | Wind | Tesla_Bellota_HSN | Northern_California_Solar_159 | Reliability_Capacity_In_Model_Year | 0.1 | Tesla_Bellota_SSN | Northern_California_Solar_159 | Reliability_Capacity_In_Model_Year | 0.556 | Tesla_Bellota_offpeak | Northern_California_Solar_159 | Operational_New_Capacity_MW | 0.68
Gates_TB_11_HSN | Southern_PGAE_Li_Battery_8hr_163 | Reliability_Capacity_In_Model_Year | 1 | Tesla_Bellota_HSN | Northern_California_Solar_166 | Reliability_Capacity_In_Model_Year | 0.1 | Northern_California_Solar_166 | Tesla-Bellota 230 kV line | Northern_California_Solar | Wind | Tesla_Bellota_HSN | Northern_California_Solar_166 | Reliability_Capacity_In_Model_Year | 0.1 | Tesla_Bellota_SSN | Northern_California_Solar_166 | Reliability_Capacity_In_Model_Year | 0.556 | Tesla_Bellota_offpeak | Northern_California_Solar_166 | Operational_New_Capacity_MW | 0.68
Gates_TB_11_HSN | Southern_PGAE_Li_Battery_8hr_164 | Reliability_Capacity_In_Model_Year | 1 | Tesla_Bellota_HSN | Northern_California_Solar_172 | Reliability_Capacity_In_Model_Year | 0.1 | Northern_California_Solar_172 | Tesla-Bellota 230 kV line | Northern_California_Solar | Wind | Tesla_Bellota_HSN | Northern_California_Solar_172 | Reliability_Capacity_In_Model_Year | 0.1 | Tesla_Bellota_SSN | Northern_California_Solar_172 | Reliability_Capacity_In_Model_Year | 0.556 | Tesla_Bellota_offpeak | Northern_California_Solar_172 | Operational_New_Capacity_MW | 0.68
Gates_TB_11_HSN | Southern_PGAE_Li_Battery_8hr_165 | Reliability_Capacity_In_Model_Year | 1 | Tesla_Bellota_HSN | Northern_California_Solar_179 | Reliability_Capacity_In_Model_Year | 0.1 | Northern_California_Solar_179 | Tesla-Bellota 230 kV line | Northern_California_Solar | Wind | Tesla_Bellota_HSN | Northern_California_Solar_179 | Reliability_Capacity_In_Model_Year | 0.1 | Tesla_Bellota_SSN | Northern_California_Solar_179 | Reliability_Capacity_In_Model_Year | 0.556 | Tesla_Bellota_offpeak | Northern_California_Solar_179 | Operational_New_Capacity_MW | 0.68
Gates_TB_11_HSN | Southern_PGAE_Li_Battery_8hr_168 | Reliability_Capacity_In_Model_Year | 1 | Tesla_Bellota_HSN | Northern_California_Wind_76 | Reliability_Capacity_In_Model_Year | 0.665 | Northern_California_Wind_76 | Tesla-Bellota 230 kV line | Northern_California_Wind | Wind | Tesla_Bellota_HSN | Northern_California_Wind_76 | Reliability_Capacity_In_Model_Year | 0.665 | Tesla_Bellota_SSN | Northern_California_Wind_76 | Reliability_Capacity_In_Model_Year | 0.163 | Tesla_Bellota_offpeak | Northern_California_Wind_76 | Operational_New_Capacity_MW | 0.63
Gates_TB_11_HSN | Southern_PGAE_Li_Battery_8hr_169 | Reliability_Capacity_In_Model_Year | 1 | Tesla_Bellota_HSN | Northern_California_Wind_159 | Reliability_Capacity_In_Model_Year | 0.665 | Northern_California_Wind_159 | Tesla-Bellota 230 kV line | Northern_California_Wind | Wind | Tesla_Bellota_HSN | Northern_California_Wind_159 | Reliability_Capacity_In_Model_Year | 0.665 | Tesla_Bellota_SSN | Northern_California_Wind_159 | Reliability_Capacity_In_Model_Year | 0.163 | Tesla_Bellota_offpeak | Northern_California_Wind_159 | Operational_New_Capacity_MW | 0.63
Gates_TB_11_HSN | Southern_PGAE_Li_Battery_8hr_170 | Reliability_Capacity_In_Model_Year | 1 | Tesla_Bellota_HSN | Solano_Wind_122 | Reliability_Capacity_In_Model_Year | 0.665 | Solano_Wind_122 | Tesla-Bellota 230 kV line | Solano_Wind | Wind | Tesla_Bellota_HSN | Solano_Wind_122 | Reliability_Capacity_In_Model_Year | 0.665 | Tesla_Bellota_SSN | Solano_Wind_122 | Reliability_Capacity_In_Model_Year | 0.163 | Tesla_Bellota_offpeak | Solano_Wind_122 | Operational_New_Capacity_MW | 0.63
Gates_TB_11_HSN | Southern_PGAE_Li_Battery_8hr_174 | Reliability_Capacity_In_Model_Year | 1 | Tesla_Bellota_HSN | Solano_Wind_126 | Reliability_Capacity_In_Model_Year | 0.665 | Solano_Wind_126 | Tesla-Bellota 230 kV line | Solano_Wind | Wind | Tesla_Bellota_HSN | Solano_Wind_126 | Reliability_Capacity_In_Model_Year | 0.665 | Tesla_Bellota_SSN | Solano_Wind_126 | Reliability_Capacity_In_Model_Year | 0.163 | Tesla_Bellota_offpeak | Solano_Wind_126 | Operational_New_Capacity_MW | 0.63
Gates_TB_11_HSN | Southern_PGAE_Li_Battery_8hr_176 | Reliability_Capacity_In_Model_Year | 1 | Tesla_Bellota_HSN | Southern_PGAE_Solar_95 | Reliability_Capacity_In_Model_Year | 0.1 | Southern_PGAE_Solar_95 | Tesla-Bellota 230 kV line | Southern_PGAE_Solar | Wind | Tesla_Bellota_HSN | Southern_PGAE_Solar_95 | Reliability_Capacity_In_Model_Year | 0.1 | Tesla_Bellota_SSN | Southern_PGAE_Solar_95 | Reliability_Capacity_In_Model_Year | 0.556 | Tesla_Bellota_offpeak | Southern_PGAE_Solar_95 | Operational_New_Capacity_MW | 0.68
Gates_TB_11_HSN | Central_Valley_North_Los_Banos_Wind_154 | Reliability_Capacity_In_Model_Year | 0.665 | Tesla_Bellota_HSN | Southern_PGAE_Solar_99 | Reliability_Capacity_In_Model_Year | 0.1 | Southern_PGAE_Solar_99 | Tesla-Bellota 230 kV line | Southern_PGAE_Solar | Wind | Tesla_Bellota_HSN | Southern_PGAE_Solar_99 | Reliability_Capacity_In_Model_Year | 0.1 | Tesla_Bellota_SSN | Southern_PGAE_Solar_99 | Reliability_Capacity_In_Model_Year | 0.556 | Tesla_Bellota_offpeak | Southern_PGAE_Solar_99 | Operational_New_Capacity_MW | 0.68
Gates_TB_11_HSN | Central_Valley_North_Los_Banos_Wind_162 | Reliability_Capacity_In_Model_Year | 0.665 | Tesla_Bellota_HSN | Southern_PGAE_Solar_111 | Reliability_Capacity_In_Model_Year | 0.1 | Southern_PGAE_Solar_111 | Tesla-Bellota 230 kV line | Southern_PGAE_Solar | Wind | Tesla_Bellota_HSN | Southern_PGAE_Solar_111 | Reliability_Capacity_In_Model_Year | 0.1 | Tesla_Bellota_SSN | Southern_PGAE_Solar_111 | Reliability_Capacity_In_Model_Year | 0.556 | Tesla_Bellota_offpeak | Southern_PGAE_Solar_111 | Operational_New_Capacity_MW | 0.68
Gates_TB_11_HSN | Southern_PGAE_Solar_8 | Reliability_Capacity_In_Model_Year | 0.1 | Tesla_Bellota_HSN | Southern_PGAE_Solar_124 | Reliability_Capacity_In_Model_Year | 0.1 | Southern_PGAE_Solar_124 | Tesla-Bellota 230 kV line | Southern_PGAE_Solar | Wind | Tesla_Bellota_HSN | Southern_PGAE_Solar_124 | Reliability_Capacity_In_Model_Year | 0.1 | Tesla_Bellota_SSN | Southern_PGAE_Solar_124 | Reliability_Capacity_In_Model_Year | 0.556 | Tesla_Bellota_offpeak | Southern_PGAE_Solar_124 | Operational_New_Capacity_MW | 0.68
Gates_TB_11_HSN | Southern_PGAE_Solar_22 | Reliability_Capacity_In_Model_Year | 0.1 | Tesla_Bellota_HSN | Southern_PGAE_Solar_139 | Reliability_Capacity_In_Model_Year | 0.1 | Southern_PGAE_Solar_139 | Tesla-Bellota 230 kV line | Southern_PGAE_Solar | Wind | Tesla_Bellota_HSN | Southern_PGAE_Solar_139 | Reliability_Capacity_In_Model_Year | 0.1 | Tesla_Bellota_SSN | Southern_PGAE_Solar_139 | Reliability_Capacity_In_Model_Year | 0.556 | Tesla_Bellota_offpeak | Southern_PGAE_Solar_139 | Operational_New_Capacity_MW | 0.68
Gates_TB_11_HSN | Southern_PGAE_Solar_23 | Reliability_Capacity_In_Model_Year | 0.1 | Tesla_Bellota_HSN | Southern_PGAE_Solar_161 | Reliability_Capacity_In_Model_Year | 0.1 | Southern_PGAE_Solar_161 | Tesla-Bellota 230 kV line | Southern_PGAE_Solar | Wind | Tesla_Bellota_HSN | Southern_PGAE_Solar_161 | Reliability_Capacity_In_Model_Year | 0.1 | Tesla_Bellota_SSN | Southern_PGAE_Solar_161 | Reliability_Capacity_In_Model_Year | 0.556 | Tesla_Bellota_offpeak | Southern_PGAE_Solar_161 | Operational_New_Capacity_MW | 0.68
Gates_TB_11_HSN | Southern_PGAE_Solar_24 | Reliability_Capacity_In_Model_Year | 0.1 | Tesla_Bellota_HSN | Southern_PGAE_Solar_163 | Reliability_Capacity_In_Model_Year | 0.1 | Southern_PGAE_Solar_163 | Tesla-Bellota 230 kV line | Southern_PGAE_Solar | Wind | Tesla_Bellota_HSN | Southern_PGAE_Solar_163 | Reliability_Capacity_In_Model_Year | 0.1 | Tesla_Bellota_SSN | Southern_PGAE_Solar_163 | Reliability_Capacity_In_Model_Year | 0.556 | Tesla_Bellota_offpeak | Southern_PGAE_Solar_163 | Operational_New_Capacity_MW | 0.68
Gates_TB_11_HSN | Southern_PGAE_Solar_33 | Reliability_Capacity_In_Model_Year | 0.1 | Tesla_Salado_HSN | Northern_California_Flow_Battery_135 | Reliability_Capacity_In_Model_Year | 1 | Northern_California_Flow_Battery_135 | Tesla-Salado 115 kV line | CAISO_Flow_Battery_8hr_Dispatch | Wind | Tesla_Salado_HSN | Northern_California_Flow_Battery_135 | Reliability_Capacity_In_Model_Year | 1 | Tesla_Salado_SSN | Northern_California_Flow_Battery_135 | Reliability_Capacity_In_Model_Year | 0.5 | Tesla_Salado_offpeak | Northern_California_Flow_Battery_135 | Operational_New_Capacity_MW | -1
Gates_TB_11_HSN | Southern_PGAE_Solar_45 | Reliability_Capacity_In_Model_Year | 0.1 | Tesla_Salado_HSN | Southern_PGAE_Flow_Battery_145 | Reliability_Capacity_In_Model_Year | 1 | Southern_PGAE_Flow_Battery_145 | Tesla-Salado 115 kV line | CAISO_Flow_Battery_8hr_Dispatch | Wind | Tesla_Salado_HSN | Southern_PGAE_Flow_Battery_145 | Reliability_Capacity_In_Model_Year | 1 | Tesla_Salado_SSN | Southern_PGAE_Flow_Battery_145 | Reliability_Capacity_In_Model_Year | 0.5 | Tesla_Salado_offpeak | Southern_PGAE_Flow_Battery_145 | Operational_New_Capacity_MW | -1
Gates_TB_11_HSN | Southern_PGAE_Solar_46 | Reliability_Capacity_In_Model_Year | 0.1 | Tesla_Salado_HSN | Northern_California_Li_Battery_4hr_135 | Reliability_Capacity_In_Model_Year | 1 | Northern_California_Li_Battery_4hr_135 | Tesla-Salado 115 kV line | CAISO_Li_Battery_4hr_Dispatch | Wind | Tesla_Salado_HSN | Northern_California_Li_Battery_4hr_135 | Reliability_Capacity_In_Model_Year | 1 | Tesla_Salado_SSN | Northern_California_Li_Battery_4hr_135 | Reliability_Capacity_In_Model_Year | 0.5 | Tesla_Salado_offpeak | Northern_California_Li_Battery_4hr_135 | Operational_New_Capacity_MW | -1
Gates_TB_11_HSN | Southern_PGAE_Solar_49 | Reliability_Capacity_In_Model_Year | 0.1 | Tesla_Salado_HSN | Southern_PGAE_Li_Battery_4hr_145 | Reliability_Capacity_In_Model_Year | 1 | Southern_PGAE_Li_Battery_4hr_145 | Tesla-Salado 115 kV line | CAISO_Li_Battery_4hr_Dispatch | Wind | Tesla_Salado_HSN | Southern_PGAE_Li_Battery_4hr_145 | Reliability_Capacity_In_Model_Year | 1 | Tesla_Salado_SSN | Southern_PGAE_Li_Battery_4hr_145 | Reliability_Capacity_In_Model_Year | 0.5 | Tesla_Salado_offpeak | Southern_PGAE_Li_Battery_4hr_145 | Operational_New_Capacity_MW | -1
Gates_TB_11_HSN | Southern_PGAE_Solar_52 | Reliability_Capacity_In_Model_Year | 0.1 | Tesla_Salado_HSN | Northern_California_Li_Battery_8hr_135 | Reliability_Capacity_In_Model_Year | 1 | Northern_California_Li_Battery_8hr_135 | Tesla-Salado 115 kV line | CAISO_Li_Battery_8hr_Dispatch | Wind | Tesla_Salado_HSN | Northern_California_Li_Battery_8hr_135 | Reliability_Capacity_In_Model_Year | 1 | Tesla_Salado_SSN | Northern_California_Li_Battery_8hr_135 | Reliability_Capacity_In_Model_Year | 0.5 | Tesla_Salado_offpeak | Northern_California_Li_Battery_8hr_135 | Operational_New_Capacity_MW | -1
Gates_TB_11_HSN | Southern_PGAE_Solar_61 | Reliability_Capacity_In_Model_Year | 0.1 | Tesla_Salado_HSN | Southern_PGAE_Li_Battery_8hr_145 | Reliability_Capacity_In_Model_Year | 1 | Southern_PGAE_Li_Battery_8hr_145 | Tesla-Salado 115 kV line | CAISO_Li_Battery_8hr_Dispatch | Wind | Tesla_Salado_HSN | Southern_PGAE_Li_Battery_8hr_145 | Reliability_Capacity_In_Model_Year | 1 | Tesla_Salado_SSN | Southern_PGAE_Li_Battery_8hr_145 | Reliability_Capacity_In_Model_Year | 0.5 | Tesla_Salado_offpeak | Southern_PGAE_Li_Battery_8hr_145 | Operational_New_Capacity_MW | -1
Gates_TB_11_HSN | Southern_PGAE_Solar_69 | Reliability_Capacity_In_Model_Year | 0.1 | Tesla_Salado_HSN | Northern_California_Solar_135 | Reliability_Capacity_In_Model_Year | 0.1 | Northern_California_Solar_135 | Tesla-Salado 115 kV line | Northern_California_Solar | Wind | Tesla_Salado_HSN | Northern_California_Solar_135 | Reliability_Capacity_In_Model_Year | 0.1 | Tesla_Salado_SSN | Northern_California_Solar_135 | Reliability_Capacity_In_Model_Year | 0.556 | Tesla_Salado_offpeak | Northern_California_Solar_135 | Operational_New_Capacity_MW | 0.68
Gates_TB_11_HSN | Southern_PGAE_Solar_72 | Reliability_Capacity_In_Model_Year | 0.1 | Tesla_Salado_HSN | Southern_PGAE_Solar_145 | Reliability_Capacity_In_Model_Year | 0.1 | Southern_PGAE_Solar_145 | Tesla-Salado 115 kV line | Southern_PGAE_Solar | Wind | Tesla_Salado_HSN | Southern_PGAE_Solar_145 | Reliability_Capacity_In_Model_Year | 0.1 | Tesla_Salado_SSN | Southern_PGAE_Solar_145 | Reliability_Capacity_In_Model_Year | 0.556 | Tesla_Salado_offpeak | Southern_PGAE_Solar_145 | Operational_New_Capacity_MW | 0.68
Gates_TB_11_HSN | Southern_PGAE_Solar_74 | Reliability_Capacity_In_Model_Year | 0.1 | Tesla_Tracy_Pump_1_HSN | Northern_California_Flow_Battery_68 | Reliability_Capacity_In_Model_Year | 1 | Northern_California_Flow_Battery_68 | Tesla-Tracy Pump 230 kV Line #1 | CAISO_Flow_Battery_8hr_Dispatch | Wind | Tesla_Tracy_Pump_1_HSN | Northern_California_Flow_Battery_68 | Reliability_Capacity_In_Model_Year | 1 | Tesla_Tracy_Pump_1_SSN | Northern_California_Flow_Battery_68 | Reliability_Capacity_In_Model_Year | 0.5 | Tesla_Tracy_Pump_1_offpeak | Northern_California_Flow_Battery_68 | Operational_New_Capacity_MW | -1
Gates_TB_11_HSN | Southern_PGAE_Solar_75 | Reliability_Capacity_In_Model_Year | 0.1 | Tesla_Tracy_Pump_1_HSN | Northern_California_Flow_Battery_76 | Reliability_Capacity_In_Model_Year | 1 | Northern_California_Flow_Battery_76 | Tesla-Tracy Pump 230 kV Line #1 | CAISO_Flow_Battery_8hr_Dispatch | Wind | Tesla_Tracy_Pump_1_HSN | Northern_California_Flow_Battery_76 | Reliability_Capacity_In_Model_Year | 1 | Tesla_Tracy_Pump_1_SSN | Northern_California_Flow_Battery_76 | Reliability_Capacity_In_Model_Year | 0.5 | Tesla_Tracy_Pump_1_offpeak | Northern_California_Flow_Battery_76 | Operational_New_Capacity_MW | -1
Gates_TB_11_HSN | Southern_PGAE_Solar_79 | Reliability_Capacity_In_Model_Year | 0.1 | Tesla_Tracy_Pump_1_HSN | Northern_California_Flow_Battery_94 | Reliability_Capacity_In_Model_Year | 1 | Northern_California_Flow_Battery_94 | Tesla-Tracy Pump 230 kV Line #1 | CAISO_Flow_Battery_8hr_Dispatch | Wind | Tesla_Tracy_Pump_1_HSN | Northern_California_Flow_Battery_94 | Reliability_Capacity_In_Model_Year | 1 | Tesla_Tracy_Pump_1_SSN | Northern_California_Flow_Battery_94 | Reliability_Capacity_In_Model_Year | 0.5 | Tesla_Tracy_Pump_1_offpeak | Northern_California_Flow_Battery_94 | Operational_New_Capacity_MW | -1
Gates_TB_11_HSN | Southern_PGAE_Solar_93 | Reliability_Capacity_In_Model_Year | 0.1 | Tesla_Tracy_Pump_1_HSN | Southern_PGAE_Flow_Battery_95 | Reliability_Capacity_In_Model_Year | 1 | Southern_PGAE_Flow_Battery_95 | Tesla-Tracy Pump 230 kV Line #1 | CAISO_Flow_Battery_8hr_Dispatch | Wind | Tesla_Tracy_Pump_1_HSN | Southern_PGAE_Flow_Battery_95 | Reliability_Capacity_In_Model_Year | 1 | Tesla_Tracy_Pump_1_SSN | Southern_PGAE_Flow_Battery_95 | Reliability_Capacity_In_Model_Year | 0.5 | Tesla_Tracy_Pump_1_offpeak | Southern_PGAE_Flow_Battery_95 | Operational_New_Capacity_MW | -1
Gates_TB_11_HSN | Southern_PGAE_Solar_98 | Reliability_Capacity_In_Model_Year | 0.1 | Tesla_Tracy_Pump_1_HSN | Southern_PGAE_Flow_Battery_111 | Reliability_Capacity_In_Model_Year | 1 | Southern_PGAE_Flow_Battery_111 | Tesla-Tracy Pump 230 kV Line #1 | CAISO_Flow_Battery_8hr_Dispatch | Wind | Tesla_Tracy_Pump_1_HSN | Southern_PGAE_Flow_Battery_111 | Reliability_Capacity_In_Model_Year | 1 | Tesla_Tracy_Pump_1_SSN | Southern_PGAE_Flow_Battery_111 | Reliability_Capacity_In_Model_Year | 0.5 | Tesla_Tracy_Pump_1_offpeak | Southern_PGAE_Flow_Battery_111 | Operational_New_Capacity_MW | -1
Gates_TB_11_HSN | Southern_PGAE_Solar_102 | Reliability_Capacity_In_Model_Year | 0.1 | Tesla_Tracy_Pump_1_HSN | Northern_California_Flow_Battery_112 | Reliability_Capacity_In_Model_Year | 1 | Northern_California_Flow_Battery_112 | Tesla-Tracy Pump 230 kV Line #1 | CAISO_Flow_Battery_8hr_Dispatch | Wind | Tesla_Tracy_Pump_1_HSN | Northern_California_Flow_Battery_112 | Reliability_Capacity_In_Model_Year | 1 | Tesla_Tracy_Pump_1_SSN | Northern_California_Flow_Battery_112 | Reliability_Capacity_In_Model_Year | 0.5 | Tesla_Tracy_Pump_1_offpeak | Northern_California_Flow_Battery_112 | Operational_New_Capacity_MW | -1
Gates_TB_11_HSN | Southern_PGAE_Solar_109 | Reliability_Capacity_In_Model_Year | 0.1 | Tesla_Tracy_Pump_1_HSN | Northern_California_Flow_Battery_126 | Reliability_Capacity_In_Model_Year | 1 | Northern_California_Flow_Battery_126 | Tesla-Tracy Pump 230 kV Line #1 | CAISO_Flow_Battery_8hr_Dispatch | Wind | Tesla_Tracy_Pump_1_HSN | Northern_California_Flow_Battery_126 | Reliability_Capacity_In_Model_Year | 1 | Tesla_Tracy_Pump_1_SSN | Northern_California_Flow_Battery_126 | Reliability_Capacity_In_Model_Year | 0.5 | Tesla_Tracy_Pump_1_offpeak | Northern_California_Flow_Battery_126 | Operational_New_Capacity_MW | -1
Gates_TB_11_HSN | Southern_PGAE_Solar_117 | Reliability_Capacity_In_Model_Year | 0.1 | Tesla_Tracy_Pump_1_HSN | Northern_California_Flow_Battery_135 | Reliability_Capacity_In_Model_Year | 1 | Northern_California_Flow_Battery_135 | Tesla-Tracy Pump 230 kV Line #1 | CAISO_Flow_Battery_8hr_Dispatch | Wind | Tesla_Tracy_Pump_1_HSN | Northern_California_Flow_Battery_135 | Reliability_Capacity_In_Model_Year | 1 | Tesla_Tracy_Pump_1_SSN | Northern_California_Flow_Battery_135 | Reliability_Capacity_In_Model_Year | 0.5 | Tesla_Tracy_Pump_1_offpeak | Northern_California_Flow_Battery_135 | Operational_New_Capacity_MW | -1
Gates_TB_11_HSN | Southern_PGAE_Solar_118 | Reliability_Capacity_In_Model_Year | 0.1 | Tesla_Tracy_Pump_1_HSN | Northern_California_Flow_Battery_150 | Reliability_Capacity_In_Model_Year | 1 | Northern_California_Flow_Battery_150 | Tesla-Tracy Pump 230 kV Line #1 | CAISO_Flow_Battery_8hr_Dispatch | Wind | Tesla_Tracy_Pump_1_HSN | Northern_California_Flow_Battery_150 | Reliability_Capacity_In_Model_Year | 1 | Tesla_Tracy_Pump_1_SSN | Northern_California_Flow_Battery_150 | Reliability_Capacity_In_Model_Year | 0.5 | Tesla_Tracy_Pump_1_offpeak | Northern_California_Flow_Battery_150 | Operational_New_Capacity_MW | -1
Gates_TB_11_HSN | Southern_PGAE_Solar_124 | Reliability_Capacity_In_Model_Year | 0.1 | Tesla_Tracy_Pump_1_HSN | Northern_California_Flow_Battery_155 | Reliability_Capacity_In_Model_Year | 1 | Northern_California_Flow_Battery_155 | Tesla-Tracy Pump 230 kV Line #1 | CAISO_Flow_Battery_8hr_Dispatch | Wind | Tesla_Tracy_Pump_1_HSN | Northern_California_Flow_Battery_155 | Reliability_Capacity_In_Model_Year | 1 | Tesla_Tracy_Pump_1_SSN | Northern_California_Flow_Battery_155 | Reliability_Capacity_In_Model_Year | 0.5 | Tesla_Tracy_Pump_1_offpeak | Northern_California_Flow_Battery_155 | Operational_New_Capacity_MW | -1
Gates_TB_11_HSN | Southern_PGAE_Solar_139 | Reliability_Capacity_In_Model_Year | 0.1 | Tesla_Tracy_Pump_1_HSN | Northern_California_Flow_Battery_158 | Reliability_Capacity_In_Model_Year | 1 | Northern_California_Flow_Battery_158 | Tesla-Tracy Pump 230 kV Line #1 | CAISO_Flow_Battery_8hr_Dispatch | Wind | Tesla_Tracy_Pump_1_HSN | Northern_California_Flow_Battery_158 | Reliability_Capacity_In_Model_Year | 1 | Tesla_Tracy_Pump_1_SSN | Northern_California_Flow_Battery_158 | Reliability_Capacity_In_Model_Year | 0.5 | Tesla_Tracy_Pump_1_offpeak | Northern_California_Flow_Battery_158 | Operational_New_Capacity_MW | -1
Gates_TB_11_HSN | Southern_PGAE_Solar_140 | Reliability_Capacity_In_Model_Year | 0.1 | Tesla_Tracy_Pump_1_HSN | Northern_California_Li_Battery_4hr_68 | Reliability_Capacity_In_Model_Year | 1 | Northern_California_Li_Battery_4hr_68 | Tesla-Tracy Pump 230 kV Line #1 | CAISO_Li_Battery_4hr_Dispatch | Wind | Tesla_Tracy_Pump_1_HSN | Northern_California_Li_Battery_4hr_68 | Reliability_Capacity_In_Model_Year | 1 | Tesla_Tracy_Pump_1_SSN | Northern_California_Li_Battery_4hr_68 | Reliability_Capacity_In_Model_Year | 0.5 | Tesla_Tracy_Pump_1_offpeak | Northern_California_Li_Battery_4hr_68 | Operational_New_Capacity_MW | -1
Gates_TB_11_HSN | Southern_PGAE_Solar_151 | Reliability_Capacity_In_Model_Year | 0.1 | Tesla_Tracy_Pump_1_HSN | Northern_California_Li_Battery_4hr_76 | Reliability_Capacity_In_Model_Year | 1 | Northern_California_Li_Battery_4hr_76 | Tesla-Tracy Pump 230 kV Line #1 | CAISO_Li_Battery_4hr_Dispatch | Wind | Tesla_Tracy_Pump_1_HSN | Northern_California_Li_Battery_4hr_76 | Reliability_Capacity_In_Model_Year | 1 | Tesla_Tracy_Pump_1_SSN | Northern_California_Li_Battery_4hr_76 | Reliability_Capacity_In_Model_Year | 0.5 | Tesla_Tracy_Pump_1_offpeak | Northern_California_Li_Battery_4hr_76 | Operational_New_Capacity_MW | -1
Gates_TB_11_HSN | Southern_PGAE_Solar_154 | Reliability_Capacity_In_Model_Year | 0.1 | Tesla_Tracy_Pump_1_HSN | Northern_California_Li_Battery_4hr_94 | Reliability_Capacity_In_Model_Year | 1 | Northern_California_Li_Battery_4hr_94 | Tesla-Tracy Pump 230 kV Line #1 | CAISO_Li_Battery_4hr_Dispatch | Wind | Tesla_Tracy_Pump_1_HSN | Northern_California_Li_Battery_4hr_94 | Reliability_Capacity_In_Model_Year | 1 | Tesla_Tracy_Pump_1_SSN | Northern_California_Li_Battery_4hr_94 | Reliability_Capacity_In_Model_Year | 0.5 | Tesla_Tracy_Pump_1_offpeak | Northern_California_Li_Battery_4hr_94 | Operational_New_Capacity_MW | -1
Gates_TB_11_HSN | Southern_PGAE_Solar_161 | Reliability_Capacity_In_Model_Year | 0.1 | Tesla_Tracy_Pump_1_HSN | Southern_PGAE_Li_Battery_4hr_95 | Reliability_Capacity_In_Model_Year | 1 | Southern_PGAE_Li_Battery_4hr_95 | Tesla-Tracy Pump 230 kV Line #1 | CAISO_Li_Battery_4hr_Dispatch | Wind | Tesla_Tracy_Pump_1_HSN | Southern_PGAE_Li_Battery_4hr_95 | Reliability_Capacity_In_Model_Year | 1 | Tesla_Tracy_Pump_1_SSN | Southern_PGAE_Li_Battery_4hr_95 | Reliability_Capacity_In_Model_Year | 0.5 | Tesla_Tracy_Pump_1_offpeak | Southern_PGAE_Li_Battery_4hr_95 | Operational_New_Capacity_MW | -1
Gates_TB_11_HSN | Southern_PGAE_Solar_162 | Reliability_Capacity_In_Model_Year | 0.1 | Tesla_Tracy_Pump_1_HSN | Southern_PGAE_Li_Battery_4hr_111 | Reliability_Capacity_In_Model_Year | 1 | Southern_PGAE_Li_Battery_4hr_111 | Tesla-Tracy Pump 230 kV Line #1 | CAISO_Li_Battery_4hr_Dispatch | Wind | Tesla_Tracy_Pump_1_HSN | Southern_PGAE_Li_Battery_4hr_111 | Reliability_Capacity_In_Model_Year | 1 | Tesla_Tracy_Pump_1_SSN | Southern_PGAE_Li_Battery_4hr_111 | Reliability_Capacity_In_Model_Year | 0.5 | Tesla_Tracy_Pump_1_offpeak | Southern_PGAE_Li_Battery_4hr_111 | Operational_New_Capacity_MW | -1
Gates_TB_11_HSN | Southern_PGAE_Solar_163 | Reliability_Capacity_In_Model_Year | 0.1 | Tesla_Tracy_Pump_1_HSN | Northern_California_Li_Battery_4hr_112 | Reliability_Capacity_In_Model_Year | 1 | Northern_California_Li_Battery_4hr_112 | Tesla-Tracy Pump 230 kV Line #1 | CAISO_Li_Battery_4hr_Dispatch | Wind | Tesla_Tracy_Pump_1_HSN | Northern_California_Li_Battery_4hr_112 | Reliability_Capacity_In_Model_Year | 1 | Tesla_Tracy_Pump_1_SSN | Northern_California_Li_Battery_4hr_112 | Reliability_Capacity_In_Model_Year | 0.5 | Tesla_Tracy_Pump_1_offpeak | Northern_California_Li_Battery_4hr_112 | Operational_New_Capacity_MW | -1
Gates_TB_11_HSN | Southern_PGAE_Solar_164 | Reliability_Capacity_In_Model_Year | 0.1 | Tesla_Tracy_Pump_1_HSN | Northern_California_Li_Battery_4hr_126 | Reliability_Capacity_In_Model_Year | 1 | Northern_California_Li_Battery_4hr_126 | Tesla-Tracy Pump 230 kV Line #1 | CAISO_Li_Battery_4hr_Dispatch | Wind | Tesla_Tracy_Pump_1_HSN | Northern_California_Li_Battery_4hr_126 | Reliability_Capacity_In_Model_Year | 1 | Tesla_Tracy_Pump_1_SSN | Northern_California_Li_Battery_4hr_126 | Reliability_Capacity_In_Model_Year | 0.5 | Tesla_Tracy_Pump_1_offpeak | Northern_California_Li_Battery_4hr_126 | Operational_New_Capacity_MW | -1
Gates_TB_11_HSN | Southern_PGAE_Solar_165 | Reliability_Capacity_In_Model_Year | 0.1 | Tesla_Tracy_Pump_1_HSN | Northern_California_Li_Battery_4hr_135 | Reliability_Capacity_In_Model_Year | 1 | Northern_California_Li_Battery_4hr_135 | Tesla-Tracy Pump 230 kV Line #1 | CAISO_Li_Battery_4hr_Dispatch | Wind | Tesla_Tracy_Pump_1_HSN | Northern_California_Li_Battery_4hr_135 | Reliability_Capacity_In_Model_Year | 1 | Tesla_Tracy_Pump_1_SSN | Northern_California_Li_Battery_4hr_135 | Reliability_Capacity_In_Model_Year | 0.5 | Tesla_Tracy_Pump_1_offpeak | Northern_California_Li_Battery_4hr_135 | Operational_New_Capacity_MW | -1
Gates_TB_11_HSN | Southern_PGAE_Solar_168 | Reliability_Capacity_In_Model_Year | 0.1 | Tesla_Tracy_Pump_1_HSN | Northern_California_Li_Battery_4hr_150 | Reliability_Capacity_In_Model_Year | 1 | Northern_California_Li_Battery_4hr_150 | Tesla-Tracy Pump 230 kV Line #1 | CAISO_Li_Battery_4hr_Dispatch | Wind | Tesla_Tracy_Pump_1_HSN | Northern_California_Li_Battery_4hr_150 | Reliability_Capacity_In_Model_Year | 1 | Tesla_Tracy_Pump_1_SSN | Northern_California_Li_Battery_4hr_150 | Reliability_Capacity_In_Model_Year | 0.5 | Tesla_Tracy_Pump_1_offpeak | Northern_California_Li_Battery_4hr_150 | Operational_New_Capacity_MW | -1
Gates_TB_11_HSN | Southern_PGAE_Solar_169 | Reliability_Capacity_In_Model_Year | 0.1 | Tesla_Tracy_Pump_1_HSN | Northern_California_Li_Battery_4hr_155 | Reliability_Capacity_In_Model_Year | 1 | Northern_California_Li_Battery_4hr_155 | Tesla-Tracy Pump 230 kV Line #1 | CAISO_Li_Battery_4hr_Dispatch | Wind | Tesla_Tracy_Pump_1_HSN | Northern_California_Li_Battery_4hr_155 | Reliability_Capacity_In_Model_Year | 1 | Tesla_Tracy_Pump_1_SSN | Northern_California_Li_Battery_4hr_155 | Reliability_Capacity_In_Model_Year | 0.5 | Tesla_Tracy_Pump_1_offpeak | Northern_California_Li_Battery_4hr_155 | Operational_New_Capacity_MW | -1
Gates_TB_11_HSN | Southern_PGAE_Solar_170 | Reliability_Capacity_In_Model_Year | 0.1 | Tesla_Tracy_Pump_1_HSN | Northern_California_Li_Battery_4hr_158 | Reliability_Capacity_In_Model_Year | 1 | Northern_California_Li_Battery_4hr_158 | Tesla-Tracy Pump 230 kV Line #1 | CAISO_Li_Battery_4hr_Dispatch | Wind | Tesla_Tracy_Pump_1_HSN | Northern_California_Li_Battery_4hr_158 | Reliability_Capacity_In_Model_Year | 1 | Tesla_Tracy_Pump_1_SSN | Northern_California_Li_Battery_4hr_158 | Reliability_Capacity_In_Model_Year | 0.5 | Tesla_Tracy_Pump_1_offpeak | Northern_California_Li_Battery_4hr_158 | Operational_New_Capacity_MW | -1
Gates_TB_11_HSN | Southern_PGAE_Solar_174 | Reliability_Capacity_In_Model_Year | 0.1 | Tesla_Tracy_Pump_1_HSN | Northern_California_Li_Battery_8hr_68 | Reliability_Capacity_In_Model_Year | 1 | Northern_California_Li_Battery_8hr_68 | Tesla-Tracy Pump 230 kV Line #1 | CAISO_Li_Battery_8hr_Dispatch | Wind | Tesla_Tracy_Pump_1_HSN | Northern_California_Li_Battery_8hr_68 | Reliability_Capacity_In_Model_Year | 1 | Tesla_Tracy_Pump_1_SSN | Northern_California_Li_Battery_8hr_68 | Reliability_Capacity_In_Model_Year | 0.5 | Tesla_Tracy_Pump_1_offpeak | Northern_California_Li_Battery_8hr_68 | Operational_New_Capacity_MW | -1
Gates_TB_11_HSN | Southern_PGAE_Solar_176 | Reliability_Capacity_In_Model_Year | 0.1 | Tesla_Tracy_Pump_1_HSN | Northern_California_Li_Battery_8hr_76 | Reliability_Capacity_In_Model_Year | 1 | Northern_California_Li_Battery_8hr_76 | Tesla-Tracy Pump 230 kV Line #1 | CAISO_Li_Battery_8hr_Dispatch | Wind | Tesla_Tracy_Pump_1_HSN | Northern_California_Li_Battery_8hr_76 | Reliability_Capacity_In_Model_Year | 1 | Tesla_Tracy_Pump_1_SSN | Northern_California_Li_Battery_8hr_76 | Reliability_Capacity_In_Model_Year | 0.5 | Tesla_Tracy_Pump_1_offpeak | Northern_California_Li_Battery_8hr_76 | Operational_New_Capacity_MW | -1
Gates_TB_11_HSN | Gates_TB_13_group | Operational_New_Capacity_MW | -1 | Tesla_Tracy_Pump_1_HSN | Northern_California_Li_Battery_8hr_94 | Reliability_Capacity_In_Model_Year | 1 | Northern_California_Li_Battery_8hr_94 | Tesla-Tracy Pump 230 kV Line #1 | CAISO_Li_Battery_8hr_Dispatch | Wind | Tesla_Tracy_Pump_1_HSN | Northern_California_Li_Battery_8hr_94 | Reliability_Capacity_In_Model_Year | 1 | Tesla_Tracy_Pump_1_SSN | Northern_California_Li_Battery_8hr_94 | Reliability_Capacity_In_Model_Year | 0.5 | Tesla_Tracy_Pump_1_offpeak | Northern_California_Li_Battery_8hr_94 | Operational_New_Capacity_MW | -1
Gates_TB_11_offpeak | Southern_PGAE_Flow_Battery_8 | Operational_New_Capacity_MW | -1 | Tesla_Tracy_Pump_1_HSN | Southern_PGAE_Li_Battery_8hr_95 | Reliability_Capacity_In_Model_Year | 1 | Southern_PGAE_Li_Battery_8hr_95 | Tesla-Tracy Pump 230 kV Line #1 | CAISO_Li_Battery_8hr_Dispatch | Wind | Tesla_Tracy_Pump_1_HSN | Southern_PGAE_Li_Battery_8hr_95 | Reliability_Capacity_In_Model_Year | 1 | Tesla_Tracy_Pump_1_SSN | Southern_PGAE_Li_Battery_8hr_95 | Reliability_Capacity_In_Model_Year | 0.5 | Tesla_Tracy_Pump_1_offpeak | Southern_PGAE_Li_Battery_8hr_95 | Operational_New_Capacity_MW | -1
Gates_TB_11_offpeak | Southern_PGAE_Flow_Battery_22 | Operational_New_Capacity_MW | -1 | Tesla_Tracy_Pump_1_HSN | Southern_PGAE_Li_Battery_8hr_111 | Reliability_Capacity_In_Model_Year | 1 | Southern_PGAE_Li_Battery_8hr_111 | Tesla-Tracy Pump 230 kV Line #1 | CAISO_Li_Battery_8hr_Dispatch | Wind | Tesla_Tracy_Pump_1_HSN | Southern_PGAE_Li_Battery_8hr_111 | Reliability_Capacity_In_Model_Year | 1 | Tesla_Tracy_Pump_1_SSN | Southern_PGAE_Li_Battery_8hr_111 | Reliability_Capacity_In_Model_Year | 0.5 | Tesla_Tracy_Pump_1_offpeak | Southern_PGAE_Li_Battery_8hr_111 | Operational_New_Capacity_MW | -1
Gates_TB_11_offpeak | Southern_PGAE_Flow_Battery_23 | Operational_New_Capacity_MW | -1 | Tesla_Tracy_Pump_1_HSN | Northern_California_Li_Battery_8hr_112 | Reliability_Capacity_In_Model_Year | 1 | Northern_California_Li_Battery_8hr_112 | Tesla-Tracy Pump 230 kV Line #1 | CAISO_Li_Battery_8hr_Dispatch | Wind | Tesla_Tracy_Pump_1_HSN | Northern_California_Li_Battery_8hr_112 | Reliability_Capacity_In_Model_Year | 1 | Tesla_Tracy_Pump_1_SSN | Northern_California_Li_Battery_8hr_112 | Reliability_Capacity_In_Model_Year | 0.5 | Tesla_Tracy_Pump_1_offpeak | Northern_California_Li_Battery_8hr_112 | Operational_New_Capacity_MW | -1
Gates_TB_11_offpeak | Southern_PGAE_Flow_Battery_24 | Operational_New_Capacity_MW | -1 | Tesla_Tracy_Pump_1_HSN | Northern_California_Li_Battery_8hr_126 | Reliability_Capacity_In_Model_Year | 1 | Northern_California_Li_Battery_8hr_126 | Tesla-Tracy Pump 230 kV Line #1 | CAISO_Li_Battery_8hr_Dispatch | Wind | Tesla_Tracy_Pump_1_HSN | Northern_California_Li_Battery_8hr_126 | Reliability_Capacity_In_Model_Year | 1 | Tesla_Tracy_Pump_1_SSN | Northern_California_Li_Battery_8hr_126 | Reliability_Capacity_In_Model_Year | 0.5 | Tesla_Tracy_Pump_1_offpeak | Northern_California_Li_Battery_8hr_126 | Operational_New_Capacity_MW | -1
Gates_TB_11_offpeak | Southern_PGAE_Flow_Battery_33 | Operational_New_Capacity_MW | -1 | Tesla_Tracy_Pump_1_HSN | Northern_California_Li_Battery_8hr_135 | Reliability_Capacity_In_Model_Year | 1 | Northern_California_Li_Battery_8hr_135 | Tesla-Tracy Pump 230 kV Line #1 | CAISO_Li_Battery_8hr_Dispatch | Wind | Tesla_Tracy_Pump_1_HSN | Northern_California_Li_Battery_8hr_135 | Reliability_Capacity_In_Model_Year | 1 | Tesla_Tracy_Pump_1_SSN | Northern_California_Li_Battery_8hr_135 | Reliability_Capacity_In_Model_Year | 0.5 | Tesla_Tracy_Pump_1_offpeak | Northern_California_Li_Battery_8hr_135 | Operational_New_Capacity_MW | -1
Gates_TB_11_offpeak | Southern_PGAE_Flow_Battery_45 | Operational_New_Capacity_MW | -1 | Tesla_Tracy_Pump_1_HSN | Northern_California_Li_Battery_8hr_150 | Reliability_Capacity_In_Model_Year | 1 | Northern_California_Li_Battery_8hr_150 | Tesla-Tracy Pump 230 kV Line #1 | CAISO_Li_Battery_8hr_Dispatch | Wind | Tesla_Tracy_Pump_1_HSN | Northern_California_Li_Battery_8hr_150 | Reliability_Capacity_In_Model_Year | 1 | Tesla_Tracy_Pump_1_SSN | Northern_California_Li_Battery_8hr_150 | Reliability_Capacity_In_Model_Year | 0.5 | Tesla_Tracy_Pump_1_offpeak | Northern_California_Li_Battery_8hr_150 | Operational_New_Capacity_MW | -1
Gates_TB_11_offpeak | Southern_PGAE_Flow_Battery_46 | Operational_New_Capacity_MW | -1 | Tesla_Tracy_Pump_1_HSN | Northern_California_Li_Battery_8hr_155 | Reliability_Capacity_In_Model_Year | 1 | Northern_California_Li_Battery_8hr_155 | Tesla-Tracy Pump 230 kV Line #1 | CAISO_Li_Battery_8hr_Dispatch | Wind | Tesla_Tracy_Pump_1_HSN | Northern_California_Li_Battery_8hr_155 | Reliability_Capacity_In_Model_Year | 1 | Tesla_Tracy_Pump_1_SSN | Northern_California_Li_Battery_8hr_155 | Reliability_Capacity_In_Model_Year | 0.5 | Tesla_Tracy_Pump_1_offpeak | Northern_California_Li_Battery_8hr_155 | Operational_New_Capacity_MW | -1
Gates_TB_11_offpeak | Southern_PGAE_Flow_Battery_49 | Operational_New_Capacity_MW | -1 | Tesla_Tracy_Pump_1_HSN | Northern_California_Li_Battery_8hr_158 | Reliability_Capacity_In_Model_Year | 1 | Northern_California_Li_Battery_8hr_158 | Tesla-Tracy Pump 230 kV Line #1 | CAISO_Li_Battery_8hr_Dispatch | Wind | Tesla_Tracy_Pump_1_HSN | Northern_California_Li_Battery_8hr_158 | Reliability_Capacity_In_Model_Year | 1 | Tesla_Tracy_Pump_1_SSN | Northern_California_Li_Battery_8hr_158 | Reliability_Capacity_In_Model_Year | 0.5 | Tesla_Tracy_Pump_1_offpeak | Northern_California_Li_Battery_8hr_158 | Operational_New_Capacity_MW | -1
Gates_TB_11_offpeak | Southern_PGAE_Flow_Battery_52 | Operational_New_Capacity_MW | -1 | Tesla_Tracy_Pump_1_HSN | Northern_California_Solar_68 | Reliability_Capacity_In_Model_Year | 0.1 | Northern_California_Solar_68 | Tesla-Tracy Pump 230 kV Line #1 | Northern_California_Solar | Wind | Tesla_Tracy_Pump_1_HSN | Northern_California_Solar_68 | Reliability_Capacity_In_Model_Year | 0.1 | Tesla_Tracy_Pump_1_SSN | Northern_California_Solar_68 | Reliability_Capacity_In_Model_Year | 0.556 | Tesla_Tracy_Pump_1_offpeak | Northern_California_Solar_68 | Operational_New_Capacity_MW | 0.68
Gates_TB_11_offpeak | Southern_PGAE_Flow_Battery_61 | Operational_New_Capacity_MW | -1 | Tesla_Tracy_Pump_1_HSN | Northern_California_Solar_76 | Reliability_Capacity_In_Model_Year | 0.1 | Northern_California_Solar_76 | Tesla-Tracy Pump 230 kV Line #1 | Northern_California_Solar | Wind | Tesla_Tracy_Pump_1_HSN | Northern_California_Solar_76 | Reliability_Capacity_In_Model_Year | 0.1 | Tesla_Tracy_Pump_1_SSN | Northern_California_Solar_76 | Reliability_Capacity_In_Model_Year | 0.556 | Tesla_Tracy_Pump_1_offpeak | Northern_California_Solar_76 | Operational_New_Capacity_MW | 0.68
Gates_TB_11_offpeak | Southern_PGAE_Flow_Battery_69 | Operational_New_Capacity_MW | -1 | Tesla_Tracy_Pump_1_HSN | Northern_California_Solar_94 | Reliability_Capacity_In_Model_Year | 0.1 | Northern_California_Solar_94 | Tesla-Tracy Pump 230 kV Line #1 | Northern_California_Solar | Wind | Tesla_Tracy_Pump_1_HSN | Northern_California_Solar_94 | Reliability_Capacity_In_Model_Year | 0.1 | Tesla_Tracy_Pump_1_SSN | Northern_California_Solar_94 | Reliability_Capacity_In_Model_Year | 0.556 | Tesla_Tracy_Pump_1_offpeak | Northern_California_Solar_94 | Operational_New_Capacity_MW | 0.68
Gates_TB_11_offpeak | Southern_PGAE_Flow_Battery_72 | Operational_New_Capacity_MW | -1 | Tesla_Tracy_Pump_1_HSN | Northern_California_Solar_112 | Reliability_Capacity_In_Model_Year | 0.1 | Northern_California_Solar_112 | Tesla-Tracy Pump 230 kV Line #1 | Northern_California_Solar | Wind | Tesla_Tracy_Pump_1_HSN | Northern_California_Solar_112 | Reliability_Capacity_In_Model_Year | 0.1 | Tesla_Tracy_Pump_1_SSN | Northern_California_Solar_112 | Reliability_Capacity_In_Model_Year | 0.556 | Tesla_Tracy_Pump_1_offpeak | Northern_California_Solar_112 | Operational_New_Capacity_MW | 0.68
Gates_TB_11_offpeak | Southern_PGAE_Flow_Battery_74 | Operational_New_Capacity_MW | -1 | Tesla_Tracy_Pump_1_HSN | Northern_California_Solar_126 | Reliability_Capacity_In_Model_Year | 0.1 | Northern_California_Solar_126 | Tesla-Tracy Pump 230 kV Line #1 | Northern_California_Solar | Wind | Tesla_Tracy_Pump_1_HSN | Northern_California_Solar_126 | Reliability_Capacity_In_Model_Year | 0.1 | Tesla_Tracy_Pump_1_SSN | Northern_California_Solar_126 | Reliability_Capacity_In_Model_Year | 0.556 | Tesla_Tracy_Pump_1_offpeak | Northern_California_Solar_126 | Operational_New_Capacity_MW | 0.68
Gates_TB_11_offpeak | Southern_PGAE_Flow_Battery_75 | Operational_New_Capacity_MW | -1 | Tesla_Tracy_Pump_1_HSN | Northern_California_Solar_135 | Reliability_Capacity_In_Model_Year | 0.1 | Northern_California_Solar_135 | Tesla-Tracy Pump 230 kV Line #1 | Northern_California_Solar | Wind | Tesla_Tracy_Pump_1_HSN | Northern_California_Solar_135 | Reliability_Capacity_In_Model_Year | 0.1 | Tesla_Tracy_Pump_1_SSN | Northern_California_Solar_135 | Reliability_Capacity_In_Model_Year | 0.556 | Tesla_Tracy_Pump_1_offpeak | Northern_California_Solar_135 | Operational_New_Capacity_MW | 0.68
Gates_TB_11_offpeak | Southern_PGAE_Flow_Battery_79 | Operational_New_Capacity_MW | -1 | Tesla_Tracy_Pump_1_HSN | Northern_California_Solar_150 | Reliability_Capacity_In_Model_Year | 0.1 | Northern_California_Solar_150 | Tesla-Tracy Pump 230 kV Line #1 | Northern_California_Solar | Wind | Tesla_Tracy_Pump_1_HSN | Northern_California_Solar_150 | Reliability_Capacity_In_Model_Year | 0.1 | Tesla_Tracy_Pump_1_SSN | Northern_California_Solar_150 | Reliability_Capacity_In_Model_Year | 0.556 | Tesla_Tracy_Pump_1_offpeak | Northern_California_Solar_150 | Operational_New_Capacity_MW | 0.68
Gates_TB_11_offpeak | Southern_PGAE_Flow_Battery_93 | Operational_New_Capacity_MW | -1 | Tesla_Tracy_Pump_1_HSN | Northern_California_Solar_155 | Reliability_Capacity_In_Model_Year | 0.1 | Northern_California_Solar_155 | Tesla-Tracy Pump 230 kV Line #1 | Northern_California_Solar | Wind | Tesla_Tracy_Pump_1_HSN | Northern_California_Solar_155 | Reliability_Capacity_In_Model_Year | 0.1 | Tesla_Tracy_Pump_1_SSN | Northern_California_Solar_155 | Reliability_Capacity_In_Model_Year | 0.556 | Tesla_Tracy_Pump_1_offpeak | Northern_California_Solar_155 | Operational_New_Capacity_MW | 0.68
Gates_TB_11_offpeak | Southern_PGAE_Flow_Battery_98 | Operational_New_Capacity_MW | -1 | Tesla_Tracy_Pump_1_HSN | Northern_California_Solar_158 | Reliability_Capacity_In_Model_Year | 0.1 | Northern_California_Solar_158 | Tesla-Tracy Pump 230 kV Line #1 | Northern_California_Solar | Wind | Tesla_Tracy_Pump_1_HSN | Northern_California_Solar_158 | Reliability_Capacity_In_Model_Year | 0.1 | Tesla_Tracy_Pump_1_SSN | Northern_California_Solar_158 | Reliability_Capacity_In_Model_Year | 0.556 | Tesla_Tracy_Pump_1_offpeak | Northern_California_Solar_158 | Operational_New_Capacity_MW | 0.68
Gates_TB_11_offpeak | Southern_PGAE_Flow_Battery_102 | Operational_New_Capacity_MW | -1 | Tesla_Tracy_Pump_1_HSN | Northern_California_Wind_76 | Reliability_Capacity_In_Model_Year | 0.665 | Northern_California_Wind_76 | Tesla-Tracy Pump 230 kV Line #1 | Northern_California_Wind | Wind | Tesla_Tracy_Pump_1_HSN | Northern_California_Wind_76 | Reliability_Capacity_In_Model_Year | 0.665 | Tesla_Tracy_Pump_1_SSN | Northern_California_Wind_76 | Reliability_Capacity_In_Model_Year | 0.163 | Tesla_Tracy_Pump_1_offpeak | Northern_California_Wind_76 | Operational_New_Capacity_MW | 0.63
Gates_TB_11_offpeak | Southern_PGAE_Flow_Battery_109 | Operational_New_Capacity_MW | -1 | Tesla_Tracy_Pump_1_HSN | Solano_Wind_94 | Reliability_Capacity_In_Model_Year | 0.665 | Solano_Wind_94 | Tesla-Tracy Pump 230 kV Line #1 | Solano_Wind | Wind | Tesla_Tracy_Pump_1_HSN | Solano_Wind_94 | Reliability_Capacity_In_Model_Year | 0.665 | Tesla_Tracy_Pump_1_SSN | Solano_Wind_94 | Reliability_Capacity_In_Model_Year | 0.163 | Tesla_Tracy_Pump_1_offpeak | Solano_Wind_94 | Operational_New_Capacity_MW | 0.63
Gates_TB_11_offpeak | Southern_PGAE_Flow_Battery_117 | Operational_New_Capacity_MW | -1 | Tesla_Tracy_Pump_1_HSN | Solano_Wind_126 | Reliability_Capacity_In_Model_Year | 0.665 | Solano_Wind_126 | Tesla-Tracy Pump 230 kV Line #1 | Solano_Wind | Wind | Tesla_Tracy_Pump_1_HSN | Solano_Wind_126 | Reliability_Capacity_In_Model_Year | 0.665 | Tesla_Tracy_Pump_1_SSN | Solano_Wind_126 | Reliability_Capacity_In_Model_Year | 0.163 | Tesla_Tracy_Pump_1_offpeak | Solano_Wind_126 | Operational_New_Capacity_MW | 0.63
Gates_TB_11_offpeak | Southern_PGAE_Flow_Battery_118 | Operational_New_Capacity_MW | -1 | Tesla_Tracy_Pump_1_HSN | Southern_PGAE_Solar_95 | Reliability_Capacity_In_Model_Year | 0.1 | Southern_PGAE_Solar_95 | Tesla-Tracy Pump 230 kV Line #1 | Southern_PGAE_Solar | Wind | Tesla_Tracy_Pump_1_HSN | Southern_PGAE_Solar_95 | Reliability_Capacity_In_Model_Year | 0.1 | Tesla_Tracy_Pump_1_SSN | Southern_PGAE_Solar_95 | Reliability_Capacity_In_Model_Year | 0.556 | Tesla_Tracy_Pump_1_offpeak | Southern_PGAE_Solar_95 | Operational_New_Capacity_MW | 0.68
Gates_TB_11_offpeak | Southern_PGAE_Flow_Battery_124 | Operational_New_Capacity_MW | -1 | Tesla_Tracy_Pump_1_HSN | Southern_PGAE_Solar_111 | Reliability_Capacity_In_Model_Year | 0.1 | Southern_PGAE_Solar_111 | Tesla-Tracy Pump 230 kV Line #1 | Southern_PGAE_Solar | Wind | Tesla_Tracy_Pump_1_HSN | Southern_PGAE_Solar_111 | Reliability_Capacity_In_Model_Year | 0.1 | Tesla_Tracy_Pump_1_SSN | Southern_PGAE_Solar_111 | Reliability_Capacity_In_Model_Year | 0.556 | Tesla_Tracy_Pump_1_offpeak | Southern_PGAE_Solar_111 | Operational_New_Capacity_MW | 0.68
Gates_TB_11_offpeak | Southern_PGAE_Flow_Battery_139 | Operational_New_Capacity_MW | -1 | Tesla_Tracy_Pumps_2_HSN | Northern_California_Flow_Battery_57 | Reliability_Capacity_In_Model_Year | 1 | Northern_California_Flow_Battery_57 | Tesla-Tracy-Pump 230 kV line #2 | CAISO_Flow_Battery_8hr_Dispatch | Wind | Tesla_Tracy_Pumps_2_HSN | Northern_California_Flow_Battery_57 | Reliability_Capacity_In_Model_Year | 1 | Tesla_Tracy_Pumps_2_SSN | Northern_California_Flow_Battery_57 | Reliability_Capacity_In_Model_Year | 0.5 | Tesla_Tracy_Pumps_2_offpeak | Northern_California_Flow_Battery_57 | Operational_New_Capacity_MW | -1
Gates_TB_11_offpeak | Southern_PGAE_Flow_Battery_140 | Operational_New_Capacity_MW | -1 | Tesla_Tracy_Pumps_2_HSN | Northern_California_Flow_Battery_68 | Reliability_Capacity_In_Model_Year | 1 | Northern_California_Flow_Battery_68 | Tesla-Tracy-Pump 230 kV line #2 | CAISO_Flow_Battery_8hr_Dispatch | Wind | Tesla_Tracy_Pumps_2_HSN | Northern_California_Flow_Battery_68 | Reliability_Capacity_In_Model_Year | 1 | Tesla_Tracy_Pumps_2_SSN | Northern_California_Flow_Battery_68 | Reliability_Capacity_In_Model_Year | 0.5 | Tesla_Tracy_Pumps_2_offpeak | Northern_California_Flow_Battery_68 | Operational_New_Capacity_MW | -1
Gates_TB_11_offpeak | Southern_PGAE_Flow_Battery_151 | Operational_New_Capacity_MW | -1 | Tesla_Tracy_Pumps_2_HSN | Northern_California_Flow_Battery_76 | Reliability_Capacity_In_Model_Year | 1 | Northern_California_Flow_Battery_76 | Tesla-Tracy-Pump 230 kV line #2 | CAISO_Flow_Battery_8hr_Dispatch | Wind | Tesla_Tracy_Pumps_2_HSN | Northern_California_Flow_Battery_76 | Reliability_Capacity_In_Model_Year | 1 | Tesla_Tracy_Pumps_2_SSN | Northern_California_Flow_Battery_76 | Reliability_Capacity_In_Model_Year | 0.5 | Tesla_Tracy_Pumps_2_offpeak | Northern_California_Flow_Battery_76 | Operational_New_Capacity_MW | -1
Gates_TB_11_offpeak | Southern_PGAE_Flow_Battery_154 | Operational_New_Capacity_MW | -1 | Tesla_Tracy_Pumps_2_HSN | Northern_California_Flow_Battery_80 | Reliability_Capacity_In_Model_Year | 1 | Northern_California_Flow_Battery_80 | Tesla-Tracy-Pump 230 kV line #2 | CAISO_Flow_Battery_8hr_Dispatch | Wind | Tesla_Tracy_Pumps_2_HSN | Northern_California_Flow_Battery_80 | Reliability_Capacity_In_Model_Year | 1 | Tesla_Tracy_Pumps_2_SSN | Northern_California_Flow_Battery_80 | Reliability_Capacity_In_Model_Year | 0.5 | Tesla_Tracy_Pumps_2_offpeak | Northern_California_Flow_Battery_80 | Operational_New_Capacity_MW | -1
Gates_TB_11_offpeak | Southern_PGAE_Flow_Battery_161 | Operational_New_Capacity_MW | -1 | Tesla_Tracy_Pumps_2_HSN | Northern_California_Flow_Battery_82 | Reliability_Capacity_In_Model_Year | 1 | Northern_California_Flow_Battery_82 | Tesla-Tracy-Pump 230 kV line #2 | CAISO_Flow_Battery_8hr_Dispatch | Wind | Tesla_Tracy_Pumps_2_HSN | Northern_California_Flow_Battery_82 | Reliability_Capacity_In_Model_Year | 1 | Tesla_Tracy_Pumps_2_SSN | Northern_California_Flow_Battery_82 | Reliability_Capacity_In_Model_Year | 0.5 | Tesla_Tracy_Pumps_2_offpeak | Northern_California_Flow_Battery_82 | Operational_New_Capacity_MW | -1
Gates_TB_11_offpeak | Southern_PGAE_Flow_Battery_162 | Operational_New_Capacity_MW | -1 | Tesla_Tracy_Pumps_2_HSN | Northern_California_Flow_Battery_83 | Reliability_Capacity_In_Model_Year | 1 | Northern_California_Flow_Battery_83 | Tesla-Tracy-Pump 230 kV line #2 | CAISO_Flow_Battery_8hr_Dispatch | Wind | Tesla_Tracy_Pumps_2_HSN | Northern_California_Flow_Battery_83 | Reliability_Capacity_In_Model_Year | 1 | Tesla_Tracy_Pumps_2_SSN | Northern_California_Flow_Battery_83 | Reliability_Capacity_In_Model_Year | 0.5 | Tesla_Tracy_Pumps_2_offpeak | Northern_California_Flow_Battery_83 | Operational_New_Capacity_MW | -1
Gates_TB_11_offpeak | Southern_PGAE_Flow_Battery_163 | Operational_New_Capacity_MW | -1 | Tesla_Tracy_Pumps_2_HSN | Northern_California_Flow_Battery_85 | Reliability_Capacity_In_Model_Year | 1 | Northern_California_Flow_Battery_85 | Tesla-Tracy-Pump 230 kV line #2 | CAISO_Flow_Battery_8hr_Dispatch | Wind | Tesla_Tracy_Pumps_2_HSN | Northern_California_Flow_Battery_85 | Reliability_Capacity_In_Model_Year | 1 | Tesla_Tracy_Pumps_2_SSN | Northern_California_Flow_Battery_85 | Reliability_Capacity_In_Model_Year | 0.5 | Tesla_Tracy_Pumps_2_offpeak | Northern_California_Flow_Battery_85 | Operational_New_Capacity_MW | -1
Gates_TB_11_offpeak | Southern_PGAE_Flow_Battery_164 | Operational_New_Capacity_MW | -1 | Tesla_Tracy_Pumps_2_HSN | Northern_California_Flow_Battery_94 | Reliability_Capacity_In_Model_Year | 1 | Northern_California_Flow_Battery_94 | Tesla-Tracy-Pump 230 kV line #2 | CAISO_Flow_Battery_8hr_Dispatch | Wind | Tesla_Tracy_Pumps_2_HSN | Northern_California_Flow_Battery_94 | Reliability_Capacity_In_Model_Year | 1 | Tesla_Tracy_Pumps_2_SSN | Northern_California_Flow_Battery_94 | Reliability_Capacity_In_Model_Year | 0.5 | Tesla_Tracy_Pumps_2_offpeak | Northern_California_Flow_Battery_94 | Operational_New_Capacity_MW | -1
Gates_TB_11_offpeak | Southern_PGAE_Flow_Battery_165 | Operational_New_Capacity_MW | -1 | Tesla_Tracy_Pumps_2_HSN | Southern_PGAE_Flow_Battery_95 | Reliability_Capacity_In_Model_Year | 1 | Southern_PGAE_Flow_Battery_95 | Tesla-Tracy-Pump 230 kV line #2 | CAISO_Flow_Battery_8hr_Dispatch | Wind | Tesla_Tracy_Pumps_2_HSN | Southern_PGAE_Flow_Battery_95 | Reliability_Capacity_In_Model_Year | 1 | Tesla_Tracy_Pumps_2_SSN | Southern_PGAE_Flow_Battery_95 | Reliability_Capacity_In_Model_Year | 0.5 | Tesla_Tracy_Pumps_2_offpeak | Southern_PGAE_Flow_Battery_95 | Operational_New_Capacity_MW | -1
Gates_TB_11_offpeak | Southern_PGAE_Flow_Battery_168 | Operational_New_Capacity_MW | -1 | Tesla_Tracy_Pumps_2_HSN | Northern_California_Flow_Battery_96 | Reliability_Capacity_In_Model_Year | 1 | Northern_California_Flow_Battery_96 | Tesla-Tracy-Pump 230 kV line #2 | CAISO_Flow_Battery_8hr_Dispatch | Wind | Tesla_Tracy_Pumps_2_HSN | Northern_California_Flow_Battery_96 | Reliability_Capacity_In_Model_Year | 1 | Tesla_Tracy_Pumps_2_SSN | Northern_California_Flow_Battery_96 | Reliability_Capacity_In_Model_Year | 0.5 | Tesla_Tracy_Pumps_2_offpeak | Northern_California_Flow_Battery_96 | Operational_New_Capacity_MW | -1
Gates_TB_11_offpeak | Southern_PGAE_Flow_Battery_169 | Operational_New_Capacity_MW | -1 | Tesla_Tracy_Pumps_2_HSN | Southern_PGAE_Flow_Battery_99 | Reliability_Capacity_In_Model_Year | 1 | Southern_PGAE_Flow_Battery_99 | Tesla-Tracy-Pump 230 kV line #2 | CAISO_Flow_Battery_8hr_Dispatch | Wind | Tesla_Tracy_Pumps_2_HSN | Southern_PGAE_Flow_Battery_99 | Reliability_Capacity_In_Model_Year | 1 | Tesla_Tracy_Pumps_2_SSN | Southern_PGAE_Flow_Battery_99 | Reliability_Capacity_In_Model_Year | 0.5 | Tesla_Tracy_Pumps_2_offpeak | Southern_PGAE_Flow_Battery_99 | Operational_New_Capacity_MW | -1
Gates_TB_11_offpeak | Southern_PGAE_Flow_Battery_170 | Operational_New_Capacity_MW | -1 | Tesla_Tracy_Pumps_2_HSN | Southern_PGAE_Flow_Battery_111 | Reliability_Capacity_In_Model_Year | 1 | Southern_PGAE_Flow_Battery_111 | Tesla-Tracy-Pump 230 kV line #2 | CAISO_Flow_Battery_8hr_Dispatch | Wind | Tesla_Tracy_Pumps_2_HSN | Southern_PGAE_Flow_Battery_111 | Reliability_Capacity_In_Model_Year | 1 | Tesla_Tracy_Pumps_2_SSN | Southern_PGAE_Flow_Battery_111 | Reliability_Capacity_In_Model_Year | 0.5 | Tesla_Tracy_Pumps_2_offpeak | Southern_PGAE_Flow_Battery_111 | Operational_New_Capacity_MW | -1
Gates_TB_11_offpeak | Southern_PGAE_Flow_Battery_174 | Operational_New_Capacity_MW | -1 | Tesla_Tracy_Pumps_2_HSN | Northern_California_Flow_Battery_112 | Reliability_Capacity_In_Model_Year | 1 | Northern_California_Flow_Battery_112 | Tesla-Tracy-Pump 230 kV line #2 | CAISO_Flow_Battery_8hr_Dispatch | Wind | Tesla_Tracy_Pumps_2_HSN | Northern_California_Flow_Battery_112 | Reliability_Capacity_In_Model_Year | 1 | Tesla_Tracy_Pumps_2_SSN | Northern_California_Flow_Battery_112 | Reliability_Capacity_In_Model_Year | 0.5 | Tesla_Tracy_Pumps_2_offpeak | Northern_California_Flow_Battery_112 | Operational_New_Capacity_MW | -1
Gates_TB_11_offpeak | Southern_PGAE_Flow_Battery_176 | Operational_New_Capacity_MW | -1 | Tesla_Tracy_Pumps_2_HSN | Northern_California_Flow_Battery_113 | Reliability_Capacity_In_Model_Year | 1 | Northern_California_Flow_Battery_113 | Tesla-Tracy-Pump 230 kV line #2 | CAISO_Flow_Battery_8hr_Dispatch | Wind | Tesla_Tracy_Pumps_2_HSN | Northern_California_Flow_Battery_113 | Reliability_Capacity_In_Model_Year | 1 | Tesla_Tracy_Pumps_2_SSN | Northern_California_Flow_Battery_113 | Reliability_Capacity_In_Model_Year | 0.5 | Tesla_Tracy_Pumps_2_offpeak | Northern_California_Flow_Battery_113 | Operational_New_Capacity_MW | -1
Gates_TB_11_offpeak | Southern_PGAE_Li_Battery_4hr_8 | Operational_New_Capacity_MW | -1 | Tesla_Tracy_Pumps_2_HSN | Northern_California_Flow_Battery_116 | Reliability_Capacity_In_Model_Year | 1 | Northern_California_Flow_Battery_116 | Tesla-Tracy-Pump 230 kV line #2 | CAISO_Flow_Battery_8hr_Dispatch | Wind | Tesla_Tracy_Pumps_2_HSN | Northern_California_Flow_Battery_116 | Reliability_Capacity_In_Model_Year | 1 | Tesla_Tracy_Pumps_2_SSN | Northern_California_Flow_Battery_116 | Reliability_Capacity_In_Model_Year | 0.5 | Tesla_Tracy_Pumps_2_offpeak | Northern_California_Flow_Battery_116 | Operational_New_Capacity_MW | -1
Gates_TB_11_offpeak | Southern_PGAE_Li_Battery_4hr_22 | Operational_New_Capacity_MW | -1 | Tesla_Tracy_Pumps_2_HSN | Southern_PGAE_Flow_Battery_124 | Reliability_Capacity_In_Model_Year | 1 | Southern_PGAE_Flow_Battery_124 | Tesla-Tracy-Pump 230 kV line #2 | CAISO_Flow_Battery_8hr_Dispatch | Wind | Tesla_Tracy_Pumps_2_HSN | Southern_PGAE_Flow_Battery_124 | Reliability_Capacity_In_Model_Year | 1 | Tesla_Tracy_Pumps_2_SSN | Southern_PGAE_Flow_Battery_124 | Reliability_Capacity_In_Model_Year | 0.5 | Tesla_Tracy_Pumps_2_offpeak | Southern_PGAE_Flow_Battery_124 | Operational_New_Capacity_MW | -1
Gates_TB_11_offpeak | Southern_PGAE_Li_Battery_4hr_23 | Operational_New_Capacity_MW | -1 | Tesla_Tracy_Pumps_2_HSN | Northern_California_Flow_Battery_126 | Reliability_Capacity_In_Model_Year | 1 | Northern_California_Flow_Battery_126 | Tesla-Tracy-Pump 230 kV line #2 | CAISO_Flow_Battery_8hr_Dispatch | Wind | Tesla_Tracy_Pumps_2_HSN | Northern_California_Flow_Battery_126 | Reliability_Capacity_In_Model_Year | 1 | Tesla_Tracy_Pumps_2_SSN | Northern_California_Flow_Battery_126 | Reliability_Capacity_In_Model_Year | 0.5 | Tesla_Tracy_Pumps_2_offpeak | Northern_California_Flow_Battery_126 | Operational_New_Capacity_MW | -1
Gates_TB_11_offpeak | Southern_PGAE_Li_Battery_4hr_24 | Operational_New_Capacity_MW | -1 | Tesla_Tracy_Pumps_2_HSN | Northern_California_Flow_Battery_127 | Reliability_Capacity_In_Model_Year | 1 | Northern_California_Flow_Battery_127 | Tesla-Tracy-Pump 230 kV line #2 | CAISO_Flow_Battery_8hr_Dispatch | Wind | Tesla_Tracy_Pumps_2_HSN | Northern_California_Flow_Battery_127 | Reliability_Capacity_In_Model_Year | 1 | Tesla_Tracy_Pumps_2_SSN | Northern_California_Flow_Battery_127 | Reliability_Capacity_In_Model_Year | 0.5 | Tesla_Tracy_Pumps_2_offpeak | Northern_California_Flow_Battery_127 | Operational_New_Capacity_MW | -1
Gates_TB_11_offpeak | Southern_PGAE_Li_Battery_4hr_33 | Operational_New_Capacity_MW | -1 | Tesla_Tracy_Pumps_2_HSN | Northern_California_Flow_Battery_135 | Reliability_Capacity_In_Model_Year | 1 | Northern_California_Flow_Battery_135 | Tesla-Tracy-Pump 230 kV line #2 | CAISO_Flow_Battery_8hr_Dispatch | Wind | Tesla_Tracy_Pumps_2_HSN | Northern_California_Flow_Battery_135 | Reliability_Capacity_In_Model_Year | 1 | Tesla_Tracy_Pumps_2_SSN | Northern_California_Flow_Battery_135 | Reliability_Capacity_In_Model_Year | 0.5 | Tesla_Tracy_Pumps_2_offpeak | Northern_California_Flow_Battery_135 | Operational_New_Capacity_MW | -1
Gates_TB_11_offpeak | Southern_PGAE_Li_Battery_4hr_45 | Operational_New_Capacity_MW | -1 | Tesla_Tracy_Pumps_2_HSN | Northern_California_Flow_Battery_150 | Reliability_Capacity_In_Model_Year | 1 | Northern_California_Flow_Battery_150 | Tesla-Tracy-Pump 230 kV line #2 | CAISO_Flow_Battery_8hr_Dispatch | Wind | Tesla_Tracy_Pumps_2_HSN | Northern_California_Flow_Battery_150 | Reliability_Capacity_In_Model_Year | 1 | Tesla_Tracy_Pumps_2_SSN | Northern_California_Flow_Battery_150 | Reliability_Capacity_In_Model_Year | 0.5 | Tesla_Tracy_Pumps_2_offpeak | Northern_California_Flow_Battery_150 | Operational_New_Capacity_MW | -1
Gates_TB_11_offpeak | Southern_PGAE_Li_Battery_4hr_46 | Operational_New_Capacity_MW | -1 | Tesla_Tracy_Pumps_2_HSN | Northern_California_Flow_Battery_155 | Reliability_Capacity_In_Model_Year | 1 | Northern_California_Flow_Battery_155 | Tesla-Tracy-Pump 230 kV line #2 | CAISO_Flow_Battery_8hr_Dispatch | Wind | Tesla_Tracy_Pumps_2_HSN | Northern_California_Flow_Battery_155 | Reliability_Capacity_In_Model_Year | 1 | Tesla_Tracy_Pumps_2_SSN | Northern_California_Flow_Battery_155 | Reliability_Capacity_In_Model_Year | 0.5 | Tesla_Tracy_Pumps_2_offpeak | Northern_California_Flow_Battery_155 | Operational_New_Capacity_MW | -1
Gates_TB_11_offpeak | Southern_PGAE_Li_Battery_4hr_49 | Operational_New_Capacity_MW | -1 | Tesla_Tracy_Pumps_2_HSN | Northern_California_Flow_Battery_158 | Reliability_Capacity_In_Model_Year | 1 | Northern_California_Flow_Battery_158 | Tesla-Tracy-Pump 230 kV line #2 | CAISO_Flow_Battery_8hr_Dispatch | Wind | Tesla_Tracy_Pumps_2_HSN | Northern_California_Flow_Battery_158 | Reliability_Capacity_In_Model_Year | 1 | Tesla_Tracy_Pumps_2_SSN | Northern_California_Flow_Battery_158 | Reliability_Capacity_In_Model_Year | 0.5 | Tesla_Tracy_Pumps_2_offpeak | Northern_California_Flow_Battery_158 | Operational_New_Capacity_MW | -1
Gates_TB_11_offpeak | Southern_PGAE_Li_Battery_4hr_52 | Operational_New_Capacity_MW | -1 | Tesla_Tracy_Pumps_2_HSN | Northern_California_Li_Battery_4hr_57 | Reliability_Capacity_In_Model_Year | 1 | Northern_California_Li_Battery_4hr_57 | Tesla-Tracy-Pump 230 kV line #2 | CAISO_Li_Battery_4hr_Dispatch | Wind | Tesla_Tracy_Pumps_2_HSN | Northern_California_Li_Battery_4hr_57 | Reliability_Capacity_In_Model_Year | 1 | Tesla_Tracy_Pumps_2_SSN | Northern_California_Li_Battery_4hr_57 | Reliability_Capacity_In_Model_Year | 0.5 | Tesla_Tracy_Pumps_2_offpeak | Northern_California_Li_Battery_4hr_57 | Operational_New_Capacity_MW | -1
Gates_TB_11_offpeak | Southern_PGAE_Li_Battery_4hr_61 | Operational_New_Capacity_MW | -1 | Tesla_Tracy_Pumps_2_HSN | Northern_California_Li_Battery_4hr_68 | Reliability_Capacity_In_Model_Year | 1 | Northern_California_Li_Battery_4hr_68 | Tesla-Tracy-Pump 230 kV line #2 | CAISO_Li_Battery_4hr_Dispatch | Wind | Tesla_Tracy_Pumps_2_HSN | Northern_California_Li_Battery_4hr_68 | Reliability_Capacity_In_Model_Year | 1 | Tesla_Tracy_Pumps_2_SSN | Northern_California_Li_Battery_4hr_68 | Reliability_Capacity_In_Model_Year | 0.5 | Tesla_Tracy_Pumps_2_offpeak | Northern_California_Li_Battery_4hr_68 | Operational_New_Capacity_MW | -1
Gates_TB_11_offpeak | Southern_PGAE_Li_Battery_4hr_69 | Operational_New_Capacity_MW | -1 | Tesla_Tracy_Pumps_2_HSN | Northern_California_Li_Battery_4hr_76 | Reliability_Capacity_In_Model_Year | 1 | Northern_California_Li_Battery_4hr_76 | Tesla-Tracy-Pump 230 kV line #2 | CAISO_Li_Battery_4hr_Dispatch | Wind | Tesla_Tracy_Pumps_2_HSN | Northern_California_Li_Battery_4hr_76 | Reliability_Capacity_In_Model_Year | 1 | Tesla_Tracy_Pumps_2_SSN | Northern_California_Li_Battery_4hr_76 | Reliability_Capacity_In_Model_Year | 0.5 | Tesla_Tracy_Pumps_2_offpeak | Northern_California_Li_Battery_4hr_76 | Operational_New_Capacity_MW | -1
Gates_TB_11_offpeak | Southern_PGAE_Li_Battery_4hr_72 | Operational_New_Capacity_MW | -1 | Tesla_Tracy_Pumps_2_HSN | Northern_California_Li_Battery_4hr_80 | Reliability_Capacity_In_Model_Year | 1 | Northern_California_Li_Battery_4hr_80 | Tesla-Tracy-Pump 230 kV line #2 | CAISO_Li_Battery_4hr_Dispatch | Wind | Tesla_Tracy_Pumps_2_HSN | Northern_California_Li_Battery_4hr_80 | Reliability_Capacity_In_Model_Year | 1 | Tesla_Tracy_Pumps_2_SSN | Northern_California_Li_Battery_4hr_80 | Reliability_Capacity_In_Model_Year | 0.5 | Tesla_Tracy_Pumps_2_offpeak | Northern_California_Li_Battery_4hr_80 | Operational_New_Capacity_MW | -1
Gates_TB_11_offpeak | Southern_PGAE_Li_Battery_4hr_74 | Operational_New_Capacity_MW | -1 | Tesla_Tracy_Pumps_2_HSN | Northern_California_Li_Battery_4hr_82 | Reliability_Capacity_In_Model_Year | 1 | Northern_California_Li_Battery_4hr_82 | Tesla-Tracy-Pump 230 kV line #2 | CAISO_Li_Battery_4hr_Dispatch | Wind | Tesla_Tracy_Pumps_2_HSN | Northern_California_Li_Battery_4hr_82 | Reliability_Capacity_In_Model_Year | 1 | Tesla_Tracy_Pumps_2_SSN | Northern_California_Li_Battery_4hr_82 | Reliability_Capacity_In_Model_Year | 0.5 | Tesla_Tracy_Pumps_2_offpeak | Northern_California_Li_Battery_4hr_82 | Operational_New_Capacity_MW | -1
Gates_TB_11_offpeak | Southern_PGAE_Li_Battery_4hr_75 | Operational_New_Capacity_MW | -1 | Tesla_Tracy_Pumps_2_HSN | Northern_California_Li_Battery_4hr_83 | Reliability_Capacity_In_Model_Year | 1 | Northern_California_Li_Battery_4hr_83 | Tesla-Tracy-Pump 230 kV line #2 | CAISO_Li_Battery_4hr_Dispatch | Wind | Tesla_Tracy_Pumps_2_HSN | Northern_California_Li_Battery_4hr_83 | Reliability_Capacity_In_Model_Year | 1 | Tesla_Tracy_Pumps_2_SSN | Northern_California_Li_Battery_4hr_83 | Reliability_Capacity_In_Model_Year | 0.5 | Tesla_Tracy_Pumps_2_offpeak | Northern_California_Li_Battery_4hr_83 | Operational_New_Capacity_MW | -1
Gates_TB_11_offpeak | Southern_PGAE_Li_Battery_4hr_79 | Operational_New_Capacity_MW | -1 | Tesla_Tracy_Pumps_2_HSN | Northern_California_Li_Battery_4hr_85 | Reliability_Capacity_In_Model_Year | 1 | Northern_California_Li_Battery_4hr_85 | Tesla-Tracy-Pump 230 kV line #2 | CAISO_Li_Battery_4hr_Dispatch | Wind | Tesla_Tracy_Pumps_2_HSN | Northern_California_Li_Battery_4hr_85 | Reliability_Capacity_In_Model_Year | 1 | Tesla_Tracy_Pumps_2_SSN | Northern_California_Li_Battery_4hr_85 | Reliability_Capacity_In_Model_Year | 0.5 | Tesla_Tracy_Pumps_2_offpeak | Northern_California_Li_Battery_4hr_85 | Operational_New_Capacity_MW | -1
Gates_TB_11_offpeak | Southern_PGAE_Li_Battery_4hr_93 | Operational_New_Capacity_MW | -1 | Tesla_Tracy_Pumps_2_HSN | Northern_California_Li_Battery_4hr_94 | Reliability_Capacity_In_Model_Year | 1 | Northern_California_Li_Battery_4hr_94 | Tesla-Tracy-Pump 230 kV line #2 | CAISO_Li_Battery_4hr_Dispatch | Wind | Tesla_Tracy_Pumps_2_HSN | Northern_California_Li_Battery_4hr_94 | Reliability_Capacity_In_Model_Year | 1 | Tesla_Tracy_Pumps_2_SSN | Northern_California_Li_Battery_4hr_94 | Reliability_Capacity_In_Model_Year | 0.5 | Tesla_Tracy_Pumps_2_offpeak | Northern_California_Li_Battery_4hr_94 | Operational_New_Capacity_MW | -1
Gates_TB_11_offpeak | Southern_PGAE_Li_Battery_4hr_98 | Operational_New_Capacity_MW | -1 | Tesla_Tracy_Pumps_2_HSN | Southern_PGAE_Li_Battery_4hr_95 | Reliability_Capacity_In_Model_Year | 1 | Southern_PGAE_Li_Battery_4hr_95 | Tesla-Tracy-Pump 230 kV line #2 | CAISO_Li_Battery_4hr_Dispatch | Wind | Tesla_Tracy_Pumps_2_HSN | Southern_PGAE_Li_Battery_4hr_95 | Reliability_Capacity_In_Model_Year | 1 | Tesla_Tracy_Pumps_2_SSN | Southern_PGAE_Li_Battery_4hr_95 | Reliability_Capacity_In_Model_Year | 0.5 | Tesla_Tracy_Pumps_2_offpeak | Southern_PGAE_Li_Battery_4hr_95 | Operational_New_Capacity_MW | -1
Gates_TB_11_offpeak | Southern_PGAE_Li_Battery_4hr_102 | Operational_New_Capacity_MW | -1 | Tesla_Tracy_Pumps_2_HSN | Northern_California_Li_Battery_4hr_96 | Reliability_Capacity_In_Model_Year | 1 | Northern_California_Li_Battery_4hr_96 | Tesla-Tracy-Pump 230 kV line #2 | CAISO_Li_Battery_4hr_Dispatch | Wind | Tesla_Tracy_Pumps_2_HSN | Northern_California_Li_Battery_4hr_96 | Reliability_Capacity_In_Model_Year | 1 | Tesla_Tracy_Pumps_2_SSN | Northern_California_Li_Battery_4hr_96 | Reliability_Capacity_In_Model_Year | 0.5 | Tesla_Tracy_Pumps_2_offpeak | Northern_California_Li_Battery_4hr_96 | Operational_New_Capacity_MW | -1
Gates_TB_11_offpeak | Southern_PGAE_Li_Battery_4hr_109 | Operational_New_Capacity_MW | -1 | Tesla_Tracy_Pumps_2_HSN | Southern_PGAE_Li_Battery_4hr_99 | Reliability_Capacity_In_Model_Year | 1 | Southern_PGAE_Li_Battery_4hr_99 | Tesla-Tracy-Pump 230 kV line #2 | CAISO_Li_Battery_4hr_Dispatch | Wind | Tesla_Tracy_Pumps_2_HSN | Southern_PGAE_Li_Battery_4hr_99 | Reliability_Capacity_In_Model_Year | 1 | Tesla_Tracy_Pumps_2_SSN | Southern_PGAE_Li_Battery_4hr_99 | Reliability_Capacity_In_Model_Year | 0.5 | Tesla_Tracy_Pumps_2_offpeak | Southern_PGAE_Li_Battery_4hr_99 | Operational_New_Capacity_MW | -1
Gates_TB_11_offpeak | Southern_PGAE_Li_Battery_4hr_117 | Operational_New_Capacity_MW | -1 | Tesla_Tracy_Pumps_2_HSN | Southern_PGAE_Li_Battery_4hr_111 | Reliability_Capacity_In_Model_Year | 1 | Southern_PGAE_Li_Battery_4hr_111 | Tesla-Tracy-Pump 230 kV line #2 | CAISO_Li_Battery_4hr_Dispatch | Wind | Tesla_Tracy_Pumps_2_HSN | Southern_PGAE_Li_Battery_4hr_111 | Reliability_Capacity_In_Model_Year | 1 | Tesla_Tracy_Pumps_2_SSN | Southern_PGAE_Li_Battery_4hr_111 | Reliability_Capacity_In_Model_Year | 0.5 | Tesla_Tracy_Pumps_2_offpeak | Southern_PGAE_Li_Battery_4hr_111 | Operational_New_Capacity_MW | -1
Gates_TB_11_offpeak | Southern_PGAE_Li_Battery_4hr_118 | Operational_New_Capacity_MW | -1 | Tesla_Tracy_Pumps_2_HSN | Northern_California_Li_Battery_4hr_112 | Reliability_Capacity_In_Model_Year | 1 | Northern_California_Li_Battery_4hr_112 | Tesla-Tracy-Pump 230 kV line #2 | CAISO_Li_Battery_4hr_Dispatch | Wind | Tesla_Tracy_Pumps_2_HSN | Northern_California_Li_Battery_4hr_112 | Reliability_Capacity_In_Model_Year | 1 | Tesla_Tracy_Pumps_2_SSN | Northern_California_Li_Battery_4hr_112 | Reliability_Capacity_In_Model_Year | 0.5 | Tesla_Tracy_Pumps_2_offpeak | Northern_California_Li_Battery_4hr_112 | Operational_New_Capacity_MW | -1
Gates_TB_11_offpeak | Southern_PGAE_Li_Battery_4hr_124 | Operational_New_Capacity_MW | -1 | Tesla_Tracy_Pumps_2_HSN | Northern_California_Li_Battery_4hr_113 | Reliability_Capacity_In_Model_Year | 1 | Northern_California_Li_Battery_4hr_113 | Tesla-Tracy-Pump 230 kV line #2 | CAISO_Li_Battery_4hr_Dispatch | Wind | Tesla_Tracy_Pumps_2_HSN | Northern_California_Li_Battery_4hr_113 | Reliability_Capacity_In_Model_Year | 1 | Tesla_Tracy_Pumps_2_SSN | Northern_California_Li_Battery_4hr_113 | Reliability_Capacity_In_Model_Year | 0.5 | Tesla_Tracy_Pumps_2_offpeak | Northern_California_Li_Battery_4hr_113 | Operational_New_Capacity_MW | -1
Gates_TB_11_offpeak | Southern_PGAE_Li_Battery_4hr_139 | Operational_New_Capacity_MW | -1 | Tesla_Tracy_Pumps_2_HSN | Northern_California_Li_Battery_4hr_116 | Reliability_Capacity_In_Model_Year | 1 | Northern_California_Li_Battery_4hr_116 | Tesla-Tracy-Pump 230 kV line #2 | CAISO_Li_Battery_4hr_Dispatch | Wind | Tesla_Tracy_Pumps_2_HSN | Northern_California_Li_Battery_4hr_116 | Reliability_Capacity_In_Model_Year | 1 | Tesla_Tracy_Pumps_2_SSN | Northern_California_Li_Battery_4hr_116 | Reliability_Capacity_In_Model_Year | 0.5 | Tesla_Tracy_Pumps_2_offpeak | Northern_California_Li_Battery_4hr_116 | Operational_New_Capacity_MW | -1
Gates_TB_11_offpeak | Southern_PGAE_Li_Battery_4hr_140 | Operational_New_Capacity_MW | -1 | Tesla_Tracy_Pumps_2_HSN | Southern_PGAE_Li_Battery_4hr_124 | Reliability_Capacity_In_Model_Year | 1 | Southern_PGAE_Li_Battery_4hr_124 | Tesla-Tracy-Pump 230 kV line #2 | CAISO_Li_Battery_4hr_Dispatch | Wind | Tesla_Tracy_Pumps_2_HSN | Southern_PGAE_Li_Battery_4hr_124 | Reliability_Capacity_In_Model_Year | 1 | Tesla_Tracy_Pumps_2_SSN | Southern_PGAE_Li_Battery_4hr_124 | Reliability_Capacity_In_Model_Year | 0.5 | Tesla_Tracy_Pumps_2_offpeak | Southern_PGAE_Li_Battery_4hr_124 | Operational_New_Capacity_MW | -1
Gates_TB_11_offpeak | Southern_PGAE_Li_Battery_4hr_151 | Operational_New_Capacity_MW | -1 | Tesla_Tracy_Pumps_2_HSN | Northern_California_Li_Battery_4hr_126 | Reliability_Capacity_In_Model_Year | 1 | Northern_California_Li_Battery_4hr_126 | Tesla-Tracy-Pump 230 kV line #2 | CAISO_Li_Battery_4hr_Dispatch | Wind | Tesla_Tracy_Pumps_2_HSN | Northern_California_Li_Battery_4hr_126 | Reliability_Capacity_In_Model_Year | 1 | Tesla_Tracy_Pumps_2_SSN | Northern_California_Li_Battery_4hr_126 | Reliability_Capacity_In_Model_Year | 0.5 | Tesla_Tracy_Pumps_2_offpeak | Northern_California_Li_Battery_4hr_126 | Operational_New_Capacity_MW | -1
Gates_TB_11_offpeak | Southern_PGAE_Li_Battery_4hr_154 | Operational_New_Capacity_MW | -1 | Tesla_Tracy_Pumps_2_HSN | Northern_California_Li_Battery_4hr_127 | Reliability_Capacity_In_Model_Year | 1 | Northern_California_Li_Battery_4hr_127 | Tesla-Tracy-Pump 230 kV line #2 | CAISO_Li_Battery_4hr_Dispatch | Wind | Tesla_Tracy_Pumps_2_HSN | Northern_California_Li_Battery_4hr_127 | Reliability_Capacity_In_Model_Year | 1 | Tesla_Tracy_Pumps_2_SSN | Northern_California_Li_Battery_4hr_127 | Reliability_Capacity_In_Model_Year | 0.5 | Tesla_Tracy_Pumps_2_offpeak | Northern_California_Li_Battery_4hr_127 | Operational_New_Capacity_MW | -1
Gates_TB_11_offpeak | Southern_PGAE_Li_Battery_4hr_161 | Operational_New_Capacity_MW | -1 | Tesla_Tracy_Pumps_2_HSN | Northern_California_Li_Battery_4hr_135 | Reliability_Capacity_In_Model_Year | 1 | Northern_California_Li_Battery_4hr_135 | Tesla-Tracy-Pump 230 kV line #2 | CAISO_Li_Battery_4hr_Dispatch | Wind | Tesla_Tracy_Pumps_2_HSN | Northern_California_Li_Battery_4hr_135 | Reliability_Capacity_In_Model_Year | 1 | Tesla_Tracy_Pumps_2_SSN | Northern_California_Li_Battery_4hr_135 | Reliability_Capacity_In_Model_Year | 0.5 | Tesla_Tracy_Pumps_2_offpeak | Northern_California_Li_Battery_4hr_135 | Operational_New_Capacity_MW | -1
Gates_TB_11_offpeak | Southern_PGAE_Li_Battery_4hr_162 | Operational_New_Capacity_MW | -1 | Tesla_Tracy_Pumps_2_HSN | Northern_California_Li_Battery_4hr_150 | Reliability_Capacity_In_Model_Year | 1 | Northern_California_Li_Battery_4hr_150 | Tesla-Tracy-Pump 230 kV line #2 | CAISO_Li_Battery_4hr_Dispatch | Wind | Tesla_Tracy_Pumps_2_HSN | Northern_California_Li_Battery_4hr_150 | Reliability_Capacity_In_Model_Year | 1 | Tesla_Tracy_Pumps_2_SSN | Northern_California_Li_Battery_4hr_150 | Reliability_Capacity_In_Model_Year | 0.5 | Tesla_Tracy_Pumps_2_offpeak | Northern_California_Li_Battery_4hr_150 | Operational_New_Capacity_MW | -1
Gates_TB_11_offpeak | Southern_PGAE_Li_Battery_4hr_163 | Operational_New_Capacity_MW | -1 | Tesla_Tracy_Pumps_2_HSN | Northern_California_Li_Battery_4hr_155 | Reliability_Capacity_In_Model_Year | 1 | Northern_California_Li_Battery_4hr_155 | Tesla-Tracy-Pump 230 kV line #2 | CAISO_Li_Battery_4hr_Dispatch | Wind | Tesla_Tracy_Pumps_2_HSN | Northern_California_Li_Battery_4hr_155 | Reliability_Capacity_In_Model_Year | 1 | Tesla_Tracy_Pumps_2_SSN | Northern_California_Li_Battery_4hr_155 | Reliability_Capacity_In_Model_Year | 0.5 | Tesla_Tracy_Pumps_2_offpeak | Northern_California_Li_Battery_4hr_155 | Operational_New_Capacity_MW | -1
Gates_TB_11_offpeak | Southern_PGAE_Li_Battery_4hr_164 | Operational_New_Capacity_MW | -1 | Tesla_Tracy_Pumps_2_HSN | Northern_California_Li_Battery_4hr_158 | Reliability_Capacity_In_Model_Year | 1 | Northern_California_Li_Battery_4hr_158 | Tesla-Tracy-Pump 230 kV line #2 | CAISO_Li_Battery_4hr_Dispatch | Wind | Tesla_Tracy_Pumps_2_HSN | Northern_California_Li_Battery_4hr_158 | Reliability_Capacity_In_Model_Year | 1 | Tesla_Tracy_Pumps_2_SSN | Northern_California_Li_Battery_4hr_158 | Reliability_Capacity_In_Model_Year | 0.5 | Tesla_Tracy_Pumps_2_offpeak | Northern_California_Li_Battery_4hr_158 | Operational_New_Capacity_MW | -1
Gates_TB_11_offpeak | Southern_PGAE_Li_Battery_4hr_165 | Operational_New_Capacity_MW | -1 | Tesla_Tracy_Pumps_2_HSN | Northern_California_Li_Battery_8hr_57 | Reliability_Capacity_In_Model_Year | 1 | Northern_California_Li_Battery_8hr_57 | Tesla-Tracy-Pump 230 kV line #2 | CAISO_Li_Battery_8hr_Dispatch | Wind | Tesla_Tracy_Pumps_2_HSN | Northern_California_Li_Battery_8hr_57 | Reliability_Capacity_In_Model_Year | 1 | Tesla_Tracy_Pumps_2_SSN | Northern_California_Li_Battery_8hr_57 | Reliability_Capacity_In_Model_Year | 0.5 | Tesla_Tracy_Pumps_2_offpeak | Northern_California_Li_Battery_8hr_57 | Operational_New_Capacity_MW | -1
Gates_TB_11_offpeak | Southern_PGAE_Li_Battery_4hr_168 | Operational_New_Capacity_MW | -1 | Tesla_Tracy_Pumps_2_HSN | Northern_California_Li_Battery_8hr_68 | Reliability_Capacity_In_Model_Year | 1 | Northern_California_Li_Battery_8hr_68 | Tesla-Tracy-Pump 230 kV line #2 | CAISO_Li_Battery_8hr_Dispatch | Wind | Tesla_Tracy_Pumps_2_HSN | Northern_California_Li_Battery_8hr_68 | Reliability_Capacity_In_Model_Year | 1 | Tesla_Tracy_Pumps_2_SSN | Northern_California_Li_Battery_8hr_68 | Reliability_Capacity_In_Model_Year | 0.5 | Tesla_Tracy_Pumps_2_offpeak | Northern_California_Li_Battery_8hr_68 | Operational_New_Capacity_MW | -1
Gates_TB_11_offpeak | Southern_PGAE_Li_Battery_4hr_169 | Operational_New_Capacity_MW | -1 | Tesla_Tracy_Pumps_2_HSN | Northern_California_Li_Battery_8hr_76 | Reliability_Capacity_In_Model_Year | 1 | Northern_California_Li_Battery_8hr_76 | Tesla-Tracy-Pump 230 kV line #2 | CAISO_Li_Battery_8hr_Dispatch | Wind | Tesla_Tracy_Pumps_2_HSN | Northern_California_Li_Battery_8hr_76 | Reliability_Capacity_In_Model_Year | 1 | Tesla_Tracy_Pumps_2_SSN | Northern_California_Li_Battery_8hr_76 | Reliability_Capacity_In_Model_Year | 0.5 | Tesla_Tracy_Pumps_2_offpeak | Northern_California_Li_Battery_8hr_76 | Operational_New_Capacity_MW | -1
Gates_TB_11_offpeak | Southern_PGAE_Li_Battery_4hr_170 | Operational_New_Capacity_MW | -1 | Tesla_Tracy_Pumps_2_HSN | Northern_California_Li_Battery_8hr_80 | Reliability_Capacity_In_Model_Year | 1 | Northern_California_Li_Battery_8hr_80 | Tesla-Tracy-Pump 230 kV line #2 | CAISO_Li_Battery_8hr_Dispatch | Wind | Tesla_Tracy_Pumps_2_HSN | Northern_California_Li_Battery_8hr_80 | Reliability_Capacity_In_Model_Year | 1 | Tesla_Tracy_Pumps_2_SSN | Northern_California_Li_Battery_8hr_80 | Reliability_Capacity_In_Model_Year | 0.5 | Tesla_Tracy_Pumps_2_offpeak | Northern_California_Li_Battery_8hr_80 | Operational_New_Capacity_MW | -1
Gates_TB_11_offpeak | Southern_PGAE_Li_Battery_4hr_174 | Operational_New_Capacity_MW | -1 | Tesla_Tracy_Pumps_2_HSN | Northern_California_Li_Battery_8hr_82 | Reliability_Capacity_In_Model_Year | 1 | Northern_California_Li_Battery_8hr_82 | Tesla-Tracy-Pump 230 kV line #2 | CAISO_Li_Battery_8hr_Dispatch | Wind | Tesla_Tracy_Pumps_2_HSN | Northern_California_Li_Battery_8hr_82 | Reliability_Capacity_In_Model_Year | 1 | Tesla_Tracy_Pumps_2_SSN | Northern_California_Li_Battery_8hr_82 | Reliability_Capacity_In_Model_Year | 0.5 | Tesla_Tracy_Pumps_2_offpeak | Northern_California_Li_Battery_8hr_82 | Operational_New_Capacity_MW | -1
Gates_TB_11_offpeak | Southern_PGAE_Li_Battery_4hr_176 | Operational_New_Capacity_MW | -1 | Tesla_Tracy_Pumps_2_HSN | Northern_California_Li_Battery_8hr_83 | Reliability_Capacity_In_Model_Year | 1 | Northern_California_Li_Battery_8hr_83 | Tesla-Tracy-Pump 230 kV line #2 | CAISO_Li_Battery_8hr_Dispatch | Wind | Tesla_Tracy_Pumps_2_HSN | Northern_California_Li_Battery_8hr_83 | Reliability_Capacity_In_Model_Year | 1 | Tesla_Tracy_Pumps_2_SSN | Northern_California_Li_Battery_8hr_83 | Reliability_Capacity_In_Model_Year | 0.5 | Tesla_Tracy_Pumps_2_offpeak | Northern_California_Li_Battery_8hr_83 | Operational_New_Capacity_MW | -1
Gates_TB_11_offpeak | Southern_PGAE_Li_Battery_8hr_8 | Operational_New_Capacity_MW | -1 | Tesla_Tracy_Pumps_2_HSN | Northern_California_Li_Battery_8hr_85 | Reliability_Capacity_In_Model_Year | 1 | Northern_California_Li_Battery_8hr_85 | Tesla-Tracy-Pump 230 kV line #2 | CAISO_Li_Battery_8hr_Dispatch | Wind | Tesla_Tracy_Pumps_2_HSN | Northern_California_Li_Battery_8hr_85 | Reliability_Capacity_In_Model_Year | 1 | Tesla_Tracy_Pumps_2_SSN | Northern_California_Li_Battery_8hr_85 | Reliability_Capacity_In_Model_Year | 0.5 | Tesla_Tracy_Pumps_2_offpeak | Northern_California_Li_Battery_8hr_85 | Operational_New_Capacity_MW | -1
Gates_TB_11_offpeak | Southern_PGAE_Li_Battery_8hr_22 | Operational_New_Capacity_MW | -1 | Tesla_Tracy_Pumps_2_HSN | Northern_California_Li_Battery_8hr_94 | Reliability_Capacity_In_Model_Year | 1 | Northern_California_Li_Battery_8hr_94 | Tesla-Tracy-Pump 230 kV line #2 | CAISO_Li_Battery_8hr_Dispatch | Wind | Tesla_Tracy_Pumps_2_HSN | Northern_California_Li_Battery_8hr_94 | Reliability_Capacity_In_Model_Year | 1 | Tesla_Tracy_Pumps_2_SSN | Northern_California_Li_Battery_8hr_94 | Reliability_Capacity_In_Model_Year | 0.5 | Tesla_Tracy_Pumps_2_offpeak | Northern_California_Li_Battery_8hr_94 | Operational_New_Capacity_MW | -1
Gates_TB_11_offpeak | Southern_PGAE_Li_Battery_8hr_23 | Operational_New_Capacity_MW | -1 | Tesla_Tracy_Pumps_2_HSN | Southern_PGAE_Li_Battery_8hr_95 | Reliability_Capacity_In_Model_Year | 1 | Southern_PGAE_Li_Battery_8hr_95 | Tesla-Tracy-Pump 230 kV line #2 | CAISO_Li_Battery_8hr_Dispatch | Wind | Tesla_Tracy_Pumps_2_HSN | Southern_PGAE_Li_Battery_8hr_95 | Reliability_Capacity_In_Model_Year | 1 | Tesla_Tracy_Pumps_2_SSN | Southern_PGAE_Li_Battery_8hr_95 | Reliability_Capacity_In_Model_Year | 0.5 | Tesla_Tracy_Pumps_2_offpeak | Southern_PGAE_Li_Battery_8hr_95 | Operational_New_Capacity_MW | -1
Gates_TB_11_offpeak | Southern_PGAE_Li_Battery_8hr_24 | Operational_New_Capacity_MW | -1 | Tesla_Tracy_Pumps_2_HSN | Northern_California_Li_Battery_8hr_96 | Reliability_Capacity_In_Model_Year | 1 | Northern_California_Li_Battery_8hr_96 | Tesla-Tracy-Pump 230 kV line #2 | CAISO_Li_Battery_8hr_Dispatch | Wind | Tesla_Tracy_Pumps_2_HSN | Northern_California_Li_Battery_8hr_96 | Reliability_Capacity_In_Model_Year | 1 | Tesla_Tracy_Pumps_2_SSN | Northern_California_Li_Battery_8hr_96 | Reliability_Capacity_In_Model_Year | 0.5 | Tesla_Tracy_Pumps_2_offpeak | Northern_California_Li_Battery_8hr_96 | Operational_New_Capacity_MW | -1
Gates_TB_11_offpeak | Southern_PGAE_Li_Battery_8hr_33 | Operational_New_Capacity_MW | -1 | Tesla_Tracy_Pumps_2_HSN | Southern_PGAE_Li_Battery_8hr_99 | Reliability_Capacity_In_Model_Year | 1 | Southern_PGAE_Li_Battery_8hr_99 | Tesla-Tracy-Pump 230 kV line #2 | CAISO_Li_Battery_8hr_Dispatch | Wind | Tesla_Tracy_Pumps_2_HSN | Southern_PGAE_Li_Battery_8hr_99 | Reliability_Capacity_In_Model_Year | 1 | Tesla_Tracy_Pumps_2_SSN | Southern_PGAE_Li_Battery_8hr_99 | Reliability_Capacity_In_Model_Year | 0.5 | Tesla_Tracy_Pumps_2_offpeak | Southern_PGAE_Li_Battery_8hr_99 | Operational_New_Capacity_MW | -1
Gates_TB_11_offpeak | Southern_PGAE_Li_Battery_8hr_45 | Operational_New_Capacity_MW | -1 | Tesla_Tracy_Pumps_2_HSN | Southern_PGAE_Li_Battery_8hr_111 | Reliability_Capacity_In_Model_Year | 1 | Southern_PGAE_Li_Battery_8hr_111 | Tesla-Tracy-Pump 230 kV line #2 | CAISO_Li_Battery_8hr_Dispatch | Wind | Tesla_Tracy_Pumps_2_HSN | Southern_PGAE_Li_Battery_8hr_111 | Reliability_Capacity_In_Model_Year | 1 | Tesla_Tracy_Pumps_2_SSN | Southern_PGAE_Li_Battery_8hr_111 | Reliability_Capacity_In_Model_Year | 0.5 | Tesla_Tracy_Pumps_2_offpeak | Southern_PGAE_Li_Battery_8hr_111 | Operational_New_Capacity_MW | -1
Gates_TB_11_offpeak | Southern_PGAE_Li_Battery_8hr_46 | Operational_New_Capacity_MW | -1 | Tesla_Tracy_Pumps_2_HSN | Northern_California_Li_Battery_8hr_112 | Reliability_Capacity_In_Model_Year | 1 | Northern_California_Li_Battery_8hr_112 | Tesla-Tracy-Pump 230 kV line #2 | CAISO_Li_Battery_8hr_Dispatch | Wind | Tesla_Tracy_Pumps_2_HSN | Northern_California_Li_Battery_8hr_112 | Reliability_Capacity_In_Model_Year | 1 | Tesla_Tracy_Pumps_2_SSN | Northern_California_Li_Battery_8hr_112 | Reliability_Capacity_In_Model_Year | 0.5 | Tesla_Tracy_Pumps_2_offpeak | Northern_California_Li_Battery_8hr_112 | Operational_New_Capacity_MW | -1
Gates_TB_11_offpeak | Southern_PGAE_Li_Battery_8hr_49 | Operational_New_Capacity_MW | -1 | Tesla_Tracy_Pumps_2_HSN | Northern_California_Li_Battery_8hr_113 | Reliability_Capacity_In_Model_Year | 1 | Northern_California_Li_Battery_8hr_113 | Tesla-Tracy-Pump 230 kV line #2 | CAISO_Li_Battery_8hr_Dispatch | Wind | Tesla_Tracy_Pumps_2_HSN | Northern_California_Li_Battery_8hr_113 | Reliability_Capacity_In_Model_Year | 1 | Tesla_Tracy_Pumps_2_SSN | Northern_California_Li_Battery_8hr_113 | Reliability_Capacity_In_Model_Year | 0.5 | Tesla_Tracy_Pumps_2_offpeak | Northern_California_Li_Battery_8hr_113 | Operational_New_Capacity_MW | -1
Gates_TB_11_offpeak | Southern_PGAE_Li_Battery_8hr_52 | Operational_New_Capacity_MW | -1 | Tesla_Tracy_Pumps_2_HSN | Northern_California_Li_Battery_8hr_116 | Reliability_Capacity_In_Model_Year | 1 | Northern_California_Li_Battery_8hr_116 | Tesla-Tracy-Pump 230 kV line #2 | CAISO_Li_Battery_8hr_Dispatch | Wind | Tesla_Tracy_Pumps_2_HSN | Northern_California_Li_Battery_8hr_116 | Reliability_Capacity_In_Model_Year | 1 | Tesla_Tracy_Pumps_2_SSN | Northern_California_Li_Battery_8hr_116 | Reliability_Capacity_In_Model_Year | 0.5 | Tesla_Tracy_Pumps_2_offpeak | Northern_California_Li_Battery_8hr_116 | Operational_New_Capacity_MW | -1
Gates_TB_11_offpeak | Southern_PGAE_Li_Battery_8hr_61 | Operational_New_Capacity_MW | -1 | Tesla_Tracy_Pumps_2_HSN | Southern_PGAE_Li_Battery_8hr_124 | Reliability_Capacity_In_Model_Year | 1 | Southern_PGAE_Li_Battery_8hr_124 | Tesla-Tracy-Pump 230 kV line #2 | CAISO_Li_Battery_8hr_Dispatch | Wind | Tesla_Tracy_Pumps_2_HSN | Southern_PGAE_Li_Battery_8hr_124 | Reliability_Capacity_In_Model_Year | 1 | Tesla_Tracy_Pumps_2_SSN | Southern_PGAE_Li_Battery_8hr_124 | Reliability_Capacity_In_Model_Year | 0.5 | Tesla_Tracy_Pumps_2_offpeak | Southern_PGAE_Li_Battery_8hr_124 | Operational_New_Capacity_MW | -1
Gates_TB_11_offpeak | Southern_PGAE_Li_Battery_8hr_69 | Operational_New_Capacity_MW | -1 | Tesla_Tracy_Pumps_2_HSN | Northern_California_Li_Battery_8hr_126 | Reliability_Capacity_In_Model_Year | 1 | Northern_California_Li_Battery_8hr_126 | Tesla-Tracy-Pump 230 kV line #2 | CAISO_Li_Battery_8hr_Dispatch | Wind | Tesla_Tracy_Pumps_2_HSN | Northern_California_Li_Battery_8hr_126 | Reliability_Capacity_In_Model_Year | 1 | Tesla_Tracy_Pumps_2_SSN | Northern_California_Li_Battery_8hr_126 | Reliability_Capacity_In_Model_Year | 0.5 | Tesla_Tracy_Pumps_2_offpeak | Northern_California_Li_Battery_8hr_126 | Operational_New_Capacity_MW | -1
Gates_TB_11_offpeak | Southern_PGAE_Li_Battery_8hr_72 | Operational_New_Capacity_MW | -1 | Tesla_Tracy_Pumps_2_HSN | Northern_California_Li_Battery_8hr_127 | Reliability_Capacity_In_Model_Year | 1 | Northern_California_Li_Battery_8hr_127 | Tesla-Tracy-Pump 230 kV line #2 | CAISO_Li_Battery_8hr_Dispatch | Wind | Tesla_Tracy_Pumps_2_HSN | Northern_California_Li_Battery_8hr_127 | Reliability_Capacity_In_Model_Year | 1 | Tesla_Tracy_Pumps_2_SSN | Northern_California_Li_Battery_8hr_127 | Reliability_Capacity_In_Model_Year | 0.5 | Tesla_Tracy_Pumps_2_offpeak | Northern_California_Li_Battery_8hr_127 | Operational_New_Capacity_MW | -1
Gates_TB_11_offpeak | Southern_PGAE_Li_Battery_8hr_74 | Operational_New_Capacity_MW | -1 | Tesla_Tracy_Pumps_2_HSN | Northern_California_Li_Battery_8hr_135 | Reliability_Capacity_In_Model_Year | 1 | Northern_California_Li_Battery_8hr_135 | Tesla-Tracy-Pump 230 kV line #2 | CAISO_Li_Battery_8hr_Dispatch | Wind | Tesla_Tracy_Pumps_2_HSN | Northern_California_Li_Battery_8hr_135 | Reliability_Capacity_In_Model_Year | 1 | Tesla_Tracy_Pumps_2_SSN | Northern_California_Li_Battery_8hr_135 | Reliability_Capacity_In_Model_Year | 0.5 | Tesla_Tracy_Pumps_2_offpeak | Northern_California_Li_Battery_8hr_135 | Operational_New_Capacity_MW | -1
Gates_TB_11_offpeak | Southern_PGAE_Li_Battery_8hr_75 | Operational_New_Capacity_MW | -1 | Tesla_Tracy_Pumps_2_HSN | Northern_California_Li_Battery_8hr_150 | Reliability_Capacity_In_Model_Year | 1 | Northern_California_Li_Battery_8hr_150 | Tesla-Tracy-Pump 230 kV line #2 | CAISO_Li_Battery_8hr_Dispatch | Wind | Tesla_Tracy_Pumps_2_HSN | Northern_California_Li_Battery_8hr_150 | Reliability_Capacity_In_Model_Year | 1 | Tesla_Tracy_Pumps_2_SSN | Northern_California_Li_Battery_8hr_150 | Reliability_Capacity_In_Model_Year | 0.5 | Tesla_Tracy_Pumps_2_offpeak | Northern_California_Li_Battery_8hr_150 | Operational_New_Capacity_MW | -1
Gates_TB_11_offpeak | Southern_PGAE_Li_Battery_8hr_79 | Operational_New_Capacity_MW | -1 | Tesla_Tracy_Pumps_2_HSN | Northern_California_Li_Battery_8hr_155 | Reliability_Capacity_In_Model_Year | 1 | Northern_California_Li_Battery_8hr_155 | Tesla-Tracy-Pump 230 kV line #2 | CAISO_Li_Battery_8hr_Dispatch | Wind | Tesla_Tracy_Pumps_2_HSN | Northern_California_Li_Battery_8hr_155 | Reliability_Capacity_In_Model_Year | 1 | Tesla_Tracy_Pumps_2_SSN | Northern_California_Li_Battery_8hr_155 | Reliability_Capacity_In_Model_Year | 0.5 | Tesla_Tracy_Pumps_2_offpeak | Northern_California_Li_Battery_8hr_155 | Operational_New_Capacity_MW | -1
Gates_TB_11_offpeak | Southern_PGAE_Li_Battery_8hr_93 | Operational_New_Capacity_MW | -1 | Tesla_Tracy_Pumps_2_HSN | Northern_California_Li_Battery_8hr_158 | Reliability_Capacity_In_Model_Year | 1 | Northern_California_Li_Battery_8hr_158 | Tesla-Tracy-Pump 230 kV line #2 | CAISO_Li_Battery_8hr_Dispatch | Wind | Tesla_Tracy_Pumps_2_HSN | Northern_California_Li_Battery_8hr_158 | Reliability_Capacity_In_Model_Year | 1 | Tesla_Tracy_Pumps_2_SSN | Northern_California_Li_Battery_8hr_158 | Reliability_Capacity_In_Model_Year | 0.5 | Tesla_Tracy_Pumps_2_offpeak | Northern_California_Li_Battery_8hr_158 | Operational_New_Capacity_MW | -1
Gates_TB_11_offpeak | Southern_PGAE_Li_Battery_8hr_98 | Operational_New_Capacity_MW | -1 | Tesla_Tracy_Pumps_2_HSN | Northern_California_Solar_57 | Reliability_Capacity_In_Model_Year | 0.1 | Northern_California_Solar_57 | Tesla-Tracy-Pump 230 kV line #2 | Northern_California_Solar | Wind | Tesla_Tracy_Pumps_2_HSN | Northern_California_Solar_57 | Reliability_Capacity_In_Model_Year | 0.1 | Tesla_Tracy_Pumps_2_SSN | Northern_California_Solar_57 | Reliability_Capacity_In_Model_Year | 0.556 | Tesla_Tracy_Pumps_2_offpeak | Northern_California_Solar_57 | Operational_New_Capacity_MW | 0.68
Gates_TB_11_offpeak | Southern_PGAE_Li_Battery_8hr_102 | Operational_New_Capacity_MW | -1 | Tesla_Tracy_Pumps_2_HSN | Northern_California_Solar_68 | Reliability_Capacity_In_Model_Year | 0.1 | Northern_California_Solar_68 | Tesla-Tracy-Pump 230 kV line #2 | Northern_California_Solar | Wind | Tesla_Tracy_Pumps_2_HSN | Northern_California_Solar_68 | Reliability_Capacity_In_Model_Year | 0.1 | Tesla_Tracy_Pumps_2_SSN | Northern_California_Solar_68 | Reliability_Capacity_In_Model_Year | 0.556 | Tesla_Tracy_Pumps_2_offpeak | Northern_California_Solar_68 | Operational_New_Capacity_MW | 0.68
Gates_TB_11_offpeak | Southern_PGAE_Li_Battery_8hr_109 | Operational_New_Capacity_MW | -1 | Tesla_Tracy_Pumps_2_HSN | Northern_California_Solar_76 | Reliability_Capacity_In_Model_Year | 0.1 | Northern_California_Solar_76 | Tesla-Tracy-Pump 230 kV line #2 | Northern_California_Solar | Wind | Tesla_Tracy_Pumps_2_HSN | Northern_California_Solar_76 | Reliability_Capacity_In_Model_Year | 0.1 | Tesla_Tracy_Pumps_2_SSN | Northern_California_Solar_76 | Reliability_Capacity_In_Model_Year | 0.556 | Tesla_Tracy_Pumps_2_offpeak | Northern_California_Solar_76 | Operational_New_Capacity_MW | 0.68
Gates_TB_11_offpeak | Southern_PGAE_Li_Battery_8hr_117 | Operational_New_Capacity_MW | -1 | Tesla_Tracy_Pumps_2_HSN | Northern_California_Solar_80 | Reliability_Capacity_In_Model_Year | 0.1 | Northern_California_Solar_80 | Tesla-Tracy-Pump 230 kV line #2 | Northern_California_Solar | Wind | Tesla_Tracy_Pumps_2_HSN | Northern_California_Solar_80 | Reliability_Capacity_In_Model_Year | 0.1 | Tesla_Tracy_Pumps_2_SSN | Northern_California_Solar_80 | Reliability_Capacity_In_Model_Year | 0.556 | Tesla_Tracy_Pumps_2_offpeak | Northern_California_Solar_80 | Operational_New_Capacity_MW | 0.68
Gates_TB_11_offpeak | Southern_PGAE_Li_Battery_8hr_118 | Operational_New_Capacity_MW | -1 | Tesla_Tracy_Pumps_2_HSN | Northern_California_Solar_82 | Reliability_Capacity_In_Model_Year | 0.1 | Northern_California_Solar_82 | Tesla-Tracy-Pump 230 kV line #2 | Northern_California_Solar | Wind | Tesla_Tracy_Pumps_2_HSN | Northern_California_Solar_82 | Reliability_Capacity_In_Model_Year | 0.1 | Tesla_Tracy_Pumps_2_SSN | Northern_California_Solar_82 | Reliability_Capacity_In_Model_Year | 0.556 | Tesla_Tracy_Pumps_2_offpeak | Northern_California_Solar_82 | Operational_New_Capacity_MW | 0.68
Gates_TB_11_offpeak | Southern_PGAE_Li_Battery_8hr_124 | Operational_New_Capacity_MW | -1 | Tesla_Tracy_Pumps_2_HSN | Northern_California_Solar_83 | Reliability_Capacity_In_Model_Year | 0.1 | Northern_California_Solar_83 | Tesla-Tracy-Pump 230 kV line #2 | Northern_California_Solar | Wind | Tesla_Tracy_Pumps_2_HSN | Northern_California_Solar_83 | Reliability_Capacity_In_Model_Year | 0.1 | Tesla_Tracy_Pumps_2_SSN | Northern_California_Solar_83 | Reliability_Capacity_In_Model_Year | 0.556 | Tesla_Tracy_Pumps_2_offpeak | Northern_California_Solar_83 | Operational_New_Capacity_MW | 0.68
Gates_TB_11_offpeak | Southern_PGAE_Li_Battery_8hr_139 | Operational_New_Capacity_MW | -1 | Tesla_Tracy_Pumps_2_HSN | Northern_California_Solar_85 | Reliability_Capacity_In_Model_Year | 0.1 | Northern_California_Solar_85 | Tesla-Tracy-Pump 230 kV line #2 | Northern_California_Solar | Wind | Tesla_Tracy_Pumps_2_HSN | Northern_California_Solar_85 | Reliability_Capacity_In_Model_Year | 0.1 | Tesla_Tracy_Pumps_2_SSN | Northern_California_Solar_85 | Reliability_Capacity_In_Model_Year | 0.556 | Tesla_Tracy_Pumps_2_offpeak | Northern_California_Solar_85 | Operational_New_Capacity_MW | 0.68
Gates_TB_11_offpeak | Southern_PGAE_Li_Battery_8hr_140 | Operational_New_Capacity_MW | -1 | Tesla_Tracy_Pumps_2_HSN | Northern_California_Solar_94 | Reliability_Capacity_In_Model_Year | 0.1 | Northern_California_Solar_94 | Tesla-Tracy-Pump 230 kV line #2 | Northern_California_Solar | Wind | Tesla_Tracy_Pumps_2_HSN | Northern_California_Solar_94 | Reliability_Capacity_In_Model_Year | 0.1 | Tesla_Tracy_Pumps_2_SSN | Northern_California_Solar_94 | Reliability_Capacity_In_Model_Year | 0.556 | Tesla_Tracy_Pumps_2_offpeak | Northern_California_Solar_94 | Operational_New_Capacity_MW | 0.68
Gates_TB_11_offpeak | Southern_PGAE_Li_Battery_8hr_151 | Operational_New_Capacity_MW | -1 | Tesla_Tracy_Pumps_2_HSN | Northern_California_Solar_96 | Reliability_Capacity_In_Model_Year | 0.1 | Northern_California_Solar_96 | Tesla-Tracy-Pump 230 kV line #2 | Northern_California_Solar | Wind | Tesla_Tracy_Pumps_2_HSN | Northern_California_Solar_96 | Reliability_Capacity_In_Model_Year | 0.1 | Tesla_Tracy_Pumps_2_SSN | Northern_California_Solar_96 | Reliability_Capacity_In_Model_Year | 0.556 | Tesla_Tracy_Pumps_2_offpeak | Northern_California_Solar_96 | Operational_New_Capacity_MW | 0.68
Gates_TB_11_offpeak | Southern_PGAE_Li_Battery_8hr_154 | Operational_New_Capacity_MW | -1 | Tesla_Tracy_Pumps_2_HSN | Northern_California_Solar_112 | Reliability_Capacity_In_Model_Year | 0.1 | Northern_California_Solar_112 | Tesla-Tracy-Pump 230 kV line #2 | Northern_California_Solar | Wind | Tesla_Tracy_Pumps_2_HSN | Northern_California_Solar_112 | Reliability_Capacity_In_Model_Year | 0.1 | Tesla_Tracy_Pumps_2_SSN | Northern_California_Solar_112 | Reliability_Capacity_In_Model_Year | 0.556 | Tesla_Tracy_Pumps_2_offpeak | Northern_California_Solar_112 | Operational_New_Capacity_MW | 0.68
Gates_TB_11_offpeak | Southern_PGAE_Li_Battery_8hr_161 | Operational_New_Capacity_MW | -1 | Tesla_Tracy_Pumps_2_HSN | Northern_California_Solar_113 | Reliability_Capacity_In_Model_Year | 0.1 | Northern_California_Solar_113 | Tesla-Tracy-Pump 230 kV line #2 | Northern_California_Solar | Wind | Tesla_Tracy_Pumps_2_HSN | Northern_California_Solar_113 | Reliability_Capacity_In_Model_Year | 0.1 | Tesla_Tracy_Pumps_2_SSN | Northern_California_Solar_113 | Reliability_Capacity_In_Model_Year | 0.556 | Tesla_Tracy_Pumps_2_offpeak | Northern_California_Solar_113 | Operational_New_Capacity_MW | 0.68
Gates_TB_11_offpeak | Southern_PGAE_Li_Battery_8hr_162 | Operational_New_Capacity_MW | -1 | Tesla_Tracy_Pumps_2_HSN | Northern_California_Solar_116 | Reliability_Capacity_In_Model_Year | 0.1 | Northern_California_Solar_116 | Tesla-Tracy-Pump 230 kV line #2 | Northern_California_Solar | Wind | Tesla_Tracy_Pumps_2_HSN | Northern_California_Solar_116 | Reliability_Capacity_In_Model_Year | 0.1 | Tesla_Tracy_Pumps_2_SSN | Northern_California_Solar_116 | Reliability_Capacity_In_Model_Year | 0.556 | Tesla_Tracy_Pumps_2_offpeak | Northern_California_Solar_116 | Operational_New_Capacity_MW | 0.68
Gates_TB_11_offpeak | Southern_PGAE_Li_Battery_8hr_163 | Operational_New_Capacity_MW | -1 | Tesla_Tracy_Pumps_2_HSN | Northern_California_Solar_126 | Reliability_Capacity_In_Model_Year | 0.1 | Northern_California_Solar_126 | Tesla-Tracy-Pump 230 kV line #2 | Northern_California_Solar | Wind | Tesla_Tracy_Pumps_2_HSN | Northern_California_Solar_126 | Reliability_Capacity_In_Model_Year | 0.1 | Tesla_Tracy_Pumps_2_SSN | Northern_California_Solar_126 | Reliability_Capacity_In_Model_Year | 0.556 | Tesla_Tracy_Pumps_2_offpeak | Northern_California_Solar_126 | Operational_New_Capacity_MW | 0.68
Gates_TB_11_offpeak | Southern_PGAE_Li_Battery_8hr_164 | Operational_New_Capacity_MW | -1 | Tesla_Tracy_Pumps_2_HSN | Northern_California_Solar_127 | Reliability_Capacity_In_Model_Year | 0.1 | Northern_California_Solar_127 | Tesla-Tracy-Pump 230 kV line #2 | Northern_California_Solar | Wind | Tesla_Tracy_Pumps_2_HSN | Northern_California_Solar_127 | Reliability_Capacity_In_Model_Year | 0.1 | Tesla_Tracy_Pumps_2_SSN | Northern_California_Solar_127 | Reliability_Capacity_In_Model_Year | 0.556 | Tesla_Tracy_Pumps_2_offpeak | Northern_California_Solar_127 | Operational_New_Capacity_MW | 0.68
Gates_TB_11_offpeak | Southern_PGAE_Li_Battery_8hr_165 | Operational_New_Capacity_MW | -1 | Tesla_Tracy_Pumps_2_HSN | Northern_California_Solar_135 | Reliability_Capacity_In_Model_Year | 0.1 | Northern_California_Solar_135 | Tesla-Tracy-Pump 230 kV line #2 | Northern_California_Solar | Wind | Tesla_Tracy_Pumps_2_HSN | Northern_California_Solar_135 | Reliability_Capacity_In_Model_Year | 0.1 | Tesla_Tracy_Pumps_2_SSN | Northern_California_Solar_135 | Reliability_Capacity_In_Model_Year | 0.556 | Tesla_Tracy_Pumps_2_offpeak | Northern_California_Solar_135 | Operational_New_Capacity_MW | 0.68
Gates_TB_11_offpeak | Southern_PGAE_Li_Battery_8hr_168 | Operational_New_Capacity_MW | -1 | Tesla_Tracy_Pumps_2_HSN | Northern_California_Solar_150 | Reliability_Capacity_In_Model_Year | 0.1 | Northern_California_Solar_150 | Tesla-Tracy-Pump 230 kV line #2 | Northern_California_Solar | Wind | Tesla_Tracy_Pumps_2_HSN | Northern_California_Solar_150 | Reliability_Capacity_In_Model_Year | 0.1 | Tesla_Tracy_Pumps_2_SSN | Northern_California_Solar_150 | Reliability_Capacity_In_Model_Year | 0.556 | Tesla_Tracy_Pumps_2_offpeak | Northern_California_Solar_150 | Operational_New_Capacity_MW | 0.68
Gates_TB_11_offpeak | Southern_PGAE_Li_Battery_8hr_169 | Operational_New_Capacity_MW | -1 | Tesla_Tracy_Pumps_2_HSN | Northern_California_Solar_155 | Reliability_Capacity_In_Model_Year | 0.1 | Northern_California_Solar_155 | Tesla-Tracy-Pump 230 kV line #2 | Northern_California_Solar | Wind | Tesla_Tracy_Pumps_2_HSN | Northern_California_Solar_155 | Reliability_Capacity_In_Model_Year | 0.1 | Tesla_Tracy_Pumps_2_SSN | Northern_California_Solar_155 | Reliability_Capacity_In_Model_Year | 0.556 | Tesla_Tracy_Pumps_2_offpeak | Northern_California_Solar_155 | Operational_New_Capacity_MW | 0.68
Gates_TB_11_offpeak | Southern_PGAE_Li_Battery_8hr_170 | Operational_New_Capacity_MW | -1 | Tesla_Tracy_Pumps_2_HSN | Northern_California_Solar_158 | Reliability_Capacity_In_Model_Year | 0.1 | Northern_California_Solar_158 | Tesla-Tracy-Pump 230 kV line #2 | Northern_California_Solar | Wind | Tesla_Tracy_Pumps_2_HSN | Northern_California_Solar_158 | Reliability_Capacity_In_Model_Year | 0.1 | Tesla_Tracy_Pumps_2_SSN | Northern_California_Solar_158 | Reliability_Capacity_In_Model_Year | 0.556 | Tesla_Tracy_Pumps_2_offpeak | Northern_California_Solar_158 | Operational_New_Capacity_MW | 0.68
Gates_TB_11_offpeak | Southern_PGAE_Li_Battery_8hr_174 | Operational_New_Capacity_MW | -1 | Tesla_Tracy_Pumps_2_HSN | Northern_California_Wind_76 | Reliability_Capacity_In_Model_Year | 0.665 | Northern_California_Wind_76 | Tesla-Tracy-Pump 230 kV line #2 | Northern_California_Wind | Wind | Tesla_Tracy_Pumps_2_HSN | Northern_California_Wind_76 | Reliability_Capacity_In_Model_Year | 0.665 | Tesla_Tracy_Pumps_2_SSN | Northern_California_Wind_76 | Reliability_Capacity_In_Model_Year | 0.163 | Tesla_Tracy_Pumps_2_offpeak | Northern_California_Wind_76 | Operational_New_Capacity_MW | 0.63
Gates_TB_11_offpeak | Southern_PGAE_Li_Battery_8hr_176 | Operational_New_Capacity_MW | -1 | Tesla_Tracy_Pumps_2_HSN | Northern_California_Wind_83 | Reliability_Capacity_In_Model_Year | 0.665 | Northern_California_Wind_83 | Tesla-Tracy-Pump 230 kV line #2 | Northern_California_Wind | Wind | Tesla_Tracy_Pumps_2_HSN | Northern_California_Wind_83 | Reliability_Capacity_In_Model_Year | 0.665 | Tesla_Tracy_Pumps_2_SSN | Northern_California_Wind_83 | Reliability_Capacity_In_Model_Year | 0.163 | Tesla_Tracy_Pumps_2_offpeak | Northern_California_Wind_83 | Operational_New_Capacity_MW | 0.63
Gates_TB_11_offpeak | Central_Valley_North_Los_Banos_Wind_154 | Operational_New_Capacity_MW | 0.44 | Tesla_Tracy_Pumps_2_HSN | Solano_Wind_85 | Reliability_Capacity_In_Model_Year | 0.665 | Solano_Wind_85 | Tesla-Tracy-Pump 230 kV line #2 | Solano_Wind | Wind | Tesla_Tracy_Pumps_2_HSN | Solano_Wind_85 | Reliability_Capacity_In_Model_Year | 0.665 | Tesla_Tracy_Pumps_2_SSN | Solano_Wind_85 | Reliability_Capacity_In_Model_Year | 0.163 | Tesla_Tracy_Pumps_2_offpeak | Solano_Wind_85 | Operational_New_Capacity_MW | 0.63
Gates_TB_11_offpeak | Central_Valley_North_Los_Banos_Wind_162 | Operational_New_Capacity_MW | 0.44 | Tesla_Tracy_Pumps_2_HSN | Solano_Wind_94 | Reliability_Capacity_In_Model_Year | 0.665 | Solano_Wind_94 | Tesla-Tracy-Pump 230 kV line #2 | Solano_Wind | Wind | Tesla_Tracy_Pumps_2_HSN | Solano_Wind_94 | Reliability_Capacity_In_Model_Year | 0.665 | Tesla_Tracy_Pumps_2_SSN | Solano_Wind_94 | Reliability_Capacity_In_Model_Year | 0.163 | Tesla_Tracy_Pumps_2_offpeak | Solano_Wind_94 | Operational_New_Capacity_MW | 0.63
Gates_TB_11_offpeak | Southern_PGAE_Solar_8 | Operational_New_Capacity_MW | 0.79 | Tesla_Tracy_Pumps_2_HSN | Solano_Wind_126 | Reliability_Capacity_In_Model_Year | 0.665 | Solano_Wind_126 | Tesla-Tracy-Pump 230 kV line #2 | Solano_Wind | Wind | Tesla_Tracy_Pumps_2_HSN | Solano_Wind_126 | Reliability_Capacity_In_Model_Year | 0.665 | Tesla_Tracy_Pumps_2_SSN | Solano_Wind_126 | Reliability_Capacity_In_Model_Year | 0.163 | Tesla_Tracy_Pumps_2_offpeak | Solano_Wind_126 | Operational_New_Capacity_MW | 0.63
Gates_TB_11_offpeak | Southern_PGAE_Solar_22 | Operational_New_Capacity_MW | 0.79 | Tesla_Tracy_Pumps_2_HSN | Southern_PGAE_Solar_95 | Reliability_Capacity_In_Model_Year | 0.1 | Southern_PGAE_Solar_95 | Tesla-Tracy-Pump 230 kV line #2 | Southern_PGAE_Solar | Wind | Tesla_Tracy_Pumps_2_HSN | Southern_PGAE_Solar_95 | Reliability_Capacity_In_Model_Year | 0.1 | Tesla_Tracy_Pumps_2_SSN | Southern_PGAE_Solar_95 | Reliability_Capacity_In_Model_Year | 0.556 | Tesla_Tracy_Pumps_2_offpeak | Southern_PGAE_Solar_95 | Operational_New_Capacity_MW | 0.68
Gates_TB_11_offpeak | Southern_PGAE_Solar_23 | Operational_New_Capacity_MW | 0.79 | Tesla_Tracy_Pumps_2_HSN | Southern_PGAE_Solar_99 | Reliability_Capacity_In_Model_Year | 0.1 | Southern_PGAE_Solar_99 | Tesla-Tracy-Pump 230 kV line #2 | Southern_PGAE_Solar | Wind | Tesla_Tracy_Pumps_2_HSN | Southern_PGAE_Solar_99 | Reliability_Capacity_In_Model_Year | 0.1 | Tesla_Tracy_Pumps_2_SSN | Southern_PGAE_Solar_99 | Reliability_Capacity_In_Model_Year | 0.556 | Tesla_Tracy_Pumps_2_offpeak | Southern_PGAE_Solar_99 | Operational_New_Capacity_MW | 0.68
Gates_TB_11_offpeak | Southern_PGAE_Solar_24 | Operational_New_Capacity_MW | 0.79 | Tesla_Tracy_Pumps_2_HSN | Southern_PGAE_Solar_111 | Reliability_Capacity_In_Model_Year | 0.1 | Southern_PGAE_Solar_111 | Tesla-Tracy-Pump 230 kV line #2 | Southern_PGAE_Solar | Wind | Tesla_Tracy_Pumps_2_HSN | Southern_PGAE_Solar_111 | Reliability_Capacity_In_Model_Year | 0.1 | Tesla_Tracy_Pumps_2_SSN | Southern_PGAE_Solar_111 | Reliability_Capacity_In_Model_Year | 0.556 | Tesla_Tracy_Pumps_2_offpeak | Southern_PGAE_Solar_111 | Operational_New_Capacity_MW | 0.68
Gates_TB_11_offpeak | Southern_PGAE_Solar_33 | Operational_New_Capacity_MW | 0.79 | Tesla_Tracy_Pumps_2_HSN | Southern_PGAE_Solar_124 | Reliability_Capacity_In_Model_Year | 0.1 | Southern_PGAE_Solar_124 | Tesla-Tracy-Pump 230 kV line #2 | Southern_PGAE_Solar | Wind | Tesla_Tracy_Pumps_2_HSN | Southern_PGAE_Solar_124 | Reliability_Capacity_In_Model_Year | 0.1 | Tesla_Tracy_Pumps_2_SSN | Southern_PGAE_Solar_124 | Reliability_Capacity_In_Model_Year | 0.556 | Tesla_Tracy_Pumps_2_offpeak | Southern_PGAE_Solar_124 | Operational_New_Capacity_MW | 0.68
Gates_TB_11_offpeak | Southern_PGAE_Solar_45 | Operational_New_Capacity_MW | 0.79 | Trabuco_Capistrano_HSN | Riverside_Flow_Battery_129 | Reliability_Capacity_In_Model_Year | 1 | Riverside_Flow_Battery_129 | Trabuco-Capistrano 138 kV constraint | CAISO_Flow_Battery_8hr_Dispatch | Solar | Trabuco_Capistrano_HSN | Riverside_Flow_Battery_129 | Reliability_Capacity_In_Model_Year | 1 | Trabuco_Capistrano_SSN | Riverside_Flow_Battery_129 | Reliability_Capacity_In_Model_Year | 0.5 | Trabuco_Capistrano_offpeak | Riverside_Flow_Battery_129 | Operational_New_Capacity_MW | -1
Gates_TB_11_offpeak | Southern_PGAE_Solar_46 | Operational_New_Capacity_MW | 0.79 | Trabuco_Capistrano_HSN | Riverside_Li_Battery_4hr_129 | Reliability_Capacity_In_Model_Year | 1 | Riverside_Li_Battery_4hr_129 | Trabuco-Capistrano 138 kV constraint | CAISO_Li_Battery_4hr_Dispatch | Solar | Trabuco_Capistrano_HSN | Riverside_Li_Battery_4hr_129 | Reliability_Capacity_In_Model_Year | 1 | Trabuco_Capistrano_SSN | Riverside_Li_Battery_4hr_129 | Reliability_Capacity_In_Model_Year | 0.5 | Trabuco_Capistrano_offpeak | Riverside_Li_Battery_4hr_129 | Operational_New_Capacity_MW | -1
Gates_TB_11_offpeak | Southern_PGAE_Solar_49 | Operational_New_Capacity_MW | 0.79 | Trabuco_Capistrano_HSN | Riverside_Li_Battery_8hr_129 | Reliability_Capacity_In_Model_Year | 1 | Riverside_Li_Battery_8hr_129 | Trabuco-Capistrano 138 kV constraint | CAISO_Li_Battery_8hr_Dispatch | Solar | Trabuco_Capistrano_HSN | Riverside_Li_Battery_8hr_129 | Reliability_Capacity_In_Model_Year | 1 | Trabuco_Capistrano_SSN | Riverside_Li_Battery_8hr_129 | Reliability_Capacity_In_Model_Year | 0.5 | Trabuco_Capistrano_offpeak | Riverside_Li_Battery_8hr_129 | Operational_New_Capacity_MW | -1
Gates_TB_11_offpeak | Southern_PGAE_Solar_52 | Operational_New_Capacity_MW | 0.79 | Trabuco_Capistrano_HSN | Riverside_Solar_129 | Reliability_Capacity_In_Model_Year | 0.106 | Riverside_Solar_129 | Trabuco-Capistrano 138 kV constraint | Riverside_Solar | Solar | Trabuco_Capistrano_HSN | Riverside_Solar_129 | Reliability_Capacity_In_Model_Year | 0.106 | Trabuco_Capistrano_SSN | Riverside_Solar_129 | Reliability_Capacity_In_Model_Year | 0.427 | Trabuco_Capistrano_offpeak | Riverside_Solar_129 | Operational_New_Capacity_MW | 0.77
Gates_TB_11_offpeak | Southern_PGAE_Solar_61 | Operational_New_Capacity_MW | 0.79 | Tranquility_Helm_HSN | Southern_PGAE_Flow_Battery_93 | Reliability_Capacity_In_Model_Year | 1 | Southern_PGAE_Flow_Battery_93 | Tranquility-Helm 230kV Line | CAISO_Flow_Battery_8hr_Dispatch | Solar | Tranquility_Helm_HSN | Southern_PGAE_Flow_Battery_93 | Reliability_Capacity_In_Model_Year | 1 | Tranquility_Helm_SSN | Southern_PGAE_Flow_Battery_93 | Reliability_Capacity_In_Model_Year | 0.5 | Tranquility_Helm_offpeak | Southern_PGAE_Flow_Battery_93 | Operational_New_Capacity_MW | -1
Gates_TB_11_offpeak | Southern_PGAE_Solar_69 | Operational_New_Capacity_MW | 0.79 | Tranquility_Helm_HSN | Southern_PGAE_Flow_Battery_117 | Reliability_Capacity_In_Model_Year | 1 | Southern_PGAE_Flow_Battery_117 | Tranquility-Helm 230kV Line | CAISO_Flow_Battery_8hr_Dispatch | Solar | Tranquility_Helm_HSN | Southern_PGAE_Flow_Battery_117 | Reliability_Capacity_In_Model_Year | 1 | Tranquility_Helm_SSN | Southern_PGAE_Flow_Battery_117 | Reliability_Capacity_In_Model_Year | 0.5 | Tranquility_Helm_offpeak | Southern_PGAE_Flow_Battery_117 | Operational_New_Capacity_MW | -1
Gates_TB_11_offpeak | Southern_PGAE_Solar_72 | Operational_New_Capacity_MW | 0.79 | Tranquility_Helm_HSN | Southern_PGAE_Flow_Battery_139 | Reliability_Capacity_In_Model_Year | 1 | Southern_PGAE_Flow_Battery_139 | Tranquility-Helm 230kV Line | CAISO_Flow_Battery_8hr_Dispatch | Solar | Tranquility_Helm_HSN | Southern_PGAE_Flow_Battery_139 | Reliability_Capacity_In_Model_Year | 1 | Tranquility_Helm_SSN | Southern_PGAE_Flow_Battery_139 | Reliability_Capacity_In_Model_Year | 0.5 | Tranquility_Helm_offpeak | Southern_PGAE_Flow_Battery_139 | Operational_New_Capacity_MW | -1
Gates_TB_11_offpeak | Southern_PGAE_Solar_74 | Operational_New_Capacity_MW | 0.79 | Tranquility_Helm_HSN | Southern_PGAE_Flow_Battery_140 | Reliability_Capacity_In_Model_Year | 1 | Southern_PGAE_Flow_Battery_140 | Tranquility-Helm 230kV Line | CAISO_Flow_Battery_8hr_Dispatch | Solar | Tranquility_Helm_HSN | Southern_PGAE_Flow_Battery_140 | Reliability_Capacity_In_Model_Year | 1 | Tranquility_Helm_SSN | Southern_PGAE_Flow_Battery_140 | Reliability_Capacity_In_Model_Year | 0.5 | Tranquility_Helm_offpeak | Southern_PGAE_Flow_Battery_140 | Operational_New_Capacity_MW | -1
Gates_TB_11_offpeak | Southern_PGAE_Solar_75 | Operational_New_Capacity_MW | 0.79 | Tranquility_Helm_HSN | Southern_PGAE_Flow_Battery_151 | Reliability_Capacity_In_Model_Year | 1 | Southern_PGAE_Flow_Battery_151 | Tranquility-Helm 230kV Line | CAISO_Flow_Battery_8hr_Dispatch | Solar | Tranquility_Helm_HSN | Southern_PGAE_Flow_Battery_151 | Reliability_Capacity_In_Model_Year | 1 | Tranquility_Helm_SSN | Southern_PGAE_Flow_Battery_151 | Reliability_Capacity_In_Model_Year | 0.5 | Tranquility_Helm_offpeak | Southern_PGAE_Flow_Battery_151 | Operational_New_Capacity_MW | -1
Gates_TB_11_offpeak | Southern_PGAE_Solar_79 | Operational_New_Capacity_MW | 0.79 | Tranquility_Helm_HSN | Southern_PGAE_Flow_Battery_154 | Reliability_Capacity_In_Model_Year | 1 | Southern_PGAE_Flow_Battery_154 | Tranquility-Helm 230kV Line | CAISO_Flow_Battery_8hr_Dispatch | Solar | Tranquility_Helm_HSN | Southern_PGAE_Flow_Battery_154 | Reliability_Capacity_In_Model_Year | 1 | Tranquility_Helm_SSN | Southern_PGAE_Flow_Battery_154 | Reliability_Capacity_In_Model_Year | 0.5 | Tranquility_Helm_offpeak | Southern_PGAE_Flow_Battery_154 | Operational_New_Capacity_MW | -1
Gates_TB_11_offpeak | Southern_PGAE_Solar_93 | Operational_New_Capacity_MW | 0.79 | Tranquility_Helm_HSN | Southern_PGAE_Flow_Battery_161 | Reliability_Capacity_In_Model_Year | 1 | Southern_PGAE_Flow_Battery_161 | Tranquility-Helm 230kV Line | CAISO_Flow_Battery_8hr_Dispatch | Solar | Tranquility_Helm_HSN | Southern_PGAE_Flow_Battery_161 | Reliability_Capacity_In_Model_Year | 1 | Tranquility_Helm_SSN | Southern_PGAE_Flow_Battery_161 | Reliability_Capacity_In_Model_Year | 0.5 | Tranquility_Helm_offpeak | Southern_PGAE_Flow_Battery_161 | Operational_New_Capacity_MW | -1
Gates_TB_11_offpeak | Southern_PGAE_Solar_98 | Operational_New_Capacity_MW | 0.79 | Tranquility_Helm_HSN | Southern_PGAE_Flow_Battery_162 | Reliability_Capacity_In_Model_Year | 1 | Southern_PGAE_Flow_Battery_162 | Tranquility-Helm 230kV Line | CAISO_Flow_Battery_8hr_Dispatch | Solar | Tranquility_Helm_HSN | Southern_PGAE_Flow_Battery_162 | Reliability_Capacity_In_Model_Year | 1 | Tranquility_Helm_SSN | Southern_PGAE_Flow_Battery_162 | Reliability_Capacity_In_Model_Year | 0.5 | Tranquility_Helm_offpeak | Southern_PGAE_Flow_Battery_162 | Operational_New_Capacity_MW | -1
Gates_TB_11_offpeak | Southern_PGAE_Solar_102 | Operational_New_Capacity_MW | 0.79 | Tranquility_Helm_HSN | Southern_PGAE_Flow_Battery_163 | Reliability_Capacity_In_Model_Year | 1 | Southern_PGAE_Flow_Battery_163 | Tranquility-Helm 230kV Line | CAISO_Flow_Battery_8hr_Dispatch | Solar | Tranquility_Helm_HSN | Southern_PGAE_Flow_Battery_163 | Reliability_Capacity_In_Model_Year | 1 | Tranquility_Helm_SSN | Southern_PGAE_Flow_Battery_163 | Reliability_Capacity_In_Model_Year | 0.5 | Tranquility_Helm_offpeak | Southern_PGAE_Flow_Battery_163 | Operational_New_Capacity_MW | -1
Gates_TB_11_offpeak | Southern_PGAE_Solar_109 | Operational_New_Capacity_MW | 0.79 | Tranquility_Helm_HSN | Southern_PGAE_Flow_Battery_164 | Reliability_Capacity_In_Model_Year | 1 | Southern_PGAE_Flow_Battery_164 | Tranquility-Helm 230kV Line | CAISO_Flow_Battery_8hr_Dispatch | Solar | Tranquility_Helm_HSN | Southern_PGAE_Flow_Battery_164 | Reliability_Capacity_In_Model_Year | 1 | Tranquility_Helm_SSN | Southern_PGAE_Flow_Battery_164 | Reliability_Capacity_In_Model_Year | 0.5 | Tranquility_Helm_offpeak | Southern_PGAE_Flow_Battery_164 | Operational_New_Capacity_MW | -1
Gates_TB_11_offpeak | Southern_PGAE_Solar_117 | Operational_New_Capacity_MW | 0.79 | Tranquility_Helm_HSN | Southern_PGAE_Flow_Battery_165 | Reliability_Capacity_In_Model_Year | 1 | Southern_PGAE_Flow_Battery_165 | Tranquility-Helm 230kV Line | CAISO_Flow_Battery_8hr_Dispatch | Solar | Tranquility_Helm_HSN | Southern_PGAE_Flow_Battery_165 | Reliability_Capacity_In_Model_Year | 1 | Tranquility_Helm_SSN | Southern_PGAE_Flow_Battery_165 | Reliability_Capacity_In_Model_Year | 0.5 | Tranquility_Helm_offpeak | Southern_PGAE_Flow_Battery_165 | Operational_New_Capacity_MW | -1
Gates_TB_11_offpeak | Southern_PGAE_Solar_118 | Operational_New_Capacity_MW | 0.79 | Tranquility_Helm_HSN | Northern_California_Flow_Battery_166 | Reliability_Capacity_In_Model_Year | 1 | Northern_California_Flow_Battery_166 | Tranquility-Helm 230kV Line | CAISO_Flow_Battery_8hr_Dispatch | Solar | Tranquility_Helm_HSN | Northern_California_Flow_Battery_166 | Reliability_Capacity_In_Model_Year | 1 | Tranquility_Helm_SSN | Northern_California_Flow_Battery_166 | Reliability_Capacity_In_Model_Year | 0.5 | Tranquility_Helm_offpeak | Northern_California_Flow_Battery_166 | Operational_New_Capacity_MW | -1
Gates_TB_11_offpeak | Southern_PGAE_Solar_124 | Operational_New_Capacity_MW | 0.79 | Tranquility_Helm_HSN | Southern_PGAE_Flow_Battery_168 | Reliability_Capacity_In_Model_Year | 1 | Southern_PGAE_Flow_Battery_168 | Tranquility-Helm 230kV Line | CAISO_Flow_Battery_8hr_Dispatch | Solar | Tranquility_Helm_HSN | Southern_PGAE_Flow_Battery_168 | Reliability_Capacity_In_Model_Year | 1 | Tranquility_Helm_SSN | Southern_PGAE_Flow_Battery_168 | Reliability_Capacity_In_Model_Year | 0.5 | Tranquility_Helm_offpeak | Southern_PGAE_Flow_Battery_168 | Operational_New_Capacity_MW | -1
Gates_TB_11_offpeak | Southern_PGAE_Solar_139 | Operational_New_Capacity_MW | 0.79 | Tranquility_Helm_HSN | Southern_PGAE_Flow_Battery_169 | Reliability_Capacity_In_Model_Year | 1 | Southern_PGAE_Flow_Battery_169 | Tranquility-Helm 230kV Line | CAISO_Flow_Battery_8hr_Dispatch | Solar | Tranquility_Helm_HSN | Southern_PGAE_Flow_Battery_169 | Reliability_Capacity_In_Model_Year | 1 | Tranquility_Helm_SSN | Southern_PGAE_Flow_Battery_169 | Reliability_Capacity_In_Model_Year | 0.5 | Tranquility_Helm_offpeak | Southern_PGAE_Flow_Battery_169 | Operational_New_Capacity_MW | -1
Gates_TB_11_offpeak | Southern_PGAE_Solar_140 | Operational_New_Capacity_MW | 0.79 | Tranquility_Helm_HSN | Southern_PGAE_Flow_Battery_170 | Reliability_Capacity_In_Model_Year | 1 | Southern_PGAE_Flow_Battery_170 | Tranquility-Helm 230kV Line | CAISO_Flow_Battery_8hr_Dispatch | Solar | Tranquility_Helm_HSN | Southern_PGAE_Flow_Battery_170 | Reliability_Capacity_In_Model_Year | 1 | Tranquility_Helm_SSN | Southern_PGAE_Flow_Battery_170 | Reliability_Capacity_In_Model_Year | 0.5 | Tranquility_Helm_offpeak | Southern_PGAE_Flow_Battery_170 | Operational_New_Capacity_MW | -1
Gates_TB_11_offpeak | Southern_PGAE_Solar_151 | Operational_New_Capacity_MW | 0.79 | Tranquility_Helm_HSN | Southern_PGAE_Flow_Battery_174 | Reliability_Capacity_In_Model_Year | 1 | Southern_PGAE_Flow_Battery_174 | Tranquility-Helm 230kV Line | CAISO_Flow_Battery_8hr_Dispatch | Solar | Tranquility_Helm_HSN | Southern_PGAE_Flow_Battery_174 | Reliability_Capacity_In_Model_Year | 1 | Tranquility_Helm_SSN | Southern_PGAE_Flow_Battery_174 | Reliability_Capacity_In_Model_Year | 0.5 | Tranquility_Helm_offpeak | Southern_PGAE_Flow_Battery_174 | Operational_New_Capacity_MW | -1
Gates_TB_11_offpeak | Southern_PGAE_Solar_154 | Operational_New_Capacity_MW | 0.79 | Tranquility_Helm_HSN | Southern_PGAE_Flow_Battery_176 | Reliability_Capacity_In_Model_Year | 1 | Southern_PGAE_Flow_Battery_176 | Tranquility-Helm 230kV Line | CAISO_Flow_Battery_8hr_Dispatch | Solar | Tranquility_Helm_HSN | Southern_PGAE_Flow_Battery_176 | Reliability_Capacity_In_Model_Year | 1 | Tranquility_Helm_SSN | Southern_PGAE_Flow_Battery_176 | Reliability_Capacity_In_Model_Year | 0.5 | Tranquility_Helm_offpeak | Southern_PGAE_Flow_Battery_176 | Operational_New_Capacity_MW | -1
Gates_TB_11_offpeak | Southern_PGAE_Solar_161 | Operational_New_Capacity_MW | 0.79 | Tranquility_Helm_HSN | Southern_PGAE_Li_Battery_4hr_93 | Reliability_Capacity_In_Model_Year | 1 | Southern_PGAE_Li_Battery_4hr_93 | Tranquility-Helm 230kV Line | CAISO_Li_Battery_4hr_Dispatch | Solar | Tranquility_Helm_HSN | Southern_PGAE_Li_Battery_4hr_93 | Reliability_Capacity_In_Model_Year | 1 | Tranquility_Helm_SSN | Southern_PGAE_Li_Battery_4hr_93 | Reliability_Capacity_In_Model_Year | 0.5 | Tranquility_Helm_offpeak | Southern_PGAE_Li_Battery_4hr_93 | Operational_New_Capacity_MW | -1
Gates_TB_11_offpeak | Southern_PGAE_Solar_162 | Operational_New_Capacity_MW | 0.79 | Tranquility_Helm_HSN | Southern_PGAE_Li_Battery_4hr_117 | Reliability_Capacity_In_Model_Year | 1 | Southern_PGAE_Li_Battery_4hr_117 | Tranquility-Helm 230kV Line | CAISO_Li_Battery_4hr_Dispatch | Solar | Tranquility_Helm_HSN | Southern_PGAE_Li_Battery_4hr_117 | Reliability_Capacity_In_Model_Year | 1 | Tranquility_Helm_SSN | Southern_PGAE_Li_Battery_4hr_117 | Reliability_Capacity_In_Model_Year | 0.5 | Tranquility_Helm_offpeak | Southern_PGAE_Li_Battery_4hr_117 | Operational_New_Capacity_MW | -1
Gates_TB_11_offpeak | Southern_PGAE_Solar_163 | Operational_New_Capacity_MW | 0.79 | Tranquility_Helm_HSN | Southern_PGAE_Li_Battery_4hr_139 | Reliability_Capacity_In_Model_Year | 1 | Southern_PGAE_Li_Battery_4hr_139 | Tranquility-Helm 230kV Line | CAISO_Li_Battery_4hr_Dispatch | Solar | Tranquility_Helm_HSN | Southern_PGAE_Li_Battery_4hr_139 | Reliability_Capacity_In_Model_Year | 1 | Tranquility_Helm_SSN | Southern_PGAE_Li_Battery_4hr_139 | Reliability_Capacity_In_Model_Year | 0.5 | Tranquility_Helm_offpeak | Southern_PGAE_Li_Battery_4hr_139 | Operational_New_Capacity_MW | -1
Gates_TB_11_offpeak | Southern_PGAE_Solar_164 | Operational_New_Capacity_MW | 0.79 | Tranquility_Helm_HSN | Southern_PGAE_Li_Battery_4hr_140 | Reliability_Capacity_In_Model_Year | 1 | Southern_PGAE_Li_Battery_4hr_140 | Tranquility-Helm 230kV Line | CAISO_Li_Battery_4hr_Dispatch | Solar | Tranquility_Helm_HSN | Southern_PGAE_Li_Battery_4hr_140 | Reliability_Capacity_In_Model_Year | 1 | Tranquility_Helm_SSN | Southern_PGAE_Li_Battery_4hr_140 | Reliability_Capacity_In_Model_Year | 0.5 | Tranquility_Helm_offpeak | Southern_PGAE_Li_Battery_4hr_140 | Operational_New_Capacity_MW | -1
Gates_TB_11_offpeak | Southern_PGAE_Solar_165 | Operational_New_Capacity_MW | 0.79 | Tranquility_Helm_HSN | Southern_PGAE_Li_Battery_4hr_151 | Reliability_Capacity_In_Model_Year | 1 | Southern_PGAE_Li_Battery_4hr_151 | Tranquility-Helm 230kV Line | CAISO_Li_Battery_4hr_Dispatch | Solar | Tranquility_Helm_HSN | Southern_PGAE_Li_Battery_4hr_151 | Reliability_Capacity_In_Model_Year | 1 | Tranquility_Helm_SSN | Southern_PGAE_Li_Battery_4hr_151 | Reliability_Capacity_In_Model_Year | 0.5 | Tranquility_Helm_offpeak | Southern_PGAE_Li_Battery_4hr_151 | Operational_New_Capacity_MW | -1
Gates_TB_11_offpeak | Southern_PGAE_Solar_168 | Operational_New_Capacity_MW | 0.79 | Tranquility_Helm_HSN | Southern_PGAE_Li_Battery_4hr_154 | Reliability_Capacity_In_Model_Year | 1 | Southern_PGAE_Li_Battery_4hr_154 | Tranquility-Helm 230kV Line | CAISO_Li_Battery_4hr_Dispatch | Solar | Tranquility_Helm_HSN | Southern_PGAE_Li_Battery_4hr_154 | Reliability_Capacity_In_Model_Year | 1 | Tranquility_Helm_SSN | Southern_PGAE_Li_Battery_4hr_154 | Reliability_Capacity_In_Model_Year | 0.5 | Tranquility_Helm_offpeak | Southern_PGAE_Li_Battery_4hr_154 | Operational_New_Capacity_MW | -1
Gates_TB_11_offpeak | Southern_PGAE_Solar_169 | Operational_New_Capacity_MW | 0.79 | Tranquility_Helm_HSN | Southern_PGAE_Li_Battery_4hr_161 | Reliability_Capacity_In_Model_Year | 1 | Southern_PGAE_Li_Battery_4hr_161 | Tranquility-Helm 230kV Line | CAISO_Li_Battery_4hr_Dispatch | Solar | Tranquility_Helm_HSN | Southern_PGAE_Li_Battery_4hr_161 | Reliability_Capacity_In_Model_Year | 1 | Tranquility_Helm_SSN | Southern_PGAE_Li_Battery_4hr_161 | Reliability_Capacity_In_Model_Year | 0.5 | Tranquility_Helm_offpeak | Southern_PGAE_Li_Battery_4hr_161 | Operational_New_Capacity_MW | -1
Gates_TB_11_offpeak | Southern_PGAE_Solar_170 | Operational_New_Capacity_MW | 0.79 | Tranquility_Helm_HSN | Southern_PGAE_Li_Battery_4hr_162 | Reliability_Capacity_In_Model_Year | 1 | Southern_PGAE_Li_Battery_4hr_162 | Tranquility-Helm 230kV Line | CAISO_Li_Battery_4hr_Dispatch | Solar | Tranquility_Helm_HSN | Southern_PGAE_Li_Battery_4hr_162 | Reliability_Capacity_In_Model_Year | 1 | Tranquility_Helm_SSN | Southern_PGAE_Li_Battery_4hr_162 | Reliability_Capacity_In_Model_Year | 0.5 | Tranquility_Helm_offpeak | Southern_PGAE_Li_Battery_4hr_162 | Operational_New_Capacity_MW | -1
Gates_TB_11_offpeak | Southern_PGAE_Solar_174 | Operational_New_Capacity_MW | 0.79 | Tranquility_Helm_HSN | Southern_PGAE_Li_Battery_4hr_163 | Reliability_Capacity_In_Model_Year | 1 | Southern_PGAE_Li_Battery_4hr_163 | Tranquility-Helm 230kV Line | CAISO_Li_Battery_4hr_Dispatch | Solar | Tranquility_Helm_HSN | Southern_PGAE_Li_Battery_4hr_163 | Reliability_Capacity_In_Model_Year | 1 | Tranquility_Helm_SSN | Southern_PGAE_Li_Battery_4hr_163 | Reliability_Capacity_In_Model_Year | 0.5 | Tranquility_Helm_offpeak | Southern_PGAE_Li_Battery_4hr_163 | Operational_New_Capacity_MW | -1
Gates_TB_11_offpeak | Southern_PGAE_Solar_176 | Operational_New_Capacity_MW | 0.79 | Tranquility_Helm_HSN | Southern_PGAE_Li_Battery_4hr_164 | Reliability_Capacity_In_Model_Year | 1 | Southern_PGAE_Li_Battery_4hr_164 | Tranquility-Helm 230kV Line | CAISO_Li_Battery_4hr_Dispatch | Solar | Tranquility_Helm_HSN | Southern_PGAE_Li_Battery_4hr_164 | Reliability_Capacity_In_Model_Year | 1 | Tranquility_Helm_SSN | Southern_PGAE_Li_Battery_4hr_164 | Reliability_Capacity_In_Model_Year | 0.5 | Tranquility_Helm_offpeak | Southern_PGAE_Li_Battery_4hr_164 | Operational_New_Capacity_MW | -1
Gates_TB_11_offpeak | Gates_TB_13_group | Operational_New_Capacity_MW | -0.38414 | Tranquility_Helm_HSN | Southern_PGAE_Li_Battery_4hr_165 | Reliability_Capacity_In_Model_Year | 1 | Southern_PGAE_Li_Battery_4hr_165 | Tranquility-Helm 230kV Line | CAISO_Li_Battery_4hr_Dispatch | Solar | Tranquility_Helm_HSN | Southern_PGAE_Li_Battery_4hr_165 | Reliability_Capacity_In_Model_Year | 1 | Tranquility_Helm_SSN | Southern_PGAE_Li_Battery_4hr_165 | Reliability_Capacity_In_Model_Year | 0.5 | Tranquility_Helm_offpeak | Southern_PGAE_Li_Battery_4hr_165 | Operational_New_Capacity_MW | -1
Gates_TB_11_SSN | Southern_PGAE_Flow_Battery_8 | Reliability_Capacity_In_Model_Year | 0.5 | Tranquility_Helm_HSN | Northern_California_Li_Battery_4hr_166 | Reliability_Capacity_In_Model_Year | 1 | Northern_California_Li_Battery_4hr_166 | Tranquility-Helm 230kV Line | CAISO_Li_Battery_4hr_Dispatch | Solar | Tranquility_Helm_HSN | Northern_California_Li_Battery_4hr_166 | Reliability_Capacity_In_Model_Year | 1 | Tranquility_Helm_SSN | Northern_California_Li_Battery_4hr_166 | Reliability_Capacity_In_Model_Year | 0.5 | Tranquility_Helm_offpeak | Northern_California_Li_Battery_4hr_166 | Operational_New_Capacity_MW | -1
Gates_TB_11_SSN | Southern_PGAE_Flow_Battery_22 | Reliability_Capacity_In_Model_Year | 0.5 | Tranquility_Helm_HSN | Southern_PGAE_Li_Battery_4hr_168 | Reliability_Capacity_In_Model_Year | 1 | Southern_PGAE_Li_Battery_4hr_168 | Tranquility-Helm 230kV Line | CAISO_Li_Battery_4hr_Dispatch | Solar | Tranquility_Helm_HSN | Southern_PGAE_Li_Battery_4hr_168 | Reliability_Capacity_In_Model_Year | 1 | Tranquility_Helm_SSN | Southern_PGAE_Li_Battery_4hr_168 | Reliability_Capacity_In_Model_Year | 0.5 | Tranquility_Helm_offpeak | Southern_PGAE_Li_Battery_4hr_168 | Operational_New_Capacity_MW | -1
Gates_TB_11_SSN | Southern_PGAE_Flow_Battery_23 | Reliability_Capacity_In_Model_Year | 0.5 | Tranquility_Helm_HSN | Southern_PGAE_Li_Battery_4hr_169 | Reliability_Capacity_In_Model_Year | 1 | Southern_PGAE_Li_Battery_4hr_169 | Tranquility-Helm 230kV Line | CAISO_Li_Battery_4hr_Dispatch | Solar | Tranquility_Helm_HSN | Southern_PGAE_Li_Battery_4hr_169 | Reliability_Capacity_In_Model_Year | 1 | Tranquility_Helm_SSN | Southern_PGAE_Li_Battery_4hr_169 | Reliability_Capacity_In_Model_Year | 0.5 | Tranquility_Helm_offpeak | Southern_PGAE_Li_Battery_4hr_169 | Operational_New_Capacity_MW | -1
Gates_TB_11_SSN | Southern_PGAE_Flow_Battery_24 | Reliability_Capacity_In_Model_Year | 0.5 | Tranquility_Helm_HSN | Southern_PGAE_Li_Battery_4hr_170 | Reliability_Capacity_In_Model_Year | 1 | Southern_PGAE_Li_Battery_4hr_170 | Tranquility-Helm 230kV Line | CAISO_Li_Battery_4hr_Dispatch | Solar | Tranquility_Helm_HSN | Southern_PGAE_Li_Battery_4hr_170 | Reliability_Capacity_In_Model_Year | 1 | Tranquility_Helm_SSN | Southern_PGAE_Li_Battery_4hr_170 | Reliability_Capacity_In_Model_Year | 0.5 | Tranquility_Helm_offpeak | Southern_PGAE_Li_Battery_4hr_170 | Operational_New_Capacity_MW | -1
Gates_TB_11_SSN | Southern_PGAE_Flow_Battery_33 | Reliability_Capacity_In_Model_Year | 0.5 | Tranquility_Helm_HSN | Southern_PGAE_Li_Battery_4hr_174 | Reliability_Capacity_In_Model_Year | 1 | Southern_PGAE_Li_Battery_4hr_174 | Tranquility-Helm 230kV Line | CAISO_Li_Battery_4hr_Dispatch | Solar | Tranquility_Helm_HSN | Southern_PGAE_Li_Battery_4hr_174 | Reliability_Capacity_In_Model_Year | 1 | Tranquility_Helm_SSN | Southern_PGAE_Li_Battery_4hr_174 | Reliability_Capacity_In_Model_Year | 0.5 | Tranquility_Helm_offpeak | Southern_PGAE_Li_Battery_4hr_174 | Operational_New_Capacity_MW | -1
Gates_TB_11_SSN | Southern_PGAE_Flow_Battery_45 | Reliability_Capacity_In_Model_Year | 0.5 | Tranquility_Helm_HSN | Southern_PGAE_Li_Battery_4hr_176 | Reliability_Capacity_In_Model_Year | 1 | Southern_PGAE_Li_Battery_4hr_176 | Tranquility-Helm 230kV Line | CAISO_Li_Battery_4hr_Dispatch | Solar | Tranquility_Helm_HSN | Southern_PGAE_Li_Battery_4hr_176 | Reliability_Capacity_In_Model_Year | 1 | Tranquility_Helm_SSN | Southern_PGAE_Li_Battery_4hr_176 | Reliability_Capacity_In_Model_Year | 0.5 | Tranquility_Helm_offpeak | Southern_PGAE_Li_Battery_4hr_176 | Operational_New_Capacity_MW | -1
Gates_TB_11_SSN | Southern_PGAE_Flow_Battery_46 | Reliability_Capacity_In_Model_Year | 0.5 | Tranquility_Helm_HSN | Southern_PGAE_Li_Battery_8hr_93 | Reliability_Capacity_In_Model_Year | 1 | Southern_PGAE_Li_Battery_8hr_93 | Tranquility-Helm 230kV Line | CAISO_Li_Battery_8hr_Dispatch | Solar | Tranquility_Helm_HSN | Southern_PGAE_Li_Battery_8hr_93 | Reliability_Capacity_In_Model_Year | 1 | Tranquility_Helm_SSN | Southern_PGAE_Li_Battery_8hr_93 | Reliability_Capacity_In_Model_Year | 0.5 | Tranquility_Helm_offpeak | Southern_PGAE_Li_Battery_8hr_93 | Operational_New_Capacity_MW | -1
Gates_TB_11_SSN | Southern_PGAE_Flow_Battery_49 | Reliability_Capacity_In_Model_Year | 0.5 | Tranquility_Helm_HSN | Southern_PGAE_Li_Battery_8hr_117 | Reliability_Capacity_In_Model_Year | 1 | Southern_PGAE_Li_Battery_8hr_117 | Tranquility-Helm 230kV Line | CAISO_Li_Battery_8hr_Dispatch | Solar | Tranquility_Helm_HSN | Southern_PGAE_Li_Battery_8hr_117 | Reliability_Capacity_In_Model_Year | 1 | Tranquility_Helm_SSN | Southern_PGAE_Li_Battery_8hr_117 | Reliability_Capacity_In_Model_Year | 0.5 | Tranquility_Helm_offpeak | Southern_PGAE_Li_Battery_8hr_117 | Operational_New_Capacity_MW | -1
Gates_TB_11_SSN | Southern_PGAE_Flow_Battery_52 | Reliability_Capacity_In_Model_Year | 0.5 | Tranquility_Helm_HSN | Southern_PGAE_Li_Battery_8hr_139 | Reliability_Capacity_In_Model_Year | 1 | Southern_PGAE_Li_Battery_8hr_139 | Tranquility-Helm 230kV Line | CAISO_Li_Battery_8hr_Dispatch | Solar | Tranquility_Helm_HSN | Southern_PGAE_Li_Battery_8hr_139 | Reliability_Capacity_In_Model_Year | 1 | Tranquility_Helm_SSN | Southern_PGAE_Li_Battery_8hr_139 | Reliability_Capacity_In_Model_Year | 0.5 | Tranquility_Helm_offpeak | Southern_PGAE_Li_Battery_8hr_139 | Operational_New_Capacity_MW | -1
Gates_TB_11_SSN | Southern_PGAE_Flow_Battery_61 | Reliability_Capacity_In_Model_Year | 0.5 | Tranquility_Helm_HSN | Southern_PGAE_Li_Battery_8hr_140 | Reliability_Capacity_In_Model_Year | 1 | Southern_PGAE_Li_Battery_8hr_140 | Tranquility-Helm 230kV Line | CAISO_Li_Battery_8hr_Dispatch | Solar | Tranquility_Helm_HSN | Southern_PGAE_Li_Battery_8hr_140 | Reliability_Capacity_In_Model_Year | 1 | Tranquility_Helm_SSN | Southern_PGAE_Li_Battery_8hr_140 | Reliability_Capacity_In_Model_Year | 0.5 | Tranquility_Helm_offpeak | Southern_PGAE_Li_Battery_8hr_140 | Operational_New_Capacity_MW | -1
Gates_TB_11_SSN | Southern_PGAE_Flow_Battery_69 | Reliability_Capacity_In_Model_Year | 0.5 | Tranquility_Helm_HSN | Southern_PGAE_Li_Battery_8hr_151 | Reliability_Capacity_In_Model_Year | 1 | Southern_PGAE_Li_Battery_8hr_151 | Tranquility-Helm 230kV Line | CAISO_Li_Battery_8hr_Dispatch | Solar | Tranquility_Helm_HSN | Southern_PGAE_Li_Battery_8hr_151 | Reliability_Capacity_In_Model_Year | 1 | Tranquility_Helm_SSN | Southern_PGAE_Li_Battery_8hr_151 | Reliability_Capacity_In_Model_Year | 0.5 | Tranquility_Helm_offpeak | Southern_PGAE_Li_Battery_8hr_151 | Operational_New_Capacity_MW | -1
Gates_TB_11_SSN | Southern_PGAE_Flow_Battery_72 | Reliability_Capacity_In_Model_Year | 0.5 | Tranquility_Helm_HSN | Southern_PGAE_Li_Battery_8hr_154 | Reliability_Capacity_In_Model_Year | 1 | Southern_PGAE_Li_Battery_8hr_154 | Tranquility-Helm 230kV Line | CAISO_Li_Battery_8hr_Dispatch | Solar | Tranquility_Helm_HSN | Southern_PGAE_Li_Battery_8hr_154 | Reliability_Capacity_In_Model_Year | 1 | Tranquility_Helm_SSN | Southern_PGAE_Li_Battery_8hr_154 | Reliability_Capacity_In_Model_Year | 0.5 | Tranquility_Helm_offpeak | Southern_PGAE_Li_Battery_8hr_154 | Operational_New_Capacity_MW | -1
Gates_TB_11_SSN | Southern_PGAE_Flow_Battery_74 | Reliability_Capacity_In_Model_Year | 0.5 | Tranquility_Helm_HSN | Southern_PGAE_Li_Battery_8hr_161 | Reliability_Capacity_In_Model_Year | 1 | Southern_PGAE_Li_Battery_8hr_161 | Tranquility-Helm 230kV Line | CAISO_Li_Battery_8hr_Dispatch | Solar | Tranquility_Helm_HSN | Southern_PGAE_Li_Battery_8hr_161 | Reliability_Capacity_In_Model_Year | 1 | Tranquility_Helm_SSN | Southern_PGAE_Li_Battery_8hr_161 | Reliability_Capacity_In_Model_Year | 0.5 | Tranquility_Helm_offpeak | Southern_PGAE_Li_Battery_8hr_161 | Operational_New_Capacity_MW | -1
Gates_TB_11_SSN | Southern_PGAE_Flow_Battery_75 | Reliability_Capacity_In_Model_Year | 0.5 | Tranquility_Helm_HSN | Southern_PGAE_Li_Battery_8hr_162 | Reliability_Capacity_In_Model_Year | 1 | Southern_PGAE_Li_Battery_8hr_162 | Tranquility-Helm 230kV Line | CAISO_Li_Battery_8hr_Dispatch | Solar | Tranquility_Helm_HSN | Southern_PGAE_Li_Battery_8hr_162 | Reliability_Capacity_In_Model_Year | 1 | Tranquility_Helm_SSN | Southern_PGAE_Li_Battery_8hr_162 | Reliability_Capacity_In_Model_Year | 0.5 | Tranquility_Helm_offpeak | Southern_PGAE_Li_Battery_8hr_162 | Operational_New_Capacity_MW | -1
Gates_TB_11_SSN | Southern_PGAE_Flow_Battery_79 | Reliability_Capacity_In_Model_Year | 0.5 | Tranquility_Helm_HSN | Southern_PGAE_Li_Battery_8hr_163 | Reliability_Capacity_In_Model_Year | 1 | Southern_PGAE_Li_Battery_8hr_163 | Tranquility-Helm 230kV Line | CAISO_Li_Battery_8hr_Dispatch | Solar | Tranquility_Helm_HSN | Southern_PGAE_Li_Battery_8hr_163 | Reliability_Capacity_In_Model_Year | 1 | Tranquility_Helm_SSN | Southern_PGAE_Li_Battery_8hr_163 | Reliability_Capacity_In_Model_Year | 0.5 | Tranquility_Helm_offpeak | Southern_PGAE_Li_Battery_8hr_163 | Operational_New_Capacity_MW | -1
Gates_TB_11_SSN | Southern_PGAE_Flow_Battery_93 | Reliability_Capacity_In_Model_Year | 0.5 | Tranquility_Helm_HSN | Southern_PGAE_Li_Battery_8hr_164 | Reliability_Capacity_In_Model_Year | 1 | Southern_PGAE_Li_Battery_8hr_164 | Tranquility-Helm 230kV Line | CAISO_Li_Battery_8hr_Dispatch | Solar | Tranquility_Helm_HSN | Southern_PGAE_Li_Battery_8hr_164 | Reliability_Capacity_In_Model_Year | 1 | Tranquility_Helm_SSN | Southern_PGAE_Li_Battery_8hr_164 | Reliability_Capacity_In_Model_Year | 0.5 | Tranquility_Helm_offpeak | Southern_PGAE_Li_Battery_8hr_164 | Operational_New_Capacity_MW | -1
Gates_TB_11_SSN | Southern_PGAE_Flow_Battery_98 | Reliability_Capacity_In_Model_Year | 0.5 | Tranquility_Helm_HSN | Southern_PGAE_Li_Battery_8hr_165 | Reliability_Capacity_In_Model_Year | 1 | Southern_PGAE_Li_Battery_8hr_165 | Tranquility-Helm 230kV Line | CAISO_Li_Battery_8hr_Dispatch | Solar | Tranquility_Helm_HSN | Southern_PGAE_Li_Battery_8hr_165 | Reliability_Capacity_In_Model_Year | 1 | Tranquility_Helm_SSN | Southern_PGAE_Li_Battery_8hr_165 | Reliability_Capacity_In_Model_Year | 0.5 | Tranquility_Helm_offpeak | Southern_PGAE_Li_Battery_8hr_165 | Operational_New_Capacity_MW | -1
Gates_TB_11_SSN | Southern_PGAE_Flow_Battery_102 | Reliability_Capacity_In_Model_Year | 0.5 | Tranquility_Helm_HSN | Northern_California_Li_Battery_8hr_166 | Reliability_Capacity_In_Model_Year | 1 | Northern_California_Li_Battery_8hr_166 | Tranquility-Helm 230kV Line | CAISO_Li_Battery_8hr_Dispatch | Solar | Tranquility_Helm_HSN | Northern_California_Li_Battery_8hr_166 | Reliability_Capacity_In_Model_Year | 1 | Tranquility_Helm_SSN | Northern_California_Li_Battery_8hr_166 | Reliability_Capacity_In_Model_Year | 0.5 | Tranquility_Helm_offpeak | Northern_California_Li_Battery_8hr_166 | Operational_New_Capacity_MW | -1
Gates_TB_11_SSN | Southern_PGAE_Flow_Battery_109 | Reliability_Capacity_In_Model_Year | 0.5 | Tranquility_Helm_HSN | Southern_PGAE_Li_Battery_8hr_168 | Reliability_Capacity_In_Model_Year | 1 | Southern_PGAE_Li_Battery_8hr_168 | Tranquility-Helm 230kV Line | CAISO_Li_Battery_8hr_Dispatch | Solar | Tranquility_Helm_HSN | Southern_PGAE_Li_Battery_8hr_168 | Reliability_Capacity_In_Model_Year | 1 | Tranquility_Helm_SSN | Southern_PGAE_Li_Battery_8hr_168 | Reliability_Capacity_In_Model_Year | 0.5 | Tranquility_Helm_offpeak | Southern_PGAE_Li_Battery_8hr_168 | Operational_New_Capacity_MW | -1
Gates_TB_11_SSN | Southern_PGAE_Flow_Battery_117 | Reliability_Capacity_In_Model_Year | 0.5 | Tranquility_Helm_HSN | Southern_PGAE_Li_Battery_8hr_169 | Reliability_Capacity_In_Model_Year | 1 | Southern_PGAE_Li_Battery_8hr_169 | Tranquility-Helm 230kV Line | CAISO_Li_Battery_8hr_Dispatch | Solar | Tranquility_Helm_HSN | Southern_PGAE_Li_Battery_8hr_169 | Reliability_Capacity_In_Model_Year | 1 | Tranquility_Helm_SSN | Southern_PGAE_Li_Battery_8hr_169 | Reliability_Capacity_In_Model_Year | 0.5 | Tranquility_Helm_offpeak | Southern_PGAE_Li_Battery_8hr_169 | Operational_New_Capacity_MW | -1
Gates_TB_11_SSN | Southern_PGAE_Flow_Battery_118 | Reliability_Capacity_In_Model_Year | 0.5 | Tranquility_Helm_HSN | Southern_PGAE_Li_Battery_8hr_170 | Reliability_Capacity_In_Model_Year | 1 | Southern_PGAE_Li_Battery_8hr_170 | Tranquility-Helm 230kV Line | CAISO_Li_Battery_8hr_Dispatch | Solar | Tranquility_Helm_HSN | Southern_PGAE_Li_Battery_8hr_170 | Reliability_Capacity_In_Model_Year | 1 | Tranquility_Helm_SSN | Southern_PGAE_Li_Battery_8hr_170 | Reliability_Capacity_In_Model_Year | 0.5 | Tranquility_Helm_offpeak | Southern_PGAE_Li_Battery_8hr_170 | Operational_New_Capacity_MW | -1
Gates_TB_11_SSN | Southern_PGAE_Flow_Battery_124 | Reliability_Capacity_In_Model_Year | 0.5 | Tranquility_Helm_HSN | Southern_PGAE_Li_Battery_8hr_174 | Reliability_Capacity_In_Model_Year | 1 | Southern_PGAE_Li_Battery_8hr_174 | Tranquility-Helm 230kV Line | CAISO_Li_Battery_8hr_Dispatch | Solar | Tranquility_Helm_HSN | Southern_PGAE_Li_Battery_8hr_174 | Reliability_Capacity_In_Model_Year | 1 | Tranquility_Helm_SSN | Southern_PGAE_Li_Battery_8hr_174 | Reliability_Capacity_In_Model_Year | 0.5 | Tranquility_Helm_offpeak | Southern_PGAE_Li_Battery_8hr_174 | Operational_New_Capacity_MW | -1
Gates_TB_11_SSN | Southern_PGAE_Flow_Battery_139 | Reliability_Capacity_In_Model_Year | 0.5 | Tranquility_Helm_HSN | Southern_PGAE_Li_Battery_8hr_176 | Reliability_Capacity_In_Model_Year | 1 | Southern_PGAE_Li_Battery_8hr_176 | Tranquility-Helm 230kV Line | CAISO_Li_Battery_8hr_Dispatch | Solar | Tranquility_Helm_HSN | Southern_PGAE_Li_Battery_8hr_176 | Reliability_Capacity_In_Model_Year | 1 | Tranquility_Helm_SSN | Southern_PGAE_Li_Battery_8hr_176 | Reliability_Capacity_In_Model_Year | 0.5 | Tranquility_Helm_offpeak | Southern_PGAE_Li_Battery_8hr_176 | Operational_New_Capacity_MW | -1
Gates_TB_11_SSN | Southern_PGAE_Flow_Battery_140 | Reliability_Capacity_In_Model_Year | 0.5 | Tranquility_Helm_HSN | Central_Valley_North_Los_Banos_Wind_154 | Reliability_Capacity_In_Model_Year | 0.665 | Central_Valley_North_Los_Banos_Wind_154 | Tranquility-Helm 230kV Line | Central_Valley_North_Los_Banos_Wind | Solar | Tranquility_Helm_HSN | Central_Valley_North_Los_Banos_Wind_154 | Reliability_Capacity_In_Model_Year | 0.665 | Tranquility_Helm_SSN | Central_Valley_North_Los_Banos_Wind_154 | Reliability_Capacity_In_Model_Year | 0.163 | Tranquility_Helm_offpeak | Central_Valley_North_Los_Banos_Wind_154 | Operational_New_Capacity_MW | 0.44
Gates_TB_11_SSN | Southern_PGAE_Flow_Battery_151 | Reliability_Capacity_In_Model_Year | 0.5 | Tranquility_Helm_HSN | Central_Valley_North_Los_Banos_Wind_162 | Reliability_Capacity_In_Model_Year | 0.665 | Central_Valley_North_Los_Banos_Wind_162 | Tranquility-Helm 230kV Line | Central_Valley_North_Los_Banos_Wind | Solar | Tranquility_Helm_HSN | Central_Valley_North_Los_Banos_Wind_162 | Reliability_Capacity_In_Model_Year | 0.665 | Tranquility_Helm_SSN | Central_Valley_North_Los_Banos_Wind_162 | Reliability_Capacity_In_Model_Year | 0.163 | Tranquility_Helm_offpeak | Central_Valley_North_Los_Banos_Wind_162 | Operational_New_Capacity_MW | 0.44
Gates_TB_11_SSN | Southern_PGAE_Flow_Battery_154 | Reliability_Capacity_In_Model_Year | 0.5 | Tranquility_Helm_HSN | Northern_California_Solar_166 | Reliability_Capacity_In_Model_Year | 0.1 | Northern_California_Solar_166 | Tranquility-Helm 230kV Line | Northern_California_Solar | Solar | Tranquility_Helm_HSN | Northern_California_Solar_166 | Reliability_Capacity_In_Model_Year | 0.1 | Tranquility_Helm_SSN | Northern_California_Solar_166 | Reliability_Capacity_In_Model_Year | 0.556 | Tranquility_Helm_offpeak | Northern_California_Solar_166 | Operational_New_Capacity_MW | 0.79
Gates_TB_11_SSN | Southern_PGAE_Flow_Battery_161 | Reliability_Capacity_In_Model_Year | 0.5 | Tranquility_Helm_HSN | Southern_PGAE_Solar_93 | Reliability_Capacity_In_Model_Year | 0.1 | Southern_PGAE_Solar_93 | Tranquility-Helm 230kV Line | Southern_PGAE_Solar | Solar | Tranquility_Helm_HSN | Southern_PGAE_Solar_93 | Reliability_Capacity_In_Model_Year | 0.1 | Tranquility_Helm_SSN | Southern_PGAE_Solar_93 | Reliability_Capacity_In_Model_Year | 0.556 | Tranquility_Helm_offpeak | Southern_PGAE_Solar_93 | Operational_New_Capacity_MW | 0.79
Gates_TB_11_SSN | Southern_PGAE_Flow_Battery_162 | Reliability_Capacity_In_Model_Year | 0.5 | Tranquility_Helm_HSN | Southern_PGAE_Solar_117 | Reliability_Capacity_In_Model_Year | 0.1 | Southern_PGAE_Solar_117 | Tranquility-Helm 230kV Line | Southern_PGAE_Solar | Solar | Tranquility_Helm_HSN | Southern_PGAE_Solar_117 | Reliability_Capacity_In_Model_Year | 0.1 | Tranquility_Helm_SSN | Southern_PGAE_Solar_117 | Reliability_Capacity_In_Model_Year | 0.556 | Tranquility_Helm_offpeak | Southern_PGAE_Solar_117 | Operational_New_Capacity_MW | 0.79
Gates_TB_11_SSN | Southern_PGAE_Flow_Battery_163 | Reliability_Capacity_In_Model_Year | 0.5 | Tranquility_Helm_HSN | Southern_PGAE_Solar_139 | Reliability_Capacity_In_Model_Year | 0.1 | Southern_PGAE_Solar_139 | Tranquility-Helm 230kV Line | Southern_PGAE_Solar | Solar | Tranquility_Helm_HSN | Southern_PGAE_Solar_139 | Reliability_Capacity_In_Model_Year | 0.1 | Tranquility_Helm_SSN | Southern_PGAE_Solar_139 | Reliability_Capacity_In_Model_Year | 0.556 | Tranquility_Helm_offpeak | Southern_PGAE_Solar_139 | Operational_New_Capacity_MW | 0.79
Gates_TB_11_SSN | Southern_PGAE_Flow_Battery_164 | Reliability_Capacity_In_Model_Year | 0.5 | Tranquility_Helm_HSN | Southern_PGAE_Solar_140 | Reliability_Capacity_In_Model_Year | 0.1 | Southern_PGAE_Solar_140 | Tranquility-Helm 230kV Line | Southern_PGAE_Solar | Solar | Tranquility_Helm_HSN | Southern_PGAE_Solar_140 | Reliability_Capacity_In_Model_Year | 0.1 | Tranquility_Helm_SSN | Southern_PGAE_Solar_140 | Reliability_Capacity_In_Model_Year | 0.556 | Tranquility_Helm_offpeak | Southern_PGAE_Solar_140 | Operational_New_Capacity_MW | 0.79
Gates_TB_11_SSN | Southern_PGAE_Flow_Battery_165 | Reliability_Capacity_In_Model_Year | 0.5 | Tranquility_Helm_HSN | Southern_PGAE_Solar_151 | Reliability_Capacity_In_Model_Year | 0.1 | Southern_PGAE_Solar_151 | Tranquility-Helm 230kV Line | Southern_PGAE_Solar | Solar | Tranquility_Helm_HSN | Southern_PGAE_Solar_151 | Reliability_Capacity_In_Model_Year | 0.1 | Tranquility_Helm_SSN | Southern_PGAE_Solar_151 | Reliability_Capacity_In_Model_Year | 0.556 | Tranquility_Helm_offpeak | Southern_PGAE_Solar_151 | Operational_New_Capacity_MW | 0.79
Gates_TB_11_SSN | Southern_PGAE_Flow_Battery_168 | Reliability_Capacity_In_Model_Year | 0.5 | Tranquility_Helm_HSN | Southern_PGAE_Solar_154 | Reliability_Capacity_In_Model_Year | 0.1 | Southern_PGAE_Solar_154 | Tranquility-Helm 230kV Line | Southern_PGAE_Solar | Solar | Tranquility_Helm_HSN | Southern_PGAE_Solar_154 | Reliability_Capacity_In_Model_Year | 0.1 | Tranquility_Helm_SSN | Southern_PGAE_Solar_154 | Reliability_Capacity_In_Model_Year | 0.556 | Tranquility_Helm_offpeak | Southern_PGAE_Solar_154 | Operational_New_Capacity_MW | 0.79
Gates_TB_11_SSN | Southern_PGAE_Flow_Battery_169 | Reliability_Capacity_In_Model_Year | 0.5 | Tranquility_Helm_HSN | Southern_PGAE_Solar_161 | Reliability_Capacity_In_Model_Year | 0.1 | Southern_PGAE_Solar_161 | Tranquility-Helm 230kV Line | Southern_PGAE_Solar | Solar | Tranquility_Helm_HSN | Southern_PGAE_Solar_161 | Reliability_Capacity_In_Model_Year | 0.1 | Tranquility_Helm_SSN | Southern_PGAE_Solar_161 | Reliability_Capacity_In_Model_Year | 0.556 | Tranquility_Helm_offpeak | Southern_PGAE_Solar_161 | Operational_New_Capacity_MW | 0.79
Gates_TB_11_SSN | Southern_PGAE_Flow_Battery_170 | Reliability_Capacity_In_Model_Year | 0.5 | Tranquility_Helm_HSN | Southern_PGAE_Solar_162 | Reliability_Capacity_In_Model_Year | 0.1 | Southern_PGAE_Solar_162 | Tranquility-Helm 230kV Line | Southern_PGAE_Solar | Solar | Tranquility_Helm_HSN | Southern_PGAE_Solar_162 | Reliability_Capacity_In_Model_Year | 0.1 | Tranquility_Helm_SSN | Southern_PGAE_Solar_162 | Reliability_Capacity_In_Model_Year | 0.556 | Tranquility_Helm_offpeak | Southern_PGAE_Solar_162 | Operational_New_Capacity_MW | 0.79
Gates_TB_11_SSN | Southern_PGAE_Flow_Battery_174 | Reliability_Capacity_In_Model_Year | 0.5 | Tranquility_Helm_HSN | Southern_PGAE_Solar_163 | Reliability_Capacity_In_Model_Year | 0.1 | Southern_PGAE_Solar_163 | Tranquility-Helm 230kV Line | Southern_PGAE_Solar | Solar | Tranquility_Helm_HSN | Southern_PGAE_Solar_163 | Reliability_Capacity_In_Model_Year | 0.1 | Tranquility_Helm_SSN | Southern_PGAE_Solar_163 | Reliability_Capacity_In_Model_Year | 0.556 | Tranquility_Helm_offpeak | Southern_PGAE_Solar_163 | Operational_New_Capacity_MW | 0.79
Gates_TB_11_SSN | Southern_PGAE_Flow_Battery_176 | Reliability_Capacity_In_Model_Year | 0.5 | Tranquility_Helm_HSN | Southern_PGAE_Solar_164 | Reliability_Capacity_In_Model_Year | 0.1 | Southern_PGAE_Solar_164 | Tranquility-Helm 230kV Line | Southern_PGAE_Solar | Solar | Tranquility_Helm_HSN | Southern_PGAE_Solar_164 | Reliability_Capacity_In_Model_Year | 0.1 | Tranquility_Helm_SSN | Southern_PGAE_Solar_164 | Reliability_Capacity_In_Model_Year | 0.556 | Tranquility_Helm_offpeak | Southern_PGAE_Solar_164 | Operational_New_Capacity_MW | 0.79
Gates_TB_11_SSN | Southern_PGAE_Li_Battery_4hr_8 | Reliability_Capacity_In_Model_Year | 0.5 | Tranquility_Helm_HSN | Southern_PGAE_Solar_165 | Reliability_Capacity_In_Model_Year | 0.1 | Southern_PGAE_Solar_165 | Tranquility-Helm 230kV Line | Southern_PGAE_Solar | Solar | Tranquility_Helm_HSN | Southern_PGAE_Solar_165 | Reliability_Capacity_In_Model_Year | 0.1 | Tranquility_Helm_SSN | Southern_PGAE_Solar_165 | Reliability_Capacity_In_Model_Year | 0.556 | Tranquility_Helm_offpeak | Southern_PGAE_Solar_165 | Operational_New_Capacity_MW | 0.79
Gates_TB_11_SSN | Southern_PGAE_Li_Battery_4hr_22 | Reliability_Capacity_In_Model_Year | 0.5 | Tranquility_Helm_HSN | Southern_PGAE_Solar_168 | Reliability_Capacity_In_Model_Year | 0.1 | Southern_PGAE_Solar_168 | Tranquility-Helm 230kV Line | Southern_PGAE_Solar | Solar | Tranquility_Helm_HSN | Southern_PGAE_Solar_168 | Reliability_Capacity_In_Model_Year | 0.1 | Tranquility_Helm_SSN | Southern_PGAE_Solar_168 | Reliability_Capacity_In_Model_Year | 0.556 | Tranquility_Helm_offpeak | Southern_PGAE_Solar_168 | Operational_New_Capacity_MW | 0.79
Gates_TB_11_SSN | Southern_PGAE_Li_Battery_4hr_23 | Reliability_Capacity_In_Model_Year | 0.5 | Tranquility_Helm_HSN | Southern_PGAE_Solar_169 | Reliability_Capacity_In_Model_Year | 0.1 | Southern_PGAE_Solar_169 | Tranquility-Helm 230kV Line | Southern_PGAE_Solar | Solar | Tranquility_Helm_HSN | Southern_PGAE_Solar_169 | Reliability_Capacity_In_Model_Year | 0.1 | Tranquility_Helm_SSN | Southern_PGAE_Solar_169 | Reliability_Capacity_In_Model_Year | 0.556 | Tranquility_Helm_offpeak | Southern_PGAE_Solar_169 | Operational_New_Capacity_MW | 0.79
Gates_TB_11_SSN | Southern_PGAE_Li_Battery_4hr_24 | Reliability_Capacity_In_Model_Year | 0.5 | Tranquility_Helm_HSN | Southern_PGAE_Solar_170 | Reliability_Capacity_In_Model_Year | 0.1 | Southern_PGAE_Solar_170 | Tranquility-Helm 230kV Line | Southern_PGAE_Solar | Solar | Tranquility_Helm_HSN | Southern_PGAE_Solar_170 | Reliability_Capacity_In_Model_Year | 0.1 | Tranquility_Helm_SSN | Southern_PGAE_Solar_170 | Reliability_Capacity_In_Model_Year | 0.556 | Tranquility_Helm_offpeak | Southern_PGAE_Solar_170 | Operational_New_Capacity_MW | 0.79
Gates_TB_11_SSN | Southern_PGAE_Li_Battery_4hr_33 | Reliability_Capacity_In_Model_Year | 0.5 | Tranquility_Helm_HSN | Southern_PGAE_Solar_174 | Reliability_Capacity_In_Model_Year | 0.1 | Southern_PGAE_Solar_174 | Tranquility-Helm 230kV Line | Southern_PGAE_Solar | Solar | Tranquility_Helm_HSN | Southern_PGAE_Solar_174 | Reliability_Capacity_In_Model_Year | 0.1 | Tranquility_Helm_SSN | Southern_PGAE_Solar_174 | Reliability_Capacity_In_Model_Year | 0.556 | Tranquility_Helm_offpeak | Southern_PGAE_Solar_174 | Operational_New_Capacity_MW | 0.79
Gates_TB_11_SSN | Southern_PGAE_Li_Battery_4hr_45 | Reliability_Capacity_In_Model_Year | 0.5 | Tranquility_Helm_HSN | Southern_PGAE_Solar_176 | Reliability_Capacity_In_Model_Year | 0.1 | Southern_PGAE_Solar_176 | Tranquility-Helm 230kV Line | Southern_PGAE_Solar | Solar | Tranquility_Helm_HSN | Southern_PGAE_Solar_176 | Reliability_Capacity_In_Model_Year | 0.1 | Tranquility_Helm_SSN | Southern_PGAE_Solar_176 | Reliability_Capacity_In_Model_Year | 0.556 | Tranquility_Helm_offpeak | Southern_PGAE_Solar_176 | Operational_New_Capacity_MW | 0.79
Gates_TB_11_SSN | Southern_PGAE_Li_Battery_4hr_46 | Reliability_Capacity_In_Model_Year | 0.5 | Vaca_Dixon_Tesla_HSN | Northern_California_Flow_Battery_5 | Reliability_Capacity_In_Model_Year | 1 | Northern_California_Flow_Battery_5 | Vaca Dixon-Tesla 500kV Line | CAISO_Flow_Battery_8hr_Dispatch | Wind | Vaca_Dixon_Tesla_HSN | Northern_California_Flow_Battery_5 | Reliability_Capacity_In_Model_Year | 1 | Vaca_Dixon_Tesla_SSN | Northern_California_Flow_Battery_5 | Reliability_Capacity_In_Model_Year | 0.5 | Vaca_Dixon_Tesla_offpeak | Northern_California_Flow_Battery_5 | Operational_New_Capacity_MW | -1
Gates_TB_11_SSN | Southern_PGAE_Li_Battery_4hr_49 | Reliability_Capacity_In_Model_Year | 0.5 | Vaca_Dixon_Tesla_HSN | Southern_PGAE_Flow_Battery_17 | Reliability_Capacity_In_Model_Year | 1 | Southern_PGAE_Flow_Battery_17 | Vaca Dixon-Tesla 500kV Line | CAISO_Flow_Battery_8hr_Dispatch | Wind | Vaca_Dixon_Tesla_HSN | Southern_PGAE_Flow_Battery_17 | Reliability_Capacity_In_Model_Year | 1 | Vaca_Dixon_Tesla_SSN | Southern_PGAE_Flow_Battery_17 | Reliability_Capacity_In_Model_Year | 0.5 | Vaca_Dixon_Tesla_offpeak | Southern_PGAE_Flow_Battery_17 | Operational_New_Capacity_MW | -1
Gates_TB_11_SSN | Southern_PGAE_Li_Battery_4hr_52 | Reliability_Capacity_In_Model_Year | 0.5 | Vaca_Dixon_Tesla_HSN | Northern_California_Flow_Battery_25 | Reliability_Capacity_In_Model_Year | 1 | Northern_California_Flow_Battery_25 | Vaca Dixon-Tesla 500kV Line | CAISO_Flow_Battery_8hr_Dispatch | Wind | Vaca_Dixon_Tesla_HSN | Northern_California_Flow_Battery_25 | Reliability_Capacity_In_Model_Year | 1 | Vaca_Dixon_Tesla_SSN | Northern_California_Flow_Battery_25 | Reliability_Capacity_In_Model_Year | 0.5 | Vaca_Dixon_Tesla_offpeak | Northern_California_Flow_Battery_25 | Operational_New_Capacity_MW | -1
Gates_TB_11_SSN | Southern_PGAE_Li_Battery_4hr_61 | Reliability_Capacity_In_Model_Year | 0.5 | Vaca_Dixon_Tesla_HSN | Northern_California_Flow_Battery_26 | Reliability_Capacity_In_Model_Year | 1 | Northern_California_Flow_Battery_26 | Vaca Dixon-Tesla 500kV Line | CAISO_Flow_Battery_8hr_Dispatch | Wind | Vaca_Dixon_Tesla_HSN | Northern_California_Flow_Battery_26 | Reliability_Capacity_In_Model_Year | 1 | Vaca_Dixon_Tesla_SSN | Northern_California_Flow_Battery_26 | Reliability_Capacity_In_Model_Year | 0.5 | Vaca_Dixon_Tesla_offpeak | Northern_California_Flow_Battery_26 | Operational_New_Capacity_MW | -1
Gates_TB_11_SSN | Southern_PGAE_Li_Battery_4hr_69 | Reliability_Capacity_In_Model_Year | 0.5 | Vaca_Dixon_Tesla_HSN | Northern_California_Flow_Battery_35 | Reliability_Capacity_In_Model_Year | 1 | Northern_California_Flow_Battery_35 | Vaca Dixon-Tesla 500kV Line | CAISO_Flow_Battery_8hr_Dispatch | Wind | Vaca_Dixon_Tesla_HSN | Northern_California_Flow_Battery_35 | Reliability_Capacity_In_Model_Year | 1 | Vaca_Dixon_Tesla_SSN | Northern_California_Flow_Battery_35 | Reliability_Capacity_In_Model_Year | 0.5 | Vaca_Dixon_Tesla_offpeak | Northern_California_Flow_Battery_35 | Operational_New_Capacity_MW | -1
Gates_TB_11_SSN | Southern_PGAE_Li_Battery_4hr_72 | Reliability_Capacity_In_Model_Year | 0.5 | Vaca_Dixon_Tesla_HSN | Northern_California_Flow_Battery_38 | Reliability_Capacity_In_Model_Year | 1 | Northern_California_Flow_Battery_38 | Vaca Dixon-Tesla 500kV Line | CAISO_Flow_Battery_8hr_Dispatch | Wind | Vaca_Dixon_Tesla_HSN | Northern_California_Flow_Battery_38 | Reliability_Capacity_In_Model_Year | 1 | Vaca_Dixon_Tesla_SSN | Northern_California_Flow_Battery_38 | Reliability_Capacity_In_Model_Year | 0.5 | Vaca_Dixon_Tesla_offpeak | Northern_California_Flow_Battery_38 | Operational_New_Capacity_MW | -1
Gates_TB_11_SSN | Southern_PGAE_Li_Battery_4hr_74 | Reliability_Capacity_In_Model_Year | 0.5 | Vaca_Dixon_Tesla_HSN | Northern_California_Flow_Battery_51 | Reliability_Capacity_In_Model_Year | 1 | Northern_California_Flow_Battery_51 | Vaca Dixon-Tesla 500kV Line | CAISO_Flow_Battery_8hr_Dispatch | Wind | Vaca_Dixon_Tesla_HSN | Northern_California_Flow_Battery_51 | Reliability_Capacity_In_Model_Year | 1 | Vaca_Dixon_Tesla_SSN | Northern_California_Flow_Battery_51 | Reliability_Capacity_In_Model_Year | 0.5 | Vaca_Dixon_Tesla_offpeak | Northern_California_Flow_Battery_51 | Operational_New_Capacity_MW | -1
Gates_TB_11_SSN | Southern_PGAE_Li_Battery_4hr_75 | Reliability_Capacity_In_Model_Year | 0.5 | Vaca_Dixon_Tesla_HSN | Northern_California_Flow_Battery_76 | Reliability_Capacity_In_Model_Year | 1 | Northern_California_Flow_Battery_76 | Vaca Dixon-Tesla 500kV Line | CAISO_Flow_Battery_8hr_Dispatch | Wind | Vaca_Dixon_Tesla_HSN | Northern_California_Flow_Battery_76 | Reliability_Capacity_In_Model_Year | 1 | Vaca_Dixon_Tesla_SSN | Northern_California_Flow_Battery_76 | Reliability_Capacity_In_Model_Year | 0.5 | Vaca_Dixon_Tesla_offpeak | Northern_California_Flow_Battery_76 | Operational_New_Capacity_MW | -1
Gates_TB_11_SSN | Southern_PGAE_Li_Battery_4hr_79 | Reliability_Capacity_In_Model_Year | 0.5 | Vaca_Dixon_Tesla_HSN | Northern_California_Flow_Battery_80 | Reliability_Capacity_In_Model_Year | 1 | Northern_California_Flow_Battery_80 | Vaca Dixon-Tesla 500kV Line | CAISO_Flow_Battery_8hr_Dispatch | Wind | Vaca_Dixon_Tesla_HSN | Northern_California_Flow_Battery_80 | Reliability_Capacity_In_Model_Year | 1 | Vaca_Dixon_Tesla_SSN | Northern_California_Flow_Battery_80 | Reliability_Capacity_In_Model_Year | 0.5 | Vaca_Dixon_Tesla_offpeak | Northern_California_Flow_Battery_80 | Operational_New_Capacity_MW | -1
Gates_TB_11_SSN | Southern_PGAE_Li_Battery_4hr_93 | Reliability_Capacity_In_Model_Year | 0.5 | Vaca_Dixon_Tesla_HSN | Northern_California_Flow_Battery_83 | Reliability_Capacity_In_Model_Year | 1 | Northern_California_Flow_Battery_83 | Vaca Dixon-Tesla 500kV Line | CAISO_Flow_Battery_8hr_Dispatch | Wind | Vaca_Dixon_Tesla_HSN | Northern_California_Flow_Battery_83 | Reliability_Capacity_In_Model_Year | 1 | Vaca_Dixon_Tesla_SSN | Northern_California_Flow_Battery_83 | Reliability_Capacity_In_Model_Year | 0.5 | Vaca_Dixon_Tesla_offpeak | Northern_California_Flow_Battery_83 | Operational_New_Capacity_MW | -1
Gates_TB_11_SSN | Southern_PGAE_Li_Battery_4hr_98 | Reliability_Capacity_In_Model_Year | 0.5 | Vaca_Dixon_Tesla_HSN | Northern_California_Flow_Battery_85 | Reliability_Capacity_In_Model_Year | 1 | Northern_California_Flow_Battery_85 | Vaca Dixon-Tesla 500kV Line | CAISO_Flow_Battery_8hr_Dispatch | Wind | Vaca_Dixon_Tesla_HSN | Northern_California_Flow_Battery_85 | Reliability_Capacity_In_Model_Year | 1 | Vaca_Dixon_Tesla_SSN | Northern_California_Flow_Battery_85 | Reliability_Capacity_In_Model_Year | 0.5 | Vaca_Dixon_Tesla_offpeak | Northern_California_Flow_Battery_85 | Operational_New_Capacity_MW | -1
Gates_TB_11_SSN | Southern_PGAE_Li_Battery_4hr_102 | Reliability_Capacity_In_Model_Year | 0.5 | Vaca_Dixon_Tesla_HSN | Northern_California_Flow_Battery_94 | Reliability_Capacity_In_Model_Year | 1 | Northern_California_Flow_Battery_94 | Vaca Dixon-Tesla 500kV Line | CAISO_Flow_Battery_8hr_Dispatch | Wind | Vaca_Dixon_Tesla_HSN | Northern_California_Flow_Battery_94 | Reliability_Capacity_In_Model_Year | 1 | Vaca_Dixon_Tesla_SSN | Northern_California_Flow_Battery_94 | Reliability_Capacity_In_Model_Year | 0.5 | Vaca_Dixon_Tesla_offpeak | Northern_California_Flow_Battery_94 | Operational_New_Capacity_MW | -1
Gates_TB_11_SSN | Southern_PGAE_Li_Battery_4hr_109 | Reliability_Capacity_In_Model_Year | 0.5 | Vaca_Dixon_Tesla_HSN | Southern_PGAE_Flow_Battery_95 | Reliability_Capacity_In_Model_Year | 1 | Southern_PGAE_Flow_Battery_95 | Vaca Dixon-Tesla 500kV Line | CAISO_Flow_Battery_8hr_Dispatch | Wind | Vaca_Dixon_Tesla_HSN | Southern_PGAE_Flow_Battery_95 | Reliability_Capacity_In_Model_Year | 1 | Vaca_Dixon_Tesla_SSN | Southern_PGAE_Flow_Battery_95 | Reliability_Capacity_In_Model_Year | 0.5 | Vaca_Dixon_Tesla_offpeak | Southern_PGAE_Flow_Battery_95 | Operational_New_Capacity_MW | -1
Gates_TB_11_SSN | Southern_PGAE_Li_Battery_4hr_117 | Reliability_Capacity_In_Model_Year | 0.5 | Vaca_Dixon_Tesla_HSN | Northern_California_Flow_Battery_112 | Reliability_Capacity_In_Model_Year | 1 | Northern_California_Flow_Battery_112 | Vaca Dixon-Tesla 500kV Line | CAISO_Flow_Battery_8hr_Dispatch | Wind | Vaca_Dixon_Tesla_HSN | Northern_California_Flow_Battery_112 | Reliability_Capacity_In_Model_Year | 1 | Vaca_Dixon_Tesla_SSN | Northern_California_Flow_Battery_112 | Reliability_Capacity_In_Model_Year | 0.5 | Vaca_Dixon_Tesla_offpeak | Northern_California_Flow_Battery_112 | Operational_New_Capacity_MW | -1
Gates_TB_11_SSN | Southern_PGAE_Li_Battery_4hr_118 | Reliability_Capacity_In_Model_Year | 0.5 | Vaca_Dixon_Tesla_HSN | Northern_California_Flow_Battery_122 | Reliability_Capacity_In_Model_Year | 1 | Northern_California_Flow_Battery_122 | Vaca Dixon-Tesla 500kV Line | CAISO_Flow_Battery_8hr_Dispatch | Wind | Vaca_Dixon_Tesla_HSN | Northern_California_Flow_Battery_122 | Reliability_Capacity_In_Model_Year | 1 | Vaca_Dixon_Tesla_SSN | Northern_California_Flow_Battery_122 | Reliability_Capacity_In_Model_Year | 0.5 | Vaca_Dixon_Tesla_offpeak | Northern_California_Flow_Battery_122 | Operational_New_Capacity_MW | -1
Gates_TB_11_SSN | Southern_PGAE_Li_Battery_4hr_124 | Reliability_Capacity_In_Model_Year | 0.5 | Vaca_Dixon_Tesla_HSN | Northern_California_Flow_Battery_126 | Reliability_Capacity_In_Model_Year | 1 | Northern_California_Flow_Battery_126 | Vaca Dixon-Tesla 500kV Line | CAISO_Flow_Battery_8hr_Dispatch | Wind | Vaca_Dixon_Tesla_HSN | Northern_California_Flow_Battery_126 | Reliability_Capacity_In_Model_Year | 1 | Vaca_Dixon_Tesla_SSN | Northern_California_Flow_Battery_126 | Reliability_Capacity_In_Model_Year | 0.5 | Vaca_Dixon_Tesla_offpeak | Northern_California_Flow_Battery_126 | Operational_New_Capacity_MW | -1
Gates_TB_11_SSN | Southern_PGAE_Li_Battery_4hr_139 | Reliability_Capacity_In_Model_Year | 0.5 | Vaca_Dixon_Tesla_HSN | Northern_California_Flow_Battery_127 | Reliability_Capacity_In_Model_Year | 1 | Northern_California_Flow_Battery_127 | Vaca Dixon-Tesla 500kV Line | CAISO_Flow_Battery_8hr_Dispatch | Wind | Vaca_Dixon_Tesla_HSN | Northern_California_Flow_Battery_127 | Reliability_Capacity_In_Model_Year | 1 | Vaca_Dixon_Tesla_SSN | Northern_California_Flow_Battery_127 | Reliability_Capacity_In_Model_Year | 0.5 | Vaca_Dixon_Tesla_offpeak | Northern_California_Flow_Battery_127 | Operational_New_Capacity_MW | -1
Gates_TB_11_SSN | Southern_PGAE_Li_Battery_4hr_140 | Reliability_Capacity_In_Model_Year | 0.5 | Vaca_Dixon_Tesla_HSN | Northern_California_Flow_Battery_141 | Reliability_Capacity_In_Model_Year | 1 | Northern_California_Flow_Battery_141 | Vaca Dixon-Tesla 500kV Line | CAISO_Flow_Battery_8hr_Dispatch | Wind | Vaca_Dixon_Tesla_HSN | Northern_California_Flow_Battery_141 | Reliability_Capacity_In_Model_Year | 1 | Vaca_Dixon_Tesla_SSN | Northern_California_Flow_Battery_141 | Reliability_Capacity_In_Model_Year | 0.5 | Vaca_Dixon_Tesla_offpeak | Northern_California_Flow_Battery_141 | Operational_New_Capacity_MW | -1
Gates_TB_11_SSN | Southern_PGAE_Li_Battery_4hr_151 | Reliability_Capacity_In_Model_Year | 0.5 | Vaca_Dixon_Tesla_HSN | Northern_California_Flow_Battery_144 | Reliability_Capacity_In_Model_Year | 1 | Northern_California_Flow_Battery_144 | Vaca Dixon-Tesla 500kV Line | CAISO_Flow_Battery_8hr_Dispatch | Wind | Vaca_Dixon_Tesla_HSN | Northern_California_Flow_Battery_144 | Reliability_Capacity_In_Model_Year | 1 | Vaca_Dixon_Tesla_SSN | Northern_California_Flow_Battery_144 | Reliability_Capacity_In_Model_Year | 0.5 | Vaca_Dixon_Tesla_offpeak | Northern_California_Flow_Battery_144 | Operational_New_Capacity_MW | -1
Gates_TB_11_SSN | Southern_PGAE_Li_Battery_4hr_154 | Reliability_Capacity_In_Model_Year | 0.5 | Vaca_Dixon_Tesla_HSN | Northern_California_Flow_Battery_149 | Reliability_Capacity_In_Model_Year | 1 | Northern_California_Flow_Battery_149 | Vaca Dixon-Tesla 500kV Line | CAISO_Flow_Battery_8hr_Dispatch | Wind | Vaca_Dixon_Tesla_HSN | Northern_California_Flow_Battery_149 | Reliability_Capacity_In_Model_Year | 1 | Vaca_Dixon_Tesla_SSN | Northern_California_Flow_Battery_149 | Reliability_Capacity_In_Model_Year | 0.5 | Vaca_Dixon_Tesla_offpeak | Northern_California_Flow_Battery_149 | Operational_New_Capacity_MW | -1
Gates_TB_11_SSN | Southern_PGAE_Li_Battery_4hr_161 | Reliability_Capacity_In_Model_Year | 0.5 | Vaca_Dixon_Tesla_HSN | Northern_California_Flow_Battery_150 | Reliability_Capacity_In_Model_Year | 1 | Northern_California_Flow_Battery_150 | Vaca Dixon-Tesla 500kV Line | CAISO_Flow_Battery_8hr_Dispatch | Wind | Vaca_Dixon_Tesla_HSN | Northern_California_Flow_Battery_150 | Reliability_Capacity_In_Model_Year | 1 | Vaca_Dixon_Tesla_SSN | Northern_California_Flow_Battery_150 | Reliability_Capacity_In_Model_Year | 0.5 | Vaca_Dixon_Tesla_offpeak | Northern_California_Flow_Battery_150 | Operational_New_Capacity_MW | -1
Gates_TB_11_SSN | Southern_PGAE_Li_Battery_4hr_162 | Reliability_Capacity_In_Model_Year | 0.5 | Vaca_Dixon_Tesla_HSN | Northern_California_Flow_Battery_155 | Reliability_Capacity_In_Model_Year | 1 | Northern_California_Flow_Battery_155 | Vaca Dixon-Tesla 500kV Line | CAISO_Flow_Battery_8hr_Dispatch | Wind | Vaca_Dixon_Tesla_HSN | Northern_California_Flow_Battery_155 | Reliability_Capacity_In_Model_Year | 1 | Vaca_Dixon_Tesla_SSN | Northern_California_Flow_Battery_155 | Reliability_Capacity_In_Model_Year | 0.5 | Vaca_Dixon_Tesla_offpeak | Northern_California_Flow_Battery_155 | Operational_New_Capacity_MW | -1
Gates_TB_11_SSN | Southern_PGAE_Li_Battery_4hr_163 | Reliability_Capacity_In_Model_Year | 0.5 | Vaca_Dixon_Tesla_HSN | Northern_California_Flow_Battery_157 | Reliability_Capacity_In_Model_Year | 1 | Northern_California_Flow_Battery_157 | Vaca Dixon-Tesla 500kV Line | CAISO_Flow_Battery_8hr_Dispatch | Wind | Vaca_Dixon_Tesla_HSN | Northern_California_Flow_Battery_157 | Reliability_Capacity_In_Model_Year | 1 | Vaca_Dixon_Tesla_SSN | Northern_California_Flow_Battery_157 | Reliability_Capacity_In_Model_Year | 0.5 | Vaca_Dixon_Tesla_offpeak | Northern_California_Flow_Battery_157 | Operational_New_Capacity_MW | -1
Gates_TB_11_SSN | Southern_PGAE_Li_Battery_4hr_164 | Reliability_Capacity_In_Model_Year | 0.5 | Vaca_Dixon_Tesla_HSN | Northern_California_Flow_Battery_158 | Reliability_Capacity_In_Model_Year | 1 | Northern_California_Flow_Battery_158 | Vaca Dixon-Tesla 500kV Line | CAISO_Flow_Battery_8hr_Dispatch | Wind | Vaca_Dixon_Tesla_HSN | Northern_California_Flow_Battery_158 | Reliability_Capacity_In_Model_Year | 1 | Vaca_Dixon_Tesla_SSN | Northern_California_Flow_Battery_158 | Reliability_Capacity_In_Model_Year | 0.5 | Vaca_Dixon_Tesla_offpeak | Northern_California_Flow_Battery_158 | Operational_New_Capacity_MW | -1
Gates_TB_11_SSN | Southern_PGAE_Li_Battery_4hr_165 | Reliability_Capacity_In_Model_Year | 0.5 | Vaca_Dixon_Tesla_HSN | Northern_California_Flow_Battery_159 | Reliability_Capacity_In_Model_Year | 1 | Northern_California_Flow_Battery_159 | Vaca Dixon-Tesla 500kV Line | CAISO_Flow_Battery_8hr_Dispatch | Wind | Vaca_Dixon_Tesla_HSN | Northern_California_Flow_Battery_159 | Reliability_Capacity_In_Model_Year | 1 | Vaca_Dixon_Tesla_SSN | Northern_California_Flow_Battery_159 | Reliability_Capacity_In_Model_Year | 0.5 | Vaca_Dixon_Tesla_offpeak | Northern_California_Flow_Battery_159 | Operational_New_Capacity_MW | -1
Gates_TB_11_SSN | Southern_PGAE_Li_Battery_4hr_168 | Reliability_Capacity_In_Model_Year | 0.5 | Vaca_Dixon_Tesla_HSN | Northern_California_Flow_Battery_172 | Reliability_Capacity_In_Model_Year | 1 | Northern_California_Flow_Battery_172 | Vaca Dixon-Tesla 500kV Line | CAISO_Flow_Battery_8hr_Dispatch | Wind | Vaca_Dixon_Tesla_HSN | Northern_California_Flow_Battery_172 | Reliability_Capacity_In_Model_Year | 1 | Vaca_Dixon_Tesla_SSN | Northern_California_Flow_Battery_172 | Reliability_Capacity_In_Model_Year | 0.5 | Vaca_Dixon_Tesla_offpeak | Northern_California_Flow_Battery_172 | Operational_New_Capacity_MW | -1
Gates_TB_11_SSN | Southern_PGAE_Li_Battery_4hr_169 | Reliability_Capacity_In_Model_Year | 0.5 | Vaca_Dixon_Tesla_HSN | Northern_California_Flow_Battery_179 | Reliability_Capacity_In_Model_Year | 1 | Northern_California_Flow_Battery_179 | Vaca Dixon-Tesla 500kV Line | CAISO_Flow_Battery_8hr_Dispatch | Wind | Vaca_Dixon_Tesla_HSN | Northern_California_Flow_Battery_179 | Reliability_Capacity_In_Model_Year | 1 | Vaca_Dixon_Tesla_SSN | Northern_California_Flow_Battery_179 | Reliability_Capacity_In_Model_Year | 0.5 | Vaca_Dixon_Tesla_offpeak | Northern_California_Flow_Battery_179 | Operational_New_Capacity_MW | -1
Gates_TB_11_SSN | Southern_PGAE_Li_Battery_4hr_170 | Reliability_Capacity_In_Model_Year | 0.5 | Vaca_Dixon_Tesla_HSN | Northern_California_Li_Battery_4hr_5 | Reliability_Capacity_In_Model_Year | 1 | Northern_California_Li_Battery_4hr_5 | Vaca Dixon-Tesla 500kV Line | CAISO_Li_Battery_4hr_Dispatch | Wind | Vaca_Dixon_Tesla_HSN | Northern_California_Li_Battery_4hr_5 | Reliability_Capacity_In_Model_Year | 1 | Vaca_Dixon_Tesla_SSN | Northern_California_Li_Battery_4hr_5 | Reliability_Capacity_In_Model_Year | 0.5 | Vaca_Dixon_Tesla_offpeak | Northern_California_Li_Battery_4hr_5 | Operational_New_Capacity_MW | -1
Gates_TB_11_SSN | Southern_PGAE_Li_Battery_4hr_174 | Reliability_Capacity_In_Model_Year | 0.5 | Vaca_Dixon_Tesla_HSN | Southern_PGAE_Li_Battery_4hr_17 | Reliability_Capacity_In_Model_Year | 1 | Southern_PGAE_Li_Battery_4hr_17 | Vaca Dixon-Tesla 500kV Line | CAISO_Li_Battery_4hr_Dispatch | Wind | Vaca_Dixon_Tesla_HSN | Southern_PGAE_Li_Battery_4hr_17 | Reliability_Capacity_In_Model_Year | 1 | Vaca_Dixon_Tesla_SSN | Southern_PGAE_Li_Battery_4hr_17 | Reliability_Capacity_In_Model_Year | 0.5 | Vaca_Dixon_Tesla_offpeak | Southern_PGAE_Li_Battery_4hr_17 | Operational_New_Capacity_MW | -1
Gates_TB_11_SSN | Southern_PGAE_Li_Battery_4hr_176 | Reliability_Capacity_In_Model_Year | 0.5 | Vaca_Dixon_Tesla_HSN | Northern_California_Li_Battery_4hr_25 | Reliability_Capacity_In_Model_Year | 1 | Northern_California_Li_Battery_4hr_25 | Vaca Dixon-Tesla 500kV Line | CAISO_Li_Battery_4hr_Dispatch | Wind | Vaca_Dixon_Tesla_HSN | Northern_California_Li_Battery_4hr_25 | Reliability_Capacity_In_Model_Year | 1 | Vaca_Dixon_Tesla_SSN | Northern_California_Li_Battery_4hr_25 | Reliability_Capacity_In_Model_Year | 0.5 | Vaca_Dixon_Tesla_offpeak | Northern_California_Li_Battery_4hr_25 | Operational_New_Capacity_MW | -1
Gates_TB_11_SSN | Southern_PGAE_Li_Battery_8hr_8 | Reliability_Capacity_In_Model_Year | 0.5 | Vaca_Dixon_Tesla_HSN | Northern_California_Li_Battery_4hr_26 | Reliability_Capacity_In_Model_Year | 1 | Northern_California_Li_Battery_4hr_26 | Vaca Dixon-Tesla 500kV Line | CAISO_Li_Battery_4hr_Dispatch | Wind | Vaca_Dixon_Tesla_HSN | Northern_California_Li_Battery_4hr_26 | Reliability_Capacity_In_Model_Year | 1 | Vaca_Dixon_Tesla_SSN | Northern_California_Li_Battery_4hr_26 | Reliability_Capacity_In_Model_Year | 0.5 | Vaca_Dixon_Tesla_offpeak | Northern_California_Li_Battery_4hr_26 | Operational_New_Capacity_MW | -1
Gates_TB_11_SSN | Southern_PGAE_Li_Battery_8hr_22 | Reliability_Capacity_In_Model_Year | 0.5 | Vaca_Dixon_Tesla_HSN | Northern_California_Li_Battery_4hr_35 | Reliability_Capacity_In_Model_Year | 1 | Northern_California_Li_Battery_4hr_35 | Vaca Dixon-Tesla 500kV Line | CAISO_Li_Battery_4hr_Dispatch | Wind | Vaca_Dixon_Tesla_HSN | Northern_California_Li_Battery_4hr_35 | Reliability_Capacity_In_Model_Year | 1 | Vaca_Dixon_Tesla_SSN | Northern_California_Li_Battery_4hr_35 | Reliability_Capacity_In_Model_Year | 0.5 | Vaca_Dixon_Tesla_offpeak | Northern_California_Li_Battery_4hr_35 | Operational_New_Capacity_MW | -1
Gates_TB_11_SSN | Southern_PGAE_Li_Battery_8hr_23 | Reliability_Capacity_In_Model_Year | 0.5 | Vaca_Dixon_Tesla_HSN | Northern_California_Li_Battery_4hr_38 | Reliability_Capacity_In_Model_Year | 1 | Northern_California_Li_Battery_4hr_38 | Vaca Dixon-Tesla 500kV Line | CAISO_Li_Battery_4hr_Dispatch | Wind | Vaca_Dixon_Tesla_HSN | Northern_California_Li_Battery_4hr_38 | Reliability_Capacity_In_Model_Year | 1 | Vaca_Dixon_Tesla_SSN | Northern_California_Li_Battery_4hr_38 | Reliability_Capacity_In_Model_Year | 0.5 | Vaca_Dixon_Tesla_offpeak | Northern_California_Li_Battery_4hr_38 | Operational_New_Capacity_MW | -1
Gates_TB_11_SSN | Southern_PGAE_Li_Battery_8hr_24 | Reliability_Capacity_In_Model_Year | 0.5 | Vaca_Dixon_Tesla_HSN | Northern_California_Li_Battery_4hr_51 | Reliability_Capacity_In_Model_Year | 1 | Northern_California_Li_Battery_4hr_51 | Vaca Dixon-Tesla 500kV Line | CAISO_Li_Battery_4hr_Dispatch | Wind | Vaca_Dixon_Tesla_HSN | Northern_California_Li_Battery_4hr_51 | Reliability_Capacity_In_Model_Year | 1 | Vaca_Dixon_Tesla_SSN | Northern_California_Li_Battery_4hr_51 | Reliability_Capacity_In_Model_Year | 0.5 | Vaca_Dixon_Tesla_offpeak | Northern_California_Li_Battery_4hr_51 | Operational_New_Capacity_MW | -1
Gates_TB_11_SSN | Southern_PGAE_Li_Battery_8hr_33 | Reliability_Capacity_In_Model_Year | 0.5 | Vaca_Dixon_Tesla_HSN | Northern_California_Li_Battery_4hr_76 | Reliability_Capacity_In_Model_Year | 1 | Northern_California_Li_Battery_4hr_76 | Vaca Dixon-Tesla 500kV Line | CAISO_Li_Battery_4hr_Dispatch | Wind | Vaca_Dixon_Tesla_HSN | Northern_California_Li_Battery_4hr_76 | Reliability_Capacity_In_Model_Year | 1 | Vaca_Dixon_Tesla_SSN | Northern_California_Li_Battery_4hr_76 | Reliability_Capacity_In_Model_Year | 0.5 | Vaca_Dixon_Tesla_offpeak | Northern_California_Li_Battery_4hr_76 | Operational_New_Capacity_MW | -1
Gates_TB_11_SSN | Southern_PGAE_Li_Battery_8hr_45 | Reliability_Capacity_In_Model_Year | 0.5 | Vaca_Dixon_Tesla_HSN | Northern_California_Li_Battery_4hr_80 | Reliability_Capacity_In_Model_Year | 1 | Northern_California_Li_Battery_4hr_80 | Vaca Dixon-Tesla 500kV Line | CAISO_Li_Battery_4hr_Dispatch | Wind | Vaca_Dixon_Tesla_HSN | Northern_California_Li_Battery_4hr_80 | Reliability_Capacity_In_Model_Year | 1 | Vaca_Dixon_Tesla_SSN | Northern_California_Li_Battery_4hr_80 | Reliability_Capacity_In_Model_Year | 0.5 | Vaca_Dixon_Tesla_offpeak | Northern_California_Li_Battery_4hr_80 | Operational_New_Capacity_MW | -1
Gates_TB_11_SSN | Southern_PGAE_Li_Battery_8hr_46 | Reliability_Capacity_In_Model_Year | 0.5 | Vaca_Dixon_Tesla_HSN | Northern_California_Li_Battery_4hr_83 | Reliability_Capacity_In_Model_Year | 1 | Northern_California_Li_Battery_4hr_83 | Vaca Dixon-Tesla 500kV Line | CAISO_Li_Battery_4hr_Dispatch | Wind | Vaca_Dixon_Tesla_HSN | Northern_California_Li_Battery_4hr_83 | Reliability_Capacity_In_Model_Year | 1 | Vaca_Dixon_Tesla_SSN | Northern_California_Li_Battery_4hr_83 | Reliability_Capacity_In_Model_Year | 0.5 | Vaca_Dixon_Tesla_offpeak | Northern_California_Li_Battery_4hr_83 | Operational_New_Capacity_MW | -1
Gates_TB_11_SSN | Southern_PGAE_Li_Battery_8hr_49 | Reliability_Capacity_In_Model_Year | 0.5 | Vaca_Dixon_Tesla_HSN | Northern_California_Li_Battery_4hr_85 | Reliability_Capacity_In_Model_Year | 1 | Northern_California_Li_Battery_4hr_85 | Vaca Dixon-Tesla 500kV Line | CAISO_Li_Battery_4hr_Dispatch | Wind | Vaca_Dixon_Tesla_HSN | Northern_California_Li_Battery_4hr_85 | Reliability_Capacity_In_Model_Year | 1 | Vaca_Dixon_Tesla_SSN | Northern_California_Li_Battery_4hr_85 | Reliability_Capacity_In_Model_Year | 0.5 | Vaca_Dixon_Tesla_offpeak | Northern_California_Li_Battery_4hr_85 | Operational_New_Capacity_MW | -1
Gates_TB_11_SSN | Southern_PGAE_Li_Battery_8hr_52 | Reliability_Capacity_In_Model_Year | 0.5 | Vaca_Dixon_Tesla_HSN | Northern_California_Li_Battery_4hr_94 | Reliability_Capacity_In_Model_Year | 1 | Northern_California_Li_Battery_4hr_94 | Vaca Dixon-Tesla 500kV Line | CAISO_Li_Battery_4hr_Dispatch | Wind | Vaca_Dixon_Tesla_HSN | Northern_California_Li_Battery_4hr_94 | Reliability_Capacity_In_Model_Year | 1 | Vaca_Dixon_Tesla_SSN | Northern_California_Li_Battery_4hr_94 | Reliability_Capacity_In_Model_Year | 0.5 | Vaca_Dixon_Tesla_offpeak | Northern_California_Li_Battery_4hr_94 | Operational_New_Capacity_MW | -1
Gates_TB_11_SSN | Southern_PGAE_Li_Battery_8hr_61 | Reliability_Capacity_In_Model_Year | 0.5 | Vaca_Dixon_Tesla_HSN | Southern_PGAE_Li_Battery_4hr_95 | Reliability_Capacity_In_Model_Year | 1 | Southern_PGAE_Li_Battery_4hr_95 | Vaca Dixon-Tesla 500kV Line | CAISO_Li_Battery_4hr_Dispatch | Wind | Vaca_Dixon_Tesla_HSN | Southern_PGAE_Li_Battery_4hr_95 | Reliability_Capacity_In_Model_Year | 1 | Vaca_Dixon_Tesla_SSN | Southern_PGAE_Li_Battery_4hr_95 | Reliability_Capacity_In_Model_Year | 0.5 | Vaca_Dixon_Tesla_offpeak | Southern_PGAE_Li_Battery_4hr_95 | Operational_New_Capacity_MW | -1
Gates_TB_11_SSN | Southern_PGAE_Li_Battery_8hr_69 | Reliability_Capacity_In_Model_Year | 0.5 | Vaca_Dixon_Tesla_HSN | Northern_California_Li_Battery_4hr_112 | Reliability_Capacity_In_Model_Year | 1 | Northern_California_Li_Battery_4hr_112 | Vaca Dixon-Tesla 500kV Line | CAISO_Li_Battery_4hr_Dispatch | Wind | Vaca_Dixon_Tesla_HSN | Northern_California_Li_Battery_4hr_112 | Reliability_Capacity_In_Model_Year | 1 | Vaca_Dixon_Tesla_SSN | Northern_California_Li_Battery_4hr_112 | Reliability_Capacity_In_Model_Year | 0.5 | Vaca_Dixon_Tesla_offpeak | Northern_California_Li_Battery_4hr_112 | Operational_New_Capacity_MW | -1
Gates_TB_11_SSN | Southern_PGAE_Li_Battery_8hr_72 | Reliability_Capacity_In_Model_Year | 0.5 | Vaca_Dixon_Tesla_HSN | Northern_California_Li_Battery_4hr_122 | Reliability_Capacity_In_Model_Year | 1 | Northern_California_Li_Battery_4hr_122 | Vaca Dixon-Tesla 500kV Line | CAISO_Li_Battery_4hr_Dispatch | Wind | Vaca_Dixon_Tesla_HSN | Northern_California_Li_Battery_4hr_122 | Reliability_Capacity_In_Model_Year | 1 | Vaca_Dixon_Tesla_SSN | Northern_California_Li_Battery_4hr_122 | Reliability_Capacity_In_Model_Year | 0.5 | Vaca_Dixon_Tesla_offpeak | Northern_California_Li_Battery_4hr_122 | Operational_New_Capacity_MW | -1
Gates_TB_11_SSN | Southern_PGAE_Li_Battery_8hr_74 | Reliability_Capacity_In_Model_Year | 0.5 | Vaca_Dixon_Tesla_HSN | Northern_California_Li_Battery_4hr_126 | Reliability_Capacity_In_Model_Year | 1 | Northern_California_Li_Battery_4hr_126 | Vaca Dixon-Tesla 500kV Line | CAISO_Li_Battery_4hr_Dispatch | Wind | Vaca_Dixon_Tesla_HSN | Northern_California_Li_Battery_4hr_126 | Reliability_Capacity_In_Model_Year | 1 | Vaca_Dixon_Tesla_SSN | Northern_California_Li_Battery_4hr_126 | Reliability_Capacity_In_Model_Year | 0.5 | Vaca_Dixon_Tesla_offpeak | Northern_California_Li_Battery_4hr_126 | Operational_New_Capacity_MW | -1
Gates_TB_11_SSN | Southern_PGAE_Li_Battery_8hr_75 | Reliability_Capacity_In_Model_Year | 0.5 | Vaca_Dixon_Tesla_HSN | Northern_California_Li_Battery_4hr_127 | Reliability_Capacity_In_Model_Year | 1 | Northern_California_Li_Battery_4hr_127 | Vaca Dixon-Tesla 500kV Line | CAISO_Li_Battery_4hr_Dispatch | Wind | Vaca_Dixon_Tesla_HSN | Northern_California_Li_Battery_4hr_127 | Reliability_Capacity_In_Model_Year | 1 | Vaca_Dixon_Tesla_SSN | Northern_California_Li_Battery_4hr_127 | Reliability_Capacity_In_Model_Year | 0.5 | Vaca_Dixon_Tesla_offpeak | Northern_California_Li_Battery_4hr_127 | Operational_New_Capacity_MW | -1
Gates_TB_11_SSN | Southern_PGAE_Li_Battery_8hr_79 | Reliability_Capacity_In_Model_Year | 0.5 | Vaca_Dixon_Tesla_HSN | Northern_California_Li_Battery_4hr_141 | Reliability_Capacity_In_Model_Year | 1 | Northern_California_Li_Battery_4hr_141 | Vaca Dixon-Tesla 500kV Line | CAISO_Li_Battery_4hr_Dispatch | Wind | Vaca_Dixon_Tesla_HSN | Northern_California_Li_Battery_4hr_141 | Reliability_Capacity_In_Model_Year | 1 | Vaca_Dixon_Tesla_SSN | Northern_California_Li_Battery_4hr_141 | Reliability_Capacity_In_Model_Year | 0.5 | Vaca_Dixon_Tesla_offpeak | Northern_California_Li_Battery_4hr_141 | Operational_New_Capacity_MW | -1
Gates_TB_11_SSN | Southern_PGAE_Li_Battery_8hr_93 | Reliability_Capacity_In_Model_Year | 0.5 | Vaca_Dixon_Tesla_HSN | Northern_California_Li_Battery_4hr_144 | Reliability_Capacity_In_Model_Year | 1 | Northern_California_Li_Battery_4hr_144 | Vaca Dixon-Tesla 500kV Line | CAISO_Li_Battery_4hr_Dispatch | Wind | Vaca_Dixon_Tesla_HSN | Northern_California_Li_Battery_4hr_144 | Reliability_Capacity_In_Model_Year | 1 | Vaca_Dixon_Tesla_SSN | Northern_California_Li_Battery_4hr_144 | Reliability_Capacity_In_Model_Year | 0.5 | Vaca_Dixon_Tesla_offpeak | Northern_California_Li_Battery_4hr_144 | Operational_New_Capacity_MW | -1
Gates_TB_11_SSN | Southern_PGAE_Li_Battery_8hr_98 | Reliability_Capacity_In_Model_Year | 0.5 | Vaca_Dixon_Tesla_HSN | Northern_California_Li_Battery_4hr_149 | Reliability_Capacity_In_Model_Year | 1 | Northern_California_Li_Battery_4hr_149 | Vaca Dixon-Tesla 500kV Line | CAISO_Li_Battery_4hr_Dispatch | Wind | Vaca_Dixon_Tesla_HSN | Northern_California_Li_Battery_4hr_149 | Reliability_Capacity_In_Model_Year | 1 | Vaca_Dixon_Tesla_SSN | Northern_California_Li_Battery_4hr_149 | Reliability_Capacity_In_Model_Year | 0.5 | Vaca_Dixon_Tesla_offpeak | Northern_California_Li_Battery_4hr_149 | Operational_New_Capacity_MW | -1
Gates_TB_11_SSN | Southern_PGAE_Li_Battery_8hr_102 | Reliability_Capacity_In_Model_Year | 0.5 | Vaca_Dixon_Tesla_HSN | Northern_California_Li_Battery_4hr_150 | Reliability_Capacity_In_Model_Year | 1 | Northern_California_Li_Battery_4hr_150 | Vaca Dixon-Tesla 500kV Line | CAISO_Li_Battery_4hr_Dispatch | Wind | Vaca_Dixon_Tesla_HSN | Northern_California_Li_Battery_4hr_150 | Reliability_Capacity_In_Model_Year | 1 | Vaca_Dixon_Tesla_SSN | Northern_California_Li_Battery_4hr_150 | Reliability_Capacity_In_Model_Year | 0.5 | Vaca_Dixon_Tesla_offpeak | Northern_California_Li_Battery_4hr_150 | Operational_New_Capacity_MW | -1
Gates_TB_11_SSN | Southern_PGAE_Li_Battery_8hr_109 | Reliability_Capacity_In_Model_Year | 0.5 | Vaca_Dixon_Tesla_HSN | Northern_California_Li_Battery_4hr_155 | Reliability_Capacity_In_Model_Year | 1 | Northern_California_Li_Battery_4hr_155 | Vaca Dixon-Tesla 500kV Line | CAISO_Li_Battery_4hr_Dispatch | Wind | Vaca_Dixon_Tesla_HSN | Northern_California_Li_Battery_4hr_155 | Reliability_Capacity_In_Model_Year | 1 | Vaca_Dixon_Tesla_SSN | Northern_California_Li_Battery_4hr_155 | Reliability_Capacity_In_Model_Year | 0.5 | Vaca_Dixon_Tesla_offpeak | Northern_California_Li_Battery_4hr_155 | Operational_New_Capacity_MW | -1
Gates_TB_11_SSN | Southern_PGAE_Li_Battery_8hr_117 | Reliability_Capacity_In_Model_Year | 0.5 | Vaca_Dixon_Tesla_HSN | Northern_California_Li_Battery_4hr_157 | Reliability_Capacity_In_Model_Year | 1 | Northern_California_Li_Battery_4hr_157 | Vaca Dixon-Tesla 500kV Line | CAISO_Li_Battery_4hr_Dispatch | Wind | Vaca_Dixon_Tesla_HSN | Northern_California_Li_Battery_4hr_157 | Reliability_Capacity_In_Model_Year | 1 | Vaca_Dixon_Tesla_SSN | Northern_California_Li_Battery_4hr_157 | Reliability_Capacity_In_Model_Year | 0.5 | Vaca_Dixon_Tesla_offpeak | Northern_California_Li_Battery_4hr_157 | Operational_New_Capacity_MW | -1
Gates_TB_11_SSN | Southern_PGAE_Li_Battery_8hr_118 | Reliability_Capacity_In_Model_Year | 0.5 | Vaca_Dixon_Tesla_HSN | Northern_California_Li_Battery_4hr_158 | Reliability_Capacity_In_Model_Year | 1 | Northern_California_Li_Battery_4hr_158 | Vaca Dixon-Tesla 500kV Line | CAISO_Li_Battery_4hr_Dispatch | Wind | Vaca_Dixon_Tesla_HSN | Northern_California_Li_Battery_4hr_158 | Reliability_Capacity_In_Model_Year | 1 | Vaca_Dixon_Tesla_SSN | Northern_California_Li_Battery_4hr_158 | Reliability_Capacity_In_Model_Year | 0.5 | Vaca_Dixon_Tesla_offpeak | Northern_California_Li_Battery_4hr_158 | Operational_New_Capacity_MW | -1
Gates_TB_11_SSN | Southern_PGAE_Li_Battery_8hr_124 | Reliability_Capacity_In_Model_Year | 0.5 | Vaca_Dixon_Tesla_HSN | Northern_California_Li_Battery_4hr_159 | Reliability_Capacity_In_Model_Year | 1 | Northern_California_Li_Battery_4hr_159 | Vaca Dixon-Tesla 500kV Line | CAISO_Li_Battery_4hr_Dispatch | Wind | Vaca_Dixon_Tesla_HSN | Northern_California_Li_Battery_4hr_159 | Reliability_Capacity_In_Model_Year | 1 | Vaca_Dixon_Tesla_SSN | Northern_California_Li_Battery_4hr_159 | Reliability_Capacity_In_Model_Year | 0.5 | Vaca_Dixon_Tesla_offpeak | Northern_California_Li_Battery_4hr_159 | Operational_New_Capacity_MW | -1
Gates_TB_11_SSN | Southern_PGAE_Li_Battery_8hr_139 | Reliability_Capacity_In_Model_Year | 0.5 | Vaca_Dixon_Tesla_HSN | Northern_California_Li_Battery_4hr_172 | Reliability_Capacity_In_Model_Year | 1 | Northern_California_Li_Battery_4hr_172 | Vaca Dixon-Tesla 500kV Line | CAISO_Li_Battery_4hr_Dispatch | Wind | Vaca_Dixon_Tesla_HSN | Northern_California_Li_Battery_4hr_172 | Reliability_Capacity_In_Model_Year | 1 | Vaca_Dixon_Tesla_SSN | Northern_California_Li_Battery_4hr_172 | Reliability_Capacity_In_Model_Year | 0.5 | Vaca_Dixon_Tesla_offpeak | Northern_California_Li_Battery_4hr_172 | Operational_New_Capacity_MW | -1
Gates_TB_11_SSN | Southern_PGAE_Li_Battery_8hr_140 | Reliability_Capacity_In_Model_Year | 0.5 | Vaca_Dixon_Tesla_HSN | Northern_California_Li_Battery_4hr_179 | Reliability_Capacity_In_Model_Year | 1 | Northern_California_Li_Battery_4hr_179 | Vaca Dixon-Tesla 500kV Line | CAISO_Li_Battery_4hr_Dispatch | Wind | Vaca_Dixon_Tesla_HSN | Northern_California_Li_Battery_4hr_179 | Reliability_Capacity_In_Model_Year | 1 | Vaca_Dixon_Tesla_SSN | Northern_California_Li_Battery_4hr_179 | Reliability_Capacity_In_Model_Year | 0.5 | Vaca_Dixon_Tesla_offpeak | Northern_California_Li_Battery_4hr_179 | Operational_New_Capacity_MW | -1
Gates_TB_11_SSN | Southern_PGAE_Li_Battery_8hr_151 | Reliability_Capacity_In_Model_Year | 0.5 | Vaca_Dixon_Tesla_HSN | Northern_California_Li_Battery_8hr_5 | Reliability_Capacity_In_Model_Year | 1 | Northern_California_Li_Battery_8hr_5 | Vaca Dixon-Tesla 500kV Line | CAISO_Li_Battery_8hr_Dispatch | Wind | Vaca_Dixon_Tesla_HSN | Northern_California_Li_Battery_8hr_5 | Reliability_Capacity_In_Model_Year | 1 | Vaca_Dixon_Tesla_SSN | Northern_California_Li_Battery_8hr_5 | Reliability_Capacity_In_Model_Year | 0.5 | Vaca_Dixon_Tesla_offpeak | Northern_California_Li_Battery_8hr_5 | Operational_New_Capacity_MW | -1
Gates_TB_11_SSN | Southern_PGAE_Li_Battery_8hr_154 | Reliability_Capacity_In_Model_Year | 0.5 | Vaca_Dixon_Tesla_HSN | Southern_PGAE_Li_Battery_8hr_17 | Reliability_Capacity_In_Model_Year | 1 | Southern_PGAE_Li_Battery_8hr_17 | Vaca Dixon-Tesla 500kV Line | CAISO_Li_Battery_8hr_Dispatch | Wind | Vaca_Dixon_Tesla_HSN | Southern_PGAE_Li_Battery_8hr_17 | Reliability_Capacity_In_Model_Year | 1 | Vaca_Dixon_Tesla_SSN | Southern_PGAE_Li_Battery_8hr_17 | Reliability_Capacity_In_Model_Year | 0.5 | Vaca_Dixon_Tesla_offpeak | Southern_PGAE_Li_Battery_8hr_17 | Operational_New_Capacity_MW | -1
Gates_TB_11_SSN | Southern_PGAE_Li_Battery_8hr_161 | Reliability_Capacity_In_Model_Year | 0.5 | Vaca_Dixon_Tesla_HSN | Northern_California_Li_Battery_8hr_25 | Reliability_Capacity_In_Model_Year | 1 | Northern_California_Li_Battery_8hr_25 | Vaca Dixon-Tesla 500kV Line | CAISO_Li_Battery_8hr_Dispatch | Wind | Vaca_Dixon_Tesla_HSN | Northern_California_Li_Battery_8hr_25 | Reliability_Capacity_In_Model_Year | 1 | Vaca_Dixon_Tesla_SSN | Northern_California_Li_Battery_8hr_25 | Reliability_Capacity_In_Model_Year | 0.5 | Vaca_Dixon_Tesla_offpeak | Northern_California_Li_Battery_8hr_25 | Operational_New_Capacity_MW | -1
Gates_TB_11_SSN | Southern_PGAE_Li_Battery_8hr_162 | Reliability_Capacity_In_Model_Year | 0.5 | Vaca_Dixon_Tesla_HSN | Northern_California_Li_Battery_8hr_26 | Reliability_Capacity_In_Model_Year | 1 | Northern_California_Li_Battery_8hr_26 | Vaca Dixon-Tesla 500kV Line | CAISO_Li_Battery_8hr_Dispatch | Wind | Vaca_Dixon_Tesla_HSN | Northern_California_Li_Battery_8hr_26 | Reliability_Capacity_In_Model_Year | 1 | Vaca_Dixon_Tesla_SSN | Northern_California_Li_Battery_8hr_26 | Reliability_Capacity_In_Model_Year | 0.5 | Vaca_Dixon_Tesla_offpeak | Northern_California_Li_Battery_8hr_26 | Operational_New_Capacity_MW | -1
Gates_TB_11_SSN | Southern_PGAE_Li_Battery_8hr_163 | Reliability_Capacity_In_Model_Year | 0.5 | Vaca_Dixon_Tesla_HSN | Northern_California_Li_Battery_8hr_35 | Reliability_Capacity_In_Model_Year | 1 | Northern_California_Li_Battery_8hr_35 | Vaca Dixon-Tesla 500kV Line | CAISO_Li_Battery_8hr_Dispatch | Wind | Vaca_Dixon_Tesla_HSN | Northern_California_Li_Battery_8hr_35 | Reliability_Capacity_In_Model_Year | 1 | Vaca_Dixon_Tesla_SSN | Northern_California_Li_Battery_8hr_35 | Reliability_Capacity_In_Model_Year | 0.5 | Vaca_Dixon_Tesla_offpeak | Northern_California_Li_Battery_8hr_35 | Operational_New_Capacity_MW | -1
Gates_TB_11_SSN | Southern_PGAE_Li_Battery_8hr_164 | Reliability_Capacity_In_Model_Year | 0.5 | Vaca_Dixon_Tesla_HSN | Northern_California_Li_Battery_8hr_38 | Reliability_Capacity_In_Model_Year | 1 | Northern_California_Li_Battery_8hr_38 | Vaca Dixon-Tesla 500kV Line | CAISO_Li_Battery_8hr_Dispatch | Wind | Vaca_Dixon_Tesla_HSN | Northern_California_Li_Battery_8hr_38 | Reliability_Capacity_In_Model_Year | 1 | Vaca_Dixon_Tesla_SSN | Northern_California_Li_Battery_8hr_38 | Reliability_Capacity_In_Model_Year | 0.5 | Vaca_Dixon_Tesla_offpeak | Northern_California_Li_Battery_8hr_38 | Operational_New_Capacity_MW | -1
Gates_TB_11_SSN | Southern_PGAE_Li_Battery_8hr_165 | Reliability_Capacity_In_Model_Year | 0.5 | Vaca_Dixon_Tesla_HSN | Northern_California_Li_Battery_8hr_51 | Reliability_Capacity_In_Model_Year | 1 | Northern_California_Li_Battery_8hr_51 | Vaca Dixon-Tesla 500kV Line | CAISO_Li_Battery_8hr_Dispatch | Wind | Vaca_Dixon_Tesla_HSN | Northern_California_Li_Battery_8hr_51 | Reliability_Capacity_In_Model_Year | 1 | Vaca_Dixon_Tesla_SSN | Northern_California_Li_Battery_8hr_51 | Reliability_Capacity_In_Model_Year | 0.5 | Vaca_Dixon_Tesla_offpeak | Northern_California_Li_Battery_8hr_51 | Operational_New_Capacity_MW | -1
Gates_TB_11_SSN | Southern_PGAE_Li_Battery_8hr_168 | Reliability_Capacity_In_Model_Year | 0.5 | Vaca_Dixon_Tesla_HSN | Northern_California_Li_Battery_8hr_76 | Reliability_Capacity_In_Model_Year | 1 | Northern_California_Li_Battery_8hr_76 | Vaca Dixon-Tesla 500kV Line | CAISO_Li_Battery_8hr_Dispatch | Wind | Vaca_Dixon_Tesla_HSN | Northern_California_Li_Battery_8hr_76 | Reliability_Capacity_In_Model_Year | 1 | Vaca_Dixon_Tesla_SSN | Northern_California_Li_Battery_8hr_76 | Reliability_Capacity_In_Model_Year | 0.5 | Vaca_Dixon_Tesla_offpeak | Northern_California_Li_Battery_8hr_76 | Operational_New_Capacity_MW | -1
Gates_TB_11_SSN | Southern_PGAE_Li_Battery_8hr_169 | Reliability_Capacity_In_Model_Year | 0.5 | Vaca_Dixon_Tesla_HSN | Northern_California_Li_Battery_8hr_80 | Reliability_Capacity_In_Model_Year | 1 | Northern_California_Li_Battery_8hr_80 | Vaca Dixon-Tesla 500kV Line | CAISO_Li_Battery_8hr_Dispatch | Wind | Vaca_Dixon_Tesla_HSN | Northern_California_Li_Battery_8hr_80 | Reliability_Capacity_In_Model_Year | 1 | Vaca_Dixon_Tesla_SSN | Northern_California_Li_Battery_8hr_80 | Reliability_Capacity_In_Model_Year | 0.5 | Vaca_Dixon_Tesla_offpeak | Northern_California_Li_Battery_8hr_80 | Operational_New_Capacity_MW | -1
Gates_TB_11_SSN | Southern_PGAE_Li_Battery_8hr_170 | Reliability_Capacity_In_Model_Year | 0.5 | Vaca_Dixon_Tesla_HSN | Northern_California_Li_Battery_8hr_83 | Reliability_Capacity_In_Model_Year | 1 | Northern_California_Li_Battery_8hr_83 | Vaca Dixon-Tesla 500kV Line | CAISO_Li_Battery_8hr_Dispatch | Wind | Vaca_Dixon_Tesla_HSN | Northern_California_Li_Battery_8hr_83 | Reliability_Capacity_In_Model_Year | 1 | Vaca_Dixon_Tesla_SSN | Northern_California_Li_Battery_8hr_83 | Reliability_Capacity_In_Model_Year | 0.5 | Vaca_Dixon_Tesla_offpeak | Northern_California_Li_Battery_8hr_83 | Operational_New_Capacity_MW | -1
Gates_TB_11_SSN | Southern_PGAE_Li_Battery_8hr_174 | Reliability_Capacity_In_Model_Year | 0.5 | Vaca_Dixon_Tesla_HSN | Northern_California_Li_Battery_8hr_85 | Reliability_Capacity_In_Model_Year | 1 | Northern_California_Li_Battery_8hr_85 | Vaca Dixon-Tesla 500kV Line | CAISO_Li_Battery_8hr_Dispatch | Wind | Vaca_Dixon_Tesla_HSN | Northern_California_Li_Battery_8hr_85 | Reliability_Capacity_In_Model_Year | 1 | Vaca_Dixon_Tesla_SSN | Northern_California_Li_Battery_8hr_85 | Reliability_Capacity_In_Model_Year | 0.5 | Vaca_Dixon_Tesla_offpeak | Northern_California_Li_Battery_8hr_85 | Operational_New_Capacity_MW | -1
Gates_TB_11_SSN | Southern_PGAE_Li_Battery_8hr_176 | Reliability_Capacity_In_Model_Year | 0.5 | Vaca_Dixon_Tesla_HSN | Northern_California_Li_Battery_8hr_94 | Reliability_Capacity_In_Model_Year | 1 | Northern_California_Li_Battery_8hr_94 | Vaca Dixon-Tesla 500kV Line | CAISO_Li_Battery_8hr_Dispatch | Wind | Vaca_Dixon_Tesla_HSN | Northern_California_Li_Battery_8hr_94 | Reliability_Capacity_In_Model_Year | 1 | Vaca_Dixon_Tesla_SSN | Northern_California_Li_Battery_8hr_94 | Reliability_Capacity_In_Model_Year | 0.5 | Vaca_Dixon_Tesla_offpeak | Northern_California_Li_Battery_8hr_94 | Operational_New_Capacity_MW | -1
Gates_TB_11_SSN | Central_Valley_North_Los_Banos_Wind_154 | Reliability_Capacity_In_Model_Year | 0.163 | Vaca_Dixon_Tesla_HSN | Southern_PGAE_Li_Battery_8hr_95 | Reliability_Capacity_In_Model_Year | 1 | Southern_PGAE_Li_Battery_8hr_95 | Vaca Dixon-Tesla 500kV Line | CAISO_Li_Battery_8hr_Dispatch | Wind | Vaca_Dixon_Tesla_HSN | Southern_PGAE_Li_Battery_8hr_95 | Reliability_Capacity_In_Model_Year | 1 | Vaca_Dixon_Tesla_SSN | Southern_PGAE_Li_Battery_8hr_95 | Reliability_Capacity_In_Model_Year | 0.5 | Vaca_Dixon_Tesla_offpeak | Southern_PGAE_Li_Battery_8hr_95 | Operational_New_Capacity_MW | -1
Gates_TB_11_SSN | Central_Valley_North_Los_Banos_Wind_162 | Reliability_Capacity_In_Model_Year | 0.163 | Vaca_Dixon_Tesla_HSN | Northern_California_Li_Battery_8hr_112 | Reliability_Capacity_In_Model_Year | 1 | Northern_California_Li_Battery_8hr_112 | Vaca Dixon-Tesla 500kV Line | CAISO_Li_Battery_8hr_Dispatch | Wind | Vaca_Dixon_Tesla_HSN | Northern_California_Li_Battery_8hr_112 | Reliability_Capacity_In_Model_Year | 1 | Vaca_Dixon_Tesla_SSN | Northern_California_Li_Battery_8hr_112 | Reliability_Capacity_In_Model_Year | 0.5 | Vaca_Dixon_Tesla_offpeak | Northern_California_Li_Battery_8hr_112 | Operational_New_Capacity_MW | -1
Gates_TB_11_SSN | Southern_PGAE_Solar_8 | Reliability_Capacity_In_Model_Year | 0.556 | Vaca_Dixon_Tesla_HSN | Northern_California_Li_Battery_8hr_122 | Reliability_Capacity_In_Model_Year | 1 | Northern_California_Li_Battery_8hr_122 | Vaca Dixon-Tesla 500kV Line | CAISO_Li_Battery_8hr_Dispatch | Wind | Vaca_Dixon_Tesla_HSN | Northern_California_Li_Battery_8hr_122 | Reliability_Capacity_In_Model_Year | 1 | Vaca_Dixon_Tesla_SSN | Northern_California_Li_Battery_8hr_122 | Reliability_Capacity_In_Model_Year | 0.5 | Vaca_Dixon_Tesla_offpeak | Northern_California_Li_Battery_8hr_122 | Operational_New_Capacity_MW | -1
Gates_TB_11_SSN | Southern_PGAE_Solar_22 | Reliability_Capacity_In_Model_Year | 0.556 | Vaca_Dixon_Tesla_HSN | Northern_California_Li_Battery_8hr_126 | Reliability_Capacity_In_Model_Year | 1 | Northern_California_Li_Battery_8hr_126 | Vaca Dixon-Tesla 500kV Line | CAISO_Li_Battery_8hr_Dispatch | Wind | Vaca_Dixon_Tesla_HSN | Northern_California_Li_Battery_8hr_126 | Reliability_Capacity_In_Model_Year | 1 | Vaca_Dixon_Tesla_SSN | Northern_California_Li_Battery_8hr_126 | Reliability_Capacity_In_Model_Year | 0.5 | Vaca_Dixon_Tesla_offpeak | Northern_California_Li_Battery_8hr_126 | Operational_New_Capacity_MW | -1
Gates_TB_11_SSN | Southern_PGAE_Solar_23 | Reliability_Capacity_In_Model_Year | 0.556 | Vaca_Dixon_Tesla_HSN | Northern_California_Li_Battery_8hr_127 | Reliability_Capacity_In_Model_Year | 1 | Northern_California_Li_Battery_8hr_127 | Vaca Dixon-Tesla 500kV Line | CAISO_Li_Battery_8hr_Dispatch | Wind | Vaca_Dixon_Tesla_HSN | Northern_California_Li_Battery_8hr_127 | Reliability_Capacity_In_Model_Year | 1 | Vaca_Dixon_Tesla_SSN | Northern_California_Li_Battery_8hr_127 | Reliability_Capacity_In_Model_Year | 0.5 | Vaca_Dixon_Tesla_offpeak | Northern_California_Li_Battery_8hr_127 | Operational_New_Capacity_MW | -1
Gates_TB_11_SSN | Southern_PGAE_Solar_24 | Reliability_Capacity_In_Model_Year | 0.556 | Vaca_Dixon_Tesla_HSN | Northern_California_Li_Battery_8hr_141 | Reliability_Capacity_In_Model_Year | 1 | Northern_California_Li_Battery_8hr_141 | Vaca Dixon-Tesla 500kV Line | CAISO_Li_Battery_8hr_Dispatch | Wind | Vaca_Dixon_Tesla_HSN | Northern_California_Li_Battery_8hr_141 | Reliability_Capacity_In_Model_Year | 1 | Vaca_Dixon_Tesla_SSN | Northern_California_Li_Battery_8hr_141 | Reliability_Capacity_In_Model_Year | 0.5 | Vaca_Dixon_Tesla_offpeak | Northern_California_Li_Battery_8hr_141 | Operational_New_Capacity_MW | -1
Gates_TB_11_SSN | Southern_PGAE_Solar_33 | Reliability_Capacity_In_Model_Year | 0.556 | Vaca_Dixon_Tesla_HSN | Northern_California_Li_Battery_8hr_144 | Reliability_Capacity_In_Model_Year | 1 | Northern_California_Li_Battery_8hr_144 | Vaca Dixon-Tesla 500kV Line | CAISO_Li_Battery_8hr_Dispatch | Wind | Vaca_Dixon_Tesla_HSN | Northern_California_Li_Battery_8hr_144 | Reliability_Capacity_In_Model_Year | 1 | Vaca_Dixon_Tesla_SSN | Northern_California_Li_Battery_8hr_144 | Reliability_Capacity_In_Model_Year | 0.5 | Vaca_Dixon_Tesla_offpeak | Northern_California_Li_Battery_8hr_144 | Operational_New_Capacity_MW | -1
Gates_TB_11_SSN | Southern_PGAE_Solar_45 | Reliability_Capacity_In_Model_Year | 0.556 | Vaca_Dixon_Tesla_HSN | Northern_California_Li_Battery_8hr_149 | Reliability_Capacity_In_Model_Year | 1 | Northern_California_Li_Battery_8hr_149 | Vaca Dixon-Tesla 500kV Line | CAISO_Li_Battery_8hr_Dispatch | Wind | Vaca_Dixon_Tesla_HSN | Northern_California_Li_Battery_8hr_149 | Reliability_Capacity_In_Model_Year | 1 | Vaca_Dixon_Tesla_SSN | Northern_California_Li_Battery_8hr_149 | Reliability_Capacity_In_Model_Year | 0.5 | Vaca_Dixon_Tesla_offpeak | Northern_California_Li_Battery_8hr_149 | Operational_New_Capacity_MW | -1
Gates_TB_11_SSN | Southern_PGAE_Solar_46 | Reliability_Capacity_In_Model_Year | 0.556 | Vaca_Dixon_Tesla_HSN | Northern_California_Li_Battery_8hr_150 | Reliability_Capacity_In_Model_Year | 1 | Northern_California_Li_Battery_8hr_150 | Vaca Dixon-Tesla 500kV Line | CAISO_Li_Battery_8hr_Dispatch | Wind | Vaca_Dixon_Tesla_HSN | Northern_California_Li_Battery_8hr_150 | Reliability_Capacity_In_Model_Year | 1 | Vaca_Dixon_Tesla_SSN | Northern_California_Li_Battery_8hr_150 | Reliability_Capacity_In_Model_Year | 0.5 | Vaca_Dixon_Tesla_offpeak | Northern_California_Li_Battery_8hr_150 | Operational_New_Capacity_MW | -1
Gates_TB_11_SSN | Southern_PGAE_Solar_49 | Reliability_Capacity_In_Model_Year | 0.556 | Vaca_Dixon_Tesla_HSN | Northern_California_Li_Battery_8hr_155 | Reliability_Capacity_In_Model_Year | 1 | Northern_California_Li_Battery_8hr_155 | Vaca Dixon-Tesla 500kV Line | CAISO_Li_Battery_8hr_Dispatch | Wind | Vaca_Dixon_Tesla_HSN | Northern_California_Li_Battery_8hr_155 | Reliability_Capacity_In_Model_Year | 1 | Vaca_Dixon_Tesla_SSN | Northern_California_Li_Battery_8hr_155 | Reliability_Capacity_In_Model_Year | 0.5 | Vaca_Dixon_Tesla_offpeak | Northern_California_Li_Battery_8hr_155 | Operational_New_Capacity_MW | -1
Gates_TB_11_SSN | Southern_PGAE_Solar_52 | Reliability_Capacity_In_Model_Year | 0.556 | Vaca_Dixon_Tesla_HSN | Northern_California_Li_Battery_8hr_157 | Reliability_Capacity_In_Model_Year | 1 | Northern_California_Li_Battery_8hr_157 | Vaca Dixon-Tesla 500kV Line | CAISO_Li_Battery_8hr_Dispatch | Wind | Vaca_Dixon_Tesla_HSN | Northern_California_Li_Battery_8hr_157 | Reliability_Capacity_In_Model_Year | 1 | Vaca_Dixon_Tesla_SSN | Northern_California_Li_Battery_8hr_157 | Reliability_Capacity_In_Model_Year | 0.5 | Vaca_Dixon_Tesla_offpeak | Northern_California_Li_Battery_8hr_157 | Operational_New_Capacity_MW | -1
Gates_TB_11_SSN | Southern_PGAE_Solar_61 | Reliability_Capacity_In_Model_Year | 0.556 | Vaca_Dixon_Tesla_HSN | Northern_California_Li_Battery_8hr_158 | Reliability_Capacity_In_Model_Year | 1 | Northern_California_Li_Battery_8hr_158 | Vaca Dixon-Tesla 500kV Line | CAISO_Li_Battery_8hr_Dispatch | Wind | Vaca_Dixon_Tesla_HSN | Northern_California_Li_Battery_8hr_158 | Reliability_Capacity_In_Model_Year | 1 | Vaca_Dixon_Tesla_SSN | Northern_California_Li_Battery_8hr_158 | Reliability_Capacity_In_Model_Year | 0.5 | Vaca_Dixon_Tesla_offpeak | Northern_California_Li_Battery_8hr_158 | Operational_New_Capacity_MW | -1
Gates_TB_11_SSN | Southern_PGAE_Solar_69 | Reliability_Capacity_In_Model_Year | 0.556 | Vaca_Dixon_Tesla_HSN | Northern_California_Li_Battery_8hr_159 | Reliability_Capacity_In_Model_Year | 1 | Northern_California_Li_Battery_8hr_159 | Vaca Dixon-Tesla 500kV Line | CAISO_Li_Battery_8hr_Dispatch | Wind | Vaca_Dixon_Tesla_HSN | Northern_California_Li_Battery_8hr_159 | Reliability_Capacity_In_Model_Year | 1 | Vaca_Dixon_Tesla_SSN | Northern_California_Li_Battery_8hr_159 | Reliability_Capacity_In_Model_Year | 0.5 | Vaca_Dixon_Tesla_offpeak | Northern_California_Li_Battery_8hr_159 | Operational_New_Capacity_MW | -1
Gates_TB_11_SSN | Southern_PGAE_Solar_72 | Reliability_Capacity_In_Model_Year | 0.556 | Vaca_Dixon_Tesla_HSN | Northern_California_Li_Battery_8hr_172 | Reliability_Capacity_In_Model_Year | 1 | Northern_California_Li_Battery_8hr_172 | Vaca Dixon-Tesla 500kV Line | CAISO_Li_Battery_8hr_Dispatch | Wind | Vaca_Dixon_Tesla_HSN | Northern_California_Li_Battery_8hr_172 | Reliability_Capacity_In_Model_Year | 1 | Vaca_Dixon_Tesla_SSN | Northern_California_Li_Battery_8hr_172 | Reliability_Capacity_In_Model_Year | 0.5 | Vaca_Dixon_Tesla_offpeak | Northern_California_Li_Battery_8hr_172 | Operational_New_Capacity_MW | -1
Gates_TB_11_SSN | Southern_PGAE_Solar_74 | Reliability_Capacity_In_Model_Year | 0.556 | Vaca_Dixon_Tesla_HSN | Northern_California_Li_Battery_8hr_179 | Reliability_Capacity_In_Model_Year | 1 | Northern_California_Li_Battery_8hr_179 | Vaca Dixon-Tesla 500kV Line | CAISO_Li_Battery_8hr_Dispatch | Wind | Vaca_Dixon_Tesla_HSN | Northern_California_Li_Battery_8hr_179 | Reliability_Capacity_In_Model_Year | 1 | Vaca_Dixon_Tesla_SSN | Northern_California_Li_Battery_8hr_179 | Reliability_Capacity_In_Model_Year | 0.5 | Vaca_Dixon_Tesla_offpeak | Northern_California_Li_Battery_8hr_179 | Operational_New_Capacity_MW | -1
Gates_TB_11_SSN | Southern_PGAE_Solar_75 | Reliability_Capacity_In_Model_Year | 0.556 | Vaca_Dixon_Tesla_HSN | Northern_California_Pumped_Storage_5 | Reliability_Capacity_In_Model_Year | 1 | Northern_California_Pumped_Storage_5 | Vaca Dixon-Tesla 500kV Line | CAISO_New_Pumped_Storage_12hr | Wind | Vaca_Dixon_Tesla_HSN | Northern_California_Pumped_Storage_5 | Reliability_Capacity_In_Model_Year | 1 | Vaca_Dixon_Tesla_SSN | Northern_California_Pumped_Storage_5 | Reliability_Capacity_In_Model_Year | 0.5 | Vaca_Dixon_Tesla_offpeak | Northern_California_Pumped_Storage_5 | Operational_New_Capacity_MW | -1
Gates_TB_11_SSN | Southern_PGAE_Solar_79 | Reliability_Capacity_In_Model_Year | 0.556 | Vaca_Dixon_Tesla_HSN | Central_Valley_North_Los_Banos_Wind_17 | Reliability_Capacity_In_Model_Year | 0.665 | Central_Valley_North_Los_Banos_Wind_17 | Vaca Dixon-Tesla 500kV Line | Central_Valley_North_Los_Banos_Wind | Wind | Vaca_Dixon_Tesla_HSN | Central_Valley_North_Los_Banos_Wind_17 | Reliability_Capacity_In_Model_Year | 0.665 | Vaca_Dixon_Tesla_SSN | Central_Valley_North_Los_Banos_Wind_17 | Reliability_Capacity_In_Model_Year | 0.163 | Vaca_Dixon_Tesla_offpeak | Central_Valley_North_Los_Banos_Wind_17 | Operational_New_Capacity_MW | 0.63
Gates_TB_11_SSN | Southern_PGAE_Solar_93 | Reliability_Capacity_In_Model_Year | 0.556 | Vaca_Dixon_Tesla_HSN | Northern_California_Biomass_5 | Reliability_Capacity_In_Model_Year | 1 | Northern_California_Biomass_5 | Vaca Dixon-Tesla 500kV Line | InState_Biomass | Wind | Vaca_Dixon_Tesla_HSN | Northern_California_Biomass_5 | Reliability_Capacity_In_Model_Year | 1 | Vaca_Dixon_Tesla_SSN | Northern_California_Biomass_5 | Reliability_Capacity_In_Model_Year | 1 | Vaca_Dixon_Tesla_offpeak | Northern_California_Biomass_5 | Operational_New_Capacity_MW | 1
Gates_TB_11_SSN | Southern_PGAE_Solar_98 | Reliability_Capacity_In_Model_Year | 0.556 | Vaca_Dixon_Tesla_HSN | Northern_California_Geothermal_5 | Reliability_Capacity_In_Model_Year | 1 | Northern_California_Geothermal_5 | Vaca Dixon-Tesla 500kV Line | Northern_California_Geothermal | Wind | Vaca_Dixon_Tesla_HSN | Northern_California_Geothermal_5 | Reliability_Capacity_In_Model_Year | 1 | Vaca_Dixon_Tesla_SSN | Northern_California_Geothermal_5 | Reliability_Capacity_In_Model_Year | 1 | Vaca_Dixon_Tesla_offpeak | Northern_California_Geothermal_5 | Operational_New_Capacity_MW | 1
Gates_TB_11_SSN | Southern_PGAE_Solar_102 | Reliability_Capacity_In_Model_Year | 0.556 | Vaca_Dixon_Tesla_HSN | Northern_California_Geothermal_35 | Reliability_Capacity_In_Model_Year | 1 | Northern_California_Geothermal_35 | Vaca Dixon-Tesla 500kV Line | Northern_California_Geothermal | Wind | Vaca_Dixon_Tesla_HSN | Northern_California_Geothermal_35 | Reliability_Capacity_In_Model_Year | 1 | Vaca_Dixon_Tesla_SSN | Northern_California_Geothermal_35 | Reliability_Capacity_In_Model_Year | 1 | Vaca_Dixon_Tesla_offpeak | Northern_California_Geothermal_35 | Operational_New_Capacity_MW | 1
Gates_TB_11_SSN | Southern_PGAE_Solar_109 | Reliability_Capacity_In_Model_Year | 0.556 | Vaca_Dixon_Tesla_HSN | Northern_California_Solar_5 | Reliability_Capacity_In_Model_Year | 0.1 | Northern_California_Solar_5 | Vaca Dixon-Tesla 500kV Line | Northern_California_Solar | Wind | Vaca_Dixon_Tesla_HSN | Northern_California_Solar_5 | Reliability_Capacity_In_Model_Year | 0.1 | Vaca_Dixon_Tesla_SSN | Northern_California_Solar_5 | Reliability_Capacity_In_Model_Year | 0.556 | Vaca_Dixon_Tesla_offpeak | Northern_California_Solar_5 | Operational_New_Capacity_MW | 0.68
Gates_TB_11_SSN | Southern_PGAE_Solar_117 | Reliability_Capacity_In_Model_Year | 0.556 | Vaca_Dixon_Tesla_HSN | Northern_California_Solar_25 | Reliability_Capacity_In_Model_Year | 0.1 | Northern_California_Solar_25 | Vaca Dixon-Tesla 500kV Line | Northern_California_Solar | Wind | Vaca_Dixon_Tesla_HSN | Northern_California_Solar_25 | Reliability_Capacity_In_Model_Year | 0.1 | Vaca_Dixon_Tesla_SSN | Northern_California_Solar_25 | Reliability_Capacity_In_Model_Year | 0.556 | Vaca_Dixon_Tesla_offpeak | Northern_California_Solar_25 | Operational_New_Capacity_MW | 0.68
Gates_TB_11_SSN | Southern_PGAE_Solar_118 | Reliability_Capacity_In_Model_Year | 0.556 | Vaca_Dixon_Tesla_HSN | Northern_California_Solar_26 | Reliability_Capacity_In_Model_Year | 0.1 | Northern_California_Solar_26 | Vaca Dixon-Tesla 500kV Line | Northern_California_Solar | Wind | Vaca_Dixon_Tesla_HSN | Northern_California_Solar_26 | Reliability_Capacity_In_Model_Year | 0.1 | Vaca_Dixon_Tesla_SSN | Northern_California_Solar_26 | Reliability_Capacity_In_Model_Year | 0.556 | Vaca_Dixon_Tesla_offpeak | Northern_California_Solar_26 | Operational_New_Capacity_MW | 0.68
Gates_TB_11_SSN | Southern_PGAE_Solar_124 | Reliability_Capacity_In_Model_Year | 0.556 | Vaca_Dixon_Tesla_HSN | Northern_California_Solar_35 | Reliability_Capacity_In_Model_Year | 0.1 | Northern_California_Solar_35 | Vaca Dixon-Tesla 500kV Line | Northern_California_Solar | Wind | Vaca_Dixon_Tesla_HSN | Northern_California_Solar_35 | Reliability_Capacity_In_Model_Year | 0.1 | Vaca_Dixon_Tesla_SSN | Northern_California_Solar_35 | Reliability_Capacity_In_Model_Year | 0.556 | Vaca_Dixon_Tesla_offpeak | Northern_California_Solar_35 | Operational_New_Capacity_MW | 0.68
Gates_TB_11_SSN | Southern_PGAE_Solar_139 | Reliability_Capacity_In_Model_Year | 0.556 | Vaca_Dixon_Tesla_HSN | Northern_California_Solar_38 | Reliability_Capacity_In_Model_Year | 0.1 | Northern_California_Solar_38 | Vaca Dixon-Tesla 500kV Line | Northern_California_Solar | Wind | Vaca_Dixon_Tesla_HSN | Northern_California_Solar_38 | Reliability_Capacity_In_Model_Year | 0.1 | Vaca_Dixon_Tesla_SSN | Northern_California_Solar_38 | Reliability_Capacity_In_Model_Year | 0.556 | Vaca_Dixon_Tesla_offpeak | Northern_California_Solar_38 | Operational_New_Capacity_MW | 0.68
Gates_TB_11_SSN | Southern_PGAE_Solar_140 | Reliability_Capacity_In_Model_Year | 0.556 | Vaca_Dixon_Tesla_HSN | Northern_California_Solar_51 | Reliability_Capacity_In_Model_Year | 0.1 | Northern_California_Solar_51 | Vaca Dixon-Tesla 500kV Line | Northern_California_Solar | Wind | Vaca_Dixon_Tesla_HSN | Northern_California_Solar_51 | Reliability_Capacity_In_Model_Year | 0.1 | Vaca_Dixon_Tesla_SSN | Northern_California_Solar_51 | Reliability_Capacity_In_Model_Year | 0.556 | Vaca_Dixon_Tesla_offpeak | Northern_California_Solar_51 | Operational_New_Capacity_MW | 0.68
Gates_TB_11_SSN | Southern_PGAE_Solar_151 | Reliability_Capacity_In_Model_Year | 0.556 | Vaca_Dixon_Tesla_HSN | Northern_California_Solar_76 | Reliability_Capacity_In_Model_Year | 0.1 | Northern_California_Solar_76 | Vaca Dixon-Tesla 500kV Line | Northern_California_Solar | Wind | Vaca_Dixon_Tesla_HSN | Northern_California_Solar_76 | Reliability_Capacity_In_Model_Year | 0.1 | Vaca_Dixon_Tesla_SSN | Northern_California_Solar_76 | Reliability_Capacity_In_Model_Year | 0.556 | Vaca_Dixon_Tesla_offpeak | Northern_California_Solar_76 | Operational_New_Capacity_MW | 0.68
Gates_TB_11_SSN | Southern_PGAE_Solar_154 | Reliability_Capacity_In_Model_Year | 0.556 | Vaca_Dixon_Tesla_HSN | Northern_California_Solar_80 | Reliability_Capacity_In_Model_Year | 0.1 | Northern_California_Solar_80 | Vaca Dixon-Tesla 500kV Line | Northern_California_Solar | Wind | Vaca_Dixon_Tesla_HSN | Northern_California_Solar_80 | Reliability_Capacity_In_Model_Year | 0.1 | Vaca_Dixon_Tesla_SSN | Northern_California_Solar_80 | Reliability_Capacity_In_Model_Year | 0.556 | Vaca_Dixon_Tesla_offpeak | Northern_California_Solar_80 | Operational_New_Capacity_MW | 0.68
Gates_TB_11_SSN | Southern_PGAE_Solar_161 | Reliability_Capacity_In_Model_Year | 0.556 | Vaca_Dixon_Tesla_HSN | Northern_California_Solar_83 | Reliability_Capacity_In_Model_Year | 0.1 | Northern_California_Solar_83 | Vaca Dixon-Tesla 500kV Line | Northern_California_Solar | Wind | Vaca_Dixon_Tesla_HSN | Northern_California_Solar_83 | Reliability_Capacity_In_Model_Year | 0.1 | Vaca_Dixon_Tesla_SSN | Northern_California_Solar_83 | Reliability_Capacity_In_Model_Year | 0.556 | Vaca_Dixon_Tesla_offpeak | Northern_California_Solar_83 | Operational_New_Capacity_MW | 0.68
Gates_TB_11_SSN | Southern_PGAE_Solar_162 | Reliability_Capacity_In_Model_Year | 0.556 | Vaca_Dixon_Tesla_HSN | Northern_California_Solar_85 | Reliability_Capacity_In_Model_Year | 0.1 | Northern_California_Solar_85 | Vaca Dixon-Tesla 500kV Line | Northern_California_Solar | Wind | Vaca_Dixon_Tesla_HSN | Northern_California_Solar_85 | Reliability_Capacity_In_Model_Year | 0.1 | Vaca_Dixon_Tesla_SSN | Northern_California_Solar_85 | Reliability_Capacity_In_Model_Year | 0.556 | Vaca_Dixon_Tesla_offpeak | Northern_California_Solar_85 | Operational_New_Capacity_MW | 0.68
Gates_TB_11_SSN | Southern_PGAE_Solar_163 | Reliability_Capacity_In_Model_Year | 0.556 | Vaca_Dixon_Tesla_HSN | Northern_California_Solar_94 | Reliability_Capacity_In_Model_Year | 0.1 | Northern_California_Solar_94 | Vaca Dixon-Tesla 500kV Line | Northern_California_Solar | Wind | Vaca_Dixon_Tesla_HSN | Northern_California_Solar_94 | Reliability_Capacity_In_Model_Year | 0.1 | Vaca_Dixon_Tesla_SSN | Northern_California_Solar_94 | Reliability_Capacity_In_Model_Year | 0.556 | Vaca_Dixon_Tesla_offpeak | Northern_California_Solar_94 | Operational_New_Capacity_MW | 0.68
Gates_TB_11_SSN | Southern_PGAE_Solar_164 | Reliability_Capacity_In_Model_Year | 0.556 | Vaca_Dixon_Tesla_HSN | Northern_California_Solar_112 | Reliability_Capacity_In_Model_Year | 0.1 | Northern_California_Solar_112 | Vaca Dixon-Tesla 500kV Line | Northern_California_Solar | Wind | Vaca_Dixon_Tesla_HSN | Northern_California_Solar_112 | Reliability_Capacity_In_Model_Year | 0.1 | Vaca_Dixon_Tesla_SSN | Northern_California_Solar_112 | Reliability_Capacity_In_Model_Year | 0.556 | Vaca_Dixon_Tesla_offpeak | Northern_California_Solar_112 | Operational_New_Capacity_MW | 0.68
Gates_TB_11_SSN | Southern_PGAE_Solar_165 | Reliability_Capacity_In_Model_Year | 0.556 | Vaca_Dixon_Tesla_HSN | Northern_California_Solar_122 | Reliability_Capacity_In_Model_Year | 0.1 | Northern_California_Solar_122 | Vaca Dixon-Tesla 500kV Line | Northern_California_Solar | Wind | Vaca_Dixon_Tesla_HSN | Northern_California_Solar_122 | Reliability_Capacity_In_Model_Year | 0.1 | Vaca_Dixon_Tesla_SSN | Northern_California_Solar_122 | Reliability_Capacity_In_Model_Year | 0.556 | Vaca_Dixon_Tesla_offpeak | Northern_California_Solar_122 | Operational_New_Capacity_MW | 0.68
Gates_TB_11_SSN | Southern_PGAE_Solar_168 | Reliability_Capacity_In_Model_Year | 0.556 | Vaca_Dixon_Tesla_HSN | Northern_California_Solar_126 | Reliability_Capacity_In_Model_Year | 0.1 | Northern_California_Solar_126 | Vaca Dixon-Tesla 500kV Line | Northern_California_Solar | Wind | Vaca_Dixon_Tesla_HSN | Northern_California_Solar_126 | Reliability_Capacity_In_Model_Year | 0.1 | Vaca_Dixon_Tesla_SSN | Northern_California_Solar_126 | Reliability_Capacity_In_Model_Year | 0.556 | Vaca_Dixon_Tesla_offpeak | Northern_California_Solar_126 | Operational_New_Capacity_MW | 0.68
Gates_TB_11_SSN | Southern_PGAE_Solar_169 | Reliability_Capacity_In_Model_Year | 0.556 | Vaca_Dixon_Tesla_HSN | Northern_California_Solar_127 | Reliability_Capacity_In_Model_Year | 0.1 | Northern_California_Solar_127 | Vaca Dixon-Tesla 500kV Line | Northern_California_Solar | Wind | Vaca_Dixon_Tesla_HSN | Northern_California_Solar_127 | Reliability_Capacity_In_Model_Year | 0.1 | Vaca_Dixon_Tesla_SSN | Northern_California_Solar_127 | Reliability_Capacity_In_Model_Year | 0.556 | Vaca_Dixon_Tesla_offpeak | Northern_California_Solar_127 | Operational_New_Capacity_MW | 0.68
Gates_TB_11_SSN | Southern_PGAE_Solar_170 | Reliability_Capacity_In_Model_Year | 0.556 | Vaca_Dixon_Tesla_HSN | Northern_California_Solar_141 | Reliability_Capacity_In_Model_Year | 0.1 | Northern_California_Solar_141 | Vaca Dixon-Tesla 500kV Line | Northern_California_Solar | Wind | Vaca_Dixon_Tesla_HSN | Northern_California_Solar_141 | Reliability_Capacity_In_Model_Year | 0.1 | Vaca_Dixon_Tesla_SSN | Northern_California_Solar_141 | Reliability_Capacity_In_Model_Year | 0.556 | Vaca_Dixon_Tesla_offpeak | Northern_California_Solar_141 | Operational_New_Capacity_MW | 0.68
Gates_TB_11_SSN | Southern_PGAE_Solar_174 | Reliability_Capacity_In_Model_Year | 0.556 | Vaca_Dixon_Tesla_HSN | Northern_California_Solar_144 | Reliability_Capacity_In_Model_Year | 0.1 | Northern_California_Solar_144 | Vaca Dixon-Tesla 500kV Line | Northern_California_Solar | Wind | Vaca_Dixon_Tesla_HSN | Northern_California_Solar_144 | Reliability_Capacity_In_Model_Year | 0.1 | Vaca_Dixon_Tesla_SSN | Northern_California_Solar_144 | Reliability_Capacity_In_Model_Year | 0.556 | Vaca_Dixon_Tesla_offpeak | Northern_California_Solar_144 | Operational_New_Capacity_MW | 0.68
Gates_TB_11_SSN | Southern_PGAE_Solar_176 | Reliability_Capacity_In_Model_Year | 0.556 | Vaca_Dixon_Tesla_HSN | Northern_California_Solar_149 | Reliability_Capacity_In_Model_Year | 0.1 | Northern_California_Solar_149 | Vaca Dixon-Tesla 500kV Line | Northern_California_Solar | Wind | Vaca_Dixon_Tesla_HSN | Northern_California_Solar_149 | Reliability_Capacity_In_Model_Year | 0.1 | Vaca_Dixon_Tesla_SSN | Northern_California_Solar_149 | Reliability_Capacity_In_Model_Year | 0.556 | Vaca_Dixon_Tesla_offpeak | Northern_California_Solar_149 | Operational_New_Capacity_MW | 0.68
Gates_TB_11_SSN | Gates_TB_13_group | Operational_New_Capacity_MW | -1 | Vaca_Dixon_Tesla_HSN | Northern_California_Solar_150 | Reliability_Capacity_In_Model_Year | 0.1 | Northern_California_Solar_150 | Vaca Dixon-Tesla 500kV Line | Northern_California_Solar | Wind | Vaca_Dixon_Tesla_HSN | Northern_California_Solar_150 | Reliability_Capacity_In_Model_Year | 0.1 | Vaca_Dixon_Tesla_SSN | Northern_California_Solar_150 | Reliability_Capacity_In_Model_Year | 0.556 | Vaca_Dixon_Tesla_offpeak | Northern_California_Solar_150 | Operational_New_Capacity_MW | 0.68
Gates_TB_12_HSN | Southern_PGAE_Flow_Battery_23 | Reliability_Capacity_In_Model_Year | 1 | Vaca_Dixon_Tesla_HSN | Northern_California_Solar_155 | Reliability_Capacity_In_Model_Year | 0.1 | Northern_California_Solar_155 | Vaca Dixon-Tesla 500kV Line | Northern_California_Solar | Wind | Vaca_Dixon_Tesla_HSN | Northern_California_Solar_155 | Reliability_Capacity_In_Model_Year | 0.1 | Vaca_Dixon_Tesla_SSN | Northern_California_Solar_155 | Reliability_Capacity_In_Model_Year | 0.556 | Vaca_Dixon_Tesla_offpeak | Northern_California_Solar_155 | Operational_New_Capacity_MW | 0.68
Gates_TB_12_HSN | Southern_PGAE_Flow_Battery_24 | Reliability_Capacity_In_Model_Year | 1 | Vaca_Dixon_Tesla_HSN | Northern_California_Solar_157 | Reliability_Capacity_In_Model_Year | 0.1 | Northern_California_Solar_157 | Vaca Dixon-Tesla 500kV Line | Northern_California_Solar | Wind | Vaca_Dixon_Tesla_HSN | Northern_California_Solar_157 | Reliability_Capacity_In_Model_Year | 0.1 | Vaca_Dixon_Tesla_SSN | Northern_California_Solar_157 | Reliability_Capacity_In_Model_Year | 0.556 | Vaca_Dixon_Tesla_offpeak | Northern_California_Solar_157 | Operational_New_Capacity_MW | 0.68
Gates_TB_12_HSN | Southern_PGAE_Flow_Battery_33 | Reliability_Capacity_In_Model_Year | 1 | Vaca_Dixon_Tesla_HSN | Northern_California_Solar_158 | Reliability_Capacity_In_Model_Year | 0.1 | Northern_California_Solar_158 | Vaca Dixon-Tesla 500kV Line | Northern_California_Solar | Wind | Vaca_Dixon_Tesla_HSN | Northern_California_Solar_158 | Reliability_Capacity_In_Model_Year | 0.1 | Vaca_Dixon_Tesla_SSN | Northern_California_Solar_158 | Reliability_Capacity_In_Model_Year | 0.556 | Vaca_Dixon_Tesla_offpeak | Northern_California_Solar_158 | Operational_New_Capacity_MW | 0.68
Gates_TB_12_HSN | Southern_PGAE_Flow_Battery_34 | Reliability_Capacity_In_Model_Year | 1 | Vaca_Dixon_Tesla_HSN | Northern_California_Solar_159 | Reliability_Capacity_In_Model_Year | 0.1 | Northern_California_Solar_159 | Vaca Dixon-Tesla 500kV Line | Northern_California_Solar | Wind | Vaca_Dixon_Tesla_HSN | Northern_California_Solar_159 | Reliability_Capacity_In_Model_Year | 0.1 | Vaca_Dixon_Tesla_SSN | Northern_California_Solar_159 | Reliability_Capacity_In_Model_Year | 0.556 | Vaca_Dixon_Tesla_offpeak | Northern_California_Solar_159 | Operational_New_Capacity_MW | 0.68
Gates_TB_12_HSN | Southern_PGAE_Flow_Battery_45 | Reliability_Capacity_In_Model_Year | 1 | Vaca_Dixon_Tesla_HSN | Northern_California_Solar_172 | Reliability_Capacity_In_Model_Year | 0.1 | Northern_California_Solar_172 | Vaca Dixon-Tesla 500kV Line | Northern_California_Solar | Wind | Vaca_Dixon_Tesla_HSN | Northern_California_Solar_172 | Reliability_Capacity_In_Model_Year | 0.1 | Vaca_Dixon_Tesla_SSN | Northern_California_Solar_172 | Reliability_Capacity_In_Model_Year | 0.556 | Vaca_Dixon_Tesla_offpeak | Northern_California_Solar_172 | Operational_New_Capacity_MW | 0.68
Gates_TB_12_HSN | Southern_PGAE_Flow_Battery_46 | Reliability_Capacity_In_Model_Year | 1 | Vaca_Dixon_Tesla_HSN | Northern_California_Solar_179 | Reliability_Capacity_In_Model_Year | 0.1 | Northern_California_Solar_179 | Vaca Dixon-Tesla 500kV Line | Northern_California_Solar | Wind | Vaca_Dixon_Tesla_HSN | Northern_California_Solar_179 | Reliability_Capacity_In_Model_Year | 0.1 | Vaca_Dixon_Tesla_SSN | Northern_California_Solar_179 | Reliability_Capacity_In_Model_Year | 0.556 | Vaca_Dixon_Tesla_offpeak | Northern_California_Solar_179 | Operational_New_Capacity_MW | 0.68
Gates_TB_12_HSN | Southern_PGAE_Flow_Battery_49 | Reliability_Capacity_In_Model_Year | 1 | Vaca_Dixon_Tesla_HSN | Northern_California_Wind_5 | Reliability_Capacity_In_Model_Year | 0.665 | Northern_California_Wind_5 | Vaca Dixon-Tesla 500kV Line | Northern_California_Wind | Wind | Vaca_Dixon_Tesla_HSN | Northern_California_Wind_5 | Reliability_Capacity_In_Model_Year | 0.665 | Vaca_Dixon_Tesla_SSN | Northern_California_Wind_5 | Reliability_Capacity_In_Model_Year | 0.163 | Vaca_Dixon_Tesla_offpeak | Northern_California_Wind_5 | Operational_New_Capacity_MW | 0.63
Gates_TB_12_HSN | Southern_PGAE_Flow_Battery_52 | Reliability_Capacity_In_Model_Year | 1 | Vaca_Dixon_Tesla_HSN | Northern_California_Wind_26 | Reliability_Capacity_In_Model_Year | 0.665 | Northern_California_Wind_26 | Vaca Dixon-Tesla 500kV Line | Northern_California_Wind | Wind | Vaca_Dixon_Tesla_HSN | Northern_California_Wind_26 | Reliability_Capacity_In_Model_Year | 0.665 | Vaca_Dixon_Tesla_SSN | Northern_California_Wind_26 | Reliability_Capacity_In_Model_Year | 0.163 | Vaca_Dixon_Tesla_offpeak | Northern_California_Wind_26 | Operational_New_Capacity_MW | 0.63
Gates_TB_12_HSN | Southern_PGAE_Flow_Battery_61 | Reliability_Capacity_In_Model_Year | 1 | Vaca_Dixon_Tesla_HSN | Northern_California_Wind_35 | Reliability_Capacity_In_Model_Year | 0.665 | Northern_California_Wind_35 | Vaca Dixon-Tesla 500kV Line | Northern_California_Wind | Wind | Vaca_Dixon_Tesla_HSN | Northern_California_Wind_35 | Reliability_Capacity_In_Model_Year | 0.665 | Vaca_Dixon_Tesla_SSN | Northern_California_Wind_35 | Reliability_Capacity_In_Model_Year | 0.163 | Vaca_Dixon_Tesla_offpeak | Northern_California_Wind_35 | Operational_New_Capacity_MW | 0.63
Gates_TB_12_HSN | Southern_PGAE_Flow_Battery_69 | Reliability_Capacity_In_Model_Year | 1 | Vaca_Dixon_Tesla_HSN | Northern_California_Wind_76 | Reliability_Capacity_In_Model_Year | 0.665 | Northern_California_Wind_76 | Vaca Dixon-Tesla 500kV Line | Northern_California_Wind | Wind | Vaca_Dixon_Tesla_HSN | Northern_California_Wind_76 | Reliability_Capacity_In_Model_Year | 0.665 | Vaca_Dixon_Tesla_SSN | Northern_California_Wind_76 | Reliability_Capacity_In_Model_Year | 0.163 | Vaca_Dixon_Tesla_offpeak | Northern_California_Wind_76 | Operational_New_Capacity_MW | 0.63
Gates_TB_12_HSN | Southern_PGAE_Flow_Battery_72 | Reliability_Capacity_In_Model_Year | 1 | Vaca_Dixon_Tesla_HSN | Northern_California_Wind_83 | Reliability_Capacity_In_Model_Year | 0.665 | Northern_California_Wind_83 | Vaca Dixon-Tesla 500kV Line | Northern_California_Wind | Wind | Vaca_Dixon_Tesla_HSN | Northern_California_Wind_83 | Reliability_Capacity_In_Model_Year | 0.665 | Vaca_Dixon_Tesla_SSN | Northern_California_Wind_83 | Reliability_Capacity_In_Model_Year | 0.163 | Vaca_Dixon_Tesla_offpeak | Northern_California_Wind_83 | Operational_New_Capacity_MW | 0.63
Gates_TB_12_HSN | Southern_PGAE_Flow_Battery_74 | Reliability_Capacity_In_Model_Year | 1 | Vaca_Dixon_Tesla_HSN | Northern_California_Wind_159 | Reliability_Capacity_In_Model_Year | 0.665 | Northern_California_Wind_159 | Vaca Dixon-Tesla 500kV Line | Northern_California_Wind | Wind | Vaca_Dixon_Tesla_HSN | Northern_California_Wind_159 | Reliability_Capacity_In_Model_Year | 0.665 | Vaca_Dixon_Tesla_SSN | Northern_California_Wind_159 | Reliability_Capacity_In_Model_Year | 0.163 | Vaca_Dixon_Tesla_offpeak | Northern_California_Wind_159 | Operational_New_Capacity_MW | 0.63
Gates_TB_12_HSN | Southern_PGAE_Flow_Battery_75 | Reliability_Capacity_In_Model_Year | 1 | Vaca_Dixon_Tesla_HSN | Pacific_Northwest_Geothermal_5 | Reliability_Capacity_In_Model_Year | 1 | Pacific_Northwest_Geothermal_5 | Vaca Dixon-Tesla 500kV Line | Pacific_Northwest_Geothermal | Wind | Vaca_Dixon_Tesla_HSN | Pacific_Northwest_Geothermal_5 | Reliability_Capacity_In_Model_Year | 1 | Vaca_Dixon_Tesla_SSN | Pacific_Northwest_Geothermal_5 | Reliability_Capacity_In_Model_Year | 1 | Vaca_Dixon_Tesla_offpeak | Pacific_Northwest_Geothermal_5 | Operational_New_Capacity_MW | 1
Gates_TB_12_HSN | Southern_PGAE_Flow_Battery_79 | Reliability_Capacity_In_Model_Year | 1 | Vaca_Dixon_Tesla_HSN | Solano_Wind_85 | Reliability_Capacity_In_Model_Year | 0.665 | Solano_Wind_85 | Vaca Dixon-Tesla 500kV Line | Solano_Wind | Wind | Vaca_Dixon_Tesla_HSN | Solano_Wind_85 | Reliability_Capacity_In_Model_Year | 0.665 | Vaca_Dixon_Tesla_SSN | Solano_Wind_85 | Reliability_Capacity_In_Model_Year | 0.163 | Vaca_Dixon_Tesla_offpeak | Solano_Wind_85 | Operational_New_Capacity_MW | 0.63
Gates_TB_12_HSN | Southern_PGAE_Flow_Battery_93 | Reliability_Capacity_In_Model_Year | 1 | Vaca_Dixon_Tesla_HSN | Solano_Wind_94 | Reliability_Capacity_In_Model_Year | 0.665 | Solano_Wind_94 | Vaca Dixon-Tesla 500kV Line | Solano_Wind | Wind | Vaca_Dixon_Tesla_HSN | Solano_Wind_94 | Reliability_Capacity_In_Model_Year | 0.665 | Vaca_Dixon_Tesla_SSN | Solano_Wind_94 | Reliability_Capacity_In_Model_Year | 0.163 | Vaca_Dixon_Tesla_offpeak | Solano_Wind_94 | Operational_New_Capacity_MW | 0.63
Gates_TB_12_HSN | Southern_PGAE_Flow_Battery_98 | Reliability_Capacity_In_Model_Year | 1 | Vaca_Dixon_Tesla_HSN | Solano_Wind_122 | Reliability_Capacity_In_Model_Year | 0.665 | Solano_Wind_122 | Vaca Dixon-Tesla 500kV Line | Solano_Wind | Wind | Vaca_Dixon_Tesla_HSN | Solano_Wind_122 | Reliability_Capacity_In_Model_Year | 0.665 | Vaca_Dixon_Tesla_SSN | Solano_Wind_122 | Reliability_Capacity_In_Model_Year | 0.163 | Vaca_Dixon_Tesla_offpeak | Solano_Wind_122 | Operational_New_Capacity_MW | 0.63
Gates_TB_12_HSN | Southern_PGAE_Flow_Battery_102 | Reliability_Capacity_In_Model_Year | 1 | Vaca_Dixon_Tesla_HSN | Solano_Wind_126 | Reliability_Capacity_In_Model_Year | 0.665 | Solano_Wind_126 | Vaca Dixon-Tesla 500kV Line | Solano_Wind | Wind | Vaca_Dixon_Tesla_HSN | Solano_Wind_126 | Reliability_Capacity_In_Model_Year | 0.665 | Vaca_Dixon_Tesla_SSN | Solano_Wind_126 | Reliability_Capacity_In_Model_Year | 0.163 | Vaca_Dixon_Tesla_offpeak | Solano_Wind_126 | Operational_New_Capacity_MW | 0.63
Gates_TB_12_HSN | Southern_PGAE_Flow_Battery_109 | Reliability_Capacity_In_Model_Year | 1 | Vaca_Dixon_Tesla_HSN | Southern_PGAE_Solar_17 | Reliability_Capacity_In_Model_Year | 0.1 | Southern_PGAE_Solar_17 | Vaca Dixon-Tesla 500kV Line | Southern_PGAE_Solar | Wind | Vaca_Dixon_Tesla_HSN | Southern_PGAE_Solar_17 | Reliability_Capacity_In_Model_Year | 0.1 | Vaca_Dixon_Tesla_SSN | Southern_PGAE_Solar_17 | Reliability_Capacity_In_Model_Year | 0.556 | Vaca_Dixon_Tesla_offpeak | Southern_PGAE_Solar_17 | Operational_New_Capacity_MW | 0.68
Gates_TB_12_HSN | Southern_PGAE_Flow_Battery_117 | Reliability_Capacity_In_Model_Year | 1 | Vaca_Dixon_Tesla_HSN | Southern_PGAE_Solar_95 | Reliability_Capacity_In_Model_Year | 0.1 | Southern_PGAE_Solar_95 | Vaca Dixon-Tesla 500kV Line | Southern_PGAE_Solar | Wind | Vaca_Dixon_Tesla_HSN | Southern_PGAE_Solar_95 | Reliability_Capacity_In_Model_Year | 0.1 | Vaca_Dixon_Tesla_SSN | Southern_PGAE_Solar_95 | Reliability_Capacity_In_Model_Year | 0.556 | Vaca_Dixon_Tesla_offpeak | Southern_PGAE_Solar_95 | Operational_New_Capacity_MW | 0.68
Gates_TB_12_HSN | Southern_PGAE_Flow_Battery_118 | Reliability_Capacity_In_Model_Year | 1 | VEA_138_HSN | Southern_NV_Eldorado_Flow_Battery_16 | Reliability_Capacity_In_Model_Year | 1 | Southern_NV_Eldorado_Flow_Battery_16 | VEA 138kV area constraint | CAISO_Flow_Battery_8hr_Dispatch | Solar | VEA_138_HSN | Southern_NV_Eldorado_Flow_Battery_16 | Reliability_Capacity_In_Model_Year | 1 | VEA_138_SSN | Southern_NV_Eldorado_Flow_Battery_16 | Reliability_Capacity_In_Model_Year | 0.5 | VEA_138_offpeak | Southern_NV_Eldorado_Flow_Battery_16 | Operational_New_Capacity_MW | -1
Gates_TB_12_HSN | Southern_PGAE_Flow_Battery_124 | Reliability_Capacity_In_Model_Year | 1 | VEA_138_HSN | Southern_NV_Eldorado_Flow_Battery_42 | Reliability_Capacity_In_Model_Year | 1 | Southern_NV_Eldorado_Flow_Battery_42 | VEA 138kV area constraint | CAISO_Flow_Battery_8hr_Dispatch | Solar | VEA_138_HSN | Southern_NV_Eldorado_Flow_Battery_42 | Reliability_Capacity_In_Model_Year | 1 | VEA_138_SSN | Southern_NV_Eldorado_Flow_Battery_42 | Reliability_Capacity_In_Model_Year | 0.5 | VEA_138_offpeak | Southern_NV_Eldorado_Flow_Battery_42 | Operational_New_Capacity_MW | -1
Gates_TB_12_HSN | Southern_PGAE_Flow_Battery_139 | Reliability_Capacity_In_Model_Year | 1 | VEA_138_HSN | Southern_NV_Eldorado_Li_Battery_4hr_16 | Reliability_Capacity_In_Model_Year | 1 | Southern_NV_Eldorado_Li_Battery_4hr_16 | VEA 138kV area constraint | CAISO_Li_Battery_4hr_Dispatch | Solar | VEA_138_HSN | Southern_NV_Eldorado_Li_Battery_4hr_16 | Reliability_Capacity_In_Model_Year | 1 | VEA_138_SSN | Southern_NV_Eldorado_Li_Battery_4hr_16 | Reliability_Capacity_In_Model_Year | 0.5 | VEA_138_offpeak | Southern_NV_Eldorado_Li_Battery_4hr_16 | Operational_New_Capacity_MW | -1
Gates_TB_12_HSN | Southern_PGAE_Flow_Battery_140 | Reliability_Capacity_In_Model_Year | 1 | VEA_138_HSN | Southern_NV_Eldorado_Li_Battery_4hr_42 | Reliability_Capacity_In_Model_Year | 1 | Southern_NV_Eldorado_Li_Battery_4hr_42 | VEA 138kV area constraint | CAISO_Li_Battery_4hr_Dispatch | Solar | VEA_138_HSN | Southern_NV_Eldorado_Li_Battery_4hr_42 | Reliability_Capacity_In_Model_Year | 1 | VEA_138_SSN | Southern_NV_Eldorado_Li_Battery_4hr_42 | Reliability_Capacity_In_Model_Year | 0.5 | VEA_138_offpeak | Southern_NV_Eldorado_Li_Battery_4hr_42 | Operational_New_Capacity_MW | -1
Gates_TB_12_HSN | Southern_PGAE_Flow_Battery_151 | Reliability_Capacity_In_Model_Year | 1 | VEA_138_HSN | Southern_NV_Eldorado_Li_Battery_8hr_16 | Reliability_Capacity_In_Model_Year | 1 | Southern_NV_Eldorado_Li_Battery_8hr_16 | VEA 138kV area constraint | CAISO_Li_Battery_8hr_Dispatch | Solar | VEA_138_HSN | Southern_NV_Eldorado_Li_Battery_8hr_16 | Reliability_Capacity_In_Model_Year | 1 | VEA_138_SSN | Southern_NV_Eldorado_Li_Battery_8hr_16 | Reliability_Capacity_In_Model_Year | 0.5 | VEA_138_offpeak | Southern_NV_Eldorado_Li_Battery_8hr_16 | Operational_New_Capacity_MW | -1
Gates_TB_12_HSN | Southern_PGAE_Flow_Battery_154 | Reliability_Capacity_In_Model_Year | 1 | VEA_138_HSN | Southern_NV_Eldorado_Li_Battery_8hr_42 | Reliability_Capacity_In_Model_Year | 1 | Southern_NV_Eldorado_Li_Battery_8hr_42 | VEA 138kV area constraint | CAISO_Li_Battery_8hr_Dispatch | Solar | VEA_138_HSN | Southern_NV_Eldorado_Li_Battery_8hr_42 | Reliability_Capacity_In_Model_Year | 1 | VEA_138_SSN | Southern_NV_Eldorado_Li_Battery_8hr_42 | Reliability_Capacity_In_Model_Year | 0.5 | VEA_138_offpeak | Southern_NV_Eldorado_Li_Battery_8hr_42 | Operational_New_Capacity_MW | -1
Gates_TB_12_HSN | Southern_PGAE_Flow_Battery_161 | Reliability_Capacity_In_Model_Year | 1 | VEA_138_HSN | Central_Nevada_Geothermal_42 | Reliability_Capacity_In_Model_Year | 1 | Central_Nevada_Geothermal_42 | VEA 138kV area constraint | Central_Nevada_Geothermal | Solar | VEA_138_HSN | Central_Nevada_Geothermal_42 | Reliability_Capacity_In_Model_Year | 1 | VEA_138_SSN | Central_Nevada_Geothermal_42 | Reliability_Capacity_In_Model_Year | 1 | VEA_138_offpeak | Central_Nevada_Geothermal_42 | Operational_New_Capacity_MW | 1
Gates_TB_12_HSN | Southern_PGAE_Flow_Battery_162 | Reliability_Capacity_In_Model_Year | 1 | VEA_138_HSN | Southern_NV_Eldorado_Solar_16 | Reliability_Capacity_In_Model_Year | 0.106 | Southern_NV_Eldorado_Solar_16 | VEA 138kV area constraint | Southern_NV_Eldorado_Solar | Solar | VEA_138_HSN | Southern_NV_Eldorado_Solar_16 | Reliability_Capacity_In_Model_Year | 0.106 | VEA_138_SSN | Southern_NV_Eldorado_Solar_16 | Reliability_Capacity_In_Model_Year | 0.427 | VEA_138_offpeak | Southern_NV_Eldorado_Solar_16 | Operational_New_Capacity_MW | 0.77
Gates_TB_12_HSN | Southern_PGAE_Flow_Battery_163 | Reliability_Capacity_In_Model_Year | 1 | VEA_138_HSN | Southern_NV_Eldorado_Solar_42 | Reliability_Capacity_In_Model_Year | 0.106 | Southern_NV_Eldorado_Solar_42 | VEA 138kV area constraint | Southern_NV_Eldorado_Solar | Solar | VEA_138_HSN | Southern_NV_Eldorado_Solar_42 | Reliability_Capacity_In_Model_Year | 0.106 | VEA_138_SSN | Southern_NV_Eldorado_Solar_42 | Reliability_Capacity_In_Model_Year | 0.427 | VEA_138_offpeak | Southern_NV_Eldorado_Solar_42 | Operational_New_Capacity_MW | 0.77
Gates_TB_12_HSN | Southern_PGAE_Flow_Battery_164 | Reliability_Capacity_In_Model_Year | 1 | VEA_138_HSN | Southern_NV_Eldorado_Wind_16 | Reliability_Capacity_In_Model_Year | 0.557 | Southern_NV_Eldorado_Wind_16 | VEA 138kV area constraint | Southern_NV_Eldorado_Wind | Solar | VEA_138_HSN | Southern_NV_Eldorado_Wind_16 | Reliability_Capacity_In_Model_Year | 0.557 | VEA_138_SSN | Southern_NV_Eldorado_Wind_16 | Reliability_Capacity_In_Model_Year | 0.208 | VEA_138_offpeak | Southern_NV_Eldorado_Wind_16 | Operational_New_Capacity_MW | 0.44
Gates_TB_12_HSN | Southern_PGAE_Flow_Battery_165 | Reliability_Capacity_In_Model_Year | 1 | Victor_Lugo_HSN | Greater_Kramer_Flow_Battery_86 | Reliability_Capacity_In_Model_Year | 1 | Greater_Kramer_Flow_Battery_86 | Victor to Lugo Area Constraint | CAISO_Flow_Battery_8hr_Dispatch | Solar | Victor_Lugo_HSN | Greater_Kramer_Flow_Battery_86 | Reliability_Capacity_In_Model_Year | 1 | Victor_Lugo_SSN | Greater_Kramer_Flow_Battery_86 | Reliability_Capacity_In_Model_Year | 0.5 | Victor_Lugo_offpeak | Greater_Kramer_Flow_Battery_86 | Operational_New_Capacity_MW | -1
Gates_TB_12_HSN | Northern_California_Flow_Battery_166 | Reliability_Capacity_In_Model_Year | 1 | Victor_Lugo_HSN | Greater_Kramer_Flow_Battery_123 | Reliability_Capacity_In_Model_Year | 1 | Greater_Kramer_Flow_Battery_123 | Victor to Lugo Area Constraint | CAISO_Flow_Battery_8hr_Dispatch | Solar | Victor_Lugo_HSN | Greater_Kramer_Flow_Battery_123 | Reliability_Capacity_In_Model_Year | 1 | Victor_Lugo_SSN | Greater_Kramer_Flow_Battery_123 | Reliability_Capacity_In_Model_Year | 0.5 | Victor_Lugo_offpeak | Greater_Kramer_Flow_Battery_123 | Operational_New_Capacity_MW | -1
Gates_TB_12_HSN | Southern_PGAE_Flow_Battery_168 | Reliability_Capacity_In_Model_Year | 1 | Victor_Lugo_HSN | Greater_Kramer_Flow_Battery_156 | Reliability_Capacity_In_Model_Year | 1 | Greater_Kramer_Flow_Battery_156 | Victor to Lugo Area Constraint | CAISO_Flow_Battery_8hr_Dispatch | Solar | Victor_Lugo_HSN | Greater_Kramer_Flow_Battery_156 | Reliability_Capacity_In_Model_Year | 1 | Victor_Lugo_SSN | Greater_Kramer_Flow_Battery_156 | Reliability_Capacity_In_Model_Year | 0.5 | Victor_Lugo_offpeak | Greater_Kramer_Flow_Battery_156 | Operational_New_Capacity_MW | -1
Gates_TB_12_HSN | Southern_PGAE_Flow_Battery_169 | Reliability_Capacity_In_Model_Year | 1 | Victor_Lugo_HSN | Greater_Kramer_Li_Battery_4hr_86 | Reliability_Capacity_In_Model_Year | 1 | Greater_Kramer_Li_Battery_4hr_86 | Victor to Lugo Area Constraint | CAISO_Li_Battery_4hr_Dispatch | Solar | Victor_Lugo_HSN | Greater_Kramer_Li_Battery_4hr_86 | Reliability_Capacity_In_Model_Year | 1 | Victor_Lugo_SSN | Greater_Kramer_Li_Battery_4hr_86 | Reliability_Capacity_In_Model_Year | 0.5 | Victor_Lugo_offpeak | Greater_Kramer_Li_Battery_4hr_86 | Operational_New_Capacity_MW | -1
Gates_TB_12_HSN | Southern_PGAE_Flow_Battery_170 | Reliability_Capacity_In_Model_Year | 1 | Victor_Lugo_HSN | Greater_Kramer_Li_Battery_4hr_123 | Reliability_Capacity_In_Model_Year | 1 | Greater_Kramer_Li_Battery_4hr_123 | Victor to Lugo Area Constraint | CAISO_Li_Battery_4hr_Dispatch | Solar | Victor_Lugo_HSN | Greater_Kramer_Li_Battery_4hr_123 | Reliability_Capacity_In_Model_Year | 1 | Victor_Lugo_SSN | Greater_Kramer_Li_Battery_4hr_123 | Reliability_Capacity_In_Model_Year | 0.5 | Victor_Lugo_offpeak | Greater_Kramer_Li_Battery_4hr_123 | Operational_New_Capacity_MW | -1
Gates_TB_12_HSN | Southern_PGAE_Flow_Battery_174 | Reliability_Capacity_In_Model_Year | 1 | Victor_Lugo_HSN | Greater_Kramer_Li_Battery_4hr_156 | Reliability_Capacity_In_Model_Year | 1 | Greater_Kramer_Li_Battery_4hr_156 | Victor to Lugo Area Constraint | CAISO_Li_Battery_4hr_Dispatch | Solar | Victor_Lugo_HSN | Greater_Kramer_Li_Battery_4hr_156 | Reliability_Capacity_In_Model_Year | 1 | Victor_Lugo_SSN | Greater_Kramer_Li_Battery_4hr_156 | Reliability_Capacity_In_Model_Year | 0.5 | Victor_Lugo_offpeak | Greater_Kramer_Li_Battery_4hr_156 | Operational_New_Capacity_MW | -1
Gates_TB_12_HSN | Southern_PGAE_Flow_Battery_176 | Reliability_Capacity_In_Model_Year | 1 | Victor_Lugo_HSN | Greater_Kramer_Li_Battery_8hr_86 | Reliability_Capacity_In_Model_Year | 1 | Greater_Kramer_Li_Battery_8hr_86 | Victor to Lugo Area Constraint | CAISO_Li_Battery_8hr_Dispatch | Solar | Victor_Lugo_HSN | Greater_Kramer_Li_Battery_8hr_86 | Reliability_Capacity_In_Model_Year | 1 | Victor_Lugo_SSN | Greater_Kramer_Li_Battery_8hr_86 | Reliability_Capacity_In_Model_Year | 0.5 | Victor_Lugo_offpeak | Greater_Kramer_Li_Battery_8hr_86 | Operational_New_Capacity_MW | -1
Gates_TB_12_HSN | Southern_PGAE_Li_Battery_4hr_23 | Reliability_Capacity_In_Model_Year | 1 | Victor_Lugo_HSN | Greater_Kramer_Li_Battery_8hr_123 | Reliability_Capacity_In_Model_Year | 1 | Greater_Kramer_Li_Battery_8hr_123 | Victor to Lugo Area Constraint | CAISO_Li_Battery_8hr_Dispatch | Solar | Victor_Lugo_HSN | Greater_Kramer_Li_Battery_8hr_123 | Reliability_Capacity_In_Model_Year | 1 | Victor_Lugo_SSN | Greater_Kramer_Li_Battery_8hr_123 | Reliability_Capacity_In_Model_Year | 0.5 | Victor_Lugo_offpeak | Greater_Kramer_Li_Battery_8hr_123 | Operational_New_Capacity_MW | -1
Gates_TB_12_HSN | Southern_PGAE_Li_Battery_4hr_24 | Reliability_Capacity_In_Model_Year | 1 | Victor_Lugo_HSN | Greater_Kramer_Li_Battery_8hr_156 | Reliability_Capacity_In_Model_Year | 1 | Greater_Kramer_Li_Battery_8hr_156 | Victor to Lugo Area Constraint | CAISO_Li_Battery_8hr_Dispatch | Solar | Victor_Lugo_HSN | Greater_Kramer_Li_Battery_8hr_156 | Reliability_Capacity_In_Model_Year | 1 | Victor_Lugo_SSN | Greater_Kramer_Li_Battery_8hr_156 | Reliability_Capacity_In_Model_Year | 0.5 | Victor_Lugo_offpeak | Greater_Kramer_Li_Battery_8hr_156 | Operational_New_Capacity_MW | -1
Gates_TB_12_HSN | Southern_PGAE_Li_Battery_4hr_33 | Reliability_Capacity_In_Model_Year | 1 | Victor_Lugo_HSN | Greater_Kramer_Solar_86 | Reliability_Capacity_In_Model_Year | 0.106 | Greater_Kramer_Solar_86 | Victor to Lugo Area Constraint | Greater_Kramer_Solar | Solar | Victor_Lugo_HSN | Greater_Kramer_Solar_86 | Reliability_Capacity_In_Model_Year | 0.106 | Victor_Lugo_SSN | Greater_Kramer_Solar_86 | Reliability_Capacity_In_Model_Year | 0.427 | Victor_Lugo_offpeak | Greater_Kramer_Solar_86 | Operational_New_Capacity_MW | 0.77
Gates_TB_12_HSN | Southern_PGAE_Li_Battery_4hr_34 | Reliability_Capacity_In_Model_Year | 1 | Victor_Lugo_HSN | Greater_Kramer_Solar_123 | Reliability_Capacity_In_Model_Year | 0.106 | Greater_Kramer_Solar_123 | Victor to Lugo Area Constraint | Greater_Kramer_Solar | Solar | Victor_Lugo_HSN | Greater_Kramer_Solar_123 | Reliability_Capacity_In_Model_Year | 0.106 | Victor_Lugo_SSN | Greater_Kramer_Solar_123 | Reliability_Capacity_In_Model_Year | 0.427 | Victor_Lugo_offpeak | Greater_Kramer_Solar_123 | Operational_New_Capacity_MW | 0.77
Gates_TB_12_HSN | Southern_PGAE_Li_Battery_4hr_45 | Reliability_Capacity_In_Model_Year | 1 | Victor_Lugo_HSN | Greater_Kramer_Solar_156 | Reliability_Capacity_In_Model_Year | 0.106 | Greater_Kramer_Solar_156 | Victor to Lugo Area Constraint | Greater_Kramer_Solar | Solar | Victor_Lugo_HSN | Greater_Kramer_Solar_156 | Reliability_Capacity_In_Model_Year | 0.106 | Victor_Lugo_SSN | Greater_Kramer_Solar_156 | Reliability_Capacity_In_Model_Year | 0.427 | Victor_Lugo_offpeak | Greater_Kramer_Solar_156 | Operational_New_Capacity_MW | 0.77
Gates_TB_12_HSN | Southern_PGAE_Li_Battery_4hr_46 | Reliability_Capacity_In_Model_Year | 1 | Victor_Lugo_HSN | Inyokern_North_Kramer_Geothermal_156 | Reliability_Capacity_In_Model_Year | 1 | Inyokern_North_Kramer_Geothermal_156 | Victor to Lugo Area Constraint | Inyokern_North_Kramer_Geothermal | Solar | Victor_Lugo_HSN | Inyokern_North_Kramer_Geothermal_156 | Reliability_Capacity_In_Model_Year | 1 | Victor_Lugo_SSN | Inyokern_North_Kramer_Geothermal_156 | Reliability_Capacity_In_Model_Year | 1 | Victor_Lugo_offpeak | Inyokern_North_Kramer_Geothermal_156 | Operational_New_Capacity_MW | 1
Gates_TB_12_HSN | Southern_PGAE_Li_Battery_4hr_49 | Reliability_Capacity_In_Model_Year | 1 | Vincent_Lugo_HSN | Tehachapi_Adiabatic_CAES_13 | Reliability_Capacity_In_Model_Year | 1 | Tehachapi_Adiabatic_CAES_13 | Vincent-Lugo Constraint | CAISO_Adiabatic_CAES_24hr | Solar | Vincent_Lugo_HSN | Tehachapi_Adiabatic_CAES_13 | Reliability_Capacity_In_Model_Year | 1 | Vincent_Lugo_SSN | Tehachapi_Adiabatic_CAES_13 | Reliability_Capacity_In_Model_Year | 0.5 | Vincent_Lugo_offpeak | Tehachapi_Adiabatic_CAES_13 | Operational_New_Capacity_MW | -1
Gates_TB_12_HSN | Southern_PGAE_Li_Battery_4hr_52 | Reliability_Capacity_In_Model_Year | 1 | Vincent_Lugo_HSN | Tehachapi_Flow_Battery_13 | Reliability_Capacity_In_Model_Year | 1 | Tehachapi_Flow_Battery_13 | Vincent-Lugo Constraint | CAISO_Flow_Battery_8hr_Dispatch | Solar | Vincent_Lugo_HSN | Tehachapi_Flow_Battery_13 | Reliability_Capacity_In_Model_Year | 1 | Vincent_Lugo_SSN | Tehachapi_Flow_Battery_13 | Reliability_Capacity_In_Model_Year | 0.5 | Vincent_Lugo_offpeak | Tehachapi_Flow_Battery_13 | Operational_New_Capacity_MW | -1
Gates_TB_12_HSN | Southern_PGAE_Li_Battery_4hr_61 | Reliability_Capacity_In_Model_Year | 1 | Vincent_Lugo_HSN | Greater_LA_Flow_Battery_18 | Reliability_Capacity_In_Model_Year | 1 | Greater_LA_Flow_Battery_18 | Vincent-Lugo Constraint | CAISO_Flow_Battery_8hr_Dispatch | Solar | Vincent_Lugo_HSN | Greater_LA_Flow_Battery_18 | Reliability_Capacity_In_Model_Year | 1 | Vincent_Lugo_SSN | Greater_LA_Flow_Battery_18 | Reliability_Capacity_In_Model_Year | 0.5 | Vincent_Lugo_offpeak | Greater_LA_Flow_Battery_18 | Operational_New_Capacity_MW | -1
Gates_TB_12_HSN | Southern_PGAE_Li_Battery_4hr_69 | Reliability_Capacity_In_Model_Year | 1 | Vincent_Lugo_HSN | Tehachapi_Flow_Battery_32 | Reliability_Capacity_In_Model_Year | 1 | Tehachapi_Flow_Battery_32 | Vincent-Lugo Constraint | CAISO_Flow_Battery_8hr_Dispatch | Solar | Vincent_Lugo_HSN | Tehachapi_Flow_Battery_32 | Reliability_Capacity_In_Model_Year | 1 | Vincent_Lugo_SSN | Tehachapi_Flow_Battery_32 | Reliability_Capacity_In_Model_Year | 0.5 | Vincent_Lugo_offpeak | Tehachapi_Flow_Battery_32 | Operational_New_Capacity_MW | -1
Gates_TB_12_HSN | Southern_PGAE_Li_Battery_4hr_72 | Reliability_Capacity_In_Model_Year | 1 | Vincent_Lugo_HSN | Tehachapi_Flow_Battery_66 | Reliability_Capacity_In_Model_Year | 1 | Tehachapi_Flow_Battery_66 | Vincent-Lugo Constraint | CAISO_Flow_Battery_8hr_Dispatch | Solar | Vincent_Lugo_HSN | Tehachapi_Flow_Battery_66 | Reliability_Capacity_In_Model_Year | 1 | Vincent_Lugo_SSN | Tehachapi_Flow_Battery_66 | Reliability_Capacity_In_Model_Year | 0.5 | Vincent_Lugo_offpeak | Tehachapi_Flow_Battery_66 | Operational_New_Capacity_MW | -1
Gates_TB_12_HSN | Southern_PGAE_Li_Battery_4hr_74 | Reliability_Capacity_In_Model_Year | 1 | Vincent_Lugo_HSN | Tehachapi_Li_Battery_4hr_13 | Reliability_Capacity_In_Model_Year | 1 | Tehachapi_Li_Battery_4hr_13 | Vincent-Lugo Constraint | CAISO_Li_Battery_4hr_Dispatch | Solar | Vincent_Lugo_HSN | Tehachapi_Li_Battery_4hr_13 | Reliability_Capacity_In_Model_Year | 1 | Vincent_Lugo_SSN | Tehachapi_Li_Battery_4hr_13 | Reliability_Capacity_In_Model_Year | 0.5 | Vincent_Lugo_offpeak | Tehachapi_Li_Battery_4hr_13 | Operational_New_Capacity_MW | -1
Gates_TB_12_HSN | Southern_PGAE_Li_Battery_4hr_75 | Reliability_Capacity_In_Model_Year | 1 | Vincent_Lugo_HSN | Greater_LA_Li_Battery_4hr_18 | Reliability_Capacity_In_Model_Year | 1 | Greater_LA_Li_Battery_4hr_18 | Vincent-Lugo Constraint | CAISO_Li_Battery_4hr_Dispatch | Solar | Vincent_Lugo_HSN | Greater_LA_Li_Battery_4hr_18 | Reliability_Capacity_In_Model_Year | 1 | Vincent_Lugo_SSN | Greater_LA_Li_Battery_4hr_18 | Reliability_Capacity_In_Model_Year | 0.5 | Vincent_Lugo_offpeak | Greater_LA_Li_Battery_4hr_18 | Operational_New_Capacity_MW | -1
Gates_TB_12_HSN | Southern_PGAE_Li_Battery_4hr_79 | Reliability_Capacity_In_Model_Year | 1 | Vincent_Lugo_HSN | Tehachapi_Li_Battery_4hr_32 | Reliability_Capacity_In_Model_Year | 1 | Tehachapi_Li_Battery_4hr_32 | Vincent-Lugo Constraint | CAISO_Li_Battery_4hr_Dispatch | Solar | Vincent_Lugo_HSN | Tehachapi_Li_Battery_4hr_32 | Reliability_Capacity_In_Model_Year | 1 | Vincent_Lugo_SSN | Tehachapi_Li_Battery_4hr_32 | Reliability_Capacity_In_Model_Year | 0.5 | Vincent_Lugo_offpeak | Tehachapi_Li_Battery_4hr_32 | Operational_New_Capacity_MW | -1
Gates_TB_12_HSN | Southern_PGAE_Li_Battery_4hr_93 | Reliability_Capacity_In_Model_Year | 1 | Vincent_Lugo_HSN | Tehachapi_Li_Battery_4hr_66 | Reliability_Capacity_In_Model_Year | 1 | Tehachapi_Li_Battery_4hr_66 | Vincent-Lugo Constraint | CAISO_Li_Battery_4hr_Dispatch | Solar | Vincent_Lugo_HSN | Tehachapi_Li_Battery_4hr_66 | Reliability_Capacity_In_Model_Year | 1 | Vincent_Lugo_SSN | Tehachapi_Li_Battery_4hr_66 | Reliability_Capacity_In_Model_Year | 0.5 | Vincent_Lugo_offpeak | Tehachapi_Li_Battery_4hr_66 | Operational_New_Capacity_MW | -1
Gates_TB_12_HSN | Southern_PGAE_Li_Battery_4hr_98 | Reliability_Capacity_In_Model_Year | 1 | Vincent_Lugo_HSN | Tehachapi_Li_Battery_8hr_13 | Reliability_Capacity_In_Model_Year | 1 | Tehachapi_Li_Battery_8hr_13 | Vincent-Lugo Constraint | CAISO_Li_Battery_8hr_Dispatch | Solar | Vincent_Lugo_HSN | Tehachapi_Li_Battery_8hr_13 | Reliability_Capacity_In_Model_Year | 1 | Vincent_Lugo_SSN | Tehachapi_Li_Battery_8hr_13 | Reliability_Capacity_In_Model_Year | 0.5 | Vincent_Lugo_offpeak | Tehachapi_Li_Battery_8hr_13 | Operational_New_Capacity_MW | -1
Gates_TB_12_HSN | Southern_PGAE_Li_Battery_4hr_102 | Reliability_Capacity_In_Model_Year | 1 | Vincent_Lugo_HSN | Greater_LA_Li_Battery_8hr_18 | Reliability_Capacity_In_Model_Year | 1 | Greater_LA_Li_Battery_8hr_18 | Vincent-Lugo Constraint | CAISO_Li_Battery_8hr_Dispatch | Solar | Vincent_Lugo_HSN | Greater_LA_Li_Battery_8hr_18 | Reliability_Capacity_In_Model_Year | 1 | Vincent_Lugo_SSN | Greater_LA_Li_Battery_8hr_18 | Reliability_Capacity_In_Model_Year | 0.5 | Vincent_Lugo_offpeak | Greater_LA_Li_Battery_8hr_18 | Operational_New_Capacity_MW | -1
Gates_TB_12_HSN | Southern_PGAE_Li_Battery_4hr_109 | Reliability_Capacity_In_Model_Year | 1 | Vincent_Lugo_HSN | Tehachapi_Li_Battery_8hr_32 | Reliability_Capacity_In_Model_Year | 1 | Tehachapi_Li_Battery_8hr_32 | Vincent-Lugo Constraint | CAISO_Li_Battery_8hr_Dispatch | Solar | Vincent_Lugo_HSN | Tehachapi_Li_Battery_8hr_32 | Reliability_Capacity_In_Model_Year | 1 | Vincent_Lugo_SSN | Tehachapi_Li_Battery_8hr_32 | Reliability_Capacity_In_Model_Year | 0.5 | Vincent_Lugo_offpeak | Tehachapi_Li_Battery_8hr_32 | Operational_New_Capacity_MW | -1
Gates_TB_12_HSN | Southern_PGAE_Li_Battery_4hr_117 | Reliability_Capacity_In_Model_Year | 1 | Vincent_Lugo_HSN | Tehachapi_Li_Battery_8hr_66 | Reliability_Capacity_In_Model_Year | 1 | Tehachapi_Li_Battery_8hr_66 | Vincent-Lugo Constraint | CAISO_Li_Battery_8hr_Dispatch | Solar | Vincent_Lugo_HSN | Tehachapi_Li_Battery_8hr_66 | Reliability_Capacity_In_Model_Year | 1 | Vincent_Lugo_SSN | Tehachapi_Li_Battery_8hr_66 | Reliability_Capacity_In_Model_Year | 0.5 | Vincent_Lugo_offpeak | Tehachapi_Li_Battery_8hr_66 | Operational_New_Capacity_MW | -1
Gates_TB_12_HSN | Southern_PGAE_Li_Battery_4hr_118 | Reliability_Capacity_In_Model_Year | 1 | Vincent_Lugo_HSN | Tehachapi_Pumped_Storage_32 | Reliability_Capacity_In_Model_Year | 1 | Tehachapi_Pumped_Storage_32 | Vincent-Lugo Constraint | CAISO_New_Pumped_Storage_12hr | Solar | Vincent_Lugo_HSN | Tehachapi_Pumped_Storage_32 | Reliability_Capacity_In_Model_Year | 1 | Vincent_Lugo_SSN | Tehachapi_Pumped_Storage_32 | Reliability_Capacity_In_Model_Year | 0.5 | Vincent_Lugo_offpeak | Tehachapi_Pumped_Storage_32 | Operational_New_Capacity_MW | -1
Gates_TB_12_HSN | Southern_PGAE_Li_Battery_4hr_124 | Reliability_Capacity_In_Model_Year | 1 | Vincent_Lugo_HSN | Greater_LA_Solar_18 | Reliability_Capacity_In_Model_Year | 0.106 | Greater_LA_Solar_18 | Vincent-Lugo Constraint | Greater_LA_Solar | Solar | Vincent_Lugo_HSN | Greater_LA_Solar_18 | Reliability_Capacity_In_Model_Year | 0.106 | Vincent_Lugo_SSN | Greater_LA_Solar_18 | Reliability_Capacity_In_Model_Year | 0.427 | Vincent_Lugo_offpeak | Greater_LA_Solar_18 | Operational_New_Capacity_MW | 0.77
Gates_TB_12_HSN | Southern_PGAE_Li_Battery_4hr_139 | Reliability_Capacity_In_Model_Year | 1 | Vincent_Lugo_HSN | Tehachapi_Solar_13 | Reliability_Capacity_In_Model_Year | 0.106 | Tehachapi_Solar_13 | Vincent-Lugo Constraint | Tehachapi_Solar | Solar | Vincent_Lugo_HSN | Tehachapi_Solar_13 | Reliability_Capacity_In_Model_Year | 0.106 | Vincent_Lugo_SSN | Tehachapi_Solar_13 | Reliability_Capacity_In_Model_Year | 0.427 | Vincent_Lugo_offpeak | Tehachapi_Solar_13 | Operational_New_Capacity_MW | 0.77
Gates_TB_12_HSN | Southern_PGAE_Li_Battery_4hr_140 | Reliability_Capacity_In_Model_Year | 1 | Vincent_Lugo_HSN | Tehachapi_Solar_32 | Reliability_Capacity_In_Model_Year | 0.106 | Tehachapi_Solar_32 | Vincent-Lugo Constraint | Tehachapi_Solar | Solar | Vincent_Lugo_HSN | Tehachapi_Solar_32 | Reliability_Capacity_In_Model_Year | 0.106 | Vincent_Lugo_SSN | Tehachapi_Solar_32 | Reliability_Capacity_In_Model_Year | 0.427 | Vincent_Lugo_offpeak | Tehachapi_Solar_32 | Operational_New_Capacity_MW | 0.77
Gates_TB_12_HSN | Southern_PGAE_Li_Battery_4hr_151 | Reliability_Capacity_In_Model_Year | 1 | Vincent_Lugo_HSN | Tehachapi_Solar_66 | Reliability_Capacity_In_Model_Year | 0.106 | Tehachapi_Solar_66 | Vincent-Lugo Constraint | Tehachapi_Solar | Solar | Vincent_Lugo_HSN | Tehachapi_Solar_66 | Reliability_Capacity_In_Model_Year | 0.106 | Vincent_Lugo_SSN | Tehachapi_Solar_66 | Reliability_Capacity_In_Model_Year | 0.427 | Vincent_Lugo_offpeak | Tehachapi_Solar_66 | Operational_New_Capacity_MW | 0.77
Gates_TB_12_HSN | Southern_PGAE_Li_Battery_4hr_154 | Reliability_Capacity_In_Model_Year | 1 | Vincent_Lugo_HSN | Tehachapi_Wind_13 | Reliability_Capacity_In_Model_Year | 0.665 | Tehachapi_Wind_13 | Vincent-Lugo Constraint | Tehachapi_Wind | Solar | Vincent_Lugo_HSN | Tehachapi_Wind_13 | Reliability_Capacity_In_Model_Year | 0.665 | Vincent_Lugo_SSN | Tehachapi_Wind_13 | Reliability_Capacity_In_Model_Year | 0.163 | Vincent_Lugo_offpeak | Tehachapi_Wind_13 | Operational_New_Capacity_MW | 0.44
Gates_TB_12_HSN | Southern_PGAE_Li_Battery_4hr_161 | Reliability_Capacity_In_Model_Year | 1 | Vincent_Lugo_HSN | Tehachapi_Wind_18 | Reliability_Capacity_In_Model_Year | 0.665 | Tehachapi_Wind_18 | Vincent-Lugo Constraint | Tehachapi_Wind | Solar | Vincent_Lugo_HSN | Tehachapi_Wind_18 | Reliability_Capacity_In_Model_Year | 0.665 | Vincent_Lugo_SSN | Tehachapi_Wind_18 | Reliability_Capacity_In_Model_Year | 0.163 | Vincent_Lugo_offpeak | Tehachapi_Wind_18 | Operational_New_Capacity_MW | 0.44
Gates_TB_12_HSN | Southern_PGAE_Li_Battery_4hr_162 | Reliability_Capacity_In_Model_Year | 1 | Vincent_Lugo_HSN | Tehachapi_Wind_32 | Reliability_Capacity_In_Model_Year | 0.665 | Tehachapi_Wind_32 | Vincent-Lugo Constraint | Tehachapi_Wind | Solar | Vincent_Lugo_HSN | Tehachapi_Wind_32 | Reliability_Capacity_In_Model_Year | 0.665 | Vincent_Lugo_SSN | Tehachapi_Wind_32 | Reliability_Capacity_In_Model_Year | 0.163 | Vincent_Lugo_offpeak | Tehachapi_Wind_32 | Operational_New_Capacity_MW | 0.44
Gates_TB_12_HSN | Southern_PGAE_Li_Battery_4hr_163 | Reliability_Capacity_In_Model_Year | 1 | Windhub_HSN | Tehachapi_Flow_Battery_32 | Reliability_Capacity_In_Model_Year | 1 | Tehachapi_Flow_Battery_32 | Windhub Constraint | CAISO_Flow_Battery_8hr_Dispatch | Solar | Windhub_HSN | Tehachapi_Flow_Battery_32 | Reliability_Capacity_In_Model_Year | 1 | Windhub_SSN | Tehachapi_Flow_Battery_32 | Reliability_Capacity_In_Model_Year | 0.5 | Windhub_offpeak | Tehachapi_Flow_Battery_32 | Operational_New_Capacity_MW | -1
Gates_TB_12_HSN | Southern_PGAE_Li_Battery_4hr_164 | Reliability_Capacity_In_Model_Year | 1 | Windhub_HSN | Tehachapi_Li_Battery_4hr_32 | Reliability_Capacity_In_Model_Year | 1 | Tehachapi_Li_Battery_4hr_32 | Windhub Constraint | CAISO_Li_Battery_4hr_Dispatch | Solar | Windhub_HSN | Tehachapi_Li_Battery_4hr_32 | Reliability_Capacity_In_Model_Year | 1 | Windhub_SSN | Tehachapi_Li_Battery_4hr_32 | Reliability_Capacity_In_Model_Year | 0.5 | Windhub_offpeak | Tehachapi_Li_Battery_4hr_32 | Operational_New_Capacity_MW | -1
Gates_TB_12_HSN | Southern_PGAE_Li_Battery_4hr_165 | Reliability_Capacity_In_Model_Year | 1 | Windhub_HSN | Tehachapi_Li_Battery_8hr_32 | Reliability_Capacity_In_Model_Year | 1 | Tehachapi_Li_Battery_8hr_32 | Windhub Constraint | CAISO_Li_Battery_8hr_Dispatch | Solar | Windhub_HSN | Tehachapi_Li_Battery_8hr_32 | Reliability_Capacity_In_Model_Year | 1 | Windhub_SSN | Tehachapi_Li_Battery_8hr_32 | Reliability_Capacity_In_Model_Year | 0.5 | Windhub_offpeak | Tehachapi_Li_Battery_8hr_32 | Operational_New_Capacity_MW | -1
Gates_TB_12_HSN | Northern_California_Li_Battery_4hr_166 | Reliability_Capacity_In_Model_Year | 1 | Windhub_HSN | Tehachapi_Pumped_Storage_32 | Reliability_Capacity_In_Model_Year | 1 | Tehachapi_Pumped_Storage_32 | Windhub Constraint | CAISO_New_Pumped_Storage_12hr | Solar | Windhub_HSN | Tehachapi_Pumped_Storage_32 | Reliability_Capacity_In_Model_Year | 1 | Windhub_SSN | Tehachapi_Pumped_Storage_32 | Reliability_Capacity_In_Model_Year | 0.5 | Windhub_offpeak | Tehachapi_Pumped_Storage_32 | Operational_New_Capacity_MW | -1
Gates_TB_12_HSN | Southern_PGAE_Li_Battery_4hr_168 | Reliability_Capacity_In_Model_Year | 1 | Windhub_HSN | Tehachapi_Solar_32 | Reliability_Capacity_In_Model_Year | 0.106 | Tehachapi_Solar_32 | Windhub Constraint | Tehachapi_Solar | Solar | Windhub_HSN | Tehachapi_Solar_32 | Reliability_Capacity_In_Model_Year | 0.106 | Windhub_SSN | Tehachapi_Solar_32 | Reliability_Capacity_In_Model_Year | 0.427 | Windhub_offpeak | Tehachapi_Solar_32 | Operational_New_Capacity_MW | 0.77
Gates_TB_12_HSN | Southern_PGAE_Li_Battery_4hr_169 | Reliability_Capacity_In_Model_Year | 1 | Windhub_HSN | Tehachapi_Wind_32 | Reliability_Capacity_In_Model_Year | 0.665 | Tehachapi_Wind_32 | Windhub Constraint | Tehachapi_Wind | Solar | Windhub_HSN | Tehachapi_Wind_32 | Reliability_Capacity_In_Model_Year | 0.665 | Windhub_SSN | Tehachapi_Wind_32 | Reliability_Capacity_In_Model_Year | 0.163 | Windhub_offpeak | Tehachapi_Wind_32 | Operational_New_Capacity_MW | 0.44
Gates_TB_12_HSN | Southern_PGAE_Li_Battery_4hr_170 | Reliability_Capacity_In_Model_Year | 1 | Windmaster_Delta_Pumps_HSN | Northern_California_Flow_Battery_51 | Reliability_Capacity_In_Model_Year | 1 | Northern_California_Flow_Battery_51 | Windmaster-Delta pumps 230 kV line | CAISO_Flow_Battery_8hr_Dispatch | Wind | Windmaster_Delta_Pumps_HSN | Northern_California_Flow_Battery_51 | Reliability_Capacity_In_Model_Year | 1 | Windmaster_Delta_Pumps_SSN | Northern_California_Flow_Battery_51 | Reliability_Capacity_In_Model_Year | 0.5 | Windmaster_Delta_Pumps_offpeak | Northern_California_Flow_Battery_51 | Operational_New_Capacity_MW | -1
Gates_TB_12_HSN | Southern_PGAE_Li_Battery_4hr_174 | Reliability_Capacity_In_Model_Year | 1 | Windmaster_Delta_Pumps_HSN | Northern_California_Flow_Battery_68 | Reliability_Capacity_In_Model_Year | 1 | Northern_California_Flow_Battery_68 | Windmaster-Delta pumps 230 kV line | CAISO_Flow_Battery_8hr_Dispatch | Wind | Windmaster_Delta_Pumps_HSN | Northern_California_Flow_Battery_68 | Reliability_Capacity_In_Model_Year | 1 | Windmaster_Delta_Pumps_SSN | Northern_California_Flow_Battery_68 | Reliability_Capacity_In_Model_Year | 0.5 | Windmaster_Delta_Pumps_offpeak | Northern_California_Flow_Battery_68 | Operational_New_Capacity_MW | -1
Gates_TB_12_HSN | Southern_PGAE_Li_Battery_4hr_176 | Reliability_Capacity_In_Model_Year | 1 | Windmaster_Delta_Pumps_HSN | Northern_California_Flow_Battery_76 | Reliability_Capacity_In_Model_Year | 1 | Northern_California_Flow_Battery_76 | Windmaster-Delta pumps 230 kV line | CAISO_Flow_Battery_8hr_Dispatch | Wind | Windmaster_Delta_Pumps_HSN | Northern_California_Flow_Battery_76 | Reliability_Capacity_In_Model_Year | 1 | Windmaster_Delta_Pumps_SSN | Northern_California_Flow_Battery_76 | Reliability_Capacity_In_Model_Year | 0.5 | Windmaster_Delta_Pumps_offpeak | Northern_California_Flow_Battery_76 | Operational_New_Capacity_MW | -1
Gates_TB_12_HSN | Southern_PGAE_Li_Battery_8hr_23 | Reliability_Capacity_In_Model_Year | 1 | Windmaster_Delta_Pumps_HSN | Northern_California_Flow_Battery_83 | Reliability_Capacity_In_Model_Year | 1 | Northern_California_Flow_Battery_83 | Windmaster-Delta pumps 230 kV line | CAISO_Flow_Battery_8hr_Dispatch | Wind | Windmaster_Delta_Pumps_HSN | Northern_California_Flow_Battery_83 | Reliability_Capacity_In_Model_Year | 1 | Windmaster_Delta_Pumps_SSN | Northern_California_Flow_Battery_83 | Reliability_Capacity_In_Model_Year | 0.5 | Windmaster_Delta_Pumps_offpeak | Northern_California_Flow_Battery_83 | Operational_New_Capacity_MW | -1
Gates_TB_12_HSN | Southern_PGAE_Li_Battery_8hr_24 | Reliability_Capacity_In_Model_Year | 1 | Windmaster_Delta_Pumps_HSN | Northern_California_Flow_Battery_94 | Reliability_Capacity_In_Model_Year | 1 | Northern_California_Flow_Battery_94 | Windmaster-Delta pumps 230 kV line | CAISO_Flow_Battery_8hr_Dispatch | Wind | Windmaster_Delta_Pumps_HSN | Northern_California_Flow_Battery_94 | Reliability_Capacity_In_Model_Year | 1 | Windmaster_Delta_Pumps_SSN | Northern_California_Flow_Battery_94 | Reliability_Capacity_In_Model_Year | 0.5 | Windmaster_Delta_Pumps_offpeak | Northern_California_Flow_Battery_94 | Operational_New_Capacity_MW | -1
Gates_TB_12_HSN | Southern_PGAE_Li_Battery_8hr_33 | Reliability_Capacity_In_Model_Year | 1 | Windmaster_Delta_Pumps_HSN | Southern_PGAE_Flow_Battery_95 | Reliability_Capacity_In_Model_Year | 1 | Southern_PGAE_Flow_Battery_95 | Windmaster-Delta pumps 230 kV line | CAISO_Flow_Battery_8hr_Dispatch | Wind | Windmaster_Delta_Pumps_HSN | Southern_PGAE_Flow_Battery_95 | Reliability_Capacity_In_Model_Year | 1 | Windmaster_Delta_Pumps_SSN | Southern_PGAE_Flow_Battery_95 | Reliability_Capacity_In_Model_Year | 0.5 | Windmaster_Delta_Pumps_offpeak | Southern_PGAE_Flow_Battery_95 | Operational_New_Capacity_MW | -1
Gates_TB_12_HSN | Southern_PGAE_Li_Battery_8hr_34 | Reliability_Capacity_In_Model_Year | 1 | Windmaster_Delta_Pumps_HSN | Northern_California_Flow_Battery_112 | Reliability_Capacity_In_Model_Year | 1 | Northern_California_Flow_Battery_112 | Windmaster-Delta pumps 230 kV line | CAISO_Flow_Battery_8hr_Dispatch | Wind | Windmaster_Delta_Pumps_HSN | Northern_California_Flow_Battery_112 | Reliability_Capacity_In_Model_Year | 1 | Windmaster_Delta_Pumps_SSN | Northern_California_Flow_Battery_112 | Reliability_Capacity_In_Model_Year | 0.5 | Windmaster_Delta_Pumps_offpeak | Northern_California_Flow_Battery_112 | Operational_New_Capacity_MW | -1
Gates_TB_12_HSN | Southern_PGAE_Li_Battery_8hr_45 | Reliability_Capacity_In_Model_Year | 1 | Windmaster_Delta_Pumps_HSN | Northern_California_Flow_Battery_126 | Reliability_Capacity_In_Model_Year | 1 | Northern_California_Flow_Battery_126 | Windmaster-Delta pumps 230 kV line | CAISO_Flow_Battery_8hr_Dispatch | Wind | Windmaster_Delta_Pumps_HSN | Northern_California_Flow_Battery_126 | Reliability_Capacity_In_Model_Year | 1 | Windmaster_Delta_Pumps_SSN | Northern_California_Flow_Battery_126 | Reliability_Capacity_In_Model_Year | 0.5 | Windmaster_Delta_Pumps_offpeak | Northern_California_Flow_Battery_126 | Operational_New_Capacity_MW | -1
Gates_TB_12_HSN | Southern_PGAE_Li_Battery_8hr_46 | Reliability_Capacity_In_Model_Year | 1 | Windmaster_Delta_Pumps_HSN | Northern_California_Flow_Battery_150 | Reliability_Capacity_In_Model_Year | 1 | Northern_California_Flow_Battery_150 | Windmaster-Delta pumps 230 kV line | CAISO_Flow_Battery_8hr_Dispatch | Wind | Windmaster_Delta_Pumps_HSN | Northern_California_Flow_Battery_150 | Reliability_Capacity_In_Model_Year | 1 | Windmaster_Delta_Pumps_SSN | Northern_California_Flow_Battery_150 | Reliability_Capacity_In_Model_Year | 0.5 | Windmaster_Delta_Pumps_offpeak | Northern_California_Flow_Battery_150 | Operational_New_Capacity_MW | -1
Gates_TB_12_HSN | Southern_PGAE_Li_Battery_8hr_49 | Reliability_Capacity_In_Model_Year | 1 | Windmaster_Delta_Pumps_HSN | Northern_California_Flow_Battery_155 | Reliability_Capacity_In_Model_Year | 1 | Northern_California_Flow_Battery_155 | Windmaster-Delta pumps 230 kV line | CAISO_Flow_Battery_8hr_Dispatch | Wind | Windmaster_Delta_Pumps_HSN | Northern_California_Flow_Battery_155 | Reliability_Capacity_In_Model_Year | 1 | Windmaster_Delta_Pumps_SSN | Northern_California_Flow_Battery_155 | Reliability_Capacity_In_Model_Year | 0.5 | Windmaster_Delta_Pumps_offpeak | Northern_California_Flow_Battery_155 | Operational_New_Capacity_MW | -1
Gates_TB_12_HSN | Southern_PGAE_Li_Battery_8hr_52 | Reliability_Capacity_In_Model_Year | 1 | Windmaster_Delta_Pumps_HSN | Northern_California_Flow_Battery_158 | Reliability_Capacity_In_Model_Year | 1 | Northern_California_Flow_Battery_158 | Windmaster-Delta pumps 230 kV line | CAISO_Flow_Battery_8hr_Dispatch | Wind | Windmaster_Delta_Pumps_HSN | Northern_California_Flow_Battery_158 | Reliability_Capacity_In_Model_Year | 1 | Windmaster_Delta_Pumps_SSN | Northern_California_Flow_Battery_158 | Reliability_Capacity_In_Model_Year | 0.5 | Windmaster_Delta_Pumps_offpeak | Northern_California_Flow_Battery_158 | Operational_New_Capacity_MW | -1
Gates_TB_12_HSN | Southern_PGAE_Li_Battery_8hr_61 | Reliability_Capacity_In_Model_Year | 1 | Windmaster_Delta_Pumps_HSN | Northern_California_Li_Battery_4hr_51 | Reliability_Capacity_In_Model_Year | 1 | Northern_California_Li_Battery_4hr_51 | Windmaster-Delta pumps 230 kV line | CAISO_Li_Battery_4hr_Dispatch | Wind | Windmaster_Delta_Pumps_HSN | Northern_California_Li_Battery_4hr_51 | Reliability_Capacity_In_Model_Year | 1 | Windmaster_Delta_Pumps_SSN | Northern_California_Li_Battery_4hr_51 | Reliability_Capacity_In_Model_Year | 0.5 | Windmaster_Delta_Pumps_offpeak | Northern_California_Li_Battery_4hr_51 | Operational_New_Capacity_MW | -1
Gates_TB_12_HSN | Southern_PGAE_Li_Battery_8hr_69 | Reliability_Capacity_In_Model_Year | 1 | Windmaster_Delta_Pumps_HSN | Northern_California_Li_Battery_4hr_68 | Reliability_Capacity_In_Model_Year | 1 | Northern_California_Li_Battery_4hr_68 | Windmaster-Delta pumps 230 kV line | CAISO_Li_Battery_4hr_Dispatch | Wind | Windmaster_Delta_Pumps_HSN | Northern_California_Li_Battery_4hr_68 | Reliability_Capacity_In_Model_Year | 1 | Windmaster_Delta_Pumps_SSN | Northern_California_Li_Battery_4hr_68 | Reliability_Capacity_In_Model_Year | 0.5 | Windmaster_Delta_Pumps_offpeak | Northern_California_Li_Battery_4hr_68 | Operational_New_Capacity_MW | -1
Gates_TB_12_HSN | Southern_PGAE_Li_Battery_8hr_72 | Reliability_Capacity_In_Model_Year | 1 | Windmaster_Delta_Pumps_HSN | Northern_California_Li_Battery_4hr_76 | Reliability_Capacity_In_Model_Year | 1 | Northern_California_Li_Battery_4hr_76 | Windmaster-Delta pumps 230 kV line | CAISO_Li_Battery_4hr_Dispatch | Wind | Windmaster_Delta_Pumps_HSN | Northern_California_Li_Battery_4hr_76 | Reliability_Capacity_In_Model_Year | 1 | Windmaster_Delta_Pumps_SSN | Northern_California_Li_Battery_4hr_76 | Reliability_Capacity_In_Model_Year | 0.5 | Windmaster_Delta_Pumps_offpeak | Northern_California_Li_Battery_4hr_76 | Operational_New_Capacity_MW | -1
Gates_TB_12_HSN | Southern_PGAE_Li_Battery_8hr_74 | Reliability_Capacity_In_Model_Year | 1 | Windmaster_Delta_Pumps_HSN | Northern_California_Li_Battery_4hr_83 | Reliability_Capacity_In_Model_Year | 1 | Northern_California_Li_Battery_4hr_83 | Windmaster-Delta pumps 230 kV line | CAISO_Li_Battery_4hr_Dispatch | Wind | Windmaster_Delta_Pumps_HSN | Northern_California_Li_Battery_4hr_83 | Reliability_Capacity_In_Model_Year | 1 | Windmaster_Delta_Pumps_SSN | Northern_California_Li_Battery_4hr_83 | Reliability_Capacity_In_Model_Year | 0.5 | Windmaster_Delta_Pumps_offpeak | Northern_California_Li_Battery_4hr_83 | Operational_New_Capacity_MW | -1
Gates_TB_12_HSN | Southern_PGAE_Li_Battery_8hr_75 | Reliability_Capacity_In_Model_Year | 1 | Windmaster_Delta_Pumps_HSN | Northern_California_Li_Battery_4hr_94 | Reliability_Capacity_In_Model_Year | 1 | Northern_California_Li_Battery_4hr_94 | Windmaster-Delta pumps 230 kV line | CAISO_Li_Battery_4hr_Dispatch | Wind | Windmaster_Delta_Pumps_HSN | Northern_California_Li_Battery_4hr_94 | Reliability_Capacity_In_Model_Year | 1 | Windmaster_Delta_Pumps_SSN | Northern_California_Li_Battery_4hr_94 | Reliability_Capacity_In_Model_Year | 0.5 | Windmaster_Delta_Pumps_offpeak | Northern_California_Li_Battery_4hr_94 | Operational_New_Capacity_MW | -1
Gates_TB_12_HSN | Southern_PGAE_Li_Battery_8hr_79 | Reliability_Capacity_In_Model_Year | 1 | Windmaster_Delta_Pumps_HSN | Southern_PGAE_Li_Battery_4hr_95 | Reliability_Capacity_In_Model_Year | 1 | Southern_PGAE_Li_Battery_4hr_95 | Windmaster-Delta pumps 230 kV line | CAISO_Li_Battery_4hr_Dispatch | Wind | Windmaster_Delta_Pumps_HSN | Southern_PGAE_Li_Battery_4hr_95 | Reliability_Capacity_In_Model_Year | 1 | Windmaster_Delta_Pumps_SSN | Southern_PGAE_Li_Battery_4hr_95 | Reliability_Capacity_In_Model_Year | 0.5 | Windmaster_Delta_Pumps_offpeak | Southern_PGAE_Li_Battery_4hr_95 | Operational_New_Capacity_MW | -1
Gates_TB_12_HSN | Southern_PGAE_Li_Battery_8hr_93 | Reliability_Capacity_In_Model_Year | 1 | Windmaster_Delta_Pumps_HSN | Northern_California_Li_Battery_4hr_112 | Reliability_Capacity_In_Model_Year | 1 | Northern_California_Li_Battery_4hr_112 | Windmaster-Delta pumps 230 kV line | CAISO_Li_Battery_4hr_Dispatch | Wind | Windmaster_Delta_Pumps_HSN | Northern_California_Li_Battery_4hr_112 | Reliability_Capacity_In_Model_Year | 1 | Windmaster_Delta_Pumps_SSN | Northern_California_Li_Battery_4hr_112 | Reliability_Capacity_In_Model_Year | 0.5 | Windmaster_Delta_Pumps_offpeak | Northern_California_Li_Battery_4hr_112 | Operational_New_Capacity_MW | -1
Gates_TB_12_HSN | Southern_PGAE_Li_Battery_8hr_98 | Reliability_Capacity_In_Model_Year | 1 | Windmaster_Delta_Pumps_HSN | Northern_California_Li_Battery_4hr_126 | Reliability_Capacity_In_Model_Year | 1 | Northern_California_Li_Battery_4hr_126 | Windmaster-Delta pumps 230 kV line | CAISO_Li_Battery_4hr_Dispatch | Wind | Windmaster_Delta_Pumps_HSN | Northern_California_Li_Battery_4hr_126 | Reliability_Capacity_In_Model_Year | 1 | Windmaster_Delta_Pumps_SSN | Northern_California_Li_Battery_4hr_126 | Reliability_Capacity_In_Model_Year | 0.5 | Windmaster_Delta_Pumps_offpeak | Northern_California_Li_Battery_4hr_126 | Operational_New_Capacity_MW | -1
Gates_TB_12_HSN | Southern_PGAE_Li_Battery_8hr_102 | Reliability_Capacity_In_Model_Year | 1 | Windmaster_Delta_Pumps_HSN | Northern_California_Li_Battery_4hr_150 | Reliability_Capacity_In_Model_Year | 1 | Northern_California_Li_Battery_4hr_150 | Windmaster-Delta pumps 230 kV line | CAISO_Li_Battery_4hr_Dispatch | Wind | Windmaster_Delta_Pumps_HSN | Northern_California_Li_Battery_4hr_150 | Reliability_Capacity_In_Model_Year | 1 | Windmaster_Delta_Pumps_SSN | Northern_California_Li_Battery_4hr_150 | Reliability_Capacity_In_Model_Year | 0.5 | Windmaster_Delta_Pumps_offpeak | Northern_California_Li_Battery_4hr_150 | Operational_New_Capacity_MW | -1
Gates_TB_12_HSN | Southern_PGAE_Li_Battery_8hr_109 | Reliability_Capacity_In_Model_Year | 1 | Windmaster_Delta_Pumps_HSN | Northern_California_Li_Battery_4hr_155 | Reliability_Capacity_In_Model_Year | 1 | Northern_California_Li_Battery_4hr_155 | Windmaster-Delta pumps 230 kV line | CAISO_Li_Battery_4hr_Dispatch | Wind | Windmaster_Delta_Pumps_HSN | Northern_California_Li_Battery_4hr_155 | Reliability_Capacity_In_Model_Year | 1 | Windmaster_Delta_Pumps_SSN | Northern_California_Li_Battery_4hr_155 | Reliability_Capacity_In_Model_Year | 0.5 | Windmaster_Delta_Pumps_offpeak | Northern_California_Li_Battery_4hr_155 | Operational_New_Capacity_MW | -1
Gates_TB_12_HSN | Southern_PGAE_Li_Battery_8hr_117 | Reliability_Capacity_In_Model_Year | 1 | Windmaster_Delta_Pumps_HSN | Northern_California_Li_Battery_4hr_158 | Reliability_Capacity_In_Model_Year | 1 | Northern_California_Li_Battery_4hr_158 | Windmaster-Delta pumps 230 kV line | CAISO_Li_Battery_4hr_Dispatch | Wind | Windmaster_Delta_Pumps_HSN | Northern_California_Li_Battery_4hr_158 | Reliability_Capacity_In_Model_Year | 1 | Windmaster_Delta_Pumps_SSN | Northern_California_Li_Battery_4hr_158 | Reliability_Capacity_In_Model_Year | 0.5 | Windmaster_Delta_Pumps_offpeak | Northern_California_Li_Battery_4hr_158 | Operational_New_Capacity_MW | -1
Gates_TB_12_HSN | Southern_PGAE_Li_Battery_8hr_118 | Reliability_Capacity_In_Model_Year | 1 | Windmaster_Delta_Pumps_HSN | Northern_California_Li_Battery_8hr_51 | Reliability_Capacity_In_Model_Year | 1 | Northern_California_Li_Battery_8hr_51 | Windmaster-Delta pumps 230 kV line | CAISO_Li_Battery_8hr_Dispatch | Wind | Windmaster_Delta_Pumps_HSN | Northern_California_Li_Battery_8hr_51 | Reliability_Capacity_In_Model_Year | 1 | Windmaster_Delta_Pumps_SSN | Northern_California_Li_Battery_8hr_51 | Reliability_Capacity_In_Model_Year | 0.5 | Windmaster_Delta_Pumps_offpeak | Northern_California_Li_Battery_8hr_51 | Operational_New_Capacity_MW | -1
Gates_TB_12_HSN | Southern_PGAE_Li_Battery_8hr_124 | Reliability_Capacity_In_Model_Year | 1 | Windmaster_Delta_Pumps_HSN | Northern_California_Li_Battery_8hr_68 | Reliability_Capacity_In_Model_Year | 1 | Northern_California_Li_Battery_8hr_68 | Windmaster-Delta pumps 230 kV line | CAISO_Li_Battery_8hr_Dispatch | Wind | Windmaster_Delta_Pumps_HSN | Northern_California_Li_Battery_8hr_68 | Reliability_Capacity_In_Model_Year | 1 | Windmaster_Delta_Pumps_SSN | Northern_California_Li_Battery_8hr_68 | Reliability_Capacity_In_Model_Year | 0.5 | Windmaster_Delta_Pumps_offpeak | Northern_California_Li_Battery_8hr_68 | Operational_New_Capacity_MW | -1
Gates_TB_12_HSN | Southern_PGAE_Li_Battery_8hr_139 | Reliability_Capacity_In_Model_Year | 1 | Windmaster_Delta_Pumps_HSN | Northern_California_Li_Battery_8hr_76 | Reliability_Capacity_In_Model_Year | 1 | Northern_California_Li_Battery_8hr_76 | Windmaster-Delta pumps 230 kV line | CAISO_Li_Battery_8hr_Dispatch | Wind | Windmaster_Delta_Pumps_HSN | Northern_California_Li_Battery_8hr_76 | Reliability_Capacity_In_Model_Year | 1 | Windmaster_Delta_Pumps_SSN | Northern_California_Li_Battery_8hr_76 | Reliability_Capacity_In_Model_Year | 0.5 | Windmaster_Delta_Pumps_offpeak | Northern_California_Li_Battery_8hr_76 | Operational_New_Capacity_MW | -1
Gates_TB_12_HSN | Southern_PGAE_Li_Battery_8hr_140 | Reliability_Capacity_In_Model_Year | 1 | Windmaster_Delta_Pumps_HSN | Northern_California_Li_Battery_8hr_83 | Reliability_Capacity_In_Model_Year | 1 | Northern_California_Li_Battery_8hr_83 | Windmaster-Delta pumps 230 kV line | CAISO_Li_Battery_8hr_Dispatch | Wind | Windmaster_Delta_Pumps_HSN | Northern_California_Li_Battery_8hr_83 | Reliability_Capacity_In_Model_Year | 1 | Windmaster_Delta_Pumps_SSN | Northern_California_Li_Battery_8hr_83 | Reliability_Capacity_In_Model_Year | 0.5 | Windmaster_Delta_Pumps_offpeak | Northern_California_Li_Battery_8hr_83 | Operational_New_Capacity_MW | -1
Gates_TB_12_HSN | Southern_PGAE_Li_Battery_8hr_151 | Reliability_Capacity_In_Model_Year | 1 | Windmaster_Delta_Pumps_HSN | Northern_California_Li_Battery_8hr_94 | Reliability_Capacity_In_Model_Year | 1 | Northern_California_Li_Battery_8hr_94 | Windmaster-Delta pumps 230 kV line | CAISO_Li_Battery_8hr_Dispatch | Wind | Windmaster_Delta_Pumps_HSN | Northern_California_Li_Battery_8hr_94 | Reliability_Capacity_In_Model_Year | 1 | Windmaster_Delta_Pumps_SSN | Northern_California_Li_Battery_8hr_94 | Reliability_Capacity_In_Model_Year | 0.5 | Windmaster_Delta_Pumps_offpeak | Northern_California_Li_Battery_8hr_94 | Operational_New_Capacity_MW | -1
Gates_TB_12_HSN | Southern_PGAE_Li_Battery_8hr_154 | Reliability_Capacity_In_Model_Year | 1 | Windmaster_Delta_Pumps_HSN | Southern_PGAE_Li_Battery_8hr_95 | Reliability_Capacity_In_Model_Year | 1 | Southern_PGAE_Li_Battery_8hr_95 | Windmaster-Delta pumps 230 kV line | CAISO_Li_Battery_8hr_Dispatch | Wind | Windmaster_Delta_Pumps_HSN | Southern_PGAE_Li_Battery_8hr_95 | Reliability_Capacity_In_Model_Year | 1 | Windmaster_Delta_Pumps_SSN | Southern_PGAE_Li_Battery_8hr_95 | Reliability_Capacity_In_Model_Year | 0.5 | Windmaster_Delta_Pumps_offpeak | Southern_PGAE_Li_Battery_8hr_95 | Operational_New_Capacity_MW | -1
Gates_TB_12_HSN | Southern_PGAE_Li_Battery_8hr_161 | Reliability_Capacity_In_Model_Year | 1 | Windmaster_Delta_Pumps_HSN | Northern_California_Li_Battery_8hr_112 | Reliability_Capacity_In_Model_Year | 1 | Northern_California_Li_Battery_8hr_112 | Windmaster-Delta pumps 230 kV line | CAISO_Li_Battery_8hr_Dispatch | Wind | Windmaster_Delta_Pumps_HSN | Northern_California_Li_Battery_8hr_112 | Reliability_Capacity_In_Model_Year | 1 | Windmaster_Delta_Pumps_SSN | Northern_California_Li_Battery_8hr_112 | Reliability_Capacity_In_Model_Year | 0.5 | Windmaster_Delta_Pumps_offpeak | Northern_California_Li_Battery_8hr_112 | Operational_New_Capacity_MW | -1
Gates_TB_12_HSN | Southern_PGAE_Li_Battery_8hr_162 | Reliability_Capacity_In_Model_Year | 1 | Windmaster_Delta_Pumps_HSN | Northern_California_Li_Battery_8hr_126 | Reliability_Capacity_In_Model_Year | 1 | Northern_California_Li_Battery_8hr_126 | Windmaster-Delta pumps 230 kV line | CAISO_Li_Battery_8hr_Dispatch | Wind | Windmaster_Delta_Pumps_HSN | Northern_California_Li_Battery_8hr_126 | Reliability_Capacity_In_Model_Year | 1 | Windmaster_Delta_Pumps_SSN | Northern_California_Li_Battery_8hr_126 | Reliability_Capacity_In_Model_Year | 0.5 | Windmaster_Delta_Pumps_offpeak | Northern_California_Li_Battery_8hr_126 | Operational_New_Capacity_MW | -1
Gates_TB_12_HSN | Southern_PGAE_Li_Battery_8hr_163 | Reliability_Capacity_In_Model_Year | 1 | Windmaster_Delta_Pumps_HSN | Northern_California_Li_Battery_8hr_150 | Reliability_Capacity_In_Model_Year | 1 | Northern_California_Li_Battery_8hr_150 | Windmaster-Delta pumps 230 kV line | CAISO_Li_Battery_8hr_Dispatch | Wind | Windmaster_Delta_Pumps_HSN | Northern_California_Li_Battery_8hr_150 | Reliability_Capacity_In_Model_Year | 1 | Windmaster_Delta_Pumps_SSN | Northern_California_Li_Battery_8hr_150 | Reliability_Capacity_In_Model_Year | 0.5 | Windmaster_Delta_Pumps_offpeak | Northern_California_Li_Battery_8hr_150 | Operational_New_Capacity_MW | -1
Gates_TB_12_HSN | Southern_PGAE_Li_Battery_8hr_164 | Reliability_Capacity_In_Model_Year | 1 | Windmaster_Delta_Pumps_HSN | Northern_California_Li_Battery_8hr_155 | Reliability_Capacity_In_Model_Year | 1 | Northern_California_Li_Battery_8hr_155 | Windmaster-Delta pumps 230 kV line | CAISO_Li_Battery_8hr_Dispatch | Wind | Windmaster_Delta_Pumps_HSN | Northern_California_Li_Battery_8hr_155 | Reliability_Capacity_In_Model_Year | 1 | Windmaster_Delta_Pumps_SSN | Northern_California_Li_Battery_8hr_155 | Reliability_Capacity_In_Model_Year | 0.5 | Windmaster_Delta_Pumps_offpeak | Northern_California_Li_Battery_8hr_155 | Operational_New_Capacity_MW | -1
Gates_TB_12_HSN | Southern_PGAE_Li_Battery_8hr_165 | Reliability_Capacity_In_Model_Year | 1 | Windmaster_Delta_Pumps_HSN | Northern_California_Li_Battery_8hr_158 | Reliability_Capacity_In_Model_Year | 1 | Northern_California_Li_Battery_8hr_158 | Windmaster-Delta pumps 230 kV line | CAISO_Li_Battery_8hr_Dispatch | Wind | Windmaster_Delta_Pumps_HSN | Northern_California_Li_Battery_8hr_158 | Reliability_Capacity_In_Model_Year | 1 | Windmaster_Delta_Pumps_SSN | Northern_California_Li_Battery_8hr_158 | Reliability_Capacity_In_Model_Year | 0.5 | Windmaster_Delta_Pumps_offpeak | Northern_California_Li_Battery_8hr_158 | Operational_New_Capacity_MW | -1
Gates_TB_12_HSN | Northern_California_Li_Battery_8hr_166 | Reliability_Capacity_In_Model_Year | 1 | Windmaster_Delta_Pumps_HSN | Northern_California_Solar_51 | Reliability_Capacity_In_Model_Year | 0.1 | Northern_California_Solar_51 | Windmaster-Delta pumps 230 kV line | Northern_California_Solar | Wind | Windmaster_Delta_Pumps_HSN | Northern_California_Solar_51 | Reliability_Capacity_In_Model_Year | 0.1 | Windmaster_Delta_Pumps_SSN | Northern_California_Solar_51 | Reliability_Capacity_In_Model_Year | 0.556 | Windmaster_Delta_Pumps_offpeak | Northern_California_Solar_51 | Operational_New_Capacity_MW | 0.68
Gates_TB_12_HSN | Southern_PGAE_Li_Battery_8hr_168 | Reliability_Capacity_In_Model_Year | 1 | Windmaster_Delta_Pumps_HSN | Northern_California_Solar_68 | Reliability_Capacity_In_Model_Year | 0.1 | Northern_California_Solar_68 | Windmaster-Delta pumps 230 kV line | Northern_California_Solar | Wind | Windmaster_Delta_Pumps_HSN | Northern_California_Solar_68 | Reliability_Capacity_In_Model_Year | 0.1 | Windmaster_Delta_Pumps_SSN | Northern_California_Solar_68 | Reliability_Capacity_In_Model_Year | 0.556 | Windmaster_Delta_Pumps_offpeak | Northern_California_Solar_68 | Operational_New_Capacity_MW | 0.68
Gates_TB_12_HSN | Southern_PGAE_Li_Battery_8hr_169 | Reliability_Capacity_In_Model_Year | 1 | Windmaster_Delta_Pumps_HSN | Northern_California_Solar_76 | Reliability_Capacity_In_Model_Year | 0.1 | Northern_California_Solar_76 | Windmaster-Delta pumps 230 kV line | Northern_California_Solar | Wind | Windmaster_Delta_Pumps_HSN | Northern_California_Solar_76 | Reliability_Capacity_In_Model_Year | 0.1 | Windmaster_Delta_Pumps_SSN | Northern_California_Solar_76 | Reliability_Capacity_In_Model_Year | 0.556 | Windmaster_Delta_Pumps_offpeak | Northern_California_Solar_76 | Operational_New_Capacity_MW | 0.68
Gates_TB_12_HSN | Southern_PGAE_Li_Battery_8hr_170 | Reliability_Capacity_In_Model_Year | 1 | Windmaster_Delta_Pumps_HSN | Northern_California_Solar_83 | Reliability_Capacity_In_Model_Year | 0.1 | Northern_California_Solar_83 | Windmaster-Delta pumps 230 kV line | Northern_California_Solar | Wind | Windmaster_Delta_Pumps_HSN | Northern_California_Solar_83 | Reliability_Capacity_In_Model_Year | 0.1 | Windmaster_Delta_Pumps_SSN | Northern_California_Solar_83 | Reliability_Capacity_In_Model_Year | 0.556 | Windmaster_Delta_Pumps_offpeak | Northern_California_Solar_83 | Operational_New_Capacity_MW | 0.68
Gates_TB_12_HSN | Southern_PGAE_Li_Battery_8hr_174 | Reliability_Capacity_In_Model_Year | 1 | Windmaster_Delta_Pumps_HSN | Northern_California_Solar_94 | Reliability_Capacity_In_Model_Year | 0.1 | Northern_California_Solar_94 | Windmaster-Delta pumps 230 kV line | Northern_California_Solar | Wind | Windmaster_Delta_Pumps_HSN | Northern_California_Solar_94 | Reliability_Capacity_In_Model_Year | 0.1 | Windmaster_Delta_Pumps_SSN | Northern_California_Solar_94 | Reliability_Capacity_In_Model_Year | 0.556 | Windmaster_Delta_Pumps_offpeak | Northern_California_Solar_94 | Operational_New_Capacity_MW | 0.68
Gates_TB_12_HSN | Southern_PGAE_Li_Battery_8hr_176 | Reliability_Capacity_In_Model_Year | 1 | Windmaster_Delta_Pumps_HSN | Northern_California_Solar_112 | Reliability_Capacity_In_Model_Year | 0.1 | Northern_California_Solar_112 | Windmaster-Delta pumps 230 kV line | Northern_California_Solar | Wind | Windmaster_Delta_Pumps_HSN | Northern_California_Solar_112 | Reliability_Capacity_In_Model_Year | 0.1 | Windmaster_Delta_Pumps_SSN | Northern_California_Solar_112 | Reliability_Capacity_In_Model_Year | 0.556 | Windmaster_Delta_Pumps_offpeak | Northern_California_Solar_112 | Operational_New_Capacity_MW | 0.68
Gates_TB_12_HSN | Central_Valley_North_Los_Banos_Wind_154 | Reliability_Capacity_In_Model_Year | 0.665 | Windmaster_Delta_Pumps_HSN | Northern_California_Solar_126 | Reliability_Capacity_In_Model_Year | 0.1 | Northern_California_Solar_126 | Windmaster-Delta pumps 230 kV line | Northern_California_Solar | Wind | Windmaster_Delta_Pumps_HSN | Northern_California_Solar_126 | Reliability_Capacity_In_Model_Year | 0.1 | Windmaster_Delta_Pumps_SSN | Northern_California_Solar_126 | Reliability_Capacity_In_Model_Year | 0.556 | Windmaster_Delta_Pumps_offpeak | Northern_California_Solar_126 | Operational_New_Capacity_MW | 0.68
Gates_TB_12_HSN | Central_Valley_North_Los_Banos_Wind_162 | Reliability_Capacity_In_Model_Year | 0.665 | Windmaster_Delta_Pumps_HSN | Northern_California_Solar_150 | Reliability_Capacity_In_Model_Year | 0.1 | Northern_California_Solar_150 | Windmaster-Delta pumps 230 kV line | Northern_California_Solar | Wind | Windmaster_Delta_Pumps_HSN | Northern_California_Solar_150 | Reliability_Capacity_In_Model_Year | 0.1 | Windmaster_Delta_Pumps_SSN | Northern_California_Solar_150 | Reliability_Capacity_In_Model_Year | 0.556 | Windmaster_Delta_Pumps_offpeak | Northern_California_Solar_150 | Operational_New_Capacity_MW | 0.68
Gates_TB_12_HSN | Northern_California_Solar_166 | Reliability_Capacity_In_Model_Year | 0.1 | Windmaster_Delta_Pumps_HSN | Northern_California_Solar_155 | Reliability_Capacity_In_Model_Year | 0.1 | Northern_California_Solar_155 | Windmaster-Delta pumps 230 kV line | Northern_California_Solar | Wind | Windmaster_Delta_Pumps_HSN | Northern_California_Solar_155 | Reliability_Capacity_In_Model_Year | 0.1 | Windmaster_Delta_Pumps_SSN | Northern_California_Solar_155 | Reliability_Capacity_In_Model_Year | 0.556 | Windmaster_Delta_Pumps_offpeak | Northern_California_Solar_155 | Operational_New_Capacity_MW | 0.68
Gates_TB_12_HSN | Southern_PGAE_Solar_23 | Reliability_Capacity_In_Model_Year | 0.1 | Windmaster_Delta_Pumps_HSN | Northern_California_Solar_158 | Reliability_Capacity_In_Model_Year | 0.1 | Northern_California_Solar_158 | Windmaster-Delta pumps 230 kV line | Northern_California_Solar | Wind | Windmaster_Delta_Pumps_HSN | Northern_California_Solar_158 | Reliability_Capacity_In_Model_Year | 0.1 | Windmaster_Delta_Pumps_SSN | Northern_California_Solar_158 | Reliability_Capacity_In_Model_Year | 0.556 | Windmaster_Delta_Pumps_offpeak | Northern_California_Solar_158 | Operational_New_Capacity_MW | 0.68
Gates_TB_12_HSN | Southern_PGAE_Solar_24 | Reliability_Capacity_In_Model_Year | 0.1 | Windmaster_Delta_Pumps_HSN | Northern_California_Wind_76 | Reliability_Capacity_In_Model_Year | 0.665 | Northern_California_Wind_76 | Windmaster-Delta pumps 230 kV line | Northern_California_Wind | Wind | Windmaster_Delta_Pumps_HSN | Northern_California_Wind_76 | Reliability_Capacity_In_Model_Year | 0.665 | Windmaster_Delta_Pumps_SSN | Northern_California_Wind_76 | Reliability_Capacity_In_Model_Year | 0.163 | Windmaster_Delta_Pumps_offpeak | Northern_California_Wind_76 | Operational_New_Capacity_MW | 0.63
Gates_TB_12_HSN | Southern_PGAE_Solar_33 | Reliability_Capacity_In_Model_Year | 0.1 | Windmaster_Delta_Pumps_HSN | Northern_California_Wind_83 | Reliability_Capacity_In_Model_Year | 0.665 | Northern_California_Wind_83 | Windmaster-Delta pumps 230 kV line | Northern_California_Wind | Wind | Windmaster_Delta_Pumps_HSN | Northern_California_Wind_83 | Reliability_Capacity_In_Model_Year | 0.665 | Windmaster_Delta_Pumps_SSN | Northern_California_Wind_83 | Reliability_Capacity_In_Model_Year | 0.163 | Windmaster_Delta_Pumps_offpeak | Northern_California_Wind_83 | Operational_New_Capacity_MW | 0.63
Gates_TB_12_HSN | Southern_PGAE_Solar_34 | Reliability_Capacity_In_Model_Year | 0.1 | Windmaster_Delta_Pumps_HSN | Solano_Wind_94 | Reliability_Capacity_In_Model_Year | 0.665 | Solano_Wind_94 | Windmaster-Delta pumps 230 kV line | Solano_Wind | Wind | Windmaster_Delta_Pumps_HSN | Solano_Wind_94 | Reliability_Capacity_In_Model_Year | 0.665 | Windmaster_Delta_Pumps_SSN | Solano_Wind_94 | Reliability_Capacity_In_Model_Year | 0.163 | Windmaster_Delta_Pumps_offpeak | Solano_Wind_94 | Operational_New_Capacity_MW | 0.63
Gates_TB_12_HSN | Southern_PGAE_Solar_45 | Reliability_Capacity_In_Model_Year | 0.1 | Windmaster_Delta_Pumps_HSN | Solano_Wind_126 | Reliability_Capacity_In_Model_Year | 0.665 | Solano_Wind_126 | Windmaster-Delta pumps 230 kV line | Solano_Wind | Wind | Windmaster_Delta_Pumps_HSN | Solano_Wind_126 | Reliability_Capacity_In_Model_Year | 0.665 | Windmaster_Delta_Pumps_SSN | Solano_Wind_126 | Reliability_Capacity_In_Model_Year | 0.163 | Windmaster_Delta_Pumps_offpeak | Solano_Wind_126 | Operational_New_Capacity_MW | 0.63
Gates_TB_12_HSN | Southern_PGAE_Solar_46 | Reliability_Capacity_In_Model_Year | 0.1 | Windmaster_Delta_Pumps_HSN | Southern_PGAE_Solar_95 | Reliability_Capacity_In_Model_Year | 0.1 | Southern_PGAE_Solar_95 | Windmaster-Delta pumps 230 kV line | Southern_PGAE_Solar | Wind | Windmaster_Delta_Pumps_HSN | Southern_PGAE_Solar_95 | Reliability_Capacity_In_Model_Year | 0.1 | Windmaster_Delta_Pumps_SSN | Southern_PGAE_Solar_95 | Reliability_Capacity_In_Model_Year | 0.556 | Windmaster_Delta_Pumps_offpeak | Southern_PGAE_Solar_95 | Operational_New_Capacity_MW | 0.68
Gates_TB_12_HSN | Southern_PGAE_Solar_49 | Reliability_Capacity_In_Model_Year | 0.1 | Woodland_Davis_HSN | Northern_California_Flow_Battery_178 | Reliability_Capacity_In_Model_Year | 1 | Northern_California_Flow_Battery_178 | Woodland- Davis 115kV line | CAISO_Flow_Battery_8hr_Dispatch | Wind | Woodland_Davis_HSN | Northern_California_Flow_Battery_178 | Reliability_Capacity_In_Model_Year | 1 | Woodland_Davis_SSN | Northern_California_Flow_Battery_178 | Reliability_Capacity_In_Model_Year | 0.5 | Woodland_Davis_offpeak | Northern_California_Flow_Battery_178 | Operational_New_Capacity_MW | -1
Gates_TB_12_HSN | Southern_PGAE_Solar_52 | Reliability_Capacity_In_Model_Year | 0.1 | Woodland_Davis_HSN | Northern_California_Flow_Battery_179 | Reliability_Capacity_In_Model_Year | 1 | Northern_California_Flow_Battery_179 | Woodland- Davis 115kV line | CAISO_Flow_Battery_8hr_Dispatch | Wind | Woodland_Davis_HSN | Northern_California_Flow_Battery_179 | Reliability_Capacity_In_Model_Year | 1 | Woodland_Davis_SSN | Northern_California_Flow_Battery_179 | Reliability_Capacity_In_Model_Year | 0.5 | Woodland_Davis_offpeak | Northern_California_Flow_Battery_179 | Operational_New_Capacity_MW | -1
Gates_TB_12_HSN | Southern_PGAE_Solar_61 | Reliability_Capacity_In_Model_Year | 0.1 | Woodland_Davis_HSN | Northern_California_Flow_Battery_180 | Reliability_Capacity_In_Model_Year | 1 | Northern_California_Flow_Battery_180 | Woodland- Davis 115kV line | CAISO_Flow_Battery_8hr_Dispatch | Wind | Woodland_Davis_HSN | Northern_California_Flow_Battery_180 | Reliability_Capacity_In_Model_Year | 1 | Woodland_Davis_SSN | Northern_California_Flow_Battery_180 | Reliability_Capacity_In_Model_Year | 0.5 | Woodland_Davis_offpeak | Northern_California_Flow_Battery_180 | Operational_New_Capacity_MW | -1
Gates_TB_12_HSN | Southern_PGAE_Solar_69 | Reliability_Capacity_In_Model_Year | 0.1 | Woodland_Davis_HSN | Northern_California_Li_Battery_4hr_178 | Reliability_Capacity_In_Model_Year | 1 | Northern_California_Li_Battery_4hr_178 | Woodland- Davis 115kV line | CAISO_Li_Battery_4hr_Dispatch | Wind | Woodland_Davis_HSN | Northern_California_Li_Battery_4hr_178 | Reliability_Capacity_In_Model_Year | 1 | Woodland_Davis_SSN | Northern_California_Li_Battery_4hr_178 | Reliability_Capacity_In_Model_Year | 0.5 | Woodland_Davis_offpeak | Northern_California_Li_Battery_4hr_178 | Operational_New_Capacity_MW | -1
Gates_TB_12_HSN | Southern_PGAE_Solar_72 | Reliability_Capacity_In_Model_Year | 0.1 | Woodland_Davis_HSN | Northern_California_Li_Battery_4hr_179 | Reliability_Capacity_In_Model_Year | 1 | Northern_California_Li_Battery_4hr_179 | Woodland- Davis 115kV line | CAISO_Li_Battery_4hr_Dispatch | Wind | Woodland_Davis_HSN | Northern_California_Li_Battery_4hr_179 | Reliability_Capacity_In_Model_Year | 1 | Woodland_Davis_SSN | Northern_California_Li_Battery_4hr_179 | Reliability_Capacity_In_Model_Year | 0.5 | Woodland_Davis_offpeak | Northern_California_Li_Battery_4hr_179 | Operational_New_Capacity_MW | -1
Gates_TB_12_HSN | Southern_PGAE_Solar_74 | Reliability_Capacity_In_Model_Year | 0.1 | Woodland_Davis_HSN | Northern_California_Li_Battery_4hr_180 | Reliability_Capacity_In_Model_Year | 1 | Northern_California_Li_Battery_4hr_180 | Woodland- Davis 115kV line | CAISO_Li_Battery_4hr_Dispatch | Wind | Woodland_Davis_HSN | Northern_California_Li_Battery_4hr_180 | Reliability_Capacity_In_Model_Year | 1 | Woodland_Davis_SSN | Northern_California_Li_Battery_4hr_180 | Reliability_Capacity_In_Model_Year | 0.5 | Woodland_Davis_offpeak | Northern_California_Li_Battery_4hr_180 | Operational_New_Capacity_MW | -1
Gates_TB_12_HSN | Southern_PGAE_Solar_75 | Reliability_Capacity_In_Model_Year | 0.1 | Woodland_Davis_HSN | Northern_California_Li_Battery_8hr_178 | Reliability_Capacity_In_Model_Year | 1 | Northern_California_Li_Battery_8hr_178 | Woodland- Davis 115kV line | CAISO_Li_Battery_8hr_Dispatch | Wind | Woodland_Davis_HSN | Northern_California_Li_Battery_8hr_178 | Reliability_Capacity_In_Model_Year | 1 | Woodland_Davis_SSN | Northern_California_Li_Battery_8hr_178 | Reliability_Capacity_In_Model_Year | 0.5 | Woodland_Davis_offpeak | Northern_California_Li_Battery_8hr_178 | Operational_New_Capacity_MW | -1
Gates_TB_12_HSN | Southern_PGAE_Solar_79 | Reliability_Capacity_In_Model_Year | 0.1 | Woodland_Davis_HSN | Northern_California_Li_Battery_8hr_179 | Reliability_Capacity_In_Model_Year | 1 | Northern_California_Li_Battery_8hr_179 | Woodland- Davis 115kV line | CAISO_Li_Battery_8hr_Dispatch | Wind | Woodland_Davis_HSN | Northern_California_Li_Battery_8hr_179 | Reliability_Capacity_In_Model_Year | 1 | Woodland_Davis_SSN | Northern_California_Li_Battery_8hr_179 | Reliability_Capacity_In_Model_Year | 0.5 | Woodland_Davis_offpeak | Northern_California_Li_Battery_8hr_179 | Operational_New_Capacity_MW | -1
Gates_TB_12_HSN | Southern_PGAE_Solar_93 | Reliability_Capacity_In_Model_Year | 0.1 | Woodland_Davis_HSN | Northern_California_Li_Battery_8hr_180 | Reliability_Capacity_In_Model_Year | 1 | Northern_California_Li_Battery_8hr_180 | Woodland- Davis 115kV line | CAISO_Li_Battery_8hr_Dispatch | Wind | Woodland_Davis_HSN | Northern_California_Li_Battery_8hr_180 | Reliability_Capacity_In_Model_Year | 1 | Woodland_Davis_SSN | Northern_California_Li_Battery_8hr_180 | Reliability_Capacity_In_Model_Year | 0.5 | Woodland_Davis_offpeak | Northern_California_Li_Battery_8hr_180 | Operational_New_Capacity_MW | -1
Gates_TB_12_HSN | Southern_PGAE_Solar_98 | Reliability_Capacity_In_Model_Year | 0.1 | Woodland_Davis_HSN | Northern_California_Solar_178 | Reliability_Capacity_In_Model_Year | 0.1 | Northern_California_Solar_178 | Woodland- Davis 115kV line | Northern_California_Solar | Wind | Woodland_Davis_HSN | Northern_California_Solar_178 | Reliability_Capacity_In_Model_Year | 0.1 | Woodland_Davis_SSN | Northern_California_Solar_178 | Reliability_Capacity_In_Model_Year | 0.556 | Woodland_Davis_offpeak | Northern_California_Solar_178 | Operational_New_Capacity_MW | 0.68
Gates_TB_12_HSN | Southern_PGAE_Solar_102 | Reliability_Capacity_In_Model_Year | 0.1 | Woodland_Davis_HSN | Northern_California_Solar_179 | Reliability_Capacity_In_Model_Year | 0.1 | Northern_California_Solar_179 | Woodland- Davis 115kV line | Northern_California_Solar | Wind | Woodland_Davis_HSN | Northern_California_Solar_179 | Reliability_Capacity_In_Model_Year | 0.1 | Woodland_Davis_SSN | Northern_California_Solar_179 | Reliability_Capacity_In_Model_Year | 0.556 | Woodland_Davis_offpeak | Northern_California_Solar_179 | Operational_New_Capacity_MW | 0.68
Gates_TB_12_HSN | Southern_PGAE_Solar_109 | Reliability_Capacity_In_Model_Year | 0.1 | Woodland_Davis_HSN | Northern_California_Solar_180 | Reliability_Capacity_In_Model_Year | 0.1 | Northern_California_Solar_180 | Woodland- Davis 115kV line | Northern_California_Solar | Wind | Woodland_Davis_HSN | Northern_California_Solar_180 | Reliability_Capacity_In_Model_Year | 0.1 | Woodland_Davis_SSN | Northern_California_Solar_180 | Reliability_Capacity_In_Model_Year | 0.556 | Woodland_Davis_offpeak | Northern_California_Solar_180 | Operational_New_Capacity_MW | 0.68
Gates_TB_12_HSN | Southern_PGAE_Solar_117 | Reliability_Capacity_In_Model_Year | 0.1 | 0 | 0 | Reliability_Capacity_In_Model_Year | 0 |  |  |  | 0 | 0 | 0 | Reliability_Capacity_In_Model_Year | 0 | 0 | 0 | Reliability_Capacity_In_Model_Year | 0 | 0 | 0 | Operational_New_Capacity_MW | 0
Gates_TB_12_HSN | Southern_PGAE_Solar_118 | Reliability_Capacity_In_Model_Year | 0.1 | 0 | 0 | 0 | 0 |  |  |  | 0 | 0 | 0 | Reliability_Capacity_In_Model_Year | 0 | 0 | 0 | Reliability_Capacity_In_Model_Year | 0 | 0 | 0 | Operational_New_Capacity_MW | 0
Gates_TB_12_HSN | Southern_PGAE_Solar_124 | Reliability_Capacity_In_Model_Year | 0.1 | 0 | Tehachapi_Flow_Battery_66 | Reliability_Capacity_In_Model_Year | 0.5 |  |  |  | 0 | 0 | 0 | Reliability_Capacity_In_Model_Year | 0 | 0 | 0 | Reliability_Capacity_In_Model_Year | 0 | 0 | 0 | Operational_New_Capacity_MW | 0
Gates_TB_12_HSN | Southern_PGAE_Solar_139 | Reliability_Capacity_In_Model_Year | 0.1 | 0 | Tehachapi_Li_Battery_4hr_66 | Reliability_Capacity_In_Model_Year | 0.5 |  |  |  | 0 | 0 | 0 | Reliability_Capacity_In_Model_Year | 0 | 0 | 0 | Reliability_Capacity_In_Model_Year | 0 | 0 | 0 | Operational_New_Capacity_MW | 0
Gates_TB_12_HSN | Southern_PGAE_Solar_140 | Reliability_Capacity_In_Model_Year | 0.1 | 0 | Tehachapi_Li_Battery_8hr_66 | Reliability_Capacity_In_Model_Year | 0.5 |  |  |  | 0 | 0 | 0 | Reliability_Capacity_In_Model_Year | 0 | 0 | 0 | Reliability_Capacity_In_Model_Year | 0 | 0 | 0 | Operational_New_Capacity_MW | 0
Gates_TB_12_HSN | Southern_PGAE_Solar_151 | Reliability_Capacity_In_Model_Year | 0.1 | 0 | Tehachapi_Solar_66 | Reliability_Capacity_In_Model_Year | 0.427 |  |  |  | 0 | 0 | 0 | Reliability_Capacity_In_Model_Year | 0 | 0 | 0 | Reliability_Capacity_In_Model_Year | 0 | 0 | 0 | Operational_New_Capacity_MW | 0
Gates_TB_12_HSN | Southern_PGAE_Solar_154 | Reliability_Capacity_In_Model_Year | 0.1 | Antelope_Neenach_On_Peak_SSN | Tehachapi_Flow_Battery_78 | Reliability_Capacity_In_Model_Year | 0.5 |  |  |  | 0 | 0 | 0 | Reliability_Capacity_In_Model_Year | 0 | 0 | 0 | Reliability_Capacity_In_Model_Year | 0 | 0 | 0 | Operational_New_Capacity_MW | 0
Gates_TB_12_HSN | Southern_PGAE_Solar_161 | Reliability_Capacity_In_Model_Year | 0.1 | Antelope_Neenach_On_Peak_SSN | Tehachapi_Li_Battery_4hr_78 | Reliability_Capacity_In_Model_Year | 0.5 |  |  |  | 0 | 0 | 0 | Reliability_Capacity_In_Model_Year | 0 | 0 | 0 | Reliability_Capacity_In_Model_Year | 0 | 0 | 0 | Operational_New_Capacity_MW | 0
Gates_TB_12_HSN | Southern_PGAE_Solar_162 | Reliability_Capacity_In_Model_Year | 0.1 | Antelope_Neenach_On_Peak_SSN | Tehachapi_Li_Battery_8hr_78 | Reliability_Capacity_In_Model_Year | 0.5 |  |  |  | 0 | 0 | 0 | Reliability_Capacity_In_Model_Year | 0 | 0 | 0 | Reliability_Capacity_In_Model_Year | 0 | 0 | 0 | Operational_New_Capacity_MW | 0
Gates_TB_12_HSN | Southern_PGAE_Solar_163 | Reliability_Capacity_In_Model_Year | 0.1 | Antelope_Neenach_On_Peak_SSN | Tehachapi_Solar_78 | Reliability_Capacity_In_Model_Year | 0.427 |  |  |  | 0 | 0 | 0 | Reliability_Capacity_In_Model_Year | 0 | 0 | 0 | Reliability_Capacity_In_Model_Year | 0 | 0 | 0 | Operational_New_Capacity_MW | 0
Gates_TB_12_HSN | Southern_PGAE_Solar_164 | Reliability_Capacity_In_Model_Year | 0.1 | Antelope_Vincent_SSN | Tehachapi_Adiabatic_CAES_13 | Reliability_Capacity_In_Model_Year | 0.5 |  |  |  | 0 | 0 | 0 | Reliability_Capacity_In_Model_Year | 0 | 0 | 0 | Reliability_Capacity_In_Model_Year | 0 | 0 | 0 | Operational_New_Capacity_MW | 0
Gates_TB_12_HSN | Southern_PGAE_Solar_165 | Reliability_Capacity_In_Model_Year | 0.1 | Antelope_Vincent_SSN | Tehachapi_Flow_Battery_13 | Reliability_Capacity_In_Model_Year | 0.5 |  |  |  | 0 | 0 | 0 | Reliability_Capacity_In_Model_Year | 0 | 0 | 0 | Reliability_Capacity_In_Model_Year | 0 | 0 | 0 | Operational_New_Capacity_MW | 0
Gates_TB_12_HSN | Southern_PGAE_Solar_168 | Reliability_Capacity_In_Model_Year | 0.1 | Antelope_Vincent_SSN | Tehachapi_Flow_Battery_32 | Reliability_Capacity_In_Model_Year | 0.5 |  |  |  | 0 | 0 | 0 | Reliability_Capacity_In_Model_Year | 0 | 0 | 0 | Reliability_Capacity_In_Model_Year | 0 | 0 | 0 | Operational_New_Capacity_MW | 0
Gates_TB_12_HSN | Southern_PGAE_Solar_169 | Reliability_Capacity_In_Model_Year | 0.1 | Antelope_Vincent_SSN | Tehachapi_Flow_Battery_66 | Reliability_Capacity_In_Model_Year | 0.5 |  |  |  | 0 | 0 | 0 | Reliability_Capacity_In_Model_Year | 0 | 0 | 0 | Reliability_Capacity_In_Model_Year | 0 | 0 | 0 | Operational_New_Capacity_MW | 0
Gates_TB_12_HSN | Southern_PGAE_Solar_170 | Reliability_Capacity_In_Model_Year | 0.1 | Antelope_Vincent_SSN | Tehachapi_Flow_Battery_78 | Reliability_Capacity_In_Model_Year | 0.5 |  |  |  | 0 | 0 | 0 | Reliability_Capacity_In_Model_Year | 0 | 0 | 0 | Reliability_Capacity_In_Model_Year | 0 | 0 | 0 | Operational_New_Capacity_MW | 0
Gates_TB_12_HSN | Southern_PGAE_Solar_174 | Reliability_Capacity_In_Model_Year | 0.1 | Antelope_Vincent_SSN | Tehachapi_Flow_Battery_101 | Reliability_Capacity_In_Model_Year | 0.5 |  |  |  | 0 | 0 | 0 | Reliability_Capacity_In_Model_Year | 0 | 0 | 0 | Reliability_Capacity_In_Model_Year | 0 | 0 | 0 | Operational_New_Capacity_MW | 0
Gates_TB_12_HSN | Southern_PGAE_Solar_176 | Reliability_Capacity_In_Model_Year | 0.1 | Antelope_Vincent_SSN | Tehachapi_Li_Battery_4hr_13 | Reliability_Capacity_In_Model_Year | 0.5 |  |  |  | 0 | 0 | 0 | Reliability_Capacity_In_Model_Year | 0 | 0 | 0 | Reliability_Capacity_In_Model_Year | 0 | 0 | 0 | Operational_New_Capacity_MW | 0
Gates_TB_12_HSN | Gates_TB_13_group | Operational_New_Capacity_MW | -1.4769 | Antelope_Vincent_SSN | Tehachapi_Li_Battery_4hr_32 | Reliability_Capacity_In_Model_Year | 0.5 |  |  |  | 0 | 0 | 0 | Reliability_Capacity_In_Model_Year | 0 | 0 | 0 | Reliability_Capacity_In_Model_Year | 0 | 0 | 0 | Operational_New_Capacity_MW | 0
Gates_TB_12_offpeak | Southern_PGAE_Flow_Battery_23 | Operational_New_Capacity_MW | -1 | Antelope_Vincent_SSN | Tehachapi_Li_Battery_4hr_66 | Reliability_Capacity_In_Model_Year | 0.5 |  |  |  | 0 | 0 | 0 | Reliability_Capacity_In_Model_Year | 0 | 0 | 0 | Reliability_Capacity_In_Model_Year | 0 | 0 | 0 | Operational_New_Capacity_MW | 0
Gates_TB_12_offpeak | Southern_PGAE_Flow_Battery_24 | Operational_New_Capacity_MW | -1 | Antelope_Vincent_SSN | Tehachapi_Li_Battery_4hr_78 | Reliability_Capacity_In_Model_Year | 0.5 |  |  |  | 0 | 0 | 0 | Reliability_Capacity_In_Model_Year | 0 | 0 | 0 | Reliability_Capacity_In_Model_Year | 0 | 0 | 0 | Operational_New_Capacity_MW | 0
Gates_TB_12_offpeak | Southern_PGAE_Flow_Battery_33 | Operational_New_Capacity_MW | -1 | Antelope_Vincent_SSN | Tehachapi_Li_Battery_4hr_101 | Reliability_Capacity_In_Model_Year | 0.5 |  |  |  | 0 | 0 | 0 | Reliability_Capacity_In_Model_Year | 0 | 0 | 0 | Reliability_Capacity_In_Model_Year | 0 | 0 | 0 | Operational_New_Capacity_MW | 0
Gates_TB_12_offpeak | Southern_PGAE_Flow_Battery_34 | Operational_New_Capacity_MW | -1 | Antelope_Vincent_SSN | Tehachapi_Li_Battery_8hr_13 | Reliability_Capacity_In_Model_Year | 0.5 |  |  |  | 0 | 0 | 0 | Reliability_Capacity_In_Model_Year | 0 | 0 | 0 | Reliability_Capacity_In_Model_Year | 0 | 0 | 0 | Operational_New_Capacity_MW | 0
Gates_TB_12_offpeak | Southern_PGAE_Flow_Battery_45 | Operational_New_Capacity_MW | -1 | Antelope_Vincent_SSN | Tehachapi_Li_Battery_8hr_32 | Reliability_Capacity_In_Model_Year | 0.5 |  |  |  | 0 | 0 | 0 | Reliability_Capacity_In_Model_Year | 0 | 0 | 0 | Reliability_Capacity_In_Model_Year | 0 | 0 | 0 | Operational_New_Capacity_MW | 0
Gates_TB_12_offpeak | Southern_PGAE_Flow_Battery_46 | Operational_New_Capacity_MW | -1 | Antelope_Vincent_SSN | Tehachapi_Li_Battery_8hr_66 | Reliability_Capacity_In_Model_Year | 0.5 |  |  |  | 0 | 0 | 0 | Reliability_Capacity_In_Model_Year | 0 | 0 | 0 | Reliability_Capacity_In_Model_Year | 0 | 0 | 0 | Operational_New_Capacity_MW | 0
Gates_TB_12_offpeak | Southern_PGAE_Flow_Battery_49 | Operational_New_Capacity_MW | -1 | Antelope_Vincent_SSN | Tehachapi_Li_Battery_8hr_78 | Reliability_Capacity_In_Model_Year | 0.5 |  |  |  | 0 | 0 | 0 | Reliability_Capacity_In_Model_Year | 0 | 0 | 0 | Reliability_Capacity_In_Model_Year | 0 | 0 | 0 | Operational_New_Capacity_MW | 0
Gates_TB_12_offpeak | Southern_PGAE_Flow_Battery_52 | Operational_New_Capacity_MW | -1 | Antelope_Vincent_SSN | Tehachapi_Li_Battery_8hr_101 | Reliability_Capacity_In_Model_Year | 0.5 |  |  |  | 0 | 0 | 0 | Reliability_Capacity_In_Model_Year | 0 | 0 | 0 | Reliability_Capacity_In_Model_Year | 0 | 0 | 0 | Operational_New_Capacity_MW | 0
Gates_TB_12_offpeak | Southern_PGAE_Flow_Battery_61 | Operational_New_Capacity_MW | -1 | Antelope_Vincent_SSN | Tehachapi_Pumped_Storage_32 | Reliability_Capacity_In_Model_Year | 0.5 |  |  |  | 0 | 0 | 0 | Reliability_Capacity_In_Model_Year | 0 | 0 | 0 | Reliability_Capacity_In_Model_Year | 0 | 0 | 0 | Operational_New_Capacity_MW | 0
Gates_TB_12_offpeak | Southern_PGAE_Flow_Battery_69 | Operational_New_Capacity_MW | -1 | Antelope_Vincent_SSN | Tehachapi_Solar_13 | Reliability_Capacity_In_Model_Year | 0.427 |  |  |  | 0 | 0 | 0 | Reliability_Capacity_In_Model_Year | 0 | 0 | 0 | Reliability_Capacity_In_Model_Year | 0 | 0 | 0 | Operational_New_Capacity_MW | 0
Gates_TB_12_offpeak | Southern_PGAE_Flow_Battery_72 | Operational_New_Capacity_MW | -1 | Antelope_Vincent_SSN | Tehachapi_Solar_32 | Reliability_Capacity_In_Model_Year | 0.427 |  |  |  | 0 | 0 | 0 | Reliability_Capacity_In_Model_Year | 0 | 0 | 0 | Reliability_Capacity_In_Model_Year | 0 | 0 | 0 | Operational_New_Capacity_MW | 0
Gates_TB_12_offpeak | Southern_PGAE_Flow_Battery_74 | Operational_New_Capacity_MW | -1 | Antelope_Vincent_SSN | Tehachapi_Solar_66 | Reliability_Capacity_In_Model_Year | 0.427 |  |  |  | 0 | 0 | 0 | Reliability_Capacity_In_Model_Year | 0 | 0 | 0 | Reliability_Capacity_In_Model_Year | 0 | 0 | 0 | Operational_New_Capacity_MW | 0
Gates_TB_12_offpeak | Southern_PGAE_Flow_Battery_75 | Operational_New_Capacity_MW | -1 | Antelope_Vincent_SSN | Tehachapi_Solar_78 | Reliability_Capacity_In_Model_Year | 0.427 |  |  |  | 0 | 0 | 0 | Reliability_Capacity_In_Model_Year | 0 | 0 | 0 | Reliability_Capacity_In_Model_Year | 0 | 0 | 0 | Operational_New_Capacity_MW | 0
Gates_TB_12_offpeak | Southern_PGAE_Flow_Battery_79 | Operational_New_Capacity_MW | -1 | Antelope_Vincent_SSN | Tehachapi_Solar_101 | Reliability_Capacity_In_Model_Year | 0.427 |  |  |  | 0 | 0 | 0 | Reliability_Capacity_In_Model_Year | 0 | 0 | 0 | Reliability_Capacity_In_Model_Year | 0 | 0 | 0 | Operational_New_Capacity_MW | 0
Gates_TB_12_offpeak | Southern_PGAE_Flow_Battery_93 | Operational_New_Capacity_MW | -1 | Antelope_Vincent_SSN | Tehachapi_Wind_13 | Reliability_Capacity_In_Model_Year | 0.163 |  |  |  | 0 | 0 | 0 | Reliability_Capacity_In_Model_Year | 0 | 0 | 0 | Reliability_Capacity_In_Model_Year | 0 | 0 | 0 | Operational_New_Capacity_MW | 0
Gates_TB_12_offpeak | Southern_PGAE_Flow_Battery_98 | Operational_New_Capacity_MW | -1 | Antelope_Vincent_SSN | Tehachapi_Wind_32 | Reliability_Capacity_In_Model_Year | 0.163 |  |  |  | 0 | 0 | 0 | Reliability_Capacity_In_Model_Year | 0 | 0 | 0 | Reliability_Capacity_In_Model_Year | 0 | 0 | 0 | Operational_New_Capacity_MW | 0
Gates_TB_12_offpeak | Southern_PGAE_Flow_Battery_102 | Operational_New_Capacity_MW | -1 | Bellota_Weber_SSN | Northern_California_Flow_Battery_25 | Reliability_Capacity_In_Model_Year | 0.5 |  |  |  | 0 | 0 | 0 | Reliability_Capacity_In_Model_Year | 0 | 0 | 0 | Reliability_Capacity_In_Model_Year | 0 | 0 | 0 | Operational_New_Capacity_MW | 0
Gates_TB_12_offpeak | Southern_PGAE_Flow_Battery_109 | Operational_New_Capacity_MW | -1 | Bellota_Weber_SSN | Northern_California_Flow_Battery_31 | Reliability_Capacity_In_Model_Year | 0.5 |  |  |  | 0 | 0 | 0 | Reliability_Capacity_In_Model_Year | 0 | 0 | 0 | Reliability_Capacity_In_Model_Year | 0 | 0 | 0 | Operational_New_Capacity_MW | 0
Gates_TB_12_offpeak | Southern_PGAE_Flow_Battery_117 | Operational_New_Capacity_MW | -1 | Bellota_Weber_SSN | Northern_California_Flow_Battery_80 | Reliability_Capacity_In_Model_Year | 0.5 |  |  |  | 0 | 0 | 0 | Reliability_Capacity_In_Model_Year | 0 | 0 | 0 | Reliability_Capacity_In_Model_Year | 0 | 0 | 0 | Operational_New_Capacity_MW | 0
Gates_TB_12_offpeak | Southern_PGAE_Flow_Battery_118 | Operational_New_Capacity_MW | -1 | Bellota_Weber_SSN | Northern_California_Flow_Battery_85 | Reliability_Capacity_In_Model_Year | 0.5 |  |  |  | 0 | 0 | 0 | Reliability_Capacity_In_Model_Year | 0 | 0 | 0 | Reliability_Capacity_In_Model_Year | 0 | 0 | 0 | Operational_New_Capacity_MW | 0
Gates_TB_12_offpeak | Southern_PGAE_Flow_Battery_124 | Operational_New_Capacity_MW | -1 | Bellota_Weber_SSN | Northern_California_Flow_Battery_92 | Reliability_Capacity_In_Model_Year | 0.5 |  |  |  | 0 | 0 | 0 | Reliability_Capacity_In_Model_Year | 0 | 0 | 0 | Reliability_Capacity_In_Model_Year | 0 | 0 | 0 | Operational_New_Capacity_MW | 0
Gates_TB_12_offpeak | Southern_PGAE_Flow_Battery_139 | Operational_New_Capacity_MW | -1 | Bellota_Weber_SSN | Southern_PGAE_Flow_Battery_111 | Reliability_Capacity_In_Model_Year | 0.5 |  |  |  | 0 | 0 | 0 | Reliability_Capacity_In_Model_Year | 0 | 0 | 0 | Reliability_Capacity_In_Model_Year | 0 | 0 | 0 | Operational_New_Capacity_MW | 0
Gates_TB_12_offpeak | Southern_PGAE_Flow_Battery_140 | Operational_New_Capacity_MW | -1 | Bellota_Weber_SSN | Northern_California_Flow_Battery_114 | Reliability_Capacity_In_Model_Year | 0.5 |  |  |  | 0 | 0 | 0 | Reliability_Capacity_In_Model_Year | 0 | 0 | 0 | Reliability_Capacity_In_Model_Year | 0 | 0 | 0 | Operational_New_Capacity_MW | 0
Gates_TB_12_offpeak | Southern_PGAE_Flow_Battery_151 | Operational_New_Capacity_MW | -1 | Bellota_Weber_SSN | Northern_California_Flow_Battery_122 | Reliability_Capacity_In_Model_Year | 0.5 |  |  |  | 0 | 0 | 0 | Reliability_Capacity_In_Model_Year | 0 | 0 | 0 | Reliability_Capacity_In_Model_Year | 0 | 0 | 0 | Operational_New_Capacity_MW | 0
Gates_TB_12_offpeak | Southern_PGAE_Flow_Battery_154 | Operational_New_Capacity_MW | -1 | Bellota_Weber_SSN | Northern_California_Flow_Battery_135 | Reliability_Capacity_In_Model_Year | 0.5 |  |  |  | 0 | 0 | 0 | Reliability_Capacity_In_Model_Year | 0 | 0 | 0 | Reliability_Capacity_In_Model_Year | 0 | 0 | 0 | Operational_New_Capacity_MW | 0
Gates_TB_12_offpeak | Southern_PGAE_Flow_Battery_161 | Operational_New_Capacity_MW | -1 | Bellota_Weber_SSN | Northern_California_Flow_Battery_138 | Reliability_Capacity_In_Model_Year | 0.5 |  |  |  | 0 | 0 | 0 | Reliability_Capacity_In_Model_Year | 0 | 0 | 0 | Reliability_Capacity_In_Model_Year | 0 | 0 | 0 | Operational_New_Capacity_MW | 0
Gates_TB_12_offpeak | Southern_PGAE_Flow_Battery_162 | Operational_New_Capacity_MW | -1 | Bellota_Weber_SSN | Southern_PGAE_Flow_Battery_139 | Reliability_Capacity_In_Model_Year | 0.5 |  |  |  | 0 | 0 | 0 | Reliability_Capacity_In_Model_Year | 0 | 0 | 0 | Reliability_Capacity_In_Model_Year | 0 | 0 | 0 | Operational_New_Capacity_MW | 0
Gates_TB_12_offpeak | Southern_PGAE_Flow_Battery_163 | Operational_New_Capacity_MW | -1 | Bellota_Weber_SSN | Southern_PGAE_Flow_Battery_140 | Reliability_Capacity_In_Model_Year | 0.5 |  |  |  | 0 | 0 | 0 | Reliability_Capacity_In_Model_Year | 0 | 0 | 0 | Reliability_Capacity_In_Model_Year | 0 | 0 | 0 | Operational_New_Capacity_MW | 0
Gates_TB_12_offpeak | Southern_PGAE_Flow_Battery_164 | Operational_New_Capacity_MW | -1 | Bellota_Weber_SSN | Northern_California_Flow_Battery_141 | Reliability_Capacity_In_Model_Year | 0.5 |  |  |  | 0 | 0 | 0 | Reliability_Capacity_In_Model_Year | 0 | 0 | 0 | Reliability_Capacity_In_Model_Year | 0 | 0 | 0 | Operational_New_Capacity_MW | 0
Gates_TB_12_offpeak | Southern_PGAE_Flow_Battery_165 | Operational_New_Capacity_MW | -1 | Bellota_Weber_SSN | Northern_California_Flow_Battery_144 | Reliability_Capacity_In_Model_Year | 0.5 |  |  |  | 0 | 0 | 0 | Reliability_Capacity_In_Model_Year | 0 | 0 | 0 | Reliability_Capacity_In_Model_Year | 0 | 0 | 0 | Operational_New_Capacity_MW | 0
Gates_TB_12_offpeak | Northern_California_Flow_Battery_166 | Operational_New_Capacity_MW | -1 | Bellota_Weber_SSN | Southern_PGAE_Flow_Battery_151 | Reliability_Capacity_In_Model_Year | 0.5 |  |  |  | 0 | 0 | 0 | Reliability_Capacity_In_Model_Year | 0 | 0 | 0 | Reliability_Capacity_In_Model_Year | 0 | 0 | 0 | Operational_New_Capacity_MW | 0
Gates_TB_12_offpeak | Southern_PGAE_Flow_Battery_168 | Operational_New_Capacity_MW | -1 | Bellota_Weber_SSN | Southern_PGAE_Flow_Battery_154 | Reliability_Capacity_In_Model_Year | 0.5 |  |  |  | 0 | 0 | 0 | Reliability_Capacity_In_Model_Year | 0 | 0 | 0 | Reliability_Capacity_In_Model_Year | 0 | 0 | 0 | Operational_New_Capacity_MW | 0
Gates_TB_12_offpeak | Southern_PGAE_Flow_Battery_169 | Operational_New_Capacity_MW | -1 | Bellota_Weber_SSN | Northern_California_Flow_Battery_157 | Reliability_Capacity_In_Model_Year | 0.5 |  |  |  | 0 | 0 | 0 | Reliability_Capacity_In_Model_Year | 0 | 0 | 0 | Reliability_Capacity_In_Model_Year | 0 | 0 | 0 | Operational_New_Capacity_MW | 0
Gates_TB_12_offpeak | Southern_PGAE_Flow_Battery_170 | Operational_New_Capacity_MW | -1 | Bellota_Weber_SSN | Northern_California_Flow_Battery_159 | Reliability_Capacity_In_Model_Year | 0.5 |  |  |  | 0 | 0 | 0 | Reliability_Capacity_In_Model_Year | 0 | 0 | 0 | Reliability_Capacity_In_Model_Year | 0 | 0 | 0 | Operational_New_Capacity_MW | 0
Gates_TB_12_offpeak | Southern_PGAE_Flow_Battery_174 | Operational_New_Capacity_MW | -1 | Bellota_Weber_SSN | Southern_PGAE_Flow_Battery_161 | Reliability_Capacity_In_Model_Year | 0.5 |  |  |  | 0 | 0 | 0 | Reliability_Capacity_In_Model_Year | 0 | 0 | 0 | Reliability_Capacity_In_Model_Year | 0 | 0 | 0 | Operational_New_Capacity_MW | 0
Gates_TB_12_offpeak | Southern_PGAE_Flow_Battery_176 | Operational_New_Capacity_MW | -1 | Bellota_Weber_SSN | Southern_PGAE_Flow_Battery_162 | Reliability_Capacity_In_Model_Year | 0.5 |  |  |  | 0 | 0 | 0 | Reliability_Capacity_In_Model_Year | 0 | 0 | 0 | Reliability_Capacity_In_Model_Year | 0 | 0 | 0 | Operational_New_Capacity_MW | 0
Gates_TB_12_offpeak | Southern_PGAE_Li_Battery_4hr_23 | Operational_New_Capacity_MW | -1 | Bellota_Weber_SSN | Southern_PGAE_Flow_Battery_163 | Reliability_Capacity_In_Model_Year | 0.5 |  |  |  | 0 | 0 | 0 | Reliability_Capacity_In_Model_Year | 0 | 0 | 0 | Reliability_Capacity_In_Model_Year | 0 | 0 | 0 | Operational_New_Capacity_MW | 0
Gates_TB_12_offpeak | Southern_PGAE_Li_Battery_4hr_24 | Operational_New_Capacity_MW | -1 | Bellota_Weber_SSN | Southern_PGAE_Flow_Battery_164 | Reliability_Capacity_In_Model_Year | 0.5 |  |  |  | 0 | 0 | 0 | Reliability_Capacity_In_Model_Year | 0 | 0 | 0 | Reliability_Capacity_In_Model_Year | 0 | 0 | 0 | Operational_New_Capacity_MW | 0
Gates_TB_12_offpeak | Southern_PGAE_Li_Battery_4hr_33 | Operational_New_Capacity_MW | -1 | Bellota_Weber_SSN | Southern_PGAE_Flow_Battery_165 | Reliability_Capacity_In_Model_Year | 0.5 |  |  |  | 0 | 0 | 0 | Reliability_Capacity_In_Model_Year | 0 | 0 | 0 | Reliability_Capacity_In_Model_Year | 0 | 0 | 0 | Operational_New_Capacity_MW | 0
Gates_TB_12_offpeak | Southern_PGAE_Li_Battery_4hr_34 | Operational_New_Capacity_MW | -1 | Bellota_Weber_SSN | Northern_California_Flow_Battery_166 | Reliability_Capacity_In_Model_Year | 0.5 |  |  |  | 0 | 0 | 0 | Reliability_Capacity_In_Model_Year | 0 | 0 | 0 | Reliability_Capacity_In_Model_Year | 0 | 0 | 0 | Operational_New_Capacity_MW | 0
Gates_TB_12_offpeak | Southern_PGAE_Li_Battery_4hr_45 | Operational_New_Capacity_MW | -1 | Bellota_Weber_SSN | Southern_PGAE_Flow_Battery_168 | Reliability_Capacity_In_Model_Year | 0.5 |  |  |  | 0 | 0 | 0 | Reliability_Capacity_In_Model_Year | 0 | 0 | 0 | Reliability_Capacity_In_Model_Year | 0 | 0 | 0 | Operational_New_Capacity_MW | 0
Gates_TB_12_offpeak | Southern_PGAE_Li_Battery_4hr_46 | Operational_New_Capacity_MW | -1 | Bellota_Weber_SSN | Southern_PGAE_Flow_Battery_169 | Reliability_Capacity_In_Model_Year | 0.5 |  |  |  | 0 | 0 | 0 | Reliability_Capacity_In_Model_Year | 0 | 0 | 0 | Reliability_Capacity_In_Model_Year | 0 | 0 | 0 | Operational_New_Capacity_MW | 0
Gates_TB_12_offpeak | Southern_PGAE_Li_Battery_4hr_49 | Operational_New_Capacity_MW | -1 | Bellota_Weber_SSN | Southern_PGAE_Flow_Battery_170 | Reliability_Capacity_In_Model_Year | 0.5 |  |  |  | 0 | 0 | 0 | Reliability_Capacity_In_Model_Year | 0 | 0 | 0 | Reliability_Capacity_In_Model_Year | 0 | 0 | 0 | Operational_New_Capacity_MW | 0
Gates_TB_12_offpeak | Southern_PGAE_Li_Battery_4hr_52 | Operational_New_Capacity_MW | -1 | Bellota_Weber_SSN | Northern_California_Flow_Battery_172 | Reliability_Capacity_In_Model_Year | 0.5 |  |  |  | 0 | 0 | 0 | Reliability_Capacity_In_Model_Year | 0 | 0 | 0 | Reliability_Capacity_In_Model_Year | 0 | 0 | 0 | Operational_New_Capacity_MW | 0
Gates_TB_12_offpeak | Southern_PGAE_Li_Battery_4hr_61 | Operational_New_Capacity_MW | -1 | Bellota_Weber_SSN | Southern_PGAE_Flow_Battery_174 | Reliability_Capacity_In_Model_Year | 0.5 |  |  |  | 0 | 0 | 0 | Reliability_Capacity_In_Model_Year | 0 | 0 | 0 | Reliability_Capacity_In_Model_Year | 0 | 0 | 0 | Operational_New_Capacity_MW | 0
Gates_TB_12_offpeak | Southern_PGAE_Li_Battery_4hr_69 | Operational_New_Capacity_MW | -1 | Bellota_Weber_SSN | Southern_PGAE_Flow_Battery_176 | Reliability_Capacity_In_Model_Year | 0.5 |  |  |  | 0 | 0 | 0 | Reliability_Capacity_In_Model_Year | 0 | 0 | 0 | Reliability_Capacity_In_Model_Year | 0 | 0 | 0 | Operational_New_Capacity_MW | 0
Gates_TB_12_offpeak | Southern_PGAE_Li_Battery_4hr_72 | Operational_New_Capacity_MW | -1 | Bellota_Weber_SSN | Northern_California_Flow_Battery_179 | Reliability_Capacity_In_Model_Year | 0.5 |  |  |  | 0 | 0 | 0 | Reliability_Capacity_In_Model_Year | 0 | 0 | 0 | Reliability_Capacity_In_Model_Year | 0 | 0 | 0 | Operational_New_Capacity_MW | 0
Gates_TB_12_offpeak | Southern_PGAE_Li_Battery_4hr_74 | Operational_New_Capacity_MW | -1 | Bellota_Weber_SSN | Northern_California_Li_Battery_4hr_25 | Reliability_Capacity_In_Model_Year | 0.5 |  |  |  | 0 | 0 | 0 | Reliability_Capacity_In_Model_Year | 0 | 0 | 0 | Reliability_Capacity_In_Model_Year | 0 | 0 | 0 | Operational_New_Capacity_MW | 0
Gates_TB_12_offpeak | Southern_PGAE_Li_Battery_4hr_75 | Operational_New_Capacity_MW | -1 | Bellota_Weber_SSN | Northern_California_Li_Battery_4hr_31 | Reliability_Capacity_In_Model_Year | 0.5 |  |  |  | 0 | 0 | 0 | Reliability_Capacity_In_Model_Year | 0 | 0 | 0 | Reliability_Capacity_In_Model_Year | 0 | 0 | 0 | Operational_New_Capacity_MW | 0
Gates_TB_12_offpeak | Southern_PGAE_Li_Battery_4hr_79 | Operational_New_Capacity_MW | -1 | Bellota_Weber_SSN | Northern_California_Li_Battery_4hr_80 | Reliability_Capacity_In_Model_Year | 0.5 |  |  |  | 0 | 0 | 0 | Reliability_Capacity_In_Model_Year | 0 | 0 | 0 | Reliability_Capacity_In_Model_Year | 0 | 0 | 0 | Operational_New_Capacity_MW | 0
Gates_TB_12_offpeak | Southern_PGAE_Li_Battery_4hr_93 | Operational_New_Capacity_MW | -1 | Bellota_Weber_SSN | Northern_California_Li_Battery_4hr_85 | Reliability_Capacity_In_Model_Year | 0.5 |  |  |  | 0 | 0 | 0 | Reliability_Capacity_In_Model_Year | 0 | 0 | 0 | Reliability_Capacity_In_Model_Year | 0 | 0 | 0 | Operational_New_Capacity_MW | 0
Gates_TB_12_offpeak | Southern_PGAE_Li_Battery_4hr_98 | Operational_New_Capacity_MW | -1 | Bellota_Weber_SSN | Northern_California_Li_Battery_4hr_92 | Reliability_Capacity_In_Model_Year | 0.5 |  |  |  | 0 | 0 | 0 | Reliability_Capacity_In_Model_Year | 0 | 0 | 0 | Reliability_Capacity_In_Model_Year | 0 | 0 | 0 | Operational_New_Capacity_MW | 0
Gates_TB_12_offpeak | Southern_PGAE_Li_Battery_4hr_102 | Operational_New_Capacity_MW | -1 | Bellota_Weber_SSN | Southern_PGAE_Li_Battery_4hr_111 | Reliability_Capacity_In_Model_Year | 0.5 |  |  |  | 0 | 0 | 0 | Reliability_Capacity_In_Model_Year | 0 | 0 | 0 | Reliability_Capacity_In_Model_Year | 0 | 0 | 0 | Operational_New_Capacity_MW | 0
Gates_TB_12_offpeak | Southern_PGAE_Li_Battery_4hr_109 | Operational_New_Capacity_MW | -1 | Bellota_Weber_SSN | Northern_California_Li_Battery_4hr_114 | Reliability_Capacity_In_Model_Year | 0.5
Gates_TB_12_offpeak | Southern_PGAE_Li_Battery_4hr_117 | Operational_New_Capacity_MW | -1 | Bellota_Weber_SSN | Northern_California_Li_Battery_4hr_122 | Reliability_Capacity_In_Model_Year | 0.5
Gates_TB_12_offpeak | Southern_PGAE_Li_Battery_4hr_118 | Operational_New_Capacity_MW | -1 | Bellota_Weber_SSN | Northern_California_Li_Battery_4hr_135 | Reliability_Capacity_In_Model_Year | 0.5
Gates_TB_12_offpeak | Southern_PGAE_Li_Battery_4hr_124 | Operational_New_Capacity_MW | -1 | Bellota_Weber_SSN | Northern_California_Li_Battery_4hr_138 | Reliability_Capacity_In_Model_Year | 0.5
Gates_TB_12_offpeak | Southern_PGAE_Li_Battery_4hr_139 | Operational_New_Capacity_MW | -1 | Bellota_Weber_SSN | Southern_PGAE_Li_Battery_4hr_139 | Reliability_Capacity_In_Model_Year | 0.5
Gates_TB_12_offpeak | Southern_PGAE_Li_Battery_4hr_140 | Operational_New_Capacity_MW | -1 | Bellota_Weber_SSN | Southern_PGAE_Li_Battery_4hr_140 | Reliability_Capacity_In_Model_Year | 0.5
Gates_TB_12_offpeak | Southern_PGAE_Li_Battery_4hr_151 | Operational_New_Capacity_MW | -1 | Bellota_Weber_SSN | Northern_California_Li_Battery_4hr_141 | Reliability_Capacity_In_Model_Year | 0.5
Gates_TB_12_offpeak | Southern_PGAE_Li_Battery_4hr_154 | Operational_New_Capacity_MW | -1 | Bellota_Weber_SSN | Northern_California_Li_Battery_4hr_144 | Reliability_Capacity_In_Model_Year | 0.5
Gates_TB_12_offpeak | Southern_PGAE_Li_Battery_4hr_161 | Operational_New_Capacity_MW | -1 | Bellota_Weber_SSN | Southern_PGAE_Li_Battery_4hr_151 | Reliability_Capacity_In_Model_Year | 0.5
Gates_TB_12_offpeak | Southern_PGAE_Li_Battery_4hr_162 | Operational_New_Capacity_MW | -1 | Bellota_Weber_SSN | Southern_PGAE_Li_Battery_4hr_154 | Reliability_Capacity_In_Model_Year | 0.5
Gates_TB_12_offpeak | Southern_PGAE_Li_Battery_4hr_163 | Operational_New_Capacity_MW | -1 | Bellota_Weber_SSN | Northern_California_Li_Battery_4hr_157 | Reliability_Capacity_In_Model_Year | 0.5
Gates_TB_12_offpeak | Southern_PGAE_Li_Battery_4hr_164 | Operational_New_Capacity_MW | -1 | Bellota_Weber_SSN | Northern_California_Li_Battery_4hr_159 | Reliability_Capacity_In_Model_Year | 0.5
Gates_TB_12_offpeak | Southern_PGAE_Li_Battery_4hr_165 | Operational_New_Capacity_MW | -1 | Bellota_Weber_SSN | Southern_PGAE_Li_Battery_4hr_161 | Reliability_Capacity_In_Model_Year | 0.5
Gates_TB_12_offpeak | Northern_California_Li_Battery_4hr_166 | Operational_New_Capacity_MW | -1 | Bellota_Weber_SSN | Southern_PGAE_Li_Battery_4hr_162 | Reliability_Capacity_In_Model_Year | 0.5
Gates_TB_12_offpeak | Southern_PGAE_Li_Battery_4hr_168 | Operational_New_Capacity_MW | -1 | Bellota_Weber_SSN | Southern_PGAE_Li_Battery_4hr_163 | Reliability_Capacity_In_Model_Year | 0.5
Gates_TB_12_offpeak | Southern_PGAE_Li_Battery_4hr_169 | Operational_New_Capacity_MW | -1 | Bellota_Weber_SSN | Southern_PGAE_Li_Battery_4hr_164 | Reliability_Capacity_In_Model_Year | 0.5
Gates_TB_12_offpeak | Southern_PGAE_Li_Battery_4hr_170 | Operational_New_Capacity_MW | -1 | Bellota_Weber_SSN | Southern_PGAE_Li_Battery_4hr_165 | Reliability_Capacity_In_Model_Year | 0.5
Gates_TB_12_offpeak | Southern_PGAE_Li_Battery_4hr_174 | Operational_New_Capacity_MW | -1 | Bellota_Weber_SSN | Northern_California_Li_Battery_4hr_166 | Reliability_Capacity_In_Model_Year | 0.5
Gates_TB_12_offpeak | Southern_PGAE_Li_Battery_4hr_176 | Operational_New_Capacity_MW | -1 | Bellota_Weber_SSN | Southern_PGAE_Li_Battery_4hr_168 | Reliability_Capacity_In_Model_Year | 0.5
Gates_TB_12_offpeak | Southern_PGAE_Li_Battery_8hr_23 | Operational_New_Capacity_MW | -1 | Bellota_Weber_SSN | Southern_PGAE_Li_Battery_4hr_169 | Reliability_Capacity_In_Model_Year | 0.5
Gates_TB_12_offpeak | Southern_PGAE_Li_Battery_8hr_24 | Operational_New_Capacity_MW | -1 | Bellota_Weber_SSN | Southern_PGAE_Li_Battery_4hr_170 | Reliability_Capacity_In_Model_Year | 0.5
Gates_TB_12_offpeak | Southern_PGAE_Li_Battery_8hr_33 | Operational_New_Capacity_MW | -1 | Bellota_Weber_SSN | Northern_California_Li_Battery_4hr_172 | Reliability_Capacity_In_Model_Year | 0.5
Gates_TB_12_offpeak | Southern_PGAE_Li_Battery_8hr_34 | Operational_New_Capacity_MW | -1 | Bellota_Weber_SSN | Southern_PGAE_Li_Battery_4hr_174 | Reliability_Capacity_In_Model_Year | 0.5
Gates_TB_12_offpeak | Southern_PGAE_Li_Battery_8hr_45 | Operational_New_Capacity_MW | -1 | Bellota_Weber_SSN | Southern_PGAE_Li_Battery_4hr_176 | Reliability_Capacity_In_Model_Year | 0.5
Gates_TB_12_offpeak | Southern_PGAE_Li_Battery_8hr_46 | Operational_New_Capacity_MW | -1 | Bellota_Weber_SSN | Northern_California_Li_Battery_4hr_179 | Reliability_Capacity_In_Model_Year | 0.5
Gates_TB_12_offpeak | Southern_PGAE_Li_Battery_8hr_49 | Operational_New_Capacity_MW | -1 | Bellota_Weber_SSN | Northern_California_Li_Battery_8hr_25 | Reliability_Capacity_In_Model_Year | 0.5
Gates_TB_12_offpeak | Southern_PGAE_Li_Battery_8hr_52 | Operational_New_Capacity_MW | -1 | Bellota_Weber_SSN | Northern_California_Li_Battery_8hr_31 | Reliability_Capacity_In_Model_Year | 0.5
Gates_TB_12_offpeak | Southern_PGAE_Li_Battery_8hr_61 | Operational_New_Capacity_MW | -1 | Bellota_Weber_SSN | Northern_California_Li_Battery_8hr_80 | Reliability_Capacity_In_Model_Year | 0.5
Gates_TB_12_offpeak | Southern_PGAE_Li_Battery_8hr_69 | Operational_New_Capacity_MW | -1 | Bellota_Weber_SSN | Northern_California_Li_Battery_8hr_85 | Reliability_Capacity_In_Model_Year | 0.5
Gates_TB_12_offpeak | Southern_PGAE_Li_Battery_8hr_72 | Operational_New_Capacity_MW | -1 | Bellota_Weber_SSN | Northern_California_Li_Battery_8hr_92 | Reliability_Capacity_In_Model_Year | 0.5
Gates_TB_12_offpeak | Southern_PGAE_Li_Battery_8hr_74 | Operational_New_Capacity_MW | -1 | Bellota_Weber_SSN | Southern_PGAE_Li_Battery_8hr_111 | Reliability_Capacity_In_Model_Year | 0.5
Gates_TB_12_offpeak | Southern_PGAE_Li_Battery_8hr_75 | Operational_New_Capacity_MW | -1 | Bellota_Weber_SSN | Northern_California_Li_Battery_8hr_114 | Reliability_Capacity_In_Model_Year | 0.5
Gates_TB_12_offpeak | Southern_PGAE_Li_Battery_8hr_79 | Operational_New_Capacity_MW | -1 | Bellota_Weber_SSN | Northern_California_Li_Battery_8hr_122 | Reliability_Capacity_In_Model_Year | 0.5
Gates_TB_12_offpeak | Southern_PGAE_Li_Battery_8hr_93 | Operational_New_Capacity_MW | -1 | Bellota_Weber_SSN | Northern_California_Li_Battery_8hr_135 | Reliability_Capacity_In_Model_Year | 0.5
Gates_TB_12_offpeak | Southern_PGAE_Li_Battery_8hr_98 | Operational_New_Capacity_MW | -1 | Bellota_Weber_SSN | Northern_California_Li_Battery_8hr_138 | Reliability_Capacity_In_Model_Year | 0.5
Gates_TB_12_offpeak | Southern_PGAE_Li_Battery_8hr_102 | Operational_New_Capacity_MW | -1 | Bellota_Weber_SSN | Southern_PGAE_Li_Battery_8hr_139 | Reliability_Capacity_In_Model_Year | 0.5
Gates_TB_12_offpeak | Southern_PGAE_Li_Battery_8hr_109 | Operational_New_Capacity_MW | -1 | Bellota_Weber_SSN | Southern_PGAE_Li_Battery_8hr_140 | Reliability_Capacity_In_Model_Year | 0.5
Gates_TB_12_offpeak | Southern_PGAE_Li_Battery_8hr_117 | Operational_New_Capacity_MW | -1 | Bellota_Weber_SSN | Northern_California_Li_Battery_8hr_141 | Reliability_Capacity_In_Model_Year | 0.5
Gates_TB_12_offpeak | Southern_PGAE_Li_Battery_8hr_118 | Operational_New_Capacity_MW | -1 | Bellota_Weber_SSN | Northern_California_Li_Battery_8hr_144 | Reliability_Capacity_In_Model_Year | 0.5
Gates_TB_12_offpeak | Southern_PGAE_Li_Battery_8hr_124 | Operational_New_Capacity_MW | -1 | Bellota_Weber_SSN | Southern_PGAE_Li_Battery_8hr_151 | Reliability_Capacity_In_Model_Year | 0.5
Gates_TB_12_offpeak | Southern_PGAE_Li_Battery_8hr_139 | Operational_New_Capacity_MW | -1 | Bellota_Weber_SSN | Southern_PGAE_Li_Battery_8hr_154 | Reliability_Capacity_In_Model_Year | 0.5
Gates_TB_12_offpeak | Southern_PGAE_Li_Battery_8hr_140 | Operational_New_Capacity_MW | -1 | Bellota_Weber_SSN | Northern_California_Li_Battery_8hr_157 | Reliability_Capacity_In_Model_Year | 0.5
Gates_TB_12_offpeak | Southern_PGAE_Li_Battery_8hr_151 | Operational_New_Capacity_MW | -1 | Bellota_Weber_SSN | Northern_California_Li_Battery_8hr_159 | Reliability_Capacity_In_Model_Year | 0.5
Gates_TB_12_offpeak | Southern_PGAE_Li_Battery_8hr_154 | Operational_New_Capacity_MW | -1 | Bellota_Weber_SSN | Southern_PGAE_Li_Battery_8hr_161 | Reliability_Capacity_In_Model_Year | 0.5
Gates_TB_12_offpeak | Southern_PGAE_Li_Battery_8hr_161 | Operational_New_Capacity_MW | -1 | Bellota_Weber_SSN | Southern_PGAE_Li_Battery_8hr_162 | Reliability_Capacity_In_Model_Year | 0.5
Gates_TB_12_offpeak | Southern_PGAE_Li_Battery_8hr_162 | Operational_New_Capacity_MW | -1 | Bellota_Weber_SSN | Southern_PGAE_Li_Battery_8hr_163 | Reliability_Capacity_In_Model_Year | 0.5
Gates_TB_12_offpeak | Southern_PGAE_Li_Battery_8hr_163 | Operational_New_Capacity_MW | -1 | Bellota_Weber_SSN | Southern_PGAE_Li_Battery_8hr_164 | Reliability_Capacity_In_Model_Year | 0.5
Gates_TB_12_offpeak | Southern_PGAE_Li_Battery_8hr_164 | Operational_New_Capacity_MW | -1 | Bellota_Weber_SSN | Southern_PGAE_Li_Battery_8hr_165 | Reliability_Capacity_In_Model_Year | 0.5
Gates_TB_12_offpeak | Southern_PGAE_Li_Battery_8hr_165 | Operational_New_Capacity_MW | -1 | Bellota_Weber_SSN | Northern_California_Li_Battery_8hr_166 | Reliability_Capacity_In_Model_Year | 0.5
Gates_TB_12_offpeak | Northern_California_Li_Battery_8hr_166 | Operational_New_Capacity_MW | -1 | Bellota_Weber_SSN | Southern_PGAE_Li_Battery_8hr_168 | Reliability_Capacity_In_Model_Year | 0.5
Gates_TB_12_offpeak | Southern_PGAE_Li_Battery_8hr_168 | Operational_New_Capacity_MW | -1 | Bellota_Weber_SSN | Southern_PGAE_Li_Battery_8hr_169 | Reliability_Capacity_In_Model_Year | 0.5
Gates_TB_12_offpeak | Southern_PGAE_Li_Battery_8hr_169 | Operational_New_Capacity_MW | -1 | Bellota_Weber_SSN | Southern_PGAE_Li_Battery_8hr_170 | Reliability_Capacity_In_Model_Year | 0.5
Gates_TB_12_offpeak | Southern_PGAE_Li_Battery_8hr_170 | Operational_New_Capacity_MW | -1 | Bellota_Weber_SSN | Northern_California_Li_Battery_8hr_172 | Reliability_Capacity_In_Model_Year | 0.5
Gates_TB_12_offpeak | Southern_PGAE_Li_Battery_8hr_174 | Operational_New_Capacity_MW | -1 | Bellota_Weber_SSN | Southern_PGAE_Li_Battery_8hr_174 | Reliability_Capacity_In_Model_Year | 0.5
Gates_TB_12_offpeak | Southern_PGAE_Li_Battery_8hr_176 | Operational_New_Capacity_MW | -1 | Bellota_Weber_SSN | Southern_PGAE_Li_Battery_8hr_176 | Reliability_Capacity_In_Model_Year | 0.5
Gates_TB_12_offpeak | Central_Valley_North_Los_Banos_Wind_154 | Operational_New_Capacity_MW | 0.44 | Bellota_Weber_SSN | Northern_California_Li_Battery_8hr_179 | Reliability_Capacity_In_Model_Year | 0.5
Gates_TB_12_offpeak | Central_Valley_North_Los_Banos_Wind_162 | Operational_New_Capacity_MW | 0.44 | Bellota_Weber_SSN | Central_Valley_North_Los_Banos_Wind_154 | Reliability_Capacity_In_Model_Year | 0.163
Gates_TB_12_offpeak | Northern_California_Solar_166 | Operational_New_Capacity_MW | 0.79 | Bellota_Weber_SSN | Central_Valley_North_Los_Banos_Wind_162 | Reliability_Capacity_In_Model_Year | 0.163
Gates_TB_12_offpeak | Southern_PGAE_Solar_23 | Operational_New_Capacity_MW | 0.79 | Bellota_Weber_SSN | Northern_California_Solar_25 | Reliability_Capacity_In_Model_Year | 0.556
Gates_TB_12_offpeak | Southern_PGAE_Solar_24 | Operational_New_Capacity_MW | 0.79 | Bellota_Weber_SSN | Northern_California_Solar_31 | Reliability_Capacity_In_Model_Year | 0.556
Gates_TB_12_offpeak | Southern_PGAE_Solar_33 | Operational_New_Capacity_MW | 0.79 | Bellota_Weber_SSN | Northern_California_Solar_80 | Reliability_Capacity_In_Model_Year | 0.556
Gates_TB_12_offpeak | Southern_PGAE_Solar_34 | Operational_New_Capacity_MW | 0.79 | Bellota_Weber_SSN | Northern_California_Solar_85 | Reliability_Capacity_In_Model_Year | 0.556
Gates_TB_12_offpeak | Southern_PGAE_Solar_45 | Operational_New_Capacity_MW | 0.79 | Bellota_Weber_SSN | Northern_California_Solar_92 | Reliability_Capacity_In_Model_Year | 0.556
Gates_TB_12_offpeak | Southern_PGAE_Solar_46 | Operational_New_Capacity_MW | 0.79 | Bellota_Weber_SSN | Northern_California_Solar_114 | Reliability_Capacity_In_Model_Year | 0.556
Gates_TB_12_offpeak | Southern_PGAE_Solar_49 | Operational_New_Capacity_MW | 0.79 | Bellota_Weber_SSN | Northern_California_Solar_122 | Reliability_Capacity_In_Model_Year | 0.556
Gates_TB_12_offpeak | Southern_PGAE_Solar_52 | Operational_New_Capacity_MW | 0.79 | Bellota_Weber_SSN | Northern_California_Solar_135 | Reliability_Capacity_In_Model_Year | 0.556
Gates_TB_12_offpeak | Southern_PGAE_Solar_61 | Operational_New_Capacity_MW | 0.79 | Bellota_Weber_SSN | Northern_California_Solar_138 | Reliability_Capacity_In_Model_Year | 0.556
Gates_TB_12_offpeak | Southern_PGAE_Solar_69 | Operational_New_Capacity_MW | 0.79 | Bellota_Weber_SSN | Northern_California_Solar_141 | Reliability_Capacity_In_Model_Year | 0.556
Gates_TB_12_offpeak | Southern_PGAE_Solar_72 | Operational_New_Capacity_MW | 0.79 | Bellota_Weber_SSN | Northern_California_Solar_144 | Reliability_Capacity_In_Model_Year | 0.556
Gates_TB_12_offpeak | Southern_PGAE_Solar_74 | Operational_New_Capacity_MW | 0.79 | Bellota_Weber_SSN | Northern_California_Solar_157 | Reliability_Capacity_In_Model_Year | 0.556
Gates_TB_12_offpeak | Southern_PGAE_Solar_75 | Operational_New_Capacity_MW | 0.79 | Bellota_Weber_SSN | Northern_California_Solar_159 | Reliability_Capacity_In_Model_Year | 0.556
Gates_TB_12_offpeak | Southern_PGAE_Solar_79 | Operational_New_Capacity_MW | 0.79 | Bellota_Weber_SSN | Northern_California_Solar_166 | Reliability_Capacity_In_Model_Year | 0.556
Gates_TB_12_offpeak | Southern_PGAE_Solar_93 | Operational_New_Capacity_MW | 0.79 | Bellota_Weber_SSN | Northern_California_Solar_172 | Reliability_Capacity_In_Model_Year | 0.556
Gates_TB_12_offpeak | Southern_PGAE_Solar_98 | Operational_New_Capacity_MW | 0.79 | Bellota_Weber_SSN | Northern_California_Solar_179 | Reliability_Capacity_In_Model_Year | 0.556
Gates_TB_12_offpeak | Southern_PGAE_Solar_102 | Operational_New_Capacity_MW | 0.79 | Bellota_Weber_SSN | Northern_California_Wind_159 | Reliability_Capacity_In_Model_Year | 0.163
Gates_TB_12_offpeak | Southern_PGAE_Solar_109 | Operational_New_Capacity_MW | 0.79 | Bellota_Weber_SSN | Solano_Wind_85 | Reliability_Capacity_In_Model_Year | 0.163
Gates_TB_12_offpeak | Southern_PGAE_Solar_117 | Operational_New_Capacity_MW | 0.79 | Bellota_Weber_SSN | Solano_Wind_122 | Reliability_Capacity_In_Model_Year | 0.163
Gates_TB_12_offpeak | Southern_PGAE_Solar_118 | Operational_New_Capacity_MW | 0.79 | Bellota_Weber_SSN | Southern_PGAE_Solar_111 | Reliability_Capacity_In_Model_Year | 0.556
Gates_TB_12_offpeak | Southern_PGAE_Solar_124 | Operational_New_Capacity_MW | 0.79 | Bellota_Weber_SSN | Southern_PGAE_Solar_139 | Reliability_Capacity_In_Model_Year | 0.556
Gates_TB_12_offpeak | Southern_PGAE_Solar_139 | Operational_New_Capacity_MW | 0.79 | Bellota_Weber_SSN | Southern_PGAE_Solar_140 | Reliability_Capacity_In_Model_Year | 0.556
Gates_TB_12_offpeak | Southern_PGAE_Solar_140 | Operational_New_Capacity_MW | 0.79 | Bellota_Weber_SSN | Southern_PGAE_Solar_151 | Reliability_Capacity_In_Model_Year | 0.556
Gates_TB_12_offpeak | Southern_PGAE_Solar_151 | Operational_New_Capacity_MW | 0.79 | Bellota_Weber_SSN | Southern_PGAE_Solar_154 | Reliability_Capacity_In_Model_Year | 0.556
Gates_TB_12_offpeak | Southern_PGAE_Solar_154 | Operational_New_Capacity_MW | 0.79 | Bellota_Weber_SSN | Southern_PGAE_Solar_161 | Reliability_Capacity_In_Model_Year | 0.556
Gates_TB_12_offpeak | Southern_PGAE_Solar_161 | Operational_New_Capacity_MW | 0.79 | Bellota_Weber_SSN | Southern_PGAE_Solar_162 | Reliability_Capacity_In_Model_Year | 0.556
Gates_TB_12_offpeak | Southern_PGAE_Solar_162 | Operational_New_Capacity_MW | 0.79 | Bellota_Weber_SSN | Southern_PGAE_Solar_163 | Reliability_Capacity_In_Model_Year | 0.556
Gates_TB_12_offpeak | Southern_PGAE_Solar_163 | Operational_New_Capacity_MW | 0.79 | Bellota_Weber_SSN | Southern_PGAE_Solar_164 | Reliability_Capacity_In_Model_Year | 0.556
Gates_TB_12_offpeak | Southern_PGAE_Solar_164 | Operational_New_Capacity_MW | 0.79 | Bellota_Weber_SSN | Southern_PGAE_Solar_165 | Reliability_Capacity_In_Model_Year | 0.556
Gates_TB_12_offpeak | Southern_PGAE_Solar_165 | Operational_New_Capacity_MW | 0.79 | Bellota_Weber_SSN | Southern_PGAE_Solar_168 | Reliability_Capacity_In_Model_Year | 0.556
Gates_TB_12_offpeak | Southern_PGAE_Solar_168 | Operational_New_Capacity_MW | 0.79 | Bellota_Weber_SSN | Southern_PGAE_Solar_169 | Reliability_Capacity_In_Model_Year | 0.556
Gates_TB_12_offpeak | Southern_PGAE_Solar_169 | Operational_New_Capacity_MW | 0.79 | Bellota_Weber_SSN | Southern_PGAE_Solar_170 | Reliability_Capacity_In_Model_Year | 0.556
Gates_TB_12_offpeak | Southern_PGAE_Solar_170 | Operational_New_Capacity_MW | 0.79 | Bellota_Weber_SSN | Southern_PGAE_Solar_174 | Reliability_Capacity_In_Model_Year | 0.556
Gates_TB_12_offpeak | Southern_PGAE_Solar_174 | Operational_New_Capacity_MW | 0.79 | Bellota_Weber_SSN | Southern_PGAE_Solar_176 | Reliability_Capacity_In_Model_Year | 0.556
Gates_TB_12_offpeak | Southern_PGAE_Solar_176 | Operational_New_Capacity_MW | 0.79 | Bell_Placer_SSN | Northern_California_Flow_Battery_100 | Reliability_Capacity_In_Model_Year | 0.5
Gates_TB_12_offpeak | Gates_TB_13_group | Operational_New_Capacity_MW | -0.68171 | Bell_Placer_SSN | Tehachapi_Flow_Battery_125 | Reliability_Capacity_In_Model_Year | 0.5
Gates_TB_12_SSN | Southern_PGAE_Flow_Battery_23 | Reliability_Capacity_In_Model_Year | 0.5 | Bell_Placer_SSN | Northern_California_Flow_Battery_157 | Reliability_Capacity_In_Model_Year | 0.5
Gates_TB_12_SSN | Southern_PGAE_Flow_Battery_24 | Reliability_Capacity_In_Model_Year | 0.5 | Bell_Placer_SSN | Northern_California_Flow_Battery_172 | Reliability_Capacity_In_Model_Year | 0.5
Gates_TB_12_SSN | Southern_PGAE_Flow_Battery_33 | Reliability_Capacity_In_Model_Year | 0.5 | Bell_Placer_SSN | Northern_California_Flow_Battery_178 | Reliability_Capacity_In_Model_Year | 0.5
Gates_TB_12_SSN | Southern_PGAE_Flow_Battery_34 | Reliability_Capacity_In_Model_Year | 0.5 | Bell_Placer_SSN | Northern_California_Flow_Battery_179 | Reliability_Capacity_In_Model_Year | 0.5
Gates_TB_12_SSN | Southern_PGAE_Flow_Battery_45 | Reliability_Capacity_In_Model_Year | 0.5 | Bell_Placer_SSN | Northern_California_Li_Battery_4hr_100 | Reliability_Capacity_In_Model_Year | 0.5
Gates_TB_12_SSN | Southern_PGAE_Flow_Battery_46 | Reliability_Capacity_In_Model_Year | 0.5 | Bell_Placer_SSN | Tehachapi_Li_Battery_4hr_125 | Reliability_Capacity_In_Model_Year | 0.5
Gates_TB_12_SSN | Southern_PGAE_Flow_Battery_49 | Reliability_Capacity_In_Model_Year | 0.5 | Bell_Placer_SSN | Northern_California_Li_Battery_4hr_157 | Reliability_Capacity_In_Model_Year | 0.5
Gates_TB_12_SSN | Southern_PGAE_Flow_Battery_52 | Reliability_Capacity_In_Model_Year | 0.5 | Bell_Placer_SSN | Northern_California_Li_Battery_4hr_172 | Reliability_Capacity_In_Model_Year | 0.5
Gates_TB_12_SSN | Southern_PGAE_Flow_Battery_61 | Reliability_Capacity_In_Model_Year | 0.5 | Bell_Placer_SSN | Northern_California_Li_Battery_4hr_178 | Reliability_Capacity_In_Model_Year | 0.5
Gates_TB_12_SSN | Southern_PGAE_Flow_Battery_69 | Reliability_Capacity_In_Model_Year | 0.5 | Bell_Placer_SSN | Northern_California_Li_Battery_4hr_179 | Reliability_Capacity_In_Model_Year | 0.5
Gates_TB_12_SSN | Southern_PGAE_Flow_Battery_72 | Reliability_Capacity_In_Model_Year | 0.5 | Bell_Placer_SSN | Northern_California_Li_Battery_8hr_100 | Reliability_Capacity_In_Model_Year | 0.5
Gates_TB_12_SSN | Southern_PGAE_Flow_Battery_74 | Reliability_Capacity_In_Model_Year | 0.5 | Bell_Placer_SSN | Tehachapi_Li_Battery_8hr_125 | Reliability_Capacity_In_Model_Year | 0.5
Gates_TB_12_SSN | Southern_PGAE_Flow_Battery_75 | Reliability_Capacity_In_Model_Year | 0.5 | Bell_Placer_SSN | Northern_California_Li_Battery_8hr_157 | Reliability_Capacity_In_Model_Year | 0.5
Gates_TB_12_SSN | Southern_PGAE_Flow_Battery_79 | Reliability_Capacity_In_Model_Year | 0.5 | Bell_Placer_SSN | Northern_California_Li_Battery_8hr_172 | Reliability_Capacity_In_Model_Year | 0.5
Gates_TB_12_SSN | Southern_PGAE_Flow_Battery_93 | Reliability_Capacity_In_Model_Year | 0.5 | Bell_Placer_SSN | Northern_California_Li_Battery_8hr_178 | Reliability_Capacity_In_Model_Year | 0.5
Gates_TB_12_SSN | Southern_PGAE_Flow_Battery_98 | Reliability_Capacity_In_Model_Year | 0.5 | Bell_Placer_SSN | Northern_California_Li_Battery_8hr_179 | Reliability_Capacity_In_Model_Year | 0.5
Gates_TB_12_SSN | Southern_PGAE_Flow_Battery_102 | Reliability_Capacity_In_Model_Year | 0.5 | Bell_Placer_SSN | Central_Valley_North_Los_Banos_Wind_125 | Reliability_Capacity_In_Model_Year | 0.163
Gates_TB_12_SSN | Southern_PGAE_Flow_Battery_109 | Reliability_Capacity_In_Model_Year | 0.5 | Bell_Placer_SSN | Northern_California_Geothermal_100 | Reliability_Capacity_In_Model_Year | 1
Gates_TB_12_SSN | Southern_PGAE_Flow_Battery_117 | Reliability_Capacity_In_Model_Year | 0.5 | Bell_Placer_SSN | Northern_California_Solar_100 | Reliability_Capacity_In_Model_Year | 0.556
Gates_TB_12_SSN | Southern_PGAE_Flow_Battery_118 | Reliability_Capacity_In_Model_Year | 0.5 | Bell_Placer_SSN | Northern_California_Solar_157 | Reliability_Capacity_In_Model_Year | 0.556
Gates_TB_12_SSN | Southern_PGAE_Flow_Battery_124 | Reliability_Capacity_In_Model_Year | 0.5 | Bell_Placer_SSN | Northern_California_Solar_172 | Reliability_Capacity_In_Model_Year | 0.556
Gates_TB_12_SSN | Southern_PGAE_Flow_Battery_139 | Reliability_Capacity_In_Model_Year | 0.5 | Bell_Placer_SSN | Northern_California_Solar_178 | Reliability_Capacity_In_Model_Year | 0.556
Gates_TB_12_SSN | Southern_PGAE_Flow_Battery_140 | Reliability_Capacity_In_Model_Year | 0.5 | Bell_Placer_SSN | Northern_California_Solar_179 | Reliability_Capacity_In_Model_Year | 0.556
Gates_TB_12_SSN | Southern_PGAE_Flow_Battery_151 | Reliability_Capacity_In_Model_Year | 0.5 | Bell_Placer_SSN | Tehachapi_Solar_125 | Reliability_Capacity_In_Model_Year | 0.427
Gates_TB_12_SSN | Southern_PGAE_Flow_Battery_154 | Reliability_Capacity_In_Model_Year | 0.5 | Birds_Landing_Contra_Costa_SSN | Northern_California_Flow_Battery_26 | Reliability_Capacity_In_Model_Year | 0.5
Gates_TB_12_SSN | Southern_PGAE_Flow_Battery_161 | Reliability_Capacity_In_Model_Year | 0.5 | Birds_Landing_Contra_Costa_SSN | Northern_California_Flow_Battery_51 | Reliability_Capacity_In_Model_Year | 0.5
Gates_TB_12_SSN | Southern_PGAE_Flow_Battery_162 | Reliability_Capacity_In_Model_Year | 0.5 | Birds_Landing_Contra_Costa_SSN | Northern_California_Flow_Battery_80 | Reliability_Capacity_In_Model_Year | 0.5
Gates_TB_12_SSN | Southern_PGAE_Flow_Battery_163 | Reliability_Capacity_In_Model_Year | 0.5 | Birds_Landing_Contra_Costa_SSN | Northern_California_Flow_Battery_83 | Reliability_Capacity_In_Model_Year | 0.5
Gates_TB_12_SSN | Southern_PGAE_Flow_Battery_164 | Reliability_Capacity_In_Model_Year | 0.5 | Birds_Landing_Contra_Costa_SSN | Northern_California_Flow_Battery_85 | Reliability_Capacity_In_Model_Year | 0.5
Gates_TB_12_SSN | Southern_PGAE_Flow_Battery_165 | Reliability_Capacity_In_Model_Year | 0.5 | Birds_Landing_Contra_Costa_SSN | Northern_California_Flow_Battery_94 | Reliability_Capacity_In_Model_Year | 0.5
Gates_TB_12_SSN | Northern_California_Flow_Battery_166 | Reliability_Capacity_In_Model_Year | 0.5 | Birds_Landing_Contra_Costa_SSN | Northern_California_Flow_Battery_126 | Reliability_Capacity_In_Model_Year | 0.5
Gates_TB_12_SSN | Southern_PGAE_Flow_Battery_168 | Reliability_Capacity_In_Model_Year | 0.5 | Birds_Landing_Contra_Costa_SSN | Northern_California_Flow_Battery_127 | Reliability_Capacity_In_Model_Year | 0.5
Gates_TB_12_SSN | Southern_PGAE_Flow_Battery_169 | Reliability_Capacity_In_Model_Year | 0.5 | Birds_Landing_Contra_Costa_SSN | Northern_California_Flow_Battery_150 | Reliability_Capacity_In_Model_Year | 0.5
Gates_TB_12_SSN | Southern_PGAE_Flow_Battery_170 | Reliability_Capacity_In_Model_Year | 0.5 | Birds_Landing_Contra_Costa_SSN | Northern_California_Flow_Battery_155 | Reliability_Capacity_In_Model_Year | 0.5
Gates_TB_12_SSN | Southern_PGAE_Flow_Battery_174 | Reliability_Capacity_In_Model_Year | 0.5 | Birds_Landing_Contra_Costa_SSN | Northern_California_Flow_Battery_158 | Reliability_Capacity_In_Model_Year | 0.5
Gates_TB_12_SSN | Southern_PGAE_Flow_Battery_176 | Reliability_Capacity_In_Model_Year | 0.5 | Birds_Landing_Contra_Costa_SSN | Northern_California_Li_Battery_4hr_26 | Reliability_Capacity_In_Model_Year | 0.5
Gates_TB_12_SSN | Southern_PGAE_Li_Battery_4hr_23 | Reliability_Capacity_In_Model_Year | 0.5 | Birds_Landing_Contra_Costa_SSN | Northern_California_Li_Battery_4hr_51 | Reliability_Capacity_In_Model_Year | 0.5
Gates_TB_12_SSN | Southern_PGAE_Li_Battery_4hr_24 | Reliability_Capacity_In_Model_Year | 0.5 | Birds_Landing_Contra_Costa_SSN | Northern_California_Li_Battery_4hr_80 | Reliability_Capacity_In_Model_Year | 0.5
Gates_TB_12_SSN | Southern_PGAE_Li_Battery_4hr_33 | Reliability_Capacity_In_Model_Year | 0.5 | Birds_Landing_Contra_Costa_SSN | Northern_California_Li_Battery_4hr_83 | Reliability_Capacity_In_Model_Year | 0.5
Gates_TB_12_SSN | Southern_PGAE_Li_Battery_4hr_34 | Reliability_Capacity_In_Model_Year | 0.5 | Birds_Landing_Contra_Costa_SSN | Northern_California_Li_Battery_4hr_85 | Reliability_Capacity_In_Model_Year | 0.5
Gates_TB_12_SSN | Southern_PGAE_Li_Battery_4hr_45 | Reliability_Capacity_In_Model_Year | 0.5 | Birds_Landing_Contra_Costa_SSN | Northern_California_Li_Battery_4hr_94 | Reliability_Capacity_In_Model_Year | 0.5
Gates_TB_12_SSN | Southern_PGAE_Li_Battery_4hr_46 | Reliability_Capacity_In_Model_Year | 0.5 | Birds_Landing_Contra_Costa_SSN | Northern_California_Li_Battery_4hr_126 | Reliability_Capacity_In_Model_Year | 0.5
Gates_TB_12_SSN | Southern_PGAE_Li_Battery_4hr_49 | Reliability_Capacity_In_Model_Year | 0.5 | Birds_Landing_Contra_Costa_SSN | Northern_California_Li_Battery_4hr_127 | Reliability_Capacity_In_Model_Year | 0.5
Gates_TB_12_SSN | Southern_PGAE_Li_Battery_4hr_52 | Reliability_Capacity_In_Model_Year | 0.5 | Birds_Landing_Contra_Costa_SSN | Northern_California_Li_Battery_4hr_150 | Reliability_Capacity_In_Model_Year | 0.5
Gates_TB_12_SSN | Southern_PGAE_Li_Battery_4hr_61 | Reliability_Capacity_In_Model_Year | 0.5 | Birds_Landing_Contra_Costa_SSN | Northern_California_Li_Battery_4hr_155 | Reliability_Capacity_In_Model_Year | 0.5
Gates_TB_12_SSN | Southern_PGAE_Li_Battery_4hr_69 | Reliability_Capacity_In_Model_Year | 0.5 | Birds_Landing_Contra_Costa_SSN | Northern_California_Li_Battery_4hr_158 | Reliability_Capacity_In_Model_Year | 0.5
Gates_TB_12_SSN | Southern_PGAE_Li_Battery_4hr_72 | Reliability_Capacity_In_Model_Year | 0.5 | Birds_Landing_Contra_Costa_SSN | Northern_California_Li_Battery_8hr_26 | Reliability_Capacity_In_Model_Year | 0.5
Gates_TB_12_SSN | Southern_PGAE_Li_Battery_4hr_74 | Reliability_Capacity_In_Model_Year | 0.5 | Birds_Landing_Contra_Costa_SSN | Northern_California_Li_Battery_8hr_51 | Reliability_Capacity_In_Model_Year | 0.5
Gates_TB_12_SSN | Southern_PGAE_Li_Battery_4hr_75 | Reliability_Capacity_In_Model_Year | 0.5 | Birds_Landing_Contra_Costa_SSN | Northern_California_Li_Battery_8hr_80 | Reliability_Capacity_In_Model_Year | 0.5
Gates_TB_12_SSN | Southern_PGAE_Li_Battery_4hr_79 | Reliability_Capacity_In_Model_Year | 0.5 | Birds_Landing_Contra_Costa_SSN | Northern_California_Li_Battery_8hr_83 | Reliability_Capacity_In_Model_Year | 0.5
Gates_TB_12_SSN | Southern_PGAE_Li_Battery_4hr_93 | Reliability_Capacity_In_Model_Year | 0.5 | Birds_Landing_Contra_Costa_SSN | Northern_California_Li_Battery_8hr_85 | Reliability_Capacity_In_Model_Year | 0.5
Gates_TB_12_SSN | Southern_PGAE_Li_Battery_4hr_98 | Reliability_Capacity_In_Model_Year | 0.5 | Birds_Landing_Contra_Costa_SSN | Northern_California_Li_Battery_8hr_94 | Reliability_Capacity_In_Model_Year | 0.5
Gates_TB_12_SSN | Southern_PGAE_Li_Battery_4hr_102 | Reliability_Capacity_In_Model_Year | 0.5 | Birds_Landing_Contra_Costa_SSN | Northern_California_Li_Battery_8hr_126 | Reliability_Capacity_In_Model_Year | 0.5
Gates_TB_12_SSN | Southern_PGAE_Li_Battery_4hr_109 | Reliability_Capacity_In_Model_Year | 0.5 | Birds_Landing_Contra_Costa_SSN | Northern_California_Li_Battery_8hr_127 | Reliability_Capacity_In_Model_Year | 0.5
Gates_TB_12_SSN | Southern_PGAE_Li_Battery_4hr_117 | Reliability_Capacity_In_Model_Year | 0.5 | Birds_Landing_Contra_Costa_SSN | Northern_California_Li_Battery_8hr_150 | Reliability_Capacity_In_Model_Year | 0.5
Gates_TB_12_SSN | Southern_PGAE_Li_Battery_4hr_118 | Reliability_Capacity_In_Model_Year | 0.5 | Birds_Landing_Contra_Costa_SSN | Northern_California_Li_Battery_8hr_155 | Reliability_Capacity_In_Model_Year | 0.5
Gates_TB_12_SSN | Southern_PGAE_Li_Battery_4hr_124 | Reliability_Capacity_In_Model_Year | 0.5 | Birds_Landing_Contra_Costa_SSN | Northern_California_Li_Battery_8hr_158 | Reliability_Capacity_In_Model_Year | 0.5
Gates_TB_12_SSN | Southern_PGAE_Li_Battery_4hr_139 | Reliability_Capacity_In_Model_Year | 0.5 | Birds_Landing_Contra_Costa_SSN | Northern_California_Solar_26 | Reliability_Capacity_In_Model_Year | 0.556
Gates_TB_12_SSN | Southern_PGAE_Li_Battery_4hr_140 | Reliability_Capacity_In_Model_Year | 0.5 | Birds_Landing_Contra_Costa_SSN | Northern_California_Solar_51 | Reliability_Capacity_In_Model_Year | 0.556
Gates_TB_12_SSN | Southern_PGAE_Li_Battery_4hr_151 | Reliability_Capacity_In_Model_Year | 0.5 | Birds_Landing_Contra_Costa_SSN | Northern_California_Solar_80 | Reliability_Capacity_In_Model_Year | 0.556
Gates_TB_12_SSN | Southern_PGAE_Li_Battery_4hr_154 | Reliability_Capacity_In_Model_Year | 0.5 | Birds_Landing_Contra_Costa_SSN | Northern_California_Solar_83 | Reliability_Capacity_In_Model_Year | 0.556
Gates_TB_12_SSN | Southern_PGAE_Li_Battery_4hr_161 | Reliability_Capacity_In_Model_Year | 0.5 | Birds_Landing_Contra_Costa_SSN | Northern_California_Solar_85 | Reliability_Capacity_In_Model_Year | 0.556
Gates_TB_12_SSN | Southern_PGAE_Li_Battery_4hr_162 | Reliability_Capacity_In_Model_Year | 0.5 | Birds_Landing_Contra_Costa_SSN | Northern_California_Solar_94 | Reliability_Capacity_In_Model_Year | 0.556
Gates_TB_12_SSN | Southern_PGAE_Li_Battery_4hr_163 | Reliability_Capacity_In_Model_Year | 0.5 | Birds_Landing_Contra_Costa_SSN | Northern_California_Solar_126 | Reliability_Capacity_In_Model_Year | 0.556
Gates_TB_12_SSN | Southern_PGAE_Li_Battery_4hr_164 | Reliability_Capacity_In_Model_Year | 0.5 | Birds_Landing_Contra_Costa_SSN | Northern_California_Solar_127 | Reliability_Capacity_In_Model_Year | 0.556
Gates_TB_12_SSN | Southern_PGAE_Li_Battery_4hr_165 | Reliability_Capacity_In_Model_Year | 0.5 | Birds_Landing_Contra_Costa_SSN | Northern_California_Solar_150 | Reliability_Capacity_In_Model_Year | 0.556
Gates_TB_12_SSN | Northern_California_Li_Battery_4hr_166 | Reliability_Capacity_In_Model_Year | 0.5 | Birds_Landing_Contra_Costa_SSN | Northern_California_Solar_155 | Reliability_Capacity_In_Model_Year | 0.556
Gates_TB_12_SSN | Southern_PGAE_Li_Battery_4hr_168 | Reliability_Capacity_In_Model_Year | 0.5 | Birds_Landing_Contra_Costa_SSN | Northern_California_Solar_158 | Reliability_Capacity_In_Model_Year | 0.556
Gates_TB_12_SSN | Southern_PGAE_Li_Battery_4hr_169 | Reliability_Capacity_In_Model_Year | 0.5 | Birds_Landing_Contra_Costa_SSN | Northern_California_Wind_26 | Reliability_Capacity_In_Model_Year | 0.163
Gates_TB_12_SSN | Southern_PGAE_Li_Battery_4hr_170 | Reliability_Capacity_In_Model_Year | 0.5 | Birds_Landing_Contra_Costa_SSN | Northern_California_Wind_83 | Reliability_Capacity_In_Model_Year | 0.163
Gates_TB_12_SSN | Southern_PGAE_Li_Battery_4hr_174 | Reliability_Capacity_In_Model_Year | 0.5 | Birds_Landing_Contra_Costa_SSN | Solano_Wind_85 | Reliability_Capacity_In_Model_Year | 0.163
Gates_TB_12_SSN | Southern_PGAE_Li_Battery_4hr_176 | Reliability_Capacity_In_Model_Year | 0.5 | Birds_Landing_Contra_Costa_SSN | Solano_Wind_94 | Reliability_Capacity_In_Model_Year | 0.163
Gates_TB_12_SSN | Southern_PGAE_Li_Battery_8hr_23 | Reliability_Capacity_In_Model_Year | 0.5 | Birds_Landing_Contra_Costa_SSN | Solano_Wind_126 | Reliability_Capacity_In_Model_Year | 0.163
Gates_TB_12_SSN | Southern_PGAE_Li_Battery_8hr_24 | Reliability_Capacity_In_Model_Year | 0.5 | Borden_Storey_SSN | Southern_PGAE_Flow_Battery_93 | Reliability_Capacity_In_Model_Year | 0.5
Gates_TB_12_SSN | Southern_PGAE_Li_Battery_8hr_33 | Reliability_Capacity_In_Model_Year | 0.5 | Borden_Storey_SSN | Southern_PGAE_Flow_Battery_117 | Reliability_Capacity_In_Model_Year | 0.5
Gates_TB_12_SSN | Southern_PGAE_Li_Battery_8hr_34 | Reliability_Capacity_In_Model_Year | 0.5 | Borden_Storey_SSN | Southern_PGAE_Flow_Battery_140 | Reliability_Capacity_In_Model_Year | 0.5
Gates_TB_12_SSN | Southern_PGAE_Li_Battery_8hr_45 | Reliability_Capacity_In_Model_Year | 0.5 | Borden_Storey_SSN | Southern_PGAE_Flow_Battery_151 | Reliability_Capacity_In_Model_Year | 0.5
Gates_TB_12_SSN | Southern_PGAE_Li_Battery_8hr_46 | Reliability_Capacity_In_Model_Year | 0.5 | Borden_Storey_SSN | Southern_PGAE_Flow_Battery_154 | Reliability_Capacity_In_Model_Year | 0.5
Gates_TB_12_SSN | Southern_PGAE_Li_Battery_8hr_49 | Reliability_Capacity_In_Model_Year | 0.5 | Borden_Storey_SSN | Southern_PGAE_Flow_Battery_161 | Reliability_Capacity_In_Model_Year | 0.5
Gates_TB_12_SSN | Southern_PGAE_Li_Battery_8hr_52 | Reliability_Capacity_In_Model_Year | 0.5 | Borden_Storey_SSN | Southern_PGAE_Flow_Battery_162 | Reliability_Capacity_In_Model_Year | 0.5
Gates_TB_12_SSN | Southern_PGAE_Li_Battery_8hr_61 | Reliability_Capacity_In_Model_Year | 0.5 | Borden_Storey_SSN | Southern_PGAE_Flow_Battery_163 | Reliability_Capacity_In_Model_Year | 0.5
Gates_TB_12_SSN | Southern_PGAE_Li_Battery_8hr_69 | Reliability_Capacity_In_Model_Year | 0.5 | Borden_Storey_SSN | Southern_PGAE_Flow_Battery_164 | Reliability_Capacity_In_Model_Year | 0.5
Gates_TB_12_SSN | Southern_PGAE_Li_Battery_8hr_72 | Reliability_Capacity_In_Model_Year | 0.5 | Borden_Storey_SSN | Southern_PGAE_Flow_Battery_165 | Reliability_Capacity_In_Model_Year | 0.5
Gates_TB_12_SSN | Southern_PGAE_Li_Battery_8hr_74 | Reliability_Capacity_In_Model_Year | 0.5 | Borden_Storey_SSN | Northern_California_Flow_Battery_166 | Reliability_Capacity_In_Model_Year | 0.5
Gates_TB_12_SSN | Southern_PGAE_Li_Battery_8hr_75 | Reliability_Capacity_In_Model_Year | 0.5 | Borden_Storey_SSN | Southern_PGAE_Flow_Battery_168 | Reliability_Capacity_In_Model_Year | 0.5
Gates_TB_12_SSN | Southern_PGAE_Li_Battery_8hr_79 | Reliability_Capacity_In_Model_Year | 0.5 | Borden_Storey_SSN | Southern_PGAE_Flow_Battery_169 | Reliability_Capacity_In_Model_Year | 0.5
Gates_TB_12_SSN | Southern_PGAE_Li_Battery_8hr_93 | Reliability_Capacity_In_Model_Year | 0.5 | Borden_Storey_SSN | Southern_PGAE_Flow_Battery_170 | Reliability_Capacity_In_Model_Year | 0.5
Gates_TB_12_SSN | Southern_PGAE_Li_Battery_8hr_98 | Reliability_Capacity_In_Model_Year | 0.5 | Borden_Storey_SSN | Southern_PGAE_Flow_Battery_174 | Reliability_Capacity_In_Model_Year | 0.5
Gates_TB_12_SSN | Southern_PGAE_Li_Battery_8hr_102 | Reliability_Capacity_In_Model_Year | 0.5 | Borden_Storey_SSN | Southern_PGAE_Flow_Battery_176 | Reliability_Capacity_In_Model_Year | 0.5
Gates_TB_12_SSN | Southern_PGAE_Li_Battery_8hr_109 | Reliability_Capacity_In_Model_Year | 0.5 | Borden_Storey_SSN | Southern_PGAE_Li_Battery_4hr_93 | Reliability_Capacity_In_Model_Year | 0.5
Gates_TB_12_SSN | Southern_PGAE_Li_Battery_8hr_117 | Reliability_Capacity_In_Model_Year | 0.5 | Borden_Storey_SSN | Southern_PGAE_Li_Battery_4hr_117 | Reliability_Capacity_In_Model_Year | 0.5
Gates_TB_12_SSN | Southern_PGAE_Li_Battery_8hr_118 | Reliability_Capacity_In_Model_Year | 0.5 | Borden_Storey_SSN | Southern_PGAE_Li_Battery_4hr_140 | Reliability_Capacity_In_Model_Year | 0.5
Gates_TB_12_SSN | Southern_PGAE_Li_Battery_8hr_124 | Reliability_Capacity_In_Model_Year | 0.5 | Borden_Storey_SSN | Southern_PGAE_Li_Battery_4hr_151 | Reliability_Capacity_In_Model_Year | 0.5
Gates_TB_12_SSN | Southern_PGAE_Li_Battery_8hr_139 | Reliability_Capacity_In_Model_Year | 0.5 | Borden_Storey_SSN | Southern_PGAE_Li_Battery_4hr_154 | Reliability_Capacity_In_Model_Year | 0.5
Gates_TB_12_SSN | Southern_PGAE_Li_Battery_8hr_140 | Reliability_Capacity_In_Model_Year | 0.5 | Borden_Storey_SSN | Southern_PGAE_Li_Battery_4hr_161 | Reliability_Capacity_In_Model_Year | 0.5
Gates_TB_12_SSN | Southern_PGAE_Li_Battery_8hr_151 | Reliability_Capacity_In_Model_Year | 0.5 | Borden_Storey_SSN | Southern_PGAE_Li_Battery_4hr_162 | Reliability_Capacity_In_Model_Year | 0.5
Gates_TB_12_SSN | Southern_PGAE_Li_Battery_8hr_154 | Reliability_Capacity_In_Model_Year | 0.5 | Borden_Storey_SSN | Southern_PGAE_Li_Battery_4hr_163 | Reliability_Capacity_In_Model_Year | 0.5
Gates_TB_12_SSN | Southern_PGAE_Li_Battery_8hr_161 | Reliability_Capacity_In_Model_Year | 0.5 | Borden_Storey_SSN | Southern_PGAE_Li_Battery_4hr_164 | Reliability_Capacity_In_Model_Year | 0.5
Gates_TB_12_SSN | Southern_PGAE_Li_Battery_8hr_162 | Reliability_Capacity_In_Model_Year | 0.5 | Borden_Storey_SSN | Southern_PGAE_Li_Battery_4hr_165 | Reliability_Capacity_In_Model_Year | 0.5
Gates_TB_12_SSN | Southern_PGAE_Li_Battery_8hr_163 | Reliability_Capacity_In_Model_Year | 0.5 | Borden_Storey_SSN | Northern_California_Li_Battery_4hr_166 | Reliability_Capacity_In_Model_Year | 0.5
Gates_TB_12_SSN | Southern_PGAE_Li_Battery_8hr_164 | Reliability_Capacity_In_Model_Year | 0.5 | Borden_Storey_SSN | Southern_PGAE_Li_Battery_4hr_168 | Reliability_Capacity_In_Model_Year | 0.5
Gates_TB_12_SSN | Southern_PGAE_Li_Battery_8hr_165 | Reliability_Capacity_In_Model_Year | 0.5 | Borden_Storey_SSN | Southern_PGAE_Li_Battery_4hr_169 | Reliability_Capacity_In_Model_Year | 0.5
Gates_TB_12_SSN | Northern_California_Li_Battery_8hr_166 | Reliability_Capacity_In_Model_Year | 0.5 | Borden_Storey_SSN | Southern_PGAE_Li_Battery_4hr_170 | Reliability_Capacity_In_Model_Year | 0.5
Gates_TB_12_SSN | Southern_PGAE_Li_Battery_8hr_168 | Reliability_Capacity_In_Model_Year | 0.5 | Borden_Storey_SSN | Southern_PGAE_Li_Battery_4hr_174 | Reliability_Capacity_In_Model_Year | 0.5
Gates_TB_12_SSN | Southern_PGAE_Li_Battery_8hr_169 | Reliability_Capacity_In_Model_Year | 0.5 | Borden_Storey_SSN | Southern_PGAE_Li_Battery_4hr_176 | Reliability_Capacity_In_Model_Year | 0.5
Gates_TB_12_SSN | Southern_PGAE_Li_Battery_8hr_170 | Reliability_Capacity_In_Model_Year | 0.5 | Borden_Storey_SSN | Southern_PGAE_Li_Battery_8hr_93 | Reliability_Capacity_In_Model_Year | 0.5
Gates_TB_12_SSN | Southern_PGAE_Li_Battery_8hr_174 | Reliability_Capacity_In_Model_Year | 0.5 | Borden_Storey_SSN | Southern_PGAE_Li_Battery_8hr_117 | Reliability_Capacity_In_Model_Year | 0.5
Gates_TB_12_SSN | Southern_PGAE_Li_Battery_8hr_176 | Reliability_Capacity_In_Model_Year | 0.5 | Borden_Storey_SSN | Southern_PGAE_Li_Battery_8hr_140 | Reliability_Capacity_In_Model_Year | 0.5
Gates_TB_12_SSN | Central_Valley_North_Los_Banos_Wind_154 | Reliability_Capacity_In_Model_Year | 0.163 | Borden_Storey_SSN | Southern_PGAE_Li_Battery_8hr_151 | Reliability_Capacity_In_Model_Year | 0.5
Gates_TB_12_SSN | Central_Valley_North_Los_Banos_Wind_162 | Reliability_Capacity_In_Model_Year | 0.163 | Borden_Storey_SSN | Southern_PGAE_Li_Battery_8hr_154 | Reliability_Capacity_In_Model_Year | 0.5
Gates_TB_12_SSN | Northern_California_Solar_166 | Reliability_Capacity_In_Model_Year | 0.556 | Borden_Storey_SSN | Southern_PGAE_Li_Battery_8hr_161 | Reliability_Capacity_In_Model_Year | 0.5
Gates_TB_12_SSN | Southern_PGAE_Solar_23 | Reliability_Capacity_In_Model_Year | 0.556 | Borden_Storey_SSN | Southern_PGAE_Li_Battery_8hr_162 | Reliability_Capacity_In_Model_Year | 0.5
Gates_TB_12_SSN | Southern_PGAE_Solar_24 | Reliability_Capacity_In_Model_Year | 0.556 | Borden_Storey_SSN | Southern_PGAE_Li_Battery_8hr_163 | Reliability_Capacity_In_Model_Year | 0.5
Gates_TB_12_SSN | Southern_PGAE_Solar_33 | Reliability_Capacity_In_Model_Year | 0.556 | Borden_Storey_SSN | Southern_PGAE_Li_Battery_8hr_164 | Reliability_Capacity_In_Model_Year | 0.5
Gates_TB_12_SSN | Southern_PGAE_Solar_34 | Reliability_Capacity_In_Model_Year | 0.556 | Borden_Storey_SSN | Southern_PGAE_Li_Battery_8hr_165 | Reliability_Capacity_In_Model_Year | 0.5
Gates_TB_12_SSN | Southern_PGAE_Solar_45 | Reliability_Capacity_In_Model_Year | 0.556 | Borden_Storey_SSN | Northern_California_Li_Battery_8hr_166 | Reliability_Capacity_In_Model_Year | 0.5
Gates_TB_12_SSN | Southern_PGAE_Solar_46 | Reliability_Capacity_In_Model_Year | 0.556 | Borden_Storey_SSN | Southern_PGAE_Li_Battery_8hr_168 | Reliability_Capacity_In_Model_Year | 0.5
Gates_TB_12_SSN | Southern_PGAE_Solar_49 | Reliability_Capacity_In_Model_Year | 0.556 | Borden_Storey_SSN | Southern_PGAE_Li_Battery_8hr_169 | Reliability_Capacity_In_Model_Year | 0.5
Gates_TB_12_SSN | Southern_PGAE_Solar_52 | Reliability_Capacity_In_Model_Year | 0.556 | Borden_Storey_SSN | Southern_PGAE_Li_Battery_8hr_170 | Reliability_Capacity_In_Model_Year | 0.5
Gates_TB_12_SSN | Southern_PGAE_Solar_61 | Reliability_Capacity_In_Model_Year | 0.556 | Borden_Storey_SSN | Southern_PGAE_Li_Battery_8hr_174 | Reliability_Capacity_In_Model_Year | 0.5
Gates_TB_12_SSN | Southern_PGAE_Solar_69 | Reliability_Capacity_In_Model_Year | 0.556 | Borden_Storey_SSN | Southern_PGAE_Li_Battery_8hr_176 | Reliability_Capacity_In_Model_Year | 0.5
Gates_TB_12_SSN | Southern_PGAE_Solar_72 | Reliability_Capacity_In_Model_Year | 0.556 | Borden_Storey_SSN | Central_Valley_North_Los_Banos_Wind_154 | Reliability_Capacity_In_Model_Year | 0.163
Gates_TB_12_SSN | Southern_PGAE_Solar_74 | Reliability_Capacity_In_Model_Year | 0.556 | Borden_Storey_SSN | Central_Valley_North_Los_Banos_Wind_162 | Reliability_Capacity_In_Model_Year | 0.163
Gates_TB_12_SSN | Southern_PGAE_Solar_75 | Reliability_Capacity_In_Model_Year | 0.556 | Borden_Storey_SSN | Northern_California_Solar_166 | Reliability_Capacity_In_Model_Year | 0.556
Gates_TB_12_SSN | Southern_PGAE_Solar_79 | Reliability_Capacity_In_Model_Year | 0.556 | Borden_Storey_SSN | Southern_PGAE_Solar_93 | Reliability_Capacity_In_Model_Year | 0.556
Gates_TB_12_SSN | Southern_PGAE_Solar_93 | Reliability_Capacity_In_Model_Year | 0.556 | Borden_Storey_SSN | Southern_PGAE_Solar_117 | Reliability_Capacity_In_Model_Year | 0.556
Gates_TB_12_SSN | Southern_PGAE_Solar_98 | Reliability_Capacity_In_Model_Year | 0.556 | Borden_Storey_SSN | Southern_PGAE_Solar_140 | Reliability_Capacity_In_Model_Year | 0.556
Gates_TB_12_SSN | Southern_PGAE_Solar_102 | Reliability_Capacity_In_Model_Year | 0.556 | Borden_Storey_SSN | Southern_PGAE_Solar_151 | Reliability_Capacity_In_Model_Year | 0.556
Gates_TB_12_SSN | Southern_PGAE_Solar_109 | Reliability_Capacity_In_Model_Year | 0.556 | Borden_Storey_SSN | Southern_PGAE_Solar_154 | Reliability_Capacity_In_Model_Year | 0.556
Gates_TB_12_SSN | Southern_PGAE_Solar_117 | Reliability_Capacity_In_Model_Year | 0.556 | Borden_Storey_SSN | Southern_PGAE_Solar_161 | Reliability_Capacity_In_Model_Year | 0.556
Gates_TB_12_SSN | Southern_PGAE_Solar_118 | Reliability_Capacity_In_Model_Year | 0.556 | Borden_Storey_SSN | Southern_PGAE_Solar_162 | Reliability_Capacity_In_Model_Year | 0.556
Gates_TB_12_SSN | Southern_PGAE_Solar_124 | Reliability_Capacity_In_Model_Year | 0.556 | Borden_Storey_SSN | Southern_PGAE_Solar_163 | Reliability_Capacity_In_Model_Year | 0.556
Gates_TB_12_SSN | Southern_PGAE_Solar_139 | Reliability_Capacity_In_Model_Year | 0.556 | Borden_Storey_SSN | Southern_PGAE_Solar_164 | Reliability_Capacity_In_Model_Year | 0.556
Gates_TB_12_SSN | Southern_PGAE_Solar_140 | Reliability_Capacity_In_Model_Year | 0.556 | Borden_Storey_SSN | Southern_PGAE_Solar_165 | Reliability_Capacity_In_Model_Year | 0.556
Gates_TB_12_SSN | Southern_PGAE_Solar_151 | Reliability_Capacity_In_Model_Year | 0.556 | Borden_Storey_SSN | Southern_PGAE_Solar_168 | Reliability_Capacity_In_Model_Year | 0.556
Gates_TB_12_SSN | Southern_PGAE_Solar_154 | Reliability_Capacity_In_Model_Year | 0.556 | Borden_Storey_SSN | Southern_PGAE_Solar_169 | Reliability_Capacity_In_Model_Year | 0.556
Gates_TB_12_SSN | Southern_PGAE_Solar_161 | Reliability_Capacity_In_Model_Year | 0.556 | Borden_Storey_SSN | Southern_PGAE_Solar_170 | Reliability_Capacity_In_Model_Year | 0.556
Gates_TB_12_SSN | Southern_PGAE_Solar_162 | Reliability_Capacity_In_Model_Year | 0.556 | Borden_Storey_SSN | Southern_PGAE_Solar_174 | Reliability_Capacity_In_Model_Year | 0.556
Gates_TB_12_SSN | Southern_PGAE_Solar_163 | Reliability_Capacity_In_Model_Year | 0.556 | Borden_Storey_SSN | Southern_PGAE_Solar_176 | Reliability_Capacity_In_Model_Year | 0.556
Gates_TB_12_SSN | Southern_PGAE_Solar_164 | Reliability_Capacity_In_Model_Year | 0.556 | Calcite_Lugo_SSN | Greater_Kramer_Flow_Battery_103 | Reliability_Capacity_In_Model_Year | 0.5
Gates_TB_12_SSN | Southern_PGAE_Solar_165 | Reliability_Capacity_In_Model_Year | 0.556 | Calcite_Lugo_SSN | Greater_Kramer_Li_Battery_4hr_103 | Reliability_Capacity_In_Model_Year | 0.5
Gates_TB_12_SSN | Southern_PGAE_Solar_168 | Reliability_Capacity_In_Model_Year | 0.556 | Calcite_Lugo_SSN | Greater_Kramer_Li_Battery_8hr_103 | Reliability_Capacity_In_Model_Year | 0.5
Gates_TB_12_SSN | Southern_PGAE_Solar_169 | Reliability_Capacity_In_Model_Year | 0.556 | Calcite_Lugo_SSN | Greater_Kramer_Solar_103 | Reliability_Capacity_In_Model_Year | 0.427
Gates_TB_12_SSN | Southern_PGAE_Solar_170 | Reliability_Capacity_In_Model_Year | 0.556 | Cape_Mendocino_Offshore_Line_SSN | Cape_Mendocino_Offshore_Wind_Asset | Reliability_Capacity_In_Model_Year | 0.51
Gates_TB_12_SSN | Southern_PGAE_Solar_174 | Reliability_Capacity_In_Model_Year | 0.556 | Capistrano_San_Onofre_SSN | Riverside_Flow_Battery_129 | Reliability_Capacity_In_Model_Year | 0.5
Gates_TB_12_SSN | Southern_PGAE_Solar_176 | Reliability_Capacity_In_Model_Year | 0.556 | Capistrano_San_Onofre_SSN | Riverside_Li_Battery_4hr_129 | Reliability_Capacity_In_Model_Year | 0.5
Gates_TB_12_SSN | Gates_TB_13_group | Operational_New_Capacity_MW | -1.4769 | Capistrano_San_Onofre_SSN | Riverside_Li_Battery_8hr_129 | Reliability_Capacity_In_Model_Year | 0.5
Gates_TB_5_HSN | Southern_PGAE_Flow_Battery_109 | Reliability_Capacity_In_Model_Year | 1 | Capistrano_San_Onofre_SSN | Riverside_Solar_129 | Reliability_Capacity_In_Model_Year | 0.427
Gates_TB_5_HSN | Southern_PGAE_Flow_Battery_117 | Reliability_Capacity_In_Model_Year | 1 | Carberry_Round_Mt_SSN | Northern_California_Flow_Battery_38 | Reliability_Capacity_In_Model_Year | 0.5
Gates_TB_5_HSN | Southern_PGAE_Flow_Battery_169 | Reliability_Capacity_In_Model_Year | 1 | Carberry_Round_Mt_SSN | Northern_California_Li_Battery_4hr_38 | Reliability_Capacity_In_Model_Year | 0.5
Gates_TB_5_HSN | Southern_PGAE_Flow_Battery_174 | Reliability_Capacity_In_Model_Year | 1 | Carberry_Round_Mt_SSN | Northern_California_Li_Battery_8hr_38 | Reliability_Capacity_In_Model_Year | 0.5
Gates_TB_5_HSN | Southern_PGAE_Flow_Battery_176 | Reliability_Capacity_In_Model_Year | 1 | Carberry_Round_Mt_SSN | Northern_California_Solar_38 | Reliability_Capacity_In_Model_Year | 0.556
Gates_TB_5_HSN | Southern_PGAE_Li_Battery_4hr_109 | Reliability_Capacity_In_Model_Year | 1 | Chicarita_138_SSN | San_Diego_Pumped_Storage_119 | Reliability_Capacity_In_Model_Year | 0.5
Gates_TB_5_HSN | Southern_PGAE_Li_Battery_4hr_117 | Reliability_Capacity_In_Model_Year | 1 | Chowchilla_Le_Grand_SSN | Southern_PGAE_Flow_Battery_140 | Reliability_Capacity_In_Model_Year | 0.5
Gates_TB_5_HSN | Southern_PGAE_Li_Battery_4hr_169 | Reliability_Capacity_In_Model_Year | 1 | Chowchilla_Le_Grand_SSN | Southern_PGAE_Flow_Battery_151 | Reliability_Capacity_In_Model_Year | 0.5
Gates_TB_5_HSN | Southern_PGAE_Li_Battery_4hr_174 | Reliability_Capacity_In_Model_Year | 1 | Chowchilla_Le_Grand_SSN | Southern_PGAE_Flow_Battery_154 | Reliability_Capacity_In_Model_Year | 0.5
Gates_TB_5_HSN | Southern_PGAE_Li_Battery_4hr_176 | Reliability_Capacity_In_Model_Year | 1 | Chowchilla_Le_Grand_SSN | Southern_PGAE_Flow_Battery_161 | Reliability_Capacity_In_Model_Year | 0.5
Gates_TB_5_HSN | Southern_PGAE_Li_Battery_8hr_109 | Reliability_Capacity_In_Model_Year | 1 | Chowchilla_Le_Grand_SSN | Southern_PGAE_Flow_Battery_162 | Reliability_Capacity_In_Model_Year | 0.5
Gates_TB_5_HSN | Southern_PGAE_Li_Battery_8hr_117 | Reliability_Capacity_In_Model_Year | 1 | Chowchilla_Le_Grand_SSN | Southern_PGAE_Flow_Battery_163 | Reliability_Capacity_In_Model_Year | 0.5
Gates_TB_5_HSN | Southern_PGAE_Li_Battery_8hr_169 | Reliability_Capacity_In_Model_Year | 1 | Chowchilla_Le_Grand_SSN | Southern_PGAE_Flow_Battery_164 | Reliability_Capacity_In_Model_Year | 0.5
Gates_TB_5_HSN | Southern_PGAE_Li_Battery_8hr_174 | Reliability_Capacity_In_Model_Year | 1 | Chowchilla_Le_Grand_SSN | Southern_PGAE_Flow_Battery_165 | Reliability_Capacity_In_Model_Year | 0.5
Gates_TB_5_HSN | Southern_PGAE_Li_Battery_8hr_176 | Reliability_Capacity_In_Model_Year | 1 | Chowchilla_Le_Grand_SSN | Northern_California_Flow_Battery_166 | Reliability_Capacity_In_Model_Year | 0.5
Gates_TB_5_HSN | Southern_PGAE_Solar_109 | Reliability_Capacity_In_Model_Year | 0.1 | Chowchilla_Le_Grand_SSN | Southern_PGAE_Flow_Battery_168 | Reliability_Capacity_In_Model_Year | 0.5
Gates_TB_5_HSN | Southern_PGAE_Solar_117 | Reliability_Capacity_In_Model_Year | 0.1 | Chowchilla_Le_Grand_SSN | Southern_PGAE_Flow_Battery_169 | Reliability_Capacity_In_Model_Year | 0.5
Gates_TB_5_HSN | Southern_PGAE_Solar_169 | Reliability_Capacity_In_Model_Year | 0.1 | Chowchilla_Le_Grand_SSN | Southern_PGAE_Flow_Battery_170 | Reliability_Capacity_In_Model_Year | 0.5
Gates_TB_5_HSN | Southern_PGAE_Solar_174 | Reliability_Capacity_In_Model_Year | 0.1 | Chowchilla_Le_Grand_SSN | Southern_PGAE_Flow_Battery_174 | Reliability_Capacity_In_Model_Year | 0.5
Gates_TB_5_HSN | Southern_PGAE_Solar_176 | Reliability_Capacity_In_Model_Year | 0.1 | Chowchilla_Le_Grand_SSN | Southern_PGAE_Flow_Battery_176 | Reliability_Capacity_In_Model_Year | 0.5
Gates_TB_5_HSN | Gates_TB_5_group | Operational_New_Capacity_MW | -1 | Chowchilla_Le_Grand_SSN | Southern_PGAE_Li_Battery_4hr_140 | Reliability_Capacity_In_Model_Year | 0.5
Gates_TB_5_offpeak | Southern_PGAE_Flow_Battery_109 | Operational_New_Capacity_MW | -1 | Chowchilla_Le_Grand_SSN | Southern_PGAE_Li_Battery_4hr_151 | Reliability_Capacity_In_Model_Year | 0.5
Gates_TB_5_offpeak | Southern_PGAE_Flow_Battery_117 | Operational_New_Capacity_MW | -1 | Chowchilla_Le_Grand_SSN | Southern_PGAE_Li_Battery_4hr_154 | Reliability_Capacity_In_Model_Year | 0.5
Gates_TB_5_offpeak | Southern_PGAE_Flow_Battery_169 | Operational_New_Capacity_MW | -1 | Chowchilla_Le_Grand_SSN | Southern_PGAE_Li_Battery_4hr_161 | Reliability_Capacity_In_Model_Year | 0.5
Gates_TB_5_offpeak | Southern_PGAE_Flow_Battery_174 | Operational_New_Capacity_MW | -1 | Chowchilla_Le_Grand_SSN | Southern_PGAE_Li_Battery_4hr_162 | Reliability_Capacity_In_Model_Year | 0.5
Gates_TB_5_offpeak | Southern_PGAE_Flow_Battery_176 | Operational_New_Capacity_MW | -1 | Chowchilla_Le_Grand_SSN | Southern_PGAE_Li_Battery_4hr_163 | Reliability_Capacity_In_Model_Year | 0.5
Gates_TB_5_offpeak | Southern_PGAE_Li_Battery_4hr_109 | Operational_New_Capacity_MW | -1 | Chowchilla_Le_Grand_SSN | Southern_PGAE_Li_Battery_4hr_164 | Reliability_Capacity_In_Model_Year | 0.5
Gates_TB_5_offpeak | Southern_PGAE_Li_Battery_4hr_117 | Operational_New_Capacity_MW | -1 | Chowchilla_Le_Grand_SSN | Southern_PGAE_Li_Battery_4hr_165 | Reliability_Capacity_In_Model_Year | 0.5
Gates_TB_5_offpeak | Southern_PGAE_Li_Battery_4hr_169 | Operational_New_Capacity_MW | -1 | Chowchilla_Le_Grand_SSN | Northern_California_Li_Battery_4hr_166 | Reliability_Capacity_In_Model_Year | 0.5
Gates_TB_5_offpeak | Southern_PGAE_Li_Battery_4hr_174 | Operational_New_Capacity_MW | -1 | Chowchilla_Le_Grand_SSN | Southern_PGAE_Li_Battery_4hr_168 | Reliability_Capacity_In_Model_Year | 0.5
Gates_TB_5_offpeak | Southern_PGAE_Li_Battery_4hr_176 | Operational_New_Capacity_MW | -1 | Chowchilla_Le_Grand_SSN | Southern_PGAE_Li_Battery_4hr_169 | Reliability_Capacity_In_Model_Year | 0.5
Gates_TB_5_offpeak | Southern_PGAE_Li_Battery_8hr_109 | Operational_New_Capacity_MW | -1 | Chowchilla_Le_Grand_SSN | Southern_PGAE_Li_Battery_4hr_170 | Reliability_Capacity_In_Model_Year | 0.5
Gates_TB_5_offpeak | Southern_PGAE_Li_Battery_8hr_117 | Operational_New_Capacity_MW | -1 | Chowchilla_Le_Grand_SSN | Southern_PGAE_Li_Battery_4hr_174 | Reliability_Capacity_In_Model_Year | 0.5
Gates_TB_5_offpeak | Southern_PGAE_Li_Battery_8hr_169 | Operational_New_Capacity_MW | -1 | Chowchilla_Le_Grand_SSN | Southern_PGAE_Li_Battery_4hr_176 | Reliability_Capacity_In_Model_Year | 0.5
Gates_TB_5_offpeak | Southern_PGAE_Li_Battery_8hr_174 | Operational_New_Capacity_MW | -1 | Chowchilla_Le_Grand_SSN | Southern_PGAE_Li_Battery_8hr_140 | Reliability_Capacity_In_Model_Year | 0.5
Gates_TB_5_offpeak | Southern_PGAE_Li_Battery_8hr_176 | Operational_New_Capacity_MW | -1 | Chowchilla_Le_Grand_SSN | Southern_PGAE_Li_Battery_8hr_151 | Reliability_Capacity_In_Model_Year | 0.5
Gates_TB_5_offpeak | Southern_PGAE_Solar_109 | Operational_New_Capacity_MW | 0.79 | Chowchilla_Le_Grand_SSN | Southern_PGAE_Li_Battery_8hr_154 | Reliability_Capacity_In_Model_Year | 0.5
Gates_TB_5_offpeak | Southern_PGAE_Solar_117 | Operational_New_Capacity_MW | 0.79 | Chowchilla_Le_Grand_SSN | Southern_PGAE_Li_Battery_8hr_161 | Reliability_Capacity_In_Model_Year | 0.5
Gates_TB_5_offpeak | Southern_PGAE_Solar_169 | Operational_New_Capacity_MW | 0.79 | Chowchilla_Le_Grand_SSN | Southern_PGAE_Li_Battery_8hr_162 | Reliability_Capacity_In_Model_Year | 0.5
Gates_TB_5_offpeak | Southern_PGAE_Solar_174 | Operational_New_Capacity_MW | 0.79 | Chowchilla_Le_Grand_SSN | Southern_PGAE_Li_Battery_8hr_163 | Reliability_Capacity_In_Model_Year | 0.5
Gates_TB_5_offpeak | Southern_PGAE_Solar_176 | Operational_New_Capacity_MW | 0.79 | Chowchilla_Le_Grand_SSN | Southern_PGAE_Li_Battery_8hr_164 | Reliability_Capacity_In_Model_Year | 0.5
Gates_TB_5_offpeak | Gates_TB_5_group | Operational_New_Capacity_MW | -8.2979 | Chowchilla_Le_Grand_SSN | Southern_PGAE_Li_Battery_8hr_165 | Reliability_Capacity_In_Model_Year | 0.5
Gates_TB_5_SSN | Southern_PGAE_Flow_Battery_109 | Reliability_Capacity_In_Model_Year | 0.5 | Chowchilla_Le_Grand_SSN | Northern_California_Li_Battery_8hr_166 | Reliability_Capacity_In_Model_Year | 0.5
Gates_TB_5_SSN | Southern_PGAE_Flow_Battery_117 | Reliability_Capacity_In_Model_Year | 0.5 | Chowchilla_Le_Grand_SSN | Southern_PGAE_Li_Battery_8hr_168 | Reliability_Capacity_In_Model_Year | 0.5
Gates_TB_5_SSN | Southern_PGAE_Flow_Battery_169 | Reliability_Capacity_In_Model_Year | 0.5 | Chowchilla_Le_Grand_SSN | Southern_PGAE_Li_Battery_8hr_169 | Reliability_Capacity_In_Model_Year | 0.5
Gates_TB_5_SSN | Southern_PGAE_Flow_Battery_174 | Reliability_Capacity_In_Model_Year | 0.5 | Chowchilla_Le_Grand_SSN | Southern_PGAE_Li_Battery_8hr_170 | Reliability_Capacity_In_Model_Year | 0.5
Gates_TB_5_SSN | Southern_PGAE_Flow_Battery_176 | Reliability_Capacity_In_Model_Year | 0.5 | Chowchilla_Le_Grand_SSN | Southern_PGAE_Li_Battery_8hr_174 | Reliability_Capacity_In_Model_Year | 0.5
Gates_TB_5_SSN | Southern_PGAE_Li_Battery_4hr_109 | Reliability_Capacity_In_Model_Year | 0.5 | Chowchilla_Le_Grand_SSN | Southern_PGAE_Li_Battery_8hr_176 | Reliability_Capacity_In_Model_Year | 0.5
Gates_TB_5_SSN | Southern_PGAE_Li_Battery_4hr_117 | Reliability_Capacity_In_Model_Year | 0.5 | Chowchilla_Le_Grand_SSN | Central_Valley_North_Los_Banos_Wind_154 | Reliability_Capacity_In_Model_Year | 0.163
Gates_TB_5_SSN | Southern_PGAE_Li_Battery_4hr_169 | Reliability_Capacity_In_Model_Year | 0.5 | Chowchilla_Le_Grand_SSN | Central_Valley_North_Los_Banos_Wind_162 | Reliability_Capacity_In_Model_Year | 0.163
Gates_TB_5_SSN | Southern_PGAE_Li_Battery_4hr_174 | Reliability_Capacity_In_Model_Year | 0.5 | Chowchilla_Le_Grand_SSN | Northern_California_Solar_166 | Reliability_Capacity_In_Model_Year | 0.556
Gates_TB_5_SSN | Southern_PGAE_Li_Battery_4hr_176 | Reliability_Capacity_In_Model_Year | 0.5 | Chowchilla_Le_Grand_SSN | Southern_PGAE_Solar_140 | Reliability_Capacity_In_Model_Year | 0.556
Gates_TB_5_SSN | Southern_PGAE_Li_Battery_8hr_109 | Reliability_Capacity_In_Model_Year | 0.5 | Chowchilla_Le_Grand_SSN | Southern_PGAE_Solar_151 | Reliability_Capacity_In_Model_Year | 0.556
Gates_TB_5_SSN | Southern_PGAE_Li_Battery_8hr_117 | Reliability_Capacity_In_Model_Year | 0.5 | Chowchilla_Le_Grand_SSN | Southern_PGAE_Solar_154 | Reliability_Capacity_In_Model_Year | 0.556
Gates_TB_5_SSN | Southern_PGAE_Li_Battery_8hr_169 | Reliability_Capacity_In_Model_Year | 0.5 | Chowchilla_Le_Grand_SSN | Southern_PGAE_Solar_161 | Reliability_Capacity_In_Model_Year | 0.556
Gates_TB_5_SSN | Southern_PGAE_Li_Battery_8hr_174 | Reliability_Capacity_In_Model_Year | 0.5 | Chowchilla_Le_Grand_SSN | Southern_PGAE_Solar_162 | Reliability_Capacity_In_Model_Year | 0.556
Gates_TB_5_SSN | Southern_PGAE_Li_Battery_8hr_176 | Reliability_Capacity_In_Model_Year | 0.5 | Chowchilla_Le_Grand_SSN | Southern_PGAE_Solar_163 | Reliability_Capacity_In_Model_Year | 0.556
Gates_TB_5_SSN | Southern_PGAE_Solar_109 | Reliability_Capacity_In_Model_Year | 0.556 | Chowchilla_Le_Grand_SSN | Southern_PGAE_Solar_164 | Reliability_Capacity_In_Model_Year | 0.556
Gates_TB_5_SSN | Southern_PGAE_Solar_117 | Reliability_Capacity_In_Model_Year | 0.556 | Chowchilla_Le_Grand_SSN | Southern_PGAE_Solar_165 | Reliability_Capacity_In_Model_Year | 0.556
Gates_TB_5_SSN | Southern_PGAE_Solar_169 | Reliability_Capacity_In_Model_Year | 0.556 | Chowchilla_Le_Grand_SSN | Southern_PGAE_Solar_168 | Reliability_Capacity_In_Model_Year | 0.556
Gates_TB_5_SSN | Southern_PGAE_Solar_174 | Reliability_Capacity_In_Model_Year | 0.556 | Chowchilla_Le_Grand_SSN | Southern_PGAE_Solar_169 | Reliability_Capacity_In_Model_Year | 0.556
Gates_TB_5_SSN | Southern_PGAE_Solar_176 | Reliability_Capacity_In_Model_Year | 0.556 | Chowchilla_Le_Grand_SSN | Southern_PGAE_Solar_170 | Reliability_Capacity_In_Model_Year | 0.556
Gates_TB_5_SSN | Gates_TB_5_group | Operational_New_Capacity_MW | -1 | Chowchilla_Le_Grand_SSN | Southern_PGAE_Solar_174 | Reliability_Capacity_In_Model_Year | 0.556
GLW_230_HSN | Southern_NV_Eldorado_Flow_Battery_15 | Reliability_Capacity_In_Model_Year | 1 | Chowchilla_Le_Grand_SSN | Southern_PGAE_Solar_176 | Reliability_Capacity_In_Model_Year | 0.556
GLW_230_HSN | Southern_NV_Eldorado_Flow_Battery_40 | Reliability_Capacity_In_Model_Year | 1 | Coalinga_1_Coalinga_2_SSN | Southern_PGAE_Flow_Battery_39 | Reliability_Capacity_In_Model_Year | 0.5
GLW_230_HSN | Southern_NV_Eldorado_Flow_Battery_42 | Reliability_Capacity_In_Model_Year | 1 | Coalinga_1_Coalinga_2_SSN | Southern_PGAE_Flow_Battery_109 | Reliability_Capacity_In_Model_Year | 0.5
GLW_230_HSN | Southern_NV_Eldorado_Li_Battery_4hr_15 | Reliability_Capacity_In_Model_Year | 1 | Coalinga_1_Coalinga_2_SSN | Southern_PGAE_Li_Battery_4hr_39 | Reliability_Capacity_In_Model_Year | 0.5
GLW_230_HSN | Southern_NV_Eldorado_Li_Battery_4hr_40 | Reliability_Capacity_In_Model_Year | 1 | Coalinga_1_Coalinga_2_SSN | Southern_PGAE_Li_Battery_4hr_109 | Reliability_Capacity_In_Model_Year | 0.5
GLW_230_HSN | Southern_NV_Eldorado_Li_Battery_4hr_42 | Reliability_Capacity_In_Model_Year | 1 | Coalinga_1_Coalinga_2_SSN | Southern_PGAE_Li_Battery_8hr_39 | Reliability_Capacity_In_Model_Year | 0.5
GLW_230_HSN | Southern_NV_Eldorado_Li_Battery_8hr_15 | Reliability_Capacity_In_Model_Year | 1 | Coalinga_1_Coalinga_2_SSN | Southern_PGAE_Li_Battery_8hr_109 | Reliability_Capacity_In_Model_Year | 0.5
GLW_230_HSN | Southern_NV_Eldorado_Li_Battery_8hr_40 | Reliability_Capacity_In_Model_Year | 1 | Coalinga_1_Coalinga_2_SSN | Southern_PGAE_Solar_39 | Reliability_Capacity_In_Model_Year | 0.556
GLW_230_HSN | Southern_NV_Eldorado_Li_Battery_8hr_42 | Reliability_Capacity_In_Model_Year | 1 | Coalinga_1_Coalinga_2_SSN | Southern_PGAE_Solar_109 | Reliability_Capacity_In_Model_Year | 0.556
GLW_230_HSN | Central_Nevada_Geothermal_42 | Reliability_Capacity_In_Model_Year | 1 | Colorado_River_230_SSN | Riverside_Flow_Battery_60 | Reliability_Capacity_In_Model_Year | 0.5
GLW_230_HSN | Southern_NV_Eldorado_Solar_15 | Reliability_Capacity_In_Model_Year | 0.106 | Colorado_River_230_SSN | Riverside_Li_Battery_4hr_60 | Reliability_Capacity_In_Model_Year | 0.5
GLW_230_HSN | Southern_NV_Eldorado_Solar_40 | Reliability_Capacity_In_Model_Year | 0.106 | Colorado_River_230_SSN | Riverside_Li_Battery_8hr_60 | Reliability_Capacity_In_Model_Year | 0.5
GLW_230_HSN | Southern_NV_Eldorado_Solar_42 | Reliability_Capacity_In_Model_Year | 0.106 | Colorado_River_230_SSN | Riverside_Solar_60 | Reliability_Capacity_In_Model_Year | 0.427
GLW_230_HSN | Southern_NV_Eldorado_Wind_15 | Reliability_Capacity_In_Model_Year | 0.557 | Colorado_River_Red_Bluff_SSN | Arizona_Solar_55 | Reliability_Capacity_In_Model_Year | 0.427
GLW_230_HSN | GLW_230_group | Operational_New_Capacity_MW | -1 | Colorado_River_Red_Bluff_SSN | Arizona_Solar_62 | Reliability_Capacity_In_Model_Year | 0.427
GLW_230_offpeak | Southern_NV_Eldorado_Flow_Battery_15 | Operational_New_Capacity_MW | -1 | Colorado_River_Red_Bluff_SSN | Arizona_Solar_77 | Reliability_Capacity_In_Model_Year | 0.427
GLW_230_offpeak | Southern_NV_Eldorado_Flow_Battery_40 | Operational_New_Capacity_MW | -1 | Colorado_River_Red_Bluff_SSN | Arizona_Solar_90 | Reliability_Capacity_In_Model_Year | 0.427
GLW_230_offpeak | Southern_NV_Eldorado_Flow_Battery_42 | Operational_New_Capacity_MW | -1 | Colorado_River_Red_Bluff_SSN | Baja_California_Wind_133 | Reliability_Capacity_In_Model_Year | 0.112
GLW_230_offpeak | Southern_NV_Eldorado_Li_Battery_4hr_15 | Operational_New_Capacity_MW | -1 | Colorado_River_Red_Bluff_SSN | Southern_NV_Eldorado_Flow_Battery_19 | Reliability_Capacity_In_Model_Year | 0.5
GLW_230_offpeak | Southern_NV_Eldorado_Li_Battery_4hr_40 | Operational_New_Capacity_MW | -1 | Colorado_River_Red_Bluff_SSN | Southern_NV_Eldorado_Flow_Battery_40 | Reliability_Capacity_In_Model_Year | 0.5
GLW_230_offpeak | Southern_NV_Eldorado_Li_Battery_4hr_42 | Operational_New_Capacity_MW | -1 | Colorado_River_Red_Bluff_SSN | Arizona_Flow_Battery_55 | Reliability_Capacity_In_Model_Year | 0.5
GLW_230_offpeak | Southern_NV_Eldorado_Li_Battery_8hr_15 | Operational_New_Capacity_MW | -1 | Colorado_River_Red_Bluff_SSN | Arizona_Flow_Battery_62 | Reliability_Capacity_In_Model_Year | 0.5
GLW_230_offpeak | Southern_NV_Eldorado_Li_Battery_8hr_40 | Operational_New_Capacity_MW | -1 | Colorado_River_Red_Bluff_SSN | Arizona_Flow_Battery_77 | Reliability_Capacity_In_Model_Year | 0.5
GLW_230_offpeak | Southern_NV_Eldorado_Li_Battery_8hr_42 | Operational_New_Capacity_MW | -1 | Colorado_River_Red_Bluff_SSN | Arizona_Flow_Battery_90 | Reliability_Capacity_In_Model_Year | 0.5
GLW_230_offpeak | Central_Nevada_Geothermal_42 | Operational_New_Capacity_MW | 1 | Colorado_River_Red_Bluff_SSN | Greater_Imperial_Flow_Battery_107 | Reliability_Capacity_In_Model_Year | 0.5
GLW_230_offpeak | Southern_NV_Eldorado_Solar_15 | Operational_New_Capacity_MW | 0.77 | Colorado_River_Red_Bluff_SSN | Greater_Imperial_Flow_Battery_133 | Reliability_Capacity_In_Model_Year | 0.5
GLW_230_offpeak | Southern_NV_Eldorado_Solar_40 | Operational_New_Capacity_MW | 0.77 | Colorado_River_Red_Bluff_SSN | Southern_NV_Eldorado_Li_Battery_4hr_19 | Reliability_Capacity_In_Model_Year | 0.5
GLW_230_offpeak | Southern_NV_Eldorado_Solar_42 | Operational_New_Capacity_MW | 0.77 | Colorado_River_Red_Bluff_SSN | Southern_NV_Eldorado_Li_Battery_4hr_40 | Reliability_Capacity_In_Model_Year | 0.5
GLW_230_offpeak | Southern_NV_Eldorado_Wind_15 | Operational_New_Capacity_MW | 0.44 | Colorado_River_Red_Bluff_SSN | Arizona_Li_Battery_4hr_55 | Reliability_Capacity_In_Model_Year | 0.5
GLW_230_offpeak | GLW_230_group | Operational_New_Capacity_MW | -1.5502 | Colorado_River_Red_Bluff_SSN | Arizona_Li_Battery_4hr_62 | Reliability_Capacity_In_Model_Year | 0.5
GLW_230_SSN | Southern_NV_Eldorado_Flow_Battery_15 | Reliability_Capacity_In_Model_Year | 0.5 | Colorado_River_Red_Bluff_SSN | Arizona_Li_Battery_4hr_77 | Reliability_Capacity_In_Model_Year | 0.5
GLW_230_SSN | Southern_NV_Eldorado_Flow_Battery_40 | Reliability_Capacity_In_Model_Year | 0.5 | Colorado_River_Red_Bluff_SSN | Arizona_Li_Battery_4hr_90 | Reliability_Capacity_In_Model_Year | 0.5
GLW_230_SSN | Southern_NV_Eldorado_Flow_Battery_42 | Reliability_Capacity_In_Model_Year | 0.5 | Colorado_River_Red_Bluff_SSN | Greater_Imperial_Li_Battery_4hr_107 | Reliability_Capacity_In_Model_Year | 0.5
GLW_230_SSN | Southern_NV_Eldorado_Li_Battery_4hr_15 | Reliability_Capacity_In_Model_Year | 0.5 | Colorado_River_Red_Bluff_SSN | Greater_Imperial_Li_Battery_4hr_133 | Reliability_Capacity_In_Model_Year | 0.5
GLW_230_SSN | Southern_NV_Eldorado_Li_Battery_4hr_40 | Reliability_Capacity_In_Model_Year | 0.5 | Colorado_River_Red_Bluff_SSN | Southern_NV_Eldorado_Li_Battery_8hr_19 | Reliability_Capacity_In_Model_Year | 0.5
GLW_230_SSN | Southern_NV_Eldorado_Li_Battery_4hr_42 | Reliability_Capacity_In_Model_Year | 0.5 | Colorado_River_Red_Bluff_SSN | Southern_NV_Eldorado_Li_Battery_8hr_40 | Reliability_Capacity_In_Model_Year | 0.5
GLW_230_SSN | Southern_NV_Eldorado_Li_Battery_8hr_15 | Reliability_Capacity_In_Model_Year | 0.5 | Colorado_River_Red_Bluff_SSN | Arizona_Li_Battery_8hr_55 | Reliability_Capacity_In_Model_Year | 0.5
GLW_230_SSN | Southern_NV_Eldorado_Li_Battery_8hr_40 | Reliability_Capacity_In_Model_Year | 0.5 | Colorado_River_Red_Bluff_SSN | Arizona_Li_Battery_8hr_62 | Reliability_Capacity_In_Model_Year | 0.5
GLW_230_SSN | Southern_NV_Eldorado_Li_Battery_8hr_42 | Reliability_Capacity_In_Model_Year | 0.5 | Colorado_River_Red_Bluff_SSN | Arizona_Li_Battery_8hr_77 | Reliability_Capacity_In_Model_Year | 0.5
GLW_230_SSN | Central_Nevada_Geothermal_42 | Reliability_Capacity_In_Model_Year | 1 | Colorado_River_Red_Bluff_SSN | Arizona_Li_Battery_8hr_90 | Reliability_Capacity_In_Model_Year | 0.5
GLW_230_SSN | Southern_NV_Eldorado_Solar_15 | Reliability_Capacity_In_Model_Year | 0.427 | Colorado_River_Red_Bluff_SSN | Greater_Imperial_Li_Battery_8hr_107 | Reliability_Capacity_In_Model_Year | 0.5
GLW_230_SSN | Southern_NV_Eldorado_Solar_40 | Reliability_Capacity_In_Model_Year | 0.427 | Colorado_River_Red_Bluff_SSN | Greater_Imperial_Li_Battery_8hr_133 | Reliability_Capacity_In_Model_Year | 0.5
GLW_230_SSN | Southern_NV_Eldorado_Solar_42 | Reliability_Capacity_In_Model_Year | 0.427 | Colorado_River_Red_Bluff_SSN | Greater_Imperial_Solar_107 | Reliability_Capacity_In_Model_Year | 0.427
GLW_230_SSN | Southern_NV_Eldorado_Wind_15 | Reliability_Capacity_In_Model_Year | 0.208 | Colorado_River_Red_Bluff_SSN | Greater_Imperial_Solar_133 | Reliability_Capacity_In_Model_Year | 0.427
GLW_230_SSN | GLW_230_group | Operational_New_Capacity_MW | -1 | Colorado_River_Red_Bluff_SSN | Idaho_Wind_19 | Reliability_Capacity_In_Model_Year | 0.35
Grant_Eastshore_2_HSN | Northern_California_Flow_Battery_121 | Reliability_Capacity_In_Model_Year | 1 | Colorado_River_Red_Bluff_SSN | New_Mexico_Wind_55 | Reliability_Capacity_In_Model_Year | 0.35
Grant_Eastshore_2_HSN | Northern_California_Li_Battery_4hr_121 | Reliability_Capacity_In_Model_Year | 1 | Colorado_River_Red_Bluff_SSN | Northern_Nevada_Geothermal_19 | Reliability_Capacity_In_Model_Year | 1
Grant_Eastshore_2_HSN | Northern_California_Li_Battery_8hr_121 | Reliability_Capacity_In_Model_Year | 1 | Colorado_River_Red_Bluff_SSN | Southern_NV_Eldorado_Solar_19 | Reliability_Capacity_In_Model_Year | 0.427
Grant_Eastshore_2_HSN | Northern_California_Solar_121 | Reliability_Capacity_In_Model_Year | 0.1 | Colorado_River_Red_Bluff_SSN | Southern_NV_Eldorado_Solar_40 | Reliability_Capacity_In_Model_Year | 0.427
Grant_Eastshore_2_HSN | Grant_Eastshore_2_group | Operational_New_Capacity_MW | -1 | Colorado_River_Red_Bluff_SSN | Utah_Geothermal_19 | Reliability_Capacity_In_Model_Year | 1
Grant_Eastshore_2_offpeak | Northern_California_Flow_Battery_121 | Operational_New_Capacity_MW | -1 | Colorado_River_Red_Bluff_SSN | Utah_Wind_19 | Reliability_Capacity_In_Model_Year | 0.35
Grant_Eastshore_2_offpeak | Northern_California_Li_Battery_4hr_121 | Operational_New_Capacity_MW | -1 | Colorado_River_Red_Bluff_SSN | Wyoming_Wind_19 | Reliability_Capacity_In_Model_Year | 0.35
Grant_Eastshore_2_offpeak | Northern_California_Li_Battery_8hr_121 | Operational_New_Capacity_MW | -1 | Contra_Costa_Windmaster_SSN | Northern_California_Flow_Battery_83 | Reliability_Capacity_In_Model_Year | 0.5
Grant_Eastshore_2_offpeak | Northern_California_Solar_121 | Operational_New_Capacity_MW | 0.68 | Contra_Costa_Windmaster_SSN | Northern_California_Flow_Battery_85 | Reliability_Capacity_In_Model_Year | 0.5
Grant_Eastshore_2_offpeak | Grant_Eastshore_2_group | Operational_New_Capacity_MW | -1 | Contra_Costa_Windmaster_SSN | Northern_California_Flow_Battery_94 | Reliability_Capacity_In_Model_Year | 0.5
Grant_Eastshore_2_SSN | Northern_California_Flow_Battery_121 | Reliability_Capacity_In_Model_Year | 0.5 | Contra_Costa_Windmaster_SSN | Northern_California_Flow_Battery_112 | Reliability_Capacity_In_Model_Year | 0.5
Grant_Eastshore_2_SSN | Northern_California_Li_Battery_4hr_121 | Reliability_Capacity_In_Model_Year | 0.5 | Contra_Costa_Windmaster_SSN | Northern_California_Flow_Battery_126 | Reliability_Capacity_In_Model_Year | 0.5
Grant_Eastshore_2_SSN | Northern_California_Li_Battery_8hr_121 | Reliability_Capacity_In_Model_Year | 0.5 | Contra_Costa_Windmaster_SSN | Northern_California_Flow_Battery_127 | Reliability_Capacity_In_Model_Year | 0.5
Grant_Eastshore_2_SSN | Northern_California_Solar_121 | Reliability_Capacity_In_Model_Year | 0.556 | Contra_Costa_Windmaster_SSN | Northern_California_Flow_Battery_150 | Reliability_Capacity_In_Model_Year | 0.5
Grant_Eastshore_2_SSN | Grant_Eastshore_2_group | Operational_New_Capacity_MW | -1 | Contra_Costa_Windmaster_SSN | Northern_California_Flow_Battery_155 | Reliability_Capacity_In_Model_Year | 0.5
Hinson_Del_Amo_HSN | Greater_LA_Flow_Battery_30 | Reliability_Capacity_In_Model_Year | 1 | Contra_Costa_Windmaster_SSN | Northern_California_Flow_Battery_158 | Reliability_Capacity_In_Model_Year | 0.5
Hinson_Del_Amo_HSN | Greater_LA_Li_Battery_4hr_30 | Reliability_Capacity_In_Model_Year | 1 | Contra_Costa_Windmaster_SSN | Northern_California_Li_Battery_4hr_83 | Reliability_Capacity_In_Model_Year | 0.5
Hinson_Del_Amo_HSN | Greater_LA_Li_Battery_8hr_30 | Reliability_Capacity_In_Model_Year | 1 | Contra_Costa_Windmaster_SSN | Northern_California_Li_Battery_4hr_85 | Reliability_Capacity_In_Model_Year | 0.5
Hinson_Del_Amo_HSN | Greater_LA_Solar_30 | Reliability_Capacity_In_Model_Year | 0.106 | Contra_Costa_Windmaster_SSN | Northern_California_Li_Battery_4hr_94 | Reliability_Capacity_In_Model_Year | 0.5
Hinson_Del_Amo_HSN | Hinson_Del_Amo_group | Operational_New_Capacity_MW | -1 | Contra_Costa_Windmaster_SSN | Northern_California_Li_Battery_4hr_112 | Reliability_Capacity_In_Model_Year | 0.5
Hinson_Del_Amo_offpeak | Greater_LA_Flow_Battery_30 | Operational_New_Capacity_MW | -1 | Contra_Costa_Windmaster_SSN | Northern_California_Li_Battery_4hr_126 | Reliability_Capacity_In_Model_Year | 0.5
Hinson_Del_Amo_offpeak | Greater_LA_Li_Battery_4hr_30 | Operational_New_Capacity_MW | -1 | Contra_Costa_Windmaster_SSN | Northern_California_Li_Battery_4hr_127 | Reliability_Capacity_In_Model_Year | 0.5
Hinson_Del_Amo_offpeak | Greater_LA_Li_Battery_8hr_30 | Operational_New_Capacity_MW | -1 | Contra_Costa_Windmaster_SSN | Northern_California_Li_Battery_4hr_150 | Reliability_Capacity_In_Model_Year | 0.5
Hinson_Del_Amo_offpeak | Greater_LA_Solar_30 | Operational_New_Capacity_MW | 0.77 | Contra_Costa_Windmaster_SSN | Northern_California_Li_Battery_4hr_155 | Reliability_Capacity_In_Model_Year | 0.5
Hinson_Del_Amo_offpeak | Hinson_Del_Amo_group | Operational_New_Capacity_MW | -1 | Contra_Costa_Windmaster_SSN | Northern_California_Li_Battery_4hr_158 | Reliability_Capacity_In_Model_Year | 0.5
Hinson_Del_Amo_SSN | Greater_LA_Flow_Battery_30 | Reliability_Capacity_In_Model_Year | 0.5 | Contra_Costa_Windmaster_SSN | Northern_California_Li_Battery_8hr_83 | Reliability_Capacity_In_Model_Year | 0.5
Hinson_Del_Amo_SSN | Greater_LA_Li_Battery_4hr_30 | Reliability_Capacity_In_Model_Year | 0.5 | Contra_Costa_Windmaster_SSN | Northern_California_Li_Battery_8hr_85 | Reliability_Capacity_In_Model_Year | 0.5
Hinson_Del_Amo_SSN | Greater_LA_Li_Battery_8hr_30 | Reliability_Capacity_In_Model_Year | 0.5 | Contra_Costa_Windmaster_SSN | Northern_California_Li_Battery_8hr_94 | Reliability_Capacity_In_Model_Year | 0.5
Hinson_Del_Amo_SSN | Greater_LA_Solar_30 | Reliability_Capacity_In_Model_Year | 0.427 | Contra_Costa_Windmaster_SSN | Northern_California_Li_Battery_8hr_112 | Reliability_Capacity_In_Model_Year | 0.5
Hinson_Del_Amo_SSN | Hinson_Del_Amo_group | Operational_New_Capacity_MW | -1 | Contra_Costa_Windmaster_SSN | Northern_California_Li_Battery_8hr_126 | Reliability_Capacity_In_Model_Year | 0.5
Humboldt_Offshore_Line_HSN | Humboldt_Bay_Offshore_Wind_Asset | Reliability_Capacity_In_Model_Year | 1 | Contra_Costa_Windmaster_SSN | Northern_California_Li_Battery_8hr_127 | Reliability_Capacity_In_Model_Year | 0.5
Humboldt_Offshore_Line_HSN | Humboldt_Offshore_Line_group | Operational_New_Capacity_MW | -1 | Contra_Costa_Windmaster_SSN | Northern_California_Li_Battery_8hr_150 | Reliability_Capacity_In_Model_Year | 0.5
Humboldt_Offshore_Line_offpeak | Humboldt_Bay_Offshore_Wind_Asset | Operational_New_Capacity_MW | 1 | Contra_Costa_Windmaster_SSN | Northern_California_Li_Battery_8hr_155 | Reliability_Capacity_In_Model_Year | 0.5
Humboldt_Offshore_Line_offpeak | Humboldt_Offshore_Line_group | Operational_New_Capacity_MW | -1 | Contra_Costa_Windmaster_SSN | Northern_California_Li_Battery_8hr_158 | Reliability_Capacity_In_Model_Year | 0.5
Humboldt_Offshore_Line_SSN | Humboldt_Bay_Offshore_Wind_Asset | Reliability_Capacity_In_Model_Year | 0.53 | Contra_Costa_Windmaster_SSN | Northern_California_Solar_83 | Reliability_Capacity_In_Model_Year | 0.556
Humboldt_Offshore_Line_SSN | Humboldt_Offshore_Line_group | Operational_New_Capacity_MW | -1 | Contra_Costa_Windmaster_SSN | Northern_California_Solar_85 | Reliability_Capacity_In_Model_Year | 0.556
Internal_San_Diego_HSN | Baja_California_Wind_133 | Reliability_Capacity_In_Model_Year | 0.337 | Contra_Costa_Windmaster_SSN | Northern_California_Solar_94 | Reliability_Capacity_In_Model_Year | 0.556
Internal_San_Diego_HSN | Greater_Imperial_Flow_Battery_20 | Reliability_Capacity_In_Model_Year | 1 | Contra_Costa_Windmaster_SSN | Northern_California_Solar_112 | Reliability_Capacity_In_Model_Year | 0.556
Internal_San_Diego_HSN | Greater_Imperial_Flow_Battery_108 | Reliability_Capacity_In_Model_Year | 1 | Contra_Costa_Windmaster_SSN | Northern_California_Solar_126 | Reliability_Capacity_In_Model_Year | 0.556
Internal_San_Diego_HSN | Greater_Imperial_Flow_Battery_133 | Reliability_Capacity_In_Model_Year | 1 | Contra_Costa_Windmaster_SSN | Northern_California_Solar_127 | Reliability_Capacity_In_Model_Year | 0.556
Internal_San_Diego_HSN | Greater_Imperial_Li_Battery_4hr_20 | Reliability_Capacity_In_Model_Year | 1 | Contra_Costa_Windmaster_SSN | Northern_California_Solar_150 | Reliability_Capacity_In_Model_Year | 0.556
Internal_San_Diego_HSN | Greater_Imperial_Li_Battery_4hr_108 | Reliability_Capacity_In_Model_Year | 1 | Contra_Costa_Windmaster_SSN | Northern_California_Solar_155 | Reliability_Capacity_In_Model_Year | 0.556
Internal_San_Diego_HSN | Greater_Imperial_Li_Battery_4hr_133 | Reliability_Capacity_In_Model_Year | 1 | Contra_Costa_Windmaster_SSN | Northern_California_Solar_158 | Reliability_Capacity_In_Model_Year | 0.556
Internal_San_Diego_HSN | Greater_Imperial_Li_Battery_8hr_20 | Reliability_Capacity_In_Model_Year | 1 | Contra_Costa_Windmaster_SSN | Northern_California_Wind_83 | Reliability_Capacity_In_Model_Year | 0.163
Internal_San_Diego_HSN | Greater_Imperial_Li_Battery_8hr_108 | Reliability_Capacity_In_Model_Year | 1 | Contra_Costa_Windmaster_SSN | Solano_Wind_85 | Reliability_Capacity_In_Model_Year | 0.163
Internal_San_Diego_HSN | Greater_Imperial_Li_Battery_8hr_133 | Reliability_Capacity_In_Model_Year | 1 | Contra_Costa_Windmaster_SSN | Solano_Wind_94 | Reliability_Capacity_In_Model_Year | 0.163
Internal_San_Diego_HSN | San_Diego_Pumped_Storage_119 | Reliability_Capacity_In_Model_Year | 1 | Contra_Costa_Windmaster_SSN | Solano_Wind_126 | Reliability_Capacity_In_Model_Year | 0.163
Internal_San_Diego_HSN | Greater_Imperial_Geothermal_20 | Reliability_Capacity_In_Model_Year | 1 | Control_Inyokern_SSN | Greater_Kramer_Flow_Battery_156 | Reliability_Capacity_In_Model_Year | 0.5
Internal_San_Diego_HSN | Greater_Imperial_Solar_20 | Reliability_Capacity_In_Model_Year | 0.106 | Control_Inyokern_SSN | Greater_Kramer_Li_Battery_4hr_156 | Reliability_Capacity_In_Model_Year | 0.5
Internal_San_Diego_HSN | Greater_Imperial_Solar_108 | Reliability_Capacity_In_Model_Year | 0.106 | Control_Inyokern_SSN | Greater_Kramer_Li_Battery_8hr_156 | Reliability_Capacity_In_Model_Year | 0.5
Internal_San_Diego_HSN | Greater_Imperial_Solar_133 | Reliability_Capacity_In_Model_Year | 0.106 | Control_Inyokern_SSN | Greater_Kramer_Solar_156 | Reliability_Capacity_In_Model_Year | 0.427
Internal_San_Diego_HSN | Greater_Imperial_Wind_108 | Reliability_Capacity_In_Model_Year | 0.557 | Control_Inyokern_SSN | Inyokern_North_Kramer_Geothermal_156 | Reliability_Capacity_In_Model_Year | 1
Internal_San_Diego_HSN | Greater_Imperial_Biomass_20 | Reliability_Capacity_In_Model_Year | 1 | Cortina_Eagle_Rock_SSN | Northern_California_Flow_Battery_70 | Reliability_Capacity_In_Model_Year | 0.5
Internal_San_Diego_HSN | Internal_San_Diego_group | Operational_New_Capacity_MW | -1 | Cortina_Eagle_Rock_SSN | Northern_California_Flow_Battery_127 | Reliability_Capacity_In_Model_Year | 0.5
Internal_San_Diego_offpeak | Baja_California_Wind_133 | Operational_New_Capacity_MW | 0.44 | Cortina_Eagle_Rock_SSN | Northern_California_Flow_Battery_132 | Reliability_Capacity_In_Model_Year | 0.5
Internal_San_Diego_offpeak | Greater_Imperial_Flow_Battery_20 | Operational_New_Capacity_MW | -1 | Cortina_Eagle_Rock_SSN | Northern_California_Flow_Battery_155 | Reliability_Capacity_In_Model_Year | 0.5
Internal_San_Diego_offpeak | Greater_Imperial_Flow_Battery_108 | Operational_New_Capacity_MW | -1 | Cortina_Eagle_Rock_SSN | Northern_California_Flow_Battery_158 | Reliability_Capacity_In_Model_Year | 0.5
Internal_San_Diego_offpeak | Greater_Imperial_Flow_Battery_133 | Operational_New_Capacity_MW | -1 | Cortina_Eagle_Rock_SSN | Northern_California_Li_Battery_4hr_70 | Reliability_Capacity_In_Model_Year | 0.5
Internal_San_Diego_offpeak | Greater_Imperial_Li_Battery_4hr_20 | Operational_New_Capacity_MW | -1 | Cortina_Eagle_Rock_SSN | Northern_California_Li_Battery_4hr_127 | Reliability_Capacity_In_Model_Year | 0.5
Internal_San_Diego_offpeak | Greater_Imperial_Li_Battery_4hr_108 | Operational_New_Capacity_MW | -1 | Cortina_Eagle_Rock_SSN | Northern_California_Li_Battery_4hr_132 | Reliability_Capacity_In_Model_Year | 0.5
Internal_San_Diego_offpeak | Greater_Imperial_Li_Battery_4hr_133 | Operational_New_Capacity_MW | -1 | Cortina_Eagle_Rock_SSN | Northern_California_Li_Battery_4hr_155 | Reliability_Capacity_In_Model_Year | 0.5
Internal_San_Diego_offpeak | Greater_Imperial_Li_Battery_8hr_20 | Operational_New_Capacity_MW | -1 | Cortina_Eagle_Rock_SSN | Northern_California_Li_Battery_4hr_158 | Reliability_Capacity_In_Model_Year | 0.5
Internal_San_Diego_offpeak | Greater_Imperial_Li_Battery_8hr_108 | Operational_New_Capacity_MW | -1 | Cortina_Eagle_Rock_SSN | Northern_California_Li_Battery_8hr_70 | Reliability_Capacity_In_Model_Year | 0.5
Internal_San_Diego_offpeak | Greater_Imperial_Li_Battery_8hr_133 | Operational_New_Capacity_MW | -1 | Cortina_Eagle_Rock_SSN | Northern_California_Li_Battery_8hr_127 | Reliability_Capacity_In_Model_Year | 0.5
Internal_San_Diego_offpeak | San_Diego_Pumped_Storage_119 | Operational_New_Capacity_MW | -1 | Cortina_Eagle_Rock_SSN | Northern_California_Li_Battery_8hr_132 | Reliability_Capacity_In_Model_Year | 0.5
Internal_San_Diego_offpeak | Greater_Imperial_Geothermal_20 | Operational_New_Capacity_MW | 1 | Cortina_Eagle_Rock_SSN | Northern_California_Li_Battery_8hr_155 | Reliability_Capacity_In_Model_Year | 0.5
Internal_San_Diego_offpeak | Greater_Imperial_Solar_20 | Operational_New_Capacity_MW | 0.77 | Cortina_Eagle_Rock_SSN | Northern_California_Li_Battery_8hr_158 | Reliability_Capacity_In_Model_Year | 0.5
Internal_San_Diego_offpeak | Greater_Imperial_Solar_108 | Operational_New_Capacity_MW | 0.77 | Cortina_Eagle_Rock_SSN | Northern_California_Geothermal_70 | Reliability_Capacity_In_Model_Year | 1
Internal_San_Diego_offpeak | Greater_Imperial_Solar_133 | Operational_New_Capacity_MW | 0.77 | Cortina_Eagle_Rock_SSN | Northern_California_Solar_70 | Reliability_Capacity_In_Model_Year | 0.556
Internal_San_Diego_offpeak | Greater_Imperial_Wind_108 | Operational_New_Capacity_MW | 0.44 | Cortina_Eagle_Rock_SSN | Northern_California_Solar_127 | Reliability_Capacity_In_Model_Year | 0.556
Internal_San_Diego_offpeak | Greater_Imperial_Biomass_20 | Operational_New_Capacity_MW | 1 | Cortina_Eagle_Rock_SSN | Northern_California_Solar_132 | Reliability_Capacity_In_Model_Year | 0.556
Internal_San_Diego_offpeak | Internal_San_Diego_group | Operational_New_Capacity_MW | -1 | Cortina_Eagle_Rock_SSN | Northern_California_Solar_155 | Reliability_Capacity_In_Model_Year | 0.556
Internal_San_Diego_SSN | Baja_California_Wind_133 | Reliability_Capacity_In_Model_Year | 0.112 | Cortina_Eagle_Rock_SSN | Northern_California_Solar_158 | Reliability_Capacity_In_Model_Year | 0.556
Internal_San_Diego_SSN | Greater_Imperial_Flow_Battery_20 | Reliability_Capacity_In_Model_Year | 0.5 | Dairyland_Chowchilla_SSN | Southern_PGAE_Flow_Battery_140 | Reliability_Capacity_In_Model_Year | 0.5
Internal_San_Diego_SSN | Greater_Imperial_Flow_Battery_108 | Reliability_Capacity_In_Model_Year | 0.5 | Dairyland_Chowchilla_SSN | Southern_PGAE_Flow_Battery_151 | Reliability_Capacity_In_Model_Year | 0.5
Internal_San_Diego_SSN | Greater_Imperial_Flow_Battery_133 | Reliability_Capacity_In_Model_Year | 0.5 | Dairyland_Chowchilla_SSN | Southern_PGAE_Flow_Battery_154 | Reliability_Capacity_In_Model_Year | 0.5
Internal_San_Diego_SSN | Greater_Imperial_Li_Battery_4hr_20 | Reliability_Capacity_In_Model_Year | 0.5 | Dairyland_Chowchilla_SSN | Southern_PGAE_Flow_Battery_161 | Reliability_Capacity_In_Model_Year | 0.5
Internal_San_Diego_SSN | Greater_Imperial_Li_Battery_4hr_108 | Reliability_Capacity_In_Model_Year | 0.5 | Dairyland_Chowchilla_SSN | Southern_PGAE_Flow_Battery_162 | Reliability_Capacity_In_Model_Year | 0.5
Internal_San_Diego_SSN | Greater_Imperial_Li_Battery_4hr_133 | Reliability_Capacity_In_Model_Year | 0.5 | Dairyland_Chowchilla_SSN | Southern_PGAE_Flow_Battery_163 | Reliability_Capacity_In_Model_Year | 0.5
Internal_San_Diego_SSN | Greater_Imperial_Li_Battery_8hr_20 | Reliability_Capacity_In_Model_Year | 0.5 | Dairyland_Chowchilla_SSN | Southern_PGAE_Flow_Battery_164 | Reliability_Capacity_In_Model_Year | 0.5
Internal_San_Diego_SSN | Greater_Imperial_Li_Battery_8hr_108 | Reliability_Capacity_In_Model_Year | 0.5 | Dairyland_Chowchilla_SSN | Southern_PGAE_Flow_Battery_165 | Reliability_Capacity_In_Model_Year | 0.5
Internal_San_Diego_SSN | Greater_Imperial_Li_Battery_8hr_133 | Reliability_Capacity_In_Model_Year | 0.5 | Dairyland_Chowchilla_SSN | Northern_California_Flow_Battery_166 | Reliability_Capacity_In_Model_Year | 0.5
Internal_San_Diego_SSN | San_Diego_Pumped_Storage_119 | Reliability_Capacity_In_Model_Year | 0.5 | Dairyland_Chowchilla_SSN | Southern_PGAE_Flow_Battery_168 | Reliability_Capacity_In_Model_Year | 0.5
Internal_San_Diego_SSN | Greater_Imperial_Geothermal_20 | Reliability_Capacity_In_Model_Year | 1 | Dairyland_Chowchilla_SSN | Southern_PGAE_Flow_Battery_169 | Reliability_Capacity_In_Model_Year | 0.5
Internal_San_Diego_SSN | Greater_Imperial_Solar_20 | Reliability_Capacity_In_Model_Year | 0.427 | Dairyland_Chowchilla_SSN | Southern_PGAE_Flow_Battery_170 | Reliability_Capacity_In_Model_Year | 0.5
Internal_San_Diego_SSN | Greater_Imperial_Solar_108 | Reliability_Capacity_In_Model_Year | 0.427 | Dairyland_Chowchilla_SSN | Southern_PGAE_Flow_Battery_174 | Reliability_Capacity_In_Model_Year | 0.5
Internal_San_Diego_SSN | Greater_Imperial_Solar_133 | Reliability_Capacity_In_Model_Year | 0.427 | Dairyland_Chowchilla_SSN | Southern_PGAE_Flow_Battery_176 | Reliability_Capacity_In_Model_Year | 0.5
Internal_San_Diego_SSN | Greater_Imperial_Wind_108 | Reliability_Capacity_In_Model_Year | 0.208 | Dairyland_Chowchilla_SSN | Southern_PGAE_Li_Battery_4hr_140 | Reliability_Capacity_In_Model_Year | 0.5
Internal_San_Diego_SSN | Greater_Imperial_Biomass_20 | Reliability_Capacity_In_Model_Year | 1 | Dairyland_Chowchilla_SSN | Southern_PGAE_Li_Battery_4hr_151 | Reliability_Capacity_In_Model_Year | 0.5
Internal_San_Diego_SSN | Internal_San_Diego_group | Operational_New_Capacity_MW | -1 | Dairyland_Chowchilla_SSN | Southern_PGAE_Li_Battery_4hr_154 | Reliability_Capacity_In_Model_Year | 0.5
Jackson_Waukena_Corcoran_HSN | Southern_PGAE_Flow_Battery_148 | Reliability_Capacity_In_Model_Year | 1 | Dairyland_Chowchilla_SSN | Southern_PGAE_Li_Battery_4hr_161 | Reliability_Capacity_In_Model_Year | 0.5
Jackson_Waukena_Corcoran_HSN | Southern_PGAE_Flow_Battery_181 | Reliability_Capacity_In_Model_Year | 1 | Dairyland_Chowchilla_SSN | Southern_PGAE_Li_Battery_4hr_162 | Reliability_Capacity_In_Model_Year | 0.5
Jackson_Waukena_Corcoran_HSN | Southern_PGAE_Li_Battery_4hr_148 | Reliability_Capacity_In_Model_Year | 1 | Dairyland_Chowchilla_SSN | Southern_PGAE_Li_Battery_4hr_163 | Reliability_Capacity_In_Model_Year | 0.5
Jackson_Waukena_Corcoran_HSN | Southern_PGAE_Li_Battery_4hr_181 | Reliability_Capacity_In_Model_Year | 1 | Dairyland_Chowchilla_SSN | Southern_PGAE_Li_Battery_4hr_164 | Reliability_Capacity_In_Model_Year | 0.5
Jackson_Waukena_Corcoran_HSN | Southern_PGAE_Li_Battery_8hr_148 | Reliability_Capacity_In_Model_Year | 1 | Dairyland_Chowchilla_SSN | Southern_PGAE_Li_Battery_4hr_165 | Reliability_Capacity_In_Model_Year | 0.5
Jackson_Waukena_Corcoran_HSN | Southern_PGAE_Li_Battery_8hr_181 | Reliability_Capacity_In_Model_Year | 1 | Dairyland_Chowchilla_SSN | Northern_California_Li_Battery_4hr_166 | Reliability_Capacity_In_Model_Year | 0.5
Jackson_Waukena_Corcoran_HSN | Southern_PGAE_Solar_148 | Reliability_Capacity_In_Model_Year | 0.1 | Dairyland_Chowchilla_SSN | Southern_PGAE_Li_Battery_4hr_168 | Reliability_Capacity_In_Model_Year | 0.5
Jackson_Waukena_Corcoran_HSN | Southern_PGAE_Solar_181 | Reliability_Capacity_In_Model_Year | 0.1 | Dairyland_Chowchilla_SSN | Southern_PGAE_Li_Battery_4hr_169 | Reliability_Capacity_In_Model_Year | 0.5
Jackson_Waukena_Corcoran_HSN | Jackson_Waukena_Corcoran_group | Operational_New_Capacity_MW | 0 | Dairyland_Chowchilla_SSN | Southern_PGAE_Li_Battery_4hr_170 | Reliability_Capacity_In_Model_Year | 0.5
Jackson_Waukena_Corcoran_offpeak | Southern_PGAE_Flow_Battery_148 | Operational_New_Capacity_MW | -1 | Dairyland_Chowchilla_SSN | Southern_PGAE_Li_Battery_4hr_174 | Reliability_Capacity_In_Model_Year | 0.5
Jackson_Waukena_Corcoran_offpeak | Southern_PGAE_Flow_Battery_181 | Operational_New_Capacity_MW | -1 | Dairyland_Chowchilla_SSN | Southern_PGAE_Li_Battery_4hr_176 | Reliability_Capacity_In_Model_Year | 0.5
Jackson_Waukena_Corcoran_offpeak | Southern_PGAE_Li_Battery_4hr_148 | Operational_New_Capacity_MW | -1 | Dairyland_Chowchilla_SSN | Southern_PGAE_Li_Battery_8hr_140 | Reliability_Capacity_In_Model_Year | 0.5
Jackson_Waukena_Corcoran_offpeak | Southern_PGAE_Li_Battery_4hr_181 | Operational_New_Capacity_MW | -1 | Dairyland_Chowchilla_SSN | Southern_PGAE_Li_Battery_8hr_151 | Reliability_Capacity_In_Model_Year | 0.5
Jackson_Waukena_Corcoran_offpeak | Southern_PGAE_Li_Battery_8hr_148 | Operational_New_Capacity_MW | -1 | Dairyland_Chowchilla_SSN | Southern_PGAE_Li_Battery_8hr_154 | Reliability_Capacity_In_Model_Year | 0.5
Jackson_Waukena_Corcoran_offpeak | Southern_PGAE_Li_Battery_8hr_181 | Operational_New_Capacity_MW | -1 | Dairyland_Chowchilla_SSN | Southern_PGAE_Li_Battery_8hr_161 | Reliability_Capacity_In_Model_Year | 0.5
Jackson_Waukena_Corcoran_offpeak | Southern_PGAE_Solar_148 | Operational_New_Capacity_MW | 0.79 | Dairyland_Chowchilla_SSN | Southern_PGAE_Li_Battery_8hr_162 | Reliability_Capacity_In_Model_Year | 0.5
Jackson_Waukena_Corcoran_offpeak | Southern_PGAE_Solar_181 | Operational_New_Capacity_MW | 0.79 | Dairyland_Chowchilla_SSN | Southern_PGAE_Li_Battery_8hr_163 | Reliability_Capacity_In_Model_Year | 0.5
Jackson_Waukena_Corcoran_offpeak | Jackson_Waukena_Corcoran_group | Operational_New_Capacity_MW | -1 | Dairyland_Chowchilla_SSN | Southern_PGAE_Li_Battery_8hr_164 | Reliability_Capacity_In_Model_Year | 0.5
Jackson_Waukena_Corcoran_SSN | Southern_PGAE_Flow_Battery_148 | Reliability_Capacity_In_Model_Year | 0.5 | Dairyland_Chowchilla_SSN | Southern_PGAE_Li_Battery_8hr_165 | Reliability_Capacity_In_Model_Year | 0.5
Jackson_Waukena_Corcoran_SSN | Southern_PGAE_Flow_Battery_181 | Reliability_Capacity_In_Model_Year | 0.5 | Dairyland_Chowchilla_SSN | Northern_California_Li_Battery_8hr_166 | Reliability_Capacity_In_Model_Year | 0.5
Jackson_Waukena_Corcoran_SSN | Southern_PGAE_Li_Battery_4hr_148 | Reliability_Capacity_In_Model_Year | 0.5 | Dairyland_Chowchilla_SSN | Southern_PGAE_Li_Battery_8hr_168 | Reliability_Capacity_In_Model_Year | 0.5
Jackson_Waukena_Corcoran_SSN | Southern_PGAE_Li_Battery_4hr_181 | Reliability_Capacity_In_Model_Year | 0.5 | Dairyland_Chowchilla_SSN | Southern_PGAE_Li_Battery_8hr_169 | Reliability_Capacity_In_Model_Year | 0.5
Jackson_Waukena_Corcoran_SSN | Southern_PGAE_Li_Battery_8hr_148 | Reliability_Capacity_In_Model_Year | 0.5 | Dairyland_Chowchilla_SSN | Southern_PGAE_Li_Battery_8hr_170 | Reliability_Capacity_In_Model_Year | 0.5
Jackson_Waukena_Corcoran_SSN | Southern_PGAE_Li_Battery_8hr_181 | Reliability_Capacity_In_Model_Year | 0.5 | Dairyland_Chowchilla_SSN | Southern_PGAE_Li_Battery_8hr_174 | Reliability_Capacity_In_Model_Year | 0.5
Jackson_Waukena_Corcoran_SSN | Southern_PGAE_Solar_148 | Reliability_Capacity_In_Model_Year | 0.556 | Dairyland_Chowchilla_SSN | Southern_PGAE_Li_Battery_8hr_176 | Reliability_Capacity_In_Model_Year | 0.5
Jackson_Waukena_Corcoran_SSN | Southern_PGAE_Solar_181 | Reliability_Capacity_In_Model_Year | 0.556 | Dairyland_Chowchilla_SSN | Central_Valley_North_Los_Banos_Wind_154 | Reliability_Capacity_In_Model_Year | 0.163
Jackson_Waukena_Corcoran_SSN | Jackson_Waukena_Corcoran_group | Operational_New_Capacity_MW | 0 | Dairyland_Chowchilla_SSN | Central_Valley_North_Los_Banos_Wind_162 | Reliability_Capacity_In_Model_Year | 0.163
Kasson_Jct_Heinz_HSN | Northern_California_Flow_Battery_84 | Reliability_Capacity_In_Model_Year | 1 | Dairyland_Chowchilla_SSN | Northern_California_Solar_166 | Reliability_Capacity_In_Model_Year | 0.556
Kasson_Jct_Heinz_HSN | Southern_PGAE_Flow_Battery_111 | Reliability_Capacity_In_Model_Year | 1 | Dairyland_Chowchilla_SSN | Southern_PGAE_Solar_140 | Reliability_Capacity_In_Model_Year | 0.556
Kasson_Jct_Heinz_HSN | Northern_California_Flow_Battery_135 | Reliability_Capacity_In_Model_Year | 1 | Dairyland_Chowchilla_SSN | Southern_PGAE_Solar_151 | Reliability_Capacity_In_Model_Year | 0.556
Kasson_Jct_Heinz_HSN | Northern_California_Flow_Battery_138 | Reliability_Capacity_In_Model_Year | 1 | Dairyland_Chowchilla_SSN | Southern_PGAE_Solar_154 | Reliability_Capacity_In_Model_Year | 0.556
Kasson_Jct_Heinz_HSN | Southern_PGAE_Flow_Battery_145 | Reliability_Capacity_In_Model_Year | 1 | Dairyland_Chowchilla_SSN | Southern_PGAE_Solar_161 | Reliability_Capacity_In_Model_Year | 0.556
Kasson_Jct_Heinz_HSN | Northern_California_Li_Battery_4hr_84 | Reliability_Capacity_In_Model_Year | 1 | Dairyland_Chowchilla_SSN | Southern_PGAE_Solar_162 | Reliability_Capacity_In_Model_Year | 0.556
Kasson_Jct_Heinz_HSN | Southern_PGAE_Li_Battery_4hr_111 | Reliability_Capacity_In_Model_Year | 1 | Dairyland_Chowchilla_SSN | Southern_PGAE_Solar_163 | Reliability_Capacity_In_Model_Year | 0.556
Kasson_Jct_Heinz_HSN | Northern_California_Li_Battery_4hr_135 | Reliability_Capacity_In_Model_Year | 1 | Dairyland_Chowchilla_SSN | Southern_PGAE_Solar_164 | Reliability_Capacity_In_Model_Year | 0.556
Kasson_Jct_Heinz_HSN | Northern_California_Li_Battery_4hr_138 | Reliability_Capacity_In_Model_Year | 1 | Dairyland_Chowchilla_SSN | Southern_PGAE_Solar_165 | Reliability_Capacity_In_Model_Year | 0.556
Kasson_Jct_Heinz_HSN | Southern_PGAE_Li_Battery_4hr_145 | Reliability_Capacity_In_Model_Year | 1 | Dairyland_Chowchilla_SSN | Southern_PGAE_Solar_168 | Reliability_Capacity_In_Model_Year | 0.556
Kasson_Jct_Heinz_HSN | Northern_California_Li_Battery_8hr_84 | Reliability_Capacity_In_Model_Year | 1 | Dairyland_Chowchilla_SSN | Southern_PGAE_Solar_169 | Reliability_Capacity_In_Model_Year | 0.556
Kasson_Jct_Heinz_HSN | Southern_PGAE_Li_Battery_8hr_111 | Reliability_Capacity_In_Model_Year | 1 | Dairyland_Chowchilla_SSN | Southern_PGAE_Solar_170 | Reliability_Capacity_In_Model_Year | 0.556
Kasson_Jct_Heinz_HSN | Northern_California_Li_Battery_8hr_135 | Reliability_Capacity_In_Model_Year | 1 | Dairyland_Chowchilla_SSN | Southern_PGAE_Solar_174 | Reliability_Capacity_In_Model_Year | 0.556
Kasson_Jct_Heinz_HSN | Northern_California_Li_Battery_8hr_138 | Reliability_Capacity_In_Model_Year | 1 | Dairyland_Chowchilla_SSN | Southern_PGAE_Solar_176 | Reliability_Capacity_In_Model_Year | 0.556
Kasson_Jct_Heinz_HSN | Southern_PGAE_Li_Battery_8hr_145 | Reliability_Capacity_In_Model_Year | 1 | DCRT_SSN | Arizona_Solar_62 | Reliability_Capacity_In_Model_Year | 0.427
Kasson_Jct_Heinz_HSN | Northern_California_Solar_84 | Reliability_Capacity_In_Model_Year | 0.1 | DCRT_SSN | Arizona_Solar_77 | Reliability_Capacity_In_Model_Year | 0.427
Kasson_Jct_Heinz_HSN | Northern_California_Solar_135 | Reliability_Capacity_In_Model_Year | 0.1 | DCRT_SSN | Arizona_Flow_Battery_62 | Reliability_Capacity_In_Model_Year | 0.5
Kasson_Jct_Heinz_HSN | Northern_California_Solar_138 | Reliability_Capacity_In_Model_Year | 0.1 | DCRT_SSN | Arizona_Flow_Battery_77 | Reliability_Capacity_In_Model_Year | 0.5
Kasson_Jct_Heinz_HSN | Southern_PGAE_Solar_111 | Reliability_Capacity_In_Model_Year | 0.1 | DCRT_SSN | Arizona_Li_Battery_4hr_62 | Reliability_Capacity_In_Model_Year | 0.5
Kasson_Jct_Heinz_HSN | Southern_PGAE_Solar_145 | Reliability_Capacity_In_Model_Year | 0.1 | DCRT_SSN | Arizona_Li_Battery_4hr_77 | Reliability_Capacity_In_Model_Year | 0.5
Kasson_Jct_Heinz_HSN | Nikola_group | Operational_New_Capacity_MW | -1 | DCRT_SSN | Arizona_Li_Battery_8hr_62 | Reliability_Capacity_In_Model_Year | 0.5
Kasson_Jct_Heinz_offpeak | Northern_California_Flow_Battery_84 | Operational_New_Capacity_MW | -1 | DCRT_SSN | Arizona_Li_Battery_8hr_77 | Reliability_Capacity_In_Model_Year | 0.5
Kasson_Jct_Heinz_offpeak | Southern_PGAE_Flow_Battery_111 | Operational_New_Capacity_MW | -1 | Del_Amo_Barre_SSN | Greater_LA_Flow_Battery_30 | Reliability_Capacity_In_Model_Year | 0.5
Kasson_Jct_Heinz_offpeak | Northern_California_Flow_Battery_135 | Operational_New_Capacity_MW | -1 | Del_Amo_Barre_SSN | Greater_LA_Li_Battery_4hr_30 | Reliability_Capacity_In_Model_Year | 0.5
Kasson_Jct_Heinz_offpeak | Northern_California_Flow_Battery_138 | Operational_New_Capacity_MW | -1 | Del_Amo_Barre_SSN | Greater_LA_Li_Battery_8hr_30 | Reliability_Capacity_In_Model_Year | 0.5
Kasson_Jct_Heinz_offpeak | Southern_PGAE_Flow_Battery_145 | Operational_New_Capacity_MW | -1 | Del_Amo_Barre_SSN | Greater_LA_Solar_30 | Reliability_Capacity_In_Model_Year | 0.427
Kasson_Jct_Heinz_offpeak | Northern_California_Li_Battery_4hr_84 | Operational_New_Capacity_MW | -1 | Del_Norte_Offshore_Line_SSN | Del_Norte_Offshore_Wind_Asset | Reliability_Capacity_In_Model_Year | 0.51
Kasson_Jct_Heinz_offpeak | Southern_PGAE_Li_Battery_4hr_111 | Operational_New_Capacity_MW | -1 | Devers_Red_Bluff_SSN | Arizona_Solar_55 | Reliability_Capacity_In_Model_Year | 0.427
Kasson_Jct_Heinz_offpeak | Northern_California_Li_Battery_4hr_135 | Operational_New_Capacity_MW | -1 | Devers_Red_Bluff_SSN | Arizona_Solar_62 | Reliability_Capacity_In_Model_Year | 0.427
Kasson_Jct_Heinz_offpeak | Northern_California_Li_Battery_4hr_138 | Operational_New_Capacity_MW | -1 | Devers_Red_Bluff_SSN | Arizona_Solar_77 | Reliability_Capacity_In_Model_Year | 0.427
Kasson_Jct_Heinz_offpeak | Southern_PGAE_Li_Battery_4hr_145 | Operational_New_Capacity_MW | -1 | Devers_Red_Bluff_SSN | Arizona_Solar_90 | Reliability_Capacity_In_Model_Year | 0.427
Kasson_Jct_Heinz_offpeak | Northern_California_Li_Battery_8hr_84 | Operational_New_Capacity_MW | -1 | Devers_Red_Bluff_SSN | Baja_California_Wind_133 | Reliability_Capacity_In_Model_Year | 0.112
Kasson_Jct_Heinz_offpeak | Southern_PGAE_Li_Battery_8hr_111 | Operational_New_Capacity_MW | -1 | Devers_Red_Bluff_SSN | Southern_NV_Eldorado_Flow_Battery_19 | Reliability_Capacity_In_Model_Year | 0.5
Kasson_Jct_Heinz_offpeak | Northern_California_Li_Battery_8hr_135 | Operational_New_Capacity_MW | -1 | Devers_Red_Bluff_SSN | Southern_NV_Eldorado_Flow_Battery_40 | Reliability_Capacity_In_Model_Year | 0.5
Kasson_Jct_Heinz_offpeak | Northern_California_Li_Battery_8hr_138 | Operational_New_Capacity_MW | -1 | Devers_Red_Bluff_SSN | Arizona_Flow_Battery_55 | Reliability_Capacity_In_Model_Year | 0.5
Kasson_Jct_Heinz_offpeak | Southern_PGAE_Li_Battery_8hr_145 | Operational_New_Capacity_MW | -1 | Devers_Red_Bluff_SSN | Arizona_Flow_Battery_62 | Reliability_Capacity_In_Model_Year | 0.5
Kasson_Jct_Heinz_offpeak | Northern_California_Solar_84 | Operational_New_Capacity_MW | 0.68 | Devers_Red_Bluff_SSN | Greater_Imperial_Flow_Battery_63 | Reliability_Capacity_In_Model_Year | 0.5
Kasson_Jct_Heinz_offpeak | Northern_California_Solar_135 | Operational_New_Capacity_MW | 0.68 | Devers_Red_Bluff_SSN | Arizona_Flow_Battery_77 | Reliability_Capacity_In_Model_Year | 0.5
Kasson_Jct_Heinz_offpeak | Northern_California_Solar_138 | Operational_New_Capacity_MW | 0.68 | Devers_Red_Bluff_SSN | Arizona_Flow_Battery_90 | Reliability_Capacity_In_Model_Year | 0.5
Kasson_Jct_Heinz_offpeak | Southern_PGAE_Solar_111 | Operational_New_Capacity_MW | 0.68 | Devers_Red_Bluff_SSN | Greater_Imperial_Flow_Battery_107 | Reliability_Capacity_In_Model_Year | 0.5
Kasson_Jct_Heinz_offpeak | Southern_PGAE_Solar_145 | Operational_New_Capacity_MW | 0.68 | Devers_Red_Bluff_SSN | Greater_Imperial_Flow_Battery_133 | Reliability_Capacity_In_Model_Year | 0.5
Kasson_Jct_Heinz_offpeak | Nikola_group | Operational_New_Capacity_MW | -1 | Devers_Red_Bluff_SSN | Southern_NV_Eldorado_Li_Battery_4hr_19 | Reliability_Capacity_In_Model_Year | 0.5
Kasson_Jct_Heinz_SSN | Northern_California_Flow_Battery_84 | Reliability_Capacity_In_Model_Year | 0.5 | Devers_Red_Bluff_SSN | Southern_NV_Eldorado_Li_Battery_4hr_40 | Reliability_Capacity_In_Model_Year | 0.5
Kasson_Jct_Heinz_SSN | Southern_PGAE_Flow_Battery_111 | Reliability_Capacity_In_Model_Year | 0.5 | Devers_Red_Bluff_SSN | Arizona_Li_Battery_4hr_55 | Reliability_Capacity_In_Model_Year | 0.5
Kasson_Jct_Heinz_SSN | Northern_California_Flow_Battery_135 | Reliability_Capacity_In_Model_Year | 0.5 | Devers_Red_Bluff_SSN | Arizona_Li_Battery_4hr_62 | Reliability_Capacity_In_Model_Year | 0.5
Kasson_Jct_Heinz_SSN | Northern_California_Flow_Battery_138 | Reliability_Capacity_In_Model_Year | 0.5 | Devers_Red_Bluff_SSN | Greater_Imperial_Li_Battery_4hr_63 | Reliability_Capacity_In_Model_Year | 0.5
Kasson_Jct_Heinz_SSN | Southern_PGAE_Flow_Battery_145 | Reliability_Capacity_In_Model_Year | 0.5 | Devers_Red_Bluff_SSN | Arizona_Li_Battery_4hr_77 | Reliability_Capacity_In_Model_Year | 0.5
Kasson_Jct_Heinz_SSN | Northern_California_Li_Battery_4hr_84 | Reliability_Capacity_In_Model_Year | 0.5 | Devers_Red_Bluff_SSN | Arizona_Li_Battery_4hr_90 | Reliability_Capacity_In_Model_Year | 0.5
Kasson_Jct_Heinz_SSN | Southern_PGAE_Li_Battery_4hr_111 | Reliability_Capacity_In_Model_Year | 0.5 | Devers_Red_Bluff_SSN | Greater_Imperial_Li_Battery_4hr_107 | Reliability_Capacity_In_Model_Year | 0.5
Kasson_Jct_Heinz_SSN | Northern_California_Li_Battery_4hr_135 | Reliability_Capacity_In_Model_Year | 0.5 | Devers_Red_Bluff_SSN | Greater_Imperial_Li_Battery_4hr_133 | Reliability_Capacity_In_Model_Year | 0.5
Kasson_Jct_Heinz_SSN | Northern_California_Li_Battery_4hr_138 | Reliability_Capacity_In_Model_Year | 0.5 | Devers_Red_Bluff_SSN | Southern_NV_Eldorado_Li_Battery_8hr_19 | Reliability_Capacity_In_Model_Year | 0.5
Kasson_Jct_Heinz_SSN | Southern_PGAE_Li_Battery_4hr_145 | Reliability_Capacity_In_Model_Year | 0.5 | Devers_Red_Bluff_SSN | Southern_NV_Eldorado_Li_Battery_8hr_40 | Reliability_Capacity_In_Model_Year | 0.5
Kasson_Jct_Heinz_SSN | Northern_California_Li_Battery_8hr_84 | Reliability_Capacity_In_Model_Year | 0.5 | Devers_Red_Bluff_SSN | Arizona_Li_Battery_8hr_55 | Reliability_Capacity_In_Model_Year | 0.5
Kasson_Jct_Heinz_SSN | Southern_PGAE_Li_Battery_8hr_111 | Reliability_Capacity_In_Model_Year | 0.5 | Devers_Red_Bluff_SSN | Arizona_Li_Battery_8hr_62 | Reliability_Capacity_In_Model_Year | 0.5
Kasson_Jct_Heinz_SSN | Northern_California_Li_Battery_8hr_135 | Reliability_Capacity_In_Model_Year | 0.5 | Devers_Red_Bluff_SSN | Greater_Imperial_Li_Battery_8hr_63 | Reliability_Capacity_In_Model_Year | 0.5
Kasson_Jct_Heinz_SSN | Northern_California_Li_Battery_8hr_138 | Reliability_Capacity_In_Model_Year | 0.5 | Devers_Red_Bluff_SSN | Arizona_Li_Battery_8hr_77 | Reliability_Capacity_In_Model_Year | 0.5
Kasson_Jct_Heinz_SSN | Southern_PGAE_Li_Battery_8hr_145 | Reliability_Capacity_In_Model_Year | 0.5 | Devers_Red_Bluff_SSN | Arizona_Li_Battery_8hr_90 | Reliability_Capacity_In_Model_Year | 0.5
Kasson_Jct_Heinz_SSN | Northern_California_Solar_84 | Reliability_Capacity_In_Model_Year | 0.556 | Devers_Red_Bluff_SSN | Greater_Imperial_Li_Battery_8hr_107 | Reliability_Capacity_In_Model_Year | 0.5
Kasson_Jct_Heinz_SSN | Northern_California_Solar_135 | Reliability_Capacity_In_Model_Year | 0.556 | Devers_Red_Bluff_SSN | Greater_Imperial_Li_Battery_8hr_133 | Reliability_Capacity_In_Model_Year | 0.5
Kasson_Jct_Heinz_SSN | Northern_California_Solar_138 | Reliability_Capacity_In_Model_Year | 0.556 | Devers_Red_Bluff_SSN | Greater_Imperial_Geothermal_63 | Reliability_Capacity_In_Model_Year | 1
Kasson_Jct_Heinz_SSN | Southern_PGAE_Solar_111 | Reliability_Capacity_In_Model_Year | 0.556 | Devers_Red_Bluff_SSN | Greater_Imperial_Solar_63 | Reliability_Capacity_In_Model_Year | 0.427
Kasson_Jct_Heinz_SSN | Southern_PGAE_Solar_145 | Reliability_Capacity_In_Model_Year | 0.556 | Devers_Red_Bluff_SSN | Greater_Imperial_Solar_107 | Reliability_Capacity_In_Model_Year | 0.427
Kasson_Jct_Heinz_SSN | Nikola_group | Operational_New_Capacity_MW | -1 | Devers_Red_Bluff_SSN | Greater_Imperial_Solar_133 | Reliability_Capacity_In_Model_Year | 0.427
Kern_TB_4_HSN | Southern_PGAE_Flow_Battery_52 | Reliability_Capacity_In_Model_Year | 1 | Devers_Red_Bluff_SSN | Idaho_Wind_19 | Reliability_Capacity_In_Model_Year | 0.35
Kern_TB_4_HSN | Southern_PGAE_Flow_Battery_54 | Reliability_Capacity_In_Model_Year | 1 | Devers_Red_Bluff_SSN | New_Mexico_Wind_55 | Reliability_Capacity_In_Model_Year | 0.35
Kern_TB_4_HSN | Southern_PGAE_Flow_Battery_75 | Reliability_Capacity_In_Model_Year | 1 | Devers_Red_Bluff_SSN | Northern_Nevada_Geothermal_19 | Reliability_Capacity_In_Model_Year | 1
Kern_TB_4_HSN | Southern_PGAE_Flow_Battery_79 | Reliability_Capacity_In_Model_Year | 1 | Devers_Red_Bluff_SSN | Southern_NV_Eldorado_Solar_19 | Reliability_Capacity_In_Model_Year | 0.427
Kern_TB_4_HSN | Southern_PGAE_Flow_Battery_98 | Reliability_Capacity_In_Model_Year | 1 | Devers_Red_Bluff_SSN | Southern_NV_Eldorado_Solar_40 | Reliability_Capacity_In_Model_Year | 0.427
Kern_TB_4_HSN | Southern_PGAE_Flow_Battery_102 | Reliability_Capacity_In_Model_Year | 1 | Devers_Red_Bluff_SSN | Utah_Geothermal_19 | Reliability_Capacity_In_Model_Year | 1
Kern_TB_4_HSN | Southern_PGAE_Flow_Battery_118 | Reliability_Capacity_In_Model_Year | 1 | Devers_Red_Bluff_SSN | Utah_Wind_19 | Reliability_Capacity_In_Model_Year | 0.35
Kern_TB_4_HSN | Southern_PGAE_Flow_Battery_136 | Reliability_Capacity_In_Model_Year | 1 | Devers_Red_Bluff_SSN | Wyoming_Wind_19 | Reliability_Capacity_In_Model_Year | 0.35
Kern_TB_4_HSN | Southern_PGAE_Flow_Battery_152 | Reliability_Capacity_In_Model_Year | 1 | Dos_Amigos_Panoche_SSN | Southern_PGAE_Flow_Battery_72 | Reliability_Capacity_In_Model_Year | 0.5
Kern_TB_4_HSN | Southern_PGAE_Flow_Battery_173 | Reliability_Capacity_In_Model_Year | 1 | Dos_Amigos_Panoche_SSN | Southern_PGAE_Flow_Battery_124 | Reliability_Capacity_In_Model_Year | 0.5
Kern_TB_4_HSN | Southern_PGAE_Flow_Battery_175 | Reliability_Capacity_In_Model_Year | 1 | Dos_Amigos_Panoche_SSN | Southern_PGAE_Flow_Battery_139 | Reliability_Capacity_In_Model_Year | 0.5
Kern_TB_4_HSN | Southern_PGAE_Flow_Battery_177 | Reliability_Capacity_In_Model_Year | 1 | Dos_Amigos_Panoche_SSN | Southern_PGAE_Flow_Battery_140 | Reliability_Capacity_In_Model_Year | 0.5
Kern_TB_4_HSN | Southern_PGAE_Li_Battery_4hr_52 | Reliability_Capacity_In_Model_Year | 1 | Dos_Amigos_Panoche_SSN | Southern_PGAE_Flow_Battery_151 | Reliability_Capacity_In_Model_Year | 0.5
Kern_TB_4_HSN | Southern_PGAE_Li_Battery_4hr_54 | Reliability_Capacity_In_Model_Year | 1 | Dos_Amigos_Panoche_SSN | Southern_PGAE_Flow_Battery_154 | Reliability_Capacity_In_Model_Year | 0.5
Kern_TB_4_HSN | Southern_PGAE_Li_Battery_4hr_75 | Reliability_Capacity_In_Model_Year | 1 | Dos_Amigos_Panoche_SSN | Southern_PGAE_Flow_Battery_161 | Reliability_Capacity_In_Model_Year | 0.5
Kern_TB_4_HSN | Southern_PGAE_Li_Battery_4hr_79 | Reliability_Capacity_In_Model_Year | 1 | Dos_Amigos_Panoche_SSN | Southern_PGAE_Flow_Battery_162 | Reliability_Capacity_In_Model_Year | 0.5
Kern_TB_4_HSN | Southern_PGAE_Li_Battery_4hr_98 | Reliability_Capacity_In_Model_Year | 1 | Dos_Amigos_Panoche_SSN | Southern_PGAE_Flow_Battery_164 | Reliability_Capacity_In_Model_Year | 0.5
Kern_TB_4_HSN | Southern_PGAE_Li_Battery_4hr_102 | Reliability_Capacity_In_Model_Year | 1 | Dos_Amigos_Panoche_SSN | Southern_PGAE_Flow_Battery_165 | Reliability_Capacity_In_Model_Year | 0.5
Kern_TB_4_HSN | Southern_PGAE_Li_Battery_4hr_118 | Reliability_Capacity_In_Model_Year | 1 | Dos_Amigos_Panoche_SSN | Southern_PGAE_Flow_Battery_168 | Reliability_Capacity_In_Model_Year | 0.5
Kern_TB_4_HSN | Southern_PGAE_Li_Battery_4hr_136 | Reliability_Capacity_In_Model_Year | 1 | Dos_Amigos_Panoche_SSN | Southern_PGAE_Flow_Battery_169 | Reliability_Capacity_In_Model_Year | 0.5
Kern_TB_4_HSN | Southern_PGAE_Li_Battery_4hr_152 | Reliability_Capacity_In_Model_Year | 1 | Dos_Amigos_Panoche_SSN | Southern_PGAE_Flow_Battery_170 | Reliability_Capacity_In_Model_Year | 0.5
Kern_TB_4_HSN | Southern_PGAE_Li_Battery_4hr_173 | Reliability_Capacity_In_Model_Year | 1 | Dos_Amigos_Panoche_SSN | Southern_PGAE_Flow_Battery_174 | Reliability_Capacity_In_Model_Year | 0.5
Kern_TB_4_HSN | Southern_PGAE_Li_Battery_4hr_175 | Reliability_Capacity_In_Model_Year | 1 | Dos_Amigos_Panoche_SSN | Southern_PGAE_Flow_Battery_176 | Reliability_Capacity_In_Model_Year | 0.5
Kern_TB_4_HSN | Southern_PGAE_Li_Battery_4hr_177 | Reliability_Capacity_In_Model_Year | 1 | Dos_Amigos_Panoche_SSN | Southern_PGAE_Li_Battery_4hr_72 | Reliability_Capacity_In_Model_Year | 0.5
Kern_TB_4_HSN | Southern_PGAE_Li_Battery_8hr_52 | Reliability_Capacity_In_Model_Year | 1 | Dos_Amigos_Panoche_SSN | Southern_PGAE_Li_Battery_4hr_124 | Reliability_Capacity_In_Model_Year | 0.5
Kern_TB_4_HSN | Southern_PGAE_Li_Battery_8hr_54 | Reliability_Capacity_In_Model_Year | 1 | Dos_Amigos_Panoche_SSN | Southern_PGAE_Li_Battery_4hr_139 | Reliability_Capacity_In_Model_Year | 0.5
Kern_TB_4_HSN | Southern_PGAE_Li_Battery_8hr_75 | Reliability_Capacity_In_Model_Year | 1 | Dos_Amigos_Panoche_SSN | Southern_PGAE_Li_Battery_4hr_140 | Reliability_Capacity_In_Model_Year | 0.5
Kern_TB_4_HSN | Southern_PGAE_Li_Battery_8hr_79 | Reliability_Capacity_In_Model_Year | 1 | Dos_Amigos_Panoche_SSN | Southern_PGAE_Li_Battery_4hr_151 | Reliability_Capacity_In_Model_Year | 0.5
Kern_TB_4_HSN | Southern_PGAE_Li_Battery_8hr_98 | Reliability_Capacity_In_Model_Year | 1 | Dos_Amigos_Panoche_SSN | Southern_PGAE_Li_Battery_4hr_154 | Reliability_Capacity_In_Model_Year | 0.5
Kern_TB_4_HSN | Southern_PGAE_Li_Battery_8hr_102 | Reliability_Capacity_In_Model_Year | 1 | Dos_Amigos_Panoche_SSN | Southern_PGAE_Li_Battery_4hr_161 | Reliability_Capacity_In_Model_Year | 0.5
Kern_TB_4_HSN | Southern_PGAE_Li_Battery_8hr_118 | Reliability_Capacity_In_Model_Year | 1 | Dos_Amigos_Panoche_SSN | Southern_PGAE_Li_Battery_4hr_162 | Reliability_Capacity_In_Model_Year | 0.5
Kern_TB_4_HSN | Southern_PGAE_Li_Battery_8hr_136 | Reliability_Capacity_In_Model_Year | 1 | Dos_Amigos_Panoche_SSN | Southern_PGAE_Li_Battery_4hr_164 | Reliability_Capacity_In_Model_Year | 0.5
Kern_TB_4_HSN | Southern_PGAE_Li_Battery_8hr_152 | Reliability_Capacity_In_Model_Year | 1 | Dos_Amigos_Panoche_SSN | Southern_PGAE_Li_Battery_4hr_165 | Reliability_Capacity_In_Model_Year | 0.5
Kern_TB_4_HSN | Southern_PGAE_Li_Battery_8hr_173 | Reliability_Capacity_In_Model_Year | 1 | Dos_Amigos_Panoche_SSN | Southern_PGAE_Li_Battery_4hr_168 | Reliability_Capacity_In_Model_Year | 0.5
Kern_TB_4_HSN | Southern_PGAE_Li_Battery_8hr_175 | Reliability_Capacity_In_Model_Year | 1 | Dos_Amigos_Panoche_SSN | Southern_PGAE_Li_Battery_4hr_169 | Reliability_Capacity_In_Model_Year | 0.5
Kern_TB_4_HSN | Southern_PGAE_Li_Battery_8hr_177 | Reliability_Capacity_In_Model_Year | 1 | Dos_Amigos_Panoche_SSN | Southern_PGAE_Li_Battery_4hr_170 | Reliability_Capacity_In_Model_Year | 0.5
Kern_TB_4_HSN | Southern_PGAE_Solar_52 | Reliability_Capacity_In_Model_Year | 0.1 | Dos_Amigos_Panoche_SSN | Southern_PGAE_Li_Battery_4hr_174 | Reliability_Capacity_In_Model_Year | 0.5
Kern_TB_4_HSN | Southern_PGAE_Solar_54 | Reliability_Capacity_In_Model_Year | 0.1 | Dos_Amigos_Panoche_SSN | Southern_PGAE_Li_Battery_4hr_176 | Reliability_Capacity_In_Model_Year | 0.5
Kern_TB_4_HSN | Southern_PGAE_Solar_75 | Reliability_Capacity_In_Model_Year | 0.1 | Dos_Amigos_Panoche_SSN | Southern_PGAE_Li_Battery_8hr_72 | Reliability_Capacity_In_Model_Year | 0.5
Kern_TB_4_HSN | Southern_PGAE_Solar_79 | Reliability_Capacity_In_Model_Year | 0.1 | Dos_Amigos_Panoche_SSN | Southern_PGAE_Li_Battery_8hr_124 | Reliability_Capacity_In_Model_Year | 0.5
Kern_TB_4_HSN | Southern_PGAE_Solar_98 | Reliability_Capacity_In_Model_Year | 0.1 | Dos_Amigos_Panoche_SSN | Southern_PGAE_Li_Battery_8hr_139 | Reliability_Capacity_In_Model_Year | 0.5
Kern_TB_4_HSN | Southern_PGAE_Solar_102 | Reliability_Capacity_In_Model_Year | 0.1 | Dos_Amigos_Panoche_SSN | Southern_PGAE_Li_Battery_8hr_140 | Reliability_Capacity_In_Model_Year | 0.5
Kern_TB_4_HSN | Southern_PGAE_Solar_118 | Reliability_Capacity_In_Model_Year | 0.1 | Dos_Amigos_Panoche_SSN | Southern_PGAE_Li_Battery_8hr_151 | Reliability_Capacity_In_Model_Year | 0.5
Kern_TB_4_HSN | Southern_PGAE_Solar_136 | Reliability_Capacity_In_Model_Year | 0.1 | Dos_Amigos_Panoche_SSN | Southern_PGAE_Li_Battery_8hr_154 | Reliability_Capacity_In_Model_Year | 0.5
Kern_TB_4_HSN | Southern_PGAE_Solar_152 | Reliability_Capacity_In_Model_Year | 0.1 | Dos_Amigos_Panoche_SSN | Southern_PGAE_Li_Battery_8hr_161 | Reliability_Capacity_In_Model_Year | 0.5
Kern_TB_4_HSN | Southern_PGAE_Solar_173 | Reliability_Capacity_In_Model_Year | 0.1 | Dos_Amigos_Panoche_SSN | Southern_PGAE_Li_Battery_8hr_162 | Reliability_Capacity_In_Model_Year | 0.5
Kern_TB_4_HSN | Southern_PGAE_Solar_175 | Reliability_Capacity_In_Model_Year | 0.1 | Dos_Amigos_Panoche_SSN | Southern_PGAE_Li_Battery_8hr_164 | Reliability_Capacity_In_Model_Year | 0.5
Kern_TB_4_HSN | Southern_PGAE_Solar_177 | Reliability_Capacity_In_Model_Year | 0.1 | Dos_Amigos_Panoche_SSN | Southern_PGAE_Li_Battery_8hr_165 | Reliability_Capacity_In_Model_Year | 0.5
Kern_TB_4_HSN | Kern_TB_4_group | Operational_New_Capacity_MW | -1 | Dos_Amigos_Panoche_SSN | Southern_PGAE_Li_Battery_8hr_168 | Reliability_Capacity_In_Model_Year | 0.5
Kern_TB_4_offpeak | Southern_PGAE_Flow_Battery_52 | Operational_New_Capacity_MW | -1 | Dos_Amigos_Panoche_SSN | Southern_PGAE_Li_Battery_8hr_169 | Reliability_Capacity_In_Model_Year | 0.5
Kern_TB_4_offpeak | Southern_PGAE_Flow_Battery_54 | Operational_New_Capacity_MW | -1 | Dos_Amigos_Panoche_SSN | Southern_PGAE_Li_Battery_8hr_170 | Reliability_Capacity_In_Model_Year | 0.5
Kern_TB_4_offpeak | Southern_PGAE_Flow_Battery_75 | Operational_New_Capacity_MW | -1 | Dos_Amigos_Panoche_SSN | Southern_PGAE_Li_Battery_8hr_174 | Reliability_Capacity_In_Model_Year | 0.5
Kern_TB_4_offpeak | Southern_PGAE_Flow_Battery_79 | Operational_New_Capacity_MW | -1 | Dos_Amigos_Panoche_SSN | Southern_PGAE_Li_Battery_8hr_176 | Reliability_Capacity_In_Model_Year | 0.5
Kern_TB_4_offpeak | Southern_PGAE_Flow_Battery_98 | Operational_New_Capacity_MW | -1 | Dos_Amigos_Panoche_SSN | Central_Valley_North_Los_Banos_Wind_154 | Reliability_Capacity_In_Model_Year | 0.163
Kern_TB_4_offpeak | Southern_PGAE_Flow_Battery_102 | Operational_New_Capacity_MW | -1 | Dos_Amigos_Panoche_SSN | Central_Valley_North_Los_Banos_Wind_162 | Reliability_Capacity_In_Model_Year | 0.163
Kern_TB_4_offpeak | Southern_PGAE_Flow_Battery_118 | Operational_New_Capacity_MW | -1 | Dos_Amigos_Panoche_SSN | Southern_PGAE_Solar_72 | Reliability_Capacity_In_Model_Year | 0.556
Kern_TB_4_offpeak | Southern_PGAE_Flow_Battery_136 | Operational_New_Capacity_MW | -1 | Dos_Amigos_Panoche_SSN | Southern_PGAE_Solar_124 | Reliability_Capacity_In_Model_Year | 0.556
Kern_TB_4_offpeak | Southern_PGAE_Flow_Battery_152 | Operational_New_Capacity_MW | -1 | Dos_Amigos_Panoche_SSN | Southern_PGAE_Solar_139 | Reliability_Capacity_In_Model_Year | 0.556
Kern_TB_4_offpeak | Southern_PGAE_Flow_Battery_173 | Operational_New_Capacity_MW | -1 | Dos_Amigos_Panoche_SSN | Southern_PGAE_Solar_140 | Reliability_Capacity_In_Model_Year | 0.556
Kern_TB_4_offpeak | Southern_PGAE_Flow_Battery_175 | Operational_New_Capacity_MW | -1 | Dos_Amigos_Panoche_SSN | Southern_PGAE_Solar_151 | Reliability_Capacity_In_Model_Year | 0.556
Kern_TB_4_offpeak | Southern_PGAE_Flow_Battery_177 | Operational_New_Capacity_MW | -1 | Dos_Amigos_Panoche_SSN | Southern_PGAE_Solar_154 | Reliability_Capacity_In_Model_Year | 0.556
Kern_TB_4_offpeak | Southern_PGAE_Li_Battery_4hr_52 | Operational_New_Capacity_MW | -1 | Dos_Amigos_Panoche_SSN | Southern_PGAE_Solar_161 | Reliability_Capacity_In_Model_Year | 0.556
Kern_TB_4_offpeak | Southern_PGAE_Li_Battery_4hr_54 | Operational_New_Capacity_MW | -1 | Dos_Amigos_Panoche_SSN | Southern_PGAE_Solar_162 | Reliability_Capacity_In_Model_Year | 0.556
Kern_TB_4_offpeak | Southern_PGAE_Li_Battery_4hr_75 | Operational_New_Capacity_MW | -1 | Dos_Amigos_Panoche_SSN | Southern_PGAE_Solar_164 | Reliability_Capacity_In_Model_Year | 0.556
Kern_TB_4_offpeak | Southern_PGAE_Li_Battery_4hr_79 | Operational_New_Capacity_MW | -1 | Dos_Amigos_Panoche_SSN | Southern_PGAE_Solar_165 | Reliability_Capacity_In_Model_Year | 0.556
Kern_TB_4_offpeak | Southern_PGAE_Li_Battery_4hr_98 | Operational_New_Capacity_MW | -1 | Dos_Amigos_Panoche_SSN | Southern_PGAE_Solar_168 | Reliability_Capacity_In_Model_Year | 0.556
Kern_TB_4_offpeak | Southern_PGAE_Li_Battery_4hr_102 | Operational_New_Capacity_MW | -1 | Dos_Amigos_Panoche_SSN | Southern_PGAE_Solar_169 | Reliability_Capacity_In_Model_Year | 0.556
Kern_TB_4_offpeak | Southern_PGAE_Li_Battery_4hr_118 | Operational_New_Capacity_MW | -1 | Dos_Amigos_Panoche_SSN | Southern_PGAE_Solar_170 | Reliability_Capacity_In_Model_Year | 0.556
Kern_TB_4_offpeak | Southern_PGAE_Li_Battery_4hr_136 | Operational_New_Capacity_MW | -1 | Dos_Amigos_Panoche_SSN | Southern_PGAE_Solar_174 | Reliability_Capacity_In_Model_Year | 0.556
Kern_TB_4_offpeak | Southern_PGAE_Li_Battery_4hr_152 | Operational_New_Capacity_MW | -1 | Dos_Amigos_Panoche_SSN | Southern_PGAE_Solar_176 | Reliability_Capacity_In_Model_Year | 0.556
Kern_TB_4_offpeak | Southern_PGAE_Li_Battery_4hr_173 | Operational_New_Capacity_MW | -1 | Dumbarton_Newark_SSN | Northern_California_Flow_Battery_44 | Reliability_Capacity_In_Model_Year | 0.5
Kern_TB_4_offpeak | Southern_PGAE_Li_Battery_4hr_175 | Operational_New_Capacity_MW | -1 | Dumbarton_Newark_SSN | Northern_California_Flow_Battery_121 | Reliability_Capacity_In_Model_Year | 0.5
Kern_TB_4_offpeak | Southern_PGAE_Li_Battery_4hr_177 | Operational_New_Capacity_MW | -1 | Dumbarton_Newark_SSN | Northern_California_Li_Battery_4hr_44 | Reliability_Capacity_In_Model_Year | 0.5
Kern_TB_4_offpeak | Southern_PGAE_Li_Battery_8hr_52 | Operational_New_Capacity_MW | -1 | Dumbarton_Newark_SSN | Northern_California_Li_Battery_4hr_121 | Reliability_Capacity_In_Model_Year | 0.5
Kern_TB_4_offpeak | Southern_PGAE_Li_Battery_8hr_54 | Operational_New_Capacity_MW | -1 | Dumbarton_Newark_SSN | Northern_California_Li_Battery_8hr_44 | Reliability_Capacity_In_Model_Year | 0.5
Kern_TB_4_offpeak | Southern_PGAE_Li_Battery_8hr_75 | Operational_New_Capacity_MW | -1 | Dumbarton_Newark_SSN | Northern_California_Li_Battery_8hr_121 | Reliability_Capacity_In_Model_Year | 0.5
Kern_TB_4_offpeak | Southern_PGAE_Li_Battery_8hr_79 | Operational_New_Capacity_MW | -1 | Dumbarton_Newark_SSN | Northern_California_Solar_44 | Reliability_Capacity_In_Model_Year | 0.556
Kern_TB_4_offpeak | Southern_PGAE_Li_Battery_8hr_98 | Operational_New_Capacity_MW | -1 | Dumbarton_Newark_SSN | Northern_California_Solar_121 | Reliability_Capacity_In_Model_Year | 0.556
Kern_TB_4_offpeak | Southern_PGAE_Li_Battery_8hr_102 | Operational_New_Capacity_MW | -1 | East_Miguel_SSN | Arizona_Solar_48 | Reliability_Capacity_In_Model_Year | 0.427
Kern_TB_4_offpeak | Southern_PGAE_Li_Battery_8hr_118 | Operational_New_Capacity_MW | -1 | East_Miguel_SSN | Arizona_Solar_55 | Reliability_Capacity_In_Model_Year | 0.427
Kern_TB_4_offpeak | Southern_PGAE_Li_Battery_8hr_136 | Operational_New_Capacity_MW | -1 | East_Miguel_SSN | Arizona_Solar_90 | Reliability_Capacity_In_Model_Year | 0.427
Kern_TB_4_offpeak | Southern_PGAE_Li_Battery_8hr_152 | Operational_New_Capacity_MW | -1 | East_Miguel_SSN | Baja_California_Wind_133 | Reliability_Capacity_In_Model_Year | 0.112
Kern_TB_4_offpeak | Southern_PGAE_Li_Battery_8hr_173 | Operational_New_Capacity_MW | -1 | East_Miguel_SSN | Arizona_Flow_Battery_48 | Reliability_Capacity_In_Model_Year | 0.5
Kern_TB_4_offpeak | Southern_PGAE_Li_Battery_8hr_175 | Operational_New_Capacity_MW | -1 | East_Miguel_SSN | Arizona_Flow_Battery_55 | Reliability_Capacity_In_Model_Year | 0.5
Kern_TB_4_offpeak | Southern_PGAE_Li_Battery_8hr_177 | Operational_New_Capacity_MW | -1 | East_Miguel_SSN | Arizona_Flow_Battery_90 | Reliability_Capacity_In_Model_Year | 0.5
Kern_TB_4_offpeak | Southern_PGAE_Solar_52 | Operational_New_Capacity_MW | 0.79 | East_Miguel_SSN | Greater_Imperial_Flow_Battery_107 | Reliability_Capacity_In_Model_Year | 0.5
Kern_TB_4_offpeak | Southern_PGAE_Solar_54 | Operational_New_Capacity_MW | 0.79 | East_Miguel_SSN | Greater_Imperial_Flow_Battery_133 | Reliability_Capacity_In_Model_Year | 0.5
Kern_TB_4_offpeak | Southern_PGAE_Solar_75 | Operational_New_Capacity_MW | 0.79 | East_Miguel_SSN | Arizona_Li_Battery_4hr_48 | Reliability_Capacity_In_Model_Year | 0.5
Kern_TB_4_offpeak | Southern_PGAE_Solar_79 | Operational_New_Capacity_MW | 0.79 | East_Miguel_SSN | Arizona_Li_Battery_4hr_55 | Reliability_Capacity_In_Model_Year | 0.5
Kern_TB_4_offpeak | Southern_PGAE_Solar_98 | Operational_New_Capacity_MW | 0.79 | East_Miguel_SSN | Arizona_Li_Battery_4hr_90 | Reliability_Capacity_In_Model_Year | 0.5
Kern_TB_4_offpeak | Southern_PGAE_Solar_102 | Operational_New_Capacity_MW | 0.79 | East_Miguel_SSN | Greater_Imperial_Li_Battery_4hr_107 | Reliability_Capacity_In_Model_Year | 0.5
Kern_TB_4_offpeak | Southern_PGAE_Solar_118 | Operational_New_Capacity_MW | 0.79 | East_Miguel_SSN | Greater_Imperial_Li_Battery_4hr_133 | Reliability_Capacity_In_Model_Year | 0.5
Kern_TB_4_offpeak | Southern_PGAE_Solar_136 | Operational_New_Capacity_MW | 0.79 | East_Miguel_SSN | Arizona_Li_Battery_8hr_48 | Reliability_Capacity_In_Model_Year | 0.5
Kern_TB_4_offpeak | Southern_PGAE_Solar_152 | Operational_New_Capacity_MW | 0.79 | East_Miguel_SSN | Arizona_Li_Battery_8hr_55 | Reliability_Capacity_In_Model_Year | 0.5
Kern_TB_4_offpeak | Southern_PGAE_Solar_173 | Operational_New_Capacity_MW | 0.79 | East_Miguel_SSN | Arizona_Li_Battery_8hr_90 | Reliability_Capacity_In_Model_Year | 0.5
Kern_TB_4_offpeak | Southern_PGAE_Solar_175 | Operational_New_Capacity_MW | 0.79 | East_Miguel_SSN | Greater_Imperial_Li_Battery_8hr_107 | Reliability_Capacity_In_Model_Year | 0.5
Kern_TB_4_offpeak | Southern_PGAE_Solar_177 | Operational_New_Capacity_MW | 0.79 | East_Miguel_SSN | Greater_Imperial_Li_Battery_8hr_133 | Reliability_Capacity_In_Model_Year | 0.5
Kern_TB_4_offpeak | Kern_TB_4_group | Operational_New_Capacity_MW | -1 | East_Miguel_SSN | Greater_Imperial_Solar_107 | Reliability_Capacity_In_Model_Year | 0.427
Kern_TB_4_SSN | Southern_PGAE_Flow_Battery_52 | Reliability_Capacity_In_Model_Year | 0.5 | East_Miguel_SSN | Greater_Imperial_Solar_133 | Reliability_Capacity_In_Model_Year | 0.427
Kern_TB_4_SSN | Southern_PGAE_Flow_Battery_54 | Reliability_Capacity_In_Model_Year | 0.5 | Eastshore_San_Mateo_SSN | Northern_California_Flow_Battery_29 | Reliability_Capacity_In_Model_Year | 0.5
Kern_TB_4_SSN | Southern_PGAE_Flow_Battery_75 | Reliability_Capacity_In_Model_Year | 0.5 | Eastshore_San_Mateo_SSN | Northern_California_Li_Battery_4hr_29 | Reliability_Capacity_In_Model_Year | 0.5
Kern_TB_4_SSN | Southern_PGAE_Flow_Battery_79 | Reliability_Capacity_In_Model_Year | 0.5 | Eastshore_San_Mateo_SSN | Northern_California_Li_Battery_8hr_29 | Reliability_Capacity_In_Model_Year | 0.5
Kern_TB_4_SSN | Southern_PGAE_Flow_Battery_98 | Reliability_Capacity_In_Model_Year | 0.5 | Eastshore_San_Mateo_SSN | Northern_California_Solar_29 | Reliability_Capacity_In_Model_Year | 0.556
Kern_TB_4_SSN | Southern_PGAE_Flow_Battery_102 | Reliability_Capacity_In_Model_Year | 0.5 | Eight_Mile_Tesla_SSN | Northern_California_Flow_Battery_92 | Reliability_Capacity_In_Model_Year | 0.5
Kern_TB_4_SSN | Southern_PGAE_Flow_Battery_118 | Reliability_Capacity_In_Model_Year | 0.5 | Eight_Mile_Tesla_SSN | Northern_California_Flow_Battery_114 | Reliability_Capacity_In_Model_Year | 0.5
Kern_TB_4_SSN | Southern_PGAE_Flow_Battery_136 | Reliability_Capacity_In_Model_Year | 0.5 | Eight_Mile_Tesla_SSN | Northern_California_Flow_Battery_122 | Reliability_Capacity_In_Model_Year | 0.5
Kern_TB_4_SSN | Southern_PGAE_Flow_Battery_152 | Reliability_Capacity_In_Model_Year | 0.5 | Eight_Mile_Tesla_SSN | Northern_California_Flow_Battery_138 | Reliability_Capacity_In_Model_Year | 0.5
Kern_TB_4_SSN | Southern_PGAE_Flow_Battery_173 | Reliability_Capacity_In_Model_Year | 0.5 | Eight_Mile_Tesla_SSN | Northern_California_Flow_Battery_141 | Reliability_Capacity_In_Model_Year | 0.5
Kern_TB_4_SSN | Southern_PGAE_Flow_Battery_175 | Reliability_Capacity_In_Model_Year | 0.5 | Eight_Mile_Tesla_SSN | Northern_California_Flow_Battery_144 | Reliability_Capacity_In_Model_Year | 0.5
Kern_TB_4_SSN | Southern_PGAE_Flow_Battery_177 | Reliability_Capacity_In_Model_Year | 0.5 | Eight_Mile_Tesla_SSN | Northern_California_Flow_Battery_149 | Reliability_Capacity_In_Model_Year | 0.5
Kern_TB_4_SSN | Southern_PGAE_Li_Battery_4hr_52 | Reliability_Capacity_In_Model_Year | 0.5 | Eight_Mile_Tesla_SSN | Northern_California_Flow_Battery_157 | Reliability_Capacity_In_Model_Year | 0.5
Kern_TB_4_SSN | Southern_PGAE_Li_Battery_4hr_54 | Reliability_Capacity_In_Model_Year | 0.5 | Eight_Mile_Tesla_SSN | Northern_California_Flow_Battery_159 | Reliability_Capacity_In_Model_Year | 0.5
Kern_TB_4_SSN | Southern_PGAE_Li_Battery_4hr_75 | Reliability_Capacity_In_Model_Year | 0.5 | Eight_Mile_Tesla_SSN | Southern_PGAE_Flow_Battery_163 | Reliability_Capacity_In_Model_Year | 0.5
Kern_TB_4_SSN | Southern_PGAE_Li_Battery_4hr_79 | Reliability_Capacity_In_Model_Year | 0.5 | Eight_Mile_Tesla_SSN | Northern_California_Flow_Battery_166 | Reliability_Capacity_In_Model_Year | 0.5
Kern_TB_4_SSN | Southern_PGAE_Li_Battery_4hr_98 | Reliability_Capacity_In_Model_Year | 0.5 | Eight_Mile_Tesla_SSN | Northern_California_Flow_Battery_172 | Reliability_Capacity_In_Model_Year | 0.5
Kern_TB_4_SSN | Southern_PGAE_Li_Battery_4hr_102 | Reliability_Capacity_In_Model_Year | 0.5 | Eight_Mile_Tesla_SSN | Northern_California_Flow_Battery_179 | Reliability_Capacity_In_Model_Year | 0.5
Kern_TB_4_SSN | Southern_PGAE_Li_Battery_4hr_118 | Reliability_Capacity_In_Model_Year | 0.5 | Eight_Mile_Tesla_SSN | Northern_California_Li_Battery_4hr_92 | Reliability_Capacity_In_Model_Year | 0.5
Kern_TB_4_SSN | Southern_PGAE_Li_Battery_4hr_136 | Reliability_Capacity_In_Model_Year | 0.5 | Eight_Mile_Tesla_SSN | Northern_California_Li_Battery_4hr_114 | Reliability_Capacity_In_Model_Year | 0.5
Kern_TB_4_SSN | Southern_PGAE_Li_Battery_4hr_152 | Reliability_Capacity_In_Model_Year | 0.5 | Eight_Mile_Tesla_SSN | Northern_California_Li_Battery_4hr_122 | Reliability_Capacity_In_Model_Year | 0.5
Kern_TB_4_SSN | Southern_PGAE_Li_Battery_4hr_173 | Reliability_Capacity_In_Model_Year | 0.5 | Eight_Mile_Tesla_SSN | Northern_California_Li_Battery_4hr_138 | Reliability_Capacity_In_Model_Year | 0.5
Kern_TB_4_SSN | Southern_PGAE_Li_Battery_4hr_175 | Reliability_Capacity_In_Model_Year | 0.5 | Eight_Mile_Tesla_SSN | Northern_California_Li_Battery_4hr_141 | Reliability_Capacity_In_Model_Year | 0.5
Kern_TB_4_SSN | Southern_PGAE_Li_Battery_4hr_177 | Reliability_Capacity_In_Model_Year | 0.5 | Eight_Mile_Tesla_SSN | Northern_California_Li_Battery_4hr_144 | Reliability_Capacity_In_Model_Year | 0.5
Kern_TB_4_SSN | Southern_PGAE_Li_Battery_8hr_52 | Reliability_Capacity_In_Model_Year | 0.5 | Eight_Mile_Tesla_SSN | Northern_California_Li_Battery_4hr_149 | Reliability_Capacity_In_Model_Year | 0.5
Kern_TB_4_SSN | Southern_PGAE_Li_Battery_8hr_54 | Reliability_Capacity_In_Model_Year | 0.5 | Eight_Mile_Tesla_SSN | Northern_California_Li_Battery_4hr_157 | Reliability_Capacity_In_Model_Year | 0.5
Kern_TB_4_SSN | Southern_PGAE_Li_Battery_8hr_75 | Reliability_Capacity_In_Model_Year | 0.5 | Eight_Mile_Tesla_SSN | Northern_California_Li_Battery_4hr_159 | Reliability_Capacity_In_Model_Year | 0.5
Kern_TB_4_SSN | Southern_PGAE_Li_Battery_8hr_79 | Reliability_Capacity_In_Model_Year | 0.5 | Eight_Mile_Tesla_SSN | Southern_PGAE_Li_Battery_4hr_163 | Reliability_Capacity_In_Model_Year | 0.5
Kern_TB_4_SSN | Southern_PGAE_Li_Battery_8hr_98 | Reliability_Capacity_In_Model_Year | 0.5 | Eight_Mile_Tesla_SSN | Northern_California_Li_Battery_4hr_166 | Reliability_Capacity_In_Model_Year | 0.5
Kern_TB_4_SSN | Southern_PGAE_Li_Battery_8hr_102 | Reliability_Capacity_In_Model_Year | 0.5 | Eight_Mile_Tesla_SSN | Northern_California_Li_Battery_4hr_172 | Reliability_Capacity_In_Model_Year | 0.5
Kern_TB_4_SSN | Southern_PGAE_Li_Battery_8hr_118 | Reliability_Capacity_In_Model_Year | 0.5 | Eight_Mile_Tesla_SSN | Northern_California_Li_Battery_4hr_179 | Reliability_Capacity_In_Model_Year | 0.5
Kern_TB_4_SSN | Southern_PGAE_Li_Battery_8hr_136 | Reliability_Capacity_In_Model_Year | 0.5 | Eight_Mile_Tesla_SSN | Northern_California_Li_Battery_8hr_92 | Reliability_Capacity_In_Model_Year | 0.5
Kern_TB_4_SSN | Southern_PGAE_Li_Battery_8hr_152 | Reliability_Capacity_In_Model_Year | 0.5 | Eight_Mile_Tesla_SSN | Northern_California_Li_Battery_8hr_114 | Reliability_Capacity_In_Model_Year | 0.5
Kern_TB_4_SSN | Southern_PGAE_Li_Battery_8hr_173 | Reliability_Capacity_In_Model_Year | 0.5 | Eight_Mile_Tesla_SSN | Northern_California_Li_Battery_8hr_122 | Reliability_Capacity_In_Model_Year | 0.5
Kern_TB_4_SSN | Southern_PGAE_Li_Battery_8hr_175 | Reliability_Capacity_In_Model_Year | 0.5 | Eight_Mile_Tesla_SSN | Northern_California_Li_Battery_8hr_138 | Reliability_Capacity_In_Model_Year | 0.5
Kern_TB_4_SSN | Southern_PGAE_Li_Battery_8hr_177 | Reliability_Capacity_In_Model_Year | 0.5 | Eight_Mile_Tesla_SSN | Northern_California_Li_Battery_8hr_141 | Reliability_Capacity_In_Model_Year | 0.5
Kern_TB_4_SSN | Southern_PGAE_Solar_52 | Reliability_Capacity_In_Model_Year | 0.556 | Eight_Mile_Tesla_SSN | Northern_California_Li_Battery_8hr_144 | Reliability_Capacity_In_Model_Year | 0.5
Kern_TB_4_SSN | Southern_PGAE_Solar_54 | Reliability_Capacity_In_Model_Year | 0.556 | Eight_Mile_Tesla_SSN | Northern_California_Li_Battery_8hr_149 | Reliability_Capacity_In_Model_Year | 0.5
Kern_TB_4_SSN | Southern_PGAE_Solar_75 | Reliability_Capacity_In_Model_Year | 0.556 | Eight_Mile_Tesla_SSN | Northern_California_Li_Battery_8hr_157 | Reliability_Capacity_In_Model_Year | 0.5
Kern_TB_4_SSN | Southern_PGAE_Solar_79 | Reliability_Capacity_In_Model_Year | 0.556 | Eight_Mile_Tesla_SSN | Northern_California_Li_Battery_8hr_159 | Reliability_Capacity_In_Model_Year | 0.5
Kern_TB_4_SSN | Southern_PGAE_Solar_98 | Reliability_Capacity_In_Model_Year | 0.556 | Eight_Mile_Tesla_SSN | Southern_PGAE_Li_Battery_8hr_163 | Reliability_Capacity_In_Model_Year | 0.5
Kern_TB_4_SSN | Southern_PGAE_Solar_102 | Reliability_Capacity_In_Model_Year | 0.556 | Eight_Mile_Tesla_SSN | Northern_California_Li_Battery_8hr_166 | Reliability_Capacity_In_Model_Year | 0.5
Kern_TB_4_SSN | Southern_PGAE_Solar_118 | Reliability_Capacity_In_Model_Year | 0.556 | Eight_Mile_Tesla_SSN | Northern_California_Li_Battery_8hr_172 | Reliability_Capacity_In_Model_Year | 0.5
Kern_TB_4_SSN | Southern_PGAE_Solar_136 | Reliability_Capacity_In_Model_Year | 0.556 | Eight_Mile_Tesla_SSN | Northern_California_Li_Battery_8hr_179 | Reliability_Capacity_In_Model_Year | 0.5
Kern_TB_4_SSN | Southern_PGAE_Solar_152 | Reliability_Capacity_In_Model_Year | 0.556 | Eight_Mile_Tesla_SSN | Northern_California_Solar_92 | Reliability_Capacity_In_Model_Year | 0.556
Kern_TB_4_SSN | Southern_PGAE_Solar_173 | Reliability_Capacity_In_Model_Year | 0.556 | Eight_Mile_Tesla_SSN | Northern_California_Solar_114 | Reliability_Capacity_In_Model_Year | 0.556
Kern_TB_4_SSN | Southern_PGAE_Solar_175 | Reliability_Capacity_In_Model_Year | 0.556 | Eight_Mile_Tesla_SSN | Northern_California_Solar_122 | Reliability_Capacity_In_Model_Year | 0.556
Kern_TB_4_SSN | Southern_PGAE_Solar_177 | Reliability_Capacity_In_Model_Year | 0.556 | Eight_Mile_Tesla_SSN | Northern_California_Solar_138 | Reliability_Capacity_In_Model_Year | 0.556
Kern_TB_4_SSN | Kern_TB_4_group | Operational_New_Capacity_MW | -1 | Eight_Mile_Tesla_SSN | Northern_California_Solar_141 | Reliability_Capacity_In_Model_Year | 0.556
Kern_Tevis_Stockdale_Lamont_HSN | Southern_PGAE_Flow_Battery_79 | Reliability_Capacity_In_Model_Year | 1 | Eight_Mile_Tesla_SSN | Northern_California_Solar_144 | Reliability_Capacity_In_Model_Year | 0.556
Kern_Tevis_Stockdale_Lamont_HSN | Southern_PGAE_Flow_Battery_102 | Reliability_Capacity_In_Model_Year | 1 | Eight_Mile_Tesla_SSN | Northern_California_Solar_149 | Reliability_Capacity_In_Model_Year | 0.556
Kern_Tevis_Stockdale_Lamont_HSN | Southern_PGAE_Flow_Battery_160 | Reliability_Capacity_In_Model_Year | 1 | Eight_Mile_Tesla_SSN | Northern_California_Solar_157 | Reliability_Capacity_In_Model_Year | 0.556
Kern_Tevis_Stockdale_Lamont_HSN | Southern_PGAE_Flow_Battery_173 | Reliability_Capacity_In_Model_Year | 1 | Eight_Mile_Tesla_SSN | Northern_California_Solar_159 | Reliability_Capacity_In_Model_Year | 0.556
Kern_Tevis_Stockdale_Lamont_HSN | Southern_PGAE_Flow_Battery_177 | Reliability_Capacity_In_Model_Year | 1 | Eight_Mile_Tesla_SSN | Northern_California_Solar_166 | Reliability_Capacity_In_Model_Year | 0.556
Kern_Tevis_Stockdale_Lamont_HSN | Southern_PGAE_Li_Battery_4hr_79 | Reliability_Capacity_In_Model_Year | 1 | Eight_Mile_Tesla_SSN | Northern_California_Solar_172 | Reliability_Capacity_In_Model_Year | 0.556
Kern_Tevis_Stockdale_Lamont_HSN | Southern_PGAE_Li_Battery_4hr_102 | Reliability_Capacity_In_Model_Year | 1 | Eight_Mile_Tesla_SSN | Northern_California_Solar_179 | Reliability_Capacity_In_Model_Year | 0.556
Kern_Tevis_Stockdale_Lamont_HSN | Southern_PGAE_Li_Battery_4hr_160 | Reliability_Capacity_In_Model_Year | 1 | Eight_Mile_Tesla_SSN | Northern_California_Wind_159 | Reliability_Capacity_In_Model_Year | 0.163
Kern_Tevis_Stockdale_Lamont_HSN | Southern_PGAE_Li_Battery_4hr_173 | Reliability_Capacity_In_Model_Year | 1 | Eight_Mile_Tesla_SSN | Solano_Wind_122 | Reliability_Capacity_In_Model_Year | 0.163
Kern_Tevis_Stockdale_Lamont_HSN | Southern_PGAE_Li_Battery_4hr_177 | Reliability_Capacity_In_Model_Year | 1 | Eight_Mile_Tesla_SSN | Southern_PGAE_Solar_163 | Reliability_Capacity_In_Model_Year | 0.556
Kern_Tevis_Stockdale_Lamont_HSN | Southern_PGAE_Li_Battery_8hr_79 | Reliability_Capacity_In_Model_Year | 1 | Encina_San_Luis_Rey_SSN | Arizona_Solar_90 | Reliability_Capacity_In_Model_Year | 0.427
Kern_Tevis_Stockdale_Lamont_HSN | Southern_PGAE_Li_Battery_8hr_102 | Reliability_Capacity_In_Model_Year | 1 | Encina_San_Luis_Rey_SSN | Baja_California_Wind_133 | Reliability_Capacity_In_Model_Year | 0.112
Kern_Tevis_Stockdale_Lamont_HSN | Southern_PGAE_Li_Battery_8hr_160 | Reliability_Capacity_In_Model_Year | 1 | Encina_San_Luis_Rey_SSN | Arizona_Flow_Battery_90 | Reliability_Capacity_In_Model_Year | 0.5
Kern_Tevis_Stockdale_Lamont_HSN | Southern_PGAE_Li_Battery_8hr_173 | Reliability_Capacity_In_Model_Year | 1 | Encina_San_Luis_Rey_SSN | Greater_Imperial_Flow_Battery_107 | Reliability_Capacity_In_Model_Year | 0.5
Kern_Tevis_Stockdale_Lamont_HSN | Southern_PGAE_Li_Battery_8hr_177 | Reliability_Capacity_In_Model_Year | 1 | Encina_San_Luis_Rey_SSN | Greater_Imperial_Flow_Battery_108 | Reliability_Capacity_In_Model_Year | 0.5
Kern_Tevis_Stockdale_Lamont_HSN | Southern_PGAE_Solar_79 | Reliability_Capacity_In_Model_Year | 0.1 | Encina_San_Luis_Rey_SSN | Greater_Imperial_Flow_Battery_133 | Reliability_Capacity_In_Model_Year | 0.5
Kern_Tevis_Stockdale_Lamont_HSN | Southern_PGAE_Solar_102 | Reliability_Capacity_In_Model_Year | 0.1 | Encina_San_Luis_Rey_SSN | Arizona_Li_Battery_4hr_90 | Reliability_Capacity_In_Model_Year | 0.5
Kern_Tevis_Stockdale_Lamont_HSN | Southern_PGAE_Solar_160 | Reliability_Capacity_In_Model_Year | 0.1 | Encina_San_Luis_Rey_SSN | Greater_Imperial_Li_Battery_4hr_107 | Reliability_Capacity_In_Model_Year | 0.5
Kern_Tevis_Stockdale_Lamont_HSN | Southern_PGAE_Solar_173 | Reliability_Capacity_In_Model_Year | 0.1 | Encina_San_Luis_Rey_SSN | Greater_Imperial_Li_Battery_4hr_108 | Reliability_Capacity_In_Model_Year | 0.5
Kern_Tevis_Stockdale_Lamont_HSN | Southern_PGAE_Solar_177 | Reliability_Capacity_In_Model_Year | 0.1 | Encina_San_Luis_Rey_SSN | Greater_Imperial_Li_Battery_4hr_133 | Reliability_Capacity_In_Model_Year | 0.5
Kern_Tevis_Stockdale_Lamont_HSN | Kern_Tevis_Stockdale_Lamont_group | Operational_New_Capacity_MW | -1 | Encina_San_Luis_Rey_SSN | Arizona_Li_Battery_8hr_90 | Reliability_Capacity_In_Model_Year | 0.5
Kern_Tevis_Stockdale_Lamont_offpeak | Southern_PGAE_Flow_Battery_79 | Operational_New_Capacity_MW | -1 | Encina_San_Luis_Rey_SSN | Greater_Imperial_Li_Battery_8hr_107 | Reliability_Capacity_In_Model_Year | 0.5
Kern_Tevis_Stockdale_Lamont_offpeak | Southern_PGAE_Flow_Battery_102 | Operational_New_Capacity_MW | -1 | Encina_San_Luis_Rey_SSN | Greater_Imperial_Li_Battery_8hr_108 | Reliability_Capacity_In_Model_Year | 0.5
Kern_Tevis_Stockdale_Lamont_offpeak | Southern_PGAE_Flow_Battery_160 | Operational_New_Capacity_MW | -1 | Encina_San_Luis_Rey_SSN | Greater_Imperial_Li_Battery_8hr_133 | Reliability_Capacity_In_Model_Year | 0.5
Kern_Tevis_Stockdale_Lamont_offpeak | Southern_PGAE_Flow_Battery_173 | Operational_New_Capacity_MW | -1 | Encina_San_Luis_Rey_SSN | Greater_Imperial_Solar_107 | Reliability_Capacity_In_Model_Year | 0.427
Kern_Tevis_Stockdale_Lamont_offpeak | Southern_PGAE_Flow_Battery_177 | Operational_New_Capacity_MW | -1 | Encina_San_Luis_Rey_SSN | Greater_Imperial_Solar_108 | Reliability_Capacity_In_Model_Year | 0.427
Kern_Tevis_Stockdale_Lamont_offpeak | Southern_PGAE_Li_Battery_4hr_79 | Operational_New_Capacity_MW | -1 | Encina_San_Luis_Rey_SSN | Greater_Imperial_Solar_133 | Reliability_Capacity_In_Model_Year | 0.427
Kern_Tevis_Stockdale_Lamont_offpeak | Southern_PGAE_Li_Battery_4hr_102 | Operational_New_Capacity_MW | -1 | Encina_San_Luis_Rey_SSN | Greater_Imperial_Wind_108 | Reliability_Capacity_In_Model_Year | 0.208
Kern_Tevis_Stockdale_Lamont_offpeak | Southern_PGAE_Li_Battery_4hr_160 | Operational_New_Capacity_MW | -1 | Etiwanda_Rancho_Vista_SSN | Arizona_Solar_62 | Reliability_Capacity_In_Model_Year | 0.427
Kern_Tevis_Stockdale_Lamont_offpeak | Southern_PGAE_Li_Battery_4hr_173 | Operational_New_Capacity_MW | -1 | Etiwanda_Rancho_Vista_SSN | Riverside_Flow_Battery_9 | Reliability_Capacity_In_Model_Year | 0.5
Kern_Tevis_Stockdale_Lamont_offpeak | Southern_PGAE_Li_Battery_4hr_177 | Operational_New_Capacity_MW | -1 | Etiwanda_Rancho_Vista_SSN | Arizona_Flow_Battery_62 | Reliability_Capacity_In_Model_Year | 0.5
Kern_Tevis_Stockdale_Lamont_offpeak | Southern_PGAE_Li_Battery_8hr_79 | Operational_New_Capacity_MW | -1 | Etiwanda_Rancho_Vista_SSN | Greater_Imperial_Flow_Battery_63 | Reliability_Capacity_In_Model_Year | 0.5
Kern_Tevis_Stockdale_Lamont_offpeak | Southern_PGAE_Li_Battery_8hr_102 | Operational_New_Capacity_MW | -1 | Etiwanda_Rancho_Vista_SSN | Riverside_Li_Battery_4hr_9 | Reliability_Capacity_In_Model_Year | 0.5
Kern_Tevis_Stockdale_Lamont_offpeak | Southern_PGAE_Li_Battery_8hr_160 | Operational_New_Capacity_MW | -1 | Etiwanda_Rancho_Vista_SSN | Arizona_Li_Battery_4hr_62 | Reliability_Capacity_In_Model_Year | 0.5
Kern_Tevis_Stockdale_Lamont_offpeak | Southern_PGAE_Li_Battery_8hr_173 | Operational_New_Capacity_MW | -1 | Etiwanda_Rancho_Vista_SSN | Greater_Imperial_Li_Battery_4hr_63 | Reliability_Capacity_In_Model_Year | 0.5
Kern_Tevis_Stockdale_Lamont_offpeak | Southern_PGAE_Li_Battery_8hr_177 | Operational_New_Capacity_MW | -1 | Etiwanda_Rancho_Vista_SSN | Riverside_Li_Battery_8hr_9 | Reliability_Capacity_In_Model_Year | 0.5
Kern_Tevis_Stockdale_Lamont_offpeak | Southern_PGAE_Solar_79 | Operational_New_Capacity_MW | 0.79 | Etiwanda_Rancho_Vista_SSN | Arizona_Li_Battery_8hr_62 | Reliability_Capacity_In_Model_Year | 0.5
Kern_Tevis_Stockdale_Lamont_offpeak | Southern_PGAE_Solar_102 | Operational_New_Capacity_MW | 0.79 | Etiwanda_Rancho_Vista_SSN | Greater_Imperial_Li_Battery_8hr_63 | Reliability_Capacity_In_Model_Year | 0.5
Kern_Tevis_Stockdale_Lamont_offpeak | Southern_PGAE_Solar_160 | Operational_New_Capacity_MW | 0.79 | Etiwanda_Rancho_Vista_SSN | Riverside_West_Pumped_Storage_9 | Reliability_Capacity_In_Model_Year | 0.5
Kern_Tevis_Stockdale_Lamont_offpeak | Southern_PGAE_Solar_173 | Operational_New_Capacity_MW | 0.79 | Etiwanda_Rancho_Vista_SSN | Greater_Imperial_Geothermal_63 | Reliability_Capacity_In_Model_Year | 1
Kern_Tevis_Stockdale_Lamont_offpeak | Southern_PGAE_Solar_177 | Operational_New_Capacity_MW | 0.79 | Etiwanda_Rancho_Vista_SSN | Greater_Imperial_Solar_63 | Reliability_Capacity_In_Model_Year | 0.427
Kern_Tevis_Stockdale_Lamont_offpeak | Kern_Tevis_Stockdale_Lamont_group | Operational_New_Capacity_MW | -0.29041 | Etiwanda_Rancho_Vista_SSN | Inyokern_North_Kramer_Geothermal_9 | Reliability_Capacity_In_Model_Year | 1
Kern_Tevis_Stockdale_Lamont_SSN | Southern_PGAE_Flow_Battery_79 | Reliability_Capacity_In_Model_Year | 0.5 | Etiwanda_Rancho_Vista_SSN | Riverside_Solar_9 | Reliability_Capacity_In_Model_Year | 0.427
Kern_Tevis_Stockdale_Lamont_SSN | Southern_PGAE_Flow_Battery_102 | Reliability_Capacity_In_Model_Year | 0.5 | Gates_TB_5_SSN | Southern_PGAE_Flow_Battery_109 | Reliability_Capacity_In_Model_Year | 0.5
Kern_Tevis_Stockdale_Lamont_SSN | Southern_PGAE_Flow_Battery_160 | Reliability_Capacity_In_Model_Year | 0.5 | Gates_TB_5_SSN | Southern_PGAE_Flow_Battery_117 | Reliability_Capacity_In_Model_Year | 0.5
Kern_Tevis_Stockdale_Lamont_SSN | Southern_PGAE_Flow_Battery_173 | Reliability_Capacity_In_Model_Year | 0.5 | Gates_TB_5_SSN | Southern_PGAE_Flow_Battery_169 | Reliability_Capacity_In_Model_Year | 0.5
Kern_Tevis_Stockdale_Lamont_SSN | Southern_PGAE_Flow_Battery_177 | Reliability_Capacity_In_Model_Year | 0.5 | Gates_TB_5_SSN | Southern_PGAE_Flow_Battery_174 | Reliability_Capacity_In_Model_Year | 0.5
Kern_Tevis_Stockdale_Lamont_SSN | Southern_PGAE_Li_Battery_4hr_79 | Reliability_Capacity_In_Model_Year | 0.5 | Gates_TB_5_SSN | Southern_PGAE_Flow_Battery_176 | Reliability_Capacity_In_Model_Year | 0.5
Kern_Tevis_Stockdale_Lamont_SSN | Southern_PGAE_Li_Battery_4hr_102 | Reliability_Capacity_In_Model_Year | 0.5 | Gates_TB_5_SSN | Southern_PGAE_Li_Battery_4hr_109 | Reliability_Capacity_In_Model_Year | 0.5
Kern_Tevis_Stockdale_Lamont_SSN | Southern_PGAE_Li_Battery_4hr_160 | Reliability_Capacity_In_Model_Year | 0.5 | Gates_TB_5_SSN | Southern_PGAE_Li_Battery_4hr_117 | Reliability_Capacity_In_Model_Year | 0.5
Kern_Tevis_Stockdale_Lamont_SSN | Southern_PGAE_Li_Battery_4hr_173 | Reliability_Capacity_In_Model_Year | 0.5 | Gates_TB_5_SSN | Southern_PGAE_Li_Battery_4hr_169 | Reliability_Capacity_In_Model_Year | 0.5
Kern_Tevis_Stockdale_Lamont_SSN | Southern_PGAE_Li_Battery_4hr_177 | Reliability_Capacity_In_Model_Year | 0.5 | Gates_TB_5_SSN | Southern_PGAE_Li_Battery_4hr_174 | Reliability_Capacity_In_Model_Year | 0.5
Kern_Tevis_Stockdale_Lamont_SSN | Southern_PGAE_Li_Battery_8hr_79 | Reliability_Capacity_In_Model_Year | 0.5 | Gates_TB_5_SSN | Southern_PGAE_Li_Battery_4hr_176 | Reliability_Capacity_In_Model_Year | 0.5
Kern_Tevis_Stockdale_Lamont_SSN | Southern_PGAE_Li_Battery_8hr_102 | Reliability_Capacity_In_Model_Year | 0.5 | Gates_TB_5_SSN | Southern_PGAE_Li_Battery_8hr_109 | Reliability_Capacity_In_Model_Year | 0.5
Kern_Tevis_Stockdale_Lamont_SSN | Southern_PGAE_Li_Battery_8hr_160 | Reliability_Capacity_In_Model_Year | 0.5 | Gates_TB_5_SSN | Southern_PGAE_Li_Battery_8hr_117 | Reliability_Capacity_In_Model_Year | 0.5
Kern_Tevis_Stockdale_Lamont_SSN | Southern_PGAE_Li_Battery_8hr_173 | Reliability_Capacity_In_Model_Year | 0.5 | Gates_TB_5_SSN | Southern_PGAE_Li_Battery_8hr_169 | Reliability_Capacity_In_Model_Year | 0.5
Kern_Tevis_Stockdale_Lamont_SSN | Southern_PGAE_Li_Battery_8hr_177 | Reliability_Capacity_In_Model_Year | 0.5 | Gates_TB_5_SSN | Southern_PGAE_Li_Battery_8hr_174 | Reliability_Capacity_In_Model_Year | 0.5
Kern_Tevis_Stockdale_Lamont_SSN | Southern_PGAE_Solar_79 | Reliability_Capacity_In_Model_Year | 0.556 | Gates_TB_5_SSN | Southern_PGAE_Li_Battery_8hr_176 | Reliability_Capacity_In_Model_Year | 0.5
Kern_Tevis_Stockdale_Lamont_SSN | Southern_PGAE_Solar_102 | Reliability_Capacity_In_Model_Year | 0.556 | Gates_TB_5_SSN | Southern_PGAE_Solar_109 | Reliability_Capacity_In_Model_Year | 0.556
Kern_Tevis_Stockdale_Lamont_SSN | Southern_PGAE_Solar_160 | Reliability_Capacity_In_Model_Year | 0.556 | Gates_TB_5_SSN | Southern_PGAE_Solar_117 | Reliability_Capacity_In_Model_Year | 0.556
Kern_Tevis_Stockdale_Lamont_SSN | Southern_PGAE_Solar_173 | Reliability_Capacity_In_Model_Year | 0.556 | Gates_TB_5_SSN | Southern_PGAE_Solar_169 | Reliability_Capacity_In_Model_Year | 0.556
Kern_Tevis_Stockdale_Lamont_SSN | Southern_PGAE_Solar_177 | Reliability_Capacity_In_Model_Year | 0.556 | Gates_TB_5_SSN | Southern_PGAE_Solar_174 | Reliability_Capacity_In_Model_Year | 0.556
Kern_Tevis_Stockdale_Lamont_SSN | Kern_Tevis_Stockdale_Lamont_group | Operational_New_Capacity_MW | -1 | Gates_TB_5_SSN | Southern_PGAE_Solar_176 | Reliability_Capacity_In_Model_Year | 0.556
Kramer_Victor_HSN | Greater_Kramer_Flow_Battery_123 | Reliability_Capacity_In_Model_Year | 1 | Gates_TB_11_SSN | Southern_PGAE_Flow_Battery_8 | Reliability_Capacity_In_Model_Year | 0.5
Kramer_Victor_HSN | Greater_Kramer_Flow_Battery_156 | Reliability_Capacity_In_Model_Year | 1 | Gates_TB_11_SSN | Southern_PGAE_Flow_Battery_22 | Reliability_Capacity_In_Model_Year | 0.5
Kramer_Victor_HSN | Greater_Kramer_Li_Battery_4hr_123 | Reliability_Capacity_In_Model_Year | 1 | Gates_TB_11_SSN | Southern_PGAE_Flow_Battery_23 | Reliability_Capacity_In_Model_Year | 0.5
Kramer_Victor_HSN | Greater_Kramer_Li_Battery_4hr_156 | Reliability_Capacity_In_Model_Year | 1 | Gates_TB_11_SSN | Southern_PGAE_Flow_Battery_24 | Reliability_Capacity_In_Model_Year | 0.5
Kramer_Victor_HSN | Greater_Kramer_Li_Battery_8hr_123 | Reliability_Capacity_In_Model_Year | 1 | Gates_TB_11_SSN | Southern_PGAE_Flow_Battery_33 | Reliability_Capacity_In_Model_Year | 0.5
Kramer_Victor_HSN | Greater_Kramer_Li_Battery_8hr_156 | Reliability_Capacity_In_Model_Year | 1 | Gates_TB_11_SSN | Southern_PGAE_Flow_Battery_45 | Reliability_Capacity_In_Model_Year | 0.5
Kramer_Victor_HSN | Greater_Kramer_Solar_123 | Reliability_Capacity_In_Model_Year | 0.106 | Gates_TB_11_SSN | Southern_PGAE_Flow_Battery_46 | Reliability_Capacity_In_Model_Year | 0.5
Kramer_Victor_HSN | Greater_Kramer_Solar_156 | Reliability_Capacity_In_Model_Year | 0.106 | Gates_TB_11_SSN | Southern_PGAE_Flow_Battery_49 | Reliability_Capacity_In_Model_Year | 0.5
Kramer_Victor_HSN | Inyokern_North_Kramer_Geothermal_156 | Reliability_Capacity_In_Model_Year | 1 | Gates_TB_11_SSN | Southern_PGAE_Flow_Battery_52 | Reliability_Capacity_In_Model_Year | 0.5
Kramer_Victor_HSN | Kramer_Victor_group | Operational_New_Capacity_MW | -1 | Gates_TB_11_SSN | Southern_PGAE_Flow_Battery_61 | Reliability_Capacity_In_Model_Year | 0.5
Kramer_Victor_offpeak | Greater_Kramer_Flow_Battery_123 | Operational_New_Capacity_MW | -1 | Gates_TB_11_SSN | Southern_PGAE_Flow_Battery_69 | Reliability_Capacity_In_Model_Year | 0.5
Kramer_Victor_offpeak | Greater_Kramer_Flow_Battery_156 | Operational_New_Capacity_MW | -1 | Gates_TB_11_SSN | Southern_PGAE_Flow_Battery_72 | Reliability_Capacity_In_Model_Year | 0.5
Kramer_Victor_offpeak | Greater_Kramer_Li_Battery_4hr_123 | Operational_New_Capacity_MW | -1 | Gates_TB_11_SSN | Southern_PGAE_Flow_Battery_74 | Reliability_Capacity_In_Model_Year | 0.5
Kramer_Victor_offpeak | Greater_Kramer_Li_Battery_4hr_156 | Operational_New_Capacity_MW | -1 | Gates_TB_11_SSN | Southern_PGAE_Flow_Battery_75 | Reliability_Capacity_In_Model_Year | 0.5
Kramer_Victor_offpeak | Greater_Kramer_Li_Battery_8hr_123 | Operational_New_Capacity_MW | -1 | Gates_TB_11_SSN | Southern_PGAE_Flow_Battery_79 | Reliability_Capacity_In_Model_Year | 0.5
Kramer_Victor_offpeak | Greater_Kramer_Li_Battery_8hr_156 | Operational_New_Capacity_MW | -1 | Gates_TB_11_SSN | Southern_PGAE_Flow_Battery_93 | Reliability_Capacity_In_Model_Year | 0.5
Kramer_Victor_offpeak | Greater_Kramer_Solar_123 | Operational_New_Capacity_MW | 0.77 | Gates_TB_11_SSN | Southern_PGAE_Flow_Battery_98 | Reliability_Capacity_In_Model_Year | 0.5
Kramer_Victor_offpeak | Greater_Kramer_Solar_156 | Operational_New_Capacity_MW | 0.77 | Gates_TB_11_SSN | Southern_PGAE_Flow_Battery_102 | Reliability_Capacity_In_Model_Year | 0.5
Kramer_Victor_offpeak | Inyokern_North_Kramer_Geothermal_156 | Operational_New_Capacity_MW | 1 | Gates_TB_11_SSN | Southern_PGAE_Flow_Battery_109 | Reliability_Capacity_In_Model_Year | 0.5
Kramer_Victor_offpeak | Kramer_Victor_group | Operational_New_Capacity_MW | -1 | Gates_TB_11_SSN | Southern_PGAE_Flow_Battery_117 | Reliability_Capacity_In_Model_Year | 0.5
Kramer_Victor_SSN | Greater_Kramer_Flow_Battery_123 | Reliability_Capacity_In_Model_Year | 0.5 | Gates_TB_11_SSN | Southern_PGAE_Flow_Battery_118 | Reliability_Capacity_In_Model_Year | 0.5
Kramer_Victor_SSN | Greater_Kramer_Flow_Battery_156 | Reliability_Capacity_In_Model_Year | 0.5 | Gates_TB_11_SSN | Southern_PGAE_Flow_Battery_124 | Reliability_Capacity_In_Model_Year | 0.5
Kramer_Victor_SSN | Greater_Kramer_Li_Battery_4hr_123 | Reliability_Capacity_In_Model_Year | 0.5 | Gates_TB_11_SSN | Southern_PGAE_Flow_Battery_139 | Reliability_Capacity_In_Model_Year | 0.5
Kramer_Victor_SSN | Greater_Kramer_Li_Battery_4hr_156 | Reliability_Capacity_In_Model_Year | 0.5 | Gates_TB_11_SSN | Southern_PGAE_Flow_Battery_140 | Reliability_Capacity_In_Model_Year | 0.5
Kramer_Victor_SSN | Greater_Kramer_Li_Battery_8hr_123 | Reliability_Capacity_In_Model_Year | 0.5 | Gates_TB_11_SSN | Southern_PGAE_Flow_Battery_151 | Reliability_Capacity_In_Model_Year | 0.5
Kramer_Victor_SSN | Greater_Kramer_Li_Battery_8hr_156 | Reliability_Capacity_In_Model_Year | 0.5 | Gates_TB_11_SSN | Southern_PGAE_Flow_Battery_154 | Reliability_Capacity_In_Model_Year | 0.5
Kramer_Victor_SSN | Greater_Kramer_Solar_123 | Reliability_Capacity_In_Model_Year | 0.427 | Gates_TB_11_SSN | Southern_PGAE_Flow_Battery_161 | Reliability_Capacity_In_Model_Year | 0.5
Kramer_Victor_SSN | Greater_Kramer_Solar_156 | Reliability_Capacity_In_Model_Year | 0.427 | Gates_TB_11_SSN | Southern_PGAE_Flow_Battery_162 | Reliability_Capacity_In_Model_Year | 0.5
Kramer_Victor_SSN | Inyokern_North_Kramer_Geothermal_156 | Reliability_Capacity_In_Model_Year | 1 | Gates_TB_11_SSN | Southern_PGAE_Flow_Battery_163 | Reliability_Capacity_In_Model_Year | 0.5
Kramer_Victor_SSN | Kramer_Victor_group | Operational_New_Capacity_MW | -1 | Gates_TB_11_SSN | Southern_PGAE_Flow_Battery_164 | Reliability_Capacity_In_Model_Year | 0.5
Lakeville_Ignacio_HSN | Northern_California_Flow_Battery_132 | Reliability_Capacity_In_Model_Year | 1 | Gates_TB_11_SSN | Southern_PGAE_Flow_Battery_165 | Reliability_Capacity_In_Model_Year | 0.5
Lakeville_Ignacio_HSN | Northern_California_Flow_Battery_150 | Reliability_Capacity_In_Model_Year | 1 | Gates_TB_11_SSN | Southern_PGAE_Flow_Battery_168 | Reliability_Capacity_In_Model_Year | 0.5
Lakeville_Ignacio_HSN | Northern_California_Flow_Battery_158 | Reliability_Capacity_In_Model_Year | 1 | Gates_TB_11_SSN | Southern_PGAE_Flow_Battery_169 | Reliability_Capacity_In_Model_Year | 0.5
Lakeville_Ignacio_HSN | Northern_California_Li_Battery_4hr_132 | Reliability_Capacity_In_Model_Year | 1 | Gates_TB_11_SSN | Southern_PGAE_Flow_Battery_170 | Reliability_Capacity_In_Model_Year | 0.5
Lakeville_Ignacio_HSN | Northern_California_Li_Battery_4hr_150 | Reliability_Capacity_In_Model_Year | 1 | Gates_TB_11_SSN | Southern_PGAE_Flow_Battery_174 | Reliability_Capacity_In_Model_Year | 0.5
Lakeville_Ignacio_HSN | Northern_California_Li_Battery_4hr_158 | Reliability_Capacity_In_Model_Year | 1 | Gates_TB_11_SSN | Southern_PGAE_Flow_Battery_176 | Reliability_Capacity_In_Model_Year | 0.5
Lakeville_Ignacio_HSN | Northern_California_Li_Battery_8hr_132 | Reliability_Capacity_In_Model_Year | 1 | Gates_TB_11_SSN | Southern_PGAE_Li_Battery_4hr_8 | Reliability_Capacity_In_Model_Year | 0.5
Lakeville_Ignacio_HSN | Northern_California_Li_Battery_8hr_150 | Reliability_Capacity_In_Model_Year | 1 | Gates_TB_11_SSN | Southern_PGAE_Li_Battery_4hr_22 | Reliability_Capacity_In_Model_Year | 0.5
Lakeville_Ignacio_HSN | Northern_California_Li_Battery_8hr_158 | Reliability_Capacity_In_Model_Year | 1 | Gates_TB_11_SSN | Southern_PGAE_Li_Battery_4hr_23 | Reliability_Capacity_In_Model_Year | 0.5
Lakeville_Ignacio_HSN | Northern_California_Solar_132 | Reliability_Capacity_In_Model_Year | 0.1 | Gates_TB_11_SSN | Southern_PGAE_Li_Battery_4hr_24 | Reliability_Capacity_In_Model_Year | 0.5
Lakeville_Ignacio_HSN | Northern_California_Solar_150 | Reliability_Capacity_In_Model_Year | 0.1 | Gates_TB_11_SSN | Southern_PGAE_Li_Battery_4hr_33 | Reliability_Capacity_In_Model_Year | 0.5
Lakeville_Ignacio_HSN | Northern_California_Solar_158 | Reliability_Capacity_In_Model_Year | 0.1 | Gates_TB_11_SSN | Southern_PGAE_Li_Battery_4hr_45 | Reliability_Capacity_In_Model_Year | 0.5
Lakeville_Ignacio_HSN | Collinsville_500_group | Operational_New_Capacity_MW | -0.88037 | Gates_TB_11_SSN | Southern_PGAE_Li_Battery_4hr_46 | Reliability_Capacity_In_Model_Year | 0.5
Lakeville_Ignacio_offpeak | Northern_California_Flow_Battery_132 | Operational_New_Capacity_MW | -1 | Gates_TB_11_SSN | Southern_PGAE_Li_Battery_4hr_49 | Reliability_Capacity_In_Model_Year | 0.5
Lakeville_Ignacio_offpeak | Northern_California_Flow_Battery_150 | Operational_New_Capacity_MW | -1 | Gates_TB_11_SSN | Southern_PGAE_Li_Battery_4hr_52 | Reliability_Capacity_In_Model_Year | 0.5
Lakeville_Ignacio_offpeak | Northern_California_Flow_Battery_158 | Operational_New_Capacity_MW | -1 | Gates_TB_11_SSN | Southern_PGAE_Li_Battery_4hr_61 | Reliability_Capacity_In_Model_Year | 0.5
Lakeville_Ignacio_offpeak | Northern_California_Li_Battery_4hr_132 | Operational_New_Capacity_MW | -1 | Gates_TB_11_SSN | Southern_PGAE_Li_Battery_4hr_69 | Reliability_Capacity_In_Model_Year | 0.5
Lakeville_Ignacio_offpeak | Northern_California_Li_Battery_4hr_150 | Operational_New_Capacity_MW | -1 | Gates_TB_11_SSN | Southern_PGAE_Li_Battery_4hr_72 | Reliability_Capacity_In_Model_Year | 0.5
Lakeville_Ignacio_offpeak | Northern_California_Li_Battery_4hr_158 | Operational_New_Capacity_MW | -1 | Gates_TB_11_SSN | Southern_PGAE_Li_Battery_4hr_74 | Reliability_Capacity_In_Model_Year | 0.5
Lakeville_Ignacio_offpeak | Northern_California_Li_Battery_8hr_132 | Operational_New_Capacity_MW | -1 | Gates_TB_11_SSN | Southern_PGAE_Li_Battery_4hr_75 | Reliability_Capacity_In_Model_Year | 0.5
Lakeville_Ignacio_offpeak | Northern_California_Li_Battery_8hr_150 | Operational_New_Capacity_MW | -1 | Gates_TB_11_SSN | Southern_PGAE_Li_Battery_4hr_79 | Reliability_Capacity_In_Model_Year | 0.5
Lakeville_Ignacio_offpeak | Northern_California_Li_Battery_8hr_158 | Operational_New_Capacity_MW | -1 | Gates_TB_11_SSN | Southern_PGAE_Li_Battery_4hr_93 | Reliability_Capacity_In_Model_Year | 0.5
Lakeville_Ignacio_offpeak | Northern_California_Solar_132 | Operational_New_Capacity_MW | 0.68 | Gates_TB_11_SSN | Southern_PGAE_Li_Battery_4hr_98 | Reliability_Capacity_In_Model_Year | 0.5
Lakeville_Ignacio_offpeak | Northern_California_Solar_150 | Operational_New_Capacity_MW | 0.68 | Gates_TB_11_SSN | Southern_PGAE_Li_Battery_4hr_102 | Reliability_Capacity_In_Model_Year | 0.5
Lakeville_Ignacio_offpeak | Northern_California_Solar_158 | Operational_New_Capacity_MW | 0.68 | Gates_TB_11_SSN | Southern_PGAE_Li_Battery_4hr_109 | Reliability_Capacity_In_Model_Year | 0.5
Lakeville_Ignacio_offpeak | Collinsville_500_group | Operational_New_Capacity_MW | -0.88037 | Gates_TB_11_SSN | Southern_PGAE_Li_Battery_4hr_117 | Reliability_Capacity_In_Model_Year | 0.5
Lakeville_Ignacio_SSN | Northern_California_Flow_Battery_132 | Reliability_Capacity_In_Model_Year | 0.5 | Gates_TB_11_SSN | Southern_PGAE_Li_Battery_4hr_118 | Reliability_Capacity_In_Model_Year | 0.5
Lakeville_Ignacio_SSN | Northern_California_Flow_Battery_150 | Reliability_Capacity_In_Model_Year | 0.5 | Gates_TB_11_SSN | Southern_PGAE_Li_Battery_4hr_124 | Reliability_Capacity_In_Model_Year | 0.5
Lakeville_Ignacio_SSN | Northern_California_Flow_Battery_158 | Reliability_Capacity_In_Model_Year | 0.5 | Gates_TB_11_SSN | Southern_PGAE_Li_Battery_4hr_139 | Reliability_Capacity_In_Model_Year | 0.5
Lakeville_Ignacio_SSN | Northern_California_Li_Battery_4hr_132 | Reliability_Capacity_In_Model_Year | 0.5 | Gates_TB_11_SSN | Southern_PGAE_Li_Battery_4hr_140 | Reliability_Capacity_In_Model_Year | 0.5
Lakeville_Ignacio_SSN | Northern_California_Li_Battery_4hr_150 | Reliability_Capacity_In_Model_Year | 0.5 | Gates_TB_11_SSN | Southern_PGAE_Li_Battery_4hr_151 | Reliability_Capacity_In_Model_Year | 0.5
Lakeville_Ignacio_SSN | Northern_California_Li_Battery_4hr_158 | Reliability_Capacity_In_Model_Year | 0.5 | Gates_TB_11_SSN | Southern_PGAE_Li_Battery_4hr_154 | Reliability_Capacity_In_Model_Year | 0.5
Lakeville_Ignacio_SSN | Northern_California_Li_Battery_8hr_132 | Reliability_Capacity_In_Model_Year | 0.5 | Gates_TB_11_SSN | Southern_PGAE_Li_Battery_4hr_161 | Reliability_Capacity_In_Model_Year | 0.5
Lakeville_Ignacio_SSN | Northern_California_Li_Battery_8hr_150 | Reliability_Capacity_In_Model_Year | 0.5 | Gates_TB_11_SSN | Southern_PGAE_Li_Battery_4hr_162 | Reliability_Capacity_In_Model_Year | 0.5
Lakeville_Ignacio_SSN | Northern_California_Li_Battery_8hr_158 | Reliability_Capacity_In_Model_Year | 0.5 | Gates_TB_11_SSN | Southern_PGAE_Li_Battery_4hr_163 | Reliability_Capacity_In_Model_Year | 0.5
Lakeville_Ignacio_SSN | Northern_California_Solar_132 | Reliability_Capacity_In_Model_Year | 0.556 | Gates_TB_11_SSN | Southern_PGAE_Li_Battery_4hr_164 | Reliability_Capacity_In_Model_Year | 0.5
Lakeville_Ignacio_SSN | Northern_California_Solar_150 | Reliability_Capacity_In_Model_Year | 0.556 | Gates_TB_11_SSN | Southern_PGAE_Li_Battery_4hr_165 | Reliability_Capacity_In_Model_Year | 0.5
Lakeville_Ignacio_SSN | Northern_California_Solar_158 | Reliability_Capacity_In_Model_Year | 0.556 | Gates_TB_11_SSN | Southern_PGAE_Li_Battery_4hr_168 | Reliability_Capacity_In_Model_Year | 0.5
Lakeville_Ignacio_SSN | Collinsville_500_group | Operational_New_Capacity_MW | -0.88037 | Gates_TB_11_SSN | Southern_PGAE_Li_Battery_4hr_169 | Reliability_Capacity_In_Model_Year | 0.5
Los_Banos_500_230_HSN | Southern_PGAE_Flow_Battery_8 | Reliability_Capacity_In_Model_Year | 1 | Gates_TB_11_SSN | Southern_PGAE_Li_Battery_4hr_170 | Reliability_Capacity_In_Model_Year | 0.5
Los_Banos_500_230_HSN | Southern_PGAE_Flow_Battery_34 | Reliability_Capacity_In_Model_Year | 1 | Gates_TB_11_SSN | Southern_PGAE_Li_Battery_4hr_174 | Reliability_Capacity_In_Model_Year | 0.5
Los_Banos_500_230_HSN | Southern_PGAE_Flow_Battery_49 | Reliability_Capacity_In_Model_Year | 1 | Gates_TB_11_SSN | Southern_PGAE_Li_Battery_4hr_176 | Reliability_Capacity_In_Model_Year | 0.5
Los_Banos_500_230_HSN | Southern_PGAE_Flow_Battery_69 | Reliability_Capacity_In_Model_Year | 1 | Gates_TB_11_SSN | Southern_PGAE_Li_Battery_8hr_8 | Reliability_Capacity_In_Model_Year | 0.5
Los_Banos_500_230_HSN | Southern_PGAE_Flow_Battery_72 | Reliability_Capacity_In_Model_Year | 1 | Gates_TB_11_SSN | Southern_PGAE_Li_Battery_8hr_22 | Reliability_Capacity_In_Model_Year | 0.5
Los_Banos_500_230_HSN | Southern_PGAE_Flow_Battery_93 | Reliability_Capacity_In_Model_Year | 1 | Gates_TB_11_SSN | Southern_PGAE_Li_Battery_8hr_23 | Reliability_Capacity_In_Model_Year | 0.5
Los_Banos_500_230_HSN | Southern_PGAE_Flow_Battery_99 | Reliability_Capacity_In_Model_Year | 1 | Gates_TB_11_SSN | Southern_PGAE_Li_Battery_8hr_24 | Reliability_Capacity_In_Model_Year | 0.5
Los_Banos_500_230_HSN | Southern_PGAE_Flow_Battery_109 | Reliability_Capacity_In_Model_Year | 1 | Gates_TB_11_SSN | Southern_PGAE_Li_Battery_8hr_33 | Reliability_Capacity_In_Model_Year | 0.5
Los_Banos_500_230_HSN | Northern_California_Flow_Battery_114 | Reliability_Capacity_In_Model_Year | 1 | Gates_TB_11_SSN | Southern_PGAE_Li_Battery_8hr_45 | Reliability_Capacity_In_Model_Year | 0.5
Los_Banos_500_230_HSN | Southern_PGAE_Flow_Battery_117 | Reliability_Capacity_In_Model_Year | 1 | Gates_TB_11_SSN | Southern_PGAE_Li_Battery_8hr_46 | Reliability_Capacity_In_Model_Year | 0.5
Los_Banos_500_230_HSN | Southern_PGAE_Flow_Battery_124 | Reliability_Capacity_In_Model_Year | 1 | Gates_TB_11_SSN | Southern_PGAE_Li_Battery_8hr_49 | Reliability_Capacity_In_Model_Year | 0.5
Los_Banos_500_230_HSN | Northern_California_Flow_Battery_138 | Reliability_Capacity_In_Model_Year | 1 | Gates_TB_11_SSN | Southern_PGAE_Li_Battery_8hr_52 | Reliability_Capacity_In_Model_Year | 0.5
Los_Banos_500_230_HSN | Southern_PGAE_Flow_Battery_139 | Reliability_Capacity_In_Model_Year | 1 | Gates_TB_11_SSN | Southern_PGAE_Li_Battery_8hr_61 | Reliability_Capacity_In_Model_Year | 0.5
Los_Banos_500_230_HSN | Southern_PGAE_Flow_Battery_140 | Reliability_Capacity_In_Model_Year | 1 | Gates_TB_11_SSN | Southern_PGAE_Li_Battery_8hr_69 | Reliability_Capacity_In_Model_Year | 0.5
Los_Banos_500_230_HSN | Southern_PGAE_Flow_Battery_151 | Reliability_Capacity_In_Model_Year | 1 | Gates_TB_11_SSN | Southern_PGAE_Li_Battery_8hr_72 | Reliability_Capacity_In_Model_Year | 0.5
Los_Banos_500_230_HSN | Southern_PGAE_Flow_Battery_154 | Reliability_Capacity_In_Model_Year | 1 | Gates_TB_11_SSN | Southern_PGAE_Li_Battery_8hr_74 | Reliability_Capacity_In_Model_Year | 0.5
Los_Banos_500_230_HSN | Southern_PGAE_Flow_Battery_161 | Reliability_Capacity_In_Model_Year | 1 | Gates_TB_11_SSN | Southern_PGAE_Li_Battery_8hr_75 | Reliability_Capacity_In_Model_Year | 0.5
Los_Banos_500_230_HSN | Southern_PGAE_Flow_Battery_162 | Reliability_Capacity_In_Model_Year | 1 | Gates_TB_11_SSN | Southern_PGAE_Li_Battery_8hr_79 | Reliability_Capacity_In_Model_Year | 0.5
Los_Banos_500_230_HSN | Southern_PGAE_Flow_Battery_163 | Reliability_Capacity_In_Model_Year | 1 | Gates_TB_11_SSN | Southern_PGAE_Li_Battery_8hr_93 | Reliability_Capacity_In_Model_Year | 0.5
Los_Banos_500_230_HSN | Southern_PGAE_Flow_Battery_164 | Reliability_Capacity_In_Model_Year | 1 | Gates_TB_11_SSN | Southern_PGAE_Li_Battery_8hr_98 | Reliability_Capacity_In_Model_Year | 0.5
Los_Banos_500_230_HSN | Southern_PGAE_Flow_Battery_165 | Reliability_Capacity_In_Model_Year | 1 | Gates_TB_11_SSN | Southern_PGAE_Li_Battery_8hr_102 | Reliability_Capacity_In_Model_Year | 0.5
Los_Banos_500_230_HSN | Northern_California_Flow_Battery_166 | Reliability_Capacity_In_Model_Year | 1 | Gates_TB_11_SSN | Southern_PGAE_Li_Battery_8hr_109 | Reliability_Capacity_In_Model_Year | 0.5
Los_Banos_500_230_HSN | Southern_PGAE_Flow_Battery_168 | Reliability_Capacity_In_Model_Year | 1 | Gates_TB_11_SSN | Southern_PGAE_Li_Battery_8hr_117 | Reliability_Capacity_In_Model_Year | 0.5
Los_Banos_500_230_HSN | Southern_PGAE_Flow_Battery_169 | Reliability_Capacity_In_Model_Year | 1 | Gates_TB_11_SSN | Southern_PGAE_Li_Battery_8hr_118 | Reliability_Capacity_In_Model_Year | 0.5
Los_Banos_500_230_HSN | Southern_PGAE_Flow_Battery_170 | Reliability_Capacity_In_Model_Year | 1 | Gates_TB_11_SSN | Southern_PGAE_Li_Battery_8hr_124 | Reliability_Capacity_In_Model_Year | 0.5
Los_Banos_500_230_HSN | Southern_PGAE_Flow_Battery_174 | Reliability_Capacity_In_Model_Year | 1 | Gates_TB_11_SSN | Southern_PGAE_Li_Battery_8hr_139 | Reliability_Capacity_In_Model_Year | 0.5
Los_Banos_500_230_HSN | Southern_PGAE_Flow_Battery_176 | Reliability_Capacity_In_Model_Year | 1 | Gates_TB_11_SSN | Southern_PGAE_Li_Battery_8hr_140 | Reliability_Capacity_In_Model_Year | 0.5
Los_Banos_500_230_HSN | Southern_PGAE_Li_Battery_4hr_8 | Reliability_Capacity_In_Model_Year | 1 | Gates_TB_11_SSN | Southern_PGAE_Li_Battery_8hr_151 | Reliability_Capacity_In_Model_Year | 0.5
Los_Banos_500_230_HSN | Southern_PGAE_Li_Battery_4hr_34 | Reliability_Capacity_In_Model_Year | 1 | Gates_TB_11_SSN | Southern_PGAE_Li_Battery_8hr_154 | Reliability_Capacity_In_Model_Year | 0.5
Los_Banos_500_230_HSN | Southern_PGAE_Li_Battery_4hr_49 | Reliability_Capacity_In_Model_Year | 1 | Gates_TB_11_SSN | Southern_PGAE_Li_Battery_8hr_161 | Reliability_Capacity_In_Model_Year | 0.5
Los_Banos_500_230_HSN | Southern_PGAE_Li_Battery_4hr_69 | Reliability_Capacity_In_Model_Year | 1 | Gates_TB_11_SSN | Southern_PGAE_Li_Battery_8hr_162 | Reliability_Capacity_In_Model_Year | 0.5
Los_Banos_500_230_HSN | Southern_PGAE_Li_Battery_4hr_72 | Reliability_Capacity_In_Model_Year | 1 | Gates_TB_11_SSN | Southern_PGAE_Li_Battery_8hr_163 | Reliability_Capacity_In_Model_Year | 0.5
Los_Banos_500_230_HSN | Southern_PGAE_Li_Battery_4hr_93 | Reliability_Capacity_In_Model_Year | 1 | Gates_TB_11_SSN | Southern_PGAE_Li_Battery_8hr_164 | Reliability_Capacity_In_Model_Year | 0.5
Los_Banos_500_230_HSN | Southern_PGAE_Li_Battery_4hr_99 | Reliability_Capacity_In_Model_Year | 1 | Gates_TB_11_SSN | Southern_PGAE_Li_Battery_8hr_165 | Reliability_Capacity_In_Model_Year | 0.5
Los_Banos_500_230_HSN | Southern_PGAE_Li_Battery_4hr_109 | Reliability_Capacity_In_Model_Year | 1 | Gates_TB_11_SSN | Southern_PGAE_Li_Battery_8hr_168 | Reliability_Capacity_In_Model_Year | 0.5
Los_Banos_500_230_HSN | Northern_California_Li_Battery_4hr_114 | Reliability_Capacity_In_Model_Year | 1 | Gates_TB_11_SSN | Southern_PGAE_Li_Battery_8hr_169 | Reliability_Capacity_In_Model_Year | 0.5
Los_Banos_500_230_HSN | Southern_PGAE_Li_Battery_4hr_117 | Reliability_Capacity_In_Model_Year | 1 | Gates_TB_11_SSN | Southern_PGAE_Li_Battery_8hr_170 | Reliability_Capacity_In_Model_Year | 0.5
Los_Banos_500_230_HSN | Southern_PGAE_Li_Battery_4hr_124 | Reliability_Capacity_In_Model_Year | 1 | Gates_TB_11_SSN | Southern_PGAE_Li_Battery_8hr_174 | Reliability_Capacity_In_Model_Year | 0.5
Los_Banos_500_230_HSN | Northern_California_Li_Battery_4hr_138 | Reliability_Capacity_In_Model_Year | 1 | Gates_TB_11_SSN | Southern_PGAE_Li_Battery_8hr_176 | Reliability_Capacity_In_Model_Year | 0.5
Los_Banos_500_230_HSN | Southern_PGAE_Li_Battery_4hr_139 | Reliability_Capacity_In_Model_Year | 1 | Gates_TB_11_SSN | Central_Valley_North_Los_Banos_Wind_154 | Reliability_Capacity_In_Model_Year | 0.163
Los_Banos_500_230_HSN | Southern_PGAE_Li_Battery_4hr_140 | Reliability_Capacity_In_Model_Year | 1 | Gates_TB_11_SSN | Central_Valley_North_Los_Banos_Wind_162 | Reliability_Capacity_In_Model_Year | 0.163
Los_Banos_500_230_HSN | Southern_PGAE_Li_Battery_4hr_151 | Reliability_Capacity_In_Model_Year | 1 | Gates_TB_11_SSN | Southern_PGAE_Solar_8 | Reliability_Capacity_In_Model_Year | 0.556
Los_Banos_500_230_HSN | Southern_PGAE_Li_Battery_4hr_154 | Reliability_Capacity_In_Model_Year | 1 | Gates_TB_11_SSN | Southern_PGAE_Solar_22 | Reliability_Capacity_In_Model_Year | 0.556
Los_Banos_500_230_HSN | Southern_PGAE_Li_Battery_4hr_161 | Reliability_Capacity_In_Model_Year | 1 | Gates_TB_11_SSN | Southern_PGAE_Solar_23 | Reliability_Capacity_In_Model_Year | 0.556
Los_Banos_500_230_HSN | Southern_PGAE_Li_Battery_4hr_162 | Reliability_Capacity_In_Model_Year | 1 | Gates_TB_11_SSN | Southern_PGAE_Solar_24 | Reliability_Capacity_In_Model_Year | 0.556
Los_Banos_500_230_HSN | Southern_PGAE_Li_Battery_4hr_163 | Reliability_Capacity_In_Model_Year | 1 | Gates_TB_11_SSN | Southern_PGAE_Solar_33 | Reliability_Capacity_In_Model_Year | 0.556
Los_Banos_500_230_HSN | Southern_PGAE_Li_Battery_4hr_164 | Reliability_Capacity_In_Model_Year | 1 | Gates_TB_11_SSN | Southern_PGAE_Solar_45 | Reliability_Capacity_In_Model_Year | 0.556
Los_Banos_500_230_HSN | Southern_PGAE_Li_Battery_4hr_165 | Reliability_Capacity_In_Model_Year | 1 | Gates_TB_11_SSN | Southern_PGAE_Solar_46 | Reliability_Capacity_In_Model_Year | 0.556
Los_Banos_500_230_HSN | Northern_California_Li_Battery_4hr_166 | Reliability_Capacity_In_Model_Year | 1 | Gates_TB_11_SSN | Southern_PGAE_Solar_49 | Reliability_Capacity_In_Model_Year | 0.556
Los_Banos_500_230_HSN | Southern_PGAE_Li_Battery_4hr_168 | Reliability_Capacity_In_Model_Year | 1 | Gates_TB_11_SSN | Southern_PGAE_Solar_52 | Reliability_Capacity_In_Model_Year | 0.556
Los_Banos_500_230_HSN | Southern_PGAE_Li_Battery_4hr_169 | Reliability_Capacity_In_Model_Year | 1 | Gates_TB_11_SSN | Southern_PGAE_Solar_61 | Reliability_Capacity_In_Model_Year | 0.556
Los_Banos_500_230_HSN | Southern_PGAE_Li_Battery_4hr_170 | Reliability_Capacity_In_Model_Year | 1 | Gates_TB_11_SSN | Southern_PGAE_Solar_69 | Reliability_Capacity_In_Model_Year | 0.556
Los_Banos_500_230_HSN | Southern_PGAE_Li_Battery_4hr_174 | Reliability_Capacity_In_Model_Year | 1 | Gates_TB_11_SSN | Southern_PGAE_Solar_72 | Reliability_Capacity_In_Model_Year | 0.556
Los_Banos_500_230_HSN | Southern_PGAE_Li_Battery_4hr_176 | Reliability_Capacity_In_Model_Year | 1 | Gates_TB_11_SSN | Southern_PGAE_Solar_74 | Reliability_Capacity_In_Model_Year | 0.556
Los_Banos_500_230_HSN | Southern_PGAE_Li_Battery_8hr_8 | Reliability_Capacity_In_Model_Year | 1 | Gates_TB_11_SSN | Southern_PGAE_Solar_75 | Reliability_Capacity_In_Model_Year | 0.556
Los_Banos_500_230_HSN | Southern_PGAE_Li_Battery_8hr_34 | Reliability_Capacity_In_Model_Year | 1 | Gates_TB_11_SSN | Southern_PGAE_Solar_79 | Reliability_Capacity_In_Model_Year | 0.556
Los_Banos_500_230_HSN | Southern_PGAE_Li_Battery_8hr_49 | Reliability_Capacity_In_Model_Year | 1 | Gates_TB_11_SSN | Southern_PGAE_Solar_93 | Reliability_Capacity_In_Model_Year | 0.556
Los_Banos_500_230_HSN | Southern_PGAE_Li_Battery_8hr_69 | Reliability_Capacity_In_Model_Year | 1 | Gates_TB_11_SSN | Southern_PGAE_Solar_98 | Reliability_Capacity_In_Model_Year | 0.556
Los_Banos_500_230_HSN | Southern_PGAE_Li_Battery_8hr_72 | Reliability_Capacity_In_Model_Year | 1 | Gates_TB_11_SSN | Southern_PGAE_Solar_102 | Reliability_Capacity_In_Model_Year | 0.556
Los_Banos_500_230_HSN | Southern_PGAE_Li_Battery_8hr_93 | Reliability_Capacity_In_Model_Year | 1 | Gates_TB_11_SSN | Southern_PGAE_Solar_109 | Reliability_Capacity_In_Model_Year | 0.556
Los_Banos_500_230_HSN | Southern_PGAE_Li_Battery_8hr_99 | Reliability_Capacity_In_Model_Year | 1 | Gates_TB_11_SSN | Southern_PGAE_Solar_117 | Reliability_Capacity_In_Model_Year | 0.556
Los_Banos_500_230_HSN | Southern_PGAE_Li_Battery_8hr_109 | Reliability_Capacity_In_Model_Year | 1 | Gates_TB_11_SSN | Southern_PGAE_Solar_118 | Reliability_Capacity_In_Model_Year | 0.556
Los_Banos_500_230_HSN | Northern_California_Li_Battery_8hr_114 | Reliability_Capacity_In_Model_Year | 1 | Gates_TB_11_SSN | Southern_PGAE_Solar_124 | Reliability_Capacity_In_Model_Year | 0.556
Los_Banos_500_230_HSN | Southern_PGAE_Li_Battery_8hr_117 | Reliability_Capacity_In_Model_Year | 1 | Gates_TB_11_SSN | Southern_PGAE_Solar_139 | Reliability_Capacity_In_Model_Year | 0.556
Los_Banos_500_230_HSN | Southern_PGAE_Li_Battery_8hr_124 | Reliability_Capacity_In_Model_Year | 1 | Gates_TB_11_SSN | Southern_PGAE_Solar_140 | Reliability_Capacity_In_Model_Year | 0.556
Los_Banos_500_230_HSN | Northern_California_Li_Battery_8hr_138 | Reliability_Capacity_In_Model_Year | 1 | Gates_TB_11_SSN | Southern_PGAE_Solar_151 | Reliability_Capacity_In_Model_Year | 0.556
Los_Banos_500_230_HSN | Southern_PGAE_Li_Battery_8hr_139 | Reliability_Capacity_In_Model_Year | 1 | Gates_TB_11_SSN | Southern_PGAE_Solar_154 | Reliability_Capacity_In_Model_Year | 0.556
Los_Banos_500_230_HSN | Southern_PGAE_Li_Battery_8hr_140 | Reliability_Capacity_In_Model_Year | 1 | Gates_TB_11_SSN | Southern_PGAE_Solar_161 | Reliability_Capacity_In_Model_Year | 0.556
Los_Banos_500_230_HSN | Southern_PGAE_Li_Battery_8hr_151 | Reliability_Capacity_In_Model_Year | 1 | Gates_TB_11_SSN | Southern_PGAE_Solar_162 | Reliability_Capacity_In_Model_Year | 0.556
Los_Banos_500_230_HSN | Southern_PGAE_Li_Battery_8hr_154 | Reliability_Capacity_In_Model_Year | 1 | Gates_TB_11_SSN | Southern_PGAE_Solar_163 | Reliability_Capacity_In_Model_Year | 0.556
Los_Banos_500_230_HSN | Southern_PGAE_Li_Battery_8hr_161 | Reliability_Capacity_In_Model_Year | 1 | Gates_TB_11_SSN | Southern_PGAE_Solar_164 | Reliability_Capacity_In_Model_Year | 0.556
Los_Banos_500_230_HSN | Southern_PGAE_Li_Battery_8hr_162 | Reliability_Capacity_In_Model_Year | 1 | Gates_TB_11_SSN | Southern_PGAE_Solar_165 | Reliability_Capacity_In_Model_Year | 0.556
Los_Banos_500_230_HSN | Southern_PGAE_Li_Battery_8hr_163 | Reliability_Capacity_In_Model_Year | 1 | Gates_TB_11_SSN | Southern_PGAE_Solar_168 | Reliability_Capacity_In_Model_Year | 0.556
Los_Banos_500_230_HSN | Southern_PGAE_Li_Battery_8hr_164 | Reliability_Capacity_In_Model_Year | 1 | Gates_TB_11_SSN | Southern_PGAE_Solar_169 | Reliability_Capacity_In_Model_Year | 0.556
Los_Banos_500_230_HSN | Southern_PGAE_Li_Battery_8hr_165 | Reliability_Capacity_In_Model_Year | 1 | Gates_TB_11_SSN | Southern_PGAE_Solar_170 | Reliability_Capacity_In_Model_Year | 0.556
Los_Banos_500_230_HSN | Northern_California_Li_Battery_8hr_166 | Reliability_Capacity_In_Model_Year | 1 | Gates_TB_11_SSN | Southern_PGAE_Solar_174 | Reliability_Capacity_In_Model_Year | 0.556
Los_Banos_500_230_HSN | Southern_PGAE_Li_Battery_8hr_168 | Reliability_Capacity_In_Model_Year | 1 | Gates_TB_11_SSN | Southern_PGAE_Solar_176 | Reliability_Capacity_In_Model_Year | 0.556
Los_Banos_500_230_HSN | Southern_PGAE_Li_Battery_8hr_169 | Reliability_Capacity_In_Model_Year | 1 | Gates_TB_12_SSN | Southern_PGAE_Flow_Battery_23 | Reliability_Capacity_In_Model_Year | 0.5
Los_Banos_500_230_HSN | Southern_PGAE_Li_Battery_8hr_170 | Reliability_Capacity_In_Model_Year | 1 | Gates_TB_12_SSN | Southern_PGAE_Flow_Battery_24 | Reliability_Capacity_In_Model_Year | 0.5
Los_Banos_500_230_HSN | Southern_PGAE_Li_Battery_8hr_174 | Reliability_Capacity_In_Model_Year | 1 | Gates_TB_12_SSN | Southern_PGAE_Flow_Battery_33 | Reliability_Capacity_In_Model_Year | 0.5
Los_Banos_500_230_HSN | Southern_PGAE_Li_Battery_8hr_176 | Reliability_Capacity_In_Model_Year | 1 | Gates_TB_12_SSN | Southern_PGAE_Flow_Battery_34 | Reliability_Capacity_In_Model_Year | 0.5
Los_Banos_500_230_HSN | Central_Valley_North_Los_Banos_Wind_154 | Reliability_Capacity_In_Model_Year | 0.665 | Gates_TB_12_SSN | Southern_PGAE_Flow_Battery_45 | Reliability_Capacity_In_Model_Year | 0.5
Los_Banos_500_230_HSN | Central_Valley_North_Los_Banos_Wind_162 | Reliability_Capacity_In_Model_Year | 0.665 | Gates_TB_12_SSN | Southern_PGAE_Flow_Battery_46 | Reliability_Capacity_In_Model_Year | 0.5
Los_Banos_500_230_HSN | Northern_California_Solar_114 | Reliability_Capacity_In_Model_Year | 0.1 | Gates_TB_12_SSN | Southern_PGAE_Flow_Battery_49 | Reliability_Capacity_In_Model_Year | 0.5
Los_Banos_500_230_HSN | Northern_California_Solar_138 | Reliability_Capacity_In_Model_Year | 0.1 | Gates_TB_12_SSN | Southern_PGAE_Flow_Battery_52 | Reliability_Capacity_In_Model_Year | 0.5
Los_Banos_500_230_HSN | Northern_California_Solar_166 | Reliability_Capacity_In_Model_Year | 0.1 | Gates_TB_12_SSN | Southern_PGAE_Flow_Battery_61 | Reliability_Capacity_In_Model_Year | 0.5
Los_Banos_500_230_HSN | Southern_PGAE_Solar_8 | Reliability_Capacity_In_Model_Year | 0.1 | Gates_TB_12_SSN | Southern_PGAE_Flow_Battery_69 | Reliability_Capacity_In_Model_Year | 0.5
Los_Banos_500_230_HSN | Southern_PGAE_Solar_34 | Reliability_Capacity_In_Model_Year | 0.1 | Gates_TB_12_SSN | Southern_PGAE_Flow_Battery_72 | Reliability_Capacity_In_Model_Year | 0.5
Los_Banos_500_230_HSN | Southern_PGAE_Solar_49 | Reliability_Capacity_In_Model_Year | 0.1 | Gates_TB_12_SSN | Southern_PGAE_Flow_Battery_74 | Reliability_Capacity_In_Model_Year | 0.5
Los_Banos_500_230_HSN | Southern_PGAE_Solar_69 | Reliability_Capacity_In_Model_Year | 0.1 | Gates_TB_12_SSN | Southern_PGAE_Flow_Battery_75 | Reliability_Capacity_In_Model_Year | 0.5
Los_Banos_500_230_HSN | Southern_PGAE_Solar_72 | Reliability_Capacity_In_Model_Year | 0.1 | Gates_TB_12_SSN | Southern_PGAE_Flow_Battery_79 | Reliability_Capacity_In_Model_Year | 0.5
Los_Banos_500_230_HSN | Southern_PGAE_Solar_93 | Reliability_Capacity_In_Model_Year | 0.1 | Gates_TB_12_SSN | Southern_PGAE_Flow_Battery_93 | Reliability_Capacity_In_Model_Year | 0.5
Los_Banos_500_230_HSN | Southern_PGAE_Solar_99 | Reliability_Capacity_In_Model_Year | 0.1 | Gates_TB_12_SSN | Southern_PGAE_Flow_Battery_98 | Reliability_Capacity_In_Model_Year | 0.5
Los_Banos_500_230_HSN | Southern_PGAE_Solar_109 | Reliability_Capacity_In_Model_Year | 0.1 | Gates_TB_12_SSN | Southern_PGAE_Flow_Battery_102 | Reliability_Capacity_In_Model_Year | 0.5
Los_Banos_500_230_HSN | Southern_PGAE_Solar_117 | Reliability_Capacity_In_Model_Year | 0.1 | Gates_TB_12_SSN | Southern_PGAE_Flow_Battery_109 | Reliability_Capacity_In_Model_Year | 0.5
Los_Banos_500_230_HSN | Southern_PGAE_Solar_124 | Reliability_Capacity_In_Model_Year | 0.1 | Gates_TB_12_SSN | Southern_PGAE_Flow_Battery_117 | Reliability_Capacity_In_Model_Year | 0.5
Los_Banos_500_230_HSN | Southern_PGAE_Solar_139 | Reliability_Capacity_In_Model_Year | 0.1 | Gates_TB_12_SSN | Southern_PGAE_Flow_Battery_118 | Reliability_Capacity_In_Model_Year | 0.5
Los_Banos_500_230_HSN | Southern_PGAE_Solar_140 | Reliability_Capacity_In_Model_Year | 0.1 | Gates_TB_12_SSN | Southern_PGAE_Flow_Battery_124 | Reliability_Capacity_In_Model_Year | 0.5
Los_Banos_500_230_HSN | Southern_PGAE_Solar_151 | Reliability_Capacity_In_Model_Year | 0.1 | Gates_TB_12_SSN | Southern_PGAE_Flow_Battery_139 | Reliability_Capacity_In_Model_Year | 0.5
Los_Banos_500_230_HSN | Southern_PGAE_Solar_154 | Reliability_Capacity_In_Model_Year | 0.1 | Gates_TB_12_SSN | Southern_PGAE_Flow_Battery_140 | Reliability_Capacity_In_Model_Year | 0.5
Los_Banos_500_230_HSN | Southern_PGAE_Solar_161 | Reliability_Capacity_In_Model_Year | 0.1 | Gates_TB_12_SSN | Southern_PGAE_Flow_Battery_151 | Reliability_Capacity_In_Model_Year | 0.5
Los_Banos_500_230_HSN | Southern_PGAE_Solar_162 | Reliability_Capacity_In_Model_Year | 0.1 | Gates_TB_12_SSN | Southern_PGAE_Flow_Battery_154 | Reliability_Capacity_In_Model_Year | 0.5
Los_Banos_500_230_HSN | Southern_PGAE_Solar_163 | Reliability_Capacity_In_Model_Year | 0.1 | Gates_TB_12_SSN | Southern_PGAE_Flow_Battery_161 | Reliability_Capacity_In_Model_Year | 0.5
Los_Banos_500_230_HSN | Southern_PGAE_Solar_164 | Reliability_Capacity_In_Model_Year | 0.1 | Gates_TB_12_SSN | Southern_PGAE_Flow_Battery_162 | Reliability_Capacity_In_Model_Year | 0.5
Los_Banos_500_230_HSN | Southern_PGAE_Solar_165 | Reliability_Capacity_In_Model_Year | 0.1 | Gates_TB_12_SSN | Southern_PGAE_Flow_Battery_163 | Reliability_Capacity_In_Model_Year | 0.5
Los_Banos_500_230_HSN | Southern_PGAE_Solar_168 | Reliability_Capacity_In_Model_Year | 0.1 | Gates_TB_12_SSN | Southern_PGAE_Flow_Battery_164 | Reliability_Capacity_In_Model_Year | 0.5
Los_Banos_500_230_HSN | Southern_PGAE_Solar_169 | Reliability_Capacity_In_Model_Year | 0.1 | Gates_TB_12_SSN | Southern_PGAE_Flow_Battery_165 | Reliability_Capacity_In_Model_Year | 0.5
Los_Banos_500_230_HSN | Southern_PGAE_Solar_170 | Reliability_Capacity_In_Model_Year | 0.1 | Gates_TB_12_SSN | Northern_California_Flow_Battery_166 | Reliability_Capacity_In_Model_Year | 0.5
Los_Banos_500_230_HSN | Southern_PGAE_Solar_174 | Reliability_Capacity_In_Model_Year | 0.1 | Gates_TB_12_SSN | Southern_PGAE_Flow_Battery_168 | Reliability_Capacity_In_Model_Year | 0.5
Los_Banos_500_230_HSN | Southern_PGAE_Solar_176 | Reliability_Capacity_In_Model_Year | 0.1 | Gates_TB_12_SSN | Southern_PGAE_Flow_Battery_169 | Reliability_Capacity_In_Model_Year | 0.5
Los_Banos_500_230_HSN | Manning_500_group | Operational_New_Capacity_MW | -1 | Gates_TB_12_SSN | Southern_PGAE_Flow_Battery_170 | Reliability_Capacity_In_Model_Year | 0.5
Los_Banos_500_230_offpeak | Southern_PGAE_Flow_Battery_8 | Operational_New_Capacity_MW | -1 | Gates_TB_12_SSN | Southern_PGAE_Flow_Battery_174 | Reliability_Capacity_In_Model_Year | 0.5
Los_Banos_500_230_offpeak | Southern_PGAE_Flow_Battery_34 | Operational_New_Capacity_MW | -1 | Gates_TB_12_SSN | Southern_PGAE_Flow_Battery_176 | Reliability_Capacity_In_Model_Year | 0.5
Los_Banos_500_230_offpeak | Southern_PGAE_Flow_Battery_49 | Operational_New_Capacity_MW | -1 | Gates_TB_12_SSN | Southern_PGAE_Li_Battery_4hr_23 | Reliability_Capacity_In_Model_Year | 0.5
Los_Banos_500_230_offpeak | Southern_PGAE_Flow_Battery_69 | Operational_New_Capacity_MW | -1 | Gates_TB_12_SSN | Southern_PGAE_Li_Battery_4hr_24 | Reliability_Capacity_In_Model_Year | 0.5
Los_Banos_500_230_offpeak | Southern_PGAE_Flow_Battery_72 | Operational_New_Capacity_MW | -1 | Gates_TB_12_SSN | Southern_PGAE_Li_Battery_4hr_33 | Reliability_Capacity_In_Model_Year | 0.5
Los_Banos_500_230_offpeak | Southern_PGAE_Flow_Battery_93 | Operational_New_Capacity_MW | -1 | Gates_TB_12_SSN | Southern_PGAE_Li_Battery_4hr_34 | Reliability_Capacity_In_Model_Year | 0.5
Los_Banos_500_230_offpeak | Southern_PGAE_Flow_Battery_99 | Operational_New_Capacity_MW | -1 | Gates_TB_12_SSN | Southern_PGAE_Li_Battery_4hr_45 | Reliability_Capacity_In_Model_Year | 0.5
Los_Banos_500_230_offpeak | Southern_PGAE_Flow_Battery_109 | Operational_New_Capacity_MW | -1 | Gates_TB_12_SSN | Southern_PGAE_Li_Battery_4hr_46 | Reliability_Capacity_In_Model_Year | 0.5
Los_Banos_500_230_offpeak | Northern_California_Flow_Battery_114 | Operational_New_Capacity_MW | -1 | Gates_TB_12_SSN | Southern_PGAE_Li_Battery_4hr_49 | Reliability_Capacity_In_Model_Year | 0.5
Los_Banos_500_230_offpeak | Southern_PGAE_Flow_Battery_117 | Operational_New_Capacity_MW | -1 | Gates_TB_12_SSN | Southern_PGAE_Li_Battery_4hr_52 | Reliability_Capacity_In_Model_Year | 0.5
Los_Banos_500_230_offpeak | Southern_PGAE_Flow_Battery_124 | Operational_New_Capacity_MW | -1 | Gates_TB_12_SSN | Southern_PGAE_Li_Battery_4hr_61 | Reliability_Capacity_In_Model_Year | 0.5
Los_Banos_500_230_offpeak | Northern_California_Flow_Battery_138 | Operational_New_Capacity_MW | -1 | Gates_TB_12_SSN | Southern_PGAE_Li_Battery_4hr_69 | Reliability_Capacity_In_Model_Year | 0.5
Los_Banos_500_230_offpeak | Southern_PGAE_Flow_Battery_139 | Operational_New_Capacity_MW | -1 | Gates_TB_12_SSN | Southern_PGAE_Li_Battery_4hr_72 | Reliability_Capacity_In_Model_Year | 0.5
Los_Banos_500_230_offpeak | Southern_PGAE_Flow_Battery_140 | Operational_New_Capacity_MW | -1 | Gates_TB_12_SSN | Southern_PGAE_Li_Battery_4hr_74 | Reliability_Capacity_In_Model_Year | 0.5
Los_Banos_500_230_offpeak | Southern_PGAE_Flow_Battery_151 | Operational_New_Capacity_MW | -1 | Gates_TB_12_SSN | Southern_PGAE_Li_Battery_4hr_75 | Reliability_Capacity_In_Model_Year | 0.5
Los_Banos_500_230_offpeak | Southern_PGAE_Flow_Battery_154 | Operational_New_Capacity_MW | -1 | Gates_TB_12_SSN | Southern_PGAE_Li_Battery_4hr_79 | Reliability_Capacity_In_Model_Year | 0.5
Los_Banos_500_230_offpeak | Southern_PGAE_Flow_Battery_161 | Operational_New_Capacity_MW | -1 | Gates_TB_12_SSN | Southern_PGAE_Li_Battery_4hr_93 | Reliability_Capacity_In_Model_Year | 0.5
Los_Banos_500_230_offpeak | Southern_PGAE_Flow_Battery_162 | Operational_New_Capacity_MW | -1 | Gates_TB_12_SSN | Southern_PGAE_Li_Battery_4hr_98 | Reliability_Capacity_In_Model_Year | 0.5
Los_Banos_500_230_offpeak | Southern_PGAE_Flow_Battery_163 | Operational_New_Capacity_MW | -1 | Gates_TB_12_SSN | Southern_PGAE_Li_Battery_4hr_102 | Reliability_Capacity_In_Model_Year | 0.5
Los_Banos_500_230_offpeak | Southern_PGAE_Flow_Battery_164 | Operational_New_Capacity_MW | -1 | Gates_TB_12_SSN | Southern_PGAE_Li_Battery_4hr_109 | Reliability_Capacity_In_Model_Year | 0.5
Los_Banos_500_230_offpeak | Southern_PGAE_Flow_Battery_165 | Operational_New_Capacity_MW | -1 | Gates_TB_12_SSN | Southern_PGAE_Li_Battery_4hr_117 | Reliability_Capacity_In_Model_Year | 0.5
Los_Banos_500_230_offpeak | Northern_California_Flow_Battery_166 | Operational_New_Capacity_MW | -1 | Gates_TB_12_SSN | Southern_PGAE_Li_Battery_4hr_118 | Reliability_Capacity_In_Model_Year | 0.5
Los_Banos_500_230_offpeak | Southern_PGAE_Flow_Battery_168 | Operational_New_Capacity_MW | -1 | Gates_TB_12_SSN | Southern_PGAE_Li_Battery_4hr_124 | Reliability_Capacity_In_Model_Year | 0.5
Los_Banos_500_230_offpeak | Southern_PGAE_Flow_Battery_169 | Operational_New_Capacity_MW | -1 | Gates_TB_12_SSN | Southern_PGAE_Li_Battery_4hr_139 | Reliability_Capacity_In_Model_Year | 0.5
Los_Banos_500_230_offpeak | Southern_PGAE_Flow_Battery_170 | Operational_New_Capacity_MW | -1 | Gates_TB_12_SSN | Southern_PGAE_Li_Battery_4hr_140 | Reliability_Capacity_In_Model_Year | 0.5
Los_Banos_500_230_offpeak | Southern_PGAE_Flow_Battery_174 | Operational_New_Capacity_MW | -1 | Gates_TB_12_SSN | Southern_PGAE_Li_Battery_4hr_151 | Reliability_Capacity_In_Model_Year | 0.5
Los_Banos_500_230_offpeak | Southern_PGAE_Flow_Battery_176 | Operational_New_Capacity_MW | -1 | Gates_TB_12_SSN | Southern_PGAE_Li_Battery_4hr_154 | Reliability_Capacity_In_Model_Year | 0.5
Los_Banos_500_230_offpeak | Southern_PGAE_Li_Battery_4hr_8 | Operational_New_Capacity_MW | -1 | Gates_TB_12_SSN | Southern_PGAE_Li_Battery_4hr_161 | Reliability_Capacity_In_Model_Year | 0.5
Los_Banos_500_230_offpeak | Southern_PGAE_Li_Battery_4hr_34 | Operational_New_Capacity_MW | -1 | Gates_TB_12_SSN | Southern_PGAE_Li_Battery_4hr_162 | Reliability_Capacity_In_Model_Year | 0.5
Los_Banos_500_230_offpeak | Southern_PGAE_Li_Battery_4hr_49 | Operational_New_Capacity_MW | -1 | Gates_TB_12_SSN | Southern_PGAE_Li_Battery_4hr_163 | Reliability_Capacity_In_Model_Year | 0.5
Los_Banos_500_230_offpeak | Southern_PGAE_Li_Battery_4hr_69 | Operational_New_Capacity_MW | -1 | Gates_TB_12_SSN | Southern_PGAE_Li_Battery_4hr_164 | Reliability_Capacity_In_Model_Year | 0.5
Los_Banos_500_230_offpeak | Southern_PGAE_Li_Battery_4hr_72 | Operational_New_Capacity_MW | -1 | Gates_TB_12_SSN | Southern_PGAE_Li_Battery_4hr_165 | Reliability_Capacity_In_Model_Year | 0.5
Los_Banos_500_230_offpeak | Southern_PGAE_Li_Battery_4hr_93 | Operational_New_Capacity_MW | -1 | Gates_TB_12_SSN | Northern_California_Li_Battery_4hr_166 | Reliability_Capacity_In_Model_Year | 0.5
Los_Banos_500_230_offpeak | Southern_PGAE_Li_Battery_4hr_99 | Operational_New_Capacity_MW | -1 | Gates_TB_12_SSN | Southern_PGAE_Li_Battery_4hr_168 | Reliability_Capacity_In_Model_Year | 0.5
Los_Banos_500_230_offpeak | Southern_PGAE_Li_Battery_4hr_109 | Operational_New_Capacity_MW | -1 | Gates_TB_12_SSN | Southern_PGAE_Li_Battery_4hr_169 | Reliability_Capacity_In_Model_Year | 0.5
Los_Banos_500_230_offpeak | Northern_California_Li_Battery_4hr_114 | Operational_New_Capacity_MW | -1 | Gates_TB_12_SSN | Southern_PGAE_Li_Battery_4hr_170 | Reliability_Capacity_In_Model_Year | 0.5
Los_Banos_500_230_offpeak | Southern_PGAE_Li_Battery_4hr_117 | Operational_New_Capacity_MW | -1 | Gates_TB_12_SSN | Southern_PGAE_Li_Battery_4hr_174 | Reliability_Capacity_In_Model_Year | 0.5
Los_Banos_500_230_offpeak | Southern_PGAE_Li_Battery_4hr_124 | Operational_New_Capacity_MW | -1 | Gates_TB_12_SSN | Southern_PGAE_Li_Battery_4hr_176 | Reliability_Capacity_In_Model_Year | 0.5
Los_Banos_500_230_offpeak | Northern_California_Li_Battery_4hr_138 | Operational_New_Capacity_MW | -1 | Gates_TB_12_SSN | Southern_PGAE_Li_Battery_8hr_23 | Reliability_Capacity_In_Model_Year | 0.5
Los_Banos_500_230_offpeak | Southern_PGAE_Li_Battery_4hr_139 | Operational_New_Capacity_MW | -1 | Gates_TB_12_SSN | Southern_PGAE_Li_Battery_8hr_24 | Reliability_Capacity_In_Model_Year | 0.5
Los_Banos_500_230_offpeak | Southern_PGAE_Li_Battery_4hr_140 | Operational_New_Capacity_MW | -1 | Gates_TB_12_SSN | Southern_PGAE_Li_Battery_8hr_33 | Reliability_Capacity_In_Model_Year | 0.5
Los_Banos_500_230_offpeak | Southern_PGAE_Li_Battery_4hr_151 | Operational_New_Capacity_MW | -1 | Gates_TB_12_SSN | Southern_PGAE_Li_Battery_8hr_34 | Reliability_Capacity_In_Model_Year | 0.5
Los_Banos_500_230_offpeak | Southern_PGAE_Li_Battery_4hr_154 | Operational_New_Capacity_MW | -1 | Gates_TB_12_SSN | Southern_PGAE_Li_Battery_8hr_45 | Reliability_Capacity_In_Model_Year | 0.5
Los_Banos_500_230_offpeak | Southern_PGAE_Li_Battery_4hr_161 | Operational_New_Capacity_MW | -1 | Gates_TB_12_SSN | Southern_PGAE_Li_Battery_8hr_46 | Reliability_Capacity_In_Model_Year | 0.5
Los_Banos_500_230_offpeak | Southern_PGAE_Li_Battery_4hr_162 | Operational_New_Capacity_MW | -1 | Gates_TB_12_SSN | Southern_PGAE_Li_Battery_8hr_49 | Reliability_Capacity_In_Model_Year | 0.5
Los_Banos_500_230_offpeak | Southern_PGAE_Li_Battery_4hr_163 | Operational_New_Capacity_MW | -1 | Gates_TB_12_SSN | Southern_PGAE_Li_Battery_8hr_52 | Reliability_Capacity_In_Model_Year | 0.5
Los_Banos_500_230_offpeak | Southern_PGAE_Li_Battery_4hr_164 | Operational_New_Capacity_MW | -1 | Gates_TB_12_SSN | Southern_PGAE_Li_Battery_8hr_61 | Reliability_Capacity_In_Model_Year | 0.5
Los_Banos_500_230_offpeak | Southern_PGAE_Li_Battery_4hr_165 | Operational_New_Capacity_MW | -1 | Gates_TB_12_SSN | Southern_PGAE_Li_Battery_8hr_69 | Reliability_Capacity_In_Model_Year | 0.5
Los_Banos_500_230_offpeak | Northern_California_Li_Battery_4hr_166 | Operational_New_Capacity_MW | -1 | Gates_TB_12_SSN | Southern_PGAE_Li_Battery_8hr_72 | Reliability_Capacity_In_Model_Year | 0.5
Los_Banos_500_230_offpeak | Southern_PGAE_Li_Battery_4hr_168 | Operational_New_Capacity_MW | -1 | Gates_TB_12_SSN | Southern_PGAE_Li_Battery_8hr_74 | Reliability_Capacity_In_Model_Year | 0.5
Los_Banos_500_230_offpeak | Southern_PGAE_Li_Battery_4hr_169 | Operational_New_Capacity_MW | -1 | Gates_TB_12_SSN | Southern_PGAE_Li_Battery_8hr_75 | Reliability_Capacity_In_Model_Year | 0.5
Los_Banos_500_230_offpeak | Southern_PGAE_Li_Battery_4hr_170 | Operational_New_Capacity_MW | -1 | Gates_TB_12_SSN | Southern_PGAE_Li_Battery_8hr_79 | Reliability_Capacity_In_Model_Year | 0.5
Los_Banos_500_230_offpeak | Southern_PGAE_Li_Battery_4hr_174 | Operational_New_Capacity_MW | -1 | Gates_TB_12_SSN | Southern_PGAE_Li_Battery_8hr_93 | Reliability_Capacity_In_Model_Year | 0.5
Los_Banos_500_230_offpeak | Southern_PGAE_Li_Battery_4hr_176 | Operational_New_Capacity_MW | -1 | Gates_TB_12_SSN | Southern_PGAE_Li_Battery_8hr_98 | Reliability_Capacity_In_Model_Year | 0.5
Los_Banos_500_230_offpeak | Southern_PGAE_Li_Battery_8hr_8 | Operational_New_Capacity_MW | -1 | Gates_TB_12_SSN | Southern_PGAE_Li_Battery_8hr_102 | Reliability_Capacity_In_Model_Year | 0.5
Los_Banos_500_230_offpeak | Southern_PGAE_Li_Battery_8hr_34 | Operational_New_Capacity_MW | -1 | Gates_TB_12_SSN | Southern_PGAE_Li_Battery_8hr_109 | Reliability_Capacity_In_Model_Year | 0.5
Los_Banos_500_230_offpeak | Southern_PGAE_Li_Battery_8hr_49 | Operational_New_Capacity_MW | -1 | Gates_TB_12_SSN | Southern_PGAE_Li_Battery_8hr_117 | Reliability_Capacity_In_Model_Year | 0.5
Los_Banos_500_230_offpeak | Southern_PGAE_Li_Battery_8hr_69 | Operational_New_Capacity_MW | -1 | Gates_TB_12_SSN | Southern_PGAE_Li_Battery_8hr_118 | Reliability_Capacity_In_Model_Year | 0.5
Los_Banos_500_230_offpeak | Southern_PGAE_Li_Battery_8hr_72 | Operational_New_Capacity_MW | -1 | Gates_TB_12_SSN | Southern_PGAE_Li_Battery_8hr_124 | Reliability_Capacity_In_Model_Year | 0.5
Los_Banos_500_230_offpeak | Southern_PGAE_Li_Battery_8hr_93 | Operational_New_Capacity_MW | -1 | Gates_TB_12_SSN | Southern_PGAE_Li_Battery_8hr_139 | Reliability_Capacity_In_Model_Year | 0.5
Los_Banos_500_230_offpeak | Southern_PGAE_Li_Battery_8hr_99 | Operational_New_Capacity_MW | -1 | Gates_TB_12_SSN | Southern_PGAE_Li_Battery_8hr_140 | Reliability_Capacity_In_Model_Year | 0.5
Los_Banos_500_230_offpeak | Southern_PGAE_Li_Battery_8hr_109 | Operational_New_Capacity_MW | -1 | Gates_TB_12_SSN | Southern_PGAE_Li_Battery_8hr_151 | Reliability_Capacity_In_Model_Year | 0.5
Los_Banos_500_230_offpeak | Northern_California_Li_Battery_8hr_114 | Operational_New_Capacity_MW | -1 | Gates_TB_12_SSN | Southern_PGAE_Li_Battery_8hr_154 | Reliability_Capacity_In_Model_Year | 0.5
Los_Banos_500_230_offpeak | Southern_PGAE_Li_Battery_8hr_117 | Operational_New_Capacity_MW | -1 | Gates_TB_12_SSN | Southern_PGAE_Li_Battery_8hr_161 | Reliability_Capacity_In_Model_Year | 0.5
Los_Banos_500_230_offpeak | Southern_PGAE_Li_Battery_8hr_124 | Operational_New_Capacity_MW | -1 | Gates_TB_12_SSN | Southern_PGAE_Li_Battery_8hr_162 | Reliability_Capacity_In_Model_Year | 0.5
Los_Banos_500_230_offpeak | Northern_California_Li_Battery_8hr_138 | Operational_New_Capacity_MW | -1 | Gates_TB_12_SSN | Southern_PGAE_Li_Battery_8hr_163 | Reliability_Capacity_In_Model_Year | 0.5
Los_Banos_500_230_offpeak | Southern_PGAE_Li_Battery_8hr_139 | Operational_New_Capacity_MW | -1 | Gates_TB_12_SSN | Southern_PGAE_Li_Battery_8hr_164 | Reliability_Capacity_In_Model_Year | 0.5
Los_Banos_500_230_offpeak | Southern_PGAE_Li_Battery_8hr_140 | Operational_New_Capacity_MW | -1 | Gates_TB_12_SSN | Southern_PGAE_Li_Battery_8hr_165 | Reliability_Capacity_In_Model_Year | 0.5
Los_Banos_500_230_offpeak | Southern_PGAE_Li_Battery_8hr_151 | Operational_New_Capacity_MW | -1 | Gates_TB_12_SSN | Northern_California_Li_Battery_8hr_166 | Reliability_Capacity_In_Model_Year | 0.5
Los_Banos_500_230_offpeak | Southern_PGAE_Li_Battery_8hr_154 | Operational_New_Capacity_MW | -1 | Gates_TB_12_SSN | Southern_PGAE_Li_Battery_8hr_168 | Reliability_Capacity_In_Model_Year | 0.5
Los_Banos_500_230_offpeak | Southern_PGAE_Li_Battery_8hr_161 | Operational_New_Capacity_MW | -1 | Gates_TB_12_SSN | Southern_PGAE_Li_Battery_8hr_169 | Reliability_Capacity_In_Model_Year | 0.5
Los_Banos_500_230_offpeak | Southern_PGAE_Li_Battery_8hr_162 | Operational_New_Capacity_MW | -1 | Gates_TB_12_SSN | Southern_PGAE_Li_Battery_8hr_170 | Reliability_Capacity_In_Model_Year | 0.5
Los_Banos_500_230_offpeak | Southern_PGAE_Li_Battery_8hr_163 | Operational_New_Capacity_MW | -1 | Gates_TB_12_SSN | Southern_PGAE_Li_Battery_8hr_174 | Reliability_Capacity_In_Model_Year | 0.5
Los_Banos_500_230_offpeak | Southern_PGAE_Li_Battery_8hr_164 | Operational_New_Capacity_MW | -1 | Gates_TB_12_SSN | Southern_PGAE_Li_Battery_8hr_176 | Reliability_Capacity_In_Model_Year | 0.5
Los_Banos_500_230_offpeak | Southern_PGAE_Li_Battery_8hr_165 | Operational_New_Capacity_MW | -1 | Gates_TB_12_SSN | Central_Valley_North_Los_Banos_Wind_154 | Reliability_Capacity_In_Model_Year | 0.163
Los_Banos_500_230_offpeak | Northern_California_Li_Battery_8hr_166 | Operational_New_Capacity_MW | -1 | Gates_TB_12_SSN | Central_Valley_North_Los_Banos_Wind_162 | Reliability_Capacity_In_Model_Year | 0.163
Los_Banos_500_230_offpeak | Southern_PGAE_Li_Battery_8hr_168 | Operational_New_Capacity_MW | -1 | Gates_TB_12_SSN | Northern_California_Solar_166 | Reliability_Capacity_In_Model_Year | 0.556
Los_Banos_500_230_offpeak | Southern_PGAE_Li_Battery_8hr_169 | Operational_New_Capacity_MW | -1 | Gates_TB_12_SSN | Southern_PGAE_Solar_23 | Reliability_Capacity_In_Model_Year | 0.556
Los_Banos_500_230_offpeak | Southern_PGAE_Li_Battery_8hr_170 | Operational_New_Capacity_MW | -1 | Gates_TB_12_SSN | Southern_PGAE_Solar_24 | Reliability_Capacity_In_Model_Year | 0.556
Los_Banos_500_230_offpeak | Southern_PGAE_Li_Battery_8hr_174 | Operational_New_Capacity_MW | -1 | Gates_TB_12_SSN | Southern_PGAE_Solar_33 | Reliability_Capacity_In_Model_Year | 0.556
Los_Banos_500_230_offpeak | Southern_PGAE_Li_Battery_8hr_176 | Operational_New_Capacity_MW | -1 | Gates_TB_12_SSN | Southern_PGAE_Solar_34 | Reliability_Capacity_In_Model_Year | 0.556
Los_Banos_500_230_offpeak | Central_Valley_North_Los_Banos_Wind_154 | Operational_New_Capacity_MW | 0.44 | Gates_TB_12_SSN | Southern_PGAE_Solar_45 | Reliability_Capacity_In_Model_Year | 0.556
Los_Banos_500_230_offpeak | Central_Valley_North_Los_Banos_Wind_162 | Operational_New_Capacity_MW | 0.44 | Gates_TB_12_SSN | Southern_PGAE_Solar_46 | Reliability_Capacity_In_Model_Year | 0.556
Los_Banos_500_230_offpeak | Northern_California_Solar_114 | Operational_New_Capacity_MW | 0.79 | Gates_TB_12_SSN | Southern_PGAE_Solar_49 | Reliability_Capacity_In_Model_Year | 0.556
Los_Banos_500_230_offpeak | Northern_California_Solar_138 | Operational_New_Capacity_MW | 0.79 | Gates_TB_12_SSN | Southern_PGAE_Solar_52 | Reliability_Capacity_In_Model_Year | 0.556
Los_Banos_500_230_offpeak | Northern_California_Solar_166 | Operational_New_Capacity_MW | 0.79 | Gates_TB_12_SSN | Southern_PGAE_Solar_61 | Reliability_Capacity_In_Model_Year | 0.556
Los_Banos_500_230_offpeak | Southern_PGAE_Solar_8 | Operational_New_Capacity_MW | 0.79 | Gates_TB_12_SSN | Southern_PGAE_Solar_69 | Reliability_Capacity_In_Model_Year | 0.556
Los_Banos_500_230_offpeak | Southern_PGAE_Solar_34 | Operational_New_Capacity_MW | 0.79 | Gates_TB_12_SSN | Southern_PGAE_Solar_72 | Reliability_Capacity_In_Model_Year | 0.556
Los_Banos_500_230_offpeak | Southern_PGAE_Solar_49 | Operational_New_Capacity_MW | 0.79 | Gates_TB_12_SSN | Southern_PGAE_Solar_74 | Reliability_Capacity_In_Model_Year | 0.556
Los_Banos_500_230_offpeak | Southern_PGAE_Solar_69 | Operational_New_Capacity_MW | 0.79 | Gates_TB_12_SSN | Southern_PGAE_Solar_75 | Reliability_Capacity_In_Model_Year | 0.556
Los_Banos_500_230_offpeak | Southern_PGAE_Solar_72 | Operational_New_Capacity_MW | 0.79 | Gates_TB_12_SSN | Southern_PGAE_Solar_79 | Reliability_Capacity_In_Model_Year | 0.556
Los_Banos_500_230_offpeak | Southern_PGAE_Solar_93 | Operational_New_Capacity_MW | 0.79 | Gates_TB_12_SSN | Southern_PGAE_Solar_93 | Reliability_Capacity_In_Model_Year | 0.556
Los_Banos_500_230_offpeak | Southern_PGAE_Solar_99 | Operational_New_Capacity_MW | 0.79 | Gates_TB_12_SSN | Southern_PGAE_Solar_98 | Reliability_Capacity_In_Model_Year | 0.556
Los_Banos_500_230_offpeak | Southern_PGAE_Solar_109 | Operational_New_Capacity_MW | 0.79 | Gates_TB_12_SSN | Southern_PGAE_Solar_102 | Reliability_Capacity_In_Model_Year | 0.556
Los_Banos_500_230_offpeak | Southern_PGAE_Solar_117 | Operational_New_Capacity_MW | 0.79 | Gates_TB_12_SSN | Southern_PGAE_Solar_109 | Reliability_Capacity_In_Model_Year | 0.556
Los_Banos_500_230_offpeak | Southern_PGAE_Solar_124 | Operational_New_Capacity_MW | 0.79 | Gates_TB_12_SSN | Southern_PGAE_Solar_117 | Reliability_Capacity_In_Model_Year | 0.556
Los_Banos_500_230_offpeak | Southern_PGAE_Solar_139 | Operational_New_Capacity_MW | 0.79 | Gates_TB_12_SSN | Southern_PGAE_Solar_118 | Reliability_Capacity_In_Model_Year | 0.556
Los_Banos_500_230_offpeak | Southern_PGAE_Solar_140 | Operational_New_Capacity_MW | 0.79 | Gates_TB_12_SSN | Southern_PGAE_Solar_124 | Reliability_Capacity_In_Model_Year | 0.556
Los_Banos_500_230_offpeak | Southern_PGAE_Solar_151 | Operational_New_Capacity_MW | 0.79 | Gates_TB_12_SSN | Southern_PGAE_Solar_139 | Reliability_Capacity_In_Model_Year | 0.556
Los_Banos_500_230_offpeak | Southern_PGAE_Solar_154 | Operational_New_Capacity_MW | 0.79 | Gates_TB_12_SSN | Southern_PGAE_Solar_140 | Reliability_Capacity_In_Model_Year | 0.556
Los_Banos_500_230_offpeak | Southern_PGAE_Solar_161 | Operational_New_Capacity_MW | 0.79 | Gates_TB_12_SSN | Southern_PGAE_Solar_151 | Reliability_Capacity_In_Model_Year | 0.556
Los_Banos_500_230_offpeak | Southern_PGAE_Solar_162 | Operational_New_Capacity_MW | 0.79 | Gates_TB_12_SSN | Southern_PGAE_Solar_154 | Reliability_Capacity_In_Model_Year | 0.556
Los_Banos_500_230_offpeak | Southern_PGAE_Solar_163 | Operational_New_Capacity_MW | 0.79 | Gates_TB_12_SSN | Southern_PGAE_Solar_161 | Reliability_Capacity_In_Model_Year | 0.556
Los_Banos_500_230_offpeak | Southern_PGAE_Solar_164 | Operational_New_Capacity_MW | 0.79 | Gates_TB_12_SSN | Southern_PGAE_Solar_162 | Reliability_Capacity_In_Model_Year | 0.556
Los_Banos_500_230_offpeak | Southern_PGAE_Solar_165 | Operational_New_Capacity_MW | 0.79 | Gates_TB_12_SSN | Southern_PGAE_Solar_163 | Reliability_Capacity_In_Model_Year | 0.556
Los_Banos_500_230_offpeak | Southern_PGAE_Solar_168 | Operational_New_Capacity_MW | 0.79 | Gates_TB_12_SSN | Southern_PGAE_Solar_164 | Reliability_Capacity_In_Model_Year | 0.556
Los_Banos_500_230_offpeak | Southern_PGAE_Solar_169 | Operational_New_Capacity_MW | 0.79 | Gates_TB_12_SSN | Southern_PGAE_Solar_165 | Reliability_Capacity_In_Model_Year | 0.556
Los_Banos_500_230_offpeak | Southern_PGAE_Solar_170 | Operational_New_Capacity_MW | 0.79 | Gates_TB_12_SSN | Southern_PGAE_Solar_168 | Reliability_Capacity_In_Model_Year | 0.556
Los_Banos_500_230_offpeak | Southern_PGAE_Solar_174 | Operational_New_Capacity_MW | 0.79 | Gates_TB_12_SSN | Southern_PGAE_Solar_169 | Reliability_Capacity_In_Model_Year | 0.556
Los_Banos_500_230_offpeak | Southern_PGAE_Solar_176 | Operational_New_Capacity_MW | 0.79 | Gates_TB_12_SSN | Southern_PGAE_Solar_170 | Reliability_Capacity_In_Model_Year | 0.556
Los_Banos_500_230_offpeak | Manning_500_group | Operational_New_Capacity_MW | -0.081525 | Gates_TB_12_SSN | Southern_PGAE_Solar_174 | Reliability_Capacity_In_Model_Year | 0.556
Los_Banos_500_230_SSN | Southern_PGAE_Flow_Battery_8 | Reliability_Capacity_In_Model_Year | 0.5 | Gates_TB_12_SSN | Southern_PGAE_Solar_176 | Reliability_Capacity_In_Model_Year | 0.556
Los_Banos_500_230_SSN | Southern_PGAE_Flow_Battery_34 | Reliability_Capacity_In_Model_Year | 0.5 | Gates_Panoche_SSN | Southern_PGAE_Flow_Battery_3 | Reliability_Capacity_In_Model_Year | 0.5
Los_Banos_500_230_SSN | Southern_PGAE_Flow_Battery_49 | Reliability_Capacity_In_Model_Year | 0.5 | Gates_Panoche_SSN | Southern_PGAE_Flow_Battery_22 | Reliability_Capacity_In_Model_Year | 0.5
Los_Banos_500_230_SSN | Southern_PGAE_Flow_Battery_69 | Reliability_Capacity_In_Model_Year | 0.5 | Gates_Panoche_SSN | Southern_PGAE_Flow_Battery_24 | Reliability_Capacity_In_Model_Year | 0.5
Los_Banos_500_230_SSN | Southern_PGAE_Flow_Battery_72 | Reliability_Capacity_In_Model_Year | 0.5 | Gates_Panoche_SSN | Southern_PGAE_Flow_Battery_27 | Reliability_Capacity_In_Model_Year | 0.5
Los_Banos_500_230_SSN | Southern_PGAE_Flow_Battery_93 | Reliability_Capacity_In_Model_Year | 0.5 | Gates_Panoche_SSN | Southern_PGAE_Flow_Battery_33 | Reliability_Capacity_In_Model_Year | 0.5
Los_Banos_500_230_SSN | Southern_PGAE_Flow_Battery_99 | Reliability_Capacity_In_Model_Year | 0.5 | Gates_Panoche_SSN | Southern_PGAE_Flow_Battery_34 | Reliability_Capacity_In_Model_Year | 0.5
Los_Banos_500_230_SSN | Southern_PGAE_Flow_Battery_109 | Reliability_Capacity_In_Model_Year | 0.5 | Gates_Panoche_SSN | Southern_PGAE_Flow_Battery_39 | Reliability_Capacity_In_Model_Year | 0.5
Los_Banos_500_230_SSN | Northern_California_Flow_Battery_114 | Reliability_Capacity_In_Model_Year | 0.5 | Gates_Panoche_SSN | Southern_PGAE_Flow_Battery_45 | Reliability_Capacity_In_Model_Year | 0.5
Los_Banos_500_230_SSN | Southern_PGAE_Flow_Battery_117 | Reliability_Capacity_In_Model_Year | 0.5 | Gates_Panoche_SSN | Southern_PGAE_Flow_Battery_49 | Reliability_Capacity_In_Model_Year | 0.5
Los_Banos_500_230_SSN | Southern_PGAE_Flow_Battery_124 | Reliability_Capacity_In_Model_Year | 0.5 | Gates_Panoche_SSN | Southern_PGAE_Flow_Battery_61 | Reliability_Capacity_In_Model_Year | 0.5
Los_Banos_500_230_SSN | Northern_California_Flow_Battery_138 | Reliability_Capacity_In_Model_Year | 0.5 | Gates_Panoche_SSN | Southern_PGAE_Flow_Battery_93 | Reliability_Capacity_In_Model_Year | 0.5
Los_Banos_500_230_SSN | Southern_PGAE_Flow_Battery_139 | Reliability_Capacity_In_Model_Year | 0.5 | Gates_Panoche_SSN | Southern_PGAE_Flow_Battery_109 | Reliability_Capacity_In_Model_Year | 0.5
Los_Banos_500_230_SSN | Southern_PGAE_Flow_Battery_140 | Reliability_Capacity_In_Model_Year | 0.5 | Gates_Panoche_SSN | Southern_PGAE_Li_Battery_4hr_3 | Reliability_Capacity_In_Model_Year | 0.5
Los_Banos_500_230_SSN | Southern_PGAE_Flow_Battery_151 | Reliability_Capacity_In_Model_Year | 0.5 | Gates_Panoche_SSN | Southern_PGAE_Li_Battery_4hr_22 | Reliability_Capacity_In_Model_Year | 0.5
Los_Banos_500_230_SSN | Southern_PGAE_Flow_Battery_154 | Reliability_Capacity_In_Model_Year | 0.5 | Gates_Panoche_SSN | Southern_PGAE_Li_Battery_4hr_24 | Reliability_Capacity_In_Model_Year | 0.5
Los_Banos_500_230_SSN | Southern_PGAE_Flow_Battery_161 | Reliability_Capacity_In_Model_Year | 0.5 | Gates_Panoche_SSN | Southern_PGAE_Li_Battery_4hr_27 | Reliability_Capacity_In_Model_Year | 0.5
Los_Banos_500_230_SSN | Southern_PGAE_Flow_Battery_162 | Reliability_Capacity_In_Model_Year | 0.5 | Gates_Panoche_SSN | Southern_PGAE_Li_Battery_4hr_33 | Reliability_Capacity_In_Model_Year | 0.5
Los_Banos_500_230_SSN | Southern_PGAE_Flow_Battery_163 | Reliability_Capacity_In_Model_Year | 0.5 | Gates_Panoche_SSN | Southern_PGAE_Li_Battery_4hr_34 | Reliability_Capacity_In_Model_Year | 0.5
Los_Banos_500_230_SSN | Southern_PGAE_Flow_Battery_164 | Reliability_Capacity_In_Model_Year | 0.5 | Gates_Panoche_SSN | Southern_PGAE_Li_Battery_4hr_39 | Reliability_Capacity_In_Model_Year | 0.5
Los_Banos_500_230_SSN | Southern_PGAE_Flow_Battery_165 | Reliability_Capacity_In_Model_Year | 0.5 | Gates_Panoche_SSN | Southern_PGAE_Li_Battery_4hr_45 | Reliability_Capacity_In_Model_Year | 0.5
Los_Banos_500_230_SSN | Northern_California_Flow_Battery_166 | Reliability_Capacity_In_Model_Year | 0.5 | Gates_Panoche_SSN | Southern_PGAE_Li_Battery_4hr_49 | Reliability_Capacity_In_Model_Year | 0.5
Los_Banos_500_230_SSN | Southern_PGAE_Flow_Battery_168 | Reliability_Capacity_In_Model_Year | 0.5 | Gates_Panoche_SSN | Southern_PGAE_Li_Battery_4hr_61 | Reliability_Capacity_In_Model_Year | 0.5
Los_Banos_500_230_SSN | Southern_PGAE_Flow_Battery_169 | Reliability_Capacity_In_Model_Year | 0.5 | Gates_Panoche_SSN | Southern_PGAE_Li_Battery_4hr_93 | Reliability_Capacity_In_Model_Year | 0.5
Los_Banos_500_230_SSN | Southern_PGAE_Flow_Battery_170 | Reliability_Capacity_In_Model_Year | 0.5 | Gates_Panoche_SSN | Southern_PGAE_Li_Battery_4hr_109 | Reliability_Capacity_In_Model_Year | 0.5
Los_Banos_500_230_SSN | Southern_PGAE_Flow_Battery_174 | Reliability_Capacity_In_Model_Year | 0.5 | Gates_Panoche_SSN | Southern_PGAE_Li_Battery_8hr_3 | Reliability_Capacity_In_Model_Year | 0.5
Los_Banos_500_230_SSN | Southern_PGAE_Flow_Battery_176 | Reliability_Capacity_In_Model_Year | 0.5 | Gates_Panoche_SSN | Southern_PGAE_Li_Battery_8hr_22 | Reliability_Capacity_In_Model_Year | 0.5
Los_Banos_500_230_SSN | Southern_PGAE_Li_Battery_4hr_8 | Reliability_Capacity_In_Model_Year | 0.5 | Gates_Panoche_SSN | Southern_PGAE_Li_Battery_8hr_24 | Reliability_Capacity_In_Model_Year | 0.5
Los_Banos_500_230_SSN | Southern_PGAE_Li_Battery_4hr_34 | Reliability_Capacity_In_Model_Year | 0.5 | Gates_Panoche_SSN | Southern_PGAE_Li_Battery_8hr_27 | Reliability_Capacity_In_Model_Year | 0.5
Los_Banos_500_230_SSN | Southern_PGAE_Li_Battery_4hr_49 | Reliability_Capacity_In_Model_Year | 0.5 | Gates_Panoche_SSN | Southern_PGAE_Li_Battery_8hr_33 | Reliability_Capacity_In_Model_Year | 0.5
Los_Banos_500_230_SSN | Southern_PGAE_Li_Battery_4hr_69 | Reliability_Capacity_In_Model_Year | 0.5 | Gates_Panoche_SSN | Southern_PGAE_Li_Battery_8hr_34 | Reliability_Capacity_In_Model_Year | 0.5
Los_Banos_500_230_SSN | Southern_PGAE_Li_Battery_4hr_72 | Reliability_Capacity_In_Model_Year | 0.5 | Gates_Panoche_SSN | Southern_PGAE_Li_Battery_8hr_39 | Reliability_Capacity_In_Model_Year | 0.5
Los_Banos_500_230_SSN | Southern_PGAE_Li_Battery_4hr_93 | Reliability_Capacity_In_Model_Year | 0.5 | Gates_Panoche_SSN | Southern_PGAE_Li_Battery_8hr_45 | Reliability_Capacity_In_Model_Year | 0.5
Los_Banos_500_230_SSN | Southern_PGAE_Li_Battery_4hr_99 | Reliability_Capacity_In_Model_Year | 0.5 | Gates_Panoche_SSN | Southern_PGAE_Li_Battery_8hr_49 | Reliability_Capacity_In_Model_Year | 0.5
Los_Banos_500_230_SSN | Southern_PGAE_Li_Battery_4hr_109 | Reliability_Capacity_In_Model_Year | 0.5 | Gates_Panoche_SSN | Southern_PGAE_Li_Battery_8hr_61 | Reliability_Capacity_In_Model_Year | 0.5
Los_Banos_500_230_SSN | Northern_California_Li_Battery_4hr_114 | Reliability_Capacity_In_Model_Year | 0.5 | Gates_Panoche_SSN | Southern_PGAE_Li_Battery_8hr_93 | Reliability_Capacity_In_Model_Year | 0.5
Los_Banos_500_230_SSN | Southern_PGAE_Li_Battery_4hr_117 | Reliability_Capacity_In_Model_Year | 0.5 | Gates_Panoche_SSN | Southern_PGAE_Li_Battery_8hr_109 | Reliability_Capacity_In_Model_Year | 0.5
Los_Banos_500_230_SSN | Southern_PGAE_Li_Battery_4hr_124 | Reliability_Capacity_In_Model_Year | 0.5 | Gates_Panoche_SSN | Morro_Bay_Offshore_Wind_Asset | Reliability_Capacity_In_Model_Year | 0.49
Los_Banos_500_230_SSN | Northern_California_Li_Battery_4hr_138 | Reliability_Capacity_In_Model_Year | 0.5 | Gates_Panoche_SSN | Southern_PGAE_Solar_3 | Reliability_Capacity_In_Model_Year | 0.556
Los_Banos_500_230_SSN | Southern_PGAE_Li_Battery_4hr_139 | Reliability_Capacity_In_Model_Year | 0.5 | Gates_Panoche_SSN | Southern_PGAE_Solar_22 | Reliability_Capacity_In_Model_Year | 0.556
Los_Banos_500_230_SSN | Southern_PGAE_Li_Battery_4hr_140 | Reliability_Capacity_In_Model_Year | 0.5 | Gates_Panoche_SSN | Southern_PGAE_Solar_24 | Reliability_Capacity_In_Model_Year | 0.556
Los_Banos_500_230_SSN | Southern_PGAE_Li_Battery_4hr_151 | Reliability_Capacity_In_Model_Year | 0.5 | Gates_Panoche_SSN | Southern_PGAE_Solar_27 | Reliability_Capacity_In_Model_Year | 0.556
Los_Banos_500_230_SSN | Southern_PGAE_Li_Battery_4hr_154 | Reliability_Capacity_In_Model_Year | 0.5 | Gates_Panoche_SSN | Southern_PGAE_Solar_33 | Reliability_Capacity_In_Model_Year | 0.556
Los_Banos_500_230_SSN | Southern_PGAE_Li_Battery_4hr_161 | Reliability_Capacity_In_Model_Year | 0.5 | Gates_Panoche_SSN | Southern_PGAE_Solar_34 | Reliability_Capacity_In_Model_Year | 0.556
Los_Banos_500_230_SSN | Southern_PGAE_Li_Battery_4hr_162 | Reliability_Capacity_In_Model_Year | 0.5 | Gates_Panoche_SSN | Southern_PGAE_Solar_39 | Reliability_Capacity_In_Model_Year | 0.556
Los_Banos_500_230_SSN | Southern_PGAE_Li_Battery_4hr_163 | Reliability_Capacity_In_Model_Year | 0.5 | Gates_Panoche_SSN | Southern_PGAE_Solar_45 | Reliability_Capacity_In_Model_Year | 0.556
Los_Banos_500_230_SSN | Southern_PGAE_Li_Battery_4hr_164 | Reliability_Capacity_In_Model_Year | 0.5 | Gates_Panoche_SSN | Southern_PGAE_Solar_49 | Reliability_Capacity_In_Model_Year | 0.556
Los_Banos_500_230_SSN | Southern_PGAE_Li_Battery_4hr_165 | Reliability_Capacity_In_Model_Year | 0.5 | Gates_Panoche_SSN | Southern_PGAE_Solar_61 | Reliability_Capacity_In_Model_Year | 0.556
Los_Banos_500_230_SSN | Northern_California_Li_Battery_4hr_166 | Reliability_Capacity_In_Model_Year | 0.5 | Gates_Panoche_SSN | Southern_PGAE_Solar_93 | Reliability_Capacity_In_Model_Year | 0.556
Los_Banos_500_230_SSN | Southern_PGAE_Li_Battery_4hr_168 | Reliability_Capacity_In_Model_Year | 0.5 | Gates_Panoche_SSN | Southern_PGAE_Solar_109 | Reliability_Capacity_In_Model_Year | 0.556
Los_Banos_500_230_SSN | Southern_PGAE_Li_Battery_4hr_169 | Reliability_Capacity_In_Model_Year | 0.5 | GLW_230_SSN | Southern_NV_Eldorado_Flow_Battery_15 | Reliability_Capacity_In_Model_Year | 0.5
Los_Banos_500_230_SSN | Southern_PGAE_Li_Battery_4hr_170 | Reliability_Capacity_In_Model_Year | 0.5 | GLW_230_SSN | Southern_NV_Eldorado_Flow_Battery_40 | Reliability_Capacity_In_Model_Year | 0.5
Los_Banos_500_230_SSN | Southern_PGAE_Li_Battery_4hr_174 | Reliability_Capacity_In_Model_Year | 0.5 | GLW_230_SSN | Southern_NV_Eldorado_Flow_Battery_42 | Reliability_Capacity_In_Model_Year | 0.5
Los_Banos_500_230_SSN | Southern_PGAE_Li_Battery_4hr_176 | Reliability_Capacity_In_Model_Year | 0.5 | GLW_230_SSN | Southern_NV_Eldorado_Li_Battery_4hr_15 | Reliability_Capacity_In_Model_Year | 0.5
Los_Banos_500_230_SSN | Southern_PGAE_Li_Battery_8hr_8 | Reliability_Capacity_In_Model_Year | 0.5 | GLW_230_SSN | Southern_NV_Eldorado_Li_Battery_4hr_40 | Reliability_Capacity_In_Model_Year | 0.5
Los_Banos_500_230_SSN | Southern_PGAE_Li_Battery_8hr_34 | Reliability_Capacity_In_Model_Year | 0.5 | GLW_230_SSN | Southern_NV_Eldorado_Li_Battery_4hr_42 | Reliability_Capacity_In_Model_Year | 0.5
Los_Banos_500_230_SSN | Southern_PGAE_Li_Battery_8hr_49 | Reliability_Capacity_In_Model_Year | 0.5 | GLW_230_SSN | Southern_NV_Eldorado_Li_Battery_8hr_15 | Reliability_Capacity_In_Model_Year | 0.5
Los_Banos_500_230_SSN | Southern_PGAE_Li_Battery_8hr_69 | Reliability_Capacity_In_Model_Year | 0.5 | GLW_230_SSN | Southern_NV_Eldorado_Li_Battery_8hr_40 | Reliability_Capacity_In_Model_Year | 0.5
Los_Banos_500_230_SSN | Southern_PGAE_Li_Battery_8hr_72 | Reliability_Capacity_In_Model_Year | 0.5 | GLW_230_SSN | Southern_NV_Eldorado_Li_Battery_8hr_42 | Reliability_Capacity_In_Model_Year | 0.5
Los_Banos_500_230_SSN | Southern_PGAE_Li_Battery_8hr_93 | Reliability_Capacity_In_Model_Year | 0.5 | GLW_230_SSN | Central_Nevada_Geothermal_42 | Reliability_Capacity_In_Model_Year | 1
Los_Banos_500_230_SSN | Southern_PGAE_Li_Battery_8hr_99 | Reliability_Capacity_In_Model_Year | 0.5 | GLW_230_SSN | Southern_NV_Eldorado_Solar_15 | Reliability_Capacity_In_Model_Year | 0.427
Los_Banos_500_230_SSN | Southern_PGAE_Li_Battery_8hr_109 | Reliability_Capacity_In_Model_Year | 0.5 | GLW_230_SSN | Southern_NV_Eldorado_Solar_40 | Reliability_Capacity_In_Model_Year | 0.427
Los_Banos_500_230_SSN | Northern_California_Li_Battery_8hr_114 | Reliability_Capacity_In_Model_Year | 0.5 | GLW_230_SSN | Southern_NV_Eldorado_Solar_42 | Reliability_Capacity_In_Model_Year | 0.427
Los_Banos_500_230_SSN | Southern_PGAE_Li_Battery_8hr_117 | Reliability_Capacity_In_Model_Year | 0.5 | GLW_230_SSN | Southern_NV_Eldorado_Wind_15 | Reliability_Capacity_In_Model_Year | 0.208
Los_Banos_500_230_SSN | Southern_PGAE_Li_Battery_8hr_124 | Reliability_Capacity_In_Model_Year | 0.5 | Grant_Eastshore_2_SSN | Northern_California_Flow_Battery_121 | Reliability_Capacity_In_Model_Year | 0.5
Los_Banos_500_230_SSN | Northern_California_Li_Battery_8hr_138 | Reliability_Capacity_In_Model_Year | 0.5 | Grant_Eastshore_2_SSN | Northern_California_Li_Battery_4hr_121 | Reliability_Capacity_In_Model_Year | 0.5
Los_Banos_500_230_SSN | Southern_PGAE_Li_Battery_8hr_139 | Reliability_Capacity_In_Model_Year | 0.5 | Grant_Eastshore_2_SSN | Northern_California_Li_Battery_8hr_121 | Reliability_Capacity_In_Model_Year | 0.5
Los_Banos_500_230_SSN | Southern_PGAE_Li_Battery_8hr_140 | Reliability_Capacity_In_Model_Year | 0.5 | Grant_Eastshore_2_SSN | Northern_California_Solar_121 | Reliability_Capacity_In_Model_Year | 0.556
Los_Banos_500_230_SSN | Southern_PGAE_Li_Battery_8hr_151 | Reliability_Capacity_In_Model_Year | 0.5 | Hinson_Del_Amo_SSN | Greater_LA_Flow_Battery_30 | Reliability_Capacity_In_Model_Year | 0.5
Los_Banos_500_230_SSN | Southern_PGAE_Li_Battery_8hr_154 | Reliability_Capacity_In_Model_Year | 0.5 | Hinson_Del_Amo_SSN | Greater_LA_Li_Battery_4hr_30 | Reliability_Capacity_In_Model_Year | 0.5
Los_Banos_500_230_SSN | Southern_PGAE_Li_Battery_8hr_161 | Reliability_Capacity_In_Model_Year | 0.5 | Hinson_Del_Amo_SSN | Greater_LA_Li_Battery_8hr_30 | Reliability_Capacity_In_Model_Year | 0.5
Los_Banos_500_230_SSN | Southern_PGAE_Li_Battery_8hr_162 | Reliability_Capacity_In_Model_Year | 0.5 | Hinson_Del_Amo_SSN | Greater_LA_Solar_30 | Reliability_Capacity_In_Model_Year | 0.427
Los_Banos_500_230_SSN | Southern_PGAE_Li_Battery_8hr_163 | Reliability_Capacity_In_Model_Year | 0.5 | Humboldt_Offshore_Line_SSN | Humboldt_Bay_Offshore_Wind_Asset | Reliability_Capacity_In_Model_Year | 0.53
Los_Banos_500_230_SSN | Southern_PGAE_Li_Battery_8hr_164 | Reliability_Capacity_In_Model_Year | 0.5 | Internal_San_Diego_SSN | Baja_California_Wind_133 | Reliability_Capacity_In_Model_Year | 0.112
Los_Banos_500_230_SSN | Southern_PGAE_Li_Battery_8hr_165 | Reliability_Capacity_In_Model_Year | 0.5 | Internal_San_Diego_SSN | Greater_Imperial_Flow_Battery_20 | Reliability_Capacity_In_Model_Year | 0.5
Los_Banos_500_230_SSN | Northern_California_Li_Battery_8hr_166 | Reliability_Capacity_In_Model_Year | 0.5 | Internal_San_Diego_SSN | Greater_Imperial_Flow_Battery_108 | Reliability_Capacity_In_Model_Year | 0.5
Los_Banos_500_230_SSN | Southern_PGAE_Li_Battery_8hr_168 | Reliability_Capacity_In_Model_Year | 0.5 | Internal_San_Diego_SSN | Greater_Imperial_Flow_Battery_133 | Reliability_Capacity_In_Model_Year | 0.5
Los_Banos_500_230_SSN | Southern_PGAE_Li_Battery_8hr_169 | Reliability_Capacity_In_Model_Year | 0.5 | Internal_San_Diego_SSN | Greater_Imperial_Li_Battery_4hr_20 | Reliability_Capacity_In_Model_Year | 0.5
Los_Banos_500_230_SSN | Southern_PGAE_Li_Battery_8hr_170 | Reliability_Capacity_In_Model_Year | 0.5 | Internal_San_Diego_SSN | Greater_Imperial_Li_Battery_4hr_108 | Reliability_Capacity_In_Model_Year | 0.5
Los_Banos_500_230_SSN | Southern_PGAE_Li_Battery_8hr_174 | Reliability_Capacity_In_Model_Year | 0.5 | Internal_San_Diego_SSN | Greater_Imperial_Li_Battery_4hr_133 | Reliability_Capacity_In_Model_Year | 0.5
Los_Banos_500_230_SSN | Southern_PGAE_Li_Battery_8hr_176 | Reliability_Capacity_In_Model_Year | 0.5 | Internal_San_Diego_SSN | Greater_Imperial_Li_Battery_8hr_20 | Reliability_Capacity_In_Model_Year | 0.5
Los_Banos_500_230_SSN | Central_Valley_North_Los_Banos_Wind_154 | Reliability_Capacity_In_Model_Year | 0.163 | Internal_San_Diego_SSN | Greater_Imperial_Li_Battery_8hr_108 | Reliability_Capacity_In_Model_Year | 0.5
Los_Banos_500_230_SSN | Central_Valley_North_Los_Banos_Wind_162 | Reliability_Capacity_In_Model_Year | 0.163 | Internal_San_Diego_SSN | Greater_Imperial_Li_Battery_8hr_133 | Reliability_Capacity_In_Model_Year | 0.5
Los_Banos_500_230_SSN | Northern_California_Solar_114 | Reliability_Capacity_In_Model_Year | 0.556 | Internal_San_Diego_SSN | San_Diego_Pumped_Storage_119 | Reliability_Capacity_In_Model_Year | 0.5
Los_Banos_500_230_SSN | Northern_California_Solar_138 | Reliability_Capacity_In_Model_Year | 0.556 | Internal_San_Diego_SSN | Greater_Imperial_Geothermal_20 | Reliability_Capacity_In_Model_Year | 1
Los_Banos_500_230_SSN | Northern_California_Solar_166 | Reliability_Capacity_In_Model_Year | 0.556 | Internal_San_Diego_SSN | Greater_Imperial_Solar_20 | Reliability_Capacity_In_Model_Year | 0.427
Los_Banos_500_230_SSN | Southern_PGAE_Solar_8 | Reliability_Capacity_In_Model_Year | 0.556 | Internal_San_Diego_SSN | Greater_Imperial_Solar_108 | Reliability_Capacity_In_Model_Year | 0.427
Los_Banos_500_230_SSN | Southern_PGAE_Solar_34 | Reliability_Capacity_In_Model_Year | 0.556 | Internal_San_Diego_SSN | Greater_Imperial_Solar_133 | Reliability_Capacity_In_Model_Year | 0.427
Los_Banos_500_230_SSN | Southern_PGAE_Solar_49 | Reliability_Capacity_In_Model_Year | 0.556 | Internal_San_Diego_SSN | Greater_Imperial_Wind_108 | Reliability_Capacity_In_Model_Year | 0.208
Los_Banos_500_230_SSN | Southern_PGAE_Solar_69 | Reliability_Capacity_In_Model_Year | 0.556 | Internal_San_Diego_SSN | Greater_Imperial_Biomass_20 | Reliability_Capacity_In_Model_Year | 1
Los_Banos_500_230_SSN | Southern_PGAE_Solar_72 | Reliability_Capacity_In_Model_Year | 0.556 | Jackson_Waukena_Corcoran_SSN | Southern_PGAE_Flow_Battery_148 | Reliability_Capacity_In_Model_Year | 0.5
Los_Banos_500_230_SSN | Southern_PGAE_Solar_93 | Reliability_Capacity_In_Model_Year | 0.556 | Jackson_Waukena_Corcoran_SSN | Southern_PGAE_Flow_Battery_181 | Reliability_Capacity_In_Model_Year | 0.5
Los_Banos_500_230_SSN | Southern_PGAE_Solar_99 | Reliability_Capacity_In_Model_Year | 0.556 | Jackson_Waukena_Corcoran_SSN | Southern_PGAE_Li_Battery_4hr_148 | Reliability_Capacity_In_Model_Year | 0.5
Los_Banos_500_230_SSN | Southern_PGAE_Solar_109 | Reliability_Capacity_In_Model_Year | 0.556 | Jackson_Waukena_Corcoran_SSN | Southern_PGAE_Li_Battery_4hr_181 | Reliability_Capacity_In_Model_Year | 0.5
Los_Banos_500_230_SSN | Southern_PGAE_Solar_117 | Reliability_Capacity_In_Model_Year | 0.556 | Jackson_Waukena_Corcoran_SSN | Southern_PGAE_Li_Battery_8hr_148 | Reliability_Capacity_In_Model_Year | 0.5
Los_Banos_500_230_SSN | Southern_PGAE_Solar_124 | Reliability_Capacity_In_Model_Year | 0.556 | Jackson_Waukena_Corcoran_SSN | Southern_PGAE_Li_Battery_8hr_181 | Reliability_Capacity_In_Model_Year | 0.5
Los_Banos_500_230_SSN | Southern_PGAE_Solar_139 | Reliability_Capacity_In_Model_Year | 0.556 | Jackson_Waukena_Corcoran_SSN | Southern_PGAE_Solar_148 | Reliability_Capacity_In_Model_Year | 0.556
Los_Banos_500_230_SSN | Southern_PGAE_Solar_140 | Reliability_Capacity_In_Model_Year | 0.556 | Jackson_Waukena_Corcoran_SSN | Southern_PGAE_Solar_181 | Reliability_Capacity_In_Model_Year | 0.556
Los_Banos_500_230_SSN | Southern_PGAE_Solar_151 | Reliability_Capacity_In_Model_Year | 0.556 | Kasson_Jct_Heinz_SSN | Northern_California_Flow_Battery_84 | Reliability_Capacity_In_Model_Year | 0.5
Los_Banos_500_230_SSN | Southern_PGAE_Solar_154 | Reliability_Capacity_In_Model_Year | 0.556 | Kasson_Jct_Heinz_SSN | Southern_PGAE_Flow_Battery_111 | Reliability_Capacity_In_Model_Year | 0.5
Los_Banos_500_230_SSN | Southern_PGAE_Solar_161 | Reliability_Capacity_In_Model_Year | 0.556 | Kasson_Jct_Heinz_SSN | Northern_California_Flow_Battery_135 | Reliability_Capacity_In_Model_Year | 0.5
Los_Banos_500_230_SSN | Southern_PGAE_Solar_162 | Reliability_Capacity_In_Model_Year | 0.556 | Kasson_Jct_Heinz_SSN | Northern_California_Flow_Battery_138 | Reliability_Capacity_In_Model_Year | 0.5
Los_Banos_500_230_SSN | Southern_PGAE_Solar_163 | Reliability_Capacity_In_Model_Year | 0.556 | Kasson_Jct_Heinz_SSN | Southern_PGAE_Flow_Battery_145 | Reliability_Capacity_In_Model_Year | 0.5
Los_Banos_500_230_SSN | Southern_PGAE_Solar_164 | Reliability_Capacity_In_Model_Year | 0.556 | Kasson_Jct_Heinz_SSN | Northern_California_Li_Battery_4hr_84 | Reliability_Capacity_In_Model_Year | 0.5
Los_Banos_500_230_SSN | Southern_PGAE_Solar_165 | Reliability_Capacity_In_Model_Year | 0.556 | Kasson_Jct_Heinz_SSN | Southern_PGAE_Li_Battery_4hr_111 | Reliability_Capacity_In_Model_Year | 0.5
Los_Banos_500_230_SSN | Southern_PGAE_Solar_168 | Reliability_Capacity_In_Model_Year | 0.556 | Kasson_Jct_Heinz_SSN | Northern_California_Li_Battery_4hr_135 | Reliability_Capacity_In_Model_Year | 0.5
Los_Banos_500_230_SSN | Southern_PGAE_Solar_169 | Reliability_Capacity_In_Model_Year | 0.556 | Kasson_Jct_Heinz_SSN | Northern_California_Li_Battery_4hr_138 | Reliability_Capacity_In_Model_Year | 0.5
Los_Banos_500_230_SSN | Southern_PGAE_Solar_170 | Reliability_Capacity_In_Model_Year | 0.556 | Kasson_Jct_Heinz_SSN | Southern_PGAE_Li_Battery_4hr_145 | Reliability_Capacity_In_Model_Year | 0.5
Los_Banos_500_230_SSN | Southern_PGAE_Solar_174 | Reliability_Capacity_In_Model_Year | 0.556 | Kasson_Jct_Heinz_SSN | Northern_California_Li_Battery_8hr_84 | Reliability_Capacity_In_Model_Year | 0.5
Los_Banos_500_230_SSN | Southern_PGAE_Solar_176 | Reliability_Capacity_In_Model_Year | 0.556 | Kasson_Jct_Heinz_SSN | Southern_PGAE_Li_Battery_8hr_111 | Reliability_Capacity_In_Model_Year | 0.5
Los_Banos_500_230_SSN | Manning_500_group | Operational_New_Capacity_MW | -1 | Kasson_Jct_Heinz_SSN | Northern_California_Li_Battery_8hr_135 | Reliability_Capacity_In_Model_Year | 0.5
Lugo_500_230_Transformer_HSN | Greater_Kramer_Flow_Battery_86 | Reliability_Capacity_In_Model_Year | 1 | Kasson_Jct_Heinz_SSN | Northern_California_Li_Battery_8hr_138 | Reliability_Capacity_In_Model_Year | 0.5
Lugo_500_230_Transformer_HSN | Greater_Kramer_Flow_Battery_103 | Reliability_Capacity_In_Model_Year | 1 | Kasson_Jct_Heinz_SSN | Southern_PGAE_Li_Battery_8hr_145 | Reliability_Capacity_In_Model_Year | 0.5
Lugo_500_230_Transformer_HSN | Greater_Kramer_Flow_Battery_123 | Reliability_Capacity_In_Model_Year | 1 | Kasson_Jct_Heinz_SSN | Northern_California_Solar_84 | Reliability_Capacity_In_Model_Year | 0.556
Lugo_500_230_Transformer_HSN | Greater_Kramer_Flow_Battery_156 | Reliability_Capacity_In_Model_Year | 1 | Kasson_Jct_Heinz_SSN | Northern_California_Solar_135 | Reliability_Capacity_In_Model_Year | 0.556
Lugo_500_230_Transformer_HSN | Greater_Kramer_Li_Battery_4hr_86 | Reliability_Capacity_In_Model_Year | 1 | Kasson_Jct_Heinz_SSN | Northern_California_Solar_138 | Reliability_Capacity_In_Model_Year | 0.556
Lugo_500_230_Transformer_HSN | Greater_Kramer_Li_Battery_4hr_103 | Reliability_Capacity_In_Model_Year | 1 | Kasson_Jct_Heinz_SSN | Southern_PGAE_Solar_111 | Reliability_Capacity_In_Model_Year | 0.556
Lugo_500_230_Transformer_HSN | Greater_Kramer_Li_Battery_4hr_123 | Reliability_Capacity_In_Model_Year | 1 | Kasson_Jct_Heinz_SSN | Southern_PGAE_Solar_145 | Reliability_Capacity_In_Model_Year | 0.556
Lugo_500_230_Transformer_HSN | Greater_Kramer_Li_Battery_4hr_156 | Reliability_Capacity_In_Model_Year | 1 | Kern_TB_4_SSN | Southern_PGAE_Flow_Battery_52 | Reliability_Capacity_In_Model_Year | 0.5
Lugo_500_230_Transformer_HSN | Greater_Kramer_Li_Battery_8hr_86 | Reliability_Capacity_In_Model_Year | 1 | Kern_TB_4_SSN | Southern_PGAE_Flow_Battery_54 | Reliability_Capacity_In_Model_Year | 0.5
Lugo_500_230_Transformer_HSN | Greater_Kramer_Li_Battery_8hr_103 | Reliability_Capacity_In_Model_Year | 1 | Kern_TB_4_SSN | Southern_PGAE_Flow_Battery_75 | Reliability_Capacity_In_Model_Year | 0.5
Lugo_500_230_Transformer_HSN | Greater_Kramer_Li_Battery_8hr_123 | Reliability_Capacity_In_Model_Year | 1 | Kern_TB_4_SSN | Southern_PGAE_Flow_Battery_79 | Reliability_Capacity_In_Model_Year | 0.5
Lugo_500_230_Transformer_HSN | Greater_Kramer_Li_Battery_8hr_156 | Reliability_Capacity_In_Model_Year | 1 | Kern_TB_4_SSN | Southern_PGAE_Flow_Battery_98 | Reliability_Capacity_In_Model_Year | 0.5
Lugo_500_230_Transformer_HSN | Greater_Kramer_Solar_86 | Reliability_Capacity_In_Model_Year | 0.106 | Kern_TB_4_SSN | Southern_PGAE_Flow_Battery_102 | Reliability_Capacity_In_Model_Year | 0.5
Lugo_500_230_Transformer_HSN | Greater_Kramer_Solar_103 | Reliability_Capacity_In_Model_Year | 0.106 | Kern_TB_4_SSN | Southern_PGAE_Flow_Battery_118 | Reliability_Capacity_In_Model_Year | 0.5
Lugo_500_230_Transformer_HSN | Greater_Kramer_Solar_123 | Reliability_Capacity_In_Model_Year | 0.106 | Kern_TB_4_SSN | Southern_PGAE_Flow_Battery_136 | Reliability_Capacity_In_Model_Year | 0.5
Lugo_500_230_Transformer_HSN | Greater_Kramer_Solar_156 | Reliability_Capacity_In_Model_Year | 0.106 | Kern_TB_4_SSN | Southern_PGAE_Flow_Battery_152 | Reliability_Capacity_In_Model_Year | 0.5
Lugo_500_230_Transformer_HSN | Inyokern_North_Kramer_Geothermal_156 | Reliability_Capacity_In_Model_Year | 1 | Kern_TB_4_SSN | Southern_PGAE_Flow_Battery_173 | Reliability_Capacity_In_Model_Year | 0.5
Lugo_500_230_Transformer_HSN | Lugo_500_230_Transformer_group | Operational_New_Capacity_MW | -1 | Kern_TB_4_SSN | Southern_PGAE_Flow_Battery_175 | Reliability_Capacity_In_Model_Year | 0.5
Lugo_500_230_Transformer_offpeak | Greater_Kramer_Flow_Battery_86 | Operational_New_Capacity_MW | -1 | Kern_TB_4_SSN | Southern_PGAE_Flow_Battery_177 | Reliability_Capacity_In_Model_Year | 0.5
Lugo_500_230_Transformer_offpeak | Greater_Kramer_Flow_Battery_103 | Operational_New_Capacity_MW | -1 | Kern_TB_4_SSN | Southern_PGAE_Li_Battery_4hr_52 | Reliability_Capacity_In_Model_Year | 0.5
Lugo_500_230_Transformer_offpeak | Greater_Kramer_Flow_Battery_123 | Operational_New_Capacity_MW | -1 | Kern_TB_4_SSN | Southern_PGAE_Li_Battery_4hr_54 | Reliability_Capacity_In_Model_Year | 0.5
Lugo_500_230_Transformer_offpeak | Greater_Kramer_Flow_Battery_156 | Operational_New_Capacity_MW | -1 | Kern_TB_4_SSN | Southern_PGAE_Li_Battery_4hr_75 | Reliability_Capacity_In_Model_Year | 0.5
Lugo_500_230_Transformer_offpeak | Greater_Kramer_Li_Battery_4hr_86 | Operational_New_Capacity_MW | -1 | Kern_TB_4_SSN | Southern_PGAE_Li_Battery_4hr_79 | Reliability_Capacity_In_Model_Year | 0.5
Lugo_500_230_Transformer_offpeak | Greater_Kramer_Li_Battery_4hr_103 | Operational_New_Capacity_MW | -1 | Kern_TB_4_SSN | Southern_PGAE_Li_Battery_4hr_98 | Reliability_Capacity_In_Model_Year | 0.5
Lugo_500_230_Transformer_offpeak | Greater_Kramer_Li_Battery_4hr_123 | Operational_New_Capacity_MW | -1 | Kern_TB_4_SSN | Southern_PGAE_Li_Battery_4hr_102 | Reliability_Capacity_In_Model_Year | 0.5
Lugo_500_230_Transformer_offpeak | Greater_Kramer_Li_Battery_4hr_156 | Operational_New_Capacity_MW | -1 | Kern_TB_4_SSN | Southern_PGAE_Li_Battery_4hr_118 | Reliability_Capacity_In_Model_Year | 0.5
Lugo_500_230_Transformer_offpeak | Greater_Kramer_Li_Battery_8hr_86 | Operational_New_Capacity_MW | -1 | Kern_TB_4_SSN | Southern_PGAE_Li_Battery_4hr_136 | Reliability_Capacity_In_Model_Year | 0.5
Lugo_500_230_Transformer_offpeak | Greater_Kramer_Li_Battery_8hr_103 | Operational_New_Capacity_MW | -1 | Kern_TB_4_SSN | Southern_PGAE_Li_Battery_4hr_152 | Reliability_Capacity_In_Model_Year | 0.5
Lugo_500_230_Transformer_offpeak | Greater_Kramer_Li_Battery_8hr_123 | Operational_New_Capacity_MW | -1 | Kern_TB_4_SSN | Southern_PGAE_Li_Battery_4hr_173 | Reliability_Capacity_In_Model_Year | 0.5
Lugo_500_230_Transformer_offpeak | Greater_Kramer_Li_Battery_8hr_156 | Operational_New_Capacity_MW | -1 | Kern_TB_4_SSN | Southern_PGAE_Li_Battery_4hr_175 | Reliability_Capacity_In_Model_Year | 0.5
Lugo_500_230_Transformer_offpeak | Greater_Kramer_Solar_86 | Operational_New_Capacity_MW | 0.77 | Kern_TB_4_SSN | Southern_PGAE_Li_Battery_4hr_177 | Reliability_Capacity_In_Model_Year | 0.5
Lugo_500_230_Transformer_offpeak | Greater_Kramer_Solar_103 | Operational_New_Capacity_MW | 0.77 | Kern_TB_4_SSN | Southern_PGAE_Li_Battery_8hr_52 | Reliability_Capacity_In_Model_Year | 0.5
Lugo_500_230_Transformer_offpeak | Greater_Kramer_Solar_123 | Operational_New_Capacity_MW | 0.77 | Kern_TB_4_SSN | Southern_PGAE_Li_Battery_8hr_54 | Reliability_Capacity_In_Model_Year | 0.5
Lugo_500_230_Transformer_offpeak | Greater_Kramer_Solar_156 | Operational_New_Capacity_MW | 0.77 | Kern_TB_4_SSN | Southern_PGAE_Li_Battery_8hr_75 | Reliability_Capacity_In_Model_Year | 0.5
Lugo_500_230_Transformer_offpeak | Inyokern_North_Kramer_Geothermal_156 | Operational_New_Capacity_MW | 1 | Kern_TB_4_SSN | Southern_PGAE_Li_Battery_8hr_79 | Reliability_Capacity_In_Model_Year | 0.5
Lugo_500_230_Transformer_offpeak | Lugo_500_230_Transformer_group | Operational_New_Capacity_MW | -1 | Kern_TB_4_SSN | Southern_PGAE_Li_Battery_8hr_98 | Reliability_Capacity_In_Model_Year | 0.5
Lugo_500_230_Transformer_SSN | Greater_Kramer_Flow_Battery_86 | Reliability_Capacity_In_Model_Year | 0.5 | Kern_TB_4_SSN | Southern_PGAE_Li_Battery_8hr_102 | Reliability_Capacity_In_Model_Year | 0.5
Lugo_500_230_Transformer_SSN | Greater_Kramer_Flow_Battery_103 | Reliability_Capacity_In_Model_Year | 0.5 | Kern_TB_4_SSN | Southern_PGAE_Li_Battery_8hr_118 | Reliability_Capacity_In_Model_Year | 0.5
Lugo_500_230_Transformer_SSN | Greater_Kramer_Flow_Battery_123 | Reliability_Capacity_In_Model_Year | 0.5 | Kern_TB_4_SSN | Southern_PGAE_Li_Battery_8hr_136 | Reliability_Capacity_In_Model_Year | 0.5
Lugo_500_230_Transformer_SSN | Greater_Kramer_Flow_Battery_156 | Reliability_Capacity_In_Model_Year | 0.5 | Kern_TB_4_SSN | Southern_PGAE_Li_Battery_8hr_152 | Reliability_Capacity_In_Model_Year | 0.5
Lugo_500_230_Transformer_SSN | Greater_Kramer_Li_Battery_4hr_86 | Reliability_Capacity_In_Model_Year | 0.5 | Kern_TB_4_SSN | Southern_PGAE_Li_Battery_8hr_173 | Reliability_Capacity_In_Model_Year | 0.5
Lugo_500_230_Transformer_SSN | Greater_Kramer_Li_Battery_4hr_103 | Reliability_Capacity_In_Model_Year | 0.5 | Kern_TB_4_SSN | Southern_PGAE_Li_Battery_8hr_175 | Reliability_Capacity_In_Model_Year | 0.5
Lugo_500_230_Transformer_SSN | Greater_Kramer_Li_Battery_4hr_123 | Reliability_Capacity_In_Model_Year | 0.5 | Kern_TB_4_SSN | Southern_PGAE_Li_Battery_8hr_177 | Reliability_Capacity_In_Model_Year | 0.5
Lugo_500_230_Transformer_SSN | Greater_Kramer_Li_Battery_4hr_156 | Reliability_Capacity_In_Model_Year | 0.5 | Kern_TB_4_SSN | Southern_PGAE_Solar_52 | Reliability_Capacity_In_Model_Year | 0.556
Lugo_500_230_Transformer_SSN | Greater_Kramer_Li_Battery_8hr_86 | Reliability_Capacity_In_Model_Year | 0.5 | Kern_TB_4_SSN | Southern_PGAE_Solar_54 | Reliability_Capacity_In_Model_Year | 0.556
Lugo_500_230_Transformer_SSN | Greater_Kramer_Li_Battery_8hr_103 | Reliability_Capacity_In_Model_Year | 0.5 | Kern_TB_4_SSN | Southern_PGAE_Solar_75 | Reliability_Capacity_In_Model_Year | 0.556
Lugo_500_230_Transformer_SSN | Greater_Kramer_Li_Battery_8hr_123 | Reliability_Capacity_In_Model_Year | 0.5 | Kern_TB_4_SSN | Southern_PGAE_Solar_79 | Reliability_Capacity_In_Model_Year | 0.556
Lugo_500_230_Transformer_SSN | Greater_Kramer_Li_Battery_8hr_156 | Reliability_Capacity_In_Model_Year | 0.5 | Kern_TB_4_SSN | Southern_PGAE_Solar_98 | Reliability_Capacity_In_Model_Year | 0.556
Lugo_500_230_Transformer_SSN | Greater_Kramer_Solar_86 | Reliability_Capacity_In_Model_Year | 0.427 | Kern_TB_4_SSN | Southern_PGAE_Solar_102 | Reliability_Capacity_In_Model_Year | 0.556
Lugo_500_230_Transformer_SSN | Greater_Kramer_Solar_103 | Reliability_Capacity_In_Model_Year | 0.427 | Kern_TB_4_SSN | Southern_PGAE_Solar_118 | Reliability_Capacity_In_Model_Year | 0.556
Lugo_500_230_Transformer_SSN | Greater_Kramer_Solar_123 | Reliability_Capacity_In_Model_Year | 0.427 | Kern_TB_4_SSN | Southern_PGAE_Solar_136 | Reliability_Capacity_In_Model_Year | 0.556
Lugo_500_230_Transformer_SSN | Greater_Kramer_Solar_156 | Reliability_Capacity_In_Model_Year | 0.427 | Kern_TB_4_SSN | Southern_PGAE_Solar_152 | Reliability_Capacity_In_Model_Year | 0.556
Lugo_500_230_Transformer_SSN | Inyokern_North_Kramer_Geothermal_156 | Reliability_Capacity_In_Model_Year | 1 | Kern_TB_4_SSN | Southern_PGAE_Solar_173 | Reliability_Capacity_In_Model_Year | 0.556
Lugo_500_230_Transformer_SSN | Lugo_500_230_Transformer_group | Operational_New_Capacity_MW | -1 | Kern_TB_4_SSN | Southern_PGAE_Solar_175 | Reliability_Capacity_In_Model_Year | 0.556
Lugo_Victorville_HSN | Arizona_Solar_55 | Reliability_Capacity_In_Model_Year | 0.106 | Kern_TB_4_SSN | Southern_PGAE_Solar_177 | Reliability_Capacity_In_Model_Year | 0.556
Lugo_Victorville_HSN | Arizona_Solar_90 | Reliability_Capacity_In_Model_Year | 0.106 | Kern_Tevis_Stockdale_Lamont_SSN | Southern_PGAE_Flow_Battery_79 | Reliability_Capacity_In_Model_Year | 0.5
Lugo_Victorville_HSN | Baja_California_Wind_133 | Reliability_Capacity_In_Model_Year | 0.337 | Kern_Tevis_Stockdale_Lamont_SSN | Southern_PGAE_Flow_Battery_102 | Reliability_Capacity_In_Model_Year | 0.5
Lugo_Victorville_HSN | Southern_NV_Eldorado_Flow_Battery_2 | Reliability_Capacity_In_Model_Year | 1 | Kern_Tevis_Stockdale_Lamont_SSN | Southern_PGAE_Flow_Battery_160 | Reliability_Capacity_In_Model_Year | 0.5
Lugo_Victorville_HSN | Southern_NV_Eldorado_Flow_Battery_15 | Reliability_Capacity_In_Model_Year | 1 | Kern_Tevis_Stockdale_Lamont_SSN | Southern_PGAE_Flow_Battery_173 | Reliability_Capacity_In_Model_Year | 0.5
Lugo_Victorville_HSN | Southern_NV_Eldorado_Flow_Battery_16 | Reliability_Capacity_In_Model_Year | 1 | Kern_Tevis_Stockdale_Lamont_SSN | Southern_PGAE_Flow_Battery_177 | Reliability_Capacity_In_Model_Year | 0.5
Lugo_Victorville_HSN | Southern_NV_Eldorado_Flow_Battery_19 | Reliability_Capacity_In_Model_Year | 1 | Kern_Tevis_Stockdale_Lamont_SSN | Southern_PGAE_Li_Battery_4hr_79 | Reliability_Capacity_In_Model_Year | 0.5
Lugo_Victorville_HSN | Tehachapi_Flow_Battery_28 | Reliability_Capacity_In_Model_Year | 1 | Kern_Tevis_Stockdale_Lamont_SSN | Southern_PGAE_Li_Battery_4hr_102 | Reliability_Capacity_In_Model_Year | 0.5
Lugo_Victorville_HSN | Southern_NV_Eldorado_Flow_Battery_40 | Reliability_Capacity_In_Model_Year | 1 | Kern_Tevis_Stockdale_Lamont_SSN | Southern_PGAE_Li_Battery_4hr_160 | Reliability_Capacity_In_Model_Year | 0.5
Lugo_Victorville_HSN | Southern_NV_Eldorado_Flow_Battery_42 | Reliability_Capacity_In_Model_Year | 1 | Kern_Tevis_Stockdale_Lamont_SSN | Southern_PGAE_Li_Battery_4hr_173 | Reliability_Capacity_In_Model_Year | 0.5
Lugo_Victorville_HSN | Arizona_Flow_Battery_55 | Reliability_Capacity_In_Model_Year | 1 | Kern_Tevis_Stockdale_Lamont_SSN | Southern_PGAE_Li_Battery_4hr_177 | Reliability_Capacity_In_Model_Year | 0.5
Lugo_Victorville_HSN | Greater_LA_Flow_Battery_58 | Reliability_Capacity_In_Model_Year | 1 | Kern_Tevis_Stockdale_Lamont_SSN | Southern_PGAE_Li_Battery_8hr_79 | Reliability_Capacity_In_Model_Year | 0.5
Lugo_Victorville_HSN | Tehachapi_Flow_Battery_78 | Reliability_Capacity_In_Model_Year | 1 | Kern_Tevis_Stockdale_Lamont_SSN | Southern_PGAE_Li_Battery_8hr_102 | Reliability_Capacity_In_Model_Year | 0.5
Lugo_Victorville_HSN | Arizona_Flow_Battery_90 | Reliability_Capacity_In_Model_Year | 1 | Kern_Tevis_Stockdale_Lamont_SSN | Southern_PGAE_Li_Battery_8hr_160 | Reliability_Capacity_In_Model_Year | 0.5
Lugo_Victorville_HSN | Tehachapi_Flow_Battery_101 | Reliability_Capacity_In_Model_Year | 1 | Kern_Tevis_Stockdale_Lamont_SSN | Southern_PGAE_Li_Battery_8hr_173 | Reliability_Capacity_In_Model_Year | 0.5
Lugo_Victorville_HSN | Greater_Imperial_Flow_Battery_107 | Reliability_Capacity_In_Model_Year | 1 | Kern_Tevis_Stockdale_Lamont_SSN | Southern_PGAE_Li_Battery_8hr_177 | Reliability_Capacity_In_Model_Year | 0.5
Lugo_Victorville_HSN | Greater_Imperial_Flow_Battery_133 | Reliability_Capacity_In_Model_Year | 1 | Kern_Tevis_Stockdale_Lamont_SSN | Southern_PGAE_Solar_79 | Reliability_Capacity_In_Model_Year | 0.556
Lugo_Victorville_HSN | Southern_NV_Eldorado_Li_Battery_4hr_2 | Reliability_Capacity_In_Model_Year | 1 | Kern_Tevis_Stockdale_Lamont_SSN | Southern_PGAE_Solar_102 | Reliability_Capacity_In_Model_Year | 0.556
Lugo_Victorville_HSN | Southern_NV_Eldorado_Li_Battery_4hr_15 | Reliability_Capacity_In_Model_Year | 1 | Kern_Tevis_Stockdale_Lamont_SSN | Southern_PGAE_Solar_160 | Reliability_Capacity_In_Model_Year | 0.556
Lugo_Victorville_HSN | Southern_NV_Eldorado_Li_Battery_4hr_16 | Reliability_Capacity_In_Model_Year | 1 | Kern_Tevis_Stockdale_Lamont_SSN | Southern_PGAE_Solar_173 | Reliability_Capacity_In_Model_Year | 0.556
Lugo_Victorville_HSN | Southern_NV_Eldorado_Li_Battery_4hr_19 | Reliability_Capacity_In_Model_Year | 1 | Kern_Tevis_Stockdale_Lamont_SSN | Southern_PGAE_Solar_177 | Reliability_Capacity_In_Model_Year | 0.556
Lugo_Victorville_HSN | Tehachapi_Li_Battery_4hr_28 | Reliability_Capacity_In_Model_Year | 1 | Kramer_Victor_SSN | Greater_Kramer_Flow_Battery_123 | Reliability_Capacity_In_Model_Year | 0.5
Lugo_Victorville_HSN | Southern_NV_Eldorado_Li_Battery_4hr_40 | Reliability_Capacity_In_Model_Year | 1 | Kramer_Victor_SSN | Greater_Kramer_Flow_Battery_156 | Reliability_Capacity_In_Model_Year | 0.5
Lugo_Victorville_HSN | Southern_NV_Eldorado_Li_Battery_4hr_42 | Reliability_Capacity_In_Model_Year | 1 | Kramer_Victor_SSN | Greater_Kramer_Li_Battery_4hr_123 | Reliability_Capacity_In_Model_Year | 0.5
Lugo_Victorville_HSN | Arizona_Li_Battery_4hr_55 | Reliability_Capacity_In_Model_Year | 1 | Kramer_Victor_SSN | Greater_Kramer_Li_Battery_4hr_156 | Reliability_Capacity_In_Model_Year | 0.5
Lugo_Victorville_HSN | Greater_LA_Li_Battery_4hr_58 | Reliability_Capacity_In_Model_Year | 1 | Kramer_Victor_SSN | Greater_Kramer_Li_Battery_8hr_123 | Reliability_Capacity_In_Model_Year | 0.5
Lugo_Victorville_HSN | Tehachapi_Li_Battery_4hr_78 | Reliability_Capacity_In_Model_Year | 1 | Kramer_Victor_SSN | Greater_Kramer_Li_Battery_8hr_156 | Reliability_Capacity_In_Model_Year | 0.5
Lugo_Victorville_HSN | Arizona_Li_Battery_4hr_90 | Reliability_Capacity_In_Model_Year | 1 | Kramer_Victor_SSN | Greater_Kramer_Solar_123 | Reliability_Capacity_In_Model_Year | 0.427
Lugo_Victorville_HSN | Tehachapi_Li_Battery_4hr_101 | Reliability_Capacity_In_Model_Year | 1 | Kramer_Victor_SSN | Greater_Kramer_Solar_156 | Reliability_Capacity_In_Model_Year | 0.427
Lugo_Victorville_HSN | Greater_Imperial_Li_Battery_4hr_107 | Reliability_Capacity_In_Model_Year | 1 | Kramer_Victor_SSN | Inyokern_North_Kramer_Geothermal_156 | Reliability_Capacity_In_Model_Year | 1
Lugo_Victorville_HSN | Greater_Imperial_Li_Battery_4hr_133 | Reliability_Capacity_In_Model_Year | 1 | Lakeville_Ignacio_SSN | Northern_California_Flow_Battery_132 | Reliability_Capacity_In_Model_Year | 0.5
Lugo_Victorville_HSN | Southern_NV_Eldorado_Li_Battery_8hr_2 | Reliability_Capacity_In_Model_Year | 1 | Lakeville_Ignacio_SSN | Northern_California_Flow_Battery_150 | Reliability_Capacity_In_Model_Year | 0.5
Lugo_Victorville_HSN | Southern_NV_Eldorado_Li_Battery_8hr_15 | Reliability_Capacity_In_Model_Year | 1 | Lakeville_Ignacio_SSN | Northern_California_Flow_Battery_158 | Reliability_Capacity_In_Model_Year | 0.5
Lugo_Victorville_HSN | Southern_NV_Eldorado_Li_Battery_8hr_16 | Reliability_Capacity_In_Model_Year | 1 | Lakeville_Ignacio_SSN | Northern_California_Li_Battery_4hr_132 | Reliability_Capacity_In_Model_Year | 0.5
Lugo_Victorville_HSN | Southern_NV_Eldorado_Li_Battery_8hr_19 | Reliability_Capacity_In_Model_Year | 1 | Lakeville_Ignacio_SSN | Northern_California_Li_Battery_4hr_150 | Reliability_Capacity_In_Model_Year | 0.5
Lugo_Victorville_HSN | Tehachapi_Li_Battery_8hr_28 | Reliability_Capacity_In_Model_Year | 1 | Lakeville_Ignacio_SSN | Northern_California_Li_Battery_4hr_158 | Reliability_Capacity_In_Model_Year | 0.5
Lugo_Victorville_HSN | Southern_NV_Eldorado_Li_Battery_8hr_40 | Reliability_Capacity_In_Model_Year | 1 | Lakeville_Ignacio_SSN | Northern_California_Li_Battery_8hr_132 | Reliability_Capacity_In_Model_Year | 0.5
Lugo_Victorville_HSN | Southern_NV_Eldorado_Li_Battery_8hr_42 | Reliability_Capacity_In_Model_Year | 1 | Lakeville_Ignacio_SSN | Northern_California_Li_Battery_8hr_150 | Reliability_Capacity_In_Model_Year | 0.5
Lugo_Victorville_HSN | Arizona_Li_Battery_8hr_55 | Reliability_Capacity_In_Model_Year | 1 | Lakeville_Ignacio_SSN | Northern_California_Li_Battery_8hr_158 | Reliability_Capacity_In_Model_Year | 0.5
Lugo_Victorville_HSN | Greater_LA_Li_Battery_8hr_58 | Reliability_Capacity_In_Model_Year | 1 | Lakeville_Ignacio_SSN | Northern_California_Solar_132 | Reliability_Capacity_In_Model_Year | 0.556
Lugo_Victorville_HSN | Tehachapi_Li_Battery_8hr_78 | Reliability_Capacity_In_Model_Year | 1 | Lakeville_Ignacio_SSN | Northern_California_Solar_150 | Reliability_Capacity_In_Model_Year | 0.556
Lugo_Victorville_HSN | Arizona_Li_Battery_8hr_90 | Reliability_Capacity_In_Model_Year | 1 | Lakeville_Ignacio_SSN | Northern_California_Solar_158 | Reliability_Capacity_In_Model_Year | 0.556
Lugo_Victorville_HSN | Tehachapi_Li_Battery_8hr_101 | Reliability_Capacity_In_Model_Year | 1 | Los_Banos_500_230_SSN | Southern_PGAE_Flow_Battery_8 | Reliability_Capacity_In_Model_Year | 0.5
Lugo_Victorville_HSN | Greater_Imperial_Li_Battery_8hr_107 | Reliability_Capacity_In_Model_Year | 1 | Los_Banos_500_230_SSN | Southern_PGAE_Flow_Battery_34 | Reliability_Capacity_In_Model_Year | 0.5
Lugo_Victorville_HSN | Greater_Imperial_Li_Battery_8hr_133 | Reliability_Capacity_In_Model_Year | 1 | Los_Banos_500_230_SSN | Southern_PGAE_Flow_Battery_49 | Reliability_Capacity_In_Model_Year | 0.5
Lugo_Victorville_HSN | Central_Nevada_Geothermal_42 | Reliability_Capacity_In_Model_Year | 1 | Los_Banos_500_230_SSN | Southern_PGAE_Flow_Battery_69 | Reliability_Capacity_In_Model_Year | 0.5
Lugo_Victorville_HSN | Greater_Imperial_Solar_107 | Reliability_Capacity_In_Model_Year | 0.106 | Los_Banos_500_230_SSN | Southern_PGAE_Flow_Battery_72 | Reliability_Capacity_In_Model_Year | 0.5
Lugo_Victorville_HSN | Greater_Imperial_Solar_133 | Reliability_Capacity_In_Model_Year | 0.106 | Los_Banos_500_230_SSN | Southern_PGAE_Flow_Battery_93 | Reliability_Capacity_In_Model_Year | 0.5
Lugo_Victorville_HSN | Greater_LA_Solar_58 | Reliability_Capacity_In_Model_Year | 0.106 | Los_Banos_500_230_SSN | Southern_PGAE_Flow_Battery_99 | Reliability_Capacity_In_Model_Year | 0.5
Lugo_Victorville_HSN | Idaho_Wind_19 | Reliability_Capacity_In_Model_Year | 0.67 | Los_Banos_500_230_SSN | Southern_PGAE_Flow_Battery_109 | Reliability_Capacity_In_Model_Year | 0.5
Lugo_Victorville_HSN | New_Mexico_Wind_55 | Reliability_Capacity_In_Model_Year | 0.67 | Los_Banos_500_230_SSN | Northern_California_Flow_Battery_114 | Reliability_Capacity_In_Model_Year | 0.5
Lugo_Victorville_HSN | Northern_Nevada_Geothermal_19 | Reliability_Capacity_In_Model_Year | 1 | Los_Banos_500_230_SSN | Southern_PGAE_Flow_Battery_117 | Reliability_Capacity_In_Model_Year | 0.5
Lugo_Victorville_HSN | Southern_NV_Eldorado_Solar_2 | Reliability_Capacity_In_Model_Year | 0.106 | Los_Banos_500_230_SSN | Southern_PGAE_Flow_Battery_124 | Reliability_Capacity_In_Model_Year | 0.5
Lugo_Victorville_HSN | Southern_NV_Eldorado_Solar_15 | Reliability_Capacity_In_Model_Year | 0.106 | Los_Banos_500_230_SSN | Northern_California_Flow_Battery_138 | Reliability_Capacity_In_Model_Year | 0.5
Lugo_Victorville_HSN | Southern_NV_Eldorado_Solar_16 | Reliability_Capacity_In_Model_Year | 0.106 | Los_Banos_500_230_SSN | Southern_PGAE_Flow_Battery_139 | Reliability_Capacity_In_Model_Year | 0.5
Lugo_Victorville_HSN | Southern_NV_Eldorado_Solar_19 | Reliability_Capacity_In_Model_Year | 0.106 | Los_Banos_500_230_SSN | Southern_PGAE_Flow_Battery_140 | Reliability_Capacity_In_Model_Year | 0.5
Lugo_Victorville_HSN | Southern_NV_Eldorado_Solar_40 | Reliability_Capacity_In_Model_Year | 0.106 | Los_Banos_500_230_SSN | Southern_PGAE_Flow_Battery_151 | Reliability_Capacity_In_Model_Year | 0.5
Lugo_Victorville_HSN | Southern_NV_Eldorado_Solar_42 | Reliability_Capacity_In_Model_Year | 0.106 | Los_Banos_500_230_SSN | Southern_PGAE_Flow_Battery_154 | Reliability_Capacity_In_Model_Year | 0.5
Lugo_Victorville_HSN | Southern_NV_Eldorado_Wind_2 | Reliability_Capacity_In_Model_Year | 0.557 | Los_Banos_500_230_SSN | Southern_PGAE_Flow_Battery_161 | Reliability_Capacity_In_Model_Year | 0.5
Lugo_Victorville_HSN | Southern_NV_Eldorado_Wind_15 | Reliability_Capacity_In_Model_Year | 0.557 | Los_Banos_500_230_SSN | Southern_PGAE_Flow_Battery_162 | Reliability_Capacity_In_Model_Year | 0.5
Lugo_Victorville_HSN | Southern_NV_Eldorado_Wind_16 | Reliability_Capacity_In_Model_Year | 0.557 | Los_Banos_500_230_SSN | Southern_PGAE_Flow_Battery_163 | Reliability_Capacity_In_Model_Year | 0.5
Lugo_Victorville_HSN | Tehachapi_Solar_28 | Reliability_Capacity_In_Model_Year | 0.106 | Los_Banos_500_230_SSN | Southern_PGAE_Flow_Battery_164 | Reliability_Capacity_In_Model_Year | 0.5
Lugo_Victorville_HSN | Tehachapi_Solar_78 | Reliability_Capacity_In_Model_Year | 0.106 | Los_Banos_500_230_SSN | Southern_PGAE_Flow_Battery_165 | Reliability_Capacity_In_Model_Year | 0.5
Lugo_Victorville_HSN | Tehachapi_Solar_101 | Reliability_Capacity_In_Model_Year | 0.106 | Los_Banos_500_230_SSN | Northern_California_Flow_Battery_166 | Reliability_Capacity_In_Model_Year | 0.5
Lugo_Victorville_HSN | Utah_Geothermal_19 | Reliability_Capacity_In_Model_Year | 1 | Los_Banos_500_230_SSN | Southern_PGAE_Flow_Battery_168 | Reliability_Capacity_In_Model_Year | 0.5
Lugo_Victorville_HSN | Utah_Wind_19 | Reliability_Capacity_In_Model_Year | 0.67 | Los_Banos_500_230_SSN | Southern_PGAE_Flow_Battery_169 | Reliability_Capacity_In_Model_Year | 0.5
Lugo_Victorville_HSN | Wyoming_Wind_19 | Reliability_Capacity_In_Model_Year | 0.67 | Los_Banos_500_230_SSN | Southern_PGAE_Flow_Battery_170 | Reliability_Capacity_In_Model_Year | 0.5
Lugo_Victorville_HSN | Lugo_Victorville_group | Operational_New_Capacity_MW | -1 | Los_Banos_500_230_SSN | Southern_PGAE_Flow_Battery_174 | Reliability_Capacity_In_Model_Year | 0.5
Lugo_Victorville_offpeak | Arizona_Solar_55 | Operational_New_Capacity_MW | 0.77 | Los_Banos_500_230_SSN | Southern_PGAE_Flow_Battery_176 | Reliability_Capacity_In_Model_Year | 0.5
Lugo_Victorville_offpeak | Arizona_Solar_90 | Operational_New_Capacity_MW | 0.77 | Los_Banos_500_230_SSN | Southern_PGAE_Li_Battery_4hr_8 | Reliability_Capacity_In_Model_Year | 0.5
Lugo_Victorville_offpeak | Baja_California_Wind_133 | Operational_New_Capacity_MW | 0.44 | Los_Banos_500_230_SSN | Southern_PGAE_Li_Battery_4hr_34 | Reliability_Capacity_In_Model_Year | 0.5
Lugo_Victorville_offpeak | Southern_NV_Eldorado_Flow_Battery_2 | Operational_New_Capacity_MW | -1 | Los_Banos_500_230_SSN | Southern_PGAE_Li_Battery_4hr_49 | Reliability_Capacity_In_Model_Year | 0.5
Lugo_Victorville_offpeak | Southern_NV_Eldorado_Flow_Battery_15 | Operational_New_Capacity_MW | -1 | Los_Banos_500_230_SSN | Southern_PGAE_Li_Battery_4hr_69 | Reliability_Capacity_In_Model_Year | 0.5
Lugo_Victorville_offpeak | Southern_NV_Eldorado_Flow_Battery_16 | Operational_New_Capacity_MW | -1 | Los_Banos_500_230_SSN | Southern_PGAE_Li_Battery_4hr_72 | Reliability_Capacity_In_Model_Year | 0.5
Lugo_Victorville_offpeak | Southern_NV_Eldorado_Flow_Battery_19 | Operational_New_Capacity_MW | -1 | Los_Banos_500_230_SSN | Southern_PGAE_Li_Battery_4hr_93 | Reliability_Capacity_In_Model_Year | 0.5
Lugo_Victorville_offpeak | Tehachapi_Flow_Battery_28 | Operational_New_Capacity_MW | -1 | Los_Banos_500_230_SSN | Southern_PGAE_Li_Battery_4hr_99 | Reliability_Capacity_In_Model_Year | 0.5
Lugo_Victorville_offpeak | Southern_NV_Eldorado_Flow_Battery_40 | Operational_New_Capacity_MW | -1 | Los_Banos_500_230_SSN | Southern_PGAE_Li_Battery_4hr_109 | Reliability_Capacity_In_Model_Year | 0.5
Lugo_Victorville_offpeak | Southern_NV_Eldorado_Flow_Battery_42 | Operational_New_Capacity_MW | -1 | Los_Banos_500_230_SSN | Northern_California_Li_Battery_4hr_114 | Reliability_Capacity_In_Model_Year | 0.5
Lugo_Victorville_offpeak | Arizona_Flow_Battery_55 | Operational_New_Capacity_MW | -1 | Los_Banos_500_230_SSN | Southern_PGAE_Li_Battery_4hr_117 | Reliability_Capacity_In_Model_Year | 0.5
Lugo_Victorville_offpeak | Greater_LA_Flow_Battery_58 | Operational_New_Capacity_MW | -1 | Los_Banos_500_230_SSN | Southern_PGAE_Li_Battery_4hr_124 | Reliability_Capacity_In_Model_Year | 0.5
Lugo_Victorville_offpeak | Tehachapi_Flow_Battery_78 | Operational_New_Capacity_MW | -1 | Los_Banos_500_230_SSN | Northern_California_Li_Battery_4hr_138 | Reliability_Capacity_In_Model_Year | 0.5
Lugo_Victorville_offpeak | Arizona_Flow_Battery_90 | Operational_New_Capacity_MW | -1 | Los_Banos_500_230_SSN | Southern_PGAE_Li_Battery_4hr_139 | Reliability_Capacity_In_Model_Year | 0.5
Lugo_Victorville_offpeak | Tehachapi_Flow_Battery_101 | Operational_New_Capacity_MW | -1 | Los_Banos_500_230_SSN | Southern_PGAE_Li_Battery_4hr_140 | Reliability_Capacity_In_Model_Year | 0.5
Lugo_Victorville_offpeak | Greater_Imperial_Flow_Battery_107 | Operational_New_Capacity_MW | -1 | Los_Banos_500_230_SSN | Southern_PGAE_Li_Battery_4hr_151 | Reliability_Capacity_In_Model_Year | 0.5
Lugo_Victorville_offpeak | Greater_Imperial_Flow_Battery_133 | Operational_New_Capacity_MW | -1 | Los_Banos_500_230_SSN | Southern_PGAE_Li_Battery_4hr_154 | Reliability_Capacity_In_Model_Year | 0.5
Lugo_Victorville_offpeak | Southern_NV_Eldorado_Li_Battery_4hr_2 | Operational_New_Capacity_MW | -1 | Los_Banos_500_230_SSN | Southern_PGAE_Li_Battery_4hr_161 | Reliability_Capacity_In_Model_Year | 0.5
Lugo_Victorville_offpeak | Southern_NV_Eldorado_Li_Battery_4hr_15 | Operational_New_Capacity_MW | -1 | Los_Banos_500_230_SSN | Southern_PGAE_Li_Battery_4hr_162 | Reliability_Capacity_In_Model_Year | 0.5
Lugo_Victorville_offpeak | Southern_NV_Eldorado_Li_Battery_4hr_16 | Operational_New_Capacity_MW | -1 | Los_Banos_500_230_SSN | Southern_PGAE_Li_Battery_4hr_163 | Reliability_Capacity_In_Model_Year | 0.5
Lugo_Victorville_offpeak | Southern_NV_Eldorado_Li_Battery_4hr_19 | Operational_New_Capacity_MW | -1 | Los_Banos_500_230_SSN | Southern_PGAE_Li_Battery_4hr_164 | Reliability_Capacity_In_Model_Year | 0.5
Lugo_Victorville_offpeak | Tehachapi_Li_Battery_4hr_28 | Operational_New_Capacity_MW | -1 | Los_Banos_500_230_SSN | Southern_PGAE_Li_Battery_4hr_165 | Reliability_Capacity_In_Model_Year | 0.5
Lugo_Victorville_offpeak | Southern_NV_Eldorado_Li_Battery_4hr_40 | Operational_New_Capacity_MW | -1 | Los_Banos_500_230_SSN | Northern_California_Li_Battery_4hr_166 | Reliability_Capacity_In_Model_Year | 0.5
Lugo_Victorville_offpeak | Southern_NV_Eldorado_Li_Battery_4hr_42 | Operational_New_Capacity_MW | -1 | Los_Banos_500_230_SSN | Southern_PGAE_Li_Battery_4hr_168 | Reliability_Capacity_In_Model_Year | 0.5
Lugo_Victorville_offpeak | Arizona_Li_Battery_4hr_55 | Operational_New_Capacity_MW | -1 | Los_Banos_500_230_SSN | Southern_PGAE_Li_Battery_4hr_169 | Reliability_Capacity_In_Model_Year | 0.5
Lugo_Victorville_offpeak | Greater_LA_Li_Battery_4hr_58 | Operational_New_Capacity_MW | -1 | Los_Banos_500_230_SSN | Southern_PGAE_Li_Battery_4hr_170 | Reliability_Capacity_In_Model_Year | 0.5
Lugo_Victorville_offpeak | Tehachapi_Li_Battery_4hr_78 | Operational_New_Capacity_MW | -1 | Los_Banos_500_230_SSN | Southern_PGAE_Li_Battery_4hr_174 | Reliability_Capacity_In_Model_Year | 0.5
Lugo_Victorville_offpeak | Arizona_Li_Battery_4hr_90 | Operational_New_Capacity_MW | -1 | Los_Banos_500_230_SSN | Southern_PGAE_Li_Battery_4hr_176 | Reliability_Capacity_In_Model_Year | 0.5
Lugo_Victorville_offpeak | Tehachapi_Li_Battery_4hr_101 | Operational_New_Capacity_MW | -1 | Los_Banos_500_230_SSN | Southern_PGAE_Li_Battery_8hr_8 | Reliability_Capacity_In_Model_Year | 0.5
Lugo_Victorville_offpeak | Greater_Imperial_Li_Battery_4hr_107 | Operational_New_Capacity_MW | -1 | Los_Banos_500_230_SSN | Southern_PGAE_Li_Battery_8hr_34 | Reliability_Capacity_In_Model_Year | 0.5
Lugo_Victorville_offpeak | Greater_Imperial_Li_Battery_4hr_133 | Operational_New_Capacity_MW | -1 | Los_Banos_500_230_SSN | Southern_PGAE_Li_Battery_8hr_49 | Reliability_Capacity_In_Model_Year | 0.5
Lugo_Victorville_offpeak | Southern_NV_Eldorado_Li_Battery_8hr_2 | Operational_New_Capacity_MW | -1 | Los_Banos_500_230_SSN | Southern_PGAE_Li_Battery_8hr_69 | Reliability_Capacity_In_Model_Year | 0.5
Lugo_Victorville_offpeak | Southern_NV_Eldorado_Li_Battery_8hr_15 | Operational_New_Capacity_MW | -1 | Los_Banos_500_230_SSN | Southern_PGAE_Li_Battery_8hr_72 | Reliability_Capacity_In_Model_Year | 0.5
Lugo_Victorville_offpeak | Southern_NV_Eldorado_Li_Battery_8hr_16 | Operational_New_Capacity_MW | -1 | Los_Banos_500_230_SSN | Southern_PGAE_Li_Battery_8hr_93 | Reliability_Capacity_In_Model_Year | 0.5
Lugo_Victorville_offpeak | Southern_NV_Eldorado_Li_Battery_8hr_19 | Operational_New_Capacity_MW | -1 | Los_Banos_500_230_SSN | Southern_PGAE_Li_Battery_8hr_99 | Reliability_Capacity_In_Model_Year | 0.5
Lugo_Victorville_offpeak | Tehachapi_Li_Battery_8hr_28 | Operational_New_Capacity_MW | -1 | Los_Banos_500_230_SSN | Southern_PGAE_Li_Battery_8hr_109 | Reliability_Capacity_In_Model_Year | 0.5
Lugo_Victorville_offpeak | Southern_NV_Eldorado_Li_Battery_8hr_40 | Operational_New_Capacity_MW | -1 | Los_Banos_500_230_SSN | Northern_California_Li_Battery_8hr_114 | Reliability_Capacity_In_Model_Year | 0.5
Lugo_Victorville_offpeak | Southern_NV_Eldorado_Li_Battery_8hr_42 | Operational_New_Capacity_MW | -1 | Los_Banos_500_230_SSN | Southern_PGAE_Li_Battery_8hr_117 | Reliability_Capacity_In_Model_Year | 0.5
Lugo_Victorville_offpeak | Arizona_Li_Battery_8hr_55 | Operational_New_Capacity_MW | -1 | Los_Banos_500_230_SSN | Southern_PGAE_Li_Battery_8hr_124 | Reliability_Capacity_In_Model_Year | 0.5
Lugo_Victorville_offpeak | Greater_LA_Li_Battery_8hr_58 | Operational_New_Capacity_MW | -1 | Los_Banos_500_230_SSN | Northern_California_Li_Battery_8hr_138 | Reliability_Capacity_In_Model_Year | 0.5
Lugo_Victorville_offpeak | Tehachapi_Li_Battery_8hr_78 | Operational_New_Capacity_MW | -1 | Los_Banos_500_230_SSN | Southern_PGAE_Li_Battery_8hr_139 | Reliability_Capacity_In_Model_Year | 0.5
Lugo_Victorville_offpeak | Arizona_Li_Battery_8hr_90 | Operational_New_Capacity_MW | -1 | Los_Banos_500_230_SSN | Southern_PGAE_Li_Battery_8hr_140 | Reliability_Capacity_In_Model_Year | 0.5
Lugo_Victorville_offpeak | Tehachapi_Li_Battery_8hr_101 | Operational_New_Capacity_MW | -1 | Los_Banos_500_230_SSN | Southern_PGAE_Li_Battery_8hr_151 | Reliability_Capacity_In_Model_Year | 0.5
Lugo_Victorville_offpeak | Greater_Imperial_Li_Battery_8hr_107 | Operational_New_Capacity_MW | -1 | Los_Banos_500_230_SSN | Southern_PGAE_Li_Battery_8hr_154 | Reliability_Capacity_In_Model_Year | 0.5
Lugo_Victorville_offpeak | Greater_Imperial_Li_Battery_8hr_133 | Operational_New_Capacity_MW | -1 | Los_Banos_500_230_SSN | Southern_PGAE_Li_Battery_8hr_161 | Reliability_Capacity_In_Model_Year | 0.5
Lugo_Victorville_offpeak | Central_Nevada_Geothermal_42 | Operational_New_Capacity_MW | 1 | Los_Banos_500_230_SSN | Southern_PGAE_Li_Battery_8hr_162 | Reliability_Capacity_In_Model_Year | 0.5
Lugo_Victorville_offpeak | Greater_Imperial_Solar_107 | Operational_New_Capacity_MW | 0.77 | Los_Banos_500_230_SSN | Southern_PGAE_Li_Battery_8hr_163 | Reliability_Capacity_In_Model_Year | 0.5
Lugo_Victorville_offpeak | Greater_Imperial_Solar_133 | Operational_New_Capacity_MW | 0.77 | Los_Banos_500_230_SSN | Southern_PGAE_Li_Battery_8hr_164 | Reliability_Capacity_In_Model_Year | 0.5
Lugo_Victorville_offpeak | Greater_LA_Solar_58 | Operational_New_Capacity_MW | 0.77 | Los_Banos_500_230_SSN | Southern_PGAE_Li_Battery_8hr_165 | Reliability_Capacity_In_Model_Year | 0.5
Lugo_Victorville_offpeak | Idaho_Wind_19 | Operational_New_Capacity_MW | 0.67 | Los_Banos_500_230_SSN | Northern_California_Li_Battery_8hr_166 | Reliability_Capacity_In_Model_Year | 0.5
Lugo_Victorville_offpeak | New_Mexico_Wind_55 | Operational_New_Capacity_MW | 0.67 | Los_Banos_500_230_SSN | Southern_PGAE_Li_Battery_8hr_168 | Reliability_Capacity_In_Model_Year | 0.5
Lugo_Victorville_offpeak | Northern_Nevada_Geothermal_19 | Operational_New_Capacity_MW | 1 | Los_Banos_500_230_SSN | Southern_PGAE_Li_Battery_8hr_169 | Reliability_Capacity_In_Model_Year | 0.5
Lugo_Victorville_offpeak | Southern_NV_Eldorado_Solar_2 | Operational_New_Capacity_MW | 0.77 | Los_Banos_500_230_SSN | Southern_PGAE_Li_Battery_8hr_170 | Reliability_Capacity_In_Model_Year | 0.5
Lugo_Victorville_offpeak | Southern_NV_Eldorado_Solar_15 | Operational_New_Capacity_MW | 0.77 | Los_Banos_500_230_SSN | Southern_PGAE_Li_Battery_8hr_174 | Reliability_Capacity_In_Model_Year | 0.5
Lugo_Victorville_offpeak | Southern_NV_Eldorado_Solar_16 | Operational_New_Capacity_MW | 0.77 | Los_Banos_500_230_SSN | Southern_PGAE_Li_Battery_8hr_176 | Reliability_Capacity_In_Model_Year | 0.5
Lugo_Victorville_offpeak | Southern_NV_Eldorado_Solar_19 | Operational_New_Capacity_MW | 0.77 | Los_Banos_500_230_SSN | Central_Valley_North_Los_Banos_Wind_154 | Reliability_Capacity_In_Model_Year | 0.163
Lugo_Victorville_offpeak | Southern_NV_Eldorado_Solar_40 | Operational_New_Capacity_MW | 0.77 | Los_Banos_500_230_SSN | Central_Valley_North_Los_Banos_Wind_162 | Reliability_Capacity_In_Model_Year | 0.163
Lugo_Victorville_offpeak | Southern_NV_Eldorado_Solar_42 | Operational_New_Capacity_MW | 0.77 | Los_Banos_500_230_SSN | Northern_California_Solar_114 | Reliability_Capacity_In_Model_Year | 0.556
Lugo_Victorville_offpeak | Southern_NV_Eldorado_Wind_2 | Operational_New_Capacity_MW | 0.44 | Los_Banos_500_230_SSN | Northern_California_Solar_138 | Reliability_Capacity_In_Model_Year | 0.556
Lugo_Victorville_offpeak | Southern_NV_Eldorado_Wind_15 | Operational_New_Capacity_MW | 0.44 | Los_Banos_500_230_SSN | Northern_California_Solar_166 | Reliability_Capacity_In_Model_Year | 0.556
Lugo_Victorville_offpeak | Southern_NV_Eldorado_Wind_16 | Operational_New_Capacity_MW | 0.44 | Los_Banos_500_230_SSN | Southern_PGAE_Solar_8 | Reliability_Capacity_In_Model_Year | 0.556
Lugo_Victorville_offpeak | Tehachapi_Solar_28 | Operational_New_Capacity_MW | 0.77 | Los_Banos_500_230_SSN | Southern_PGAE_Solar_34 | Reliability_Capacity_In_Model_Year | 0.556
Lugo_Victorville_offpeak | Tehachapi_Solar_78 | Operational_New_Capacity_MW | 0.77 | Los_Banos_500_230_SSN | Southern_PGAE_Solar_49 | Reliability_Capacity_In_Model_Year | 0.556
Lugo_Victorville_offpeak | Tehachapi_Solar_101 | Operational_New_Capacity_MW | 0.77 | Los_Banos_500_230_SSN | Southern_PGAE_Solar_69 | Reliability_Capacity_In_Model_Year | 0.556
Lugo_Victorville_offpeak | Utah_Geothermal_19 | Operational_New_Capacity_MW | 1 | Los_Banos_500_230_SSN | Southern_PGAE_Solar_72 | Reliability_Capacity_In_Model_Year | 0.556
Lugo_Victorville_offpeak | Utah_Wind_19 | Operational_New_Capacity_MW | 0.67 | Los_Banos_500_230_SSN | Southern_PGAE_Solar_93 | Reliability_Capacity_In_Model_Year | 0.556
Lugo_Victorville_offpeak | Wyoming_Wind_19 | Operational_New_Capacity_MW | 0.67 | Los_Banos_500_230_SSN | Southern_PGAE_Solar_99 | Reliability_Capacity_In_Model_Year | 0.556
Lugo_Victorville_offpeak | Lugo_Victorville_group | Operational_New_Capacity_MW | -1 | Los_Banos_500_230_SSN | Southern_PGAE_Solar_109 | Reliability_Capacity_In_Model_Year | 0.556
Lugo_Victorville_SSN | Arizona_Solar_55 | Reliability_Capacity_In_Model_Year | 0.427 | Los_Banos_500_230_SSN | Southern_PGAE_Solar_117 | Reliability_Capacity_In_Model_Year | 0.556
Lugo_Victorville_SSN | Arizona_Solar_90 | Reliability_Capacity_In_Model_Year | 0.427 | Los_Banos_500_230_SSN | Southern_PGAE_Solar_124 | Reliability_Capacity_In_Model_Year | 0.556
Lugo_Victorville_SSN | Baja_California_Wind_133 | Reliability_Capacity_In_Model_Year | 0.112 | Los_Banos_500_230_SSN | Southern_PGAE_Solar_139 | Reliability_Capacity_In_Model_Year | 0.556
Lugo_Victorville_SSN | Southern_NV_Eldorado_Flow_Battery_2 | Reliability_Capacity_In_Model_Year | 0.5 | Los_Banos_500_230_SSN | Southern_PGAE_Solar_140 | Reliability_Capacity_In_Model_Year | 0.556
Lugo_Victorville_SSN | Southern_NV_Eldorado_Flow_Battery_15 | Reliability_Capacity_In_Model_Year | 0.5 | Los_Banos_500_230_SSN | Southern_PGAE_Solar_151 | Reliability_Capacity_In_Model_Year | 0.556
Lugo_Victorville_SSN | Southern_NV_Eldorado_Flow_Battery_16 | Reliability_Capacity_In_Model_Year | 0.5 | Los_Banos_500_230_SSN | Southern_PGAE_Solar_154 | Reliability_Capacity_In_Model_Year | 0.556
Lugo_Victorville_SSN | Southern_NV_Eldorado_Flow_Battery_19 | Reliability_Capacity_In_Model_Year | 0.5 | Los_Banos_500_230_SSN | Southern_PGAE_Solar_161 | Reliability_Capacity_In_Model_Year | 0.556
Lugo_Victorville_SSN | Tehachapi_Flow_Battery_28 | Reliability_Capacity_In_Model_Year | 0.5 | Los_Banos_500_230_SSN | Southern_PGAE_Solar_162 | Reliability_Capacity_In_Model_Year | 0.556
Lugo_Victorville_SSN | Southern_NV_Eldorado_Flow_Battery_40 | Reliability_Capacity_In_Model_Year | 0.5 | Los_Banos_500_230_SSN | Southern_PGAE_Solar_163 | Reliability_Capacity_In_Model_Year | 0.556
Lugo_Victorville_SSN | Southern_NV_Eldorado_Flow_Battery_42 | Reliability_Capacity_In_Model_Year | 0.5 | Los_Banos_500_230_SSN | Southern_PGAE_Solar_164 | Reliability_Capacity_In_Model_Year | 0.556
Lugo_Victorville_SSN | Arizona_Flow_Battery_55 | Reliability_Capacity_In_Model_Year | 0.5 | Los_Banos_500_230_SSN | Southern_PGAE_Solar_165 | Reliability_Capacity_In_Model_Year | 0.556
Lugo_Victorville_SSN | Greater_LA_Flow_Battery_58 | Reliability_Capacity_In_Model_Year | 0.5 | Los_Banos_500_230_SSN | Southern_PGAE_Solar_168 | Reliability_Capacity_In_Model_Year | 0.556
Lugo_Victorville_SSN | Tehachapi_Flow_Battery_78 | Reliability_Capacity_In_Model_Year | 0.5 | Los_Banos_500_230_SSN | Southern_PGAE_Solar_169 | Reliability_Capacity_In_Model_Year | 0.556
Lugo_Victorville_SSN | Arizona_Flow_Battery_90 | Reliability_Capacity_In_Model_Year | 0.5 | Los_Banos_500_230_SSN | Southern_PGAE_Solar_170 | Reliability_Capacity_In_Model_Year | 0.556
Lugo_Victorville_SSN | Tehachapi_Flow_Battery_101 | Reliability_Capacity_In_Model_Year | 0.5 | Los_Banos_500_230_SSN | Southern_PGAE_Solar_174 | Reliability_Capacity_In_Model_Year | 0.556
Lugo_Victorville_SSN | Greater_Imperial_Flow_Battery_107 | Reliability_Capacity_In_Model_Year | 0.5 | Los_Banos_500_230_SSN | Southern_PGAE_Solar_176 | Reliability_Capacity_In_Model_Year | 0.556
Lugo_Victorville_SSN | Greater_Imperial_Flow_Battery_133 | Reliability_Capacity_In_Model_Year | 0.5 | Lugo_Victorville_SSN | Arizona_Solar_55 | Reliability_Capacity_In_Model_Year | 0.427
Lugo_Victorville_SSN | Southern_NV_Eldorado_Li_Battery_4hr_2 | Reliability_Capacity_In_Model_Year | 0.5 | Lugo_Victorville_SSN | Arizona_Solar_90 | Reliability_Capacity_In_Model_Year | 0.427
Lugo_Victorville_SSN | Southern_NV_Eldorado_Li_Battery_4hr_15 | Reliability_Capacity_In_Model_Year | 0.5 | Lugo_Victorville_SSN | Baja_California_Wind_133 | Reliability_Capacity_In_Model_Year | 0.112
Lugo_Victorville_SSN | Southern_NV_Eldorado_Li_Battery_4hr_16 | Reliability_Capacity_In_Model_Year | 0.5 | Lugo_Victorville_SSN | Southern_NV_Eldorado_Flow_Battery_2 | Reliability_Capacity_In_Model_Year | 0.5
Lugo_Victorville_SSN | Southern_NV_Eldorado_Li_Battery_4hr_19 | Reliability_Capacity_In_Model_Year | 0.5 | Lugo_Victorville_SSN | Southern_NV_Eldorado_Flow_Battery_15 | Reliability_Capacity_In_Model_Year | 0.5
Lugo_Victorville_SSN | Tehachapi_Li_Battery_4hr_28 | Reliability_Capacity_In_Model_Year | 0.5 | Lugo_Victorville_SSN | Southern_NV_Eldorado_Flow_Battery_16 | Reliability_Capacity_In_Model_Year | 0.5
Lugo_Victorville_SSN | Southern_NV_Eldorado_Li_Battery_4hr_40 | Reliability_Capacity_In_Model_Year | 0.5 | Lugo_Victorville_SSN | Southern_NV_Eldorado_Flow_Battery_19 | Reliability_Capacity_In_Model_Year | 0.5
Lugo_Victorville_SSN | Southern_NV_Eldorado_Li_Battery_4hr_42 | Reliability_Capacity_In_Model_Year | 0.5 | Lugo_Victorville_SSN | Tehachapi_Flow_Battery_28 | Reliability_Capacity_In_Model_Year | 0.5
Lugo_Victorville_SSN | Arizona_Li_Battery_4hr_55 | Reliability_Capacity_In_Model_Year | 0.5 | Lugo_Victorville_SSN | Southern_NV_Eldorado_Flow_Battery_40 | Reliability_Capacity_In_Model_Year | 0.5
Lugo_Victorville_SSN | Greater_LA_Li_Battery_4hr_58 | Reliability_Capacity_In_Model_Year | 0.5 | Lugo_Victorville_SSN | Southern_NV_Eldorado_Flow_Battery_42 | Reliability_Capacity_In_Model_Year | 0.5
Lugo_Victorville_SSN | Tehachapi_Li_Battery_4hr_78 | Reliability_Capacity_In_Model_Year | 0.5 | Lugo_Victorville_SSN | Arizona_Flow_Battery_55 | Reliability_Capacity_In_Model_Year | 0.5
Lugo_Victorville_SSN | Arizona_Li_Battery_4hr_90 | Reliability_Capacity_In_Model_Year | 0.5 | Lugo_Victorville_SSN | Greater_LA_Flow_Battery_58 | Reliability_Capacity_In_Model_Year | 0.5
Lugo_Victorville_SSN | Tehachapi_Li_Battery_4hr_101 | Reliability_Capacity_In_Model_Year | 0.5 | Lugo_Victorville_SSN | Tehachapi_Flow_Battery_78 | Reliability_Capacity_In_Model_Year | 0.5
Lugo_Victorville_SSN | Greater_Imperial_Li_Battery_4hr_107 | Reliability_Capacity_In_Model_Year | 0.5 | Lugo_Victorville_SSN | Arizona_Flow_Battery_90 | Reliability_Capacity_In_Model_Year | 0.5
Lugo_Victorville_SSN | Greater_Imperial_Li_Battery_4hr_133 | Reliability_Capacity_In_Model_Year | 0.5 | Lugo_Victorville_SSN | Tehachapi_Flow_Battery_101 | Reliability_Capacity_In_Model_Year | 0.5
Lugo_Victorville_SSN | Southern_NV_Eldorado_Li_Battery_8hr_2 | Reliability_Capacity_In_Model_Year | 0.5 | Lugo_Victorville_SSN | Greater_Imperial_Flow_Battery_107 | Reliability_Capacity_In_Model_Year | 0.5
Lugo_Victorville_SSN | Southern_NV_Eldorado_Li_Battery_8hr_15 | Reliability_Capacity_In_Model_Year | 0.5 | Lugo_Victorville_SSN | Greater_Imperial_Flow_Battery_133 | Reliability_Capacity_In_Model_Year | 0.5
Lugo_Victorville_SSN | Southern_NV_Eldorado_Li_Battery_8hr_16 | Reliability_Capacity_In_Model_Year | 0.5 | Lugo_Victorville_SSN | Southern_NV_Eldorado_Li_Battery_4hr_2 | Reliability_Capacity_In_Model_Year | 0.5
Lugo_Victorville_SSN | Southern_NV_Eldorado_Li_Battery_8hr_19 | Reliability_Capacity_In_Model_Year | 0.5 | Lugo_Victorville_SSN | Southern_NV_Eldorado_Li_Battery_4hr_15 | Reliability_Capacity_In_Model_Year | 0.5
Lugo_Victorville_SSN | Tehachapi_Li_Battery_8hr_28 | Reliability_Capacity_In_Model_Year | 0.5 | Lugo_Victorville_SSN | Southern_NV_Eldorado_Li_Battery_4hr_16 | Reliability_Capacity_In_Model_Year | 0.5
Lugo_Victorville_SSN | Southern_NV_Eldorado_Li_Battery_8hr_40 | Reliability_Capacity_In_Model_Year | 0.5 | Lugo_Victorville_SSN | Southern_NV_Eldorado_Li_Battery_4hr_19 | Reliability_Capacity_In_Model_Year | 0.5
Lugo_Victorville_SSN | Southern_NV_Eldorado_Li_Battery_8hr_42 | Reliability_Capacity_In_Model_Year | 0.5 | Lugo_Victorville_SSN | Tehachapi_Li_Battery_4hr_28 | Reliability_Capacity_In_Model_Year | 0.5
Lugo_Victorville_SSN | Arizona_Li_Battery_8hr_55 | Reliability_Capacity_In_Model_Year | 0.5 | Lugo_Victorville_SSN | Southern_NV_Eldorado_Li_Battery_4hr_40 | Reliability_Capacity_In_Model_Year | 0.5
Lugo_Victorville_SSN | Greater_LA_Li_Battery_8hr_58 | Reliability_Capacity_In_Model_Year | 0.5 | Lugo_Victorville_SSN | Southern_NV_Eldorado_Li_Battery_4hr_42 | Reliability_Capacity_In_Model_Year | 0.5
Lugo_Victorville_SSN | Tehachapi_Li_Battery_8hr_78 | Reliability_Capacity_In_Model_Year | 0.5 | Lugo_Victorville_SSN | Arizona_Li_Battery_4hr_55 | Reliability_Capacity_In_Model_Year | 0.5
Lugo_Victorville_SSN | Arizona_Li_Battery_8hr_90 | Reliability_Capacity_In_Model_Year | 0.5 | Lugo_Victorville_SSN | Greater_LA_Li_Battery_4hr_58 | Reliability_Capacity_In_Model_Year | 0.5
Lugo_Victorville_SSN | Tehachapi_Li_Battery_8hr_101 | Reliability_Capacity_In_Model_Year | 0.5 | Lugo_Victorville_SSN | Tehachapi_Li_Battery_4hr_78 | Reliability_Capacity_In_Model_Year | 0.5
Lugo_Victorville_SSN | Greater_Imperial_Li_Battery_8hr_107 | Reliability_Capacity_In_Model_Year | 0.5 | Lugo_Victorville_SSN | Arizona_Li_Battery_4hr_90 | Reliability_Capacity_In_Model_Year | 0.5
Lugo_Victorville_SSN | Greater_Imperial_Li_Battery_8hr_133 | Reliability_Capacity_In_Model_Year | 0.5 | Lugo_Victorville_SSN | Tehachapi_Li_Battery_4hr_101 | Reliability_Capacity_In_Model_Year | 0.5
Lugo_Victorville_SSN | Central_Nevada_Geothermal_42 | Reliability_Capacity_In_Model_Year | 1 | Lugo_Victorville_SSN | Greater_Imperial_Li_Battery_4hr_107 | Reliability_Capacity_In_Model_Year | 0.5
Lugo_Victorville_SSN | Greater_Imperial_Solar_107 | Reliability_Capacity_In_Model_Year | 0.427 | Lugo_Victorville_SSN | Greater_Imperial_Li_Battery_4hr_133 | Reliability_Capacity_In_Model_Year | 0.5
Lugo_Victorville_SSN | Greater_Imperial_Solar_133 | Reliability_Capacity_In_Model_Year | 0.427 | Lugo_Victorville_SSN | Southern_NV_Eldorado_Li_Battery_8hr_2 | Reliability_Capacity_In_Model_Year | 0.5
Lugo_Victorville_SSN | Greater_LA_Solar_58 | Reliability_Capacity_In_Model_Year | 0.427 | Lugo_Victorville_SSN | Southern_NV_Eldorado_Li_Battery_8hr_15 | Reliability_Capacity_In_Model_Year | 0.5
Lugo_Victorville_SSN | Idaho_Wind_19 | Reliability_Capacity_In_Model_Year | 0.35 | Lugo_Victorville_SSN | Southern_NV_Eldorado_Li_Battery_8hr_16 | Reliability_Capacity_In_Model_Year | 0.5
Lugo_Victorville_SSN | New_Mexico_Wind_55 | Reliability_Capacity_In_Model_Year | 0.35 | Lugo_Victorville_SSN | Southern_NV_Eldorado_Li_Battery_8hr_19 | Reliability_Capacity_In_Model_Year | 0.5
Lugo_Victorville_SSN | Northern_Nevada_Geothermal_19 | Reliability_Capacity_In_Model_Year | 1 | Lugo_Victorville_SSN | Tehachapi_Li_Battery_8hr_28 | Reliability_Capacity_In_Model_Year | 0.5
Lugo_Victorville_SSN | Southern_NV_Eldorado_Solar_2 | Reliability_Capacity_In_Model_Year | 0.427 | Lugo_Victorville_SSN | Southern_NV_Eldorado_Li_Battery_8hr_40 | Reliability_Capacity_In_Model_Year | 0.5
Lugo_Victorville_SSN | Southern_NV_Eldorado_Solar_15 | Reliability_Capacity_In_Model_Year | 0.427 | Lugo_Victorville_SSN | Southern_NV_Eldorado_Li_Battery_8hr_42 | Reliability_Capacity_In_Model_Year | 0.5
Lugo_Victorville_SSN | Southern_NV_Eldorado_Solar_16 | Reliability_Capacity_In_Model_Year | 0.427 | Lugo_Victorville_SSN | Arizona_Li_Battery_8hr_55 | Reliability_Capacity_In_Model_Year | 0.5
Lugo_Victorville_SSN | Southern_NV_Eldorado_Solar_19 | Reliability_Capacity_In_Model_Year | 0.427 | Lugo_Victorville_SSN | Greater_LA_Li_Battery_8hr_58 | Reliability_Capacity_In_Model_Year | 0.5
Lugo_Victorville_SSN | Southern_NV_Eldorado_Solar_40 | Reliability_Capacity_In_Model_Year | 0.427 | Lugo_Victorville_SSN | Tehachapi_Li_Battery_8hr_78 | Reliability_Capacity_In_Model_Year | 0.5
Lugo_Victorville_SSN | Southern_NV_Eldorado_Solar_42 | Reliability_Capacity_In_Model_Year | 0.427 | Lugo_Victorville_SSN | Arizona_Li_Battery_8hr_90 | Reliability_Capacity_In_Model_Year | 0.5
Lugo_Victorville_SSN | Southern_NV_Eldorado_Wind_2 | Reliability_Capacity_In_Model_Year | 0.208 | Lugo_Victorville_SSN | Tehachapi_Li_Battery_8hr_101 | Reliability_Capacity_In_Model_Year | 0.5
Lugo_Victorville_SSN | Southern_NV_Eldorado_Wind_15 | Reliability_Capacity_In_Model_Year | 0.208 | Lugo_Victorville_SSN | Greater_Imperial_Li_Battery_8hr_107 | Reliability_Capacity_In_Model_Year | 0.5
Lugo_Victorville_SSN | Southern_NV_Eldorado_Wind_16 | Reliability_Capacity_In_Model_Year | 0.208 | Lugo_Victorville_SSN | Greater_Imperial_Li_Battery_8hr_133 | Reliability_Capacity_In_Model_Year | 0.5
Lugo_Victorville_SSN | Tehachapi_Solar_28 | Reliability_Capacity_In_Model_Year | 0.427 | Lugo_Victorville_SSN | Central_Nevada_Geothermal_42 | Reliability_Capacity_In_Model_Year | 1
Lugo_Victorville_SSN | Tehachapi_Solar_78 | Reliability_Capacity_In_Model_Year | 0.427 | Lugo_Victorville_SSN | Greater_Imperial_Solar_107 | Reliability_Capacity_In_Model_Year | 0.427
Lugo_Victorville_SSN | Tehachapi_Solar_101 | Reliability_Capacity_In_Model_Year | 0.427 | Lugo_Victorville_SSN | Greater_Imperial_Solar_133 | Reliability_Capacity_In_Model_Year | 0.427
Lugo_Victorville_SSN | Utah_Geothermal_19 | Reliability_Capacity_In_Model_Year | 1 | Lugo_Victorville_SSN | Greater_LA_Solar_58 | Reliability_Capacity_In_Model_Year | 0.427
Lugo_Victorville_SSN | Utah_Wind_19 | Reliability_Capacity_In_Model_Year | 0.35 | Lugo_Victorville_SSN | Idaho_Wind_19 | Reliability_Capacity_In_Model_Year | 0.35
Lugo_Victorville_SSN | Wyoming_Wind_19 | Reliability_Capacity_In_Model_Year | 0.35 | Lugo_Victorville_SSN | New_Mexico_Wind_55 | Reliability_Capacity_In_Model_Year | 0.35
Lugo_Victorville_SSN | Lugo_Victorville_group | Operational_New_Capacity_MW | -1 | Lugo_Victorville_SSN | Northern_Nevada_Geothermal_19 | Reliability_Capacity_In_Model_Year | 1
Merced_TB_2_HSN | Southern_PGAE_Flow_Battery_139 | Reliability_Capacity_In_Model_Year | 1 | Lugo_Victorville_SSN | Southern_NV_Eldorado_Solar_2 | Reliability_Capacity_In_Model_Year | 0.427
Merced_TB_2_HSN | Southern_PGAE_Flow_Battery_147 | Reliability_Capacity_In_Model_Year | 1 | Lugo_Victorville_SSN | Southern_NV_Eldorado_Solar_15 | Reliability_Capacity_In_Model_Year | 0.427
Merced_TB_2_HSN | Southern_PGAE_Flow_Battery_165 | Reliability_Capacity_In_Model_Year | 1 | Lugo_Victorville_SSN | Southern_NV_Eldorado_Solar_16 | Reliability_Capacity_In_Model_Year | 0.427
Merced_TB_2_HSN | Southern_PGAE_Flow_Battery_170 | Reliability_Capacity_In_Model_Year | 1 | Lugo_Victorville_SSN | Southern_NV_Eldorado_Solar_19 | Reliability_Capacity_In_Model_Year | 0.427
Merced_TB_2_HSN | Southern_PGAE_Flow_Battery_176 | Reliability_Capacity_In_Model_Year | 1 | Lugo_Victorville_SSN | Southern_NV_Eldorado_Solar_40 | Reliability_Capacity_In_Model_Year | 0.427
Merced_TB_2_HSN | Southern_PGAE_Li_Battery_4hr_139 | Reliability_Capacity_In_Model_Year | 1 | Lugo_Victorville_SSN | Southern_NV_Eldorado_Solar_42 | Reliability_Capacity_In_Model_Year | 0.427
Merced_TB_2_HSN | Southern_PGAE_Li_Battery_4hr_147 | Reliability_Capacity_In_Model_Year | 1 | Lugo_Victorville_SSN | Southern_NV_Eldorado_Wind_2 | Reliability_Capacity_In_Model_Year | 0.208
Merced_TB_2_HSN | Southern_PGAE_Li_Battery_4hr_165 | Reliability_Capacity_In_Model_Year | 1 | Lugo_Victorville_SSN | Southern_NV_Eldorado_Wind_15 | Reliability_Capacity_In_Model_Year | 0.208
Merced_TB_2_HSN | Southern_PGAE_Li_Battery_4hr_170 | Reliability_Capacity_In_Model_Year | 1 | Lugo_Victorville_SSN | Southern_NV_Eldorado_Wind_16 | Reliability_Capacity_In_Model_Year | 0.208
Merced_TB_2_HSN | Southern_PGAE_Li_Battery_4hr_176 | Reliability_Capacity_In_Model_Year | 1 | Lugo_Victorville_SSN | Tehachapi_Solar_28 | Reliability_Capacity_In_Model_Year | 0.427
Merced_TB_2_HSN | Southern_PGAE_Li_Battery_8hr_139 | Reliability_Capacity_In_Model_Year | 1 | Lugo_Victorville_SSN | Tehachapi_Solar_78 | Reliability_Capacity_In_Model_Year | 0.427
Merced_TB_2_HSN | Southern_PGAE_Li_Battery_8hr_147 | Reliability_Capacity_In_Model_Year | 1 | Lugo_Victorville_SSN | Tehachapi_Solar_101 | Reliability_Capacity_In_Model_Year | 0.427
Merced_TB_2_HSN | Southern_PGAE_Li_Battery_8hr_165 | Reliability_Capacity_In_Model_Year | 1 | Lugo_Victorville_SSN | Utah_Geothermal_19 | Reliability_Capacity_In_Model_Year | 1
Merced_TB_2_HSN | Southern_PGAE_Li_Battery_8hr_170 | Reliability_Capacity_In_Model_Year | 1 | Lugo_Victorville_SSN | Utah_Wind_19 | Reliability_Capacity_In_Model_Year | 0.35
Merced_TB_2_HSN | Southern_PGAE_Li_Battery_8hr_176 | Reliability_Capacity_In_Model_Year | 1 | Lugo_Victorville_SSN | Wyoming_Wind_19 | Reliability_Capacity_In_Model_Year | 0.35
Merced_TB_2_HSN | Southern_PGAE_Solar_139 | Reliability_Capacity_In_Model_Year | 0.1 | Lugo_500_230_Transformer_SSN | Greater_Kramer_Flow_Battery_86 | Reliability_Capacity_In_Model_Year | 0.5
Merced_TB_2_HSN | Southern_PGAE_Solar_147 | Reliability_Capacity_In_Model_Year | 0.1 | Lugo_500_230_Transformer_SSN | Greater_Kramer_Flow_Battery_103 | Reliability_Capacity_In_Model_Year | 0.5
Merced_TB_2_HSN | Southern_PGAE_Solar_165 | Reliability_Capacity_In_Model_Year | 0.1 | Lugo_500_230_Transformer_SSN | Greater_Kramer_Flow_Battery_123 | Reliability_Capacity_In_Model_Year | 0.5
Merced_TB_2_HSN | Southern_PGAE_Solar_170 | Reliability_Capacity_In_Model_Year | 0.1 | Lugo_500_230_Transformer_SSN | Greater_Kramer_Flow_Battery_156 | Reliability_Capacity_In_Model_Year | 0.5
Merced_TB_2_HSN | Southern_PGAE_Solar_176 | Reliability_Capacity_In_Model_Year | 0.1 | Lugo_500_230_Transformer_SSN | Greater_Kramer_Li_Battery_4hr_86 | Reliability_Capacity_In_Model_Year | 0.5
Merced_TB_2_HSN | Merced_TB_2_group | Operational_New_Capacity_MW | -1 | Lugo_500_230_Transformer_SSN | Greater_Kramer_Li_Battery_4hr_103 | Reliability_Capacity_In_Model_Year | 0.5
Merced_TB_2_offpeak | Southern_PGAE_Flow_Battery_139 | Operational_New_Capacity_MW | -1 | Lugo_500_230_Transformer_SSN | Greater_Kramer_Li_Battery_4hr_123 | Reliability_Capacity_In_Model_Year | 0.5
Merced_TB_2_offpeak | Southern_PGAE_Flow_Battery_147 | Operational_New_Capacity_MW | -1 | Lugo_500_230_Transformer_SSN | Greater_Kramer_Li_Battery_4hr_156 | Reliability_Capacity_In_Model_Year | 0.5
Merced_TB_2_offpeak | Southern_PGAE_Flow_Battery_165 | Operational_New_Capacity_MW | -1 | Lugo_500_230_Transformer_SSN | Greater_Kramer_Li_Battery_8hr_86 | Reliability_Capacity_In_Model_Year | 0.5
Merced_TB_2_offpeak | Southern_PGAE_Flow_Battery_170 | Operational_New_Capacity_MW | -1 | Lugo_500_230_Transformer_SSN | Greater_Kramer_Li_Battery_8hr_103 | Reliability_Capacity_In_Model_Year | 0.5
Merced_TB_2_offpeak | Southern_PGAE_Flow_Battery_176 | Operational_New_Capacity_MW | -1 | Lugo_500_230_Transformer_SSN | Greater_Kramer_Li_Battery_8hr_123 | Reliability_Capacity_In_Model_Year | 0.5
Merced_TB_2_offpeak | Southern_PGAE_Li_Battery_4hr_139 | Operational_New_Capacity_MW | -1 | Lugo_500_230_Transformer_SSN | Greater_Kramer_Li_Battery_8hr_156 | Reliability_Capacity_In_Model_Year | 0.5
Merced_TB_2_offpeak | Southern_PGAE_Li_Battery_4hr_147 | Operational_New_Capacity_MW | -1 | Lugo_500_230_Transformer_SSN | Greater_Kramer_Solar_86 | Reliability_Capacity_In_Model_Year | 0.427
Merced_TB_2_offpeak | Southern_PGAE_Li_Battery_4hr_165 | Operational_New_Capacity_MW | -1 | Lugo_500_230_Transformer_SSN | Greater_Kramer_Solar_103 | Reliability_Capacity_In_Model_Year | 0.427
Merced_TB_2_offpeak | Southern_PGAE_Li_Battery_4hr_170 | Operational_New_Capacity_MW | -1 | Lugo_500_230_Transformer_SSN | Greater_Kramer_Solar_123 | Reliability_Capacity_In_Model_Year | 0.427
Merced_TB_2_offpeak | Southern_PGAE_Li_Battery_4hr_176 | Operational_New_Capacity_MW | -1 | Lugo_500_230_Transformer_SSN | Greater_Kramer_Solar_156 | Reliability_Capacity_In_Model_Year | 0.427
Merced_TB_2_offpeak | Southern_PGAE_Li_Battery_8hr_139 | Operational_New_Capacity_MW | -1 | Lugo_500_230_Transformer_SSN | Inyokern_North_Kramer_Geothermal_156 | Reliability_Capacity_In_Model_Year | 1
Merced_TB_2_offpeak | Southern_PGAE_Li_Battery_8hr_147 | Operational_New_Capacity_MW | -1 | Merced_TB_2_SSN | Southern_PGAE_Flow_Battery_139 | Reliability_Capacity_In_Model_Year | 0.5
Merced_TB_2_offpeak | Southern_PGAE_Li_Battery_8hr_165 | Operational_New_Capacity_MW | -1 | Merced_TB_2_SSN | Southern_PGAE_Flow_Battery_147 | Reliability_Capacity_In_Model_Year | 0.5
Merced_TB_2_offpeak | Southern_PGAE_Li_Battery_8hr_170 | Operational_New_Capacity_MW | -1 | Merced_TB_2_SSN | Southern_PGAE_Flow_Battery_165 | Reliability_Capacity_In_Model_Year | 0.5
Merced_TB_2_offpeak | Southern_PGAE_Li_Battery_8hr_176 | Operational_New_Capacity_MW | -1 | Merced_TB_2_SSN | Southern_PGAE_Flow_Battery_170 | Reliability_Capacity_In_Model_Year | 0.5
Merced_TB_2_offpeak | Southern_PGAE_Solar_139 | Operational_New_Capacity_MW | 0.79 | Merced_TB_2_SSN | Southern_PGAE_Flow_Battery_176 | Reliability_Capacity_In_Model_Year | 0.5
Merced_TB_2_offpeak | Southern_PGAE_Solar_147 | Operational_New_Capacity_MW | 0.79 | Merced_TB_2_SSN | Southern_PGAE_Li_Battery_4hr_139 | Reliability_Capacity_In_Model_Year | 0.5
Merced_TB_2_offpeak | Southern_PGAE_Solar_165 | Operational_New_Capacity_MW | 0.79 | Merced_TB_2_SSN | Southern_PGAE_Li_Battery_4hr_147 | Reliability_Capacity_In_Model_Year | 0.5
Merced_TB_2_offpeak | Southern_PGAE_Solar_170 | Operational_New_Capacity_MW | 0.79 | Merced_TB_2_SSN | Southern_PGAE_Li_Battery_4hr_165 | Reliability_Capacity_In_Model_Year | 0.5
Merced_TB_2_offpeak | Southern_PGAE_Solar_176 | Operational_New_Capacity_MW | 0.79 | Merced_TB_2_SSN | Southern_PGAE_Li_Battery_4hr_170 | Reliability_Capacity_In_Model_Year | 0.5
Merced_TB_2_offpeak | Merced_TB_2_group | Operational_New_Capacity_MW | -0.81285 | Merced_TB_2_SSN | Southern_PGAE_Li_Battery_4hr_176 | Reliability_Capacity_In_Model_Year | 0.5
Merced_TB_2_SSN | Southern_PGAE_Flow_Battery_139 | Reliability_Capacity_In_Model_Year | 0.5 | Merced_TB_2_SSN | Southern_PGAE_Li_Battery_8hr_139 | Reliability_Capacity_In_Model_Year | 0.5
Merced_TB_2_SSN | Southern_PGAE_Flow_Battery_147 | Reliability_Capacity_In_Model_Year | 0.5 | Merced_TB_2_SSN | Southern_PGAE_Li_Battery_8hr_147 | Reliability_Capacity_In_Model_Year | 0.5
Merced_TB_2_SSN | Southern_PGAE_Flow_Battery_165 | Reliability_Capacity_In_Model_Year | 0.5 | Merced_TB_2_SSN | Southern_PGAE_Li_Battery_8hr_165 | Reliability_Capacity_In_Model_Year | 0.5
Merced_TB_2_SSN | Southern_PGAE_Flow_Battery_170 | Reliability_Capacity_In_Model_Year | 0.5 | Merced_TB_2_SSN | Southern_PGAE_Li_Battery_8hr_170 | Reliability_Capacity_In_Model_Year | 0.5
Merced_TB_2_SSN | Southern_PGAE_Flow_Battery_176 | Reliability_Capacity_In_Model_Year | 0.5 | Merced_TB_2_SSN | Southern_PGAE_Li_Battery_8hr_176 | Reliability_Capacity_In_Model_Year | 0.5
Merced_TB_2_SSN | Southern_PGAE_Li_Battery_4hr_139 | Reliability_Capacity_In_Model_Year | 0.5 | Merced_TB_2_SSN | Southern_PGAE_Solar_139 | Reliability_Capacity_In_Model_Year | 0.556
Merced_TB_2_SSN | Southern_PGAE_Li_Battery_4hr_147 | Reliability_Capacity_In_Model_Year | 0.5 | Merced_TB_2_SSN | Southern_PGAE_Solar_147 | Reliability_Capacity_In_Model_Year | 0.556
Merced_TB_2_SSN | Southern_PGAE_Li_Battery_4hr_165 | Reliability_Capacity_In_Model_Year | 0.5 | Merced_TB_2_SSN | Southern_PGAE_Solar_165 | Reliability_Capacity_In_Model_Year | 0.556
Merced_TB_2_SSN | Southern_PGAE_Li_Battery_4hr_170 | Reliability_Capacity_In_Model_Year | 0.5 | Merced_TB_2_SSN | Southern_PGAE_Solar_170 | Reliability_Capacity_In_Model_Year | 0.556
Merced_TB_2_SSN | Southern_PGAE_Li_Battery_4hr_176 | Reliability_Capacity_In_Model_Year | 0.5 | Merced_TB_2_SSN | Southern_PGAE_Solar_176 | Reliability_Capacity_In_Model_Year | 0.556
Merced_TB_2_SSN | Southern_PGAE_Li_Battery_8hr_139 | Reliability_Capacity_In_Model_Year | 0.5 | Midway_TB_3_SSN | Southern_PGAE_Flow_Battery_37 | Reliability_Capacity_In_Model_Year | 0.5
Merced_TB_2_SSN | Southern_PGAE_Li_Battery_8hr_147 | Reliability_Capacity_In_Model_Year | 0.5 | Midway_TB_3_SSN | Southern_PGAE_Flow_Battery_39 | Reliability_Capacity_In_Model_Year | 0.5
Merced_TB_2_SSN | Southern_PGAE_Li_Battery_8hr_165 | Reliability_Capacity_In_Model_Year | 0.5 | Midway_TB_3_SSN | Southern_PGAE_Flow_Battery_46 | Reliability_Capacity_In_Model_Year | 0.5
Merced_TB_2_SSN | Southern_PGAE_Li_Battery_8hr_170 | Reliability_Capacity_In_Model_Year | 0.5 | Midway_TB_3_SSN | Southern_PGAE_Flow_Battery_47 | Reliability_Capacity_In_Model_Year | 0.5
Merced_TB_2_SSN | Southern_PGAE_Li_Battery_8hr_176 | Reliability_Capacity_In_Model_Year | 0.5 | Midway_TB_3_SSN | Southern_PGAE_Flow_Battery_74 | Reliability_Capacity_In_Model_Year | 0.5
Merced_TB_2_SSN | Southern_PGAE_Solar_139 | Reliability_Capacity_In_Model_Year | 0.556 | Midway_TB_3_SSN | Southern_PGAE_Flow_Battery_75 | Reliability_Capacity_In_Model_Year | 0.5
Merced_TB_2_SSN | Southern_PGAE_Solar_147 | Reliability_Capacity_In_Model_Year | 0.556 | Midway_TB_3_SSN | Southern_PGAE_Flow_Battery_98 | Reliability_Capacity_In_Model_Year | 0.5
Merced_TB_2_SSN | Southern_PGAE_Solar_165 | Reliability_Capacity_In_Model_Year | 0.556 | Midway_TB_3_SSN | Southern_PGAE_Flow_Battery_118 | Reliability_Capacity_In_Model_Year | 0.5
Merced_TB_2_SSN | Southern_PGAE_Solar_170 | Reliability_Capacity_In_Model_Year | 0.556 | Midway_TB_3_SSN | Tehachapi_Flow_Battery_125 | Reliability_Capacity_In_Model_Year | 0.5
Merced_TB_2_SSN | Southern_PGAE_Solar_176 | Reliability_Capacity_In_Model_Year | 0.556 | Midway_TB_3_SSN | Northern_California_Flow_Battery_130 | Reliability_Capacity_In_Model_Year | 0.5
Merced_TB_2_SSN | Merced_TB_2_group | Operational_New_Capacity_MW | -1 | Midway_TB_3_SSN | Southern_PGAE_Flow_Battery_152 | Reliability_Capacity_In_Model_Year | 0.5
Midway_Q2005_HSN | Southern_PGAE_Adiabatic_CAES_12 | Reliability_Capacity_In_Model_Year | 1 | Midway_TB_3_SSN | Southern_PGAE_Flow_Battery_175 | Reliability_Capacity_In_Model_Year | 0.5
Midway_Q2005_HSN | Southern_PGAE_Flow_Battery_12 | Reliability_Capacity_In_Model_Year | 1 | Midway_TB_3_SSN | Southern_PGAE_Flow_Battery_177 | Reliability_Capacity_In_Model_Year | 0.5
Midway_Q2005_HSN | Southern_PGAE_Flow_Battery_17 | Reliability_Capacity_In_Model_Year | 1 | Midway_TB_3_SSN | Southern_PGAE_Li_Battery_4hr_37 | Reliability_Capacity_In_Model_Year | 0.5
Midway_Q2005_HSN | Southern_PGAE_Flow_Battery_22 | Reliability_Capacity_In_Model_Year | 1 | Midway_TB_3_SSN | Southern_PGAE_Li_Battery_4hr_39 | Reliability_Capacity_In_Model_Year | 0.5
Midway_Q2005_HSN | Southern_PGAE_Flow_Battery_23 | Reliability_Capacity_In_Model_Year | 1 | Midway_TB_3_SSN | Southern_PGAE_Li_Battery_4hr_46 | Reliability_Capacity_In_Model_Year | 0.5
Midway_Q2005_HSN | Southern_PGAE_Flow_Battery_24 | Reliability_Capacity_In_Model_Year | 1 | Midway_TB_3_SSN | Southern_PGAE_Li_Battery_4hr_47 | Reliability_Capacity_In_Model_Year | 0.5
Midway_Q2005_HSN | Southern_PGAE_Flow_Battery_33 | Reliability_Capacity_In_Model_Year | 1 | Midway_TB_3_SSN | Southern_PGAE_Li_Battery_4hr_74 | Reliability_Capacity_In_Model_Year | 0.5
Midway_Q2005_HSN | Southern_PGAE_Flow_Battery_34 | Reliability_Capacity_In_Model_Year | 1 | Midway_TB_3_SSN | Southern_PGAE_Li_Battery_4hr_75 | Reliability_Capacity_In_Model_Year | 0.5
Midway_Q2005_HSN | Southern_PGAE_Flow_Battery_37 | Reliability_Capacity_In_Model_Year | 1 | Midway_TB_3_SSN | Southern_PGAE_Li_Battery_4hr_98 | Reliability_Capacity_In_Model_Year | 0.5
Midway_Q2005_HSN | Southern_PGAE_Flow_Battery_39 | Reliability_Capacity_In_Model_Year | 1 | Midway_TB_3_SSN | Southern_PGAE_Li_Battery_4hr_118 | Reliability_Capacity_In_Model_Year | 0.5
Midway_Q2005_HSN | Southern_PGAE_Flow_Battery_45 | Reliability_Capacity_In_Model_Year | 1 | Midway_TB_3_SSN | Tehachapi_Li_Battery_4hr_125 | Reliability_Capacity_In_Model_Year | 0.5
Midway_Q2005_HSN | Southern_PGAE_Flow_Battery_46 | Reliability_Capacity_In_Model_Year | 1 | Midway_TB_3_SSN | Northern_California_Li_Battery_4hr_130 | Reliability_Capacity_In_Model_Year | 0.5
Midway_Q2005_HSN | Southern_PGAE_Flow_Battery_49 | Reliability_Capacity_In_Model_Year | 1 | Midway_TB_3_SSN | Southern_PGAE_Li_Battery_4hr_152 | Reliability_Capacity_In_Model_Year | 0.5
Midway_Q2005_HSN | Southern_PGAE_Flow_Battery_52 | Reliability_Capacity_In_Model_Year | 1 | Midway_TB_3_SSN | Southern_PGAE_Li_Battery_4hr_175 | Reliability_Capacity_In_Model_Year | 0.5
Midway_Q2005_HSN | Southern_PGAE_Flow_Battery_61 | Reliability_Capacity_In_Model_Year | 1 | Midway_TB_3_SSN | Southern_PGAE_Li_Battery_4hr_177 | Reliability_Capacity_In_Model_Year | 0.5
Midway_Q2005_HSN | Southern_PGAE_Flow_Battery_69 | Reliability_Capacity_In_Model_Year | 1 | Midway_TB_3_SSN | Southern_PGAE_Li_Battery_8hr_37 | Reliability_Capacity_In_Model_Year | 0.5
Midway_Q2005_HSN | Southern_PGAE_Flow_Battery_74 | Reliability_Capacity_In_Model_Year | 1 | Midway_TB_3_SSN | Southern_PGAE_Li_Battery_8hr_39 | Reliability_Capacity_In_Model_Year | 0.5
Midway_Q2005_HSN | Southern_PGAE_Flow_Battery_75 | Reliability_Capacity_In_Model_Year | 1 | Midway_TB_3_SSN | Southern_PGAE_Li_Battery_8hr_46 | Reliability_Capacity_In_Model_Year | 0.5
Midway_Q2005_HSN | Southern_PGAE_Flow_Battery_79 | Reliability_Capacity_In_Model_Year | 1 | Midway_TB_3_SSN | Southern_PGAE_Li_Battery_8hr_47 | Reliability_Capacity_In_Model_Year | 0.5
Midway_Q2005_HSN | Northern_California_Flow_Battery_85 | Reliability_Capacity_In_Model_Year | 1 | Midway_TB_3_SSN | Southern_PGAE_Li_Battery_8hr_74 | Reliability_Capacity_In_Model_Year | 0.5
Midway_Q2005_HSN | Southern_PGAE_Flow_Battery_93 | Reliability_Capacity_In_Model_Year | 1 | Midway_TB_3_SSN | Southern_PGAE_Li_Battery_8hr_75 | Reliability_Capacity_In_Model_Year | 0.5
Midway_Q2005_HSN | Southern_PGAE_Flow_Battery_98 | Reliability_Capacity_In_Model_Year | 1 | Midway_TB_3_SSN | Southern_PGAE_Li_Battery_8hr_98 | Reliability_Capacity_In_Model_Year | 0.5
Midway_Q2005_HSN | Southern_PGAE_Flow_Battery_102 | Reliability_Capacity_In_Model_Year | 1 | Midway_TB_3_SSN | Southern_PGAE_Li_Battery_8hr_118 | Reliability_Capacity_In_Model_Year | 0.5
Midway_Q2005_HSN | Southern_PGAE_Flow_Battery_109 | Reliability_Capacity_In_Model_Year | 1 | Midway_TB_3_SSN | Tehachapi_Li_Battery_8hr_125 | Reliability_Capacity_In_Model_Year | 0.5
Midway_Q2005_HSN | Southern_PGAE_Flow_Battery_117 | Reliability_Capacity_In_Model_Year | 1 | Midway_TB_3_SSN | Northern_California_Li_Battery_8hr_130 | Reliability_Capacity_In_Model_Year | 0.5
Midway_Q2005_HSN | Southern_PGAE_Flow_Battery_118 | Reliability_Capacity_In_Model_Year | 1 | Midway_TB_3_SSN | Southern_PGAE_Li_Battery_8hr_152 | Reliability_Capacity_In_Model_Year | 0.5
Midway_Q2005_HSN | Southern_PGAE_Flow_Battery_140 | Reliability_Capacity_In_Model_Year | 1 | Midway_TB_3_SSN | Southern_PGAE_Li_Battery_8hr_175 | Reliability_Capacity_In_Model_Year | 0.5
Midway_Q2005_HSN | Southern_PGAE_Flow_Battery_151 | Reliability_Capacity_In_Model_Year | 1 | Midway_TB_3_SSN | Southern_PGAE_Li_Battery_8hr_177 | Reliability_Capacity_In_Model_Year | 0.5
Midway_Q2005_HSN | Southern_PGAE_Flow_Battery_154 | Reliability_Capacity_In_Model_Year | 1 | Midway_TB_3_SSN | Central_Valley_North_Los_Banos_Wind_125 | Reliability_Capacity_In_Model_Year | 0.163
Midway_Q2005_HSN | Southern_PGAE_Flow_Battery_161 | Reliability_Capacity_In_Model_Year | 1 | Midway_TB_3_SSN | Central_Valley_North_Los_Banos_Biomass_47 | Reliability_Capacity_In_Model_Year | 1
Midway_Q2005_HSN | Southern_PGAE_Flow_Battery_162 | Reliability_Capacity_In_Model_Year | 1 | Midway_TB_3_SSN | Northern_California_Solar_130 | Reliability_Capacity_In_Model_Year | 0.556
Midway_Q2005_HSN | Southern_PGAE_Flow_Battery_164 | Reliability_Capacity_In_Model_Year | 1 | Midway_TB_3_SSN | Southern_PGAE_Solar_37 | Reliability_Capacity_In_Model_Year | 0.556
Midway_Q2005_HSN | Southern_PGAE_Flow_Battery_165 | Reliability_Capacity_In_Model_Year | 1 | Midway_TB_3_SSN | Southern_PGAE_Solar_39 | Reliability_Capacity_In_Model_Year | 0.556
Midway_Q2005_HSN | Southern_PGAE_Flow_Battery_168 | Reliability_Capacity_In_Model_Year | 1 | Midway_TB_3_SSN | Southern_PGAE_Solar_46 | Reliability_Capacity_In_Model_Year | 0.556
Midway_Q2005_HSN | Southern_PGAE_Flow_Battery_169 | Reliability_Capacity_In_Model_Year | 1 | Midway_TB_3_SSN | Southern_PGAE_Solar_47 | Reliability_Capacity_In_Model_Year | 0.556
Midway_Q2005_HSN | Southern_PGAE_Flow_Battery_170 | Reliability_Capacity_In_Model_Year | 1 | Midway_TB_3_SSN | Southern_PGAE_Solar_74 | Reliability_Capacity_In_Model_Year | 0.556
Midway_Q2005_HSN | Southern_PGAE_Flow_Battery_174 | Reliability_Capacity_In_Model_Year | 1 | Midway_TB_3_SSN | Southern_PGAE_Solar_75 | Reliability_Capacity_In_Model_Year | 0.556
Midway_Q2005_HSN | Southern_PGAE_Flow_Battery_176 | Reliability_Capacity_In_Model_Year | 1 | Midway_TB_3_SSN | Southern_PGAE_Solar_98 | Reliability_Capacity_In_Model_Year | 0.556
Midway_Q2005_HSN | Southern_PGAE_Li_Battery_4hr_12 | Reliability_Capacity_In_Model_Year | 1 | Midway_TB_3_SSN | Southern_PGAE_Solar_118 | Reliability_Capacity_In_Model_Year | 0.556
Midway_Q2005_HSN | Southern_PGAE_Li_Battery_4hr_17 | Reliability_Capacity_In_Model_Year | 1 | Midway_TB_3_SSN | Southern_PGAE_Solar_152 | Reliability_Capacity_In_Model_Year | 0.556
Midway_Q2005_HSN | Southern_PGAE_Li_Battery_4hr_22 | Reliability_Capacity_In_Model_Year | 1 | Midway_TB_3_SSN | Southern_PGAE_Solar_175 | Reliability_Capacity_In_Model_Year | 0.556
Midway_Q2005_HSN | Southern_PGAE_Li_Battery_4hr_23 | Reliability_Capacity_In_Model_Year | 1 | Midway_TB_3_SSN | Southern_PGAE_Solar_177 | Reliability_Capacity_In_Model_Year | 0.556
Midway_Q2005_HSN | Southern_PGAE_Li_Battery_4hr_24 | Reliability_Capacity_In_Model_Year | 1 | Midway_TB_3_SSN | Tehachapi_Solar_125 | Reliability_Capacity_In_Model_Year | 0.427
Midway_Q2005_HSN | Southern_PGAE_Li_Battery_4hr_33 | Reliability_Capacity_In_Model_Year | 1 | Midway_Q2005_SSN | Southern_PGAE_Adiabatic_CAES_12 | Reliability_Capacity_In_Model_Year | 0.5
Midway_Q2005_HSN | Southern_PGAE_Li_Battery_4hr_34 | Reliability_Capacity_In_Model_Year | 1 | Midway_Q2005_SSN | Southern_PGAE_Flow_Battery_12 | Reliability_Capacity_In_Model_Year | 0.5
Midway_Q2005_HSN | Southern_PGAE_Li_Battery_4hr_37 | Reliability_Capacity_In_Model_Year | 1 | Midway_Q2005_SSN | Southern_PGAE_Flow_Battery_17 | Reliability_Capacity_In_Model_Year | 0.5
Midway_Q2005_HSN | Southern_PGAE_Li_Battery_4hr_39 | Reliability_Capacity_In_Model_Year | 1 | Midway_Q2005_SSN | Southern_PGAE_Flow_Battery_22 | Reliability_Capacity_In_Model_Year | 0.5
Midway_Q2005_HSN | Southern_PGAE_Li_Battery_4hr_45 | Reliability_Capacity_In_Model_Year | 1 | Midway_Q2005_SSN | Southern_PGAE_Flow_Battery_23 | Reliability_Capacity_In_Model_Year | 0.5
Midway_Q2005_HSN | Southern_PGAE_Li_Battery_4hr_46 | Reliability_Capacity_In_Model_Year | 1 | Midway_Q2005_SSN | Southern_PGAE_Flow_Battery_24 | Reliability_Capacity_In_Model_Year | 0.5
Midway_Q2005_HSN | Southern_PGAE_Li_Battery_4hr_49 | Reliability_Capacity_In_Model_Year | 1 | Midway_Q2005_SSN | Southern_PGAE_Flow_Battery_33 | Reliability_Capacity_In_Model_Year | 0.5
Midway_Q2005_HSN | Southern_PGAE_Li_Battery_4hr_52 | Reliability_Capacity_In_Model_Year | 1 | Midway_Q2005_SSN | Southern_PGAE_Flow_Battery_34 | Reliability_Capacity_In_Model_Year | 0.5
Midway_Q2005_HSN | Southern_PGAE_Li_Battery_4hr_61 | Reliability_Capacity_In_Model_Year | 1 | Midway_Q2005_SSN | Southern_PGAE_Flow_Battery_37 | Reliability_Capacity_In_Model_Year | 0.5
Midway_Q2005_HSN | Southern_PGAE_Li_Battery_4hr_69 | Reliability_Capacity_In_Model_Year | 1 | Midway_Q2005_SSN | Southern_PGAE_Flow_Battery_39 | Reliability_Capacity_In_Model_Year | 0.5
Midway_Q2005_HSN | Southern_PGAE_Li_Battery_4hr_74 | Reliability_Capacity_In_Model_Year | 1 | Midway_Q2005_SSN | Southern_PGAE_Flow_Battery_45 | Reliability_Capacity_In_Model_Year | 0.5
Midway_Q2005_HSN | Southern_PGAE_Li_Battery_4hr_75 | Reliability_Capacity_In_Model_Year | 1 | Midway_Q2005_SSN | Southern_PGAE_Flow_Battery_46 | Reliability_Capacity_In_Model_Year | 0.5
Midway_Q2005_HSN | Southern_PGAE_Li_Battery_4hr_79 | Reliability_Capacity_In_Model_Year | 1 | Midway_Q2005_SSN | Southern_PGAE_Flow_Battery_49 | Reliability_Capacity_In_Model_Year | 0.5
Midway_Q2005_HSN | Northern_California_Li_Battery_4hr_85 | Reliability_Capacity_In_Model_Year | 1 | Midway_Q2005_SSN | Southern_PGAE_Flow_Battery_52 | Reliability_Capacity_In_Model_Year | 0.5
Midway_Q2005_HSN | Southern_PGAE_Li_Battery_4hr_93 | Reliability_Capacity_In_Model_Year | 1 | Midway_Q2005_SSN | Southern_PGAE_Flow_Battery_61 | Reliability_Capacity_In_Model_Year | 0.5
Midway_Q2005_HSN | Southern_PGAE_Li_Battery_4hr_98 | Reliability_Capacity_In_Model_Year | 1 | Midway_Q2005_SSN | Southern_PGAE_Flow_Battery_69 | Reliability_Capacity_In_Model_Year | 0.5
Midway_Q2005_HSN | Southern_PGAE_Li_Battery_4hr_102 | Reliability_Capacity_In_Model_Year | 1 | Midway_Q2005_SSN | Southern_PGAE_Flow_Battery_74 | Reliability_Capacity_In_Model_Year | 0.5
Midway_Q2005_HSN | Southern_PGAE_Li_Battery_4hr_109 | Reliability_Capacity_In_Model_Year | 1 | Midway_Q2005_SSN | Southern_PGAE_Flow_Battery_75 | Reliability_Capacity_In_Model_Year | 0.5
Midway_Q2005_HSN | Southern_PGAE_Li_Battery_4hr_117 | Reliability_Capacity_In_Model_Year | 1 | Midway_Q2005_SSN | Southern_PGAE_Flow_Battery_79 | Reliability_Capacity_In_Model_Year | 0.5
Midway_Q2005_HSN | Southern_PGAE_Li_Battery_4hr_118 | Reliability_Capacity_In_Model_Year | 1 | Midway_Q2005_SSN | Northern_California_Flow_Battery_85 | Reliability_Capacity_In_Model_Year | 0.5
Midway_Q2005_HSN | Southern_PGAE_Li_Battery_4hr_140 | Reliability_Capacity_In_Model_Year | 1 | Midway_Q2005_SSN | Southern_PGAE_Flow_Battery_93 | Reliability_Capacity_In_Model_Year | 0.5
Midway_Q2005_HSN | Southern_PGAE_Li_Battery_4hr_151 | Reliability_Capacity_In_Model_Year | 1 | Midway_Q2005_SSN | Southern_PGAE_Flow_Battery_98 | Reliability_Capacity_In_Model_Year | 0.5
Midway_Q2005_HSN | Southern_PGAE_Li_Battery_4hr_154 | Reliability_Capacity_In_Model_Year | 1 | Midway_Q2005_SSN | Southern_PGAE_Flow_Battery_102 | Reliability_Capacity_In_Model_Year | 0.5
Midway_Q2005_HSN | Southern_PGAE_Li_Battery_4hr_161 | Reliability_Capacity_In_Model_Year | 1 | Midway_Q2005_SSN | Southern_PGAE_Flow_Battery_109 | Reliability_Capacity_In_Model_Year | 0.5
Midway_Q2005_HSN | Southern_PGAE_Li_Battery_4hr_162 | Reliability_Capacity_In_Model_Year | 1 | Midway_Q2005_SSN | Southern_PGAE_Flow_Battery_117 | Reliability_Capacity_In_Model_Year | 0.5
Midway_Q2005_HSN | Southern_PGAE_Li_Battery_4hr_164 | Reliability_Capacity_In_Model_Year | 1 | Midway_Q2005_SSN | Southern_PGAE_Flow_Battery_118 | Reliability_Capacity_In_Model_Year | 0.5
Midway_Q2005_HSN | Southern_PGAE_Li_Battery_4hr_165 | Reliability_Capacity_In_Model_Year | 1 | Midway_Q2005_SSN | Southern_PGAE_Flow_Battery_140 | Reliability_Capacity_In_Model_Year | 0.5
Midway_Q2005_HSN | Southern_PGAE_Li_Battery_4hr_168 | Reliability_Capacity_In_Model_Year | 1 | Midway_Q2005_SSN | Southern_PGAE_Flow_Battery_151 | Reliability_Capacity_In_Model_Year | 0.5
Midway_Q2005_HSN | Southern_PGAE_Li_Battery_4hr_169 | Reliability_Capacity_In_Model_Year | 1 | Midway_Q2005_SSN | Southern_PGAE_Flow_Battery_154 | Reliability_Capacity_In_Model_Year | 0.5
Midway_Q2005_HSN | Southern_PGAE_Li_Battery_4hr_170 | Reliability_Capacity_In_Model_Year | 1 | Midway_Q2005_SSN | Southern_PGAE_Flow_Battery_161 | Reliability_Capacity_In_Model_Year | 0.5
Midway_Q2005_HSN | Southern_PGAE_Li_Battery_4hr_174 | Reliability_Capacity_In_Model_Year | 1 | Midway_Q2005_SSN | Southern_PGAE_Flow_Battery_162 | Reliability_Capacity_In_Model_Year | 0.5
Midway_Q2005_HSN | Southern_PGAE_Li_Battery_4hr_176 | Reliability_Capacity_In_Model_Year | 1 | Midway_Q2005_SSN | Southern_PGAE_Flow_Battery_164 | Reliability_Capacity_In_Model_Year | 0.5
Midway_Q2005_HSN | Southern_PGAE_Li_Battery_8hr_12 | Reliability_Capacity_In_Model_Year | 1 | Midway_Q2005_SSN | Southern_PGAE_Flow_Battery_165 | Reliability_Capacity_In_Model_Year | 0.5
Midway_Q2005_HSN | Southern_PGAE_Li_Battery_8hr_17 | Reliability_Capacity_In_Model_Year | 1 | Midway_Q2005_SSN | Southern_PGAE_Flow_Battery_168 | Reliability_Capacity_In_Model_Year | 0.5
Midway_Q2005_HSN | Southern_PGAE_Li_Battery_8hr_22 | Reliability_Capacity_In_Model_Year | 1 | Midway_Q2005_SSN | Southern_PGAE_Flow_Battery_169 | Reliability_Capacity_In_Model_Year | 0.5
Midway_Q2005_HSN | Southern_PGAE_Li_Battery_8hr_23 | Reliability_Capacity_In_Model_Year | 1 | Midway_Q2005_SSN | Southern_PGAE_Flow_Battery_170 | Reliability_Capacity_In_Model_Year | 0.5
Midway_Q2005_HSN | Southern_PGAE_Li_Battery_8hr_24 | Reliability_Capacity_In_Model_Year | 1 | Midway_Q2005_SSN | Southern_PGAE_Flow_Battery_174 | Reliability_Capacity_In_Model_Year | 0.5
Midway_Q2005_HSN | Southern_PGAE_Li_Battery_8hr_33 | Reliability_Capacity_In_Model_Year | 1 | Midway_Q2005_SSN | Southern_PGAE_Flow_Battery_176 | Reliability_Capacity_In_Model_Year | 0.5
Midway_Q2005_HSN | Southern_PGAE_Li_Battery_8hr_34 | Reliability_Capacity_In_Model_Year | 1 | Midway_Q2005_SSN | Southern_PGAE_Li_Battery_4hr_12 | Reliability_Capacity_In_Model_Year | 0.5
Midway_Q2005_HSN | Southern_PGAE_Li_Battery_8hr_37 | Reliability_Capacity_In_Model_Year | 1 | Midway_Q2005_SSN | Southern_PGAE_Li_Battery_4hr_17 | Reliability_Capacity_In_Model_Year | 0.5
Midway_Q2005_HSN | Southern_PGAE_Li_Battery_8hr_39 | Reliability_Capacity_In_Model_Year | 1 | Midway_Q2005_SSN | Southern_PGAE_Li_Battery_4hr_22 | Reliability_Capacity_In_Model_Year | 0.5
Midway_Q2005_HSN | Southern_PGAE_Li_Battery_8hr_45 | Reliability_Capacity_In_Model_Year | 1 | Midway_Q2005_SSN | Southern_PGAE_Li_Battery_4hr_23 | Reliability_Capacity_In_Model_Year | 0.5
Midway_Q2005_HSN | Southern_PGAE_Li_Battery_8hr_46 | Reliability_Capacity_In_Model_Year | 1 | Midway_Q2005_SSN | Southern_PGAE_Li_Battery_4hr_24 | Reliability_Capacity_In_Model_Year | 0.5
Midway_Q2005_HSN | Southern_PGAE_Li_Battery_8hr_49 | Reliability_Capacity_In_Model_Year | 1 | Midway_Q2005_SSN | Southern_PGAE_Li_Battery_4hr_33 | Reliability_Capacity_In_Model_Year | 0.5
Midway_Q2005_HSN | Southern_PGAE_Li_Battery_8hr_52 | Reliability_Capacity_In_Model_Year | 1 | Midway_Q2005_SSN | Southern_PGAE_Li_Battery_4hr_34 | Reliability_Capacity_In_Model_Year | 0.5
Midway_Q2005_HSN | Southern_PGAE_Li_Battery_8hr_61 | Reliability_Capacity_In_Model_Year | 1 | Midway_Q2005_SSN | Southern_PGAE_Li_Battery_4hr_37 | Reliability_Capacity_In_Model_Year | 0.5
Midway_Q2005_HSN | Southern_PGAE_Li_Battery_8hr_69 | Reliability_Capacity_In_Model_Year | 1 | Midway_Q2005_SSN | Southern_PGAE_Li_Battery_4hr_39 | Reliability_Capacity_In_Model_Year | 0.5
Midway_Q2005_HSN | Southern_PGAE_Li_Battery_8hr_74 | Reliability_Capacity_In_Model_Year | 1 | Midway_Q2005_SSN | Southern_PGAE_Li_Battery_4hr_45 | Reliability_Capacity_In_Model_Year | 0.5
Midway_Q2005_HSN | Southern_PGAE_Li_Battery_8hr_75 | Reliability_Capacity_In_Model_Year | 1 | Midway_Q2005_SSN | Southern_PGAE_Li_Battery_4hr_46 | Reliability_Capacity_In_Model_Year | 0.5
Midway_Q2005_HSN | Southern_PGAE_Li_Battery_8hr_79 | Reliability_Capacity_In_Model_Year | 1 | Midway_Q2005_SSN | Southern_PGAE_Li_Battery_4hr_49 | Reliability_Capacity_In_Model_Year | 0.5
Midway_Q2005_HSN | Northern_California_Li_Battery_8hr_85 | Reliability_Capacity_In_Model_Year | 1 | Midway_Q2005_SSN | Southern_PGAE_Li_Battery_4hr_52 | Reliability_Capacity_In_Model_Year | 0.5
Midway_Q2005_HSN | Southern_PGAE_Li_Battery_8hr_93 | Reliability_Capacity_In_Model_Year | 1 | Midway_Q2005_SSN | Southern_PGAE_Li_Battery_4hr_61 | Reliability_Capacity_In_Model_Year | 0.5
Midway_Q2005_HSN | Southern_PGAE_Li_Battery_8hr_98 | Reliability_Capacity_In_Model_Year | 1 | Midway_Q2005_SSN | Southern_PGAE_Li_Battery_4hr_69 | Reliability_Capacity_In_Model_Year | 0.5
Midway_Q2005_HSN | Southern_PGAE_Li_Battery_8hr_102 | Reliability_Capacity_In_Model_Year | 1 | Midway_Q2005_SSN | Southern_PGAE_Li_Battery_4hr_74 | Reliability_Capacity_In_Model_Year | 0.5
Midway_Q2005_HSN | Southern_PGAE_Li_Battery_8hr_109 | Reliability_Capacity_In_Model_Year | 1 | Midway_Q2005_SSN | Southern_PGAE_Li_Battery_4hr_75 | Reliability_Capacity_In_Model_Year | 0.5
Midway_Q2005_HSN | Southern_PGAE_Li_Battery_8hr_117 | Reliability_Capacity_In_Model_Year | 1 | Midway_Q2005_SSN | Southern_PGAE_Li_Battery_4hr_79 | Reliability_Capacity_In_Model_Year | 0.5
Midway_Q2005_HSN | Southern_PGAE_Li_Battery_8hr_118 | Reliability_Capacity_In_Model_Year | 1 | Midway_Q2005_SSN | Northern_California_Li_Battery_4hr_85 | Reliability_Capacity_In_Model_Year | 0.5
Midway_Q2005_HSN | Southern_PGAE_Li_Battery_8hr_140 | Reliability_Capacity_In_Model_Year | 1 | Midway_Q2005_SSN | Southern_PGAE_Li_Battery_4hr_93 | Reliability_Capacity_In_Model_Year | 0.5
Midway_Q2005_HSN | Southern_PGAE_Li_Battery_8hr_151 | Reliability_Capacity_In_Model_Year | 1 | Midway_Q2005_SSN | Southern_PGAE_Li_Battery_4hr_98 | Reliability_Capacity_In_Model_Year | 0.5
Midway_Q2005_HSN | Southern_PGAE_Li_Battery_8hr_154 | Reliability_Capacity_In_Model_Year | 1 | Midway_Q2005_SSN | Southern_PGAE_Li_Battery_4hr_102 | Reliability_Capacity_In_Model_Year | 0.5
Midway_Q2005_HSN | Southern_PGAE_Li_Battery_8hr_161 | Reliability_Capacity_In_Model_Year | 1 | Midway_Q2005_SSN | Southern_PGAE_Li_Battery_4hr_109 | Reliability_Capacity_In_Model_Year | 0.5
Midway_Q2005_HSN | Southern_PGAE_Li_Battery_8hr_162 | Reliability_Capacity_In_Model_Year | 1 | Midway_Q2005_SSN | Southern_PGAE_Li_Battery_4hr_117 | Reliability_Capacity_In_Model_Year | 0.5
Midway_Q2005_HSN | Southern_PGAE_Li_Battery_8hr_164 | Reliability_Capacity_In_Model_Year | 1 | Midway_Q2005_SSN | Southern_PGAE_Li_Battery_4hr_118 | Reliability_Capacity_In_Model_Year | 0.5
Midway_Q2005_HSN | Southern_PGAE_Li_Battery_8hr_165 | Reliability_Capacity_In_Model_Year | 1 | Midway_Q2005_SSN | Southern_PGAE_Li_Battery_4hr_140 | Reliability_Capacity_In_Model_Year | 0.5
Midway_Q2005_HSN | Southern_PGAE_Li_Battery_8hr_168 | Reliability_Capacity_In_Model_Year | 1 | Midway_Q2005_SSN | Southern_PGAE_Li_Battery_4hr_151 | Reliability_Capacity_In_Model_Year | 0.5
Midway_Q2005_HSN | Southern_PGAE_Li_Battery_8hr_169 | Reliability_Capacity_In_Model_Year | 1 | Midway_Q2005_SSN | Southern_PGAE_Li_Battery_4hr_154 | Reliability_Capacity_In_Model_Year | 0.5
Midway_Q2005_HSN | Southern_PGAE_Li_Battery_8hr_170 | Reliability_Capacity_In_Model_Year | 1 | Midway_Q2005_SSN | Southern_PGAE_Li_Battery_4hr_161 | Reliability_Capacity_In_Model_Year | 0.5
Midway_Q2005_HSN | Southern_PGAE_Li_Battery_8hr_174 | Reliability_Capacity_In_Model_Year | 1 | Midway_Q2005_SSN | Southern_PGAE_Li_Battery_4hr_162 | Reliability_Capacity_In_Model_Year | 0.5
Midway_Q2005_HSN | Southern_PGAE_Li_Battery_8hr_176 | Reliability_Capacity_In_Model_Year | 1 | Midway_Q2005_SSN | Southern_PGAE_Li_Battery_4hr_164 | Reliability_Capacity_In_Model_Year | 0.5
Midway_Q2005_HSN | Central_Valley_North_Los_Banos_Wind_17 | Reliability_Capacity_In_Model_Year | 0.665 | Midway_Q2005_SSN | Southern_PGAE_Li_Battery_4hr_165 | Reliability_Capacity_In_Model_Year | 0.5
Midway_Q2005_HSN | Central_Valley_North_Los_Banos_Wind_154 | Reliability_Capacity_In_Model_Year | 0.665 | Midway_Q2005_SSN | Southern_PGAE_Li_Battery_4hr_168 | Reliability_Capacity_In_Model_Year | 0.5
Midway_Q2005_HSN | Central_Valley_North_Los_Banos_Wind_162 | Reliability_Capacity_In_Model_Year | 0.665 | Midway_Q2005_SSN | Southern_PGAE_Li_Battery_4hr_169 | Reliability_Capacity_In_Model_Year | 0.5
Midway_Q2005_HSN | Northern_California_Solar_85 | Reliability_Capacity_In_Model_Year | 0.1 | Midway_Q2005_SSN | Southern_PGAE_Li_Battery_4hr_170 | Reliability_Capacity_In_Model_Year | 0.5
Midway_Q2005_HSN | Solano_Wind_85 | Reliability_Capacity_In_Model_Year | 0.665 | Midway_Q2005_SSN | Southern_PGAE_Li_Battery_4hr_174 | Reliability_Capacity_In_Model_Year | 0.5
Midway_Q2005_HSN | Southern_PGAE_Solar_12 | Reliability_Capacity_In_Model_Year | 0.1 | Midway_Q2005_SSN | Southern_PGAE_Li_Battery_4hr_176 | Reliability_Capacity_In_Model_Year | 0.5
Midway_Q2005_HSN | Southern_PGAE_Solar_17 | Reliability_Capacity_In_Model_Year | 0.1 | Midway_Q2005_SSN | Southern_PGAE_Li_Battery_8hr_12 | Reliability_Capacity_In_Model_Year | 0.5
Midway_Q2005_HSN | Southern_PGAE_Solar_22 | Reliability_Capacity_In_Model_Year | 0.1 | Midway_Q2005_SSN | Southern_PGAE_Li_Battery_8hr_17 | Reliability_Capacity_In_Model_Year | 0.5
Midway_Q2005_HSN | Southern_PGAE_Solar_23 | Reliability_Capacity_In_Model_Year | 0.1 | Midway_Q2005_SSN | Southern_PGAE_Li_Battery_8hr_22 | Reliability_Capacity_In_Model_Year | 0.5
Midway_Q2005_HSN | Southern_PGAE_Solar_24 | Reliability_Capacity_In_Model_Year | 0.1 | Midway_Q2005_SSN | Southern_PGAE_Li_Battery_8hr_23 | Reliability_Capacity_In_Model_Year | 0.5
Midway_Q2005_HSN | Southern_PGAE_Solar_33 | Reliability_Capacity_In_Model_Year | 0.1 | Midway_Q2005_SSN | Southern_PGAE_Li_Battery_8hr_24 | Reliability_Capacity_In_Model_Year | 0.5
Midway_Q2005_HSN | Southern_PGAE_Solar_34 | Reliability_Capacity_In_Model_Year | 0.1 | Midway_Q2005_SSN | Southern_PGAE_Li_Battery_8hr_33 | Reliability_Capacity_In_Model_Year | 0.5
Midway_Q2005_HSN | Southern_PGAE_Solar_37 | Reliability_Capacity_In_Model_Year | 0.1 | Midway_Q2005_SSN | Southern_PGAE_Li_Battery_8hr_34 | Reliability_Capacity_In_Model_Year | 0.5
Midway_Q2005_HSN | Southern_PGAE_Solar_39 | Reliability_Capacity_In_Model_Year | 0.1 | Midway_Q2005_SSN | Southern_PGAE_Li_Battery_8hr_37 | Reliability_Capacity_In_Model_Year | 0.5
Midway_Q2005_HSN | Southern_PGAE_Solar_45 | Reliability_Capacity_In_Model_Year | 0.1 | Midway_Q2005_SSN | Southern_PGAE_Li_Battery_8hr_39 | Reliability_Capacity_In_Model_Year | 0.5
Midway_Q2005_HSN | Southern_PGAE_Solar_46 | Reliability_Capacity_In_Model_Year | 0.1 | Midway_Q2005_SSN | Southern_PGAE_Li_Battery_8hr_45 | Reliability_Capacity_In_Model_Year | 0.5
Midway_Q2005_HSN | Southern_PGAE_Solar_49 | Reliability_Capacity_In_Model_Year | 0.1 | Midway_Q2005_SSN | Southern_PGAE_Li_Battery_8hr_46 | Reliability_Capacity_In_Model_Year | 0.5
Midway_Q2005_HSN | Southern_PGAE_Solar_52 | Reliability_Capacity_In_Model_Year | 0.1 | Midway_Q2005_SSN | Southern_PGAE_Li_Battery_8hr_49 | Reliability_Capacity_In_Model_Year | 0.5
Midway_Q2005_HSN | Southern_PGAE_Solar_61 | Reliability_Capacity_In_Model_Year | 0.1 | Midway_Q2005_SSN | Southern_PGAE_Li_Battery_8hr_52 | Reliability_Capacity_In_Model_Year | 0.5
Midway_Q2005_HSN | Southern_PGAE_Solar_69 | Reliability_Capacity_In_Model_Year | 0.1 | Midway_Q2005_SSN | Southern_PGAE_Li_Battery_8hr_61 | Reliability_Capacity_In_Model_Year | 0.5
Midway_Q2005_HSN | Southern_PGAE_Solar_74 | Reliability_Capacity_In_Model_Year | 0.1 | Midway_Q2005_SSN | Southern_PGAE_Li_Battery_8hr_69 | Reliability_Capacity_In_Model_Year | 0.5
Midway_Q2005_HSN | Southern_PGAE_Solar_75 | Reliability_Capacity_In_Model_Year | 0.1 | Midway_Q2005_SSN | Southern_PGAE_Li_Battery_8hr_74 | Reliability_Capacity_In_Model_Year | 0.5
Midway_Q2005_HSN | Southern_PGAE_Solar_79 | Reliability_Capacity_In_Model_Year | 0.1 | Midway_Q2005_SSN | Southern_PGAE_Li_Battery_8hr_75 | Reliability_Capacity_In_Model_Year | 0.5
Midway_Q2005_HSN | Southern_PGAE_Solar_93 | Reliability_Capacity_In_Model_Year | 0.1 | Midway_Q2005_SSN | Southern_PGAE_Li_Battery_8hr_79 | Reliability_Capacity_In_Model_Year | 0.5
Midway_Q2005_HSN | Southern_PGAE_Solar_98 | Reliability_Capacity_In_Model_Year | 0.1 | Midway_Q2005_SSN | Northern_California_Li_Battery_8hr_85 | Reliability_Capacity_In_Model_Year | 0.5
Midway_Q2005_HSN | Southern_PGAE_Solar_102 | Reliability_Capacity_In_Model_Year | 0.1 | Midway_Q2005_SSN | Southern_PGAE_Li_Battery_8hr_93 | Reliability_Capacity_In_Model_Year | 0.5
Midway_Q2005_HSN | Southern_PGAE_Solar_109 | Reliability_Capacity_In_Model_Year | 0.1 | Midway_Q2005_SSN | Southern_PGAE_Li_Battery_8hr_98 | Reliability_Capacity_In_Model_Year | 0.5
Midway_Q2005_HSN | Southern_PGAE_Solar_117 | Reliability_Capacity_In_Model_Year | 0.1 | Midway_Q2005_SSN | Southern_PGAE_Li_Battery_8hr_102 | Reliability_Capacity_In_Model_Year | 0.5
Midway_Q2005_HSN | Southern_PGAE_Solar_118 | Reliability_Capacity_In_Model_Year | 0.1 | Midway_Q2005_SSN | Southern_PGAE_Li_Battery_8hr_109 | Reliability_Capacity_In_Model_Year | 0.5
Midway_Q2005_HSN | Southern_PGAE_Solar_140 | Reliability_Capacity_In_Model_Year | 0.1 | Midway_Q2005_SSN | Southern_PGAE_Li_Battery_8hr_117 | Reliability_Capacity_In_Model_Year | 0.5
Midway_Q2005_HSN | Southern_PGAE_Solar_151 | Reliability_Capacity_In_Model_Year | 0.1 | Midway_Q2005_SSN | Southern_PGAE_Li_Battery_8hr_118 | Reliability_Capacity_In_Model_Year | 0.5
Midway_Q2005_HSN | Southern_PGAE_Solar_154 | Reliability_Capacity_In_Model_Year | 0.1 | Midway_Q2005_SSN | Southern_PGAE_Li_Battery_8hr_140 | Reliability_Capacity_In_Model_Year | 0.5
Midway_Q2005_HSN | Southern_PGAE_Solar_161 | Reliability_Capacity_In_Model_Year | 0.1 | Midway_Q2005_SSN | Southern_PGAE_Li_Battery_8hr_151 | Reliability_Capacity_In_Model_Year | 0.5
Midway_Q2005_HSN | Southern_PGAE_Solar_162 | Reliability_Capacity_In_Model_Year | 0.1 | Midway_Q2005_SSN | Southern_PGAE_Li_Battery_8hr_154 | Reliability_Capacity_In_Model_Year | 0.5
Midway_Q2005_HSN | Southern_PGAE_Solar_164 | Reliability_Capacity_In_Model_Year | 0.1 | Midway_Q2005_SSN | Southern_PGAE_Li_Battery_8hr_161 | Reliability_Capacity_In_Model_Year | 0.5
Midway_Q2005_HSN | Southern_PGAE_Solar_165 | Reliability_Capacity_In_Model_Year | 0.1 | Midway_Q2005_SSN | Southern_PGAE_Li_Battery_8hr_162 | Reliability_Capacity_In_Model_Year | 0.5
Midway_Q2005_HSN | Southern_PGAE_Solar_168 | Reliability_Capacity_In_Model_Year | 0.1 | Midway_Q2005_SSN | Southern_PGAE_Li_Battery_8hr_164 | Reliability_Capacity_In_Model_Year | 0.5
Midway_Q2005_HSN | Southern_PGAE_Solar_169 | Reliability_Capacity_In_Model_Year | 0.1 | Midway_Q2005_SSN | Southern_PGAE_Li_Battery_8hr_165 | Reliability_Capacity_In_Model_Year | 0.5
Midway_Q2005_HSN | Southern_PGAE_Solar_170 | Reliability_Capacity_In_Model_Year | 0.1 | Midway_Q2005_SSN | Southern_PGAE_Li_Battery_8hr_168 | Reliability_Capacity_In_Model_Year | 0.5
Midway_Q2005_HSN | Southern_PGAE_Solar_174 | Reliability_Capacity_In_Model_Year | 0.1 | Midway_Q2005_SSN | Southern_PGAE_Li_Battery_8hr_169 | Reliability_Capacity_In_Model_Year | 0.5
Midway_Q2005_HSN | Southern_PGAE_Solar_176 | Reliability_Capacity_In_Model_Year | 0.1 | Midway_Q2005_SSN | Southern_PGAE_Li_Battery_8hr_170 | Reliability_Capacity_In_Model_Year | 0.5
Midway_Q2005_HSN | Midway_Q2005_group | Operational_New_Capacity_MW | -1 | Midway_Q2005_SSN | Southern_PGAE_Li_Battery_8hr_174 | Reliability_Capacity_In_Model_Year | 0.5
Midway_Q2005_offpeak | Southern_PGAE_Adiabatic_CAES_12 | Operational_New_Capacity_MW | -1 | Midway_Q2005_SSN | Southern_PGAE_Li_Battery_8hr_176 | Reliability_Capacity_In_Model_Year | 0.5
Midway_Q2005_offpeak | Southern_PGAE_Flow_Battery_12 | Operational_New_Capacity_MW | -1 | Midway_Q2005_SSN | Central_Valley_North_Los_Banos_Wind_17 | Reliability_Capacity_In_Model_Year | 0.163
Midway_Q2005_offpeak | Southern_PGAE_Flow_Battery_17 | Operational_New_Capacity_MW | -1 | Midway_Q2005_SSN | Central_Valley_North_Los_Banos_Wind_154 | Reliability_Capacity_In_Model_Year | 0.163
Midway_Q2005_offpeak | Southern_PGAE_Flow_Battery_22 | Operational_New_Capacity_MW | -1 | Midway_Q2005_SSN | Central_Valley_North_Los_Banos_Wind_162 | Reliability_Capacity_In_Model_Year | 0.163
Midway_Q2005_offpeak | Southern_PGAE_Flow_Battery_23 | Operational_New_Capacity_MW | -1 | Midway_Q2005_SSN | Northern_California_Solar_85 | Reliability_Capacity_In_Model_Year | 0.556
Midway_Q2005_offpeak | Southern_PGAE_Flow_Battery_24 | Operational_New_Capacity_MW | -1 | Midway_Q2005_SSN | Solano_Wind_85 | Reliability_Capacity_In_Model_Year | 0.163
Midway_Q2005_offpeak | Southern_PGAE_Flow_Battery_33 | Operational_New_Capacity_MW | -1 | Midway_Q2005_SSN | Southern_PGAE_Solar_12 | Reliability_Capacity_In_Model_Year | 0.556
Midway_Q2005_offpeak | Southern_PGAE_Flow_Battery_34 | Operational_New_Capacity_MW | -1 | Midway_Q2005_SSN | Southern_PGAE_Solar_17 | Reliability_Capacity_In_Model_Year | 0.556
Midway_Q2005_offpeak | Southern_PGAE_Flow_Battery_37 | Operational_New_Capacity_MW | -1 | Midway_Q2005_SSN | Southern_PGAE_Solar_22 | Reliability_Capacity_In_Model_Year | 0.556
Midway_Q2005_offpeak | Southern_PGAE_Flow_Battery_39 | Operational_New_Capacity_MW | -1 | Midway_Q2005_SSN | Southern_PGAE_Solar_23 | Reliability_Capacity_In_Model_Year | 0.556
Midway_Q2005_offpeak | Southern_PGAE_Flow_Battery_45 | Operational_New_Capacity_MW | -1 | Midway_Q2005_SSN | Southern_PGAE_Solar_24 | Reliability_Capacity_In_Model_Year | 0.556
Midway_Q2005_offpeak | Southern_PGAE_Flow_Battery_46 | Operational_New_Capacity_MW | -1 | Midway_Q2005_SSN | Southern_PGAE_Solar_33 | Reliability_Capacity_In_Model_Year | 0.556
Midway_Q2005_offpeak | Southern_PGAE_Flow_Battery_49 | Operational_New_Capacity_MW | -1 | Midway_Q2005_SSN | Southern_PGAE_Solar_34 | Reliability_Capacity_In_Model_Year | 0.556
Midway_Q2005_offpeak | Southern_PGAE_Flow_Battery_52 | Operational_New_Capacity_MW | -1 | Midway_Q2005_SSN | Southern_PGAE_Solar_37 | Reliability_Capacity_In_Model_Year | 0.556
Midway_Q2005_offpeak | Southern_PGAE_Flow_Battery_61 | Operational_New_Capacity_MW | -1 | Midway_Q2005_SSN | Southern_PGAE_Solar_39 | Reliability_Capacity_In_Model_Year | 0.556
Midway_Q2005_offpeak | Southern_PGAE_Flow_Battery_69 | Operational_New_Capacity_MW | -1 | Midway_Q2005_SSN | Southern_PGAE_Solar_45 | Reliability_Capacity_In_Model_Year | 0.556
Midway_Q2005_offpeak | Southern_PGAE_Flow_Battery_74 | Operational_New_Capacity_MW | -1 | Midway_Q2005_SSN | Southern_PGAE_Solar_46 | Reliability_Capacity_In_Model_Year | 0.556
Midway_Q2005_offpeak | Southern_PGAE_Flow_Battery_75 | Operational_New_Capacity_MW | -1 | Midway_Q2005_SSN | Southern_PGAE_Solar_49 | Reliability_Capacity_In_Model_Year | 0.556
Midway_Q2005_offpeak | Southern_PGAE_Flow_Battery_79 | Operational_New_Capacity_MW | -1 | Midway_Q2005_SSN | Southern_PGAE_Solar_52 | Reliability_Capacity_In_Model_Year | 0.556
Midway_Q2005_offpeak | Northern_California_Flow_Battery_85 | Operational_New_Capacity_MW | -1 | Midway_Q2005_SSN | Southern_PGAE_Solar_61 | Reliability_Capacity_In_Model_Year | 0.556
Midway_Q2005_offpeak | Southern_PGAE_Flow_Battery_93 | Operational_New_Capacity_MW | -1 | Midway_Q2005_SSN | Southern_PGAE_Solar_69 | Reliability_Capacity_In_Model_Year | 0.556
Midway_Q2005_offpeak | Southern_PGAE_Flow_Battery_98 | Operational_New_Capacity_MW | -1 | Midway_Q2005_SSN | Southern_PGAE_Solar_74 | Reliability_Capacity_In_Model_Year | 0.556
Midway_Q2005_offpeak | Southern_PGAE_Flow_Battery_102 | Operational_New_Capacity_MW | -1 | Midway_Q2005_SSN | Southern_PGAE_Solar_75 | Reliability_Capacity_In_Model_Year | 0.556
Midway_Q2005_offpeak | Southern_PGAE_Flow_Battery_109 | Operational_New_Capacity_MW | -1 | Midway_Q2005_SSN | Southern_PGAE_Solar_79 | Reliability_Capacity_In_Model_Year | 0.556
Midway_Q2005_offpeak | Southern_PGAE_Flow_Battery_117 | Operational_New_Capacity_MW | -1 | Midway_Q2005_SSN | Southern_PGAE_Solar_93 | Reliability_Capacity_In_Model_Year | 0.556
Midway_Q2005_offpeak | Southern_PGAE_Flow_Battery_118 | Operational_New_Capacity_MW | -1 | Midway_Q2005_SSN | Southern_PGAE_Solar_98 | Reliability_Capacity_In_Model_Year | 0.556
Midway_Q2005_offpeak | Southern_PGAE_Flow_Battery_140 | Operational_New_Capacity_MW | -1 | Midway_Q2005_SSN | Southern_PGAE_Solar_102 | Reliability_Capacity_In_Model_Year | 0.556
Midway_Q2005_offpeak | Southern_PGAE_Flow_Battery_151 | Operational_New_Capacity_MW | -1 | Midway_Q2005_SSN | Southern_PGAE_Solar_109 | Reliability_Capacity_In_Model_Year | 0.556
Midway_Q2005_offpeak | Southern_PGAE_Flow_Battery_154 | Operational_New_Capacity_MW | -1 | Midway_Q2005_SSN | Southern_PGAE_Solar_117 | Reliability_Capacity_In_Model_Year | 0.556
Midway_Q2005_offpeak | Southern_PGAE_Flow_Battery_161 | Operational_New_Capacity_MW | -1 | Midway_Q2005_SSN | Southern_PGAE_Solar_118 | Reliability_Capacity_In_Model_Year | 0.556
Midway_Q2005_offpeak | Southern_PGAE_Flow_Battery_162 | Operational_New_Capacity_MW | -1 | Midway_Q2005_SSN | Southern_PGAE_Solar_140 | Reliability_Capacity_In_Model_Year | 0.556
Midway_Q2005_offpeak | Southern_PGAE_Flow_Battery_164 | Operational_New_Capacity_MW | -1 | Midway_Q2005_SSN | Southern_PGAE_Solar_151 | Reliability_Capacity_In_Model_Year | 0.556
Midway_Q2005_offpeak | Southern_PGAE_Flow_Battery_165 | Operational_New_Capacity_MW | -1 | Midway_Q2005_SSN | Southern_PGAE_Solar_154 | Reliability_Capacity_In_Model_Year | 0.556
Midway_Q2005_offpeak | Southern_PGAE_Flow_Battery_168 | Operational_New_Capacity_MW | -1 | Midway_Q2005_SSN | Southern_PGAE_Solar_161 | Reliability_Capacity_In_Model_Year | 0.556
Midway_Q2005_offpeak | Southern_PGAE_Flow_Battery_169 | Operational_New_Capacity_MW | -1 | Midway_Q2005_SSN | Southern_PGAE_Solar_162 | Reliability_Capacity_In_Model_Year | 0.556
Midway_Q2005_offpeak | Southern_PGAE_Flow_Battery_170 | Operational_New_Capacity_MW | -1 | Midway_Q2005_SSN | Southern_PGAE_Solar_164 | Reliability_Capacity_In_Model_Year | 0.556
Midway_Q2005_offpeak | Southern_PGAE_Flow_Battery_174 | Operational_New_Capacity_MW | -1 | Midway_Q2005_SSN | Southern_PGAE_Solar_165 | Reliability_Capacity_In_Model_Year | 0.556
Midway_Q2005_offpeak | Southern_PGAE_Flow_Battery_176 | Operational_New_Capacity_MW | -1 | Midway_Q2005_SSN | Southern_PGAE_Solar_168 | Reliability_Capacity_In_Model_Year | 0.556
Midway_Q2005_offpeak | Southern_PGAE_Li_Battery_4hr_12 | Operational_New_Capacity_MW | -1 | Midway_Q2005_SSN | Southern_PGAE_Solar_169 | Reliability_Capacity_In_Model_Year | 0.556
Midway_Q2005_offpeak | Southern_PGAE_Li_Battery_4hr_17 | Operational_New_Capacity_MW | -1 | Midway_Q2005_SSN | Southern_PGAE_Solar_170 | Reliability_Capacity_In_Model_Year | 0.556
Midway_Q2005_offpeak | Southern_PGAE_Li_Battery_4hr_22 | Operational_New_Capacity_MW | -1 | Midway_Q2005_SSN | Southern_PGAE_Solar_174 | Reliability_Capacity_In_Model_Year | 0.556
Midway_Q2005_offpeak | Southern_PGAE_Li_Battery_4hr_23 | Operational_New_Capacity_MW | -1 | Midway_Q2005_SSN | Southern_PGAE_Solar_176 | Reliability_Capacity_In_Model_Year | 0.556
Midway_Q2005_offpeak | Southern_PGAE_Li_Battery_4hr_24 | Operational_New_Capacity_MW | -1 | Midway_Q2011_SSN | Southern_PGAE_Flow_Battery_23 | Reliability_Capacity_In_Model_Year | 0.5
Midway_Q2005_offpeak | Southern_PGAE_Li_Battery_4hr_33 | Operational_New_Capacity_MW | -1 | Midway_Q2011_SSN | Southern_PGAE_Flow_Battery_61 | Reliability_Capacity_In_Model_Year | 0.5
Midway_Q2005_offpeak | Southern_PGAE_Li_Battery_4hr_34 | Operational_New_Capacity_MW | -1 | Midway_Q2011_SSN | Southern_PGAE_Li_Battery_4hr_23 | Reliability_Capacity_In_Model_Year | 0.5
Midway_Q2005_offpeak | Southern_PGAE_Li_Battery_4hr_37 | Operational_New_Capacity_MW | -1 | Midway_Q2011_SSN | Southern_PGAE_Li_Battery_4hr_61 | Reliability_Capacity_In_Model_Year | 0.5
Midway_Q2005_offpeak | Southern_PGAE_Li_Battery_4hr_39 | Operational_New_Capacity_MW | -1 | Midway_Q2011_SSN | Southern_PGAE_Li_Battery_8hr_23 | Reliability_Capacity_In_Model_Year | 0.5
Midway_Q2005_offpeak | Southern_PGAE_Li_Battery_4hr_45 | Operational_New_Capacity_MW | -1 | Midway_Q2011_SSN | Southern_PGAE_Li_Battery_8hr_61 | Reliability_Capacity_In_Model_Year | 0.5
Midway_Q2005_offpeak | Southern_PGAE_Li_Battery_4hr_46 | Operational_New_Capacity_MW | -1 | Midway_Q2011_SSN | Southern_PGAE_Solar_23 | Reliability_Capacity_In_Model_Year | 0.556
Midway_Q2005_offpeak | Southern_PGAE_Li_Battery_4hr_49 | Operational_New_Capacity_MW | -1 | Midway_Q2011_SSN | Southern_PGAE_Solar_61 | Reliability_Capacity_In_Model_Year | 0.556
Midway_Q2005_offpeak | Southern_PGAE_Li_Battery_4hr_52 | Operational_New_Capacity_MW | -1 | Midway_Taft_SSN | Southern_PGAE_Flow_Battery_98 | Reliability_Capacity_In_Model_Year | 0.5
Midway_Q2005_offpeak | Southern_PGAE_Li_Battery_4hr_61 | Operational_New_Capacity_MW | -1 | Midway_Taft_SSN | Southern_PGAE_Flow_Battery_102 | Reliability_Capacity_In_Model_Year | 0.5
Midway_Q2005_offpeak | Southern_PGAE_Li_Battery_4hr_69 | Operational_New_Capacity_MW | -1 | Midway_Taft_SSN | Southern_PGAE_Li_Battery_4hr_98 | Reliability_Capacity_In_Model_Year | 0.5
Midway_Q2005_offpeak | Southern_PGAE_Li_Battery_4hr_74 | Operational_New_Capacity_MW | -1 | Midway_Taft_SSN | Southern_PGAE_Li_Battery_4hr_102 | Reliability_Capacity_In_Model_Year | 0.5
Midway_Q2005_offpeak | Southern_PGAE_Li_Battery_4hr_75 | Operational_New_Capacity_MW | -1 | Midway_Taft_SSN | Southern_PGAE_Li_Battery_8hr_98 | Reliability_Capacity_In_Model_Year | 0.5
Midway_Q2005_offpeak | Southern_PGAE_Li_Battery_4hr_79 | Operational_New_Capacity_MW | -1 | Midway_Taft_SSN | Southern_PGAE_Li_Battery_8hr_102 | Reliability_Capacity_In_Model_Year | 0.5
Midway_Q2005_offpeak | Northern_California_Li_Battery_4hr_85 | Operational_New_Capacity_MW | -1 | Midway_Taft_SSN | Southern_PGAE_Solar_98 | Reliability_Capacity_In_Model_Year | 0.556
Midway_Q2005_offpeak | Southern_PGAE_Li_Battery_4hr_93 | Operational_New_Capacity_MW | -1 | Midway_Taft_SSN | Southern_PGAE_Solar_102 | Reliability_Capacity_In_Model_Year | 0.556
Midway_Q2005_offpeak | Southern_PGAE_Li_Battery_4hr_98 | Operational_New_Capacity_MW | -1 | Moorpark_Pardee_SSN | Greater_LA_Flow_Battery_58 | Reliability_Capacity_In_Model_Year | 0.5
Midway_Q2005_offpeak | Southern_PGAE_Li_Battery_4hr_102 | Operational_New_Capacity_MW | -1 | Moorpark_Pardee_SSN | Greater_LA_Li_Battery_4hr_58 | Reliability_Capacity_In_Model_Year | 0.5
Midway_Q2005_offpeak | Southern_PGAE_Li_Battery_4hr_109 | Operational_New_Capacity_MW | -1 | Moorpark_Pardee_SSN | Greater_LA_Li_Battery_8hr_58 | Reliability_Capacity_In_Model_Year | 0.5
Midway_Q2005_offpeak | Southern_PGAE_Li_Battery_4hr_117 | Operational_New_Capacity_MW | -1 | Moorpark_Pardee_SSN | Greater_LA_Solar_58 | Reliability_Capacity_In_Model_Year | 0.427
Midway_Q2005_offpeak | Southern_PGAE_Li_Battery_4hr_118 | Operational_New_Capacity_MW | -1 | Morganhill_Metcalf_SSN | Northern_California_Flow_Battery_96 | Reliability_Capacity_In_Model_Year | 0.5
Midway_Q2005_offpeak | Southern_PGAE_Li_Battery_4hr_140 | Operational_New_Capacity_MW | -1 | Morganhill_Metcalf_SSN | Southern_PGAE_Flow_Battery_99 | Reliability_Capacity_In_Model_Year | 0.5
Midway_Q2005_offpeak | Southern_PGAE_Li_Battery_4hr_151 | Operational_New_Capacity_MW | -1 | Morganhill_Metcalf_SSN | Northern_California_Flow_Battery_113 | Reliability_Capacity_In_Model_Year | 0.5
Midway_Q2005_offpeak | Southern_PGAE_Li_Battery_4hr_154 | Operational_New_Capacity_MW | -1 | Morganhill_Metcalf_SSN | Northern_California_Flow_Battery_116 | Reliability_Capacity_In_Model_Year | 0.5
Midway_Q2005_offpeak | Southern_PGAE_Li_Battery_4hr_161 | Operational_New_Capacity_MW | -1 | Morganhill_Metcalf_SSN | Northern_California_Li_Battery_4hr_96 | Reliability_Capacity_In_Model_Year | 0.5
Midway_Q2005_offpeak | Southern_PGAE_Li_Battery_4hr_162 | Operational_New_Capacity_MW | -1 | Morganhill_Metcalf_SSN | Southern_PGAE_Li_Battery_4hr_99 | Reliability_Capacity_In_Model_Year | 0.5
Midway_Q2005_offpeak | Southern_PGAE_Li_Battery_4hr_164 | Operational_New_Capacity_MW | -1 | Morganhill_Metcalf_SSN | Northern_California_Li_Battery_4hr_113 | Reliability_Capacity_In_Model_Year | 0.5
Midway_Q2005_offpeak | Southern_PGAE_Li_Battery_4hr_165 | Operational_New_Capacity_MW | -1 | Morganhill_Metcalf_SSN | Northern_California_Li_Battery_4hr_116 | Reliability_Capacity_In_Model_Year | 0.5
Midway_Q2005_offpeak | Southern_PGAE_Li_Battery_4hr_168 | Operational_New_Capacity_MW | -1 | Morganhill_Metcalf_SSN | Northern_California_Li_Battery_8hr_96 | Reliability_Capacity_In_Model_Year | 0.5
Midway_Q2005_offpeak | Southern_PGAE_Li_Battery_4hr_169 | Operational_New_Capacity_MW | -1 | Morganhill_Metcalf_SSN | Southern_PGAE_Li_Battery_8hr_99 | Reliability_Capacity_In_Model_Year | 0.5
Midway_Q2005_offpeak | Southern_PGAE_Li_Battery_4hr_170 | Operational_New_Capacity_MW | -1 | Morganhill_Metcalf_SSN | Northern_California_Li_Battery_8hr_113 | Reliability_Capacity_In_Model_Year | 0.5
Midway_Q2005_offpeak | Southern_PGAE_Li_Battery_4hr_174 | Operational_New_Capacity_MW | -1 | Morganhill_Metcalf_SSN | Northern_California_Li_Battery_8hr_116 | Reliability_Capacity_In_Model_Year | 0.5
Midway_Q2005_offpeak | Southern_PGAE_Li_Battery_4hr_176 | Operational_New_Capacity_MW | -1 | Morganhill_Metcalf_SSN | Northern_California_Solar_96 | Reliability_Capacity_In_Model_Year | 0.556
Midway_Q2005_offpeak | Southern_PGAE_Li_Battery_8hr_12 | Operational_New_Capacity_MW | -1 | Morganhill_Metcalf_SSN | Northern_California_Solar_113 | Reliability_Capacity_In_Model_Year | 0.556
Midway_Q2005_offpeak | Southern_PGAE_Li_Battery_8hr_17 | Operational_New_Capacity_MW | -1 | Morganhill_Metcalf_SSN | Northern_California_Solar_116 | Reliability_Capacity_In_Model_Year | 0.556
Midway_Q2005_offpeak | Southern_PGAE_Li_Battery_8hr_22 | Operational_New_Capacity_MW | -1 | Morganhill_Metcalf_SSN | Southern_PGAE_Solar_99 | Reliability_Capacity_In_Model_Year | 0.556
Midway_Q2005_offpeak | Southern_PGAE_Li_Battery_8hr_23 | Operational_New_Capacity_MW | -1 | Morro_Bay_Offshore_500_SSN | Morro_Bay_Offshore_Wind_Asset | Reliability_Capacity_In_Model_Year | 0.49
Midway_Q2005_offpeak | Southern_PGAE_Li_Battery_8hr_24 | Operational_New_Capacity_MW | -1 | Moss_Landing_Las_Aguillas_SSN | Southern_PGAE_Flow_Battery_43 | Reliability_Capacity_In_Model_Year | 0.5
Midway_Q2005_offpeak | Southern_PGAE_Li_Battery_8hr_33 | Operational_New_Capacity_MW | -1 | Moss_Landing_Las_Aguillas_SSN | Southern_PGAE_Flow_Battery_49 | Reliability_Capacity_In_Model_Year | 0.5
Midway_Q2005_offpeak | Southern_PGAE_Li_Battery_8hr_34 | Operational_New_Capacity_MW | -1 | Moss_Landing_Las_Aguillas_SSN | Southern_PGAE_Flow_Battery_69 | Reliability_Capacity_In_Model_Year | 0.5
Midway_Q2005_offpeak | Southern_PGAE_Li_Battery_8hr_37 | Operational_New_Capacity_MW | -1 | Moss_Landing_Las_Aguillas_SSN | Southern_PGAE_Flow_Battery_72 | Reliability_Capacity_In_Model_Year | 0.5
Midway_Q2005_offpeak | Southern_PGAE_Li_Battery_8hr_39 | Operational_New_Capacity_MW | -1 | Moss_Landing_Las_Aguillas_SSN | Southern_PGAE_Flow_Battery_93 | Reliability_Capacity_In_Model_Year | 0.5
Midway_Q2005_offpeak | Southern_PGAE_Li_Battery_8hr_45 | Operational_New_Capacity_MW | -1 | Moss_Landing_Las_Aguillas_SSN | Southern_PGAE_Flow_Battery_117 | Reliability_Capacity_In_Model_Year | 0.5
Midway_Q2005_offpeak | Southern_PGAE_Li_Battery_8hr_46 | Operational_New_Capacity_MW | -1 | Moss_Landing_Las_Aguillas_SSN | Southern_PGAE_Flow_Battery_124 | Reliability_Capacity_In_Model_Year | 0.5
Midway_Q2005_offpeak | Southern_PGAE_Li_Battery_8hr_49 | Operational_New_Capacity_MW | -1 | Moss_Landing_Las_Aguillas_SSN | Southern_PGAE_Flow_Battery_148 | Reliability_Capacity_In_Model_Year | 0.5
Midway_Q2005_offpeak | Southern_PGAE_Li_Battery_8hr_52 | Operational_New_Capacity_MW | -1 | Moss_Landing_Las_Aguillas_SSN | Southern_PGAE_Flow_Battery_164 | Reliability_Capacity_In_Model_Year | 0.5
Midway_Q2005_offpeak | Southern_PGAE_Li_Battery_8hr_61 | Operational_New_Capacity_MW | -1 | Moss_Landing_Las_Aguillas_SSN | Southern_PGAE_Flow_Battery_168 | Reliability_Capacity_In_Model_Year | 0.5
Midway_Q2005_offpeak | Southern_PGAE_Li_Battery_8hr_69 | Operational_New_Capacity_MW | -1 | Moss_Landing_Las_Aguillas_SSN | Southern_PGAE_Flow_Battery_170 | Reliability_Capacity_In_Model_Year | 0.5
Midway_Q2005_offpeak | Southern_PGAE_Li_Battery_8hr_74 | Operational_New_Capacity_MW | -1 | Moss_Landing_Las_Aguillas_SSN | Southern_PGAE_Flow_Battery_174 | Reliability_Capacity_In_Model_Year | 0.5
Midway_Q2005_offpeak | Southern_PGAE_Li_Battery_8hr_75 | Operational_New_Capacity_MW | -1 | Moss_Landing_Las_Aguillas_SSN | Southern_PGAE_Flow_Battery_176 | Reliability_Capacity_In_Model_Year | 0.5
Midway_Q2005_offpeak | Southern_PGAE_Li_Battery_8hr_79 | Operational_New_Capacity_MW | -1 | Moss_Landing_Las_Aguillas_SSN | Southern_PGAE_Li_Battery_4hr_43 | Reliability_Capacity_In_Model_Year | 0.5
Midway_Q2005_offpeak | Northern_California_Li_Battery_8hr_85 | Operational_New_Capacity_MW | -1 | Moss_Landing_Las_Aguillas_SSN | Southern_PGAE_Li_Battery_4hr_49 | Reliability_Capacity_In_Model_Year | 0.5
Midway_Q2005_offpeak | Southern_PGAE_Li_Battery_8hr_93 | Operational_New_Capacity_MW | -1 | Moss_Landing_Las_Aguillas_SSN | Southern_PGAE_Li_Battery_4hr_69 | Reliability_Capacity_In_Model_Year | 0.5
Midway_Q2005_offpeak | Southern_PGAE_Li_Battery_8hr_98 | Operational_New_Capacity_MW | -1 | Moss_Landing_Las_Aguillas_SSN | Southern_PGAE_Li_Battery_4hr_72 | Reliability_Capacity_In_Model_Year | 0.5
Midway_Q2005_offpeak | Southern_PGAE_Li_Battery_8hr_102 | Operational_New_Capacity_MW | -1 | Moss_Landing_Las_Aguillas_SSN | Southern_PGAE_Li_Battery_4hr_93 | Reliability_Capacity_In_Model_Year | 0.5
Midway_Q2005_offpeak | Southern_PGAE_Li_Battery_8hr_109 | Operational_New_Capacity_MW | -1 | Moss_Landing_Las_Aguillas_SSN | Southern_PGAE_Li_Battery_4hr_117 | Reliability_Capacity_In_Model_Year | 0.5
Midway_Q2005_offpeak | Southern_PGAE_Li_Battery_8hr_117 | Operational_New_Capacity_MW | -1 | Moss_Landing_Las_Aguillas_SSN | Southern_PGAE_Li_Battery_4hr_124 | Reliability_Capacity_In_Model_Year | 0.5
Midway_Q2005_offpeak | Southern_PGAE_Li_Battery_8hr_118 | Operational_New_Capacity_MW | -1 | Moss_Landing_Las_Aguillas_SSN | Southern_PGAE_Li_Battery_4hr_148 | Reliability_Capacity_In_Model_Year | 0.5
Midway_Q2005_offpeak | Southern_PGAE_Li_Battery_8hr_140 | Operational_New_Capacity_MW | -1 | Moss_Landing_Las_Aguillas_SSN | Southern_PGAE_Li_Battery_4hr_164 | Reliability_Capacity_In_Model_Year | 0.5
Midway_Q2005_offpeak | Southern_PGAE_Li_Battery_8hr_151 | Operational_New_Capacity_MW | -1 | Moss_Landing_Las_Aguillas_SSN | Southern_PGAE_Li_Battery_4hr_168 | Reliability_Capacity_In_Model_Year | 0.5
Midway_Q2005_offpeak | Southern_PGAE_Li_Battery_8hr_154 | Operational_New_Capacity_MW | -1 | Moss_Landing_Las_Aguillas_SSN | Southern_PGAE_Li_Battery_4hr_170 | Reliability_Capacity_In_Model_Year | 0.5
Midway_Q2005_offpeak | Southern_PGAE_Li_Battery_8hr_161 | Operational_New_Capacity_MW | -1 | Moss_Landing_Las_Aguillas_SSN | Southern_PGAE_Li_Battery_4hr_174 | Reliability_Capacity_In_Model_Year | 0.5
Midway_Q2005_offpeak | Southern_PGAE_Li_Battery_8hr_162 | Operational_New_Capacity_MW | -1 | Moss_Landing_Las_Aguillas_SSN | Southern_PGAE_Li_Battery_4hr_176 | Reliability_Capacity_In_Model_Year | 0.5
Midway_Q2005_offpeak | Southern_PGAE_Li_Battery_8hr_164 | Operational_New_Capacity_MW | -1 | Moss_Landing_Las_Aguillas_SSN | Southern_PGAE_Li_Battery_8hr_43 | Reliability_Capacity_In_Model_Year | 0.5
Midway_Q2005_offpeak | Southern_PGAE_Li_Battery_8hr_165 | Operational_New_Capacity_MW | -1 | Moss_Landing_Las_Aguillas_SSN | Southern_PGAE_Li_Battery_8hr_49 | Reliability_Capacity_In_Model_Year | 0.5
Midway_Q2005_offpeak | Southern_PGAE_Li_Battery_8hr_168 | Operational_New_Capacity_MW | -1 | Moss_Landing_Las_Aguillas_SSN | Southern_PGAE_Li_Battery_8hr_69 | Reliability_Capacity_In_Model_Year | 0.5
Midway_Q2005_offpeak | Southern_PGAE_Li_Battery_8hr_169 | Operational_New_Capacity_MW | -1 | Moss_Landing_Las_Aguillas_SSN | Southern_PGAE_Li_Battery_8hr_72 | Reliability_Capacity_In_Model_Year | 0.5
Midway_Q2005_offpeak | Southern_PGAE_Li_Battery_8hr_170 | Operational_New_Capacity_MW | -1 | Moss_Landing_Las_Aguillas_SSN | Southern_PGAE_Li_Battery_8hr_93 | Reliability_Capacity_In_Model_Year | 0.5
Midway_Q2005_offpeak | Southern_PGAE_Li_Battery_8hr_174 | Operational_New_Capacity_MW | -1 | Moss_Landing_Las_Aguillas_SSN | Southern_PGAE_Li_Battery_8hr_117 | Reliability_Capacity_In_Model_Year | 0.5
Midway_Q2005_offpeak | Southern_PGAE_Li_Battery_8hr_176 | Operational_New_Capacity_MW | -1 | Moss_Landing_Las_Aguillas_SSN | Southern_PGAE_Li_Battery_8hr_124 | Reliability_Capacity_In_Model_Year | 0.5
Midway_Q2005_offpeak | Central_Valley_North_Los_Banos_Wind_17 | Operational_New_Capacity_MW | 0.44 | Moss_Landing_Las_Aguillas_SSN | Southern_PGAE_Li_Battery_8hr_148 | Reliability_Capacity_In_Model_Year | 0.5
Midway_Q2005_offpeak | Central_Valley_North_Los_Banos_Wind_154 | Operational_New_Capacity_MW | 0.44 | Moss_Landing_Las_Aguillas_SSN | Southern_PGAE_Li_Battery_8hr_164 | Reliability_Capacity_In_Model_Year | 0.5
Midway_Q2005_offpeak | Central_Valley_North_Los_Banos_Wind_162 | Operational_New_Capacity_MW | 0.44 | Moss_Landing_Las_Aguillas_SSN | Southern_PGAE_Li_Battery_8hr_168 | Reliability_Capacity_In_Model_Year | 0.5
Midway_Q2005_offpeak | Northern_California_Solar_85 | Operational_New_Capacity_MW | 0.79 | Moss_Landing_Las_Aguillas_SSN | Southern_PGAE_Li_Battery_8hr_170 | Reliability_Capacity_In_Model_Year | 0.5
Midway_Q2005_offpeak | Solano_Wind_85 | Operational_New_Capacity_MW | 0.44 | Moss_Landing_Las_Aguillas_SSN | Southern_PGAE_Li_Battery_8hr_174 | Reliability_Capacity_In_Model_Year | 0.5
Midway_Q2005_offpeak | Southern_PGAE_Solar_12 | Operational_New_Capacity_MW | 0.79 | Moss_Landing_Las_Aguillas_SSN | Southern_PGAE_Li_Battery_8hr_176 | Reliability_Capacity_In_Model_Year | 0.5
Midway_Q2005_offpeak | Southern_PGAE_Solar_17 | Operational_New_Capacity_MW | 0.79 | Moss_Landing_Las_Aguillas_SSN | Southern_PGAE_Solar_43 | Reliability_Capacity_In_Model_Year | 0.556
Midway_Q2005_offpeak | Southern_PGAE_Solar_22 | Operational_New_Capacity_MW | 0.79 | Moss_Landing_Las_Aguillas_SSN | Southern_PGAE_Solar_49 | Reliability_Capacity_In_Model_Year | 0.556
Midway_Q2005_offpeak | Southern_PGAE_Solar_23 | Operational_New_Capacity_MW | 0.79 | Moss_Landing_Las_Aguillas_SSN | Southern_PGAE_Solar_69 | Reliability_Capacity_In_Model_Year | 0.556
Midway_Q2005_offpeak | Southern_PGAE_Solar_24 | Operational_New_Capacity_MW | 0.79 | Moss_Landing_Las_Aguillas_SSN | Southern_PGAE_Solar_72 | Reliability_Capacity_In_Model_Year | 0.556
Midway_Q2005_offpeak | Southern_PGAE_Solar_33 | Operational_New_Capacity_MW | 0.79 | Moss_Landing_Las_Aguillas_SSN | Southern_PGAE_Solar_93 | Reliability_Capacity_In_Model_Year | 0.556
Midway_Q2005_offpeak | Southern_PGAE_Solar_34 | Operational_New_Capacity_MW | 0.79 | Moss_Landing_Las_Aguillas_SSN | Southern_PGAE_Solar_117 | Reliability_Capacity_In_Model_Year | 0.556
Midway_Q2005_offpeak | Southern_PGAE_Solar_37 | Operational_New_Capacity_MW | 0.79 | Moss_Landing_Las_Aguillas_SSN | Southern_PGAE_Solar_124 | Reliability_Capacity_In_Model_Year | 0.556
Midway_Q2005_offpeak | Southern_PGAE_Solar_39 | Operational_New_Capacity_MW | 0.79 | Moss_Landing_Las_Aguillas_SSN | Southern_PGAE_Solar_148 | Reliability_Capacity_In_Model_Year | 0.556
Midway_Q2005_offpeak | Southern_PGAE_Solar_45 | Operational_New_Capacity_MW | 0.79 | Moss_Landing_Las_Aguillas_SSN | Southern_PGAE_Solar_164 | Reliability_Capacity_In_Model_Year | 0.556
Midway_Q2005_offpeak | Southern_PGAE_Solar_46 | Operational_New_Capacity_MW | 0.79 | Moss_Landing_Las_Aguillas_SSN | Southern_PGAE_Solar_168 | Reliability_Capacity_In_Model_Year | 0.556
Midway_Q2005_offpeak | Southern_PGAE_Solar_49 | Operational_New_Capacity_MW | 0.79 | Moss_Landing_Las_Aguillas_SSN | Southern_PGAE_Solar_170 | Reliability_Capacity_In_Model_Year | 0.556
Midway_Q2005_offpeak | Southern_PGAE_Solar_52 | Operational_New_Capacity_MW | 0.79 | Moss_Landing_Las_Aguillas_SSN | Southern_PGAE_Solar_174 | Reliability_Capacity_In_Model_Year | 0.556
Midway_Q2005_offpeak | Southern_PGAE_Solar_61 | Operational_New_Capacity_MW | 0.79 | Moss_Landing_Las_Aguillas_SSN | Southern_PGAE_Solar_176 | Reliability_Capacity_In_Model_Year | 0.556
Midway_Q2005_offpeak | Southern_PGAE_Solar_69 | Operational_New_Capacity_MW | 0.79 | Mustang_Henrietta_SSN | Southern_PGAE_Flow_Battery_17 | Reliability_Capacity_In_Model_Year | 0.5
Midway_Q2005_offpeak | Southern_PGAE_Solar_74 | Operational_New_Capacity_MW | 0.79 | Mustang_Henrietta_SSN | Southern_PGAE_Flow_Battery_24 | Reliability_Capacity_In_Model_Year | 0.5
Midway_Q2005_offpeak | Southern_PGAE_Solar_75 | Operational_New_Capacity_MW | 0.79 | Mustang_Henrietta_SSN | Southern_PGAE_Flow_Battery_27 | Reliability_Capacity_In_Model_Year | 0.5
Midway_Q2005_offpeak | Southern_PGAE_Solar_79 | Operational_New_Capacity_MW | 0.79 | Mustang_Henrietta_SSN | Southern_PGAE_Flow_Battery_45 | Reliability_Capacity_In_Model_Year | 0.5
Midway_Q2005_offpeak | Southern_PGAE_Solar_93 | Operational_New_Capacity_MW | 0.79 | Mustang_Henrietta_SSN | Southern_PGAE_Flow_Battery_69 | Reliability_Capacity_In_Model_Year | 0.5
Midway_Q2005_offpeak | Southern_PGAE_Solar_98 | Operational_New_Capacity_MW | 0.79 | Mustang_Henrietta_SSN | Southern_PGAE_Flow_Battery_93 | Reliability_Capacity_In_Model_Year | 0.5
Midway_Q2005_offpeak | Southern_PGAE_Solar_102 | Operational_New_Capacity_MW | 0.79 | Mustang_Henrietta_SSN | Southern_PGAE_Flow_Battery_99 | Reliability_Capacity_In_Model_Year | 0.5
Midway_Q2005_offpeak | Southern_PGAE_Solar_109 | Operational_New_Capacity_MW | 0.79 | Mustang_Henrietta_SSN | Northern_California_Flow_Battery_113 | Reliability_Capacity_In_Model_Year | 0.5
Midway_Q2005_offpeak | Southern_PGAE_Solar_117 | Operational_New_Capacity_MW | 0.79 | Mustang_Henrietta_SSN | Southern_PGAE_Flow_Battery_124 | Reliability_Capacity_In_Model_Year | 0.5
Midway_Q2005_offpeak | Southern_PGAE_Solar_118 | Operational_New_Capacity_MW | 0.79 | Mustang_Henrietta_SSN | Southern_PGAE_Li_Battery_4hr_17 | Reliability_Capacity_In_Model_Year | 0.5
Midway_Q2005_offpeak | Southern_PGAE_Solar_140 | Operational_New_Capacity_MW | 0.79 | Mustang_Henrietta_SSN | Southern_PGAE_Li_Battery_4hr_24 | Reliability_Capacity_In_Model_Year | 0.5
Midway_Q2005_offpeak | Southern_PGAE_Solar_151 | Operational_New_Capacity_MW | 0.79 | Mustang_Henrietta_SSN | Southern_PGAE_Li_Battery_4hr_27 | Reliability_Capacity_In_Model_Year | 0.5
Midway_Q2005_offpeak | Southern_PGAE_Solar_154 | Operational_New_Capacity_MW | 0.79 | Mustang_Henrietta_SSN | Southern_PGAE_Li_Battery_4hr_45 | Reliability_Capacity_In_Model_Year | 0.5
Midway_Q2005_offpeak | Southern_PGAE_Solar_161 | Operational_New_Capacity_MW | 0.79 | Mustang_Henrietta_SSN | Southern_PGAE_Li_Battery_4hr_69 | Reliability_Capacity_In_Model_Year | 0.5
Midway_Q2005_offpeak | Southern_PGAE_Solar_162 | Operational_New_Capacity_MW | 0.79 | Mustang_Henrietta_SSN | Southern_PGAE_Li_Battery_4hr_93 | Reliability_Capacity_In_Model_Year | 0.5
Midway_Q2005_offpeak | Southern_PGAE_Solar_164 | Operational_New_Capacity_MW | 0.79 | Mustang_Henrietta_SSN | Southern_PGAE_Li_Battery_4hr_99 | Reliability_Capacity_In_Model_Year | 0.5
Midway_Q2005_offpeak | Southern_PGAE_Solar_165 | Operational_New_Capacity_MW | 0.79 | Mustang_Henrietta_SSN | Northern_California_Li_Battery_4hr_113 | Reliability_Capacity_In_Model_Year | 0.5
Midway_Q2005_offpeak | Southern_PGAE_Solar_168 | Operational_New_Capacity_MW | 0.79 | Mustang_Henrietta_SSN | Southern_PGAE_Li_Battery_4hr_124 | Reliability_Capacity_In_Model_Year | 0.5
Midway_Q2005_offpeak | Southern_PGAE_Solar_169 | Operational_New_Capacity_MW | 0.79 | Mustang_Henrietta_SSN | Southern_PGAE_Li_Battery_8hr_17 | Reliability_Capacity_In_Model_Year | 0.5
Midway_Q2005_offpeak | Southern_PGAE_Solar_170 | Operational_New_Capacity_MW | 0.79 | Mustang_Henrietta_SSN | Southern_PGAE_Li_Battery_8hr_24 | Reliability_Capacity_In_Model_Year | 0.5
Midway_Q2005_offpeak | Southern_PGAE_Solar_174 | Operational_New_Capacity_MW | 0.79 | Mustang_Henrietta_SSN | Southern_PGAE_Li_Battery_8hr_27 | Reliability_Capacity_In_Model_Year | 0.5
Midway_Q2005_offpeak | Southern_PGAE_Solar_176 | Operational_New_Capacity_MW | 0.79 | Mustang_Henrietta_SSN | Southern_PGAE_Li_Battery_8hr_45 | Reliability_Capacity_In_Model_Year | 0.5
Midway_Q2005_offpeak | Midway_Q2005_group | Operational_New_Capacity_MW | -0.056953 | Mustang_Henrietta_SSN | Southern_PGAE_Li_Battery_8hr_69 | Reliability_Capacity_In_Model_Year | 0.5
Midway_Q2005_SSN | Southern_PGAE_Adiabatic_CAES_12 | Reliability_Capacity_In_Model_Year | 0.5 | Mustang_Henrietta_SSN | Southern_PGAE_Li_Battery_8hr_93 | Reliability_Capacity_In_Model_Year | 0.5
Midway_Q2005_SSN | Southern_PGAE_Flow_Battery_12 | Reliability_Capacity_In_Model_Year | 0.5 | Mustang_Henrietta_SSN | Southern_PGAE_Li_Battery_8hr_99 | Reliability_Capacity_In_Model_Year | 0.5
Midway_Q2005_SSN | Southern_PGAE_Flow_Battery_17 | Reliability_Capacity_In_Model_Year | 0.5 | Mustang_Henrietta_SSN | Northern_California_Li_Battery_8hr_113 | Reliability_Capacity_In_Model_Year | 0.5
Midway_Q2005_SSN | Southern_PGAE_Flow_Battery_22 | Reliability_Capacity_In_Model_Year | 0.5 | Mustang_Henrietta_SSN | Southern_PGAE_Li_Battery_8hr_124 | Reliability_Capacity_In_Model_Year | 0.5
Midway_Q2005_SSN | Southern_PGAE_Flow_Battery_23 | Reliability_Capacity_In_Model_Year | 0.5 | Mustang_Henrietta_SSN | Central_Valley_North_Los_Banos_Wind_17 | Reliability_Capacity_In_Model_Year | 0.163
Midway_Q2005_SSN | Southern_PGAE_Flow_Battery_24 | Reliability_Capacity_In_Model_Year | 0.5 | Mustang_Henrietta_SSN | Morro_Bay_Offshore_Wind_Asset | Reliability_Capacity_In_Model_Year | 0.49
Midway_Q2005_SSN | Southern_PGAE_Flow_Battery_33 | Reliability_Capacity_In_Model_Year | 0.5 | Mustang_Henrietta_SSN | Northern_California_Solar_113 | Reliability_Capacity_In_Model_Year | 0.556
Midway_Q2005_SSN | Southern_PGAE_Flow_Battery_34 | Reliability_Capacity_In_Model_Year | 0.5 | Mustang_Henrietta_SSN | Southern_PGAE_Solar_17 | Reliability_Capacity_In_Model_Year | 0.556
Midway_Q2005_SSN | Southern_PGAE_Flow_Battery_37 | Reliability_Capacity_In_Model_Year | 0.5 | Mustang_Henrietta_SSN | Southern_PGAE_Solar_24 | Reliability_Capacity_In_Model_Year | 0.556
Midway_Q2005_SSN | Southern_PGAE_Flow_Battery_39 | Reliability_Capacity_In_Model_Year | 0.5 | Mustang_Henrietta_SSN | Southern_PGAE_Solar_27 | Reliability_Capacity_In_Model_Year | 0.556
Midway_Q2005_SSN | Southern_PGAE_Flow_Battery_45 | Reliability_Capacity_In_Model_Year | 0.5 | Mustang_Henrietta_SSN | Southern_PGAE_Solar_45 | Reliability_Capacity_In_Model_Year | 0.556
Midway_Q2005_SSN | Southern_PGAE_Flow_Battery_46 | Reliability_Capacity_In_Model_Year | 0.5 | Mustang_Henrietta_SSN | Southern_PGAE_Solar_69 | Reliability_Capacity_In_Model_Year | 0.556
Midway_Q2005_SSN | Southern_PGAE_Flow_Battery_49 | Reliability_Capacity_In_Model_Year | 0.5 | Mustang_Henrietta_SSN | Southern_PGAE_Solar_93 | Reliability_Capacity_In_Model_Year | 0.556
Midway_Q2005_SSN | Southern_PGAE_Flow_Battery_52 | Reliability_Capacity_In_Model_Year | 0.5 | Mustang_Henrietta_SSN | Southern_PGAE_Solar_99 | Reliability_Capacity_In_Model_Year | 0.556
Midway_Q2005_SSN | Southern_PGAE_Flow_Battery_61 | Reliability_Capacity_In_Model_Year | 0.5 | Mustang_Henrietta_SSN | Southern_PGAE_Solar_124 | Reliability_Capacity_In_Model_Year | 0.556
Midway_Q2005_SSN | Southern_PGAE_Flow_Battery_69 | Reliability_Capacity_In_Model_Year | 0.5 | Newark_Los_Esteros_SSN | Northern_California_Flow_Battery_41 | Reliability_Capacity_In_Model_Year | 0.5
Midway_Q2005_SSN | Southern_PGAE_Flow_Battery_74 | Reliability_Capacity_In_Model_Year | 0.5 | Newark_Los_Esteros_SSN | Northern_California_Flow_Battery_57 | Reliability_Capacity_In_Model_Year | 0.5
Midway_Q2005_SSN | Southern_PGAE_Flow_Battery_75 | Reliability_Capacity_In_Model_Year | 0.5 | Newark_Los_Esteros_SSN | Northern_California_Flow_Battery_73 | Reliability_Capacity_In_Model_Year | 0.5
Midway_Q2005_SSN | Southern_PGAE_Flow_Battery_79 | Reliability_Capacity_In_Model_Year | 0.5 | Newark_Los_Esteros_SSN | Northern_California_Flow_Battery_82 | Reliability_Capacity_In_Model_Year | 0.5
Midway_Q2005_SSN | Northern_California_Flow_Battery_85 | Reliability_Capacity_In_Model_Year | 0.5 | Newark_Los_Esteros_SSN | Northern_California_Flow_Battery_96 | Reliability_Capacity_In_Model_Year | 0.5
Midway_Q2005_SSN | Southern_PGAE_Flow_Battery_93 | Reliability_Capacity_In_Model_Year | 0.5 | Newark_Los_Esteros_SSN | Southern_PGAE_Flow_Battery_99 | Reliability_Capacity_In_Model_Year | 0.5
Midway_Q2005_SSN | Southern_PGAE_Flow_Battery_98 | Reliability_Capacity_In_Model_Year | 0.5 | Newark_Los_Esteros_SSN | Northern_California_Flow_Battery_113 | Reliability_Capacity_In_Model_Year | 0.5
Midway_Q2005_SSN | Southern_PGAE_Flow_Battery_102 | Reliability_Capacity_In_Model_Year | 0.5 | Newark_Los_Esteros_SSN | Northern_California_Flow_Battery_116 | Reliability_Capacity_In_Model_Year | 0.5
Midway_Q2005_SSN | Southern_PGAE_Flow_Battery_109 | Reliability_Capacity_In_Model_Year | 0.5 | Newark_Los_Esteros_SSN | Southern_PGAE_Flow_Battery_124 | Reliability_Capacity_In_Model_Year | 0.5
Midway_Q2005_SSN | Southern_PGAE_Flow_Battery_117 | Reliability_Capacity_In_Model_Year | 0.5 | Newark_Los_Esteros_SSN | Northern_California_Li_Battery_4hr_41 | Reliability_Capacity_In_Model_Year | 0.5
Midway_Q2005_SSN | Southern_PGAE_Flow_Battery_118 | Reliability_Capacity_In_Model_Year | 0.5 | Newark_Los_Esteros_SSN | Northern_California_Li_Battery_4hr_57 | Reliability_Capacity_In_Model_Year | 0.5
Midway_Q2005_SSN | Southern_PGAE_Flow_Battery_140 | Reliability_Capacity_In_Model_Year | 0.5 | Newark_Los_Esteros_SSN | Northern_California_Li_Battery_4hr_73 | Reliability_Capacity_In_Model_Year | 0.5
Midway_Q2005_SSN | Southern_PGAE_Flow_Battery_151 | Reliability_Capacity_In_Model_Year | 0.5 | Newark_Los_Esteros_SSN | Northern_California_Li_Battery_4hr_82 | Reliability_Capacity_In_Model_Year | 0.5
Midway_Q2005_SSN | Southern_PGAE_Flow_Battery_154 | Reliability_Capacity_In_Model_Year | 0.5 | Newark_Los_Esteros_SSN | Northern_California_Li_Battery_4hr_96 | Reliability_Capacity_In_Model_Year | 0.5
Midway_Q2005_SSN | Southern_PGAE_Flow_Battery_161 | Reliability_Capacity_In_Model_Year | 0.5 | Newark_Los_Esteros_SSN | Southern_PGAE_Li_Battery_4hr_99 | Reliability_Capacity_In_Model_Year | 0.5
Midway_Q2005_SSN | Southern_PGAE_Flow_Battery_162 | Reliability_Capacity_In_Model_Year | 0.5 | Newark_Los_Esteros_SSN | Northern_California_Li_Battery_4hr_113 | Reliability_Capacity_In_Model_Year | 0.5
Midway_Q2005_SSN | Southern_PGAE_Flow_Battery_164 | Reliability_Capacity_In_Model_Year | 0.5 | Newark_Los_Esteros_SSN | Northern_California_Li_Battery_4hr_116 | Reliability_Capacity_In_Model_Year | 0.5
Midway_Q2005_SSN | Southern_PGAE_Flow_Battery_165 | Reliability_Capacity_In_Model_Year | 0.5 | Newark_Los_Esteros_SSN | Southern_PGAE_Li_Battery_4hr_124 | Reliability_Capacity_In_Model_Year | 0.5
Midway_Q2005_SSN | Southern_PGAE_Flow_Battery_168 | Reliability_Capacity_In_Model_Year | 0.5 | Newark_Los_Esteros_SSN | Northern_California_Li_Battery_8hr_41 | Reliability_Capacity_In_Model_Year | 0.5
Midway_Q2005_SSN | Southern_PGAE_Flow_Battery_169 | Reliability_Capacity_In_Model_Year | 0.5 | Newark_Los_Esteros_SSN | Northern_California_Li_Battery_8hr_57 | Reliability_Capacity_In_Model_Year | 0.5
Midway_Q2005_SSN | Southern_PGAE_Flow_Battery_170 | Reliability_Capacity_In_Model_Year | 0.5 | Newark_Los_Esteros_SSN | Northern_California_Li_Battery_8hr_73 | Reliability_Capacity_In_Model_Year | 0.5
Midway_Q2005_SSN | Southern_PGAE_Flow_Battery_174 | Reliability_Capacity_In_Model_Year | 0.5 | Newark_Los_Esteros_SSN | Northern_California_Li_Battery_8hr_82 | Reliability_Capacity_In_Model_Year | 0.5
Midway_Q2005_SSN | Southern_PGAE_Flow_Battery_176 | Reliability_Capacity_In_Model_Year | 0.5 | Newark_Los_Esteros_SSN | Northern_California_Li_Battery_8hr_96 | Reliability_Capacity_In_Model_Year | 0.5
Midway_Q2005_SSN | Southern_PGAE_Li_Battery_4hr_12 | Reliability_Capacity_In_Model_Year | 0.5 | Newark_Los_Esteros_SSN | Southern_PGAE_Li_Battery_8hr_99 | Reliability_Capacity_In_Model_Year | 0.5
Midway_Q2005_SSN | Southern_PGAE_Li_Battery_4hr_17 | Reliability_Capacity_In_Model_Year | 0.5 | Newark_Los_Esteros_SSN | Northern_California_Li_Battery_8hr_113 | Reliability_Capacity_In_Model_Year | 0.5
Midway_Q2005_SSN | Southern_PGAE_Li_Battery_4hr_22 | Reliability_Capacity_In_Model_Year | 0.5 | Newark_Los_Esteros_SSN | Northern_California_Li_Battery_8hr_116 | Reliability_Capacity_In_Model_Year | 0.5
Midway_Q2005_SSN | Southern_PGAE_Li_Battery_4hr_23 | Reliability_Capacity_In_Model_Year | 0.5 | Newark_Los_Esteros_SSN | Southern_PGAE_Li_Battery_8hr_124 | Reliability_Capacity_In_Model_Year | 0.5
Midway_Q2005_SSN | Southern_PGAE_Li_Battery_4hr_24 | Reliability_Capacity_In_Model_Year | 0.5 | Newark_Los_Esteros_SSN | Northern_California_Solar_41 | Reliability_Capacity_In_Model_Year | 0.556
Midway_Q2005_SSN | Southern_PGAE_Li_Battery_4hr_33 | Reliability_Capacity_In_Model_Year | 0.5 | Newark_Los_Esteros_SSN | Northern_California_Solar_57 | Reliability_Capacity_In_Model_Year | 0.556
Midway_Q2005_SSN | Southern_PGAE_Li_Battery_4hr_34 | Reliability_Capacity_In_Model_Year | 0.5 | Newark_Los_Esteros_SSN | Northern_California_Solar_73 | Reliability_Capacity_In_Model_Year | 0.556
Midway_Q2005_SSN | Southern_PGAE_Li_Battery_4hr_37 | Reliability_Capacity_In_Model_Year | 0.5 | Newark_Los_Esteros_SSN | Northern_California_Solar_82 | Reliability_Capacity_In_Model_Year | 0.556
Midway_Q2005_SSN | Southern_PGAE_Li_Battery_4hr_39 | Reliability_Capacity_In_Model_Year | 0.5 | Newark_Los_Esteros_SSN | Northern_California_Solar_96 | Reliability_Capacity_In_Model_Year | 0.556
Midway_Q2005_SSN | Southern_PGAE_Li_Battery_4hr_45 | Reliability_Capacity_In_Model_Year | 0.5 | Newark_Los_Esteros_SSN | Northern_California_Solar_113 | Reliability_Capacity_In_Model_Year | 0.556
Midway_Q2005_SSN | Southern_PGAE_Li_Battery_4hr_46 | Reliability_Capacity_In_Model_Year | 0.5 | Newark_Los_Esteros_SSN | Northern_California_Solar_116 | Reliability_Capacity_In_Model_Year | 0.556
Midway_Q2005_SSN | Southern_PGAE_Li_Battery_4hr_49 | Reliability_Capacity_In_Model_Year | 0.5 | Newark_Los_Esteros_SSN | Southern_PGAE_Solar_99 | Reliability_Capacity_In_Model_Year | 0.556
Midway_Q2005_SSN | Southern_PGAE_Li_Battery_4hr_52 | Reliability_Capacity_In_Model_Year | 0.5 | Newark_Los_Esteros_SSN | Southern_PGAE_Solar_124 | Reliability_Capacity_In_Model_Year | 0.556
Midway_Q2005_SSN | Southern_PGAE_Li_Battery_4hr_61 | Reliability_Capacity_In_Model_Year | 0.5 | Newark_Newark_Dist_SSN | Southern_PGAE_Flow_Battery_95 | Reliability_Capacity_In_Model_Year | 0.5
Midway_Q2005_SSN | Southern_PGAE_Li_Battery_4hr_69 | Reliability_Capacity_In_Model_Year | 0.5 | Newark_Newark_Dist_SSN | Northern_California_Flow_Battery_112 | Reliability_Capacity_In_Model_Year | 0.5
Midway_Q2005_SSN | Southern_PGAE_Li_Battery_4hr_74 | Reliability_Capacity_In_Model_Year | 0.5 | Newark_Newark_Dist_SSN | Northern_California_Flow_Battery_126 | Reliability_Capacity_In_Model_Year | 0.5
Midway_Q2005_SSN | Southern_PGAE_Li_Battery_4hr_75 | Reliability_Capacity_In_Model_Year | 0.5 | Newark_Newark_Dist_SSN | Northern_California_Flow_Battery_150 | Reliability_Capacity_In_Model_Year | 0.5
Midway_Q2005_SSN | Southern_PGAE_Li_Battery_4hr_79 | Reliability_Capacity_In_Model_Year | 0.5 | Newark_Newark_Dist_SSN | Northern_California_Flow_Battery_155 | Reliability_Capacity_In_Model_Year | 0.5
Midway_Q2005_SSN | Northern_California_Li_Battery_4hr_85 | Reliability_Capacity_In_Model_Year | 0.5 | Newark_Newark_Dist_SSN | Southern_PGAE_Li_Battery_4hr_95 | Reliability_Capacity_In_Model_Year | 0.5
Midway_Q2005_SSN | Southern_PGAE_Li_Battery_4hr_93 | Reliability_Capacity_In_Model_Year | 0.5 | Newark_Newark_Dist_SSN | Northern_California_Li_Battery_4hr_112 | Reliability_Capacity_In_Model_Year | 0.5
Midway_Q2005_SSN | Southern_PGAE_Li_Battery_4hr_98 | Reliability_Capacity_In_Model_Year | 0.5 | Newark_Newark_Dist_SSN | Northern_California_Li_Battery_4hr_126 | Reliability_Capacity_In_Model_Year | 0.5
Midway_Q2005_SSN | Southern_PGAE_Li_Battery_4hr_102 | Reliability_Capacity_In_Model_Year | 0.5 | Newark_Newark_Dist_SSN | Northern_California_Li_Battery_4hr_150 | Reliability_Capacity_In_Model_Year | 0.5
Midway_Q2005_SSN | Southern_PGAE_Li_Battery_4hr_109 | Reliability_Capacity_In_Model_Year | 0.5 | Newark_Newark_Dist_SSN | Northern_California_Li_Battery_4hr_155 | Reliability_Capacity_In_Model_Year | 0.5
Midway_Q2005_SSN | Southern_PGAE_Li_Battery_4hr_117 | Reliability_Capacity_In_Model_Year | 0.5 | Newark_Newark_Dist_SSN | Southern_PGAE_Li_Battery_8hr_95 | Reliability_Capacity_In_Model_Year | 0.5
Midway_Q2005_SSN | Southern_PGAE_Li_Battery_4hr_118 | Reliability_Capacity_In_Model_Year | 0.5 | Newark_Newark_Dist_SSN | Northern_California_Li_Battery_8hr_112 | Reliability_Capacity_In_Model_Year | 0.5
Midway_Q2005_SSN | Southern_PGAE_Li_Battery_4hr_140 | Reliability_Capacity_In_Model_Year | 0.5 | Newark_Newark_Dist_SSN | Northern_California_Li_Battery_8hr_126 | Reliability_Capacity_In_Model_Year | 0.5
Midway_Q2005_SSN | Southern_PGAE_Li_Battery_4hr_151 | Reliability_Capacity_In_Model_Year | 0.5 | Newark_Newark_Dist_SSN | Northern_California_Li_Battery_8hr_150 | Reliability_Capacity_In_Model_Year | 0.5
Midway_Q2005_SSN | Southern_PGAE_Li_Battery_4hr_154 | Reliability_Capacity_In_Model_Year | 0.5 | Newark_Newark_Dist_SSN | Northern_California_Li_Battery_8hr_155 | Reliability_Capacity_In_Model_Year | 0.5
Midway_Q2005_SSN | Southern_PGAE_Li_Battery_4hr_161 | Reliability_Capacity_In_Model_Year | 0.5 | Newark_Newark_Dist_SSN | Northern_California_Solar_112 | Reliability_Capacity_In_Model_Year | 0.556
Midway_Q2005_SSN | Southern_PGAE_Li_Battery_4hr_162 | Reliability_Capacity_In_Model_Year | 0.5 | Newark_Newark_Dist_SSN | Northern_California_Solar_126 | Reliability_Capacity_In_Model_Year | 0.556
Midway_Q2005_SSN | Southern_PGAE_Li_Battery_4hr_164 | Reliability_Capacity_In_Model_Year | 0.5 | Newark_Newark_Dist_SSN | Northern_California_Solar_150 | Reliability_Capacity_In_Model_Year | 0.556
Midway_Q2005_SSN | Southern_PGAE_Li_Battery_4hr_165 | Reliability_Capacity_In_Model_Year | 0.5 | Newark_Newark_Dist_SSN | Northern_California_Solar_155 | Reliability_Capacity_In_Model_Year | 0.556
Midway_Q2005_SSN | Southern_PGAE_Li_Battery_4hr_168 | Reliability_Capacity_In_Model_Year | 0.5 | Newark_Newark_Dist_SSN | Solano_Wind_126 | Reliability_Capacity_In_Model_Year | 0.163
Midway_Q2005_SSN | Southern_PGAE_Li_Battery_4hr_169 | Reliability_Capacity_In_Model_Year | 0.5 | Newark_Newark_Dist_SSN | Southern_PGAE_Solar_95 | Reliability_Capacity_In_Model_Year | 0.556
Midway_Q2005_SSN | Southern_PGAE_Li_Battery_4hr_170 | Reliability_Capacity_In_Model_Year | 0.5 | North_Magunden_SSN | Tehachapi_Flow_Battery_101 | Reliability_Capacity_In_Model_Year | 0.5
Midway_Q2005_SSN | Southern_PGAE_Li_Battery_4hr_174 | Reliability_Capacity_In_Model_Year | 0.5 | North_Magunden_SSN | Tehachapi_Li_Battery_4hr_101 | Reliability_Capacity_In_Model_Year | 0.5
Midway_Q2005_SSN | Southern_PGAE_Li_Battery_4hr_176 | Reliability_Capacity_In_Model_Year | 0.5 | North_Magunden_SSN | Tehachapi_Li_Battery_8hr_101 | Reliability_Capacity_In_Model_Year | 0.5
Midway_Q2005_SSN | Southern_PGAE_Li_Battery_8hr_12 | Reliability_Capacity_In_Model_Year | 0.5 | North_Magunden_SSN | Tehachapi_Solar_101 | Reliability_Capacity_In_Model_Year | 0.427
Midway_Q2005_SSN | Southern_PGAE_Li_Battery_8hr_17 | Reliability_Capacity_In_Model_Year | 0.5 | Oceano_Calendar_SSN | Southern_PGAE_Adiabatic_CAES_12 | Reliability_Capacity_In_Model_Year | 0.5
Midway_Q2005_SSN | Southern_PGAE_Li_Battery_8hr_22 | Reliability_Capacity_In_Model_Year | 0.5 | Oceano_Calendar_SSN | Southern_PGAE_Flow_Battery_12 | Reliability_Capacity_In_Model_Year | 0.5
Midway_Q2005_SSN | Southern_PGAE_Li_Battery_8hr_23 | Reliability_Capacity_In_Model_Year | 0.5 | Oceano_Calendar_SSN | Southern_PGAE_Flow_Battery_33 | Reliability_Capacity_In_Model_Year | 0.5
Midway_Q2005_SSN | Southern_PGAE_Li_Battery_8hr_24 | Reliability_Capacity_In_Model_Year | 0.5 | Oceano_Calendar_SSN | Southern_PGAE_Flow_Battery_37 | Reliability_Capacity_In_Model_Year | 0.5
Midway_Q2005_SSN | Southern_PGAE_Li_Battery_8hr_33 | Reliability_Capacity_In_Model_Year | 0.5 | Oceano_Calendar_SSN | Southern_PGAE_Flow_Battery_45 | Reliability_Capacity_In_Model_Year | 0.5
Midway_Q2005_SSN | Southern_PGAE_Li_Battery_8hr_34 | Reliability_Capacity_In_Model_Year | 0.5 | Oceano_Calendar_SSN | Southern_PGAE_Flow_Battery_46 | Reliability_Capacity_In_Model_Year | 0.5
Midway_Q2005_SSN | Southern_PGAE_Li_Battery_8hr_37 | Reliability_Capacity_In_Model_Year | 0.5 | Oceano_Calendar_SSN | Southern_PGAE_Flow_Battery_61 | Reliability_Capacity_In_Model_Year | 0.5
Midway_Q2005_SSN | Southern_PGAE_Li_Battery_8hr_39 | Reliability_Capacity_In_Model_Year | 0.5 | Oceano_Calendar_SSN | Southern_PGAE_Flow_Battery_74 | Reliability_Capacity_In_Model_Year | 0.5
Midway_Q2005_SSN | Southern_PGAE_Li_Battery_8hr_45 | Reliability_Capacity_In_Model_Year | 0.5 | Oceano_Calendar_SSN | Southern_PGAE_Flow_Battery_98 | Reliability_Capacity_In_Model_Year | 0.5
Midway_Q2005_SSN | Southern_PGAE_Li_Battery_8hr_46 | Reliability_Capacity_In_Model_Year | 0.5 | Oceano_Calendar_SSN | Southern_PGAE_Flow_Battery_109 | Reliability_Capacity_In_Model_Year | 0.5
Midway_Q2005_SSN | Southern_PGAE_Li_Battery_8hr_49 | Reliability_Capacity_In_Model_Year | 0.5 | Oceano_Calendar_SSN | Southern_PGAE_Flow_Battery_118 | Reliability_Capacity_In_Model_Year | 0.5
Midway_Q2005_SSN | Southern_PGAE_Li_Battery_8hr_52 | Reliability_Capacity_In_Model_Year | 0.5 | Oceano_Calendar_SSN | Southern_PGAE_Li_Battery_4hr_12 | Reliability_Capacity_In_Model_Year | 0.5
Midway_Q2005_SSN | Southern_PGAE_Li_Battery_8hr_61 | Reliability_Capacity_In_Model_Year | 0.5 | Oceano_Calendar_SSN | Southern_PGAE_Li_Battery_4hr_33 | Reliability_Capacity_In_Model_Year | 0.5
Midway_Q2005_SSN | Southern_PGAE_Li_Battery_8hr_69 | Reliability_Capacity_In_Model_Year | 0.5 | Oceano_Calendar_SSN | Southern_PGAE_Li_Battery_4hr_37 | Reliability_Capacity_In_Model_Year | 0.5
Midway_Q2005_SSN | Southern_PGAE_Li_Battery_8hr_74 | Reliability_Capacity_In_Model_Year | 0.5 | Oceano_Calendar_SSN | Southern_PGAE_Li_Battery_4hr_45 | Reliability_Capacity_In_Model_Year | 0.5
Midway_Q2005_SSN | Southern_PGAE_Li_Battery_8hr_75 | Reliability_Capacity_In_Model_Year | 0.5 | Oceano_Calendar_SSN | Southern_PGAE_Li_Battery_4hr_46 | Reliability_Capacity_In_Model_Year | 0.5
Midway_Q2005_SSN | Southern_PGAE_Li_Battery_8hr_79 | Reliability_Capacity_In_Model_Year | 0.5 | Oceano_Calendar_SSN | Southern_PGAE_Li_Battery_4hr_61 | Reliability_Capacity_In_Model_Year | 0.5
Midway_Q2005_SSN | Northern_California_Li_Battery_8hr_85 | Reliability_Capacity_In_Model_Year | 0.5 | Oceano_Calendar_SSN | Southern_PGAE_Li_Battery_4hr_74 | Reliability_Capacity_In_Model_Year | 0.5
Midway_Q2005_SSN | Southern_PGAE_Li_Battery_8hr_93 | Reliability_Capacity_In_Model_Year | 0.5 | Oceano_Calendar_SSN | Southern_PGAE_Li_Battery_4hr_98 | Reliability_Capacity_In_Model_Year | 0.5
Midway_Q2005_SSN | Southern_PGAE_Li_Battery_8hr_98 | Reliability_Capacity_In_Model_Year | 0.5 | Oceano_Calendar_SSN | Southern_PGAE_Li_Battery_4hr_109 | Reliability_Capacity_In_Model_Year | 0.5
Midway_Q2005_SSN | Southern_PGAE_Li_Battery_8hr_102 | Reliability_Capacity_In_Model_Year | 0.5 | Oceano_Calendar_SSN | Southern_PGAE_Li_Battery_4hr_118 | Reliability_Capacity_In_Model_Year | 0.5
Midway_Q2005_SSN | Southern_PGAE_Li_Battery_8hr_109 | Reliability_Capacity_In_Model_Year | 0.5 | Oceano_Calendar_SSN | Southern_PGAE_Li_Battery_8hr_12 | Reliability_Capacity_In_Model_Year | 0.5
Midway_Q2005_SSN | Southern_PGAE_Li_Battery_8hr_117 | Reliability_Capacity_In_Model_Year | 0.5 | Oceano_Calendar_SSN | Southern_PGAE_Li_Battery_8hr_33 | Reliability_Capacity_In_Model_Year | 0.5
Midway_Q2005_SSN | Southern_PGAE_Li_Battery_8hr_118 | Reliability_Capacity_In_Model_Year | 0.5 | Oceano_Calendar_SSN | Southern_PGAE_Li_Battery_8hr_37 | Reliability_Capacity_In_Model_Year | 0.5
Midway_Q2005_SSN | Southern_PGAE_Li_Battery_8hr_140 | Reliability_Capacity_In_Model_Year | 0.5 | Oceano_Calendar_SSN | Southern_PGAE_Li_Battery_8hr_45 | Reliability_Capacity_In_Model_Year | 0.5
Midway_Q2005_SSN | Southern_PGAE_Li_Battery_8hr_151 | Reliability_Capacity_In_Model_Year | 0.5 | Oceano_Calendar_SSN | Southern_PGAE_Li_Battery_8hr_46 | Reliability_Capacity_In_Model_Year | 0.5
Midway_Q2005_SSN | Southern_PGAE_Li_Battery_8hr_154 | Reliability_Capacity_In_Model_Year | 0.5 | Oceano_Calendar_SSN | Southern_PGAE_Li_Battery_8hr_61 | Reliability_Capacity_In_Model_Year | 0.5
Midway_Q2005_SSN | Southern_PGAE_Li_Battery_8hr_161 | Reliability_Capacity_In_Model_Year | 0.5 | Oceano_Calendar_SSN | Southern_PGAE_Li_Battery_8hr_74 | Reliability_Capacity_In_Model_Year | 0.5
Midway_Q2005_SSN | Southern_PGAE_Li_Battery_8hr_162 | Reliability_Capacity_In_Model_Year | 0.5 | Oceano_Calendar_SSN | Southern_PGAE_Li_Battery_8hr_98 | Reliability_Capacity_In_Model_Year | 0.5
Midway_Q2005_SSN | Southern_PGAE_Li_Battery_8hr_164 | Reliability_Capacity_In_Model_Year | 0.5 | Oceano_Calendar_SSN | Southern_PGAE_Li_Battery_8hr_109 | Reliability_Capacity_In_Model_Year | 0.5
Midway_Q2005_SSN | Southern_PGAE_Li_Battery_8hr_165 | Reliability_Capacity_In_Model_Year | 0.5 | Oceano_Calendar_SSN | Southern_PGAE_Li_Battery_8hr_118 | Reliability_Capacity_In_Model_Year | 0.5
Midway_Q2005_SSN | Southern_PGAE_Li_Battery_8hr_168 | Reliability_Capacity_In_Model_Year | 0.5 | Oceano_Calendar_SSN | Southern_PGAE_Solar_12 | Reliability_Capacity_In_Model_Year | 0.556
Midway_Q2005_SSN | Southern_PGAE_Li_Battery_8hr_169 | Reliability_Capacity_In_Model_Year | 0.5 | Oceano_Calendar_SSN | Southern_PGAE_Solar_33 | Reliability_Capacity_In_Model_Year | 0.556
Midway_Q2005_SSN | Southern_PGAE_Li_Battery_8hr_170 | Reliability_Capacity_In_Model_Year | 0.5 | Oceano_Calendar_SSN | Southern_PGAE_Solar_37 | Reliability_Capacity_In_Model_Year | 0.556
Midway_Q2005_SSN | Southern_PGAE_Li_Battery_8hr_174 | Reliability_Capacity_In_Model_Year | 0.5 | Oceano_Calendar_SSN | Southern_PGAE_Solar_45 | Reliability_Capacity_In_Model_Year | 0.556
Midway_Q2005_SSN | Southern_PGAE_Li_Battery_8hr_176 | Reliability_Capacity_In_Model_Year | 0.5 | Oceano_Calendar_SSN | Southern_PGAE_Solar_46 | Reliability_Capacity_In_Model_Year | 0.556
Midway_Q2005_SSN | Central_Valley_North_Los_Banos_Wind_17 | Reliability_Capacity_In_Model_Year | 0.163 | Oceano_Calendar_SSN | Southern_PGAE_Solar_61 | Reliability_Capacity_In_Model_Year | 0.556
Midway_Q2005_SSN | Central_Valley_North_Los_Banos_Wind_154 | Reliability_Capacity_In_Model_Year | 0.163 | Oceano_Calendar_SSN | Southern_PGAE_Solar_74 | Reliability_Capacity_In_Model_Year | 0.556
Midway_Q2005_SSN | Central_Valley_North_Los_Banos_Wind_162 | Reliability_Capacity_In_Model_Year | 0.163 | Oceano_Calendar_SSN | Southern_PGAE_Solar_98 | Reliability_Capacity_In_Model_Year | 0.556
Midway_Q2005_SSN | Northern_California_Solar_85 | Reliability_Capacity_In_Model_Year | 0.556 | Oceano_Calendar_SSN | Southern_PGAE_Solar_109 | Reliability_Capacity_In_Model_Year | 0.556
Midway_Q2005_SSN | Solano_Wind_85 | Reliability_Capacity_In_Model_Year | 0.163 | Oceano_Calendar_SSN | Southern_PGAE_Solar_118 | Reliability_Capacity_In_Model_Year | 0.556
Midway_Q2005_SSN | Southern_PGAE_Solar_12 | Reliability_Capacity_In_Model_Year | 0.556 | Oro Loma_El_Nido_SSN | Northern_California_Flow_Battery_114 | Reliability_Capacity_In_Model_Year | 0.5
Midway_Q2005_SSN | Southern_PGAE_Solar_17 | Reliability_Capacity_In_Model_Year | 0.556 | Oro Loma_El_Nido_SSN | Northern_California_Flow_Battery_138 | Reliability_Capacity_In_Model_Year | 0.5
Midway_Q2005_SSN | Southern_PGAE_Solar_22 | Reliability_Capacity_In_Model_Year | 0.556 | Oro Loma_El_Nido_SSN | Southern_PGAE_Flow_Battery_140 | Reliability_Capacity_In_Model_Year | 0.5
Midway_Q2005_SSN | Southern_PGAE_Solar_23 | Reliability_Capacity_In_Model_Year | 0.556 | Oro Loma_El_Nido_SSN | Southern_PGAE_Flow_Battery_151 | Reliability_Capacity_In_Model_Year | 0.5
Midway_Q2005_SSN | Southern_PGAE_Solar_24 | Reliability_Capacity_In_Model_Year | 0.556 | Oro Loma_El_Nido_SSN | Southern_PGAE_Flow_Battery_154 | Reliability_Capacity_In_Model_Year | 0.5
Midway_Q2005_SSN | Southern_PGAE_Solar_33 | Reliability_Capacity_In_Model_Year | 0.556 | Oro Loma_El_Nido_SSN | Southern_PGAE_Flow_Battery_161 | Reliability_Capacity_In_Model_Year | 0.5
Midway_Q2005_SSN | Southern_PGAE_Solar_34 | Reliability_Capacity_In_Model_Year | 0.556 | Oro Loma_El_Nido_SSN | Southern_PGAE_Flow_Battery_162 | Reliability_Capacity_In_Model_Year | 0.5
Midway_Q2005_SSN | Southern_PGAE_Solar_37 | Reliability_Capacity_In_Model_Year | 0.556 | Oro Loma_El_Nido_SSN | Southern_PGAE_Flow_Battery_163 | Reliability_Capacity_In_Model_Year | 0.5
Midway_Q2005_SSN | Southern_PGAE_Solar_39 | Reliability_Capacity_In_Model_Year | 0.556 | Oro Loma_El_Nido_SSN | Southern_PGAE_Flow_Battery_164 | Reliability_Capacity_In_Model_Year | 0.5
Midway_Q2005_SSN | Southern_PGAE_Solar_45 | Reliability_Capacity_In_Model_Year | 0.556 | Oro Loma_El_Nido_SSN | Southern_PGAE_Flow_Battery_165 | Reliability_Capacity_In_Model_Year | 0.5
Midway_Q2005_SSN | Southern_PGAE_Solar_46 | Reliability_Capacity_In_Model_Year | 0.556 | Oro Loma_El_Nido_SSN | Northern_California_Flow_Battery_166 | Reliability_Capacity_In_Model_Year | 0.5
Midway_Q2005_SSN | Southern_PGAE_Solar_49 | Reliability_Capacity_In_Model_Year | 0.556 | Oro Loma_El_Nido_SSN | Southern_PGAE_Flow_Battery_168 | Reliability_Capacity_In_Model_Year | 0.5
Midway_Q2005_SSN | Southern_PGAE_Solar_52 | Reliability_Capacity_In_Model_Year | 0.556 | Oro Loma_El_Nido_SSN | Southern_PGAE_Flow_Battery_169 | Reliability_Capacity_In_Model_Year | 0.5
Midway_Q2005_SSN | Southern_PGAE_Solar_61 | Reliability_Capacity_In_Model_Year | 0.556 | Oro Loma_El_Nido_SSN | Southern_PGAE_Flow_Battery_170 | Reliability_Capacity_In_Model_Year | 0.5
Midway_Q2005_SSN | Southern_PGAE_Solar_69 | Reliability_Capacity_In_Model_Year | 0.556 | Oro Loma_El_Nido_SSN | Southern_PGAE_Flow_Battery_174 | Reliability_Capacity_In_Model_Year | 0.5
Midway_Q2005_SSN | Southern_PGAE_Solar_74 | Reliability_Capacity_In_Model_Year | 0.556 | Oro Loma_El_Nido_SSN | Southern_PGAE_Flow_Battery_176 | Reliability_Capacity_In_Model_Year | 0.5
Midway_Q2005_SSN | Southern_PGAE_Solar_75 | Reliability_Capacity_In_Model_Year | 0.556 | Oro Loma_El_Nido_SSN | Northern_California_Li_Battery_4hr_114 | Reliability_Capacity_In_Model_Year | 0.5
Midway_Q2005_SSN | Southern_PGAE_Solar_79 | Reliability_Capacity_In_Model_Year | 0.556 | Oro Loma_El_Nido_SSN | Northern_California_Li_Battery_4hr_138 | Reliability_Capacity_In_Model_Year | 0.5
Midway_Q2005_SSN | Southern_PGAE_Solar_93 | Reliability_Capacity_In_Model_Year | 0.556 | Oro Loma_El_Nido_SSN | Southern_PGAE_Li_Battery_4hr_140 | Reliability_Capacity_In_Model_Year | 0.5
Midway_Q2005_SSN | Southern_PGAE_Solar_98 | Reliability_Capacity_In_Model_Year | 0.556 | Oro Loma_El_Nido_SSN | Southern_PGAE_Li_Battery_4hr_151 | Reliability_Capacity_In_Model_Year | 0.5
Midway_Q2005_SSN | Southern_PGAE_Solar_102 | Reliability_Capacity_In_Model_Year | 0.556 | Oro Loma_El_Nido_SSN | Southern_PGAE_Li_Battery_4hr_154 | Reliability_Capacity_In_Model_Year | 0.5
Midway_Q2005_SSN | Southern_PGAE_Solar_109 | Reliability_Capacity_In_Model_Year | 0.556 | Oro Loma_El_Nido_SSN | Southern_PGAE_Li_Battery_4hr_161 | Reliability_Capacity_In_Model_Year | 0.5
Midway_Q2005_SSN | Southern_PGAE_Solar_117 | Reliability_Capacity_In_Model_Year | 0.556 | Oro Loma_El_Nido_SSN | Southern_PGAE_Li_Battery_4hr_162 | Reliability_Capacity_In_Model_Year | 0.5
Midway_Q2005_SSN | Southern_PGAE_Solar_118 | Reliability_Capacity_In_Model_Year | 0.556 | Oro Loma_El_Nido_SSN | Southern_PGAE_Li_Battery_4hr_163 | Reliability_Capacity_In_Model_Year | 0.5
Midway_Q2005_SSN | Southern_PGAE_Solar_140 | Reliability_Capacity_In_Model_Year | 0.556 | Oro Loma_El_Nido_SSN | Southern_PGAE_Li_Battery_4hr_164 | Reliability_Capacity_In_Model_Year | 0.5
Midway_Q2005_SSN | Southern_PGAE_Solar_151 | Reliability_Capacity_In_Model_Year | 0.556 | Oro Loma_El_Nido_SSN | Southern_PGAE_Li_Battery_4hr_165 | Reliability_Capacity_In_Model_Year | 0.5
Midway_Q2005_SSN | Southern_PGAE_Solar_154 | Reliability_Capacity_In_Model_Year | 0.556 | Oro Loma_El_Nido_SSN | Northern_California_Li_Battery_4hr_166 | Reliability_Capacity_In_Model_Year | 0.5
Midway_Q2005_SSN | Southern_PGAE_Solar_161 | Reliability_Capacity_In_Model_Year | 0.556 | Oro Loma_El_Nido_SSN | Southern_PGAE_Li_Battery_4hr_168 | Reliability_Capacity_In_Model_Year | 0.5
Midway_Q2005_SSN | Southern_PGAE_Solar_162 | Reliability_Capacity_In_Model_Year | 0.556 | Oro Loma_El_Nido_SSN | Southern_PGAE_Li_Battery_4hr_169 | Reliability_Capacity_In_Model_Year | 0.5
Midway_Q2005_SSN | Southern_PGAE_Solar_164 | Reliability_Capacity_In_Model_Year | 0.556 | Oro Loma_El_Nido_SSN | Southern_PGAE_Li_Battery_4hr_170 | Reliability_Capacity_In_Model_Year | 0.5
Midway_Q2005_SSN | Southern_PGAE_Solar_165 | Reliability_Capacity_In_Model_Year | 0.556 | Oro Loma_El_Nido_SSN | Southern_PGAE_Li_Battery_4hr_174 | Reliability_Capacity_In_Model_Year | 0.5
Midway_Q2005_SSN | Southern_PGAE_Solar_168 | Reliability_Capacity_In_Model_Year | 0.556 | Oro Loma_El_Nido_SSN | Southern_PGAE_Li_Battery_4hr_176 | Reliability_Capacity_In_Model_Year | 0.5
Midway_Q2005_SSN | Southern_PGAE_Solar_169 | Reliability_Capacity_In_Model_Year | 0.556 | Oro Loma_El_Nido_SSN | Northern_California_Li_Battery_8hr_114 | Reliability_Capacity_In_Model_Year | 0.5
Midway_Q2005_SSN | Southern_PGAE_Solar_170 | Reliability_Capacity_In_Model_Year | 0.556 | Oro Loma_El_Nido_SSN | Northern_California_Li_Battery_8hr_138 | Reliability_Capacity_In_Model_Year | 0.5
Midway_Q2005_SSN | Southern_PGAE_Solar_174 | Reliability_Capacity_In_Model_Year | 0.556 | Oro Loma_El_Nido_SSN | Southern_PGAE_Li_Battery_8hr_140 | Reliability_Capacity_In_Model_Year | 0.5
Midway_Q2005_SSN | Southern_PGAE_Solar_176 | Reliability_Capacity_In_Model_Year | 0.556 | Oro Loma_El_Nido_SSN | Southern_PGAE_Li_Battery_8hr_151 | Reliability_Capacity_In_Model_Year | 0.5
Midway_Q2005_SSN | Midway_Q2005_group | Operational_New_Capacity_MW | -1 | Oro Loma_El_Nido_SSN | Southern_PGAE_Li_Battery_8hr_154 | Reliability_Capacity_In_Model_Year | 0.5
Midway_Q2011_HSN | Southern_PGAE_Flow_Battery_23 | Reliability_Capacity_In_Model_Year | 1 | Oro Loma_El_Nido_SSN | Southern_PGAE_Li_Battery_8hr_161 | Reliability_Capacity_In_Model_Year | 0.5
Midway_Q2011_HSN | Southern_PGAE_Flow_Battery_61 | Reliability_Capacity_In_Model_Year | 1 | Oro Loma_El_Nido_SSN | Southern_PGAE_Li_Battery_8hr_162 | Reliability_Capacity_In_Model_Year | 0.5
Midway_Q2011_HSN | Southern_PGAE_Li_Battery_4hr_23 | Reliability_Capacity_In_Model_Year | 1 | Oro Loma_El_Nido_SSN | Southern_PGAE_Li_Battery_8hr_163 | Reliability_Capacity_In_Model_Year | 0.5
Midway_Q2011_HSN | Southern_PGAE_Li_Battery_4hr_61 | Reliability_Capacity_In_Model_Year | 1 | Oro Loma_El_Nido_SSN | Southern_PGAE_Li_Battery_8hr_164 | Reliability_Capacity_In_Model_Year | 0.5
Midway_Q2011_HSN | Southern_PGAE_Li_Battery_8hr_23 | Reliability_Capacity_In_Model_Year | 1 | Oro Loma_El_Nido_SSN | Southern_PGAE_Li_Battery_8hr_165 | Reliability_Capacity_In_Model_Year | 0.5
Midway_Q2011_HSN | Southern_PGAE_Li_Battery_8hr_61 | Reliability_Capacity_In_Model_Year | 1 | Oro Loma_El_Nido_SSN | Northern_California_Li_Battery_8hr_166 | Reliability_Capacity_In_Model_Year | 0.5
Midway_Q2011_HSN | Southern_PGAE_Solar_23 | Reliability_Capacity_In_Model_Year | 0.1 | Oro Loma_El_Nido_SSN | Southern_PGAE_Li_Battery_8hr_168 | Reliability_Capacity_In_Model_Year | 0.5
Midway_Q2011_HSN | Southern_PGAE_Solar_61 | Reliability_Capacity_In_Model_Year | 0.1 | Oro Loma_El_Nido_SSN | Southern_PGAE_Li_Battery_8hr_169 | Reliability_Capacity_In_Model_Year | 0.5
Midway_Q2011_HSN | Midway_Q2011_group | Operational_New_Capacity_MW | -1 | Oro Loma_El_Nido_SSN | Southern_PGAE_Li_Battery_8hr_170 | Reliability_Capacity_In_Model_Year | 0.5
Midway_Q2011_offpeak | Southern_PGAE_Flow_Battery_23 | Operational_New_Capacity_MW | -1 | Oro Loma_El_Nido_SSN | Southern_PGAE_Li_Battery_8hr_174 | Reliability_Capacity_In_Model_Year | 0.5
Midway_Q2011_offpeak | Southern_PGAE_Flow_Battery_61 | Operational_New_Capacity_MW | -1 | Oro Loma_El_Nido_SSN | Southern_PGAE_Li_Battery_8hr_176 | Reliability_Capacity_In_Model_Year | 0.5
Midway_Q2011_offpeak | Southern_PGAE_Li_Battery_4hr_23 | Operational_New_Capacity_MW | -1 | Oro Loma_El_Nido_SSN | Central_Valley_North_Los_Banos_Wind_154 | Reliability_Capacity_In_Model_Year | 0.163
Midway_Q2011_offpeak | Southern_PGAE_Li_Battery_4hr_61 | Operational_New_Capacity_MW | -1 | Oro Loma_El_Nido_SSN | Central_Valley_North_Los_Banos_Wind_162 | Reliability_Capacity_In_Model_Year | 0.163
Midway_Q2011_offpeak | Southern_PGAE_Li_Battery_8hr_23 | Operational_New_Capacity_MW | -1 | Oro Loma_El_Nido_SSN | Northern_California_Solar_114 | Reliability_Capacity_In_Model_Year | 0.556
Midway_Q2011_offpeak | Southern_PGAE_Li_Battery_8hr_61 | Operational_New_Capacity_MW | -1 | Oro Loma_El_Nido_SSN | Northern_California_Solar_138 | Reliability_Capacity_In_Model_Year | 0.556
Midway_Q2011_offpeak | Southern_PGAE_Solar_23 | Operational_New_Capacity_MW | 0.79 | Oro Loma_El_Nido_SSN | Northern_California_Solar_166 | Reliability_Capacity_In_Model_Year | 0.556
Midway_Q2011_offpeak | Southern_PGAE_Solar_61 | Operational_New_Capacity_MW | 0.79 | Oro Loma_El_Nido_SSN | Southern_PGAE_Solar_140 | Reliability_Capacity_In_Model_Year | 0.556
Midway_Q2011_offpeak | Midway_Q2011_group | Operational_New_Capacity_MW | -1 | Oro Loma_El_Nido_SSN | Southern_PGAE_Solar_151 | Reliability_Capacity_In_Model_Year | 0.556
Midway_Q2011_SSN | Southern_PGAE_Flow_Battery_23 | Reliability_Capacity_In_Model_Year | 0.5 | Oro Loma_El_Nido_SSN | Southern_PGAE_Solar_154 | Reliability_Capacity_In_Model_Year | 0.556
Midway_Q2011_SSN | Southern_PGAE_Flow_Battery_61 | Reliability_Capacity_In_Model_Year | 0.5 | Oro Loma_El_Nido_SSN | Southern_PGAE_Solar_161 | Reliability_Capacity_In_Model_Year | 0.556
Midway_Q2011_SSN | Southern_PGAE_Li_Battery_4hr_23 | Reliability_Capacity_In_Model_Year | 0.5 | Oro Loma_El_Nido_SSN | Southern_PGAE_Solar_162 | Reliability_Capacity_In_Model_Year | 0.556
Midway_Q2011_SSN | Southern_PGAE_Li_Battery_4hr_61 | Reliability_Capacity_In_Model_Year | 0.5 | Oro Loma_El_Nido_SSN | Southern_PGAE_Solar_163 | Reliability_Capacity_In_Model_Year | 0.556
Midway_Q2011_SSN | Southern_PGAE_Li_Battery_8hr_23 | Reliability_Capacity_In_Model_Year | 0.5 | Oro Loma_El_Nido_SSN | Southern_PGAE_Solar_164 | Reliability_Capacity_In_Model_Year | 0.556
Midway_Q2011_SSN | Southern_PGAE_Li_Battery_8hr_61 | Reliability_Capacity_In_Model_Year | 0.5 | Oro Loma_El_Nido_SSN | Southern_PGAE_Solar_165 | Reliability_Capacity_In_Model_Year | 0.556
Midway_Q2011_SSN | Southern_PGAE_Solar_23 | Reliability_Capacity_In_Model_Year | 0.556 | Oro Loma_El_Nido_SSN | Southern_PGAE_Solar_168 | Reliability_Capacity_In_Model_Year | 0.556
Midway_Q2011_SSN | Southern_PGAE_Solar_61 | Reliability_Capacity_In_Model_Year | 0.556 | Oro Loma_El_Nido_SSN | Southern_PGAE_Solar_169 | Reliability_Capacity_In_Model_Year | 0.556
Midway_Q2011_SSN | Midway_Q2011_group | Operational_New_Capacity_MW | -1 | Oro Loma_El_Nido_SSN | Southern_PGAE_Solar_170 | Reliability_Capacity_In_Model_Year | 0.556
Midway_Taft_HSN | Southern_PGAE_Flow_Battery_98 | Reliability_Capacity_In_Model_Year | 1 | Oro Loma_El_Nido_SSN | Southern_PGAE_Solar_174 | Reliability_Capacity_In_Model_Year | 0.556
Midway_Taft_HSN | Southern_PGAE_Flow_Battery_102 | Reliability_Capacity_In_Model_Year | 1 | Oro Loma_El_Nido_SSN | Southern_PGAE_Solar_176 | Reliability_Capacity_In_Model_Year | 0.556
Midway_Taft_HSN | Southern_PGAE_Li_Battery_4hr_98 | Reliability_Capacity_In_Model_Year | 1 | Panoche_Mendota_SSN | Southern_PGAE_Flow_Battery_22 | Reliability_Capacity_In_Model_Year | 0.5
Midway_Taft_HSN | Southern_PGAE_Li_Battery_4hr_102 | Reliability_Capacity_In_Model_Year | 1 | Panoche_Mendota_SSN | Southern_PGAE_Flow_Battery_109 | Reliability_Capacity_In_Model_Year | 0.5
Midway_Taft_HSN | Southern_PGAE_Li_Battery_8hr_98 | Reliability_Capacity_In_Model_Year | 1 | Panoche_Mendota_SSN | Southern_PGAE_Flow_Battery_117 | Reliability_Capacity_In_Model_Year | 0.5
Midway_Taft_HSN | Southern_PGAE_Li_Battery_8hr_102 | Reliability_Capacity_In_Model_Year | 1 | Panoche_Mendota_SSN | Southern_PGAE_Flow_Battery_139 | Reliability_Capacity_In_Model_Year | 0.5
Midway_Taft_HSN | Southern_PGAE_Solar_98 | Reliability_Capacity_In_Model_Year | 0.1 | Panoche_Mendota_SSN | Southern_PGAE_Flow_Battery_151 | Reliability_Capacity_In_Model_Year | 0.5
Midway_Taft_HSN | Southern_PGAE_Solar_102 | Reliability_Capacity_In_Model_Year | 0.1 | Panoche_Mendota_SSN | Southern_PGAE_Flow_Battery_154 | Reliability_Capacity_In_Model_Year | 0.5
Midway_Taft_HSN | Midway_Taft_group | Operational_New_Capacity_MW | -0.043689 | Panoche_Mendota_SSN | Southern_PGAE_Flow_Battery_161 | Reliability_Capacity_In_Model_Year | 0.5
Midway_Taft_offpeak | Southern_PGAE_Flow_Battery_98 | Operational_New_Capacity_MW | -1 | Panoche_Mendota_SSN | Southern_PGAE_Flow_Battery_162 | Reliability_Capacity_In_Model_Year | 0.5
Midway_Taft_offpeak | Southern_PGAE_Flow_Battery_102 | Operational_New_Capacity_MW | -1 | Panoche_Mendota_SSN | Southern_PGAE_Flow_Battery_163 | Reliability_Capacity_In_Model_Year | 0.5
Midway_Taft_offpeak | Southern_PGAE_Li_Battery_4hr_98 | Operational_New_Capacity_MW | -1 | Panoche_Mendota_SSN | Southern_PGAE_Flow_Battery_164 | Reliability_Capacity_In_Model_Year | 0.5
Midway_Taft_offpeak | Southern_PGAE_Li_Battery_4hr_102 | Operational_New_Capacity_MW | -1 | Panoche_Mendota_SSN | Southern_PGAE_Flow_Battery_165 | Reliability_Capacity_In_Model_Year | 0.5
Midway_Taft_offpeak | Southern_PGAE_Li_Battery_8hr_98 | Operational_New_Capacity_MW | -1 | Panoche_Mendota_SSN | Northern_California_Flow_Battery_166 | Reliability_Capacity_In_Model_Year | 0.5
Midway_Taft_offpeak | Southern_PGAE_Li_Battery_8hr_102 | Operational_New_Capacity_MW | -1 | Panoche_Mendota_SSN | Southern_PGAE_Flow_Battery_168 | Reliability_Capacity_In_Model_Year | 0.5
Midway_Taft_offpeak | Southern_PGAE_Solar_98 | Operational_New_Capacity_MW | 0.79 | Panoche_Mendota_SSN | Southern_PGAE_Flow_Battery_169 | Reliability_Capacity_In_Model_Year | 0.5
Midway_Taft_offpeak | Southern_PGAE_Solar_102 | Operational_New_Capacity_MW | 0.79 | Panoche_Mendota_SSN | Southern_PGAE_Flow_Battery_170 | Reliability_Capacity_In_Model_Year | 0.5
Midway_Taft_offpeak | Midway_Taft_group | Operational_New_Capacity_MW | -0.043689 | Panoche_Mendota_SSN | Southern_PGAE_Flow_Battery_174 | Reliability_Capacity_In_Model_Year | 0.5
Midway_Taft_SSN | Southern_PGAE_Flow_Battery_98 | Reliability_Capacity_In_Model_Year | 0.5 | Panoche_Mendota_SSN | Southern_PGAE_Flow_Battery_176 | Reliability_Capacity_In_Model_Year | 0.5
Midway_Taft_SSN | Southern_PGAE_Flow_Battery_102 | Reliability_Capacity_In_Model_Year | 0.5 | Panoche_Mendota_SSN | Southern_PGAE_Li_Battery_4hr_22 | Reliability_Capacity_In_Model_Year | 0.5
Midway_Taft_SSN | Southern_PGAE_Li_Battery_4hr_98 | Reliability_Capacity_In_Model_Year | 0.5 | Panoche_Mendota_SSN | Southern_PGAE_Li_Battery_4hr_109 | Reliability_Capacity_In_Model_Year | 0.5
Midway_Taft_SSN | Southern_PGAE_Li_Battery_4hr_102 | Reliability_Capacity_In_Model_Year | 0.5 | Panoche_Mendota_SSN | Southern_PGAE_Li_Battery_4hr_117 | Reliability_Capacity_In_Model_Year | 0.5
Midway_Taft_SSN | Southern_PGAE_Li_Battery_8hr_98 | Reliability_Capacity_In_Model_Year | 0.5 | Panoche_Mendota_SSN | Southern_PGAE_Li_Battery_4hr_139 | Reliability_Capacity_In_Model_Year | 0.5
Midway_Taft_SSN | Southern_PGAE_Li_Battery_8hr_102 | Reliability_Capacity_In_Model_Year | 0.5 | Panoche_Mendota_SSN | Southern_PGAE_Li_Battery_4hr_151 | Reliability_Capacity_In_Model_Year | 0.5
Midway_Taft_SSN | Southern_PGAE_Solar_98 | Reliability_Capacity_In_Model_Year | 0.556 | Panoche_Mendota_SSN | Southern_PGAE_Li_Battery_4hr_154 | Reliability_Capacity_In_Model_Year | 0.5
Midway_Taft_SSN | Southern_PGAE_Solar_102 | Reliability_Capacity_In_Model_Year | 0.556 | Panoche_Mendota_SSN | Southern_PGAE_Li_Battery_4hr_161 | Reliability_Capacity_In_Model_Year | 0.5
Midway_Taft_SSN | Midway_Taft_group | Operational_New_Capacity_MW | -0.043689 | Panoche_Mendota_SSN | Southern_PGAE_Li_Battery_4hr_162 | Reliability_Capacity_In_Model_Year | 0.5
Midway_TB_3_HSN | Southern_PGAE_Flow_Battery_37 | Reliability_Capacity_In_Model_Year | 1 | Panoche_Mendota_SSN | Southern_PGAE_Li_Battery_4hr_163 | Reliability_Capacity_In_Model_Year | 0.5
Midway_TB_3_HSN | Southern_PGAE_Flow_Battery_39 | Reliability_Capacity_In_Model_Year | 1 | Panoche_Mendota_SSN | Southern_PGAE_Li_Battery_4hr_164 | Reliability_Capacity_In_Model_Year | 0.5
Midway_TB_3_HSN | Southern_PGAE_Flow_Battery_46 | Reliability_Capacity_In_Model_Year | 1 | Panoche_Mendota_SSN | Southern_PGAE_Li_Battery_4hr_165 | Reliability_Capacity_In_Model_Year | 0.5
Midway_TB_3_HSN | Southern_PGAE_Flow_Battery_47 | Reliability_Capacity_In_Model_Year | 1 | Panoche_Mendota_SSN | Northern_California_Li_Battery_4hr_166 | Reliability_Capacity_In_Model_Year | 0.5
Midway_TB_3_HSN | Southern_PGAE_Flow_Battery_74 | Reliability_Capacity_In_Model_Year | 1 | Panoche_Mendota_SSN | Southern_PGAE_Li_Battery_4hr_168 | Reliability_Capacity_In_Model_Year | 0.5
Midway_TB_3_HSN | Southern_PGAE_Flow_Battery_75 | Reliability_Capacity_In_Model_Year | 1 | Panoche_Mendota_SSN | Southern_PGAE_Li_Battery_4hr_169 | Reliability_Capacity_In_Model_Year | 0.5
Midway_TB_3_HSN | Southern_PGAE_Flow_Battery_98 | Reliability_Capacity_In_Model_Year | 1 | Panoche_Mendota_SSN | Southern_PGAE_Li_Battery_4hr_170 | Reliability_Capacity_In_Model_Year | 0.5
Midway_TB_3_HSN | Southern_PGAE_Flow_Battery_118 | Reliability_Capacity_In_Model_Year | 1 | Panoche_Mendota_SSN | Southern_PGAE_Li_Battery_4hr_174 | Reliability_Capacity_In_Model_Year | 0.5
Midway_TB_3_HSN | Tehachapi_Flow_Battery_125 | Reliability_Capacity_In_Model_Year | 1 | Panoche_Mendota_SSN | Southern_PGAE_Li_Battery_4hr_176 | Reliability_Capacity_In_Model_Year | 0.5
Midway_TB_3_HSN | Northern_California_Flow_Battery_130 | Reliability_Capacity_In_Model_Year | 1 | Panoche_Mendota_SSN | Southern_PGAE_Li_Battery_8hr_22 | Reliability_Capacity_In_Model_Year | 0.5
Midway_TB_3_HSN | Southern_PGAE_Flow_Battery_152 | Reliability_Capacity_In_Model_Year | 1 | Panoche_Mendota_SSN | Southern_PGAE_Li_Battery_8hr_109 | Reliability_Capacity_In_Model_Year | 0.5
Midway_TB_3_HSN | Southern_PGAE_Flow_Battery_175 | Reliability_Capacity_In_Model_Year | 1 | Panoche_Mendota_SSN | Southern_PGAE_Li_Battery_8hr_117 | Reliability_Capacity_In_Model_Year | 0.5
Midway_TB_3_HSN | Southern_PGAE_Flow_Battery_177 | Reliability_Capacity_In_Model_Year | 1 | Panoche_Mendota_SSN | Southern_PGAE_Li_Battery_8hr_139 | Reliability_Capacity_In_Model_Year | 0.5
Midway_TB_3_HSN | Southern_PGAE_Li_Battery_4hr_37 | Reliability_Capacity_In_Model_Year | 1 | Panoche_Mendota_SSN | Southern_PGAE_Li_Battery_8hr_151 | Reliability_Capacity_In_Model_Year | 0.5
Midway_TB_3_HSN | Southern_PGAE_Li_Battery_4hr_39 | Reliability_Capacity_In_Model_Year | 1 | Panoche_Mendota_SSN | Southern_PGAE_Li_Battery_8hr_154 | Reliability_Capacity_In_Model_Year | 0.5
Midway_TB_3_HSN | Southern_PGAE_Li_Battery_4hr_46 | Reliability_Capacity_In_Model_Year | 1 | Panoche_Mendota_SSN | Southern_PGAE_Li_Battery_8hr_161 | Reliability_Capacity_In_Model_Year | 0.5
Midway_TB_3_HSN | Southern_PGAE_Li_Battery_4hr_47 | Reliability_Capacity_In_Model_Year | 1 | Panoche_Mendota_SSN | Southern_PGAE_Li_Battery_8hr_162 | Reliability_Capacity_In_Model_Year | 0.5
Midway_TB_3_HSN | Southern_PGAE_Li_Battery_4hr_74 | Reliability_Capacity_In_Model_Year | 1 | Panoche_Mendota_SSN | Southern_PGAE_Li_Battery_8hr_163 | Reliability_Capacity_In_Model_Year | 0.5
Midway_TB_3_HSN | Southern_PGAE_Li_Battery_4hr_75 | Reliability_Capacity_In_Model_Year | 1 | Panoche_Mendota_SSN | Southern_PGAE_Li_Battery_8hr_164 | Reliability_Capacity_In_Model_Year | 0.5
Midway_TB_3_HSN | Southern_PGAE_Li_Battery_4hr_98 | Reliability_Capacity_In_Model_Year | 1 | Panoche_Mendota_SSN | Southern_PGAE_Li_Battery_8hr_165 | Reliability_Capacity_In_Model_Year | 0.5
Midway_TB_3_HSN | Southern_PGAE_Li_Battery_4hr_118 | Reliability_Capacity_In_Model_Year | 1 | Panoche_Mendota_SSN | Northern_California_Li_Battery_8hr_166 | Reliability_Capacity_In_Model_Year | 0.5
Midway_TB_3_HSN | Tehachapi_Li_Battery_4hr_125 | Reliability_Capacity_In_Model_Year | 1 | Panoche_Mendota_SSN | Southern_PGAE_Li_Battery_8hr_168 | Reliability_Capacity_In_Model_Year | 0.5
Midway_TB_3_HSN | Northern_California_Li_Battery_4hr_130 | Reliability_Capacity_In_Model_Year | 1 | Panoche_Mendota_SSN | Southern_PGAE_Li_Battery_8hr_169 | Reliability_Capacity_In_Model_Year | 0.5
Midway_TB_3_HSN | Southern_PGAE_Li_Battery_4hr_152 | Reliability_Capacity_In_Model_Year | 1 | Panoche_Mendota_SSN | Southern_PGAE_Li_Battery_8hr_170 | Reliability_Capacity_In_Model_Year | 0.5
Midway_TB_3_HSN | Southern_PGAE_Li_Battery_4hr_175 | Reliability_Capacity_In_Model_Year | 1 | Panoche_Mendota_SSN | Southern_PGAE_Li_Battery_8hr_174 | Reliability_Capacity_In_Model_Year | 0.5
Midway_TB_3_HSN | Southern_PGAE_Li_Battery_4hr_177 | Reliability_Capacity_In_Model_Year | 1 | Panoche_Mendota_SSN | Southern_PGAE_Li_Battery_8hr_176 | Reliability_Capacity_In_Model_Year | 0.5
Midway_TB_3_HSN | Southern_PGAE_Li_Battery_8hr_37 | Reliability_Capacity_In_Model_Year | 1 | Panoche_Mendota_SSN | Central_Valley_North_Los_Banos_Wind_154 | Reliability_Capacity_In_Model_Year | 0.163
Midway_TB_3_HSN | Southern_PGAE_Li_Battery_8hr_39 | Reliability_Capacity_In_Model_Year | 1 | Panoche_Mendota_SSN | Central_Valley_North_Los_Banos_Wind_162 | Reliability_Capacity_In_Model_Year | 0.163
Midway_TB_3_HSN | Southern_PGAE_Li_Battery_8hr_46 | Reliability_Capacity_In_Model_Year | 1 | Panoche_Mendota_SSN | Northern_California_Solar_166 | Reliability_Capacity_In_Model_Year | 0.556
Midway_TB_3_HSN | Southern_PGAE_Li_Battery_8hr_47 | Reliability_Capacity_In_Model_Year | 1 | Panoche_Mendota_SSN | Southern_PGAE_Solar_22 | Reliability_Capacity_In_Model_Year | 0.556
Midway_TB_3_HSN | Southern_PGAE_Li_Battery_8hr_74 | Reliability_Capacity_In_Model_Year | 1 | Panoche_Mendota_SSN | Southern_PGAE_Solar_109 | Reliability_Capacity_In_Model_Year | 0.556
Midway_TB_3_HSN | Southern_PGAE_Li_Battery_8hr_75 | Reliability_Capacity_In_Model_Year | 1 | Panoche_Mendota_SSN | Southern_PGAE_Solar_117 | Reliability_Capacity_In_Model_Year | 0.556
Midway_TB_3_HSN | Southern_PGAE_Li_Battery_8hr_98 | Reliability_Capacity_In_Model_Year | 1 | Panoche_Mendota_SSN | Southern_PGAE_Solar_139 | Reliability_Capacity_In_Model_Year | 0.556
Midway_TB_3_HSN | Southern_PGAE_Li_Battery_8hr_118 | Reliability_Capacity_In_Model_Year | 1 | Panoche_Mendota_SSN | Southern_PGAE_Solar_151 | Reliability_Capacity_In_Model_Year | 0.556
Midway_TB_3_HSN | Tehachapi_Li_Battery_8hr_125 | Reliability_Capacity_In_Model_Year | 1 | Panoche_Mendota_SSN | Southern_PGAE_Solar_154 | Reliability_Capacity_In_Model_Year | 0.556
Midway_TB_3_HSN | Northern_California_Li_Battery_8hr_130 | Reliability_Capacity_In_Model_Year | 1 | Panoche_Mendota_SSN | Southern_PGAE_Solar_161 | Reliability_Capacity_In_Model_Year | 0.556
Midway_TB_3_HSN | Southern_PGAE_Li_Battery_8hr_152 | Reliability_Capacity_In_Model_Year | 1 | Panoche_Mendota_SSN | Southern_PGAE_Solar_162 | Reliability_Capacity_In_Model_Year | 0.556
Midway_TB_3_HSN | Southern_PGAE_Li_Battery_8hr_175 | Reliability_Capacity_In_Model_Year | 1 | Panoche_Mendota_SSN | Southern_PGAE_Solar_163 | Reliability_Capacity_In_Model_Year | 0.556
Midway_TB_3_HSN | Southern_PGAE_Li_Battery_8hr_177 | Reliability_Capacity_In_Model_Year | 1 | Panoche_Mendota_SSN | Southern_PGAE_Solar_164 | Reliability_Capacity_In_Model_Year | 0.556
Midway_TB_3_HSN | Central_Valley_North_Los_Banos_Wind_125 | Reliability_Capacity_In_Model_Year | 0.665 | Panoche_Mendota_SSN | Southern_PGAE_Solar_165 | Reliability_Capacity_In_Model_Year | 0.556
Midway_TB_3_HSN | Central_Valley_North_Los_Banos_Biomass_47 | Reliability_Capacity_In_Model_Year | 1 | Panoche_Mendota_SSN | Southern_PGAE_Solar_168 | Reliability_Capacity_In_Model_Year | 0.556
Midway_TB_3_HSN | Northern_California_Solar_130 | Reliability_Capacity_In_Model_Year | 0.1 | Panoche_Mendota_SSN | Southern_PGAE_Solar_169 | Reliability_Capacity_In_Model_Year | 0.556
Midway_TB_3_HSN | Southern_PGAE_Solar_37 | Reliability_Capacity_In_Model_Year | 0.1 | Panoche_Mendota_SSN | Southern_PGAE_Solar_170 | Reliability_Capacity_In_Model_Year | 0.556
Midway_TB_3_HSN | Southern_PGAE_Solar_39 | Reliability_Capacity_In_Model_Year | 0.1 | Panoche_Mendota_SSN | Southern_PGAE_Solar_174 | Reliability_Capacity_In_Model_Year | 0.556
Midway_TB_3_HSN | Southern_PGAE_Solar_46 | Reliability_Capacity_In_Model_Year | 0.1 | Panoche_Mendota_SSN | Southern_PGAE_Solar_176 | Reliability_Capacity_In_Model_Year | 0.556
Midway_TB_3_HSN | Southern_PGAE_Solar_47 | Reliability_Capacity_In_Model_Year | 0.1 | Panoche_Los_Banos_SSN | Southern_PGAE_Flow_Battery_34 | Reliability_Capacity_In_Model_Year | 0.5
Midway_TB_3_HSN | Southern_PGAE_Solar_74 | Reliability_Capacity_In_Model_Year | 0.1 | Panoche_Los_Banos_SSN | Southern_PGAE_Flow_Battery_69 | Reliability_Capacity_In_Model_Year | 0.5
Midway_TB_3_HSN | Southern_PGAE_Solar_75 | Reliability_Capacity_In_Model_Year | 0.1 | Panoche_Los_Banos_SSN | Southern_PGAE_Flow_Battery_72 | Reliability_Capacity_In_Model_Year | 0.5
Midway_TB_3_HSN | Southern_PGAE_Solar_98 | Reliability_Capacity_In_Model_Year | 0.1 | Panoche_Los_Banos_SSN | Southern_PGAE_Flow_Battery_124 | Reliability_Capacity_In_Model_Year | 0.5
Midway_TB_3_HSN | Southern_PGAE_Solar_118 | Reliability_Capacity_In_Model_Year | 0.1 | Panoche_Los_Banos_SSN | Southern_PGAE_Flow_Battery_139 | Reliability_Capacity_In_Model_Year | 0.5
Midway_TB_3_HSN | Southern_PGAE_Solar_152 | Reliability_Capacity_In_Model_Year | 0.1 | Panoche_Los_Banos_SSN | Southern_PGAE_Flow_Battery_140 | Reliability_Capacity_In_Model_Year | 0.5
Midway_TB_3_HSN | Southern_PGAE_Solar_175 | Reliability_Capacity_In_Model_Year | 0.1 | Panoche_Los_Banos_SSN | Southern_PGAE_Flow_Battery_151 | Reliability_Capacity_In_Model_Year | 0.5
Midway_TB_3_HSN | Southern_PGAE_Solar_177 | Reliability_Capacity_In_Model_Year | 0.1 | Panoche_Los_Banos_SSN | Southern_PGAE_Flow_Battery_154 | Reliability_Capacity_In_Model_Year | 0.5
Midway_TB_3_HSN | Tehachapi_Solar_125 | Reliability_Capacity_In_Model_Year | 0.106 | Panoche_Los_Banos_SSN | Southern_PGAE_Flow_Battery_161 | Reliability_Capacity_In_Model_Year | 0.5
Midway_TB_3_HSN | Midway_TB_3_group | Operational_New_Capacity_MW | -1 | Panoche_Los_Banos_SSN | Southern_PGAE_Flow_Battery_162 | Reliability_Capacity_In_Model_Year | 0.5
Midway_TB_3_offpeak | Southern_PGAE_Flow_Battery_37 | Operational_New_Capacity_MW | -1 | Panoche_Los_Banos_SSN | Southern_PGAE_Flow_Battery_164 | Reliability_Capacity_In_Model_Year | 0.5
Midway_TB_3_offpeak | Southern_PGAE_Flow_Battery_39 | Operational_New_Capacity_MW | -1 | Panoche_Los_Banos_SSN | Southern_PGAE_Flow_Battery_165 | Reliability_Capacity_In_Model_Year | 0.5
Midway_TB_3_offpeak | Southern_PGAE_Flow_Battery_46 | Operational_New_Capacity_MW | -1 | Panoche_Los_Banos_SSN | Southern_PGAE_Flow_Battery_168 | Reliability_Capacity_In_Model_Year | 0.5
Midway_TB_3_offpeak | Southern_PGAE_Flow_Battery_47 | Operational_New_Capacity_MW | -1 | Panoche_Los_Banos_SSN | Southern_PGAE_Flow_Battery_169 | Reliability_Capacity_In_Model_Year | 0.5
Midway_TB_3_offpeak | Southern_PGAE_Flow_Battery_74 | Operational_New_Capacity_MW | -1 | Panoche_Los_Banos_SSN | Southern_PGAE_Flow_Battery_170 | Reliability_Capacity_In_Model_Year | 0.5
Midway_TB_3_offpeak | Southern_PGAE_Flow_Battery_75 | Operational_New_Capacity_MW | -1 | Panoche_Los_Banos_SSN | Southern_PGAE_Flow_Battery_174 | Reliability_Capacity_In_Model_Year | 0.5
Midway_TB_3_offpeak | Southern_PGAE_Flow_Battery_98 | Operational_New_Capacity_MW | -1 | Panoche_Los_Banos_SSN | Southern_PGAE_Flow_Battery_176 | Reliability_Capacity_In_Model_Year | 0.5
Midway_TB_3_offpeak | Southern_PGAE_Flow_Battery_118 | Operational_New_Capacity_MW | -1 | Panoche_Los_Banos_SSN | Southern_PGAE_Li_Battery_4hr_34 | Reliability_Capacity_In_Model_Year | 0.5
Midway_TB_3_offpeak | Tehachapi_Flow_Battery_125 | Operational_New_Capacity_MW | -1 | Panoche_Los_Banos_SSN | Southern_PGAE_Li_Battery_4hr_69 | Reliability_Capacity_In_Model_Year | 0.5
Midway_TB_3_offpeak | Northern_California_Flow_Battery_130 | Operational_New_Capacity_MW | -1 | Panoche_Los_Banos_SSN | Southern_PGAE_Li_Battery_4hr_72 | Reliability_Capacity_In_Model_Year | 0.5
Midway_TB_3_offpeak | Southern_PGAE_Flow_Battery_152 | Operational_New_Capacity_MW | -1 | Panoche_Los_Banos_SSN | Southern_PGAE_Li_Battery_4hr_124 | Reliability_Capacity_In_Model_Year | 0.5
Midway_TB_3_offpeak | Southern_PGAE_Flow_Battery_175 | Operational_New_Capacity_MW | -1 | Panoche_Los_Banos_SSN | Southern_PGAE_Li_Battery_4hr_139 | Reliability_Capacity_In_Model_Year | 0.5
Midway_TB_3_offpeak | Southern_PGAE_Flow_Battery_177 | Operational_New_Capacity_MW | -1 | Panoche_Los_Banos_SSN | Southern_PGAE_Li_Battery_4hr_140 | Reliability_Capacity_In_Model_Year | 0.5
Midway_TB_3_offpeak | Southern_PGAE_Li_Battery_4hr_37 | Operational_New_Capacity_MW | -1 | Panoche_Los_Banos_SSN | Southern_PGAE_Li_Battery_4hr_151 | Reliability_Capacity_In_Model_Year | 0.5
Midway_TB_3_offpeak | Southern_PGAE_Li_Battery_4hr_39 | Operational_New_Capacity_MW | -1 | Panoche_Los_Banos_SSN | Southern_PGAE_Li_Battery_4hr_154 | Reliability_Capacity_In_Model_Year | 0.5
Midway_TB_3_offpeak | Southern_PGAE_Li_Battery_4hr_46 | Operational_New_Capacity_MW | -1 | Panoche_Los_Banos_SSN | Southern_PGAE_Li_Battery_4hr_161 | Reliability_Capacity_In_Model_Year | 0.5
Midway_TB_3_offpeak | Southern_PGAE_Li_Battery_4hr_47 | Operational_New_Capacity_MW | -1 | Panoche_Los_Banos_SSN | Southern_PGAE_Li_Battery_4hr_162 | Reliability_Capacity_In_Model_Year | 0.5
Midway_TB_3_offpeak | Southern_PGAE_Li_Battery_4hr_74 | Operational_New_Capacity_MW | -1 | Panoche_Los_Banos_SSN | Southern_PGAE_Li_Battery_4hr_164 | Reliability_Capacity_In_Model_Year | 0.5
Midway_TB_3_offpeak | Southern_PGAE_Li_Battery_4hr_75 | Operational_New_Capacity_MW | -1 | Panoche_Los_Banos_SSN | Southern_PGAE_Li_Battery_4hr_165 | Reliability_Capacity_In_Model_Year | 0.5
Midway_TB_3_offpeak | Southern_PGAE_Li_Battery_4hr_98 | Operational_New_Capacity_MW | -1 | Panoche_Los_Banos_SSN | Southern_PGAE_Li_Battery_4hr_168 | Reliability_Capacity_In_Model_Year | 0.5
Midway_TB_3_offpeak | Southern_PGAE_Li_Battery_4hr_118 | Operational_New_Capacity_MW | -1 | Panoche_Los_Banos_SSN | Southern_PGAE_Li_Battery_4hr_169 | Reliability_Capacity_In_Model_Year | 0.5
Midway_TB_3_offpeak | Tehachapi_Li_Battery_4hr_125 | Operational_New_Capacity_MW | -1 | Panoche_Los_Banos_SSN | Southern_PGAE_Li_Battery_4hr_170 | Reliability_Capacity_In_Model_Year | 0.5
Midway_TB_3_offpeak | Northern_California_Li_Battery_4hr_130 | Operational_New_Capacity_MW | -1 | Panoche_Los_Banos_SSN | Southern_PGAE_Li_Battery_4hr_174 | Reliability_Capacity_In_Model_Year | 0.5
Midway_TB_3_offpeak | Southern_PGAE_Li_Battery_4hr_152 | Operational_New_Capacity_MW | -1 | Panoche_Los_Banos_SSN | Southern_PGAE_Li_Battery_4hr_176 | Reliability_Capacity_In_Model_Year | 0.5
Midway_TB_3_offpeak | Southern_PGAE_Li_Battery_4hr_175 | Operational_New_Capacity_MW | -1 | Panoche_Los_Banos_SSN | Southern_PGAE_Li_Battery_8hr_34 | Reliability_Capacity_In_Model_Year | 0.5
Midway_TB_3_offpeak | Southern_PGAE_Li_Battery_4hr_177 | Operational_New_Capacity_MW | -1 | Panoche_Los_Banos_SSN | Southern_PGAE_Li_Battery_8hr_69 | Reliability_Capacity_In_Model_Year | 0.5
Midway_TB_3_offpeak | Southern_PGAE_Li_Battery_8hr_37 | Operational_New_Capacity_MW | -1 | Panoche_Los_Banos_SSN | Southern_PGAE_Li_Battery_8hr_72 | Reliability_Capacity_In_Model_Year | 0.5
Midway_TB_3_offpeak | Southern_PGAE_Li_Battery_8hr_39 | Operational_New_Capacity_MW | -1 | Panoche_Los_Banos_SSN | Southern_PGAE_Li_Battery_8hr_124 | Reliability_Capacity_In_Model_Year | 0.5
Midway_TB_3_offpeak | Southern_PGAE_Li_Battery_8hr_46 | Operational_New_Capacity_MW | -1 | Panoche_Los_Banos_SSN | Southern_PGAE_Li_Battery_8hr_139 | Reliability_Capacity_In_Model_Year | 0.5
Midway_TB_3_offpeak | Southern_PGAE_Li_Battery_8hr_47 | Operational_New_Capacity_MW | -1 | Panoche_Los_Banos_SSN | Southern_PGAE_Li_Battery_8hr_140 | Reliability_Capacity_In_Model_Year | 0.5
Midway_TB_3_offpeak | Southern_PGAE_Li_Battery_8hr_74 | Operational_New_Capacity_MW | -1 | Panoche_Los_Banos_SSN | Southern_PGAE_Li_Battery_8hr_151 | Reliability_Capacity_In_Model_Year | 0.5
Midway_TB_3_offpeak | Southern_PGAE_Li_Battery_8hr_75 | Operational_New_Capacity_MW | -1 | Panoche_Los_Banos_SSN | Southern_PGAE_Li_Battery_8hr_154 | Reliability_Capacity_In_Model_Year | 0.5
Midway_TB_3_offpeak | Southern_PGAE_Li_Battery_8hr_98 | Operational_New_Capacity_MW | -1 | Panoche_Los_Banos_SSN | Southern_PGAE_Li_Battery_8hr_161 | Reliability_Capacity_In_Model_Year | 0.5
Midway_TB_3_offpeak | Southern_PGAE_Li_Battery_8hr_118 | Operational_New_Capacity_MW | -1 | Panoche_Los_Banos_SSN | Southern_PGAE_Li_Battery_8hr_162 | Reliability_Capacity_In_Model_Year | 0.5
Midway_TB_3_offpeak | Tehachapi_Li_Battery_8hr_125 | Operational_New_Capacity_MW | -1 | Panoche_Los_Banos_SSN | Southern_PGAE_Li_Battery_8hr_164 | Reliability_Capacity_In_Model_Year | 0.5
Midway_TB_3_offpeak | Northern_California_Li_Battery_8hr_130 | Operational_New_Capacity_MW | -1 | Panoche_Los_Banos_SSN | Southern_PGAE_Li_Battery_8hr_165 | Reliability_Capacity_In_Model_Year | 0.5
Midway_TB_3_offpeak | Southern_PGAE_Li_Battery_8hr_152 | Operational_New_Capacity_MW | -1 | Panoche_Los_Banos_SSN | Southern_PGAE_Li_Battery_8hr_168 | Reliability_Capacity_In_Model_Year | 0.5
Midway_TB_3_offpeak | Southern_PGAE_Li_Battery_8hr_175 | Operational_New_Capacity_MW | -1 | Panoche_Los_Banos_SSN | Southern_PGAE_Li_Battery_8hr_169 | Reliability_Capacity_In_Model_Year | 0.5
Midway_TB_3_offpeak | Southern_PGAE_Li_Battery_8hr_177 | Operational_New_Capacity_MW | -1 | Panoche_Los_Banos_SSN | Southern_PGAE_Li_Battery_8hr_170 | Reliability_Capacity_In_Model_Year | 0.5
Midway_TB_3_offpeak | Central_Valley_North_Los_Banos_Wind_125 | Operational_New_Capacity_MW | 0.44 | Panoche_Los_Banos_SSN | Southern_PGAE_Li_Battery_8hr_174 | Reliability_Capacity_In_Model_Year | 0.5
Midway_TB_3_offpeak | Central_Valley_North_Los_Banos_Biomass_47 | Operational_New_Capacity_MW | 1 | Panoche_Los_Banos_SSN | Southern_PGAE_Li_Battery_8hr_176 | Reliability_Capacity_In_Model_Year | 0.5
Midway_TB_3_offpeak | Northern_California_Solar_130 | Operational_New_Capacity_MW | 0.79 | Panoche_Los_Banos_SSN | Central_Valley_North_Los_Banos_Wind_154 | Reliability_Capacity_In_Model_Year | 0.163
Midway_TB_3_offpeak | Southern_PGAE_Solar_37 | Operational_New_Capacity_MW | 0.79 | Panoche_Los_Banos_SSN | Central_Valley_North_Los_Banos_Wind_162 | Reliability_Capacity_In_Model_Year | 0.163
Midway_TB_3_offpeak | Southern_PGAE_Solar_39 | Operational_New_Capacity_MW | 0.79 | Panoche_Los_Banos_SSN | Southern_PGAE_Solar_34 | Reliability_Capacity_In_Model_Year | 0.556
Midway_TB_3_offpeak | Southern_PGAE_Solar_46 | Operational_New_Capacity_MW | 0.79 | Panoche_Los_Banos_SSN | Southern_PGAE_Solar_69 | Reliability_Capacity_In_Model_Year | 0.556
Midway_TB_3_offpeak | Southern_PGAE_Solar_47 | Operational_New_Capacity_MW | 0.79 | Panoche_Los_Banos_SSN | Southern_PGAE_Solar_72 | Reliability_Capacity_In_Model_Year | 0.556
Midway_TB_3_offpeak | Southern_PGAE_Solar_74 | Operational_New_Capacity_MW | 0.79 | Panoche_Los_Banos_SSN | Southern_PGAE_Solar_124 | Reliability_Capacity_In_Model_Year | 0.556
Midway_TB_3_offpeak | Southern_PGAE_Solar_75 | Operational_New_Capacity_MW | 0.79 | Panoche_Los_Banos_SSN | Southern_PGAE_Solar_139 | Reliability_Capacity_In_Model_Year | 0.556
Midway_TB_3_offpeak | Southern_PGAE_Solar_98 | Operational_New_Capacity_MW | 0.79 | Panoche_Los_Banos_SSN | Southern_PGAE_Solar_140 | Reliability_Capacity_In_Model_Year | 0.556
Midway_TB_3_offpeak | Southern_PGAE_Solar_118 | Operational_New_Capacity_MW | 0.79 | Panoche_Los_Banos_SSN | Southern_PGAE_Solar_151 | Reliability_Capacity_In_Model_Year | 0.556
Midway_TB_3_offpeak | Southern_PGAE_Solar_152 | Operational_New_Capacity_MW | 0.79 | Panoche_Los_Banos_SSN | Southern_PGAE_Solar_154 | Reliability_Capacity_In_Model_Year | 0.556
Midway_TB_3_offpeak | Southern_PGAE_Solar_175 | Operational_New_Capacity_MW | 0.79 | Panoche_Los_Banos_SSN | Southern_PGAE_Solar_161 | Reliability_Capacity_In_Model_Year | 0.556
Midway_TB_3_offpeak | Southern_PGAE_Solar_177 | Operational_New_Capacity_MW | 0.79 | Panoche_Los_Banos_SSN | Southern_PGAE_Solar_162 | Reliability_Capacity_In_Model_Year | 0.556
Midway_TB_3_offpeak | Tehachapi_Solar_125 | Operational_New_Capacity_MW | 0.77 | Panoche_Los_Banos_SSN | Southern_PGAE_Solar_164 | Reliability_Capacity_In_Model_Year | 0.556
Midway_TB_3_offpeak | Midway_TB_3_group | Operational_New_Capacity_MW | -1.8839 | Panoche_Los_Banos_SSN | Southern_PGAE_Solar_165 | Reliability_Capacity_In_Model_Year | 0.556
Midway_TB_3_SSN | Southern_PGAE_Flow_Battery_37 | Reliability_Capacity_In_Model_Year | 0.5 | Panoche_Los_Banos_SSN | Southern_PGAE_Solar_168 | Reliability_Capacity_In_Model_Year | 0.556
Midway_TB_3_SSN | Southern_PGAE_Flow_Battery_39 | Reliability_Capacity_In_Model_Year | 0.5 | Panoche_Los_Banos_SSN | Southern_PGAE_Solar_169 | Reliability_Capacity_In_Model_Year | 0.556
Midway_TB_3_SSN | Southern_PGAE_Flow_Battery_46 | Reliability_Capacity_In_Model_Year | 0.5 | Panoche_Los_Banos_SSN | Southern_PGAE_Solar_170 | Reliability_Capacity_In_Model_Year | 0.556
Midway_TB_3_SSN | Southern_PGAE_Flow_Battery_47 | Reliability_Capacity_In_Model_Year | 0.5 | Panoche_Los_Banos_SSN | Southern_PGAE_Solar_174 | Reliability_Capacity_In_Model_Year | 0.556
Midway_TB_3_SSN | Southern_PGAE_Flow_Battery_74 | Reliability_Capacity_In_Model_Year | 0.5 | Panoche_Los_Banos_SSN | Southern_PGAE_Solar_176 | Reliability_Capacity_In_Model_Year | 0.556
Midway_TB_3_SSN | Southern_PGAE_Flow_Battery_75 | Reliability_Capacity_In_Model_Year | 0.5 | Panoche_Oro_Loma_SSN | Southern_PGAE_Flow_Battery_154 | Reliability_Capacity_In_Model_Year | 0.5
Midway_TB_3_SSN | Southern_PGAE_Flow_Battery_98 | Reliability_Capacity_In_Model_Year | 0.5 | Panoche_Oro_Loma_SSN | Southern_PGAE_Flow_Battery_161 | Reliability_Capacity_In_Model_Year | 0.5
Midway_TB_3_SSN | Southern_PGAE_Flow_Battery_118 | Reliability_Capacity_In_Model_Year | 0.5 | Panoche_Oro_Loma_SSN | Southern_PGAE_Flow_Battery_162 | Reliability_Capacity_In_Model_Year | 0.5
Midway_TB_3_SSN | Tehachapi_Flow_Battery_125 | Reliability_Capacity_In_Model_Year | 0.5 | Panoche_Oro_Loma_SSN | Southern_PGAE_Flow_Battery_163 | Reliability_Capacity_In_Model_Year | 0.5
Midway_TB_3_SSN | Northern_California_Flow_Battery_130 | Reliability_Capacity_In_Model_Year | 0.5 | Panoche_Oro_Loma_SSN | Southern_PGAE_Flow_Battery_164 | Reliability_Capacity_In_Model_Year | 0.5
Midway_TB_3_SSN | Southern_PGAE_Flow_Battery_152 | Reliability_Capacity_In_Model_Year | 0.5 | Panoche_Oro_Loma_SSN | Southern_PGAE_Flow_Battery_165 | Reliability_Capacity_In_Model_Year | 0.5
Midway_TB_3_SSN | Southern_PGAE_Flow_Battery_175 | Reliability_Capacity_In_Model_Year | 0.5 | Panoche_Oro_Loma_SSN | Northern_California_Flow_Battery_166 | Reliability_Capacity_In_Model_Year | 0.5
Midway_TB_3_SSN | Southern_PGAE_Flow_Battery_177 | Reliability_Capacity_In_Model_Year | 0.5 | Panoche_Oro_Loma_SSN | Southern_PGAE_Flow_Battery_168 | Reliability_Capacity_In_Model_Year | 0.5
Midway_TB_3_SSN | Southern_PGAE_Li_Battery_4hr_37 | Reliability_Capacity_In_Model_Year | 0.5 | Panoche_Oro_Loma_SSN | Southern_PGAE_Flow_Battery_169 | Reliability_Capacity_In_Model_Year | 0.5
Midway_TB_3_SSN | Southern_PGAE_Li_Battery_4hr_39 | Reliability_Capacity_In_Model_Year | 0.5 | Panoche_Oro_Loma_SSN | Southern_PGAE_Flow_Battery_170 | Reliability_Capacity_In_Model_Year | 0.5
Midway_TB_3_SSN | Southern_PGAE_Li_Battery_4hr_46 | Reliability_Capacity_In_Model_Year | 0.5 | Panoche_Oro_Loma_SSN | Southern_PGAE_Flow_Battery_174 | Reliability_Capacity_In_Model_Year | 0.5
Midway_TB_3_SSN | Southern_PGAE_Li_Battery_4hr_47 | Reliability_Capacity_In_Model_Year | 0.5 | Panoche_Oro_Loma_SSN | Southern_PGAE_Li_Battery_4hr_154 | Reliability_Capacity_In_Model_Year | 0.5
Midway_TB_3_SSN | Southern_PGAE_Li_Battery_4hr_74 | Reliability_Capacity_In_Model_Year | 0.5 | Panoche_Oro_Loma_SSN | Southern_PGAE_Li_Battery_4hr_161 | Reliability_Capacity_In_Model_Year | 0.5
Midway_TB_3_SSN | Southern_PGAE_Li_Battery_4hr_75 | Reliability_Capacity_In_Model_Year | 0.5 | Panoche_Oro_Loma_SSN | Southern_PGAE_Li_Battery_4hr_162 | Reliability_Capacity_In_Model_Year | 0.5
Midway_TB_3_SSN | Southern_PGAE_Li_Battery_4hr_98 | Reliability_Capacity_In_Model_Year | 0.5 | Panoche_Oro_Loma_SSN | Southern_PGAE_Li_Battery_4hr_163 | Reliability_Capacity_In_Model_Year | 0.5
Midway_TB_3_SSN | Southern_PGAE_Li_Battery_4hr_118 | Reliability_Capacity_In_Model_Year | 0.5 | Panoche_Oro_Loma_SSN | Southern_PGAE_Li_Battery_4hr_164 | Reliability_Capacity_In_Model_Year | 0.5
Midway_TB_3_SSN | Tehachapi_Li_Battery_4hr_125 | Reliability_Capacity_In_Model_Year | 0.5 | Panoche_Oro_Loma_SSN | Southern_PGAE_Li_Battery_4hr_165 | Reliability_Capacity_In_Model_Year | 0.5
Midway_TB_3_SSN | Northern_California_Li_Battery_4hr_130 | Reliability_Capacity_In_Model_Year | 0.5 | Panoche_Oro_Loma_SSN | Northern_California_Li_Battery_4hr_166 | Reliability_Capacity_In_Model_Year | 0.5
Midway_TB_3_SSN | Southern_PGAE_Li_Battery_4hr_152 | Reliability_Capacity_In_Model_Year | 0.5 | Panoche_Oro_Loma_SSN | Southern_PGAE_Li_Battery_4hr_168 | Reliability_Capacity_In_Model_Year | 0.5
Midway_TB_3_SSN | Southern_PGAE_Li_Battery_4hr_175 | Reliability_Capacity_In_Model_Year | 0.5 | Panoche_Oro_Loma_SSN | Southern_PGAE_Li_Battery_4hr_169 | Reliability_Capacity_In_Model_Year | 0.5
Midway_TB_3_SSN | Southern_PGAE_Li_Battery_4hr_177 | Reliability_Capacity_In_Model_Year | 0.5 | Panoche_Oro_Loma_SSN | Southern_PGAE_Li_Battery_4hr_170 | Reliability_Capacity_In_Model_Year | 0.5
Midway_TB_3_SSN | Southern_PGAE_Li_Battery_8hr_37 | Reliability_Capacity_In_Model_Year | 0.5 | Panoche_Oro_Loma_SSN | Southern_PGAE_Li_Battery_4hr_174 | Reliability_Capacity_In_Model_Year | 0.5
Midway_TB_3_SSN | Southern_PGAE_Li_Battery_8hr_39 | Reliability_Capacity_In_Model_Year | 0.5 | Panoche_Oro_Loma_SSN | Southern_PGAE_Li_Battery_8hr_154 | Reliability_Capacity_In_Model_Year | 0.5
Midway_TB_3_SSN | Southern_PGAE_Li_Battery_8hr_46 | Reliability_Capacity_In_Model_Year | 0.5 | Panoche_Oro_Loma_SSN | Southern_PGAE_Li_Battery_8hr_161 | Reliability_Capacity_In_Model_Year | 0.5
Midway_TB_3_SSN | Southern_PGAE_Li_Battery_8hr_47 | Reliability_Capacity_In_Model_Year | 0.5 | Panoche_Oro_Loma_SSN | Southern_PGAE_Li_Battery_8hr_162 | Reliability_Capacity_In_Model_Year | 0.5
Midway_TB_3_SSN | Southern_PGAE_Li_Battery_8hr_74 | Reliability_Capacity_In_Model_Year | 0.5 | Panoche_Oro_Loma_SSN | Southern_PGAE_Li_Battery_8hr_163 | Reliability_Capacity_In_Model_Year | 0.5
Midway_TB_3_SSN | Southern_PGAE_Li_Battery_8hr_75 | Reliability_Capacity_In_Model_Year | 0.5 | Panoche_Oro_Loma_SSN | Southern_PGAE_Li_Battery_8hr_164 | Reliability_Capacity_In_Model_Year | 0.5
Midway_TB_3_SSN | Southern_PGAE_Li_Battery_8hr_98 | Reliability_Capacity_In_Model_Year | 0.5 | Panoche_Oro_Loma_SSN | Southern_PGAE_Li_Battery_8hr_165 | Reliability_Capacity_In_Model_Year | 0.5
Midway_TB_3_SSN | Southern_PGAE_Li_Battery_8hr_118 | Reliability_Capacity_In_Model_Year | 0.5 | Panoche_Oro_Loma_SSN | Northern_California_Li_Battery_8hr_166 | Reliability_Capacity_In_Model_Year | 0.5
Midway_TB_3_SSN | Tehachapi_Li_Battery_8hr_125 | Reliability_Capacity_In_Model_Year | 0.5 | Panoche_Oro_Loma_SSN | Southern_PGAE_Li_Battery_8hr_168 | Reliability_Capacity_In_Model_Year | 0.5
Midway_TB_3_SSN | Northern_California_Li_Battery_8hr_130 | Reliability_Capacity_In_Model_Year | 0.5 | Panoche_Oro_Loma_SSN | Southern_PGAE_Li_Battery_8hr_169 | Reliability_Capacity_In_Model_Year | 0.5
Midway_TB_3_SSN | Southern_PGAE_Li_Battery_8hr_152 | Reliability_Capacity_In_Model_Year | 0.5 | Panoche_Oro_Loma_SSN | Southern_PGAE_Li_Battery_8hr_170 | Reliability_Capacity_In_Model_Year | 0.5
Midway_TB_3_SSN | Southern_PGAE_Li_Battery_8hr_175 | Reliability_Capacity_In_Model_Year | 0.5 | Panoche_Oro_Loma_SSN | Southern_PGAE_Li_Battery_8hr_174 | Reliability_Capacity_In_Model_Year | 0.5
Midway_TB_3_SSN | Southern_PGAE_Li_Battery_8hr_177 | Reliability_Capacity_In_Model_Year | 0.5 | Panoche_Oro_Loma_SSN | Central_Valley_North_Los_Banos_Wind_154 | Reliability_Capacity_In_Model_Year | 0.163
Midway_TB_3_SSN | Central_Valley_North_Los_Banos_Wind_125 | Reliability_Capacity_In_Model_Year | 0.163 | Panoche_Oro_Loma_SSN | Central_Valley_North_Los_Banos_Wind_162 | Reliability_Capacity_In_Model_Year | 0.163
Midway_TB_3_SSN | Central_Valley_North_Los_Banos_Biomass_47 | Reliability_Capacity_In_Model_Year | 1 | Panoche_Oro_Loma_SSN | Northern_California_Solar_166 | Reliability_Capacity_In_Model_Year | 0.556
Midway_TB_3_SSN | Northern_California_Solar_130 | Reliability_Capacity_In_Model_Year | 0.556 | Panoche_Oro_Loma_SSN | Southern_PGAE_Solar_154 | Reliability_Capacity_In_Model_Year | 0.556
Midway_TB_3_SSN | Southern_PGAE_Solar_37 | Reliability_Capacity_In_Model_Year | 0.556 | Panoche_Oro_Loma_SSN | Southern_PGAE_Solar_161 | Reliability_Capacity_In_Model_Year | 0.556
Midway_TB_3_SSN | Southern_PGAE_Solar_39 | Reliability_Capacity_In_Model_Year | 0.556 | Panoche_Oro_Loma_SSN | Southern_PGAE_Solar_162 | Reliability_Capacity_In_Model_Year | 0.556
Midway_TB_3_SSN | Southern_PGAE_Solar_46 | Reliability_Capacity_In_Model_Year | 0.556 | Panoche_Oro_Loma_SSN | Southern_PGAE_Solar_163 | Reliability_Capacity_In_Model_Year | 0.556
Midway_TB_3_SSN | Southern_PGAE_Solar_47 | Reliability_Capacity_In_Model_Year | 0.556 | Panoche_Oro_Loma_SSN | Southern_PGAE_Solar_164 | Reliability_Capacity_In_Model_Year | 0.556
Midway_TB_3_SSN | Southern_PGAE_Solar_74 | Reliability_Capacity_In_Model_Year | 0.556 | Panoche_Oro_Loma_SSN | Southern_PGAE_Solar_165 | Reliability_Capacity_In_Model_Year | 0.556
Midway_TB_3_SSN | Southern_PGAE_Solar_75 | Reliability_Capacity_In_Model_Year | 0.556 | Panoche_Oro_Loma_SSN | Southern_PGAE_Solar_168 | Reliability_Capacity_In_Model_Year | 0.556
Midway_TB_3_SSN | Southern_PGAE_Solar_98 | Reliability_Capacity_In_Model_Year | 0.556 | Panoche_Oro_Loma_SSN | Southern_PGAE_Solar_169 | Reliability_Capacity_In_Model_Year | 0.556
Midway_TB_3_SSN | Southern_PGAE_Solar_118 | Reliability_Capacity_In_Model_Year | 0.556 | Panoche_Oro_Loma_SSN | Southern_PGAE_Solar_170 | Reliability_Capacity_In_Model_Year | 0.556
Midway_TB_3_SSN | Southern_PGAE_Solar_152 | Reliability_Capacity_In_Model_Year | 0.556 | Panoche_Oro_Loma_SSN | Southern_PGAE_Solar_174 | Reliability_Capacity_In_Model_Year | 0.556
Midway_TB_3_SSN | Southern_PGAE_Solar_175 | Reliability_Capacity_In_Model_Year | 0.556 | Pardee_Sylmar_SSN | Greater_LA_Flow_Battery_18 | Reliability_Capacity_In_Model_Year | 0.5
Midway_TB_3_SSN | Southern_PGAE_Solar_177 | Reliability_Capacity_In_Model_Year | 0.556 | Pardee_Sylmar_SSN | Tehachapi_Flow_Battery_28 | Reliability_Capacity_In_Model_Year | 0.5
Midway_TB_3_SSN | Tehachapi_Solar_125 | Reliability_Capacity_In_Model_Year | 0.427 | Pardee_Sylmar_SSN | Greater_LA_Flow_Battery_58 | Reliability_Capacity_In_Model_Year | 0.5
Midway_TB_3_SSN | Midway_TB_3_group | Operational_New_Capacity_MW | -1 | Pardee_Sylmar_SSN | Tehachapi_Flow_Battery_66 | Reliability_Capacity_In_Model_Year | 0.5
Moorpark_Pardee_HSN | Greater_LA_Flow_Battery_58 | Reliability_Capacity_In_Model_Year | 1 | Pardee_Sylmar_SSN | Tehachapi_Flow_Battery_78 | Reliability_Capacity_In_Model_Year | 0.5
Moorpark_Pardee_HSN | Greater_LA_Li_Battery_4hr_58 | Reliability_Capacity_In_Model_Year | 1 | Pardee_Sylmar_SSN | Tehachapi_Flow_Battery_101 | Reliability_Capacity_In_Model_Year | 0.5
Moorpark_Pardee_HSN | Greater_LA_Li_Battery_8hr_58 | Reliability_Capacity_In_Model_Year | 1 | Pardee_Sylmar_SSN | Greater_LA_Li_Battery_4hr_18 | Reliability_Capacity_In_Model_Year | 0.5
Moorpark_Pardee_HSN | Greater_LA_Solar_58 | Reliability_Capacity_In_Model_Year | 0.106 | Pardee_Sylmar_SSN | Tehachapi_Li_Battery_4hr_28 | Reliability_Capacity_In_Model_Year | 0.5
Moorpark_Pardee_HSN | Moorpark_Pardee_group | Operational_New_Capacity_MW | -1 | Pardee_Sylmar_SSN | Greater_LA_Li_Battery_4hr_58 | Reliability_Capacity_In_Model_Year | 0.5
Moorpark_Pardee_offpeak | Greater_LA_Flow_Battery_58 | Operational_New_Capacity_MW | -1 | Pardee_Sylmar_SSN | Tehachapi_Li_Battery_4hr_66 | Reliability_Capacity_In_Model_Year | 0.5
Moorpark_Pardee_offpeak | Greater_LA_Li_Battery_4hr_58 | Operational_New_Capacity_MW | -1 | Pardee_Sylmar_SSN | Tehachapi_Li_Battery_4hr_78 | Reliability_Capacity_In_Model_Year | 0.5
Moorpark_Pardee_offpeak | Greater_LA_Li_Battery_8hr_58 | Operational_New_Capacity_MW | -1 | Pardee_Sylmar_SSN | Tehachapi_Li_Battery_4hr_101 | Reliability_Capacity_In_Model_Year | 0.5
Moorpark_Pardee_offpeak | Greater_LA_Solar_58 | Operational_New_Capacity_MW | 0.77 | Pardee_Sylmar_SSN | Greater_LA_Li_Battery_8hr_18 | Reliability_Capacity_In_Model_Year | 0.5
Moorpark_Pardee_offpeak | Moorpark_Pardee_group | Operational_New_Capacity_MW | -1 | Pardee_Sylmar_SSN | Tehachapi_Li_Battery_8hr_28 | Reliability_Capacity_In_Model_Year | 0.5
Moorpark_Pardee_SSN | Greater_LA_Flow_Battery_58 | Reliability_Capacity_In_Model_Year | 0.5 | Pardee_Sylmar_SSN | Greater_LA_Li_Battery_8hr_58 | Reliability_Capacity_In_Model_Year | 0.5
Moorpark_Pardee_SSN | Greater_LA_Li_Battery_4hr_58 | Reliability_Capacity_In_Model_Year | 0.5 | Pardee_Sylmar_SSN | Tehachapi_Li_Battery_8hr_66 | Reliability_Capacity_In_Model_Year | 0.5
Moorpark_Pardee_SSN | Greater_LA_Li_Battery_8hr_58 | Reliability_Capacity_In_Model_Year | 0.5 | Pardee_Sylmar_SSN | Tehachapi_Li_Battery_8hr_78 | Reliability_Capacity_In_Model_Year | 0.5
Moorpark_Pardee_SSN | Greater_LA_Solar_58 | Reliability_Capacity_In_Model_Year | 0.427 | Pardee_Sylmar_SSN | Tehachapi_Li_Battery_8hr_101 | Reliability_Capacity_In_Model_Year | 0.5
Moorpark_Pardee_SSN | Moorpark_Pardee_group | Operational_New_Capacity_MW | -1 | Pardee_Sylmar_SSN | Greater_LA_Solar_18 | Reliability_Capacity_In_Model_Year | 0.427
Morganhill_Metcalf_HSN | Northern_California_Flow_Battery_96 | Reliability_Capacity_In_Model_Year | 1 | Pardee_Sylmar_SSN | Greater_LA_Solar_58 | Reliability_Capacity_In_Model_Year | 0.427
Morganhill_Metcalf_HSN | Southern_PGAE_Flow_Battery_99 | Reliability_Capacity_In_Model_Year | 1 | Pardee_Sylmar_SSN | Tehachapi_Solar_28 | Reliability_Capacity_In_Model_Year | 0.427
Morganhill_Metcalf_HSN | Northern_California_Flow_Battery_113 | Reliability_Capacity_In_Model_Year | 1 | Pardee_Sylmar_SSN | Tehachapi_Solar_66 | Reliability_Capacity_In_Model_Year | 0.427
Morganhill_Metcalf_HSN | Northern_California_Flow_Battery_116 | Reliability_Capacity_In_Model_Year | 1 | Pardee_Sylmar_SSN | Tehachapi_Solar_78 | Reliability_Capacity_In_Model_Year | 0.427
Morganhill_Metcalf_HSN | Northern_California_Li_Battery_4hr_96 | Reliability_Capacity_In_Model_Year | 1 | Pardee_Sylmar_SSN | Tehachapi_Solar_101 | Reliability_Capacity_In_Model_Year | 0.427
Morganhill_Metcalf_HSN | Southern_PGAE_Li_Battery_4hr_99 | Reliability_Capacity_In_Model_Year | 1 | Pardee_Sylmar_SSN | Tehachapi_Wind_18 | Reliability_Capacity_In_Model_Year | 0.163
Morganhill_Metcalf_HSN | Northern_California_Li_Battery_4hr_113 | Reliability_Capacity_In_Model_Year | 1 | Q2008_Gates_SSN | Southern_PGAE_Flow_Battery_27 | Reliability_Capacity_In_Model_Year | 0.5
Morganhill_Metcalf_HSN | Northern_California_Li_Battery_4hr_116 | Reliability_Capacity_In_Model_Year | 1 | Q2008_Gates_SSN | Southern_PGAE_Li_Battery_4hr_27 | Reliability_Capacity_In_Model_Year | 0.5
Morganhill_Metcalf_HSN | Northern_California_Li_Battery_8hr_96 | Reliability_Capacity_In_Model_Year | 1 | Q2008_Gates_SSN | Southern_PGAE_Li_Battery_8hr_27 | Reliability_Capacity_In_Model_Year | 0.5
Morganhill_Metcalf_HSN | Southern_PGAE_Li_Battery_8hr_99 | Reliability_Capacity_In_Model_Year | 1 | Q2008_Gates_SSN | Morro_Bay_Offshore_Wind_Asset | Reliability_Capacity_In_Model_Year | 0.49
Morganhill_Metcalf_HSN | Northern_California_Li_Battery_8hr_113 | Reliability_Capacity_In_Model_Year | 1 | Q2008_Gates_SSN | Southern_PGAE_Solar_27 | Reliability_Capacity_In_Model_Year | 0.556
Morganhill_Metcalf_HSN | Northern_California_Li_Battery_8hr_116 | Reliability_Capacity_In_Model_Year | 1 | Red_Bluff_230_SSN | Riverside_Flow_Battery_59 | Reliability_Capacity_In_Model_Year | 0.5
Morganhill_Metcalf_HSN | Northern_California_Solar_96 | Reliability_Capacity_In_Model_Year | 0.1 | Red_Bluff_230_SSN | Riverside_Li_Battery_4hr_59 | Reliability_Capacity_In_Model_Year | 0.5
Morganhill_Metcalf_HSN | Northern_California_Solar_113 | Reliability_Capacity_In_Model_Year | 0.1 | Red_Bluff_230_SSN | Riverside_Li_Battery_8hr_59 | Reliability_Capacity_In_Model_Year | 0.5
Morganhill_Metcalf_HSN | Northern_California_Solar_116 | Reliability_Capacity_In_Model_Year | 0.1 | Red_Bluff_230_SSN | Riverside_East_Pumped_Storage_59 | Reliability_Capacity_In_Model_Year | 0.5
Morganhill_Metcalf_HSN | Southern_PGAE_Solar_99 | Reliability_Capacity_In_Model_Year | 0.1 | Red_Bluff_230_SSN | Riverside_Solar_59 | Reliability_Capacity_In_Model_Year | 0.427
Morganhill_Metcalf_HSN | Morganhill_Metcalf_group | Operational_New_Capacity_MW | -1 | Rio_Oso_Brighton_SSN | Northern_California_Flow_Battery_122 | Reliability_Capacity_In_Model_Year | 0.5
Morganhill_Metcalf_offpeak | Northern_California_Flow_Battery_96 | Operational_New_Capacity_MW | -1 | Rio_Oso_Brighton_SSN | Northern_California_Flow_Battery_141 | Reliability_Capacity_In_Model_Year | 0.5
Morganhill_Metcalf_offpeak | Southern_PGAE_Flow_Battery_99 | Operational_New_Capacity_MW | -1 | Rio_Oso_Brighton_SSN | Northern_California_Flow_Battery_144 | Reliability_Capacity_In_Model_Year | 0.5
Morganhill_Metcalf_offpeak | Northern_California_Flow_Battery_113 | Operational_New_Capacity_MW | -1 | Rio_Oso_Brighton_SSN | Northern_California_Flow_Battery_149 | Reliability_Capacity_In_Model_Year | 0.5
Morganhill_Metcalf_offpeak | Northern_California_Flow_Battery_116 | Operational_New_Capacity_MW | -1 | Rio_Oso_Brighton_SSN | Northern_California_Flow_Battery_157 | Reliability_Capacity_In_Model_Year | 0.5
Morganhill_Metcalf_offpeak | Northern_California_Li_Battery_4hr_96 | Operational_New_Capacity_MW | -1 | Rio_Oso_Brighton_SSN | Northern_California_Flow_Battery_159 | Reliability_Capacity_In_Model_Year | 0.5
Morganhill_Metcalf_offpeak | Southern_PGAE_Li_Battery_4hr_99 | Operational_New_Capacity_MW | -1 | Rio_Oso_Brighton_SSN | Northern_California_Flow_Battery_172 | Reliability_Capacity_In_Model_Year | 0.5
Morganhill_Metcalf_offpeak | Northern_California_Li_Battery_4hr_113 | Operational_New_Capacity_MW | -1 | Rio_Oso_Brighton_SSN | Northern_California_Flow_Battery_179 | Reliability_Capacity_In_Model_Year | 0.5
Morganhill_Metcalf_offpeak | Northern_California_Li_Battery_4hr_116 | Operational_New_Capacity_MW | -1 | Rio_Oso_Brighton_SSN | Northern_California_Li_Battery_4hr_122 | Reliability_Capacity_In_Model_Year | 0.5
Morganhill_Metcalf_offpeak | Northern_California_Li_Battery_8hr_96 | Operational_New_Capacity_MW | -1 | Rio_Oso_Brighton_SSN | Northern_California_Li_Battery_4hr_141 | Reliability_Capacity_In_Model_Year | 0.5
Morganhill_Metcalf_offpeak | Southern_PGAE_Li_Battery_8hr_99 | Operational_New_Capacity_MW | -1 | Rio_Oso_Brighton_SSN | Northern_California_Li_Battery_4hr_144 | Reliability_Capacity_In_Model_Year | 0.5
Morganhill_Metcalf_offpeak | Northern_California_Li_Battery_8hr_113 | Operational_New_Capacity_MW | -1 | Rio_Oso_Brighton_SSN | Northern_California_Li_Battery_4hr_149 | Reliability_Capacity_In_Model_Year | 0.5
Morganhill_Metcalf_offpeak | Northern_California_Li_Battery_8hr_116 | Operational_New_Capacity_MW | -1 | Rio_Oso_Brighton_SSN | Northern_California_Li_Battery_4hr_157 | Reliability_Capacity_In_Model_Year | 0.5
Morganhill_Metcalf_offpeak | Northern_California_Solar_96 | Operational_New_Capacity_MW | 0.68 | Rio_Oso_Brighton_SSN | Northern_California_Li_Battery_4hr_159 | Reliability_Capacity_In_Model_Year | 0.5
Morganhill_Metcalf_offpeak | Northern_California_Solar_113 | Operational_New_Capacity_MW | 0.68 | Rio_Oso_Brighton_SSN | Northern_California_Li_Battery_4hr_172 | Reliability_Capacity_In_Model_Year | 0.5
Morganhill_Metcalf_offpeak | Northern_California_Solar_116 | Operational_New_Capacity_MW | 0.68 | Rio_Oso_Brighton_SSN | Northern_California_Li_Battery_4hr_179 | Reliability_Capacity_In_Model_Year | 0.5
Morganhill_Metcalf_offpeak | Southern_PGAE_Solar_99 | Operational_New_Capacity_MW | 0.68 | Rio_Oso_Brighton_SSN | Northern_California_Li_Battery_8hr_122 | Reliability_Capacity_In_Model_Year | 0.5
Morganhill_Metcalf_offpeak | Morganhill_Metcalf_group | Operational_New_Capacity_MW | -1 | Rio_Oso_Brighton_SSN | Northern_California_Li_Battery_8hr_141 | Reliability_Capacity_In_Model_Year | 0.5
Morganhill_Metcalf_SSN | Northern_California_Flow_Battery_96 | Reliability_Capacity_In_Model_Year | 0.5 | Rio_Oso_Brighton_SSN | Northern_California_Li_Battery_8hr_144 | Reliability_Capacity_In_Model_Year | 0.5
Morganhill_Metcalf_SSN | Southern_PGAE_Flow_Battery_99 | Reliability_Capacity_In_Model_Year | 0.5 | Rio_Oso_Brighton_SSN | Northern_California_Li_Battery_8hr_149 | Reliability_Capacity_In_Model_Year | 0.5
Morganhill_Metcalf_SSN | Northern_California_Flow_Battery_113 | Reliability_Capacity_In_Model_Year | 0.5 | Rio_Oso_Brighton_SSN | Northern_California_Li_Battery_8hr_157 | Reliability_Capacity_In_Model_Year | 0.5
Morganhill_Metcalf_SSN | Northern_California_Flow_Battery_116 | Reliability_Capacity_In_Model_Year | 0.5 | Rio_Oso_Brighton_SSN | Northern_California_Li_Battery_8hr_159 | Reliability_Capacity_In_Model_Year | 0.5
Morganhill_Metcalf_SSN | Northern_California_Li_Battery_4hr_96 | Reliability_Capacity_In_Model_Year | 0.5 | Rio_Oso_Brighton_SSN | Northern_California_Li_Battery_8hr_172 | Reliability_Capacity_In_Model_Year | 0.5
Morganhill_Metcalf_SSN | Southern_PGAE_Li_Battery_4hr_99 | Reliability_Capacity_In_Model_Year | 0.5 | Rio_Oso_Brighton_SSN | Northern_California_Li_Battery_8hr_179 | Reliability_Capacity_In_Model_Year | 0.5
Morganhill_Metcalf_SSN | Northern_California_Li_Battery_4hr_113 | Reliability_Capacity_In_Model_Year | 0.5 | Rio_Oso_Brighton_SSN | Northern_California_Solar_122 | Reliability_Capacity_In_Model_Year | 0.556
Morganhill_Metcalf_SSN | Northern_California_Li_Battery_4hr_116 | Reliability_Capacity_In_Model_Year | 0.5 | Rio_Oso_Brighton_SSN | Northern_California_Solar_141 | Reliability_Capacity_In_Model_Year | 0.556
Morganhill_Metcalf_SSN | Northern_California_Li_Battery_8hr_96 | Reliability_Capacity_In_Model_Year | 0.5 | Rio_Oso_Brighton_SSN | Northern_California_Solar_144 | Reliability_Capacity_In_Model_Year | 0.556
Morganhill_Metcalf_SSN | Southern_PGAE_Li_Battery_8hr_99 | Reliability_Capacity_In_Model_Year | 0.5 | Rio_Oso_Brighton_SSN | Northern_California_Solar_149 | Reliability_Capacity_In_Model_Year | 0.556
Morganhill_Metcalf_SSN | Northern_California_Li_Battery_8hr_113 | Reliability_Capacity_In_Model_Year | 0.5 | Rio_Oso_Brighton_SSN | Northern_California_Solar_157 | Reliability_Capacity_In_Model_Year | 0.556
Morganhill_Metcalf_SSN | Northern_California_Li_Battery_8hr_116 | Reliability_Capacity_In_Model_Year | 0.5 | Rio_Oso_Brighton_SSN | Northern_California_Solar_159 | Reliability_Capacity_In_Model_Year | 0.556
Morganhill_Metcalf_SSN | Northern_California_Solar_96 | Reliability_Capacity_In_Model_Year | 0.556 | Rio_Oso_Brighton_SSN | Northern_California_Solar_172 | Reliability_Capacity_In_Model_Year | 0.556
Morganhill_Metcalf_SSN | Northern_California_Solar_113 | Reliability_Capacity_In_Model_Year | 0.556 | Rio_Oso_Brighton_SSN | Northern_California_Solar_179 | Reliability_Capacity_In_Model_Year | 0.556
Morganhill_Metcalf_SSN | Northern_California_Solar_116 | Reliability_Capacity_In_Model_Year | 0.556 | Rio_Oso_Brighton_SSN | Northern_California_Wind_159 | Reliability_Capacity_In_Model_Year | 0.163
Morganhill_Metcalf_SSN | Southern_PGAE_Solar_99 | Reliability_Capacity_In_Model_Year | 0.556 | Rio_Oso_Brighton_SSN | Solano_Wind_122 | Reliability_Capacity_In_Model_Year | 0.163
Morganhill_Metcalf_SSN | Morganhill_Metcalf_group | Operational_New_Capacity_MW | -1 | Rio_Oso_Lockeford_SSN | Northern_California_Flow_Battery_141 | Reliability_Capacity_In_Model_Year | 0.5
Morro_Bay_Offshore_500_HSN | Morro_Bay_Offshore_Wind_Asset | Reliability_Capacity_In_Model_Year | 1 | Rio_Oso_Lockeford_SSN | Northern_California_Flow_Battery_149 | Reliability_Capacity_In_Model_Year | 0.5
Morro_Bay_Offshore_500_HSN | Morro_Bay_Offshore_500_group | Operational_New_Capacity_MW | -1 | Rio_Oso_Lockeford_SSN | Northern_California_Flow_Battery_157 | Reliability_Capacity_In_Model_Year | 0.5
Morro_Bay_Offshore_500_offpeak | Morro_Bay_Offshore_Wind_Asset | Operational_New_Capacity_MW | 1 | Rio_Oso_Lockeford_SSN | Northern_California_Flow_Battery_159 | Reliability_Capacity_In_Model_Year | 0.5
Morro_Bay_Offshore_500_offpeak | Morro_Bay_Offshore_500_group | Operational_New_Capacity_MW | -1 | Rio_Oso_Lockeford_SSN | Northern_California_Flow_Battery_172 | Reliability_Capacity_In_Model_Year | 0.5
Morro_Bay_Offshore_500_SSN | Morro_Bay_Offshore_Wind_Asset | Reliability_Capacity_In_Model_Year | 0.49 | Rio_Oso_Lockeford_SSN | Northern_California_Flow_Battery_179 | Reliability_Capacity_In_Model_Year | 0.5
Morro_Bay_Offshore_500_SSN | Morro_Bay_Offshore_500_group | Operational_New_Capacity_MW | -1 | Rio_Oso_Lockeford_SSN | Northern_California_Li_Battery_4hr_141 | Reliability_Capacity_In_Model_Year | 0.5
Moss_Landing_Las_Aguillas_HSN | Southern_PGAE_Flow_Battery_43 | Reliability_Capacity_In_Model_Year | 1 | Rio_Oso_Lockeford_SSN | Northern_California_Li_Battery_4hr_149 | Reliability_Capacity_In_Model_Year | 0.5
Moss_Landing_Las_Aguillas_HSN | Southern_PGAE_Flow_Battery_49 | Reliability_Capacity_In_Model_Year | 1 | Rio_Oso_Lockeford_SSN | Northern_California_Li_Battery_4hr_157 | Reliability_Capacity_In_Model_Year | 0.5
Moss_Landing_Las_Aguillas_HSN | Southern_PGAE_Flow_Battery_69 | Reliability_Capacity_In_Model_Year | 1 | Rio_Oso_Lockeford_SSN | Northern_California_Li_Battery_4hr_159 | Reliability_Capacity_In_Model_Year | 0.5
Moss_Landing_Las_Aguillas_HSN | Southern_PGAE_Flow_Battery_72 | Reliability_Capacity_In_Model_Year | 1 | Rio_Oso_Lockeford_SSN | Northern_California_Li_Battery_4hr_172 | Reliability_Capacity_In_Model_Year | 0.5
Moss_Landing_Las_Aguillas_HSN | Southern_PGAE_Flow_Battery_93 | Reliability_Capacity_In_Model_Year | 1 | Rio_Oso_Lockeford_SSN | Northern_California_Li_Battery_4hr_179 | Reliability_Capacity_In_Model_Year | 0.5
Moss_Landing_Las_Aguillas_HSN | Southern_PGAE_Flow_Battery_117 | Reliability_Capacity_In_Model_Year | 1 | Rio_Oso_Lockeford_SSN | Northern_California_Li_Battery_8hr_141 | Reliability_Capacity_In_Model_Year | 0.5
Moss_Landing_Las_Aguillas_HSN | Southern_PGAE_Flow_Battery_124 | Reliability_Capacity_In_Model_Year | 1 | Rio_Oso_Lockeford_SSN | Northern_California_Li_Battery_8hr_149 | Reliability_Capacity_In_Model_Year | 0.5
Moss_Landing_Las_Aguillas_HSN | Southern_PGAE_Flow_Battery_148 | Reliability_Capacity_In_Model_Year | 1 | Rio_Oso_Lockeford_SSN | Northern_California_Li_Battery_8hr_157 | Reliability_Capacity_In_Model_Year | 0.5
Moss_Landing_Las_Aguillas_HSN | Southern_PGAE_Flow_Battery_164 | Reliability_Capacity_In_Model_Year | 1 | Rio_Oso_Lockeford_SSN | Northern_California_Li_Battery_8hr_159 | Reliability_Capacity_In_Model_Year | 0.5
Moss_Landing_Las_Aguillas_HSN | Southern_PGAE_Flow_Battery_168 | Reliability_Capacity_In_Model_Year | 1 | Rio_Oso_Lockeford_SSN | Northern_California_Li_Battery_8hr_172 | Reliability_Capacity_In_Model_Year | 0.5
Moss_Landing_Las_Aguillas_HSN | Southern_PGAE_Flow_Battery_170 | Reliability_Capacity_In_Model_Year | 1 | Rio_Oso_Lockeford_SSN | Northern_California_Li_Battery_8hr_179 | Reliability_Capacity_In_Model_Year | 0.5
Moss_Landing_Las_Aguillas_HSN | Southern_PGAE_Flow_Battery_174 | Reliability_Capacity_In_Model_Year | 1 | Rio_Oso_Lockeford_SSN | Northern_California_Solar_141 | Reliability_Capacity_In_Model_Year | 0.556
Moss_Landing_Las_Aguillas_HSN | Southern_PGAE_Flow_Battery_176 | Reliability_Capacity_In_Model_Year | 1 | Rio_Oso_Lockeford_SSN | Northern_California_Solar_149 | Reliability_Capacity_In_Model_Year | 0.556
Moss_Landing_Las_Aguillas_HSN | Southern_PGAE_Li_Battery_4hr_43 | Reliability_Capacity_In_Model_Year | 1 | Rio_Oso_Lockeford_SSN | Northern_California_Solar_157 | Reliability_Capacity_In_Model_Year | 0.556
Moss_Landing_Las_Aguillas_HSN | Southern_PGAE_Li_Battery_4hr_49 | Reliability_Capacity_In_Model_Year | 1 | Rio_Oso_Lockeford_SSN | Northern_California_Solar_159 | Reliability_Capacity_In_Model_Year | 0.556
Moss_Landing_Las_Aguillas_HSN | Southern_PGAE_Li_Battery_4hr_69 | Reliability_Capacity_In_Model_Year | 1 | Rio_Oso_Lockeford_SSN | Northern_California_Solar_172 | Reliability_Capacity_In_Model_Year | 0.556
Moss_Landing_Las_Aguillas_HSN | Southern_PGAE_Li_Battery_4hr_72 | Reliability_Capacity_In_Model_Year | 1 | Rio_Oso_Lockeford_SSN | Northern_California_Solar_179 | Reliability_Capacity_In_Model_Year | 0.556
Moss_Landing_Las_Aguillas_HSN | Southern_PGAE_Li_Battery_4hr_93 | Reliability_Capacity_In_Model_Year | 1 | Rio_Oso_Lockeford_SSN | Northern_California_Wind_159 | Reliability_Capacity_In_Model_Year | 0.163
Moss_Landing_Las_Aguillas_HSN | Southern_PGAE_Li_Battery_4hr_117 | Reliability_Capacity_In_Model_Year | 1 | Rocklin_Pleasant_Grove_SSN | Northern_California_Flow_Battery_35 | Reliability_Capacity_In_Model_Year | 0.5
Moss_Landing_Las_Aguillas_HSN | Southern_PGAE_Li_Battery_4hr_124 | Reliability_Capacity_In_Model_Year | 1 | Rocklin_Pleasant_Grove_SSN | Northern_California_Flow_Battery_144 | Reliability_Capacity_In_Model_Year | 0.5
Moss_Landing_Las_Aguillas_HSN | Southern_PGAE_Li_Battery_4hr_148 | Reliability_Capacity_In_Model_Year | 1 | Rocklin_Pleasant_Grove_SSN | Northern_California_Flow_Battery_149 | Reliability_Capacity_In_Model_Year | 0.5
Moss_Landing_Las_Aguillas_HSN | Southern_PGAE_Li_Battery_4hr_164 | Reliability_Capacity_In_Model_Year | 1 | Rocklin_Pleasant_Grove_SSN | Northern_California_Flow_Battery_159 | Reliability_Capacity_In_Model_Year | 0.5
Moss_Landing_Las_Aguillas_HSN | Southern_PGAE_Li_Battery_4hr_168 | Reliability_Capacity_In_Model_Year | 1 | Rocklin_Pleasant_Grove_SSN | Northern_California_Flow_Battery_172 | Reliability_Capacity_In_Model_Year | 0.5
Moss_Landing_Las_Aguillas_HSN | Southern_PGAE_Li_Battery_4hr_170 | Reliability_Capacity_In_Model_Year | 1 | Rocklin_Pleasant_Grove_SSN | Northern_California_Flow_Battery_179 | Reliability_Capacity_In_Model_Year | 0.5
Moss_Landing_Las_Aguillas_HSN | Southern_PGAE_Li_Battery_4hr_174 | Reliability_Capacity_In_Model_Year | 1 | Rocklin_Pleasant_Grove_SSN | Northern_California_Li_Battery_4hr_35 | Reliability_Capacity_In_Model_Year | 0.5
Moss_Landing_Las_Aguillas_HSN | Southern_PGAE_Li_Battery_4hr_176 | Reliability_Capacity_In_Model_Year | 1 | Rocklin_Pleasant_Grove_SSN | Northern_California_Li_Battery_4hr_144 | Reliability_Capacity_In_Model_Year | 0.5
Moss_Landing_Las_Aguillas_HSN | Southern_PGAE_Li_Battery_8hr_43 | Reliability_Capacity_In_Model_Year | 1 | Rocklin_Pleasant_Grove_SSN | Northern_California_Li_Battery_4hr_149 | Reliability_Capacity_In_Model_Year | 0.5
Moss_Landing_Las_Aguillas_HSN | Southern_PGAE_Li_Battery_8hr_49 | Reliability_Capacity_In_Model_Year | 1 | Rocklin_Pleasant_Grove_SSN | Northern_California_Li_Battery_4hr_159 | Reliability_Capacity_In_Model_Year | 0.5
Moss_Landing_Las_Aguillas_HSN | Southern_PGAE_Li_Battery_8hr_69 | Reliability_Capacity_In_Model_Year | 1 | Rocklin_Pleasant_Grove_SSN | Northern_California_Li_Battery_4hr_172 | Reliability_Capacity_In_Model_Year | 0.5
Moss_Landing_Las_Aguillas_HSN | Southern_PGAE_Li_Battery_8hr_72 | Reliability_Capacity_In_Model_Year | 1 | Rocklin_Pleasant_Grove_SSN | Northern_California_Li_Battery_4hr_179 | Reliability_Capacity_In_Model_Year | 0.5
Moss_Landing_Las_Aguillas_HSN | Southern_PGAE_Li_Battery_8hr_93 | Reliability_Capacity_In_Model_Year | 1 | Rocklin_Pleasant_Grove_SSN | Northern_California_Li_Battery_8hr_35 | Reliability_Capacity_In_Model_Year | 0.5
Moss_Landing_Las_Aguillas_HSN | Southern_PGAE_Li_Battery_8hr_117 | Reliability_Capacity_In_Model_Year | 1 | Rocklin_Pleasant_Grove_SSN | Northern_California_Li_Battery_8hr_144 | Reliability_Capacity_In_Model_Year | 0.5
Moss_Landing_Las_Aguillas_HSN | Southern_PGAE_Li_Battery_8hr_124 | Reliability_Capacity_In_Model_Year | 1 | Rocklin_Pleasant_Grove_SSN | Northern_California_Li_Battery_8hr_149 | Reliability_Capacity_In_Model_Year | 0.5
Moss_Landing_Las_Aguillas_HSN | Southern_PGAE_Li_Battery_8hr_148 | Reliability_Capacity_In_Model_Year | 1 | Rocklin_Pleasant_Grove_SSN | Northern_California_Li_Battery_8hr_159 | Reliability_Capacity_In_Model_Year | 0.5
Moss_Landing_Las_Aguillas_HSN | Southern_PGAE_Li_Battery_8hr_164 | Reliability_Capacity_In_Model_Year | 1 | Rocklin_Pleasant_Grove_SSN | Northern_California_Li_Battery_8hr_172 | Reliability_Capacity_In_Model_Year | 0.5
Moss_Landing_Las_Aguillas_HSN | Southern_PGAE_Li_Battery_8hr_168 | Reliability_Capacity_In_Model_Year | 1 | Rocklin_Pleasant_Grove_SSN | Northern_California_Li_Battery_8hr_179 | Reliability_Capacity_In_Model_Year | 0.5
Moss_Landing_Las_Aguillas_HSN | Southern_PGAE_Li_Battery_8hr_170 | Reliability_Capacity_In_Model_Year | 1 | Rocklin_Pleasant_Grove_SSN | Northern_California_Geothermal_35 | Reliability_Capacity_In_Model_Year | 1
Moss_Landing_Las_Aguillas_HSN | Southern_PGAE_Li_Battery_8hr_174 | Reliability_Capacity_In_Model_Year | 1 | Rocklin_Pleasant_Grove_SSN | Northern_California_Solar_35 | Reliability_Capacity_In_Model_Year | 0.556
Moss_Landing_Las_Aguillas_HSN | Southern_PGAE_Li_Battery_8hr_176 | Reliability_Capacity_In_Model_Year | 1 | Rocklin_Pleasant_Grove_SSN | Northern_California_Solar_144 | Reliability_Capacity_In_Model_Year | 0.556
Moss_Landing_Las_Aguillas_HSN | Southern_PGAE_Solar_43 | Reliability_Capacity_In_Model_Year | 0.1 | Rocklin_Pleasant_Grove_SSN | Northern_California_Solar_149 | Reliability_Capacity_In_Model_Year | 0.556
Moss_Landing_Las_Aguillas_HSN | Southern_PGAE_Solar_49 | Reliability_Capacity_In_Model_Year | 0.1 | Rocklin_Pleasant_Grove_SSN | Northern_California_Solar_159 | Reliability_Capacity_In_Model_Year | 0.556
Moss_Landing_Las_Aguillas_HSN | Southern_PGAE_Solar_69 | Reliability_Capacity_In_Model_Year | 0.1 | Rocklin_Pleasant_Grove_SSN | Northern_California_Solar_172 | Reliability_Capacity_In_Model_Year | 0.556
Moss_Landing_Las_Aguillas_HSN | Southern_PGAE_Solar_72 | Reliability_Capacity_In_Model_Year | 0.1 | Rocklin_Pleasant_Grove_SSN | Northern_California_Solar_179 | Reliability_Capacity_In_Model_Year | 0.556
Moss_Landing_Las_Aguillas_HSN | Southern_PGAE_Solar_93 | Reliability_Capacity_In_Model_Year | 0.1 | Rocklin_Pleasant_Grove_SSN | Northern_California_Wind_35 | Reliability_Capacity_In_Model_Year | 0.163
Moss_Landing_Las_Aguillas_HSN | Southern_PGAE_Solar_117 | Reliability_Capacity_In_Model_Year | 0.1 | Rocklin_Pleasant_Grove_SSN | Northern_California_Wind_159 | Reliability_Capacity_In_Model_Year | 0.163
Moss_Landing_Las_Aguillas_HSN | Southern_PGAE_Solar_124 | Reliability_Capacity_In_Model_Year | 0.1 | San_Luis_Rey_San_Onofre_SSN | Arizona_Solar_48 | Reliability_Capacity_In_Model_Year | 0.427
Moss_Landing_Las_Aguillas_HSN | Southern_PGAE_Solar_148 | Reliability_Capacity_In_Model_Year | 0.1 | San_Luis_Rey_San_Onofre_SSN | Arizona_Solar_90 | Reliability_Capacity_In_Model_Year | 0.427
Moss_Landing_Las_Aguillas_HSN | Southern_PGAE_Solar_164 | Reliability_Capacity_In_Model_Year | 0.1 | San_Luis_Rey_San_Onofre_SSN | Baja_California_Wind_133 | Reliability_Capacity_In_Model_Year | 0.112
Moss_Landing_Las_Aguillas_HSN | Southern_PGAE_Solar_168 | Reliability_Capacity_In_Model_Year | 0.1 | San_Luis_Rey_San_Onofre_SSN | Arizona_Flow_Battery_48 | Reliability_Capacity_In_Model_Year | 0.5
Moss_Landing_Las_Aguillas_HSN | Southern_PGAE_Solar_170 | Reliability_Capacity_In_Model_Year | 0.1 | San_Luis_Rey_San_Onofre_SSN | Arizona_Flow_Battery_90 | Reliability_Capacity_In_Model_Year | 0.5
Moss_Landing_Las_Aguillas_HSN | Southern_PGAE_Solar_174 | Reliability_Capacity_In_Model_Year | 0.1 | San_Luis_Rey_San_Onofre_SSN | Greater_Imperial_Flow_Battery_107 | Reliability_Capacity_In_Model_Year | 0.5
Moss_Landing_Las_Aguillas_HSN | Southern_PGAE_Solar_176 | Reliability_Capacity_In_Model_Year | 0.1 | San_Luis_Rey_San_Onofre_SSN | Greater_Imperial_Flow_Battery_108 | Reliability_Capacity_In_Model_Year | 0.5
Moss_Landing_Las_Aguillas_HSN | Moss_Landing_Las_Aguillas_group | Operational_New_Capacity_MW | 0 | San_Luis_Rey_San_Onofre_SSN | Greater_Imperial_Flow_Battery_133 | Reliability_Capacity_In_Model_Year | 0.5
Moss_Landing_Las_Aguillas_offpeak | Southern_PGAE_Flow_Battery_43 | Operational_New_Capacity_MW | -1 | San_Luis_Rey_San_Onofre_SSN | Arizona_Li_Battery_4hr_48 | Reliability_Capacity_In_Model_Year | 0.5
Moss_Landing_Las_Aguillas_offpeak | Southern_PGAE_Flow_Battery_49 | Operational_New_Capacity_MW | -1 | San_Luis_Rey_San_Onofre_SSN | Arizona_Li_Battery_4hr_90 | Reliability_Capacity_In_Model_Year | 0.5
Moss_Landing_Las_Aguillas_offpeak | Southern_PGAE_Flow_Battery_69 | Operational_New_Capacity_MW | -1 | San_Luis_Rey_San_Onofre_SSN | Greater_Imperial_Li_Battery_4hr_107 | Reliability_Capacity_In_Model_Year | 0.5
Moss_Landing_Las_Aguillas_offpeak | Southern_PGAE_Flow_Battery_72 | Operational_New_Capacity_MW | -1 | San_Luis_Rey_San_Onofre_SSN | Greater_Imperial_Li_Battery_4hr_108 | Reliability_Capacity_In_Model_Year | 0.5
Moss_Landing_Las_Aguillas_offpeak | Southern_PGAE_Flow_Battery_93 | Operational_New_Capacity_MW | -1 | San_Luis_Rey_San_Onofre_SSN | Greater_Imperial_Li_Battery_4hr_133 | Reliability_Capacity_In_Model_Year | 0.5
Moss_Landing_Las_Aguillas_offpeak | Southern_PGAE_Flow_Battery_117 | Operational_New_Capacity_MW | -1 | San_Luis_Rey_San_Onofre_SSN | Arizona_Li_Battery_8hr_48 | Reliability_Capacity_In_Model_Year | 0.5
Moss_Landing_Las_Aguillas_offpeak | Southern_PGAE_Flow_Battery_124 | Operational_New_Capacity_MW | -1 | San_Luis_Rey_San_Onofre_SSN | Arizona_Li_Battery_8hr_90 | Reliability_Capacity_In_Model_Year | 0.5
Moss_Landing_Las_Aguillas_offpeak | Southern_PGAE_Flow_Battery_148 | Operational_New_Capacity_MW | -1 | San_Luis_Rey_San_Onofre_SSN | Greater_Imperial_Li_Battery_8hr_107 | Reliability_Capacity_In_Model_Year | 0.5
Moss_Landing_Las_Aguillas_offpeak | Southern_PGAE_Flow_Battery_164 | Operational_New_Capacity_MW | -1 | San_Luis_Rey_San_Onofre_SSN | Greater_Imperial_Li_Battery_8hr_108 | Reliability_Capacity_In_Model_Year | 0.5
Moss_Landing_Las_Aguillas_offpeak | Southern_PGAE_Flow_Battery_168 | Operational_New_Capacity_MW | -1 | San_Luis_Rey_San_Onofre_SSN | Greater_Imperial_Li_Battery_8hr_133 | Reliability_Capacity_In_Model_Year | 0.5
Moss_Landing_Las_Aguillas_offpeak | Southern_PGAE_Flow_Battery_170 | Operational_New_Capacity_MW | -1 | San_Luis_Rey_San_Onofre_SSN | Greater_Imperial_Solar_107 | Reliability_Capacity_In_Model_Year | 0.427
Moss_Landing_Las_Aguillas_offpeak | Southern_PGAE_Flow_Battery_174 | Operational_New_Capacity_MW | -1 | San_Luis_Rey_San_Onofre_SSN | Greater_Imperial_Solar_108 | Reliability_Capacity_In_Model_Year | 0.427
Moss_Landing_Las_Aguillas_offpeak | Southern_PGAE_Flow_Battery_176 | Operational_New_Capacity_MW | -1 | San_Luis_Rey_San_Onofre_SSN | Greater_Imperial_Solar_133 | Reliability_Capacity_In_Model_Year | 0.427
Moss_Landing_Las_Aguillas_offpeak | Southern_PGAE_Li_Battery_4hr_43 | Operational_New_Capacity_MW | -1 | San_Luis_Rey_San_Onofre_SSN | Greater_Imperial_Wind_108 | Reliability_Capacity_In_Model_Year | 0.208
Moss_Landing_Las_Aguillas_offpeak | Southern_PGAE_Li_Battery_4hr_49 | Operational_New_Capacity_MW | -1 | Santa_Rosa_Corona_SSN | Northern_California_Flow_Battery_127 | Reliability_Capacity_In_Model_Year | 0.5
Moss_Landing_Las_Aguillas_offpeak | Southern_PGAE_Li_Battery_4hr_69 | Operational_New_Capacity_MW | -1 | Santa_Rosa_Corona_SSN | Northern_California_Flow_Battery_150 | Reliability_Capacity_In_Model_Year | 0.5
Moss_Landing_Las_Aguillas_offpeak | Southern_PGAE_Li_Battery_4hr_72 | Operational_New_Capacity_MW | -1 | Santa_Rosa_Corona_SSN | Northern_California_Flow_Battery_155 | Reliability_Capacity_In_Model_Year | 0.5
Moss_Landing_Las_Aguillas_offpeak | Southern_PGAE_Li_Battery_4hr_93 | Operational_New_Capacity_MW | -1 | Santa_Rosa_Corona_SSN | Northern_California_Flow_Battery_158 | Reliability_Capacity_In_Model_Year | 0.5
Moss_Landing_Las_Aguillas_offpeak | Southern_PGAE_Li_Battery_4hr_117 | Operational_New_Capacity_MW | -1 | Santa_Rosa_Corona_SSN | Northern_California_Li_Battery_4hr_127 | Reliability_Capacity_In_Model_Year | 0.5
Moss_Landing_Las_Aguillas_offpeak | Southern_PGAE_Li_Battery_4hr_124 | Operational_New_Capacity_MW | -1 | Santa_Rosa_Corona_SSN | Northern_California_Li_Battery_4hr_150 | Reliability_Capacity_In_Model_Year | 0.5
Moss_Landing_Las_Aguillas_offpeak | Southern_PGAE_Li_Battery_4hr_148 | Operational_New_Capacity_MW | -1 | Santa_Rosa_Corona_SSN | Northern_California_Li_Battery_4hr_155 | Reliability_Capacity_In_Model_Year | 0.5
Moss_Landing_Las_Aguillas_offpeak | Southern_PGAE_Li_Battery_4hr_164 | Operational_New_Capacity_MW | -1 | Santa_Rosa_Corona_SSN | Northern_California_Li_Battery_4hr_158 | Reliability_Capacity_In_Model_Year | 0.5
Moss_Landing_Las_Aguillas_offpeak | Southern_PGAE_Li_Battery_4hr_168 | Operational_New_Capacity_MW | -1 | Santa_Rosa_Corona_SSN | Northern_California_Li_Battery_8hr_127 | Reliability_Capacity_In_Model_Year | 0.5
Moss_Landing_Las_Aguillas_offpeak | Southern_PGAE_Li_Battery_4hr_170 | Operational_New_Capacity_MW | -1 | Santa_Rosa_Corona_SSN | Northern_California_Li_Battery_8hr_150 | Reliability_Capacity_In_Model_Year | 0.5
Moss_Landing_Las_Aguillas_offpeak | Southern_PGAE_Li_Battery_4hr_174 | Operational_New_Capacity_MW | -1 | Santa_Rosa_Corona_SSN | Northern_California_Li_Battery_8hr_155 | Reliability_Capacity_In_Model_Year | 0.5
Moss_Landing_Las_Aguillas_offpeak | Southern_PGAE_Li_Battery_4hr_176 | Operational_New_Capacity_MW | -1 | Santa_Rosa_Corona_SSN | Northern_California_Li_Battery_8hr_158 | Reliability_Capacity_In_Model_Year | 0.5
Moss_Landing_Las_Aguillas_offpeak | Southern_PGAE_Li_Battery_8hr_43 | Operational_New_Capacity_MW | -1 | Santa_Rosa_Corona_SSN | Northern_California_Solar_127 | Reliability_Capacity_In_Model_Year | 0.556
Moss_Landing_Las_Aguillas_offpeak | Southern_PGAE_Li_Battery_8hr_49 | Operational_New_Capacity_MW | -1 | Santa_Rosa_Corona_SSN | Northern_California_Solar_150 | Reliability_Capacity_In_Model_Year | 0.556
Moss_Landing_Las_Aguillas_offpeak | Southern_PGAE_Li_Battery_8hr_69 | Operational_New_Capacity_MW | -1 | Santa_Rosa_Corona_SSN | Northern_California_Solar_155 | Reliability_Capacity_In_Model_Year | 0.556
Moss_Landing_Las_Aguillas_offpeak | Southern_PGAE_Li_Battery_8hr_72 | Operational_New_Capacity_MW | -1 | Santa_Rosa_Corona_SSN | Northern_California_Solar_158 | Reliability_Capacity_In_Model_Year | 0.556
Moss_Landing_Las_Aguillas_offpeak | Southern_PGAE_Li_Battery_8hr_93 | Operational_New_Capacity_MW | -1 | SCE_Metro_Default_SSN | Greater_LA_Flow_Battery_4 | Reliability_Capacity_In_Model_Year | 0.5
Moss_Landing_Las_Aguillas_offpeak | Southern_PGAE_Li_Battery_8hr_117 | Operational_New_Capacity_MW | -1 | SCE_Metro_Default_SSN | Greater_LA_Flow_Battery_30 | Reliability_Capacity_In_Model_Year | 0.5
Moss_Landing_Las_Aguillas_offpeak | Southern_PGAE_Li_Battery_8hr_124 | Operational_New_Capacity_MW | -1 | SCE_Metro_Default_SSN | Greater_LA_Li_Battery_4hr_4 | Reliability_Capacity_In_Model_Year | 0.5
Moss_Landing_Las_Aguillas_offpeak | Southern_PGAE_Li_Battery_8hr_148 | Operational_New_Capacity_MW | -1 | SCE_Metro_Default_SSN | Greater_LA_Li_Battery_4hr_30 | Reliability_Capacity_In_Model_Year | 0.5
Moss_Landing_Las_Aguillas_offpeak | Southern_PGAE_Li_Battery_8hr_164 | Operational_New_Capacity_MW | -1 | SCE_Metro_Default_SSN | Greater_LA_Li_Battery_8hr_4 | Reliability_Capacity_In_Model_Year | 0.5
Moss_Landing_Las_Aguillas_offpeak | Southern_PGAE_Li_Battery_8hr_168 | Operational_New_Capacity_MW | -1 | SCE_Metro_Default_SSN | Greater_LA_Li_Battery_8hr_30 | Reliability_Capacity_In_Model_Year | 0.5
Moss_Landing_Las_Aguillas_offpeak | Southern_PGAE_Li_Battery_8hr_170 | Operational_New_Capacity_MW | -1 | SCE_Metro_Default_SSN | Greater_LA_Solar_4 | Reliability_Capacity_In_Model_Year | 0.427
Moss_Landing_Las_Aguillas_offpeak | Southern_PGAE_Li_Battery_8hr_174 | Operational_New_Capacity_MW | -1 | SCE_Metro_Default_SSN | Greater_LA_Solar_30 | Reliability_Capacity_In_Model_Year | 0.427
Moss_Landing_Las_Aguillas_offpeak | Southern_PGAE_Li_Battery_8hr_176 | Operational_New_Capacity_MW | -1 | Schindler_TB_1_SSN | Southern_PGAE_Flow_Battery_162 | Reliability_Capacity_In_Model_Year | 0.5
Moss_Landing_Las_Aguillas_offpeak | Southern_PGAE_Solar_43 | Operational_New_Capacity_MW | 0.79 | Schindler_TB_1_SSN | Southern_PGAE_Flow_Battery_168 | Reliability_Capacity_In_Model_Year | 0.5
Moss_Landing_Las_Aguillas_offpeak | Southern_PGAE_Solar_49 | Operational_New_Capacity_MW | 0.79 | Schindler_TB_1_SSN | Southern_PGAE_Flow_Battery_169 | Reliability_Capacity_In_Model_Year | 0.5
Moss_Landing_Las_Aguillas_offpeak | Southern_PGAE_Solar_69 | Operational_New_Capacity_MW | 0.79 | Schindler_TB_1_SSN | Southern_PGAE_Flow_Battery_174 | Reliability_Capacity_In_Model_Year | 0.5
Moss_Landing_Las_Aguillas_offpeak | Southern_PGAE_Solar_72 | Operational_New_Capacity_MW | 0.79 | Schindler_TB_1_SSN | Southern_PGAE_Flow_Battery_176 | Reliability_Capacity_In_Model_Year | 0.5
Moss_Landing_Las_Aguillas_offpeak | Southern_PGAE_Solar_93 | Operational_New_Capacity_MW | 0.79 | Schindler_TB_1_SSN | Southern_PGAE_Li_Battery_4hr_162 | Reliability_Capacity_In_Model_Year | 0.5
Moss_Landing_Las_Aguillas_offpeak | Southern_PGAE_Solar_117 | Operational_New_Capacity_MW | 0.79 | Schindler_TB_1_SSN | Southern_PGAE_Li_Battery_4hr_168 | Reliability_Capacity_In_Model_Year | 0.5
Moss_Landing_Las_Aguillas_offpeak | Southern_PGAE_Solar_124 | Operational_New_Capacity_MW | 0.79 | Schindler_TB_1_SSN | Southern_PGAE_Li_Battery_4hr_169 | Reliability_Capacity_In_Model_Year | 0.5
Moss_Landing_Las_Aguillas_offpeak | Southern_PGAE_Solar_148 | Operational_New_Capacity_MW | 0.79 | Schindler_TB_1_SSN | Southern_PGAE_Li_Battery_4hr_174 | Reliability_Capacity_In_Model_Year | 0.5
Moss_Landing_Las_Aguillas_offpeak | Southern_PGAE_Solar_164 | Operational_New_Capacity_MW | 0.79 | Schindler_TB_1_SSN | Southern_PGAE_Li_Battery_4hr_176 | Reliability_Capacity_In_Model_Year | 0.5
Moss_Landing_Las_Aguillas_offpeak | Southern_PGAE_Solar_168 | Operational_New_Capacity_MW | 0.79 | Schindler_TB_1_SSN | Southern_PGAE_Li_Battery_8hr_162 | Reliability_Capacity_In_Model_Year | 0.5
Moss_Landing_Las_Aguillas_offpeak | Southern_PGAE_Solar_170 | Operational_New_Capacity_MW | 0.79 | Schindler_TB_1_SSN | Southern_PGAE_Li_Battery_8hr_168 | Reliability_Capacity_In_Model_Year | 0.5
Moss_Landing_Las_Aguillas_offpeak | Southern_PGAE_Solar_174 | Operational_New_Capacity_MW | 0.79 | Schindler_TB_1_SSN | Southern_PGAE_Li_Battery_8hr_169 | Reliability_Capacity_In_Model_Year | 0.5
Moss_Landing_Las_Aguillas_offpeak | Southern_PGAE_Solar_176 | Operational_New_Capacity_MW | 0.79 | Schindler_TB_1_SSN | Southern_PGAE_Li_Battery_8hr_174 | Reliability_Capacity_In_Model_Year | 0.5
Moss_Landing_Las_Aguillas_offpeak | Moss_Landing_Las_Aguillas_group | Operational_New_Capacity_MW | -1 | Schindler_TB_1_SSN | Southern_PGAE_Li_Battery_8hr_176 | Reliability_Capacity_In_Model_Year | 0.5
Moss_Landing_Las_Aguillas_SSN | Southern_PGAE_Flow_Battery_43 | Reliability_Capacity_In_Model_Year | 0.5 | Schindler_TB_1_SSN | Central_Valley_North_Los_Banos_Wind_162 | Reliability_Capacity_In_Model_Year | 0.163
Moss_Landing_Las_Aguillas_SSN | Southern_PGAE_Flow_Battery_49 | Reliability_Capacity_In_Model_Year | 0.5 | Schindler_TB_1_SSN | Southern_PGAE_Solar_162 | Reliability_Capacity_In_Model_Year | 0.556
Moss_Landing_Las_Aguillas_SSN | Southern_PGAE_Flow_Battery_69 | Reliability_Capacity_In_Model_Year | 0.5 | Schindler_TB_1_SSN | Southern_PGAE_Solar_168 | Reliability_Capacity_In_Model_Year | 0.556
Moss_Landing_Las_Aguillas_SSN | Southern_PGAE_Flow_Battery_72 | Reliability_Capacity_In_Model_Year | 0.5 | Schindler_TB_1_SSN | Southern_PGAE_Solar_169 | Reliability_Capacity_In_Model_Year | 0.556
Moss_Landing_Las_Aguillas_SSN | Southern_PGAE_Flow_Battery_93 | Reliability_Capacity_In_Model_Year | 0.5 | Schindler_TB_1_SSN | Southern_PGAE_Solar_174 | Reliability_Capacity_In_Model_Year | 0.556
Moss_Landing_Las_Aguillas_SSN | Southern_PGAE_Flow_Battery_117 | Reliability_Capacity_In_Model_Year | 0.5 | Schindler_TB_1_SSN | Southern_PGAE_Solar_176 | Reliability_Capacity_In_Model_Year | 0.556
Moss_Landing_Las_Aguillas_SSN | Southern_PGAE_Flow_Battery_124 | Reliability_Capacity_In_Model_Year | 0.5 | Semitropic_Midway_SSN | Southern_PGAE_Flow_Battery_52 | Reliability_Capacity_In_Model_Year | 0.5
Moss_Landing_Las_Aguillas_SSN | Southern_PGAE_Flow_Battery_148 | Reliability_Capacity_In_Model_Year | 0.5 | Semitropic_Midway_SSN | Southern_PGAE_Flow_Battery_74 | Reliability_Capacity_In_Model_Year | 0.5
Moss_Landing_Las_Aguillas_SSN | Southern_PGAE_Flow_Battery_164 | Reliability_Capacity_In_Model_Year | 0.5 | Semitropic_Midway_SSN | Southern_PGAE_Flow_Battery_75 | Reliability_Capacity_In_Model_Year | 0.5
Moss_Landing_Las_Aguillas_SSN | Southern_PGAE_Flow_Battery_168 | Reliability_Capacity_In_Model_Year | 0.5 | Semitropic_Midway_SSN | Southern_PGAE_Flow_Battery_79 | Reliability_Capacity_In_Model_Year | 0.5
Moss_Landing_Las_Aguillas_SSN | Southern_PGAE_Flow_Battery_170 | Reliability_Capacity_In_Model_Year | 0.5 | Semitropic_Midway_SSN | Southern_PGAE_Flow_Battery_102 | Reliability_Capacity_In_Model_Year | 0.5
Moss_Landing_Las_Aguillas_SSN | Southern_PGAE_Flow_Battery_174 | Reliability_Capacity_In_Model_Year | 0.5 | Semitropic_Midway_SSN | Southern_PGAE_Flow_Battery_118 | Reliability_Capacity_In_Model_Year | 0.5
Moss_Landing_Las_Aguillas_SSN | Southern_PGAE_Flow_Battery_176 | Reliability_Capacity_In_Model_Year | 0.5 | Semitropic_Midway_SSN | Northern_California_Flow_Battery_130 | Reliability_Capacity_In_Model_Year | 0.5
Moss_Landing_Las_Aguillas_SSN | Southern_PGAE_Li_Battery_4hr_43 | Reliability_Capacity_In_Model_Year | 0.5 | Semitropic_Midway_SSN | Southern_PGAE_Flow_Battery_136 | Reliability_Capacity_In_Model_Year | 0.5
Moss_Landing_Las_Aguillas_SSN | Southern_PGAE_Li_Battery_4hr_49 | Reliability_Capacity_In_Model_Year | 0.5 | Semitropic_Midway_SSN | Southern_PGAE_Flow_Battery_152 | Reliability_Capacity_In_Model_Year | 0.5
Moss_Landing_Las_Aguillas_SSN | Southern_PGAE_Li_Battery_4hr_69 | Reliability_Capacity_In_Model_Year | 0.5 | Semitropic_Midway_SSN | Southern_PGAE_Flow_Battery_173 | Reliability_Capacity_In_Model_Year | 0.5
Moss_Landing_Las_Aguillas_SSN | Southern_PGAE_Li_Battery_4hr_72 | Reliability_Capacity_In_Model_Year | 0.5 | Semitropic_Midway_SSN | Southern_PGAE_Flow_Battery_175 | Reliability_Capacity_In_Model_Year | 0.5
Moss_Landing_Las_Aguillas_SSN | Southern_PGAE_Li_Battery_4hr_93 | Reliability_Capacity_In_Model_Year | 0.5 | Semitropic_Midway_SSN | Southern_PGAE_Flow_Battery_177 | Reliability_Capacity_In_Model_Year | 0.5
Moss_Landing_Las_Aguillas_SSN | Southern_PGAE_Li_Battery_4hr_117 | Reliability_Capacity_In_Model_Year | 0.5 | Semitropic_Midway_SSN | Southern_PGAE_Li_Battery_4hr_52 | Reliability_Capacity_In_Model_Year | 0.5
Moss_Landing_Las_Aguillas_SSN | Southern_PGAE_Li_Battery_4hr_124 | Reliability_Capacity_In_Model_Year | 0.5 | Semitropic_Midway_SSN | Southern_PGAE_Li_Battery_4hr_74 | Reliability_Capacity_In_Model_Year | 0.5
Moss_Landing_Las_Aguillas_SSN | Southern_PGAE_Li_Battery_4hr_148 | Reliability_Capacity_In_Model_Year | 0.5 | Semitropic_Midway_SSN | Southern_PGAE_Li_Battery_4hr_75 | Reliability_Capacity_In_Model_Year | 0.5
Moss_Landing_Las_Aguillas_SSN | Southern_PGAE_Li_Battery_4hr_164 | Reliability_Capacity_In_Model_Year | 0.5 | Semitropic_Midway_SSN | Southern_PGAE_Li_Battery_4hr_79 | Reliability_Capacity_In_Model_Year | 0.5
Moss_Landing_Las_Aguillas_SSN | Southern_PGAE_Li_Battery_4hr_168 | Reliability_Capacity_In_Model_Year | 0.5 | Semitropic_Midway_SSN | Southern_PGAE_Li_Battery_4hr_102 | Reliability_Capacity_In_Model_Year | 0.5
Moss_Landing_Las_Aguillas_SSN | Southern_PGAE_Li_Battery_4hr_170 | Reliability_Capacity_In_Model_Year | 0.5 | Semitropic_Midway_SSN | Southern_PGAE_Li_Battery_4hr_118 | Reliability_Capacity_In_Model_Year | 0.5
Moss_Landing_Las_Aguillas_SSN | Southern_PGAE_Li_Battery_4hr_174 | Reliability_Capacity_In_Model_Year | 0.5 | Semitropic_Midway_SSN | Northern_California_Li_Battery_4hr_130 | Reliability_Capacity_In_Model_Year | 0.5
Moss_Landing_Las_Aguillas_SSN | Southern_PGAE_Li_Battery_4hr_176 | Reliability_Capacity_In_Model_Year | 0.5 | Semitropic_Midway_SSN | Southern_PGAE_Li_Battery_4hr_136 | Reliability_Capacity_In_Model_Year | 0.5
Moss_Landing_Las_Aguillas_SSN | Southern_PGAE_Li_Battery_8hr_43 | Reliability_Capacity_In_Model_Year | 0.5 | Semitropic_Midway_SSN | Southern_PGAE_Li_Battery_4hr_152 | Reliability_Capacity_In_Model_Year | 0.5
Moss_Landing_Las_Aguillas_SSN | Southern_PGAE_Li_Battery_8hr_49 | Reliability_Capacity_In_Model_Year | 0.5 | Semitropic_Midway_SSN | Southern_PGAE_Li_Battery_4hr_173 | Reliability_Capacity_In_Model_Year | 0.5
Moss_Landing_Las_Aguillas_SSN | Southern_PGAE_Li_Battery_8hr_69 | Reliability_Capacity_In_Model_Year | 0.5 | Semitropic_Midway_SSN | Southern_PGAE_Li_Battery_4hr_175 | Reliability_Capacity_In_Model_Year | 0.5
Moss_Landing_Las_Aguillas_SSN | Southern_PGAE_Li_Battery_8hr_72 | Reliability_Capacity_In_Model_Year | 0.5 | Semitropic_Midway_SSN | Southern_PGAE_Li_Battery_4hr_177 | Reliability_Capacity_In_Model_Year | 0.5
Moss_Landing_Las_Aguillas_SSN | Southern_PGAE_Li_Battery_8hr_93 | Reliability_Capacity_In_Model_Year | 0.5 | Semitropic_Midway_SSN | Southern_PGAE_Li_Battery_8hr_52 | Reliability_Capacity_In_Model_Year | 0.5
Moss_Landing_Las_Aguillas_SSN | Southern_PGAE_Li_Battery_8hr_117 | Reliability_Capacity_In_Model_Year | 0.5 | Semitropic_Midway_SSN | Southern_PGAE_Li_Battery_8hr_74 | Reliability_Capacity_In_Model_Year | 0.5
Moss_Landing_Las_Aguillas_SSN | Southern_PGAE_Li_Battery_8hr_124 | Reliability_Capacity_In_Model_Year | 0.5 | Semitropic_Midway_SSN | Southern_PGAE_Li_Battery_8hr_75 | Reliability_Capacity_In_Model_Year | 0.5
Moss_Landing_Las_Aguillas_SSN | Southern_PGAE_Li_Battery_8hr_148 | Reliability_Capacity_In_Model_Year | 0.5 | Semitropic_Midway_SSN | Southern_PGAE_Li_Battery_8hr_79 | Reliability_Capacity_In_Model_Year | 0.5
Moss_Landing_Las_Aguillas_SSN | Southern_PGAE_Li_Battery_8hr_164 | Reliability_Capacity_In_Model_Year | 0.5 | Semitropic_Midway_SSN | Southern_PGAE_Li_Battery_8hr_102 | Reliability_Capacity_In_Model_Year | 0.5
Moss_Landing_Las_Aguillas_SSN | Southern_PGAE_Li_Battery_8hr_168 | Reliability_Capacity_In_Model_Year | 0.5 | Semitropic_Midway_SSN | Southern_PGAE_Li_Battery_8hr_118 | Reliability_Capacity_In_Model_Year | 0.5
Moss_Landing_Las_Aguillas_SSN | Southern_PGAE_Li_Battery_8hr_170 | Reliability_Capacity_In_Model_Year | 0.5 | Semitropic_Midway_SSN | Northern_California_Li_Battery_8hr_130 | Reliability_Capacity_In_Model_Year | 0.5
Moss_Landing_Las_Aguillas_SSN | Southern_PGAE_Li_Battery_8hr_174 | Reliability_Capacity_In_Model_Year | 0.5 | Semitropic_Midway_SSN | Southern_PGAE_Li_Battery_8hr_136 | Reliability_Capacity_In_Model_Year | 0.5
Moss_Landing_Las_Aguillas_SSN | Southern_PGAE_Li_Battery_8hr_176 | Reliability_Capacity_In_Model_Year | 0.5 | Semitropic_Midway_SSN | Southern_PGAE_Li_Battery_8hr_152 | Reliability_Capacity_In_Model_Year | 0.5
Moss_Landing_Las_Aguillas_SSN | Southern_PGAE_Solar_43 | Reliability_Capacity_In_Model_Year | 0.556 | Semitropic_Midway_SSN | Southern_PGAE_Li_Battery_8hr_173 | Reliability_Capacity_In_Model_Year | 0.5
Moss_Landing_Las_Aguillas_SSN | Southern_PGAE_Solar_49 | Reliability_Capacity_In_Model_Year | 0.556 | Semitropic_Midway_SSN | Southern_PGAE_Li_Battery_8hr_175 | Reliability_Capacity_In_Model_Year | 0.5
Moss_Landing_Las_Aguillas_SSN | Southern_PGAE_Solar_69 | Reliability_Capacity_In_Model_Year | 0.556 | Semitropic_Midway_SSN | Southern_PGAE_Li_Battery_8hr_177 | Reliability_Capacity_In_Model_Year | 0.5
Moss_Landing_Las_Aguillas_SSN | Southern_PGAE_Solar_72 | Reliability_Capacity_In_Model_Year | 0.556 | Semitropic_Midway_SSN | Northern_California_Solar_130 | Reliability_Capacity_In_Model_Year | 0.556
Moss_Landing_Las_Aguillas_SSN | Southern_PGAE_Solar_93 | Reliability_Capacity_In_Model_Year | 0.556 | Semitropic_Midway_SSN | Southern_PGAE_Solar_52 | Reliability_Capacity_In_Model_Year | 0.556
Moss_Landing_Las_Aguillas_SSN | Southern_PGAE_Solar_117 | Reliability_Capacity_In_Model_Year | 0.556 | Semitropic_Midway_SSN | Southern_PGAE_Solar_74 | Reliability_Capacity_In_Model_Year | 0.556
Moss_Landing_Las_Aguillas_SSN | Southern_PGAE_Solar_124 | Reliability_Capacity_In_Model_Year | 0.556 | Semitropic_Midway_SSN | Southern_PGAE_Solar_75 | Reliability_Capacity_In_Model_Year | 0.556
Moss_Landing_Las_Aguillas_SSN | Southern_PGAE_Solar_148 | Reliability_Capacity_In_Model_Year | 0.556 | Semitropic_Midway_SSN | Southern_PGAE_Solar_79 | Reliability_Capacity_In_Model_Year | 0.556
Moss_Landing_Las_Aguillas_SSN | Southern_PGAE_Solar_164 | Reliability_Capacity_In_Model_Year | 0.556 | Semitropic_Midway_SSN | Southern_PGAE_Solar_102 | Reliability_Capacity_In_Model_Year | 0.556
Moss_Landing_Las_Aguillas_SSN | Southern_PGAE_Solar_168 | Reliability_Capacity_In_Model_Year | 0.556 | Semitropic_Midway_SSN | Southern_PGAE_Solar_118 | Reliability_Capacity_In_Model_Year | 0.556
Moss_Landing_Las_Aguillas_SSN | Southern_PGAE_Solar_170 | Reliability_Capacity_In_Model_Year | 0.556 | Semitropic_Midway_SSN | Southern_PGAE_Solar_136 | Reliability_Capacity_In_Model_Year | 0.556
Moss_Landing_Las_Aguillas_SSN | Southern_PGAE_Solar_174 | Reliability_Capacity_In_Model_Year | 0.556 | Semitropic_Midway_SSN | Southern_PGAE_Solar_152 | Reliability_Capacity_In_Model_Year | 0.556
Moss_Landing_Las_Aguillas_SSN | Southern_PGAE_Solar_176 | Reliability_Capacity_In_Model_Year | 0.556 | Semitropic_Midway_SSN | Southern_PGAE_Solar_173 | Reliability_Capacity_In_Model_Year | 0.556
Moss_Landing_Las_Aguillas_SSN | Moss_Landing_Las_Aguillas_group | Operational_New_Capacity_MW | 0 | Semitropic_Midway_SSN | Southern_PGAE_Solar_175 | Reliability_Capacity_In_Model_Year | 0.556
Mustang_Henrietta_HSN | Southern_PGAE_Flow_Battery_17 | Reliability_Capacity_In_Model_Year | 1 | Semitropic_Midway_SSN | Southern_PGAE_Solar_177 | Reliability_Capacity_In_Model_Year | 0.556
Mustang_Henrietta_HSN | Southern_PGAE_Flow_Battery_24 | Reliability_Capacity_In_Model_Year | 1 | Serrano_Alberhill_Valley_SSN | Arizona_Solar_55 | Reliability_Capacity_In_Model_Year | 0.427
Mustang_Henrietta_HSN | Southern_PGAE_Flow_Battery_27 | Reliability_Capacity_In_Model_Year | 1 | Serrano_Alberhill_Valley_SSN | Arizona_Solar_62 | Reliability_Capacity_In_Model_Year | 0.427
Mustang_Henrietta_HSN | Southern_PGAE_Flow_Battery_45 | Reliability_Capacity_In_Model_Year | 1 | Serrano_Alberhill_Valley_SSN | Arizona_Solar_77 | Reliability_Capacity_In_Model_Year | 0.427
Mustang_Henrietta_HSN | Southern_PGAE_Flow_Battery_69 | Reliability_Capacity_In_Model_Year | 1 | Serrano_Alberhill_Valley_SSN | Arizona_Solar_90 | Reliability_Capacity_In_Model_Year | 0.427
Mustang_Henrietta_HSN | Southern_PGAE_Flow_Battery_93 | Reliability_Capacity_In_Model_Year | 1 | Serrano_Alberhill_Valley_SSN | Baja_California_Wind_133 | Reliability_Capacity_In_Model_Year | 0.112
Mustang_Henrietta_HSN | Southern_PGAE_Flow_Battery_99 | Reliability_Capacity_In_Model_Year | 1 | Serrano_Alberhill_Valley_SSN | Riverside_Flow_Battery_9 | Reliability_Capacity_In_Model_Year | 0.5
Mustang_Henrietta_HSN | Northern_California_Flow_Battery_113 | Reliability_Capacity_In_Model_Year | 1 | Serrano_Alberhill_Valley_SSN | Arizona_Flow_Battery_55 | Reliability_Capacity_In_Model_Year | 0.5
Mustang_Henrietta_HSN | Southern_PGAE_Flow_Battery_124 | Reliability_Capacity_In_Model_Year | 1 | Serrano_Alberhill_Valley_SSN | Arizona_Flow_Battery_62 | Reliability_Capacity_In_Model_Year | 0.5
Mustang_Henrietta_HSN | Southern_PGAE_Li_Battery_4hr_17 | Reliability_Capacity_In_Model_Year | 1 | Serrano_Alberhill_Valley_SSN | Greater_Imperial_Flow_Battery_63 | Reliability_Capacity_In_Model_Year | 0.5
Mustang_Henrietta_HSN | Southern_PGAE_Li_Battery_4hr_24 | Reliability_Capacity_In_Model_Year | 1 | Serrano_Alberhill_Valley_SSN | Arizona_Flow_Battery_77 | Reliability_Capacity_In_Model_Year | 0.5
Mustang_Henrietta_HSN | Southern_PGAE_Li_Battery_4hr_27 | Reliability_Capacity_In_Model_Year | 1 | Serrano_Alberhill_Valley_SSN | Arizona_Flow_Battery_90 | Reliability_Capacity_In_Model_Year | 0.5
Mustang_Henrietta_HSN | Southern_PGAE_Li_Battery_4hr_45 | Reliability_Capacity_In_Model_Year | 1 | Serrano_Alberhill_Valley_SSN | Greater_Imperial_Flow_Battery_107 | Reliability_Capacity_In_Model_Year | 0.5
Mustang_Henrietta_HSN | Southern_PGAE_Li_Battery_4hr_69 | Reliability_Capacity_In_Model_Year | 1 | Serrano_Alberhill_Valley_SSN | Greater_Imperial_Flow_Battery_133 | Reliability_Capacity_In_Model_Year | 0.5
Mustang_Henrietta_HSN | Southern_PGAE_Li_Battery_4hr_93 | Reliability_Capacity_In_Model_Year | 1 | Serrano_Alberhill_Valley_SSN | Riverside_Li_Battery_4hr_9 | Reliability_Capacity_In_Model_Year | 0.5
Mustang_Henrietta_HSN | Southern_PGAE_Li_Battery_4hr_99 | Reliability_Capacity_In_Model_Year | 1 | Serrano_Alberhill_Valley_SSN | Arizona_Li_Battery_4hr_55 | Reliability_Capacity_In_Model_Year | 0.5
Mustang_Henrietta_HSN | Northern_California_Li_Battery_4hr_113 | Reliability_Capacity_In_Model_Year | 1 | Serrano_Alberhill_Valley_SSN | Arizona_Li_Battery_4hr_62 | Reliability_Capacity_In_Model_Year | 0.5
Mustang_Henrietta_HSN | Southern_PGAE_Li_Battery_4hr_124 | Reliability_Capacity_In_Model_Year | 1 | Serrano_Alberhill_Valley_SSN | Greater_Imperial_Li_Battery_4hr_63 | Reliability_Capacity_In_Model_Year | 0.5
Mustang_Henrietta_HSN | Southern_PGAE_Li_Battery_8hr_17 | Reliability_Capacity_In_Model_Year | 1 | Serrano_Alberhill_Valley_SSN | Arizona_Li_Battery_4hr_77 | Reliability_Capacity_In_Model_Year | 0.5
Mustang_Henrietta_HSN | Southern_PGAE_Li_Battery_8hr_24 | Reliability_Capacity_In_Model_Year | 1 | Serrano_Alberhill_Valley_SSN | Arizona_Li_Battery_4hr_90 | Reliability_Capacity_In_Model_Year | 0.5
Mustang_Henrietta_HSN | Southern_PGAE_Li_Battery_8hr_27 | Reliability_Capacity_In_Model_Year | 1 | Serrano_Alberhill_Valley_SSN | Greater_Imperial_Li_Battery_4hr_107 | Reliability_Capacity_In_Model_Year | 0.5
Mustang_Henrietta_HSN | Southern_PGAE_Li_Battery_8hr_45 | Reliability_Capacity_In_Model_Year | 1 | Serrano_Alberhill_Valley_SSN | Greater_Imperial_Li_Battery_4hr_133 | Reliability_Capacity_In_Model_Year | 0.5
Mustang_Henrietta_HSN | Southern_PGAE_Li_Battery_8hr_69 | Reliability_Capacity_In_Model_Year | 1 | Serrano_Alberhill_Valley_SSN | Riverside_Li_Battery_8hr_9 | Reliability_Capacity_In_Model_Year | 0.5
Mustang_Henrietta_HSN | Southern_PGAE_Li_Battery_8hr_93 | Reliability_Capacity_In_Model_Year | 1 | Serrano_Alberhill_Valley_SSN | Arizona_Li_Battery_8hr_55 | Reliability_Capacity_In_Model_Year | 0.5
Mustang_Henrietta_HSN | Southern_PGAE_Li_Battery_8hr_99 | Reliability_Capacity_In_Model_Year | 1 | Serrano_Alberhill_Valley_SSN | Arizona_Li_Battery_8hr_62 | Reliability_Capacity_In_Model_Year | 0.5
Mustang_Henrietta_HSN | Northern_California_Li_Battery_8hr_113 | Reliability_Capacity_In_Model_Year | 1 | Serrano_Alberhill_Valley_SSN | Greater_Imperial_Li_Battery_8hr_63 | Reliability_Capacity_In_Model_Year | 0.5
Mustang_Henrietta_HSN | Southern_PGAE_Li_Battery_8hr_124 | Reliability_Capacity_In_Model_Year | 1 | Serrano_Alberhill_Valley_SSN | Arizona_Li_Battery_8hr_77 | Reliability_Capacity_In_Model_Year | 0.5
Mustang_Henrietta_HSN | Central_Valley_North_Los_Banos_Wind_17 | Reliability_Capacity_In_Model_Year | 0.665 | Serrano_Alberhill_Valley_SSN | Arizona_Li_Battery_8hr_90 | Reliability_Capacity_In_Model_Year | 0.5
Mustang_Henrietta_HSN | Morro_Bay_Offshore_Wind_Asset | Reliability_Capacity_In_Model_Year | 1 | Serrano_Alberhill_Valley_SSN | Greater_Imperial_Li_Battery_8hr_107 | Reliability_Capacity_In_Model_Year | 0.5
Mustang_Henrietta_HSN | Northern_California_Solar_113 | Reliability_Capacity_In_Model_Year | 0.1 | Serrano_Alberhill_Valley_SSN | Greater_Imperial_Li_Battery_8hr_133 | Reliability_Capacity_In_Model_Year | 0.5
Mustang_Henrietta_HSN | Southern_PGAE_Solar_17 | Reliability_Capacity_In_Model_Year | 0.1 | Serrano_Alberhill_Valley_SSN | Riverside_West_Pumped_Storage_9 | Reliability_Capacity_In_Model_Year | 0.5
Mustang_Henrietta_HSN | Southern_PGAE_Solar_24 | Reliability_Capacity_In_Model_Year | 0.1 | Serrano_Alberhill_Valley_SSN | Greater_Imperial_Geothermal_63 | Reliability_Capacity_In_Model_Year | 1
Mustang_Henrietta_HSN | Southern_PGAE_Solar_27 | Reliability_Capacity_In_Model_Year | 0.1 | Serrano_Alberhill_Valley_SSN | Greater_Imperial_Solar_63 | Reliability_Capacity_In_Model_Year | 0.427
Mustang_Henrietta_HSN | Southern_PGAE_Solar_45 | Reliability_Capacity_In_Model_Year | 0.1 | Serrano_Alberhill_Valley_SSN | Greater_Imperial_Solar_107 | Reliability_Capacity_In_Model_Year | 0.427
Mustang_Henrietta_HSN | Southern_PGAE_Solar_69 | Reliability_Capacity_In_Model_Year | 0.1 | Serrano_Alberhill_Valley_SSN | Greater_Imperial_Solar_133 | Reliability_Capacity_In_Model_Year | 0.427
Mustang_Henrietta_HSN | Southern_PGAE_Solar_93 | Reliability_Capacity_In_Model_Year | 0.1 | Serrano_Alberhill_Valley_SSN | Inyokern_North_Kramer_Geothermal_9 | Reliability_Capacity_In_Model_Year | 1
Mustang_Henrietta_HSN | Southern_PGAE_Solar_99 | Reliability_Capacity_In_Model_Year | 0.1 | Serrano_Alberhill_Valley_SSN | New_Mexico_Wind_55 | Reliability_Capacity_In_Model_Year | 0.35
Mustang_Henrietta_HSN | Southern_PGAE_Solar_124 | Reliability_Capacity_In_Model_Year | 0.1 | Serrano_Alberhill_Valley_SSN | Riverside_Solar_9 | Reliability_Capacity_In_Model_Year | 0.427
Mustang_Henrietta_HSN | Diablo_Midway_4_group | Operational_New_Capacity_MW | -0.60097 | Silvergate_Bay_Blvd_SSN | Baja_California_Wind_133 | Reliability_Capacity_In_Model_Year | 0.112
Mustang_Henrietta_offpeak | Southern_PGAE_Flow_Battery_17 | Operational_New_Capacity_MW | -1 | Silvergate_Bay_Blvd_SSN | Greater_Imperial_Flow_Battery_107 | Reliability_Capacity_In_Model_Year | 0.5
Mustang_Henrietta_offpeak | Southern_PGAE_Flow_Battery_24 | Operational_New_Capacity_MW | -1 | Silvergate_Bay_Blvd_SSN | Greater_Imperial_Flow_Battery_108 | Reliability_Capacity_In_Model_Year | 0.5
Mustang_Henrietta_offpeak | Southern_PGAE_Flow_Battery_27 | Operational_New_Capacity_MW | -1 | Silvergate_Bay_Blvd_SSN | Greater_Imperial_Flow_Battery_133 | Reliability_Capacity_In_Model_Year | 0.5
Mustang_Henrietta_offpeak | Southern_PGAE_Flow_Battery_45 | Operational_New_Capacity_MW | -1 | Silvergate_Bay_Blvd_SSN | Greater_Imperial_Li_Battery_4hr_107 | Reliability_Capacity_In_Model_Year | 0.5
Mustang_Henrietta_offpeak | Southern_PGAE_Flow_Battery_69 | Operational_New_Capacity_MW | -1 | Silvergate_Bay_Blvd_SSN | Greater_Imperial_Li_Battery_4hr_108 | Reliability_Capacity_In_Model_Year | 0.5
Mustang_Henrietta_offpeak | Southern_PGAE_Flow_Battery_93 | Operational_New_Capacity_MW | -1 | Silvergate_Bay_Blvd_SSN | Greater_Imperial_Li_Battery_4hr_133 | Reliability_Capacity_In_Model_Year | 0.5
Mustang_Henrietta_offpeak | Southern_PGAE_Flow_Battery_99 | Operational_New_Capacity_MW | -1 | Silvergate_Bay_Blvd_SSN | Greater_Imperial_Li_Battery_8hr_107 | Reliability_Capacity_In_Model_Year | 0.5
Mustang_Henrietta_offpeak | Northern_California_Flow_Battery_113 | Operational_New_Capacity_MW | -1 | Silvergate_Bay_Blvd_SSN | Greater_Imperial_Li_Battery_8hr_108 | Reliability_Capacity_In_Model_Year | 0.5
Mustang_Henrietta_offpeak | Southern_PGAE_Flow_Battery_124 | Operational_New_Capacity_MW | -1 | Silvergate_Bay_Blvd_SSN | Greater_Imperial_Li_Battery_8hr_133 | Reliability_Capacity_In_Model_Year | 0.5
Mustang_Henrietta_offpeak | Southern_PGAE_Li_Battery_4hr_17 | Operational_New_Capacity_MW | -1 | Silvergate_Bay_Blvd_SSN | Greater_Imperial_Solar_107 | Reliability_Capacity_In_Model_Year | 0.427
Mustang_Henrietta_offpeak | Southern_PGAE_Li_Battery_4hr_24 | Operational_New_Capacity_MW | -1 | Silvergate_Bay_Blvd_SSN | Greater_Imperial_Solar_108 | Reliability_Capacity_In_Model_Year | 0.427
Mustang_Henrietta_offpeak | Southern_PGAE_Li_Battery_4hr_27 | Operational_New_Capacity_MW | -1 | Silvergate_Bay_Blvd_SSN | Greater_Imperial_Solar_133 | Reliability_Capacity_In_Model_Year | 0.427
Mustang_Henrietta_offpeak | Southern_PGAE_Li_Battery_4hr_45 | Operational_New_Capacity_MW | -1 | Silvergate_Bay_Blvd_SSN | Greater_Imperial_Wind_108 | Reliability_Capacity_In_Model_Year | 0.208
Mustang_Henrietta_offpeak | Southern_PGAE_Li_Battery_4hr_69 | Operational_New_Capacity_MW | -1 | Silvergate_Old_Town_SSN | Baja_California_Wind_133 | Reliability_Capacity_In_Model_Year | 0.112
Mustang_Henrietta_offpeak | Southern_PGAE_Li_Battery_4hr_93 | Operational_New_Capacity_MW | -1 | Silvergate_Old_Town_SSN | Greater_Imperial_Flow_Battery_108 | Reliability_Capacity_In_Model_Year | 0.5
Mustang_Henrietta_offpeak | Southern_PGAE_Li_Battery_4hr_99 | Operational_New_Capacity_MW | -1 | Silvergate_Old_Town_SSN | Greater_Imperial_Flow_Battery_133 | Reliability_Capacity_In_Model_Year | 0.5
Mustang_Henrietta_offpeak | Northern_California_Li_Battery_4hr_113 | Operational_New_Capacity_MW | -1 | Silvergate_Old_Town_SSN | Greater_Imperial_Li_Battery_4hr_108 | Reliability_Capacity_In_Model_Year | 0.5
Mustang_Henrietta_offpeak | Southern_PGAE_Li_Battery_4hr_124 | Operational_New_Capacity_MW | -1 | Silvergate_Old_Town_SSN | Greater_Imperial_Li_Battery_4hr_133 | Reliability_Capacity_In_Model_Year | 0.5
Mustang_Henrietta_offpeak | Southern_PGAE_Li_Battery_8hr_17 | Operational_New_Capacity_MW | -1 | Silvergate_Old_Town_SSN | Greater_Imperial_Li_Battery_8hr_108 | Reliability_Capacity_In_Model_Year | 0.5
Mustang_Henrietta_offpeak | Southern_PGAE_Li_Battery_8hr_24 | Operational_New_Capacity_MW | -1 | Silvergate_Old_Town_SSN | Greater_Imperial_Li_Battery_8hr_133 | Reliability_Capacity_In_Model_Year | 0.5
Mustang_Henrietta_offpeak | Southern_PGAE_Li_Battery_8hr_27 | Operational_New_Capacity_MW | -1 | Silvergate_Old_Town_SSN | Greater_Imperial_Solar_108 | Reliability_Capacity_In_Model_Year | 0.427
Mustang_Henrietta_offpeak | Southern_PGAE_Li_Battery_8hr_45 | Operational_New_Capacity_MW | -1 | Silvergate_Old_Town_SSN | Greater_Imperial_Solar_133 | Reliability_Capacity_In_Model_Year | 0.427
Mustang_Henrietta_offpeak | Southern_PGAE_Li_Battery_8hr_69 | Operational_New_Capacity_MW | -1 | Silvergate_Old_Town_SSN | Greater_Imperial_Wind_108 | Reliability_Capacity_In_Model_Year | 0.208
Mustang_Henrietta_offpeak | Southern_PGAE_Li_Battery_8hr_93 | Operational_New_Capacity_MW | -1 | Smyrna _Q1984_SSN | Southern_PGAE_Flow_Battery_118 | Reliability_Capacity_In_Model_Year | 0.5
Mustang_Henrietta_offpeak | Southern_PGAE_Li_Battery_8hr_99 | Operational_New_Capacity_MW | -1 | Smyrna _Q1984_SSN | Southern_PGAE_Flow_Battery_175 | Reliability_Capacity_In_Model_Year | 0.5
Mustang_Henrietta_offpeak | Northern_California_Li_Battery_8hr_113 | Operational_New_Capacity_MW | -1 | Smyrna _Q1984_SSN | Southern_PGAE_Li_Battery_4hr_118 | Reliability_Capacity_In_Model_Year | 0.5
Mustang_Henrietta_offpeak | Southern_PGAE_Li_Battery_8hr_124 | Operational_New_Capacity_MW | -1 | Smyrna _Q1984_SSN | Southern_PGAE_Li_Battery_4hr_175 | Reliability_Capacity_In_Model_Year | 0.5
Mustang_Henrietta_offpeak | Central_Valley_North_Los_Banos_Wind_17 | Operational_New_Capacity_MW | 0.44 | Smyrna _Q1984_SSN | Southern_PGAE_Li_Battery_8hr_118 | Reliability_Capacity_In_Model_Year | 0.5
Mustang_Henrietta_offpeak | Morro_Bay_Offshore_Wind_Asset | Operational_New_Capacity_MW | 1 | Smyrna _Q1984_SSN | Southern_PGAE_Li_Battery_8hr_175 | Reliability_Capacity_In_Model_Year | 0.5
Mustang_Henrietta_offpeak | Northern_California_Solar_113 | Operational_New_Capacity_MW | 0.79 | Smyrna _Q1984_SSN | Southern_PGAE_Solar_118 | Reliability_Capacity_In_Model_Year | 0.556
Mustang_Henrietta_offpeak | Southern_PGAE_Solar_17 | Operational_New_Capacity_MW | 0.79 | Smyrna _Q1984_SSN | Southern_PGAE_Solar_175 | Reliability_Capacity_In_Model_Year | 0.556
Mustang_Henrietta_offpeak | Southern_PGAE_Solar_24 | Operational_New_Capacity_MW | 0.79 | Sobrante_Moraga_SSN | Northern_California_Flow_Battery_73 | Reliability_Capacity_In_Model_Year | 0.5
Mustang_Henrietta_offpeak | Southern_PGAE_Solar_27 | Operational_New_Capacity_MW | 0.79 | Sobrante_Moraga_SSN | Northern_California_Flow_Battery_82 | Reliability_Capacity_In_Model_Year | 0.5
Mustang_Henrietta_offpeak | Southern_PGAE_Solar_45 | Operational_New_Capacity_MW | 0.79 | Sobrante_Moraga_SSN | Northern_California_Flow_Battery_113 | Reliability_Capacity_In_Model_Year | 0.5
Mustang_Henrietta_offpeak | Southern_PGAE_Solar_69 | Operational_New_Capacity_MW | 0.79 | Sobrante_Moraga_SSN | Northern_California_Flow_Battery_116 | Reliability_Capacity_In_Model_Year | 0.5
Mustang_Henrietta_offpeak | Southern_PGAE_Solar_93 | Operational_New_Capacity_MW | 0.79 | Sobrante_Moraga_SSN | Northern_California_Flow_Battery_127 | Reliability_Capacity_In_Model_Year | 0.5
Mustang_Henrietta_offpeak | Southern_PGAE_Solar_99 | Operational_New_Capacity_MW | 0.79 | Sobrante_Moraga_SSN | Northern_California_Flow_Battery_150 | Reliability_Capacity_In_Model_Year | 0.5
Mustang_Henrietta_offpeak | Southern_PGAE_Solar_124 | Operational_New_Capacity_MW | 0.79 | Sobrante_Moraga_SSN | Northern_California_Flow_Battery_155 | Reliability_Capacity_In_Model_Year | 0.5
Mustang_Henrietta_offpeak | Diablo_Midway_4_group | Operational_New_Capacity_MW | -0.60097 | Sobrante_Moraga_SSN | Northern_California_Flow_Battery_158 | Reliability_Capacity_In_Model_Year | 0.5
Mustang_Henrietta_SSN | Southern_PGAE_Flow_Battery_17 | Reliability_Capacity_In_Model_Year | 0.5 | Sobrante_Moraga_SSN | Northern_California_Li_Battery_4hr_73 | Reliability_Capacity_In_Model_Year | 0.5
Mustang_Henrietta_SSN | Southern_PGAE_Flow_Battery_24 | Reliability_Capacity_In_Model_Year | 0.5 | Sobrante_Moraga_SSN | Northern_California_Li_Battery_4hr_82 | Reliability_Capacity_In_Model_Year | 0.5
Mustang_Henrietta_SSN | Southern_PGAE_Flow_Battery_27 | Reliability_Capacity_In_Model_Year | 0.5 | Sobrante_Moraga_SSN | Northern_California_Li_Battery_4hr_113 | Reliability_Capacity_In_Model_Year | 0.5
Mustang_Henrietta_SSN | Southern_PGAE_Flow_Battery_45 | Reliability_Capacity_In_Model_Year | 0.5 | Sobrante_Moraga_SSN | Northern_California_Li_Battery_4hr_116 | Reliability_Capacity_In_Model_Year | 0.5
Mustang_Henrietta_SSN | Southern_PGAE_Flow_Battery_69 | Reliability_Capacity_In_Model_Year | 0.5 | Sobrante_Moraga_SSN | Northern_California_Li_Battery_4hr_127 | Reliability_Capacity_In_Model_Year | 0.5
Mustang_Henrietta_SSN | Southern_PGAE_Flow_Battery_93 | Reliability_Capacity_In_Model_Year | 0.5 | Sobrante_Moraga_SSN | Northern_California_Li_Battery_4hr_150 | Reliability_Capacity_In_Model_Year | 0.5
Mustang_Henrietta_SSN | Southern_PGAE_Flow_Battery_99 | Reliability_Capacity_In_Model_Year | 0.5 | Sobrante_Moraga_SSN | Northern_California_Li_Battery_4hr_155 | Reliability_Capacity_In_Model_Year | 0.5
Mustang_Henrietta_SSN | Northern_California_Flow_Battery_113 | Reliability_Capacity_In_Model_Year | 0.5 | Sobrante_Moraga_SSN | Northern_California_Li_Battery_4hr_158 | Reliability_Capacity_In_Model_Year | 0.5
Mustang_Henrietta_SSN | Southern_PGAE_Flow_Battery_124 | Reliability_Capacity_In_Model_Year | 0.5 | Sobrante_Moraga_SSN | Northern_California_Li_Battery_8hr_73 | Reliability_Capacity_In_Model_Year | 0.5
Mustang_Henrietta_SSN | Southern_PGAE_Li_Battery_4hr_17 | Reliability_Capacity_In_Model_Year | 0.5 | Sobrante_Moraga_SSN | Northern_California_Li_Battery_8hr_82 | Reliability_Capacity_In_Model_Year | 0.5
Mustang_Henrietta_SSN | Southern_PGAE_Li_Battery_4hr_24 | Reliability_Capacity_In_Model_Year | 0.5 | Sobrante_Moraga_SSN | Northern_California_Li_Battery_8hr_113 | Reliability_Capacity_In_Model_Year | 0.5
Mustang_Henrietta_SSN | Southern_PGAE_Li_Battery_4hr_27 | Reliability_Capacity_In_Model_Year | 0.5 | Sobrante_Moraga_SSN | Northern_California_Li_Battery_8hr_116 | Reliability_Capacity_In_Model_Year | 0.5
Mustang_Henrietta_SSN | Southern_PGAE_Li_Battery_4hr_45 | Reliability_Capacity_In_Model_Year | 0.5 | Sobrante_Moraga_SSN | Northern_California_Li_Battery_8hr_127 | Reliability_Capacity_In_Model_Year | 0.5
Mustang_Henrietta_SSN | Southern_PGAE_Li_Battery_4hr_69 | Reliability_Capacity_In_Model_Year | 0.5 | Sobrante_Moraga_SSN | Northern_California_Li_Battery_8hr_150 | Reliability_Capacity_In_Model_Year | 0.5
Mustang_Henrietta_SSN | Southern_PGAE_Li_Battery_4hr_93 | Reliability_Capacity_In_Model_Year | 0.5 | Sobrante_Moraga_SSN | Northern_California_Li_Battery_8hr_155 | Reliability_Capacity_In_Model_Year | 0.5
Mustang_Henrietta_SSN | Southern_PGAE_Li_Battery_4hr_99 | Reliability_Capacity_In_Model_Year | 0.5 | Sobrante_Moraga_SSN | Northern_California_Li_Battery_8hr_158 | Reliability_Capacity_In_Model_Year | 0.5
Mustang_Henrietta_SSN | Northern_California_Li_Battery_4hr_113 | Reliability_Capacity_In_Model_Year | 0.5 | Sobrante_Moraga_SSN | Northern_California_Solar_73 | Reliability_Capacity_In_Model_Year | 0.556
Mustang_Henrietta_SSN | Southern_PGAE_Li_Battery_4hr_124 | Reliability_Capacity_In_Model_Year | 0.5 | Sobrante_Moraga_SSN | Northern_California_Solar_82 | Reliability_Capacity_In_Model_Year | 0.556
Mustang_Henrietta_SSN | Southern_PGAE_Li_Battery_8hr_17 | Reliability_Capacity_In_Model_Year | 0.5 | Sobrante_Moraga_SSN | Northern_California_Solar_113 | Reliability_Capacity_In_Model_Year | 0.556
Mustang_Henrietta_SSN | Southern_PGAE_Li_Battery_8hr_24 | Reliability_Capacity_In_Model_Year | 0.5 | Sobrante_Moraga_SSN | Northern_California_Solar_116 | Reliability_Capacity_In_Model_Year | 0.556
Mustang_Henrietta_SSN | Southern_PGAE_Li_Battery_8hr_27 | Reliability_Capacity_In_Model_Year | 0.5 | Sobrante_Moraga_SSN | Northern_California_Solar_127 | Reliability_Capacity_In_Model_Year | 0.556
Mustang_Henrietta_SSN | Southern_PGAE_Li_Battery_8hr_45 | Reliability_Capacity_In_Model_Year | 0.5 | Sobrante_Moraga_SSN | Northern_California_Solar_150 | Reliability_Capacity_In_Model_Year | 0.556
Mustang_Henrietta_SSN | Southern_PGAE_Li_Battery_8hr_69 | Reliability_Capacity_In_Model_Year | 0.5 | Sobrante_Moraga_SSN | Northern_California_Solar_155 | Reliability_Capacity_In_Model_Year | 0.556
Mustang_Henrietta_SSN | Southern_PGAE_Li_Battery_8hr_93 | Reliability_Capacity_In_Model_Year | 0.5 | Sobrante_Moraga_SSN | Northern_California_Solar_158 | Reliability_Capacity_In_Model_Year | 0.556
Mustang_Henrietta_SSN | Southern_PGAE_Li_Battery_8hr_99 | Reliability_Capacity_In_Model_Year | 0.5 | 0 | Tehachapi_Flow_Battery_101 | Reliability_Capacity_In_Model_Year | 0.5
Mustang_Henrietta_SSN | Northern_California_Li_Battery_8hr_113 | Reliability_Capacity_In_Model_Year | 0.5 | 0 | Tehachapi_Li_Battery_4hr_101 | Reliability_Capacity_In_Model_Year | 0.5
Mustang_Henrietta_SSN | Southern_PGAE_Li_Battery_8hr_124 | Reliability_Capacity_In_Model_Year | 0.5 | 0 | Tehachapi_Li_Battery_8hr_101 | Reliability_Capacity_In_Model_Year | 0.5
Mustang_Henrietta_SSN | Central_Valley_North_Los_Banos_Wind_17 | Reliability_Capacity_In_Model_Year | 0.163 | 0 | Tehachapi_Solar_101 | Reliability_Capacity_In_Model_Year | 0.427
Mustang_Henrietta_SSN | Morro_Bay_Offshore_Wind_Asset | Reliability_Capacity_In_Model_Year | 0.49 | South_Magunden_On_Peak_SSN | Tehachapi_Flow_Battery_28 | Reliability_Capacity_In_Model_Year | 0.5
Mustang_Henrietta_SSN | Northern_California_Solar_113 | Reliability_Capacity_In_Model_Year | 0.556 | South_Magunden_On_Peak_SSN | Greater_LA_Flow_Battery_58 | Reliability_Capacity_In_Model_Year | 0.5
Mustang_Henrietta_SSN | Southern_PGAE_Solar_17 | Reliability_Capacity_In_Model_Year | 0.556 | South_Magunden_On_Peak_SSN | Tehachapi_Flow_Battery_78 | Reliability_Capacity_In_Model_Year | 0.5
Mustang_Henrietta_SSN | Southern_PGAE_Solar_24 | Reliability_Capacity_In_Model_Year | 0.556 | South_Magunden_On_Peak_SSN | Tehachapi_Flow_Battery_101 | Reliability_Capacity_In_Model_Year | 0.5
Mustang_Henrietta_SSN | Southern_PGAE_Solar_27 | Reliability_Capacity_In_Model_Year | 0.556 | South_Magunden_On_Peak_SSN | Tehachapi_Li_Battery_4hr_28 | Reliability_Capacity_In_Model_Year | 0.5
Mustang_Henrietta_SSN | Southern_PGAE_Solar_45 | Reliability_Capacity_In_Model_Year | 0.556 | South_Magunden_On_Peak_SSN | Greater_LA_Li_Battery_4hr_58 | Reliability_Capacity_In_Model_Year | 0.5
Mustang_Henrietta_SSN | Southern_PGAE_Solar_69 | Reliability_Capacity_In_Model_Year | 0.556 | South_Magunden_On_Peak_SSN | Tehachapi_Li_Battery_4hr_78 | Reliability_Capacity_In_Model_Year | 0.5
Mustang_Henrietta_SSN | Southern_PGAE_Solar_93 | Reliability_Capacity_In_Model_Year | 0.556 | South_Magunden_On_Peak_SSN | Tehachapi_Li_Battery_4hr_101 | Reliability_Capacity_In_Model_Year | 0.5
Mustang_Henrietta_SSN | Southern_PGAE_Solar_99 | Reliability_Capacity_In_Model_Year | 0.556 | South_Magunden_On_Peak_SSN | Tehachapi_Li_Battery_8hr_28 | Reliability_Capacity_In_Model_Year | 0.5
Mustang_Henrietta_SSN | Southern_PGAE_Solar_124 | Reliability_Capacity_In_Model_Year | 0.556 | South_Magunden_On_Peak_SSN | Greater_LA_Li_Battery_8hr_58 | Reliability_Capacity_In_Model_Year | 0.5
Mustang_Henrietta_SSN | Diablo_Midway_4_group | Operational_New_Capacity_MW | -0.60097 | South_Magunden_On_Peak_SSN | Tehachapi_Li_Battery_8hr_78 | Reliability_Capacity_In_Model_Year | 0.5
Newark_Los_Esteros_HSN | Northern_California_Flow_Battery_41 | Reliability_Capacity_In_Model_Year | 1 | South_Magunden_On_Peak_SSN | Tehachapi_Li_Battery_8hr_101 | Reliability_Capacity_In_Model_Year | 0.5
Newark_Los_Esteros_HSN | Northern_California_Flow_Battery_57 | Reliability_Capacity_In_Model_Year | 1 | South_Magunden_On_Peak_SSN | Greater_LA_Solar_58 | Reliability_Capacity_In_Model_Year | 0.427
Newark_Los_Esteros_HSN | Northern_California_Flow_Battery_73 | Reliability_Capacity_In_Model_Year | 1 | South_Magunden_On_Peak_SSN | Tehachapi_Solar_28 | Reliability_Capacity_In_Model_Year | 0.427
Newark_Los_Esteros_HSN | Northern_California_Flow_Battery_82 | Reliability_Capacity_In_Model_Year | 1 | South_Magunden_On_Peak_SSN | Tehachapi_Solar_78 | Reliability_Capacity_In_Model_Year | 0.427
Newark_Los_Esteros_HSN | Northern_California_Flow_Battery_96 | Reliability_Capacity_In_Model_Year | 1 | South_Magunden_On_Peak_SSN | Tehachapi_Solar_101 | Reliability_Capacity_In_Model_Year | 0.427
Newark_Los_Esteros_HSN | Southern_PGAE_Flow_Battery_99 | Reliability_Capacity_In_Model_Year | 1 | Talega_230_SSN | Riverside_Flow_Battery_129 | Reliability_Capacity_In_Model_Year | 0.5
Newark_Los_Esteros_HSN | Northern_California_Flow_Battery_113 | Reliability_Capacity_In_Model_Year | 1 | Talega_230_SSN | Riverside_Li_Battery_4hr_129 | Reliability_Capacity_In_Model_Year | 0.5
Newark_Los_Esteros_HSN | Northern_California_Flow_Battery_116 | Reliability_Capacity_In_Model_Year | 1 | Talega_230_SSN | Riverside_Li_Battery_8hr_129 | Reliability_Capacity_In_Model_Year | 0.5
Newark_Los_Esteros_HSN | Southern_PGAE_Flow_Battery_124 | Reliability_Capacity_In_Model_Year | 1 | Talega_230_SSN | San_Diego_Pumped_Storage_119 | Reliability_Capacity_In_Model_Year | 0.5
Newark_Los_Esteros_HSN | Northern_California_Li_Battery_4hr_41 | Reliability_Capacity_In_Model_Year | 1 | Talega_230_SSN | Riverside_Solar_129 | Reliability_Capacity_In_Model_Year | 0.427
Newark_Los_Esteros_HSN | Northern_California_Li_Battery_4hr_57 | Reliability_Capacity_In_Model_Year | 1 | Tesla_Bellota_SSN | Northern_California_Flow_Battery_41 | Reliability_Capacity_In_Model_Year | 0.5
Newark_Los_Esteros_HSN | Northern_California_Li_Battery_4hr_73 | Reliability_Capacity_In_Model_Year | 1 | Tesla_Bellota_SSN | Northern_California_Flow_Battery_57 | Reliability_Capacity_In_Model_Year | 0.5
Newark_Los_Esteros_HSN | Northern_California_Li_Battery_4hr_82 | Reliability_Capacity_In_Model_Year | 1 | Tesla_Bellota_SSN | Northern_California_Flow_Battery_68 | Reliability_Capacity_In_Model_Year | 0.5
Newark_Los_Esteros_HSN | Northern_California_Li_Battery_4hr_96 | Reliability_Capacity_In_Model_Year | 1 | Tesla_Bellota_SSN | Northern_California_Flow_Battery_73 | Reliability_Capacity_In_Model_Year | 0.5
Newark_Los_Esteros_HSN | Southern_PGAE_Li_Battery_4hr_99 | Reliability_Capacity_In_Model_Year | 1 | Tesla_Bellota_SSN | Northern_California_Flow_Battery_76 | Reliability_Capacity_In_Model_Year | 0.5
Newark_Los_Esteros_HSN | Northern_California_Li_Battery_4hr_113 | Reliability_Capacity_In_Model_Year | 1 | Tesla_Bellota_SSN | Northern_California_Flow_Battery_82 | Reliability_Capacity_In_Model_Year | 0.5
Newark_Los_Esteros_HSN | Northern_California_Li_Battery_4hr_116 | Reliability_Capacity_In_Model_Year | 1 | Tesla_Bellota_SSN | Northern_California_Flow_Battery_92 | Reliability_Capacity_In_Model_Year | 0.5
Newark_Los_Esteros_HSN | Southern_PGAE_Li_Battery_4hr_124 | Reliability_Capacity_In_Model_Year | 1 | Tesla_Bellota_SSN | Southern_PGAE_Flow_Battery_95 | Reliability_Capacity_In_Model_Year | 0.5
Newark_Los_Esteros_HSN | Northern_California_Li_Battery_8hr_41 | Reliability_Capacity_In_Model_Year | 1 | Tesla_Bellota_SSN | Northern_California_Flow_Battery_96 | Reliability_Capacity_In_Model_Year | 0.5
Newark_Los_Esteros_HSN | Northern_California_Li_Battery_8hr_57 | Reliability_Capacity_In_Model_Year | 1 | Tesla_Bellota_SSN | Southern_PGAE_Flow_Battery_99 | Reliability_Capacity_In_Model_Year | 0.5
Newark_Los_Esteros_HSN | Northern_California_Li_Battery_8hr_73 | Reliability_Capacity_In_Model_Year | 1 | Tesla_Bellota_SSN | Southern_PGAE_Flow_Battery_111 | Reliability_Capacity_In_Model_Year | 0.5
Newark_Los_Esteros_HSN | Northern_California_Li_Battery_8hr_82 | Reliability_Capacity_In_Model_Year | 1 | Tesla_Bellota_SSN | Northern_California_Flow_Battery_112 | Reliability_Capacity_In_Model_Year | 0.5
Newark_Los_Esteros_HSN | Northern_California_Li_Battery_8hr_96 | Reliability_Capacity_In_Model_Year | 1 | Tesla_Bellota_SSN | Northern_California_Flow_Battery_113 | Reliability_Capacity_In_Model_Year | 0.5
Newark_Los_Esteros_HSN | Southern_PGAE_Li_Battery_8hr_99 | Reliability_Capacity_In_Model_Year | 1 | Tesla_Bellota_SSN | Northern_California_Flow_Battery_114 | Reliability_Capacity_In_Model_Year | 0.5
Newark_Los_Esteros_HSN | Northern_California_Li_Battery_8hr_113 | Reliability_Capacity_In_Model_Year | 1 | Tesla_Bellota_SSN | Northern_California_Flow_Battery_116 | Reliability_Capacity_In_Model_Year | 0.5
Newark_Los_Esteros_HSN | Northern_California_Li_Battery_8hr_116 | Reliability_Capacity_In_Model_Year | 1 | Tesla_Bellota_SSN | Northern_California_Flow_Battery_122 | Reliability_Capacity_In_Model_Year | 0.5
Newark_Los_Esteros_HSN | Southern_PGAE_Li_Battery_8hr_124 | Reliability_Capacity_In_Model_Year | 1 | Tesla_Bellota_SSN | Southern_PGAE_Flow_Battery_124 | Reliability_Capacity_In_Model_Year | 0.5
Newark_Los_Esteros_HSN | Northern_California_Solar_41 | Reliability_Capacity_In_Model_Year | 0.1 | Tesla_Bellota_SSN | Northern_California_Flow_Battery_126 | Reliability_Capacity_In_Model_Year | 0.5
Newark_Los_Esteros_HSN | Northern_California_Solar_57 | Reliability_Capacity_In_Model_Year | 0.1 | Tesla_Bellota_SSN | Northern_California_Flow_Battery_135 | Reliability_Capacity_In_Model_Year | 0.5
Newark_Los_Esteros_HSN | Northern_California_Solar_73 | Reliability_Capacity_In_Model_Year | 0.1 | Tesla_Bellota_SSN | Northern_California_Flow_Battery_138 | Reliability_Capacity_In_Model_Year | 0.5
Newark_Los_Esteros_HSN | Northern_California_Solar_82 | Reliability_Capacity_In_Model_Year | 0.1 | Tesla_Bellota_SSN | Southern_PGAE_Flow_Battery_139 | Reliability_Capacity_In_Model_Year | 0.5
Newark_Los_Esteros_HSN | Northern_California_Solar_96 | Reliability_Capacity_In_Model_Year | 0.1 | Tesla_Bellota_SSN | Northern_California_Flow_Battery_141 | Reliability_Capacity_In_Model_Year | 0.5
Newark_Los_Esteros_HSN | Northern_California_Solar_113 | Reliability_Capacity_In_Model_Year | 0.1 | Tesla_Bellota_SSN | Northern_California_Flow_Battery_144 | Reliability_Capacity_In_Model_Year | 0.5
Newark_Los_Esteros_HSN | Northern_California_Solar_116 | Reliability_Capacity_In_Model_Year | 0.1 | Tesla_Bellota_SSN | Northern_California_Flow_Battery_149 | Reliability_Capacity_In_Model_Year | 0.5
Newark_Los_Esteros_HSN | Southern_PGAE_Solar_99 | Reliability_Capacity_In_Model_Year | 0.1 | Tesla_Bellota_SSN | Northern_California_Flow_Battery_155 | Reliability_Capacity_In_Model_Year | 0.5
Newark_Los_Esteros_HSN | Southern_PGAE_Solar_124 | Reliability_Capacity_In_Model_Year | 0.1 | Tesla_Bellota_SSN | Northern_California_Flow_Battery_157 | Reliability_Capacity_In_Model_Year | 0.5
Newark_Los_Esteros_HSN | Newark_Los_Esteros_group | Operational_New_Capacity_MW | -0.20115 | Tesla_Bellota_SSN | Northern_California_Flow_Battery_158 | Reliability_Capacity_In_Model_Year | 0.5
Newark_Los_Esteros_offpeak | Northern_California_Flow_Battery_41 | Operational_New_Capacity_MW | -1 | Tesla_Bellota_SSN | Northern_California_Flow_Battery_159 | Reliability_Capacity_In_Model_Year | 0.5
Newark_Los_Esteros_offpeak | Northern_California_Flow_Battery_57 | Operational_New_Capacity_MW | -1 | Tesla_Bellota_SSN | Southern_PGAE_Flow_Battery_161 | Reliability_Capacity_In_Model_Year | 0.5
Newark_Los_Esteros_offpeak | Northern_California_Flow_Battery_73 | Operational_New_Capacity_MW | -1 | Tesla_Bellota_SSN | Southern_PGAE_Flow_Battery_163 | Reliability_Capacity_In_Model_Year | 0.5
Newark_Los_Esteros_offpeak | Northern_California_Flow_Battery_82 | Operational_New_Capacity_MW | -1 | Tesla_Bellota_SSN | Northern_California_Flow_Battery_166 | Reliability_Capacity_In_Model_Year | 0.5
Newark_Los_Esteros_offpeak | Northern_California_Flow_Battery_96 | Operational_New_Capacity_MW | -1 | Tesla_Bellota_SSN | Northern_California_Flow_Battery_172 | Reliability_Capacity_In_Model_Year | 0.5
Newark_Los_Esteros_offpeak | Southern_PGAE_Flow_Battery_99 | Operational_New_Capacity_MW | -1 | Tesla_Bellota_SSN | Northern_California_Flow_Battery_179 | Reliability_Capacity_In_Model_Year | 0.5
Newark_Los_Esteros_offpeak | Northern_California_Flow_Battery_113 | Operational_New_Capacity_MW | -1 | Tesla_Bellota_SSN | Northern_California_Li_Battery_4hr_41 | Reliability_Capacity_In_Model_Year | 0.5
Newark_Los_Esteros_offpeak | Northern_California_Flow_Battery_116 | Operational_New_Capacity_MW | -1 | Tesla_Bellota_SSN | Northern_California_Li_Battery_4hr_57 | Reliability_Capacity_In_Model_Year | 0.5
Newark_Los_Esteros_offpeak | Southern_PGAE_Flow_Battery_124 | Operational_New_Capacity_MW | -1 | Tesla_Bellota_SSN | Northern_California_Li_Battery_4hr_68 | Reliability_Capacity_In_Model_Year | 0.5
Newark_Los_Esteros_offpeak | Northern_California_Li_Battery_4hr_41 | Operational_New_Capacity_MW | -1 | Tesla_Bellota_SSN | Northern_California_Li_Battery_4hr_73 | Reliability_Capacity_In_Model_Year | 0.5
Newark_Los_Esteros_offpeak | Northern_California_Li_Battery_4hr_57 | Operational_New_Capacity_MW | -1 | Tesla_Bellota_SSN | Northern_California_Li_Battery_4hr_76 | Reliability_Capacity_In_Model_Year | 0.5
Newark_Los_Esteros_offpeak | Northern_California_Li_Battery_4hr_73 | Operational_New_Capacity_MW | -1 | Tesla_Bellota_SSN | Northern_California_Li_Battery_4hr_82 | Reliability_Capacity_In_Model_Year | 0.5
Newark_Los_Esteros_offpeak | Northern_California_Li_Battery_4hr_82 | Operational_New_Capacity_MW | -1 | Tesla_Bellota_SSN | Northern_California_Li_Battery_4hr_92 | Reliability_Capacity_In_Model_Year | 0.5
Newark_Los_Esteros_offpeak | Northern_California_Li_Battery_4hr_96 | Operational_New_Capacity_MW | -1 | Tesla_Bellota_SSN | Southern_PGAE_Li_Battery_4hr_95 | Reliability_Capacity_In_Model_Year | 0.5
Newark_Los_Esteros_offpeak | Southern_PGAE_Li_Battery_4hr_99 | Operational_New_Capacity_MW | -1 | Tesla_Bellota_SSN | Northern_California_Li_Battery_4hr_96 | Reliability_Capacity_In_Model_Year | 0.5
Newark_Los_Esteros_offpeak | Northern_California_Li_Battery_4hr_113 | Operational_New_Capacity_MW | -1 | Tesla_Bellota_SSN | Southern_PGAE_Li_Battery_4hr_99 | Reliability_Capacity_In_Model_Year | 0.5
Newark_Los_Esteros_offpeak | Northern_California_Li_Battery_4hr_116 | Operational_New_Capacity_MW | -1 | Tesla_Bellota_SSN | Southern_PGAE_Li_Battery_4hr_111 | Reliability_Capacity_In_Model_Year | 0.5
Newark_Los_Esteros_offpeak | Southern_PGAE_Li_Battery_4hr_124 | Operational_New_Capacity_MW | -1 | Tesla_Bellota_SSN | Northern_California_Li_Battery_4hr_112 | Reliability_Capacity_In_Model_Year | 0.5
Newark_Los_Esteros_offpeak | Northern_California_Li_Battery_8hr_41 | Operational_New_Capacity_MW | -1 | Tesla_Bellota_SSN | Northern_California_Li_Battery_4hr_113 | Reliability_Capacity_In_Model_Year | 0.5
Newark_Los_Esteros_offpeak | Northern_California_Li_Battery_8hr_57 | Operational_New_Capacity_MW | -1 | Tesla_Bellota_SSN | Northern_California_Li_Battery_4hr_114 | Reliability_Capacity_In_Model_Year | 0.5
Newark_Los_Esteros_offpeak | Northern_California_Li_Battery_8hr_73 | Operational_New_Capacity_MW | -1 | Tesla_Bellota_SSN | Northern_California_Li_Battery_4hr_116 | Reliability_Capacity_In_Model_Year | 0.5
Newark_Los_Esteros_offpeak | Northern_California_Li_Battery_8hr_82 | Operational_New_Capacity_MW | -1 | Tesla_Bellota_SSN | Northern_California_Li_Battery_4hr_122 | Reliability_Capacity_In_Model_Year | 0.5
Newark_Los_Esteros_offpeak | Northern_California_Li_Battery_8hr_96 | Operational_New_Capacity_MW | -1 | Tesla_Bellota_SSN | Southern_PGAE_Li_Battery_4hr_124 | Reliability_Capacity_In_Model_Year | 0.5
Newark_Los_Esteros_offpeak | Southern_PGAE_Li_Battery_8hr_99 | Operational_New_Capacity_MW | -1 | Tesla_Bellota_SSN | Northern_California_Li_Battery_4hr_126 | Reliability_Capacity_In_Model_Year | 0.5
Newark_Los_Esteros_offpeak | Northern_California_Li_Battery_8hr_113 | Operational_New_Capacity_MW | -1 | Tesla_Bellota_SSN | Northern_California_Li_Battery_4hr_135 | Reliability_Capacity_In_Model_Year | 0.5
Newark_Los_Esteros_offpeak | Northern_California_Li_Battery_8hr_116 | Operational_New_Capacity_MW | -1 | Tesla_Bellota_SSN | Northern_California_Li_Battery_4hr_138 | Reliability_Capacity_In_Model_Year | 0.5
Newark_Los_Esteros_offpeak | Southern_PGAE_Li_Battery_8hr_124 | Operational_New_Capacity_MW | -1 | Tesla_Bellota_SSN | Southern_PGAE_Li_Battery_4hr_139 | Reliability_Capacity_In_Model_Year | 0.5
Newark_Los_Esteros_offpeak | Northern_California_Solar_41 | Operational_New_Capacity_MW | 0.68 | Tesla_Bellota_SSN | Northern_California_Li_Battery_4hr_141 | Reliability_Capacity_In_Model_Year | 0.5
Newark_Los_Esteros_offpeak | Northern_California_Solar_57 | Operational_New_Capacity_MW | 0.68 | Tesla_Bellota_SSN | Northern_California_Li_Battery_4hr_144 | Reliability_Capacity_In_Model_Year | 0.5
Newark_Los_Esteros_offpeak | Northern_California_Solar_73 | Operational_New_Capacity_MW | 0.68 | Tesla_Bellota_SSN | Northern_California_Li_Battery_4hr_149 | Reliability_Capacity_In_Model_Year | 0.5
Newark_Los_Esteros_offpeak | Northern_California_Solar_82 | Operational_New_Capacity_MW | 0.68 | Tesla_Bellota_SSN | Northern_California_Li_Battery_4hr_155 | Reliability_Capacity_In_Model_Year | 0.5
Newark_Los_Esteros_offpeak | Northern_California_Solar_96 | Operational_New_Capacity_MW | 0.68 | Tesla_Bellota_SSN | Northern_California_Li_Battery_4hr_157 | Reliability_Capacity_In_Model_Year | 0.5
Newark_Los_Esteros_offpeak | Northern_California_Solar_113 | Operational_New_Capacity_MW | 0.68 | Tesla_Bellota_SSN | Northern_California_Li_Battery_4hr_158 | Reliability_Capacity_In_Model_Year | 0.5
Newark_Los_Esteros_offpeak | Northern_California_Solar_116 | Operational_New_Capacity_MW | 0.68 | Tesla_Bellota_SSN | Northern_California_Li_Battery_4hr_159 | Reliability_Capacity_In_Model_Year | 0.5
Newark_Los_Esteros_offpeak | Southern_PGAE_Solar_99 | Operational_New_Capacity_MW | 0.68 | Tesla_Bellota_SSN | Southern_PGAE_Li_Battery_4hr_161 | Reliability_Capacity_In_Model_Year | 0.5
Newark_Los_Esteros_offpeak | Southern_PGAE_Solar_124 | Operational_New_Capacity_MW | 0.68 | Tesla_Bellota_SSN | Southern_PGAE_Li_Battery_4hr_163 | Reliability_Capacity_In_Model_Year | 0.5
Newark_Los_Esteros_offpeak | Newark_Los_Esteros_group | Operational_New_Capacity_MW | -0.20115 | Tesla_Bellota_SSN | Northern_California_Li_Battery_4hr_166 | Reliability_Capacity_In_Model_Year | 0.5
Newark_Los_Esteros_SSN | Northern_California_Flow_Battery_41 | Reliability_Capacity_In_Model_Year | 0.5 | Tesla_Bellota_SSN | Northern_California_Li_Battery_4hr_172 | Reliability_Capacity_In_Model_Year | 0.5
Newark_Los_Esteros_SSN | Northern_California_Flow_Battery_57 | Reliability_Capacity_In_Model_Year | 0.5 | Tesla_Bellota_SSN | Northern_California_Li_Battery_4hr_179 | Reliability_Capacity_In_Model_Year | 0.5
Newark_Los_Esteros_SSN | Northern_California_Flow_Battery_73 | Reliability_Capacity_In_Model_Year | 0.5 | Tesla_Bellota_SSN | Northern_California_Li_Battery_8hr_41 | Reliability_Capacity_In_Model_Year | 0.5
Newark_Los_Esteros_SSN | Northern_California_Flow_Battery_82 | Reliability_Capacity_In_Model_Year | 0.5 | Tesla_Bellota_SSN | Northern_California_Li_Battery_8hr_57 | Reliability_Capacity_In_Model_Year | 0.5
Newark_Los_Esteros_SSN | Northern_California_Flow_Battery_96 | Reliability_Capacity_In_Model_Year | 0.5 | Tesla_Bellota_SSN | Northern_California_Li_Battery_8hr_68 | Reliability_Capacity_In_Model_Year | 0.5
Newark_Los_Esteros_SSN | Southern_PGAE_Flow_Battery_99 | Reliability_Capacity_In_Model_Year | 0.5 | Tesla_Bellota_SSN | Northern_California_Li_Battery_8hr_73 | Reliability_Capacity_In_Model_Year | 0.5
Newark_Los_Esteros_SSN | Northern_California_Flow_Battery_113 | Reliability_Capacity_In_Model_Year | 0.5 | Tesla_Bellota_SSN | Northern_California_Li_Battery_8hr_76 | Reliability_Capacity_In_Model_Year | 0.5
Newark_Los_Esteros_SSN | Northern_California_Flow_Battery_116 | Reliability_Capacity_In_Model_Year | 0.5 | Tesla_Bellota_SSN | Northern_California_Li_Battery_8hr_82 | Reliability_Capacity_In_Model_Year | 0.5
Newark_Los_Esteros_SSN | Southern_PGAE_Flow_Battery_124 | Reliability_Capacity_In_Model_Year | 0.5 | Tesla_Bellota_SSN | Northern_California_Li_Battery_8hr_92 | Reliability_Capacity_In_Model_Year | 0.5
Newark_Los_Esteros_SSN | Northern_California_Li_Battery_4hr_41 | Reliability_Capacity_In_Model_Year | 0.5 | Tesla_Bellota_SSN | Southern_PGAE_Li_Battery_8hr_95 | Reliability_Capacity_In_Model_Year | 0.5
Newark_Los_Esteros_SSN | Northern_California_Li_Battery_4hr_57 | Reliability_Capacity_In_Model_Year | 0.5 | Tesla_Bellota_SSN | Northern_California_Li_Battery_8hr_96 | Reliability_Capacity_In_Model_Year | 0.5
Newark_Los_Esteros_SSN | Northern_California_Li_Battery_4hr_73 | Reliability_Capacity_In_Model_Year | 0.5 | Tesla_Bellota_SSN | Southern_PGAE_Li_Battery_8hr_99 | Reliability_Capacity_In_Model_Year | 0.5
Newark_Los_Esteros_SSN | Northern_California_Li_Battery_4hr_82 | Reliability_Capacity_In_Model_Year | 0.5 | Tesla_Bellota_SSN | Southern_PGAE_Li_Battery_8hr_111 | Reliability_Capacity_In_Model_Year | 0.5
Newark_Los_Esteros_SSN | Northern_California_Li_Battery_4hr_96 | Reliability_Capacity_In_Model_Year | 0.5 | Tesla_Bellota_SSN | Northern_California_Li_Battery_8hr_112 | Reliability_Capacity_In_Model_Year | 0.5
Newark_Los_Esteros_SSN | Southern_PGAE_Li_Battery_4hr_99 | Reliability_Capacity_In_Model_Year | 0.5 | Tesla_Bellota_SSN | Northern_California_Li_Battery_8hr_113 | Reliability_Capacity_In_Model_Year | 0.5
Newark_Los_Esteros_SSN | Northern_California_Li_Battery_4hr_113 | Reliability_Capacity_In_Model_Year | 0.5 | Tesla_Bellota_SSN | Northern_California_Li_Battery_8hr_114 | Reliability_Capacity_In_Model_Year | 0.5
Newark_Los_Esteros_SSN | Northern_California_Li_Battery_4hr_116 | Reliability_Capacity_In_Model_Year | 0.5 | Tesla_Bellota_SSN | Northern_California_Li_Battery_8hr_116 | Reliability_Capacity_In_Model_Year | 0.5
Newark_Los_Esteros_SSN | Southern_PGAE_Li_Battery_4hr_124 | Reliability_Capacity_In_Model_Year | 0.5 | Tesla_Bellota_SSN | Northern_California_Li_Battery_8hr_122 | Reliability_Capacity_In_Model_Year | 0.5
Newark_Los_Esteros_SSN | Northern_California_Li_Battery_8hr_41 | Reliability_Capacity_In_Model_Year | 0.5 | Tesla_Bellota_SSN | Southern_PGAE_Li_Battery_8hr_124 | Reliability_Capacity_In_Model_Year | 0.5
Newark_Los_Esteros_SSN | Northern_California_Li_Battery_8hr_57 | Reliability_Capacity_In_Model_Year | 0.5 | Tesla_Bellota_SSN | Northern_California_Li_Battery_8hr_126 | Reliability_Capacity_In_Model_Year | 0.5
Newark_Los_Esteros_SSN | Northern_California_Li_Battery_8hr_73 | Reliability_Capacity_In_Model_Year | 0.5 | Tesla_Bellota_SSN | Northern_California_Li_Battery_8hr_135 | Reliability_Capacity_In_Model_Year | 0.5
Newark_Los_Esteros_SSN | Northern_California_Li_Battery_8hr_82 | Reliability_Capacity_In_Model_Year | 0.5 | Tesla_Bellota_SSN | Northern_California_Li_Battery_8hr_138 | Reliability_Capacity_In_Model_Year | 0.5
Newark_Los_Esteros_SSN | Northern_California_Li_Battery_8hr_96 | Reliability_Capacity_In_Model_Year | 0.5 | Tesla_Bellota_SSN | Southern_PGAE_Li_Battery_8hr_139 | Reliability_Capacity_In_Model_Year | 0.5
Newark_Los_Esteros_SSN | Southern_PGAE_Li_Battery_8hr_99 | Reliability_Capacity_In_Model_Year | 0.5 | Tesla_Bellota_SSN | Northern_California_Li_Battery_8hr_141 | Reliability_Capacity_In_Model_Year | 0.5
Newark_Los_Esteros_SSN | Northern_California_Li_Battery_8hr_113 | Reliability_Capacity_In_Model_Year | 0.5 | Tesla_Bellota_SSN | Northern_California_Li_Battery_8hr_144 | Reliability_Capacity_In_Model_Year | 0.5
Newark_Los_Esteros_SSN | Northern_California_Li_Battery_8hr_116 | Reliability_Capacity_In_Model_Year | 0.5 | Tesla_Bellota_SSN | Northern_California_Li_Battery_8hr_149 | Reliability_Capacity_In_Model_Year | 0.5
Newark_Los_Esteros_SSN | Southern_PGAE_Li_Battery_8hr_124 | Reliability_Capacity_In_Model_Year | 0.5 | Tesla_Bellota_SSN | Northern_California_Li_Battery_8hr_155 | Reliability_Capacity_In_Model_Year | 0.5
Newark_Los_Esteros_SSN | Northern_California_Solar_41 | Reliability_Capacity_In_Model_Year | 0.556 | Tesla_Bellota_SSN | Northern_California_Li_Battery_8hr_157 | Reliability_Capacity_In_Model_Year | 0.5
Newark_Los_Esteros_SSN | Northern_California_Solar_57 | Reliability_Capacity_In_Model_Year | 0.556 | Tesla_Bellota_SSN | Northern_California_Li_Battery_8hr_158 | Reliability_Capacity_In_Model_Year | 0.5
Newark_Los_Esteros_SSN | Northern_California_Solar_73 | Reliability_Capacity_In_Model_Year | 0.556 | Tesla_Bellota_SSN | Northern_California_Li_Battery_8hr_159 | Reliability_Capacity_In_Model_Year | 0.5
Newark_Los_Esteros_SSN | Northern_California_Solar_82 | Reliability_Capacity_In_Model_Year | 0.556 | Tesla_Bellota_SSN | Southern_PGAE_Li_Battery_8hr_161 | Reliability_Capacity_In_Model_Year | 0.5
Newark_Los_Esteros_SSN | Northern_California_Solar_96 | Reliability_Capacity_In_Model_Year | 0.556 | Tesla_Bellota_SSN | Southern_PGAE_Li_Battery_8hr_163 | Reliability_Capacity_In_Model_Year | 0.5
Newark_Los_Esteros_SSN | Northern_California_Solar_113 | Reliability_Capacity_In_Model_Year | 0.556 | Tesla_Bellota_SSN | Northern_California_Li_Battery_8hr_166 | Reliability_Capacity_In_Model_Year | 0.5
Newark_Los_Esteros_SSN | Northern_California_Solar_116 | Reliability_Capacity_In_Model_Year | 0.556 | Tesla_Bellota_SSN | Northern_California_Li_Battery_8hr_172 | Reliability_Capacity_In_Model_Year | 0.5
Newark_Los_Esteros_SSN | Southern_PGAE_Solar_99 | Reliability_Capacity_In_Model_Year | 0.556 | Tesla_Bellota_SSN | Northern_California_Li_Battery_8hr_179 | Reliability_Capacity_In_Model_Year | 0.5
Newark_Los_Esteros_SSN | Southern_PGAE_Solar_124 | Reliability_Capacity_In_Model_Year | 0.556 | Tesla_Bellota_SSN | Northern_California_Solar_41 | Reliability_Capacity_In_Model_Year | 0.556
Newark_Los_Esteros_SSN | Newark_Los_Esteros_group | Operational_New_Capacity_MW | -0.20115 | Tesla_Bellota_SSN | Northern_California_Solar_57 | Reliability_Capacity_In_Model_Year | 0.556
Newark_Newark_Dist_HSN | Southern_PGAE_Flow_Battery_95 | Reliability_Capacity_In_Model_Year | 1 | Tesla_Bellota_SSN | Northern_California_Solar_68 | Reliability_Capacity_In_Model_Year | 0.556
Newark_Newark_Dist_HSN | Northern_California_Flow_Battery_112 | Reliability_Capacity_In_Model_Year | 1 | Tesla_Bellota_SSN | Northern_California_Solar_73 | Reliability_Capacity_In_Model_Year | 0.556
Newark_Newark_Dist_HSN | Northern_California_Flow_Battery_126 | Reliability_Capacity_In_Model_Year | 1 | Tesla_Bellota_SSN | Northern_California_Solar_76 | Reliability_Capacity_In_Model_Year | 0.556
Newark_Newark_Dist_HSN | Northern_California_Flow_Battery_150 | Reliability_Capacity_In_Model_Year | 1 | Tesla_Bellota_SSN | Northern_California_Solar_82 | Reliability_Capacity_In_Model_Year | 0.556
Newark_Newark_Dist_HSN | Northern_California_Flow_Battery_155 | Reliability_Capacity_In_Model_Year | 1 | Tesla_Bellota_SSN | Northern_California_Solar_92 | Reliability_Capacity_In_Model_Year | 0.556
Newark_Newark_Dist_HSN | Southern_PGAE_Li_Battery_4hr_95 | Reliability_Capacity_In_Model_Year | 1 | Tesla_Bellota_SSN | Northern_California_Solar_96 | Reliability_Capacity_In_Model_Year | 0.556
Newark_Newark_Dist_HSN | Northern_California_Li_Battery_4hr_112 | Reliability_Capacity_In_Model_Year | 1 | Tesla_Bellota_SSN | Northern_California_Solar_112 | Reliability_Capacity_In_Model_Year | 0.556
Newark_Newark_Dist_HSN | Northern_California_Li_Battery_4hr_126 | Reliability_Capacity_In_Model_Year | 1 | Tesla_Bellota_SSN | Northern_California_Solar_113 | Reliability_Capacity_In_Model_Year | 0.556
Newark_Newark_Dist_HSN | Northern_California_Li_Battery_4hr_150 | Reliability_Capacity_In_Model_Year | 1 | Tesla_Bellota_SSN | Northern_California_Solar_114 | Reliability_Capacity_In_Model_Year | 0.556
Newark_Newark_Dist_HSN | Northern_California_Li_Battery_4hr_155 | Reliability_Capacity_In_Model_Year | 1 | Tesla_Bellota_SSN | Northern_California_Solar_116 | Reliability_Capacity_In_Model_Year | 0.556
Newark_Newark_Dist_HSN | Southern_PGAE_Li_Battery_8hr_95 | Reliability_Capacity_In_Model_Year | 1 | Tesla_Bellota_SSN | Northern_California_Solar_122 | Reliability_Capacity_In_Model_Year | 0.556
Newark_Newark_Dist_HSN | Northern_California_Li_Battery_8hr_112 | Reliability_Capacity_In_Model_Year | 1 | Tesla_Bellota_SSN | Northern_California_Solar_126 | Reliability_Capacity_In_Model_Year | 0.556
Newark_Newark_Dist_HSN | Northern_California_Li_Battery_8hr_126 | Reliability_Capacity_In_Model_Year | 1 | Tesla_Bellota_SSN | Northern_California_Solar_135 | Reliability_Capacity_In_Model_Year | 0.556
Newark_Newark_Dist_HSN | Northern_California_Li_Battery_8hr_150 | Reliability_Capacity_In_Model_Year | 1 | Tesla_Bellota_SSN | Northern_California_Solar_138 | Reliability_Capacity_In_Model_Year | 0.556
Newark_Newark_Dist_HSN | Northern_California_Li_Battery_8hr_155 | Reliability_Capacity_In_Model_Year | 1 | Tesla_Bellota_SSN | Northern_California_Solar_141 | Reliability_Capacity_In_Model_Year | 0.556
Newark_Newark_Dist_HSN | Northern_California_Solar_112 | Reliability_Capacity_In_Model_Year | 0.1 | Tesla_Bellota_SSN | Northern_California_Solar_144 | Reliability_Capacity_In_Model_Year | 0.556
Newark_Newark_Dist_HSN | Northern_California_Solar_126 | Reliability_Capacity_In_Model_Year | 0.1 | Tesla_Bellota_SSN | Northern_California_Solar_149 | Reliability_Capacity_In_Model_Year | 0.556
Newark_Newark_Dist_HSN | Northern_California_Solar_150 | Reliability_Capacity_In_Model_Year | 0.1 | Tesla_Bellota_SSN | Northern_California_Solar_155 | Reliability_Capacity_In_Model_Year | 0.556
Newark_Newark_Dist_HSN | Northern_California_Solar_155 | Reliability_Capacity_In_Model_Year | 0.1 | Tesla_Bellota_SSN | Northern_California_Solar_157 | Reliability_Capacity_In_Model_Year | 0.556
Newark_Newark_Dist_HSN | Solano_Wind_126 | Reliability_Capacity_In_Model_Year | 0.665 | Tesla_Bellota_SSN | Northern_California_Solar_158 | Reliability_Capacity_In_Model_Year | 0.556
Newark_Newark_Dist_HSN | Southern_PGAE_Solar_95 | Reliability_Capacity_In_Model_Year | 0.1 | Tesla_Bellota_SSN | Northern_California_Solar_159 | Reliability_Capacity_In_Model_Year | 0.556
Newark_Newark_Dist_HSN | Nikola_group | Operational_New_Capacity_MW | -0.66215 | Tesla_Bellota_SSN | Northern_California_Solar_166 | Reliability_Capacity_In_Model_Year | 0.556
Newark_Newark_Dist_offpeak | Southern_PGAE_Flow_Battery_95 | Operational_New_Capacity_MW | -1 | Tesla_Bellota_SSN | Northern_California_Solar_172 | Reliability_Capacity_In_Model_Year | 0.556
Newark_Newark_Dist_offpeak | Northern_California_Flow_Battery_112 | Operational_New_Capacity_MW | -1 | Tesla_Bellota_SSN | Northern_California_Solar_179 | Reliability_Capacity_In_Model_Year | 0.556
Newark_Newark_Dist_offpeak | Northern_California_Flow_Battery_126 | Operational_New_Capacity_MW | -1 | Tesla_Bellota_SSN | Northern_California_Wind_76 | Reliability_Capacity_In_Model_Year | 0.163
Newark_Newark_Dist_offpeak | Northern_California_Flow_Battery_150 | Operational_New_Capacity_MW | -1 | Tesla_Bellota_SSN | Northern_California_Wind_159 | Reliability_Capacity_In_Model_Year | 0.163
Newark_Newark_Dist_offpeak | Northern_California_Flow_Battery_155 | Operational_New_Capacity_MW | -1 | Tesla_Bellota_SSN | Solano_Wind_122 | Reliability_Capacity_In_Model_Year | 0.163
Newark_Newark_Dist_offpeak | Southern_PGAE_Li_Battery_4hr_95 | Operational_New_Capacity_MW | -1 | Tesla_Bellota_SSN | Solano_Wind_126 | Reliability_Capacity_In_Model_Year | 0.163
Newark_Newark_Dist_offpeak | Northern_California_Li_Battery_4hr_112 | Operational_New_Capacity_MW | -1 | Tesla_Bellota_SSN | Southern_PGAE_Solar_95 | Reliability_Capacity_In_Model_Year | 0.556
Newark_Newark_Dist_offpeak | Northern_California_Li_Battery_4hr_126 | Operational_New_Capacity_MW | -1 | Tesla_Bellota_SSN | Southern_PGAE_Solar_99 | Reliability_Capacity_In_Model_Year | 0.556
Newark_Newark_Dist_offpeak | Northern_California_Li_Battery_4hr_150 | Operational_New_Capacity_MW | -1 | Tesla_Bellota_SSN | Southern_PGAE_Solar_111 | Reliability_Capacity_In_Model_Year | 0.556
Newark_Newark_Dist_offpeak | Northern_California_Li_Battery_4hr_155 | Operational_New_Capacity_MW | -1 | Tesla_Bellota_SSN | Southern_PGAE_Solar_124 | Reliability_Capacity_In_Model_Year | 0.556
Newark_Newark_Dist_offpeak | Southern_PGAE_Li_Battery_8hr_95 | Operational_New_Capacity_MW | -1 | Tesla_Bellota_SSN | Southern_PGAE_Solar_139 | Reliability_Capacity_In_Model_Year | 0.556
Newark_Newark_Dist_offpeak | Northern_California_Li_Battery_8hr_112 | Operational_New_Capacity_MW | -1 | Tesla_Bellota_SSN | Southern_PGAE_Solar_161 | Reliability_Capacity_In_Model_Year | 0.556
Newark_Newark_Dist_offpeak | Northern_California_Li_Battery_8hr_126 | Operational_New_Capacity_MW | -1 | Tesla_Bellota_SSN | Southern_PGAE_Solar_163 | Reliability_Capacity_In_Model_Year | 0.556
Newark_Newark_Dist_offpeak | Northern_California_Li_Battery_8hr_150 | Operational_New_Capacity_MW | -1 | Tesla_Salado_SSN | Northern_California_Flow_Battery_135 | Reliability_Capacity_In_Model_Year | 0.5
Newark_Newark_Dist_offpeak | Northern_California_Li_Battery_8hr_155 | Operational_New_Capacity_MW | -1 | Tesla_Salado_SSN | Southern_PGAE_Flow_Battery_145 | Reliability_Capacity_In_Model_Year | 0.5
Newark_Newark_Dist_offpeak | Northern_California_Solar_112 | Operational_New_Capacity_MW | 0.68 | Tesla_Salado_SSN | Northern_California_Li_Battery_4hr_135 | Reliability_Capacity_In_Model_Year | 0.5
Newark_Newark_Dist_offpeak | Northern_California_Solar_126 | Operational_New_Capacity_MW | 0.68 | Tesla_Salado_SSN | Southern_PGAE_Li_Battery_4hr_145 | Reliability_Capacity_In_Model_Year | 0.5
Newark_Newark_Dist_offpeak | Northern_California_Solar_150 | Operational_New_Capacity_MW | 0.68 | Tesla_Salado_SSN | Northern_California_Li_Battery_8hr_135 | Reliability_Capacity_In_Model_Year | 0.5
Newark_Newark_Dist_offpeak | Northern_California_Solar_155 | Operational_New_Capacity_MW | 0.68 | Tesla_Salado_SSN | Southern_PGAE_Li_Battery_8hr_145 | Reliability_Capacity_In_Model_Year | 0.5
Newark_Newark_Dist_offpeak | Solano_Wind_126 | Operational_New_Capacity_MW | 0.63 | Tesla_Salado_SSN | Northern_California_Solar_135 | Reliability_Capacity_In_Model_Year | 0.556
Newark_Newark_Dist_offpeak | Southern_PGAE_Solar_95 | Operational_New_Capacity_MW | 0.68 | Tesla_Salado_SSN | Southern_PGAE_Solar_145 | Reliability_Capacity_In_Model_Year | 0.556
Newark_Newark_Dist_offpeak | Nikola_group | Operational_New_Capacity_MW | -0.66215 | Tesla_Tracy_Pump_1_SSN | Northern_California_Flow_Battery_68 | Reliability_Capacity_In_Model_Year | 0.5
Newark_Newark_Dist_SSN | Southern_PGAE_Flow_Battery_95 | Reliability_Capacity_In_Model_Year | 0.5 | Tesla_Tracy_Pump_1_SSN | Northern_California_Flow_Battery_76 | Reliability_Capacity_In_Model_Year | 0.5
Newark_Newark_Dist_SSN | Northern_California_Flow_Battery_112 | Reliability_Capacity_In_Model_Year | 0.5 | Tesla_Tracy_Pump_1_SSN | Northern_California_Flow_Battery_94 | Reliability_Capacity_In_Model_Year | 0.5
Newark_Newark_Dist_SSN | Northern_California_Flow_Battery_126 | Reliability_Capacity_In_Model_Year | 0.5 | Tesla_Tracy_Pump_1_SSN | Southern_PGAE_Flow_Battery_95 | Reliability_Capacity_In_Model_Year | 0.5
Newark_Newark_Dist_SSN | Northern_California_Flow_Battery_150 | Reliability_Capacity_In_Model_Year | 0.5 | Tesla_Tracy_Pump_1_SSN | Southern_PGAE_Flow_Battery_111 | Reliability_Capacity_In_Model_Year | 0.5
Newark_Newark_Dist_SSN | Northern_California_Flow_Battery_155 | Reliability_Capacity_In_Model_Year | 0.5 | Tesla_Tracy_Pump_1_SSN | Northern_California_Flow_Battery_112 | Reliability_Capacity_In_Model_Year | 0.5
Newark_Newark_Dist_SSN | Southern_PGAE_Li_Battery_4hr_95 | Reliability_Capacity_In_Model_Year | 0.5 | Tesla_Tracy_Pump_1_SSN | Northern_California_Flow_Battery_126 | Reliability_Capacity_In_Model_Year | 0.5
Newark_Newark_Dist_SSN | Northern_California_Li_Battery_4hr_112 | Reliability_Capacity_In_Model_Year | 0.5 | Tesla_Tracy_Pump_1_SSN | Northern_California_Flow_Battery_135 | Reliability_Capacity_In_Model_Year | 0.5
Newark_Newark_Dist_SSN | Northern_California_Li_Battery_4hr_126 | Reliability_Capacity_In_Model_Year | 0.5 | Tesla_Tracy_Pump_1_SSN | Northern_California_Flow_Battery_150 | Reliability_Capacity_In_Model_Year | 0.5
Newark_Newark_Dist_SSN | Northern_California_Li_Battery_4hr_150 | Reliability_Capacity_In_Model_Year | 0.5 | Tesla_Tracy_Pump_1_SSN | Northern_California_Flow_Battery_155 | Reliability_Capacity_In_Model_Year | 0.5
Newark_Newark_Dist_SSN | Northern_California_Li_Battery_4hr_155 | Reliability_Capacity_In_Model_Year | 0.5 | Tesla_Tracy_Pump_1_SSN | Northern_California_Flow_Battery_158 | Reliability_Capacity_In_Model_Year | 0.5
Newark_Newark_Dist_SSN | Southern_PGAE_Li_Battery_8hr_95 | Reliability_Capacity_In_Model_Year | 0.5 | Tesla_Tracy_Pump_1_SSN | Northern_California_Li_Battery_4hr_68 | Reliability_Capacity_In_Model_Year | 0.5
Newark_Newark_Dist_SSN | Northern_California_Li_Battery_8hr_112 | Reliability_Capacity_In_Model_Year | 0.5 | Tesla_Tracy_Pump_1_SSN | Northern_California_Li_Battery_4hr_76 | Reliability_Capacity_In_Model_Year | 0.5
Newark_Newark_Dist_SSN | Northern_California_Li_Battery_8hr_126 | Reliability_Capacity_In_Model_Year | 0.5 | Tesla_Tracy_Pump_1_SSN | Northern_California_Li_Battery_4hr_94 | Reliability_Capacity_In_Model_Year | 0.5
Newark_Newark_Dist_SSN | Northern_California_Li_Battery_8hr_150 | Reliability_Capacity_In_Model_Year | 0.5 | Tesla_Tracy_Pump_1_SSN | Southern_PGAE_Li_Battery_4hr_95 | Reliability_Capacity_In_Model_Year | 0.5
Newark_Newark_Dist_SSN | Northern_California_Li_Battery_8hr_155 | Reliability_Capacity_In_Model_Year | 0.5 | Tesla_Tracy_Pump_1_SSN | Southern_PGAE_Li_Battery_4hr_111 | Reliability_Capacity_In_Model_Year | 0.5
Newark_Newark_Dist_SSN | Northern_California_Solar_112 | Reliability_Capacity_In_Model_Year | 0.556 | Tesla_Tracy_Pump_1_SSN | Northern_California_Li_Battery_4hr_112 | Reliability_Capacity_In_Model_Year | 0.5
Newark_Newark_Dist_SSN | Northern_California_Solar_126 | Reliability_Capacity_In_Model_Year | 0.556 | Tesla_Tracy_Pump_1_SSN | Northern_California_Li_Battery_4hr_126 | Reliability_Capacity_In_Model_Year | 0.5
Newark_Newark_Dist_SSN | Northern_California_Solar_150 | Reliability_Capacity_In_Model_Year | 0.556 | Tesla_Tracy_Pump_1_SSN | Northern_California_Li_Battery_4hr_135 | Reliability_Capacity_In_Model_Year | 0.5
Newark_Newark_Dist_SSN | Northern_California_Solar_155 | Reliability_Capacity_In_Model_Year | 0.556 | Tesla_Tracy_Pump_1_SSN | Northern_California_Li_Battery_4hr_150 | Reliability_Capacity_In_Model_Year | 0.5
Newark_Newark_Dist_SSN | Solano_Wind_126 | Reliability_Capacity_In_Model_Year | 0.163 | Tesla_Tracy_Pump_1_SSN | Northern_California_Li_Battery_4hr_155 | Reliability_Capacity_In_Model_Year | 0.5
Newark_Newark_Dist_SSN | Southern_PGAE_Solar_95 | Reliability_Capacity_In_Model_Year | 0.556 | Tesla_Tracy_Pump_1_SSN | Northern_California_Li_Battery_4hr_158 | Reliability_Capacity_In_Model_Year | 0.5
Newark_Newark_Dist_SSN | Nikola_group | Operational_New_Capacity_MW | -0.66215 | Tesla_Tracy_Pump_1_SSN | Northern_California_Li_Battery_8hr_68 | Reliability_Capacity_In_Model_Year | 0.5
North_Magunden_HSN | Tehachapi_Flow_Battery_101 | Reliability_Capacity_In_Model_Year | 1 | Tesla_Tracy_Pump_1_SSN | Northern_California_Li_Battery_8hr_76 | Reliability_Capacity_In_Model_Year | 0.5
North_Magunden_HSN | Tehachapi_Li_Battery_4hr_101 | Reliability_Capacity_In_Model_Year | 1 | Tesla_Tracy_Pump_1_SSN | Northern_California_Li_Battery_8hr_94 | Reliability_Capacity_In_Model_Year | 0.5
North_Magunden_HSN | Tehachapi_Li_Battery_8hr_101 | Reliability_Capacity_In_Model_Year | 1 | Tesla_Tracy_Pump_1_SSN | Southern_PGAE_Li_Battery_8hr_95 | Reliability_Capacity_In_Model_Year | 0.5
North_Magunden_HSN | Tehachapi_Solar_101 | Reliability_Capacity_In_Model_Year | 0.106 | Tesla_Tracy_Pump_1_SSN | Southern_PGAE_Li_Battery_8hr_111 | Reliability_Capacity_In_Model_Year | 0.5
North_Magunden_HSN | North_Magunden_group | Operational_New_Capacity_MW | -1 | Tesla_Tracy_Pump_1_SSN | Northern_California_Li_Battery_8hr_112 | Reliability_Capacity_In_Model_Year | 0.5
North_Magunden_offpeak | Tehachapi_Flow_Battery_101 | Operational_New_Capacity_MW | -1 | Tesla_Tracy_Pump_1_SSN | Northern_California_Li_Battery_8hr_126 | Reliability_Capacity_In_Model_Year | 0.5
North_Magunden_offpeak | Tehachapi_Li_Battery_4hr_101 | Operational_New_Capacity_MW | -1 | Tesla_Tracy_Pump_1_SSN | Northern_California_Li_Battery_8hr_135 | Reliability_Capacity_In_Model_Year | 0.5
North_Magunden_offpeak | Tehachapi_Li_Battery_8hr_101 | Operational_New_Capacity_MW | -1 | Tesla_Tracy_Pump_1_SSN | Northern_California_Li_Battery_8hr_150 | Reliability_Capacity_In_Model_Year | 0.5
North_Magunden_offpeak | Tehachapi_Solar_101 | Operational_New_Capacity_MW | 0.77 | Tesla_Tracy_Pump_1_SSN | Northern_California_Li_Battery_8hr_155 | Reliability_Capacity_In_Model_Year | 0.5
North_Magunden_offpeak | North_Magunden_group | Operational_New_Capacity_MW | -1 | Tesla_Tracy_Pump_1_SSN | Northern_California_Li_Battery_8hr_158 | Reliability_Capacity_In_Model_Year | 0.5
North_Magunden_SSN | Tehachapi_Flow_Battery_101 | Reliability_Capacity_In_Model_Year | 0.5 | Tesla_Tracy_Pump_1_SSN | Northern_California_Solar_68 | Reliability_Capacity_In_Model_Year | 0.556
North_Magunden_SSN | Tehachapi_Li_Battery_4hr_101 | Reliability_Capacity_In_Model_Year | 0.5 | Tesla_Tracy_Pump_1_SSN | Northern_California_Solar_76 | Reliability_Capacity_In_Model_Year | 0.556
North_Magunden_SSN | Tehachapi_Li_Battery_8hr_101 | Reliability_Capacity_In_Model_Year | 0.5 | Tesla_Tracy_Pump_1_SSN | Northern_California_Solar_94 | Reliability_Capacity_In_Model_Year | 0.556
North_Magunden_SSN | Tehachapi_Solar_101 | Reliability_Capacity_In_Model_Year | 0.427 | Tesla_Tracy_Pump_1_SSN | Northern_California_Solar_112 | Reliability_Capacity_In_Model_Year | 0.556
North_Magunden_SSN | North_Magunden_group | Operational_New_Capacity_MW | -1 | Tesla_Tracy_Pump_1_SSN | Northern_California_Solar_126 | Reliability_Capacity_In_Model_Year | 0.556
Oceano_Calendar_HSN | Southern_PGAE_Adiabatic_CAES_12 | Reliability_Capacity_In_Model_Year | 1 | Tesla_Tracy_Pump_1_SSN | Northern_California_Solar_135 | Reliability_Capacity_In_Model_Year | 0.556
Oceano_Calendar_HSN | Southern_PGAE_Flow_Battery_12 | Reliability_Capacity_In_Model_Year | 1 | Tesla_Tracy_Pump_1_SSN | Northern_California_Solar_150 | Reliability_Capacity_In_Model_Year | 0.556
Oceano_Calendar_HSN | Southern_PGAE_Flow_Battery_33 | Reliability_Capacity_In_Model_Year | 1 | Tesla_Tracy_Pump_1_SSN | Northern_California_Solar_155 | Reliability_Capacity_In_Model_Year | 0.556
Oceano_Calendar_HSN | Southern_PGAE_Flow_Battery_37 | Reliability_Capacity_In_Model_Year | 1 | Tesla_Tracy_Pump_1_SSN | Northern_California_Solar_158 | Reliability_Capacity_In_Model_Year | 0.556
Oceano_Calendar_HSN | Southern_PGAE_Flow_Battery_45 | Reliability_Capacity_In_Model_Year | 1 | Tesla_Tracy_Pump_1_SSN | Northern_California_Wind_76 | Reliability_Capacity_In_Model_Year | 0.163
Oceano_Calendar_HSN | Southern_PGAE_Flow_Battery_46 | Reliability_Capacity_In_Model_Year | 1 | Tesla_Tracy_Pump_1_SSN | Solano_Wind_94 | Reliability_Capacity_In_Model_Year | 0.163
Oceano_Calendar_HSN | Southern_PGAE_Flow_Battery_61 | Reliability_Capacity_In_Model_Year | 1 | Tesla_Tracy_Pump_1_SSN | Solano_Wind_126 | Reliability_Capacity_In_Model_Year | 0.163
Oceano_Calendar_HSN | Southern_PGAE_Flow_Battery_74 | Reliability_Capacity_In_Model_Year | 1 | Tesla_Tracy_Pump_1_SSN | Southern_PGAE_Solar_95 | Reliability_Capacity_In_Model_Year | 0.556
Oceano_Calendar_HSN | Southern_PGAE_Flow_Battery_98 | Reliability_Capacity_In_Model_Year | 1 | Tesla_Tracy_Pump_1_SSN | Southern_PGAE_Solar_111 | Reliability_Capacity_In_Model_Year | 0.556
Oceano_Calendar_HSN | Southern_PGAE_Flow_Battery_109 | Reliability_Capacity_In_Model_Year | 1 | Tesla_Tracy_Pumps_2_SSN | Northern_California_Flow_Battery_57 | Reliability_Capacity_In_Model_Year | 0.5
Oceano_Calendar_HSN | Southern_PGAE_Flow_Battery_118 | Reliability_Capacity_In_Model_Year | 1 | Tesla_Tracy_Pumps_2_SSN | Northern_California_Flow_Battery_68 | Reliability_Capacity_In_Model_Year | 0.5
Oceano_Calendar_HSN | Southern_PGAE_Li_Battery_4hr_12 | Reliability_Capacity_In_Model_Year | 1 | Tesla_Tracy_Pumps_2_SSN | Northern_California_Flow_Battery_76 | Reliability_Capacity_In_Model_Year | 0.5
Oceano_Calendar_HSN | Southern_PGAE_Li_Battery_4hr_33 | Reliability_Capacity_In_Model_Year | 1 | Tesla_Tracy_Pumps_2_SSN | Northern_California_Flow_Battery_80 | Reliability_Capacity_In_Model_Year | 0.5
Oceano_Calendar_HSN | Southern_PGAE_Li_Battery_4hr_37 | Reliability_Capacity_In_Model_Year | 1 | Tesla_Tracy_Pumps_2_SSN | Northern_California_Flow_Battery_82 | Reliability_Capacity_In_Model_Year | 0.5
Oceano_Calendar_HSN | Southern_PGAE_Li_Battery_4hr_45 | Reliability_Capacity_In_Model_Year | 1 | Tesla_Tracy_Pumps_2_SSN | Northern_California_Flow_Battery_83 | Reliability_Capacity_In_Model_Year | 0.5
Oceano_Calendar_HSN | Southern_PGAE_Li_Battery_4hr_46 | Reliability_Capacity_In_Model_Year | 1 | Tesla_Tracy_Pumps_2_SSN | Northern_California_Flow_Battery_85 | Reliability_Capacity_In_Model_Year | 0.5
Oceano_Calendar_HSN | Southern_PGAE_Li_Battery_4hr_61 | Reliability_Capacity_In_Model_Year | 1 | Tesla_Tracy_Pumps_2_SSN | Northern_California_Flow_Battery_94 | Reliability_Capacity_In_Model_Year | 0.5
Oceano_Calendar_HSN | Southern_PGAE_Li_Battery_4hr_74 | Reliability_Capacity_In_Model_Year | 1 | Tesla_Tracy_Pumps_2_SSN | Southern_PGAE_Flow_Battery_95 | Reliability_Capacity_In_Model_Year | 0.5
Oceano_Calendar_HSN | Southern_PGAE_Li_Battery_4hr_98 | Reliability_Capacity_In_Model_Year | 1 | Tesla_Tracy_Pumps_2_SSN | Northern_California_Flow_Battery_96 | Reliability_Capacity_In_Model_Year | 0.5
Oceano_Calendar_HSN | Southern_PGAE_Li_Battery_4hr_109 | Reliability_Capacity_In_Model_Year | 1 | Tesla_Tracy_Pumps_2_SSN | Southern_PGAE_Flow_Battery_99 | Reliability_Capacity_In_Model_Year | 0.5
Oceano_Calendar_HSN | Southern_PGAE_Li_Battery_4hr_118 | Reliability_Capacity_In_Model_Year | 1 | Tesla_Tracy_Pumps_2_SSN | Southern_PGAE_Flow_Battery_111 | Reliability_Capacity_In_Model_Year | 0.5
Oceano_Calendar_HSN | Southern_PGAE_Li_Battery_8hr_12 | Reliability_Capacity_In_Model_Year | 1 | Tesla_Tracy_Pumps_2_SSN | Northern_California_Flow_Battery_112 | Reliability_Capacity_In_Model_Year | 0.5
Oceano_Calendar_HSN | Southern_PGAE_Li_Battery_8hr_33 | Reliability_Capacity_In_Model_Year | 1 | Tesla_Tracy_Pumps_2_SSN | Northern_California_Flow_Battery_113 | Reliability_Capacity_In_Model_Year | 0.5
Oceano_Calendar_HSN | Southern_PGAE_Li_Battery_8hr_37 | Reliability_Capacity_In_Model_Year | 1 | Tesla_Tracy_Pumps_2_SSN | Northern_California_Flow_Battery_116 | Reliability_Capacity_In_Model_Year | 0.5
Oceano_Calendar_HSN | Southern_PGAE_Li_Battery_8hr_45 | Reliability_Capacity_In_Model_Year | 1 | Tesla_Tracy_Pumps_2_SSN | Southern_PGAE_Flow_Battery_124 | Reliability_Capacity_In_Model_Year | 0.5
Oceano_Calendar_HSN | Southern_PGAE_Li_Battery_8hr_46 | Reliability_Capacity_In_Model_Year | 1 | Tesla_Tracy_Pumps_2_SSN | Northern_California_Flow_Battery_126 | Reliability_Capacity_In_Model_Year | 0.5
Oceano_Calendar_HSN | Southern_PGAE_Li_Battery_8hr_61 | Reliability_Capacity_In_Model_Year | 1 | Tesla_Tracy_Pumps_2_SSN | Northern_California_Flow_Battery_127 | Reliability_Capacity_In_Model_Year | 0.5
Oceano_Calendar_HSN | Southern_PGAE_Li_Battery_8hr_74 | Reliability_Capacity_In_Model_Year | 1 | Tesla_Tracy_Pumps_2_SSN | Northern_California_Flow_Battery_135 | Reliability_Capacity_In_Model_Year | 0.5
Oceano_Calendar_HSN | Southern_PGAE_Li_Battery_8hr_98 | Reliability_Capacity_In_Model_Year | 1 | Tesla_Tracy_Pumps_2_SSN | Northern_California_Flow_Battery_150 | Reliability_Capacity_In_Model_Year | 0.5
Oceano_Calendar_HSN | Southern_PGAE_Li_Battery_8hr_109 | Reliability_Capacity_In_Model_Year | 1 | Tesla_Tracy_Pumps_2_SSN | Northern_California_Flow_Battery_155 | Reliability_Capacity_In_Model_Year | 0.5
Oceano_Calendar_HSN | Southern_PGAE_Li_Battery_8hr_118 | Reliability_Capacity_In_Model_Year | 1 | Tesla_Tracy_Pumps_2_SSN | Northern_California_Flow_Battery_158 | Reliability_Capacity_In_Model_Year | 0.5
Oceano_Calendar_HSN | Southern_PGAE_Solar_12 | Reliability_Capacity_In_Model_Year | 0.1 | Tesla_Tracy_Pumps_2_SSN | Northern_California_Li_Battery_4hr_57 | Reliability_Capacity_In_Model_Year | 0.5
Oceano_Calendar_HSN | Southern_PGAE_Solar_33 | Reliability_Capacity_In_Model_Year | 0.1 | Tesla_Tracy_Pumps_2_SSN | Northern_California_Li_Battery_4hr_68 | Reliability_Capacity_In_Model_Year | 0.5
Oceano_Calendar_HSN | Southern_PGAE_Solar_37 | Reliability_Capacity_In_Model_Year | 0.1 | Tesla_Tracy_Pumps_2_SSN | Northern_California_Li_Battery_4hr_76 | Reliability_Capacity_In_Model_Year | 0.5
Oceano_Calendar_HSN | Southern_PGAE_Solar_45 | Reliability_Capacity_In_Model_Year | 0.1 | Tesla_Tracy_Pumps_2_SSN | Northern_California_Li_Battery_4hr_80 | Reliability_Capacity_In_Model_Year | 0.5
Oceano_Calendar_HSN | Southern_PGAE_Solar_46 | Reliability_Capacity_In_Model_Year | 0.1 | Tesla_Tracy_Pumps_2_SSN | Northern_California_Li_Battery_4hr_82 | Reliability_Capacity_In_Model_Year | 0.5
Oceano_Calendar_HSN | Southern_PGAE_Solar_61 | Reliability_Capacity_In_Model_Year | 0.1 | Tesla_Tracy_Pumps_2_SSN | Northern_California_Li_Battery_4hr_83 | Reliability_Capacity_In_Model_Year | 0.5
Oceano_Calendar_HSN | Southern_PGAE_Solar_74 | Reliability_Capacity_In_Model_Year | 0.1 | Tesla_Tracy_Pumps_2_SSN | Northern_California_Li_Battery_4hr_85 | Reliability_Capacity_In_Model_Year | 0.5
Oceano_Calendar_HSN | Southern_PGAE_Solar_98 | Reliability_Capacity_In_Model_Year | 0.1 | Tesla_Tracy_Pumps_2_SSN | Northern_California_Li_Battery_4hr_94 | Reliability_Capacity_In_Model_Year | 0.5
Oceano_Calendar_HSN | Southern_PGAE_Solar_109 | Reliability_Capacity_In_Model_Year | 0.1 | Tesla_Tracy_Pumps_2_SSN | Southern_PGAE_Li_Battery_4hr_95 | Reliability_Capacity_In_Model_Year | 0.5
Oceano_Calendar_HSN | Southern_PGAE_Solar_118 | Reliability_Capacity_In_Model_Year | 0.1 | Tesla_Tracy_Pumps_2_SSN | Northern_California_Li_Battery_4hr_96 | Reliability_Capacity_In_Model_Year | 0.5
Oceano_Calendar_HSN | Oceano_Calendar_group | Operational_New_Capacity_MW | -1 | Tesla_Tracy_Pumps_2_SSN | Southern_PGAE_Li_Battery_4hr_99 | Reliability_Capacity_In_Model_Year | 0.5
Oceano_Calendar_offpeak | Southern_PGAE_Adiabatic_CAES_12 | Operational_New_Capacity_MW | -1 | Tesla_Tracy_Pumps_2_SSN | Southern_PGAE_Li_Battery_4hr_111 | Reliability_Capacity_In_Model_Year | 0.5
Oceano_Calendar_offpeak | Southern_PGAE_Flow_Battery_12 | Operational_New_Capacity_MW | -1 | Tesla_Tracy_Pumps_2_SSN | Northern_California_Li_Battery_4hr_112 | Reliability_Capacity_In_Model_Year | 0.5
Oceano_Calendar_offpeak | Southern_PGAE_Flow_Battery_33 | Operational_New_Capacity_MW | -1 | Tesla_Tracy_Pumps_2_SSN | Northern_California_Li_Battery_4hr_113 | Reliability_Capacity_In_Model_Year | 0.5
Oceano_Calendar_offpeak | Southern_PGAE_Flow_Battery_37 | Operational_New_Capacity_MW | -1 | Tesla_Tracy_Pumps_2_SSN | Northern_California_Li_Battery_4hr_116 | Reliability_Capacity_In_Model_Year | 0.5
Oceano_Calendar_offpeak | Southern_PGAE_Flow_Battery_45 | Operational_New_Capacity_MW | -1 | Tesla_Tracy_Pumps_2_SSN | Southern_PGAE_Li_Battery_4hr_124 | Reliability_Capacity_In_Model_Year | 0.5
Oceano_Calendar_offpeak | Southern_PGAE_Flow_Battery_46 | Operational_New_Capacity_MW | -1 | Tesla_Tracy_Pumps_2_SSN | Northern_California_Li_Battery_4hr_126 | Reliability_Capacity_In_Model_Year | 0.5
Oceano_Calendar_offpeak | Southern_PGAE_Flow_Battery_61 | Operational_New_Capacity_MW | -1 | Tesla_Tracy_Pumps_2_SSN | Northern_California_Li_Battery_4hr_127 | Reliability_Capacity_In_Model_Year | 0.5
Oceano_Calendar_offpeak | Southern_PGAE_Flow_Battery_74 | Operational_New_Capacity_MW | -1 | Tesla_Tracy_Pumps_2_SSN | Northern_California_Li_Battery_4hr_135 | Reliability_Capacity_In_Model_Year | 0.5
Oceano_Calendar_offpeak | Southern_PGAE_Flow_Battery_98 | Operational_New_Capacity_MW | -1 | Tesla_Tracy_Pumps_2_SSN | Northern_California_Li_Battery_4hr_150 | Reliability_Capacity_In_Model_Year | 0.5
Oceano_Calendar_offpeak | Southern_PGAE_Flow_Battery_109 | Operational_New_Capacity_MW | -1 | Tesla_Tracy_Pumps_2_SSN | Northern_California_Li_Battery_4hr_155 | Reliability_Capacity_In_Model_Year | 0.5
Oceano_Calendar_offpeak | Southern_PGAE_Flow_Battery_118 | Operational_New_Capacity_MW | -1 | Tesla_Tracy_Pumps_2_SSN | Northern_California_Li_Battery_4hr_158 | Reliability_Capacity_In_Model_Year | 0.5
Oceano_Calendar_offpeak | Southern_PGAE_Li_Battery_4hr_12 | Operational_New_Capacity_MW | -1 | Tesla_Tracy_Pumps_2_SSN | Northern_California_Li_Battery_8hr_57 | Reliability_Capacity_In_Model_Year | 0.5
Oceano_Calendar_offpeak | Southern_PGAE_Li_Battery_4hr_33 | Operational_New_Capacity_MW | -1 | Tesla_Tracy_Pumps_2_SSN | Northern_California_Li_Battery_8hr_68 | Reliability_Capacity_In_Model_Year | 0.5
Oceano_Calendar_offpeak | Southern_PGAE_Li_Battery_4hr_37 | Operational_New_Capacity_MW | -1 | Tesla_Tracy_Pumps_2_SSN | Northern_California_Li_Battery_8hr_76 | Reliability_Capacity_In_Model_Year | 0.5
Oceano_Calendar_offpeak | Southern_PGAE_Li_Battery_4hr_45 | Operational_New_Capacity_MW | -1 | Tesla_Tracy_Pumps_2_SSN | Northern_California_Li_Battery_8hr_80 | Reliability_Capacity_In_Model_Year | 0.5
Oceano_Calendar_offpeak | Southern_PGAE_Li_Battery_4hr_46 | Operational_New_Capacity_MW | -1 | Tesla_Tracy_Pumps_2_SSN | Northern_California_Li_Battery_8hr_82 | Reliability_Capacity_In_Model_Year | 0.5
Oceano_Calendar_offpeak | Southern_PGAE_Li_Battery_4hr_61 | Operational_New_Capacity_MW | -1 | Tesla_Tracy_Pumps_2_SSN | Northern_California_Li_Battery_8hr_83 | Reliability_Capacity_In_Model_Year | 0.5
Oceano_Calendar_offpeak | Southern_PGAE_Li_Battery_4hr_74 | Operational_New_Capacity_MW | -1 | Tesla_Tracy_Pumps_2_SSN | Northern_California_Li_Battery_8hr_85 | Reliability_Capacity_In_Model_Year | 0.5
Oceano_Calendar_offpeak | Southern_PGAE_Li_Battery_4hr_98 | Operational_New_Capacity_MW | -1 | Tesla_Tracy_Pumps_2_SSN | Northern_California_Li_Battery_8hr_94 | Reliability_Capacity_In_Model_Year | 0.5
Oceano_Calendar_offpeak | Southern_PGAE_Li_Battery_4hr_109 | Operational_New_Capacity_MW | -1 | Tesla_Tracy_Pumps_2_SSN | Southern_PGAE_Li_Battery_8hr_95 | Reliability_Capacity_In_Model_Year | 0.5
Oceano_Calendar_offpeak | Southern_PGAE_Li_Battery_4hr_118 | Operational_New_Capacity_MW | -1 | Tesla_Tracy_Pumps_2_SSN | Northern_California_Li_Battery_8hr_96 | Reliability_Capacity_In_Model_Year | 0.5
Oceano_Calendar_offpeak | Southern_PGAE_Li_Battery_8hr_12 | Operational_New_Capacity_MW | -1 | Tesla_Tracy_Pumps_2_SSN | Southern_PGAE_Li_Battery_8hr_99 | Reliability_Capacity_In_Model_Year | 0.5
Oceano_Calendar_offpeak | Southern_PGAE_Li_Battery_8hr_33 | Operational_New_Capacity_MW | -1 | Tesla_Tracy_Pumps_2_SSN | Southern_PGAE_Li_Battery_8hr_111 | Reliability_Capacity_In_Model_Year | 0.5
Oceano_Calendar_offpeak | Southern_PGAE_Li_Battery_8hr_37 | Operational_New_Capacity_MW | -1 | Tesla_Tracy_Pumps_2_SSN | Northern_California_Li_Battery_8hr_112 | Reliability_Capacity_In_Model_Year | 0.5
Oceano_Calendar_offpeak | Southern_PGAE_Li_Battery_8hr_45 | Operational_New_Capacity_MW | -1 | Tesla_Tracy_Pumps_2_SSN | Northern_California_Li_Battery_8hr_113 | Reliability_Capacity_In_Model_Year | 0.5
Oceano_Calendar_offpeak | Southern_PGAE_Li_Battery_8hr_46 | Operational_New_Capacity_MW | -1 | Tesla_Tracy_Pumps_2_SSN | Northern_California_Li_Battery_8hr_116 | Reliability_Capacity_In_Model_Year | 0.5
Oceano_Calendar_offpeak | Southern_PGAE_Li_Battery_8hr_61 | Operational_New_Capacity_MW | -1 | Tesla_Tracy_Pumps_2_SSN | Southern_PGAE_Li_Battery_8hr_124 | Reliability_Capacity_In_Model_Year | 0.5
Oceano_Calendar_offpeak | Southern_PGAE_Li_Battery_8hr_74 | Operational_New_Capacity_MW | -1 | Tesla_Tracy_Pumps_2_SSN | Northern_California_Li_Battery_8hr_126 | Reliability_Capacity_In_Model_Year | 0.5
Oceano_Calendar_offpeak | Southern_PGAE_Li_Battery_8hr_98 | Operational_New_Capacity_MW | -1 | Tesla_Tracy_Pumps_2_SSN | Northern_California_Li_Battery_8hr_127 | Reliability_Capacity_In_Model_Year | 0.5
Oceano_Calendar_offpeak | Southern_PGAE_Li_Battery_8hr_109 | Operational_New_Capacity_MW | -1 | Tesla_Tracy_Pumps_2_SSN | Northern_California_Li_Battery_8hr_135 | Reliability_Capacity_In_Model_Year | 0.5
Oceano_Calendar_offpeak | Southern_PGAE_Li_Battery_8hr_118 | Operational_New_Capacity_MW | -1 | Tesla_Tracy_Pumps_2_SSN | Northern_California_Li_Battery_8hr_150 | Reliability_Capacity_In_Model_Year | 0.5
Oceano_Calendar_offpeak | Southern_PGAE_Solar_12 | Operational_New_Capacity_MW | 0.79 | Tesla_Tracy_Pumps_2_SSN | Northern_California_Li_Battery_8hr_155 | Reliability_Capacity_In_Model_Year | 0.5
Oceano_Calendar_offpeak | Southern_PGAE_Solar_33 | Operational_New_Capacity_MW | 0.79 | Tesla_Tracy_Pumps_2_SSN | Northern_California_Li_Battery_8hr_158 | Reliability_Capacity_In_Model_Year | 0.5
Oceano_Calendar_offpeak | Southern_PGAE_Solar_37 | Operational_New_Capacity_MW | 0.79 | Tesla_Tracy_Pumps_2_SSN | Northern_California_Solar_57 | Reliability_Capacity_In_Model_Year | 0.556
Oceano_Calendar_offpeak | Southern_PGAE_Solar_45 | Operational_New_Capacity_MW | 0.79 | Tesla_Tracy_Pumps_2_SSN | Northern_California_Solar_68 | Reliability_Capacity_In_Model_Year | 0.556
Oceano_Calendar_offpeak | Southern_PGAE_Solar_46 | Operational_New_Capacity_MW | 0.79 | Tesla_Tracy_Pumps_2_SSN | Northern_California_Solar_76 | Reliability_Capacity_In_Model_Year | 0.556
Oceano_Calendar_offpeak | Southern_PGAE_Solar_61 | Operational_New_Capacity_MW | 0.79 | Tesla_Tracy_Pumps_2_SSN | Northern_California_Solar_80 | Reliability_Capacity_In_Model_Year | 0.556
Oceano_Calendar_offpeak | Southern_PGAE_Solar_74 | Operational_New_Capacity_MW | 0.79 | Tesla_Tracy_Pumps_2_SSN | Northern_California_Solar_82 | Reliability_Capacity_In_Model_Year | 0.556
Oceano_Calendar_offpeak | Southern_PGAE_Solar_98 | Operational_New_Capacity_MW | 0.79 | Tesla_Tracy_Pumps_2_SSN | Northern_California_Solar_83 | Reliability_Capacity_In_Model_Year | 0.556
Oceano_Calendar_offpeak | Southern_PGAE_Solar_109 | Operational_New_Capacity_MW | 0.79 | Tesla_Tracy_Pumps_2_SSN | Northern_California_Solar_85 | Reliability_Capacity_In_Model_Year | 0.556
Oceano_Calendar_offpeak | Southern_PGAE_Solar_118 | Operational_New_Capacity_MW | 0.79 | Tesla_Tracy_Pumps_2_SSN | Northern_California_Solar_94 | Reliability_Capacity_In_Model_Year | 0.556
Oceano_Calendar_offpeak | Oceano_Calendar_group | Operational_New_Capacity_MW | -0.1622 | Tesla_Tracy_Pumps_2_SSN | Northern_California_Solar_96 | Reliability_Capacity_In_Model_Year | 0.556
Oceano_Calendar_SSN | Southern_PGAE_Adiabatic_CAES_12 | Reliability_Capacity_In_Model_Year | 0.5 | Tesla_Tracy_Pumps_2_SSN | Northern_California_Solar_112 | Reliability_Capacity_In_Model_Year | 0.556
Oceano_Calendar_SSN | Southern_PGAE_Flow_Battery_12 | Reliability_Capacity_In_Model_Year | 0.5 | Tesla_Tracy_Pumps_2_SSN | Northern_California_Solar_113 | Reliability_Capacity_In_Model_Year | 0.556
Oceano_Calendar_SSN | Southern_PGAE_Flow_Battery_33 | Reliability_Capacity_In_Model_Year | 0.5 | Tesla_Tracy_Pumps_2_SSN | Northern_California_Solar_116 | Reliability_Capacity_In_Model_Year | 0.556
Oceano_Calendar_SSN | Southern_PGAE_Flow_Battery_37 | Reliability_Capacity_In_Model_Year | 0.5 | Tesla_Tracy_Pumps_2_SSN | Northern_California_Solar_126 | Reliability_Capacity_In_Model_Year | 0.556
Oceano_Calendar_SSN | Southern_PGAE_Flow_Battery_45 | Reliability_Capacity_In_Model_Year | 0.5 | Tesla_Tracy_Pumps_2_SSN | Northern_California_Solar_127 | Reliability_Capacity_In_Model_Year | 0.556
Oceano_Calendar_SSN | Southern_PGAE_Flow_Battery_46 | Reliability_Capacity_In_Model_Year | 0.5 | Tesla_Tracy_Pumps_2_SSN | Northern_California_Solar_135 | Reliability_Capacity_In_Model_Year | 0.556
Oceano_Calendar_SSN | Southern_PGAE_Flow_Battery_61 | Reliability_Capacity_In_Model_Year | 0.5 | Tesla_Tracy_Pumps_2_SSN | Northern_California_Solar_150 | Reliability_Capacity_In_Model_Year | 0.556
Oceano_Calendar_SSN | Southern_PGAE_Flow_Battery_74 | Reliability_Capacity_In_Model_Year | 0.5 | Tesla_Tracy_Pumps_2_SSN | Northern_California_Solar_155 | Reliability_Capacity_In_Model_Year | 0.556
Oceano_Calendar_SSN | Southern_PGAE_Flow_Battery_98 | Reliability_Capacity_In_Model_Year | 0.5 | Tesla_Tracy_Pumps_2_SSN | Northern_California_Solar_158 | Reliability_Capacity_In_Model_Year | 0.556
Oceano_Calendar_SSN | Southern_PGAE_Flow_Battery_109 | Reliability_Capacity_In_Model_Year | 0.5 | Tesla_Tracy_Pumps_2_SSN | Northern_California_Wind_76 | Reliability_Capacity_In_Model_Year | 0.163
Oceano_Calendar_SSN | Southern_PGAE_Flow_Battery_118 | Reliability_Capacity_In_Model_Year | 0.5 | Tesla_Tracy_Pumps_2_SSN | Northern_California_Wind_83 | Reliability_Capacity_In_Model_Year | 0.163
Oceano_Calendar_SSN | Southern_PGAE_Li_Battery_4hr_12 | Reliability_Capacity_In_Model_Year | 0.5 | Tesla_Tracy_Pumps_2_SSN | Solano_Wind_85 | Reliability_Capacity_In_Model_Year | 0.163
Oceano_Calendar_SSN | Southern_PGAE_Li_Battery_4hr_33 | Reliability_Capacity_In_Model_Year | 0.5 | Tesla_Tracy_Pumps_2_SSN | Solano_Wind_94 | Reliability_Capacity_In_Model_Year | 0.163
Oceano_Calendar_SSN | Southern_PGAE_Li_Battery_4hr_37 | Reliability_Capacity_In_Model_Year | 0.5 | Tesla_Tracy_Pumps_2_SSN | Solano_Wind_126 | Reliability_Capacity_In_Model_Year | 0.163
Oceano_Calendar_SSN | Southern_PGAE_Li_Battery_4hr_45 | Reliability_Capacity_In_Model_Year | 0.5 | Tesla_Tracy_Pumps_2_SSN | Southern_PGAE_Solar_95 | Reliability_Capacity_In_Model_Year | 0.556
Oceano_Calendar_SSN | Southern_PGAE_Li_Battery_4hr_46 | Reliability_Capacity_In_Model_Year | 0.5 | Tesla_Tracy_Pumps_2_SSN | Southern_PGAE_Solar_99 | Reliability_Capacity_In_Model_Year | 0.556
Oceano_Calendar_SSN | Southern_PGAE_Li_Battery_4hr_61 | Reliability_Capacity_In_Model_Year | 0.5 | Tesla_Tracy_Pumps_2_SSN | Southern_PGAE_Solar_111 | Reliability_Capacity_In_Model_Year | 0.556
Oceano_Calendar_SSN | Southern_PGAE_Li_Battery_4hr_74 | Reliability_Capacity_In_Model_Year | 0.5 | Tesla_Tracy_Pumps_2_SSN | Southern_PGAE_Solar_124 | Reliability_Capacity_In_Model_Year | 0.556
Oceano_Calendar_SSN | Southern_PGAE_Li_Battery_4hr_98 | Reliability_Capacity_In_Model_Year | 0.5 | Trabuco_Capistrano_SSN | Riverside_Flow_Battery_129 | Reliability_Capacity_In_Model_Year | 0.5
Oceano_Calendar_SSN | Southern_PGAE_Li_Battery_4hr_109 | Reliability_Capacity_In_Model_Year | 0.5 | Trabuco_Capistrano_SSN | Riverside_Li_Battery_4hr_129 | Reliability_Capacity_In_Model_Year | 0.5
Oceano_Calendar_SSN | Southern_PGAE_Li_Battery_4hr_118 | Reliability_Capacity_In_Model_Year | 0.5 | Trabuco_Capistrano_SSN | Riverside_Li_Battery_8hr_129 | Reliability_Capacity_In_Model_Year | 0.5
Oceano_Calendar_SSN | Southern_PGAE_Li_Battery_8hr_12 | Reliability_Capacity_In_Model_Year | 0.5 | Trabuco_Capistrano_SSN | Riverside_Solar_129 | Reliability_Capacity_In_Model_Year | 0.427
Oceano_Calendar_SSN | Southern_PGAE_Li_Battery_8hr_33 | Reliability_Capacity_In_Model_Year | 0.5 | Tranquility_Helm_SSN | Southern_PGAE_Flow_Battery_93 | Reliability_Capacity_In_Model_Year | 0.5
Oceano_Calendar_SSN | Southern_PGAE_Li_Battery_8hr_37 | Reliability_Capacity_In_Model_Year | 0.5 | Tranquility_Helm_SSN | Southern_PGAE_Flow_Battery_117 | Reliability_Capacity_In_Model_Year | 0.5
Oceano_Calendar_SSN | Southern_PGAE_Li_Battery_8hr_45 | Reliability_Capacity_In_Model_Year | 0.5 | Tranquility_Helm_SSN | Southern_PGAE_Flow_Battery_139 | Reliability_Capacity_In_Model_Year | 0.5
Oceano_Calendar_SSN | Southern_PGAE_Li_Battery_8hr_46 | Reliability_Capacity_In_Model_Year | 0.5 | Tranquility_Helm_SSN | Southern_PGAE_Flow_Battery_140 | Reliability_Capacity_In_Model_Year | 0.5
Oceano_Calendar_SSN | Southern_PGAE_Li_Battery_8hr_61 | Reliability_Capacity_In_Model_Year | 0.5 | Tranquility_Helm_SSN | Southern_PGAE_Flow_Battery_151 | Reliability_Capacity_In_Model_Year | 0.5
Oceano_Calendar_SSN | Southern_PGAE_Li_Battery_8hr_74 | Reliability_Capacity_In_Model_Year | 0.5 | Tranquility_Helm_SSN | Southern_PGAE_Flow_Battery_154 | Reliability_Capacity_In_Model_Year | 0.5
Oceano_Calendar_SSN | Southern_PGAE_Li_Battery_8hr_98 | Reliability_Capacity_In_Model_Year | 0.5 | Tranquility_Helm_SSN | Southern_PGAE_Flow_Battery_161 | Reliability_Capacity_In_Model_Year | 0.5
Oceano_Calendar_SSN | Southern_PGAE_Li_Battery_8hr_109 | Reliability_Capacity_In_Model_Year | 0.5 | Tranquility_Helm_SSN | Southern_PGAE_Flow_Battery_162 | Reliability_Capacity_In_Model_Year | 0.5
Oceano_Calendar_SSN | Southern_PGAE_Li_Battery_8hr_118 | Reliability_Capacity_In_Model_Year | 0.5 | Tranquility_Helm_SSN | Southern_PGAE_Flow_Battery_163 | Reliability_Capacity_In_Model_Year | 0.5
Oceano_Calendar_SSN | Southern_PGAE_Solar_12 | Reliability_Capacity_In_Model_Year | 0.556 | Tranquility_Helm_SSN | Southern_PGAE_Flow_Battery_164 | Reliability_Capacity_In_Model_Year | 0.5
Oceano_Calendar_SSN | Southern_PGAE_Solar_33 | Reliability_Capacity_In_Model_Year | 0.556 | Tranquility_Helm_SSN | Southern_PGAE_Flow_Battery_165 | Reliability_Capacity_In_Model_Year | 0.5
Oceano_Calendar_SSN | Southern_PGAE_Solar_37 | Reliability_Capacity_In_Model_Year | 0.556 | Tranquility_Helm_SSN | Northern_California_Flow_Battery_166 | Reliability_Capacity_In_Model_Year | 0.5
Oceano_Calendar_SSN | Southern_PGAE_Solar_45 | Reliability_Capacity_In_Model_Year | 0.556 | Tranquility_Helm_SSN | Southern_PGAE_Flow_Battery_168 | Reliability_Capacity_In_Model_Year | 0.5
Oceano_Calendar_SSN | Southern_PGAE_Solar_46 | Reliability_Capacity_In_Model_Year | 0.556 | Tranquility_Helm_SSN | Southern_PGAE_Flow_Battery_169 | Reliability_Capacity_In_Model_Year | 0.5
Oceano_Calendar_SSN | Southern_PGAE_Solar_61 | Reliability_Capacity_In_Model_Year | 0.556 | Tranquility_Helm_SSN | Southern_PGAE_Flow_Battery_170 | Reliability_Capacity_In_Model_Year | 0.5
Oceano_Calendar_SSN | Southern_PGAE_Solar_74 | Reliability_Capacity_In_Model_Year | 0.556 | Tranquility_Helm_SSN | Southern_PGAE_Flow_Battery_174 | Reliability_Capacity_In_Model_Year | 0.5
Oceano_Calendar_SSN | Southern_PGAE_Solar_98 | Reliability_Capacity_In_Model_Year | 0.556 | Tranquility_Helm_SSN | Southern_PGAE_Flow_Battery_176 | Reliability_Capacity_In_Model_Year | 0.5
Oceano_Calendar_SSN | Southern_PGAE_Solar_109 | Reliability_Capacity_In_Model_Year | 0.556 | Tranquility_Helm_SSN | Southern_PGAE_Li_Battery_4hr_93 | Reliability_Capacity_In_Model_Year | 0.5
Oceano_Calendar_SSN | Southern_PGAE_Solar_118 | Reliability_Capacity_In_Model_Year | 0.556 | Tranquility_Helm_SSN | Southern_PGAE_Li_Battery_4hr_117 | Reliability_Capacity_In_Model_Year | 0.5
Oceano_Calendar_SSN | Oceano_Calendar_group | Operational_New_Capacity_MW | -1 | Tranquility_Helm_SSN | Southern_PGAE_Li_Battery_4hr_139 | Reliability_Capacity_In_Model_Year | 0.5
Oro Loma_El_Nido_HSN | Northern_California_Flow_Battery_114 | Reliability_Capacity_In_Model_Year | 1 | Tranquility_Helm_SSN | Southern_PGAE_Li_Battery_4hr_140 | Reliability_Capacity_In_Model_Year | 0.5
Oro Loma_El_Nido_HSN | Northern_California_Flow_Battery_138 | Reliability_Capacity_In_Model_Year | 1 | Tranquility_Helm_SSN | Southern_PGAE_Li_Battery_4hr_151 | Reliability_Capacity_In_Model_Year | 0.5
Oro Loma_El_Nido_HSN | Southern_PGAE_Flow_Battery_140 | Reliability_Capacity_In_Model_Year | 1 | Tranquility_Helm_SSN | Southern_PGAE_Li_Battery_4hr_154 | Reliability_Capacity_In_Model_Year | 0.5
Oro Loma_El_Nido_HSN | Southern_PGAE_Flow_Battery_151 | Reliability_Capacity_In_Model_Year | 1 | Tranquility_Helm_SSN | Southern_PGAE_Li_Battery_4hr_161 | Reliability_Capacity_In_Model_Year | 0.5
Oro Loma_El_Nido_HSN | Southern_PGAE_Flow_Battery_154 | Reliability_Capacity_In_Model_Year | 1 | Tranquility_Helm_SSN | Southern_PGAE_Li_Battery_4hr_162 | Reliability_Capacity_In_Model_Year | 0.5
Oro Loma_El_Nido_HSN | Southern_PGAE_Flow_Battery_161 | Reliability_Capacity_In_Model_Year | 1 | Tranquility_Helm_SSN | Southern_PGAE_Li_Battery_4hr_163 | Reliability_Capacity_In_Model_Year | 0.5
Oro Loma_El_Nido_HSN | Southern_PGAE_Flow_Battery_162 | Reliability_Capacity_In_Model_Year | 1 | Tranquility_Helm_SSN | Southern_PGAE_Li_Battery_4hr_164 | Reliability_Capacity_In_Model_Year | 0.5
Oro Loma_El_Nido_HSN | Southern_PGAE_Flow_Battery_163 | Reliability_Capacity_In_Model_Year | 1 | Tranquility_Helm_SSN | Southern_PGAE_Li_Battery_4hr_165 | Reliability_Capacity_In_Model_Year | 0.5
Oro Loma_El_Nido_HSN | Southern_PGAE_Flow_Battery_164 | Reliability_Capacity_In_Model_Year | 1 | Tranquility_Helm_SSN | Northern_California_Li_Battery_4hr_166 | Reliability_Capacity_In_Model_Year | 0.5
Oro Loma_El_Nido_HSN | Southern_PGAE_Flow_Battery_165 | Reliability_Capacity_In_Model_Year | 1 | Tranquility_Helm_SSN | Southern_PGAE_Li_Battery_4hr_168 | Reliability_Capacity_In_Model_Year | 0.5
Oro Loma_El_Nido_HSN | Northern_California_Flow_Battery_166 | Reliability_Capacity_In_Model_Year | 1 | Tranquility_Helm_SSN | Southern_PGAE_Li_Battery_4hr_169 | Reliability_Capacity_In_Model_Year | 0.5
Oro Loma_El_Nido_HSN | Southern_PGAE_Flow_Battery_168 | Reliability_Capacity_In_Model_Year | 1 | Tranquility_Helm_SSN | Southern_PGAE_Li_Battery_4hr_170 | Reliability_Capacity_In_Model_Year | 0.5
Oro Loma_El_Nido_HSN | Southern_PGAE_Flow_Battery_169 | Reliability_Capacity_In_Model_Year | 1 | Tranquility_Helm_SSN | Southern_PGAE_Li_Battery_4hr_174 | Reliability_Capacity_In_Model_Year | 0.5
Oro Loma_El_Nido_HSN | Southern_PGAE_Flow_Battery_170 | Reliability_Capacity_In_Model_Year | 1 | Tranquility_Helm_SSN | Southern_PGAE_Li_Battery_4hr_176 | Reliability_Capacity_In_Model_Year | 0.5
Oro Loma_El_Nido_HSN | Southern_PGAE_Flow_Battery_174 | Reliability_Capacity_In_Model_Year | 1 | Tranquility_Helm_SSN | Southern_PGAE_Li_Battery_8hr_93 | Reliability_Capacity_In_Model_Year | 0.5
Oro Loma_El_Nido_HSN | Southern_PGAE_Flow_Battery_176 | Reliability_Capacity_In_Model_Year | 1 | Tranquility_Helm_SSN | Southern_PGAE_Li_Battery_8hr_117 | Reliability_Capacity_In_Model_Year | 0.5
Oro Loma_El_Nido_HSN | Northern_California_Li_Battery_4hr_114 | Reliability_Capacity_In_Model_Year | 1 | Tranquility_Helm_SSN | Southern_PGAE_Li_Battery_8hr_139 | Reliability_Capacity_In_Model_Year | 0.5
Oro Loma_El_Nido_HSN | Northern_California_Li_Battery_4hr_138 | Reliability_Capacity_In_Model_Year | 1 | Tranquility_Helm_SSN | Southern_PGAE_Li_Battery_8hr_140 | Reliability_Capacity_In_Model_Year | 0.5
Oro Loma_El_Nido_HSN | Southern_PGAE_Li_Battery_4hr_140 | Reliability_Capacity_In_Model_Year | 1 | Tranquility_Helm_SSN | Southern_PGAE_Li_Battery_8hr_151 | Reliability_Capacity_In_Model_Year | 0.5
Oro Loma_El_Nido_HSN | Southern_PGAE_Li_Battery_4hr_151 | Reliability_Capacity_In_Model_Year | 1 | Tranquility_Helm_SSN | Southern_PGAE_Li_Battery_8hr_154 | Reliability_Capacity_In_Model_Year | 0.5
Oro Loma_El_Nido_HSN | Southern_PGAE_Li_Battery_4hr_154 | Reliability_Capacity_In_Model_Year | 1 | Tranquility_Helm_SSN | Southern_PGAE_Li_Battery_8hr_161 | Reliability_Capacity_In_Model_Year | 0.5
Oro Loma_El_Nido_HSN | Southern_PGAE_Li_Battery_4hr_161 | Reliability_Capacity_In_Model_Year | 1 | Tranquility_Helm_SSN | Southern_PGAE_Li_Battery_8hr_162 | Reliability_Capacity_In_Model_Year | 0.5
Oro Loma_El_Nido_HSN | Southern_PGAE_Li_Battery_4hr_162 | Reliability_Capacity_In_Model_Year | 1 | Tranquility_Helm_SSN | Southern_PGAE_Li_Battery_8hr_163 | Reliability_Capacity_In_Model_Year | 0.5
Oro Loma_El_Nido_HSN | Southern_PGAE_Li_Battery_4hr_163 | Reliability_Capacity_In_Model_Year | 1 | Tranquility_Helm_SSN | Southern_PGAE_Li_Battery_8hr_164 | Reliability_Capacity_In_Model_Year | 0.5
Oro Loma_El_Nido_HSN | Southern_PGAE_Li_Battery_4hr_164 | Reliability_Capacity_In_Model_Year | 1 | Tranquility_Helm_SSN | Southern_PGAE_Li_Battery_8hr_165 | Reliability_Capacity_In_Model_Year | 0.5
Oro Loma_El_Nido_HSN | Southern_PGAE_Li_Battery_4hr_165 | Reliability_Capacity_In_Model_Year | 1 | Tranquility_Helm_SSN | Northern_California_Li_Battery_8hr_166 | Reliability_Capacity_In_Model_Year | 0.5
Oro Loma_El_Nido_HSN | Northern_California_Li_Battery_4hr_166 | Reliability_Capacity_In_Model_Year | 1 | Tranquility_Helm_SSN | Southern_PGAE_Li_Battery_8hr_168 | Reliability_Capacity_In_Model_Year | 0.5
Oro Loma_El_Nido_HSN | Southern_PGAE_Li_Battery_4hr_168 | Reliability_Capacity_In_Model_Year | 1 | Tranquility_Helm_SSN | Southern_PGAE_Li_Battery_8hr_169 | Reliability_Capacity_In_Model_Year | 0.5
Oro Loma_El_Nido_HSN | Southern_PGAE_Li_Battery_4hr_169 | Reliability_Capacity_In_Model_Year | 1 | Tranquility_Helm_SSN | Southern_PGAE_Li_Battery_8hr_170 | Reliability_Capacity_In_Model_Year | 0.5
Oro Loma_El_Nido_HSN | Southern_PGAE_Li_Battery_4hr_170 | Reliability_Capacity_In_Model_Year | 1 | Tranquility_Helm_SSN | Southern_PGAE_Li_Battery_8hr_174 | Reliability_Capacity_In_Model_Year | 0.5
Oro Loma_El_Nido_HSN | Southern_PGAE_Li_Battery_4hr_174 | Reliability_Capacity_In_Model_Year | 1 | Tranquility_Helm_SSN | Southern_PGAE_Li_Battery_8hr_176 | Reliability_Capacity_In_Model_Year | 0.5
Oro Loma_El_Nido_HSN | Southern_PGAE_Li_Battery_4hr_176 | Reliability_Capacity_In_Model_Year | 1 | Tranquility_Helm_SSN | Central_Valley_North_Los_Banos_Wind_154 | Reliability_Capacity_In_Model_Year | 0.163
Oro Loma_El_Nido_HSN | Northern_California_Li_Battery_8hr_114 | Reliability_Capacity_In_Model_Year | 1 | Tranquility_Helm_SSN | Central_Valley_North_Los_Banos_Wind_162 | Reliability_Capacity_In_Model_Year | 0.163
Oro Loma_El_Nido_HSN | Northern_California_Li_Battery_8hr_138 | Reliability_Capacity_In_Model_Year | 1 | Tranquility_Helm_SSN | Northern_California_Solar_166 | Reliability_Capacity_In_Model_Year | 0.556
Oro Loma_El_Nido_HSN | Southern_PGAE_Li_Battery_8hr_140 | Reliability_Capacity_In_Model_Year | 1 | Tranquility_Helm_SSN | Southern_PGAE_Solar_93 | Reliability_Capacity_In_Model_Year | 0.556
Oro Loma_El_Nido_HSN | Southern_PGAE_Li_Battery_8hr_151 | Reliability_Capacity_In_Model_Year | 1 | Tranquility_Helm_SSN | Southern_PGAE_Solar_117 | Reliability_Capacity_In_Model_Year | 0.556
Oro Loma_El_Nido_HSN | Southern_PGAE_Li_Battery_8hr_154 | Reliability_Capacity_In_Model_Year | 1 | Tranquility_Helm_SSN | Southern_PGAE_Solar_139 | Reliability_Capacity_In_Model_Year | 0.556
Oro Loma_El_Nido_HSN | Southern_PGAE_Li_Battery_8hr_161 | Reliability_Capacity_In_Model_Year | 1 | Tranquility_Helm_SSN | Southern_PGAE_Solar_140 | Reliability_Capacity_In_Model_Year | 0.556
Oro Loma_El_Nido_HSN | Southern_PGAE_Li_Battery_8hr_162 | Reliability_Capacity_In_Model_Year | 1 | Tranquility_Helm_SSN | Southern_PGAE_Solar_151 | Reliability_Capacity_In_Model_Year | 0.556
Oro Loma_El_Nido_HSN | Southern_PGAE_Li_Battery_8hr_163 | Reliability_Capacity_In_Model_Year | 1 | Tranquility_Helm_SSN | Southern_PGAE_Solar_154 | Reliability_Capacity_In_Model_Year | 0.556
Oro Loma_El_Nido_HSN | Southern_PGAE_Li_Battery_8hr_164 | Reliability_Capacity_In_Model_Year | 1 | Tranquility_Helm_SSN | Southern_PGAE_Solar_161 | Reliability_Capacity_In_Model_Year | 0.556
Oro Loma_El_Nido_HSN | Southern_PGAE_Li_Battery_8hr_165 | Reliability_Capacity_In_Model_Year | 1 | Tranquility_Helm_SSN | Southern_PGAE_Solar_162 | Reliability_Capacity_In_Model_Year | 0.556
Oro Loma_El_Nido_HSN | Northern_California_Li_Battery_8hr_166 | Reliability_Capacity_In_Model_Year | 1 | Tranquility_Helm_SSN | Southern_PGAE_Solar_163 | Reliability_Capacity_In_Model_Year | 0.556
Oro Loma_El_Nido_HSN | Southern_PGAE_Li_Battery_8hr_168 | Reliability_Capacity_In_Model_Year | 1 | Tranquility_Helm_SSN | Southern_PGAE_Solar_164 | Reliability_Capacity_In_Model_Year | 0.556
Oro Loma_El_Nido_HSN | Southern_PGAE_Li_Battery_8hr_169 | Reliability_Capacity_In_Model_Year | 1 | Tranquility_Helm_SSN | Southern_PGAE_Solar_165 | Reliability_Capacity_In_Model_Year | 0.556
Oro Loma_El_Nido_HSN | Southern_PGAE_Li_Battery_8hr_170 | Reliability_Capacity_In_Model_Year | 1 | Tranquility_Helm_SSN | Southern_PGAE_Solar_168 | Reliability_Capacity_In_Model_Year | 0.556
Oro Loma_El_Nido_HSN | Southern_PGAE_Li_Battery_8hr_174 | Reliability_Capacity_In_Model_Year | 1 | Tranquility_Helm_SSN | Southern_PGAE_Solar_169 | Reliability_Capacity_In_Model_Year | 0.556
Oro Loma_El_Nido_HSN | Southern_PGAE_Li_Battery_8hr_176 | Reliability_Capacity_In_Model_Year | 1 | Tranquility_Helm_SSN | Southern_PGAE_Solar_170 | Reliability_Capacity_In_Model_Year | 0.556
Oro Loma_El_Nido_HSN | Central_Valley_North_Los_Banos_Wind_154 | Reliability_Capacity_In_Model_Year | 0.665 | Tranquility_Helm_SSN | Southern_PGAE_Solar_174 | Reliability_Capacity_In_Model_Year | 0.556
Oro Loma_El_Nido_HSN | Central_Valley_North_Los_Banos_Wind_162 | Reliability_Capacity_In_Model_Year | 0.665 | Tranquility_Helm_SSN | Southern_PGAE_Solar_176 | Reliability_Capacity_In_Model_Year | 0.556
Oro Loma_El_Nido_HSN | Northern_California_Solar_114 | Reliability_Capacity_In_Model_Year | 0.1 | Vaca_Dixon_Tesla_SSN | Northern_California_Flow_Battery_5 | Reliability_Capacity_In_Model_Year | 0.5
Oro Loma_El_Nido_HSN | Northern_California_Solar_138 | Reliability_Capacity_In_Model_Year | 0.1 | Vaca_Dixon_Tesla_SSN | Southern_PGAE_Flow_Battery_17 | Reliability_Capacity_In_Model_Year | 0.5
Oro Loma_El_Nido_HSN | Northern_California_Solar_166 | Reliability_Capacity_In_Model_Year | 0.1 | Vaca_Dixon_Tesla_SSN | Northern_California_Flow_Battery_25 | Reliability_Capacity_In_Model_Year | 0.5
Oro Loma_El_Nido_HSN | Southern_PGAE_Solar_140 | Reliability_Capacity_In_Model_Year | 0.1 | Vaca_Dixon_Tesla_SSN | Northern_California_Flow_Battery_26 | Reliability_Capacity_In_Model_Year | 0.5
Oro Loma_El_Nido_HSN | Southern_PGAE_Solar_151 | Reliability_Capacity_In_Model_Year | 0.1 | Vaca_Dixon_Tesla_SSN | Northern_California_Flow_Battery_35 | Reliability_Capacity_In_Model_Year | 0.5
Oro Loma_El_Nido_HSN | Southern_PGAE_Solar_154 | Reliability_Capacity_In_Model_Year | 0.1 | Vaca_Dixon_Tesla_SSN | Northern_California_Flow_Battery_38 | Reliability_Capacity_In_Model_Year | 0.5
Oro Loma_El_Nido_HSN | Southern_PGAE_Solar_161 | Reliability_Capacity_In_Model_Year | 0.1 | Vaca_Dixon_Tesla_SSN | Northern_California_Flow_Battery_51 | Reliability_Capacity_In_Model_Year | 0.5
Oro Loma_El_Nido_HSN | Southern_PGAE_Solar_162 | Reliability_Capacity_In_Model_Year | 0.1 | Vaca_Dixon_Tesla_SSN | Northern_California_Flow_Battery_76 | Reliability_Capacity_In_Model_Year | 0.5
Oro Loma_El_Nido_HSN | Southern_PGAE_Solar_163 | Reliability_Capacity_In_Model_Year | 0.1 | Vaca_Dixon_Tesla_SSN | Northern_California_Flow_Battery_80 | Reliability_Capacity_In_Model_Year | 0.5
Oro Loma_El_Nido_HSN | Southern_PGAE_Solar_164 | Reliability_Capacity_In_Model_Year | 0.1 | Vaca_Dixon_Tesla_SSN | Northern_California_Flow_Battery_83 | Reliability_Capacity_In_Model_Year | 0.5
Oro Loma_El_Nido_HSN | Southern_PGAE_Solar_165 | Reliability_Capacity_In_Model_Year | 0.1 | Vaca_Dixon_Tesla_SSN | Northern_California_Flow_Battery_85 | Reliability_Capacity_In_Model_Year | 0.5
Oro Loma_El_Nido_HSN | Southern_PGAE_Solar_168 | Reliability_Capacity_In_Model_Year | 0.1 | Vaca_Dixon_Tesla_SSN | Northern_California_Flow_Battery_94 | Reliability_Capacity_In_Model_Year | 0.5
Oro Loma_El_Nido_HSN | Southern_PGAE_Solar_169 | Reliability_Capacity_In_Model_Year | 0.1 | Vaca_Dixon_Tesla_SSN | Southern_PGAE_Flow_Battery_95 | Reliability_Capacity_In_Model_Year | 0.5
Oro Loma_El_Nido_HSN | Southern_PGAE_Solar_170 | Reliability_Capacity_In_Model_Year | 0.1 | Vaca_Dixon_Tesla_SSN | Northern_California_Flow_Battery_112 | Reliability_Capacity_In_Model_Year | 0.5
Oro Loma_El_Nido_HSN | Southern_PGAE_Solar_174 | Reliability_Capacity_In_Model_Year | 0.1 | Vaca_Dixon_Tesla_SSN | Northern_California_Flow_Battery_122 | Reliability_Capacity_In_Model_Year | 0.5
Oro Loma_El_Nido_HSN | Southern_PGAE_Solar_176 | Reliability_Capacity_In_Model_Year | 0.1 | Vaca_Dixon_Tesla_SSN | Northern_California_Flow_Battery_126 | Reliability_Capacity_In_Model_Year | 0.5
Oro Loma_El_Nido_HSN | Oro Loma_El_Nido_group | Operational_New_Capacity_MW | -1 | Vaca_Dixon_Tesla_SSN | Northern_California_Flow_Battery_127 | Reliability_Capacity_In_Model_Year | 0.5
Oro Loma_El_Nido_offpeak | Northern_California_Flow_Battery_114 | Operational_New_Capacity_MW | -1 | Vaca_Dixon_Tesla_SSN | Northern_California_Flow_Battery_141 | Reliability_Capacity_In_Model_Year | 0.5
Oro Loma_El_Nido_offpeak | Northern_California_Flow_Battery_138 | Operational_New_Capacity_MW | -1 | Vaca_Dixon_Tesla_SSN | Northern_California_Flow_Battery_144 | Reliability_Capacity_In_Model_Year | 0.5
Oro Loma_El_Nido_offpeak | Southern_PGAE_Flow_Battery_140 | Operational_New_Capacity_MW | -1 | Vaca_Dixon_Tesla_SSN | Northern_California_Flow_Battery_149 | Reliability_Capacity_In_Model_Year | 0.5
Oro Loma_El_Nido_offpeak | Southern_PGAE_Flow_Battery_151 | Operational_New_Capacity_MW | -1 | Vaca_Dixon_Tesla_SSN | Northern_California_Flow_Battery_150 | Reliability_Capacity_In_Model_Year | 0.5
Oro Loma_El_Nido_offpeak | Southern_PGAE_Flow_Battery_154 | Operational_New_Capacity_MW | -1 | Vaca_Dixon_Tesla_SSN | Northern_California_Flow_Battery_155 | Reliability_Capacity_In_Model_Year | 0.5
Oro Loma_El_Nido_offpeak | Southern_PGAE_Flow_Battery_161 | Operational_New_Capacity_MW | -1 | Vaca_Dixon_Tesla_SSN | Northern_California_Flow_Battery_157 | Reliability_Capacity_In_Model_Year | 0.5
Oro Loma_El_Nido_offpeak | Southern_PGAE_Flow_Battery_162 | Operational_New_Capacity_MW | -1 | Vaca_Dixon_Tesla_SSN | Northern_California_Flow_Battery_158 | Reliability_Capacity_In_Model_Year | 0.5
Oro Loma_El_Nido_offpeak | Southern_PGAE_Flow_Battery_163 | Operational_New_Capacity_MW | -1 | Vaca_Dixon_Tesla_SSN | Northern_California_Flow_Battery_159 | Reliability_Capacity_In_Model_Year | 0.5
Oro Loma_El_Nido_offpeak | Southern_PGAE_Flow_Battery_164 | Operational_New_Capacity_MW | -1 | Vaca_Dixon_Tesla_SSN | Northern_California_Flow_Battery_172 | Reliability_Capacity_In_Model_Year | 0.5
Oro Loma_El_Nido_offpeak | Southern_PGAE_Flow_Battery_165 | Operational_New_Capacity_MW | -1 | Vaca_Dixon_Tesla_SSN | Northern_California_Flow_Battery_179 | Reliability_Capacity_In_Model_Year | 0.5
Oro Loma_El_Nido_offpeak | Northern_California_Flow_Battery_166 | Operational_New_Capacity_MW | -1 | Vaca_Dixon_Tesla_SSN | Northern_California_Li_Battery_4hr_5 | Reliability_Capacity_In_Model_Year | 0.5
Oro Loma_El_Nido_offpeak | Southern_PGAE_Flow_Battery_168 | Operational_New_Capacity_MW | -1 | Vaca_Dixon_Tesla_SSN | Southern_PGAE_Li_Battery_4hr_17 | Reliability_Capacity_In_Model_Year | 0.5
Oro Loma_El_Nido_offpeak | Southern_PGAE_Flow_Battery_169 | Operational_New_Capacity_MW | -1 | Vaca_Dixon_Tesla_SSN | Northern_California_Li_Battery_4hr_25 | Reliability_Capacity_In_Model_Year | 0.5
Oro Loma_El_Nido_offpeak | Southern_PGAE_Flow_Battery_170 | Operational_New_Capacity_MW | -1 | Vaca_Dixon_Tesla_SSN | Northern_California_Li_Battery_4hr_26 | Reliability_Capacity_In_Model_Year | 0.5
Oro Loma_El_Nido_offpeak | Southern_PGAE_Flow_Battery_174 | Operational_New_Capacity_MW | -1 | Vaca_Dixon_Tesla_SSN | Northern_California_Li_Battery_4hr_35 | Reliability_Capacity_In_Model_Year | 0.5
Oro Loma_El_Nido_offpeak | Southern_PGAE_Flow_Battery_176 | Operational_New_Capacity_MW | -1 | Vaca_Dixon_Tesla_SSN | Northern_California_Li_Battery_4hr_38 | Reliability_Capacity_In_Model_Year | 0.5
Oro Loma_El_Nido_offpeak | Northern_California_Li_Battery_4hr_114 | Operational_New_Capacity_MW | -1 | Vaca_Dixon_Tesla_SSN | Northern_California_Li_Battery_4hr_51 | Reliability_Capacity_In_Model_Year | 0.5
Oro Loma_El_Nido_offpeak | Northern_California_Li_Battery_4hr_138 | Operational_New_Capacity_MW | -1 | Vaca_Dixon_Tesla_SSN | Northern_California_Li_Battery_4hr_76 | Reliability_Capacity_In_Model_Year | 0.5
Oro Loma_El_Nido_offpeak | Southern_PGAE_Li_Battery_4hr_140 | Operational_New_Capacity_MW | -1 | Vaca_Dixon_Tesla_SSN | Northern_California_Li_Battery_4hr_80 | Reliability_Capacity_In_Model_Year | 0.5
Oro Loma_El_Nido_offpeak | Southern_PGAE_Li_Battery_4hr_151 | Operational_New_Capacity_MW | -1 | Vaca_Dixon_Tesla_SSN | Northern_California_Li_Battery_4hr_83 | Reliability_Capacity_In_Model_Year | 0.5
Oro Loma_El_Nido_offpeak | Southern_PGAE_Li_Battery_4hr_154 | Operational_New_Capacity_MW | -1 | Vaca_Dixon_Tesla_SSN | Northern_California_Li_Battery_4hr_85 | Reliability_Capacity_In_Model_Year | 0.5
Oro Loma_El_Nido_offpeak | Southern_PGAE_Li_Battery_4hr_161 | Operational_New_Capacity_MW | -1 | Vaca_Dixon_Tesla_SSN | Northern_California_Li_Battery_4hr_94 | Reliability_Capacity_In_Model_Year | 0.5
Oro Loma_El_Nido_offpeak | Southern_PGAE_Li_Battery_4hr_162 | Operational_New_Capacity_MW | -1 | Vaca_Dixon_Tesla_SSN | Southern_PGAE_Li_Battery_4hr_95 | Reliability_Capacity_In_Model_Year | 0.5
Oro Loma_El_Nido_offpeak | Southern_PGAE_Li_Battery_4hr_163 | Operational_New_Capacity_MW | -1 | Vaca_Dixon_Tesla_SSN | Northern_California_Li_Battery_4hr_112 | Reliability_Capacity_In_Model_Year | 0.5
Oro Loma_El_Nido_offpeak | Southern_PGAE_Li_Battery_4hr_164 | Operational_New_Capacity_MW | -1 | Vaca_Dixon_Tesla_SSN | Northern_California_Li_Battery_4hr_122 | Reliability_Capacity_In_Model_Year | 0.5
Oro Loma_El_Nido_offpeak | Southern_PGAE_Li_Battery_4hr_165 | Operational_New_Capacity_MW | -1 | Vaca_Dixon_Tesla_SSN | Northern_California_Li_Battery_4hr_126 | Reliability_Capacity_In_Model_Year | 0.5
Oro Loma_El_Nido_offpeak | Northern_California_Li_Battery_4hr_166 | Operational_New_Capacity_MW | -1 | Vaca_Dixon_Tesla_SSN | Northern_California_Li_Battery_4hr_127 | Reliability_Capacity_In_Model_Year | 0.5
Oro Loma_El_Nido_offpeak | Southern_PGAE_Li_Battery_4hr_168 | Operational_New_Capacity_MW | -1 | Vaca_Dixon_Tesla_SSN | Northern_California_Li_Battery_4hr_141 | Reliability_Capacity_In_Model_Year | 0.5
Oro Loma_El_Nido_offpeak | Southern_PGAE_Li_Battery_4hr_169 | Operational_New_Capacity_MW | -1 | Vaca_Dixon_Tesla_SSN | Northern_California_Li_Battery_4hr_144 | Reliability_Capacity_In_Model_Year | 0.5
Oro Loma_El_Nido_offpeak | Southern_PGAE_Li_Battery_4hr_170 | Operational_New_Capacity_MW | -1 | Vaca_Dixon_Tesla_SSN | Northern_California_Li_Battery_4hr_149 | Reliability_Capacity_In_Model_Year | 0.5
Oro Loma_El_Nido_offpeak | Southern_PGAE_Li_Battery_4hr_174 | Operational_New_Capacity_MW | -1 | Vaca_Dixon_Tesla_SSN | Northern_California_Li_Battery_4hr_150 | Reliability_Capacity_In_Model_Year | 0.5
Oro Loma_El_Nido_offpeak | Southern_PGAE_Li_Battery_4hr_176 | Operational_New_Capacity_MW | -1 | Vaca_Dixon_Tesla_SSN | Northern_California_Li_Battery_4hr_155 | Reliability_Capacity_In_Model_Year | 0.5
Oro Loma_El_Nido_offpeak | Northern_California_Li_Battery_8hr_114 | Operational_New_Capacity_MW | -1 | Vaca_Dixon_Tesla_SSN | Northern_California_Li_Battery_4hr_157 | Reliability_Capacity_In_Model_Year | 0.5
Oro Loma_El_Nido_offpeak | Northern_California_Li_Battery_8hr_138 | Operational_New_Capacity_MW | -1 | Vaca_Dixon_Tesla_SSN | Northern_California_Li_Battery_4hr_158 | Reliability_Capacity_In_Model_Year | 0.5
Oro Loma_El_Nido_offpeak | Southern_PGAE_Li_Battery_8hr_140 | Operational_New_Capacity_MW | -1 | Vaca_Dixon_Tesla_SSN | Northern_California_Li_Battery_4hr_159 | Reliability_Capacity_In_Model_Year | 0.5
Oro Loma_El_Nido_offpeak | Southern_PGAE_Li_Battery_8hr_151 | Operational_New_Capacity_MW | -1 | Vaca_Dixon_Tesla_SSN | Northern_California_Li_Battery_4hr_172 | Reliability_Capacity_In_Model_Year | 0.5
Oro Loma_El_Nido_offpeak | Southern_PGAE_Li_Battery_8hr_154 | Operational_New_Capacity_MW | -1 | Vaca_Dixon_Tesla_SSN | Northern_California_Li_Battery_4hr_179 | Reliability_Capacity_In_Model_Year | 0.5
Oro Loma_El_Nido_offpeak | Southern_PGAE_Li_Battery_8hr_161 | Operational_New_Capacity_MW | -1 | Vaca_Dixon_Tesla_SSN | Northern_California_Li_Battery_8hr_5 | Reliability_Capacity_In_Model_Year | 0.5
Oro Loma_El_Nido_offpeak | Southern_PGAE_Li_Battery_8hr_162 | Operational_New_Capacity_MW | -1 | Vaca_Dixon_Tesla_SSN | Southern_PGAE_Li_Battery_8hr_17 | Reliability_Capacity_In_Model_Year | 0.5
Oro Loma_El_Nido_offpeak | Southern_PGAE_Li_Battery_8hr_163 | Operational_New_Capacity_MW | -1 | Vaca_Dixon_Tesla_SSN | Northern_California_Li_Battery_8hr_25 | Reliability_Capacity_In_Model_Year | 0.5
Oro Loma_El_Nido_offpeak | Southern_PGAE_Li_Battery_8hr_164 | Operational_New_Capacity_MW | -1 | Vaca_Dixon_Tesla_SSN | Northern_California_Li_Battery_8hr_26 | Reliability_Capacity_In_Model_Year | 0.5
Oro Loma_El_Nido_offpeak | Southern_PGAE_Li_Battery_8hr_165 | Operational_New_Capacity_MW | -1 | Vaca_Dixon_Tesla_SSN | Northern_California_Li_Battery_8hr_35 | Reliability_Capacity_In_Model_Year | 0.5
Oro Loma_El_Nido_offpeak | Northern_California_Li_Battery_8hr_166 | Operational_New_Capacity_MW | -1 | Vaca_Dixon_Tesla_SSN | Northern_California_Li_Battery_8hr_38 | Reliability_Capacity_In_Model_Year | 0.5
Oro Loma_El_Nido_offpeak | Southern_PGAE_Li_Battery_8hr_168 | Operational_New_Capacity_MW | -1 | Vaca_Dixon_Tesla_SSN | Northern_California_Li_Battery_8hr_51 | Reliability_Capacity_In_Model_Year | 0.5
Oro Loma_El_Nido_offpeak | Southern_PGAE_Li_Battery_8hr_169 | Operational_New_Capacity_MW | -1 | Vaca_Dixon_Tesla_SSN | Northern_California_Li_Battery_8hr_76 | Reliability_Capacity_In_Model_Year | 0.5
Oro Loma_El_Nido_offpeak | Southern_PGAE_Li_Battery_8hr_170 | Operational_New_Capacity_MW | -1 | Vaca_Dixon_Tesla_SSN | Northern_California_Li_Battery_8hr_80 | Reliability_Capacity_In_Model_Year | 0.5
Oro Loma_El_Nido_offpeak | Southern_PGAE_Li_Battery_8hr_174 | Operational_New_Capacity_MW | -1 | Vaca_Dixon_Tesla_SSN | Northern_California_Li_Battery_8hr_83 | Reliability_Capacity_In_Model_Year | 0.5
Oro Loma_El_Nido_offpeak | Southern_PGAE_Li_Battery_8hr_176 | Operational_New_Capacity_MW | -1 | Vaca_Dixon_Tesla_SSN | Northern_California_Li_Battery_8hr_85 | Reliability_Capacity_In_Model_Year | 0.5
Oro Loma_El_Nido_offpeak | Central_Valley_North_Los_Banos_Wind_154 | Operational_New_Capacity_MW | 0.44 | Vaca_Dixon_Tesla_SSN | Northern_California_Li_Battery_8hr_94 | Reliability_Capacity_In_Model_Year | 0.5
Oro Loma_El_Nido_offpeak | Central_Valley_North_Los_Banos_Wind_162 | Operational_New_Capacity_MW | 0.44 | Vaca_Dixon_Tesla_SSN | Southern_PGAE_Li_Battery_8hr_95 | Reliability_Capacity_In_Model_Year | 0.5
Oro Loma_El_Nido_offpeak | Northern_California_Solar_114 | Operational_New_Capacity_MW | 0.79 | Vaca_Dixon_Tesla_SSN | Northern_California_Li_Battery_8hr_112 | Reliability_Capacity_In_Model_Year | 0.5
Oro Loma_El_Nido_offpeak | Northern_California_Solar_138 | Operational_New_Capacity_MW | 0.79 | Vaca_Dixon_Tesla_SSN | Northern_California_Li_Battery_8hr_122 | Reliability_Capacity_In_Model_Year | 0.5
Oro Loma_El_Nido_offpeak | Northern_California_Solar_166 | Operational_New_Capacity_MW | 0.79 | Vaca_Dixon_Tesla_SSN | Northern_California_Li_Battery_8hr_126 | Reliability_Capacity_In_Model_Year | 0.5
Oro Loma_El_Nido_offpeak | Southern_PGAE_Solar_140 | Operational_New_Capacity_MW | 0.79 | Vaca_Dixon_Tesla_SSN | Northern_California_Li_Battery_8hr_127 | Reliability_Capacity_In_Model_Year | 0.5
Oro Loma_El_Nido_offpeak | Southern_PGAE_Solar_151 | Operational_New_Capacity_MW | 0.79 | Vaca_Dixon_Tesla_SSN | Northern_California_Li_Battery_8hr_141 | Reliability_Capacity_In_Model_Year | 0.5
Oro Loma_El_Nido_offpeak | Southern_PGAE_Solar_154 | Operational_New_Capacity_MW | 0.79 | Vaca_Dixon_Tesla_SSN | Northern_California_Li_Battery_8hr_144 | Reliability_Capacity_In_Model_Year | 0.5
Oro Loma_El_Nido_offpeak | Southern_PGAE_Solar_161 | Operational_New_Capacity_MW | 0.79 | Vaca_Dixon_Tesla_SSN | Northern_California_Li_Battery_8hr_149 | Reliability_Capacity_In_Model_Year | 0.5
Oro Loma_El_Nido_offpeak | Southern_PGAE_Solar_162 | Operational_New_Capacity_MW | 0.79 | Vaca_Dixon_Tesla_SSN | Northern_California_Li_Battery_8hr_150 | Reliability_Capacity_In_Model_Year | 0.5
Oro Loma_El_Nido_offpeak | Southern_PGAE_Solar_163 | Operational_New_Capacity_MW | 0.79 | Vaca_Dixon_Tesla_SSN | Northern_California_Li_Battery_8hr_155 | Reliability_Capacity_In_Model_Year | 0.5
Oro Loma_El_Nido_offpeak | Southern_PGAE_Solar_164 | Operational_New_Capacity_MW | 0.79 | Vaca_Dixon_Tesla_SSN | Northern_California_Li_Battery_8hr_157 | Reliability_Capacity_In_Model_Year | 0.5
Oro Loma_El_Nido_offpeak | Southern_PGAE_Solar_165 | Operational_New_Capacity_MW | 0.79 | Vaca_Dixon_Tesla_SSN | Northern_California_Li_Battery_8hr_158 | Reliability_Capacity_In_Model_Year | 0.5
Oro Loma_El_Nido_offpeak | Southern_PGAE_Solar_168 | Operational_New_Capacity_MW | 0.79 | Vaca_Dixon_Tesla_SSN | Northern_California_Li_Battery_8hr_159 | Reliability_Capacity_In_Model_Year | 0.5
Oro Loma_El_Nido_offpeak | Southern_PGAE_Solar_169 | Operational_New_Capacity_MW | 0.79 | Vaca_Dixon_Tesla_SSN | Northern_California_Li_Battery_8hr_172 | Reliability_Capacity_In_Model_Year | 0.5
Oro Loma_El_Nido_offpeak | Southern_PGAE_Solar_170 | Operational_New_Capacity_MW | 0.79 | Vaca_Dixon_Tesla_SSN | Northern_California_Li_Battery_8hr_179 | Reliability_Capacity_In_Model_Year | 0.5
Oro Loma_El_Nido_offpeak | Southern_PGAE_Solar_174 | Operational_New_Capacity_MW | 0.79 | Vaca_Dixon_Tesla_SSN | Northern_California_Pumped_Storage_5 | Reliability_Capacity_In_Model_Year | 0.5
Oro Loma_El_Nido_offpeak | Southern_PGAE_Solar_176 | Operational_New_Capacity_MW | 0.79 | Vaca_Dixon_Tesla_SSN | Central_Valley_North_Los_Banos_Wind_17 | Reliability_Capacity_In_Model_Year | 0.163
Oro Loma_El_Nido_offpeak | Oro Loma_El_Nido_group | Operational_New_Capacity_MW | -0.020363 | Vaca_Dixon_Tesla_SSN | Northern_California_Biomass_5 | Reliability_Capacity_In_Model_Year | 1
Oro Loma_El_Nido_SSN | Northern_California_Flow_Battery_114 | Reliability_Capacity_In_Model_Year | 0.5 | Vaca_Dixon_Tesla_SSN | Northern_California_Geothermal_5 | Reliability_Capacity_In_Model_Year | 1
Oro Loma_El_Nido_SSN | Northern_California_Flow_Battery_138 | Reliability_Capacity_In_Model_Year | 0.5 | Vaca_Dixon_Tesla_SSN | Northern_California_Geothermal_35 | Reliability_Capacity_In_Model_Year | 1
Oro Loma_El_Nido_SSN | Southern_PGAE_Flow_Battery_140 | Reliability_Capacity_In_Model_Year | 0.5 | Vaca_Dixon_Tesla_SSN | Northern_California_Solar_5 | Reliability_Capacity_In_Model_Year | 0.556
Oro Loma_El_Nido_SSN | Southern_PGAE_Flow_Battery_151 | Reliability_Capacity_In_Model_Year | 0.5 | Vaca_Dixon_Tesla_SSN | Northern_California_Solar_25 | Reliability_Capacity_In_Model_Year | 0.556
Oro Loma_El_Nido_SSN | Southern_PGAE_Flow_Battery_154 | Reliability_Capacity_In_Model_Year | 0.5 | Vaca_Dixon_Tesla_SSN | Northern_California_Solar_26 | Reliability_Capacity_In_Model_Year | 0.556
Oro Loma_El_Nido_SSN | Southern_PGAE_Flow_Battery_161 | Reliability_Capacity_In_Model_Year | 0.5 | Vaca_Dixon_Tesla_SSN | Northern_California_Solar_35 | Reliability_Capacity_In_Model_Year | 0.556
Oro Loma_El_Nido_SSN | Southern_PGAE_Flow_Battery_162 | Reliability_Capacity_In_Model_Year | 0.5 | Vaca_Dixon_Tesla_SSN | Northern_California_Solar_38 | Reliability_Capacity_In_Model_Year | 0.556
Oro Loma_El_Nido_SSN | Southern_PGAE_Flow_Battery_163 | Reliability_Capacity_In_Model_Year | 0.5 | Vaca_Dixon_Tesla_SSN | Northern_California_Solar_51 | Reliability_Capacity_In_Model_Year | 0.556
Oro Loma_El_Nido_SSN | Southern_PGAE_Flow_Battery_164 | Reliability_Capacity_In_Model_Year | 0.5 | Vaca_Dixon_Tesla_SSN | Northern_California_Solar_76 | Reliability_Capacity_In_Model_Year | 0.556
Oro Loma_El_Nido_SSN | Southern_PGAE_Flow_Battery_165 | Reliability_Capacity_In_Model_Year | 0.5 | Vaca_Dixon_Tesla_SSN | Northern_California_Solar_80 | Reliability_Capacity_In_Model_Year | 0.556
Oro Loma_El_Nido_SSN | Northern_California_Flow_Battery_166 | Reliability_Capacity_In_Model_Year | 0.5 | Vaca_Dixon_Tesla_SSN | Northern_California_Solar_83 | Reliability_Capacity_In_Model_Year | 0.556
Oro Loma_El_Nido_SSN | Southern_PGAE_Flow_Battery_168 | Reliability_Capacity_In_Model_Year | 0.5 | Vaca_Dixon_Tesla_SSN | Northern_California_Solar_85 | Reliability_Capacity_In_Model_Year | 0.556
Oro Loma_El_Nido_SSN | Southern_PGAE_Flow_Battery_169 | Reliability_Capacity_In_Model_Year | 0.5 | Vaca_Dixon_Tesla_SSN | Northern_California_Solar_94 | Reliability_Capacity_In_Model_Year | 0.556
Oro Loma_El_Nido_SSN | Southern_PGAE_Flow_Battery_170 | Reliability_Capacity_In_Model_Year | 0.5 | Vaca_Dixon_Tesla_SSN | Northern_California_Solar_112 | Reliability_Capacity_In_Model_Year | 0.556
Oro Loma_El_Nido_SSN | Southern_PGAE_Flow_Battery_174 | Reliability_Capacity_In_Model_Year | 0.5 | Vaca_Dixon_Tesla_SSN | Northern_California_Solar_122 | Reliability_Capacity_In_Model_Year | 0.556
Oro Loma_El_Nido_SSN | Southern_PGAE_Flow_Battery_176 | Reliability_Capacity_In_Model_Year | 0.5 | Vaca_Dixon_Tesla_SSN | Northern_California_Solar_126 | Reliability_Capacity_In_Model_Year | 0.556
Oro Loma_El_Nido_SSN | Northern_California_Li_Battery_4hr_114 | Reliability_Capacity_In_Model_Year | 0.5 | Vaca_Dixon_Tesla_SSN | Northern_California_Solar_127 | Reliability_Capacity_In_Model_Year | 0.556
Oro Loma_El_Nido_SSN | Northern_California_Li_Battery_4hr_138 | Reliability_Capacity_In_Model_Year | 0.5 | Vaca_Dixon_Tesla_SSN | Northern_California_Solar_141 | Reliability_Capacity_In_Model_Year | 0.556
Oro Loma_El_Nido_SSN | Southern_PGAE_Li_Battery_4hr_140 | Reliability_Capacity_In_Model_Year | 0.5 | Vaca_Dixon_Tesla_SSN | Northern_California_Solar_144 | Reliability_Capacity_In_Model_Year | 0.556
Oro Loma_El_Nido_SSN | Southern_PGAE_Li_Battery_4hr_151 | Reliability_Capacity_In_Model_Year | 0.5 | Vaca_Dixon_Tesla_SSN | Northern_California_Solar_149 | Reliability_Capacity_In_Model_Year | 0.556
Oro Loma_El_Nido_SSN | Southern_PGAE_Li_Battery_4hr_154 | Reliability_Capacity_In_Model_Year | 0.5 | Vaca_Dixon_Tesla_SSN | Northern_California_Solar_150 | Reliability_Capacity_In_Model_Year | 0.556
Oro Loma_El_Nido_SSN | Southern_PGAE_Li_Battery_4hr_161 | Reliability_Capacity_In_Model_Year | 0.5 | Vaca_Dixon_Tesla_SSN | Northern_California_Solar_155 | Reliability_Capacity_In_Model_Year | 0.556
Oro Loma_El_Nido_SSN | Southern_PGAE_Li_Battery_4hr_162 | Reliability_Capacity_In_Model_Year | 0.5 | Vaca_Dixon_Tesla_SSN | Northern_California_Solar_157 | Reliability_Capacity_In_Model_Year | 0.556
Oro Loma_El_Nido_SSN | Southern_PGAE_Li_Battery_4hr_163 | Reliability_Capacity_In_Model_Year | 0.5 | Vaca_Dixon_Tesla_SSN | Northern_California_Solar_158 | Reliability_Capacity_In_Model_Year | 0.556
Oro Loma_El_Nido_SSN | Southern_PGAE_Li_Battery_4hr_164 | Reliability_Capacity_In_Model_Year | 0.5 | Vaca_Dixon_Tesla_SSN | Northern_California_Solar_159 | Reliability_Capacity_In_Model_Year | 0.556
Oro Loma_El_Nido_SSN | Southern_PGAE_Li_Battery_4hr_165 | Reliability_Capacity_In_Model_Year | 0.5 | Vaca_Dixon_Tesla_SSN | Northern_California_Solar_172 | Reliability_Capacity_In_Model_Year | 0.556
Oro Loma_El_Nido_SSN | Northern_California_Li_Battery_4hr_166 | Reliability_Capacity_In_Model_Year | 0.5 | Vaca_Dixon_Tesla_SSN | Northern_California_Solar_179 | Reliability_Capacity_In_Model_Year | 0.556
Oro Loma_El_Nido_SSN | Southern_PGAE_Li_Battery_4hr_168 | Reliability_Capacity_In_Model_Year | 0.5 | Vaca_Dixon_Tesla_SSN | Northern_California_Wind_5 | Reliability_Capacity_In_Model_Year | 0.163
Oro Loma_El_Nido_SSN | Southern_PGAE_Li_Battery_4hr_169 | Reliability_Capacity_In_Model_Year | 0.5 | Vaca_Dixon_Tesla_SSN | Northern_California_Wind_26 | Reliability_Capacity_In_Model_Year | 0.163
Oro Loma_El_Nido_SSN | Southern_PGAE_Li_Battery_4hr_170 | Reliability_Capacity_In_Model_Year | 0.5 | Vaca_Dixon_Tesla_SSN | Northern_California_Wind_35 | Reliability_Capacity_In_Model_Year | 0.163
Oro Loma_El_Nido_SSN | Southern_PGAE_Li_Battery_4hr_174 | Reliability_Capacity_In_Model_Year | 0.5 | Vaca_Dixon_Tesla_SSN | Northern_California_Wind_76 | Reliability_Capacity_In_Model_Year | 0.163
Oro Loma_El_Nido_SSN | Southern_PGAE_Li_Battery_4hr_176 | Reliability_Capacity_In_Model_Year | 0.5 | Vaca_Dixon_Tesla_SSN | Northern_California_Wind_83 | Reliability_Capacity_In_Model_Year | 0.163
Oro Loma_El_Nido_SSN | Northern_California_Li_Battery_8hr_114 | Reliability_Capacity_In_Model_Year | 0.5 | Vaca_Dixon_Tesla_SSN | Northern_California_Wind_159 | Reliability_Capacity_In_Model_Year | 0.163
Oro Loma_El_Nido_SSN | Northern_California_Li_Battery_8hr_138 | Reliability_Capacity_In_Model_Year | 0.5 | Vaca_Dixon_Tesla_SSN | Pacific_Northwest_Geothermal_5 | Reliability_Capacity_In_Model_Year | 1
Oro Loma_El_Nido_SSN | Southern_PGAE_Li_Battery_8hr_140 | Reliability_Capacity_In_Model_Year | 0.5 | Vaca_Dixon_Tesla_SSN | Solano_Wind_85 | Reliability_Capacity_In_Model_Year | 0.163
Oro Loma_El_Nido_SSN | Southern_PGAE_Li_Battery_8hr_151 | Reliability_Capacity_In_Model_Year | 0.5 | Vaca_Dixon_Tesla_SSN | Solano_Wind_94 | Reliability_Capacity_In_Model_Year | 0.163
Oro Loma_El_Nido_SSN | Southern_PGAE_Li_Battery_8hr_154 | Reliability_Capacity_In_Model_Year | 0.5 | Vaca_Dixon_Tesla_SSN | Solano_Wind_122 | Reliability_Capacity_In_Model_Year | 0.163
Oro Loma_El_Nido_SSN | Southern_PGAE_Li_Battery_8hr_161 | Reliability_Capacity_In_Model_Year | 0.5 | Vaca_Dixon_Tesla_SSN | Solano_Wind_126 | Reliability_Capacity_In_Model_Year | 0.163
Oro Loma_El_Nido_SSN | Southern_PGAE_Li_Battery_8hr_162 | Reliability_Capacity_In_Model_Year | 0.5 | Vaca_Dixon_Tesla_SSN | Southern_PGAE_Solar_17 | Reliability_Capacity_In_Model_Year | 0.556
Oro Loma_El_Nido_SSN | Southern_PGAE_Li_Battery_8hr_163 | Reliability_Capacity_In_Model_Year | 0.5 | Vaca_Dixon_Tesla_SSN | Southern_PGAE_Solar_95 | Reliability_Capacity_In_Model_Year | 0.556
Oro Loma_El_Nido_SSN | Southern_PGAE_Li_Battery_8hr_164 | Reliability_Capacity_In_Model_Year | 0.5 | VEA_138_SSN | Southern_NV_Eldorado_Flow_Battery_16 | Reliability_Capacity_In_Model_Year | 0.5
Oro Loma_El_Nido_SSN | Southern_PGAE_Li_Battery_8hr_165 | Reliability_Capacity_In_Model_Year | 0.5 | VEA_138_SSN | Southern_NV_Eldorado_Flow_Battery_42 | Reliability_Capacity_In_Model_Year | 0.5
Oro Loma_El_Nido_SSN | Northern_California_Li_Battery_8hr_166 | Reliability_Capacity_In_Model_Year | 0.5 | VEA_138_SSN | Southern_NV_Eldorado_Li_Battery_4hr_16 | Reliability_Capacity_In_Model_Year | 0.5
Oro Loma_El_Nido_SSN | Southern_PGAE_Li_Battery_8hr_168 | Reliability_Capacity_In_Model_Year | 0.5 | VEA_138_SSN | Southern_NV_Eldorado_Li_Battery_4hr_42 | Reliability_Capacity_In_Model_Year | 0.5
Oro Loma_El_Nido_SSN | Southern_PGAE_Li_Battery_8hr_169 | Reliability_Capacity_In_Model_Year | 0.5 | VEA_138_SSN | Southern_NV_Eldorado_Li_Battery_8hr_16 | Reliability_Capacity_In_Model_Year | 0.5
Oro Loma_El_Nido_SSN | Southern_PGAE_Li_Battery_8hr_170 | Reliability_Capacity_In_Model_Year | 0.5 | VEA_138_SSN | Southern_NV_Eldorado_Li_Battery_8hr_42 | Reliability_Capacity_In_Model_Year | 0.5
Oro Loma_El_Nido_SSN | Southern_PGAE_Li_Battery_8hr_174 | Reliability_Capacity_In_Model_Year | 0.5 | VEA_138_SSN | Central_Nevada_Geothermal_42 | Reliability_Capacity_In_Model_Year | 1
Oro Loma_El_Nido_SSN | Southern_PGAE_Li_Battery_8hr_176 | Reliability_Capacity_In_Model_Year | 0.5 | VEA_138_SSN | Southern_NV_Eldorado_Solar_16 | Reliability_Capacity_In_Model_Year | 0.427
Oro Loma_El_Nido_SSN | Central_Valley_North_Los_Banos_Wind_154 | Reliability_Capacity_In_Model_Year | 0.163 | VEA_138_SSN | Southern_NV_Eldorado_Solar_42 | Reliability_Capacity_In_Model_Year | 0.427
Oro Loma_El_Nido_SSN | Central_Valley_North_Los_Banos_Wind_162 | Reliability_Capacity_In_Model_Year | 0.163 | VEA_138_SSN | Southern_NV_Eldorado_Wind_16 | Reliability_Capacity_In_Model_Year | 0.208
Oro Loma_El_Nido_SSN | Northern_California_Solar_114 | Reliability_Capacity_In_Model_Year | 0.556 | Victor_Lugo_SSN | Greater_Kramer_Flow_Battery_86 | Reliability_Capacity_In_Model_Year | 0.5
Oro Loma_El_Nido_SSN | Northern_California_Solar_138 | Reliability_Capacity_In_Model_Year | 0.556 | Victor_Lugo_SSN | Greater_Kramer_Flow_Battery_123 | Reliability_Capacity_In_Model_Year | 0.5
Oro Loma_El_Nido_SSN | Northern_California_Solar_166 | Reliability_Capacity_In_Model_Year | 0.556 | Victor_Lugo_SSN | Greater_Kramer_Flow_Battery_156 | Reliability_Capacity_In_Model_Year | 0.5
Oro Loma_El_Nido_SSN | Southern_PGAE_Solar_140 | Reliability_Capacity_In_Model_Year | 0.556 | Victor_Lugo_SSN | Greater_Kramer_Li_Battery_4hr_86 | Reliability_Capacity_In_Model_Year | 0.5
Oro Loma_El_Nido_SSN | Southern_PGAE_Solar_151 | Reliability_Capacity_In_Model_Year | 0.556 | Victor_Lugo_SSN | Greater_Kramer_Li_Battery_4hr_123 | Reliability_Capacity_In_Model_Year | 0.5
Oro Loma_El_Nido_SSN | Southern_PGAE_Solar_154 | Reliability_Capacity_In_Model_Year | 0.556 | Victor_Lugo_SSN | Greater_Kramer_Li_Battery_4hr_156 | Reliability_Capacity_In_Model_Year | 0.5
Oro Loma_El_Nido_SSN | Southern_PGAE_Solar_161 | Reliability_Capacity_In_Model_Year | 0.556 | Victor_Lugo_SSN | Greater_Kramer_Li_Battery_8hr_86 | Reliability_Capacity_In_Model_Year | 0.5
Oro Loma_El_Nido_SSN | Southern_PGAE_Solar_162 | Reliability_Capacity_In_Model_Year | 0.556 | Victor_Lugo_SSN | Greater_Kramer_Li_Battery_8hr_123 | Reliability_Capacity_In_Model_Year | 0.5
Oro Loma_El_Nido_SSN | Southern_PGAE_Solar_163 | Reliability_Capacity_In_Model_Year | 0.556 | Victor_Lugo_SSN | Greater_Kramer_Li_Battery_8hr_156 | Reliability_Capacity_In_Model_Year | 0.5
Oro Loma_El_Nido_SSN | Southern_PGAE_Solar_164 | Reliability_Capacity_In_Model_Year | 0.556 | Victor_Lugo_SSN | Greater_Kramer_Solar_86 | Reliability_Capacity_In_Model_Year | 0.427
Oro Loma_El_Nido_SSN | Southern_PGAE_Solar_165 | Reliability_Capacity_In_Model_Year | 0.556 | Victor_Lugo_SSN | Greater_Kramer_Solar_123 | Reliability_Capacity_In_Model_Year | 0.427
Oro Loma_El_Nido_SSN | Southern_PGAE_Solar_168 | Reliability_Capacity_In_Model_Year | 0.556 | Victor_Lugo_SSN | Greater_Kramer_Solar_156 | Reliability_Capacity_In_Model_Year | 0.427
Oro Loma_El_Nido_SSN | Southern_PGAE_Solar_169 | Reliability_Capacity_In_Model_Year | 0.556 | Victor_Lugo_SSN | Inyokern_North_Kramer_Geothermal_156 | Reliability_Capacity_In_Model_Year | 1
Oro Loma_El_Nido_SSN | Southern_PGAE_Solar_170 | Reliability_Capacity_In_Model_Year | 0.556 | Vincent_Lugo_SSN | Tehachapi_Adiabatic_CAES_13 | Reliability_Capacity_In_Model_Year | 0.5
Oro Loma_El_Nido_SSN | Southern_PGAE_Solar_174 | Reliability_Capacity_In_Model_Year | 0.556 | Vincent_Lugo_SSN | Tehachapi_Flow_Battery_13 | Reliability_Capacity_In_Model_Year | 0.5
Oro Loma_El_Nido_SSN | Southern_PGAE_Solar_176 | Reliability_Capacity_In_Model_Year | 0.556 | Vincent_Lugo_SSN | Greater_LA_Flow_Battery_18 | Reliability_Capacity_In_Model_Year | 0.5
Oro Loma_El_Nido_SSN | Oro Loma_El_Nido_group | Operational_New_Capacity_MW | -1 | Vincent_Lugo_SSN | Tehachapi_Flow_Battery_32 | Reliability_Capacity_In_Model_Year | 0.5
Panoche_Los_Banos_HSN | Southern_PGAE_Flow_Battery_34 | Reliability_Capacity_In_Model_Year | 1 | Vincent_Lugo_SSN | Tehachapi_Flow_Battery_66 | Reliability_Capacity_In_Model_Year | 0.5
Panoche_Los_Banos_HSN | Southern_PGAE_Flow_Battery_69 | Reliability_Capacity_In_Model_Year | 1 | Vincent_Lugo_SSN | Tehachapi_Li_Battery_4hr_13 | Reliability_Capacity_In_Model_Year | 0.5
Panoche_Los_Banos_HSN | Southern_PGAE_Flow_Battery_72 | Reliability_Capacity_In_Model_Year | 1 | Vincent_Lugo_SSN | Greater_LA_Li_Battery_4hr_18 | Reliability_Capacity_In_Model_Year | 0.5
Panoche_Los_Banos_HSN | Southern_PGAE_Flow_Battery_124 | Reliability_Capacity_In_Model_Year | 1 | Vincent_Lugo_SSN | Tehachapi_Li_Battery_4hr_32 | Reliability_Capacity_In_Model_Year | 0.5
Panoche_Los_Banos_HSN | Southern_PGAE_Flow_Battery_139 | Reliability_Capacity_In_Model_Year | 1 | Vincent_Lugo_SSN | Tehachapi_Li_Battery_4hr_66 | Reliability_Capacity_In_Model_Year | 0.5
Panoche_Los_Banos_HSN | Southern_PGAE_Flow_Battery_140 | Reliability_Capacity_In_Model_Year | 1 | Vincent_Lugo_SSN | Tehachapi_Li_Battery_8hr_13 | Reliability_Capacity_In_Model_Year | 0.5
Panoche_Los_Banos_HSN | Southern_PGAE_Flow_Battery_151 | Reliability_Capacity_In_Model_Year | 1 | Vincent_Lugo_SSN | Greater_LA_Li_Battery_8hr_18 | Reliability_Capacity_In_Model_Year | 0.5
Panoche_Los_Banos_HSN | Southern_PGAE_Flow_Battery_154 | Reliability_Capacity_In_Model_Year | 1 | Vincent_Lugo_SSN | Tehachapi_Li_Battery_8hr_32 | Reliability_Capacity_In_Model_Year | 0.5
Panoche_Los_Banos_HSN | Southern_PGAE_Flow_Battery_161 | Reliability_Capacity_In_Model_Year | 1 | Vincent_Lugo_SSN | Tehachapi_Li_Battery_8hr_66 | Reliability_Capacity_In_Model_Year | 0.5
Panoche_Los_Banos_HSN | Southern_PGAE_Flow_Battery_162 | Reliability_Capacity_In_Model_Year | 1 | Vincent_Lugo_SSN | Tehachapi_Pumped_Storage_32 | Reliability_Capacity_In_Model_Year | 0.5
Panoche_Los_Banos_HSN | Southern_PGAE_Flow_Battery_164 | Reliability_Capacity_In_Model_Year | 1 | Vincent_Lugo_SSN | Greater_LA_Solar_18 | Reliability_Capacity_In_Model_Year | 0.427
Panoche_Los_Banos_HSN | Southern_PGAE_Flow_Battery_165 | Reliability_Capacity_In_Model_Year | 1 | Vincent_Lugo_SSN | Tehachapi_Solar_13 | Reliability_Capacity_In_Model_Year | 0.427
Panoche_Los_Banos_HSN | Southern_PGAE_Flow_Battery_168 | Reliability_Capacity_In_Model_Year | 1 | Vincent_Lugo_SSN | Tehachapi_Solar_32 | Reliability_Capacity_In_Model_Year | 0.427
Panoche_Los_Banos_HSN | Southern_PGAE_Flow_Battery_169 | Reliability_Capacity_In_Model_Year | 1 | Vincent_Lugo_SSN | Tehachapi_Solar_66 | Reliability_Capacity_In_Model_Year | 0.427
Panoche_Los_Banos_HSN | Southern_PGAE_Flow_Battery_170 | Reliability_Capacity_In_Model_Year | 1 | Vincent_Lugo_SSN | Tehachapi_Wind_13 | Reliability_Capacity_In_Model_Year | 0.163
Panoche_Los_Banos_HSN | Southern_PGAE_Flow_Battery_174 | Reliability_Capacity_In_Model_Year | 1 | Vincent_Lugo_SSN | Tehachapi_Wind_18 | Reliability_Capacity_In_Model_Year | 0.163
Panoche_Los_Banos_HSN | Southern_PGAE_Flow_Battery_176 | Reliability_Capacity_In_Model_Year | 1 | Vincent_Lugo_SSN | Tehachapi_Wind_32 | Reliability_Capacity_In_Model_Year | 0.163
Panoche_Los_Banos_HSN | Southern_PGAE_Li_Battery_4hr_34 | Reliability_Capacity_In_Model_Year | 1 | Windhub_SSN | Tehachapi_Flow_Battery_32 | Reliability_Capacity_In_Model_Year | 0.5
Panoche_Los_Banos_HSN | Southern_PGAE_Li_Battery_4hr_69 | Reliability_Capacity_In_Model_Year | 1 | Windhub_SSN | Tehachapi_Li_Battery_4hr_32 | Reliability_Capacity_In_Model_Year | 0.5
Panoche_Los_Banos_HSN | Southern_PGAE_Li_Battery_4hr_72 | Reliability_Capacity_In_Model_Year | 1 | Windhub_SSN | Tehachapi_Li_Battery_8hr_32 | Reliability_Capacity_In_Model_Year | 0.5
Panoche_Los_Banos_HSN | Southern_PGAE_Li_Battery_4hr_124 | Reliability_Capacity_In_Model_Year | 1 | Windhub_SSN | Tehachapi_Pumped_Storage_32 | Reliability_Capacity_In_Model_Year | 0.5
Panoche_Los_Banos_HSN | Southern_PGAE_Li_Battery_4hr_139 | Reliability_Capacity_In_Model_Year | 1 | Windhub_SSN | Tehachapi_Solar_32 | Reliability_Capacity_In_Model_Year | 0.427
Panoche_Los_Banos_HSN | Southern_PGAE_Li_Battery_4hr_140 | Reliability_Capacity_In_Model_Year | 1 | Windhub_SSN | Tehachapi_Wind_32 | Reliability_Capacity_In_Model_Year | 0.163
Panoche_Los_Banos_HSN | Southern_PGAE_Li_Battery_4hr_151 | Reliability_Capacity_In_Model_Year | 1 | Windmaster_Delta_Pumps_SSN | Northern_California_Flow_Battery_51 | Reliability_Capacity_In_Model_Year | 0.5
Panoche_Los_Banos_HSN | Southern_PGAE_Li_Battery_4hr_154 | Reliability_Capacity_In_Model_Year | 1 | Windmaster_Delta_Pumps_SSN | Northern_California_Flow_Battery_68 | Reliability_Capacity_In_Model_Year | 0.5
Panoche_Los_Banos_HSN | Southern_PGAE_Li_Battery_4hr_161 | Reliability_Capacity_In_Model_Year | 1 | Windmaster_Delta_Pumps_SSN | Northern_California_Flow_Battery_76 | Reliability_Capacity_In_Model_Year | 0.5
Panoche_Los_Banos_HSN | Southern_PGAE_Li_Battery_4hr_162 | Reliability_Capacity_In_Model_Year | 1 | Windmaster_Delta_Pumps_SSN | Northern_California_Flow_Battery_83 | Reliability_Capacity_In_Model_Year | 0.5
Panoche_Los_Banos_HSN | Southern_PGAE_Li_Battery_4hr_164 | Reliability_Capacity_In_Model_Year | 1 | Windmaster_Delta_Pumps_SSN | Northern_California_Flow_Battery_94 | Reliability_Capacity_In_Model_Year | 0.5
Panoche_Los_Banos_HSN | Southern_PGAE_Li_Battery_4hr_165 | Reliability_Capacity_In_Model_Year | 1 | Windmaster_Delta_Pumps_SSN | Southern_PGAE_Flow_Battery_95 | Reliability_Capacity_In_Model_Year | 0.5
Panoche_Los_Banos_HSN | Southern_PGAE_Li_Battery_4hr_168 | Reliability_Capacity_In_Model_Year | 1 | Windmaster_Delta_Pumps_SSN | Northern_California_Flow_Battery_112 | Reliability_Capacity_In_Model_Year | 0.5
Panoche_Los_Banos_HSN | Southern_PGAE_Li_Battery_4hr_169 | Reliability_Capacity_In_Model_Year | 1 | Windmaster_Delta_Pumps_SSN | Northern_California_Flow_Battery_126 | Reliability_Capacity_In_Model_Year | 0.5
Panoche_Los_Banos_HSN | Southern_PGAE_Li_Battery_4hr_170 | Reliability_Capacity_In_Model_Year | 1 | Windmaster_Delta_Pumps_SSN | Northern_California_Flow_Battery_150 | Reliability_Capacity_In_Model_Year | 0.5
Panoche_Los_Banos_HSN | Southern_PGAE_Li_Battery_4hr_174 | Reliability_Capacity_In_Model_Year | 1 | Windmaster_Delta_Pumps_SSN | Northern_California_Flow_Battery_155 | Reliability_Capacity_In_Model_Year | 0.5
Panoche_Los_Banos_HSN | Southern_PGAE_Li_Battery_4hr_176 | Reliability_Capacity_In_Model_Year | 1 | Windmaster_Delta_Pumps_SSN | Northern_California_Flow_Battery_158 | Reliability_Capacity_In_Model_Year | 0.5
Panoche_Los_Banos_HSN | Southern_PGAE_Li_Battery_8hr_34 | Reliability_Capacity_In_Model_Year | 1 | Windmaster_Delta_Pumps_SSN | Northern_California_Li_Battery_4hr_51 | Reliability_Capacity_In_Model_Year | 0.5
Panoche_Los_Banos_HSN | Southern_PGAE_Li_Battery_8hr_69 | Reliability_Capacity_In_Model_Year | 1 | Windmaster_Delta_Pumps_SSN | Northern_California_Li_Battery_4hr_68 | Reliability_Capacity_In_Model_Year | 0.5
Panoche_Los_Banos_HSN | Southern_PGAE_Li_Battery_8hr_72 | Reliability_Capacity_In_Model_Year | 1 | Windmaster_Delta_Pumps_SSN | Northern_California_Li_Battery_4hr_76 | Reliability_Capacity_In_Model_Year | 0.5
Panoche_Los_Banos_HSN | Southern_PGAE_Li_Battery_8hr_124 | Reliability_Capacity_In_Model_Year | 1 | Windmaster_Delta_Pumps_SSN | Northern_California_Li_Battery_4hr_83 | Reliability_Capacity_In_Model_Year | 0.5
Panoche_Los_Banos_HSN | Southern_PGAE_Li_Battery_8hr_139 | Reliability_Capacity_In_Model_Year | 1 | Windmaster_Delta_Pumps_SSN | Northern_California_Li_Battery_4hr_94 | Reliability_Capacity_In_Model_Year | 0.5
Panoche_Los_Banos_HSN | Southern_PGAE_Li_Battery_8hr_140 | Reliability_Capacity_In_Model_Year | 1 | Windmaster_Delta_Pumps_SSN | Southern_PGAE_Li_Battery_4hr_95 | Reliability_Capacity_In_Model_Year | 0.5
Panoche_Los_Banos_HSN | Southern_PGAE_Li_Battery_8hr_151 | Reliability_Capacity_In_Model_Year | 1 | Windmaster_Delta_Pumps_SSN | Northern_California_Li_Battery_4hr_112 | Reliability_Capacity_In_Model_Year | 0.5
Panoche_Los_Banos_HSN | Southern_PGAE_Li_Battery_8hr_154 | Reliability_Capacity_In_Model_Year | 1 | Windmaster_Delta_Pumps_SSN | Northern_California_Li_Battery_4hr_126 | Reliability_Capacity_In_Model_Year | 0.5
Panoche_Los_Banos_HSN | Southern_PGAE_Li_Battery_8hr_161 | Reliability_Capacity_In_Model_Year | 1 | Windmaster_Delta_Pumps_SSN | Northern_California_Li_Battery_4hr_150 | Reliability_Capacity_In_Model_Year | 0.5
Panoche_Los_Banos_HSN | Southern_PGAE_Li_Battery_8hr_162 | Reliability_Capacity_In_Model_Year | 1 | Windmaster_Delta_Pumps_SSN | Northern_California_Li_Battery_4hr_155 | Reliability_Capacity_In_Model_Year | 0.5
Panoche_Los_Banos_HSN | Southern_PGAE_Li_Battery_8hr_164 | Reliability_Capacity_In_Model_Year | 1 | Windmaster_Delta_Pumps_SSN | Northern_California_Li_Battery_4hr_158 | Reliability_Capacity_In_Model_Year | 0.5
Panoche_Los_Banos_HSN | Southern_PGAE_Li_Battery_8hr_165 | Reliability_Capacity_In_Model_Year | 1 | Windmaster_Delta_Pumps_SSN | Northern_California_Li_Battery_8hr_51 | Reliability_Capacity_In_Model_Year | 0.5
Panoche_Los_Banos_HSN | Southern_PGAE_Li_Battery_8hr_168 | Reliability_Capacity_In_Model_Year | 1 | Windmaster_Delta_Pumps_SSN | Northern_California_Li_Battery_8hr_68 | Reliability_Capacity_In_Model_Year | 0.5
Panoche_Los_Banos_HSN | Southern_PGAE_Li_Battery_8hr_169 | Reliability_Capacity_In_Model_Year | 1 | Windmaster_Delta_Pumps_SSN | Northern_California_Li_Battery_8hr_76 | Reliability_Capacity_In_Model_Year | 0.5
Panoche_Los_Banos_HSN | Southern_PGAE_Li_Battery_8hr_170 | Reliability_Capacity_In_Model_Year | 1 | Windmaster_Delta_Pumps_SSN | Northern_California_Li_Battery_8hr_83 | Reliability_Capacity_In_Model_Year | 0.5
Panoche_Los_Banos_HSN | Southern_PGAE_Li_Battery_8hr_174 | Reliability_Capacity_In_Model_Year | 1 | Windmaster_Delta_Pumps_SSN | Northern_California_Li_Battery_8hr_94 | Reliability_Capacity_In_Model_Year | 0.5
Panoche_Los_Banos_HSN | Southern_PGAE_Li_Battery_8hr_176 | Reliability_Capacity_In_Model_Year | 1 | Windmaster_Delta_Pumps_SSN | Southern_PGAE_Li_Battery_8hr_95 | Reliability_Capacity_In_Model_Year | 0.5
Panoche_Los_Banos_HSN | Central_Valley_North_Los_Banos_Wind_154 | Reliability_Capacity_In_Model_Year | 0.665 | Windmaster_Delta_Pumps_SSN | Northern_California_Li_Battery_8hr_112 | Reliability_Capacity_In_Model_Year | 0.5
Panoche_Los_Banos_HSN | Central_Valley_North_Los_Banos_Wind_162 | Reliability_Capacity_In_Model_Year | 0.665 | Windmaster_Delta_Pumps_SSN | Northern_California_Li_Battery_8hr_126 | Reliability_Capacity_In_Model_Year | 0.5
Panoche_Los_Banos_HSN | Southern_PGAE_Solar_34 | Reliability_Capacity_In_Model_Year | 0.1 | Windmaster_Delta_Pumps_SSN | Northern_California_Li_Battery_8hr_150 | Reliability_Capacity_In_Model_Year | 0.5
Panoche_Los_Banos_HSN | Southern_PGAE_Solar_69 | Reliability_Capacity_In_Model_Year | 0.1 | Windmaster_Delta_Pumps_SSN | Northern_California_Li_Battery_8hr_155 | Reliability_Capacity_In_Model_Year | 0.5
Panoche_Los_Banos_HSN | Southern_PGAE_Solar_72 | Reliability_Capacity_In_Model_Year | 0.1 | Windmaster_Delta_Pumps_SSN | Northern_California_Li_Battery_8hr_158 | Reliability_Capacity_In_Model_Year | 0.5
Panoche_Los_Banos_HSN | Southern_PGAE_Solar_124 | Reliability_Capacity_In_Model_Year | 0.1 | Windmaster_Delta_Pumps_SSN | Northern_California_Solar_51 | Reliability_Capacity_In_Model_Year | 0.556
Panoche_Los_Banos_HSN | Southern_PGAE_Solar_139 | Reliability_Capacity_In_Model_Year | 0.1 | Windmaster_Delta_Pumps_SSN | Northern_California_Solar_68 | Reliability_Capacity_In_Model_Year | 0.556
Panoche_Los_Banos_HSN | Southern_PGAE_Solar_140 | Reliability_Capacity_In_Model_Year | 0.1 | Windmaster_Delta_Pumps_SSN | Northern_California_Solar_76 | Reliability_Capacity_In_Model_Year | 0.556
Panoche_Los_Banos_HSN | Southern_PGAE_Solar_151 | Reliability_Capacity_In_Model_Year | 0.1 | Windmaster_Delta_Pumps_SSN | Northern_California_Solar_83 | Reliability_Capacity_In_Model_Year | 0.556
Panoche_Los_Banos_HSN | Southern_PGAE_Solar_154 | Reliability_Capacity_In_Model_Year | 0.1 | Windmaster_Delta_Pumps_SSN | Northern_California_Solar_94 | Reliability_Capacity_In_Model_Year | 0.556
Panoche_Los_Banos_HSN | Southern_PGAE_Solar_161 | Reliability_Capacity_In_Model_Year | 0.1 | Windmaster_Delta_Pumps_SSN | Northern_California_Solar_112 | Reliability_Capacity_In_Model_Year | 0.556
Panoche_Los_Banos_HSN | Southern_PGAE_Solar_162 | Reliability_Capacity_In_Model_Year | 0.1 | Windmaster_Delta_Pumps_SSN | Northern_California_Solar_126 | Reliability_Capacity_In_Model_Year | 0.556
Panoche_Los_Banos_HSN | Southern_PGAE_Solar_164 | Reliability_Capacity_In_Model_Year | 0.1 | Windmaster_Delta_Pumps_SSN | Northern_California_Solar_150 | Reliability_Capacity_In_Model_Year | 0.556
Panoche_Los_Banos_HSN | Southern_PGAE_Solar_165 | Reliability_Capacity_In_Model_Year | 0.1 | Windmaster_Delta_Pumps_SSN | Northern_California_Solar_155 | Reliability_Capacity_In_Model_Year | 0.556
Panoche_Los_Banos_HSN | Southern_PGAE_Solar_168 | Reliability_Capacity_In_Model_Year | 0.1 | Windmaster_Delta_Pumps_SSN | Northern_California_Solar_158 | Reliability_Capacity_In_Model_Year | 0.556
Panoche_Los_Banos_HSN | Southern_PGAE_Solar_169 | Reliability_Capacity_In_Model_Year | 0.1 | Windmaster_Delta_Pumps_SSN | Northern_California_Wind_76 | Reliability_Capacity_In_Model_Year | 0.163
Panoche_Los_Banos_HSN | Southern_PGAE_Solar_170 | Reliability_Capacity_In_Model_Year | 0.1 | Windmaster_Delta_Pumps_SSN | Northern_California_Wind_83 | Reliability_Capacity_In_Model_Year | 0.163
Panoche_Los_Banos_HSN | Southern_PGAE_Solar_174 | Reliability_Capacity_In_Model_Year | 0.1 | Windmaster_Delta_Pumps_SSN | Solano_Wind_94 | Reliability_Capacity_In_Model_Year | 0.163
Panoche_Los_Banos_HSN | Southern_PGAE_Solar_176 | Reliability_Capacity_In_Model_Year | 0.1 | Windmaster_Delta_Pumps_SSN | Solano_Wind_126 | Reliability_Capacity_In_Model_Year | 0.163
Panoche_Los_Banos_HSN | Manning_500_group | Operational_New_Capacity_MW | -1.2912 | Windmaster_Delta_Pumps_SSN | Southern_PGAE_Solar_95 | Reliability_Capacity_In_Model_Year | 0.556
Panoche_Los_Banos_offpeak | Southern_PGAE_Flow_Battery_34 | Operational_New_Capacity_MW | -1 | Woodland_Davis_SSN | Northern_California_Flow_Battery_178 | Reliability_Capacity_In_Model_Year | 0.5
Panoche_Los_Banos_offpeak | Southern_PGAE_Flow_Battery_69 | Operational_New_Capacity_MW | -1 | Woodland_Davis_SSN | Northern_California_Flow_Battery_179 | Reliability_Capacity_In_Model_Year | 0.5
Panoche_Los_Banos_offpeak | Southern_PGAE_Flow_Battery_72 | Operational_New_Capacity_MW | -1 | Woodland_Davis_SSN | Northern_California_Flow_Battery_180 | Reliability_Capacity_In_Model_Year | 0.5
Panoche_Los_Banos_offpeak | Southern_PGAE_Flow_Battery_124 | Operational_New_Capacity_MW | -1 | Woodland_Davis_SSN | Northern_California_Li_Battery_4hr_178 | Reliability_Capacity_In_Model_Year | 0.5
Panoche_Los_Banos_offpeak | Southern_PGAE_Flow_Battery_139 | Operational_New_Capacity_MW | -1 | Woodland_Davis_SSN | Northern_California_Li_Battery_4hr_179 | Reliability_Capacity_In_Model_Year | 0.5
Panoche_Los_Banos_offpeak | Southern_PGAE_Flow_Battery_140 | Operational_New_Capacity_MW | -1 | Woodland_Davis_SSN | Northern_California_Li_Battery_4hr_180 | Reliability_Capacity_In_Model_Year | 0.5
Panoche_Los_Banos_offpeak | Southern_PGAE_Flow_Battery_151 | Operational_New_Capacity_MW | -1 | Woodland_Davis_SSN | Northern_California_Li_Battery_8hr_178 | Reliability_Capacity_In_Model_Year | 0.5
Panoche_Los_Banos_offpeak | Southern_PGAE_Flow_Battery_154 | Operational_New_Capacity_MW | -1 | Woodland_Davis_SSN | Northern_California_Li_Battery_8hr_179 | Reliability_Capacity_In_Model_Year | 0.5
Panoche_Los_Banos_offpeak | Southern_PGAE_Flow_Battery_161 | Operational_New_Capacity_MW | -1 | Woodland_Davis_SSN | Northern_California_Li_Battery_8hr_180 | Reliability_Capacity_In_Model_Year | 0.5
Panoche_Los_Banos_offpeak | Southern_PGAE_Flow_Battery_162 | Operational_New_Capacity_MW | -1 | Woodland_Davis_SSN | Northern_California_Solar_178 | Reliability_Capacity_In_Model_Year | 0.556
Panoche_Los_Banos_offpeak | Southern_PGAE_Flow_Battery_164 | Operational_New_Capacity_MW | -1 | Woodland_Davis_SSN | Northern_California_Solar_179 | Reliability_Capacity_In_Model_Year | 0.556
Panoche_Los_Banos_offpeak | Southern_PGAE_Flow_Battery_165 | Operational_New_Capacity_MW | -1 | Woodland_Davis_SSN | Northern_California_Solar_180 | Reliability_Capacity_In_Model_Year | 0.556
Panoche_Los_Banos_offpeak | Southern_PGAE_Flow_Battery_168 | Operational_New_Capacity_MW | -1 | Antelope_Neenach_Off_Peak_offpeak | Tehachapi_Flow_Battery_66 | Operational_New_Capacity_MW | -1
Panoche_Los_Banos_offpeak | Southern_PGAE_Flow_Battery_169 | Operational_New_Capacity_MW | -1 | Antelope_Neenach_Off_Peak_offpeak | Tehachapi_Li_Battery_4hr_66 | Operational_New_Capacity_MW | -1
Panoche_Los_Banos_offpeak | Southern_PGAE_Flow_Battery_170 | Operational_New_Capacity_MW | -1 | Antelope_Neenach_Off_Peak_offpeak | Tehachapi_Li_Battery_8hr_66 | Operational_New_Capacity_MW | -1
Panoche_Los_Banos_offpeak | Southern_PGAE_Flow_Battery_174 | Operational_New_Capacity_MW | -1 | Antelope_Neenach_Off_Peak_offpeak | Tehachapi_Solar_66 | Operational_New_Capacity_MW | 0.77
Panoche_Los_Banos_offpeak | Southern_PGAE_Flow_Battery_176 | Operational_New_Capacity_MW | -1 | 0 | Tehachapi_Flow_Battery_78 | Operational_New_Capacity_MW | -1
Panoche_Los_Banos_offpeak | Southern_PGAE_Li_Battery_4hr_34 | Operational_New_Capacity_MW | -1 | 0 | Tehachapi_Li_Battery_4hr_78 | Operational_New_Capacity_MW | -1
Panoche_Los_Banos_offpeak | Southern_PGAE_Li_Battery_4hr_69 | Operational_New_Capacity_MW | -1 | 0 | Tehachapi_Li_Battery_8hr_78 | Operational_New_Capacity_MW | -1
Panoche_Los_Banos_offpeak | Southern_PGAE_Li_Battery_4hr_72 | Operational_New_Capacity_MW | -1 | 0 | Tehachapi_Solar_78 | Operational_New_Capacity_MW | 0.77
Panoche_Los_Banos_offpeak | Southern_PGAE_Li_Battery_4hr_124 | Operational_New_Capacity_MW | -1 | Antelope_Vincent_offpeak | Tehachapi_Adiabatic_CAES_13 | Operational_New_Capacity_MW | -1
Panoche_Los_Banos_offpeak | Southern_PGAE_Li_Battery_4hr_139 | Operational_New_Capacity_MW | -1 | Antelope_Vincent_offpeak | Tehachapi_Flow_Battery_13 | Operational_New_Capacity_MW | -1
Panoche_Los_Banos_offpeak | Southern_PGAE_Li_Battery_4hr_140 | Operational_New_Capacity_MW | -1 | Antelope_Vincent_offpeak | Tehachapi_Flow_Battery_32 | Operational_New_Capacity_MW | -1
Panoche_Los_Banos_offpeak | Southern_PGAE_Li_Battery_4hr_151 | Operational_New_Capacity_MW | -1 | Antelope_Vincent_offpeak | Tehachapi_Flow_Battery_66 | Operational_New_Capacity_MW | -1
Panoche_Los_Banos_offpeak | Southern_PGAE_Li_Battery_4hr_154 | Operational_New_Capacity_MW | -1 | Antelope_Vincent_offpeak | Tehachapi_Flow_Battery_78 | Operational_New_Capacity_MW | -1
Panoche_Los_Banos_offpeak | Southern_PGAE_Li_Battery_4hr_161 | Operational_New_Capacity_MW | -1 | Antelope_Vincent_offpeak | Tehachapi_Flow_Battery_101 | Operational_New_Capacity_MW | -1
Panoche_Los_Banos_offpeak | Southern_PGAE_Li_Battery_4hr_162 | Operational_New_Capacity_MW | -1 | Antelope_Vincent_offpeak | Tehachapi_Li_Battery_4hr_13 | Operational_New_Capacity_MW | -1
Panoche_Los_Banos_offpeak | Southern_PGAE_Li_Battery_4hr_164 | Operational_New_Capacity_MW | -1 | Antelope_Vincent_offpeak | Tehachapi_Li_Battery_4hr_32 | Operational_New_Capacity_MW | -1
Panoche_Los_Banos_offpeak | Southern_PGAE_Li_Battery_4hr_165 | Operational_New_Capacity_MW | -1 | Antelope_Vincent_offpeak | Tehachapi_Li_Battery_4hr_66 | Operational_New_Capacity_MW | -1
Panoche_Los_Banos_offpeak | Southern_PGAE_Li_Battery_4hr_168 | Operational_New_Capacity_MW | -1 | Antelope_Vincent_offpeak | Tehachapi_Li_Battery_4hr_78 | Operational_New_Capacity_MW | -1
Panoche_Los_Banos_offpeak | Southern_PGAE_Li_Battery_4hr_169 | Operational_New_Capacity_MW | -1 | Antelope_Vincent_offpeak | Tehachapi_Li_Battery_4hr_101 | Operational_New_Capacity_MW | -1
Panoche_Los_Banos_offpeak | Southern_PGAE_Li_Battery_4hr_170 | Operational_New_Capacity_MW | -1 | Antelope_Vincent_offpeak | Tehachapi_Li_Battery_8hr_13 | Operational_New_Capacity_MW | -1
Panoche_Los_Banos_offpeak | Southern_PGAE_Li_Battery_4hr_174 | Operational_New_Capacity_MW | -1 | Antelope_Vincent_offpeak | Tehachapi_Li_Battery_8hr_32 | Operational_New_Capacity_MW | -1
Panoche_Los_Banos_offpeak | Southern_PGAE_Li_Battery_4hr_176 | Operational_New_Capacity_MW | -1 | Antelope_Vincent_offpeak | Tehachapi_Li_Battery_8hr_66 | Operational_New_Capacity_MW | -1
Panoche_Los_Banos_offpeak | Southern_PGAE_Li_Battery_8hr_34 | Operational_New_Capacity_MW | -1 | Antelope_Vincent_offpeak | Tehachapi_Li_Battery_8hr_78 | Operational_New_Capacity_MW | -1
Panoche_Los_Banos_offpeak | Southern_PGAE_Li_Battery_8hr_69 | Operational_New_Capacity_MW | -1 | Antelope_Vincent_offpeak | Tehachapi_Li_Battery_8hr_101 | Operational_New_Capacity_MW | -1
Panoche_Los_Banos_offpeak | Southern_PGAE_Li_Battery_8hr_72 | Operational_New_Capacity_MW | -1 | Antelope_Vincent_offpeak | Tehachapi_Pumped_Storage_32 | Operational_New_Capacity_MW | -1
Panoche_Los_Banos_offpeak | Southern_PGAE_Li_Battery_8hr_124 | Operational_New_Capacity_MW | -1 | Antelope_Vincent_offpeak | Tehachapi_Solar_13 | Operational_New_Capacity_MW | 0.77
Panoche_Los_Banos_offpeak | Southern_PGAE_Li_Battery_8hr_139 | Operational_New_Capacity_MW | -1 | Antelope_Vincent_offpeak | Tehachapi_Solar_32 | Operational_New_Capacity_MW | 0.77
Panoche_Los_Banos_offpeak | Southern_PGAE_Li_Battery_8hr_140 | Operational_New_Capacity_MW | -1 | Antelope_Vincent_offpeak | Tehachapi_Solar_66 | Operational_New_Capacity_MW | 0.77
Panoche_Los_Banos_offpeak | Southern_PGAE_Li_Battery_8hr_151 | Operational_New_Capacity_MW | -1 | Antelope_Vincent_offpeak | Tehachapi_Solar_78 | Operational_New_Capacity_MW | 0.77
Panoche_Los_Banos_offpeak | Southern_PGAE_Li_Battery_8hr_154 | Operational_New_Capacity_MW | -1 | Antelope_Vincent_offpeak | Tehachapi_Solar_101 | Operational_New_Capacity_MW | 0.77
Panoche_Los_Banos_offpeak | Southern_PGAE_Li_Battery_8hr_161 | Operational_New_Capacity_MW | -1 | Antelope_Vincent_offpeak | Tehachapi_Wind_13 | Operational_New_Capacity_MW | 0.44
Panoche_Los_Banos_offpeak | Southern_PGAE_Li_Battery_8hr_162 | Operational_New_Capacity_MW | -1 | Antelope_Vincent_offpeak | Tehachapi_Wind_32 | Operational_New_Capacity_MW | 0.44
Panoche_Los_Banos_offpeak | Southern_PGAE_Li_Battery_8hr_164 | Operational_New_Capacity_MW | -1 | Bellota_Weber_offpeak | Northern_California_Flow_Battery_25 | Operational_New_Capacity_MW | -1
Panoche_Los_Banos_offpeak | Southern_PGAE_Li_Battery_8hr_165 | Operational_New_Capacity_MW | -1 | Bellota_Weber_offpeak | Northern_California_Flow_Battery_31 | Operational_New_Capacity_MW | -1
Panoche_Los_Banos_offpeak | Southern_PGAE_Li_Battery_8hr_168 | Operational_New_Capacity_MW | -1 | Bellota_Weber_offpeak | Northern_California_Flow_Battery_80 | Operational_New_Capacity_MW | -1
Panoche_Los_Banos_offpeak | Southern_PGAE_Li_Battery_8hr_169 | Operational_New_Capacity_MW | -1 | Bellota_Weber_offpeak | Northern_California_Flow_Battery_85 | Operational_New_Capacity_MW | -1
Panoche_Los_Banos_offpeak | Southern_PGAE_Li_Battery_8hr_170 | Operational_New_Capacity_MW | -1 | Bellota_Weber_offpeak | Northern_California_Flow_Battery_92 | Operational_New_Capacity_MW | -1
Panoche_Los_Banos_offpeak | Southern_PGAE_Li_Battery_8hr_174 | Operational_New_Capacity_MW | -1 | Bellota_Weber_offpeak | Southern_PGAE_Flow_Battery_111 | Operational_New_Capacity_MW | -1
Panoche_Los_Banos_offpeak | Southern_PGAE_Li_Battery_8hr_176 | Operational_New_Capacity_MW | -1 | Bellota_Weber_offpeak | Northern_California_Flow_Battery_114 | Operational_New_Capacity_MW | -1
Panoche_Los_Banos_offpeak | Central_Valley_North_Los_Banos_Wind_154 | Operational_New_Capacity_MW | 0.44 | Bellota_Weber_offpeak | Northern_California_Flow_Battery_122 | Operational_New_Capacity_MW | -1
Panoche_Los_Banos_offpeak | Central_Valley_North_Los_Banos_Wind_162 | Operational_New_Capacity_MW | 0.44 | Bellota_Weber_offpeak | Northern_California_Flow_Battery_135 | Operational_New_Capacity_MW | -1
Panoche_Los_Banos_offpeak | Southern_PGAE_Solar_34 | Operational_New_Capacity_MW | 0.79 | Bellota_Weber_offpeak | Northern_California_Flow_Battery_138 | Operational_New_Capacity_MW | -1
Panoche_Los_Banos_offpeak | Southern_PGAE_Solar_69 | Operational_New_Capacity_MW | 0.79 | Bellota_Weber_offpeak | Southern_PGAE_Flow_Battery_139 | Operational_New_Capacity_MW | -1
Panoche_Los_Banos_offpeak | Southern_PGAE_Solar_72 | Operational_New_Capacity_MW | 0.79 | Bellota_Weber_offpeak | Southern_PGAE_Flow_Battery_140 | Operational_New_Capacity_MW | -1
Panoche_Los_Banos_offpeak | Southern_PGAE_Solar_124 | Operational_New_Capacity_MW | 0.79 | Bellota_Weber_offpeak | Northern_California_Flow_Battery_141 | Operational_New_Capacity_MW | -1
Panoche_Los_Banos_offpeak | Southern_PGAE_Solar_139 | Operational_New_Capacity_MW | 0.79 | Bellota_Weber_offpeak | Northern_California_Flow_Battery_144 | Operational_New_Capacity_MW | -1
Panoche_Los_Banos_offpeak | Southern_PGAE_Solar_140 | Operational_New_Capacity_MW | 0.79 | Bellota_Weber_offpeak | Southern_PGAE_Flow_Battery_151 | Operational_New_Capacity_MW | -1
Panoche_Los_Banos_offpeak | Southern_PGAE_Solar_151 | Operational_New_Capacity_MW | 0.79 | Bellota_Weber_offpeak | Southern_PGAE_Flow_Battery_154 | Operational_New_Capacity_MW | -1
Panoche_Los_Banos_offpeak | Southern_PGAE_Solar_154 | Operational_New_Capacity_MW | 0.79 | Bellota_Weber_offpeak | Northern_California_Flow_Battery_157 | Operational_New_Capacity_MW | -1
Panoche_Los_Banos_offpeak | Southern_PGAE_Solar_161 | Operational_New_Capacity_MW | 0.79 | Bellota_Weber_offpeak | Northern_California_Flow_Battery_159 | Operational_New_Capacity_MW | -1
Panoche_Los_Banos_offpeak | Southern_PGAE_Solar_162 | Operational_New_Capacity_MW | 0.79 | Bellota_Weber_offpeak | Southern_PGAE_Flow_Battery_161 | Operational_New_Capacity_MW | -1
Panoche_Los_Banos_offpeak | Southern_PGAE_Solar_164 | Operational_New_Capacity_MW | 0.79 | Bellota_Weber_offpeak | Southern_PGAE_Flow_Battery_162 | Operational_New_Capacity_MW | -1
Panoche_Los_Banos_offpeak | Southern_PGAE_Solar_165 | Operational_New_Capacity_MW | 0.79 | Bellota_Weber_offpeak | Southern_PGAE_Flow_Battery_163 | Operational_New_Capacity_MW | -1
Panoche_Los_Banos_offpeak | Southern_PGAE_Solar_168 | Operational_New_Capacity_MW | 0.79 | Bellota_Weber_offpeak | Southern_PGAE_Flow_Battery_164 | Operational_New_Capacity_MW | -1
Panoche_Los_Banos_offpeak | Southern_PGAE_Solar_169 | Operational_New_Capacity_MW | 0.79 | Bellota_Weber_offpeak | Southern_PGAE_Flow_Battery_165 | Operational_New_Capacity_MW | -1
Panoche_Los_Banos_offpeak | Southern_PGAE_Solar_170 | Operational_New_Capacity_MW | 0.79 | Bellota_Weber_offpeak | Northern_California_Flow_Battery_166 | Operational_New_Capacity_MW | -1
Panoche_Los_Banos_offpeak | Southern_PGAE_Solar_174 | Operational_New_Capacity_MW | 0.79 | Bellota_Weber_offpeak | Southern_PGAE_Flow_Battery_168 | Operational_New_Capacity_MW | -1
Panoche_Los_Banos_offpeak | Southern_PGAE_Solar_176 | Operational_New_Capacity_MW | 0.79 | Bellota_Weber_offpeak | Southern_PGAE_Flow_Battery_169 | Operational_New_Capacity_MW | -1
Panoche_Los_Banos_offpeak | Manning_500_group | Operational_New_Capacity_MW | -0.63658 | Bellota_Weber_offpeak | Southern_PGAE_Flow_Battery_170 | Operational_New_Capacity_MW | -1
Panoche_Los_Banos_SSN | Southern_PGAE_Flow_Battery_34 | Reliability_Capacity_In_Model_Year | 0.5 | Bellota_Weber_offpeak | Northern_California_Flow_Battery_172 | Operational_New_Capacity_MW | -1
Panoche_Los_Banos_SSN | Southern_PGAE_Flow_Battery_69 | Reliability_Capacity_In_Model_Year | 0.5 | Bellota_Weber_offpeak | Southern_PGAE_Flow_Battery_174 | Operational_New_Capacity_MW | -1
Panoche_Los_Banos_SSN | Southern_PGAE_Flow_Battery_72 | Reliability_Capacity_In_Model_Year | 0.5 | Bellota_Weber_offpeak | Southern_PGAE_Flow_Battery_176 | Operational_New_Capacity_MW | -1
Panoche_Los_Banos_SSN | Southern_PGAE_Flow_Battery_124 | Reliability_Capacity_In_Model_Year | 0.5 | Bellota_Weber_offpeak | Northern_California_Flow_Battery_179 | Operational_New_Capacity_MW | -1
Panoche_Los_Banos_SSN | Southern_PGAE_Flow_Battery_139 | Reliability_Capacity_In_Model_Year | 0.5 | Bellota_Weber_offpeak | Northern_California_Li_Battery_4hr_25 | Operational_New_Capacity_MW | -1
Panoche_Los_Banos_SSN | Southern_PGAE_Flow_Battery_140 | Reliability_Capacity_In_Model_Year | 0.5 | Bellota_Weber_offpeak | Northern_California_Li_Battery_4hr_31 | Operational_New_Capacity_MW | -1
Panoche_Los_Banos_SSN | Southern_PGAE_Flow_Battery_151 | Reliability_Capacity_In_Model_Year | 0.5 | Bellota_Weber_offpeak | Northern_California_Li_Battery_4hr_80 | Operational_New_Capacity_MW | -1
Panoche_Los_Banos_SSN | Southern_PGAE_Flow_Battery_154 | Reliability_Capacity_In_Model_Year | 0.5 | Bellota_Weber_offpeak | Northern_California_Li_Battery_4hr_85 | Operational_New_Capacity_MW | -1
Panoche_Los_Banos_SSN | Southern_PGAE_Flow_Battery_161 | Reliability_Capacity_In_Model_Year | 0.5 | Bellota_Weber_offpeak | Northern_California_Li_Battery_4hr_92 | Operational_New_Capacity_MW | -1
Panoche_Los_Banos_SSN | Southern_PGAE_Flow_Battery_162 | Reliability_Capacity_In_Model_Year | 0.5 | Bellota_Weber_offpeak | Southern_PGAE_Li_Battery_4hr_111 | Operational_New_Capacity_MW | -1
Panoche_Los_Banos_SSN | Southern_PGAE_Flow_Battery_164 | Reliability_Capacity_In_Model_Year | 0.5 | Bellota_Weber_offpeak | Northern_California_Li_Battery_4hr_114 | Operational_New_Capacity_MW | -1
Panoche_Los_Banos_SSN | Southern_PGAE_Flow_Battery_165 | Reliability_Capacity_In_Model_Year | 0.5 | Bellota_Weber_offpeak | Northern_California_Li_Battery_4hr_122 | Operational_New_Capacity_MW | -1
Panoche_Los_Banos_SSN | Southern_PGAE_Flow_Battery_168 | Reliability_Capacity_In_Model_Year | 0.5 | Bellota_Weber_offpeak | Northern_California_Li_Battery_4hr_135 | Operational_New_Capacity_MW | -1
Panoche_Los_Banos_SSN | Southern_PGAE_Flow_Battery_169 | Reliability_Capacity_In_Model_Year | 0.5 | Bellota_Weber_offpeak | Northern_California_Li_Battery_4hr_138 | Operational_New_Capacity_MW | -1
Panoche_Los_Banos_SSN | Southern_PGAE_Flow_Battery_170 | Reliability_Capacity_In_Model_Year | 0.5 | Bellota_Weber_offpeak | Southern_PGAE_Li_Battery_4hr_139 | Operational_New_Capacity_MW | -1
Panoche_Los_Banos_SSN | Southern_PGAE_Flow_Battery_174 | Reliability_Capacity_In_Model_Year | 0.5 | Bellota_Weber_offpeak | Southern_PGAE_Li_Battery_4hr_140 | Operational_New_Capacity_MW | -1
Panoche_Los_Banos_SSN | Southern_PGAE_Flow_Battery_176 | Reliability_Capacity_In_Model_Year | 0.5 | Bellota_Weber_offpeak | Northern_California_Li_Battery_4hr_141 | Operational_New_Capacity_MW | -1
Panoche_Los_Banos_SSN | Southern_PGAE_Li_Battery_4hr_34 | Reliability_Capacity_In_Model_Year | 0.5 | Bellota_Weber_offpeak | Northern_California_Li_Battery_4hr_144 | Operational_New_Capacity_MW | -1
Panoche_Los_Banos_SSN | Southern_PGAE_Li_Battery_4hr_69 | Reliability_Capacity_In_Model_Year | 0.5 | Bellota_Weber_offpeak | Southern_PGAE_Li_Battery_4hr_151 | Operational_New_Capacity_MW | -1
Panoche_Los_Banos_SSN | Southern_PGAE_Li_Battery_4hr_72 | Reliability_Capacity_In_Model_Year | 0.5 | Bellota_Weber_offpeak | Southern_PGAE_Li_Battery_4hr_154 | Operational_New_Capacity_MW | -1
Panoche_Los_Banos_SSN | Southern_PGAE_Li_Battery_4hr_124 | Reliability_Capacity_In_Model_Year | 0.5 | Bellota_Weber_offpeak | Northern_California_Li_Battery_4hr_157 | Operational_New_Capacity_MW | -1
Panoche_Los_Banos_SSN | Southern_PGAE_Li_Battery_4hr_139 | Reliability_Capacity_In_Model_Year | 0.5 | Bellota_Weber_offpeak | Northern_California_Li_Battery_4hr_159 | Operational_New_Capacity_MW | -1
Panoche_Los_Banos_SSN | Southern_PGAE_Li_Battery_4hr_140 | Reliability_Capacity_In_Model_Year | 0.5 | Bellota_Weber_offpeak | Southern_PGAE_Li_Battery_4hr_161 | Operational_New_Capacity_MW | -1
Panoche_Los_Banos_SSN | Southern_PGAE_Li_Battery_4hr_151 | Reliability_Capacity_In_Model_Year | 0.5 | Bellota_Weber_offpeak | Southern_PGAE_Li_Battery_4hr_162 | Operational_New_Capacity_MW | -1
Panoche_Los_Banos_SSN | Southern_PGAE_Li_Battery_4hr_154 | Reliability_Capacity_In_Model_Year | 0.5 | Bellota_Weber_offpeak | Southern_PGAE_Li_Battery_4hr_163 | Operational_New_Capacity_MW | -1
Panoche_Los_Banos_SSN | Southern_PGAE_Li_Battery_4hr_161 | Reliability_Capacity_In_Model_Year | 0.5 | Bellota_Weber_offpeak | Southern_PGAE_Li_Battery_4hr_164 | Operational_New_Capacity_MW | -1
Panoche_Los_Banos_SSN | Southern_PGAE_Li_Battery_4hr_162 | Reliability_Capacity_In_Model_Year | 0.5 | Bellota_Weber_offpeak | Southern_PGAE_Li_Battery_4hr_165 | Operational_New_Capacity_MW | -1
Panoche_Los_Banos_SSN | Southern_PGAE_Li_Battery_4hr_164 | Reliability_Capacity_In_Model_Year | 0.5 | Bellota_Weber_offpeak | Northern_California_Li_Battery_4hr_166 | Operational_New_Capacity_MW | -1
Panoche_Los_Banos_SSN | Southern_PGAE_Li_Battery_4hr_165 | Reliability_Capacity_In_Model_Year | 0.5 | Bellota_Weber_offpeak | Southern_PGAE_Li_Battery_4hr_168 | Operational_New_Capacity_MW | -1
Panoche_Los_Banos_SSN | Southern_PGAE_Li_Battery_4hr_168 | Reliability_Capacity_In_Model_Year | 0.5 | Bellota_Weber_offpeak | Southern_PGAE_Li_Battery_4hr_169 | Operational_New_Capacity_MW | -1
Panoche_Los_Banos_SSN | Southern_PGAE_Li_Battery_4hr_169 | Reliability_Capacity_In_Model_Year | 0.5 | Bellota_Weber_offpeak | Southern_PGAE_Li_Battery_4hr_170 | Operational_New_Capacity_MW | -1
Panoche_Los_Banos_SSN | Southern_PGAE_Li_Battery_4hr_170 | Reliability_Capacity_In_Model_Year | 0.5 | Bellota_Weber_offpeak | Northern_California_Li_Battery_4hr_172 | Operational_New_Capacity_MW | -1
Panoche_Los_Banos_SSN | Southern_PGAE_Li_Battery_4hr_174 | Reliability_Capacity_In_Model_Year | 0.5 | Bellota_Weber_offpeak | Southern_PGAE_Li_Battery_4hr_174 | Operational_New_Capacity_MW | -1
Panoche_Los_Banos_SSN | Southern_PGAE_Li_Battery_4hr_176 | Reliability_Capacity_In_Model_Year | 0.5 | Bellota_Weber_offpeak | Southern_PGAE_Li_Battery_4hr_176 | Operational_New_Capacity_MW | -1
Panoche_Los_Banos_SSN | Southern_PGAE_Li_Battery_8hr_34 | Reliability_Capacity_In_Model_Year | 0.5 | Bellota_Weber_offpeak | Northern_California_Li_Battery_4hr_179 | Operational_New_Capacity_MW | -1
Panoche_Los_Banos_SSN | Southern_PGAE_Li_Battery_8hr_69 | Reliability_Capacity_In_Model_Year | 0.5 | Bellota_Weber_offpeak | Northern_California_Li_Battery_8hr_25 | Operational_New_Capacity_MW | -1
Panoche_Los_Banos_SSN | Southern_PGAE_Li_Battery_8hr_72 | Reliability_Capacity_In_Model_Year | 0.5 | Bellota_Weber_offpeak | Northern_California_Li_Battery_8hr_31 | Operational_New_Capacity_MW | -1
Panoche_Los_Banos_SSN | Southern_PGAE_Li_Battery_8hr_124 | Reliability_Capacity_In_Model_Year | 0.5 | Bellota_Weber_offpeak | Northern_California_Li_Battery_8hr_80 | Operational_New_Capacity_MW | -1
Panoche_Los_Banos_SSN | Southern_PGAE_Li_Battery_8hr_139 | Reliability_Capacity_In_Model_Year | 0.5 | Bellota_Weber_offpeak | Northern_California_Li_Battery_8hr_85 | Operational_New_Capacity_MW | -1
Panoche_Los_Banos_SSN | Southern_PGAE_Li_Battery_8hr_140 | Reliability_Capacity_In_Model_Year | 0.5 | Bellota_Weber_offpeak | Northern_California_Li_Battery_8hr_92 | Operational_New_Capacity_MW | -1
Panoche_Los_Banos_SSN | Southern_PGAE_Li_Battery_8hr_151 | Reliability_Capacity_In_Model_Year | 0.5 | Bellota_Weber_offpeak | Southern_PGAE_Li_Battery_8hr_111 | Operational_New_Capacity_MW | -1
Panoche_Los_Banos_SSN | Southern_PGAE_Li_Battery_8hr_154 | Reliability_Capacity_In_Model_Year | 0.5 | Bellota_Weber_offpeak | Northern_California_Li_Battery_8hr_114 | Operational_New_Capacity_MW | -1
Panoche_Los_Banos_SSN | Southern_PGAE_Li_Battery_8hr_161 | Reliability_Capacity_In_Model_Year | 0.5 | Bellota_Weber_offpeak | Northern_California_Li_Battery_8hr_122 | Operational_New_Capacity_MW | -1
Panoche_Los_Banos_SSN | Southern_PGAE_Li_Battery_8hr_162 | Reliability_Capacity_In_Model_Year | 0.5 | Bellota_Weber_offpeak | Northern_California_Li_Battery_8hr_135 | Operational_New_Capacity_MW | -1
Panoche_Los_Banos_SSN | Southern_PGAE_Li_Battery_8hr_164 | Reliability_Capacity_In_Model_Year | 0.5 | Bellota_Weber_offpeak | Northern_California_Li_Battery_8hr_138 | Operational_New_Capacity_MW | -1
Panoche_Los_Banos_SSN | Southern_PGAE_Li_Battery_8hr_165 | Reliability_Capacity_In_Model_Year | 0.5 | Bellota_Weber_offpeak | Southern_PGAE_Li_Battery_8hr_139 | Operational_New_Capacity_MW | -1
Panoche_Los_Banos_SSN | Southern_PGAE_Li_Battery_8hr_168 | Reliability_Capacity_In_Model_Year | 0.5 | Bellota_Weber_offpeak | Southern_PGAE_Li_Battery_8hr_140 | Operational_New_Capacity_MW | -1
Panoche_Los_Banos_SSN | Southern_PGAE_Li_Battery_8hr_169 | Reliability_Capacity_In_Model_Year | 0.5 | Bellota_Weber_offpeak | Northern_California_Li_Battery_8hr_141 | Operational_New_Capacity_MW | -1
Panoche_Los_Banos_SSN | Southern_PGAE_Li_Battery_8hr_170 | Reliability_Capacity_In_Model_Year | 0.5 | Bellota_Weber_offpeak | Northern_California_Li_Battery_8hr_144 | Operational_New_Capacity_MW | -1
Panoche_Los_Banos_SSN | Southern_PGAE_Li_Battery_8hr_174 | Reliability_Capacity_In_Model_Year | 0.5 | Bellota_Weber_offpeak | Southern_PGAE_Li_Battery_8hr_151 | Operational_New_Capacity_MW | -1
Panoche_Los_Banos_SSN | Southern_PGAE_Li_Battery_8hr_176 | Reliability_Capacity_In_Model_Year | 0.5 | Bellota_Weber_offpeak | Southern_PGAE_Li_Battery_8hr_154 | Operational_New_Capacity_MW | -1
Panoche_Los_Banos_SSN | Central_Valley_North_Los_Banos_Wind_154 | Reliability_Capacity_In_Model_Year | 0.163 | Bellota_Weber_offpeak | Northern_California_Li_Battery_8hr_157 | Operational_New_Capacity_MW | -1
Panoche_Los_Banos_SSN | Central_Valley_North_Los_Banos_Wind_162 | Reliability_Capacity_In_Model_Year | 0.163 | Bellota_Weber_offpeak | Northern_California_Li_Battery_8hr_159 | Operational_New_Capacity_MW | -1
Panoche_Los_Banos_SSN | Southern_PGAE_Solar_34 | Reliability_Capacity_In_Model_Year | 0.556 | Bellota_Weber_offpeak | Southern_PGAE_Li_Battery_8hr_161 | Operational_New_Capacity_MW | -1
Panoche_Los_Banos_SSN | Southern_PGAE_Solar_69 | Reliability_Capacity_In_Model_Year | 0.556 | Bellota_Weber_offpeak | Southern_PGAE_Li_Battery_8hr_162 | Operational_New_Capacity_MW | -1
Panoche_Los_Banos_SSN | Southern_PGAE_Solar_72 | Reliability_Capacity_In_Model_Year | 0.556 | Bellota_Weber_offpeak | Southern_PGAE_Li_Battery_8hr_163 | Operational_New_Capacity_MW | -1
Panoche_Los_Banos_SSN | Southern_PGAE_Solar_124 | Reliability_Capacity_In_Model_Year | 0.556 | Bellota_Weber_offpeak | Southern_PGAE_Li_Battery_8hr_164 | Operational_New_Capacity_MW | -1
Panoche_Los_Banos_SSN | Southern_PGAE_Solar_139 | Reliability_Capacity_In_Model_Year | 0.556 | Bellota_Weber_offpeak | Southern_PGAE_Li_Battery_8hr_165 | Operational_New_Capacity_MW | -1
Panoche_Los_Banos_SSN | Southern_PGAE_Solar_140 | Reliability_Capacity_In_Model_Year | 0.556 | Bellota_Weber_offpeak | Northern_California_Li_Battery_8hr_166 | Operational_New_Capacity_MW | -1
Panoche_Los_Banos_SSN | Southern_PGAE_Solar_151 | Reliability_Capacity_In_Model_Year | 0.556 | Bellota_Weber_offpeak | Southern_PGAE_Li_Battery_8hr_168 | Operational_New_Capacity_MW | -1
Panoche_Los_Banos_SSN | Southern_PGAE_Solar_154 | Reliability_Capacity_In_Model_Year | 0.556 | Bellota_Weber_offpeak | Southern_PGAE_Li_Battery_8hr_169 | Operational_New_Capacity_MW | -1
Panoche_Los_Banos_SSN | Southern_PGAE_Solar_161 | Reliability_Capacity_In_Model_Year | 0.556 | Bellota_Weber_offpeak | Southern_PGAE_Li_Battery_8hr_170 | Operational_New_Capacity_MW | -1
Panoche_Los_Banos_SSN | Southern_PGAE_Solar_162 | Reliability_Capacity_In_Model_Year | 0.556 | Bellota_Weber_offpeak | Northern_California_Li_Battery_8hr_172 | Operational_New_Capacity_MW | -1
Panoche_Los_Banos_SSN | Southern_PGAE_Solar_164 | Reliability_Capacity_In_Model_Year | 0.556 | Bellota_Weber_offpeak | Southern_PGAE_Li_Battery_8hr_174 | Operational_New_Capacity_MW | -1
Panoche_Los_Banos_SSN | Southern_PGAE_Solar_165 | Reliability_Capacity_In_Model_Year | 0.556 | Bellota_Weber_offpeak | Southern_PGAE_Li_Battery_8hr_176 | Operational_New_Capacity_MW | -1
Panoche_Los_Banos_SSN | Southern_PGAE_Solar_168 | Reliability_Capacity_In_Model_Year | 0.556 | Bellota_Weber_offpeak | Northern_California_Li_Battery_8hr_179 | Operational_New_Capacity_MW | -1
Panoche_Los_Banos_SSN | Southern_PGAE_Solar_169 | Reliability_Capacity_In_Model_Year | 0.556 | Bellota_Weber_offpeak | Central_Valley_North_Los_Banos_Wind_154 | Operational_New_Capacity_MW | 0.63
Panoche_Los_Banos_SSN | Southern_PGAE_Solar_170 | Reliability_Capacity_In_Model_Year | 0.556 | Bellota_Weber_offpeak | Central_Valley_North_Los_Banos_Wind_162 | Operational_New_Capacity_MW | 0.63
Panoche_Los_Banos_SSN | Southern_PGAE_Solar_174 | Reliability_Capacity_In_Model_Year | 0.556 | Bellota_Weber_offpeak | Northern_California_Solar_25 | Operational_New_Capacity_MW | 0.68
Panoche_Los_Banos_SSN | Southern_PGAE_Solar_176 | Reliability_Capacity_In_Model_Year | 0.556 | Bellota_Weber_offpeak | Northern_California_Solar_31 | Operational_New_Capacity_MW | 0.68
Panoche_Los_Banos_SSN | Manning_500_group | Operational_New_Capacity_MW | -1.2912 | Bellota_Weber_offpeak | Northern_California_Solar_80 | Operational_New_Capacity_MW | 0.68
Panoche_Mendota_HSN | Southern_PGAE_Flow_Battery_22 | Reliability_Capacity_In_Model_Year | 1 | Bellota_Weber_offpeak | Northern_California_Solar_85 | Operational_New_Capacity_MW | 0.68
Panoche_Mendota_HSN | Southern_PGAE_Flow_Battery_109 | Reliability_Capacity_In_Model_Year | 1 | Bellota_Weber_offpeak | Northern_California_Solar_92 | Operational_New_Capacity_MW | 0.68
Panoche_Mendota_HSN | Southern_PGAE_Flow_Battery_117 | Reliability_Capacity_In_Model_Year | 1 | Bellota_Weber_offpeak | Northern_California_Solar_114 | Operational_New_Capacity_MW | 0.68
Panoche_Mendota_HSN | Southern_PGAE_Flow_Battery_139 | Reliability_Capacity_In_Model_Year | 1 | Bellota_Weber_offpeak | Northern_California_Solar_122 | Operational_New_Capacity_MW | 0.68
Panoche_Mendota_HSN | Southern_PGAE_Flow_Battery_151 | Reliability_Capacity_In_Model_Year | 1 | Bellota_Weber_offpeak | Northern_California_Solar_135 | Operational_New_Capacity_MW | 0.68
Panoche_Mendota_HSN | Southern_PGAE_Flow_Battery_154 | Reliability_Capacity_In_Model_Year | 1 | Bellota_Weber_offpeak | Northern_California_Solar_138 | Operational_New_Capacity_MW | 0.68
Panoche_Mendota_HSN | Southern_PGAE_Flow_Battery_161 | Reliability_Capacity_In_Model_Year | 1 | Bellota_Weber_offpeak | Northern_California_Solar_141 | Operational_New_Capacity_MW | 0.68
Panoche_Mendota_HSN | Southern_PGAE_Flow_Battery_162 | Reliability_Capacity_In_Model_Year | 1 | Bellota_Weber_offpeak | Northern_California_Solar_144 | Operational_New_Capacity_MW | 0.68
Panoche_Mendota_HSN | Southern_PGAE_Flow_Battery_163 | Reliability_Capacity_In_Model_Year | 1 | Bellota_Weber_offpeak | Northern_California_Solar_157 | Operational_New_Capacity_MW | 0.68
Panoche_Mendota_HSN | Southern_PGAE_Flow_Battery_164 | Reliability_Capacity_In_Model_Year | 1 | Bellota_Weber_offpeak | Northern_California_Solar_159 | Operational_New_Capacity_MW | 0.68
Panoche_Mendota_HSN | Southern_PGAE_Flow_Battery_165 | Reliability_Capacity_In_Model_Year | 1 | Bellota_Weber_offpeak | Northern_California_Solar_166 | Operational_New_Capacity_MW | 0.68
Panoche_Mendota_HSN | Northern_California_Flow_Battery_166 | Reliability_Capacity_In_Model_Year | 1 | Bellota_Weber_offpeak | Northern_California_Solar_172 | Operational_New_Capacity_MW | 0.68
Panoche_Mendota_HSN | Southern_PGAE_Flow_Battery_168 | Reliability_Capacity_In_Model_Year | 1 | Bellota_Weber_offpeak | Northern_California_Solar_179 | Operational_New_Capacity_MW | 0.68
Panoche_Mendota_HSN | Southern_PGAE_Flow_Battery_169 | Reliability_Capacity_In_Model_Year | 1 | Bellota_Weber_offpeak | Northern_California_Wind_159 | Operational_New_Capacity_MW | 0.63
Panoche_Mendota_HSN | Southern_PGAE_Flow_Battery_170 | Reliability_Capacity_In_Model_Year | 1 | Bellota_Weber_offpeak | Solano_Wind_85 | Operational_New_Capacity_MW | 0.63
Panoche_Mendota_HSN | Southern_PGAE_Flow_Battery_174 | Reliability_Capacity_In_Model_Year | 1 | Bellota_Weber_offpeak | Solano_Wind_122 | Operational_New_Capacity_MW | 0.63
Panoche_Mendota_HSN | Southern_PGAE_Flow_Battery_176 | Reliability_Capacity_In_Model_Year | 1 | Bellota_Weber_offpeak | Southern_PGAE_Solar_111 | Operational_New_Capacity_MW | 0.68
Panoche_Mendota_HSN | Southern_PGAE_Li_Battery_4hr_22 | Reliability_Capacity_In_Model_Year | 1 | Bellota_Weber_offpeak | Southern_PGAE_Solar_139 | Operational_New_Capacity_MW | 0.68
Panoche_Mendota_HSN | Southern_PGAE_Li_Battery_4hr_109 | Reliability_Capacity_In_Model_Year | 1 | Bellota_Weber_offpeak | Southern_PGAE_Solar_140 | Operational_New_Capacity_MW | 0.68
Panoche_Mendota_HSN | Southern_PGAE_Li_Battery_4hr_117 | Reliability_Capacity_In_Model_Year | 1 | Bellota_Weber_offpeak | Southern_PGAE_Solar_151 | Operational_New_Capacity_MW | 0.68
Panoche_Mendota_HSN | Southern_PGAE_Li_Battery_4hr_139 | Reliability_Capacity_In_Model_Year | 1 | Bellota_Weber_offpeak | Southern_PGAE_Solar_154 | Operational_New_Capacity_MW | 0.68
Panoche_Mendota_HSN | Southern_PGAE_Li_Battery_4hr_151 | Reliability_Capacity_In_Model_Year | 1 | Bellota_Weber_offpeak | Southern_PGAE_Solar_161 | Operational_New_Capacity_MW | 0.68
Panoche_Mendota_HSN | Southern_PGAE_Li_Battery_4hr_154 | Reliability_Capacity_In_Model_Year | 1 | Bellota_Weber_offpeak | Southern_PGAE_Solar_162 | Operational_New_Capacity_MW | 0.68
Panoche_Mendota_HSN | Southern_PGAE_Li_Battery_4hr_161 | Reliability_Capacity_In_Model_Year | 1 | Bellota_Weber_offpeak | Southern_PGAE_Solar_163 | Operational_New_Capacity_MW | 0.68
Panoche_Mendota_HSN | Southern_PGAE_Li_Battery_4hr_162 | Reliability_Capacity_In_Model_Year | 1 | Bellota_Weber_offpeak | Southern_PGAE_Solar_164 | Operational_New_Capacity_MW | 0.68
Panoche_Mendota_HSN | Southern_PGAE_Li_Battery_4hr_163 | Reliability_Capacity_In_Model_Year | 1 | Bellota_Weber_offpeak | Southern_PGAE_Solar_165 | Operational_New_Capacity_MW | 0.68
Panoche_Mendota_HSN | Southern_PGAE_Li_Battery_4hr_164 | Reliability_Capacity_In_Model_Year | 1 | Bellota_Weber_offpeak | Southern_PGAE_Solar_168 | Operational_New_Capacity_MW | 0.68
Panoche_Mendota_HSN | Southern_PGAE_Li_Battery_4hr_165 | Reliability_Capacity_In_Model_Year | 1 | Bellota_Weber_offpeak | Southern_PGAE_Solar_169 | Operational_New_Capacity_MW | 0.68
Panoche_Mendota_HSN | Northern_California_Li_Battery_4hr_166 | Reliability_Capacity_In_Model_Year | 1 | Bellota_Weber_offpeak | Southern_PGAE_Solar_170 | Operational_New_Capacity_MW | 0.68
Panoche_Mendota_HSN | Southern_PGAE_Li_Battery_4hr_168 | Reliability_Capacity_In_Model_Year | 1 | Bellota_Weber_offpeak | Southern_PGAE_Solar_174 | Operational_New_Capacity_MW | 0.68
Panoche_Mendota_HSN | Southern_PGAE_Li_Battery_4hr_169 | Reliability_Capacity_In_Model_Year | 1 | Bellota_Weber_offpeak | Southern_PGAE_Solar_176 | Operational_New_Capacity_MW | 0.68
Panoche_Mendota_HSN | Southern_PGAE_Li_Battery_4hr_170 | Reliability_Capacity_In_Model_Year | 1 | Bell_Placer_offpeak | Northern_California_Flow_Battery_100 | Operational_New_Capacity_MW | -1
Panoche_Mendota_HSN | Southern_PGAE_Li_Battery_4hr_174 | Reliability_Capacity_In_Model_Year | 1 | Bell_Placer_offpeak | Tehachapi_Flow_Battery_125 | Operational_New_Capacity_MW | -1
Panoche_Mendota_HSN | Southern_PGAE_Li_Battery_4hr_176 | Reliability_Capacity_In_Model_Year | 1 | Bell_Placer_offpeak | Northern_California_Flow_Battery_157 | Operational_New_Capacity_MW | -1
Panoche_Mendota_HSN | Southern_PGAE_Li_Battery_8hr_22 | Reliability_Capacity_In_Model_Year | 1 | Bell_Placer_offpeak | Northern_California_Flow_Battery_172 | Operational_New_Capacity_MW | -1
Panoche_Mendota_HSN | Southern_PGAE_Li_Battery_8hr_109 | Reliability_Capacity_In_Model_Year | 1 | Bell_Placer_offpeak | Northern_California_Flow_Battery_178 | Operational_New_Capacity_MW | -1
Panoche_Mendota_HSN | Southern_PGAE_Li_Battery_8hr_117 | Reliability_Capacity_In_Model_Year | 1 | Bell_Placer_offpeak | Northern_California_Flow_Battery_179 | Operational_New_Capacity_MW | -1
Panoche_Mendota_HSN | Southern_PGAE_Li_Battery_8hr_139 | Reliability_Capacity_In_Model_Year | 1 | Bell_Placer_offpeak | Northern_California_Li_Battery_4hr_100 | Operational_New_Capacity_MW | -1
Panoche_Mendota_HSN | Southern_PGAE_Li_Battery_8hr_151 | Reliability_Capacity_In_Model_Year | 1 | Bell_Placer_offpeak | Tehachapi_Li_Battery_4hr_125 | Operational_New_Capacity_MW | -1
Panoche_Mendota_HSN | Southern_PGAE_Li_Battery_8hr_154 | Reliability_Capacity_In_Model_Year | 1 | Bell_Placer_offpeak | Northern_California_Li_Battery_4hr_157 | Operational_New_Capacity_MW | -1
Panoche_Mendota_HSN | Southern_PGAE_Li_Battery_8hr_161 | Reliability_Capacity_In_Model_Year | 1 | Bell_Placer_offpeak | Northern_California_Li_Battery_4hr_172 | Operational_New_Capacity_MW | -1
Panoche_Mendota_HSN | Southern_PGAE_Li_Battery_8hr_162 | Reliability_Capacity_In_Model_Year | 1 | Bell_Placer_offpeak | Northern_California_Li_Battery_4hr_178 | Operational_New_Capacity_MW | -1
Panoche_Mendota_HSN | Southern_PGAE_Li_Battery_8hr_163 | Reliability_Capacity_In_Model_Year | 1 | Bell_Placer_offpeak | Northern_California_Li_Battery_4hr_179 | Operational_New_Capacity_MW | -1
Panoche_Mendota_HSN | Southern_PGAE_Li_Battery_8hr_164 | Reliability_Capacity_In_Model_Year | 1 | Bell_Placer_offpeak | Northern_California_Li_Battery_8hr_100 | Operational_New_Capacity_MW | -1
Panoche_Mendota_HSN | Southern_PGAE_Li_Battery_8hr_165 | Reliability_Capacity_In_Model_Year | 1 | Bell_Placer_offpeak | Tehachapi_Li_Battery_8hr_125 | Operational_New_Capacity_MW | -1
Panoche_Mendota_HSN | Northern_California_Li_Battery_8hr_166 | Reliability_Capacity_In_Model_Year | 1 | Bell_Placer_offpeak | Northern_California_Li_Battery_8hr_157 | Operational_New_Capacity_MW | -1
Panoche_Mendota_HSN | Southern_PGAE_Li_Battery_8hr_168 | Reliability_Capacity_In_Model_Year | 1 | Bell_Placer_offpeak | Northern_California_Li_Battery_8hr_172 | Operational_New_Capacity_MW | -1
Panoche_Mendota_HSN | Southern_PGAE_Li_Battery_8hr_169 | Reliability_Capacity_In_Model_Year | 1 | Bell_Placer_offpeak | Northern_California_Li_Battery_8hr_178 | Operational_New_Capacity_MW | -1
Panoche_Mendota_HSN | Southern_PGAE_Li_Battery_8hr_170 | Reliability_Capacity_In_Model_Year | 1 | Bell_Placer_offpeak | Northern_California_Li_Battery_8hr_179 | Operational_New_Capacity_MW | -1
Panoche_Mendota_HSN | Southern_PGAE_Li_Battery_8hr_174 | Reliability_Capacity_In_Model_Year | 1 | Bell_Placer_offpeak | Central_Valley_North_Los_Banos_Wind_125 | Operational_New_Capacity_MW | 0.63
Panoche_Mendota_HSN | Southern_PGAE_Li_Battery_8hr_176 | Reliability_Capacity_In_Model_Year | 1 | Bell_Placer_offpeak | Northern_California_Geothermal_100 | Operational_New_Capacity_MW | 1
Panoche_Mendota_HSN | Central_Valley_North_Los_Banos_Wind_154 | Reliability_Capacity_In_Model_Year | 0.665 | Bell_Placer_offpeak | Northern_California_Solar_100 | Operational_New_Capacity_MW | 0.68
Panoche_Mendota_HSN | Central_Valley_North_Los_Banos_Wind_162 | Reliability_Capacity_In_Model_Year | 0.665 | Bell_Placer_offpeak | Northern_California_Solar_157 | Operational_New_Capacity_MW | 0.68
Panoche_Mendota_HSN | Northern_California_Solar_166 | Reliability_Capacity_In_Model_Year | 0.1 | Bell_Placer_offpeak | Northern_California_Solar_172 | Operational_New_Capacity_MW | 0.68
Panoche_Mendota_HSN | Southern_PGAE_Solar_22 | Reliability_Capacity_In_Model_Year | 0.1 | Bell_Placer_offpeak | Northern_California_Solar_178 | Operational_New_Capacity_MW | 0.68
Panoche_Mendota_HSN | Southern_PGAE_Solar_109 | Reliability_Capacity_In_Model_Year | 0.1 | Bell_Placer_offpeak | Northern_California_Solar_179 | Operational_New_Capacity_MW | 0.68
Panoche_Mendota_HSN | Southern_PGAE_Solar_117 | Reliability_Capacity_In_Model_Year | 0.1 | Bell_Placer_offpeak | Tehachapi_Solar_125 | Operational_New_Capacity_MW | 0.68
Panoche_Mendota_HSN | Southern_PGAE_Solar_139 | Reliability_Capacity_In_Model_Year | 0.1 | Birds_Landing_Contra_Costa_offpeak | Northern_California_Flow_Battery_26 | Operational_New_Capacity_MW | -1
Panoche_Mendota_HSN | Southern_PGAE_Solar_151 | Reliability_Capacity_In_Model_Year | 0.1 | Birds_Landing_Contra_Costa_offpeak | Northern_California_Flow_Battery_51 | Operational_New_Capacity_MW | -1
Panoche_Mendota_HSN | Southern_PGAE_Solar_154 | Reliability_Capacity_In_Model_Year | 0.1 | Birds_Landing_Contra_Costa_offpeak | Northern_California_Flow_Battery_80 | Operational_New_Capacity_MW | -1
Panoche_Mendota_HSN | Southern_PGAE_Solar_161 | Reliability_Capacity_In_Model_Year | 0.1 | Birds_Landing_Contra_Costa_offpeak | Northern_California_Flow_Battery_83 | Operational_New_Capacity_MW | -1
Panoche_Mendota_HSN | Southern_PGAE_Solar_162 | Reliability_Capacity_In_Model_Year | 0.1 | Birds_Landing_Contra_Costa_offpeak | Northern_California_Flow_Battery_85 | Operational_New_Capacity_MW | -1
Panoche_Mendota_HSN | Southern_PGAE_Solar_163 | Reliability_Capacity_In_Model_Year | 0.1 | Birds_Landing_Contra_Costa_offpeak | Northern_California_Flow_Battery_94 | Operational_New_Capacity_MW | -1
Panoche_Mendota_HSN | Southern_PGAE_Solar_164 | Reliability_Capacity_In_Model_Year | 0.1 | Birds_Landing_Contra_Costa_offpeak | Northern_California_Flow_Battery_126 | Operational_New_Capacity_MW | -1
Panoche_Mendota_HSN | Southern_PGAE_Solar_165 | Reliability_Capacity_In_Model_Year | 0.1 | Birds_Landing_Contra_Costa_offpeak | Northern_California_Flow_Battery_127 | Operational_New_Capacity_MW | -1
Panoche_Mendota_HSN | Southern_PGAE_Solar_168 | Reliability_Capacity_In_Model_Year | 0.1 | Birds_Landing_Contra_Costa_offpeak | Northern_California_Flow_Battery_150 | Operational_New_Capacity_MW | -1
Panoche_Mendota_HSN | Southern_PGAE_Solar_169 | Reliability_Capacity_In_Model_Year | 0.1 | Birds_Landing_Contra_Costa_offpeak | Northern_California_Flow_Battery_155 | Operational_New_Capacity_MW | -1
Panoche_Mendota_HSN | Southern_PGAE_Solar_170 | Reliability_Capacity_In_Model_Year | 0.1 | Birds_Landing_Contra_Costa_offpeak | Northern_California_Flow_Battery_158 | Operational_New_Capacity_MW | -1
Panoche_Mendota_HSN | Southern_PGAE_Solar_174 | Reliability_Capacity_In_Model_Year | 0.1 | Birds_Landing_Contra_Costa_offpeak | Northern_California_Li_Battery_4hr_26 | Operational_New_Capacity_MW | -1
Panoche_Mendota_HSN | Southern_PGAE_Solar_176 | Reliability_Capacity_In_Model_Year | 0.1 | Birds_Landing_Contra_Costa_offpeak | Northern_California_Li_Battery_4hr_51 | Operational_New_Capacity_MW | -1
Panoche_Mendota_HSN | Manning_115_group | Operational_New_Capacity_MW | -0.63892 | Birds_Landing_Contra_Costa_offpeak | Northern_California_Li_Battery_4hr_80 | Operational_New_Capacity_MW | -1
Panoche_Mendota_offpeak | Southern_PGAE_Flow_Battery_22 | Operational_New_Capacity_MW | -1 | Birds_Landing_Contra_Costa_offpeak | Northern_California_Li_Battery_4hr_83 | Operational_New_Capacity_MW | -1
Panoche_Mendota_offpeak | Southern_PGAE_Flow_Battery_109 | Operational_New_Capacity_MW | -1 | Birds_Landing_Contra_Costa_offpeak | Northern_California_Li_Battery_4hr_85 | Operational_New_Capacity_MW | -1
Panoche_Mendota_offpeak | Southern_PGAE_Flow_Battery_117 | Operational_New_Capacity_MW | -1 | Birds_Landing_Contra_Costa_offpeak | Northern_California_Li_Battery_4hr_94 | Operational_New_Capacity_MW | -1
Panoche_Mendota_offpeak | Southern_PGAE_Flow_Battery_139 | Operational_New_Capacity_MW | -1 | Birds_Landing_Contra_Costa_offpeak | Northern_California_Li_Battery_4hr_126 | Operational_New_Capacity_MW | -1
Panoche_Mendota_offpeak | Southern_PGAE_Flow_Battery_151 | Operational_New_Capacity_MW | -1 | Birds_Landing_Contra_Costa_offpeak | Northern_California_Li_Battery_4hr_127 | Operational_New_Capacity_MW | -1
Panoche_Mendota_offpeak | Southern_PGAE_Flow_Battery_154 | Operational_New_Capacity_MW | -1 | Birds_Landing_Contra_Costa_offpeak | Northern_California_Li_Battery_4hr_150 | Operational_New_Capacity_MW | -1
Panoche_Mendota_offpeak | Southern_PGAE_Flow_Battery_161 | Operational_New_Capacity_MW | -1 | Birds_Landing_Contra_Costa_offpeak | Northern_California_Li_Battery_4hr_155 | Operational_New_Capacity_MW | -1
Panoche_Mendota_offpeak | Southern_PGAE_Flow_Battery_162 | Operational_New_Capacity_MW | -1 | Birds_Landing_Contra_Costa_offpeak | Northern_California_Li_Battery_4hr_158 | Operational_New_Capacity_MW | -1
Panoche_Mendota_offpeak | Southern_PGAE_Flow_Battery_163 | Operational_New_Capacity_MW | -1 | Birds_Landing_Contra_Costa_offpeak | Northern_California_Li_Battery_8hr_26 | Operational_New_Capacity_MW | -1
Panoche_Mendota_offpeak | Southern_PGAE_Flow_Battery_164 | Operational_New_Capacity_MW | -1 | Birds_Landing_Contra_Costa_offpeak | Northern_California_Li_Battery_8hr_51 | Operational_New_Capacity_MW | -1
Panoche_Mendota_offpeak | Southern_PGAE_Flow_Battery_165 | Operational_New_Capacity_MW | -1 | Birds_Landing_Contra_Costa_offpeak | Northern_California_Li_Battery_8hr_80 | Operational_New_Capacity_MW | -1
Panoche_Mendota_offpeak | Northern_California_Flow_Battery_166 | Operational_New_Capacity_MW | -1 | Birds_Landing_Contra_Costa_offpeak | Northern_California_Li_Battery_8hr_83 | Operational_New_Capacity_MW | -1
Panoche_Mendota_offpeak | Southern_PGAE_Flow_Battery_168 | Operational_New_Capacity_MW | -1 | Birds_Landing_Contra_Costa_offpeak | Northern_California_Li_Battery_8hr_85 | Operational_New_Capacity_MW | -1
Panoche_Mendota_offpeak | Southern_PGAE_Flow_Battery_169 | Operational_New_Capacity_MW | -1 | Birds_Landing_Contra_Costa_offpeak | Northern_California_Li_Battery_8hr_94 | Operational_New_Capacity_MW | -1
Panoche_Mendota_offpeak | Southern_PGAE_Flow_Battery_170 | Operational_New_Capacity_MW | -1 | Birds_Landing_Contra_Costa_offpeak | Northern_California_Li_Battery_8hr_126 | Operational_New_Capacity_MW | -1
Panoche_Mendota_offpeak | Southern_PGAE_Flow_Battery_174 | Operational_New_Capacity_MW | -1 | Birds_Landing_Contra_Costa_offpeak | Northern_California_Li_Battery_8hr_127 | Operational_New_Capacity_MW | -1
Panoche_Mendota_offpeak | Southern_PGAE_Flow_Battery_176 | Operational_New_Capacity_MW | -1 | Birds_Landing_Contra_Costa_offpeak | Northern_California_Li_Battery_8hr_150 | Operational_New_Capacity_MW | -1
Panoche_Mendota_offpeak | Southern_PGAE_Li_Battery_4hr_22 | Operational_New_Capacity_MW | -1 | Birds_Landing_Contra_Costa_offpeak | Northern_California_Li_Battery_8hr_155 | Operational_New_Capacity_MW | -1
Panoche_Mendota_offpeak | Southern_PGAE_Li_Battery_4hr_109 | Operational_New_Capacity_MW | -1 | Birds_Landing_Contra_Costa_offpeak | Northern_California_Li_Battery_8hr_158 | Operational_New_Capacity_MW | -1
Panoche_Mendota_offpeak | Southern_PGAE_Li_Battery_4hr_117 | Operational_New_Capacity_MW | -1 | Birds_Landing_Contra_Costa_offpeak | Northern_California_Solar_26 | Operational_New_Capacity_MW | 0.68
Panoche_Mendota_offpeak | Southern_PGAE_Li_Battery_4hr_139 | Operational_New_Capacity_MW | -1 | Birds_Landing_Contra_Costa_offpeak | Northern_California_Solar_51 | Operational_New_Capacity_MW | 0.68
Panoche_Mendota_offpeak | Southern_PGAE_Li_Battery_4hr_151 | Operational_New_Capacity_MW | -1 | Birds_Landing_Contra_Costa_offpeak | Northern_California_Solar_80 | Operational_New_Capacity_MW | 0.68
Panoche_Mendota_offpeak | Southern_PGAE_Li_Battery_4hr_154 | Operational_New_Capacity_MW | -1 | Birds_Landing_Contra_Costa_offpeak | Northern_California_Solar_83 | Operational_New_Capacity_MW | 0.68
Panoche_Mendota_offpeak | Southern_PGAE_Li_Battery_4hr_161 | Operational_New_Capacity_MW | -1 | Birds_Landing_Contra_Costa_offpeak | Northern_California_Solar_85 | Operational_New_Capacity_MW | 0.68
Panoche_Mendota_offpeak | Southern_PGAE_Li_Battery_4hr_162 | Operational_New_Capacity_MW | -1 | Birds_Landing_Contra_Costa_offpeak | Northern_California_Solar_94 | Operational_New_Capacity_MW | 0.68
Panoche_Mendota_offpeak | Southern_PGAE_Li_Battery_4hr_163 | Operational_New_Capacity_MW | -1 | Birds_Landing_Contra_Costa_offpeak | Northern_California_Solar_126 | Operational_New_Capacity_MW | 0.68
Panoche_Mendota_offpeak | Southern_PGAE_Li_Battery_4hr_164 | Operational_New_Capacity_MW | -1 | Birds_Landing_Contra_Costa_offpeak | Northern_California_Solar_127 | Operational_New_Capacity_MW | 0.68
Panoche_Mendota_offpeak | Southern_PGAE_Li_Battery_4hr_165 | Operational_New_Capacity_MW | -1 | Birds_Landing_Contra_Costa_offpeak | Northern_California_Solar_150 | Operational_New_Capacity_MW | 0.68
Panoche_Mendota_offpeak | Northern_California_Li_Battery_4hr_166 | Operational_New_Capacity_MW | -1 | Birds_Landing_Contra_Costa_offpeak | Northern_California_Solar_155 | Operational_New_Capacity_MW | 0.68
Panoche_Mendota_offpeak | Southern_PGAE_Li_Battery_4hr_168 | Operational_New_Capacity_MW | -1 | Birds_Landing_Contra_Costa_offpeak | Northern_California_Solar_158 | Operational_New_Capacity_MW | 0.68
Panoche_Mendota_offpeak | Southern_PGAE_Li_Battery_4hr_169 | Operational_New_Capacity_MW | -1 | Birds_Landing_Contra_Costa_offpeak | Northern_California_Wind_26 | Operational_New_Capacity_MW | 0.63
Panoche_Mendota_offpeak | Southern_PGAE_Li_Battery_4hr_170 | Operational_New_Capacity_MW | -1 | Birds_Landing_Contra_Costa_offpeak | Northern_California_Wind_83 | Operational_New_Capacity_MW | 0.63
Panoche_Mendota_offpeak | Southern_PGAE_Li_Battery_4hr_174 | Operational_New_Capacity_MW | -1 | Birds_Landing_Contra_Costa_offpeak | Solano_Wind_85 | Operational_New_Capacity_MW | 0.63
Panoche_Mendota_offpeak | Southern_PGAE_Li_Battery_4hr_176 | Operational_New_Capacity_MW | -1 | Birds_Landing_Contra_Costa_offpeak | Solano_Wind_94 | Operational_New_Capacity_MW | 0.63
Panoche_Mendota_offpeak | Southern_PGAE_Li_Battery_8hr_22 | Operational_New_Capacity_MW | -1 | Birds_Landing_Contra_Costa_offpeak | Solano_Wind_126 | Operational_New_Capacity_MW | 0.63
Panoche_Mendota_offpeak | Southern_PGAE_Li_Battery_8hr_109 | Operational_New_Capacity_MW | -1 | Borden_Storey_offpeak | Southern_PGAE_Flow_Battery_93 | Operational_New_Capacity_MW | -1
Panoche_Mendota_offpeak | Southern_PGAE_Li_Battery_8hr_117 | Operational_New_Capacity_MW | -1 | Borden_Storey_offpeak | Southern_PGAE_Flow_Battery_117 | Operational_New_Capacity_MW | -1
Panoche_Mendota_offpeak | Southern_PGAE_Li_Battery_8hr_139 | Operational_New_Capacity_MW | -1 | Borden_Storey_offpeak | Southern_PGAE_Flow_Battery_140 | Operational_New_Capacity_MW | -1
Panoche_Mendota_offpeak | Southern_PGAE_Li_Battery_8hr_151 | Operational_New_Capacity_MW | -1 | Borden_Storey_offpeak | Southern_PGAE_Flow_Battery_151 | Operational_New_Capacity_MW | -1
Panoche_Mendota_offpeak | Southern_PGAE_Li_Battery_8hr_154 | Operational_New_Capacity_MW | -1 | Borden_Storey_offpeak | Southern_PGAE_Flow_Battery_154 | Operational_New_Capacity_MW | -1
Panoche_Mendota_offpeak | Southern_PGAE_Li_Battery_8hr_161 | Operational_New_Capacity_MW | -1 | Borden_Storey_offpeak | Southern_PGAE_Flow_Battery_161 | Operational_New_Capacity_MW | -1
Panoche_Mendota_offpeak | Southern_PGAE_Li_Battery_8hr_162 | Operational_New_Capacity_MW | -1 | Borden_Storey_offpeak | Southern_PGAE_Flow_Battery_162 | Operational_New_Capacity_MW | -1
Panoche_Mendota_offpeak | Southern_PGAE_Li_Battery_8hr_163 | Operational_New_Capacity_MW | -1 | Borden_Storey_offpeak | Southern_PGAE_Flow_Battery_163 | Operational_New_Capacity_MW | -1
Panoche_Mendota_offpeak | Southern_PGAE_Li_Battery_8hr_164 | Operational_New_Capacity_MW | -1 | Borden_Storey_offpeak | Southern_PGAE_Flow_Battery_164 | Operational_New_Capacity_MW | -1
Panoche_Mendota_offpeak | Southern_PGAE_Li_Battery_8hr_165 | Operational_New_Capacity_MW | -1 | Borden_Storey_offpeak | Southern_PGAE_Flow_Battery_165 | Operational_New_Capacity_MW | -1
Panoche_Mendota_offpeak | Northern_California_Li_Battery_8hr_166 | Operational_New_Capacity_MW | -1 | Borden_Storey_offpeak | Northern_California_Flow_Battery_166 | Operational_New_Capacity_MW | -1
Panoche_Mendota_offpeak | Southern_PGAE_Li_Battery_8hr_168 | Operational_New_Capacity_MW | -1 | Borden_Storey_offpeak | Southern_PGAE_Flow_Battery_168 | Operational_New_Capacity_MW | -1
Panoche_Mendota_offpeak | Southern_PGAE_Li_Battery_8hr_169 | Operational_New_Capacity_MW | -1 | Borden_Storey_offpeak | Southern_PGAE_Flow_Battery_169 | Operational_New_Capacity_MW | -1
Panoche_Mendota_offpeak | Southern_PGAE_Li_Battery_8hr_170 | Operational_New_Capacity_MW | -1 | Borden_Storey_offpeak | Southern_PGAE_Flow_Battery_170 | Operational_New_Capacity_MW | -1
Panoche_Mendota_offpeak | Southern_PGAE_Li_Battery_8hr_174 | Operational_New_Capacity_MW | -1 | Borden_Storey_offpeak | Southern_PGAE_Flow_Battery_174 | Operational_New_Capacity_MW | -1
Panoche_Mendota_offpeak | Southern_PGAE_Li_Battery_8hr_176 | Operational_New_Capacity_MW | -1 | Borden_Storey_offpeak | Southern_PGAE_Flow_Battery_176 | Operational_New_Capacity_MW | -1
Panoche_Mendota_offpeak | Central_Valley_North_Los_Banos_Wind_154 | Operational_New_Capacity_MW | 0.44 | Borden_Storey_offpeak | Southern_PGAE_Li_Battery_4hr_93 | Operational_New_Capacity_MW | -1
Panoche_Mendota_offpeak | Central_Valley_North_Los_Banos_Wind_162 | Operational_New_Capacity_MW | 0.44 | Borden_Storey_offpeak | Southern_PGAE_Li_Battery_4hr_117 | Operational_New_Capacity_MW | -1
Panoche_Mendota_offpeak | Northern_California_Solar_166 | Operational_New_Capacity_MW | 0.79 | Borden_Storey_offpeak | Southern_PGAE_Li_Battery_4hr_140 | Operational_New_Capacity_MW | -1
Panoche_Mendota_offpeak | Southern_PGAE_Solar_22 | Operational_New_Capacity_MW | 0.79 | Borden_Storey_offpeak | Southern_PGAE_Li_Battery_4hr_151 | Operational_New_Capacity_MW | -1
Panoche_Mendota_offpeak | Southern_PGAE_Solar_109 | Operational_New_Capacity_MW | 0.79 | Borden_Storey_offpeak | Southern_PGAE_Li_Battery_4hr_154 | Operational_New_Capacity_MW | -1
Panoche_Mendota_offpeak | Southern_PGAE_Solar_117 | Operational_New_Capacity_MW | 0.79 | Borden_Storey_offpeak | Southern_PGAE_Li_Battery_4hr_161 | Operational_New_Capacity_MW | -1
Panoche_Mendota_offpeak | Southern_PGAE_Solar_139 | Operational_New_Capacity_MW | 0.79 | Borden_Storey_offpeak | Southern_PGAE_Li_Battery_4hr_162 | Operational_New_Capacity_MW | -1
Panoche_Mendota_offpeak | Southern_PGAE_Solar_151 | Operational_New_Capacity_MW | 0.79 | Borden_Storey_offpeak | Southern_PGAE_Li_Battery_4hr_163 | Operational_New_Capacity_MW | -1
Panoche_Mendota_offpeak | Southern_PGAE_Solar_154 | Operational_New_Capacity_MW | 0.79 | Borden_Storey_offpeak | Southern_PGAE_Li_Battery_4hr_164 | Operational_New_Capacity_MW | -1
Panoche_Mendota_offpeak | Southern_PGAE_Solar_161 | Operational_New_Capacity_MW | 0.79 | Borden_Storey_offpeak | Southern_PGAE_Li_Battery_4hr_165 | Operational_New_Capacity_MW | -1
Panoche_Mendota_offpeak | Southern_PGAE_Solar_162 | Operational_New_Capacity_MW | 0.79 | Borden_Storey_offpeak | Northern_California_Li_Battery_4hr_166 | Operational_New_Capacity_MW | -1
Panoche_Mendota_offpeak | Southern_PGAE_Solar_163 | Operational_New_Capacity_MW | 0.79 | Borden_Storey_offpeak | Southern_PGAE_Li_Battery_4hr_168 | Operational_New_Capacity_MW | -1
Panoche_Mendota_offpeak | Southern_PGAE_Solar_164 | Operational_New_Capacity_MW | 0.79 | Borden_Storey_offpeak | Southern_PGAE_Li_Battery_4hr_169 | Operational_New_Capacity_MW | -1
Panoche_Mendota_offpeak | Southern_PGAE_Solar_165 | Operational_New_Capacity_MW | 0.79 | Borden_Storey_offpeak | Southern_PGAE_Li_Battery_4hr_170 | Operational_New_Capacity_MW | -1
Panoche_Mendota_offpeak | Southern_PGAE_Solar_168 | Operational_New_Capacity_MW | 0.79 | Borden_Storey_offpeak | Southern_PGAE_Li_Battery_4hr_174 | Operational_New_Capacity_MW | -1
Panoche_Mendota_offpeak | Southern_PGAE_Solar_169 | Operational_New_Capacity_MW | 0.79 | Borden_Storey_offpeak | Southern_PGAE_Li_Battery_4hr_176 | Operational_New_Capacity_MW | -1
Panoche_Mendota_offpeak | Southern_PGAE_Solar_170 | Operational_New_Capacity_MW | 0.79 | Borden_Storey_offpeak | Southern_PGAE_Li_Battery_8hr_93 | Operational_New_Capacity_MW | -1
Panoche_Mendota_offpeak | Southern_PGAE_Solar_174 | Operational_New_Capacity_MW | 0.79 | Borden_Storey_offpeak | Southern_PGAE_Li_Battery_8hr_117 | Operational_New_Capacity_MW | -1
Panoche_Mendota_offpeak | Southern_PGAE_Solar_176 | Operational_New_Capacity_MW | 0.79 | Borden_Storey_offpeak | Southern_PGAE_Li_Battery_8hr_140 | Operational_New_Capacity_MW | -1
Panoche_Mendota_offpeak | Manning_115_group | Operational_New_Capacity_MW | -0.09557 | Borden_Storey_offpeak | Southern_PGAE_Li_Battery_8hr_151 | Operational_New_Capacity_MW | -1
Panoche_Mendota_SSN | Southern_PGAE_Flow_Battery_22 | Reliability_Capacity_In_Model_Year | 0.5 | Borden_Storey_offpeak | Southern_PGAE_Li_Battery_8hr_154 | Operational_New_Capacity_MW | -1
Panoche_Mendota_SSN | Southern_PGAE_Flow_Battery_109 | Reliability_Capacity_In_Model_Year | 0.5 | Borden_Storey_offpeak | Southern_PGAE_Li_Battery_8hr_161 | Operational_New_Capacity_MW | -1
Panoche_Mendota_SSN | Southern_PGAE_Flow_Battery_117 | Reliability_Capacity_In_Model_Year | 0.5 | Borden_Storey_offpeak | Southern_PGAE_Li_Battery_8hr_162 | Operational_New_Capacity_MW | -1
Panoche_Mendota_SSN | Southern_PGAE_Flow_Battery_139 | Reliability_Capacity_In_Model_Year | 0.5 | Borden_Storey_offpeak | Southern_PGAE_Li_Battery_8hr_163 | Operational_New_Capacity_MW | -1
Panoche_Mendota_SSN | Southern_PGAE_Flow_Battery_151 | Reliability_Capacity_In_Model_Year | 0.5 | Borden_Storey_offpeak | Southern_PGAE_Li_Battery_8hr_164 | Operational_New_Capacity_MW | -1
Panoche_Mendota_SSN | Southern_PGAE_Flow_Battery_154 | Reliability_Capacity_In_Model_Year | 0.5 | Borden_Storey_offpeak | Southern_PGAE_Li_Battery_8hr_165 | Operational_New_Capacity_MW | -1
Panoche_Mendota_SSN | Southern_PGAE_Flow_Battery_161 | Reliability_Capacity_In_Model_Year | 0.5 | Borden_Storey_offpeak | Northern_California_Li_Battery_8hr_166 | Operational_New_Capacity_MW | -1
Panoche_Mendota_SSN | Southern_PGAE_Flow_Battery_162 | Reliability_Capacity_In_Model_Year | 0.5 | Borden_Storey_offpeak | Southern_PGAE_Li_Battery_8hr_168 | Operational_New_Capacity_MW | -1
Panoche_Mendota_SSN | Southern_PGAE_Flow_Battery_163 | Reliability_Capacity_In_Model_Year | 0.5 | Borden_Storey_offpeak | Southern_PGAE_Li_Battery_8hr_169 | Operational_New_Capacity_MW | -1
Panoche_Mendota_SSN | Southern_PGAE_Flow_Battery_164 | Reliability_Capacity_In_Model_Year | 0.5 | Borden_Storey_offpeak | Southern_PGAE_Li_Battery_8hr_170 | Operational_New_Capacity_MW | -1
Panoche_Mendota_SSN | Southern_PGAE_Flow_Battery_165 | Reliability_Capacity_In_Model_Year | 0.5 | Borden_Storey_offpeak | Southern_PGAE_Li_Battery_8hr_174 | Operational_New_Capacity_MW | -1
Panoche_Mendota_SSN | Northern_California_Flow_Battery_166 | Reliability_Capacity_In_Model_Year | 0.5 | Borden_Storey_offpeak | Southern_PGAE_Li_Battery_8hr_176 | Operational_New_Capacity_MW | -1
Panoche_Mendota_SSN | Southern_PGAE_Flow_Battery_168 | Reliability_Capacity_In_Model_Year | 0.5 | Borden_Storey_offpeak | Central_Valley_North_Los_Banos_Wind_154 | Operational_New_Capacity_MW | 0.44
Panoche_Mendota_SSN | Southern_PGAE_Flow_Battery_169 | Reliability_Capacity_In_Model_Year | 0.5 | Borden_Storey_offpeak | Central_Valley_North_Los_Banos_Wind_162 | Operational_New_Capacity_MW | 0.44
Panoche_Mendota_SSN | Southern_PGAE_Flow_Battery_170 | Reliability_Capacity_In_Model_Year | 0.5 | Borden_Storey_offpeak | Northern_California_Solar_166 | Operational_New_Capacity_MW | 0.79
Panoche_Mendota_SSN | Southern_PGAE_Flow_Battery_174 | Reliability_Capacity_In_Model_Year | 0.5 | Borden_Storey_offpeak | Southern_PGAE_Solar_93 | Operational_New_Capacity_MW | 0.79
Panoche_Mendota_SSN | Southern_PGAE_Flow_Battery_176 | Reliability_Capacity_In_Model_Year | 0.5 | Borden_Storey_offpeak | Southern_PGAE_Solar_117 | Operational_New_Capacity_MW | 0.79
Panoche_Mendota_SSN | Southern_PGAE_Li_Battery_4hr_22 | Reliability_Capacity_In_Model_Year | 0.5 | Borden_Storey_offpeak | Southern_PGAE_Solar_140 | Operational_New_Capacity_MW | 0.79
Panoche_Mendota_SSN | Southern_PGAE_Li_Battery_4hr_109 | Reliability_Capacity_In_Model_Year | 0.5 | Borden_Storey_offpeak | Southern_PGAE_Solar_151 | Operational_New_Capacity_MW | 0.79
Panoche_Mendota_SSN | Southern_PGAE_Li_Battery_4hr_117 | Reliability_Capacity_In_Model_Year | 0.5 | Borden_Storey_offpeak | Southern_PGAE_Solar_154 | Operational_New_Capacity_MW | 0.79
Panoche_Mendota_SSN | Southern_PGAE_Li_Battery_4hr_139 | Reliability_Capacity_In_Model_Year | 0.5 | Borden_Storey_offpeak | Southern_PGAE_Solar_161 | Operational_New_Capacity_MW | 0.79
Panoche_Mendota_SSN | Southern_PGAE_Li_Battery_4hr_151 | Reliability_Capacity_In_Model_Year | 0.5 | Borden_Storey_offpeak | Southern_PGAE_Solar_162 | Operational_New_Capacity_MW | 0.79
Panoche_Mendota_SSN | Southern_PGAE_Li_Battery_4hr_154 | Reliability_Capacity_In_Model_Year | 0.5 | Borden_Storey_offpeak | Southern_PGAE_Solar_163 | Operational_New_Capacity_MW | 0.79
Panoche_Mendota_SSN | Southern_PGAE_Li_Battery_4hr_161 | Reliability_Capacity_In_Model_Year | 0.5 | Borden_Storey_offpeak | Southern_PGAE_Solar_164 | Operational_New_Capacity_MW | 0.79
Panoche_Mendota_SSN | Southern_PGAE_Li_Battery_4hr_162 | Reliability_Capacity_In_Model_Year | 0.5 | Borden_Storey_offpeak | Southern_PGAE_Solar_165 | Operational_New_Capacity_MW | 0.79
Panoche_Mendota_SSN | Southern_PGAE_Li_Battery_4hr_163 | Reliability_Capacity_In_Model_Year | 0.5 | Borden_Storey_offpeak | Southern_PGAE_Solar_168 | Operational_New_Capacity_MW | 0.79
Panoche_Mendota_SSN | Southern_PGAE_Li_Battery_4hr_164 | Reliability_Capacity_In_Model_Year | 0.5 | Borden_Storey_offpeak | Southern_PGAE_Solar_169 | Operational_New_Capacity_MW | 0.79
Panoche_Mendota_SSN | Southern_PGAE_Li_Battery_4hr_165 | Reliability_Capacity_In_Model_Year | 0.5 | Borden_Storey_offpeak | Southern_PGAE_Solar_170 | Operational_New_Capacity_MW | 0.79
Panoche_Mendota_SSN | Northern_California_Li_Battery_4hr_166 | Reliability_Capacity_In_Model_Year | 0.5 | Borden_Storey_offpeak | Southern_PGAE_Solar_174 | Operational_New_Capacity_MW | 0.79
Panoche_Mendota_SSN | Southern_PGAE_Li_Battery_4hr_168 | Reliability_Capacity_In_Model_Year | 0.5 | Borden_Storey_offpeak | Southern_PGAE_Solar_176 | Operational_New_Capacity_MW | 0.79
Panoche_Mendota_SSN | Southern_PGAE_Li_Battery_4hr_169 | Reliability_Capacity_In_Model_Year | 0.5 | Calcite_Lugo_offpeak | Greater_Kramer_Flow_Battery_103 | Operational_New_Capacity_MW | -1
Panoche_Mendota_SSN | Southern_PGAE_Li_Battery_4hr_170 | Reliability_Capacity_In_Model_Year | 0.5 | Calcite_Lugo_offpeak | Greater_Kramer_Li_Battery_4hr_103 | Operational_New_Capacity_MW | -1
Panoche_Mendota_SSN | Southern_PGAE_Li_Battery_4hr_174 | Reliability_Capacity_In_Model_Year | 0.5 | Calcite_Lugo_offpeak | Greater_Kramer_Li_Battery_8hr_103 | Operational_New_Capacity_MW | -1
Panoche_Mendota_SSN | Southern_PGAE_Li_Battery_4hr_176 | Reliability_Capacity_In_Model_Year | 0.5 | Calcite_Lugo_offpeak | Greater_Kramer_Solar_103 | Operational_New_Capacity_MW | 0.77
Panoche_Mendota_SSN | Southern_PGAE_Li_Battery_8hr_22 | Reliability_Capacity_In_Model_Year | 0.5 | Cape_Mendocino_Offshore_Line_offpeak | Cape_Mendocino_Offshore_Wind_Asset | Operational_New_Capacity_MW | 1
Panoche_Mendota_SSN | Southern_PGAE_Li_Battery_8hr_109 | Reliability_Capacity_In_Model_Year | 0.5 | Capistrano_San_Onofre_offpeak | Riverside_Flow_Battery_129 | Operational_New_Capacity_MW | -1
Panoche_Mendota_SSN | Southern_PGAE_Li_Battery_8hr_117 | Reliability_Capacity_In_Model_Year | 0.5 | Capistrano_San_Onofre_offpeak | Riverside_Li_Battery_4hr_129 | Operational_New_Capacity_MW | -1
Panoche_Mendota_SSN | Southern_PGAE_Li_Battery_8hr_139 | Reliability_Capacity_In_Model_Year | 0.5 | Capistrano_San_Onofre_offpeak | Riverside_Li_Battery_8hr_129 | Operational_New_Capacity_MW | -1
Panoche_Mendota_SSN | Southern_PGAE_Li_Battery_8hr_151 | Reliability_Capacity_In_Model_Year | 0.5 | Capistrano_San_Onofre_offpeak | Riverside_Solar_129 | Operational_New_Capacity_MW | 0.77
Panoche_Mendota_SSN | Southern_PGAE_Li_Battery_8hr_154 | Reliability_Capacity_In_Model_Year | 0.5 | Carberry_Round_Mt_offpeak | Northern_California_Flow_Battery_38 | Operational_New_Capacity_MW | -1
Panoche_Mendota_SSN | Southern_PGAE_Li_Battery_8hr_161 | Reliability_Capacity_In_Model_Year | 0.5 | Carberry_Round_Mt_offpeak | Northern_California_Li_Battery_4hr_38 | Operational_New_Capacity_MW | -1
Panoche_Mendota_SSN | Southern_PGAE_Li_Battery_8hr_162 | Reliability_Capacity_In_Model_Year | 0.5 | Carberry_Round_Mt_offpeak | Northern_California_Li_Battery_8hr_38 | Operational_New_Capacity_MW | -1
Panoche_Mendota_SSN | Southern_PGAE_Li_Battery_8hr_163 | Reliability_Capacity_In_Model_Year | 0.5 | Carberry_Round_Mt_offpeak | Northern_California_Solar_38 | Operational_New_Capacity_MW | 0.68
Panoche_Mendota_SSN | Southern_PGAE_Li_Battery_8hr_164 | Reliability_Capacity_In_Model_Year | 0.5 | Chicarita_138_offpeak | San_Diego_Pumped_Storage_119 | Operational_New_Capacity_MW | -1
Panoche_Mendota_SSN | Southern_PGAE_Li_Battery_8hr_165 | Reliability_Capacity_In_Model_Year | 0.5 | Chowchilla_Le_Grand_offpeak | Southern_PGAE_Flow_Battery_140 | Operational_New_Capacity_MW | -1
Panoche_Mendota_SSN | Northern_California_Li_Battery_8hr_166 | Reliability_Capacity_In_Model_Year | 0.5 | Chowchilla_Le_Grand_offpeak | Southern_PGAE_Flow_Battery_151 | Operational_New_Capacity_MW | -1
Panoche_Mendota_SSN | Southern_PGAE_Li_Battery_8hr_168 | Reliability_Capacity_In_Model_Year | 0.5 | Chowchilla_Le_Grand_offpeak | Southern_PGAE_Flow_Battery_154 | Operational_New_Capacity_MW | -1
Panoche_Mendota_SSN | Southern_PGAE_Li_Battery_8hr_169 | Reliability_Capacity_In_Model_Year | 0.5 | Chowchilla_Le_Grand_offpeak | Southern_PGAE_Flow_Battery_161 | Operational_New_Capacity_MW | -1
Panoche_Mendota_SSN | Southern_PGAE_Li_Battery_8hr_170 | Reliability_Capacity_In_Model_Year | 0.5 | Chowchilla_Le_Grand_offpeak | Southern_PGAE_Flow_Battery_162 | Operational_New_Capacity_MW | -1
Panoche_Mendota_SSN | Southern_PGAE_Li_Battery_8hr_174 | Reliability_Capacity_In_Model_Year | 0.5 | Chowchilla_Le_Grand_offpeak | Southern_PGAE_Flow_Battery_163 | Operational_New_Capacity_MW | -1
Panoche_Mendota_SSN | Southern_PGAE_Li_Battery_8hr_176 | Reliability_Capacity_In_Model_Year | 0.5 | Chowchilla_Le_Grand_offpeak | Southern_PGAE_Flow_Battery_164 | Operational_New_Capacity_MW | -1
Panoche_Mendota_SSN | Central_Valley_North_Los_Banos_Wind_154 | Reliability_Capacity_In_Model_Year | 0.163 | Chowchilla_Le_Grand_offpeak | Southern_PGAE_Flow_Battery_165 | Operational_New_Capacity_MW | -1
Panoche_Mendota_SSN | Central_Valley_North_Los_Banos_Wind_162 | Reliability_Capacity_In_Model_Year | 0.163 | Chowchilla_Le_Grand_offpeak | Northern_California_Flow_Battery_166 | Operational_New_Capacity_MW | -1
Panoche_Mendota_SSN | Northern_California_Solar_166 | Reliability_Capacity_In_Model_Year | 0.556 | Chowchilla_Le_Grand_offpeak | Southern_PGAE_Flow_Battery_168 | Operational_New_Capacity_MW | -1
Panoche_Mendota_SSN | Southern_PGAE_Solar_22 | Reliability_Capacity_In_Model_Year | 0.556 | Chowchilla_Le_Grand_offpeak | Southern_PGAE_Flow_Battery_169 | Operational_New_Capacity_MW | -1
Panoche_Mendota_SSN | Southern_PGAE_Solar_109 | Reliability_Capacity_In_Model_Year | 0.556 | Chowchilla_Le_Grand_offpeak | Southern_PGAE_Flow_Battery_170 | Operational_New_Capacity_MW | -1
Panoche_Mendota_SSN | Southern_PGAE_Solar_117 | Reliability_Capacity_In_Model_Year | 0.556 | Chowchilla_Le_Grand_offpeak | Southern_PGAE_Flow_Battery_174 | Operational_New_Capacity_MW | -1
Panoche_Mendota_SSN | Southern_PGAE_Solar_139 | Reliability_Capacity_In_Model_Year | 0.556 | Chowchilla_Le_Grand_offpeak | Southern_PGAE_Flow_Battery_176 | Operational_New_Capacity_MW | -1
Panoche_Mendota_SSN | Southern_PGAE_Solar_151 | Reliability_Capacity_In_Model_Year | 0.556 | Chowchilla_Le_Grand_offpeak | Southern_PGAE_Li_Battery_4hr_140 | Operational_New_Capacity_MW | -1
Panoche_Mendota_SSN | Southern_PGAE_Solar_154 | Reliability_Capacity_In_Model_Year | 0.556 | Chowchilla_Le_Grand_offpeak | Southern_PGAE_Li_Battery_4hr_151 | Operational_New_Capacity_MW | -1
Panoche_Mendota_SSN | Southern_PGAE_Solar_161 | Reliability_Capacity_In_Model_Year | 0.556 | Chowchilla_Le_Grand_offpeak | Southern_PGAE_Li_Battery_4hr_154 | Operational_New_Capacity_MW | -1
Panoche_Mendota_SSN | Southern_PGAE_Solar_162 | Reliability_Capacity_In_Model_Year | 0.556 | Chowchilla_Le_Grand_offpeak | Southern_PGAE_Li_Battery_4hr_161 | Operational_New_Capacity_MW | -1
Panoche_Mendota_SSN | Southern_PGAE_Solar_163 | Reliability_Capacity_In_Model_Year | 0.556 | Chowchilla_Le_Grand_offpeak | Southern_PGAE_Li_Battery_4hr_162 | Operational_New_Capacity_MW | -1
Panoche_Mendota_SSN | Southern_PGAE_Solar_164 | Reliability_Capacity_In_Model_Year | 0.556 | Chowchilla_Le_Grand_offpeak | Southern_PGAE_Li_Battery_4hr_163 | Operational_New_Capacity_MW | -1
Panoche_Mendota_SSN | Southern_PGAE_Solar_165 | Reliability_Capacity_In_Model_Year | 0.556 | Chowchilla_Le_Grand_offpeak | Southern_PGAE_Li_Battery_4hr_164 | Operational_New_Capacity_MW | -1
Panoche_Mendota_SSN | Southern_PGAE_Solar_168 | Reliability_Capacity_In_Model_Year | 0.556 | Chowchilla_Le_Grand_offpeak | Southern_PGAE_Li_Battery_4hr_165 | Operational_New_Capacity_MW | -1
Panoche_Mendota_SSN | Southern_PGAE_Solar_169 | Reliability_Capacity_In_Model_Year | 0.556 | Chowchilla_Le_Grand_offpeak | Northern_California_Li_Battery_4hr_166 | Operational_New_Capacity_MW | -1
Panoche_Mendota_SSN | Southern_PGAE_Solar_170 | Reliability_Capacity_In_Model_Year | 0.556 | Chowchilla_Le_Grand_offpeak | Southern_PGAE_Li_Battery_4hr_168 | Operational_New_Capacity_MW | -1
Panoche_Mendota_SSN | Southern_PGAE_Solar_174 | Reliability_Capacity_In_Model_Year | 0.556 | Chowchilla_Le_Grand_offpeak | Southern_PGAE_Li_Battery_4hr_169 | Operational_New_Capacity_MW | -1
Panoche_Mendota_SSN | Southern_PGAE_Solar_176 | Reliability_Capacity_In_Model_Year | 0.556 | Chowchilla_Le_Grand_offpeak | Southern_PGAE_Li_Battery_4hr_170 | Operational_New_Capacity_MW | -1
Panoche_Mendota_SSN | Manning_115_group | Operational_New_Capacity_MW | -0.63892 | Chowchilla_Le_Grand_offpeak | Southern_PGAE_Li_Battery_4hr_174 | Operational_New_Capacity_MW | -1
Panoche_Oro_Loma_HSN | Southern_PGAE_Flow_Battery_154 | Reliability_Capacity_In_Model_Year | 1 | Chowchilla_Le_Grand_offpeak | Southern_PGAE_Li_Battery_4hr_176 | Operational_New_Capacity_MW | -1
Panoche_Oro_Loma_HSN | Southern_PGAE_Flow_Battery_161 | Reliability_Capacity_In_Model_Year | 1 | Chowchilla_Le_Grand_offpeak | Southern_PGAE_Li_Battery_8hr_140 | Operational_New_Capacity_MW | -1
Panoche_Oro_Loma_HSN | Southern_PGAE_Flow_Battery_162 | Reliability_Capacity_In_Model_Year | 1 | Chowchilla_Le_Grand_offpeak | Southern_PGAE_Li_Battery_8hr_151 | Operational_New_Capacity_MW | -1
Panoche_Oro_Loma_HSN | Southern_PGAE_Flow_Battery_163 | Reliability_Capacity_In_Model_Year | 1 | Chowchilla_Le_Grand_offpeak | Southern_PGAE_Li_Battery_8hr_154 | Operational_New_Capacity_MW | -1
Panoche_Oro_Loma_HSN | Southern_PGAE_Flow_Battery_164 | Reliability_Capacity_In_Model_Year | 1 | Chowchilla_Le_Grand_offpeak | Southern_PGAE_Li_Battery_8hr_161 | Operational_New_Capacity_MW | -1
Panoche_Oro_Loma_HSN | Southern_PGAE_Flow_Battery_165 | Reliability_Capacity_In_Model_Year | 1 | Chowchilla_Le_Grand_offpeak | Southern_PGAE_Li_Battery_8hr_162 | Operational_New_Capacity_MW | -1
Panoche_Oro_Loma_HSN | Northern_California_Flow_Battery_166 | Reliability_Capacity_In_Model_Year | 1 | Chowchilla_Le_Grand_offpeak | Southern_PGAE_Li_Battery_8hr_163 | Operational_New_Capacity_MW | -1
Panoche_Oro_Loma_HSN | Southern_PGAE_Flow_Battery_168 | Reliability_Capacity_In_Model_Year | 1 | Chowchilla_Le_Grand_offpeak | Southern_PGAE_Li_Battery_8hr_164 | Operational_New_Capacity_MW | -1
Panoche_Oro_Loma_HSN | Southern_PGAE_Flow_Battery_169 | Reliability_Capacity_In_Model_Year | 1 | Chowchilla_Le_Grand_offpeak | Southern_PGAE_Li_Battery_8hr_165 | Operational_New_Capacity_MW | -1
Panoche_Oro_Loma_HSN | Southern_PGAE_Flow_Battery_170 | Reliability_Capacity_In_Model_Year | 1 | Chowchilla_Le_Grand_offpeak | Northern_California_Li_Battery_8hr_166 | Operational_New_Capacity_MW | -1
Panoche_Oro_Loma_HSN | Southern_PGAE_Flow_Battery_174 | Reliability_Capacity_In_Model_Year | 1 | Chowchilla_Le_Grand_offpeak | Southern_PGAE_Li_Battery_8hr_168 | Operational_New_Capacity_MW | -1
Panoche_Oro_Loma_HSN | Southern_PGAE_Li_Battery_4hr_154 | Reliability_Capacity_In_Model_Year | 1 | Chowchilla_Le_Grand_offpeak | Southern_PGAE_Li_Battery_8hr_169 | Operational_New_Capacity_MW | -1
Panoche_Oro_Loma_HSN | Southern_PGAE_Li_Battery_4hr_161 | Reliability_Capacity_In_Model_Year | 1 | Chowchilla_Le_Grand_offpeak | Southern_PGAE_Li_Battery_8hr_170 | Operational_New_Capacity_MW | -1
Panoche_Oro_Loma_HSN | Southern_PGAE_Li_Battery_4hr_162 | Reliability_Capacity_In_Model_Year | 1 | Chowchilla_Le_Grand_offpeak | Southern_PGAE_Li_Battery_8hr_174 | Operational_New_Capacity_MW | -1
Panoche_Oro_Loma_HSN | Southern_PGAE_Li_Battery_4hr_163 | Reliability_Capacity_In_Model_Year | 1 | Chowchilla_Le_Grand_offpeak | Southern_PGAE_Li_Battery_8hr_176 | Operational_New_Capacity_MW | -1
Panoche_Oro_Loma_HSN | Southern_PGAE_Li_Battery_4hr_164 | Reliability_Capacity_In_Model_Year | 1 | Chowchilla_Le_Grand_offpeak | Central_Valley_North_Los_Banos_Wind_154 | Operational_New_Capacity_MW | 0.44
Panoche_Oro_Loma_HSN | Southern_PGAE_Li_Battery_4hr_165 | Reliability_Capacity_In_Model_Year | 1 | Chowchilla_Le_Grand_offpeak | Central_Valley_North_Los_Banos_Wind_162 | Operational_New_Capacity_MW | 0.44
Panoche_Oro_Loma_HSN | Northern_California_Li_Battery_4hr_166 | Reliability_Capacity_In_Model_Year | 1 | Chowchilla_Le_Grand_offpeak | Northern_California_Solar_166 | Operational_New_Capacity_MW | 0.79
Panoche_Oro_Loma_HSN | Southern_PGAE_Li_Battery_4hr_168 | Reliability_Capacity_In_Model_Year | 1 | Chowchilla_Le_Grand_offpeak | Southern_PGAE_Solar_140 | Operational_New_Capacity_MW | 0.79
Panoche_Oro_Loma_HSN | Southern_PGAE_Li_Battery_4hr_169 | Reliability_Capacity_In_Model_Year | 1 | Chowchilla_Le_Grand_offpeak | Southern_PGAE_Solar_151 | Operational_New_Capacity_MW | 0.79
Panoche_Oro_Loma_HSN | Southern_PGAE_Li_Battery_4hr_170 | Reliability_Capacity_In_Model_Year | 1 | Chowchilla_Le_Grand_offpeak | Southern_PGAE_Solar_154 | Operational_New_Capacity_MW | 0.79
Panoche_Oro_Loma_HSN | Southern_PGAE_Li_Battery_4hr_174 | Reliability_Capacity_In_Model_Year | 1 | Chowchilla_Le_Grand_offpeak | Southern_PGAE_Solar_161 | Operational_New_Capacity_MW | 0.79
Panoche_Oro_Loma_HSN | Southern_PGAE_Li_Battery_8hr_154 | Reliability_Capacity_In_Model_Year | 1 | Chowchilla_Le_Grand_offpeak | Southern_PGAE_Solar_162 | Operational_New_Capacity_MW | 0.79
Panoche_Oro_Loma_HSN | Southern_PGAE_Li_Battery_8hr_161 | Reliability_Capacity_In_Model_Year | 1 | Chowchilla_Le_Grand_offpeak | Southern_PGAE_Solar_163 | Operational_New_Capacity_MW | 0.79
Panoche_Oro_Loma_HSN | Southern_PGAE_Li_Battery_8hr_162 | Reliability_Capacity_In_Model_Year | 1 | Chowchilla_Le_Grand_offpeak | Southern_PGAE_Solar_164 | Operational_New_Capacity_MW | 0.79
Panoche_Oro_Loma_HSN | Southern_PGAE_Li_Battery_8hr_163 | Reliability_Capacity_In_Model_Year | 1 | Chowchilla_Le_Grand_offpeak | Southern_PGAE_Solar_165 | Operational_New_Capacity_MW | 0.79
Panoche_Oro_Loma_HSN | Southern_PGAE_Li_Battery_8hr_164 | Reliability_Capacity_In_Model_Year | 1 | Chowchilla_Le_Grand_offpeak | Southern_PGAE_Solar_168 | Operational_New_Capacity_MW | 0.79
Panoche_Oro_Loma_HSN | Southern_PGAE_Li_Battery_8hr_165 | Reliability_Capacity_In_Model_Year | 1 | Chowchilla_Le_Grand_offpeak | Southern_PGAE_Solar_169 | Operational_New_Capacity_MW | 0.79
Panoche_Oro_Loma_HSN | Northern_California_Li_Battery_8hr_166 | Reliability_Capacity_In_Model_Year | 1 | Chowchilla_Le_Grand_offpeak | Southern_PGAE_Solar_170 | Operational_New_Capacity_MW | 0.79
Panoche_Oro_Loma_HSN | Southern_PGAE_Li_Battery_8hr_168 | Reliability_Capacity_In_Model_Year | 1 | Chowchilla_Le_Grand_offpeak | Southern_PGAE_Solar_174 | Operational_New_Capacity_MW | 0.79
Panoche_Oro_Loma_HSN | Southern_PGAE_Li_Battery_8hr_169 | Reliability_Capacity_In_Model_Year | 1 | Chowchilla_Le_Grand_offpeak | Southern_PGAE_Solar_176 | Operational_New_Capacity_MW | 0.79
Panoche_Oro_Loma_HSN | Southern_PGAE_Li_Battery_8hr_170 | Reliability_Capacity_In_Model_Year | 1 | Coalinga_1_Coalinga_2_offpeak | Southern_PGAE_Flow_Battery_39 | Operational_New_Capacity_MW | -1
Panoche_Oro_Loma_HSN | Southern_PGAE_Li_Battery_8hr_174 | Reliability_Capacity_In_Model_Year | 1 | Coalinga_1_Coalinga_2_offpeak | Southern_PGAE_Flow_Battery_109 | Operational_New_Capacity_MW | -1
Panoche_Oro_Loma_HSN | Central_Valley_North_Los_Banos_Wind_154 | Reliability_Capacity_In_Model_Year | 0.665 | Coalinga_1_Coalinga_2_offpeak | Southern_PGAE_Li_Battery_4hr_39 | Operational_New_Capacity_MW | -1
Panoche_Oro_Loma_HSN | Central_Valley_North_Los_Banos_Wind_162 | Reliability_Capacity_In_Model_Year | 0.665 | Coalinga_1_Coalinga_2_offpeak | Southern_PGAE_Li_Battery_4hr_109 | Operational_New_Capacity_MW | -1
Panoche_Oro_Loma_HSN | Northern_California_Solar_166 | Reliability_Capacity_In_Model_Year | 0.1 | Coalinga_1_Coalinga_2_offpeak | Southern_PGAE_Li_Battery_8hr_39 | Operational_New_Capacity_MW | -1
Panoche_Oro_Loma_HSN | Southern_PGAE_Solar_154 | Reliability_Capacity_In_Model_Year | 0.1 | Coalinga_1_Coalinga_2_offpeak | Southern_PGAE_Li_Battery_8hr_109 | Operational_New_Capacity_MW | -1
Panoche_Oro_Loma_HSN | Southern_PGAE_Solar_161 | Reliability_Capacity_In_Model_Year | 0.1 | Coalinga_1_Coalinga_2_offpeak | Southern_PGAE_Solar_39 | Operational_New_Capacity_MW | 0.79
Panoche_Oro_Loma_HSN | Southern_PGAE_Solar_162 | Reliability_Capacity_In_Model_Year | 0.1 | Coalinga_1_Coalinga_2_offpeak | Southern_PGAE_Solar_109 | Operational_New_Capacity_MW | 0.79
Panoche_Oro_Loma_HSN | Southern_PGAE_Solar_163 | Reliability_Capacity_In_Model_Year | 0.1 | Colorado_River_230_offpeak | Riverside_Flow_Battery_60 | Operational_New_Capacity_MW | -1
Panoche_Oro_Loma_HSN | Southern_PGAE_Solar_164 | Reliability_Capacity_In_Model_Year | 0.1 | Colorado_River_230_offpeak | Riverside_Li_Battery_4hr_60 | Operational_New_Capacity_MW | -1
Panoche_Oro_Loma_HSN | Southern_PGAE_Solar_165 | Reliability_Capacity_In_Model_Year | 0.1 | Colorado_River_230_offpeak | Riverside_Li_Battery_8hr_60 | Operational_New_Capacity_MW | -1
Panoche_Oro_Loma_HSN | Southern_PGAE_Solar_168 | Reliability_Capacity_In_Model_Year | 0.1 | Colorado_River_230_offpeak | Riverside_Solar_60 | Operational_New_Capacity_MW | 0.77
Panoche_Oro_Loma_HSN | Southern_PGAE_Solar_169 | Reliability_Capacity_In_Model_Year | 0.1 | Colorado_River_Red_Bluff_offpeak | Arizona_Solar_55 | Operational_New_Capacity_MW | 0.77
Panoche_Oro_Loma_HSN | Southern_PGAE_Solar_170 | Reliability_Capacity_In_Model_Year | 0.1 | Colorado_River_Red_Bluff_offpeak | Arizona_Solar_62 | Operational_New_Capacity_MW | 0.77
Panoche_Oro_Loma_HSN | Southern_PGAE_Solar_174 | Reliability_Capacity_In_Model_Year | 0.1 | Colorado_River_Red_Bluff_offpeak | Arizona_Solar_77 | Operational_New_Capacity_MW | 0.77
Panoche_Oro_Loma_HSN | Panoche_Oro_Loma_group | Operational_New_Capacity_MW | -1 | Colorado_River_Red_Bluff_offpeak | Arizona_Solar_90 | Operational_New_Capacity_MW | 0.77
Panoche_Oro_Loma_offpeak | Southern_PGAE_Flow_Battery_154 | Operational_New_Capacity_MW | -1 | Colorado_River_Red_Bluff_offpeak | Baja_California_Wind_133 | Operational_New_Capacity_MW | 0.44
Panoche_Oro_Loma_offpeak | Southern_PGAE_Flow_Battery_161 | Operational_New_Capacity_MW | -1 | Colorado_River_Red_Bluff_offpeak | Southern_NV_Eldorado_Flow_Battery_19 | Operational_New_Capacity_MW | -1
Panoche_Oro_Loma_offpeak | Southern_PGAE_Flow_Battery_162 | Operational_New_Capacity_MW | -1 | Colorado_River_Red_Bluff_offpeak | Southern_NV_Eldorado_Flow_Battery_40 | Operational_New_Capacity_MW | -1
Panoche_Oro_Loma_offpeak | Southern_PGAE_Flow_Battery_163 | Operational_New_Capacity_MW | -1 | Colorado_River_Red_Bluff_offpeak | Arizona_Flow_Battery_55 | Operational_New_Capacity_MW | -1
Panoche_Oro_Loma_offpeak | Southern_PGAE_Flow_Battery_164 | Operational_New_Capacity_MW | -1 | Colorado_River_Red_Bluff_offpeak | Arizona_Flow_Battery_62 | Operational_New_Capacity_MW | -1
Panoche_Oro_Loma_offpeak | Southern_PGAE_Flow_Battery_165 | Operational_New_Capacity_MW | -1 | Colorado_River_Red_Bluff_offpeak | Arizona_Flow_Battery_77 | Operational_New_Capacity_MW | -1
Panoche_Oro_Loma_offpeak | Northern_California_Flow_Battery_166 | Operational_New_Capacity_MW | -1 | Colorado_River_Red_Bluff_offpeak | Arizona_Flow_Battery_90 | Operational_New_Capacity_MW | -1
Panoche_Oro_Loma_offpeak | Southern_PGAE_Flow_Battery_168 | Operational_New_Capacity_MW | -1 | Colorado_River_Red_Bluff_offpeak | Greater_Imperial_Flow_Battery_107 | Operational_New_Capacity_MW | -1
Panoche_Oro_Loma_offpeak | Southern_PGAE_Flow_Battery_169 | Operational_New_Capacity_MW | -1 | Colorado_River_Red_Bluff_offpeak | Greater_Imperial_Flow_Battery_133 | Operational_New_Capacity_MW | -1
Panoche_Oro_Loma_offpeak | Southern_PGAE_Flow_Battery_170 | Operational_New_Capacity_MW | -1 | Colorado_River_Red_Bluff_offpeak | Southern_NV_Eldorado_Li_Battery_4hr_19 | Operational_New_Capacity_MW | -1
Panoche_Oro_Loma_offpeak | Southern_PGAE_Flow_Battery_174 | Operational_New_Capacity_MW | -1 | Colorado_River_Red_Bluff_offpeak | Southern_NV_Eldorado_Li_Battery_4hr_40 | Operational_New_Capacity_MW | -1
Panoche_Oro_Loma_offpeak | Southern_PGAE_Li_Battery_4hr_154 | Operational_New_Capacity_MW | -1 | Colorado_River_Red_Bluff_offpeak | Arizona_Li_Battery_4hr_55 | Operational_New_Capacity_MW | -1
Panoche_Oro_Loma_offpeak | Southern_PGAE_Li_Battery_4hr_161 | Operational_New_Capacity_MW | -1 | Colorado_River_Red_Bluff_offpeak | Arizona_Li_Battery_4hr_62 | Operational_New_Capacity_MW | -1
Panoche_Oro_Loma_offpeak | Southern_PGAE_Li_Battery_4hr_162 | Operational_New_Capacity_MW | -1 | Colorado_River_Red_Bluff_offpeak | Arizona_Li_Battery_4hr_77 | Operational_New_Capacity_MW | -1
Panoche_Oro_Loma_offpeak | Southern_PGAE_Li_Battery_4hr_163 | Operational_New_Capacity_MW | -1 | Colorado_River_Red_Bluff_offpeak | Arizona_Li_Battery_4hr_90 | Operational_New_Capacity_MW | -1
Panoche_Oro_Loma_offpeak | Southern_PGAE_Li_Battery_4hr_164 | Operational_New_Capacity_MW | -1 | Colorado_River_Red_Bluff_offpeak | Greater_Imperial_Li_Battery_4hr_107 | Operational_New_Capacity_MW | -1
Panoche_Oro_Loma_offpeak | Southern_PGAE_Li_Battery_4hr_165 | Operational_New_Capacity_MW | -1 | Colorado_River_Red_Bluff_offpeak | Greater_Imperial_Li_Battery_4hr_133 | Operational_New_Capacity_MW | -1
Panoche_Oro_Loma_offpeak | Northern_California_Li_Battery_4hr_166 | Operational_New_Capacity_MW | -1 | Colorado_River_Red_Bluff_offpeak | Southern_NV_Eldorado_Li_Battery_8hr_19 | Operational_New_Capacity_MW | -1
Panoche_Oro_Loma_offpeak | Southern_PGAE_Li_Battery_4hr_168 | Operational_New_Capacity_MW | -1 | Colorado_River_Red_Bluff_offpeak | Southern_NV_Eldorado_Li_Battery_8hr_40 | Operational_New_Capacity_MW | -1
Panoche_Oro_Loma_offpeak | Southern_PGAE_Li_Battery_4hr_169 | Operational_New_Capacity_MW | -1 | Colorado_River_Red_Bluff_offpeak | Arizona_Li_Battery_8hr_55 | Operational_New_Capacity_MW | -1
Panoche_Oro_Loma_offpeak | Southern_PGAE_Li_Battery_4hr_170 | Operational_New_Capacity_MW | -1 | Colorado_River_Red_Bluff_offpeak | Arizona_Li_Battery_8hr_62 | Operational_New_Capacity_MW | -1
Panoche_Oro_Loma_offpeak | Southern_PGAE_Li_Battery_4hr_174 | Operational_New_Capacity_MW | -1 | Colorado_River_Red_Bluff_offpeak | Arizona_Li_Battery_8hr_77 | Operational_New_Capacity_MW | -1
Panoche_Oro_Loma_offpeak | Southern_PGAE_Li_Battery_8hr_154 | Operational_New_Capacity_MW | -1 | Colorado_River_Red_Bluff_offpeak | Arizona_Li_Battery_8hr_90 | Operational_New_Capacity_MW | -1
Panoche_Oro_Loma_offpeak | Southern_PGAE_Li_Battery_8hr_161 | Operational_New_Capacity_MW | -1 | Colorado_River_Red_Bluff_offpeak | Greater_Imperial_Li_Battery_8hr_107 | Operational_New_Capacity_MW | -1
Panoche_Oro_Loma_offpeak | Southern_PGAE_Li_Battery_8hr_162 | Operational_New_Capacity_MW | -1 | Colorado_River_Red_Bluff_offpeak | Greater_Imperial_Li_Battery_8hr_133 | Operational_New_Capacity_MW | -1
Panoche_Oro_Loma_offpeak | Southern_PGAE_Li_Battery_8hr_163 | Operational_New_Capacity_MW | -1 | Colorado_River_Red_Bluff_offpeak | Greater_Imperial_Solar_107 | Operational_New_Capacity_MW | 0.77
Panoche_Oro_Loma_offpeak | Southern_PGAE_Li_Battery_8hr_164 | Operational_New_Capacity_MW | -1 | Colorado_River_Red_Bluff_offpeak | Greater_Imperial_Solar_133 | Operational_New_Capacity_MW | 0.77
Panoche_Oro_Loma_offpeak | Southern_PGAE_Li_Battery_8hr_165 | Operational_New_Capacity_MW | -1 | Colorado_River_Red_Bluff_offpeak | Idaho_Wind_19 | Operational_New_Capacity_MW | 0.67
Panoche_Oro_Loma_offpeak | Northern_California_Li_Battery_8hr_166 | Operational_New_Capacity_MW | -1 | Colorado_River_Red_Bluff_offpeak | New_Mexico_Wind_55 | Operational_New_Capacity_MW | 0.67
Panoche_Oro_Loma_offpeak | Southern_PGAE_Li_Battery_8hr_168 | Operational_New_Capacity_MW | -1 | Colorado_River_Red_Bluff_offpeak | Northern_Nevada_Geothermal_19 | Operational_New_Capacity_MW | 1
Panoche_Oro_Loma_offpeak | Southern_PGAE_Li_Battery_8hr_169 | Operational_New_Capacity_MW | -1 | Colorado_River_Red_Bluff_offpeak | Southern_NV_Eldorado_Solar_19 | Operational_New_Capacity_MW | 0.77
Panoche_Oro_Loma_offpeak | Southern_PGAE_Li_Battery_8hr_170 | Operational_New_Capacity_MW | -1 | Colorado_River_Red_Bluff_offpeak | Southern_NV_Eldorado_Solar_40 | Operational_New_Capacity_MW | 0.77
Panoche_Oro_Loma_offpeak | Southern_PGAE_Li_Battery_8hr_174 | Operational_New_Capacity_MW | -1 | Colorado_River_Red_Bluff_offpeak | Utah_Geothermal_19 | Operational_New_Capacity_MW | 1
Panoche_Oro_Loma_offpeak | Central_Valley_North_Los_Banos_Wind_154 | Operational_New_Capacity_MW | 0.44 | Colorado_River_Red_Bluff_offpeak | Utah_Wind_19 | Operational_New_Capacity_MW | 0.67
Panoche_Oro_Loma_offpeak | Central_Valley_North_Los_Banos_Wind_162 | Operational_New_Capacity_MW | 0.44 | Colorado_River_Red_Bluff_offpeak | Wyoming_Wind_19 | Operational_New_Capacity_MW | 0.67
Panoche_Oro_Loma_offpeak | Northern_California_Solar_166 | Operational_New_Capacity_MW | 0.79 | Contra_Costa_Windmaster_offpeak | Northern_California_Flow_Battery_83 | Operational_New_Capacity_MW | -1
Panoche_Oro_Loma_offpeak | Southern_PGAE_Solar_154 | Operational_New_Capacity_MW | 0.79 | Contra_Costa_Windmaster_offpeak | Northern_California_Flow_Battery_85 | Operational_New_Capacity_MW | -1
Panoche_Oro_Loma_offpeak | Southern_PGAE_Solar_161 | Operational_New_Capacity_MW | 0.79 | Contra_Costa_Windmaster_offpeak | Northern_California_Flow_Battery_94 | Operational_New_Capacity_MW | -1
Panoche_Oro_Loma_offpeak | Southern_PGAE_Solar_162 | Operational_New_Capacity_MW | 0.79 | Contra_Costa_Windmaster_offpeak | Northern_California_Flow_Battery_112 | Operational_New_Capacity_MW | -1
Panoche_Oro_Loma_offpeak | Southern_PGAE_Solar_163 | Operational_New_Capacity_MW | 0.79 | Contra_Costa_Windmaster_offpeak | Northern_California_Flow_Battery_126 | Operational_New_Capacity_MW | -1
Panoche_Oro_Loma_offpeak | Southern_PGAE_Solar_164 | Operational_New_Capacity_MW | 0.79 | Contra_Costa_Windmaster_offpeak | Northern_California_Flow_Battery_127 | Operational_New_Capacity_MW | -1
Panoche_Oro_Loma_offpeak | Southern_PGAE_Solar_165 | Operational_New_Capacity_MW | 0.79 | Contra_Costa_Windmaster_offpeak | Northern_California_Flow_Battery_150 | Operational_New_Capacity_MW | -1
Panoche_Oro_Loma_offpeak | Southern_PGAE_Solar_168 | Operational_New_Capacity_MW | 0.79 | Contra_Costa_Windmaster_offpeak | Northern_California_Flow_Battery_155 | Operational_New_Capacity_MW | -1
Panoche_Oro_Loma_offpeak | Southern_PGAE_Solar_169 | Operational_New_Capacity_MW | 0.79 | Contra_Costa_Windmaster_offpeak | Northern_California_Flow_Battery_158 | Operational_New_Capacity_MW | -1
Panoche_Oro_Loma_offpeak | Southern_PGAE_Solar_170 | Operational_New_Capacity_MW | 0.79 | Contra_Costa_Windmaster_offpeak | Northern_California_Li_Battery_4hr_83 | Operational_New_Capacity_MW | -1
Panoche_Oro_Loma_offpeak | Southern_PGAE_Solar_174 | Operational_New_Capacity_MW | 0.79 | Contra_Costa_Windmaster_offpeak | Northern_California_Li_Battery_4hr_85 | Operational_New_Capacity_MW | -1
Panoche_Oro_Loma_offpeak | Panoche_Oro_Loma_group | Operational_New_Capacity_MW | -1 | Contra_Costa_Windmaster_offpeak | Northern_California_Li_Battery_4hr_94 | Operational_New_Capacity_MW | -1
Panoche_Oro_Loma_SSN | Southern_PGAE_Flow_Battery_154 | Reliability_Capacity_In_Model_Year | 0.5 | Contra_Costa_Windmaster_offpeak | Northern_California_Li_Battery_4hr_112 | Operational_New_Capacity_MW | -1
Panoche_Oro_Loma_SSN | Southern_PGAE_Flow_Battery_161 | Reliability_Capacity_In_Model_Year | 0.5 | Contra_Costa_Windmaster_offpeak | Northern_California_Li_Battery_4hr_126 | Operational_New_Capacity_MW | -1
Panoche_Oro_Loma_SSN | Southern_PGAE_Flow_Battery_162 | Reliability_Capacity_In_Model_Year | 0.5 | Contra_Costa_Windmaster_offpeak | Northern_California_Li_Battery_4hr_127 | Operational_New_Capacity_MW | -1
Panoche_Oro_Loma_SSN | Southern_PGAE_Flow_Battery_163 | Reliability_Capacity_In_Model_Year | 0.5 | Contra_Costa_Windmaster_offpeak | Northern_California_Li_Battery_4hr_150 | Operational_New_Capacity_MW | -1
Panoche_Oro_Loma_SSN | Southern_PGAE_Flow_Battery_164 | Reliability_Capacity_In_Model_Year | 0.5 | Contra_Costa_Windmaster_offpeak | Northern_California_Li_Battery_4hr_155 | Operational_New_Capacity_MW | -1
Panoche_Oro_Loma_SSN | Southern_PGAE_Flow_Battery_165 | Reliability_Capacity_In_Model_Year | 0.5 | Contra_Costa_Windmaster_offpeak | Northern_California_Li_Battery_4hr_158 | Operational_New_Capacity_MW | -1
Panoche_Oro_Loma_SSN | Northern_California_Flow_Battery_166 | Reliability_Capacity_In_Model_Year | 0.5 | Contra_Costa_Windmaster_offpeak | Northern_California_Li_Battery_8hr_83 | Operational_New_Capacity_MW | -1
Panoche_Oro_Loma_SSN | Southern_PGAE_Flow_Battery_168 | Reliability_Capacity_In_Model_Year | 0.5 | Contra_Costa_Windmaster_offpeak | Northern_California_Li_Battery_8hr_85 | Operational_New_Capacity_MW | -1
Panoche_Oro_Loma_SSN | Southern_PGAE_Flow_Battery_169 | Reliability_Capacity_In_Model_Year | 0.5 | Contra_Costa_Windmaster_offpeak | Northern_California_Li_Battery_8hr_94 | Operational_New_Capacity_MW | -1
Panoche_Oro_Loma_SSN | Southern_PGAE_Flow_Battery_170 | Reliability_Capacity_In_Model_Year | 0.5 | Contra_Costa_Windmaster_offpeak | Northern_California_Li_Battery_8hr_112 | Operational_New_Capacity_MW | -1
Panoche_Oro_Loma_SSN | Southern_PGAE_Flow_Battery_174 | Reliability_Capacity_In_Model_Year | 0.5 | Contra_Costa_Windmaster_offpeak | Northern_California_Li_Battery_8hr_126 | Operational_New_Capacity_MW | -1
Panoche_Oro_Loma_SSN | Southern_PGAE_Li_Battery_4hr_154 | Reliability_Capacity_In_Model_Year | 0.5 | Contra_Costa_Windmaster_offpeak | Northern_California_Li_Battery_8hr_127 | Operational_New_Capacity_MW | -1
Panoche_Oro_Loma_SSN | Southern_PGAE_Li_Battery_4hr_161 | Reliability_Capacity_In_Model_Year | 0.5 | Contra_Costa_Windmaster_offpeak | Northern_California_Li_Battery_8hr_150 | Operational_New_Capacity_MW | -1
Panoche_Oro_Loma_SSN | Southern_PGAE_Li_Battery_4hr_162 | Reliability_Capacity_In_Model_Year | 0.5 | Contra_Costa_Windmaster_offpeak | Northern_California_Li_Battery_8hr_155 | Operational_New_Capacity_MW | -1
Panoche_Oro_Loma_SSN | Southern_PGAE_Li_Battery_4hr_163 | Reliability_Capacity_In_Model_Year | 0.5 | Contra_Costa_Windmaster_offpeak | Northern_California_Li_Battery_8hr_158 | Operational_New_Capacity_MW | -1
Panoche_Oro_Loma_SSN | Southern_PGAE_Li_Battery_4hr_164 | Reliability_Capacity_In_Model_Year | 0.5 | Contra_Costa_Windmaster_offpeak | Northern_California_Solar_83 | Operational_New_Capacity_MW | 0.68
Panoche_Oro_Loma_SSN | Southern_PGAE_Li_Battery_4hr_165 | Reliability_Capacity_In_Model_Year | 0.5 | Contra_Costa_Windmaster_offpeak | Northern_California_Solar_85 | Operational_New_Capacity_MW | 0.68
Panoche_Oro_Loma_SSN | Northern_California_Li_Battery_4hr_166 | Reliability_Capacity_In_Model_Year | 0.5 | Contra_Costa_Windmaster_offpeak | Northern_California_Solar_94 | Operational_New_Capacity_MW | 0.68
Panoche_Oro_Loma_SSN | Southern_PGAE_Li_Battery_4hr_168 | Reliability_Capacity_In_Model_Year | 0.5 | Contra_Costa_Windmaster_offpeak | Northern_California_Solar_112 | Operational_New_Capacity_MW | 0.68
Panoche_Oro_Loma_SSN | Southern_PGAE_Li_Battery_4hr_169 | Reliability_Capacity_In_Model_Year | 0.5 | Contra_Costa_Windmaster_offpeak | Northern_California_Solar_126 | Operational_New_Capacity_MW | 0.68
Panoche_Oro_Loma_SSN | Southern_PGAE_Li_Battery_4hr_170 | Reliability_Capacity_In_Model_Year | 0.5 | Contra_Costa_Windmaster_offpeak | Northern_California_Solar_127 | Operational_New_Capacity_MW | 0.68
Panoche_Oro_Loma_SSN | Southern_PGAE_Li_Battery_4hr_174 | Reliability_Capacity_In_Model_Year | 0.5 | Contra_Costa_Windmaster_offpeak | Northern_California_Solar_150 | Operational_New_Capacity_MW | 0.68
Panoche_Oro_Loma_SSN | Southern_PGAE_Li_Battery_8hr_154 | Reliability_Capacity_In_Model_Year | 0.5 | Contra_Costa_Windmaster_offpeak | Northern_California_Solar_155 | Operational_New_Capacity_MW | 0.68
Panoche_Oro_Loma_SSN | Southern_PGAE_Li_Battery_8hr_161 | Reliability_Capacity_In_Model_Year | 0.5 | Contra_Costa_Windmaster_offpeak | Northern_California_Solar_158 | Operational_New_Capacity_MW | 0.68
Panoche_Oro_Loma_SSN | Southern_PGAE_Li_Battery_8hr_162 | Reliability_Capacity_In_Model_Year | 0.5 | Contra_Costa_Windmaster_offpeak | Northern_California_Wind_83 | Operational_New_Capacity_MW | 0.63
Panoche_Oro_Loma_SSN | Southern_PGAE_Li_Battery_8hr_163 | Reliability_Capacity_In_Model_Year | 0.5 | Contra_Costa_Windmaster_offpeak | Solano_Wind_85 | Operational_New_Capacity_MW | 0.63
Panoche_Oro_Loma_SSN | Southern_PGAE_Li_Battery_8hr_164 | Reliability_Capacity_In_Model_Year | 0.5 | Contra_Costa_Windmaster_offpeak | Solano_Wind_94 | Operational_New_Capacity_MW | 0.63
Panoche_Oro_Loma_SSN | Southern_PGAE_Li_Battery_8hr_165 | Reliability_Capacity_In_Model_Year | 0.5 | Contra_Costa_Windmaster_offpeak | Solano_Wind_126 | Operational_New_Capacity_MW | 0.63
Panoche_Oro_Loma_SSN | Northern_California_Li_Battery_8hr_166 | Reliability_Capacity_In_Model_Year | 0.5 | Control_Inyokern_offpeak | Greater_Kramer_Flow_Battery_156 | Operational_New_Capacity_MW | -1
Panoche_Oro_Loma_SSN | Southern_PGAE_Li_Battery_8hr_168 | Reliability_Capacity_In_Model_Year | 0.5 | Control_Inyokern_offpeak | Greater_Kramer_Li_Battery_4hr_156 | Operational_New_Capacity_MW | -1
Panoche_Oro_Loma_SSN | Southern_PGAE_Li_Battery_8hr_169 | Reliability_Capacity_In_Model_Year | 0.5 | Control_Inyokern_offpeak | Greater_Kramer_Li_Battery_8hr_156 | Operational_New_Capacity_MW | -1
Panoche_Oro_Loma_SSN | Southern_PGAE_Li_Battery_8hr_170 | Reliability_Capacity_In_Model_Year | 0.5 | Control_Inyokern_offpeak | Greater_Kramer_Solar_156 | Operational_New_Capacity_MW | 0.77
Panoche_Oro_Loma_SSN | Southern_PGAE_Li_Battery_8hr_174 | Reliability_Capacity_In_Model_Year | 0.5 | Control_Inyokern_offpeak | Inyokern_North_Kramer_Geothermal_156 | Operational_New_Capacity_MW | 1
Panoche_Oro_Loma_SSN | Central_Valley_North_Los_Banos_Wind_154 | Reliability_Capacity_In_Model_Year | 0.163 | Cortina_Eagle_Rock_offpeak | Northern_California_Flow_Battery_70 | Operational_New_Capacity_MW | -1
Panoche_Oro_Loma_SSN | Central_Valley_North_Los_Banos_Wind_162 | Reliability_Capacity_In_Model_Year | 0.163 | Cortina_Eagle_Rock_offpeak | Northern_California_Flow_Battery_127 | Operational_New_Capacity_MW | -1
Panoche_Oro_Loma_SSN | Northern_California_Solar_166 | Reliability_Capacity_In_Model_Year | 0.556 | Cortina_Eagle_Rock_offpeak | Northern_California_Flow_Battery_132 | Operational_New_Capacity_MW | -1
Panoche_Oro_Loma_SSN | Southern_PGAE_Solar_154 | Reliability_Capacity_In_Model_Year | 0.556 | Cortina_Eagle_Rock_offpeak | Northern_California_Flow_Battery_155 | Operational_New_Capacity_MW | -1
Panoche_Oro_Loma_SSN | Southern_PGAE_Solar_161 | Reliability_Capacity_In_Model_Year | 0.556 | Cortina_Eagle_Rock_offpeak | Northern_California_Flow_Battery_158 | Operational_New_Capacity_MW | -1
Panoche_Oro_Loma_SSN | Southern_PGAE_Solar_162 | Reliability_Capacity_In_Model_Year | 0.556 | Cortina_Eagle_Rock_offpeak | Northern_California_Li_Battery_4hr_70 | Operational_New_Capacity_MW | -1
Panoche_Oro_Loma_SSN | Southern_PGAE_Solar_163 | Reliability_Capacity_In_Model_Year | 0.556 | Cortina_Eagle_Rock_offpeak | Northern_California_Li_Battery_4hr_127 | Operational_New_Capacity_MW | -1
Panoche_Oro_Loma_SSN | Southern_PGAE_Solar_164 | Reliability_Capacity_In_Model_Year | 0.556 | Cortina_Eagle_Rock_offpeak | Northern_California_Li_Battery_4hr_132 | Operational_New_Capacity_MW | -1
Panoche_Oro_Loma_SSN | Southern_PGAE_Solar_165 | Reliability_Capacity_In_Model_Year | 0.556 | Cortina_Eagle_Rock_offpeak | Northern_California_Li_Battery_4hr_155 | Operational_New_Capacity_MW | -1
Panoche_Oro_Loma_SSN | Southern_PGAE_Solar_168 | Reliability_Capacity_In_Model_Year | 0.556 | Cortina_Eagle_Rock_offpeak | Northern_California_Li_Battery_4hr_158 | Operational_New_Capacity_MW | -1
Panoche_Oro_Loma_SSN | Southern_PGAE_Solar_169 | Reliability_Capacity_In_Model_Year | 0.556 | Cortina_Eagle_Rock_offpeak | Northern_California_Li_Battery_8hr_70 | Operational_New_Capacity_MW | -1
Panoche_Oro_Loma_SSN | Southern_PGAE_Solar_170 | Reliability_Capacity_In_Model_Year | 0.556 | Cortina_Eagle_Rock_offpeak | Northern_California_Li_Battery_8hr_127 | Operational_New_Capacity_MW | -1
Panoche_Oro_Loma_SSN | Southern_PGAE_Solar_174 | Reliability_Capacity_In_Model_Year | 0.556 | Cortina_Eagle_Rock_offpeak | Northern_California_Li_Battery_8hr_132 | Operational_New_Capacity_MW | -1
Panoche_Oro_Loma_SSN | Panoche_Oro_Loma_group | Operational_New_Capacity_MW | -1 | Cortina_Eagle_Rock_offpeak | Northern_California_Li_Battery_8hr_155 | Operational_New_Capacity_MW | -1
Pardee_Sylmar_HSN | Greater_LA_Flow_Battery_18 | Reliability_Capacity_In_Model_Year | 1 | Cortina_Eagle_Rock_offpeak | Northern_California_Li_Battery_8hr_158 | Operational_New_Capacity_MW | -1
Pardee_Sylmar_HSN | Tehachapi_Flow_Battery_28 | Reliability_Capacity_In_Model_Year | 1 | Cortina_Eagle_Rock_offpeak | Northern_California_Geothermal_70 | Operational_New_Capacity_MW | 1
Pardee_Sylmar_HSN | Greater_LA_Flow_Battery_58 | Reliability_Capacity_In_Model_Year | 1 | Cortina_Eagle_Rock_offpeak | Northern_California_Solar_70 | Operational_New_Capacity_MW | 0.68
Pardee_Sylmar_HSN | Tehachapi_Flow_Battery_66 | Reliability_Capacity_In_Model_Year | 1 | Cortina_Eagle_Rock_offpeak | Northern_California_Solar_127 | Operational_New_Capacity_MW | 0.68
Pardee_Sylmar_HSN | Tehachapi_Flow_Battery_78 | Reliability_Capacity_In_Model_Year | 1 | Cortina_Eagle_Rock_offpeak | Northern_California_Solar_132 | Operational_New_Capacity_MW | 0.68
Pardee_Sylmar_HSN | Tehachapi_Flow_Battery_101 | Reliability_Capacity_In_Model_Year | 1 | Cortina_Eagle_Rock_offpeak | Northern_California_Solar_155 | Operational_New_Capacity_MW | 0.68
Pardee_Sylmar_HSN | Greater_LA_Li_Battery_4hr_18 | Reliability_Capacity_In_Model_Year | 1 | Cortina_Eagle_Rock_offpeak | Northern_California_Solar_158 | Operational_New_Capacity_MW | 0.68
Pardee_Sylmar_HSN | Tehachapi_Li_Battery_4hr_28 | Reliability_Capacity_In_Model_Year | 1 | Dairyland_Chowchilla_offpeak | Southern_PGAE_Flow_Battery_140 | Operational_New_Capacity_MW | -1
Pardee_Sylmar_HSN | Greater_LA_Li_Battery_4hr_58 | Reliability_Capacity_In_Model_Year | 1 | Dairyland_Chowchilla_offpeak | Southern_PGAE_Flow_Battery_151 | Operational_New_Capacity_MW | -1
Pardee_Sylmar_HSN | Tehachapi_Li_Battery_4hr_66 | Reliability_Capacity_In_Model_Year | 1 | Dairyland_Chowchilla_offpeak | Southern_PGAE_Flow_Battery_154 | Operational_New_Capacity_MW | -1
Pardee_Sylmar_HSN | Tehachapi_Li_Battery_4hr_78 | Reliability_Capacity_In_Model_Year | 1 | Dairyland_Chowchilla_offpeak | Southern_PGAE_Flow_Battery_161 | Operational_New_Capacity_MW | -1
Pardee_Sylmar_HSN | Tehachapi_Li_Battery_4hr_101 | Reliability_Capacity_In_Model_Year | 1 | Dairyland_Chowchilla_offpeak | Southern_PGAE_Flow_Battery_162 | Operational_New_Capacity_MW | -1
Pardee_Sylmar_HSN | Greater_LA_Li_Battery_8hr_18 | Reliability_Capacity_In_Model_Year | 1 | Dairyland_Chowchilla_offpeak | Southern_PGAE_Flow_Battery_163 | Operational_New_Capacity_MW | -1
Pardee_Sylmar_HSN | Tehachapi_Li_Battery_8hr_28 | Reliability_Capacity_In_Model_Year | 1 | Dairyland_Chowchilla_offpeak | Southern_PGAE_Flow_Battery_164 | Operational_New_Capacity_MW | -1
Pardee_Sylmar_HSN | Greater_LA_Li_Battery_8hr_58 | Reliability_Capacity_In_Model_Year | 1 | Dairyland_Chowchilla_offpeak | Southern_PGAE_Flow_Battery_165 | Operational_New_Capacity_MW | -1
Pardee_Sylmar_HSN | Tehachapi_Li_Battery_8hr_66 | Reliability_Capacity_In_Model_Year | 1 | Dairyland_Chowchilla_offpeak | Northern_California_Flow_Battery_166 | Operational_New_Capacity_MW | -1
Pardee_Sylmar_HSN | Tehachapi_Li_Battery_8hr_78 | Reliability_Capacity_In_Model_Year | 1 | Dairyland_Chowchilla_offpeak | Southern_PGAE_Flow_Battery_168 | Operational_New_Capacity_MW | -1
Pardee_Sylmar_HSN | Tehachapi_Li_Battery_8hr_101 | Reliability_Capacity_In_Model_Year | 1 | Dairyland_Chowchilla_offpeak | Southern_PGAE_Flow_Battery_169 | Operational_New_Capacity_MW | -1
Pardee_Sylmar_HSN | Greater_LA_Solar_18 | Reliability_Capacity_In_Model_Year | 0.106 | Dairyland_Chowchilla_offpeak | Southern_PGAE_Flow_Battery_170 | Operational_New_Capacity_MW | -1
Pardee_Sylmar_HSN | Greater_LA_Solar_58 | Reliability_Capacity_In_Model_Year | 0.106 | Dairyland_Chowchilla_offpeak | Southern_PGAE_Flow_Battery_174 | Operational_New_Capacity_MW | -1
Pardee_Sylmar_HSN | Tehachapi_Solar_28 | Reliability_Capacity_In_Model_Year | 0.106 | Dairyland_Chowchilla_offpeak | Southern_PGAE_Flow_Battery_176 | Operational_New_Capacity_MW | -1
Pardee_Sylmar_HSN | Tehachapi_Solar_66 | Reliability_Capacity_In_Model_Year | 0.106 | Dairyland_Chowchilla_offpeak | Southern_PGAE_Li_Battery_4hr_140 | Operational_New_Capacity_MW | -1
Pardee_Sylmar_HSN | Tehachapi_Solar_78 | Reliability_Capacity_In_Model_Year | 0.106 | Dairyland_Chowchilla_offpeak | Southern_PGAE_Li_Battery_4hr_151 | Operational_New_Capacity_MW | -1
Pardee_Sylmar_HSN | Tehachapi_Solar_101 | Reliability_Capacity_In_Model_Year | 0.106 | Dairyland_Chowchilla_offpeak | Southern_PGAE_Li_Battery_4hr_154 | Operational_New_Capacity_MW | -1
Pardee_Sylmar_HSN | Tehachapi_Wind_18 | Reliability_Capacity_In_Model_Year | 0.665 | Dairyland_Chowchilla_offpeak | Southern_PGAE_Li_Battery_4hr_161 | Operational_New_Capacity_MW | -1
Pardee_Sylmar_HSN | Pardee_Sylmar_group | Operational_New_Capacity_MW | -1 | Dairyland_Chowchilla_offpeak | Southern_PGAE_Li_Battery_4hr_162 | Operational_New_Capacity_MW | -1
Pardee_Sylmar_offpeak | Greater_LA_Flow_Battery_18 | Operational_New_Capacity_MW | -1 | Dairyland_Chowchilla_offpeak | Southern_PGAE_Li_Battery_4hr_163 | Operational_New_Capacity_MW | -1
Pardee_Sylmar_offpeak | Tehachapi_Flow_Battery_28 | Operational_New_Capacity_MW | -1 | Dairyland_Chowchilla_offpeak | Southern_PGAE_Li_Battery_4hr_164 | Operational_New_Capacity_MW | -1
Pardee_Sylmar_offpeak | Greater_LA_Flow_Battery_58 | Operational_New_Capacity_MW | -1 | Dairyland_Chowchilla_offpeak | Southern_PGAE_Li_Battery_4hr_165 | Operational_New_Capacity_MW | -1
Pardee_Sylmar_offpeak | Tehachapi_Flow_Battery_66 | Operational_New_Capacity_MW | -1 | Dairyland_Chowchilla_offpeak | Northern_California_Li_Battery_4hr_166 | Operational_New_Capacity_MW | -1
Pardee_Sylmar_offpeak | Tehachapi_Flow_Battery_78 | Operational_New_Capacity_MW | -1 | Dairyland_Chowchilla_offpeak | Southern_PGAE_Li_Battery_4hr_168 | Operational_New_Capacity_MW | -1
Pardee_Sylmar_offpeak | Tehachapi_Flow_Battery_101 | Operational_New_Capacity_MW | -1 | Dairyland_Chowchilla_offpeak | Southern_PGAE_Li_Battery_4hr_169 | Operational_New_Capacity_MW | -1
Pardee_Sylmar_offpeak | Greater_LA_Li_Battery_4hr_18 | Operational_New_Capacity_MW | -1 | Dairyland_Chowchilla_offpeak | Southern_PGAE_Li_Battery_4hr_170 | Operational_New_Capacity_MW | -1
Pardee_Sylmar_offpeak | Tehachapi_Li_Battery_4hr_28 | Operational_New_Capacity_MW | -1 | Dairyland_Chowchilla_offpeak | Southern_PGAE_Li_Battery_4hr_174 | Operational_New_Capacity_MW | -1
Pardee_Sylmar_offpeak | Greater_LA_Li_Battery_4hr_58 | Operational_New_Capacity_MW | -1 | Dairyland_Chowchilla_offpeak | Southern_PGAE_Li_Battery_4hr_176 | Operational_New_Capacity_MW | -1
Pardee_Sylmar_offpeak | Tehachapi_Li_Battery_4hr_66 | Operational_New_Capacity_MW | -1 | Dairyland_Chowchilla_offpeak | Southern_PGAE_Li_Battery_8hr_140 | Operational_New_Capacity_MW | -1
Pardee_Sylmar_offpeak | Tehachapi_Li_Battery_4hr_78 | Operational_New_Capacity_MW | -1 | Dairyland_Chowchilla_offpeak | Southern_PGAE_Li_Battery_8hr_151 | Operational_New_Capacity_MW | -1
Pardee_Sylmar_offpeak | Tehachapi_Li_Battery_4hr_101 | Operational_New_Capacity_MW | -1 | Dairyland_Chowchilla_offpeak | Southern_PGAE_Li_Battery_8hr_154 | Operational_New_Capacity_MW | -1
Pardee_Sylmar_offpeak | Greater_LA_Li_Battery_8hr_18 | Operational_New_Capacity_MW | -1 | Dairyland_Chowchilla_offpeak | Southern_PGAE_Li_Battery_8hr_161 | Operational_New_Capacity_MW | -1
Pardee_Sylmar_offpeak | Tehachapi_Li_Battery_8hr_28 | Operational_New_Capacity_MW | -1 | Dairyland_Chowchilla_offpeak | Southern_PGAE_Li_Battery_8hr_162 | Operational_New_Capacity_MW | -1
Pardee_Sylmar_offpeak | Greater_LA_Li_Battery_8hr_58 | Operational_New_Capacity_MW | -1 | Dairyland_Chowchilla_offpeak | Southern_PGAE_Li_Battery_8hr_163 | Operational_New_Capacity_MW | -1
Pardee_Sylmar_offpeak | Tehachapi_Li_Battery_8hr_66 | Operational_New_Capacity_MW | -1 | Dairyland_Chowchilla_offpeak | Southern_PGAE_Li_Battery_8hr_164 | Operational_New_Capacity_MW | -1
Pardee_Sylmar_offpeak | Tehachapi_Li_Battery_8hr_78 | Operational_New_Capacity_MW | -1 | Dairyland_Chowchilla_offpeak | Southern_PGAE_Li_Battery_8hr_165 | Operational_New_Capacity_MW | -1
Pardee_Sylmar_offpeak | Tehachapi_Li_Battery_8hr_101 | Operational_New_Capacity_MW | -1 | Dairyland_Chowchilla_offpeak | Northern_California_Li_Battery_8hr_166 | Operational_New_Capacity_MW | -1
Pardee_Sylmar_offpeak | Greater_LA_Solar_18 | Operational_New_Capacity_MW | 0.77 | Dairyland_Chowchilla_offpeak | Southern_PGAE_Li_Battery_8hr_168 | Operational_New_Capacity_MW | -1
Pardee_Sylmar_offpeak | Greater_LA_Solar_58 | Operational_New_Capacity_MW | 0.77 | Dairyland_Chowchilla_offpeak | Southern_PGAE_Li_Battery_8hr_169 | Operational_New_Capacity_MW | -1
Pardee_Sylmar_offpeak | Tehachapi_Solar_28 | Operational_New_Capacity_MW | 0.77 | Dairyland_Chowchilla_offpeak | Southern_PGAE_Li_Battery_8hr_170 | Operational_New_Capacity_MW | -1
Pardee_Sylmar_offpeak | Tehachapi_Solar_66 | Operational_New_Capacity_MW | 0.77 | Dairyland_Chowchilla_offpeak | Southern_PGAE_Li_Battery_8hr_174 | Operational_New_Capacity_MW | -1
Pardee_Sylmar_offpeak | Tehachapi_Solar_78 | Operational_New_Capacity_MW | 0.77 | Dairyland_Chowchilla_offpeak | Southern_PGAE_Li_Battery_8hr_176 | Operational_New_Capacity_MW | -1
Pardee_Sylmar_offpeak | Tehachapi_Solar_101 | Operational_New_Capacity_MW | 0.77 | Dairyland_Chowchilla_offpeak | Central_Valley_North_Los_Banos_Wind_154 | Operational_New_Capacity_MW | 0.44
Pardee_Sylmar_offpeak | Tehachapi_Wind_18 | Operational_New_Capacity_MW | 0.44 | Dairyland_Chowchilla_offpeak | Central_Valley_North_Los_Banos_Wind_162 | Operational_New_Capacity_MW | 0.44
Pardee_Sylmar_offpeak | Pardee_Sylmar_group | Operational_New_Capacity_MW | -1 | Dairyland_Chowchilla_offpeak | Northern_California_Solar_166 | Operational_New_Capacity_MW | 0.79
Pardee_Sylmar_SSN | Greater_LA_Flow_Battery_18 | Reliability_Capacity_In_Model_Year | 0.5 | Dairyland_Chowchilla_offpeak | Southern_PGAE_Solar_140 | Operational_New_Capacity_MW | 0.79
Pardee_Sylmar_SSN | Tehachapi_Flow_Battery_28 | Reliability_Capacity_In_Model_Year | 0.5 | Dairyland_Chowchilla_offpeak | Southern_PGAE_Solar_151 | Operational_New_Capacity_MW | 0.79
Pardee_Sylmar_SSN | Greater_LA_Flow_Battery_58 | Reliability_Capacity_In_Model_Year | 0.5 | Dairyland_Chowchilla_offpeak | Southern_PGAE_Solar_154 | Operational_New_Capacity_MW | 0.79
Pardee_Sylmar_SSN | Tehachapi_Flow_Battery_66 | Reliability_Capacity_In_Model_Year | 0.5 | Dairyland_Chowchilla_offpeak | Southern_PGAE_Solar_161 | Operational_New_Capacity_MW | 0.79
Pardee_Sylmar_SSN | Tehachapi_Flow_Battery_78 | Reliability_Capacity_In_Model_Year | 0.5 | Dairyland_Chowchilla_offpeak | Southern_PGAE_Solar_162 | Operational_New_Capacity_MW | 0.79
Pardee_Sylmar_SSN | Tehachapi_Flow_Battery_101 | Reliability_Capacity_In_Model_Year | 0.5 | Dairyland_Chowchilla_offpeak | Southern_PGAE_Solar_163 | Operational_New_Capacity_MW | 0.79
Pardee_Sylmar_SSN | Greater_LA_Li_Battery_4hr_18 | Reliability_Capacity_In_Model_Year | 0.5 | Dairyland_Chowchilla_offpeak | Southern_PGAE_Solar_164 | Operational_New_Capacity_MW | 0.79
Pardee_Sylmar_SSN | Tehachapi_Li_Battery_4hr_28 | Reliability_Capacity_In_Model_Year | 0.5 | Dairyland_Chowchilla_offpeak | Southern_PGAE_Solar_165 | Operational_New_Capacity_MW | 0.79
Pardee_Sylmar_SSN | Greater_LA_Li_Battery_4hr_58 | Reliability_Capacity_In_Model_Year | 0.5 | Dairyland_Chowchilla_offpeak | Southern_PGAE_Solar_168 | Operational_New_Capacity_MW | 0.79
Pardee_Sylmar_SSN | Tehachapi_Li_Battery_4hr_66 | Reliability_Capacity_In_Model_Year | 0.5 | Dairyland_Chowchilla_offpeak | Southern_PGAE_Solar_169 | Operational_New_Capacity_MW | 0.79
Pardee_Sylmar_SSN | Tehachapi_Li_Battery_4hr_78 | Reliability_Capacity_In_Model_Year | 0.5 | Dairyland_Chowchilla_offpeak | Southern_PGAE_Solar_170 | Operational_New_Capacity_MW | 0.79
Pardee_Sylmar_SSN | Tehachapi_Li_Battery_4hr_101 | Reliability_Capacity_In_Model_Year | 0.5 | Dairyland_Chowchilla_offpeak | Southern_PGAE_Solar_174 | Operational_New_Capacity_MW | 0.79
Pardee_Sylmar_SSN | Greater_LA_Li_Battery_8hr_18 | Reliability_Capacity_In_Model_Year | 0.5 | Dairyland_Chowchilla_offpeak | Southern_PGAE_Solar_176 | Operational_New_Capacity_MW | 0.79
Pardee_Sylmar_SSN | Tehachapi_Li_Battery_8hr_28 | Reliability_Capacity_In_Model_Year | 0.5 | DCRT_offpeak | Arizona_Solar_62 | Operational_New_Capacity_MW | 0.77
Pardee_Sylmar_SSN | Greater_LA_Li_Battery_8hr_58 | Reliability_Capacity_In_Model_Year | 0.5 | DCRT_offpeak | Arizona_Solar_77 | Operational_New_Capacity_MW | 0.77
Pardee_Sylmar_SSN | Tehachapi_Li_Battery_8hr_66 | Reliability_Capacity_In_Model_Year | 0.5 | DCRT_offpeak | Arizona_Flow_Battery_62 | Operational_New_Capacity_MW | -1
Pardee_Sylmar_SSN | Tehachapi_Li_Battery_8hr_78 | Reliability_Capacity_In_Model_Year | 0.5 | DCRT_offpeak | Arizona_Flow_Battery_77 | Operational_New_Capacity_MW | -1
Pardee_Sylmar_SSN | Tehachapi_Li_Battery_8hr_101 | Reliability_Capacity_In_Model_Year | 0.5 | DCRT_offpeak | Arizona_Li_Battery_4hr_62 | Operational_New_Capacity_MW | -1
Pardee_Sylmar_SSN | Greater_LA_Solar_18 | Reliability_Capacity_In_Model_Year | 0.427 | DCRT_offpeak | Arizona_Li_Battery_4hr_77 | Operational_New_Capacity_MW | -1
Pardee_Sylmar_SSN | Greater_LA_Solar_58 | Reliability_Capacity_In_Model_Year | 0.427 | DCRT_offpeak | Arizona_Li_Battery_8hr_62 | Operational_New_Capacity_MW | -1
Pardee_Sylmar_SSN | Tehachapi_Solar_28 | Reliability_Capacity_In_Model_Year | 0.427 | DCRT_offpeak | Arizona_Li_Battery_8hr_77 | Operational_New_Capacity_MW | -1
Pardee_Sylmar_SSN | Tehachapi_Solar_66 | Reliability_Capacity_In_Model_Year | 0.427 | Del_Amo_Barre_offpeak | Greater_LA_Flow_Battery_30 | Operational_New_Capacity_MW | -1
Pardee_Sylmar_SSN | Tehachapi_Solar_78 | Reliability_Capacity_In_Model_Year | 0.427 | Del_Amo_Barre_offpeak | Greater_LA_Li_Battery_4hr_30 | Operational_New_Capacity_MW | -1
Pardee_Sylmar_SSN | Tehachapi_Solar_101 | Reliability_Capacity_In_Model_Year | 0.427 | Del_Amo_Barre_offpeak | Greater_LA_Li_Battery_8hr_30 | Operational_New_Capacity_MW | -1
Pardee_Sylmar_SSN | Tehachapi_Wind_18 | Reliability_Capacity_In_Model_Year | 0.163 | Del_Amo_Barre_offpeak | Greater_LA_Solar_30 | Operational_New_Capacity_MW | 0.77
Pardee_Sylmar_SSN | Pardee_Sylmar_group | Operational_New_Capacity_MW | -1 | Del_Norte_Offshore_Line_offpeak | Del_Norte_Offshore_Wind_Asset | Operational_New_Capacity_MW | 1
Q2008_Gates_HSN | Southern_PGAE_Flow_Battery_27 | Reliability_Capacity_In_Model_Year | 1 | Devers_Red_Bluff_offpeak | Arizona_Solar_55 | Operational_New_Capacity_MW | 0.77
Q2008_Gates_HSN | Southern_PGAE_Li_Battery_4hr_27 | Reliability_Capacity_In_Model_Year | 1 | Devers_Red_Bluff_offpeak | Arizona_Solar_62 | Operational_New_Capacity_MW | 0.77
Q2008_Gates_HSN | Southern_PGAE_Li_Battery_8hr_27 | Reliability_Capacity_In_Model_Year | 1 | Devers_Red_Bluff_offpeak | Arizona_Solar_77 | Operational_New_Capacity_MW | 0.77
Q2008_Gates_HSN | Morro_Bay_Offshore_Wind_Asset | Reliability_Capacity_In_Model_Year | 1 | Devers_Red_Bluff_offpeak | Arizona_Solar_90 | Operational_New_Capacity_MW | 0.77
Q2008_Gates_HSN | Southern_PGAE_Solar_27 | Reliability_Capacity_In_Model_Year | 0.1 | Devers_Red_Bluff_offpeak | Baja_California_Wind_133 | Operational_New_Capacity_MW | 0.44
Q2008_Gates_HSN | Diablo_Midway_4_group | Operational_New_Capacity_MW | -1 | Devers_Red_Bluff_offpeak | Southern_NV_Eldorado_Flow_Battery_19 | Operational_New_Capacity_MW | -1
Q2008_Gates_offpeak | Southern_PGAE_Flow_Battery_27 | Operational_New_Capacity_MW | -1 | Devers_Red_Bluff_offpeak | Southern_NV_Eldorado_Flow_Battery_40 | Operational_New_Capacity_MW | -1
Q2008_Gates_offpeak | Southern_PGAE_Li_Battery_4hr_27 | Operational_New_Capacity_MW | -1 | Devers_Red_Bluff_offpeak | Arizona_Flow_Battery_55 | Operational_New_Capacity_MW | -1
Q2008_Gates_offpeak | Southern_PGAE_Li_Battery_8hr_27 | Operational_New_Capacity_MW | -1 | Devers_Red_Bluff_offpeak | Arizona_Flow_Battery_62 | Operational_New_Capacity_MW | -1
Q2008_Gates_offpeak | Morro_Bay_Offshore_Wind_Asset | Operational_New_Capacity_MW | 1 | Devers_Red_Bluff_offpeak | Greater_Imperial_Flow_Battery_63 | Operational_New_Capacity_MW | -1
Q2008_Gates_offpeak | Southern_PGAE_Solar_27 | Operational_New_Capacity_MW | 0.79 | Devers_Red_Bluff_offpeak | Arizona_Flow_Battery_77 | Operational_New_Capacity_MW | -1
Q2008_Gates_offpeak | Diablo_Midway_4_group | Operational_New_Capacity_MW | -1 | Devers_Red_Bluff_offpeak | Arizona_Flow_Battery_90 | Operational_New_Capacity_MW | -1
Q2008_Gates_SSN | Southern_PGAE_Flow_Battery_27 | Reliability_Capacity_In_Model_Year | 0.5 | Devers_Red_Bluff_offpeak | Greater_Imperial_Flow_Battery_107 | Operational_New_Capacity_MW | -1
Q2008_Gates_SSN | Southern_PGAE_Li_Battery_4hr_27 | Reliability_Capacity_In_Model_Year | 0.5 | Devers_Red_Bluff_offpeak | Greater_Imperial_Flow_Battery_133 | Operational_New_Capacity_MW | -1
Q2008_Gates_SSN | Southern_PGAE_Li_Battery_8hr_27 | Reliability_Capacity_In_Model_Year | 0.5 | Devers_Red_Bluff_offpeak | Southern_NV_Eldorado_Li_Battery_4hr_19 | Operational_New_Capacity_MW | -1
Q2008_Gates_SSN | Morro_Bay_Offshore_Wind_Asset | Reliability_Capacity_In_Model_Year | 0.49 | Devers_Red_Bluff_offpeak | Southern_NV_Eldorado_Li_Battery_4hr_40 | Operational_New_Capacity_MW | -1
Q2008_Gates_SSN | Southern_PGAE_Solar_27 | Reliability_Capacity_In_Model_Year | 0.556 | Devers_Red_Bluff_offpeak | Arizona_Li_Battery_4hr_55 | Operational_New_Capacity_MW | -1
Q2008_Gates_SSN | Diablo_Midway_4_group | Operational_New_Capacity_MW | -1 | Devers_Red_Bluff_offpeak | Arizona_Li_Battery_4hr_62 | Operational_New_Capacity_MW | -1
Red_Bluff_230_HSN | Riverside_Flow_Battery_59 | Reliability_Capacity_In_Model_Year | 1 | Devers_Red_Bluff_offpeak | Greater_Imperial_Li_Battery_4hr_63 | Operational_New_Capacity_MW | -1
Red_Bluff_230_HSN | Riverside_Li_Battery_4hr_59 | Reliability_Capacity_In_Model_Year | 1 | Devers_Red_Bluff_offpeak | Arizona_Li_Battery_4hr_77 | Operational_New_Capacity_MW | -1
Red_Bluff_230_HSN | Riverside_Li_Battery_8hr_59 | Reliability_Capacity_In_Model_Year | 1 | Devers_Red_Bluff_offpeak | Arizona_Li_Battery_4hr_90 | Operational_New_Capacity_MW | -1
Red_Bluff_230_HSN | Riverside_East_Pumped_Storage_59 | Reliability_Capacity_In_Model_Year | 1 | Devers_Red_Bluff_offpeak | Greater_Imperial_Li_Battery_4hr_107 | Operational_New_Capacity_MW | -1
Red_Bluff_230_HSN | Riverside_Solar_59 | Reliability_Capacity_In_Model_Year | 0.106 | Devers_Red_Bluff_offpeak | Greater_Imperial_Li_Battery_4hr_133 | Operational_New_Capacity_MW | -1
Red_Bluff_230_HSN | Red_Bluff_230_group | Operational_New_Capacity_MW | -1 | Devers_Red_Bluff_offpeak | Southern_NV_Eldorado_Li_Battery_8hr_19 | Operational_New_Capacity_MW | -1
Red_Bluff_230_offpeak | Riverside_Flow_Battery_59 | Operational_New_Capacity_MW | -1 | Devers_Red_Bluff_offpeak | Southern_NV_Eldorado_Li_Battery_8hr_40 | Operational_New_Capacity_MW | -1
Red_Bluff_230_offpeak | Riverside_Li_Battery_4hr_59 | Operational_New_Capacity_MW | -1 | Devers_Red_Bluff_offpeak | Arizona_Li_Battery_8hr_55 | Operational_New_Capacity_MW | -1
Red_Bluff_230_offpeak | Riverside_Li_Battery_8hr_59 | Operational_New_Capacity_MW | -1 | Devers_Red_Bluff_offpeak | Arizona_Li_Battery_8hr_62 | Operational_New_Capacity_MW | -1
Red_Bluff_230_offpeak | Riverside_East_Pumped_Storage_59 | Operational_New_Capacity_MW | -1 | Devers_Red_Bluff_offpeak | Greater_Imperial_Li_Battery_8hr_63 | Operational_New_Capacity_MW | -1
Red_Bluff_230_offpeak | Riverside_Solar_59 | Operational_New_Capacity_MW | 0.77 | Devers_Red_Bluff_offpeak | Arizona_Li_Battery_8hr_77 | Operational_New_Capacity_MW | -1
Red_Bluff_230_offpeak | Red_Bluff_230_group | Operational_New_Capacity_MW | -1 | Devers_Red_Bluff_offpeak | Arizona_Li_Battery_8hr_90 | Operational_New_Capacity_MW | -1
Red_Bluff_230_SSN | Riverside_Flow_Battery_59 | Reliability_Capacity_In_Model_Year | 0.5 | Devers_Red_Bluff_offpeak | Greater_Imperial_Li_Battery_8hr_107 | Operational_New_Capacity_MW | -1
Red_Bluff_230_SSN | Riverside_Li_Battery_4hr_59 | Reliability_Capacity_In_Model_Year | 0.5 | Devers_Red_Bluff_offpeak | Greater_Imperial_Li_Battery_8hr_133 | Operational_New_Capacity_MW | -1
Red_Bluff_230_SSN | Riverside_Li_Battery_8hr_59 | Reliability_Capacity_In_Model_Year | 0.5 | Devers_Red_Bluff_offpeak | Greater_Imperial_Geothermal_63 | Operational_New_Capacity_MW | 1
Red_Bluff_230_SSN | Riverside_East_Pumped_Storage_59 | Reliability_Capacity_In_Model_Year | 0.5 | Devers_Red_Bluff_offpeak | Greater_Imperial_Solar_63 | Operational_New_Capacity_MW | 0.77
Red_Bluff_230_SSN | Riverside_Solar_59 | Reliability_Capacity_In_Model_Year | 0.427 | Devers_Red_Bluff_offpeak | Greater_Imperial_Solar_107 | Operational_New_Capacity_MW | 0.77
Red_Bluff_230_SSN | Red_Bluff_230_group | Operational_New_Capacity_MW | -1 | Devers_Red_Bluff_offpeak | Greater_Imperial_Solar_133 | Operational_New_Capacity_MW | 0.77
Rio_Oso_Brighton_HSN | Northern_California_Flow_Battery_122 | Reliability_Capacity_In_Model_Year | 1 | Devers_Red_Bluff_offpeak | Idaho_Wind_19 | Operational_New_Capacity_MW | 0.67
Rio_Oso_Brighton_HSN | Northern_California_Flow_Battery_141 | Reliability_Capacity_In_Model_Year | 1 | Devers_Red_Bluff_offpeak | New_Mexico_Wind_55 | Operational_New_Capacity_MW | 0.67
Rio_Oso_Brighton_HSN | Northern_California_Flow_Battery_144 | Reliability_Capacity_In_Model_Year | 1 | Devers_Red_Bluff_offpeak | Northern_Nevada_Geothermal_19 | Operational_New_Capacity_MW | 1
Rio_Oso_Brighton_HSN | Northern_California_Flow_Battery_149 | Reliability_Capacity_In_Model_Year | 1 | Devers_Red_Bluff_offpeak | Southern_NV_Eldorado_Solar_19 | Operational_New_Capacity_MW | 0.77
Rio_Oso_Brighton_HSN | Northern_California_Flow_Battery_157 | Reliability_Capacity_In_Model_Year | 1 | Devers_Red_Bluff_offpeak | Southern_NV_Eldorado_Solar_40 | Operational_New_Capacity_MW | 0.77
Rio_Oso_Brighton_HSN | Northern_California_Flow_Battery_159 | Reliability_Capacity_In_Model_Year | 1 | Devers_Red_Bluff_offpeak | Utah_Geothermal_19 | Operational_New_Capacity_MW | 1
Rio_Oso_Brighton_HSN | Northern_California_Flow_Battery_172 | Reliability_Capacity_In_Model_Year | 1 | Devers_Red_Bluff_offpeak | Utah_Wind_19 | Operational_New_Capacity_MW | 0.67
Rio_Oso_Brighton_HSN | Northern_California_Flow_Battery_179 | Reliability_Capacity_In_Model_Year | 1 | Devers_Red_Bluff_offpeak | Wyoming_Wind_19 | Operational_New_Capacity_MW | 0.67
Rio_Oso_Brighton_HSN | Northern_California_Li_Battery_4hr_122 | Reliability_Capacity_In_Model_Year | 1 | Dos_Amigos_Panoche_offpeak | Southern_PGAE_Flow_Battery_72 | Operational_New_Capacity_MW | -1
Rio_Oso_Brighton_HSN | Northern_California_Li_Battery_4hr_141 | Reliability_Capacity_In_Model_Year | 1 | Dos_Amigos_Panoche_offpeak | Southern_PGAE_Flow_Battery_124 | Operational_New_Capacity_MW | -1
Rio_Oso_Brighton_HSN | Northern_California_Li_Battery_4hr_144 | Reliability_Capacity_In_Model_Year | 1 | Dos_Amigos_Panoche_offpeak | Southern_PGAE_Flow_Battery_139 | Operational_New_Capacity_MW | -1
Rio_Oso_Brighton_HSN | Northern_California_Li_Battery_4hr_149 | Reliability_Capacity_In_Model_Year | 1 | Dos_Amigos_Panoche_offpeak | Southern_PGAE_Flow_Battery_140 | Operational_New_Capacity_MW | -1
Rio_Oso_Brighton_HSN | Northern_California_Li_Battery_4hr_157 | Reliability_Capacity_In_Model_Year | 1 | Dos_Amigos_Panoche_offpeak | Southern_PGAE_Flow_Battery_151 | Operational_New_Capacity_MW | -1
Rio_Oso_Brighton_HSN | Northern_California_Li_Battery_4hr_159 | Reliability_Capacity_In_Model_Year | 1 | Dos_Amigos_Panoche_offpeak | Southern_PGAE_Flow_Battery_154 | Operational_New_Capacity_MW | -1
Rio_Oso_Brighton_HSN | Northern_California_Li_Battery_4hr_172 | Reliability_Capacity_In_Model_Year | 1 | Dos_Amigos_Panoche_offpeak | Southern_PGAE_Flow_Battery_161 | Operational_New_Capacity_MW | -1
Rio_Oso_Brighton_HSN | Northern_California_Li_Battery_4hr_179 | Reliability_Capacity_In_Model_Year | 1 | Dos_Amigos_Panoche_offpeak | Southern_PGAE_Flow_Battery_162 | Operational_New_Capacity_MW | -1
Rio_Oso_Brighton_HSN | Northern_California_Li_Battery_8hr_122 | Reliability_Capacity_In_Model_Year | 1 | Dos_Amigos_Panoche_offpeak | Southern_PGAE_Flow_Battery_164 | Operational_New_Capacity_MW | -1
Rio_Oso_Brighton_HSN | Northern_California_Li_Battery_8hr_141 | Reliability_Capacity_In_Model_Year | 1 | Dos_Amigos_Panoche_offpeak | Southern_PGAE_Flow_Battery_165 | Operational_New_Capacity_MW | -1
Rio_Oso_Brighton_HSN | Northern_California_Li_Battery_8hr_144 | Reliability_Capacity_In_Model_Year | 1 | Dos_Amigos_Panoche_offpeak | Southern_PGAE_Flow_Battery_168 | Operational_New_Capacity_MW | -1
Rio_Oso_Brighton_HSN | Northern_California_Li_Battery_8hr_149 | Reliability_Capacity_In_Model_Year | 1 | Dos_Amigos_Panoche_offpeak | Southern_PGAE_Flow_Battery_169 | Operational_New_Capacity_MW | -1
Rio_Oso_Brighton_HSN | Northern_California_Li_Battery_8hr_157 | Reliability_Capacity_In_Model_Year | 1 | Dos_Amigos_Panoche_offpeak | Southern_PGAE_Flow_Battery_170 | Operational_New_Capacity_MW | -1
Rio_Oso_Brighton_HSN | Northern_California_Li_Battery_8hr_159 | Reliability_Capacity_In_Model_Year | 1 | Dos_Amigos_Panoche_offpeak | Southern_PGAE_Flow_Battery_174 | Operational_New_Capacity_MW | -1
Rio_Oso_Brighton_HSN | Northern_California_Li_Battery_8hr_172 | Reliability_Capacity_In_Model_Year | 1 | Dos_Amigos_Panoche_offpeak | Southern_PGAE_Flow_Battery_176 | Operational_New_Capacity_MW | -1
Rio_Oso_Brighton_HSN | Northern_California_Li_Battery_8hr_179 | Reliability_Capacity_In_Model_Year | 1 | Dos_Amigos_Panoche_offpeak | Southern_PGAE_Li_Battery_4hr_72 | Operational_New_Capacity_MW | -1
Rio_Oso_Brighton_HSN | Northern_California_Solar_122 | Reliability_Capacity_In_Model_Year | 0.1 | Dos_Amigos_Panoche_offpeak | Southern_PGAE_Li_Battery_4hr_124 | Operational_New_Capacity_MW | -1
Rio_Oso_Brighton_HSN | Northern_California_Solar_141 | Reliability_Capacity_In_Model_Year | 0.1 | Dos_Amigos_Panoche_offpeak | Southern_PGAE_Li_Battery_4hr_139 | Operational_New_Capacity_MW | -1
Rio_Oso_Brighton_HSN | Northern_California_Solar_144 | Reliability_Capacity_In_Model_Year | 0.1 | Dos_Amigos_Panoche_offpeak | Southern_PGAE_Li_Battery_4hr_140 | Operational_New_Capacity_MW | -1
Rio_Oso_Brighton_HSN | Northern_California_Solar_149 | Reliability_Capacity_In_Model_Year | 0.1 | Dos_Amigos_Panoche_offpeak | Southern_PGAE_Li_Battery_4hr_151 | Operational_New_Capacity_MW | -1
Rio_Oso_Brighton_HSN | Northern_California_Solar_157 | Reliability_Capacity_In_Model_Year | 0.1 | Dos_Amigos_Panoche_offpeak | Southern_PGAE_Li_Battery_4hr_154 | Operational_New_Capacity_MW | -1
Rio_Oso_Brighton_HSN | Northern_California_Solar_159 | Reliability_Capacity_In_Model_Year | 0.1 | Dos_Amigos_Panoche_offpeak | Southern_PGAE_Li_Battery_4hr_161 | Operational_New_Capacity_MW | -1
Rio_Oso_Brighton_HSN | Northern_California_Solar_172 | Reliability_Capacity_In_Model_Year | 0.1 | Dos_Amigos_Panoche_offpeak | Southern_PGAE_Li_Battery_4hr_162 | Operational_New_Capacity_MW | -1
Rio_Oso_Brighton_HSN | Northern_California_Solar_179 | Reliability_Capacity_In_Model_Year | 0.1 | Dos_Amigos_Panoche_offpeak | Southern_PGAE_Li_Battery_4hr_164 | Operational_New_Capacity_MW | -1
Rio_Oso_Brighton_HSN | Northern_California_Wind_159 | Reliability_Capacity_In_Model_Year | 0.665 | Dos_Amigos_Panoche_offpeak | Southern_PGAE_Li_Battery_4hr_165 | Operational_New_Capacity_MW | -1
Rio_Oso_Brighton_HSN | Solano_Wind_122 | Reliability_Capacity_In_Model_Year | 0.665 | Dos_Amigos_Panoche_offpeak | Southern_PGAE_Li_Battery_4hr_168 | Operational_New_Capacity_MW | -1
Rio_Oso_Brighton_HSN | Subacco_group | Operational_New_Capacity_MW | -1.2478 | Dos_Amigos_Panoche_offpeak | Southern_PGAE_Li_Battery_4hr_169 | Operational_New_Capacity_MW | -1
Rio_Oso_Brighton_offpeak | Northern_California_Flow_Battery_122 | Operational_New_Capacity_MW | -1 | Dos_Amigos_Panoche_offpeak | Southern_PGAE_Li_Battery_4hr_170 | Operational_New_Capacity_MW | -1
Rio_Oso_Brighton_offpeak | Northern_California_Flow_Battery_141 | Operational_New_Capacity_MW | -1 | Dos_Amigos_Panoche_offpeak | Southern_PGAE_Li_Battery_4hr_174 | Operational_New_Capacity_MW | -1
Rio_Oso_Brighton_offpeak | Northern_California_Flow_Battery_144 | Operational_New_Capacity_MW | -1 | Dos_Amigos_Panoche_offpeak | Southern_PGAE_Li_Battery_4hr_176 | Operational_New_Capacity_MW | -1
Rio_Oso_Brighton_offpeak | Northern_California_Flow_Battery_149 | Operational_New_Capacity_MW | -1 | Dos_Amigos_Panoche_offpeak | Southern_PGAE_Li_Battery_8hr_72 | Operational_New_Capacity_MW | -1
Rio_Oso_Brighton_offpeak | Northern_California_Flow_Battery_157 | Operational_New_Capacity_MW | -1 | Dos_Amigos_Panoche_offpeak | Southern_PGAE_Li_Battery_8hr_124 | Operational_New_Capacity_MW | -1
Rio_Oso_Brighton_offpeak | Northern_California_Flow_Battery_159 | Operational_New_Capacity_MW | -1 | Dos_Amigos_Panoche_offpeak | Southern_PGAE_Li_Battery_8hr_139 | Operational_New_Capacity_MW | -1
Rio_Oso_Brighton_offpeak | Northern_California_Flow_Battery_172 | Operational_New_Capacity_MW | -1 | Dos_Amigos_Panoche_offpeak | Southern_PGAE_Li_Battery_8hr_140 | Operational_New_Capacity_MW | -1
Rio_Oso_Brighton_offpeak | Northern_California_Flow_Battery_179 | Operational_New_Capacity_MW | -1 | Dos_Amigos_Panoche_offpeak | Southern_PGAE_Li_Battery_8hr_151 | Operational_New_Capacity_MW | -1
Rio_Oso_Brighton_offpeak | Northern_California_Li_Battery_4hr_122 | Operational_New_Capacity_MW | -1 | Dos_Amigos_Panoche_offpeak | Southern_PGAE_Li_Battery_8hr_154 | Operational_New_Capacity_MW | -1
Rio_Oso_Brighton_offpeak | Northern_California_Li_Battery_4hr_141 | Operational_New_Capacity_MW | -1 | Dos_Amigos_Panoche_offpeak | Southern_PGAE_Li_Battery_8hr_161 | Operational_New_Capacity_MW | -1
Rio_Oso_Brighton_offpeak | Northern_California_Li_Battery_4hr_144 | Operational_New_Capacity_MW | -1 | Dos_Amigos_Panoche_offpeak | Southern_PGAE_Li_Battery_8hr_162 | Operational_New_Capacity_MW | -1
Rio_Oso_Brighton_offpeak | Northern_California_Li_Battery_4hr_149 | Operational_New_Capacity_MW | -1 | Dos_Amigos_Panoche_offpeak | Southern_PGAE_Li_Battery_8hr_164 | Operational_New_Capacity_MW | -1
Rio_Oso_Brighton_offpeak | Northern_California_Li_Battery_4hr_157 | Operational_New_Capacity_MW | -1 | Dos_Amigos_Panoche_offpeak | Southern_PGAE_Li_Battery_8hr_165 | Operational_New_Capacity_MW | -1
Rio_Oso_Brighton_offpeak | Northern_California_Li_Battery_4hr_159 | Operational_New_Capacity_MW | -1 | Dos_Amigos_Panoche_offpeak | Southern_PGAE_Li_Battery_8hr_168 | Operational_New_Capacity_MW | -1
Rio_Oso_Brighton_offpeak | Northern_California_Li_Battery_4hr_172 | Operational_New_Capacity_MW | -1 | Dos_Amigos_Panoche_offpeak | Southern_PGAE_Li_Battery_8hr_169 | Operational_New_Capacity_MW | -1
Rio_Oso_Brighton_offpeak | Northern_California_Li_Battery_4hr_179 | Operational_New_Capacity_MW | -1 | Dos_Amigos_Panoche_offpeak | Southern_PGAE_Li_Battery_8hr_170 | Operational_New_Capacity_MW | -1
Rio_Oso_Brighton_offpeak | Northern_California_Li_Battery_8hr_122 | Operational_New_Capacity_MW | -1 | Dos_Amigos_Panoche_offpeak | Southern_PGAE_Li_Battery_8hr_174 | Operational_New_Capacity_MW | -1
Rio_Oso_Brighton_offpeak | Northern_California_Li_Battery_8hr_141 | Operational_New_Capacity_MW | -1 | Dos_Amigos_Panoche_offpeak | Southern_PGAE_Li_Battery_8hr_176 | Operational_New_Capacity_MW | -1
Rio_Oso_Brighton_offpeak | Northern_California_Li_Battery_8hr_144 | Operational_New_Capacity_MW | -1 | Dos_Amigos_Panoche_offpeak | Central_Valley_North_Los_Banos_Wind_154 | Operational_New_Capacity_MW | 0.44
Rio_Oso_Brighton_offpeak | Northern_California_Li_Battery_8hr_149 | Operational_New_Capacity_MW | -1 | Dos_Amigos_Panoche_offpeak | Central_Valley_North_Los_Banos_Wind_162 | Operational_New_Capacity_MW | 0.44
Rio_Oso_Brighton_offpeak | Northern_California_Li_Battery_8hr_157 | Operational_New_Capacity_MW | -1 | Dos_Amigos_Panoche_offpeak | Southern_PGAE_Solar_72 | Operational_New_Capacity_MW | 0.79
Rio_Oso_Brighton_offpeak | Northern_California_Li_Battery_8hr_159 | Operational_New_Capacity_MW | -1 | Dos_Amigos_Panoche_offpeak | Southern_PGAE_Solar_124 | Operational_New_Capacity_MW | 0.79
Rio_Oso_Brighton_offpeak | Northern_California_Li_Battery_8hr_172 | Operational_New_Capacity_MW | -1 | Dos_Amigos_Panoche_offpeak | Southern_PGAE_Solar_139 | Operational_New_Capacity_MW | 0.79
Rio_Oso_Brighton_offpeak | Northern_California_Li_Battery_8hr_179 | Operational_New_Capacity_MW | -1 | Dos_Amigos_Panoche_offpeak | Southern_PGAE_Solar_140 | Operational_New_Capacity_MW | 0.79
Rio_Oso_Brighton_offpeak | Northern_California_Solar_122 | Operational_New_Capacity_MW | 0.68 | Dos_Amigos_Panoche_offpeak | Southern_PGAE_Solar_151 | Operational_New_Capacity_MW | 0.79
Rio_Oso_Brighton_offpeak | Northern_California_Solar_141 | Operational_New_Capacity_MW | 0.68 | Dos_Amigos_Panoche_offpeak | Southern_PGAE_Solar_154 | Operational_New_Capacity_MW | 0.79
Rio_Oso_Brighton_offpeak | Northern_California_Solar_144 | Operational_New_Capacity_MW | 0.68 | Dos_Amigos_Panoche_offpeak | Southern_PGAE_Solar_161 | Operational_New_Capacity_MW | 0.79
Rio_Oso_Brighton_offpeak | Northern_California_Solar_149 | Operational_New_Capacity_MW | 0.68 | Dos_Amigos_Panoche_offpeak | Southern_PGAE_Solar_162 | Operational_New_Capacity_MW | 0.79
Rio_Oso_Brighton_offpeak | Northern_California_Solar_157 | Operational_New_Capacity_MW | 0.68 | Dos_Amigos_Panoche_offpeak | Southern_PGAE_Solar_164 | Operational_New_Capacity_MW | 0.79
Rio_Oso_Brighton_offpeak | Northern_California_Solar_159 | Operational_New_Capacity_MW | 0.68 | Dos_Amigos_Panoche_offpeak | Southern_PGAE_Solar_165 | Operational_New_Capacity_MW | 0.79
Rio_Oso_Brighton_offpeak | Northern_California_Solar_172 | Operational_New_Capacity_MW | 0.68 | Dos_Amigos_Panoche_offpeak | Southern_PGAE_Solar_168 | Operational_New_Capacity_MW | 0.79
Rio_Oso_Brighton_offpeak | Northern_California_Solar_179 | Operational_New_Capacity_MW | 0.68 | Dos_Amigos_Panoche_offpeak | Southern_PGAE_Solar_169 | Operational_New_Capacity_MW | 0.79
Rio_Oso_Brighton_offpeak | Northern_California_Wind_159 | Operational_New_Capacity_MW | 0.63 | Dos_Amigos_Panoche_offpeak | Southern_PGAE_Solar_170 | Operational_New_Capacity_MW | 0.79
Rio_Oso_Brighton_offpeak | Solano_Wind_122 | Operational_New_Capacity_MW | 0.63 | Dos_Amigos_Panoche_offpeak | Southern_PGAE_Solar_174 | Operational_New_Capacity_MW | 0.79
Rio_Oso_Brighton_offpeak | Subacco_group | Operational_New_Capacity_MW | -1.2478 | Dos_Amigos_Panoche_offpeak | Southern_PGAE_Solar_176 | Operational_New_Capacity_MW | 0.79
Rio_Oso_Brighton_SSN | Northern_California_Flow_Battery_122 | Reliability_Capacity_In_Model_Year | 0.5 | Dumbarton_Newark_offpeak | Northern_California_Flow_Battery_44 | Operational_New_Capacity_MW | -1
Rio_Oso_Brighton_SSN | Northern_California_Flow_Battery_141 | Reliability_Capacity_In_Model_Year | 0.5 | Dumbarton_Newark_offpeak | Northern_California_Flow_Battery_121 | Operational_New_Capacity_MW | -1
Rio_Oso_Brighton_SSN | Northern_California_Flow_Battery_144 | Reliability_Capacity_In_Model_Year | 0.5 | Dumbarton_Newark_offpeak | Northern_California_Li_Battery_4hr_44 | Operational_New_Capacity_MW | -1
Rio_Oso_Brighton_SSN | Northern_California_Flow_Battery_149 | Reliability_Capacity_In_Model_Year | 0.5 | Dumbarton_Newark_offpeak | Northern_California_Li_Battery_4hr_121 | Operational_New_Capacity_MW | -1
Rio_Oso_Brighton_SSN | Northern_California_Flow_Battery_157 | Reliability_Capacity_In_Model_Year | 0.5 | Dumbarton_Newark_offpeak | Northern_California_Li_Battery_8hr_44 | Operational_New_Capacity_MW | -1
Rio_Oso_Brighton_SSN | Northern_California_Flow_Battery_159 | Reliability_Capacity_In_Model_Year | 0.5 | Dumbarton_Newark_offpeak | Northern_California_Li_Battery_8hr_121 | Operational_New_Capacity_MW | -1
Rio_Oso_Brighton_SSN | Northern_California_Flow_Battery_172 | Reliability_Capacity_In_Model_Year | 0.5 | Dumbarton_Newark_offpeak | Northern_California_Solar_44 | Operational_New_Capacity_MW | 0.68
Rio_Oso_Brighton_SSN | Northern_California_Flow_Battery_179 | Reliability_Capacity_In_Model_Year | 0.5 | Dumbarton_Newark_offpeak | Northern_California_Solar_121 | Operational_New_Capacity_MW | 0.68
Rio_Oso_Brighton_SSN | Northern_California_Li_Battery_4hr_122 | Reliability_Capacity_In_Model_Year | 0.5 | East_Miguel_offpeak | Arizona_Solar_48 | Operational_New_Capacity_MW | 0.77
Rio_Oso_Brighton_SSN | Northern_California_Li_Battery_4hr_141 | Reliability_Capacity_In_Model_Year | 0.5 | East_Miguel_offpeak | Arizona_Solar_55 | Operational_New_Capacity_MW | 0.77
Rio_Oso_Brighton_SSN | Northern_California_Li_Battery_4hr_144 | Reliability_Capacity_In_Model_Year | 0.5 | East_Miguel_offpeak | Arizona_Solar_90 | Operational_New_Capacity_MW | 0.77
Rio_Oso_Brighton_SSN | Northern_California_Li_Battery_4hr_149 | Reliability_Capacity_In_Model_Year | 0.5 | East_Miguel_offpeak | Baja_California_Wind_133 | Operational_New_Capacity_MW | 0.44
Rio_Oso_Brighton_SSN | Northern_California_Li_Battery_4hr_157 | Reliability_Capacity_In_Model_Year | 0.5 | East_Miguel_offpeak | Arizona_Flow_Battery_48 | Operational_New_Capacity_MW | -1
Rio_Oso_Brighton_SSN | Northern_California_Li_Battery_4hr_159 | Reliability_Capacity_In_Model_Year | 0.5 | East_Miguel_offpeak | Arizona_Flow_Battery_55 | Operational_New_Capacity_MW | -1
Rio_Oso_Brighton_SSN | Northern_California_Li_Battery_4hr_172 | Reliability_Capacity_In_Model_Year | 0.5 | East_Miguel_offpeak | Arizona_Flow_Battery_90 | Operational_New_Capacity_MW | -1
Rio_Oso_Brighton_SSN | Northern_California_Li_Battery_4hr_179 | Reliability_Capacity_In_Model_Year | 0.5 | East_Miguel_offpeak | Greater_Imperial_Flow_Battery_107 | Operational_New_Capacity_MW | -1
Rio_Oso_Brighton_SSN | Northern_California_Li_Battery_8hr_122 | Reliability_Capacity_In_Model_Year | 0.5 | East_Miguel_offpeak | Greater_Imperial_Flow_Battery_133 | Operational_New_Capacity_MW | -1
Rio_Oso_Brighton_SSN | Northern_California_Li_Battery_8hr_141 | Reliability_Capacity_In_Model_Year | 0.5 | East_Miguel_offpeak | Arizona_Li_Battery_4hr_48 | Operational_New_Capacity_MW | -1
Rio_Oso_Brighton_SSN | Northern_California_Li_Battery_8hr_144 | Reliability_Capacity_In_Model_Year | 0.5 | East_Miguel_offpeak | Arizona_Li_Battery_4hr_55 | Operational_New_Capacity_MW | -1
Rio_Oso_Brighton_SSN | Northern_California_Li_Battery_8hr_149 | Reliability_Capacity_In_Model_Year | 0.5 | East_Miguel_offpeak | Arizona_Li_Battery_4hr_90 | Operational_New_Capacity_MW | -1
Rio_Oso_Brighton_SSN | Northern_California_Li_Battery_8hr_157 | Reliability_Capacity_In_Model_Year | 0.5 | East_Miguel_offpeak | Greater_Imperial_Li_Battery_4hr_107 | Operational_New_Capacity_MW | -1
Rio_Oso_Brighton_SSN | Northern_California_Li_Battery_8hr_159 | Reliability_Capacity_In_Model_Year | 0.5 | East_Miguel_offpeak | Greater_Imperial_Li_Battery_4hr_133 | Operational_New_Capacity_MW | -1
Rio_Oso_Brighton_SSN | Northern_California_Li_Battery_8hr_172 | Reliability_Capacity_In_Model_Year | 0.5 | East_Miguel_offpeak | Arizona_Li_Battery_8hr_48 | Operational_New_Capacity_MW | -1
Rio_Oso_Brighton_SSN | Northern_California_Li_Battery_8hr_179 | Reliability_Capacity_In_Model_Year | 0.5 | East_Miguel_offpeak | Arizona_Li_Battery_8hr_55 | Operational_New_Capacity_MW | -1
Rio_Oso_Brighton_SSN | Northern_California_Solar_122 | Reliability_Capacity_In_Model_Year | 0.556 | East_Miguel_offpeak | Arizona_Li_Battery_8hr_90 | Operational_New_Capacity_MW | -1
Rio_Oso_Brighton_SSN | Northern_California_Solar_141 | Reliability_Capacity_In_Model_Year | 0.556 | East_Miguel_offpeak | Greater_Imperial_Li_Battery_8hr_107 | Operational_New_Capacity_MW | -1
Rio_Oso_Brighton_SSN | Northern_California_Solar_144 | Reliability_Capacity_In_Model_Year | 0.556 | East_Miguel_offpeak | Greater_Imperial_Li_Battery_8hr_133 | Operational_New_Capacity_MW | -1
Rio_Oso_Brighton_SSN | Northern_California_Solar_149 | Reliability_Capacity_In_Model_Year | 0.556 | East_Miguel_offpeak | Greater_Imperial_Solar_107 | Operational_New_Capacity_MW | 0.77
Rio_Oso_Brighton_SSN | Northern_California_Solar_157 | Reliability_Capacity_In_Model_Year | 0.556 | East_Miguel_offpeak | Greater_Imperial_Solar_133 | Operational_New_Capacity_MW | 0.77
Rio_Oso_Brighton_SSN | Northern_California_Solar_159 | Reliability_Capacity_In_Model_Year | 0.556 | Eastshore_San_Mateo_offpeak | Northern_California_Flow_Battery_29 | Operational_New_Capacity_MW | -1
Rio_Oso_Brighton_SSN | Northern_California_Solar_172 | Reliability_Capacity_In_Model_Year | 0.556 | Eastshore_San_Mateo_offpeak | Northern_California_Li_Battery_4hr_29 | Operational_New_Capacity_MW | -1
Rio_Oso_Brighton_SSN | Northern_California_Solar_179 | Reliability_Capacity_In_Model_Year | 0.556 | Eastshore_San_Mateo_offpeak | Northern_California_Li_Battery_8hr_29 | Operational_New_Capacity_MW | -1
Rio_Oso_Brighton_SSN | Northern_California_Wind_159 | Reliability_Capacity_In_Model_Year | 0.163 | Eastshore_San_Mateo_offpeak | Northern_California_Solar_29 | Operational_New_Capacity_MW | 0.68
Rio_Oso_Brighton_SSN | Solano_Wind_122 | Reliability_Capacity_In_Model_Year | 0.163 | Eight_Mile_Tesla_offpeak | Northern_California_Flow_Battery_92 | Operational_New_Capacity_MW | -1
Rio_Oso_Brighton_SSN | Subacco_group | Operational_New_Capacity_MW | -1.2478 | Eight_Mile_Tesla_offpeak | Northern_California_Flow_Battery_114 | Operational_New_Capacity_MW | -1
Rio_Oso_Lockeford_HSN | Northern_California_Flow_Battery_141 | Reliability_Capacity_In_Model_Year | 1 | Eight_Mile_Tesla_offpeak | Northern_California_Flow_Battery_122 | Operational_New_Capacity_MW | -1
Rio_Oso_Lockeford_HSN | Northern_California_Flow_Battery_149 | Reliability_Capacity_In_Model_Year | 1 | Eight_Mile_Tesla_offpeak | Northern_California_Flow_Battery_138 | Operational_New_Capacity_MW | -1
Rio_Oso_Lockeford_HSN | Northern_California_Flow_Battery_157 | Reliability_Capacity_In_Model_Year | 1 | Eight_Mile_Tesla_offpeak | Northern_California_Flow_Battery_141 | Operational_New_Capacity_MW | -1
Rio_Oso_Lockeford_HSN | Northern_California_Flow_Battery_159 | Reliability_Capacity_In_Model_Year | 1 | Eight_Mile_Tesla_offpeak | Northern_California_Flow_Battery_144 | Operational_New_Capacity_MW | -1
Rio_Oso_Lockeford_HSN | Northern_California_Flow_Battery_172 | Reliability_Capacity_In_Model_Year | 1 | Eight_Mile_Tesla_offpeak | Northern_California_Flow_Battery_149 | Operational_New_Capacity_MW | -1
Rio_Oso_Lockeford_HSN | Northern_California_Flow_Battery_179 | Reliability_Capacity_In_Model_Year | 1 | Eight_Mile_Tesla_offpeak | Northern_California_Flow_Battery_157 | Operational_New_Capacity_MW | -1
Rio_Oso_Lockeford_HSN | Northern_California_Li_Battery_4hr_141 | Reliability_Capacity_In_Model_Year | 1 | Eight_Mile_Tesla_offpeak | Northern_California_Flow_Battery_159 | Operational_New_Capacity_MW | -1
Rio_Oso_Lockeford_HSN | Northern_California_Li_Battery_4hr_149 | Reliability_Capacity_In_Model_Year | 1 | Eight_Mile_Tesla_offpeak | Southern_PGAE_Flow_Battery_163 | Operational_New_Capacity_MW | -1
Rio_Oso_Lockeford_HSN | Northern_California_Li_Battery_4hr_157 | Reliability_Capacity_In_Model_Year | 1 | Eight_Mile_Tesla_offpeak | Northern_California_Flow_Battery_166 | Operational_New_Capacity_MW | -1
Rio_Oso_Lockeford_HSN | Northern_California_Li_Battery_4hr_159 | Reliability_Capacity_In_Model_Year | 1 | Eight_Mile_Tesla_offpeak | Northern_California_Flow_Battery_172 | Operational_New_Capacity_MW | -1
Rio_Oso_Lockeford_HSN | Northern_California_Li_Battery_4hr_172 | Reliability_Capacity_In_Model_Year | 1 | Eight_Mile_Tesla_offpeak | Northern_California_Flow_Battery_179 | Operational_New_Capacity_MW | -1
Rio_Oso_Lockeford_HSN | Northern_California_Li_Battery_4hr_179 | Reliability_Capacity_In_Model_Year | 1 | Eight_Mile_Tesla_offpeak | Northern_California_Li_Battery_4hr_92 | Operational_New_Capacity_MW | -1
Rio_Oso_Lockeford_HSN | Northern_California_Li_Battery_8hr_141 | Reliability_Capacity_In_Model_Year | 1 | Eight_Mile_Tesla_offpeak | Northern_California_Li_Battery_4hr_114 | Operational_New_Capacity_MW | -1
Rio_Oso_Lockeford_HSN | Northern_California_Li_Battery_8hr_149 | Reliability_Capacity_In_Model_Year | 1 | Eight_Mile_Tesla_offpeak | Northern_California_Li_Battery_4hr_122 | Operational_New_Capacity_MW | -1
Rio_Oso_Lockeford_HSN | Northern_California_Li_Battery_8hr_157 | Reliability_Capacity_In_Model_Year | 1 | Eight_Mile_Tesla_offpeak | Northern_California_Li_Battery_4hr_138 | Operational_New_Capacity_MW | -1
Rio_Oso_Lockeford_HSN | Northern_California_Li_Battery_8hr_159 | Reliability_Capacity_In_Model_Year | 1 | Eight_Mile_Tesla_offpeak | Northern_California_Li_Battery_4hr_141 | Operational_New_Capacity_MW | -1
Rio_Oso_Lockeford_HSN | Northern_California_Li_Battery_8hr_172 | Reliability_Capacity_In_Model_Year | 1 | Eight_Mile_Tesla_offpeak | Northern_California_Li_Battery_4hr_144 | Operational_New_Capacity_MW | -1
Rio_Oso_Lockeford_HSN | Northern_California_Li_Battery_8hr_179 | Reliability_Capacity_In_Model_Year | 1 | Eight_Mile_Tesla_offpeak | Northern_California_Li_Battery_4hr_149 | Operational_New_Capacity_MW | -1
Rio_Oso_Lockeford_HSN | Northern_California_Solar_141 | Reliability_Capacity_In_Model_Year | 0.1 | Eight_Mile_Tesla_offpeak | Northern_California_Li_Battery_4hr_157 | Operational_New_Capacity_MW | -1
Rio_Oso_Lockeford_HSN | Northern_California_Solar_149 | Reliability_Capacity_In_Model_Year | 0.1 | Eight_Mile_Tesla_offpeak | Northern_California_Li_Battery_4hr_159 | Operational_New_Capacity_MW | -1
Rio_Oso_Lockeford_HSN | Northern_California_Solar_157 | Reliability_Capacity_In_Model_Year | 0.1 | Eight_Mile_Tesla_offpeak | Southern_PGAE_Li_Battery_4hr_163 | Operational_New_Capacity_MW | -1
Rio_Oso_Lockeford_HSN | Northern_California_Solar_159 | Reliability_Capacity_In_Model_Year | 0.1 | Eight_Mile_Tesla_offpeak | Northern_California_Li_Battery_4hr_166 | Operational_New_Capacity_MW | -1
Rio_Oso_Lockeford_HSN | Northern_California_Solar_172 | Reliability_Capacity_In_Model_Year | 0.1 | Eight_Mile_Tesla_offpeak | Northern_California_Li_Battery_4hr_172 | Operational_New_Capacity_MW | -1
Rio_Oso_Lockeford_HSN | Northern_California_Solar_179 | Reliability_Capacity_In_Model_Year | 0.1 | Eight_Mile_Tesla_offpeak | Northern_California_Li_Battery_4hr_179 | Operational_New_Capacity_MW | -1
Rio_Oso_Lockeford_HSN | Northern_California_Wind_159 | Reliability_Capacity_In_Model_Year | 0.665 | Eight_Mile_Tesla_offpeak | Northern_California_Li_Battery_8hr_92 | Operational_New_Capacity_MW | -1
Rio_Oso_Lockeford_HSN | Subacco_group | Operational_New_Capacity_MW | -1.0543 | Eight_Mile_Tesla_offpeak | Northern_California_Li_Battery_8hr_114 | Operational_New_Capacity_MW | -1
Rio_Oso_Lockeford_offpeak | Northern_California_Flow_Battery_141 | Operational_New_Capacity_MW | -1 | Eight_Mile_Tesla_offpeak | Northern_California_Li_Battery_8hr_122 | Operational_New_Capacity_MW | -1
Rio_Oso_Lockeford_offpeak | Northern_California_Flow_Battery_149 | Operational_New_Capacity_MW | -1 | Eight_Mile_Tesla_offpeak | Northern_California_Li_Battery_8hr_138 | Operational_New_Capacity_MW | -1
Rio_Oso_Lockeford_offpeak | Northern_California_Flow_Battery_157 | Operational_New_Capacity_MW | -1 | Eight_Mile_Tesla_offpeak | Northern_California_Li_Battery_8hr_141 | Operational_New_Capacity_MW | -1
Rio_Oso_Lockeford_offpeak | Northern_California_Flow_Battery_159 | Operational_New_Capacity_MW | -1 | Eight_Mile_Tesla_offpeak | Northern_California_Li_Battery_8hr_144 | Operational_New_Capacity_MW | -1
Rio_Oso_Lockeford_offpeak | Northern_California_Flow_Battery_172 | Operational_New_Capacity_MW | -1 | Eight_Mile_Tesla_offpeak | Northern_California_Li_Battery_8hr_149 | Operational_New_Capacity_MW | -1
Rio_Oso_Lockeford_offpeak | Northern_California_Flow_Battery_179 | Operational_New_Capacity_MW | -1 | Eight_Mile_Tesla_offpeak | Northern_California_Li_Battery_8hr_157 | Operational_New_Capacity_MW | -1
Rio_Oso_Lockeford_offpeak | Northern_California_Li_Battery_4hr_141 | Operational_New_Capacity_MW | -1 | Eight_Mile_Tesla_offpeak | Northern_California_Li_Battery_8hr_159 | Operational_New_Capacity_MW | -1
Rio_Oso_Lockeford_offpeak | Northern_California_Li_Battery_4hr_149 | Operational_New_Capacity_MW | -1 | Eight_Mile_Tesla_offpeak | Southern_PGAE_Li_Battery_8hr_163 | Operational_New_Capacity_MW | -1
Rio_Oso_Lockeford_offpeak | Northern_California_Li_Battery_4hr_157 | Operational_New_Capacity_MW | -1 | Eight_Mile_Tesla_offpeak | Northern_California_Li_Battery_8hr_166 | Operational_New_Capacity_MW | -1
Rio_Oso_Lockeford_offpeak | Northern_California_Li_Battery_4hr_159 | Operational_New_Capacity_MW | -1 | Eight_Mile_Tesla_offpeak | Northern_California_Li_Battery_8hr_172 | Operational_New_Capacity_MW | -1
Rio_Oso_Lockeford_offpeak | Northern_California_Li_Battery_4hr_172 | Operational_New_Capacity_MW | -1 | Eight_Mile_Tesla_offpeak | Northern_California_Li_Battery_8hr_179 | Operational_New_Capacity_MW | -1
Rio_Oso_Lockeford_offpeak | Northern_California_Li_Battery_4hr_179 | Operational_New_Capacity_MW | -1 | Eight_Mile_Tesla_offpeak | Northern_California_Solar_92 | Operational_New_Capacity_MW | 0.68
Rio_Oso_Lockeford_offpeak | Northern_California_Li_Battery_8hr_141 | Operational_New_Capacity_MW | -1 | Eight_Mile_Tesla_offpeak | Northern_California_Solar_114 | Operational_New_Capacity_MW | 0.68
Rio_Oso_Lockeford_offpeak | Northern_California_Li_Battery_8hr_149 | Operational_New_Capacity_MW | -1 | Eight_Mile_Tesla_offpeak | Northern_California_Solar_122 | Operational_New_Capacity_MW | 0.68
Rio_Oso_Lockeford_offpeak | Northern_California_Li_Battery_8hr_157 | Operational_New_Capacity_MW | -1 | Eight_Mile_Tesla_offpeak | Northern_California_Solar_138 | Operational_New_Capacity_MW | 0.68
Rio_Oso_Lockeford_offpeak | Northern_California_Li_Battery_8hr_159 | Operational_New_Capacity_MW | -1 | Eight_Mile_Tesla_offpeak | Northern_California_Solar_141 | Operational_New_Capacity_MW | 0.68
Rio_Oso_Lockeford_offpeak | Northern_California_Li_Battery_8hr_172 | Operational_New_Capacity_MW | -1 | Eight_Mile_Tesla_offpeak | Northern_California_Solar_144 | Operational_New_Capacity_MW | 0.68
Rio_Oso_Lockeford_offpeak | Northern_California_Li_Battery_8hr_179 | Operational_New_Capacity_MW | -1 | Eight_Mile_Tesla_offpeak | Northern_California_Solar_149 | Operational_New_Capacity_MW | 0.68
Rio_Oso_Lockeford_offpeak | Northern_California_Solar_141 | Operational_New_Capacity_MW | 0.68 | Eight_Mile_Tesla_offpeak | Northern_California_Solar_157 | Operational_New_Capacity_MW | 0.68
Rio_Oso_Lockeford_offpeak | Northern_California_Solar_149 | Operational_New_Capacity_MW | 0.68 | Eight_Mile_Tesla_offpeak | Northern_California_Solar_159 | Operational_New_Capacity_MW | 0.68
Rio_Oso_Lockeford_offpeak | Northern_California_Solar_157 | Operational_New_Capacity_MW | 0.68 | Eight_Mile_Tesla_offpeak | Northern_California_Solar_166 | Operational_New_Capacity_MW | 0.68
Rio_Oso_Lockeford_offpeak | Northern_California_Solar_159 | Operational_New_Capacity_MW | 0.68 | Eight_Mile_Tesla_offpeak | Northern_California_Solar_172 | Operational_New_Capacity_MW | 0.68
Rio_Oso_Lockeford_offpeak | Northern_California_Solar_172 | Operational_New_Capacity_MW | 0.68 | Eight_Mile_Tesla_offpeak | Northern_California_Solar_179 | Operational_New_Capacity_MW | 0.68
Rio_Oso_Lockeford_offpeak | Northern_California_Solar_179 | Operational_New_Capacity_MW | 0.68 | Eight_Mile_Tesla_offpeak | Northern_California_Wind_159 | Operational_New_Capacity_MW | 0.63
Rio_Oso_Lockeford_offpeak | Northern_California_Wind_159 | Operational_New_Capacity_MW | 0.63 | Eight_Mile_Tesla_offpeak | Solano_Wind_122 | Operational_New_Capacity_MW | 0.63
Rio_Oso_Lockeford_offpeak | Subacco_group | Operational_New_Capacity_MW | -1.0543 | Eight_Mile_Tesla_offpeak | Southern_PGAE_Solar_163 | Operational_New_Capacity_MW | 0.68
Rio_Oso_Lockeford_SSN | Northern_California_Flow_Battery_141 | Reliability_Capacity_In_Model_Year | 0.5 | Encina_San_Luis_Rey_offpeak | Arizona_Solar_90 | Operational_New_Capacity_MW | 0.77
Rio_Oso_Lockeford_SSN | Northern_California_Flow_Battery_149 | Reliability_Capacity_In_Model_Year | 0.5 | Encina_San_Luis_Rey_offpeak | Baja_California_Wind_133 | Operational_New_Capacity_MW | 0.44
Rio_Oso_Lockeford_SSN | Northern_California_Flow_Battery_157 | Reliability_Capacity_In_Model_Year | 0.5 | Encina_San_Luis_Rey_offpeak | Arizona_Flow_Battery_90 | Operational_New_Capacity_MW | -1
Rio_Oso_Lockeford_SSN | Northern_California_Flow_Battery_159 | Reliability_Capacity_In_Model_Year | 0.5 | Encina_San_Luis_Rey_offpeak | Greater_Imperial_Flow_Battery_107 | Operational_New_Capacity_MW | -1
Rio_Oso_Lockeford_SSN | Northern_California_Flow_Battery_172 | Reliability_Capacity_In_Model_Year | 0.5 | Encina_San_Luis_Rey_offpeak | Greater_Imperial_Flow_Battery_108 | Operational_New_Capacity_MW | -1
Rio_Oso_Lockeford_SSN | Northern_California_Flow_Battery_179 | Reliability_Capacity_In_Model_Year | 0.5 | Encina_San_Luis_Rey_offpeak | Greater_Imperial_Flow_Battery_133 | Operational_New_Capacity_MW | -1
Rio_Oso_Lockeford_SSN | Northern_California_Li_Battery_4hr_141 | Reliability_Capacity_In_Model_Year | 0.5 | Encina_San_Luis_Rey_offpeak | Arizona_Li_Battery_4hr_90 | Operational_New_Capacity_MW | -1
Rio_Oso_Lockeford_SSN | Northern_California_Li_Battery_4hr_149 | Reliability_Capacity_In_Model_Year | 0.5 | Encina_San_Luis_Rey_offpeak | Greater_Imperial_Li_Battery_4hr_107 | Operational_New_Capacity_MW | -1
Rio_Oso_Lockeford_SSN | Northern_California_Li_Battery_4hr_157 | Reliability_Capacity_In_Model_Year | 0.5 | Encina_San_Luis_Rey_offpeak | Greater_Imperial_Li_Battery_4hr_108 | Operational_New_Capacity_MW | -1
Rio_Oso_Lockeford_SSN | Northern_California_Li_Battery_4hr_159 | Reliability_Capacity_In_Model_Year | 0.5 | Encina_San_Luis_Rey_offpeak | Greater_Imperial_Li_Battery_4hr_133 | Operational_New_Capacity_MW | -1
Rio_Oso_Lockeford_SSN | Northern_California_Li_Battery_4hr_172 | Reliability_Capacity_In_Model_Year | 0.5 | Encina_San_Luis_Rey_offpeak | Arizona_Li_Battery_8hr_90 | Operational_New_Capacity_MW | -1
Rio_Oso_Lockeford_SSN | Northern_California_Li_Battery_4hr_179 | Reliability_Capacity_In_Model_Year | 0.5 | Encina_San_Luis_Rey_offpeak | Greater_Imperial_Li_Battery_8hr_107 | Operational_New_Capacity_MW | -1
Rio_Oso_Lockeford_SSN | Northern_California_Li_Battery_8hr_141 | Reliability_Capacity_In_Model_Year | 0.5 | Encina_San_Luis_Rey_offpeak | Greater_Imperial_Li_Battery_8hr_108 | Operational_New_Capacity_MW | -1
Rio_Oso_Lockeford_SSN | Northern_California_Li_Battery_8hr_149 | Reliability_Capacity_In_Model_Year | 0.5 | Encina_San_Luis_Rey_offpeak | Greater_Imperial_Li_Battery_8hr_133 | Operational_New_Capacity_MW | -1
Rio_Oso_Lockeford_SSN | Northern_California_Li_Battery_8hr_157 | Reliability_Capacity_In_Model_Year | 0.5 | Encina_San_Luis_Rey_offpeak | Greater_Imperial_Solar_107 | Operational_New_Capacity_MW | 0.77
Rio_Oso_Lockeford_SSN | Northern_California_Li_Battery_8hr_159 | Reliability_Capacity_In_Model_Year | 0.5 | Encina_San_Luis_Rey_offpeak | Greater_Imperial_Solar_108 | Operational_New_Capacity_MW | 0.77
Rio_Oso_Lockeford_SSN | Northern_California_Li_Battery_8hr_172 | Reliability_Capacity_In_Model_Year | 0.5 | Encina_San_Luis_Rey_offpeak | Greater_Imperial_Solar_133 | Operational_New_Capacity_MW | 0.77
Rio_Oso_Lockeford_SSN | Northern_California_Li_Battery_8hr_179 | Reliability_Capacity_In_Model_Year | 0.5 | Encina_San_Luis_Rey_offpeak | Greater_Imperial_Wind_108 | Operational_New_Capacity_MW | 0.44
Rio_Oso_Lockeford_SSN | Northern_California_Solar_141 | Reliability_Capacity_In_Model_Year | 0.556 | Etiwanda_Rancho_Vista_offpeak | Arizona_Solar_62 | Operational_New_Capacity_MW | 0.77
Rio_Oso_Lockeford_SSN | Northern_California_Solar_149 | Reliability_Capacity_In_Model_Year | 0.556 | Etiwanda_Rancho_Vista_offpeak | Riverside_Flow_Battery_9 | Operational_New_Capacity_MW | -1
Rio_Oso_Lockeford_SSN | Northern_California_Solar_157 | Reliability_Capacity_In_Model_Year | 0.556 | Etiwanda_Rancho_Vista_offpeak | Arizona_Flow_Battery_62 | Operational_New_Capacity_MW | -1
Rio_Oso_Lockeford_SSN | Northern_California_Solar_159 | Reliability_Capacity_In_Model_Year | 0.556 | Etiwanda_Rancho_Vista_offpeak | Greater_Imperial_Flow_Battery_63 | Operational_New_Capacity_MW | -1
Rio_Oso_Lockeford_SSN | Northern_California_Solar_172 | Reliability_Capacity_In_Model_Year | 0.556 | Etiwanda_Rancho_Vista_offpeak | Riverside_Li_Battery_4hr_9 | Operational_New_Capacity_MW | -1
Rio_Oso_Lockeford_SSN | Northern_California_Solar_179 | Reliability_Capacity_In_Model_Year | 0.556 | Etiwanda_Rancho_Vista_offpeak | Arizona_Li_Battery_4hr_62 | Operational_New_Capacity_MW | -1
Rio_Oso_Lockeford_SSN | Northern_California_Wind_159 | Reliability_Capacity_In_Model_Year | 0.163 | Etiwanda_Rancho_Vista_offpeak | Greater_Imperial_Li_Battery_4hr_63 | Operational_New_Capacity_MW | -1
Rio_Oso_Lockeford_SSN | Subacco_group | Operational_New_Capacity_MW | -1.0543 | Etiwanda_Rancho_Vista_offpeak | Riverside_Li_Battery_8hr_9 | Operational_New_Capacity_MW | -1
Rocklin_Pleasant_Grove_HSN | Northern_California_Flow_Battery_35 | Reliability_Capacity_In_Model_Year | 1 | Etiwanda_Rancho_Vista_offpeak | Arizona_Li_Battery_8hr_62 | Operational_New_Capacity_MW | -1
Rocklin_Pleasant_Grove_HSN | Northern_California_Flow_Battery_144 | Reliability_Capacity_In_Model_Year | 1 | Etiwanda_Rancho_Vista_offpeak | Greater_Imperial_Li_Battery_8hr_63 | Operational_New_Capacity_MW | -1
Rocklin_Pleasant_Grove_HSN | Northern_California_Flow_Battery_149 | Reliability_Capacity_In_Model_Year | 1 | Etiwanda_Rancho_Vista_offpeak | Riverside_West_Pumped_Storage_9 | Operational_New_Capacity_MW | -1
Rocklin_Pleasant_Grove_HSN | Northern_California_Flow_Battery_159 | Reliability_Capacity_In_Model_Year | 1 | Etiwanda_Rancho_Vista_offpeak | Greater_Imperial_Geothermal_63 | Operational_New_Capacity_MW | 1
Rocklin_Pleasant_Grove_HSN | Northern_California_Flow_Battery_172 | Reliability_Capacity_In_Model_Year | 1 | Etiwanda_Rancho_Vista_offpeak | Greater_Imperial_Solar_63 | Operational_New_Capacity_MW | 0.77
Rocklin_Pleasant_Grove_HSN | Northern_California_Flow_Battery_179 | Reliability_Capacity_In_Model_Year | 1 | Etiwanda_Rancho_Vista_offpeak | Inyokern_North_Kramer_Geothermal_9 | Operational_New_Capacity_MW | 1
Rocklin_Pleasant_Grove_HSN | Northern_California_Li_Battery_4hr_35 | Reliability_Capacity_In_Model_Year | 1 | Etiwanda_Rancho_Vista_offpeak | Riverside_Solar_9 | Operational_New_Capacity_MW | 0.77
Rocklin_Pleasant_Grove_HSN | Northern_California_Li_Battery_4hr_144 | Reliability_Capacity_In_Model_Year | 1 | Gates_TB_5_offpeak | Southern_PGAE_Flow_Battery_109 | Operational_New_Capacity_MW | -1
Rocklin_Pleasant_Grove_HSN | Northern_California_Li_Battery_4hr_149 | Reliability_Capacity_In_Model_Year | 1 | Gates_TB_5_offpeak | Southern_PGAE_Flow_Battery_117 | Operational_New_Capacity_MW | -1
Rocklin_Pleasant_Grove_HSN | Northern_California_Li_Battery_4hr_159 | Reliability_Capacity_In_Model_Year | 1 | Gates_TB_5_offpeak | Southern_PGAE_Flow_Battery_169 | Operational_New_Capacity_MW | -1
Rocklin_Pleasant_Grove_HSN | Northern_California_Li_Battery_4hr_172 | Reliability_Capacity_In_Model_Year | 1 | Gates_TB_5_offpeak | Southern_PGAE_Flow_Battery_174 | Operational_New_Capacity_MW | -1
Rocklin_Pleasant_Grove_HSN | Northern_California_Li_Battery_4hr_179 | Reliability_Capacity_In_Model_Year | 1 | Gates_TB_5_offpeak | Southern_PGAE_Flow_Battery_176 | Operational_New_Capacity_MW | -1
Rocklin_Pleasant_Grove_HSN | Northern_California_Li_Battery_8hr_35 | Reliability_Capacity_In_Model_Year | 1 | Gates_TB_5_offpeak | Southern_PGAE_Li_Battery_4hr_109 | Operational_New_Capacity_MW | -1
Rocklin_Pleasant_Grove_HSN | Northern_California_Li_Battery_8hr_144 | Reliability_Capacity_In_Model_Year | 1 | Gates_TB_5_offpeak | Southern_PGAE_Li_Battery_4hr_117 | Operational_New_Capacity_MW | -1
Rocklin_Pleasant_Grove_HSN | Northern_California_Li_Battery_8hr_149 | Reliability_Capacity_In_Model_Year | 1 | Gates_TB_5_offpeak | Southern_PGAE_Li_Battery_4hr_169 | Operational_New_Capacity_MW | -1
Rocklin_Pleasant_Grove_HSN | Northern_California_Li_Battery_8hr_159 | Reliability_Capacity_In_Model_Year | 1 | Gates_TB_5_offpeak | Southern_PGAE_Li_Battery_4hr_174 | Operational_New_Capacity_MW | -1
Rocklin_Pleasant_Grove_HSN | Northern_California_Li_Battery_8hr_172 | Reliability_Capacity_In_Model_Year | 1 | Gates_TB_5_offpeak | Southern_PGAE_Li_Battery_4hr_176 | Operational_New_Capacity_MW | -1
Rocklin_Pleasant_Grove_HSN | Northern_California_Li_Battery_8hr_179 | Reliability_Capacity_In_Model_Year | 1 | Gates_TB_5_offpeak | Southern_PGAE_Li_Battery_8hr_109 | Operational_New_Capacity_MW | -1
Rocklin_Pleasant_Grove_HSN | Northern_California_Geothermal_35 | Reliability_Capacity_In_Model_Year | 1 | Gates_TB_5_offpeak | Southern_PGAE_Li_Battery_8hr_117 | Operational_New_Capacity_MW | -1
Rocklin_Pleasant_Grove_HSN | Northern_California_Solar_35 | Reliability_Capacity_In_Model_Year | 0.1 | Gates_TB_5_offpeak | Southern_PGAE_Li_Battery_8hr_169 | Operational_New_Capacity_MW | -1
Rocklin_Pleasant_Grove_HSN | Northern_California_Solar_144 | Reliability_Capacity_In_Model_Year | 0.1 | Gates_TB_5_offpeak | Southern_PGAE_Li_Battery_8hr_174 | Operational_New_Capacity_MW | -1
Rocklin_Pleasant_Grove_HSN | Northern_California_Solar_149 | Reliability_Capacity_In_Model_Year | 0.1 | Gates_TB_5_offpeak | Southern_PGAE_Li_Battery_8hr_176 | Operational_New_Capacity_MW | -1
Rocklin_Pleasant_Grove_HSN | Northern_California_Solar_159 | Reliability_Capacity_In_Model_Year | 0.1 | Gates_TB_5_offpeak | Southern_PGAE_Solar_109 | Operational_New_Capacity_MW | 0.79
Rocklin_Pleasant_Grove_HSN | Northern_California_Solar_172 | Reliability_Capacity_In_Model_Year | 0.1 | Gates_TB_5_offpeak | Southern_PGAE_Solar_117 | Operational_New_Capacity_MW | 0.79
Rocklin_Pleasant_Grove_HSN | Northern_California_Solar_179 | Reliability_Capacity_In_Model_Year | 0.1 | Gates_TB_5_offpeak | Southern_PGAE_Solar_169 | Operational_New_Capacity_MW | 0.79
Rocklin_Pleasant_Grove_HSN | Northern_California_Wind_35 | Reliability_Capacity_In_Model_Year | 0.665 | Gates_TB_5_offpeak | Southern_PGAE_Solar_174 | Operational_New_Capacity_MW | 0.79
Rocklin_Pleasant_Grove_HSN | Northern_California_Wind_159 | Reliability_Capacity_In_Model_Year | 0.665 | Gates_TB_5_offpeak | Southern_PGAE_Solar_176 | Operational_New_Capacity_MW | 0.79
Rocklin_Pleasant_Grove_HSN | Rocklin_Pleasant_Grove_group | Operational_New_Capacity_MW | -1 | Gates_TB_11_offpeak | Southern_PGAE_Flow_Battery_8 | Operational_New_Capacity_MW | -1
Rocklin_Pleasant_Grove_offpeak | Northern_California_Flow_Battery_35 | Operational_New_Capacity_MW | -1 | Gates_TB_11_offpeak | Southern_PGAE_Flow_Battery_22 | Operational_New_Capacity_MW | -1
Rocklin_Pleasant_Grove_offpeak | Northern_California_Flow_Battery_144 | Operational_New_Capacity_MW | -1 | Gates_TB_11_offpeak | Southern_PGAE_Flow_Battery_23 | Operational_New_Capacity_MW | -1
Rocklin_Pleasant_Grove_offpeak | Northern_California_Flow_Battery_149 | Operational_New_Capacity_MW | -1 | Gates_TB_11_offpeak | Southern_PGAE_Flow_Battery_24 | Operational_New_Capacity_MW | -1
Rocklin_Pleasant_Grove_offpeak | Northern_California_Flow_Battery_159 | Operational_New_Capacity_MW | -1 | Gates_TB_11_offpeak | Southern_PGAE_Flow_Battery_33 | Operational_New_Capacity_MW | -1
Rocklin_Pleasant_Grove_offpeak | Northern_California_Flow_Battery_172 | Operational_New_Capacity_MW | -1 | Gates_TB_11_offpeak | Southern_PGAE_Flow_Battery_45 | Operational_New_Capacity_MW | -1
Rocklin_Pleasant_Grove_offpeak | Northern_California_Flow_Battery_179 | Operational_New_Capacity_MW | -1 | Gates_TB_11_offpeak | Southern_PGAE_Flow_Battery_46 | Operational_New_Capacity_MW | -1
Rocklin_Pleasant_Grove_offpeak | Northern_California_Li_Battery_4hr_35 | Operational_New_Capacity_MW | -1 | Gates_TB_11_offpeak | Southern_PGAE_Flow_Battery_49 | Operational_New_Capacity_MW | -1
Rocklin_Pleasant_Grove_offpeak | Northern_California_Li_Battery_4hr_144 | Operational_New_Capacity_MW | -1 | Gates_TB_11_offpeak | Southern_PGAE_Flow_Battery_52 | Operational_New_Capacity_MW | -1
Rocklin_Pleasant_Grove_offpeak | Northern_California_Li_Battery_4hr_149 | Operational_New_Capacity_MW | -1 | Gates_TB_11_offpeak | Southern_PGAE_Flow_Battery_61 | Operational_New_Capacity_MW | -1
Rocklin_Pleasant_Grove_offpeak | Northern_California_Li_Battery_4hr_159 | Operational_New_Capacity_MW | -1 | Gates_TB_11_offpeak | Southern_PGAE_Flow_Battery_69 | Operational_New_Capacity_MW | -1
Rocklin_Pleasant_Grove_offpeak | Northern_California_Li_Battery_4hr_172 | Operational_New_Capacity_MW | -1 | Gates_TB_11_offpeak | Southern_PGAE_Flow_Battery_72 | Operational_New_Capacity_MW | -1
Rocklin_Pleasant_Grove_offpeak | Northern_California_Li_Battery_4hr_179 | Operational_New_Capacity_MW | -1 | Gates_TB_11_offpeak | Southern_PGAE_Flow_Battery_74 | Operational_New_Capacity_MW | -1
Rocklin_Pleasant_Grove_offpeak | Northern_California_Li_Battery_8hr_35 | Operational_New_Capacity_MW | -1 | Gates_TB_11_offpeak | Southern_PGAE_Flow_Battery_75 | Operational_New_Capacity_MW | -1
Rocklin_Pleasant_Grove_offpeak | Northern_California_Li_Battery_8hr_144 | Operational_New_Capacity_MW | -1 | Gates_TB_11_offpeak | Southern_PGAE_Flow_Battery_79 | Operational_New_Capacity_MW | -1
Rocklin_Pleasant_Grove_offpeak | Northern_California_Li_Battery_8hr_149 | Operational_New_Capacity_MW | -1 | Gates_TB_11_offpeak | Southern_PGAE_Flow_Battery_93 | Operational_New_Capacity_MW | -1
Rocklin_Pleasant_Grove_offpeak | Northern_California_Li_Battery_8hr_159 | Operational_New_Capacity_MW | -1 | Gates_TB_11_offpeak | Southern_PGAE_Flow_Battery_98 | Operational_New_Capacity_MW | -1
Rocklin_Pleasant_Grove_offpeak | Northern_California_Li_Battery_8hr_172 | Operational_New_Capacity_MW | -1 | Gates_TB_11_offpeak | Southern_PGAE_Flow_Battery_102 | Operational_New_Capacity_MW | -1
Rocklin_Pleasant_Grove_offpeak | Northern_California_Li_Battery_8hr_179 | Operational_New_Capacity_MW | -1 | Gates_TB_11_offpeak | Southern_PGAE_Flow_Battery_109 | Operational_New_Capacity_MW | -1
Rocklin_Pleasant_Grove_offpeak | Northern_California_Geothermal_35 | Operational_New_Capacity_MW | 1 | Gates_TB_11_offpeak | Southern_PGAE_Flow_Battery_117 | Operational_New_Capacity_MW | -1
Rocklin_Pleasant_Grove_offpeak | Northern_California_Solar_35 | Operational_New_Capacity_MW | 0.68 | Gates_TB_11_offpeak | Southern_PGAE_Flow_Battery_118 | Operational_New_Capacity_MW | -1
Rocklin_Pleasant_Grove_offpeak | Northern_California_Solar_144 | Operational_New_Capacity_MW | 0.68 | Gates_TB_11_offpeak | Southern_PGAE_Flow_Battery_124 | Operational_New_Capacity_MW | -1
Rocklin_Pleasant_Grove_offpeak | Northern_California_Solar_149 | Operational_New_Capacity_MW | 0.68 | Gates_TB_11_offpeak | Southern_PGAE_Flow_Battery_139 | Operational_New_Capacity_MW | -1
Rocklin_Pleasant_Grove_offpeak | Northern_California_Solar_159 | Operational_New_Capacity_MW | 0.68 | Gates_TB_11_offpeak | Southern_PGAE_Flow_Battery_140 | Operational_New_Capacity_MW | -1
Rocklin_Pleasant_Grove_offpeak | Northern_California_Solar_172 | Operational_New_Capacity_MW | 0.68 | Gates_TB_11_offpeak | Southern_PGAE_Flow_Battery_151 | Operational_New_Capacity_MW | -1
Rocklin_Pleasant_Grove_offpeak | Northern_California_Solar_179 | Operational_New_Capacity_MW | 0.68 | Gates_TB_11_offpeak | Southern_PGAE_Flow_Battery_154 | Operational_New_Capacity_MW | -1
Rocklin_Pleasant_Grove_offpeak | Northern_California_Wind_35 | Operational_New_Capacity_MW | 0.63 | Gates_TB_11_offpeak | Southern_PGAE_Flow_Battery_161 | Operational_New_Capacity_MW | -1
Rocklin_Pleasant_Grove_offpeak | Northern_California_Wind_159 | Operational_New_Capacity_MW | 0.63 | Gates_TB_11_offpeak | Southern_PGAE_Flow_Battery_162 | Operational_New_Capacity_MW | -1
Rocklin_Pleasant_Grove_offpeak | Rocklin_Pleasant_Grove_group | Operational_New_Capacity_MW | -1 | Gates_TB_11_offpeak | Southern_PGAE_Flow_Battery_163 | Operational_New_Capacity_MW | -1
Rocklin_Pleasant_Grove_SSN | Northern_California_Flow_Battery_35 | Reliability_Capacity_In_Model_Year | 0.5 | Gates_TB_11_offpeak | Southern_PGAE_Flow_Battery_164 | Operational_New_Capacity_MW | -1
Rocklin_Pleasant_Grove_SSN | Northern_California_Flow_Battery_144 | Reliability_Capacity_In_Model_Year | 0.5 | Gates_TB_11_offpeak | Southern_PGAE_Flow_Battery_165 | Operational_New_Capacity_MW | -1
Rocklin_Pleasant_Grove_SSN | Northern_California_Flow_Battery_149 | Reliability_Capacity_In_Model_Year | 0.5 | Gates_TB_11_offpeak | Southern_PGAE_Flow_Battery_168 | Operational_New_Capacity_MW | -1
Rocklin_Pleasant_Grove_SSN | Northern_California_Flow_Battery_159 | Reliability_Capacity_In_Model_Year | 0.5 | Gates_TB_11_offpeak | Southern_PGAE_Flow_Battery_169 | Operational_New_Capacity_MW | -1
Rocklin_Pleasant_Grove_SSN | Northern_California_Flow_Battery_172 | Reliability_Capacity_In_Model_Year | 0.5 | Gates_TB_11_offpeak | Southern_PGAE_Flow_Battery_170 | Operational_New_Capacity_MW | -1
Rocklin_Pleasant_Grove_SSN | Northern_California_Flow_Battery_179 | Reliability_Capacity_In_Model_Year | 0.5 | Gates_TB_11_offpeak | Southern_PGAE_Flow_Battery_174 | Operational_New_Capacity_MW | -1
Rocklin_Pleasant_Grove_SSN | Northern_California_Li_Battery_4hr_35 | Reliability_Capacity_In_Model_Year | 0.5 | Gates_TB_11_offpeak | Southern_PGAE_Flow_Battery_176 | Operational_New_Capacity_MW | -1
Rocklin_Pleasant_Grove_SSN | Northern_California_Li_Battery_4hr_144 | Reliability_Capacity_In_Model_Year | 0.5 | Gates_TB_11_offpeak | Southern_PGAE_Li_Battery_4hr_8 | Operational_New_Capacity_MW | -1
Rocklin_Pleasant_Grove_SSN | Northern_California_Li_Battery_4hr_149 | Reliability_Capacity_In_Model_Year | 0.5 | Gates_TB_11_offpeak | Southern_PGAE_Li_Battery_4hr_22 | Operational_New_Capacity_MW | -1
Rocklin_Pleasant_Grove_SSN | Northern_California_Li_Battery_4hr_159 | Reliability_Capacity_In_Model_Year | 0.5 | Gates_TB_11_offpeak | Southern_PGAE_Li_Battery_4hr_23 | Operational_New_Capacity_MW | -1
Rocklin_Pleasant_Grove_SSN | Northern_California_Li_Battery_4hr_172 | Reliability_Capacity_In_Model_Year | 0.5 | Gates_TB_11_offpeak | Southern_PGAE_Li_Battery_4hr_24 | Operational_New_Capacity_MW | -1
Rocklin_Pleasant_Grove_SSN | Northern_California_Li_Battery_4hr_179 | Reliability_Capacity_In_Model_Year | 0.5 | Gates_TB_11_offpeak | Southern_PGAE_Li_Battery_4hr_33 | Operational_New_Capacity_MW | -1
Rocklin_Pleasant_Grove_SSN | Northern_California_Li_Battery_8hr_35 | Reliability_Capacity_In_Model_Year | 0.5 | Gates_TB_11_offpeak | Southern_PGAE_Li_Battery_4hr_45 | Operational_New_Capacity_MW | -1
Rocklin_Pleasant_Grove_SSN | Northern_California_Li_Battery_8hr_144 | Reliability_Capacity_In_Model_Year | 0.5 | Gates_TB_11_offpeak | Southern_PGAE_Li_Battery_4hr_46 | Operational_New_Capacity_MW | -1
Rocklin_Pleasant_Grove_SSN | Northern_California_Li_Battery_8hr_149 | Reliability_Capacity_In_Model_Year | 0.5 | Gates_TB_11_offpeak | Southern_PGAE_Li_Battery_4hr_49 | Operational_New_Capacity_MW | -1
Rocklin_Pleasant_Grove_SSN | Northern_California_Li_Battery_8hr_159 | Reliability_Capacity_In_Model_Year | 0.5 | Gates_TB_11_offpeak | Southern_PGAE_Li_Battery_4hr_52 | Operational_New_Capacity_MW | -1
Rocklin_Pleasant_Grove_SSN | Northern_California_Li_Battery_8hr_172 | Reliability_Capacity_In_Model_Year | 0.5 | Gates_TB_11_offpeak | Southern_PGAE_Li_Battery_4hr_61 | Operational_New_Capacity_MW | -1
Rocklin_Pleasant_Grove_SSN | Northern_California_Li_Battery_8hr_179 | Reliability_Capacity_In_Model_Year | 0.5 | Gates_TB_11_offpeak | Southern_PGAE_Li_Battery_4hr_69 | Operational_New_Capacity_MW | -1
Rocklin_Pleasant_Grove_SSN | Northern_California_Geothermal_35 | Reliability_Capacity_In_Model_Year | 1 | Gates_TB_11_offpeak | Southern_PGAE_Li_Battery_4hr_72 | Operational_New_Capacity_MW | -1
Rocklin_Pleasant_Grove_SSN | Northern_California_Solar_35 | Reliability_Capacity_In_Model_Year | 0.556 | Gates_TB_11_offpeak | Southern_PGAE_Li_Battery_4hr_74 | Operational_New_Capacity_MW | -1
Rocklin_Pleasant_Grove_SSN | Northern_California_Solar_144 | Reliability_Capacity_In_Model_Year | 0.556 | Gates_TB_11_offpeak | Southern_PGAE_Li_Battery_4hr_75 | Operational_New_Capacity_MW | -1
Rocklin_Pleasant_Grove_SSN | Northern_California_Solar_149 | Reliability_Capacity_In_Model_Year | 0.556 | Gates_TB_11_offpeak | Southern_PGAE_Li_Battery_4hr_79 | Operational_New_Capacity_MW | -1
Rocklin_Pleasant_Grove_SSN | Northern_California_Solar_159 | Reliability_Capacity_In_Model_Year | 0.556 | Gates_TB_11_offpeak | Southern_PGAE_Li_Battery_4hr_93 | Operational_New_Capacity_MW | -1
Rocklin_Pleasant_Grove_SSN | Northern_California_Solar_172 | Reliability_Capacity_In_Model_Year | 0.556 | Gates_TB_11_offpeak | Southern_PGAE_Li_Battery_4hr_98 | Operational_New_Capacity_MW | -1
Rocklin_Pleasant_Grove_SSN | Northern_California_Solar_179 | Reliability_Capacity_In_Model_Year | 0.556 | Gates_TB_11_offpeak | Southern_PGAE_Li_Battery_4hr_102 | Operational_New_Capacity_MW | -1
Rocklin_Pleasant_Grove_SSN | Northern_California_Wind_35 | Reliability_Capacity_In_Model_Year | 0.163 | Gates_TB_11_offpeak | Southern_PGAE_Li_Battery_4hr_109 | Operational_New_Capacity_MW | -1
Rocklin_Pleasant_Grove_SSN | Northern_California_Wind_159 | Reliability_Capacity_In_Model_Year | 0.163 | Gates_TB_11_offpeak | Southern_PGAE_Li_Battery_4hr_117 | Operational_New_Capacity_MW | -1
Rocklin_Pleasant_Grove_SSN | Rocklin_Pleasant_Grove_group | Operational_New_Capacity_MW | -1 | Gates_TB_11_offpeak | Southern_PGAE_Li_Battery_4hr_118 | Operational_New_Capacity_MW | -1
San_Luis_Rey_San_Onofre_HSN | Arizona_Solar_48 | Reliability_Capacity_In_Model_Year | 0.106 | Gates_TB_11_offpeak | Southern_PGAE_Li_Battery_4hr_124 | Operational_New_Capacity_MW | -1
San_Luis_Rey_San_Onofre_HSN | Arizona_Solar_90 | Reliability_Capacity_In_Model_Year | 0.106 | Gates_TB_11_offpeak | Southern_PGAE_Li_Battery_4hr_139 | Operational_New_Capacity_MW | -1
San_Luis_Rey_San_Onofre_HSN | Baja_California_Wind_133 | Reliability_Capacity_In_Model_Year | 0.337 | Gates_TB_11_offpeak | Southern_PGAE_Li_Battery_4hr_140 | Operational_New_Capacity_MW | -1
San_Luis_Rey_San_Onofre_HSN | Arizona_Flow_Battery_48 | Reliability_Capacity_In_Model_Year | 1 | Gates_TB_11_offpeak | Southern_PGAE_Li_Battery_4hr_151 | Operational_New_Capacity_MW | -1
San_Luis_Rey_San_Onofre_HSN | Arizona_Flow_Battery_90 | Reliability_Capacity_In_Model_Year | 1 | Gates_TB_11_offpeak | Southern_PGAE_Li_Battery_4hr_154 | Operational_New_Capacity_MW | -1
San_Luis_Rey_San_Onofre_HSN | Greater_Imperial_Flow_Battery_107 | Reliability_Capacity_In_Model_Year | 1 | Gates_TB_11_offpeak | Southern_PGAE_Li_Battery_4hr_161 | Operational_New_Capacity_MW | -1
San_Luis_Rey_San_Onofre_HSN | Greater_Imperial_Flow_Battery_108 | Reliability_Capacity_In_Model_Year | 1 | Gates_TB_11_offpeak | Southern_PGAE_Li_Battery_4hr_162 | Operational_New_Capacity_MW | -1
San_Luis_Rey_San_Onofre_HSN | Greater_Imperial_Flow_Battery_133 | Reliability_Capacity_In_Model_Year | 1 | Gates_TB_11_offpeak | Southern_PGAE_Li_Battery_4hr_163 | Operational_New_Capacity_MW | -1
San_Luis_Rey_San_Onofre_HSN | Arizona_Li_Battery_4hr_48 | Reliability_Capacity_In_Model_Year | 1 | Gates_TB_11_offpeak | Southern_PGAE_Li_Battery_4hr_164 | Operational_New_Capacity_MW | -1
San_Luis_Rey_San_Onofre_HSN | Arizona_Li_Battery_4hr_90 | Reliability_Capacity_In_Model_Year | 1 | Gates_TB_11_offpeak | Southern_PGAE_Li_Battery_4hr_165 | Operational_New_Capacity_MW | -1
San_Luis_Rey_San_Onofre_HSN | Greater_Imperial_Li_Battery_4hr_107 | Reliability_Capacity_In_Model_Year | 1 | Gates_TB_11_offpeak | Southern_PGAE_Li_Battery_4hr_168 | Operational_New_Capacity_MW | -1
San_Luis_Rey_San_Onofre_HSN | Greater_Imperial_Li_Battery_4hr_108 | Reliability_Capacity_In_Model_Year | 1 | Gates_TB_11_offpeak | Southern_PGAE_Li_Battery_4hr_169 | Operational_New_Capacity_MW | -1
San_Luis_Rey_San_Onofre_HSN | Greater_Imperial_Li_Battery_4hr_133 | Reliability_Capacity_In_Model_Year | 1 | Gates_TB_11_offpeak | Southern_PGAE_Li_Battery_4hr_170 | Operational_New_Capacity_MW | -1
San_Luis_Rey_San_Onofre_HSN | Arizona_Li_Battery_8hr_48 | Reliability_Capacity_In_Model_Year | 1 | Gates_TB_11_offpeak | Southern_PGAE_Li_Battery_4hr_174 | Operational_New_Capacity_MW | -1
San_Luis_Rey_San_Onofre_HSN | Arizona_Li_Battery_8hr_90 | Reliability_Capacity_In_Model_Year | 1 | Gates_TB_11_offpeak | Southern_PGAE_Li_Battery_4hr_176 | Operational_New_Capacity_MW | -1
San_Luis_Rey_San_Onofre_HSN | Greater_Imperial_Li_Battery_8hr_107 | Reliability_Capacity_In_Model_Year | 1 | Gates_TB_11_offpeak | Southern_PGAE_Li_Battery_8hr_8 | Operational_New_Capacity_MW | -1
San_Luis_Rey_San_Onofre_HSN | Greater_Imperial_Li_Battery_8hr_108 | Reliability_Capacity_In_Model_Year | 1 | Gates_TB_11_offpeak | Southern_PGAE_Li_Battery_8hr_22 | Operational_New_Capacity_MW | -1
San_Luis_Rey_San_Onofre_HSN | Greater_Imperial_Li_Battery_8hr_133 | Reliability_Capacity_In_Model_Year | 1 | Gates_TB_11_offpeak | Southern_PGAE_Li_Battery_8hr_23 | Operational_New_Capacity_MW | -1
San_Luis_Rey_San_Onofre_HSN | Greater_Imperial_Solar_107 | Reliability_Capacity_In_Model_Year | 0.106 | Gates_TB_11_offpeak | Southern_PGAE_Li_Battery_8hr_24 | Operational_New_Capacity_MW | -1
San_Luis_Rey_San_Onofre_HSN | Greater_Imperial_Solar_108 | Reliability_Capacity_In_Model_Year | 0.106 | Gates_TB_11_offpeak | Southern_PGAE_Li_Battery_8hr_33 | Operational_New_Capacity_MW | -1
San_Luis_Rey_San_Onofre_HSN | Greater_Imperial_Solar_133 | Reliability_Capacity_In_Model_Year | 0.106 | Gates_TB_11_offpeak | Southern_PGAE_Li_Battery_8hr_45 | Operational_New_Capacity_MW | -1
San_Luis_Rey_San_Onofre_HSN | Greater_Imperial_Wind_108 | Reliability_Capacity_In_Model_Year | 0.557 | Gates_TB_11_offpeak | Southern_PGAE_Li_Battery_8hr_46 | Operational_New_Capacity_MW | -1
San_Luis_Rey_San_Onofre_HSN | San_Luis_Rey_San_Onofre_group | Operational_New_Capacity_MW | -1 | Gates_TB_11_offpeak | Southern_PGAE_Li_Battery_8hr_49 | Operational_New_Capacity_MW | -1
San_Luis_Rey_San_Onofre_offpeak | Arizona_Solar_48 | Operational_New_Capacity_MW | 0.77 | Gates_TB_11_offpeak | Southern_PGAE_Li_Battery_8hr_52 | Operational_New_Capacity_MW | -1
San_Luis_Rey_San_Onofre_offpeak | Arizona_Solar_90 | Operational_New_Capacity_MW | 0.77 | Gates_TB_11_offpeak | Southern_PGAE_Li_Battery_8hr_61 | Operational_New_Capacity_MW | -1
San_Luis_Rey_San_Onofre_offpeak | Baja_California_Wind_133 | Operational_New_Capacity_MW | 0.44 | Gates_TB_11_offpeak | Southern_PGAE_Li_Battery_8hr_69 | Operational_New_Capacity_MW | -1
San_Luis_Rey_San_Onofre_offpeak | Arizona_Flow_Battery_48 | Operational_New_Capacity_MW | -1 | Gates_TB_11_offpeak | Southern_PGAE_Li_Battery_8hr_72 | Operational_New_Capacity_MW | -1
San_Luis_Rey_San_Onofre_offpeak | Arizona_Flow_Battery_90 | Operational_New_Capacity_MW | -1 | Gates_TB_11_offpeak | Southern_PGAE_Li_Battery_8hr_74 | Operational_New_Capacity_MW | -1
San_Luis_Rey_San_Onofre_offpeak | Greater_Imperial_Flow_Battery_107 | Operational_New_Capacity_MW | -1 | Gates_TB_11_offpeak | Southern_PGAE_Li_Battery_8hr_75 | Operational_New_Capacity_MW | -1
San_Luis_Rey_San_Onofre_offpeak | Greater_Imperial_Flow_Battery_108 | Operational_New_Capacity_MW | -1 | Gates_TB_11_offpeak | Southern_PGAE_Li_Battery_8hr_79 | Operational_New_Capacity_MW | -1
San_Luis_Rey_San_Onofre_offpeak | Greater_Imperial_Flow_Battery_133 | Operational_New_Capacity_MW | -1 | Gates_TB_11_offpeak | Southern_PGAE_Li_Battery_8hr_93 | Operational_New_Capacity_MW | -1
San_Luis_Rey_San_Onofre_offpeak | Arizona_Li_Battery_4hr_48 | Operational_New_Capacity_MW | -1 | Gates_TB_11_offpeak | Southern_PGAE_Li_Battery_8hr_98 | Operational_New_Capacity_MW | -1
San_Luis_Rey_San_Onofre_offpeak | Arizona_Li_Battery_4hr_90 | Operational_New_Capacity_MW | -1 | Gates_TB_11_offpeak | Southern_PGAE_Li_Battery_8hr_102 | Operational_New_Capacity_MW | -1
San_Luis_Rey_San_Onofre_offpeak | Greater_Imperial_Li_Battery_4hr_107 | Operational_New_Capacity_MW | -1 | Gates_TB_11_offpeak | Southern_PGAE_Li_Battery_8hr_109 | Operational_New_Capacity_MW | -1
San_Luis_Rey_San_Onofre_offpeak | Greater_Imperial_Li_Battery_4hr_108 | Operational_New_Capacity_MW | -1 | Gates_TB_11_offpeak | Southern_PGAE_Li_Battery_8hr_117 | Operational_New_Capacity_MW | -1
San_Luis_Rey_San_Onofre_offpeak | Greater_Imperial_Li_Battery_4hr_133 | Operational_New_Capacity_MW | -1 | Gates_TB_11_offpeak | Southern_PGAE_Li_Battery_8hr_118 | Operational_New_Capacity_MW | -1
San_Luis_Rey_San_Onofre_offpeak | Arizona_Li_Battery_8hr_48 | Operational_New_Capacity_MW | -1 | Gates_TB_11_offpeak | Southern_PGAE_Li_Battery_8hr_124 | Operational_New_Capacity_MW | -1
San_Luis_Rey_San_Onofre_offpeak | Arizona_Li_Battery_8hr_90 | Operational_New_Capacity_MW | -1 | Gates_TB_11_offpeak | Southern_PGAE_Li_Battery_8hr_139 | Operational_New_Capacity_MW | -1
San_Luis_Rey_San_Onofre_offpeak | Greater_Imperial_Li_Battery_8hr_107 | Operational_New_Capacity_MW | -1 | Gates_TB_11_offpeak | Southern_PGAE_Li_Battery_8hr_140 | Operational_New_Capacity_MW | -1
San_Luis_Rey_San_Onofre_offpeak | Greater_Imperial_Li_Battery_8hr_108 | Operational_New_Capacity_MW | -1 | Gates_TB_11_offpeak | Southern_PGAE_Li_Battery_8hr_151 | Operational_New_Capacity_MW | -1
San_Luis_Rey_San_Onofre_offpeak | Greater_Imperial_Li_Battery_8hr_133 | Operational_New_Capacity_MW | -1 | Gates_TB_11_offpeak | Southern_PGAE_Li_Battery_8hr_154 | Operational_New_Capacity_MW | -1
San_Luis_Rey_San_Onofre_offpeak | Greater_Imperial_Solar_107 | Operational_New_Capacity_MW | 0.77 | Gates_TB_11_offpeak | Southern_PGAE_Li_Battery_8hr_161 | Operational_New_Capacity_MW | -1
San_Luis_Rey_San_Onofre_offpeak | Greater_Imperial_Solar_108 | Operational_New_Capacity_MW | 0.77 | Gates_TB_11_offpeak | Southern_PGAE_Li_Battery_8hr_162 | Operational_New_Capacity_MW | -1
San_Luis_Rey_San_Onofre_offpeak | Greater_Imperial_Solar_133 | Operational_New_Capacity_MW | 0.77 | Gates_TB_11_offpeak | Southern_PGAE_Li_Battery_8hr_163 | Operational_New_Capacity_MW | -1
San_Luis_Rey_San_Onofre_offpeak | Greater_Imperial_Wind_108 | Operational_New_Capacity_MW | 0.44 | Gates_TB_11_offpeak | Southern_PGAE_Li_Battery_8hr_164 | Operational_New_Capacity_MW | -1
San_Luis_Rey_San_Onofre_offpeak | San_Luis_Rey_San_Onofre_group | Operational_New_Capacity_MW | -1.2384 | Gates_TB_11_offpeak | Southern_PGAE_Li_Battery_8hr_165 | Operational_New_Capacity_MW | -1
San_Luis_Rey_San_Onofre_SSN | Arizona_Solar_48 | Reliability_Capacity_In_Model_Year | 0.427 | Gates_TB_11_offpeak | Southern_PGAE_Li_Battery_8hr_168 | Operational_New_Capacity_MW | -1
San_Luis_Rey_San_Onofre_SSN | Arizona_Solar_90 | Reliability_Capacity_In_Model_Year | 0.427 | Gates_TB_11_offpeak | Southern_PGAE_Li_Battery_8hr_169 | Operational_New_Capacity_MW | -1
San_Luis_Rey_San_Onofre_SSN | Baja_California_Wind_133 | Reliability_Capacity_In_Model_Year | 0.112 | Gates_TB_11_offpeak | Southern_PGAE_Li_Battery_8hr_170 | Operational_New_Capacity_MW | -1
San_Luis_Rey_San_Onofre_SSN | Arizona_Flow_Battery_48 | Reliability_Capacity_In_Model_Year | 0.5 | Gates_TB_11_offpeak | Southern_PGAE_Li_Battery_8hr_174 | Operational_New_Capacity_MW | -1
San_Luis_Rey_San_Onofre_SSN | Arizona_Flow_Battery_90 | Reliability_Capacity_In_Model_Year | 0.5 | Gates_TB_11_offpeak | Southern_PGAE_Li_Battery_8hr_176 | Operational_New_Capacity_MW | -1
San_Luis_Rey_San_Onofre_SSN | Greater_Imperial_Flow_Battery_107 | Reliability_Capacity_In_Model_Year | 0.5 | Gates_TB_11_offpeak | Central_Valley_North_Los_Banos_Wind_154 | Operational_New_Capacity_MW | 0.44
San_Luis_Rey_San_Onofre_SSN | Greater_Imperial_Flow_Battery_108 | Reliability_Capacity_In_Model_Year | 0.5 | Gates_TB_11_offpeak | Central_Valley_North_Los_Banos_Wind_162 | Operational_New_Capacity_MW | 0.44
San_Luis_Rey_San_Onofre_SSN | Greater_Imperial_Flow_Battery_133 | Reliability_Capacity_In_Model_Year | 0.5 | Gates_TB_11_offpeak | Southern_PGAE_Solar_8 | Operational_New_Capacity_MW | 0.79
San_Luis_Rey_San_Onofre_SSN | Arizona_Li_Battery_4hr_48 | Reliability_Capacity_In_Model_Year | 0.5 | Gates_TB_11_offpeak | Southern_PGAE_Solar_22 | Operational_New_Capacity_MW | 0.79
San_Luis_Rey_San_Onofre_SSN | Arizona_Li_Battery_4hr_90 | Reliability_Capacity_In_Model_Year | 0.5 | Gates_TB_11_offpeak | Southern_PGAE_Solar_23 | Operational_New_Capacity_MW | 0.79
San_Luis_Rey_San_Onofre_SSN | Greater_Imperial_Li_Battery_4hr_107 | Reliability_Capacity_In_Model_Year | 0.5 | Gates_TB_11_offpeak | Southern_PGAE_Solar_24 | Operational_New_Capacity_MW | 0.79
San_Luis_Rey_San_Onofre_SSN | Greater_Imperial_Li_Battery_4hr_108 | Reliability_Capacity_In_Model_Year | 0.5 | Gates_TB_11_offpeak | Southern_PGAE_Solar_33 | Operational_New_Capacity_MW | 0.79
San_Luis_Rey_San_Onofre_SSN | Greater_Imperial_Li_Battery_4hr_133 | Reliability_Capacity_In_Model_Year | 0.5 | Gates_TB_11_offpeak | Southern_PGAE_Solar_45 | Operational_New_Capacity_MW | 0.79
San_Luis_Rey_San_Onofre_SSN | Arizona_Li_Battery_8hr_48 | Reliability_Capacity_In_Model_Year | 0.5 | Gates_TB_11_offpeak | Southern_PGAE_Solar_46 | Operational_New_Capacity_MW | 0.79
San_Luis_Rey_San_Onofre_SSN | Arizona_Li_Battery_8hr_90 | Reliability_Capacity_In_Model_Year | 0.5 | Gates_TB_11_offpeak | Southern_PGAE_Solar_49 | Operational_New_Capacity_MW | 0.79
San_Luis_Rey_San_Onofre_SSN | Greater_Imperial_Li_Battery_8hr_107 | Reliability_Capacity_In_Model_Year | 0.5 | Gates_TB_11_offpeak | Southern_PGAE_Solar_52 | Operational_New_Capacity_MW | 0.79
San_Luis_Rey_San_Onofre_SSN | Greater_Imperial_Li_Battery_8hr_108 | Reliability_Capacity_In_Model_Year | 0.5 | Gates_TB_11_offpeak | Southern_PGAE_Solar_61 | Operational_New_Capacity_MW | 0.79
San_Luis_Rey_San_Onofre_SSN | Greater_Imperial_Li_Battery_8hr_133 | Reliability_Capacity_In_Model_Year | 0.5 | Gates_TB_11_offpeak | Southern_PGAE_Solar_69 | Operational_New_Capacity_MW | 0.79
San_Luis_Rey_San_Onofre_SSN | Greater_Imperial_Solar_107 | Reliability_Capacity_In_Model_Year | 0.427 | Gates_TB_11_offpeak | Southern_PGAE_Solar_72 | Operational_New_Capacity_MW | 0.79
San_Luis_Rey_San_Onofre_SSN | Greater_Imperial_Solar_108 | Reliability_Capacity_In_Model_Year | 0.427 | Gates_TB_11_offpeak | Southern_PGAE_Solar_74 | Operational_New_Capacity_MW | 0.79
San_Luis_Rey_San_Onofre_SSN | Greater_Imperial_Solar_133 | Reliability_Capacity_In_Model_Year | 0.427 | Gates_TB_11_offpeak | Southern_PGAE_Solar_75 | Operational_New_Capacity_MW | 0.79
San_Luis_Rey_San_Onofre_SSN | Greater_Imperial_Wind_108 | Reliability_Capacity_In_Model_Year | 0.208 | Gates_TB_11_offpeak | Southern_PGAE_Solar_79 | Operational_New_Capacity_MW | 0.79
San_Luis_Rey_San_Onofre_SSN | San_Luis_Rey_San_Onofre_group | Operational_New_Capacity_MW | -1 | Gates_TB_11_offpeak | Southern_PGAE_Solar_93 | Operational_New_Capacity_MW | 0.79
Santa_Rosa_Corona_HSN | Northern_California_Flow_Battery_127 | Reliability_Capacity_In_Model_Year | 1 | Gates_TB_11_offpeak | Southern_PGAE_Solar_98 | Operational_New_Capacity_MW | 0.79
Santa_Rosa_Corona_HSN | Northern_California_Flow_Battery_150 | Reliability_Capacity_In_Model_Year | 1 | Gates_TB_11_offpeak | Southern_PGAE_Solar_102 | Operational_New_Capacity_MW | 0.79
Santa_Rosa_Corona_HSN | Northern_California_Flow_Battery_155 | Reliability_Capacity_In_Model_Year | 1 | Gates_TB_11_offpeak | Southern_PGAE_Solar_109 | Operational_New_Capacity_MW | 0.79
Santa_Rosa_Corona_HSN | Northern_California_Flow_Battery_158 | Reliability_Capacity_In_Model_Year | 1 | Gates_TB_11_offpeak | Southern_PGAE_Solar_117 | Operational_New_Capacity_MW | 0.79
Santa_Rosa_Corona_HSN | Northern_California_Li_Battery_4hr_127 | Reliability_Capacity_In_Model_Year | 1 | Gates_TB_11_offpeak | Southern_PGAE_Solar_118 | Operational_New_Capacity_MW | 0.79
Santa_Rosa_Corona_HSN | Northern_California_Li_Battery_4hr_150 | Reliability_Capacity_In_Model_Year | 1 | Gates_TB_11_offpeak | Southern_PGAE_Solar_124 | Operational_New_Capacity_MW | 0.79
Santa_Rosa_Corona_HSN | Northern_California_Li_Battery_4hr_155 | Reliability_Capacity_In_Model_Year | 1 | Gates_TB_11_offpeak | Southern_PGAE_Solar_139 | Operational_New_Capacity_MW | 0.79
Santa_Rosa_Corona_HSN | Northern_California_Li_Battery_4hr_158 | Reliability_Capacity_In_Model_Year | 1 | Gates_TB_11_offpeak | Southern_PGAE_Solar_140 | Operational_New_Capacity_MW | 0.79
Santa_Rosa_Corona_HSN | Northern_California_Li_Battery_8hr_127 | Reliability_Capacity_In_Model_Year | 1 | Gates_TB_11_offpeak | Southern_PGAE_Solar_151 | Operational_New_Capacity_MW | 0.79
Santa_Rosa_Corona_HSN | Northern_California_Li_Battery_8hr_150 | Reliability_Capacity_In_Model_Year | 1 | Gates_TB_11_offpeak | Southern_PGAE_Solar_154 | Operational_New_Capacity_MW | 0.79
Santa_Rosa_Corona_HSN | Northern_California_Li_Battery_8hr_155 | Reliability_Capacity_In_Model_Year | 1 | Gates_TB_11_offpeak | Southern_PGAE_Solar_161 | Operational_New_Capacity_MW | 0.79
Santa_Rosa_Corona_HSN | Northern_California_Li_Battery_8hr_158 | Reliability_Capacity_In_Model_Year | 1 | Gates_TB_11_offpeak | Southern_PGAE_Solar_162 | Operational_New_Capacity_MW | 0.79
Santa_Rosa_Corona_HSN | Northern_California_Solar_127 | Reliability_Capacity_In_Model_Year | 0.1 | Gates_TB_11_offpeak | Southern_PGAE_Solar_163 | Operational_New_Capacity_MW | 0.79
Santa_Rosa_Corona_HSN | Northern_California_Solar_150 | Reliability_Capacity_In_Model_Year | 0.1 | Gates_TB_11_offpeak | Southern_PGAE_Solar_164 | Operational_New_Capacity_MW | 0.79
Santa_Rosa_Corona_HSN | Northern_California_Solar_155 | Reliability_Capacity_In_Model_Year | 0.1 | Gates_TB_11_offpeak | Southern_PGAE_Solar_165 | Operational_New_Capacity_MW | 0.79
Santa_Rosa_Corona_HSN | Northern_California_Solar_158 | Reliability_Capacity_In_Model_Year | 0.1 | Gates_TB_11_offpeak | Southern_PGAE_Solar_168 | Operational_New_Capacity_MW | 0.79
Santa_Rosa_Corona_HSN | Santa_Rosa_Corona_group | Operational_New_Capacity_MW | -1 | Gates_TB_11_offpeak | Southern_PGAE_Solar_169 | Operational_New_Capacity_MW | 0.79
Santa_Rosa_Corona_offpeak | Northern_California_Flow_Battery_127 | Operational_New_Capacity_MW | -1 | Gates_TB_11_offpeak | Southern_PGAE_Solar_170 | Operational_New_Capacity_MW | 0.79
Santa_Rosa_Corona_offpeak | Northern_California_Flow_Battery_150 | Operational_New_Capacity_MW | -1 | Gates_TB_11_offpeak | Southern_PGAE_Solar_174 | Operational_New_Capacity_MW | 0.79
Santa_Rosa_Corona_offpeak | Northern_California_Flow_Battery_155 | Operational_New_Capacity_MW | -1 | Gates_TB_11_offpeak | Southern_PGAE_Solar_176 | Operational_New_Capacity_MW | 0.79
Santa_Rosa_Corona_offpeak | Northern_California_Flow_Battery_158 | Operational_New_Capacity_MW | -1 | Gates_TB_12_offpeak | Southern_PGAE_Flow_Battery_23 | Operational_New_Capacity_MW | -1
Santa_Rosa_Corona_offpeak | Northern_California_Li_Battery_4hr_127 | Operational_New_Capacity_MW | -1 | Gates_TB_12_offpeak | Southern_PGAE_Flow_Battery_24 | Operational_New_Capacity_MW | -1
Santa_Rosa_Corona_offpeak | Northern_California_Li_Battery_4hr_150 | Operational_New_Capacity_MW | -1 | Gates_TB_12_offpeak | Southern_PGAE_Flow_Battery_33 | Operational_New_Capacity_MW | -1
Santa_Rosa_Corona_offpeak | Northern_California_Li_Battery_4hr_155 | Operational_New_Capacity_MW | -1 | Gates_TB_12_offpeak | Southern_PGAE_Flow_Battery_34 | Operational_New_Capacity_MW | -1
Santa_Rosa_Corona_offpeak | Northern_California_Li_Battery_4hr_158 | Operational_New_Capacity_MW | -1 | Gates_TB_12_offpeak | Southern_PGAE_Flow_Battery_45 | Operational_New_Capacity_MW | -1
Santa_Rosa_Corona_offpeak | Northern_California_Li_Battery_8hr_127 | Operational_New_Capacity_MW | -1 | Gates_TB_12_offpeak | Southern_PGAE_Flow_Battery_46 | Operational_New_Capacity_MW | -1
Santa_Rosa_Corona_offpeak | Northern_California_Li_Battery_8hr_150 | Operational_New_Capacity_MW | -1 | Gates_TB_12_offpeak | Southern_PGAE_Flow_Battery_49 | Operational_New_Capacity_MW | -1
Santa_Rosa_Corona_offpeak | Northern_California_Li_Battery_8hr_155 | Operational_New_Capacity_MW | -1 | Gates_TB_12_offpeak | Southern_PGAE_Flow_Battery_52 | Operational_New_Capacity_MW | -1
Santa_Rosa_Corona_offpeak | Northern_California_Li_Battery_8hr_158 | Operational_New_Capacity_MW | -1 | Gates_TB_12_offpeak | Southern_PGAE_Flow_Battery_61 | Operational_New_Capacity_MW | -1
Santa_Rosa_Corona_offpeak | Northern_California_Solar_127 | Operational_New_Capacity_MW | 0.68 | Gates_TB_12_offpeak | Southern_PGAE_Flow_Battery_69 | Operational_New_Capacity_MW | -1
Santa_Rosa_Corona_offpeak | Northern_California_Solar_150 | Operational_New_Capacity_MW | 0.68 | Gates_TB_12_offpeak | Southern_PGAE_Flow_Battery_72 | Operational_New_Capacity_MW | -1
Santa_Rosa_Corona_offpeak | Northern_California_Solar_155 | Operational_New_Capacity_MW | 0.68 | Gates_TB_12_offpeak | Southern_PGAE_Flow_Battery_74 | Operational_New_Capacity_MW | -1
Santa_Rosa_Corona_offpeak | Northern_California_Solar_158 | Operational_New_Capacity_MW | 0.68 | Gates_TB_12_offpeak | Southern_PGAE_Flow_Battery_75 | Operational_New_Capacity_MW | -1
Santa_Rosa_Corona_offpeak | Santa_Rosa_Corona_group | Operational_New_Capacity_MW | -1 | Gates_TB_12_offpeak | Southern_PGAE_Flow_Battery_79 | Operational_New_Capacity_MW | -1
Santa_Rosa_Corona_SSN | Northern_California_Flow_Battery_127 | Reliability_Capacity_In_Model_Year | 0.5 | Gates_TB_12_offpeak | Southern_PGAE_Flow_Battery_93 | Operational_New_Capacity_MW | -1
Santa_Rosa_Corona_SSN | Northern_California_Flow_Battery_150 | Reliability_Capacity_In_Model_Year | 0.5 | Gates_TB_12_offpeak | Southern_PGAE_Flow_Battery_98 | Operational_New_Capacity_MW | -1
Santa_Rosa_Corona_SSN | Northern_California_Flow_Battery_155 | Reliability_Capacity_In_Model_Year | 0.5 | Gates_TB_12_offpeak | Southern_PGAE_Flow_Battery_102 | Operational_New_Capacity_MW | -1
Santa_Rosa_Corona_SSN | Northern_California_Flow_Battery_158 | Reliability_Capacity_In_Model_Year | 0.5 | Gates_TB_12_offpeak | Southern_PGAE_Flow_Battery_109 | Operational_New_Capacity_MW | -1
Santa_Rosa_Corona_SSN | Northern_California_Li_Battery_4hr_127 | Reliability_Capacity_In_Model_Year | 0.5 | Gates_TB_12_offpeak | Southern_PGAE_Flow_Battery_117 | Operational_New_Capacity_MW | -1
Santa_Rosa_Corona_SSN | Northern_California_Li_Battery_4hr_150 | Reliability_Capacity_In_Model_Year | 0.5 | Gates_TB_12_offpeak | Southern_PGAE_Flow_Battery_118 | Operational_New_Capacity_MW | -1
Santa_Rosa_Corona_SSN | Northern_California_Li_Battery_4hr_155 | Reliability_Capacity_In_Model_Year | 0.5 | Gates_TB_12_offpeak | Southern_PGAE_Flow_Battery_124 | Operational_New_Capacity_MW | -1
Santa_Rosa_Corona_SSN | Northern_California_Li_Battery_4hr_158 | Reliability_Capacity_In_Model_Year | 0.5 | Gates_TB_12_offpeak | Southern_PGAE_Flow_Battery_139 | Operational_New_Capacity_MW | -1
Santa_Rosa_Corona_SSN | Northern_California_Li_Battery_8hr_127 | Reliability_Capacity_In_Model_Year | 0.5 | Gates_TB_12_offpeak | Southern_PGAE_Flow_Battery_140 | Operational_New_Capacity_MW | -1
Santa_Rosa_Corona_SSN | Northern_California_Li_Battery_8hr_150 | Reliability_Capacity_In_Model_Year | 0.5 | Gates_TB_12_offpeak | Southern_PGAE_Flow_Battery_151 | Operational_New_Capacity_MW | -1
Santa_Rosa_Corona_SSN | Northern_California_Li_Battery_8hr_155 | Reliability_Capacity_In_Model_Year | 0.5 | Gates_TB_12_offpeak | Southern_PGAE_Flow_Battery_154 | Operational_New_Capacity_MW | -1
Santa_Rosa_Corona_SSN | Northern_California_Li_Battery_8hr_158 | Reliability_Capacity_In_Model_Year | 0.5 | Gates_TB_12_offpeak | Southern_PGAE_Flow_Battery_161 | Operational_New_Capacity_MW | -1
Santa_Rosa_Corona_SSN | Northern_California_Solar_127 | Reliability_Capacity_In_Model_Year | 0.556 | Gates_TB_12_offpeak | Southern_PGAE_Flow_Battery_162 | Operational_New_Capacity_MW | -1
Santa_Rosa_Corona_SSN | Northern_California_Solar_150 | Reliability_Capacity_In_Model_Year | 0.556 | Gates_TB_12_offpeak | Southern_PGAE_Flow_Battery_163 | Operational_New_Capacity_MW | -1
Santa_Rosa_Corona_SSN | Northern_California_Solar_155 | Reliability_Capacity_In_Model_Year | 0.556 | Gates_TB_12_offpeak | Southern_PGAE_Flow_Battery_164 | Operational_New_Capacity_MW | -1
Santa_Rosa_Corona_SSN | Northern_California_Solar_158 | Reliability_Capacity_In_Model_Year | 0.556 | Gates_TB_12_offpeak | Southern_PGAE_Flow_Battery_165 | Operational_New_Capacity_MW | -1
Santa_Rosa_Corona_SSN | Santa_Rosa_Corona_group | Operational_New_Capacity_MW | -1 | Gates_TB_12_offpeak | Northern_California_Flow_Battery_166 | Operational_New_Capacity_MW | -1
SCE_Metro_Default_HSN | Greater_LA_Flow_Battery_4 | Reliability_Capacity_In_Model_Year | 1 | Gates_TB_12_offpeak | Southern_PGAE_Flow_Battery_168 | Operational_New_Capacity_MW | -1
SCE_Metro_Default_HSN | Greater_LA_Flow_Battery_30 | Reliability_Capacity_In_Model_Year | 1 | Gates_TB_12_offpeak | Southern_PGAE_Flow_Battery_169 | Operational_New_Capacity_MW | -1
SCE_Metro_Default_HSN | Greater_LA_Li_Battery_4hr_4 | Reliability_Capacity_In_Model_Year | 1 | Gates_TB_12_offpeak | Southern_PGAE_Flow_Battery_170 | Operational_New_Capacity_MW | -1
SCE_Metro_Default_HSN | Greater_LA_Li_Battery_4hr_30 | Reliability_Capacity_In_Model_Year | 1 | Gates_TB_12_offpeak | Southern_PGAE_Flow_Battery_174 | Operational_New_Capacity_MW | -1
SCE_Metro_Default_HSN | Greater_LA_Li_Battery_8hr_4 | Reliability_Capacity_In_Model_Year | 1 | Gates_TB_12_offpeak | Southern_PGAE_Flow_Battery_176 | Operational_New_Capacity_MW | -1
SCE_Metro_Default_HSN | Greater_LA_Li_Battery_8hr_30 | Reliability_Capacity_In_Model_Year | 1 | Gates_TB_12_offpeak | Southern_PGAE_Li_Battery_4hr_23 | Operational_New_Capacity_MW | -1
SCE_Metro_Default_HSN | Greater_LA_Solar_4 | Reliability_Capacity_In_Model_Year | 0.106 | Gates_TB_12_offpeak | Southern_PGAE_Li_Battery_4hr_24 | Operational_New_Capacity_MW | -1
SCE_Metro_Default_HSN | Greater_LA_Solar_30 | Reliability_Capacity_In_Model_Year | 0.106 | Gates_TB_12_offpeak | Southern_PGAE_Li_Battery_4hr_33 | Operational_New_Capacity_MW | -1
SCE_Metro_Default_HSN | SCE_Metro_Default_group | Operational_New_Capacity_MW | 0 | Gates_TB_12_offpeak | Southern_PGAE_Li_Battery_4hr_34 | Operational_New_Capacity_MW | -1
SCE_Metro_Default_offpeak | Greater_LA_Flow_Battery_4 | Operational_New_Capacity_MW | -1 | Gates_TB_12_offpeak | Southern_PGAE_Li_Battery_4hr_45 | Operational_New_Capacity_MW | -1
SCE_Metro_Default_offpeak | Greater_LA_Flow_Battery_30 | Operational_New_Capacity_MW | -1 | Gates_TB_12_offpeak | Southern_PGAE_Li_Battery_4hr_46 | Operational_New_Capacity_MW | -1
SCE_Metro_Default_offpeak | Greater_LA_Li_Battery_4hr_4 | Operational_New_Capacity_MW | -1 | Gates_TB_12_offpeak | Southern_PGAE_Li_Battery_4hr_49 | Operational_New_Capacity_MW | -1
SCE_Metro_Default_offpeak | Greater_LA_Li_Battery_4hr_30 | Operational_New_Capacity_MW | -1 | Gates_TB_12_offpeak | Southern_PGAE_Li_Battery_4hr_52 | Operational_New_Capacity_MW | -1
SCE_Metro_Default_offpeak | Greater_LA_Li_Battery_8hr_4 | Operational_New_Capacity_MW | -1 | Gates_TB_12_offpeak | Southern_PGAE_Li_Battery_4hr_61 | Operational_New_Capacity_MW | -1
SCE_Metro_Default_offpeak | Greater_LA_Li_Battery_8hr_30 | Operational_New_Capacity_MW | -1 | Gates_TB_12_offpeak | Southern_PGAE_Li_Battery_4hr_69 | Operational_New_Capacity_MW | -1
SCE_Metro_Default_offpeak | Greater_LA_Solar_4 | Operational_New_Capacity_MW | 0.77 | Gates_TB_12_offpeak | Southern_PGAE_Li_Battery_4hr_72 | Operational_New_Capacity_MW | -1
SCE_Metro_Default_offpeak | Greater_LA_Solar_30 | Operational_New_Capacity_MW | 0.77 | Gates_TB_12_offpeak | Southern_PGAE_Li_Battery_4hr_74 | Operational_New_Capacity_MW | -1
SCE_Metro_Default_offpeak | SCE_Metro_Default_group | Operational_New_Capacity_MW | 0 | Gates_TB_12_offpeak | Southern_PGAE_Li_Battery_4hr_75 | Operational_New_Capacity_MW | -1
SCE_Metro_Default_SSN | Greater_LA_Flow_Battery_4 | Reliability_Capacity_In_Model_Year | 0.5 | Gates_TB_12_offpeak | Southern_PGAE_Li_Battery_4hr_79 | Operational_New_Capacity_MW | -1
SCE_Metro_Default_SSN | Greater_LA_Flow_Battery_30 | Reliability_Capacity_In_Model_Year | 0.5 | Gates_TB_12_offpeak | Southern_PGAE_Li_Battery_4hr_93 | Operational_New_Capacity_MW | -1
SCE_Metro_Default_SSN | Greater_LA_Li_Battery_4hr_4 | Reliability_Capacity_In_Model_Year | 0.5 | Gates_TB_12_offpeak | Southern_PGAE_Li_Battery_4hr_98 | Operational_New_Capacity_MW | -1
SCE_Metro_Default_SSN | Greater_LA_Li_Battery_4hr_30 | Reliability_Capacity_In_Model_Year | 0.5 | Gates_TB_12_offpeak | Southern_PGAE_Li_Battery_4hr_102 | Operational_New_Capacity_MW | -1
SCE_Metro_Default_SSN | Greater_LA_Li_Battery_8hr_4 | Reliability_Capacity_In_Model_Year | 0.5 | Gates_TB_12_offpeak | Southern_PGAE_Li_Battery_4hr_109 | Operational_New_Capacity_MW | -1
SCE_Metro_Default_SSN | Greater_LA_Li_Battery_8hr_30 | Reliability_Capacity_In_Model_Year | 0.5 | Gates_TB_12_offpeak | Southern_PGAE_Li_Battery_4hr_117 | Operational_New_Capacity_MW | -1
SCE_Metro_Default_SSN | Greater_LA_Solar_4 | Reliability_Capacity_In_Model_Year | 0.427 | Gates_TB_12_offpeak | Southern_PGAE_Li_Battery_4hr_118 | Operational_New_Capacity_MW | -1
SCE_Metro_Default_SSN | Greater_LA_Solar_30 | Reliability_Capacity_In_Model_Year | 0.427 | Gates_TB_12_offpeak | Southern_PGAE_Li_Battery_4hr_124 | Operational_New_Capacity_MW | -1
SCE_Metro_Default_SSN | SCE_Metro_Default_group | Operational_New_Capacity_MW | 0 | Gates_TB_12_offpeak | Southern_PGAE_Li_Battery_4hr_139 | Operational_New_Capacity_MW | -1
Schindler_TB_1_HSN | Southern_PGAE_Flow_Battery_162 | Reliability_Capacity_In_Model_Year | 1 | Gates_TB_12_offpeak | Southern_PGAE_Li_Battery_4hr_140 | Operational_New_Capacity_MW | -1
Schindler_TB_1_HSN | Southern_PGAE_Flow_Battery_168 | Reliability_Capacity_In_Model_Year | 1 | Gates_TB_12_offpeak | Southern_PGAE_Li_Battery_4hr_151 | Operational_New_Capacity_MW | -1
Schindler_TB_1_HSN | Southern_PGAE_Flow_Battery_169 | Reliability_Capacity_In_Model_Year | 1 | Gates_TB_12_offpeak | Southern_PGAE_Li_Battery_4hr_154 | Operational_New_Capacity_MW | -1
Schindler_TB_1_HSN | Southern_PGAE_Flow_Battery_174 | Reliability_Capacity_In_Model_Year | 1 | Gates_TB_12_offpeak | Southern_PGAE_Li_Battery_4hr_161 | Operational_New_Capacity_MW | -1
Schindler_TB_1_HSN | Southern_PGAE_Flow_Battery_176 | Reliability_Capacity_In_Model_Year | 1 | Gates_TB_12_offpeak | Southern_PGAE_Li_Battery_4hr_162 | Operational_New_Capacity_MW | -1
Schindler_TB_1_HSN | Southern_PGAE_Li_Battery_4hr_162 | Reliability_Capacity_In_Model_Year | 1 | Gates_TB_12_offpeak | Southern_PGAE_Li_Battery_4hr_163 | Operational_New_Capacity_MW | -1
Schindler_TB_1_HSN | Southern_PGAE_Li_Battery_4hr_168 | Reliability_Capacity_In_Model_Year | 1 | Gates_TB_12_offpeak | Southern_PGAE_Li_Battery_4hr_164 | Operational_New_Capacity_MW | -1
Schindler_TB_1_HSN | Southern_PGAE_Li_Battery_4hr_169 | Reliability_Capacity_In_Model_Year | 1 | Gates_TB_12_offpeak | Southern_PGAE_Li_Battery_4hr_165 | Operational_New_Capacity_MW | -1
Schindler_TB_1_HSN | Southern_PGAE_Li_Battery_4hr_174 | Reliability_Capacity_In_Model_Year | 1 | Gates_TB_12_offpeak | Northern_California_Li_Battery_4hr_166 | Operational_New_Capacity_MW | -1
Schindler_TB_1_HSN | Southern_PGAE_Li_Battery_4hr_176 | Reliability_Capacity_In_Model_Year | 1 | Gates_TB_12_offpeak | Southern_PGAE_Li_Battery_4hr_168 | Operational_New_Capacity_MW | -1
Schindler_TB_1_HSN | Southern_PGAE_Li_Battery_8hr_162 | Reliability_Capacity_In_Model_Year | 1 | Gates_TB_12_offpeak | Southern_PGAE_Li_Battery_4hr_169 | Operational_New_Capacity_MW | -1
Schindler_TB_1_HSN | Southern_PGAE_Li_Battery_8hr_168 | Reliability_Capacity_In_Model_Year | 1 | Gates_TB_12_offpeak | Southern_PGAE_Li_Battery_4hr_170 | Operational_New_Capacity_MW | -1
Schindler_TB_1_HSN | Southern_PGAE_Li_Battery_8hr_169 | Reliability_Capacity_In_Model_Year | 1 | Gates_TB_12_offpeak | Southern_PGAE_Li_Battery_4hr_174 | Operational_New_Capacity_MW | -1
Schindler_TB_1_HSN | Southern_PGAE_Li_Battery_8hr_174 | Reliability_Capacity_In_Model_Year | 1 | Gates_TB_12_offpeak | Southern_PGAE_Li_Battery_4hr_176 | Operational_New_Capacity_MW | -1
Schindler_TB_1_HSN | Southern_PGAE_Li_Battery_8hr_176 | Reliability_Capacity_In_Model_Year | 1 | Gates_TB_12_offpeak | Southern_PGAE_Li_Battery_8hr_23 | Operational_New_Capacity_MW | -1
Schindler_TB_1_HSN | Central_Valley_North_Los_Banos_Wind_162 | Reliability_Capacity_In_Model_Year | 0.665 | Gates_TB_12_offpeak | Southern_PGAE_Li_Battery_8hr_24 | Operational_New_Capacity_MW | -1
Schindler_TB_1_HSN | Southern_PGAE_Solar_162 | Reliability_Capacity_In_Model_Year | 0.1 | Gates_TB_12_offpeak | Southern_PGAE_Li_Battery_8hr_33 | Operational_New_Capacity_MW | -1
Schindler_TB_1_HSN | Southern_PGAE_Solar_168 | Reliability_Capacity_In_Model_Year | 0.1 | Gates_TB_12_offpeak | Southern_PGAE_Li_Battery_8hr_34 | Operational_New_Capacity_MW | -1
Schindler_TB_1_HSN | Southern_PGAE_Solar_169 | Reliability_Capacity_In_Model_Year | 0.1 | Gates_TB_12_offpeak | Southern_PGAE_Li_Battery_8hr_45 | Operational_New_Capacity_MW | -1
Schindler_TB_1_HSN | Southern_PGAE_Solar_174 | Reliability_Capacity_In_Model_Year | 0.1 | Gates_TB_12_offpeak | Southern_PGAE_Li_Battery_8hr_46 | Operational_New_Capacity_MW | -1
Schindler_TB_1_HSN | Southern_PGAE_Solar_176 | Reliability_Capacity_In_Model_Year | 0.1 | Gates_TB_12_offpeak | Southern_PGAE_Li_Battery_8hr_49 | Operational_New_Capacity_MW | -1
Schindler_TB_1_HSN | Manning_115_group | Operational_New_Capacity_MW | -1 | Gates_TB_12_offpeak | Southern_PGAE_Li_Battery_8hr_52 | Operational_New_Capacity_MW | -1
Schindler_TB_1_offpeak | Southern_PGAE_Flow_Battery_162 | Operational_New_Capacity_MW | -1 | Gates_TB_12_offpeak | Southern_PGAE_Li_Battery_8hr_61 | Operational_New_Capacity_MW | -1
Schindler_TB_1_offpeak | Southern_PGAE_Flow_Battery_168 | Operational_New_Capacity_MW | -1 | Gates_TB_12_offpeak | Southern_PGAE_Li_Battery_8hr_69 | Operational_New_Capacity_MW | -1
Schindler_TB_1_offpeak | Southern_PGAE_Flow_Battery_169 | Operational_New_Capacity_MW | -1 | Gates_TB_12_offpeak | Southern_PGAE_Li_Battery_8hr_72 | Operational_New_Capacity_MW | -1
Schindler_TB_1_offpeak | Southern_PGAE_Flow_Battery_174 | Operational_New_Capacity_MW | -1 | Gates_TB_12_offpeak | Southern_PGAE_Li_Battery_8hr_74 | Operational_New_Capacity_MW | -1
Schindler_TB_1_offpeak | Southern_PGAE_Flow_Battery_176 | Operational_New_Capacity_MW | -1 | Gates_TB_12_offpeak | Southern_PGAE_Li_Battery_8hr_75 | Operational_New_Capacity_MW | -1
Schindler_TB_1_offpeak | Southern_PGAE_Li_Battery_4hr_162 | Operational_New_Capacity_MW | -1 | Gates_TB_12_offpeak | Southern_PGAE_Li_Battery_8hr_79 | Operational_New_Capacity_MW | -1
Schindler_TB_1_offpeak | Southern_PGAE_Li_Battery_4hr_168 | Operational_New_Capacity_MW | -1 | Gates_TB_12_offpeak | Southern_PGAE_Li_Battery_8hr_93 | Operational_New_Capacity_MW | -1
Schindler_TB_1_offpeak | Southern_PGAE_Li_Battery_4hr_169 | Operational_New_Capacity_MW | -1 | Gates_TB_12_offpeak | Southern_PGAE_Li_Battery_8hr_98 | Operational_New_Capacity_MW | -1
Schindler_TB_1_offpeak | Southern_PGAE_Li_Battery_4hr_174 | Operational_New_Capacity_MW | -1 | Gates_TB_12_offpeak | Southern_PGAE_Li_Battery_8hr_102 | Operational_New_Capacity_MW | -1
Schindler_TB_1_offpeak | Southern_PGAE_Li_Battery_4hr_176 | Operational_New_Capacity_MW | -1 | Gates_TB_12_offpeak | Southern_PGAE_Li_Battery_8hr_109 | Operational_New_Capacity_MW | -1
Schindler_TB_1_offpeak | Southern_PGAE_Li_Battery_8hr_162 | Operational_New_Capacity_MW | -1 | Gates_TB_12_offpeak | Southern_PGAE_Li_Battery_8hr_117 | Operational_New_Capacity_MW | -1
Schindler_TB_1_offpeak | Southern_PGAE_Li_Battery_8hr_168 | Operational_New_Capacity_MW | -1 | Gates_TB_12_offpeak | Southern_PGAE_Li_Battery_8hr_118 | Operational_New_Capacity_MW | -1
Schindler_TB_1_offpeak | Southern_PGAE_Li_Battery_8hr_169 | Operational_New_Capacity_MW | -1 | Gates_TB_12_offpeak | Southern_PGAE_Li_Battery_8hr_124 | Operational_New_Capacity_MW | -1
Schindler_TB_1_offpeak | Southern_PGAE_Li_Battery_8hr_174 | Operational_New_Capacity_MW | -1 | Gates_TB_12_offpeak | Southern_PGAE_Li_Battery_8hr_139 | Operational_New_Capacity_MW | -1
Schindler_TB_1_offpeak | Southern_PGAE_Li_Battery_8hr_176 | Operational_New_Capacity_MW | -1 | Gates_TB_12_offpeak | Southern_PGAE_Li_Battery_8hr_140 | Operational_New_Capacity_MW | -1
Schindler_TB_1_offpeak | Central_Valley_North_Los_Banos_Wind_162 | Operational_New_Capacity_MW | 0.44 | Gates_TB_12_offpeak | Southern_PGAE_Li_Battery_8hr_151 | Operational_New_Capacity_MW | -1
Schindler_TB_1_offpeak | Southern_PGAE_Solar_162 | Operational_New_Capacity_MW | 0.79 | Gates_TB_12_offpeak | Southern_PGAE_Li_Battery_8hr_154 | Operational_New_Capacity_MW | -1
Schindler_TB_1_offpeak | Southern_PGAE_Solar_168 | Operational_New_Capacity_MW | 0.79 | Gates_TB_12_offpeak | Southern_PGAE_Li_Battery_8hr_161 | Operational_New_Capacity_MW | -1
Schindler_TB_1_offpeak | Southern_PGAE_Solar_169 | Operational_New_Capacity_MW | 0.79 | Gates_TB_12_offpeak | Southern_PGAE_Li_Battery_8hr_162 | Operational_New_Capacity_MW | -1
Schindler_TB_1_offpeak | Southern_PGAE_Solar_174 | Operational_New_Capacity_MW | 0.79 | Gates_TB_12_offpeak | Southern_PGAE_Li_Battery_8hr_163 | Operational_New_Capacity_MW | -1
Schindler_TB_1_offpeak | Southern_PGAE_Solar_176 | Operational_New_Capacity_MW | 0.79 | Gates_TB_12_offpeak | Southern_PGAE_Li_Battery_8hr_164 | Operational_New_Capacity_MW | -1
Schindler_TB_1_offpeak | Manning_115_group | Operational_New_Capacity_MW | -0.027532 | Gates_TB_12_offpeak | Southern_PGAE_Li_Battery_8hr_165 | Operational_New_Capacity_MW | -1
Schindler_TB_1_SSN | Southern_PGAE_Flow_Battery_162 | Reliability_Capacity_In_Model_Year | 0.5 | Gates_TB_12_offpeak | Northern_California_Li_Battery_8hr_166 | Operational_New_Capacity_MW | -1
Schindler_TB_1_SSN | Southern_PGAE_Flow_Battery_168 | Reliability_Capacity_In_Model_Year | 0.5 | Gates_TB_12_offpeak | Southern_PGAE_Li_Battery_8hr_168 | Operational_New_Capacity_MW | -1
Schindler_TB_1_SSN | Southern_PGAE_Flow_Battery_169 | Reliability_Capacity_In_Model_Year | 0.5 | Gates_TB_12_offpeak | Southern_PGAE_Li_Battery_8hr_169 | Operational_New_Capacity_MW | -1
Schindler_TB_1_SSN | Southern_PGAE_Flow_Battery_174 | Reliability_Capacity_In_Model_Year | 0.5 | Gates_TB_12_offpeak | Southern_PGAE_Li_Battery_8hr_170 | Operational_New_Capacity_MW | -1
Schindler_TB_1_SSN | Southern_PGAE_Flow_Battery_176 | Reliability_Capacity_In_Model_Year | 0.5 | Gates_TB_12_offpeak | Southern_PGAE_Li_Battery_8hr_174 | Operational_New_Capacity_MW | -1
Schindler_TB_1_SSN | Southern_PGAE_Li_Battery_4hr_162 | Reliability_Capacity_In_Model_Year | 0.5 | Gates_TB_12_offpeak | Southern_PGAE_Li_Battery_8hr_176 | Operational_New_Capacity_MW | -1
Schindler_TB_1_SSN | Southern_PGAE_Li_Battery_4hr_168 | Reliability_Capacity_In_Model_Year | 0.5 | Gates_TB_12_offpeak | Central_Valley_North_Los_Banos_Wind_154 | Operational_New_Capacity_MW | 0.44
Schindler_TB_1_SSN | Southern_PGAE_Li_Battery_4hr_169 | Reliability_Capacity_In_Model_Year | 0.5 | Gates_TB_12_offpeak | Central_Valley_North_Los_Banos_Wind_162 | Operational_New_Capacity_MW | 0.44
Schindler_TB_1_SSN | Southern_PGAE_Li_Battery_4hr_174 | Reliability_Capacity_In_Model_Year | 0.5 | Gates_TB_12_offpeak | Northern_California_Solar_166 | Operational_New_Capacity_MW | 0.79
Schindler_TB_1_SSN | Southern_PGAE_Li_Battery_4hr_176 | Reliability_Capacity_In_Model_Year | 0.5 | Gates_TB_12_offpeak | Southern_PGAE_Solar_23 | Operational_New_Capacity_MW | 0.79
Schindler_TB_1_SSN | Southern_PGAE_Li_Battery_8hr_162 | Reliability_Capacity_In_Model_Year | 0.5 | Gates_TB_12_offpeak | Southern_PGAE_Solar_24 | Operational_New_Capacity_MW | 0.79
Schindler_TB_1_SSN | Southern_PGAE_Li_Battery_8hr_168 | Reliability_Capacity_In_Model_Year | 0.5 | Gates_TB_12_offpeak | Southern_PGAE_Solar_33 | Operational_New_Capacity_MW | 0.79
Schindler_TB_1_SSN | Southern_PGAE_Li_Battery_8hr_169 | Reliability_Capacity_In_Model_Year | 0.5 | Gates_TB_12_offpeak | Southern_PGAE_Solar_34 | Operational_New_Capacity_MW | 0.79
Schindler_TB_1_SSN | Southern_PGAE_Li_Battery_8hr_174 | Reliability_Capacity_In_Model_Year | 0.5 | Gates_TB_12_offpeak | Southern_PGAE_Solar_45 | Operational_New_Capacity_MW | 0.79
Schindler_TB_1_SSN | Southern_PGAE_Li_Battery_8hr_176 | Reliability_Capacity_In_Model_Year | 0.5 | Gates_TB_12_offpeak | Southern_PGAE_Solar_46 | Operational_New_Capacity_MW | 0.79
Schindler_TB_1_SSN | Central_Valley_North_Los_Banos_Wind_162 | Reliability_Capacity_In_Model_Year | 0.163 | Gates_TB_12_offpeak | Southern_PGAE_Solar_49 | Operational_New_Capacity_MW | 0.79
Schindler_TB_1_SSN | Southern_PGAE_Solar_162 | Reliability_Capacity_In_Model_Year | 0.556 | Gates_TB_12_offpeak | Southern_PGAE_Solar_52 | Operational_New_Capacity_MW | 0.79
Schindler_TB_1_SSN | Southern_PGAE_Solar_168 | Reliability_Capacity_In_Model_Year | 0.556 | Gates_TB_12_offpeak | Southern_PGAE_Solar_61 | Operational_New_Capacity_MW | 0.79
Schindler_TB_1_SSN | Southern_PGAE_Solar_169 | Reliability_Capacity_In_Model_Year | 0.556 | Gates_TB_12_offpeak | Southern_PGAE_Solar_69 | Operational_New_Capacity_MW | 0.79
Schindler_TB_1_SSN | Southern_PGAE_Solar_174 | Reliability_Capacity_In_Model_Year | 0.556 | Gates_TB_12_offpeak | Southern_PGAE_Solar_72 | Operational_New_Capacity_MW | 0.79
Schindler_TB_1_SSN | Southern_PGAE_Solar_176 | Reliability_Capacity_In_Model_Year | 0.556 | Gates_TB_12_offpeak | Southern_PGAE_Solar_74 | Operational_New_Capacity_MW | 0.79
Schindler_TB_1_SSN | Manning_115_group | Operational_New_Capacity_MW | -1 | Gates_TB_12_offpeak | Southern_PGAE_Solar_75 | Operational_New_Capacity_MW | 0.79
Semitropic_Midway_HSN | Southern_PGAE_Flow_Battery_52 | Reliability_Capacity_In_Model_Year | 1 | Gates_TB_12_offpeak | Southern_PGAE_Solar_79 | Operational_New_Capacity_MW | 0.79
Semitropic_Midway_HSN | Southern_PGAE_Flow_Battery_74 | Reliability_Capacity_In_Model_Year | 1 | Gates_TB_12_offpeak | Southern_PGAE_Solar_93 | Operational_New_Capacity_MW | 0.79
Semitropic_Midway_HSN | Southern_PGAE_Flow_Battery_75 | Reliability_Capacity_In_Model_Year | 1 | Gates_TB_12_offpeak | Southern_PGAE_Solar_98 | Operational_New_Capacity_MW | 0.79
Semitropic_Midway_HSN | Southern_PGAE_Flow_Battery_79 | Reliability_Capacity_In_Model_Year | 1 | Gates_TB_12_offpeak | Southern_PGAE_Solar_102 | Operational_New_Capacity_MW | 0.79
Semitropic_Midway_HSN | Southern_PGAE_Flow_Battery_102 | Reliability_Capacity_In_Model_Year | 1 | Gates_TB_12_offpeak | Southern_PGAE_Solar_109 | Operational_New_Capacity_MW | 0.79
Semitropic_Midway_HSN | Southern_PGAE_Flow_Battery_118 | Reliability_Capacity_In_Model_Year | 1 | Gates_TB_12_offpeak | Southern_PGAE_Solar_117 | Operational_New_Capacity_MW | 0.79
Semitropic_Midway_HSN | Northern_California_Flow_Battery_130 | Reliability_Capacity_In_Model_Year | 1 | Gates_TB_12_offpeak | Southern_PGAE_Solar_118 | Operational_New_Capacity_MW | 0.79
Semitropic_Midway_HSN | Southern_PGAE_Flow_Battery_136 | Reliability_Capacity_In_Model_Year | 1 | Gates_TB_12_offpeak | Southern_PGAE_Solar_124 | Operational_New_Capacity_MW | 0.79
Semitropic_Midway_HSN | Southern_PGAE_Flow_Battery_152 | Reliability_Capacity_In_Model_Year | 1 | Gates_TB_12_offpeak | Southern_PGAE_Solar_139 | Operational_New_Capacity_MW | 0.79
Semitropic_Midway_HSN | Southern_PGAE_Flow_Battery_173 | Reliability_Capacity_In_Model_Year | 1 | Gates_TB_12_offpeak | Southern_PGAE_Solar_140 | Operational_New_Capacity_MW | 0.79
Semitropic_Midway_HSN | Southern_PGAE_Flow_Battery_175 | Reliability_Capacity_In_Model_Year | 1 | Gates_TB_12_offpeak | Southern_PGAE_Solar_151 | Operational_New_Capacity_MW | 0.79
Semitropic_Midway_HSN | Southern_PGAE_Flow_Battery_177 | Reliability_Capacity_In_Model_Year | 1 | Gates_TB_12_offpeak | Southern_PGAE_Solar_154 | Operational_New_Capacity_MW | 0.79
Semitropic_Midway_HSN | Southern_PGAE_Li_Battery_4hr_52 | Reliability_Capacity_In_Model_Year | 1 | Gates_TB_12_offpeak | Southern_PGAE_Solar_161 | Operational_New_Capacity_MW | 0.79
Semitropic_Midway_HSN | Southern_PGAE_Li_Battery_4hr_74 | Reliability_Capacity_In_Model_Year | 1 | Gates_TB_12_offpeak | Southern_PGAE_Solar_162 | Operational_New_Capacity_MW | 0.79
Semitropic_Midway_HSN | Southern_PGAE_Li_Battery_4hr_75 | Reliability_Capacity_In_Model_Year | 1 | Gates_TB_12_offpeak | Southern_PGAE_Solar_163 | Operational_New_Capacity_MW | 0.79
Semitropic_Midway_HSN | Southern_PGAE_Li_Battery_4hr_79 | Reliability_Capacity_In_Model_Year | 1 | Gates_TB_12_offpeak | Southern_PGAE_Solar_164 | Operational_New_Capacity_MW | 0.79
Semitropic_Midway_HSN | Southern_PGAE_Li_Battery_4hr_102 | Reliability_Capacity_In_Model_Year | 1 | Gates_TB_12_offpeak | Southern_PGAE_Solar_165 | Operational_New_Capacity_MW | 0.79
Semitropic_Midway_HSN | Southern_PGAE_Li_Battery_4hr_118 | Reliability_Capacity_In_Model_Year | 1 | Gates_TB_12_offpeak | Southern_PGAE_Solar_168 | Operational_New_Capacity_MW | 0.79
Semitropic_Midway_HSN | Northern_California_Li_Battery_4hr_130 | Reliability_Capacity_In_Model_Year | 1 | Gates_TB_12_offpeak | Southern_PGAE_Solar_169 | Operational_New_Capacity_MW | 0.79
Semitropic_Midway_HSN | Southern_PGAE_Li_Battery_4hr_136 | Reliability_Capacity_In_Model_Year | 1 | Gates_TB_12_offpeak | Southern_PGAE_Solar_170 | Operational_New_Capacity_MW | 0.79
Semitropic_Midway_HSN | Southern_PGAE_Li_Battery_4hr_152 | Reliability_Capacity_In_Model_Year | 1 | Gates_TB_12_offpeak | Southern_PGAE_Solar_174 | Operational_New_Capacity_MW | 0.79
Semitropic_Midway_HSN | Southern_PGAE_Li_Battery_4hr_173 | Reliability_Capacity_In_Model_Year | 1 | Gates_TB_12_offpeak | Southern_PGAE_Solar_176 | Operational_New_Capacity_MW | 0.79
Semitropic_Midway_HSN | Southern_PGAE_Li_Battery_4hr_175 | Reliability_Capacity_In_Model_Year | 1 | Gates_Panoche_offpeak | Southern_PGAE_Flow_Battery_3 | Operational_New_Capacity_MW | -1
Semitropic_Midway_HSN | Southern_PGAE_Li_Battery_4hr_177 | Reliability_Capacity_In_Model_Year | 1 | Gates_Panoche_offpeak | Southern_PGAE_Flow_Battery_22 | Operational_New_Capacity_MW | -1
Semitropic_Midway_HSN | Southern_PGAE_Li_Battery_8hr_52 | Reliability_Capacity_In_Model_Year | 1 | Gates_Panoche_offpeak | Southern_PGAE_Flow_Battery_24 | Operational_New_Capacity_MW | -1
Semitropic_Midway_HSN | Southern_PGAE_Li_Battery_8hr_74 | Reliability_Capacity_In_Model_Year | 1 | Gates_Panoche_offpeak | Southern_PGAE_Flow_Battery_27 | Operational_New_Capacity_MW | -1
Semitropic_Midway_HSN | Southern_PGAE_Li_Battery_8hr_75 | Reliability_Capacity_In_Model_Year | 1 | Gates_Panoche_offpeak | Southern_PGAE_Flow_Battery_33 | Operational_New_Capacity_MW | -1
Semitropic_Midway_HSN | Southern_PGAE_Li_Battery_8hr_79 | Reliability_Capacity_In_Model_Year | 1 | Gates_Panoche_offpeak | Southern_PGAE_Flow_Battery_34 | Operational_New_Capacity_MW | -1
Semitropic_Midway_HSN | Southern_PGAE_Li_Battery_8hr_102 | Reliability_Capacity_In_Model_Year | 1 | Gates_Panoche_offpeak | Southern_PGAE_Flow_Battery_39 | Operational_New_Capacity_MW | -1
Semitropic_Midway_HSN | Southern_PGAE_Li_Battery_8hr_118 | Reliability_Capacity_In_Model_Year | 1 | Gates_Panoche_offpeak | Southern_PGAE_Flow_Battery_45 | Operational_New_Capacity_MW | -1
Semitropic_Midway_HSN | Northern_California_Li_Battery_8hr_130 | Reliability_Capacity_In_Model_Year | 1 | Gates_Panoche_offpeak | Southern_PGAE_Flow_Battery_49 | Operational_New_Capacity_MW | -1
Semitropic_Midway_HSN | Southern_PGAE_Li_Battery_8hr_136 | Reliability_Capacity_In_Model_Year | 1 | Gates_Panoche_offpeak | Southern_PGAE_Flow_Battery_61 | Operational_New_Capacity_MW | -1
Semitropic_Midway_HSN | Southern_PGAE_Li_Battery_8hr_152 | Reliability_Capacity_In_Model_Year | 1 | Gates_Panoche_offpeak | Southern_PGAE_Flow_Battery_93 | Operational_New_Capacity_MW | -1
Semitropic_Midway_HSN | Southern_PGAE_Li_Battery_8hr_173 | Reliability_Capacity_In_Model_Year | 1 | Gates_Panoche_offpeak | Southern_PGAE_Flow_Battery_109 | Operational_New_Capacity_MW | -1
Semitropic_Midway_HSN | Southern_PGAE_Li_Battery_8hr_175 | Reliability_Capacity_In_Model_Year | 1 | Gates_Panoche_offpeak | Southern_PGAE_Li_Battery_4hr_3 | Operational_New_Capacity_MW | -1
Semitropic_Midway_HSN | Southern_PGAE_Li_Battery_8hr_177 | Reliability_Capacity_In_Model_Year | 1 | Gates_Panoche_offpeak | Southern_PGAE_Li_Battery_4hr_22 | Operational_New_Capacity_MW | -1
Semitropic_Midway_HSN | Northern_California_Solar_130 | Reliability_Capacity_In_Model_Year | 0.1 | Gates_Panoche_offpeak | Southern_PGAE_Li_Battery_4hr_24 | Operational_New_Capacity_MW | -1
Semitropic_Midway_HSN | Southern_PGAE_Solar_52 | Reliability_Capacity_In_Model_Year | 0.1 | Gates_Panoche_offpeak | Southern_PGAE_Li_Battery_4hr_27 | Operational_New_Capacity_MW | -1
Semitropic_Midway_HSN | Southern_PGAE_Solar_74 | Reliability_Capacity_In_Model_Year | 0.1 | Gates_Panoche_offpeak | Southern_PGAE_Li_Battery_4hr_33 | Operational_New_Capacity_MW | -1
Semitropic_Midway_HSN | Southern_PGAE_Solar_75 | Reliability_Capacity_In_Model_Year | 0.1 | Gates_Panoche_offpeak | Southern_PGAE_Li_Battery_4hr_34 | Operational_New_Capacity_MW | -1
Semitropic_Midway_HSN | Southern_PGAE_Solar_79 | Reliability_Capacity_In_Model_Year | 0.1 | Gates_Panoche_offpeak | Southern_PGAE_Li_Battery_4hr_39 | Operational_New_Capacity_MW | -1
Semitropic_Midway_HSN | Southern_PGAE_Solar_102 | Reliability_Capacity_In_Model_Year | 0.1 | Gates_Panoche_offpeak | Southern_PGAE_Li_Battery_4hr_45 | Operational_New_Capacity_MW | -1
Semitropic_Midway_HSN | Southern_PGAE_Solar_118 | Reliability_Capacity_In_Model_Year | 0.1 | Gates_Panoche_offpeak | Southern_PGAE_Li_Battery_4hr_49 | Operational_New_Capacity_MW | -1
Semitropic_Midway_HSN | Southern_PGAE_Solar_136 | Reliability_Capacity_In_Model_Year | 0.1 | Gates_Panoche_offpeak | Southern_PGAE_Li_Battery_4hr_61 | Operational_New_Capacity_MW | -1
Semitropic_Midway_HSN | Southern_PGAE_Solar_152 | Reliability_Capacity_In_Model_Year | 0.1 | Gates_Panoche_offpeak | Southern_PGAE_Li_Battery_4hr_93 | Operational_New_Capacity_MW | -1
Semitropic_Midway_HSN | Southern_PGAE_Solar_173 | Reliability_Capacity_In_Model_Year | 0.1 | Gates_Panoche_offpeak | Southern_PGAE_Li_Battery_4hr_109 | Operational_New_Capacity_MW | -1
Semitropic_Midway_HSN | Southern_PGAE_Solar_175 | Reliability_Capacity_In_Model_Year | 0.1 | Gates_Panoche_offpeak | Southern_PGAE_Li_Battery_8hr_3 | Operational_New_Capacity_MW | -1
Semitropic_Midway_HSN | Southern_PGAE_Solar_177 | Reliability_Capacity_In_Model_Year | 0.1 | Gates_Panoche_offpeak | Southern_PGAE_Li_Battery_8hr_22 | Operational_New_Capacity_MW | -1
Semitropic_Midway_HSN | Semitropic_Midway_group | Operational_New_Capacity_MW | -1 | Gates_Panoche_offpeak | Southern_PGAE_Li_Battery_8hr_24 | Operational_New_Capacity_MW | -1
Semitropic_Midway_offpeak | Southern_PGAE_Flow_Battery_52 | Operational_New_Capacity_MW | -1 | Gates_Panoche_offpeak | Southern_PGAE_Li_Battery_8hr_27 | Operational_New_Capacity_MW | -1
Semitropic_Midway_offpeak | Southern_PGAE_Flow_Battery_74 | Operational_New_Capacity_MW | -1 | Gates_Panoche_offpeak | Southern_PGAE_Li_Battery_8hr_33 | Operational_New_Capacity_MW | -1
Semitropic_Midway_offpeak | Southern_PGAE_Flow_Battery_75 | Operational_New_Capacity_MW | -1 | Gates_Panoche_offpeak | Southern_PGAE_Li_Battery_8hr_34 | Operational_New_Capacity_MW | -1
Semitropic_Midway_offpeak | Southern_PGAE_Flow_Battery_79 | Operational_New_Capacity_MW | -1 | Gates_Panoche_offpeak | Southern_PGAE_Li_Battery_8hr_39 | Operational_New_Capacity_MW | -1
Semitropic_Midway_offpeak | Southern_PGAE_Flow_Battery_102 | Operational_New_Capacity_MW | -1 | Gates_Panoche_offpeak | Southern_PGAE_Li_Battery_8hr_45 | Operational_New_Capacity_MW | -1
Semitropic_Midway_offpeak | Southern_PGAE_Flow_Battery_118 | Operational_New_Capacity_MW | -1 | Gates_Panoche_offpeak | Southern_PGAE_Li_Battery_8hr_49 | Operational_New_Capacity_MW | -1
Semitropic_Midway_offpeak | Northern_California_Flow_Battery_130 | Operational_New_Capacity_MW | -1 | Gates_Panoche_offpeak | Southern_PGAE_Li_Battery_8hr_61 | Operational_New_Capacity_MW | -1
Semitropic_Midway_offpeak | Southern_PGAE_Flow_Battery_136 | Operational_New_Capacity_MW | -1 | Gates_Panoche_offpeak | Southern_PGAE_Li_Battery_8hr_93 | Operational_New_Capacity_MW | -1
Semitropic_Midway_offpeak | Southern_PGAE_Flow_Battery_152 | Operational_New_Capacity_MW | -1 | Gates_Panoche_offpeak | Southern_PGAE_Li_Battery_8hr_109 | Operational_New_Capacity_MW | -1
Semitropic_Midway_offpeak | Southern_PGAE_Flow_Battery_173 | Operational_New_Capacity_MW | -1 | Gates_Panoche_offpeak | Morro_Bay_Offshore_Wind_Asset | Operational_New_Capacity_MW | 1
Semitropic_Midway_offpeak | Southern_PGAE_Flow_Battery_175 | Operational_New_Capacity_MW | -1 | Gates_Panoche_offpeak | Southern_PGAE_Solar_3 | Operational_New_Capacity_MW | 0.79
Semitropic_Midway_offpeak | Southern_PGAE_Flow_Battery_177 | Operational_New_Capacity_MW | -1 | Gates_Panoche_offpeak | Southern_PGAE_Solar_22 | Operational_New_Capacity_MW | 0.79
Semitropic_Midway_offpeak | Southern_PGAE_Li_Battery_4hr_52 | Operational_New_Capacity_MW | -1 | Gates_Panoche_offpeak | Southern_PGAE_Solar_24 | Operational_New_Capacity_MW | 0.79
Semitropic_Midway_offpeak | Southern_PGAE_Li_Battery_4hr_74 | Operational_New_Capacity_MW | -1 | Gates_Panoche_offpeak | Southern_PGAE_Solar_27 | Operational_New_Capacity_MW | 0.79
Semitropic_Midway_offpeak | Southern_PGAE_Li_Battery_4hr_75 | Operational_New_Capacity_MW | -1 | Gates_Panoche_offpeak | Southern_PGAE_Solar_33 | Operational_New_Capacity_MW | 0.79
Semitropic_Midway_offpeak | Southern_PGAE_Li_Battery_4hr_79 | Operational_New_Capacity_MW | -1 | Gates_Panoche_offpeak | Southern_PGAE_Solar_34 | Operational_New_Capacity_MW | 0.79
Semitropic_Midway_offpeak | Southern_PGAE_Li_Battery_4hr_102 | Operational_New_Capacity_MW | -1 | Gates_Panoche_offpeak | Southern_PGAE_Solar_39 | Operational_New_Capacity_MW | 0.79
Semitropic_Midway_offpeak | Southern_PGAE_Li_Battery_4hr_118 | Operational_New_Capacity_MW | -1 | Gates_Panoche_offpeak | Southern_PGAE_Solar_45 | Operational_New_Capacity_MW | 0.79
Semitropic_Midway_offpeak | Northern_California_Li_Battery_4hr_130 | Operational_New_Capacity_MW | -1 | Gates_Panoche_offpeak | Southern_PGAE_Solar_49 | Operational_New_Capacity_MW | 0.79
Semitropic_Midway_offpeak | Southern_PGAE_Li_Battery_4hr_136 | Operational_New_Capacity_MW | -1 | Gates_Panoche_offpeak | Southern_PGAE_Solar_61 | Operational_New_Capacity_MW | 0.79
Semitropic_Midway_offpeak | Southern_PGAE_Li_Battery_4hr_152 | Operational_New_Capacity_MW | -1 | Gates_Panoche_offpeak | Southern_PGAE_Solar_93 | Operational_New_Capacity_MW | 0.79
Semitropic_Midway_offpeak | Southern_PGAE_Li_Battery_4hr_173 | Operational_New_Capacity_MW | -1 | Gates_Panoche_offpeak | Southern_PGAE_Solar_109 | Operational_New_Capacity_MW | 0.79
Semitropic_Midway_offpeak | Southern_PGAE_Li_Battery_4hr_175 | Operational_New_Capacity_MW | -1 | GLW_230_offpeak | Southern_NV_Eldorado_Flow_Battery_15 | Operational_New_Capacity_MW | -1
Semitropic_Midway_offpeak | Southern_PGAE_Li_Battery_4hr_177 | Operational_New_Capacity_MW | -1 | GLW_230_offpeak | Southern_NV_Eldorado_Flow_Battery_40 | Operational_New_Capacity_MW | -1
Semitropic_Midway_offpeak | Southern_PGAE_Li_Battery_8hr_52 | Operational_New_Capacity_MW | -1 | GLW_230_offpeak | Southern_NV_Eldorado_Flow_Battery_42 | Operational_New_Capacity_MW | -1
Semitropic_Midway_offpeak | Southern_PGAE_Li_Battery_8hr_74 | Operational_New_Capacity_MW | -1 | GLW_230_offpeak | Southern_NV_Eldorado_Li_Battery_4hr_15 | Operational_New_Capacity_MW | -1
Semitropic_Midway_offpeak | Southern_PGAE_Li_Battery_8hr_75 | Operational_New_Capacity_MW | -1 | GLW_230_offpeak | Southern_NV_Eldorado_Li_Battery_4hr_40 | Operational_New_Capacity_MW | -1
Semitropic_Midway_offpeak | Southern_PGAE_Li_Battery_8hr_79 | Operational_New_Capacity_MW | -1 | GLW_230_offpeak | Southern_NV_Eldorado_Li_Battery_4hr_42 | Operational_New_Capacity_MW | -1
Semitropic_Midway_offpeak | Southern_PGAE_Li_Battery_8hr_102 | Operational_New_Capacity_MW | -1 | GLW_230_offpeak | Southern_NV_Eldorado_Li_Battery_8hr_15 | Operational_New_Capacity_MW | -1
Semitropic_Midway_offpeak | Southern_PGAE_Li_Battery_8hr_118 | Operational_New_Capacity_MW | -1 | GLW_230_offpeak | Southern_NV_Eldorado_Li_Battery_8hr_40 | Operational_New_Capacity_MW | -1
Semitropic_Midway_offpeak | Northern_California_Li_Battery_8hr_130 | Operational_New_Capacity_MW | -1 | GLW_230_offpeak | Southern_NV_Eldorado_Li_Battery_8hr_42 | Operational_New_Capacity_MW | -1
Semitropic_Midway_offpeak | Southern_PGAE_Li_Battery_8hr_136 | Operational_New_Capacity_MW | -1 | GLW_230_offpeak | Central_Nevada_Geothermal_42 | Operational_New_Capacity_MW | 1
Semitropic_Midway_offpeak | Southern_PGAE_Li_Battery_8hr_152 | Operational_New_Capacity_MW | -1 | GLW_230_offpeak | Southern_NV_Eldorado_Solar_15 | Operational_New_Capacity_MW | 0.77
Semitropic_Midway_offpeak | Southern_PGAE_Li_Battery_8hr_173 | Operational_New_Capacity_MW | -1 | GLW_230_offpeak | Southern_NV_Eldorado_Solar_40 | Operational_New_Capacity_MW | 0.77
Semitropic_Midway_offpeak | Southern_PGAE_Li_Battery_8hr_175 | Operational_New_Capacity_MW | -1 | GLW_230_offpeak | Southern_NV_Eldorado_Solar_42 | Operational_New_Capacity_MW | 0.77
Semitropic_Midway_offpeak | Southern_PGAE_Li_Battery_8hr_177 | Operational_New_Capacity_MW | -1 | GLW_230_offpeak | Southern_NV_Eldorado_Wind_15 | Operational_New_Capacity_MW | 0.44
Semitropic_Midway_offpeak | Northern_California_Solar_130 | Operational_New_Capacity_MW | 0.79 | Grant_Eastshore_2_offpeak | Northern_California_Flow_Battery_121 | Operational_New_Capacity_MW | -1
Semitropic_Midway_offpeak | Southern_PGAE_Solar_52 | Operational_New_Capacity_MW | 0.79 | Grant_Eastshore_2_offpeak | Northern_California_Li_Battery_4hr_121 | Operational_New_Capacity_MW | -1
Semitropic_Midway_offpeak | Southern_PGAE_Solar_74 | Operational_New_Capacity_MW | 0.79 | Grant_Eastshore_2_offpeak | Northern_California_Li_Battery_8hr_121 | Operational_New_Capacity_MW | -1
Semitropic_Midway_offpeak | Southern_PGAE_Solar_75 | Operational_New_Capacity_MW | 0.79 | Grant_Eastshore_2_offpeak | Northern_California_Solar_121 | Operational_New_Capacity_MW | 0.68
Semitropic_Midway_offpeak | Southern_PGAE_Solar_79 | Operational_New_Capacity_MW | 0.79 | Hinson_Del_Amo_offpeak | Greater_LA_Flow_Battery_30 | Operational_New_Capacity_MW | -1
Semitropic_Midway_offpeak | Southern_PGAE_Solar_102 | Operational_New_Capacity_MW | 0.79 | Hinson_Del_Amo_offpeak | Greater_LA_Li_Battery_4hr_30 | Operational_New_Capacity_MW | -1
Semitropic_Midway_offpeak | Southern_PGAE_Solar_118 | Operational_New_Capacity_MW | 0.79 | Hinson_Del_Amo_offpeak | Greater_LA_Li_Battery_8hr_30 | Operational_New_Capacity_MW | -1
Semitropic_Midway_offpeak | Southern_PGAE_Solar_136 | Operational_New_Capacity_MW | 0.79 | Hinson_Del_Amo_offpeak | Greater_LA_Solar_30 | Operational_New_Capacity_MW | 0.77
Semitropic_Midway_offpeak | Southern_PGAE_Solar_152 | Operational_New_Capacity_MW | 0.79 | Humboldt_Offshore_Line_offpeak | Humboldt_Bay_Offshore_Wind_Asset | Operational_New_Capacity_MW | 1
Semitropic_Midway_offpeak | Southern_PGAE_Solar_173 | Operational_New_Capacity_MW | 0.79 | Internal_San_Diego_offpeak | Baja_California_Wind_133 | Operational_New_Capacity_MW | 0.44
Semitropic_Midway_offpeak | Southern_PGAE_Solar_175 | Operational_New_Capacity_MW | 0.79 | Internal_San_Diego_offpeak | Greater_Imperial_Flow_Battery_20 | Operational_New_Capacity_MW | -1
Semitropic_Midway_offpeak | Southern_PGAE_Solar_177 | Operational_New_Capacity_MW | 0.79 | Internal_San_Diego_offpeak | Greater_Imperial_Flow_Battery_108 | Operational_New_Capacity_MW | -1
Semitropic_Midway_offpeak | Semitropic_Midway_group | Operational_New_Capacity_MW | -0.74568 | Internal_San_Diego_offpeak | Greater_Imperial_Flow_Battery_133 | Operational_New_Capacity_MW | -1
Semitropic_Midway_SSN | Southern_PGAE_Flow_Battery_52 | Reliability_Capacity_In_Model_Year | 0.5 | Internal_San_Diego_offpeak | Greater_Imperial_Li_Battery_4hr_20 | Operational_New_Capacity_MW | -1
Semitropic_Midway_SSN | Southern_PGAE_Flow_Battery_74 | Reliability_Capacity_In_Model_Year | 0.5 | Internal_San_Diego_offpeak | Greater_Imperial_Li_Battery_4hr_108 | Operational_New_Capacity_MW | -1
Semitropic_Midway_SSN | Southern_PGAE_Flow_Battery_75 | Reliability_Capacity_In_Model_Year | 0.5 | Internal_San_Diego_offpeak | Greater_Imperial_Li_Battery_4hr_133 | Operational_New_Capacity_MW | -1
Semitropic_Midway_SSN | Southern_PGAE_Flow_Battery_79 | Reliability_Capacity_In_Model_Year | 0.5 | Internal_San_Diego_offpeak | Greater_Imperial_Li_Battery_8hr_20 | Operational_New_Capacity_MW | -1
Semitropic_Midway_SSN | Southern_PGAE_Flow_Battery_102 | Reliability_Capacity_In_Model_Year | 0.5 | Internal_San_Diego_offpeak | Greater_Imperial_Li_Battery_8hr_108 | Operational_New_Capacity_MW | -1
Semitropic_Midway_SSN | Southern_PGAE_Flow_Battery_118 | Reliability_Capacity_In_Model_Year | 0.5 | Internal_San_Diego_offpeak | Greater_Imperial_Li_Battery_8hr_133 | Operational_New_Capacity_MW | -1
Semitropic_Midway_SSN | Northern_California_Flow_Battery_130 | Reliability_Capacity_In_Model_Year | 0.5 | Internal_San_Diego_offpeak | San_Diego_Pumped_Storage_119 | Operational_New_Capacity_MW | -1
Semitropic_Midway_SSN | Southern_PGAE_Flow_Battery_136 | Reliability_Capacity_In_Model_Year | 0.5 | Internal_San_Diego_offpeak | Greater_Imperial_Geothermal_20 | Operational_New_Capacity_MW | 1
Semitropic_Midway_SSN | Southern_PGAE_Flow_Battery_152 | Reliability_Capacity_In_Model_Year | 0.5 | Internal_San_Diego_offpeak | Greater_Imperial_Solar_20 | Operational_New_Capacity_MW | 0.77
Semitropic_Midway_SSN | Southern_PGAE_Flow_Battery_173 | Reliability_Capacity_In_Model_Year | 0.5 | Internal_San_Diego_offpeak | Greater_Imperial_Solar_108 | Operational_New_Capacity_MW | 0.77
Semitropic_Midway_SSN | Southern_PGAE_Flow_Battery_175 | Reliability_Capacity_In_Model_Year | 0.5 | Internal_San_Diego_offpeak | Greater_Imperial_Solar_133 | Operational_New_Capacity_MW | 0.77
Semitropic_Midway_SSN | Southern_PGAE_Flow_Battery_177 | Reliability_Capacity_In_Model_Year | 0.5 | Internal_San_Diego_offpeak | Greater_Imperial_Wind_108 | Operational_New_Capacity_MW | 0.44
Semitropic_Midway_SSN | Southern_PGAE_Li_Battery_4hr_52 | Reliability_Capacity_In_Model_Year | 0.5 | Internal_San_Diego_offpeak | Greater_Imperial_Biomass_20 | Operational_New_Capacity_MW | 1
Semitropic_Midway_SSN | Southern_PGAE_Li_Battery_4hr_74 | Reliability_Capacity_In_Model_Year | 0.5 | Jackson_Waukena_Corcoran_offpeak | Southern_PGAE_Flow_Battery_148 | Operational_New_Capacity_MW | -1
Semitropic_Midway_SSN | Southern_PGAE_Li_Battery_4hr_75 | Reliability_Capacity_In_Model_Year | 0.5 | Jackson_Waukena_Corcoran_offpeak | Southern_PGAE_Flow_Battery_181 | Operational_New_Capacity_MW | -1
Semitropic_Midway_SSN | Southern_PGAE_Li_Battery_4hr_79 | Reliability_Capacity_In_Model_Year | 0.5 | Jackson_Waukena_Corcoran_offpeak | Southern_PGAE_Li_Battery_4hr_148 | Operational_New_Capacity_MW | -1
Semitropic_Midway_SSN | Southern_PGAE_Li_Battery_4hr_102 | Reliability_Capacity_In_Model_Year | 0.5 | Jackson_Waukena_Corcoran_offpeak | Southern_PGAE_Li_Battery_4hr_181 | Operational_New_Capacity_MW | -1
Semitropic_Midway_SSN | Southern_PGAE_Li_Battery_4hr_118 | Reliability_Capacity_In_Model_Year | 0.5 | Jackson_Waukena_Corcoran_offpeak | Southern_PGAE_Li_Battery_8hr_148 | Operational_New_Capacity_MW | -1
Semitropic_Midway_SSN | Northern_California_Li_Battery_4hr_130 | Reliability_Capacity_In_Model_Year | 0.5 | Jackson_Waukena_Corcoran_offpeak | Southern_PGAE_Li_Battery_8hr_181 | Operational_New_Capacity_MW | -1
Semitropic_Midway_SSN | Southern_PGAE_Li_Battery_4hr_136 | Reliability_Capacity_In_Model_Year | 0.5 | Jackson_Waukena_Corcoran_offpeak | Southern_PGAE_Solar_148 | Operational_New_Capacity_MW | 0.79
Semitropic_Midway_SSN | Southern_PGAE_Li_Battery_4hr_152 | Reliability_Capacity_In_Model_Year | 0.5 | Jackson_Waukena_Corcoran_offpeak | Southern_PGAE_Solar_181 | Operational_New_Capacity_MW | 0.79
Semitropic_Midway_SSN | Southern_PGAE_Li_Battery_4hr_173 | Reliability_Capacity_In_Model_Year | 0.5 | Kasson_Jct_Heinz_offpeak | Northern_California_Flow_Battery_84 | Operational_New_Capacity_MW | -1
Semitropic_Midway_SSN | Southern_PGAE_Li_Battery_4hr_175 | Reliability_Capacity_In_Model_Year | 0.5 | Kasson_Jct_Heinz_offpeak | Southern_PGAE_Flow_Battery_111 | Operational_New_Capacity_MW | -1
Semitropic_Midway_SSN | Southern_PGAE_Li_Battery_4hr_177 | Reliability_Capacity_In_Model_Year | 0.5 | Kasson_Jct_Heinz_offpeak | Northern_California_Flow_Battery_135 | Operational_New_Capacity_MW | -1
Semitropic_Midway_SSN | Southern_PGAE_Li_Battery_8hr_52 | Reliability_Capacity_In_Model_Year | 0.5 | Kasson_Jct_Heinz_offpeak | Northern_California_Flow_Battery_138 | Operational_New_Capacity_MW | -1
Semitropic_Midway_SSN | Southern_PGAE_Li_Battery_8hr_74 | Reliability_Capacity_In_Model_Year | 0.5 | Kasson_Jct_Heinz_offpeak | Southern_PGAE_Flow_Battery_145 | Operational_New_Capacity_MW | -1
Semitropic_Midway_SSN | Southern_PGAE_Li_Battery_8hr_75 | Reliability_Capacity_In_Model_Year | 0.5 | Kasson_Jct_Heinz_offpeak | Northern_California_Li_Battery_4hr_84 | Operational_New_Capacity_MW | -1
Semitropic_Midway_SSN | Southern_PGAE_Li_Battery_8hr_79 | Reliability_Capacity_In_Model_Year | 0.5 | Kasson_Jct_Heinz_offpeak | Southern_PGAE_Li_Battery_4hr_111 | Operational_New_Capacity_MW | -1
Semitropic_Midway_SSN | Southern_PGAE_Li_Battery_8hr_102 | Reliability_Capacity_In_Model_Year | 0.5 | Kasson_Jct_Heinz_offpeak | Northern_California_Li_Battery_4hr_135 | Operational_New_Capacity_MW | -1
Semitropic_Midway_SSN | Southern_PGAE_Li_Battery_8hr_118 | Reliability_Capacity_In_Model_Year | 0.5 | Kasson_Jct_Heinz_offpeak | Northern_California_Li_Battery_4hr_138 | Operational_New_Capacity_MW | -1
Semitropic_Midway_SSN | Northern_California_Li_Battery_8hr_130 | Reliability_Capacity_In_Model_Year | 0.5 | Kasson_Jct_Heinz_offpeak | Southern_PGAE_Li_Battery_4hr_145 | Operational_New_Capacity_MW | -1
Semitropic_Midway_SSN | Southern_PGAE_Li_Battery_8hr_136 | Reliability_Capacity_In_Model_Year | 0.5 | Kasson_Jct_Heinz_offpeak | Northern_California_Li_Battery_8hr_84 | Operational_New_Capacity_MW | -1
Semitropic_Midway_SSN | Southern_PGAE_Li_Battery_8hr_152 | Reliability_Capacity_In_Model_Year | 0.5 | Kasson_Jct_Heinz_offpeak | Southern_PGAE_Li_Battery_8hr_111 | Operational_New_Capacity_MW | -1
Semitropic_Midway_SSN | Southern_PGAE_Li_Battery_8hr_173 | Reliability_Capacity_In_Model_Year | 0.5 | Kasson_Jct_Heinz_offpeak | Northern_California_Li_Battery_8hr_135 | Operational_New_Capacity_MW | -1
Semitropic_Midway_SSN | Southern_PGAE_Li_Battery_8hr_175 | Reliability_Capacity_In_Model_Year | 0.5 | Kasson_Jct_Heinz_offpeak | Northern_California_Li_Battery_8hr_138 | Operational_New_Capacity_MW | -1
Semitropic_Midway_SSN | Southern_PGAE_Li_Battery_8hr_177 | Reliability_Capacity_In_Model_Year | 0.5 | Kasson_Jct_Heinz_offpeak | Southern_PGAE_Li_Battery_8hr_145 | Operational_New_Capacity_MW | -1
Semitropic_Midway_SSN | Northern_California_Solar_130 | Reliability_Capacity_In_Model_Year | 0.556 | Kasson_Jct_Heinz_offpeak | Northern_California_Solar_84 | Operational_New_Capacity_MW | 0.68
Semitropic_Midway_SSN | Southern_PGAE_Solar_52 | Reliability_Capacity_In_Model_Year | 0.556 | Kasson_Jct_Heinz_offpeak | Northern_California_Solar_135 | Operational_New_Capacity_MW | 0.68
Semitropic_Midway_SSN | Southern_PGAE_Solar_74 | Reliability_Capacity_In_Model_Year | 0.556 | Kasson_Jct_Heinz_offpeak | Northern_California_Solar_138 | Operational_New_Capacity_MW | 0.68
Semitropic_Midway_SSN | Southern_PGAE_Solar_75 | Reliability_Capacity_In_Model_Year | 0.556 | Kasson_Jct_Heinz_offpeak | Southern_PGAE_Solar_111 | Operational_New_Capacity_MW | 0.68
Semitropic_Midway_SSN | Southern_PGAE_Solar_79 | Reliability_Capacity_In_Model_Year | 0.556 | Kasson_Jct_Heinz_offpeak | Southern_PGAE_Solar_145 | Operational_New_Capacity_MW | 0.68
Semitropic_Midway_SSN | Southern_PGAE_Solar_102 | Reliability_Capacity_In_Model_Year | 0.556 | Kern_TB_4_offpeak | Southern_PGAE_Flow_Battery_52 | Operational_New_Capacity_MW | -1
Semitropic_Midway_SSN | Southern_PGAE_Solar_118 | Reliability_Capacity_In_Model_Year | 0.556 | Kern_TB_4_offpeak | Southern_PGAE_Flow_Battery_54 | Operational_New_Capacity_MW | -1
Semitropic_Midway_SSN | Southern_PGAE_Solar_136 | Reliability_Capacity_In_Model_Year | 0.556 | Kern_TB_4_offpeak | Southern_PGAE_Flow_Battery_75 | Operational_New_Capacity_MW | -1
Semitropic_Midway_SSN | Southern_PGAE_Solar_152 | Reliability_Capacity_In_Model_Year | 0.556 | Kern_TB_4_offpeak | Southern_PGAE_Flow_Battery_79 | Operational_New_Capacity_MW | -1
Semitropic_Midway_SSN | Southern_PGAE_Solar_173 | Reliability_Capacity_In_Model_Year | 0.556 | Kern_TB_4_offpeak | Southern_PGAE_Flow_Battery_98 | Operational_New_Capacity_MW | -1
Semitropic_Midway_SSN | Southern_PGAE_Solar_175 | Reliability_Capacity_In_Model_Year | 0.556 | Kern_TB_4_offpeak | Southern_PGAE_Flow_Battery_102 | Operational_New_Capacity_MW | -1
Semitropic_Midway_SSN | Southern_PGAE_Solar_177 | Reliability_Capacity_In_Model_Year | 0.556 | Kern_TB_4_offpeak | Southern_PGAE_Flow_Battery_118 | Operational_New_Capacity_MW | -1
Semitropic_Midway_SSN | Semitropic_Midway_group | Operational_New_Capacity_MW | -1 | Kern_TB_4_offpeak | Southern_PGAE_Flow_Battery_136 | Operational_New_Capacity_MW | -1
Serrano_Alberhill_Valley_HSN | Arizona_Solar_55 | Reliability_Capacity_In_Model_Year | 0.106 | Kern_TB_4_offpeak | Southern_PGAE_Flow_Battery_152 | Operational_New_Capacity_MW | -1
Serrano_Alberhill_Valley_HSN | Arizona_Solar_62 | Reliability_Capacity_In_Model_Year | 0.106 | Kern_TB_4_offpeak | Southern_PGAE_Flow_Battery_173 | Operational_New_Capacity_MW | -1
Serrano_Alberhill_Valley_HSN | Arizona_Solar_77 | Reliability_Capacity_In_Model_Year | 0.106 | Kern_TB_4_offpeak | Southern_PGAE_Flow_Battery_175 | Operational_New_Capacity_MW | -1
Serrano_Alberhill_Valley_HSN | Arizona_Solar_90 | Reliability_Capacity_In_Model_Year | 0.106 | Kern_TB_4_offpeak | Southern_PGAE_Flow_Battery_177 | Operational_New_Capacity_MW | -1
Serrano_Alberhill_Valley_HSN | Baja_California_Wind_133 | Reliability_Capacity_In_Model_Year | 0.337 | Kern_TB_4_offpeak | Southern_PGAE_Li_Battery_4hr_52 | Operational_New_Capacity_MW | -1
Serrano_Alberhill_Valley_HSN | Riverside_Flow_Battery_9 | Reliability_Capacity_In_Model_Year | 1 | Kern_TB_4_offpeak | Southern_PGAE_Li_Battery_4hr_54 | Operational_New_Capacity_MW | -1
Serrano_Alberhill_Valley_HSN | Arizona_Flow_Battery_55 | Reliability_Capacity_In_Model_Year | 1 | Kern_TB_4_offpeak | Southern_PGAE_Li_Battery_4hr_75 | Operational_New_Capacity_MW | -1
Serrano_Alberhill_Valley_HSN | Arizona_Flow_Battery_62 | Reliability_Capacity_In_Model_Year | 1 | Kern_TB_4_offpeak | Southern_PGAE_Li_Battery_4hr_79 | Operational_New_Capacity_MW | -1
Serrano_Alberhill_Valley_HSN | Greater_Imperial_Flow_Battery_63 | Reliability_Capacity_In_Model_Year | 1 | Kern_TB_4_offpeak | Southern_PGAE_Li_Battery_4hr_98 | Operational_New_Capacity_MW | -1
Serrano_Alberhill_Valley_HSN | Arizona_Flow_Battery_77 | Reliability_Capacity_In_Model_Year | 1 | Kern_TB_4_offpeak | Southern_PGAE_Li_Battery_4hr_102 | Operational_New_Capacity_MW | -1
Serrano_Alberhill_Valley_HSN | Arizona_Flow_Battery_90 | Reliability_Capacity_In_Model_Year | 1 | Kern_TB_4_offpeak | Southern_PGAE_Li_Battery_4hr_118 | Operational_New_Capacity_MW | -1
Serrano_Alberhill_Valley_HSN | Greater_Imperial_Flow_Battery_107 | Reliability_Capacity_In_Model_Year | 1 | Kern_TB_4_offpeak | Southern_PGAE_Li_Battery_4hr_136 | Operational_New_Capacity_MW | -1
Serrano_Alberhill_Valley_HSN | Greater_Imperial_Flow_Battery_133 | Reliability_Capacity_In_Model_Year | 1 | Kern_TB_4_offpeak | Southern_PGAE_Li_Battery_4hr_152 | Operational_New_Capacity_MW | -1
Serrano_Alberhill_Valley_HSN | Riverside_Li_Battery_4hr_9 | Reliability_Capacity_In_Model_Year | 1 | Kern_TB_4_offpeak | Southern_PGAE_Li_Battery_4hr_173 | Operational_New_Capacity_MW | -1
Serrano_Alberhill_Valley_HSN | Arizona_Li_Battery_4hr_55 | Reliability_Capacity_In_Model_Year | 1 | Kern_TB_4_offpeak | Southern_PGAE_Li_Battery_4hr_175 | Operational_New_Capacity_MW | -1
Serrano_Alberhill_Valley_HSN | Arizona_Li_Battery_4hr_62 | Reliability_Capacity_In_Model_Year | 1 | Kern_TB_4_offpeak | Southern_PGAE_Li_Battery_4hr_177 | Operational_New_Capacity_MW | -1
Serrano_Alberhill_Valley_HSN | Greater_Imperial_Li_Battery_4hr_63 | Reliability_Capacity_In_Model_Year | 1 | Kern_TB_4_offpeak | Southern_PGAE_Li_Battery_8hr_52 | Operational_New_Capacity_MW | -1
Serrano_Alberhill_Valley_HSN | Arizona_Li_Battery_4hr_77 | Reliability_Capacity_In_Model_Year | 1 | Kern_TB_4_offpeak | Southern_PGAE_Li_Battery_8hr_54 | Operational_New_Capacity_MW | -1
Serrano_Alberhill_Valley_HSN | Arizona_Li_Battery_4hr_90 | Reliability_Capacity_In_Model_Year | 1 | Kern_TB_4_offpeak | Southern_PGAE_Li_Battery_8hr_75 | Operational_New_Capacity_MW | -1
Serrano_Alberhill_Valley_HSN | Greater_Imperial_Li_Battery_4hr_107 | Reliability_Capacity_In_Model_Year | 1 | Kern_TB_4_offpeak | Southern_PGAE_Li_Battery_8hr_79 | Operational_New_Capacity_MW | -1
Serrano_Alberhill_Valley_HSN | Greater_Imperial_Li_Battery_4hr_133 | Reliability_Capacity_In_Model_Year | 1 | Kern_TB_4_offpeak | Southern_PGAE_Li_Battery_8hr_98 | Operational_New_Capacity_MW | -1
Serrano_Alberhill_Valley_HSN | Riverside_Li_Battery_8hr_9 | Reliability_Capacity_In_Model_Year | 1 | Kern_TB_4_offpeak | Southern_PGAE_Li_Battery_8hr_102 | Operational_New_Capacity_MW | -1
Serrano_Alberhill_Valley_HSN | Arizona_Li_Battery_8hr_55 | Reliability_Capacity_In_Model_Year | 1 | Kern_TB_4_offpeak | Southern_PGAE_Li_Battery_8hr_118 | Operational_New_Capacity_MW | -1
Serrano_Alberhill_Valley_HSN | Arizona_Li_Battery_8hr_62 | Reliability_Capacity_In_Model_Year | 1 | Kern_TB_4_offpeak | Southern_PGAE_Li_Battery_8hr_136 | Operational_New_Capacity_MW | -1
Serrano_Alberhill_Valley_HSN | Greater_Imperial_Li_Battery_8hr_63 | Reliability_Capacity_In_Model_Year | 1 | Kern_TB_4_offpeak | Southern_PGAE_Li_Battery_8hr_152 | Operational_New_Capacity_MW | -1
Serrano_Alberhill_Valley_HSN | Arizona_Li_Battery_8hr_77 | Reliability_Capacity_In_Model_Year | 1 | Kern_TB_4_offpeak | Southern_PGAE_Li_Battery_8hr_173 | Operational_New_Capacity_MW | -1
Serrano_Alberhill_Valley_HSN | Arizona_Li_Battery_8hr_90 | Reliability_Capacity_In_Model_Year | 1 | Kern_TB_4_offpeak | Southern_PGAE_Li_Battery_8hr_175 | Operational_New_Capacity_MW | -1
Serrano_Alberhill_Valley_HSN | Greater_Imperial_Li_Battery_8hr_107 | Reliability_Capacity_In_Model_Year | 1 | Kern_TB_4_offpeak | Southern_PGAE_Li_Battery_8hr_177 | Operational_New_Capacity_MW | -1
Serrano_Alberhill_Valley_HSN | Greater_Imperial_Li_Battery_8hr_133 | Reliability_Capacity_In_Model_Year | 1 | Kern_TB_4_offpeak | Southern_PGAE_Solar_52 | Operational_New_Capacity_MW | 0.79
Serrano_Alberhill_Valley_HSN | Riverside_West_Pumped_Storage_9 | Reliability_Capacity_In_Model_Year | 1 | Kern_TB_4_offpeak | Southern_PGAE_Solar_54 | Operational_New_Capacity_MW | 0.79
Serrano_Alberhill_Valley_HSN | Greater_Imperial_Geothermal_63 | Reliability_Capacity_In_Model_Year | 1 | Kern_TB_4_offpeak | Southern_PGAE_Solar_75 | Operational_New_Capacity_MW | 0.79
Serrano_Alberhill_Valley_HSN | Greater_Imperial_Solar_63 | Reliability_Capacity_In_Model_Year | 0.106 | Kern_TB_4_offpeak | Southern_PGAE_Solar_79 | Operational_New_Capacity_MW | 0.79
Serrano_Alberhill_Valley_HSN | Greater_Imperial_Solar_107 | Reliability_Capacity_In_Model_Year | 0.106 | Kern_TB_4_offpeak | Southern_PGAE_Solar_98 | Operational_New_Capacity_MW | 0.79
Serrano_Alberhill_Valley_HSN | Greater_Imperial_Solar_133 | Reliability_Capacity_In_Model_Year | 0.106 | Kern_TB_4_offpeak | Southern_PGAE_Solar_102 | Operational_New_Capacity_MW | 0.79
Serrano_Alberhill_Valley_HSN | Inyokern_North_Kramer_Geothermal_9 | Reliability_Capacity_In_Model_Year | 1 | Kern_TB_4_offpeak | Southern_PGAE_Solar_118 | Operational_New_Capacity_MW | 0.79
Serrano_Alberhill_Valley_HSN | New_Mexico_Wind_55 | Reliability_Capacity_In_Model_Year | 0.67 | Kern_TB_4_offpeak | Southern_PGAE_Solar_136 | Operational_New_Capacity_MW | 0.79
Serrano_Alberhill_Valley_HSN | Riverside_Solar_9 | Reliability_Capacity_In_Model_Year | 0.106 | Kern_TB_4_offpeak | Southern_PGAE_Solar_152 | Operational_New_Capacity_MW | 0.79
Serrano_Alberhill_Valley_HSN | Serrano_Alberhill_Valley_group | Operational_New_Capacity_MW | -1 | Kern_TB_4_offpeak | Southern_PGAE_Solar_173 | Operational_New_Capacity_MW | 0.79
Serrano_Alberhill_Valley_offpeak | Arizona_Solar_55 | Operational_New_Capacity_MW | 0.77 | Kern_TB_4_offpeak | Southern_PGAE_Solar_175 | Operational_New_Capacity_MW | 0.79
Serrano_Alberhill_Valley_offpeak | Arizona_Solar_62 | Operational_New_Capacity_MW | 0.77 | Kern_TB_4_offpeak | Southern_PGAE_Solar_177 | Operational_New_Capacity_MW | 0.79
Serrano_Alberhill_Valley_offpeak | Arizona_Solar_77 | Operational_New_Capacity_MW | 0.77 | Kern_Tevis_Stockdale_Lamont_offpeak | Southern_PGAE_Flow_Battery_79 | Operational_New_Capacity_MW | -1
Serrano_Alberhill_Valley_offpeak | Arizona_Solar_90 | Operational_New_Capacity_MW | 0.77 | Kern_Tevis_Stockdale_Lamont_offpeak | Southern_PGAE_Flow_Battery_102 | Operational_New_Capacity_MW | -1
Serrano_Alberhill_Valley_offpeak | Baja_California_Wind_133 | Operational_New_Capacity_MW | 0.44 | Kern_Tevis_Stockdale_Lamont_offpeak | Southern_PGAE_Flow_Battery_160 | Operational_New_Capacity_MW | -1
Serrano_Alberhill_Valley_offpeak | Riverside_Flow_Battery_9 | Operational_New_Capacity_MW | -1 | Kern_Tevis_Stockdale_Lamont_offpeak | Southern_PGAE_Flow_Battery_173 | Operational_New_Capacity_MW | -1
Serrano_Alberhill_Valley_offpeak | Arizona_Flow_Battery_55 | Operational_New_Capacity_MW | -1 | Kern_Tevis_Stockdale_Lamont_offpeak | Southern_PGAE_Flow_Battery_177 | Operational_New_Capacity_MW | -1
Serrano_Alberhill_Valley_offpeak | Arizona_Flow_Battery_62 | Operational_New_Capacity_MW | -1 | Kern_Tevis_Stockdale_Lamont_offpeak | Southern_PGAE_Li_Battery_4hr_79 | Operational_New_Capacity_MW | -1
Serrano_Alberhill_Valley_offpeak | Greater_Imperial_Flow_Battery_63 | Operational_New_Capacity_MW | -1 | Kern_Tevis_Stockdale_Lamont_offpeak | Southern_PGAE_Li_Battery_4hr_102 | Operational_New_Capacity_MW | -1
Serrano_Alberhill_Valley_offpeak | Arizona_Flow_Battery_77 | Operational_New_Capacity_MW | -1 | Kern_Tevis_Stockdale_Lamont_offpeak | Southern_PGAE_Li_Battery_4hr_160 | Operational_New_Capacity_MW | -1
Serrano_Alberhill_Valley_offpeak | Arizona_Flow_Battery_90 | Operational_New_Capacity_MW | -1 | Kern_Tevis_Stockdale_Lamont_offpeak | Southern_PGAE_Li_Battery_4hr_173 | Operational_New_Capacity_MW | -1
Serrano_Alberhill_Valley_offpeak | Greater_Imperial_Flow_Battery_107 | Operational_New_Capacity_MW | -1 | Kern_Tevis_Stockdale_Lamont_offpeak | Southern_PGAE_Li_Battery_4hr_177 | Operational_New_Capacity_MW | -1
Serrano_Alberhill_Valley_offpeak | Greater_Imperial_Flow_Battery_133 | Operational_New_Capacity_MW | -1 | Kern_Tevis_Stockdale_Lamont_offpeak | Southern_PGAE_Li_Battery_8hr_79 | Operational_New_Capacity_MW | -1
Serrano_Alberhill_Valley_offpeak | Riverside_Li_Battery_4hr_9 | Operational_New_Capacity_MW | -1 | Kern_Tevis_Stockdale_Lamont_offpeak | Southern_PGAE_Li_Battery_8hr_102 | Operational_New_Capacity_MW | -1
Serrano_Alberhill_Valley_offpeak | Arizona_Li_Battery_4hr_55 | Operational_New_Capacity_MW | -1 | Kern_Tevis_Stockdale_Lamont_offpeak | Southern_PGAE_Li_Battery_8hr_160 | Operational_New_Capacity_MW | -1
Serrano_Alberhill_Valley_offpeak | Arizona_Li_Battery_4hr_62 | Operational_New_Capacity_MW | -1 | Kern_Tevis_Stockdale_Lamont_offpeak | Southern_PGAE_Li_Battery_8hr_173 | Operational_New_Capacity_MW | -1
Serrano_Alberhill_Valley_offpeak | Greater_Imperial_Li_Battery_4hr_63 | Operational_New_Capacity_MW | -1 | Kern_Tevis_Stockdale_Lamont_offpeak | Southern_PGAE_Li_Battery_8hr_177 | Operational_New_Capacity_MW | -1
Serrano_Alberhill_Valley_offpeak | Arizona_Li_Battery_4hr_77 | Operational_New_Capacity_MW | -1 | Kern_Tevis_Stockdale_Lamont_offpeak | Southern_PGAE_Solar_79 | Operational_New_Capacity_MW | 0.79
Serrano_Alberhill_Valley_offpeak | Arizona_Li_Battery_4hr_90 | Operational_New_Capacity_MW | -1 | Kern_Tevis_Stockdale_Lamont_offpeak | Southern_PGAE_Solar_102 | Operational_New_Capacity_MW | 0.79
Serrano_Alberhill_Valley_offpeak | Greater_Imperial_Li_Battery_4hr_107 | Operational_New_Capacity_MW | -1 | Kern_Tevis_Stockdale_Lamont_offpeak | Southern_PGAE_Solar_160 | Operational_New_Capacity_MW | 0.79
Serrano_Alberhill_Valley_offpeak | Greater_Imperial_Li_Battery_4hr_133 | Operational_New_Capacity_MW | -1 | Kern_Tevis_Stockdale_Lamont_offpeak | Southern_PGAE_Solar_173 | Operational_New_Capacity_MW | 0.79
Serrano_Alberhill_Valley_offpeak | Riverside_Li_Battery_8hr_9 | Operational_New_Capacity_MW | -1 | Kern_Tevis_Stockdale_Lamont_offpeak | Southern_PGAE_Solar_177 | Operational_New_Capacity_MW | 0.79
Serrano_Alberhill_Valley_offpeak | Arizona_Li_Battery_8hr_55 | Operational_New_Capacity_MW | -1 | Kramer_Victor_offpeak | Greater_Kramer_Flow_Battery_123 | Operational_New_Capacity_MW | -1
Serrano_Alberhill_Valley_offpeak | Arizona_Li_Battery_8hr_62 | Operational_New_Capacity_MW | -1 | Kramer_Victor_offpeak | Greater_Kramer_Flow_Battery_156 | Operational_New_Capacity_MW | -1
Serrano_Alberhill_Valley_offpeak | Greater_Imperial_Li_Battery_8hr_63 | Operational_New_Capacity_MW | -1 | Kramer_Victor_offpeak | Greater_Kramer_Li_Battery_4hr_123 | Operational_New_Capacity_MW | -1
Serrano_Alberhill_Valley_offpeak | Arizona_Li_Battery_8hr_77 | Operational_New_Capacity_MW | -1 | Kramer_Victor_offpeak | Greater_Kramer_Li_Battery_4hr_156 | Operational_New_Capacity_MW | -1
Serrano_Alberhill_Valley_offpeak | Arizona_Li_Battery_8hr_90 | Operational_New_Capacity_MW | -1 | Kramer_Victor_offpeak | Greater_Kramer_Li_Battery_8hr_123 | Operational_New_Capacity_MW | -1
Serrano_Alberhill_Valley_offpeak | Greater_Imperial_Li_Battery_8hr_107 | Operational_New_Capacity_MW | -1 | Kramer_Victor_offpeak | Greater_Kramer_Li_Battery_8hr_156 | Operational_New_Capacity_MW | -1
Serrano_Alberhill_Valley_offpeak | Greater_Imperial_Li_Battery_8hr_133 | Operational_New_Capacity_MW | -1 | Kramer_Victor_offpeak | Greater_Kramer_Solar_123 | Operational_New_Capacity_MW | 0.77
Serrano_Alberhill_Valley_offpeak | Riverside_West_Pumped_Storage_9 | Operational_New_Capacity_MW | -1 | Kramer_Victor_offpeak | Greater_Kramer_Solar_156 | Operational_New_Capacity_MW | 0.77
Serrano_Alberhill_Valley_offpeak | Greater_Imperial_Geothermal_63 | Operational_New_Capacity_MW | 1 | Kramer_Victor_offpeak | Inyokern_North_Kramer_Geothermal_156 | Operational_New_Capacity_MW | 1
Serrano_Alberhill_Valley_offpeak | Greater_Imperial_Solar_63 | Operational_New_Capacity_MW | 0.77 | Lakeville_Ignacio_offpeak | Northern_California_Flow_Battery_132 | Operational_New_Capacity_MW | -1
Serrano_Alberhill_Valley_offpeak | Greater_Imperial_Solar_107 | Operational_New_Capacity_MW | 0.77 | Lakeville_Ignacio_offpeak | Northern_California_Flow_Battery_150 | Operational_New_Capacity_MW | -1
Serrano_Alberhill_Valley_offpeak | Greater_Imperial_Solar_133 | Operational_New_Capacity_MW | 0.77 | Lakeville_Ignacio_offpeak | Northern_California_Flow_Battery_158 | Operational_New_Capacity_MW | -1
Serrano_Alberhill_Valley_offpeak | Inyokern_North_Kramer_Geothermal_9 | Operational_New_Capacity_MW | 1 | Lakeville_Ignacio_offpeak | Northern_California_Li_Battery_4hr_132 | Operational_New_Capacity_MW | -1
Serrano_Alberhill_Valley_offpeak | New_Mexico_Wind_55 | Operational_New_Capacity_MW | 0.67 | Lakeville_Ignacio_offpeak | Northern_California_Li_Battery_4hr_150 | Operational_New_Capacity_MW | -1
Serrano_Alberhill_Valley_offpeak | Riverside_Solar_9 | Operational_New_Capacity_MW | 0.77 | Lakeville_Ignacio_offpeak | Northern_California_Li_Battery_4hr_158 | Operational_New_Capacity_MW | -1
Serrano_Alberhill_Valley_offpeak | Serrano_Alberhill_Valley_group | Operational_New_Capacity_MW | 0 | Lakeville_Ignacio_offpeak | Northern_California_Li_Battery_8hr_132 | Operational_New_Capacity_MW | -1
Serrano_Alberhill_Valley_SSN | Arizona_Solar_55 | Reliability_Capacity_In_Model_Year | 0.427 | Lakeville_Ignacio_offpeak | Northern_California_Li_Battery_8hr_150 | Operational_New_Capacity_MW | -1
Serrano_Alberhill_Valley_SSN | Arizona_Solar_62 | Reliability_Capacity_In_Model_Year | 0.427 | Lakeville_Ignacio_offpeak | Northern_California_Li_Battery_8hr_158 | Operational_New_Capacity_MW | -1
Serrano_Alberhill_Valley_SSN | Arizona_Solar_77 | Reliability_Capacity_In_Model_Year | 0.427 | Lakeville_Ignacio_offpeak | Northern_California_Solar_132 | Operational_New_Capacity_MW | 0.68
Serrano_Alberhill_Valley_SSN | Arizona_Solar_90 | Reliability_Capacity_In_Model_Year | 0.427 | Lakeville_Ignacio_offpeak | Northern_California_Solar_150 | Operational_New_Capacity_MW | 0.68
Serrano_Alberhill_Valley_SSN | Baja_California_Wind_133 | Reliability_Capacity_In_Model_Year | 0.112 | Lakeville_Ignacio_offpeak | Northern_California_Solar_158 | Operational_New_Capacity_MW | 0.68
Serrano_Alberhill_Valley_SSN | Riverside_Flow_Battery_9 | Reliability_Capacity_In_Model_Year | 0.5 | Los_Banos_500_230_offpeak | Southern_PGAE_Flow_Battery_8 | Operational_New_Capacity_MW | -1
Serrano_Alberhill_Valley_SSN | Arizona_Flow_Battery_55 | Reliability_Capacity_In_Model_Year | 0.5 | Los_Banos_500_230_offpeak | Southern_PGAE_Flow_Battery_34 | Operational_New_Capacity_MW | -1
Serrano_Alberhill_Valley_SSN | Arizona_Flow_Battery_62 | Reliability_Capacity_In_Model_Year | 0.5 | Los_Banos_500_230_offpeak | Southern_PGAE_Flow_Battery_49 | Operational_New_Capacity_MW | -1
Serrano_Alberhill_Valley_SSN | Greater_Imperial_Flow_Battery_63 | Reliability_Capacity_In_Model_Year | 0.5 | Los_Banos_500_230_offpeak | Southern_PGAE_Flow_Battery_69 | Operational_New_Capacity_MW | -1
Serrano_Alberhill_Valley_SSN | Arizona_Flow_Battery_77 | Reliability_Capacity_In_Model_Year | 0.5 | Los_Banos_500_230_offpeak | Southern_PGAE_Flow_Battery_72 | Operational_New_Capacity_MW | -1
Serrano_Alberhill_Valley_SSN | Arizona_Flow_Battery_90 | Reliability_Capacity_In_Model_Year | 0.5 | Los_Banos_500_230_offpeak | Southern_PGAE_Flow_Battery_93 | Operational_New_Capacity_MW | -1
Serrano_Alberhill_Valley_SSN | Greater_Imperial_Flow_Battery_107 | Reliability_Capacity_In_Model_Year | 0.5 | Los_Banos_500_230_offpeak | Southern_PGAE_Flow_Battery_99 | Operational_New_Capacity_MW | -1
Serrano_Alberhill_Valley_SSN | Greater_Imperial_Flow_Battery_133 | Reliability_Capacity_In_Model_Year | 0.5 | Los_Banos_500_230_offpeak | Southern_PGAE_Flow_Battery_109 | Operational_New_Capacity_MW | -1
Serrano_Alberhill_Valley_SSN | Riverside_Li_Battery_4hr_9 | Reliability_Capacity_In_Model_Year | 0.5 | Los_Banos_500_230_offpeak | Northern_California_Flow_Battery_114 | Operational_New_Capacity_MW | -1
Serrano_Alberhill_Valley_SSN | Arizona_Li_Battery_4hr_55 | Reliability_Capacity_In_Model_Year | 0.5 | Los_Banos_500_230_offpeak | Southern_PGAE_Flow_Battery_117 | Operational_New_Capacity_MW | -1
Serrano_Alberhill_Valley_SSN | Arizona_Li_Battery_4hr_62 | Reliability_Capacity_In_Model_Year | 0.5 | Los_Banos_500_230_offpeak | Southern_PGAE_Flow_Battery_124 | Operational_New_Capacity_MW | -1
Serrano_Alberhill_Valley_SSN | Greater_Imperial_Li_Battery_4hr_63 | Reliability_Capacity_In_Model_Year | 0.5 | Los_Banos_500_230_offpeak | Northern_California_Flow_Battery_138 | Operational_New_Capacity_MW | -1
Serrano_Alberhill_Valley_SSN | Arizona_Li_Battery_4hr_77 | Reliability_Capacity_In_Model_Year | 0.5 | Los_Banos_500_230_offpeak | Southern_PGAE_Flow_Battery_139 | Operational_New_Capacity_MW | -1
Serrano_Alberhill_Valley_SSN | Arizona_Li_Battery_4hr_90 | Reliability_Capacity_In_Model_Year | 0.5 | Los_Banos_500_230_offpeak | Southern_PGAE_Flow_Battery_140 | Operational_New_Capacity_MW | -1
Serrano_Alberhill_Valley_SSN | Greater_Imperial_Li_Battery_4hr_107 | Reliability_Capacity_In_Model_Year | 0.5 | Los_Banos_500_230_offpeak | Southern_PGAE_Flow_Battery_151 | Operational_New_Capacity_MW | -1
Serrano_Alberhill_Valley_SSN | Greater_Imperial_Li_Battery_4hr_133 | Reliability_Capacity_In_Model_Year | 0.5 | Los_Banos_500_230_offpeak | Southern_PGAE_Flow_Battery_154 | Operational_New_Capacity_MW | -1
Serrano_Alberhill_Valley_SSN | Riverside_Li_Battery_8hr_9 | Reliability_Capacity_In_Model_Year | 0.5 | Los_Banos_500_230_offpeak | Southern_PGAE_Flow_Battery_161 | Operational_New_Capacity_MW | -1
Serrano_Alberhill_Valley_SSN | Arizona_Li_Battery_8hr_55 | Reliability_Capacity_In_Model_Year | 0.5 | Los_Banos_500_230_offpeak | Southern_PGAE_Flow_Battery_162 | Operational_New_Capacity_MW | -1
Serrano_Alberhill_Valley_SSN | Arizona_Li_Battery_8hr_62 | Reliability_Capacity_In_Model_Year | 0.5 | Los_Banos_500_230_offpeak | Southern_PGAE_Flow_Battery_163 | Operational_New_Capacity_MW | -1
Serrano_Alberhill_Valley_SSN | Greater_Imperial_Li_Battery_8hr_63 | Reliability_Capacity_In_Model_Year | 0.5 | Los_Banos_500_230_offpeak | Southern_PGAE_Flow_Battery_164 | Operational_New_Capacity_MW | -1
Serrano_Alberhill_Valley_SSN | Arizona_Li_Battery_8hr_77 | Reliability_Capacity_In_Model_Year | 0.5 | Los_Banos_500_230_offpeak | Southern_PGAE_Flow_Battery_165 | Operational_New_Capacity_MW | -1
Serrano_Alberhill_Valley_SSN | Arizona_Li_Battery_8hr_90 | Reliability_Capacity_In_Model_Year | 0.5 | Los_Banos_500_230_offpeak | Northern_California_Flow_Battery_166 | Operational_New_Capacity_MW | -1
Serrano_Alberhill_Valley_SSN | Greater_Imperial_Li_Battery_8hr_107 | Reliability_Capacity_In_Model_Year | 0.5 | Los_Banos_500_230_offpeak | Southern_PGAE_Flow_Battery_168 | Operational_New_Capacity_MW | -1
Serrano_Alberhill_Valley_SSN | Greater_Imperial_Li_Battery_8hr_133 | Reliability_Capacity_In_Model_Year | 0.5 | Los_Banos_500_230_offpeak | Southern_PGAE_Flow_Battery_169 | Operational_New_Capacity_MW | -1
Serrano_Alberhill_Valley_SSN | Riverside_West_Pumped_Storage_9 | Reliability_Capacity_In_Model_Year | 0.5 | Los_Banos_500_230_offpeak | Southern_PGAE_Flow_Battery_170 | Operational_New_Capacity_MW | -1
Serrano_Alberhill_Valley_SSN | Greater_Imperial_Geothermal_63 | Reliability_Capacity_In_Model_Year | 1 | Los_Banos_500_230_offpeak | Southern_PGAE_Flow_Battery_174 | Operational_New_Capacity_MW | -1
Serrano_Alberhill_Valley_SSN | Greater_Imperial_Solar_63 | Reliability_Capacity_In_Model_Year | 0.427 | Los_Banos_500_230_offpeak | Southern_PGAE_Flow_Battery_176 | Operational_New_Capacity_MW | -1
Serrano_Alberhill_Valley_SSN | Greater_Imperial_Solar_107 | Reliability_Capacity_In_Model_Year | 0.427 | Los_Banos_500_230_offpeak | Southern_PGAE_Li_Battery_4hr_8 | Operational_New_Capacity_MW | -1
Serrano_Alberhill_Valley_SSN | Greater_Imperial_Solar_133 | Reliability_Capacity_In_Model_Year | 0.427 | Los_Banos_500_230_offpeak | Southern_PGAE_Li_Battery_4hr_34 | Operational_New_Capacity_MW | -1
Serrano_Alberhill_Valley_SSN | Inyokern_North_Kramer_Geothermal_9 | Reliability_Capacity_In_Model_Year | 1 | Los_Banos_500_230_offpeak | Southern_PGAE_Li_Battery_4hr_49 | Operational_New_Capacity_MW | -1
Serrano_Alberhill_Valley_SSN | New_Mexico_Wind_55 | Reliability_Capacity_In_Model_Year | 0.35 | Los_Banos_500_230_offpeak | Southern_PGAE_Li_Battery_4hr_69 | Operational_New_Capacity_MW | -1
Serrano_Alberhill_Valley_SSN | Riverside_Solar_9 | Reliability_Capacity_In_Model_Year | 0.427 | Los_Banos_500_230_offpeak | Southern_PGAE_Li_Battery_4hr_72 | Operational_New_Capacity_MW | -1
Serrano_Alberhill_Valley_SSN | Serrano_Alberhill_Valley_group | Operational_New_Capacity_MW | -1 | Los_Banos_500_230_offpeak | Southern_PGAE_Li_Battery_4hr_93 | Operational_New_Capacity_MW | -1
Silvergate_Bay_Blvd_HSN | Baja_California_Wind_133 | Reliability_Capacity_In_Model_Year | 0.337 | Los_Banos_500_230_offpeak | Southern_PGAE_Li_Battery_4hr_99 | Operational_New_Capacity_MW | -1
Silvergate_Bay_Blvd_HSN | Greater_Imperial_Flow_Battery_107 | Reliability_Capacity_In_Model_Year | 1 | Los_Banos_500_230_offpeak | Southern_PGAE_Li_Battery_4hr_109 | Operational_New_Capacity_MW | -1
Silvergate_Bay_Blvd_HSN | Greater_Imperial_Flow_Battery_108 | Reliability_Capacity_In_Model_Year | 1 | Los_Banos_500_230_offpeak | Northern_California_Li_Battery_4hr_114 | Operational_New_Capacity_MW | -1
Silvergate_Bay_Blvd_HSN | Greater_Imperial_Flow_Battery_133 | Reliability_Capacity_In_Model_Year | 1 | Los_Banos_500_230_offpeak | Southern_PGAE_Li_Battery_4hr_117 | Operational_New_Capacity_MW | -1
Silvergate_Bay_Blvd_HSN | Greater_Imperial_Li_Battery_4hr_107 | Reliability_Capacity_In_Model_Year | 1 | Los_Banos_500_230_offpeak | Southern_PGAE_Li_Battery_4hr_124 | Operational_New_Capacity_MW | -1
Silvergate_Bay_Blvd_HSN | Greater_Imperial_Li_Battery_4hr_108 | Reliability_Capacity_In_Model_Year | 1 | Los_Banos_500_230_offpeak | Northern_California_Li_Battery_4hr_138 | Operational_New_Capacity_MW | -1
Silvergate_Bay_Blvd_HSN | Greater_Imperial_Li_Battery_4hr_133 | Reliability_Capacity_In_Model_Year | 1 | Los_Banos_500_230_offpeak | Southern_PGAE_Li_Battery_4hr_139 | Operational_New_Capacity_MW | -1
Silvergate_Bay_Blvd_HSN | Greater_Imperial_Li_Battery_8hr_107 | Reliability_Capacity_In_Model_Year | 1 | Los_Banos_500_230_offpeak | Southern_PGAE_Li_Battery_4hr_140 | Operational_New_Capacity_MW | -1
Silvergate_Bay_Blvd_HSN | Greater_Imperial_Li_Battery_8hr_108 | Reliability_Capacity_In_Model_Year | 1 | Los_Banos_500_230_offpeak | Southern_PGAE_Li_Battery_4hr_151 | Operational_New_Capacity_MW | -1
Silvergate_Bay_Blvd_HSN | Greater_Imperial_Li_Battery_8hr_133 | Reliability_Capacity_In_Model_Year | 1 | Los_Banos_500_230_offpeak | Southern_PGAE_Li_Battery_4hr_154 | Operational_New_Capacity_MW | -1
Silvergate_Bay_Blvd_HSN | Greater_Imperial_Solar_107 | Reliability_Capacity_In_Model_Year | 0.106 | Los_Banos_500_230_offpeak | Southern_PGAE_Li_Battery_4hr_161 | Operational_New_Capacity_MW | -1
Silvergate_Bay_Blvd_HSN | Greater_Imperial_Solar_108 | Reliability_Capacity_In_Model_Year | 0.106 | Los_Banos_500_230_offpeak | Southern_PGAE_Li_Battery_4hr_162 | Operational_New_Capacity_MW | -1
Silvergate_Bay_Blvd_HSN | Greater_Imperial_Solar_133 | Reliability_Capacity_In_Model_Year | 0.106 | Los_Banos_500_230_offpeak | Southern_PGAE_Li_Battery_4hr_163 | Operational_New_Capacity_MW | -1
Silvergate_Bay_Blvd_HSN | Greater_Imperial_Wind_108 | Reliability_Capacity_In_Model_Year | 0.557 | Los_Banos_500_230_offpeak | Southern_PGAE_Li_Battery_4hr_164 | Operational_New_Capacity_MW | -1
Silvergate_Bay_Blvd_HSN | Silvergate_Bay_Blvd_group | Operational_New_Capacity_MW | -1 | Los_Banos_500_230_offpeak | Southern_PGAE_Li_Battery_4hr_165 | Operational_New_Capacity_MW | -1
Silvergate_Bay_Blvd_offpeak | Baja_California_Wind_133 | Operational_New_Capacity_MW | 0.44 | Los_Banos_500_230_offpeak | Northern_California_Li_Battery_4hr_166 | Operational_New_Capacity_MW | -1
Silvergate_Bay_Blvd_offpeak | Greater_Imperial_Flow_Battery_107 | Operational_New_Capacity_MW | -1 | Los_Banos_500_230_offpeak | Southern_PGAE_Li_Battery_4hr_168 | Operational_New_Capacity_MW | -1
Silvergate_Bay_Blvd_offpeak | Greater_Imperial_Flow_Battery_108 | Operational_New_Capacity_MW | -1 | Los_Banos_500_230_offpeak | Southern_PGAE_Li_Battery_4hr_169 | Operational_New_Capacity_MW | -1
Silvergate_Bay_Blvd_offpeak | Greater_Imperial_Flow_Battery_133 | Operational_New_Capacity_MW | -1 | Los_Banos_500_230_offpeak | Southern_PGAE_Li_Battery_4hr_170 | Operational_New_Capacity_MW | -1
Silvergate_Bay_Blvd_offpeak | Greater_Imperial_Li_Battery_4hr_107 | Operational_New_Capacity_MW | -1 | Los_Banos_500_230_offpeak | Southern_PGAE_Li_Battery_4hr_174 | Operational_New_Capacity_MW | -1
Silvergate_Bay_Blvd_offpeak | Greater_Imperial_Li_Battery_4hr_108 | Operational_New_Capacity_MW | -1 | Los_Banos_500_230_offpeak | Southern_PGAE_Li_Battery_4hr_176 | Operational_New_Capacity_MW | -1
Silvergate_Bay_Blvd_offpeak | Greater_Imperial_Li_Battery_4hr_133 | Operational_New_Capacity_MW | -1 | Los_Banos_500_230_offpeak | Southern_PGAE_Li_Battery_8hr_8 | Operational_New_Capacity_MW | -1
Silvergate_Bay_Blvd_offpeak | Greater_Imperial_Li_Battery_8hr_107 | Operational_New_Capacity_MW | -1 | Los_Banos_500_230_offpeak | Southern_PGAE_Li_Battery_8hr_34 | Operational_New_Capacity_MW | -1
Silvergate_Bay_Blvd_offpeak | Greater_Imperial_Li_Battery_8hr_108 | Operational_New_Capacity_MW | -1 | Los_Banos_500_230_offpeak | Southern_PGAE_Li_Battery_8hr_49 | Operational_New_Capacity_MW | -1
Silvergate_Bay_Blvd_offpeak | Greater_Imperial_Li_Battery_8hr_133 | Operational_New_Capacity_MW | -1 | Los_Banos_500_230_offpeak | Southern_PGAE_Li_Battery_8hr_69 | Operational_New_Capacity_MW | -1
Silvergate_Bay_Blvd_offpeak | Greater_Imperial_Solar_107 | Operational_New_Capacity_MW | 0.77 | Los_Banos_500_230_offpeak | Southern_PGAE_Li_Battery_8hr_72 | Operational_New_Capacity_MW | -1
Silvergate_Bay_Blvd_offpeak | Greater_Imperial_Solar_108 | Operational_New_Capacity_MW | 0.77 | Los_Banos_500_230_offpeak | Southern_PGAE_Li_Battery_8hr_93 | Operational_New_Capacity_MW | -1
Silvergate_Bay_Blvd_offpeak | Greater_Imperial_Solar_133 | Operational_New_Capacity_MW | 0.77 | Los_Banos_500_230_offpeak | Southern_PGAE_Li_Battery_8hr_99 | Operational_New_Capacity_MW | -1
Silvergate_Bay_Blvd_offpeak | Greater_Imperial_Wind_108 | Operational_New_Capacity_MW | 0.44 | Los_Banos_500_230_offpeak | Southern_PGAE_Li_Battery_8hr_109 | Operational_New_Capacity_MW | -1
Silvergate_Bay_Blvd_offpeak | Silvergate_Bay_Blvd_group | Operational_New_Capacity_MW | -1 | Los_Banos_500_230_offpeak | Northern_California_Li_Battery_8hr_114 | Operational_New_Capacity_MW | -1
Silvergate_Bay_Blvd_SSN | Baja_California_Wind_133 | Reliability_Capacity_In_Model_Year | 0.112 | Los_Banos_500_230_offpeak | Southern_PGAE_Li_Battery_8hr_117 | Operational_New_Capacity_MW | -1
Silvergate_Bay_Blvd_SSN | Greater_Imperial_Flow_Battery_107 | Reliability_Capacity_In_Model_Year | 0.5 | Los_Banos_500_230_offpeak | Southern_PGAE_Li_Battery_8hr_124 | Operational_New_Capacity_MW | -1
Silvergate_Bay_Blvd_SSN | Greater_Imperial_Flow_Battery_108 | Reliability_Capacity_In_Model_Year | 0.5 | Los_Banos_500_230_offpeak | Northern_California_Li_Battery_8hr_138 | Operational_New_Capacity_MW | -1
Silvergate_Bay_Blvd_SSN | Greater_Imperial_Flow_Battery_133 | Reliability_Capacity_In_Model_Year | 0.5 | Los_Banos_500_230_offpeak | Southern_PGAE_Li_Battery_8hr_139 | Operational_New_Capacity_MW | -1
Silvergate_Bay_Blvd_SSN | Greater_Imperial_Li_Battery_4hr_107 | Reliability_Capacity_In_Model_Year | 0.5 | Los_Banos_500_230_offpeak | Southern_PGAE_Li_Battery_8hr_140 | Operational_New_Capacity_MW | -1
Silvergate_Bay_Blvd_SSN | Greater_Imperial_Li_Battery_4hr_108 | Reliability_Capacity_In_Model_Year | 0.5 | Los_Banos_500_230_offpeak | Southern_PGAE_Li_Battery_8hr_151 | Operational_New_Capacity_MW | -1
Silvergate_Bay_Blvd_SSN | Greater_Imperial_Li_Battery_4hr_133 | Reliability_Capacity_In_Model_Year | 0.5 | Los_Banos_500_230_offpeak | Southern_PGAE_Li_Battery_8hr_154 | Operational_New_Capacity_MW | -1
Silvergate_Bay_Blvd_SSN | Greater_Imperial_Li_Battery_8hr_107 | Reliability_Capacity_In_Model_Year | 0.5 | Los_Banos_500_230_offpeak | Southern_PGAE_Li_Battery_8hr_161 | Operational_New_Capacity_MW | -1
Silvergate_Bay_Blvd_SSN | Greater_Imperial_Li_Battery_8hr_108 | Reliability_Capacity_In_Model_Year | 0.5 | Los_Banos_500_230_offpeak | Southern_PGAE_Li_Battery_8hr_162 | Operational_New_Capacity_MW | -1
Silvergate_Bay_Blvd_SSN | Greater_Imperial_Li_Battery_8hr_133 | Reliability_Capacity_In_Model_Year | 0.5 | Los_Banos_500_230_offpeak | Southern_PGAE_Li_Battery_8hr_163 | Operational_New_Capacity_MW | -1
Silvergate_Bay_Blvd_SSN | Greater_Imperial_Solar_107 | Reliability_Capacity_In_Model_Year | 0.427 | Los_Banos_500_230_offpeak | Southern_PGAE_Li_Battery_8hr_164 | Operational_New_Capacity_MW | -1
Silvergate_Bay_Blvd_SSN | Greater_Imperial_Solar_108 | Reliability_Capacity_In_Model_Year | 0.427 | Los_Banos_500_230_offpeak | Southern_PGAE_Li_Battery_8hr_165 | Operational_New_Capacity_MW | -1
Silvergate_Bay_Blvd_SSN | Greater_Imperial_Solar_133 | Reliability_Capacity_In_Model_Year | 0.427 | Los_Banos_500_230_offpeak | Northern_California_Li_Battery_8hr_166 | Operational_New_Capacity_MW | -1
Silvergate_Bay_Blvd_SSN | Greater_Imperial_Wind_108 | Reliability_Capacity_In_Model_Year | 0.208 | Los_Banos_500_230_offpeak | Southern_PGAE_Li_Battery_8hr_168 | Operational_New_Capacity_MW | -1
Silvergate_Bay_Blvd_SSN | Silvergate_Bay_Blvd_group | Operational_New_Capacity_MW | -1 | Los_Banos_500_230_offpeak | Southern_PGAE_Li_Battery_8hr_169 | Operational_New_Capacity_MW | -1
Silvergate_Old_Town_HSN | Baja_California_Wind_133 | Reliability_Capacity_In_Model_Year | 0.337 | Los_Banos_500_230_offpeak | Southern_PGAE_Li_Battery_8hr_170 | Operational_New_Capacity_MW | -1
Silvergate_Old_Town_HSN | Greater_Imperial_Flow_Battery_108 | Reliability_Capacity_In_Model_Year | 1 | Los_Banos_500_230_offpeak | Southern_PGAE_Li_Battery_8hr_174 | Operational_New_Capacity_MW | -1
Silvergate_Old_Town_HSN | Greater_Imperial_Flow_Battery_133 | Reliability_Capacity_In_Model_Year | 1 | Los_Banos_500_230_offpeak | Southern_PGAE_Li_Battery_8hr_176 | Operational_New_Capacity_MW | -1
Silvergate_Old_Town_HSN | Greater_Imperial_Li_Battery_4hr_108 | Reliability_Capacity_In_Model_Year | 1 | Los_Banos_500_230_offpeak | Central_Valley_North_Los_Banos_Wind_154 | Operational_New_Capacity_MW | 0.44
Silvergate_Old_Town_HSN | Greater_Imperial_Li_Battery_4hr_133 | Reliability_Capacity_In_Model_Year | 1 | Los_Banos_500_230_offpeak | Central_Valley_North_Los_Banos_Wind_162 | Operational_New_Capacity_MW | 0.44
Silvergate_Old_Town_HSN | Greater_Imperial_Li_Battery_8hr_108 | Reliability_Capacity_In_Model_Year | 1 | Los_Banos_500_230_offpeak | Northern_California_Solar_114 | Operational_New_Capacity_MW | 0.79
Silvergate_Old_Town_HSN | Greater_Imperial_Li_Battery_8hr_133 | Reliability_Capacity_In_Model_Year | 1 | Los_Banos_500_230_offpeak | Northern_California_Solar_138 | Operational_New_Capacity_MW | 0.79
Silvergate_Old_Town_HSN | Greater_Imperial_Solar_108 | Reliability_Capacity_In_Model_Year | 0.106 | Los_Banos_500_230_offpeak | Northern_California_Solar_166 | Operational_New_Capacity_MW | 0.79
Silvergate_Old_Town_HSN | Greater_Imperial_Solar_133 | Reliability_Capacity_In_Model_Year | 0.106 | Los_Banos_500_230_offpeak | Southern_PGAE_Solar_8 | Operational_New_Capacity_MW | 0.79
Silvergate_Old_Town_HSN | Greater_Imperial_Wind_108 | Reliability_Capacity_In_Model_Year | 0.557 | Los_Banos_500_230_offpeak | Southern_PGAE_Solar_34 | Operational_New_Capacity_MW | 0.79
Silvergate_Old_Town_HSN | Silvergate_Old_Town_group | Operational_New_Capacity_MW | -1 | Los_Banos_500_230_offpeak | Southern_PGAE_Solar_49 | Operational_New_Capacity_MW | 0.79
Silvergate_Old_Town_offpeak | Baja_California_Wind_133 | Operational_New_Capacity_MW | 0.44 | Los_Banos_500_230_offpeak | Southern_PGAE_Solar_69 | Operational_New_Capacity_MW | 0.79
Silvergate_Old_Town_offpeak | Greater_Imperial_Flow_Battery_108 | Operational_New_Capacity_MW | -1 | Los_Banos_500_230_offpeak | Southern_PGAE_Solar_72 | Operational_New_Capacity_MW | 0.79
Silvergate_Old_Town_offpeak | Greater_Imperial_Flow_Battery_133 | Operational_New_Capacity_MW | -1 | Los_Banos_500_230_offpeak | Southern_PGAE_Solar_93 | Operational_New_Capacity_MW | 0.79
Silvergate_Old_Town_offpeak | Greater_Imperial_Li_Battery_4hr_108 | Operational_New_Capacity_MW | -1 | Los_Banos_500_230_offpeak | Southern_PGAE_Solar_99 | Operational_New_Capacity_MW | 0.79
Silvergate_Old_Town_offpeak | Greater_Imperial_Li_Battery_4hr_133 | Operational_New_Capacity_MW | -1 | Los_Banos_500_230_offpeak | Southern_PGAE_Solar_109 | Operational_New_Capacity_MW | 0.79
Silvergate_Old_Town_offpeak | Greater_Imperial_Li_Battery_8hr_108 | Operational_New_Capacity_MW | -1 | Los_Banos_500_230_offpeak | Southern_PGAE_Solar_117 | Operational_New_Capacity_MW | 0.79
Silvergate_Old_Town_offpeak | Greater_Imperial_Li_Battery_8hr_133 | Operational_New_Capacity_MW | -1 | Los_Banos_500_230_offpeak | Southern_PGAE_Solar_124 | Operational_New_Capacity_MW | 0.79
Silvergate_Old_Town_offpeak | Greater_Imperial_Solar_108 | Operational_New_Capacity_MW | 0.77 | Los_Banos_500_230_offpeak | Southern_PGAE_Solar_139 | Operational_New_Capacity_MW | 0.79
Silvergate_Old_Town_offpeak | Greater_Imperial_Solar_133 | Operational_New_Capacity_MW | 0.77 | Los_Banos_500_230_offpeak | Southern_PGAE_Solar_140 | Operational_New_Capacity_MW | 0.79
Silvergate_Old_Town_offpeak | Greater_Imperial_Wind_108 | Operational_New_Capacity_MW | 0.44 | Los_Banos_500_230_offpeak | Southern_PGAE_Solar_151 | Operational_New_Capacity_MW | 0.79
Silvergate_Old_Town_offpeak | Silvergate_Old_Town_group | Operational_New_Capacity_MW | -1 | Los_Banos_500_230_offpeak | Southern_PGAE_Solar_154 | Operational_New_Capacity_MW | 0.79
Silvergate_Old_Town_SSN | Baja_California_Wind_133 | Reliability_Capacity_In_Model_Year | 0.112 | Los_Banos_500_230_offpeak | Southern_PGAE_Solar_161 | Operational_New_Capacity_MW | 0.79
Silvergate_Old_Town_SSN | Greater_Imperial_Flow_Battery_108 | Reliability_Capacity_In_Model_Year | 0.5 | Los_Banos_500_230_offpeak | Southern_PGAE_Solar_162 | Operational_New_Capacity_MW | 0.79
Silvergate_Old_Town_SSN | Greater_Imperial_Flow_Battery_133 | Reliability_Capacity_In_Model_Year | 0.5 | Los_Banos_500_230_offpeak | Southern_PGAE_Solar_163 | Operational_New_Capacity_MW | 0.79
Silvergate_Old_Town_SSN | Greater_Imperial_Li_Battery_4hr_108 | Reliability_Capacity_In_Model_Year | 0.5 | Los_Banos_500_230_offpeak | Southern_PGAE_Solar_164 | Operational_New_Capacity_MW | 0.79
Silvergate_Old_Town_SSN | Greater_Imperial_Li_Battery_4hr_133 | Reliability_Capacity_In_Model_Year | 0.5 | Los_Banos_500_230_offpeak | Southern_PGAE_Solar_165 | Operational_New_Capacity_MW | 0.79
Silvergate_Old_Town_SSN | Greater_Imperial_Li_Battery_8hr_108 | Reliability_Capacity_In_Model_Year | 0.5 | Los_Banos_500_230_offpeak | Southern_PGAE_Solar_168 | Operational_New_Capacity_MW | 0.79
Silvergate_Old_Town_SSN | Greater_Imperial_Li_Battery_8hr_133 | Reliability_Capacity_In_Model_Year | 0.5 | Los_Banos_500_230_offpeak | Southern_PGAE_Solar_169 | Operational_New_Capacity_MW | 0.79
Silvergate_Old_Town_SSN | Greater_Imperial_Solar_108 | Reliability_Capacity_In_Model_Year | 0.427 | Los_Banos_500_230_offpeak | Southern_PGAE_Solar_170 | Operational_New_Capacity_MW | 0.79
Silvergate_Old_Town_SSN | Greater_Imperial_Solar_133 | Reliability_Capacity_In_Model_Year | 0.427 | Los_Banos_500_230_offpeak | Southern_PGAE_Solar_174 | Operational_New_Capacity_MW | 0.79
Silvergate_Old_Town_SSN | Greater_Imperial_Wind_108 | Reliability_Capacity_In_Model_Year | 0.208 | Los_Banos_500_230_offpeak | Southern_PGAE_Solar_176 | Operational_New_Capacity_MW | 0.79
Silvergate_Old_Town_SSN | Silvergate_Old_Town_group | Operational_New_Capacity_MW | -1 | Lugo_Victorville_offpeak | Arizona_Solar_55 | Operational_New_Capacity_MW | 0.77
Smyrna _Q1984_HSN | Southern_PGAE_Flow_Battery_118 | Reliability_Capacity_In_Model_Year | 1 | Lugo_Victorville_offpeak | Arizona_Solar_90 | Operational_New_Capacity_MW | 0.77
Smyrna _Q1984_HSN | Southern_PGAE_Flow_Battery_175 | Reliability_Capacity_In_Model_Year | 1 | Lugo_Victorville_offpeak | Baja_California_Wind_133 | Operational_New_Capacity_MW | 0.44
Smyrna _Q1984_HSN | Southern_PGAE_Li_Battery_4hr_118 | Reliability_Capacity_In_Model_Year | 1 | Lugo_Victorville_offpeak | Southern_NV_Eldorado_Flow_Battery_2 | Operational_New_Capacity_MW | -1
Smyrna _Q1984_HSN | Southern_PGAE_Li_Battery_4hr_175 | Reliability_Capacity_In_Model_Year | 1 | Lugo_Victorville_offpeak | Southern_NV_Eldorado_Flow_Battery_15 | Operational_New_Capacity_MW | -1
Smyrna _Q1984_HSN | Southern_PGAE_Li_Battery_8hr_118 | Reliability_Capacity_In_Model_Year | 1 | Lugo_Victorville_offpeak | Southern_NV_Eldorado_Flow_Battery_16 | Operational_New_Capacity_MW | -1
Smyrna _Q1984_HSN | Southern_PGAE_Li_Battery_8hr_175 | Reliability_Capacity_In_Model_Year | 1 | Lugo_Victorville_offpeak | Southern_NV_Eldorado_Flow_Battery_19 | Operational_New_Capacity_MW | -1
Smyrna _Q1984_HSN | Southern_PGAE_Solar_118 | Reliability_Capacity_In_Model_Year | 0.1 | Lugo_Victorville_offpeak | Tehachapi_Flow_Battery_28 | Operational_New_Capacity_MW | -1
Smyrna _Q1984_HSN | Southern_PGAE_Solar_175 | Reliability_Capacity_In_Model_Year | 0.1 | Lugo_Victorville_offpeak | Southern_NV_Eldorado_Flow_Battery_40 | Operational_New_Capacity_MW | -1
Smyrna _Q1984_HSN | Smyrna _Q1984_group | Operational_New_Capacity_MW | -1 | Lugo_Victorville_offpeak | Southern_NV_Eldorado_Flow_Battery_42 | Operational_New_Capacity_MW | -1
Smyrna _Q1984_offpeak | Southern_PGAE_Flow_Battery_118 | Operational_New_Capacity_MW | -1 | Lugo_Victorville_offpeak | Arizona_Flow_Battery_55 | Operational_New_Capacity_MW | -1
Smyrna _Q1984_offpeak | Southern_PGAE_Flow_Battery_175 | Operational_New_Capacity_MW | -1 | Lugo_Victorville_offpeak | Greater_LA_Flow_Battery_58 | Operational_New_Capacity_MW | -1
Smyrna _Q1984_offpeak | Southern_PGAE_Li_Battery_4hr_118 | Operational_New_Capacity_MW | -1 | Lugo_Victorville_offpeak | Tehachapi_Flow_Battery_78 | Operational_New_Capacity_MW | -1
Smyrna _Q1984_offpeak | Southern_PGAE_Li_Battery_4hr_175 | Operational_New_Capacity_MW | -1 | Lugo_Victorville_offpeak | Arizona_Flow_Battery_90 | Operational_New_Capacity_MW | -1
Smyrna _Q1984_offpeak | Southern_PGAE_Li_Battery_8hr_118 | Operational_New_Capacity_MW | -1 | Lugo_Victorville_offpeak | Tehachapi_Flow_Battery_101 | Operational_New_Capacity_MW | -1
Smyrna _Q1984_offpeak | Southern_PGAE_Li_Battery_8hr_175 | Operational_New_Capacity_MW | -1 | Lugo_Victorville_offpeak | Greater_Imperial_Flow_Battery_107 | Operational_New_Capacity_MW | -1
Smyrna _Q1984_offpeak | Southern_PGAE_Solar_118 | Operational_New_Capacity_MW | 0.79 | Lugo_Victorville_offpeak | Greater_Imperial_Flow_Battery_133 | Operational_New_Capacity_MW | -1
Smyrna _Q1984_offpeak | Southern_PGAE_Solar_175 | Operational_New_Capacity_MW | 0.79 | Lugo_Victorville_offpeak | Southern_NV_Eldorado_Li_Battery_4hr_2 | Operational_New_Capacity_MW | -1
Smyrna _Q1984_offpeak | Smyrna _Q1984_group | Operational_New_Capacity_MW | -0.91994 | Lugo_Victorville_offpeak | Southern_NV_Eldorado_Li_Battery_4hr_15 | Operational_New_Capacity_MW | -1
Smyrna _Q1984_SSN | Southern_PGAE_Flow_Battery_118 | Reliability_Capacity_In_Model_Year | 0.5 | Lugo_Victorville_offpeak | Southern_NV_Eldorado_Li_Battery_4hr_16 | Operational_New_Capacity_MW | -1
Smyrna _Q1984_SSN | Southern_PGAE_Flow_Battery_175 | Reliability_Capacity_In_Model_Year | 0.5 | Lugo_Victorville_offpeak | Southern_NV_Eldorado_Li_Battery_4hr_19 | Operational_New_Capacity_MW | -1
Smyrna _Q1984_SSN | Southern_PGAE_Li_Battery_4hr_118 | Reliability_Capacity_In_Model_Year | 0.5 | Lugo_Victorville_offpeak | Tehachapi_Li_Battery_4hr_28 | Operational_New_Capacity_MW | -1
Smyrna _Q1984_SSN | Southern_PGAE_Li_Battery_4hr_175 | Reliability_Capacity_In_Model_Year | 0.5 | Lugo_Victorville_offpeak | Southern_NV_Eldorado_Li_Battery_4hr_40 | Operational_New_Capacity_MW | -1
Smyrna _Q1984_SSN | Southern_PGAE_Li_Battery_8hr_118 | Reliability_Capacity_In_Model_Year | 0.5 | Lugo_Victorville_offpeak | Southern_NV_Eldorado_Li_Battery_4hr_42 | Operational_New_Capacity_MW | -1
Smyrna _Q1984_SSN | Southern_PGAE_Li_Battery_8hr_175 | Reliability_Capacity_In_Model_Year | 0.5 | Lugo_Victorville_offpeak | Arizona_Li_Battery_4hr_55 | Operational_New_Capacity_MW | -1
Smyrna _Q1984_SSN | Southern_PGAE_Solar_118 | Reliability_Capacity_In_Model_Year | 0.556 | Lugo_Victorville_offpeak | Greater_LA_Li_Battery_4hr_58 | Operational_New_Capacity_MW | -1
Smyrna _Q1984_SSN | Southern_PGAE_Solar_175 | Reliability_Capacity_In_Model_Year | 0.556 | Lugo_Victorville_offpeak | Tehachapi_Li_Battery_4hr_78 | Operational_New_Capacity_MW | -1
Smyrna _Q1984_SSN | Smyrna _Q1984_group | Operational_New_Capacity_MW | -1 | Lugo_Victorville_offpeak | Arizona_Li_Battery_4hr_90 | Operational_New_Capacity_MW | -1
Sobrante_Moraga_HSN | Northern_California_Flow_Battery_73 | Reliability_Capacity_In_Model_Year | 1 | Lugo_Victorville_offpeak | Tehachapi_Li_Battery_4hr_101 | Operational_New_Capacity_MW | -1
Sobrante_Moraga_HSN | Northern_California_Flow_Battery_82 | Reliability_Capacity_In_Model_Year | 1 | Lugo_Victorville_offpeak | Greater_Imperial_Li_Battery_4hr_107 | Operational_New_Capacity_MW | -1
Sobrante_Moraga_HSN | Northern_California_Flow_Battery_113 | Reliability_Capacity_In_Model_Year | 1 | Lugo_Victorville_offpeak | Greater_Imperial_Li_Battery_4hr_133 | Operational_New_Capacity_MW | -1
Sobrante_Moraga_HSN | Northern_California_Flow_Battery_116 | Reliability_Capacity_In_Model_Year | 1 | Lugo_Victorville_offpeak | Southern_NV_Eldorado_Li_Battery_8hr_2 | Operational_New_Capacity_MW | -1
Sobrante_Moraga_HSN | Northern_California_Flow_Battery_127 | Reliability_Capacity_In_Model_Year | 1 | Lugo_Victorville_offpeak | Southern_NV_Eldorado_Li_Battery_8hr_15 | Operational_New_Capacity_MW | -1
Sobrante_Moraga_HSN | Northern_California_Flow_Battery_150 | Reliability_Capacity_In_Model_Year | 1 | Lugo_Victorville_offpeak | Southern_NV_Eldorado_Li_Battery_8hr_16 | Operational_New_Capacity_MW | -1
Sobrante_Moraga_HSN | Northern_California_Flow_Battery_155 | Reliability_Capacity_In_Model_Year | 1 | Lugo_Victorville_offpeak | Southern_NV_Eldorado_Li_Battery_8hr_19 | Operational_New_Capacity_MW | -1
Sobrante_Moraga_HSN | Northern_California_Flow_Battery_158 | Reliability_Capacity_In_Model_Year | 1 | Lugo_Victorville_offpeak | Tehachapi_Li_Battery_8hr_28 | Operational_New_Capacity_MW | -1
Sobrante_Moraga_HSN | Northern_California_Li_Battery_4hr_73 | Reliability_Capacity_In_Model_Year | 1 | Lugo_Victorville_offpeak | Southern_NV_Eldorado_Li_Battery_8hr_40 | Operational_New_Capacity_MW | -1
Sobrante_Moraga_HSN | Northern_California_Li_Battery_4hr_82 | Reliability_Capacity_In_Model_Year | 1 | Lugo_Victorville_offpeak | Southern_NV_Eldorado_Li_Battery_8hr_42 | Operational_New_Capacity_MW | -1
Sobrante_Moraga_HSN | Northern_California_Li_Battery_4hr_113 | Reliability_Capacity_In_Model_Year | 1 | Lugo_Victorville_offpeak | Arizona_Li_Battery_8hr_55 | Operational_New_Capacity_MW | -1
Sobrante_Moraga_HSN | Northern_California_Li_Battery_4hr_116 | Reliability_Capacity_In_Model_Year | 1 | Lugo_Victorville_offpeak | Greater_LA_Li_Battery_8hr_58 | Operational_New_Capacity_MW | -1
Sobrante_Moraga_HSN | Northern_California_Li_Battery_4hr_127 | Reliability_Capacity_In_Model_Year | 1 | Lugo_Victorville_offpeak | Tehachapi_Li_Battery_8hr_78 | Operational_New_Capacity_MW | -1
Sobrante_Moraga_HSN | Northern_California_Li_Battery_4hr_150 | Reliability_Capacity_In_Model_Year | 1 | Lugo_Victorville_offpeak | Arizona_Li_Battery_8hr_90 | Operational_New_Capacity_MW | -1
Sobrante_Moraga_HSN | Northern_California_Li_Battery_4hr_155 | Reliability_Capacity_In_Model_Year | 1 | Lugo_Victorville_offpeak | Tehachapi_Li_Battery_8hr_101 | Operational_New_Capacity_MW | -1
Sobrante_Moraga_HSN | Northern_California_Li_Battery_4hr_158 | Reliability_Capacity_In_Model_Year | 1 | Lugo_Victorville_offpeak | Greater_Imperial_Li_Battery_8hr_107 | Operational_New_Capacity_MW | -1
Sobrante_Moraga_HSN | Northern_California_Li_Battery_8hr_73 | Reliability_Capacity_In_Model_Year | 1 | Lugo_Victorville_offpeak | Greater_Imperial_Li_Battery_8hr_133 | Operational_New_Capacity_MW | -1
Sobrante_Moraga_HSN | Northern_California_Li_Battery_8hr_82 | Reliability_Capacity_In_Model_Year | 1 | Lugo_Victorville_offpeak | Central_Nevada_Geothermal_42 | Operational_New_Capacity_MW | 1
Sobrante_Moraga_HSN | Northern_California_Li_Battery_8hr_113 | Reliability_Capacity_In_Model_Year | 1 | Lugo_Victorville_offpeak | Greater_Imperial_Solar_107 | Operational_New_Capacity_MW | 0.77
Sobrante_Moraga_HSN | Northern_California_Li_Battery_8hr_116 | Reliability_Capacity_In_Model_Year | 1 | Lugo_Victorville_offpeak | Greater_Imperial_Solar_133 | Operational_New_Capacity_MW | 0.77
Sobrante_Moraga_HSN | Northern_California_Li_Battery_8hr_127 | Reliability_Capacity_In_Model_Year | 1 | Lugo_Victorville_offpeak | Greater_LA_Solar_58 | Operational_New_Capacity_MW | 0.77
Sobrante_Moraga_HSN | Northern_California_Li_Battery_8hr_150 | Reliability_Capacity_In_Model_Year | 1 | Lugo_Victorville_offpeak | Idaho_Wind_19 | Operational_New_Capacity_MW | 0.67
Sobrante_Moraga_HSN | Northern_California_Li_Battery_8hr_155 | Reliability_Capacity_In_Model_Year | 1 | Lugo_Victorville_offpeak | New_Mexico_Wind_55 | Operational_New_Capacity_MW | 0.67
Sobrante_Moraga_HSN | Northern_California_Li_Battery_8hr_158 | Reliability_Capacity_In_Model_Year | 1 | Lugo_Victorville_offpeak | Northern_Nevada_Geothermal_19 | Operational_New_Capacity_MW | 1
Sobrante_Moraga_HSN | Northern_California_Solar_73 | Reliability_Capacity_In_Model_Year | 0.1 | Lugo_Victorville_offpeak | Southern_NV_Eldorado_Solar_2 | Operational_New_Capacity_MW | 0.77
Sobrante_Moraga_HSN | Northern_California_Solar_82 | Reliability_Capacity_In_Model_Year | 0.1 | Lugo_Victorville_offpeak | Southern_NV_Eldorado_Solar_15 | Operational_New_Capacity_MW | 0.77
Sobrante_Moraga_HSN | Northern_California_Solar_113 | Reliability_Capacity_In_Model_Year | 0.1 | Lugo_Victorville_offpeak | Southern_NV_Eldorado_Solar_16 | Operational_New_Capacity_MW | 0.77
Sobrante_Moraga_HSN | Northern_California_Solar_116 | Reliability_Capacity_In_Model_Year | 0.1 | Lugo_Victorville_offpeak | Southern_NV_Eldorado_Solar_19 | Operational_New_Capacity_MW | 0.77
Sobrante_Moraga_HSN | Northern_California_Solar_127 | Reliability_Capacity_In_Model_Year | 0.1 | Lugo_Victorville_offpeak | Southern_NV_Eldorado_Solar_40 | Operational_New_Capacity_MW | 0.77
Sobrante_Moraga_HSN | Northern_California_Solar_150 | Reliability_Capacity_In_Model_Year | 0.1 | Lugo_Victorville_offpeak | Southern_NV_Eldorado_Solar_42 | Operational_New_Capacity_MW | 0.77
Sobrante_Moraga_HSN | Northern_California_Solar_155 | Reliability_Capacity_In_Model_Year | 0.1 | Lugo_Victorville_offpeak | Southern_NV_Eldorado_Wind_2 | Operational_New_Capacity_MW | 0.44
Sobrante_Moraga_HSN | Northern_California_Solar_158 | Reliability_Capacity_In_Model_Year | 0.1 | Lugo_Victorville_offpeak | Southern_NV_Eldorado_Wind_15 | Operational_New_Capacity_MW | 0.44
Sobrante_Moraga_HSN | Collinsville_500_group | Operational_New_Capacity_MW | -0.66769 | Lugo_Victorville_offpeak | Southern_NV_Eldorado_Wind_16 | Operational_New_Capacity_MW | 0.44
Sobrante_Moraga_offpeak | Northern_California_Flow_Battery_73 | Operational_New_Capacity_MW | -1 | Lugo_Victorville_offpeak | Tehachapi_Solar_28 | Operational_New_Capacity_MW | 0.77
Sobrante_Moraga_offpeak | Northern_California_Flow_Battery_82 | Operational_New_Capacity_MW | -1 | Lugo_Victorville_offpeak | Tehachapi_Solar_78 | Operational_New_Capacity_MW | 0.77
Sobrante_Moraga_offpeak | Northern_California_Flow_Battery_113 | Operational_New_Capacity_MW | -1 | Lugo_Victorville_offpeak | Tehachapi_Solar_101 | Operational_New_Capacity_MW | 0.77
Sobrante_Moraga_offpeak | Northern_California_Flow_Battery_116 | Operational_New_Capacity_MW | -1 | Lugo_Victorville_offpeak | Utah_Geothermal_19 | Operational_New_Capacity_MW | 1
Sobrante_Moraga_offpeak | Northern_California_Flow_Battery_127 | Operational_New_Capacity_MW | -1 | Lugo_Victorville_offpeak | Utah_Wind_19 | Operational_New_Capacity_MW | 0.67
Sobrante_Moraga_offpeak | Northern_California_Flow_Battery_150 | Operational_New_Capacity_MW | -1 | Lugo_Victorville_offpeak | Wyoming_Wind_19 | Operational_New_Capacity_MW | 0.67
Sobrante_Moraga_offpeak | Northern_California_Flow_Battery_155 | Operational_New_Capacity_MW | -1 | Lugo_500_230_Transformer_offpeak | Greater_Kramer_Flow_Battery_86 | Operational_New_Capacity_MW | -1
Sobrante_Moraga_offpeak | Northern_California_Flow_Battery_158 | Operational_New_Capacity_MW | -1 | Lugo_500_230_Transformer_offpeak | Greater_Kramer_Flow_Battery_103 | Operational_New_Capacity_MW | -1
Sobrante_Moraga_offpeak | Northern_California_Li_Battery_4hr_73 | Operational_New_Capacity_MW | -1 | Lugo_500_230_Transformer_offpeak | Greater_Kramer_Flow_Battery_123 | Operational_New_Capacity_MW | -1
Sobrante_Moraga_offpeak | Northern_California_Li_Battery_4hr_82 | Operational_New_Capacity_MW | -1 | Lugo_500_230_Transformer_offpeak | Greater_Kramer_Flow_Battery_156 | Operational_New_Capacity_MW | -1
Sobrante_Moraga_offpeak | Northern_California_Li_Battery_4hr_113 | Operational_New_Capacity_MW | -1 | Lugo_500_230_Transformer_offpeak | Greater_Kramer_Li_Battery_4hr_86 | Operational_New_Capacity_MW | -1
Sobrante_Moraga_offpeak | Northern_California_Li_Battery_4hr_116 | Operational_New_Capacity_MW | -1 | Lugo_500_230_Transformer_offpeak | Greater_Kramer_Li_Battery_4hr_103 | Operational_New_Capacity_MW | -1
Sobrante_Moraga_offpeak | Northern_California_Li_Battery_4hr_127 | Operational_New_Capacity_MW | -1 | Lugo_500_230_Transformer_offpeak | Greater_Kramer_Li_Battery_4hr_123 | Operational_New_Capacity_MW | -1
Sobrante_Moraga_offpeak | Northern_California_Li_Battery_4hr_150 | Operational_New_Capacity_MW | -1 | Lugo_500_230_Transformer_offpeak | Greater_Kramer_Li_Battery_4hr_156 | Operational_New_Capacity_MW | -1
Sobrante_Moraga_offpeak | Northern_California_Li_Battery_4hr_155 | Operational_New_Capacity_MW | -1 | Lugo_500_230_Transformer_offpeak | Greater_Kramer_Li_Battery_8hr_86 | Operational_New_Capacity_MW | -1
Sobrante_Moraga_offpeak | Northern_California_Li_Battery_4hr_158 | Operational_New_Capacity_MW | -1 | Lugo_500_230_Transformer_offpeak | Greater_Kramer_Li_Battery_8hr_103 | Operational_New_Capacity_MW | -1
Sobrante_Moraga_offpeak | Northern_California_Li_Battery_8hr_73 | Operational_New_Capacity_MW | -1 | Lugo_500_230_Transformer_offpeak | Greater_Kramer_Li_Battery_8hr_123 | Operational_New_Capacity_MW | -1
Sobrante_Moraga_offpeak | Northern_California_Li_Battery_8hr_82 | Operational_New_Capacity_MW | -1 | Lugo_500_230_Transformer_offpeak | Greater_Kramer_Li_Battery_8hr_156 | Operational_New_Capacity_MW | -1
Sobrante_Moraga_offpeak | Northern_California_Li_Battery_8hr_113 | Operational_New_Capacity_MW | -1 | Lugo_500_230_Transformer_offpeak | Greater_Kramer_Solar_86 | Operational_New_Capacity_MW | 0.77
Sobrante_Moraga_offpeak | Northern_California_Li_Battery_8hr_116 | Operational_New_Capacity_MW | -1 | Lugo_500_230_Transformer_offpeak | Greater_Kramer_Solar_103 | Operational_New_Capacity_MW | 0.77
Sobrante_Moraga_offpeak | Northern_California_Li_Battery_8hr_127 | Operational_New_Capacity_MW | -1 | Lugo_500_230_Transformer_offpeak | Greater_Kramer_Solar_123 | Operational_New_Capacity_MW | 0.77
Sobrante_Moraga_offpeak | Northern_California_Li_Battery_8hr_150 | Operational_New_Capacity_MW | -1 | Lugo_500_230_Transformer_offpeak | Greater_Kramer_Solar_156 | Operational_New_Capacity_MW | 0.77
Sobrante_Moraga_offpeak | Northern_California_Li_Battery_8hr_155 | Operational_New_Capacity_MW | -1 | Lugo_500_230_Transformer_offpeak | Inyokern_North_Kramer_Geothermal_156 | Operational_New_Capacity_MW | 1
Sobrante_Moraga_offpeak | Northern_California_Li_Battery_8hr_158 | Operational_New_Capacity_MW | -1 | Merced_TB_2_offpeak | Southern_PGAE_Flow_Battery_139 | Operational_New_Capacity_MW | -1
Sobrante_Moraga_offpeak | Northern_California_Solar_73 | Operational_New_Capacity_MW | 0.68 | Merced_TB_2_offpeak | Southern_PGAE_Flow_Battery_147 | Operational_New_Capacity_MW | -1
Sobrante_Moraga_offpeak | Northern_California_Solar_82 | Operational_New_Capacity_MW | 0.68 | Merced_TB_2_offpeak | Southern_PGAE_Flow_Battery_165 | Operational_New_Capacity_MW | -1
Sobrante_Moraga_offpeak | Northern_California_Solar_113 | Operational_New_Capacity_MW | 0.68 | Merced_TB_2_offpeak | Southern_PGAE_Flow_Battery_170 | Operational_New_Capacity_MW | -1
Sobrante_Moraga_offpeak | Northern_California_Solar_116 | Operational_New_Capacity_MW | 0.68 | Merced_TB_2_offpeak | Southern_PGAE_Flow_Battery_176 | Operational_New_Capacity_MW | -1
Sobrante_Moraga_offpeak | Northern_California_Solar_127 | Operational_New_Capacity_MW | 0.68 | Merced_TB_2_offpeak | Southern_PGAE_Li_Battery_4hr_139 | Operational_New_Capacity_MW | -1
Sobrante_Moraga_offpeak | Northern_California_Solar_150 | Operational_New_Capacity_MW | 0.68 | Merced_TB_2_offpeak | Southern_PGAE_Li_Battery_4hr_147 | Operational_New_Capacity_MW | -1
Sobrante_Moraga_offpeak | Northern_California_Solar_155 | Operational_New_Capacity_MW | 0.68 | Merced_TB_2_offpeak | Southern_PGAE_Li_Battery_4hr_165 | Operational_New_Capacity_MW | -1
Sobrante_Moraga_offpeak | Northern_California_Solar_158 | Operational_New_Capacity_MW | 0.68 | Merced_TB_2_offpeak | Southern_PGAE_Li_Battery_4hr_170 | Operational_New_Capacity_MW | -1
Sobrante_Moraga_offpeak | Collinsville_500_group | Operational_New_Capacity_MW | -0.66769 | Merced_TB_2_offpeak | Southern_PGAE_Li_Battery_4hr_176 | Operational_New_Capacity_MW | -1
Sobrante_Moraga_SSN | Northern_California_Flow_Battery_73 | Reliability_Capacity_In_Model_Year | 0.5 | Merced_TB_2_offpeak | Southern_PGAE_Li_Battery_8hr_139 | Operational_New_Capacity_MW | -1
Sobrante_Moraga_SSN | Northern_California_Flow_Battery_82 | Reliability_Capacity_In_Model_Year | 0.5 | Merced_TB_2_offpeak | Southern_PGAE_Li_Battery_8hr_147 | Operational_New_Capacity_MW | -1
Sobrante_Moraga_SSN | Northern_California_Flow_Battery_113 | Reliability_Capacity_In_Model_Year | 0.5 | Merced_TB_2_offpeak | Southern_PGAE_Li_Battery_8hr_165 | Operational_New_Capacity_MW | -1
Sobrante_Moraga_SSN | Northern_California_Flow_Battery_116 | Reliability_Capacity_In_Model_Year | 0.5 | Merced_TB_2_offpeak | Southern_PGAE_Li_Battery_8hr_170 | Operational_New_Capacity_MW | -1
Sobrante_Moraga_SSN | Northern_California_Flow_Battery_127 | Reliability_Capacity_In_Model_Year | 0.5 | Merced_TB_2_offpeak | Southern_PGAE_Li_Battery_8hr_176 | Operational_New_Capacity_MW | -1
Sobrante_Moraga_SSN | Northern_California_Flow_Battery_150 | Reliability_Capacity_In_Model_Year | 0.5 | Merced_TB_2_offpeak | Southern_PGAE_Solar_139 | Operational_New_Capacity_MW | 0.79
Sobrante_Moraga_SSN | Northern_California_Flow_Battery_155 | Reliability_Capacity_In_Model_Year | 0.5 | Merced_TB_2_offpeak | Southern_PGAE_Solar_147 | Operational_New_Capacity_MW | 0.79
Sobrante_Moraga_SSN | Northern_California_Flow_Battery_158 | Reliability_Capacity_In_Model_Year | 0.5 | Merced_TB_2_offpeak | Southern_PGAE_Solar_165 | Operational_New_Capacity_MW | 0.79
Sobrante_Moraga_SSN | Northern_California_Li_Battery_4hr_73 | Reliability_Capacity_In_Model_Year | 0.5 | Merced_TB_2_offpeak | Southern_PGAE_Solar_170 | Operational_New_Capacity_MW | 0.79
Sobrante_Moraga_SSN | Northern_California_Li_Battery_4hr_82 | Reliability_Capacity_In_Model_Year | 0.5 | Merced_TB_2_offpeak | Southern_PGAE_Solar_176 | Operational_New_Capacity_MW | 0.79
Sobrante_Moraga_SSN | Northern_California_Li_Battery_4hr_113 | Reliability_Capacity_In_Model_Year | 0.5 | Midway_TB_3_offpeak | Southern_PGAE_Flow_Battery_37 | Operational_New_Capacity_MW | -1
Sobrante_Moraga_SSN | Northern_California_Li_Battery_4hr_116 | Reliability_Capacity_In_Model_Year | 0.5 | Midway_TB_3_offpeak | Southern_PGAE_Flow_Battery_39 | Operational_New_Capacity_MW | -1
Sobrante_Moraga_SSN | Northern_California_Li_Battery_4hr_127 | Reliability_Capacity_In_Model_Year | 0.5 | Midway_TB_3_offpeak | Southern_PGAE_Flow_Battery_46 | Operational_New_Capacity_MW | -1
Sobrante_Moraga_SSN | Northern_California_Li_Battery_4hr_150 | Reliability_Capacity_In_Model_Year | 0.5 | Midway_TB_3_offpeak | Southern_PGAE_Flow_Battery_47 | Operational_New_Capacity_MW | -1
Sobrante_Moraga_SSN | Northern_California_Li_Battery_4hr_155 | Reliability_Capacity_In_Model_Year | 0.5 | Midway_TB_3_offpeak | Southern_PGAE_Flow_Battery_74 | Operational_New_Capacity_MW | -1
Sobrante_Moraga_SSN | Northern_California_Li_Battery_4hr_158 | Reliability_Capacity_In_Model_Year | 0.5 | Midway_TB_3_offpeak | Southern_PGAE_Flow_Battery_75 | Operational_New_Capacity_MW | -1
Sobrante_Moraga_SSN | Northern_California_Li_Battery_8hr_73 | Reliability_Capacity_In_Model_Year | 0.5 | Midway_TB_3_offpeak | Southern_PGAE_Flow_Battery_98 | Operational_New_Capacity_MW | -1
Sobrante_Moraga_SSN | Northern_California_Li_Battery_8hr_82 | Reliability_Capacity_In_Model_Year | 0.5 | Midway_TB_3_offpeak | Southern_PGAE_Flow_Battery_118 | Operational_New_Capacity_MW | -1
Sobrante_Moraga_SSN | Northern_California_Li_Battery_8hr_113 | Reliability_Capacity_In_Model_Year | 0.5 | Midway_TB_3_offpeak | Tehachapi_Flow_Battery_125 | Operational_New_Capacity_MW | -1
Sobrante_Moraga_SSN | Northern_California_Li_Battery_8hr_116 | Reliability_Capacity_In_Model_Year | 0.5 | Midway_TB_3_offpeak | Northern_California_Flow_Battery_130 | Operational_New_Capacity_MW | -1
Sobrante_Moraga_SSN | Northern_California_Li_Battery_8hr_127 | Reliability_Capacity_In_Model_Year | 0.5 | Midway_TB_3_offpeak | Southern_PGAE_Flow_Battery_152 | Operational_New_Capacity_MW | -1
Sobrante_Moraga_SSN | Northern_California_Li_Battery_8hr_150 | Reliability_Capacity_In_Model_Year | 0.5 | Midway_TB_3_offpeak | Southern_PGAE_Flow_Battery_175 | Operational_New_Capacity_MW | -1
Sobrante_Moraga_SSN | Northern_California_Li_Battery_8hr_155 | Reliability_Capacity_In_Model_Year | 0.5 | Midway_TB_3_offpeak | Southern_PGAE_Flow_Battery_177 | Operational_New_Capacity_MW | -1
Sobrante_Moraga_SSN | Northern_California_Li_Battery_8hr_158 | Reliability_Capacity_In_Model_Year | 0.5 | Midway_TB_3_offpeak | Southern_PGAE_Li_Battery_4hr_37 | Operational_New_Capacity_MW | -1
Sobrante_Moraga_SSN | Northern_California_Solar_73 | Reliability_Capacity_In_Model_Year | 0.556 | Midway_TB_3_offpeak | Southern_PGAE_Li_Battery_4hr_39 | Operational_New_Capacity_MW | -1
Sobrante_Moraga_SSN | Northern_California_Solar_82 | Reliability_Capacity_In_Model_Year | 0.556 | Midway_TB_3_offpeak | Southern_PGAE_Li_Battery_4hr_46 | Operational_New_Capacity_MW | -1
Sobrante_Moraga_SSN | Northern_California_Solar_113 | Reliability_Capacity_In_Model_Year | 0.556 | Midway_TB_3_offpeak | Southern_PGAE_Li_Battery_4hr_47 | Operational_New_Capacity_MW | -1
Sobrante_Moraga_SSN | Northern_California_Solar_116 | Reliability_Capacity_In_Model_Year | 0.556 | Midway_TB_3_offpeak | Southern_PGAE_Li_Battery_4hr_74 | Operational_New_Capacity_MW | -1
Sobrante_Moraga_SSN | Northern_California_Solar_127 | Reliability_Capacity_In_Model_Year | 0.556 | Midway_TB_3_offpeak | Southern_PGAE_Li_Battery_4hr_75 | Operational_New_Capacity_MW | -1
Sobrante_Moraga_SSN | Northern_California_Solar_150 | Reliability_Capacity_In_Model_Year | 0.556 | Midway_TB_3_offpeak | Southern_PGAE_Li_Battery_4hr_98 | Operational_New_Capacity_MW | -1
Sobrante_Moraga_SSN | Northern_California_Solar_155 | Reliability_Capacity_In_Model_Year | 0.556 | Midway_TB_3_offpeak | Southern_PGAE_Li_Battery_4hr_118 | Operational_New_Capacity_MW | -1
Sobrante_Moraga_SSN | Northern_California_Solar_158 | Reliability_Capacity_In_Model_Year | 0.556 | Midway_TB_3_offpeak | Tehachapi_Li_Battery_4hr_125 | Operational_New_Capacity_MW | -1
Sobrante_Moraga_SSN | Collinsville_500_group | Operational_New_Capacity_MW | -0.66769 | Midway_TB_3_offpeak | Northern_California_Li_Battery_4hr_130 | Operational_New_Capacity_MW | -1
South_Magunden_Off_Peak_offpeak | Tehachapi_Flow_Battery_101 | Operational_New_Capacity_MW | -1 | Midway_TB_3_offpeak | Southern_PGAE_Li_Battery_4hr_152 | Operational_New_Capacity_MW | -1
South_Magunden_Off_Peak_offpeak | Tehachapi_Li_Battery_4hr_101 | Operational_New_Capacity_MW | -1 | Midway_TB_3_offpeak | Southern_PGAE_Li_Battery_4hr_175 | Operational_New_Capacity_MW | -1
South_Magunden_Off_Peak_offpeak | Tehachapi_Li_Battery_8hr_101 | Operational_New_Capacity_MW | -1 | Midway_TB_3_offpeak | Southern_PGAE_Li_Battery_4hr_177 | Operational_New_Capacity_MW | -1
South_Magunden_Off_Peak_offpeak | Tehachapi_Solar_101 | Operational_New_Capacity_MW | 0.77 | Midway_TB_3_offpeak | Southern_PGAE_Li_Battery_8hr_37 | Operational_New_Capacity_MW | -1
South_Magunden_Off_Peak_offpeak | South_Magunden_Off_Peak_group | Operational_New_Capacity_MW | -1 | Midway_TB_3_offpeak | Southern_PGAE_Li_Battery_8hr_39 | Operational_New_Capacity_MW | -1
South_Magunden_On_Peak_HSN | Tehachapi_Flow_Battery_28 | Reliability_Capacity_In_Model_Year | 1 | Midway_TB_3_offpeak | Southern_PGAE_Li_Battery_8hr_46 | Operational_New_Capacity_MW | -1
South_Magunden_On_Peak_HSN | Greater_LA_Flow_Battery_58 | Reliability_Capacity_In_Model_Year | 1 | Midway_TB_3_offpeak | Southern_PGAE_Li_Battery_8hr_47 | Operational_New_Capacity_MW | -1
South_Magunden_On_Peak_HSN | Tehachapi_Flow_Battery_78 | Reliability_Capacity_In_Model_Year | 1 | Midway_TB_3_offpeak | Southern_PGAE_Li_Battery_8hr_74 | Operational_New_Capacity_MW | -1
South_Magunden_On_Peak_HSN | Tehachapi_Flow_Battery_101 | Reliability_Capacity_In_Model_Year | 1 | Midway_TB_3_offpeak | Southern_PGAE_Li_Battery_8hr_75 | Operational_New_Capacity_MW | -1
South_Magunden_On_Peak_HSN | Tehachapi_Li_Battery_4hr_28 | Reliability_Capacity_In_Model_Year | 1 | Midway_TB_3_offpeak | Southern_PGAE_Li_Battery_8hr_98 | Operational_New_Capacity_MW | -1
South_Magunden_On_Peak_HSN | Greater_LA_Li_Battery_4hr_58 | Reliability_Capacity_In_Model_Year | 1 | Midway_TB_3_offpeak | Southern_PGAE_Li_Battery_8hr_118 | Operational_New_Capacity_MW | -1
South_Magunden_On_Peak_HSN | Tehachapi_Li_Battery_4hr_78 | Reliability_Capacity_In_Model_Year | 1 | Midway_TB_3_offpeak | Tehachapi_Li_Battery_8hr_125 | Operational_New_Capacity_MW | -1
South_Magunden_On_Peak_HSN | Tehachapi_Li_Battery_4hr_101 | Reliability_Capacity_In_Model_Year | 1 | Midway_TB_3_offpeak | Northern_California_Li_Battery_8hr_130 | Operational_New_Capacity_MW | -1
South_Magunden_On_Peak_HSN | Tehachapi_Li_Battery_8hr_28 | Reliability_Capacity_In_Model_Year | 1 | Midway_TB_3_offpeak | Southern_PGAE_Li_Battery_8hr_152 | Operational_New_Capacity_MW | -1
South_Magunden_On_Peak_HSN | Greater_LA_Li_Battery_8hr_58 | Reliability_Capacity_In_Model_Year | 1 | Midway_TB_3_offpeak | Southern_PGAE_Li_Battery_8hr_175 | Operational_New_Capacity_MW | -1
South_Magunden_On_Peak_HSN | Tehachapi_Li_Battery_8hr_78 | Reliability_Capacity_In_Model_Year | 1 | Midway_TB_3_offpeak | Southern_PGAE_Li_Battery_8hr_177 | Operational_New_Capacity_MW | -1
South_Magunden_On_Peak_HSN | Tehachapi_Li_Battery_8hr_101 | Reliability_Capacity_In_Model_Year | 1 | Midway_TB_3_offpeak | Central_Valley_North_Los_Banos_Wind_125 | Operational_New_Capacity_MW | 0.44
South_Magunden_On_Peak_HSN | Greater_LA_Solar_58 | Reliability_Capacity_In_Model_Year | 0.106 | Midway_TB_3_offpeak | Central_Valley_North_Los_Banos_Biomass_47 | Operational_New_Capacity_MW | 1
South_Magunden_On_Peak_HSN | Tehachapi_Solar_28 | Reliability_Capacity_In_Model_Year | 0.106 | Midway_TB_3_offpeak | Northern_California_Solar_130 | Operational_New_Capacity_MW | 0.79
South_Magunden_On_Peak_HSN | Tehachapi_Solar_78 | Reliability_Capacity_In_Model_Year | 0.106 | Midway_TB_3_offpeak | Southern_PGAE_Solar_37 | Operational_New_Capacity_MW | 0.79
South_Magunden_On_Peak_HSN | Tehachapi_Solar_101 | Reliability_Capacity_In_Model_Year | 0.106 | Midway_TB_3_offpeak | Southern_PGAE_Solar_39 | Operational_New_Capacity_MW | 0.79
South_Magunden_On_Peak_HSN | South_Magunden_On_Peak_group | Operational_New_Capacity_MW | -1 | Midway_TB_3_offpeak | Southern_PGAE_Solar_46 | Operational_New_Capacity_MW | 0.79
South_Magunden_On_Peak_SSN | Tehachapi_Flow_Battery_28 | Reliability_Capacity_In_Model_Year | 0.5 | Midway_TB_3_offpeak | Southern_PGAE_Solar_47 | Operational_New_Capacity_MW | 0.79
South_Magunden_On_Peak_SSN | Greater_LA_Flow_Battery_58 | Reliability_Capacity_In_Model_Year | 0.5 | Midway_TB_3_offpeak | Southern_PGAE_Solar_74 | Operational_New_Capacity_MW | 0.79
South_Magunden_On_Peak_SSN | Tehachapi_Flow_Battery_78 | Reliability_Capacity_In_Model_Year | 0.5 | Midway_TB_3_offpeak | Southern_PGAE_Solar_75 | Operational_New_Capacity_MW | 0.79
South_Magunden_On_Peak_SSN | Tehachapi_Flow_Battery_101 | Reliability_Capacity_In_Model_Year | 0.5 | Midway_TB_3_offpeak | Southern_PGAE_Solar_98 | Operational_New_Capacity_MW | 0.79
South_Magunden_On_Peak_SSN | Tehachapi_Li_Battery_4hr_28 | Reliability_Capacity_In_Model_Year | 0.5 | Midway_TB_3_offpeak | Southern_PGAE_Solar_118 | Operational_New_Capacity_MW | 0.79
South_Magunden_On_Peak_SSN | Greater_LA_Li_Battery_4hr_58 | Reliability_Capacity_In_Model_Year | 0.5 | Midway_TB_3_offpeak | Southern_PGAE_Solar_152 | Operational_New_Capacity_MW | 0.79
South_Magunden_On_Peak_SSN | Tehachapi_Li_Battery_4hr_78 | Reliability_Capacity_In_Model_Year | 0.5 | Midway_TB_3_offpeak | Southern_PGAE_Solar_175 | Operational_New_Capacity_MW | 0.79
South_Magunden_On_Peak_SSN | Tehachapi_Li_Battery_4hr_101 | Reliability_Capacity_In_Model_Year | 0.5 | Midway_TB_3_offpeak | Southern_PGAE_Solar_177 | Operational_New_Capacity_MW | 0.79
South_Magunden_On_Peak_SSN | Tehachapi_Li_Battery_8hr_28 | Reliability_Capacity_In_Model_Year | 0.5 | Midway_TB_3_offpeak | Tehachapi_Solar_125 | Operational_New_Capacity_MW | 0.77
South_Magunden_On_Peak_SSN | Greater_LA_Li_Battery_8hr_58 | Reliability_Capacity_In_Model_Year | 0.5 | Midway_Q2005_offpeak | Southern_PGAE_Adiabatic_CAES_12 | Operational_New_Capacity_MW | -1
South_Magunden_On_Peak_SSN | Tehachapi_Li_Battery_8hr_78 | Reliability_Capacity_In_Model_Year | 0.5 | Midway_Q2005_offpeak | Southern_PGAE_Flow_Battery_12 | Operational_New_Capacity_MW | -1
South_Magunden_On_Peak_SSN | Tehachapi_Li_Battery_8hr_101 | Reliability_Capacity_In_Model_Year | 0.5 | Midway_Q2005_offpeak | Southern_PGAE_Flow_Battery_17 | Operational_New_Capacity_MW | -1
South_Magunden_On_Peak_SSN | Greater_LA_Solar_58 | Reliability_Capacity_In_Model_Year | 0.427 | Midway_Q2005_offpeak | Southern_PGAE_Flow_Battery_22 | Operational_New_Capacity_MW | -1
South_Magunden_On_Peak_SSN | Tehachapi_Solar_28 | Reliability_Capacity_In_Model_Year | 0.427 | Midway_Q2005_offpeak | Southern_PGAE_Flow_Battery_23 | Operational_New_Capacity_MW | -1
South_Magunden_On_Peak_SSN | Tehachapi_Solar_78 | Reliability_Capacity_In_Model_Year | 0.427 | Midway_Q2005_offpeak | Southern_PGAE_Flow_Battery_24 | Operational_New_Capacity_MW | -1
South_Magunden_On_Peak_SSN | Tehachapi_Solar_101 | Reliability_Capacity_In_Model_Year | 0.427 | Midway_Q2005_offpeak | Southern_PGAE_Flow_Battery_33 | Operational_New_Capacity_MW | -1
South_Magunden_On_Peak_SSN | South_Magunden_On_Peak_group | Operational_New_Capacity_MW | -1 | Midway_Q2005_offpeak | Southern_PGAE_Flow_Battery_34 | Operational_New_Capacity_MW | -1
Talega_230_HSN | Riverside_Flow_Battery_129 | Reliability_Capacity_In_Model_Year | 1 | Midway_Q2005_offpeak | Southern_PGAE_Flow_Battery_37 | Operational_New_Capacity_MW | -1
Talega_230_HSN | Riverside_Li_Battery_4hr_129 | Reliability_Capacity_In_Model_Year | 1 | Midway_Q2005_offpeak | Southern_PGAE_Flow_Battery_39 | Operational_New_Capacity_MW | -1
Talega_230_HSN | Riverside_Li_Battery_8hr_129 | Reliability_Capacity_In_Model_Year | 1 | Midway_Q2005_offpeak | Southern_PGAE_Flow_Battery_45 | Operational_New_Capacity_MW | -1
Talega_230_HSN | San_Diego_Pumped_Storage_119 | Reliability_Capacity_In_Model_Year | 1 | Midway_Q2005_offpeak | Southern_PGAE_Flow_Battery_46 | Operational_New_Capacity_MW | -1
Talega_230_HSN | Riverside_Solar_129 | Reliability_Capacity_In_Model_Year | 0.106 | Midway_Q2005_offpeak | Southern_PGAE_Flow_Battery_49 | Operational_New_Capacity_MW | -1
Talega_230_HSN | Talega_230_group | Operational_New_Capacity_MW | -1 | Midway_Q2005_offpeak | Southern_PGAE_Flow_Battery_52 | Operational_New_Capacity_MW | -1
Talega_230_offpeak | Riverside_Flow_Battery_129 | Operational_New_Capacity_MW | -1 | Midway_Q2005_offpeak | Southern_PGAE_Flow_Battery_61 | Operational_New_Capacity_MW | -1
Talega_230_offpeak | Riverside_Li_Battery_4hr_129 | Operational_New_Capacity_MW | -1 | Midway_Q2005_offpeak | Southern_PGAE_Flow_Battery_69 | Operational_New_Capacity_MW | -1
Talega_230_offpeak | Riverside_Li_Battery_8hr_129 | Operational_New_Capacity_MW | -1 | Midway_Q2005_offpeak | Southern_PGAE_Flow_Battery_74 | Operational_New_Capacity_MW | -1
Talega_230_offpeak | San_Diego_Pumped_Storage_119 | Operational_New_Capacity_MW | -1 | Midway_Q2005_offpeak | Southern_PGAE_Flow_Battery_75 | Operational_New_Capacity_MW | -1
Talega_230_offpeak | Riverside_Solar_129 | Operational_New_Capacity_MW | 0.77 | Midway_Q2005_offpeak | Southern_PGAE_Flow_Battery_79 | Operational_New_Capacity_MW | -1
Talega_230_offpeak | Talega_230_group | Operational_New_Capacity_MW | -1 | Midway_Q2005_offpeak | Northern_California_Flow_Battery_85 | Operational_New_Capacity_MW | -1
Talega_230_SSN | Riverside_Flow_Battery_129 | Reliability_Capacity_In_Model_Year | 0.5 | Midway_Q2005_offpeak | Southern_PGAE_Flow_Battery_93 | Operational_New_Capacity_MW | -1
Talega_230_SSN | Riverside_Li_Battery_4hr_129 | Reliability_Capacity_In_Model_Year | 0.5 | Midway_Q2005_offpeak | Southern_PGAE_Flow_Battery_98 | Operational_New_Capacity_MW | -1
Talega_230_SSN | Riverside_Li_Battery_8hr_129 | Reliability_Capacity_In_Model_Year | 0.5 | Midway_Q2005_offpeak | Southern_PGAE_Flow_Battery_102 | Operational_New_Capacity_MW | -1
Talega_230_SSN | San_Diego_Pumped_Storage_119 | Reliability_Capacity_In_Model_Year | 0.5 | Midway_Q2005_offpeak | Southern_PGAE_Flow_Battery_109 | Operational_New_Capacity_MW | -1
Talega_230_SSN | Riverside_Solar_129 | Reliability_Capacity_In_Model_Year | 0.427 | Midway_Q2005_offpeak | Southern_PGAE_Flow_Battery_117 | Operational_New_Capacity_MW | -1
Talega_230_SSN | Talega_230_group | Operational_New_Capacity_MW | -1 | Midway_Q2005_offpeak | Southern_PGAE_Flow_Battery_118 | Operational_New_Capacity_MW | -1
Tesla_Bellota_HSN | Northern_California_Flow_Battery_41 | Reliability_Capacity_In_Model_Year | 1 | Midway_Q2005_offpeak | Southern_PGAE_Flow_Battery_140 | Operational_New_Capacity_MW | -1
Tesla_Bellota_HSN | Northern_California_Flow_Battery_57 | Reliability_Capacity_In_Model_Year | 1 | Midway_Q2005_offpeak | Southern_PGAE_Flow_Battery_151 | Operational_New_Capacity_MW | -1
Tesla_Bellota_HSN | Northern_California_Flow_Battery_68 | Reliability_Capacity_In_Model_Year | 1 | Midway_Q2005_offpeak | Southern_PGAE_Flow_Battery_154 | Operational_New_Capacity_MW | -1
Tesla_Bellota_HSN | Northern_California_Flow_Battery_73 | Reliability_Capacity_In_Model_Year | 1 | Midway_Q2005_offpeak | Southern_PGAE_Flow_Battery_161 | Operational_New_Capacity_MW | -1
Tesla_Bellota_HSN | Northern_California_Flow_Battery_76 | Reliability_Capacity_In_Model_Year | 1 | Midway_Q2005_offpeak | Southern_PGAE_Flow_Battery_162 | Operational_New_Capacity_MW | -1
Tesla_Bellota_HSN | Northern_California_Flow_Battery_82 | Reliability_Capacity_In_Model_Year | 1 | Midway_Q2005_offpeak | Southern_PGAE_Flow_Battery_164 | Operational_New_Capacity_MW | -1
Tesla_Bellota_HSN | Northern_California_Flow_Battery_92 | Reliability_Capacity_In_Model_Year | 1 | Midway_Q2005_offpeak | Southern_PGAE_Flow_Battery_165 | Operational_New_Capacity_MW | -1
Tesla_Bellota_HSN | Southern_PGAE_Flow_Battery_95 | Reliability_Capacity_In_Model_Year | 1 | Midway_Q2005_offpeak | Southern_PGAE_Flow_Battery_168 | Operational_New_Capacity_MW | -1
Tesla_Bellota_HSN | Northern_California_Flow_Battery_96 | Reliability_Capacity_In_Model_Year | 1 | Midway_Q2005_offpeak | Southern_PGAE_Flow_Battery_169 | Operational_New_Capacity_MW | -1
Tesla_Bellota_HSN | Southern_PGAE_Flow_Battery_99 | Reliability_Capacity_In_Model_Year | 1 | Midway_Q2005_offpeak | Southern_PGAE_Flow_Battery_170 | Operational_New_Capacity_MW | -1
Tesla_Bellota_HSN | Southern_PGAE_Flow_Battery_111 | Reliability_Capacity_In_Model_Year | 1 | Midway_Q2005_offpeak | Southern_PGAE_Flow_Battery_174 | Operational_New_Capacity_MW | -1
Tesla_Bellota_HSN | Northern_California_Flow_Battery_112 | Reliability_Capacity_In_Model_Year | 1 | Midway_Q2005_offpeak | Southern_PGAE_Flow_Battery_176 | Operational_New_Capacity_MW | -1
Tesla_Bellota_HSN | Northern_California_Flow_Battery_113 | Reliability_Capacity_In_Model_Year | 1 | Midway_Q2005_offpeak | Southern_PGAE_Li_Battery_4hr_12 | Operational_New_Capacity_MW | -1
Tesla_Bellota_HSN | Northern_California_Flow_Battery_114 | Reliability_Capacity_In_Model_Year | 1 | Midway_Q2005_offpeak | Southern_PGAE_Li_Battery_4hr_17 | Operational_New_Capacity_MW | -1
Tesla_Bellota_HSN | Northern_California_Flow_Battery_116 | Reliability_Capacity_In_Model_Year | 1 | Midway_Q2005_offpeak | Southern_PGAE_Li_Battery_4hr_22 | Operational_New_Capacity_MW | -1
Tesla_Bellota_HSN | Northern_California_Flow_Battery_122 | Reliability_Capacity_In_Model_Year | 1 | Midway_Q2005_offpeak | Southern_PGAE_Li_Battery_4hr_23 | Operational_New_Capacity_MW | -1
Tesla_Bellota_HSN | Southern_PGAE_Flow_Battery_124 | Reliability_Capacity_In_Model_Year | 1 | Midway_Q2005_offpeak | Southern_PGAE_Li_Battery_4hr_24 | Operational_New_Capacity_MW | -1
Tesla_Bellota_HSN | Northern_California_Flow_Battery_126 | Reliability_Capacity_In_Model_Year | 1 | Midway_Q2005_offpeak | Southern_PGAE_Li_Battery_4hr_33 | Operational_New_Capacity_MW | -1
Tesla_Bellota_HSN | Northern_California_Flow_Battery_135 | Reliability_Capacity_In_Model_Year | 1 | Midway_Q2005_offpeak | Southern_PGAE_Li_Battery_4hr_34 | Operational_New_Capacity_MW | -1
Tesla_Bellota_HSN | Northern_California_Flow_Battery_138 | Reliability_Capacity_In_Model_Year | 1 | Midway_Q2005_offpeak | Southern_PGAE_Li_Battery_4hr_37 | Operational_New_Capacity_MW | -1
Tesla_Bellota_HSN | Southern_PGAE_Flow_Battery_139 | Reliability_Capacity_In_Model_Year | 1 | Midway_Q2005_offpeak | Southern_PGAE_Li_Battery_4hr_39 | Operational_New_Capacity_MW | -1
Tesla_Bellota_HSN | Northern_California_Flow_Battery_141 | Reliability_Capacity_In_Model_Year | 1 | Midway_Q2005_offpeak | Southern_PGAE_Li_Battery_4hr_45 | Operational_New_Capacity_MW | -1
Tesla_Bellota_HSN | Northern_California_Flow_Battery_144 | Reliability_Capacity_In_Model_Year | 1 | Midway_Q2005_offpeak | Southern_PGAE_Li_Battery_4hr_46 | Operational_New_Capacity_MW | -1
Tesla_Bellota_HSN | Northern_California_Flow_Battery_149 | Reliability_Capacity_In_Model_Year | 1 | Midway_Q2005_offpeak | Southern_PGAE_Li_Battery_4hr_49 | Operational_New_Capacity_MW | -1
Tesla_Bellota_HSN | Northern_California_Flow_Battery_155 | Reliability_Capacity_In_Model_Year | 1 | Midway_Q2005_offpeak | Southern_PGAE_Li_Battery_4hr_52 | Operational_New_Capacity_MW | -1
Tesla_Bellota_HSN | Northern_California_Flow_Battery_157 | Reliability_Capacity_In_Model_Year | 1 | Midway_Q2005_offpeak | Southern_PGAE_Li_Battery_4hr_61 | Operational_New_Capacity_MW | -1
Tesla_Bellota_HSN | Northern_California_Flow_Battery_158 | Reliability_Capacity_In_Model_Year | 1 | Midway_Q2005_offpeak | Southern_PGAE_Li_Battery_4hr_69 | Operational_New_Capacity_MW | -1
Tesla_Bellota_HSN | Northern_California_Flow_Battery_159 | Reliability_Capacity_In_Model_Year | 1 | Midway_Q2005_offpeak | Southern_PGAE_Li_Battery_4hr_74 | Operational_New_Capacity_MW | -1
Tesla_Bellota_HSN | Southern_PGAE_Flow_Battery_161 | Reliability_Capacity_In_Model_Year | 1 | Midway_Q2005_offpeak | Southern_PGAE_Li_Battery_4hr_75 | Operational_New_Capacity_MW | -1
Tesla_Bellota_HSN | Southern_PGAE_Flow_Battery_163 | Reliability_Capacity_In_Model_Year | 1 | Midway_Q2005_offpeak | Southern_PGAE_Li_Battery_4hr_79 | Operational_New_Capacity_MW | -1
Tesla_Bellota_HSN | Northern_California_Flow_Battery_166 | Reliability_Capacity_In_Model_Year | 1 | Midway_Q2005_offpeak | Northern_California_Li_Battery_4hr_85 | Operational_New_Capacity_MW | -1
Tesla_Bellota_HSN | Northern_California_Flow_Battery_172 | Reliability_Capacity_In_Model_Year | 1 | Midway_Q2005_offpeak | Southern_PGAE_Li_Battery_4hr_93 | Operational_New_Capacity_MW | -1
Tesla_Bellota_HSN | Northern_California_Flow_Battery_179 | Reliability_Capacity_In_Model_Year | 1 | Midway_Q2005_offpeak | Southern_PGAE_Li_Battery_4hr_98 | Operational_New_Capacity_MW | -1
Tesla_Bellota_HSN | Northern_California_Li_Battery_4hr_41 | Reliability_Capacity_In_Model_Year | 1 | Midway_Q2005_offpeak | Southern_PGAE_Li_Battery_4hr_102 | Operational_New_Capacity_MW | -1
Tesla_Bellota_HSN | Northern_California_Li_Battery_4hr_57 | Reliability_Capacity_In_Model_Year | 1 | Midway_Q2005_offpeak | Southern_PGAE_Li_Battery_4hr_109 | Operational_New_Capacity_MW | -1
Tesla_Bellota_HSN | Northern_California_Li_Battery_4hr_68 | Reliability_Capacity_In_Model_Year | 1 | Midway_Q2005_offpeak | Southern_PGAE_Li_Battery_4hr_117 | Operational_New_Capacity_MW | -1
Tesla_Bellota_HSN | Northern_California_Li_Battery_4hr_73 | Reliability_Capacity_In_Model_Year | 1 | Midway_Q2005_offpeak | Southern_PGAE_Li_Battery_4hr_118 | Operational_New_Capacity_MW | -1
Tesla_Bellota_HSN | Northern_California_Li_Battery_4hr_76 | Reliability_Capacity_In_Model_Year | 1 | Midway_Q2005_offpeak | Southern_PGAE_Li_Battery_4hr_140 | Operational_New_Capacity_MW | -1
Tesla_Bellota_HSN | Northern_California_Li_Battery_4hr_82 | Reliability_Capacity_In_Model_Year | 1 | Midway_Q2005_offpeak | Southern_PGAE_Li_Battery_4hr_151 | Operational_New_Capacity_MW | -1
Tesla_Bellota_HSN | Northern_California_Li_Battery_4hr_92 | Reliability_Capacity_In_Model_Year | 1 | Midway_Q2005_offpeak | Southern_PGAE_Li_Battery_4hr_154 | Operational_New_Capacity_MW | -1
Tesla_Bellota_HSN | Southern_PGAE_Li_Battery_4hr_95 | Reliability_Capacity_In_Model_Year | 1 | Midway_Q2005_offpeak | Southern_PGAE_Li_Battery_4hr_161 | Operational_New_Capacity_MW | -1
Tesla_Bellota_HSN | Northern_California_Li_Battery_4hr_96 | Reliability_Capacity_In_Model_Year | 1 | Midway_Q2005_offpeak | Southern_PGAE_Li_Battery_4hr_162 | Operational_New_Capacity_MW | -1
Tesla_Bellota_HSN | Southern_PGAE_Li_Battery_4hr_99 | Reliability_Capacity_In_Model_Year | 1 | Midway_Q2005_offpeak | Southern_PGAE_Li_Battery_4hr_164 | Operational_New_Capacity_MW | -1
Tesla_Bellota_HSN | Southern_PGAE_Li_Battery_4hr_111 | Reliability_Capacity_In_Model_Year | 1 | Midway_Q2005_offpeak | Southern_PGAE_Li_Battery_4hr_165 | Operational_New_Capacity_MW | -1
Tesla_Bellota_HSN | Northern_California_Li_Battery_4hr_112 | Reliability_Capacity_In_Model_Year | 1 | Midway_Q2005_offpeak | Southern_PGAE_Li_Battery_4hr_168 | Operational_New_Capacity_MW | -1
Tesla_Bellota_HSN | Northern_California_Li_Battery_4hr_113 | Reliability_Capacity_In_Model_Year | 1 | Midway_Q2005_offpeak | Southern_PGAE_Li_Battery_4hr_169 | Operational_New_Capacity_MW | -1
Tesla_Bellota_HSN | Northern_California_Li_Battery_4hr_114 | Reliability_Capacity_In_Model_Year | 1 | Midway_Q2005_offpeak | Southern_PGAE_Li_Battery_4hr_170 | Operational_New_Capacity_MW | -1
Tesla_Bellota_HSN | Northern_California_Li_Battery_4hr_116 | Reliability_Capacity_In_Model_Year | 1 | Midway_Q2005_offpeak | Southern_PGAE_Li_Battery_4hr_174 | Operational_New_Capacity_MW | -1
Tesla_Bellota_HSN | Northern_California_Li_Battery_4hr_122 | Reliability_Capacity_In_Model_Year | 1 | Midway_Q2005_offpeak | Southern_PGAE_Li_Battery_4hr_176 | Operational_New_Capacity_MW | -1
Tesla_Bellota_HSN | Southern_PGAE_Li_Battery_4hr_124 | Reliability_Capacity_In_Model_Year | 1 | Midway_Q2005_offpeak | Southern_PGAE_Li_Battery_8hr_12 | Operational_New_Capacity_MW | -1
Tesla_Bellota_HSN | Northern_California_Li_Battery_4hr_126 | Reliability_Capacity_In_Model_Year | 1 | Midway_Q2005_offpeak | Southern_PGAE_Li_Battery_8hr_17 | Operational_New_Capacity_MW | -1
Tesla_Bellota_HSN | Northern_California_Li_Battery_4hr_135 | Reliability_Capacity_In_Model_Year | 1 | Midway_Q2005_offpeak | Southern_PGAE_Li_Battery_8hr_22 | Operational_New_Capacity_MW | -1
Tesla_Bellota_HSN | Northern_California_Li_Battery_4hr_138 | Reliability_Capacity_In_Model_Year | 1 | Midway_Q2005_offpeak | Southern_PGAE_Li_Battery_8hr_23 | Operational_New_Capacity_MW | -1
Tesla_Bellota_HSN | Southern_PGAE_Li_Battery_4hr_139 | Reliability_Capacity_In_Model_Year | 1 | Midway_Q2005_offpeak | Southern_PGAE_Li_Battery_8hr_24 | Operational_New_Capacity_MW | -1
Tesla_Bellota_HSN | Northern_California_Li_Battery_4hr_141 | Reliability_Capacity_In_Model_Year | 1 | Midway_Q2005_offpeak | Southern_PGAE_Li_Battery_8hr_33 | Operational_New_Capacity_MW | -1
Tesla_Bellota_HSN | Northern_California_Li_Battery_4hr_144 | Reliability_Capacity_In_Model_Year | 1 | Midway_Q2005_offpeak | Southern_PGAE_Li_Battery_8hr_34 | Operational_New_Capacity_MW | -1
Tesla_Bellota_HSN | Northern_California_Li_Battery_4hr_149 | Reliability_Capacity_In_Model_Year | 1 | Midway_Q2005_offpeak | Southern_PGAE_Li_Battery_8hr_37 | Operational_New_Capacity_MW | -1
Tesla_Bellota_HSN | Northern_California_Li_Battery_4hr_155 | Reliability_Capacity_In_Model_Year | 1 | Midway_Q2005_offpeak | Southern_PGAE_Li_Battery_8hr_39 | Operational_New_Capacity_MW | -1
Tesla_Bellota_HSN | Northern_California_Li_Battery_4hr_157 | Reliability_Capacity_In_Model_Year | 1 | Midway_Q2005_offpeak | Southern_PGAE_Li_Battery_8hr_45 | Operational_New_Capacity_MW | -1
Tesla_Bellota_HSN | Northern_California_Li_Battery_4hr_158 | Reliability_Capacity_In_Model_Year | 1 | Midway_Q2005_offpeak | Southern_PGAE_Li_Battery_8hr_46 | Operational_New_Capacity_MW | -1
Tesla_Bellota_HSN | Northern_California_Li_Battery_4hr_159 | Reliability_Capacity_In_Model_Year | 1 | Midway_Q2005_offpeak | Southern_PGAE_Li_Battery_8hr_49 | Operational_New_Capacity_MW | -1
Tesla_Bellota_HSN | Southern_PGAE_Li_Battery_4hr_161 | Reliability_Capacity_In_Model_Year | 1 | Midway_Q2005_offpeak | Southern_PGAE_Li_Battery_8hr_52 | Operational_New_Capacity_MW | -1
Tesla_Bellota_HSN | Southern_PGAE_Li_Battery_4hr_163 | Reliability_Capacity_In_Model_Year | 1 | Midway_Q2005_offpeak | Southern_PGAE_Li_Battery_8hr_61 | Operational_New_Capacity_MW | -1
Tesla_Bellota_HSN | Northern_California_Li_Battery_4hr_166 | Reliability_Capacity_In_Model_Year | 1 | Midway_Q2005_offpeak | Southern_PGAE_Li_Battery_8hr_69 | Operational_New_Capacity_MW | -1
Tesla_Bellota_HSN | Northern_California_Li_Battery_4hr_172 | Reliability_Capacity_In_Model_Year | 1 | Midway_Q2005_offpeak | Southern_PGAE_Li_Battery_8hr_74 | Operational_New_Capacity_MW | -1
Tesla_Bellota_HSN | Northern_California_Li_Battery_4hr_179 | Reliability_Capacity_In_Model_Year | 1 | Midway_Q2005_offpeak | Southern_PGAE_Li_Battery_8hr_75 | Operational_New_Capacity_MW | -1
Tesla_Bellota_HSN | Northern_California_Li_Battery_8hr_41 | Reliability_Capacity_In_Model_Year | 1 | Midway_Q2005_offpeak | Southern_PGAE_Li_Battery_8hr_79 | Operational_New_Capacity_MW | -1
Tesla_Bellota_HSN | Northern_California_Li_Battery_8hr_57 | Reliability_Capacity_In_Model_Year | 1 | Midway_Q2005_offpeak | Northern_California_Li_Battery_8hr_85 | Operational_New_Capacity_MW | -1
Tesla_Bellota_HSN | Northern_California_Li_Battery_8hr_68 | Reliability_Capacity_In_Model_Year | 1 | Midway_Q2005_offpeak | Southern_PGAE_Li_Battery_8hr_93 | Operational_New_Capacity_MW | -1
Tesla_Bellota_HSN | Northern_California_Li_Battery_8hr_73 | Reliability_Capacity_In_Model_Year | 1 | Midway_Q2005_offpeak | Southern_PGAE_Li_Battery_8hr_98 | Operational_New_Capacity_MW | -1
Tesla_Bellota_HSN | Northern_California_Li_Battery_8hr_76 | Reliability_Capacity_In_Model_Year | 1 | Midway_Q2005_offpeak | Southern_PGAE_Li_Battery_8hr_102 | Operational_New_Capacity_MW | -1
Tesla_Bellota_HSN | Northern_California_Li_Battery_8hr_82 | Reliability_Capacity_In_Model_Year | 1 | Midway_Q2005_offpeak | Southern_PGAE_Li_Battery_8hr_109 | Operational_New_Capacity_MW | -1
Tesla_Bellota_HSN | Northern_California_Li_Battery_8hr_92 | Reliability_Capacity_In_Model_Year | 1 | Midway_Q2005_offpeak | Southern_PGAE_Li_Battery_8hr_117 | Operational_New_Capacity_MW | -1
Tesla_Bellota_HSN | Southern_PGAE_Li_Battery_8hr_95 | Reliability_Capacity_In_Model_Year | 1 | Midway_Q2005_offpeak | Southern_PGAE_Li_Battery_8hr_118 | Operational_New_Capacity_MW | -1
Tesla_Bellota_HSN | Northern_California_Li_Battery_8hr_96 | Reliability_Capacity_In_Model_Year | 1 | Midway_Q2005_offpeak | Southern_PGAE_Li_Battery_8hr_140 | Operational_New_Capacity_MW | -1
Tesla_Bellota_HSN | Southern_PGAE_Li_Battery_8hr_99 | Reliability_Capacity_In_Model_Year | 1 | Midway_Q2005_offpeak | Southern_PGAE_Li_Battery_8hr_151 | Operational_New_Capacity_MW | -1
Tesla_Bellota_HSN | Southern_PGAE_Li_Battery_8hr_111 | Reliability_Capacity_In_Model_Year | 1 | Midway_Q2005_offpeak | Southern_PGAE_Li_Battery_8hr_154 | Operational_New_Capacity_MW | -1
Tesla_Bellota_HSN | Northern_California_Li_Battery_8hr_112 | Reliability_Capacity_In_Model_Year | 1 | Midway_Q2005_offpeak | Southern_PGAE_Li_Battery_8hr_161 | Operational_New_Capacity_MW | -1
Tesla_Bellota_HSN | Northern_California_Li_Battery_8hr_113 | Reliability_Capacity_In_Model_Year | 1 | Midway_Q2005_offpeak | Southern_PGAE_Li_Battery_8hr_162 | Operational_New_Capacity_MW | -1
Tesla_Bellota_HSN | Northern_California_Li_Battery_8hr_114 | Reliability_Capacity_In_Model_Year | 1 | Midway_Q2005_offpeak | Southern_PGAE_Li_Battery_8hr_164 | Operational_New_Capacity_MW | -1
Tesla_Bellota_HSN | Northern_California_Li_Battery_8hr_116 | Reliability_Capacity_In_Model_Year | 1 | Midway_Q2005_offpeak | Southern_PGAE_Li_Battery_8hr_165 | Operational_New_Capacity_MW | -1
Tesla_Bellota_HSN | Northern_California_Li_Battery_8hr_122 | Reliability_Capacity_In_Model_Year | 1 | Midway_Q2005_offpeak | Southern_PGAE_Li_Battery_8hr_168 | Operational_New_Capacity_MW | -1
Tesla_Bellota_HSN | Southern_PGAE_Li_Battery_8hr_124 | Reliability_Capacity_In_Model_Year | 1 | Midway_Q2005_offpeak | Southern_PGAE_Li_Battery_8hr_169 | Operational_New_Capacity_MW | -1
Tesla_Bellota_HSN | Northern_California_Li_Battery_8hr_126 | Reliability_Capacity_In_Model_Year | 1 | Midway_Q2005_offpeak | Southern_PGAE_Li_Battery_8hr_170 | Operational_New_Capacity_MW | -1
Tesla_Bellota_HSN | Northern_California_Li_Battery_8hr_135 | Reliability_Capacity_In_Model_Year | 1 | Midway_Q2005_offpeak | Southern_PGAE_Li_Battery_8hr_174 | Operational_New_Capacity_MW | -1
Tesla_Bellota_HSN | Northern_California_Li_Battery_8hr_138 | Reliability_Capacity_In_Model_Year | 1 | Midway_Q2005_offpeak | Southern_PGAE_Li_Battery_8hr_176 | Operational_New_Capacity_MW | -1
Tesla_Bellota_HSN | Southern_PGAE_Li_Battery_8hr_139 | Reliability_Capacity_In_Model_Year | 1 | Midway_Q2005_offpeak | Central_Valley_North_Los_Banos_Wind_17 | Operational_New_Capacity_MW | 0.44
Tesla_Bellota_HSN | Northern_California_Li_Battery_8hr_141 | Reliability_Capacity_In_Model_Year | 1 | Midway_Q2005_offpeak | Central_Valley_North_Los_Banos_Wind_154 | Operational_New_Capacity_MW | 0.44
Tesla_Bellota_HSN | Northern_California_Li_Battery_8hr_144 | Reliability_Capacity_In_Model_Year | 1 | Midway_Q2005_offpeak | Central_Valley_North_Los_Banos_Wind_162 | Operational_New_Capacity_MW | 0.44
Tesla_Bellota_HSN | Northern_California_Li_Battery_8hr_149 | Reliability_Capacity_In_Model_Year | 1 | Midway_Q2005_offpeak | Northern_California_Solar_85 | Operational_New_Capacity_MW | 0.79
Tesla_Bellota_HSN | Northern_California_Li_Battery_8hr_155 | Reliability_Capacity_In_Model_Year | 1 | Midway_Q2005_offpeak | Solano_Wind_85 | Operational_New_Capacity_MW | 0.44
Tesla_Bellota_HSN | Northern_California_Li_Battery_8hr_157 | Reliability_Capacity_In_Model_Year | 1 | Midway_Q2005_offpeak | Southern_PGAE_Solar_12 | Operational_New_Capacity_MW | 0.79
Tesla_Bellota_HSN | Northern_California_Li_Battery_8hr_158 | Reliability_Capacity_In_Model_Year | 1 | Midway_Q2005_offpeak | Southern_PGAE_Solar_17 | Operational_New_Capacity_MW | 0.79
Tesla_Bellota_HSN | Northern_California_Li_Battery_8hr_159 | Reliability_Capacity_In_Model_Year | 1 | Midway_Q2005_offpeak | Southern_PGAE_Solar_22 | Operational_New_Capacity_MW | 0.79
Tesla_Bellota_HSN | Southern_PGAE_Li_Battery_8hr_161 | Reliability_Capacity_In_Model_Year | 1 | Midway_Q2005_offpeak | Southern_PGAE_Solar_23 | Operational_New_Capacity_MW | 0.79
Tesla_Bellota_HSN | Southern_PGAE_Li_Battery_8hr_163 | Reliability_Capacity_In_Model_Year | 1 | Midway_Q2005_offpeak | Southern_PGAE_Solar_24 | Operational_New_Capacity_MW | 0.79
Tesla_Bellota_HSN | Northern_California_Li_Battery_8hr_166 | Reliability_Capacity_In_Model_Year | 1 | Midway_Q2005_offpeak | Southern_PGAE_Solar_33 | Operational_New_Capacity_MW | 0.79
Tesla_Bellota_HSN | Northern_California_Li_Battery_8hr_172 | Reliability_Capacity_In_Model_Year | 1 | Midway_Q2005_offpeak | Southern_PGAE_Solar_34 | Operational_New_Capacity_MW | 0.79
Tesla_Bellota_HSN | Northern_California_Li_Battery_8hr_179 | Reliability_Capacity_In_Model_Year | 1 | Midway_Q2005_offpeak | Southern_PGAE_Solar_37 | Operational_New_Capacity_MW | 0.79
Tesla_Bellota_HSN | Northern_California_Solar_41 | Reliability_Capacity_In_Model_Year | 0.1 | Midway_Q2005_offpeak | Southern_PGAE_Solar_39 | Operational_New_Capacity_MW | 0.79
Tesla_Bellota_HSN | Northern_California_Solar_57 | Reliability_Capacity_In_Model_Year | 0.1 | Midway_Q2005_offpeak | Southern_PGAE_Solar_45 | Operational_New_Capacity_MW | 0.79
Tesla_Bellota_HSN | Northern_California_Solar_68 | Reliability_Capacity_In_Model_Year | 0.1 | Midway_Q2005_offpeak | Southern_PGAE_Solar_46 | Operational_New_Capacity_MW | 0.79
Tesla_Bellota_HSN | Northern_California_Solar_73 | Reliability_Capacity_In_Model_Year | 0.1 | Midway_Q2005_offpeak | Southern_PGAE_Solar_49 | Operational_New_Capacity_MW | 0.79
Tesla_Bellota_HSN | Northern_California_Solar_76 | Reliability_Capacity_In_Model_Year | 0.1 | Midway_Q2005_offpeak | Southern_PGAE_Solar_52 | Operational_New_Capacity_MW | 0.79
Tesla_Bellota_HSN | Northern_California_Solar_82 | Reliability_Capacity_In_Model_Year | 0.1 | Midway_Q2005_offpeak | Southern_PGAE_Solar_61 | Operational_New_Capacity_MW | 0.79
Tesla_Bellota_HSN | Northern_California_Solar_92 | Reliability_Capacity_In_Model_Year | 0.1 | Midway_Q2005_offpeak | Southern_PGAE_Solar_69 | Operational_New_Capacity_MW | 0.79
Tesla_Bellota_HSN | Northern_California_Solar_96 | Reliability_Capacity_In_Model_Year | 0.1 | Midway_Q2005_offpeak | Southern_PGAE_Solar_74 | Operational_New_Capacity_MW | 0.79
Tesla_Bellota_HSN | Northern_California_Solar_112 | Reliability_Capacity_In_Model_Year | 0.1 | Midway_Q2005_offpeak | Southern_PGAE_Solar_75 | Operational_New_Capacity_MW | 0.79
Tesla_Bellota_HSN | Northern_California_Solar_113 | Reliability_Capacity_In_Model_Year | 0.1 | Midway_Q2005_offpeak | Southern_PGAE_Solar_79 | Operational_New_Capacity_MW | 0.79
Tesla_Bellota_HSN | Northern_California_Solar_114 | Reliability_Capacity_In_Model_Year | 0.1 | Midway_Q2005_offpeak | Southern_PGAE_Solar_93 | Operational_New_Capacity_MW | 0.79
Tesla_Bellota_HSN | Northern_California_Solar_116 | Reliability_Capacity_In_Model_Year | 0.1 | Midway_Q2005_offpeak | Southern_PGAE_Solar_98 | Operational_New_Capacity_MW | 0.79
Tesla_Bellota_HSN | Northern_California_Solar_122 | Reliability_Capacity_In_Model_Year | 0.1 | Midway_Q2005_offpeak | Southern_PGAE_Solar_102 | Operational_New_Capacity_MW | 0.79
Tesla_Bellota_HSN | Northern_California_Solar_126 | Reliability_Capacity_In_Model_Year | 0.1 | Midway_Q2005_offpeak | Southern_PGAE_Solar_109 | Operational_New_Capacity_MW | 0.79
Tesla_Bellota_HSN | Northern_California_Solar_135 | Reliability_Capacity_In_Model_Year | 0.1 | Midway_Q2005_offpeak | Southern_PGAE_Solar_117 | Operational_New_Capacity_MW | 0.79
Tesla_Bellota_HSN | Northern_California_Solar_138 | Reliability_Capacity_In_Model_Year | 0.1 | Midway_Q2005_offpeak | Southern_PGAE_Solar_118 | Operational_New_Capacity_MW | 0.79
Tesla_Bellota_HSN | Northern_California_Solar_141 | Reliability_Capacity_In_Model_Year | 0.1 | Midway_Q2005_offpeak | Southern_PGAE_Solar_140 | Operational_New_Capacity_MW | 0.79
Tesla_Bellota_HSN | Northern_California_Solar_144 | Reliability_Capacity_In_Model_Year | 0.1 | Midway_Q2005_offpeak | Southern_PGAE_Solar_151 | Operational_New_Capacity_MW | 0.79
Tesla_Bellota_HSN | Northern_California_Solar_149 | Reliability_Capacity_In_Model_Year | 0.1 | Midway_Q2005_offpeak | Southern_PGAE_Solar_154 | Operational_New_Capacity_MW | 0.79
Tesla_Bellota_HSN | Northern_California_Solar_155 | Reliability_Capacity_In_Model_Year | 0.1 | Midway_Q2005_offpeak | Southern_PGAE_Solar_161 | Operational_New_Capacity_MW | 0.79
Tesla_Bellota_HSN | Northern_California_Solar_157 | Reliability_Capacity_In_Model_Year | 0.1 | Midway_Q2005_offpeak | Southern_PGAE_Solar_162 | Operational_New_Capacity_MW | 0.79
Tesla_Bellota_HSN | Northern_California_Solar_158 | Reliability_Capacity_In_Model_Year | 0.1 | Midway_Q2005_offpeak | Southern_PGAE_Solar_164 | Operational_New_Capacity_MW | 0.79
Tesla_Bellota_HSN | Northern_California_Solar_159 | Reliability_Capacity_In_Model_Year | 0.1 | Midway_Q2005_offpeak | Southern_PGAE_Solar_165 | Operational_New_Capacity_MW | 0.79
Tesla_Bellota_HSN | Northern_California_Solar_166 | Reliability_Capacity_In_Model_Year | 0.1 | Midway_Q2005_offpeak | Southern_PGAE_Solar_168 | Operational_New_Capacity_MW | 0.79
Tesla_Bellota_HSN | Northern_California_Solar_172 | Reliability_Capacity_In_Model_Year | 0.1 | Midway_Q2005_offpeak | Southern_PGAE_Solar_169 | Operational_New_Capacity_MW | 0.79
Tesla_Bellota_HSN | Northern_California_Solar_179 | Reliability_Capacity_In_Model_Year | 0.1 | Midway_Q2005_offpeak | Southern_PGAE_Solar_170 | Operational_New_Capacity_MW | 0.79
Tesla_Bellota_HSN | Northern_California_Wind_76 | Reliability_Capacity_In_Model_Year | 0.665 | Midway_Q2005_offpeak | Southern_PGAE_Solar_174 | Operational_New_Capacity_MW | 0.79
Tesla_Bellota_HSN | Northern_California_Wind_159 | Reliability_Capacity_In_Model_Year | 0.665 | Midway_Q2005_offpeak | Southern_PGAE_Solar_176 | Operational_New_Capacity_MW | 0.79
Tesla_Bellota_HSN | Solano_Wind_122 | Reliability_Capacity_In_Model_Year | 0.665 | Midway_Q2011_offpeak | Southern_PGAE_Flow_Battery_23 | Operational_New_Capacity_MW | -1
Tesla_Bellota_HSN | Solano_Wind_126 | Reliability_Capacity_In_Model_Year | 0.665 | Midway_Q2011_offpeak | Southern_PGAE_Flow_Battery_61 | Operational_New_Capacity_MW | -1
Tesla_Bellota_HSN | Southern_PGAE_Solar_95 | Reliability_Capacity_In_Model_Year | 0.1 | Midway_Q2011_offpeak | Southern_PGAE_Li_Battery_4hr_23 | Operational_New_Capacity_MW | -1
Tesla_Bellota_HSN | Southern_PGAE_Solar_99 | Reliability_Capacity_In_Model_Year | 0.1 | Midway_Q2011_offpeak | Southern_PGAE_Li_Battery_4hr_61 | Operational_New_Capacity_MW | -1
Tesla_Bellota_HSN | Southern_PGAE_Solar_111 | Reliability_Capacity_In_Model_Year | 0.1 | Midway_Q2011_offpeak | Southern_PGAE_Li_Battery_8hr_23 | Operational_New_Capacity_MW | -1
Tesla_Bellota_HSN | Southern_PGAE_Solar_124 | Reliability_Capacity_In_Model_Year | 0.1 | Midway_Q2011_offpeak | Southern_PGAE_Li_Battery_8hr_61 | Operational_New_Capacity_MW | -1
Tesla_Bellota_HSN | Southern_PGAE_Solar_139 | Reliability_Capacity_In_Model_Year | 0.1 | Midway_Q2011_offpeak | Southern_PGAE_Solar_23 | Operational_New_Capacity_MW | 0.79
Tesla_Bellota_HSN | Southern_PGAE_Solar_161 | Reliability_Capacity_In_Model_Year | 0.1 | Midway_Q2011_offpeak | Southern_PGAE_Solar_61 | Operational_New_Capacity_MW | 0.79
Tesla_Bellota_HSN | Southern_PGAE_Solar_163 | Reliability_Capacity_In_Model_Year | 0.1 | Midway_Taft_offpeak | Southern_PGAE_Flow_Battery_98 | Operational_New_Capacity_MW | -1
Tesla_Bellota_HSN | Nikola_group | Operational_New_Capacity_MW | -0.23904 | Midway_Taft_offpeak | Southern_PGAE_Flow_Battery_102 | Operational_New_Capacity_MW | -1
Tesla_Bellota_offpeak | Northern_California_Flow_Battery_41 | Operational_New_Capacity_MW | -1 | Midway_Taft_offpeak | Southern_PGAE_Li_Battery_4hr_98 | Operational_New_Capacity_MW | -1
Tesla_Bellota_offpeak | Northern_California_Flow_Battery_57 | Operational_New_Capacity_MW | -1 | Midway_Taft_offpeak | Southern_PGAE_Li_Battery_4hr_102 | Operational_New_Capacity_MW | -1
Tesla_Bellota_offpeak | Northern_California_Flow_Battery_68 | Operational_New_Capacity_MW | -1 | Midway_Taft_offpeak | Southern_PGAE_Li_Battery_8hr_98 | Operational_New_Capacity_MW | -1
Tesla_Bellota_offpeak | Northern_California_Flow_Battery_73 | Operational_New_Capacity_MW | -1 | Midway_Taft_offpeak | Southern_PGAE_Li_Battery_8hr_102 | Operational_New_Capacity_MW | -1
Tesla_Bellota_offpeak | Northern_California_Flow_Battery_76 | Operational_New_Capacity_MW | -1 | Midway_Taft_offpeak | Southern_PGAE_Solar_98 | Operational_New_Capacity_MW | 0.79
Tesla_Bellota_offpeak | Northern_California_Flow_Battery_82 | Operational_New_Capacity_MW | -1 | Midway_Taft_offpeak | Southern_PGAE_Solar_102 | Operational_New_Capacity_MW | 0.79
Tesla_Bellota_offpeak | Northern_California_Flow_Battery_92 | Operational_New_Capacity_MW | -1 | Moorpark_Pardee_offpeak | Greater_LA_Flow_Battery_58 | Operational_New_Capacity_MW | -1
Tesla_Bellota_offpeak | Southern_PGAE_Flow_Battery_95 | Operational_New_Capacity_MW | -1 | Moorpark_Pardee_offpeak | Greater_LA_Li_Battery_4hr_58 | Operational_New_Capacity_MW | -1
Tesla_Bellota_offpeak | Northern_California_Flow_Battery_96 | Operational_New_Capacity_MW | -1 | Moorpark_Pardee_offpeak | Greater_LA_Li_Battery_8hr_58 | Operational_New_Capacity_MW | -1
Tesla_Bellota_offpeak | Southern_PGAE_Flow_Battery_99 | Operational_New_Capacity_MW | -1 | Moorpark_Pardee_offpeak | Greater_LA_Solar_58 | Operational_New_Capacity_MW | 0.77
Tesla_Bellota_offpeak | Southern_PGAE_Flow_Battery_111 | Operational_New_Capacity_MW | -1 | Morganhill_Metcalf_offpeak | Northern_California_Flow_Battery_96 | Operational_New_Capacity_MW | -1
Tesla_Bellota_offpeak | Northern_California_Flow_Battery_112 | Operational_New_Capacity_MW | -1 | Morganhill_Metcalf_offpeak | Southern_PGAE_Flow_Battery_99 | Operational_New_Capacity_MW | -1
Tesla_Bellota_offpeak | Northern_California_Flow_Battery_113 | Operational_New_Capacity_MW | -1 | Morganhill_Metcalf_offpeak | Northern_California_Flow_Battery_113 | Operational_New_Capacity_MW | -1
Tesla_Bellota_offpeak | Northern_California_Flow_Battery_114 | Operational_New_Capacity_MW | -1 | Morganhill_Metcalf_offpeak | Northern_California_Flow_Battery_116 | Operational_New_Capacity_MW | -1
Tesla_Bellota_offpeak | Northern_California_Flow_Battery_116 | Operational_New_Capacity_MW | -1 | Morganhill_Metcalf_offpeak | Northern_California_Li_Battery_4hr_96 | Operational_New_Capacity_MW | -1
Tesla_Bellota_offpeak | Northern_California_Flow_Battery_122 | Operational_New_Capacity_MW | -1 | Morganhill_Metcalf_offpeak | Southern_PGAE_Li_Battery_4hr_99 | Operational_New_Capacity_MW | -1
Tesla_Bellota_offpeak | Southern_PGAE_Flow_Battery_124 | Operational_New_Capacity_MW | -1 | Morganhill_Metcalf_offpeak | Northern_California_Li_Battery_4hr_113 | Operational_New_Capacity_MW | -1
Tesla_Bellota_offpeak | Northern_California_Flow_Battery_126 | Operational_New_Capacity_MW | -1 | Morganhill_Metcalf_offpeak | Northern_California_Li_Battery_4hr_116 | Operational_New_Capacity_MW | -1
Tesla_Bellota_offpeak | Northern_California_Flow_Battery_135 | Operational_New_Capacity_MW | -1 | Morganhill_Metcalf_offpeak | Northern_California_Li_Battery_8hr_96 | Operational_New_Capacity_MW | -1
Tesla_Bellota_offpeak | Northern_California_Flow_Battery_138 | Operational_New_Capacity_MW | -1 | Morganhill_Metcalf_offpeak | Southern_PGAE_Li_Battery_8hr_99 | Operational_New_Capacity_MW | -1
Tesla_Bellota_offpeak | Southern_PGAE_Flow_Battery_139 | Operational_New_Capacity_MW | -1 | Morganhill_Metcalf_offpeak | Northern_California_Li_Battery_8hr_113 | Operational_New_Capacity_MW | -1
Tesla_Bellota_offpeak | Northern_California_Flow_Battery_141 | Operational_New_Capacity_MW | -1 | Morganhill_Metcalf_offpeak | Northern_California_Li_Battery_8hr_116 | Operational_New_Capacity_MW | -1
Tesla_Bellota_offpeak | Northern_California_Flow_Battery_144 | Operational_New_Capacity_MW | -1 | Morganhill_Metcalf_offpeak | Northern_California_Solar_96 | Operational_New_Capacity_MW | 0.68
Tesla_Bellota_offpeak | Northern_California_Flow_Battery_149 | Operational_New_Capacity_MW | -1 | Morganhill_Metcalf_offpeak | Northern_California_Solar_113 | Operational_New_Capacity_MW | 0.68
Tesla_Bellota_offpeak | Northern_California_Flow_Battery_155 | Operational_New_Capacity_MW | -1 | Morganhill_Metcalf_offpeak | Northern_California_Solar_116 | Operational_New_Capacity_MW | 0.68
Tesla_Bellota_offpeak | Northern_California_Flow_Battery_157 | Operational_New_Capacity_MW | -1 | Morganhill_Metcalf_offpeak | Southern_PGAE_Solar_99 | Operational_New_Capacity_MW | 0.68
Tesla_Bellota_offpeak | Northern_California_Flow_Battery_158 | Operational_New_Capacity_MW | -1 | Morro_Bay_Offshore_500_offpeak | Morro_Bay_Offshore_Wind_Asset | Operational_New_Capacity_MW | 1
Tesla_Bellota_offpeak | Northern_California_Flow_Battery_159 | Operational_New_Capacity_MW | -1 | Moss_Landing_Las_Aguillas_offpeak | Southern_PGAE_Flow_Battery_43 | Operational_New_Capacity_MW | -1
Tesla_Bellota_offpeak | Southern_PGAE_Flow_Battery_161 | Operational_New_Capacity_MW | -1 | Moss_Landing_Las_Aguillas_offpeak | Southern_PGAE_Flow_Battery_49 | Operational_New_Capacity_MW | -1
Tesla_Bellota_offpeak | Southern_PGAE_Flow_Battery_163 | Operational_New_Capacity_MW | -1 | Moss_Landing_Las_Aguillas_offpeak | Southern_PGAE_Flow_Battery_69 | Operational_New_Capacity_MW | -1
Tesla_Bellota_offpeak | Northern_California_Flow_Battery_166 | Operational_New_Capacity_MW | -1 | Moss_Landing_Las_Aguillas_offpeak | Southern_PGAE_Flow_Battery_72 | Operational_New_Capacity_MW | -1
Tesla_Bellota_offpeak | Northern_California_Flow_Battery_172 | Operational_New_Capacity_MW | -1 | Moss_Landing_Las_Aguillas_offpeak | Southern_PGAE_Flow_Battery_93 | Operational_New_Capacity_MW | -1
Tesla_Bellota_offpeak | Northern_California_Flow_Battery_179 | Operational_New_Capacity_MW | -1 | Moss_Landing_Las_Aguillas_offpeak | Southern_PGAE_Flow_Battery_117 | Operational_New_Capacity_MW | -1
Tesla_Bellota_offpeak | Northern_California_Li_Battery_4hr_41 | Operational_New_Capacity_MW | -1 | Moss_Landing_Las_Aguillas_offpeak | Southern_PGAE_Flow_Battery_124 | Operational_New_Capacity_MW | -1
Tesla_Bellota_offpeak | Northern_California_Li_Battery_4hr_57 | Operational_New_Capacity_MW | -1 | Moss_Landing_Las_Aguillas_offpeak | Southern_PGAE_Flow_Battery_148 | Operational_New_Capacity_MW | -1
Tesla_Bellota_offpeak | Northern_California_Li_Battery_4hr_68 | Operational_New_Capacity_MW | -1 | Moss_Landing_Las_Aguillas_offpeak | Southern_PGAE_Flow_Battery_164 | Operational_New_Capacity_MW | -1
Tesla_Bellota_offpeak | Northern_California_Li_Battery_4hr_73 | Operational_New_Capacity_MW | -1 | Moss_Landing_Las_Aguillas_offpeak | Southern_PGAE_Flow_Battery_168 | Operational_New_Capacity_MW | -1
Tesla_Bellota_offpeak | Northern_California_Li_Battery_4hr_76 | Operational_New_Capacity_MW | -1 | Moss_Landing_Las_Aguillas_offpeak | Southern_PGAE_Flow_Battery_170 | Operational_New_Capacity_MW | -1
Tesla_Bellota_offpeak | Northern_California_Li_Battery_4hr_82 | Operational_New_Capacity_MW | -1 | Moss_Landing_Las_Aguillas_offpeak | Southern_PGAE_Flow_Battery_174 | Operational_New_Capacity_MW | -1
Tesla_Bellota_offpeak | Northern_California_Li_Battery_4hr_92 | Operational_New_Capacity_MW | -1 | Moss_Landing_Las_Aguillas_offpeak | Southern_PGAE_Flow_Battery_176 | Operational_New_Capacity_MW | -1
Tesla_Bellota_offpeak | Southern_PGAE_Li_Battery_4hr_95 | Operational_New_Capacity_MW | -1 | Moss_Landing_Las_Aguillas_offpeak | Southern_PGAE_Li_Battery_4hr_43 | Operational_New_Capacity_MW | -1
Tesla_Bellota_offpeak | Northern_California_Li_Battery_4hr_96 | Operational_New_Capacity_MW | -1 | Moss_Landing_Las_Aguillas_offpeak | Southern_PGAE_Li_Battery_4hr_49 | Operational_New_Capacity_MW | -1
Tesla_Bellota_offpeak | Southern_PGAE_Li_Battery_4hr_99 | Operational_New_Capacity_MW | -1 | Moss_Landing_Las_Aguillas_offpeak | Southern_PGAE_Li_Battery_4hr_69 | Operational_New_Capacity_MW | -1
Tesla_Bellota_offpeak | Southern_PGAE_Li_Battery_4hr_111 | Operational_New_Capacity_MW | -1 | Moss_Landing_Las_Aguillas_offpeak | Southern_PGAE_Li_Battery_4hr_72 | Operational_New_Capacity_MW | -1
Tesla_Bellota_offpeak | Northern_California_Li_Battery_4hr_112 | Operational_New_Capacity_MW | -1 | Moss_Landing_Las_Aguillas_offpeak | Southern_PGAE_Li_Battery_4hr_93 | Operational_New_Capacity_MW | -1
Tesla_Bellota_offpeak | Northern_California_Li_Battery_4hr_113 | Operational_New_Capacity_MW | -1 | Moss_Landing_Las_Aguillas_offpeak | Southern_PGAE_Li_Battery_4hr_117 | Operational_New_Capacity_MW | -1
Tesla_Bellota_offpeak | Northern_California_Li_Battery_4hr_114 | Operational_New_Capacity_MW | -1 | Moss_Landing_Las_Aguillas_offpeak | Southern_PGAE_Li_Battery_4hr_124 | Operational_New_Capacity_MW | -1
Tesla_Bellota_offpeak | Northern_California_Li_Battery_4hr_116 | Operational_New_Capacity_MW | -1 | Moss_Landing_Las_Aguillas_offpeak | Southern_PGAE_Li_Battery_4hr_148 | Operational_New_Capacity_MW | -1
Tesla_Bellota_offpeak | Northern_California_Li_Battery_4hr_122 | Operational_New_Capacity_MW | -1 | Moss_Landing_Las_Aguillas_offpeak | Southern_PGAE_Li_Battery_4hr_164 | Operational_New_Capacity_MW | -1
Tesla_Bellota_offpeak | Southern_PGAE_Li_Battery_4hr_124 | Operational_New_Capacity_MW | -1 | Moss_Landing_Las_Aguillas_offpeak | Southern_PGAE_Li_Battery_4hr_168 | Operational_New_Capacity_MW | -1
Tesla_Bellota_offpeak | Northern_California_Li_Battery_4hr_126 | Operational_New_Capacity_MW | -1 | Moss_Landing_Las_Aguillas_offpeak | Southern_PGAE_Li_Battery_4hr_170 | Operational_New_Capacity_MW | -1
Tesla_Bellota_offpeak | Northern_California_Li_Battery_4hr_135 | Operational_New_Capacity_MW | -1 | Moss_Landing_Las_Aguillas_offpeak | Southern_PGAE_Li_Battery_4hr_174 | Operational_New_Capacity_MW | -1
Tesla_Bellota_offpeak | Northern_California_Li_Battery_4hr_138 | Operational_New_Capacity_MW | -1 | Moss_Landing_Las_Aguillas_offpeak | Southern_PGAE_Li_Battery_4hr_176 | Operational_New_Capacity_MW | -1
Tesla_Bellota_offpeak | Southern_PGAE_Li_Battery_4hr_139 | Operational_New_Capacity_MW | -1 | Moss_Landing_Las_Aguillas_offpeak | Southern_PGAE_Li_Battery_8hr_43 | Operational_New_Capacity_MW | -1
Tesla_Bellota_offpeak | Northern_California_Li_Battery_4hr_141 | Operational_New_Capacity_MW | -1 | Moss_Landing_Las_Aguillas_offpeak | Southern_PGAE_Li_Battery_8hr_49 | Operational_New_Capacity_MW | -1
Tesla_Bellota_offpeak | Northern_California_Li_Battery_4hr_144 | Operational_New_Capacity_MW | -1 | Moss_Landing_Las_Aguillas_offpeak | Southern_PGAE_Li_Battery_8hr_69 | Operational_New_Capacity_MW | -1
Tesla_Bellota_offpeak | Northern_California_Li_Battery_4hr_149 | Operational_New_Capacity_MW | -1 | Moss_Landing_Las_Aguillas_offpeak | Southern_PGAE_Li_Battery_8hr_72 | Operational_New_Capacity_MW | -1
Tesla_Bellota_offpeak | Northern_California_Li_Battery_4hr_155 | Operational_New_Capacity_MW | -1 | Moss_Landing_Las_Aguillas_offpeak | Southern_PGAE_Li_Battery_8hr_93 | Operational_New_Capacity_MW | -1
Tesla_Bellota_offpeak | Northern_California_Li_Battery_4hr_157 | Operational_New_Capacity_MW | -1 | Moss_Landing_Las_Aguillas_offpeak | Southern_PGAE_Li_Battery_8hr_117 | Operational_New_Capacity_MW | -1
Tesla_Bellota_offpeak | Northern_California_Li_Battery_4hr_158 | Operational_New_Capacity_MW | -1 | Moss_Landing_Las_Aguillas_offpeak | Southern_PGAE_Li_Battery_8hr_124 | Operational_New_Capacity_MW | -1
Tesla_Bellota_offpeak | Northern_California_Li_Battery_4hr_159 | Operational_New_Capacity_MW | -1 | Moss_Landing_Las_Aguillas_offpeak | Southern_PGAE_Li_Battery_8hr_148 | Operational_New_Capacity_MW | -1
Tesla_Bellota_offpeak | Southern_PGAE_Li_Battery_4hr_161 | Operational_New_Capacity_MW | -1 | Moss_Landing_Las_Aguillas_offpeak | Southern_PGAE_Li_Battery_8hr_164 | Operational_New_Capacity_MW | -1
Tesla_Bellota_offpeak | Southern_PGAE_Li_Battery_4hr_163 | Operational_New_Capacity_MW | -1 | Moss_Landing_Las_Aguillas_offpeak | Southern_PGAE_Li_Battery_8hr_168 | Operational_New_Capacity_MW | -1
Tesla_Bellota_offpeak | Northern_California_Li_Battery_4hr_166 | Operational_New_Capacity_MW | -1 | Moss_Landing_Las_Aguillas_offpeak | Southern_PGAE_Li_Battery_8hr_170 | Operational_New_Capacity_MW | -1
Tesla_Bellota_offpeak | Northern_California_Li_Battery_4hr_172 | Operational_New_Capacity_MW | -1 | Moss_Landing_Las_Aguillas_offpeak | Southern_PGAE_Li_Battery_8hr_174 | Operational_New_Capacity_MW | -1
Tesla_Bellota_offpeak | Northern_California_Li_Battery_4hr_179 | Operational_New_Capacity_MW | -1 | Moss_Landing_Las_Aguillas_offpeak | Southern_PGAE_Li_Battery_8hr_176 | Operational_New_Capacity_MW | -1
Tesla_Bellota_offpeak | Northern_California_Li_Battery_8hr_41 | Operational_New_Capacity_MW | -1 | Moss_Landing_Las_Aguillas_offpeak | Southern_PGAE_Solar_43 | Operational_New_Capacity_MW | 0.79
Tesla_Bellota_offpeak | Northern_California_Li_Battery_8hr_57 | Operational_New_Capacity_MW | -1 | Moss_Landing_Las_Aguillas_offpeak | Southern_PGAE_Solar_49 | Operational_New_Capacity_MW | 0.79
Tesla_Bellota_offpeak | Northern_California_Li_Battery_8hr_68 | Operational_New_Capacity_MW | -1 | Moss_Landing_Las_Aguillas_offpeak | Southern_PGAE_Solar_69 | Operational_New_Capacity_MW | 0.79
Tesla_Bellota_offpeak | Northern_California_Li_Battery_8hr_73 | Operational_New_Capacity_MW | -1 | Moss_Landing_Las_Aguillas_offpeak | Southern_PGAE_Solar_72 | Operational_New_Capacity_MW | 0.79
Tesla_Bellota_offpeak | Northern_California_Li_Battery_8hr_76 | Operational_New_Capacity_MW | -1 | Moss_Landing_Las_Aguillas_offpeak | Southern_PGAE_Solar_93 | Operational_New_Capacity_MW | 0.79
Tesla_Bellota_offpeak | Northern_California_Li_Battery_8hr_82 | Operational_New_Capacity_MW | -1 | Moss_Landing_Las_Aguillas_offpeak | Southern_PGAE_Solar_117 | Operational_New_Capacity_MW | 0.79
Tesla_Bellota_offpeak | Northern_California_Li_Battery_8hr_92 | Operational_New_Capacity_MW | -1 | Moss_Landing_Las_Aguillas_offpeak | Southern_PGAE_Solar_124 | Operational_New_Capacity_MW | 0.79
Tesla_Bellota_offpeak | Southern_PGAE_Li_Battery_8hr_95 | Operational_New_Capacity_MW | -1 | Moss_Landing_Las_Aguillas_offpeak | Southern_PGAE_Solar_148 | Operational_New_Capacity_MW | 0.79
Tesla_Bellota_offpeak | Northern_California_Li_Battery_8hr_96 | Operational_New_Capacity_MW | -1 | Moss_Landing_Las_Aguillas_offpeak | Southern_PGAE_Solar_164 | Operational_New_Capacity_MW | 0.79
Tesla_Bellota_offpeak | Southern_PGAE_Li_Battery_8hr_99 | Operational_New_Capacity_MW | -1 | Moss_Landing_Las_Aguillas_offpeak | Southern_PGAE_Solar_168 | Operational_New_Capacity_MW | 0.79
Tesla_Bellota_offpeak | Southern_PGAE_Li_Battery_8hr_111 | Operational_New_Capacity_MW | -1 | Moss_Landing_Las_Aguillas_offpeak | Southern_PGAE_Solar_170 | Operational_New_Capacity_MW | 0.79
Tesla_Bellota_offpeak | Northern_California_Li_Battery_8hr_112 | Operational_New_Capacity_MW | -1 | Moss_Landing_Las_Aguillas_offpeak | Southern_PGAE_Solar_174 | Operational_New_Capacity_MW | 0.79
Tesla_Bellota_offpeak | Northern_California_Li_Battery_8hr_113 | Operational_New_Capacity_MW | -1 | Moss_Landing_Las_Aguillas_offpeak | Southern_PGAE_Solar_176 | Operational_New_Capacity_MW | 0.79
Tesla_Bellota_offpeak | Northern_California_Li_Battery_8hr_114 | Operational_New_Capacity_MW | -1 | Mustang_Henrietta_offpeak | Southern_PGAE_Flow_Battery_17 | Operational_New_Capacity_MW | -1
Tesla_Bellota_offpeak | Northern_California_Li_Battery_8hr_116 | Operational_New_Capacity_MW | -1 | Mustang_Henrietta_offpeak | Southern_PGAE_Flow_Battery_24 | Operational_New_Capacity_MW | -1
Tesla_Bellota_offpeak | Northern_California_Li_Battery_8hr_122 | Operational_New_Capacity_MW | -1 | Mustang_Henrietta_offpeak | Southern_PGAE_Flow_Battery_27 | Operational_New_Capacity_MW | -1
Tesla_Bellota_offpeak | Southern_PGAE_Li_Battery_8hr_124 | Operational_New_Capacity_MW | -1 | Mustang_Henrietta_offpeak | Southern_PGAE_Flow_Battery_45 | Operational_New_Capacity_MW | -1
Tesla_Bellota_offpeak | Northern_California_Li_Battery_8hr_126 | Operational_New_Capacity_MW | -1 | Mustang_Henrietta_offpeak | Southern_PGAE_Flow_Battery_69 | Operational_New_Capacity_MW | -1
Tesla_Bellota_offpeak | Northern_California_Li_Battery_8hr_135 | Operational_New_Capacity_MW | -1 | Mustang_Henrietta_offpeak | Southern_PGAE_Flow_Battery_93 | Operational_New_Capacity_MW | -1
Tesla_Bellota_offpeak | Northern_California_Li_Battery_8hr_138 | Operational_New_Capacity_MW | -1 | Mustang_Henrietta_offpeak | Southern_PGAE_Flow_Battery_99 | Operational_New_Capacity_MW | -1
Tesla_Bellota_offpeak | Southern_PGAE_Li_Battery_8hr_139 | Operational_New_Capacity_MW | -1 | Mustang_Henrietta_offpeak | Northern_California_Flow_Battery_113 | Operational_New_Capacity_MW | -1
Tesla_Bellota_offpeak | Northern_California_Li_Battery_8hr_141 | Operational_New_Capacity_MW | -1 | Mustang_Henrietta_offpeak | Southern_PGAE_Flow_Battery_124 | Operational_New_Capacity_MW | -1
Tesla_Bellota_offpeak | Northern_California_Li_Battery_8hr_144 | Operational_New_Capacity_MW | -1 | Mustang_Henrietta_offpeak | Southern_PGAE_Li_Battery_4hr_17 | Operational_New_Capacity_MW | -1
Tesla_Bellota_offpeak | Northern_California_Li_Battery_8hr_149 | Operational_New_Capacity_MW | -1 | Mustang_Henrietta_offpeak | Southern_PGAE_Li_Battery_4hr_24 | Operational_New_Capacity_MW | -1
Tesla_Bellota_offpeak | Northern_California_Li_Battery_8hr_155 | Operational_New_Capacity_MW | -1 | Mustang_Henrietta_offpeak | Southern_PGAE_Li_Battery_4hr_27 | Operational_New_Capacity_MW | -1
Tesla_Bellota_offpeak | Northern_California_Li_Battery_8hr_157 | Operational_New_Capacity_MW | -1 | Mustang_Henrietta_offpeak | Southern_PGAE_Li_Battery_4hr_45 | Operational_New_Capacity_MW | -1
Tesla_Bellota_offpeak | Northern_California_Li_Battery_8hr_158 | Operational_New_Capacity_MW | -1 | Mustang_Henrietta_offpeak | Southern_PGAE_Li_Battery_4hr_69 | Operational_New_Capacity_MW | -1
Tesla_Bellota_offpeak | Northern_California_Li_Battery_8hr_159 | Operational_New_Capacity_MW | -1 | Mustang_Henrietta_offpeak | Southern_PGAE_Li_Battery_4hr_93 | Operational_New_Capacity_MW | -1
Tesla_Bellota_offpeak | Southern_PGAE_Li_Battery_8hr_161 | Operational_New_Capacity_MW | -1 | Mustang_Henrietta_offpeak | Southern_PGAE_Li_Battery_4hr_99 | Operational_New_Capacity_MW | -1
Tesla_Bellota_offpeak | Southern_PGAE_Li_Battery_8hr_163 | Operational_New_Capacity_MW | -1 | Mustang_Henrietta_offpeak | Northern_California_Li_Battery_4hr_113 | Operational_New_Capacity_MW | -1
Tesla_Bellota_offpeak | Northern_California_Li_Battery_8hr_166 | Operational_New_Capacity_MW | -1 | Mustang_Henrietta_offpeak | Southern_PGAE_Li_Battery_4hr_124 | Operational_New_Capacity_MW | -1
Tesla_Bellota_offpeak | Northern_California_Li_Battery_8hr_172 | Operational_New_Capacity_MW | -1 | Mustang_Henrietta_offpeak | Southern_PGAE_Li_Battery_8hr_17 | Operational_New_Capacity_MW | -1
Tesla_Bellota_offpeak | Northern_California_Li_Battery_8hr_179 | Operational_New_Capacity_MW | -1 | Mustang_Henrietta_offpeak | Southern_PGAE_Li_Battery_8hr_24 | Operational_New_Capacity_MW | -1
Tesla_Bellota_offpeak | Northern_California_Solar_41 | Operational_New_Capacity_MW | 0.68 | Mustang_Henrietta_offpeak | Southern_PGAE_Li_Battery_8hr_27 | Operational_New_Capacity_MW | -1
Tesla_Bellota_offpeak | Northern_California_Solar_57 | Operational_New_Capacity_MW | 0.68 | Mustang_Henrietta_offpeak | Southern_PGAE_Li_Battery_8hr_45 | Operational_New_Capacity_MW | -1
Tesla_Bellota_offpeak | Northern_California_Solar_68 | Operational_New_Capacity_MW | 0.68 | Mustang_Henrietta_offpeak | Southern_PGAE_Li_Battery_8hr_69 | Operational_New_Capacity_MW | -1
Tesla_Bellota_offpeak | Northern_California_Solar_73 | Operational_New_Capacity_MW | 0.68 | Mustang_Henrietta_offpeak | Southern_PGAE_Li_Battery_8hr_93 | Operational_New_Capacity_MW | -1
Tesla_Bellota_offpeak | Northern_California_Solar_76 | Operational_New_Capacity_MW | 0.68 | Mustang_Henrietta_offpeak | Southern_PGAE_Li_Battery_8hr_99 | Operational_New_Capacity_MW | -1
Tesla_Bellota_offpeak | Northern_California_Solar_82 | Operational_New_Capacity_MW | 0.68 | Mustang_Henrietta_offpeak | Northern_California_Li_Battery_8hr_113 | Operational_New_Capacity_MW | -1
Tesla_Bellota_offpeak | Northern_California_Solar_92 | Operational_New_Capacity_MW | 0.68 | Mustang_Henrietta_offpeak | Southern_PGAE_Li_Battery_8hr_124 | Operational_New_Capacity_MW | -1
Tesla_Bellota_offpeak | Northern_California_Solar_96 | Operational_New_Capacity_MW | 0.68 | Mustang_Henrietta_offpeak | Central_Valley_North_Los_Banos_Wind_17 | Operational_New_Capacity_MW | 0.44
Tesla_Bellota_offpeak | Northern_California_Solar_112 | Operational_New_Capacity_MW | 0.68 | Mustang_Henrietta_offpeak | Morro_Bay_Offshore_Wind_Asset | Operational_New_Capacity_MW | 1
Tesla_Bellota_offpeak | Northern_California_Solar_113 | Operational_New_Capacity_MW | 0.68 | Mustang_Henrietta_offpeak | Northern_California_Solar_113 | Operational_New_Capacity_MW | 0.79
Tesla_Bellota_offpeak | Northern_California_Solar_114 | Operational_New_Capacity_MW | 0.68 | Mustang_Henrietta_offpeak | Southern_PGAE_Solar_17 | Operational_New_Capacity_MW | 0.79
Tesla_Bellota_offpeak | Northern_California_Solar_116 | Operational_New_Capacity_MW | 0.68 | Mustang_Henrietta_offpeak | Southern_PGAE_Solar_24 | Operational_New_Capacity_MW | 0.79
Tesla_Bellota_offpeak | Northern_California_Solar_122 | Operational_New_Capacity_MW | 0.68 | Mustang_Henrietta_offpeak | Southern_PGAE_Solar_27 | Operational_New_Capacity_MW | 0.79