Tesla_Bellota_offpeak | Northern_California_Solar_126 | Operational_New_Capacity_MW | 0.68 | Mustang_Henrietta_offpeak | Southern_PGAE_Solar_45 | Operational_New_Capacity_MW | 0.79
Tesla_Bellota_offpeak | Northern_California_Solar_135 | Operational_New_Capacity_MW | 0.68 | Mustang_Henrietta_offpeak | Southern_PGAE_Solar_69 | Operational_New_Capacity_MW | 0.79
Tesla_Bellota_offpeak | Northern_California_Solar_138 | Operational_New_Capacity_MW | 0.68 | Mustang_Henrietta_offpeak | Southern_PGAE_Solar_93 | Operational_New_Capacity_MW | 0.79
Tesla_Bellota_offpeak | Northern_California_Solar_141 | Operational_New_Capacity_MW | 0.68 | Mustang_Henrietta_offpeak | Southern_PGAE_Solar_99 | Operational_New_Capacity_MW | 0.79
Tesla_Bellota_offpeak | Northern_California_Solar_144 | Operational_New_Capacity_MW | 0.68 | Mustang_Henrietta_offpeak | Southern_PGAE_Solar_124 | Operational_New_Capacity_MW | 0.79
Tesla_Bellota_offpeak | Northern_California_Solar_149 | Operational_New_Capacity_MW | 0.68 | Newark_Los_Esteros_offpeak | Northern_California_Flow_Battery_41 | Operational_New_Capacity_MW | -1
Tesla_Bellota_offpeak | Northern_California_Solar_155 | Operational_New_Capacity_MW | 0.68 | Newark_Los_Esteros_offpeak | Northern_California_Flow_Battery_57 | Operational_New_Capacity_MW | -1
Tesla_Bellota_offpeak | Northern_California_Solar_157 | Operational_New_Capacity_MW | 0.68 | Newark_Los_Esteros_offpeak | Northern_California_Flow_Battery_73 | Operational_New_Capacity_MW | -1
Tesla_Bellota_offpeak | Northern_California_Solar_158 | Operational_New_Capacity_MW | 0.68 | Newark_Los_Esteros_offpeak | Northern_California_Flow_Battery_82 | Operational_New_Capacity_MW | -1
Tesla_Bellota_offpeak | Northern_California_Solar_159 | Operational_New_Capacity_MW | 0.68 | Newark_Los_Esteros_offpeak | Northern_California_Flow_Battery_96 | Operational_New_Capacity_MW | -1
Tesla_Bellota_offpeak | Northern_California_Solar_166 | Operational_New_Capacity_MW | 0.68 | Newark_Los_Esteros_offpeak | Southern_PGAE_Flow_Battery_99 | Operational_New_Capacity_MW | -1
Tesla_Bellota_offpeak | Northern_California_Solar_172 | Operational_New_Capacity_MW | 0.68 | Newark_Los_Esteros_offpeak | Northern_California_Flow_Battery_113 | Operational_New_Capacity_MW | -1
Tesla_Bellota_offpeak | Northern_California_Solar_179 | Operational_New_Capacity_MW | 0.68 | Newark_Los_Esteros_offpeak | Northern_California_Flow_Battery_116 | Operational_New_Capacity_MW | -1
Tesla_Bellota_offpeak | Northern_California_Wind_76 | Operational_New_Capacity_MW | 0.63 | Newark_Los_Esteros_offpeak | Southern_PGAE_Flow_Battery_124 | Operational_New_Capacity_MW | -1
Tesla_Bellota_offpeak | Northern_California_Wind_159 | Operational_New_Capacity_MW | 0.63 | Newark_Los_Esteros_offpeak | Northern_California_Li_Battery_4hr_41 | Operational_New_Capacity_MW | -1
Tesla_Bellota_offpeak | Solano_Wind_122 | Operational_New_Capacity_MW | 0.63 | Newark_Los_Esteros_offpeak | Northern_California_Li_Battery_4hr_57 | Operational_New_Capacity_MW | -1
Tesla_Bellota_offpeak | Solano_Wind_126 | Operational_New_Capacity_MW | 0.63 | Newark_Los_Esteros_offpeak | Northern_California_Li_Battery_4hr_73 | Operational_New_Capacity_MW | -1
Tesla_Bellota_offpeak | Southern_PGAE_Solar_95 | Operational_New_Capacity_MW | 0.68 | Newark_Los_Esteros_offpeak | Northern_California_Li_Battery_4hr_82 | Operational_New_Capacity_MW | -1
Tesla_Bellota_offpeak | Southern_PGAE_Solar_99 | Operational_New_Capacity_MW | 0.68 | Newark_Los_Esteros_offpeak | Northern_California_Li_Battery_4hr_96 | Operational_New_Capacity_MW | -1
Tesla_Bellota_offpeak | Southern_PGAE_Solar_111 | Operational_New_Capacity_MW | 0.68 | Newark_Los_Esteros_offpeak | Southern_PGAE_Li_Battery_4hr_99 | Operational_New_Capacity_MW | -1
Tesla_Bellota_offpeak | Southern_PGAE_Solar_124 | Operational_New_Capacity_MW | 0.68 | Newark_Los_Esteros_offpeak | Northern_California_Li_Battery_4hr_113 | Operational_New_Capacity_MW | -1
Tesla_Bellota_offpeak | Southern_PGAE_Solar_139 | Operational_New_Capacity_MW | 0.68 | Newark_Los_Esteros_offpeak | Northern_California_Li_Battery_4hr_116 | Operational_New_Capacity_MW | -1
Tesla_Bellota_offpeak | Southern_PGAE_Solar_161 | Operational_New_Capacity_MW | 0.68 | Newark_Los_Esteros_offpeak | Southern_PGAE_Li_Battery_4hr_124 | Operational_New_Capacity_MW | -1
Tesla_Bellota_offpeak | Southern_PGAE_Solar_163 | Operational_New_Capacity_MW | 0.68 | Newark_Los_Esteros_offpeak | Northern_California_Li_Battery_8hr_41 | Operational_New_Capacity_MW | -1
Tesla_Bellota_offpeak | Nikola_group | Operational_New_Capacity_MW | -0.23904 | Newark_Los_Esteros_offpeak | Northern_California_Li_Battery_8hr_57 | Operational_New_Capacity_MW | -1
Tesla_Bellota_SSN | Northern_California_Flow_Battery_41 | Reliability_Capacity_In_Model_Year | 0.5 | Newark_Los_Esteros_offpeak | Northern_California_Li_Battery_8hr_73 | Operational_New_Capacity_MW | -1
Tesla_Bellota_SSN | Northern_California_Flow_Battery_57 | Reliability_Capacity_In_Model_Year | 0.5 | Newark_Los_Esteros_offpeak | Northern_California_Li_Battery_8hr_82 | Operational_New_Capacity_MW | -1
Tesla_Bellota_SSN | Northern_California_Flow_Battery_68 | Reliability_Capacity_In_Model_Year | 0.5 | Newark_Los_Esteros_offpeak | Northern_California_Li_Battery_8hr_96 | Operational_New_Capacity_MW | -1
Tesla_Bellota_SSN | Northern_California_Flow_Battery_73 | Reliability_Capacity_In_Model_Year | 0.5 | Newark_Los_Esteros_offpeak | Southern_PGAE_Li_Battery_8hr_99 | Operational_New_Capacity_MW | -1
Tesla_Bellota_SSN | Northern_California_Flow_Battery_76 | Reliability_Capacity_In_Model_Year | 0.5 | Newark_Los_Esteros_offpeak | Northern_California_Li_Battery_8hr_113 | Operational_New_Capacity_MW | -1
Tesla_Bellota_SSN | Northern_California_Flow_Battery_82 | Reliability_Capacity_In_Model_Year | 0.5 | Newark_Los_Esteros_offpeak | Northern_California_Li_Battery_8hr_116 | Operational_New_Capacity_MW | -1
Tesla_Bellota_SSN | Northern_California_Flow_Battery_92 | Reliability_Capacity_In_Model_Year | 0.5 | Newark_Los_Esteros_offpeak | Southern_PGAE_Li_Battery_8hr_124 | Operational_New_Capacity_MW | -1
Tesla_Bellota_SSN | Southern_PGAE_Flow_Battery_95 | Reliability_Capacity_In_Model_Year | 0.5 | Newark_Los_Esteros_offpeak | Northern_California_Solar_41 | Operational_New_Capacity_MW | 0.68
Tesla_Bellota_SSN | Northern_California_Flow_Battery_96 | Reliability_Capacity_In_Model_Year | 0.5 | Newark_Los_Esteros_offpeak | Northern_California_Solar_57 | Operational_New_Capacity_MW | 0.68
Tesla_Bellota_SSN | Southern_PGAE_Flow_Battery_99 | Reliability_Capacity_In_Model_Year | 0.5 | Newark_Los_Esteros_offpeak | Northern_California_Solar_73 | Operational_New_Capacity_MW | 0.68
Tesla_Bellota_SSN | Southern_PGAE_Flow_Battery_111 | Reliability_Capacity_In_Model_Year | 0.5 | Newark_Los_Esteros_offpeak | Northern_California_Solar_82 | Operational_New_Capacity_MW | 0.68
Tesla_Bellota_SSN | Northern_California_Flow_Battery_112 | Reliability_Capacity_In_Model_Year | 0.5 | Newark_Los_Esteros_offpeak | Northern_California_Solar_96 | Operational_New_Capacity_MW | 0.68
Tesla_Bellota_SSN | Northern_California_Flow_Battery_113 | Reliability_Capacity_In_Model_Year | 0.5 | Newark_Los_Esteros_offpeak | Northern_California_Solar_113 | Operational_New_Capacity_MW | 0.68
Tesla_Bellota_SSN | Northern_California_Flow_Battery_114 | Reliability_Capacity_In_Model_Year | 0.5 | Newark_Los_Esteros_offpeak | Northern_California_Solar_116 | Operational_New_Capacity_MW | 0.68
Tesla_Bellota_SSN | Northern_California_Flow_Battery_116 | Reliability_Capacity_In_Model_Year | 0.5 | Newark_Los_Esteros_offpeak | Southern_PGAE_Solar_99 | Operational_New_Capacity_MW | 0.68
Tesla_Bellota_SSN | Northern_California_Flow_Battery_122 | Reliability_Capacity_In_Model_Year | 0.5 | Newark_Los_Esteros_offpeak | Southern_PGAE_Solar_124 | Operational_New_Capacity_MW | 0.68
Tesla_Bellota_SSN | Southern_PGAE_Flow_Battery_124 | Reliability_Capacity_In_Model_Year | 0.5 | Newark_Newark_Dist_offpeak | Southern_PGAE_Flow_Battery_95 | Operational_New_Capacity_MW | -1
Tesla_Bellota_SSN | Northern_California_Flow_Battery_126 | Reliability_Capacity_In_Model_Year | 0.5 | Newark_Newark_Dist_offpeak | Northern_California_Flow_Battery_112 | Operational_New_Capacity_MW | -1
Tesla_Bellota_SSN | Northern_California_Flow_Battery_135 | Reliability_Capacity_In_Model_Year | 0.5 | Newark_Newark_Dist_offpeak | Northern_California_Flow_Battery_126 | Operational_New_Capacity_MW | -1
Tesla_Bellota_SSN | Northern_California_Flow_Battery_138 | Reliability_Capacity_In_Model_Year | 0.5 | Newark_Newark_Dist_offpeak | Northern_California_Flow_Battery_150 | Operational_New_Capacity_MW | -1
Tesla_Bellota_SSN | Southern_PGAE_Flow_Battery_139 | Reliability_Capacity_In_Model_Year | 0.5 | Newark_Newark_Dist_offpeak | Northern_California_Flow_Battery_155 | Operational_New_Capacity_MW | -1
Tesla_Bellota_SSN | Northern_California_Flow_Battery_141 | Reliability_Capacity_In_Model_Year | 0.5 | Newark_Newark_Dist_offpeak | Southern_PGAE_Li_Battery_4hr_95 | Operational_New_Capacity_MW | -1
Tesla_Bellota_SSN | Northern_California_Flow_Battery_144 | Reliability_Capacity_In_Model_Year | 0.5 | Newark_Newark_Dist_offpeak | Northern_California_Li_Battery_4hr_112 | Operational_New_Capacity_MW | -1
Tesla_Bellota_SSN | Northern_California_Flow_Battery_149 | Reliability_Capacity_In_Model_Year | 0.5 | Newark_Newark_Dist_offpeak | Northern_California_Li_Battery_4hr_126 | Operational_New_Capacity_MW | -1
Tesla_Bellota_SSN | Northern_California_Flow_Battery_155 | Reliability_Capacity_In_Model_Year | 0.5 | Newark_Newark_Dist_offpeak | Northern_California_Li_Battery_4hr_150 | Operational_New_Capacity_MW | -1
Tesla_Bellota_SSN | Northern_California_Flow_Battery_157 | Reliability_Capacity_In_Model_Year | 0.5 | Newark_Newark_Dist_offpeak | Northern_California_Li_Battery_4hr_155 | Operational_New_Capacity_MW | -1
Tesla_Bellota_SSN | Northern_California_Flow_Battery_158 | Reliability_Capacity_In_Model_Year | 0.5 | Newark_Newark_Dist_offpeak | Southern_PGAE_Li_Battery_8hr_95 | Operational_New_Capacity_MW | -1
Tesla_Bellota_SSN | Northern_California_Flow_Battery_159 | Reliability_Capacity_In_Model_Year | 0.5 | Newark_Newark_Dist_offpeak | Northern_California_Li_Battery_8hr_112 | Operational_New_Capacity_MW | -1
Tesla_Bellota_SSN | Southern_PGAE_Flow_Battery_161 | Reliability_Capacity_In_Model_Year | 0.5 | Newark_Newark_Dist_offpeak | Northern_California_Li_Battery_8hr_126 | Operational_New_Capacity_MW | -1
Tesla_Bellota_SSN | Southern_PGAE_Flow_Battery_163 | Reliability_Capacity_In_Model_Year | 0.5 | Newark_Newark_Dist_offpeak | Northern_California_Li_Battery_8hr_150 | Operational_New_Capacity_MW | -1
Tesla_Bellota_SSN | Northern_California_Flow_Battery_166 | Reliability_Capacity_In_Model_Year | 0.5 | Newark_Newark_Dist_offpeak | Northern_California_Li_Battery_8hr_155 | Operational_New_Capacity_MW | -1
Tesla_Bellota_SSN | Northern_California_Flow_Battery_172 | Reliability_Capacity_In_Model_Year | 0.5 | Newark_Newark_Dist_offpeak | Northern_California_Solar_112 | Operational_New_Capacity_MW | 0.68
Tesla_Bellota_SSN | Northern_California_Flow_Battery_179 | Reliability_Capacity_In_Model_Year | 0.5 | Newark_Newark_Dist_offpeak | Northern_California_Solar_126 | Operational_New_Capacity_MW | 0.68
Tesla_Bellota_SSN | Northern_California_Li_Battery_4hr_41 | Reliability_Capacity_In_Model_Year | 0.5 | Newark_Newark_Dist_offpeak | Northern_California_Solar_150 | Operational_New_Capacity_MW | 0.68
Tesla_Bellota_SSN | Northern_California_Li_Battery_4hr_57 | Reliability_Capacity_In_Model_Year | 0.5 | Newark_Newark_Dist_offpeak | Northern_California_Solar_155 | Operational_New_Capacity_MW | 0.68
Tesla_Bellota_SSN | Northern_California_Li_Battery_4hr_68 | Reliability_Capacity_In_Model_Year | 0.5 | Newark_Newark_Dist_offpeak | Solano_Wind_126 | Operational_New_Capacity_MW | 0.63
Tesla_Bellota_SSN | Northern_California_Li_Battery_4hr_73 | Reliability_Capacity_In_Model_Year | 0.5 | Newark_Newark_Dist_offpeak | Southern_PGAE_Solar_95 | Operational_New_Capacity_MW | 0.68
Tesla_Bellota_SSN | Northern_California_Li_Battery_4hr_76 | Reliability_Capacity_In_Model_Year | 0.5 | North_Magunden_offpeak | Tehachapi_Flow_Battery_101 | Operational_New_Capacity_MW | -1
Tesla_Bellota_SSN | Northern_California_Li_Battery_4hr_82 | Reliability_Capacity_In_Model_Year | 0.5 | North_Magunden_offpeak | Tehachapi_Li_Battery_4hr_101 | Operational_New_Capacity_MW | -1
Tesla_Bellota_SSN | Northern_California_Li_Battery_4hr_92 | Reliability_Capacity_In_Model_Year | 0.5 | North_Magunden_offpeak | Tehachapi_Li_Battery_8hr_101 | Operational_New_Capacity_MW | -1
Tesla_Bellota_SSN | Southern_PGAE_Li_Battery_4hr_95 | Reliability_Capacity_In_Model_Year | 0.5 | North_Magunden_offpeak | Tehachapi_Solar_101 | Operational_New_Capacity_MW | 0.77
Tesla_Bellota_SSN | Northern_California_Li_Battery_4hr_96 | Reliability_Capacity_In_Model_Year | 0.5 | Oceano_Calendar_offpeak | Southern_PGAE_Adiabatic_CAES_12 | Operational_New_Capacity_MW | -1
Tesla_Bellota_SSN | Southern_PGAE_Li_Battery_4hr_99 | Reliability_Capacity_In_Model_Year | 0.5 | Oceano_Calendar_offpeak | Southern_PGAE_Flow_Battery_12 | Operational_New_Capacity_MW | -1
Tesla_Bellota_SSN | Southern_PGAE_Li_Battery_4hr_111 | Reliability_Capacity_In_Model_Year | 0.5 | Oceano_Calendar_offpeak | Southern_PGAE_Flow_Battery_33 | Operational_New_Capacity_MW | -1
Tesla_Bellota_SSN | Northern_California_Li_Battery_4hr_112 | Reliability_Capacity_In_Model_Year | 0.5 | Oceano_Calendar_offpeak | Southern_PGAE_Flow_Battery_37 | Operational_New_Capacity_MW | -1
Tesla_Bellota_SSN | Northern_California_Li_Battery_4hr_113 | Reliability_Capacity_In_Model_Year | 0.5 | Oceano_Calendar_offpeak | Southern_PGAE_Flow_Battery_45 | Operational_New_Capacity_MW | -1
Tesla_Bellota_SSN | Northern_California_Li_Battery_4hr_114 | Reliability_Capacity_In_Model_Year | 0.5 | Oceano_Calendar_offpeak | Southern_PGAE_Flow_Battery_46 | Operational_New_Capacity_MW | -1
Tesla_Bellota_SSN | Northern_California_Li_Battery_4hr_116 | Reliability_Capacity_In_Model_Year | 0.5 | Oceano_Calendar_offpeak | Southern_PGAE_Flow_Battery_61 | Operational_New_Capacity_MW | -1
Tesla_Bellota_SSN | Northern_California_Li_Battery_4hr_122 | Reliability_Capacity_In_Model_Year | 0.5 | Oceano_Calendar_offpeak | Southern_PGAE_Flow_Battery_74 | Operational_New_Capacity_MW | -1
Tesla_Bellota_SSN | Southern_PGAE_Li_Battery_4hr_124 | Reliability_Capacity_In_Model_Year | 0.5 | Oceano_Calendar_offpeak | Southern_PGAE_Flow_Battery_98 | Operational_New_Capacity_MW | -1
Tesla_Bellota_SSN | Northern_California_Li_Battery_4hr_126 | Reliability_Capacity_In_Model_Year | 0.5 | Oceano_Calendar_offpeak | Southern_PGAE_Flow_Battery_109 | Operational_New_Capacity_MW | -1
Tesla_Bellota_SSN | Northern_California_Li_Battery_4hr_135 | Reliability_Capacity_In_Model_Year | 0.5 | Oceano_Calendar_offpeak | Southern_PGAE_Flow_Battery_118 | Operational_New_Capacity_MW | -1
Tesla_Bellota_SSN | Northern_California_Li_Battery_4hr_138 | Reliability_Capacity_In_Model_Year | 0.5 | Oceano_Calendar_offpeak | Southern_PGAE_Li_Battery_4hr_12 | Operational_New_Capacity_MW | -1
Tesla_Bellota_SSN | Southern_PGAE_Li_Battery_4hr_139 | Reliability_Capacity_In_Model_Year | 0.5 | Oceano_Calendar_offpeak | Southern_PGAE_Li_Battery_4hr_33 | Operational_New_Capacity_MW | -1
Tesla_Bellota_SSN | Northern_California_Li_Battery_4hr_141 | Reliability_Capacity_In_Model_Year | 0.5 | Oceano_Calendar_offpeak | Southern_PGAE_Li_Battery_4hr_37 | Operational_New_Capacity_MW | -1
Tesla_Bellota_SSN | Northern_California_Li_Battery_4hr_144 | Reliability_Capacity_In_Model_Year | 0.5 | Oceano_Calendar_offpeak | Southern_PGAE_Li_Battery_4hr_45 | Operational_New_Capacity_MW | -1
Tesla_Bellota_SSN | Northern_California_Li_Battery_4hr_149 | Reliability_Capacity_In_Model_Year | 0.5 | Oceano_Calendar_offpeak | Southern_PGAE_Li_Battery_4hr_46 | Operational_New_Capacity_MW | -1
Tesla_Bellota_SSN | Northern_California_Li_Battery_4hr_155 | Reliability_Capacity_In_Model_Year | 0.5 | Oceano_Calendar_offpeak | Southern_PGAE_Li_Battery_4hr_61 | Operational_New_Capacity_MW | -1
Tesla_Bellota_SSN | Northern_California_Li_Battery_4hr_157 | Reliability_Capacity_In_Model_Year | 0.5 | Oceano_Calendar_offpeak | Southern_PGAE_Li_Battery_4hr_74 | Operational_New_Capacity_MW | -1
Tesla_Bellota_SSN | Northern_California_Li_Battery_4hr_158 | Reliability_Capacity_In_Model_Year | 0.5 | Oceano_Calendar_offpeak | Southern_PGAE_Li_Battery_4hr_98 | Operational_New_Capacity_MW | -1
Tesla_Bellota_SSN | Northern_California_Li_Battery_4hr_159 | Reliability_Capacity_In_Model_Year | 0.5 | Oceano_Calendar_offpeak | Southern_PGAE_Li_Battery_4hr_109 | Operational_New_Capacity_MW | -1
Tesla_Bellota_SSN | Southern_PGAE_Li_Battery_4hr_161 | Reliability_Capacity_In_Model_Year | 0.5 | Oceano_Calendar_offpeak | Southern_PGAE_Li_Battery_4hr_118 | Operational_New_Capacity_MW | -1
Tesla_Bellota_SSN | Southern_PGAE_Li_Battery_4hr_163 | Reliability_Capacity_In_Model_Year | 0.5 | Oceano_Calendar_offpeak | Southern_PGAE_Li_Battery_8hr_12 | Operational_New_Capacity_MW | -1
Tesla_Bellota_SSN | Northern_California_Li_Battery_4hr_166 | Reliability_Capacity_In_Model_Year | 0.5 | Oceano_Calendar_offpeak | Southern_PGAE_Li_Battery_8hr_33 | Operational_New_Capacity_MW | -1
Tesla_Bellota_SSN | Northern_California_Li_Battery_4hr_172 | Reliability_Capacity_In_Model_Year | 0.5 | Oceano_Calendar_offpeak | Southern_PGAE_Li_Battery_8hr_37 | Operational_New_Capacity_MW | -1
Tesla_Bellota_SSN | Northern_California_Li_Battery_4hr_179 | Reliability_Capacity_In_Model_Year | 0.5 | Oceano_Calendar_offpeak | Southern_PGAE_Li_Battery_8hr_45 | Operational_New_Capacity_MW | -1
Tesla_Bellota_SSN | Northern_California_Li_Battery_8hr_41 | Reliability_Capacity_In_Model_Year | 0.5 | Oceano_Calendar_offpeak | Southern_PGAE_Li_Battery_8hr_46 | Operational_New_Capacity_MW | -1
Tesla_Bellota_SSN | Northern_California_Li_Battery_8hr_57 | Reliability_Capacity_In_Model_Year | 0.5 | Oceano_Calendar_offpeak | Southern_PGAE_Li_Battery_8hr_61 | Operational_New_Capacity_MW | -1
Tesla_Bellota_SSN | Northern_California_Li_Battery_8hr_68 | Reliability_Capacity_In_Model_Year | 0.5 | Oceano_Calendar_offpeak | Southern_PGAE_Li_Battery_8hr_74 | Operational_New_Capacity_MW | -1
Tesla_Bellota_SSN | Northern_California_Li_Battery_8hr_73 | Reliability_Capacity_In_Model_Year | 0.5 | Oceano_Calendar_offpeak | Southern_PGAE_Li_Battery_8hr_98 | Operational_New_Capacity_MW | -1
Tesla_Bellota_SSN | Northern_California_Li_Battery_8hr_76 | Reliability_Capacity_In_Model_Year | 0.5 | Oceano_Calendar_offpeak | Southern_PGAE_Li_Battery_8hr_109 | Operational_New_Capacity_MW | -1
Tesla_Bellota_SSN | Northern_California_Li_Battery_8hr_82 | Reliability_Capacity_In_Model_Year | 0.5 | Oceano_Calendar_offpeak | Southern_PGAE_Li_Battery_8hr_118 | Operational_New_Capacity_MW | -1
Tesla_Bellota_SSN | Northern_California_Li_Battery_8hr_92 | Reliability_Capacity_In_Model_Year | 0.5 | Oceano_Calendar_offpeak | Southern_PGAE_Solar_12 | Operational_New_Capacity_MW | 0.79
Tesla_Bellota_SSN | Southern_PGAE_Li_Battery_8hr_95 | Reliability_Capacity_In_Model_Year | 0.5 | Oceano_Calendar_offpeak | Southern_PGAE_Solar_33 | Operational_New_Capacity_MW | 0.79
Tesla_Bellota_SSN | Northern_California_Li_Battery_8hr_96 | Reliability_Capacity_In_Model_Year | 0.5 | Oceano_Calendar_offpeak | Southern_PGAE_Solar_37 | Operational_New_Capacity_MW | 0.79
Tesla_Bellota_SSN | Southern_PGAE_Li_Battery_8hr_99 | Reliability_Capacity_In_Model_Year | 0.5 | Oceano_Calendar_offpeak | Southern_PGAE_Solar_45 | Operational_New_Capacity_MW | 0.79
Tesla_Bellota_SSN | Southern_PGAE_Li_Battery_8hr_111 | Reliability_Capacity_In_Model_Year | 0.5 | Oceano_Calendar_offpeak | Southern_PGAE_Solar_46 | Operational_New_Capacity_MW | 0.79
Tesla_Bellota_SSN | Northern_California_Li_Battery_8hr_112 | Reliability_Capacity_In_Model_Year | 0.5 | Oceano_Calendar_offpeak | Southern_PGAE_Solar_61 | Operational_New_Capacity_MW | 0.79
Tesla_Bellota_SSN | Northern_California_Li_Battery_8hr_113 | Reliability_Capacity_In_Model_Year | 0.5 | Oceano_Calendar_offpeak | Southern_PGAE_Solar_74 | Operational_New_Capacity_MW | 0.79
Tesla_Bellota_SSN | Northern_California_Li_Battery_8hr_114 | Reliability_Capacity_In_Model_Year | 0.5 | Oceano_Calendar_offpeak | Southern_PGAE_Solar_98 | Operational_New_Capacity_MW | 0.79
Tesla_Bellota_SSN | Northern_California_Li_Battery_8hr_116 | Reliability_Capacity_In_Model_Year | 0.5 | Oceano_Calendar_offpeak | Southern_PGAE_Solar_109 | Operational_New_Capacity_MW | 0.79
Tesla_Bellota_SSN | Northern_California_Li_Battery_8hr_122 | Reliability_Capacity_In_Model_Year | 0.5 | Oceano_Calendar_offpeak | Southern_PGAE_Solar_118 | Operational_New_Capacity_MW | 0.79
Tesla_Bellota_SSN | Southern_PGAE_Li_Battery_8hr_124 | Reliability_Capacity_In_Model_Year | 0.5 | Oro Loma_El_Nido_offpeak | Northern_California_Flow_Battery_114 | Operational_New_Capacity_MW | -1
Tesla_Bellota_SSN | Northern_California_Li_Battery_8hr_126 | Reliability_Capacity_In_Model_Year | 0.5 | Oro Loma_El_Nido_offpeak | Northern_California_Flow_Battery_138 | Operational_New_Capacity_MW | -1
Tesla_Bellota_SSN | Northern_California_Li_Battery_8hr_135 | Reliability_Capacity_In_Model_Year | 0.5 | Oro Loma_El_Nido_offpeak | Southern_PGAE_Flow_Battery_140 | Operational_New_Capacity_MW | -1
Tesla_Bellota_SSN | Northern_California_Li_Battery_8hr_138 | Reliability_Capacity_In_Model_Year | 0.5 | Oro Loma_El_Nido_offpeak | Southern_PGAE_Flow_Battery_151 | Operational_New_Capacity_MW | -1
Tesla_Bellota_SSN | Southern_PGAE_Li_Battery_8hr_139 | Reliability_Capacity_In_Model_Year | 0.5 | Oro Loma_El_Nido_offpeak | Southern_PGAE_Flow_Battery_154 | Operational_New_Capacity_MW | -1
Tesla_Bellota_SSN | Northern_California_Li_Battery_8hr_141 | Reliability_Capacity_In_Model_Year | 0.5 | Oro Loma_El_Nido_offpeak | Southern_PGAE_Flow_Battery_161 | Operational_New_Capacity_MW | -1
Tesla_Bellota_SSN | Northern_California_Li_Battery_8hr_144 | Reliability_Capacity_In_Model_Year | 0.5 | Oro Loma_El_Nido_offpeak | Southern_PGAE_Flow_Battery_162 | Operational_New_Capacity_MW | -1
Tesla_Bellota_SSN | Northern_California_Li_Battery_8hr_149 | Reliability_Capacity_In_Model_Year | 0.5 | Oro Loma_El_Nido_offpeak | Southern_PGAE_Flow_Battery_163 | Operational_New_Capacity_MW | -1
Tesla_Bellota_SSN | Northern_California_Li_Battery_8hr_155 | Reliability_Capacity_In_Model_Year | 0.5 | Oro Loma_El_Nido_offpeak | Southern_PGAE_Flow_Battery_164 | Operational_New_Capacity_MW | -1
Tesla_Bellota_SSN | Northern_California_Li_Battery_8hr_157 | Reliability_Capacity_In_Model_Year | 0.5 | Oro Loma_El_Nido_offpeak | Southern_PGAE_Flow_Battery_165 | Operational_New_Capacity_MW | -1
Tesla_Bellota_SSN | Northern_California_Li_Battery_8hr_158 | Reliability_Capacity_In_Model_Year | 0.5 | Oro Loma_El_Nido_offpeak | Northern_California_Flow_Battery_166 | Operational_New_Capacity_MW | -1
Tesla_Bellota_SSN | Northern_California_Li_Battery_8hr_159 | Reliability_Capacity_In_Model_Year | 0.5 | Oro Loma_El_Nido_offpeak | Southern_PGAE_Flow_Battery_168 | Operational_New_Capacity_MW | -1
Tesla_Bellota_SSN | Southern_PGAE_Li_Battery_8hr_161 | Reliability_Capacity_In_Model_Year | 0.5 | Oro Loma_El_Nido_offpeak | Southern_PGAE_Flow_Battery_169 | Operational_New_Capacity_MW | -1
Tesla_Bellota_SSN | Southern_PGAE_Li_Battery_8hr_163 | Reliability_Capacity_In_Model_Year | 0.5 | Oro Loma_El_Nido_offpeak | Southern_PGAE_Flow_Battery_170 | Operational_New_Capacity_MW | -1
Tesla_Bellota_SSN | Northern_California_Li_Battery_8hr_166 | Reliability_Capacity_In_Model_Year | 0.5 | Oro Loma_El_Nido_offpeak | Southern_PGAE_Flow_Battery_174 | Operational_New_Capacity_MW | -1
Tesla_Bellota_SSN | Northern_California_Li_Battery_8hr_172 | Reliability_Capacity_In_Model_Year | 0.5 | Oro Loma_El_Nido_offpeak | Southern_PGAE_Flow_Battery_176 | Operational_New_Capacity_MW | -1
Tesla_Bellota_SSN | Northern_California_Li_Battery_8hr_179 | Reliability_Capacity_In_Model_Year | 0.5 | Oro Loma_El_Nido_offpeak | Northern_California_Li_Battery_4hr_114 | Operational_New_Capacity_MW | -1
Tesla_Bellota_SSN | Northern_California_Solar_41 | Reliability_Capacity_In_Model_Year | 0.556 | Oro Loma_El_Nido_offpeak | Northern_California_Li_Battery_4hr_138 | Operational_New_Capacity_MW | -1
Tesla_Bellota_SSN | Northern_California_Solar_57 | Reliability_Capacity_In_Model_Year | 0.556 | Oro Loma_El_Nido_offpeak | Southern_PGAE_Li_Battery_4hr_140 | Operational_New_Capacity_MW | -1
Tesla_Bellota_SSN | Northern_California_Solar_68 | Reliability_Capacity_In_Model_Year | 0.556 | Oro Loma_El_Nido_offpeak | Southern_PGAE_Li_Battery_4hr_151 | Operational_New_Capacity_MW | -1
Tesla_Bellota_SSN | Northern_California_Solar_73 | Reliability_Capacity_In_Model_Year | 0.556 | Oro Loma_El_Nido_offpeak | Southern_PGAE_Li_Battery_4hr_154 | Operational_New_Capacity_MW | -1
Tesla_Bellota_SSN | Northern_California_Solar_76 | Reliability_Capacity_In_Model_Year | 0.556 | Oro Loma_El_Nido_offpeak | Southern_PGAE_Li_Battery_4hr_161 | Operational_New_Capacity_MW | -1
Tesla_Bellota_SSN | Northern_California_Solar_82 | Reliability_Capacity_In_Model_Year | 0.556 | Oro Loma_El_Nido_offpeak | Southern_PGAE_Li_Battery_4hr_162 | Operational_New_Capacity_MW | -1
Tesla_Bellota_SSN | Northern_California_Solar_92 | Reliability_Capacity_In_Model_Year | 0.556 | Oro Loma_El_Nido_offpeak | Southern_PGAE_Li_Battery_4hr_163 | Operational_New_Capacity_MW | -1
Tesla_Bellota_SSN | Northern_California_Solar_96 | Reliability_Capacity_In_Model_Year | 0.556 | Oro Loma_El_Nido_offpeak | Southern_PGAE_Li_Battery_4hr_164 | Operational_New_Capacity_MW | -1
Tesla_Bellota_SSN | Northern_California_Solar_112 | Reliability_Capacity_In_Model_Year | 0.556 | Oro Loma_El_Nido_offpeak | Southern_PGAE_Li_Battery_4hr_165 | Operational_New_Capacity_MW | -1
Tesla_Bellota_SSN | Northern_California_Solar_113 | Reliability_Capacity_In_Model_Year | 0.556 | Oro Loma_El_Nido_offpeak | Northern_California_Li_Battery_4hr_166 | Operational_New_Capacity_MW | -1
Tesla_Bellota_SSN | Northern_California_Solar_114 | Reliability_Capacity_In_Model_Year | 0.556 | Oro Loma_El_Nido_offpeak | Southern_PGAE_Li_Battery_4hr_168 | Operational_New_Capacity_MW | -1
Tesla_Bellota_SSN | Northern_California_Solar_116 | Reliability_Capacity_In_Model_Year | 0.556 | Oro Loma_El_Nido_offpeak | Southern_PGAE_Li_Battery_4hr_169 | Operational_New_Capacity_MW | -1
Tesla_Bellota_SSN | Northern_California_Solar_122 | Reliability_Capacity_In_Model_Year | 0.556 | Oro Loma_El_Nido_offpeak | Southern_PGAE_Li_Battery_4hr_170 | Operational_New_Capacity_MW | -1
Tesla_Bellota_SSN | Northern_California_Solar_126 | Reliability_Capacity_In_Model_Year | 0.556 | Oro Loma_El_Nido_offpeak | Southern_PGAE_Li_Battery_4hr_174 | Operational_New_Capacity_MW | -1
Tesla_Bellota_SSN | Northern_California_Solar_135 | Reliability_Capacity_In_Model_Year | 0.556 | Oro Loma_El_Nido_offpeak | Southern_PGAE_Li_Battery_4hr_176 | Operational_New_Capacity_MW | -1
Tesla_Bellota_SSN | Northern_California_Solar_138 | Reliability_Capacity_In_Model_Year | 0.556 | Oro Loma_El_Nido_offpeak | Northern_California_Li_Battery_8hr_114 | Operational_New_Capacity_MW | -1
Tesla_Bellota_SSN | Northern_California_Solar_141 | Reliability_Capacity_In_Model_Year | 0.556 | Oro Loma_El_Nido_offpeak | Northern_California_Li_Battery_8hr_138 | Operational_New_Capacity_MW | -1
Tesla_Bellota_SSN | Northern_California_Solar_144 | Reliability_Capacity_In_Model_Year | 0.556 | Oro Loma_El_Nido_offpeak | Southern_PGAE_Li_Battery_8hr_140 | Operational_New_Capacity_MW | -1
Tesla_Bellota_SSN | Northern_California_Solar_149 | Reliability_Capacity_In_Model_Year | 0.556 | Oro Loma_El_Nido_offpeak | Southern_PGAE_Li_Battery_8hr_151 | Operational_New_Capacity_MW | -1
Tesla_Bellota_SSN | Northern_California_Solar_155 | Reliability_Capacity_In_Model_Year | 0.556 | Oro Loma_El_Nido_offpeak | Southern_PGAE_Li_Battery_8hr_154 | Operational_New_Capacity_MW | -1
Tesla_Bellota_SSN | Northern_California_Solar_157 | Reliability_Capacity_In_Model_Year | 0.556 | Oro Loma_El_Nido_offpeak | Southern_PGAE_Li_Battery_8hr_161 | Operational_New_Capacity_MW | -1
Tesla_Bellota_SSN | Northern_California_Solar_158 | Reliability_Capacity_In_Model_Year | 0.556 | Oro Loma_El_Nido_offpeak | Southern_PGAE_Li_Battery_8hr_162 | Operational_New_Capacity_MW | -1
Tesla_Bellota_SSN | Northern_California_Solar_159 | Reliability_Capacity_In_Model_Year | 0.556 | Oro Loma_El_Nido_offpeak | Southern_PGAE_Li_Battery_8hr_163 | Operational_New_Capacity_MW | -1
Tesla_Bellota_SSN | Northern_California_Solar_166 | Reliability_Capacity_In_Model_Year | 0.556 | Oro Loma_El_Nido_offpeak | Southern_PGAE_Li_Battery_8hr_164 | Operational_New_Capacity_MW | -1
Tesla_Bellota_SSN | Northern_California_Solar_172 | Reliability_Capacity_In_Model_Year | 0.556 | Oro Loma_El_Nido_offpeak | Southern_PGAE_Li_Battery_8hr_165 | Operational_New_Capacity_MW | -1
Tesla_Bellota_SSN | Northern_California_Solar_179 | Reliability_Capacity_In_Model_Year | 0.556 | Oro Loma_El_Nido_offpeak | Northern_California_Li_Battery_8hr_166 | Operational_New_Capacity_MW | -1
Tesla_Bellota_SSN | Northern_California_Wind_76 | Reliability_Capacity_In_Model_Year | 0.163 | Oro Loma_El_Nido_offpeak | Southern_PGAE_Li_Battery_8hr_168 | Operational_New_Capacity_MW | -1
Tesla_Bellota_SSN | Northern_California_Wind_159 | Reliability_Capacity_In_Model_Year | 0.163 | Oro Loma_El_Nido_offpeak | Southern_PGAE_Li_Battery_8hr_169 | Operational_New_Capacity_MW | -1
Tesla_Bellota_SSN | Solano_Wind_122 | Reliability_Capacity_In_Model_Year | 0.163 | Oro Loma_El_Nido_offpeak | Southern_PGAE_Li_Battery_8hr_170 | Operational_New_Capacity_MW | -1
Tesla_Bellota_SSN | Solano_Wind_126 | Reliability_Capacity_In_Model_Year | 0.163 | Oro Loma_El_Nido_offpeak | Southern_PGAE_Li_Battery_8hr_174 | Operational_New_Capacity_MW | -1
Tesla_Bellota_SSN | Southern_PGAE_Solar_95 | Reliability_Capacity_In_Model_Year | 0.556 | Oro Loma_El_Nido_offpeak | Southern_PGAE_Li_Battery_8hr_176 | Operational_New_Capacity_MW | -1
Tesla_Bellota_SSN | Southern_PGAE_Solar_99 | Reliability_Capacity_In_Model_Year | 0.556 | Oro Loma_El_Nido_offpeak | Central_Valley_North_Los_Banos_Wind_154 | Operational_New_Capacity_MW | 0.44
Tesla_Bellota_SSN | Southern_PGAE_Solar_111 | Reliability_Capacity_In_Model_Year | 0.556 | Oro Loma_El_Nido_offpeak | Central_Valley_North_Los_Banos_Wind_162 | Operational_New_Capacity_MW | 0.44
Tesla_Bellota_SSN | Southern_PGAE_Solar_124 | Reliability_Capacity_In_Model_Year | 0.556 | Oro Loma_El_Nido_offpeak | Northern_California_Solar_114 | Operational_New_Capacity_MW | 0.79
Tesla_Bellota_SSN | Southern_PGAE_Solar_139 | Reliability_Capacity_In_Model_Year | 0.556 | Oro Loma_El_Nido_offpeak | Northern_California_Solar_138 | Operational_New_Capacity_MW | 0.79
Tesla_Bellota_SSN | Southern_PGAE_Solar_161 | Reliability_Capacity_In_Model_Year | 0.556 | Oro Loma_El_Nido_offpeak | Northern_California_Solar_166 | Operational_New_Capacity_MW | 0.79
Tesla_Bellota_SSN | Southern_PGAE_Solar_163 | Reliability_Capacity_In_Model_Year | 0.556 | Oro Loma_El_Nido_offpeak | Southern_PGAE_Solar_140 | Operational_New_Capacity_MW | 0.79
Tesla_Bellota_SSN | Nikola_group | Operational_New_Capacity_MW | -0.23904 | Oro Loma_El_Nido_offpeak | Southern_PGAE_Solar_151 | Operational_New_Capacity_MW | 0.79
Tesla_Salado_HSN | Northern_California_Flow_Battery_135 | Reliability_Capacity_In_Model_Year | 1 | Oro Loma_El_Nido_offpeak | Southern_PGAE_Solar_154 | Operational_New_Capacity_MW | 0.79
Tesla_Salado_HSN | Southern_PGAE_Flow_Battery_145 | Reliability_Capacity_In_Model_Year | 1 | Oro Loma_El_Nido_offpeak | Southern_PGAE_Solar_161 | Operational_New_Capacity_MW | 0.79
Tesla_Salado_HSN | Northern_California_Li_Battery_4hr_135 | Reliability_Capacity_In_Model_Year | 1 | Oro Loma_El_Nido_offpeak | Southern_PGAE_Solar_162 | Operational_New_Capacity_MW | 0.79
Tesla_Salado_HSN | Southern_PGAE_Li_Battery_4hr_145 | Reliability_Capacity_In_Model_Year | 1 | Oro Loma_El_Nido_offpeak | Southern_PGAE_Solar_163 | Operational_New_Capacity_MW | 0.79
Tesla_Salado_HSN | Northern_California_Li_Battery_8hr_135 | Reliability_Capacity_In_Model_Year | 1 | Oro Loma_El_Nido_offpeak | Southern_PGAE_Solar_164 | Operational_New_Capacity_MW | 0.79
Tesla_Salado_HSN | Southern_PGAE_Li_Battery_8hr_145 | Reliability_Capacity_In_Model_Year | 1 | Oro Loma_El_Nido_offpeak | Southern_PGAE_Solar_165 | Operational_New_Capacity_MW | 0.79
Tesla_Salado_HSN | Northern_California_Solar_135 | Reliability_Capacity_In_Model_Year | 0.1 | Oro Loma_El_Nido_offpeak | Southern_PGAE_Solar_168 | Operational_New_Capacity_MW | 0.79
Tesla_Salado_HSN | Southern_PGAE_Solar_145 | Reliability_Capacity_In_Model_Year | 0.1 | Oro Loma_El_Nido_offpeak | Southern_PGAE_Solar_169 | Operational_New_Capacity_MW | 0.79
Tesla_Salado_HSN | Tesla_Salado_group | Operational_New_Capacity_MW | -0.94595 | Oro Loma_El_Nido_offpeak | Southern_PGAE_Solar_170 | Operational_New_Capacity_MW | 0.79
Tesla_Salado_offpeak | Northern_California_Flow_Battery_135 | Operational_New_Capacity_MW | -1 | Oro Loma_El_Nido_offpeak | Southern_PGAE_Solar_174 | Operational_New_Capacity_MW | 0.79
Tesla_Salado_offpeak | Southern_PGAE_Flow_Battery_145 | Operational_New_Capacity_MW | -1 | Oro Loma_El_Nido_offpeak | Southern_PGAE_Solar_176 | Operational_New_Capacity_MW | 0.79
Tesla_Salado_offpeak | Northern_California_Li_Battery_4hr_135 | Operational_New_Capacity_MW | -1 | Panoche_Mendota_offpeak | Southern_PGAE_Flow_Battery_22 | Operational_New_Capacity_MW | -1
Tesla_Salado_offpeak | Southern_PGAE_Li_Battery_4hr_145 | Operational_New_Capacity_MW | -1 | Panoche_Mendota_offpeak | Southern_PGAE_Flow_Battery_109 | Operational_New_Capacity_MW | -1
Tesla_Salado_offpeak | Northern_California_Li_Battery_8hr_135 | Operational_New_Capacity_MW | -1 | Panoche_Mendota_offpeak | Southern_PGAE_Flow_Battery_117 | Operational_New_Capacity_MW | -1
Tesla_Salado_offpeak | Southern_PGAE_Li_Battery_8hr_145 | Operational_New_Capacity_MW | -1 | Panoche_Mendota_offpeak | Southern_PGAE_Flow_Battery_139 | Operational_New_Capacity_MW | -1
Tesla_Salado_offpeak | Northern_California_Solar_135 | Operational_New_Capacity_MW | 0.68 | Panoche_Mendota_offpeak | Southern_PGAE_Flow_Battery_151 | Operational_New_Capacity_MW | -1
Tesla_Salado_offpeak | Southern_PGAE_Solar_145 | Operational_New_Capacity_MW | 0.68 | Panoche_Mendota_offpeak | Southern_PGAE_Flow_Battery_154 | Operational_New_Capacity_MW | -1
Tesla_Salado_offpeak | Tesla_Salado_group | Operational_New_Capacity_MW | -0.94595 | Panoche_Mendota_offpeak | Southern_PGAE_Flow_Battery_161 | Operational_New_Capacity_MW | -1
Tesla_Salado_SSN | Northern_California_Flow_Battery_135 | Reliability_Capacity_In_Model_Year | 0.5 | Panoche_Mendota_offpeak | Southern_PGAE_Flow_Battery_162 | Operational_New_Capacity_MW | -1
Tesla_Salado_SSN | Southern_PGAE_Flow_Battery_145 | Reliability_Capacity_In_Model_Year | 0.5 | Panoche_Mendota_offpeak | Southern_PGAE_Flow_Battery_163 | Operational_New_Capacity_MW | -1
Tesla_Salado_SSN | Northern_California_Li_Battery_4hr_135 | Reliability_Capacity_In_Model_Year | 0.5 | Panoche_Mendota_offpeak | Southern_PGAE_Flow_Battery_164 | Operational_New_Capacity_MW | -1
Tesla_Salado_SSN | Southern_PGAE_Li_Battery_4hr_145 | Reliability_Capacity_In_Model_Year | 0.5 | Panoche_Mendota_offpeak | Southern_PGAE_Flow_Battery_165 | Operational_New_Capacity_MW | -1
Tesla_Salado_SSN | Northern_California_Li_Battery_8hr_135 | Reliability_Capacity_In_Model_Year | 0.5 | Panoche_Mendota_offpeak | Northern_California_Flow_Battery_166 | Operational_New_Capacity_MW | -1
Tesla_Salado_SSN | Southern_PGAE_Li_Battery_8hr_145 | Reliability_Capacity_In_Model_Year | 0.5 | Panoche_Mendota_offpeak | Southern_PGAE_Flow_Battery_168 | Operational_New_Capacity_MW | -1
Tesla_Salado_SSN | Northern_California_Solar_135 | Reliability_Capacity_In_Model_Year | 0.556 | Panoche_Mendota_offpeak | Southern_PGAE_Flow_Battery_169 | Operational_New_Capacity_MW | -1
Tesla_Salado_SSN | Southern_PGAE_Solar_145 | Reliability_Capacity_In_Model_Year | 0.556 | Panoche_Mendota_offpeak | Southern_PGAE_Flow_Battery_170 | Operational_New_Capacity_MW | -1
Tesla_Salado_SSN | Tesla_Salado_group | Operational_New_Capacity_MW | -0.94595 | Panoche_Mendota_offpeak | Southern_PGAE_Flow_Battery_174 | Operational_New_Capacity_MW | -1
Tesla_Tracy_Pump_1_HSN | Northern_California_Flow_Battery_68 | Reliability_Capacity_In_Model_Year | 1 | Panoche_Mendota_offpeak | Southern_PGAE_Flow_Battery_176 | Operational_New_Capacity_MW | -1
Tesla_Tracy_Pump_1_HSN | Northern_California_Flow_Battery_76 | Reliability_Capacity_In_Model_Year | 1 | Panoche_Mendota_offpeak | Southern_PGAE_Li_Battery_4hr_22 | Operational_New_Capacity_MW | -1
Tesla_Tracy_Pump_1_HSN | Northern_California_Flow_Battery_94 | Reliability_Capacity_In_Model_Year | 1 | Panoche_Mendota_offpeak | Southern_PGAE_Li_Battery_4hr_109 | Operational_New_Capacity_MW | -1
Tesla_Tracy_Pump_1_HSN | Southern_PGAE_Flow_Battery_95 | Reliability_Capacity_In_Model_Year | 1 | Panoche_Mendota_offpeak | Southern_PGAE_Li_Battery_4hr_117 | Operational_New_Capacity_MW | -1
Tesla_Tracy_Pump_1_HSN | Southern_PGAE_Flow_Battery_111 | Reliability_Capacity_In_Model_Year | 1 | Panoche_Mendota_offpeak | Southern_PGAE_Li_Battery_4hr_139 | Operational_New_Capacity_MW | -1
Tesla_Tracy_Pump_1_HSN | Northern_California_Flow_Battery_112 | Reliability_Capacity_In_Model_Year | 1 | Panoche_Mendota_offpeak | Southern_PGAE_Li_Battery_4hr_151 | Operational_New_Capacity_MW | -1
Tesla_Tracy_Pump_1_HSN | Northern_California_Flow_Battery_126 | Reliability_Capacity_In_Model_Year | 1 | Panoche_Mendota_offpeak | Southern_PGAE_Li_Battery_4hr_154 | Operational_New_Capacity_MW | -1
Tesla_Tracy_Pump_1_HSN | Northern_California_Flow_Battery_135 | Reliability_Capacity_In_Model_Year | 1 | Panoche_Mendota_offpeak | Southern_PGAE_Li_Battery_4hr_161 | Operational_New_Capacity_MW | -1
Tesla_Tracy_Pump_1_HSN | Northern_California_Flow_Battery_150 | Reliability_Capacity_In_Model_Year | 1 | Panoche_Mendota_offpeak | Southern_PGAE_Li_Battery_4hr_162 | Operational_New_Capacity_MW | -1
Tesla_Tracy_Pump_1_HSN | Northern_California_Flow_Battery_155 | Reliability_Capacity_In_Model_Year | 1 | Panoche_Mendota_offpeak | Southern_PGAE_Li_Battery_4hr_163 | Operational_New_Capacity_MW | -1
Tesla_Tracy_Pump_1_HSN | Northern_California_Flow_Battery_158 | Reliability_Capacity_In_Model_Year | 1 | Panoche_Mendota_offpeak | Southern_PGAE_Li_Battery_4hr_164 | Operational_New_Capacity_MW | -1
Tesla_Tracy_Pump_1_HSN | Northern_California_Li_Battery_4hr_68 | Reliability_Capacity_In_Model_Year | 1 | Panoche_Mendota_offpeak | Southern_PGAE_Li_Battery_4hr_165 | Operational_New_Capacity_MW | -1
Tesla_Tracy_Pump_1_HSN | Northern_California_Li_Battery_4hr_76 | Reliability_Capacity_In_Model_Year | 1 | Panoche_Mendota_offpeak | Northern_California_Li_Battery_4hr_166 | Operational_New_Capacity_MW | -1
Tesla_Tracy_Pump_1_HSN | Northern_California_Li_Battery_4hr_94 | Reliability_Capacity_In_Model_Year | 1 | Panoche_Mendota_offpeak | Southern_PGAE_Li_Battery_4hr_168 | Operational_New_Capacity_MW | -1
Tesla_Tracy_Pump_1_HSN | Southern_PGAE_Li_Battery_4hr_95 | Reliability_Capacity_In_Model_Year | 1 | Panoche_Mendota_offpeak | Southern_PGAE_Li_Battery_4hr_169 | Operational_New_Capacity_MW | -1
Tesla_Tracy_Pump_1_HSN | Southern_PGAE_Li_Battery_4hr_111 | Reliability_Capacity_In_Model_Year | 1 | Panoche_Mendota_offpeak | Southern_PGAE_Li_Battery_4hr_170 | Operational_New_Capacity_MW | -1
Tesla_Tracy_Pump_1_HSN | Northern_California_Li_Battery_4hr_112 | Reliability_Capacity_In_Model_Year | 1 | Panoche_Mendota_offpeak | Southern_PGAE_Li_Battery_4hr_174 | Operational_New_Capacity_MW | -1
Tesla_Tracy_Pump_1_HSN | Northern_California_Li_Battery_4hr_126 | Reliability_Capacity_In_Model_Year | 1 | Panoche_Mendota_offpeak | Southern_PGAE_Li_Battery_4hr_176 | Operational_New_Capacity_MW | -1
Tesla_Tracy_Pump_1_HSN | Northern_California_Li_Battery_4hr_135 | Reliability_Capacity_In_Model_Year | 1 | Panoche_Mendota_offpeak | Southern_PGAE_Li_Battery_8hr_22 | Operational_New_Capacity_MW | -1
Tesla_Tracy_Pump_1_HSN | Northern_California_Li_Battery_4hr_150 | Reliability_Capacity_In_Model_Year | 1 | Panoche_Mendota_offpeak | Southern_PGAE_Li_Battery_8hr_109 | Operational_New_Capacity_MW | -1
Tesla_Tracy_Pump_1_HSN | Northern_California_Li_Battery_4hr_155 | Reliability_Capacity_In_Model_Year | 1 | Panoche_Mendota_offpeak | Southern_PGAE_Li_Battery_8hr_117 | Operational_New_Capacity_MW | -1
Tesla_Tracy_Pump_1_HSN | Northern_California_Li_Battery_4hr_158 | Reliability_Capacity_In_Model_Year | 1 | Panoche_Mendota_offpeak | Southern_PGAE_Li_Battery_8hr_139 | Operational_New_Capacity_MW | -1
Tesla_Tracy_Pump_1_HSN | Northern_California_Li_Battery_8hr_68 | Reliability_Capacity_In_Model_Year | 1 | Panoche_Mendota_offpeak | Southern_PGAE_Li_Battery_8hr_151 | Operational_New_Capacity_MW | -1
Tesla_Tracy_Pump_1_HSN | Northern_California_Li_Battery_8hr_76 | Reliability_Capacity_In_Model_Year | 1 | Panoche_Mendota_offpeak | Southern_PGAE_Li_Battery_8hr_154 | Operational_New_Capacity_MW | -1
Tesla_Tracy_Pump_1_HSN | Northern_California_Li_Battery_8hr_94 | Reliability_Capacity_In_Model_Year | 1 | Panoche_Mendota_offpeak | Southern_PGAE_Li_Battery_8hr_161 | Operational_New_Capacity_MW | -1
Tesla_Tracy_Pump_1_HSN | Southern_PGAE_Li_Battery_8hr_95 | Reliability_Capacity_In_Model_Year | 1 | Panoche_Mendota_offpeak | Southern_PGAE_Li_Battery_8hr_162 | Operational_New_Capacity_MW | -1
Tesla_Tracy_Pump_1_HSN | Southern_PGAE_Li_Battery_8hr_111 | Reliability_Capacity_In_Model_Year | 1 | Panoche_Mendota_offpeak | Southern_PGAE_Li_Battery_8hr_163 | Operational_New_Capacity_MW | -1
Tesla_Tracy_Pump_1_HSN | Northern_California_Li_Battery_8hr_112 | Reliability_Capacity_In_Model_Year | 1 | Panoche_Mendota_offpeak | Southern_PGAE_Li_Battery_8hr_164 | Operational_New_Capacity_MW | -1
Tesla_Tracy_Pump_1_HSN | Northern_California_Li_Battery_8hr_126 | Reliability_Capacity_In_Model_Year | 1 | Panoche_Mendota_offpeak | Southern_PGAE_Li_Battery_8hr_165 | Operational_New_Capacity_MW | -1
Tesla_Tracy_Pump_1_HSN | Northern_California_Li_Battery_8hr_135 | Reliability_Capacity_In_Model_Year | 1 | Panoche_Mendota_offpeak | Northern_California_Li_Battery_8hr_166 | Operational_New_Capacity_MW | -1
Tesla_Tracy_Pump_1_HSN | Northern_California_Li_Battery_8hr_150 | Reliability_Capacity_In_Model_Year | 1 | Panoche_Mendota_offpeak | Southern_PGAE_Li_Battery_8hr_168 | Operational_New_Capacity_MW | -1
Tesla_Tracy_Pump_1_HSN | Northern_California_Li_Battery_8hr_155 | Reliability_Capacity_In_Model_Year | 1 | Panoche_Mendota_offpeak | Southern_PGAE_Li_Battery_8hr_169 | Operational_New_Capacity_MW | -1
Tesla_Tracy_Pump_1_HSN | Northern_California_Li_Battery_8hr_158 | Reliability_Capacity_In_Model_Year | 1 | Panoche_Mendota_offpeak | Southern_PGAE_Li_Battery_8hr_170 | Operational_New_Capacity_MW | -1
Tesla_Tracy_Pump_1_HSN | Northern_California_Solar_68 | Reliability_Capacity_In_Model_Year | 0.1 | Panoche_Mendota_offpeak | Southern_PGAE_Li_Battery_8hr_174 | Operational_New_Capacity_MW | -1
Tesla_Tracy_Pump_1_HSN | Northern_California_Solar_76 | Reliability_Capacity_In_Model_Year | 0.1 | Panoche_Mendota_offpeak | Southern_PGAE_Li_Battery_8hr_176 | Operational_New_Capacity_MW | -1
Tesla_Tracy_Pump_1_HSN | Northern_California_Solar_94 | Reliability_Capacity_In_Model_Year | 0.1 | Panoche_Mendota_offpeak | Central_Valley_North_Los_Banos_Wind_154 | Operational_New_Capacity_MW | 0.44
Tesla_Tracy_Pump_1_HSN | Northern_California_Solar_112 | Reliability_Capacity_In_Model_Year | 0.1 | Panoche_Mendota_offpeak | Central_Valley_North_Los_Banos_Wind_162 | Operational_New_Capacity_MW | 0.44
Tesla_Tracy_Pump_1_HSN | Northern_California_Solar_126 | Reliability_Capacity_In_Model_Year | 0.1 | Panoche_Mendota_offpeak | Northern_California_Solar_166 | Operational_New_Capacity_MW | 0.79
Tesla_Tracy_Pump_1_HSN | Northern_California_Solar_135 | Reliability_Capacity_In_Model_Year | 0.1 | Panoche_Mendota_offpeak | Southern_PGAE_Solar_22 | Operational_New_Capacity_MW | 0.79
Tesla_Tracy_Pump_1_HSN | Northern_California_Solar_150 | Reliability_Capacity_In_Model_Year | 0.1 | Panoche_Mendota_offpeak | Southern_PGAE_Solar_109 | Operational_New_Capacity_MW | 0.79
Tesla_Tracy_Pump_1_HSN | Northern_California_Solar_155 | Reliability_Capacity_In_Model_Year | 0.1 | Panoche_Mendota_offpeak | Southern_PGAE_Solar_117 | Operational_New_Capacity_MW | 0.79
Tesla_Tracy_Pump_1_HSN | Northern_California_Solar_158 | Reliability_Capacity_In_Model_Year | 0.1 | Panoche_Mendota_offpeak | Southern_PGAE_Solar_139 | Operational_New_Capacity_MW | 0.79
Tesla_Tracy_Pump_1_HSN | Northern_California_Wind_76 | Reliability_Capacity_In_Model_Year | 0.665 | Panoche_Mendota_offpeak | Southern_PGAE_Solar_151 | Operational_New_Capacity_MW | 0.79
Tesla_Tracy_Pump_1_HSN | Solano_Wind_94 | Reliability_Capacity_In_Model_Year | 0.665 | Panoche_Mendota_offpeak | Southern_PGAE_Solar_154 | Operational_New_Capacity_MW | 0.79
Tesla_Tracy_Pump_1_HSN | Solano_Wind_126 | Reliability_Capacity_In_Model_Year | 0.665 | Panoche_Mendota_offpeak | Southern_PGAE_Solar_161 | Operational_New_Capacity_MW | 0.79
Tesla_Tracy_Pump_1_HSN | Southern_PGAE_Solar_95 | Reliability_Capacity_In_Model_Year | 0.1 | Panoche_Mendota_offpeak | Southern_PGAE_Solar_162 | Operational_New_Capacity_MW | 0.79
Tesla_Tracy_Pump_1_HSN | Southern_PGAE_Solar_111 | Reliability_Capacity_In_Model_Year | 0.1 | Panoche_Mendota_offpeak | Southern_PGAE_Solar_163 | Operational_New_Capacity_MW | 0.79
Tesla_Tracy_Pump_1_HSN | Tesla_Tracy_Pump_1_group | Operational_New_Capacity_MW | -1 | Panoche_Mendota_offpeak | Southern_PGAE_Solar_164 | Operational_New_Capacity_MW | 0.79
Tesla_Tracy_Pump_1_offpeak | Northern_California_Flow_Battery_68 | Operational_New_Capacity_MW | -1 | Panoche_Mendota_offpeak | Southern_PGAE_Solar_165 | Operational_New_Capacity_MW | 0.79
Tesla_Tracy_Pump_1_offpeak | Northern_California_Flow_Battery_76 | Operational_New_Capacity_MW | -1 | Panoche_Mendota_offpeak | Southern_PGAE_Solar_168 | Operational_New_Capacity_MW | 0.79
Tesla_Tracy_Pump_1_offpeak | Northern_California_Flow_Battery_94 | Operational_New_Capacity_MW | -1 | Panoche_Mendota_offpeak | Southern_PGAE_Solar_169 | Operational_New_Capacity_MW | 0.79
Tesla_Tracy_Pump_1_offpeak | Southern_PGAE_Flow_Battery_95 | Operational_New_Capacity_MW | -1 | Panoche_Mendota_offpeak | Southern_PGAE_Solar_170 | Operational_New_Capacity_MW | 0.79
Tesla_Tracy_Pump_1_offpeak | Southern_PGAE_Flow_Battery_111 | Operational_New_Capacity_MW | -1 | Panoche_Mendota_offpeak | Southern_PGAE_Solar_174 | Operational_New_Capacity_MW | 0.79
Tesla_Tracy_Pump_1_offpeak | Northern_California_Flow_Battery_112 | Operational_New_Capacity_MW | -1 | Panoche_Mendota_offpeak | Southern_PGAE_Solar_176 | Operational_New_Capacity_MW | 0.79
Tesla_Tracy_Pump_1_offpeak | Northern_California_Flow_Battery_126 | Operational_New_Capacity_MW | -1 | Panoche_Los_Banos_offpeak | Southern_PGAE_Flow_Battery_34 | Operational_New_Capacity_MW | -1
Tesla_Tracy_Pump_1_offpeak | Northern_California_Flow_Battery_135 | Operational_New_Capacity_MW | -1 | Panoche_Los_Banos_offpeak | Southern_PGAE_Flow_Battery_69 | Operational_New_Capacity_MW | -1
Tesla_Tracy_Pump_1_offpeak | Northern_California_Flow_Battery_150 | Operational_New_Capacity_MW | -1 | Panoche_Los_Banos_offpeak | Southern_PGAE_Flow_Battery_72 | Operational_New_Capacity_MW | -1
Tesla_Tracy_Pump_1_offpeak | Northern_California_Flow_Battery_155 | Operational_New_Capacity_MW | -1 | Panoche_Los_Banos_offpeak | Southern_PGAE_Flow_Battery_124 | Operational_New_Capacity_MW | -1
Tesla_Tracy_Pump_1_offpeak | Northern_California_Flow_Battery_158 | Operational_New_Capacity_MW | -1 | Panoche_Los_Banos_offpeak | Southern_PGAE_Flow_Battery_139 | Operational_New_Capacity_MW | -1
Tesla_Tracy_Pump_1_offpeak | Northern_California_Li_Battery_4hr_68 | Operational_New_Capacity_MW | -1 | Panoche_Los_Banos_offpeak | Southern_PGAE_Flow_Battery_140 | Operational_New_Capacity_MW | -1
Tesla_Tracy_Pump_1_offpeak | Northern_California_Li_Battery_4hr_76 | Operational_New_Capacity_MW | -1 | Panoche_Los_Banos_offpeak | Southern_PGAE_Flow_Battery_151 | Operational_New_Capacity_MW | -1
Tesla_Tracy_Pump_1_offpeak | Northern_California_Li_Battery_4hr_94 | Operational_New_Capacity_MW | -1 | Panoche_Los_Banos_offpeak | Southern_PGAE_Flow_Battery_154 | Operational_New_Capacity_MW | -1
Tesla_Tracy_Pump_1_offpeak | Southern_PGAE_Li_Battery_4hr_95 | Operational_New_Capacity_MW | -1 | Panoche_Los_Banos_offpeak | Southern_PGAE_Flow_Battery_161 | Operational_New_Capacity_MW | -1
Tesla_Tracy_Pump_1_offpeak | Southern_PGAE_Li_Battery_4hr_111 | Operational_New_Capacity_MW | -1 | Panoche_Los_Banos_offpeak | Southern_PGAE_Flow_Battery_162 | Operational_New_Capacity_MW | -1
Tesla_Tracy_Pump_1_offpeak | Northern_California_Li_Battery_4hr_112 | Operational_New_Capacity_MW | -1 | Panoche_Los_Banos_offpeak | Southern_PGAE_Flow_Battery_164 | Operational_New_Capacity_MW | -1
Tesla_Tracy_Pump_1_offpeak | Northern_California_Li_Battery_4hr_126 | Operational_New_Capacity_MW | -1 | Panoche_Los_Banos_offpeak | Southern_PGAE_Flow_Battery_165 | Operational_New_Capacity_MW | -1
Tesla_Tracy_Pump_1_offpeak | Northern_California_Li_Battery_4hr_135 | Operational_New_Capacity_MW | -1 | Panoche_Los_Banos_offpeak | Southern_PGAE_Flow_Battery_168 | Operational_New_Capacity_MW | -1
Tesla_Tracy_Pump_1_offpeak | Northern_California_Li_Battery_4hr_150 | Operational_New_Capacity_MW | -1 | Panoche_Los_Banos_offpeak | Southern_PGAE_Flow_Battery_169 | Operational_New_Capacity_MW | -1
Tesla_Tracy_Pump_1_offpeak | Northern_California_Li_Battery_4hr_155 | Operational_New_Capacity_MW | -1 | Panoche_Los_Banos_offpeak | Southern_PGAE_Flow_Battery_170 | Operational_New_Capacity_MW | -1
Tesla_Tracy_Pump_1_offpeak | Northern_California_Li_Battery_4hr_158 | Operational_New_Capacity_MW | -1 | Panoche_Los_Banos_offpeak | Southern_PGAE_Flow_Battery_174 | Operational_New_Capacity_MW | -1
Tesla_Tracy_Pump_1_offpeak | Northern_California_Li_Battery_8hr_68 | Operational_New_Capacity_MW | -1 | Panoche_Los_Banos_offpeak | Southern_PGAE_Flow_Battery_176 | Operational_New_Capacity_MW | -1
Tesla_Tracy_Pump_1_offpeak | Northern_California_Li_Battery_8hr_76 | Operational_New_Capacity_MW | -1 | Panoche_Los_Banos_offpeak | Southern_PGAE_Li_Battery_4hr_34 | Operational_New_Capacity_MW | -1
Tesla_Tracy_Pump_1_offpeak | Northern_California_Li_Battery_8hr_94 | Operational_New_Capacity_MW | -1 | Panoche_Los_Banos_offpeak | Southern_PGAE_Li_Battery_4hr_69 | Operational_New_Capacity_MW | -1
Tesla_Tracy_Pump_1_offpeak | Southern_PGAE_Li_Battery_8hr_95 | Operational_New_Capacity_MW | -1 | Panoche_Los_Banos_offpeak | Southern_PGAE_Li_Battery_4hr_72 | Operational_New_Capacity_MW | -1
Tesla_Tracy_Pump_1_offpeak | Southern_PGAE_Li_Battery_8hr_111 | Operational_New_Capacity_MW | -1 | Panoche_Los_Banos_offpeak | Southern_PGAE_Li_Battery_4hr_124 | Operational_New_Capacity_MW | -1
Tesla_Tracy_Pump_1_offpeak | Northern_California_Li_Battery_8hr_112 | Operational_New_Capacity_MW | -1 | Panoche_Los_Banos_offpeak | Southern_PGAE_Li_Battery_4hr_139 | Operational_New_Capacity_MW | -1
Tesla_Tracy_Pump_1_offpeak | Northern_California_Li_Battery_8hr_126 | Operational_New_Capacity_MW | -1 | Panoche_Los_Banos_offpeak | Southern_PGAE_Li_Battery_4hr_140 | Operational_New_Capacity_MW | -1
Tesla_Tracy_Pump_1_offpeak | Northern_California_Li_Battery_8hr_135 | Operational_New_Capacity_MW | -1 | Panoche_Los_Banos_offpeak | Southern_PGAE_Li_Battery_4hr_151 | Operational_New_Capacity_MW | -1
Tesla_Tracy_Pump_1_offpeak | Northern_California_Li_Battery_8hr_150 | Operational_New_Capacity_MW | -1 | Panoche_Los_Banos_offpeak | Southern_PGAE_Li_Battery_4hr_154 | Operational_New_Capacity_MW | -1
Tesla_Tracy_Pump_1_offpeak | Northern_California_Li_Battery_8hr_155 | Operational_New_Capacity_MW | -1 | Panoche_Los_Banos_offpeak | Southern_PGAE_Li_Battery_4hr_161 | Operational_New_Capacity_MW | -1
Tesla_Tracy_Pump_1_offpeak | Northern_California_Li_Battery_8hr_158 | Operational_New_Capacity_MW | -1 | Panoche_Los_Banos_offpeak | Southern_PGAE_Li_Battery_4hr_162 | Operational_New_Capacity_MW | -1
Tesla_Tracy_Pump_1_offpeak | Northern_California_Solar_68 | Operational_New_Capacity_MW | 0.68 | Panoche_Los_Banos_offpeak | Southern_PGAE_Li_Battery_4hr_164 | Operational_New_Capacity_MW | -1
Tesla_Tracy_Pump_1_offpeak | Northern_California_Solar_76 | Operational_New_Capacity_MW | 0.68 | Panoche_Los_Banos_offpeak | Southern_PGAE_Li_Battery_4hr_165 | Operational_New_Capacity_MW | -1
Tesla_Tracy_Pump_1_offpeak | Northern_California_Solar_94 | Operational_New_Capacity_MW | 0.68 | Panoche_Los_Banos_offpeak | Southern_PGAE_Li_Battery_4hr_168 | Operational_New_Capacity_MW | -1
Tesla_Tracy_Pump_1_offpeak | Northern_California_Solar_112 | Operational_New_Capacity_MW | 0.68 | Panoche_Los_Banos_offpeak | Southern_PGAE_Li_Battery_4hr_169 | Operational_New_Capacity_MW | -1
Tesla_Tracy_Pump_1_offpeak | Northern_California_Solar_126 | Operational_New_Capacity_MW | 0.68 | Panoche_Los_Banos_offpeak | Southern_PGAE_Li_Battery_4hr_170 | Operational_New_Capacity_MW | -1
Tesla_Tracy_Pump_1_offpeak | Northern_California_Solar_135 | Operational_New_Capacity_MW | 0.68 | Panoche_Los_Banos_offpeak | Southern_PGAE_Li_Battery_4hr_174 | Operational_New_Capacity_MW | -1
Tesla_Tracy_Pump_1_offpeak | Northern_California_Solar_150 | Operational_New_Capacity_MW | 0.68 | Panoche_Los_Banos_offpeak | Southern_PGAE_Li_Battery_4hr_176 | Operational_New_Capacity_MW | -1
Tesla_Tracy_Pump_1_offpeak | Northern_California_Solar_155 | Operational_New_Capacity_MW | 0.68 | Panoche_Los_Banos_offpeak | Southern_PGAE_Li_Battery_8hr_34 | Operational_New_Capacity_MW | -1
Tesla_Tracy_Pump_1_offpeak | Northern_California_Solar_158 | Operational_New_Capacity_MW | 0.68 | Panoche_Los_Banos_offpeak | Southern_PGAE_Li_Battery_8hr_69 | Operational_New_Capacity_MW | -1
Tesla_Tracy_Pump_1_offpeak | Northern_California_Wind_76 | Operational_New_Capacity_MW | 0.63 | Panoche_Los_Banos_offpeak | Southern_PGAE_Li_Battery_8hr_72 | Operational_New_Capacity_MW | -1
Tesla_Tracy_Pump_1_offpeak | Solano_Wind_94 | Operational_New_Capacity_MW | 0.63 | Panoche_Los_Banos_offpeak | Southern_PGAE_Li_Battery_8hr_124 | Operational_New_Capacity_MW | -1
Tesla_Tracy_Pump_1_offpeak | Solano_Wind_126 | Operational_New_Capacity_MW | 0.63 | Panoche_Los_Banos_offpeak | Southern_PGAE_Li_Battery_8hr_139 | Operational_New_Capacity_MW | -1
Tesla_Tracy_Pump_1_offpeak | Southern_PGAE_Solar_95 | Operational_New_Capacity_MW | 0.68 | Panoche_Los_Banos_offpeak | Southern_PGAE_Li_Battery_8hr_140 | Operational_New_Capacity_MW | -1
Tesla_Tracy_Pump_1_offpeak | Southern_PGAE_Solar_111 | Operational_New_Capacity_MW | 0.68 | Panoche_Los_Banos_offpeak | Southern_PGAE_Li_Battery_8hr_151 | Operational_New_Capacity_MW | -1
Tesla_Tracy_Pump_1_offpeak | Tesla_Tracy_Pump_1_group | Operational_New_Capacity_MW | -1 | Panoche_Los_Banos_offpeak | Southern_PGAE_Li_Battery_8hr_154 | Operational_New_Capacity_MW | -1
Tesla_Tracy_Pump_1_SSN | Northern_California_Flow_Battery_68 | Reliability_Capacity_In_Model_Year | 0.5 | Panoche_Los_Banos_offpeak | Southern_PGAE_Li_Battery_8hr_161 | Operational_New_Capacity_MW | -1
Tesla_Tracy_Pump_1_SSN | Northern_California_Flow_Battery_76 | Reliability_Capacity_In_Model_Year | 0.5 | Panoche_Los_Banos_offpeak | Southern_PGAE_Li_Battery_8hr_162 | Operational_New_Capacity_MW | -1
Tesla_Tracy_Pump_1_SSN | Northern_California_Flow_Battery_94 | Reliability_Capacity_In_Model_Year | 0.5 | Panoche_Los_Banos_offpeak | Southern_PGAE_Li_Battery_8hr_164 | Operational_New_Capacity_MW | -1
Tesla_Tracy_Pump_1_SSN | Southern_PGAE_Flow_Battery_95 | Reliability_Capacity_In_Model_Year | 0.5 | Panoche_Los_Banos_offpeak | Southern_PGAE_Li_Battery_8hr_165 | Operational_New_Capacity_MW | -1
Tesla_Tracy_Pump_1_SSN | Southern_PGAE_Flow_Battery_111 | Reliability_Capacity_In_Model_Year | 0.5 | Panoche_Los_Banos_offpeak | Southern_PGAE_Li_Battery_8hr_168 | Operational_New_Capacity_MW | -1
Tesla_Tracy_Pump_1_SSN | Northern_California_Flow_Battery_112 | Reliability_Capacity_In_Model_Year | 0.5 | Panoche_Los_Banos_offpeak | Southern_PGAE_Li_Battery_8hr_169 | Operational_New_Capacity_MW | -1
Tesla_Tracy_Pump_1_SSN | Northern_California_Flow_Battery_126 | Reliability_Capacity_In_Model_Year | 0.5 | Panoche_Los_Banos_offpeak | Southern_PGAE_Li_Battery_8hr_170 | Operational_New_Capacity_MW | -1
Tesla_Tracy_Pump_1_SSN | Northern_California_Flow_Battery_135 | Reliability_Capacity_In_Model_Year | 0.5 | Panoche_Los_Banos_offpeak | Southern_PGAE_Li_Battery_8hr_174 | Operational_New_Capacity_MW | -1
Tesla_Tracy_Pump_1_SSN | Northern_California_Flow_Battery_150 | Reliability_Capacity_In_Model_Year | 0.5 | Panoche_Los_Banos_offpeak | Southern_PGAE_Li_Battery_8hr_176 | Operational_New_Capacity_MW | -1
Tesla_Tracy_Pump_1_SSN | Northern_California_Flow_Battery_155 | Reliability_Capacity_In_Model_Year | 0.5 | Panoche_Los_Banos_offpeak | Central_Valley_North_Los_Banos_Wind_154 | Operational_New_Capacity_MW | 0.44
Tesla_Tracy_Pump_1_SSN | Northern_California_Flow_Battery_158 | Reliability_Capacity_In_Model_Year | 0.5 | Panoche_Los_Banos_offpeak | Central_Valley_North_Los_Banos_Wind_162 | Operational_New_Capacity_MW | 0.44
Tesla_Tracy_Pump_1_SSN | Northern_California_Li_Battery_4hr_68 | Reliability_Capacity_In_Model_Year | 0.5 | Panoche_Los_Banos_offpeak | Southern_PGAE_Solar_34 | Operational_New_Capacity_MW | 0.79
Tesla_Tracy_Pump_1_SSN | Northern_California_Li_Battery_4hr_76 | Reliability_Capacity_In_Model_Year | 0.5 | Panoche_Los_Banos_offpeak | Southern_PGAE_Solar_69 | Operational_New_Capacity_MW | 0.79
Tesla_Tracy_Pump_1_SSN | Northern_California_Li_Battery_4hr_94 | Reliability_Capacity_In_Model_Year | 0.5 | Panoche_Los_Banos_offpeak | Southern_PGAE_Solar_72 | Operational_New_Capacity_MW | 0.79
Tesla_Tracy_Pump_1_SSN | Southern_PGAE_Li_Battery_4hr_95 | Reliability_Capacity_In_Model_Year | 0.5 | Panoche_Los_Banos_offpeak | Southern_PGAE_Solar_124 | Operational_New_Capacity_MW | 0.79
Tesla_Tracy_Pump_1_SSN | Southern_PGAE_Li_Battery_4hr_111 | Reliability_Capacity_In_Model_Year | 0.5 | Panoche_Los_Banos_offpeak | Southern_PGAE_Solar_139 | Operational_New_Capacity_MW | 0.79
Tesla_Tracy_Pump_1_SSN | Northern_California_Li_Battery_4hr_112 | Reliability_Capacity_In_Model_Year | 0.5 | Panoche_Los_Banos_offpeak | Southern_PGAE_Solar_140 | Operational_New_Capacity_MW | 0.79
Tesla_Tracy_Pump_1_SSN | Northern_California_Li_Battery_4hr_126 | Reliability_Capacity_In_Model_Year | 0.5 | Panoche_Los_Banos_offpeak | Southern_PGAE_Solar_151 | Operational_New_Capacity_MW | 0.79
Tesla_Tracy_Pump_1_SSN | Northern_California_Li_Battery_4hr_135 | Reliability_Capacity_In_Model_Year | 0.5 | Panoche_Los_Banos_offpeak | Southern_PGAE_Solar_154 | Operational_New_Capacity_MW | 0.79
Tesla_Tracy_Pump_1_SSN | Northern_California_Li_Battery_4hr_150 | Reliability_Capacity_In_Model_Year | 0.5 | Panoche_Los_Banos_offpeak | Southern_PGAE_Solar_161 | Operational_New_Capacity_MW | 0.79
Tesla_Tracy_Pump_1_SSN | Northern_California_Li_Battery_4hr_155 | Reliability_Capacity_In_Model_Year | 0.5 | Panoche_Los_Banos_offpeak | Southern_PGAE_Solar_162 | Operational_New_Capacity_MW | 0.79
Tesla_Tracy_Pump_1_SSN | Northern_California_Li_Battery_4hr_158 | Reliability_Capacity_In_Model_Year | 0.5 | Panoche_Los_Banos_offpeak | Southern_PGAE_Solar_164 | Operational_New_Capacity_MW | 0.79
Tesla_Tracy_Pump_1_SSN | Northern_California_Li_Battery_8hr_68 | Reliability_Capacity_In_Model_Year | 0.5 | Panoche_Los_Banos_offpeak | Southern_PGAE_Solar_165 | Operational_New_Capacity_MW | 0.79
Tesla_Tracy_Pump_1_SSN | Northern_California_Li_Battery_8hr_76 | Reliability_Capacity_In_Model_Year | 0.5 | Panoche_Los_Banos_offpeak | Southern_PGAE_Solar_168 | Operational_New_Capacity_MW | 0.79
Tesla_Tracy_Pump_1_SSN | Northern_California_Li_Battery_8hr_94 | Reliability_Capacity_In_Model_Year | 0.5 | Panoche_Los_Banos_offpeak | Southern_PGAE_Solar_169 | Operational_New_Capacity_MW | 0.79
Tesla_Tracy_Pump_1_SSN | Southern_PGAE_Li_Battery_8hr_95 | Reliability_Capacity_In_Model_Year | 0.5 | Panoche_Los_Banos_offpeak | Southern_PGAE_Solar_170 | Operational_New_Capacity_MW | 0.79
Tesla_Tracy_Pump_1_SSN | Southern_PGAE_Li_Battery_8hr_111 | Reliability_Capacity_In_Model_Year | 0.5 | Panoche_Los_Banos_offpeak | Southern_PGAE_Solar_174 | Operational_New_Capacity_MW | 0.79
Tesla_Tracy_Pump_1_SSN | Northern_California_Li_Battery_8hr_112 | Reliability_Capacity_In_Model_Year | 0.5 | Panoche_Los_Banos_offpeak | Southern_PGAE_Solar_176 | Operational_New_Capacity_MW | 0.79
Tesla_Tracy_Pump_1_SSN | Northern_California_Li_Battery_8hr_126 | Reliability_Capacity_In_Model_Year | 0.5 | Panoche_Oro_Loma_offpeak | Southern_PGAE_Flow_Battery_154 | Operational_New_Capacity_MW | -1
Tesla_Tracy_Pump_1_SSN | Northern_California_Li_Battery_8hr_135 | Reliability_Capacity_In_Model_Year | 0.5 | Panoche_Oro_Loma_offpeak | Southern_PGAE_Flow_Battery_161 | Operational_New_Capacity_MW | -1
Tesla_Tracy_Pump_1_SSN | Northern_California_Li_Battery_8hr_150 | Reliability_Capacity_In_Model_Year | 0.5 | Panoche_Oro_Loma_offpeak | Southern_PGAE_Flow_Battery_162 | Operational_New_Capacity_MW | -1
Tesla_Tracy_Pump_1_SSN | Northern_California_Li_Battery_8hr_155 | Reliability_Capacity_In_Model_Year | 0.5 | Panoche_Oro_Loma_offpeak | Southern_PGAE_Flow_Battery_163 | Operational_New_Capacity_MW | -1
Tesla_Tracy_Pump_1_SSN | Northern_California_Li_Battery_8hr_158 | Reliability_Capacity_In_Model_Year | 0.5 | Panoche_Oro_Loma_offpeak | Southern_PGAE_Flow_Battery_164 | Operational_New_Capacity_MW | -1
Tesla_Tracy_Pump_1_SSN | Northern_California_Solar_68 | Reliability_Capacity_In_Model_Year | 0.556 | Panoche_Oro_Loma_offpeak | Southern_PGAE_Flow_Battery_165 | Operational_New_Capacity_MW | -1
Tesla_Tracy_Pump_1_SSN | Northern_California_Solar_76 | Reliability_Capacity_In_Model_Year | 0.556 | Panoche_Oro_Loma_offpeak | Northern_California_Flow_Battery_166 | Operational_New_Capacity_MW | -1
Tesla_Tracy_Pump_1_SSN | Northern_California_Solar_94 | Reliability_Capacity_In_Model_Year | 0.556 | Panoche_Oro_Loma_offpeak | Southern_PGAE_Flow_Battery_168 | Operational_New_Capacity_MW | -1
Tesla_Tracy_Pump_1_SSN | Northern_California_Solar_112 | Reliability_Capacity_In_Model_Year | 0.556 | Panoche_Oro_Loma_offpeak | Southern_PGAE_Flow_Battery_169 | Operational_New_Capacity_MW | -1
Tesla_Tracy_Pump_1_SSN | Northern_California_Solar_126 | Reliability_Capacity_In_Model_Year | 0.556 | Panoche_Oro_Loma_offpeak | Southern_PGAE_Flow_Battery_170 | Operational_New_Capacity_MW | -1
Tesla_Tracy_Pump_1_SSN | Northern_California_Solar_135 | Reliability_Capacity_In_Model_Year | 0.556 | Panoche_Oro_Loma_offpeak | Southern_PGAE_Flow_Battery_174 | Operational_New_Capacity_MW | -1
Tesla_Tracy_Pump_1_SSN | Northern_California_Solar_150 | Reliability_Capacity_In_Model_Year | 0.556 | Panoche_Oro_Loma_offpeak | Southern_PGAE_Li_Battery_4hr_154 | Operational_New_Capacity_MW | -1
Tesla_Tracy_Pump_1_SSN | Northern_California_Solar_155 | Reliability_Capacity_In_Model_Year | 0.556 | Panoche_Oro_Loma_offpeak | Southern_PGAE_Li_Battery_4hr_161 | Operational_New_Capacity_MW | -1
Tesla_Tracy_Pump_1_SSN | Northern_California_Solar_158 | Reliability_Capacity_In_Model_Year | 0.556 | Panoche_Oro_Loma_offpeak | Southern_PGAE_Li_Battery_4hr_162 | Operational_New_Capacity_MW | -1
Tesla_Tracy_Pump_1_SSN | Northern_California_Wind_76 | Reliability_Capacity_In_Model_Year | 0.163 | Panoche_Oro_Loma_offpeak | Southern_PGAE_Li_Battery_4hr_163 | Operational_New_Capacity_MW | -1
Tesla_Tracy_Pump_1_SSN | Solano_Wind_94 | Reliability_Capacity_In_Model_Year | 0.163 | Panoche_Oro_Loma_offpeak | Southern_PGAE_Li_Battery_4hr_164 | Operational_New_Capacity_MW | -1
Tesla_Tracy_Pump_1_SSN | Solano_Wind_126 | Reliability_Capacity_In_Model_Year | 0.163 | Panoche_Oro_Loma_offpeak | Southern_PGAE_Li_Battery_4hr_165 | Operational_New_Capacity_MW | -1
Tesla_Tracy_Pump_1_SSN | Southern_PGAE_Solar_95 | Reliability_Capacity_In_Model_Year | 0.556 | Panoche_Oro_Loma_offpeak | Northern_California_Li_Battery_4hr_166 | Operational_New_Capacity_MW | -1
Tesla_Tracy_Pump_1_SSN | Southern_PGAE_Solar_111 | Reliability_Capacity_In_Model_Year | 0.556 | Panoche_Oro_Loma_offpeak | Southern_PGAE_Li_Battery_4hr_168 | Operational_New_Capacity_MW | -1
Tesla_Tracy_Pump_1_SSN | Tesla_Tracy_Pump_1_group | Operational_New_Capacity_MW | -1 | Panoche_Oro_Loma_offpeak | Southern_PGAE_Li_Battery_4hr_169 | Operational_New_Capacity_MW | -1
Tesla_Tracy_Pumps_2_HSN | Northern_California_Flow_Battery_57 | Reliability_Capacity_In_Model_Year | 1 | Panoche_Oro_Loma_offpeak | Southern_PGAE_Li_Battery_4hr_170 | Operational_New_Capacity_MW | -1
Tesla_Tracy_Pumps_2_HSN | Northern_California_Flow_Battery_68 | Reliability_Capacity_In_Model_Year | 1 | Panoche_Oro_Loma_offpeak | Southern_PGAE_Li_Battery_4hr_174 | Operational_New_Capacity_MW | -1
Tesla_Tracy_Pumps_2_HSN | Northern_California_Flow_Battery_76 | Reliability_Capacity_In_Model_Year | 1 | Panoche_Oro_Loma_offpeak | Southern_PGAE_Li_Battery_8hr_154 | Operational_New_Capacity_MW | -1
Tesla_Tracy_Pumps_2_HSN | Northern_California_Flow_Battery_80 | Reliability_Capacity_In_Model_Year | 1 | Panoche_Oro_Loma_offpeak | Southern_PGAE_Li_Battery_8hr_161 | Operational_New_Capacity_MW | -1
Tesla_Tracy_Pumps_2_HSN | Northern_California_Flow_Battery_82 | Reliability_Capacity_In_Model_Year | 1 | Panoche_Oro_Loma_offpeak | Southern_PGAE_Li_Battery_8hr_162 | Operational_New_Capacity_MW | -1
Tesla_Tracy_Pumps_2_HSN | Northern_California_Flow_Battery_83 | Reliability_Capacity_In_Model_Year | 1 | Panoche_Oro_Loma_offpeak | Southern_PGAE_Li_Battery_8hr_163 | Operational_New_Capacity_MW | -1
Tesla_Tracy_Pumps_2_HSN | Northern_California_Flow_Battery_85 | Reliability_Capacity_In_Model_Year | 1 | Panoche_Oro_Loma_offpeak | Southern_PGAE_Li_Battery_8hr_164 | Operational_New_Capacity_MW | -1
Tesla_Tracy_Pumps_2_HSN | Northern_California_Flow_Battery_94 | Reliability_Capacity_In_Model_Year | 1 | Panoche_Oro_Loma_offpeak | Southern_PGAE_Li_Battery_8hr_165 | Operational_New_Capacity_MW | -1
Tesla_Tracy_Pumps_2_HSN | Southern_PGAE_Flow_Battery_95 | Reliability_Capacity_In_Model_Year | 1 | Panoche_Oro_Loma_offpeak | Northern_California_Li_Battery_8hr_166 | Operational_New_Capacity_MW | -1
Tesla_Tracy_Pumps_2_HSN | Northern_California_Flow_Battery_96 | Reliability_Capacity_In_Model_Year | 1 | Panoche_Oro_Loma_offpeak | Southern_PGAE_Li_Battery_8hr_168 | Operational_New_Capacity_MW | -1
Tesla_Tracy_Pumps_2_HSN | Southern_PGAE_Flow_Battery_99 | Reliability_Capacity_In_Model_Year | 1 | Panoche_Oro_Loma_offpeak | Southern_PGAE_Li_Battery_8hr_169 | Operational_New_Capacity_MW | -1
Tesla_Tracy_Pumps_2_HSN | Southern_PGAE_Flow_Battery_111 | Reliability_Capacity_In_Model_Year | 1 | Panoche_Oro_Loma_offpeak | Southern_PGAE_Li_Battery_8hr_170 | Operational_New_Capacity_MW | -1
Tesla_Tracy_Pumps_2_HSN | Northern_California_Flow_Battery_112 | Reliability_Capacity_In_Model_Year | 1 | Panoche_Oro_Loma_offpeak | Southern_PGAE_Li_Battery_8hr_174 | Operational_New_Capacity_MW | -1
Tesla_Tracy_Pumps_2_HSN | Northern_California_Flow_Battery_113 | Reliability_Capacity_In_Model_Year | 1 | Panoche_Oro_Loma_offpeak | Central_Valley_North_Los_Banos_Wind_154 | Operational_New_Capacity_MW | 0.44
Tesla_Tracy_Pumps_2_HSN | Northern_California_Flow_Battery_116 | Reliability_Capacity_In_Model_Year | 1 | Panoche_Oro_Loma_offpeak | Central_Valley_North_Los_Banos_Wind_162 | Operational_New_Capacity_MW | 0.44
Tesla_Tracy_Pumps_2_HSN | Southern_PGAE_Flow_Battery_124 | Reliability_Capacity_In_Model_Year | 1 | Panoche_Oro_Loma_offpeak | Northern_California_Solar_166 | Operational_New_Capacity_MW | 0.79
Tesla_Tracy_Pumps_2_HSN | Northern_California_Flow_Battery_126 | Reliability_Capacity_In_Model_Year | 1 | Panoche_Oro_Loma_offpeak | Southern_PGAE_Solar_154 | Operational_New_Capacity_MW | 0.79
Tesla_Tracy_Pumps_2_HSN | Northern_California_Flow_Battery_127 | Reliability_Capacity_In_Model_Year | 1 | Panoche_Oro_Loma_offpeak | Southern_PGAE_Solar_161 | Operational_New_Capacity_MW | 0.79
Tesla_Tracy_Pumps_2_HSN | Northern_California_Flow_Battery_135 | Reliability_Capacity_In_Model_Year | 1 | Panoche_Oro_Loma_offpeak | Southern_PGAE_Solar_162 | Operational_New_Capacity_MW | 0.79
Tesla_Tracy_Pumps_2_HSN | Northern_California_Flow_Battery_150 | Reliability_Capacity_In_Model_Year | 1 | Panoche_Oro_Loma_offpeak | Southern_PGAE_Solar_163 | Operational_New_Capacity_MW | 0.79
Tesla_Tracy_Pumps_2_HSN | Northern_California_Flow_Battery_155 | Reliability_Capacity_In_Model_Year | 1 | Panoche_Oro_Loma_offpeak | Southern_PGAE_Solar_164 | Operational_New_Capacity_MW | 0.79
Tesla_Tracy_Pumps_2_HSN | Northern_California_Flow_Battery_158 | Reliability_Capacity_In_Model_Year | 1 | Panoche_Oro_Loma_offpeak | Southern_PGAE_Solar_165 | Operational_New_Capacity_MW | 0.79
Tesla_Tracy_Pumps_2_HSN | Northern_California_Li_Battery_4hr_57 | Reliability_Capacity_In_Model_Year | 1 | Panoche_Oro_Loma_offpeak | Southern_PGAE_Solar_168 | Operational_New_Capacity_MW | 0.79
Tesla_Tracy_Pumps_2_HSN | Northern_California_Li_Battery_4hr_68 | Reliability_Capacity_In_Model_Year | 1 | Panoche_Oro_Loma_offpeak | Southern_PGAE_Solar_169 | Operational_New_Capacity_MW | 0.79
Tesla_Tracy_Pumps_2_HSN | Northern_California_Li_Battery_4hr_76 | Reliability_Capacity_In_Model_Year | 1 | Panoche_Oro_Loma_offpeak | Southern_PGAE_Solar_170 | Operational_New_Capacity_MW | 0.79
Tesla_Tracy_Pumps_2_HSN | Northern_California_Li_Battery_4hr_80 | Reliability_Capacity_In_Model_Year | 1 | Panoche_Oro_Loma_offpeak | Southern_PGAE_Solar_174 | Operational_New_Capacity_MW | 0.79
Tesla_Tracy_Pumps_2_HSN | Northern_California_Li_Battery_4hr_82 | Reliability_Capacity_In_Model_Year | 1 | Pardee_Sylmar_offpeak | Greater_LA_Flow_Battery_18 | Operational_New_Capacity_MW | -1
Tesla_Tracy_Pumps_2_HSN | Northern_California_Li_Battery_4hr_83 | Reliability_Capacity_In_Model_Year | 1 | Pardee_Sylmar_offpeak | Tehachapi_Flow_Battery_28 | Operational_New_Capacity_MW | -1
Tesla_Tracy_Pumps_2_HSN | Northern_California_Li_Battery_4hr_85 | Reliability_Capacity_In_Model_Year | 1 | Pardee_Sylmar_offpeak | Greater_LA_Flow_Battery_58 | Operational_New_Capacity_MW | -1
Tesla_Tracy_Pumps_2_HSN | Northern_California_Li_Battery_4hr_94 | Reliability_Capacity_In_Model_Year | 1 | Pardee_Sylmar_offpeak | Tehachapi_Flow_Battery_66 | Operational_New_Capacity_MW | -1
Tesla_Tracy_Pumps_2_HSN | Southern_PGAE_Li_Battery_4hr_95 | Reliability_Capacity_In_Model_Year | 1 | Pardee_Sylmar_offpeak | Tehachapi_Flow_Battery_78 | Operational_New_Capacity_MW | -1
Tesla_Tracy_Pumps_2_HSN | Northern_California_Li_Battery_4hr_96 | Reliability_Capacity_In_Model_Year | 1 | Pardee_Sylmar_offpeak | Tehachapi_Flow_Battery_101 | Operational_New_Capacity_MW | -1
Tesla_Tracy_Pumps_2_HSN | Southern_PGAE_Li_Battery_4hr_99 | Reliability_Capacity_In_Model_Year | 1 | Pardee_Sylmar_offpeak | Greater_LA_Li_Battery_4hr_18 | Operational_New_Capacity_MW | -1
Tesla_Tracy_Pumps_2_HSN | Southern_PGAE_Li_Battery_4hr_111 | Reliability_Capacity_In_Model_Year | 1 | Pardee_Sylmar_offpeak | Tehachapi_Li_Battery_4hr_28 | Operational_New_Capacity_MW | -1
Tesla_Tracy_Pumps_2_HSN | Northern_California_Li_Battery_4hr_112 | Reliability_Capacity_In_Model_Year | 1 | Pardee_Sylmar_offpeak | Greater_LA_Li_Battery_4hr_58 | Operational_New_Capacity_MW | -1
Tesla_Tracy_Pumps_2_HSN | Northern_California_Li_Battery_4hr_113 | Reliability_Capacity_In_Model_Year | 1 | Pardee_Sylmar_offpeak | Tehachapi_Li_Battery_4hr_66 | Operational_New_Capacity_MW | -1
Tesla_Tracy_Pumps_2_HSN | Northern_California_Li_Battery_4hr_116 | Reliability_Capacity_In_Model_Year | 1 | Pardee_Sylmar_offpeak | Tehachapi_Li_Battery_4hr_78 | Operational_New_Capacity_MW | -1
Tesla_Tracy_Pumps_2_HSN | Southern_PGAE_Li_Battery_4hr_124 | Reliability_Capacity_In_Model_Year | 1 | Pardee_Sylmar_offpeak | Tehachapi_Li_Battery_4hr_101 | Operational_New_Capacity_MW | -1
Tesla_Tracy_Pumps_2_HSN | Northern_California_Li_Battery_4hr_126 | Reliability_Capacity_In_Model_Year | 1 | Pardee_Sylmar_offpeak | Greater_LA_Li_Battery_8hr_18 | Operational_New_Capacity_MW | -1
Tesla_Tracy_Pumps_2_HSN | Northern_California_Li_Battery_4hr_127 | Reliability_Capacity_In_Model_Year | 1 | Pardee_Sylmar_offpeak | Tehachapi_Li_Battery_8hr_28 | Operational_New_Capacity_MW | -1
Tesla_Tracy_Pumps_2_HSN | Northern_California_Li_Battery_4hr_135 | Reliability_Capacity_In_Model_Year | 1 | Pardee_Sylmar_offpeak | Greater_LA_Li_Battery_8hr_58 | Operational_New_Capacity_MW | -1
Tesla_Tracy_Pumps_2_HSN | Northern_California_Li_Battery_4hr_150 | Reliability_Capacity_In_Model_Year | 1 | Pardee_Sylmar_offpeak | Tehachapi_Li_Battery_8hr_66 | Operational_New_Capacity_MW | -1
Tesla_Tracy_Pumps_2_HSN | Northern_California_Li_Battery_4hr_155 | Reliability_Capacity_In_Model_Year | 1 | Pardee_Sylmar_offpeak | Tehachapi_Li_Battery_8hr_78 | Operational_New_Capacity_MW | -1
Tesla_Tracy_Pumps_2_HSN | Northern_California_Li_Battery_4hr_158 | Reliability_Capacity_In_Model_Year | 1 | Pardee_Sylmar_offpeak | Tehachapi_Li_Battery_8hr_101 | Operational_New_Capacity_MW | -1
Tesla_Tracy_Pumps_2_HSN | Northern_California_Li_Battery_8hr_57 | Reliability_Capacity_In_Model_Year | 1 | Pardee_Sylmar_offpeak | Greater_LA_Solar_18 | Operational_New_Capacity_MW | 0.77
Tesla_Tracy_Pumps_2_HSN | Northern_California_Li_Battery_8hr_68 | Reliability_Capacity_In_Model_Year | 1 | Pardee_Sylmar_offpeak | Greater_LA_Solar_58 | Operational_New_Capacity_MW | 0.77
Tesla_Tracy_Pumps_2_HSN | Northern_California_Li_Battery_8hr_76 | Reliability_Capacity_In_Model_Year | 1 | Pardee_Sylmar_offpeak | Tehachapi_Solar_28 | Operational_New_Capacity_MW | 0.77
Tesla_Tracy_Pumps_2_HSN | Northern_California_Li_Battery_8hr_80 | Reliability_Capacity_In_Model_Year | 1 | Pardee_Sylmar_offpeak | Tehachapi_Solar_66 | Operational_New_Capacity_MW | 0.77
Tesla_Tracy_Pumps_2_HSN | Northern_California_Li_Battery_8hr_82 | Reliability_Capacity_In_Model_Year | 1 | Pardee_Sylmar_offpeak | Tehachapi_Solar_78 | Operational_New_Capacity_MW | 0.77
Tesla_Tracy_Pumps_2_HSN | Northern_California_Li_Battery_8hr_83 | Reliability_Capacity_In_Model_Year | 1 | Pardee_Sylmar_offpeak | Tehachapi_Solar_101 | Operational_New_Capacity_MW | 0.77
Tesla_Tracy_Pumps_2_HSN | Northern_California_Li_Battery_8hr_85 | Reliability_Capacity_In_Model_Year | 1 | Pardee_Sylmar_offpeak | Tehachapi_Wind_18 | Operational_New_Capacity_MW | 0.44
Tesla_Tracy_Pumps_2_HSN | Northern_California_Li_Battery_8hr_94 | Reliability_Capacity_In_Model_Year | 1 | Q2008_Gates_offpeak | Southern_PGAE_Flow_Battery_27 | Operational_New_Capacity_MW | -1
Tesla_Tracy_Pumps_2_HSN | Southern_PGAE_Li_Battery_8hr_95 | Reliability_Capacity_In_Model_Year | 1 | Q2008_Gates_offpeak | Southern_PGAE_Li_Battery_4hr_27 | Operational_New_Capacity_MW | -1
Tesla_Tracy_Pumps_2_HSN | Northern_California_Li_Battery_8hr_96 | Reliability_Capacity_In_Model_Year | 1 | Q2008_Gates_offpeak | Southern_PGAE_Li_Battery_8hr_27 | Operational_New_Capacity_MW | -1
Tesla_Tracy_Pumps_2_HSN | Southern_PGAE_Li_Battery_8hr_99 | Reliability_Capacity_In_Model_Year | 1 | Q2008_Gates_offpeak | Morro_Bay_Offshore_Wind_Asset | Operational_New_Capacity_MW | 1
Tesla_Tracy_Pumps_2_HSN | Southern_PGAE_Li_Battery_8hr_111 | Reliability_Capacity_In_Model_Year | 1 | Q2008_Gates_offpeak | Southern_PGAE_Solar_27 | Operational_New_Capacity_MW | 0.79
Tesla_Tracy_Pumps_2_HSN | Northern_California_Li_Battery_8hr_112 | Reliability_Capacity_In_Model_Year | 1 | Red_Bluff_230_offpeak | Riverside_Flow_Battery_59 | Operational_New_Capacity_MW | -1
Tesla_Tracy_Pumps_2_HSN | Northern_California_Li_Battery_8hr_113 | Reliability_Capacity_In_Model_Year | 1 | Red_Bluff_230_offpeak | Riverside_Li_Battery_4hr_59 | Operational_New_Capacity_MW | -1
Tesla_Tracy_Pumps_2_HSN | Northern_California_Li_Battery_8hr_116 | Reliability_Capacity_In_Model_Year | 1 | Red_Bluff_230_offpeak | Riverside_Li_Battery_8hr_59 | Operational_New_Capacity_MW | -1
Tesla_Tracy_Pumps_2_HSN | Southern_PGAE_Li_Battery_8hr_124 | Reliability_Capacity_In_Model_Year | 1 | Red_Bluff_230_offpeak | Riverside_East_Pumped_Storage_59 | Operational_New_Capacity_MW | -1
Tesla_Tracy_Pumps_2_HSN | Northern_California_Li_Battery_8hr_126 | Reliability_Capacity_In_Model_Year | 1 | Red_Bluff_230_offpeak | Riverside_Solar_59 | Operational_New_Capacity_MW | 0.77
Tesla_Tracy_Pumps_2_HSN | Northern_California_Li_Battery_8hr_127 | Reliability_Capacity_In_Model_Year | 1 | Rio_Oso_Brighton_offpeak | Northern_California_Flow_Battery_122 | Operational_New_Capacity_MW | -1
Tesla_Tracy_Pumps_2_HSN | Northern_California_Li_Battery_8hr_135 | Reliability_Capacity_In_Model_Year | 1 | Rio_Oso_Brighton_offpeak | Northern_California_Flow_Battery_141 | Operational_New_Capacity_MW | -1
Tesla_Tracy_Pumps_2_HSN | Northern_California_Li_Battery_8hr_150 | Reliability_Capacity_In_Model_Year | 1 | Rio_Oso_Brighton_offpeak | Northern_California_Flow_Battery_144 | Operational_New_Capacity_MW | -1
Tesla_Tracy_Pumps_2_HSN | Northern_California_Li_Battery_8hr_155 | Reliability_Capacity_In_Model_Year | 1 | Rio_Oso_Brighton_offpeak | Northern_California_Flow_Battery_149 | Operational_New_Capacity_MW | -1
Tesla_Tracy_Pumps_2_HSN | Northern_California_Li_Battery_8hr_158 | Reliability_Capacity_In_Model_Year | 1 | Rio_Oso_Brighton_offpeak | Northern_California_Flow_Battery_157 | Operational_New_Capacity_MW | -1
Tesla_Tracy_Pumps_2_HSN | Northern_California_Solar_57 | Reliability_Capacity_In_Model_Year | 0.1 | Rio_Oso_Brighton_offpeak | Northern_California_Flow_Battery_159 | Operational_New_Capacity_MW | -1
Tesla_Tracy_Pumps_2_HSN | Northern_California_Solar_68 | Reliability_Capacity_In_Model_Year | 0.1 | Rio_Oso_Brighton_offpeak | Northern_California_Flow_Battery_172 | Operational_New_Capacity_MW | -1
Tesla_Tracy_Pumps_2_HSN | Northern_California_Solar_76 | Reliability_Capacity_In_Model_Year | 0.1 | Rio_Oso_Brighton_offpeak | Northern_California_Flow_Battery_179 | Operational_New_Capacity_MW | -1
Tesla_Tracy_Pumps_2_HSN | Northern_California_Solar_80 | Reliability_Capacity_In_Model_Year | 0.1 | Rio_Oso_Brighton_offpeak | Northern_California_Li_Battery_4hr_122 | Operational_New_Capacity_MW | -1
Tesla_Tracy_Pumps_2_HSN | Northern_California_Solar_82 | Reliability_Capacity_In_Model_Year | 0.1 | Rio_Oso_Brighton_offpeak | Northern_California_Li_Battery_4hr_141 | Operational_New_Capacity_MW | -1
Tesla_Tracy_Pumps_2_HSN | Northern_California_Solar_83 | Reliability_Capacity_In_Model_Year | 0.1 | Rio_Oso_Brighton_offpeak | Northern_California_Li_Battery_4hr_144 | Operational_New_Capacity_MW | -1
Tesla_Tracy_Pumps_2_HSN | Northern_California_Solar_85 | Reliability_Capacity_In_Model_Year | 0.1 | Rio_Oso_Brighton_offpeak | Northern_California_Li_Battery_4hr_149 | Operational_New_Capacity_MW | -1
Tesla_Tracy_Pumps_2_HSN | Northern_California_Solar_94 | Reliability_Capacity_In_Model_Year | 0.1 | Rio_Oso_Brighton_offpeak | Northern_California_Li_Battery_4hr_157 | Operational_New_Capacity_MW | -1
Tesla_Tracy_Pumps_2_HSN | Northern_California_Solar_96 | Reliability_Capacity_In_Model_Year | 0.1 | Rio_Oso_Brighton_offpeak | Northern_California_Li_Battery_4hr_159 | Operational_New_Capacity_MW | -1
Tesla_Tracy_Pumps_2_HSN | Northern_California_Solar_112 | Reliability_Capacity_In_Model_Year | 0.1 | Rio_Oso_Brighton_offpeak | Northern_California_Li_Battery_4hr_172 | Operational_New_Capacity_MW | -1
Tesla_Tracy_Pumps_2_HSN | Northern_California_Solar_113 | Reliability_Capacity_In_Model_Year | 0.1 | Rio_Oso_Brighton_offpeak | Northern_California_Li_Battery_4hr_179 | Operational_New_Capacity_MW | -1
Tesla_Tracy_Pumps_2_HSN | Northern_California_Solar_116 | Reliability_Capacity_In_Model_Year | 0.1 | Rio_Oso_Brighton_offpeak | Northern_California_Li_Battery_8hr_122 | Operational_New_Capacity_MW | -1
Tesla_Tracy_Pumps_2_HSN | Northern_California_Solar_126 | Reliability_Capacity_In_Model_Year | 0.1 | Rio_Oso_Brighton_offpeak | Northern_California_Li_Battery_8hr_141 | Operational_New_Capacity_MW | -1
Tesla_Tracy_Pumps_2_HSN | Northern_California_Solar_127 | Reliability_Capacity_In_Model_Year | 0.1 | Rio_Oso_Brighton_offpeak | Northern_California_Li_Battery_8hr_144 | Operational_New_Capacity_MW | -1
Tesla_Tracy_Pumps_2_HSN | Northern_California_Solar_135 | Reliability_Capacity_In_Model_Year | 0.1 | Rio_Oso_Brighton_offpeak | Northern_California_Li_Battery_8hr_149 | Operational_New_Capacity_MW | -1
Tesla_Tracy_Pumps_2_HSN | Northern_California_Solar_150 | Reliability_Capacity_In_Model_Year | 0.1 | Rio_Oso_Brighton_offpeak | Northern_California_Li_Battery_8hr_157 | Operational_New_Capacity_MW | -1
Tesla_Tracy_Pumps_2_HSN | Northern_California_Solar_155 | Reliability_Capacity_In_Model_Year | 0.1 | Rio_Oso_Brighton_offpeak | Northern_California_Li_Battery_8hr_159 | Operational_New_Capacity_MW | -1
Tesla_Tracy_Pumps_2_HSN | Northern_California_Solar_158 | Reliability_Capacity_In_Model_Year | 0.1 | Rio_Oso_Brighton_offpeak | Northern_California_Li_Battery_8hr_172 | Operational_New_Capacity_MW | -1
Tesla_Tracy_Pumps_2_HSN | Northern_California_Wind_76 | Reliability_Capacity_In_Model_Year | 0.665 | Rio_Oso_Brighton_offpeak | Northern_California_Li_Battery_8hr_179 | Operational_New_Capacity_MW | -1
Tesla_Tracy_Pumps_2_HSN | Northern_California_Wind_83 | Reliability_Capacity_In_Model_Year | 0.665 | Rio_Oso_Brighton_offpeak | Northern_California_Solar_122 | Operational_New_Capacity_MW | 0.68
Tesla_Tracy_Pumps_2_HSN | Solano_Wind_85 | Reliability_Capacity_In_Model_Year | 0.665 | Rio_Oso_Brighton_offpeak | Northern_California_Solar_141 | Operational_New_Capacity_MW | 0.68
Tesla_Tracy_Pumps_2_HSN | Solano_Wind_94 | Reliability_Capacity_In_Model_Year | 0.665 | Rio_Oso_Brighton_offpeak | Northern_California_Solar_144 | Operational_New_Capacity_MW | 0.68
Tesla_Tracy_Pumps_2_HSN | Solano_Wind_126 | Reliability_Capacity_In_Model_Year | 0.665 | Rio_Oso_Brighton_offpeak | Northern_California_Solar_149 | Operational_New_Capacity_MW | 0.68
Tesla_Tracy_Pumps_2_HSN | Southern_PGAE_Solar_95 | Reliability_Capacity_In_Model_Year | 0.1 | Rio_Oso_Brighton_offpeak | Northern_California_Solar_157 | Operational_New_Capacity_MW | 0.68
Tesla_Tracy_Pumps_2_HSN | Southern_PGAE_Solar_99 | Reliability_Capacity_In_Model_Year | 0.1 | Rio_Oso_Brighton_offpeak | Northern_California_Solar_159 | Operational_New_Capacity_MW | 0.68
Tesla_Tracy_Pumps_2_HSN | Southern_PGAE_Solar_111 | Reliability_Capacity_In_Model_Year | 0.1 | Rio_Oso_Brighton_offpeak | Northern_California_Solar_172 | Operational_New_Capacity_MW | 0.68
Tesla_Tracy_Pumps_2_HSN | Southern_PGAE_Solar_124 | Reliability_Capacity_In_Model_Year | 0.1 | Rio_Oso_Brighton_offpeak | Northern_California_Solar_179 | Operational_New_Capacity_MW | 0.68
Tesla_Tracy_Pumps_2_HSN | Contra_Costa_Tesla_Newark_group | Operational_New_Capacity_MW | -0.58353 | Rio_Oso_Brighton_offpeak | Northern_California_Wind_159 | Operational_New_Capacity_MW | 0.63
Tesla_Tracy_Pumps_2_offpeak | Northern_California_Flow_Battery_57 | Operational_New_Capacity_MW | -1 | Rio_Oso_Brighton_offpeak | Solano_Wind_122 | Operational_New_Capacity_MW | 0.63
Tesla_Tracy_Pumps_2_offpeak | Northern_California_Flow_Battery_68 | Operational_New_Capacity_MW | -1 | Rio_Oso_Lockeford_offpeak | Northern_California_Flow_Battery_141 | Operational_New_Capacity_MW | -1
Tesla_Tracy_Pumps_2_offpeak | Northern_California_Flow_Battery_76 | Operational_New_Capacity_MW | -1 | Rio_Oso_Lockeford_offpeak | Northern_California_Flow_Battery_149 | Operational_New_Capacity_MW | -1
Tesla_Tracy_Pumps_2_offpeak | Northern_California_Flow_Battery_80 | Operational_New_Capacity_MW | -1 | Rio_Oso_Lockeford_offpeak | Northern_California_Flow_Battery_157 | Operational_New_Capacity_MW | -1
Tesla_Tracy_Pumps_2_offpeak | Northern_California_Flow_Battery_82 | Operational_New_Capacity_MW | -1 | Rio_Oso_Lockeford_offpeak | Northern_California_Flow_Battery_159 | Operational_New_Capacity_MW | -1
Tesla_Tracy_Pumps_2_offpeak | Northern_California_Flow_Battery_83 | Operational_New_Capacity_MW | -1 | Rio_Oso_Lockeford_offpeak | Northern_California_Flow_Battery_172 | Operational_New_Capacity_MW | -1
Tesla_Tracy_Pumps_2_offpeak | Northern_California_Flow_Battery_85 | Operational_New_Capacity_MW | -1 | Rio_Oso_Lockeford_offpeak | Northern_California_Flow_Battery_179 | Operational_New_Capacity_MW | -1
Tesla_Tracy_Pumps_2_offpeak | Northern_California_Flow_Battery_94 | Operational_New_Capacity_MW | -1 | Rio_Oso_Lockeford_offpeak | Northern_California_Li_Battery_4hr_141 | Operational_New_Capacity_MW | -1
Tesla_Tracy_Pumps_2_offpeak | Southern_PGAE_Flow_Battery_95 | Operational_New_Capacity_MW | -1 | Rio_Oso_Lockeford_offpeak | Northern_California_Li_Battery_4hr_149 | Operational_New_Capacity_MW | -1
Tesla_Tracy_Pumps_2_offpeak | Northern_California_Flow_Battery_96 | Operational_New_Capacity_MW | -1 | Rio_Oso_Lockeford_offpeak | Northern_California_Li_Battery_4hr_157 | Operational_New_Capacity_MW | -1
Tesla_Tracy_Pumps_2_offpeak | Southern_PGAE_Flow_Battery_99 | Operational_New_Capacity_MW | -1 | Rio_Oso_Lockeford_offpeak | Northern_California_Li_Battery_4hr_159 | Operational_New_Capacity_MW | -1
Tesla_Tracy_Pumps_2_offpeak | Southern_PGAE_Flow_Battery_111 | Operational_New_Capacity_MW | -1 | Rio_Oso_Lockeford_offpeak | Northern_California_Li_Battery_4hr_172 | Operational_New_Capacity_MW | -1
Tesla_Tracy_Pumps_2_offpeak | Northern_California_Flow_Battery_112 | Operational_New_Capacity_MW | -1 | Rio_Oso_Lockeford_offpeak | Northern_California_Li_Battery_4hr_179 | Operational_New_Capacity_MW | -1
Tesla_Tracy_Pumps_2_offpeak | Northern_California_Flow_Battery_113 | Operational_New_Capacity_MW | -1 | Rio_Oso_Lockeford_offpeak | Northern_California_Li_Battery_8hr_141 | Operational_New_Capacity_MW | -1
Tesla_Tracy_Pumps_2_offpeak | Northern_California_Flow_Battery_116 | Operational_New_Capacity_MW | -1 | Rio_Oso_Lockeford_offpeak | Northern_California_Li_Battery_8hr_149 | Operational_New_Capacity_MW | -1
Tesla_Tracy_Pumps_2_offpeak | Southern_PGAE_Flow_Battery_124 | Operational_New_Capacity_MW | -1 | Rio_Oso_Lockeford_offpeak | Northern_California_Li_Battery_8hr_157 | Operational_New_Capacity_MW | -1
Tesla_Tracy_Pumps_2_offpeak | Northern_California_Flow_Battery_126 | Operational_New_Capacity_MW | -1 | Rio_Oso_Lockeford_offpeak | Northern_California_Li_Battery_8hr_159 | Operational_New_Capacity_MW | -1
Tesla_Tracy_Pumps_2_offpeak | Northern_California_Flow_Battery_127 | Operational_New_Capacity_MW | -1 | Rio_Oso_Lockeford_offpeak | Northern_California_Li_Battery_8hr_172 | Operational_New_Capacity_MW | -1
Tesla_Tracy_Pumps_2_offpeak | Northern_California_Flow_Battery_135 | Operational_New_Capacity_MW | -1 | Rio_Oso_Lockeford_offpeak | Northern_California_Li_Battery_8hr_179 | Operational_New_Capacity_MW | -1
Tesla_Tracy_Pumps_2_offpeak | Northern_California_Flow_Battery_150 | Operational_New_Capacity_MW | -1 | Rio_Oso_Lockeford_offpeak | Northern_California_Solar_141 | Operational_New_Capacity_MW | 0.68
Tesla_Tracy_Pumps_2_offpeak | Northern_California_Flow_Battery_155 | Operational_New_Capacity_MW | -1 | Rio_Oso_Lockeford_offpeak | Northern_California_Solar_149 | Operational_New_Capacity_MW | 0.68
Tesla_Tracy_Pumps_2_offpeak | Northern_California_Flow_Battery_158 | Operational_New_Capacity_MW | -1 | Rio_Oso_Lockeford_offpeak | Northern_California_Solar_157 | Operational_New_Capacity_MW | 0.68
Tesla_Tracy_Pumps_2_offpeak | Northern_California_Li_Battery_4hr_57 | Operational_New_Capacity_MW | -1 | Rio_Oso_Lockeford_offpeak | Northern_California_Solar_159 | Operational_New_Capacity_MW | 0.68
Tesla_Tracy_Pumps_2_offpeak | Northern_California_Li_Battery_4hr_68 | Operational_New_Capacity_MW | -1 | Rio_Oso_Lockeford_offpeak | Northern_California_Solar_172 | Operational_New_Capacity_MW | 0.68
Tesla_Tracy_Pumps_2_offpeak | Northern_California_Li_Battery_4hr_76 | Operational_New_Capacity_MW | -1 | Rio_Oso_Lockeford_offpeak | Northern_California_Solar_179 | Operational_New_Capacity_MW | 0.68
Tesla_Tracy_Pumps_2_offpeak | Northern_California_Li_Battery_4hr_80 | Operational_New_Capacity_MW | -1 | Rio_Oso_Lockeford_offpeak | Northern_California_Wind_159 | Operational_New_Capacity_MW | 0.63
Tesla_Tracy_Pumps_2_offpeak | Northern_California_Li_Battery_4hr_82 | Operational_New_Capacity_MW | -1 | Rocklin_Pleasant_Grove_offpeak | Northern_California_Flow_Battery_35 | Operational_New_Capacity_MW | -1
Tesla_Tracy_Pumps_2_offpeak | Northern_California_Li_Battery_4hr_83 | Operational_New_Capacity_MW | -1 | Rocklin_Pleasant_Grove_offpeak | Northern_California_Flow_Battery_144 | Operational_New_Capacity_MW | -1
Tesla_Tracy_Pumps_2_offpeak | Northern_California_Li_Battery_4hr_85 | Operational_New_Capacity_MW | -1 | Rocklin_Pleasant_Grove_offpeak | Northern_California_Flow_Battery_149 | Operational_New_Capacity_MW | -1
Tesla_Tracy_Pumps_2_offpeak | Northern_California_Li_Battery_4hr_94 | Operational_New_Capacity_MW | -1 | Rocklin_Pleasant_Grove_offpeak | Northern_California_Flow_Battery_159 | Operational_New_Capacity_MW | -1
Tesla_Tracy_Pumps_2_offpeak | Southern_PGAE_Li_Battery_4hr_95 | Operational_New_Capacity_MW | -1 | Rocklin_Pleasant_Grove_offpeak | Northern_California_Flow_Battery_172 | Operational_New_Capacity_MW | -1
Tesla_Tracy_Pumps_2_offpeak | Northern_California_Li_Battery_4hr_96 | Operational_New_Capacity_MW | -1 | Rocklin_Pleasant_Grove_offpeak | Northern_California_Flow_Battery_179 | Operational_New_Capacity_MW | -1
Tesla_Tracy_Pumps_2_offpeak | Southern_PGAE_Li_Battery_4hr_99 | Operational_New_Capacity_MW | -1 | Rocklin_Pleasant_Grove_offpeak | Northern_California_Li_Battery_4hr_35 | Operational_New_Capacity_MW | -1
Tesla_Tracy_Pumps_2_offpeak | Southern_PGAE_Li_Battery_4hr_111 | Operational_New_Capacity_MW | -1 | Rocklin_Pleasant_Grove_offpeak | Northern_California_Li_Battery_4hr_144 | Operational_New_Capacity_MW | -1
Tesla_Tracy_Pumps_2_offpeak | Northern_California_Li_Battery_4hr_112 | Operational_New_Capacity_MW | -1 | Rocklin_Pleasant_Grove_offpeak | Northern_California_Li_Battery_4hr_149 | Operational_New_Capacity_MW | -1
Tesla_Tracy_Pumps_2_offpeak | Northern_California_Li_Battery_4hr_113 | Operational_New_Capacity_MW | -1 | Rocklin_Pleasant_Grove_offpeak | Northern_California_Li_Battery_4hr_159 | Operational_New_Capacity_MW | -1
Tesla_Tracy_Pumps_2_offpeak | Northern_California_Li_Battery_4hr_116 | Operational_New_Capacity_MW | -1 | Rocklin_Pleasant_Grove_offpeak | Northern_California_Li_Battery_4hr_172 | Operational_New_Capacity_MW | -1
Tesla_Tracy_Pumps_2_offpeak | Southern_PGAE_Li_Battery_4hr_124 | Operational_New_Capacity_MW | -1 | Rocklin_Pleasant_Grove_offpeak | Northern_California_Li_Battery_4hr_179 | Operational_New_Capacity_MW | -1
Tesla_Tracy_Pumps_2_offpeak | Northern_California_Li_Battery_4hr_126 | Operational_New_Capacity_MW | -1 | Rocklin_Pleasant_Grove_offpeak | Northern_California_Li_Battery_8hr_35 | Operational_New_Capacity_MW | -1
Tesla_Tracy_Pumps_2_offpeak | Northern_California_Li_Battery_4hr_127 | Operational_New_Capacity_MW | -1 | Rocklin_Pleasant_Grove_offpeak | Northern_California_Li_Battery_8hr_144 | Operational_New_Capacity_MW | -1
Tesla_Tracy_Pumps_2_offpeak | Northern_California_Li_Battery_4hr_135 | Operational_New_Capacity_MW | -1 | Rocklin_Pleasant_Grove_offpeak | Northern_California_Li_Battery_8hr_149 | Operational_New_Capacity_MW | -1
Tesla_Tracy_Pumps_2_offpeak | Northern_California_Li_Battery_4hr_150 | Operational_New_Capacity_MW | -1 | Rocklin_Pleasant_Grove_offpeak | Northern_California_Li_Battery_8hr_159 | Operational_New_Capacity_MW | -1
Tesla_Tracy_Pumps_2_offpeak | Northern_California_Li_Battery_4hr_155 | Operational_New_Capacity_MW | -1 | Rocklin_Pleasant_Grove_offpeak | Northern_California_Li_Battery_8hr_172 | Operational_New_Capacity_MW | -1
Tesla_Tracy_Pumps_2_offpeak | Northern_California_Li_Battery_4hr_158 | Operational_New_Capacity_MW | -1 | Rocklin_Pleasant_Grove_offpeak | Northern_California_Li_Battery_8hr_179 | Operational_New_Capacity_MW | -1
Tesla_Tracy_Pumps_2_offpeak | Northern_California_Li_Battery_8hr_57 | Operational_New_Capacity_MW | -1 | Rocklin_Pleasant_Grove_offpeak | Northern_California_Geothermal_35 | Operational_New_Capacity_MW | 1
Tesla_Tracy_Pumps_2_offpeak | Northern_California_Li_Battery_8hr_68 | Operational_New_Capacity_MW | -1 | Rocklin_Pleasant_Grove_offpeak | Northern_California_Solar_35 | Operational_New_Capacity_MW | 0.68
Tesla_Tracy_Pumps_2_offpeak | Northern_California_Li_Battery_8hr_76 | Operational_New_Capacity_MW | -1 | Rocklin_Pleasant_Grove_offpeak | Northern_California_Solar_144 | Operational_New_Capacity_MW | 0.68
Tesla_Tracy_Pumps_2_offpeak | Northern_California_Li_Battery_8hr_80 | Operational_New_Capacity_MW | -1 | Rocklin_Pleasant_Grove_offpeak | Northern_California_Solar_149 | Operational_New_Capacity_MW | 0.68
Tesla_Tracy_Pumps_2_offpeak | Northern_California_Li_Battery_8hr_82 | Operational_New_Capacity_MW | -1 | Rocklin_Pleasant_Grove_offpeak | Northern_California_Solar_159 | Operational_New_Capacity_MW | 0.68
Tesla_Tracy_Pumps_2_offpeak | Northern_California_Li_Battery_8hr_83 | Operational_New_Capacity_MW | -1 | Rocklin_Pleasant_Grove_offpeak | Northern_California_Solar_172 | Operational_New_Capacity_MW | 0.68
Tesla_Tracy_Pumps_2_offpeak | Northern_California_Li_Battery_8hr_85 | Operational_New_Capacity_MW | -1 | Rocklin_Pleasant_Grove_offpeak | Northern_California_Solar_179 | Operational_New_Capacity_MW | 0.68
Tesla_Tracy_Pumps_2_offpeak | Northern_California_Li_Battery_8hr_94 | Operational_New_Capacity_MW | -1 | Rocklin_Pleasant_Grove_offpeak | Northern_California_Wind_35 | Operational_New_Capacity_MW | 0.63
Tesla_Tracy_Pumps_2_offpeak | Southern_PGAE_Li_Battery_8hr_95 | Operational_New_Capacity_MW | -1 | Rocklin_Pleasant_Grove_offpeak | Northern_California_Wind_159 | Operational_New_Capacity_MW | 0.63
Tesla_Tracy_Pumps_2_offpeak | Northern_California_Li_Battery_8hr_96 | Operational_New_Capacity_MW | -1 | San_Luis_Rey_San_Onofre_offpeak | Arizona_Solar_48 | Operational_New_Capacity_MW | 0.77
Tesla_Tracy_Pumps_2_offpeak | Southern_PGAE_Li_Battery_8hr_99 | Operational_New_Capacity_MW | -1 | San_Luis_Rey_San_Onofre_offpeak | Arizona_Solar_90 | Operational_New_Capacity_MW | 0.77
Tesla_Tracy_Pumps_2_offpeak | Southern_PGAE_Li_Battery_8hr_111 | Operational_New_Capacity_MW | -1 | San_Luis_Rey_San_Onofre_offpeak | Baja_California_Wind_133 | Operational_New_Capacity_MW | 0.44
Tesla_Tracy_Pumps_2_offpeak | Northern_California_Li_Battery_8hr_112 | Operational_New_Capacity_MW | -1 | San_Luis_Rey_San_Onofre_offpeak | Arizona_Flow_Battery_48 | Operational_New_Capacity_MW | -1
Tesla_Tracy_Pumps_2_offpeak | Northern_California_Li_Battery_8hr_113 | Operational_New_Capacity_MW | -1 | San_Luis_Rey_San_Onofre_offpeak | Arizona_Flow_Battery_90 | Operational_New_Capacity_MW | -1
Tesla_Tracy_Pumps_2_offpeak | Northern_California_Li_Battery_8hr_116 | Operational_New_Capacity_MW | -1 | San_Luis_Rey_San_Onofre_offpeak | Greater_Imperial_Flow_Battery_107 | Operational_New_Capacity_MW | -1
Tesla_Tracy_Pumps_2_offpeak | Southern_PGAE_Li_Battery_8hr_124 | Operational_New_Capacity_MW | -1 | San_Luis_Rey_San_Onofre_offpeak | Greater_Imperial_Flow_Battery_108 | Operational_New_Capacity_MW | -1
Tesla_Tracy_Pumps_2_offpeak | Northern_California_Li_Battery_8hr_126 | Operational_New_Capacity_MW | -1 | San_Luis_Rey_San_Onofre_offpeak | Greater_Imperial_Flow_Battery_133 | Operational_New_Capacity_MW | -1
Tesla_Tracy_Pumps_2_offpeak | Northern_California_Li_Battery_8hr_127 | Operational_New_Capacity_MW | -1 | San_Luis_Rey_San_Onofre_offpeak | Arizona_Li_Battery_4hr_48 | Operational_New_Capacity_MW | -1
Tesla_Tracy_Pumps_2_offpeak | Northern_California_Li_Battery_8hr_135 | Operational_New_Capacity_MW | -1 | San_Luis_Rey_San_Onofre_offpeak | Arizona_Li_Battery_4hr_90 | Operational_New_Capacity_MW | -1
Tesla_Tracy_Pumps_2_offpeak | Northern_California_Li_Battery_8hr_150 | Operational_New_Capacity_MW | -1 | San_Luis_Rey_San_Onofre_offpeak | Greater_Imperial_Li_Battery_4hr_107 | Operational_New_Capacity_MW | -1
Tesla_Tracy_Pumps_2_offpeak | Northern_California_Li_Battery_8hr_155 | Operational_New_Capacity_MW | -1 | San_Luis_Rey_San_Onofre_offpeak | Greater_Imperial_Li_Battery_4hr_108 | Operational_New_Capacity_MW | -1
Tesla_Tracy_Pumps_2_offpeak | Northern_California_Li_Battery_8hr_158 | Operational_New_Capacity_MW | -1 | San_Luis_Rey_San_Onofre_offpeak | Greater_Imperial_Li_Battery_4hr_133 | Operational_New_Capacity_MW | -1
Tesla_Tracy_Pumps_2_offpeak | Northern_California_Solar_57 | Operational_New_Capacity_MW | 0.68 | San_Luis_Rey_San_Onofre_offpeak | Arizona_Li_Battery_8hr_48 | Operational_New_Capacity_MW | -1
Tesla_Tracy_Pumps_2_offpeak | Northern_California_Solar_68 | Operational_New_Capacity_MW | 0.68 | San_Luis_Rey_San_Onofre_offpeak | Arizona_Li_Battery_8hr_90 | Operational_New_Capacity_MW | -1
Tesla_Tracy_Pumps_2_offpeak | Northern_California_Solar_76 | Operational_New_Capacity_MW | 0.68 | San_Luis_Rey_San_Onofre_offpeak | Greater_Imperial_Li_Battery_8hr_107 | Operational_New_Capacity_MW | -1
Tesla_Tracy_Pumps_2_offpeak | Northern_California_Solar_80 | Operational_New_Capacity_MW | 0.68 | San_Luis_Rey_San_Onofre_offpeak | Greater_Imperial_Li_Battery_8hr_108 | Operational_New_Capacity_MW | -1
Tesla_Tracy_Pumps_2_offpeak | Northern_California_Solar_82 | Operational_New_Capacity_MW | 0.68 | San_Luis_Rey_San_Onofre_offpeak | Greater_Imperial_Li_Battery_8hr_133 | Operational_New_Capacity_MW | -1
Tesla_Tracy_Pumps_2_offpeak | Northern_California_Solar_83 | Operational_New_Capacity_MW | 0.68 | San_Luis_Rey_San_Onofre_offpeak | Greater_Imperial_Solar_107 | Operational_New_Capacity_MW | 0.77
Tesla_Tracy_Pumps_2_offpeak | Northern_California_Solar_85 | Operational_New_Capacity_MW | 0.68 | San_Luis_Rey_San_Onofre_offpeak | Greater_Imperial_Solar_108 | Operational_New_Capacity_MW | 0.77
Tesla_Tracy_Pumps_2_offpeak | Northern_California_Solar_94 | Operational_New_Capacity_MW | 0.68 | San_Luis_Rey_San_Onofre_offpeak | Greater_Imperial_Solar_133 | Operational_New_Capacity_MW | 0.77
Tesla_Tracy_Pumps_2_offpeak | Northern_California_Solar_96 | Operational_New_Capacity_MW | 0.68 | San_Luis_Rey_San_Onofre_offpeak | Greater_Imperial_Wind_108 | Operational_New_Capacity_MW | 0.44
Tesla_Tracy_Pumps_2_offpeak | Northern_California_Solar_112 | Operational_New_Capacity_MW | 0.68 | Santa_Rosa_Corona_offpeak | Northern_California_Flow_Battery_127 | Operational_New_Capacity_MW | -1
Tesla_Tracy_Pumps_2_offpeak | Northern_California_Solar_113 | Operational_New_Capacity_MW | 0.68 | Santa_Rosa_Corona_offpeak | Northern_California_Flow_Battery_150 | Operational_New_Capacity_MW | -1
Tesla_Tracy_Pumps_2_offpeak | Northern_California_Solar_116 | Operational_New_Capacity_MW | 0.68 | Santa_Rosa_Corona_offpeak | Northern_California_Flow_Battery_155 | Operational_New_Capacity_MW | -1
Tesla_Tracy_Pumps_2_offpeak | Northern_California_Solar_126 | Operational_New_Capacity_MW | 0.68 | Santa_Rosa_Corona_offpeak | Northern_California_Flow_Battery_158 | Operational_New_Capacity_MW | -1
Tesla_Tracy_Pumps_2_offpeak | Northern_California_Solar_127 | Operational_New_Capacity_MW | 0.68 | Santa_Rosa_Corona_offpeak | Northern_California_Li_Battery_4hr_127 | Operational_New_Capacity_MW | -1
Tesla_Tracy_Pumps_2_offpeak | Northern_California_Solar_135 | Operational_New_Capacity_MW | 0.68 | Santa_Rosa_Corona_offpeak | Northern_California_Li_Battery_4hr_150 | Operational_New_Capacity_MW | -1
Tesla_Tracy_Pumps_2_offpeak | Northern_California_Solar_150 | Operational_New_Capacity_MW | 0.68 | Santa_Rosa_Corona_offpeak | Northern_California_Li_Battery_4hr_155 | Operational_New_Capacity_MW | -1
Tesla_Tracy_Pumps_2_offpeak | Northern_California_Solar_155 | Operational_New_Capacity_MW | 0.68 | Santa_Rosa_Corona_offpeak | Northern_California_Li_Battery_4hr_158 | Operational_New_Capacity_MW | -1
Tesla_Tracy_Pumps_2_offpeak | Northern_California_Solar_158 | Operational_New_Capacity_MW | 0.68 | Santa_Rosa_Corona_offpeak | Northern_California_Li_Battery_8hr_127 | Operational_New_Capacity_MW | -1
Tesla_Tracy_Pumps_2_offpeak | Northern_California_Wind_76 | Operational_New_Capacity_MW | 0.63 | Santa_Rosa_Corona_offpeak | Northern_California_Li_Battery_8hr_150 | Operational_New_Capacity_MW | -1
Tesla_Tracy_Pumps_2_offpeak | Northern_California_Wind_83 | Operational_New_Capacity_MW | 0.63 | Santa_Rosa_Corona_offpeak | Northern_California_Li_Battery_8hr_155 | Operational_New_Capacity_MW | -1
Tesla_Tracy_Pumps_2_offpeak | Solano_Wind_85 | Operational_New_Capacity_MW | 0.63 | Santa_Rosa_Corona_offpeak | Northern_California_Li_Battery_8hr_158 | Operational_New_Capacity_MW | -1
Tesla_Tracy_Pumps_2_offpeak | Solano_Wind_94 | Operational_New_Capacity_MW | 0.63 | Santa_Rosa_Corona_offpeak | Northern_California_Solar_127 | Operational_New_Capacity_MW | 0.68
Tesla_Tracy_Pumps_2_offpeak | Solano_Wind_126 | Operational_New_Capacity_MW | 0.63 | Santa_Rosa_Corona_offpeak | Northern_California_Solar_150 | Operational_New_Capacity_MW | 0.68
Tesla_Tracy_Pumps_2_offpeak | Southern_PGAE_Solar_95 | Operational_New_Capacity_MW | 0.68 | Santa_Rosa_Corona_offpeak | Northern_California_Solar_155 | Operational_New_Capacity_MW | 0.68
Tesla_Tracy_Pumps_2_offpeak | Southern_PGAE_Solar_99 | Operational_New_Capacity_MW | 0.68 | Santa_Rosa_Corona_offpeak | Northern_California_Solar_158 | Operational_New_Capacity_MW | 0.68
Tesla_Tracy_Pumps_2_offpeak | Southern_PGAE_Solar_111 | Operational_New_Capacity_MW | 0.68 | SCE_Metro_Default_offpeak | Greater_LA_Flow_Battery_4 | Operational_New_Capacity_MW | -1
Tesla_Tracy_Pumps_2_offpeak | Southern_PGAE_Solar_124 | Operational_New_Capacity_MW | 0.68 | SCE_Metro_Default_offpeak | Greater_LA_Flow_Battery_30 | Operational_New_Capacity_MW | -1
Tesla_Tracy_Pumps_2_offpeak | Contra_Costa_Tesla_Newark_group | Operational_New_Capacity_MW | -0.58353 | SCE_Metro_Default_offpeak | Greater_LA_Li_Battery_4hr_4 | Operational_New_Capacity_MW | -1
Tesla_Tracy_Pumps_2_SSN | Northern_California_Flow_Battery_57 | Reliability_Capacity_In_Model_Year | 0.5 | SCE_Metro_Default_offpeak | Greater_LA_Li_Battery_4hr_30 | Operational_New_Capacity_MW | -1
Tesla_Tracy_Pumps_2_SSN | Northern_California_Flow_Battery_68 | Reliability_Capacity_In_Model_Year | 0.5 | SCE_Metro_Default_offpeak | Greater_LA_Li_Battery_8hr_4 | Operational_New_Capacity_MW | -1
Tesla_Tracy_Pumps_2_SSN | Northern_California_Flow_Battery_76 | Reliability_Capacity_In_Model_Year | 0.5 | SCE_Metro_Default_offpeak | Greater_LA_Li_Battery_8hr_30 | Operational_New_Capacity_MW | -1
Tesla_Tracy_Pumps_2_SSN | Northern_California_Flow_Battery_80 | Reliability_Capacity_In_Model_Year | 0.5 | SCE_Metro_Default_offpeak | Greater_LA_Solar_4 | Operational_New_Capacity_MW | 0.77
Tesla_Tracy_Pumps_2_SSN | Northern_California_Flow_Battery_82 | Reliability_Capacity_In_Model_Year | 0.5 | SCE_Metro_Default_offpeak | Greater_LA_Solar_30 | Operational_New_Capacity_MW | 0.77
Tesla_Tracy_Pumps_2_SSN | Northern_California_Flow_Battery_83 | Reliability_Capacity_In_Model_Year | 0.5 | Schindler_TB_1_offpeak | Southern_PGAE_Flow_Battery_162 | Operational_New_Capacity_MW | -1
Tesla_Tracy_Pumps_2_SSN | Northern_California_Flow_Battery_85 | Reliability_Capacity_In_Model_Year | 0.5 | Schindler_TB_1_offpeak | Southern_PGAE_Flow_Battery_168 | Operational_New_Capacity_MW | -1
Tesla_Tracy_Pumps_2_SSN | Northern_California_Flow_Battery_94 | Reliability_Capacity_In_Model_Year | 0.5 | Schindler_TB_1_offpeak | Southern_PGAE_Flow_Battery_169 | Operational_New_Capacity_MW | -1
Tesla_Tracy_Pumps_2_SSN | Southern_PGAE_Flow_Battery_95 | Reliability_Capacity_In_Model_Year | 0.5 | Schindler_TB_1_offpeak | Southern_PGAE_Flow_Battery_174 | Operational_New_Capacity_MW | -1
Tesla_Tracy_Pumps_2_SSN | Northern_California_Flow_Battery_96 | Reliability_Capacity_In_Model_Year | 0.5 | Schindler_TB_1_offpeak | Southern_PGAE_Flow_Battery_176 | Operational_New_Capacity_MW | -1
Tesla_Tracy_Pumps_2_SSN | Southern_PGAE_Flow_Battery_99 | Reliability_Capacity_In_Model_Year | 0.5 | Schindler_TB_1_offpeak | Southern_PGAE_Li_Battery_4hr_162 | Operational_New_Capacity_MW | -1
Tesla_Tracy_Pumps_2_SSN | Southern_PGAE_Flow_Battery_111 | Reliability_Capacity_In_Model_Year | 0.5 | Schindler_TB_1_offpeak | Southern_PGAE_Li_Battery_4hr_168 | Operational_New_Capacity_MW | -1
Tesla_Tracy_Pumps_2_SSN | Northern_California_Flow_Battery_112 | Reliability_Capacity_In_Model_Year | 0.5 | Schindler_TB_1_offpeak | Southern_PGAE_Li_Battery_4hr_169 | Operational_New_Capacity_MW | -1
Tesla_Tracy_Pumps_2_SSN | Northern_California_Flow_Battery_113 | Reliability_Capacity_In_Model_Year | 0.5 | Schindler_TB_1_offpeak | Southern_PGAE_Li_Battery_4hr_174 | Operational_New_Capacity_MW | -1
Tesla_Tracy_Pumps_2_SSN | Northern_California_Flow_Battery_116 | Reliability_Capacity_In_Model_Year | 0.5 | Schindler_TB_1_offpeak | Southern_PGAE_Li_Battery_4hr_176 | Operational_New_Capacity_MW | -1
Tesla_Tracy_Pumps_2_SSN | Southern_PGAE_Flow_Battery_124 | Reliability_Capacity_In_Model_Year | 0.5 | Schindler_TB_1_offpeak | Southern_PGAE_Li_Battery_8hr_162 | Operational_New_Capacity_MW | -1
Tesla_Tracy_Pumps_2_SSN | Northern_California_Flow_Battery_126 | Reliability_Capacity_In_Model_Year | 0.5 | Schindler_TB_1_offpeak | Southern_PGAE_Li_Battery_8hr_168 | Operational_New_Capacity_MW | -1
Tesla_Tracy_Pumps_2_SSN | Northern_California_Flow_Battery_127 | Reliability_Capacity_In_Model_Year | 0.5 | Schindler_TB_1_offpeak | Southern_PGAE_Li_Battery_8hr_169 | Operational_New_Capacity_MW | -1
Tesla_Tracy_Pumps_2_SSN | Northern_California_Flow_Battery_135 | Reliability_Capacity_In_Model_Year | 0.5 | Schindler_TB_1_offpeak | Southern_PGAE_Li_Battery_8hr_174 | Operational_New_Capacity_MW | -1
Tesla_Tracy_Pumps_2_SSN | Northern_California_Flow_Battery_150 | Reliability_Capacity_In_Model_Year | 0.5 | Schindler_TB_1_offpeak | Southern_PGAE_Li_Battery_8hr_176 | Operational_New_Capacity_MW | -1
Tesla_Tracy_Pumps_2_SSN | Northern_California_Flow_Battery_155 | Reliability_Capacity_In_Model_Year | 0.5 | Schindler_TB_1_offpeak | Central_Valley_North_Los_Banos_Wind_162 | Operational_New_Capacity_MW | 0.44
Tesla_Tracy_Pumps_2_SSN | Northern_California_Flow_Battery_158 | Reliability_Capacity_In_Model_Year | 0.5 | Schindler_TB_1_offpeak | Southern_PGAE_Solar_162 | Operational_New_Capacity_MW | 0.79
Tesla_Tracy_Pumps_2_SSN | Northern_California_Li_Battery_4hr_57 | Reliability_Capacity_In_Model_Year | 0.5 | Schindler_TB_1_offpeak | Southern_PGAE_Solar_168 | Operational_New_Capacity_MW | 0.79
Tesla_Tracy_Pumps_2_SSN | Northern_California_Li_Battery_4hr_68 | Reliability_Capacity_In_Model_Year | 0.5 | Schindler_TB_1_offpeak | Southern_PGAE_Solar_169 | Operational_New_Capacity_MW | 0.79
Tesla_Tracy_Pumps_2_SSN | Northern_California_Li_Battery_4hr_76 | Reliability_Capacity_In_Model_Year | 0.5 | Schindler_TB_1_offpeak | Southern_PGAE_Solar_174 | Operational_New_Capacity_MW | 0.79
Tesla_Tracy_Pumps_2_SSN | Northern_California_Li_Battery_4hr_80 | Reliability_Capacity_In_Model_Year | 0.5 | Schindler_TB_1_offpeak | Southern_PGAE_Solar_176 | Operational_New_Capacity_MW | 0.79
Tesla_Tracy_Pumps_2_SSN | Northern_California_Li_Battery_4hr_82 | Reliability_Capacity_In_Model_Year | 0.5 | Semitropic_Midway_offpeak | Southern_PGAE_Flow_Battery_52 | Operational_New_Capacity_MW | -1
Tesla_Tracy_Pumps_2_SSN | Northern_California_Li_Battery_4hr_83 | Reliability_Capacity_In_Model_Year | 0.5 | Semitropic_Midway_offpeak | Southern_PGAE_Flow_Battery_74 | Operational_New_Capacity_MW | -1
Tesla_Tracy_Pumps_2_SSN | Northern_California_Li_Battery_4hr_85 | Reliability_Capacity_In_Model_Year | 0.5 | Semitropic_Midway_offpeak | Southern_PGAE_Flow_Battery_75 | Operational_New_Capacity_MW | -1
Tesla_Tracy_Pumps_2_SSN | Northern_California_Li_Battery_4hr_94 | Reliability_Capacity_In_Model_Year | 0.5 | Semitropic_Midway_offpeak | Southern_PGAE_Flow_Battery_79 | Operational_New_Capacity_MW | -1
Tesla_Tracy_Pumps_2_SSN | Southern_PGAE_Li_Battery_4hr_95 | Reliability_Capacity_In_Model_Year | 0.5 | Semitropic_Midway_offpeak | Southern_PGAE_Flow_Battery_102 | Operational_New_Capacity_MW | -1
Tesla_Tracy_Pumps_2_SSN | Northern_California_Li_Battery_4hr_96 | Reliability_Capacity_In_Model_Year | 0.5 | Semitropic_Midway_offpeak | Southern_PGAE_Flow_Battery_118 | Operational_New_Capacity_MW | -1
Tesla_Tracy_Pumps_2_SSN | Southern_PGAE_Li_Battery_4hr_99 | Reliability_Capacity_In_Model_Year | 0.5 | Semitropic_Midway_offpeak | Northern_California_Flow_Battery_130 | Operational_New_Capacity_MW | -1
Tesla_Tracy_Pumps_2_SSN | Southern_PGAE_Li_Battery_4hr_111 | Reliability_Capacity_In_Model_Year | 0.5 | Semitropic_Midway_offpeak | Southern_PGAE_Flow_Battery_136 | Operational_New_Capacity_MW | -1
Tesla_Tracy_Pumps_2_SSN | Northern_California_Li_Battery_4hr_112 | Reliability_Capacity_In_Model_Year | 0.5 | Semitropic_Midway_offpeak | Southern_PGAE_Flow_Battery_152 | Operational_New_Capacity_MW | -1
Tesla_Tracy_Pumps_2_SSN | Northern_California_Li_Battery_4hr_113 | Reliability_Capacity_In_Model_Year | 0.5 | Semitropic_Midway_offpeak | Southern_PGAE_Flow_Battery_173 | Operational_New_Capacity_MW | -1
Tesla_Tracy_Pumps_2_SSN | Northern_California_Li_Battery_4hr_116 | Reliability_Capacity_In_Model_Year | 0.5 | Semitropic_Midway_offpeak | Southern_PGAE_Flow_Battery_175 | Operational_New_Capacity_MW | -1
Tesla_Tracy_Pumps_2_SSN | Southern_PGAE_Li_Battery_4hr_124 | Reliability_Capacity_In_Model_Year | 0.5 | Semitropic_Midway_offpeak | Southern_PGAE_Flow_Battery_177 | Operational_New_Capacity_MW | -1
Tesla_Tracy_Pumps_2_SSN | Northern_California_Li_Battery_4hr_126 | Reliability_Capacity_In_Model_Year | 0.5 | Semitropic_Midway_offpeak | Southern_PGAE_Li_Battery_4hr_52 | Operational_New_Capacity_MW | -1
Tesla_Tracy_Pumps_2_SSN | Northern_California_Li_Battery_4hr_127 | Reliability_Capacity_In_Model_Year | 0.5 | Semitropic_Midway_offpeak | Southern_PGAE_Li_Battery_4hr_74 | Operational_New_Capacity_MW | -1
Tesla_Tracy_Pumps_2_SSN | Northern_California_Li_Battery_4hr_135 | Reliability_Capacity_In_Model_Year | 0.5 | Semitropic_Midway_offpeak | Southern_PGAE_Li_Battery_4hr_75 | Operational_New_Capacity_MW | -1
Tesla_Tracy_Pumps_2_SSN | Northern_California_Li_Battery_4hr_150 | Reliability_Capacity_In_Model_Year | 0.5 | Semitropic_Midway_offpeak | Southern_PGAE_Li_Battery_4hr_79 | Operational_New_Capacity_MW | -1
Tesla_Tracy_Pumps_2_SSN | Northern_California_Li_Battery_4hr_155 | Reliability_Capacity_In_Model_Year | 0.5 | Semitropic_Midway_offpeak | Southern_PGAE_Li_Battery_4hr_102 | Operational_New_Capacity_MW | -1
Tesla_Tracy_Pumps_2_SSN | Northern_California_Li_Battery_4hr_158 | Reliability_Capacity_In_Model_Year | 0.5 | Semitropic_Midway_offpeak | Southern_PGAE_Li_Battery_4hr_118 | Operational_New_Capacity_MW | -1
Tesla_Tracy_Pumps_2_SSN | Northern_California_Li_Battery_8hr_57 | Reliability_Capacity_In_Model_Year | 0.5 | Semitropic_Midway_offpeak | Northern_California_Li_Battery_4hr_130 | Operational_New_Capacity_MW | -1
Tesla_Tracy_Pumps_2_SSN | Northern_California_Li_Battery_8hr_68 | Reliability_Capacity_In_Model_Year | 0.5 | Semitropic_Midway_offpeak | Southern_PGAE_Li_Battery_4hr_136 | Operational_New_Capacity_MW | -1
Tesla_Tracy_Pumps_2_SSN | Northern_California_Li_Battery_8hr_76 | Reliability_Capacity_In_Model_Year | 0.5 | Semitropic_Midway_offpeak | Southern_PGAE_Li_Battery_4hr_152 | Operational_New_Capacity_MW | -1
Tesla_Tracy_Pumps_2_SSN | Northern_California_Li_Battery_8hr_80 | Reliability_Capacity_In_Model_Year | 0.5 | Semitropic_Midway_offpeak | Southern_PGAE_Li_Battery_4hr_173 | Operational_New_Capacity_MW | -1
Tesla_Tracy_Pumps_2_SSN | Northern_California_Li_Battery_8hr_82 | Reliability_Capacity_In_Model_Year | 0.5 | Semitropic_Midway_offpeak | Southern_PGAE_Li_Battery_4hr_175 | Operational_New_Capacity_MW | -1
Tesla_Tracy_Pumps_2_SSN | Northern_California_Li_Battery_8hr_83 | Reliability_Capacity_In_Model_Year | 0.5 | Semitropic_Midway_offpeak | Southern_PGAE_Li_Battery_4hr_177 | Operational_New_Capacity_MW | -1
Tesla_Tracy_Pumps_2_SSN | Northern_California_Li_Battery_8hr_85 | Reliability_Capacity_In_Model_Year | 0.5 | Semitropic_Midway_offpeak | Southern_PGAE_Li_Battery_8hr_52 | Operational_New_Capacity_MW | -1
Tesla_Tracy_Pumps_2_SSN | Northern_California_Li_Battery_8hr_94 | Reliability_Capacity_In_Model_Year | 0.5 | Semitropic_Midway_offpeak | Southern_PGAE_Li_Battery_8hr_74 | Operational_New_Capacity_MW | -1
Tesla_Tracy_Pumps_2_SSN | Southern_PGAE_Li_Battery_8hr_95 | Reliability_Capacity_In_Model_Year | 0.5 | Semitropic_Midway_offpeak | Southern_PGAE_Li_Battery_8hr_75 | Operational_New_Capacity_MW | -1
Tesla_Tracy_Pumps_2_SSN | Northern_California_Li_Battery_8hr_96 | Reliability_Capacity_In_Model_Year | 0.5 | Semitropic_Midway_offpeak | Southern_PGAE_Li_Battery_8hr_79 | Operational_New_Capacity_MW | -1
Tesla_Tracy_Pumps_2_SSN | Southern_PGAE_Li_Battery_8hr_99 | Reliability_Capacity_In_Model_Year | 0.5 | Semitropic_Midway_offpeak | Southern_PGAE_Li_Battery_8hr_102 | Operational_New_Capacity_MW | -1
Tesla_Tracy_Pumps_2_SSN | Southern_PGAE_Li_Battery_8hr_111 | Reliability_Capacity_In_Model_Year | 0.5 | Semitropic_Midway_offpeak | Southern_PGAE_Li_Battery_8hr_118 | Operational_New_Capacity_MW | -1
Tesla_Tracy_Pumps_2_SSN | Northern_California_Li_Battery_8hr_112 | Reliability_Capacity_In_Model_Year | 0.5 | Semitropic_Midway_offpeak | Northern_California_Li_Battery_8hr_130 | Operational_New_Capacity_MW | -1
Tesla_Tracy_Pumps_2_SSN | Northern_California_Li_Battery_8hr_113 | Reliability_Capacity_In_Model_Year | 0.5 | Semitropic_Midway_offpeak | Southern_PGAE_Li_Battery_8hr_136 | Operational_New_Capacity_MW | -1
Tesla_Tracy_Pumps_2_SSN | Northern_California_Li_Battery_8hr_116 | Reliability_Capacity_In_Model_Year | 0.5 | Semitropic_Midway_offpeak | Southern_PGAE_Li_Battery_8hr_152 | Operational_New_Capacity_MW | -1
Tesla_Tracy_Pumps_2_SSN | Southern_PGAE_Li_Battery_8hr_124 | Reliability_Capacity_In_Model_Year | 0.5 | Semitropic_Midway_offpeak | Southern_PGAE_Li_Battery_8hr_173 | Operational_New_Capacity_MW | -1
Tesla_Tracy_Pumps_2_SSN | Northern_California_Li_Battery_8hr_126 | Reliability_Capacity_In_Model_Year | 0.5 | Semitropic_Midway_offpeak | Southern_PGAE_Li_Battery_8hr_175 | Operational_New_Capacity_MW | -1
Tesla_Tracy_Pumps_2_SSN | Northern_California_Li_Battery_8hr_127 | Reliability_Capacity_In_Model_Year | 0.5 | Semitropic_Midway_offpeak | Southern_PGAE_Li_Battery_8hr_177 | Operational_New_Capacity_MW | -1
Tesla_Tracy_Pumps_2_SSN | Northern_California_Li_Battery_8hr_135 | Reliability_Capacity_In_Model_Year | 0.5 | Semitropic_Midway_offpeak | Northern_California_Solar_130 | Operational_New_Capacity_MW | 0.79
Tesla_Tracy_Pumps_2_SSN | Northern_California_Li_Battery_8hr_150 | Reliability_Capacity_In_Model_Year | 0.5 | Semitropic_Midway_offpeak | Southern_PGAE_Solar_52 | Operational_New_Capacity_MW | 0.79
Tesla_Tracy_Pumps_2_SSN | Northern_California_Li_Battery_8hr_155 | Reliability_Capacity_In_Model_Year | 0.5 | Semitropic_Midway_offpeak | Southern_PGAE_Solar_74 | Operational_New_Capacity_MW | 0.79
Tesla_Tracy_Pumps_2_SSN | Northern_California_Li_Battery_8hr_158 | Reliability_Capacity_In_Model_Year | 0.5 | Semitropic_Midway_offpeak | Southern_PGAE_Solar_75 | Operational_New_Capacity_MW | 0.79
Tesla_Tracy_Pumps_2_SSN | Northern_California_Solar_57 | Reliability_Capacity_In_Model_Year | 0.556 | Semitropic_Midway_offpeak | Southern_PGAE_Solar_79 | Operational_New_Capacity_MW | 0.79
Tesla_Tracy_Pumps_2_SSN | Northern_California_Solar_68 | Reliability_Capacity_In_Model_Year | 0.556 | Semitropic_Midway_offpeak | Southern_PGAE_Solar_102 | Operational_New_Capacity_MW | 0.79
Tesla_Tracy_Pumps_2_SSN | Northern_California_Solar_76 | Reliability_Capacity_In_Model_Year | 0.556 | Semitropic_Midway_offpeak | Southern_PGAE_Solar_118 | Operational_New_Capacity_MW | 0.79
Tesla_Tracy_Pumps_2_SSN | Northern_California_Solar_80 | Reliability_Capacity_In_Model_Year | 0.556 | Semitropic_Midway_offpeak | Southern_PGAE_Solar_136 | Operational_New_Capacity_MW | 0.79
Tesla_Tracy_Pumps_2_SSN | Northern_California_Solar_82 | Reliability_Capacity_In_Model_Year | 0.556 | Semitropic_Midway_offpeak | Southern_PGAE_Solar_152 | Operational_New_Capacity_MW | 0.79
Tesla_Tracy_Pumps_2_SSN | Northern_California_Solar_83 | Reliability_Capacity_In_Model_Year | 0.556 | Semitropic_Midway_offpeak | Southern_PGAE_Solar_173 | Operational_New_Capacity_MW | 0.79
Tesla_Tracy_Pumps_2_SSN | Northern_California_Solar_85 | Reliability_Capacity_In_Model_Year | 0.556 | Semitropic_Midway_offpeak | Southern_PGAE_Solar_175 | Operational_New_Capacity_MW | 0.79
Tesla_Tracy_Pumps_2_SSN | Northern_California_Solar_94 | Reliability_Capacity_In_Model_Year | 0.556 | Semitropic_Midway_offpeak | Southern_PGAE_Solar_177 | Operational_New_Capacity_MW | 0.79
Tesla_Tracy_Pumps_2_SSN | Northern_California_Solar_96 | Reliability_Capacity_In_Model_Year | 0.556 | Serrano_Alberhill_Valley_offpeak | Arizona_Solar_55 | Operational_New_Capacity_MW | 0.77
Tesla_Tracy_Pumps_2_SSN | Northern_California_Solar_112 | Reliability_Capacity_In_Model_Year | 0.556 | Serrano_Alberhill_Valley_offpeak | Arizona_Solar_62 | Operational_New_Capacity_MW | 0.77
Tesla_Tracy_Pumps_2_SSN | Northern_California_Solar_113 | Reliability_Capacity_In_Model_Year | 0.556 | Serrano_Alberhill_Valley_offpeak | Arizona_Solar_77 | Operational_New_Capacity_MW | 0.77
Tesla_Tracy_Pumps_2_SSN | Northern_California_Solar_116 | Reliability_Capacity_In_Model_Year | 0.556 | Serrano_Alberhill_Valley_offpeak | Arizona_Solar_90 | Operational_New_Capacity_MW | 0.77
Tesla_Tracy_Pumps_2_SSN | Northern_California_Solar_126 | Reliability_Capacity_In_Model_Year | 0.556 | Serrano_Alberhill_Valley_offpeak | Baja_California_Wind_133 | Operational_New_Capacity_MW | 0.44
Tesla_Tracy_Pumps_2_SSN | Northern_California_Solar_127 | Reliability_Capacity_In_Model_Year | 0.556 | Serrano_Alberhill_Valley_offpeak | Riverside_Flow_Battery_9 | Operational_New_Capacity_MW | -1
Tesla_Tracy_Pumps_2_SSN | Northern_California_Solar_135 | Reliability_Capacity_In_Model_Year | 0.556 | Serrano_Alberhill_Valley_offpeak | Arizona_Flow_Battery_55 | Operational_New_Capacity_MW | -1
Tesla_Tracy_Pumps_2_SSN | Northern_California_Solar_150 | Reliability_Capacity_In_Model_Year | 0.556 | Serrano_Alberhill_Valley_offpeak | Arizona_Flow_Battery_62 | Operational_New_Capacity_MW | -1
Tesla_Tracy_Pumps_2_SSN | Northern_California_Solar_155 | Reliability_Capacity_In_Model_Year | 0.556 | Serrano_Alberhill_Valley_offpeak | Greater_Imperial_Flow_Battery_63 | Operational_New_Capacity_MW | -1
Tesla_Tracy_Pumps_2_SSN | Northern_California_Solar_158 | Reliability_Capacity_In_Model_Year | 0.556 | Serrano_Alberhill_Valley_offpeak | Arizona_Flow_Battery_77 | Operational_New_Capacity_MW | -1
Tesla_Tracy_Pumps_2_SSN | Northern_California_Wind_76 | Reliability_Capacity_In_Model_Year | 0.163 | Serrano_Alberhill_Valley_offpeak | Arizona_Flow_Battery_90 | Operational_New_Capacity_MW | -1
Tesla_Tracy_Pumps_2_SSN | Northern_California_Wind_83 | Reliability_Capacity_In_Model_Year | 0.163 | Serrano_Alberhill_Valley_offpeak | Greater_Imperial_Flow_Battery_107 | Operational_New_Capacity_MW | -1
Tesla_Tracy_Pumps_2_SSN | Solano_Wind_85 | Reliability_Capacity_In_Model_Year | 0.163 | Serrano_Alberhill_Valley_offpeak | Greater_Imperial_Flow_Battery_133 | Operational_New_Capacity_MW | -1
Tesla_Tracy_Pumps_2_SSN | Solano_Wind_94 | Reliability_Capacity_In_Model_Year | 0.163 | Serrano_Alberhill_Valley_offpeak | Riverside_Li_Battery_4hr_9 | Operational_New_Capacity_MW | -1
Tesla_Tracy_Pumps_2_SSN | Solano_Wind_126 | Reliability_Capacity_In_Model_Year | 0.163 | Serrano_Alberhill_Valley_offpeak | Arizona_Li_Battery_4hr_55 | Operational_New_Capacity_MW | -1
Tesla_Tracy_Pumps_2_SSN | Southern_PGAE_Solar_95 | Reliability_Capacity_In_Model_Year | 0.556 | Serrano_Alberhill_Valley_offpeak | Arizona_Li_Battery_4hr_62 | Operational_New_Capacity_MW | -1
Tesla_Tracy_Pumps_2_SSN | Southern_PGAE_Solar_99 | Reliability_Capacity_In_Model_Year | 0.556 | Serrano_Alberhill_Valley_offpeak | Greater_Imperial_Li_Battery_4hr_63 | Operational_New_Capacity_MW | -1
Tesla_Tracy_Pumps_2_SSN | Southern_PGAE_Solar_111 | Reliability_Capacity_In_Model_Year | 0.556 | Serrano_Alberhill_Valley_offpeak | Arizona_Li_Battery_4hr_77 | Operational_New_Capacity_MW | -1
Tesla_Tracy_Pumps_2_SSN | Southern_PGAE_Solar_124 | Reliability_Capacity_In_Model_Year | 0.556 | Serrano_Alberhill_Valley_offpeak | Arizona_Li_Battery_4hr_90 | Operational_New_Capacity_MW | -1
Tesla_Tracy_Pumps_2_SSN | Contra_Costa_Tesla_Newark_group | Operational_New_Capacity_MW | -0.58353 | Serrano_Alberhill_Valley_offpeak | Greater_Imperial_Li_Battery_4hr_107 | Operational_New_Capacity_MW | -1
Trabuco_Capistrano_HSN | Riverside_Flow_Battery_129 | Reliability_Capacity_In_Model_Year | 1 | Serrano_Alberhill_Valley_offpeak | Greater_Imperial_Li_Battery_4hr_133 | Operational_New_Capacity_MW | -1
Trabuco_Capistrano_HSN | Riverside_Li_Battery_4hr_129 | Reliability_Capacity_In_Model_Year | 1 | Serrano_Alberhill_Valley_offpeak | Riverside_Li_Battery_8hr_9 | Operational_New_Capacity_MW | -1
Trabuco_Capistrano_HSN | Riverside_Li_Battery_8hr_129 | Reliability_Capacity_In_Model_Year | 1 | Serrano_Alberhill_Valley_offpeak | Arizona_Li_Battery_8hr_55 | Operational_New_Capacity_MW | -1
Trabuco_Capistrano_HSN | Riverside_Solar_129 | Reliability_Capacity_In_Model_Year | 0.106 | Serrano_Alberhill_Valley_offpeak | Arizona_Li_Battery_8hr_62 | Operational_New_Capacity_MW | -1
Trabuco_Capistrano_HSN | Trabuco_Capistrano_group | Operational_New_Capacity_MW | -1 | Serrano_Alberhill_Valley_offpeak | Greater_Imperial_Li_Battery_8hr_63 | Operational_New_Capacity_MW | -1
Trabuco_Capistrano_offpeak | Riverside_Flow_Battery_129 | Operational_New_Capacity_MW | -1 | Serrano_Alberhill_Valley_offpeak | Arizona_Li_Battery_8hr_77 | Operational_New_Capacity_MW | -1
Trabuco_Capistrano_offpeak | Riverside_Li_Battery_4hr_129 | Operational_New_Capacity_MW | -1 | Serrano_Alberhill_Valley_offpeak | Arizona_Li_Battery_8hr_90 | Operational_New_Capacity_MW | -1
Trabuco_Capistrano_offpeak | Riverside_Li_Battery_8hr_129 | Operational_New_Capacity_MW | -1 | Serrano_Alberhill_Valley_offpeak | Greater_Imperial_Li_Battery_8hr_107 | Operational_New_Capacity_MW | -1
Trabuco_Capistrano_offpeak | Riverside_Solar_129 | Operational_New_Capacity_MW | 0.77 | Serrano_Alberhill_Valley_offpeak | Greater_Imperial_Li_Battery_8hr_133 | Operational_New_Capacity_MW | -1
Trabuco_Capistrano_offpeak | Trabuco_Capistrano_group | Operational_New_Capacity_MW | -1 | Serrano_Alberhill_Valley_offpeak | Riverside_West_Pumped_Storage_9 | Operational_New_Capacity_MW | -1
Trabuco_Capistrano_SSN | Riverside_Flow_Battery_129 | Reliability_Capacity_In_Model_Year | 0.5 | Serrano_Alberhill_Valley_offpeak | Greater_Imperial_Geothermal_63 | Operational_New_Capacity_MW | 1
Trabuco_Capistrano_SSN | Riverside_Li_Battery_4hr_129 | Reliability_Capacity_In_Model_Year | 0.5 | Serrano_Alberhill_Valley_offpeak | Greater_Imperial_Solar_63 | Operational_New_Capacity_MW | 0.77
Trabuco_Capistrano_SSN | Riverside_Li_Battery_8hr_129 | Reliability_Capacity_In_Model_Year | 0.5 | Serrano_Alberhill_Valley_offpeak | Greater_Imperial_Solar_107 | Operational_New_Capacity_MW | 0.77
Trabuco_Capistrano_SSN | Riverside_Solar_129 | Reliability_Capacity_In_Model_Year | 0.427 | Serrano_Alberhill_Valley_offpeak | Greater_Imperial_Solar_133 | Operational_New_Capacity_MW | 0.77
Trabuco_Capistrano_SSN | Trabuco_Capistrano_group | Operational_New_Capacity_MW | -1 | Serrano_Alberhill_Valley_offpeak | Inyokern_North_Kramer_Geothermal_9 | Operational_New_Capacity_MW | 1
Tranquility_Helm_HSN | Southern_PGAE_Flow_Battery_93 | Reliability_Capacity_In_Model_Year | 1 | Serrano_Alberhill_Valley_offpeak | New_Mexico_Wind_55 | Operational_New_Capacity_MW | 0.67
Tranquility_Helm_HSN | Southern_PGAE_Flow_Battery_117 | Reliability_Capacity_In_Model_Year | 1 | Serrano_Alberhill_Valley_offpeak | Riverside_Solar_9 | Operational_New_Capacity_MW | 0.77
Tranquility_Helm_HSN | Southern_PGAE_Flow_Battery_139 | Reliability_Capacity_In_Model_Year | 1 | Silvergate_Bay_Blvd_offpeak | Baja_California_Wind_133 | Operational_New_Capacity_MW | 0.44
Tranquility_Helm_HSN | Southern_PGAE_Flow_Battery_140 | Reliability_Capacity_In_Model_Year | 1 | Silvergate_Bay_Blvd_offpeak | Greater_Imperial_Flow_Battery_107 | Operational_New_Capacity_MW | -1
Tranquility_Helm_HSN | Southern_PGAE_Flow_Battery_151 | Reliability_Capacity_In_Model_Year | 1 | Silvergate_Bay_Blvd_offpeak | Greater_Imperial_Flow_Battery_108 | Operational_New_Capacity_MW | -1
Tranquility_Helm_HSN | Southern_PGAE_Flow_Battery_154 | Reliability_Capacity_In_Model_Year | 1 | Silvergate_Bay_Blvd_offpeak | Greater_Imperial_Flow_Battery_133 | Operational_New_Capacity_MW | -1
Tranquility_Helm_HSN | Southern_PGAE_Flow_Battery_161 | Reliability_Capacity_In_Model_Year | 1 | Silvergate_Bay_Blvd_offpeak | Greater_Imperial_Li_Battery_4hr_107 | Operational_New_Capacity_MW | -1
Tranquility_Helm_HSN | Southern_PGAE_Flow_Battery_162 | Reliability_Capacity_In_Model_Year | 1 | Silvergate_Bay_Blvd_offpeak | Greater_Imperial_Li_Battery_4hr_108 | Operational_New_Capacity_MW | -1
Tranquility_Helm_HSN | Southern_PGAE_Flow_Battery_163 | Reliability_Capacity_In_Model_Year | 1 | Silvergate_Bay_Blvd_offpeak | Greater_Imperial_Li_Battery_4hr_133 | Operational_New_Capacity_MW | -1
Tranquility_Helm_HSN | Southern_PGAE_Flow_Battery_164 | Reliability_Capacity_In_Model_Year | 1 | Silvergate_Bay_Blvd_offpeak | Greater_Imperial_Li_Battery_8hr_107 | Operational_New_Capacity_MW | -1
Tranquility_Helm_HSN | Southern_PGAE_Flow_Battery_165 | Reliability_Capacity_In_Model_Year | 1 | Silvergate_Bay_Blvd_offpeak | Greater_Imperial_Li_Battery_8hr_108 | Operational_New_Capacity_MW | -1
Tranquility_Helm_HSN | Northern_California_Flow_Battery_166 | Reliability_Capacity_In_Model_Year | 1 | Silvergate_Bay_Blvd_offpeak | Greater_Imperial_Li_Battery_8hr_133 | Operational_New_Capacity_MW | -1
Tranquility_Helm_HSN | Southern_PGAE_Flow_Battery_168 | Reliability_Capacity_In_Model_Year | 1 | Silvergate_Bay_Blvd_offpeak | Greater_Imperial_Solar_107 | Operational_New_Capacity_MW | 0.77
Tranquility_Helm_HSN | Southern_PGAE_Flow_Battery_169 | Reliability_Capacity_In_Model_Year | 1 | Silvergate_Bay_Blvd_offpeak | Greater_Imperial_Solar_108 | Operational_New_Capacity_MW | 0.77
Tranquility_Helm_HSN | Southern_PGAE_Flow_Battery_170 | Reliability_Capacity_In_Model_Year | 1 | Silvergate_Bay_Blvd_offpeak | Greater_Imperial_Solar_133 | Operational_New_Capacity_MW | 0.77
Tranquility_Helm_HSN | Southern_PGAE_Flow_Battery_174 | Reliability_Capacity_In_Model_Year | 1 | Silvergate_Bay_Blvd_offpeak | Greater_Imperial_Wind_108 | Operational_New_Capacity_MW | 0.44
Tranquility_Helm_HSN | Southern_PGAE_Flow_Battery_176 | Reliability_Capacity_In_Model_Year | 1 | Silvergate_Old_Town_offpeak | Baja_California_Wind_133 | Operational_New_Capacity_MW | 0.44
Tranquility_Helm_HSN | Southern_PGAE_Li_Battery_4hr_93 | Reliability_Capacity_In_Model_Year | 1 | Silvergate_Old_Town_offpeak | Greater_Imperial_Flow_Battery_108 | Operational_New_Capacity_MW | -1
Tranquility_Helm_HSN | Southern_PGAE_Li_Battery_4hr_117 | Reliability_Capacity_In_Model_Year | 1 | Silvergate_Old_Town_offpeak | Greater_Imperial_Flow_Battery_133 | Operational_New_Capacity_MW | -1
Tranquility_Helm_HSN | Southern_PGAE_Li_Battery_4hr_139 | Reliability_Capacity_In_Model_Year | 1 | Silvergate_Old_Town_offpeak | Greater_Imperial_Li_Battery_4hr_108 | Operational_New_Capacity_MW | -1
Tranquility_Helm_HSN | Southern_PGAE_Li_Battery_4hr_140 | Reliability_Capacity_In_Model_Year | 1 | Silvergate_Old_Town_offpeak | Greater_Imperial_Li_Battery_4hr_133 | Operational_New_Capacity_MW | -1
Tranquility_Helm_HSN | Southern_PGAE_Li_Battery_4hr_151 | Reliability_Capacity_In_Model_Year | 1 | Silvergate_Old_Town_offpeak | Greater_Imperial_Li_Battery_8hr_108 | Operational_New_Capacity_MW | -1
Tranquility_Helm_HSN | Southern_PGAE_Li_Battery_4hr_154 | Reliability_Capacity_In_Model_Year | 1 | Silvergate_Old_Town_offpeak | Greater_Imperial_Li_Battery_8hr_133 | Operational_New_Capacity_MW | -1
Tranquility_Helm_HSN | Southern_PGAE_Li_Battery_4hr_161 | Reliability_Capacity_In_Model_Year | 1 | Silvergate_Old_Town_offpeak | Greater_Imperial_Solar_108 | Operational_New_Capacity_MW | 0.77
Tranquility_Helm_HSN | Southern_PGAE_Li_Battery_4hr_162 | Reliability_Capacity_In_Model_Year | 1 | Silvergate_Old_Town_offpeak | Greater_Imperial_Solar_133 | Operational_New_Capacity_MW | 0.77
Tranquility_Helm_HSN | Southern_PGAE_Li_Battery_4hr_163 | Reliability_Capacity_In_Model_Year | 1 | Silvergate_Old_Town_offpeak | Greater_Imperial_Wind_108 | Operational_New_Capacity_MW | 0.44
Tranquility_Helm_HSN | Southern_PGAE_Li_Battery_4hr_164 | Reliability_Capacity_In_Model_Year | 1 | Smyrna _Q1984_offpeak | Southern_PGAE_Flow_Battery_118 | Operational_New_Capacity_MW | -1
Tranquility_Helm_HSN | Southern_PGAE_Li_Battery_4hr_165 | Reliability_Capacity_In_Model_Year | 1 | Smyrna _Q1984_offpeak | Southern_PGAE_Flow_Battery_175 | Operational_New_Capacity_MW | -1
Tranquility_Helm_HSN | Northern_California_Li_Battery_4hr_166 | Reliability_Capacity_In_Model_Year | 1 | Smyrna _Q1984_offpeak | Southern_PGAE_Li_Battery_4hr_118 | Operational_New_Capacity_MW | -1
Tranquility_Helm_HSN | Southern_PGAE_Li_Battery_4hr_168 | Reliability_Capacity_In_Model_Year | 1 | Smyrna _Q1984_offpeak | Southern_PGAE_Li_Battery_4hr_175 | Operational_New_Capacity_MW | -1
Tranquility_Helm_HSN | Southern_PGAE_Li_Battery_4hr_169 | Reliability_Capacity_In_Model_Year | 1 | Smyrna _Q1984_offpeak | Southern_PGAE_Li_Battery_8hr_118 | Operational_New_Capacity_MW | -1
Tranquility_Helm_HSN | Southern_PGAE_Li_Battery_4hr_170 | Reliability_Capacity_In_Model_Year | 1 | Smyrna _Q1984_offpeak | Southern_PGAE_Li_Battery_8hr_175 | Operational_New_Capacity_MW | -1
Tranquility_Helm_HSN | Southern_PGAE_Li_Battery_4hr_174 | Reliability_Capacity_In_Model_Year | 1 | Smyrna _Q1984_offpeak | Southern_PGAE_Solar_118 | Operational_New_Capacity_MW | 0.79
Tranquility_Helm_HSN | Southern_PGAE_Li_Battery_4hr_176 | Reliability_Capacity_In_Model_Year | 1 | Smyrna _Q1984_offpeak | Southern_PGAE_Solar_175 | Operational_New_Capacity_MW | 0.79
Tranquility_Helm_HSN | Southern_PGAE_Li_Battery_8hr_93 | Reliability_Capacity_In_Model_Year | 1 | Sobrante_Moraga_offpeak | Northern_California_Flow_Battery_73 | Operational_New_Capacity_MW | -1
Tranquility_Helm_HSN | Southern_PGAE_Li_Battery_8hr_117 | Reliability_Capacity_In_Model_Year | 1 | Sobrante_Moraga_offpeak | Northern_California_Flow_Battery_82 | Operational_New_Capacity_MW | -1
Tranquility_Helm_HSN | Southern_PGAE_Li_Battery_8hr_139 | Reliability_Capacity_In_Model_Year | 1 | Sobrante_Moraga_offpeak | Northern_California_Flow_Battery_113 | Operational_New_Capacity_MW | -1
Tranquility_Helm_HSN | Southern_PGAE_Li_Battery_8hr_140 | Reliability_Capacity_In_Model_Year | 1 | Sobrante_Moraga_offpeak | Northern_California_Flow_Battery_116 | Operational_New_Capacity_MW | -1
Tranquility_Helm_HSN | Southern_PGAE_Li_Battery_8hr_151 | Reliability_Capacity_In_Model_Year | 1 | Sobrante_Moraga_offpeak | Northern_California_Flow_Battery_127 | Operational_New_Capacity_MW | -1
Tranquility_Helm_HSN | Southern_PGAE_Li_Battery_8hr_154 | Reliability_Capacity_In_Model_Year | 1 | Sobrante_Moraga_offpeak | Northern_California_Flow_Battery_150 | Operational_New_Capacity_MW | -1
Tranquility_Helm_HSN | Southern_PGAE_Li_Battery_8hr_161 | Reliability_Capacity_In_Model_Year | 1 | Sobrante_Moraga_offpeak | Northern_California_Flow_Battery_155 | Operational_New_Capacity_MW | -1
Tranquility_Helm_HSN | Southern_PGAE_Li_Battery_8hr_162 | Reliability_Capacity_In_Model_Year | 1 | Sobrante_Moraga_offpeak | Northern_California_Flow_Battery_158 | Operational_New_Capacity_MW | -1
Tranquility_Helm_HSN | Southern_PGAE_Li_Battery_8hr_163 | Reliability_Capacity_In_Model_Year | 1 | Sobrante_Moraga_offpeak | Northern_California_Li_Battery_4hr_73 | Operational_New_Capacity_MW | -1
Tranquility_Helm_HSN | Southern_PGAE_Li_Battery_8hr_164 | Reliability_Capacity_In_Model_Year | 1 | Sobrante_Moraga_offpeak | Northern_California_Li_Battery_4hr_82 | Operational_New_Capacity_MW | -1
Tranquility_Helm_HSN | Southern_PGAE_Li_Battery_8hr_165 | Reliability_Capacity_In_Model_Year | 1 | Sobrante_Moraga_offpeak | Northern_California_Li_Battery_4hr_113 | Operational_New_Capacity_MW | -1
Tranquility_Helm_HSN | Northern_California_Li_Battery_8hr_166 | Reliability_Capacity_In_Model_Year | 1 | Sobrante_Moraga_offpeak | Northern_California_Li_Battery_4hr_116 | Operational_New_Capacity_MW | -1
Tranquility_Helm_HSN | Southern_PGAE_Li_Battery_8hr_168 | Reliability_Capacity_In_Model_Year | 1 | Sobrante_Moraga_offpeak | Northern_California_Li_Battery_4hr_127 | Operational_New_Capacity_MW | -1
Tranquility_Helm_HSN | Southern_PGAE_Li_Battery_8hr_169 | Reliability_Capacity_In_Model_Year | 1 | Sobrante_Moraga_offpeak | Northern_California_Li_Battery_4hr_150 | Operational_New_Capacity_MW | -1
Tranquility_Helm_HSN | Southern_PGAE_Li_Battery_8hr_170 | Reliability_Capacity_In_Model_Year | 1 | Sobrante_Moraga_offpeak | Northern_California_Li_Battery_4hr_155 | Operational_New_Capacity_MW | -1
Tranquility_Helm_HSN | Southern_PGAE_Li_Battery_8hr_174 | Reliability_Capacity_In_Model_Year | 1 | Sobrante_Moraga_offpeak | Northern_California_Li_Battery_4hr_158 | Operational_New_Capacity_MW | -1
Tranquility_Helm_HSN | Southern_PGAE_Li_Battery_8hr_176 | Reliability_Capacity_In_Model_Year | 1 | Sobrante_Moraga_offpeak | Northern_California_Li_Battery_8hr_73 | Operational_New_Capacity_MW | -1
Tranquility_Helm_HSN | Central_Valley_North_Los_Banos_Wind_154 | Reliability_Capacity_In_Model_Year | 0.665 | Sobrante_Moraga_offpeak | Northern_California_Li_Battery_8hr_82 | Operational_New_Capacity_MW | -1
Tranquility_Helm_HSN | Central_Valley_North_Los_Banos_Wind_162 | Reliability_Capacity_In_Model_Year | 0.665 | Sobrante_Moraga_offpeak | Northern_California_Li_Battery_8hr_113 | Operational_New_Capacity_MW | -1
Tranquility_Helm_HSN | Northern_California_Solar_166 | Reliability_Capacity_In_Model_Year | 0.1 | Sobrante_Moraga_offpeak | Northern_California_Li_Battery_8hr_116 | Operational_New_Capacity_MW | -1
Tranquility_Helm_HSN | Southern_PGAE_Solar_93 | Reliability_Capacity_In_Model_Year | 0.1 | Sobrante_Moraga_offpeak | Northern_California_Li_Battery_8hr_127 | Operational_New_Capacity_MW | -1
Tranquility_Helm_HSN | Southern_PGAE_Solar_117 | Reliability_Capacity_In_Model_Year | 0.1 | Sobrante_Moraga_offpeak | Northern_California_Li_Battery_8hr_150 | Operational_New_Capacity_MW | -1
Tranquility_Helm_HSN | Southern_PGAE_Solar_139 | Reliability_Capacity_In_Model_Year | 0.1 | Sobrante_Moraga_offpeak | Northern_California_Li_Battery_8hr_155 | Operational_New_Capacity_MW | -1
Tranquility_Helm_HSN | Southern_PGAE_Solar_140 | Reliability_Capacity_In_Model_Year | 0.1 | Sobrante_Moraga_offpeak | Northern_California_Li_Battery_8hr_158 | Operational_New_Capacity_MW | -1
Tranquility_Helm_HSN | Southern_PGAE_Solar_151 | Reliability_Capacity_In_Model_Year | 0.1 | Sobrante_Moraga_offpeak | Northern_California_Solar_73 | Operational_New_Capacity_MW | 0.68
Tranquility_Helm_HSN | Southern_PGAE_Solar_154 | Reliability_Capacity_In_Model_Year | 0.1 | Sobrante_Moraga_offpeak | Northern_California_Solar_82 | Operational_New_Capacity_MW | 0.68
Tranquility_Helm_HSN | Southern_PGAE_Solar_161 | Reliability_Capacity_In_Model_Year | 0.1 | Sobrante_Moraga_offpeak | Northern_California_Solar_113 | Operational_New_Capacity_MW | 0.68
Tranquility_Helm_HSN | Southern_PGAE_Solar_162 | Reliability_Capacity_In_Model_Year | 0.1 | Sobrante_Moraga_offpeak | Northern_California_Solar_116 | Operational_New_Capacity_MW | 0.68
Tranquility_Helm_HSN | Southern_PGAE_Solar_163 | Reliability_Capacity_In_Model_Year | 0.1 | Sobrante_Moraga_offpeak | Northern_California_Solar_127 | Operational_New_Capacity_MW | 0.68
Tranquility_Helm_HSN | Southern_PGAE_Solar_164 | Reliability_Capacity_In_Model_Year | 0.1 | Sobrante_Moraga_offpeak | Northern_California_Solar_150 | Operational_New_Capacity_MW | 0.68
Tranquility_Helm_HSN | Southern_PGAE_Solar_165 | Reliability_Capacity_In_Model_Year | 0.1 | Sobrante_Moraga_offpeak | Northern_California_Solar_155 | Operational_New_Capacity_MW | 0.68
Tranquility_Helm_HSN | Southern_PGAE_Solar_168 | Reliability_Capacity_In_Model_Year | 0.1 | Sobrante_Moraga_offpeak | Northern_California_Solar_158 | Operational_New_Capacity_MW | 0.68
Tranquility_Helm_HSN | Southern_PGAE_Solar_169 | Reliability_Capacity_In_Model_Year | 0.1 | South_Magunden_Off_Peak_offpeak | Tehachapi_Flow_Battery_101 | Operational_New_Capacity_MW | -1
Tranquility_Helm_HSN | Southern_PGAE_Solar_170 | Reliability_Capacity_In_Model_Year | 0.1 | South_Magunden_Off_Peak_offpeak | Tehachapi_Li_Battery_4hr_101 | Operational_New_Capacity_MW | -1
Tranquility_Helm_HSN | Southern_PGAE_Solar_174 | Reliability_Capacity_In_Model_Year | 0.1 | South_Magunden_Off_Peak_offpeak | Tehachapi_Li_Battery_8hr_101 | Operational_New_Capacity_MW | -1
Tranquility_Helm_HSN | Southern_PGAE_Solar_176 | Reliability_Capacity_In_Model_Year | 0.1 | South_Magunden_Off_Peak_offpeak | Tehachapi_Solar_101 | Operational_New_Capacity_MW | 0.77
Tranquility_Helm_HSN | Tranquility_Helm_group | Operational_New_Capacity_MW | -1 | 0 | Tehachapi_Flow_Battery_28 | Operational_New_Capacity_MW | -1
Tranquility_Helm_offpeak | Southern_PGAE_Flow_Battery_93 | Operational_New_Capacity_MW | -1 | 0 | Greater_LA_Flow_Battery_58 | Operational_New_Capacity_MW | -1
Tranquility_Helm_offpeak | Southern_PGAE_Flow_Battery_117 | Operational_New_Capacity_MW | -1 | 0 | Tehachapi_Flow_Battery_101 | Operational_New_Capacity_MW | -1
Tranquility_Helm_offpeak | Southern_PGAE_Flow_Battery_139 | Operational_New_Capacity_MW | -1 | 0 | Tehachapi_Li_Battery_4hr_28 | Operational_New_Capacity_MW | -1
Tranquility_Helm_offpeak | Southern_PGAE_Flow_Battery_140 | Operational_New_Capacity_MW | -1 | 0 | Greater_LA_Li_Battery_4hr_58 | Operational_New_Capacity_MW | -1
Tranquility_Helm_offpeak | Southern_PGAE_Flow_Battery_151 | Operational_New_Capacity_MW | -1 | 0 | Tehachapi_Li_Battery_4hr_101 | Operational_New_Capacity_MW | -1
Tranquility_Helm_offpeak | Southern_PGAE_Flow_Battery_154 | Operational_New_Capacity_MW | -1 | 0 | Tehachapi_Li_Battery_8hr_28 | Operational_New_Capacity_MW | -1
Tranquility_Helm_offpeak | Southern_PGAE_Flow_Battery_161 | Operational_New_Capacity_MW | -1 | 0 | Greater_LA_Li_Battery_8hr_58 | Operational_New_Capacity_MW | -1
Tranquility_Helm_offpeak | Southern_PGAE_Flow_Battery_162 | Operational_New_Capacity_MW | -1 | 0 | Tehachapi_Li_Battery_8hr_101 | Operational_New_Capacity_MW | -1
Tranquility_Helm_offpeak | Southern_PGAE_Flow_Battery_163 | Operational_New_Capacity_MW | -1 | 0 | Greater_LA_Solar_58 | Operational_New_Capacity_MW | 0.77
Tranquility_Helm_offpeak | Southern_PGAE_Flow_Battery_164 | Operational_New_Capacity_MW | -1 | 0 | Tehachapi_Solar_28 | Operational_New_Capacity_MW | 0.77
Tranquility_Helm_offpeak | Southern_PGAE_Flow_Battery_165 | Operational_New_Capacity_MW | -1 | 0 | Tehachapi_Solar_101 | Operational_New_Capacity_MW | 0.77
Tranquility_Helm_offpeak | Northern_California_Flow_Battery_166 | Operational_New_Capacity_MW | -1 | Talega_230_offpeak | Riverside_Flow_Battery_129 | Operational_New_Capacity_MW | -1
Tranquility_Helm_offpeak | Southern_PGAE_Flow_Battery_168 | Operational_New_Capacity_MW | -1 | Talega_230_offpeak | Riverside_Li_Battery_4hr_129 | Operational_New_Capacity_MW | -1
Tranquility_Helm_offpeak | Southern_PGAE_Flow_Battery_169 | Operational_New_Capacity_MW | -1 | Talega_230_offpeak | Riverside_Li_Battery_8hr_129 | Operational_New_Capacity_MW | -1
Tranquility_Helm_offpeak | Southern_PGAE_Flow_Battery_170 | Operational_New_Capacity_MW | -1 | Talega_230_offpeak | San_Diego_Pumped_Storage_119 | Operational_New_Capacity_MW | -1
Tranquility_Helm_offpeak | Southern_PGAE_Flow_Battery_174 | Operational_New_Capacity_MW | -1 | Talega_230_offpeak | Riverside_Solar_129 | Operational_New_Capacity_MW | 0.77
Tranquility_Helm_offpeak | Southern_PGAE_Flow_Battery_176 | Operational_New_Capacity_MW | -1 | Tesla_Bellota_offpeak | Northern_California_Flow_Battery_41 | Operational_New_Capacity_MW | -1
Tranquility_Helm_offpeak | Southern_PGAE_Li_Battery_4hr_93 | Operational_New_Capacity_MW | -1 | Tesla_Bellota_offpeak | Northern_California_Flow_Battery_57 | Operational_New_Capacity_MW | -1
Tranquility_Helm_offpeak | Southern_PGAE_Li_Battery_4hr_117 | Operational_New_Capacity_MW | -1 | Tesla_Bellota_offpeak | Northern_California_Flow_Battery_68 | Operational_New_Capacity_MW | -1
Tranquility_Helm_offpeak | Southern_PGAE_Li_Battery_4hr_139 | Operational_New_Capacity_MW | -1 | Tesla_Bellota_offpeak | Northern_California_Flow_Battery_73 | Operational_New_Capacity_MW | -1
Tranquility_Helm_offpeak | Southern_PGAE_Li_Battery_4hr_140 | Operational_New_Capacity_MW | -1 | Tesla_Bellota_offpeak | Northern_California_Flow_Battery_76 | Operational_New_Capacity_MW | -1
Tranquility_Helm_offpeak | Southern_PGAE_Li_Battery_4hr_151 | Operational_New_Capacity_MW | -1 | Tesla_Bellota_offpeak | Northern_California_Flow_Battery_82 | Operational_New_Capacity_MW | -1
Tranquility_Helm_offpeak | Southern_PGAE_Li_Battery_4hr_154 | Operational_New_Capacity_MW | -1 | Tesla_Bellota_offpeak | Northern_California_Flow_Battery_92 | Operational_New_Capacity_MW | -1
Tranquility_Helm_offpeak | Southern_PGAE_Li_Battery_4hr_161 | Operational_New_Capacity_MW | -1 | Tesla_Bellota_offpeak | Southern_PGAE_Flow_Battery_95 | Operational_New_Capacity_MW | -1
Tranquility_Helm_offpeak | Southern_PGAE_Li_Battery_4hr_162 | Operational_New_Capacity_MW | -1 | Tesla_Bellota_offpeak | Northern_California_Flow_Battery_96 | Operational_New_Capacity_MW | -1
Tranquility_Helm_offpeak | Southern_PGAE_Li_Battery_4hr_163 | Operational_New_Capacity_MW | -1 | Tesla_Bellota_offpeak | Southern_PGAE_Flow_Battery_99 | Operational_New_Capacity_MW | -1
Tranquility_Helm_offpeak | Southern_PGAE_Li_Battery_4hr_164 | Operational_New_Capacity_MW | -1 | Tesla_Bellota_offpeak | Southern_PGAE_Flow_Battery_111 | Operational_New_Capacity_MW | -1
Tranquility_Helm_offpeak | Southern_PGAE_Li_Battery_4hr_165 | Operational_New_Capacity_MW | -1 | Tesla_Bellota_offpeak | Northern_California_Flow_Battery_112 | Operational_New_Capacity_MW | -1
Tranquility_Helm_offpeak | Northern_California_Li_Battery_4hr_166 | Operational_New_Capacity_MW | -1 | Tesla_Bellota_offpeak | Northern_California_Flow_Battery_113 | Operational_New_Capacity_MW | -1
Tranquility_Helm_offpeak | Southern_PGAE_Li_Battery_4hr_168 | Operational_New_Capacity_MW | -1 | Tesla_Bellota_offpeak | Northern_California_Flow_Battery_114 | Operational_New_Capacity_MW | -1
Tranquility_Helm_offpeak | Southern_PGAE_Li_Battery_4hr_169 | Operational_New_Capacity_MW | -1 | Tesla_Bellota_offpeak | Northern_California_Flow_Battery_116 | Operational_New_Capacity_MW | -1
Tranquility_Helm_offpeak | Southern_PGAE_Li_Battery_4hr_170 | Operational_New_Capacity_MW | -1 | Tesla_Bellota_offpeak | Northern_California_Flow_Battery_122 | Operational_New_Capacity_MW | -1
Tranquility_Helm_offpeak | Southern_PGAE_Li_Battery_4hr_174 | Operational_New_Capacity_MW | -1 | Tesla_Bellota_offpeak | Southern_PGAE_Flow_Battery_124 | Operational_New_Capacity_MW | -1
Tranquility_Helm_offpeak | Southern_PGAE_Li_Battery_4hr_176 | Operational_New_Capacity_MW | -1 | Tesla_Bellota_offpeak | Northern_California_Flow_Battery_126 | Operational_New_Capacity_MW | -1
Tranquility_Helm_offpeak | Southern_PGAE_Li_Battery_8hr_93 | Operational_New_Capacity_MW | -1 | Tesla_Bellota_offpeak | Northern_California_Flow_Battery_135 | Operational_New_Capacity_MW | -1
Tranquility_Helm_offpeak | Southern_PGAE_Li_Battery_8hr_117 | Operational_New_Capacity_MW | -1 | Tesla_Bellota_offpeak | Northern_California_Flow_Battery_138 | Operational_New_Capacity_MW | -1
Tranquility_Helm_offpeak | Southern_PGAE_Li_Battery_8hr_139 | Operational_New_Capacity_MW | -1 | Tesla_Bellota_offpeak | Southern_PGAE_Flow_Battery_139 | Operational_New_Capacity_MW | -1
Tranquility_Helm_offpeak | Southern_PGAE_Li_Battery_8hr_140 | Operational_New_Capacity_MW | -1 | Tesla_Bellota_offpeak | Northern_California_Flow_Battery_141 | Operational_New_Capacity_MW | -1
Tranquility_Helm_offpeak | Southern_PGAE_Li_Battery_8hr_151 | Operational_New_Capacity_MW | -1 | Tesla_Bellota_offpeak | Northern_California_Flow_Battery_144 | Operational_New_Capacity_MW | -1
Tranquility_Helm_offpeak | Southern_PGAE_Li_Battery_8hr_154 | Operational_New_Capacity_MW | -1 | Tesla_Bellota_offpeak | Northern_California_Flow_Battery_149 | Operational_New_Capacity_MW | -1
Tranquility_Helm_offpeak | Southern_PGAE_Li_Battery_8hr_161 | Operational_New_Capacity_MW | -1 | Tesla_Bellota_offpeak | Northern_California_Flow_Battery_155 | Operational_New_Capacity_MW | -1
Tranquility_Helm_offpeak | Southern_PGAE_Li_Battery_8hr_162 | Operational_New_Capacity_MW | -1 | Tesla_Bellota_offpeak | Northern_California_Flow_Battery_157 | Operational_New_Capacity_MW | -1
Tranquility_Helm_offpeak | Southern_PGAE_Li_Battery_8hr_163 | Operational_New_Capacity_MW | -1 | Tesla_Bellota_offpeak | Northern_California_Flow_Battery_158 | Operational_New_Capacity_MW | -1
Tranquility_Helm_offpeak | Southern_PGAE_Li_Battery_8hr_164 | Operational_New_Capacity_MW | -1 | Tesla_Bellota_offpeak | Northern_California_Flow_Battery_159 | Operational_New_Capacity_MW | -1
Tranquility_Helm_offpeak | Southern_PGAE_Li_Battery_8hr_165 | Operational_New_Capacity_MW | -1 | Tesla_Bellota_offpeak | Southern_PGAE_Flow_Battery_161 | Operational_New_Capacity_MW | -1
Tranquility_Helm_offpeak | Northern_California_Li_Battery_8hr_166 | Operational_New_Capacity_MW | -1 | Tesla_Bellota_offpeak | Southern_PGAE_Flow_Battery_163 | Operational_New_Capacity_MW | -1
Tranquility_Helm_offpeak | Southern_PGAE_Li_Battery_8hr_168 | Operational_New_Capacity_MW | -1 | Tesla_Bellota_offpeak | Northern_California_Flow_Battery_166 | Operational_New_Capacity_MW | -1
Tranquility_Helm_offpeak | Southern_PGAE_Li_Battery_8hr_169 | Operational_New_Capacity_MW | -1 | Tesla_Bellota_offpeak | Northern_California_Flow_Battery_172 | Operational_New_Capacity_MW | -1
Tranquility_Helm_offpeak | Southern_PGAE_Li_Battery_8hr_170 | Operational_New_Capacity_MW | -1 | Tesla_Bellota_offpeak | Northern_California_Flow_Battery_179 | Operational_New_Capacity_MW | -1
Tranquility_Helm_offpeak | Southern_PGAE_Li_Battery_8hr_174 | Operational_New_Capacity_MW | -1 | Tesla_Bellota_offpeak | Northern_California_Li_Battery_4hr_41 | Operational_New_Capacity_MW | -1
Tranquility_Helm_offpeak | Southern_PGAE_Li_Battery_8hr_176 | Operational_New_Capacity_MW | -1 | Tesla_Bellota_offpeak | Northern_California_Li_Battery_4hr_57 | Operational_New_Capacity_MW | -1
Tranquility_Helm_offpeak | Central_Valley_North_Los_Banos_Wind_154 | Operational_New_Capacity_MW | 0.44 | Tesla_Bellota_offpeak | Northern_California_Li_Battery_4hr_68 | Operational_New_Capacity_MW | -1
Tranquility_Helm_offpeak | Central_Valley_North_Los_Banos_Wind_162 | Operational_New_Capacity_MW | 0.44 | Tesla_Bellota_offpeak | Northern_California_Li_Battery_4hr_73 | Operational_New_Capacity_MW | -1
Tranquility_Helm_offpeak | Northern_California_Solar_166 | Operational_New_Capacity_MW | 0.79 | Tesla_Bellota_offpeak | Northern_California_Li_Battery_4hr_76 | Operational_New_Capacity_MW | -1
Tranquility_Helm_offpeak | Southern_PGAE_Solar_93 | Operational_New_Capacity_MW | 0.79 | Tesla_Bellota_offpeak | Northern_California_Li_Battery_4hr_82 | Operational_New_Capacity_MW | -1
Tranquility_Helm_offpeak | Southern_PGAE_Solar_117 | Operational_New_Capacity_MW | 0.79 | Tesla_Bellota_offpeak | Northern_California_Li_Battery_4hr_92 | Operational_New_Capacity_MW | -1
Tranquility_Helm_offpeak | Southern_PGAE_Solar_139 | Operational_New_Capacity_MW | 0.79 | Tesla_Bellota_offpeak | Southern_PGAE_Li_Battery_4hr_95 | Operational_New_Capacity_MW | -1
Tranquility_Helm_offpeak | Southern_PGAE_Solar_140 | Operational_New_Capacity_MW | 0.79 | Tesla_Bellota_offpeak | Northern_California_Li_Battery_4hr_96 | Operational_New_Capacity_MW | -1
Tranquility_Helm_offpeak | Southern_PGAE_Solar_151 | Operational_New_Capacity_MW | 0.79 | Tesla_Bellota_offpeak | Southern_PGAE_Li_Battery_4hr_99 | Operational_New_Capacity_MW | -1
Tranquility_Helm_offpeak | Southern_PGAE_Solar_154 | Operational_New_Capacity_MW | 0.79 | Tesla_Bellota_offpeak | Southern_PGAE_Li_Battery_4hr_111 | Operational_New_Capacity_MW | -1
Tranquility_Helm_offpeak | Southern_PGAE_Solar_161 | Operational_New_Capacity_MW | 0.79 | Tesla_Bellota_offpeak | Northern_California_Li_Battery_4hr_112 | Operational_New_Capacity_MW | -1
Tranquility_Helm_offpeak | Southern_PGAE_Solar_162 | Operational_New_Capacity_MW | 0.79 | Tesla_Bellota_offpeak | Northern_California_Li_Battery_4hr_113 | Operational_New_Capacity_MW | -1
Tranquility_Helm_offpeak | Southern_PGAE_Solar_163 | Operational_New_Capacity_MW | 0.79 | Tesla_Bellota_offpeak | Northern_California_Li_Battery_4hr_114 | Operational_New_Capacity_MW | -1
Tranquility_Helm_offpeak | Southern_PGAE_Solar_164 | Operational_New_Capacity_MW | 0.79 | Tesla_Bellota_offpeak | Northern_California_Li_Battery_4hr_116 | Operational_New_Capacity_MW | -1
Tranquility_Helm_offpeak | Southern_PGAE_Solar_165 | Operational_New_Capacity_MW | 0.79 | Tesla_Bellota_offpeak | Northern_California_Li_Battery_4hr_122 | Operational_New_Capacity_MW | -1
Tranquility_Helm_offpeak | Southern_PGAE_Solar_168 | Operational_New_Capacity_MW | 0.79 | Tesla_Bellota_offpeak | Southern_PGAE_Li_Battery_4hr_124 | Operational_New_Capacity_MW | -1
Tranquility_Helm_offpeak | Southern_PGAE_Solar_169 | Operational_New_Capacity_MW | 0.79 | Tesla_Bellota_offpeak | Northern_California_Li_Battery_4hr_126 | Operational_New_Capacity_MW | -1
Tranquility_Helm_offpeak | Southern_PGAE_Solar_170 | Operational_New_Capacity_MW | 0.79 | Tesla_Bellota_offpeak | Northern_California_Li_Battery_4hr_135 | Operational_New_Capacity_MW | -1
Tranquility_Helm_offpeak | Southern_PGAE_Solar_174 | Operational_New_Capacity_MW | 0.79 | Tesla_Bellota_offpeak | Northern_California_Li_Battery_4hr_138 | Operational_New_Capacity_MW | -1
Tranquility_Helm_offpeak | Southern_PGAE_Solar_176 | Operational_New_Capacity_MW | 0.79 | Tesla_Bellota_offpeak | Southern_PGAE_Li_Battery_4hr_139 | Operational_New_Capacity_MW | -1
Tranquility_Helm_offpeak | Tranquility_Helm_group | Operational_New_Capacity_MW | -0.26693 | Tesla_Bellota_offpeak | Northern_California_Li_Battery_4hr_141 | Operational_New_Capacity_MW | -1
Tranquility_Helm_SSN | Southern_PGAE_Flow_Battery_93 | Reliability_Capacity_In_Model_Year | 0.5 | Tesla_Bellota_offpeak | Northern_California_Li_Battery_4hr_144 | Operational_New_Capacity_MW | -1
Tranquility_Helm_SSN | Southern_PGAE_Flow_Battery_117 | Reliability_Capacity_In_Model_Year | 0.5 | Tesla_Bellota_offpeak | Northern_California_Li_Battery_4hr_149 | Operational_New_Capacity_MW | -1
Tranquility_Helm_SSN | Southern_PGAE_Flow_Battery_139 | Reliability_Capacity_In_Model_Year | 0.5 | Tesla_Bellota_offpeak | Northern_California_Li_Battery_4hr_155 | Operational_New_Capacity_MW | -1
Tranquility_Helm_SSN | Southern_PGAE_Flow_Battery_140 | Reliability_Capacity_In_Model_Year | 0.5 | Tesla_Bellota_offpeak | Northern_California_Li_Battery_4hr_157 | Operational_New_Capacity_MW | -1
Tranquility_Helm_SSN | Southern_PGAE_Flow_Battery_151 | Reliability_Capacity_In_Model_Year | 0.5 | Tesla_Bellota_offpeak | Northern_California_Li_Battery_4hr_158 | Operational_New_Capacity_MW | -1
Tranquility_Helm_SSN | Southern_PGAE_Flow_Battery_154 | Reliability_Capacity_In_Model_Year | 0.5 | Tesla_Bellota_offpeak | Northern_California_Li_Battery_4hr_159 | Operational_New_Capacity_MW | -1
Tranquility_Helm_SSN | Southern_PGAE_Flow_Battery_161 | Reliability_Capacity_In_Model_Year | 0.5 | Tesla_Bellota_offpeak | Southern_PGAE_Li_Battery_4hr_161 | Operational_New_Capacity_MW | -1
Tranquility_Helm_SSN | Southern_PGAE_Flow_Battery_162 | Reliability_Capacity_In_Model_Year | 0.5 | Tesla_Bellota_offpeak | Southern_PGAE_Li_Battery_4hr_163 | Operational_New_Capacity_MW | -1
Tranquility_Helm_SSN | Southern_PGAE_Flow_Battery_163 | Reliability_Capacity_In_Model_Year | 0.5 | Tesla_Bellota_offpeak | Northern_California_Li_Battery_4hr_166 | Operational_New_Capacity_MW | -1
Tranquility_Helm_SSN | Southern_PGAE_Flow_Battery_164 | Reliability_Capacity_In_Model_Year | 0.5 | Tesla_Bellota_offpeak | Northern_California_Li_Battery_4hr_172 | Operational_New_Capacity_MW | -1
Tranquility_Helm_SSN | Southern_PGAE_Flow_Battery_165 | Reliability_Capacity_In_Model_Year | 0.5 | Tesla_Bellota_offpeak | Northern_California_Li_Battery_4hr_179 | Operational_New_Capacity_MW | -1
Tranquility_Helm_SSN | Northern_California_Flow_Battery_166 | Reliability_Capacity_In_Model_Year | 0.5 | Tesla_Bellota_offpeak | Northern_California_Li_Battery_8hr_41 | Operational_New_Capacity_MW | -1
Tranquility_Helm_SSN | Southern_PGAE_Flow_Battery_168 | Reliability_Capacity_In_Model_Year | 0.5 | Tesla_Bellota_offpeak | Northern_California_Li_Battery_8hr_57 | Operational_New_Capacity_MW | -1
Tranquility_Helm_SSN | Southern_PGAE_Flow_Battery_169 | Reliability_Capacity_In_Model_Year | 0.5 | Tesla_Bellota_offpeak | Northern_California_Li_Battery_8hr_68 | Operational_New_Capacity_MW | -1
Tranquility_Helm_SSN | Southern_PGAE_Flow_Battery_170 | Reliability_Capacity_In_Model_Year | 0.5 | Tesla_Bellota_offpeak | Northern_California_Li_Battery_8hr_73 | Operational_New_Capacity_MW | -1
Tranquility_Helm_SSN | Southern_PGAE_Flow_Battery_174 | Reliability_Capacity_In_Model_Year | 0.5 | Tesla_Bellota_offpeak | Northern_California_Li_Battery_8hr_76 | Operational_New_Capacity_MW | -1
Tranquility_Helm_SSN | Southern_PGAE_Flow_Battery_176 | Reliability_Capacity_In_Model_Year | 0.5 | Tesla_Bellota_offpeak | Northern_California_Li_Battery_8hr_82 | Operational_New_Capacity_MW | -1
Tranquility_Helm_SSN | Southern_PGAE_Li_Battery_4hr_93 | Reliability_Capacity_In_Model_Year | 0.5 | Tesla_Bellota_offpeak | Northern_California_Li_Battery_8hr_92 | Operational_New_Capacity_MW | -1
Tranquility_Helm_SSN | Southern_PGAE_Li_Battery_4hr_117 | Reliability_Capacity_In_Model_Year | 0.5 | Tesla_Bellota_offpeak | Southern_PGAE_Li_Battery_8hr_95 | Operational_New_Capacity_MW | -1
Tranquility_Helm_SSN | Southern_PGAE_Li_Battery_4hr_139 | Reliability_Capacity_In_Model_Year | 0.5 | Tesla_Bellota_offpeak | Northern_California_Li_Battery_8hr_96 | Operational_New_Capacity_MW | -1
Tranquility_Helm_SSN | Southern_PGAE_Li_Battery_4hr_140 | Reliability_Capacity_In_Model_Year | 0.5 | Tesla_Bellota_offpeak | Southern_PGAE_Li_Battery_8hr_99 | Operational_New_Capacity_MW | -1
Tranquility_Helm_SSN | Southern_PGAE_Li_Battery_4hr_151 | Reliability_Capacity_In_Model_Year | 0.5 | Tesla_Bellota_offpeak | Southern_PGAE_Li_Battery_8hr_111 | Operational_New_Capacity_MW | -1
Tranquility_Helm_SSN | Southern_PGAE_Li_Battery_4hr_154 | Reliability_Capacity_In_Model_Year | 0.5 | Tesla_Bellota_offpeak | Northern_California_Li_Battery_8hr_112 | Operational_New_Capacity_MW | -1
Tranquility_Helm_SSN | Southern_PGAE_Li_Battery_4hr_161 | Reliability_Capacity_In_Model_Year | 0.5 | Tesla_Bellota_offpeak | Northern_California_Li_Battery_8hr_113 | Operational_New_Capacity_MW | -1
Tranquility_Helm_SSN | Southern_PGAE_Li_Battery_4hr_162 | Reliability_Capacity_In_Model_Year | 0.5 | Tesla_Bellota_offpeak | Northern_California_Li_Battery_8hr_114 | Operational_New_Capacity_MW | -1
Tranquility_Helm_SSN | Southern_PGAE_Li_Battery_4hr_163 | Reliability_Capacity_In_Model_Year | 0.5 | Tesla_Bellota_offpeak | Northern_California_Li_Battery_8hr_116 | Operational_New_Capacity_MW | -1
Tranquility_Helm_SSN | Southern_PGAE_Li_Battery_4hr_164 | Reliability_Capacity_In_Model_Year | 0.5 | Tesla_Bellota_offpeak | Northern_California_Li_Battery_8hr_122 | Operational_New_Capacity_MW | -1
Tranquility_Helm_SSN | Southern_PGAE_Li_Battery_4hr_165 | Reliability_Capacity_In_Model_Year | 0.5 | Tesla_Bellota_offpeak | Southern_PGAE_Li_Battery_8hr_124 | Operational_New_Capacity_MW | -1
Tranquility_Helm_SSN | Northern_California_Li_Battery_4hr_166 | Reliability_Capacity_In_Model_Year | 0.5 | Tesla_Bellota_offpeak | Northern_California_Li_Battery_8hr_126 | Operational_New_Capacity_MW | -1
Tranquility_Helm_SSN | Southern_PGAE_Li_Battery_4hr_168 | Reliability_Capacity_In_Model_Year | 0.5 | Tesla_Bellota_offpeak | Northern_California_Li_Battery_8hr_135 | Operational_New_Capacity_MW | -1
Tranquility_Helm_SSN | Southern_PGAE_Li_Battery_4hr_169 | Reliability_Capacity_In_Model_Year | 0.5 | Tesla_Bellota_offpeak | Northern_California_Li_Battery_8hr_138 | Operational_New_Capacity_MW | -1
Tranquility_Helm_SSN | Southern_PGAE_Li_Battery_4hr_170 | Reliability_Capacity_In_Model_Year | 0.5 | Tesla_Bellota_offpeak | Southern_PGAE_Li_Battery_8hr_139 | Operational_New_Capacity_MW | -1
Tranquility_Helm_SSN | Southern_PGAE_Li_Battery_4hr_174 | Reliability_Capacity_In_Model_Year | 0.5 | Tesla_Bellota_offpeak | Northern_California_Li_Battery_8hr_141 | Operational_New_Capacity_MW | -1
Tranquility_Helm_SSN | Southern_PGAE_Li_Battery_4hr_176 | Reliability_Capacity_In_Model_Year | 0.5 | Tesla_Bellota_offpeak | Northern_California_Li_Battery_8hr_144 | Operational_New_Capacity_MW | -1
Tranquility_Helm_SSN | Southern_PGAE_Li_Battery_8hr_93 | Reliability_Capacity_In_Model_Year | 0.5 | Tesla_Bellota_offpeak | Northern_California_Li_Battery_8hr_149 | Operational_New_Capacity_MW | -1
Tranquility_Helm_SSN | Southern_PGAE_Li_Battery_8hr_117 | Reliability_Capacity_In_Model_Year | 0.5 | Tesla_Bellota_offpeak | Northern_California_Li_Battery_8hr_155 | Operational_New_Capacity_MW | -1
Tranquility_Helm_SSN | Southern_PGAE_Li_Battery_8hr_139 | Reliability_Capacity_In_Model_Year | 0.5 | Tesla_Bellota_offpeak | Northern_California_Li_Battery_8hr_157 | Operational_New_Capacity_MW | -1
Tranquility_Helm_SSN | Southern_PGAE_Li_Battery_8hr_140 | Reliability_Capacity_In_Model_Year | 0.5 | Tesla_Bellota_offpeak | Northern_California_Li_Battery_8hr_158 | Operational_New_Capacity_MW | -1
Tranquility_Helm_SSN | Southern_PGAE_Li_Battery_8hr_151 | Reliability_Capacity_In_Model_Year | 0.5 | Tesla_Bellota_offpeak | Northern_California_Li_Battery_8hr_159 | Operational_New_Capacity_MW | -1
Tranquility_Helm_SSN | Southern_PGAE_Li_Battery_8hr_154 | Reliability_Capacity_In_Model_Year | 0.5 | Tesla_Bellota_offpeak | Southern_PGAE_Li_Battery_8hr_161 | Operational_New_Capacity_MW | -1
Tranquility_Helm_SSN | Southern_PGAE_Li_Battery_8hr_161 | Reliability_Capacity_In_Model_Year | 0.5 | Tesla_Bellota_offpeak | Southern_PGAE_Li_Battery_8hr_163 | Operational_New_Capacity_MW | -1
Tranquility_Helm_SSN | Southern_PGAE_Li_Battery_8hr_162 | Reliability_Capacity_In_Model_Year | 0.5 | Tesla_Bellota_offpeak | Northern_California_Li_Battery_8hr_166 | Operational_New_Capacity_MW | -1
Tranquility_Helm_SSN | Southern_PGAE_Li_Battery_8hr_163 | Reliability_Capacity_In_Model_Year | 0.5 | Tesla_Bellota_offpeak | Northern_California_Li_Battery_8hr_172 | Operational_New_Capacity_MW | -1
Tranquility_Helm_SSN | Southern_PGAE_Li_Battery_8hr_164 | Reliability_Capacity_In_Model_Year | 0.5 | Tesla_Bellota_offpeak | Northern_California_Li_Battery_8hr_179 | Operational_New_Capacity_MW | -1
Tranquility_Helm_SSN | Southern_PGAE_Li_Battery_8hr_165 | Reliability_Capacity_In_Model_Year | 0.5 | Tesla_Bellota_offpeak | Northern_California_Solar_41 | Operational_New_Capacity_MW | 0.68
Tranquility_Helm_SSN | Northern_California_Li_Battery_8hr_166 | Reliability_Capacity_In_Model_Year | 0.5 | Tesla_Bellota_offpeak | Northern_California_Solar_57 | Operational_New_Capacity_MW | 0.68
Tranquility_Helm_SSN | Southern_PGAE_Li_Battery_8hr_168 | Reliability_Capacity_In_Model_Year | 0.5 | Tesla_Bellota_offpeak | Northern_California_Solar_68 | Operational_New_Capacity_MW | 0.68
Tranquility_Helm_SSN | Southern_PGAE_Li_Battery_8hr_169 | Reliability_Capacity_In_Model_Year | 0.5 | Tesla_Bellota_offpeak | Northern_California_Solar_73 | Operational_New_Capacity_MW | 0.68
Tranquility_Helm_SSN | Southern_PGAE_Li_Battery_8hr_170 | Reliability_Capacity_In_Model_Year | 0.5 | Tesla_Bellota_offpeak | Northern_California_Solar_76 | Operational_New_Capacity_MW | 0.68
Tranquility_Helm_SSN | Southern_PGAE_Li_Battery_8hr_174 | Reliability_Capacity_In_Model_Year | 0.5 | Tesla_Bellota_offpeak | Northern_California_Solar_82 | Operational_New_Capacity_MW | 0.68
Tranquility_Helm_SSN | Southern_PGAE_Li_Battery_8hr_176 | Reliability_Capacity_In_Model_Year | 0.5 | Tesla_Bellota_offpeak | Northern_California_Solar_92 | Operational_New_Capacity_MW | 0.68
Tranquility_Helm_SSN | Central_Valley_North_Los_Banos_Wind_154 | Reliability_Capacity_In_Model_Year | 0.163 | Tesla_Bellota_offpeak | Northern_California_Solar_96 | Operational_New_Capacity_MW | 0.68
Tranquility_Helm_SSN | Central_Valley_North_Los_Banos_Wind_162 | Reliability_Capacity_In_Model_Year | 0.163 | Tesla_Bellota_offpeak | Northern_California_Solar_112 | Operational_New_Capacity_MW | 0.68
Tranquility_Helm_SSN | Northern_California_Solar_166 | Reliability_Capacity_In_Model_Year | 0.556 | Tesla_Bellota_offpeak | Northern_California_Solar_113 | Operational_New_Capacity_MW | 0.68
Tranquility_Helm_SSN | Southern_PGAE_Solar_93 | Reliability_Capacity_In_Model_Year | 0.556 | Tesla_Bellota_offpeak | Northern_California_Solar_114 | Operational_New_Capacity_MW | 0.68
Tranquility_Helm_SSN | Southern_PGAE_Solar_117 | Reliability_Capacity_In_Model_Year | 0.556 | Tesla_Bellota_offpeak | Northern_California_Solar_116 | Operational_New_Capacity_MW | 0.68
Tranquility_Helm_SSN | Southern_PGAE_Solar_139 | Reliability_Capacity_In_Model_Year | 0.556 | Tesla_Bellota_offpeak | Northern_California_Solar_122 | Operational_New_Capacity_MW | 0.68
Tranquility_Helm_SSN | Southern_PGAE_Solar_140 | Reliability_Capacity_In_Model_Year | 0.556 | Tesla_Bellota_offpeak | Northern_California_Solar_126 | Operational_New_Capacity_MW | 0.68
Tranquility_Helm_SSN | Southern_PGAE_Solar_151 | Reliability_Capacity_In_Model_Year | 0.556 | Tesla_Bellota_offpeak | Northern_California_Solar_135 | Operational_New_Capacity_MW | 0.68
Tranquility_Helm_SSN | Southern_PGAE_Solar_154 | Reliability_Capacity_In_Model_Year | 0.556 | Tesla_Bellota_offpeak | Northern_California_Solar_138 | Operational_New_Capacity_MW | 0.68
Tranquility_Helm_SSN | Southern_PGAE_Solar_161 | Reliability_Capacity_In_Model_Year | 0.556 | Tesla_Bellota_offpeak | Northern_California_Solar_141 | Operational_New_Capacity_MW | 0.68
Tranquility_Helm_SSN | Southern_PGAE_Solar_162 | Reliability_Capacity_In_Model_Year | 0.556 | Tesla_Bellota_offpeak | Northern_California_Solar_144 | Operational_New_Capacity_MW | 0.68
Tranquility_Helm_SSN | Southern_PGAE_Solar_163 | Reliability_Capacity_In_Model_Year | 0.556 | Tesla_Bellota_offpeak | Northern_California_Solar_149 | Operational_New_Capacity_MW | 0.68
Tranquility_Helm_SSN | Southern_PGAE_Solar_164 | Reliability_Capacity_In_Model_Year | 0.556 | Tesla_Bellota_offpeak | Northern_California_Solar_155 | Operational_New_Capacity_MW | 0.68
Tranquility_Helm_SSN | Southern_PGAE_Solar_165 | Reliability_Capacity_In_Model_Year | 0.556 | Tesla_Bellota_offpeak | Northern_California_Solar_157 | Operational_New_Capacity_MW | 0.68
Tranquility_Helm_SSN | Southern_PGAE_Solar_168 | Reliability_Capacity_In_Model_Year | 0.556 | Tesla_Bellota_offpeak | Northern_California_Solar_158 | Operational_New_Capacity_MW | 0.68
Tranquility_Helm_SSN | Southern_PGAE_Solar_169 | Reliability_Capacity_In_Model_Year | 0.556 | Tesla_Bellota_offpeak | Northern_California_Solar_159 | Operational_New_Capacity_MW | 0.68
Tranquility_Helm_SSN | Southern_PGAE_Solar_170 | Reliability_Capacity_In_Model_Year | 0.556 | Tesla_Bellota_offpeak | Northern_California_Solar_166 | Operational_New_Capacity_MW | 0.68
Tranquility_Helm_SSN | Southern_PGAE_Solar_174 | Reliability_Capacity_In_Model_Year | 0.556 | Tesla_Bellota_offpeak | Northern_California_Solar_172 | Operational_New_Capacity_MW | 0.68
Tranquility_Helm_SSN | Southern_PGAE_Solar_176 | Reliability_Capacity_In_Model_Year | 0.556 | Tesla_Bellota_offpeak | Northern_California_Solar_179 | Operational_New_Capacity_MW | 0.68
Tranquility_Helm_SSN | Tranquility_Helm_group | Operational_New_Capacity_MW | -1 | Tesla_Bellota_offpeak | Northern_California_Wind_76 | Operational_New_Capacity_MW | 0.63
Vaca_Dixon_Tesla_HSN | Northern_California_Flow_Battery_5 | Reliability_Capacity_In_Model_Year | 1 | Tesla_Bellota_offpeak | Northern_California_Wind_159 | Operational_New_Capacity_MW | 0.63
Vaca_Dixon_Tesla_HSN | Southern_PGAE_Flow_Battery_17 | Reliability_Capacity_In_Model_Year | 1 | Tesla_Bellota_offpeak | Solano_Wind_122 | Operational_New_Capacity_MW | 0.63
Vaca_Dixon_Tesla_HSN | Northern_California_Flow_Battery_25 | Reliability_Capacity_In_Model_Year | 1 | Tesla_Bellota_offpeak | Solano_Wind_126 | Operational_New_Capacity_MW | 0.63
Vaca_Dixon_Tesla_HSN | Northern_California_Flow_Battery_26 | Reliability_Capacity_In_Model_Year | 1 | Tesla_Bellota_offpeak | Southern_PGAE_Solar_95 | Operational_New_Capacity_MW | 0.68
Vaca_Dixon_Tesla_HSN | Northern_California_Flow_Battery_35 | Reliability_Capacity_In_Model_Year | 1 | Tesla_Bellota_offpeak | Southern_PGAE_Solar_99 | Operational_New_Capacity_MW | 0.68
Vaca_Dixon_Tesla_HSN | Northern_California_Flow_Battery_38 | Reliability_Capacity_In_Model_Year | 1 | Tesla_Bellota_offpeak | Southern_PGAE_Solar_111 | Operational_New_Capacity_MW | 0.68
Vaca_Dixon_Tesla_HSN | Northern_California_Flow_Battery_51 | Reliability_Capacity_In_Model_Year | 1 | Tesla_Bellota_offpeak | Southern_PGAE_Solar_124 | Operational_New_Capacity_MW | 0.68
Vaca_Dixon_Tesla_HSN | Northern_California_Flow_Battery_76 | Reliability_Capacity_In_Model_Year | 1 | Tesla_Bellota_offpeak | Southern_PGAE_Solar_139 | Operational_New_Capacity_MW | 0.68
Vaca_Dixon_Tesla_HSN | Northern_California_Flow_Battery_80 | Reliability_Capacity_In_Model_Year | 1 | Tesla_Bellota_offpeak | Southern_PGAE_Solar_161 | Operational_New_Capacity_MW | 0.68
Vaca_Dixon_Tesla_HSN | Northern_California_Flow_Battery_83 | Reliability_Capacity_In_Model_Year | 1 | Tesla_Bellota_offpeak | Southern_PGAE_Solar_163 | Operational_New_Capacity_MW | 0.68
Vaca_Dixon_Tesla_HSN | Northern_California_Flow_Battery_85 | Reliability_Capacity_In_Model_Year | 1 | Tesla_Salado_offpeak | Northern_California_Flow_Battery_135 | Operational_New_Capacity_MW | -1
Vaca_Dixon_Tesla_HSN | Northern_California_Flow_Battery_94 | Reliability_Capacity_In_Model_Year | 1 | Tesla_Salado_offpeak | Southern_PGAE_Flow_Battery_145 | Operational_New_Capacity_MW | -1
Vaca_Dixon_Tesla_HSN | Southern_PGAE_Flow_Battery_95 | Reliability_Capacity_In_Model_Year | 1 | Tesla_Salado_offpeak | Northern_California_Li_Battery_4hr_135 | Operational_New_Capacity_MW | -1
Vaca_Dixon_Tesla_HSN | Northern_California_Flow_Battery_112 | Reliability_Capacity_In_Model_Year | 1 | Tesla_Salado_offpeak | Southern_PGAE_Li_Battery_4hr_145 | Operational_New_Capacity_MW | -1
Vaca_Dixon_Tesla_HSN | Northern_California_Flow_Battery_122 | Reliability_Capacity_In_Model_Year | 1 | Tesla_Salado_offpeak | Northern_California_Li_Battery_8hr_135 | Operational_New_Capacity_MW | -1
Vaca_Dixon_Tesla_HSN | Northern_California_Flow_Battery_126 | Reliability_Capacity_In_Model_Year | 1 | Tesla_Salado_offpeak | Southern_PGAE_Li_Battery_8hr_145 | Operational_New_Capacity_MW | -1
Vaca_Dixon_Tesla_HSN | Northern_California_Flow_Battery_127 | Reliability_Capacity_In_Model_Year | 1 | Tesla_Salado_offpeak | Northern_California_Solar_135 | Operational_New_Capacity_MW | 0.68
Vaca_Dixon_Tesla_HSN | Northern_California_Flow_Battery_141 | Reliability_Capacity_In_Model_Year | 1 | Tesla_Salado_offpeak | Southern_PGAE_Solar_145 | Operational_New_Capacity_MW | 0.68
Vaca_Dixon_Tesla_HSN | Northern_California_Flow_Battery_144 | Reliability_Capacity_In_Model_Year | 1 | Tesla_Tracy_Pump_1_offpeak | Northern_California_Flow_Battery_68 | Operational_New_Capacity_MW | -1
Vaca_Dixon_Tesla_HSN | Northern_California_Flow_Battery_149 | Reliability_Capacity_In_Model_Year | 1 | Tesla_Tracy_Pump_1_offpeak | Northern_California_Flow_Battery_76 | Operational_New_Capacity_MW | -1
Vaca_Dixon_Tesla_HSN | Northern_California_Flow_Battery_150 | Reliability_Capacity_In_Model_Year | 1 | Tesla_Tracy_Pump_1_offpeak | Northern_California_Flow_Battery_94 | Operational_New_Capacity_MW | -1
Vaca_Dixon_Tesla_HSN | Northern_California_Flow_Battery_155 | Reliability_Capacity_In_Model_Year | 1 | Tesla_Tracy_Pump_1_offpeak | Southern_PGAE_Flow_Battery_95 | Operational_New_Capacity_MW | -1
Vaca_Dixon_Tesla_HSN | Northern_California_Flow_Battery_157 | Reliability_Capacity_In_Model_Year | 1 | Tesla_Tracy_Pump_1_offpeak | Southern_PGAE_Flow_Battery_111 | Operational_New_Capacity_MW | -1
Vaca_Dixon_Tesla_HSN | Northern_California_Flow_Battery_158 | Reliability_Capacity_In_Model_Year | 1 | Tesla_Tracy_Pump_1_offpeak | Northern_California_Flow_Battery_112 | Operational_New_Capacity_MW | -1
Vaca_Dixon_Tesla_HSN | Northern_California_Flow_Battery_159 | Reliability_Capacity_In_Model_Year | 1 | Tesla_Tracy_Pump_1_offpeak | Northern_California_Flow_Battery_126 | Operational_New_Capacity_MW | -1
Vaca_Dixon_Tesla_HSN | Northern_California_Flow_Battery_172 | Reliability_Capacity_In_Model_Year | 1 | Tesla_Tracy_Pump_1_offpeak | Northern_California_Flow_Battery_135 | Operational_New_Capacity_MW | -1
Vaca_Dixon_Tesla_HSN | Northern_California_Flow_Battery_179 | Reliability_Capacity_In_Model_Year | 1 | Tesla_Tracy_Pump_1_offpeak | Northern_California_Flow_Battery_150 | Operational_New_Capacity_MW | -1
Vaca_Dixon_Tesla_HSN | Northern_California_Li_Battery_4hr_5 | Reliability_Capacity_In_Model_Year | 1 | Tesla_Tracy_Pump_1_offpeak | Northern_California_Flow_Battery_155 | Operational_New_Capacity_MW | -1
Vaca_Dixon_Tesla_HSN | Southern_PGAE_Li_Battery_4hr_17 | Reliability_Capacity_In_Model_Year | 1 | Tesla_Tracy_Pump_1_offpeak | Northern_California_Flow_Battery_158 | Operational_New_Capacity_MW | -1
Vaca_Dixon_Tesla_HSN | Northern_California_Li_Battery_4hr_25 | Reliability_Capacity_In_Model_Year | 1 | Tesla_Tracy_Pump_1_offpeak | Northern_California_Li_Battery_4hr_68 | Operational_New_Capacity_MW | -1
Vaca_Dixon_Tesla_HSN | Northern_California_Li_Battery_4hr_26 | Reliability_Capacity_In_Model_Year | 1 | Tesla_Tracy_Pump_1_offpeak | Northern_California_Li_Battery_4hr_76 | Operational_New_Capacity_MW | -1
Vaca_Dixon_Tesla_HSN | Northern_California_Li_Battery_4hr_35 | Reliability_Capacity_In_Model_Year | 1 | Tesla_Tracy_Pump_1_offpeak | Northern_California_Li_Battery_4hr_94 | Operational_New_Capacity_MW | -1
Vaca_Dixon_Tesla_HSN | Northern_California_Li_Battery_4hr_38 | Reliability_Capacity_In_Model_Year | 1 | Tesla_Tracy_Pump_1_offpeak | Southern_PGAE_Li_Battery_4hr_95 | Operational_New_Capacity_MW | -1
Vaca_Dixon_Tesla_HSN | Northern_California_Li_Battery_4hr_51 | Reliability_Capacity_In_Model_Year | 1 | Tesla_Tracy_Pump_1_offpeak | Southern_PGAE_Li_Battery_4hr_111 | Operational_New_Capacity_MW | -1
Vaca_Dixon_Tesla_HSN | Northern_California_Li_Battery_4hr_76 | Reliability_Capacity_In_Model_Year | 1 | Tesla_Tracy_Pump_1_offpeak | Northern_California_Li_Battery_4hr_112 | Operational_New_Capacity_MW | -1
Vaca_Dixon_Tesla_HSN | Northern_California_Li_Battery_4hr_80 | Reliability_Capacity_In_Model_Year | 1 | Tesla_Tracy_Pump_1_offpeak | Northern_California_Li_Battery_4hr_126 | Operational_New_Capacity_MW | -1
Vaca_Dixon_Tesla_HSN | Northern_California_Li_Battery_4hr_83 | Reliability_Capacity_In_Model_Year | 1 | Tesla_Tracy_Pump_1_offpeak | Northern_California_Li_Battery_4hr_135 | Operational_New_Capacity_MW | -1
Vaca_Dixon_Tesla_HSN | Northern_California_Li_Battery_4hr_85 | Reliability_Capacity_In_Model_Year | 1 | Tesla_Tracy_Pump_1_offpeak | Northern_California_Li_Battery_4hr_150 | Operational_New_Capacity_MW | -1
Vaca_Dixon_Tesla_HSN | Northern_California_Li_Battery_4hr_94 | Reliability_Capacity_In_Model_Year | 1 | Tesla_Tracy_Pump_1_offpeak | Northern_California_Li_Battery_4hr_155 | Operational_New_Capacity_MW | -1
Vaca_Dixon_Tesla_HSN | Southern_PGAE_Li_Battery_4hr_95 | Reliability_Capacity_In_Model_Year | 1 | Tesla_Tracy_Pump_1_offpeak | Northern_California_Li_Battery_4hr_158 | Operational_New_Capacity_MW | -1
Vaca_Dixon_Tesla_HSN | Northern_California_Li_Battery_4hr_112 | Reliability_Capacity_In_Model_Year | 1 | Tesla_Tracy_Pump_1_offpeak | Northern_California_Li_Battery_8hr_68 | Operational_New_Capacity_MW | -1
Vaca_Dixon_Tesla_HSN | Northern_California_Li_Battery_4hr_122 | Reliability_Capacity_In_Model_Year | 1 | Tesla_Tracy_Pump_1_offpeak | Northern_California_Li_Battery_8hr_76 | Operational_New_Capacity_MW | -1
Vaca_Dixon_Tesla_HSN | Northern_California_Li_Battery_4hr_126 | Reliability_Capacity_In_Model_Year | 1 | Tesla_Tracy_Pump_1_offpeak | Northern_California_Li_Battery_8hr_94 | Operational_New_Capacity_MW | -1
Vaca_Dixon_Tesla_HSN | Northern_California_Li_Battery_4hr_127 | Reliability_Capacity_In_Model_Year | 1 | Tesla_Tracy_Pump_1_offpeak | Southern_PGAE_Li_Battery_8hr_95 | Operational_New_Capacity_MW | -1
Vaca_Dixon_Tesla_HSN | Northern_California_Li_Battery_4hr_141 | Reliability_Capacity_In_Model_Year | 1 | Tesla_Tracy_Pump_1_offpeak | Southern_PGAE_Li_Battery_8hr_111 | Operational_New_Capacity_MW | -1
Vaca_Dixon_Tesla_HSN | Northern_California_Li_Battery_4hr_144 | Reliability_Capacity_In_Model_Year | 1 | Tesla_Tracy_Pump_1_offpeak | Northern_California_Li_Battery_8hr_112 | Operational_New_Capacity_MW | -1
Vaca_Dixon_Tesla_HSN | Northern_California_Li_Battery_4hr_149 | Reliability_Capacity_In_Model_Year | 1 | Tesla_Tracy_Pump_1_offpeak | Northern_California_Li_Battery_8hr_126 | Operational_New_Capacity_MW | -1
Vaca_Dixon_Tesla_HSN | Northern_California_Li_Battery_4hr_150 | Reliability_Capacity_In_Model_Year | 1 | Tesla_Tracy_Pump_1_offpeak | Northern_California_Li_Battery_8hr_135 | Operational_New_Capacity_MW | -1
Vaca_Dixon_Tesla_HSN | Northern_California_Li_Battery_4hr_155 | Reliability_Capacity_In_Model_Year | 1 | Tesla_Tracy_Pump_1_offpeak | Northern_California_Li_Battery_8hr_150 | Operational_New_Capacity_MW | -1
Vaca_Dixon_Tesla_HSN | Northern_California_Li_Battery_4hr_157 | Reliability_Capacity_In_Model_Year | 1 | Tesla_Tracy_Pump_1_offpeak | Northern_California_Li_Battery_8hr_155 | Operational_New_Capacity_MW | -1
Vaca_Dixon_Tesla_HSN | Northern_California_Li_Battery_4hr_158 | Reliability_Capacity_In_Model_Year | 1 | Tesla_Tracy_Pump_1_offpeak | Northern_California_Li_Battery_8hr_158 | Operational_New_Capacity_MW | -1
Vaca_Dixon_Tesla_HSN | Northern_California_Li_Battery_4hr_159 | Reliability_Capacity_In_Model_Year | 1 | Tesla_Tracy_Pump_1_offpeak | Northern_California_Solar_68 | Operational_New_Capacity_MW | 0.68
Vaca_Dixon_Tesla_HSN | Northern_California_Li_Battery_4hr_172 | Reliability_Capacity_In_Model_Year | 1 | Tesla_Tracy_Pump_1_offpeak | Northern_California_Solar_76 | Operational_New_Capacity_MW | 0.68
Vaca_Dixon_Tesla_HSN | Northern_California_Li_Battery_4hr_179 | Reliability_Capacity_In_Model_Year | 1 | Tesla_Tracy_Pump_1_offpeak | Northern_California_Solar_94 | Operational_New_Capacity_MW | 0.68
Vaca_Dixon_Tesla_HSN | Northern_California_Li_Battery_8hr_5 | Reliability_Capacity_In_Model_Year | 1 | Tesla_Tracy_Pump_1_offpeak | Northern_California_Solar_112 | Operational_New_Capacity_MW | 0.68
Vaca_Dixon_Tesla_HSN | Southern_PGAE_Li_Battery_8hr_17 | Reliability_Capacity_In_Model_Year | 1 | Tesla_Tracy_Pump_1_offpeak | Northern_California_Solar_126 | Operational_New_Capacity_MW | 0.68
Vaca_Dixon_Tesla_HSN | Northern_California_Li_Battery_8hr_25 | Reliability_Capacity_In_Model_Year | 1 | Tesla_Tracy_Pump_1_offpeak | Northern_California_Solar_135 | Operational_New_Capacity_MW | 0.68
Vaca_Dixon_Tesla_HSN | Northern_California_Li_Battery_8hr_26 | Reliability_Capacity_In_Model_Year | 1 | Tesla_Tracy_Pump_1_offpeak | Northern_California_Solar_150 | Operational_New_Capacity_MW | 0.68
Vaca_Dixon_Tesla_HSN | Northern_California_Li_Battery_8hr_35 | Reliability_Capacity_In_Model_Year | 1 | Tesla_Tracy_Pump_1_offpeak | Northern_California_Solar_155 | Operational_New_Capacity_MW | 0.68
Vaca_Dixon_Tesla_HSN | Northern_California_Li_Battery_8hr_38 | Reliability_Capacity_In_Model_Year | 1 | Tesla_Tracy_Pump_1_offpeak | Northern_California_Solar_158 | Operational_New_Capacity_MW | 0.68
Vaca_Dixon_Tesla_HSN | Northern_California_Li_Battery_8hr_51 | Reliability_Capacity_In_Model_Year | 1 | Tesla_Tracy_Pump_1_offpeak | Northern_California_Wind_76 | Operational_New_Capacity_MW | 0.63
Vaca_Dixon_Tesla_HSN | Northern_California_Li_Battery_8hr_76 | Reliability_Capacity_In_Model_Year | 1 | Tesla_Tracy_Pump_1_offpeak | Solano_Wind_94 | Operational_New_Capacity_MW | 0.63
Vaca_Dixon_Tesla_HSN | Northern_California_Li_Battery_8hr_80 | Reliability_Capacity_In_Model_Year | 1 | Tesla_Tracy_Pump_1_offpeak | Solano_Wind_126 | Operational_New_Capacity_MW | 0.63
Vaca_Dixon_Tesla_HSN | Northern_California_Li_Battery_8hr_83 | Reliability_Capacity_In_Model_Year | 1 | Tesla_Tracy_Pump_1_offpeak | Southern_PGAE_Solar_95 | Operational_New_Capacity_MW | 0.68
Vaca_Dixon_Tesla_HSN | Northern_California_Li_Battery_8hr_85 | Reliability_Capacity_In_Model_Year | 1 | Tesla_Tracy_Pump_1_offpeak | Southern_PGAE_Solar_111 | Operational_New_Capacity_MW | 0.68
Vaca_Dixon_Tesla_HSN | Northern_California_Li_Battery_8hr_94 | Reliability_Capacity_In_Model_Year | 1 | Tesla_Tracy_Pumps_2_offpeak | Northern_California_Flow_Battery_57 | Operational_New_Capacity_MW | -1
Vaca_Dixon_Tesla_HSN | Southern_PGAE_Li_Battery_8hr_95 | Reliability_Capacity_In_Model_Year | 1 | Tesla_Tracy_Pumps_2_offpeak | Northern_California_Flow_Battery_68 | Operational_New_Capacity_MW | -1
Vaca_Dixon_Tesla_HSN | Northern_California_Li_Battery_8hr_112 | Reliability_Capacity_In_Model_Year | 1 | Tesla_Tracy_Pumps_2_offpeak | Northern_California_Flow_Battery_76 | Operational_New_Capacity_MW | -1
Vaca_Dixon_Tesla_HSN | Northern_California_Li_Battery_8hr_122 | Reliability_Capacity_In_Model_Year | 1 | Tesla_Tracy_Pumps_2_offpeak | Northern_California_Flow_Battery_80 | Operational_New_Capacity_MW | -1
Vaca_Dixon_Tesla_HSN | Northern_California_Li_Battery_8hr_126 | Reliability_Capacity_In_Model_Year | 1 | Tesla_Tracy_Pumps_2_offpeak | Northern_California_Flow_Battery_82 | Operational_New_Capacity_MW | -1
Vaca_Dixon_Tesla_HSN | Northern_California_Li_Battery_8hr_127 | Reliability_Capacity_In_Model_Year | 1 | Tesla_Tracy_Pumps_2_offpeak | Northern_California_Flow_Battery_83 | Operational_New_Capacity_MW | -1
Vaca_Dixon_Tesla_HSN | Northern_California_Li_Battery_8hr_141 | Reliability_Capacity_In_Model_Year | 1 | Tesla_Tracy_Pumps_2_offpeak | Northern_California_Flow_Battery_85 | Operational_New_Capacity_MW | -1
Vaca_Dixon_Tesla_HSN | Northern_California_Li_Battery_8hr_144 | Reliability_Capacity_In_Model_Year | 1 | Tesla_Tracy_Pumps_2_offpeak | Northern_California_Flow_Battery_94 | Operational_New_Capacity_MW | -1
Vaca_Dixon_Tesla_HSN | Northern_California_Li_Battery_8hr_149 | Reliability_Capacity_In_Model_Year | 1 | Tesla_Tracy_Pumps_2_offpeak | Southern_PGAE_Flow_Battery_95 | Operational_New_Capacity_MW | -1
Vaca_Dixon_Tesla_HSN | Northern_California_Li_Battery_8hr_150 | Reliability_Capacity_In_Model_Year | 1 | Tesla_Tracy_Pumps_2_offpeak | Northern_California_Flow_Battery_96 | Operational_New_Capacity_MW | -1
Vaca_Dixon_Tesla_HSN | Northern_California_Li_Battery_8hr_155 | Reliability_Capacity_In_Model_Year | 1 | Tesla_Tracy_Pumps_2_offpeak | Southern_PGAE_Flow_Battery_99 | Operational_New_Capacity_MW | -1
Vaca_Dixon_Tesla_HSN | Northern_California_Li_Battery_8hr_157 | Reliability_Capacity_In_Model_Year | 1 | Tesla_Tracy_Pumps_2_offpeak | Southern_PGAE_Flow_Battery_111 | Operational_New_Capacity_MW | -1
Vaca_Dixon_Tesla_HSN | Northern_California_Li_Battery_8hr_158 | Reliability_Capacity_In_Model_Year | 1 | Tesla_Tracy_Pumps_2_offpeak | Northern_California_Flow_Battery_112 | Operational_New_Capacity_MW | -1
Vaca_Dixon_Tesla_HSN | Northern_California_Li_Battery_8hr_159 | Reliability_Capacity_In_Model_Year | 1 | Tesla_Tracy_Pumps_2_offpeak | Northern_California_Flow_Battery_113 | Operational_New_Capacity_MW | -1
Vaca_Dixon_Tesla_HSN | Northern_California_Li_Battery_8hr_172 | Reliability_Capacity_In_Model_Year | 1 | Tesla_Tracy_Pumps_2_offpeak | Northern_California_Flow_Battery_116 | Operational_New_Capacity_MW | -1
Vaca_Dixon_Tesla_HSN | Northern_California_Li_Battery_8hr_179 | Reliability_Capacity_In_Model_Year | 1 | Tesla_Tracy_Pumps_2_offpeak | Southern_PGAE_Flow_Battery_124 | Operational_New_Capacity_MW | -1
Vaca_Dixon_Tesla_HSN | Northern_California_Pumped_Storage_5 | Reliability_Capacity_In_Model_Year | 1 | Tesla_Tracy_Pumps_2_offpeak | Northern_California_Flow_Battery_126 | Operational_New_Capacity_MW | -1
Vaca_Dixon_Tesla_HSN | Central_Valley_North_Los_Banos_Wind_17 | Reliability_Capacity_In_Model_Year | 0.665 | Tesla_Tracy_Pumps_2_offpeak | Northern_California_Flow_Battery_127 | Operational_New_Capacity_MW | -1
Vaca_Dixon_Tesla_HSN | Northern_California_Biomass_5 | Reliability_Capacity_In_Model_Year | 1 | Tesla_Tracy_Pumps_2_offpeak | Northern_California_Flow_Battery_135 | Operational_New_Capacity_MW | -1
Vaca_Dixon_Tesla_HSN | Northern_California_Geothermal_5 | Reliability_Capacity_In_Model_Year | 1 | Tesla_Tracy_Pumps_2_offpeak | Northern_California_Flow_Battery_150 | Operational_New_Capacity_MW | -1
Vaca_Dixon_Tesla_HSN | Northern_California_Geothermal_35 | Reliability_Capacity_In_Model_Year | 1 | Tesla_Tracy_Pumps_2_offpeak | Northern_California_Flow_Battery_155 | Operational_New_Capacity_MW | -1
Vaca_Dixon_Tesla_HSN | Northern_California_Solar_5 | Reliability_Capacity_In_Model_Year | 0.1 | Tesla_Tracy_Pumps_2_offpeak | Northern_California_Flow_Battery_158 | Operational_New_Capacity_MW | -1
Vaca_Dixon_Tesla_HSN | Northern_California_Solar_25 | Reliability_Capacity_In_Model_Year | 0.1 | Tesla_Tracy_Pumps_2_offpeak | Northern_California_Li_Battery_4hr_57 | Operational_New_Capacity_MW | -1
Vaca_Dixon_Tesla_HSN | Northern_California_Solar_26 | Reliability_Capacity_In_Model_Year | 0.1 | Tesla_Tracy_Pumps_2_offpeak | Northern_California_Li_Battery_4hr_68 | Operational_New_Capacity_MW | -1
Vaca_Dixon_Tesla_HSN | Northern_California_Solar_35 | Reliability_Capacity_In_Model_Year | 0.1 | Tesla_Tracy_Pumps_2_offpeak | Northern_California_Li_Battery_4hr_76 | Operational_New_Capacity_MW | -1
Vaca_Dixon_Tesla_HSN | Northern_California_Solar_38 | Reliability_Capacity_In_Model_Year | 0.1 | Tesla_Tracy_Pumps_2_offpeak | Northern_California_Li_Battery_4hr_80 | Operational_New_Capacity_MW | -1
Vaca_Dixon_Tesla_HSN | Northern_California_Solar_51 | Reliability_Capacity_In_Model_Year | 0.1 | Tesla_Tracy_Pumps_2_offpeak | Northern_California_Li_Battery_4hr_82 | Operational_New_Capacity_MW | -1
Vaca_Dixon_Tesla_HSN | Northern_California_Solar_76 | Reliability_Capacity_In_Model_Year | 0.1 | Tesla_Tracy_Pumps_2_offpeak | Northern_California_Li_Battery_4hr_83 | Operational_New_Capacity_MW | -1
Vaca_Dixon_Tesla_HSN | Northern_California_Solar_80 | Reliability_Capacity_In_Model_Year | 0.1 | Tesla_Tracy_Pumps_2_offpeak | Northern_California_Li_Battery_4hr_85 | Operational_New_Capacity_MW | -1
Vaca_Dixon_Tesla_HSN | Northern_California_Solar_83 | Reliability_Capacity_In_Model_Year | 0.1 | Tesla_Tracy_Pumps_2_offpeak | Northern_California_Li_Battery_4hr_94 | Operational_New_Capacity_MW | -1
Vaca_Dixon_Tesla_HSN | Northern_California_Solar_85 | Reliability_Capacity_In_Model_Year | 0.1 | Tesla_Tracy_Pumps_2_offpeak | Southern_PGAE_Li_Battery_4hr_95 | Operational_New_Capacity_MW | -1
Vaca_Dixon_Tesla_HSN | Northern_California_Solar_94 | Reliability_Capacity_In_Model_Year | 0.1 | Tesla_Tracy_Pumps_2_offpeak | Northern_California_Li_Battery_4hr_96 | Operational_New_Capacity_MW | -1
Vaca_Dixon_Tesla_HSN | Northern_California_Solar_112 | Reliability_Capacity_In_Model_Year | 0.1 | Tesla_Tracy_Pumps_2_offpeak | Southern_PGAE_Li_Battery_4hr_99 | Operational_New_Capacity_MW | -1
Vaca_Dixon_Tesla_HSN | Northern_California_Solar_122 | Reliability_Capacity_In_Model_Year | 0.1 | Tesla_Tracy_Pumps_2_offpeak | Southern_PGAE_Li_Battery_4hr_111 | Operational_New_Capacity_MW | -1
Vaca_Dixon_Tesla_HSN | Northern_California_Solar_126 | Reliability_Capacity_In_Model_Year | 0.1 | Tesla_Tracy_Pumps_2_offpeak | Northern_California_Li_Battery_4hr_112 | Operational_New_Capacity_MW | -1
Vaca_Dixon_Tesla_HSN | Northern_California_Solar_127 | Reliability_Capacity_In_Model_Year | 0.1 | Tesla_Tracy_Pumps_2_offpeak | Northern_California_Li_Battery_4hr_113 | Operational_New_Capacity_MW | -1
Vaca_Dixon_Tesla_HSN | Northern_California_Solar_141 | Reliability_Capacity_In_Model_Year | 0.1 | Tesla_Tracy_Pumps_2_offpeak | Northern_California_Li_Battery_4hr_116 | Operational_New_Capacity_MW | -1
Vaca_Dixon_Tesla_HSN | Northern_California_Solar_144 | Reliability_Capacity_In_Model_Year | 0.1 | Tesla_Tracy_Pumps_2_offpeak | Southern_PGAE_Li_Battery_4hr_124 | Operational_New_Capacity_MW | -1
Vaca_Dixon_Tesla_HSN | Northern_California_Solar_149 | Reliability_Capacity_In_Model_Year | 0.1 | Tesla_Tracy_Pumps_2_offpeak | Northern_California_Li_Battery_4hr_126 | Operational_New_Capacity_MW | -1
Vaca_Dixon_Tesla_HSN | Northern_California_Solar_150 | Reliability_Capacity_In_Model_Year | 0.1 | Tesla_Tracy_Pumps_2_offpeak | Northern_California_Li_Battery_4hr_127 | Operational_New_Capacity_MW | -1
Vaca_Dixon_Tesla_HSN | Northern_California_Solar_155 | Reliability_Capacity_In_Model_Year | 0.1 | Tesla_Tracy_Pumps_2_offpeak | Northern_California_Li_Battery_4hr_135 | Operational_New_Capacity_MW | -1
Vaca_Dixon_Tesla_HSN | Northern_California_Solar_157 | Reliability_Capacity_In_Model_Year | 0.1 | Tesla_Tracy_Pumps_2_offpeak | Northern_California_Li_Battery_4hr_150 | Operational_New_Capacity_MW | -1
Vaca_Dixon_Tesla_HSN | Northern_California_Solar_158 | Reliability_Capacity_In_Model_Year | 0.1 | Tesla_Tracy_Pumps_2_offpeak | Northern_California_Li_Battery_4hr_155 | Operational_New_Capacity_MW | -1
Vaca_Dixon_Tesla_HSN | Northern_California_Solar_159 | Reliability_Capacity_In_Model_Year | 0.1 | Tesla_Tracy_Pumps_2_offpeak | Northern_California_Li_Battery_4hr_158 | Operational_New_Capacity_MW | -1
Vaca_Dixon_Tesla_HSN | Northern_California_Solar_172 | Reliability_Capacity_In_Model_Year | 0.1 | Tesla_Tracy_Pumps_2_offpeak | Northern_California_Li_Battery_8hr_57 | Operational_New_Capacity_MW | -1
Vaca_Dixon_Tesla_HSN | Northern_California_Solar_179 | Reliability_Capacity_In_Model_Year | 0.1 | Tesla_Tracy_Pumps_2_offpeak | Northern_California_Li_Battery_8hr_68 | Operational_New_Capacity_MW | -1
Vaca_Dixon_Tesla_HSN | Northern_California_Wind_5 | Reliability_Capacity_In_Model_Year | 0.665 | Tesla_Tracy_Pumps_2_offpeak | Northern_California_Li_Battery_8hr_76 | Operational_New_Capacity_MW | -1
Vaca_Dixon_Tesla_HSN | Northern_California_Wind_26 | Reliability_Capacity_In_Model_Year | 0.665 | Tesla_Tracy_Pumps_2_offpeak | Northern_California_Li_Battery_8hr_80 | Operational_New_Capacity_MW | -1
Vaca_Dixon_Tesla_HSN | Northern_California_Wind_35 | Reliability_Capacity_In_Model_Year | 0.665 | Tesla_Tracy_Pumps_2_offpeak | Northern_California_Li_Battery_8hr_82 | Operational_New_Capacity_MW | -1
Vaca_Dixon_Tesla_HSN | Northern_California_Wind_76 | Reliability_Capacity_In_Model_Year | 0.665 | Tesla_Tracy_Pumps_2_offpeak | Northern_California_Li_Battery_8hr_83 | Operational_New_Capacity_MW | -1
Vaca_Dixon_Tesla_HSN | Northern_California_Wind_83 | Reliability_Capacity_In_Model_Year | 0.665 | Tesla_Tracy_Pumps_2_offpeak | Northern_California_Li_Battery_8hr_85 | Operational_New_Capacity_MW | -1
Vaca_Dixon_Tesla_HSN | Northern_California_Wind_159 | Reliability_Capacity_In_Model_Year | 0.665 | Tesla_Tracy_Pumps_2_offpeak | Northern_California_Li_Battery_8hr_94 | Operational_New_Capacity_MW | -1
Vaca_Dixon_Tesla_HSN | Pacific_Northwest_Geothermal_5 | Reliability_Capacity_In_Model_Year | 1 | Tesla_Tracy_Pumps_2_offpeak | Southern_PGAE_Li_Battery_8hr_95 | Operational_New_Capacity_MW | -1
Vaca_Dixon_Tesla_HSN | Solano_Wind_85 | Reliability_Capacity_In_Model_Year | 0.665 | Tesla_Tracy_Pumps_2_offpeak | Northern_California_Li_Battery_8hr_96 | Operational_New_Capacity_MW | -1
Vaca_Dixon_Tesla_HSN | Solano_Wind_94 | Reliability_Capacity_In_Model_Year | 0.665 | Tesla_Tracy_Pumps_2_offpeak | Southern_PGAE_Li_Battery_8hr_99 | Operational_New_Capacity_MW | -1
Vaca_Dixon_Tesla_HSN | Solano_Wind_122 | Reliability_Capacity_In_Model_Year | 0.665 | Tesla_Tracy_Pumps_2_offpeak | Southern_PGAE_Li_Battery_8hr_111 | Operational_New_Capacity_MW | -1
Vaca_Dixon_Tesla_HSN | Solano_Wind_126 | Reliability_Capacity_In_Model_Year | 0.665 | Tesla_Tracy_Pumps_2_offpeak | Northern_California_Li_Battery_8hr_112 | Operational_New_Capacity_MW | -1
Vaca_Dixon_Tesla_HSN | Southern_PGAE_Solar_17 | Reliability_Capacity_In_Model_Year | 0.1 | Tesla_Tracy_Pumps_2_offpeak | Northern_California_Li_Battery_8hr_113 | Operational_New_Capacity_MW | -1
Vaca_Dixon_Tesla_HSN | Southern_PGAE_Solar_95 | Reliability_Capacity_In_Model_Year | 0.1 | Tesla_Tracy_Pumps_2_offpeak | Northern_California_Li_Battery_8hr_116 | Operational_New_Capacity_MW | -1
Vaca_Dixon_Tesla_HSN | Vaca_Dixon_Tesla_group | Operational_New_Capacity_MW | -1 | Tesla_Tracy_Pumps_2_offpeak | Southern_PGAE_Li_Battery_8hr_124 | Operational_New_Capacity_MW | -1
Vaca_Dixon_Tesla_offpeak | Northern_California_Flow_Battery_5 | Operational_New_Capacity_MW | -1 | Tesla_Tracy_Pumps_2_offpeak | Northern_California_Li_Battery_8hr_126 | Operational_New_Capacity_MW | -1
Vaca_Dixon_Tesla_offpeak | Southern_PGAE_Flow_Battery_17 | Operational_New_Capacity_MW | -1 | Tesla_Tracy_Pumps_2_offpeak | Northern_California_Li_Battery_8hr_127 | Operational_New_Capacity_MW | -1
Vaca_Dixon_Tesla_offpeak | Northern_California_Flow_Battery_25 | Operational_New_Capacity_MW | -1 | Tesla_Tracy_Pumps_2_offpeak | Northern_California_Li_Battery_8hr_135 | Operational_New_Capacity_MW | -1
Vaca_Dixon_Tesla_offpeak | Northern_California_Flow_Battery_26 | Operational_New_Capacity_MW | -1 | Tesla_Tracy_Pumps_2_offpeak | Northern_California_Li_Battery_8hr_150 | Operational_New_Capacity_MW | -1
Vaca_Dixon_Tesla_offpeak | Northern_California_Flow_Battery_35 | Operational_New_Capacity_MW | -1 | Tesla_Tracy_Pumps_2_offpeak | Northern_California_Li_Battery_8hr_155 | Operational_New_Capacity_MW | -1
Vaca_Dixon_Tesla_offpeak | Northern_California_Flow_Battery_38 | Operational_New_Capacity_MW | -1 | Tesla_Tracy_Pumps_2_offpeak | Northern_California_Li_Battery_8hr_158 | Operational_New_Capacity_MW | -1
Vaca_Dixon_Tesla_offpeak | Northern_California_Flow_Battery_51 | Operational_New_Capacity_MW | -1 | Tesla_Tracy_Pumps_2_offpeak | Northern_California_Solar_57 | Operational_New_Capacity_MW | 0.68
Vaca_Dixon_Tesla_offpeak | Northern_California_Flow_Battery_76 | Operational_New_Capacity_MW | -1 | Tesla_Tracy_Pumps_2_offpeak | Northern_California_Solar_68 | Operational_New_Capacity_MW | 0.68
Vaca_Dixon_Tesla_offpeak | Northern_California_Flow_Battery_80 | Operational_New_Capacity_MW | -1 | Tesla_Tracy_Pumps_2_offpeak | Northern_California_Solar_76 | Operational_New_Capacity_MW | 0.68
Vaca_Dixon_Tesla_offpeak | Northern_California_Flow_Battery_83 | Operational_New_Capacity_MW | -1 | Tesla_Tracy_Pumps_2_offpeak | Northern_California_Solar_80 | Operational_New_Capacity_MW | 0.68
Vaca_Dixon_Tesla_offpeak | Northern_California_Flow_Battery_85 | Operational_New_Capacity_MW | -1 | Tesla_Tracy_Pumps_2_offpeak | Northern_California_Solar_82 | Operational_New_Capacity_MW | 0.68
Vaca_Dixon_Tesla_offpeak | Northern_California_Flow_Battery_94 | Operational_New_Capacity_MW | -1 | Tesla_Tracy_Pumps_2_offpeak | Northern_California_Solar_83 | Operational_New_Capacity_MW | 0.68
Vaca_Dixon_Tesla_offpeak | Southern_PGAE_Flow_Battery_95 | Operational_New_Capacity_MW | -1 | Tesla_Tracy_Pumps_2_offpeak | Northern_California_Solar_85 | Operational_New_Capacity_MW | 0.68
Vaca_Dixon_Tesla_offpeak | Northern_California_Flow_Battery_112 | Operational_New_Capacity_MW | -1 | Tesla_Tracy_Pumps_2_offpeak | Northern_California_Solar_94 | Operational_New_Capacity_MW | 0.68
Vaca_Dixon_Tesla_offpeak | Northern_California_Flow_Battery_122 | Operational_New_Capacity_MW | -1 | Tesla_Tracy_Pumps_2_offpeak | Northern_California_Solar_96 | Operational_New_Capacity_MW | 0.68
Vaca_Dixon_Tesla_offpeak | Northern_California_Flow_Battery_126 | Operational_New_Capacity_MW | -1 | Tesla_Tracy_Pumps_2_offpeak | Northern_California_Solar_112 | Operational_New_Capacity_MW | 0.68
Vaca_Dixon_Tesla_offpeak | Northern_California_Flow_Battery_127 | Operational_New_Capacity_MW | -1 | Tesla_Tracy_Pumps_2_offpeak | Northern_California_Solar_113 | Operational_New_Capacity_MW | 0.68
Vaca_Dixon_Tesla_offpeak | Northern_California_Flow_Battery_141 | Operational_New_Capacity_MW | -1 | Tesla_Tracy_Pumps_2_offpeak | Northern_California_Solar_116 | Operational_New_Capacity_MW | 0.68
Vaca_Dixon_Tesla_offpeak | Northern_California_Flow_Battery_144 | Operational_New_Capacity_MW | -1 | Tesla_Tracy_Pumps_2_offpeak | Northern_California_Solar_126 | Operational_New_Capacity_MW | 0.68
Vaca_Dixon_Tesla_offpeak | Northern_California_Flow_Battery_149 | Operational_New_Capacity_MW | -1 | Tesla_Tracy_Pumps_2_offpeak | Northern_California_Solar_127 | Operational_New_Capacity_MW | 0.68
Vaca_Dixon_Tesla_offpeak | Northern_California_Flow_Battery_150 | Operational_New_Capacity_MW | -1 | Tesla_Tracy_Pumps_2_offpeak | Northern_California_Solar_135 | Operational_New_Capacity_MW | 0.68
Vaca_Dixon_Tesla_offpeak | Northern_California_Flow_Battery_155 | Operational_New_Capacity_MW | -1 | Tesla_Tracy_Pumps_2_offpeak | Northern_California_Solar_150 | Operational_New_Capacity_MW | 0.68
Vaca_Dixon_Tesla_offpeak | Northern_California_Flow_Battery_157 | Operational_New_Capacity_MW | -1 | Tesla_Tracy_Pumps_2_offpeak | Northern_California_Solar_155 | Operational_New_Capacity_MW | 0.68
Vaca_Dixon_Tesla_offpeak | Northern_California_Flow_Battery_158 | Operational_New_Capacity_MW | -1 | Tesla_Tracy_Pumps_2_offpeak | Northern_California_Solar_158 | Operational_New_Capacity_MW | 0.68
Vaca_Dixon_Tesla_offpeak | Northern_California_Flow_Battery_159 | Operational_New_Capacity_MW | -1 | Tesla_Tracy_Pumps_2_offpeak | Northern_California_Wind_76 | Operational_New_Capacity_MW | 0.63
Vaca_Dixon_Tesla_offpeak | Northern_California_Flow_Battery_172 | Operational_New_Capacity_MW | -1 | Tesla_Tracy_Pumps_2_offpeak | Northern_California_Wind_83 | Operational_New_Capacity_MW | 0.63
Vaca_Dixon_Tesla_offpeak | Northern_California_Flow_Battery_179 | Operational_New_Capacity_MW | -1 | Tesla_Tracy_Pumps_2_offpeak | Solano_Wind_85 | Operational_New_Capacity_MW | 0.63
Vaca_Dixon_Tesla_offpeak | Northern_California_Li_Battery_4hr_5 | Operational_New_Capacity_MW | -1 | Tesla_Tracy_Pumps_2_offpeak | Solano_Wind_94 | Operational_New_Capacity_MW | 0.63
Vaca_Dixon_Tesla_offpeak | Southern_PGAE_Li_Battery_4hr_17 | Operational_New_Capacity_MW | -1 | Tesla_Tracy_Pumps_2_offpeak | Solano_Wind_126 | Operational_New_Capacity_MW | 0.63
Vaca_Dixon_Tesla_offpeak | Northern_California_Li_Battery_4hr_25 | Operational_New_Capacity_MW | -1 | Tesla_Tracy_Pumps_2_offpeak | Southern_PGAE_Solar_95 | Operational_New_Capacity_MW | 0.68
Vaca_Dixon_Tesla_offpeak | Northern_California_Li_Battery_4hr_26 | Operational_New_Capacity_MW | -1 | Tesla_Tracy_Pumps_2_offpeak | Southern_PGAE_Solar_99 | Operational_New_Capacity_MW | 0.68
Vaca_Dixon_Tesla_offpeak | Northern_California_Li_Battery_4hr_35 | Operational_New_Capacity_MW | -1 | Tesla_Tracy_Pumps_2_offpeak | Southern_PGAE_Solar_111 | Operational_New_Capacity_MW | 0.68
Vaca_Dixon_Tesla_offpeak | Northern_California_Li_Battery_4hr_38 | Operational_New_Capacity_MW | -1 | Tesla_Tracy_Pumps_2_offpeak | Southern_PGAE_Solar_124 | Operational_New_Capacity_MW | 0.68
Vaca_Dixon_Tesla_offpeak | Northern_California_Li_Battery_4hr_51 | Operational_New_Capacity_MW | -1 | Trabuco_Capistrano_offpeak | Riverside_Flow_Battery_129 | Operational_New_Capacity_MW | -1
Vaca_Dixon_Tesla_offpeak | Northern_California_Li_Battery_4hr_76 | Operational_New_Capacity_MW | -1 | Trabuco_Capistrano_offpeak | Riverside_Li_Battery_4hr_129 | Operational_New_Capacity_MW | -1
Vaca_Dixon_Tesla_offpeak | Northern_California_Li_Battery_4hr_80 | Operational_New_Capacity_MW | -1 | Trabuco_Capistrano_offpeak | Riverside_Li_Battery_8hr_129 | Operational_New_Capacity_MW | -1
Vaca_Dixon_Tesla_offpeak | Northern_California_Li_Battery_4hr_83 | Operational_New_Capacity_MW | -1 | Trabuco_Capistrano_offpeak | Riverside_Solar_129 | Operational_New_Capacity_MW | 0.77
Vaca_Dixon_Tesla_offpeak | Northern_California_Li_Battery_4hr_85 | Operational_New_Capacity_MW | -1 | Tranquility_Helm_offpeak | Southern_PGAE_Flow_Battery_93 | Operational_New_Capacity_MW | -1
Vaca_Dixon_Tesla_offpeak | Northern_California_Li_Battery_4hr_94 | Operational_New_Capacity_MW | -1 | Tranquility_Helm_offpeak | Southern_PGAE_Flow_Battery_117 | Operational_New_Capacity_MW | -1
Vaca_Dixon_Tesla_offpeak | Southern_PGAE_Li_Battery_4hr_95 | Operational_New_Capacity_MW | -1 | Tranquility_Helm_offpeak | Southern_PGAE_Flow_Battery_139 | Operational_New_Capacity_MW | -1
Vaca_Dixon_Tesla_offpeak | Northern_California_Li_Battery_4hr_112 | Operational_New_Capacity_MW | -1 | Tranquility_Helm_offpeak | Southern_PGAE_Flow_Battery_140 | Operational_New_Capacity_MW | -1
Vaca_Dixon_Tesla_offpeak | Northern_California_Li_Battery_4hr_122 | Operational_New_Capacity_MW | -1 | Tranquility_Helm_offpeak | Southern_PGAE_Flow_Battery_151 | Operational_New_Capacity_MW | -1
Vaca_Dixon_Tesla_offpeak | Northern_California_Li_Battery_4hr_126 | Operational_New_Capacity_MW | -1 | Tranquility_Helm_offpeak | Southern_PGAE_Flow_Battery_154 | Operational_New_Capacity_MW | -1
Vaca_Dixon_Tesla_offpeak | Northern_California_Li_Battery_4hr_127 | Operational_New_Capacity_MW | -1 | Tranquility_Helm_offpeak | Southern_PGAE_Flow_Battery_161 | Operational_New_Capacity_MW | -1
Vaca_Dixon_Tesla_offpeak | Northern_California_Li_Battery_4hr_141 | Operational_New_Capacity_MW | -1 | Tranquility_Helm_offpeak | Southern_PGAE_Flow_Battery_162 | Operational_New_Capacity_MW | -1
Vaca_Dixon_Tesla_offpeak | Northern_California_Li_Battery_4hr_144 | Operational_New_Capacity_MW | -1 | Tranquility_Helm_offpeak | Southern_PGAE_Flow_Battery_163 | Operational_New_Capacity_MW | -1
Vaca_Dixon_Tesla_offpeak | Northern_California_Li_Battery_4hr_149 | Operational_New_Capacity_MW | -1 | Tranquility_Helm_offpeak | Southern_PGAE_Flow_Battery_164 | Operational_New_Capacity_MW | -1
Vaca_Dixon_Tesla_offpeak | Northern_California_Li_Battery_4hr_150 | Operational_New_Capacity_MW | -1 | Tranquility_Helm_offpeak | Southern_PGAE_Flow_Battery_165 | Operational_New_Capacity_MW | -1
Vaca_Dixon_Tesla_offpeak | Northern_California_Li_Battery_4hr_155 | Operational_New_Capacity_MW | -1 | Tranquility_Helm_offpeak | Northern_California_Flow_Battery_166 | Operational_New_Capacity_MW | -1
Vaca_Dixon_Tesla_offpeak | Northern_California_Li_Battery_4hr_157 | Operational_New_Capacity_MW | -1 | Tranquility_Helm_offpeak | Southern_PGAE_Flow_Battery_168 | Operational_New_Capacity_MW | -1
Vaca_Dixon_Tesla_offpeak | Northern_California_Li_Battery_4hr_158 | Operational_New_Capacity_MW | -1 | Tranquility_Helm_offpeak | Southern_PGAE_Flow_Battery_169 | Operational_New_Capacity_MW | -1
Vaca_Dixon_Tesla_offpeak | Northern_California_Li_Battery_4hr_159 | Operational_New_Capacity_MW | -1 | Tranquility_Helm_offpeak | Southern_PGAE_Flow_Battery_170 | Operational_New_Capacity_MW | -1
Vaca_Dixon_Tesla_offpeak | Northern_California_Li_Battery_4hr_172 | Operational_New_Capacity_MW | -1 | Tranquility_Helm_offpeak | Southern_PGAE_Flow_Battery_174 | Operational_New_Capacity_MW | -1
Vaca_Dixon_Tesla_offpeak | Northern_California_Li_Battery_4hr_179 | Operational_New_Capacity_MW | -1 | Tranquility_Helm_offpeak | Southern_PGAE_Flow_Battery_176 | Operational_New_Capacity_MW | -1
Vaca_Dixon_Tesla_offpeak | Northern_California_Li_Battery_8hr_5 | Operational_New_Capacity_MW | -1 | Tranquility_Helm_offpeak | Southern_PGAE_Li_Battery_4hr_93 | Operational_New_Capacity_MW | -1
Vaca_Dixon_Tesla_offpeak | Southern_PGAE_Li_Battery_8hr_17 | Operational_New_Capacity_MW | -1 | Tranquility_Helm_offpeak | Southern_PGAE_Li_Battery_4hr_117 | Operational_New_Capacity_MW | -1
Vaca_Dixon_Tesla_offpeak | Northern_California_Li_Battery_8hr_25 | Operational_New_Capacity_MW | -1 | Tranquility_Helm_offpeak | Southern_PGAE_Li_Battery_4hr_139 | Operational_New_Capacity_MW | -1
Vaca_Dixon_Tesla_offpeak | Northern_California_Li_Battery_8hr_26 | Operational_New_Capacity_MW | -1 | Tranquility_Helm_offpeak | Southern_PGAE_Li_Battery_4hr_140 | Operational_New_Capacity_MW | -1
Vaca_Dixon_Tesla_offpeak | Northern_California_Li_Battery_8hr_35 | Operational_New_Capacity_MW | -1 | Tranquility_Helm_offpeak | Southern_PGAE_Li_Battery_4hr_151 | Operational_New_Capacity_MW | -1
Vaca_Dixon_Tesla_offpeak | Northern_California_Li_Battery_8hr_38 | Operational_New_Capacity_MW | -1 | Tranquility_Helm_offpeak | Southern_PGAE_Li_Battery_4hr_154 | Operational_New_Capacity_MW | -1
Vaca_Dixon_Tesla_offpeak | Northern_California_Li_Battery_8hr_51 | Operational_New_Capacity_MW | -1 | Tranquility_Helm_offpeak | Southern_PGAE_Li_Battery_4hr_161 | Operational_New_Capacity_MW | -1
Vaca_Dixon_Tesla_offpeak | Northern_California_Li_Battery_8hr_76 | Operational_New_Capacity_MW | -1 | Tranquility_Helm_offpeak | Southern_PGAE_Li_Battery_4hr_162 | Operational_New_Capacity_MW | -1
Vaca_Dixon_Tesla_offpeak | Northern_California_Li_Battery_8hr_80 | Operational_New_Capacity_MW | -1 | Tranquility_Helm_offpeak | Southern_PGAE_Li_Battery_4hr_163 | Operational_New_Capacity_MW | -1
Vaca_Dixon_Tesla_offpeak | Northern_California_Li_Battery_8hr_83 | Operational_New_Capacity_MW | -1 | Tranquility_Helm_offpeak | Southern_PGAE_Li_Battery_4hr_164 | Operational_New_Capacity_MW | -1
Vaca_Dixon_Tesla_offpeak | Northern_California_Li_Battery_8hr_85 | Operational_New_Capacity_MW | -1 | Tranquility_Helm_offpeak | Southern_PGAE_Li_Battery_4hr_165 | Operational_New_Capacity_MW | -1
Vaca_Dixon_Tesla_offpeak | Northern_California_Li_Battery_8hr_94 | Operational_New_Capacity_MW | -1 | Tranquility_Helm_offpeak | Northern_California_Li_Battery_4hr_166 | Operational_New_Capacity_MW | -1
Vaca_Dixon_Tesla_offpeak | Southern_PGAE_Li_Battery_8hr_95 | Operational_New_Capacity_MW | -1 | Tranquility_Helm_offpeak | Southern_PGAE_Li_Battery_4hr_168 | Operational_New_Capacity_MW | -1
Vaca_Dixon_Tesla_offpeak | Northern_California_Li_Battery_8hr_112 | Operational_New_Capacity_MW | -1 | Tranquility_Helm_offpeak | Southern_PGAE_Li_Battery_4hr_169 | Operational_New_Capacity_MW | -1
Vaca_Dixon_Tesla_offpeak | Northern_California_Li_Battery_8hr_122 | Operational_New_Capacity_MW | -1 | Tranquility_Helm_offpeak | Southern_PGAE_Li_Battery_4hr_170 | Operational_New_Capacity_MW | -1
Vaca_Dixon_Tesla_offpeak | Northern_California_Li_Battery_8hr_126 | Operational_New_Capacity_MW | -1 | Tranquility_Helm_offpeak | Southern_PGAE_Li_Battery_4hr_174 | Operational_New_Capacity_MW | -1
Vaca_Dixon_Tesla_offpeak | Northern_California_Li_Battery_8hr_127 | Operational_New_Capacity_MW | -1 | Tranquility_Helm_offpeak | Southern_PGAE_Li_Battery_4hr_176 | Operational_New_Capacity_MW | -1
Vaca_Dixon_Tesla_offpeak | Northern_California_Li_Battery_8hr_141 | Operational_New_Capacity_MW | -1 | Tranquility_Helm_offpeak | Southern_PGAE_Li_Battery_8hr_93 | Operational_New_Capacity_MW | -1
Vaca_Dixon_Tesla_offpeak | Northern_California_Li_Battery_8hr_144 | Operational_New_Capacity_MW | -1 | Tranquility_Helm_offpeak | Southern_PGAE_Li_Battery_8hr_117 | Operational_New_Capacity_MW | -1
Vaca_Dixon_Tesla_offpeak | Northern_California_Li_Battery_8hr_149 | Operational_New_Capacity_MW | -1 | Tranquility_Helm_offpeak | Southern_PGAE_Li_Battery_8hr_139 | Operational_New_Capacity_MW | -1
Vaca_Dixon_Tesla_offpeak | Northern_California_Li_Battery_8hr_150 | Operational_New_Capacity_MW | -1 | Tranquility_Helm_offpeak | Southern_PGAE_Li_Battery_8hr_140 | Operational_New_Capacity_MW | -1
Vaca_Dixon_Tesla_offpeak | Northern_California_Li_Battery_8hr_155 | Operational_New_Capacity_MW | -1 | Tranquility_Helm_offpeak | Southern_PGAE_Li_Battery_8hr_151 | Operational_New_Capacity_MW | -1
Vaca_Dixon_Tesla_offpeak | Northern_California_Li_Battery_8hr_157 | Operational_New_Capacity_MW | -1 | Tranquility_Helm_offpeak | Southern_PGAE_Li_Battery_8hr_154 | Operational_New_Capacity_MW | -1
Vaca_Dixon_Tesla_offpeak | Northern_California_Li_Battery_8hr_158 | Operational_New_Capacity_MW | -1 | Tranquility_Helm_offpeak | Southern_PGAE_Li_Battery_8hr_161 | Operational_New_Capacity_MW | -1
Vaca_Dixon_Tesla_offpeak | Northern_California_Li_Battery_8hr_159 | Operational_New_Capacity_MW | -1 | Tranquility_Helm_offpeak | Southern_PGAE_Li_Battery_8hr_162 | Operational_New_Capacity_MW | -1
Vaca_Dixon_Tesla_offpeak | Northern_California_Li_Battery_8hr_172 | Operational_New_Capacity_MW | -1 | Tranquility_Helm_offpeak | Southern_PGAE_Li_Battery_8hr_163 | Operational_New_Capacity_MW | -1
Vaca_Dixon_Tesla_offpeak | Northern_California_Li_Battery_8hr_179 | Operational_New_Capacity_MW | -1 | Tranquility_Helm_offpeak | Southern_PGAE_Li_Battery_8hr_164 | Operational_New_Capacity_MW | -1
Vaca_Dixon_Tesla_offpeak | Northern_California_Pumped_Storage_5 | Operational_New_Capacity_MW | -1 | Tranquility_Helm_offpeak | Southern_PGAE_Li_Battery_8hr_165 | Operational_New_Capacity_MW | -1
Vaca_Dixon_Tesla_offpeak | Central_Valley_North_Los_Banos_Wind_17 | Operational_New_Capacity_MW | 0.63 | Tranquility_Helm_offpeak | Northern_California_Li_Battery_8hr_166 | Operational_New_Capacity_MW | -1
Vaca_Dixon_Tesla_offpeak | Northern_California_Biomass_5 | Operational_New_Capacity_MW | 1 | Tranquility_Helm_offpeak | Southern_PGAE_Li_Battery_8hr_168 | Operational_New_Capacity_MW | -1
Vaca_Dixon_Tesla_offpeak | Northern_California_Geothermal_5 | Operational_New_Capacity_MW | 1 | Tranquility_Helm_offpeak | Southern_PGAE_Li_Battery_8hr_169 | Operational_New_Capacity_MW | -1
Vaca_Dixon_Tesla_offpeak | Northern_California_Geothermal_35 | Operational_New_Capacity_MW | 1 | Tranquility_Helm_offpeak | Southern_PGAE_Li_Battery_8hr_170 | Operational_New_Capacity_MW | -1
Vaca_Dixon_Tesla_offpeak | Northern_California_Solar_5 | Operational_New_Capacity_MW | 0.68 | Tranquility_Helm_offpeak | Southern_PGAE_Li_Battery_8hr_174 | Operational_New_Capacity_MW | -1
Vaca_Dixon_Tesla_offpeak | Northern_California_Solar_25 | Operational_New_Capacity_MW | 0.68 | Tranquility_Helm_offpeak | Southern_PGAE_Li_Battery_8hr_176 | Operational_New_Capacity_MW | -1
Vaca_Dixon_Tesla_offpeak | Northern_California_Solar_26 | Operational_New_Capacity_MW | 0.68 | Tranquility_Helm_offpeak | Central_Valley_North_Los_Banos_Wind_154 | Operational_New_Capacity_MW | 0.44
Vaca_Dixon_Tesla_offpeak | Northern_California_Solar_35 | Operational_New_Capacity_MW | 0.68 | Tranquility_Helm_offpeak | Central_Valley_North_Los_Banos_Wind_162 | Operational_New_Capacity_MW | 0.44
Vaca_Dixon_Tesla_offpeak | Northern_California_Solar_38 | Operational_New_Capacity_MW | 0.68 | Tranquility_Helm_offpeak | Northern_California_Solar_166 | Operational_New_Capacity_MW | 0.79
Vaca_Dixon_Tesla_offpeak | Northern_California_Solar_51 | Operational_New_Capacity_MW | 0.68 | Tranquility_Helm_offpeak | Southern_PGAE_Solar_93 | Operational_New_Capacity_MW | 0.79
Vaca_Dixon_Tesla_offpeak | Northern_California_Solar_76 | Operational_New_Capacity_MW | 0.68 | Tranquility_Helm_offpeak | Southern_PGAE_Solar_117 | Operational_New_Capacity_MW | 0.79
Vaca_Dixon_Tesla_offpeak | Northern_California_Solar_80 | Operational_New_Capacity_MW | 0.68 | Tranquility_Helm_offpeak | Southern_PGAE_Solar_139 | Operational_New_Capacity_MW | 0.79
Vaca_Dixon_Tesla_offpeak | Northern_California_Solar_83 | Operational_New_Capacity_MW | 0.68 | Tranquility_Helm_offpeak | Southern_PGAE_Solar_140 | Operational_New_Capacity_MW | 0.79
Vaca_Dixon_Tesla_offpeak | Northern_California_Solar_85 | Operational_New_Capacity_MW | 0.68 | Tranquility_Helm_offpeak | Southern_PGAE_Solar_151 | Operational_New_Capacity_MW | 0.79
Vaca_Dixon_Tesla_offpeak | Northern_California_Solar_94 | Operational_New_Capacity_MW | 0.68 | Tranquility_Helm_offpeak | Southern_PGAE_Solar_154 | Operational_New_Capacity_MW | 0.79
Vaca_Dixon_Tesla_offpeak | Northern_California_Solar_112 | Operational_New_Capacity_MW | 0.68 | Tranquility_Helm_offpeak | Southern_PGAE_Solar_161 | Operational_New_Capacity_MW | 0.79
Vaca_Dixon_Tesla_offpeak | Northern_California_Solar_122 | Operational_New_Capacity_MW | 0.68 | Tranquility_Helm_offpeak | Southern_PGAE_Solar_162 | Operational_New_Capacity_MW | 0.79
Vaca_Dixon_Tesla_offpeak | Northern_California_Solar_126 | Operational_New_Capacity_MW | 0.68 | Tranquility_Helm_offpeak | Southern_PGAE_Solar_163 | Operational_New_Capacity_MW | 0.79
Vaca_Dixon_Tesla_offpeak | Northern_California_Solar_127 | Operational_New_Capacity_MW | 0.68 | Tranquility_Helm_offpeak | Southern_PGAE_Solar_164 | Operational_New_Capacity_MW | 0.79
Vaca_Dixon_Tesla_offpeak | Northern_California_Solar_141 | Operational_New_Capacity_MW | 0.68 | Tranquility_Helm_offpeak | Southern_PGAE_Solar_165 | Operational_New_Capacity_MW | 0.79
Vaca_Dixon_Tesla_offpeak | Northern_California_Solar_144 | Operational_New_Capacity_MW | 0.68 | Tranquility_Helm_offpeak | Southern_PGAE_Solar_168 | Operational_New_Capacity_MW | 0.79
Vaca_Dixon_Tesla_offpeak | Northern_California_Solar_149 | Operational_New_Capacity_MW | 0.68 | Tranquility_Helm_offpeak | Southern_PGAE_Solar_169 | Operational_New_Capacity_MW | 0.79
Vaca_Dixon_Tesla_offpeak | Northern_California_Solar_150 | Operational_New_Capacity_MW | 0.68 | Tranquility_Helm_offpeak | Southern_PGAE_Solar_170 | Operational_New_Capacity_MW | 0.79
Vaca_Dixon_Tesla_offpeak | Northern_California_Solar_155 | Operational_New_Capacity_MW | 0.68 | Tranquility_Helm_offpeak | Southern_PGAE_Solar_174 | Operational_New_Capacity_MW | 0.79
Vaca_Dixon_Tesla_offpeak | Northern_California_Solar_157 | Operational_New_Capacity_MW | 0.68 | Tranquility_Helm_offpeak | Southern_PGAE_Solar_176 | Operational_New_Capacity_MW | 0.79
Vaca_Dixon_Tesla_offpeak | Northern_California_Solar_158 | Operational_New_Capacity_MW | 0.68 | Vaca_Dixon_Tesla_offpeak | Northern_California_Flow_Battery_5 | Operational_New_Capacity_MW | -1
Vaca_Dixon_Tesla_offpeak | Northern_California_Solar_159 | Operational_New_Capacity_MW | 0.68 | Vaca_Dixon_Tesla_offpeak | Southern_PGAE_Flow_Battery_17 | Operational_New_Capacity_MW | -1
Vaca_Dixon_Tesla_offpeak | Northern_California_Solar_172 | Operational_New_Capacity_MW | 0.68 | Vaca_Dixon_Tesla_offpeak | Northern_California_Flow_Battery_25 | Operational_New_Capacity_MW | -1
Vaca_Dixon_Tesla_offpeak | Northern_California_Solar_179 | Operational_New_Capacity_MW | 0.68 | Vaca_Dixon_Tesla_offpeak | Northern_California_Flow_Battery_26 | Operational_New_Capacity_MW | -1
Vaca_Dixon_Tesla_offpeak | Northern_California_Wind_5 | Operational_New_Capacity_MW | 0.63 | Vaca_Dixon_Tesla_offpeak | Northern_California_Flow_Battery_35 | Operational_New_Capacity_MW | -1
Vaca_Dixon_Tesla_offpeak | Northern_California_Wind_26 | Operational_New_Capacity_MW | 0.63 | Vaca_Dixon_Tesla_offpeak | Northern_California_Flow_Battery_38 | Operational_New_Capacity_MW | -1
Vaca_Dixon_Tesla_offpeak | Northern_California_Wind_35 | Operational_New_Capacity_MW | 0.63 | Vaca_Dixon_Tesla_offpeak | Northern_California_Flow_Battery_51 | Operational_New_Capacity_MW | -1
Vaca_Dixon_Tesla_offpeak | Northern_California_Wind_76 | Operational_New_Capacity_MW | 0.63 | Vaca_Dixon_Tesla_offpeak | Northern_California_Flow_Battery_76 | Operational_New_Capacity_MW | -1
Vaca_Dixon_Tesla_offpeak | Northern_California_Wind_83 | Operational_New_Capacity_MW | 0.63 | Vaca_Dixon_Tesla_offpeak | Northern_California_Flow_Battery_80 | Operational_New_Capacity_MW | -1
Vaca_Dixon_Tesla_offpeak | Northern_California_Wind_159 | Operational_New_Capacity_MW | 0.63 | Vaca_Dixon_Tesla_offpeak | Northern_California_Flow_Battery_83 | Operational_New_Capacity_MW | -1
Vaca_Dixon_Tesla_offpeak | Pacific_Northwest_Geothermal_5 | Operational_New_Capacity_MW | 1 | Vaca_Dixon_Tesla_offpeak | Northern_California_Flow_Battery_85 | Operational_New_Capacity_MW | -1
Vaca_Dixon_Tesla_offpeak | Solano_Wind_85 | Operational_New_Capacity_MW | 0.63 | Vaca_Dixon_Tesla_offpeak | Northern_California_Flow_Battery_94 | Operational_New_Capacity_MW | -1
Vaca_Dixon_Tesla_offpeak | Solano_Wind_94 | Operational_New_Capacity_MW | 0.63 | Vaca_Dixon_Tesla_offpeak | Southern_PGAE_Flow_Battery_95 | Operational_New_Capacity_MW | -1
Vaca_Dixon_Tesla_offpeak | Solano_Wind_122 | Operational_New_Capacity_MW | 0.63 | Vaca_Dixon_Tesla_offpeak | Northern_California_Flow_Battery_112 | Operational_New_Capacity_MW | -1
Vaca_Dixon_Tesla_offpeak | Solano_Wind_126 | Operational_New_Capacity_MW | 0.63 | Vaca_Dixon_Tesla_offpeak | Northern_California_Flow_Battery_122 | Operational_New_Capacity_MW | -1
Vaca_Dixon_Tesla_offpeak | Southern_PGAE_Solar_17 | Operational_New_Capacity_MW | 0.68 | Vaca_Dixon_Tesla_offpeak | Northern_California_Flow_Battery_126 | Operational_New_Capacity_MW | -1
Vaca_Dixon_Tesla_offpeak | Southern_PGAE_Solar_95 | Operational_New_Capacity_MW | 0.68 | Vaca_Dixon_Tesla_offpeak | Northern_California_Flow_Battery_127 | Operational_New_Capacity_MW | -1
Vaca_Dixon_Tesla_offpeak | Vaca_Dixon_Tesla_group | Operational_New_Capacity_MW | -1 | Vaca_Dixon_Tesla_offpeak | Northern_California_Flow_Battery_141 | Operational_New_Capacity_MW | -1
Vaca_Dixon_Tesla_SSN | Northern_California_Flow_Battery_5 | Reliability_Capacity_In_Model_Year | 0.5 | Vaca_Dixon_Tesla_offpeak | Northern_California_Flow_Battery_144 | Operational_New_Capacity_MW | -1
Vaca_Dixon_Tesla_SSN | Southern_PGAE_Flow_Battery_17 | Reliability_Capacity_In_Model_Year | 0.5 | Vaca_Dixon_Tesla_offpeak | Northern_California_Flow_Battery_149 | Operational_New_Capacity_MW | -1
Vaca_Dixon_Tesla_SSN | Northern_California_Flow_Battery_25 | Reliability_Capacity_In_Model_Year | 0.5 | Vaca_Dixon_Tesla_offpeak | Northern_California_Flow_Battery_150 | Operational_New_Capacity_MW | -1
Vaca_Dixon_Tesla_SSN | Northern_California_Flow_Battery_26 | Reliability_Capacity_In_Model_Year | 0.5 | Vaca_Dixon_Tesla_offpeak | Northern_California_Flow_Battery_155 | Operational_New_Capacity_MW | -1
Vaca_Dixon_Tesla_SSN | Northern_California_Flow_Battery_35 | Reliability_Capacity_In_Model_Year | 0.5 | Vaca_Dixon_Tesla_offpeak | Northern_California_Flow_Battery_157 | Operational_New_Capacity_MW | -1
Vaca_Dixon_Tesla_SSN | Northern_California_Flow_Battery_38 | Reliability_Capacity_In_Model_Year | 0.5 | Vaca_Dixon_Tesla_offpeak | Northern_California_Flow_Battery_158 | Operational_New_Capacity_MW | -1
Vaca_Dixon_Tesla_SSN | Northern_California_Flow_Battery_51 | Reliability_Capacity_In_Model_Year | 0.5 | Vaca_Dixon_Tesla_offpeak | Northern_California_Flow_Battery_159 | Operational_New_Capacity_MW | -1
Vaca_Dixon_Tesla_SSN | Northern_California_Flow_Battery_76 | Reliability_Capacity_In_Model_Year | 0.5 | Vaca_Dixon_Tesla_offpeak | Northern_California_Flow_Battery_172 | Operational_New_Capacity_MW | -1
Vaca_Dixon_Tesla_SSN | Northern_California_Flow_Battery_80 | Reliability_Capacity_In_Model_Year | 0.5 | Vaca_Dixon_Tesla_offpeak | Northern_California_Flow_Battery_179 | Operational_New_Capacity_MW | -1
Vaca_Dixon_Tesla_SSN | Northern_California_Flow_Battery_83 | Reliability_Capacity_In_Model_Year | 0.5 | Vaca_Dixon_Tesla_offpeak | Northern_California_Li_Battery_4hr_5 | Operational_New_Capacity_MW | -1
Vaca_Dixon_Tesla_SSN | Northern_California_Flow_Battery_85 | Reliability_Capacity_In_Model_Year | 0.5 | Vaca_Dixon_Tesla_offpeak | Southern_PGAE_Li_Battery_4hr_17 | Operational_New_Capacity_MW | -1
Vaca_Dixon_Tesla_SSN | Northern_California_Flow_Battery_94 | Reliability_Capacity_In_Model_Year | 0.5 | Vaca_Dixon_Tesla_offpeak | Northern_California_Li_Battery_4hr_25 | Operational_New_Capacity_MW | -1
Vaca_Dixon_Tesla_SSN | Southern_PGAE_Flow_Battery_95 | Reliability_Capacity_In_Model_Year | 0.5 | Vaca_Dixon_Tesla_offpeak | Northern_California_Li_Battery_4hr_26 | Operational_New_Capacity_MW | -1
Vaca_Dixon_Tesla_SSN | Northern_California_Flow_Battery_112 | Reliability_Capacity_In_Model_Year | 0.5 | Vaca_Dixon_Tesla_offpeak | Northern_California_Li_Battery_4hr_35 | Operational_New_Capacity_MW | -1
Vaca_Dixon_Tesla_SSN | Northern_California_Flow_Battery_122 | Reliability_Capacity_In_Model_Year | 0.5 | Vaca_Dixon_Tesla_offpeak | Northern_California_Li_Battery_4hr_38 | Operational_New_Capacity_MW | -1
Vaca_Dixon_Tesla_SSN | Northern_California_Flow_Battery_126 | Reliability_Capacity_In_Model_Year | 0.5 | Vaca_Dixon_Tesla_offpeak | Northern_California_Li_Battery_4hr_51 | Operational_New_Capacity_MW | -1
Vaca_Dixon_Tesla_SSN | Northern_California_Flow_Battery_127 | Reliability_Capacity_In_Model_Year | 0.5 | Vaca_Dixon_Tesla_offpeak | Northern_California_Li_Battery_4hr_76 | Operational_New_Capacity_MW | -1
Vaca_Dixon_Tesla_SSN | Northern_California_Flow_Battery_141 | Reliability_Capacity_In_Model_Year | 0.5 | Vaca_Dixon_Tesla_offpeak | Northern_California_Li_Battery_4hr_80 | Operational_New_Capacity_MW | -1
Vaca_Dixon_Tesla_SSN | Northern_California_Flow_Battery_144 | Reliability_Capacity_In_Model_Year | 0.5 | Vaca_Dixon_Tesla_offpeak | Northern_California_Li_Battery_4hr_83 | Operational_New_Capacity_MW | -1
Vaca_Dixon_Tesla_SSN | Northern_California_Flow_Battery_149 | Reliability_Capacity_In_Model_Year | 0.5 | Vaca_Dixon_Tesla_offpeak | Northern_California_Li_Battery_4hr_85 | Operational_New_Capacity_MW | -1
Vaca_Dixon_Tesla_SSN | Northern_California_Flow_Battery_150 | Reliability_Capacity_In_Model_Year | 0.5 | Vaca_Dixon_Tesla_offpeak | Northern_California_Li_Battery_4hr_94 | Operational_New_Capacity_MW | -1
Vaca_Dixon_Tesla_SSN | Northern_California_Flow_Battery_155 | Reliability_Capacity_In_Model_Year | 0.5 | Vaca_Dixon_Tesla_offpeak | Southern_PGAE_Li_Battery_4hr_95 | Operational_New_Capacity_MW | -1
Vaca_Dixon_Tesla_SSN | Northern_California_Flow_Battery_157 | Reliability_Capacity_In_Model_Year | 0.5 | Vaca_Dixon_Tesla_offpeak | Northern_California_Li_Battery_4hr_112 | Operational_New_Capacity_MW | -1
Vaca_Dixon_Tesla_SSN | Northern_California_Flow_Battery_158 | Reliability_Capacity_In_Model_Year | 0.5 | Vaca_Dixon_Tesla_offpeak | Northern_California_Li_Battery_4hr_122 | Operational_New_Capacity_MW | -1
Vaca_Dixon_Tesla_SSN | Northern_California_Flow_Battery_159 | Reliability_Capacity_In_Model_Year | 0.5 | Vaca_Dixon_Tesla_offpeak | Northern_California_Li_Battery_4hr_126 | Operational_New_Capacity_MW | -1
Vaca_Dixon_Tesla_SSN | Northern_California_Flow_Battery_172 | Reliability_Capacity_In_Model_Year | 0.5 | Vaca_Dixon_Tesla_offpeak | Northern_California_Li_Battery_4hr_127 | Operational_New_Capacity_MW | -1
Vaca_Dixon_Tesla_SSN | Northern_California_Flow_Battery_179 | Reliability_Capacity_In_Model_Year | 0.5 | Vaca_Dixon_Tesla_offpeak | Northern_California_Li_Battery_4hr_141 | Operational_New_Capacity_MW | -1
Vaca_Dixon_Tesla_SSN | Northern_California_Li_Battery_4hr_5 | Reliability_Capacity_In_Model_Year | 0.5 | Vaca_Dixon_Tesla_offpeak | Northern_California_Li_Battery_4hr_144 | Operational_New_Capacity_MW | -1
Vaca_Dixon_Tesla_SSN | Southern_PGAE_Li_Battery_4hr_17 | Reliability_Capacity_In_Model_Year | 0.5 | Vaca_Dixon_Tesla_offpeak | Northern_California_Li_Battery_4hr_149 | Operational_New_Capacity_MW | -1
Vaca_Dixon_Tesla_SSN | Northern_California_Li_Battery_4hr_25 | Reliability_Capacity_In_Model_Year | 0.5 | Vaca_Dixon_Tesla_offpeak | Northern_California_Li_Battery_4hr_150 | Operational_New_Capacity_MW | -1
Vaca_Dixon_Tesla_SSN | Northern_California_Li_Battery_4hr_26 | Reliability_Capacity_In_Model_Year | 0.5 | Vaca_Dixon_Tesla_offpeak | Northern_California_Li_Battery_4hr_155 | Operational_New_Capacity_MW | -1
Vaca_Dixon_Tesla_SSN | Northern_California_Li_Battery_4hr_35 | Reliability_Capacity_In_Model_Year | 0.5 | Vaca_Dixon_Tesla_offpeak | Northern_California_Li_Battery_4hr_157 | Operational_New_Capacity_MW | -1
Vaca_Dixon_Tesla_SSN | Northern_California_Li_Battery_4hr_38 | Reliability_Capacity_In_Model_Year | 0.5 | Vaca_Dixon_Tesla_offpeak | Northern_California_Li_Battery_4hr_158 | Operational_New_Capacity_MW | -1
Vaca_Dixon_Tesla_SSN | Northern_California_Li_Battery_4hr_51 | Reliability_Capacity_In_Model_Year | 0.5 | Vaca_Dixon_Tesla_offpeak | Northern_California_Li_Battery_4hr_159 | Operational_New_Capacity_MW | -1
Vaca_Dixon_Tesla_SSN | Northern_California_Li_Battery_4hr_76 | Reliability_Capacity_In_Model_Year | 0.5 | Vaca_Dixon_Tesla_offpeak | Northern_California_Li_Battery_4hr_172 | Operational_New_Capacity_MW | -1
Vaca_Dixon_Tesla_SSN | Northern_California_Li_Battery_4hr_80 | Reliability_Capacity_In_Model_Year | 0.5 | Vaca_Dixon_Tesla_offpeak | Northern_California_Li_Battery_4hr_179 | Operational_New_Capacity_MW | -1
Vaca_Dixon_Tesla_SSN | Northern_California_Li_Battery_4hr_83 | Reliability_Capacity_In_Model_Year | 0.5 | Vaca_Dixon_Tesla_offpeak | Northern_California_Li_Battery_8hr_5 | Operational_New_Capacity_MW | -1
Vaca_Dixon_Tesla_SSN | Northern_California_Li_Battery_4hr_85 | Reliability_Capacity_In_Model_Year | 0.5 | Vaca_Dixon_Tesla_offpeak | Southern_PGAE_Li_Battery_8hr_17 | Operational_New_Capacity_MW | -1
Vaca_Dixon_Tesla_SSN | Northern_California_Li_Battery_4hr_94 | Reliability_Capacity_In_Model_Year | 0.5 | Vaca_Dixon_Tesla_offpeak | Northern_California_Li_Battery_8hr_25 | Operational_New_Capacity_MW | -1
Vaca_Dixon_Tesla_SSN | Southern_PGAE_Li_Battery_4hr_95 | Reliability_Capacity_In_Model_Year | 0.5 | Vaca_Dixon_Tesla_offpeak | Northern_California_Li_Battery_8hr_26 | Operational_New_Capacity_MW | -1
Vaca_Dixon_Tesla_SSN | Northern_California_Li_Battery_4hr_112 | Reliability_Capacity_In_Model_Year | 0.5 | Vaca_Dixon_Tesla_offpeak | Northern_California_Li_Battery_8hr_35 | Operational_New_Capacity_MW | -1
Vaca_Dixon_Tesla_SSN | Northern_California_Li_Battery_4hr_122 | Reliability_Capacity_In_Model_Year | 0.5 | Vaca_Dixon_Tesla_offpeak | Northern_California_Li_Battery_8hr_38 | Operational_New_Capacity_MW | -1
Vaca_Dixon_Tesla_SSN | Northern_California_Li_Battery_4hr_126 | Reliability_Capacity_In_Model_Year | 0.5 | Vaca_Dixon_Tesla_offpeak | Northern_California_Li_Battery_8hr_51 | Operational_New_Capacity_MW | -1
Vaca_Dixon_Tesla_SSN | Northern_California_Li_Battery_4hr_127 | Reliability_Capacity_In_Model_Year | 0.5 | Vaca_Dixon_Tesla_offpeak | Northern_California_Li_Battery_8hr_76 | Operational_New_Capacity_MW | -1
Vaca_Dixon_Tesla_SSN | Northern_California_Li_Battery_4hr_141 | Reliability_Capacity_In_Model_Year | 0.5 | Vaca_Dixon_Tesla_offpeak | Northern_California_Li_Battery_8hr_80 | Operational_New_Capacity_MW | -1
Vaca_Dixon_Tesla_SSN | Northern_California_Li_Battery_4hr_144 | Reliability_Capacity_In_Model_Year | 0.5 | Vaca_Dixon_Tesla_offpeak | Northern_California_Li_Battery_8hr_83 | Operational_New_Capacity_MW | -1
Vaca_Dixon_Tesla_SSN | Northern_California_Li_Battery_4hr_149 | Reliability_Capacity_In_Model_Year | 0.5 | Vaca_Dixon_Tesla_offpeak | Northern_California_Li_Battery_8hr_85 | Operational_New_Capacity_MW | -1
Vaca_Dixon_Tesla_SSN | Northern_California_Li_Battery_4hr_150 | Reliability_Capacity_In_Model_Year | 0.5 | Vaca_Dixon_Tesla_offpeak | Northern_California_Li_Battery_8hr_94 | Operational_New_Capacity_MW | -1
Vaca_Dixon_Tesla_SSN | Northern_California_Li_Battery_4hr_155 | Reliability_Capacity_In_Model_Year | 0.5 | Vaca_Dixon_Tesla_offpeak | Southern_PGAE_Li_Battery_8hr_95 | Operational_New_Capacity_MW | -1
Vaca_Dixon_Tesla_SSN | Northern_California_Li_Battery_4hr_157 | Reliability_Capacity_In_Model_Year | 0.5 | Vaca_Dixon_Tesla_offpeak | Northern_California_Li_Battery_8hr_112 | Operational_New_Capacity_MW | -1
Vaca_Dixon_Tesla_SSN | Northern_California_Li_Battery_4hr_158 | Reliability_Capacity_In_Model_Year | 0.5 | Vaca_Dixon_Tesla_offpeak | Northern_California_Li_Battery_8hr_122 | Operational_New_Capacity_MW | -1
Vaca_Dixon_Tesla_SSN | Northern_California_Li_Battery_4hr_159 | Reliability_Capacity_In_Model_Year | 0.5 | Vaca_Dixon_Tesla_offpeak | Northern_California_Li_Battery_8hr_126 | Operational_New_Capacity_MW | -1
Vaca_Dixon_Tesla_SSN | Northern_California_Li_Battery_4hr_172 | Reliability_Capacity_In_Model_Year | 0.5 | Vaca_Dixon_Tesla_offpeak | Northern_California_Li_Battery_8hr_127 | Operational_New_Capacity_MW | -1
Vaca_Dixon_Tesla_SSN | Northern_California_Li_Battery_4hr_179 | Reliability_Capacity_In_Model_Year | 0.5 | Vaca_Dixon_Tesla_offpeak | Northern_California_Li_Battery_8hr_141 | Operational_New_Capacity_MW | -1
Vaca_Dixon_Tesla_SSN | Northern_California_Li_Battery_8hr_5 | Reliability_Capacity_In_Model_Year | 0.5 | Vaca_Dixon_Tesla_offpeak | Northern_California_Li_Battery_8hr_144 | Operational_New_Capacity_MW | -1
Vaca_Dixon_Tesla_SSN | Southern_PGAE_Li_Battery_8hr_17 | Reliability_Capacity_In_Model_Year | 0.5 | Vaca_Dixon_Tesla_offpeak | Northern_California_Li_Battery_8hr_149 | Operational_New_Capacity_MW | -1
Vaca_Dixon_Tesla_SSN | Northern_California_Li_Battery_8hr_25 | Reliability_Capacity_In_Model_Year | 0.5 | Vaca_Dixon_Tesla_offpeak | Northern_California_Li_Battery_8hr_150 | Operational_New_Capacity_MW | -1
Vaca_Dixon_Tesla_SSN | Northern_California_Li_Battery_8hr_26 | Reliability_Capacity_In_Model_Year | 0.5 | Vaca_Dixon_Tesla_offpeak | Northern_California_Li_Battery_8hr_155 | Operational_New_Capacity_MW | -1
Vaca_Dixon_Tesla_SSN | Northern_California_Li_Battery_8hr_35 | Reliability_Capacity_In_Model_Year | 0.5 | Vaca_Dixon_Tesla_offpeak | Northern_California_Li_Battery_8hr_157 | Operational_New_Capacity_MW | -1
Vaca_Dixon_Tesla_SSN | Northern_California_Li_Battery_8hr_38 | Reliability_Capacity_In_Model_Year | 0.5 | Vaca_Dixon_Tesla_offpeak | Northern_California_Li_Battery_8hr_158 | Operational_New_Capacity_MW | -1
Vaca_Dixon_Tesla_SSN | Northern_California_Li_Battery_8hr_51 | Reliability_Capacity_In_Model_Year | 0.5 | Vaca_Dixon_Tesla_offpeak | Northern_California_Li_Battery_8hr_159 | Operational_New_Capacity_MW | -1
Vaca_Dixon_Tesla_SSN | Northern_California_Li_Battery_8hr_76 | Reliability_Capacity_In_Model_Year | 0.5 | Vaca_Dixon_Tesla_offpeak | Northern_California_Li_Battery_8hr_172 | Operational_New_Capacity_MW | -1
Vaca_Dixon_Tesla_SSN | Northern_California_Li_Battery_8hr_80 | Reliability_Capacity_In_Model_Year | 0.5 | Vaca_Dixon_Tesla_offpeak | Northern_California_Li_Battery_8hr_179 | Operational_New_Capacity_MW | -1
Vaca_Dixon_Tesla_SSN | Northern_California_Li_Battery_8hr_83 | Reliability_Capacity_In_Model_Year | 0.5 | Vaca_Dixon_Tesla_offpeak | Northern_California_Pumped_Storage_5 | Operational_New_Capacity_MW | -1
Vaca_Dixon_Tesla_SSN | Northern_California_Li_Battery_8hr_85 | Reliability_Capacity_In_Model_Year | 0.5 | Vaca_Dixon_Tesla_offpeak | Central_Valley_North_Los_Banos_Wind_17 | Operational_New_Capacity_MW | 0.63
Vaca_Dixon_Tesla_SSN | Northern_California_Li_Battery_8hr_94 | Reliability_Capacity_In_Model_Year | 0.5 | Vaca_Dixon_Tesla_offpeak | Northern_California_Biomass_5 | Operational_New_Capacity_MW | 1
Vaca_Dixon_Tesla_SSN | Southern_PGAE_Li_Battery_8hr_95 | Reliability_Capacity_In_Model_Year | 0.5 | Vaca_Dixon_Tesla_offpeak | Northern_California_Geothermal_5 | Operational_New_Capacity_MW | 1
Vaca_Dixon_Tesla_SSN | Northern_California_Li_Battery_8hr_112 | Reliability_Capacity_In_Model_Year | 0.5 | Vaca_Dixon_Tesla_offpeak | Northern_California_Geothermal_35 | Operational_New_Capacity_MW | 1
Vaca_Dixon_Tesla_SSN | Northern_California_Li_Battery_8hr_122 | Reliability_Capacity_In_Model_Year | 0.5 | Vaca_Dixon_Tesla_offpeak | Northern_California_Solar_5 | Operational_New_Capacity_MW | 0.68
Vaca_Dixon_Tesla_SSN | Northern_California_Li_Battery_8hr_126 | Reliability_Capacity_In_Model_Year | 0.5 | Vaca_Dixon_Tesla_offpeak | Northern_California_Solar_25 | Operational_New_Capacity_MW | 0.68
Vaca_Dixon_Tesla_SSN | Northern_California_Li_Battery_8hr_127 | Reliability_Capacity_In_Model_Year | 0.5 | Vaca_Dixon_Tesla_offpeak | Northern_California_Solar_26 | Operational_New_Capacity_MW | 0.68
Vaca_Dixon_Tesla_SSN | Northern_California_Li_Battery_8hr_141 | Reliability_Capacity_In_Model_Year | 0.5 | Vaca_Dixon_Tesla_offpeak | Northern_California_Solar_35 | Operational_New_Capacity_MW | 0.68
Vaca_Dixon_Tesla_SSN | Northern_California_Li_Battery_8hr_144 | Reliability_Capacity_In_Model_Year | 0.5 | Vaca_Dixon_Tesla_offpeak | Northern_California_Solar_38 | Operational_New_Capacity_MW | 0.68
Vaca_Dixon_Tesla_SSN | Northern_California_Li_Battery_8hr_149 | Reliability_Capacity_In_Model_Year | 0.5 | Vaca_Dixon_Tesla_offpeak | Northern_California_Solar_51 | Operational_New_Capacity_MW | 0.68
Vaca_Dixon_Tesla_SSN | Northern_California_Li_Battery_8hr_150 | Reliability_Capacity_In_Model_Year | 0.5 | Vaca_Dixon_Tesla_offpeak | Northern_California_Solar_76 | Operational_New_Capacity_MW | 0.68
Vaca_Dixon_Tesla_SSN | Northern_California_Li_Battery_8hr_155 | Reliability_Capacity_In_Model_Year | 0.5 | Vaca_Dixon_Tesla_offpeak | Northern_California_Solar_80 | Operational_New_Capacity_MW | 0.68
Vaca_Dixon_Tesla_SSN | Northern_California_Li_Battery_8hr_157 | Reliability_Capacity_In_Model_Year | 0.5 | Vaca_Dixon_Tesla_offpeak | Northern_California_Solar_83 | Operational_New_Capacity_MW | 0.68
Vaca_Dixon_Tesla_SSN | Northern_California_Li_Battery_8hr_158 | Reliability_Capacity_In_Model_Year | 0.5 | Vaca_Dixon_Tesla_offpeak | Northern_California_Solar_85 | Operational_New_Capacity_MW | 0.68
Vaca_Dixon_Tesla_SSN | Northern_California_Li_Battery_8hr_159 | Reliability_Capacity_In_Model_Year | 0.5 | Vaca_Dixon_Tesla_offpeak | Northern_California_Solar_94 | Operational_New_Capacity_MW | 0.68
Vaca_Dixon_Tesla_SSN | Northern_California_Li_Battery_8hr_172 | Reliability_Capacity_In_Model_Year | 0.5 | Vaca_Dixon_Tesla_offpeak | Northern_California_Solar_112 | Operational_New_Capacity_MW | 0.68
Vaca_Dixon_Tesla_SSN | Northern_California_Li_Battery_8hr_179 | Reliability_Capacity_In_Model_Year | 0.5 | Vaca_Dixon_Tesla_offpeak | Northern_California_Solar_122 | Operational_New_Capacity_MW | 0.68
Vaca_Dixon_Tesla_SSN | Northern_California_Pumped_Storage_5 | Reliability_Capacity_In_Model_Year | 0.5 | Vaca_Dixon_Tesla_offpeak | Northern_California_Solar_126 | Operational_New_Capacity_MW | 0.68
Vaca_Dixon_Tesla_SSN | Central_Valley_North_Los_Banos_Wind_17 | Reliability_Capacity_In_Model_Year | 0.163 | Vaca_Dixon_Tesla_offpeak | Northern_California_Solar_127 | Operational_New_Capacity_MW | 0.68
Vaca_Dixon_Tesla_SSN | Northern_California_Biomass_5 | Reliability_Capacity_In_Model_Year | 1 | Vaca_Dixon_Tesla_offpeak | Northern_California_Solar_141 | Operational_New_Capacity_MW | 0.68
Vaca_Dixon_Tesla_SSN | Northern_California_Geothermal_5 | Reliability_Capacity_In_Model_Year | 1 | Vaca_Dixon_Tesla_offpeak | Northern_California_Solar_144 | Operational_New_Capacity_MW | 0.68
Vaca_Dixon_Tesla_SSN | Northern_California_Geothermal_35 | Reliability_Capacity_In_Model_Year | 1 | Vaca_Dixon_Tesla_offpeak | Northern_California_Solar_149 | Operational_New_Capacity_MW | 0.68
Vaca_Dixon_Tesla_SSN | Northern_California_Solar_5 | Reliability_Capacity_In_Model_Year | 0.556 | Vaca_Dixon_Tesla_offpeak | Northern_California_Solar_150 | Operational_New_Capacity_MW | 0.68
Vaca_Dixon_Tesla_SSN | Northern_California_Solar_25 | Reliability_Capacity_In_Model_Year | 0.556 | Vaca_Dixon_Tesla_offpeak | Northern_California_Solar_155 | Operational_New_Capacity_MW | 0.68
Vaca_Dixon_Tesla_SSN | Northern_California_Solar_26 | Reliability_Capacity_In_Model_Year | 0.556 | Vaca_Dixon_Tesla_offpeak | Northern_California_Solar_157 | Operational_New_Capacity_MW | 0.68
Vaca_Dixon_Tesla_SSN | Northern_California_Solar_35 | Reliability_Capacity_In_Model_Year | 0.556 | Vaca_Dixon_Tesla_offpeak | Northern_California_Solar_158 | Operational_New_Capacity_MW | 0.68
Vaca_Dixon_Tesla_SSN | Northern_California_Solar_38 | Reliability_Capacity_In_Model_Year | 0.556 | Vaca_Dixon_Tesla_offpeak | Northern_California_Solar_159 | Operational_New_Capacity_MW | 0.68
Vaca_Dixon_Tesla_SSN | Northern_California_Solar_51 | Reliability_Capacity_In_Model_Year | 0.556 | Vaca_Dixon_Tesla_offpeak | Northern_California_Solar_172 | Operational_New_Capacity_MW | 0.68
Vaca_Dixon_Tesla_SSN | Northern_California_Solar_76 | Reliability_Capacity_In_Model_Year | 0.556 | Vaca_Dixon_Tesla_offpeak | Northern_California_Solar_179 | Operational_New_Capacity_MW | 0.68
Vaca_Dixon_Tesla_SSN | Northern_California_Solar_80 | Reliability_Capacity_In_Model_Year | 0.556 | Vaca_Dixon_Tesla_offpeak | Northern_California_Wind_5 | Operational_New_Capacity_MW | 0.63
Vaca_Dixon_Tesla_SSN | Northern_California_Solar_83 | Reliability_Capacity_In_Model_Year | 0.556 | Vaca_Dixon_Tesla_offpeak | Northern_California_Wind_26 | Operational_New_Capacity_MW | 0.63
Vaca_Dixon_Tesla_SSN | Northern_California_Solar_85 | Reliability_Capacity_In_Model_Year | 0.556 | Vaca_Dixon_Tesla_offpeak | Northern_California_Wind_35 | Operational_New_Capacity_MW | 0.63
Vaca_Dixon_Tesla_SSN | Northern_California_Solar_94 | Reliability_Capacity_In_Model_Year | 0.556 | Vaca_Dixon_Tesla_offpeak | Northern_California_Wind_76 | Operational_New_Capacity_MW | 0.63
Vaca_Dixon_Tesla_SSN | Northern_California_Solar_112 | Reliability_Capacity_In_Model_Year | 0.556 | Vaca_Dixon_Tesla_offpeak | Northern_California_Wind_83 | Operational_New_Capacity_MW | 0.63
Vaca_Dixon_Tesla_SSN | Northern_California_Solar_122 | Reliability_Capacity_In_Model_Year | 0.556 | Vaca_Dixon_Tesla_offpeak | Northern_California_Wind_159 | Operational_New_Capacity_MW | 0.63
Vaca_Dixon_Tesla_SSN | Northern_California_Solar_126 | Reliability_Capacity_In_Model_Year | 0.556 | Vaca_Dixon_Tesla_offpeak | Pacific_Northwest_Geothermal_5 | Operational_New_Capacity_MW | 1
Vaca_Dixon_Tesla_SSN | Northern_California_Solar_127 | Reliability_Capacity_In_Model_Year | 0.556 | Vaca_Dixon_Tesla_offpeak | Solano_Wind_85 | Operational_New_Capacity_MW | 0.63
Vaca_Dixon_Tesla_SSN | Northern_California_Solar_141 | Reliability_Capacity_In_Model_Year | 0.556 | Vaca_Dixon_Tesla_offpeak | Solano_Wind_94 | Operational_New_Capacity_MW | 0.63
Vaca_Dixon_Tesla_SSN | Northern_California_Solar_144 | Reliability_Capacity_In_Model_Year | 0.556 | Vaca_Dixon_Tesla_offpeak | Solano_Wind_122 | Operational_New_Capacity_MW | 0.63
Vaca_Dixon_Tesla_SSN | Northern_California_Solar_149 | Reliability_Capacity_In_Model_Year | 0.556 | Vaca_Dixon_Tesla_offpeak | Solano_Wind_126 | Operational_New_Capacity_MW | 0.63
Vaca_Dixon_Tesla_SSN | Northern_California_Solar_150 | Reliability_Capacity_In_Model_Year | 0.556 | Vaca_Dixon_Tesla_offpeak | Southern_PGAE_Solar_17 | Operational_New_Capacity_MW | 0.68
Vaca_Dixon_Tesla_SSN | Northern_California_Solar_155 | Reliability_Capacity_In_Model_Year | 0.556 | Vaca_Dixon_Tesla_offpeak | Southern_PGAE_Solar_95 | Operational_New_Capacity_MW | 0.68
Vaca_Dixon_Tesla_SSN | Northern_California_Solar_157 | Reliability_Capacity_In_Model_Year | 0.556 | VEA_138_offpeak | Southern_NV_Eldorado_Flow_Battery_16 | Operational_New_Capacity_MW | -1
Vaca_Dixon_Tesla_SSN | Northern_California_Solar_158 | Reliability_Capacity_In_Model_Year | 0.556 | VEA_138_offpeak | Southern_NV_Eldorado_Flow_Battery_42 | Operational_New_Capacity_MW | -1
Vaca_Dixon_Tesla_SSN | Northern_California_Solar_159 | Reliability_Capacity_In_Model_Year | 0.556 | VEA_138_offpeak | Southern_NV_Eldorado_Li_Battery_4hr_16 | Operational_New_Capacity_MW | -1
Vaca_Dixon_Tesla_SSN | Northern_California_Solar_172 | Reliability_Capacity_In_Model_Year | 0.556 | VEA_138_offpeak | Southern_NV_Eldorado_Li_Battery_4hr_42 | Operational_New_Capacity_MW | -1
Vaca_Dixon_Tesla_SSN | Northern_California_Solar_179 | Reliability_Capacity_In_Model_Year | 0.556 | VEA_138_offpeak | Southern_NV_Eldorado_Li_Battery_8hr_16 | Operational_New_Capacity_MW | -1
Vaca_Dixon_Tesla_SSN | Northern_California_Wind_5 | Reliability_Capacity_In_Model_Year | 0.163 | VEA_138_offpeak | Southern_NV_Eldorado_Li_Battery_8hr_42 | Operational_New_Capacity_MW | -1
Vaca_Dixon_Tesla_SSN | Northern_California_Wind_26 | Reliability_Capacity_In_Model_Year | 0.163 | VEA_138_offpeak | Central_Nevada_Geothermal_42 | Operational_New_Capacity_MW | 1
Vaca_Dixon_Tesla_SSN | Northern_California_Wind_35 | Reliability_Capacity_In_Model_Year | 0.163 | VEA_138_offpeak | Southern_NV_Eldorado_Solar_16 | Operational_New_Capacity_MW | 0.77
Vaca_Dixon_Tesla_SSN | Northern_California_Wind_76 | Reliability_Capacity_In_Model_Year | 0.163 | VEA_138_offpeak | Southern_NV_Eldorado_Solar_42 | Operational_New_Capacity_MW | 0.77
Vaca_Dixon_Tesla_SSN | Northern_California_Wind_83 | Reliability_Capacity_In_Model_Year | 0.163 | VEA_138_offpeak | Southern_NV_Eldorado_Wind_16 | Operational_New_Capacity_MW | 0.44
Vaca_Dixon_Tesla_SSN | Northern_California_Wind_159 | Reliability_Capacity_In_Model_Year | 0.163 | Victor_Lugo_offpeak | Greater_Kramer_Flow_Battery_86 | Operational_New_Capacity_MW | -1
Vaca_Dixon_Tesla_SSN | Pacific_Northwest_Geothermal_5 | Reliability_Capacity_In_Model_Year | 1 | Victor_Lugo_offpeak | Greater_Kramer_Flow_Battery_123 | Operational_New_Capacity_MW | -1
Vaca_Dixon_Tesla_SSN | Solano_Wind_85 | Reliability_Capacity_In_Model_Year | 0.163 | Victor_Lugo_offpeak | Greater_Kramer_Flow_Battery_156 | Operational_New_Capacity_MW | -1
Vaca_Dixon_Tesla_SSN | Solano_Wind_94 | Reliability_Capacity_In_Model_Year | 0.163 | Victor_Lugo_offpeak | Greater_Kramer_Li_Battery_4hr_86 | Operational_New_Capacity_MW | -1
Vaca_Dixon_Tesla_SSN | Solano_Wind_122 | Reliability_Capacity_In_Model_Year | 0.163 | Victor_Lugo_offpeak | Greater_Kramer_Li_Battery_4hr_123 | Operational_New_Capacity_MW | -1
Vaca_Dixon_Tesla_SSN | Solano_Wind_126 | Reliability_Capacity_In_Model_Year | 0.163 | Victor_Lugo_offpeak | Greater_Kramer_Li_Battery_4hr_156 | Operational_New_Capacity_MW | -1
Vaca_Dixon_Tesla_SSN | Southern_PGAE_Solar_17 | Reliability_Capacity_In_Model_Year | 0.556 | Victor_Lugo_offpeak | Greater_Kramer_Li_Battery_8hr_86 | Operational_New_Capacity_MW | -1
Vaca_Dixon_Tesla_SSN | Southern_PGAE_Solar_95 | Reliability_Capacity_In_Model_Year | 0.556 | Victor_Lugo_offpeak | Greater_Kramer_Li_Battery_8hr_123 | Operational_New_Capacity_MW | -1
Vaca_Dixon_Tesla_SSN | Vaca_Dixon_Tesla_group | Operational_New_Capacity_MW | -1 | Victor_Lugo_offpeak | Greater_Kramer_Li_Battery_8hr_156 | Operational_New_Capacity_MW | -1
VEA_138_HSN | Southern_NV_Eldorado_Flow_Battery_16 | Reliability_Capacity_In_Model_Year | 1 | Victor_Lugo_offpeak | Greater_Kramer_Solar_86 | Operational_New_Capacity_MW | 0.77
VEA_138_HSN | Southern_NV_Eldorado_Flow_Battery_42 | Reliability_Capacity_In_Model_Year | 1 | Victor_Lugo_offpeak | Greater_Kramer_Solar_123 | Operational_New_Capacity_MW | 0.77
VEA_138_HSN | Southern_NV_Eldorado_Li_Battery_4hr_16 | Reliability_Capacity_In_Model_Year | 1 | Victor_Lugo_offpeak | Greater_Kramer_Solar_156 | Operational_New_Capacity_MW | 0.77
VEA_138_HSN | Southern_NV_Eldorado_Li_Battery_4hr_42 | Reliability_Capacity_In_Model_Year | 1 | Victor_Lugo_offpeak | Inyokern_North_Kramer_Geothermal_156 | Operational_New_Capacity_MW | 1
VEA_138_HSN | Southern_NV_Eldorado_Li_Battery_8hr_16 | Reliability_Capacity_In_Model_Year | 1 | Vincent_Lugo_offpeak | Tehachapi_Adiabatic_CAES_13 | Operational_New_Capacity_MW | -1
VEA_138_HSN | Southern_NV_Eldorado_Li_Battery_8hr_42 | Reliability_Capacity_In_Model_Year | 1 | Vincent_Lugo_offpeak | Tehachapi_Flow_Battery_13 | Operational_New_Capacity_MW | -1
VEA_138_HSN | Central_Nevada_Geothermal_42 | Reliability_Capacity_In_Model_Year | 1 | Vincent_Lugo_offpeak | Greater_LA_Flow_Battery_18 | Operational_New_Capacity_MW | -1
VEA_138_HSN | Southern_NV_Eldorado_Solar_16 | Reliability_Capacity_In_Model_Year | 0.106 | Vincent_Lugo_offpeak | Tehachapi_Flow_Battery_32 | Operational_New_Capacity_MW | -1
VEA_138_HSN | Southern_NV_Eldorado_Solar_42 | Reliability_Capacity_In_Model_Year | 0.106 | Vincent_Lugo_offpeak | Tehachapi_Flow_Battery_66 | Operational_New_Capacity_MW | -1
VEA_138_HSN | Southern_NV_Eldorado_Wind_16 | Reliability_Capacity_In_Model_Year | 0.557 | Vincent_Lugo_offpeak | Tehachapi_Li_Battery_4hr_13 | Operational_New_Capacity_MW | -1
VEA_138_HSN | VEA_138_group | Operational_New_Capacity_MW | -1 | Vincent_Lugo_offpeak | Greater_LA_Li_Battery_4hr_18 | Operational_New_Capacity_MW | -1
VEA_138_offpeak | Southern_NV_Eldorado_Flow_Battery_16 | Operational_New_Capacity_MW | -1 | Vincent_Lugo_offpeak | Tehachapi_Li_Battery_4hr_32 | Operational_New_Capacity_MW | -1
VEA_138_offpeak | Southern_NV_Eldorado_Flow_Battery_42 | Operational_New_Capacity_MW | -1 | Vincent_Lugo_offpeak | Tehachapi_Li_Battery_4hr_66 | Operational_New_Capacity_MW | -1
VEA_138_offpeak | Southern_NV_Eldorado_Li_Battery_4hr_16 | Operational_New_Capacity_MW | -1 | Vincent_Lugo_offpeak | Tehachapi_Li_Battery_8hr_13 | Operational_New_Capacity_MW | -1
VEA_138_offpeak | Southern_NV_Eldorado_Li_Battery_4hr_42 | Operational_New_Capacity_MW | -1 | Vincent_Lugo_offpeak | Greater_LA_Li_Battery_8hr_18 | Operational_New_Capacity_MW | -1
VEA_138_offpeak | Southern_NV_Eldorado_Li_Battery_8hr_16 | Operational_New_Capacity_MW | -1 | Vincent_Lugo_offpeak | Tehachapi_Li_Battery_8hr_32 | Operational_New_Capacity_MW | -1
VEA_138_offpeak | Southern_NV_Eldorado_Li_Battery_8hr_42 | Operational_New_Capacity_MW | -1 | Vincent_Lugo_offpeak | Tehachapi_Li_Battery_8hr_66 | Operational_New_Capacity_MW | -1
VEA_138_offpeak | Central_Nevada_Geothermal_42 | Operational_New_Capacity_MW | 1 | Vincent_Lugo_offpeak | Tehachapi_Pumped_Storage_32 | Operational_New_Capacity_MW | -1
VEA_138_offpeak | Southern_NV_Eldorado_Solar_16 | Operational_New_Capacity_MW | 0.77 | Vincent_Lugo_offpeak | Greater_LA_Solar_18 | Operational_New_Capacity_MW | 0.77
VEA_138_offpeak | Southern_NV_Eldorado_Solar_42 | Operational_New_Capacity_MW | 0.77 | Vincent_Lugo_offpeak | Tehachapi_Solar_13 | Operational_New_Capacity_MW | 0.77
VEA_138_offpeak | Southern_NV_Eldorado_Wind_16 | Operational_New_Capacity_MW | 0.44 | Vincent_Lugo_offpeak | Tehachapi_Solar_32 | Operational_New_Capacity_MW | 0.77
VEA_138_offpeak | VEA_138_group | Operational_New_Capacity_MW | -0.68032 | Vincent_Lugo_offpeak | Tehachapi_Solar_66 | Operational_New_Capacity_MW | 0.77
VEA_138_SSN | Southern_NV_Eldorado_Flow_Battery_16 | Reliability_Capacity_In_Model_Year | 0.5 | Vincent_Lugo_offpeak | Tehachapi_Wind_13 | Operational_New_Capacity_MW | 0.44
VEA_138_SSN | Southern_NV_Eldorado_Flow_Battery_42 | Reliability_Capacity_In_Model_Year | 0.5 | Vincent_Lugo_offpeak | Tehachapi_Wind_18 | Operational_New_Capacity_MW | 0.44
VEA_138_SSN | Southern_NV_Eldorado_Li_Battery_4hr_16 | Reliability_Capacity_In_Model_Year | 0.5 | Vincent_Lugo_offpeak | Tehachapi_Wind_32 | Operational_New_Capacity_MW | 0.44
VEA_138_SSN | Southern_NV_Eldorado_Li_Battery_4hr_42 | Reliability_Capacity_In_Model_Year | 0.5 | Windhub_offpeak | Tehachapi_Flow_Battery_32 | Operational_New_Capacity_MW | -1
VEA_138_SSN | Southern_NV_Eldorado_Li_Battery_8hr_16 | Reliability_Capacity_In_Model_Year | 0.5 | Windhub_offpeak | Tehachapi_Li_Battery_4hr_32 | Operational_New_Capacity_MW | -1
VEA_138_SSN | Southern_NV_Eldorado_Li_Battery_8hr_42 | Reliability_Capacity_In_Model_Year | 0.5 | Windhub_offpeak | Tehachapi_Li_Battery_8hr_32 | Operational_New_Capacity_MW | -1
VEA_138_SSN | Central_Nevada_Geothermal_42 | Reliability_Capacity_In_Model_Year | 1 | Windhub_offpeak | Tehachapi_Pumped_Storage_32 | Operational_New_Capacity_MW | -1
VEA_138_SSN | Southern_NV_Eldorado_Solar_16 | Reliability_Capacity_In_Model_Year | 0.427 | Windhub_offpeak | Tehachapi_Solar_32 | Operational_New_Capacity_MW | 0.77
VEA_138_SSN | Southern_NV_Eldorado_Solar_42 | Reliability_Capacity_In_Model_Year | 0.427 | Windhub_offpeak | Tehachapi_Wind_32 | Operational_New_Capacity_MW | 0.44
VEA_138_SSN | Southern_NV_Eldorado_Wind_16 | Reliability_Capacity_In_Model_Year | 0.208 | Windmaster_Delta_Pumps_offpeak | Northern_California_Flow_Battery_51 | Operational_New_Capacity_MW | -1
VEA_138_SSN | VEA_138_group | Operational_New_Capacity_MW | -1 | Windmaster_Delta_Pumps_offpeak | Northern_California_Flow_Battery_68 | Operational_New_Capacity_MW | -1
Victor_Lugo_HSN | Greater_Kramer_Flow_Battery_86 | Reliability_Capacity_In_Model_Year | 1 | Windmaster_Delta_Pumps_offpeak | Northern_California_Flow_Battery_76 | Operational_New_Capacity_MW | -1
Victor_Lugo_HSN | Greater_Kramer_Flow_Battery_123 | Reliability_Capacity_In_Model_Year | 1 | Windmaster_Delta_Pumps_offpeak | Northern_California_Flow_Battery_83 | Operational_New_Capacity_MW | -1
Victor_Lugo_HSN | Greater_Kramer_Flow_Battery_156 | Reliability_Capacity_In_Model_Year | 1 | Windmaster_Delta_Pumps_offpeak | Northern_California_Flow_Battery_94 | Operational_New_Capacity_MW | -1
Victor_Lugo_HSN | Greater_Kramer_Li_Battery_4hr_86 | Reliability_Capacity_In_Model_Year | 1 | Windmaster_Delta_Pumps_offpeak | Southern_PGAE_Flow_Battery_95 | Operational_New_Capacity_MW | -1
Victor_Lugo_HSN | Greater_Kramer_Li_Battery_4hr_123 | Reliability_Capacity_In_Model_Year | 1 | Windmaster_Delta_Pumps_offpeak | Northern_California_Flow_Battery_112 | Operational_New_Capacity_MW | -1
Victor_Lugo_HSN | Greater_Kramer_Li_Battery_4hr_156 | Reliability_Capacity_In_Model_Year | 1 | Windmaster_Delta_Pumps_offpeak | Northern_California_Flow_Battery_126 | Operational_New_Capacity_MW | -1
Victor_Lugo_HSN | Greater_Kramer_Li_Battery_8hr_86 | Reliability_Capacity_In_Model_Year | 1 | Windmaster_Delta_Pumps_offpeak | Northern_California_Flow_Battery_150 | Operational_New_Capacity_MW | -1
Victor_Lugo_HSN | Greater_Kramer_Li_Battery_8hr_123 | Reliability_Capacity_In_Model_Year | 1 | Windmaster_Delta_Pumps_offpeak | Northern_California_Flow_Battery_155 | Operational_New_Capacity_MW | -1
Victor_Lugo_HSN | Greater_Kramer_Li_Battery_8hr_156 | Reliability_Capacity_In_Model_Year | 1 | Windmaster_Delta_Pumps_offpeak | Northern_California_Flow_Battery_158 | Operational_New_Capacity_MW | -1
Victor_Lugo_HSN | Greater_Kramer_Solar_86 | Reliability_Capacity_In_Model_Year | 0.106 | Windmaster_Delta_Pumps_offpeak | Northern_California_Li_Battery_4hr_51 | Operational_New_Capacity_MW | -1
Victor_Lugo_HSN | Greater_Kramer_Solar_123 | Reliability_Capacity_In_Model_Year | 0.106 | Windmaster_Delta_Pumps_offpeak | Northern_California_Li_Battery_4hr_68 | Operational_New_Capacity_MW | -1
Victor_Lugo_HSN | Greater_Kramer_Solar_156 | Reliability_Capacity_In_Model_Year | 0.106 | Windmaster_Delta_Pumps_offpeak | Northern_California_Li_Battery_4hr_76 | Operational_New_Capacity_MW | -1
Victor_Lugo_HSN | Inyokern_North_Kramer_Geothermal_156 | Reliability_Capacity_In_Model_Year | 1 | Windmaster_Delta_Pumps_offpeak | Northern_California_Li_Battery_4hr_83 | Operational_New_Capacity_MW | -1
Victor_Lugo_HSN | Victor_Lugo_group | Operational_New_Capacity_MW | -1 | Windmaster_Delta_Pumps_offpeak | Northern_California_Li_Battery_4hr_94 | Operational_New_Capacity_MW | -1
Victor_Lugo_offpeak | Greater_Kramer_Flow_Battery_86 | Operational_New_Capacity_MW | -1 | Windmaster_Delta_Pumps_offpeak | Southern_PGAE_Li_Battery_4hr_95 | Operational_New_Capacity_MW | -1
Victor_Lugo_offpeak | Greater_Kramer_Flow_Battery_123 | Operational_New_Capacity_MW | -1 | Windmaster_Delta_Pumps_offpeak | Northern_California_Li_Battery_4hr_112 | Operational_New_Capacity_MW | -1
Victor_Lugo_offpeak | Greater_Kramer_Flow_Battery_156 | Operational_New_Capacity_MW | -1 | Windmaster_Delta_Pumps_offpeak | Northern_California_Li_Battery_4hr_126 | Operational_New_Capacity_MW | -1
Victor_Lugo_offpeak | Greater_Kramer_Li_Battery_4hr_86 | Operational_New_Capacity_MW | -1 | Windmaster_Delta_Pumps_offpeak | Northern_California_Li_Battery_4hr_150 | Operational_New_Capacity_MW | -1
Victor_Lugo_offpeak | Greater_Kramer_Li_Battery_4hr_123 | Operational_New_Capacity_MW | -1 | Windmaster_Delta_Pumps_offpeak | Northern_California_Li_Battery_4hr_155 | Operational_New_Capacity_MW | -1
Victor_Lugo_offpeak | Greater_Kramer_Li_Battery_4hr_156 | Operational_New_Capacity_MW | -1 | Windmaster_Delta_Pumps_offpeak | Northern_California_Li_Battery_4hr_158 | Operational_New_Capacity_MW | -1
Victor_Lugo_offpeak | Greater_Kramer_Li_Battery_8hr_86 | Operational_New_Capacity_MW | -1 | Windmaster_Delta_Pumps_offpeak | Northern_California_Li_Battery_8hr_51 | Operational_New_Capacity_MW | -1
Victor_Lugo_offpeak | Greater_Kramer_Li_Battery_8hr_123 | Operational_New_Capacity_MW | -1 | Windmaster_Delta_Pumps_offpeak | Northern_California_Li_Battery_8hr_68 | Operational_New_Capacity_MW | -1
Victor_Lugo_offpeak | Greater_Kramer_Li_Battery_8hr_156 | Operational_New_Capacity_MW | -1 | Windmaster_Delta_Pumps_offpeak | Northern_California_Li_Battery_8hr_76 | Operational_New_Capacity_MW | -1
Victor_Lugo_offpeak | Greater_Kramer_Solar_86 | Operational_New_Capacity_MW | 0.77 | Windmaster_Delta_Pumps_offpeak | Northern_California_Li_Battery_8hr_83 | Operational_New_Capacity_MW | -1
Victor_Lugo_offpeak | Greater_Kramer_Solar_123 | Operational_New_Capacity_MW | 0.77 | Windmaster_Delta_Pumps_offpeak | Northern_California_Li_Battery_8hr_94 | Operational_New_Capacity_MW | -1
Victor_Lugo_offpeak | Greater_Kramer_Solar_156 | Operational_New_Capacity_MW | 0.77 | Windmaster_Delta_Pumps_offpeak | Southern_PGAE_Li_Battery_8hr_95 | Operational_New_Capacity_MW | -1
Victor_Lugo_offpeak | Inyokern_North_Kramer_Geothermal_156 | Operational_New_Capacity_MW | 1 | Windmaster_Delta_Pumps_offpeak | Northern_California_Li_Battery_8hr_112 | Operational_New_Capacity_MW | -1
Victor_Lugo_offpeak | Victor_Lugo_group | Operational_New_Capacity_MW | -1 | Windmaster_Delta_Pumps_offpeak | Northern_California_Li_Battery_8hr_126 | Operational_New_Capacity_MW | -1
Victor_Lugo_SSN | Greater_Kramer_Flow_Battery_86 | Reliability_Capacity_In_Model_Year | 0.5 | Windmaster_Delta_Pumps_offpeak | Northern_California_Li_Battery_8hr_150 | Operational_New_Capacity_MW | -1
Victor_Lugo_SSN | Greater_Kramer_Flow_Battery_123 | Reliability_Capacity_In_Model_Year | 0.5 | Windmaster_Delta_Pumps_offpeak | Northern_California_Li_Battery_8hr_155 | Operational_New_Capacity_MW | -1
Victor_Lugo_SSN | Greater_Kramer_Flow_Battery_156 | Reliability_Capacity_In_Model_Year | 0.5 | Windmaster_Delta_Pumps_offpeak | Northern_California_Li_Battery_8hr_158 | Operational_New_Capacity_MW | -1
Victor_Lugo_SSN | Greater_Kramer_Li_Battery_4hr_86 | Reliability_Capacity_In_Model_Year | 0.5 | Windmaster_Delta_Pumps_offpeak | Northern_California_Solar_51 | Operational_New_Capacity_MW | 0.68
Victor_Lugo_SSN | Greater_Kramer_Li_Battery_4hr_123 | Reliability_Capacity_In_Model_Year | 0.5 | Windmaster_Delta_Pumps_offpeak | Northern_California_Solar_68 | Operational_New_Capacity_MW | 0.68
Victor_Lugo_SSN | Greater_Kramer_Li_Battery_4hr_156 | Reliability_Capacity_In_Model_Year | 0.5 | Windmaster_Delta_Pumps_offpeak | Northern_California_Solar_76 | Operational_New_Capacity_MW | 0.68
Victor_Lugo_SSN | Greater_Kramer_Li_Battery_8hr_86 | Reliability_Capacity_In_Model_Year | 0.5 | Windmaster_Delta_Pumps_offpeak | Northern_California_Solar_83 | Operational_New_Capacity_MW | 0.68
Victor_Lugo_SSN | Greater_Kramer_Li_Battery_8hr_123 | Reliability_Capacity_In_Model_Year | 0.5 | Windmaster_Delta_Pumps_offpeak | Northern_California_Solar_94 | Operational_New_Capacity_MW | 0.68
Victor_Lugo_SSN | Greater_Kramer_Li_Battery_8hr_156 | Reliability_Capacity_In_Model_Year | 0.5 | Windmaster_Delta_Pumps_offpeak | Northern_California_Solar_112 | Operational_New_Capacity_MW | 0.68
Victor_Lugo_SSN | Greater_Kramer_Solar_86 | Reliability_Capacity_In_Model_Year | 0.427 | Windmaster_Delta_Pumps_offpeak | Northern_California_Solar_126 | Operational_New_Capacity_MW | 0.68
Victor_Lugo_SSN | Greater_Kramer_Solar_123 | Reliability_Capacity_In_Model_Year | 0.427 | Windmaster_Delta_Pumps_offpeak | Northern_California_Solar_150 | Operational_New_Capacity_MW | 0.68
Victor_Lugo_SSN | Greater_Kramer_Solar_156 | Reliability_Capacity_In_Model_Year | 0.427 | Windmaster_Delta_Pumps_offpeak | Northern_California_Solar_155 | Operational_New_Capacity_MW | 0.68
Victor_Lugo_SSN | Inyokern_North_Kramer_Geothermal_156 | Reliability_Capacity_In_Model_Year | 1 | Windmaster_Delta_Pumps_offpeak | Northern_California_Solar_158 | Operational_New_Capacity_MW | 0.68
Victor_Lugo_SSN | Victor_Lugo_group | Operational_New_Capacity_MW | -1 | Windmaster_Delta_Pumps_offpeak | Northern_California_Wind_76 | Operational_New_Capacity_MW | 0.63
Vincent_Lugo_HSN | Tehachapi_Adiabatic_CAES_13 | Reliability_Capacity_In_Model_Year | 1 | Windmaster_Delta_Pumps_offpeak | Northern_California_Wind_83 | Operational_New_Capacity_MW | 0.63
Vincent_Lugo_HSN | Tehachapi_Flow_Battery_13 | Reliability_Capacity_In_Model_Year | 1 | Windmaster_Delta_Pumps_offpeak | Solano_Wind_94 | Operational_New_Capacity_MW | 0.63
Vincent_Lugo_HSN | Greater_LA_Flow_Battery_18 | Reliability_Capacity_In_Model_Year | 1 | Windmaster_Delta_Pumps_offpeak | Solano_Wind_126 | Operational_New_Capacity_MW | 0.63
Vincent_Lugo_HSN | Tehachapi_Flow_Battery_32 | Reliability_Capacity_In_Model_Year | 1 | Windmaster_Delta_Pumps_offpeak | Southern_PGAE_Solar_95 | Operational_New_Capacity_MW | 0.68
Vincent_Lugo_HSN | Tehachapi_Flow_Battery_66 | Reliability_Capacity_In_Model_Year | 1 | Woodland_Davis_offpeak | Northern_California_Flow_Battery_178 | Operational_New_Capacity_MW | -1
Vincent_Lugo_HSN | Tehachapi_Li_Battery_4hr_13 | Reliability_Capacity_In_Model_Year | 1 | Woodland_Davis_offpeak | Northern_California_Flow_Battery_179 | Operational_New_Capacity_MW | -1
Vincent_Lugo_HSN | Greater_LA_Li_Battery_4hr_18 | Reliability_Capacity_In_Model_Year | 1 | Woodland_Davis_offpeak | Northern_California_Flow_Battery_180 | Operational_New_Capacity_MW | -1
Vincent_Lugo_HSN | Tehachapi_Li_Battery_4hr_32 | Reliability_Capacity_In_Model_Year | 1 | Woodland_Davis_offpeak | Northern_California_Li_Battery_4hr_178 | Operational_New_Capacity_MW | -1
Vincent_Lugo_HSN | Tehachapi_Li_Battery_4hr_66 | Reliability_Capacity_In_Model_Year | 1 | Woodland_Davis_offpeak | Northern_California_Li_Battery_4hr_179 | Operational_New_Capacity_MW | -1
Vincent_Lugo_HSN | Tehachapi_Li_Battery_8hr_13 | Reliability_Capacity_In_Model_Year | 1 | Woodland_Davis_offpeak | Northern_California_Li_Battery_4hr_180 | Operational_New_Capacity_MW | -1
Vincent_Lugo_HSN | Greater_LA_Li_Battery_8hr_18 | Reliability_Capacity_In_Model_Year | 1 | Woodland_Davis_offpeak | Northern_California_Li_Battery_8hr_178 | Operational_New_Capacity_MW | -1
Vincent_Lugo_HSN | Tehachapi_Li_Battery_8hr_32 | Reliability_Capacity_In_Model_Year | 1 | Woodland_Davis_offpeak | Northern_California_Li_Battery_8hr_179 | Operational_New_Capacity_MW | -1
Vincent_Lugo_HSN | Tehachapi_Li_Battery_8hr_66 | Reliability_Capacity_In_Model_Year | 1 | Woodland_Davis_offpeak | Northern_California_Li_Battery_8hr_180 | Operational_New_Capacity_MW | -1
Vincent_Lugo_HSN | Tehachapi_Pumped_Storage_32 | Reliability_Capacity_In_Model_Year | 1 | Woodland_Davis_offpeak | Northern_California_Solar_178 | Operational_New_Capacity_MW | 0.68
Vincent_Lugo_HSN | Greater_LA_Solar_18 | Reliability_Capacity_In_Model_Year | 0.106 | Woodland_Davis_offpeak | Northern_California_Solar_179 | Operational_New_Capacity_MW | 0.68
Vincent_Lugo_HSN | Tehachapi_Solar_13 | Reliability_Capacity_In_Model_Year | 0.106 | Woodland_Davis_offpeak | Northern_California_Solar_180 | Operational_New_Capacity_MW | 0.68
Vincent_Lugo_HSN | Tehachapi_Solar_32 | Reliability_Capacity_In_Model_Year | 0.106 | 0 | 0 | Operational_New_Capacity_MW | 0
Vincent_Lugo_HSN | Tehachapi_Solar_66 | Reliability_Capacity_In_Model_Year | 0.106 | Antelope_Vincent_HSN | Antelope_Vincent_group | Operational_New_Capacity_MW | -1
Vincent_Lugo_HSN | Tehachapi_Wind_13 | Reliability_Capacity_In_Model_Year | 0.665 | Vincent_Lugo_HSN | Vincent_Lugo_group | Operational_New_Capacity_MW | -1
Vincent_Lugo_HSN | Tehachapi_Wind_18 | Reliability_Capacity_In_Model_Year | 0.665 | Pardee_Sylmar_HSN | Pardee_Sylmar_group | Operational_New_Capacity_MW | -1
Vincent_Lugo_HSN | Tehachapi_Wind_32 | Reliability_Capacity_In_Model_Year | 0.665 | Windhub_HSN | Windhub_group | Operational_New_Capacity_MW | -1
Vincent_Lugo_HSN | Vincent_Lugo_group | Operational_New_Capacity_MW | -1 | Moorpark_Pardee_HSN | Moorpark_Pardee_group | Operational_New_Capacity_MW | -1
Vincent_Lugo_offpeak | Tehachapi_Adiabatic_CAES_13 | Operational_New_Capacity_MW | -1 | North_Magunden_HSN | North_Magunden_group | Operational_New_Capacity_MW | -1
Vincent_Lugo_offpeak | Tehachapi_Flow_Battery_13 | Operational_New_Capacity_MW | -1 | South_Magunden_On_Peak_HSN | South_Magunden_On_Peak_group | Operational_New_Capacity_MW | -1
Vincent_Lugo_offpeak | Greater_LA_Flow_Battery_18 | Operational_New_Capacity_MW | -1 | 0 | South_Magunden_Off_Peak_group | Operational_New_Capacity_MW | 0
Vincent_Lugo_offpeak | Tehachapi_Flow_Battery_32 | Operational_New_Capacity_MW | -1 | Antelope_Neenach_On_Peak_HSN | Antelope_Neenach_On_Peak_group | Operational_New_Capacity_MW | -1
Vincent_Lugo_offpeak | Tehachapi_Flow_Battery_66 | Operational_New_Capacity_MW | -1 | 0 | Antelope_Neenach_Off_Peak_group | Operational_New_Capacity_MW | 0
Vincent_Lugo_offpeak | Tehachapi_Li_Battery_4hr_13 | Operational_New_Capacity_MW | -1 | Del_Amo_Barre_HSN | Del_Amo_Barre_group | Operational_New_Capacity_MW | -1
Vincent_Lugo_offpeak | Greater_LA_Li_Battery_4hr_18 | Operational_New_Capacity_MW | -1 | Hinson_Del_Amo_HSN | Hinson_Del_Amo_group | Operational_New_Capacity_MW | -1
Vincent_Lugo_offpeak | Tehachapi_Li_Battery_4hr_32 | Operational_New_Capacity_MW | -1 | SCE_Metro_Default_HSN | SCE_Metro_Default_group | Operational_New_Capacity_MW | 0
Vincent_Lugo_offpeak | Tehachapi_Li_Battery_4hr_66 | Operational_New_Capacity_MW | -1 | Control_Inyokern_HSN | Control_Inyokern_group | Operational_New_Capacity_MW | -1
Vincent_Lugo_offpeak | Tehachapi_Li_Battery_8hr_13 | Operational_New_Capacity_MW | -1 | Kramer_Victor_HSN | Kramer_Victor_group | Operational_New_Capacity_MW | -1
Vincent_Lugo_offpeak | Greater_LA_Li_Battery_8hr_18 | Operational_New_Capacity_MW | -1 | Victor_Lugo_HSN | Victor_Lugo_group | Operational_New_Capacity_MW | -1
Vincent_Lugo_offpeak | Tehachapi_Li_Battery_8hr_32 | Operational_New_Capacity_MW | -1 | Lugo_500_230_Transformer_HSN | Lugo_500_230_Transformer_group | Operational_New_Capacity_MW | -1
Vincent_Lugo_offpeak | Tehachapi_Li_Battery_8hr_66 | Operational_New_Capacity_MW | -1 | Calcite_Lugo_HSN | Calcite_Lugo_group | Operational_New_Capacity_MW | -1
Vincent_Lugo_offpeak | Tehachapi_Pumped_Storage_32 | Operational_New_Capacity_MW | -1 | Colorado_River_230_HSN | Colorado_River_230_group | Operational_New_Capacity_MW | -1
Vincent_Lugo_offpeak | Greater_LA_Solar_18 | Operational_New_Capacity_MW | 0.77 | Colorado_River_Red_Bluff_HSN | Colorado_River_Red_Bluff_group | Operational_New_Capacity_MW | -1
Vincent_Lugo_offpeak | Tehachapi_Solar_13 | Operational_New_Capacity_MW | 0.77 | DCRT_HSN | DCRT_group | Operational_New_Capacity_MW | -1
Vincent_Lugo_offpeak | Tehachapi_Solar_32 | Operational_New_Capacity_MW | 0.77 | Devers_Red_Bluff_HSN | Devers_Red_Bluff_group | Operational_New_Capacity_MW | -1
Vincent_Lugo_offpeak | Tehachapi_Solar_66 | Operational_New_Capacity_MW | 0.77 |  |  | Operational_New_Capacity_MW | 0
Vincent_Lugo_offpeak | Tehachapi_Wind_13 | Operational_New_Capacity_MW | 0.44 | Etiwanda_Rancho_Vista_HSN | Etiwanda_Rancho_Vista_group | Operational_New_Capacity_MW | -1
Vincent_Lugo_offpeak | Tehachapi_Wind_18 | Operational_New_Capacity_MW | 0.44 | Red_Bluff_230_HSN | Red_Bluff_230_group | Operational_New_Capacity_MW | -1
Vincent_Lugo_offpeak | Tehachapi_Wind_32 | Operational_New_Capacity_MW | 0.44 | Serrano_Alberhill_Valley_HSN | Serrano_Alberhill_Valley_group | Operational_New_Capacity_MW | -1
Vincent_Lugo_offpeak | Vincent_Lugo_group | Operational_New_Capacity_MW | -1 | VEA_138_HSN | VEA_138_group | Operational_New_Capacity_MW | -1
Vincent_Lugo_SSN | Tehachapi_Adiabatic_CAES_13 | Reliability_Capacity_In_Model_Year | 0.5 | GLW_230_HSN | GLW_230_group | Operational_New_Capacity_MW | -1
Vincent_Lugo_SSN | Tehachapi_Flow_Battery_13 | Reliability_Capacity_In_Model_Year | 0.5 | Lugo_Victorville_HSN | Lugo_Victorville_group | Operational_New_Capacity_MW | -1
Vincent_Lugo_SSN | Greater_LA_Flow_Battery_18 | Reliability_Capacity_In_Model_Year | 0.5 | Capistrano_San_Onofre_HSN | Capistrano_San_Onofre_group | Operational_New_Capacity_MW | -1
Vincent_Lugo_SSN | Tehachapi_Flow_Battery_32 | Reliability_Capacity_In_Model_Year | 0.5 | Chicarita_138_HSN | Chicarita_138_group | Operational_New_Capacity_MW | -1
Vincent_Lugo_SSN | Tehachapi_Flow_Battery_66 | Reliability_Capacity_In_Model_Year | 0.5 | Internal_San_Diego_HSN | Internal_San_Diego_group | Operational_New_Capacity_MW | -1
Vincent_Lugo_SSN | Tehachapi_Li_Battery_4hr_13 | Reliability_Capacity_In_Model_Year | 0.5 | Encina_San_Luis_Rey_HSN | Encina_San_Luis_Rey_group | Operational_New_Capacity_MW | -1
Vincent_Lugo_SSN | Greater_LA_Li_Battery_4hr_18 | Reliability_Capacity_In_Model_Year | 0.5 | East_Miguel_HSN | East_Miguel_group | Operational_New_Capacity_MW | -1
Vincent_Lugo_SSN | Tehachapi_Li_Battery_4hr_32 | Reliability_Capacity_In_Model_Year | 0.5 | San_Luis_Rey_San_Onofre_HSN | San_Luis_Rey_San_Onofre_group | Operational_New_Capacity_MW | -1
Vincent_Lugo_SSN | Tehachapi_Li_Battery_4hr_66 | Reliability_Capacity_In_Model_Year | 0.5 | Silvergate_Bay_Blvd_HSN | Silvergate_Bay_Blvd_group | Operational_New_Capacity_MW | -1
Vincent_Lugo_SSN | Tehachapi_Li_Battery_8hr_13 | Reliability_Capacity_In_Model_Year | 0.5 | Silvergate_Old_Town_HSN | Silvergate_Old_Town_group | Operational_New_Capacity_MW | -1
Vincent_Lugo_SSN | Greater_LA_Li_Battery_8hr_18 | Reliability_Capacity_In_Model_Year | 0.5 | Talega_230_HSN | Talega_230_group | Operational_New_Capacity_MW | -1
Vincent_Lugo_SSN | Tehachapi_Li_Battery_8hr_32 | Reliability_Capacity_In_Model_Year | 0.5 | Trabuco_Capistrano_HSN | Trabuco_Capistrano_group | Operational_New_Capacity_MW | -1
Vincent_Lugo_SSN | Tehachapi_Li_Battery_8hr_66 | Reliability_Capacity_In_Model_Year | 0.5 | Santa_Rosa_Corona_HSN | Santa_Rosa_Corona_group | Operational_New_Capacity_MW | -1
Vincent_Lugo_SSN | Tehachapi_Pumped_Storage_32 | Reliability_Capacity_In_Model_Year | 0.5 | Vaca_Dixon_Tesla_HSN | Vaca_Dixon_Tesla_group | Operational_New_Capacity_MW | -1
Vincent_Lugo_SSN | Greater_LA_Solar_18 | Reliability_Capacity_In_Model_Year | 0.427 | Woodland_Davis_HSN | Woodland_Davis_group | Operational_New_Capacity_MW | -1
Vincent_Lugo_SSN | Tehachapi_Solar_13 | Reliability_Capacity_In_Model_Year | 0.427 | Cortina_Eagle_Rock_HSN | Cortina_Eagle_Rock_group | Operational_New_Capacity_MW | -1
Vincent_Lugo_SSN | Tehachapi_Solar_32 | Reliability_Capacity_In_Model_Year | 0.427 | Bell_Placer_HSN | Bell_Placer_group | Operational_New_Capacity_MW | -1
Vincent_Lugo_SSN | Tehachapi_Solar_66 | Reliability_Capacity_In_Model_Year | 0.427 | Carberry_Round_Mt_HSN | Carberry_Round_Mt_group | Operational_New_Capacity_MW | -1
Vincent_Lugo_SSN | Tehachapi_Wind_13 | Reliability_Capacity_In_Model_Year | 0.163 | Rocklin_Pleasant_Grove_HSN | Rocklin_Pleasant_Grove_group | Operational_New_Capacity_MW | -1
Vincent_Lugo_SSN | Tehachapi_Wind_18 | Reliability_Capacity_In_Model_Year | 0.163 | Bellota_Weber_HSN | Subacco_group | Operational_New_Capacity_MW | -1
Vincent_Lugo_SSN | Tehachapi_Wind_32 | Reliability_Capacity_In_Model_Year | 0.163 | Rio_Oso_Brighton_HSN | Subacco_group | Operational_New_Capacity_MW | -1.2478
Vincent_Lugo_SSN | Vincent_Lugo_group | Operational_New_Capacity_MW | -1 | Rio_Oso_Lockeford_HSN | Subacco_group | Operational_New_Capacity_MW | -1.0543
Windhub_HSN | Tehachapi_Flow_Battery_32 | Reliability_Capacity_In_Model_Year | 1 | Dumbarton_Newark_HSN | Collinsville_500_group | Operational_New_Capacity_MW | -1
Windhub_HSN | Tehachapi_Li_Battery_4hr_32 | Reliability_Capacity_In_Model_Year | 1 | Eastshore_San_Mateo_HSN | Collinsville_500_group | Operational_New_Capacity_MW | -0.56033
Windhub_HSN | Tehachapi_Li_Battery_8hr_32 | Reliability_Capacity_In_Model_Year | 1 | Lakeville_Ignacio_HSN | Collinsville_500_group | Operational_New_Capacity_MW | -0.88037
Windhub_HSN | Tehachapi_Pumped_Storage_32 | Reliability_Capacity_In_Model_Year | 1 | Sobrante_Moraga_HSN | Collinsville_500_group | Operational_New_Capacity_MW | -0.66769
Windhub_HSN | Tehachapi_Solar_32 | Reliability_Capacity_In_Model_Year | 0.106 | Windmaster_Delta_Pumps_HSN | Contra_Costa_Tesla_Newark_group | Operational_New_Capacity_MW | -1
Windhub_HSN | Tehachapi_Wind_32 | Reliability_Capacity_In_Model_Year | 0.665 | Contra_Costa_Windmaster_HSN | Contra_Costa_Tesla_Newark_group | Operational_New_Capacity_MW | -0.92824
Windhub_HSN | Windhub_group | Operational_New_Capacity_MW | -1 | Tesla_Tracy_Pumps_2_HSN | Contra_Costa_Tesla_Newark_group | Operational_New_Capacity_MW | -0.58353
Windhub_offpeak | Tehachapi_Flow_Battery_32 | Operational_New_Capacity_MW | -1 | Kasson_Jct_Heinz_HSN | Nikola_group | Operational_New_Capacity_MW | -1
Windhub_offpeak | Tehachapi_Li_Battery_4hr_32 | Operational_New_Capacity_MW | -1 | Newark_Newark_Dist_HSN | Nikola_group | Operational_New_Capacity_MW | -0.66215
Windhub_offpeak | Tehachapi_Li_Battery_8hr_32 | Operational_New_Capacity_MW | -1 | Tesla_Bellota_HSN | Nikola_group | Operational_New_Capacity_MW | -0.23904
Windhub_offpeak | Tehachapi_Pumped_Storage_32 | Operational_New_Capacity_MW | -1 | Eight_Mile_Tesla_HSN | Nikola_group | Operational_New_Capacity_MW | -0.12988
Windhub_offpeak | Tehachapi_Solar_32 | Operational_New_Capacity_MW | 0.77 | Grant_Eastshore_2_HSN | Grant_Eastshore_2_group | Operational_New_Capacity_MW | -1
Windhub_offpeak | Tehachapi_Wind_32 | Operational_New_Capacity_MW | 0.44 | Tesla_Salado_HSN | Tesla_Salado_group | Operational_New_Capacity_MW | -0.94595
Windhub_offpeak | Windhub_group | Operational_New_Capacity_MW | -1 | Newark_Los_Esteros_HSN | Newark_Los_Esteros_group | Operational_New_Capacity_MW | -0.20115
Windhub_SSN | Tehachapi_Flow_Battery_32 | Reliability_Capacity_In_Model_Year | 0.5 | Morganhill_Metcalf_HSN | Morganhill_Metcalf_group | Operational_New_Capacity_MW | -1
Windhub_SSN | Tehachapi_Li_Battery_4hr_32 | Reliability_Capacity_In_Model_Year | 0.5 | Tesla_Tracy_Pump_1_HSN | Tesla_Tracy_Pump_1_group | Operational_New_Capacity_MW | -1
Windhub_SSN | Tehachapi_Li_Battery_8hr_32 | Reliability_Capacity_In_Model_Year | 0.5 | Birds_Landing_Contra_Costa_HSN | Birds_Landing_Contra_Costa_group | Operational_New_Capacity_MW | -1
Windhub_SSN | Tehachapi_Pumped_Storage_32 | Reliability_Capacity_In_Model_Year | 0.5 | Oceano_Calendar_HSN | Oceano_Calendar_group | Operational_New_Capacity_MW | -1
Windhub_SSN | Tehachapi_Solar_32 | Reliability_Capacity_In_Model_Year | 0.427 | Midway_Q2005_HSN | Midway_Q2005_group | Operational_New_Capacity_MW | -1
Windhub_SSN | Tehachapi_Wind_32 | Reliability_Capacity_In_Model_Year | 0.163 | Smyrna _Q1984_HSN | Smyrna _Q1984_group | Operational_New_Capacity_MW | -1
Windhub_SSN | Windhub_group | Operational_New_Capacity_MW | -1 | Kern_TB_4_HSN | Kern_TB_4_group | Operational_New_Capacity_MW | -1
Windmaster_Delta_Pumps_HSN | Northern_California_Flow_Battery_51 | Reliability_Capacity_In_Model_Year | 1 | Midway_Taft_HSN | Midway_Taft_group | Operational_New_Capacity_MW | -0.043689
Windmaster_Delta_Pumps_HSN | Northern_California_Flow_Battery_68 | Reliability_Capacity_In_Model_Year | 1 | Kern_Tevis_Stockdale_Lamont_HSN | Kern_Tevis_Stockdale_Lamont_group | Operational_New_Capacity_MW | -1
Windmaster_Delta_Pumps_HSN | Northern_California_Flow_Battery_76 | Reliability_Capacity_In_Model_Year | 1 | Midway_TB_3_HSN | Midway_TB_3_group | Operational_New_Capacity_MW | -1
Windmaster_Delta_Pumps_HSN | Northern_California_Flow_Battery_83 | Reliability_Capacity_In_Model_Year | 1 | Semitropic_Midway_HSN | Semitropic_Midway_group | Operational_New_Capacity_MW | -1
Windmaster_Delta_Pumps_HSN | Northern_California_Flow_Battery_94 | Reliability_Capacity_In_Model_Year | 1 | Midway_Q2011_HSN | Midway_Q2011_group | Operational_New_Capacity_MW | -1
Windmaster_Delta_Pumps_HSN | Southern_PGAE_Flow_Battery_95 | Reliability_Capacity_In_Model_Year | 1 | Gates_TB_11_HSN | Gates_TB_13_group | Operational_New_Capacity_MW | -1
Windmaster_Delta_Pumps_HSN | Northern_California_Flow_Battery_112 | Reliability_Capacity_In_Model_Year | 1 | Gates_TB_12_HSN | Gates_TB_13_group | Operational_New_Capacity_MW | -1.4769
Windmaster_Delta_Pumps_HSN | Northern_California_Flow_Battery_126 | Reliability_Capacity_In_Model_Year | 1 | Gates_TB_5_HSN | Gates_TB_5_group | Operational_New_Capacity_MW | -1
Windmaster_Delta_Pumps_HSN | Northern_California_Flow_Battery_150 | Reliability_Capacity_In_Model_Year | 1 | Tranquility_Helm_HSN | Tranquility_Helm_group | Operational_New_Capacity_MW | -1
Windmaster_Delta_Pumps_HSN | Northern_California_Flow_Battery_155 | Reliability_Capacity_In_Model_Year | 1 | Dairyland_Chowchilla_HSN | Dairyland_Chowchilla_group | Operational_New_Capacity_MW | -1
Windmaster_Delta_Pumps_HSN | Northern_California_Flow_Battery_158 | Reliability_Capacity_In_Model_Year | 1 | Chowchilla_Le_Grand_HSN | Chowchilla_Le_Grand_group | Operational_New_Capacity_MW | -1
Windmaster_Delta_Pumps_HSN | Northern_California_Li_Battery_4hr_51 | Reliability_Capacity_In_Model_Year | 1 | Los_Banos_500_230_HSN | Manning_500_group | Operational_New_Capacity_MW | -1
Windmaster_Delta_Pumps_HSN | Northern_California_Li_Battery_4hr_68 | Reliability_Capacity_In_Model_Year | 1 | Panoche_Los_Banos_HSN | Manning_500_group | Operational_New_Capacity_MW | -1.2912
Windmaster_Delta_Pumps_HSN | Northern_California_Li_Battery_4hr_76 | Reliability_Capacity_In_Model_Year | 1 | Dos_Amigos_Panoche_HSN | Manning_500_group | Operational_New_Capacity_MW | -1.2912
Windmaster_Delta_Pumps_HSN | Northern_California_Li_Battery_4hr_83 | Reliability_Capacity_In_Model_Year | 1 | Schindler_TB_1_HSN | Manning_115_group | Operational_New_Capacity_MW | -1
Windmaster_Delta_Pumps_HSN | Northern_California_Li_Battery_4hr_94 | Reliability_Capacity_In_Model_Year | 1 | Panoche_Mendota_HSN | Manning_115_group | Operational_New_Capacity_MW | -0.63892
Windmaster_Delta_Pumps_HSN | Southern_PGAE_Li_Battery_4hr_95 | Reliability_Capacity_In_Model_Year | 1 | Coalinga_1_Coalinga_2_HSN | Manning_115_group | Operational_New_Capacity_MW | -0.27785
Windmaster_Delta_Pumps_HSN | Northern_California_Li_Battery_4hr_112 | Reliability_Capacity_In_Model_Year | 1 | Panoche_Oro_Loma_HSN | Panoche_Oro_Loma_group | Operational_New_Capacity_MW | -1
Windmaster_Delta_Pumps_HSN | Northern_California_Li_Battery_4hr_126 | Reliability_Capacity_In_Model_Year | 1 | Borden_Storey_HSN | Borden_Storey_group | Operational_New_Capacity_MW | -1
Windmaster_Delta_Pumps_HSN | Northern_California_Li_Battery_4hr_150 | Reliability_Capacity_In_Model_Year | 1 | Merced_TB_2_HSN | Merced_TB_2_group | Operational_New_Capacity_MW | -1
Windmaster_Delta_Pumps_HSN | Northern_California_Li_Battery_4hr_155 | Reliability_Capacity_In_Model_Year | 1 | Oro Loma_El_Nido_HSN | Oro Loma_El_Nido_group | Operational_New_Capacity_MW | -1
Windmaster_Delta_Pumps_HSN | Northern_California_Li_Battery_4hr_158 | Reliability_Capacity_In_Model_Year | 1 | Q2008_Gates_HSN | Diablo_Midway_4_group | Operational_New_Capacity_MW | -1
Windmaster_Delta_Pumps_HSN | Northern_California_Li_Battery_8hr_51 | Reliability_Capacity_In_Model_Year | 1 | Mustang_Henrietta_HSN | Diablo_Midway_4_group | Operational_New_Capacity_MW | -0.60097
Windmaster_Delta_Pumps_HSN | Northern_California_Li_Battery_8hr_68 | Reliability_Capacity_In_Model_Year | 1 | Gates_Panoche_HSN | Gates_Panoche_group | Operational_New_Capacity_MW | -1
Windmaster_Delta_Pumps_HSN | Northern_California_Li_Battery_8hr_76 | Reliability_Capacity_In_Model_Year | 1 | Moss_Landing_Las_Aguillas_HSN | Moss_Landing_Las_Aguillas_group | Operational_New_Capacity_MW | 0
Windmaster_Delta_Pumps_HSN | Northern_California_Li_Battery_8hr_83 | Reliability_Capacity_In_Model_Year | 1 | Jackson_Waukena_Corcoran_HSN | Jackson_Waukena_Corcoran_group | Operational_New_Capacity_MW | 0
Windmaster_Delta_Pumps_HSN | Northern_California_Li_Battery_8hr_94 | Reliability_Capacity_In_Model_Year | 1 | Humboldt_Offshore_Line_HSN | Humboldt_Offshore_Line_group | Operational_New_Capacity_MW | -1
Windmaster_Delta_Pumps_HSN | Southern_PGAE_Li_Battery_8hr_95 | Reliability_Capacity_In_Model_Year | 1 | Morro_Bay_Offshore_500_HSN | Morro_Bay_Offshore_500_group | Operational_New_Capacity_MW | -1
Windmaster_Delta_Pumps_HSN | Northern_California_Li_Battery_8hr_112 | Reliability_Capacity_In_Model_Year | 1 | Del_Norte_Offshore_Line_HSN | Del_Norte_Offshore_Line_group | Operational_New_Capacity_MW | -1
Windmaster_Delta_Pumps_HSN | Northern_California_Li_Battery_8hr_126 | Reliability_Capacity_In_Model_Year | 1 | Cape_Mendocino_Offshore_Line_HSN | Cape_Mendocino_Offshore_Line_group | Operational_New_Capacity_MW | -1
Windmaster_Delta_Pumps_HSN | Northern_California_Li_Battery_8hr_150 | Reliability_Capacity_In_Model_Year | 1 | Antelope_Vincent_SSN | Antelope_Vincent_group | Operational_New_Capacity_MW | -1
Windmaster_Delta_Pumps_HSN | Northern_California_Li_Battery_8hr_155 | Reliability_Capacity_In_Model_Year | 1 | Vincent_Lugo_SSN | Vincent_Lugo_group | Operational_New_Capacity_MW | -1
Windmaster_Delta_Pumps_HSN | Northern_California_Li_Battery_8hr_158 | Reliability_Capacity_In_Model_Year | 1 | Pardee_Sylmar_SSN | Pardee_Sylmar_group | Operational_New_Capacity_MW | -1
Windmaster_Delta_Pumps_HSN | Northern_California_Solar_51 | Reliability_Capacity_In_Model_Year | 0.1 | Windhub_SSN | Windhub_group | Operational_New_Capacity_MW | -1
Windmaster_Delta_Pumps_HSN | Northern_California_Solar_68 | Reliability_Capacity_In_Model_Year | 0.1 | Moorpark_Pardee_SSN | Moorpark_Pardee_group | Operational_New_Capacity_MW | -1
Windmaster_Delta_Pumps_HSN | Northern_California_Solar_76 | Reliability_Capacity_In_Model_Year | 0.1 | North_Magunden_SSN | North_Magunden_group | Operational_New_Capacity_MW | -1
Windmaster_Delta_Pumps_HSN | Northern_California_Solar_83 | Reliability_Capacity_In_Model_Year | 0.1 | South_Magunden_On_Peak_SSN | South_Magunden_On_Peak_group | Operational_New_Capacity_MW | -1
Windmaster_Delta_Pumps_HSN | Northern_California_Solar_94 | Reliability_Capacity_In_Model_Year | 0.1 | Antelope_Neenach_On_Peak_SSN | Antelope_Neenach_On_Peak_group | Operational_New_Capacity_MW | -1
Windmaster_Delta_Pumps_HSN | Northern_California_Solar_112 | Reliability_Capacity_In_Model_Year | 0.1 | Del_Amo_Barre_SSN | Del_Amo_Barre_group | Operational_New_Capacity_MW | -1
Windmaster_Delta_Pumps_HSN | Northern_California_Solar_126 | Reliability_Capacity_In_Model_Year | 0.1 | Hinson_Del_Amo_SSN | Hinson_Del_Amo_group | Operational_New_Capacity_MW | -1
Windmaster_Delta_Pumps_HSN | Northern_California_Solar_150 | Reliability_Capacity_In_Model_Year | 0.1 | SCE_Metro_Default_SSN | SCE_Metro_Default_group | Operational_New_Capacity_MW | 0
Windmaster_Delta_Pumps_HSN | Northern_California_Solar_155 | Reliability_Capacity_In_Model_Year | 0.1 | Control_Inyokern_SSN | Control_Inyokern_group | Operational_New_Capacity_MW | -1
Windmaster_Delta_Pumps_HSN | Northern_California_Solar_158 | Reliability_Capacity_In_Model_Year | 0.1 | Kramer_Victor_SSN | Kramer_Victor_group | Operational_New_Capacity_MW | -1
Windmaster_Delta_Pumps_HSN | Northern_California_Wind_76 | Reliability_Capacity_In_Model_Year | 0.665 | Victor_Lugo_SSN | Victor_Lugo_group | Operational_New_Capacity_MW | -1
Windmaster_Delta_Pumps_HSN | Northern_California_Wind_83 | Reliability_Capacity_In_Model_Year | 0.665 | Lugo_500_230_Transformer_SSN | Lugo_500_230_Transformer_group | Operational_New_Capacity_MW | -1
Windmaster_Delta_Pumps_HSN | Solano_Wind_94 | Reliability_Capacity_In_Model_Year | 0.665 | Calcite_Lugo_SSN | Calcite_Lugo_group | Operational_New_Capacity_MW | -1
Windmaster_Delta_Pumps_HSN | Solano_Wind_126 | Reliability_Capacity_In_Model_Year | 0.665 | Colorado_River_230_SSN | Colorado_River_230_group | Operational_New_Capacity_MW | -1
Windmaster_Delta_Pumps_HSN | Southern_PGAE_Solar_95 | Reliability_Capacity_In_Model_Year | 0.1 | Colorado_River_Red_Bluff_SSN | Colorado_River_Red_Bluff_group | Operational_New_Capacity_MW | -1
Windmaster_Delta_Pumps_HSN | Contra_Costa_Tesla_Newark_group | Operational_New_Capacity_MW | -1 | DCRT_SSN | DCRT_group | Operational_New_Capacity_MW | -1
Windmaster_Delta_Pumps_offpeak | Northern_California_Flow_Battery_51 | Operational_New_Capacity_MW | -1 | Devers_Red_Bluff_SSN | Devers_Red_Bluff_group | Operational_New_Capacity_MW | -1
Windmaster_Delta_Pumps_offpeak | Northern_California_Flow_Battery_68 | Operational_New_Capacity_MW | -1 | Etiwanda_Rancho_Vista_SSN | Etiwanda_Rancho_Vista_group | Operational_New_Capacity_MW | -1
Windmaster_Delta_Pumps_offpeak | Northern_California_Flow_Battery_76 | Operational_New_Capacity_MW | -1 | Red_Bluff_230_SSN | Red_Bluff_230_group | Operational_New_Capacity_MW | -1
Windmaster_Delta_Pumps_offpeak | Northern_California_Flow_Battery_83 | Operational_New_Capacity_MW | -1 | Serrano_Alberhill_Valley_SSN | Serrano_Alberhill_Valley_group | Operational_New_Capacity_MW | -1
Windmaster_Delta_Pumps_offpeak | Northern_California_Flow_Battery_94 | Operational_New_Capacity_MW | -1 | VEA_138_SSN | VEA_138_group | Operational_New_Capacity_MW | -1
Windmaster_Delta_Pumps_offpeak | Southern_PGAE_Flow_Battery_95 | Operational_New_Capacity_MW | -1 | GLW_230_SSN | GLW_230_group | Operational_New_Capacity_MW | -1
Windmaster_Delta_Pumps_offpeak | Northern_California_Flow_Battery_112 | Operational_New_Capacity_MW | -1 | Lugo_Victorville_SSN | Lugo_Victorville_group | Operational_New_Capacity_MW | -1
Windmaster_Delta_Pumps_offpeak | Northern_California_Flow_Battery_126 | Operational_New_Capacity_MW | -1 | Capistrano_San_Onofre_SSN | Capistrano_San_Onofre_group | Operational_New_Capacity_MW | -1
Windmaster_Delta_Pumps_offpeak | Northern_California_Flow_Battery_150 | Operational_New_Capacity_MW | -1 | Chicarita_138_SSN | Chicarita_138_group | Operational_New_Capacity_MW | -1
Windmaster_Delta_Pumps_offpeak | Northern_California_Flow_Battery_155 | Operational_New_Capacity_MW | -1 | Internal_San_Diego_SSN | Internal_San_Diego_group | Operational_New_Capacity_MW | -1
Windmaster_Delta_Pumps_offpeak | Northern_California_Flow_Battery_158 | Operational_New_Capacity_MW | -1 | Encina_San_Luis_Rey_SSN | Encina_San_Luis_Rey_group | Operational_New_Capacity_MW | -1
Windmaster_Delta_Pumps_offpeak | Northern_California_Li_Battery_4hr_51 | Operational_New_Capacity_MW | -1 | East_Miguel_SSN | East_Miguel_group | Operational_New_Capacity_MW | -1
Windmaster_Delta_Pumps_offpeak | Northern_California_Li_Battery_4hr_68 | Operational_New_Capacity_MW | -1 | San_Luis_Rey_San_Onofre_SSN | San_Luis_Rey_San_Onofre_group | Operational_New_Capacity_MW | -1
Windmaster_Delta_Pumps_offpeak | Northern_California_Li_Battery_4hr_76 | Operational_New_Capacity_MW | -1 | Silvergate_Bay_Blvd_SSN | Silvergate_Bay_Blvd_group | Operational_New_Capacity_MW | -1
Windmaster_Delta_Pumps_offpeak | Northern_California_Li_Battery_4hr_83 | Operational_New_Capacity_MW | -1 | Silvergate_Old_Town_SSN | Silvergate_Old_Town_group | Operational_New_Capacity_MW | -1
Windmaster_Delta_Pumps_offpeak | Northern_California_Li_Battery_4hr_94 | Operational_New_Capacity_MW | -1 | Talega_230_SSN | Talega_230_group | Operational_New_Capacity_MW | -1
Windmaster_Delta_Pumps_offpeak | Southern_PGAE_Li_Battery_4hr_95 | Operational_New_Capacity_MW | -1 | Trabuco_Capistrano_SSN | Trabuco_Capistrano_group | Operational_New_Capacity_MW | -1
Windmaster_Delta_Pumps_offpeak | Northern_California_Li_Battery_4hr_112 | Operational_New_Capacity_MW | -1 | Santa_Rosa_Corona_SSN | Santa_Rosa_Corona_group | Operational_New_Capacity_MW | -1
Windmaster_Delta_Pumps_offpeak | Northern_California_Li_Battery_4hr_126 | Operational_New_Capacity_MW | -1 | Vaca_Dixon_Tesla_SSN | Vaca_Dixon_Tesla_group | Operational_New_Capacity_MW | -1
Windmaster_Delta_Pumps_offpeak | Northern_California_Li_Battery_4hr_150 | Operational_New_Capacity_MW | -1 | Woodland_Davis_SSN | Woodland_Davis_group | Operational_New_Capacity_MW | -1
Windmaster_Delta_Pumps_offpeak | Northern_California_Li_Battery_4hr_155 | Operational_New_Capacity_MW | -1 | Cortina_Eagle_Rock_SSN | Cortina_Eagle_Rock_group | Operational_New_Capacity_MW | -1
Windmaster_Delta_Pumps_offpeak | Northern_California_Li_Battery_4hr_158 | Operational_New_Capacity_MW | -1 | Bell_Placer_SSN | Bell_Placer_group | Operational_New_Capacity_MW | -1
Windmaster_Delta_Pumps_offpeak | Northern_California_Li_Battery_8hr_51 | Operational_New_Capacity_MW | -1 | Carberry_Round_Mt_SSN | Carberry_Round_Mt_group | Operational_New_Capacity_MW | -1
Windmaster_Delta_Pumps_offpeak | Northern_California_Li_Battery_8hr_68 | Operational_New_Capacity_MW | -1 | Rocklin_Pleasant_Grove_SSN | Rocklin_Pleasant_Grove_group | Operational_New_Capacity_MW | -1
Windmaster_Delta_Pumps_offpeak | Northern_California_Li_Battery_8hr_76 | Operational_New_Capacity_MW | -1 | Bellota_Weber_SSN | Subacco_group | Operational_New_Capacity_MW | -1
Windmaster_Delta_Pumps_offpeak | Northern_California_Li_Battery_8hr_83 | Operational_New_Capacity_MW | -1 | Rio_Oso_Brighton_SSN | Subacco_group | Operational_New_Capacity_MW | -1.2478
Windmaster_Delta_Pumps_offpeak | Northern_California_Li_Battery_8hr_94 | Operational_New_Capacity_MW | -1 | Rio_Oso_Lockeford_SSN | Subacco_group | Operational_New_Capacity_MW | -1.0543
Windmaster_Delta_Pumps_offpeak | Southern_PGAE_Li_Battery_8hr_95 | Operational_New_Capacity_MW | -1 | Dumbarton_Newark_SSN | Collinsville_500_group | Operational_New_Capacity_MW | -1
Windmaster_Delta_Pumps_offpeak | Northern_California_Li_Battery_8hr_112 | Operational_New_Capacity_MW | -1 | Eastshore_San_Mateo_SSN | Collinsville_500_group | Operational_New_Capacity_MW | -0.56033
Windmaster_Delta_Pumps_offpeak | Northern_California_Li_Battery_8hr_126 | Operational_New_Capacity_MW | -1 | Lakeville_Ignacio_SSN | Collinsville_500_group | Operational_New_Capacity_MW | -0.88037
Windmaster_Delta_Pumps_offpeak | Northern_California_Li_Battery_8hr_150 | Operational_New_Capacity_MW | -1 | Sobrante_Moraga_SSN | Collinsville_500_group | Operational_New_Capacity_MW | -0.66769
Windmaster_Delta_Pumps_offpeak | Northern_California_Li_Battery_8hr_155 | Operational_New_Capacity_MW | -1 | Windmaster_Delta_Pumps_SSN | Contra_Costa_Tesla_Newark_group | Operational_New_Capacity_MW | -1
Windmaster_Delta_Pumps_offpeak | Northern_California_Li_Battery_8hr_158 | Operational_New_Capacity_MW | -1 | Contra_Costa_Windmaster_SSN | Contra_Costa_Tesla_Newark_group | Operational_New_Capacity_MW | -0.92824
Windmaster_Delta_Pumps_offpeak | Northern_California_Solar_51 | Operational_New_Capacity_MW | 0.68 | Tesla_Tracy_Pumps_2_SSN | Contra_Costa_Tesla_Newark_group | Operational_New_Capacity_MW | -0.58353
Windmaster_Delta_Pumps_offpeak | Northern_California_Solar_68 | Operational_New_Capacity_MW | 0.68 | Kasson_Jct_Heinz_SSN | Nikola_group | Operational_New_Capacity_MW | -1
Windmaster_Delta_Pumps_offpeak | Northern_California_Solar_76 | Operational_New_Capacity_MW | 0.68 | Newark_Newark_Dist_SSN | Nikola_group | Operational_New_Capacity_MW | -0.66215
Windmaster_Delta_Pumps_offpeak | Northern_California_Solar_83 | Operational_New_Capacity_MW | 0.68 | Tesla_Bellota_SSN | Nikola_group | Operational_New_Capacity_MW | -0.23904
Windmaster_Delta_Pumps_offpeak | Northern_California_Solar_94 | Operational_New_Capacity_MW | 0.68 | Eight_Mile_Tesla_SSN | Nikola_group | Operational_New_Capacity_MW | -0.12988
Windmaster_Delta_Pumps_offpeak | Northern_California_Solar_112 | Operational_New_Capacity_MW | 0.68 | Grant_Eastshore_2_SSN | Grant_Eastshore_2_group | Operational_New_Capacity_MW | -1
Windmaster_Delta_Pumps_offpeak | Northern_California_Solar_126 | Operational_New_Capacity_MW | 0.68 | Tesla_Salado_SSN | Tesla_Salado_group | Operational_New_Capacity_MW | -0.94595
Windmaster_Delta_Pumps_offpeak | Northern_California_Solar_150 | Operational_New_Capacity_MW | 0.68 | Newark_Los_Esteros_SSN | Newark_Los_Esteros_group | Operational_New_Capacity_MW | -0.20115
Windmaster_Delta_Pumps_offpeak | Northern_California_Solar_155 | Operational_New_Capacity_MW | 0.68 | Morganhill_Metcalf_SSN | Morganhill_Metcalf_group | Operational_New_Capacity_MW | -1
Windmaster_Delta_Pumps_offpeak | Northern_California_Solar_158 | Operational_New_Capacity_MW | 0.68 | Tesla_Tracy_Pump_1_SSN | Tesla_Tracy_Pump_1_group | Operational_New_Capacity_MW | -1
Windmaster_Delta_Pumps_offpeak | Northern_California_Wind_76 | Operational_New_Capacity_MW | 0.63 | Birds_Landing_Contra_Costa_SSN | Birds_Landing_Contra_Costa_group | Operational_New_Capacity_MW | -1
Windmaster_Delta_Pumps_offpeak | Northern_California_Wind_83 | Operational_New_Capacity_MW | 0.63 | Oceano_Calendar_SSN | Oceano_Calendar_group | Operational_New_Capacity_MW | -1
Windmaster_Delta_Pumps_offpeak | Solano_Wind_94 | Operational_New_Capacity_MW | 0.63 | Midway_Q2005_SSN | Midway_Q2005_group | Operational_New_Capacity_MW | -1
Windmaster_Delta_Pumps_offpeak | Solano_Wind_126 | Operational_New_Capacity_MW | 0.63 | Smyrna _Q1984_SSN | Smyrna _Q1984_group | Operational_New_Capacity_MW | -1
Windmaster_Delta_Pumps_offpeak | Southern_PGAE_Solar_95 | Operational_New_Capacity_MW | 0.68 | Kern_TB_4_SSN | Kern_TB_4_group | Operational_New_Capacity_MW | -1
Windmaster_Delta_Pumps_offpeak | Contra_Costa_Tesla_Newark_group | Operational_New_Capacity_MW | -1 | Midway_Taft_SSN | Midway_Taft_group | Operational_New_Capacity_MW | -0.043689
Windmaster_Delta_Pumps_SSN | Northern_California_Flow_Battery_51 | Reliability_Capacity_In_Model_Year | 0.5 | Kern_Tevis_Stockdale_Lamont_SSN | Kern_Tevis_Stockdale_Lamont_group | Operational_New_Capacity_MW | -1
Windmaster_Delta_Pumps_SSN | Northern_California_Flow_Battery_68 | Reliability_Capacity_In_Model_Year | 0.5 | Midway_TB_3_SSN | Midway_TB_3_group | Operational_New_Capacity_MW | -1
Windmaster_Delta_Pumps_SSN | Northern_California_Flow_Battery_76 | Reliability_Capacity_In_Model_Year | 0.5 | Semitropic_Midway_SSN | Semitropic_Midway_group | Operational_New_Capacity_MW | -1
Windmaster_Delta_Pumps_SSN | Northern_California_Flow_Battery_83 | Reliability_Capacity_In_Model_Year | 0.5 | Midway_Q2011_SSN | Midway_Q2011_group | Operational_New_Capacity_MW | -1
Windmaster_Delta_Pumps_SSN | Northern_California_Flow_Battery_94 | Reliability_Capacity_In_Model_Year | 0.5 | Gates_TB_11_SSN | Gates_TB_13_group | Operational_New_Capacity_MW | -1
Windmaster_Delta_Pumps_SSN | Southern_PGAE_Flow_Battery_95 | Reliability_Capacity_In_Model_Year | 0.5 | Gates_TB_12_SSN | Gates_TB_13_group | Operational_New_Capacity_MW | -1.4769
Windmaster_Delta_Pumps_SSN | Northern_California_Flow_Battery_112 | Reliability_Capacity_In_Model_Year | 0.5 | Gates_TB_5_SSN | Gates_TB_5_group | Operational_New_Capacity_MW | -1
Windmaster_Delta_Pumps_SSN | Northern_California_Flow_Battery_126 | Reliability_Capacity_In_Model_Year | 0.5 | Tranquility_Helm_SSN | Tranquility_Helm_group | Operational_New_Capacity_MW | -1
Windmaster_Delta_Pumps_SSN | Northern_California_Flow_Battery_150 | Reliability_Capacity_In_Model_Year | 0.5 | Dairyland_Chowchilla_SSN | Dairyland_Chowchilla_group | Operational_New_Capacity_MW | -1
Windmaster_Delta_Pumps_SSN | Northern_California_Flow_Battery_155 | Reliability_Capacity_In_Model_Year | 0.5 | Chowchilla_Le_Grand_SSN | Chowchilla_Le_Grand_group | Operational_New_Capacity_MW | -1
Windmaster_Delta_Pumps_SSN | Northern_California_Flow_Battery_158 | Reliability_Capacity_In_Model_Year | 0.5 | Los_Banos_500_230_SSN | Manning_500_group | Operational_New_Capacity_MW | -1
Windmaster_Delta_Pumps_SSN | Northern_California_Li_Battery_4hr_51 | Reliability_Capacity_In_Model_Year | 0.5 | Panoche_Los_Banos_SSN | Manning_500_group | Operational_New_Capacity_MW | -1.2912
Windmaster_Delta_Pumps_SSN | Northern_California_Li_Battery_4hr_68 | Reliability_Capacity_In_Model_Year | 0.5 | Dos_Amigos_Panoche_SSN | Manning_500_group | Operational_New_Capacity_MW | -1.2912
Windmaster_Delta_Pumps_SSN | Northern_California_Li_Battery_4hr_76 | Reliability_Capacity_In_Model_Year | 0.5 | Schindler_TB_1_SSN | Manning_115_group | Operational_New_Capacity_MW | -1
Windmaster_Delta_Pumps_SSN | Northern_California_Li_Battery_4hr_83 | Reliability_Capacity_In_Model_Year | 0.5 | Panoche_Mendota_SSN | Manning_115_group | Operational_New_Capacity_MW | -0.63892
Windmaster_Delta_Pumps_SSN | Northern_California_Li_Battery_4hr_94 | Reliability_Capacity_In_Model_Year | 0.5 | Coalinga_1_Coalinga_2_SSN | Manning_115_group | Operational_New_Capacity_MW | -0.27785
Windmaster_Delta_Pumps_SSN | Southern_PGAE_Li_Battery_4hr_95 | Reliability_Capacity_In_Model_Year | 0.5 | Panoche_Oro_Loma_SSN | Panoche_Oro_Loma_group | Operational_New_Capacity_MW | -1
Windmaster_Delta_Pumps_SSN | Northern_California_Li_Battery_4hr_112 | Reliability_Capacity_In_Model_Year | 0.5 | Borden_Storey_SSN | Borden_Storey_group | Operational_New_Capacity_MW | -1
Windmaster_Delta_Pumps_SSN | Northern_California_Li_Battery_4hr_126 | Reliability_Capacity_In_Model_Year | 0.5 | Merced_TB_2_SSN | Merced_TB_2_group | Operational_New_Capacity_MW | -1
Windmaster_Delta_Pumps_SSN | Northern_California_Li_Battery_4hr_150 | Reliability_Capacity_In_Model_Year | 0.5 | Oro Loma_El_Nido_SSN | Oro Loma_El_Nido_group | Operational_New_Capacity_MW | -1
Windmaster_Delta_Pumps_SSN | Northern_California_Li_Battery_4hr_155 | Reliability_Capacity_In_Model_Year | 0.5 | Q2008_Gates_SSN | Diablo_Midway_4_group | Operational_New_Capacity_MW | -1
Windmaster_Delta_Pumps_SSN | Northern_California_Li_Battery_4hr_158 | Reliability_Capacity_In_Model_Year | 0.5 | Mustang_Henrietta_SSN | Diablo_Midway_4_group | Operational_New_Capacity_MW | -0.60097
Windmaster_Delta_Pumps_SSN | Northern_California_Li_Battery_8hr_51 | Reliability_Capacity_In_Model_Year | 0.5 | Gates_Panoche_SSN | Gates_Panoche_group | Operational_New_Capacity_MW | -1
Windmaster_Delta_Pumps_SSN | Northern_California_Li_Battery_8hr_68 | Reliability_Capacity_In_Model_Year | 0.5 | Moss_Landing_Las_Aguillas_SSN | Moss_Landing_Las_Aguillas_group | Operational_New_Capacity_MW | 0
Windmaster_Delta_Pumps_SSN | Northern_California_Li_Battery_8hr_76 | Reliability_Capacity_In_Model_Year | 0.5 | Jackson_Waukena_Corcoran_SSN | Jackson_Waukena_Corcoran_group | Operational_New_Capacity_MW | 0
Windmaster_Delta_Pumps_SSN | Northern_California_Li_Battery_8hr_83 | Reliability_Capacity_In_Model_Year | 0.5 | Humboldt_Offshore_Line_SSN | Humboldt_Offshore_Line_group | Operational_New_Capacity_MW | -1
Windmaster_Delta_Pumps_SSN | Northern_California_Li_Battery_8hr_94 | Reliability_Capacity_In_Model_Year | 0.5 | Morro_Bay_Offshore_500_SSN | Morro_Bay_Offshore_500_group | Operational_New_Capacity_MW | -1
Windmaster_Delta_Pumps_SSN | Southern_PGAE_Li_Battery_8hr_95 | Reliability_Capacity_In_Model_Year | 0.5 | Del_Norte_Offshore_Line_SSN | Del_Norte_Offshore_Line_group | Operational_New_Capacity_MW | -1
Windmaster_Delta_Pumps_SSN | Northern_California_Li_Battery_8hr_112 | Reliability_Capacity_In_Model_Year | 0.5 | Cape_Mendocino_Offshore_Line_SSN | Cape_Mendocino_Offshore_Line_group | Operational_New_Capacity_MW | -1
Windmaster_Delta_Pumps_SSN | Northern_California_Li_Battery_8hr_126 | Reliability_Capacity_In_Model_Year | 0.5 | Antelope_Vincent_offpeak | Antelope_Vincent_group | Operational_New_Capacity_MW | -1
Windmaster_Delta_Pumps_SSN | Northern_California_Li_Battery_8hr_150 | Reliability_Capacity_In_Model_Year | 0.5 | Vincent_Lugo_offpeak | Vincent_Lugo_group | Operational_New_Capacity_MW | -1
Windmaster_Delta_Pumps_SSN | Northern_California_Li_Battery_8hr_155 | Reliability_Capacity_In_Model_Year | 0.5 | Pardee_Sylmar_offpeak | Pardee_Sylmar_group | Operational_New_Capacity_MW | -1
Windmaster_Delta_Pumps_SSN | Northern_California_Li_Battery_8hr_158 | Reliability_Capacity_In_Model_Year | 0.5 | Windhub_offpeak | Windhub_group | Operational_New_Capacity_MW | -1
Windmaster_Delta_Pumps_SSN | Northern_California_Solar_51 | Reliability_Capacity_In_Model_Year | 0.556 | Moorpark_Pardee_offpeak | Moorpark_Pardee_group | Operational_New_Capacity_MW | -1
Windmaster_Delta_Pumps_SSN | Northern_California_Solar_68 | Reliability_Capacity_In_Model_Year | 0.556 | North_Magunden_offpeak | North_Magunden_group | Operational_New_Capacity_MW | -1
Windmaster_Delta_Pumps_SSN | Northern_California_Solar_76 | Reliability_Capacity_In_Model_Year | 0.556 | 0 | South_Magunden_On_Peak_group | Operational_New_Capacity_MW | 0
Windmaster_Delta_Pumps_SSN | Northern_California_Solar_83 | Reliability_Capacity_In_Model_Year | 0.556 | South_Magunden_Off_Peak_offpeak | South_Magunden_Off_Peak_group | Operational_New_Capacity_MW | -1
Windmaster_Delta_Pumps_SSN | Northern_California_Solar_94 | Reliability_Capacity_In_Model_Year | 0.556 | 0 | Antelope_Neenach_On_Peak_group | Operational_New_Capacity_MW | 0
Windmaster_Delta_Pumps_SSN | Northern_California_Solar_112 | Reliability_Capacity_In_Model_Year | 0.556 | Antelope_Neenach_Off_Peak_offpeak | Antelope_Neenach_Off_Peak_group | Operational_New_Capacity_MW | -1
Windmaster_Delta_Pumps_SSN | Northern_California_Solar_126 | Reliability_Capacity_In_Model_Year | 0.556 | Del_Amo_Barre_offpeak | Del_Amo_Barre_group | Operational_New_Capacity_MW | -1
Windmaster_Delta_Pumps_SSN | Northern_California_Solar_150 | Reliability_Capacity_In_Model_Year | 0.556 | Hinson_Del_Amo_offpeak | Hinson_Del_Amo_group | Operational_New_Capacity_MW | -1
Windmaster_Delta_Pumps_SSN | Northern_California_Solar_155 | Reliability_Capacity_In_Model_Year | 0.556 | SCE_Metro_Default_offpeak | SCE_Metro_Default_group | Operational_New_Capacity_MW | 0
Windmaster_Delta_Pumps_SSN | Northern_California_Solar_158 | Reliability_Capacity_In_Model_Year | 0.556 | Control_Inyokern_offpeak | Control_Inyokern_group | Operational_New_Capacity_MW | -1
Windmaster_Delta_Pumps_SSN | Northern_California_Wind_76 | Reliability_Capacity_In_Model_Year | 0.163 | Kramer_Victor_offpeak | Kramer_Victor_group | Operational_New_Capacity_MW | -1
Windmaster_Delta_Pumps_SSN | Northern_California_Wind_83 | Reliability_Capacity_In_Model_Year | 0.163 | Victor_Lugo_offpeak | Victor_Lugo_group | Operational_New_Capacity_MW | -1
Windmaster_Delta_Pumps_SSN | Solano_Wind_94 | Reliability_Capacity_In_Model_Year | 0.163 | Lugo_500_230_Transformer_offpeak | Lugo_500_230_Transformer_group | Operational_New_Capacity_MW | -1
Windmaster_Delta_Pumps_SSN | Solano_Wind_126 | Reliability_Capacity_In_Model_Year | 0.163 | Calcite_Lugo_offpeak | Calcite_Lugo_group | Operational_New_Capacity_MW | -1
Windmaster_Delta_Pumps_SSN | Southern_PGAE_Solar_95 | Reliability_Capacity_In_Model_Year | 0.556 | Colorado_River_230_offpeak | Colorado_River_230_group | Operational_New_Capacity_MW | -0.94818
Windmaster_Delta_Pumps_SSN | Contra_Costa_Tesla_Newark_group | Operational_New_Capacity_MW | -1 | Colorado_River_Red_Bluff_offpeak | Colorado_River_Red_Bluff_group | Operational_New_Capacity_MW | -1
Woodland_Davis_HSN | Northern_California_Flow_Battery_178 | Reliability_Capacity_In_Model_Year | 1 | DCRT_offpeak | DCRT_group | Operational_New_Capacity_MW | -1
Woodland_Davis_HSN | Northern_California_Flow_Battery_179 | Reliability_Capacity_In_Model_Year | 1 | Devers_Red_Bluff_offpeak | Devers_Red_Bluff_group | Operational_New_Capacity_MW | -1.1982
Woodland_Davis_HSN | Northern_California_Flow_Battery_180 | Reliability_Capacity_In_Model_Year | 1 | Etiwanda_Rancho_Vista_offpeak | Etiwanda_Rancho_Vista_group | Operational_New_Capacity_MW | -1
Woodland_Davis_HSN | Northern_California_Li_Battery_4hr_178 | Reliability_Capacity_In_Model_Year | 1 | Red_Bluff_230_offpeak | Red_Bluff_230_group | Operational_New_Capacity_MW | -1
Woodland_Davis_HSN | Northern_California_Li_Battery_4hr_179 | Reliability_Capacity_In_Model_Year | 1 | Serrano_Alberhill_Valley_offpeak | Serrano_Alberhill_Valley_group | Operational_New_Capacity_MW | 0
Woodland_Davis_HSN | Northern_California_Li_Battery_4hr_180 | Reliability_Capacity_In_Model_Year | 1 | VEA_138_offpeak | VEA_138_group | Operational_New_Capacity_MW | -0.68032
Woodland_Davis_HSN | Northern_California_Li_Battery_8hr_178 | Reliability_Capacity_In_Model_Year | 1 | GLW_230_offpeak | GLW_230_group | Operational_New_Capacity_MW | -1.5502
Woodland_Davis_HSN | Northern_California_Li_Battery_8hr_179 | Reliability_Capacity_In_Model_Year | 1 | Lugo_Victorville_offpeak | Lugo_Victorville_group | Operational_New_Capacity_MW | -1
Woodland_Davis_HSN | Northern_California_Li_Battery_8hr_180 | Reliability_Capacity_In_Model_Year | 1 | Capistrano_San_Onofre_offpeak | Capistrano_San_Onofre_group | Operational_New_Capacity_MW | -1
Woodland_Davis_HSN | Northern_California_Solar_178 | Reliability_Capacity_In_Model_Year | 0.1 | Chicarita_138_offpeak | Chicarita_138_group | Operational_New_Capacity_MW | -1
Woodland_Davis_HSN | Northern_California_Solar_179 | Reliability_Capacity_In_Model_Year | 0.1 | Internal_San_Diego_offpeak | Internal_San_Diego_group | Operational_New_Capacity_MW | -1
Woodland_Davis_HSN | Northern_California_Solar_180 | Reliability_Capacity_In_Model_Year | 0.1 | Encina_San_Luis_Rey_offpeak | Encina_San_Luis_Rey_group | Operational_New_Capacity_MW | -1.1696
Woodland_Davis_HSN | Woodland_Davis_group | Operational_New_Capacity_MW | -1 | East_Miguel_offpeak | East_Miguel_group | Operational_New_Capacity_MW | -1.6578
Woodland_Davis_offpeak | Northern_California_Flow_Battery_178 | Operational_New_Capacity_MW | -1 | San_Luis_Rey_San_Onofre_offpeak | San_Luis_Rey_San_Onofre_group | Operational_New_Capacity_MW | -1.2384
Woodland_Davis_offpeak | Northern_California_Flow_Battery_179 | Operational_New_Capacity_MW | -1 | Silvergate_Bay_Blvd_offpeak | Silvergate_Bay_Blvd_group | Operational_New_Capacity_MW | -1
Woodland_Davis_offpeak | Northern_California_Flow_Battery_180 | Operational_New_Capacity_MW | -1 | Silvergate_Old_Town_offpeak | Silvergate_Old_Town_group | Operational_New_Capacity_MW | -1
Woodland_Davis_offpeak | Northern_California_Li_Battery_4hr_178 | Operational_New_Capacity_MW | -1 | Talega_230_offpeak | Talega_230_group | Operational_New_Capacity_MW | -1
Woodland_Davis_offpeak | Northern_California_Li_Battery_4hr_179 | Operational_New_Capacity_MW | -1 | Trabuco_Capistrano_offpeak | Trabuco_Capistrano_group | Operational_New_Capacity_MW | -1
Woodland_Davis_offpeak | Northern_California_Li_Battery_4hr_180 | Operational_New_Capacity_MW | -1 | Santa_Rosa_Corona_offpeak | Santa_Rosa_Corona_group | Operational_New_Capacity_MW | -1
Woodland_Davis_offpeak | Northern_California_Li_Battery_8hr_178 | Operational_New_Capacity_MW | -1 | Vaca_Dixon_Tesla_offpeak | Vaca_Dixon_Tesla_group | Operational_New_Capacity_MW | -1
Woodland_Davis_offpeak | Northern_California_Li_Battery_8hr_179 | Operational_New_Capacity_MW | -1 | Woodland_Davis_offpeak | Woodland_Davis_group | Operational_New_Capacity_MW | -1
Woodland_Davis_offpeak | Northern_California_Li_Battery_8hr_180 | Operational_New_Capacity_MW | -1 | Cortina_Eagle_Rock_offpeak | Cortina_Eagle_Rock_group | Operational_New_Capacity_MW | -1
Woodland_Davis_offpeak | Northern_California_Solar_178 | Operational_New_Capacity_MW | 0.68 | Bell_Placer_offpeak | Bell_Placer_group | Operational_New_Capacity_MW | -1
Woodland_Davis_offpeak | Northern_California_Solar_179 | Operational_New_Capacity_MW | 0.68 | Carberry_Round_Mt_offpeak | Carberry_Round_Mt_group | Operational_New_Capacity_MW | -0.96154
Woodland_Davis_offpeak | Northern_California_Solar_180 | Operational_New_Capacity_MW | 0.68 | Rocklin_Pleasant_Grove_offpeak | Rocklin_Pleasant_Grove_group | Operational_New_Capacity_MW | -1
Woodland_Davis_offpeak | Woodland_Davis_group | Operational_New_Capacity_MW | -1 | Bellota_Weber_offpeak | Subacco_group | Operational_New_Capacity_MW | -1
Woodland_Davis_SSN | Northern_California_Flow_Battery_178 | Reliability_Capacity_In_Model_Year | 0.5 | Rio_Oso_Brighton_offpeak | Subacco_group | Operational_New_Capacity_MW | -1.2478
Woodland_Davis_SSN | Northern_California_Flow_Battery_179 | Reliability_Capacity_In_Model_Year | 0.5 | Rio_Oso_Lockeford_offpeak | Subacco_group | Operational_New_Capacity_MW | -1.0543
Woodland_Davis_SSN | Northern_California_Flow_Battery_180 | Reliability_Capacity_In_Model_Year | 0.5 | Dumbarton_Newark_offpeak | Collinsville_500_group | Operational_New_Capacity_MW | -1
Woodland_Davis_SSN | Northern_California_Li_Battery_4hr_178 | Reliability_Capacity_In_Model_Year | 0.5 | Eastshore_San_Mateo_offpeak | Collinsville_500_group | Operational_New_Capacity_MW | -0.56033
Woodland_Davis_SSN | Northern_California_Li_Battery_4hr_179 | Reliability_Capacity_In_Model_Year | 0.5 | Lakeville_Ignacio_offpeak | Collinsville_500_group | Operational_New_Capacity_MW | -0.88037
Woodland_Davis_SSN | Northern_California_Li_Battery_4hr_180 | Reliability_Capacity_In_Model_Year | 0.5 | Sobrante_Moraga_offpeak | Collinsville_500_group | Operational_New_Capacity_MW | -0.66769
Woodland_Davis_SSN | Northern_California_Li_Battery_8hr_178 | Reliability_Capacity_In_Model_Year | 0.5 | Windmaster_Delta_Pumps_offpeak | Contra_Costa_Tesla_Newark_group | Operational_New_Capacity_MW | -1
Woodland_Davis_SSN | Northern_California_Li_Battery_8hr_179 | Reliability_Capacity_In_Model_Year | 0.5 | Contra_Costa_Windmaster_offpeak | Contra_Costa_Tesla_Newark_group | Operational_New_Capacity_MW | -0.92824
Woodland_Davis_SSN | Northern_California_Li_Battery_8hr_180 | Reliability_Capacity_In_Model_Year | 0.5 | Tesla_Tracy_Pumps_2_offpeak | Contra_Costa_Tesla_Newark_group | Operational_New_Capacity_MW | -0.58353
Woodland_Davis_SSN | Northern_California_Solar_178 | Reliability_Capacity_In_Model_Year | 0.556 | Kasson_Jct_Heinz_offpeak | Nikola_group | Operational_New_Capacity_MW | -1
Woodland_Davis_SSN | Northern_California_Solar_179 | Reliability_Capacity_In_Model_Year | 0.556 | Newark_Newark_Dist_offpeak | Nikola_group | Operational_New_Capacity_MW | -0.66215
Woodland_Davis_SSN | Northern_California_Solar_180 | Reliability_Capacity_In_Model_Year | 0.556 | Tesla_Bellota_offpeak | Nikola_group | Operational_New_Capacity_MW | -0.23904
Woodland_Davis_SSN | Woodland_Davis_group | Operational_New_Capacity_MW | -1 | Eight_Mile_Tesla_offpeak | Nikola_group | Operational_New_Capacity_MW | -0.12988
|  |  |  | Grant_Eastshore_2_offpeak | Grant_Eastshore_2_group | Operational_New_Capacity_MW | -1
|  |  |  | Tesla_Salado_offpeak | Tesla_Salado_group | Operational_New_Capacity_MW | -0.94595
|  |  |  | Newark_Los_Esteros_offpeak | Newark_Los_Esteros_group | Operational_New_Capacity_MW | -0.20115
|  |  |  | Morganhill_Metcalf_offpeak | Morganhill_Metcalf_group | Operational_New_Capacity_MW | -1
|  |  |  | Tesla_Tracy_Pump_1_offpeak | Tesla_Tracy_Pump_1_group | Operational_New_Capacity_MW | -1
|  |  |  | Birds_Landing_Contra_Costa_offpeak | Birds_Landing_Contra_Costa_group | Operational_New_Capacity_MW | -1
|  |  |  | Oceano_Calendar_offpeak | Oceano_Calendar_group | Operational_New_Capacity_MW | -0.1622
|  |  |  | Midway_Q2005_offpeak | Midway_Q2005_group | Operational_New_Capacity_MW | -0.056953
|  |  |  | Smyrna _Q1984_offpeak | Smyrna _Q1984_group | Operational_New_Capacity_MW | -0.91994
|  |  |  | Kern_TB_4_offpeak | Kern_TB_4_group | Operational_New_Capacity_MW | -1
|  |  |  | Midway_Taft_offpeak | Midway_Taft_group | Operational_New_Capacity_MW | -0.043689
|  |  |  | Kern_Tevis_Stockdale_Lamont_offpeak | Kern_Tevis_Stockdale_Lamont_group | Operational_New_Capacity_MW | -0.29041
|  |  |  | Midway_TB_3_offpeak | Midway_TB_3_group | Operational_New_Capacity_MW | -1.8839
|  |  |  | Semitropic_Midway_offpeak | Semitropic_Midway_group | Operational_New_Capacity_MW | -0.74568
|  |  |  | Midway_Q2011_offpeak | Midway_Q2011_group | Operational_New_Capacity_MW | -1
|  |  |  | Gates_TB_11_offpeak | Gates_TB_13_group | Operational_New_Capacity_MW | -0.38414
|  |  |  | Gates_TB_12_offpeak | Gates_TB_13_group | Operational_New_Capacity_MW | -0.68171
|  |  |  | Gates_TB_5_offpeak | Gates_TB_5_group | Operational_New_Capacity_MW | -8.2979
|  |  |  | Tranquility_Helm_offpeak | Tranquility_Helm_group | Operational_New_Capacity_MW | -0.26693
|  |  |  | Dairyland_Chowchilla_offpeak | Dairyland_Chowchilla_group | Operational_New_Capacity_MW | -0.10074
|  |  |  | Chowchilla_Le_Grand_offpeak | Chowchilla_Le_Grand_group | Operational_New_Capacity_MW | -0.45087
|  |  |  | Los_Banos_500_230_offpeak | Manning_500_group | Operational_New_Capacity_MW | -0.081525
|  |  |  | Panoche_Los_Banos_offpeak | Manning_500_group | Operational_New_Capacity_MW | -0.63658
|  |  |  | Dos_Amigos_Panoche_offpeak | Manning_500_group | Operational_New_Capacity_MW | -1.2912
|  |  |  | Schindler_TB_1_offpeak | Manning_115_group | Operational_New_Capacity_MW | -0.027532
|  |  |  | Panoche_Mendota_offpeak | Manning_115_group | Operational_New_Capacity_MW | -0.09557
|  |  |  | Coalinga_1_Coalinga_2_offpeak | Manning_115_group | Operational_New_Capacity_MW | -0.0015823
|  |  |  | Panoche_Oro_Loma_offpeak | Panoche_Oro_Loma_group | Operational_New_Capacity_MW | -1
|  |  |  | Borden_Storey_offpeak | Borden_Storey_group | Operational_New_Capacity_MW | 0
|  |  |  | Merced_TB_2_offpeak | Merced_TB_2_group | Operational_New_Capacity_MW | -0.81285
|  |  |  | Oro Loma_El_Nido_offpeak | Oro Loma_El_Nido_group | Operational_New_Capacity_MW | -0.020363
|  |  |  | Q2008_Gates_offpeak | Diablo_Midway_4_group | Operational_New_Capacity_MW | -1
|  |  |  | Mustang_Henrietta_offpeak | Diablo_Midway_4_group | Operational_New_Capacity_MW | -0.60097
|  |  |  | Gates_Panoche_offpeak | Gates_Panoche_group | Operational_New_Capacity_MW | -1
|  |  |  | Moss_Landing_Las_Aguillas_offpeak | Moss_Landing_Las_Aguillas_group | Operational_New_Capacity_MW | -1
|  |  |  | Jackson_Waukena_Corcoran_offpeak | Jackson_Waukena_Corcoran_group | Operational_New_Capacity_MW | -1
|  |  |  | Humboldt_Offshore_Line_offpeak | Humboldt_Offshore_Line_group | Operational_New_Capacity_MW | -1
|  |  |  | Morro_Bay_Offshore_500_offpeak | Morro_Bay_Offshore_500_group | Operational_New_Capacity_MW | -1
|  |  |  | Del_Norte_Offshore_Line_offpeak | Del_Norte_Offshore_Line_group | Operational_New_Capacity_MW | -1
|  |  |  | Cape_Mendocino_Offshore_Line_offpeak | Cape_Mendocino_Offshore_Line_group | Operational_New_Capacity_MW | -1

## Generic Constraint Mappings (hidden)
Custom Constraint Period Group Map Table |  |  |  | 2320 | [7 empty] | FCDS HSN Deliverability Multipliers |  |  | HSN | FCDS SSN Deliverability Multipliers |  |  | SSN | EODS Deliverability Multipliers |  |  | offpeak |  |  | FCDS HSN Upgrade Deliverability Multipliers |  |  | HSN | FCDS SSN Upgrade Deliverability Multipliers |  |  | SSN | EODS Upgrade Deliverability Multipliers |  |  | offpeak
group | index | attribute | multiplier | group | index | attribute | multiplier | Build Resource | Constraint | Dispatch Resource | Wind/Solar Designation | group | index | attribute | multiplier | group | index | attribute | multiplier | group | index | attribute | multiplier | Transmission Constraint | RESOLVE Constraint Name | group | index | attribute | multiplier | group | index | attribute | multiplier | group | index | attribute | multiplier
Generic_PGE_North_500_HSN | Central_Valley_North_Los_Banos_Wind_125_Generic | Reliability_Capacity_In_Model_Year | 0.665 | Generic_SCE_Eastern_500_HSN | Arizona_Flow_Battery_48_Generic | Reliability_Capacity_In_Model_Year | 1 | Arizona_Flow_Battery_48_Generic | SCE Eastern | CAISO_Flow_Battery_8hr_Dispatch | Wind | Generic_SCE_Eastern_500_HSN | Arizona_Flow_Battery_48_Generic | Reliability_Capacity_In_Model_Year | 1 | Generic_SCE_Eastern_500_SSN | Arizona_Flow_Battery_48_Generic | Reliability_Capacity_In_Model_Year | 0.5 | Generic_SCE_Eastern_500_offpeak | Arizona_Flow_Battery_48_Generic | Operational_New_Capacity_MW | -1 | PG&E North | Generic_PGE_North_500 | Generic_PGE_North_500_HSN | Generic_PGE_North_500_group | Operational_New_Capacity_MW | -1 | Generic_PGE_North_500_SSN | Generic_PGE_North_500_group | Operational_New_Capacity_MW | -1 | Generic_PGE_North_500_offpeak | Generic_PGE_North_500_group | Operational_New_Capacity_MW | -1
Generic_PGE_North_500_HSN | Central_Valley_North_Los_Banos_Wind_154_Generic | Reliability_Capacity_In_Model_Year | 0.665 | Generic_SCE_East_Pisgah_500_HSN | Arizona_Flow_Battery_55_Generic | Reliability_Capacity_In_Model_Year | 1 | Arizona_Flow_Battery_55_Generic | SCE East of Pisgah | CAISO_Flow_Battery_8hr_Dispatch | Solar | Generic_SCE_East_Pisgah_500_HSN | Arizona_Flow_Battery_55_Generic | Reliability_Capacity_In_Model_Year | 1 | Generic_SCE_East_Pisgah_500_SSN | Arizona_Flow_Battery_55_Generic | Reliability_Capacity_In_Model_Year | 0.5 | Generic_SCE_East_Pisgah_500_offpeak | Arizona_Flow_Battery_55_Generic | Operational_New_Capacity_MW | -1 | PG&E South | Generic_PGE_South_500 | Generic_PGE_South_500_HSN | Generic_PGE_South_500_group | Operational_New_Capacity_MW | -1 | Generic_PGE_South_500_SSN | Generic_PGE_South_500_group | Operational_New_Capacity_MW | -1 | Generic_PGE_South_500_offpeak | Generic_PGE_South_500_group | Operational_New_Capacity_MW | -1
Generic_PGE_North_500_HSN | Central_Valley_North_Los_Banos_Wind_162_Generic | Reliability_Capacity_In_Model_Year | 0.665 | Generic_SCE_Eastern_500_HSN | Arizona_Flow_Battery_55_Generic | Reliability_Capacity_In_Model_Year | 1 | Arizona_Flow_Battery_55_Generic | SCE Eastern | CAISO_Flow_Battery_8hr_Dispatch | Wind | Generic_SCE_Eastern_500_HSN | Arizona_Flow_Battery_55_Generic | Reliability_Capacity_In_Model_Year | 1 | Generic_SCE_Eastern_500_SSN | Arizona_Flow_Battery_55_Generic | Reliability_Capacity_In_Model_Year | 0.5 | Generic_SCE_Eastern_500_offpeak | Arizona_Flow_Battery_55_Generic | Operational_New_Capacity_MW | -1 | SCE East of Pisgah | Generic_SCE_East_Pisgah_500 | Generic_SCE_East_Pisgah_500_HSN | Generic_SCE_East_Pisgah_500_group | Operational_New_Capacity_MW | -1 | Generic_SCE_East_Pisgah_500_SSN | Generic_SCE_East_Pisgah_500_group | Operational_New_Capacity_MW | -1 | Generic_SCE_East_Pisgah_500_offpeak | Generic_SCE_East_Pisgah_500_group | Operational_New_Capacity_MW | -1
Generic_PGE_North_500_HSN | Central_Valley_North_Los_Banos_Wind_17_Generic | Reliability_Capacity_In_Model_Year | 0.665 | Generic_SCE_Eastern_500_HSN | Arizona_Flow_Battery_62_Generic | Reliability_Capacity_In_Model_Year | 1 | Arizona_Flow_Battery_62_Generic | SCE Eastern | CAISO_Flow_Battery_8hr_Dispatch | Wind | Generic_SCE_Eastern_500_HSN | Arizona_Flow_Battery_62_Generic | Reliability_Capacity_In_Model_Year | 1 | Generic_SCE_Eastern_500_SSN | Arizona_Flow_Battery_62_Generic | Reliability_Capacity_In_Model_Year | 0.5 | Generic_SCE_Eastern_500_offpeak | Arizona_Flow_Battery_62_Generic | Operational_New_Capacity_MW | -1 | SCE Eastern | Generic_SCE_Eastern_500 | Generic_SCE_Eastern_500_HSN | Generic_SCE_Eastern_500_group | Operational_New_Capacity_MW | -1 | Generic_SCE_Eastern_500_SSN | Generic_SCE_Eastern_500_group | Operational_New_Capacity_MW | -1 | Generic_SCE_Eastern_500_offpeak | Generic_SCE_Eastern_500_group | Operational_New_Capacity_MW | -1
Generic_PGE_North_500_HSN | Northern_California_Biomass_5_Generic | Reliability_Capacity_In_Model_Year | 1 | Generic_SCE_Eastern_500_HSN | Arizona_Flow_Battery_77_Generic | Reliability_Capacity_In_Model_Year | 1 | Arizona_Flow_Battery_77_Generic | SCE Eastern | CAISO_Flow_Battery_8hr_Dispatch | Wind | Generic_SCE_Eastern_500_HSN | Arizona_Flow_Battery_77_Generic | Reliability_Capacity_In_Model_Year | 1 | Generic_SCE_Eastern_500_SSN | Arizona_Flow_Battery_77_Generic | Reliability_Capacity_In_Model_Year | 0.5 | Generic_SCE_Eastern_500_offpeak | Arizona_Flow_Battery_77_Generic | Operational_New_Capacity_MW | -1 | SCE Metro | Generic_SCE_Metro_500 | Generic_SCE_Metro_500_HSN | Generic_SCE_Metro_500_group | Operational_New_Capacity_MW | -1 | Generic_SCE_Metro_500_SSN | Generic_SCE_Metro_500_group | Operational_New_Capacity_MW | -1 | Generic_SCE_Metro_500_offpeak | Generic_SCE_Metro_500_group | Operational_New_Capacity_MW | -1
Generic_PGE_North_500_HSN | Northern_California_Flow_Battery_100_Generic | Reliability_Capacity_In_Model_Year | 1 | Generic_SCE_East_Pisgah_500_HSN | Arizona_Flow_Battery_90_Generic | Reliability_Capacity_In_Model_Year | 1 | Arizona_Flow_Battery_90_Generic | SCE East of Pisgah | CAISO_Flow_Battery_8hr_Dispatch | Solar | Generic_SCE_East_Pisgah_500_HSN | Arizona_Flow_Battery_90_Generic | Reliability_Capacity_In_Model_Year | 1 | Generic_SCE_East_Pisgah_500_SSN | Arizona_Flow_Battery_90_Generic | Reliability_Capacity_In_Model_Year | 0.5 | Generic_SCE_East_Pisgah_500_offpeak | Arizona_Flow_Battery_90_Generic | Operational_New_Capacity_MW | -1 | SCE North of Lugo | Generic_SCE_North_Lugo_500 | Generic_SCE_North_Lugo_500_HSN | Generic_SCE_North_Lugo_500_group | Operational_New_Capacity_MW | -1 | Generic_SCE_North_Lugo_500_SSN | Generic_SCE_North_Lugo_500_group | Operational_New_Capacity_MW | -1 | Generic_SCE_North_Lugo_500_offpeak | Generic_SCE_North_Lugo_500_group | Operational_New_Capacity_MW | -1
Generic_PGE_North_500_HSN | Northern_California_Flow_Battery_112_Generic | Reliability_Capacity_In_Model_Year | 1 | Generic_SCE_Eastern_500_HSN | Arizona_Flow_Battery_90_Generic | Reliability_Capacity_In_Model_Year | 1 | Arizona_Flow_Battery_90_Generic | SCE Eastern | CAISO_Flow_Battery_8hr_Dispatch | Wind | Generic_SCE_Eastern_500_HSN | Arizona_Flow_Battery_90_Generic | Reliability_Capacity_In_Model_Year | 1 | Generic_SCE_Eastern_500_SSN | Arizona_Flow_Battery_90_Generic | Reliability_Capacity_In_Model_Year | 0.5 | Generic_SCE_Eastern_500_offpeak | Arizona_Flow_Battery_90_Generic | Operational_New_Capacity_MW | -1 | SCE Northern | Generic_SCE_Northern_500 | Generic_SCE_Northern_500_HSN | Generic_SCE_Northern_500_group | Operational_New_Capacity_MW | -1 | Generic_SCE_Northern_500_SSN | Generic_SCE_Northern_500_group | Operational_New_Capacity_MW | -1 | Generic_SCE_Northern_500_offpeak | Generic_SCE_Northern_500_group | Operational_New_Capacity_MW | -1
Generic_PGE_North_500_HSN | Northern_California_Flow_Battery_113_Generic | Reliability_Capacity_In_Model_Year | 1 | Generic_SCE_Eastern_500_HSN | Arizona_Li_Battery_4hr_48_Generic | Reliability_Capacity_In_Model_Year | 1 | Arizona_Li_Battery_4hr_48_Generic | SCE Eastern | CAISO_Li_Battery_4hr_Dispatch | Wind | Generic_SCE_Eastern_500_HSN | Arizona_Li_Battery_4hr_48_Generic | Reliability_Capacity_In_Model_Year | 1 | Generic_SCE_Eastern_500_SSN | Arizona_Li_Battery_4hr_48_Generic | Reliability_Capacity_In_Model_Year | 0.5 | Generic_SCE_Eastern_500_offpeak | Arizona_Li_Battery_4hr_48_Generic | Operational_New_Capacity_MW | -1
Generic_PGE_North_500_HSN | Northern_California_Flow_Battery_114_Generic | Reliability_Capacity_In_Model_Year | 1 | Generic_SCE_East_Pisgah_500_HSN | Arizona_Li_Battery_4hr_55_Generic | Reliability_Capacity_In_Model_Year | 1 | Arizona_Li_Battery_4hr_55_Generic | SCE East of Pisgah | CAISO_Li_Battery_4hr_Dispatch | Solar | Generic_SCE_East_Pisgah_500_HSN | Arizona_Li_Battery_4hr_55_Generic | Reliability_Capacity_In_Model_Year | 1 | Generic_SCE_East_Pisgah_500_SSN | Arizona_Li_Battery_4hr_55_Generic | Reliability_Capacity_In_Model_Year | 0.5 | Generic_SCE_East_Pisgah_500_offpeak | Arizona_Li_Battery_4hr_55_Generic | Operational_New_Capacity_MW | -1
Generic_PGE_North_500_HSN | Northern_California_Flow_Battery_116_Generic | Reliability_Capacity_In_Model_Year | 1 | Generic_SCE_Eastern_500_HSN | Arizona_Li_Battery_4hr_55_Generic | Reliability_Capacity_In_Model_Year | 1 | Arizona_Li_Battery_4hr_55_Generic | SCE Eastern | CAISO_Li_Battery_4hr_Dispatch | Wind | Generic_SCE_Eastern_500_HSN | Arizona_Li_Battery_4hr_55_Generic | Reliability_Capacity_In_Model_Year | 1 | Generic_SCE_Eastern_500_SSN | Arizona_Li_Battery_4hr_55_Generic | Reliability_Capacity_In_Model_Year | 0.5 | Generic_SCE_Eastern_500_offpeak | Arizona_Li_Battery_4hr_55_Generic | Operational_New_Capacity_MW | -1
Generic_PGE_North_500_HSN | Northern_California_Flow_Battery_121_Generic | Reliability_Capacity_In_Model_Year | 1 | Generic_SCE_Eastern_500_HSN | Arizona_Li_Battery_4hr_62_Generic | Reliability_Capacity_In_Model_Year | 1 | Arizona_Li_Battery_4hr_62_Generic | SCE Eastern | CAISO_Li_Battery_4hr_Dispatch | Wind | Generic_SCE_Eastern_500_HSN | Arizona_Li_Battery_4hr_62_Generic | Reliability_Capacity_In_Model_Year | 1 | Generic_SCE_Eastern_500_SSN | Arizona_Li_Battery_4hr_62_Generic | Reliability_Capacity_In_Model_Year | 0.5 | Generic_SCE_Eastern_500_offpeak | Arizona_Li_Battery_4hr_62_Generic | Operational_New_Capacity_MW | -1
Generic_PGE_North_500_HSN | Northern_California_Flow_Battery_122_Generic | Reliability_Capacity_In_Model_Year | 1 | Generic_SCE_Eastern_500_HSN | Arizona_Li_Battery_4hr_77_Generic | Reliability_Capacity_In_Model_Year | 1 | Arizona_Li_Battery_4hr_77_Generic | SCE Eastern | CAISO_Li_Battery_4hr_Dispatch | Wind | Generic_SCE_Eastern_500_HSN | Arizona_Li_Battery_4hr_77_Generic | Reliability_Capacity_In_Model_Year | 1 | Generic_SCE_Eastern_500_SSN | Arizona_Li_Battery_4hr_77_Generic | Reliability_Capacity_In_Model_Year | 0.5 | Generic_SCE_Eastern_500_offpeak | Arizona_Li_Battery_4hr_77_Generic | Operational_New_Capacity_MW | -1
Generic_PGE_North_500_HSN | Northern_California_Flow_Battery_126_Generic | Reliability_Capacity_In_Model_Year | 1 | Generic_SCE_East_Pisgah_500_HSN | Arizona_Li_Battery_4hr_90_Generic | Reliability_Capacity_In_Model_Year | 1 | Arizona_Li_Battery_4hr_90_Generic | SCE East of Pisgah | CAISO_Li_Battery_4hr_Dispatch | Solar | Generic_SCE_East_Pisgah_500_HSN | Arizona_Li_Battery_4hr_90_Generic | Reliability_Capacity_In_Model_Year | 1 | Generic_SCE_East_Pisgah_500_SSN | Arizona_Li_Battery_4hr_90_Generic | Reliability_Capacity_In_Model_Year | 0.5 | Generic_SCE_East_Pisgah_500_offpeak | Arizona_Li_Battery_4hr_90_Generic | Operational_New_Capacity_MW | -1
Generic_PGE_North_500_HSN | Northern_California_Flow_Battery_127_Generic | Reliability_Capacity_In_Model_Year | 1 | Generic_SCE_Eastern_500_HSN | Arizona_Li_Battery_4hr_90_Generic | Reliability_Capacity_In_Model_Year | 1 | Arizona_Li_Battery_4hr_90_Generic | SCE Eastern | CAISO_Li_Battery_4hr_Dispatch | Wind | Generic_SCE_Eastern_500_HSN | Arizona_Li_Battery_4hr_90_Generic | Reliability_Capacity_In_Model_Year | 1 | Generic_SCE_Eastern_500_SSN | Arizona_Li_Battery_4hr_90_Generic | Reliability_Capacity_In_Model_Year | 0.5 | Generic_SCE_Eastern_500_offpeak | Arizona_Li_Battery_4hr_90_Generic | Operational_New_Capacity_MW | -1
Generic_PGE_North_500_HSN | Northern_California_Flow_Battery_132_Generic | Reliability_Capacity_In_Model_Year | 1 | Generic_SCE_Eastern_500_HSN | Arizona_Li_Battery_8hr_48_Generic | Reliability_Capacity_In_Model_Year | 1 | Arizona_Li_Battery_8hr_48_Generic | SCE Eastern | CAISO_Li_Battery_8hr_Dispatch | Wind | Generic_SCE_Eastern_500_HSN | Arizona_Li_Battery_8hr_48_Generic | Reliability_Capacity_In_Model_Year | 1 | Generic_SCE_Eastern_500_SSN | Arizona_Li_Battery_8hr_48_Generic | Reliability_Capacity_In_Model_Year | 0.5 | Generic_SCE_Eastern_500_offpeak | Arizona_Li_Battery_8hr_48_Generic | Operational_New_Capacity_MW | -1
Generic_PGE_North_500_HSN | Northern_California_Flow_Battery_135_Generic | Reliability_Capacity_In_Model_Year | 1 | Generic_SCE_East_Pisgah_500_HSN | Arizona_Li_Battery_8hr_55_Generic | Reliability_Capacity_In_Model_Year | 1 | Arizona_Li_Battery_8hr_55_Generic | SCE East of Pisgah | CAISO_Li_Battery_8hr_Dispatch | Solar | Generic_SCE_East_Pisgah_500_HSN | Arizona_Li_Battery_8hr_55_Generic | Reliability_Capacity_In_Model_Year | 1 | Generic_SCE_East_Pisgah_500_SSN | Arizona_Li_Battery_8hr_55_Generic | Reliability_Capacity_In_Model_Year | 0.5 | Generic_SCE_East_Pisgah_500_offpeak | Arizona_Li_Battery_8hr_55_Generic | Operational_New_Capacity_MW | -1
Generic_PGE_North_500_HSN | Northern_California_Flow_Battery_138_Generic | Reliability_Capacity_In_Model_Year | 1 | Generic_SCE_Eastern_500_HSN | Arizona_Li_Battery_8hr_55_Generic | Reliability_Capacity_In_Model_Year | 1 | Arizona_Li_Battery_8hr_55_Generic | SCE Eastern | CAISO_Li_Battery_8hr_Dispatch | Wind | Generic_SCE_Eastern_500_HSN | Arizona_Li_Battery_8hr_55_Generic | Reliability_Capacity_In_Model_Year | 1 | Generic_SCE_Eastern_500_SSN | Arizona_Li_Battery_8hr_55_Generic | Reliability_Capacity_In_Model_Year | 0.5 | Generic_SCE_Eastern_500_offpeak | Arizona_Li_Battery_8hr_55_Generic | Operational_New_Capacity_MW | -1
Generic_PGE_North_500_HSN | Northern_California_Flow_Battery_141_Generic | Reliability_Capacity_In_Model_Year | 1 | Generic_SCE_Eastern_500_HSN | Arizona_Li_Battery_8hr_62_Generic | Reliability_Capacity_In_Model_Year | 1 | Arizona_Li_Battery_8hr_62_Generic | SCE Eastern | CAISO_Li_Battery_8hr_Dispatch | Wind | Generic_SCE_Eastern_500_HSN | Arizona_Li_Battery_8hr_62_Generic | Reliability_Capacity_In_Model_Year | 1 | Generic_SCE_Eastern_500_SSN | Arizona_Li_Battery_8hr_62_Generic | Reliability_Capacity_In_Model_Year | 0.5 | Generic_SCE_Eastern_500_offpeak | Arizona_Li_Battery_8hr_62_Generic | Operational_New_Capacity_MW | -1
Generic_PGE_North_500_HSN | Northern_California_Flow_Battery_144_Generic | Reliability_Capacity_In_Model_Year | 1 | Generic_SCE_Eastern_500_HSN | Arizona_Li_Battery_8hr_77_Generic | Reliability_Capacity_In_Model_Year | 1 | Arizona_Li_Battery_8hr_77_Generic | SCE Eastern | CAISO_Li_Battery_8hr_Dispatch | Wind | Generic_SCE_Eastern_500_HSN | Arizona_Li_Battery_8hr_77_Generic | Reliability_Capacity_In_Model_Year | 1 | Generic_SCE_Eastern_500_SSN | Arizona_Li_Battery_8hr_77_Generic | Reliability_Capacity_In_Model_Year | 0.5 | Generic_SCE_Eastern_500_offpeak | Arizona_Li_Battery_8hr_77_Generic | Operational_New_Capacity_MW | -1
Generic_PGE_North_500_HSN | Northern_California_Flow_Battery_149_Generic | Reliability_Capacity_In_Model_Year | 1 | Generic_SCE_East_Pisgah_500_HSN | Arizona_Li_Battery_8hr_90_Generic | Reliability_Capacity_In_Model_Year | 1 | Arizona_Li_Battery_8hr_90_Generic | SCE East of Pisgah | CAISO_Li_Battery_8hr_Dispatch | Solar | Generic_SCE_East_Pisgah_500_HSN | Arizona_Li_Battery_8hr_90_Generic | Reliability_Capacity_In_Model_Year | 1 | Generic_SCE_East_Pisgah_500_SSN | Arizona_Li_Battery_8hr_90_Generic | Reliability_Capacity_In_Model_Year | 0.5 | Generic_SCE_East_Pisgah_500_offpeak | Arizona_Li_Battery_8hr_90_Generic | Operational_New_Capacity_MW | -1
Generic_PGE_North_500_HSN | Northern_California_Flow_Battery_150_Generic | Reliability_Capacity_In_Model_Year | 1 | Generic_SCE_Eastern_500_HSN | Arizona_Li_Battery_8hr_90_Generic | Reliability_Capacity_In_Model_Year | 1 | Arizona_Li_Battery_8hr_90_Generic | SCE Eastern | CAISO_Li_Battery_8hr_Dispatch | Wind | Generic_SCE_Eastern_500_HSN | Arizona_Li_Battery_8hr_90_Generic | Reliability_Capacity_In_Model_Year | 1 | Generic_SCE_Eastern_500_SSN | Arizona_Li_Battery_8hr_90_Generic | Reliability_Capacity_In_Model_Year | 0.5 | Generic_SCE_Eastern_500_offpeak | Arizona_Li_Battery_8hr_90_Generic | Operational_New_Capacity_MW | -1
Generic_PGE_North_500_HSN | Northern_California_Flow_Battery_155_Generic | Reliability_Capacity_In_Model_Year | 1 | Generic_SCE_Eastern_500_HSN | Arizona_Solar_48_Generic | Reliability_Capacity_In_Model_Year | 0.106 | Arizona_Solar_48_Generic | SCE Eastern | Arizona_Solar | Wind | Generic_SCE_Eastern_500_HSN | Arizona_Solar_48_Generic | Reliability_Capacity_In_Model_Year | 0.106 | Generic_SCE_Eastern_500_SSN | Arizona_Solar_48_Generic | Reliability_Capacity_In_Model_Year | 0.427 | Generic_SCE_Eastern_500_offpeak | Arizona_Solar_48_Generic | Operational_New_Capacity_MW | 0.68
Generic_PGE_North_500_HSN | Northern_California_Flow_Battery_157_Generic | Reliability_Capacity_In_Model_Year | 1 | Generic_SCE_East_Pisgah_500_HSN | Arizona_Solar_55_Generic | Reliability_Capacity_In_Model_Year | 0.106 | Arizona_Solar_55_Generic | SCE East of Pisgah | Arizona_Solar | Solar | Generic_SCE_East_Pisgah_500_HSN | Arizona_Solar_55_Generic | Reliability_Capacity_In_Model_Year | 0.106 | Generic_SCE_East_Pisgah_500_SSN | Arizona_Solar_55_Generic | Reliability_Capacity_In_Model_Year | 0.427 | Generic_SCE_East_Pisgah_500_offpeak | Arizona_Solar_55_Generic | Operational_New_Capacity_MW | 0.77
Generic_PGE_North_500_HSN | Northern_California_Flow_Battery_158_Generic | Reliability_Capacity_In_Model_Year | 1 | Generic_SCE_Eastern_500_HSN | Arizona_Solar_55_Generic | Reliability_Capacity_In_Model_Year | 0.106 | Arizona_Solar_55_Generic | SCE Eastern | Arizona_Solar | Wind | Generic_SCE_Eastern_500_HSN | Arizona_Solar_55_Generic | Reliability_Capacity_In_Model_Year | 0.106 | Generic_SCE_Eastern_500_SSN | Arizona_Solar_55_Generic | Reliability_Capacity_In_Model_Year | 0.427 | Generic_SCE_Eastern_500_offpeak | Arizona_Solar_55_Generic | Operational_New_Capacity_MW | 0.68
Generic_PGE_North_500_HSN | Northern_California_Flow_Battery_159_Generic | Reliability_Capacity_In_Model_Year | 1 | Generic_SCE_Eastern_500_HSN | Arizona_Solar_62_Generic | Reliability_Capacity_In_Model_Year | 0.106 | Arizona_Solar_62_Generic | SCE Eastern | Arizona_Solar | Wind | Generic_SCE_Eastern_500_HSN | Arizona_Solar_62_Generic | Reliability_Capacity_In_Model_Year | 0.106 | Generic_SCE_Eastern_500_SSN | Arizona_Solar_62_Generic | Reliability_Capacity_In_Model_Year | 0.427 | Generic_SCE_Eastern_500_offpeak | Arizona_Solar_62_Generic | Operational_New_Capacity_MW | 0.68
Generic_PGE_North_500_HSN | Northern_California_Flow_Battery_166_Generic | Reliability_Capacity_In_Model_Year | 1 | Generic_SCE_Eastern_500_HSN | Arizona_Solar_77_Generic | Reliability_Capacity_In_Model_Year | 0.106 | Arizona_Solar_77_Generic | SCE Eastern | Arizona_Solar | Wind | Generic_SCE_Eastern_500_HSN | Arizona_Solar_77_Generic | Reliability_Capacity_In_Model_Year | 0.106 | Generic_SCE_Eastern_500_SSN | Arizona_Solar_77_Generic | Reliability_Capacity_In_Model_Year | 0.427 | Generic_SCE_Eastern_500_offpeak | Arizona_Solar_77_Generic | Operational_New_Capacity_MW | 0.68
Generic_PGE_North_500_HSN | Northern_California_Flow_Battery_172_Generic | Reliability_Capacity_In_Model_Year | 1 | Generic_SCE_East_Pisgah_500_HSN | Arizona_Solar_90_Generic | Reliability_Capacity_In_Model_Year | 0.106 | Arizona_Solar_90_Generic | SCE East of Pisgah | Arizona_Solar | Solar | Generic_SCE_East_Pisgah_500_HSN | Arizona_Solar_90_Generic | Reliability_Capacity_In_Model_Year | 0.106 | Generic_SCE_East_Pisgah_500_SSN | Arizona_Solar_90_Generic | Reliability_Capacity_In_Model_Year | 0.427 | Generic_SCE_East_Pisgah_500_offpeak | Arizona_Solar_90_Generic | Operational_New_Capacity_MW | 0.77
Generic_PGE_North_500_HSN | Northern_California_Flow_Battery_178_Generic | Reliability_Capacity_In_Model_Year | 1 | Generic_SCE_Eastern_500_HSN | Arizona_Solar_90_Generic | Reliability_Capacity_In_Model_Year | 0.106 | Arizona_Solar_90_Generic | SCE Eastern | Arizona_Solar | Wind | Generic_SCE_Eastern_500_HSN | Arizona_Solar_90_Generic | Reliability_Capacity_In_Model_Year | 0.106 | Generic_SCE_Eastern_500_SSN | Arizona_Solar_90_Generic | Reliability_Capacity_In_Model_Year | 0.427 | Generic_SCE_Eastern_500_offpeak | Arizona_Solar_90_Generic | Operational_New_Capacity_MW | 0.68
Generic_PGE_North_500_HSN | Northern_California_Flow_Battery_179_Generic | Reliability_Capacity_In_Model_Year | 1 | Generic_SCE_East_Pisgah_500_HSN | Baja_California_Wind_133_Generic | Reliability_Capacity_In_Model_Year | 0.337 | Baja_California_Wind_133_Generic | SCE East of Pisgah | Baja_California_Wind | Solar | Generic_SCE_East_Pisgah_500_HSN | Baja_California_Wind_133_Generic | Reliability_Capacity_In_Model_Year | 0.337 | Generic_SCE_East_Pisgah_500_SSN | Baja_California_Wind_133_Generic | Reliability_Capacity_In_Model_Year | 0.112 | Generic_SCE_East_Pisgah_500_offpeak | Baja_California_Wind_133_Generic | Operational_New_Capacity_MW | 0.44
Generic_PGE_North_500_HSN | Northern_California_Flow_Battery_180_Generic | Reliability_Capacity_In_Model_Year | 1 | Generic_SCE_Eastern_500_HSN | Baja_California_Wind_133_Generic | Reliability_Capacity_In_Model_Year | 0.337 | Baja_California_Wind_133_Generic | SCE Eastern | Baja_California_Wind | Wind | Generic_SCE_Eastern_500_HSN | Baja_California_Wind_133_Generic | Reliability_Capacity_In_Model_Year | 0.337 | Generic_SCE_Eastern_500_SSN | Baja_California_Wind_133_Generic | Reliability_Capacity_In_Model_Year | 0.112 | Generic_SCE_Eastern_500_offpeak | Baja_California_Wind_133_Generic | Operational_New_Capacity_MW | 0.69
Generic_PGE_North_500_HSN | Northern_California_Flow_Battery_25_Generic | Reliability_Capacity_In_Model_Year | 1 | Generic_SCE_East_Pisgah_500_HSN | Central_Nevada_Geothermal_42_Generic | Reliability_Capacity_In_Model_Year | 1 | Central_Nevada_Geothermal_42_Generic | SCE East of Pisgah | Central_Nevada_Geothermal | Solar | Generic_SCE_East_Pisgah_500_HSN | Central_Nevada_Geothermal_42_Generic | Reliability_Capacity_In_Model_Year | 1 | Generic_SCE_East_Pisgah_500_SSN | Central_Nevada_Geothermal_42_Generic | Reliability_Capacity_In_Model_Year | 1 | Generic_SCE_East_Pisgah_500_offpeak | Central_Nevada_Geothermal_42_Generic | Operational_New_Capacity_MW | 1
Generic_PGE_North_500_HSN | Northern_California_Flow_Battery_26_Generic | Reliability_Capacity_In_Model_Year | 1 | Generic_PGE_South_500_HSN | Central_Valley_North_Los_Banos_Biomass_47_Generic | Reliability_Capacity_In_Model_Year | 1 | Central_Valley_North_Los_Banos_Biomass_47_Generic | PG&E South | InState_Biomass | Wind | Generic_PGE_South_500_HSN | Central_Valley_North_Los_Banos_Biomass_47_Generic | Reliability_Capacity_In_Model_Year | 1 | Generic_PGE_South_500_SSN | Central_Valley_North_Los_Banos_Biomass_47_Generic | Reliability_Capacity_In_Model_Year | 1 | Generic_PGE_South_500_offpeak | Central_Valley_North_Los_Banos_Biomass_47_Generic | Operational_New_Capacity_MW | 1
Generic_PGE_North_500_HSN | Northern_California_Flow_Battery_29_Generic | Reliability_Capacity_In_Model_Year | 1 | Generic_PGE_North_500_HSN | Central_Valley_North_Los_Banos_Wind_125_Generic | Reliability_Capacity_In_Model_Year | 0.665 | Central_Valley_North_Los_Banos_Wind_125_Generic | PG&E North | Central_Valley_North_Los_Banos_Wind | Solar | Generic_PGE_North_500_HSN | Central_Valley_North_Los_Banos_Wind_125_Generic | Reliability_Capacity_In_Model_Year | 0.665 | Generic_PGE_North_500_SSN | Central_Valley_North_Los_Banos_Wind_125_Generic | Reliability_Capacity_In_Model_Year | 0.163 | Generic_PGE_North_500_offpeak | Central_Valley_North_Los_Banos_Wind_125_Generic | Operational_New_Capacity_MW | 0.44
Generic_PGE_North_500_HSN | Northern_California_Flow_Battery_31_Generic | Reliability_Capacity_In_Model_Year | 1 | Generic_PGE_South_500_HSN | Central_Valley_North_Los_Banos_Wind_125_Generic | Reliability_Capacity_In_Model_Year | 0.665 | Central_Valley_North_Los_Banos_Wind_125_Generic | PG&E South | Central_Valley_North_Los_Banos_Wind | Wind | Generic_PGE_South_500_HSN | Central_Valley_North_Los_Banos_Wind_125_Generic | Reliability_Capacity_In_Model_Year | 0.665 | Generic_PGE_South_500_SSN | Central_Valley_North_Los_Banos_Wind_125_Generic | Reliability_Capacity_In_Model_Year | 0.163 | Generic_PGE_South_500_offpeak | Central_Valley_North_Los_Banos_Wind_125_Generic | Operational_New_Capacity_MW | 0.63
Generic_PGE_North_500_HSN | Northern_California_Flow_Battery_35_Generic | Reliability_Capacity_In_Model_Year | 1 | Generic_PGE_North_500_HSN | Central_Valley_North_Los_Banos_Wind_154_Generic | Reliability_Capacity_In_Model_Year | 0.665 | Central_Valley_North_Los_Banos_Wind_154_Generic | PG&E North | Central_Valley_North_Los_Banos_Wind | Solar | Generic_PGE_North_500_HSN | Central_Valley_North_Los_Banos_Wind_154_Generic | Reliability_Capacity_In_Model_Year | 0.665 | Generic_PGE_North_500_SSN | Central_Valley_North_Los_Banos_Wind_154_Generic | Reliability_Capacity_In_Model_Year | 0.163 | Generic_PGE_North_500_offpeak | Central_Valley_North_Los_Banos_Wind_154_Generic | Operational_New_Capacity_MW | 0.44
Generic_PGE_North_500_HSN | Northern_California_Flow_Battery_38_Generic | Reliability_Capacity_In_Model_Year | 1 | Generic_PGE_South_500_HSN | Central_Valley_North_Los_Banos_Wind_154_Generic | Reliability_Capacity_In_Model_Year | 0.665 | Central_Valley_North_Los_Banos_Wind_154_Generic | PG&E South | Central_Valley_North_Los_Banos_Wind | Wind | Generic_PGE_South_500_HSN | Central_Valley_North_Los_Banos_Wind_154_Generic | Reliability_Capacity_In_Model_Year | 0.665 | Generic_PGE_South_500_SSN | Central_Valley_North_Los_Banos_Wind_154_Generic | Reliability_Capacity_In_Model_Year | 0.163 | Generic_PGE_South_500_offpeak | Central_Valley_North_Los_Banos_Wind_154_Generic | Operational_New_Capacity_MW | 0.63
Generic_PGE_North_500_HSN | Northern_California_Flow_Battery_41_Generic | Reliability_Capacity_In_Model_Year | 1 | Generic_PGE_North_500_HSN | Central_Valley_North_Los_Banos_Wind_162_Generic | Reliability_Capacity_In_Model_Year | 0.665 | Central_Valley_North_Los_Banos_Wind_162_Generic | PG&E North | Central_Valley_North_Los_Banos_Wind | Solar | Generic_PGE_North_500_HSN | Central_Valley_North_Los_Banos_Wind_162_Generic | Reliability_Capacity_In_Model_Year | 0.665 | Generic_PGE_North_500_SSN | Central_Valley_North_Los_Banos_Wind_162_Generic | Reliability_Capacity_In_Model_Year | 0.163 | Generic_PGE_North_500_offpeak | Central_Valley_North_Los_Banos_Wind_162_Generic | Operational_New_Capacity_MW | 0.44
Generic_PGE_North_500_HSN | Northern_California_Flow_Battery_44_Generic | Reliability_Capacity_In_Model_Year | 1 | Generic_PGE_South_500_HSN | Central_Valley_North_Los_Banos_Wind_162_Generic | Reliability_Capacity_In_Model_Year | 0.665 | Central_Valley_North_Los_Banos_Wind_162_Generic | PG&E South | Central_Valley_North_Los_Banos_Wind | Wind | Generic_PGE_South_500_HSN | Central_Valley_North_Los_Banos_Wind_162_Generic | Reliability_Capacity_In_Model_Year | 0.665 | Generic_PGE_South_500_SSN | Central_Valley_North_Los_Banos_Wind_162_Generic | Reliability_Capacity_In_Model_Year | 0.163 | Generic_PGE_South_500_offpeak | Central_Valley_North_Los_Banos_Wind_162_Generic | Operational_New_Capacity_MW | 0.63
Generic_PGE_North_500_HSN | Northern_California_Flow_Battery_5_Generic | Reliability_Capacity_In_Model_Year | 1 | Generic_PGE_North_500_HSN | Central_Valley_North_Los_Banos_Wind_17_Generic | Reliability_Capacity_In_Model_Year | 0.665 | Central_Valley_North_Los_Banos_Wind_17_Generic | PG&E North | Central_Valley_North_Los_Banos_Wind | Solar | Generic_PGE_North_500_HSN | Central_Valley_North_Los_Banos_Wind_17_Generic | Reliability_Capacity_In_Model_Year | 0.665 | Generic_PGE_North_500_SSN | Central_Valley_North_Los_Banos_Wind_17_Generic | Reliability_Capacity_In_Model_Year | 0.163 | Generic_PGE_North_500_offpeak | Central_Valley_North_Los_Banos_Wind_17_Generic | Operational_New_Capacity_MW | 0.44
Generic_PGE_North_500_HSN | Northern_California_Flow_Battery_51_Generic | Reliability_Capacity_In_Model_Year | 1 | Generic_PGE_South_500_HSN | Central_Valley_North_Los_Banos_Wind_17_Generic | Reliability_Capacity_In_Model_Year | 0.665 | Central_Valley_North_Los_Banos_Wind_17_Generic | PG&E South | Central_Valley_North_Los_Banos_Wind | Wind | Generic_PGE_South_500_HSN | Central_Valley_North_Los_Banos_Wind_17_Generic | Reliability_Capacity_In_Model_Year | 0.665 | Generic_PGE_South_500_SSN | Central_Valley_North_Los_Banos_Wind_17_Generic | Reliability_Capacity_In_Model_Year | 0.163 | Generic_PGE_South_500_offpeak | Central_Valley_North_Los_Banos_Wind_17_Generic | Operational_New_Capacity_MW | 0.63
Generic_PGE_North_500_HSN | Northern_California_Flow_Battery_57_Generic | Reliability_Capacity_In_Model_Year | 1 | Generic_SCE_Eastern_500_HSN | Greater_Imperial_Biomass_20_Generic | Reliability_Capacity_In_Model_Year | 1 | Greater_Imperial_Biomass_20_Generic | SCE Eastern | InState_Biomass | Wind | Generic_SCE_Eastern_500_HSN | Greater_Imperial_Biomass_20_Generic | Reliability_Capacity_In_Model_Year | 1 | Generic_SCE_Eastern_500_SSN | Greater_Imperial_Biomass_20_Generic | Reliability_Capacity_In_Model_Year | 1 | Generic_SCE_Eastern_500_offpeak | Greater_Imperial_Biomass_20_Generic | Operational_New_Capacity_MW | 1
Generic_PGE_North_500_HSN | Northern_California_Flow_Battery_68_Generic | Reliability_Capacity_In_Model_Year | 1 | Generic_SCE_East_Pisgah_500_HSN | Greater_Imperial_Flow_Battery_107_Generic | Reliability_Capacity_In_Model_Year | 1 | Greater_Imperial_Flow_Battery_107_Generic | SCE East of Pisgah | CAISO_Flow_Battery_8hr_Dispatch | Solar | Generic_SCE_East_Pisgah_500_HSN | Greater_Imperial_Flow_Battery_107_Generic | Reliability_Capacity_In_Model_Year | 1 | Generic_SCE_East_Pisgah_500_SSN | Greater_Imperial_Flow_Battery_107_Generic | Reliability_Capacity_In_Model_Year | 0.5 | Generic_SCE_East_Pisgah_500_offpeak | Greater_Imperial_Flow_Battery_107_Generic | Operational_New_Capacity_MW | -1
Generic_PGE_North_500_HSN | Northern_California_Flow_Battery_70_Generic | Reliability_Capacity_In_Model_Year | 1 | Generic_SCE_Eastern_500_HSN | Greater_Imperial_Flow_Battery_107_Generic | Reliability_Capacity_In_Model_Year | 1 | Greater_Imperial_Flow_Battery_107_Generic | SCE Eastern | CAISO_Flow_Battery_8hr_Dispatch | Wind | Generic_SCE_Eastern_500_HSN | Greater_Imperial_Flow_Battery_107_Generic | Reliability_Capacity_In_Model_Year | 1 | Generic_SCE_Eastern_500_SSN | Greater_Imperial_Flow_Battery_107_Generic | Reliability_Capacity_In_Model_Year | 0.5 | Generic_SCE_Eastern_500_offpeak | Greater_Imperial_Flow_Battery_107_Generic | Operational_New_Capacity_MW | -1
Generic_PGE_North_500_HSN | Northern_California_Flow_Battery_73_Generic | Reliability_Capacity_In_Model_Year | 1 | Generic_SCE_Eastern_500_HSN | Greater_Imperial_Flow_Battery_108_Generic | Reliability_Capacity_In_Model_Year | 1 | Greater_Imperial_Flow_Battery_108_Generic | SCE Eastern | CAISO_Flow_Battery_8hr_Dispatch | Wind | Generic_SCE_Eastern_500_HSN | Greater_Imperial_Flow_Battery_108_Generic | Reliability_Capacity_In_Model_Year | 1 | Generic_SCE_Eastern_500_SSN | Greater_Imperial_Flow_Battery_108_Generic | Reliability_Capacity_In_Model_Year | 0.5 | Generic_SCE_Eastern_500_offpeak | Greater_Imperial_Flow_Battery_108_Generic | Operational_New_Capacity_MW | -1
Generic_PGE_North_500_HSN | Northern_California_Flow_Battery_76_Generic | Reliability_Capacity_In_Model_Year | 1 | Generic_SCE_East_Pisgah_500_HSN | Greater_Imperial_Flow_Battery_133_Generic | Reliability_Capacity_In_Model_Year | 1 | Greater_Imperial_Flow_Battery_133_Generic | SCE East of Pisgah | CAISO_Flow_Battery_8hr_Dispatch | Solar | Generic_SCE_East_Pisgah_500_HSN | Greater_Imperial_Flow_Battery_133_Generic | Reliability_Capacity_In_Model_Year | 1 | Generic_SCE_East_Pisgah_500_SSN | Greater_Imperial_Flow_Battery_133_Generic | Reliability_Capacity_In_Model_Year | 0.5 | Generic_SCE_East_Pisgah_500_offpeak | Greater_Imperial_Flow_Battery_133_Generic | Operational_New_Capacity_MW | -1
Generic_PGE_North_500_HSN | Northern_California_Flow_Battery_80_Generic | Reliability_Capacity_In_Model_Year | 1 | Generic_SCE_Eastern_500_HSN | Greater_Imperial_Flow_Battery_133_Generic | Reliability_Capacity_In_Model_Year | 1 | Greater_Imperial_Flow_Battery_133_Generic | SCE Eastern | CAISO_Flow_Battery_8hr_Dispatch | Wind | Generic_SCE_Eastern_500_HSN | Greater_Imperial_Flow_Battery_133_Generic | Reliability_Capacity_In_Model_Year | 1 | Generic_SCE_Eastern_500_SSN | Greater_Imperial_Flow_Battery_133_Generic | Reliability_Capacity_In_Model_Year | 0.5 | Generic_SCE_Eastern_500_offpeak | Greater_Imperial_Flow_Battery_133_Generic | Operational_New_Capacity_MW | -1
Generic_PGE_North_500_HSN | Northern_California_Flow_Battery_82_Generic | Reliability_Capacity_In_Model_Year | 1 | Generic_SCE_Eastern_500_HSN | Greater_Imperial_Flow_Battery_20_Generic | Reliability_Capacity_In_Model_Year | 1 | Greater_Imperial_Flow_Battery_20_Generic | SCE Eastern | CAISO_Flow_Battery_8hr_Dispatch | Wind | Generic_SCE_Eastern_500_HSN | Greater_Imperial_Flow_Battery_20_Generic | Reliability_Capacity_In_Model_Year | 1 | Generic_SCE_Eastern_500_SSN | Greater_Imperial_Flow_Battery_20_Generic | Reliability_Capacity_In_Model_Year | 0.5 | Generic_SCE_Eastern_500_offpeak | Greater_Imperial_Flow_Battery_20_Generic | Operational_New_Capacity_MW | -1
Generic_PGE_North_500_HSN | Northern_California_Flow_Battery_83_Generic | Reliability_Capacity_In_Model_Year | 1 | Generic_SCE_Eastern_500_HSN | Greater_Imperial_Flow_Battery_63_Generic | Reliability_Capacity_In_Model_Year | 1 | Greater_Imperial_Flow_Battery_63_Generic | SCE Eastern | CAISO_Flow_Battery_8hr_Dispatch | Wind | Generic_SCE_Eastern_500_HSN | Greater_Imperial_Flow_Battery_63_Generic | Reliability_Capacity_In_Model_Year | 1 | Generic_SCE_Eastern_500_SSN | Greater_Imperial_Flow_Battery_63_Generic | Reliability_Capacity_In_Model_Year | 0.5 | Generic_SCE_Eastern_500_offpeak | Greater_Imperial_Flow_Battery_63_Generic | Operational_New_Capacity_MW | -1
Generic_PGE_North_500_HSN | Northern_California_Flow_Battery_84_Generic | Reliability_Capacity_In_Model_Year | 1 | Generic_SCE_Eastern_500_HSN | Greater_Imperial_Geothermal_20_Generic | Reliability_Capacity_In_Model_Year | 1 | Greater_Imperial_Geothermal_20_Generic | SCE Eastern | Greater_Imperial_Geothermal | Wind | Generic_SCE_Eastern_500_HSN | Greater_Imperial_Geothermal_20_Generic | Reliability_Capacity_In_Model_Year | 1 | Generic_SCE_Eastern_500_SSN | Greater_Imperial_Geothermal_20_Generic | Reliability_Capacity_In_Model_Year | 1 | Generic_SCE_Eastern_500_offpeak | Greater_Imperial_Geothermal_20_Generic | Operational_New_Capacity_MW | 1
Generic_PGE_North_500_HSN | Northern_California_Flow_Battery_85_Generic | Reliability_Capacity_In_Model_Year | 1 | Generic_SCE_Eastern_500_HSN | Greater_Imperial_Geothermal_63_Generic | Reliability_Capacity_In_Model_Year | 1 | Greater_Imperial_Geothermal_63_Generic | SCE Eastern | Greater_Imperial_Geothermal | Wind | Generic_SCE_Eastern_500_HSN | Greater_Imperial_Geothermal_63_Generic | Reliability_Capacity_In_Model_Year | 1 | Generic_SCE_Eastern_500_SSN | Greater_Imperial_Geothermal_63_Generic | Reliability_Capacity_In_Model_Year | 1 | Generic_SCE_Eastern_500_offpeak | Greater_Imperial_Geothermal_63_Generic | Operational_New_Capacity_MW | 1
Generic_PGE_North_500_HSN | Northern_California_Flow_Battery_92_Generic | Reliability_Capacity_In_Model_Year | 1 | Generic_SCE_East_Pisgah_500_HSN | Greater_Imperial_Li_Battery_4hr_107_Generic | Reliability_Capacity_In_Model_Year | 1 | Greater_Imperial_Li_Battery_4hr_107_Generic | SCE East of Pisgah | CAISO_Li_Battery_4hr_Dispatch | Solar | Generic_SCE_East_Pisgah_500_HSN | Greater_Imperial_Li_Battery_4hr_107_Generic | Reliability_Capacity_In_Model_Year | 1 | Generic_SCE_East_Pisgah_500_SSN | Greater_Imperial_Li_Battery_4hr_107_Generic | Reliability_Capacity_In_Model_Year | 0.5 | Generic_SCE_East_Pisgah_500_offpeak | Greater_Imperial_Li_Battery_4hr_107_Generic | Operational_New_Capacity_MW | -1
Generic_PGE_North_500_HSN | Northern_California_Flow_Battery_94_Generic | Reliability_Capacity_In_Model_Year | 1 | Generic_SCE_Eastern_500_HSN | Greater_Imperial_Li_Battery_4hr_107_Generic | Reliability_Capacity_In_Model_Year | 1 | Greater_Imperial_Li_Battery_4hr_107_Generic | SCE Eastern | CAISO_Li_Battery_4hr_Dispatch | Wind | Generic_SCE_Eastern_500_HSN | Greater_Imperial_Li_Battery_4hr_107_Generic | Reliability_Capacity_In_Model_Year | 1 | Generic_SCE_Eastern_500_SSN | Greater_Imperial_Li_Battery_4hr_107_Generic | Reliability_Capacity_In_Model_Year | 0.5 | Generic_SCE_Eastern_500_offpeak | Greater_Imperial_Li_Battery_4hr_107_Generic | Operational_New_Capacity_MW | -1
Generic_PGE_North_500_HSN | Northern_California_Flow_Battery_96_Generic | Reliability_Capacity_In_Model_Year | 1 | Generic_SCE_Eastern_500_HSN | Greater_Imperial_Li_Battery_4hr_108_Generic | Reliability_Capacity_In_Model_Year | 1 | Greater_Imperial_Li_Battery_4hr_108_Generic | SCE Eastern | CAISO_Li_Battery_4hr_Dispatch | Wind | Generic_SCE_Eastern_500_HSN | Greater_Imperial_Li_Battery_4hr_108_Generic | Reliability_Capacity_In_Model_Year | 1 | Generic_SCE_Eastern_500_SSN | Greater_Imperial_Li_Battery_4hr_108_Generic | Reliability_Capacity_In_Model_Year | 0.5 | Generic_SCE_Eastern_500_offpeak | Greater_Imperial_Li_Battery_4hr_108_Generic | Operational_New_Capacity_MW | -1
Generic_PGE_North_500_HSN | Northern_California_Geothermal_100_Generic | Reliability_Capacity_In_Model_Year | 1 | Generic_SCE_East_Pisgah_500_HSN | Greater_Imperial_Li_Battery_4hr_133_Generic | Reliability_Capacity_In_Model_Year | 1 | Greater_Imperial_Li_Battery_4hr_133_Generic | SCE East of Pisgah | CAISO_Li_Battery_4hr_Dispatch | Solar | Generic_SCE_East_Pisgah_500_HSN | Greater_Imperial_Li_Battery_4hr_133_Generic | Reliability_Capacity_In_Model_Year | 1 | Generic_SCE_East_Pisgah_500_SSN | Greater_Imperial_Li_Battery_4hr_133_Generic | Reliability_Capacity_In_Model_Year | 0.5 | Generic_SCE_East_Pisgah_500_offpeak | Greater_Imperial_Li_Battery_4hr_133_Generic | Operational_New_Capacity_MW | -1
Generic_PGE_North_500_HSN | Northern_California_Geothermal_35_Generic | Reliability_Capacity_In_Model_Year | 1 | Generic_SCE_Eastern_500_HSN | Greater_Imperial_Li_Battery_4hr_133_Generic | Reliability_Capacity_In_Model_Year | 1 | Greater_Imperial_Li_Battery_4hr_133_Generic | SCE Eastern | CAISO_Li_Battery_4hr_Dispatch | Wind | Generic_SCE_Eastern_500_HSN | Greater_Imperial_Li_Battery_4hr_133_Generic | Reliability_Capacity_In_Model_Year | 1 | Generic_SCE_Eastern_500_SSN | Greater_Imperial_Li_Battery_4hr_133_Generic | Reliability_Capacity_In_Model_Year | 0.5 | Generic_SCE_Eastern_500_offpeak | Greater_Imperial_Li_Battery_4hr_133_Generic | Operational_New_Capacity_MW | -1
Generic_PGE_North_500_HSN | Northern_California_Geothermal_5_Generic | Reliability_Capacity_In_Model_Year | 1 | Generic_SCE_Eastern_500_HSN | Greater_Imperial_Li_Battery_4hr_20_Generic | Reliability_Capacity_In_Model_Year | 1 | Greater_Imperial_Li_Battery_4hr_20_Generic | SCE Eastern | CAISO_Li_Battery_4hr_Dispatch | Wind | Generic_SCE_Eastern_500_HSN | Greater_Imperial_Li_Battery_4hr_20_Generic | Reliability_Capacity_In_Model_Year | 1 | Generic_SCE_Eastern_500_SSN | Greater_Imperial_Li_Battery_4hr_20_Generic | Reliability_Capacity_In_Model_Year | 0.5 | Generic_SCE_Eastern_500_offpeak | Greater_Imperial_Li_Battery_4hr_20_Generic | Operational_New_Capacity_MW | -1
Generic_PGE_North_500_HSN | Northern_California_Geothermal_70_Generic | Reliability_Capacity_In_Model_Year | 1 | Generic_SCE_Eastern_500_HSN | Greater_Imperial_Li_Battery_4hr_63_Generic | Reliability_Capacity_In_Model_Year | 1 | Greater_Imperial_Li_Battery_4hr_63_Generic | SCE Eastern | CAISO_Li_Battery_4hr_Dispatch | Wind | Generic_SCE_Eastern_500_HSN | Greater_Imperial_Li_Battery_4hr_63_Generic | Reliability_Capacity_In_Model_Year | 1 | Generic_SCE_Eastern_500_SSN | Greater_Imperial_Li_Battery_4hr_63_Generic | Reliability_Capacity_In_Model_Year | 0.5 | Generic_SCE_Eastern_500_offpeak | Greater_Imperial_Li_Battery_4hr_63_Generic | Operational_New_Capacity_MW | -1
Generic_PGE_North_500_HSN | Northern_California_Li_Battery_4hr_100_Generic | Reliability_Capacity_In_Model_Year | 1 | Generic_SCE_East_Pisgah_500_HSN | Greater_Imperial_Li_Battery_8hr_107_Generic | Reliability_Capacity_In_Model_Year | 1 | Greater_Imperial_Li_Battery_8hr_107_Generic | SCE East of Pisgah | CAISO_Li_Battery_8hr_Dispatch | Solar | Generic_SCE_East_Pisgah_500_HSN | Greater_Imperial_Li_Battery_8hr_107_Generic | Reliability_Capacity_In_Model_Year | 1 | Generic_SCE_East_Pisgah_500_SSN | Greater_Imperial_Li_Battery_8hr_107_Generic | Reliability_Capacity_In_Model_Year | 0.5 | Generic_SCE_East_Pisgah_500_offpeak | Greater_Imperial_Li_Battery_8hr_107_Generic | Operational_New_Capacity_MW | -1
Generic_PGE_North_500_HSN | Northern_California_Li_Battery_4hr_112_Generic | Reliability_Capacity_In_Model_Year | 1 | Generic_SCE_Eastern_500_HSN | Greater_Imperial_Li_Battery_8hr_107_Generic | Reliability_Capacity_In_Model_Year | 1 | Greater_Imperial_Li_Battery_8hr_107_Generic | SCE Eastern | CAISO_Li_Battery_8hr_Dispatch | Wind | Generic_SCE_Eastern_500_HSN | Greater_Imperial_Li_Battery_8hr_107_Generic | Reliability_Capacity_In_Model_Year | 1 | Generic_SCE_Eastern_500_SSN | Greater_Imperial_Li_Battery_8hr_107_Generic | Reliability_Capacity_In_Model_Year | 0.5 | Generic_SCE_Eastern_500_offpeak | Greater_Imperial_Li_Battery_8hr_107_Generic | Operational_New_Capacity_MW | -1
Generic_PGE_North_500_HSN | Northern_California_Li_Battery_4hr_113_Generic | Reliability_Capacity_In_Model_Year | 1 | Generic_SCE_Eastern_500_HSN | Greater_Imperial_Li_Battery_8hr_108_Generic | Reliability_Capacity_In_Model_Year | 1 | Greater_Imperial_Li_Battery_8hr_108_Generic | SCE Eastern | CAISO_Li_Battery_8hr_Dispatch | Wind | Generic_SCE_Eastern_500_HSN | Greater_Imperial_Li_Battery_8hr_108_Generic | Reliability_Capacity_In_Model_Year | 1 | Generic_SCE_Eastern_500_SSN | Greater_Imperial_Li_Battery_8hr_108_Generic | Reliability_Capacity_In_Model_Year | 0.5 | Generic_SCE_Eastern_500_offpeak | Greater_Imperial_Li_Battery_8hr_108_Generic | Operational_New_Capacity_MW | -1
Generic_PGE_North_500_HSN | Northern_California_Li_Battery_4hr_114_Generic | Reliability_Capacity_In_Model_Year | 1 | Generic_SCE_East_Pisgah_500_HSN | Greater_Imperial_Li_Battery_8hr_133_Generic | Reliability_Capacity_In_Model_Year | 1 | Greater_Imperial_Li_Battery_8hr_133_Generic | SCE East of Pisgah | CAISO_Li_Battery_8hr_Dispatch | Solar | Generic_SCE_East_Pisgah_500_HSN | Greater_Imperial_Li_Battery_8hr_133_Generic | Reliability_Capacity_In_Model_Year | 1 | Generic_SCE_East_Pisgah_500_SSN | Greater_Imperial_Li_Battery_8hr_133_Generic | Reliability_Capacity_In_Model_Year | 0.5 | Generic_SCE_East_Pisgah_500_offpeak | Greater_Imperial_Li_Battery_8hr_133_Generic | Operational_New_Capacity_MW | -1
Generic_PGE_North_500_HSN | Northern_California_Li_Battery_4hr_116_Generic | Reliability_Capacity_In_Model_Year | 1 | Generic_SCE_Eastern_500_HSN | Greater_Imperial_Li_Battery_8hr_133_Generic | Reliability_Capacity_In_Model_Year | 1 | Greater_Imperial_Li_Battery_8hr_133_Generic | SCE Eastern | CAISO_Li_Battery_8hr_Dispatch | Wind | Generic_SCE_Eastern_500_HSN | Greater_Imperial_Li_Battery_8hr_133_Generic | Reliability_Capacity_In_Model_Year | 1 | Generic_SCE_Eastern_500_SSN | Greater_Imperial_Li_Battery_8hr_133_Generic | Reliability_Capacity_In_Model_Year | 0.5 | Generic_SCE_Eastern_500_offpeak | Greater_Imperial_Li_Battery_8hr_133_Generic | Operational_New_Capacity_MW | -1
Generic_PGE_North_500_HSN | Northern_California_Li_Battery_4hr_121_Generic | Reliability_Capacity_In_Model_Year | 1 | Generic_SCE_Eastern_500_HSN | Greater_Imperial_Li_Battery_8hr_20_Generic | Reliability_Capacity_In_Model_Year | 1 | Greater_Imperial_Li_Battery_8hr_20_Generic | SCE Eastern | CAISO_Li_Battery_8hr_Dispatch | Wind | Generic_SCE_Eastern_500_HSN | Greater_Imperial_Li_Battery_8hr_20_Generic | Reliability_Capacity_In_Model_Year | 1 | Generic_SCE_Eastern_500_SSN | Greater_Imperial_Li_Battery_8hr_20_Generic | Reliability_Capacity_In_Model_Year | 0.5 | Generic_SCE_Eastern_500_offpeak | Greater_Imperial_Li_Battery_8hr_20_Generic | Operational_New_Capacity_MW | -1
Generic_PGE_North_500_HSN | Northern_California_Li_Battery_4hr_122_Generic | Reliability_Capacity_In_Model_Year | 1 | Generic_SCE_Eastern_500_HSN | Greater_Imperial_Li_Battery_8hr_63_Generic | Reliability_Capacity_In_Model_Year | 1 | Greater_Imperial_Li_Battery_8hr_63_Generic | SCE Eastern | CAISO_Li_Battery_8hr_Dispatch | Wind | Generic_SCE_Eastern_500_HSN | Greater_Imperial_Li_Battery_8hr_63_Generic | Reliability_Capacity_In_Model_Year | 1 | Generic_SCE_Eastern_500_SSN | Greater_Imperial_Li_Battery_8hr_63_Generic | Reliability_Capacity_In_Model_Year | 0.5 | Generic_SCE_Eastern_500_offpeak | Greater_Imperial_Li_Battery_8hr_63_Generic | Operational_New_Capacity_MW | -1
Generic_PGE_North_500_HSN | Northern_California_Li_Battery_4hr_126_Generic | Reliability_Capacity_In_Model_Year | 1 | Generic_SCE_East_Pisgah_500_HSN | Greater_Imperial_Solar_107_Generic | Reliability_Capacity_In_Model_Year | 0.106 | Greater_Imperial_Solar_107_Generic | SCE East of Pisgah | Greater_Imperial_Solar | Solar | Generic_SCE_East_Pisgah_500_HSN | Greater_Imperial_Solar_107_Generic | Reliability_Capacity_In_Model_Year | 0.106 | Generic_SCE_East_Pisgah_500_SSN | Greater_Imperial_Solar_107_Generic | Reliability_Capacity_In_Model_Year | 0.427 | Generic_SCE_East_Pisgah_500_offpeak | Greater_Imperial_Solar_107_Generic | Operational_New_Capacity_MW | 0.77
Generic_PGE_North_500_HSN | Northern_California_Li_Battery_4hr_127_Generic | Reliability_Capacity_In_Model_Year | 1 | Generic_SCE_Eastern_500_HSN | Greater_Imperial_Solar_107_Generic | Reliability_Capacity_In_Model_Year | 0.106 | Greater_Imperial_Solar_107_Generic | SCE Eastern | Greater_Imperial_Solar | Wind | Generic_SCE_Eastern_500_HSN | Greater_Imperial_Solar_107_Generic | Reliability_Capacity_In_Model_Year | 0.106 | Generic_SCE_Eastern_500_SSN | Greater_Imperial_Solar_107_Generic | Reliability_Capacity_In_Model_Year | 0.427 | Generic_SCE_Eastern_500_offpeak | Greater_Imperial_Solar_107_Generic | Operational_New_Capacity_MW | 0.68
Generic_PGE_North_500_HSN | Northern_California_Li_Battery_4hr_132_Generic | Reliability_Capacity_In_Model_Year | 1 | Generic_SCE_Eastern_500_HSN | Greater_Imperial_Solar_108_Generic | Reliability_Capacity_In_Model_Year | 0.106 | Greater_Imperial_Solar_108_Generic | SCE Eastern | Greater_Imperial_Solar | Wind | Generic_SCE_Eastern_500_HSN | Greater_Imperial_Solar_108_Generic | Reliability_Capacity_In_Model_Year | 0.106 | Generic_SCE_Eastern_500_SSN | Greater_Imperial_Solar_108_Generic | Reliability_Capacity_In_Model_Year | 0.427 | Generic_SCE_Eastern_500_offpeak | Greater_Imperial_Solar_108_Generic | Operational_New_Capacity_MW | 0.68
Generic_PGE_North_500_HSN | Northern_California_Li_Battery_4hr_135_Generic | Reliability_Capacity_In_Model_Year | 1 | Generic_SCE_East_Pisgah_500_HSN | Greater_Imperial_Solar_133_Generic | Reliability_Capacity_In_Model_Year | 0.106 | Greater_Imperial_Solar_133_Generic | SCE East of Pisgah | Greater_Imperial_Solar | Solar | Generic_SCE_East_Pisgah_500_HSN | Greater_Imperial_Solar_133_Generic | Reliability_Capacity_In_Model_Year | 0.106 | Generic_SCE_East_Pisgah_500_SSN | Greater_Imperial_Solar_133_Generic | Reliability_Capacity_In_Model_Year | 0.427 | Generic_SCE_East_Pisgah_500_offpeak | Greater_Imperial_Solar_133_Generic | Operational_New_Capacity_MW | 0.77
Generic_PGE_North_500_HSN | Northern_California_Li_Battery_4hr_138_Generic | Reliability_Capacity_In_Model_Year | 1 | Generic_SCE_Eastern_500_HSN | Greater_Imperial_Solar_133_Generic | Reliability_Capacity_In_Model_Year | 0.106 | Greater_Imperial_Solar_133_Generic | SCE Eastern | Greater_Imperial_Solar | Wind | Generic_SCE_Eastern_500_HSN | Greater_Imperial_Solar_133_Generic | Reliability_Capacity_In_Model_Year | 0.106 | Generic_SCE_Eastern_500_SSN | Greater_Imperial_Solar_133_Generic | Reliability_Capacity_In_Model_Year | 0.427 | Generic_SCE_Eastern_500_offpeak | Greater_Imperial_Solar_133_Generic | Operational_New_Capacity_MW | 0.68
Generic_PGE_North_500_HSN | Northern_California_Li_Battery_4hr_141_Generic | Reliability_Capacity_In_Model_Year | 1 | Generic_SCE_Eastern_500_HSN | Greater_Imperial_Solar_20_Generic | Reliability_Capacity_In_Model_Year | 0.106 | Greater_Imperial_Solar_20_Generic | SCE Eastern | Greater_Imperial_Solar | Wind | Generic_SCE_Eastern_500_HSN | Greater_Imperial_Solar_20_Generic | Reliability_Capacity_In_Model_Year | 0.106 | Generic_SCE_Eastern_500_SSN | Greater_Imperial_Solar_20_Generic | Reliability_Capacity_In_Model_Year | 0.427 | Generic_SCE_Eastern_500_offpeak | Greater_Imperial_Solar_20_Generic | Operational_New_Capacity_MW | 0.68
Generic_PGE_North_500_HSN | Northern_California_Li_Battery_4hr_144_Generic | Reliability_Capacity_In_Model_Year | 1 | Generic_SCE_Eastern_500_HSN | Greater_Imperial_Solar_63_Generic | Reliability_Capacity_In_Model_Year | 0.106 | Greater_Imperial_Solar_63_Generic | SCE Eastern | Greater_Imperial_Solar | Wind | Generic_SCE_Eastern_500_HSN | Greater_Imperial_Solar_63_Generic | Reliability_Capacity_In_Model_Year | 0.106 | Generic_SCE_Eastern_500_SSN | Greater_Imperial_Solar_63_Generic | Reliability_Capacity_In_Model_Year | 0.427 | Generic_SCE_Eastern_500_offpeak | Greater_Imperial_Solar_63_Generic | Operational_New_Capacity_MW | 0.68
Generic_PGE_North_500_HSN | Northern_California_Li_Battery_4hr_149_Generic | Reliability_Capacity_In_Model_Year | 1 | Generic_SCE_Eastern_500_HSN | Greater_Imperial_Wind_108_Generic | Reliability_Capacity_In_Model_Year | 0.557 | Greater_Imperial_Wind_108_Generic | SCE Eastern | Greater_Imperial_Wind | Wind | Generic_SCE_Eastern_500_HSN | Greater_Imperial_Wind_108_Generic | Reliability_Capacity_In_Model_Year | 0.557 | Generic_SCE_Eastern_500_SSN | Greater_Imperial_Wind_108_Generic | Reliability_Capacity_In_Model_Year | 0.208 | Generic_SCE_Eastern_500_offpeak | Greater_Imperial_Wind_108_Generic | Operational_New_Capacity_MW | 0.64
Generic_PGE_North_500_HSN | Northern_California_Li_Battery_4hr_150_Generic | Reliability_Capacity_In_Model_Year | 1 | Generic_SCE_North_Lugo_500_HSN | Greater_Kramer_Flow_Battery_103_Generic | Reliability_Capacity_In_Model_Year | 1 | Greater_Kramer_Flow_Battery_103_Generic | SCE North of Lugo | CAISO_Flow_Battery_8hr_Dispatch | Solar | Generic_SCE_North_Lugo_500_HSN | Greater_Kramer_Flow_Battery_103_Generic | Reliability_Capacity_In_Model_Year | 1 | Generic_SCE_North_Lugo_500_SSN | Greater_Kramer_Flow_Battery_103_Generic | Reliability_Capacity_In_Model_Year | 0.5 | Generic_SCE_North_Lugo_500_offpeak | Greater_Kramer_Flow_Battery_103_Generic | Operational_New_Capacity_MW | -1
Generic_PGE_North_500_HSN | Northern_California_Li_Battery_4hr_155_Generic | Reliability_Capacity_In_Model_Year | 1 | Generic_SCE_North_Lugo_500_HSN | Greater_Kramer_Flow_Battery_123_Generic | Reliability_Capacity_In_Model_Year | 1 | Greater_Kramer_Flow_Battery_123_Generic | SCE North of Lugo | CAISO_Flow_Battery_8hr_Dispatch | Solar | Generic_SCE_North_Lugo_500_HSN | Greater_Kramer_Flow_Battery_123_Generic | Reliability_Capacity_In_Model_Year | 1 | Generic_SCE_North_Lugo_500_SSN | Greater_Kramer_Flow_Battery_123_Generic | Reliability_Capacity_In_Model_Year | 0.5 | Generic_SCE_North_Lugo_500_offpeak | Greater_Kramer_Flow_Battery_123_Generic | Operational_New_Capacity_MW | -1
Generic_PGE_North_500_HSN | Northern_California_Li_Battery_4hr_157_Generic | Reliability_Capacity_In_Model_Year | 1 | Generic_SCE_North_Lugo_500_HSN | Greater_Kramer_Flow_Battery_156_Generic | Reliability_Capacity_In_Model_Year | 1 | Greater_Kramer_Flow_Battery_156_Generic | SCE North of Lugo | CAISO_Flow_Battery_8hr_Dispatch | Solar | Generic_SCE_North_Lugo_500_HSN | Greater_Kramer_Flow_Battery_156_Generic | Reliability_Capacity_In_Model_Year | 1 | Generic_SCE_North_Lugo_500_SSN | Greater_Kramer_Flow_Battery_156_Generic | Reliability_Capacity_In_Model_Year | 0.5 | Generic_SCE_North_Lugo_500_offpeak | Greater_Kramer_Flow_Battery_156_Generic | Operational_New_Capacity_MW | -1
Generic_PGE_North_500_HSN | Northern_California_Li_Battery_4hr_158_Generic | Reliability_Capacity_In_Model_Year | 1 | Generic_SCE_North_Lugo_500_HSN | Greater_Kramer_Flow_Battery_86_Generic | Reliability_Capacity_In_Model_Year | 1 | Greater_Kramer_Flow_Battery_86_Generic | SCE North of Lugo | CAISO_Flow_Battery_8hr_Dispatch | Solar | Generic_SCE_North_Lugo_500_HSN | Greater_Kramer_Flow_Battery_86_Generic | Reliability_Capacity_In_Model_Year | 1 | Generic_SCE_North_Lugo_500_SSN | Greater_Kramer_Flow_Battery_86_Generic | Reliability_Capacity_In_Model_Year | 0.5 | Generic_SCE_North_Lugo_500_offpeak | Greater_Kramer_Flow_Battery_86_Generic | Operational_New_Capacity_MW | -1
Generic_PGE_North_500_HSN | Northern_California_Li_Battery_4hr_159_Generic | Reliability_Capacity_In_Model_Year | 1 | Generic_SCE_North_Lugo_500_HSN | Greater_Kramer_Li_Battery_4hr_103_Generic | Reliability_Capacity_In_Model_Year | 1 | Greater_Kramer_Li_Battery_4hr_103_Generic | SCE North of Lugo | CAISO_Li_Battery_4hr_Dispatch | Solar | Generic_SCE_North_Lugo_500_HSN | Greater_Kramer_Li_Battery_4hr_103_Generic | Reliability_Capacity_In_Model_Year | 1 | Generic_SCE_North_Lugo_500_SSN | Greater_Kramer_Li_Battery_4hr_103_Generic | Reliability_Capacity_In_Model_Year | 0.5 | Generic_SCE_North_Lugo_500_offpeak | Greater_Kramer_Li_Battery_4hr_103_Generic | Operational_New_Capacity_MW | -1
Generic_PGE_North_500_HSN | Northern_California_Li_Battery_4hr_166_Generic | Reliability_Capacity_In_Model_Year | 1 | Generic_SCE_North_Lugo_500_HSN | Greater_Kramer_Li_Battery_4hr_123_Generic | Reliability_Capacity_In_Model_Year | 1 | Greater_Kramer_Li_Battery_4hr_123_Generic | SCE North of Lugo | CAISO_Li_Battery_4hr_Dispatch | Solar | Generic_SCE_North_Lugo_500_HSN | Greater_Kramer_Li_Battery_4hr_123_Generic | Reliability_Capacity_In_Model_Year | 1 | Generic_SCE_North_Lugo_500_SSN | Greater_Kramer_Li_Battery_4hr_123_Generic | Reliability_Capacity_In_Model_Year | 0.5 | Generic_SCE_North_Lugo_500_offpeak | Greater_Kramer_Li_Battery_4hr_123_Generic | Operational_New_Capacity_MW | -1
Generic_PGE_North_500_HSN | Northern_California_Li_Battery_4hr_172_Generic | Reliability_Capacity_In_Model_Year | 1 | Generic_SCE_North_Lugo_500_HSN | Greater_Kramer_Li_Battery_4hr_156_Generic | Reliability_Capacity_In_Model_Year | 1 | Greater_Kramer_Li_Battery_4hr_156_Generic | SCE North of Lugo | CAISO_Li_Battery_4hr_Dispatch | Solar | Generic_SCE_North_Lugo_500_HSN | Greater_Kramer_Li_Battery_4hr_156_Generic | Reliability_Capacity_In_Model_Year | 1 | Generic_SCE_North_Lugo_500_SSN | Greater_Kramer_Li_Battery_4hr_156_Generic | Reliability_Capacity_In_Model_Year | 0.5 | Generic_SCE_North_Lugo_500_offpeak | Greater_Kramer_Li_Battery_4hr_156_Generic | Operational_New_Capacity_MW | -1
Generic_PGE_North_500_HSN | Northern_California_Li_Battery_4hr_178_Generic | Reliability_Capacity_In_Model_Year | 1 | Generic_SCE_North_Lugo_500_HSN | Greater_Kramer_Li_Battery_4hr_86_Generic | Reliability_Capacity_In_Model_Year | 1 | Greater_Kramer_Li_Battery_4hr_86_Generic | SCE North of Lugo | CAISO_Li_Battery_4hr_Dispatch | Solar | Generic_SCE_North_Lugo_500_HSN | Greater_Kramer_Li_Battery_4hr_86_Generic | Reliability_Capacity_In_Model_Year | 1 | Generic_SCE_North_Lugo_500_SSN | Greater_Kramer_Li_Battery_4hr_86_Generic | Reliability_Capacity_In_Model_Year | 0.5 | Generic_SCE_North_Lugo_500_offpeak | Greater_Kramer_Li_Battery_4hr_86_Generic | Operational_New_Capacity_MW | -1
Generic_PGE_North_500_HSN | Northern_California_Li_Battery_4hr_179_Generic | Reliability_Capacity_In_Model_Year | 1 | Generic_SCE_North_Lugo_500_HSN | Greater_Kramer_Li_Battery_8hr_103_Generic | Reliability_Capacity_In_Model_Year | 1 | Greater_Kramer_Li_Battery_8hr_103_Generic | SCE North of Lugo | CAISO_Li_Battery_8hr_Dispatch | Solar | Generic_SCE_North_Lugo_500_HSN | Greater_Kramer_Li_Battery_8hr_103_Generic | Reliability_Capacity_In_Model_Year | 1 | Generic_SCE_North_Lugo_500_SSN | Greater_Kramer_Li_Battery_8hr_103_Generic | Reliability_Capacity_In_Model_Year | 0.5 | Generic_SCE_North_Lugo_500_offpeak | Greater_Kramer_Li_Battery_8hr_103_Generic | Operational_New_Capacity_MW | -1
Generic_PGE_North_500_HSN | Northern_California_Li_Battery_4hr_180_Generic | Reliability_Capacity_In_Model_Year | 1 | Generic_SCE_North_Lugo_500_HSN | Greater_Kramer_Li_Battery_8hr_123_Generic | Reliability_Capacity_In_Model_Year | 1 | Greater_Kramer_Li_Battery_8hr_123_Generic | SCE North of Lugo | CAISO_Li_Battery_8hr_Dispatch | Solar | Generic_SCE_North_Lugo_500_HSN | Greater_Kramer_Li_Battery_8hr_123_Generic | Reliability_Capacity_In_Model_Year | 1 | Generic_SCE_North_Lugo_500_SSN | Greater_Kramer_Li_Battery_8hr_123_Generic | Reliability_Capacity_In_Model_Year | 0.5 | Generic_SCE_North_Lugo_500_offpeak | Greater_Kramer_Li_Battery_8hr_123_Generic | Operational_New_Capacity_MW | -1
Generic_PGE_North_500_HSN | Northern_California_Li_Battery_4hr_25_Generic | Reliability_Capacity_In_Model_Year | 1 | Generic_SCE_North_Lugo_500_HSN | Greater_Kramer_Li_Battery_8hr_156_Generic | Reliability_Capacity_In_Model_Year | 1 | Greater_Kramer_Li_Battery_8hr_156_Generic | SCE North of Lugo | CAISO_Li_Battery_8hr_Dispatch | Solar | Generic_SCE_North_Lugo_500_HSN | Greater_Kramer_Li_Battery_8hr_156_Generic | Reliability_Capacity_In_Model_Year | 1 | Generic_SCE_North_Lugo_500_SSN | Greater_Kramer_Li_Battery_8hr_156_Generic | Reliability_Capacity_In_Model_Year | 0.5 | Generic_SCE_North_Lugo_500_offpeak | Greater_Kramer_Li_Battery_8hr_156_Generic | Operational_New_Capacity_MW | -1
Generic_PGE_North_500_HSN | Northern_California_Li_Battery_4hr_26_Generic | Reliability_Capacity_In_Model_Year | 1 | Generic_SCE_North_Lugo_500_HSN | Greater_Kramer_Li_Battery_8hr_86_Generic | Reliability_Capacity_In_Model_Year | 1 | Greater_Kramer_Li_Battery_8hr_86_Generic | SCE North of Lugo | CAISO_Li_Battery_8hr_Dispatch | Solar | Generic_SCE_North_Lugo_500_HSN | Greater_Kramer_Li_Battery_8hr_86_Generic | Reliability_Capacity_In_Model_Year | 1 | Generic_SCE_North_Lugo_500_SSN | Greater_Kramer_Li_Battery_8hr_86_Generic | Reliability_Capacity_In_Model_Year | 0.5 | Generic_SCE_North_Lugo_500_offpeak | Greater_Kramer_Li_Battery_8hr_86_Generic | Operational_New_Capacity_MW | -1
Generic_PGE_North_500_HSN | Northern_California_Li_Battery_4hr_29_Generic | Reliability_Capacity_In_Model_Year | 1 | Generic_SCE_North_Lugo_500_HSN | Greater_Kramer_Solar_103_Generic | Reliability_Capacity_In_Model_Year | 0.106 | Greater_Kramer_Solar_103_Generic | SCE North of Lugo | Greater_Kramer_Solar | Solar | Generic_SCE_North_Lugo_500_HSN | Greater_Kramer_Solar_103_Generic | Reliability_Capacity_In_Model_Year | 0.106 | Generic_SCE_North_Lugo_500_SSN | Greater_Kramer_Solar_103_Generic | Reliability_Capacity_In_Model_Year | 0.427 | Generic_SCE_North_Lugo_500_offpeak | Greater_Kramer_Solar_103_Generic | Operational_New_Capacity_MW | 0.77
Generic_PGE_North_500_HSN | Northern_California_Li_Battery_4hr_31_Generic | Reliability_Capacity_In_Model_Year | 1 | Generic_SCE_North_Lugo_500_HSN | Greater_Kramer_Solar_123_Generic | Reliability_Capacity_In_Model_Year | 0.106 | Greater_Kramer_Solar_123_Generic | SCE North of Lugo | Greater_Kramer_Solar | Solar | Generic_SCE_North_Lugo_500_HSN | Greater_Kramer_Solar_123_Generic | Reliability_Capacity_In_Model_Year | 0.106 | Generic_SCE_North_Lugo_500_SSN | Greater_Kramer_Solar_123_Generic | Reliability_Capacity_In_Model_Year | 0.427 | Generic_SCE_North_Lugo_500_offpeak | Greater_Kramer_Solar_123_Generic | Operational_New_Capacity_MW | 0.77
Generic_PGE_North_500_HSN | Northern_California_Li_Battery_4hr_35_Generic | Reliability_Capacity_In_Model_Year | 1 | Generic_SCE_North_Lugo_500_HSN | Greater_Kramer_Solar_156_Generic | Reliability_Capacity_In_Model_Year | 0.106 | Greater_Kramer_Solar_156_Generic | SCE North of Lugo | Greater_Kramer_Solar | Solar | Generic_SCE_North_Lugo_500_HSN | Greater_Kramer_Solar_156_Generic | Reliability_Capacity_In_Model_Year | 0.106 | Generic_SCE_North_Lugo_500_SSN | Greater_Kramer_Solar_156_Generic | Reliability_Capacity_In_Model_Year | 0.427 | Generic_SCE_North_Lugo_500_offpeak | Greater_Kramer_Solar_156_Generic | Operational_New_Capacity_MW | 0.77
Generic_PGE_North_500_HSN | Northern_California_Li_Battery_4hr_38_Generic | Reliability_Capacity_In_Model_Year | 1 | Generic_SCE_North_Lugo_500_HSN | Greater_Kramer_Solar_86_Generic | Reliability_Capacity_In_Model_Year | 0.106 | Greater_Kramer_Solar_86_Generic | SCE North of Lugo | Greater_Kramer_Solar | Solar | Generic_SCE_North_Lugo_500_HSN | Greater_Kramer_Solar_86_Generic | Reliability_Capacity_In_Model_Year | 0.106 | Generic_SCE_North_Lugo_500_SSN | Greater_Kramer_Solar_86_Generic | Reliability_Capacity_In_Model_Year | 0.427 | Generic_SCE_North_Lugo_500_offpeak | Greater_Kramer_Solar_86_Generic | Operational_New_Capacity_MW | 0.77
Generic_PGE_North_500_HSN | Northern_California_Li_Battery_4hr_41_Generic | Reliability_Capacity_In_Model_Year | 1 | Generic_SCE_Northern_500_HSN | Greater_LA_Flow_Battery_18_Generic | Reliability_Capacity_In_Model_Year | 1 | Greater_LA_Flow_Battery_18_Generic | SCE Northern | CAISO_Flow_Battery_8hr_Dispatch | Solar | Generic_SCE_Northern_500_HSN | Greater_LA_Flow_Battery_18_Generic | Reliability_Capacity_In_Model_Year | 1 | Generic_SCE_Northern_500_SSN | Greater_LA_Flow_Battery_18_Generic | Reliability_Capacity_In_Model_Year | 0.5 | Generic_SCE_Northern_500_offpeak | Greater_LA_Flow_Battery_18_Generic | Operational_New_Capacity_MW | -1
Generic_PGE_North_500_HSN | Northern_California_Li_Battery_4hr_44_Generic | Reliability_Capacity_In_Model_Year | 1 | Generic_SCE_Metro_500_HSN | Greater_LA_Flow_Battery_30_Generic | Reliability_Capacity_In_Model_Year | 1 | Greater_LA_Flow_Battery_30_Generic | SCE Metro | CAISO_Flow_Battery_8hr_Dispatch | Solar | Generic_SCE_Metro_500_HSN | Greater_LA_Flow_Battery_30_Generic | Reliability_Capacity_In_Model_Year | 1 | Generic_SCE_Metro_500_SSN | Greater_LA_Flow_Battery_30_Generic | Reliability_Capacity_In_Model_Year | 0.5 | Generic_SCE_Metro_500_offpeak | Greater_LA_Flow_Battery_30_Generic | Operational_New_Capacity_MW | -1
Generic_PGE_North_500_HSN | Northern_California_Li_Battery_4hr_5_Generic | Reliability_Capacity_In_Model_Year | 1 | Generic_SCE_Metro_500_HSN | Greater_LA_Flow_Battery_4_Generic | Reliability_Capacity_In_Model_Year | 1 | Greater_LA_Flow_Battery_4_Generic | SCE Metro | CAISO_Flow_Battery_8hr_Dispatch | Solar | Generic_SCE_Metro_500_HSN | Greater_LA_Flow_Battery_4_Generic | Reliability_Capacity_In_Model_Year | 1 | Generic_SCE_Metro_500_SSN | Greater_LA_Flow_Battery_4_Generic | Reliability_Capacity_In_Model_Year | 0.5 | Generic_SCE_Metro_500_offpeak | Greater_LA_Flow_Battery_4_Generic | Operational_New_Capacity_MW | -1
Generic_PGE_North_500_HSN | Northern_California_Li_Battery_4hr_51_Generic | Reliability_Capacity_In_Model_Year | 1 | Generic_SCE_East_Pisgah_500_HSN | Greater_LA_Flow_Battery_58_Generic | Reliability_Capacity_In_Model_Year | 1 | Greater_LA_Flow_Battery_58_Generic | SCE East of Pisgah | CAISO_Flow_Battery_8hr_Dispatch | Solar | Generic_SCE_East_Pisgah_500_HSN | Greater_LA_Flow_Battery_58_Generic | Reliability_Capacity_In_Model_Year | 1 | Generic_SCE_East_Pisgah_500_SSN | Greater_LA_Flow_Battery_58_Generic | Reliability_Capacity_In_Model_Year | 0.5 | Generic_SCE_East_Pisgah_500_offpeak | Greater_LA_Flow_Battery_58_Generic | Operational_New_Capacity_MW | -1
Generic_PGE_North_500_HSN | Northern_California_Li_Battery_4hr_57_Generic | Reliability_Capacity_In_Model_Year | 1 | Generic_SCE_Northern_500_HSN | Greater_LA_Flow_Battery_58_Generic | Reliability_Capacity_In_Model_Year | 1 | Greater_LA_Flow_Battery_58_Generic | SCE Northern | CAISO_Flow_Battery_8hr_Dispatch | Solar | Generic_SCE_Northern_500_HSN | Greater_LA_Flow_Battery_58_Generic | Reliability_Capacity_In_Model_Year | 1 | Generic_SCE_Northern_500_SSN | Greater_LA_Flow_Battery_58_Generic | Reliability_Capacity_In_Model_Year | 0.5 | Generic_SCE_Northern_500_offpeak | Greater_LA_Flow_Battery_58_Generic | Operational_New_Capacity_MW | -1
Generic_PGE_North_500_HSN | Northern_California_Li_Battery_4hr_68_Generic | Reliability_Capacity_In_Model_Year | 1 | Generic_SCE_Northern_500_HSN | Greater_LA_Li_Battery_4hr_18_Generic | Reliability_Capacity_In_Model_Year | 1 | Greater_LA_Li_Battery_4hr_18_Generic | SCE Northern | CAISO_Li_Battery_4hr_Dispatch | Solar | Generic_SCE_Northern_500_HSN | Greater_LA_Li_Battery_4hr_18_Generic | Reliability_Capacity_In_Model_Year | 1 | Generic_SCE_Northern_500_SSN | Greater_LA_Li_Battery_4hr_18_Generic | Reliability_Capacity_In_Model_Year | 0.5 | Generic_SCE_Northern_500_offpeak | Greater_LA_Li_Battery_4hr_18_Generic | Operational_New_Capacity_MW | -1
Generic_PGE_North_500_HSN | Northern_California_Li_Battery_4hr_70_Generic | Reliability_Capacity_In_Model_Year | 1 | Generic_SCE_Metro_500_HSN | Greater_LA_Li_Battery_4hr_30_Generic | Reliability_Capacity_In_Model_Year | 1 | Greater_LA_Li_Battery_4hr_30_Generic | SCE Metro | CAISO_Li_Battery_4hr_Dispatch | Solar | Generic_SCE_Metro_500_HSN | Greater_LA_Li_Battery_4hr_30_Generic | Reliability_Capacity_In_Model_Year | 1 | Generic_SCE_Metro_500_SSN | Greater_LA_Li_Battery_4hr_30_Generic | Reliability_Capacity_In_Model_Year | 0.5 | Generic_SCE_Metro_500_offpeak | Greater_LA_Li_Battery_4hr_30_Generic | Operational_New_Capacity_MW | -1
Generic_PGE_North_500_HSN | Northern_California_Li_Battery_4hr_73_Generic | Reliability_Capacity_In_Model_Year | 1 | Generic_SCE_Metro_500_HSN | Greater_LA_Li_Battery_4hr_4_Generic | Reliability_Capacity_In_Model_Year | 1 | Greater_LA_Li_Battery_4hr_4_Generic | SCE Metro | CAISO_Li_Battery_4hr_Dispatch | Solar | Generic_SCE_Metro_500_HSN | Greater_LA_Li_Battery_4hr_4_Generic | Reliability_Capacity_In_Model_Year | 1 | Generic_SCE_Metro_500_SSN | Greater_LA_Li_Battery_4hr_4_Generic | Reliability_Capacity_In_Model_Year | 0.5 | Generic_SCE_Metro_500_offpeak | Greater_LA_Li_Battery_4hr_4_Generic | Operational_New_Capacity_MW | -1
Generic_PGE_North_500_HSN | Northern_California_Li_Battery_4hr_76_Generic | Reliability_Capacity_In_Model_Year | 1 | Generic_SCE_East_Pisgah_500_HSN | Greater_LA_Li_Battery_4hr_58_Generic | Reliability_Capacity_In_Model_Year | 1 | Greater_LA_Li_Battery_4hr_58_Generic | SCE East of Pisgah | CAISO_Li_Battery_4hr_Dispatch | Solar | Generic_SCE_East_Pisgah_500_HSN | Greater_LA_Li_Battery_4hr_58_Generic | Reliability_Capacity_In_Model_Year | 1 | Generic_SCE_East_Pisgah_500_SSN | Greater_LA_Li_Battery_4hr_58_Generic | Reliability_Capacity_In_Model_Year | 0.5 | Generic_SCE_East_Pisgah_500_offpeak | Greater_LA_Li_Battery_4hr_58_Generic | Operational_New_Capacity_MW | -1
Generic_PGE_North_500_HSN | Northern_California_Li_Battery_4hr_80_Generic | Reliability_Capacity_In_Model_Year | 1 | Generic_SCE_Northern_500_HSN | Greater_LA_Li_Battery_4hr_58_Generic | Reliability_Capacity_In_Model_Year | 1 | Greater_LA_Li_Battery_4hr_58_Generic | SCE Northern | CAISO_Li_Battery_4hr_Dispatch | Solar | Generic_SCE_Northern_500_HSN | Greater_LA_Li_Battery_4hr_58_Generic | Reliability_Capacity_In_Model_Year | 1 | Generic_SCE_Northern_500_SSN | Greater_LA_Li_Battery_4hr_58_Generic | Reliability_Capacity_In_Model_Year | 0.5 | Generic_SCE_Northern_500_offpeak | Greater_LA_Li_Battery_4hr_58_Generic | Operational_New_Capacity_MW | -1
Generic_PGE_North_500_HSN | Northern_California_Li_Battery_4hr_82_Generic | Reliability_Capacity_In_Model_Year | 1 | Generic_SCE_Northern_500_HSN | Greater_LA_Li_Battery_8hr_18_Generic | Reliability_Capacity_In_Model_Year | 1 | Greater_LA_Li_Battery_8hr_18_Generic | SCE Northern | CAISO_Li_Battery_8hr_Dispatch | Solar | Generic_SCE_Northern_500_HSN | Greater_LA_Li_Battery_8hr_18_Generic | Reliability_Capacity_In_Model_Year | 1 | Generic_SCE_Northern_500_SSN | Greater_LA_Li_Battery_8hr_18_Generic | Reliability_Capacity_In_Model_Year | 0.5 | Generic_SCE_Northern_500_offpeak | Greater_LA_Li_Battery_8hr_18_Generic | Operational_New_Capacity_MW | -1
Generic_PGE_North_500_HSN | Northern_California_Li_Battery_4hr_83_Generic | Reliability_Capacity_In_Model_Year | 1 | Generic_SCE_Metro_500_HSN | Greater_LA_Li_Battery_8hr_30_Generic | Reliability_Capacity_In_Model_Year | 1 | Greater_LA_Li_Battery_8hr_30_Generic | SCE Metro | CAISO_Li_Battery_8hr_Dispatch | Solar | Generic_SCE_Metro_500_HSN | Greater_LA_Li_Battery_8hr_30_Generic | Reliability_Capacity_In_Model_Year | 1 | Generic_SCE_Metro_500_SSN | Greater_LA_Li_Battery_8hr_30_Generic | Reliability_Capacity_In_Model_Year | 0.5 | Generic_SCE_Metro_500_offpeak | Greater_LA_Li_Battery_8hr_30_Generic | Operational_New_Capacity_MW | -1
Generic_PGE_North_500_HSN | Northern_California_Li_Battery_4hr_84_Generic | Reliability_Capacity_In_Model_Year | 1 | Generic_SCE_Metro_500_HSN | Greater_LA_Li_Battery_8hr_4_Generic | Reliability_Capacity_In_Model_Year | 1 | Greater_LA_Li_Battery_8hr_4_Generic | SCE Metro | CAISO_Li_Battery_8hr_Dispatch | Solar | Generic_SCE_Metro_500_HSN | Greater_LA_Li_Battery_8hr_4_Generic | Reliability_Capacity_In_Model_Year | 1 | Generic_SCE_Metro_500_SSN | Greater_LA_Li_Battery_8hr_4_Generic | Reliability_Capacity_In_Model_Year | 0.5 | Generic_SCE_Metro_500_offpeak | Greater_LA_Li_Battery_8hr_4_Generic | Operational_New_Capacity_MW | -1
Generic_PGE_North_500_HSN | Northern_California_Li_Battery_4hr_85_Generic | Reliability_Capacity_In_Model_Year | 1 | Generic_SCE_East_Pisgah_500_HSN | Greater_LA_Li_Battery_8hr_58_Generic | Reliability_Capacity_In_Model_Year | 1 | Greater_LA_Li_Battery_8hr_58_Generic | SCE East of Pisgah | CAISO_Li_Battery_8hr_Dispatch | Solar | Generic_SCE_East_Pisgah_500_HSN | Greater_LA_Li_Battery_8hr_58_Generic | Reliability_Capacity_In_Model_Year | 1 | Generic_SCE_East_Pisgah_500_SSN | Greater_LA_Li_Battery_8hr_58_Generic | Reliability_Capacity_In_Model_Year | 0.5 | Generic_SCE_East_Pisgah_500_offpeak | Greater_LA_Li_Battery_8hr_58_Generic | Operational_New_Capacity_MW | -1
Generic_PGE_North_500_HSN | Northern_California_Li_Battery_4hr_92_Generic | Reliability_Capacity_In_Model_Year | 1 | Generic_SCE_Northern_500_HSN | Greater_LA_Li_Battery_8hr_58_Generic | Reliability_Capacity_In_Model_Year | 1 | Greater_LA_Li_Battery_8hr_58_Generic | SCE Northern | CAISO_Li_Battery_8hr_Dispatch | Solar | Generic_SCE_Northern_500_HSN | Greater_LA_Li_Battery_8hr_58_Generic | Reliability_Capacity_In_Model_Year | 1 | Generic_SCE_Northern_500_SSN | Greater_LA_Li_Battery_8hr_58_Generic | Reliability_Capacity_In_Model_Year | 0.5 | Generic_SCE_Northern_500_offpeak | Greater_LA_Li_Battery_8hr_58_Generic | Operational_New_Capacity_MW | -1
Generic_PGE_North_500_HSN | Northern_California_Li_Battery_4hr_94_Generic | Reliability_Capacity_In_Model_Year | 1 | Generic_SCE_Northern_500_HSN | Greater_LA_Solar_18_Generic | Reliability_Capacity_In_Model_Year | 0.106 | Greater_LA_Solar_18_Generic | SCE Northern | Greater_LA_Solar | Solar | Generic_SCE_Northern_500_HSN | Greater_LA_Solar_18_Generic | Reliability_Capacity_In_Model_Year | 0.106 | Generic_SCE_Northern_500_SSN | Greater_LA_Solar_18_Generic | Reliability_Capacity_In_Model_Year | 0.427 | Generic_SCE_Northern_500_offpeak | Greater_LA_Solar_18_Generic | Operational_New_Capacity_MW | 0.77
Generic_PGE_North_500_HSN | Northern_California_Li_Battery_4hr_96_Generic | Reliability_Capacity_In_Model_Year | 1 | Generic_SCE_Metro_500_HSN | Greater_LA_Solar_30_Generic | Reliability_Capacity_In_Model_Year | 0.106 | Greater_LA_Solar_30_Generic | SCE Metro | Greater_LA_Solar | Solar | Generic_SCE_Metro_500_HSN | Greater_LA_Solar_30_Generic | Reliability_Capacity_In_Model_Year | 0.106 | Generic_SCE_Metro_500_SSN | Greater_LA_Solar_30_Generic | Reliability_Capacity_In_Model_Year | 0.427 | Generic_SCE_Metro_500_offpeak | Greater_LA_Solar_30_Generic | Operational_New_Capacity_MW | 0.77
Generic_PGE_North_500_HSN | Northern_California_Li_Battery_8hr_100_Generic | Reliability_Capacity_In_Model_Year | 1 | Generic_SCE_Metro_500_HSN | Greater_LA_Solar_4_Generic | Reliability_Capacity_In_Model_Year | 0.106 | Greater_LA_Solar_4_Generic | SCE Metro | Greater_LA_Solar | Solar | Generic_SCE_Metro_500_HSN | Greater_LA_Solar_4_Generic | Reliability_Capacity_In_Model_Year | 0.106 | Generic_SCE_Metro_500_SSN | Greater_LA_Solar_4_Generic | Reliability_Capacity_In_Model_Year | 0.427 | Generic_SCE_Metro_500_offpeak | Greater_LA_Solar_4_Generic | Operational_New_Capacity_MW | 0.77
Generic_PGE_North_500_HSN | Northern_California_Li_Battery_8hr_112_Generic | Reliability_Capacity_In_Model_Year | 1 | Generic_SCE_East_Pisgah_500_HSN | Greater_LA_Solar_58_Generic | Reliability_Capacity_In_Model_Year | 0.106 | Greater_LA_Solar_58_Generic | SCE East of Pisgah | Greater_LA_Solar | Solar | Generic_SCE_East_Pisgah_500_HSN | Greater_LA_Solar_58_Generic | Reliability_Capacity_In_Model_Year | 0.106 | Generic_SCE_East_Pisgah_500_SSN | Greater_LA_Solar_58_Generic | Reliability_Capacity_In_Model_Year | 0.427 | Generic_SCE_East_Pisgah_500_offpeak | Greater_LA_Solar_58_Generic | Operational_New_Capacity_MW | 0.77
Generic_PGE_North_500_HSN | Northern_California_Li_Battery_8hr_113_Generic | Reliability_Capacity_In_Model_Year | 1 | Generic_SCE_Northern_500_HSN | Greater_LA_Solar_58_Generic | Reliability_Capacity_In_Model_Year | 0.106 | Greater_LA_Solar_58_Generic | SCE Northern | Greater_LA_Solar | Solar | Generic_SCE_Northern_500_HSN | Greater_LA_Solar_58_Generic | Reliability_Capacity_In_Model_Year | 0.106 | Generic_SCE_Northern_500_SSN | Greater_LA_Solar_58_Generic | Reliability_Capacity_In_Model_Year | 0.427 | Generic_SCE_Northern_500_offpeak | Greater_LA_Solar_58_Generic | Operational_New_Capacity_MW | 0.77
Generic_PGE_North_500_HSN | Northern_California_Li_Battery_8hr_114_Generic | Reliability_Capacity_In_Model_Year | 1 | Generic_SCE_East_Pisgah_500_HSN | Idaho_Wind_19_Generic | Reliability_Capacity_In_Model_Year | 0.67 | Idaho_Wind_19_Generic | SCE East of Pisgah | Idaho_Wind | Solar | Generic_SCE_East_Pisgah_500_HSN | Idaho_Wind_19_Generic | Reliability_Capacity_In_Model_Year | 0.67 | Generic_SCE_East_Pisgah_500_SSN | Idaho_Wind_19_Generic | Reliability_Capacity_In_Model_Year | 0.35 | Generic_SCE_East_Pisgah_500_offpeak | Idaho_Wind_19_Generic | Operational_New_Capacity_MW | 0.67
Generic_PGE_North_500_HSN | Northern_California_Li_Battery_8hr_116_Generic | Reliability_Capacity_In_Model_Year | 1 | Generic_SCE_Eastern_500_HSN | Idaho_Wind_19_Generic | Reliability_Capacity_In_Model_Year | 0.67 | Idaho_Wind_19_Generic | SCE Eastern | Idaho_Wind | Wind | Generic_SCE_Eastern_500_HSN | Idaho_Wind_19_Generic | Reliability_Capacity_In_Model_Year | 0.67 | Generic_SCE_Eastern_500_SSN | Idaho_Wind_19_Generic | Reliability_Capacity_In_Model_Year | 0.35 | Generic_SCE_Eastern_500_offpeak | Idaho_Wind_19_Generic | Operational_New_Capacity_MW | 0.67
Generic_PGE_North_500_HSN | Northern_California_Li_Battery_8hr_121_Generic | Reliability_Capacity_In_Model_Year | 1 | Generic_SCE_North_Lugo_500_HSN | Inyokern_North_Kramer_Geothermal_156_Generic | Reliability_Capacity_In_Model_Year | 1 | Inyokern_North_Kramer_Geothermal_156_Generic | SCE North of Lugo | Inyokern_North_Kramer_Geothermal | Solar | Generic_SCE_North_Lugo_500_HSN | Inyokern_North_Kramer_Geothermal_156_Generic | Reliability_Capacity_In_Model_Year | 1 | Generic_SCE_North_Lugo_500_SSN | Inyokern_North_Kramer_Geothermal_156_Generic | Reliability_Capacity_In_Model_Year | 1 | Generic_SCE_North_Lugo_500_offpeak | Inyokern_North_Kramer_Geothermal_156_Generic | Operational_New_Capacity_MW | 1
Generic_PGE_North_500_HSN | Northern_California_Li_Battery_8hr_122_Generic | Reliability_Capacity_In_Model_Year | 1 | Generic_SCE_Eastern_500_HSN | Inyokern_North_Kramer_Geothermal_9_Generic | Reliability_Capacity_In_Model_Year | 1 | Inyokern_North_Kramer_Geothermal_9_Generic | SCE Eastern | Inyokern_North_Kramer_Geothermal | Wind | Generic_SCE_Eastern_500_HSN | Inyokern_North_Kramer_Geothermal_9_Generic | Reliability_Capacity_In_Model_Year | 1 | Generic_SCE_Eastern_500_SSN | Inyokern_North_Kramer_Geothermal_9_Generic | Reliability_Capacity_In_Model_Year | 1 | Generic_SCE_Eastern_500_offpeak | Inyokern_North_Kramer_Geothermal_9_Generic | Operational_New_Capacity_MW | 1
Generic_PGE_North_500_HSN | Northern_California_Li_Battery_8hr_126_Generic | Reliability_Capacity_In_Model_Year | 1 | Generic_SCE_East_Pisgah_500_HSN | New_Mexico_Wind_55_Generic | Reliability_Capacity_In_Model_Year | 0.67 | New_Mexico_Wind_55_Generic | SCE East of Pisgah | New_Mexico_Wind | Solar | Generic_SCE_East_Pisgah_500_HSN | New_Mexico_Wind_55_Generic | Reliability_Capacity_In_Model_Year | 0.67 | Generic_SCE_East_Pisgah_500_SSN | New_Mexico_Wind_55_Generic | Reliability_Capacity_In_Model_Year | 0.35 | Generic_SCE_East_Pisgah_500_offpeak | New_Mexico_Wind_55_Generic | Operational_New_Capacity_MW | 0.67
Generic_PGE_North_500_HSN | Northern_California_Li_Battery_8hr_127_Generic | Reliability_Capacity_In_Model_Year | 1 | Generic_SCE_Eastern_500_HSN | New_Mexico_Wind_55_Generic | Reliability_Capacity_In_Model_Year | 0.67 | New_Mexico_Wind_55_Generic | SCE Eastern | New_Mexico_Wind | Wind | Generic_SCE_Eastern_500_HSN | New_Mexico_Wind_55_Generic | Reliability_Capacity_In_Model_Year | 0.67 | Generic_SCE_Eastern_500_SSN | New_Mexico_Wind_55_Generic | Reliability_Capacity_In_Model_Year | 0.35 | Generic_SCE_Eastern_500_offpeak | New_Mexico_Wind_55_Generic | Operational_New_Capacity_MW | 0.67
Generic_PGE_North_500_HSN | Northern_California_Li_Battery_8hr_132_Generic | Reliability_Capacity_In_Model_Year | 1 | Generic_PGE_North_500_HSN | Northern_California_Biomass_5_Generic | Reliability_Capacity_In_Model_Year | 1 | Northern_California_Biomass_5_Generic | PG&E North | InState_Biomass | Solar | Generic_PGE_North_500_HSN | Northern_California_Biomass_5_Generic | Reliability_Capacity_In_Model_Year | 1 | Generic_PGE_North_500_SSN | Northern_California_Biomass_5_Generic | Reliability_Capacity_In_Model_Year | 1 | Generic_PGE_North_500_offpeak | Northern_California_Biomass_5_Generic | Operational_New_Capacity_MW | 1
Generic_PGE_North_500_HSN | Northern_California_Li_Battery_8hr_135_Generic | Reliability_Capacity_In_Model_Year | 1 | Generic_PGE_North_500_HSN | Northern_California_Flow_Battery_100_Generic | Reliability_Capacity_In_Model_Year | 1 | Northern_California_Flow_Battery_100_Generic | PG&E North | CAISO_Flow_Battery_8hr_Dispatch | Solar | Generic_PGE_North_500_HSN | Northern_California_Flow_Battery_100_Generic | Reliability_Capacity_In_Model_Year | 1 | Generic_PGE_North_500_SSN | Northern_California_Flow_Battery_100_Generic | Reliability_Capacity_In_Model_Year | 0.5 | Generic_PGE_North_500_offpeak | Northern_California_Flow_Battery_100_Generic | Operational_New_Capacity_MW | -1
Generic_PGE_North_500_HSN | Northern_California_Li_Battery_8hr_138_Generic | Reliability_Capacity_In_Model_Year | 1 | Generic_PGE_North_500_HSN | Northern_California_Flow_Battery_112_Generic | Reliability_Capacity_In_Model_Year | 1 | Northern_California_Flow_Battery_112_Generic | PG&E North | CAISO_Flow_Battery_8hr_Dispatch | Solar | Generic_PGE_North_500_HSN | Northern_California_Flow_Battery_112_Generic | Reliability_Capacity_In_Model_Year | 1 | Generic_PGE_North_500_SSN | Northern_California_Flow_Battery_112_Generic | Reliability_Capacity_In_Model_Year | 0.5 | Generic_PGE_North_500_offpeak | Northern_California_Flow_Battery_112_Generic | Operational_New_Capacity_MW | -1
Generic_PGE_North_500_HSN | Northern_California_Li_Battery_8hr_141_Generic | Reliability_Capacity_In_Model_Year | 1 | Generic_PGE_North_500_HSN | Northern_California_Flow_Battery_113_Generic | Reliability_Capacity_In_Model_Year | 1 | Northern_California_Flow_Battery_113_Generic | PG&E North | CAISO_Flow_Battery_8hr_Dispatch | Solar | Generic_PGE_North_500_HSN | Northern_California_Flow_Battery_113_Generic | Reliability_Capacity_In_Model_Year | 1 | Generic_PGE_North_500_SSN | Northern_California_Flow_Battery_113_Generic | Reliability_Capacity_In_Model_Year | 0.5 | Generic_PGE_North_500_offpeak | Northern_California_Flow_Battery_113_Generic | Operational_New_Capacity_MW | -1
Generic_PGE_North_500_HSN | Northern_California_Li_Battery_8hr_144_Generic | Reliability_Capacity_In_Model_Year | 1 | Generic_PGE_South_500_HSN | Northern_California_Flow_Battery_113_Generic | Reliability_Capacity_In_Model_Year | 1 | Northern_California_Flow_Battery_113_Generic | PG&E South | CAISO_Flow_Battery_8hr_Dispatch | Wind | Generic_PGE_South_500_HSN | Northern_California_Flow_Battery_113_Generic | Reliability_Capacity_In_Model_Year | 1 | Generic_PGE_South_500_SSN | Northern_California_Flow_Battery_113_Generic | Reliability_Capacity_In_Model_Year | 0.5 | Generic_PGE_South_500_offpeak | Northern_California_Flow_Battery_113_Generic | Operational_New_Capacity_MW | -1
Generic_PGE_North_500_HSN | Northern_California_Li_Battery_8hr_149_Generic | Reliability_Capacity_In_Model_Year | 1 | Generic_PGE_North_500_HSN | Northern_California_Flow_Battery_114_Generic | Reliability_Capacity_In_Model_Year | 1 | Northern_California_Flow_Battery_114_Generic | PG&E North | CAISO_Flow_Battery_8hr_Dispatch | Solar | Generic_PGE_North_500_HSN | Northern_California_Flow_Battery_114_Generic | Reliability_Capacity_In_Model_Year | 1 | Generic_PGE_North_500_SSN | Northern_California_Flow_Battery_114_Generic | Reliability_Capacity_In_Model_Year | 0.5 | Generic_PGE_North_500_offpeak | Northern_California_Flow_Battery_114_Generic | Operational_New_Capacity_MW | -1
Generic_PGE_North_500_HSN | Northern_California_Li_Battery_8hr_150_Generic | Reliability_Capacity_In_Model_Year | 1 | Generic_PGE_South_500_HSN | Northern_California_Flow_Battery_114_Generic | Reliability_Capacity_In_Model_Year | 1 | Northern_California_Flow_Battery_114_Generic | PG&E South | CAISO_Flow_Battery_8hr_Dispatch | Wind | Generic_PGE_South_500_HSN | Northern_California_Flow_Battery_114_Generic | Reliability_Capacity_In_Model_Year | 1 | Generic_PGE_South_500_SSN | Northern_California_Flow_Battery_114_Generic | Reliability_Capacity_In_Model_Year | 0.5 | Generic_PGE_South_500_offpeak | Northern_California_Flow_Battery_114_Generic | Operational_New_Capacity_MW | -1
Generic_PGE_North_500_HSN | Northern_California_Li_Battery_8hr_155_Generic | Reliability_Capacity_In_Model_Year | 1 | Generic_PGE_North_500_HSN | Northern_California_Flow_Battery_116_Generic | Reliability_Capacity_In_Model_Year | 1 | Northern_California_Flow_Battery_116_Generic | PG&E North | CAISO_Flow_Battery_8hr_Dispatch | Solar | Generic_PGE_North_500_HSN | Northern_California_Flow_Battery_116_Generic | Reliability_Capacity_In_Model_Year | 1 | Generic_PGE_North_500_SSN | Northern_California_Flow_Battery_116_Generic | Reliability_Capacity_In_Model_Year | 0.5 | Generic_PGE_North_500_offpeak | Northern_California_Flow_Battery_116_Generic | Operational_New_Capacity_MW | -1
Generic_PGE_North_500_HSN | Northern_California_Li_Battery_8hr_157_Generic | Reliability_Capacity_In_Model_Year | 1 | Generic_PGE_North_500_HSN | Northern_California_Flow_Battery_121_Generic | Reliability_Capacity_In_Model_Year | 1 | Northern_California_Flow_Battery_121_Generic | PG&E North | CAISO_Flow_Battery_8hr_Dispatch | Solar | Generic_PGE_North_500_HSN | Northern_California_Flow_Battery_121_Generic | Reliability_Capacity_In_Model_Year | 1 | Generic_PGE_North_500_SSN | Northern_California_Flow_Battery_121_Generic | Reliability_Capacity_In_Model_Year | 0.5 | Generic_PGE_North_500_offpeak | Northern_California_Flow_Battery_121_Generic | Operational_New_Capacity_MW | -1
Generic_PGE_North_500_HSN | Northern_California_Li_Battery_8hr_158_Generic | Reliability_Capacity_In_Model_Year | 1 | Generic_PGE_North_500_HSN | Northern_California_Flow_Battery_122_Generic | Reliability_Capacity_In_Model_Year | 1 | Northern_California_Flow_Battery_122_Generic | PG&E North | CAISO_Flow_Battery_8hr_Dispatch | Solar | Generic_PGE_North_500_HSN | Northern_California_Flow_Battery_122_Generic | Reliability_Capacity_In_Model_Year | 1 | Generic_PGE_North_500_SSN | Northern_California_Flow_Battery_122_Generic | Reliability_Capacity_In_Model_Year | 0.5 | Generic_PGE_North_500_offpeak | Northern_California_Flow_Battery_122_Generic | Operational_New_Capacity_MW | -1
Generic_PGE_North_500_HSN | Northern_California_Li_Battery_8hr_159_Generic | Reliability_Capacity_In_Model_Year | 1 | Generic_PGE_North_500_HSN | Northern_California_Flow_Battery_126_Generic | Reliability_Capacity_In_Model_Year | 1 | Northern_California_Flow_Battery_126_Generic | PG&E North | CAISO_Flow_Battery_8hr_Dispatch | Solar | Generic_PGE_North_500_HSN | Northern_California_Flow_Battery_126_Generic | Reliability_Capacity_In_Model_Year | 1 | Generic_PGE_North_500_SSN | Northern_California_Flow_Battery_126_Generic | Reliability_Capacity_In_Model_Year | 0.5 | Generic_PGE_North_500_offpeak | Northern_California_Flow_Battery_126_Generic | Operational_New_Capacity_MW | -1
Generic_PGE_North_500_HSN | Northern_California_Li_Battery_8hr_166_Generic | Reliability_Capacity_In_Model_Year | 1 | Generic_PGE_North_500_HSN | Northern_California_Flow_Battery_127_Generic | Reliability_Capacity_In_Model_Year | 1 | Northern_California_Flow_Battery_127_Generic | PG&E North | CAISO_Flow_Battery_8hr_Dispatch | Solar | Generic_PGE_North_500_HSN | Northern_California_Flow_Battery_127_Generic | Reliability_Capacity_In_Model_Year | 1 | Generic_PGE_North_500_SSN | Northern_California_Flow_Battery_127_Generic | Reliability_Capacity_In_Model_Year | 0.5 | Generic_PGE_North_500_offpeak | Northern_California_Flow_Battery_127_Generic | Operational_New_Capacity_MW | -1
Generic_PGE_North_500_HSN | Northern_California_Li_Battery_8hr_172_Generic | Reliability_Capacity_In_Model_Year | 1 | Generic_PGE_South_500_HSN | Northern_California_Flow_Battery_130_Generic | Reliability_Capacity_In_Model_Year | 1 | Northern_California_Flow_Battery_130_Generic | PG&E South | CAISO_Flow_Battery_8hr_Dispatch | Wind | Generic_PGE_South_500_HSN | Northern_California_Flow_Battery_130_Generic | Reliability_Capacity_In_Model_Year | 1 | Generic_PGE_South_500_SSN | Northern_California_Flow_Battery_130_Generic | Reliability_Capacity_In_Model_Year | 0.5 | Generic_PGE_South_500_offpeak | Northern_California_Flow_Battery_130_Generic | Operational_New_Capacity_MW | -1
Generic_PGE_North_500_HSN | Northern_California_Li_Battery_8hr_178_Generic | Reliability_Capacity_In_Model_Year | 1 | Generic_PGE_North_500_HSN | Northern_California_Flow_Battery_132_Generic | Reliability_Capacity_In_Model_Year | 1 | Northern_California_Flow_Battery_132_Generic | PG&E North | CAISO_Flow_Battery_8hr_Dispatch | Solar | Generic_PGE_North_500_HSN | Northern_California_Flow_Battery_132_Generic | Reliability_Capacity_In_Model_Year | 1 | Generic_PGE_North_500_SSN | Northern_California_Flow_Battery_132_Generic | Reliability_Capacity_In_Model_Year | 0.5 | Generic_PGE_North_500_offpeak | Northern_California_Flow_Battery_132_Generic | Operational_New_Capacity_MW | -1
Generic_PGE_North_500_HSN | Northern_California_Li_Battery_8hr_179_Generic | Reliability_Capacity_In_Model_Year | 1 | Generic_PGE_North_500_HSN | Northern_California_Flow_Battery_135_Generic | Reliability_Capacity_In_Model_Year | 1 | Northern_California_Flow_Battery_135_Generic | PG&E North | CAISO_Flow_Battery_8hr_Dispatch | Solar | Generic_PGE_North_500_HSN | Northern_California_Flow_Battery_135_Generic | Reliability_Capacity_In_Model_Year | 1 | Generic_PGE_North_500_SSN | Northern_California_Flow_Battery_135_Generic | Reliability_Capacity_In_Model_Year | 0.5 | Generic_PGE_North_500_offpeak | Northern_California_Flow_Battery_135_Generic | Operational_New_Capacity_MW | -1
Generic_PGE_North_500_HSN | Northern_California_Li_Battery_8hr_180_Generic | Reliability_Capacity_In_Model_Year | 1 | Generic_PGE_North_500_HSN | Northern_California_Flow_Battery_138_Generic | Reliability_Capacity_In_Model_Year | 1 | Northern_California_Flow_Battery_138_Generic | PG&E North | CAISO_Flow_Battery_8hr_Dispatch | Solar | Generic_PGE_North_500_HSN | Northern_California_Flow_Battery_138_Generic | Reliability_Capacity_In_Model_Year | 1 | Generic_PGE_North_500_SSN | Northern_California_Flow_Battery_138_Generic | Reliability_Capacity_In_Model_Year | 0.5 | Generic_PGE_North_500_offpeak | Northern_California_Flow_Battery_138_Generic | Operational_New_Capacity_MW | -1
Generic_PGE_North_500_HSN | Northern_California_Li_Battery_8hr_25_Generic | Reliability_Capacity_In_Model_Year | 1 | Generic_PGE_South_500_HSN | Northern_California_Flow_Battery_138_Generic | Reliability_Capacity_In_Model_Year | 1 | Northern_California_Flow_Battery_138_Generic | PG&E South | CAISO_Flow_Battery_8hr_Dispatch | Wind | Generic_PGE_South_500_HSN | Northern_California_Flow_Battery_138_Generic | Reliability_Capacity_In_Model_Year | 1 | Generic_PGE_South_500_SSN | Northern_California_Flow_Battery_138_Generic | Reliability_Capacity_In_Model_Year | 0.5 | Generic_PGE_South_500_offpeak | Northern_California_Flow_Battery_138_Generic | Operational_New_Capacity_MW | -1
Generic_PGE_North_500_HSN | Northern_California_Li_Battery_8hr_26_Generic | Reliability_Capacity_In_Model_Year | 1 | Generic_PGE_North_500_HSN | Northern_California_Flow_Battery_141_Generic | Reliability_Capacity_In_Model_Year | 1 | Northern_California_Flow_Battery_141_Generic | PG&E North | CAISO_Flow_Battery_8hr_Dispatch | Solar | Generic_PGE_North_500_HSN | Northern_California_Flow_Battery_141_Generic | Reliability_Capacity_In_Model_Year | 1 | Generic_PGE_North_500_SSN | Northern_California_Flow_Battery_141_Generic | Reliability_Capacity_In_Model_Year | 0.5 | Generic_PGE_North_500_offpeak | Northern_California_Flow_Battery_141_Generic | Operational_New_Capacity_MW | -1
Generic_PGE_North_500_HSN | Northern_California_Li_Battery_8hr_29_Generic | Reliability_Capacity_In_Model_Year | 1 | Generic_PGE_North_500_HSN | Northern_California_Flow_Battery_144_Generic | Reliability_Capacity_In_Model_Year | 1 | Northern_California_Flow_Battery_144_Generic | PG&E North | CAISO_Flow_Battery_8hr_Dispatch | Solar | Generic_PGE_North_500_HSN | Northern_California_Flow_Battery_144_Generic | Reliability_Capacity_In_Model_Year | 1 | Generic_PGE_North_500_SSN | Northern_California_Flow_Battery_144_Generic | Reliability_Capacity_In_Model_Year | 0.5 | Generic_PGE_North_500_offpeak | Northern_California_Flow_Battery_144_Generic | Operational_New_Capacity_MW | -1
Generic_PGE_North_500_HSN | Northern_California_Li_Battery_8hr_31_Generic | Reliability_Capacity_In_Model_Year | 1 | Generic_PGE_North_500_HSN | Northern_California_Flow_Battery_149_Generic | Reliability_Capacity_In_Model_Year | 1 | Northern_California_Flow_Battery_149_Generic | PG&E North | CAISO_Flow_Battery_8hr_Dispatch | Solar | Generic_PGE_North_500_HSN | Northern_California_Flow_Battery_149_Generic | Reliability_Capacity_In_Model_Year | 1 | Generic_PGE_North_500_SSN | Northern_California_Flow_Battery_149_Generic | Reliability_Capacity_In_Model_Year | 0.5 | Generic_PGE_North_500_offpeak | Northern_California_Flow_Battery_149_Generic | Operational_New_Capacity_MW | -1
Generic_PGE_North_500_HSN | Northern_California_Li_Battery_8hr_35_Generic | Reliability_Capacity_In_Model_Year | 1 | Generic_PGE_North_500_HSN | Northern_California_Flow_Battery_150_Generic | Reliability_Capacity_In_Model_Year | 1 | Northern_California_Flow_Battery_150_Generic | PG&E North | CAISO_Flow_Battery_8hr_Dispatch | Solar | Generic_PGE_North_500_HSN | Northern_California_Flow_Battery_150_Generic | Reliability_Capacity_In_Model_Year | 1 | Generic_PGE_North_500_SSN | Northern_California_Flow_Battery_150_Generic | Reliability_Capacity_In_Model_Year | 0.5 | Generic_PGE_North_500_offpeak | Northern_California_Flow_Battery_150_Generic | Operational_New_Capacity_MW | -1
Generic_PGE_North_500_HSN | Northern_California_Li_Battery_8hr_38_Generic | Reliability_Capacity_In_Model_Year | 1 | Generic_PGE_North_500_HSN | Northern_California_Flow_Battery_155_Generic | Reliability_Capacity_In_Model_Year | 1 | Northern_California_Flow_Battery_155_Generic | PG&E North | CAISO_Flow_Battery_8hr_Dispatch | Solar | Generic_PGE_North_500_HSN | Northern_California_Flow_Battery_155_Generic | Reliability_Capacity_In_Model_Year | 1 | Generic_PGE_North_500_SSN | Northern_California_Flow_Battery_155_Generic | Reliability_Capacity_In_Model_Year | 0.5 | Generic_PGE_North_500_offpeak | Northern_California_Flow_Battery_155_Generic | Operational_New_Capacity_MW | -1
Generic_PGE_North_500_HSN | Northern_California_Li_Battery_8hr_41_Generic | Reliability_Capacity_In_Model_Year | 1 | Generic_PGE_North_500_HSN | Northern_California_Flow_Battery_157_Generic | Reliability_Capacity_In_Model_Year | 1 | Northern_California_Flow_Battery_157_Generic | PG&E North | CAISO_Flow_Battery_8hr_Dispatch | Solar | Generic_PGE_North_500_HSN | Northern_California_Flow_Battery_157_Generic | Reliability_Capacity_In_Model_Year | 1 | Generic_PGE_North_500_SSN | Northern_California_Flow_Battery_157_Generic | Reliability_Capacity_In_Model_Year | 0.5 | Generic_PGE_North_500_offpeak | Northern_California_Flow_Battery_157_Generic | Operational_New_Capacity_MW | -1
Generic_PGE_North_500_HSN | Northern_California_Li_Battery_8hr_44_Generic | Reliability_Capacity_In_Model_Year | 1 | Generic_PGE_North_500_HSN | Northern_California_Flow_Battery_158_Generic | Reliability_Capacity_In_Model_Year | 1 | Northern_California_Flow_Battery_158_Generic | PG&E North | CAISO_Flow_Battery_8hr_Dispatch | Solar | Generic_PGE_North_500_HSN | Northern_California_Flow_Battery_158_Generic | Reliability_Capacity_In_Model_Year | 1 | Generic_PGE_North_500_SSN | Northern_California_Flow_Battery_158_Generic | Reliability_Capacity_In_Model_Year | 0.5 | Generic_PGE_North_500_offpeak | Northern_California_Flow_Battery_158_Generic | Operational_New_Capacity_MW | -1
Generic_PGE_North_500_HSN | Northern_California_Li_Battery_8hr_5_Generic | Reliability_Capacity_In_Model_Year | 1 | Generic_PGE_North_500_HSN | Northern_California_Flow_Battery_159_Generic | Reliability_Capacity_In_Model_Year | 1 | Northern_California_Flow_Battery_159_Generic | PG&E North | CAISO_Flow_Battery_8hr_Dispatch | Solar | Generic_PGE_North_500_HSN | Northern_California_Flow_Battery_159_Generic | Reliability_Capacity_In_Model_Year | 1 | Generic_PGE_North_500_SSN | Northern_California_Flow_Battery_159_Generic | Reliability_Capacity_In_Model_Year | 0.5 | Generic_PGE_North_500_offpeak | Northern_California_Flow_Battery_159_Generic | Operational_New_Capacity_MW | -1
Generic_PGE_North_500_HSN | Northern_California_Li_Battery_8hr_51_Generic | Reliability_Capacity_In_Model_Year | 1 | Generic_PGE_North_500_HSN | Northern_California_Flow_Battery_166_Generic | Reliability_Capacity_In_Model_Year | 1 | Northern_California_Flow_Battery_166_Generic | PG&E North | CAISO_Flow_Battery_8hr_Dispatch | Solar | Generic_PGE_North_500_HSN | Northern_California_Flow_Battery_166_Generic | Reliability_Capacity_In_Model_Year | 1 | Generic_PGE_North_500_SSN | Northern_California_Flow_Battery_166_Generic | Reliability_Capacity_In_Model_Year | 0.5 | Generic_PGE_North_500_offpeak | Northern_California_Flow_Battery_166_Generic | Operational_New_Capacity_MW | -1
Generic_PGE_North_500_HSN | Northern_California_Li_Battery_8hr_57_Generic | Reliability_Capacity_In_Model_Year | 1 | Generic_PGE_South_500_HSN | Northern_California_Flow_Battery_166_Generic | Reliability_Capacity_In_Model_Year | 1 | Northern_California_Flow_Battery_166_Generic | PG&E South | CAISO_Flow_Battery_8hr_Dispatch | Wind | Generic_PGE_South_500_HSN | Northern_California_Flow_Battery_166_Generic | Reliability_Capacity_In_Model_Year | 1 | Generic_PGE_South_500_SSN | Northern_California_Flow_Battery_166_Generic | Reliability_Capacity_In_Model_Year | 0.5 | Generic_PGE_South_500_offpeak | Northern_California_Flow_Battery_166_Generic | Operational_New_Capacity_MW | -1
Generic_PGE_North_500_HSN | Northern_California_Li_Battery_8hr_68_Generic | Reliability_Capacity_In_Model_Year | 1 | Generic_PGE_North_500_HSN | Northern_California_Flow_Battery_172_Generic | Reliability_Capacity_In_Model_Year | 1 | Northern_California_Flow_Battery_172_Generic | PG&E North | CAISO_Flow_Battery_8hr_Dispatch | Solar | Generic_PGE_North_500_HSN | Northern_California_Flow_Battery_172_Generic | Reliability_Capacity_In_Model_Year | 1 | Generic_PGE_North_500_SSN | Northern_California_Flow_Battery_172_Generic | Reliability_Capacity_In_Model_Year | 0.5 | Generic_PGE_North_500_offpeak | Northern_California_Flow_Battery_172_Generic | Operational_New_Capacity_MW | -1
Generic_PGE_North_500_HSN | Northern_California_Li_Battery_8hr_70_Generic | Reliability_Capacity_In_Model_Year | 1 | Generic_PGE_North_500_HSN | Northern_California_Flow_Battery_178_Generic | Reliability_Capacity_In_Model_Year | 1 | Northern_California_Flow_Battery_178_Generic | PG&E North | CAISO_Flow_Battery_8hr_Dispatch | Solar | Generic_PGE_North_500_HSN | Northern_California_Flow_Battery_178_Generic | Reliability_Capacity_In_Model_Year | 1 | Generic_PGE_North_500_SSN | Northern_California_Flow_Battery_178_Generic | Reliability_Capacity_In_Model_Year | 0.5 | Generic_PGE_North_500_offpeak | Northern_California_Flow_Battery_178_Generic | Operational_New_Capacity_MW | -1
Generic_PGE_North_500_HSN | Northern_California_Li_Battery_8hr_73_Generic | Reliability_Capacity_In_Model_Year | 1 | Generic_PGE_North_500_HSN | Northern_California_Flow_Battery_179_Generic | Reliability_Capacity_In_Model_Year | 1 | Northern_California_Flow_Battery_179_Generic | PG&E North | CAISO_Flow_Battery_8hr_Dispatch | Solar | Generic_PGE_North_500_HSN | Northern_California_Flow_Battery_179_Generic | Reliability_Capacity_In_Model_Year | 1 | Generic_PGE_North_500_SSN | Northern_California_Flow_Battery_179_Generic | Reliability_Capacity_In_Model_Year | 0.5 | Generic_PGE_North_500_offpeak | Northern_California_Flow_Battery_179_Generic | Operational_New_Capacity_MW | -1
Generic_PGE_North_500_HSN | Northern_California_Li_Battery_8hr_76_Generic | Reliability_Capacity_In_Model_Year | 1 | Generic_PGE_North_500_HSN | Northern_California_Flow_Battery_180_Generic | Reliability_Capacity_In_Model_Year | 1 | Northern_California_Flow_Battery_180_Generic | PG&E North | CAISO_Flow_Battery_8hr_Dispatch | Solar | Generic_PGE_North_500_HSN | Northern_California_Flow_Battery_180_Generic | Reliability_Capacity_In_Model_Year | 1 | Generic_PGE_North_500_SSN | Northern_California_Flow_Battery_180_Generic | Reliability_Capacity_In_Model_Year | 0.5 | Generic_PGE_North_500_offpeak | Northern_California_Flow_Battery_180_Generic | Operational_New_Capacity_MW | -1
Generic_PGE_North_500_HSN | Northern_California_Li_Battery_8hr_80_Generic | Reliability_Capacity_In_Model_Year | 1 | Generic_PGE_North_500_HSN | Northern_California_Flow_Battery_25_Generic | Reliability_Capacity_In_Model_Year | 1 | Northern_California_Flow_Battery_25_Generic | PG&E North | CAISO_Flow_Battery_8hr_Dispatch | Solar | Generic_PGE_North_500_HSN | Northern_California_Flow_Battery_25_Generic | Reliability_Capacity_In_Model_Year | 1 | Generic_PGE_North_500_SSN | Northern_California_Flow_Battery_25_Generic | Reliability_Capacity_In_Model_Year | 0.5 | Generic_PGE_North_500_offpeak | Northern_California_Flow_Battery_25_Generic | Operational_New_Capacity_MW | -1
Generic_PGE_North_500_HSN | Northern_California_Li_Battery_8hr_82_Generic | Reliability_Capacity_In_Model_Year | 1 | Generic_PGE_North_500_HSN | Northern_California_Flow_Battery_26_Generic | Reliability_Capacity_In_Model_Year | 1 | Northern_California_Flow_Battery_26_Generic | PG&E North | CAISO_Flow_Battery_8hr_Dispatch | Solar | Generic_PGE_North_500_HSN | Northern_California_Flow_Battery_26_Generic | Reliability_Capacity_In_Model_Year | 1 | Generic_PGE_North_500_SSN | Northern_California_Flow_Battery_26_Generic | Reliability_Capacity_In_Model_Year | 0.5 | Generic_PGE_North_500_offpeak | Northern_California_Flow_Battery_26_Generic | Operational_New_Capacity_MW | -1
Generic_PGE_North_500_HSN | Northern_California_Li_Battery_8hr_83_Generic | Reliability_Capacity_In_Model_Year | 1 | Generic_PGE_North_500_HSN | Northern_California_Flow_Battery_29_Generic | Reliability_Capacity_In_Model_Year | 1 | Northern_California_Flow_Battery_29_Generic | PG&E North | CAISO_Flow_Battery_8hr_Dispatch | Solar | Generic_PGE_North_500_HSN | Northern_California_Flow_Battery_29_Generic | Reliability_Capacity_In_Model_Year | 1 | Generic_PGE_North_500_SSN | Northern_California_Flow_Battery_29_Generic | Reliability_Capacity_In_Model_Year | 0.5 | Generic_PGE_North_500_offpeak | Northern_California_Flow_Battery_29_Generic | Operational_New_Capacity_MW | -1
Generic_PGE_North_500_HSN | Northern_California_Li_Battery_8hr_84_Generic | Reliability_Capacity_In_Model_Year | 1 | Generic_PGE_North_500_HSN | Northern_California_Flow_Battery_31_Generic | Reliability_Capacity_In_Model_Year | 1 | Northern_California_Flow_Battery_31_Generic | PG&E North | CAISO_Flow_Battery_8hr_Dispatch | Solar | Generic_PGE_North_500_HSN | Northern_California_Flow_Battery_31_Generic | Reliability_Capacity_In_Model_Year | 1 | Generic_PGE_North_500_SSN | Northern_California_Flow_Battery_31_Generic | Reliability_Capacity_In_Model_Year | 0.5 | Generic_PGE_North_500_offpeak | Northern_California_Flow_Battery_31_Generic | Operational_New_Capacity_MW | -1
Generic_PGE_North_500_HSN | Northern_California_Li_Battery_8hr_85_Generic | Reliability_Capacity_In_Model_Year | 1 | Generic_PGE_North_500_HSN | Northern_California_Flow_Battery_35_Generic | Reliability_Capacity_In_Model_Year | 1 | Northern_California_Flow_Battery_35_Generic | PG&E North | CAISO_Flow_Battery_8hr_Dispatch | Solar | Generic_PGE_North_500_HSN | Northern_California_Flow_Battery_35_Generic | Reliability_Capacity_In_Model_Year | 1 | Generic_PGE_North_500_SSN | Northern_California_Flow_Battery_35_Generic | Reliability_Capacity_In_Model_Year | 0.5 | Generic_PGE_North_500_offpeak | Northern_California_Flow_Battery_35_Generic | Operational_New_Capacity_MW | -1
Generic_PGE_North_500_HSN | Northern_California_Li_Battery_8hr_92_Generic | Reliability_Capacity_In_Model_Year | 1 | Generic_PGE_North_500_HSN | Northern_California_Flow_Battery_38_Generic | Reliability_Capacity_In_Model_Year | 1 | Northern_California_Flow_Battery_38_Generic | PG&E North | CAISO_Flow_Battery_8hr_Dispatch | Solar | Generic_PGE_North_500_HSN | Northern_California_Flow_Battery_38_Generic | Reliability_Capacity_In_Model_Year | 1 | Generic_PGE_North_500_SSN | Northern_California_Flow_Battery_38_Generic | Reliability_Capacity_In_Model_Year | 0.5 | Generic_PGE_North_500_offpeak | Northern_California_Flow_Battery_38_Generic | Operational_New_Capacity_MW | -1
Generic_PGE_North_500_HSN | Northern_California_Li_Battery_8hr_94_Generic | Reliability_Capacity_In_Model_Year | 1 | Generic_PGE_North_500_HSN | Northern_California_Flow_Battery_41_Generic | Reliability_Capacity_In_Model_Year | 1 | Northern_California_Flow_Battery_41_Generic | PG&E North | CAISO_Flow_Battery_8hr_Dispatch | Solar | Generic_PGE_North_500_HSN | Northern_California_Flow_Battery_41_Generic | Reliability_Capacity_In_Model_Year | 1 | Generic_PGE_North_500_SSN | Northern_California_Flow_Battery_41_Generic | Reliability_Capacity_In_Model_Year | 0.5 | Generic_PGE_North_500_offpeak | Northern_California_Flow_Battery_41_Generic | Operational_New_Capacity_MW | -1
Generic_PGE_North_500_HSN | Northern_California_Li_Battery_8hr_96_Generic | Reliability_Capacity_In_Model_Year | 1 | Generic_PGE_North_500_HSN | Northern_California_Flow_Battery_44_Generic | Reliability_Capacity_In_Model_Year | 1 | Northern_California_Flow_Battery_44_Generic | PG&E North | CAISO_Flow_Battery_8hr_Dispatch | Solar | Generic_PGE_North_500_HSN | Northern_California_Flow_Battery_44_Generic | Reliability_Capacity_In_Model_Year | 1 | Generic_PGE_North_500_SSN | Northern_California_Flow_Battery_44_Generic | Reliability_Capacity_In_Model_Year | 0.5 | Generic_PGE_North_500_offpeak | Northern_California_Flow_Battery_44_Generic | Operational_New_Capacity_MW | -1
Generic_PGE_North_500_HSN | Northern_California_Pumped_Storage_5_Generic | Reliability_Capacity_In_Model_Year | 1 | Generic_PGE_North_500_HSN | Northern_California_Flow_Battery_5_Generic | Reliability_Capacity_In_Model_Year | 1 | Northern_California_Flow_Battery_5_Generic | PG&E North | CAISO_Flow_Battery_8hr_Dispatch | Solar | Generic_PGE_North_500_HSN | Northern_California_Flow_Battery_5_Generic | Reliability_Capacity_In_Model_Year | 1 | Generic_PGE_North_500_SSN | Northern_California_Flow_Battery_5_Generic | Reliability_Capacity_In_Model_Year | 0.5 | Generic_PGE_North_500_offpeak | Northern_California_Flow_Battery_5_Generic | Operational_New_Capacity_MW | -1
Generic_PGE_North_500_HSN | Northern_California_Solar_100_Generic | Reliability_Capacity_In_Model_Year | 0.1 | Generic_PGE_North_500_HSN | Northern_California_Flow_Battery_51_Generic | Reliability_Capacity_In_Model_Year | 1 | Northern_California_Flow_Battery_51_Generic | PG&E North | CAISO_Flow_Battery_8hr_Dispatch | Solar | Generic_PGE_North_500_HSN | Northern_California_Flow_Battery_51_Generic | Reliability_Capacity_In_Model_Year | 1 | Generic_PGE_North_500_SSN | Northern_California_Flow_Battery_51_Generic | Reliability_Capacity_In_Model_Year | 0.5 | Generic_PGE_North_500_offpeak | Northern_California_Flow_Battery_51_Generic | Operational_New_Capacity_MW | -1
Generic_PGE_North_500_HSN | Northern_California_Solar_112_Generic | Reliability_Capacity_In_Model_Year | 0.1 | Generic_PGE_North_500_HSN | Northern_California_Flow_Battery_57_Generic | Reliability_Capacity_In_Model_Year | 1 | Northern_California_Flow_Battery_57_Generic | PG&E North | CAISO_Flow_Battery_8hr_Dispatch | Solar | Generic_PGE_North_500_HSN | Northern_California_Flow_Battery_57_Generic | Reliability_Capacity_In_Model_Year | 1 | Generic_PGE_North_500_SSN | Northern_California_Flow_Battery_57_Generic | Reliability_Capacity_In_Model_Year | 0.5 | Generic_PGE_North_500_offpeak | Northern_California_Flow_Battery_57_Generic | Operational_New_Capacity_MW | -1
Generic_PGE_North_500_HSN | Northern_California_Solar_113_Generic | Reliability_Capacity_In_Model_Year | 0.1 | Generic_PGE_North_500_HSN | Northern_California_Flow_Battery_68_Generic | Reliability_Capacity_In_Model_Year | 1 | Northern_California_Flow_Battery_68_Generic | PG&E North | CAISO_Flow_Battery_8hr_Dispatch | Solar | Generic_PGE_North_500_HSN | Northern_California_Flow_Battery_68_Generic | Reliability_Capacity_In_Model_Year | 1 | Generic_PGE_North_500_SSN | Northern_California_Flow_Battery_68_Generic | Reliability_Capacity_In_Model_Year | 0.5 | Generic_PGE_North_500_offpeak | Northern_California_Flow_Battery_68_Generic | Operational_New_Capacity_MW | -1
Generic_PGE_North_500_HSN | Northern_California_Solar_114_Generic | Reliability_Capacity_In_Model_Year | 0.1 | Generic_PGE_North_500_HSN | Northern_California_Flow_Battery_70_Generic | Reliability_Capacity_In_Model_Year | 1 | Northern_California_Flow_Battery_70_Generic | PG&E North | CAISO_Flow_Battery_8hr_Dispatch | Solar | Generic_PGE_North_500_HSN | Northern_California_Flow_Battery_70_Generic | Reliability_Capacity_In_Model_Year | 1 | Generic_PGE_North_500_SSN | Northern_California_Flow_Battery_70_Generic | Reliability_Capacity_In_Model_Year | 0.5 | Generic_PGE_North_500_offpeak | Northern_California_Flow_Battery_70_Generic | Operational_New_Capacity_MW | -1
Generic_PGE_North_500_HSN | Northern_California_Solar_116_Generic | Reliability_Capacity_In_Model_Year | 0.1 | Generic_PGE_North_500_HSN | Northern_California_Flow_Battery_73_Generic | Reliability_Capacity_In_Model_Year | 1 | Northern_California_Flow_Battery_73_Generic | PG&E North | CAISO_Flow_Battery_8hr_Dispatch | Solar | Generic_PGE_North_500_HSN | Northern_California_Flow_Battery_73_Generic | Reliability_Capacity_In_Model_Year | 1 | Generic_PGE_North_500_SSN | Northern_California_Flow_Battery_73_Generic | Reliability_Capacity_In_Model_Year | 0.5 | Generic_PGE_North_500_offpeak | Northern_California_Flow_Battery_73_Generic | Operational_New_Capacity_MW | -1
Generic_PGE_North_500_HSN | Northern_California_Solar_121_Generic | Reliability_Capacity_In_Model_Year | 0.1 | Generic_PGE_North_500_HSN | Northern_California_Flow_Battery_76_Generic | Reliability_Capacity_In_Model_Year | 1 | Northern_California_Flow_Battery_76_Generic | PG&E North | CAISO_Flow_Battery_8hr_Dispatch | Solar | Generic_PGE_North_500_HSN | Northern_California_Flow_Battery_76_Generic | Reliability_Capacity_In_Model_Year | 1 | Generic_PGE_North_500_SSN | Northern_California_Flow_Battery_76_Generic | Reliability_Capacity_In_Model_Year | 0.5 | Generic_PGE_North_500_offpeak | Northern_California_Flow_Battery_76_Generic | Operational_New_Capacity_MW | -1
Generic_PGE_North_500_HSN | Northern_California_Solar_122_Generic | Reliability_Capacity_In_Model_Year | 0.1 | Generic_PGE_North_500_HSN | Northern_California_Flow_Battery_80_Generic | Reliability_Capacity_In_Model_Year | 1 | Northern_California_Flow_Battery_80_Generic | PG&E North | CAISO_Flow_Battery_8hr_Dispatch | Solar | Generic_PGE_North_500_HSN | Northern_California_Flow_Battery_80_Generic | Reliability_Capacity_In_Model_Year | 1 | Generic_PGE_North_500_SSN | Northern_California_Flow_Battery_80_Generic | Reliability_Capacity_In_Model_Year | 0.5 | Generic_PGE_North_500_offpeak | Northern_California_Flow_Battery_80_Generic | Operational_New_Capacity_MW | -1
Generic_PGE_North_500_HSN | Northern_California_Solar_126_Generic | Reliability_Capacity_In_Model_Year | 0.1 | Generic_PGE_North_500_HSN | Northern_California_Flow_Battery_82_Generic | Reliability_Capacity_In_Model_Year | 1 | Northern_California_Flow_Battery_82_Generic | PG&E North | CAISO_Flow_Battery_8hr_Dispatch | Solar | Generic_PGE_North_500_HSN | Northern_California_Flow_Battery_82_Generic | Reliability_Capacity_In_Model_Year | 1 | Generic_PGE_North_500_SSN | Northern_California_Flow_Battery_82_Generic | Reliability_Capacity_In_Model_Year | 0.5 | Generic_PGE_North_500_offpeak | Northern_California_Flow_Battery_82_Generic | Operational_New_Capacity_MW | -1
Generic_PGE_North_500_HSN | Northern_California_Solar_127_Generic | Reliability_Capacity_In_Model_Year | 0.1 | Generic_PGE_North_500_HSN | Northern_California_Flow_Battery_83_Generic | Reliability_Capacity_In_Model_Year | 1 | Northern_California_Flow_Battery_83_Generic | PG&E North | CAISO_Flow_Battery_8hr_Dispatch | Solar | Generic_PGE_North_500_HSN | Northern_California_Flow_Battery_83_Generic | Reliability_Capacity_In_Model_Year | 1 | Generic_PGE_North_500_SSN | Northern_California_Flow_Battery_83_Generic | Reliability_Capacity_In_Model_Year | 0.5 | Generic_PGE_North_500_offpeak | Northern_California_Flow_Battery_83_Generic | Operational_New_Capacity_MW | -1
Generic_PGE_North_500_HSN | Northern_California_Solar_132_Generic | Reliability_Capacity_In_Model_Year | 0.1 | Generic_PGE_North_500_HSN | Northern_California_Flow_Battery_84_Generic | Reliability_Capacity_In_Model_Year | 1 | Northern_California_Flow_Battery_84_Generic | PG&E North | CAISO_Flow_Battery_8hr_Dispatch | Solar | Generic_PGE_North_500_HSN | Northern_California_Flow_Battery_84_Generic | Reliability_Capacity_In_Model_Year | 1 | Generic_PGE_North_500_SSN | Northern_California_Flow_Battery_84_Generic | Reliability_Capacity_In_Model_Year | 0.5 | Generic_PGE_North_500_offpeak | Northern_California_Flow_Battery_84_Generic | Operational_New_Capacity_MW | -1
Generic_PGE_North_500_HSN | Northern_California_Solar_135_Generic | Reliability_Capacity_In_Model_Year | 0.1 | Generic_PGE_North_500_HSN | Northern_California_Flow_Battery_85_Generic | Reliability_Capacity_In_Model_Year | 1 | Northern_California_Flow_Battery_85_Generic | PG&E North | CAISO_Flow_Battery_8hr_Dispatch | Solar | Generic_PGE_North_500_HSN | Northern_California_Flow_Battery_85_Generic | Reliability_Capacity_In_Model_Year | 1 | Generic_PGE_North_500_SSN | Northern_California_Flow_Battery_85_Generic | Reliability_Capacity_In_Model_Year | 0.5 | Generic_PGE_North_500_offpeak | Northern_California_Flow_Battery_85_Generic | Operational_New_Capacity_MW | -1
Generic_PGE_North_500_HSN | Northern_California_Solar_138_Generic | Reliability_Capacity_In_Model_Year | 0.1 | Generic_PGE_South_500_HSN | Northern_California_Flow_Battery_85_Generic | Reliability_Capacity_In_Model_Year | 1 | Northern_California_Flow_Battery_85_Generic | PG&E South | CAISO_Flow_Battery_8hr_Dispatch | Wind | Generic_PGE_South_500_HSN | Northern_California_Flow_Battery_85_Generic | Reliability_Capacity_In_Model_Year | 1 | Generic_PGE_South_500_SSN | Northern_California_Flow_Battery_85_Generic | Reliability_Capacity_In_Model_Year | 0.5 | Generic_PGE_South_500_offpeak | Northern_California_Flow_Battery_85_Generic | Operational_New_Capacity_MW | -1
Generic_PGE_North_500_HSN | Northern_California_Solar_141_Generic | Reliability_Capacity_In_Model_Year | 0.1 | Generic_PGE_North_500_HSN | Northern_California_Flow_Battery_92_Generic | Reliability_Capacity_In_Model_Year | 1 | Northern_California_Flow_Battery_92_Generic | PG&E North | CAISO_Flow_Battery_8hr_Dispatch | Solar | Generic_PGE_North_500_HSN | Northern_California_Flow_Battery_92_Generic | Reliability_Capacity_In_Model_Year | 1 | Generic_PGE_North_500_SSN | Northern_California_Flow_Battery_92_Generic | Reliability_Capacity_In_Model_Year | 0.5 | Generic_PGE_North_500_offpeak | Northern_California_Flow_Battery_92_Generic | Operational_New_Capacity_MW | -1
Generic_PGE_North_500_HSN | Northern_California_Solar_144_Generic | Reliability_Capacity_In_Model_Year | 0.1 | Generic_PGE_North_500_HSN | Northern_California_Flow_Battery_94_Generic | Reliability_Capacity_In_Model_Year | 1 | Northern_California_Flow_Battery_94_Generic | PG&E North | CAISO_Flow_Battery_8hr_Dispatch | Solar | Generic_PGE_North_500_HSN | Northern_California_Flow_Battery_94_Generic | Reliability_Capacity_In_Model_Year | 1 | Generic_PGE_North_500_SSN | Northern_California_Flow_Battery_94_Generic | Reliability_Capacity_In_Model_Year | 0.5 | Generic_PGE_North_500_offpeak | Northern_California_Flow_Battery_94_Generic | Operational_New_Capacity_MW | -1
Generic_PGE_North_500_HSN | Northern_California_Solar_149_Generic | Reliability_Capacity_In_Model_Year | 0.1 | Generic_PGE_North_500_HSN | Northern_California_Flow_Battery_96_Generic | Reliability_Capacity_In_Model_Year | 1 | Northern_California_Flow_Battery_96_Generic | PG&E North | CAISO_Flow_Battery_8hr_Dispatch | Solar | Generic_PGE_North_500_HSN | Northern_California_Flow_Battery_96_Generic | Reliability_Capacity_In_Model_Year | 1 | Generic_PGE_North_500_SSN | Northern_California_Flow_Battery_96_Generic | Reliability_Capacity_In_Model_Year | 0.5 | Generic_PGE_North_500_offpeak | Northern_California_Flow_Battery_96_Generic | Operational_New_Capacity_MW | -1
Generic_PGE_North_500_HSN | Northern_California_Solar_150_Generic | Reliability_Capacity_In_Model_Year | 0.1 | Generic_PGE_North_500_HSN | Northern_California_Geothermal_100_Generic | Reliability_Capacity_In_Model_Year | 1 | Northern_California_Geothermal_100_Generic | PG&E North | Northern_California_Geothermal | Solar | Generic_PGE_North_500_HSN | Northern_California_Geothermal_100_Generic | Reliability_Capacity_In_Model_Year | 1 | Generic_PGE_North_500_SSN | Northern_California_Geothermal_100_Generic | Reliability_Capacity_In_Model_Year | 1 | Generic_PGE_North_500_offpeak | Northern_California_Geothermal_100_Generic | Operational_New_Capacity_MW | 1
Generic_PGE_North_500_HSN | Northern_California_Solar_155_Generic | Reliability_Capacity_In_Model_Year | 0.1 | Generic_PGE_North_500_HSN | Northern_California_Geothermal_35_Generic | Reliability_Capacity_In_Model_Year | 1 | Northern_California_Geothermal_35_Generic | PG&E North | Northern_California_Geothermal | Solar | Generic_PGE_North_500_HSN | Northern_California_Geothermal_35_Generic | Reliability_Capacity_In_Model_Year | 1 | Generic_PGE_North_500_SSN | Northern_California_Geothermal_35_Generic | Reliability_Capacity_In_Model_Year | 1 | Generic_PGE_North_500_offpeak | Northern_California_Geothermal_35_Generic | Operational_New_Capacity_MW | 1
Generic_PGE_North_500_HSN | Northern_California_Solar_157_Generic | Reliability_Capacity_In_Model_Year | 0.1 | Generic_PGE_North_500_HSN | Northern_California_Geothermal_5_Generic | Reliability_Capacity_In_Model_Year | 1 | Northern_California_Geothermal_5_Generic | PG&E North | Northern_California_Geothermal | Solar | Generic_PGE_North_500_HSN | Northern_California_Geothermal_5_Generic | Reliability_Capacity_In_Model_Year | 1 | Generic_PGE_North_500_SSN | Northern_California_Geothermal_5_Generic | Reliability_Capacity_In_Model_Year | 1 | Generic_PGE_North_500_offpeak | Northern_California_Geothermal_5_Generic | Operational_New_Capacity_MW | 1
Generic_PGE_North_500_HSN | Northern_California_Solar_158_Generic | Reliability_Capacity_In_Model_Year | 0.1 | Generic_PGE_North_500_HSN | Northern_California_Geothermal_70_Generic | Reliability_Capacity_In_Model_Year | 1 | Northern_California_Geothermal_70_Generic | PG&E North | Northern_California_Geothermal | Solar | Generic_PGE_North_500_HSN | Northern_California_Geothermal_70_Generic | Reliability_Capacity_In_Model_Year | 1 | Generic_PGE_North_500_SSN | Northern_California_Geothermal_70_Generic | Reliability_Capacity_In_Model_Year | 1 | Generic_PGE_North_500_offpeak | Northern_California_Geothermal_70_Generic | Operational_New_Capacity_MW | 1
Generic_PGE_North_500_HSN | Northern_California_Solar_159_Generic | Reliability_Capacity_In_Model_Year | 0.1 | Generic_PGE_North_500_HSN | Northern_California_Li_Battery_4hr_100_Generic | Reliability_Capacity_In_Model_Year | 1 | Northern_California_Li_Battery_4hr_100_Generic | PG&E North | CAISO_Li_Battery_4hr_Dispatch | Solar | Generic_PGE_North_500_HSN | Northern_California_Li_Battery_4hr_100_Generic | Reliability_Capacity_In_Model_Year | 1 | Generic_PGE_North_500_SSN | Northern_California_Li_Battery_4hr_100_Generic | Reliability_Capacity_In_Model_Year | 0.5 | Generic_PGE_North_500_offpeak | Northern_California_Li_Battery_4hr_100_Generic | Operational_New_Capacity_MW | -1
Generic_PGE_North_500_HSN | Northern_California_Solar_166_Generic | Reliability_Capacity_In_Model_Year | 0.1 | Generic_PGE_North_500_HSN | Northern_California_Li_Battery_4hr_112_Generic | Reliability_Capacity_In_Model_Year | 1 | Northern_California_Li_Battery_4hr_112_Generic | PG&E North | CAISO_Li_Battery_4hr_Dispatch | Solar | Generic_PGE_North_500_HSN | Northern_California_Li_Battery_4hr_112_Generic | Reliability_Capacity_In_Model_Year | 1 | Generic_PGE_North_500_SSN | Northern_California_Li_Battery_4hr_112_Generic | Reliability_Capacity_In_Model_Year | 0.5 | Generic_PGE_North_500_offpeak | Northern_California_Li_Battery_4hr_112_Generic | Operational_New_Capacity_MW | -1
Generic_PGE_North_500_HSN | Northern_California_Solar_172_Generic | Reliability_Capacity_In_Model_Year | 0.1 | Generic_PGE_North_500_HSN | Northern_California_Li_Battery_4hr_113_Generic | Reliability_Capacity_In_Model_Year | 1 | Northern_California_Li_Battery_4hr_113_Generic | PG&E North | CAISO_Li_Battery_4hr_Dispatch | Solar | Generic_PGE_North_500_HSN | Northern_California_Li_Battery_4hr_113_Generic | Reliability_Capacity_In_Model_Year | 1 | Generic_PGE_North_500_SSN | Northern_California_Li_Battery_4hr_113_Generic | Reliability_Capacity_In_Model_Year | 0.5 | Generic_PGE_North_500_offpeak | Northern_California_Li_Battery_4hr_113_Generic | Operational_New_Capacity_MW | -1
Generic_PGE_North_500_HSN | Northern_California_Solar_178_Generic | Reliability_Capacity_In_Model_Year | 0.1 | Generic_PGE_South_500_HSN | Northern_California_Li_Battery_4hr_113_Generic | Reliability_Capacity_In_Model_Year | 1 | Northern_California_Li_Battery_4hr_113_Generic | PG&E South | CAISO_Li_Battery_4hr_Dispatch | Wind | Generic_PGE_South_500_HSN | Northern_California_Li_Battery_4hr_113_Generic | Reliability_Capacity_In_Model_Year | 1 | Generic_PGE_South_500_SSN | Northern_California_Li_Battery_4hr_113_Generic | Reliability_Capacity_In_Model_Year | 0.5 | Generic_PGE_South_500_offpeak | Northern_California_Li_Battery_4hr_113_Generic | Operational_New_Capacity_MW | -1
Generic_PGE_North_500_HSN | Northern_California_Solar_179_Generic | Reliability_Capacity_In_Model_Year | 0.1 | Generic_PGE_North_500_HSN | Northern_California_Li_Battery_4hr_114_Generic | Reliability_Capacity_In_Model_Year | 1 | Northern_California_Li_Battery_4hr_114_Generic | PG&E North | CAISO_Li_Battery_4hr_Dispatch | Solar | Generic_PGE_North_500_HSN | Northern_California_Li_Battery_4hr_114_Generic | Reliability_Capacity_In_Model_Year | 1 | Generic_PGE_North_500_SSN | Northern_California_Li_Battery_4hr_114_Generic | Reliability_Capacity_In_Model_Year | 0.5 | Generic_PGE_North_500_offpeak | Northern_California_Li_Battery_4hr_114_Generic | Operational_New_Capacity_MW | -1
Generic_PGE_North_500_HSN | Northern_California_Solar_180_Generic | Reliability_Capacity_In_Model_Year | 0.1 | Generic_PGE_South_500_HSN | Northern_California_Li_Battery_4hr_114_Generic | Reliability_Capacity_In_Model_Year | 1 | Northern_California_Li_Battery_4hr_114_Generic | PG&E South | CAISO_Li_Battery_4hr_Dispatch | Wind | Generic_PGE_South_500_HSN | Northern_California_Li_Battery_4hr_114_Generic | Reliability_Capacity_In_Model_Year | 1 | Generic_PGE_South_500_SSN | Northern_California_Li_Battery_4hr_114_Generic | Reliability_Capacity_In_Model_Year | 0.5 | Generic_PGE_South_500_offpeak | Northern_California_Li_Battery_4hr_114_Generic | Operational_New_Capacity_MW | -1
Generic_PGE_North_500_HSN | Northern_California_Solar_25_Generic | Reliability_Capacity_In_Model_Year | 0.1 | Generic_PGE_North_500_HSN | Northern_California_Li_Battery_4hr_116_Generic | Reliability_Capacity_In_Model_Year | 1 | Northern_California_Li_Battery_4hr_116_Generic | PG&E North | CAISO_Li_Battery_4hr_Dispatch | Solar | Generic_PGE_North_500_HSN | Northern_California_Li_Battery_4hr_116_Generic | Reliability_Capacity_In_Model_Year | 1 | Generic_PGE_North_500_SSN | Northern_California_Li_Battery_4hr_116_Generic | Reliability_Capacity_In_Model_Year | 0.5 | Generic_PGE_North_500_offpeak | Northern_California_Li_Battery_4hr_116_Generic | Operational_New_Capacity_MW | -1
Generic_PGE_North_500_HSN | Northern_California_Solar_26_Generic | Reliability_Capacity_In_Model_Year | 0.1 | Generic_PGE_North_500_HSN | Northern_California_Li_Battery_4hr_121_Generic | Reliability_Capacity_In_Model_Year | 1 | Northern_California_Li_Battery_4hr_121_Generic | PG&E North | CAISO_Li_Battery_4hr_Dispatch | Solar | Generic_PGE_North_500_HSN | Northern_California_Li_Battery_4hr_121_Generic | Reliability_Capacity_In_Model_Year | 1 | Generic_PGE_North_500_SSN | Northern_California_Li_Battery_4hr_121_Generic | Reliability_Capacity_In_Model_Year | 0.5 | Generic_PGE_North_500_offpeak | Northern_California_Li_Battery_4hr_121_Generic | Operational_New_Capacity_MW | -1
Generic_PGE_North_500_HSN | Northern_California_Solar_29_Generic | Reliability_Capacity_In_Model_Year | 0.1 | Generic_PGE_North_500_HSN | Northern_California_Li_Battery_4hr_122_Generic | Reliability_Capacity_In_Model_Year | 1 | Northern_California_Li_Battery_4hr_122_Generic | PG&E North | CAISO_Li_Battery_4hr_Dispatch | Solar | Generic_PGE_North_500_HSN | Northern_California_Li_Battery_4hr_122_Generic | Reliability_Capacity_In_Model_Year | 1 | Generic_PGE_North_500_SSN | Northern_California_Li_Battery_4hr_122_Generic | Reliability_Capacity_In_Model_Year | 0.5 | Generic_PGE_North_500_offpeak | Northern_California_Li_Battery_4hr_122_Generic | Operational_New_Capacity_MW | -1
Generic_PGE_North_500_HSN | Northern_California_Solar_31_Generic | Reliability_Capacity_In_Model_Year | 0.1 | Generic_PGE_North_500_HSN | Northern_California_Li_Battery_4hr_126_Generic | Reliability_Capacity_In_Model_Year | 1 | Northern_California_Li_Battery_4hr_126_Generic | PG&E North | CAISO_Li_Battery_4hr_Dispatch | Solar | Generic_PGE_North_500_HSN | Northern_California_Li_Battery_4hr_126_Generic | Reliability_Capacity_In_Model_Year | 1 | Generic_PGE_North_500_SSN | Northern_California_Li_Battery_4hr_126_Generic | Reliability_Capacity_In_Model_Year | 0.5 | Generic_PGE_North_500_offpeak | Northern_California_Li_Battery_4hr_126_Generic | Operational_New_Capacity_MW | -1
Generic_PGE_North_500_HSN | Northern_California_Solar_35_Generic | Reliability_Capacity_In_Model_Year | 0.1 | Generic_PGE_North_500_HSN | Northern_California_Li_Battery_4hr_127_Generic | Reliability_Capacity_In_Model_Year | 1 | Northern_California_Li_Battery_4hr_127_Generic | PG&E North | CAISO_Li_Battery_4hr_Dispatch | Solar | Generic_PGE_North_500_HSN | Northern_California_Li_Battery_4hr_127_Generic | Reliability_Capacity_In_Model_Year | 1 | Generic_PGE_North_500_SSN | Northern_California_Li_Battery_4hr_127_Generic | Reliability_Capacity_In_Model_Year | 0.5 | Generic_PGE_North_500_offpeak | Northern_California_Li_Battery_4hr_127_Generic | Operational_New_Capacity_MW | -1
Generic_PGE_North_500_HSN | Northern_California_Solar_38_Generic | Reliability_Capacity_In_Model_Year | 0.1 | Generic_PGE_South_500_HSN | Northern_California_Li_Battery_4hr_130_Generic | Reliability_Capacity_In_Model_Year | 1 | Northern_California_Li_Battery_4hr_130_Generic | PG&E South | CAISO_Li_Battery_4hr_Dispatch | Wind | Generic_PGE_South_500_HSN | Northern_California_Li_Battery_4hr_130_Generic | Reliability_Capacity_In_Model_Year | 1 | Generic_PGE_South_500_SSN | Northern_California_Li_Battery_4hr_130_Generic | Reliability_Capacity_In_Model_Year | 0.5 | Generic_PGE_South_500_offpeak | Northern_California_Li_Battery_4hr_130_Generic | Operational_New_Capacity_MW | -1
Generic_PGE_North_500_HSN | Northern_California_Solar_41_Generic | Reliability_Capacity_In_Model_Year | 0.1 | Generic_PGE_North_500_HSN | Northern_California_Li_Battery_4hr_132_Generic | Reliability_Capacity_In_Model_Year | 1 | Northern_California_Li_Battery_4hr_132_Generic | PG&E North | CAISO_Li_Battery_4hr_Dispatch | Solar | Generic_PGE_North_500_HSN | Northern_California_Li_Battery_4hr_132_Generic | Reliability_Capacity_In_Model_Year | 1 | Generic_PGE_North_500_SSN | Northern_California_Li_Battery_4hr_132_Generic | Reliability_Capacity_In_Model_Year | 0.5 | Generic_PGE_North_500_offpeak | Northern_California_Li_Battery_4hr_132_Generic | Operational_New_Capacity_MW | -1
Generic_PGE_North_500_HSN | Northern_California_Solar_44_Generic | Reliability_Capacity_In_Model_Year | 0.1 | Generic_PGE_North_500_HSN | Northern_California_Li_Battery_4hr_135_Generic | Reliability_Capacity_In_Model_Year | 1 | Northern_California_Li_Battery_4hr_135_Generic | PG&E North | CAISO_Li_Battery_4hr_Dispatch | Solar | Generic_PGE_North_500_HSN | Northern_California_Li_Battery_4hr_135_Generic | Reliability_Capacity_In_Model_Year | 1 | Generic_PGE_North_500_SSN | Northern_California_Li_Battery_4hr_135_Generic | Reliability_Capacity_In_Model_Year | 0.5 | Generic_PGE_North_500_offpeak | Northern_California_Li_Battery_4hr_135_Generic | Operational_New_Capacity_MW | -1
Generic_PGE_North_500_HSN | Northern_California_Solar_5_Generic | Reliability_Capacity_In_Model_Year | 0.1 | Generic_PGE_North_500_HSN | Northern_California_Li_Battery_4hr_138_Generic | Reliability_Capacity_In_Model_Year | 1 | Northern_California_Li_Battery_4hr_138_Generic | PG&E North | CAISO_Li_Battery_4hr_Dispatch | Solar | Generic_PGE_North_500_HSN | Northern_California_Li_Battery_4hr_138_Generic | Reliability_Capacity_In_Model_Year | 1 | Generic_PGE_North_500_SSN | Northern_California_Li_Battery_4hr_138_Generic | Reliability_Capacity_In_Model_Year | 0.5 | Generic_PGE_North_500_offpeak | Northern_California_Li_Battery_4hr_138_Generic | Operational_New_Capacity_MW | -1
Generic_PGE_North_500_HSN | Northern_California_Solar_51_Generic | Reliability_Capacity_In_Model_Year | 0.1 | Generic_PGE_South_500_HSN | Northern_California_Li_Battery_4hr_138_Generic | Reliability_Capacity_In_Model_Year | 1 | Northern_California_Li_Battery_4hr_138_Generic | PG&E South | CAISO_Li_Battery_4hr_Dispatch | Wind | Generic_PGE_South_500_HSN | Northern_California_Li_Battery_4hr_138_Generic | Reliability_Capacity_In_Model_Year | 1 | Generic_PGE_South_500_SSN | Northern_California_Li_Battery_4hr_138_Generic | Reliability_Capacity_In_Model_Year | 0.5 | Generic_PGE_South_500_offpeak | Northern_California_Li_Battery_4hr_138_Generic | Operational_New_Capacity_MW | -1
Generic_PGE_North_500_HSN | Northern_California_Solar_57_Generic | Reliability_Capacity_In_Model_Year | 0.1 | Generic_PGE_North_500_HSN | Northern_California_Li_Battery_4hr_141_Generic | Reliability_Capacity_In_Model_Year | 1 | Northern_California_Li_Battery_4hr_141_Generic | PG&E North | CAISO_Li_Battery_4hr_Dispatch | Solar | Generic_PGE_North_500_HSN | Northern_California_Li_Battery_4hr_141_Generic | Reliability_Capacity_In_Model_Year | 1 | Generic_PGE_North_500_SSN | Northern_California_Li_Battery_4hr_141_Generic | Reliability_Capacity_In_Model_Year | 0.5 | Generic_PGE_North_500_offpeak | Northern_California_Li_Battery_4hr_141_Generic | Operational_New_Capacity_MW | -1
Generic_PGE_North_500_HSN | Northern_California_Solar_68_Generic | Reliability_Capacity_In_Model_Year | 0.1 | Generic_PGE_North_500_HSN | Northern_California_Li_Battery_4hr_144_Generic | Reliability_Capacity_In_Model_Year | 1 | Northern_California_Li_Battery_4hr_144_Generic | PG&E North | CAISO_Li_Battery_4hr_Dispatch | Solar | Generic_PGE_North_500_HSN | Northern_California_Li_Battery_4hr_144_Generic | Reliability_Capacity_In_Model_Year | 1 | Generic_PGE_North_500_SSN | Northern_California_Li_Battery_4hr_144_Generic | Reliability_Capacity_In_Model_Year | 0.5 | Generic_PGE_North_500_offpeak | Northern_California_Li_Battery_4hr_144_Generic | Operational_New_Capacity_MW | -1
Generic_PGE_North_500_HSN | Northern_California_Solar_70_Generic | Reliability_Capacity_In_Model_Year | 0.1 | Generic_PGE_North_500_HSN | Northern_California_Li_Battery_4hr_149_Generic | Reliability_Capacity_In_Model_Year | 1 | Northern_California_Li_Battery_4hr_149_Generic | PG&E North | CAISO_Li_Battery_4hr_Dispatch | Solar | Generic_PGE_North_500_HSN | Northern_California_Li_Battery_4hr_149_Generic | Reliability_Capacity_In_Model_Year | 1 | Generic_PGE_North_500_SSN | Northern_California_Li_Battery_4hr_149_Generic | Reliability_Capacity_In_Model_Year | 0.5 | Generic_PGE_North_500_offpeak | Northern_California_Li_Battery_4hr_149_Generic | Operational_New_Capacity_MW | -1
Generic_PGE_North_500_HSN | Northern_California_Solar_73_Generic | Reliability_Capacity_In_Model_Year | 0.1 | Generic_PGE_North_500_HSN | Northern_California_Li_Battery_4hr_150_Generic | Reliability_Capacity_In_Model_Year | 1 | Northern_California_Li_Battery_4hr_150_Generic | PG&E North | CAISO_Li_Battery_4hr_Dispatch | Solar | Generic_PGE_North_500_HSN | Northern_California_Li_Battery_4hr_150_Generic | Reliability_Capacity_In_Model_Year | 1 | Generic_PGE_North_500_SSN | Northern_California_Li_Battery_4hr_150_Generic | Reliability_Capacity_In_Model_Year | 0.5 | Generic_PGE_North_500_offpeak | Northern_California_Li_Battery_4hr_150_Generic | Operational_New_Capacity_MW | -1
Generic_PGE_North_500_HSN | Northern_California_Solar_76_Generic | Reliability_Capacity_In_Model_Year | 0.1 | Generic_PGE_North_500_HSN | Northern_California_Li_Battery_4hr_155_Generic | Reliability_Capacity_In_Model_Year | 1 | Northern_California_Li_Battery_4hr_155_Generic | PG&E North | CAISO_Li_Battery_4hr_Dispatch | Solar | Generic_PGE_North_500_HSN | Northern_California_Li_Battery_4hr_155_Generic | Reliability_Capacity_In_Model_Year | 1 | Generic_PGE_North_500_SSN | Northern_California_Li_Battery_4hr_155_Generic | Reliability_Capacity_In_Model_Year | 0.5 | Generic_PGE_North_500_offpeak | Northern_California_Li_Battery_4hr_155_Generic | Operational_New_Capacity_MW | -1
Generic_PGE_North_500_HSN | Northern_California_Solar_80_Generic | Reliability_Capacity_In_Model_Year | 0.1 | Generic_PGE_North_500_HSN | Northern_California_Li_Battery_4hr_157_Generic | Reliability_Capacity_In_Model_Year | 1 | Northern_California_Li_Battery_4hr_157_Generic | PG&E North | CAISO_Li_Battery_4hr_Dispatch | Solar | Generic_PGE_North_500_HSN | Northern_California_Li_Battery_4hr_157_Generic | Reliability_Capacity_In_Model_Year | 1 | Generic_PGE_North_500_SSN | Northern_California_Li_Battery_4hr_157_Generic | Reliability_Capacity_In_Model_Year | 0.5 | Generic_PGE_North_500_offpeak | Northern_California_Li_Battery_4hr_157_Generic | Operational_New_Capacity_MW | -1
Generic_PGE_North_500_HSN | Northern_California_Solar_82_Generic | Reliability_Capacity_In_Model_Year | 0.1 | Generic_PGE_North_500_HSN | Northern_California_Li_Battery_4hr_158_Generic | Reliability_Capacity_In_Model_Year | 1 | Northern_California_Li_Battery_4hr_158_Generic | PG&E North | CAISO_Li_Battery_4hr_Dispatch | Solar | Generic_PGE_North_500_HSN | Northern_California_Li_Battery_4hr_158_Generic | Reliability_Capacity_In_Model_Year | 1 | Generic_PGE_North_500_SSN | Northern_California_Li_Battery_4hr_158_Generic | Reliability_Capacity_In_Model_Year | 0.5 | Generic_PGE_North_500_offpeak | Northern_California_Li_Battery_4hr_158_Generic | Operational_New_Capacity_MW | -1
Generic_PGE_North_500_HSN | Northern_California_Solar_83_Generic | Reliability_Capacity_In_Model_Year | 0.1 | Generic_PGE_North_500_HSN | Northern_California_Li_Battery_4hr_159_Generic | Reliability_Capacity_In_Model_Year | 1 | Northern_California_Li_Battery_4hr_159_Generic | PG&E North | CAISO_Li_Battery_4hr_Dispatch | Solar | Generic_PGE_North_500_HSN | Northern_California_Li_Battery_4hr_159_Generic | Reliability_Capacity_In_Model_Year | 1 | Generic_PGE_North_500_SSN | Northern_California_Li_Battery_4hr_159_Generic | Reliability_Capacity_In_Model_Year | 0.5 | Generic_PGE_North_500_offpeak | Northern_California_Li_Battery_4hr_159_Generic | Operational_New_Capacity_MW | -1
Generic_PGE_North_500_HSN | Northern_California_Solar_84_Generic | Reliability_Capacity_In_Model_Year | 0.1 | Generic_PGE_North_500_HSN | Northern_California_Li_Battery_4hr_166_Generic | Reliability_Capacity_In_Model_Year | 1 | Northern_California_Li_Battery_4hr_166_Generic | PG&E North | CAISO_Li_Battery_4hr_Dispatch | Solar | Generic_PGE_North_500_HSN | Northern_California_Li_Battery_4hr_166_Generic | Reliability_Capacity_In_Model_Year | 1 | Generic_PGE_North_500_SSN | Northern_California_Li_Battery_4hr_166_Generic | Reliability_Capacity_In_Model_Year | 0.5 | Generic_PGE_North_500_offpeak | Northern_California_Li_Battery_4hr_166_Generic | Operational_New_Capacity_MW | -1
Generic_PGE_North_500_HSN | Northern_California_Solar_85_Generic | Reliability_Capacity_In_Model_Year | 0.1 | Generic_PGE_South_500_HSN | Northern_California_Li_Battery_4hr_166_Generic | Reliability_Capacity_In_Model_Year | 1 | Northern_California_Li_Battery_4hr_166_Generic | PG&E South | CAISO_Li_Battery_4hr_Dispatch | Wind | Generic_PGE_South_500_HSN | Northern_California_Li_Battery_4hr_166_Generic | Reliability_Capacity_In_Model_Year | 1 | Generic_PGE_South_500_SSN | Northern_California_Li_Battery_4hr_166_Generic | Reliability_Capacity_In_Model_Year | 0.5 | Generic_PGE_South_500_offpeak | Northern_California_Li_Battery_4hr_166_Generic | Operational_New_Capacity_MW | -1
Generic_PGE_North_500_HSN | Northern_California_Solar_92_Generic | Reliability_Capacity_In_Model_Year | 0.1 | Generic_PGE_North_500_HSN | Northern_California_Li_Battery_4hr_172_Generic | Reliability_Capacity_In_Model_Year | 1 | Northern_California_Li_Battery_4hr_172_Generic | PG&E North | CAISO_Li_Battery_4hr_Dispatch | Solar | Generic_PGE_North_500_HSN | Northern_California_Li_Battery_4hr_172_Generic | Reliability_Capacity_In_Model_Year | 1 | Generic_PGE_North_500_SSN | Northern_California_Li_Battery_4hr_172_Generic | Reliability_Capacity_In_Model_Year | 0.5 | Generic_PGE_North_500_offpeak | Northern_California_Li_Battery_4hr_172_Generic | Operational_New_Capacity_MW | -1
Generic_PGE_North_500_HSN | Northern_California_Solar_94_Generic | Reliability_Capacity_In_Model_Year | 0.1 | Generic_PGE_North_500_HSN | Northern_California_Li_Battery_4hr_178_Generic | Reliability_Capacity_In_Model_Year | 1 | Northern_California_Li_Battery_4hr_178_Generic | PG&E North | CAISO_Li_Battery_4hr_Dispatch | Solar | Generic_PGE_North_500_HSN | Northern_California_Li_Battery_4hr_178_Generic | Reliability_Capacity_In_Model_Year | 1 | Generic_PGE_North_500_SSN | Northern_California_Li_Battery_4hr_178_Generic | Reliability_Capacity_In_Model_Year | 0.5 | Generic_PGE_North_500_offpeak | Northern_California_Li_Battery_4hr_178_Generic | Operational_New_Capacity_MW | -1
Generic_PGE_North_500_HSN | Northern_California_Solar_96_Generic | Reliability_Capacity_In_Model_Year | 0.1 | Generic_PGE_North_500_HSN | Northern_California_Li_Battery_4hr_179_Generic | Reliability_Capacity_In_Model_Year | 1 | Northern_California_Li_Battery_4hr_179_Generic | PG&E North | CAISO_Li_Battery_4hr_Dispatch | Solar | Generic_PGE_North_500_HSN | Northern_California_Li_Battery_4hr_179_Generic | Reliability_Capacity_In_Model_Year | 1 | Generic_PGE_North_500_SSN | Northern_California_Li_Battery_4hr_179_Generic | Reliability_Capacity_In_Model_Year | 0.5 | Generic_PGE_North_500_offpeak | Northern_California_Li_Battery_4hr_179_Generic | Operational_New_Capacity_MW | -1
Generic_PGE_North_500_HSN | Northern_California_Wind_159_Generic | Reliability_Capacity_In_Model_Year | 0.665 | Generic_PGE_North_500_HSN | Northern_California_Li_Battery_4hr_180_Generic | Reliability_Capacity_In_Model_Year | 1 | Northern_California_Li_Battery_4hr_180_Generic | PG&E North | CAISO_Li_Battery_4hr_Dispatch | Solar | Generic_PGE_North_500_HSN | Northern_California_Li_Battery_4hr_180_Generic | Reliability_Capacity_In_Model_Year | 1 | Generic_PGE_North_500_SSN | Northern_California_Li_Battery_4hr_180_Generic | Reliability_Capacity_In_Model_Year | 0.5 | Generic_PGE_North_500_offpeak | Northern_California_Li_Battery_4hr_180_Generic | Operational_New_Capacity_MW | -1
Generic_PGE_North_500_HSN | Northern_California_Wind_26_Generic | Reliability_Capacity_In_Model_Year | 0.665 | Generic_PGE_North_500_HSN | Northern_California_Li_Battery_4hr_25_Generic | Reliability_Capacity_In_Model_Year | 1 | Northern_California_Li_Battery_4hr_25_Generic | PG&E North | CAISO_Li_Battery_4hr_Dispatch | Solar | Generic_PGE_North_500_HSN | Northern_California_Li_Battery_4hr_25_Generic | Reliability_Capacity_In_Model_Year | 1 | Generic_PGE_North_500_SSN | Northern_California_Li_Battery_4hr_25_Generic | Reliability_Capacity_In_Model_Year | 0.5 | Generic_PGE_North_500_offpeak | Northern_California_Li_Battery_4hr_25_Generic | Operational_New_Capacity_MW | -1
Generic_PGE_North_500_HSN | Northern_California_Wind_35_Generic | Reliability_Capacity_In_Model_Year | 0.665 | Generic_PGE_North_500_HSN | Northern_California_Li_Battery_4hr_26_Generic | Reliability_Capacity_In_Model_Year | 1 | Northern_California_Li_Battery_4hr_26_Generic | PG&E North | CAISO_Li_Battery_4hr_Dispatch | Solar | Generic_PGE_North_500_HSN | Northern_California_Li_Battery_4hr_26_Generic | Reliability_Capacity_In_Model_Year | 1 | Generic_PGE_North_500_SSN | Northern_California_Li_Battery_4hr_26_Generic | Reliability_Capacity_In_Model_Year | 0.5 | Generic_PGE_North_500_offpeak | Northern_California_Li_Battery_4hr_26_Generic | Operational_New_Capacity_MW | -1
Generic_PGE_North_500_HSN | Northern_California_Wind_5_Generic | Reliability_Capacity_In_Model_Year | 0.665 | Generic_PGE_North_500_HSN | Northern_California_Li_Battery_4hr_29_Generic | Reliability_Capacity_In_Model_Year | 1 | Northern_California_Li_Battery_4hr_29_Generic | PG&E North | CAISO_Li_Battery_4hr_Dispatch | Solar | Generic_PGE_North_500_HSN | Northern_California_Li_Battery_4hr_29_Generic | Reliability_Capacity_In_Model_Year | 1 | Generic_PGE_North_500_SSN | Northern_California_Li_Battery_4hr_29_Generic | Reliability_Capacity_In_Model_Year | 0.5 | Generic_PGE_North_500_offpeak | Northern_California_Li_Battery_4hr_29_Generic | Operational_New_Capacity_MW | -1
Generic_PGE_North_500_HSN | Northern_California_Wind_76_Generic | Reliability_Capacity_In_Model_Year | 0.665 | Generic_PGE_North_500_HSN | Northern_California_Li_Battery_4hr_31_Generic | Reliability_Capacity_In_Model_Year | 1 | Northern_California_Li_Battery_4hr_31_Generic | PG&E North | CAISO_Li_Battery_4hr_Dispatch | Solar | Generic_PGE_North_500_HSN | Northern_California_Li_Battery_4hr_31_Generic | Reliability_Capacity_In_Model_Year | 1 | Generic_PGE_North_500_SSN | Northern_California_Li_Battery_4hr_31_Generic | Reliability_Capacity_In_Model_Year | 0.5 | Generic_PGE_North_500_offpeak | Northern_California_Li_Battery_4hr_31_Generic | Operational_New_Capacity_MW | -1
Generic_PGE_North_500_HSN | Northern_California_Wind_83_Generic | Reliability_Capacity_In_Model_Year | 0.665 | Generic_PGE_North_500_HSN | Northern_California_Li_Battery_4hr_35_Generic | Reliability_Capacity_In_Model_Year | 1 | Northern_California_Li_Battery_4hr_35_Generic | PG&E North | CAISO_Li_Battery_4hr_Dispatch | Solar | Generic_PGE_North_500_HSN | Northern_California_Li_Battery_4hr_35_Generic | Reliability_Capacity_In_Model_Year | 1 | Generic_PGE_North_500_SSN | Northern_California_Li_Battery_4hr_35_Generic | Reliability_Capacity_In_Model_Year | 0.5 | Generic_PGE_North_500_offpeak | Northern_California_Li_Battery_4hr_35_Generic | Operational_New_Capacity_MW | -1
Generic_PGE_North_500_HSN | Pacific_Northwest_Geothermal_5_Generic | Reliability_Capacity_In_Model_Year | 1 | Generic_PGE_North_500_HSN | Northern_California_Li_Battery_4hr_38_Generic | Reliability_Capacity_In_Model_Year | 1 | Northern_California_Li_Battery_4hr_38_Generic | PG&E North | CAISO_Li_Battery_4hr_Dispatch | Solar | Generic_PGE_North_500_HSN | Northern_California_Li_Battery_4hr_38_Generic | Reliability_Capacity_In_Model_Year | 1 | Generic_PGE_North_500_SSN | Northern_California_Li_Battery_4hr_38_Generic | Reliability_Capacity_In_Model_Year | 0.5 | Generic_PGE_North_500_offpeak | Northern_California_Li_Battery_4hr_38_Generic | Operational_New_Capacity_MW | -1
Generic_PGE_North_500_HSN | Solano_Wind_122_Generic | Reliability_Capacity_In_Model_Year | 0.665 | Generic_PGE_North_500_HSN | Northern_California_Li_Battery_4hr_41_Generic | Reliability_Capacity_In_Model_Year | 1 | Northern_California_Li_Battery_4hr_41_Generic | PG&E North | CAISO_Li_Battery_4hr_Dispatch | Solar | Generic_PGE_North_500_HSN | Northern_California_Li_Battery_4hr_41_Generic | Reliability_Capacity_In_Model_Year | 1 | Generic_PGE_North_500_SSN | Northern_California_Li_Battery_4hr_41_Generic | Reliability_Capacity_In_Model_Year | 0.5 | Generic_PGE_North_500_offpeak | Northern_California_Li_Battery_4hr_41_Generic | Operational_New_Capacity_MW | -1
Generic_PGE_North_500_HSN | Solano_Wind_126_Generic | Reliability_Capacity_In_Model_Year | 0.665 | Generic_PGE_North_500_HSN | Northern_California_Li_Battery_4hr_44_Generic | Reliability_Capacity_In_Model_Year | 1 | Northern_California_Li_Battery_4hr_44_Generic | PG&E North | CAISO_Li_Battery_4hr_Dispatch | Solar | Generic_PGE_North_500_HSN | Northern_California_Li_Battery_4hr_44_Generic | Reliability_Capacity_In_Model_Year | 1 | Generic_PGE_North_500_SSN | Northern_California_Li_Battery_4hr_44_Generic | Reliability_Capacity_In_Model_Year | 0.5 | Generic_PGE_North_500_offpeak | Northern_California_Li_Battery_4hr_44_Generic | Operational_New_Capacity_MW | -1
Generic_PGE_North_500_HSN | Solano_Wind_85_Generic | Reliability_Capacity_In_Model_Year | 0.665 | Generic_PGE_North_500_HSN | Northern_California_Li_Battery_4hr_5_Generic | Reliability_Capacity_In_Model_Year | 1 | Northern_California_Li_Battery_4hr_5_Generic | PG&E North | CAISO_Li_Battery_4hr_Dispatch | Solar | Generic_PGE_North_500_HSN | Northern_California_Li_Battery_4hr_5_Generic | Reliability_Capacity_In_Model_Year | 1 | Generic_PGE_North_500_SSN | Northern_California_Li_Battery_4hr_5_Generic | Reliability_Capacity_In_Model_Year | 0.5 | Generic_PGE_North_500_offpeak | Northern_California_Li_Battery_4hr_5_Generic | Operational_New_Capacity_MW | -1
Generic_PGE_North_500_HSN | Solano_Wind_94_Generic | Reliability_Capacity_In_Model_Year | 0.665 | Generic_PGE_North_500_HSN | Northern_California_Li_Battery_4hr_51_Generic | Reliability_Capacity_In_Model_Year | 1 | Northern_California_Li_Battery_4hr_51_Generic | PG&E North | CAISO_Li_Battery_4hr_Dispatch | Solar | Generic_PGE_North_500_HSN | Northern_California_Li_Battery_4hr_51_Generic | Reliability_Capacity_In_Model_Year | 1 | Generic_PGE_North_500_SSN | Northern_California_Li_Battery_4hr_51_Generic | Reliability_Capacity_In_Model_Year | 0.5 | Generic_PGE_North_500_offpeak | Northern_California_Li_Battery_4hr_51_Generic | Operational_New_Capacity_MW | -1
Generic_PGE_North_500_HSN | Southern_PGAE_Flow_Battery_111_Generic | Reliability_Capacity_In_Model_Year | 1 | Generic_PGE_North_500_HSN | Northern_California_Li_Battery_4hr_57_Generic | Reliability_Capacity_In_Model_Year | 1 | Northern_California_Li_Battery_4hr_57_Generic | PG&E North | CAISO_Li_Battery_4hr_Dispatch | Solar | Generic_PGE_North_500_HSN | Northern_California_Li_Battery_4hr_57_Generic | Reliability_Capacity_In_Model_Year | 1 | Generic_PGE_North_500_SSN | Northern_California_Li_Battery_4hr_57_Generic | Reliability_Capacity_In_Model_Year | 0.5 | Generic_PGE_North_500_offpeak | Northern_California_Li_Battery_4hr_57_Generic | Operational_New_Capacity_MW | -1
Generic_PGE_North_500_HSN | Southern_PGAE_Flow_Battery_124_Generic | Reliability_Capacity_In_Model_Year | 1 | Generic_PGE_North_500_HSN | Northern_California_Li_Battery_4hr_68_Generic | Reliability_Capacity_In_Model_Year | 1 | Northern_California_Li_Battery_4hr_68_Generic | PG&E North | CAISO_Li_Battery_4hr_Dispatch | Solar | Generic_PGE_North_500_HSN | Northern_California_Li_Battery_4hr_68_Generic | Reliability_Capacity_In_Model_Year | 1 | Generic_PGE_North_500_SSN | Northern_California_Li_Battery_4hr_68_Generic | Reliability_Capacity_In_Model_Year | 0.5 | Generic_PGE_North_500_offpeak | Northern_California_Li_Battery_4hr_68_Generic | Operational_New_Capacity_MW | -1
Generic_PGE_North_500_HSN | Southern_PGAE_Flow_Battery_139_Generic | Reliability_Capacity_In_Model_Year | 1 | Generic_PGE_North_500_HSN | Northern_California_Li_Battery_4hr_70_Generic | Reliability_Capacity_In_Model_Year | 1 | Northern_California_Li_Battery_4hr_70_Generic | PG&E North | CAISO_Li_Battery_4hr_Dispatch | Solar | Generic_PGE_North_500_HSN | Northern_California_Li_Battery_4hr_70_Generic | Reliability_Capacity_In_Model_Year | 1 | Generic_PGE_North_500_SSN | Northern_California_Li_Battery_4hr_70_Generic | Reliability_Capacity_In_Model_Year | 0.5 | Generic_PGE_North_500_offpeak | Northern_California_Li_Battery_4hr_70_Generic | Operational_New_Capacity_MW | -1
Generic_PGE_North_500_HSN | Southern_PGAE_Flow_Battery_140_Generic | Reliability_Capacity_In_Model_Year | 1 | Generic_PGE_North_500_HSN | Northern_California_Li_Battery_4hr_73_Generic | Reliability_Capacity_In_Model_Year | 1 | Northern_California_Li_Battery_4hr_73_Generic | PG&E North | CAISO_Li_Battery_4hr_Dispatch | Solar | Generic_PGE_North_500_HSN | Northern_California_Li_Battery_4hr_73_Generic | Reliability_Capacity_In_Model_Year | 1 | Generic_PGE_North_500_SSN | Northern_California_Li_Battery_4hr_73_Generic | Reliability_Capacity_In_Model_Year | 0.5 | Generic_PGE_North_500_offpeak | Northern_California_Li_Battery_4hr_73_Generic | Operational_New_Capacity_MW | -1
Generic_PGE_North_500_HSN | Southern_PGAE_Flow_Battery_145_Generic | Reliability_Capacity_In_Model_Year | 1 | Generic_PGE_North_500_HSN | Northern_California_Li_Battery_4hr_76_Generic | Reliability_Capacity_In_Model_Year | 1 | Northern_California_Li_Battery_4hr_76_Generic | PG&E North | CAISO_Li_Battery_4hr_Dispatch | Solar | Generic_PGE_North_500_HSN | Northern_California_Li_Battery_4hr_76_Generic | Reliability_Capacity_In_Model_Year | 1 | Generic_PGE_North_500_SSN | Northern_California_Li_Battery_4hr_76_Generic | Reliability_Capacity_In_Model_Year | 0.5 | Generic_PGE_North_500_offpeak | Northern_California_Li_Battery_4hr_76_Generic | Operational_New_Capacity_MW | -1
Generic_PGE_North_500_HSN | Southern_PGAE_Flow_Battery_151_Generic | Reliability_Capacity_In_Model_Year | 1 | Generic_PGE_North_500_HSN | Northern_California_Li_Battery_4hr_80_Generic | Reliability_Capacity_In_Model_Year | 1 | Northern_California_Li_Battery_4hr_80_Generic | PG&E North | CAISO_Li_Battery_4hr_Dispatch | Solar | Generic_PGE_North_500_HSN | Northern_California_Li_Battery_4hr_80_Generic | Reliability_Capacity_In_Model_Year | 1 | Generic_PGE_North_500_SSN | Northern_California_Li_Battery_4hr_80_Generic | Reliability_Capacity_In_Model_Year | 0.5 | Generic_PGE_North_500_offpeak | Northern_California_Li_Battery_4hr_80_Generic | Operational_New_Capacity_MW | -1
Generic_PGE_North_500_HSN | Southern_PGAE_Flow_Battery_154_Generic | Reliability_Capacity_In_Model_Year | 1 | Generic_PGE_North_500_HSN | Northern_California_Li_Battery_4hr_82_Generic | Reliability_Capacity_In_Model_Year | 1 | Northern_California_Li_Battery_4hr_82_Generic | PG&E North | CAISO_Li_Battery_4hr_Dispatch | Solar | Generic_PGE_North_500_HSN | Northern_California_Li_Battery_4hr_82_Generic | Reliability_Capacity_In_Model_Year | 1 | Generic_PGE_North_500_SSN | Northern_California_Li_Battery_4hr_82_Generic | Reliability_Capacity_In_Model_Year | 0.5 | Generic_PGE_North_500_offpeak | Northern_California_Li_Battery_4hr_82_Generic | Operational_New_Capacity_MW | -1
Generic_PGE_North_500_HSN | Southern_PGAE_Flow_Battery_161_Generic | Reliability_Capacity_In_Model_Year | 1 | Generic_PGE_North_500_HSN | Northern_California_Li_Battery_4hr_83_Generic | Reliability_Capacity_In_Model_Year | 1 | Northern_California_Li_Battery_4hr_83_Generic | PG&E North | CAISO_Li_Battery_4hr_Dispatch | Solar | Generic_PGE_North_500_HSN | Northern_California_Li_Battery_4hr_83_Generic | Reliability_Capacity_In_Model_Year | 1 | Generic_PGE_North_500_SSN | Northern_California_Li_Battery_4hr_83_Generic | Reliability_Capacity_In_Model_Year | 0.5 | Generic_PGE_North_500_offpeak | Northern_California_Li_Battery_4hr_83_Generic | Operational_New_Capacity_MW | -1
Generic_PGE_North_500_HSN | Southern_PGAE_Flow_Battery_162_Generic | Reliability_Capacity_In_Model_Year | 1 | Generic_PGE_North_500_HSN | Northern_California_Li_Battery_4hr_84_Generic | Reliability_Capacity_In_Model_Year | 1 | Northern_California_Li_Battery_4hr_84_Generic | PG&E North | CAISO_Li_Battery_4hr_Dispatch | Solar | Generic_PGE_North_500_HSN | Northern_California_Li_Battery_4hr_84_Generic | Reliability_Capacity_In_Model_Year | 1 | Generic_PGE_North_500_SSN | Northern_California_Li_Battery_4hr_84_Generic | Reliability_Capacity_In_Model_Year | 0.5 | Generic_PGE_North_500_offpeak | Northern_California_Li_Battery_4hr_84_Generic | Operational_New_Capacity_MW | -1
Generic_PGE_North_500_HSN | Southern_PGAE_Flow_Battery_163_Generic | Reliability_Capacity_In_Model_Year | 1 | Generic_PGE_North_500_HSN | Northern_California_Li_Battery_4hr_85_Generic | Reliability_Capacity_In_Model_Year | 1 | Northern_California_Li_Battery_4hr_85_Generic | PG&E North | CAISO_Li_Battery_4hr_Dispatch | Solar | Generic_PGE_North_500_HSN | Northern_California_Li_Battery_4hr_85_Generic | Reliability_Capacity_In_Model_Year | 1 | Generic_PGE_North_500_SSN | Northern_California_Li_Battery_4hr_85_Generic | Reliability_Capacity_In_Model_Year | 0.5 | Generic_PGE_North_500_offpeak | Northern_California_Li_Battery_4hr_85_Generic | Operational_New_Capacity_MW | -1
Generic_PGE_North_500_HSN | Southern_PGAE_Flow_Battery_164_Generic | Reliability_Capacity_In_Model_Year | 1 | Generic_PGE_South_500_HSN | Northern_California_Li_Battery_4hr_85_Generic | Reliability_Capacity_In_Model_Year | 1 | Northern_California_Li_Battery_4hr_85_Generic | PG&E South | CAISO_Li_Battery_4hr_Dispatch | Wind | Generic_PGE_South_500_HSN | Northern_California_Li_Battery_4hr_85_Generic | Reliability_Capacity_In_Model_Year | 1 | Generic_PGE_South_500_SSN | Northern_California_Li_Battery_4hr_85_Generic | Reliability_Capacity_In_Model_Year | 0.5 | Generic_PGE_South_500_offpeak | Northern_California_Li_Battery_4hr_85_Generic | Operational_New_Capacity_MW | -1
Generic_PGE_North_500_HSN | Southern_PGAE_Flow_Battery_165_Generic | Reliability_Capacity_In_Model_Year | 1 | Generic_PGE_North_500_HSN | Northern_California_Li_Battery_4hr_92_Generic | Reliability_Capacity_In_Model_Year | 1 | Northern_California_Li_Battery_4hr_92_Generic | PG&E North | CAISO_Li_Battery_4hr_Dispatch | Solar | Generic_PGE_North_500_HSN | Northern_California_Li_Battery_4hr_92_Generic | Reliability_Capacity_In_Model_Year | 1 | Generic_PGE_North_500_SSN | Northern_California_Li_Battery_4hr_92_Generic | Reliability_Capacity_In_Model_Year | 0.5 | Generic_PGE_North_500_offpeak | Northern_California_Li_Battery_4hr_92_Generic | Operational_New_Capacity_MW | -1
Generic_PGE_North_500_HSN | Southern_PGAE_Flow_Battery_168_Generic | Reliability_Capacity_In_Model_Year | 1 | Generic_PGE_North_500_HSN | Northern_California_Li_Battery_4hr_94_Generic | Reliability_Capacity_In_Model_Year | 1 | Northern_California_Li_Battery_4hr_94_Generic | PG&E North | CAISO_Li_Battery_4hr_Dispatch | Solar | Generic_PGE_North_500_HSN | Northern_California_Li_Battery_4hr_94_Generic | Reliability_Capacity_In_Model_Year | 1 | Generic_PGE_North_500_SSN | Northern_California_Li_Battery_4hr_94_Generic | Reliability_Capacity_In_Model_Year | 0.5 | Generic_PGE_North_500_offpeak | Northern_California_Li_Battery_4hr_94_Generic | Operational_New_Capacity_MW | -1
Generic_PGE_North_500_HSN | Southern_PGAE_Flow_Battery_169_Generic | Reliability_Capacity_In_Model_Year | 1 | Generic_PGE_North_500_HSN | Northern_California_Li_Battery_4hr_96_Generic | Reliability_Capacity_In_Model_Year | 1 | Northern_California_Li_Battery_4hr_96_Generic | PG&E North | CAISO_Li_Battery_4hr_Dispatch | Solar | Generic_PGE_North_500_HSN | Northern_California_Li_Battery_4hr_96_Generic | Reliability_Capacity_In_Model_Year | 1 | Generic_PGE_North_500_SSN | Northern_California_Li_Battery_4hr_96_Generic | Reliability_Capacity_In_Model_Year | 0.5 | Generic_PGE_North_500_offpeak | Northern_California_Li_Battery_4hr_96_Generic | Operational_New_Capacity_MW | -1
Generic_PGE_North_500_HSN | Southern_PGAE_Flow_Battery_17_Generic | Reliability_Capacity_In_Model_Year | 1 | Generic_PGE_North_500_HSN | Northern_California_Li_Battery_8hr_100_Generic | Reliability_Capacity_In_Model_Year | 1 | Northern_California_Li_Battery_8hr_100_Generic | PG&E North | CAISO_Li_Battery_8hr_Dispatch | Solar | Generic_PGE_North_500_HSN | Northern_California_Li_Battery_8hr_100_Generic | Reliability_Capacity_In_Model_Year | 1 | Generic_PGE_North_500_SSN | Northern_California_Li_Battery_8hr_100_Generic | Reliability_Capacity_In_Model_Year | 0.5 | Generic_PGE_North_500_offpeak | Northern_California_Li_Battery_8hr_100_Generic | Operational_New_Capacity_MW | -1
Generic_PGE_North_500_HSN | Southern_PGAE_Flow_Battery_170_Generic | Reliability_Capacity_In_Model_Year | 1 | Generic_PGE_North_500_HSN | Northern_California_Li_Battery_8hr_112_Generic | Reliability_Capacity_In_Model_Year | 1 | Northern_California_Li_Battery_8hr_112_Generic | PG&E North | CAISO_Li_Battery_8hr_Dispatch | Solar | Generic_PGE_North_500_HSN | Northern_California_Li_Battery_8hr_112_Generic | Reliability_Capacity_In_Model_Year | 1 | Generic_PGE_North_500_SSN | Northern_California_Li_Battery_8hr_112_Generic | Reliability_Capacity_In_Model_Year | 0.5 | Generic_PGE_North_500_offpeak | Northern_California_Li_Battery_8hr_112_Generic | Operational_New_Capacity_MW | -1
Generic_PGE_North_500_HSN | Southern_PGAE_Flow_Battery_174_Generic | Reliability_Capacity_In_Model_Year | 1 | Generic_PGE_North_500_HSN | Northern_California_Li_Battery_8hr_113_Generic | Reliability_Capacity_In_Model_Year | 1 | Northern_California_Li_Battery_8hr_113_Generic | PG&E North | CAISO_Li_Battery_8hr_Dispatch | Solar | Generic_PGE_North_500_HSN | Northern_California_Li_Battery_8hr_113_Generic | Reliability_Capacity_In_Model_Year | 1 | Generic_PGE_North_500_SSN | Northern_California_Li_Battery_8hr_113_Generic | Reliability_Capacity_In_Model_Year | 0.5 | Generic_PGE_North_500_offpeak | Northern_California_Li_Battery_8hr_113_Generic | Operational_New_Capacity_MW | -1
Generic_PGE_North_500_HSN | Southern_PGAE_Flow_Battery_176_Generic | Reliability_Capacity_In_Model_Year | 1 | Generic_PGE_South_500_HSN | Northern_California_Li_Battery_8hr_113_Generic | Reliability_Capacity_In_Model_Year | 1 | Northern_California_Li_Battery_8hr_113_Generic | PG&E South | CAISO_Li_Battery_8hr_Dispatch | Wind | Generic_PGE_South_500_HSN | Northern_California_Li_Battery_8hr_113_Generic | Reliability_Capacity_In_Model_Year | 1 | Generic_PGE_South_500_SSN | Northern_California_Li_Battery_8hr_113_Generic | Reliability_Capacity_In_Model_Year | 0.5 | Generic_PGE_South_500_offpeak | Northern_California_Li_Battery_8hr_113_Generic | Operational_New_Capacity_MW | -1
Generic_PGE_North_500_HSN | Southern_PGAE_Flow_Battery_95_Generic | Reliability_Capacity_In_Model_Year | 1 | Generic_PGE_North_500_HSN | Northern_California_Li_Battery_8hr_114_Generic | Reliability_Capacity_In_Model_Year | 1 | Northern_California_Li_Battery_8hr_114_Generic | PG&E North | CAISO_Li_Battery_8hr_Dispatch | Solar | Generic_PGE_North_500_HSN | Northern_California_Li_Battery_8hr_114_Generic | Reliability_Capacity_In_Model_Year | 1 | Generic_PGE_North_500_SSN | Northern_California_Li_Battery_8hr_114_Generic | Reliability_Capacity_In_Model_Year | 0.5 | Generic_PGE_North_500_offpeak | Northern_California_Li_Battery_8hr_114_Generic | Operational_New_Capacity_MW | -1
Generic_PGE_North_500_HSN | Southern_PGAE_Flow_Battery_99_Generic | Reliability_Capacity_In_Model_Year | 1 | Generic_PGE_South_500_HSN | Northern_California_Li_Battery_8hr_114_Generic | Reliability_Capacity_In_Model_Year | 1 | Northern_California_Li_Battery_8hr_114_Generic | PG&E South | CAISO_Li_Battery_8hr_Dispatch | Wind | Generic_PGE_South_500_HSN | Northern_California_Li_Battery_8hr_114_Generic | Reliability_Capacity_In_Model_Year | 1 | Generic_PGE_South_500_SSN | Northern_California_Li_Battery_8hr_114_Generic | Reliability_Capacity_In_Model_Year | 0.5 | Generic_PGE_South_500_offpeak | Northern_California_Li_Battery_8hr_114_Generic | Operational_New_Capacity_MW | -1
Generic_PGE_North_500_HSN | Southern_PGAE_Li_Battery_4hr_111_Generic | Reliability_Capacity_In_Model_Year | 1 | Generic_PGE_North_500_HSN | Northern_California_Li_Battery_8hr_116_Generic | Reliability_Capacity_In_Model_Year | 1 | Northern_California_Li_Battery_8hr_116_Generic | PG&E North | CAISO_Li_Battery_8hr_Dispatch | Solar | Generic_PGE_North_500_HSN | Northern_California_Li_Battery_8hr_116_Generic | Reliability_Capacity_In_Model_Year | 1 | Generic_PGE_North_500_SSN | Northern_California_Li_Battery_8hr_116_Generic | Reliability_Capacity_In_Model_Year | 0.5 | Generic_PGE_North_500_offpeak | Northern_California_Li_Battery_8hr_116_Generic | Operational_New_Capacity_MW | -1
Generic_PGE_North_500_HSN | Southern_PGAE_Li_Battery_4hr_124_Generic | Reliability_Capacity_In_Model_Year | 1 | Generic_PGE_North_500_HSN | Northern_California_Li_Battery_8hr_121_Generic | Reliability_Capacity_In_Model_Year | 1 | Northern_California_Li_Battery_8hr_121_Generic | PG&E North | CAISO_Li_Battery_8hr_Dispatch | Solar | Generic_PGE_North_500_HSN | Northern_California_Li_Battery_8hr_121_Generic | Reliability_Capacity_In_Model_Year | 1 | Generic_PGE_North_500_SSN | Northern_California_Li_Battery_8hr_121_Generic | Reliability_Capacity_In_Model_Year | 0.5 | Generic_PGE_North_500_offpeak | Northern_California_Li_Battery_8hr_121_Generic | Operational_New_Capacity_MW | -1
Generic_PGE_North_500_HSN | Southern_PGAE_Li_Battery_4hr_139_Generic | Reliability_Capacity_In_Model_Year | 1 | Generic_PGE_North_500_HSN | Northern_California_Li_Battery_8hr_122_Generic | Reliability_Capacity_In_Model_Year | 1 | Northern_California_Li_Battery_8hr_122_Generic | PG&E North | CAISO_Li_Battery_8hr_Dispatch | Solar | Generic_PGE_North_500_HSN | Northern_California_Li_Battery_8hr_122_Generic | Reliability_Capacity_In_Model_Year | 1 | Generic_PGE_North_500_SSN | Northern_California_Li_Battery_8hr_122_Generic | Reliability_Capacity_In_Model_Year | 0.5 | Generic_PGE_North_500_offpeak | Northern_California_Li_Battery_8hr_122_Generic | Operational_New_Capacity_MW | -1
Generic_PGE_North_500_HSN | Southern_PGAE_Li_Battery_4hr_140_Generic | Reliability_Capacity_In_Model_Year | 1 | Generic_PGE_North_500_HSN | Northern_California_Li_Battery_8hr_126_Generic | Reliability_Capacity_In_Model_Year | 1 | Northern_California_Li_Battery_8hr_126_Generic | PG&E North | CAISO_Li_Battery_8hr_Dispatch | Solar | Generic_PGE_North_500_HSN | Northern_California_Li_Battery_8hr_126_Generic | Reliability_Capacity_In_Model_Year | 1 | Generic_PGE_North_500_SSN | Northern_California_Li_Battery_8hr_126_Generic | Reliability_Capacity_In_Model_Year | 0.5 | Generic_PGE_North_500_offpeak | Northern_California_Li_Battery_8hr_126_Generic | Operational_New_Capacity_MW | -1
Generic_PGE_North_500_HSN | Southern_PGAE_Li_Battery_4hr_145_Generic | Reliability_Capacity_In_Model_Year | 1 | Generic_PGE_North_500_HSN | Northern_California_Li_Battery_8hr_127_Generic | Reliability_Capacity_In_Model_Year | 1 | Northern_California_Li_Battery_8hr_127_Generic | PG&E North | CAISO_Li_Battery_8hr_Dispatch | Solar | Generic_PGE_North_500_HSN | Northern_California_Li_Battery_8hr_127_Generic | Reliability_Capacity_In_Model_Year | 1 | Generic_PGE_North_500_SSN | Northern_California_Li_Battery_8hr_127_Generic | Reliability_Capacity_In_Model_Year | 0.5 | Generic_PGE_North_500_offpeak | Northern_California_Li_Battery_8hr_127_Generic | Operational_New_Capacity_MW | -1
Generic_PGE_North_500_HSN | Southern_PGAE_Li_Battery_4hr_151_Generic | Reliability_Capacity_In_Model_Year | 1 | Generic_PGE_South_500_HSN | Northern_California_Li_Battery_8hr_130_Generic | Reliability_Capacity_In_Model_Year | 1 | Northern_California_Li_Battery_8hr_130_Generic | PG&E South | CAISO_Li_Battery_8hr_Dispatch | Wind | Generic_PGE_South_500_HSN | Northern_California_Li_Battery_8hr_130_Generic | Reliability_Capacity_In_Model_Year | 1 | Generic_PGE_South_500_SSN | Northern_California_Li_Battery_8hr_130_Generic | Reliability_Capacity_In_Model_Year | 0.5 | Generic_PGE_South_500_offpeak | Northern_California_Li_Battery_8hr_130_Generic | Operational_New_Capacity_MW | -1
Generic_PGE_North_500_HSN | Southern_PGAE_Li_Battery_4hr_154_Generic | Reliability_Capacity_In_Model_Year | 1 | Generic_PGE_North_500_HSN | Northern_California_Li_Battery_8hr_132_Generic | Reliability_Capacity_In_Model_Year | 1 | Northern_California_Li_Battery_8hr_132_Generic | PG&E North | CAISO_Li_Battery_8hr_Dispatch | Solar | Generic_PGE_North_500_HSN | Northern_California_Li_Battery_8hr_132_Generic | Reliability_Capacity_In_Model_Year | 1 | Generic_PGE_North_500_SSN | Northern_California_Li_Battery_8hr_132_Generic | Reliability_Capacity_In_Model_Year | 0.5 | Generic_PGE_North_500_offpeak | Northern_California_Li_Battery_8hr_132_Generic | Operational_New_Capacity_MW | -1
Generic_PGE_North_500_HSN | Southern_PGAE_Li_Battery_4hr_161_Generic | Reliability_Capacity_In_Model_Year | 1 | Generic_PGE_North_500_HSN | Northern_California_Li_Battery_8hr_135_Generic | Reliability_Capacity_In_Model_Year | 1 | Northern_California_Li_Battery_8hr_135_Generic | PG&E North | CAISO_Li_Battery_8hr_Dispatch | Solar | Generic_PGE_North_500_HSN | Northern_California_Li_Battery_8hr_135_Generic | Reliability_Capacity_In_Model_Year | 1 | Generic_PGE_North_500_SSN | Northern_California_Li_Battery_8hr_135_Generic | Reliability_Capacity_In_Model_Year | 0.5 | Generic_PGE_North_500_offpeak | Northern_California_Li_Battery_8hr_135_Generic | Operational_New_Capacity_MW | -1
Generic_PGE_North_500_HSN | Southern_PGAE_Li_Battery_4hr_162_Generic | Reliability_Capacity_In_Model_Year | 1 | Generic_PGE_North_500_HSN | Northern_California_Li_Battery_8hr_138_Generic | Reliability_Capacity_In_Model_Year | 1 | Northern_California_Li_Battery_8hr_138_Generic | PG&E North | CAISO_Li_Battery_8hr_Dispatch | Solar | Generic_PGE_North_500_HSN | Northern_California_Li_Battery_8hr_138_Generic | Reliability_Capacity_In_Model_Year | 1 | Generic_PGE_North_500_SSN | Northern_California_Li_Battery_8hr_138_Generic | Reliability_Capacity_In_Model_Year | 0.5 | Generic_PGE_North_500_offpeak | Northern_California_Li_Battery_8hr_138_Generic | Operational_New_Capacity_MW | -1
Generic_PGE_North_500_HSN | Southern_PGAE_Li_Battery_4hr_163_Generic | Reliability_Capacity_In_Model_Year | 1 | Generic_PGE_South_500_HSN | Northern_California_Li_Battery_8hr_138_Generic | Reliability_Capacity_In_Model_Year | 1 | Northern_California_Li_Battery_8hr_138_Generic | PG&E South | CAISO_Li_Battery_8hr_Dispatch | Wind | Generic_PGE_South_500_HSN | Northern_California_Li_Battery_8hr_138_Generic | Reliability_Capacity_In_Model_Year | 1 | Generic_PGE_South_500_SSN | Northern_California_Li_Battery_8hr_138_Generic | Reliability_Capacity_In_Model_Year | 0.5 | Generic_PGE_South_500_offpeak | Northern_California_Li_Battery_8hr_138_Generic | Operational_New_Capacity_MW | -1
Generic_PGE_North_500_HSN | Southern_PGAE_Li_Battery_4hr_164_Generic | Reliability_Capacity_In_Model_Year | 1 | Generic_PGE_North_500_HSN | Northern_California_Li_Battery_8hr_141_Generic | Reliability_Capacity_In_Model_Year | 1 | Northern_California_Li_Battery_8hr_141_Generic | PG&E North | CAISO_Li_Battery_8hr_Dispatch | Solar | Generic_PGE_North_500_HSN | Northern_California_Li_Battery_8hr_141_Generic | Reliability_Capacity_In_Model_Year | 1 | Generic_PGE_North_500_SSN | Northern_California_Li_Battery_8hr_141_Generic | Reliability_Capacity_In_Model_Year | 0.5 | Generic_PGE_North_500_offpeak | Northern_California_Li_Battery_8hr_141_Generic | Operational_New_Capacity_MW | -1
Generic_PGE_North_500_HSN | Southern_PGAE_Li_Battery_4hr_165_Generic | Reliability_Capacity_In_Model_Year | 1 | Generic_PGE_North_500_HSN | Northern_California_Li_Battery_8hr_144_Generic | Reliability_Capacity_In_Model_Year | 1 | Northern_California_Li_Battery_8hr_144_Generic | PG&E North | CAISO_Li_Battery_8hr_Dispatch | Solar | Generic_PGE_North_500_HSN | Northern_California_Li_Battery_8hr_144_Generic | Reliability_Capacity_In_Model_Year | 1 | Generic_PGE_North_500_SSN | Northern_California_Li_Battery_8hr_144_Generic | Reliability_Capacity_In_Model_Year | 0.5 | Generic_PGE_North_500_offpeak | Northern_California_Li_Battery_8hr_144_Generic | Operational_New_Capacity_MW | -1
Generic_PGE_North_500_HSN | Southern_PGAE_Li_Battery_4hr_168_Generic | Reliability_Capacity_In_Model_Year | 1 | Generic_PGE_North_500_HSN | Northern_California_Li_Battery_8hr_149_Generic | Reliability_Capacity_In_Model_Year | 1 | Northern_California_Li_Battery_8hr_149_Generic | PG&E North | CAISO_Li_Battery_8hr_Dispatch | Solar | Generic_PGE_North_500_HSN | Northern_California_Li_Battery_8hr_149_Generic | Reliability_Capacity_In_Model_Year | 1 | Generic_PGE_North_500_SSN | Northern_California_Li_Battery_8hr_149_Generic | Reliability_Capacity_In_Model_Year | 0.5 | Generic_PGE_North_500_offpeak | Northern_California_Li_Battery_8hr_149_Generic | Operational_New_Capacity_MW | -1
Generic_PGE_North_500_HSN | Southern_PGAE_Li_Battery_4hr_169_Generic | Reliability_Capacity_In_Model_Year | 1 | Generic_PGE_North_500_HSN | Northern_California_Li_Battery_8hr_150_Generic | Reliability_Capacity_In_Model_Year | 1 | Northern_California_Li_Battery_8hr_150_Generic | PG&E North | CAISO_Li_Battery_8hr_Dispatch | Solar | Generic_PGE_North_500_HSN | Northern_California_Li_Battery_8hr_150_Generic | Reliability_Capacity_In_Model_Year | 1 | Generic_PGE_North_500_SSN | Northern_California_Li_Battery_8hr_150_Generic | Reliability_Capacity_In_Model_Year | 0.5 | Generic_PGE_North_500_offpeak | Northern_California_Li_Battery_8hr_150_Generic | Operational_New_Capacity_MW | -1
Generic_PGE_North_500_HSN | Southern_PGAE_Li_Battery_4hr_17_Generic | Reliability_Capacity_In_Model_Year | 1 | Generic_PGE_North_500_HSN | Northern_California_Li_Battery_8hr_155_Generic | Reliability_Capacity_In_Model_Year | 1 | Northern_California_Li_Battery_8hr_155_Generic | PG&E North | CAISO_Li_Battery_8hr_Dispatch | Solar | Generic_PGE_North_500_HSN | Northern_California_Li_Battery_8hr_155_Generic | Reliability_Capacity_In_Model_Year | 1 | Generic_PGE_North_500_SSN | Northern_California_Li_Battery_8hr_155_Generic | Reliability_Capacity_In_Model_Year | 0.5 | Generic_PGE_North_500_offpeak | Northern_California_Li_Battery_8hr_155_Generic | Operational_New_Capacity_MW | -1
Generic_PGE_North_500_HSN | Southern_PGAE_Li_Battery_4hr_170_Generic | Reliability_Capacity_In_Model_Year | 1 | Generic_PGE_North_500_HSN | Northern_California_Li_Battery_8hr_157_Generic | Reliability_Capacity_In_Model_Year | 1 | Northern_California_Li_Battery_8hr_157_Generic | PG&E North | CAISO_Li_Battery_8hr_Dispatch | Solar | Generic_PGE_North_500_HSN | Northern_California_Li_Battery_8hr_157_Generic | Reliability_Capacity_In_Model_Year | 1 | Generic_PGE_North_500_SSN | Northern_California_Li_Battery_8hr_157_Generic | Reliability_Capacity_In_Model_Year | 0.5 | Generic_PGE_North_500_offpeak | Northern_California_Li_Battery_8hr_157_Generic | Operational_New_Capacity_MW | -1
Generic_PGE_North_500_HSN | Southern_PGAE_Li_Battery_4hr_174_Generic | Reliability_Capacity_In_Model_Year | 1 | Generic_PGE_North_500_HSN | Northern_California_Li_Battery_8hr_158_Generic | Reliability_Capacity_In_Model_Year | 1 | Northern_California_Li_Battery_8hr_158_Generic | PG&E North | CAISO_Li_Battery_8hr_Dispatch | Solar | Generic_PGE_North_500_HSN | Northern_California_Li_Battery_8hr_158_Generic | Reliability_Capacity_In_Model_Year | 1 | Generic_PGE_North_500_SSN | Northern_California_Li_Battery_8hr_158_Generic | Reliability_Capacity_In_Model_Year | 0.5 | Generic_PGE_North_500_offpeak | Northern_California_Li_Battery_8hr_158_Generic | Operational_New_Capacity_MW | -1
Generic_PGE_North_500_HSN | Southern_PGAE_Li_Battery_4hr_176_Generic | Reliability_Capacity_In_Model_Year | 1 | Generic_PGE_North_500_HSN | Northern_California_Li_Battery_8hr_159_Generic | Reliability_Capacity_In_Model_Year | 1 | Northern_California_Li_Battery_8hr_159_Generic | PG&E North | CAISO_Li_Battery_8hr_Dispatch | Solar | Generic_PGE_North_500_HSN | Northern_California_Li_Battery_8hr_159_Generic | Reliability_Capacity_In_Model_Year | 1 | Generic_PGE_North_500_SSN | Northern_California_Li_Battery_8hr_159_Generic | Reliability_Capacity_In_Model_Year | 0.5 | Generic_PGE_North_500_offpeak | Northern_California_Li_Battery_8hr_159_Generic | Operational_New_Capacity_MW | -1
Generic_PGE_North_500_HSN | Southern_PGAE_Li_Battery_4hr_95_Generic | Reliability_Capacity_In_Model_Year | 1 | Generic_PGE_North_500_HSN | Northern_California_Li_Battery_8hr_166_Generic | Reliability_Capacity_In_Model_Year | 1 | Northern_California_Li_Battery_8hr_166_Generic | PG&E North | CAISO_Li_Battery_8hr_Dispatch | Solar | Generic_PGE_North_500_HSN | Northern_California_Li_Battery_8hr_166_Generic | Reliability_Capacity_In_Model_Year | 1 | Generic_PGE_North_500_SSN | Northern_California_Li_Battery_8hr_166_Generic | Reliability_Capacity_In_Model_Year | 0.5 | Generic_PGE_North_500_offpeak | Northern_California_Li_Battery_8hr_166_Generic | Operational_New_Capacity_MW | -1
Generic_PGE_North_500_HSN | Southern_PGAE_Li_Battery_4hr_99_Generic | Reliability_Capacity_In_Model_Year | 1 | Generic_PGE_South_500_HSN | Northern_California_Li_Battery_8hr_166_Generic | Reliability_Capacity_In_Model_Year | 1 | Northern_California_Li_Battery_8hr_166_Generic | PG&E South | CAISO_Li_Battery_8hr_Dispatch | Wind | Generic_PGE_South_500_HSN | Northern_California_Li_Battery_8hr_166_Generic | Reliability_Capacity_In_Model_Year | 1 | Generic_PGE_South_500_SSN | Northern_California_Li_Battery_8hr_166_Generic | Reliability_Capacity_In_Model_Year | 0.5 | Generic_PGE_South_500_offpeak | Northern_California_Li_Battery_8hr_166_Generic | Operational_New_Capacity_MW | -1
Generic_PGE_North_500_HSN | Southern_PGAE_Li_Battery_8hr_111_Generic | Reliability_Capacity_In_Model_Year | 1 | Generic_PGE_North_500_HSN | Northern_California_Li_Battery_8hr_172_Generic | Reliability_Capacity_In_Model_Year | 1 | Northern_California_Li_Battery_8hr_172_Generic | PG&E North | CAISO_Li_Battery_8hr_Dispatch | Solar | Generic_PGE_North_500_HSN | Northern_California_Li_Battery_8hr_172_Generic | Reliability_Capacity_In_Model_Year | 1 | Generic_PGE_North_500_SSN | Northern_California_Li_Battery_8hr_172_Generic | Reliability_Capacity_In_Model_Year | 0.5 | Generic_PGE_North_500_offpeak | Northern_California_Li_Battery_8hr_172_Generic | Operational_New_Capacity_MW | -1
Generic_PGE_North_500_HSN | Southern_PGAE_Li_Battery_8hr_124_Generic | Reliability_Capacity_In_Model_Year | 1 | Generic_PGE_North_500_HSN | Northern_California_Li_Battery_8hr_178_Generic | Reliability_Capacity_In_Model_Year | 1 | Northern_California_Li_Battery_8hr_178_Generic | PG&E North | CAISO_Li_Battery_8hr_Dispatch | Solar | Generic_PGE_North_500_HSN | Northern_California_Li_Battery_8hr_178_Generic | Reliability_Capacity_In_Model_Year | 1 | Generic_PGE_North_500_SSN | Northern_California_Li_Battery_8hr_178_Generic | Reliability_Capacity_In_Model_Year | 0.5 | Generic_PGE_North_500_offpeak | Northern_California_Li_Battery_8hr_178_Generic | Operational_New_Capacity_MW | -1
Generic_PGE_North_500_HSN | Southern_PGAE_Li_Battery_8hr_139_Generic | Reliability_Capacity_In_Model_Year | 1 | Generic_PGE_North_500_HSN | Northern_California_Li_Battery_8hr_179_Generic | Reliability_Capacity_In_Model_Year | 1 | Northern_California_Li_Battery_8hr_179_Generic | PG&E North | CAISO_Li_Battery_8hr_Dispatch | Solar | Generic_PGE_North_500_HSN | Northern_California_Li_Battery_8hr_179_Generic | Reliability_Capacity_In_Model_Year | 1 | Generic_PGE_North_500_SSN | Northern_California_Li_Battery_8hr_179_Generic | Reliability_Capacity_In_Model_Year | 0.5 | Generic_PGE_North_500_offpeak | Northern_California_Li_Battery_8hr_179_Generic | Operational_New_Capacity_MW | -1
Generic_PGE_North_500_HSN | Southern_PGAE_Li_Battery_8hr_140_Generic | Reliability_Capacity_In_Model_Year | 1 | Generic_PGE_North_500_HSN | Northern_California_Li_Battery_8hr_180_Generic | Reliability_Capacity_In_Model_Year | 1 | Northern_California_Li_Battery_8hr_180_Generic | PG&E North | CAISO_Li_Battery_8hr_Dispatch | Solar | Generic_PGE_North_500_HSN | Northern_California_Li_Battery_8hr_180_Generic | Reliability_Capacity_In_Model_Year | 1 | Generic_PGE_North_500_SSN | Northern_California_Li_Battery_8hr_180_Generic | Reliability_Capacity_In_Model_Year | 0.5 | Generic_PGE_North_500_offpeak | Northern_California_Li_Battery_8hr_180_Generic | Operational_New_Capacity_MW | -1
Generic_PGE_North_500_HSN | Southern_PGAE_Li_Battery_8hr_145_Generic | Reliability_Capacity_In_Model_Year | 1 | Generic_PGE_North_500_HSN | Northern_California_Li_Battery_8hr_25_Generic | Reliability_Capacity_In_Model_Year | 1 | Northern_California_Li_Battery_8hr_25_Generic | PG&E North | CAISO_Li_Battery_8hr_Dispatch | Solar | Generic_PGE_North_500_HSN | Northern_California_Li_Battery_8hr_25_Generic | Reliability_Capacity_In_Model_Year | 1 | Generic_PGE_North_500_SSN | Northern_California_Li_Battery_8hr_25_Generic | Reliability_Capacity_In_Model_Year | 0.5 | Generic_PGE_North_500_offpeak | Northern_California_Li_Battery_8hr_25_Generic | Operational_New_Capacity_MW | -1
Generic_PGE_North_500_HSN | Southern_PGAE_Li_Battery_8hr_151_Generic | Reliability_Capacity_In_Model_Year | 1 | Generic_PGE_North_500_HSN | Northern_California_Li_Battery_8hr_26_Generic | Reliability_Capacity_In_Model_Year | 1 | Northern_California_Li_Battery_8hr_26_Generic | PG&E North | CAISO_Li_Battery_8hr_Dispatch | Solar | Generic_PGE_North_500_HSN | Northern_California_Li_Battery_8hr_26_Generic | Reliability_Capacity_In_Model_Year | 1 | Generic_PGE_North_500_SSN | Northern_California_Li_Battery_8hr_26_Generic | Reliability_Capacity_In_Model_Year | 0.5 | Generic_PGE_North_500_offpeak | Northern_California_Li_Battery_8hr_26_Generic | Operational_New_Capacity_MW | -1
Generic_PGE_North_500_HSN | Southern_PGAE_Li_Battery_8hr_154_Generic | Reliability_Capacity_In_Model_Year | 1 | Generic_PGE_North_500_HSN | Northern_California_Li_Battery_8hr_29_Generic | Reliability_Capacity_In_Model_Year | 1 | Northern_California_Li_Battery_8hr_29_Generic | PG&E North | CAISO_Li_Battery_8hr_Dispatch | Solar | Generic_PGE_North_500_HSN | Northern_California_Li_Battery_8hr_29_Generic | Reliability_Capacity_In_Model_Year | 1 | Generic_PGE_North_500_SSN | Northern_California_Li_Battery_8hr_29_Generic | Reliability_Capacity_In_Model_Year | 0.5 | Generic_PGE_North_500_offpeak | Northern_California_Li_Battery_8hr_29_Generic | Operational_New_Capacity_MW | -1
Generic_PGE_North_500_HSN | Southern_PGAE_Li_Battery_8hr_161_Generic | Reliability_Capacity_In_Model_Year | 1 | Generic_PGE_North_500_HSN | Northern_California_Li_Battery_8hr_31_Generic | Reliability_Capacity_In_Model_Year | 1 | Northern_California_Li_Battery_8hr_31_Generic | PG&E North | CAISO_Li_Battery_8hr_Dispatch | Solar | Generic_PGE_North_500_HSN | Northern_California_Li_Battery_8hr_31_Generic | Reliability_Capacity_In_Model_Year | 1 | Generic_PGE_North_500_SSN | Northern_California_Li_Battery_8hr_31_Generic | Reliability_Capacity_In_Model_Year | 0.5 | Generic_PGE_North_500_offpeak | Northern_California_Li_Battery_8hr_31_Generic | Operational_New_Capacity_MW | -1
Generic_PGE_North_500_HSN | Southern_PGAE_Li_Battery_8hr_162_Generic | Reliability_Capacity_In_Model_Year | 1 | Generic_PGE_North_500_HSN | Northern_California_Li_Battery_8hr_35_Generic | Reliability_Capacity_In_Model_Year | 1 | Northern_California_Li_Battery_8hr_35_Generic | PG&E North | CAISO_Li_Battery_8hr_Dispatch | Solar | Generic_PGE_North_500_HSN | Northern_California_Li_Battery_8hr_35_Generic | Reliability_Capacity_In_Model_Year | 1 | Generic_PGE_North_500_SSN | Northern_California_Li_Battery_8hr_35_Generic | Reliability_Capacity_In_Model_Year | 0.5 | Generic_PGE_North_500_offpeak | Northern_California_Li_Battery_8hr_35_Generic | Operational_New_Capacity_MW | -1
Generic_PGE_North_500_HSN | Southern_PGAE_Li_Battery_8hr_163_Generic | Reliability_Capacity_In_Model_Year | 1 | Generic_PGE_North_500_HSN | Northern_California_Li_Battery_8hr_38_Generic | Reliability_Capacity_In_Model_Year | 1 | Northern_California_Li_Battery_8hr_38_Generic | PG&E North | CAISO_Li_Battery_8hr_Dispatch | Solar | Generic_PGE_North_500_HSN | Northern_California_Li_Battery_8hr_38_Generic | Reliability_Capacity_In_Model_Year | 1 | Generic_PGE_North_500_SSN | Northern_California_Li_Battery_8hr_38_Generic | Reliability_Capacity_In_Model_Year | 0.5 | Generic_PGE_North_500_offpeak | Northern_California_Li_Battery_8hr_38_Generic | Operational_New_Capacity_MW | -1
Generic_PGE_North_500_HSN | Southern_PGAE_Li_Battery_8hr_164_Generic | Reliability_Capacity_In_Model_Year | 1 | Generic_PGE_North_500_HSN | Northern_California_Li_Battery_8hr_41_Generic | Reliability_Capacity_In_Model_Year | 1 | Northern_California_Li_Battery_8hr_41_Generic | PG&E North | CAISO_Li_Battery_8hr_Dispatch | Solar | Generic_PGE_North_500_HSN | Northern_California_Li_Battery_8hr_41_Generic | Reliability_Capacity_In_Model_Year | 1 | Generic_PGE_North_500_SSN | Northern_California_Li_Battery_8hr_41_Generic | Reliability_Capacity_In_Model_Year | 0.5 | Generic_PGE_North_500_offpeak | Northern_California_Li_Battery_8hr_41_Generic | Operational_New_Capacity_MW | -1
Generic_PGE_North_500_HSN | Southern_PGAE_Li_Battery_8hr_165_Generic | Reliability_Capacity_In_Model_Year | 1 | Generic_PGE_North_500_HSN | Northern_California_Li_Battery_8hr_44_Generic | Reliability_Capacity_In_Model_Year | 1 | Northern_California_Li_Battery_8hr_44_Generic | PG&E North | CAISO_Li_Battery_8hr_Dispatch | Solar | Generic_PGE_North_500_HSN | Northern_California_Li_Battery_8hr_44_Generic | Reliability_Capacity_In_Model_Year | 1 | Generic_PGE_North_500_SSN | Northern_California_Li_Battery_8hr_44_Generic | Reliability_Capacity_In_Model_Year | 0.5 | Generic_PGE_North_500_offpeak | Northern_California_Li_Battery_8hr_44_Generic | Operational_New_Capacity_MW | -1
Generic_PGE_North_500_HSN | Southern_PGAE_Li_Battery_8hr_168_Generic | Reliability_Capacity_In_Model_Year | 1 | Generic_PGE_North_500_HSN | Northern_California_Li_Battery_8hr_5_Generic | Reliability_Capacity_In_Model_Year | 1 | Northern_California_Li_Battery_8hr_5_Generic | PG&E North | CAISO_Li_Battery_8hr_Dispatch | Solar | Generic_PGE_North_500_HSN | Northern_California_Li_Battery_8hr_5_Generic | Reliability_Capacity_In_Model_Year | 1 | Generic_PGE_North_500_SSN | Northern_California_Li_Battery_8hr_5_Generic | Reliability_Capacity_In_Model_Year | 0.5 | Generic_PGE_North_500_offpeak | Northern_California_Li_Battery_8hr_5_Generic | Operational_New_Capacity_MW | -1
Generic_PGE_North_500_HSN | Southern_PGAE_Li_Battery_8hr_169_Generic | Reliability_Capacity_In_Model_Year | 1 | Generic_PGE_North_500_HSN | Northern_California_Li_Battery_8hr_51_Generic | Reliability_Capacity_In_Model_Year | 1 | Northern_California_Li_Battery_8hr_51_Generic | PG&E North | CAISO_Li_Battery_8hr_Dispatch | Solar | Generic_PGE_North_500_HSN | Northern_California_Li_Battery_8hr_51_Generic | Reliability_Capacity_In_Model_Year | 1 | Generic_PGE_North_500_SSN | Northern_California_Li_Battery_8hr_51_Generic | Reliability_Capacity_In_Model_Year | 0.5 | Generic_PGE_North_500_offpeak | Northern_California_Li_Battery_8hr_51_Generic | Operational_New_Capacity_MW | -1
Generic_PGE_North_500_HSN | Southern_PGAE_Li_Battery_8hr_17_Generic | Reliability_Capacity_In_Model_Year | 1 | Generic_PGE_North_500_HSN | Northern_California_Li_Battery_8hr_57_Generic | Reliability_Capacity_In_Model_Year | 1 | Northern_California_Li_Battery_8hr_57_Generic | PG&E North | CAISO_Li_Battery_8hr_Dispatch | Solar | Generic_PGE_North_500_HSN | Northern_California_Li_Battery_8hr_57_Generic | Reliability_Capacity_In_Model_Year | 1 | Generic_PGE_North_500_SSN | Northern_California_Li_Battery_8hr_57_Generic | Reliability_Capacity_In_Model_Year | 0.5 | Generic_PGE_North_500_offpeak | Northern_California_Li_Battery_8hr_57_Generic | Operational_New_Capacity_MW | -1
Generic_PGE_North_500_HSN | Southern_PGAE_Li_Battery_8hr_170_Generic | Reliability_Capacity_In_Model_Year | 1 | Generic_PGE_North_500_HSN | Northern_California_Li_Battery_8hr_68_Generic | Reliability_Capacity_In_Model_Year | 1 | Northern_California_Li_Battery_8hr_68_Generic | PG&E North | CAISO_Li_Battery_8hr_Dispatch | Solar | Generic_PGE_North_500_HSN | Northern_California_Li_Battery_8hr_68_Generic | Reliability_Capacity_In_Model_Year | 1 | Generic_PGE_North_500_SSN | Northern_California_Li_Battery_8hr_68_Generic | Reliability_Capacity_In_Model_Year | 0.5 | Generic_PGE_North_500_offpeak | Northern_California_Li_Battery_8hr_68_Generic | Operational_New_Capacity_MW | -1
Generic_PGE_North_500_HSN | Southern_PGAE_Li_Battery_8hr_174_Generic | Reliability_Capacity_In_Model_Year | 1 | Generic_PGE_North_500_HSN | Northern_California_Li_Battery_8hr_70_Generic | Reliability_Capacity_In_Model_Year | 1 | Northern_California_Li_Battery_8hr_70_Generic | PG&E North | CAISO_Li_Battery_8hr_Dispatch | Solar | Generic_PGE_North_500_HSN | Northern_California_Li_Battery_8hr_70_Generic | Reliability_Capacity_In_Model_Year | 1 | Generic_PGE_North_500_SSN | Northern_California_Li_Battery_8hr_70_Generic | Reliability_Capacity_In_Model_Year | 0.5 | Generic_PGE_North_500_offpeak | Northern_California_Li_Battery_8hr_70_Generic | Operational_New_Capacity_MW | -1
Generic_PGE_North_500_HSN | Southern_PGAE_Li_Battery_8hr_176_Generic | Reliability_Capacity_In_Model_Year | 1 | Generic_PGE_North_500_HSN | Northern_California_Li_Battery_8hr_73_Generic | Reliability_Capacity_In_Model_Year | 1 | Northern_California_Li_Battery_8hr_73_Generic | PG&E North | CAISO_Li_Battery_8hr_Dispatch | Solar | Generic_PGE_North_500_HSN | Northern_California_Li_Battery_8hr_73_Generic | Reliability_Capacity_In_Model_Year | 1 | Generic_PGE_North_500_SSN | Northern_California_Li_Battery_8hr_73_Generic | Reliability_Capacity_In_Model_Year | 0.5 | Generic_PGE_North_500_offpeak | Northern_California_Li_Battery_8hr_73_Generic | Operational_New_Capacity_MW | -1
Generic_PGE_North_500_HSN | Southern_PGAE_Li_Battery_8hr_95_Generic | Reliability_Capacity_In_Model_Year | 1 | Generic_PGE_North_500_HSN | Northern_California_Li_Battery_8hr_76_Generic | Reliability_Capacity_In_Model_Year | 1 | Northern_California_Li_Battery_8hr_76_Generic | PG&E North | CAISO_Li_Battery_8hr_Dispatch | Solar | Generic_PGE_North_500_HSN | Northern_California_Li_Battery_8hr_76_Generic | Reliability_Capacity_In_Model_Year | 1 | Generic_PGE_North_500_SSN | Northern_California_Li_Battery_8hr_76_Generic | Reliability_Capacity_In_Model_Year | 0.5 | Generic_PGE_North_500_offpeak | Northern_California_Li_Battery_8hr_76_Generic | Operational_New_Capacity_MW | -1
Generic_PGE_North_500_HSN | Southern_PGAE_Li_Battery_8hr_99_Generic | Reliability_Capacity_In_Model_Year | 1 | Generic_PGE_North_500_HSN | Northern_California_Li_Battery_8hr_80_Generic | Reliability_Capacity_In_Model_Year | 1 | Northern_California_Li_Battery_8hr_80_Generic | PG&E North | CAISO_Li_Battery_8hr_Dispatch | Solar | Generic_PGE_North_500_HSN | Northern_California_Li_Battery_8hr_80_Generic | Reliability_Capacity_In_Model_Year | 1 | Generic_PGE_North_500_SSN | Northern_California_Li_Battery_8hr_80_Generic | Reliability_Capacity_In_Model_Year | 0.5 | Generic_PGE_North_500_offpeak | Northern_California_Li_Battery_8hr_80_Generic | Operational_New_Capacity_MW | -1
Generic_PGE_North_500_HSN | Southern_PGAE_Solar_111_Generic | Reliability_Capacity_In_Model_Year | 0.1 | Generic_PGE_North_500_HSN | Northern_California_Li_Battery_8hr_82_Generic | Reliability_Capacity_In_Model_Year | 1 | Northern_California_Li_Battery_8hr_82_Generic | PG&E North | CAISO_Li_Battery_8hr_Dispatch | Solar | Generic_PGE_North_500_HSN | Northern_California_Li_Battery_8hr_82_Generic | Reliability_Capacity_In_Model_Year | 1 | Generic_PGE_North_500_SSN | Northern_California_Li_Battery_8hr_82_Generic | Reliability_Capacity_In_Model_Year | 0.5 | Generic_PGE_North_500_offpeak | Northern_California_Li_Battery_8hr_82_Generic | Operational_New_Capacity_MW | -1
Generic_PGE_North_500_HSN | Southern_PGAE_Solar_124_Generic | Reliability_Capacity_In_Model_Year | 0.1 | Generic_PGE_North_500_HSN | Northern_California_Li_Battery_8hr_83_Generic | Reliability_Capacity_In_Model_Year | 1 | Northern_California_Li_Battery_8hr_83_Generic | PG&E North | CAISO_Li_Battery_8hr_Dispatch | Solar | Generic_PGE_North_500_HSN | Northern_California_Li_Battery_8hr_83_Generic | Reliability_Capacity_In_Model_Year | 1 | Generic_PGE_North_500_SSN | Northern_California_Li_Battery_8hr_83_Generic | Reliability_Capacity_In_Model_Year | 0.5 | Generic_PGE_North_500_offpeak | Northern_California_Li_Battery_8hr_83_Generic | Operational_New_Capacity_MW | -1
Generic_PGE_North_500_HSN | Southern_PGAE_Solar_139_Generic | Reliability_Capacity_In_Model_Year | 0.1 | Generic_PGE_North_500_HSN | Northern_California_Li_Battery_8hr_84_Generic | Reliability_Capacity_In_Model_Year | 1 | Northern_California_Li_Battery_8hr_84_Generic | PG&E North | CAISO_Li_Battery_8hr_Dispatch | Solar | Generic_PGE_North_500_HSN | Northern_California_Li_Battery_8hr_84_Generic | Reliability_Capacity_In_Model_Year | 1 | Generic_PGE_North_500_SSN | Northern_California_Li_Battery_8hr_84_Generic | Reliability_Capacity_In_Model_Year | 0.5 | Generic_PGE_North_500_offpeak | Northern_California_Li_Battery_8hr_84_Generic | Operational_New_Capacity_MW | -1
Generic_PGE_North_500_HSN | Southern_PGAE_Solar_140_Generic | Reliability_Capacity_In_Model_Year | 0.1 | Generic_PGE_North_500_HSN | Northern_California_Li_Battery_8hr_85_Generic | Reliability_Capacity_In_Model_Year | 1 | Northern_California_Li_Battery_8hr_85_Generic | PG&E North | CAISO_Li_Battery_8hr_Dispatch | Solar | Generic_PGE_North_500_HSN | Northern_California_Li_Battery_8hr_85_Generic | Reliability_Capacity_In_Model_Year | 1 | Generic_PGE_North_500_SSN | Northern_California_Li_Battery_8hr_85_Generic | Reliability_Capacity_In_Model_Year | 0.5 | Generic_PGE_North_500_offpeak | Northern_California_Li_Battery_8hr_85_Generic | Operational_New_Capacity_MW | -1
Generic_PGE_North_500_HSN | Southern_PGAE_Solar_145_Generic | Reliability_Capacity_In_Model_Year | 0.1 | Generic_PGE_South_500_HSN | Northern_California_Li_Battery_8hr_85_Generic | Reliability_Capacity_In_Model_Year | 1 | Northern_California_Li_Battery_8hr_85_Generic | PG&E South | CAISO_Li_Battery_8hr_Dispatch | Wind | Generic_PGE_South_500_HSN | Northern_California_Li_Battery_8hr_85_Generic | Reliability_Capacity_In_Model_Year | 1 | Generic_PGE_South_500_SSN | Northern_California_Li_Battery_8hr_85_Generic | Reliability_Capacity_In_Model_Year | 0.5 | Generic_PGE_South_500_offpeak | Northern_California_Li_Battery_8hr_85_Generic | Operational_New_Capacity_MW | -1
Generic_PGE_North_500_HSN | Southern_PGAE_Solar_151_Generic | Reliability_Capacity_In_Model_Year | 0.1 | Generic_PGE_North_500_HSN | Northern_California_Li_Battery_8hr_92_Generic | Reliability_Capacity_In_Model_Year | 1 | Northern_California_Li_Battery_8hr_92_Generic | PG&E North | CAISO_Li_Battery_8hr_Dispatch | Solar | Generic_PGE_North_500_HSN | Northern_California_Li_Battery_8hr_92_Generic | Reliability_Capacity_In_Model_Year | 1 | Generic_PGE_North_500_SSN | Northern_California_Li_Battery_8hr_92_Generic | Reliability_Capacity_In_Model_Year | 0.5 | Generic_PGE_North_500_offpeak | Northern_California_Li_Battery_8hr_92_Generic | Operational_New_Capacity_MW | -1
Generic_PGE_North_500_HSN | Southern_PGAE_Solar_154_Generic | Reliability_Capacity_In_Model_Year | 0.1 | Generic_PGE_North_500_HSN | Northern_California_Li_Battery_8hr_94_Generic | Reliability_Capacity_In_Model_Year | 1 | Northern_California_Li_Battery_8hr_94_Generic | PG&E North | CAISO_Li_Battery_8hr_Dispatch | Solar | Generic_PGE_North_500_HSN | Northern_California_Li_Battery_8hr_94_Generic | Reliability_Capacity_In_Model_Year | 1 | Generic_PGE_North_500_SSN | Northern_California_Li_Battery_8hr_94_Generic | Reliability_Capacity_In_Model_Year | 0.5 | Generic_PGE_North_500_offpeak | Northern_California_Li_Battery_8hr_94_Generic | Operational_New_Capacity_MW | -1
Generic_PGE_North_500_HSN | Southern_PGAE_Solar_161_Generic | Reliability_Capacity_In_Model_Year | 0.1 | Generic_PGE_North_500_HSN | Northern_California_Li_Battery_8hr_96_Generic | Reliability_Capacity_In_Model_Year | 1 | Northern_California_Li_Battery_8hr_96_Generic | PG&E North | CAISO_Li_Battery_8hr_Dispatch | Solar | Generic_PGE_North_500_HSN | Northern_California_Li_Battery_8hr_96_Generic | Reliability_Capacity_In_Model_Year | 1 | Generic_PGE_North_500_SSN | Northern_California_Li_Battery_8hr_96_Generic | Reliability_Capacity_In_Model_Year | 0.5 | Generic_PGE_North_500_offpeak | Northern_California_Li_Battery_8hr_96_Generic | Operational_New_Capacity_MW | -1
Generic_PGE_North_500_HSN | Southern_PGAE_Solar_162_Generic | Reliability_Capacity_In_Model_Year | 0.1 | Generic_PGE_North_500_HSN | Northern_California_Pumped_Storage_5_Generic | Reliability_Capacity_In_Model_Year | 1 | Northern_California_Pumped_Storage_5_Generic | PG&E North | CAISO_New_Pumped_Storage_12hr | Solar | Generic_PGE_North_500_HSN | Northern_California_Pumped_Storage_5_Generic | Reliability_Capacity_In_Model_Year | 1 | Generic_PGE_North_500_SSN | Northern_California_Pumped_Storage_5_Generic | Reliability_Capacity_In_Model_Year | 0.5 | Generic_PGE_North_500_offpeak | Northern_California_Pumped_Storage_5_Generic | Operational_New_Capacity_MW | -1
Generic_PGE_North_500_HSN | Southern_PGAE_Solar_163_Generic | Reliability_Capacity_In_Model_Year | 0.1 | Generic_PGE_North_500_HSN | Northern_California_Solar_100_Generic | Reliability_Capacity_In_Model_Year | 0.1 | Northern_California_Solar_100_Generic | PG&E North | Northern_California_Solar | Solar | Generic_PGE_North_500_HSN | Northern_California_Solar_100_Generic | Reliability_Capacity_In_Model_Year | 0.1 | Generic_PGE_North_500_SSN | Northern_California_Solar_100_Generic | Reliability_Capacity_In_Model_Year | 0.556 | Generic_PGE_North_500_offpeak | Northern_California_Solar_100_Generic | Operational_New_Capacity_MW | 0.79
Generic_PGE_North_500_HSN | Southern_PGAE_Solar_164_Generic | Reliability_Capacity_In_Model_Year | 0.1 | Generic_PGE_North_500_HSN | Northern_California_Solar_112_Generic | Reliability_Capacity_In_Model_Year | 0.1 | Northern_California_Solar_112_Generic | PG&E North | Northern_California_Solar | Solar | Generic_PGE_North_500_HSN | Northern_California_Solar_112_Generic | Reliability_Capacity_In_Model_Year | 0.1 | Generic_PGE_North_500_SSN | Northern_California_Solar_112_Generic | Reliability_Capacity_In_Model_Year | 0.556 | Generic_PGE_North_500_offpeak | Northern_California_Solar_112_Generic | Operational_New_Capacity_MW | 0.79
Generic_PGE_North_500_HSN | Southern_PGAE_Solar_165_Generic | Reliability_Capacity_In_Model_Year | 0.1 | Generic_PGE_North_500_HSN | Northern_California_Solar_113_Generic | Reliability_Capacity_In_Model_Year | 0.1 | Northern_California_Solar_113_Generic | PG&E North | Northern_California_Solar | Solar | Generic_PGE_North_500_HSN | Northern_California_Solar_113_Generic | Reliability_Capacity_In_Model_Year | 0.1 | Generic_PGE_North_500_SSN | Northern_California_Solar_113_Generic | Reliability_Capacity_In_Model_Year | 0.556 | Generic_PGE_North_500_offpeak | Northern_California_Solar_113_Generic | Operational_New_Capacity_MW | 0.79
Generic_PGE_North_500_HSN | Southern_PGAE_Solar_168_Generic | Reliability_Capacity_In_Model_Year | 0.1 | Generic_PGE_South_500_HSN | Northern_California_Solar_113_Generic | Reliability_Capacity_In_Model_Year | 0.1 | Northern_California_Solar_113_Generic | PG&E South | Northern_California_Solar | Wind | Generic_PGE_South_500_HSN | Northern_California_Solar_113_Generic | Reliability_Capacity_In_Model_Year | 0.1 | Generic_PGE_South_500_SSN | Northern_California_Solar_113_Generic | Reliability_Capacity_In_Model_Year | 0.556 | Generic_PGE_South_500_offpeak | Northern_California_Solar_113_Generic | Operational_New_Capacity_MW | 0.68
Generic_PGE_North_500_HSN | Southern_PGAE_Solar_169_Generic | Reliability_Capacity_In_Model_Year | 0.1 | Generic_PGE_North_500_HSN | Northern_California_Solar_114_Generic | Reliability_Capacity_In_Model_Year | 0.1 | Northern_California_Solar_114_Generic | PG&E North | Northern_California_Solar | Solar | Generic_PGE_North_500_HSN | Northern_California_Solar_114_Generic | Reliability_Capacity_In_Model_Year | 0.1 | Generic_PGE_North_500_SSN | Northern_California_Solar_114_Generic | Reliability_Capacity_In_Model_Year | 0.556 | Generic_PGE_North_500_offpeak | Northern_California_Solar_114_Generic | Operational_New_Capacity_MW | 0.79
Generic_PGE_North_500_HSN | Southern_PGAE_Solar_17_Generic | Reliability_Capacity_In_Model_Year | 0.1 | Generic_PGE_South_500_HSN | Northern_California_Solar_114_Generic | Reliability_Capacity_In_Model_Year | 0.1 | Northern_California_Solar_114_Generic | PG&E South | Northern_California_Solar | Wind | Generic_PGE_South_500_HSN | Northern_California_Solar_114_Generic | Reliability_Capacity_In_Model_Year | 0.1 | Generic_PGE_South_500_SSN | Northern_California_Solar_114_Generic | Reliability_Capacity_In_Model_Year | 0.556 | Generic_PGE_South_500_offpeak | Northern_California_Solar_114_Generic | Operational_New_Capacity_MW | 0.68
Generic_PGE_North_500_HSN | Southern_PGAE_Solar_170_Generic | Reliability_Capacity_In_Model_Year | 0.1 | Generic_PGE_North_500_HSN | Northern_California_Solar_116_Generic | Reliability_Capacity_In_Model_Year | 0.1 | Northern_California_Solar_116_Generic | PG&E North | Northern_California_Solar | Solar | Generic_PGE_North_500_HSN | Northern_California_Solar_116_Generic | Reliability_Capacity_In_Model_Year | 0.1 | Generic_PGE_North_500_SSN | Northern_California_Solar_116_Generic | Reliability_Capacity_In_Model_Year | 0.556 | Generic_PGE_North_500_offpeak | Northern_California_Solar_116_Generic | Operational_New_Capacity_MW | 0.79
Generic_PGE_North_500_HSN | Southern_PGAE_Solar_174_Generic | Reliability_Capacity_In_Model_Year | 0.1 | Generic_PGE_North_500_HSN | Northern_California_Solar_121_Generic | Reliability_Capacity_In_Model_Year | 0.1 | Northern_California_Solar_121_Generic | PG&E North | Northern_California_Solar | Solar | Generic_PGE_North_500_HSN | Northern_California_Solar_121_Generic | Reliability_Capacity_In_Model_Year | 0.1 | Generic_PGE_North_500_SSN | Northern_California_Solar_121_Generic | Reliability_Capacity_In_Model_Year | 0.556 | Generic_PGE_North_500_offpeak | Northern_California_Solar_121_Generic | Operational_New_Capacity_MW | 0.79
Generic_PGE_North_500_HSN | Southern_PGAE_Solar_176_Generic | Reliability_Capacity_In_Model_Year | 0.1 | Generic_PGE_North_500_HSN | Northern_California_Solar_122_Generic | Reliability_Capacity_In_Model_Year | 0.1 | Northern_California_Solar_122_Generic | PG&E North | Northern_California_Solar | Solar | Generic_PGE_North_500_HSN | Northern_California_Solar_122_Generic | Reliability_Capacity_In_Model_Year | 0.1 | Generic_PGE_North_500_SSN | Northern_California_Solar_122_Generic | Reliability_Capacity_In_Model_Year | 0.556 | Generic_PGE_North_500_offpeak | Northern_California_Solar_122_Generic | Operational_New_Capacity_MW | 0.79
Generic_PGE_North_500_HSN | Southern_PGAE_Solar_95_Generic | Reliability_Capacity_In_Model_Year | 0.1 | Generic_PGE_North_500_HSN | Northern_California_Solar_126_Generic | Reliability_Capacity_In_Model_Year | 0.1 | Northern_California_Solar_126_Generic | PG&E North | Northern_California_Solar | Solar | Generic_PGE_North_500_HSN | Northern_California_Solar_126_Generic | Reliability_Capacity_In_Model_Year | 0.1 | Generic_PGE_North_500_SSN | Northern_California_Solar_126_Generic | Reliability_Capacity_In_Model_Year | 0.556 | Generic_PGE_North_500_offpeak | Northern_California_Solar_126_Generic | Operational_New_Capacity_MW | 0.79
Generic_PGE_North_500_HSN | Southern_PGAE_Solar_99_Generic | Reliability_Capacity_In_Model_Year | 0.1 | Generic_PGE_North_500_HSN | Northern_California_Solar_127_Generic | Reliability_Capacity_In_Model_Year | 0.1 | Northern_California_Solar_127_Generic | PG&E North | Northern_California_Solar | Solar | Generic_PGE_North_500_HSN | Northern_California_Solar_127_Generic | Reliability_Capacity_In_Model_Year | 0.1 | Generic_PGE_North_500_SSN | Northern_California_Solar_127_Generic | Reliability_Capacity_In_Model_Year | 0.556 | Generic_PGE_North_500_offpeak | Northern_California_Solar_127_Generic | Operational_New_Capacity_MW | 0.79
Generic_PGE_North_500_HSN | Tehachapi_Flow_Battery_125_Generic | Reliability_Capacity_In_Model_Year | 1 | Generic_PGE_South_500_HSN | Northern_California_Solar_130_Generic | Reliability_Capacity_In_Model_Year | 0.1 | Northern_California_Solar_130_Generic | PG&E South | Northern_California_Solar | Wind | Generic_PGE_South_500_HSN | Northern_California_Solar_130_Generic | Reliability_Capacity_In_Model_Year | 0.1 | Generic_PGE_South_500_SSN | Northern_California_Solar_130_Generic | Reliability_Capacity_In_Model_Year | 0.556 | Generic_PGE_South_500_offpeak | Northern_California_Solar_130_Generic | Operational_New_Capacity_MW | 0.68
Generic_PGE_North_500_HSN | Tehachapi_Li_Battery_4hr_125_Generic | Reliability_Capacity_In_Model_Year | 1 | Generic_PGE_North_500_HSN | Northern_California_Solar_132_Generic | Reliability_Capacity_In_Model_Year | 0.1 | Northern_California_Solar_132_Generic | PG&E North | Northern_California_Solar | Solar | Generic_PGE_North_500_HSN | Northern_California_Solar_132_Generic | Reliability_Capacity_In_Model_Year | 0.1 | Generic_PGE_North_500_SSN | Northern_California_Solar_132_Generic | Reliability_Capacity_In_Model_Year | 0.556 | Generic_PGE_North_500_offpeak | Northern_California_Solar_132_Generic | Operational_New_Capacity_MW | 0.79
Generic_PGE_North_500_HSN | Tehachapi_Li_Battery_8hr_125_Generic | Reliability_Capacity_In_Model_Year | 1 | Generic_PGE_North_500_HSN | Northern_California_Solar_135_Generic | Reliability_Capacity_In_Model_Year | 0.1 | Northern_California_Solar_135_Generic | PG&E North | Northern_California_Solar | Solar | Generic_PGE_North_500_HSN | Northern_California_Solar_135_Generic | Reliability_Capacity_In_Model_Year | 0.1 | Generic_PGE_North_500_SSN | Northern_California_Solar_135_Generic | Reliability_Capacity_In_Model_Year | 0.556 | Generic_PGE_North_500_offpeak | Northern_California_Solar_135_Generic | Operational_New_Capacity_MW | 0.79
Generic_PGE_North_500_HSN | Tehachapi_Solar_125_Generic | Reliability_Capacity_In_Model_Year | 0.106 | Generic_PGE_North_500_HSN | Northern_California_Solar_138_Generic | Reliability_Capacity_In_Model_Year | 0.1 | Northern_California_Solar_138_Generic | PG&E North | Northern_California_Solar | Solar | Generic_PGE_North_500_HSN | Northern_California_Solar_138_Generic | Reliability_Capacity_In_Model_Year | 0.1 | Generic_PGE_North_500_SSN | Northern_California_Solar_138_Generic | Reliability_Capacity_In_Model_Year | 0.556 | Generic_PGE_North_500_offpeak | Northern_California_Solar_138_Generic | Operational_New_Capacity_MW | 0.79
Generic_PGE_North_500_HSN | Generic_PGE_North_500_group | Operational_New_Capacity_MW | -1 | Generic_PGE_South_500_HSN | Northern_California_Solar_138_Generic | Reliability_Capacity_In_Model_Year | 0.1 | Northern_California_Solar_138_Generic | PG&E South | Northern_California_Solar | Wind | Generic_PGE_South_500_HSN | Northern_California_Solar_138_Generic | Reliability_Capacity_In_Model_Year | 0.1 | Generic_PGE_South_500_SSN | Northern_California_Solar_138_Generic | Reliability_Capacity_In_Model_Year | 0.556 | Generic_PGE_South_500_offpeak | Northern_California_Solar_138_Generic | Operational_New_Capacity_MW | 0.68
Generic_PGE_North_500_offpeak | Central_Valley_North_Los_Banos_Wind_125_Generic | Operational_New_Capacity_MW | 0.44 | Generic_PGE_North_500_HSN | Northern_California_Solar_141_Generic | Reliability_Capacity_In_Model_Year | 0.1 | Northern_California_Solar_141_Generic | PG&E North | Northern_California_Solar | Solar | Generic_PGE_North_500_HSN | Northern_California_Solar_141_Generic | Reliability_Capacity_In_Model_Year | 0.1 | Generic_PGE_North_500_SSN | Northern_California_Solar_141_Generic | Reliability_Capacity_In_Model_Year | 0.556 | Generic_PGE_North_500_offpeak | Northern_California_Solar_141_Generic | Operational_New_Capacity_MW | 0.79
Generic_PGE_North_500_offpeak | Central_Valley_North_Los_Banos_Wind_154_Generic | Operational_New_Capacity_MW | 0.44 | Generic_PGE_North_500_HSN | Northern_California_Solar_144_Generic | Reliability_Capacity_In_Model_Year | 0.1 | Northern_California_Solar_144_Generic | PG&E North | Northern_California_Solar | Solar | Generic_PGE_North_500_HSN | Northern_California_Solar_144_Generic | Reliability_Capacity_In_Model_Year | 0.1 | Generic_PGE_North_500_SSN | Northern_California_Solar_144_Generic | Reliability_Capacity_In_Model_Year | 0.556 | Generic_PGE_North_500_offpeak | Northern_California_Solar_144_Generic | Operational_New_Capacity_MW | 0.79
Generic_PGE_North_500_offpeak | Central_Valley_North_Los_Banos_Wind_162_Generic | Operational_New_Capacity_MW | 0.44 | Generic_PGE_North_500_HSN | Northern_California_Solar_149_Generic | Reliability_Capacity_In_Model_Year | 0.1 | Northern_California_Solar_149_Generic | PG&E North | Northern_California_Solar | Solar | Generic_PGE_North_500_HSN | Northern_California_Solar_149_Generic | Reliability_Capacity_In_Model_Year | 0.1 | Generic_PGE_North_500_SSN | Northern_California_Solar_149_Generic | Reliability_Capacity_In_Model_Year | 0.556 | Generic_PGE_North_500_offpeak | Northern_California_Solar_149_Generic | Operational_New_Capacity_MW | 0.79
Generic_PGE_North_500_offpeak | Central_Valley_North_Los_Banos_Wind_17_Generic | Operational_New_Capacity_MW | 0.44 | Generic_PGE_North_500_HSN | Northern_California_Solar_150_Generic | Reliability_Capacity_In_Model_Year | 0.1 | Northern_California_Solar_150_Generic | PG&E North | Northern_California_Solar | Solar | Generic_PGE_North_500_HSN | Northern_California_Solar_150_Generic | Reliability_Capacity_In_Model_Year | 0.1 | Generic_PGE_North_500_SSN | Northern_California_Solar_150_Generic | Reliability_Capacity_In_Model_Year | 0.556 | Generic_PGE_North_500_offpeak | Northern_California_Solar_150_Generic | Operational_New_Capacity_MW | 0.79
Generic_PGE_North_500_offpeak | Northern_California_Biomass_5_Generic | Operational_New_Capacity_MW | 1 | Generic_PGE_North_500_HSN | Northern_California_Solar_155_Generic | Reliability_Capacity_In_Model_Year | 0.1 | Northern_California_Solar_155_Generic | PG&E North | Northern_California_Solar | Solar | Generic_PGE_North_500_HSN | Northern_California_Solar_155_Generic | Reliability_Capacity_In_Model_Year | 0.1 | Generic_PGE_North_500_SSN | Northern_California_Solar_155_Generic | Reliability_Capacity_In_Model_Year | 0.556 | Generic_PGE_North_500_offpeak | Northern_California_Solar_155_Generic | Operational_New_Capacity_MW | 0.79
Generic_PGE_North_500_offpeak | Northern_California_Flow_Battery_100_Generic | Operational_New_Capacity_MW | -1 | Generic_PGE_North_500_HSN | Northern_California_Solar_157_Generic | Reliability_Capacity_In_Model_Year | 0.1 | Northern_California_Solar_157_Generic | PG&E North | Northern_California_Solar | Solar | Generic_PGE_North_500_HSN | Northern_California_Solar_157_Generic | Reliability_Capacity_In_Model_Year | 0.1 | Generic_PGE_North_500_SSN | Northern_California_Solar_157_Generic | Reliability_Capacity_In_Model_Year | 0.556 | Generic_PGE_North_500_offpeak | Northern_California_Solar_157_Generic | Operational_New_Capacity_MW | 0.79
Generic_PGE_North_500_offpeak | Northern_California_Flow_Battery_112_Generic | Operational_New_Capacity_MW | -1 | Generic_PGE_North_500_HSN | Northern_California_Solar_158_Generic | Reliability_Capacity_In_Model_Year | 0.1 | Northern_California_Solar_158_Generic | PG&E North | Northern_California_Solar | Solar | Generic_PGE_North_500_HSN | Northern_California_Solar_158_Generic | Reliability_Capacity_In_Model_Year | 0.1 | Generic_PGE_North_500_SSN | Northern_California_Solar_158_Generic | Reliability_Capacity_In_Model_Year | 0.556 | Generic_PGE_North_500_offpeak | Northern_California_Solar_158_Generic | Operational_New_Capacity_MW | 0.79
Generic_PGE_North_500_offpeak | Northern_California_Flow_Battery_113_Generic | Operational_New_Capacity_MW | -1 | Generic_PGE_North_500_HSN | Northern_California_Solar_159_Generic | Reliability_Capacity_In_Model_Year | 0.1 | Northern_California_Solar_159_Generic | PG&E North | Northern_California_Solar | Solar | Generic_PGE_North_500_HSN | Northern_California_Solar_159_Generic | Reliability_Capacity_In_Model_Year | 0.1 | Generic_PGE_North_500_SSN | Northern_California_Solar_159_Generic | Reliability_Capacity_In_Model_Year | 0.556 | Generic_PGE_North_500_offpeak | Northern_California_Solar_159_Generic | Operational_New_Capacity_MW | 0.79
Generic_PGE_North_500_offpeak | Northern_California_Flow_Battery_114_Generic | Operational_New_Capacity_MW | -1 | Generic_PGE_North_500_HSN | Northern_California_Solar_166_Generic | Reliability_Capacity_In_Model_Year | 0.1 | Northern_California_Solar_166_Generic | PG&E North | Northern_California_Solar | Solar | Generic_PGE_North_500_HSN | Northern_California_Solar_166_Generic | Reliability_Capacity_In_Model_Year | 0.1 | Generic_PGE_North_500_SSN | Northern_California_Solar_166_Generic | Reliability_Capacity_In_Model_Year | 0.556 | Generic_PGE_North_500_offpeak | Northern_California_Solar_166_Generic | Operational_New_Capacity_MW | 0.79
Generic_PGE_North_500_offpeak | Northern_California_Flow_Battery_116_Generic | Operational_New_Capacity_MW | -1 | Generic_PGE_South_500_HSN | Northern_California_Solar_166_Generic | Reliability_Capacity_In_Model_Year | 0.1 | Northern_California_Solar_166_Generic | PG&E South | Northern_California_Solar | Wind | Generic_PGE_South_500_HSN | Northern_California_Solar_166_Generic | Reliability_Capacity_In_Model_Year | 0.1 | Generic_PGE_South_500_SSN | Northern_California_Solar_166_Generic | Reliability_Capacity_In_Model_Year | 0.556 | Generic_PGE_South_500_offpeak | Northern_California_Solar_166_Generic | Operational_New_Capacity_MW | 0.68
Generic_PGE_North_500_offpeak | Northern_California_Flow_Battery_121_Generic | Operational_New_Capacity_MW | -1 | Generic_PGE_North_500_HSN | Northern_California_Solar_172_Generic | Reliability_Capacity_In_Model_Year | 0.1 | Northern_California_Solar_172_Generic | PG&E North | Northern_California_Solar | Solar | Generic_PGE_North_500_HSN | Northern_California_Solar_172_Generic | Reliability_Capacity_In_Model_Year | 0.1 | Generic_PGE_North_500_SSN | Northern_California_Solar_172_Generic | Reliability_Capacity_In_Model_Year | 0.556 | Generic_PGE_North_500_offpeak | Northern_California_Solar_172_Generic | Operational_New_Capacity_MW | 0.79
Generic_PGE_North_500_offpeak | Northern_California_Flow_Battery_122_Generic | Operational_New_Capacity_MW | -1 | Generic_PGE_North_500_HSN | Northern_California_Solar_178_Generic | Reliability_Capacity_In_Model_Year | 0.1 | Northern_California_Solar_178_Generic | PG&E North | Northern_California_Solar | Solar | Generic_PGE_North_500_HSN | Northern_California_Solar_178_Generic | Reliability_Capacity_In_Model_Year | 0.1 | Generic_PGE_North_500_SSN | Northern_California_Solar_178_Generic | Reliability_Capacity_In_Model_Year | 0.556 | Generic_PGE_North_500_offpeak | Northern_California_Solar_178_Generic | Operational_New_Capacity_MW | 0.79
Generic_PGE_North_500_offpeak | Northern_California_Flow_Battery_126_Generic | Operational_New_Capacity_MW | -1 | Generic_PGE_North_500_HSN | Northern_California_Solar_179_Generic | Reliability_Capacity_In_Model_Year | 0.1 | Northern_California_Solar_179_Generic | PG&E North | Northern_California_Solar | Solar | Generic_PGE_North_500_HSN | Northern_California_Solar_179_Generic | Reliability_Capacity_In_Model_Year | 0.1 | Generic_PGE_North_500_SSN | Northern_California_Solar_179_Generic | Reliability_Capacity_In_Model_Year | 0.556 | Generic_PGE_North_500_offpeak | Northern_California_Solar_179_Generic | Operational_New_Capacity_MW | 0.79
Generic_PGE_North_500_offpeak | Northern_California_Flow_Battery_127_Generic | Operational_New_Capacity_MW | -1 | Generic_PGE_North_500_HSN | Northern_California_Solar_180_Generic | Reliability_Capacity_In_Model_Year | 0.1 | Northern_California_Solar_180_Generic | PG&E North | Northern_California_Solar | Solar | Generic_PGE_North_500_HSN | Northern_California_Solar_180_Generic | Reliability_Capacity_In_Model_Year | 0.1 | Generic_PGE_North_500_SSN | Northern_California_Solar_180_Generic | Reliability_Capacity_In_Model_Year | 0.556 | Generic_PGE_North_500_offpeak | Northern_California_Solar_180_Generic | Operational_New_Capacity_MW | 0.79
Generic_PGE_North_500_offpeak | Northern_California_Flow_Battery_132_Generic | Operational_New_Capacity_MW | -1 | Generic_PGE_North_500_HSN | Northern_California_Solar_25_Generic | Reliability_Capacity_In_Model_Year | 0.1 | Northern_California_Solar_25_Generic | PG&E North | Northern_California_Solar | Solar | Generic_PGE_North_500_HSN | Northern_California_Solar_25_Generic | Reliability_Capacity_In_Model_Year | 0.1 | Generic_PGE_North_500_SSN | Northern_California_Solar_25_Generic | Reliability_Capacity_In_Model_Year | 0.556 | Generic_PGE_North_500_offpeak | Northern_California_Solar_25_Generic | Operational_New_Capacity_MW | 0.79
Generic_PGE_North_500_offpeak | Northern_California_Flow_Battery_135_Generic | Operational_New_Capacity_MW | -1 | Generic_PGE_North_500_HSN | Northern_California_Solar_26_Generic | Reliability_Capacity_In_Model_Year | 0.1 | Northern_California_Solar_26_Generic | PG&E North | Northern_California_Solar | Solar | Generic_PGE_North_500_HSN | Northern_California_Solar_26_Generic | Reliability_Capacity_In_Model_Year | 0.1 | Generic_PGE_North_500_SSN | Northern_California_Solar_26_Generic | Reliability_Capacity_In_Model_Year | 0.556 | Generic_PGE_North_500_offpeak | Northern_California_Solar_26_Generic | Operational_New_Capacity_MW | 0.79
Generic_PGE_North_500_offpeak | Northern_California_Flow_Battery_138_Generic | Operational_New_Capacity_MW | -1 | Generic_PGE_North_500_HSN | Northern_California_Solar_29_Generic | Reliability_Capacity_In_Model_Year | 0.1 | Northern_California_Solar_29_Generic | PG&E North | Northern_California_Solar | Solar | Generic_PGE_North_500_HSN | Northern_California_Solar_29_Generic | Reliability_Capacity_In_Model_Year | 0.1 | Generic_PGE_North_500_SSN | Northern_California_Solar_29_Generic | Reliability_Capacity_In_Model_Year | 0.556 | Generic_PGE_North_500_offpeak | Northern_California_Solar_29_Generic | Operational_New_Capacity_MW | 0.79
Generic_PGE_North_500_offpeak | Northern_California_Flow_Battery_141_Generic | Operational_New_Capacity_MW | -1 | Generic_PGE_North_500_HSN | Northern_California_Solar_31_Generic | Reliability_Capacity_In_Model_Year | 0.1 | Northern_California_Solar_31_Generic | PG&E North | Northern_California_Solar | Solar | Generic_PGE_North_500_HSN | Northern_California_Solar_31_Generic | Reliability_Capacity_In_Model_Year | 0.1 | Generic_PGE_North_500_SSN | Northern_California_Solar_31_Generic | Reliability_Capacity_In_Model_Year | 0.556 | Generic_PGE_North_500_offpeak | Northern_California_Solar_31_Generic | Operational_New_Capacity_MW | 0.79
Generic_PGE_North_500_offpeak | Northern_California_Flow_Battery_144_Generic | Operational_New_Capacity_MW | -1 | Generic_PGE_North_500_HSN | Northern_California_Solar_35_Generic | Reliability_Capacity_In_Model_Year | 0.1 | Northern_California_Solar_35_Generic | PG&E North | Northern_California_Solar | Solar | Generic_PGE_North_500_HSN | Northern_California_Solar_35_Generic | Reliability_Capacity_In_Model_Year | 0.1 | Generic_PGE_North_500_SSN | Northern_California_Solar_35_Generic | Reliability_Capacity_In_Model_Year | 0.556 | Generic_PGE_North_500_offpeak | Northern_California_Solar_35_Generic | Operational_New_Capacity_MW | 0.79
Generic_PGE_North_500_offpeak | Northern_California_Flow_Battery_149_Generic | Operational_New_Capacity_MW | -1 | Generic_PGE_North_500_HSN | Northern_California_Solar_38_Generic | Reliability_Capacity_In_Model_Year | 0.1 | Northern_California_Solar_38_Generic | PG&E North | Northern_California_Solar | Solar | Generic_PGE_North_500_HSN | Northern_California_Solar_38_Generic | Reliability_Capacity_In_Model_Year | 0.1 | Generic_PGE_North_500_SSN | Northern_California_Solar_38_Generic | Reliability_Capacity_In_Model_Year | 0.556 | Generic_PGE_North_500_offpeak | Northern_California_Solar_38_Generic | Operational_New_Capacity_MW | 0.79
Generic_PGE_North_500_offpeak | Northern_California_Flow_Battery_150_Generic | Operational_New_Capacity_MW | -1 | Generic_PGE_North_500_HSN | Northern_California_Solar_41_Generic | Reliability_Capacity_In_Model_Year | 0.1 | Northern_California_Solar_41_Generic | PG&E North | Northern_California_Solar | Solar | Generic_PGE_North_500_HSN | Northern_California_Solar_41_Generic | Reliability_Capacity_In_Model_Year | 0.1 | Generic_PGE_North_500_SSN | Northern_California_Solar_41_Generic | Reliability_Capacity_In_Model_Year | 0.556 | Generic_PGE_North_500_offpeak | Northern_California_Solar_41_Generic | Operational_New_Capacity_MW | 0.79
Generic_PGE_North_500_offpeak | Northern_California_Flow_Battery_155_Generic | Operational_New_Capacity_MW | -1 | Generic_PGE_North_500_HSN | Northern_California_Solar_44_Generic | Reliability_Capacity_In_Model_Year | 0.1 | Northern_California_Solar_44_Generic | PG&E North | Northern_California_Solar | Solar | Generic_PGE_North_500_HSN | Northern_California_Solar_44_Generic | Reliability_Capacity_In_Model_Year | 0.1 | Generic_PGE_North_500_SSN | Northern_California_Solar_44_Generic | Reliability_Capacity_In_Model_Year | 0.556 | Generic_PGE_North_500_offpeak | Northern_California_Solar_44_Generic | Operational_New_Capacity_MW | 0.79
Generic_PGE_North_500_offpeak | Northern_California_Flow_Battery_157_Generic | Operational_New_Capacity_MW | -1 | Generic_PGE_North_500_HSN | Northern_California_Solar_5_Generic | Reliability_Capacity_In_Model_Year | 0.1 | Northern_California_Solar_5_Generic | PG&E North | Northern_California_Solar | Solar | Generic_PGE_North_500_HSN | Northern_California_Solar_5_Generic | Reliability_Capacity_In_Model_Year | 0.1 | Generic_PGE_North_500_SSN | Northern_California_Solar_5_Generic | Reliability_Capacity_In_Model_Year | 0.556 | Generic_PGE_North_500_offpeak | Northern_California_Solar_5_Generic | Operational_New_Capacity_MW | 0.79
Generic_PGE_North_500_offpeak | Northern_California_Flow_Battery_158_Generic | Operational_New_Capacity_MW | -1 | Generic_PGE_North_500_HSN | Northern_California_Solar_51_Generic | Reliability_Capacity_In_Model_Year | 0.1 | Northern_California_Solar_51_Generic | PG&E North | Northern_California_Solar | Solar | Generic_PGE_North_500_HSN | Northern_California_Solar_51_Generic | Reliability_Capacity_In_Model_Year | 0.1 | Generic_PGE_North_500_SSN | Northern_California_Solar_51_Generic | Reliability_Capacity_In_Model_Year | 0.556 | Generic_PGE_North_500_offpeak | Northern_California_Solar_51_Generic | Operational_New_Capacity_MW | 0.79
Generic_PGE_North_500_offpeak | Northern_California_Flow_Battery_159_Generic | Operational_New_Capacity_MW | -1 | Generic_PGE_North_500_HSN | Northern_California_Solar_57_Generic | Reliability_Capacity_In_Model_Year | 0.1 | Northern_California_Solar_57_Generic | PG&E North | Northern_California_Solar | Solar | Generic_PGE_North_500_HSN | Northern_California_Solar_57_Generic | Reliability_Capacity_In_Model_Year | 0.1 | Generic_PGE_North_500_SSN | Northern_California_Solar_57_Generic | Reliability_Capacity_In_Model_Year | 0.556 | Generic_PGE_North_500_offpeak | Northern_California_Solar_57_Generic | Operational_New_Capacity_MW | 0.79
Generic_PGE_North_500_offpeak | Northern_California_Flow_Battery_166_Generic | Operational_New_Capacity_MW | -1 | Generic_PGE_North_500_HSN | Northern_California_Solar_68_Generic | Reliability_Capacity_In_Model_Year | 0.1 | Northern_California_Solar_68_Generic | PG&E North | Northern_California_Solar | Solar | Generic_PGE_North_500_HSN | Northern_California_Solar_68_Generic | Reliability_Capacity_In_Model_Year | 0.1 | Generic_PGE_North_500_SSN | Northern_California_Solar_68_Generic | Reliability_Capacity_In_Model_Year | 0.556 | Generic_PGE_North_500_offpeak | Northern_California_Solar_68_Generic | Operational_New_Capacity_MW | 0.79
Generic_PGE_North_500_offpeak | Northern_California_Flow_Battery_172_Generic | Operational_New_Capacity_MW | -1 | Generic_PGE_North_500_HSN | Northern_California_Solar_70_Generic | Reliability_Capacity_In_Model_Year | 0.1 | Northern_California_Solar_70_Generic | PG&E North | Northern_California_Solar | Solar | Generic_PGE_North_500_HSN | Northern_California_Solar_70_Generic | Reliability_Capacity_In_Model_Year | 0.1 | Generic_PGE_North_500_SSN | Northern_California_Solar_70_Generic | Reliability_Capacity_In_Model_Year | 0.556 | Generic_PGE_North_500_offpeak | Northern_California_Solar_70_Generic | Operational_New_Capacity_MW | 0.79
Generic_PGE_North_500_offpeak | Northern_California_Flow_Battery_178_Generic | Operational_New_Capacity_MW | -1 | Generic_PGE_North_500_HSN | Northern_California_Solar_73_Generic | Reliability_Capacity_In_Model_Year | 0.1 | Northern_California_Solar_73_Generic | PG&E North | Northern_California_Solar | Solar | Generic_PGE_North_500_HSN | Northern_California_Solar_73_Generic | Reliability_Capacity_In_Model_Year | 0.1 | Generic_PGE_North_500_SSN | Northern_California_Solar_73_Generic | Reliability_Capacity_In_Model_Year | 0.556 | Generic_PGE_North_500_offpeak | Northern_California_Solar_73_Generic | Operational_New_Capacity_MW | 0.79
Generic_PGE_North_500_offpeak | Northern_California_Flow_Battery_179_Generic | Operational_New_Capacity_MW | -1 | Generic_PGE_North_500_HSN | Northern_California_Solar_76_Generic | Reliability_Capacity_In_Model_Year | 0.1 | Northern_California_Solar_76_Generic | PG&E North | Northern_California_Solar | Solar | Generic_PGE_North_500_HSN | Northern_California_Solar_76_Generic | Reliability_Capacity_In_Model_Year | 0.1 | Generic_PGE_North_500_SSN | Northern_California_Solar_76_Generic | Reliability_Capacity_In_Model_Year | 0.556 | Generic_PGE_North_500_offpeak | Northern_California_Solar_76_Generic | Operational_New_Capacity_MW | 0.79
Generic_PGE_North_500_offpeak | Northern_California_Flow_Battery_180_Generic | Operational_New_Capacity_MW | -1 | Generic_PGE_North_500_HSN | Northern_California_Solar_80_Generic | Reliability_Capacity_In_Model_Year | 0.1 | Northern_California_Solar_80_Generic | PG&E North | Northern_California_Solar | Solar | Generic_PGE_North_500_HSN | Northern_California_Solar_80_Generic | Reliability_Capacity_In_Model_Year | 0.1 | Generic_PGE_North_500_SSN | Northern_California_Solar_80_Generic | Reliability_Capacity_In_Model_Year | 0.556 | Generic_PGE_North_500_offpeak | Northern_California_Solar_80_Generic | Operational_New_Capacity_MW | 0.79
Generic_PGE_North_500_offpeak | Northern_California_Flow_Battery_25_Generic | Operational_New_Capacity_MW | -1 | Generic_PGE_North_500_HSN | Northern_California_Solar_82_Generic | Reliability_Capacity_In_Model_Year | 0.1 | Northern_California_Solar_82_Generic | PG&E North | Northern_California_Solar | Solar | Generic_PGE_North_500_HSN | Northern_California_Solar_82_Generic | Reliability_Capacity_In_Model_Year | 0.1 | Generic_PGE_North_500_SSN | Northern_California_Solar_82_Generic | Reliability_Capacity_In_Model_Year | 0.556 | Generic_PGE_North_500_offpeak | Northern_California_Solar_82_Generic | Operational_New_Capacity_MW | 0.79
Generic_PGE_North_500_offpeak | Northern_California_Flow_Battery_26_Generic | Operational_New_Capacity_MW | -1 | Generic_PGE_North_500_HSN | Northern_California_Solar_83_Generic | Reliability_Capacity_In_Model_Year | 0.1 | Northern_California_Solar_83_Generic | PG&E North | Northern_California_Solar | Solar | Generic_PGE_North_500_HSN | Northern_California_Solar_83_Generic | Reliability_Capacity_In_Model_Year | 0.1 | Generic_PGE_North_500_SSN | Northern_California_Solar_83_Generic | Reliability_Capacity_In_Model_Year | 0.556 | Generic_PGE_North_500_offpeak | Northern_California_Solar_83_Generic | Operational_New_Capacity_MW | 0.79
Generic_PGE_North_500_offpeak | Northern_California_Flow_Battery_29_Generic | Operational_New_Capacity_MW | -1 | Generic_PGE_North_500_HSN | Northern_California_Solar_84_Generic | Reliability_Capacity_In_Model_Year | 0.1 | Northern_California_Solar_84_Generic | PG&E North | Northern_California_Solar | Solar | Generic_PGE_North_500_HSN | Northern_California_Solar_84_Generic | Reliability_Capacity_In_Model_Year | 0.1 | Generic_PGE_North_500_SSN | Northern_California_Solar_84_Generic | Reliability_Capacity_In_Model_Year | 0.556 | Generic_PGE_North_500_offpeak | Northern_California_Solar_84_Generic | Operational_New_Capacity_MW | 0.79
Generic_PGE_North_500_offpeak | Northern_California_Flow_Battery_31_Generic | Operational_New_Capacity_MW | -1 | Generic_PGE_North_500_HSN | Northern_California_Solar_85_Generic | Reliability_Capacity_In_Model_Year | 0.1 | Northern_California_Solar_85_Generic | PG&E North | Northern_California_Solar | Solar | Generic_PGE_North_500_HSN | Northern_California_Solar_85_Generic | Reliability_Capacity_In_Model_Year | 0.1 | Generic_PGE_North_500_SSN | Northern_California_Solar_85_Generic | Reliability_Capacity_In_Model_Year | 0.556 | Generic_PGE_North_500_offpeak | Northern_California_Solar_85_Generic | Operational_New_Capacity_MW | 0.79
Generic_PGE_North_500_offpeak | Northern_California_Flow_Battery_35_Generic | Operational_New_Capacity_MW | -1 | Generic_PGE_South_500_HSN | Northern_California_Solar_85_Generic | Reliability_Capacity_In_Model_Year | 0.1 | Northern_California_Solar_85_Generic | PG&E South | Northern_California_Solar | Wind | Generic_PGE_South_500_HSN | Northern_California_Solar_85_Generic | Reliability_Capacity_In_Model_Year | 0.1 | Generic_PGE_South_500_SSN | Northern_California_Solar_85_Generic | Reliability_Capacity_In_Model_Year | 0.556 | Generic_PGE_South_500_offpeak | Northern_California_Solar_85_Generic | Operational_New_Capacity_MW | 0.68
Generic_PGE_North_500_offpeak | Northern_California_Flow_Battery_38_Generic | Operational_New_Capacity_MW | -1 | Generic_PGE_North_500_HSN | Northern_California_Solar_92_Generic | Reliability_Capacity_In_Model_Year | 0.1 | Northern_California_Solar_92_Generic | PG&E North | Northern_California_Solar | Solar | Generic_PGE_North_500_HSN | Northern_California_Solar_92_Generic | Reliability_Capacity_In_Model_Year | 0.1 | Generic_PGE_North_500_SSN | Northern_California_Solar_92_Generic | Reliability_Capacity_In_Model_Year | 0.556 | Generic_PGE_North_500_offpeak | Northern_California_Solar_92_Generic | Operational_New_Capacity_MW | 0.79
Generic_PGE_North_500_offpeak | Northern_California_Flow_Battery_41_Generic | Operational_New_Capacity_MW | -1 | Generic_PGE_North_500_HSN | Northern_California_Solar_94_Generic | Reliability_Capacity_In_Model_Year | 0.1 | Northern_California_Solar_94_Generic | PG&E North | Northern_California_Solar | Solar | Generic_PGE_North_500_HSN | Northern_California_Solar_94_Generic | Reliability_Capacity_In_Model_Year | 0.1 | Generic_PGE_North_500_SSN | Northern_California_Solar_94_Generic | Reliability_Capacity_In_Model_Year | 0.556 | Generic_PGE_North_500_offpeak | Northern_California_Solar_94_Generic | Operational_New_Capacity_MW | 0.79
Generic_PGE_North_500_offpeak | Northern_California_Flow_Battery_44_Generic | Operational_New_Capacity_MW | -1 | Generic_PGE_North_500_HSN | Northern_California_Solar_96_Generic | Reliability_Capacity_In_Model_Year | 0.1 | Northern_California_Solar_96_Generic | PG&E North | Northern_California_Solar | Solar | Generic_PGE_North_500_HSN | Northern_California_Solar_96_Generic | Reliability_Capacity_In_Model_Year | 0.1 | Generic_PGE_North_500_SSN | Northern_California_Solar_96_Generic | Reliability_Capacity_In_Model_Year | 0.556 | Generic_PGE_North_500_offpeak | Northern_California_Solar_96_Generic | Operational_New_Capacity_MW | 0.79
Generic_PGE_North_500_offpeak | Northern_California_Flow_Battery_5_Generic | Operational_New_Capacity_MW | -1 | Generic_PGE_North_500_HSN | Northern_California_Wind_159_Generic | Reliability_Capacity_In_Model_Year | 0.665 | Northern_California_Wind_159_Generic | PG&E North | Northern_California_Wind | Solar | Generic_PGE_North_500_HSN | Northern_California_Wind_159_Generic | Reliability_Capacity_In_Model_Year | 0.665 | Generic_PGE_North_500_SSN | Northern_California_Wind_159_Generic | Reliability_Capacity_In_Model_Year | 0.163 | Generic_PGE_North_500_offpeak | Northern_California_Wind_159_Generic | Operational_New_Capacity_MW | 0.44
Generic_PGE_North_500_offpeak | Northern_California_Flow_Battery_51_Generic | Operational_New_Capacity_MW | -1 | Generic_PGE_North_500_HSN | Northern_California_Wind_26_Generic | Reliability_Capacity_In_Model_Year | 0.665 | Northern_California_Wind_26_Generic | PG&E North | Northern_California_Wind | Solar | Generic_PGE_North_500_HSN | Northern_California_Wind_26_Generic | Reliability_Capacity_In_Model_Year | 0.665 | Generic_PGE_North_500_SSN | Northern_California_Wind_26_Generic | Reliability_Capacity_In_Model_Year | 0.163 | Generic_PGE_North_500_offpeak | Northern_California_Wind_26_Generic | Operational_New_Capacity_MW | 0.44
Generic_PGE_North_500_offpeak | Northern_California_Flow_Battery_57_Generic | Operational_New_Capacity_MW | -1 | Generic_PGE_North_500_HSN | Northern_California_Wind_35_Generic | Reliability_Capacity_In_Model_Year | 0.665 | Northern_California_Wind_35_Generic | PG&E North | Northern_California_Wind | Solar | Generic_PGE_North_500_HSN | Northern_California_Wind_35_Generic | Reliability_Capacity_In_Model_Year | 0.665 | Generic_PGE_North_500_SSN | Northern_California_Wind_35_Generic | Reliability_Capacity_In_Model_Year | 0.163 | Generic_PGE_North_500_offpeak | Northern_California_Wind_35_Generic | Operational_New_Capacity_MW | 0.44
Generic_PGE_North_500_offpeak | Northern_California_Flow_Battery_68_Generic | Operational_New_Capacity_MW | -1 | Generic_PGE_North_500_HSN | Northern_California_Wind_5_Generic | Reliability_Capacity_In_Model_Year | 0.665 | Northern_California_Wind_5_Generic | PG&E North | Northern_California_Wind | Solar | Generic_PGE_North_500_HSN | Northern_California_Wind_5_Generic | Reliability_Capacity_In_Model_Year | 0.665 | Generic_PGE_North_500_SSN | Northern_California_Wind_5_Generic | Reliability_Capacity_In_Model_Year | 0.163 | Generic_PGE_North_500_offpeak | Northern_California_Wind_5_Generic | Operational_New_Capacity_MW | 0.44
Generic_PGE_North_500_offpeak | Northern_California_Flow_Battery_70_Generic | Operational_New_Capacity_MW | -1 | Generic_PGE_North_500_HSN | Northern_California_Wind_76_Generic | Reliability_Capacity_In_Model_Year | 0.665 | Northern_California_Wind_76_Generic | PG&E North | Northern_California_Wind | Solar | Generic_PGE_North_500_HSN | Northern_California_Wind_76_Generic | Reliability_Capacity_In_Model_Year | 0.665 | Generic_PGE_North_500_SSN | Northern_California_Wind_76_Generic | Reliability_Capacity_In_Model_Year | 0.163 | Generic_PGE_North_500_offpeak | Northern_California_Wind_76_Generic | Operational_New_Capacity_MW | 0.44
Generic_PGE_North_500_offpeak | Northern_California_Flow_Battery_73_Generic | Operational_New_Capacity_MW | -1 | Generic_PGE_North_500_HSN | Northern_California_Wind_83_Generic | Reliability_Capacity_In_Model_Year | 0.665 | Northern_California_Wind_83_Generic | PG&E North | Northern_California_Wind | Solar | Generic_PGE_North_500_HSN | Northern_California_Wind_83_Generic | Reliability_Capacity_In_Model_Year | 0.665 | Generic_PGE_North_500_SSN | Northern_California_Wind_83_Generic | Reliability_Capacity_In_Model_Year | 0.163 | Generic_PGE_North_500_offpeak | Northern_California_Wind_83_Generic | Operational_New_Capacity_MW | 0.44
Generic_PGE_North_500_offpeak | Northern_California_Flow_Battery_76_Generic | Operational_New_Capacity_MW | -1 | Generic_SCE_East_Pisgah_500_HSN | Northern_Nevada_Geothermal_19_Generic | Reliability_Capacity_In_Model_Year | 1 | Northern_Nevada_Geothermal_19_Generic | SCE East of Pisgah | Northern_Nevada_Geothermal | Solar | Generic_SCE_East_Pisgah_500_HSN | Northern_Nevada_Geothermal_19_Generic | Reliability_Capacity_In_Model_Year | 1 | Generic_SCE_East_Pisgah_500_SSN | Northern_Nevada_Geothermal_19_Generic | Reliability_Capacity_In_Model_Year | 1 | Generic_SCE_East_Pisgah_500_offpeak | Northern_Nevada_Geothermal_19_Generic | Operational_New_Capacity_MW | 1
Generic_PGE_North_500_offpeak | Northern_California_Flow_Battery_80_Generic | Operational_New_Capacity_MW | -1 | Generic_SCE_Eastern_500_HSN | Northern_Nevada_Geothermal_19_Generic | Reliability_Capacity_In_Model_Year | 1 | Northern_Nevada_Geothermal_19_Generic | SCE Eastern | Northern_Nevada_Geothermal | Wind | Generic_SCE_Eastern_500_HSN | Northern_Nevada_Geothermal_19_Generic | Reliability_Capacity_In_Model_Year | 1 | Generic_SCE_Eastern_500_SSN | Northern_Nevada_Geothermal_19_Generic | Reliability_Capacity_In_Model_Year | 1 | Generic_SCE_Eastern_500_offpeak | Northern_Nevada_Geothermal_19_Generic | Operational_New_Capacity_MW | 1
Generic_PGE_North_500_offpeak | Northern_California_Flow_Battery_82_Generic | Operational_New_Capacity_MW | -1 | Generic_PGE_North_500_HSN | Pacific_Northwest_Geothermal_5_Generic | Reliability_Capacity_In_Model_Year | 1 | Pacific_Northwest_Geothermal_5_Generic | PG&E North | Pacific_Northwest_Geothermal | Solar | Generic_PGE_North_500_HSN | Pacific_Northwest_Geothermal_5_Generic | Reliability_Capacity_In_Model_Year | 1 | Generic_PGE_North_500_SSN | Pacific_Northwest_Geothermal_5_Generic | Reliability_Capacity_In_Model_Year | 1 | Generic_PGE_North_500_offpeak | Pacific_Northwest_Geothermal_5_Generic | Operational_New_Capacity_MW | 1
Generic_PGE_North_500_offpeak | Northern_California_Flow_Battery_83_Generic | Operational_New_Capacity_MW | -1 | Generic_SCE_Eastern_500_HSN | Riverside_East_Pumped_Storage_59_Generic | Reliability_Capacity_In_Model_Year | 1 | Riverside_East_Pumped_Storage_59_Generic | SCE Eastern | CAISO_New_Pumped_Storage_12hr | Wind | Generic_SCE_Eastern_500_HSN | Riverside_East_Pumped_Storage_59_Generic | Reliability_Capacity_In_Model_Year | 1 | Generic_SCE_Eastern_500_SSN | Riverside_East_Pumped_Storage_59_Generic | Reliability_Capacity_In_Model_Year | 0.5 | Generic_SCE_Eastern_500_offpeak | Riverside_East_Pumped_Storage_59_Generic | Operational_New_Capacity_MW | -1
Generic_PGE_North_500_offpeak | Northern_California_Flow_Battery_84_Generic | Operational_New_Capacity_MW | -1 | Generic_SCE_Eastern_500_HSN | Riverside_Flow_Battery_129_Generic | Reliability_Capacity_In_Model_Year | 1 | Riverside_Flow_Battery_129_Generic | SCE Eastern | CAISO_Flow_Battery_8hr_Dispatch | Wind | Generic_SCE_Eastern_500_HSN | Riverside_Flow_Battery_129_Generic | Reliability_Capacity_In_Model_Year | 1 | Generic_SCE_Eastern_500_SSN | Riverside_Flow_Battery_129_Generic | Reliability_Capacity_In_Model_Year | 0.5 | Generic_SCE_Eastern_500_offpeak | Riverside_Flow_Battery_129_Generic | Operational_New_Capacity_MW | -1
Generic_PGE_North_500_offpeak | Northern_California_Flow_Battery_85_Generic | Operational_New_Capacity_MW | -1 | Generic_SCE_Eastern_500_HSN | Riverside_Flow_Battery_59_Generic | Reliability_Capacity_In_Model_Year | 1 | Riverside_Flow_Battery_59_Generic | SCE Eastern | CAISO_Flow_Battery_8hr_Dispatch | Wind | Generic_SCE_Eastern_500_HSN | Riverside_Flow_Battery_59_Generic | Reliability_Capacity_In_Model_Year | 1 | Generic_SCE_Eastern_500_SSN | Riverside_Flow_Battery_59_Generic | Reliability_Capacity_In_Model_Year | 0.5 | Generic_SCE_Eastern_500_offpeak | Riverside_Flow_Battery_59_Generic | Operational_New_Capacity_MW | -1
Generic_PGE_North_500_offpeak | Northern_California_Flow_Battery_92_Generic | Operational_New_Capacity_MW | -1 | Generic_SCE_Eastern_500_HSN | Riverside_Flow_Battery_60_Generic | Reliability_Capacity_In_Model_Year | 1 | Riverside_Flow_Battery_60_Generic | SCE Eastern | CAISO_Flow_Battery_8hr_Dispatch | Wind | Generic_SCE_Eastern_500_HSN | Riverside_Flow_Battery_60_Generic | Reliability_Capacity_In_Model_Year | 1 | Generic_SCE_Eastern_500_SSN | Riverside_Flow_Battery_60_Generic | Reliability_Capacity_In_Model_Year | 0.5 | Generic_SCE_Eastern_500_offpeak | Riverside_Flow_Battery_60_Generic | Operational_New_Capacity_MW | -1
Generic_PGE_North_500_offpeak | Northern_California_Flow_Battery_94_Generic | Operational_New_Capacity_MW | -1 | Generic_SCE_Eastern_500_HSN | Riverside_Flow_Battery_9_Generic | Reliability_Capacity_In_Model_Year | 1 | Riverside_Flow_Battery_9_Generic | SCE Eastern | CAISO_Flow_Battery_8hr_Dispatch | Wind | Generic_SCE_Eastern_500_HSN | Riverside_Flow_Battery_9_Generic | Reliability_Capacity_In_Model_Year | 1 | Generic_SCE_Eastern_500_SSN | Riverside_Flow_Battery_9_Generic | Reliability_Capacity_In_Model_Year | 0.5 | Generic_SCE_Eastern_500_offpeak | Riverside_Flow_Battery_9_Generic | Operational_New_Capacity_MW | -1
Generic_PGE_North_500_offpeak | Northern_California_Flow_Battery_96_Generic | Operational_New_Capacity_MW | -1 | Generic_SCE_Eastern_500_HSN | Riverside_Li_Battery_4hr_129_Generic | Reliability_Capacity_In_Model_Year | 1 | Riverside_Li_Battery_4hr_129_Generic | SCE Eastern | CAISO_Li_Battery_4hr_Dispatch | Wind | Generic_SCE_Eastern_500_HSN | Riverside_Li_Battery_4hr_129_Generic | Reliability_Capacity_In_Model_Year | 1 | Generic_SCE_Eastern_500_SSN | Riverside_Li_Battery_4hr_129_Generic | Reliability_Capacity_In_Model_Year | 0.5 | Generic_SCE_Eastern_500_offpeak | Riverside_Li_Battery_4hr_129_Generic | Operational_New_Capacity_MW | -1
Generic_PGE_North_500_offpeak | Northern_California_Geothermal_100_Generic | Operational_New_Capacity_MW | 1 | Generic_SCE_Eastern_500_HSN | Riverside_Li_Battery_4hr_59_Generic | Reliability_Capacity_In_Model_Year | 1 | Riverside_Li_Battery_4hr_59_Generic | SCE Eastern | CAISO_Li_Battery_4hr_Dispatch | Wind | Generic_SCE_Eastern_500_HSN | Riverside_Li_Battery_4hr_59_Generic | Reliability_Capacity_In_Model_Year | 1 | Generic_SCE_Eastern_500_SSN | Riverside_Li_Battery_4hr_59_Generic | Reliability_Capacity_In_Model_Year | 0.5 | Generic_SCE_Eastern_500_offpeak | Riverside_Li_Battery_4hr_59_Generic | Operational_New_Capacity_MW | -1
Generic_PGE_North_500_offpeak | Northern_California_Geothermal_35_Generic | Operational_New_Capacity_MW | 1 | Generic_SCE_Eastern_500_HSN | Riverside_Li_Battery_4hr_60_Generic | Reliability_Capacity_In_Model_Year | 1 | Riverside_Li_Battery_4hr_60_Generic | SCE Eastern | CAISO_Li_Battery_4hr_Dispatch | Wind | Generic_SCE_Eastern_500_HSN | Riverside_Li_Battery_4hr_60_Generic | Reliability_Capacity_In_Model_Year | 1 | Generic_SCE_Eastern_500_SSN | Riverside_Li_Battery_4hr_60_Generic | Reliability_Capacity_In_Model_Year | 0.5 | Generic_SCE_Eastern_500_offpeak | Riverside_Li_Battery_4hr_60_Generic | Operational_New_Capacity_MW | -1
Generic_PGE_North_500_offpeak | Northern_California_Geothermal_5_Generic | Operational_New_Capacity_MW | 1 | Generic_SCE_Eastern_500_HSN | Riverside_Li_Battery_4hr_9_Generic | Reliability_Capacity_In_Model_Year | 1 | Riverside_Li_Battery_4hr_9_Generic | SCE Eastern | CAISO_Li_Battery_4hr_Dispatch | Wind | Generic_SCE_Eastern_500_HSN | Riverside_Li_Battery_4hr_9_Generic | Reliability_Capacity_In_Model_Year | 1 | Generic_SCE_Eastern_500_SSN | Riverside_Li_Battery_4hr_9_Generic | Reliability_Capacity_In_Model_Year | 0.5 | Generic_SCE_Eastern_500_offpeak | Riverside_Li_Battery_4hr_9_Generic | Operational_New_Capacity_MW | -1
Generic_PGE_North_500_offpeak | Northern_California_Geothermal_70_Generic | Operational_New_Capacity_MW | 1 | Generic_SCE_Eastern_500_HSN | Riverside_Li_Battery_8hr_129_Generic | Reliability_Capacity_In_Model_Year | 1 | Riverside_Li_Battery_8hr_129_Generic | SCE Eastern | CAISO_Li_Battery_8hr_Dispatch | Wind | Generic_SCE_Eastern_500_HSN | Riverside_Li_Battery_8hr_129_Generic | Reliability_Capacity_In_Model_Year | 1 | Generic_SCE_Eastern_500_SSN | Riverside_Li_Battery_8hr_129_Generic | Reliability_Capacity_In_Model_Year | 0.5 | Generic_SCE_Eastern_500_offpeak | Riverside_Li_Battery_8hr_129_Generic | Operational_New_Capacity_MW | -1
Generic_PGE_North_500_offpeak | Northern_California_Li_Battery_4hr_100_Generic | Operational_New_Capacity_MW | -1 | Generic_SCE_Eastern_500_HSN | Riverside_Li_Battery_8hr_59_Generic | Reliability_Capacity_In_Model_Year | 1 | Riverside_Li_Battery_8hr_59_Generic | SCE Eastern | CAISO_Li_Battery_8hr_Dispatch | Wind | Generic_SCE_Eastern_500_HSN | Riverside_Li_Battery_8hr_59_Generic | Reliability_Capacity_In_Model_Year | 1 | Generic_SCE_Eastern_500_SSN | Riverside_Li_Battery_8hr_59_Generic | Reliability_Capacity_In_Model_Year | 0.5 | Generic_SCE_Eastern_500_offpeak | Riverside_Li_Battery_8hr_59_Generic | Operational_New_Capacity_MW | -1
Generic_PGE_North_500_offpeak | Northern_California_Li_Battery_4hr_112_Generic | Operational_New_Capacity_MW | -1 | Generic_SCE_Eastern_500_HSN | Riverside_Li_Battery_8hr_60_Generic | Reliability_Capacity_In_Model_Year | 1 | Riverside_Li_Battery_8hr_60_Generic | SCE Eastern | CAISO_Li_Battery_8hr_Dispatch | Wind | Generic_SCE_Eastern_500_HSN | Riverside_Li_Battery_8hr_60_Generic | Reliability_Capacity_In_Model_Year | 1 | Generic_SCE_Eastern_500_SSN | Riverside_Li_Battery_8hr_60_Generic | Reliability_Capacity_In_Model_Year | 0.5 | Generic_SCE_Eastern_500_offpeak | Riverside_Li_Battery_8hr_60_Generic | Operational_New_Capacity_MW | -1
Generic_PGE_North_500_offpeak | Northern_California_Li_Battery_4hr_113_Generic | Operational_New_Capacity_MW | -1 | Generic_SCE_Eastern_500_HSN | Riverside_Li_Battery_8hr_9_Generic | Reliability_Capacity_In_Model_Year | 1 | Riverside_Li_Battery_8hr_9_Generic | SCE Eastern | CAISO_Li_Battery_8hr_Dispatch | Wind | Generic_SCE_Eastern_500_HSN | Riverside_Li_Battery_8hr_9_Generic | Reliability_Capacity_In_Model_Year | 1 | Generic_SCE_Eastern_500_SSN | Riverside_Li_Battery_8hr_9_Generic | Reliability_Capacity_In_Model_Year | 0.5 | Generic_SCE_Eastern_500_offpeak | Riverside_Li_Battery_8hr_9_Generic | Operational_New_Capacity_MW | -1
Generic_PGE_North_500_offpeak | Northern_California_Li_Battery_4hr_114_Generic | Operational_New_Capacity_MW | -1 | Generic_SCE_Eastern_500_HSN | Riverside_Solar_129_Generic | Reliability_Capacity_In_Model_Year | 0.106 | Riverside_Solar_129_Generic | SCE Eastern | Riverside_Solar | Wind | Generic_SCE_Eastern_500_HSN | Riverside_Solar_129_Generic | Reliability_Capacity_In_Model_Year | 0.106 | Generic_SCE_Eastern_500_SSN | Riverside_Solar_129_Generic | Reliability_Capacity_In_Model_Year | 0.427 | Generic_SCE_Eastern_500_offpeak | Riverside_Solar_129_Generic | Operational_New_Capacity_MW | 0.68
Generic_PGE_North_500_offpeak | Northern_California_Li_Battery_4hr_116_Generic | Operational_New_Capacity_MW | -1 | Generic_SCE_Eastern_500_HSN | Riverside_Solar_59_Generic | Reliability_Capacity_In_Model_Year | 0.106 | Riverside_Solar_59_Generic | SCE Eastern | Riverside_Solar | Wind | Generic_SCE_Eastern_500_HSN | Riverside_Solar_59_Generic | Reliability_Capacity_In_Model_Year | 0.106 | Generic_SCE_Eastern_500_SSN | Riverside_Solar_59_Generic | Reliability_Capacity_In_Model_Year | 0.427 | Generic_SCE_Eastern_500_offpeak | Riverside_Solar_59_Generic | Operational_New_Capacity_MW | 0.68
Generic_PGE_North_500_offpeak | Northern_California_Li_Battery_4hr_121_Generic | Operational_New_Capacity_MW | -1 | Generic_SCE_Eastern_500_HSN | Riverside_Solar_60_Generic | Reliability_Capacity_In_Model_Year | 0.106 | Riverside_Solar_60_Generic | SCE Eastern | Riverside_Solar | Wind | Generic_SCE_Eastern_500_HSN | Riverside_Solar_60_Generic | Reliability_Capacity_In_Model_Year | 0.106 | Generic_SCE_Eastern_500_SSN | Riverside_Solar_60_Generic | Reliability_Capacity_In_Model_Year | 0.427 | Generic_SCE_Eastern_500_offpeak | Riverside_Solar_60_Generic | Operational_New_Capacity_MW | 0.68
Generic_PGE_North_500_offpeak | Northern_California_Li_Battery_4hr_122_Generic | Operational_New_Capacity_MW | -1 | Generic_SCE_Eastern_500_HSN | Riverside_Solar_9_Generic | Reliability_Capacity_In_Model_Year | 0.106 | Riverside_Solar_9_Generic | SCE Eastern | Riverside_Solar | Wind | Generic_SCE_Eastern_500_HSN | Riverside_Solar_9_Generic | Reliability_Capacity_In_Model_Year | 0.106 | Generic_SCE_Eastern_500_SSN | Riverside_Solar_9_Generic | Reliability_Capacity_In_Model_Year | 0.427 | Generic_SCE_Eastern_500_offpeak | Riverside_Solar_9_Generic | Operational_New_Capacity_MW | 0.68
Generic_PGE_North_500_offpeak | Northern_California_Li_Battery_4hr_126_Generic | Operational_New_Capacity_MW | -1 | Generic_SCE_Eastern_500_HSN | Riverside_West_Pumped_Storage_9_Generic | Reliability_Capacity_In_Model_Year | 1 | Riverside_West_Pumped_Storage_9_Generic | SCE Eastern | CAISO_New_Pumped_Storage_12hr | Wind | Generic_SCE_Eastern_500_HSN | Riverside_West_Pumped_Storage_9_Generic | Reliability_Capacity_In_Model_Year | 1 | Generic_SCE_Eastern_500_SSN | Riverside_West_Pumped_Storage_9_Generic | Reliability_Capacity_In_Model_Year | 0.5 | Generic_SCE_Eastern_500_offpeak | Riverside_West_Pumped_Storage_9_Generic | Operational_New_Capacity_MW | -1
Generic_PGE_North_500_offpeak | Northern_California_Li_Battery_4hr_127_Generic | Operational_New_Capacity_MW | -1 | Generic_SCE_Eastern_500_HSN | San_Diego_Pumped_Storage_119_Generic | Reliability_Capacity_In_Model_Year | 1 | San_Diego_Pumped_Storage_119_Generic | SCE Eastern | CAISO_New_Pumped_Storage_12hr | Wind | Generic_SCE_Eastern_500_HSN | San_Diego_Pumped_Storage_119_Generic | Reliability_Capacity_In_Model_Year | 1 | Generic_SCE_Eastern_500_SSN | San_Diego_Pumped_Storage_119_Generic | Reliability_Capacity_In_Model_Year | 0.5 | Generic_SCE_Eastern_500_offpeak | San_Diego_Pumped_Storage_119_Generic | Operational_New_Capacity_MW | -1
Generic_PGE_North_500_offpeak | Northern_California_Li_Battery_4hr_132_Generic | Operational_New_Capacity_MW | -1 | Generic_PGE_North_500_HSN | Solano_Wind_122_Generic | Reliability_Capacity_In_Model_Year | 0.665 | Solano_Wind_122_Generic | PG&E North | Solano_Wind | Solar | Generic_PGE_North_500_HSN | Solano_Wind_122_Generic | Reliability_Capacity_In_Model_Year | 0.665 | Generic_PGE_North_500_SSN | Solano_Wind_122_Generic | Reliability_Capacity_In_Model_Year | 0.163 | Generic_PGE_North_500_offpeak | Solano_Wind_122_Generic | Operational_New_Capacity_MW | 0.44
Generic_PGE_North_500_offpeak | Northern_California_Li_Battery_4hr_135_Generic | Operational_New_Capacity_MW | -1 | Generic_PGE_North_500_HSN | Solano_Wind_126_Generic | Reliability_Capacity_In_Model_Year | 0.665 | Solano_Wind_126_Generic | PG&E North | Solano_Wind | Solar | Generic_PGE_North_500_HSN | Solano_Wind_126_Generic | Reliability_Capacity_In_Model_Year | 0.665 | Generic_PGE_North_500_SSN | Solano_Wind_126_Generic | Reliability_Capacity_In_Model_Year | 0.163 | Generic_PGE_North_500_offpeak | Solano_Wind_126_Generic | Operational_New_Capacity_MW | 0.44
Generic_PGE_North_500_offpeak | Northern_California_Li_Battery_4hr_138_Generic | Operational_New_Capacity_MW | -1 | Generic_PGE_North_500_HSN | Solano_Wind_85_Generic | Reliability_Capacity_In_Model_Year | 0.665 | Solano_Wind_85_Generic | PG&E North | Solano_Wind | Solar | Generic_PGE_North_500_HSN | Solano_Wind_85_Generic | Reliability_Capacity_In_Model_Year | 0.665 | Generic_PGE_North_500_SSN | Solano_Wind_85_Generic | Reliability_Capacity_In_Model_Year | 0.163 | Generic_PGE_North_500_offpeak | Solano_Wind_85_Generic | Operational_New_Capacity_MW | 0.44
Generic_PGE_North_500_offpeak | Northern_California_Li_Battery_4hr_141_Generic | Operational_New_Capacity_MW | -1 | Generic_PGE_South_500_HSN | Solano_Wind_85_Generic | Reliability_Capacity_In_Model_Year | 0.665 | Solano_Wind_85_Generic | PG&E South | Solano_Wind | Wind | Generic_PGE_South_500_HSN | Solano_Wind_85_Generic | Reliability_Capacity_In_Model_Year | 0.665 | Generic_PGE_South_500_SSN | Solano_Wind_85_Generic | Reliability_Capacity_In_Model_Year | 0.163 | Generic_PGE_South_500_offpeak | Solano_Wind_85_Generic | Operational_New_Capacity_MW | 0.63
Generic_PGE_North_500_offpeak | Northern_California_Li_Battery_4hr_144_Generic | Operational_New_Capacity_MW | -1 | Generic_PGE_North_500_HSN | Solano_Wind_94_Generic | Reliability_Capacity_In_Model_Year | 0.665 | Solano_Wind_94_Generic | PG&E North | Solano_Wind | Solar | Generic_PGE_North_500_HSN | Solano_Wind_94_Generic | Reliability_Capacity_In_Model_Year | 0.665 | Generic_PGE_North_500_SSN | Solano_Wind_94_Generic | Reliability_Capacity_In_Model_Year | 0.163 | Generic_PGE_North_500_offpeak | Solano_Wind_94_Generic | Operational_New_Capacity_MW | 0.44
Generic_PGE_North_500_offpeak | Northern_California_Li_Battery_4hr_149_Generic | Operational_New_Capacity_MW | -1 | Generic_SCE_East_Pisgah_500_HSN | Southern_NV_Eldorado_Flow_Battery_15_Generic | Reliability_Capacity_In_Model_Year | 1 | Southern_NV_Eldorado_Flow_Battery_15_Generic | SCE East of Pisgah | CAISO_Flow_Battery_8hr_Dispatch | Solar | Generic_SCE_East_Pisgah_500_HSN | Southern_NV_Eldorado_Flow_Battery_15_Generic | Reliability_Capacity_In_Model_Year | 1 | Generic_SCE_East_Pisgah_500_SSN | Southern_NV_Eldorado_Flow_Battery_15_Generic | Reliability_Capacity_In_Model_Year | 0.5 | Generic_SCE_East_Pisgah_500_offpeak | Southern_NV_Eldorado_Flow_Battery_15_Generic | Operational_New_Capacity_MW | -1
Generic_PGE_North_500_offpeak | Northern_California_Li_Battery_4hr_150_Generic | Operational_New_Capacity_MW | -1 | Generic_SCE_East_Pisgah_500_HSN | Southern_NV_Eldorado_Flow_Battery_16_Generic | Reliability_Capacity_In_Model_Year | 1 | Southern_NV_Eldorado_Flow_Battery_16_Generic | SCE East of Pisgah | CAISO_Flow_Battery_8hr_Dispatch | Solar | Generic_SCE_East_Pisgah_500_HSN | Southern_NV_Eldorado_Flow_Battery_16_Generic | Reliability_Capacity_In_Model_Year | 1 | Generic_SCE_East_Pisgah_500_SSN | Southern_NV_Eldorado_Flow_Battery_16_Generic | Reliability_Capacity_In_Model_Year | 0.5 | Generic_SCE_East_Pisgah_500_offpeak | Southern_NV_Eldorado_Flow_Battery_16_Generic | Operational_New_Capacity_MW | -1
Generic_PGE_North_500_offpeak | Northern_California_Li_Battery_4hr_155_Generic | Operational_New_Capacity_MW | -1 | Generic_SCE_East_Pisgah_500_HSN | Southern_NV_Eldorado_Flow_Battery_19_Generic | Reliability_Capacity_In_Model_Year | 1 | Southern_NV_Eldorado_Flow_Battery_19_Generic | SCE East of Pisgah | CAISO_Flow_Battery_8hr_Dispatch | Solar | Generic_SCE_East_Pisgah_500_HSN | Southern_NV_Eldorado_Flow_Battery_19_Generic | Reliability_Capacity_In_Model_Year | 1 | Generic_SCE_East_Pisgah_500_SSN | Southern_NV_Eldorado_Flow_Battery_19_Generic | Reliability_Capacity_In_Model_Year | 0.5 | Generic_SCE_East_Pisgah_500_offpeak | Southern_NV_Eldorado_Flow_Battery_19_Generic | Operational_New_Capacity_MW | -1
Generic_PGE_North_500_offpeak | Northern_California_Li_Battery_4hr_157_Generic | Operational_New_Capacity_MW | -1 | Generic_SCE_Eastern_500_HSN | Southern_NV_Eldorado_Flow_Battery_19_Generic | Reliability_Capacity_In_Model_Year | 1 | Southern_NV_Eldorado_Flow_Battery_19_Generic | SCE Eastern | CAISO_Flow_Battery_8hr_Dispatch | Wind | Generic_SCE_Eastern_500_HSN | Southern_NV_Eldorado_Flow_Battery_19_Generic | Reliability_Capacity_In_Model_Year | 1 | Generic_SCE_Eastern_500_SSN | Southern_NV_Eldorado_Flow_Battery_19_Generic | Reliability_Capacity_In_Model_Year | 0.5 | Generic_SCE_Eastern_500_offpeak | Southern_NV_Eldorado_Flow_Battery_19_Generic | Operational_New_Capacity_MW | -1
Generic_PGE_North_500_offpeak | Northern_California_Li_Battery_4hr_158_Generic | Operational_New_Capacity_MW | -1 | Generic_SCE_East_Pisgah_500_HSN | Southern_NV_Eldorado_Flow_Battery_2_Generic | Reliability_Capacity_In_Model_Year | 1 | Southern_NV_Eldorado_Flow_Battery_2_Generic | SCE East of Pisgah | CAISO_Flow_Battery_8hr_Dispatch | Solar | Generic_SCE_East_Pisgah_500_HSN | Southern_NV_Eldorado_Flow_Battery_2_Generic | Reliability_Capacity_In_Model_Year | 1 | Generic_SCE_East_Pisgah_500_SSN | Southern_NV_Eldorado_Flow_Battery_2_Generic | Reliability_Capacity_In_Model_Year | 0.5 | Generic_SCE_East_Pisgah_500_offpeak | Southern_NV_Eldorado_Flow_Battery_2_Generic | Operational_New_Capacity_MW | -1
Generic_PGE_North_500_offpeak | Northern_California_Li_Battery_4hr_159_Generic | Operational_New_Capacity_MW | -1 | Generic_SCE_East_Pisgah_500_HSN | Southern_NV_Eldorado_Flow_Battery_40_Generic | Reliability_Capacity_In_Model_Year | 1 | Southern_NV_Eldorado_Flow_Battery_40_Generic | SCE East of Pisgah | CAISO_Flow_Battery_8hr_Dispatch | Solar | Generic_SCE_East_Pisgah_500_HSN | Southern_NV_Eldorado_Flow_Battery_40_Generic | Reliability_Capacity_In_Model_Year | 1 | Generic_SCE_East_Pisgah_500_SSN | Southern_NV_Eldorado_Flow_Battery_40_Generic | Reliability_Capacity_In_Model_Year | 0.5 | Generic_SCE_East_Pisgah_500_offpeak | Southern_NV_Eldorado_Flow_Battery_40_Generic | Operational_New_Capacity_MW | -1
Generic_PGE_North_500_offpeak | Northern_California_Li_Battery_4hr_166_Generic | Operational_New_Capacity_MW | -1 | Generic_SCE_Eastern_500_HSN | Southern_NV_Eldorado_Flow_Battery_40_Generic | Reliability_Capacity_In_Model_Year | 1 | Southern_NV_Eldorado_Flow_Battery_40_Generic | SCE Eastern | CAISO_Flow_Battery_8hr_Dispatch | Wind | Generic_SCE_Eastern_500_HSN | Southern_NV_Eldorado_Flow_Battery_40_Generic | Reliability_Capacity_In_Model_Year | 1 | Generic_SCE_Eastern_500_SSN | Southern_NV_Eldorado_Flow_Battery_40_Generic | Reliability_Capacity_In_Model_Year | 0.5 | Generic_SCE_Eastern_500_offpeak | Southern_NV_Eldorado_Flow_Battery_40_Generic | Operational_New_Capacity_MW | -1
Generic_PGE_North_500_offpeak | Northern_California_Li_Battery_4hr_172_Generic | Operational_New_Capacity_MW | -1 | Generic_SCE_East_Pisgah_500_HSN | Southern_NV_Eldorado_Flow_Battery_42_Generic | Reliability_Capacity_In_Model_Year | 1 | Southern_NV_Eldorado_Flow_Battery_42_Generic | SCE East of Pisgah | CAISO_Flow_Battery_8hr_Dispatch | Solar | Generic_SCE_East_Pisgah_500_HSN | Southern_NV_Eldorado_Flow_Battery_42_Generic | Reliability_Capacity_In_Model_Year | 1 | Generic_SCE_East_Pisgah_500_SSN | Southern_NV_Eldorado_Flow_Battery_42_Generic | Reliability_Capacity_In_Model_Year | 0.5 | Generic_SCE_East_Pisgah_500_offpeak | Southern_NV_Eldorado_Flow_Battery_42_Generic | Operational_New_Capacity_MW | -1
Generic_PGE_North_500_offpeak | Northern_California_Li_Battery_4hr_178_Generic | Operational_New_Capacity_MW | -1 | Generic_SCE_East_Pisgah_500_HSN | Southern_NV_Eldorado_Li_Battery_4hr_15_Generic | Reliability_Capacity_In_Model_Year | 1 | Southern_NV_Eldorado_Li_Battery_4hr_15_Generic | SCE East of Pisgah | CAISO_Li_Battery_4hr_Dispatch | Solar | Generic_SCE_East_Pisgah_500_HSN | Southern_NV_Eldorado_Li_Battery_4hr_15_Generic | Reliability_Capacity_In_Model_Year | 1 | Generic_SCE_East_Pisgah_500_SSN | Southern_NV_Eldorado_Li_Battery_4hr_15_Generic | Reliability_Capacity_In_Model_Year | 0.5 | Generic_SCE_East_Pisgah_500_offpeak | Southern_NV_Eldorado_Li_Battery_4hr_15_Generic | Operational_New_Capacity_MW | -1
Generic_PGE_North_500_offpeak | Northern_California_Li_Battery_4hr_179_Generic | Operational_New_Capacity_MW | -1 | Generic_SCE_East_Pisgah_500_HSN | Southern_NV_Eldorado_Li_Battery_4hr_16_Generic | Reliability_Capacity_In_Model_Year | 1 | Southern_NV_Eldorado_Li_Battery_4hr_16_Generic | SCE East of Pisgah | CAISO_Li_Battery_4hr_Dispatch | Solar | Generic_SCE_East_Pisgah_500_HSN | Southern_NV_Eldorado_Li_Battery_4hr_16_Generic | Reliability_Capacity_In_Model_Year | 1 | Generic_SCE_East_Pisgah_500_SSN | Southern_NV_Eldorado_Li_Battery_4hr_16_Generic | Reliability_Capacity_In_Model_Year | 0.5 | Generic_SCE_East_Pisgah_500_offpeak | Southern_NV_Eldorado_Li_Battery_4hr_16_Generic | Operational_New_Capacity_MW | -1
Generic_PGE_North_500_offpeak | Northern_California_Li_Battery_4hr_180_Generic | Operational_New_Capacity_MW | -1 | Generic_SCE_East_Pisgah_500_HSN | Southern_NV_Eldorado_Li_Battery_4hr_19_Generic | Reliability_Capacity_In_Model_Year | 1 | Southern_NV_Eldorado_Li_Battery_4hr_19_Generic | SCE East of Pisgah | CAISO_Li_Battery_4hr_Dispatch | Solar | Generic_SCE_East_Pisgah_500_HSN | Southern_NV_Eldorado_Li_Battery_4hr_19_Generic | Reliability_Capacity_In_Model_Year | 1 | Generic_SCE_East_Pisgah_500_SSN | Southern_NV_Eldorado_Li_Battery_4hr_19_Generic | Reliability_Capacity_In_Model_Year | 0.5 | Generic_SCE_East_Pisgah_500_offpeak | Southern_NV_Eldorado_Li_Battery_4hr_19_Generic | Operational_New_Capacity_MW | -1
Generic_PGE_North_500_offpeak | Northern_California_Li_Battery_4hr_25_Generic | Operational_New_Capacity_MW | -1 | Generic_SCE_Eastern_500_HSN | Southern_NV_Eldorado_Li_Battery_4hr_19_Generic | Reliability_Capacity_In_Model_Year | 1 | Southern_NV_Eldorado_Li_Battery_4hr_19_Generic | SCE Eastern | CAISO_Li_Battery_4hr_Dispatch | Wind | Generic_SCE_Eastern_500_HSN | Southern_NV_Eldorado_Li_Battery_4hr_19_Generic | Reliability_Capacity_In_Model_Year | 1 | Generic_SCE_Eastern_500_SSN | Southern_NV_Eldorado_Li_Battery_4hr_19_Generic | Reliability_Capacity_In_Model_Year | 0.5 | Generic_SCE_Eastern_500_offpeak | Southern_NV_Eldorado_Li_Battery_4hr_19_Generic | Operational_New_Capacity_MW | -1
Generic_PGE_North_500_offpeak | Northern_California_Li_Battery_4hr_26_Generic | Operational_New_Capacity_MW | -1 | Generic_SCE_East_Pisgah_500_HSN | Southern_NV_Eldorado_Li_Battery_4hr_2_Generic | Reliability_Capacity_In_Model_Year | 1 | Southern_NV_Eldorado_Li_Battery_4hr_2_Generic | SCE East of Pisgah | CAISO_Li_Battery_4hr_Dispatch | Solar | Generic_SCE_East_Pisgah_500_HSN | Southern_NV_Eldorado_Li_Battery_4hr_2_Generic | Reliability_Capacity_In_Model_Year | 1 | Generic_SCE_East_Pisgah_500_SSN | Southern_NV_Eldorado_Li_Battery_4hr_2_Generic | Reliability_Capacity_In_Model_Year | 0.5 | Generic_SCE_East_Pisgah_500_offpeak | Southern_NV_Eldorado_Li_Battery_4hr_2_Generic | Operational_New_Capacity_MW | -1
Generic_PGE_North_500_offpeak | Northern_California_Li_Battery_4hr_29_Generic | Operational_New_Capacity_MW | -1 | Generic_SCE_East_Pisgah_500_HSN | Southern_NV_Eldorado_Li_Battery_4hr_40_Generic | Reliability_Capacity_In_Model_Year | 1 | Southern_NV_Eldorado_Li_Battery_4hr_40_Generic | SCE East of Pisgah | CAISO_Li_Battery_4hr_Dispatch | Solar | Generic_SCE_East_Pisgah_500_HSN | Southern_NV_Eldorado_Li_Battery_4hr_40_Generic | Reliability_Capacity_In_Model_Year | 1 | Generic_SCE_East_Pisgah_500_SSN | Southern_NV_Eldorado_Li_Battery_4hr_40_Generic | Reliability_Capacity_In_Model_Year | 0.5 | Generic_SCE_East_Pisgah_500_offpeak | Southern_NV_Eldorado_Li_Battery_4hr_40_Generic | Operational_New_Capacity_MW | -1
Generic_PGE_North_500_offpeak | Northern_California_Li_Battery_4hr_31_Generic | Operational_New_Capacity_MW | -1 | Generic_SCE_Eastern_500_HSN | Southern_NV_Eldorado_Li_Battery_4hr_40_Generic | Reliability_Capacity_In_Model_Year | 1 | Southern_NV_Eldorado_Li_Battery_4hr_40_Generic | SCE Eastern | CAISO_Li_Battery_4hr_Dispatch | Wind | Generic_SCE_Eastern_500_HSN | Southern_NV_Eldorado_Li_Battery_4hr_40_Generic | Reliability_Capacity_In_Model_Year | 1 | Generic_SCE_Eastern_500_SSN | Southern_NV_Eldorado_Li_Battery_4hr_40_Generic | Reliability_Capacity_In_Model_Year | 0.5 | Generic_SCE_Eastern_500_offpeak | Southern_NV_Eldorado_Li_Battery_4hr_40_Generic | Operational_New_Capacity_MW | -1
Generic_PGE_North_500_offpeak | Northern_California_Li_Battery_4hr_35_Generic | Operational_New_Capacity_MW | -1 | Generic_SCE_East_Pisgah_500_HSN | Southern_NV_Eldorado_Li_Battery_4hr_42_Generic | Reliability_Capacity_In_Model_Year | 1 | Southern_NV_Eldorado_Li_Battery_4hr_42_Generic | SCE East of Pisgah | CAISO_Li_Battery_4hr_Dispatch | Solar | Generic_SCE_East_Pisgah_500_HSN | Southern_NV_Eldorado_Li_Battery_4hr_42_Generic | Reliability_Capacity_In_Model_Year | 1 | Generic_SCE_East_Pisgah_500_SSN | Southern_NV_Eldorado_Li_Battery_4hr_42_Generic | Reliability_Capacity_In_Model_Year | 0.5 | Generic_SCE_East_Pisgah_500_offpeak | Southern_NV_Eldorado_Li_Battery_4hr_42_Generic | Operational_New_Capacity_MW | -1
Generic_PGE_North_500_offpeak | Northern_California_Li_Battery_4hr_38_Generic | Operational_New_Capacity_MW | -1 | Generic_SCE_East_Pisgah_500_HSN | Southern_NV_Eldorado_Li_Battery_8hr_15_Generic | Reliability_Capacity_In_Model_Year | 1 | Southern_NV_Eldorado_Li_Battery_8hr_15_Generic | SCE East of Pisgah | CAISO_Li_Battery_8hr_Dispatch | Solar | Generic_SCE_East_Pisgah_500_HSN | Southern_NV_Eldorado_Li_Battery_8hr_15_Generic | Reliability_Capacity_In_Model_Year | 1 | Generic_SCE_East_Pisgah_500_SSN | Southern_NV_Eldorado_Li_Battery_8hr_15_Generic | Reliability_Capacity_In_Model_Year | 0.5 | Generic_SCE_East_Pisgah_500_offpeak | Southern_NV_Eldorado_Li_Battery_8hr_15_Generic | Operational_New_Capacity_MW | -1
Generic_PGE_North_500_offpeak | Northern_California_Li_Battery_4hr_41_Generic | Operational_New_Capacity_MW | -1 | Generic_SCE_East_Pisgah_500_HSN | Southern_NV_Eldorado_Li_Battery_8hr_16_Generic | Reliability_Capacity_In_Model_Year | 1 | Southern_NV_Eldorado_Li_Battery_8hr_16_Generic | SCE East of Pisgah | CAISO_Li_Battery_8hr_Dispatch | Solar | Generic_SCE_East_Pisgah_500_HSN | Southern_NV_Eldorado_Li_Battery_8hr_16_Generic | Reliability_Capacity_In_Model_Year | 1 | Generic_SCE_East_Pisgah_500_SSN | Southern_NV_Eldorado_Li_Battery_8hr_16_Generic | Reliability_Capacity_In_Model_Year | 0.5 | Generic_SCE_East_Pisgah_500_offpeak | Southern_NV_Eldorado_Li_Battery_8hr_16_Generic | Operational_New_Capacity_MW | -1
Generic_PGE_North_500_offpeak | Northern_California_Li_Battery_4hr_44_Generic | Operational_New_Capacity_MW | -1 | Generic_SCE_East_Pisgah_500_HSN | Southern_NV_Eldorado_Li_Battery_8hr_19_Generic | Reliability_Capacity_In_Model_Year | 1 | Southern_NV_Eldorado_Li_Battery_8hr_19_Generic | SCE East of Pisgah | CAISO_Li_Battery_8hr_Dispatch | Solar | Generic_SCE_East_Pisgah_500_HSN | Southern_NV_Eldorado_Li_Battery_8hr_19_Generic | Reliability_Capacity_In_Model_Year | 1 | Generic_SCE_East_Pisgah_500_SSN | Southern_NV_Eldorado_Li_Battery_8hr_19_Generic | Reliability_Capacity_In_Model_Year | 0.5 | Generic_SCE_East_Pisgah_500_offpeak | Southern_NV_Eldorado_Li_Battery_8hr_19_Generic | Operational_New_Capacity_MW | -1
Generic_PGE_North_500_offpeak | Northern_California_Li_Battery_4hr_5_Generic | Operational_New_Capacity_MW | -1 | Generic_SCE_Eastern_500_HSN | Southern_NV_Eldorado_Li_Battery_8hr_19_Generic | Reliability_Capacity_In_Model_Year | 1 | Southern_NV_Eldorado_Li_Battery_8hr_19_Generic | SCE Eastern | CAISO_Li_Battery_8hr_Dispatch | Wind | Generic_SCE_Eastern_500_HSN | Southern_NV_Eldorado_Li_Battery_8hr_19_Generic | Reliability_Capacity_In_Model_Year | 1 | Generic_SCE_Eastern_500_SSN | Southern_NV_Eldorado_Li_Battery_8hr_19_Generic | Reliability_Capacity_In_Model_Year | 0.5 | Generic_SCE_Eastern_500_offpeak | Southern_NV_Eldorado_Li_Battery_8hr_19_Generic | Operational_New_Capacity_MW | -1
Generic_PGE_North_500_offpeak | Northern_California_Li_Battery_4hr_51_Generic | Operational_New_Capacity_MW | -1 | Generic_SCE_East_Pisgah_500_HSN | Southern_NV_Eldorado_Li_Battery_8hr_2_Generic | Reliability_Capacity_In_Model_Year | 1 | Southern_NV_Eldorado_Li_Battery_8hr_2_Generic | SCE East of Pisgah | CAISO_Li_Battery_8hr_Dispatch | Solar | Generic_SCE_East_Pisgah_500_HSN | Southern_NV_Eldorado_Li_Battery_8hr_2_Generic | Reliability_Capacity_In_Model_Year | 1 | Generic_SCE_East_Pisgah_500_SSN | Southern_NV_Eldorado_Li_Battery_8hr_2_Generic | Reliability_Capacity_In_Model_Year | 0.5 | Generic_SCE_East_Pisgah_500_offpeak | Southern_NV_Eldorado_Li_Battery_8hr_2_Generic | Operational_New_Capacity_MW | -1
Generic_PGE_North_500_offpeak | Northern_California_Li_Battery_4hr_57_Generic | Operational_New_Capacity_MW | -1 | Generic_SCE_East_Pisgah_500_HSN | Southern_NV_Eldorado_Li_Battery_8hr_40_Generic | Reliability_Capacity_In_Model_Year | 1 | Southern_NV_Eldorado_Li_Battery_8hr_40_Generic | SCE East of Pisgah | CAISO_Li_Battery_8hr_Dispatch | Solar | Generic_SCE_East_Pisgah_500_HSN | Southern_NV_Eldorado_Li_Battery_8hr_40_Generic | Reliability_Capacity_In_Model_Year | 1 | Generic_SCE_East_Pisgah_500_SSN | Southern_NV_Eldorado_Li_Battery_8hr_40_Generic | Reliability_Capacity_In_Model_Year | 0.5 | Generic_SCE_East_Pisgah_500_offpeak | Southern_NV_Eldorado_Li_Battery_8hr_40_Generic | Operational_New_Capacity_MW | -1
Generic_PGE_North_500_offpeak | Northern_California_Li_Battery_4hr_68_Generic | Operational_New_Capacity_MW | -1 | Generic_SCE_Eastern_500_HSN | Southern_NV_Eldorado_Li_Battery_8hr_40_Generic | Reliability_Capacity_In_Model_Year | 1 | Southern_NV_Eldorado_Li_Battery_8hr_40_Generic | SCE Eastern | CAISO_Li_Battery_8hr_Dispatch | Wind | Generic_SCE_Eastern_500_HSN | Southern_NV_Eldorado_Li_Battery_8hr_40_Generic | Reliability_Capacity_In_Model_Year | 1 | Generic_SCE_Eastern_500_SSN | Southern_NV_Eldorado_Li_Battery_8hr_40_Generic | Reliability_Capacity_In_Model_Year | 0.5 | Generic_SCE_Eastern_500_offpeak | Southern_NV_Eldorado_Li_Battery_8hr_40_Generic | Operational_New_Capacity_MW | -1
Generic_PGE_North_500_offpeak | Northern_California_Li_Battery_4hr_70_Generic | Operational_New_Capacity_MW | -1 | Generic_SCE_East_Pisgah_500_HSN | Southern_NV_Eldorado_Li_Battery_8hr_42_Generic | Reliability_Capacity_In_Model_Year | 1 | Southern_NV_Eldorado_Li_Battery_8hr_42_Generic | SCE East of Pisgah | CAISO_Li_Battery_8hr_Dispatch | Solar | Generic_SCE_East_Pisgah_500_HSN | Southern_NV_Eldorado_Li_Battery_8hr_42_Generic | Reliability_Capacity_In_Model_Year | 1 | Generic_SCE_East_Pisgah_500_SSN | Southern_NV_Eldorado_Li_Battery_8hr_42_Generic | Reliability_Capacity_In_Model_Year | 0.5 | Generic_SCE_East_Pisgah_500_offpeak | Southern_NV_Eldorado_Li_Battery_8hr_42_Generic | Operational_New_Capacity_MW | -1
Generic_PGE_North_500_offpeak | Northern_California_Li_Battery_4hr_73_Generic | Operational_New_Capacity_MW | -1 | Generic_SCE_East_Pisgah_500_HSN | Southern_NV_Eldorado_Solar_15_Generic | Reliability_Capacity_In_Model_Year | 0.106 | Southern_NV_Eldorado_Solar_15_Generic | SCE East of Pisgah | Southern_NV_Eldorado_Solar | Solar | Generic_SCE_East_Pisgah_500_HSN | Southern_NV_Eldorado_Solar_15_Generic | Reliability_Capacity_In_Model_Year | 0.106 | Generic_SCE_East_Pisgah_500_SSN | Southern_NV_Eldorado_Solar_15_Generic | Reliability_Capacity_In_Model_Year | 0.427 | Generic_SCE_East_Pisgah_500_offpeak | Southern_NV_Eldorado_Solar_15_Generic | Operational_New_Capacity_MW | 0.77
Generic_PGE_North_500_offpeak | Northern_California_Li_Battery_4hr_76_Generic | Operational_New_Capacity_MW | -1 | Generic_SCE_East_Pisgah_500_HSN | Southern_NV_Eldorado_Solar_16_Generic | Reliability_Capacity_In_Model_Year | 0.106 | Southern_NV_Eldorado_Solar_16_Generic | SCE East of Pisgah | Southern_NV_Eldorado_Solar | Solar | Generic_SCE_East_Pisgah_500_HSN | Southern_NV_Eldorado_Solar_16_Generic | Reliability_Capacity_In_Model_Year | 0.106 | Generic_SCE_East_Pisgah_500_SSN | Southern_NV_Eldorado_Solar_16_Generic | Reliability_Capacity_In_Model_Year | 0.427 | Generic_SCE_East_Pisgah_500_offpeak | Southern_NV_Eldorado_Solar_16_Generic | Operational_New_Capacity_MW | 0.77
Generic_PGE_North_500_offpeak | Northern_California_Li_Battery_4hr_80_Generic | Operational_New_Capacity_MW | -1 | Generic_SCE_East_Pisgah_500_HSN | Southern_NV_Eldorado_Solar_19_Generic | Reliability_Capacity_In_Model_Year | 0.106 | Southern_NV_Eldorado_Solar_19_Generic | SCE East of Pisgah | Southern_NV_Eldorado_Solar | Solar | Generic_SCE_East_Pisgah_500_HSN | Southern_NV_Eldorado_Solar_19_Generic | Reliability_Capacity_In_Model_Year | 0.106 | Generic_SCE_East_Pisgah_500_SSN | Southern_NV_Eldorado_Solar_19_Generic | Reliability_Capacity_In_Model_Year | 0.427 | Generic_SCE_East_Pisgah_500_offpeak | Southern_NV_Eldorado_Solar_19_Generic | Operational_New_Capacity_MW | 0.77
Generic_PGE_North_500_offpeak | Northern_California_Li_Battery_4hr_82_Generic | Operational_New_Capacity_MW | -1 | Generic_SCE_Eastern_500_HSN | Southern_NV_Eldorado_Solar_19_Generic | Reliability_Capacity_In_Model_Year | 0.106 | Southern_NV_Eldorado_Solar_19_Generic | SCE Eastern | Southern_NV_Eldorado_Solar | Wind | Generic_SCE_Eastern_500_HSN | Southern_NV_Eldorado_Solar_19_Generic | Reliability_Capacity_In_Model_Year | 0.106 | Generic_SCE_Eastern_500_SSN | Southern_NV_Eldorado_Solar_19_Generic | Reliability_Capacity_In_Model_Year | 0.427 | Generic_SCE_Eastern_500_offpeak | Southern_NV_Eldorado_Solar_19_Generic | Operational_New_Capacity_MW | 0.68
Generic_PGE_North_500_offpeak | Northern_California_Li_Battery_4hr_83_Generic | Operational_New_Capacity_MW | -1 | Generic_SCE_East_Pisgah_500_HSN | Southern_NV_Eldorado_Solar_2_Generic | Reliability_Capacity_In_Model_Year | 0.106 | Southern_NV_Eldorado_Solar_2_Generic | SCE East of Pisgah | Southern_NV_Eldorado_Solar | Solar | Generic_SCE_East_Pisgah_500_HSN | Southern_NV_Eldorado_Solar_2_Generic | Reliability_Capacity_In_Model_Year | 0.106 | Generic_SCE_East_Pisgah_500_SSN | Southern_NV_Eldorado_Solar_2_Generic | Reliability_Capacity_In_Model_Year | 0.427 | Generic_SCE_East_Pisgah_500_offpeak | Southern_NV_Eldorado_Solar_2_Generic | Operational_New_Capacity_MW | 0.77
Generic_PGE_North_500_offpeak | Northern_California_Li_Battery_4hr_84_Generic | Operational_New_Capacity_MW | -1 | Generic_SCE_East_Pisgah_500_HSN | Southern_NV_Eldorado_Solar_40_Generic | Reliability_Capacity_In_Model_Year | 0.106 | Southern_NV_Eldorado_Solar_40_Generic | SCE East of Pisgah | Southern_NV_Eldorado_Solar | Solar | Generic_SCE_East_Pisgah_500_HSN | Southern_NV_Eldorado_Solar_40_Generic | Reliability_Capacity_In_Model_Year | 0.106 | Generic_SCE_East_Pisgah_500_SSN | Southern_NV_Eldorado_Solar_40_Generic | Reliability_Capacity_In_Model_Year | 0.427 | Generic_SCE_East_Pisgah_500_offpeak | Southern_NV_Eldorado_Solar_40_Generic | Operational_New_Capacity_MW | 0.77
Generic_PGE_North_500_offpeak | Northern_California_Li_Battery_4hr_85_Generic | Operational_New_Capacity_MW | -1 | Generic_SCE_Eastern_500_HSN | Southern_NV_Eldorado_Solar_40_Generic | Reliability_Capacity_In_Model_Year | 0.106 | Southern_NV_Eldorado_Solar_40_Generic | SCE Eastern | Southern_NV_Eldorado_Solar | Wind | Generic_SCE_Eastern_500_HSN | Southern_NV_Eldorado_Solar_40_Generic | Reliability_Capacity_In_Model_Year | 0.106 | Generic_SCE_Eastern_500_SSN | Southern_NV_Eldorado_Solar_40_Generic | Reliability_Capacity_In_Model_Year | 0.427 | Generic_SCE_Eastern_500_offpeak | Southern_NV_Eldorado_Solar_40_Generic | Operational_New_Capacity_MW | 0.68
Generic_PGE_North_500_offpeak | Northern_California_Li_Battery_4hr_92_Generic | Operational_New_Capacity_MW | -1 | Generic_SCE_East_Pisgah_500_HSN | Southern_NV_Eldorado_Solar_42_Generic | Reliability_Capacity_In_Model_Year | 0.106 | Southern_NV_Eldorado_Solar_42_Generic | SCE East of Pisgah | Southern_NV_Eldorado_Solar | Solar | Generic_SCE_East_Pisgah_500_HSN | Southern_NV_Eldorado_Solar_42_Generic | Reliability_Capacity_In_Model_Year | 0.106 | Generic_SCE_East_Pisgah_500_SSN | Southern_NV_Eldorado_Solar_42_Generic | Reliability_Capacity_In_Model_Year | 0.427 | Generic_SCE_East_Pisgah_500_offpeak | Southern_NV_Eldorado_Solar_42_Generic | Operational_New_Capacity_MW | 0.77
Generic_PGE_North_500_offpeak | Northern_California_Li_Battery_4hr_94_Generic | Operational_New_Capacity_MW | -1 | Generic_SCE_East_Pisgah_500_HSN | Southern_NV_Eldorado_Wind_15_Generic | Reliability_Capacity_In_Model_Year | 0.557 | Southern_NV_Eldorado_Wind_15_Generic | SCE East of Pisgah | Southern_NV_Eldorado_Wind | Solar | Generic_SCE_East_Pisgah_500_HSN | Southern_NV_Eldorado_Wind_15_Generic | Reliability_Capacity_In_Model_Year | 0.557 | Generic_SCE_East_Pisgah_500_SSN | Southern_NV_Eldorado_Wind_15_Generic | Reliability_Capacity_In_Model_Year | 0.208 | Generic_SCE_East_Pisgah_500_offpeak | Southern_NV_Eldorado_Wind_15_Generic | Operational_New_Capacity_MW | 0.44
Generic_PGE_North_500_offpeak | Northern_California_Li_Battery_4hr_96_Generic | Operational_New_Capacity_MW | -1 | Generic_SCE_East_Pisgah_500_HSN | Southern_NV_Eldorado_Wind_16_Generic | Reliability_Capacity_In_Model_Year | 0.557 | Southern_NV_Eldorado_Wind_16_Generic | SCE East of Pisgah | Southern_NV_Eldorado_Wind | Solar | Generic_SCE_East_Pisgah_500_HSN | Southern_NV_Eldorado_Wind_16_Generic | Reliability_Capacity_In_Model_Year | 0.557 | Generic_SCE_East_Pisgah_500_SSN | Southern_NV_Eldorado_Wind_16_Generic | Reliability_Capacity_In_Model_Year | 0.208 | Generic_SCE_East_Pisgah_500_offpeak | Southern_NV_Eldorado_Wind_16_Generic | Operational_New_Capacity_MW | 0.44
Generic_PGE_North_500_offpeak | Northern_California_Li_Battery_8hr_100_Generic | Operational_New_Capacity_MW | -1 | Generic_SCE_East_Pisgah_500_HSN | Southern_NV_Eldorado_Wind_2_Generic | Reliability_Capacity_In_Model_Year | 0.557 | Southern_NV_Eldorado_Wind_2_Generic | SCE East of Pisgah | Southern_NV_Eldorado_Wind | Solar | Generic_SCE_East_Pisgah_500_HSN | Southern_NV_Eldorado_Wind_2_Generic | Reliability_Capacity_In_Model_Year | 0.557 | Generic_SCE_East_Pisgah_500_SSN | Southern_NV_Eldorado_Wind_2_Generic | Reliability_Capacity_In_Model_Year | 0.208 | Generic_SCE_East_Pisgah_500_offpeak | Southern_NV_Eldorado_Wind_2_Generic | Operational_New_Capacity_MW | 0.44
Generic_PGE_North_500_offpeak | Northern_California_Li_Battery_8hr_112_Generic | Operational_New_Capacity_MW | -1 | Generic_PGE_South_500_HSN | Southern_PGAE_Adiabatic_CAES_12_Generic | Reliability_Capacity_In_Model_Year | 1 | Southern_PGAE_Adiabatic_CAES_12_Generic | PG&E South | CAISO_Adiabatic_CAES_24hr | Wind | Generic_PGE_South_500_HSN | Southern_PGAE_Adiabatic_CAES_12_Generic | Reliability_Capacity_In_Model_Year | 1 | Generic_PGE_South_500_SSN | Southern_PGAE_Adiabatic_CAES_12_Generic | Reliability_Capacity_In_Model_Year | 0.5 | Generic_PGE_South_500_offpeak | Southern_PGAE_Adiabatic_CAES_12_Generic | Operational_New_Capacity_MW | -1
Generic_PGE_North_500_offpeak | Northern_California_Li_Battery_8hr_113_Generic | Operational_New_Capacity_MW | -1 | Generic_PGE_South_500_HSN | Southern_PGAE_Flow_Battery_102_Generic | Reliability_Capacity_In_Model_Year | 1 | Southern_PGAE_Flow_Battery_102_Generic | PG&E South | CAISO_Flow_Battery_8hr_Dispatch | Wind | Generic_PGE_South_500_HSN | Southern_PGAE_Flow_Battery_102_Generic | Reliability_Capacity_In_Model_Year | 1 | Generic_PGE_South_500_SSN | Southern_PGAE_Flow_Battery_102_Generic | Reliability_Capacity_In_Model_Year | 0.5 | Generic_PGE_South_500_offpeak | Southern_PGAE_Flow_Battery_102_Generic | Operational_New_Capacity_MW | -1
Generic_PGE_North_500_offpeak | Northern_California_Li_Battery_8hr_114_Generic | Operational_New_Capacity_MW | -1 | Generic_PGE_South_500_HSN | Southern_PGAE_Flow_Battery_109_Generic | Reliability_Capacity_In_Model_Year | 1 | Southern_PGAE_Flow_Battery_109_Generic | PG&E South | CAISO_Flow_Battery_8hr_Dispatch | Wind | Generic_PGE_South_500_HSN | Southern_PGAE_Flow_Battery_109_Generic | Reliability_Capacity_In_Model_Year | 1 | Generic_PGE_South_500_SSN | Southern_PGAE_Flow_Battery_109_Generic | Reliability_Capacity_In_Model_Year | 0.5 | Generic_PGE_South_500_offpeak | Southern_PGAE_Flow_Battery_109_Generic | Operational_New_Capacity_MW | -1
Generic_PGE_North_500_offpeak | Northern_California_Li_Battery_8hr_116_Generic | Operational_New_Capacity_MW | -1 | Generic_PGE_North_500_HSN | Southern_PGAE_Flow_Battery_111_Generic | Reliability_Capacity_In_Model_Year | 1 | Southern_PGAE_Flow_Battery_111_Generic | PG&E North | CAISO_Flow_Battery_8hr_Dispatch | Solar | Generic_PGE_North_500_HSN | Southern_PGAE_Flow_Battery_111_Generic | Reliability_Capacity_In_Model_Year | 1 | Generic_PGE_North_500_SSN | Southern_PGAE_Flow_Battery_111_Generic | Reliability_Capacity_In_Model_Year | 0.5 | Generic_PGE_North_500_offpeak | Southern_PGAE_Flow_Battery_111_Generic | Operational_New_Capacity_MW | -1
Generic_PGE_North_500_offpeak | Northern_California_Li_Battery_8hr_121_Generic | Operational_New_Capacity_MW | -1 | Generic_PGE_South_500_HSN | Southern_PGAE_Flow_Battery_117_Generic | Reliability_Capacity_In_Model_Year | 1 | Southern_PGAE_Flow_Battery_117_Generic | PG&E South | CAISO_Flow_Battery_8hr_Dispatch | Wind | Generic_PGE_South_500_HSN | Southern_PGAE_Flow_Battery_117_Generic | Reliability_Capacity_In_Model_Year | 1 | Generic_PGE_South_500_SSN | Southern_PGAE_Flow_Battery_117_Generic | Reliability_Capacity_In_Model_Year | 0.5 | Generic_PGE_South_500_offpeak | Southern_PGAE_Flow_Battery_117_Generic | Operational_New_Capacity_MW | -1
Generic_PGE_North_500_offpeak | Northern_California_Li_Battery_8hr_122_Generic | Operational_New_Capacity_MW | -1 | Generic_PGE_South_500_HSN | Southern_PGAE_Flow_Battery_118_Generic | Reliability_Capacity_In_Model_Year | 1 | Southern_PGAE_Flow_Battery_118_Generic | PG&E South | CAISO_Flow_Battery_8hr_Dispatch | Wind | Generic_PGE_South_500_HSN | Southern_PGAE_Flow_Battery_118_Generic | Reliability_Capacity_In_Model_Year | 1 | Generic_PGE_South_500_SSN | Southern_PGAE_Flow_Battery_118_Generic | Reliability_Capacity_In_Model_Year | 0.5 | Generic_PGE_South_500_offpeak | Southern_PGAE_Flow_Battery_118_Generic | Operational_New_Capacity_MW | -1
Generic_PGE_North_500_offpeak | Northern_California_Li_Battery_8hr_126_Generic | Operational_New_Capacity_MW | -1 | Generic_PGE_South_500_HSN | Southern_PGAE_Flow_Battery_12_Generic | Reliability_Capacity_In_Model_Year | 1 | Southern_PGAE_Flow_Battery_12_Generic | PG&E South | CAISO_Flow_Battery_8hr_Dispatch | Wind | Generic_PGE_South_500_HSN | Southern_PGAE_Flow_Battery_12_Generic | Reliability_Capacity_In_Model_Year | 1 | Generic_PGE_South_500_SSN | Southern_PGAE_Flow_Battery_12_Generic | Reliability_Capacity_In_Model_Year | 0.5 | Generic_PGE_South_500_offpeak | Southern_PGAE_Flow_Battery_12_Generic | Operational_New_Capacity_MW | -1
Generic_PGE_North_500_offpeak | Northern_California_Li_Battery_8hr_127_Generic | Operational_New_Capacity_MW | -1 | Generic_PGE_North_500_HSN | Southern_PGAE_Flow_Battery_124_Generic | Reliability_Capacity_In_Model_Year | 1 | Southern_PGAE_Flow_Battery_124_Generic | PG&E North | CAISO_Flow_Battery_8hr_Dispatch | Solar | Generic_PGE_North_500_HSN | Southern_PGAE_Flow_Battery_124_Generic | Reliability_Capacity_In_Model_Year | 1 | Generic_PGE_North_500_SSN | Southern_PGAE_Flow_Battery_124_Generic | Reliability_Capacity_In_Model_Year | 0.5 | Generic_PGE_North_500_offpeak | Southern_PGAE_Flow_Battery_124_Generic | Operational_New_Capacity_MW | -1
Generic_PGE_North_500_offpeak | Northern_California_Li_Battery_8hr_132_Generic | Operational_New_Capacity_MW | -1 | Generic_PGE_South_500_HSN | Southern_PGAE_Flow_Battery_124_Generic | Reliability_Capacity_In_Model_Year | 1 | Southern_PGAE_Flow_Battery_124_Generic | PG&E South | CAISO_Flow_Battery_8hr_Dispatch | Wind | Generic_PGE_South_500_HSN | Southern_PGAE_Flow_Battery_124_Generic | Reliability_Capacity_In_Model_Year | 1 | Generic_PGE_South_500_SSN | Southern_PGAE_Flow_Battery_124_Generic | Reliability_Capacity_In_Model_Year | 0.5 | Generic_PGE_South_500_offpeak | Southern_PGAE_Flow_Battery_124_Generic | Operational_New_Capacity_MW | -1
Generic_PGE_North_500_offpeak | Northern_California_Li_Battery_8hr_135_Generic | Operational_New_Capacity_MW | -1 | Generic_PGE_South_500_HSN | Southern_PGAE_Flow_Battery_136_Generic | Reliability_Capacity_In_Model_Year | 1 | Southern_PGAE_Flow_Battery_136_Generic | PG&E South | CAISO_Flow_Battery_8hr_Dispatch | Wind | Generic_PGE_South_500_HSN | Southern_PGAE_Flow_Battery_136_Generic | Reliability_Capacity_In_Model_Year | 1 | Generic_PGE_South_500_SSN | Southern_PGAE_Flow_Battery_136_Generic | Reliability_Capacity_In_Model_Year | 0.5 | Generic_PGE_South_500_offpeak | Southern_PGAE_Flow_Battery_136_Generic | Operational_New_Capacity_MW | -1
Generic_PGE_North_500_offpeak | Northern_California_Li_Battery_8hr_138_Generic | Operational_New_Capacity_MW | -1 | Generic_PGE_North_500_HSN | Southern_PGAE_Flow_Battery_139_Generic | Reliability_Capacity_In_Model_Year | 1 | Southern_PGAE_Flow_Battery_139_Generic | PG&E North | CAISO_Flow_Battery_8hr_Dispatch | Solar | Generic_PGE_North_500_HSN | Southern_PGAE_Flow_Battery_139_Generic | Reliability_Capacity_In_Model_Year | 1 | Generic_PGE_North_500_SSN | Southern_PGAE_Flow_Battery_139_Generic | Reliability_Capacity_In_Model_Year | 0.5 | Generic_PGE_North_500_offpeak | Southern_PGAE_Flow_Battery_139_Generic | Operational_New_Capacity_MW | -1
Generic_PGE_North_500_offpeak | Northern_California_Li_Battery_8hr_141_Generic | Operational_New_Capacity_MW | -1 | Generic_PGE_South_500_HSN | Southern_PGAE_Flow_Battery_139_Generic | Reliability_Capacity_In_Model_Year | 1 | Southern_PGAE_Flow_Battery_139_Generic | PG&E South | CAISO_Flow_Battery_8hr_Dispatch | Wind | Generic_PGE_South_500_HSN | Southern_PGAE_Flow_Battery_139_Generic | Reliability_Capacity_In_Model_Year | 1 | Generic_PGE_South_500_SSN | Southern_PGAE_Flow_Battery_139_Generic | Reliability_Capacity_In_Model_Year | 0.5 | Generic_PGE_South_500_offpeak | Southern_PGAE_Flow_Battery_139_Generic | Operational_New_Capacity_MW | -1
Generic_PGE_North_500_offpeak | Northern_California_Li_Battery_8hr_144_Generic | Operational_New_Capacity_MW | -1 | Generic_PGE_North_500_HSN | Southern_PGAE_Flow_Battery_140_Generic | Reliability_Capacity_In_Model_Year | 1 | Southern_PGAE_Flow_Battery_140_Generic | PG&E North | CAISO_Flow_Battery_8hr_Dispatch | Solar | Generic_PGE_North_500_HSN | Southern_PGAE_Flow_Battery_140_Generic | Reliability_Capacity_In_Model_Year | 1 | Generic_PGE_North_500_SSN | Southern_PGAE_Flow_Battery_140_Generic | Reliability_Capacity_In_Model_Year | 0.5 | Generic_PGE_North_500_offpeak | Southern_PGAE_Flow_Battery_140_Generic | Operational_New_Capacity_MW | -1
Generic_PGE_North_500_offpeak | Northern_California_Li_Battery_8hr_149_Generic | Operational_New_Capacity_MW | -1 | Generic_PGE_South_500_HSN | Southern_PGAE_Flow_Battery_140_Generic | Reliability_Capacity_In_Model_Year | 1 | Southern_PGAE_Flow_Battery_140_Generic | PG&E South | CAISO_Flow_Battery_8hr_Dispatch | Wind | Generic_PGE_South_500_HSN | Southern_PGAE_Flow_Battery_140_Generic | Reliability_Capacity_In_Model_Year | 1 | Generic_PGE_South_500_SSN | Southern_PGAE_Flow_Battery_140_Generic | Reliability_Capacity_In_Model_Year | 0.5 | Generic_PGE_South_500_offpeak | Southern_PGAE_Flow_Battery_140_Generic | Operational_New_Capacity_MW | -1
Generic_PGE_North_500_offpeak | Northern_California_Li_Battery_8hr_150_Generic | Operational_New_Capacity_MW | -1 | Generic_PGE_North_500_HSN | Southern_PGAE_Flow_Battery_145_Generic | Reliability_Capacity_In_Model_Year | 1 | Southern_PGAE_Flow_Battery_145_Generic | PG&E North | CAISO_Flow_Battery_8hr_Dispatch | Solar | Generic_PGE_North_500_HSN | Southern_PGAE_Flow_Battery_145_Generic | Reliability_Capacity_In_Model_Year | 1 | Generic_PGE_North_500_SSN | Southern_PGAE_Flow_Battery_145_Generic | Reliability_Capacity_In_Model_Year | 0.5 | Generic_PGE_North_500_offpeak | Southern_PGAE_Flow_Battery_145_Generic | Operational_New_Capacity_MW | -1
Generic_PGE_North_500_offpeak | Northern_California_Li_Battery_8hr_155_Generic | Operational_New_Capacity_MW | -1 | Generic_PGE_South_500_HSN | Southern_PGAE_Flow_Battery_147_Generic | Reliability_Capacity_In_Model_Year | 1 | Southern_PGAE_Flow_Battery_147_Generic | PG&E South | CAISO_Flow_Battery_8hr_Dispatch | Wind | Generic_PGE_South_500_HSN | Southern_PGAE_Flow_Battery_147_Generic | Reliability_Capacity_In_Model_Year | 1 | Generic_PGE_South_500_SSN | Southern_PGAE_Flow_Battery_147_Generic | Reliability_Capacity_In_Model_Year | 0.5 | Generic_PGE_South_500_offpeak | Southern_PGAE_Flow_Battery_147_Generic | Operational_New_Capacity_MW | -1
Generic_PGE_North_500_offpeak | Northern_California_Li_Battery_8hr_157_Generic | Operational_New_Capacity_MW | -1 | Generic_PGE_South_500_HSN | Southern_PGAE_Flow_Battery_148_Generic | Reliability_Capacity_In_Model_Year | 1 | Southern_PGAE_Flow_Battery_148_Generic | PG&E South | CAISO_Flow_Battery_8hr_Dispatch | Wind | Generic_PGE_South_500_HSN | Southern_PGAE_Flow_Battery_148_Generic | Reliability_Capacity_In_Model_Year | 1 | Generic_PGE_South_500_SSN | Southern_PGAE_Flow_Battery_148_Generic | Reliability_Capacity_In_Model_Year | 0.5 | Generic_PGE_South_500_offpeak | Southern_PGAE_Flow_Battery_148_Generic | Operational_New_Capacity_MW | -1
Generic_PGE_North_500_offpeak | Northern_California_Li_Battery_8hr_158_Generic | Operational_New_Capacity_MW | -1 | Generic_PGE_North_500_HSN | Southern_PGAE_Flow_Battery_151_Generic | Reliability_Capacity_In_Model_Year | 1 | Southern_PGAE_Flow_Battery_151_Generic | PG&E North | CAISO_Flow_Battery_8hr_Dispatch | Solar | Generic_PGE_North_500_HSN | Southern_PGAE_Flow_Battery_151_Generic | Reliability_Capacity_In_Model_Year | 1 | Generic_PGE_North_500_SSN | Southern_PGAE_Flow_Battery_151_Generic | Reliability_Capacity_In_Model_Year | 0.5 | Generic_PGE_North_500_offpeak | Southern_PGAE_Flow_Battery_151_Generic | Operational_New_Capacity_MW | -1
Generic_PGE_North_500_offpeak | Northern_California_Li_Battery_8hr_159_Generic | Operational_New_Capacity_MW | -1 | Generic_PGE_South_500_HSN | Southern_PGAE_Flow_Battery_151_Generic | Reliability_Capacity_In_Model_Year | 1 | Southern_PGAE_Flow_Battery_151_Generic | PG&E South | CAISO_Flow_Battery_8hr_Dispatch | Wind | Generic_PGE_South_500_HSN | Southern_PGAE_Flow_Battery_151_Generic | Reliability_Capacity_In_Model_Year | 1 | Generic_PGE_South_500_SSN | Southern_PGAE_Flow_Battery_151_Generic | Reliability_Capacity_In_Model_Year | 0.5 | Generic_PGE_South_500_offpeak | Southern_PGAE_Flow_Battery_151_Generic | Operational_New_Capacity_MW | -1
Generic_PGE_North_500_offpeak | Northern_California_Li_Battery_8hr_166_Generic | Operational_New_Capacity_MW | -1 | Generic_PGE_South_500_HSN | Southern_PGAE_Flow_Battery_152_Generic | Reliability_Capacity_In_Model_Year | 1 | Southern_PGAE_Flow_Battery_152_Generic | PG&E South | CAISO_Flow_Battery_8hr_Dispatch | Wind | Generic_PGE_South_500_HSN | Southern_PGAE_Flow_Battery_152_Generic | Reliability_Capacity_In_Model_Year | 1 | Generic_PGE_South_500_SSN | Southern_PGAE_Flow_Battery_152_Generic | Reliability_Capacity_In_Model_Year | 0.5 | Generic_PGE_South_500_offpeak | Southern_PGAE_Flow_Battery_152_Generic | Operational_New_Capacity_MW | -1
Generic_PGE_North_500_offpeak | Northern_California_Li_Battery_8hr_172_Generic | Operational_New_Capacity_MW | -1 | Generic_PGE_North_500_HSN | Southern_PGAE_Flow_Battery_154_Generic | Reliability_Capacity_In_Model_Year | 1 | Southern_PGAE_Flow_Battery_154_Generic | PG&E North | CAISO_Flow_Battery_8hr_Dispatch | Solar | Generic_PGE_North_500_HSN | Southern_PGAE_Flow_Battery_154_Generic | Reliability_Capacity_In_Model_Year | 1 | Generic_PGE_North_500_SSN | Southern_PGAE_Flow_Battery_154_Generic | Reliability_Capacity_In_Model_Year | 0.5 | Generic_PGE_North_500_offpeak | Southern_PGAE_Flow_Battery_154_Generic | Operational_New_Capacity_MW | -1
Generic_PGE_North_500_offpeak | Northern_California_Li_Battery_8hr_178_Generic | Operational_New_Capacity_MW | -1 | Generic_PGE_South_500_HSN | Southern_PGAE_Flow_Battery_154_Generic | Reliability_Capacity_In_Model_Year | 1 | Southern_PGAE_Flow_Battery_154_Generic | PG&E South | CAISO_Flow_Battery_8hr_Dispatch | Wind | Generic_PGE_South_500_HSN | Southern_PGAE_Flow_Battery_154_Generic | Reliability_Capacity_In_Model_Year | 1 | Generic_PGE_South_500_SSN | Southern_PGAE_Flow_Battery_154_Generic | Reliability_Capacity_In_Model_Year | 0.5 | Generic_PGE_South_500_offpeak | Southern_PGAE_Flow_Battery_154_Generic | Operational_New_Capacity_MW | -1
Generic_PGE_North_500_offpeak | Northern_California_Li_Battery_8hr_179_Generic | Operational_New_Capacity_MW | -1 | Generic_PGE_South_500_HSN | Southern_PGAE_Flow_Battery_160_Generic | Reliability_Capacity_In_Model_Year | 1 | Southern_PGAE_Flow_Battery_160_Generic | PG&E South | CAISO_Flow_Battery_8hr_Dispatch | Wind | Generic_PGE_South_500_HSN | Southern_PGAE_Flow_Battery_160_Generic | Reliability_Capacity_In_Model_Year | 1 | Generic_PGE_South_500_SSN | Southern_PGAE_Flow_Battery_160_Generic | Reliability_Capacity_In_Model_Year | 0.5 | Generic_PGE_South_500_offpeak | Southern_PGAE_Flow_Battery_160_Generic | Operational_New_Capacity_MW | -1
Generic_PGE_North_500_offpeak | Northern_California_Li_Battery_8hr_180_Generic | Operational_New_Capacity_MW | -1 | Generic_PGE_North_500_HSN | Southern_PGAE_Flow_Battery_161_Generic | Reliability_Capacity_In_Model_Year | 1 | Southern_PGAE_Flow_Battery_161_Generic | PG&E North | CAISO_Flow_Battery_8hr_Dispatch | Solar | Generic_PGE_North_500_HSN | Southern_PGAE_Flow_Battery_161_Generic | Reliability_Capacity_In_Model_Year | 1 | Generic_PGE_North_500_SSN | Southern_PGAE_Flow_Battery_161_Generic | Reliability_Capacity_In_Model_Year | 0.5 | Generic_PGE_North_500_offpeak | Southern_PGAE_Flow_Battery_161_Generic | Operational_New_Capacity_MW | -1
Generic_PGE_North_500_offpeak | Northern_California_Li_Battery_8hr_25_Generic | Operational_New_Capacity_MW | -1 | Generic_PGE_South_500_HSN | Southern_PGAE_Flow_Battery_161_Generic | Reliability_Capacity_In_Model_Year | 1 | Southern_PGAE_Flow_Battery_161_Generic | PG&E South | CAISO_Flow_Battery_8hr_Dispatch | Wind | Generic_PGE_South_500_HSN | Southern_PGAE_Flow_Battery_161_Generic | Reliability_Capacity_In_Model_Year | 1 | Generic_PGE_South_500_SSN | Southern_PGAE_Flow_Battery_161_Generic | Reliability_Capacity_In_Model_Year | 0.5 | Generic_PGE_South_500_offpeak | Southern_PGAE_Flow_Battery_161_Generic | Operational_New_Capacity_MW | -1
Generic_PGE_North_500_offpeak | Northern_California_Li_Battery_8hr_26_Generic | Operational_New_Capacity_MW | -1 | Generic_PGE_North_500_HSN | Southern_PGAE_Flow_Battery_162_Generic | Reliability_Capacity_In_Model_Year | 1 | Southern_PGAE_Flow_Battery_162_Generic | PG&E North | CAISO_Flow_Battery_8hr_Dispatch | Solar | Generic_PGE_North_500_HSN | Southern_PGAE_Flow_Battery_162_Generic | Reliability_Capacity_In_Model_Year | 1 | Generic_PGE_North_500_SSN | Southern_PGAE_Flow_Battery_162_Generic | Reliability_Capacity_In_Model_Year | 0.5 | Generic_PGE_North_500_offpeak | Southern_PGAE_Flow_Battery_162_Generic | Operational_New_Capacity_MW | -1
Generic_PGE_North_500_offpeak | Northern_California_Li_Battery_8hr_29_Generic | Operational_New_Capacity_MW | -1 | Generic_PGE_South_500_HSN | Southern_PGAE_Flow_Battery_162_Generic | Reliability_Capacity_In_Model_Year | 1 | Southern_PGAE_Flow_Battery_162_Generic | PG&E South | CAISO_Flow_Battery_8hr_Dispatch | Wind | Generic_PGE_South_500_HSN | Southern_PGAE_Flow_Battery_162_Generic | Reliability_Capacity_In_Model_Year | 1 | Generic_PGE_South_500_SSN | Southern_PGAE_Flow_Battery_162_Generic | Reliability_Capacity_In_Model_Year | 0.5 | Generic_PGE_South_500_offpeak | Southern_PGAE_Flow_Battery_162_Generic | Operational_New_Capacity_MW | -1
Generic_PGE_North_500_offpeak | Northern_California_Li_Battery_8hr_31_Generic | Operational_New_Capacity_MW | -1 | Generic_PGE_North_500_HSN | Southern_PGAE_Flow_Battery_163_Generic | Reliability_Capacity_In_Model_Year | 1 | Southern_PGAE_Flow_Battery_163_Generic | PG&E North | CAISO_Flow_Battery_8hr_Dispatch | Solar | Generic_PGE_North_500_HSN | Southern_PGAE_Flow_Battery_163_Generic | Reliability_Capacity_In_Model_Year | 1 | Generic_PGE_North_500_SSN | Southern_PGAE_Flow_Battery_163_Generic | Reliability_Capacity_In_Model_Year | 0.5 | Generic_PGE_North_500_offpeak | Southern_PGAE_Flow_Battery_163_Generic | Operational_New_Capacity_MW | -1
Generic_PGE_North_500_offpeak | Northern_California_Li_Battery_8hr_35_Generic | Operational_New_Capacity_MW | -1 | Generic_PGE_South_500_HSN | Southern_PGAE_Flow_Battery_163_Generic | Reliability_Capacity_In_Model_Year | 1 | Southern_PGAE_Flow_Battery_163_Generic | PG&E South | CAISO_Flow_Battery_8hr_Dispatch | Wind | Generic_PGE_South_500_HSN | Southern_PGAE_Flow_Battery_163_Generic | Reliability_Capacity_In_Model_Year | 1 | Generic_PGE_South_500_SSN | Southern_PGAE_Flow_Battery_163_Generic | Reliability_Capacity_In_Model_Year | 0.5 | Generic_PGE_South_500_offpeak | Southern_PGAE_Flow_Battery_163_Generic | Operational_New_Capacity_MW | -1
Generic_PGE_North_500_offpeak | Northern_California_Li_Battery_8hr_38_Generic | Operational_New_Capacity_MW | -1 | Generic_PGE_North_500_HSN | Southern_PGAE_Flow_Battery_164_Generic | Reliability_Capacity_In_Model_Year | 1 | Southern_PGAE_Flow_Battery_164_Generic | PG&E North | CAISO_Flow_Battery_8hr_Dispatch | Solar | Generic_PGE_North_500_HSN | Southern_PGAE_Flow_Battery_164_Generic | Reliability_Capacity_In_Model_Year | 1 | Generic_PGE_North_500_SSN | Southern_PGAE_Flow_Battery_164_Generic | Reliability_Capacity_In_Model_Year | 0.5 | Generic_PGE_North_500_offpeak | Southern_PGAE_Flow_Battery_164_Generic | Operational_New_Capacity_MW | -1
Generic_PGE_North_500_offpeak | Northern_California_Li_Battery_8hr_41_Generic | Operational_New_Capacity_MW | -1 | Generic_PGE_South_500_HSN | Southern_PGAE_Flow_Battery_164_Generic | Reliability_Capacity_In_Model_Year | 1 | Southern_PGAE_Flow_Battery_164_Generic | PG&E South | CAISO_Flow_Battery_8hr_Dispatch | Wind | Generic_PGE_South_500_HSN | Southern_PGAE_Flow_Battery_164_Generic | Reliability_Capacity_In_Model_Year | 1 | Generic_PGE_South_500_SSN | Southern_PGAE_Flow_Battery_164_Generic | Reliability_Capacity_In_Model_Year | 0.5 | Generic_PGE_South_500_offpeak | Southern_PGAE_Flow_Battery_164_Generic | Operational_New_Capacity_MW | -1
Generic_PGE_North_500_offpeak | Northern_California_Li_Battery_8hr_44_Generic | Operational_New_Capacity_MW | -1 | Generic_PGE_North_500_HSN | Southern_PGAE_Flow_Battery_165_Generic | Reliability_Capacity_In_Model_Year | 1 | Southern_PGAE_Flow_Battery_165_Generic | PG&E North | CAISO_Flow_Battery_8hr_Dispatch | Solar | Generic_PGE_North_500_HSN | Southern_PGAE_Flow_Battery_165_Generic | Reliability_Capacity_In_Model_Year | 1 | Generic_PGE_North_500_SSN | Southern_PGAE_Flow_Battery_165_Generic | Reliability_Capacity_In_Model_Year | 0.5 | Generic_PGE_North_500_offpeak | Southern_PGAE_Flow_Battery_165_Generic | Operational_New_Capacity_MW | -1
Generic_PGE_North_500_offpeak | Northern_California_Li_Battery_8hr_5_Generic | Operational_New_Capacity_MW | -1 | Generic_PGE_South_500_HSN | Southern_PGAE_Flow_Battery_165_Generic | Reliability_Capacity_In_Model_Year | 1 | Southern_PGAE_Flow_Battery_165_Generic | PG&E South | CAISO_Flow_Battery_8hr_Dispatch | Wind | Generic_PGE_South_500_HSN | Southern_PGAE_Flow_Battery_165_Generic | Reliability_Capacity_In_Model_Year | 1 | Generic_PGE_South_500_SSN | Southern_PGAE_Flow_Battery_165_Generic | Reliability_Capacity_In_Model_Year | 0.5 | Generic_PGE_South_500_offpeak | Southern_PGAE_Flow_Battery_165_Generic | Operational_New_Capacity_MW | -1
Generic_PGE_North_500_offpeak | Northern_California_Li_Battery_8hr_51_Generic | Operational_New_Capacity_MW | -1 | Generic_PGE_North_500_HSN | Southern_PGAE_Flow_Battery_168_Generic | Reliability_Capacity_In_Model_Year | 1 | Southern_PGAE_Flow_Battery_168_Generic | PG&E North | CAISO_Flow_Battery_8hr_Dispatch | Solar | Generic_PGE_North_500_HSN | Southern_PGAE_Flow_Battery_168_Generic | Reliability_Capacity_In_Model_Year | 1 | Generic_PGE_North_500_SSN | Southern_PGAE_Flow_Battery_168_Generic | Reliability_Capacity_In_Model_Year | 0.5 | Generic_PGE_North_500_offpeak | Southern_PGAE_Flow_Battery_168_Generic | Operational_New_Capacity_MW | -1
Generic_PGE_North_500_offpeak | Northern_California_Li_Battery_8hr_57_Generic | Operational_New_Capacity_MW | -1 | Generic_PGE_South_500_HSN | Southern_PGAE_Flow_Battery_168_Generic | Reliability_Capacity_In_Model_Year | 1 | Southern_PGAE_Flow_Battery_168_Generic | PG&E South | CAISO_Flow_Battery_8hr_Dispatch | Wind | Generic_PGE_South_500_HSN | Southern_PGAE_Flow_Battery_168_Generic | Reliability_Capacity_In_Model_Year | 1 | Generic_PGE_South_500_SSN | Southern_PGAE_Flow_Battery_168_Generic | Reliability_Capacity_In_Model_Year | 0.5 | Generic_PGE_South_500_offpeak | Southern_PGAE_Flow_Battery_168_Generic | Operational_New_Capacity_MW | -1
Generic_PGE_North_500_offpeak | Northern_California_Li_Battery_8hr_68_Generic | Operational_New_Capacity_MW | -1 | Generic_PGE_North_500_HSN | Southern_PGAE_Flow_Battery_169_Generic | Reliability_Capacity_In_Model_Year | 1 | Southern_PGAE_Flow_Battery_169_Generic | PG&E North | CAISO_Flow_Battery_8hr_Dispatch | Solar | Generic_PGE_North_500_HSN | Southern_PGAE_Flow_Battery_169_Generic | Reliability_Capacity_In_Model_Year | 1 | Generic_PGE_North_500_SSN | Southern_PGAE_Flow_Battery_169_Generic | Reliability_Capacity_In_Model_Year | 0.5 | Generic_PGE_North_500_offpeak | Southern_PGAE_Flow_Battery_169_Generic | Operational_New_Capacity_MW | -1
Generic_PGE_North_500_offpeak | Northern_California_Li_Battery_8hr_70_Generic | Operational_New_Capacity_MW | -1 | Generic_PGE_South_500_HSN | Southern_PGAE_Flow_Battery_169_Generic | Reliability_Capacity_In_Model_Year | 1 | Southern_PGAE_Flow_Battery_169_Generic | PG&E South | CAISO_Flow_Battery_8hr_Dispatch | Wind | Generic_PGE_South_500_HSN | Southern_PGAE_Flow_Battery_169_Generic | Reliability_Capacity_In_Model_Year | 1 | Generic_PGE_South_500_SSN | Southern_PGAE_Flow_Battery_169_Generic | Reliability_Capacity_In_Model_Year | 0.5 | Generic_PGE_South_500_offpeak | Southern_PGAE_Flow_Battery_169_Generic | Operational_New_Capacity_MW | -1
Generic_PGE_North_500_offpeak | Northern_California_Li_Battery_8hr_73_Generic | Operational_New_Capacity_MW | -1 | Generic_PGE_North_500_HSN | Southern_PGAE_Flow_Battery_17_Generic | Reliability_Capacity_In_Model_Year | 1 | Southern_PGAE_Flow_Battery_17_Generic | PG&E North | CAISO_Flow_Battery_8hr_Dispatch | Solar | Generic_PGE_North_500_HSN | Southern_PGAE_Flow_Battery_17_Generic | Reliability_Capacity_In_Model_Year | 1 | Generic_PGE_North_500_SSN | Southern_PGAE_Flow_Battery_17_Generic | Reliability_Capacity_In_Model_Year | 0.5 | Generic_PGE_North_500_offpeak | Southern_PGAE_Flow_Battery_17_Generic | Operational_New_Capacity_MW | -1
Generic_PGE_North_500_offpeak | Northern_California_Li_Battery_8hr_76_Generic | Operational_New_Capacity_MW | -1 | Generic_PGE_South_500_HSN | Southern_PGAE_Flow_Battery_17_Generic | Reliability_Capacity_In_Model_Year | 1 | Southern_PGAE_Flow_Battery_17_Generic | PG&E South | CAISO_Flow_Battery_8hr_Dispatch | Wind | Generic_PGE_South_500_HSN | Southern_PGAE_Flow_Battery_17_Generic | Reliability_Capacity_In_Model_Year | 1 | Generic_PGE_South_500_SSN | Southern_PGAE_Flow_Battery_17_Generic | Reliability_Capacity_In_Model_Year | 0.5 | Generic_PGE_South_500_offpeak | Southern_PGAE_Flow_Battery_17_Generic | Operational_New_Capacity_MW | -1
Generic_PGE_North_500_offpeak | Northern_California_Li_Battery_8hr_80_Generic | Operational_New_Capacity_MW | -1 | Generic_PGE_North_500_HSN | Southern_PGAE_Flow_Battery_170_Generic | Reliability_Capacity_In_Model_Year | 1 | Southern_PGAE_Flow_Battery_170_Generic | PG&E North | CAISO_Flow_Battery_8hr_Dispatch | Solar | Generic_PGE_North_500_HSN | Southern_PGAE_Flow_Battery_170_Generic | Reliability_Capacity_In_Model_Year | 1 | Generic_PGE_North_500_SSN | Southern_PGAE_Flow_Battery_170_Generic | Reliability_Capacity_In_Model_Year | 0.5 | Generic_PGE_North_500_offpeak | Southern_PGAE_Flow_Battery_170_Generic | Operational_New_Capacity_MW | -1
Generic_PGE_North_500_offpeak | Northern_California_Li_Battery_8hr_82_Generic | Operational_New_Capacity_MW | -1 | Generic_PGE_South_500_HSN | Southern_PGAE_Flow_Battery_170_Generic | Reliability_Capacity_In_Model_Year | 1 | Southern_PGAE_Flow_Battery_170_Generic | PG&E South | CAISO_Flow_Battery_8hr_Dispatch | Wind | Generic_PGE_South_500_HSN | Southern_PGAE_Flow_Battery_170_Generic | Reliability_Capacity_In_Model_Year | 1 | Generic_PGE_South_500_SSN | Southern_PGAE_Flow_Battery_170_Generic | Reliability_Capacity_In_Model_Year | 0.5 | Generic_PGE_South_500_offpeak | Southern_PGAE_Flow_Battery_170_Generic | Operational_New_Capacity_MW | -1
Generic_PGE_North_500_offpeak | Northern_California_Li_Battery_8hr_83_Generic | Operational_New_Capacity_MW | -1 | Generic_PGE_South_500_HSN | Southern_PGAE_Flow_Battery_173_Generic | Reliability_Capacity_In_Model_Year | 1 | Southern_PGAE_Flow_Battery_173_Generic | PG&E South | CAISO_Flow_Battery_8hr_Dispatch | Wind | Generic_PGE_South_500_HSN | Southern_PGAE_Flow_Battery_173_Generic | Reliability_Capacity_In_Model_Year | 1 | Generic_PGE_South_500_SSN | Southern_PGAE_Flow_Battery_173_Generic | Reliability_Capacity_In_Model_Year | 0.5 | Generic_PGE_South_500_offpeak | Southern_PGAE_Flow_Battery_173_Generic | Operational_New_Capacity_MW | -1
Generic_PGE_North_500_offpeak | Northern_California_Li_Battery_8hr_84_Generic | Operational_New_Capacity_MW | -1 | Generic_PGE_North_500_HSN | Southern_PGAE_Flow_Battery_174_Generic | Reliability_Capacity_In_Model_Year | 1 | Southern_PGAE_Flow_Battery_174_Generic | PG&E North | CAISO_Flow_Battery_8hr_Dispatch | Solar | Generic_PGE_North_500_HSN | Southern_PGAE_Flow_Battery_174_Generic | Reliability_Capacity_In_Model_Year | 1 | Generic_PGE_North_500_SSN | Southern_PGAE_Flow_Battery_174_Generic | Reliability_Capacity_In_Model_Year | 0.5 | Generic_PGE_North_500_offpeak | Southern_PGAE_Flow_Battery_174_Generic | Operational_New_Capacity_MW | -1
Generic_PGE_North_500_offpeak | Northern_California_Li_Battery_8hr_85_Generic | Operational_New_Capacity_MW | -1 | Generic_PGE_South_500_HSN | Southern_PGAE_Flow_Battery_174_Generic | Reliability_Capacity_In_Model_Year | 1 | Southern_PGAE_Flow_Battery_174_Generic | PG&E South | CAISO_Flow_Battery_8hr_Dispatch | Wind | Generic_PGE_South_500_HSN | Southern_PGAE_Flow_Battery_174_Generic | Reliability_Capacity_In_Model_Year | 1 | Generic_PGE_South_500_SSN | Southern_PGAE_Flow_Battery_174_Generic | Reliability_Capacity_In_Model_Year | 0.5 | Generic_PGE_South_500_offpeak | Southern_PGAE_Flow_Battery_174_Generic | Operational_New_Capacity_MW | -1
Generic_PGE_North_500_offpeak | Northern_California_Li_Battery_8hr_92_Generic | Operational_New_Capacity_MW | -1 | Generic_PGE_South_500_HSN | Southern_PGAE_Flow_Battery_175_Generic | Reliability_Capacity_In_Model_Year | 1 | Southern_PGAE_Flow_Battery_175_Generic | PG&E South | CAISO_Flow_Battery_8hr_Dispatch | Wind | Generic_PGE_South_500_HSN | Southern_PGAE_Flow_Battery_175_Generic | Reliability_Capacity_In_Model_Year | 1 | Generic_PGE_South_500_SSN | Southern_PGAE_Flow_Battery_175_Generic | Reliability_Capacity_In_Model_Year | 0.5 | Generic_PGE_South_500_offpeak | Southern_PGAE_Flow_Battery_175_Generic | Operational_New_Capacity_MW | -1
Generic_PGE_North_500_offpeak | Northern_California_Li_Battery_8hr_94_Generic | Operational_New_Capacity_MW | -1 | Generic_PGE_North_500_HSN | Southern_PGAE_Flow_Battery_176_Generic | Reliability_Capacity_In_Model_Year | 1 | Southern_PGAE_Flow_Battery_176_Generic | PG&E North | CAISO_Flow_Battery_8hr_Dispatch | Solar | Generic_PGE_North_500_HSN | Southern_PGAE_Flow_Battery_176_Generic | Reliability_Capacity_In_Model_Year | 1 | Generic_PGE_North_500_SSN | Southern_PGAE_Flow_Battery_176_Generic | Reliability_Capacity_In_Model_Year | 0.5 | Generic_PGE_North_500_offpeak | Southern_PGAE_Flow_Battery_176_Generic | Operational_New_Capacity_MW | -1
Generic_PGE_North_500_offpeak | Northern_California_Li_Battery_8hr_96_Generic | Operational_New_Capacity_MW | -1 | Generic_PGE_South_500_HSN | Southern_PGAE_Flow_Battery_176_Generic | Reliability_Capacity_In_Model_Year | 1 | Southern_PGAE_Flow_Battery_176_Generic | PG&E South | CAISO_Flow_Battery_8hr_Dispatch | Wind | Generic_PGE_South_500_HSN | Southern_PGAE_Flow_Battery_176_Generic | Reliability_Capacity_In_Model_Year | 1 | Generic_PGE_South_500_SSN | Southern_PGAE_Flow_Battery_176_Generic | Reliability_Capacity_In_Model_Year | 0.5 | Generic_PGE_South_500_offpeak | Southern_PGAE_Flow_Battery_176_Generic | Operational_New_Capacity_MW | -1
Generic_PGE_North_500_offpeak | Northern_California_Pumped_Storage_5_Generic | Operational_New_Capacity_MW | -1 | Generic_PGE_South_500_HSN | Southern_PGAE_Flow_Battery_177_Generic | Reliability_Capacity_In_Model_Year | 1 | Southern_PGAE_Flow_Battery_177_Generic | PG&E South | CAISO_Flow_Battery_8hr_Dispatch | Wind | Generic_PGE_South_500_HSN | Southern_PGAE_Flow_Battery_177_Generic | Reliability_Capacity_In_Model_Year | 1 | Generic_PGE_South_500_SSN | Southern_PGAE_Flow_Battery_177_Generic | Reliability_Capacity_In_Model_Year | 0.5 | Generic_PGE_South_500_offpeak | Southern_PGAE_Flow_Battery_177_Generic | Operational_New_Capacity_MW | -1
Generic_PGE_North_500_offpeak | Northern_California_Solar_100_Generic | Operational_New_Capacity_MW | 0.79 | Generic_PGE_South_500_HSN | Southern_PGAE_Flow_Battery_181_Generic | Reliability_Capacity_In_Model_Year | 1 | Southern_PGAE_Flow_Battery_181_Generic | PG&E South | CAISO_Flow_Battery_8hr_Dispatch | Wind | Generic_PGE_South_500_HSN | Southern_PGAE_Flow_Battery_181_Generic | Reliability_Capacity_In_Model_Year | 1 | Generic_PGE_South_500_SSN | Southern_PGAE_Flow_Battery_181_Generic | Reliability_Capacity_In_Model_Year | 0.5 | Generic_PGE_South_500_offpeak | Southern_PGAE_Flow_Battery_181_Generic | Operational_New_Capacity_MW | -1
Generic_PGE_North_500_offpeak | Northern_California_Solar_112_Generic | Operational_New_Capacity_MW | 0.79 | Generic_PGE_South_500_HSN | Southern_PGAE_Flow_Battery_22_Generic | Reliability_Capacity_In_Model_Year | 1 | Southern_PGAE_Flow_Battery_22_Generic | PG&E South | CAISO_Flow_Battery_8hr_Dispatch | Wind | Generic_PGE_South_500_HSN | Southern_PGAE_Flow_Battery_22_Generic | Reliability_Capacity_In_Model_Year | 1 | Generic_PGE_South_500_SSN | Southern_PGAE_Flow_Battery_22_Generic | Reliability_Capacity_In_Model_Year | 0.5 | Generic_PGE_South_500_offpeak | Southern_PGAE_Flow_Battery_22_Generic | Operational_New_Capacity_MW | -1
Generic_PGE_North_500_offpeak | Northern_California_Solar_113_Generic | Operational_New_Capacity_MW | 0.79 | Generic_PGE_South_500_HSN | Southern_PGAE_Flow_Battery_23_Generic | Reliability_Capacity_In_Model_Year | 1 | Southern_PGAE_Flow_Battery_23_Generic | PG&E South | CAISO_Flow_Battery_8hr_Dispatch | Wind | Generic_PGE_South_500_HSN | Southern_PGAE_Flow_Battery_23_Generic | Reliability_Capacity_In_Model_Year | 1 | Generic_PGE_South_500_SSN | Southern_PGAE_Flow_Battery_23_Generic | Reliability_Capacity_In_Model_Year | 0.5 | Generic_PGE_South_500_offpeak | Southern_PGAE_Flow_Battery_23_Generic | Operational_New_Capacity_MW | -1
Generic_PGE_North_500_offpeak | Northern_California_Solar_114_Generic | Operational_New_Capacity_MW | 0.79 | Generic_PGE_South_500_HSN | Southern_PGAE_Flow_Battery_24_Generic | Reliability_Capacity_In_Model_Year | 1 | Southern_PGAE_Flow_Battery_24_Generic | PG&E South | CAISO_Flow_Battery_8hr_Dispatch | Wind | Generic_PGE_South_500_HSN | Southern_PGAE_Flow_Battery_24_Generic | Reliability_Capacity_In_Model_Year | 1 | Generic_PGE_South_500_SSN | Southern_PGAE_Flow_Battery_24_Generic | Reliability_Capacity_In_Model_Year | 0.5 | Generic_PGE_South_500_offpeak | Southern_PGAE_Flow_Battery_24_Generic | Operational_New_Capacity_MW | -1
Generic_PGE_North_500_offpeak | Northern_California_Solar_116_Generic | Operational_New_Capacity_MW | 0.79 | Generic_PGE_South_500_HSN | Southern_PGAE_Flow_Battery_27_Generic | Reliability_Capacity_In_Model_Year | 1 | Southern_PGAE_Flow_Battery_27_Generic | PG&E South | CAISO_Flow_Battery_8hr_Dispatch | Wind | Generic_PGE_South_500_HSN | Southern_PGAE_Flow_Battery_27_Generic | Reliability_Capacity_In_Model_Year | 1 | Generic_PGE_South_500_SSN | Southern_PGAE_Flow_Battery_27_Generic | Reliability_Capacity_In_Model_Year | 0.5 | Generic_PGE_South_500_offpeak | Southern_PGAE_Flow_Battery_27_Generic | Operational_New_Capacity_MW | -1
Generic_PGE_North_500_offpeak | Northern_California_Solar_121_Generic | Operational_New_Capacity_MW | 0.79 | Generic_PGE_South_500_HSN | Southern_PGAE_Flow_Battery_3_Generic | Reliability_Capacity_In_Model_Year | 1 | Southern_PGAE_Flow_Battery_3_Generic | PG&E South | CAISO_Flow_Battery_8hr_Dispatch | Wind | Generic_PGE_South_500_HSN | Southern_PGAE_Flow_Battery_3_Generic | Reliability_Capacity_In_Model_Year | 1 | Generic_PGE_South_500_SSN | Southern_PGAE_Flow_Battery_3_Generic | Reliability_Capacity_In_Model_Year | 0.5 | Generic_PGE_South_500_offpeak | Southern_PGAE_Flow_Battery_3_Generic | Operational_New_Capacity_MW | -1
Generic_PGE_North_500_offpeak | Northern_California_Solar_122_Generic | Operational_New_Capacity_MW | 0.79 | Generic_PGE_South_500_HSN | Southern_PGAE_Flow_Battery_33_Generic | Reliability_Capacity_In_Model_Year | 1 | Southern_PGAE_Flow_Battery_33_Generic | PG&E South | CAISO_Flow_Battery_8hr_Dispatch | Wind | Generic_PGE_South_500_HSN | Southern_PGAE_Flow_Battery_33_Generic | Reliability_Capacity_In_Model_Year | 1 | Generic_PGE_South_500_SSN | Southern_PGAE_Flow_Battery_33_Generic | Reliability_Capacity_In_Model_Year | 0.5 | Generic_PGE_South_500_offpeak | Southern_PGAE_Flow_Battery_33_Generic | Operational_New_Capacity_MW | -1
Generic_PGE_North_500_offpeak | Northern_California_Solar_126_Generic | Operational_New_Capacity_MW | 0.79 | Generic_PGE_South_500_HSN | Southern_PGAE_Flow_Battery_34_Generic | Reliability_Capacity_In_Model_Year | 1 | Southern_PGAE_Flow_Battery_34_Generic | PG&E South | CAISO_Flow_Battery_8hr_Dispatch | Wind | Generic_PGE_South_500_HSN | Southern_PGAE_Flow_Battery_34_Generic | Reliability_Capacity_In_Model_Year | 1 | Generic_PGE_South_500_SSN | Southern_PGAE_Flow_Battery_34_Generic | Reliability_Capacity_In_Model_Year | 0.5 | Generic_PGE_South_500_offpeak | Southern_PGAE_Flow_Battery_34_Generic | Operational_New_Capacity_MW | -1
Generic_PGE_North_500_offpeak | Northern_California_Solar_127_Generic | Operational_New_Capacity_MW | 0.79 | Generic_PGE_South_500_HSN | Southern_PGAE_Flow_Battery_37_Generic | Reliability_Capacity_In_Model_Year | 1 | Southern_PGAE_Flow_Battery_37_Generic | PG&E South | CAISO_Flow_Battery_8hr_Dispatch | Wind | Generic_PGE_South_500_HSN | Southern_PGAE_Flow_Battery_37_Generic | Reliability_Capacity_In_Model_Year | 1 | Generic_PGE_South_500_SSN | Southern_PGAE_Flow_Battery_37_Generic | Reliability_Capacity_In_Model_Year | 0.5 | Generic_PGE_South_500_offpeak | Southern_PGAE_Flow_Battery_37_Generic | Operational_New_Capacity_MW | -1
Generic_PGE_North_500_offpeak | Northern_California_Solar_132_Generic | Operational_New_Capacity_MW | 0.79 | Generic_PGE_South_500_HSN | Southern_PGAE_Flow_Battery_39_Generic | Reliability_Capacity_In_Model_Year | 1 | Southern_PGAE_Flow_Battery_39_Generic | PG&E South | CAISO_Flow_Battery_8hr_Dispatch | Wind | Generic_PGE_South_500_HSN | Southern_PGAE_Flow_Battery_39_Generic | Reliability_Capacity_In_Model_Year | 1 | Generic_PGE_South_500_SSN | Southern_PGAE_Flow_Battery_39_Generic | Reliability_Capacity_In_Model_Year | 0.5 | Generic_PGE_South_500_offpeak | Southern_PGAE_Flow_Battery_39_Generic | Operational_New_Capacity_MW | -1
Generic_PGE_North_500_offpeak | Northern_California_Solar_135_Generic | Operational_New_Capacity_MW | 0.79 | Generic_PGE_South_500_HSN | Southern_PGAE_Flow_Battery_43_Generic | Reliability_Capacity_In_Model_Year | 1 | Southern_PGAE_Flow_Battery_43_Generic | PG&E South | CAISO_Flow_Battery_8hr_Dispatch | Wind | Generic_PGE_South_500_HSN | Southern_PGAE_Flow_Battery_43_Generic | Reliability_Capacity_In_Model_Year | 1 | Generic_PGE_South_500_SSN | Southern_PGAE_Flow_Battery_43_Generic | Reliability_Capacity_In_Model_Year | 0.5 | Generic_PGE_South_500_offpeak | Southern_PGAE_Flow_Battery_43_Generic | Operational_New_Capacity_MW | -1
Generic_PGE_North_500_offpeak | Northern_California_Solar_138_Generic | Operational_New_Capacity_MW | 0.79 | Generic_PGE_South_500_HSN | Southern_PGAE_Flow_Battery_45_Generic | Reliability_Capacity_In_Model_Year | 1 | Southern_PGAE_Flow_Battery_45_Generic | PG&E South | CAISO_Flow_Battery_8hr_Dispatch | Wind | Generic_PGE_South_500_HSN | Southern_PGAE_Flow_Battery_45_Generic | Reliability_Capacity_In_Model_Year | 1 | Generic_PGE_South_500_SSN | Southern_PGAE_Flow_Battery_45_Generic | Reliability_Capacity_In_Model_Year | 0.5 | Generic_PGE_South_500_offpeak | Southern_PGAE_Flow_Battery_45_Generic | Operational_New_Capacity_MW | -1
Generic_PGE_North_500_offpeak | Northern_California_Solar_141_Generic | Operational_New_Capacity_MW | 0.79 | Generic_PGE_South_500_HSN | Southern_PGAE_Flow_Battery_46_Generic | Reliability_Capacity_In_Model_Year | 1 | Southern_PGAE_Flow_Battery_46_Generic | PG&E South | CAISO_Flow_Battery_8hr_Dispatch | Wind | Generic_PGE_South_500_HSN | Southern_PGAE_Flow_Battery_46_Generic | Reliability_Capacity_In_Model_Year | 1 | Generic_PGE_South_500_SSN | Southern_PGAE_Flow_Battery_46_Generic | Reliability_Capacity_In_Model_Year | 0.5 | Generic_PGE_South_500_offpeak | Southern_PGAE_Flow_Battery_46_Generic | Operational_New_Capacity_MW | -1
Generic_PGE_North_500_offpeak | Northern_California_Solar_144_Generic | Operational_New_Capacity_MW | 0.79 | Generic_PGE_South_500_HSN | Southern_PGAE_Flow_Battery_47_Generic | Reliability_Capacity_In_Model_Year | 1 | Southern_PGAE_Flow_Battery_47_Generic | PG&E South | CAISO_Flow_Battery_8hr_Dispatch | Wind | Generic_PGE_South_500_HSN | Southern_PGAE_Flow_Battery_47_Generic | Reliability_Capacity_In_Model_Year | 1 | Generic_PGE_South_500_SSN | Southern_PGAE_Flow_Battery_47_Generic | Reliability_Capacity_In_Model_Year | 0.5 | Generic_PGE_South_500_offpeak | Southern_PGAE_Flow_Battery_47_Generic | Operational_New_Capacity_MW | -1
Generic_PGE_North_500_offpeak | Northern_California_Solar_149_Generic | Operational_New_Capacity_MW | 0.79 | Generic_PGE_South_500_HSN | Southern_PGAE_Flow_Battery_49_Generic | Reliability_Capacity_In_Model_Year | 1 | Southern_PGAE_Flow_Battery_49_Generic | PG&E South | CAISO_Flow_Battery_8hr_Dispatch | Wind | Generic_PGE_South_500_HSN | Southern_PGAE_Flow_Battery_49_Generic | Reliability_Capacity_In_Model_Year | 1 | Generic_PGE_South_500_SSN | Southern_PGAE_Flow_Battery_49_Generic | Reliability_Capacity_In_Model_Year | 0.5 | Generic_PGE_South_500_offpeak | Southern_PGAE_Flow_Battery_49_Generic | Operational_New_Capacity_MW | -1
Generic_PGE_North_500_offpeak | Northern_California_Solar_150_Generic | Operational_New_Capacity_MW | 0.79 | Generic_PGE_South_500_HSN | Southern_PGAE_Flow_Battery_52_Generic | Reliability_Capacity_In_Model_Year | 1 | Southern_PGAE_Flow_Battery_52_Generic | PG&E South | CAISO_Flow_Battery_8hr_Dispatch | Wind | Generic_PGE_South_500_HSN | Southern_PGAE_Flow_Battery_52_Generic | Reliability_Capacity_In_Model_Year | 1 | Generic_PGE_South_500_SSN | Southern_PGAE_Flow_Battery_52_Generic | Reliability_Capacity_In_Model_Year | 0.5 | Generic_PGE_South_500_offpeak | Southern_PGAE_Flow_Battery_52_Generic | Operational_New_Capacity_MW | -1
Generic_PGE_North_500_offpeak | Northern_California_Solar_155_Generic | Operational_New_Capacity_MW | 0.79 | Generic_PGE_South_500_HSN | Southern_PGAE_Flow_Battery_54_Generic | Reliability_Capacity_In_Model_Year | 1 | Southern_PGAE_Flow_Battery_54_Generic | PG&E South | CAISO_Flow_Battery_8hr_Dispatch | Wind | Generic_PGE_South_500_HSN | Southern_PGAE_Flow_Battery_54_Generic | Reliability_Capacity_In_Model_Year | 1 | Generic_PGE_South_500_SSN | Southern_PGAE_Flow_Battery_54_Generic | Reliability_Capacity_In_Model_Year | 0.5 | Generic_PGE_South_500_offpeak | Southern_PGAE_Flow_Battery_54_Generic | Operational_New_Capacity_MW | -1
Generic_PGE_North_500_offpeak | Northern_California_Solar_157_Generic | Operational_New_Capacity_MW | 0.79 | Generic_PGE_South_500_HSN | Southern_PGAE_Flow_Battery_61_Generic | Reliability_Capacity_In_Model_Year | 1 | Southern_PGAE_Flow_Battery_61_Generic | PG&E South | CAISO_Flow_Battery_8hr_Dispatch | Wind | Generic_PGE_South_500_HSN | Southern_PGAE_Flow_Battery_61_Generic | Reliability_Capacity_In_Model_Year | 1 | Generic_PGE_South_500_SSN | Southern_PGAE_Flow_Battery_61_Generic | Reliability_Capacity_In_Model_Year | 0.5 | Generic_PGE_South_500_offpeak | Southern_PGAE_Flow_Battery_61_Generic | Operational_New_Capacity_MW | -1
Generic_PGE_North_500_offpeak | Northern_California_Solar_158_Generic | Operational_New_Capacity_MW | 0.79 | Generic_PGE_South_500_HSN | Southern_PGAE_Flow_Battery_69_Generic | Reliability_Capacity_In_Model_Year | 1 | Southern_PGAE_Flow_Battery_69_Generic | PG&E South | CAISO_Flow_Battery_8hr_Dispatch | Wind | Generic_PGE_South_500_HSN | Southern_PGAE_Flow_Battery_69_Generic | Reliability_Capacity_In_Model_Year | 1 | Generic_PGE_South_500_SSN | Southern_PGAE_Flow_Battery_69_Generic | Reliability_Capacity_In_Model_Year | 0.5 | Generic_PGE_South_500_offpeak | Southern_PGAE_Flow_Battery_69_Generic | Operational_New_Capacity_MW | -1
Generic_PGE_North_500_offpeak | Northern_California_Solar_159_Generic | Operational_New_Capacity_MW | 0.79 | Generic_PGE_South_500_HSN | Southern_PGAE_Flow_Battery_72_Generic | Reliability_Capacity_In_Model_Year | 1 | Southern_PGAE_Flow_Battery_72_Generic | PG&E South | CAISO_Flow_Battery_8hr_Dispatch | Wind | Generic_PGE_South_500_HSN | Southern_PGAE_Flow_Battery_72_Generic | Reliability_Capacity_In_Model_Year | 1 | Generic_PGE_South_500_SSN | Southern_PGAE_Flow_Battery_72_Generic | Reliability_Capacity_In_Model_Year | 0.5 | Generic_PGE_South_500_offpeak | Southern_PGAE_Flow_Battery_72_Generic | Operational_New_Capacity_MW | -1
Generic_PGE_North_500_offpeak | Northern_California_Solar_166_Generic | Operational_New_Capacity_MW | 0.79 | Generic_PGE_South_500_HSN | Southern_PGAE_Flow_Battery_74_Generic | Reliability_Capacity_In_Model_Year | 1 | Southern_PGAE_Flow_Battery_74_Generic | PG&E South | CAISO_Flow_Battery_8hr_Dispatch | Wind | Generic_PGE_South_500_HSN | Southern_PGAE_Flow_Battery_74_Generic | Reliability_Capacity_In_Model_Year | 1 | Generic_PGE_South_500_SSN | Southern_PGAE_Flow_Battery_74_Generic | Reliability_Capacity_In_Model_Year | 0.5 | Generic_PGE_South_500_offpeak | Southern_PGAE_Flow_Battery_74_Generic | Operational_New_Capacity_MW | -1
Generic_PGE_North_500_offpeak | Northern_California_Solar_172_Generic | Operational_New_Capacity_MW | 0.79 | Generic_PGE_South_500_HSN | Southern_PGAE_Flow_Battery_75_Generic | Reliability_Capacity_In_Model_Year | 1 | Southern_PGAE_Flow_Battery_75_Generic | PG&E South | CAISO_Flow_Battery_8hr_Dispatch | Wind | Generic_PGE_South_500_HSN | Southern_PGAE_Flow_Battery_75_Generic | Reliability_Capacity_In_Model_Year | 1 | Generic_PGE_South_500_SSN | Southern_PGAE_Flow_Battery_75_Generic | Reliability_Capacity_In_Model_Year | 0.5 | Generic_PGE_South_500_offpeak | Southern_PGAE_Flow_Battery_75_Generic | Operational_New_Capacity_MW | -1
Generic_PGE_North_500_offpeak | Northern_California_Solar_178_Generic | Operational_New_Capacity_MW | 0.79 | Generic_PGE_South_500_HSN | Southern_PGAE_Flow_Battery_79_Generic | Reliability_Capacity_In_Model_Year | 1 | Southern_PGAE_Flow_Battery_79_Generic | PG&E South | CAISO_Flow_Battery_8hr_Dispatch | Wind | Generic_PGE_South_500_HSN | Southern_PGAE_Flow_Battery_79_Generic | Reliability_Capacity_In_Model_Year | 1 | Generic_PGE_South_500_SSN | Southern_PGAE_Flow_Battery_79_Generic | Reliability_Capacity_In_Model_Year | 0.5 | Generic_PGE_South_500_offpeak | Southern_PGAE_Flow_Battery_79_Generic | Operational_New_Capacity_MW | -1
Generic_PGE_North_500_offpeak | Northern_California_Solar_179_Generic | Operational_New_Capacity_MW | 0.79 | Generic_PGE_South_500_HSN | Southern_PGAE_Flow_Battery_8_Generic | Reliability_Capacity_In_Model_Year | 1 | Southern_PGAE_Flow_Battery_8_Generic | PG&E South | CAISO_Flow_Battery_8hr_Dispatch | Wind | Generic_PGE_South_500_HSN | Southern_PGAE_Flow_Battery_8_Generic | Reliability_Capacity_In_Model_Year | 1 | Generic_PGE_South_500_SSN | Southern_PGAE_Flow_Battery_8_Generic | Reliability_Capacity_In_Model_Year | 0.5 | Generic_PGE_South_500_offpeak | Southern_PGAE_Flow_Battery_8_Generic | Operational_New_Capacity_MW | -1
Generic_PGE_North_500_offpeak | Northern_California_Solar_180_Generic | Operational_New_Capacity_MW | 0.79 | Generic_PGE_South_500_HSN | Southern_PGAE_Flow_Battery_93_Generic | Reliability_Capacity_In_Model_Year | 1 | Southern_PGAE_Flow_Battery_93_Generic | PG&E South | CAISO_Flow_Battery_8hr_Dispatch | Wind | Generic_PGE_South_500_HSN | Southern_PGAE_Flow_Battery_93_Generic | Reliability_Capacity_In_Model_Year | 1 | Generic_PGE_South_500_SSN | Southern_PGAE_Flow_Battery_93_Generic | Reliability_Capacity_In_Model_Year | 0.5 | Generic_PGE_South_500_offpeak | Southern_PGAE_Flow_Battery_93_Generic | Operational_New_Capacity_MW | -1
Generic_PGE_North_500_offpeak | Northern_California_Solar_25_Generic | Operational_New_Capacity_MW | 0.79 | Generic_PGE_North_500_HSN | Southern_PGAE_Flow_Battery_95_Generic | Reliability_Capacity_In_Model_Year | 1 | Southern_PGAE_Flow_Battery_95_Generic | PG&E North | CAISO_Flow_Battery_8hr_Dispatch | Solar | Generic_PGE_North_500_HSN | Southern_PGAE_Flow_Battery_95_Generic | Reliability_Capacity_In_Model_Year | 1 | Generic_PGE_North_500_SSN | Southern_PGAE_Flow_Battery_95_Generic | Reliability_Capacity_In_Model_Year | 0.5 | Generic_PGE_North_500_offpeak | Southern_PGAE_Flow_Battery_95_Generic | Operational_New_Capacity_MW | -1
Generic_PGE_North_500_offpeak | Northern_California_Solar_26_Generic | Operational_New_Capacity_MW | 0.79 | Generic_PGE_South_500_HSN | Southern_PGAE_Flow_Battery_98_Generic | Reliability_Capacity_In_Model_Year | 1 | Southern_PGAE_Flow_Battery_98_Generic | PG&E South | CAISO_Flow_Battery_8hr_Dispatch | Wind | Generic_PGE_South_500_HSN | Southern_PGAE_Flow_Battery_98_Generic | Reliability_Capacity_In_Model_Year | 1 | Generic_PGE_South_500_SSN | Southern_PGAE_Flow_Battery_98_Generic | Reliability_Capacity_In_Model_Year | 0.5 | Generic_PGE_South_500_offpeak | Southern_PGAE_Flow_Battery_98_Generic | Operational_New_Capacity_MW | -1
Generic_PGE_North_500_offpeak | Northern_California_Solar_29_Generic | Operational_New_Capacity_MW | 0.79 | Generic_PGE_North_500_HSN | Southern_PGAE_Flow_Battery_99_Generic | Reliability_Capacity_In_Model_Year | 1 | Southern_PGAE_Flow_Battery_99_Generic | PG&E North | CAISO_Flow_Battery_8hr_Dispatch | Solar | Generic_PGE_North_500_HSN | Southern_PGAE_Flow_Battery_99_Generic | Reliability_Capacity_In_Model_Year | 1 | Generic_PGE_North_500_SSN | Southern_PGAE_Flow_Battery_99_Generic | Reliability_Capacity_In_Model_Year | 0.5 | Generic_PGE_North_500_offpeak | Southern_PGAE_Flow_Battery_99_Generic | Operational_New_Capacity_MW | -1
Generic_PGE_North_500_offpeak | Northern_California_Solar_31_Generic | Operational_New_Capacity_MW | 0.79 | Generic_PGE_South_500_HSN | Southern_PGAE_Flow_Battery_99_Generic | Reliability_Capacity_In_Model_Year | 1 | Southern_PGAE_Flow_Battery_99_Generic | PG&E South | CAISO_Flow_Battery_8hr_Dispatch | Wind | Generic_PGE_South_500_HSN | Southern_PGAE_Flow_Battery_99_Generic | Reliability_Capacity_In_Model_Year | 1 | Generic_PGE_South_500_SSN | Southern_PGAE_Flow_Battery_99_Generic | Reliability_Capacity_In_Model_Year | 0.5 | Generic_PGE_South_500_offpeak | Southern_PGAE_Flow_Battery_99_Generic | Operational_New_Capacity_MW | -1
Generic_PGE_North_500_offpeak | Northern_California_Solar_35_Generic | Operational_New_Capacity_MW | 0.79 | Generic_PGE_South_500_HSN | Southern_PGAE_Li_Battery_4hr_102_Generic | Reliability_Capacity_In_Model_Year | 1 | Southern_PGAE_Li_Battery_4hr_102_Generic | PG&E South | CAISO_Li_Battery_4hr_Dispatch | Wind | Generic_PGE_South_500_HSN | Southern_PGAE_Li_Battery_4hr_102_Generic | Reliability_Capacity_In_Model_Year | 1 | Generic_PGE_South_500_SSN | Southern_PGAE_Li_Battery_4hr_102_Generic | Reliability_Capacity_In_Model_Year | 0.5 | Generic_PGE_South_500_offpeak | Southern_PGAE_Li_Battery_4hr_102_Generic | Operational_New_Capacity_MW | -1
Generic_PGE_North_500_offpeak | Northern_California_Solar_38_Generic | Operational_New_Capacity_MW | 0.79 | Generic_PGE_South_500_HSN | Southern_PGAE_Li_Battery_4hr_109_Generic | Reliability_Capacity_In_Model_Year | 1 | Southern_PGAE_Li_Battery_4hr_109_Generic | PG&E South | CAISO_Li_Battery_4hr_Dispatch | Wind | Generic_PGE_South_500_HSN | Southern_PGAE_Li_Battery_4hr_109_Generic | Reliability_Capacity_In_Model_Year | 1 | Generic_PGE_South_500_SSN | Southern_PGAE_Li_Battery_4hr_109_Generic | Reliability_Capacity_In_Model_Year | 0.5 | Generic_PGE_South_500_offpeak | Southern_PGAE_Li_Battery_4hr_109_Generic | Operational_New_Capacity_MW | -1
Generic_PGE_North_500_offpeak | Northern_California_Solar_41_Generic | Operational_New_Capacity_MW | 0.79 | Generic_PGE_North_500_HSN | Southern_PGAE_Li_Battery_4hr_111_Generic | Reliability_Capacity_In_Model_Year | 1 | Southern_PGAE_Li_Battery_4hr_111_Generic | PG&E North | CAISO_Li_Battery_4hr_Dispatch | Solar | Generic_PGE_North_500_HSN | Southern_PGAE_Li_Battery_4hr_111_Generic | Reliability_Capacity_In_Model_Year | 1 | Generic_PGE_North_500_SSN | Southern_PGAE_Li_Battery_4hr_111_Generic | Reliability_Capacity_In_Model_Year | 0.5 | Generic_PGE_North_500_offpeak | Southern_PGAE_Li_Battery_4hr_111_Generic | Operational_New_Capacity_MW | -1
Generic_PGE_North_500_offpeak | Northern_California_Solar_44_Generic | Operational_New_Capacity_MW | 0.79 | Generic_PGE_South_500_HSN | Southern_PGAE_Li_Battery_4hr_117_Generic | Reliability_Capacity_In_Model_Year | 1 | Southern_PGAE_Li_Battery_4hr_117_Generic | PG&E South | CAISO_Li_Battery_4hr_Dispatch | Wind | Generic_PGE_South_500_HSN | Southern_PGAE_Li_Battery_4hr_117_Generic | Reliability_Capacity_In_Model_Year | 1 | Generic_PGE_South_500_SSN | Southern_PGAE_Li_Battery_4hr_117_Generic | Reliability_Capacity_In_Model_Year | 0.5 | Generic_PGE_South_500_offpeak | Southern_PGAE_Li_Battery_4hr_117_Generic | Operational_New_Capacity_MW | -1
Generic_PGE_North_500_offpeak | Northern_California_Solar_5_Generic | Operational_New_Capacity_MW | 0.79 | Generic_PGE_South_500_HSN | Southern_PGAE_Li_Battery_4hr_118_Generic | Reliability_Capacity_In_Model_Year | 1 | Southern_PGAE_Li_Battery_4hr_118_Generic | PG&E South | CAISO_Li_Battery_4hr_Dispatch | Wind | Generic_PGE_South_500_HSN | Southern_PGAE_Li_Battery_4hr_118_Generic | Reliability_Capacity_In_Model_Year | 1 | Generic_PGE_South_500_SSN | Southern_PGAE_Li_Battery_4hr_118_Generic | Reliability_Capacity_In_Model_Year | 0.5 | Generic_PGE_South_500_offpeak | Southern_PGAE_Li_Battery_4hr_118_Generic | Operational_New_Capacity_MW | -1
Generic_PGE_North_500_offpeak | Northern_California_Solar_51_Generic | Operational_New_Capacity_MW | 0.79 | Generic_PGE_South_500_HSN | Southern_PGAE_Li_Battery_4hr_12_Generic | Reliability_Capacity_In_Model_Year | 1 | Southern_PGAE_Li_Battery_4hr_12_Generic | PG&E South | CAISO_Li_Battery_4hr_Dispatch | Wind | Generic_PGE_South_500_HSN | Southern_PGAE_Li_Battery_4hr_12_Generic | Reliability_Capacity_In_Model_Year | 1 | Generic_PGE_South_500_SSN | Southern_PGAE_Li_Battery_4hr_12_Generic | Reliability_Capacity_In_Model_Year | 0.5 | Generic_PGE_South_500_offpeak | Southern_PGAE_Li_Battery_4hr_12_Generic | Operational_New_Capacity_MW | -1
Generic_PGE_North_500_offpeak | Northern_California_Solar_57_Generic | Operational_New_Capacity_MW | 0.79 | Generic_PGE_North_500_HSN | Southern_PGAE_Li_Battery_4hr_124_Generic | Reliability_Capacity_In_Model_Year | 1 | Southern_PGAE_Li_Battery_4hr_124_Generic | PG&E North | CAISO_Li_Battery_4hr_Dispatch | Solar | Generic_PGE_North_500_HSN | Southern_PGAE_Li_Battery_4hr_124_Generic | Reliability_Capacity_In_Model_Year | 1 | Generic_PGE_North_500_SSN | Southern_PGAE_Li_Battery_4hr_124_Generic | Reliability_Capacity_In_Model_Year | 0.5 | Generic_PGE_North_500_offpeak | Southern_PGAE_Li_Battery_4hr_124_Generic | Operational_New_Capacity_MW | -1
Generic_PGE_North_500_offpeak | Northern_California_Solar_68_Generic | Operational_New_Capacity_MW | 0.79 | Generic_PGE_South_500_HSN | Southern_PGAE_Li_Battery_4hr_124_Generic | Reliability_Capacity_In_Model_Year | 1 | Southern_PGAE_Li_Battery_4hr_124_Generic | PG&E South | CAISO_Li_Battery_4hr_Dispatch | Wind | Generic_PGE_South_500_HSN | Southern_PGAE_Li_Battery_4hr_124_Generic | Reliability_Capacity_In_Model_Year | 1 | Generic_PGE_South_500_SSN | Southern_PGAE_Li_Battery_4hr_124_Generic | Reliability_Capacity_In_Model_Year | 0.5 | Generic_PGE_South_500_offpeak | Southern_PGAE_Li_Battery_4hr_124_Generic | Operational_New_Capacity_MW | -1
Generic_PGE_North_500_offpeak | Northern_California_Solar_70_Generic | Operational_New_Capacity_MW | 0.79 | Generic_PGE_South_500_HSN | Southern_PGAE_Li_Battery_4hr_136_Generic | Reliability_Capacity_In_Model_Year | 1 | Southern_PGAE_Li_Battery_4hr_136_Generic | PG&E South | CAISO_Li_Battery_4hr_Dispatch | Wind | Generic_PGE_South_500_HSN | Southern_PGAE_Li_Battery_4hr_136_Generic | Reliability_Capacity_In_Model_Year | 1 | Generic_PGE_South_500_SSN | Southern_PGAE_Li_Battery_4hr_136_Generic | Reliability_Capacity_In_Model_Year | 0.5 | Generic_PGE_South_500_offpeak | Southern_PGAE_Li_Battery_4hr_136_Generic | Operational_New_Capacity_MW | -1
Generic_PGE_North_500_offpeak | Northern_California_Solar_73_Generic | Operational_New_Capacity_MW | 0.79 | Generic_PGE_North_500_HSN | Southern_PGAE_Li_Battery_4hr_139_Generic | Reliability_Capacity_In_Model_Year | 1 | Southern_PGAE_Li_Battery_4hr_139_Generic | PG&E North | CAISO_Li_Battery_4hr_Dispatch | Solar | Generic_PGE_North_500_HSN | Southern_PGAE_Li_Battery_4hr_139_Generic | Reliability_Capacity_In_Model_Year | 1 | Generic_PGE_North_500_SSN | Southern_PGAE_Li_Battery_4hr_139_Generic | Reliability_Capacity_In_Model_Year | 0.5 | Generic_PGE_North_500_offpeak | Southern_PGAE_Li_Battery_4hr_139_Generic | Operational_New_Capacity_MW | -1
Generic_PGE_North_500_offpeak | Northern_California_Solar_76_Generic | Operational_New_Capacity_MW | 0.79 | Generic_PGE_South_500_HSN | Southern_PGAE_Li_Battery_4hr_139_Generic | Reliability_Capacity_In_Model_Year | 1 | Southern_PGAE_Li_Battery_4hr_139_Generic | PG&E South | CAISO_Li_Battery_4hr_Dispatch | Wind | Generic_PGE_South_500_HSN | Southern_PGAE_Li_Battery_4hr_139_Generic | Reliability_Capacity_In_Model_Year | 1 | Generic_PGE_South_500_SSN | Southern_PGAE_Li_Battery_4hr_139_Generic | Reliability_Capacity_In_Model_Year | 0.5 | Generic_PGE_South_500_offpeak | Southern_PGAE_Li_Battery_4hr_139_Generic | Operational_New_Capacity_MW | -1
Generic_PGE_North_500_offpeak | Northern_California_Solar_80_Generic | Operational_New_Capacity_MW | 0.79 | Generic_PGE_North_500_HSN | Southern_PGAE_Li_Battery_4hr_140_Generic | Reliability_Capacity_In_Model_Year | 1 | Southern_PGAE_Li_Battery_4hr_140_Generic | PG&E North | CAISO_Li_Battery_4hr_Dispatch | Solar | Generic_PGE_North_500_HSN | Southern_PGAE_Li_Battery_4hr_140_Generic | Reliability_Capacity_In_Model_Year | 1 | Generic_PGE_North_500_SSN | Southern_PGAE_Li_Battery_4hr_140_Generic | Reliability_Capacity_In_Model_Year | 0.5 | Generic_PGE_North_500_offpeak | Southern_PGAE_Li_Battery_4hr_140_Generic | Operational_New_Capacity_MW | -1
Generic_PGE_North_500_offpeak | Northern_California_Solar_82_Generic | Operational_New_Capacity_MW | 0.79 | Generic_PGE_South_500_HSN | Southern_PGAE_Li_Battery_4hr_140_Generic | Reliability_Capacity_In_Model_Year | 1 | Southern_PGAE_Li_Battery_4hr_140_Generic | PG&E South | CAISO_Li_Battery_4hr_Dispatch | Wind | Generic_PGE_South_500_HSN | Southern_PGAE_Li_Battery_4hr_140_Generic | Reliability_Capacity_In_Model_Year | 1 | Generic_PGE_South_500_SSN | Southern_PGAE_Li_Battery_4hr_140_Generic | Reliability_Capacity_In_Model_Year | 0.5 | Generic_PGE_South_500_offpeak | Southern_PGAE_Li_Battery_4hr_140_Generic | Operational_New_Capacity_MW | -1
Generic_PGE_North_500_offpeak | Northern_California_Solar_83_Generic | Operational_New_Capacity_MW | 0.79 | Generic_PGE_North_500_HSN | Southern_PGAE_Li_Battery_4hr_145_Generic | Reliability_Capacity_In_Model_Year | 1 | Southern_PGAE_Li_Battery_4hr_145_Generic | PG&E North | CAISO_Li_Battery_4hr_Dispatch | Solar | Generic_PGE_North_500_HSN | Southern_PGAE_Li_Battery_4hr_145_Generic | Reliability_Capacity_In_Model_Year | 1 | Generic_PGE_North_500_SSN | Southern_PGAE_Li_Battery_4hr_145_Generic | Reliability_Capacity_In_Model_Year | 0.5 | Generic_PGE_North_500_offpeak | Southern_PGAE_Li_Battery_4hr_145_Generic | Operational_New_Capacity_MW | -1
Generic_PGE_North_500_offpeak | Northern_California_Solar_84_Generic | Operational_New_Capacity_MW | 0.79 | Generic_PGE_South_500_HSN | Southern_PGAE_Li_Battery_4hr_147_Generic | Reliability_Capacity_In_Model_Year | 1 | Southern_PGAE_Li_Battery_4hr_147_Generic | PG&E South | CAISO_Li_Battery_4hr_Dispatch | Wind | Generic_PGE_South_500_HSN | Southern_PGAE_Li_Battery_4hr_147_Generic | Reliability_Capacity_In_Model_Year | 1 | Generic_PGE_South_500_SSN | Southern_PGAE_Li_Battery_4hr_147_Generic | Reliability_Capacity_In_Model_Year | 0.5 | Generic_PGE_South_500_offpeak | Southern_PGAE_Li_Battery_4hr_147_Generic | Operational_New_Capacity_MW | -1
Generic_PGE_North_500_offpeak | Northern_California_Solar_85_Generic | Operational_New_Capacity_MW | 0.79 | Generic_PGE_South_500_HSN | Southern_PGAE_Li_Battery_4hr_148_Generic | Reliability_Capacity_In_Model_Year | 1 | Southern_PGAE_Li_Battery_4hr_148_Generic | PG&E South | CAISO_Li_Battery_4hr_Dispatch | Wind | Generic_PGE_South_500_HSN | Southern_PGAE_Li_Battery_4hr_148_Generic | Reliability_Capacity_In_Model_Year | 1 | Generic_PGE_South_500_SSN | Southern_PGAE_Li_Battery_4hr_148_Generic | Reliability_Capacity_In_Model_Year | 0.5 | Generic_PGE_South_500_offpeak | Southern_PGAE_Li_Battery_4hr_148_Generic | Operational_New_Capacity_MW | -1
Generic_PGE_North_500_offpeak | Northern_California_Solar_92_Generic | Operational_New_Capacity_MW | 0.79 | Generic_PGE_North_500_HSN | Southern_PGAE_Li_Battery_4hr_151_Generic | Reliability_Capacity_In_Model_Year | 1 | Southern_PGAE_Li_Battery_4hr_151_Generic | PG&E North | CAISO_Li_Battery_4hr_Dispatch | Solar | Generic_PGE_North_500_HSN | Southern_PGAE_Li_Battery_4hr_151_Generic | Reliability_Capacity_In_Model_Year | 1 | Generic_PGE_North_500_SSN | Southern_PGAE_Li_Battery_4hr_151_Generic | Reliability_Capacity_In_Model_Year | 0.5 | Generic_PGE_North_500_offpeak | Southern_PGAE_Li_Battery_4hr_151_Generic | Operational_New_Capacity_MW | -1
Generic_PGE_North_500_offpeak | Northern_California_Solar_94_Generic | Operational_New_Capacity_MW | 0.79 | Generic_PGE_South_500_HSN | Southern_PGAE_Li_Battery_4hr_151_Generic | Reliability_Capacity_In_Model_Year | 1 | Southern_PGAE_Li_Battery_4hr_151_Generic | PG&E South | CAISO_Li_Battery_4hr_Dispatch | Wind | Generic_PGE_South_500_HSN | Southern_PGAE_Li_Battery_4hr_151_Generic | Reliability_Capacity_In_Model_Year | 1 | Generic_PGE_South_500_SSN | Southern_PGAE_Li_Battery_4hr_151_Generic | Reliability_Capacity_In_Model_Year | 0.5 | Generic_PGE_South_500_offpeak | Southern_PGAE_Li_Battery_4hr_151_Generic | Operational_New_Capacity_MW | -1
Generic_PGE_North_500_offpeak | Northern_California_Solar_96_Generic | Operational_New_Capacity_MW | 0.79 | Generic_PGE_South_500_HSN | Southern_PGAE_Li_Battery_4hr_152_Generic | Reliability_Capacity_In_Model_Year | 1 | Southern_PGAE_Li_Battery_4hr_152_Generic | PG&E South | CAISO_Li_Battery_4hr_Dispatch | Wind | Generic_PGE_South_500_HSN | Southern_PGAE_Li_Battery_4hr_152_Generic | Reliability_Capacity_In_Model_Year | 1 | Generic_PGE_South_500_SSN | Southern_PGAE_Li_Battery_4hr_152_Generic | Reliability_Capacity_In_Model_Year | 0.5 | Generic_PGE_South_500_offpeak | Southern_PGAE_Li_Battery_4hr_152_Generic | Operational_New_Capacity_MW | -1
Generic_PGE_North_500_offpeak | Northern_California_Wind_159_Generic | Operational_New_Capacity_MW | 0.44 | Generic_PGE_North_500_HSN | Southern_PGAE_Li_Battery_4hr_154_Generic | Reliability_Capacity_In_Model_Year | 1 | Southern_PGAE_Li_Battery_4hr_154_Generic | PG&E North | CAISO_Li_Battery_4hr_Dispatch | Solar | Generic_PGE_North_500_HSN | Southern_PGAE_Li_Battery_4hr_154_Generic | Reliability_Capacity_In_Model_Year | 1 | Generic_PGE_North_500_SSN | Southern_PGAE_Li_Battery_4hr_154_Generic | Reliability_Capacity_In_Model_Year | 0.5 | Generic_PGE_North_500_offpeak | Southern_PGAE_Li_Battery_4hr_154_Generic | Operational_New_Capacity_MW | -1
Generic_PGE_North_500_offpeak | Northern_California_Wind_26_Generic | Operational_New_Capacity_MW | 0.44 | Generic_PGE_South_500_HSN | Southern_PGAE_Li_Battery_4hr_154_Generic | Reliability_Capacity_In_Model_Year | 1 | Southern_PGAE_Li_Battery_4hr_154_Generic | PG&E South | CAISO_Li_Battery_4hr_Dispatch | Wind | Generic_PGE_South_500_HSN | Southern_PGAE_Li_Battery_4hr_154_Generic | Reliability_Capacity_In_Model_Year | 1 | Generic_PGE_South_500_SSN | Southern_PGAE_Li_Battery_4hr_154_Generic | Reliability_Capacity_In_Model_Year | 0.5 | Generic_PGE_South_500_offpeak | Southern_PGAE_Li_Battery_4hr_154_Generic | Operational_New_Capacity_MW | -1
Generic_PGE_North_500_offpeak | Northern_California_Wind_35_Generic | Operational_New_Capacity_MW | 0.44 | Generic_PGE_South_500_HSN | Southern_PGAE_Li_Battery_4hr_160_Generic | Reliability_Capacity_In_Model_Year | 1 | Southern_PGAE_Li_Battery_4hr_160_Generic | PG&E South | CAISO_Li_Battery_4hr_Dispatch | Wind | Generic_PGE_South_500_HSN | Southern_PGAE_Li_Battery_4hr_160_Generic | Reliability_Capacity_In_Model_Year | 1 | Generic_PGE_South_500_SSN | Southern_PGAE_Li_Battery_4hr_160_Generic | Reliability_Capacity_In_Model_Year | 0.5 | Generic_PGE_South_500_offpeak | Southern_PGAE_Li_Battery_4hr_160_Generic | Operational_New_Capacity_MW | -1
Generic_PGE_North_500_offpeak | Northern_California_Wind_5_Generic | Operational_New_Capacity_MW | 0.44 | Generic_PGE_North_500_HSN | Southern_PGAE_Li_Battery_4hr_161_Generic | Reliability_Capacity_In_Model_Year | 1 | Southern_PGAE_Li_Battery_4hr_161_Generic | PG&E North | CAISO_Li_Battery_4hr_Dispatch | Solar | Generic_PGE_North_500_HSN | Southern_PGAE_Li_Battery_4hr_161_Generic | Reliability_Capacity_In_Model_Year | 1 | Generic_PGE_North_500_SSN | Southern_PGAE_Li_Battery_4hr_161_Generic | Reliability_Capacity_In_Model_Year | 0.5 | Generic_PGE_North_500_offpeak | Southern_PGAE_Li_Battery_4hr_161_Generic | Operational_New_Capacity_MW | -1
Generic_PGE_North_500_offpeak | Northern_California_Wind_76_Generic | Operational_New_Capacity_MW | 0.44 | Generic_PGE_South_500_HSN | Southern_PGAE_Li_Battery_4hr_161_Generic | Reliability_Capacity_In_Model_Year | 1 | Southern_PGAE_Li_Battery_4hr_161_Generic | PG&E South | CAISO_Li_Battery_4hr_Dispatch | Wind | Generic_PGE_South_500_HSN | Southern_PGAE_Li_Battery_4hr_161_Generic | Reliability_Capacity_In_Model_Year | 1 | Generic_PGE_South_500_SSN | Southern_PGAE_Li_Battery_4hr_161_Generic | Reliability_Capacity_In_Model_Year | 0.5 | Generic_PGE_South_500_offpeak | Southern_PGAE_Li_Battery_4hr_161_Generic | Operational_New_Capacity_MW | -1
Generic_PGE_North_500_offpeak | Northern_California_Wind_83_Generic | Operational_New_Capacity_MW | 0.44 | Generic_PGE_North_500_HSN | Southern_PGAE_Li_Battery_4hr_162_Generic | Reliability_Capacity_In_Model_Year | 1 | Southern_PGAE_Li_Battery_4hr_162_Generic | PG&E North | CAISO_Li_Battery_4hr_Dispatch | Solar | Generic_PGE_North_500_HSN | Southern_PGAE_Li_Battery_4hr_162_Generic | Reliability_Capacity_In_Model_Year | 1 | Generic_PGE_North_500_SSN | Southern_PGAE_Li_Battery_4hr_162_Generic | Reliability_Capacity_In_Model_Year | 0.5 | Generic_PGE_North_500_offpeak | Southern_PGAE_Li_Battery_4hr_162_Generic | Operational_New_Capacity_MW | -1
Generic_PGE_North_500_offpeak | Pacific_Northwest_Geothermal_5_Generic | Operational_New_Capacity_MW | 1 | Generic_PGE_South_500_HSN | Southern_PGAE_Li_Battery_4hr_162_Generic | Reliability_Capacity_In_Model_Year | 1 | Southern_PGAE_Li_Battery_4hr_162_Generic | PG&E South | CAISO_Li_Battery_4hr_Dispatch | Wind | Generic_PGE_South_500_HSN | Southern_PGAE_Li_Battery_4hr_162_Generic | Reliability_Capacity_In_Model_Year | 1 | Generic_PGE_South_500_SSN | Southern_PGAE_Li_Battery_4hr_162_Generic | Reliability_Capacity_In_Model_Year | 0.5 | Generic_PGE_South_500_offpeak | Southern_PGAE_Li_Battery_4hr_162_Generic | Operational_New_Capacity_MW | -1
Generic_PGE_North_500_offpeak | Solano_Wind_122_Generic | Operational_New_Capacity_MW | 0.44 | Generic_PGE_North_500_HSN | Southern_PGAE_Li_Battery_4hr_163_Generic | Reliability_Capacity_In_Model_Year | 1 | Southern_PGAE_Li_Battery_4hr_163_Generic | PG&E North | CAISO_Li_Battery_4hr_Dispatch | Solar | Generic_PGE_North_500_HSN | Southern_PGAE_Li_Battery_4hr_163_Generic | Reliability_Capacity_In_Model_Year | 1 | Generic_PGE_North_500_SSN | Southern_PGAE_Li_Battery_4hr_163_Generic | Reliability_Capacity_In_Model_Year | 0.5 | Generic_PGE_North_500_offpeak | Southern_PGAE_Li_Battery_4hr_163_Generic | Operational_New_Capacity_MW | -1
Generic_PGE_North_500_offpeak | Solano_Wind_126_Generic | Operational_New_Capacity_MW | 0.44 | Generic_PGE_South_500_HSN | Southern_PGAE_Li_Battery_4hr_163_Generic | Reliability_Capacity_In_Model_Year | 1 | Southern_PGAE_Li_Battery_4hr_163_Generic | PG&E South | CAISO_Li_Battery_4hr_Dispatch | Wind | Generic_PGE_South_500_HSN | Southern_PGAE_Li_Battery_4hr_163_Generic | Reliability_Capacity_In_Model_Year | 1 | Generic_PGE_South_500_SSN | Southern_PGAE_Li_Battery_4hr_163_Generic | Reliability_Capacity_In_Model_Year | 0.5 | Generic_PGE_South_500_offpeak | Southern_PGAE_Li_Battery_4hr_163_Generic | Operational_New_Capacity_MW | -1
Generic_PGE_North_500_offpeak | Solano_Wind_85_Generic | Operational_New_Capacity_MW | 0.44 | Generic_PGE_North_500_HSN | Southern_PGAE_Li_Battery_4hr_164_Generic | Reliability_Capacity_In_Model_Year | 1 | Southern_PGAE_Li_Battery_4hr_164_Generic | PG&E North | CAISO_Li_Battery_4hr_Dispatch | Solar | Generic_PGE_North_500_HSN | Southern_PGAE_Li_Battery_4hr_164_Generic | Reliability_Capacity_In_Model_Year | 1 | Generic_PGE_North_500_SSN | Southern_PGAE_Li_Battery_4hr_164_Generic | Reliability_Capacity_In_Model_Year | 0.5 | Generic_PGE_North_500_offpeak | Southern_PGAE_Li_Battery_4hr_164_Generic | Operational_New_Capacity_MW | -1
Generic_PGE_North_500_offpeak | Solano_Wind_94_Generic | Operational_New_Capacity_MW | 0.44 | Generic_PGE_South_500_HSN | Southern_PGAE_Li_Battery_4hr_164_Generic | Reliability_Capacity_In_Model_Year | 1 | Southern_PGAE_Li_Battery_4hr_164_Generic | PG&E South | CAISO_Li_Battery_4hr_Dispatch | Wind | Generic_PGE_South_500_HSN | Southern_PGAE_Li_Battery_4hr_164_Generic | Reliability_Capacity_In_Model_Year | 1 | Generic_PGE_South_500_SSN | Southern_PGAE_Li_Battery_4hr_164_Generic | Reliability_Capacity_In_Model_Year | 0.5 | Generic_PGE_South_500_offpeak | Southern_PGAE_Li_Battery_4hr_164_Generic | Operational_New_Capacity_MW | -1
Generic_PGE_North_500_offpeak | Southern_PGAE_Flow_Battery_111_Generic | Operational_New_Capacity_MW | -1 | Generic_PGE_North_500_HSN | Southern_PGAE_Li_Battery_4hr_165_Generic | Reliability_Capacity_In_Model_Year | 1 | Southern_PGAE_Li_Battery_4hr_165_Generic | PG&E North | CAISO_Li_Battery_4hr_Dispatch | Solar | Generic_PGE_North_500_HSN | Southern_PGAE_Li_Battery_4hr_165_Generic | Reliability_Capacity_In_Model_Year | 1 | Generic_PGE_North_500_SSN | Southern_PGAE_Li_Battery_4hr_165_Generic | Reliability_Capacity_In_Model_Year | 0.5 | Generic_PGE_North_500_offpeak | Southern_PGAE_Li_Battery_4hr_165_Generic | Operational_New_Capacity_MW | -1
Generic_PGE_North_500_offpeak | Southern_PGAE_Flow_Battery_124_Generic | Operational_New_Capacity_MW | -1 | Generic_PGE_South_500_HSN | Southern_PGAE_Li_Battery_4hr_165_Generic | Reliability_Capacity_In_Model_Year | 1 | Southern_PGAE_Li_Battery_4hr_165_Generic | PG&E South | CAISO_Li_Battery_4hr_Dispatch | Wind | Generic_PGE_South_500_HSN | Southern_PGAE_Li_Battery_4hr_165_Generic | Reliability_Capacity_In_Model_Year | 1 | Generic_PGE_South_500_SSN | Southern_PGAE_Li_Battery_4hr_165_Generic | Reliability_Capacity_In_Model_Year | 0.5 | Generic_PGE_South_500_offpeak | Southern_PGAE_Li_Battery_4hr_165_Generic | Operational_New_Capacity_MW | -1
Generic_PGE_North_500_offpeak | Southern_PGAE_Flow_Battery_139_Generic | Operational_New_Capacity_MW | -1 | Generic_PGE_North_500_HSN | Southern_PGAE_Li_Battery_4hr_168_Generic | Reliability_Capacity_In_Model_Year | 1 | Southern_PGAE_Li_Battery_4hr_168_Generic | PG&E North | CAISO_Li_Battery_4hr_Dispatch | Solar | Generic_PGE_North_500_HSN | Southern_PGAE_Li_Battery_4hr_168_Generic | Reliability_Capacity_In_Model_Year | 1 | Generic_PGE_North_500_SSN | Southern_PGAE_Li_Battery_4hr_168_Generic | Reliability_Capacity_In_Model_Year | 0.5 | Generic_PGE_North_500_offpeak | Southern_PGAE_Li_Battery_4hr_168_Generic | Operational_New_Capacity_MW | -1
Generic_PGE_North_500_offpeak | Southern_PGAE_Flow_Battery_140_Generic | Operational_New_Capacity_MW | -1 | Generic_PGE_South_500_HSN | Southern_PGAE_Li_Battery_4hr_168_Generic | Reliability_Capacity_In_Model_Year | 1 | Southern_PGAE_Li_Battery_4hr_168_Generic | PG&E South | CAISO_Li_Battery_4hr_Dispatch | Wind | Generic_PGE_South_500_HSN | Southern_PGAE_Li_Battery_4hr_168_Generic | Reliability_Capacity_In_Model_Year | 1 | Generic_PGE_South_500_SSN | Southern_PGAE_Li_Battery_4hr_168_Generic | Reliability_Capacity_In_Model_Year | 0.5 | Generic_PGE_South_500_offpeak | Southern_PGAE_Li_Battery_4hr_168_Generic | Operational_New_Capacity_MW | -1
Generic_PGE_North_500_offpeak | Southern_PGAE_Flow_Battery_145_Generic | Operational_New_Capacity_MW | -1 | Generic_PGE_North_500_HSN | Southern_PGAE_Li_Battery_4hr_169_Generic | Reliability_Capacity_In_Model_Year | 1 | Southern_PGAE_Li_Battery_4hr_169_Generic | PG&E North | CAISO_Li_Battery_4hr_Dispatch | Solar | Generic_PGE_North_500_HSN | Southern_PGAE_Li_Battery_4hr_169_Generic | Reliability_Capacity_In_Model_Year | 1 | Generic_PGE_North_500_SSN | Southern_PGAE_Li_Battery_4hr_169_Generic | Reliability_Capacity_In_Model_Year | 0.5 | Generic_PGE_North_500_offpeak | Southern_PGAE_Li_Battery_4hr_169_Generic | Operational_New_Capacity_MW | -1
Generic_PGE_North_500_offpeak | Southern_PGAE_Flow_Battery_151_Generic | Operational_New_Capacity_MW | -1 | Generic_PGE_South_500_HSN | Southern_PGAE_Li_Battery_4hr_169_Generic | Reliability_Capacity_In_Model_Year | 1 | Southern_PGAE_Li_Battery_4hr_169_Generic | PG&E South | CAISO_Li_Battery_4hr_Dispatch | Wind | Generic_PGE_South_500_HSN | Southern_PGAE_Li_Battery_4hr_169_Generic | Reliability_Capacity_In_Model_Year | 1 | Generic_PGE_South_500_SSN | Southern_PGAE_Li_Battery_4hr_169_Generic | Reliability_Capacity_In_Model_Year | 0.5 | Generic_PGE_South_500_offpeak | Southern_PGAE_Li_Battery_4hr_169_Generic | Operational_New_Capacity_MW | -1
Generic_PGE_North_500_offpeak | Southern_PGAE_Flow_Battery_154_Generic | Operational_New_Capacity_MW | -1 | Generic_PGE_North_500_HSN | Southern_PGAE_Li_Battery_4hr_17_Generic | Reliability_Capacity_In_Model_Year | 1 | Southern_PGAE_Li_Battery_4hr_17_Generic | PG&E North | CAISO_Li_Battery_4hr_Dispatch | Solar | Generic_PGE_North_500_HSN | Southern_PGAE_Li_Battery_4hr_17_Generic | Reliability_Capacity_In_Model_Year | 1 | Generic_PGE_North_500_SSN | Southern_PGAE_Li_Battery_4hr_17_Generic | Reliability_Capacity_In_Model_Year | 0.5 | Generic_PGE_North_500_offpeak | Southern_PGAE_Li_Battery_4hr_17_Generic | Operational_New_Capacity_MW | -1
Generic_PGE_North_500_offpeak | Southern_PGAE_Flow_Battery_161_Generic | Operational_New_Capacity_MW | -1 | Generic_PGE_South_500_HSN | Southern_PGAE_Li_Battery_4hr_17_Generic | Reliability_Capacity_In_Model_Year | 1 | Southern_PGAE_Li_Battery_4hr_17_Generic | PG&E South | CAISO_Li_Battery_4hr_Dispatch | Wind | Generic_PGE_South_500_HSN | Southern_PGAE_Li_Battery_4hr_17_Generic | Reliability_Capacity_In_Model_Year | 1 | Generic_PGE_South_500_SSN | Southern_PGAE_Li_Battery_4hr_17_Generic | Reliability_Capacity_In_Model_Year | 0.5 | Generic_PGE_South_500_offpeak | Southern_PGAE_Li_Battery_4hr_17_Generic | Operational_New_Capacity_MW | -1
Generic_PGE_North_500_offpeak | Southern_PGAE_Flow_Battery_162_Generic | Operational_New_Capacity_MW | -1 | Generic_PGE_North_500_HSN | Southern_PGAE_Li_Battery_4hr_170_Generic | Reliability_Capacity_In_Model_Year | 1 | Southern_PGAE_Li_Battery_4hr_170_Generic | PG&E North | CAISO_Li_Battery_4hr_Dispatch | Solar | Generic_PGE_North_500_HSN | Southern_PGAE_Li_Battery_4hr_170_Generic | Reliability_Capacity_In_Model_Year | 1 | Generic_PGE_North_500_SSN | Southern_PGAE_Li_Battery_4hr_170_Generic | Reliability_Capacity_In_Model_Year | 0.5 | Generic_PGE_North_500_offpeak | Southern_PGAE_Li_Battery_4hr_170_Generic | Operational_New_Capacity_MW | -1
Generic_PGE_North_500_offpeak | Southern_PGAE_Flow_Battery_163_Generic | Operational_New_Capacity_MW | -1 | Generic_PGE_South_500_HSN | Southern_PGAE_Li_Battery_4hr_170_Generic | Reliability_Capacity_In_Model_Year | 1 | Southern_PGAE_Li_Battery_4hr_170_Generic | PG&E South | CAISO_Li_Battery_4hr_Dispatch | Wind | Generic_PGE_South_500_HSN | Southern_PGAE_Li_Battery_4hr_170_Generic | Reliability_Capacity_In_Model_Year | 1 | Generic_PGE_South_500_SSN | Southern_PGAE_Li_Battery_4hr_170_Generic | Reliability_Capacity_In_Model_Year | 0.5 | Generic_PGE_South_500_offpeak | Southern_PGAE_Li_Battery_4hr_170_Generic | Operational_New_Capacity_MW | -1
Generic_PGE_North_500_offpeak | Southern_PGAE_Flow_Battery_164_Generic | Operational_New_Capacity_MW | -1 | Generic_PGE_South_500_HSN | Southern_PGAE_Li_Battery_4hr_173_Generic | Reliability_Capacity_In_Model_Year | 1 | Southern_PGAE_Li_Battery_4hr_173_Generic | PG&E South | CAISO_Li_Battery_4hr_Dispatch | Wind | Generic_PGE_South_500_HSN | Southern_PGAE_Li_Battery_4hr_173_Generic | Reliability_Capacity_In_Model_Year | 1 | Generic_PGE_South_500_SSN | Southern_PGAE_Li_Battery_4hr_173_Generic | Reliability_Capacity_In_Model_Year | 0.5 | Generic_PGE_South_500_offpeak | Southern_PGAE_Li_Battery_4hr_173_Generic | Operational_New_Capacity_MW | -1
Generic_PGE_North_500_offpeak | Southern_PGAE_Flow_Battery_165_Generic | Operational_New_Capacity_MW | -1 | Generic_PGE_North_500_HSN | Southern_PGAE_Li_Battery_4hr_174_Generic | Reliability_Capacity_In_Model_Year | 1 | Southern_PGAE_Li_Battery_4hr_174_Generic | PG&E North | CAISO_Li_Battery_4hr_Dispatch | Solar | Generic_PGE_North_500_HSN | Southern_PGAE_Li_Battery_4hr_174_Generic | Reliability_Capacity_In_Model_Year | 1 | Generic_PGE_North_500_SSN | Southern_PGAE_Li_Battery_4hr_174_Generic | Reliability_Capacity_In_Model_Year | 0.5 | Generic_PGE_North_500_offpeak | Southern_PGAE_Li_Battery_4hr_174_Generic | Operational_New_Capacity_MW | -1
Generic_PGE_North_500_offpeak | Southern_PGAE_Flow_Battery_168_Generic | Operational_New_Capacity_MW | -1 | Generic_PGE_South_500_HSN | Southern_PGAE_Li_Battery_4hr_174_Generic | Reliability_Capacity_In_Model_Year | 1 | Southern_PGAE_Li_Battery_4hr_174_Generic | PG&E South | CAISO_Li_Battery_4hr_Dispatch | Wind | Generic_PGE_South_500_HSN | Southern_PGAE_Li_Battery_4hr_174_Generic | Reliability_Capacity_In_Model_Year | 1 | Generic_PGE_South_500_SSN | Southern_PGAE_Li_Battery_4hr_174_Generic | Reliability_Capacity_In_Model_Year | 0.5 | Generic_PGE_South_500_offpeak | Southern_PGAE_Li_Battery_4hr_174_Generic | Operational_New_Capacity_MW | -1
Generic_PGE_North_500_offpeak | Southern_PGAE_Flow_Battery_169_Generic | Operational_New_Capacity_MW | -1 | Generic_PGE_South_500_HSN | Southern_PGAE_Li_Battery_4hr_175_Generic | Reliability_Capacity_In_Model_Year | 1 | Southern_PGAE_Li_Battery_4hr_175_Generic | PG&E South | CAISO_Li_Battery_4hr_Dispatch | Wind | Generic_PGE_South_500_HSN | Southern_PGAE_Li_Battery_4hr_175_Generic | Reliability_Capacity_In_Model_Year | 1 | Generic_PGE_South_500_SSN | Southern_PGAE_Li_Battery_4hr_175_Generic | Reliability_Capacity_In_Model_Year | 0.5 | Generic_PGE_South_500_offpeak | Southern_PGAE_Li_Battery_4hr_175_Generic | Operational_New_Capacity_MW | -1
Generic_PGE_North_500_offpeak | Southern_PGAE_Flow_Battery_17_Generic | Operational_New_Capacity_MW | -1 | Generic_PGE_North_500_HSN | Southern_PGAE_Li_Battery_4hr_176_Generic | Reliability_Capacity_In_Model_Year | 1 | Southern_PGAE_Li_Battery_4hr_176_Generic | PG&E North | CAISO_Li_Battery_4hr_Dispatch | Solar | Generic_PGE_North_500_HSN | Southern_PGAE_Li_Battery_4hr_176_Generic | Reliability_Capacity_In_Model_Year | 1 | Generic_PGE_North_500_SSN | Southern_PGAE_Li_Battery_4hr_176_Generic | Reliability_Capacity_In_Model_Year | 0.5 | Generic_PGE_North_500_offpeak | Southern_PGAE_Li_Battery_4hr_176_Generic | Operational_New_Capacity_MW | -1
Generic_PGE_North_500_offpeak | Southern_PGAE_Flow_Battery_170_Generic | Operational_New_Capacity_MW | -1 | Generic_PGE_South_500_HSN | Southern_PGAE_Li_Battery_4hr_176_Generic | Reliability_Capacity_In_Model_Year | 1 | Southern_PGAE_Li_Battery_4hr_176_Generic | PG&E South | CAISO_Li_Battery_4hr_Dispatch | Wind | Generic_PGE_South_500_HSN | Southern_PGAE_Li_Battery_4hr_176_Generic | Reliability_Capacity_In_Model_Year | 1 | Generic_PGE_South_500_SSN | Southern_PGAE_Li_Battery_4hr_176_Generic | Reliability_Capacity_In_Model_Year | 0.5 | Generic_PGE_South_500_offpeak | Southern_PGAE_Li_Battery_4hr_176_Generic | Operational_New_Capacity_MW | -1
Generic_PGE_North_500_offpeak | Southern_PGAE_Flow_Battery_174_Generic | Operational_New_Capacity_MW | -1 | Generic_PGE_South_500_HSN | Southern_PGAE_Li_Battery_4hr_177_Generic | Reliability_Capacity_In_Model_Year | 1 | Southern_PGAE_Li_Battery_4hr_177_Generic | PG&E South | CAISO_Li_Battery_4hr_Dispatch | Wind | Generic_PGE_South_500_HSN | Southern_PGAE_Li_Battery_4hr_177_Generic | Reliability_Capacity_In_Model_Year | 1 | Generic_PGE_South_500_SSN | Southern_PGAE_Li_Battery_4hr_177_Generic | Reliability_Capacity_In_Model_Year | 0.5 | Generic_PGE_South_500_offpeak | Southern_PGAE_Li_Battery_4hr_177_Generic | Operational_New_Capacity_MW | -1
Generic_PGE_North_500_offpeak | Southern_PGAE_Flow_Battery_176_Generic | Operational_New_Capacity_MW | -1 | Generic_PGE_South_500_HSN | Southern_PGAE_Li_Battery_4hr_181_Generic | Reliability_Capacity_In_Model_Year | 1 | Southern_PGAE_Li_Battery_4hr_181_Generic | PG&E South | CAISO_Li_Battery_4hr_Dispatch | Wind | Generic_PGE_South_500_HSN | Southern_PGAE_Li_Battery_4hr_181_Generic | Reliability_Capacity_In_Model_Year | 1 | Generic_PGE_South_500_SSN | Southern_PGAE_Li_Battery_4hr_181_Generic | Reliability_Capacity_In_Model_Year | 0.5 | Generic_PGE_South_500_offpeak | Southern_PGAE_Li_Battery_4hr_181_Generic | Operational_New_Capacity_MW | -1
Generic_PGE_North_500_offpeak | Southern_PGAE_Flow_Battery_95_Generic | Operational_New_Capacity_MW | -1 | Generic_PGE_South_500_HSN | Southern_PGAE_Li_Battery_4hr_22_Generic | Reliability_Capacity_In_Model_Year | 1 | Southern_PGAE_Li_Battery_4hr_22_Generic | PG&E South | CAISO_Li_Battery_4hr_Dispatch | Wind | Generic_PGE_South_500_HSN | Southern_PGAE_Li_Battery_4hr_22_Generic | Reliability_Capacity_In_Model_Year | 1 | Generic_PGE_South_500_SSN | Southern_PGAE_Li_Battery_4hr_22_Generic | Reliability_Capacity_In_Model_Year | 0.5 | Generic_PGE_South_500_offpeak | Southern_PGAE_Li_Battery_4hr_22_Generic | Operational_New_Capacity_MW | -1
Generic_PGE_North_500_offpeak | Southern_PGAE_Flow_Battery_99_Generic | Operational_New_Capacity_MW | -1 | Generic_PGE_South_500_HSN | Southern_PGAE_Li_Battery_4hr_23_Generic | Reliability_Capacity_In_Model_Year | 1 | Southern_PGAE_Li_Battery_4hr_23_Generic | PG&E South | CAISO_Li_Battery_4hr_Dispatch | Wind | Generic_PGE_South_500_HSN | Southern_PGAE_Li_Battery_4hr_23_Generic | Reliability_Capacity_In_Model_Year | 1 | Generic_PGE_South_500_SSN | Southern_PGAE_Li_Battery_4hr_23_Generic | Reliability_Capacity_In_Model_Year | 0.5 | Generic_PGE_South_500_offpeak | Southern_PGAE_Li_Battery_4hr_23_Generic | Operational_New_Capacity_MW | -1
Generic_PGE_North_500_offpeak | Southern_PGAE_Li_Battery_4hr_111_Generic | Operational_New_Capacity_MW | -1 | Generic_PGE_South_500_HSN | Southern_PGAE_Li_Battery_4hr_24_Generic | Reliability_Capacity_In_Model_Year | 1 | Southern_PGAE_Li_Battery_4hr_24_Generic | PG&E South | CAISO_Li_Battery_4hr_Dispatch | Wind | Generic_PGE_South_500_HSN | Southern_PGAE_Li_Battery_4hr_24_Generic | Reliability_Capacity_In_Model_Year | 1 | Generic_PGE_South_500_SSN | Southern_PGAE_Li_Battery_4hr_24_Generic | Reliability_Capacity_In_Model_Year | 0.5 | Generic_PGE_South_500_offpeak | Southern_PGAE_Li_Battery_4hr_24_Generic | Operational_New_Capacity_MW | -1
Generic_PGE_North_500_offpeak | Southern_PGAE_Li_Battery_4hr_124_Generic | Operational_New_Capacity_MW | -1 | Generic_PGE_South_500_HSN | Southern_PGAE_Li_Battery_4hr_27_Generic | Reliability_Capacity_In_Model_Year | 1 | Southern_PGAE_Li_Battery_4hr_27_Generic | PG&E South | CAISO_Li_Battery_4hr_Dispatch | Wind | Generic_PGE_South_500_HSN | Southern_PGAE_Li_Battery_4hr_27_Generic | Reliability_Capacity_In_Model_Year | 1 | Generic_PGE_South_500_SSN | Southern_PGAE_Li_Battery_4hr_27_Generic | Reliability_Capacity_In_Model_Year | 0.5 | Generic_PGE_South_500_offpeak | Southern_PGAE_Li_Battery_4hr_27_Generic | Operational_New_Capacity_MW | -1
Generic_PGE_North_500_offpeak | Southern_PGAE_Li_Battery_4hr_139_Generic | Operational_New_Capacity_MW | -1 | Generic_PGE_South_500_HSN | Southern_PGAE_Li_Battery_4hr_3_Generic | Reliability_Capacity_In_Model_Year | 1 | Southern_PGAE_Li_Battery_4hr_3_Generic | PG&E South | CAISO_Li_Battery_4hr_Dispatch | Wind | Generic_PGE_South_500_HSN | Southern_PGAE_Li_Battery_4hr_3_Generic | Reliability_Capacity_In_Model_Year | 1 | Generic_PGE_South_500_SSN | Southern_PGAE_Li_Battery_4hr_3_Generic | Reliability_Capacity_In_Model_Year | 0.5 | Generic_PGE_South_500_offpeak | Southern_PGAE_Li_Battery_4hr_3_Generic | Operational_New_Capacity_MW | -1
Generic_PGE_North_500_offpeak | Southern_PGAE_Li_Battery_4hr_140_Generic | Operational_New_Capacity_MW | -1 | Generic_PGE_South_500_HSN | Southern_PGAE_Li_Battery_4hr_33_Generic | Reliability_Capacity_In_Model_Year | 1 | Southern_PGAE_Li_Battery_4hr_33_Generic | PG&E South | CAISO_Li_Battery_4hr_Dispatch | Wind | Generic_PGE_South_500_HSN | Southern_PGAE_Li_Battery_4hr_33_Generic | Reliability_Capacity_In_Model_Year | 1 | Generic_PGE_South_500_SSN | Southern_PGAE_Li_Battery_4hr_33_Generic | Reliability_Capacity_In_Model_Year | 0.5 | Generic_PGE_South_500_offpeak | Southern_PGAE_Li_Battery_4hr_33_Generic | Operational_New_Capacity_MW | -1
Generic_PGE_North_500_offpeak | Southern_PGAE_Li_Battery_4hr_145_Generic | Operational_New_Capacity_MW | -1 | Generic_PGE_South_500_HSN | Southern_PGAE_Li_Battery_4hr_34_Generic | Reliability_Capacity_In_Model_Year | 1 | Southern_PGAE_Li_Battery_4hr_34_Generic | PG&E South | CAISO_Li_Battery_4hr_Dispatch | Wind | Generic_PGE_South_500_HSN | Southern_PGAE_Li_Battery_4hr_34_Generic | Reliability_Capacity_In_Model_Year | 1 | Generic_PGE_South_500_SSN | Southern_PGAE_Li_Battery_4hr_34_Generic | Reliability_Capacity_In_Model_Year | 0.5 | Generic_PGE_South_500_offpeak | Southern_PGAE_Li_Battery_4hr_34_Generic | Operational_New_Capacity_MW | -1
Generic_PGE_North_500_offpeak | Southern_PGAE_Li_Battery_4hr_151_Generic | Operational_New_Capacity_MW | -1 | Generic_PGE_South_500_HSN | Southern_PGAE_Li_Battery_4hr_37_Generic | Reliability_Capacity_In_Model_Year | 1 | Southern_PGAE_Li_Battery_4hr_37_Generic | PG&E South | CAISO_Li_Battery_4hr_Dispatch | Wind | Generic_PGE_South_500_HSN | Southern_PGAE_Li_Battery_4hr_37_Generic | Reliability_Capacity_In_Model_Year | 1 | Generic_PGE_South_500_SSN | Southern_PGAE_Li_Battery_4hr_37_Generic | Reliability_Capacity_In_Model_Year | 0.5 | Generic_PGE_South_500_offpeak | Southern_PGAE_Li_Battery_4hr_37_Generic | Operational_New_Capacity_MW | -1
Generic_PGE_North_500_offpeak | Southern_PGAE_Li_Battery_4hr_154_Generic | Operational_New_Capacity_MW | -1 | Generic_PGE_South_500_HSN | Southern_PGAE_Li_Battery_4hr_39_Generic | Reliability_Capacity_In_Model_Year | 1 | Southern_PGAE_Li_Battery_4hr_39_Generic | PG&E South | CAISO_Li_Battery_4hr_Dispatch | Wind | Generic_PGE_South_500_HSN | Southern_PGAE_Li_Battery_4hr_39_Generic | Reliability_Capacity_In_Model_Year | 1 | Generic_PGE_South_500_SSN | Southern_PGAE_Li_Battery_4hr_39_Generic | Reliability_Capacity_In_Model_Year | 0.5 | Generic_PGE_South_500_offpeak | Southern_PGAE_Li_Battery_4hr_39_Generic | Operational_New_Capacity_MW | -1
Generic_PGE_North_500_offpeak | Southern_PGAE_Li_Battery_4hr_161_Generic | Operational_New_Capacity_MW | -1 | Generic_PGE_South_500_HSN | Southern_PGAE_Li_Battery_4hr_43_Generic | Reliability_Capacity_In_Model_Year | 1 | Southern_PGAE_Li_Battery_4hr_43_Generic | PG&E South | CAISO_Li_Battery_4hr_Dispatch | Wind | Generic_PGE_South_500_HSN | Southern_PGAE_Li_Battery_4hr_43_Generic | Reliability_Capacity_In_Model_Year | 1 | Generic_PGE_South_500_SSN | Southern_PGAE_Li_Battery_4hr_43_Generic | Reliability_Capacity_In_Model_Year | 0.5 | Generic_PGE_South_500_offpeak | Southern_PGAE_Li_Battery_4hr_43_Generic | Operational_New_Capacity_MW | -1
Generic_PGE_North_500_offpeak | Southern_PGAE_Li_Battery_4hr_162_Generic | Operational_New_Capacity_MW | -1 | Generic_PGE_South_500_HSN | Southern_PGAE_Li_Battery_4hr_45_Generic | Reliability_Capacity_In_Model_Year | 1 | Southern_PGAE_Li_Battery_4hr_45_Generic | PG&E South | CAISO_Li_Battery_4hr_Dispatch | Wind | Generic_PGE_South_500_HSN | Southern_PGAE_Li_Battery_4hr_45_Generic | Reliability_Capacity_In_Model_Year | 1 | Generic_PGE_South_500_SSN | Southern_PGAE_Li_Battery_4hr_45_Generic | Reliability_Capacity_In_Model_Year | 0.5 | Generic_PGE_South_500_offpeak | Southern_PGAE_Li_Battery_4hr_45_Generic | Operational_New_Capacity_MW | -1
Generic_PGE_North_500_offpeak | Southern_PGAE_Li_Battery_4hr_163_Generic | Operational_New_Capacity_MW | -1 | Generic_PGE_South_500_HSN | Southern_PGAE_Li_Battery_4hr_46_Generic | Reliability_Capacity_In_Model_Year | 1 | Southern_PGAE_Li_Battery_4hr_46_Generic | PG&E South | CAISO_Li_Battery_4hr_Dispatch | Wind | Generic_PGE_South_500_HSN | Southern_PGAE_Li_Battery_4hr_46_Generic | Reliability_Capacity_In_Model_Year | 1 | Generic_PGE_South_500_SSN | Southern_PGAE_Li_Battery_4hr_46_Generic | Reliability_Capacity_In_Model_Year | 0.5 | Generic_PGE_South_500_offpeak | Southern_PGAE_Li_Battery_4hr_46_Generic | Operational_New_Capacity_MW | -1
Generic_PGE_North_500_offpeak | Southern_PGAE_Li_Battery_4hr_164_Generic | Operational_New_Capacity_MW | -1 | Generic_PGE_South_500_HSN | Southern_PGAE_Li_Battery_4hr_47_Generic | Reliability_Capacity_In_Model_Year | 1 | Southern_PGAE_Li_Battery_4hr_47_Generic | PG&E South | CAISO_Li_Battery_4hr_Dispatch | Wind | Generic_PGE_South_500_HSN | Southern_PGAE_Li_Battery_4hr_47_Generic | Reliability_Capacity_In_Model_Year | 1 | Generic_PGE_South_500_SSN | Southern_PGAE_Li_Battery_4hr_47_Generic | Reliability_Capacity_In_Model_Year | 0.5 | Generic_PGE_South_500_offpeak | Southern_PGAE_Li_Battery_4hr_47_Generic | Operational_New_Capacity_MW | -1
Generic_PGE_North_500_offpeak | Southern_PGAE_Li_Battery_4hr_165_Generic | Operational_New_Capacity_MW | -1 | Generic_PGE_South_500_HSN | Southern_PGAE_Li_Battery_4hr_49_Generic | Reliability_Capacity_In_Model_Year | 1 | Southern_PGAE_Li_Battery_4hr_49_Generic | PG&E South | CAISO_Li_Battery_4hr_Dispatch | Wind | Generic_PGE_South_500_HSN | Southern_PGAE_Li_Battery_4hr_49_Generic | Reliability_Capacity_In_Model_Year | 1 | Generic_PGE_South_500_SSN | Southern_PGAE_Li_Battery_4hr_49_Generic | Reliability_Capacity_In_Model_Year | 0.5 | Generic_PGE_South_500_offpeak | Southern_PGAE_Li_Battery_4hr_49_Generic | Operational_New_Capacity_MW | -1
Generic_PGE_North_500_offpeak | Southern_PGAE_Li_Battery_4hr_168_Generic | Operational_New_Capacity_MW | -1 | Generic_PGE_South_500_HSN | Southern_PGAE_Li_Battery_4hr_52_Generic | Reliability_Capacity_In_Model_Year | 1 | Southern_PGAE_Li_Battery_4hr_52_Generic | PG&E South | CAISO_Li_Battery_4hr_Dispatch | Wind | Generic_PGE_South_500_HSN | Southern_PGAE_Li_Battery_4hr_52_Generic | Reliability_Capacity_In_Model_Year | 1 | Generic_PGE_South_500_SSN | Southern_PGAE_Li_Battery_4hr_52_Generic | Reliability_Capacity_In_Model_Year | 0.5 | Generic_PGE_South_500_offpeak | Southern_PGAE_Li_Battery_4hr_52_Generic | Operational_New_Capacity_MW | -1
Generic_PGE_North_500_offpeak | Southern_PGAE_Li_Battery_4hr_169_Generic | Operational_New_Capacity_MW | -1 | Generic_PGE_South_500_HSN | Southern_PGAE_Li_Battery_4hr_54_Generic | Reliability_Capacity_In_Model_Year | 1 | Southern_PGAE_Li_Battery_4hr_54_Generic | PG&E South | CAISO_Li_Battery_4hr_Dispatch | Wind | Generic_PGE_South_500_HSN | Southern_PGAE_Li_Battery_4hr_54_Generic | Reliability_Capacity_In_Model_Year | 1 | Generic_PGE_South_500_SSN | Southern_PGAE_Li_Battery_4hr_54_Generic | Reliability_Capacity_In_Model_Year | 0.5 | Generic_PGE_South_500_offpeak | Southern_PGAE_Li_Battery_4hr_54_Generic | Operational_New_Capacity_MW | -1
Generic_PGE_North_500_offpeak | Southern_PGAE_Li_Battery_4hr_17_Generic | Operational_New_Capacity_MW | -1 | Generic_PGE_South_500_HSN | Southern_PGAE_Li_Battery_4hr_61_Generic | Reliability_Capacity_In_Model_Year | 1 | Southern_PGAE_Li_Battery_4hr_61_Generic | PG&E South | CAISO_Li_Battery_4hr_Dispatch | Wind | Generic_PGE_South_500_HSN | Southern_PGAE_Li_Battery_4hr_61_Generic | Reliability_Capacity_In_Model_Year | 1 | Generic_PGE_South_500_SSN | Southern_PGAE_Li_Battery_4hr_61_Generic | Reliability_Capacity_In_Model_Year | 0.5 | Generic_PGE_South_500_offpeak | Southern_PGAE_Li_Battery_4hr_61_Generic | Operational_New_Capacity_MW | -1
Generic_PGE_North_500_offpeak | Southern_PGAE_Li_Battery_4hr_170_Generic | Operational_New_Capacity_MW | -1 | Generic_PGE_South_500_HSN | Southern_PGAE_Li_Battery_4hr_69_Generic | Reliability_Capacity_In_Model_Year | 1 | Southern_PGAE_Li_Battery_4hr_69_Generic | PG&E South | CAISO_Li_Battery_4hr_Dispatch | Wind | Generic_PGE_South_500_HSN | Southern_PGAE_Li_Battery_4hr_69_Generic | Reliability_Capacity_In_Model_Year | 1 | Generic_PGE_South_500_SSN | Southern_PGAE_Li_Battery_4hr_69_Generic | Reliability_Capacity_In_Model_Year | 0.5 | Generic_PGE_South_500_offpeak | Southern_PGAE_Li_Battery_4hr_69_Generic | Operational_New_Capacity_MW | -1
Generic_PGE_North_500_offpeak | Southern_PGAE_Li_Battery_4hr_174_Generic | Operational_New_Capacity_MW | -1 | Generic_PGE_South_500_HSN | Southern_PGAE_Li_Battery_4hr_72_Generic | Reliability_Capacity_In_Model_Year | 1 | Southern_PGAE_Li_Battery_4hr_72_Generic | PG&E South | CAISO_Li_Battery_4hr_Dispatch | Wind | Generic_PGE_South_500_HSN | Southern_PGAE_Li_Battery_4hr_72_Generic | Reliability_Capacity_In_Model_Year | 1 | Generic_PGE_South_500_SSN | Southern_PGAE_Li_Battery_4hr_72_Generic | Reliability_Capacity_In_Model_Year | 0.5 | Generic_PGE_South_500_offpeak | Southern_PGAE_Li_Battery_4hr_72_Generic | Operational_New_Capacity_MW | -1
Generic_PGE_North_500_offpeak | Southern_PGAE_Li_Battery_4hr_176_Generic | Operational_New_Capacity_MW | -1 | Generic_PGE_South_500_HSN | Southern_PGAE_Li_Battery_4hr_74_Generic | Reliability_Capacity_In_Model_Year | 1 | Southern_PGAE_Li_Battery_4hr_74_Generic | PG&E South | CAISO_Li_Battery_4hr_Dispatch | Wind | Generic_PGE_South_500_HSN | Southern_PGAE_Li_Battery_4hr_74_Generic | Reliability_Capacity_In_Model_Year | 1 | Generic_PGE_South_500_SSN | Southern_PGAE_Li_Battery_4hr_74_Generic | Reliability_Capacity_In_Model_Year | 0.5 | Generic_PGE_South_500_offpeak | Southern_PGAE_Li_Battery_4hr_74_Generic | Operational_New_Capacity_MW | -1
Generic_PGE_North_500_offpeak | Southern_PGAE_Li_Battery_4hr_95_Generic | Operational_New_Capacity_MW | -1 | Generic_PGE_South_500_HSN | Southern_PGAE_Li_Battery_4hr_75_Generic | Reliability_Capacity_In_Model_Year | 1 | Southern_PGAE_Li_Battery_4hr_75_Generic | PG&E South | CAISO_Li_Battery_4hr_Dispatch | Wind | Generic_PGE_South_500_HSN | Southern_PGAE_Li_Battery_4hr_75_Generic | Reliability_Capacity_In_Model_Year | 1 | Generic_PGE_South_500_SSN | Southern_PGAE_Li_Battery_4hr_75_Generic | Reliability_Capacity_In_Model_Year | 0.5 | Generic_PGE_South_500_offpeak | Southern_PGAE_Li_Battery_4hr_75_Generic | Operational_New_Capacity_MW | -1
Generic_PGE_North_500_offpeak | Southern_PGAE_Li_Battery_4hr_99_Generic | Operational_New_Capacity_MW | -1 | Generic_PGE_South_500_HSN | Southern_PGAE_Li_Battery_4hr_79_Generic | Reliability_Capacity_In_Model_Year | 1 | Southern_PGAE_Li_Battery_4hr_79_Generic | PG&E South | CAISO_Li_Battery_4hr_Dispatch | Wind | Generic_PGE_South_500_HSN | Southern_PGAE_Li_Battery_4hr_79_Generic | Reliability_Capacity_In_Model_Year | 1 | Generic_PGE_South_500_SSN | Southern_PGAE_Li_Battery_4hr_79_Generic | Reliability_Capacity_In_Model_Year | 0.5 | Generic_PGE_South_500_offpeak | Southern_PGAE_Li_Battery_4hr_79_Generic | Operational_New_Capacity_MW | -1
Generic_PGE_North_500_offpeak | Southern_PGAE_Li_Battery_8hr_111_Generic | Operational_New_Capacity_MW | -1 | Generic_PGE_South_500_HSN | Southern_PGAE_Li_Battery_4hr_8_Generic | Reliability_Capacity_In_Model_Year | 1 | Southern_PGAE_Li_Battery_4hr_8_Generic | PG&E South | CAISO_Li_Battery_4hr_Dispatch | Wind | Generic_PGE_South_500_HSN | Southern_PGAE_Li_Battery_4hr_8_Generic | Reliability_Capacity_In_Model_Year | 1 | Generic_PGE_South_500_SSN | Southern_PGAE_Li_Battery_4hr_8_Generic | Reliability_Capacity_In_Model_Year | 0.5 | Generic_PGE_South_500_offpeak | Southern_PGAE_Li_Battery_4hr_8_Generic | Operational_New_Capacity_MW | -1
Generic_PGE_North_500_offpeak | Southern_PGAE_Li_Battery_8hr_124_Generic | Operational_New_Capacity_MW | -1 | Generic_PGE_South_500_HSN | Southern_PGAE_Li_Battery_4hr_93_Generic | Reliability_Capacity_In_Model_Year | 1 | Southern_PGAE_Li_Battery_4hr_93_Generic | PG&E South | CAISO_Li_Battery_4hr_Dispatch | Wind | Generic_PGE_South_500_HSN | Southern_PGAE_Li_Battery_4hr_93_Generic | Reliability_Capacity_In_Model_Year | 1 | Generic_PGE_South_500_SSN | Southern_PGAE_Li_Battery_4hr_93_Generic | Reliability_Capacity_In_Model_Year | 0.5 | Generic_PGE_South_500_offpeak | Southern_PGAE_Li_Battery_4hr_93_Generic | Operational_New_Capacity_MW | -1
Generic_PGE_North_500_offpeak | Southern_PGAE_Li_Battery_8hr_139_Generic | Operational_New_Capacity_MW | -1 | Generic_PGE_North_500_HSN | Southern_PGAE_Li_Battery_4hr_95_Generic | Reliability_Capacity_In_Model_Year | 1 | Southern_PGAE_Li_Battery_4hr_95_Generic | PG&E North | CAISO_Li_Battery_4hr_Dispatch | Solar | Generic_PGE_North_500_HSN | Southern_PGAE_Li_Battery_4hr_95_Generic | Reliability_Capacity_In_Model_Year | 1 | Generic_PGE_North_500_SSN | Southern_PGAE_Li_Battery_4hr_95_Generic | Reliability_Capacity_In_Model_Year | 0.5 | Generic_PGE_North_500_offpeak | Southern_PGAE_Li_Battery_4hr_95_Generic | Operational_New_Capacity_MW | -1
Generic_PGE_North_500_offpeak | Southern_PGAE_Li_Battery_8hr_140_Generic | Operational_New_Capacity_MW | -1 | Generic_PGE_South_500_HSN | Southern_PGAE_Li_Battery_4hr_98_Generic | Reliability_Capacity_In_Model_Year | 1 | Southern_PGAE_Li_Battery_4hr_98_Generic | PG&E South | CAISO_Li_Battery_4hr_Dispatch | Wind | Generic_PGE_South_500_HSN | Southern_PGAE_Li_Battery_4hr_98_Generic | Reliability_Capacity_In_Model_Year | 1 | Generic_PGE_South_500_SSN | Southern_PGAE_Li_Battery_4hr_98_Generic | Reliability_Capacity_In_Model_Year | 0.5 | Generic_PGE_South_500_offpeak | Southern_PGAE_Li_Battery_4hr_98_Generic | Operational_New_Capacity_MW | -1
Generic_PGE_North_500_offpeak | Southern_PGAE_Li_Battery_8hr_145_Generic | Operational_New_Capacity_MW | -1 | Generic_PGE_North_500_HSN | Southern_PGAE_Li_Battery_4hr_99_Generic | Reliability_Capacity_In_Model_Year | 1 | Southern_PGAE_Li_Battery_4hr_99_Generic | PG&E North | CAISO_Li_Battery_4hr_Dispatch | Solar | Generic_PGE_North_500_HSN | Southern_PGAE_Li_Battery_4hr_99_Generic | Reliability_Capacity_In_Model_Year | 1 | Generic_PGE_North_500_SSN | Southern_PGAE_Li_Battery_4hr_99_Generic | Reliability_Capacity_In_Model_Year | 0.5 | Generic_PGE_North_500_offpeak | Southern_PGAE_Li_Battery_4hr_99_Generic | Operational_New_Capacity_MW | -1
Generic_PGE_North_500_offpeak | Southern_PGAE_Li_Battery_8hr_151_Generic | Operational_New_Capacity_MW | -1 | Generic_PGE_South_500_HSN | Southern_PGAE_Li_Battery_4hr_99_Generic | Reliability_Capacity_In_Model_Year | 1 | Southern_PGAE_Li_Battery_4hr_99_Generic | PG&E South | CAISO_Li_Battery_4hr_Dispatch | Wind | Generic_PGE_South_500_HSN | Southern_PGAE_Li_Battery_4hr_99_Generic | Reliability_Capacity_In_Model_Year | 1 | Generic_PGE_South_500_SSN | Southern_PGAE_Li_Battery_4hr_99_Generic | Reliability_Capacity_In_Model_Year | 0.5 | Generic_PGE_South_500_offpeak | Southern_PGAE_Li_Battery_4hr_99_Generic | Operational_New_Capacity_MW | -1
Generic_PGE_North_500_offpeak | Southern_PGAE_Li_Battery_8hr_154_Generic | Operational_New_Capacity_MW | -1 | Generic_PGE_South_500_HSN | Southern_PGAE_Li_Battery_8hr_102_Generic | Reliability_Capacity_In_Model_Year | 1 | Southern_PGAE_Li_Battery_8hr_102_Generic | PG&E South | CAISO_Li_Battery_8hr_Dispatch | Wind | Generic_PGE_South_500_HSN | Southern_PGAE_Li_Battery_8hr_102_Generic | Reliability_Capacity_In_Model_Year | 1 | Generic_PGE_South_500_SSN | Southern_PGAE_Li_Battery_8hr_102_Generic | Reliability_Capacity_In_Model_Year | 0.5 | Generic_PGE_South_500_offpeak | Southern_PGAE_Li_Battery_8hr_102_Generic | Operational_New_Capacity_MW | -1
Generic_PGE_North_500_offpeak | Southern_PGAE_Li_Battery_8hr_161_Generic | Operational_New_Capacity_MW | -1 | Generic_PGE_South_500_HSN | Southern_PGAE_Li_Battery_8hr_109_Generic | Reliability_Capacity_In_Model_Year | 1 | Southern_PGAE_Li_Battery_8hr_109_Generic | PG&E South | CAISO_Li_Battery_8hr_Dispatch | Wind | Generic_PGE_South_500_HSN | Southern_PGAE_Li_Battery_8hr_109_Generic | Reliability_Capacity_In_Model_Year | 1 | Generic_PGE_South_500_SSN | Southern_PGAE_Li_Battery_8hr_109_Generic | Reliability_Capacity_In_Model_Year | 0.5 | Generic_PGE_South_500_offpeak | Southern_PGAE_Li_Battery_8hr_109_Generic | Operational_New_Capacity_MW | -1
Generic_PGE_North_500_offpeak | Southern_PGAE_Li_Battery_8hr_162_Generic | Operational_New_Capacity_MW | -1 | Generic_PGE_North_500_HSN | Southern_PGAE_Li_Battery_8hr_111_Generic | Reliability_Capacity_In_Model_Year | 1 | Southern_PGAE_Li_Battery_8hr_111_Generic | PG&E North | CAISO_Li_Battery_8hr_Dispatch | Solar | Generic_PGE_North_500_HSN | Southern_PGAE_Li_Battery_8hr_111_Generic | Reliability_Capacity_In_Model_Year | 1 | Generic_PGE_North_500_SSN | Southern_PGAE_Li_Battery_8hr_111_Generic | Reliability_Capacity_In_Model_Year | 0.5 | Generic_PGE_North_500_offpeak | Southern_PGAE_Li_Battery_8hr_111_Generic | Operational_New_Capacity_MW | -1
Generic_PGE_North_500_offpeak | Southern_PGAE_Li_Battery_8hr_163_Generic | Operational_New_Capacity_MW | -1 | Generic_PGE_South_500_HSN | Southern_PGAE_Li_Battery_8hr_117_Generic | Reliability_Capacity_In_Model_Year | 1 | Southern_PGAE_Li_Battery_8hr_117_Generic | PG&E South | CAISO_Li_Battery_8hr_Dispatch | Wind | Generic_PGE_South_500_HSN | Southern_PGAE_Li_Battery_8hr_117_Generic | Reliability_Capacity_In_Model_Year | 1 | Generic_PGE_South_500_SSN | Southern_PGAE_Li_Battery_8hr_117_Generic | Reliability_Capacity_In_Model_Year | 0.5 | Generic_PGE_South_500_offpeak | Southern_PGAE_Li_Battery_8hr_117_Generic | Operational_New_Capacity_MW | -1
Generic_PGE_North_500_offpeak | Southern_PGAE_Li_Battery_8hr_164_Generic | Operational_New_Capacity_MW | -1 | Generic_PGE_South_500_HSN | Southern_PGAE_Li_Battery_8hr_118_Generic | Reliability_Capacity_In_Model_Year | 1 | Southern_PGAE_Li_Battery_8hr_118_Generic | PG&E South | CAISO_Li_Battery_8hr_Dispatch | Wind | Generic_PGE_South_500_HSN | Southern_PGAE_Li_Battery_8hr_118_Generic | Reliability_Capacity_In_Model_Year | 1 | Generic_PGE_South_500_SSN | Southern_PGAE_Li_Battery_8hr_118_Generic | Reliability_Capacity_In_Model_Year | 0.5 | Generic_PGE_South_500_offpeak | Southern_PGAE_Li_Battery_8hr_118_Generic | Operational_New_Capacity_MW | -1
Generic_PGE_North_500_offpeak | Southern_PGAE_Li_Battery_8hr_165_Generic | Operational_New_Capacity_MW | -1 | Generic_PGE_South_500_HSN | Southern_PGAE_Li_Battery_8hr_12_Generic | Reliability_Capacity_In_Model_Year | 1 | Southern_PGAE_Li_Battery_8hr_12_Generic | PG&E South | CAISO_Li_Battery_8hr_Dispatch | Wind | Generic_PGE_South_500_HSN | Southern_PGAE_Li_Battery_8hr_12_Generic | Reliability_Capacity_In_Model_Year | 1 | Generic_PGE_South_500_SSN | Southern_PGAE_Li_Battery_8hr_12_Generic | Reliability_Capacity_In_Model_Year | 0.5 | Generic_PGE_South_500_offpeak | Southern_PGAE_Li_Battery_8hr_12_Generic | Operational_New_Capacity_MW | -1
Generic_PGE_North_500_offpeak | Southern_PGAE_Li_Battery_8hr_168_Generic | Operational_New_Capacity_MW | -1 | Generic_PGE_North_500_HSN | Southern_PGAE_Li_Battery_8hr_124_Generic | Reliability_Capacity_In_Model_Year | 1 | Southern_PGAE_Li_Battery_8hr_124_Generic | PG&E North | CAISO_Li_Battery_8hr_Dispatch | Solar | Generic_PGE_North_500_HSN | Southern_PGAE_Li_Battery_8hr_124_Generic | Reliability_Capacity_In_Model_Year | 1 | Generic_PGE_North_500_SSN | Southern_PGAE_Li_Battery_8hr_124_Generic | Reliability_Capacity_In_Model_Year | 0.5 | Generic_PGE_North_500_offpeak | Southern_PGAE_Li_Battery_8hr_124_Generic | Operational_New_Capacity_MW | -1
Generic_PGE_North_500_offpeak | Southern_PGAE_Li_Battery_8hr_169_Generic | Operational_New_Capacity_MW | -1 | Generic_PGE_South_500_HSN | Southern_PGAE_Li_Battery_8hr_124_Generic | Reliability_Capacity_In_Model_Year | 1 | Southern_PGAE_Li_Battery_8hr_124_Generic | PG&E South | CAISO_Li_Battery_8hr_Dispatch | Wind | Generic_PGE_South_500_HSN | Southern_PGAE_Li_Battery_8hr_124_Generic | Reliability_Capacity_In_Model_Year | 1 | Generic_PGE_South_500_SSN | Southern_PGAE_Li_Battery_8hr_124_Generic | Reliability_Capacity_In_Model_Year | 0.5 | Generic_PGE_South_500_offpeak | Southern_PGAE_Li_Battery_8hr_124_Generic | Operational_New_Capacity_MW | -1
Generic_PGE_North_500_offpeak | Southern_PGAE_Li_Battery_8hr_17_Generic | Operational_New_Capacity_MW | -1 | Generic_PGE_South_500_HSN | Southern_PGAE_Li_Battery_8hr_136_Generic | Reliability_Capacity_In_Model_Year | 1 | Southern_PGAE_Li_Battery_8hr_136_Generic | PG&E South | CAISO_Li_Battery_8hr_Dispatch | Wind | Generic_PGE_South_500_HSN | Southern_PGAE_Li_Battery_8hr_136_Generic | Reliability_Capacity_In_Model_Year | 1 | Generic_PGE_South_500_SSN | Southern_PGAE_Li_Battery_8hr_136_Generic | Reliability_Capacity_In_Model_Year | 0.5 | Generic_PGE_South_500_offpeak | Southern_PGAE_Li_Battery_8hr_136_Generic | Operational_New_Capacity_MW | -1
Generic_PGE_North_500_offpeak | Southern_PGAE_Li_Battery_8hr_170_Generic | Operational_New_Capacity_MW | -1 | Generic_PGE_North_500_HSN | Southern_PGAE_Li_Battery_8hr_139_Generic | Reliability_Capacity_In_Model_Year | 1 | Southern_PGAE_Li_Battery_8hr_139_Generic | PG&E North | CAISO_Li_Battery_8hr_Dispatch | Solar | Generic_PGE_North_500_HSN | Southern_PGAE_Li_Battery_8hr_139_Generic | Reliability_Capacity_In_Model_Year | 1 | Generic_PGE_North_500_SSN | Southern_PGAE_Li_Battery_8hr_139_Generic | Reliability_Capacity_In_Model_Year | 0.5 | Generic_PGE_North_500_offpeak | Southern_PGAE_Li_Battery_8hr_139_Generic | Operational_New_Capacity_MW | -1
Generic_PGE_North_500_offpeak | Southern_PGAE_Li_Battery_8hr_174_Generic | Operational_New_Capacity_MW | -1 | Generic_PGE_South_500_HSN | Southern_PGAE_Li_Battery_8hr_139_Generic | Reliability_Capacity_In_Model_Year | 1 | Southern_PGAE_Li_Battery_8hr_139_Generic | PG&E South | CAISO_Li_Battery_8hr_Dispatch | Wind | Generic_PGE_South_500_HSN | Southern_PGAE_Li_Battery_8hr_139_Generic | Reliability_Capacity_In_Model_Year | 1 | Generic_PGE_South_500_SSN | Southern_PGAE_Li_Battery_8hr_139_Generic | Reliability_Capacity_In_Model_Year | 0.5 | Generic_PGE_South_500_offpeak | Southern_PGAE_Li_Battery_8hr_139_Generic | Operational_New_Capacity_MW | -1
Generic_PGE_North_500_offpeak | Southern_PGAE_Li_Battery_8hr_176_Generic | Operational_New_Capacity_MW | -1 | Generic_PGE_North_500_HSN | Southern_PGAE_Li_Battery_8hr_140_Generic | Reliability_Capacity_In_Model_Year | 1 | Southern_PGAE_Li_Battery_8hr_140_Generic | PG&E North | CAISO_Li_Battery_8hr_Dispatch | Solar | Generic_PGE_North_500_HSN | Southern_PGAE_Li_Battery_8hr_140_Generic | Reliability_Capacity_In_Model_Year | 1 | Generic_PGE_North_500_SSN | Southern_PGAE_Li_Battery_8hr_140_Generic | Reliability_Capacity_In_Model_Year | 0.5 | Generic_PGE_North_500_offpeak | Southern_PGAE_Li_Battery_8hr_140_Generic | Operational_New_Capacity_MW | -1
Generic_PGE_North_500_offpeak | Southern_PGAE_Li_Battery_8hr_95_Generic | Operational_New_Capacity_MW | -1 | Generic_PGE_South_500_HSN | Southern_PGAE_Li_Battery_8hr_140_Generic | Reliability_Capacity_In_Model_Year | 1 | Southern_PGAE_Li_Battery_8hr_140_Generic | PG&E South | CAISO_Li_Battery_8hr_Dispatch | Wind | Generic_PGE_South_500_HSN | Southern_PGAE_Li_Battery_8hr_140_Generic | Reliability_Capacity_In_Model_Year | 1 | Generic_PGE_South_500_SSN | Southern_PGAE_Li_Battery_8hr_140_Generic | Reliability_Capacity_In_Model_Year | 0.5 | Generic_PGE_South_500_offpeak | Southern_PGAE_Li_Battery_8hr_140_Generic | Operational_New_Capacity_MW | -1
Generic_PGE_North_500_offpeak | Southern_PGAE_Li_Battery_8hr_99_Generic | Operational_New_Capacity_MW | -1 | Generic_PGE_North_500_HSN | Southern_PGAE_Li_Battery_8hr_145_Generic | Reliability_Capacity_In_Model_Year | 1 | Southern_PGAE_Li_Battery_8hr_145_Generic | PG&E North | CAISO_Li_Battery_8hr_Dispatch | Solar | Generic_PGE_North_500_HSN | Southern_PGAE_Li_Battery_8hr_145_Generic | Reliability_Capacity_In_Model_Year | 1 | Generic_PGE_North_500_SSN | Southern_PGAE_Li_Battery_8hr_145_Generic | Reliability_Capacity_In_Model_Year | 0.5 | Generic_PGE_North_500_offpeak | Southern_PGAE_Li_Battery_8hr_145_Generic | Operational_New_Capacity_MW | -1
Generic_PGE_North_500_offpeak | Southern_PGAE_Solar_111_Generic | Operational_New_Capacity_MW | 0.79 | Generic_PGE_South_500_HSN | Southern_PGAE_Li_Battery_8hr_147_Generic | Reliability_Capacity_In_Model_Year | 1 | Southern_PGAE_Li_Battery_8hr_147_Generic | PG&E South | CAISO_Li_Battery_8hr_Dispatch | Wind | Generic_PGE_South_500_HSN | Southern_PGAE_Li_Battery_8hr_147_Generic | Reliability_Capacity_In_Model_Year | 1 | Generic_PGE_South_500_SSN | Southern_PGAE_Li_Battery_8hr_147_Generic | Reliability_Capacity_In_Model_Year | 0.5 | Generic_PGE_South_500_offpeak | Southern_PGAE_Li_Battery_8hr_147_Generic | Operational_New_Capacity_MW | -1
Generic_PGE_North_500_offpeak | Southern_PGAE_Solar_124_Generic | Operational_New_Capacity_MW | 0.79 | Generic_PGE_South_500_HSN | Southern_PGAE_Li_Battery_8hr_148_Generic | Reliability_Capacity_In_Model_Year | 1 | Southern_PGAE_Li_Battery_8hr_148_Generic | PG&E South | CAISO_Li_Battery_8hr_Dispatch | Wind | Generic_PGE_South_500_HSN | Southern_PGAE_Li_Battery_8hr_148_Generic | Reliability_Capacity_In_Model_Year | 1 | Generic_PGE_South_500_SSN | Southern_PGAE_Li_Battery_8hr_148_Generic | Reliability_Capacity_In_Model_Year | 0.5 | Generic_PGE_South_500_offpeak | Southern_PGAE_Li_Battery_8hr_148_Generic | Operational_New_Capacity_MW | -1
Generic_PGE_North_500_offpeak | Southern_PGAE_Solar_139_Generic | Operational_New_Capacity_MW | 0.79 | Generic_PGE_North_500_HSN | Southern_PGAE_Li_Battery_8hr_151_Generic | Reliability_Capacity_In_Model_Year | 1 | Southern_PGAE_Li_Battery_8hr_151_Generic | PG&E North | CAISO_Li_Battery_8hr_Dispatch | Solar | Generic_PGE_North_500_HSN | Southern_PGAE_Li_Battery_8hr_151_Generic | Reliability_Capacity_In_Model_Year | 1 | Generic_PGE_North_500_SSN | Southern_PGAE_Li_Battery_8hr_151_Generic | Reliability_Capacity_In_Model_Year | 0.5 | Generic_PGE_North_500_offpeak | Southern_PGAE_Li_Battery_8hr_151_Generic | Operational_New_Capacity_MW | -1
Generic_PGE_North_500_offpeak | Southern_PGAE_Solar_140_Generic | Operational_New_Capacity_MW | 0.79 | Generic_PGE_South_500_HSN | Southern_PGAE_Li_Battery_8hr_151_Generic | Reliability_Capacity_In_Model_Year | 1 | Southern_PGAE_Li_Battery_8hr_151_Generic | PG&E South | CAISO_Li_Battery_8hr_Dispatch | Wind | Generic_PGE_South_500_HSN | Southern_PGAE_Li_Battery_8hr_151_Generic | Reliability_Capacity_In_Model_Year | 1 | Generic_PGE_South_500_SSN | Southern_PGAE_Li_Battery_8hr_151_Generic | Reliability_Capacity_In_Model_Year | 0.5 | Generic_PGE_South_500_offpeak | Southern_PGAE_Li_Battery_8hr_151_Generic | Operational_New_Capacity_MW | -1
Generic_PGE_North_500_offpeak | Southern_PGAE_Solar_145_Generic | Operational_New_Capacity_MW | 0.79 | Generic_PGE_South_500_HSN | Southern_PGAE_Li_Battery_8hr_152_Generic | Reliability_Capacity_In_Model_Year | 1 | Southern_PGAE_Li_Battery_8hr_152_Generic | PG&E South | CAISO_Li_Battery_8hr_Dispatch | Wind | Generic_PGE_South_500_HSN | Southern_PGAE_Li_Battery_8hr_152_Generic | Reliability_Capacity_In_Model_Year | 1 | Generic_PGE_South_500_SSN | Southern_PGAE_Li_Battery_8hr_152_Generic | Reliability_Capacity_In_Model_Year | 0.5 | Generic_PGE_South_500_offpeak | Southern_PGAE_Li_Battery_8hr_152_Generic | Operational_New_Capacity_MW | -1
Generic_PGE_North_500_offpeak | Southern_PGAE_Solar_151_Generic | Operational_New_Capacity_MW | 0.79 | Generic_PGE_North_500_HSN | Southern_PGAE_Li_Battery_8hr_154_Generic | Reliability_Capacity_In_Model_Year | 1 | Southern_PGAE_Li_Battery_8hr_154_Generic | PG&E North | CAISO_Li_Battery_8hr_Dispatch | Solar | Generic_PGE_North_500_HSN | Southern_PGAE_Li_Battery_8hr_154_Generic | Reliability_Capacity_In_Model_Year | 1 | Generic_PGE_North_500_SSN | Southern_PGAE_Li_Battery_8hr_154_Generic | Reliability_Capacity_In_Model_Year | 0.5 | Generic_PGE_North_500_offpeak | Southern_PGAE_Li_Battery_8hr_154_Generic | Operational_New_Capacity_MW | -1
Generic_PGE_North_500_offpeak | Southern_PGAE_Solar_154_Generic | Operational_New_Capacity_MW | 0.79 | Generic_PGE_South_500_HSN | Southern_PGAE_Li_Battery_8hr_154_Generic | Reliability_Capacity_In_Model_Year | 1 | Southern_PGAE_Li_Battery_8hr_154_Generic | PG&E South | CAISO_Li_Battery_8hr_Dispatch | Wind | Generic_PGE_South_500_HSN | Southern_PGAE_Li_Battery_8hr_154_Generic | Reliability_Capacity_In_Model_Year | 1 | Generic_PGE_South_500_SSN | Southern_PGAE_Li_Battery_8hr_154_Generic | Reliability_Capacity_In_Model_Year | 0.5 | Generic_PGE_South_500_offpeak | Southern_PGAE_Li_Battery_8hr_154_Generic | Operational_New_Capacity_MW | -1
Generic_PGE_North_500_offpeak | Southern_PGAE_Solar_161_Generic | Operational_New_Capacity_MW | 0.79 | Generic_PGE_South_500_HSN | Southern_PGAE_Li_Battery_8hr_160_Generic | Reliability_Capacity_In_Model_Year | 1 | Southern_PGAE_Li_Battery_8hr_160_Generic | PG&E South | CAISO_Li_Battery_8hr_Dispatch | Wind | Generic_PGE_South_500_HSN | Southern_PGAE_Li_Battery_8hr_160_Generic | Reliability_Capacity_In_Model_Year | 1 | Generic_PGE_South_500_SSN | Southern_PGAE_Li_Battery_8hr_160_Generic | Reliability_Capacity_In_Model_Year | 0.5 | Generic_PGE_South_500_offpeak | Southern_PGAE_Li_Battery_8hr_160_Generic | Operational_New_Capacity_MW | -1
Generic_PGE_North_500_offpeak | Southern_PGAE_Solar_162_Generic | Operational_New_Capacity_MW | 0.79 | Generic_PGE_North_500_HSN | Southern_PGAE_Li_Battery_8hr_161_Generic | Reliability_Capacity_In_Model_Year | 1 | Southern_PGAE_Li_Battery_8hr_161_Generic | PG&E North | CAISO_Li_Battery_8hr_Dispatch | Solar | Generic_PGE_North_500_HSN | Southern_PGAE_Li_Battery_8hr_161_Generic | Reliability_Capacity_In_Model_Year | 1 | Generic_PGE_North_500_SSN | Southern_PGAE_Li_Battery_8hr_161_Generic | Reliability_Capacity_In_Model_Year | 0.5 | Generic_PGE_North_500_offpeak | Southern_PGAE_Li_Battery_8hr_161_Generic | Operational_New_Capacity_MW | -1
Generic_PGE_North_500_offpeak | Southern_PGAE_Solar_163_Generic | Operational_New_Capacity_MW | 0.79 | Generic_PGE_South_500_HSN | Southern_PGAE_Li_Battery_8hr_161_Generic | Reliability_Capacity_In_Model_Year | 1 | Southern_PGAE_Li_Battery_8hr_161_Generic | PG&E South | CAISO_Li_Battery_8hr_Dispatch | Wind | Generic_PGE_South_500_HSN | Southern_PGAE_Li_Battery_8hr_161_Generic | Reliability_Capacity_In_Model_Year | 1 | Generic_PGE_South_500_SSN | Southern_PGAE_Li_Battery_8hr_161_Generic | Reliability_Capacity_In_Model_Year | 0.5 | Generic_PGE_South_500_offpeak | Southern_PGAE_Li_Battery_8hr_161_Generic | Operational_New_Capacity_MW | -1
Generic_PGE_North_500_offpeak | Southern_PGAE_Solar_164_Generic | Operational_New_Capacity_MW | 0.79 | Generic_PGE_North_500_HSN | Southern_PGAE_Li_Battery_8hr_162_Generic | Reliability_Capacity_In_Model_Year | 1 | Southern_PGAE_Li_Battery_8hr_162_Generic | PG&E North | CAISO_Li_Battery_8hr_Dispatch | Solar | Generic_PGE_North_500_HSN | Southern_PGAE_Li_Battery_8hr_162_Generic | Reliability_Capacity_In_Model_Year | 1 | Generic_PGE_North_500_SSN | Southern_PGAE_Li_Battery_8hr_162_Generic | Reliability_Capacity_In_Model_Year | 0.5 | Generic_PGE_North_500_offpeak | Southern_PGAE_Li_Battery_8hr_162_Generic | Operational_New_Capacity_MW | -1
Generic_PGE_North_500_offpeak | Southern_PGAE_Solar_165_Generic | Operational_New_Capacity_MW | 0.79 | Generic_PGE_South_500_HSN | Southern_PGAE_Li_Battery_8hr_162_Generic | Reliability_Capacity_In_Model_Year | 1 | Southern_PGAE_Li_Battery_8hr_162_Generic | PG&E South | CAISO_Li_Battery_8hr_Dispatch | Wind | Generic_PGE_South_500_HSN | Southern_PGAE_Li_Battery_8hr_162_Generic | Reliability_Capacity_In_Model_Year | 1 | Generic_PGE_South_500_SSN | Southern_PGAE_Li_Battery_8hr_162_Generic | Reliability_Capacity_In_Model_Year | 0.5 | Generic_PGE_South_500_offpeak | Southern_PGAE_Li_Battery_8hr_162_Generic | Operational_New_Capacity_MW | -1
Generic_PGE_North_500_offpeak | Southern_PGAE_Solar_168_Generic | Operational_New_Capacity_MW | 0.79 | Generic_PGE_North_500_HSN | Southern_PGAE_Li_Battery_8hr_163_Generic | Reliability_Capacity_In_Model_Year | 1 | Southern_PGAE_Li_Battery_8hr_163_Generic | PG&E North | CAISO_Li_Battery_8hr_Dispatch | Solar | Generic_PGE_North_500_HSN | Southern_PGAE_Li_Battery_8hr_163_Generic | Reliability_Capacity_In_Model_Year | 1 | Generic_PGE_North_500_SSN | Southern_PGAE_Li_Battery_8hr_163_Generic | Reliability_Capacity_In_Model_Year | 0.5 | Generic_PGE_North_500_offpeak | Southern_PGAE_Li_Battery_8hr_163_Generic | Operational_New_Capacity_MW | -1
Generic_PGE_North_500_offpeak | Southern_PGAE_Solar_169_Generic | Operational_New_Capacity_MW | 0.79 | Generic_PGE_South_500_HSN | Southern_PGAE_Li_Battery_8hr_163_Generic | Reliability_Capacity_In_Model_Year | 1 | Southern_PGAE_Li_Battery_8hr_163_Generic | PG&E South | CAISO_Li_Battery_8hr_Dispatch | Wind | Generic_PGE_South_500_HSN | Southern_PGAE_Li_Battery_8hr_163_Generic | Reliability_Capacity_In_Model_Year | 1 | Generic_PGE_South_500_SSN | Southern_PGAE_Li_Battery_8hr_163_Generic | Reliability_Capacity_In_Model_Year | 0.5 | Generic_PGE_South_500_offpeak | Southern_PGAE_Li_Battery_8hr_163_Generic | Operational_New_Capacity_MW | -1
Generic_PGE_North_500_offpeak | Southern_PGAE_Solar_17_Generic | Operational_New_Capacity_MW | 0.79 | Generic_PGE_North_500_HSN | Southern_PGAE_Li_Battery_8hr_164_Generic | Reliability_Capacity_In_Model_Year | 1 | Southern_PGAE_Li_Battery_8hr_164_Generic | PG&E North | CAISO_Li_Battery_8hr_Dispatch | Solar | Generic_PGE_North_500_HSN | Southern_PGAE_Li_Battery_8hr_164_Generic | Reliability_Capacity_In_Model_Year | 1 | Generic_PGE_North_500_SSN | Southern_PGAE_Li_Battery_8hr_164_Generic | Reliability_Capacity_In_Model_Year | 0.5 | Generic_PGE_North_500_offpeak | Southern_PGAE_Li_Battery_8hr_164_Generic | Operational_New_Capacity_MW | -1
Generic_PGE_North_500_offpeak | Southern_PGAE_Solar_170_Generic | Operational_New_Capacity_MW | 0.79 | Generic_PGE_South_500_HSN | Southern_PGAE_Li_Battery_8hr_164_Generic | Reliability_Capacity_In_Model_Year | 1 | Southern_PGAE_Li_Battery_8hr_164_Generic | PG&E South | CAISO_Li_Battery_8hr_Dispatch | Wind | Generic_PGE_South_500_HSN | Southern_PGAE_Li_Battery_8hr_164_Generic | Reliability_Capacity_In_Model_Year | 1 | Generic_PGE_South_500_SSN | Southern_PGAE_Li_Battery_8hr_164_Generic | Reliability_Capacity_In_Model_Year | 0.5 | Generic_PGE_South_500_offpeak | Southern_PGAE_Li_Battery_8hr_164_Generic | Operational_New_Capacity_MW | -1
Generic_PGE_North_500_offpeak | Southern_PGAE_Solar_174_Generic | Operational_New_Capacity_MW | 0.79 | Generic_PGE_North_500_HSN | Southern_PGAE_Li_Battery_8hr_165_Generic | Reliability_Capacity_In_Model_Year | 1 | Southern_PGAE_Li_Battery_8hr_165_Generic | PG&E North | CAISO_Li_Battery_8hr_Dispatch | Solar | Generic_PGE_North_500_HSN | Southern_PGAE_Li_Battery_8hr_165_Generic | Reliability_Capacity_In_Model_Year | 1 | Generic_PGE_North_500_SSN | Southern_PGAE_Li_Battery_8hr_165_Generic | Reliability_Capacity_In_Model_Year | 0.5 | Generic_PGE_North_500_offpeak | Southern_PGAE_Li_Battery_8hr_165_Generic | Operational_New_Capacity_MW | -1
Generic_PGE_North_500_offpeak | Southern_PGAE_Solar_176_Generic | Operational_New_Capacity_MW | 0.79 | Generic_PGE_South_500_HSN | Southern_PGAE_Li_Battery_8hr_165_Generic | Reliability_Capacity_In_Model_Year | 1 | Southern_PGAE_Li_Battery_8hr_165_Generic | PG&E South | CAISO_Li_Battery_8hr_Dispatch | Wind | Generic_PGE_South_500_HSN | Southern_PGAE_Li_Battery_8hr_165_Generic | Reliability_Capacity_In_Model_Year | 1 | Generic_PGE_South_500_SSN | Southern_PGAE_Li_Battery_8hr_165_Generic | Reliability_Capacity_In_Model_Year | 0.5 | Generic_PGE_South_500_offpeak | Southern_PGAE_Li_Battery_8hr_165_Generic | Operational_New_Capacity_MW | -1
Generic_PGE_North_500_offpeak | Southern_PGAE_Solar_95_Generic | Operational_New_Capacity_MW | 0.79 | Generic_PGE_North_500_HSN | Southern_PGAE_Li_Battery_8hr_168_Generic | Reliability_Capacity_In_Model_Year | 1 | Southern_PGAE_Li_Battery_8hr_168_Generic | PG&E North | CAISO_Li_Battery_8hr_Dispatch | Solar | Generic_PGE_North_500_HSN | Southern_PGAE_Li_Battery_8hr_168_Generic | Reliability_Capacity_In_Model_Year | 1 | Generic_PGE_North_500_SSN | Southern_PGAE_Li_Battery_8hr_168_Generic | Reliability_Capacity_In_Model_Year | 0.5 | Generic_PGE_North_500_offpeak | Southern_PGAE_Li_Battery_8hr_168_Generic | Operational_New_Capacity_MW | -1
Generic_PGE_North_500_offpeak | Southern_PGAE_Solar_99_Generic | Operational_New_Capacity_MW | 0.79 | Generic_PGE_South_500_HSN | Southern_PGAE_Li_Battery_8hr_168_Generic | Reliability_Capacity_In_Model_Year | 1 | Southern_PGAE_Li_Battery_8hr_168_Generic | PG&E South | CAISO_Li_Battery_8hr_Dispatch | Wind | Generic_PGE_South_500_HSN | Southern_PGAE_Li_Battery_8hr_168_Generic | Reliability_Capacity_In_Model_Year | 1 | Generic_PGE_South_500_SSN | Southern_PGAE_Li_Battery_8hr_168_Generic | Reliability_Capacity_In_Model_Year | 0.5 | Generic_PGE_South_500_offpeak | Southern_PGAE_Li_Battery_8hr_168_Generic | Operational_New_Capacity_MW | -1
Generic_PGE_North_500_offpeak | Tehachapi_Flow_Battery_125_Generic | Operational_New_Capacity_MW | -1 | Generic_PGE_North_500_HSN | Southern_PGAE_Li_Battery_8hr_169_Generic | Reliability_Capacity_In_Model_Year | 1 | Southern_PGAE_Li_Battery_8hr_169_Generic | PG&E North | CAISO_Li_Battery_8hr_Dispatch | Solar | Generic_PGE_North_500_HSN | Southern_PGAE_Li_Battery_8hr_169_Generic | Reliability_Capacity_In_Model_Year | 1 | Generic_PGE_North_500_SSN | Southern_PGAE_Li_Battery_8hr_169_Generic | Reliability_Capacity_In_Model_Year | 0.5 | Generic_PGE_North_500_offpeak | Southern_PGAE_Li_Battery_8hr_169_Generic | Operational_New_Capacity_MW | -1
Generic_PGE_North_500_offpeak | Tehachapi_Li_Battery_4hr_125_Generic | Operational_New_Capacity_MW | -1 | Generic_PGE_South_500_HSN | Southern_PGAE_Li_Battery_8hr_169_Generic | Reliability_Capacity_In_Model_Year | 1 | Southern_PGAE_Li_Battery_8hr_169_Generic | PG&E South | CAISO_Li_Battery_8hr_Dispatch | Wind | Generic_PGE_South_500_HSN | Southern_PGAE_Li_Battery_8hr_169_Generic | Reliability_Capacity_In_Model_Year | 1 | Generic_PGE_South_500_SSN | Southern_PGAE_Li_Battery_8hr_169_Generic | Reliability_Capacity_In_Model_Year | 0.5 | Generic_PGE_South_500_offpeak | Southern_PGAE_Li_Battery_8hr_169_Generic | Operational_New_Capacity_MW | -1
Generic_PGE_North_500_offpeak | Tehachapi_Li_Battery_8hr_125_Generic | Operational_New_Capacity_MW | -1 | Generic_PGE_North_500_HSN | Southern_PGAE_Li_Battery_8hr_17_Generic | Reliability_Capacity_In_Model_Year | 1 | Southern_PGAE_Li_Battery_8hr_17_Generic | PG&E North | CAISO_Li_Battery_8hr_Dispatch | Solar | Generic_PGE_North_500_HSN | Southern_PGAE_Li_Battery_8hr_17_Generic | Reliability_Capacity_In_Model_Year | 1 | Generic_PGE_North_500_SSN | Southern_PGAE_Li_Battery_8hr_17_Generic | Reliability_Capacity_In_Model_Year | 0.5 | Generic_PGE_North_500_offpeak | Southern_PGAE_Li_Battery_8hr_17_Generic | Operational_New_Capacity_MW | -1
Generic_PGE_North_500_offpeak | Tehachapi_Solar_125_Generic | Operational_New_Capacity_MW | 0.77 | Generic_PGE_South_500_HSN | Southern_PGAE_Li_Battery_8hr_17_Generic | Reliability_Capacity_In_Model_Year | 1 | Southern_PGAE_Li_Battery_8hr_17_Generic | PG&E South | CAISO_Li_Battery_8hr_Dispatch | Wind | Generic_PGE_South_500_HSN | Southern_PGAE_Li_Battery_8hr_17_Generic | Reliability_Capacity_In_Model_Year | 1 | Generic_PGE_South_500_SSN | Southern_PGAE_Li_Battery_8hr_17_Generic | Reliability_Capacity_In_Model_Year | 0.5 | Generic_PGE_South_500_offpeak | Southern_PGAE_Li_Battery_8hr_17_Generic | Operational_New_Capacity_MW | -1
Generic_PGE_North_500_offpeak | Generic_PGE_North_500_group | Operational_New_Capacity_MW | -1 | Generic_PGE_North_500_HSN | Southern_PGAE_Li_Battery_8hr_170_Generic | Reliability_Capacity_In_Model_Year | 1 | Southern_PGAE_Li_Battery_8hr_170_Generic | PG&E North | CAISO_Li_Battery_8hr_Dispatch | Solar | Generic_PGE_North_500_HSN | Southern_PGAE_Li_Battery_8hr_170_Generic | Reliability_Capacity_In_Model_Year | 1 | Generic_PGE_North_500_SSN | Southern_PGAE_Li_Battery_8hr_170_Generic | Reliability_Capacity_In_Model_Year | 0.5 | Generic_PGE_North_500_offpeak | Southern_PGAE_Li_Battery_8hr_170_Generic | Operational_New_Capacity_MW | -1
Generic_PGE_North_500_SSN | Central_Valley_North_Los_Banos_Wind_125_Generic | Reliability_Capacity_In_Model_Year | 0.163 | Generic_PGE_South_500_HSN | Southern_PGAE_Li_Battery_8hr_170_Generic | Reliability_Capacity_In_Model_Year | 1 | Southern_PGAE_Li_Battery_8hr_170_Generic | PG&E South | CAISO_Li_Battery_8hr_Dispatch | Wind | Generic_PGE_South_500_HSN | Southern_PGAE_Li_Battery_8hr_170_Generic | Reliability_Capacity_In_Model_Year | 1 | Generic_PGE_South_500_SSN | Southern_PGAE_Li_Battery_8hr_170_Generic | Reliability_Capacity_In_Model_Year | 0.5 | Generic_PGE_South_500_offpeak | Southern_PGAE_Li_Battery_8hr_170_Generic | Operational_New_Capacity_MW | -1
Generic_PGE_North_500_SSN | Central_Valley_North_Los_Banos_Wind_154_Generic | Reliability_Capacity_In_Model_Year | 0.163 | Generic_PGE_South_500_HSN | Southern_PGAE_Li_Battery_8hr_173_Generic | Reliability_Capacity_In_Model_Year | 1 | Southern_PGAE_Li_Battery_8hr_173_Generic | PG&E South | CAISO_Li_Battery_8hr_Dispatch | Wind | Generic_PGE_South_500_HSN | Southern_PGAE_Li_Battery_8hr_173_Generic | Reliability_Capacity_In_Model_Year | 1 | Generic_PGE_South_500_SSN | Southern_PGAE_Li_Battery_8hr_173_Generic | Reliability_Capacity_In_Model_Year | 0.5 | Generic_PGE_South_500_offpeak | Southern_PGAE_Li_Battery_8hr_173_Generic | Operational_New_Capacity_MW | -1
Generic_PGE_North_500_SSN | Central_Valley_North_Los_Banos_Wind_162_Generic | Reliability_Capacity_In_Model_Year | 0.163 | Generic_PGE_North_500_HSN | Southern_PGAE_Li_Battery_8hr_174_Generic | Reliability_Capacity_In_Model_Year | 1 | Southern_PGAE_Li_Battery_8hr_174_Generic | PG&E North | CAISO_Li_Battery_8hr_Dispatch | Solar | Generic_PGE_North_500_HSN | Southern_PGAE_Li_Battery_8hr_174_Generic | Reliability_Capacity_In_Model_Year | 1 | Generic_PGE_North_500_SSN | Southern_PGAE_Li_Battery_8hr_174_Generic | Reliability_Capacity_In_Model_Year | 0.5 | Generic_PGE_North_500_offpeak | Southern_PGAE_Li_Battery_8hr_174_Generic | Operational_New_Capacity_MW | -1
Generic_PGE_North_500_SSN | Central_Valley_North_Los_Banos_Wind_17_Generic | Reliability_Capacity_In_Model_Year | 0.163 | Generic_PGE_South_500_HSN | Southern_PGAE_Li_Battery_8hr_174_Generic | Reliability_Capacity_In_Model_Year | 1 | Southern_PGAE_Li_Battery_8hr_174_Generic | PG&E South | CAISO_Li_Battery_8hr_Dispatch | Wind | Generic_PGE_South_500_HSN | Southern_PGAE_Li_Battery_8hr_174_Generic | Reliability_Capacity_In_Model_Year | 1 | Generic_PGE_South_500_SSN | Southern_PGAE_Li_Battery_8hr_174_Generic | Reliability_Capacity_In_Model_Year | 0.5 | Generic_PGE_South_500_offpeak | Southern_PGAE_Li_Battery_8hr_174_Generic | Operational_New_Capacity_MW | -1
Generic_PGE_North_500_SSN | Northern_California_Biomass_5_Generic | Reliability_Capacity_In_Model_Year | 1 | Generic_PGE_South_500_HSN | Southern_PGAE_Li_Battery_8hr_175_Generic | Reliability_Capacity_In_Model_Year | 1 | Southern_PGAE_Li_Battery_8hr_175_Generic | PG&E South | CAISO_Li_Battery_8hr_Dispatch | Wind | Generic_PGE_South_500_HSN | Southern_PGAE_Li_Battery_8hr_175_Generic | Reliability_Capacity_In_Model_Year | 1 | Generic_PGE_South_500_SSN | Southern_PGAE_Li_Battery_8hr_175_Generic | Reliability_Capacity_In_Model_Year | 0.5 | Generic_PGE_South_500_offpeak | Southern_PGAE_Li_Battery_8hr_175_Generic | Operational_New_Capacity_MW | -1
Generic_PGE_North_500_SSN | Northern_California_Flow_Battery_100_Generic | Reliability_Capacity_In_Model_Year | 0.5 | Generic_PGE_North_500_HSN | Southern_PGAE_Li_Battery_8hr_176_Generic | Reliability_Capacity_In_Model_Year | 1 | Southern_PGAE_Li_Battery_8hr_176_Generic | PG&E North | CAISO_Li_Battery_8hr_Dispatch | Solar | Generic_PGE_North_500_HSN | Southern_PGAE_Li_Battery_8hr_176_Generic | Reliability_Capacity_In_Model_Year | 1 | Generic_PGE_North_500_SSN | Southern_PGAE_Li_Battery_8hr_176_Generic | Reliability_Capacity_In_Model_Year | 0.5 | Generic_PGE_North_500_offpeak | Southern_PGAE_Li_Battery_8hr_176_Generic | Operational_New_Capacity_MW | -1
Generic_PGE_North_500_SSN | Northern_California_Flow_Battery_112_Generic | Reliability_Capacity_In_Model_Year | 0.5 | Generic_PGE_South_500_HSN | Southern_PGAE_Li_Battery_8hr_176_Generic | Reliability_Capacity_In_Model_Year | 1 | Southern_PGAE_Li_Battery_8hr_176_Generic | PG&E South | CAISO_Li_Battery_8hr_Dispatch | Wind | Generic_PGE_South_500_HSN | Southern_PGAE_Li_Battery_8hr_176_Generic | Reliability_Capacity_In_Model_Year | 1 | Generic_PGE_South_500_SSN | Southern_PGAE_Li_Battery_8hr_176_Generic | Reliability_Capacity_In_Model_Year | 0.5 | Generic_PGE_South_500_offpeak | Southern_PGAE_Li_Battery_8hr_176_Generic | Operational_New_Capacity_MW | -1
Generic_PGE_North_500_SSN | Northern_California_Flow_Battery_113_Generic | Reliability_Capacity_In_Model_Year | 0.5 | Generic_PGE_South_500_HSN | Southern_PGAE_Li_Battery_8hr_177_Generic | Reliability_Capacity_In_Model_Year | 1 | Southern_PGAE_Li_Battery_8hr_177_Generic | PG&E South | CAISO_Li_Battery_8hr_Dispatch | Wind | Generic_PGE_South_500_HSN | Southern_PGAE_Li_Battery_8hr_177_Generic | Reliability_Capacity_In_Model_Year | 1 | Generic_PGE_South_500_SSN | Southern_PGAE_Li_Battery_8hr_177_Generic | Reliability_Capacity_In_Model_Year | 0.5 | Generic_PGE_South_500_offpeak | Southern_PGAE_Li_Battery_8hr_177_Generic | Operational_New_Capacity_MW | -1
Generic_PGE_North_500_SSN | Northern_California_Flow_Battery_114_Generic | Reliability_Capacity_In_Model_Year | 0.5 | Generic_PGE_South_500_HSN | Southern_PGAE_Li_Battery_8hr_181_Generic | Reliability_Capacity_In_Model_Year | 1 | Southern_PGAE_Li_Battery_8hr_181_Generic | PG&E South | CAISO_Li_Battery_8hr_Dispatch | Wind | Generic_PGE_South_500_HSN | Southern_PGAE_Li_Battery_8hr_181_Generic | Reliability_Capacity_In_Model_Year | 1 | Generic_PGE_South_500_SSN | Southern_PGAE_Li_Battery_8hr_181_Generic | Reliability_Capacity_In_Model_Year | 0.5 | Generic_PGE_South_500_offpeak | Southern_PGAE_Li_Battery_8hr_181_Generic | Operational_New_Capacity_MW | -1
Generic_PGE_North_500_SSN | Northern_California_Flow_Battery_116_Generic | Reliability_Capacity_In_Model_Year | 0.5 | Generic_PGE_South_500_HSN | Southern_PGAE_Li_Battery_8hr_22_Generic | Reliability_Capacity_In_Model_Year | 1 | Southern_PGAE_Li_Battery_8hr_22_Generic | PG&E South | CAISO_Li_Battery_8hr_Dispatch | Wind | Generic_PGE_South_500_HSN | Southern_PGAE_Li_Battery_8hr_22_Generic | Reliability_Capacity_In_Model_Year | 1 | Generic_PGE_South_500_SSN | Southern_PGAE_Li_Battery_8hr_22_Generic | Reliability_Capacity_In_Model_Year | 0.5 | Generic_PGE_South_500_offpeak | Southern_PGAE_Li_Battery_8hr_22_Generic | Operational_New_Capacity_MW | -1
Generic_PGE_North_500_SSN | Northern_California_Flow_Battery_121_Generic | Reliability_Capacity_In_Model_Year | 0.5 | Generic_PGE_South_500_HSN | Southern_PGAE_Li_Battery_8hr_23_Generic | Reliability_Capacity_In_Model_Year | 1 | Southern_PGAE_Li_Battery_8hr_23_Generic | PG&E South | CAISO_Li_Battery_8hr_Dispatch | Wind | Generic_PGE_South_500_HSN | Southern_PGAE_Li_Battery_8hr_23_Generic | Reliability_Capacity_In_Model_Year | 1 | Generic_PGE_South_500_SSN | Southern_PGAE_Li_Battery_8hr_23_Generic | Reliability_Capacity_In_Model_Year | 0.5 | Generic_PGE_South_500_offpeak | Southern_PGAE_Li_Battery_8hr_23_Generic | Operational_New_Capacity_MW | -1
Generic_PGE_North_500_SSN | Northern_California_Flow_Battery_122_Generic | Reliability_Capacity_In_Model_Year | 0.5 | Generic_PGE_South_500_HSN | Southern_PGAE_Li_Battery_8hr_24_Generic | Reliability_Capacity_In_Model_Year | 1 | Southern_PGAE_Li_Battery_8hr_24_Generic | PG&E South | CAISO_Li_Battery_8hr_Dispatch | Wind | Generic_PGE_South_500_HSN | Southern_PGAE_Li_Battery_8hr_24_Generic | Reliability_Capacity_In_Model_Year | 1 | Generic_PGE_South_500_SSN | Southern_PGAE_Li_Battery_8hr_24_Generic | Reliability_Capacity_In_Model_Year | 0.5 | Generic_PGE_South_500_offpeak | Southern_PGAE_Li_Battery_8hr_24_Generic | Operational_New_Capacity_MW | -1
Generic_PGE_North_500_SSN | Northern_California_Flow_Battery_126_Generic | Reliability_Capacity_In_Model_Year | 0.5 | Generic_PGE_South_500_HSN | Southern_PGAE_Li_Battery_8hr_27_Generic | Reliability_Capacity_In_Model_Year | 1 | Southern_PGAE_Li_Battery_8hr_27_Generic | PG&E South | CAISO_Li_Battery_8hr_Dispatch | Wind | Generic_PGE_South_500_HSN | Southern_PGAE_Li_Battery_8hr_27_Generic | Reliability_Capacity_In_Model_Year | 1 | Generic_PGE_South_500_SSN | Southern_PGAE_Li_Battery_8hr_27_Generic | Reliability_Capacity_In_Model_Year | 0.5 | Generic_PGE_South_500_offpeak | Southern_PGAE_Li_Battery_8hr_27_Generic | Operational_New_Capacity_MW | -1
Generic_PGE_North_500_SSN | Northern_California_Flow_Battery_127_Generic | Reliability_Capacity_In_Model_Year | 0.5 | Generic_PGE_South_500_HSN | Southern_PGAE_Li_Battery_8hr_3_Generic | Reliability_Capacity_In_Model_Year | 1 | Southern_PGAE_Li_Battery_8hr_3_Generic | PG&E South | CAISO_Li_Battery_8hr_Dispatch | Wind | Generic_PGE_South_500_HSN | Southern_PGAE_Li_Battery_8hr_3_Generic | Reliability_Capacity_In_Model_Year | 1 | Generic_PGE_South_500_SSN | Southern_PGAE_Li_Battery_8hr_3_Generic | Reliability_Capacity_In_Model_Year | 0.5 | Generic_PGE_South_500_offpeak | Southern_PGAE_Li_Battery_8hr_3_Generic | Operational_New_Capacity_MW | -1
Generic_PGE_North_500_SSN | Northern_California_Flow_Battery_132_Generic | Reliability_Capacity_In_Model_Year | 0.5 | Generic_PGE_South_500_HSN | Southern_PGAE_Li_Battery_8hr_33_Generic | Reliability_Capacity_In_Model_Year | 1 | Southern_PGAE_Li_Battery_8hr_33_Generic | PG&E South | CAISO_Li_Battery_8hr_Dispatch | Wind | Generic_PGE_South_500_HSN | Southern_PGAE_Li_Battery_8hr_33_Generic | Reliability_Capacity_In_Model_Year | 1 | Generic_PGE_South_500_SSN | Southern_PGAE_Li_Battery_8hr_33_Generic | Reliability_Capacity_In_Model_Year | 0.5 | Generic_PGE_South_500_offpeak | Southern_PGAE_Li_Battery_8hr_33_Generic | Operational_New_Capacity_MW | -1
Generic_PGE_North_500_SSN | Northern_California_Flow_Battery_135_Generic | Reliability_Capacity_In_Model_Year | 0.5 | Generic_PGE_South_500_HSN | Southern_PGAE_Li_Battery_8hr_34_Generic | Reliability_Capacity_In_Model_Year | 1 | Southern_PGAE_Li_Battery_8hr_34_Generic | PG&E South | CAISO_Li_Battery_8hr_Dispatch | Wind | Generic_PGE_South_500_HSN | Southern_PGAE_Li_Battery_8hr_34_Generic | Reliability_Capacity_In_Model_Year | 1 | Generic_PGE_South_500_SSN | Southern_PGAE_Li_Battery_8hr_34_Generic | Reliability_Capacity_In_Model_Year | 0.5 | Generic_PGE_South_500_offpeak | Southern_PGAE_Li_Battery_8hr_34_Generic | Operational_New_Capacity_MW | -1
Generic_PGE_North_500_SSN | Northern_California_Flow_Battery_138_Generic | Reliability_Capacity_In_Model_Year | 0.5 | Generic_PGE_South_500_HSN | Southern_PGAE_Li_Battery_8hr_37_Generic | Reliability_Capacity_In_Model_Year | 1 | Southern_PGAE_Li_Battery_8hr_37_Generic | PG&E South | CAISO_Li_Battery_8hr_Dispatch | Wind | Generic_PGE_South_500_HSN | Southern_PGAE_Li_Battery_8hr_37_Generic | Reliability_Capacity_In_Model_Year | 1 | Generic_PGE_South_500_SSN | Southern_PGAE_Li_Battery_8hr_37_Generic | Reliability_Capacity_In_Model_Year | 0.5 | Generic_PGE_South_500_offpeak | Southern_PGAE_Li_Battery_8hr_37_Generic | Operational_New_Capacity_MW | -1
Generic_PGE_North_500_SSN | Northern_California_Flow_Battery_141_Generic | Reliability_Capacity_In_Model_Year | 0.5 | Generic_PGE_South_500_HSN | Southern_PGAE_Li_Battery_8hr_39_Generic | Reliability_Capacity_In_Model_Year | 1 | Southern_PGAE_Li_Battery_8hr_39_Generic | PG&E South | CAISO_Li_Battery_8hr_Dispatch | Wind | Generic_PGE_South_500_HSN | Southern_PGAE_Li_Battery_8hr_39_Generic | Reliability_Capacity_In_Model_Year | 1 | Generic_PGE_South_500_SSN | Southern_PGAE_Li_Battery_8hr_39_Generic | Reliability_Capacity_In_Model_Year | 0.5 | Generic_PGE_South_500_offpeak | Southern_PGAE_Li_Battery_8hr_39_Generic | Operational_New_Capacity_MW | -1
Generic_PGE_North_500_SSN | Northern_California_Flow_Battery_144_Generic | Reliability_Capacity_In_Model_Year | 0.5 | Generic_PGE_South_500_HSN | Southern_PGAE_Li_Battery_8hr_43_Generic | Reliability_Capacity_In_Model_Year | 1 | Southern_PGAE_Li_Battery_8hr_43_Generic | PG&E South | CAISO_Li_Battery_8hr_Dispatch | Wind | Generic_PGE_South_500_HSN | Southern_PGAE_Li_Battery_8hr_43_Generic | Reliability_Capacity_In_Model_Year | 1 | Generic_PGE_South_500_SSN | Southern_PGAE_Li_Battery_8hr_43_Generic | Reliability_Capacity_In_Model_Year | 0.5 | Generic_PGE_South_500_offpeak | Southern_PGAE_Li_Battery_8hr_43_Generic | Operational_New_Capacity_MW | -1
Generic_PGE_North_500_SSN | Northern_California_Flow_Battery_149_Generic | Reliability_Capacity_In_Model_Year | 0.5 | Generic_PGE_South_500_HSN | Southern_PGAE_Li_Battery_8hr_45_Generic | Reliability_Capacity_In_Model_Year | 1 | Southern_PGAE_Li_Battery_8hr_45_Generic | PG&E South | CAISO_Li_Battery_8hr_Dispatch | Wind | Generic_PGE_South_500_HSN | Southern_PGAE_Li_Battery_8hr_45_Generic | Reliability_Capacity_In_Model_Year | 1 | Generic_PGE_South_500_SSN | Southern_PGAE_Li_Battery_8hr_45_Generic | Reliability_Capacity_In_Model_Year | 0.5 | Generic_PGE_South_500_offpeak | Southern_PGAE_Li_Battery_8hr_45_Generic | Operational_New_Capacity_MW | -1
Generic_PGE_North_500_SSN | Northern_California_Flow_Battery_150_Generic | Reliability_Capacity_In_Model_Year | 0.5 | Generic_PGE_South_500_HSN | Southern_PGAE_Li_Battery_8hr_46_Generic | Reliability_Capacity_In_Model_Year | 1 | Southern_PGAE_Li_Battery_8hr_46_Generic | PG&E South | CAISO_Li_Battery_8hr_Dispatch | Wind | Generic_PGE_South_500_HSN | Southern_PGAE_Li_Battery_8hr_46_Generic | Reliability_Capacity_In_Model_Year | 1 | Generic_PGE_South_500_SSN | Southern_PGAE_Li_Battery_8hr_46_Generic | Reliability_Capacity_In_Model_Year | 0.5 | Generic_PGE_South_500_offpeak | Southern_PGAE_Li_Battery_8hr_46_Generic | Operational_New_Capacity_MW | -1
Generic_PGE_North_500_SSN | Northern_California_Flow_Battery_155_Generic | Reliability_Capacity_In_Model_Year | 0.5 | Generic_PGE_South_500_HSN | Southern_PGAE_Li_Battery_8hr_47_Generic | Reliability_Capacity_In_Model_Year | 1 | Southern_PGAE_Li_Battery_8hr_47_Generic | PG&E South | CAISO_Li_Battery_8hr_Dispatch | Wind | Generic_PGE_South_500_HSN | Southern_PGAE_Li_Battery_8hr_47_Generic | Reliability_Capacity_In_Model_Year | 1 | Generic_PGE_South_500_SSN | Southern_PGAE_Li_Battery_8hr_47_Generic | Reliability_Capacity_In_Model_Year | 0.5 | Generic_PGE_South_500_offpeak | Southern_PGAE_Li_Battery_8hr_47_Generic | Operational_New_Capacity_MW | -1
Generic_PGE_North_500_SSN | Northern_California_Flow_Battery_157_Generic | Reliability_Capacity_In_Model_Year | 0.5 | Generic_PGE_South_500_HSN | Southern_PGAE_Li_Battery_8hr_49_Generic | Reliability_Capacity_In_Model_Year | 1 | Southern_PGAE_Li_Battery_8hr_49_Generic | PG&E South | CAISO_Li_Battery_8hr_Dispatch | Wind | Generic_PGE_South_500_HSN | Southern_PGAE_Li_Battery_8hr_49_Generic | Reliability_Capacity_In_Model_Year | 1 | Generic_PGE_South_500_SSN | Southern_PGAE_Li_Battery_8hr_49_Generic | Reliability_Capacity_In_Model_Year | 0.5 | Generic_PGE_South_500_offpeak | Southern_PGAE_Li_Battery_8hr_49_Generic | Operational_New_Capacity_MW | -1
Generic_PGE_North_500_SSN | Northern_California_Flow_Battery_158_Generic | Reliability_Capacity_In_Model_Year | 0.5 | Generic_PGE_South_500_HSN | Southern_PGAE_Li_Battery_8hr_52_Generic | Reliability_Capacity_In_Model_Year | 1 | Southern_PGAE_Li_Battery_8hr_52_Generic | PG&E South | CAISO_Li_Battery_8hr_Dispatch | Wind | Generic_PGE_South_500_HSN | Southern_PGAE_Li_Battery_8hr_52_Generic | Reliability_Capacity_In_Model_Year | 1 | Generic_PGE_South_500_SSN | Southern_PGAE_Li_Battery_8hr_52_Generic | Reliability_Capacity_In_Model_Year | 0.5 | Generic_PGE_South_500_offpeak | Southern_PGAE_Li_Battery_8hr_52_Generic | Operational_New_Capacity_MW | -1
Generic_PGE_North_500_SSN | Northern_California_Flow_Battery_159_Generic | Reliability_Capacity_In_Model_Year | 0.5 | Generic_PGE_South_500_HSN | Southern_PGAE_Li_Battery_8hr_54_Generic | Reliability_Capacity_In_Model_Year | 1 | Southern_PGAE_Li_Battery_8hr_54_Generic | PG&E South | CAISO_Li_Battery_8hr_Dispatch | Wind | Generic_PGE_South_500_HSN | Southern_PGAE_Li_Battery_8hr_54_Generic | Reliability_Capacity_In_Model_Year | 1 | Generic_PGE_South_500_SSN | Southern_PGAE_Li_Battery_8hr_54_Generic | Reliability_Capacity_In_Model_Year | 0.5 | Generic_PGE_South_500_offpeak | Southern_PGAE_Li_Battery_8hr_54_Generic | Operational_New_Capacity_MW | -1
Generic_PGE_North_500_SSN | Northern_California_Flow_Battery_166_Generic | Reliability_Capacity_In_Model_Year | 0.5 | Generic_PGE_South_500_HSN | Southern_PGAE_Li_Battery_8hr_61_Generic | Reliability_Capacity_In_Model_Year | 1 | Southern_PGAE_Li_Battery_8hr_61_Generic | PG&E South | CAISO_Li_Battery_8hr_Dispatch | Wind | Generic_PGE_South_500_HSN | Southern_PGAE_Li_Battery_8hr_61_Generic | Reliability_Capacity_In_Model_Year | 1 | Generic_PGE_South_500_SSN | Southern_PGAE_Li_Battery_8hr_61_Generic | Reliability_Capacity_In_Model_Year | 0.5 | Generic_PGE_South_500_offpeak | Southern_PGAE_Li_Battery_8hr_61_Generic | Operational_New_Capacity_MW | -1
Generic_PGE_North_500_SSN | Northern_California_Flow_Battery_172_Generic | Reliability_Capacity_In_Model_Year | 0.5 | Generic_PGE_South_500_HSN | Southern_PGAE_Li_Battery_8hr_69_Generic | Reliability_Capacity_In_Model_Year | 1 | Southern_PGAE_Li_Battery_8hr_69_Generic | PG&E South | CAISO_Li_Battery_8hr_Dispatch | Wind | Generic_PGE_South_500_HSN | Southern_PGAE_Li_Battery_8hr_69_Generic | Reliability_Capacity_In_Model_Year | 1 | Generic_PGE_South_500_SSN | Southern_PGAE_Li_Battery_8hr_69_Generic | Reliability_Capacity_In_Model_Year | 0.5 | Generic_PGE_South_500_offpeak | Southern_PGAE_Li_Battery_8hr_69_Generic | Operational_New_Capacity_MW | -1
Generic_PGE_North_500_SSN | Northern_California_Flow_Battery_178_Generic | Reliability_Capacity_In_Model_Year | 0.5 | Generic_PGE_South_500_HSN | Southern_PGAE_Li_Battery_8hr_72_Generic | Reliability_Capacity_In_Model_Year | 1 | Southern_PGAE_Li_Battery_8hr_72_Generic | PG&E South | CAISO_Li_Battery_8hr_Dispatch | Wind | Generic_PGE_South_500_HSN | Southern_PGAE_Li_Battery_8hr_72_Generic | Reliability_Capacity_In_Model_Year | 1 | Generic_PGE_South_500_SSN | Southern_PGAE_Li_Battery_8hr_72_Generic | Reliability_Capacity_In_Model_Year | 0.5 | Generic_PGE_South_500_offpeak | Southern_PGAE_Li_Battery_8hr_72_Generic | Operational_New_Capacity_MW | -1
Generic_PGE_North_500_SSN | Northern_California_Flow_Battery_179_Generic | Reliability_Capacity_In_Model_Year | 0.5 | Generic_PGE_South_500_HSN | Southern_PGAE_Li_Battery_8hr_74_Generic | Reliability_Capacity_In_Model_Year | 1 | Southern_PGAE_Li_Battery_8hr_74_Generic | PG&E South | CAISO_Li_Battery_8hr_Dispatch | Wind | Generic_PGE_South_500_HSN | Southern_PGAE_Li_Battery_8hr_74_Generic | Reliability_Capacity_In_Model_Year | 1 | Generic_PGE_South_500_SSN | Southern_PGAE_Li_Battery_8hr_74_Generic | Reliability_Capacity_In_Model_Year | 0.5 | Generic_PGE_South_500_offpeak | Southern_PGAE_Li_Battery_8hr_74_Generic | Operational_New_Capacity_MW | -1
Generic_PGE_North_500_SSN | Northern_California_Flow_Battery_180_Generic | Reliability_Capacity_In_Model_Year | 0.5 | Generic_PGE_South_500_HSN | Southern_PGAE_Li_Battery_8hr_75_Generic | Reliability_Capacity_In_Model_Year | 1 | Southern_PGAE_Li_Battery_8hr_75_Generic | PG&E South | CAISO_Li_Battery_8hr_Dispatch | Wind | Generic_PGE_South_500_HSN | Southern_PGAE_Li_Battery_8hr_75_Generic | Reliability_Capacity_In_Model_Year | 1 | Generic_PGE_South_500_SSN | Southern_PGAE_Li_Battery_8hr_75_Generic | Reliability_Capacity_In_Model_Year | 0.5 | Generic_PGE_South_500_offpeak | Southern_PGAE_Li_Battery_8hr_75_Generic | Operational_New_Capacity_MW | -1
Generic_PGE_North_500_SSN | Northern_California_Flow_Battery_25_Generic | Reliability_Capacity_In_Model_Year | 0.5 | Generic_PGE_South_500_HSN | Southern_PGAE_Li_Battery_8hr_79_Generic | Reliability_Capacity_In_Model_Year | 1 | Southern_PGAE_Li_Battery_8hr_79_Generic | PG&E South | CAISO_Li_Battery_8hr_Dispatch | Wind | Generic_PGE_South_500_HSN | Southern_PGAE_Li_Battery_8hr_79_Generic | Reliability_Capacity_In_Model_Year | 1 | Generic_PGE_South_500_SSN | Southern_PGAE_Li_Battery_8hr_79_Generic | Reliability_Capacity_In_Model_Year | 0.5 | Generic_PGE_South_500_offpeak | Southern_PGAE_Li_Battery_8hr_79_Generic | Operational_New_Capacity_MW | -1
Generic_PGE_North_500_SSN | Northern_California_Flow_Battery_26_Generic | Reliability_Capacity_In_Model_Year | 0.5 | Generic_PGE_South_500_HSN | Southern_PGAE_Li_Battery_8hr_8_Generic | Reliability_Capacity_In_Model_Year | 1 | Southern_PGAE_Li_Battery_8hr_8_Generic | PG&E South | CAISO_Li_Battery_8hr_Dispatch | Wind | Generic_PGE_South_500_HSN | Southern_PGAE_Li_Battery_8hr_8_Generic | Reliability_Capacity_In_Model_Year | 1 | Generic_PGE_South_500_SSN | Southern_PGAE_Li_Battery_8hr_8_Generic | Reliability_Capacity_In_Model_Year | 0.5 | Generic_PGE_South_500_offpeak | Southern_PGAE_Li_Battery_8hr_8_Generic | Operational_New_Capacity_MW | -1
Generic_PGE_North_500_SSN | Northern_California_Flow_Battery_29_Generic | Reliability_Capacity_In_Model_Year | 0.5 | Generic_PGE_South_500_HSN | Southern_PGAE_Li_Battery_8hr_93_Generic | Reliability_Capacity_In_Model_Year | 1 | Southern_PGAE_Li_Battery_8hr_93_Generic | PG&E South | CAISO_Li_Battery_8hr_Dispatch | Wind | Generic_PGE_South_500_HSN | Southern_PGAE_Li_Battery_8hr_93_Generic | Reliability_Capacity_In_Model_Year | 1 | Generic_PGE_South_500_SSN | Southern_PGAE_Li_Battery_8hr_93_Generic | Reliability_Capacity_In_Model_Year | 0.5 | Generic_PGE_South_500_offpeak | Southern_PGAE_Li_Battery_8hr_93_Generic | Operational_New_Capacity_MW | -1
Generic_PGE_North_500_SSN | Northern_California_Flow_Battery_31_Generic | Reliability_Capacity_In_Model_Year | 0.5 | Generic_PGE_North_500_HSN | Southern_PGAE_Li_Battery_8hr_95_Generic | Reliability_Capacity_In_Model_Year | 1 | Southern_PGAE_Li_Battery_8hr_95_Generic | PG&E North | CAISO_Li_Battery_8hr_Dispatch | Solar | Generic_PGE_North_500_HSN | Southern_PGAE_Li_Battery_8hr_95_Generic | Reliability_Capacity_In_Model_Year | 1 | Generic_PGE_North_500_SSN | Southern_PGAE_Li_Battery_8hr_95_Generic | Reliability_Capacity_In_Model_Year | 0.5 | Generic_PGE_North_500_offpeak | Southern_PGAE_Li_Battery_8hr_95_Generic | Operational_New_Capacity_MW | -1
Generic_PGE_North_500_SSN | Northern_California_Flow_Battery_35_Generic | Reliability_Capacity_In_Model_Year | 0.5 | Generic_PGE_South_500_HSN | Southern_PGAE_Li_Battery_8hr_98_Generic | Reliability_Capacity_In_Model_Year | 1 | Southern_PGAE_Li_Battery_8hr_98_Generic | PG&E South | CAISO_Li_Battery_8hr_Dispatch | Wind | Generic_PGE_South_500_HSN | Southern_PGAE_Li_Battery_8hr_98_Generic | Reliability_Capacity_In_Model_Year | 1 | Generic_PGE_South_500_SSN | Southern_PGAE_Li_Battery_8hr_98_Generic | Reliability_Capacity_In_Model_Year | 0.5 | Generic_PGE_South_500_offpeak | Southern_PGAE_Li_Battery_8hr_98_Generic | Operational_New_Capacity_MW | -1
Generic_PGE_North_500_SSN | Northern_California_Flow_Battery_38_Generic | Reliability_Capacity_In_Model_Year | 0.5 | Generic_PGE_North_500_HSN | Southern_PGAE_Li_Battery_8hr_99_Generic | Reliability_Capacity_In_Model_Year | 1 | Southern_PGAE_Li_Battery_8hr_99_Generic | PG&E North | CAISO_Li_Battery_8hr_Dispatch | Solar | Generic_PGE_North_500_HSN | Southern_PGAE_Li_Battery_8hr_99_Generic | Reliability_Capacity_In_Model_Year | 1 | Generic_PGE_North_500_SSN | Southern_PGAE_Li_Battery_8hr_99_Generic | Reliability_Capacity_In_Model_Year | 0.5 | Generic_PGE_North_500_offpeak | Southern_PGAE_Li_Battery_8hr_99_Generic | Operational_New_Capacity_MW | -1
Generic_PGE_North_500_SSN | Northern_California_Flow_Battery_41_Generic | Reliability_Capacity_In_Model_Year | 0.5 | Generic_PGE_South_500_HSN | Southern_PGAE_Li_Battery_8hr_99_Generic | Reliability_Capacity_In_Model_Year | 1 | Southern_PGAE_Li_Battery_8hr_99_Generic | PG&E South | CAISO_Li_Battery_8hr_Dispatch | Wind | Generic_PGE_South_500_HSN | Southern_PGAE_Li_Battery_8hr_99_Generic | Reliability_Capacity_In_Model_Year | 1 | Generic_PGE_South_500_SSN | Southern_PGAE_Li_Battery_8hr_99_Generic | Reliability_Capacity_In_Model_Year | 0.5 | Generic_PGE_South_500_offpeak | Southern_PGAE_Li_Battery_8hr_99_Generic | Operational_New_Capacity_MW | -1
Generic_PGE_North_500_SSN | Northern_California_Flow_Battery_44_Generic | Reliability_Capacity_In_Model_Year | 0.5 | Generic_PGE_South_500_HSN | Southern_PGAE_Solar_102_Generic | Reliability_Capacity_In_Model_Year | 0.1 | Southern_PGAE_Solar_102_Generic | PG&E South | Southern_PGAE_Solar | Wind | Generic_PGE_South_500_HSN | Southern_PGAE_Solar_102_Generic | Reliability_Capacity_In_Model_Year | 0.1 | Generic_PGE_South_500_SSN | Southern_PGAE_Solar_102_Generic | Reliability_Capacity_In_Model_Year | 0.556 | Generic_PGE_South_500_offpeak | Southern_PGAE_Solar_102_Generic | Operational_New_Capacity_MW | 0.68
Generic_PGE_North_500_SSN | Northern_California_Flow_Battery_5_Generic | Reliability_Capacity_In_Model_Year | 0.5 | Generic_PGE_South_500_HSN | Southern_PGAE_Solar_109_Generic | Reliability_Capacity_In_Model_Year | 0.1 | Southern_PGAE_Solar_109_Generic | PG&E South | Southern_PGAE_Solar | Wind | Generic_PGE_South_500_HSN | Southern_PGAE_Solar_109_Generic | Reliability_Capacity_In_Model_Year | 0.1 | Generic_PGE_South_500_SSN | Southern_PGAE_Solar_109_Generic | Reliability_Capacity_In_Model_Year | 0.556 | Generic_PGE_South_500_offpeak | Southern_PGAE_Solar_109_Generic | Operational_New_Capacity_MW | 0.68
Generic_PGE_North_500_SSN | Northern_California_Flow_Battery_51_Generic | Reliability_Capacity_In_Model_Year | 0.5 | Generic_PGE_North_500_HSN | Southern_PGAE_Solar_111_Generic | Reliability_Capacity_In_Model_Year | 0.1 | Southern_PGAE_Solar_111_Generic | PG&E North | Southern_PGAE_Solar | Solar | Generic_PGE_North_500_HSN | Southern_PGAE_Solar_111_Generic | Reliability_Capacity_In_Model_Year | 0.1 | Generic_PGE_North_500_SSN | Southern_PGAE_Solar_111_Generic | Reliability_Capacity_In_Model_Year | 0.556 | Generic_PGE_North_500_offpeak | Southern_PGAE_Solar_111_Generic | Operational_New_Capacity_MW | 0.79
Generic_PGE_North_500_SSN | Northern_California_Flow_Battery_57_Generic | Reliability_Capacity_In_Model_Year | 0.5 | Generic_PGE_South_500_HSN | Southern_PGAE_Solar_117_Generic | Reliability_Capacity_In_Model_Year | 0.1 | Southern_PGAE_Solar_117_Generic | PG&E South | Southern_PGAE_Solar | Wind | Generic_PGE_South_500_HSN | Southern_PGAE_Solar_117_Generic | Reliability_Capacity_In_Model_Year | 0.1 | Generic_PGE_South_500_SSN | Southern_PGAE_Solar_117_Generic | Reliability_Capacity_In_Model_Year | 0.556 | Generic_PGE_South_500_offpeak | Southern_PGAE_Solar_117_Generic | Operational_New_Capacity_MW | 0.68
Generic_PGE_North_500_SSN | Northern_California_Flow_Battery_68_Generic | Reliability_Capacity_In_Model_Year | 0.5 | Generic_PGE_South_500_HSN | Southern_PGAE_Solar_118_Generic | Reliability_Capacity_In_Model_Year | 0.1 | Southern_PGAE_Solar_118_Generic | PG&E South | Southern_PGAE_Solar | Wind | Generic_PGE_South_500_HSN | Southern_PGAE_Solar_118_Generic | Reliability_Capacity_In_Model_Year | 0.1 | Generic_PGE_South_500_SSN | Southern_PGAE_Solar_118_Generic | Reliability_Capacity_In_Model_Year | 0.556 | Generic_PGE_South_500_offpeak | Southern_PGAE_Solar_118_Generic | Operational_New_Capacity_MW | 0.68
Generic_PGE_North_500_SSN | Northern_California_Flow_Battery_70_Generic | Reliability_Capacity_In_Model_Year | 0.5 | Generic_PGE_South_500_HSN | Southern_PGAE_Solar_12_Generic | Reliability_Capacity_In_Model_Year | 0.1 | Southern_PGAE_Solar_12_Generic | PG&E South | Southern_PGAE_Solar | Wind | Generic_PGE_South_500_HSN | Southern_PGAE_Solar_12_Generic | Reliability_Capacity_In_Model_Year | 0.1 | Generic_PGE_South_500_SSN | Southern_PGAE_Solar_12_Generic | Reliability_Capacity_In_Model_Year | 0.556 | Generic_PGE_South_500_offpeak | Southern_PGAE_Solar_12_Generic | Operational_New_Capacity_MW | 0.68
Generic_PGE_North_500_SSN | Northern_California_Flow_Battery_73_Generic | Reliability_Capacity_In_Model_Year | 0.5 | Generic_PGE_North_500_HSN | Southern_PGAE_Solar_124_Generic | Reliability_Capacity_In_Model_Year | 0.1 | Southern_PGAE_Solar_124_Generic | PG&E North | Southern_PGAE_Solar | Solar | Generic_PGE_North_500_HSN | Southern_PGAE_Solar_124_Generic | Reliability_Capacity_In_Model_Year | 0.1 | Generic_PGE_North_500_SSN | Southern_PGAE_Solar_124_Generic | Reliability_Capacity_In_Model_Year | 0.556 | Generic_PGE_North_500_offpeak | Southern_PGAE_Solar_124_Generic | Operational_New_Capacity_MW | 0.79
Generic_PGE_North_500_SSN | Northern_California_Flow_Battery_76_Generic | Reliability_Capacity_In_Model_Year | 0.5 | Generic_PGE_South_500_HSN | Southern_PGAE_Solar_124_Generic | Reliability_Capacity_In_Model_Year | 0.1 | Southern_PGAE_Solar_124_Generic | PG&E South | Southern_PGAE_Solar | Wind | Generic_PGE_South_500_HSN | Southern_PGAE_Solar_124_Generic | Reliability_Capacity_In_Model_Year | 0.1 | Generic_PGE_South_500_SSN | Southern_PGAE_Solar_124_Generic | Reliability_Capacity_In_Model_Year | 0.556 | Generic_PGE_South_500_offpeak | Southern_PGAE_Solar_124_Generic | Operational_New_Capacity_MW | 0.68
Generic_PGE_North_500_SSN | Northern_California_Flow_Battery_80_Generic | Reliability_Capacity_In_Model_Year | 0.5 | Generic_PGE_South_500_HSN | Southern_PGAE_Solar_136_Generic | Reliability_Capacity_In_Model_Year | 0.1 | Southern_PGAE_Solar_136_Generic | PG&E South | Southern_PGAE_Solar | Wind | Generic_PGE_South_500_HSN | Southern_PGAE_Solar_136_Generic | Reliability_Capacity_In_Model_Year | 0.1 | Generic_PGE_South_500_SSN | Southern_PGAE_Solar_136_Generic | Reliability_Capacity_In_Model_Year | 0.556 | Generic_PGE_South_500_offpeak | Southern_PGAE_Solar_136_Generic | Operational_New_Capacity_MW | 0.68
Generic_PGE_North_500_SSN | Northern_California_Flow_Battery_82_Generic | Reliability_Capacity_In_Model_Year | 0.5 | Generic_PGE_North_500_HSN | Southern_PGAE_Solar_139_Generic | Reliability_Capacity_In_Model_Year | 0.1 | Southern_PGAE_Solar_139_Generic | PG&E North | Southern_PGAE_Solar | Solar | Generic_PGE_North_500_HSN | Southern_PGAE_Solar_139_Generic | Reliability_Capacity_In_Model_Year | 0.1 | Generic_PGE_North_500_SSN | Southern_PGAE_Solar_139_Generic | Reliability_Capacity_In_Model_Year | 0.556 | Generic_PGE_North_500_offpeak | Southern_PGAE_Solar_139_Generic | Operational_New_Capacity_MW | 0.79
Generic_PGE_North_500_SSN | Northern_California_Flow_Battery_83_Generic | Reliability_Capacity_In_Model_Year | 0.5 | Generic_PGE_South_500_HSN | Southern_PGAE_Solar_139_Generic | Reliability_Capacity_In_Model_Year | 0.1 | Southern_PGAE_Solar_139_Generic | PG&E South | Southern_PGAE_Solar | Wind | Generic_PGE_South_500_HSN | Southern_PGAE_Solar_139_Generic | Reliability_Capacity_In_Model_Year | 0.1 | Generic_PGE_South_500_SSN | Southern_PGAE_Solar_139_Generic | Reliability_Capacity_In_Model_Year | 0.556 | Generic_PGE_South_500_offpeak | Southern_PGAE_Solar_139_Generic | Operational_New_Capacity_MW | 0.68
Generic_PGE_North_500_SSN | Northern_California_Flow_Battery_84_Generic | Reliability_Capacity_In_Model_Year | 0.5 | Generic_PGE_North_500_HSN | Southern_PGAE_Solar_140_Generic | Reliability_Capacity_In_Model_Year | 0.1 | Southern_PGAE_Solar_140_Generic | PG&E North | Southern_PGAE_Solar | Solar | Generic_PGE_North_500_HSN | Southern_PGAE_Solar_140_Generic | Reliability_Capacity_In_Model_Year | 0.1 | Generic_PGE_North_500_SSN | Southern_PGAE_Solar_140_Generic | Reliability_Capacity_In_Model_Year | 0.556 | Generic_PGE_North_500_offpeak | Southern_PGAE_Solar_140_Generic | Operational_New_Capacity_MW | 0.79
Generic_PGE_North_500_SSN | Northern_California_Flow_Battery_85_Generic | Reliability_Capacity_In_Model_Year | 0.5 | Generic_PGE_South_500_HSN | Southern_PGAE_Solar_140_Generic | Reliability_Capacity_In_Model_Year | 0.1 | Southern_PGAE_Solar_140_Generic | PG&E South | Southern_PGAE_Solar | Wind | Generic_PGE_South_500_HSN | Southern_PGAE_Solar_140_Generic | Reliability_Capacity_In_Model_Year | 0.1 | Generic_PGE_South_500_SSN | Southern_PGAE_Solar_140_Generic | Reliability_Capacity_In_Model_Year | 0.556 | Generic_PGE_South_500_offpeak | Southern_PGAE_Solar_140_Generic | Operational_New_Capacity_MW | 0.68
Generic_PGE_North_500_SSN | Northern_California_Flow_Battery_92_Generic | Reliability_Capacity_In_Model_Year | 0.5 | Generic_PGE_North_500_HSN | Southern_PGAE_Solar_145_Generic | Reliability_Capacity_In_Model_Year | 0.1 | Southern_PGAE_Solar_145_Generic | PG&E North | Southern_PGAE_Solar | Solar | Generic_PGE_North_500_HSN | Southern_PGAE_Solar_145_Generic | Reliability_Capacity_In_Model_Year | 0.1 | Generic_PGE_North_500_SSN | Southern_PGAE_Solar_145_Generic | Reliability_Capacity_In_Model_Year | 0.556 | Generic_PGE_North_500_offpeak | Southern_PGAE_Solar_145_Generic | Operational_New_Capacity_MW | 0.79
Generic_PGE_North_500_SSN | Northern_California_Flow_Battery_94_Generic | Reliability_Capacity_In_Model_Year | 0.5 | Generic_PGE_South_500_HSN | Southern_PGAE_Solar_147_Generic | Reliability_Capacity_In_Model_Year | 0.1 | Southern_PGAE_Solar_147_Generic | PG&E South | Southern_PGAE_Solar | Wind | Generic_PGE_South_500_HSN | Southern_PGAE_Solar_147_Generic | Reliability_Capacity_In_Model_Year | 0.1 | Generic_PGE_South_500_SSN | Southern_PGAE_Solar_147_Generic | Reliability_Capacity_In_Model_Year | 0.556 | Generic_PGE_South_500_offpeak | Southern_PGAE_Solar_147_Generic | Operational_New_Capacity_MW | 0.68
Generic_PGE_North_500_SSN | Northern_California_Flow_Battery_96_Generic | Reliability_Capacity_In_Model_Year | 0.5 | Generic_PGE_South_500_HSN | Southern_PGAE_Solar_148_Generic | Reliability_Capacity_In_Model_Year | 0.1 | Southern_PGAE_Solar_148_Generic | PG&E South | Southern_PGAE_Solar | Wind | Generic_PGE_South_500_HSN | Southern_PGAE_Solar_148_Generic | Reliability_Capacity_In_Model_Year | 0.1 | Generic_PGE_South_500_SSN | Southern_PGAE_Solar_148_Generic | Reliability_Capacity_In_Model_Year | 0.556 | Generic_PGE_South_500_offpeak | Southern_PGAE_Solar_148_Generic | Operational_New_Capacity_MW | 0.68
Generic_PGE_North_500_SSN | Northern_California_Geothermal_100_Generic | Reliability_Capacity_In_Model_Year | 1 | Generic_PGE_North_500_HSN | Southern_PGAE_Solar_151_Generic | Reliability_Capacity_In_Model_Year | 0.1 | Southern_PGAE_Solar_151_Generic | PG&E North | Southern_PGAE_Solar | Solar | Generic_PGE_North_500_HSN | Southern_PGAE_Solar_151_Generic | Reliability_Capacity_In_Model_Year | 0.1 | Generic_PGE_North_500_SSN | Southern_PGAE_Solar_151_Generic | Reliability_Capacity_In_Model_Year | 0.556 | Generic_PGE_North_500_offpeak | Southern_PGAE_Solar_151_Generic | Operational_New_Capacity_MW | 0.79
Generic_PGE_North_500_SSN | Northern_California_Geothermal_35_Generic | Reliability_Capacity_In_Model_Year | 1 | Generic_PGE_South_500_HSN | Southern_PGAE_Solar_151_Generic | Reliability_Capacity_In_Model_Year | 0.1 | Southern_PGAE_Solar_151_Generic | PG&E South | Southern_PGAE_Solar | Wind | Generic_PGE_South_500_HSN | Southern_PGAE_Solar_151_Generic | Reliability_Capacity_In_Model_Year | 0.1 | Generic_PGE_South_500_SSN | Southern_PGAE_Solar_151_Generic | Reliability_Capacity_In_Model_Year | 0.556 | Generic_PGE_South_500_offpeak | Southern_PGAE_Solar_151_Generic | Operational_New_Capacity_MW | 0.68
Generic_PGE_North_500_SSN | Northern_California_Geothermal_5_Generic | Reliability_Capacity_In_Model_Year | 1 | Generic_PGE_South_500_HSN | Southern_PGAE_Solar_152_Generic | Reliability_Capacity_In_Model_Year | 0.1 | Southern_PGAE_Solar_152_Generic | PG&E South | Southern_PGAE_Solar | Wind | Generic_PGE_South_500_HSN | Southern_PGAE_Solar_152_Generic | Reliability_Capacity_In_Model_Year | 0.1 | Generic_PGE_South_500_SSN | Southern_PGAE_Solar_152_Generic | Reliability_Capacity_In_Model_Year | 0.556 | Generic_PGE_South_500_offpeak | Southern_PGAE_Solar_152_Generic | Operational_New_Capacity_MW | 0.68
Generic_PGE_North_500_SSN | Northern_California_Geothermal_70_Generic | Reliability_Capacity_In_Model_Year | 1 | Generic_PGE_North_500_HSN | Southern_PGAE_Solar_154_Generic | Reliability_Capacity_In_Model_Year | 0.1 | Southern_PGAE_Solar_154_Generic | PG&E North | Southern_PGAE_Solar | Solar | Generic_PGE_North_500_HSN | Southern_PGAE_Solar_154_Generic | Reliability_Capacity_In_Model_Year | 0.1 | Generic_PGE_North_500_SSN | Southern_PGAE_Solar_154_Generic | Reliability_Capacity_In_Model_Year | 0.556 | Generic_PGE_North_500_offpeak | Southern_PGAE_Solar_154_Generic | Operational_New_Capacity_MW | 0.79
Generic_PGE_North_500_SSN | Northern_California_Li_Battery_4hr_100_Generic | Reliability_Capacity_In_Model_Year | 0.5 | Generic_PGE_South_500_HSN | Southern_PGAE_Solar_154_Generic | Reliability_Capacity_In_Model_Year | 0.1 | Southern_PGAE_Solar_154_Generic | PG&E South | Southern_PGAE_Solar | Wind | Generic_PGE_South_500_HSN | Southern_PGAE_Solar_154_Generic | Reliability_Capacity_In_Model_Year | 0.1 | Generic_PGE_South_500_SSN | Southern_PGAE_Solar_154_Generic | Reliability_Capacity_In_Model_Year | 0.556 | Generic_PGE_South_500_offpeak | Southern_PGAE_Solar_154_Generic | Operational_New_Capacity_MW | 0.68
Generic_PGE_North_500_SSN | Northern_California_Li_Battery_4hr_112_Generic | Reliability_Capacity_In_Model_Year | 0.5 | Generic_PGE_South_500_HSN | Southern_PGAE_Solar_160_Generic | Reliability_Capacity_In_Model_Year | 0.1 | Southern_PGAE_Solar_160_Generic | PG&E South | Southern_PGAE_Solar | Wind | Generic_PGE_South_500_HSN | Southern_PGAE_Solar_160_Generic | Reliability_Capacity_In_Model_Year | 0.1 | Generic_PGE_South_500_SSN | Southern_PGAE_Solar_160_Generic | Reliability_Capacity_In_Model_Year | 0.556 | Generic_PGE_South_500_offpeak | Southern_PGAE_Solar_160_Generic | Operational_New_Capacity_MW | 0.68
Generic_PGE_North_500_SSN | Northern_California_Li_Battery_4hr_113_Generic | Reliability_Capacity_In_Model_Year | 0.5 | Generic_PGE_North_500_HSN | Southern_PGAE_Solar_161_Generic | Reliability_Capacity_In_Model_Year | 0.1 | Southern_PGAE_Solar_161_Generic | PG&E North | Southern_PGAE_Solar | Solar | Generic_PGE_North_500_HSN | Southern_PGAE_Solar_161_Generic | Reliability_Capacity_In_Model_Year | 0.1 | Generic_PGE_North_500_SSN | Southern_PGAE_Solar_161_Generic | Reliability_Capacity_In_Model_Year | 0.556 | Generic_PGE_North_500_offpeak | Southern_PGAE_Solar_161_Generic | Operational_New_Capacity_MW | 0.79
Generic_PGE_North_500_SSN | Northern_California_Li_Battery_4hr_114_Generic | Reliability_Capacity_In_Model_Year | 0.5 | Generic_PGE_South_500_HSN | Southern_PGAE_Solar_161_Generic | Reliability_Capacity_In_Model_Year | 0.1 | Southern_PGAE_Solar_161_Generic | PG&E South | Southern_PGAE_Solar | Wind | Generic_PGE_South_500_HSN | Southern_PGAE_Solar_161_Generic | Reliability_Capacity_In_Model_Year | 0.1 | Generic_PGE_South_500_SSN | Southern_PGAE_Solar_161_Generic | Reliability_Capacity_In_Model_Year | 0.556 | Generic_PGE_South_500_offpeak | Southern_PGAE_Solar_161_Generic | Operational_New_Capacity_MW | 0.68
Generic_PGE_North_500_SSN | Northern_California_Li_Battery_4hr_116_Generic | Reliability_Capacity_In_Model_Year | 0.5 | Generic_PGE_North_500_HSN | Southern_PGAE_Solar_162_Generic | Reliability_Capacity_In_Model_Year | 0.1 | Southern_PGAE_Solar_162_Generic | PG&E North | Southern_PGAE_Solar | Solar | Generic_PGE_North_500_HSN | Southern_PGAE_Solar_162_Generic | Reliability_Capacity_In_Model_Year | 0.1 | Generic_PGE_North_500_SSN | Southern_PGAE_Solar_162_Generic | Reliability_Capacity_In_Model_Year | 0.556 | Generic_PGE_North_500_offpeak | Southern_PGAE_Solar_162_Generic | Operational_New_Capacity_MW | 0.79
Generic_PGE_North_500_SSN | Northern_California_Li_Battery_4hr_121_Generic | Reliability_Capacity_In_Model_Year | 0.5 | Generic_PGE_South_500_HSN | Southern_PGAE_Solar_162_Generic | Reliability_Capacity_In_Model_Year | 0.1 | Southern_PGAE_Solar_162_Generic | PG&E South | Southern_PGAE_Solar | Wind | Generic_PGE_South_500_HSN | Southern_PGAE_Solar_162_Generic | Reliability_Capacity_In_Model_Year | 0.1 | Generic_PGE_South_500_SSN | Southern_PGAE_Solar_162_Generic | Reliability_Capacity_In_Model_Year | 0.556 | Generic_PGE_South_500_offpeak | Southern_PGAE_Solar_162_Generic | Operational_New_Capacity_MW | 0.68
Generic_PGE_North_500_SSN | Northern_California_Li_Battery_4hr_122_Generic | Reliability_Capacity_In_Model_Year | 0.5 | Generic_PGE_North_500_HSN | Southern_PGAE_Solar_163_Generic | Reliability_Capacity_In_Model_Year | 0.1 | Southern_PGAE_Solar_163_Generic | PG&E North | Southern_PGAE_Solar | Solar | Generic_PGE_North_500_HSN | Southern_PGAE_Solar_163_Generic | Reliability_Capacity_In_Model_Year | 0.1 | Generic_PGE_North_500_SSN | Southern_PGAE_Solar_163_Generic | Reliability_Capacity_In_Model_Year | 0.556 | Generic_PGE_North_500_offpeak | Southern_PGAE_Solar_163_Generic | Operational_New_Capacity_MW | 0.79
Generic_PGE_North_500_SSN | Northern_California_Li_Battery_4hr_126_Generic | Reliability_Capacity_In_Model_Year | 0.5 | Generic_PGE_South_500_HSN | Southern_PGAE_Solar_163_Generic | Reliability_Capacity_In_Model_Year | 0.1 | Southern_PGAE_Solar_163_Generic | PG&E South | Southern_PGAE_Solar | Wind | Generic_PGE_South_500_HSN | Southern_PGAE_Solar_163_Generic | Reliability_Capacity_In_Model_Year | 0.1 | Generic_PGE_South_500_SSN | Southern_PGAE_Solar_163_Generic | Reliability_Capacity_In_Model_Year | 0.556 | Generic_PGE_South_500_offpeak | Southern_PGAE_Solar_163_Generic | Operational_New_Capacity_MW | 0.68
Generic_PGE_North_500_SSN | Northern_California_Li_Battery_4hr_127_Generic | Reliability_Capacity_In_Model_Year | 0.5 | Generic_PGE_North_500_HSN | Southern_PGAE_Solar_164_Generic | Reliability_Capacity_In_Model_Year | 0.1 | Southern_PGAE_Solar_164_Generic | PG&E North | Southern_PGAE_Solar | Solar | Generic_PGE_North_500_HSN | Southern_PGAE_Solar_164_Generic | Reliability_Capacity_In_Model_Year | 0.1 | Generic_PGE_North_500_SSN | Southern_PGAE_Solar_164_Generic | Reliability_Capacity_In_Model_Year | 0.556 | Generic_PGE_North_500_offpeak | Southern_PGAE_Solar_164_Generic | Operational_New_Capacity_MW | 0.79
Generic_PGE_North_500_SSN | Northern_California_Li_Battery_4hr_132_Generic | Reliability_Capacity_In_Model_Year | 0.5 | Generic_PGE_South_500_HSN | Southern_PGAE_Solar_164_Generic | Reliability_Capacity_In_Model_Year | 0.1 | Southern_PGAE_Solar_164_Generic | PG&E South | Southern_PGAE_Solar | Wind | Generic_PGE_South_500_HSN | Southern_PGAE_Solar_164_Generic | Reliability_Capacity_In_Model_Year | 0.1 | Generic_PGE_South_500_SSN | Southern_PGAE_Solar_164_Generic | Reliability_Capacity_In_Model_Year | 0.556 | Generic_PGE_South_500_offpeak | Southern_PGAE_Solar_164_Generic | Operational_New_Capacity_MW | 0.68
Generic_PGE_North_500_SSN | Northern_California_Li_Battery_4hr_135_Generic | Reliability_Capacity_In_Model_Year | 0.5 | Generic_PGE_North_500_HSN | Southern_PGAE_Solar_165_Generic | Reliability_Capacity_In_Model_Year | 0.1 | Southern_PGAE_Solar_165_Generic | PG&E North | Southern_PGAE_Solar | Solar | Generic_PGE_North_500_HSN | Southern_PGAE_Solar_165_Generic | Reliability_Capacity_In_Model_Year | 0.1 | Generic_PGE_North_500_SSN | Southern_PGAE_Solar_165_Generic | Reliability_Capacity_In_Model_Year | 0.556 | Generic_PGE_North_500_offpeak | Southern_PGAE_Solar_165_Generic | Operational_New_Capacity_MW | 0.79
Generic_PGE_North_500_SSN | Northern_California_Li_Battery_4hr_138_Generic | Reliability_Capacity_In_Model_Year | 0.5 | Generic_PGE_South_500_HSN | Southern_PGAE_Solar_165_Generic | Reliability_Capacity_In_Model_Year | 0.1 | Southern_PGAE_Solar_165_Generic | PG&E South | Southern_PGAE_Solar | Wind | Generic_PGE_South_500_HSN | Southern_PGAE_Solar_165_Generic | Reliability_Capacity_In_Model_Year | 0.1 | Generic_PGE_South_500_SSN | Southern_PGAE_Solar_165_Generic | Reliability_Capacity_In_Model_Year | 0.556 | Generic_PGE_South_500_offpeak | Southern_PGAE_Solar_165_Generic | Operational_New_Capacity_MW | 0.68
Generic_PGE_North_500_SSN | Northern_California_Li_Battery_4hr_141_Generic | Reliability_Capacity_In_Model_Year | 0.5 | Generic_PGE_North_500_HSN | Southern_PGAE_Solar_168_Generic | Reliability_Capacity_In_Model_Year | 0.1 | Southern_PGAE_Solar_168_Generic | PG&E North | Southern_PGAE_Solar | Solar | Generic_PGE_North_500_HSN | Southern_PGAE_Solar_168_Generic | Reliability_Capacity_In_Model_Year | 0.1 | Generic_PGE_North_500_SSN | Southern_PGAE_Solar_168_Generic | Reliability_Capacity_In_Model_Year | 0.556 | Generic_PGE_North_500_offpeak | Southern_PGAE_Solar_168_Generic | Operational_New_Capacity_MW | 0.79
Generic_PGE_North_500_SSN | Northern_California_Li_Battery_4hr_144_Generic | Reliability_Capacity_In_Model_Year | 0.5 | Generic_PGE_South_500_HSN | Southern_PGAE_Solar_168_Generic | Reliability_Capacity_In_Model_Year | 0.1 | Southern_PGAE_Solar_168_Generic | PG&E South | Southern_PGAE_Solar | Wind | Generic_PGE_South_500_HSN | Southern_PGAE_Solar_168_Generic | Reliability_Capacity_In_Model_Year | 0.1 | Generic_PGE_South_500_SSN | Southern_PGAE_Solar_168_Generic | Reliability_Capacity_In_Model_Year | 0.556 | Generic_PGE_South_500_offpeak | Southern_PGAE_Solar_168_Generic | Operational_New_Capacity_MW | 0.68
Generic_PGE_North_500_SSN | Northern_California_Li_Battery_4hr_149_Generic | Reliability_Capacity_In_Model_Year | 0.5 | Generic_PGE_North_500_HSN | Southern_PGAE_Solar_169_Generic | Reliability_Capacity_In_Model_Year | 0.1 | Southern_PGAE_Solar_169_Generic | PG&E North | Southern_PGAE_Solar | Solar | Generic_PGE_North_500_HSN | Southern_PGAE_Solar_169_Generic | Reliability_Capacity_In_Model_Year | 0.1 | Generic_PGE_North_500_SSN | Southern_PGAE_Solar_169_Generic | Reliability_Capacity_In_Model_Year | 0.556 | Generic_PGE_North_500_offpeak | Southern_PGAE_Solar_169_Generic | Operational_New_Capacity_MW | 0.79
Generic_PGE_North_500_SSN | Northern_California_Li_Battery_4hr_150_Generic | Reliability_Capacity_In_Model_Year | 0.5 | Generic_PGE_South_500_HSN | Southern_PGAE_Solar_169_Generic | Reliability_Capacity_In_Model_Year | 0.1 | Southern_PGAE_Solar_169_Generic | PG&E South | Southern_PGAE_Solar | Wind | Generic_PGE_South_500_HSN | Southern_PGAE_Solar_169_Generic | Reliability_Capacity_In_Model_Year | 0.1 | Generic_PGE_South_500_SSN | Southern_PGAE_Solar_169_Generic | Reliability_Capacity_In_Model_Year | 0.556 | Generic_PGE_South_500_offpeak | Southern_PGAE_Solar_169_Generic | Operational_New_Capacity_MW | 0.68
Generic_PGE_North_500_SSN | Northern_California_Li_Battery_4hr_155_Generic | Reliability_Capacity_In_Model_Year | 0.5 | Generic_PGE_North_500_HSN | Southern_PGAE_Solar_17_Generic | Reliability_Capacity_In_Model_Year | 0.1 | Southern_PGAE_Solar_17_Generic | PG&E North | Southern_PGAE_Solar | Solar | Generic_PGE_North_500_HSN | Southern_PGAE_Solar_17_Generic | Reliability_Capacity_In_Model_Year | 0.1 | Generic_PGE_North_500_SSN | Southern_PGAE_Solar_17_Generic | Reliability_Capacity_In_Model_Year | 0.556 | Generic_PGE_North_500_offpeak | Southern_PGAE_Solar_17_Generic | Operational_New_Capacity_MW | 0.79
Generic_PGE_North_500_SSN | Northern_California_Li_Battery_4hr_157_Generic | Reliability_Capacity_In_Model_Year | 0.5 | Generic_PGE_South_500_HSN | Southern_PGAE_Solar_17_Generic | Reliability_Capacity_In_Model_Year | 0.1 | Southern_PGAE_Solar_17_Generic | PG&E South | Southern_PGAE_Solar | Wind | Generic_PGE_South_500_HSN | Southern_PGAE_Solar_17_Generic | Reliability_Capacity_In_Model_Year | 0.1 | Generic_PGE_South_500_SSN | Southern_PGAE_Solar_17_Generic | Reliability_Capacity_In_Model_Year | 0.556 | Generic_PGE_South_500_offpeak | Southern_PGAE_Solar_17_Generic | Operational_New_Capacity_MW | 0.68
Generic_PGE_North_500_SSN | Northern_California_Li_Battery_4hr_158_Generic | Reliability_Capacity_In_Model_Year | 0.5 | Generic_PGE_North_500_HSN | Southern_PGAE_Solar_170_Generic | Reliability_Capacity_In_Model_Year | 0.1 | Southern_PGAE_Solar_170_Generic | PG&E North | Southern_PGAE_Solar | Solar | Generic_PGE_North_500_HSN | Southern_PGAE_Solar_170_Generic | Reliability_Capacity_In_Model_Year | 0.1 | Generic_PGE_North_500_SSN | Southern_PGAE_Solar_170_Generic | Reliability_Capacity_In_Model_Year | 0.556 | Generic_PGE_North_500_offpeak | Southern_PGAE_Solar_170_Generic | Operational_New_Capacity_MW | 0.79
Generic_PGE_North_500_SSN | Northern_California_Li_Battery_4hr_159_Generic | Reliability_Capacity_In_Model_Year | 0.5 | Generic_PGE_South_500_HSN | Southern_PGAE_Solar_170_Generic | Reliability_Capacity_In_Model_Year | 0.1 | Southern_PGAE_Solar_170_Generic | PG&E South | Southern_PGAE_Solar | Wind | Generic_PGE_South_500_HSN | Southern_PGAE_Solar_170_Generic | Reliability_Capacity_In_Model_Year | 0.1 | Generic_PGE_South_500_SSN | Southern_PGAE_Solar_170_Generic | Reliability_Capacity_In_Model_Year | 0.556 | Generic_PGE_South_500_offpeak | Southern_PGAE_Solar_170_Generic | Operational_New_Capacity_MW | 0.68
Generic_PGE_North_500_SSN | Northern_California_Li_Battery_4hr_166_Generic | Reliability_Capacity_In_Model_Year | 0.5 | Generic_PGE_South_500_HSN | Southern_PGAE_Solar_173_Generic | Reliability_Capacity_In_Model_Year | 0.1 | Southern_PGAE_Solar_173_Generic | PG&E South | Southern_PGAE_Solar | Wind | Generic_PGE_South_500_HSN | Southern_PGAE_Solar_173_Generic | Reliability_Capacity_In_Model_Year | 0.1 | Generic_PGE_South_500_SSN | Southern_PGAE_Solar_173_Generic | Reliability_Capacity_In_Model_Year | 0.556 | Generic_PGE_South_500_offpeak | Southern_PGAE_Solar_173_Generic | Operational_New_Capacity_MW | 0.68
Generic_PGE_North_500_SSN | Northern_California_Li_Battery_4hr_172_Generic | Reliability_Capacity_In_Model_Year | 0.5 | Generic_PGE_North_500_HSN | Southern_PGAE_Solar_174_Generic | Reliability_Capacity_In_Model_Year | 0.1 | Southern_PGAE_Solar_174_Generic | PG&E North | Southern_PGAE_Solar | Solar | Generic_PGE_North_500_HSN | Southern_PGAE_Solar_174_Generic | Reliability_Capacity_In_Model_Year | 0.1 | Generic_PGE_North_500_SSN | Southern_PGAE_Solar_174_Generic | Reliability_Capacity_In_Model_Year | 0.556 | Generic_PGE_North_500_offpeak | Southern_PGAE_Solar_174_Generic | Operational_New_Capacity_MW | 0.79
Generic_PGE_North_500_SSN | Northern_California_Li_Battery_4hr_178_Generic | Reliability_Capacity_In_Model_Year | 0.5 | Generic_PGE_South_500_HSN | Southern_PGAE_Solar_174_Generic | Reliability_Capacity_In_Model_Year | 0.1 | Southern_PGAE_Solar_174_Generic | PG&E South | Southern_PGAE_Solar | Wind | Generic_PGE_South_500_HSN | Southern_PGAE_Solar_174_Generic | Reliability_Capacity_In_Model_Year | 0.1 | Generic_PGE_South_500_SSN | Southern_PGAE_Solar_174_Generic | Reliability_Capacity_In_Model_Year | 0.556 | Generic_PGE_South_500_offpeak | Southern_PGAE_Solar_174_Generic | Operational_New_Capacity_MW | 0.68
Generic_PGE_North_500_SSN | Northern_California_Li_Battery_4hr_179_Generic | Reliability_Capacity_In_Model_Year | 0.5 | Generic_PGE_South_500_HSN | Southern_PGAE_Solar_175_Generic | Reliability_Capacity_In_Model_Year | 0.1 | Southern_PGAE_Solar_175_Generic | PG&E South | Southern_PGAE_Solar | Wind | Generic_PGE_South_500_HSN | Southern_PGAE_Solar_175_Generic | Reliability_Capacity_In_Model_Year | 0.1 | Generic_PGE_South_500_SSN | Southern_PGAE_Solar_175_Generic | Reliability_Capacity_In_Model_Year | 0.556 | Generic_PGE_South_500_offpeak | Southern_PGAE_Solar_175_Generic | Operational_New_Capacity_MW | 0.68
Generic_PGE_North_500_SSN | Northern_California_Li_Battery_4hr_180_Generic | Reliability_Capacity_In_Model_Year | 0.5 | Generic_PGE_North_500_HSN | Southern_PGAE_Solar_176_Generic | Reliability_Capacity_In_Model_Year | 0.1 | Southern_PGAE_Solar_176_Generic | PG&E North | Southern_PGAE_Solar | Solar | Generic_PGE_North_500_HSN | Southern_PGAE_Solar_176_Generic | Reliability_Capacity_In_Model_Year | 0.1 | Generic_PGE_North_500_SSN | Southern_PGAE_Solar_176_Generic | Reliability_Capacity_In_Model_Year | 0.556 | Generic_PGE_North_500_offpeak | Southern_PGAE_Solar_176_Generic | Operational_New_Capacity_MW | 0.79
Generic_PGE_North_500_SSN | Northern_California_Li_Battery_4hr_25_Generic | Reliability_Capacity_In_Model_Year | 0.5 | Generic_PGE_South_500_HSN | Southern_PGAE_Solar_176_Generic | Reliability_Capacity_In_Model_Year | 0.1 | Southern_PGAE_Solar_176_Generic | PG&E South | Southern_PGAE_Solar | Wind | Generic_PGE_South_500_HSN | Southern_PGAE_Solar_176_Generic | Reliability_Capacity_In_Model_Year | 0.1 | Generic_PGE_South_500_SSN | Southern_PGAE_Solar_176_Generic | Reliability_Capacity_In_Model_Year | 0.556 | Generic_PGE_South_500_offpeak | Southern_PGAE_Solar_176_Generic | Operational_New_Capacity_MW | 0.68
Generic_PGE_North_500_SSN | Northern_California_Li_Battery_4hr_26_Generic | Reliability_Capacity_In_Model_Year | 0.5 | Generic_PGE_South_500_HSN | Southern_PGAE_Solar_177_Generic | Reliability_Capacity_In_Model_Year | 0.1 | Southern_PGAE_Solar_177_Generic | PG&E South | Southern_PGAE_Solar | Wind | Generic_PGE_South_500_HSN | Southern_PGAE_Solar_177_Generic | Reliability_Capacity_In_Model_Year | 0.1 | Generic_PGE_South_500_SSN | Southern_PGAE_Solar_177_Generic | Reliability_Capacity_In_Model_Year | 0.556 | Generic_PGE_South_500_offpeak | Southern_PGAE_Solar_177_Generic | Operational_New_Capacity_MW | 0.68
Generic_PGE_North_500_SSN | Northern_California_Li_Battery_4hr_29_Generic | Reliability_Capacity_In_Model_Year | 0.5 | Generic_PGE_South_500_HSN | Southern_PGAE_Solar_181_Generic | Reliability_Capacity_In_Model_Year | 0.1 | Southern_PGAE_Solar_181_Generic | PG&E South | Southern_PGAE_Solar | Wind | Generic_PGE_South_500_HSN | Southern_PGAE_Solar_181_Generic | Reliability_Capacity_In_Model_Year | 0.1 | Generic_PGE_South_500_SSN | Southern_PGAE_Solar_181_Generic | Reliability_Capacity_In_Model_Year | 0.556 | Generic_PGE_South_500_offpeak | Southern_PGAE_Solar_181_Generic | Operational_New_Capacity_MW | 0.68
Generic_PGE_North_500_SSN | Northern_California_Li_Battery_4hr_31_Generic | Reliability_Capacity_In_Model_Year | 0.5 | Generic_PGE_South_500_HSN | Southern_PGAE_Solar_22_Generic | Reliability_Capacity_In_Model_Year | 0.1 | Southern_PGAE_Solar_22_Generic | PG&E South | Southern_PGAE_Solar | Wind | Generic_PGE_South_500_HSN | Southern_PGAE_Solar_22_Generic | Reliability_Capacity_In_Model_Year | 0.1 | Generic_PGE_South_500_SSN | Southern_PGAE_Solar_22_Generic | Reliability_Capacity_In_Model_Year | 0.556 | Generic_PGE_South_500_offpeak | Southern_PGAE_Solar_22_Generic | Operational_New_Capacity_MW | 0.68
Generic_PGE_North_500_SSN | Northern_California_Li_Battery_4hr_35_Generic | Reliability_Capacity_In_Model_Year | 0.5 | Generic_PGE_South_500_HSN | Southern_PGAE_Solar_23_Generic | Reliability_Capacity_In_Model_Year | 0.1 | Southern_PGAE_Solar_23_Generic | PG&E South | Southern_PGAE_Solar | Wind | Generic_PGE_South_500_HSN | Southern_PGAE_Solar_23_Generic | Reliability_Capacity_In_Model_Year | 0.1 | Generic_PGE_South_500_SSN | Southern_PGAE_Solar_23_Generic | Reliability_Capacity_In_Model_Year | 0.556 | Generic_PGE_South_500_offpeak | Southern_PGAE_Solar_23_Generic | Operational_New_Capacity_MW | 0.68
Generic_PGE_North_500_SSN | Northern_California_Li_Battery_4hr_38_Generic | Reliability_Capacity_In_Model_Year | 0.5 | Generic_PGE_South_500_HSN | Southern_PGAE_Solar_24_Generic | Reliability_Capacity_In_Model_Year | 0.1 | Southern_PGAE_Solar_24_Generic | PG&E South | Southern_PGAE_Solar | Wind | Generic_PGE_South_500_HSN | Southern_PGAE_Solar_24_Generic | Reliability_Capacity_In_Model_Year | 0.1 | Generic_PGE_South_500_SSN | Southern_PGAE_Solar_24_Generic | Reliability_Capacity_In_Model_Year | 0.556 | Generic_PGE_South_500_offpeak | Southern_PGAE_Solar_24_Generic | Operational_New_Capacity_MW | 0.68
Generic_PGE_North_500_SSN | Northern_California_Li_Battery_4hr_41_Generic | Reliability_Capacity_In_Model_Year | 0.5 | Generic_PGE_South_500_HSN | Southern_PGAE_Solar_27_Generic | Reliability_Capacity_In_Model_Year | 0.1 | Southern_PGAE_Solar_27_Generic | PG&E South | Southern_PGAE_Solar | Wind | Generic_PGE_South_500_HSN | Southern_PGAE_Solar_27_Generic | Reliability_Capacity_In_Model_Year | 0.1 | Generic_PGE_South_500_SSN | Southern_PGAE_Solar_27_Generic | Reliability_Capacity_In_Model_Year | 0.556 | Generic_PGE_South_500_offpeak | Southern_PGAE_Solar_27_Generic | Operational_New_Capacity_MW | 0.68
Generic_PGE_North_500_SSN | Northern_California_Li_Battery_4hr_44_Generic | Reliability_Capacity_In_Model_Year | 0.5 | Generic_PGE_South_500_HSN | Southern_PGAE_Solar_3_Generic | Reliability_Capacity_In_Model_Year | 0.1 | Southern_PGAE_Solar_3_Generic | PG&E South | Southern_PGAE_Solar | Wind | Generic_PGE_South_500_HSN | Southern_PGAE_Solar_3_Generic | Reliability_Capacity_In_Model_Year | 0.1 | Generic_PGE_South_500_SSN | Southern_PGAE_Solar_3_Generic | Reliability_Capacity_In_Model_Year | 0.556 | Generic_PGE_South_500_offpeak | Southern_PGAE_Solar_3_Generic | Operational_New_Capacity_MW | 0.68
Generic_PGE_North_500_SSN | Northern_California_Li_Battery_4hr_5_Generic | Reliability_Capacity_In_Model_Year | 0.5 | Generic_PGE_South_500_HSN | Southern_PGAE_Solar_33_Generic | Reliability_Capacity_In_Model_Year | 0.1 | Southern_PGAE_Solar_33_Generic | PG&E South | Southern_PGAE_Solar | Wind | Generic_PGE_South_500_HSN | Southern_PGAE_Solar_33_Generic | Reliability_Capacity_In_Model_Year | 0.1 | Generic_PGE_South_500_SSN | Southern_PGAE_Solar_33_Generic | Reliability_Capacity_In_Model_Year | 0.556 | Generic_PGE_South_500_offpeak | Southern_PGAE_Solar_33_Generic | Operational_New_Capacity_MW | 0.68
Generic_PGE_North_500_SSN | Northern_California_Li_Battery_4hr_51_Generic | Reliability_Capacity_In_Model_Year | 0.5 | Generic_PGE_South_500_HSN | Southern_PGAE_Solar_34_Generic | Reliability_Capacity_In_Model_Year | 0.1 | Southern_PGAE_Solar_34_Generic | PG&E South | Southern_PGAE_Solar | Wind | Generic_PGE_South_500_HSN | Southern_PGAE_Solar_34_Generic | Reliability_Capacity_In_Model_Year | 0.1 | Generic_PGE_South_500_SSN | Southern_PGAE_Solar_34_Generic | Reliability_Capacity_In_Model_Year | 0.556 | Generic_PGE_South_500_offpeak | Southern_PGAE_Solar_34_Generic | Operational_New_Capacity_MW | 0.68
Generic_PGE_North_500_SSN | Northern_California_Li_Battery_4hr_57_Generic | Reliability_Capacity_In_Model_Year | 0.5 | Generic_PGE_South_500_HSN | Southern_PGAE_Solar_37_Generic | Reliability_Capacity_In_Model_Year | 0.1 | Southern_PGAE_Solar_37_Generic | PG&E South | Southern_PGAE_Solar | Wind | Generic_PGE_South_500_HSN | Southern_PGAE_Solar_37_Generic | Reliability_Capacity_In_Model_Year | 0.1 | Generic_PGE_South_500_SSN | Southern_PGAE_Solar_37_Generic | Reliability_Capacity_In_Model_Year | 0.556 | Generic_PGE_South_500_offpeak | Southern_PGAE_Solar_37_Generic | Operational_New_Capacity_MW | 0.68
Generic_PGE_North_500_SSN | Northern_California_Li_Battery_4hr_68_Generic | Reliability_Capacity_In_Model_Year | 0.5 | Generic_PGE_South_500_HSN | Southern_PGAE_Solar_39_Generic | Reliability_Capacity_In_Model_Year | 0.1 | Southern_PGAE_Solar_39_Generic | PG&E South | Southern_PGAE_Solar | Wind | Generic_PGE_South_500_HSN | Southern_PGAE_Solar_39_Generic | Reliability_Capacity_In_Model_Year | 0.1 | Generic_PGE_South_500_SSN | Southern_PGAE_Solar_39_Generic | Reliability_Capacity_In_Model_Year | 0.556 | Generic_PGE_South_500_offpeak | Southern_PGAE_Solar_39_Generic | Operational_New_Capacity_MW | 0.68
Generic_PGE_North_500_SSN | Northern_California_Li_Battery_4hr_70_Generic | Reliability_Capacity_In_Model_Year | 0.5 | Generic_PGE_South_500_HSN | Southern_PGAE_Solar_43_Generic | Reliability_Capacity_In_Model_Year | 0.1 | Southern_PGAE_Solar_43_Generic | PG&E South | Southern_PGAE_Solar | Wind | Generic_PGE_South_500_HSN | Southern_PGAE_Solar_43_Generic | Reliability_Capacity_In_Model_Year | 0.1 | Generic_PGE_South_500_SSN | Southern_PGAE_Solar_43_Generic | Reliability_Capacity_In_Model_Year | 0.556 | Generic_PGE_South_500_offpeak | Southern_PGAE_Solar_43_Generic | Operational_New_Capacity_MW | 0.68
Generic_PGE_North_500_SSN | Northern_California_Li_Battery_4hr_73_Generic | Reliability_Capacity_In_Model_Year | 0.5 | Generic_PGE_South_500_HSN | Southern_PGAE_Solar_45_Generic | Reliability_Capacity_In_Model_Year | 0.1 | Southern_PGAE_Solar_45_Generic | PG&E South | Southern_PGAE_Solar | Wind | Generic_PGE_South_500_HSN | Southern_PGAE_Solar_45_Generic | Reliability_Capacity_In_Model_Year | 0.1 | Generic_PGE_South_500_SSN | Southern_PGAE_Solar_45_Generic | Reliability_Capacity_In_Model_Year | 0.556 | Generic_PGE_South_500_offpeak | Southern_PGAE_Solar_45_Generic | Operational_New_Capacity_MW | 0.68
Generic_PGE_North_500_SSN | Northern_California_Li_Battery_4hr_76_Generic | Reliability_Capacity_In_Model_Year | 0.5 | Generic_PGE_South_500_HSN | Southern_PGAE_Solar_46_Generic | Reliability_Capacity_In_Model_Year | 0.1 | Southern_PGAE_Solar_46_Generic | PG&E South | Southern_PGAE_Solar | Wind | Generic_PGE_South_500_HSN | Southern_PGAE_Solar_46_Generic | Reliability_Capacity_In_Model_Year | 0.1 | Generic_PGE_South_500_SSN | Southern_PGAE_Solar_46_Generic | Reliability_Capacity_In_Model_Year | 0.556 | Generic_PGE_South_500_offpeak | Southern_PGAE_Solar_46_Generic | Operational_New_Capacity_MW | 0.68
Generic_PGE_North_500_SSN | Northern_California_Li_Battery_4hr_80_Generic | Reliability_Capacity_In_Model_Year | 0.5 | Generic_PGE_South_500_HSN | Southern_PGAE_Solar_47_Generic | Reliability_Capacity_In_Model_Year | 0.1 | Southern_PGAE_Solar_47_Generic | PG&E South | Southern_PGAE_Solar | Wind | Generic_PGE_South_500_HSN | Southern_PGAE_Solar_47_Generic | Reliability_Capacity_In_Model_Year | 0.1 | Generic_PGE_South_500_SSN | Southern_PGAE_Solar_47_Generic | Reliability_Capacity_In_Model_Year | 0.556 | Generic_PGE_South_500_offpeak | Southern_PGAE_Solar_47_Generic | Operational_New_Capacity_MW | 0.68
Generic_PGE_North_500_SSN | Northern_California_Li_Battery_4hr_82_Generic | Reliability_Capacity_In_Model_Year | 0.5 | Generic_PGE_South_500_HSN | Southern_PGAE_Solar_49_Generic | Reliability_Capacity_In_Model_Year | 0.1 | Southern_PGAE_Solar_49_Generic | PG&E South | Southern_PGAE_Solar | Wind | Generic_PGE_South_500_HSN | Southern_PGAE_Solar_49_Generic | Reliability_Capacity_In_Model_Year | 0.1 | Generic_PGE_South_500_SSN | Southern_PGAE_Solar_49_Generic | Reliability_Capacity_In_Model_Year | 0.556 | Generic_PGE_South_500_offpeak | Southern_PGAE_Solar_49_Generic | Operational_New_Capacity_MW | 0.68
Generic_PGE_North_500_SSN | Northern_California_Li_Battery_4hr_83_Generic | Reliability_Capacity_In_Model_Year | 0.5 | Generic_PGE_South_500_HSN | Southern_PGAE_Solar_52_Generic | Reliability_Capacity_In_Model_Year | 0.1 | Southern_PGAE_Solar_52_Generic | PG&E South | Southern_PGAE_Solar | Wind | Generic_PGE_South_500_HSN | Southern_PGAE_Solar_52_Generic | Reliability_Capacity_In_Model_Year | 0.1 | Generic_PGE_South_500_SSN | Southern_PGAE_Solar_52_Generic | Reliability_Capacity_In_Model_Year | 0.556 | Generic_PGE_South_500_offpeak | Southern_PGAE_Solar_52_Generic | Operational_New_Capacity_MW | 0.68
Generic_PGE_North_500_SSN | Northern_California_Li_Battery_4hr_84_Generic | Reliability_Capacity_In_Model_Year | 0.5 | Generic_PGE_South_500_HSN | Southern_PGAE_Solar_54_Generic | Reliability_Capacity_In_Model_Year | 0.1 | Southern_PGAE_Solar_54_Generic | PG&E South | Southern_PGAE_Solar | Wind | Generic_PGE_South_500_HSN | Southern_PGAE_Solar_54_Generic | Reliability_Capacity_In_Model_Year | 0.1 | Generic_PGE_South_500_SSN | Southern_PGAE_Solar_54_Generic | Reliability_Capacity_In_Model_Year | 0.556 | Generic_PGE_South_500_offpeak | Southern_PGAE_Solar_54_Generic | Operational_New_Capacity_MW | 0.68
Generic_PGE_North_500_SSN | Northern_California_Li_Battery_4hr_85_Generic | Reliability_Capacity_In_Model_Year | 0.5 | Generic_PGE_South_500_HSN | Southern_PGAE_Solar_61_Generic | Reliability_Capacity_In_Model_Year | 0.1 | Southern_PGAE_Solar_61_Generic | PG&E South | Southern_PGAE_Solar | Wind | Generic_PGE_South_500_HSN | Southern_PGAE_Solar_61_Generic | Reliability_Capacity_In_Model_Year | 0.1 | Generic_PGE_South_500_SSN | Southern_PGAE_Solar_61_Generic | Reliability_Capacity_In_Model_Year | 0.556 | Generic_PGE_South_500_offpeak | Southern_PGAE_Solar_61_Generic | Operational_New_Capacity_MW | 0.68
Generic_PGE_North_500_SSN | Northern_California_Li_Battery_4hr_92_Generic | Reliability_Capacity_In_Model_Year | 0.5 | Generic_PGE_South_500_HSN | Southern_PGAE_Solar_69_Generic | Reliability_Capacity_In_Model_Year | 0.1 | Southern_PGAE_Solar_69_Generic | PG&E South | Southern_PGAE_Solar | Wind | Generic_PGE_South_500_HSN | Southern_PGAE_Solar_69_Generic | Reliability_Capacity_In_Model_Year | 0.1 | Generic_PGE_South_500_SSN | Southern_PGAE_Solar_69_Generic | Reliability_Capacity_In_Model_Year | 0.556 | Generic_PGE_South_500_offpeak | Southern_PGAE_Solar_69_Generic | Operational_New_Capacity_MW | 0.68
Generic_PGE_North_500_SSN | Northern_California_Li_Battery_4hr_94_Generic | Reliability_Capacity_In_Model_Year | 0.5 | Generic_PGE_South_500_HSN | Southern_PGAE_Solar_72_Generic | Reliability_Capacity_In_Model_Year | 0.1 | Southern_PGAE_Solar_72_Generic | PG&E South | Southern_PGAE_Solar | Wind | Generic_PGE_South_500_HSN | Southern_PGAE_Solar_72_Generic | Reliability_Capacity_In_Model_Year | 0.1 | Generic_PGE_South_500_SSN | Southern_PGAE_Solar_72_Generic | Reliability_Capacity_In_Model_Year | 0.556 | Generic_PGE_South_500_offpeak | Southern_PGAE_Solar_72_Generic | Operational_New_Capacity_MW | 0.68
Generic_PGE_North_500_SSN | Northern_California_Li_Battery_4hr_96_Generic | Reliability_Capacity_In_Model_Year | 0.5 | Generic_PGE_South_500_HSN | Southern_PGAE_Solar_74_Generic | Reliability_Capacity_In_Model_Year | 0.1 | Southern_PGAE_Solar_74_Generic | PG&E South | Southern_PGAE_Solar | Wind | Generic_PGE_South_500_HSN | Southern_PGAE_Solar_74_Generic | Reliability_Capacity_In_Model_Year | 0.1 | Generic_PGE_South_500_SSN | Southern_PGAE_Solar_74_Generic | Reliability_Capacity_In_Model_Year | 0.556 | Generic_PGE_South_500_offpeak | Southern_PGAE_Solar_74_Generic | Operational_New_Capacity_MW | 0.68
Generic_PGE_North_500_SSN | Northern_California_Li_Battery_8hr_100_Generic | Reliability_Capacity_In_Model_Year | 0.5 | Generic_PGE_South_500_HSN | Southern_PGAE_Solar_75_Generic | Reliability_Capacity_In_Model_Year | 0.1 | Southern_PGAE_Solar_75_Generic | PG&E South | Southern_PGAE_Solar | Wind | Generic_PGE_South_500_HSN | Southern_PGAE_Solar_75_Generic | Reliability_Capacity_In_Model_Year | 0.1 | Generic_PGE_South_500_SSN | Southern_PGAE_Solar_75_Generic | Reliability_Capacity_In_Model_Year | 0.556 | Generic_PGE_South_500_offpeak | Southern_PGAE_Solar_75_Generic | Operational_New_Capacity_MW | 0.68
Generic_PGE_North_500_SSN | Northern_California_Li_Battery_8hr_112_Generic | Reliability_Capacity_In_Model_Year | 0.5 | Generic_PGE_South_500_HSN | Southern_PGAE_Solar_79_Generic | Reliability_Capacity_In_Model_Year | 0.1 | Southern_PGAE_Solar_79_Generic | PG&E South | Southern_PGAE_Solar | Wind | Generic_PGE_South_500_HSN | Southern_PGAE_Solar_79_Generic | Reliability_Capacity_In_Model_Year | 0.1 | Generic_PGE_South_500_SSN | Southern_PGAE_Solar_79_Generic | Reliability_Capacity_In_Model_Year | 0.556 | Generic_PGE_South_500_offpeak | Southern_PGAE_Solar_79_Generic | Operational_New_Capacity_MW | 0.68
Generic_PGE_North_500_SSN | Northern_California_Li_Battery_8hr_113_Generic | Reliability_Capacity_In_Model_Year | 0.5 | Generic_PGE_South_500_HSN | Southern_PGAE_Solar_8_Generic | Reliability_Capacity_In_Model_Year | 0.1 | Southern_PGAE_Solar_8_Generic | PG&E South | Southern_PGAE_Solar | Wind | Generic_PGE_South_500_HSN | Southern_PGAE_Solar_8_Generic | Reliability_Capacity_In_Model_Year | 0.1 | Generic_PGE_South_500_SSN | Southern_PGAE_Solar_8_Generic | Reliability_Capacity_In_Model_Year | 0.556 | Generic_PGE_South_500_offpeak | Southern_PGAE_Solar_8_Generic | Operational_New_Capacity_MW | 0.68
Generic_PGE_North_500_SSN | Northern_California_Li_Battery_8hr_114_Generic | Reliability_Capacity_In_Model_Year | 0.5 | Generic_PGE_South_500_HSN | Southern_PGAE_Solar_93_Generic | Reliability_Capacity_In_Model_Year | 0.1 | Southern_PGAE_Solar_93_Generic | PG&E South | Southern_PGAE_Solar | Wind | Generic_PGE_South_500_HSN | Southern_PGAE_Solar_93_Generic | Reliability_Capacity_In_Model_Year | 0.1 | Generic_PGE_South_500_SSN | Southern_PGAE_Solar_93_Generic | Reliability_Capacity_In_Model_Year | 0.556 | Generic_PGE_South_500_offpeak | Southern_PGAE_Solar_93_Generic | Operational_New_Capacity_MW | 0.68
Generic_PGE_North_500_SSN | Northern_California_Li_Battery_8hr_116_Generic | Reliability_Capacity_In_Model_Year | 0.5 | Generic_PGE_North_500_HSN | Southern_PGAE_Solar_95_Generic | Reliability_Capacity_In_Model_Year | 0.1 | Southern_PGAE_Solar_95_Generic | PG&E North | Southern_PGAE_Solar | Solar | Generic_PGE_North_500_HSN | Southern_PGAE_Solar_95_Generic | Reliability_Capacity_In_Model_Year | 0.1 | Generic_PGE_North_500_SSN | Southern_PGAE_Solar_95_Generic | Reliability_Capacity_In_Model_Year | 0.556 | Generic_PGE_North_500_offpeak | Southern_PGAE_Solar_95_Generic | Operational_New_Capacity_MW | 0.79
Generic_PGE_North_500_SSN | Northern_California_Li_Battery_8hr_121_Generic | Reliability_Capacity_In_Model_Year | 0.5 | Generic_PGE_South_500_HSN | Southern_PGAE_Solar_98_Generic | Reliability_Capacity_In_Model_Year | 0.1 | Southern_PGAE_Solar_98_Generic | PG&E South | Southern_PGAE_Solar | Wind | Generic_PGE_South_500_HSN | Southern_PGAE_Solar_98_Generic | Reliability_Capacity_In_Model_Year | 0.1 | Generic_PGE_South_500_SSN | Southern_PGAE_Solar_98_Generic | Reliability_Capacity_In_Model_Year | 0.556 | Generic_PGE_South_500_offpeak | Southern_PGAE_Solar_98_Generic | Operational_New_Capacity_MW | 0.68
Generic_PGE_North_500_SSN | Northern_California_Li_Battery_8hr_122_Generic | Reliability_Capacity_In_Model_Year | 0.5 | Generic_PGE_North_500_HSN | Southern_PGAE_Solar_99_Generic | Reliability_Capacity_In_Model_Year | 0.1 | Southern_PGAE_Solar_99_Generic | PG&E North | Southern_PGAE_Solar | Solar | Generic_PGE_North_500_HSN | Southern_PGAE_Solar_99_Generic | Reliability_Capacity_In_Model_Year | 0.1 | Generic_PGE_North_500_SSN | Southern_PGAE_Solar_99_Generic | Reliability_Capacity_In_Model_Year | 0.556 | Generic_PGE_North_500_offpeak | Southern_PGAE_Solar_99_Generic | Operational_New_Capacity_MW | 0.79
Generic_PGE_North_500_SSN | Northern_California_Li_Battery_8hr_126_Generic | Reliability_Capacity_In_Model_Year | 0.5 | Generic_PGE_South_500_HSN | Southern_PGAE_Solar_99_Generic | Reliability_Capacity_In_Model_Year | 0.1 | Southern_PGAE_Solar_99_Generic | PG&E South | Southern_PGAE_Solar | Wind | Generic_PGE_South_500_HSN | Southern_PGAE_Solar_99_Generic | Reliability_Capacity_In_Model_Year | 0.1 | Generic_PGE_South_500_SSN | Southern_PGAE_Solar_99_Generic | Reliability_Capacity_In_Model_Year | 0.556 | Generic_PGE_South_500_offpeak | Southern_PGAE_Solar_99_Generic | Operational_New_Capacity_MW | 0.68
Generic_PGE_North_500_SSN | Northern_California_Li_Battery_8hr_127_Generic | Reliability_Capacity_In_Model_Year | 0.5 | Generic_SCE_Northern_500_HSN | Tehachapi_Adiabatic_CAES_13_Generic | Reliability_Capacity_In_Model_Year | 1 | Tehachapi_Adiabatic_CAES_13_Generic | SCE Northern | CAISO_Adiabatic_CAES_24hr | Solar | Generic_SCE_Northern_500_HSN | Tehachapi_Adiabatic_CAES_13_Generic | Reliability_Capacity_In_Model_Year | 1 | Generic_SCE_Northern_500_SSN | Tehachapi_Adiabatic_CAES_13_Generic | Reliability_Capacity_In_Model_Year | 0.5 | Generic_SCE_Northern_500_offpeak | Tehachapi_Adiabatic_CAES_13_Generic | Operational_New_Capacity_MW | -1
Generic_PGE_North_500_SSN | Northern_California_Li_Battery_8hr_132_Generic | Reliability_Capacity_In_Model_Year | 0.5 | Generic_SCE_East_Pisgah_500_HSN | Tehachapi_Flow_Battery_101_Generic | Reliability_Capacity_In_Model_Year | 1 | Tehachapi_Flow_Battery_101_Generic | SCE East of Pisgah | CAISO_Flow_Battery_8hr_Dispatch | Solar | Generic_SCE_East_Pisgah_500_HSN | Tehachapi_Flow_Battery_101_Generic | Reliability_Capacity_In_Model_Year | 1 | Generic_SCE_East_Pisgah_500_SSN | Tehachapi_Flow_Battery_101_Generic | Reliability_Capacity_In_Model_Year | 0.5 | Generic_SCE_East_Pisgah_500_offpeak | Tehachapi_Flow_Battery_101_Generic | Operational_New_Capacity_MW | -1
Generic_PGE_North_500_SSN | Northern_California_Li_Battery_8hr_135_Generic | Reliability_Capacity_In_Model_Year | 0.5 | Generic_SCE_Northern_500_HSN | Tehachapi_Flow_Battery_101_Generic | Reliability_Capacity_In_Model_Year | 1 | Tehachapi_Flow_Battery_101_Generic | SCE Northern | CAISO_Flow_Battery_8hr_Dispatch | Solar | Generic_SCE_Northern_500_HSN | Tehachapi_Flow_Battery_101_Generic | Reliability_Capacity_In_Model_Year | 1 | Generic_SCE_Northern_500_SSN | Tehachapi_Flow_Battery_101_Generic | Reliability_Capacity_In_Model_Year | 0.5 | Generic_SCE_Northern_500_offpeak | Tehachapi_Flow_Battery_101_Generic | Operational_New_Capacity_MW | -1
Generic_PGE_North_500_SSN | Northern_California_Li_Battery_8hr_138_Generic | Reliability_Capacity_In_Model_Year | 0.5 | Generic_PGE_North_500_HSN | Tehachapi_Flow_Battery_125_Generic | Reliability_Capacity_In_Model_Year | 1 | Tehachapi_Flow_Battery_125_Generic | PG&E North | CAISO_Flow_Battery_8hr_Dispatch | Solar | Generic_PGE_North_500_HSN | Tehachapi_Flow_Battery_125_Generic | Reliability_Capacity_In_Model_Year | 1 | Generic_PGE_North_500_SSN | Tehachapi_Flow_Battery_125_Generic | Reliability_Capacity_In_Model_Year | 0.5 | Generic_PGE_North_500_offpeak | Tehachapi_Flow_Battery_125_Generic | Operational_New_Capacity_MW | -1
Generic_PGE_North_500_SSN | Northern_California_Li_Battery_8hr_141_Generic | Reliability_Capacity_In_Model_Year | 0.5 | Generic_PGE_South_500_HSN | Tehachapi_Flow_Battery_125_Generic | Reliability_Capacity_In_Model_Year | 1 | Tehachapi_Flow_Battery_125_Generic | PG&E South | CAISO_Flow_Battery_8hr_Dispatch | Wind | Generic_PGE_South_500_HSN | Tehachapi_Flow_Battery_125_Generic | Reliability_Capacity_In_Model_Year | 1 | Generic_PGE_South_500_SSN | Tehachapi_Flow_Battery_125_Generic | Reliability_Capacity_In_Model_Year | 0.5 | Generic_PGE_South_500_offpeak | Tehachapi_Flow_Battery_125_Generic | Operational_New_Capacity_MW | -1
Generic_PGE_North_500_SSN | Northern_California_Li_Battery_8hr_144_Generic | Reliability_Capacity_In_Model_Year | 0.5 | Generic_SCE_Northern_500_HSN | Tehachapi_Flow_Battery_13_Generic | Reliability_Capacity_In_Model_Year | 1 | Tehachapi_Flow_Battery_13_Generic | SCE Northern | CAISO_Flow_Battery_8hr_Dispatch | Solar | Generic_SCE_Northern_500_HSN | Tehachapi_Flow_Battery_13_Generic | Reliability_Capacity_In_Model_Year | 1 | Generic_SCE_Northern_500_SSN | Tehachapi_Flow_Battery_13_Generic | Reliability_Capacity_In_Model_Year | 0.5 | Generic_SCE_Northern_500_offpeak | Tehachapi_Flow_Battery_13_Generic | Operational_New_Capacity_MW | -1
Generic_PGE_North_500_SSN | Northern_California_Li_Battery_8hr_149_Generic | Reliability_Capacity_In_Model_Year | 0.5 | Generic_SCE_East_Pisgah_500_HSN | Tehachapi_Flow_Battery_28_Generic | Reliability_Capacity_In_Model_Year | 1 | Tehachapi_Flow_Battery_28_Generic | SCE East of Pisgah | CAISO_Flow_Battery_8hr_Dispatch | Solar | Generic_SCE_East_Pisgah_500_HSN | Tehachapi_Flow_Battery_28_Generic | Reliability_Capacity_In_Model_Year | 1 | Generic_SCE_East_Pisgah_500_SSN | Tehachapi_Flow_Battery_28_Generic | Reliability_Capacity_In_Model_Year | 0.5 | Generic_SCE_East_Pisgah_500_offpeak | Tehachapi_Flow_Battery_28_Generic | Operational_New_Capacity_MW | -1
Generic_PGE_North_500_SSN | Northern_California_Li_Battery_8hr_150_Generic | Reliability_Capacity_In_Model_Year | 0.5 | Generic_SCE_Northern_500_HSN | Tehachapi_Flow_Battery_28_Generic | Reliability_Capacity_In_Model_Year | 1 | Tehachapi_Flow_Battery_28_Generic | SCE Northern | CAISO_Flow_Battery_8hr_Dispatch | Solar | Generic_SCE_Northern_500_HSN | Tehachapi_Flow_Battery_28_Generic | Reliability_Capacity_In_Model_Year | 1 | Generic_SCE_Northern_500_SSN | Tehachapi_Flow_Battery_28_Generic | Reliability_Capacity_In_Model_Year | 0.5 | Generic_SCE_Northern_500_offpeak | Tehachapi_Flow_Battery_28_Generic | Operational_New_Capacity_MW | -1
Generic_PGE_North_500_SSN | Northern_California_Li_Battery_8hr_155_Generic | Reliability_Capacity_In_Model_Year | 0.5 | Generic_SCE_Northern_500_HSN | Tehachapi_Flow_Battery_32_Generic | Reliability_Capacity_In_Model_Year | 1 | Tehachapi_Flow_Battery_32_Generic | SCE Northern | CAISO_Flow_Battery_8hr_Dispatch | Solar | Generic_SCE_Northern_500_HSN | Tehachapi_Flow_Battery_32_Generic | Reliability_Capacity_In_Model_Year | 1 | Generic_SCE_Northern_500_SSN | Tehachapi_Flow_Battery_32_Generic | Reliability_Capacity_In_Model_Year | 0.5 | Generic_SCE_Northern_500_offpeak | Tehachapi_Flow_Battery_32_Generic | Operational_New_Capacity_MW | -1
Generic_PGE_North_500_SSN | Northern_California_Li_Battery_8hr_157_Generic | Reliability_Capacity_In_Model_Year | 0.5 | Generic_SCE_Northern_500_HSN | Tehachapi_Flow_Battery_66_Generic | Reliability_Capacity_In_Model_Year | 1 | Tehachapi_Flow_Battery_66_Generic | SCE Northern | CAISO_Flow_Battery_8hr_Dispatch | Solar | Generic_SCE_Northern_500_HSN | Tehachapi_Flow_Battery_66_Generic | Reliability_Capacity_In_Model_Year | 1 | Generic_SCE_Northern_500_SSN | Tehachapi_Flow_Battery_66_Generic | Reliability_Capacity_In_Model_Year | 0.5 | Generic_SCE_Northern_500_offpeak | Tehachapi_Flow_Battery_66_Generic | Operational_New_Capacity_MW | -1
Generic_PGE_North_500_SSN | Northern_California_Li_Battery_8hr_158_Generic | Reliability_Capacity_In_Model_Year | 0.5 | Generic_SCE_East_Pisgah_500_HSN | Tehachapi_Flow_Battery_78_Generic | Reliability_Capacity_In_Model_Year | 1 | Tehachapi_Flow_Battery_78_Generic | SCE East of Pisgah | CAISO_Flow_Battery_8hr_Dispatch | Solar | Generic_SCE_East_Pisgah_500_HSN | Tehachapi_Flow_Battery_78_Generic | Reliability_Capacity_In_Model_Year | 1 | Generic_SCE_East_Pisgah_500_SSN | Tehachapi_Flow_Battery_78_Generic | Reliability_Capacity_In_Model_Year | 0.5 | Generic_SCE_East_Pisgah_500_offpeak | Tehachapi_Flow_Battery_78_Generic | Operational_New_Capacity_MW | -1
Generic_PGE_North_500_SSN | Northern_California_Li_Battery_8hr_159_Generic | Reliability_Capacity_In_Model_Year | 0.5 | Generic_SCE_Northern_500_HSN | Tehachapi_Flow_Battery_78_Generic | Reliability_Capacity_In_Model_Year | 1 | Tehachapi_Flow_Battery_78_Generic | SCE Northern | CAISO_Flow_Battery_8hr_Dispatch | Solar | Generic_SCE_Northern_500_HSN | Tehachapi_Flow_Battery_78_Generic | Reliability_Capacity_In_Model_Year | 1 | Generic_SCE_Northern_500_SSN | Tehachapi_Flow_Battery_78_Generic | Reliability_Capacity_In_Model_Year | 0.5 | Generic_SCE_Northern_500_offpeak | Tehachapi_Flow_Battery_78_Generic | Operational_New_Capacity_MW | -1
Generic_PGE_North_500_SSN | Northern_California_Li_Battery_8hr_166_Generic | Reliability_Capacity_In_Model_Year | 0.5 | Generic_SCE_East_Pisgah_500_HSN | Tehachapi_Li_Battery_4hr_101_Generic | Reliability_Capacity_In_Model_Year | 1 | Tehachapi_Li_Battery_4hr_101_Generic | SCE East of Pisgah | CAISO_Li_Battery_4hr_Dispatch | Solar | Generic_SCE_East_Pisgah_500_HSN | Tehachapi_Li_Battery_4hr_101_Generic | Reliability_Capacity_In_Model_Year | 1 | Generic_SCE_East_Pisgah_500_SSN | Tehachapi_Li_Battery_4hr_101_Generic | Reliability_Capacity_In_Model_Year | 0.5 | Generic_SCE_East_Pisgah_500_offpeak | Tehachapi_Li_Battery_4hr_101_Generic | Operational_New_Capacity_MW | -1
Generic_PGE_North_500_SSN | Northern_California_Li_Battery_8hr_172_Generic | Reliability_Capacity_In_Model_Year | 0.5 | Generic_SCE_Northern_500_HSN | Tehachapi_Li_Battery_4hr_101_Generic | Reliability_Capacity_In_Model_Year | 1 | Tehachapi_Li_Battery_4hr_101_Generic | SCE Northern | CAISO_Li_Battery_4hr_Dispatch | Solar | Generic_SCE_Northern_500_HSN | Tehachapi_Li_Battery_4hr_101_Generic | Reliability_Capacity_In_Model_Year | 1 | Generic_SCE_Northern_500_SSN | Tehachapi_Li_Battery_4hr_101_Generic | Reliability_Capacity_In_Model_Year | 0.5 | Generic_SCE_Northern_500_offpeak | Tehachapi_Li_Battery_4hr_101_Generic | Operational_New_Capacity_MW | -1
Generic_PGE_North_500_SSN | Northern_California_Li_Battery_8hr_178_Generic | Reliability_Capacity_In_Model_Year | 0.5 | Generic_PGE_North_500_HSN | Tehachapi_Li_Battery_4hr_125_Generic | Reliability_Capacity_In_Model_Year | 1 | Tehachapi_Li_Battery_4hr_125_Generic | PG&E North | CAISO_Li_Battery_4hr_Dispatch | Solar | Generic_PGE_North_500_HSN | Tehachapi_Li_Battery_4hr_125_Generic | Reliability_Capacity_In_Model_Year | 1 | Generic_PGE_North_500_SSN | Tehachapi_Li_Battery_4hr_125_Generic | Reliability_Capacity_In_Model_Year | 0.5 | Generic_PGE_North_500_offpeak | Tehachapi_Li_Battery_4hr_125_Generic | Operational_New_Capacity_MW | -1
Generic_PGE_North_500_SSN | Northern_California_Li_Battery_8hr_179_Generic | Reliability_Capacity_In_Model_Year | 0.5 | Generic_PGE_South_500_HSN | Tehachapi_Li_Battery_4hr_125_Generic | Reliability_Capacity_In_Model_Year | 1 | Tehachapi_Li_Battery_4hr_125_Generic | PG&E South | CAISO_Li_Battery_4hr_Dispatch | Wind | Generic_PGE_South_500_HSN | Tehachapi_Li_Battery_4hr_125_Generic | Reliability_Capacity_In_Model_Year | 1 | Generic_PGE_South_500_SSN | Tehachapi_Li_Battery_4hr_125_Generic | Reliability_Capacity_In_Model_Year | 0.5 | Generic_PGE_South_500_offpeak | Tehachapi_Li_Battery_4hr_125_Generic | Operational_New_Capacity_MW | -1
Generic_PGE_North_500_SSN | Northern_California_Li_Battery_8hr_180_Generic | Reliability_Capacity_In_Model_Year | 0.5 | Generic_SCE_Northern_500_HSN | Tehachapi_Li_Battery_4hr_13_Generic | Reliability_Capacity_In_Model_Year | 1 | Tehachapi_Li_Battery_4hr_13_Generic | SCE Northern | CAISO_Li_Battery_4hr_Dispatch | Solar | Generic_SCE_Northern_500_HSN | Tehachapi_Li_Battery_4hr_13_Generic | Reliability_Capacity_In_Model_Year | 1 | Generic_SCE_Northern_500_SSN | Tehachapi_Li_Battery_4hr_13_Generic | Reliability_Capacity_In_Model_Year | 0.5 | Generic_SCE_Northern_500_offpeak | Tehachapi_Li_Battery_4hr_13_Generic | Operational_New_Capacity_MW | -1
Generic_PGE_North_500_SSN | Northern_California_Li_Battery_8hr_25_Generic | Reliability_Capacity_In_Model_Year | 0.5 | Generic_SCE_East_Pisgah_500_HSN | Tehachapi_Li_Battery_4hr_28_Generic | Reliability_Capacity_In_Model_Year | 1 | Tehachapi_Li_Battery_4hr_28_Generic | SCE East of Pisgah | CAISO_Li_Battery_4hr_Dispatch | Solar | Generic_SCE_East_Pisgah_500_HSN | Tehachapi_Li_Battery_4hr_28_Generic | Reliability_Capacity_In_Model_Year | 1 | Generic_SCE_East_Pisgah_500_SSN | Tehachapi_Li_Battery_4hr_28_Generic | Reliability_Capacity_In_Model_Year | 0.5 | Generic_SCE_East_Pisgah_500_offpeak | Tehachapi_Li_Battery_4hr_28_Generic | Operational_New_Capacity_MW | -1
Generic_PGE_North_500_SSN | Northern_California_Li_Battery_8hr_26_Generic | Reliability_Capacity_In_Model_Year | 0.5 | Generic_SCE_Northern_500_HSN | Tehachapi_Li_Battery_4hr_28_Generic | Reliability_Capacity_In_Model_Year | 1 | Tehachapi_Li_Battery_4hr_28_Generic | SCE Northern | CAISO_Li_Battery_4hr_Dispatch | Solar | Generic_SCE_Northern_500_HSN | Tehachapi_Li_Battery_4hr_28_Generic | Reliability_Capacity_In_Model_Year | 1 | Generic_SCE_Northern_500_SSN | Tehachapi_Li_Battery_4hr_28_Generic | Reliability_Capacity_In_Model_Year | 0.5 | Generic_SCE_Northern_500_offpeak | Tehachapi_Li_Battery_4hr_28_Generic | Operational_New_Capacity_MW | -1
Generic_PGE_North_500_SSN | Northern_California_Li_Battery_8hr_29_Generic | Reliability_Capacity_In_Model_Year | 0.5 | Generic_SCE_Northern_500_HSN | Tehachapi_Li_Battery_4hr_32_Generic | Reliability_Capacity_In_Model_Year | 1 | Tehachapi_Li_Battery_4hr_32_Generic | SCE Northern | CAISO_Li_Battery_4hr_Dispatch | Solar | Generic_SCE_Northern_500_HSN | Tehachapi_Li_Battery_4hr_32_Generic | Reliability_Capacity_In_Model_Year | 1 | Generic_SCE_Northern_500_SSN | Tehachapi_Li_Battery_4hr_32_Generic | Reliability_Capacity_In_Model_Year | 0.5 | Generic_SCE_Northern_500_offpeak | Tehachapi_Li_Battery_4hr_32_Generic | Operational_New_Capacity_MW | -1
Generic_PGE_North_500_SSN | Northern_California_Li_Battery_8hr_31_Generic | Reliability_Capacity_In_Model_Year | 0.5 | Generic_SCE_Northern_500_HSN | Tehachapi_Li_Battery_4hr_66_Generic | Reliability_Capacity_In_Model_Year | 1 | Tehachapi_Li_Battery_4hr_66_Generic | SCE Northern | CAISO_Li_Battery_4hr_Dispatch | Solar | Generic_SCE_Northern_500_HSN | Tehachapi_Li_Battery_4hr_66_Generic | Reliability_Capacity_In_Model_Year | 1 | Generic_SCE_Northern_500_SSN | Tehachapi_Li_Battery_4hr_66_Generic | Reliability_Capacity_In_Model_Year | 0.5 | Generic_SCE_Northern_500_offpeak | Tehachapi_Li_Battery_4hr_66_Generic | Operational_New_Capacity_MW | -1
Generic_PGE_North_500_SSN | Northern_California_Li_Battery_8hr_35_Generic | Reliability_Capacity_In_Model_Year | 0.5 | Generic_SCE_East_Pisgah_500_HSN | Tehachapi_Li_Battery_4hr_78_Generic | Reliability_Capacity_In_Model_Year | 1 | Tehachapi_Li_Battery_4hr_78_Generic | SCE East of Pisgah | CAISO_Li_Battery_4hr_Dispatch | Solar | Generic_SCE_East_Pisgah_500_HSN | Tehachapi_Li_Battery_4hr_78_Generic | Reliability_Capacity_In_Model_Year | 1 | Generic_SCE_East_Pisgah_500_SSN | Tehachapi_Li_Battery_4hr_78_Generic | Reliability_Capacity_In_Model_Year | 0.5 | Generic_SCE_East_Pisgah_500_offpeak | Tehachapi_Li_Battery_4hr_78_Generic | Operational_New_Capacity_MW | -1
Generic_PGE_North_500_SSN | Northern_California_Li_Battery_8hr_38_Generic | Reliability_Capacity_In_Model_Year | 0.5 | Generic_SCE_Northern_500_HSN | Tehachapi_Li_Battery_4hr_78_Generic | Reliability_Capacity_In_Model_Year | 1 | Tehachapi_Li_Battery_4hr_78_Generic | SCE Northern | CAISO_Li_Battery_4hr_Dispatch | Solar | Generic_SCE_Northern_500_HSN | Tehachapi_Li_Battery_4hr_78_Generic | Reliability_Capacity_In_Model_Year | 1 | Generic_SCE_Northern_500_SSN | Tehachapi_Li_Battery_4hr_78_Generic | Reliability_Capacity_In_Model_Year | 0.5 | Generic_SCE_Northern_500_offpeak | Tehachapi_Li_Battery_4hr_78_Generic | Operational_New_Capacity_MW | -1
Generic_PGE_North_500_SSN | Northern_California_Li_Battery_8hr_41_Generic | Reliability_Capacity_In_Model_Year | 0.5 | Generic_SCE_East_Pisgah_500_HSN | Tehachapi_Li_Battery_8hr_101_Generic | Reliability_Capacity_In_Model_Year | 1 | Tehachapi_Li_Battery_8hr_101_Generic | SCE East of Pisgah | CAISO_Li_Battery_8hr_Dispatch | Solar | Generic_SCE_East_Pisgah_500_HSN | Tehachapi_Li_Battery_8hr_101_Generic | Reliability_Capacity_In_Model_Year | 1 | Generic_SCE_East_Pisgah_500_SSN | Tehachapi_Li_Battery_8hr_101_Generic | Reliability_Capacity_In_Model_Year | 0.5 | Generic_SCE_East_Pisgah_500_offpeak | Tehachapi_Li_Battery_8hr_101_Generic | Operational_New_Capacity_MW | -1
Generic_PGE_North_500_SSN | Northern_California_Li_Battery_8hr_44_Generic | Reliability_Capacity_In_Model_Year | 0.5 | Generic_SCE_Northern_500_HSN | Tehachapi_Li_Battery_8hr_101_Generic | Reliability_Capacity_In_Model_Year | 1 | Tehachapi_Li_Battery_8hr_101_Generic | SCE Northern | CAISO_Li_Battery_8hr_Dispatch | Solar | Generic_SCE_Northern_500_HSN | Tehachapi_Li_Battery_8hr_101_Generic | Reliability_Capacity_In_Model_Year | 1 | Generic_SCE_Northern_500_SSN | Tehachapi_Li_Battery_8hr_101_Generic | Reliability_Capacity_In_Model_Year | 0.5 | Generic_SCE_Northern_500_offpeak | Tehachapi_Li_Battery_8hr_101_Generic | Operational_New_Capacity_MW | -1
Generic_PGE_North_500_SSN | Northern_California_Li_Battery_8hr_5_Generic | Reliability_Capacity_In_Model_Year | 0.5 | Generic_PGE_North_500_HSN | Tehachapi_Li_Battery_8hr_125_Generic | Reliability_Capacity_In_Model_Year | 1 | Tehachapi_Li_Battery_8hr_125_Generic | PG&E North | CAISO_Li_Battery_8hr_Dispatch | Solar | Generic_PGE_North_500_HSN | Tehachapi_Li_Battery_8hr_125_Generic | Reliability_Capacity_In_Model_Year | 1 | Generic_PGE_North_500_SSN | Tehachapi_Li_Battery_8hr_125_Generic | Reliability_Capacity_In_Model_Year | 0.5 | Generic_PGE_North_500_offpeak | Tehachapi_Li_Battery_8hr_125_Generic | Operational_New_Capacity_MW | -1
Generic_PGE_North_500_SSN | Northern_California_Li_Battery_8hr_51_Generic | Reliability_Capacity_In_Model_Year | 0.5 | Generic_PGE_South_500_HSN | Tehachapi_Li_Battery_8hr_125_Generic | Reliability_Capacity_In_Model_Year | 1 | Tehachapi_Li_Battery_8hr_125_Generic | PG&E South | CAISO_Li_Battery_8hr_Dispatch | Wind | Generic_PGE_South_500_HSN | Tehachapi_Li_Battery_8hr_125_Generic | Reliability_Capacity_In_Model_Year | 1 | Generic_PGE_South_500_SSN | Tehachapi_Li_Battery_8hr_125_Generic | Reliability_Capacity_In_Model_Year | 0.5 | Generic_PGE_South_500_offpeak | Tehachapi_Li_Battery_8hr_125_Generic | Operational_New_Capacity_MW | -1
Generic_PGE_North_500_SSN | Northern_California_Li_Battery_8hr_57_Generic | Reliability_Capacity_In_Model_Year | 0.5 | Generic_SCE_Northern_500_HSN | Tehachapi_Li_Battery_8hr_13_Generic | Reliability_Capacity_In_Model_Year | 1 | Tehachapi_Li_Battery_8hr_13_Generic | SCE Northern | CAISO_Li_Battery_8hr_Dispatch | Solar | Generic_SCE_Northern_500_HSN | Tehachapi_Li_Battery_8hr_13_Generic | Reliability_Capacity_In_Model_Year | 1 | Generic_SCE_Northern_500_SSN | Tehachapi_Li_Battery_8hr_13_Generic | Reliability_Capacity_In_Model_Year | 0.5 | Generic_SCE_Northern_500_offpeak | Tehachapi_Li_Battery_8hr_13_Generic | Operational_New_Capacity_MW | -1
Generic_PGE_North_500_SSN | Northern_California_Li_Battery_8hr_68_Generic | Reliability_Capacity_In_Model_Year | 0.5 | Generic_SCE_East_Pisgah_500_HSN | Tehachapi_Li_Battery_8hr_28_Generic | Reliability_Capacity_In_Model_Year | 1 | Tehachapi_Li_Battery_8hr_28_Generic | SCE East of Pisgah | CAISO_Li_Battery_8hr_Dispatch | Solar | Generic_SCE_East_Pisgah_500_HSN | Tehachapi_Li_Battery_8hr_28_Generic | Reliability_Capacity_In_Model_Year | 1 | Generic_SCE_East_Pisgah_500_SSN | Tehachapi_Li_Battery_8hr_28_Generic | Reliability_Capacity_In_Model_Year | 0.5 | Generic_SCE_East_Pisgah_500_offpeak | Tehachapi_Li_Battery_8hr_28_Generic | Operational_New_Capacity_MW | -1
Generic_PGE_North_500_SSN | Northern_California_Li_Battery_8hr_70_Generic | Reliability_Capacity_In_Model_Year | 0.5 | Generic_SCE_Northern_500_HSN | Tehachapi_Li_Battery_8hr_28_Generic | Reliability_Capacity_In_Model_Year | 1 | Tehachapi_Li_Battery_8hr_28_Generic | SCE Northern | CAISO_Li_Battery_8hr_Dispatch | Solar | Generic_SCE_Northern_500_HSN | Tehachapi_Li_Battery_8hr_28_Generic | Reliability_Capacity_In_Model_Year | 1 | Generic_SCE_Northern_500_SSN | Tehachapi_Li_Battery_8hr_28_Generic | Reliability_Capacity_In_Model_Year | 0.5 | Generic_SCE_Northern_500_offpeak | Tehachapi_Li_Battery_8hr_28_Generic | Operational_New_Capacity_MW | -1
Generic_PGE_North_500_SSN | Northern_California_Li_Battery_8hr_73_Generic | Reliability_Capacity_In_Model_Year | 0.5 | Generic_SCE_Northern_500_HSN | Tehachapi_Li_Battery_8hr_32_Generic | Reliability_Capacity_In_Model_Year | 1 | Tehachapi_Li_Battery_8hr_32_Generic | SCE Northern | CAISO_Li_Battery_8hr_Dispatch | Solar | Generic_SCE_Northern_500_HSN | Tehachapi_Li_Battery_8hr_32_Generic | Reliability_Capacity_In_Model_Year | 1 | Generic_SCE_Northern_500_SSN | Tehachapi_Li_Battery_8hr_32_Generic | Reliability_Capacity_In_Model_Year | 0.5 | Generic_SCE_Northern_500_offpeak | Tehachapi_Li_Battery_8hr_32_Generic | Operational_New_Capacity_MW | -1
Generic_PGE_North_500_SSN | Northern_California_Li_Battery_8hr_76_Generic | Reliability_Capacity_In_Model_Year | 0.5 | Generic_SCE_Northern_500_HSN | Tehachapi_Li_Battery_8hr_66_Generic | Reliability_Capacity_In_Model_Year | 1 | Tehachapi_Li_Battery_8hr_66_Generic | SCE Northern | CAISO_Li_Battery_8hr_Dispatch | Solar | Generic_SCE_Northern_500_HSN | Tehachapi_Li_Battery_8hr_66_Generic | Reliability_Capacity_In_Model_Year | 1 | Generic_SCE_Northern_500_SSN | Tehachapi_Li_Battery_8hr_66_Generic | Reliability_Capacity_In_Model_Year | 0.5 | Generic_SCE_Northern_500_offpeak | Tehachapi_Li_Battery_8hr_66_Generic | Operational_New_Capacity_MW | -1
Generic_PGE_North_500_SSN | Northern_California_Li_Battery_8hr_80_Generic | Reliability_Capacity_In_Model_Year | 0.5 | Generic_SCE_East_Pisgah_500_HSN | Tehachapi_Li_Battery_8hr_78_Generic | Reliability_Capacity_In_Model_Year | 1 | Tehachapi_Li_Battery_8hr_78_Generic | SCE East of Pisgah | CAISO_Li_Battery_8hr_Dispatch | Solar | Generic_SCE_East_Pisgah_500_HSN | Tehachapi_Li_Battery_8hr_78_Generic | Reliability_Capacity_In_Model_Year | 1 | Generic_SCE_East_Pisgah_500_SSN | Tehachapi_Li_Battery_8hr_78_Generic | Reliability_Capacity_In_Model_Year | 0.5 | Generic_SCE_East_Pisgah_500_offpeak | Tehachapi_Li_Battery_8hr_78_Generic | Operational_New_Capacity_MW | -1
Generic_PGE_North_500_SSN | Northern_California_Li_Battery_8hr_82_Generic | Reliability_Capacity_In_Model_Year | 0.5 | Generic_SCE_Northern_500_HSN | Tehachapi_Li_Battery_8hr_78_Generic | Reliability_Capacity_In_Model_Year | 1 | Tehachapi_Li_Battery_8hr_78_Generic | SCE Northern | CAISO_Li_Battery_8hr_Dispatch | Solar | Generic_SCE_Northern_500_HSN | Tehachapi_Li_Battery_8hr_78_Generic | Reliability_Capacity_In_Model_Year | 1 | Generic_SCE_Northern_500_SSN | Tehachapi_Li_Battery_8hr_78_Generic | Reliability_Capacity_In_Model_Year | 0.5 | Generic_SCE_Northern_500_offpeak | Tehachapi_Li_Battery_8hr_78_Generic | Operational_New_Capacity_MW | -1
Generic_PGE_North_500_SSN | Northern_California_Li_Battery_8hr_83_Generic | Reliability_Capacity_In_Model_Year | 0.5 | Generic_SCE_Northern_500_HSN | Tehachapi_Pumped_Storage_32_Generic | Reliability_Capacity_In_Model_Year | 1 | Tehachapi_Pumped_Storage_32_Generic | SCE Northern | CAISO_New_Pumped_Storage_12hr | Solar | Generic_SCE_Northern_500_HSN | Tehachapi_Pumped_Storage_32_Generic | Reliability_Capacity_In_Model_Year | 1 | Generic_SCE_Northern_500_SSN | Tehachapi_Pumped_Storage_32_Generic | Reliability_Capacity_In_Model_Year | 0.5 | Generic_SCE_Northern_500_offpeak | Tehachapi_Pumped_Storage_32_Generic | Operational_New_Capacity_MW | -1
Generic_PGE_North_500_SSN | Northern_California_Li_Battery_8hr_84_Generic | Reliability_Capacity_In_Model_Year | 0.5 | Generic_SCE_East_Pisgah_500_HSN | Tehachapi_Solar_101_Generic | Reliability_Capacity_In_Model_Year | 0.106 | Tehachapi_Solar_101_Generic | SCE East of Pisgah | Tehachapi_Solar | Solar | Generic_SCE_East_Pisgah_500_HSN | Tehachapi_Solar_101_Generic | Reliability_Capacity_In_Model_Year | 0.106 | Generic_SCE_East_Pisgah_500_SSN | Tehachapi_Solar_101_Generic | Reliability_Capacity_In_Model_Year | 0.427 | Generic_SCE_East_Pisgah_500_offpeak | Tehachapi_Solar_101_Generic | Operational_New_Capacity_MW | 0.77
Generic_PGE_North_500_SSN | Northern_California_Li_Battery_8hr_85_Generic | Reliability_Capacity_In_Model_Year | 0.5 | Generic_SCE_Northern_500_HSN | Tehachapi_Solar_101_Generic | Reliability_Capacity_In_Model_Year | 0.106 | Tehachapi_Solar_101_Generic | SCE Northern | Tehachapi_Solar | Solar | Generic_SCE_Northern_500_HSN | Tehachapi_Solar_101_Generic | Reliability_Capacity_In_Model_Year | 0.106 | Generic_SCE_Northern_500_SSN | Tehachapi_Solar_101_Generic | Reliability_Capacity_In_Model_Year | 0.427 | Generic_SCE_Northern_500_offpeak | Tehachapi_Solar_101_Generic | Operational_New_Capacity_MW | 0.77
Generic_PGE_North_500_SSN | Northern_California_Li_Battery_8hr_92_Generic | Reliability_Capacity_In_Model_Year | 0.5 | Generic_PGE_North_500_HSN | Tehachapi_Solar_125_Generic | Reliability_Capacity_In_Model_Year | 0.106 | Tehachapi_Solar_125_Generic | PG&E North | Tehachapi_Solar | Solar | Generic_PGE_North_500_HSN | Tehachapi_Solar_125_Generic | Reliability_Capacity_In_Model_Year | 0.106 | Generic_PGE_North_500_SSN | Tehachapi_Solar_125_Generic | Reliability_Capacity_In_Model_Year | 0.427 | Generic_PGE_North_500_offpeak | Tehachapi_Solar_125_Generic | Operational_New_Capacity_MW | 0.77
Generic_PGE_North_500_SSN | Northern_California_Li_Battery_8hr_94_Generic | Reliability_Capacity_In_Model_Year | 0.5 | Generic_PGE_South_500_HSN | Tehachapi_Solar_125_Generic | Reliability_Capacity_In_Model_Year | 0.106 | Tehachapi_Solar_125_Generic | PG&E South | Tehachapi_Solar | Wind | Generic_PGE_South_500_HSN | Tehachapi_Solar_125_Generic | Reliability_Capacity_In_Model_Year | 0.106 | Generic_PGE_South_500_SSN | Tehachapi_Solar_125_Generic | Reliability_Capacity_In_Model_Year | 0.427 | Generic_PGE_South_500_offpeak | Tehachapi_Solar_125_Generic | Operational_New_Capacity_MW | 0.68
Generic_PGE_North_500_SSN | Northern_California_Li_Battery_8hr_96_Generic | Reliability_Capacity_In_Model_Year | 0.5 | Generic_SCE_Northern_500_HSN | Tehachapi_Solar_13_Generic | Reliability_Capacity_In_Model_Year | 0.106 | Tehachapi_Solar_13_Generic | SCE Northern | Tehachapi_Solar | Solar | Generic_SCE_Northern_500_HSN | Tehachapi_Solar_13_Generic | Reliability_Capacity_In_Model_Year | 0.106 | Generic_SCE_Northern_500_SSN | Tehachapi_Solar_13_Generic | Reliability_Capacity_In_Model_Year | 0.427 | Generic_SCE_Northern_500_offpeak | Tehachapi_Solar_13_Generic | Operational_New_Capacity_MW | 0.77
Generic_PGE_North_500_SSN | Northern_California_Pumped_Storage_5_Generic | Reliability_Capacity_In_Model_Year | 0.5 | Generic_SCE_East_Pisgah_500_HSN | Tehachapi_Solar_28_Generic | Reliability_Capacity_In_Model_Year | 0.106 | Tehachapi_Solar_28_Generic | SCE East of Pisgah | Tehachapi_Solar | Solar | Generic_SCE_East_Pisgah_500_HSN | Tehachapi_Solar_28_Generic | Reliability_Capacity_In_Model_Year | 0.106 | Generic_SCE_East_Pisgah_500_SSN | Tehachapi_Solar_28_Generic | Reliability_Capacity_In_Model_Year | 0.427 | Generic_SCE_East_Pisgah_500_offpeak | Tehachapi_Solar_28_Generic | Operational_New_Capacity_MW | 0.77
Generic_PGE_North_500_SSN | Northern_California_Solar_100_Generic | Reliability_Capacity_In_Model_Year | 0.556 | Generic_SCE_Northern_500_HSN | Tehachapi_Solar_28_Generic | Reliability_Capacity_In_Model_Year | 0.106 | Tehachapi_Solar_28_Generic | SCE Northern | Tehachapi_Solar | Solar | Generic_SCE_Northern_500_HSN | Tehachapi_Solar_28_Generic | Reliability_Capacity_In_Model_Year | 0.106 | Generic_SCE_Northern_500_SSN | Tehachapi_Solar_28_Generic | Reliability_Capacity_In_Model_Year | 0.427 | Generic_SCE_Northern_500_offpeak | Tehachapi_Solar_28_Generic | Operational_New_Capacity_MW | 0.77
Generic_PGE_North_500_SSN | Northern_California_Solar_112_Generic | Reliability_Capacity_In_Model_Year | 0.556 | Generic_SCE_Northern_500_HSN | Tehachapi_Solar_32_Generic | Reliability_Capacity_In_Model_Year | 0.106 | Tehachapi_Solar_32_Generic | SCE Northern | Tehachapi_Solar | Solar | Generic_SCE_Northern_500_HSN | Tehachapi_Solar_32_Generic | Reliability_Capacity_In_Model_Year | 0.106 | Generic_SCE_Northern_500_SSN | Tehachapi_Solar_32_Generic | Reliability_Capacity_In_Model_Year | 0.427 | Generic_SCE_Northern_500_offpeak | Tehachapi_Solar_32_Generic | Operational_New_Capacity_MW | 0.77
Generic_PGE_North_500_SSN | Northern_California_Solar_113_Generic | Reliability_Capacity_In_Model_Year | 0.556 | Generic_SCE_Northern_500_HSN | Tehachapi_Solar_66_Generic | Reliability_Capacity_In_Model_Year | 0.106 | Tehachapi_Solar_66_Generic | SCE Northern | Tehachapi_Solar | Solar | Generic_SCE_Northern_500_HSN | Tehachapi_Solar_66_Generic | Reliability_Capacity_In_Model_Year | 0.106 | Generic_SCE_Northern_500_SSN | Tehachapi_Solar_66_Generic | Reliability_Capacity_In_Model_Year | 0.427 | Generic_SCE_Northern_500_offpeak | Tehachapi_Solar_66_Generic | Operational_New_Capacity_MW | 0.77
Generic_PGE_North_500_SSN | Northern_California_Solar_114_Generic | Reliability_Capacity_In_Model_Year | 0.556 | Generic_SCE_East_Pisgah_500_HSN | Tehachapi_Solar_78_Generic | Reliability_Capacity_In_Model_Year | 0.106 | Tehachapi_Solar_78_Generic | SCE East of Pisgah | Tehachapi_Solar | Solar | Generic_SCE_East_Pisgah_500_HSN | Tehachapi_Solar_78_Generic | Reliability_Capacity_In_Model_Year | 0.106 | Generic_SCE_East_Pisgah_500_SSN | Tehachapi_Solar_78_Generic | Reliability_Capacity_In_Model_Year | 0.427 | Generic_SCE_East_Pisgah_500_offpeak | Tehachapi_Solar_78_Generic | Operational_New_Capacity_MW | 0.77
Generic_PGE_North_500_SSN | Northern_California_Solar_116_Generic | Reliability_Capacity_In_Model_Year | 0.556 | Generic_SCE_Northern_500_HSN | Tehachapi_Solar_78_Generic | Reliability_Capacity_In_Model_Year | 0.106 | Tehachapi_Solar_78_Generic | SCE Northern | Tehachapi_Solar | Solar | Generic_SCE_Northern_500_HSN | Tehachapi_Solar_78_Generic | Reliability_Capacity_In_Model_Year | 0.106 | Generic_SCE_Northern_500_SSN | Tehachapi_Solar_78_Generic | Reliability_Capacity_In_Model_Year | 0.427 | Generic_SCE_Northern_500_offpeak | Tehachapi_Solar_78_Generic | Operational_New_Capacity_MW | 0.77
Generic_PGE_North_500_SSN | Northern_California_Solar_121_Generic | Reliability_Capacity_In_Model_Year | 0.556 | Generic_SCE_Northern_500_HSN | Tehachapi_Wind_13_Generic | Reliability_Capacity_In_Model_Year | 0.665 | Tehachapi_Wind_13_Generic | SCE Northern | Tehachapi_Wind | Solar | Generic_SCE_Northern_500_HSN | Tehachapi_Wind_13_Generic | Reliability_Capacity_In_Model_Year | 0.665 | Generic_SCE_Northern_500_SSN | Tehachapi_Wind_13_Generic | Reliability_Capacity_In_Model_Year | 0.163 | Generic_SCE_Northern_500_offpeak | Tehachapi_Wind_13_Generic | Operational_New_Capacity_MW | 0.44
Generic_PGE_North_500_SSN | Northern_California_Solar_122_Generic | Reliability_Capacity_In_Model_Year | 0.556 | Generic_SCE_Northern_500_HSN | Tehachapi_Wind_18_Generic | Reliability_Capacity_In_Model_Year | 0.665 | Tehachapi_Wind_18_Generic | SCE Northern | Tehachapi_Wind | Solar | Generic_SCE_Northern_500_HSN | Tehachapi_Wind_18_Generic | Reliability_Capacity_In_Model_Year | 0.665 | Generic_SCE_Northern_500_SSN | Tehachapi_Wind_18_Generic | Reliability_Capacity_In_Model_Year | 0.163 | Generic_SCE_Northern_500_offpeak | Tehachapi_Wind_18_Generic | Operational_New_Capacity_MW | 0.44
Generic_PGE_North_500_SSN | Northern_California_Solar_126_Generic | Reliability_Capacity_In_Model_Year | 0.556 | Generic_SCE_Northern_500_HSN | Tehachapi_Wind_32_Generic | Reliability_Capacity_In_Model_Year | 0.665 | Tehachapi_Wind_32_Generic | SCE Northern | Tehachapi_Wind | Solar | Generic_SCE_Northern_500_HSN | Tehachapi_Wind_32_Generic | Reliability_Capacity_In_Model_Year | 0.665 | Generic_SCE_Northern_500_SSN | Tehachapi_Wind_32_Generic | Reliability_Capacity_In_Model_Year | 0.163 | Generic_SCE_Northern_500_offpeak | Tehachapi_Wind_32_Generic | Operational_New_Capacity_MW | 0.44
Generic_PGE_North_500_SSN | Northern_California_Solar_127_Generic | Reliability_Capacity_In_Model_Year | 0.556 | Generic_SCE_East_Pisgah_500_HSN | Utah_Geothermal_19_Generic | Reliability_Capacity_In_Model_Year | 1 | Utah_Geothermal_19_Generic | SCE East of Pisgah | Utah_Geothermal | Solar | Generic_SCE_East_Pisgah_500_HSN | Utah_Geothermal_19_Generic | Reliability_Capacity_In_Model_Year | 1 | Generic_SCE_East_Pisgah_500_SSN | Utah_Geothermal_19_Generic | Reliability_Capacity_In_Model_Year | 1 | Generic_SCE_East_Pisgah_500_offpeak | Utah_Geothermal_19_Generic | Operational_New_Capacity_MW | 1
Generic_PGE_North_500_SSN | Northern_California_Solar_132_Generic | Reliability_Capacity_In_Model_Year | 0.556 | Generic_SCE_Eastern_500_HSN | Utah_Geothermal_19_Generic | Reliability_Capacity_In_Model_Year | 1 | Utah_Geothermal_19_Generic | SCE Eastern | Utah_Geothermal | Wind | Generic_SCE_Eastern_500_HSN | Utah_Geothermal_19_Generic | Reliability_Capacity_In_Model_Year | 1 | Generic_SCE_Eastern_500_SSN | Utah_Geothermal_19_Generic | Reliability_Capacity_In_Model_Year | 1 | Generic_SCE_Eastern_500_offpeak | Utah_Geothermal_19_Generic | Operational_New_Capacity_MW | 1
Generic_PGE_North_500_SSN | Northern_California_Solar_135_Generic | Reliability_Capacity_In_Model_Year | 0.556 | Generic_SCE_East_Pisgah_500_HSN | Utah_Wind_19_Generic | Reliability_Capacity_In_Model_Year | 0.67 | Utah_Wind_19_Generic | SCE East of Pisgah | Utah_Wind | Solar | Generic_SCE_East_Pisgah_500_HSN | Utah_Wind_19_Generic | Reliability_Capacity_In_Model_Year | 0.67 | Generic_SCE_East_Pisgah_500_SSN | Utah_Wind_19_Generic | Reliability_Capacity_In_Model_Year | 0.35 | Generic_SCE_East_Pisgah_500_offpeak | Utah_Wind_19_Generic | Operational_New_Capacity_MW | 0.67
Generic_PGE_North_500_SSN | Northern_California_Solar_138_Generic | Reliability_Capacity_In_Model_Year | 0.556 | Generic_SCE_Eastern_500_HSN | Utah_Wind_19_Generic | Reliability_Capacity_In_Model_Year | 0.67 | Utah_Wind_19_Generic | SCE Eastern | Utah_Wind | Wind | Generic_SCE_Eastern_500_HSN | Utah_Wind_19_Generic | Reliability_Capacity_In_Model_Year | 0.67 | Generic_SCE_Eastern_500_SSN | Utah_Wind_19_Generic | Reliability_Capacity_In_Model_Year | 0.35 | Generic_SCE_Eastern_500_offpeak | Utah_Wind_19_Generic | Operational_New_Capacity_MW | 0.67
Generic_PGE_North_500_SSN | Northern_California_Solar_141_Generic | Reliability_Capacity_In_Model_Year | 0.556 | Generic_SCE_East_Pisgah_500_HSN | Wyoming_Wind_19_Generic | Reliability_Capacity_In_Model_Year | 0.67 | Wyoming_Wind_19_Generic | SCE East of Pisgah | Wyoming_Wind | Solar | Generic_SCE_East_Pisgah_500_HSN | Wyoming_Wind_19_Generic | Reliability_Capacity_In_Model_Year | 0.67 | Generic_SCE_East_Pisgah_500_SSN | Wyoming_Wind_19_Generic | Reliability_Capacity_In_Model_Year | 0.35 | Generic_SCE_East_Pisgah_500_offpeak | Wyoming_Wind_19_Generic | Operational_New_Capacity_MW | 0.67
Generic_PGE_North_500_SSN | Northern_California_Solar_144_Generic | Reliability_Capacity_In_Model_Year | 0.556 | Generic_SCE_Eastern_500_HSN | Wyoming_Wind_19_Generic | Reliability_Capacity_In_Model_Year | 0.67 | Wyoming_Wind_19_Generic | SCE Eastern | Wyoming_Wind | Wind | Generic_SCE_Eastern_500_HSN | Wyoming_Wind_19_Generic | Reliability_Capacity_In_Model_Year | 0.67 | Generic_SCE_Eastern_500_SSN | Wyoming_Wind_19_Generic | Reliability_Capacity_In_Model_Year | 0.35 | Generic_SCE_Eastern_500_offpeak | Wyoming_Wind_19_Generic | Operational_New_Capacity_MW | 0.67
Generic_PGE_North_500_SSN | Northern_California_Solar_149_Generic | Reliability_Capacity_In_Model_Year | 0.556 | 0 | 0 | Reliability_Capacity_In_Model_Year | #N/A |  |  |  | 0 | 0 | 0 | Reliability_Capacity_In_Model_Year | #N/A | 0 | 0 | Reliability_Capacity_In_Model_Year | #N/A | 0 | 0 | Operational_New_Capacity_MW | #N/A
Generic_PGE_North_500_SSN | Northern_California_Solar_150_Generic | Reliability_Capacity_In_Model_Year | 0.556 | 0 | 0 | 0 | 0 |  |  |  | 0 | 0 | 0 | Reliability_Capacity_In_Model_Year | #N/A | 0 | 0 | Reliability_Capacity_In_Model_Year | #N/A | 0 | 0 | Operational_New_Capacity_MW | #N/A
Generic_PGE_North_500_SSN | Northern_California_Solar_155_Generic | Reliability_Capacity_In_Model_Year | 0.556 | Generic_SCE_Eastern_500_SSN | Arizona_Flow_Battery_48_Generic | Reliability_Capacity_In_Model_Year | 0.5 |  |  |  | 0 | 0 | 0 | Reliability_Capacity_In_Model_Year | #N/A | 0 | 0 | Reliability_Capacity_In_Model_Year | #N/A | 0 | 0 | Operational_New_Capacity_MW | #N/A
Generic_PGE_North_500_SSN | Northern_California_Solar_157_Generic | Reliability_Capacity_In_Model_Year | 0.556 | Generic_SCE_East_Pisgah_500_SSN | Arizona_Flow_Battery_55_Generic | Reliability_Capacity_In_Model_Year | 0.5 |  |  |  | 0 | 0 | 0 | Reliability_Capacity_In_Model_Year | #N/A | 0 | 0 | Reliability_Capacity_In_Model_Year | #N/A | 0 | 0 | Operational_New_Capacity_MW | #N/A
Generic_PGE_North_500_SSN | Northern_California_Solar_158_Generic | Reliability_Capacity_In_Model_Year | 0.556 | Generic_SCE_Eastern_500_SSN | Arizona_Flow_Battery_55_Generic | Reliability_Capacity_In_Model_Year | 0.5 |  |  |  | 0 | 0 | 0 | Reliability_Capacity_In_Model_Year | #N/A | 0 | 0 | Reliability_Capacity_In_Model_Year | #N/A | 0 | 0 | Operational_New_Capacity_MW | #N/A
Generic_PGE_North_500_SSN | Northern_California_Solar_159_Generic | Reliability_Capacity_In_Model_Year | 0.556 | Generic_SCE_Eastern_500_SSN | Arizona_Flow_Battery_62_Generic | Reliability_Capacity_In_Model_Year | 0.5
Generic_PGE_North_500_SSN | Northern_California_Solar_166_Generic | Reliability_Capacity_In_Model_Year | 0.556 | Generic_SCE_Eastern_500_SSN | Arizona_Flow_Battery_77_Generic | Reliability_Capacity_In_Model_Year | 0.5
Generic_PGE_North_500_SSN | Northern_California_Solar_172_Generic | Reliability_Capacity_In_Model_Year | 0.556 | Generic_SCE_East_Pisgah_500_SSN | Arizona_Flow_Battery_90_Generic | Reliability_Capacity_In_Model_Year | 0.5
Generic_PGE_North_500_SSN | Northern_California_Solar_178_Generic | Reliability_Capacity_In_Model_Year | 0.556 | Generic_SCE_Eastern_500_SSN | Arizona_Flow_Battery_90_Generic | Reliability_Capacity_In_Model_Year | 0.5
Generic_PGE_North_500_SSN | Northern_California_Solar_179_Generic | Reliability_Capacity_In_Model_Year | 0.556 | Generic_SCE_Eastern_500_SSN | Arizona_Li_Battery_4hr_48_Generic | Reliability_Capacity_In_Model_Year | 0.5
Generic_PGE_North_500_SSN | Northern_California_Solar_180_Generic | Reliability_Capacity_In_Model_Year | 0.556 | Generic_SCE_East_Pisgah_500_SSN | Arizona_Li_Battery_4hr_55_Generic | Reliability_Capacity_In_Model_Year | 0.5
Generic_PGE_North_500_SSN | Northern_California_Solar_25_Generic | Reliability_Capacity_In_Model_Year | 0.556 | Generic_SCE_Eastern_500_SSN | Arizona_Li_Battery_4hr_55_Generic | Reliability_Capacity_In_Model_Year | 0.5
Generic_PGE_North_500_SSN | Northern_California_Solar_26_Generic | Reliability_Capacity_In_Model_Year | 0.556 | Generic_SCE_Eastern_500_SSN | Arizona_Li_Battery_4hr_62_Generic | Reliability_Capacity_In_Model_Year | 0.5
Generic_PGE_North_500_SSN | Northern_California_Solar_29_Generic | Reliability_Capacity_In_Model_Year | 0.556 | Generic_SCE_Eastern_500_SSN | Arizona_Li_Battery_4hr_77_Generic | Reliability_Capacity_In_Model_Year | 0.5
Generic_PGE_North_500_SSN | Northern_California_Solar_31_Generic | Reliability_Capacity_In_Model_Year | 0.556 | Generic_SCE_East_Pisgah_500_SSN | Arizona_Li_Battery_4hr_90_Generic | Reliability_Capacity_In_Model_Year | 0.5
Generic_PGE_North_500_SSN | Northern_California_Solar_35_Generic | Reliability_Capacity_In_Model_Year | 0.556 | Generic_SCE_Eastern_500_SSN | Arizona_Li_Battery_4hr_90_Generic | Reliability_Capacity_In_Model_Year | 0.5
Generic_PGE_North_500_SSN | Northern_California_Solar_38_Generic | Reliability_Capacity_In_Model_Year | 0.556 | Generic_SCE_Eastern_500_SSN | Arizona_Li_Battery_8hr_48_Generic | Reliability_Capacity_In_Model_Year | 0.5
Generic_PGE_North_500_SSN | Northern_California_Solar_41_Generic | Reliability_Capacity_In_Model_Year | 0.556 | Generic_SCE_East_Pisgah_500_SSN | Arizona_Li_Battery_8hr_55_Generic | Reliability_Capacity_In_Model_Year | 0.5
Generic_PGE_North_500_SSN | Northern_California_Solar_44_Generic | Reliability_Capacity_In_Model_Year | 0.556 | Generic_SCE_Eastern_500_SSN | Arizona_Li_Battery_8hr_55_Generic | Reliability_Capacity_In_Model_Year | 0.5
Generic_PGE_North_500_SSN | Northern_California_Solar_5_Generic | Reliability_Capacity_In_Model_Year | 0.556 | Generic_SCE_Eastern_500_SSN | Arizona_Li_Battery_8hr_62_Generic | Reliability_Capacity_In_Model_Year | 0.5
Generic_PGE_North_500_SSN | Northern_California_Solar_51_Generic | Reliability_Capacity_In_Model_Year | 0.556 | Generic_SCE_Eastern_500_SSN | Arizona_Li_Battery_8hr_77_Generic | Reliability_Capacity_In_Model_Year | 0.5
Generic_PGE_North_500_SSN | Northern_California_Solar_57_Generic | Reliability_Capacity_In_Model_Year | 0.556 | Generic_SCE_East_Pisgah_500_SSN | Arizona_Li_Battery_8hr_90_Generic | Reliability_Capacity_In_Model_Year | 0.5
Generic_PGE_North_500_SSN | Northern_California_Solar_68_Generic | Reliability_Capacity_In_Model_Year | 0.556 | Generic_SCE_Eastern_500_SSN | Arizona_Li_Battery_8hr_90_Generic | Reliability_Capacity_In_Model_Year | 0.5
Generic_PGE_North_500_SSN | Northern_California_Solar_70_Generic | Reliability_Capacity_In_Model_Year | 0.556 | Generic_SCE_Eastern_500_SSN | Arizona_Solar_48_Generic | Reliability_Capacity_In_Model_Year | 0.427
Generic_PGE_North_500_SSN | Northern_California_Solar_73_Generic | Reliability_Capacity_In_Model_Year | 0.556 | Generic_SCE_East_Pisgah_500_SSN | Arizona_Solar_55_Generic | Reliability_Capacity_In_Model_Year | 0.427
Generic_PGE_North_500_SSN | Northern_California_Solar_76_Generic | Reliability_Capacity_In_Model_Year | 0.556 | Generic_SCE_Eastern_500_SSN | Arizona_Solar_55_Generic | Reliability_Capacity_In_Model_Year | 0.427
Generic_PGE_North_500_SSN | Northern_California_Solar_80_Generic | Reliability_Capacity_In_Model_Year | 0.556 | Generic_SCE_Eastern_500_SSN | Arizona_Solar_62_Generic | Reliability_Capacity_In_Model_Year | 0.427
Generic_PGE_North_500_SSN | Northern_California_Solar_82_Generic | Reliability_Capacity_In_Model_Year | 0.556 | Generic_SCE_Eastern_500_SSN | Arizona_Solar_77_Generic | Reliability_Capacity_In_Model_Year | 0.427
Generic_PGE_North_500_SSN | Northern_California_Solar_83_Generic | Reliability_Capacity_In_Model_Year | 0.556 | Generic_SCE_East_Pisgah_500_SSN | Arizona_Solar_90_Generic | Reliability_Capacity_In_Model_Year | 0.427
Generic_PGE_North_500_SSN | Northern_California_Solar_84_Generic | Reliability_Capacity_In_Model_Year | 0.556 | Generic_SCE_Eastern_500_SSN | Arizona_Solar_90_Generic | Reliability_Capacity_In_Model_Year | 0.427
Generic_PGE_North_500_SSN | Northern_California_Solar_85_Generic | Reliability_Capacity_In_Model_Year | 0.556 | Generic_SCE_East_Pisgah_500_SSN | Baja_California_Wind_133_Generic | Reliability_Capacity_In_Model_Year | 0.112
Generic_PGE_North_500_SSN | Northern_California_Solar_92_Generic | Reliability_Capacity_In_Model_Year | 0.556 | Generic_SCE_Eastern_500_SSN | Baja_California_Wind_133_Generic | Reliability_Capacity_In_Model_Year | 0.112
Generic_PGE_North_500_SSN | Northern_California_Solar_94_Generic | Reliability_Capacity_In_Model_Year | 0.556 | Generic_SCE_East_Pisgah_500_SSN | Central_Nevada_Geothermal_42_Generic | Reliability_Capacity_In_Model_Year | 1
Generic_PGE_North_500_SSN | Northern_California_Solar_96_Generic | Reliability_Capacity_In_Model_Year | 0.556 | Generic_PGE_South_500_SSN | Central_Valley_North_Los_Banos_Biomass_47_Generic | Reliability_Capacity_In_Model_Year | 1
Generic_PGE_North_500_SSN | Northern_California_Wind_159_Generic | Reliability_Capacity_In_Model_Year | 0.163 | Generic_PGE_North_500_SSN | Central_Valley_North_Los_Banos_Wind_125_Generic | Reliability_Capacity_In_Model_Year | 0.163
Generic_PGE_North_500_SSN | Northern_California_Wind_26_Generic | Reliability_Capacity_In_Model_Year | 0.163 | Generic_PGE_South_500_SSN | Central_Valley_North_Los_Banos_Wind_125_Generic | Reliability_Capacity_In_Model_Year | 0.163
Generic_PGE_North_500_SSN | Northern_California_Wind_35_Generic | Reliability_Capacity_In_Model_Year | 0.163 | Generic_PGE_North_500_SSN | Central_Valley_North_Los_Banos_Wind_154_Generic | Reliability_Capacity_In_Model_Year | 0.163
Generic_PGE_North_500_SSN | Northern_California_Wind_5_Generic | Reliability_Capacity_In_Model_Year | 0.163 | Generic_PGE_South_500_SSN | Central_Valley_North_Los_Banos_Wind_154_Generic | Reliability_Capacity_In_Model_Year | 0.163
Generic_PGE_North_500_SSN | Northern_California_Wind_76_Generic | Reliability_Capacity_In_Model_Year | 0.163 | Generic_PGE_North_500_SSN | Central_Valley_North_Los_Banos_Wind_162_Generic | Reliability_Capacity_In_Model_Year | 0.163
Generic_PGE_North_500_SSN | Northern_California_Wind_83_Generic | Reliability_Capacity_In_Model_Year | 0.163 | Generic_PGE_South_500_SSN | Central_Valley_North_Los_Banos_Wind_162_Generic | Reliability_Capacity_In_Model_Year | 0.163
Generic_PGE_North_500_SSN | Pacific_Northwest_Geothermal_5_Generic | Reliability_Capacity_In_Model_Year | 1 | Generic_PGE_North_500_SSN | Central_Valley_North_Los_Banos_Wind_17_Generic | Reliability_Capacity_In_Model_Year | 0.163
Generic_PGE_North_500_SSN | Solano_Wind_122_Generic | Reliability_Capacity_In_Model_Year | 0.163 | Generic_PGE_South_500_SSN | Central_Valley_North_Los_Banos_Wind_17_Generic | Reliability_Capacity_In_Model_Year | 0.163
Generic_PGE_North_500_SSN | Solano_Wind_126_Generic | Reliability_Capacity_In_Model_Year | 0.163 | Generic_SCE_Eastern_500_SSN | Greater_Imperial_Biomass_20_Generic | Reliability_Capacity_In_Model_Year | 1
Generic_PGE_North_500_SSN | Solano_Wind_85_Generic | Reliability_Capacity_In_Model_Year | 0.163 | Generic_SCE_East_Pisgah_500_SSN | Greater_Imperial_Flow_Battery_107_Generic | Reliability_Capacity_In_Model_Year | 0.5
Generic_PGE_North_500_SSN | Solano_Wind_94_Generic | Reliability_Capacity_In_Model_Year | 0.163 | Generic_SCE_Eastern_500_SSN | Greater_Imperial_Flow_Battery_107_Generic | Reliability_Capacity_In_Model_Year | 0.5
Generic_PGE_North_500_SSN | Southern_PGAE_Flow_Battery_111_Generic | Reliability_Capacity_In_Model_Year | 0.5 | Generic_SCE_Eastern_500_SSN | Greater_Imperial_Flow_Battery_108_Generic | Reliability_Capacity_In_Model_Year | 0.5
Generic_PGE_North_500_SSN | Southern_PGAE_Flow_Battery_124_Generic | Reliability_Capacity_In_Model_Year | 0.5 | Generic_SCE_East_Pisgah_500_SSN | Greater_Imperial_Flow_Battery_133_Generic | Reliability_Capacity_In_Model_Year | 0.5
Generic_PGE_North_500_SSN | Southern_PGAE_Flow_Battery_139_Generic | Reliability_Capacity_In_Model_Year | 0.5 | Generic_SCE_Eastern_500_SSN | Greater_Imperial_Flow_Battery_133_Generic | Reliability_Capacity_In_Model_Year | 0.5
Generic_PGE_North_500_SSN | Southern_PGAE_Flow_Battery_140_Generic | Reliability_Capacity_In_Model_Year | 0.5 | Generic_SCE_Eastern_500_SSN | Greater_Imperial_Flow_Battery_20_Generic | Reliability_Capacity_In_Model_Year | 0.5
Generic_PGE_North_500_SSN | Southern_PGAE_Flow_Battery_145_Generic | Reliability_Capacity_In_Model_Year | 0.5 | Generic_SCE_Eastern_500_SSN | Greater_Imperial_Flow_Battery_63_Generic | Reliability_Capacity_In_Model_Year | 0.5
Generic_PGE_North_500_SSN | Southern_PGAE_Flow_Battery_151_Generic | Reliability_Capacity_In_Model_Year | 0.5 | Generic_SCE_Eastern_500_SSN | Greater_Imperial_Geothermal_20_Generic | Reliability_Capacity_In_Model_Year | 1
Generic_PGE_North_500_SSN | Southern_PGAE_Flow_Battery_154_Generic | Reliability_Capacity_In_Model_Year | 0.5 | Generic_SCE_Eastern_500_SSN | Greater_Imperial_Geothermal_63_Generic | Reliability_Capacity_In_Model_Year | 1
Generic_PGE_North_500_SSN | Southern_PGAE_Flow_Battery_161_Generic | Reliability_Capacity_In_Model_Year | 0.5 | Generic_SCE_East_Pisgah_500_SSN | Greater_Imperial_Li_Battery_4hr_107_Generic | Reliability_Capacity_In_Model_Year | 0.5
Generic_PGE_North_500_SSN | Southern_PGAE_Flow_Battery_162_Generic | Reliability_Capacity_In_Model_Year | 0.5 | Generic_SCE_Eastern_500_SSN | Greater_Imperial_Li_Battery_4hr_107_Generic | Reliability_Capacity_In_Model_Year | 0.5
Generic_PGE_North_500_SSN | Southern_PGAE_Flow_Battery_163_Generic | Reliability_Capacity_In_Model_Year | 0.5 | Generic_SCE_Eastern_500_SSN | Greater_Imperial_Li_Battery_4hr_108_Generic | Reliability_Capacity_In_Model_Year | 0.5
Generic_PGE_North_500_SSN | Southern_PGAE_Flow_Battery_164_Generic | Reliability_Capacity_In_Model_Year | 0.5 | Generic_SCE_East_Pisgah_500_SSN | Greater_Imperial_Li_Battery_4hr_133_Generic | Reliability_Capacity_In_Model_Year | 0.5
Generic_PGE_North_500_SSN | Southern_PGAE_Flow_Battery_165_Generic | Reliability_Capacity_In_Model_Year | 0.5 | Generic_SCE_Eastern_500_SSN | Greater_Imperial_Li_Battery_4hr_133_Generic | Reliability_Capacity_In_Model_Year | 0.5
Generic_PGE_North_500_SSN | Southern_PGAE_Flow_Battery_168_Generic | Reliability_Capacity_In_Model_Year | 0.5 | Generic_SCE_Eastern_500_SSN | Greater_Imperial_Li_Battery_4hr_20_Generic | Reliability_Capacity_In_Model_Year | 0.5
Generic_PGE_North_500_SSN | Southern_PGAE_Flow_Battery_169_Generic | Reliability_Capacity_In_Model_Year | 0.5 | Generic_SCE_Eastern_500_SSN | Greater_Imperial_Li_Battery_4hr_63_Generic | Reliability_Capacity_In_Model_Year | 0.5
Generic_PGE_North_500_SSN | Southern_PGAE_Flow_Battery_17_Generic | Reliability_Capacity_In_Model_Year | 0.5 | Generic_SCE_East_Pisgah_500_SSN | Greater_Imperial_Li_Battery_8hr_107_Generic | Reliability_Capacity_In_Model_Year | 0.5
Generic_PGE_North_500_SSN | Southern_PGAE_Flow_Battery_170_Generic | Reliability_Capacity_In_Model_Year | 0.5 | Generic_SCE_Eastern_500_SSN | Greater_Imperial_Li_Battery_8hr_107_Generic | Reliability_Capacity_In_Model_Year | 0.5
Generic_PGE_North_500_SSN | Southern_PGAE_Flow_Battery_174_Generic | Reliability_Capacity_In_Model_Year | 0.5 | Generic_SCE_Eastern_500_SSN | Greater_Imperial_Li_Battery_8hr_108_Generic | Reliability_Capacity_In_Model_Year | 0.5
Generic_PGE_North_500_SSN | Southern_PGAE_Flow_Battery_176_Generic | Reliability_Capacity_In_Model_Year | 0.5 | Generic_SCE_East_Pisgah_500_SSN | Greater_Imperial_Li_Battery_8hr_133_Generic | Reliability_Capacity_In_Model_Year | 0.5
Generic_PGE_North_500_SSN | Southern_PGAE_Flow_Battery_95_Generic | Reliability_Capacity_In_Model_Year | 0.5 | Generic_SCE_Eastern_500_SSN | Greater_Imperial_Li_Battery_8hr_133_Generic | Reliability_Capacity_In_Model_Year | 0.5
Generic_PGE_North_500_SSN | Southern_PGAE_Flow_Battery_99_Generic | Reliability_Capacity_In_Model_Year | 0.5 | Generic_SCE_Eastern_500_SSN | Greater_Imperial_Li_Battery_8hr_20_Generic | Reliability_Capacity_In_Model_Year | 0.5
Generic_PGE_North_500_SSN | Southern_PGAE_Li_Battery_4hr_111_Generic | Reliability_Capacity_In_Model_Year | 0.5 | Generic_SCE_Eastern_500_SSN | Greater_Imperial_Li_Battery_8hr_63_Generic | Reliability_Capacity_In_Model_Year | 0.5
Generic_PGE_North_500_SSN | Southern_PGAE_Li_Battery_4hr_124_Generic | Reliability_Capacity_In_Model_Year | 0.5 | Generic_SCE_East_Pisgah_500_SSN | Greater_Imperial_Solar_107_Generic | Reliability_Capacity_In_Model_Year | 0.427
Generic_PGE_North_500_SSN | Southern_PGAE_Li_Battery_4hr_139_Generic | Reliability_Capacity_In_Model_Year | 0.5 | Generic_SCE_Eastern_500_SSN | Greater_Imperial_Solar_107_Generic | Reliability_Capacity_In_Model_Year | 0.427
Generic_PGE_North_500_SSN | Southern_PGAE_Li_Battery_4hr_140_Generic | Reliability_Capacity_In_Model_Year | 0.5 | Generic_SCE_Eastern_500_SSN | Greater_Imperial_Solar_108_Generic | Reliability_Capacity_In_Model_Year | 0.427
Generic_PGE_North_500_SSN | Southern_PGAE_Li_Battery_4hr_145_Generic | Reliability_Capacity_In_Model_Year | 0.5 | Generic_SCE_East_Pisgah_500_SSN | Greater_Imperial_Solar_133_Generic | Reliability_Capacity_In_Model_Year | 0.427
Generic_PGE_North_500_SSN | Southern_PGAE_Li_Battery_4hr_151_Generic | Reliability_Capacity_In_Model_Year | 0.5 | Generic_SCE_Eastern_500_SSN | Greater_Imperial_Solar_133_Generic | Reliability_Capacity_In_Model_Year | 0.427
Generic_PGE_North_500_SSN | Southern_PGAE_Li_Battery_4hr_154_Generic | Reliability_Capacity_In_Model_Year | 0.5 | Generic_SCE_Eastern_500_SSN | Greater_Imperial_Solar_20_Generic | Reliability_Capacity_In_Model_Year | 0.427
Generic_PGE_North_500_SSN | Southern_PGAE_Li_Battery_4hr_161_Generic | Reliability_Capacity_In_Model_Year | 0.5 | Generic_SCE_Eastern_500_SSN | Greater_Imperial_Solar_63_Generic | Reliability_Capacity_In_Model_Year | 0.427
Generic_PGE_North_500_SSN | Southern_PGAE_Li_Battery_4hr_162_Generic | Reliability_Capacity_In_Model_Year | 0.5 | Generic_SCE_Eastern_500_SSN | Greater_Imperial_Wind_108_Generic | Reliability_Capacity_In_Model_Year | 0.208
Generic_PGE_North_500_SSN | Southern_PGAE_Li_Battery_4hr_163_Generic | Reliability_Capacity_In_Model_Year | 0.5 | Generic_SCE_North_Lugo_500_SSN | Greater_Kramer_Flow_Battery_103_Generic | Reliability_Capacity_In_Model_Year | 0.5
Generic_PGE_North_500_SSN | Southern_PGAE_Li_Battery_4hr_164_Generic | Reliability_Capacity_In_Model_Year | 0.5 | Generic_SCE_North_Lugo_500_SSN | Greater_Kramer_Flow_Battery_123_Generic | Reliability_Capacity_In_Model_Year | 0.5
Generic_PGE_North_500_SSN | Southern_PGAE_Li_Battery_4hr_165_Generic | Reliability_Capacity_In_Model_Year | 0.5 | Generic_SCE_North_Lugo_500_SSN | Greater_Kramer_Flow_Battery_156_Generic | Reliability_Capacity_In_Model_Year | 0.5
Generic_PGE_North_500_SSN | Southern_PGAE_Li_Battery_4hr_168_Generic | Reliability_Capacity_In_Model_Year | 0.5 | Generic_SCE_North_Lugo_500_SSN | Greater_Kramer_Flow_Battery_86_Generic | Reliability_Capacity_In_Model_Year | 0.5
Generic_PGE_North_500_SSN | Southern_PGAE_Li_Battery_4hr_169_Generic | Reliability_Capacity_In_Model_Year | 0.5 | Generic_SCE_North_Lugo_500_SSN | Greater_Kramer_Li_Battery_4hr_103_Generic | Reliability_Capacity_In_Model_Year | 0.5
Generic_PGE_North_500_SSN | Southern_PGAE_Li_Battery_4hr_17_Generic | Reliability_Capacity_In_Model_Year | 0.5 | Generic_SCE_North_Lugo_500_SSN | Greater_Kramer_Li_Battery_4hr_123_Generic | Reliability_Capacity_In_Model_Year | 0.5
Generic_PGE_North_500_SSN | Southern_PGAE_Li_Battery_4hr_170_Generic | Reliability_Capacity_In_Model_Year | 0.5 | Generic_SCE_North_Lugo_500_SSN | Greater_Kramer_Li_Battery_4hr_156_Generic | Reliability_Capacity_In_Model_Year | 0.5
Generic_PGE_North_500_SSN | Southern_PGAE_Li_Battery_4hr_174_Generic | Reliability_Capacity_In_Model_Year | 0.5 | Generic_SCE_North_Lugo_500_SSN | Greater_Kramer_Li_Battery_4hr_86_Generic | Reliability_Capacity_In_Model_Year | 0.5
Generic_PGE_North_500_SSN | Southern_PGAE_Li_Battery_4hr_176_Generic | Reliability_Capacity_In_Model_Year | 0.5 | Generic_SCE_North_Lugo_500_SSN | Greater_Kramer_Li_Battery_8hr_103_Generic | Reliability_Capacity_In_Model_Year | 0.5
Generic_PGE_North_500_SSN | Southern_PGAE_Li_Battery_4hr_95_Generic | Reliability_Capacity_In_Model_Year | 0.5 | Generic_SCE_North_Lugo_500_SSN | Greater_Kramer_Li_Battery_8hr_123_Generic | Reliability_Capacity_In_Model_Year | 0.5
Generic_PGE_North_500_SSN | Southern_PGAE_Li_Battery_4hr_99_Generic | Reliability_Capacity_In_Model_Year | 0.5 | Generic_SCE_North_Lugo_500_SSN | Greater_Kramer_Li_Battery_8hr_156_Generic | Reliability_Capacity_In_Model_Year | 0.5
Generic_PGE_North_500_SSN | Southern_PGAE_Li_Battery_8hr_111_Generic | Reliability_Capacity_In_Model_Year | 0.5 | Generic_SCE_North_Lugo_500_SSN | Greater_Kramer_Li_Battery_8hr_86_Generic | Reliability_Capacity_In_Model_Year | 0.5
Generic_PGE_North_500_SSN | Southern_PGAE_Li_Battery_8hr_124_Generic | Reliability_Capacity_In_Model_Year | 0.5 | Generic_SCE_North_Lugo_500_SSN | Greater_Kramer_Solar_103_Generic | Reliability_Capacity_In_Model_Year | 0.427
Generic_PGE_North_500_SSN | Southern_PGAE_Li_Battery_8hr_139_Generic | Reliability_Capacity_In_Model_Year | 0.5 | Generic_SCE_North_Lugo_500_SSN | Greater_Kramer_Solar_123_Generic | Reliability_Capacity_In_Model_Year | 0.427
Generic_PGE_North_500_SSN | Southern_PGAE_Li_Battery_8hr_140_Generic | Reliability_Capacity_In_Model_Year | 0.5 | Generic_SCE_North_Lugo_500_SSN | Greater_Kramer_Solar_156_Generic | Reliability_Capacity_In_Model_Year | 0.427
Generic_PGE_North_500_SSN | Southern_PGAE_Li_Battery_8hr_145_Generic | Reliability_Capacity_In_Model_Year | 0.5 | Generic_SCE_North_Lugo_500_SSN | Greater_Kramer_Solar_86_Generic | Reliability_Capacity_In_Model_Year | 0.427
Generic_PGE_North_500_SSN | Southern_PGAE_Li_Battery_8hr_151_Generic | Reliability_Capacity_In_Model_Year | 0.5 | Generic_SCE_Northern_500_SSN | Greater_LA_Flow_Battery_18_Generic | Reliability_Capacity_In_Model_Year | 0.5
Generic_PGE_North_500_SSN | Southern_PGAE_Li_Battery_8hr_154_Generic | Reliability_Capacity_In_Model_Year | 0.5 | Generic_SCE_Metro_500_SSN | Greater_LA_Flow_Battery_30_Generic | Reliability_Capacity_In_Model_Year | 0.5
Generic_PGE_North_500_SSN | Southern_PGAE_Li_Battery_8hr_161_Generic | Reliability_Capacity_In_Model_Year | 0.5 | Generic_SCE_Metro_500_SSN | Greater_LA_Flow_Battery_4_Generic | Reliability_Capacity_In_Model_Year | 0.5
Generic_PGE_North_500_SSN | Southern_PGAE_Li_Battery_8hr_162_Generic | Reliability_Capacity_In_Model_Year | 0.5 | Generic_SCE_East_Pisgah_500_SSN | Greater_LA_Flow_Battery_58_Generic | Reliability_Capacity_In_Model_Year | 0.5
Generic_PGE_North_500_SSN | Southern_PGAE_Li_Battery_8hr_163_Generic | Reliability_Capacity_In_Model_Year | 0.5 | Generic_SCE_Northern_500_SSN | Greater_LA_Flow_Battery_58_Generic | Reliability_Capacity_In_Model_Year | 0.5
Generic_PGE_North_500_SSN | Southern_PGAE_Li_Battery_8hr_164_Generic | Reliability_Capacity_In_Model_Year | 0.5 | Generic_SCE_Northern_500_SSN | Greater_LA_Li_Battery_4hr_18_Generic | Reliability_Capacity_In_Model_Year | 0.5
Generic_PGE_North_500_SSN | Southern_PGAE_Li_Battery_8hr_165_Generic | Reliability_Capacity_In_Model_Year | 0.5 | Generic_SCE_Metro_500_SSN | Greater_LA_Li_Battery_4hr_30_Generic | Reliability_Capacity_In_Model_Year | 0.5
Generic_PGE_North_500_SSN | Southern_PGAE_Li_Battery_8hr_168_Generic | Reliability_Capacity_In_Model_Year | 0.5 | Generic_SCE_Metro_500_SSN | Greater_LA_Li_Battery_4hr_4_Generic | Reliability_Capacity_In_Model_Year | 0.5
Generic_PGE_North_500_SSN | Southern_PGAE_Li_Battery_8hr_169_Generic | Reliability_Capacity_In_Model_Year | 0.5 | Generic_SCE_East_Pisgah_500_SSN | Greater_LA_Li_Battery_4hr_58_Generic | Reliability_Capacity_In_Model_Year | 0.5
Generic_PGE_North_500_SSN | Southern_PGAE_Li_Battery_8hr_17_Generic | Reliability_Capacity_In_Model_Year | 0.5 | Generic_SCE_Northern_500_SSN | Greater_LA_Li_Battery_4hr_58_Generic | Reliability_Capacity_In_Model_Year | 0.5
Generic_PGE_North_500_SSN | Southern_PGAE_Li_Battery_8hr_170_Generic | Reliability_Capacity_In_Model_Year | 0.5 | Generic_SCE_Northern_500_SSN | Greater_LA_Li_Battery_8hr_18_Generic | Reliability_Capacity_In_Model_Year | 0.5
Generic_PGE_North_500_SSN | Southern_PGAE_Li_Battery_8hr_174_Generic | Reliability_Capacity_In_Model_Year | 0.5 | Generic_SCE_Metro_500_SSN | Greater_LA_Li_Battery_8hr_30_Generic | Reliability_Capacity_In_Model_Year | 0.5
Generic_PGE_North_500_SSN | Southern_PGAE_Li_Battery_8hr_176_Generic | Reliability_Capacity_In_Model_Year | 0.5 | Generic_SCE_Metro_500_SSN | Greater_LA_Li_Battery_8hr_4_Generic | Reliability_Capacity_In_Model_Year | 0.5
Generic_PGE_North_500_SSN | Southern_PGAE_Li_Battery_8hr_95_Generic | Reliability_Capacity_In_Model_Year | 0.5 | Generic_SCE_East_Pisgah_500_SSN | Greater_LA_Li_Battery_8hr_58_Generic | Reliability_Capacity_In_Model_Year | 0.5
Generic_PGE_North_500_SSN | Southern_PGAE_Li_Battery_8hr_99_Generic | Reliability_Capacity_In_Model_Year | 0.5 | Generic_SCE_Northern_500_SSN | Greater_LA_Li_Battery_8hr_58_Generic | Reliability_Capacity_In_Model_Year | 0.5
Generic_PGE_North_500_SSN | Southern_PGAE_Solar_111_Generic | Reliability_Capacity_In_Model_Year | 0.556 | Generic_SCE_Northern_500_SSN | Greater_LA_Solar_18_Generic | Reliability_Capacity_In_Model_Year | 0.427
Generic_PGE_North_500_SSN | Southern_PGAE_Solar_124_Generic | Reliability_Capacity_In_Model_Year | 0.556 | Generic_SCE_Metro_500_SSN | Greater_LA_Solar_30_Generic | Reliability_Capacity_In_Model_Year | 0.427
Generic_PGE_North_500_SSN | Southern_PGAE_Solar_139_Generic | Reliability_Capacity_In_Model_Year | 0.556 | Generic_SCE_Metro_500_SSN | Greater_LA_Solar_4_Generic | Reliability_Capacity_In_Model_Year | 0.427
Generic_PGE_North_500_SSN | Southern_PGAE_Solar_140_Generic | Reliability_Capacity_In_Model_Year | 0.556 | Generic_SCE_East_Pisgah_500_SSN | Greater_LA_Solar_58_Generic | Reliability_Capacity_In_Model_Year | 0.427
Generic_PGE_North_500_SSN | Southern_PGAE_Solar_145_Generic | Reliability_Capacity_In_Model_Year | 0.556 | Generic_SCE_Northern_500_SSN | Greater_LA_Solar_58_Generic | Reliability_Capacity_In_Model_Year | 0.427
Generic_PGE_North_500_SSN | Southern_PGAE_Solar_151_Generic | Reliability_Capacity_In_Model_Year | 0.556 | Generic_SCE_East_Pisgah_500_SSN | Idaho_Wind_19_Generic | Reliability_Capacity_In_Model_Year | 0.35
Generic_PGE_North_500_SSN | Southern_PGAE_Solar_154_Generic | Reliability_Capacity_In_Model_Year | 0.556 | Generic_SCE_Eastern_500_SSN | Idaho_Wind_19_Generic | Reliability_Capacity_In_Model_Year | 0.35
Generic_PGE_North_500_SSN | Southern_PGAE_Solar_161_Generic | Reliability_Capacity_In_Model_Year | 0.556 | Generic_SCE_North_Lugo_500_SSN | Inyokern_North_Kramer_Geothermal_156_Generic | Reliability_Capacity_In_Model_Year | 1
Generic_PGE_North_500_SSN | Southern_PGAE_Solar_162_Generic | Reliability_Capacity_In_Model_Year | 0.556 | Generic_SCE_Eastern_500_SSN | Inyokern_North_Kramer_Geothermal_9_Generic | Reliability_Capacity_In_Model_Year | 1
Generic_PGE_North_500_SSN | Southern_PGAE_Solar_163_Generic | Reliability_Capacity_In_Model_Year | 0.556 | Generic_SCE_East_Pisgah_500_SSN | New_Mexico_Wind_55_Generic | Reliability_Capacity_In_Model_Year | 0.35
Generic_PGE_North_500_SSN | Southern_PGAE_Solar_164_Generic | Reliability_Capacity_In_Model_Year | 0.556 | Generic_SCE_Eastern_500_SSN | New_Mexico_Wind_55_Generic | Reliability_Capacity_In_Model_Year | 0.35
Generic_PGE_North_500_SSN | Southern_PGAE_Solar_165_Generic | Reliability_Capacity_In_Model_Year | 0.556 | Generic_PGE_North_500_SSN | Northern_California_Biomass_5_Generic | Reliability_Capacity_In_Model_Year | 1
Generic_PGE_North_500_SSN | Southern_PGAE_Solar_168_Generic | Reliability_Capacity_In_Model_Year | 0.556 | Generic_PGE_North_500_SSN | Northern_California_Flow_Battery_100_Generic | Reliability_Capacity_In_Model_Year | 0.5
Generic_PGE_North_500_SSN | Southern_PGAE_Solar_169_Generic | Reliability_Capacity_In_Model_Year | 0.556 | Generic_PGE_North_500_SSN | Northern_California_Flow_Battery_112_Generic | Reliability_Capacity_In_Model_Year | 0.5
Generic_PGE_North_500_SSN | Southern_PGAE_Solar_17_Generic | Reliability_Capacity_In_Model_Year | 0.556 | Generic_PGE_North_500_SSN | Northern_California_Flow_Battery_113_Generic | Reliability_Capacity_In_Model_Year | 0.5
Generic_PGE_North_500_SSN | Southern_PGAE_Solar_170_Generic | Reliability_Capacity_In_Model_Year | 0.556 | Generic_PGE_South_500_SSN | Northern_California_Flow_Battery_113_Generic | Reliability_Capacity_In_Model_Year | 0.5
Generic_PGE_North_500_SSN | Southern_PGAE_Solar_174_Generic | Reliability_Capacity_In_Model_Year | 0.556 | Generic_PGE_North_500_SSN | Northern_California_Flow_Battery_114_Generic | Reliability_Capacity_In_Model_Year | 0.5
Generic_PGE_North_500_SSN | Southern_PGAE_Solar_176_Generic | Reliability_Capacity_In_Model_Year | 0.556 | Generic_PGE_South_500_SSN | Northern_California_Flow_Battery_114_Generic | Reliability_Capacity_In_Model_Year | 0.5
Generic_PGE_North_500_SSN | Southern_PGAE_Solar_95_Generic | Reliability_Capacity_In_Model_Year | 0.556 | Generic_PGE_North_500_SSN | Northern_California_Flow_Battery_116_Generic | Reliability_Capacity_In_Model_Year | 0.5
Generic_PGE_North_500_SSN | Southern_PGAE_Solar_99_Generic | Reliability_Capacity_In_Model_Year | 0.556 | Generic_PGE_North_500_SSN | Northern_California_Flow_Battery_121_Generic | Reliability_Capacity_In_Model_Year | 0.5
Generic_PGE_North_500_SSN | Tehachapi_Flow_Battery_125_Generic | Reliability_Capacity_In_Model_Year | 0.5 | Generic_PGE_North_500_SSN | Northern_California_Flow_Battery_122_Generic | Reliability_Capacity_In_Model_Year | 0.5
Generic_PGE_North_500_SSN | Tehachapi_Li_Battery_4hr_125_Generic | Reliability_Capacity_In_Model_Year | 0.5 | Generic_PGE_North_500_SSN | Northern_California_Flow_Battery_126_Generic | Reliability_Capacity_In_Model_Year | 0.5
Generic_PGE_North_500_SSN | Tehachapi_Li_Battery_8hr_125_Generic | Reliability_Capacity_In_Model_Year | 0.5 | Generic_PGE_North_500_SSN | Northern_California_Flow_Battery_127_Generic | Reliability_Capacity_In_Model_Year | 0.5
Generic_PGE_North_500_SSN | Tehachapi_Solar_125_Generic | Reliability_Capacity_In_Model_Year | 0.427 | Generic_PGE_South_500_SSN | Northern_California_Flow_Battery_130_Generic | Reliability_Capacity_In_Model_Year | 0.5
Generic_PGE_North_500_SSN | Generic_PGE_North_500_group | Operational_New_Capacity_MW | -1 | Generic_PGE_North_500_SSN | Northern_California_Flow_Battery_132_Generic | Reliability_Capacity_In_Model_Year | 0.5
Generic_PGE_South_500_HSN | Central_Valley_North_Los_Banos_Biomass_47_Generic | Reliability_Capacity_In_Model_Year | 1 | Generic_PGE_North_500_SSN | Northern_California_Flow_Battery_135_Generic | Reliability_Capacity_In_Model_Year | 0.5
Generic_PGE_South_500_HSN | Central_Valley_North_Los_Banos_Wind_125_Generic | Reliability_Capacity_In_Model_Year | 0.665 | Generic_PGE_North_500_SSN | Northern_California_Flow_Battery_138_Generic | Reliability_Capacity_In_Model_Year | 0.5
Generic_PGE_South_500_HSN | Central_Valley_North_Los_Banos_Wind_154_Generic | Reliability_Capacity_In_Model_Year | 0.665 | Generic_PGE_South_500_SSN | Northern_California_Flow_Battery_138_Generic | Reliability_Capacity_In_Model_Year | 0.5
Generic_PGE_South_500_HSN | Central_Valley_North_Los_Banos_Wind_162_Generic | Reliability_Capacity_In_Model_Year | 0.665 | Generic_PGE_North_500_SSN | Northern_California_Flow_Battery_141_Generic | Reliability_Capacity_In_Model_Year | 0.5
Generic_PGE_South_500_HSN | Central_Valley_North_Los_Banos_Wind_17_Generic | Reliability_Capacity_In_Model_Year | 0.665 | Generic_PGE_North_500_SSN | Northern_California_Flow_Battery_144_Generic | Reliability_Capacity_In_Model_Year | 0.5
Generic_PGE_South_500_HSN | Northern_California_Flow_Battery_113_Generic | Reliability_Capacity_In_Model_Year | 1 | Generic_PGE_North_500_SSN | Northern_California_Flow_Battery_149_Generic | Reliability_Capacity_In_Model_Year | 0.5
Generic_PGE_South_500_HSN | Northern_California_Flow_Battery_114_Generic | Reliability_Capacity_In_Model_Year | 1 | Generic_PGE_North_500_SSN | Northern_California_Flow_Battery_150_Generic | Reliability_Capacity_In_Model_Year | 0.5
Generic_PGE_South_500_HSN | Northern_California_Flow_Battery_130_Generic | Reliability_Capacity_In_Model_Year | 1 | Generic_PGE_North_500_SSN | Northern_California_Flow_Battery_155_Generic | Reliability_Capacity_In_Model_Year | 0.5
Generic_PGE_South_500_HSN | Northern_California_Flow_Battery_138_Generic | Reliability_Capacity_In_Model_Year | 1 | Generic_PGE_North_500_SSN | Northern_California_Flow_Battery_157_Generic | Reliability_Capacity_In_Model_Year | 0.5
Generic_PGE_South_500_HSN | Northern_California_Flow_Battery_166_Generic | Reliability_Capacity_In_Model_Year | 1 | Generic_PGE_North_500_SSN | Northern_California_Flow_Battery_158_Generic | Reliability_Capacity_In_Model_Year | 0.5
Generic_PGE_South_500_HSN | Northern_California_Flow_Battery_85_Generic | Reliability_Capacity_In_Model_Year | 1 | Generic_PGE_North_500_SSN | Northern_California_Flow_Battery_159_Generic | Reliability_Capacity_In_Model_Year | 0.5
Generic_PGE_South_500_HSN | Northern_California_Li_Battery_4hr_113_Generic | Reliability_Capacity_In_Model_Year | 1 | Generic_PGE_North_500_SSN | Northern_California_Flow_Battery_166_Generic | Reliability_Capacity_In_Model_Year | 0.5
Generic_PGE_South_500_HSN | Northern_California_Li_Battery_4hr_114_Generic | Reliability_Capacity_In_Model_Year | 1 | Generic_PGE_South_500_SSN | Northern_California_Flow_Battery_166_Generic | Reliability_Capacity_In_Model_Year | 0.5
Generic_PGE_South_500_HSN | Northern_California_Li_Battery_4hr_130_Generic | Reliability_Capacity_In_Model_Year | 1 | Generic_PGE_North_500_SSN | Northern_California_Flow_Battery_172_Generic | Reliability_Capacity_In_Model_Year | 0.5
Generic_PGE_South_500_HSN | Northern_California_Li_Battery_4hr_138_Generic | Reliability_Capacity_In_Model_Year | 1 | Generic_PGE_North_500_SSN | Northern_California_Flow_Battery_178_Generic | Reliability_Capacity_In_Model_Year | 0.5
Generic_PGE_South_500_HSN | Northern_California_Li_Battery_4hr_166_Generic | Reliability_Capacity_In_Model_Year | 1 | Generic_PGE_North_500_SSN | Northern_California_Flow_Battery_179_Generic | Reliability_Capacity_In_Model_Year | 0.5
Generic_PGE_South_500_HSN | Northern_California_Li_Battery_4hr_85_Generic | Reliability_Capacity_In_Model_Year | 1 | Generic_PGE_North_500_SSN | Northern_California_Flow_Battery_180_Generic | Reliability_Capacity_In_Model_Year | 0.5
Generic_PGE_South_500_HSN | Northern_California_Li_Battery_8hr_113_Generic | Reliability_Capacity_In_Model_Year | 1 | Generic_PGE_North_500_SSN | Northern_California_Flow_Battery_25_Generic | Reliability_Capacity_In_Model_Year | 0.5
Generic_PGE_South_500_HSN | Northern_California_Li_Battery_8hr_114_Generic | Reliability_Capacity_In_Model_Year | 1 | Generic_PGE_North_500_SSN | Northern_California_Flow_Battery_26_Generic | Reliability_Capacity_In_Model_Year | 0.5
Generic_PGE_South_500_HSN | Northern_California_Li_Battery_8hr_130_Generic | Reliability_Capacity_In_Model_Year | 1 | Generic_PGE_North_500_SSN | Northern_California_Flow_Battery_29_Generic | Reliability_Capacity_In_Model_Year | 0.5
Generic_PGE_South_500_HSN | Northern_California_Li_Battery_8hr_138_Generic | Reliability_Capacity_In_Model_Year | 1 | Generic_PGE_North_500_SSN | Northern_California_Flow_Battery_31_Generic | Reliability_Capacity_In_Model_Year | 0.5
Generic_PGE_South_500_HSN | Northern_California_Li_Battery_8hr_166_Generic | Reliability_Capacity_In_Model_Year | 1 | Generic_PGE_North_500_SSN | Northern_California_Flow_Battery_35_Generic | Reliability_Capacity_In_Model_Year | 0.5
Generic_PGE_South_500_HSN | Northern_California_Li_Battery_8hr_85_Generic | Reliability_Capacity_In_Model_Year | 1 | Generic_PGE_North_500_SSN | Northern_California_Flow_Battery_38_Generic | Reliability_Capacity_In_Model_Year | 0.5
Generic_PGE_South_500_HSN | Northern_California_Solar_113_Generic | Reliability_Capacity_In_Model_Year | 0.1 | Generic_PGE_North_500_SSN | Northern_California_Flow_Battery_41_Generic | Reliability_Capacity_In_Model_Year | 0.5
Generic_PGE_South_500_HSN | Northern_California_Solar_114_Generic | Reliability_Capacity_In_Model_Year | 0.1 | Generic_PGE_North_500_SSN | Northern_California_Flow_Battery_44_Generic | Reliability_Capacity_In_Model_Year | 0.5
Generic_PGE_South_500_HSN | Northern_California_Solar_130_Generic | Reliability_Capacity_In_Model_Year | 0.1 | Generic_PGE_North_500_SSN | Northern_California_Flow_Battery_5_Generic | Reliability_Capacity_In_Model_Year | 0.5
Generic_PGE_South_500_HSN | Northern_California_Solar_138_Generic | Reliability_Capacity_In_Model_Year | 0.1 | Generic_PGE_North_500_SSN | Northern_California_Flow_Battery_51_Generic | Reliability_Capacity_In_Model_Year | 0.5
Generic_PGE_South_500_HSN | Northern_California_Solar_166_Generic | Reliability_Capacity_In_Model_Year | 0.1 | Generic_PGE_North_500_SSN | Northern_California_Flow_Battery_57_Generic | Reliability_Capacity_In_Model_Year | 0.5
Generic_PGE_South_500_HSN | Northern_California_Solar_85_Generic | Reliability_Capacity_In_Model_Year | 0.1 | Generic_PGE_North_500_SSN | Northern_California_Flow_Battery_68_Generic | Reliability_Capacity_In_Model_Year | 0.5
Generic_PGE_South_500_HSN | Solano_Wind_85_Generic | Reliability_Capacity_In_Model_Year | 0.665 | Generic_PGE_North_500_SSN | Northern_California_Flow_Battery_70_Generic | Reliability_Capacity_In_Model_Year | 0.5
Generic_PGE_South_500_HSN | Southern_PGAE_Adiabatic_CAES_12_Generic | Reliability_Capacity_In_Model_Year | 1 | Generic_PGE_North_500_SSN | Northern_California_Flow_Battery_73_Generic | Reliability_Capacity_In_Model_Year | 0.5
Generic_PGE_South_500_HSN | Southern_PGAE_Flow_Battery_102_Generic | Reliability_Capacity_In_Model_Year | 1 | Generic_PGE_North_500_SSN | Northern_California_Flow_Battery_76_Generic | Reliability_Capacity_In_Model_Year | 0.5
Generic_PGE_South_500_HSN | Southern_PGAE_Flow_Battery_109_Generic | Reliability_Capacity_In_Model_Year | 1 | Generic_PGE_North_500_SSN | Northern_California_Flow_Battery_80_Generic | Reliability_Capacity_In_Model_Year | 0.5
Generic_PGE_South_500_HSN | Southern_PGAE_Flow_Battery_117_Generic | Reliability_Capacity_In_Model_Year | 1 | Generic_PGE_North_500_SSN | Northern_California_Flow_Battery_82_Generic | Reliability_Capacity_In_Model_Year | 0.5
Generic_PGE_South_500_HSN | Southern_PGAE_Flow_Battery_118_Generic | Reliability_Capacity_In_Model_Year | 1 | Generic_PGE_North_500_SSN | Northern_California_Flow_Battery_83_Generic | Reliability_Capacity_In_Model_Year | 0.5
Generic_PGE_South_500_HSN | Southern_PGAE_Flow_Battery_12_Generic | Reliability_Capacity_In_Model_Year | 1 | Generic_PGE_North_500_SSN | Northern_California_Flow_Battery_84_Generic | Reliability_Capacity_In_Model_Year | 0.5
Generic_PGE_South_500_HSN | Southern_PGAE_Flow_Battery_124_Generic | Reliability_Capacity_In_Model_Year | 1 | Generic_PGE_North_500_SSN | Northern_California_Flow_Battery_85_Generic | Reliability_Capacity_In_Model_Year | 0.5
Generic_PGE_South_500_HSN | Southern_PGAE_Flow_Battery_136_Generic | Reliability_Capacity_In_Model_Year | 1 | Generic_PGE_South_500_SSN | Northern_California_Flow_Battery_85_Generic | Reliability_Capacity_In_Model_Year | 0.5
Generic_PGE_South_500_HSN | Southern_PGAE_Flow_Battery_139_Generic | Reliability_Capacity_In_Model_Year | 1 | Generic_PGE_North_500_SSN | Northern_California_Flow_Battery_92_Generic | Reliability_Capacity_In_Model_Year | 0.5
Generic_PGE_South_500_HSN | Southern_PGAE_Flow_Battery_140_Generic | Reliability_Capacity_In_Model_Year | 1 | Generic_PGE_North_500_SSN | Northern_California_Flow_Battery_94_Generic | Reliability_Capacity_In_Model_Year | 0.5
Generic_PGE_South_500_HSN | Southern_PGAE_Flow_Battery_147_Generic | Reliability_Capacity_In_Model_Year | 1 | Generic_PGE_North_500_SSN | Northern_California_Flow_Battery_96_Generic | Reliability_Capacity_In_Model_Year | 0.5
Generic_PGE_South_500_HSN | Southern_PGAE_Flow_Battery_148_Generic | Reliability_Capacity_In_Model_Year | 1 | Generic_PGE_North_500_SSN | Northern_California_Geothermal_100_Generic | Reliability_Capacity_In_Model_Year | 1
Generic_PGE_South_500_HSN | Southern_PGAE_Flow_Battery_151_Generic | Reliability_Capacity_In_Model_Year | 1 | Generic_PGE_North_500_SSN | Northern_California_Geothermal_35_Generic | Reliability_Capacity_In_Model_Year | 1
Generic_PGE_South_500_HSN | Southern_PGAE_Flow_Battery_152_Generic | Reliability_Capacity_In_Model_Year | 1 | Generic_PGE_North_500_SSN | Northern_California_Geothermal_5_Generic | Reliability_Capacity_In_Model_Year | 1
Generic_PGE_South_500_HSN | Southern_PGAE_Flow_Battery_154_Generic | Reliability_Capacity_In_Model_Year | 1 | Generic_PGE_North_500_SSN | Northern_California_Geothermal_70_Generic | Reliability_Capacity_In_Model_Year | 1
Generic_PGE_South_500_HSN | Southern_PGAE_Flow_Battery_160_Generic | Reliability_Capacity_In_Model_Year | 1 | Generic_PGE_North_500_SSN | Northern_California_Li_Battery_4hr_100_Generic | Reliability_Capacity_In_Model_Year | 0.5
Generic_PGE_South_500_HSN | Southern_PGAE_Flow_Battery_161_Generic | Reliability_Capacity_In_Model_Year | 1 | Generic_PGE_North_500_SSN | Northern_California_Li_Battery_4hr_112_Generic | Reliability_Capacity_In_Model_Year | 0.5
Generic_PGE_South_500_HSN | Southern_PGAE_Flow_Battery_162_Generic | Reliability_Capacity_In_Model_Year | 1 | Generic_PGE_North_500_SSN | Northern_California_Li_Battery_4hr_113_Generic | Reliability_Capacity_In_Model_Year | 0.5
Generic_PGE_South_500_HSN | Southern_PGAE_Flow_Battery_163_Generic | Reliability_Capacity_In_Model_Year | 1 | Generic_PGE_South_500_SSN | Northern_California_Li_Battery_4hr_113_Generic | Reliability_Capacity_In_Model_Year | 0.5
Generic_PGE_South_500_HSN | Southern_PGAE_Flow_Battery_164_Generic | Reliability_Capacity_In_Model_Year | 1 | Generic_PGE_North_500_SSN | Northern_California_Li_Battery_4hr_114_Generic | Reliability_Capacity_In_Model_Year | 0.5
Generic_PGE_South_500_HSN | Southern_PGAE_Flow_Battery_165_Generic | Reliability_Capacity_In_Model_Year | 1 | Generic_PGE_South_500_SSN | Northern_California_Li_Battery_4hr_114_Generic | Reliability_Capacity_In_Model_Year | 0.5
Generic_PGE_South_500_HSN | Southern_PGAE_Flow_Battery_168_Generic | Reliability_Capacity_In_Model_Year | 1 | Generic_PGE_North_500_SSN | Northern_California_Li_Battery_4hr_116_Generic | Reliability_Capacity_In_Model_Year | 0.5
Generic_PGE_South_500_HSN | Southern_PGAE_Flow_Battery_169_Generic | Reliability_Capacity_In_Model_Year | 1 | Generic_PGE_North_500_SSN | Northern_California_Li_Battery_4hr_121_Generic | Reliability_Capacity_In_Model_Year | 0.5
Generic_PGE_South_500_HSN | Southern_PGAE_Flow_Battery_17_Generic | Reliability_Capacity_In_Model_Year | 1 | Generic_PGE_North_500_SSN | Northern_California_Li_Battery_4hr_122_Generic | Reliability_Capacity_In_Model_Year | 0.5
Generic_PGE_South_500_HSN | Southern_PGAE_Flow_Battery_170_Generic | Reliability_Capacity_In_Model_Year | 1 | Generic_PGE_North_500_SSN | Northern_California_Li_Battery_4hr_126_Generic | Reliability_Capacity_In_Model_Year | 0.5
Generic_PGE_South_500_HSN | Southern_PGAE_Flow_Battery_173_Generic | Reliability_Capacity_In_Model_Year | 1 | Generic_PGE_North_500_SSN | Northern_California_Li_Battery_4hr_127_Generic | Reliability_Capacity_In_Model_Year | 0.5
Generic_PGE_South_500_HSN | Southern_PGAE_Flow_Battery_174_Generic | Reliability_Capacity_In_Model_Year | 1 | Generic_PGE_South_500_SSN | Northern_California_Li_Battery_4hr_130_Generic | Reliability_Capacity_In_Model_Year | 0.5
Generic_PGE_South_500_HSN | Southern_PGAE_Flow_Battery_175_Generic | Reliability_Capacity_In_Model_Year | 1 | Generic_PGE_North_500_SSN | Northern_California_Li_Battery_4hr_132_Generic | Reliability_Capacity_In_Model_Year | 0.5
Generic_PGE_South_500_HSN | Southern_PGAE_Flow_Battery_176_Generic | Reliability_Capacity_In_Model_Year | 1 | Generic_PGE_North_500_SSN | Northern_California_Li_Battery_4hr_135_Generic | Reliability_Capacity_In_Model_Year | 0.5
Generic_PGE_South_500_HSN | Southern_PGAE_Flow_Battery_177_Generic | Reliability_Capacity_In_Model_Year | 1 | Generic_PGE_North_500_SSN | Northern_California_Li_Battery_4hr_138_Generic | Reliability_Capacity_In_Model_Year | 0.5
Generic_PGE_South_500_HSN | Southern_PGAE_Flow_Battery_181_Generic | Reliability_Capacity_In_Model_Year | 1 | Generic_PGE_South_500_SSN | Northern_California_Li_Battery_4hr_138_Generic | Reliability_Capacity_In_Model_Year | 0.5
Generic_PGE_South_500_HSN | Southern_PGAE_Flow_Battery_22_Generic | Reliability_Capacity_In_Model_Year | 1 | Generic_PGE_North_500_SSN | Northern_California_Li_Battery_4hr_141_Generic | Reliability_Capacity_In_Model_Year | 0.5
Generic_PGE_South_500_HSN | Southern_PGAE_Flow_Battery_23_Generic | Reliability_Capacity_In_Model_Year | 1 | Generic_PGE_North_500_SSN | Northern_California_Li_Battery_4hr_144_Generic | Reliability_Capacity_In_Model_Year | 0.5
Generic_PGE_South_500_HSN | Southern_PGAE_Flow_Battery_24_Generic | Reliability_Capacity_In_Model_Year | 1 | Generic_PGE_North_500_SSN | Northern_California_Li_Battery_4hr_149_Generic | Reliability_Capacity_In_Model_Year | 0.5
Generic_PGE_South_500_HSN | Southern_PGAE_Flow_Battery_27_Generic | Reliability_Capacity_In_Model_Year | 1 | Generic_PGE_North_500_SSN | Northern_California_Li_Battery_4hr_150_Generic | Reliability_Capacity_In_Model_Year | 0.5
Generic_PGE_South_500_HSN | Southern_PGAE_Flow_Battery_3_Generic | Reliability_Capacity_In_Model_Year | 1 | Generic_PGE_North_500_SSN | Northern_California_Li_Battery_4hr_155_Generic | Reliability_Capacity_In_Model_Year | 0.5
Generic_PGE_South_500_HSN | Southern_PGAE_Flow_Battery_33_Generic | Reliability_Capacity_In_Model_Year | 1 | Generic_PGE_North_500_SSN | Northern_California_Li_Battery_4hr_157_Generic | Reliability_Capacity_In_Model_Year | 0.5
Generic_PGE_South_500_HSN | Southern_PGAE_Flow_Battery_34_Generic | Reliability_Capacity_In_Model_Year | 1 | Generic_PGE_North_500_SSN | Northern_California_Li_Battery_4hr_158_Generic | Reliability_Capacity_In_Model_Year | 0.5
Generic_PGE_South_500_HSN | Southern_PGAE_Flow_Battery_37_Generic | Reliability_Capacity_In_Model_Year | 1 | Generic_PGE_North_500_SSN | Northern_California_Li_Battery_4hr_159_Generic | Reliability_Capacity_In_Model_Year | 0.5
Generic_PGE_South_500_HSN | Southern_PGAE_Flow_Battery_39_Generic | Reliability_Capacity_In_Model_Year | 1 | Generic_PGE_North_500_SSN | Northern_California_Li_Battery_4hr_166_Generic | Reliability_Capacity_In_Model_Year | 0.5
Generic_PGE_South_500_HSN | Southern_PGAE_Flow_Battery_43_Generic | Reliability_Capacity_In_Model_Year | 1 | Generic_PGE_South_500_SSN | Northern_California_Li_Battery_4hr_166_Generic | Reliability_Capacity_In_Model_Year | 0.5
Generic_PGE_South_500_HSN | Southern_PGAE_Flow_Battery_45_Generic | Reliability_Capacity_In_Model_Year | 1 | Generic_PGE_North_500_SSN | Northern_California_Li_Battery_4hr_172_Generic | Reliability_Capacity_In_Model_Year | 0.5
Generic_PGE_South_500_HSN | Southern_PGAE_Flow_Battery_46_Generic | Reliability_Capacity_In_Model_Year | 1 | Generic_PGE_North_500_SSN | Northern_California_Li_Battery_4hr_178_Generic | Reliability_Capacity_In_Model_Year | 0.5
Generic_PGE_South_500_HSN | Southern_PGAE_Flow_Battery_47_Generic | Reliability_Capacity_In_Model_Year | 1 | Generic_PGE_North_500_SSN | Northern_California_Li_Battery_4hr_179_Generic | Reliability_Capacity_In_Model_Year | 0.5
Generic_PGE_South_500_HSN | Southern_PGAE_Flow_Battery_49_Generic | Reliability_Capacity_In_Model_Year | 1 | Generic_PGE_North_500_SSN | Northern_California_Li_Battery_4hr_180_Generic | Reliability_Capacity_In_Model_Year | 0.5
Generic_PGE_South_500_HSN | Southern_PGAE_Flow_Battery_52_Generic | Reliability_Capacity_In_Model_Year | 1 | Generic_PGE_North_500_SSN | Northern_California_Li_Battery_4hr_25_Generic | Reliability_Capacity_In_Model_Year | 0.5
Generic_PGE_South_500_HSN | Southern_PGAE_Flow_Battery_54_Generic | Reliability_Capacity_In_Model_Year | 1 | Generic_PGE_North_500_SSN | Northern_California_Li_Battery_4hr_26_Generic | Reliability_Capacity_In_Model_Year | 0.5
Generic_PGE_South_500_HSN | Southern_PGAE_Flow_Battery_61_Generic | Reliability_Capacity_In_Model_Year | 1 | Generic_PGE_North_500_SSN | Northern_California_Li_Battery_4hr_29_Generic | Reliability_Capacity_In_Model_Year | 0.5
Generic_PGE_South_500_HSN | Southern_PGAE_Flow_Battery_69_Generic | Reliability_Capacity_In_Model_Year | 1 | Generic_PGE_North_500_SSN | Northern_California_Li_Battery_4hr_31_Generic | Reliability_Capacity_In_Model_Year | 0.5
Generic_PGE_South_500_HSN | Southern_PGAE_Flow_Battery_72_Generic | Reliability_Capacity_In_Model_Year | 1 | Generic_PGE_North_500_SSN | Northern_California_Li_Battery_4hr_35_Generic | Reliability_Capacity_In_Model_Year | 0.5
Generic_PGE_South_500_HSN | Southern_PGAE_Flow_Battery_74_Generic | Reliability_Capacity_In_Model_Year | 1 | Generic_PGE_North_500_SSN | Northern_California_Li_Battery_4hr_38_Generic | Reliability_Capacity_In_Model_Year | 0.5
Generic_PGE_South_500_HSN | Southern_PGAE_Flow_Battery_75_Generic | Reliability_Capacity_In_Model_Year | 1 | Generic_PGE_North_500_SSN | Northern_California_Li_Battery_4hr_41_Generic | Reliability_Capacity_In_Model_Year | 0.5
Generic_PGE_South_500_HSN | Southern_PGAE_Flow_Battery_79_Generic | Reliability_Capacity_In_Model_Year | 1 | Generic_PGE_North_500_SSN | Northern_California_Li_Battery_4hr_44_Generic | Reliability_Capacity_In_Model_Year | 0.5
Generic_PGE_South_500_HSN | Southern_PGAE_Flow_Battery_8_Generic | Reliability_Capacity_In_Model_Year | 1 | Generic_PGE_North_500_SSN | Northern_California_Li_Battery_4hr_5_Generic | Reliability_Capacity_In_Model_Year | 0.5
Generic_PGE_South_500_HSN | Southern_PGAE_Flow_Battery_93_Generic | Reliability_Capacity_In_Model_Year | 1 | Generic_PGE_North_500_SSN | Northern_California_Li_Battery_4hr_51_Generic | Reliability_Capacity_In_Model_Year | 0.5
Generic_PGE_South_500_HSN | Southern_PGAE_Flow_Battery_98_Generic | Reliability_Capacity_In_Model_Year | 1 | Generic_PGE_North_500_SSN | Northern_California_Li_Battery_4hr_57_Generic | Reliability_Capacity_In_Model_Year | 0.5
Generic_PGE_South_500_HSN | Southern_PGAE_Flow_Battery_99_Generic | Reliability_Capacity_In_Model_Year | 1 | Generic_PGE_North_500_SSN | Northern_California_Li_Battery_4hr_68_Generic | Reliability_Capacity_In_Model_Year | 0.5
Generic_PGE_South_500_HSN | Southern_PGAE_Li_Battery_4hr_102_Generic | Reliability_Capacity_In_Model_Year | 1 | Generic_PGE_North_500_SSN | Northern_California_Li_Battery_4hr_70_Generic | Reliability_Capacity_In_Model_Year | 0.5
Generic_PGE_South_500_HSN | Southern_PGAE_Li_Battery_4hr_109_Generic | Reliability_Capacity_In_Model_Year | 1 | Generic_PGE_North_500_SSN | Northern_California_Li_Battery_4hr_73_Generic | Reliability_Capacity_In_Model_Year | 0.5
Generic_PGE_South_500_HSN | Southern_PGAE_Li_Battery_4hr_117_Generic | Reliability_Capacity_In_Model_Year | 1 | Generic_PGE_North_500_SSN | Northern_California_Li_Battery_4hr_76_Generic | Reliability_Capacity_In_Model_Year | 0.5
Generic_PGE_South_500_HSN | Southern_PGAE_Li_Battery_4hr_118_Generic | Reliability_Capacity_In_Model_Year | 1 | Generic_PGE_North_500_SSN | Northern_California_Li_Battery_4hr_80_Generic | Reliability_Capacity_In_Model_Year | 0.5
Generic_PGE_South_500_HSN | Southern_PGAE_Li_Battery_4hr_12_Generic | Reliability_Capacity_In_Model_Year | 1 | Generic_PGE_North_500_SSN | Northern_California_Li_Battery_4hr_82_Generic | Reliability_Capacity_In_Model_Year | 0.5
Generic_PGE_South_500_HSN | Southern_PGAE_Li_Battery_4hr_124_Generic | Reliability_Capacity_In_Model_Year | 1 | Generic_PGE_North_500_SSN | Northern_California_Li_Battery_4hr_83_Generic | Reliability_Capacity_In_Model_Year | 0.5
Generic_PGE_South_500_HSN | Southern_PGAE_Li_Battery_4hr_136_Generic | Reliability_Capacity_In_Model_Year | 1 | Generic_PGE_North_500_SSN | Northern_California_Li_Battery_4hr_84_Generic | Reliability_Capacity_In_Model_Year | 0.5
Generic_PGE_South_500_HSN | Southern_PGAE_Li_Battery_4hr_139_Generic | Reliability_Capacity_In_Model_Year | 1 | Generic_PGE_North_500_SSN | Northern_California_Li_Battery_4hr_85_Generic | Reliability_Capacity_In_Model_Year | 0.5
Generic_PGE_South_500_HSN | Southern_PGAE_Li_Battery_4hr_140_Generic | Reliability_Capacity_In_Model_Year | 1 | Generic_PGE_South_500_SSN | Northern_California_Li_Battery_4hr_85_Generic | Reliability_Capacity_In_Model_Year | 0.5
Generic_PGE_South_500_HSN | Southern_PGAE_Li_Battery_4hr_147_Generic | Reliability_Capacity_In_Model_Year | 1 | Generic_PGE_North_500_SSN | Northern_California_Li_Battery_4hr_92_Generic | Reliability_Capacity_In_Model_Year | 0.5
Generic_PGE_South_500_HSN | Southern_PGAE_Li_Battery_4hr_148_Generic | Reliability_Capacity_In_Model_Year | 1 | Generic_PGE_North_500_SSN | Northern_California_Li_Battery_4hr_94_Generic | Reliability_Capacity_In_Model_Year | 0.5
Generic_PGE_South_500_HSN | Southern_PGAE_Li_Battery_4hr_151_Generic | Reliability_Capacity_In_Model_Year | 1 | Generic_PGE_North_500_SSN | Northern_California_Li_Battery_4hr_96_Generic | Reliability_Capacity_In_Model_Year | 0.5
Generic_PGE_South_500_HSN | Southern_PGAE_Li_Battery_4hr_152_Generic | Reliability_Capacity_In_Model_Year | 1 | Generic_PGE_North_500_SSN | Northern_California_Li_Battery_8hr_100_Generic | Reliability_Capacity_In_Model_Year | 0.5
Generic_PGE_South_500_HSN | Southern_PGAE_Li_Battery_4hr_154_Generic | Reliability_Capacity_In_Model_Year | 1 | Generic_PGE_North_500_SSN | Northern_California_Li_Battery_8hr_112_Generic | Reliability_Capacity_In_Model_Year | 0.5
Generic_PGE_South_500_HSN | Southern_PGAE_Li_Battery_4hr_160_Generic | Reliability_Capacity_In_Model_Year | 1 | Generic_PGE_North_500_SSN | Northern_California_Li_Battery_8hr_113_Generic | Reliability_Capacity_In_Model_Year | 0.5
Generic_PGE_South_500_HSN | Southern_PGAE_Li_Battery_4hr_161_Generic | Reliability_Capacity_In_Model_Year | 1 | Generic_PGE_South_500_SSN | Northern_California_Li_Battery_8hr_113_Generic | Reliability_Capacity_In_Model_Year | 0.5
Generic_PGE_South_500_HSN | Southern_PGAE_Li_Battery_4hr_162_Generic | Reliability_Capacity_In_Model_Year | 1 | Generic_PGE_North_500_SSN | Northern_California_Li_Battery_8hr_114_Generic | Reliability_Capacity_In_Model_Year | 0.5
Generic_PGE_South_500_HSN | Southern_PGAE_Li_Battery_4hr_163_Generic | Reliability_Capacity_In_Model_Year | 1 | Generic_PGE_South_500_SSN | Northern_California_Li_Battery_8hr_114_Generic | Reliability_Capacity_In_Model_Year | 0.5
Generic_PGE_South_500_HSN | Southern_PGAE_Li_Battery_4hr_164_Generic | Reliability_Capacity_In_Model_Year | 1 | Generic_PGE_North_500_SSN | Northern_California_Li_Battery_8hr_116_Generic | Reliability_Capacity_In_Model_Year | 0.5
Generic_PGE_South_500_HSN | Southern_PGAE_Li_Battery_4hr_165_Generic | Reliability_Capacity_In_Model_Year | 1 | Generic_PGE_North_500_SSN | Northern_California_Li_Battery_8hr_121_Generic | Reliability_Capacity_In_Model_Year | 0.5
Generic_PGE_South_500_HSN | Southern_PGAE_Li_Battery_4hr_168_Generic | Reliability_Capacity_In_Model_Year | 1 | Generic_PGE_North_500_SSN | Northern_California_Li_Battery_8hr_122_Generic | Reliability_Capacity_In_Model_Year | 0.5
Generic_PGE_South_500_HSN | Southern_PGAE_Li_Battery_4hr_169_Generic | Reliability_Capacity_In_Model_Year | 1 | Generic_PGE_North_500_SSN | Northern_California_Li_Battery_8hr_126_Generic | Reliability_Capacity_In_Model_Year | 0.5
Generic_PGE_South_500_HSN | Southern_PGAE_Li_Battery_4hr_17_Generic | Reliability_Capacity_In_Model_Year | 1 | Generic_PGE_North_500_SSN | Northern_California_Li_Battery_8hr_127_Generic | Reliability_Capacity_In_Model_Year | 0.5
Generic_PGE_South_500_HSN | Southern_PGAE_Li_Battery_4hr_170_Generic | Reliability_Capacity_In_Model_Year | 1 | Generic_PGE_South_500_SSN | Northern_California_Li_Battery_8hr_130_Generic | Reliability_Capacity_In_Model_Year | 0.5
Generic_PGE_South_500_HSN | Southern_PGAE_Li_Battery_4hr_173_Generic | Reliability_Capacity_In_Model_Year | 1 | Generic_PGE_North_500_SSN | Northern_California_Li_Battery_8hr_132_Generic | Reliability_Capacity_In_Model_Year | 0.5
Generic_PGE_South_500_HSN | Southern_PGAE_Li_Battery_4hr_174_Generic | Reliability_Capacity_In_Model_Year | 1 | Generic_PGE_North_500_SSN | Northern_California_Li_Battery_8hr_135_Generic | Reliability_Capacity_In_Model_Year | 0.5
Generic_PGE_South_500_HSN | Southern_PGAE_Li_Battery_4hr_175_Generic | Reliability_Capacity_In_Model_Year | 1 | Generic_PGE_North_500_SSN | Northern_California_Li_Battery_8hr_138_Generic | Reliability_Capacity_In_Model_Year | 0.5
Generic_PGE_South_500_HSN | Southern_PGAE_Li_Battery_4hr_176_Generic | Reliability_Capacity_In_Model_Year | 1 | Generic_PGE_South_500_SSN | Northern_California_Li_Battery_8hr_138_Generic | Reliability_Capacity_In_Model_Year | 0.5
Generic_PGE_South_500_HSN | Southern_PGAE_Li_Battery_4hr_177_Generic | Reliability_Capacity_In_Model_Year | 1 | Generic_PGE_North_500_SSN | Northern_California_Li_Battery_8hr_141_Generic | Reliability_Capacity_In_Model_Year | 0.5
Generic_PGE_South_500_HSN | Southern_PGAE_Li_Battery_4hr_181_Generic | Reliability_Capacity_In_Model_Year | 1 | Generic_PGE_North_500_SSN | Northern_California_Li_Battery_8hr_144_Generic | Reliability_Capacity_In_Model_Year | 0.5
Generic_PGE_South_500_HSN | Southern_PGAE_Li_Battery_4hr_22_Generic | Reliability_Capacity_In_Model_Year | 1 | Generic_PGE_North_500_SSN | Northern_California_Li_Battery_8hr_149_Generic | Reliability_Capacity_In_Model_Year | 0.5
Generic_PGE_South_500_HSN | Southern_PGAE_Li_Battery_4hr_23_Generic | Reliability_Capacity_In_Model_Year | 1 | Generic_PGE_North_500_SSN | Northern_California_Li_Battery_8hr_150_Generic | Reliability_Capacity_In_Model_Year | 0.5
Generic_PGE_South_500_HSN | Southern_PGAE_Li_Battery_4hr_24_Generic | Reliability_Capacity_In_Model_Year | 1 | Generic_PGE_North_500_SSN | Northern_California_Li_Battery_8hr_155_Generic | Reliability_Capacity_In_Model_Year | 0.5
Generic_PGE_South_500_HSN | Southern_PGAE_Li_Battery_4hr_27_Generic | Reliability_Capacity_In_Model_Year | 1 | Generic_PGE_North_500_SSN | Northern_California_Li_Battery_8hr_157_Generic | Reliability_Capacity_In_Model_Year | 0.5
Generic_PGE_South_500_HSN | Southern_PGAE_Li_Battery_4hr_3_Generic | Reliability_Capacity_In_Model_Year | 1 | Generic_PGE_North_500_SSN | Northern_California_Li_Battery_8hr_158_Generic | Reliability_Capacity_In_Model_Year | 0.5
Generic_PGE_South_500_HSN | Southern_PGAE_Li_Battery_4hr_33_Generic | Reliability_Capacity_In_Model_Year | 1 | Generic_PGE_North_500_SSN | Northern_California_Li_Battery_8hr_159_Generic | Reliability_Capacity_In_Model_Year | 0.5
Generic_PGE_South_500_HSN | Southern_PGAE_Li_Battery_4hr_34_Generic | Reliability_Capacity_In_Model_Year | 1 | Generic_PGE_North_500_SSN | Northern_California_Li_Battery_8hr_166_Generic | Reliability_Capacity_In_Model_Year | 0.5
Generic_PGE_South_500_HSN | Southern_PGAE_Li_Battery_4hr_37_Generic | Reliability_Capacity_In_Model_Year | 1 | Generic_PGE_South_500_SSN | Northern_California_Li_Battery_8hr_166_Generic | Reliability_Capacity_In_Model_Year | 0.5
Generic_PGE_South_500_HSN | Southern_PGAE_Li_Battery_4hr_39_Generic | Reliability_Capacity_In_Model_Year | 1 | Generic_PGE_North_500_SSN | Northern_California_Li_Battery_8hr_172_Generic | Reliability_Capacity_In_Model_Year | 0.5
Generic_PGE_South_500_HSN | Southern_PGAE_Li_Battery_4hr_43_Generic | Reliability_Capacity_In_Model_Year | 1 | Generic_PGE_North_500_SSN | Northern_California_Li_Battery_8hr_178_Generic | Reliability_Capacity_In_Model_Year | 0.5
Generic_PGE_South_500_HSN | Southern_PGAE_Li_Battery_4hr_45_Generic | Reliability_Capacity_In_Model_Year | 1 | Generic_PGE_North_500_SSN | Northern_California_Li_Battery_8hr_179_Generic | Reliability_Capacity_In_Model_Year | 0.5
Generic_PGE_South_500_HSN | Southern_PGAE_Li_Battery_4hr_46_Generic | Reliability_Capacity_In_Model_Year | 1 | Generic_PGE_North_500_SSN | Northern_California_Li_Battery_8hr_180_Generic | Reliability_Capacity_In_Model_Year | 0.5
Generic_PGE_South_500_HSN | Southern_PGAE_Li_Battery_4hr_47_Generic | Reliability_Capacity_In_Model_Year | 1 | Generic_PGE_North_500_SSN | Northern_California_Li_Battery_8hr_25_Generic | Reliability_Capacity_In_Model_Year | 0.5
Generic_PGE_South_500_HSN | Southern_PGAE_Li_Battery_4hr_49_Generic | Reliability_Capacity_In_Model_Year | 1 | Generic_PGE_North_500_SSN | Northern_California_Li_Battery_8hr_26_Generic | Reliability_Capacity_In_Model_Year | 0.5
Generic_PGE_South_500_HSN | Southern_PGAE_Li_Battery_4hr_52_Generic | Reliability_Capacity_In_Model_Year | 1 | Generic_PGE_North_500_SSN | Northern_California_Li_Battery_8hr_29_Generic | Reliability_Capacity_In_Model_Year | 0.5
Generic_PGE_South_500_HSN | Southern_PGAE_Li_Battery_4hr_54_Generic | Reliability_Capacity_In_Model_Year | 1 | Generic_PGE_North_500_SSN | Northern_California_Li_Battery_8hr_31_Generic | Reliability_Capacity_In_Model_Year | 0.5
Generic_PGE_South_500_HSN | Southern_PGAE_Li_Battery_4hr_61_Generic | Reliability_Capacity_In_Model_Year | 1 | Generic_PGE_North_500_SSN | Northern_California_Li_Battery_8hr_35_Generic | Reliability_Capacity_In_Model_Year | 0.5
Generic_PGE_South_500_HSN | Southern_PGAE_Li_Battery_4hr_69_Generic | Reliability_Capacity_In_Model_Year | 1 | Generic_PGE_North_500_SSN | Northern_California_Li_Battery_8hr_38_Generic | Reliability_Capacity_In_Model_Year | 0.5
Generic_PGE_South_500_HSN | Southern_PGAE_Li_Battery_4hr_72_Generic | Reliability_Capacity_In_Model_Year | 1 | Generic_PGE_North_500_SSN | Northern_California_Li_Battery_8hr_41_Generic | Reliability_Capacity_In_Model_Year | 0.5
Generic_PGE_South_500_HSN | Southern_PGAE_Li_Battery_4hr_74_Generic | Reliability_Capacity_In_Model_Year | 1 | Generic_PGE_North_500_SSN | Northern_California_Li_Battery_8hr_44_Generic | Reliability_Capacity_In_Model_Year | 0.5
Generic_PGE_South_500_HSN | Southern_PGAE_Li_Battery_4hr_75_Generic | Reliability_Capacity_In_Model_Year | 1 | Generic_PGE_North_500_SSN | Northern_California_Li_Battery_8hr_5_Generic | Reliability_Capacity_In_Model_Year | 0.5
Generic_PGE_South_500_HSN | Southern_PGAE_Li_Battery_4hr_79_Generic | Reliability_Capacity_In_Model_Year | 1 | Generic_PGE_North_500_SSN | Northern_California_Li_Battery_8hr_51_Generic | Reliability_Capacity_In_Model_Year | 0.5
Generic_PGE_South_500_HSN | Southern_PGAE_Li_Battery_4hr_8_Generic | Reliability_Capacity_In_Model_Year | 1 | Generic_PGE_North_500_SSN | Northern_California_Li_Battery_8hr_57_Generic | Reliability_Capacity_In_Model_Year | 0.5
Generic_PGE_South_500_HSN | Southern_PGAE_Li_Battery_4hr_93_Generic | Reliability_Capacity_In_Model_Year | 1 | Generic_PGE_North_500_SSN | Northern_California_Li_Battery_8hr_68_Generic | Reliability_Capacity_In_Model_Year | 0.5
Generic_PGE_South_500_HSN | Southern_PGAE_Li_Battery_4hr_98_Generic | Reliability_Capacity_In_Model_Year | 1 | Generic_PGE_North_500_SSN | Northern_California_Li_Battery_8hr_70_Generic | Reliability_Capacity_In_Model_Year | 0.5
Generic_PGE_South_500_HSN | Southern_PGAE_Li_Battery_4hr_99_Generic | Reliability_Capacity_In_Model_Year | 1 | Generic_PGE_North_500_SSN | Northern_California_Li_Battery_8hr_73_Generic | Reliability_Capacity_In_Model_Year | 0.5
Generic_PGE_South_500_HSN | Southern_PGAE_Li_Battery_8hr_102_Generic | Reliability_Capacity_In_Model_Year | 1 | Generic_PGE_North_500_SSN | Northern_California_Li_Battery_8hr_76_Generic | Reliability_Capacity_In_Model_Year | 0.5
Generic_PGE_South_500_HSN | Southern_PGAE_Li_Battery_8hr_109_Generic | Reliability_Capacity_In_Model_Year | 1 | Generic_PGE_North_500_SSN | Northern_California_Li_Battery_8hr_80_Generic | Reliability_Capacity_In_Model_Year | 0.5
Generic_PGE_South_500_HSN | Southern_PGAE_Li_Battery_8hr_117_Generic | Reliability_Capacity_In_Model_Year | 1 | Generic_PGE_North_500_SSN | Northern_California_Li_Battery_8hr_82_Generic | Reliability_Capacity_In_Model_Year | 0.5
Generic_PGE_South_500_HSN | Southern_PGAE_Li_Battery_8hr_118_Generic | Reliability_Capacity_In_Model_Year | 1 | Generic_PGE_North_500_SSN | Northern_California_Li_Battery_8hr_83_Generic | Reliability_Capacity_In_Model_Year | 0.5
Generic_PGE_South_500_HSN | Southern_PGAE_Li_Battery_8hr_12_Generic | Reliability_Capacity_In_Model_Year | 1 | Generic_PGE_North_500_SSN | Northern_California_Li_Battery_8hr_84_Generic | Reliability_Capacity_In_Model_Year | 0.5
Generic_PGE_South_500_HSN | Southern_PGAE_Li_Battery_8hr_124_Generic | Reliability_Capacity_In_Model_Year | 1 | Generic_PGE_North_500_SSN | Northern_California_Li_Battery_8hr_85_Generic | Reliability_Capacity_In_Model_Year | 0.5
Generic_PGE_South_500_HSN | Southern_PGAE_Li_Battery_8hr_136_Generic | Reliability_Capacity_In_Model_Year | 1 | Generic_PGE_South_500_SSN | Northern_California_Li_Battery_8hr_85_Generic | Reliability_Capacity_In_Model_Year | 0.5
Generic_PGE_South_500_HSN | Southern_PGAE_Li_Battery_8hr_139_Generic | Reliability_Capacity_In_Model_Year | 1 | Generic_PGE_North_500_SSN | Northern_California_Li_Battery_8hr_92_Generic | Reliability_Capacity_In_Model_Year | 0.5
Generic_PGE_South_500_HSN | Southern_PGAE_Li_Battery_8hr_140_Generic | Reliability_Capacity_In_Model_Year | 1 | Generic_PGE_North_500_SSN | Northern_California_Li_Battery_8hr_94_Generic | Reliability_Capacity_In_Model_Year | 0.5
Generic_PGE_South_500_HSN | Southern_PGAE_Li_Battery_8hr_147_Generic | Reliability_Capacity_In_Model_Year | 1 | Generic_PGE_North_500_SSN | Northern_California_Li_Battery_8hr_96_Generic | Reliability_Capacity_In_Model_Year | 0.5
Generic_PGE_South_500_HSN | Southern_PGAE_Li_Battery_8hr_148_Generic | Reliability_Capacity_In_Model_Year | 1 | Generic_PGE_North_500_SSN | Northern_California_Pumped_Storage_5_Generic | Reliability_Capacity_In_Model_Year | 0.5
Generic_PGE_South_500_HSN | Southern_PGAE_Li_Battery_8hr_151_Generic | Reliability_Capacity_In_Model_Year | 1 | Generic_PGE_North_500_SSN | Northern_California_Solar_100_Generic | Reliability_Capacity_In_Model_Year | 0.556
Generic_PGE_South_500_HSN | Southern_PGAE_Li_Battery_8hr_152_Generic | Reliability_Capacity_In_Model_Year | 1 | Generic_PGE_North_500_SSN | Northern_California_Solar_112_Generic | Reliability_Capacity_In_Model_Year | 0.556
Generic_PGE_South_500_HSN | Southern_PGAE_Li_Battery_8hr_154_Generic | Reliability_Capacity_In_Model_Year | 1 | Generic_PGE_North_500_SSN | Northern_California_Solar_113_Generic | Reliability_Capacity_In_Model_Year | 0.556
Generic_PGE_South_500_HSN | Southern_PGAE_Li_Battery_8hr_160_Generic | Reliability_Capacity_In_Model_Year | 1 | Generic_PGE_South_500_SSN | Northern_California_Solar_113_Generic | Reliability_Capacity_In_Model_Year | 0.556
Generic_PGE_South_500_HSN | Southern_PGAE_Li_Battery_8hr_161_Generic | Reliability_Capacity_In_Model_Year | 1 | Generic_PGE_North_500_SSN | Northern_California_Solar_114_Generic | Reliability_Capacity_In_Model_Year | 0.556
Generic_PGE_South_500_HSN | Southern_PGAE_Li_Battery_8hr_162_Generic | Reliability_Capacity_In_Model_Year | 1 | Generic_PGE_South_500_SSN | Northern_California_Solar_114_Generic | Reliability_Capacity_In_Model_Year | 0.556
Generic_PGE_South_500_HSN | Southern_PGAE_Li_Battery_8hr_163_Generic | Reliability_Capacity_In_Model_Year | 1 | Generic_PGE_North_500_SSN | Northern_California_Solar_116_Generic | Reliability_Capacity_In_Model_Year | 0.556
Generic_PGE_South_500_HSN | Southern_PGAE_Li_Battery_8hr_164_Generic | Reliability_Capacity_In_Model_Year | 1 | Generic_PGE_North_500_SSN | Northern_California_Solar_121_Generic | Reliability_Capacity_In_Model_Year | 0.556
Generic_PGE_South_500_HSN | Southern_PGAE_Li_Battery_8hr_165_Generic | Reliability_Capacity_In_Model_Year | 1 | Generic_PGE_North_500_SSN | Northern_California_Solar_122_Generic | Reliability_Capacity_In_Model_Year | 0.556
Generic_PGE_South_500_HSN | Southern_PGAE_Li_Battery_8hr_168_Generic | Reliability_Capacity_In_Model_Year | 1 | Generic_PGE_North_500_SSN | Northern_California_Solar_126_Generic | Reliability_Capacity_In_Model_Year | 0.556
Generic_PGE_South_500_HSN | Southern_PGAE_Li_Battery_8hr_169_Generic | Reliability_Capacity_In_Model_Year | 1 | Generic_PGE_North_500_SSN | Northern_California_Solar_127_Generic | Reliability_Capacity_In_Model_Year | 0.556
Generic_PGE_South_500_HSN | Southern_PGAE_Li_Battery_8hr_17_Generic | Reliability_Capacity_In_Model_Year | 1 | Generic_PGE_South_500_SSN | Northern_California_Solar_130_Generic | Reliability_Capacity_In_Model_Year | 0.556
Generic_PGE_South_500_HSN | Southern_PGAE_Li_Battery_8hr_170_Generic | Reliability_Capacity_In_Model_Year | 1 | Generic_PGE_North_500_SSN | Northern_California_Solar_132_Generic | Reliability_Capacity_In_Model_Year | 0.556
Generic_PGE_South_500_HSN | Southern_PGAE_Li_Battery_8hr_173_Generic | Reliability_Capacity_In_Model_Year | 1 | Generic_PGE_North_500_SSN | Northern_California_Solar_135_Generic | Reliability_Capacity_In_Model_Year | 0.556
Generic_PGE_South_500_HSN | Southern_PGAE_Li_Battery_8hr_174_Generic | Reliability_Capacity_In_Model_Year | 1 | Generic_PGE_North_500_SSN | Northern_California_Solar_138_Generic | Reliability_Capacity_In_Model_Year | 0.556
Generic_PGE_South_500_HSN | Southern_PGAE_Li_Battery_8hr_175_Generic | Reliability_Capacity_In_Model_Year | 1 | Generic_PGE_South_500_SSN | Northern_California_Solar_138_Generic | Reliability_Capacity_In_Model_Year | 0.556
Generic_PGE_South_500_HSN | Southern_PGAE_Li_Battery_8hr_176_Generic | Reliability_Capacity_In_Model_Year | 1 | Generic_PGE_North_500_SSN | Northern_California_Solar_141_Generic | Reliability_Capacity_In_Model_Year | 0.556
Generic_PGE_South_500_HSN | Southern_PGAE_Li_Battery_8hr_177_Generic | Reliability_Capacity_In_Model_Year | 1 | Generic_PGE_North_500_SSN | Northern_California_Solar_144_Generic | Reliability_Capacity_In_Model_Year | 0.556
Generic_PGE_South_500_HSN | Southern_PGAE_Li_Battery_8hr_181_Generic | Reliability_Capacity_In_Model_Year | 1 | Generic_PGE_North_500_SSN | Northern_California_Solar_149_Generic | Reliability_Capacity_In_Model_Year | 0.556
Generic_PGE_South_500_HSN | Southern_PGAE_Li_Battery_8hr_22_Generic | Reliability_Capacity_In_Model_Year | 1 | Generic_PGE_North_500_SSN | Northern_California_Solar_150_Generic | Reliability_Capacity_In_Model_Year | 0.556
Generic_PGE_South_500_HSN | Southern_PGAE_Li_Battery_8hr_23_Generic | Reliability_Capacity_In_Model_Year | 1 | Generic_PGE_North_500_SSN | Northern_California_Solar_155_Generic | Reliability_Capacity_In_Model_Year | 0.556
Generic_PGE_South_500_HSN | Southern_PGAE_Li_Battery_8hr_24_Generic | Reliability_Capacity_In_Model_Year | 1 | Generic_PGE_North_500_SSN | Northern_California_Solar_157_Generic | Reliability_Capacity_In_Model_Year | 0.556
Generic_PGE_South_500_HSN | Southern_PGAE_Li_Battery_8hr_27_Generic | Reliability_Capacity_In_Model_Year | 1 | Generic_PGE_North_500_SSN | Northern_California_Solar_158_Generic | Reliability_Capacity_In_Model_Year | 0.556
Generic_PGE_South_500_HSN | Southern_PGAE_Li_Battery_8hr_3_Generic | Reliability_Capacity_In_Model_Year | 1 | Generic_PGE_North_500_SSN | Northern_California_Solar_159_Generic | Reliability_Capacity_In_Model_Year | 0.556
Generic_PGE_South_500_HSN | Southern_PGAE_Li_Battery_8hr_33_Generic | Reliability_Capacity_In_Model_Year | 1 | Generic_PGE_North_500_SSN | Northern_California_Solar_166_Generic | Reliability_Capacity_In_Model_Year | 0.556
Generic_PGE_South_500_HSN | Southern_PGAE_Li_Battery_8hr_34_Generic | Reliability_Capacity_In_Model_Year | 1 | Generic_PGE_South_500_SSN | Northern_California_Solar_166_Generic | Reliability_Capacity_In_Model_Year | 0.556
Generic_PGE_South_500_HSN | Southern_PGAE_Li_Battery_8hr_37_Generic | Reliability_Capacity_In_Model_Year | 1 | Generic_PGE_North_500_SSN | Northern_California_Solar_172_Generic | Reliability_Capacity_In_Model_Year | 0.556
Generic_PGE_South_500_HSN | Southern_PGAE_Li_Battery_8hr_39_Generic | Reliability_Capacity_In_Model_Year | 1 | Generic_PGE_North_500_SSN | Northern_California_Solar_178_Generic | Reliability_Capacity_In_Model_Year | 0.556
Generic_PGE_South_500_HSN | Southern_PGAE_Li_Battery_8hr_43_Generic | Reliability_Capacity_In_Model_Year | 1 | Generic_PGE_North_500_SSN | Northern_California_Solar_179_Generic | Reliability_Capacity_In_Model_Year | 0.556
Generic_PGE_South_500_HSN | Southern_PGAE_Li_Battery_8hr_45_Generic | Reliability_Capacity_In_Model_Year | 1 | Generic_PGE_North_500_SSN | Northern_California_Solar_180_Generic | Reliability_Capacity_In_Model_Year | 0.556
Generic_PGE_South_500_HSN | Southern_PGAE_Li_Battery_8hr_46_Generic | Reliability_Capacity_In_Model_Year | 1 | Generic_PGE_North_500_SSN | Northern_California_Solar_25_Generic | Reliability_Capacity_In_Model_Year | 0.556
Generic_PGE_South_500_HSN | Southern_PGAE_Li_Battery_8hr_47_Generic | Reliability_Capacity_In_Model_Year | 1 | Generic_PGE_North_500_SSN | Northern_California_Solar_26_Generic | Reliability_Capacity_In_Model_Year | 0.556
Generic_PGE_South_500_HSN | Southern_PGAE_Li_Battery_8hr_49_Generic | Reliability_Capacity_In_Model_Year | 1 | Generic_PGE_North_500_SSN | Northern_California_Solar_29_Generic | Reliability_Capacity_In_Model_Year | 0.556
Generic_PGE_South_500_HSN | Southern_PGAE_Li_Battery_8hr_52_Generic | Reliability_Capacity_In_Model_Year | 1 | Generic_PGE_North_500_SSN | Northern_California_Solar_31_Generic | Reliability_Capacity_In_Model_Year | 0.556
Generic_PGE_South_500_HSN | Southern_PGAE_Li_Battery_8hr_54_Generic | Reliability_Capacity_In_Model_Year | 1 | Generic_PGE_North_500_SSN | Northern_California_Solar_35_Generic | Reliability_Capacity_In_Model_Year | 0.556
Generic_PGE_South_500_HSN | Southern_PGAE_Li_Battery_8hr_61_Generic | Reliability_Capacity_In_Model_Year | 1 | Generic_PGE_North_500_SSN | Northern_California_Solar_38_Generic | Reliability_Capacity_In_Model_Year | 0.556
Generic_PGE_South_500_HSN | Southern_PGAE_Li_Battery_8hr_69_Generic | Reliability_Capacity_In_Model_Year | 1 | Generic_PGE_North_500_SSN | Northern_California_Solar_41_Generic | Reliability_Capacity_In_Model_Year | 0.556
Generic_PGE_South_500_HSN | Southern_PGAE_Li_Battery_8hr_72_Generic | Reliability_Capacity_In_Model_Year | 1 | Generic_PGE_North_500_SSN | Northern_California_Solar_44_Generic | Reliability_Capacity_In_Model_Year | 0.556
Generic_PGE_South_500_HSN | Southern_PGAE_Li_Battery_8hr_74_Generic | Reliability_Capacity_In_Model_Year | 1 | Generic_PGE_North_500_SSN | Northern_California_Solar_5_Generic | Reliability_Capacity_In_Model_Year | 0.556
Generic_PGE_South_500_HSN | Southern_PGAE_Li_Battery_8hr_75_Generic | Reliability_Capacity_In_Model_Year | 1 | Generic_PGE_North_500_SSN | Northern_California_Solar_51_Generic | Reliability_Capacity_In_Model_Year | 0.556
Generic_PGE_South_500_HSN | Southern_PGAE_Li_Battery_8hr_79_Generic | Reliability_Capacity_In_Model_Year | 1 | Generic_PGE_North_500_SSN | Northern_California_Solar_57_Generic | Reliability_Capacity_In_Model_Year | 0.556
Generic_PGE_South_500_HSN | Southern_PGAE_Li_Battery_8hr_8_Generic | Reliability_Capacity_In_Model_Year | 1 | Generic_PGE_North_500_SSN | Northern_California_Solar_68_Generic | Reliability_Capacity_In_Model_Year | 0.556
Generic_PGE_South_500_HSN | Southern_PGAE_Li_Battery_8hr_93_Generic | Reliability_Capacity_In_Model_Year | 1 | Generic_PGE_North_500_SSN | Northern_California_Solar_70_Generic | Reliability_Capacity_In_Model_Year | 0.556
Generic_PGE_South_500_HSN | Southern_PGAE_Li_Battery_8hr_98_Generic | Reliability_Capacity_In_Model_Year | 1 | Generic_PGE_North_500_SSN | Northern_California_Solar_73_Generic | Reliability_Capacity_In_Model_Year | 0.556
Generic_PGE_South_500_HSN | Southern_PGAE_Li_Battery_8hr_99_Generic | Reliability_Capacity_In_Model_Year | 1 | Generic_PGE_North_500_SSN | Northern_California_Solar_76_Generic | Reliability_Capacity_In_Model_Year | 0.556
Generic_PGE_South_500_HSN | Southern_PGAE_Solar_102_Generic | Reliability_Capacity_In_Model_Year | 0.1 | Generic_PGE_North_500_SSN | Northern_California_Solar_80_Generic | Reliability_Capacity_In_Model_Year | 0.556
Generic_PGE_South_500_HSN | Southern_PGAE_Solar_109_Generic | Reliability_Capacity_In_Model_Year | 0.1 | Generic_PGE_North_500_SSN | Northern_California_Solar_82_Generic | Reliability_Capacity_In_Model_Year | 0.556
Generic_PGE_South_500_HSN | Southern_PGAE_Solar_117_Generic | Reliability_Capacity_In_Model_Year | 0.1 | Generic_PGE_North_500_SSN | Northern_California_Solar_83_Generic | Reliability_Capacity_In_Model_Year | 0.556
Generic_PGE_South_500_HSN | Southern_PGAE_Solar_118_Generic | Reliability_Capacity_In_Model_Year | 0.1 | Generic_PGE_North_500_SSN | Northern_California_Solar_84_Generic | Reliability_Capacity_In_Model_Year | 0.556
Generic_PGE_South_500_HSN | Southern_PGAE_Solar_12_Generic | Reliability_Capacity_In_Model_Year | 0.1 | Generic_PGE_North_500_SSN | Northern_California_Solar_85_Generic | Reliability_Capacity_In_Model_Year | 0.556
Generic_PGE_South_500_HSN | Southern_PGAE_Solar_124_Generic | Reliability_Capacity_In_Model_Year | 0.1 | Generic_PGE_South_500_SSN | Northern_California_Solar_85_Generic | Reliability_Capacity_In_Model_Year | 0.556
Generic_PGE_South_500_HSN | Southern_PGAE_Solar_136_Generic | Reliability_Capacity_In_Model_Year | 0.1 | Generic_PGE_North_500_SSN | Northern_California_Solar_92_Generic | Reliability_Capacity_In_Model_Year | 0.556
Generic_PGE_South_500_HSN | Southern_PGAE_Solar_139_Generic | Reliability_Capacity_In_Model_Year | 0.1 | Generic_PGE_North_500_SSN | Northern_California_Solar_94_Generic | Reliability_Capacity_In_Model_Year | 0.556
Generic_PGE_South_500_HSN | Southern_PGAE_Solar_140_Generic | Reliability_Capacity_In_Model_Year | 0.1 | Generic_PGE_North_500_SSN | Northern_California_Solar_96_Generic | Reliability_Capacity_In_Model_Year | 0.556
Generic_PGE_South_500_HSN | Southern_PGAE_Solar_147_Generic | Reliability_Capacity_In_Model_Year | 0.1 | Generic_PGE_North_500_SSN | Northern_California_Wind_159_Generic | Reliability_Capacity_In_Model_Year | 0.163
Generic_PGE_South_500_HSN | Southern_PGAE_Solar_148_Generic | Reliability_Capacity_In_Model_Year | 0.1 | Generic_PGE_North_500_SSN | Northern_California_Wind_26_Generic | Reliability_Capacity_In_Model_Year | 0.163
Generic_PGE_South_500_HSN | Southern_PGAE_Solar_151_Generic | Reliability_Capacity_In_Model_Year | 0.1 | Generic_PGE_North_500_SSN | Northern_California_Wind_35_Generic | Reliability_Capacity_In_Model_Year | 0.163
Generic_PGE_South_500_HSN | Southern_PGAE_Solar_152_Generic | Reliability_Capacity_In_Model_Year | 0.1 | Generic_PGE_North_500_SSN | Northern_California_Wind_5_Generic | Reliability_Capacity_In_Model_Year | 0.163
Generic_PGE_South_500_HSN | Southern_PGAE_Solar_154_Generic | Reliability_Capacity_In_Model_Year | 0.1 | Generic_PGE_North_500_SSN | Northern_California_Wind_76_Generic | Reliability_Capacity_In_Model_Year | 0.163
Generic_PGE_South_500_HSN | Southern_PGAE_Solar_160_Generic | Reliability_Capacity_In_Model_Year | 0.1 | Generic_PGE_North_500_SSN | Northern_California_Wind_83_Generic | Reliability_Capacity_In_Model_Year | 0.163
Generic_PGE_South_500_HSN | Southern_PGAE_Solar_161_Generic | Reliability_Capacity_In_Model_Year | 0.1 | Generic_SCE_East_Pisgah_500_SSN | Northern_Nevada_Geothermal_19_Generic | Reliability_Capacity_In_Model_Year | 1
Generic_PGE_South_500_HSN | Southern_PGAE_Solar_162_Generic | Reliability_Capacity_In_Model_Year | 0.1 | Generic_SCE_Eastern_500_SSN | Northern_Nevada_Geothermal_19_Generic | Reliability_Capacity_In_Model_Year | 1
Generic_PGE_South_500_HSN | Southern_PGAE_Solar_163_Generic | Reliability_Capacity_In_Model_Year | 0.1 | Generic_PGE_North_500_SSN | Pacific_Northwest_Geothermal_5_Generic | Reliability_Capacity_In_Model_Year | 1
Generic_PGE_South_500_HSN | Southern_PGAE_Solar_164_Generic | Reliability_Capacity_In_Model_Year | 0.1 | Generic_SCE_Eastern_500_SSN | Riverside_East_Pumped_Storage_59_Generic | Reliability_Capacity_In_Model_Year | 0.5
Generic_PGE_South_500_HSN | Southern_PGAE_Solar_165_Generic | Reliability_Capacity_In_Model_Year | 0.1 | Generic_SCE_Eastern_500_SSN | Riverside_Flow_Battery_129_Generic | Reliability_Capacity_In_Model_Year | 0.5
Generic_PGE_South_500_HSN | Southern_PGAE_Solar_168_Generic | Reliability_Capacity_In_Model_Year | 0.1 | Generic_SCE_Eastern_500_SSN | Riverside_Flow_Battery_59_Generic | Reliability_Capacity_In_Model_Year | 0.5
Generic_PGE_South_500_HSN | Southern_PGAE_Solar_169_Generic | Reliability_Capacity_In_Model_Year | 0.1 | Generic_SCE_Eastern_500_SSN | Riverside_Flow_Battery_60_Generic | Reliability_Capacity_In_Model_Year | 0.5
Generic_PGE_South_500_HSN | Southern_PGAE_Solar_17_Generic | Reliability_Capacity_In_Model_Year | 0.1 | Generic_SCE_Eastern_500_SSN | Riverside_Flow_Battery_9_Generic | Reliability_Capacity_In_Model_Year | 0.5
Generic_PGE_South_500_HSN | Southern_PGAE_Solar_170_Generic | Reliability_Capacity_In_Model_Year | 0.1 | Generic_SCE_Eastern_500_SSN | Riverside_Li_Battery_4hr_129_Generic | Reliability_Capacity_In_Model_Year | 0.5
Generic_PGE_South_500_HSN | Southern_PGAE_Solar_173_Generic | Reliability_Capacity_In_Model_Year | 0.1 | Generic_SCE_Eastern_500_SSN | Riverside_Li_Battery_4hr_59_Generic | Reliability_Capacity_In_Model_Year | 0.5
Generic_PGE_South_500_HSN | Southern_PGAE_Solar_174_Generic | Reliability_Capacity_In_Model_Year | 0.1 | Generic_SCE_Eastern_500_SSN | Riverside_Li_Battery_4hr_60_Generic | Reliability_Capacity_In_Model_Year | 0.5
Generic_PGE_South_500_HSN | Southern_PGAE_Solar_175_Generic | Reliability_Capacity_In_Model_Year | 0.1 | Generic_SCE_Eastern_500_SSN | Riverside_Li_Battery_4hr_9_Generic | Reliability_Capacity_In_Model_Year | 0.5
Generic_PGE_South_500_HSN | Southern_PGAE_Solar_176_Generic | Reliability_Capacity_In_Model_Year | 0.1 | Generic_SCE_Eastern_500_SSN | Riverside_Li_Battery_8hr_129_Generic | Reliability_Capacity_In_Model_Year | 0.5
Generic_PGE_South_500_HSN | Southern_PGAE_Solar_177_Generic | Reliability_Capacity_In_Model_Year | 0.1 | Generic_SCE_Eastern_500_SSN | Riverside_Li_Battery_8hr_59_Generic | Reliability_Capacity_In_Model_Year | 0.5
Generic_PGE_South_500_HSN | Southern_PGAE_Solar_181_Generic | Reliability_Capacity_In_Model_Year | 0.1 | Generic_SCE_Eastern_500_SSN | Riverside_Li_Battery_8hr_60_Generic | Reliability_Capacity_In_Model_Year | 0.5
Generic_PGE_South_500_HSN | Southern_PGAE_Solar_22_Generic | Reliability_Capacity_In_Model_Year | 0.1 | Generic_SCE_Eastern_500_SSN | Riverside_Li_Battery_8hr_9_Generic | Reliability_Capacity_In_Model_Year | 0.5
Generic_PGE_South_500_HSN | Southern_PGAE_Solar_23_Generic | Reliability_Capacity_In_Model_Year | 0.1 | Generic_SCE_Eastern_500_SSN | Riverside_Solar_129_Generic | Reliability_Capacity_In_Model_Year | 0.427
Generic_PGE_South_500_HSN | Southern_PGAE_Solar_24_Generic | Reliability_Capacity_In_Model_Year | 0.1 | Generic_SCE_Eastern_500_SSN | Riverside_Solar_59_Generic | Reliability_Capacity_In_Model_Year | 0.427
Generic_PGE_South_500_HSN | Southern_PGAE_Solar_27_Generic | Reliability_Capacity_In_Model_Year | 0.1 | Generic_SCE_Eastern_500_SSN | Riverside_Solar_60_Generic | Reliability_Capacity_In_Model_Year | 0.427
Generic_PGE_South_500_HSN | Southern_PGAE_Solar_3_Generic | Reliability_Capacity_In_Model_Year | 0.1 | Generic_SCE_Eastern_500_SSN | Riverside_Solar_9_Generic | Reliability_Capacity_In_Model_Year | 0.427
Generic_PGE_South_500_HSN | Southern_PGAE_Solar_33_Generic | Reliability_Capacity_In_Model_Year | 0.1 | Generic_SCE_Eastern_500_SSN | Riverside_West_Pumped_Storage_9_Generic | Reliability_Capacity_In_Model_Year | 0.5
Generic_PGE_South_500_HSN | Southern_PGAE_Solar_34_Generic | Reliability_Capacity_In_Model_Year | 0.1 | Generic_SCE_Eastern_500_SSN | San_Diego_Pumped_Storage_119_Generic | Reliability_Capacity_In_Model_Year | 0.5
Generic_PGE_South_500_HSN | Southern_PGAE_Solar_37_Generic | Reliability_Capacity_In_Model_Year | 0.1 | Generic_PGE_North_500_SSN | Solano_Wind_122_Generic | Reliability_Capacity_In_Model_Year | 0.163
Generic_PGE_South_500_HSN | Southern_PGAE_Solar_39_Generic | Reliability_Capacity_In_Model_Year | 0.1 | Generic_PGE_North_500_SSN | Solano_Wind_126_Generic | Reliability_Capacity_In_Model_Year | 0.163
Generic_PGE_South_500_HSN | Southern_PGAE_Solar_43_Generic | Reliability_Capacity_In_Model_Year | 0.1 | Generic_PGE_North_500_SSN | Solano_Wind_85_Generic | Reliability_Capacity_In_Model_Year | 0.163
Generic_PGE_South_500_HSN | Southern_PGAE_Solar_45_Generic | Reliability_Capacity_In_Model_Year | 0.1 | Generic_PGE_South_500_SSN | Solano_Wind_85_Generic | Reliability_Capacity_In_Model_Year | 0.163
Generic_PGE_South_500_HSN | Southern_PGAE_Solar_46_Generic | Reliability_Capacity_In_Model_Year | 0.1 | Generic_PGE_North_500_SSN | Solano_Wind_94_Generic | Reliability_Capacity_In_Model_Year | 0.163
Generic_PGE_South_500_HSN | Southern_PGAE_Solar_47_Generic | Reliability_Capacity_In_Model_Year | 0.1 | Generic_SCE_East_Pisgah_500_SSN | Southern_NV_Eldorado_Flow_Battery_15_Generic | Reliability_Capacity_In_Model_Year | 0.5
Generic_PGE_South_500_HSN | Southern_PGAE_Solar_49_Generic | Reliability_Capacity_In_Model_Year | 0.1 | Generic_SCE_East_Pisgah_500_SSN | Southern_NV_Eldorado_Flow_Battery_16_Generic | Reliability_Capacity_In_Model_Year | 0.5
Generic_PGE_South_500_HSN | Southern_PGAE_Solar_52_Generic | Reliability_Capacity_In_Model_Year | 0.1 | Generic_SCE_East_Pisgah_500_SSN | Southern_NV_Eldorado_Flow_Battery_19_Generic | Reliability_Capacity_In_Model_Year | 0.5
Generic_PGE_South_500_HSN | Southern_PGAE_Solar_54_Generic | Reliability_Capacity_In_Model_Year | 0.1 | Generic_SCE_Eastern_500_SSN | Southern_NV_Eldorado_Flow_Battery_19_Generic | Reliability_Capacity_In_Model_Year | 0.5
Generic_PGE_South_500_HSN | Southern_PGAE_Solar_61_Generic | Reliability_Capacity_In_Model_Year | 0.1 | Generic_SCE_East_Pisgah_500_SSN | Southern_NV_Eldorado_Flow_Battery_2_Generic | Reliability_Capacity_In_Model_Year | 0.5
Generic_PGE_South_500_HSN | Southern_PGAE_Solar_69_Generic | Reliability_Capacity_In_Model_Year | 0.1 | Generic_SCE_East_Pisgah_500_SSN | Southern_NV_Eldorado_Flow_Battery_40_Generic | Reliability_Capacity_In_Model_Year | 0.5
Generic_PGE_South_500_HSN | Southern_PGAE_Solar_72_Generic | Reliability_Capacity_In_Model_Year | 0.1 | Generic_SCE_Eastern_500_SSN | Southern_NV_Eldorado_Flow_Battery_40_Generic | Reliability_Capacity_In_Model_Year | 0.5
Generic_PGE_South_500_HSN | Southern_PGAE_Solar_74_Generic | Reliability_Capacity_In_Model_Year | 0.1 | Generic_SCE_East_Pisgah_500_SSN | Southern_NV_Eldorado_Flow_Battery_42_Generic | Reliability_Capacity_In_Model_Year | 0.5
Generic_PGE_South_500_HSN | Southern_PGAE_Solar_75_Generic | Reliability_Capacity_In_Model_Year | 0.1 | Generic_SCE_East_Pisgah_500_SSN | Southern_NV_Eldorado_Li_Battery_4hr_15_Generic | Reliability_Capacity_In_Model_Year | 0.5
Generic_PGE_South_500_HSN | Southern_PGAE_Solar_79_Generic | Reliability_Capacity_In_Model_Year | 0.1 | Generic_SCE_East_Pisgah_500_SSN | Southern_NV_Eldorado_Li_Battery_4hr_16_Generic | Reliability_Capacity_In_Model_Year | 0.5
Generic_PGE_South_500_HSN | Southern_PGAE_Solar_8_Generic | Reliability_Capacity_In_Model_Year | 0.1 | Generic_SCE_East_Pisgah_500_SSN | Southern_NV_Eldorado_Li_Battery_4hr_19_Generic | Reliability_Capacity_In_Model_Year | 0.5
Generic_PGE_South_500_HSN | Southern_PGAE_Solar_93_Generic | Reliability_Capacity_In_Model_Year | 0.1 | Generic_SCE_Eastern_500_SSN | Southern_NV_Eldorado_Li_Battery_4hr_19_Generic | Reliability_Capacity_In_Model_Year | 0.5
Generic_PGE_South_500_HSN | Southern_PGAE_Solar_98_Generic | Reliability_Capacity_In_Model_Year | 0.1 | Generic_SCE_East_Pisgah_500_SSN | Southern_NV_Eldorado_Li_Battery_4hr_2_Generic | Reliability_Capacity_In_Model_Year | 0.5
Generic_PGE_South_500_HSN | Southern_PGAE_Solar_99_Generic | Reliability_Capacity_In_Model_Year | 0.1 | Generic_SCE_East_Pisgah_500_SSN | Southern_NV_Eldorado_Li_Battery_4hr_40_Generic | Reliability_Capacity_In_Model_Year | 0.5
Generic_PGE_South_500_HSN | Tehachapi_Flow_Battery_125_Generic | Reliability_Capacity_In_Model_Year | 1 | Generic_SCE_Eastern_500_SSN | Southern_NV_Eldorado_Li_Battery_4hr_40_Generic | Reliability_Capacity_In_Model_Year | 0.5
Generic_PGE_South_500_HSN | Tehachapi_Li_Battery_4hr_125_Generic | Reliability_Capacity_In_Model_Year | 1 | Generic_SCE_East_Pisgah_500_SSN | Southern_NV_Eldorado_Li_Battery_4hr_42_Generic | Reliability_Capacity_In_Model_Year | 0.5
Generic_PGE_South_500_HSN | Tehachapi_Li_Battery_8hr_125_Generic | Reliability_Capacity_In_Model_Year | 1 | Generic_SCE_East_Pisgah_500_SSN | Southern_NV_Eldorado_Li_Battery_8hr_15_Generic | Reliability_Capacity_In_Model_Year | 0.5
Generic_PGE_South_500_HSN | Tehachapi_Solar_125_Generic | Reliability_Capacity_In_Model_Year | 0.106 | Generic_SCE_East_Pisgah_500_SSN | Southern_NV_Eldorado_Li_Battery_8hr_16_Generic | Reliability_Capacity_In_Model_Year | 0.5
Generic_PGE_South_500_HSN | Generic_PGE_South_500_group | Operational_New_Capacity_MW | -1 | Generic_SCE_East_Pisgah_500_SSN | Southern_NV_Eldorado_Li_Battery_8hr_19_Generic | Reliability_Capacity_In_Model_Year | 0.5
Generic_PGE_South_500_offpeak | Central_Valley_North_Los_Banos_Biomass_47_Generic | Operational_New_Capacity_MW | 1 | Generic_SCE_Eastern_500_SSN | Southern_NV_Eldorado_Li_Battery_8hr_19_Generic | Reliability_Capacity_In_Model_Year | 0.5
Generic_PGE_South_500_offpeak | Central_Valley_North_Los_Banos_Wind_125_Generic | Operational_New_Capacity_MW | 0.63 | Generic_SCE_East_Pisgah_500_SSN | Southern_NV_Eldorado_Li_Battery_8hr_2_Generic | Reliability_Capacity_In_Model_Year | 0.5
Generic_PGE_South_500_offpeak | Central_Valley_North_Los_Banos_Wind_154_Generic | Operational_New_Capacity_MW | 0.63 | Generic_SCE_East_Pisgah_500_SSN | Southern_NV_Eldorado_Li_Battery_8hr_40_Generic | Reliability_Capacity_In_Model_Year | 0.5
Generic_PGE_South_500_offpeak | Central_Valley_North_Los_Banos_Wind_162_Generic | Operational_New_Capacity_MW | 0.63 | Generic_SCE_Eastern_500_SSN | Southern_NV_Eldorado_Li_Battery_8hr_40_Generic | Reliability_Capacity_In_Model_Year | 0.5
Generic_PGE_South_500_offpeak | Central_Valley_North_Los_Banos_Wind_17_Generic | Operational_New_Capacity_MW | 0.63 | Generic_SCE_East_Pisgah_500_SSN | Southern_NV_Eldorado_Li_Battery_8hr_42_Generic | Reliability_Capacity_In_Model_Year | 0.5
Generic_PGE_South_500_offpeak | Northern_California_Flow_Battery_113_Generic | Operational_New_Capacity_MW | -1 | Generic_SCE_East_Pisgah_500_SSN | Southern_NV_Eldorado_Solar_15_Generic | Reliability_Capacity_In_Model_Year | 0.427
Generic_PGE_South_500_offpeak | Northern_California_Flow_Battery_114_Generic | Operational_New_Capacity_MW | -1 | Generic_SCE_East_Pisgah_500_SSN | Southern_NV_Eldorado_Solar_16_Generic | Reliability_Capacity_In_Model_Year | 0.427
Generic_PGE_South_500_offpeak | Northern_California_Flow_Battery_130_Generic | Operational_New_Capacity_MW | -1 | Generic_SCE_East_Pisgah_500_SSN | Southern_NV_Eldorado_Solar_19_Generic | Reliability_Capacity_In_Model_Year | 0.427
Generic_PGE_South_500_offpeak | Northern_California_Flow_Battery_138_Generic | Operational_New_Capacity_MW | -1 | Generic_SCE_Eastern_500_SSN | Southern_NV_Eldorado_Solar_19_Generic | Reliability_Capacity_In_Model_Year | 0.427
Generic_PGE_South_500_offpeak | Northern_California_Flow_Battery_166_Generic | Operational_New_Capacity_MW | -1 | Generic_SCE_East_Pisgah_500_SSN | Southern_NV_Eldorado_Solar_2_Generic | Reliability_Capacity_In_Model_Year | 0.427
Generic_PGE_South_500_offpeak | Northern_California_Flow_Battery_85_Generic | Operational_New_Capacity_MW | -1 | Generic_SCE_East_Pisgah_500_SSN | Southern_NV_Eldorado_Solar_40_Generic | Reliability_Capacity_In_Model_Year | 0.427
Generic_PGE_South_500_offpeak | Northern_California_Li_Battery_4hr_113_Generic | Operational_New_Capacity_MW | -1 | Generic_SCE_Eastern_500_SSN | Southern_NV_Eldorado_Solar_40_Generic | Reliability_Capacity_In_Model_Year | 0.427
Generic_PGE_South_500_offpeak | Northern_California_Li_Battery_4hr_114_Generic | Operational_New_Capacity_MW | -1 | Generic_SCE_East_Pisgah_500_SSN | Southern_NV_Eldorado_Solar_42_Generic | Reliability_Capacity_In_Model_Year | 0.427
Generic_PGE_South_500_offpeak | Northern_California_Li_Battery_4hr_130_Generic | Operational_New_Capacity_MW | -1 | Generic_SCE_East_Pisgah_500_SSN | Southern_NV_Eldorado_Wind_15_Generic | Reliability_Capacity_In_Model_Year | 0.208
Generic_PGE_South_500_offpeak | Northern_California_Li_Battery_4hr_138_Generic | Operational_New_Capacity_MW | -1 | Generic_SCE_East_Pisgah_500_SSN | Southern_NV_Eldorado_Wind_16_Generic | Reliability_Capacity_In_Model_Year | 0.208
Generic_PGE_South_500_offpeak | Northern_California_Li_Battery_4hr_166_Generic | Operational_New_Capacity_MW | -1 | Generic_SCE_East_Pisgah_500_SSN | Southern_NV_Eldorado_Wind_2_Generic | Reliability_Capacity_In_Model_Year | 0.208
Generic_PGE_South_500_offpeak | Northern_California_Li_Battery_4hr_85_Generic | Operational_New_Capacity_MW | -1 | Generic_PGE_South_500_SSN | Southern_PGAE_Adiabatic_CAES_12_Generic | Reliability_Capacity_In_Model_Year | 0.5
Generic_PGE_South_500_offpeak | Northern_California_Li_Battery_8hr_113_Generic | Operational_New_Capacity_MW | -1 | Generic_PGE_South_500_SSN | Southern_PGAE_Flow_Battery_102_Generic | Reliability_Capacity_In_Model_Year | 0.5
Generic_PGE_South_500_offpeak | Northern_California_Li_Battery_8hr_114_Generic | Operational_New_Capacity_MW | -1 | Generic_PGE_South_500_SSN | Southern_PGAE_Flow_Battery_109_Generic | Reliability_Capacity_In_Model_Year | 0.5
Generic_PGE_South_500_offpeak | Northern_California_Li_Battery_8hr_130_Generic | Operational_New_Capacity_MW | -1 | Generic_PGE_North_500_SSN | Southern_PGAE_Flow_Battery_111_Generic | Reliability_Capacity_In_Model_Year | 0.5
Generic_PGE_South_500_offpeak | Northern_California_Li_Battery_8hr_138_Generic | Operational_New_Capacity_MW | -1 | Generic_PGE_South_500_SSN | Southern_PGAE_Flow_Battery_117_Generic | Reliability_Capacity_In_Model_Year | 0.5
Generic_PGE_South_500_offpeak | Northern_California_Li_Battery_8hr_166_Generic | Operational_New_Capacity_MW | -1 | Generic_PGE_South_500_SSN | Southern_PGAE_Flow_Battery_118_Generic | Reliability_Capacity_In_Model_Year | 0.5
Generic_PGE_South_500_offpeak | Northern_California_Li_Battery_8hr_85_Generic | Operational_New_Capacity_MW | -1 | Generic_PGE_South_500_SSN | Southern_PGAE_Flow_Battery_12_Generic | Reliability_Capacity_In_Model_Year | 0.5
Generic_PGE_South_500_offpeak | Northern_California_Solar_113_Generic | Operational_New_Capacity_MW | 0.68 | Generic_PGE_North_500_SSN | Southern_PGAE_Flow_Battery_124_Generic | Reliability_Capacity_In_Model_Year | 0.5
Generic_PGE_South_500_offpeak | Northern_California_Solar_114_Generic | Operational_New_Capacity_MW | 0.68 | Generic_PGE_South_500_SSN | Southern_PGAE_Flow_Battery_124_Generic | Reliability_Capacity_In_Model_Year | 0.5
Generic_PGE_South_500_offpeak | Northern_California_Solar_130_Generic | Operational_New_Capacity_MW | 0.68 | Generic_PGE_South_500_SSN | Southern_PGAE_Flow_Battery_136_Generic | Reliability_Capacity_In_Model_Year | 0.5
Generic_PGE_South_500_offpeak | Northern_California_Solar_138_Generic | Operational_New_Capacity_MW | 0.68 | Generic_PGE_North_500_SSN | Southern_PGAE_Flow_Battery_139_Generic | Reliability_Capacity_In_Model_Year | 0.5
Generic_PGE_South_500_offpeak | Northern_California_Solar_166_Generic | Operational_New_Capacity_MW | 0.68 | Generic_PGE_South_500_SSN | Southern_PGAE_Flow_Battery_139_Generic | Reliability_Capacity_In_Model_Year | 0.5
Generic_PGE_South_500_offpeak | Northern_California_Solar_85_Generic | Operational_New_Capacity_MW | 0.68 | Generic_PGE_North_500_SSN | Southern_PGAE_Flow_Battery_140_Generic | Reliability_Capacity_In_Model_Year | 0.5
Generic_PGE_South_500_offpeak | Solano_Wind_85_Generic | Operational_New_Capacity_MW | 0.63 | Generic_PGE_South_500_SSN | Southern_PGAE_Flow_Battery_140_Generic | Reliability_Capacity_In_Model_Year | 0.5
Generic_PGE_South_500_offpeak | Southern_PGAE_Adiabatic_CAES_12_Generic | Operational_New_Capacity_MW | -1 | Generic_PGE_North_500_SSN | Southern_PGAE_Flow_Battery_145_Generic | Reliability_Capacity_In_Model_Year | 0.5
Generic_PGE_South_500_offpeak | Southern_PGAE_Flow_Battery_102_Generic | Operational_New_Capacity_MW | -1 | Generic_PGE_South_500_SSN | Southern_PGAE_Flow_Battery_147_Generic | Reliability_Capacity_In_Model_Year | 0.5
Generic_PGE_South_500_offpeak | Southern_PGAE_Flow_Battery_109_Generic | Operational_New_Capacity_MW | -1 | Generic_PGE_South_500_SSN | Southern_PGAE_Flow_Battery_148_Generic | Reliability_Capacity_In_Model_Year | 0.5
Generic_PGE_South_500_offpeak | Southern_PGAE_Flow_Battery_117_Generic | Operational_New_Capacity_MW | -1 | Generic_PGE_North_500_SSN | Southern_PGAE_Flow_Battery_151_Generic | Reliability_Capacity_In_Model_Year | 0.5
Generic_PGE_South_500_offpeak | Southern_PGAE_Flow_Battery_118_Generic | Operational_New_Capacity_MW | -1 | Generic_PGE_South_500_SSN | Southern_PGAE_Flow_Battery_151_Generic | Reliability_Capacity_In_Model_Year | 0.5
Generic_PGE_South_500_offpeak | Southern_PGAE_Flow_Battery_12_Generic | Operational_New_Capacity_MW | -1 | Generic_PGE_South_500_SSN | Southern_PGAE_Flow_Battery_152_Generic | Reliability_Capacity_In_Model_Year | 0.5
Generic_PGE_South_500_offpeak | Southern_PGAE_Flow_Battery_124_Generic | Operational_New_Capacity_MW | -1 | Generic_PGE_North_500_SSN | Southern_PGAE_Flow_Battery_154_Generic | Reliability_Capacity_In_Model_Year | 0.5
Generic_PGE_South_500_offpeak | Southern_PGAE_Flow_Battery_136_Generic | Operational_New_Capacity_MW | -1 | Generic_PGE_South_500_SSN | Southern_PGAE_Flow_Battery_154_Generic | Reliability_Capacity_In_Model_Year | 0.5
Generic_PGE_South_500_offpeak | Southern_PGAE_Flow_Battery_139_Generic | Operational_New_Capacity_MW | -1 | Generic_PGE_South_500_SSN | Southern_PGAE_Flow_Battery_160_Generic | Reliability_Capacity_In_Model_Year | 0.5
Generic_PGE_South_500_offpeak | Southern_PGAE_Flow_Battery_140_Generic | Operational_New_Capacity_MW | -1 | Generic_PGE_North_500_SSN | Southern_PGAE_Flow_Battery_161_Generic | Reliability_Capacity_In_Model_Year | 0.5
Generic_PGE_South_500_offpeak | Southern_PGAE_Flow_Battery_147_Generic | Operational_New_Capacity_MW | -1 | Generic_PGE_South_500_SSN | Southern_PGAE_Flow_Battery_161_Generic | Reliability_Capacity_In_Model_Year | 0.5
Generic_PGE_South_500_offpeak | Southern_PGAE_Flow_Battery_148_Generic | Operational_New_Capacity_MW | -1 | Generic_PGE_North_500_SSN | Southern_PGAE_Flow_Battery_162_Generic | Reliability_Capacity_In_Model_Year | 0.5
Generic_PGE_South_500_offpeak | Southern_PGAE_Flow_Battery_151_Generic | Operational_New_Capacity_MW | -1 | Generic_PGE_South_500_SSN | Southern_PGAE_Flow_Battery_162_Generic | Reliability_Capacity_In_Model_Year | 0.5
Generic_PGE_South_500_offpeak | Southern_PGAE_Flow_Battery_152_Generic | Operational_New_Capacity_MW | -1 | Generic_PGE_North_500_SSN | Southern_PGAE_Flow_Battery_163_Generic | Reliability_Capacity_In_Model_Year | 0.5
Generic_PGE_South_500_offpeak | Southern_PGAE_Flow_Battery_154_Generic | Operational_New_Capacity_MW | -1 | Generic_PGE_South_500_SSN | Southern_PGAE_Flow_Battery_163_Generic | Reliability_Capacity_In_Model_Year | 0.5
Generic_PGE_South_500_offpeak | Southern_PGAE_Flow_Battery_160_Generic | Operational_New_Capacity_MW | -1 | Generic_PGE_North_500_SSN | Southern_PGAE_Flow_Battery_164_Generic | Reliability_Capacity_In_Model_Year | 0.5
Generic_PGE_South_500_offpeak | Southern_PGAE_Flow_Battery_161_Generic | Operational_New_Capacity_MW | -1 | Generic_PGE_South_500_SSN | Southern_PGAE_Flow_Battery_164_Generic | Reliability_Capacity_In_Model_Year | 0.5
Generic_PGE_South_500_offpeak | Southern_PGAE_Flow_Battery_162_Generic | Operational_New_Capacity_MW | -1 | Generic_PGE_North_500_SSN | Southern_PGAE_Flow_Battery_165_Generic | Reliability_Capacity_In_Model_Year | 0.5
Generic_PGE_South_500_offpeak | Southern_PGAE_Flow_Battery_163_Generic | Operational_New_Capacity_MW | -1 | Generic_PGE_South_500_SSN | Southern_PGAE_Flow_Battery_165_Generic | Reliability_Capacity_In_Model_Year | 0.5
Generic_PGE_South_500_offpeak | Southern_PGAE_Flow_Battery_164_Generic | Operational_New_Capacity_MW | -1 | Generic_PGE_North_500_SSN | Southern_PGAE_Flow_Battery_168_Generic | Reliability_Capacity_In_Model_Year | 0.5
Generic_PGE_South_500_offpeak | Southern_PGAE_Flow_Battery_165_Generic | Operational_New_Capacity_MW | -1 | Generic_PGE_South_500_SSN | Southern_PGAE_Flow_Battery_168_Generic | Reliability_Capacity_In_Model_Year | 0.5
Generic_PGE_South_500_offpeak | Southern_PGAE_Flow_Battery_168_Generic | Operational_New_Capacity_MW | -1 | Generic_PGE_North_500_SSN | Southern_PGAE_Flow_Battery_169_Generic | Reliability_Capacity_In_Model_Year | 0.5
Generic_PGE_South_500_offpeak | Southern_PGAE_Flow_Battery_169_Generic | Operational_New_Capacity_MW | -1 | Generic_PGE_South_500_SSN | Southern_PGAE_Flow_Battery_169_Generic | Reliability_Capacity_In_Model_Year | 0.5
Generic_PGE_South_500_offpeak | Southern_PGAE_Flow_Battery_17_Generic | Operational_New_Capacity_MW | -1 | Generic_PGE_North_500_SSN | Southern_PGAE_Flow_Battery_17_Generic | Reliability_Capacity_In_Model_Year | 0.5
Generic_PGE_South_500_offpeak | Southern_PGAE_Flow_Battery_170_Generic | Operational_New_Capacity_MW | -1 | Generic_PGE_South_500_SSN | Southern_PGAE_Flow_Battery_17_Generic | Reliability_Capacity_In_Model_Year | 0.5
Generic_PGE_South_500_offpeak | Southern_PGAE_Flow_Battery_173_Generic | Operational_New_Capacity_MW | -1 | Generic_PGE_North_500_SSN | Southern_PGAE_Flow_Battery_170_Generic | Reliability_Capacity_In_Model_Year | 0.5
Generic_PGE_South_500_offpeak | Southern_PGAE_Flow_Battery_174_Generic | Operational_New_Capacity_MW | -1 | Generic_PGE_South_500_SSN | Southern_PGAE_Flow_Battery_170_Generic | Reliability_Capacity_In_Model_Year | 0.5
Generic_PGE_South_500_offpeak | Southern_PGAE_Flow_Battery_175_Generic | Operational_New_Capacity_MW | -1 | Generic_PGE_South_500_SSN | Southern_PGAE_Flow_Battery_173_Generic | Reliability_Capacity_In_Model_Year | 0.5
Generic_PGE_South_500_offpeak | Southern_PGAE_Flow_Battery_176_Generic | Operational_New_Capacity_MW | -1 | Generic_PGE_North_500_SSN | Southern_PGAE_Flow_Battery_174_Generic | Reliability_Capacity_In_Model_Year | 0.5
Generic_PGE_South_500_offpeak | Southern_PGAE_Flow_Battery_177_Generic | Operational_New_Capacity_MW | -1 | Generic_PGE_South_500_SSN | Southern_PGAE_Flow_Battery_174_Generic | Reliability_Capacity_In_Model_Year | 0.5
Generic_PGE_South_500_offpeak | Southern_PGAE_Flow_Battery_181_Generic | Operational_New_Capacity_MW | -1 | Generic_PGE_South_500_SSN | Southern_PGAE_Flow_Battery_175_Generic | Reliability_Capacity_In_Model_Year | 0.5
Generic_PGE_South_500_offpeak | Southern_PGAE_Flow_Battery_22_Generic | Operational_New_Capacity_MW | -1 | Generic_PGE_North_500_SSN | Southern_PGAE_Flow_Battery_176_Generic | Reliability_Capacity_In_Model_Year | 0.5
Generic_PGE_South_500_offpeak | Southern_PGAE_Flow_Battery_23_Generic | Operational_New_Capacity_MW | -1 | Generic_PGE_South_500_SSN | Southern_PGAE_Flow_Battery_176_Generic | Reliability_Capacity_In_Model_Year | 0.5
Generic_PGE_South_500_offpeak | Southern_PGAE_Flow_Battery_24_Generic | Operational_New_Capacity_MW | -1 | Generic_PGE_South_500_SSN | Southern_PGAE_Flow_Battery_177_Generic | Reliability_Capacity_In_Model_Year | 0.5
Generic_PGE_South_500_offpeak | Southern_PGAE_Flow_Battery_27_Generic | Operational_New_Capacity_MW | -1 | Generic_PGE_South_500_SSN | Southern_PGAE_Flow_Battery_181_Generic | Reliability_Capacity_In_Model_Year | 0.5
Generic_PGE_South_500_offpeak | Southern_PGAE_Flow_Battery_3_Generic | Operational_New_Capacity_MW | -1 | Generic_PGE_South_500_SSN | Southern_PGAE_Flow_Battery_22_Generic | Reliability_Capacity_In_Model_Year | 0.5
Generic_PGE_South_500_offpeak | Southern_PGAE_Flow_Battery_33_Generic | Operational_New_Capacity_MW | -1 | Generic_PGE_South_500_SSN | Southern_PGAE_Flow_Battery_23_Generic | Reliability_Capacity_In_Model_Year | 0.5
Generic_PGE_South_500_offpeak | Southern_PGAE_Flow_Battery_34_Generic | Operational_New_Capacity_MW | -1 | Generic_PGE_South_500_SSN | Southern_PGAE_Flow_Battery_24_Generic | Reliability_Capacity_In_Model_Year | 0.5
Generic_PGE_South_500_offpeak | Southern_PGAE_Flow_Battery_37_Generic | Operational_New_Capacity_MW | -1 | Generic_PGE_South_500_SSN | Southern_PGAE_Flow_Battery_27_Generic | Reliability_Capacity_In_Model_Year | 0.5
Generic_PGE_South_500_offpeak | Southern_PGAE_Flow_Battery_39_Generic | Operational_New_Capacity_MW | -1 | Generic_PGE_South_500_SSN | Southern_PGAE_Flow_Battery_3_Generic | Reliability_Capacity_In_Model_Year | 0.5
Generic_PGE_South_500_offpeak | Southern_PGAE_Flow_Battery_43_Generic | Operational_New_Capacity_MW | -1 | Generic_PGE_South_500_SSN | Southern_PGAE_Flow_Battery_33_Generic | Reliability_Capacity_In_Model_Year | 0.5
Generic_PGE_South_500_offpeak | Southern_PGAE_Flow_Battery_45_Generic | Operational_New_Capacity_MW | -1 | Generic_PGE_South_500_SSN | Southern_PGAE_Flow_Battery_34_Generic | Reliability_Capacity_In_Model_Year | 0.5
Generic_PGE_South_500_offpeak | Southern_PGAE_Flow_Battery_46_Generic | Operational_New_Capacity_MW | -1 | Generic_PGE_South_500_SSN | Southern_PGAE_Flow_Battery_37_Generic | Reliability_Capacity_In_Model_Year | 0.5
Generic_PGE_South_500_offpeak | Southern_PGAE_Flow_Battery_47_Generic | Operational_New_Capacity_MW | -1 | Generic_PGE_South_500_SSN | Southern_PGAE_Flow_Battery_39_Generic | Reliability_Capacity_In_Model_Year | 0.5
Generic_PGE_South_500_offpeak | Southern_PGAE_Flow_Battery_49_Generic | Operational_New_Capacity_MW | -1 | Generic_PGE_South_500_SSN | Southern_PGAE_Flow_Battery_43_Generic | Reliability_Capacity_In_Model_Year | 0.5
Generic_PGE_South_500_offpeak | Southern_PGAE_Flow_Battery_52_Generic | Operational_New_Capacity_MW | -1 | Generic_PGE_South_500_SSN | Southern_PGAE_Flow_Battery_45_Generic | Reliability_Capacity_In_Model_Year | 0.5
Generic_PGE_South_500_offpeak | Southern_PGAE_Flow_Battery_54_Generic | Operational_New_Capacity_MW | -1 | Generic_PGE_South_500_SSN | Southern_PGAE_Flow_Battery_46_Generic | Reliability_Capacity_In_Model_Year | 0.5
Generic_PGE_South_500_offpeak | Southern_PGAE_Flow_Battery_61_Generic | Operational_New_Capacity_MW | -1 | Generic_PGE_South_500_SSN | Southern_PGAE_Flow_Battery_47_Generic | Reliability_Capacity_In_Model_Year | 0.5
Generic_PGE_South_500_offpeak | Southern_PGAE_Flow_Battery_69_Generic | Operational_New_Capacity_MW | -1 | Generic_PGE_South_500_SSN | Southern_PGAE_Flow_Battery_49_Generic | Reliability_Capacity_In_Model_Year | 0.5
Generic_PGE_South_500_offpeak | Southern_PGAE_Flow_Battery_72_Generic | Operational_New_Capacity_MW | -1 | Generic_PGE_South_500_SSN | Southern_PGAE_Flow_Battery_52_Generic | Reliability_Capacity_In_Model_Year | 0.5
Generic_PGE_South_500_offpeak | Southern_PGAE_Flow_Battery_74_Generic | Operational_New_Capacity_MW | -1 | Generic_PGE_South_500_SSN | Southern_PGAE_Flow_Battery_54_Generic | Reliability_Capacity_In_Model_Year | 0.5
Generic_PGE_South_500_offpeak | Southern_PGAE_Flow_Battery_75_Generic | Operational_New_Capacity_MW | -1 | Generic_PGE_South_500_SSN | Southern_PGAE_Flow_Battery_61_Generic | Reliability_Capacity_In_Model_Year | 0.5
Generic_PGE_South_500_offpeak | Southern_PGAE_Flow_Battery_79_Generic | Operational_New_Capacity_MW | -1 | Generic_PGE_South_500_SSN | Southern_PGAE_Flow_Battery_69_Generic | Reliability_Capacity_In_Model_Year | 0.5
Generic_PGE_South_500_offpeak | Southern_PGAE_Flow_Battery_8_Generic | Operational_New_Capacity_MW | -1 | Generic_PGE_South_500_SSN | Southern_PGAE_Flow_Battery_72_Generic | Reliability_Capacity_In_Model_Year | 0.5
Generic_PGE_South_500_offpeak | Southern_PGAE_Flow_Battery_93_Generic | Operational_New_Capacity_MW | -1 | Generic_PGE_South_500_SSN | Southern_PGAE_Flow_Battery_74_Generic | Reliability_Capacity_In_Model_Year | 0.5
Generic_PGE_South_500_offpeak | Southern_PGAE_Flow_Battery_98_Generic | Operational_New_Capacity_MW | -1 | Generic_PGE_South_500_SSN | Southern_PGAE_Flow_Battery_75_Generic | Reliability_Capacity_In_Model_Year | 0.5
Generic_PGE_South_500_offpeak | Southern_PGAE_Flow_Battery_99_Generic | Operational_New_Capacity_MW | -1 | Generic_PGE_South_500_SSN | Southern_PGAE_Flow_Battery_79_Generic | Reliability_Capacity_In_Model_Year | 0.5
Generic_PGE_South_500_offpeak | Southern_PGAE_Li_Battery_4hr_102_Generic | Operational_New_Capacity_MW | -1 | Generic_PGE_South_500_SSN | Southern_PGAE_Flow_Battery_8_Generic | Reliability_Capacity_In_Model_Year | 0.5
Generic_PGE_South_500_offpeak | Southern_PGAE_Li_Battery_4hr_109_Generic | Operational_New_Capacity_MW | -1 | Generic_PGE_South_500_SSN | Southern_PGAE_Flow_Battery_93_Generic | Reliability_Capacity_In_Model_Year | 0.5
Generic_PGE_South_500_offpeak | Southern_PGAE_Li_Battery_4hr_117_Generic | Operational_New_Capacity_MW | -1 | Generic_PGE_North_500_SSN | Southern_PGAE_Flow_Battery_95_Generic | Reliability_Capacity_In_Model_Year | 0.5
Generic_PGE_South_500_offpeak | Southern_PGAE_Li_Battery_4hr_118_Generic | Operational_New_Capacity_MW | -1 | Generic_PGE_South_500_SSN | Southern_PGAE_Flow_Battery_98_Generic | Reliability_Capacity_In_Model_Year | 0.5
Generic_PGE_South_500_offpeak | Southern_PGAE_Li_Battery_4hr_12_Generic | Operational_New_Capacity_MW | -1 | Generic_PGE_North_500_SSN | Southern_PGAE_Flow_Battery_99_Generic | Reliability_Capacity_In_Model_Year | 0.5
Generic_PGE_South_500_offpeak | Southern_PGAE_Li_Battery_4hr_124_Generic | Operational_New_Capacity_MW | -1 | Generic_PGE_South_500_SSN | Southern_PGAE_Flow_Battery_99_Generic | Reliability_Capacity_In_Model_Year | 0.5
Generic_PGE_South_500_offpeak | Southern_PGAE_Li_Battery_4hr_136_Generic | Operational_New_Capacity_MW | -1 | Generic_PGE_South_500_SSN | Southern_PGAE_Li_Battery_4hr_102_Generic | Reliability_Capacity_In_Model_Year | 0.5
Generic_PGE_South_500_offpeak | Southern_PGAE_Li_Battery_4hr_139_Generic | Operational_New_Capacity_MW | -1 | Generic_PGE_South_500_SSN | Southern_PGAE_Li_Battery_4hr_109_Generic | Reliability_Capacity_In_Model_Year | 0.5
Generic_PGE_South_500_offpeak | Southern_PGAE_Li_Battery_4hr_140_Generic | Operational_New_Capacity_MW | -1 | Generic_PGE_North_500_SSN | Southern_PGAE_Li_Battery_4hr_111_Generic | Reliability_Capacity_In_Model_Year | 0.5
Generic_PGE_South_500_offpeak | Southern_PGAE_Li_Battery_4hr_147_Generic | Operational_New_Capacity_MW | -1 | Generic_PGE_South_500_SSN | Southern_PGAE_Li_Battery_4hr_117_Generic | Reliability_Capacity_In_Model_Year | 0.5
Generic_PGE_South_500_offpeak | Southern_PGAE_Li_Battery_4hr_148_Generic | Operational_New_Capacity_MW | -1 | Generic_PGE_South_500_SSN | Southern_PGAE_Li_Battery_4hr_118_Generic | Reliability_Capacity_In_Model_Year | 0.5
Generic_PGE_South_500_offpeak | Southern_PGAE_Li_Battery_4hr_151_Generic | Operational_New_Capacity_MW | -1 | Generic_PGE_South_500_SSN | Southern_PGAE_Li_Battery_4hr_12_Generic | Reliability_Capacity_In_Model_Year | 0.5
Generic_PGE_South_500_offpeak | Southern_PGAE_Li_Battery_4hr_152_Generic | Operational_New_Capacity_MW | -1 | Generic_PGE_North_500_SSN | Southern_PGAE_Li_Battery_4hr_124_Generic | Reliability_Capacity_In_Model_Year | 0.5
Generic_PGE_South_500_offpeak | Southern_PGAE_Li_Battery_4hr_154_Generic | Operational_New_Capacity_MW | -1 | Generic_PGE_South_500_SSN | Southern_PGAE_Li_Battery_4hr_124_Generic | Reliability_Capacity_In_Model_Year | 0.5
Generic_PGE_South_500_offpeak | Southern_PGAE_Li_Battery_4hr_160_Generic | Operational_New_Capacity_MW | -1 | Generic_PGE_South_500_SSN | Southern_PGAE_Li_Battery_4hr_136_Generic | Reliability_Capacity_In_Model_Year | 0.5
Generic_PGE_South_500_offpeak | Southern_PGAE_Li_Battery_4hr_161_Generic | Operational_New_Capacity_MW | -1 | Generic_PGE_North_500_SSN | Southern_PGAE_Li_Battery_4hr_139_Generic | Reliability_Capacity_In_Model_Year | 0.5
Generic_PGE_South_500_offpeak | Southern_PGAE_Li_Battery_4hr_162_Generic | Operational_New_Capacity_MW | -1 | Generic_PGE_South_500_SSN | Southern_PGAE_Li_Battery_4hr_139_Generic | Reliability_Capacity_In_Model_Year | 0.5
Generic_PGE_South_500_offpeak | Southern_PGAE_Li_Battery_4hr_163_Generic | Operational_New_Capacity_MW | -1 | Generic_PGE_North_500_SSN | Southern_PGAE_Li_Battery_4hr_140_Generic | Reliability_Capacity_In_Model_Year | 0.5
Generic_PGE_South_500_offpeak | Southern_PGAE_Li_Battery_4hr_164_Generic | Operational_New_Capacity_MW | -1 | Generic_PGE_South_500_SSN | Southern_PGAE_Li_Battery_4hr_140_Generic | Reliability_Capacity_In_Model_Year | 0.5
Generic_PGE_South_500_offpeak | Southern_PGAE_Li_Battery_4hr_165_Generic | Operational_New_Capacity_MW | -1 | Generic_PGE_North_500_SSN | Southern_PGAE_Li_Battery_4hr_145_Generic | Reliability_Capacity_In_Model_Year | 0.5
Generic_PGE_South_500_offpeak | Southern_PGAE_Li_Battery_4hr_168_Generic | Operational_New_Capacity_MW | -1 | Generic_PGE_South_500_SSN | Southern_PGAE_Li_Battery_4hr_147_Generic | Reliability_Capacity_In_Model_Year | 0.5
Generic_PGE_South_500_offpeak | Southern_PGAE_Li_Battery_4hr_169_Generic | Operational_New_Capacity_MW | -1 | Generic_PGE_South_500_SSN | Southern_PGAE_Li_Battery_4hr_148_Generic | Reliability_Capacity_In_Model_Year | 0.5
Generic_PGE_South_500_offpeak | Southern_PGAE_Li_Battery_4hr_17_Generic | Operational_New_Capacity_MW | -1 | Generic_PGE_North_500_SSN | Southern_PGAE_Li_Battery_4hr_151_Generic | Reliability_Capacity_In_Model_Year | 0.5
Generic_PGE_South_500_offpeak | Southern_PGAE_Li_Battery_4hr_170_Generic | Operational_New_Capacity_MW | -1 | Generic_PGE_South_500_SSN | Southern_PGAE_Li_Battery_4hr_151_Generic | Reliability_Capacity_In_Model_Year | 0.5
Generic_PGE_South_500_offpeak | Southern_PGAE_Li_Battery_4hr_173_Generic | Operational_New_Capacity_MW | -1 | Generic_PGE_South_500_SSN | Southern_PGAE_Li_Battery_4hr_152_Generic | Reliability_Capacity_In_Model_Year | 0.5
Generic_PGE_South_500_offpeak | Southern_PGAE_Li_Battery_4hr_174_Generic | Operational_New_Capacity_MW | -1 | Generic_PGE_North_500_SSN | Southern_PGAE_Li_Battery_4hr_154_Generic | Reliability_Capacity_In_Model_Year | 0.5
Generic_PGE_South_500_offpeak | Southern_PGAE_Li_Battery_4hr_175_Generic | Operational_New_Capacity_MW | -1 | Generic_PGE_South_500_SSN | Southern_PGAE_Li_Battery_4hr_154_Generic | Reliability_Capacity_In_Model_Year | 0.5
Generic_PGE_South_500_offpeak | Southern_PGAE_Li_Battery_4hr_176_Generic | Operational_New_Capacity_MW | -1 | Generic_PGE_South_500_SSN | Southern_PGAE_Li_Battery_4hr_160_Generic | Reliability_Capacity_In_Model_Year | 0.5
Generic_PGE_South_500_offpeak | Southern_PGAE_Li_Battery_4hr_177_Generic | Operational_New_Capacity_MW | -1 | Generic_PGE_North_500_SSN | Southern_PGAE_Li_Battery_4hr_161_Generic | Reliability_Capacity_In_Model_Year | 0.5
Generic_PGE_South_500_offpeak | Southern_PGAE_Li_Battery_4hr_181_Generic | Operational_New_Capacity_MW | -1 | Generic_PGE_South_500_SSN | Southern_PGAE_Li_Battery_4hr_161_Generic | Reliability_Capacity_In_Model_Year | 0.5
Generic_PGE_South_500_offpeak | Southern_PGAE_Li_Battery_4hr_22_Generic | Operational_New_Capacity_MW | -1 | Generic_PGE_North_500_SSN | Southern_PGAE_Li_Battery_4hr_162_Generic | Reliability_Capacity_In_Model_Year | 0.5
Generic_PGE_South_500_offpeak | Southern_PGAE_Li_Battery_4hr_23_Generic | Operational_New_Capacity_MW | -1 | Generic_PGE_South_500_SSN | Southern_PGAE_Li_Battery_4hr_162_Generic | Reliability_Capacity_In_Model_Year | 0.5
Generic_PGE_South_500_offpeak | Southern_PGAE_Li_Battery_4hr_24_Generic | Operational_New_Capacity_MW | -1 | Generic_PGE_North_500_SSN | Southern_PGAE_Li_Battery_4hr_163_Generic | Reliability_Capacity_In_Model_Year | 0.5
Generic_PGE_South_500_offpeak | Southern_PGAE_Li_Battery_4hr_27_Generic | Operational_New_Capacity_MW | -1 | Generic_PGE_South_500_SSN | Southern_PGAE_Li_Battery_4hr_163_Generic | Reliability_Capacity_In_Model_Year | 0.5
Generic_PGE_South_500_offpeak | Southern_PGAE_Li_Battery_4hr_3_Generic | Operational_New_Capacity_MW | -1 | Generic_PGE_North_500_SSN | Southern_PGAE_Li_Battery_4hr_164_Generic | Reliability_Capacity_In_Model_Year | 0.5
Generic_PGE_South_500_offpeak | Southern_PGAE_Li_Battery_4hr_33_Generic | Operational_New_Capacity_MW | -1 | Generic_PGE_South_500_SSN | Southern_PGAE_Li_Battery_4hr_164_Generic | Reliability_Capacity_In_Model_Year | 0.5
Generic_PGE_South_500_offpeak | Southern_PGAE_Li_Battery_4hr_34_Generic | Operational_New_Capacity_MW | -1 | Generic_PGE_North_500_SSN | Southern_PGAE_Li_Battery_4hr_165_Generic | Reliability_Capacity_In_Model_Year | 0.5
Generic_PGE_South_500_offpeak | Southern_PGAE_Li_Battery_4hr_37_Generic | Operational_New_Capacity_MW | -1 | Generic_PGE_South_500_SSN | Southern_PGAE_Li_Battery_4hr_165_Generic | Reliability_Capacity_In_Model_Year | 0.5
Generic_PGE_South_500_offpeak | Southern_PGAE_Li_Battery_4hr_39_Generic | Operational_New_Capacity_MW | -1 | Generic_PGE_North_500_SSN | Southern_PGAE_Li_Battery_4hr_168_Generic | Reliability_Capacity_In_Model_Year | 0.5
Generic_PGE_South_500_offpeak | Southern_PGAE_Li_Battery_4hr_43_Generic | Operational_New_Capacity_MW | -1 | Generic_PGE_South_500_SSN | Southern_PGAE_Li_Battery_4hr_168_Generic | Reliability_Capacity_In_Model_Year | 0.5
Generic_PGE_South_500_offpeak | Southern_PGAE_Li_Battery_4hr_45_Generic | Operational_New_Capacity_MW | -1 | Generic_PGE_North_500_SSN | Southern_PGAE_Li_Battery_4hr_169_Generic | Reliability_Capacity_In_Model_Year | 0.5
Generic_PGE_South_500_offpeak | Southern_PGAE_Li_Battery_4hr_46_Generic | Operational_New_Capacity_MW | -1 | Generic_PGE_South_500_SSN | Southern_PGAE_Li_Battery_4hr_169_Generic | Reliability_Capacity_In_Model_Year | 0.5
Generic_PGE_South_500_offpeak | Southern_PGAE_Li_Battery_4hr_47_Generic | Operational_New_Capacity_MW | -1 | Generic_PGE_North_500_SSN | Southern_PGAE_Li_Battery_4hr_17_Generic | Reliability_Capacity_In_Model_Year | 0.5
Generic_PGE_South_500_offpeak | Southern_PGAE_Li_Battery_4hr_49_Generic | Operational_New_Capacity_MW | -1 | Generic_PGE_South_500_SSN | Southern_PGAE_Li_Battery_4hr_17_Generic | Reliability_Capacity_In_Model_Year | 0.5
Generic_PGE_South_500_offpeak | Southern_PGAE_Li_Battery_4hr_52_Generic | Operational_New_Capacity_MW | -1 | Generic_PGE_North_500_SSN | Southern_PGAE_Li_Battery_4hr_170_Generic | Reliability_Capacity_In_Model_Year | 0.5
Generic_PGE_South_500_offpeak | Southern_PGAE_Li_Battery_4hr_54_Generic | Operational_New_Capacity_MW | -1 | Generic_PGE_South_500_SSN | Southern_PGAE_Li_Battery_4hr_170_Generic | Reliability_Capacity_In_Model_Year | 0.5
Generic_PGE_South_500_offpeak | Southern_PGAE_Li_Battery_4hr_61_Generic | Operational_New_Capacity_MW | -1 | Generic_PGE_South_500_SSN | Southern_PGAE_Li_Battery_4hr_173_Generic | Reliability_Capacity_In_Model_Year | 0.5
Generic_PGE_South_500_offpeak | Southern_PGAE_Li_Battery_4hr_69_Generic | Operational_New_Capacity_MW | -1 | Generic_PGE_North_500_SSN | Southern_PGAE_Li_Battery_4hr_174_Generic | Reliability_Capacity_In_Model_Year | 0.5
Generic_PGE_South_500_offpeak | Southern_PGAE_Li_Battery_4hr_72_Generic | Operational_New_Capacity_MW | -1 | Generic_PGE_South_500_SSN | Southern_PGAE_Li_Battery_4hr_174_Generic | Reliability_Capacity_In_Model_Year | 0.5
Generic_PGE_South_500_offpeak | Southern_PGAE_Li_Battery_4hr_74_Generic | Operational_New_Capacity_MW | -1 | Generic_PGE_South_500_SSN | Southern_PGAE_Li_Battery_4hr_175_Generic | Reliability_Capacity_In_Model_Year | 0.5
Generic_PGE_South_500_offpeak | Southern_PGAE_Li_Battery_4hr_75_Generic | Operational_New_Capacity_MW | -1 | Generic_PGE_North_500_SSN | Southern_PGAE_Li_Battery_4hr_176_Generic | Reliability_Capacity_In_Model_Year | 0.5
Generic_PGE_South_500_offpeak | Southern_PGAE_Li_Battery_4hr_79_Generic | Operational_New_Capacity_MW | -1 | Generic_PGE_South_500_SSN | Southern_PGAE_Li_Battery_4hr_176_Generic | Reliability_Capacity_In_Model_Year | 0.5
Generic_PGE_South_500_offpeak | Southern_PGAE_Li_Battery_4hr_8_Generic | Operational_New_Capacity_MW | -1 | Generic_PGE_South_500_SSN | Southern_PGAE_Li_Battery_4hr_177_Generic | Reliability_Capacity_In_Model_Year | 0.5
Generic_PGE_South_500_offpeak | Southern_PGAE_Li_Battery_4hr_93_Generic | Operational_New_Capacity_MW | -1 | Generic_PGE_South_500_SSN | Southern_PGAE_Li_Battery_4hr_181_Generic | Reliability_Capacity_In_Model_Year | 0.5
Generic_PGE_South_500_offpeak | Southern_PGAE_Li_Battery_4hr_98_Generic | Operational_New_Capacity_MW | -1 | Generic_PGE_South_500_SSN | Southern_PGAE_Li_Battery_4hr_22_Generic | Reliability_Capacity_In_Model_Year | 0.5
Generic_PGE_South_500_offpeak | Southern_PGAE_Li_Battery_4hr_99_Generic | Operational_New_Capacity_MW | -1 | Generic_PGE_South_500_SSN | Southern_PGAE_Li_Battery_4hr_23_Generic | Reliability_Capacity_In_Model_Year | 0.5
Generic_PGE_South_500_offpeak | Southern_PGAE_Li_Battery_8hr_102_Generic | Operational_New_Capacity_MW | -1 | Generic_PGE_South_500_SSN | Southern_PGAE_Li_Battery_4hr_24_Generic | Reliability_Capacity_In_Model_Year | 0.5
Generic_PGE_South_500_offpeak | Southern_PGAE_Li_Battery_8hr_109_Generic | Operational_New_Capacity_MW | -1 | Generic_PGE_South_500_SSN | Southern_PGAE_Li_Battery_4hr_27_Generic | Reliability_Capacity_In_Model_Year | 0.5
Generic_PGE_South_500_offpeak | Southern_PGAE_Li_Battery_8hr_117_Generic | Operational_New_Capacity_MW | -1 | Generic_PGE_South_500_SSN | Southern_PGAE_Li_Battery_4hr_3_Generic | Reliability_Capacity_In_Model_Year | 0.5
Generic_PGE_South_500_offpeak | Southern_PGAE_Li_Battery_8hr_118_Generic | Operational_New_Capacity_MW | -1 | Generic_PGE_South_500_SSN | Southern_PGAE_Li_Battery_4hr_33_Generic | Reliability_Capacity_In_Model_Year | 0.5
Generic_PGE_South_500_offpeak | Southern_PGAE_Li_Battery_8hr_12_Generic | Operational_New_Capacity_MW | -1 | Generic_PGE_South_500_SSN | Southern_PGAE_Li_Battery_4hr_34_Generic | Reliability_Capacity_In_Model_Year | 0.5
Generic_PGE_South_500_offpeak | Southern_PGAE_Li_Battery_8hr_124_Generic | Operational_New_Capacity_MW | -1 | Generic_PGE_South_500_SSN | Southern_PGAE_Li_Battery_4hr_37_Generic | Reliability_Capacity_In_Model_Year | 0.5
Generic_PGE_South_500_offpeak | Southern_PGAE_Li_Battery_8hr_136_Generic | Operational_New_Capacity_MW | -1 | Generic_PGE_South_500_SSN | Southern_PGAE_Li_Battery_4hr_39_Generic | Reliability_Capacity_In_Model_Year | 0.5
Generic_PGE_South_500_offpeak | Southern_PGAE_Li_Battery_8hr_139_Generic | Operational_New_Capacity_MW | -1 | Generic_PGE_South_500_SSN | Southern_PGAE_Li_Battery_4hr_43_Generic | Reliability_Capacity_In_Model_Year | 0.5
Generic_PGE_South_500_offpeak | Southern_PGAE_Li_Battery_8hr_140_Generic | Operational_New_Capacity_MW | -1 | Generic_PGE_South_500_SSN | Southern_PGAE_Li_Battery_4hr_45_Generic | Reliability_Capacity_In_Model_Year | 0.5
Generic_PGE_South_500_offpeak | Southern_PGAE_Li_Battery_8hr_147_Generic | Operational_New_Capacity_MW | -1 | Generic_PGE_South_500_SSN | Southern_PGAE_Li_Battery_4hr_46_Generic | Reliability_Capacity_In_Model_Year | 0.5
Generic_PGE_South_500_offpeak | Southern_PGAE_Li_Battery_8hr_148_Generic | Operational_New_Capacity_MW | -1 | Generic_PGE_South_500_SSN | Southern_PGAE_Li_Battery_4hr_47_Generic | Reliability_Capacity_In_Model_Year | 0.5
Generic_PGE_South_500_offpeak | Southern_PGAE_Li_Battery_8hr_151_Generic | Operational_New_Capacity_MW | -1 | Generic_PGE_South_500_SSN | Southern_PGAE_Li_Battery_4hr_49_Generic | Reliability_Capacity_In_Model_Year | 0.5
Generic_PGE_South_500_offpeak | Southern_PGAE_Li_Battery_8hr_152_Generic | Operational_New_Capacity_MW | -1 | Generic_PGE_South_500_SSN | Southern_PGAE_Li_Battery_4hr_52_Generic | Reliability_Capacity_In_Model_Year | 0.5
Generic_PGE_South_500_offpeak | Southern_PGAE_Li_Battery_8hr_154_Generic | Operational_New_Capacity_MW | -1 | Generic_PGE_South_500_SSN | Southern_PGAE_Li_Battery_4hr_54_Generic | Reliability_Capacity_In_Model_Year | 0.5
Generic_PGE_South_500_offpeak | Southern_PGAE_Li_Battery_8hr_160_Generic | Operational_New_Capacity_MW | -1 | Generic_PGE_South_500_SSN | Southern_PGAE_Li_Battery_4hr_61_Generic | Reliability_Capacity_In_Model_Year | 0.5
Generic_PGE_South_500_offpeak | Southern_PGAE_Li_Battery_8hr_161_Generic | Operational_New_Capacity_MW | -1 | Generic_PGE_South_500_SSN | Southern_PGAE_Li_Battery_4hr_69_Generic | Reliability_Capacity_In_Model_Year | 0.5
Generic_PGE_South_500_offpeak | Southern_PGAE_Li_Battery_8hr_162_Generic | Operational_New_Capacity_MW | -1 | Generic_PGE_South_500_SSN | Southern_PGAE_Li_Battery_4hr_72_Generic | Reliability_Capacity_In_Model_Year | 0.5
Generic_PGE_South_500_offpeak | Southern_PGAE_Li_Battery_8hr_163_Generic | Operational_New_Capacity_MW | -1 | Generic_PGE_South_500_SSN | Southern_PGAE_Li_Battery_4hr_74_Generic | Reliability_Capacity_In_Model_Year | 0.5
Generic_PGE_South_500_offpeak | Southern_PGAE_Li_Battery_8hr_164_Generic | Operational_New_Capacity_MW | -1 | Generic_PGE_South_500_SSN | Southern_PGAE_Li_Battery_4hr_75_Generic | Reliability_Capacity_In_Model_Year | 0.5
Generic_PGE_South_500_offpeak | Southern_PGAE_Li_Battery_8hr_165_Generic | Operational_New_Capacity_MW | -1 | Generic_PGE_South_500_SSN | Southern_PGAE_Li_Battery_4hr_79_Generic | Reliability_Capacity_In_Model_Year | 0.5
Generic_PGE_South_500_offpeak | Southern_PGAE_Li_Battery_8hr_168_Generic | Operational_New_Capacity_MW | -1 | Generic_PGE_South_500_SSN | Southern_PGAE_Li_Battery_4hr_8_Generic | Reliability_Capacity_In_Model_Year | 0.5
Generic_PGE_South_500_offpeak | Southern_PGAE_Li_Battery_8hr_169_Generic | Operational_New_Capacity_MW | -1 | Generic_PGE_South_500_SSN | Southern_PGAE_Li_Battery_4hr_93_Generic | Reliability_Capacity_In_Model_Year | 0.5
Generic_PGE_South_500_offpeak | Southern_PGAE_Li_Battery_8hr_17_Generic | Operational_New_Capacity_MW | -1 | Generic_PGE_North_500_SSN | Southern_PGAE_Li_Battery_4hr_95_Generic | Reliability_Capacity_In_Model_Year | 0.5
Generic_PGE_South_500_offpeak | Southern_PGAE_Li_Battery_8hr_170_Generic | Operational_New_Capacity_MW | -1 | Generic_PGE_South_500_SSN | Southern_PGAE_Li_Battery_4hr_98_Generic | Reliability_Capacity_In_Model_Year | 0.5
Generic_PGE_South_500_offpeak | Southern_PGAE_Li_Battery_8hr_173_Generic | Operational_New_Capacity_MW | -1 | Generic_PGE_North_500_SSN | Southern_PGAE_Li_Battery_4hr_99_Generic | Reliability_Capacity_In_Model_Year | 0.5
Generic_PGE_South_500_offpeak | Southern_PGAE_Li_Battery_8hr_174_Generic | Operational_New_Capacity_MW | -1 | Generic_PGE_South_500_SSN | Southern_PGAE_Li_Battery_4hr_99_Generic | Reliability_Capacity_In_Model_Year | 0.5
Generic_PGE_South_500_offpeak | Southern_PGAE_Li_Battery_8hr_175_Generic | Operational_New_Capacity_MW | -1 | Generic_PGE_South_500_SSN | Southern_PGAE_Li_Battery_8hr_102_Generic | Reliability_Capacity_In_Model_Year | 0.5
Generic_PGE_South_500_offpeak | Southern_PGAE_Li_Battery_8hr_176_Generic | Operational_New_Capacity_MW | -1 | Generic_PGE_South_500_SSN | Southern_PGAE_Li_Battery_8hr_109_Generic | Reliability_Capacity_In_Model_Year | 0.5
Generic_PGE_South_500_offpeak | Southern_PGAE_Li_Battery_8hr_177_Generic | Operational_New_Capacity_MW | -1 | Generic_PGE_North_500_SSN | Southern_PGAE_Li_Battery_8hr_111_Generic | Reliability_Capacity_In_Model_Year | 0.5
Generic_PGE_South_500_offpeak | Southern_PGAE_Li_Battery_8hr_181_Generic | Operational_New_Capacity_MW | -1 | Generic_PGE_South_500_SSN | Southern_PGAE_Li_Battery_8hr_117_Generic | Reliability_Capacity_In_Model_Year | 0.5
Generic_PGE_South_500_offpeak | Southern_PGAE_Li_Battery_8hr_22_Generic | Operational_New_Capacity_MW | -1 | Generic_PGE_South_500_SSN | Southern_PGAE_Li_Battery_8hr_118_Generic | Reliability_Capacity_In_Model_Year | 0.5
Generic_PGE_South_500_offpeak | Southern_PGAE_Li_Battery_8hr_23_Generic | Operational_New_Capacity_MW | -1 | Generic_PGE_South_500_SSN | Southern_PGAE_Li_Battery_8hr_12_Generic | Reliability_Capacity_In_Model_Year | 0.5
Generic_PGE_South_500_offpeak | Southern_PGAE_Li_Battery_8hr_24_Generic | Operational_New_Capacity_MW | -1 | Generic_PGE_North_500_SSN | Southern_PGAE_Li_Battery_8hr_124_Generic | Reliability_Capacity_In_Model_Year | 0.5
Generic_PGE_South_500_offpeak | Southern_PGAE_Li_Battery_8hr_27_Generic | Operational_New_Capacity_MW | -1 | Generic_PGE_South_500_SSN | Southern_PGAE_Li_Battery_8hr_124_Generic | Reliability_Capacity_In_Model_Year | 0.5
Generic_PGE_South_500_offpeak | Southern_PGAE_Li_Battery_8hr_3_Generic | Operational_New_Capacity_MW | -1 | Generic_PGE_South_500_SSN | Southern_PGAE_Li_Battery_8hr_136_Generic | Reliability_Capacity_In_Model_Year | 0.5
Generic_PGE_South_500_offpeak | Southern_PGAE_Li_Battery_8hr_33_Generic | Operational_New_Capacity_MW | -1 | Generic_PGE_North_500_SSN | Southern_PGAE_Li_Battery_8hr_139_Generic | Reliability_Capacity_In_Model_Year | 0.5
Generic_PGE_South_500_offpeak | Southern_PGAE_Li_Battery_8hr_34_Generic | Operational_New_Capacity_MW | -1 | Generic_PGE_South_500_SSN | Southern_PGAE_Li_Battery_8hr_139_Generic | Reliability_Capacity_In_Model_Year | 0.5
Generic_PGE_South_500_offpeak | Southern_PGAE_Li_Battery_8hr_37_Generic | Operational_New_Capacity_MW | -1 | Generic_PGE_North_500_SSN | Southern_PGAE_Li_Battery_8hr_140_Generic | Reliability_Capacity_In_Model_Year | 0.5
Generic_PGE_South_500_offpeak | Southern_PGAE_Li_Battery_8hr_39_Generic | Operational_New_Capacity_MW | -1 | Generic_PGE_South_500_SSN | Southern_PGAE_Li_Battery_8hr_140_Generic | Reliability_Capacity_In_Model_Year | 0.5
Generic_PGE_South_500_offpeak | Southern_PGAE_Li_Battery_8hr_43_Generic | Operational_New_Capacity_MW | -1 | Generic_PGE_North_500_SSN | Southern_PGAE_Li_Battery_8hr_145_Generic | Reliability_Capacity_In_Model_Year | 0.5
Generic_PGE_South_500_offpeak | Southern_PGAE_Li_Battery_8hr_45_Generic | Operational_New_Capacity_MW | -1 | Generic_PGE_South_500_SSN | Southern_PGAE_Li_Battery_8hr_147_Generic | Reliability_Capacity_In_Model_Year | 0.5
Generic_PGE_South_500_offpeak | Southern_PGAE_Li_Battery_8hr_46_Generic | Operational_New_Capacity_MW | -1 | Generic_PGE_South_500_SSN | Southern_PGAE_Li_Battery_8hr_148_Generic | Reliability_Capacity_In_Model_Year | 0.5
Generic_PGE_South_500_offpeak | Southern_PGAE_Li_Battery_8hr_47_Generic | Operational_New_Capacity_MW | -1 | Generic_PGE_North_500_SSN | Southern_PGAE_Li_Battery_8hr_151_Generic | Reliability_Capacity_In_Model_Year | 0.5
Generic_PGE_South_500_offpeak | Southern_PGAE_Li_Battery_8hr_49_Generic | Operational_New_Capacity_MW | -1 | Generic_PGE_South_500_SSN | Southern_PGAE_Li_Battery_8hr_151_Generic | Reliability_Capacity_In_Model_Year | 0.5
Generic_PGE_South_500_offpeak | Southern_PGAE_Li_Battery_8hr_52_Generic | Operational_New_Capacity_MW | -1 | Generic_PGE_South_500_SSN | Southern_PGAE_Li_Battery_8hr_152_Generic | Reliability_Capacity_In_Model_Year | 0.5
Generic_PGE_South_500_offpeak | Southern_PGAE_Li_Battery_8hr_54_Generic | Operational_New_Capacity_MW | -1 | Generic_PGE_North_500_SSN | Southern_PGAE_Li_Battery_8hr_154_Generic | Reliability_Capacity_In_Model_Year | 0.5
Generic_PGE_South_500_offpeak | Southern_PGAE_Li_Battery_8hr_61_Generic | Operational_New_Capacity_MW | -1 | Generic_PGE_South_500_SSN | Southern_PGAE_Li_Battery_8hr_154_Generic | Reliability_Capacity_In_Model_Year | 0.5
Generic_PGE_South_500_offpeak | Southern_PGAE_Li_Battery_8hr_69_Generic | Operational_New_Capacity_MW | -1 | Generic_PGE_South_500_SSN | Southern_PGAE_Li_Battery_8hr_160_Generic | Reliability_Capacity_In_Model_Year | 0.5
Generic_PGE_South_500_offpeak | Southern_PGAE_Li_Battery_8hr_72_Generic | Operational_New_Capacity_MW | -1 | Generic_PGE_North_500_SSN | Southern_PGAE_Li_Battery_8hr_161_Generic | Reliability_Capacity_In_Model_Year | 0.5
Generic_PGE_South_500_offpeak | Southern_PGAE_Li_Battery_8hr_74_Generic | Operational_New_Capacity_MW | -1 | Generic_PGE_South_500_SSN | Southern_PGAE_Li_Battery_8hr_161_Generic | Reliability_Capacity_In_Model_Year | 0.5
Generic_PGE_South_500_offpeak | Southern_PGAE_Li_Battery_8hr_75_Generic | Operational_New_Capacity_MW | -1 | Generic_PGE_North_500_SSN | Southern_PGAE_Li_Battery_8hr_162_Generic | Reliability_Capacity_In_Model_Year | 0.5
Generic_PGE_South_500_offpeak | Southern_PGAE_Li_Battery_8hr_79_Generic | Operational_New_Capacity_MW | -1 | Generic_PGE_South_500_SSN | Southern_PGAE_Li_Battery_8hr_162_Generic | Reliability_Capacity_In_Model_Year | 0.5
Generic_PGE_South_500_offpeak | Southern_PGAE_Li_Battery_8hr_8_Generic | Operational_New_Capacity_MW | -1 | Generic_PGE_North_500_SSN | Southern_PGAE_Li_Battery_8hr_163_Generic | Reliability_Capacity_In_Model_Year | 0.5
Generic_PGE_South_500_offpeak | Southern_PGAE_Li_Battery_8hr_93_Generic | Operational_New_Capacity_MW | -1 | Generic_PGE_South_500_SSN | Southern_PGAE_Li_Battery_8hr_163_Generic | Reliability_Capacity_In_Model_Year | 0.5
Generic_PGE_South_500_offpeak | Southern_PGAE_Li_Battery_8hr_98_Generic | Operational_New_Capacity_MW | -1 | Generic_PGE_North_500_SSN | Southern_PGAE_Li_Battery_8hr_164_Generic | Reliability_Capacity_In_Model_Year | 0.5
Generic_PGE_South_500_offpeak | Southern_PGAE_Li_Battery_8hr_99_Generic | Operational_New_Capacity_MW | -1 | Generic_PGE_South_500_SSN | Southern_PGAE_Li_Battery_8hr_164_Generic | Reliability_Capacity_In_Model_Year | 0.5
Generic_PGE_South_500_offpeak | Southern_PGAE_Solar_102_Generic | Operational_New_Capacity_MW | 0.68 | Generic_PGE_North_500_SSN | Southern_PGAE_Li_Battery_8hr_165_Generic | Reliability_Capacity_In_Model_Year | 0.5
Generic_PGE_South_500_offpeak | Southern_PGAE_Solar_109_Generic | Operational_New_Capacity_MW | 0.68 | Generic_PGE_South_500_SSN | Southern_PGAE_Li_Battery_8hr_165_Generic | Reliability_Capacity_In_Model_Year | 0.5
Generic_PGE_South_500_offpeak | Southern_PGAE_Solar_117_Generic | Operational_New_Capacity_MW | 0.68 | Generic_PGE_North_500_SSN | Southern_PGAE_Li_Battery_8hr_168_Generic | Reliability_Capacity_In_Model_Year | 0.5
Generic_PGE_South_500_offpeak | Southern_PGAE_Solar_118_Generic | Operational_New_Capacity_MW | 0.68 | Generic_PGE_South_500_SSN | Southern_PGAE_Li_Battery_8hr_168_Generic | Reliability_Capacity_In_Model_Year | 0.5
Generic_PGE_South_500_offpeak | Southern_PGAE_Solar_12_Generic | Operational_New_Capacity_MW | 0.68 | Generic_PGE_North_500_SSN | Southern_PGAE_Li_Battery_8hr_169_Generic | Reliability_Capacity_In_Model_Year | 0.5
Generic_PGE_South_500_offpeak | Southern_PGAE_Solar_124_Generic | Operational_New_Capacity_MW | 0.68 | Generic_PGE_South_500_SSN | Southern_PGAE_Li_Battery_8hr_169_Generic | Reliability_Capacity_In_Model_Year | 0.5
Generic_PGE_South_500_offpeak | Southern_PGAE_Solar_136_Generic | Operational_New_Capacity_MW | 0.68 | Generic_PGE_North_500_SSN | Southern_PGAE_Li_Battery_8hr_17_Generic | Reliability_Capacity_In_Model_Year | 0.5
Generic_PGE_South_500_offpeak | Southern_PGAE_Solar_139_Generic | Operational_New_Capacity_MW | 0.68 | Generic_PGE_South_500_SSN | Southern_PGAE_Li_Battery_8hr_17_Generic | Reliability_Capacity_In_Model_Year | 0.5
Generic_PGE_South_500_offpeak | Southern_PGAE_Solar_140_Generic | Operational_New_Capacity_MW | 0.68 | Generic_PGE_North_500_SSN | Southern_PGAE_Li_Battery_8hr_170_Generic | Reliability_Capacity_In_Model_Year | 0.5
Generic_PGE_South_500_offpeak | Southern_PGAE_Solar_147_Generic | Operational_New_Capacity_MW | 0.68 | Generic_PGE_South_500_SSN | Southern_PGAE_Li_Battery_8hr_170_Generic | Reliability_Capacity_In_Model_Year | 0.5
Generic_PGE_South_500_offpeak | Southern_PGAE_Solar_148_Generic | Operational_New_Capacity_MW | 0.68 | Generic_PGE_South_500_SSN | Southern_PGAE_Li_Battery_8hr_173_Generic | Reliability_Capacity_In_Model_Year | 0.5
Generic_PGE_South_500_offpeak | Southern_PGAE_Solar_151_Generic | Operational_New_Capacity_MW | 0.68 | Generic_PGE_North_500_SSN | Southern_PGAE_Li_Battery_8hr_174_Generic | Reliability_Capacity_In_Model_Year | 0.5
Generic_PGE_South_500_offpeak | Southern_PGAE_Solar_152_Generic | Operational_New_Capacity_MW | 0.68 | Generic_PGE_South_500_SSN | Southern_PGAE_Li_Battery_8hr_174_Generic | Reliability_Capacity_In_Model_Year | 0.5
Generic_PGE_South_500_offpeak | Southern_PGAE_Solar_154_Generic | Operational_New_Capacity_MW | 0.68 | Generic_PGE_South_500_SSN | Southern_PGAE_Li_Battery_8hr_175_Generic | Reliability_Capacity_In_Model_Year | 0.5
Generic_PGE_South_500_offpeak | Southern_PGAE_Solar_160_Generic | Operational_New_Capacity_MW | 0.68 | Generic_PGE_North_500_SSN | Southern_PGAE_Li_Battery_8hr_176_Generic | Reliability_Capacity_In_Model_Year | 0.5
Generic_PGE_South_500_offpeak | Southern_PGAE_Solar_161_Generic | Operational_New_Capacity_MW | 0.68 | Generic_PGE_South_500_SSN | Southern_PGAE_Li_Battery_8hr_176_Generic | Reliability_Capacity_In_Model_Year | 0.5
Generic_PGE_South_500_offpeak | Southern_PGAE_Solar_162_Generic | Operational_New_Capacity_MW | 0.68 | Generic_PGE_South_500_SSN | Southern_PGAE_Li_Battery_8hr_177_Generic | Reliability_Capacity_In_Model_Year | 0.5
Generic_PGE_South_500_offpeak | Southern_PGAE_Solar_163_Generic | Operational_New_Capacity_MW | 0.68 | Generic_PGE_South_500_SSN | Southern_PGAE_Li_Battery_8hr_181_Generic | Reliability_Capacity_In_Model_Year | 0.5
Generic_PGE_South_500_offpeak | Southern_PGAE_Solar_164_Generic | Operational_New_Capacity_MW | 0.68 | Generic_PGE_South_500_SSN | Southern_PGAE_Li_Battery_8hr_22_Generic | Reliability_Capacity_In_Model_Year | 0.5
Generic_PGE_South_500_offpeak | Southern_PGAE_Solar_165_Generic | Operational_New_Capacity_MW | 0.68 | Generic_PGE_South_500_SSN | Southern_PGAE_Li_Battery_8hr_23_Generic | Reliability_Capacity_In_Model_Year | 0.5
Generic_PGE_South_500_offpeak | Southern_PGAE_Solar_168_Generic | Operational_New_Capacity_MW | 0.68 | Generic_PGE_South_500_SSN | Southern_PGAE_Li_Battery_8hr_24_Generic | Reliability_Capacity_In_Model_Year | 0.5
Generic_PGE_South_500_offpeak | Southern_PGAE_Solar_169_Generic | Operational_New_Capacity_MW | 0.68 | Generic_PGE_South_500_SSN | Southern_PGAE_Li_Battery_8hr_27_Generic | Reliability_Capacity_In_Model_Year | 0.5
Generic_PGE_South_500_offpeak | Southern_PGAE_Solar_17_Generic | Operational_New_Capacity_MW | 0.68 | Generic_PGE_South_500_SSN | Southern_PGAE_Li_Battery_8hr_3_Generic | Reliability_Capacity_In_Model_Year | 0.5
Generic_PGE_South_500_offpeak | Southern_PGAE_Solar_170_Generic | Operational_New_Capacity_MW | 0.68 | Generic_PGE_South_500_SSN | Southern_PGAE_Li_Battery_8hr_33_Generic | Reliability_Capacity_In_Model_Year | 0.5
Generic_PGE_South_500_offpeak | Southern_PGAE_Solar_173_Generic | Operational_New_Capacity_MW | 0.68 | Generic_PGE_South_500_SSN | Southern_PGAE_Li_Battery_8hr_34_Generic | Reliability_Capacity_In_Model_Year | 0.5
Generic_PGE_South_500_offpeak | Southern_PGAE_Solar_174_Generic | Operational_New_Capacity_MW | 0.68 | Generic_PGE_South_500_SSN | Southern_PGAE_Li_Battery_8hr_37_Generic | Reliability_Capacity_In_Model_Year | 0.5
Generic_PGE_South_500_offpeak | Southern_PGAE_Solar_175_Generic | Operational_New_Capacity_MW | 0.68 | Generic_PGE_South_500_SSN | Southern_PGAE_Li_Battery_8hr_39_Generic | Reliability_Capacity_In_Model_Year | 0.5
Generic_PGE_South_500_offpeak | Southern_PGAE_Solar_176_Generic | Operational_New_Capacity_MW | 0.68 | Generic_PGE_South_500_SSN | Southern_PGAE_Li_Battery_8hr_43_Generic | Reliability_Capacity_In_Model_Year | 0.5
Generic_PGE_South_500_offpeak | Southern_PGAE_Solar_177_Generic | Operational_New_Capacity_MW | 0.68 | Generic_PGE_South_500_SSN | Southern_PGAE_Li_Battery_8hr_45_Generic | Reliability_Capacity_In_Model_Year | 0.5
Generic_PGE_South_500_offpeak | Southern_PGAE_Solar_181_Generic | Operational_New_Capacity_MW | 0.68 | Generic_PGE_South_500_SSN | Southern_PGAE_Li_Battery_8hr_46_Generic | Reliability_Capacity_In_Model_Year | 0.5
Generic_PGE_South_500_offpeak | Southern_PGAE_Solar_22_Generic | Operational_New_Capacity_MW | 0.68 | Generic_PGE_South_500_SSN | Southern_PGAE_Li_Battery_8hr_47_Generic | Reliability_Capacity_In_Model_Year | 0.5
Generic_PGE_South_500_offpeak | Southern_PGAE_Solar_23_Generic | Operational_New_Capacity_MW | 0.68 | Generic_PGE_South_500_SSN | Southern_PGAE_Li_Battery_8hr_49_Generic | Reliability_Capacity_In_Model_Year | 0.5
Generic_PGE_South_500_offpeak | Southern_PGAE_Solar_24_Generic | Operational_New_Capacity_MW | 0.68 | Generic_PGE_South_500_SSN | Southern_PGAE_Li_Battery_8hr_52_Generic | Reliability_Capacity_In_Model_Year | 0.5
Generic_PGE_South_500_offpeak | Southern_PGAE_Solar_27_Generic | Operational_New_Capacity_MW | 0.68 | Generic_PGE_South_500_SSN | Southern_PGAE_Li_Battery_8hr_54_Generic | Reliability_Capacity_In_Model_Year | 0.5
Generic_PGE_South_500_offpeak | Southern_PGAE_Solar_3_Generic | Operational_New_Capacity_MW | 0.68 | Generic_PGE_South_500_SSN | Southern_PGAE_Li_Battery_8hr_61_Generic | Reliability_Capacity_In_Model_Year | 0.5
Generic_PGE_South_500_offpeak | Southern_PGAE_Solar_33_Generic | Operational_New_Capacity_MW | 0.68 | Generic_PGE_South_500_SSN | Southern_PGAE_Li_Battery_8hr_69_Generic | Reliability_Capacity_In_Model_Year | 0.5
Generic_PGE_South_500_offpeak | Southern_PGAE_Solar_34_Generic | Operational_New_Capacity_MW | 0.68 | Generic_PGE_South_500_SSN | Southern_PGAE_Li_Battery_8hr_72_Generic | Reliability_Capacity_In_Model_Year | 0.5
Generic_PGE_South_500_offpeak | Southern_PGAE_Solar_37_Generic | Operational_New_Capacity_MW | 0.68 | Generic_PGE_South_500_SSN | Southern_PGAE_Li_Battery_8hr_74_Generic | Reliability_Capacity_In_Model_Year | 0.5
Generic_PGE_South_500_offpeak | Southern_PGAE_Solar_39_Generic | Operational_New_Capacity_MW | 0.68 | Generic_PGE_South_500_SSN | Southern_PGAE_Li_Battery_8hr_75_Generic | Reliability_Capacity_In_Model_Year | 0.5
Generic_PGE_South_500_offpeak | Southern_PGAE_Solar_43_Generic | Operational_New_Capacity_MW | 0.68 | Generic_PGE_South_500_SSN | Southern_PGAE_Li_Battery_8hr_79_Generic | Reliability_Capacity_In_Model_Year | 0.5
Generic_PGE_South_500_offpeak | Southern_PGAE_Solar_45_Generic | Operational_New_Capacity_MW | 0.68 | Generic_PGE_South_500_SSN | Southern_PGAE_Li_Battery_8hr_8_Generic | Reliability_Capacity_In_Model_Year | 0.5
Generic_PGE_South_500_offpeak | Southern_PGAE_Solar_46_Generic | Operational_New_Capacity_MW | 0.68 | Generic_PGE_South_500_SSN | Southern_PGAE_Li_Battery_8hr_93_Generic | Reliability_Capacity_In_Model_Year | 0.5
Generic_PGE_South_500_offpeak | Southern_PGAE_Solar_47_Generic | Operational_New_Capacity_MW | 0.68 | Generic_PGE_North_500_SSN | Southern_PGAE_Li_Battery_8hr_95_Generic | Reliability_Capacity_In_Model_Year | 0.5
Generic_PGE_South_500_offpeak | Southern_PGAE_Solar_49_Generic | Operational_New_Capacity_MW | 0.68 | Generic_PGE_South_500_SSN | Southern_PGAE_Li_Battery_8hr_98_Generic | Reliability_Capacity_In_Model_Year | 0.5
Generic_PGE_South_500_offpeak | Southern_PGAE_Solar_52_Generic | Operational_New_Capacity_MW | 0.68 | Generic_PGE_North_500_SSN | Southern_PGAE_Li_Battery_8hr_99_Generic | Reliability_Capacity_In_Model_Year | 0.5
Generic_PGE_South_500_offpeak | Southern_PGAE_Solar_54_Generic | Operational_New_Capacity_MW | 0.68 | Generic_PGE_South_500_SSN | Southern_PGAE_Li_Battery_8hr_99_Generic | Reliability_Capacity_In_Model_Year | 0.5
Generic_PGE_South_500_offpeak | Southern_PGAE_Solar_61_Generic | Operational_New_Capacity_MW | 0.68 | Generic_PGE_South_500_SSN | Southern_PGAE_Solar_102_Generic | Reliability_Capacity_In_Model_Year | 0.556
Generic_PGE_South_500_offpeak | Southern_PGAE_Solar_69_Generic | Operational_New_Capacity_MW | 0.68 | Generic_PGE_South_500_SSN | Southern_PGAE_Solar_109_Generic | Reliability_Capacity_In_Model_Year | 0.556
Generic_PGE_South_500_offpeak | Southern_PGAE_Solar_72_Generic | Operational_New_Capacity_MW | 0.68 | Generic_PGE_North_500_SSN | Southern_PGAE_Solar_111_Generic | Reliability_Capacity_In_Model_Year | 0.556
Generic_PGE_South_500_offpeak | Southern_PGAE_Solar_74_Generic | Operational_New_Capacity_MW | 0.68 | Generic_PGE_South_500_SSN | Southern_PGAE_Solar_117_Generic | Reliability_Capacity_In_Model_Year | 0.556
Generic_PGE_South_500_offpeak | Southern_PGAE_Solar_75_Generic | Operational_New_Capacity_MW | 0.68 | Generic_PGE_South_500_SSN | Southern_PGAE_Solar_118_Generic | Reliability_Capacity_In_Model_Year | 0.556
Generic_PGE_South_500_offpeak | Southern_PGAE_Solar_79_Generic | Operational_New_Capacity_MW | 0.68 | Generic_PGE_South_500_SSN | Southern_PGAE_Solar_12_Generic | Reliability_Capacity_In_Model_Year | 0.556
Generic_PGE_South_500_offpeak | Southern_PGAE_Solar_8_Generic | Operational_New_Capacity_MW | 0.68 | Generic_PGE_North_500_SSN | Southern_PGAE_Solar_124_Generic | Reliability_Capacity_In_Model_Year | 0.556
Generic_PGE_South_500_offpeak | Southern_PGAE_Solar_93_Generic | Operational_New_Capacity_MW | 0.68 | Generic_PGE_South_500_SSN | Southern_PGAE_Solar_124_Generic | Reliability_Capacity_In_Model_Year | 0.556
Generic_PGE_South_500_offpeak | Southern_PGAE_Solar_98_Generic | Operational_New_Capacity_MW | 0.68 | Generic_PGE_South_500_SSN | Southern_PGAE_Solar_136_Generic | Reliability_Capacity_In_Model_Year | 0.556
Generic_PGE_South_500_offpeak | Southern_PGAE_Solar_99_Generic | Operational_New_Capacity_MW | 0.68 | Generic_PGE_North_500_SSN | Southern_PGAE_Solar_139_Generic | Reliability_Capacity_In_Model_Year | 0.556
Generic_PGE_South_500_offpeak | Tehachapi_Flow_Battery_125_Generic | Operational_New_Capacity_MW | -1 | Generic_PGE_South_500_SSN | Southern_PGAE_Solar_139_Generic | Reliability_Capacity_In_Model_Year | 0.556
Generic_PGE_South_500_offpeak | Tehachapi_Li_Battery_4hr_125_Generic | Operational_New_Capacity_MW | -1 | Generic_PGE_North_500_SSN | Southern_PGAE_Solar_140_Generic | Reliability_Capacity_In_Model_Year | 0.556
Generic_PGE_South_500_offpeak | Tehachapi_Li_Battery_8hr_125_Generic | Operational_New_Capacity_MW | -1 | Generic_PGE_South_500_SSN | Southern_PGAE_Solar_140_Generic | Reliability_Capacity_In_Model_Year | 0.556
Generic_PGE_South_500_offpeak | Tehachapi_Solar_125_Generic | Operational_New_Capacity_MW | 0.68 | Generic_PGE_North_500_SSN | Southern_PGAE_Solar_145_Generic | Reliability_Capacity_In_Model_Year | 0.556
Generic_PGE_South_500_offpeak | Generic_PGE_South_500_group | Operational_New_Capacity_MW | -1 | Generic_PGE_South_500_SSN | Southern_PGAE_Solar_147_Generic | Reliability_Capacity_In_Model_Year | 0.556
Generic_PGE_South_500_SSN | Central_Valley_North_Los_Banos_Biomass_47_Generic | Reliability_Capacity_In_Model_Year | 1 | Generic_PGE_South_500_SSN | Southern_PGAE_Solar_148_Generic | Reliability_Capacity_In_Model_Year | 0.556
Generic_PGE_South_500_SSN | Central_Valley_North_Los_Banos_Wind_125_Generic | Reliability_Capacity_In_Model_Year | 0.163 | Generic_PGE_North_500_SSN | Southern_PGAE_Solar_151_Generic | Reliability_Capacity_In_Model_Year | 0.556
Generic_PGE_South_500_SSN | Central_Valley_North_Los_Banos_Wind_154_Generic | Reliability_Capacity_In_Model_Year | 0.163 | Generic_PGE_South_500_SSN | Southern_PGAE_Solar_151_Generic | Reliability_Capacity_In_Model_Year | 0.556
Generic_PGE_South_500_SSN | Central_Valley_North_Los_Banos_Wind_162_Generic | Reliability_Capacity_In_Model_Year | 0.163 | Generic_PGE_South_500_SSN | Southern_PGAE_Solar_152_Generic | Reliability_Capacity_In_Model_Year | 0.556
Generic_PGE_South_500_SSN | Central_Valley_North_Los_Banos_Wind_17_Generic | Reliability_Capacity_In_Model_Year | 0.163 | Generic_PGE_North_500_SSN | Southern_PGAE_Solar_154_Generic | Reliability_Capacity_In_Model_Year | 0.556
Generic_PGE_South_500_SSN | Northern_California_Flow_Battery_113_Generic | Reliability_Capacity_In_Model_Year | 0.5 | Generic_PGE_South_500_SSN | Southern_PGAE_Solar_154_Generic | Reliability_Capacity_In_Model_Year | 0.556
Generic_PGE_South_500_SSN | Northern_California_Flow_Battery_114_Generic | Reliability_Capacity_In_Model_Year | 0.5 | Generic_PGE_South_500_SSN | Southern_PGAE_Solar_160_Generic | Reliability_Capacity_In_Model_Year | 0.556
Generic_PGE_South_500_SSN | Northern_California_Flow_Battery_130_Generic | Reliability_Capacity_In_Model_Year | 0.5 | Generic_PGE_North_500_SSN | Southern_PGAE_Solar_161_Generic | Reliability_Capacity_In_Model_Year | 0.556
Generic_PGE_South_500_SSN | Northern_California_Flow_Battery_138_Generic | Reliability_Capacity_In_Model_Year | 0.5 | Generic_PGE_South_500_SSN | Southern_PGAE_Solar_161_Generic | Reliability_Capacity_In_Model_Year | 0.556
Generic_PGE_South_500_SSN | Northern_California_Flow_Battery_166_Generic | Reliability_Capacity_In_Model_Year | 0.5 | Generic_PGE_North_500_SSN | Southern_PGAE_Solar_162_Generic | Reliability_Capacity_In_Model_Year | 0.556
Generic_PGE_South_500_SSN | Northern_California_Flow_Battery_85_Generic | Reliability_Capacity_In_Model_Year | 0.5 | Generic_PGE_South_500_SSN | Southern_PGAE_Solar_162_Generic | Reliability_Capacity_In_Model_Year | 0.556
Generic_PGE_South_500_SSN | Northern_California_Li_Battery_4hr_113_Generic | Reliability_Capacity_In_Model_Year | 0.5 | Generic_PGE_North_500_SSN | Southern_PGAE_Solar_163_Generic | Reliability_Capacity_In_Model_Year | 0.556
Generic_PGE_South_500_SSN | Northern_California_Li_Battery_4hr_114_Generic | Reliability_Capacity_In_Model_Year | 0.5 | Generic_PGE_South_500_SSN | Southern_PGAE_Solar_163_Generic | Reliability_Capacity_In_Model_Year | 0.556
Generic_PGE_South_500_SSN | Northern_California_Li_Battery_4hr_130_Generic | Reliability_Capacity_In_Model_Year | 0.5 | Generic_PGE_North_500_SSN | Southern_PGAE_Solar_164_Generic | Reliability_Capacity_In_Model_Year | 0.556
Generic_PGE_South_500_SSN | Northern_California_Li_Battery_4hr_138_Generic | Reliability_Capacity_In_Model_Year | 0.5 | Generic_PGE_South_500_SSN | Southern_PGAE_Solar_164_Generic | Reliability_Capacity_In_Model_Year | 0.556
Generic_PGE_South_500_SSN | Northern_California_Li_Battery_4hr_166_Generic | Reliability_Capacity_In_Model_Year | 0.5 | Generic_PGE_North_500_SSN | Southern_PGAE_Solar_165_Generic | Reliability_Capacity_In_Model_Year | 0.556
Generic_PGE_South_500_SSN | Northern_California_Li_Battery_4hr_85_Generic | Reliability_Capacity_In_Model_Year | 0.5 | Generic_PGE_South_500_SSN | Southern_PGAE_Solar_165_Generic | Reliability_Capacity_In_Model_Year | 0.556
Generic_PGE_South_500_SSN | Northern_California_Li_Battery_8hr_113_Generic | Reliability_Capacity_In_Model_Year | 0.5 | Generic_PGE_North_500_SSN | Southern_PGAE_Solar_168_Generic | Reliability_Capacity_In_Model_Year | 0.556
Generic_PGE_South_500_SSN | Northern_California_Li_Battery_8hr_114_Generic | Reliability_Capacity_In_Model_Year | 0.5 | Generic_PGE_South_500_SSN | Southern_PGAE_Solar_168_Generic | Reliability_Capacity_In_Model_Year | 0.556
Generic_PGE_South_500_SSN | Northern_California_Li_Battery_8hr_130_Generic | Reliability_Capacity_In_Model_Year | 0.5 | Generic_PGE_North_500_SSN | Southern_PGAE_Solar_169_Generic | Reliability_Capacity_In_Model_Year | 0.556
Generic_PGE_South_500_SSN | Northern_California_Li_Battery_8hr_138_Generic | Reliability_Capacity_In_Model_Year | 0.5 | Generic_PGE_South_500_SSN | Southern_PGAE_Solar_169_Generic | Reliability_Capacity_In_Model_Year | 0.556
Generic_PGE_South_500_SSN | Northern_California_Li_Battery_8hr_166_Generic | Reliability_Capacity_In_Model_Year | 0.5 | Generic_PGE_North_500_SSN | Southern_PGAE_Solar_17_Generic | Reliability_Capacity_In_Model_Year | 0.556
Generic_PGE_South_500_SSN | Northern_California_Li_Battery_8hr_85_Generic | Reliability_Capacity_In_Model_Year | 0.5 | Generic_PGE_South_500_SSN | Southern_PGAE_Solar_17_Generic | Reliability_Capacity_In_Model_Year | 0.556
Generic_PGE_South_500_SSN | Northern_California_Solar_113_Generic | Reliability_Capacity_In_Model_Year | 0.556 | Generic_PGE_North_500_SSN | Southern_PGAE_Solar_170_Generic | Reliability_Capacity_In_Model_Year | 0.556
Generic_PGE_South_500_SSN | Northern_California_Solar_114_Generic | Reliability_Capacity_In_Model_Year | 0.556 | Generic_PGE_South_500_SSN | Southern_PGAE_Solar_170_Generic | Reliability_Capacity_In_Model_Year | 0.556
Generic_PGE_South_500_SSN | Northern_California_Solar_130_Generic | Reliability_Capacity_In_Model_Year | 0.556 | Generic_PGE_South_500_SSN | Southern_PGAE_Solar_173_Generic | Reliability_Capacity_In_Model_Year | 0.556
Generic_PGE_South_500_SSN | Northern_California_Solar_138_Generic | Reliability_Capacity_In_Model_Year | 0.556 | Generic_PGE_North_500_SSN | Southern_PGAE_Solar_174_Generic | Reliability_Capacity_In_Model_Year | 0.556
Generic_PGE_South_500_SSN | Northern_California_Solar_166_Generic | Reliability_Capacity_In_Model_Year | 0.556 | Generic_PGE_South_500_SSN | Southern_PGAE_Solar_174_Generic | Reliability_Capacity_In_Model_Year | 0.556
Generic_PGE_South_500_SSN | Northern_California_Solar_85_Generic | Reliability_Capacity_In_Model_Year | 0.556 | Generic_PGE_South_500_SSN | Southern_PGAE_Solar_175_Generic | Reliability_Capacity_In_Model_Year | 0.556
Generic_PGE_South_500_SSN | Solano_Wind_85_Generic | Reliability_Capacity_In_Model_Year | 0.163 | Generic_PGE_North_500_SSN | Southern_PGAE_Solar_176_Generic | Reliability_Capacity_In_Model_Year | 0.556
Generic_PGE_South_500_SSN | Southern_PGAE_Adiabatic_CAES_12_Generic | Reliability_Capacity_In_Model_Year | 0.5 | Generic_PGE_South_500_SSN | Southern_PGAE_Solar_176_Generic | Reliability_Capacity_In_Model_Year | 0.556
Generic_PGE_South_500_SSN | Southern_PGAE_Flow_Battery_102_Generic | Reliability_Capacity_In_Model_Year | 0.5 | Generic_PGE_South_500_SSN | Southern_PGAE_Solar_177_Generic | Reliability_Capacity_In_Model_Year | 0.556
Generic_PGE_South_500_SSN | Southern_PGAE_Flow_Battery_109_Generic | Reliability_Capacity_In_Model_Year | 0.5 | Generic_PGE_South_500_SSN | Southern_PGAE_Solar_181_Generic | Reliability_Capacity_In_Model_Year | 0.556
Generic_PGE_South_500_SSN | Southern_PGAE_Flow_Battery_117_Generic | Reliability_Capacity_In_Model_Year | 0.5 | Generic_PGE_South_500_SSN | Southern_PGAE_Solar_22_Generic | Reliability_Capacity_In_Model_Year | 0.556
Generic_PGE_South_500_SSN | Southern_PGAE_Flow_Battery_118_Generic | Reliability_Capacity_In_Model_Year | 0.5 | Generic_PGE_South_500_SSN | Southern_PGAE_Solar_23_Generic | Reliability_Capacity_In_Model_Year | 0.556
Generic_PGE_South_500_SSN | Southern_PGAE_Flow_Battery_12_Generic | Reliability_Capacity_In_Model_Year | 0.5 | Generic_PGE_South_500_SSN | Southern_PGAE_Solar_24_Generic | Reliability_Capacity_In_Model_Year | 0.556
Generic_PGE_South_500_SSN | Southern_PGAE_Flow_Battery_124_Generic | Reliability_Capacity_In_Model_Year | 0.5 | Generic_PGE_South_500_SSN | Southern_PGAE_Solar_27_Generic | Reliability_Capacity_In_Model_Year | 0.556
Generic_PGE_South_500_SSN | Southern_PGAE_Flow_Battery_136_Generic | Reliability_Capacity_In_Model_Year | 0.5 | Generic_PGE_South_500_SSN | Southern_PGAE_Solar_3_Generic | Reliability_Capacity_In_Model_Year | 0.556
Generic_PGE_South_500_SSN | Southern_PGAE_Flow_Battery_139_Generic | Reliability_Capacity_In_Model_Year | 0.5 | Generic_PGE_South_500_SSN | Southern_PGAE_Solar_33_Generic | Reliability_Capacity_In_Model_Year | 0.556
Generic_PGE_South_500_SSN | Southern_PGAE_Flow_Battery_140_Generic | Reliability_Capacity_In_Model_Year | 0.5 | Generic_PGE_South_500_SSN | Southern_PGAE_Solar_34_Generic | Reliability_Capacity_In_Model_Year | 0.556
Generic_PGE_South_500_SSN | Southern_PGAE_Flow_Battery_147_Generic | Reliability_Capacity_In_Model_Year | 0.5 | Generic_PGE_South_500_SSN | Southern_PGAE_Solar_37_Generic | Reliability_Capacity_In_Model_Year | 0.556
Generic_PGE_South_500_SSN | Southern_PGAE_Flow_Battery_148_Generic | Reliability_Capacity_In_Model_Year | 0.5 | Generic_PGE_South_500_SSN | Southern_PGAE_Solar_39_Generic | Reliability_Capacity_In_Model_Year | 0.556
Generic_PGE_South_500_SSN | Southern_PGAE_Flow_Battery_151_Generic | Reliability_Capacity_In_Model_Year | 0.5 | Generic_PGE_South_500_SSN | Southern_PGAE_Solar_43_Generic | Reliability_Capacity_In_Model_Year | 0.556
Generic_PGE_South_500_SSN | Southern_PGAE_Flow_Battery_152_Generic | Reliability_Capacity_In_Model_Year | 0.5 | Generic_PGE_South_500_SSN | Southern_PGAE_Solar_45_Generic | Reliability_Capacity_In_Model_Year | 0.556
Generic_PGE_South_500_SSN | Southern_PGAE_Flow_Battery_154_Generic | Reliability_Capacity_In_Model_Year | 0.5 | Generic_PGE_South_500_SSN | Southern_PGAE_Solar_46_Generic | Reliability_Capacity_In_Model_Year | 0.556
Generic_PGE_South_500_SSN | Southern_PGAE_Flow_Battery_160_Generic | Reliability_Capacity_In_Model_Year | 0.5 | Generic_PGE_South_500_SSN | Southern_PGAE_Solar_47_Generic | Reliability_Capacity_In_Model_Year | 0.556
Generic_PGE_South_500_SSN | Southern_PGAE_Flow_Battery_161_Generic | Reliability_Capacity_In_Model_Year | 0.5 | Generic_PGE_South_500_SSN | Southern_PGAE_Solar_49_Generic | Reliability_Capacity_In_Model_Year | 0.556
Generic_PGE_South_500_SSN | Southern_PGAE_Flow_Battery_162_Generic | Reliability_Capacity_In_Model_Year | 0.5 | Generic_PGE_South_500_SSN | Southern_PGAE_Solar_52_Generic | Reliability_Capacity_In_Model_Year | 0.556
Generic_PGE_South_500_SSN | Southern_PGAE_Flow_Battery_163_Generic | Reliability_Capacity_In_Model_Year | 0.5 | Generic_PGE_South_500_SSN | Southern_PGAE_Solar_54_Generic | Reliability_Capacity_In_Model_Year | 0.556
Generic_PGE_South_500_SSN | Southern_PGAE_Flow_Battery_164_Generic | Reliability_Capacity_In_Model_Year | 0.5 | Generic_PGE_South_500_SSN | Southern_PGAE_Solar_61_Generic | Reliability_Capacity_In_Model_Year | 0.556
Generic_PGE_South_500_SSN | Southern_PGAE_Flow_Battery_165_Generic | Reliability_Capacity_In_Model_Year | 0.5 | Generic_PGE_South_500_SSN | Southern_PGAE_Solar_69_Generic | Reliability_Capacity_In_Model_Year | 0.556
Generic_PGE_South_500_SSN | Southern_PGAE_Flow_Battery_168_Generic | Reliability_Capacity_In_Model_Year | 0.5 | Generic_PGE_South_500_SSN | Southern_PGAE_Solar_72_Generic | Reliability_Capacity_In_Model_Year | 0.556
Generic_PGE_South_500_SSN | Southern_PGAE_Flow_Battery_169_Generic | Reliability_Capacity_In_Model_Year | 0.5 | Generic_PGE_South_500_SSN | Southern_PGAE_Solar_74_Generic | Reliability_Capacity_In_Model_Year | 0.556
Generic_PGE_South_500_SSN | Southern_PGAE_Flow_Battery_17_Generic | Reliability_Capacity_In_Model_Year | 0.5 | Generic_PGE_South_500_SSN | Southern_PGAE_Solar_75_Generic | Reliability_Capacity_In_Model_Year | 0.556
Generic_PGE_South_500_SSN | Southern_PGAE_Flow_Battery_170_Generic | Reliability_Capacity_In_Model_Year | 0.5 | Generic_PGE_South_500_SSN | Southern_PGAE_Solar_79_Generic | Reliability_Capacity_In_Model_Year | 0.556
Generic_PGE_South_500_SSN | Southern_PGAE_Flow_Battery_173_Generic | Reliability_Capacity_In_Model_Year | 0.5 | Generic_PGE_South_500_SSN | Southern_PGAE_Solar_8_Generic | Reliability_Capacity_In_Model_Year | 0.556
Generic_PGE_South_500_SSN | Southern_PGAE_Flow_Battery_174_Generic | Reliability_Capacity_In_Model_Year | 0.5 | Generic_PGE_South_500_SSN | Southern_PGAE_Solar_93_Generic | Reliability_Capacity_In_Model_Year | 0.556
Generic_PGE_South_500_SSN | Southern_PGAE_Flow_Battery_175_Generic | Reliability_Capacity_In_Model_Year | 0.5 | Generic_PGE_North_500_SSN | Southern_PGAE_Solar_95_Generic | Reliability_Capacity_In_Model_Year | 0.556
Generic_PGE_South_500_SSN | Southern_PGAE_Flow_Battery_176_Generic | Reliability_Capacity_In_Model_Year | 0.5 | Generic_PGE_South_500_SSN | Southern_PGAE_Solar_98_Generic | Reliability_Capacity_In_Model_Year | 0.556
Generic_PGE_South_500_SSN | Southern_PGAE_Flow_Battery_177_Generic | Reliability_Capacity_In_Model_Year | 0.5 | Generic_PGE_North_500_SSN | Southern_PGAE_Solar_99_Generic | Reliability_Capacity_In_Model_Year | 0.556
Generic_PGE_South_500_SSN | Southern_PGAE_Flow_Battery_181_Generic | Reliability_Capacity_In_Model_Year | 0.5 | Generic_PGE_South_500_SSN | Southern_PGAE_Solar_99_Generic | Reliability_Capacity_In_Model_Year | 0.556
Generic_PGE_South_500_SSN | Southern_PGAE_Flow_Battery_22_Generic | Reliability_Capacity_In_Model_Year | 0.5 | Generic_SCE_Northern_500_SSN | Tehachapi_Adiabatic_CAES_13_Generic | Reliability_Capacity_In_Model_Year | 0.5
Generic_PGE_South_500_SSN | Southern_PGAE_Flow_Battery_23_Generic | Reliability_Capacity_In_Model_Year | 0.5 | Generic_SCE_East_Pisgah_500_SSN | Tehachapi_Flow_Battery_101_Generic | Reliability_Capacity_In_Model_Year | 0.5
Generic_PGE_South_500_SSN | Southern_PGAE_Flow_Battery_24_Generic | Reliability_Capacity_In_Model_Year | 0.5 | Generic_SCE_Northern_500_SSN | Tehachapi_Flow_Battery_101_Generic | Reliability_Capacity_In_Model_Year | 0.5
Generic_PGE_South_500_SSN | Southern_PGAE_Flow_Battery_27_Generic | Reliability_Capacity_In_Model_Year | 0.5 | Generic_PGE_North_500_SSN | Tehachapi_Flow_Battery_125_Generic | Reliability_Capacity_In_Model_Year | 0.5
Generic_PGE_South_500_SSN | Southern_PGAE_Flow_Battery_3_Generic | Reliability_Capacity_In_Model_Year | 0.5 | Generic_PGE_South_500_SSN | Tehachapi_Flow_Battery_125_Generic | Reliability_Capacity_In_Model_Year | 0.5
Generic_PGE_South_500_SSN | Southern_PGAE_Flow_Battery_33_Generic | Reliability_Capacity_In_Model_Year | 0.5 | Generic_SCE_Northern_500_SSN | Tehachapi_Flow_Battery_13_Generic | Reliability_Capacity_In_Model_Year | 0.5
Generic_PGE_South_500_SSN | Southern_PGAE_Flow_Battery_34_Generic | Reliability_Capacity_In_Model_Year | 0.5 | Generic_SCE_East_Pisgah_500_SSN | Tehachapi_Flow_Battery_28_Generic | Reliability_Capacity_In_Model_Year | 0.5
Generic_PGE_South_500_SSN | Southern_PGAE_Flow_Battery_37_Generic | Reliability_Capacity_In_Model_Year | 0.5 | Generic_SCE_Northern_500_SSN | Tehachapi_Flow_Battery_28_Generic | Reliability_Capacity_In_Model_Year | 0.5
Generic_PGE_South_500_SSN | Southern_PGAE_Flow_Battery_39_Generic | Reliability_Capacity_In_Model_Year | 0.5 | Generic_SCE_Northern_500_SSN | Tehachapi_Flow_Battery_32_Generic | Reliability_Capacity_In_Model_Year | 0.5
Generic_PGE_South_500_SSN | Southern_PGAE_Flow_Battery_43_Generic | Reliability_Capacity_In_Model_Year | 0.5 | Generic_SCE_Northern_500_SSN | Tehachapi_Flow_Battery_66_Generic | Reliability_Capacity_In_Model_Year | 0.5
Generic_PGE_South_500_SSN | Southern_PGAE_Flow_Battery_45_Generic | Reliability_Capacity_In_Model_Year | 0.5 | Generic_SCE_East_Pisgah_500_SSN | Tehachapi_Flow_Battery_78_Generic | Reliability_Capacity_In_Model_Year | 0.5
Generic_PGE_South_500_SSN | Southern_PGAE_Flow_Battery_46_Generic | Reliability_Capacity_In_Model_Year | 0.5 | Generic_SCE_Northern_500_SSN | Tehachapi_Flow_Battery_78_Generic | Reliability_Capacity_In_Model_Year | 0.5
Generic_PGE_South_500_SSN | Southern_PGAE_Flow_Battery_47_Generic | Reliability_Capacity_In_Model_Year | 0.5 | Generic_SCE_East_Pisgah_500_SSN | Tehachapi_Li_Battery_4hr_101_Generic | Reliability_Capacity_In_Model_Year | 0.5
Generic_PGE_South_500_SSN | Southern_PGAE_Flow_Battery_49_Generic | Reliability_Capacity_In_Model_Year | 0.5 | Generic_SCE_Northern_500_SSN | Tehachapi_Li_Battery_4hr_101_Generic | Reliability_Capacity_In_Model_Year | 0.5
Generic_PGE_South_500_SSN | Southern_PGAE_Flow_Battery_52_Generic | Reliability_Capacity_In_Model_Year | 0.5 | Generic_PGE_North_500_SSN | Tehachapi_Li_Battery_4hr_125_Generic | Reliability_Capacity_In_Model_Year | 0.5
Generic_PGE_South_500_SSN | Southern_PGAE_Flow_Battery_54_Generic | Reliability_Capacity_In_Model_Year | 0.5 | Generic_PGE_South_500_SSN | Tehachapi_Li_Battery_4hr_125_Generic | Reliability_Capacity_In_Model_Year | 0.5
Generic_PGE_South_500_SSN | Southern_PGAE_Flow_Battery_61_Generic | Reliability_Capacity_In_Model_Year | 0.5 | Generic_SCE_Northern_500_SSN | Tehachapi_Li_Battery_4hr_13_Generic | Reliability_Capacity_In_Model_Year | 0.5
Generic_PGE_South_500_SSN | Southern_PGAE_Flow_Battery_69_Generic | Reliability_Capacity_In_Model_Year | 0.5 | Generic_SCE_East_Pisgah_500_SSN | Tehachapi_Li_Battery_4hr_28_Generic | Reliability_Capacity_In_Model_Year | 0.5
Generic_PGE_South_500_SSN | Southern_PGAE_Flow_Battery_72_Generic | Reliability_Capacity_In_Model_Year | 0.5 | Generic_SCE_Northern_500_SSN | Tehachapi_Li_Battery_4hr_28_Generic | Reliability_Capacity_In_Model_Year | 0.5
Generic_PGE_South_500_SSN | Southern_PGAE_Flow_Battery_74_Generic | Reliability_Capacity_In_Model_Year | 0.5 | Generic_SCE_Northern_500_SSN | Tehachapi_Li_Battery_4hr_32_Generic | Reliability_Capacity_In_Model_Year | 0.5
Generic_PGE_South_500_SSN | Southern_PGAE_Flow_Battery_75_Generic | Reliability_Capacity_In_Model_Year | 0.5 | Generic_SCE_Northern_500_SSN | Tehachapi_Li_Battery_4hr_66_Generic | Reliability_Capacity_In_Model_Year | 0.5
Generic_PGE_South_500_SSN | Southern_PGAE_Flow_Battery_79_Generic | Reliability_Capacity_In_Model_Year | 0.5 | Generic_SCE_East_Pisgah_500_SSN | Tehachapi_Li_Battery_4hr_78_Generic | Reliability_Capacity_In_Model_Year | 0.5
Generic_PGE_South_500_SSN | Southern_PGAE_Flow_Battery_8_Generic | Reliability_Capacity_In_Model_Year | 0.5 | Generic_SCE_Northern_500_SSN | Tehachapi_Li_Battery_4hr_78_Generic | Reliability_Capacity_In_Model_Year | 0.5
Generic_PGE_South_500_SSN | Southern_PGAE_Flow_Battery_93_Generic | Reliability_Capacity_In_Model_Year | 0.5 | Generic_SCE_East_Pisgah_500_SSN | Tehachapi_Li_Battery_8hr_101_Generic | Reliability_Capacity_In_Model_Year | 0.5
Generic_PGE_South_500_SSN | Southern_PGAE_Flow_Battery_98_Generic | Reliability_Capacity_In_Model_Year | 0.5 | Generic_SCE_Northern_500_SSN | Tehachapi_Li_Battery_8hr_101_Generic | Reliability_Capacity_In_Model_Year | 0.5
Generic_PGE_South_500_SSN | Southern_PGAE_Flow_Battery_99_Generic | Reliability_Capacity_In_Model_Year | 0.5 | Generic_PGE_North_500_SSN | Tehachapi_Li_Battery_8hr_125_Generic | Reliability_Capacity_In_Model_Year | 0.5
Generic_PGE_South_500_SSN | Southern_PGAE_Li_Battery_4hr_102_Generic | Reliability_Capacity_In_Model_Year | 0.5 | Generic_PGE_South_500_SSN | Tehachapi_Li_Battery_8hr_125_Generic | Reliability_Capacity_In_Model_Year | 0.5
Generic_PGE_South_500_SSN | Southern_PGAE_Li_Battery_4hr_109_Generic | Reliability_Capacity_In_Model_Year | 0.5 | Generic_SCE_Northern_500_SSN | Tehachapi_Li_Battery_8hr_13_Generic | Reliability_Capacity_In_Model_Year | 0.5
Generic_PGE_South_500_SSN | Southern_PGAE_Li_Battery_4hr_117_Generic | Reliability_Capacity_In_Model_Year | 0.5 | Generic_SCE_East_Pisgah_500_SSN | Tehachapi_Li_Battery_8hr_28_Generic | Reliability_Capacity_In_Model_Year | 0.5
Generic_PGE_South_500_SSN | Southern_PGAE_Li_Battery_4hr_118_Generic | Reliability_Capacity_In_Model_Year | 0.5 | Generic_SCE_Northern_500_SSN | Tehachapi_Li_Battery_8hr_28_Generic | Reliability_Capacity_In_Model_Year | 0.5
Generic_PGE_South_500_SSN | Southern_PGAE_Li_Battery_4hr_12_Generic | Reliability_Capacity_In_Model_Year | 0.5 | Generic_SCE_Northern_500_SSN | Tehachapi_Li_Battery_8hr_32_Generic | Reliability_Capacity_In_Model_Year | 0.5
Generic_PGE_South_500_SSN | Southern_PGAE_Li_Battery_4hr_124_Generic | Reliability_Capacity_In_Model_Year | 0.5 | Generic_SCE_Northern_500_SSN | Tehachapi_Li_Battery_8hr_66_Generic | Reliability_Capacity_In_Model_Year | 0.5
Generic_PGE_South_500_SSN | Southern_PGAE_Li_Battery_4hr_136_Generic | Reliability_Capacity_In_Model_Year | 0.5 | Generic_SCE_East_Pisgah_500_SSN | Tehachapi_Li_Battery_8hr_78_Generic | Reliability_Capacity_In_Model_Year | 0.5
Generic_PGE_South_500_SSN | Southern_PGAE_Li_Battery_4hr_139_Generic | Reliability_Capacity_In_Model_Year | 0.5 | Generic_SCE_Northern_500_SSN | Tehachapi_Li_Battery_8hr_78_Generic | Reliability_Capacity_In_Model_Year | 0.5
Generic_PGE_South_500_SSN | Southern_PGAE_Li_Battery_4hr_140_Generic | Reliability_Capacity_In_Model_Year | 0.5 | Generic_SCE_Northern_500_SSN | Tehachapi_Pumped_Storage_32_Generic | Reliability_Capacity_In_Model_Year | 0.5
Generic_PGE_South_500_SSN | Southern_PGAE_Li_Battery_4hr_147_Generic | Reliability_Capacity_In_Model_Year | 0.5 | Generic_SCE_East_Pisgah_500_SSN | Tehachapi_Solar_101_Generic | Reliability_Capacity_In_Model_Year | 0.427
Generic_PGE_South_500_SSN | Southern_PGAE_Li_Battery_4hr_148_Generic | Reliability_Capacity_In_Model_Year | 0.5 | Generic_SCE_Northern_500_SSN | Tehachapi_Solar_101_Generic | Reliability_Capacity_In_Model_Year | 0.427
Generic_PGE_South_500_SSN | Southern_PGAE_Li_Battery_4hr_151_Generic | Reliability_Capacity_In_Model_Year | 0.5 | Generic_PGE_North_500_SSN | Tehachapi_Solar_125_Generic | Reliability_Capacity_In_Model_Year | 0.427
Generic_PGE_South_500_SSN | Southern_PGAE_Li_Battery_4hr_152_Generic | Reliability_Capacity_In_Model_Year | 0.5 | Generic_PGE_South_500_SSN | Tehachapi_Solar_125_Generic | Reliability_Capacity_In_Model_Year | 0.427
Generic_PGE_South_500_SSN | Southern_PGAE_Li_Battery_4hr_154_Generic | Reliability_Capacity_In_Model_Year | 0.5 | Generic_SCE_Northern_500_SSN | Tehachapi_Solar_13_Generic | Reliability_Capacity_In_Model_Year | 0.427
Generic_PGE_South_500_SSN | Southern_PGAE_Li_Battery_4hr_160_Generic | Reliability_Capacity_In_Model_Year | 0.5 | Generic_SCE_East_Pisgah_500_SSN | Tehachapi_Solar_28_Generic | Reliability_Capacity_In_Model_Year | 0.427
Generic_PGE_South_500_SSN | Southern_PGAE_Li_Battery_4hr_161_Generic | Reliability_Capacity_In_Model_Year | 0.5 | Generic_SCE_Northern_500_SSN | Tehachapi_Solar_28_Generic | Reliability_Capacity_In_Model_Year | 0.427
Generic_PGE_South_500_SSN | Southern_PGAE_Li_Battery_4hr_162_Generic | Reliability_Capacity_In_Model_Year | 0.5 | Generic_SCE_Northern_500_SSN | Tehachapi_Solar_32_Generic | Reliability_Capacity_In_Model_Year | 0.427
Generic_PGE_South_500_SSN | Southern_PGAE_Li_Battery_4hr_163_Generic | Reliability_Capacity_In_Model_Year | 0.5 | Generic_SCE_Northern_500_SSN | Tehachapi_Solar_66_Generic | Reliability_Capacity_In_Model_Year | 0.427
Generic_PGE_South_500_SSN | Southern_PGAE_Li_Battery_4hr_164_Generic | Reliability_Capacity_In_Model_Year | 0.5 | Generic_SCE_East_Pisgah_500_SSN | Tehachapi_Solar_78_Generic | Reliability_Capacity_In_Model_Year | 0.427
Generic_PGE_South_500_SSN | Southern_PGAE_Li_Battery_4hr_165_Generic | Reliability_Capacity_In_Model_Year | 0.5 | Generic_SCE_Northern_500_SSN | Tehachapi_Solar_78_Generic | Reliability_Capacity_In_Model_Year | 0.427
Generic_PGE_South_500_SSN | Southern_PGAE_Li_Battery_4hr_168_Generic | Reliability_Capacity_In_Model_Year | 0.5 | Generic_SCE_Northern_500_SSN | Tehachapi_Wind_13_Generic | Reliability_Capacity_In_Model_Year | 0.163
Generic_PGE_South_500_SSN | Southern_PGAE_Li_Battery_4hr_169_Generic | Reliability_Capacity_In_Model_Year | 0.5 | Generic_SCE_Northern_500_SSN | Tehachapi_Wind_18_Generic | Reliability_Capacity_In_Model_Year | 0.163
Generic_PGE_South_500_SSN | Southern_PGAE_Li_Battery_4hr_17_Generic | Reliability_Capacity_In_Model_Year | 0.5 | Generic_SCE_Northern_500_SSN | Tehachapi_Wind_32_Generic | Reliability_Capacity_In_Model_Year | 0.163
Generic_PGE_South_500_SSN | Southern_PGAE_Li_Battery_4hr_170_Generic | Reliability_Capacity_In_Model_Year | 0.5 | Generic_SCE_East_Pisgah_500_SSN | Utah_Geothermal_19_Generic | Reliability_Capacity_In_Model_Year | 1
Generic_PGE_South_500_SSN | Southern_PGAE_Li_Battery_4hr_173_Generic | Reliability_Capacity_In_Model_Year | 0.5 | Generic_SCE_Eastern_500_SSN | Utah_Geothermal_19_Generic | Reliability_Capacity_In_Model_Year | 1
Generic_PGE_South_500_SSN | Southern_PGAE_Li_Battery_4hr_174_Generic | Reliability_Capacity_In_Model_Year | 0.5 | Generic_SCE_East_Pisgah_500_SSN | Utah_Wind_19_Generic | Reliability_Capacity_In_Model_Year | 0.35
Generic_PGE_South_500_SSN | Southern_PGAE_Li_Battery_4hr_175_Generic | Reliability_Capacity_In_Model_Year | 0.5 | Generic_SCE_Eastern_500_SSN | Utah_Wind_19_Generic | Reliability_Capacity_In_Model_Year | 0.35
Generic_PGE_South_500_SSN | Southern_PGAE_Li_Battery_4hr_176_Generic | Reliability_Capacity_In_Model_Year | 0.5 | Generic_SCE_East_Pisgah_500_SSN | Wyoming_Wind_19_Generic | Reliability_Capacity_In_Model_Year | 0.35
Generic_PGE_South_500_SSN | Southern_PGAE_Li_Battery_4hr_177_Generic | Reliability_Capacity_In_Model_Year | 0.5 | Generic_SCE_Eastern_500_SSN | Wyoming_Wind_19_Generic | Reliability_Capacity_In_Model_Year | 0.35
Generic_PGE_South_500_SSN | Southern_PGAE_Li_Battery_4hr_181_Generic | Reliability_Capacity_In_Model_Year | 0.5 | Generic_SCE_Eastern_500_offpeak | Arizona_Flow_Battery_48_Generic | Operational_New_Capacity_MW | -1
Generic_PGE_South_500_SSN | Southern_PGAE_Li_Battery_4hr_22_Generic | Reliability_Capacity_In_Model_Year | 0.5 | Generic_SCE_East_Pisgah_500_offpeak | Arizona_Flow_Battery_55_Generic | Operational_New_Capacity_MW | -1
Generic_PGE_South_500_SSN | Southern_PGAE_Li_Battery_4hr_23_Generic | Reliability_Capacity_In_Model_Year | 0.5 | Generic_SCE_Eastern_500_offpeak | Arizona_Flow_Battery_55_Generic | Operational_New_Capacity_MW | -1
Generic_PGE_South_500_SSN | Southern_PGAE_Li_Battery_4hr_24_Generic | Reliability_Capacity_In_Model_Year | 0.5 | Generic_SCE_Eastern_500_offpeak | Arizona_Flow_Battery_62_Generic | Operational_New_Capacity_MW | -1
Generic_PGE_South_500_SSN | Southern_PGAE_Li_Battery_4hr_27_Generic | Reliability_Capacity_In_Model_Year | 0.5 | Generic_SCE_Eastern_500_offpeak | Arizona_Flow_Battery_77_Generic | Operational_New_Capacity_MW | -1
Generic_PGE_South_500_SSN | Southern_PGAE_Li_Battery_4hr_3_Generic | Reliability_Capacity_In_Model_Year | 0.5 | Generic_SCE_East_Pisgah_500_offpeak | Arizona_Flow_Battery_90_Generic | Operational_New_Capacity_MW | -1
Generic_PGE_South_500_SSN | Southern_PGAE_Li_Battery_4hr_33_Generic | Reliability_Capacity_In_Model_Year | 0.5 | Generic_SCE_Eastern_500_offpeak | Arizona_Flow_Battery_90_Generic | Operational_New_Capacity_MW | -1
Generic_PGE_South_500_SSN | Southern_PGAE_Li_Battery_4hr_34_Generic | Reliability_Capacity_In_Model_Year | 0.5 | Generic_SCE_Eastern_500_offpeak | Arizona_Li_Battery_4hr_48_Generic | Operational_New_Capacity_MW | -1
Generic_PGE_South_500_SSN | Southern_PGAE_Li_Battery_4hr_37_Generic | Reliability_Capacity_In_Model_Year | 0.5 | Generic_SCE_East_Pisgah_500_offpeak | Arizona_Li_Battery_4hr_55_Generic | Operational_New_Capacity_MW | -1
Generic_PGE_South_500_SSN | Southern_PGAE_Li_Battery_4hr_39_Generic | Reliability_Capacity_In_Model_Year | 0.5 | Generic_SCE_Eastern_500_offpeak | Arizona_Li_Battery_4hr_55_Generic | Operational_New_Capacity_MW | -1
Generic_PGE_South_500_SSN | Southern_PGAE_Li_Battery_4hr_43_Generic | Reliability_Capacity_In_Model_Year | 0.5 | Generic_SCE_Eastern_500_offpeak | Arizona_Li_Battery_4hr_62_Generic | Operational_New_Capacity_MW | -1
Generic_PGE_South_500_SSN | Southern_PGAE_Li_Battery_4hr_45_Generic | Reliability_Capacity_In_Model_Year | 0.5 | Generic_SCE_Eastern_500_offpeak | Arizona_Li_Battery_4hr_77_Generic | Operational_New_Capacity_MW | -1
Generic_PGE_South_500_SSN | Southern_PGAE_Li_Battery_4hr_46_Generic | Reliability_Capacity_In_Model_Year | 0.5 | Generic_SCE_East_Pisgah_500_offpeak | Arizona_Li_Battery_4hr_90_Generic | Operational_New_Capacity_MW | -1
Generic_PGE_South_500_SSN | Southern_PGAE_Li_Battery_4hr_47_Generic | Reliability_Capacity_In_Model_Year | 0.5 | Generic_SCE_Eastern_500_offpeak | Arizona_Li_Battery_4hr_90_Generic | Operational_New_Capacity_MW | -1
Generic_PGE_South_500_SSN | Southern_PGAE_Li_Battery_4hr_49_Generic | Reliability_Capacity_In_Model_Year | 0.5 | Generic_SCE_Eastern_500_offpeak | Arizona_Li_Battery_8hr_48_Generic | Operational_New_Capacity_MW | -1
Generic_PGE_South_500_SSN | Southern_PGAE_Li_Battery_4hr_52_Generic | Reliability_Capacity_In_Model_Year | 0.5 | Generic_SCE_East_Pisgah_500_offpeak | Arizona_Li_Battery_8hr_55_Generic | Operational_New_Capacity_MW | -1
Generic_PGE_South_500_SSN | Southern_PGAE_Li_Battery_4hr_54_Generic | Reliability_Capacity_In_Model_Year | 0.5 | Generic_SCE_Eastern_500_offpeak | Arizona_Li_Battery_8hr_55_Generic | Operational_New_Capacity_MW | -1
Generic_PGE_South_500_SSN | Southern_PGAE_Li_Battery_4hr_61_Generic | Reliability_Capacity_In_Model_Year | 0.5 | Generic_SCE_Eastern_500_offpeak | Arizona_Li_Battery_8hr_62_Generic | Operational_New_Capacity_MW | -1
Generic_PGE_South_500_SSN | Southern_PGAE_Li_Battery_4hr_69_Generic | Reliability_Capacity_In_Model_Year | 0.5 | Generic_SCE_Eastern_500_offpeak | Arizona_Li_Battery_8hr_77_Generic | Operational_New_Capacity_MW | -1
Generic_PGE_South_500_SSN | Southern_PGAE_Li_Battery_4hr_72_Generic | Reliability_Capacity_In_Model_Year | 0.5 | Generic_SCE_East_Pisgah_500_offpeak | Arizona_Li_Battery_8hr_90_Generic | Operational_New_Capacity_MW | -1
Generic_PGE_South_500_SSN | Southern_PGAE_Li_Battery_4hr_74_Generic | Reliability_Capacity_In_Model_Year | 0.5 | Generic_SCE_Eastern_500_offpeak | Arizona_Li_Battery_8hr_90_Generic | Operational_New_Capacity_MW | -1
Generic_PGE_South_500_SSN | Southern_PGAE_Li_Battery_4hr_75_Generic | Reliability_Capacity_In_Model_Year | 0.5 | Generic_SCE_Eastern_500_offpeak | Arizona_Solar_48_Generic | Operational_New_Capacity_MW | 0.68
Generic_PGE_South_500_SSN | Southern_PGAE_Li_Battery_4hr_79_Generic | Reliability_Capacity_In_Model_Year | 0.5 | Generic_SCE_East_Pisgah_500_offpeak | Arizona_Solar_55_Generic | Operational_New_Capacity_MW | 0.77
Generic_PGE_South_500_SSN | Southern_PGAE_Li_Battery_4hr_8_Generic | Reliability_Capacity_In_Model_Year | 0.5 | Generic_SCE_Eastern_500_offpeak | Arizona_Solar_55_Generic | Operational_New_Capacity_MW | 0.68
Generic_PGE_South_500_SSN | Southern_PGAE_Li_Battery_4hr_93_Generic | Reliability_Capacity_In_Model_Year | 0.5 | Generic_SCE_Eastern_500_offpeak | Arizona_Solar_62_Generic | Operational_New_Capacity_MW | 0.68
Generic_PGE_South_500_SSN | Southern_PGAE_Li_Battery_4hr_98_Generic | Reliability_Capacity_In_Model_Year | 0.5 | Generic_SCE_Eastern_500_offpeak | Arizona_Solar_77_Generic | Operational_New_Capacity_MW | 0.68
Generic_PGE_South_500_SSN | Southern_PGAE_Li_Battery_4hr_99_Generic | Reliability_Capacity_In_Model_Year | 0.5 | Generic_SCE_East_Pisgah_500_offpeak | Arizona_Solar_90_Generic | Operational_New_Capacity_MW | 0.77
Generic_PGE_South_500_SSN | Southern_PGAE_Li_Battery_8hr_102_Generic | Reliability_Capacity_In_Model_Year | 0.5 | Generic_SCE_Eastern_500_offpeak | Arizona_Solar_90_Generic | Operational_New_Capacity_MW | 0.68
Generic_PGE_South_500_SSN | Southern_PGAE_Li_Battery_8hr_109_Generic | Reliability_Capacity_In_Model_Year | 0.5 | Generic_SCE_East_Pisgah_500_offpeak | Baja_California_Wind_133_Generic | Operational_New_Capacity_MW | 0.44
Generic_PGE_South_500_SSN | Southern_PGAE_Li_Battery_8hr_117_Generic | Reliability_Capacity_In_Model_Year | 0.5 | Generic_SCE_Eastern_500_offpeak | Baja_California_Wind_133_Generic | Operational_New_Capacity_MW | 0.69
Generic_PGE_South_500_SSN | Southern_PGAE_Li_Battery_8hr_118_Generic | Reliability_Capacity_In_Model_Year | 0.5 | Generic_SCE_East_Pisgah_500_offpeak | Central_Nevada_Geothermal_42_Generic | Operational_New_Capacity_MW | 1
Generic_PGE_South_500_SSN | Southern_PGAE_Li_Battery_8hr_12_Generic | Reliability_Capacity_In_Model_Year | 0.5 | Generic_PGE_South_500_offpeak | Central_Valley_North_Los_Banos_Biomass_47_Generic | Operational_New_Capacity_MW | 1
Generic_PGE_South_500_SSN | Southern_PGAE_Li_Battery_8hr_124_Generic | Reliability_Capacity_In_Model_Year | 0.5 | Generic_PGE_North_500_offpeak | Central_Valley_North_Los_Banos_Wind_125_Generic | Operational_New_Capacity_MW | 0.44
Generic_PGE_South_500_SSN | Southern_PGAE_Li_Battery_8hr_136_Generic | Reliability_Capacity_In_Model_Year | 0.5 | Generic_PGE_South_500_offpeak | Central_Valley_North_Los_Banos_Wind_125_Generic | Operational_New_Capacity_MW | 0.63
Generic_PGE_South_500_SSN | Southern_PGAE_Li_Battery_8hr_139_Generic | Reliability_Capacity_In_Model_Year | 0.5 | Generic_PGE_North_500_offpeak | Central_Valley_North_Los_Banos_Wind_154_Generic | Operational_New_Capacity_MW | 0.44
Generic_PGE_South_500_SSN | Southern_PGAE_Li_Battery_8hr_140_Generic | Reliability_Capacity_In_Model_Year | 0.5 | Generic_PGE_South_500_offpeak | Central_Valley_North_Los_Banos_Wind_154_Generic | Operational_New_Capacity_MW | 0.63
Generic_PGE_South_500_SSN | Southern_PGAE_Li_Battery_8hr_147_Generic | Reliability_Capacity_In_Model_Year | 0.5 | Generic_PGE_North_500_offpeak | Central_Valley_North_Los_Banos_Wind_162_Generic | Operational_New_Capacity_MW | 0.44
Generic_PGE_South_500_SSN | Southern_PGAE_Li_Battery_8hr_148_Generic | Reliability_Capacity_In_Model_Year | 0.5 | Generic_PGE_South_500_offpeak | Central_Valley_North_Los_Banos_Wind_162_Generic | Operational_New_Capacity_MW | 0.63
Generic_PGE_South_500_SSN | Southern_PGAE_Li_Battery_8hr_151_Generic | Reliability_Capacity_In_Model_Year | 0.5 | Generic_PGE_North_500_offpeak | Central_Valley_North_Los_Banos_Wind_17_Generic | Operational_New_Capacity_MW | 0.44
Generic_PGE_South_500_SSN | Southern_PGAE_Li_Battery_8hr_152_Generic | Reliability_Capacity_In_Model_Year | 0.5 | Generic_PGE_South_500_offpeak | Central_Valley_North_Los_Banos_Wind_17_Generic | Operational_New_Capacity_MW | 0.63
Generic_PGE_South_500_SSN | Southern_PGAE_Li_Battery_8hr_154_Generic | Reliability_Capacity_In_Model_Year | 0.5 | Generic_SCE_Eastern_500_offpeak | Greater_Imperial_Biomass_20_Generic | Operational_New_Capacity_MW | 1
Generic_PGE_South_500_SSN | Southern_PGAE_Li_Battery_8hr_160_Generic | Reliability_Capacity_In_Model_Year | 0.5 | Generic_SCE_East_Pisgah_500_offpeak | Greater_Imperial_Flow_Battery_107_Generic | Operational_New_Capacity_MW | -1
Generic_PGE_South_500_SSN | Southern_PGAE_Li_Battery_8hr_161_Generic | Reliability_Capacity_In_Model_Year | 0.5 | Generic_SCE_Eastern_500_offpeak | Greater_Imperial_Flow_Battery_107_Generic | Operational_New_Capacity_MW | -1
Generic_PGE_South_500_SSN | Southern_PGAE_Li_Battery_8hr_162_Generic | Reliability_Capacity_In_Model_Year | 0.5 | Generic_SCE_Eastern_500_offpeak | Greater_Imperial_Flow_Battery_108_Generic | Operational_New_Capacity_MW | -1
Generic_PGE_South_500_SSN | Southern_PGAE_Li_Battery_8hr_163_Generic | Reliability_Capacity_In_Model_Year | 0.5 | Generic_SCE_East_Pisgah_500_offpeak | Greater_Imperial_Flow_Battery_133_Generic | Operational_New_Capacity_MW | -1
Generic_PGE_South_500_SSN | Southern_PGAE_Li_Battery_8hr_164_Generic | Reliability_Capacity_In_Model_Year | 0.5 | Generic_SCE_Eastern_500_offpeak | Greater_Imperial_Flow_Battery_133_Generic | Operational_New_Capacity_MW | -1
Generic_PGE_South_500_SSN | Southern_PGAE_Li_Battery_8hr_165_Generic | Reliability_Capacity_In_Model_Year | 0.5 | Generic_SCE_Eastern_500_offpeak | Greater_Imperial_Flow_Battery_20_Generic | Operational_New_Capacity_MW | -1
Generic_PGE_South_500_SSN | Southern_PGAE_Li_Battery_8hr_168_Generic | Reliability_Capacity_In_Model_Year | 0.5 | Generic_SCE_Eastern_500_offpeak | Greater_Imperial_Flow_Battery_63_Generic | Operational_New_Capacity_MW | -1
Generic_PGE_South_500_SSN | Southern_PGAE_Li_Battery_8hr_169_Generic | Reliability_Capacity_In_Model_Year | 0.5 | Generic_SCE_Eastern_500_offpeak | Greater_Imperial_Geothermal_20_Generic | Operational_New_Capacity_MW | 1
Generic_PGE_South_500_SSN | Southern_PGAE_Li_Battery_8hr_17_Generic | Reliability_Capacity_In_Model_Year | 0.5 | Generic_SCE_Eastern_500_offpeak | Greater_Imperial_Geothermal_63_Generic | Operational_New_Capacity_MW | 1
Generic_PGE_South_500_SSN | Southern_PGAE_Li_Battery_8hr_170_Generic | Reliability_Capacity_In_Model_Year | 0.5 | Generic_SCE_East_Pisgah_500_offpeak | Greater_Imperial_Li_Battery_4hr_107_Generic | Operational_New_Capacity_MW | -1
Generic_PGE_South_500_SSN | Southern_PGAE_Li_Battery_8hr_173_Generic | Reliability_Capacity_In_Model_Year | 0.5 | Generic_SCE_Eastern_500_offpeak | Greater_Imperial_Li_Battery_4hr_107_Generic | Operational_New_Capacity_MW | -1
Generic_PGE_South_500_SSN | Southern_PGAE_Li_Battery_8hr_174_Generic | Reliability_Capacity_In_Model_Year | 0.5 | Generic_SCE_Eastern_500_offpeak | Greater_Imperial_Li_Battery_4hr_108_Generic | Operational_New_Capacity_MW | -1
Generic_PGE_South_500_SSN | Southern_PGAE_Li_Battery_8hr_175_Generic | Reliability_Capacity_In_Model_Year | 0.5 | Generic_SCE_East_Pisgah_500_offpeak | Greater_Imperial_Li_Battery_4hr_133_Generic | Operational_New_Capacity_MW | -1
Generic_PGE_South_500_SSN | Southern_PGAE_Li_Battery_8hr_176_Generic | Reliability_Capacity_In_Model_Year | 0.5 | Generic_SCE_Eastern_500_offpeak | Greater_Imperial_Li_Battery_4hr_133_Generic | Operational_New_Capacity_MW | -1
Generic_PGE_South_500_SSN | Southern_PGAE_Li_Battery_8hr_177_Generic | Reliability_Capacity_In_Model_Year | 0.5 | Generic_SCE_Eastern_500_offpeak | Greater_Imperial_Li_Battery_4hr_20_Generic | Operational_New_Capacity_MW | -1
Generic_PGE_South_500_SSN | Southern_PGAE_Li_Battery_8hr_181_Generic | Reliability_Capacity_In_Model_Year | 0.5 | Generic_SCE_Eastern_500_offpeak | Greater_Imperial_Li_Battery_4hr_63_Generic | Operational_New_Capacity_MW | -1
Generic_PGE_South_500_SSN | Southern_PGAE_Li_Battery_8hr_22_Generic | Reliability_Capacity_In_Model_Year | 0.5 | Generic_SCE_East_Pisgah_500_offpeak | Greater_Imperial_Li_Battery_8hr_107_Generic | Operational_New_Capacity_MW | -1
Generic_PGE_South_500_SSN | Southern_PGAE_Li_Battery_8hr_23_Generic | Reliability_Capacity_In_Model_Year | 0.5 | Generic_SCE_Eastern_500_offpeak | Greater_Imperial_Li_Battery_8hr_107_Generic | Operational_New_Capacity_MW | -1
Generic_PGE_South_500_SSN | Southern_PGAE_Li_Battery_8hr_24_Generic | Reliability_Capacity_In_Model_Year | 0.5 | Generic_SCE_Eastern_500_offpeak | Greater_Imperial_Li_Battery_8hr_108_Generic | Operational_New_Capacity_MW | -1
Generic_PGE_South_500_SSN | Southern_PGAE_Li_Battery_8hr_27_Generic | Reliability_Capacity_In_Model_Year | 0.5 | Generic_SCE_East_Pisgah_500_offpeak | Greater_Imperial_Li_Battery_8hr_133_Generic | Operational_New_Capacity_MW | -1
Generic_PGE_South_500_SSN | Southern_PGAE_Li_Battery_8hr_3_Generic | Reliability_Capacity_In_Model_Year | 0.5 | Generic_SCE_Eastern_500_offpeak | Greater_Imperial_Li_Battery_8hr_133_Generic | Operational_New_Capacity_MW | -1
Generic_PGE_South_500_SSN | Southern_PGAE_Li_Battery_8hr_33_Generic | Reliability_Capacity_In_Model_Year | 0.5 | Generic_SCE_Eastern_500_offpeak | Greater_Imperial_Li_Battery_8hr_20_Generic | Operational_New_Capacity_MW | -1
Generic_PGE_South_500_SSN | Southern_PGAE_Li_Battery_8hr_34_Generic | Reliability_Capacity_In_Model_Year | 0.5 | Generic_SCE_Eastern_500_offpeak | Greater_Imperial_Li_Battery_8hr_63_Generic | Operational_New_Capacity_MW | -1
Generic_PGE_South_500_SSN | Southern_PGAE_Li_Battery_8hr_37_Generic | Reliability_Capacity_In_Model_Year | 0.5 | Generic_SCE_East_Pisgah_500_offpeak | Greater_Imperial_Solar_107_Generic | Operational_New_Capacity_MW | 0.77
Generic_PGE_South_500_SSN | Southern_PGAE_Li_Battery_8hr_39_Generic | Reliability_Capacity_In_Model_Year | 0.5 | Generic_SCE_Eastern_500_offpeak | Greater_Imperial_Solar_107_Generic | Operational_New_Capacity_MW | 0.68
Generic_PGE_South_500_SSN | Southern_PGAE_Li_Battery_8hr_43_Generic | Reliability_Capacity_In_Model_Year | 0.5 | Generic_SCE_Eastern_500_offpeak | Greater_Imperial_Solar_108_Generic | Operational_New_Capacity_MW | 0.68
Generic_PGE_South_500_SSN | Southern_PGAE_Li_Battery_8hr_45_Generic | Reliability_Capacity_In_Model_Year | 0.5 | Generic_SCE_East_Pisgah_500_offpeak | Greater_Imperial_Solar_133_Generic | Operational_New_Capacity_MW | 0.77
Generic_PGE_South_500_SSN | Southern_PGAE_Li_Battery_8hr_46_Generic | Reliability_Capacity_In_Model_Year | 0.5 | Generic_SCE_Eastern_500_offpeak | Greater_Imperial_Solar_133_Generic | Operational_New_Capacity_MW | 0.68
Generic_PGE_South_500_SSN | Southern_PGAE_Li_Battery_8hr_47_Generic | Reliability_Capacity_In_Model_Year | 0.5 | Generic_SCE_Eastern_500_offpeak | Greater_Imperial_Solar_20_Generic | Operational_New_Capacity_MW | 0.68
Generic_PGE_South_500_SSN | Southern_PGAE_Li_Battery_8hr_49_Generic | Reliability_Capacity_In_Model_Year | 0.5 | Generic_SCE_Eastern_500_offpeak | Greater_Imperial_Solar_63_Generic | Operational_New_Capacity_MW | 0.68
Generic_PGE_South_500_SSN | Southern_PGAE_Li_Battery_8hr_52_Generic | Reliability_Capacity_In_Model_Year | 0.5 | Generic_SCE_Eastern_500_offpeak | Greater_Imperial_Wind_108_Generic | Operational_New_Capacity_MW | 0.64
Generic_PGE_South_500_SSN | Southern_PGAE_Li_Battery_8hr_54_Generic | Reliability_Capacity_In_Model_Year | 0.5 | Generic_SCE_North_Lugo_500_offpeak | Greater_Kramer_Flow_Battery_103_Generic | Operational_New_Capacity_MW | -1
Generic_PGE_South_500_SSN | Southern_PGAE_Li_Battery_8hr_61_Generic | Reliability_Capacity_In_Model_Year | 0.5 | Generic_SCE_North_Lugo_500_offpeak | Greater_Kramer_Flow_Battery_123_Generic | Operational_New_Capacity_MW | -1
Generic_PGE_South_500_SSN | Southern_PGAE_Li_Battery_8hr_69_Generic | Reliability_Capacity_In_Model_Year | 0.5 | Generic_SCE_North_Lugo_500_offpeak | Greater_Kramer_Flow_Battery_156_Generic | Operational_New_Capacity_MW | -1
Generic_PGE_South_500_SSN | Southern_PGAE_Li_Battery_8hr_72_Generic | Reliability_Capacity_In_Model_Year | 0.5 | Generic_SCE_North_Lugo_500_offpeak | Greater_Kramer_Flow_Battery_86_Generic | Operational_New_Capacity_MW | -1
Generic_PGE_South_500_SSN | Southern_PGAE_Li_Battery_8hr_74_Generic | Reliability_Capacity_In_Model_Year | 0.5 | Generic_SCE_North_Lugo_500_offpeak | Greater_Kramer_Li_Battery_4hr_103_Generic | Operational_New_Capacity_MW | -1
Generic_PGE_South_500_SSN | Southern_PGAE_Li_Battery_8hr_75_Generic | Reliability_Capacity_In_Model_Year | 0.5 | Generic_SCE_North_Lugo_500_offpeak | Greater_Kramer_Li_Battery_4hr_123_Generic | Operational_New_Capacity_MW | -1
Generic_PGE_South_500_SSN | Southern_PGAE_Li_Battery_8hr_79_Generic | Reliability_Capacity_In_Model_Year | 0.5 | Generic_SCE_North_Lugo_500_offpeak | Greater_Kramer_Li_Battery_4hr_156_Generic | Operational_New_Capacity_MW | -1
Generic_PGE_South_500_SSN | Southern_PGAE_Li_Battery_8hr_8_Generic | Reliability_Capacity_In_Model_Year | 0.5 | Generic_SCE_North_Lugo_500_offpeak | Greater_Kramer_Li_Battery_4hr_86_Generic | Operational_New_Capacity_MW | -1
Generic_PGE_South_500_SSN | Southern_PGAE_Li_Battery_8hr_93_Generic | Reliability_Capacity_In_Model_Year | 0.5 | Generic_SCE_North_Lugo_500_offpeak | Greater_Kramer_Li_Battery_8hr_103_Generic | Operational_New_Capacity_MW | -1
Generic_PGE_South_500_SSN | Southern_PGAE_Li_Battery_8hr_98_Generic | Reliability_Capacity_In_Model_Year | 0.5 | Generic_SCE_North_Lugo_500_offpeak | Greater_Kramer_Li_Battery_8hr_123_Generic | Operational_New_Capacity_MW | -1
Generic_PGE_South_500_SSN | Southern_PGAE_Li_Battery_8hr_99_Generic | Reliability_Capacity_In_Model_Year | 0.5 | Generic_SCE_North_Lugo_500_offpeak | Greater_Kramer_Li_Battery_8hr_156_Generic | Operational_New_Capacity_MW | -1
Generic_PGE_South_500_SSN | Southern_PGAE_Solar_102_Generic | Reliability_Capacity_In_Model_Year | 0.556 | Generic_SCE_North_Lugo_500_offpeak | Greater_Kramer_Li_Battery_8hr_86_Generic | Operational_New_Capacity_MW | -1
Generic_PGE_South_500_SSN | Southern_PGAE_Solar_109_Generic | Reliability_Capacity_In_Model_Year | 0.556 | Generic_SCE_North_Lugo_500_offpeak | Greater_Kramer_Solar_103_Generic | Operational_New_Capacity_MW | 0.77
Generic_PGE_South_500_SSN | Southern_PGAE_Solar_117_Generic | Reliability_Capacity_In_Model_Year | 0.556 | Generic_SCE_North_Lugo_500_offpeak | Greater_Kramer_Solar_123_Generic | Operational_New_Capacity_MW | 0.77
Generic_PGE_South_500_SSN | Southern_PGAE_Solar_118_Generic | Reliability_Capacity_In_Model_Year | 0.556 | Generic_SCE_North_Lugo_500_offpeak | Greater_Kramer_Solar_156_Generic | Operational_New_Capacity_MW | 0.77
Generic_PGE_South_500_SSN | Southern_PGAE_Solar_12_Generic | Reliability_Capacity_In_Model_Year | 0.556 | Generic_SCE_North_Lugo_500_offpeak | Greater_Kramer_Solar_86_Generic | Operational_New_Capacity_MW | 0.77
Generic_PGE_South_500_SSN | Southern_PGAE_Solar_124_Generic | Reliability_Capacity_In_Model_Year | 0.556 | Generic_SCE_Northern_500_offpeak | Greater_LA_Flow_Battery_18_Generic | Operational_New_Capacity_MW | -1
Generic_PGE_South_500_SSN | Southern_PGAE_Solar_136_Generic | Reliability_Capacity_In_Model_Year | 0.556 | Generic_SCE_Metro_500_offpeak | Greater_LA_Flow_Battery_30_Generic | Operational_New_Capacity_MW | -1
Generic_PGE_South_500_SSN | Southern_PGAE_Solar_139_Generic | Reliability_Capacity_In_Model_Year | 0.556 | Generic_SCE_Metro_500_offpeak | Greater_LA_Flow_Battery_4_Generic | Operational_New_Capacity_MW | -1
Generic_PGE_South_500_SSN | Southern_PGAE_Solar_140_Generic | Reliability_Capacity_In_Model_Year | 0.556 | Generic_SCE_East_Pisgah_500_offpeak | Greater_LA_Flow_Battery_58_Generic | Operational_New_Capacity_MW | -1
Generic_PGE_South_500_SSN | Southern_PGAE_Solar_147_Generic | Reliability_Capacity_In_Model_Year | 0.556 | Generic_SCE_Northern_500_offpeak | Greater_LA_Flow_Battery_58_Generic | Operational_New_Capacity_MW | -1
Generic_PGE_South_500_SSN | Southern_PGAE_Solar_148_Generic | Reliability_Capacity_In_Model_Year | 0.556 | Generic_SCE_Northern_500_offpeak | Greater_LA_Li_Battery_4hr_18_Generic | Operational_New_Capacity_MW | -1
Generic_PGE_South_500_SSN | Southern_PGAE_Solar_151_Generic | Reliability_Capacity_In_Model_Year | 0.556 | Generic_SCE_Metro_500_offpeak | Greater_LA_Li_Battery_4hr_30_Generic | Operational_New_Capacity_MW | -1
Generic_PGE_South_500_SSN | Southern_PGAE_Solar_152_Generic | Reliability_Capacity_In_Model_Year | 0.556 | Generic_SCE_Metro_500_offpeak | Greater_LA_Li_Battery_4hr_4_Generic | Operational_New_Capacity_MW | -1
Generic_PGE_South_500_SSN | Southern_PGAE_Solar_154_Generic | Reliability_Capacity_In_Model_Year | 0.556 | Generic_SCE_East_Pisgah_500_offpeak | Greater_LA_Li_Battery_4hr_58_Generic | Operational_New_Capacity_MW | -1
Generic_PGE_South_500_SSN | Southern_PGAE_Solar_160_Generic | Reliability_Capacity_In_Model_Year | 0.556 | Generic_SCE_Northern_500_offpeak | Greater_LA_Li_Battery_4hr_58_Generic | Operational_New_Capacity_MW | -1
Generic_PGE_South_500_SSN | Southern_PGAE_Solar_161_Generic | Reliability_Capacity_In_Model_Year | 0.556 | Generic_SCE_Northern_500_offpeak | Greater_LA_Li_Battery_8hr_18_Generic | Operational_New_Capacity_MW | -1
Generic_PGE_South_500_SSN | Southern_PGAE_Solar_162_Generic | Reliability_Capacity_In_Model_Year | 0.556 | Generic_SCE_Metro_500_offpeak | Greater_LA_Li_Battery_8hr_30_Generic | Operational_New_Capacity_MW | -1
Generic_PGE_South_500_SSN | Southern_PGAE_Solar_163_Generic | Reliability_Capacity_In_Model_Year | 0.556 | Generic_SCE_Metro_500_offpeak | Greater_LA_Li_Battery_8hr_4_Generic | Operational_New_Capacity_MW | -1
Generic_PGE_South_500_SSN | Southern_PGAE_Solar_164_Generic | Reliability_Capacity_In_Model_Year | 0.556 | Generic_SCE_East_Pisgah_500_offpeak | Greater_LA_Li_Battery_8hr_58_Generic | Operational_New_Capacity_MW | -1
Generic_PGE_South_500_SSN | Southern_PGAE_Solar_165_Generic | Reliability_Capacity_In_Model_Year | 0.556 | Generic_SCE_Northern_500_offpeak | Greater_LA_Li_Battery_8hr_58_Generic | Operational_New_Capacity_MW | -1
Generic_PGE_South_500_SSN | Southern_PGAE_Solar_168_Generic | Reliability_Capacity_In_Model_Year | 0.556 | Generic_SCE_Northern_500_offpeak | Greater_LA_Solar_18_Generic | Operational_New_Capacity_MW | 0.77
Generic_PGE_South_500_SSN | Southern_PGAE_Solar_169_Generic | Reliability_Capacity_In_Model_Year | 0.556 | Generic_SCE_Metro_500_offpeak | Greater_LA_Solar_30_Generic | Operational_New_Capacity_MW | 0.77
Generic_PGE_South_500_SSN | Southern_PGAE_Solar_17_Generic | Reliability_Capacity_In_Model_Year | 0.556 | Generic_SCE_Metro_500_offpeak | Greater_LA_Solar_4_Generic | Operational_New_Capacity_MW | 0.77
Generic_PGE_South_500_SSN | Southern_PGAE_Solar_170_Generic | Reliability_Capacity_In_Model_Year | 0.556 | Generic_SCE_East_Pisgah_500_offpeak | Greater_LA_Solar_58_Generic | Operational_New_Capacity_MW | 0.77
Generic_PGE_South_500_SSN | Southern_PGAE_Solar_173_Generic | Reliability_Capacity_In_Model_Year | 0.556 | Generic_SCE_Northern_500_offpeak | Greater_LA_Solar_58_Generic | Operational_New_Capacity_MW | 0.77
Generic_PGE_South_500_SSN | Southern_PGAE_Solar_174_Generic | Reliability_Capacity_In_Model_Year | 0.556 | Generic_SCE_East_Pisgah_500_offpeak | Idaho_Wind_19_Generic | Operational_New_Capacity_MW | 0.67
Generic_PGE_South_500_SSN | Southern_PGAE_Solar_175_Generic | Reliability_Capacity_In_Model_Year | 0.556 | Generic_SCE_Eastern_500_offpeak | Idaho_Wind_19_Generic | Operational_New_Capacity_MW | 0.67
Generic_PGE_South_500_SSN | Southern_PGAE_Solar_176_Generic | Reliability_Capacity_In_Model_Year | 0.556 | Generic_SCE_North_Lugo_500_offpeak | Inyokern_North_Kramer_Geothermal_156_Generic | Operational_New_Capacity_MW | 1
Generic_PGE_South_500_SSN | Southern_PGAE_Solar_177_Generic | Reliability_Capacity_In_Model_Year | 0.556 | Generic_SCE_Eastern_500_offpeak | Inyokern_North_Kramer_Geothermal_9_Generic | Operational_New_Capacity_MW | 1
Generic_PGE_South_500_SSN | Southern_PGAE_Solar_181_Generic | Reliability_Capacity_In_Model_Year | 0.556 | Generic_SCE_East_Pisgah_500_offpeak | New_Mexico_Wind_55_Generic | Operational_New_Capacity_MW | 0.67
Generic_PGE_South_500_SSN | Southern_PGAE_Solar_22_Generic | Reliability_Capacity_In_Model_Year | 0.556 | Generic_SCE_Eastern_500_offpeak | New_Mexico_Wind_55_Generic | Operational_New_Capacity_MW | 0.67
Generic_PGE_South_500_SSN | Southern_PGAE_Solar_23_Generic | Reliability_Capacity_In_Model_Year | 0.556 | Generic_PGE_North_500_offpeak | Northern_California_Biomass_5_Generic | Operational_New_Capacity_MW | 1
Generic_PGE_South_500_SSN | Southern_PGAE_Solar_24_Generic | Reliability_Capacity_In_Model_Year | 0.556 | Generic_PGE_North_500_offpeak | Northern_California_Flow_Battery_100_Generic | Operational_New_Capacity_MW | -1
Generic_PGE_South_500_SSN | Southern_PGAE_Solar_27_Generic | Reliability_Capacity_In_Model_Year | 0.556 | Generic_PGE_North_500_offpeak | Northern_California_Flow_Battery_112_Generic | Operational_New_Capacity_MW | -1
Generic_PGE_South_500_SSN | Southern_PGAE_Solar_3_Generic | Reliability_Capacity_In_Model_Year | 0.556 | Generic_PGE_North_500_offpeak | Northern_California_Flow_Battery_113_Generic | Operational_New_Capacity_MW | -1
Generic_PGE_South_500_SSN | Southern_PGAE_Solar_33_Generic | Reliability_Capacity_In_Model_Year | 0.556 | Generic_PGE_South_500_offpeak | Northern_California_Flow_Battery_113_Generic | Operational_New_Capacity_MW | -1
Generic_PGE_South_500_SSN | Southern_PGAE_Solar_34_Generic | Reliability_Capacity_In_Model_Year | 0.556 | Generic_PGE_North_500_offpeak | Northern_California_Flow_Battery_114_Generic | Operational_New_Capacity_MW | -1
Generic_PGE_South_500_SSN | Southern_PGAE_Solar_37_Generic | Reliability_Capacity_In_Model_Year | 0.556 | Generic_PGE_South_500_offpeak | Northern_California_Flow_Battery_114_Generic | Operational_New_Capacity_MW | -1
Generic_PGE_South_500_SSN | Southern_PGAE_Solar_39_Generic | Reliability_Capacity_In_Model_Year | 0.556 | Generic_PGE_North_500_offpeak | Northern_California_Flow_Battery_116_Generic | Operational_New_Capacity_MW | -1
Generic_PGE_South_500_SSN | Southern_PGAE_Solar_43_Generic | Reliability_Capacity_In_Model_Year | 0.556 | Generic_PGE_North_500_offpeak | Northern_California_Flow_Battery_121_Generic | Operational_New_Capacity_MW | -1
Generic_PGE_South_500_SSN | Southern_PGAE_Solar_45_Generic | Reliability_Capacity_In_Model_Year | 0.556 | Generic_PGE_North_500_offpeak | Northern_California_Flow_Battery_122_Generic | Operational_New_Capacity_MW | -1
Generic_PGE_South_500_SSN | Southern_PGAE_Solar_46_Generic | Reliability_Capacity_In_Model_Year | 0.556 | Generic_PGE_North_500_offpeak | Northern_California_Flow_Battery_126_Generic | Operational_New_Capacity_MW | -1
Generic_PGE_South_500_SSN | Southern_PGAE_Solar_47_Generic | Reliability_Capacity_In_Model_Year | 0.556 | Generic_PGE_North_500_offpeak | Northern_California_Flow_Battery_127_Generic | Operational_New_Capacity_MW | -1
Generic_PGE_South_500_SSN | Southern_PGAE_Solar_49_Generic | Reliability_Capacity_In_Model_Year | 0.556 | Generic_PGE_South_500_offpeak | Northern_California_Flow_Battery_130_Generic | Operational_New_Capacity_MW | -1
Generic_PGE_South_500_SSN | Southern_PGAE_Solar_52_Generic | Reliability_Capacity_In_Model_Year | 0.556 | Generic_PGE_North_500_offpeak | Northern_California_Flow_Battery_132_Generic | Operational_New_Capacity_MW | -1
Generic_PGE_South_500_SSN | Southern_PGAE_Solar_54_Generic | Reliability_Capacity_In_Model_Year | 0.556 | Generic_PGE_North_500_offpeak | Northern_California_Flow_Battery_135_Generic | Operational_New_Capacity_MW | -1
Generic_PGE_South_500_SSN | Southern_PGAE_Solar_61_Generic | Reliability_Capacity_In_Model_Year | 0.556 | Generic_PGE_North_500_offpeak | Northern_California_Flow_Battery_138_Generic | Operational_New_Capacity_MW | -1
Generic_PGE_South_500_SSN | Southern_PGAE_Solar_69_Generic | Reliability_Capacity_In_Model_Year | 0.556 | Generic_PGE_South_500_offpeak | Northern_California_Flow_Battery_138_Generic | Operational_New_Capacity_MW | -1
Generic_PGE_South_500_SSN | Southern_PGAE_Solar_72_Generic | Reliability_Capacity_In_Model_Year | 0.556 | Generic_PGE_North_500_offpeak | Northern_California_Flow_Battery_141_Generic | Operational_New_Capacity_MW | -1
Generic_PGE_South_500_SSN | Southern_PGAE_Solar_74_Generic | Reliability_Capacity_In_Model_Year | 0.556 | Generic_PGE_North_500_offpeak | Northern_California_Flow_Battery_144_Generic | Operational_New_Capacity_MW | -1
Generic_PGE_South_500_SSN | Southern_PGAE_Solar_75_Generic | Reliability_Capacity_In_Model_Year | 0.556 | Generic_PGE_North_500_offpeak | Northern_California_Flow_Battery_149_Generic | Operational_New_Capacity_MW | -1
Generic_PGE_South_500_SSN | Southern_PGAE_Solar_79_Generic | Reliability_Capacity_In_Model_Year | 0.556 | Generic_PGE_North_500_offpeak | Northern_California_Flow_Battery_150_Generic | Operational_New_Capacity_MW | -1
Generic_PGE_South_500_SSN | Southern_PGAE_Solar_8_Generic | Reliability_Capacity_In_Model_Year | 0.556 | Generic_PGE_North_500_offpeak | Northern_California_Flow_Battery_155_Generic | Operational_New_Capacity_MW | -1
Generic_PGE_South_500_SSN | Southern_PGAE_Solar_93_Generic | Reliability_Capacity_In_Model_Year | 0.556 | Generic_PGE_North_500_offpeak | Northern_California_Flow_Battery_157_Generic | Operational_New_Capacity_MW | -1
Generic_PGE_South_500_SSN | Southern_PGAE_Solar_98_Generic | Reliability_Capacity_In_Model_Year | 0.556 | Generic_PGE_North_500_offpeak | Northern_California_Flow_Battery_158_Generic | Operational_New_Capacity_MW | -1
Generic_PGE_South_500_SSN | Southern_PGAE_Solar_99_Generic | Reliability_Capacity_In_Model_Year | 0.556 | Generic_PGE_North_500_offpeak | Northern_California_Flow_Battery_159_Generic | Operational_New_Capacity_MW | -1
Generic_PGE_South_500_SSN | Tehachapi_Flow_Battery_125_Generic | Reliability_Capacity_In_Model_Year | 0.5 | Generic_PGE_North_500_offpeak | Northern_California_Flow_Battery_166_Generic | Operational_New_Capacity_MW | -1
Generic_PGE_South_500_SSN | Tehachapi_Li_Battery_4hr_125_Generic | Reliability_Capacity_In_Model_Year | 0.5 | Generic_PGE_South_500_offpeak | Northern_California_Flow_Battery_166_Generic | Operational_New_Capacity_MW | -1
Generic_PGE_South_500_SSN | Tehachapi_Li_Battery_8hr_125_Generic | Reliability_Capacity_In_Model_Year | 0.5 | Generic_PGE_North_500_offpeak | Northern_California_Flow_Battery_172_Generic | Operational_New_Capacity_MW | -1
Generic_PGE_South_500_SSN | Tehachapi_Solar_125_Generic | Reliability_Capacity_In_Model_Year | 0.427 | Generic_PGE_North_500_offpeak | Northern_California_Flow_Battery_178_Generic | Operational_New_Capacity_MW | -1
Generic_PGE_South_500_SSN | Generic_PGE_South_500_group | Operational_New_Capacity_MW | -1 | Generic_PGE_North_500_offpeak | Northern_California_Flow_Battery_179_Generic | Operational_New_Capacity_MW | -1
Generic_SCE_East_Pisgah_500_HSN | Arizona_Flow_Battery_55_Generic | Reliability_Capacity_In_Model_Year | 1 | Generic_PGE_North_500_offpeak | Northern_California_Flow_Battery_180_Generic | Operational_New_Capacity_MW | -1
Generic_SCE_East_Pisgah_500_HSN | Arizona_Flow_Battery_90_Generic | Reliability_Capacity_In_Model_Year | 1 | Generic_PGE_North_500_offpeak | Northern_California_Flow_Battery_25_Generic | Operational_New_Capacity_MW | -1
Generic_SCE_East_Pisgah_500_HSN | Arizona_Li_Battery_4hr_55_Generic | Reliability_Capacity_In_Model_Year | 1 | Generic_PGE_North_500_offpeak | Northern_California_Flow_Battery_26_Generic | Operational_New_Capacity_MW | -1
Generic_SCE_East_Pisgah_500_HSN | Arizona_Li_Battery_4hr_90_Generic | Reliability_Capacity_In_Model_Year | 1 | Generic_PGE_North_500_offpeak | Northern_California_Flow_Battery_29_Generic | Operational_New_Capacity_MW | -1
Generic_SCE_East_Pisgah_500_HSN | Arizona_Li_Battery_8hr_55_Generic | Reliability_Capacity_In_Model_Year | 1 | Generic_PGE_North_500_offpeak | Northern_California_Flow_Battery_31_Generic | Operational_New_Capacity_MW | -1
Generic_SCE_East_Pisgah_500_HSN | Arizona_Li_Battery_8hr_90_Generic | Reliability_Capacity_In_Model_Year | 1 | Generic_PGE_North_500_offpeak | Northern_California_Flow_Battery_35_Generic | Operational_New_Capacity_MW | -1
Generic_SCE_East_Pisgah_500_HSN | Arizona_Solar_55_Generic | Reliability_Capacity_In_Model_Year | 0.106 | Generic_PGE_North_500_offpeak | Northern_California_Flow_Battery_38_Generic | Operational_New_Capacity_MW | -1
Generic_SCE_East_Pisgah_500_HSN | Arizona_Solar_90_Generic | Reliability_Capacity_In_Model_Year | 0.106 | Generic_PGE_North_500_offpeak | Northern_California_Flow_Battery_41_Generic | Operational_New_Capacity_MW | -1
Generic_SCE_East_Pisgah_500_HSN | Baja_California_Wind_133_Generic | Reliability_Capacity_In_Model_Year | 0.337 | Generic_PGE_North_500_offpeak | Northern_California_Flow_Battery_44_Generic | Operational_New_Capacity_MW | -1
Generic_SCE_East_Pisgah_500_HSN | Central_Nevada_Geothermal_42_Generic | Reliability_Capacity_In_Model_Year | 1 | Generic_PGE_North_500_offpeak | Northern_California_Flow_Battery_5_Generic | Operational_New_Capacity_MW | -1
Generic_SCE_East_Pisgah_500_HSN | Greater_Imperial_Flow_Battery_107_Generic | Reliability_Capacity_In_Model_Year | 1 | Generic_PGE_North_500_offpeak | Northern_California_Flow_Battery_51_Generic | Operational_New_Capacity_MW | -1
Generic_SCE_East_Pisgah_500_HSN | Greater_Imperial_Flow_Battery_133_Generic | Reliability_Capacity_In_Model_Year | 1 | Generic_PGE_North_500_offpeak | Northern_California_Flow_Battery_57_Generic | Operational_New_Capacity_MW | -1
Generic_SCE_East_Pisgah_500_HSN | Greater_Imperial_Li_Battery_4hr_107_Generic | Reliability_Capacity_In_Model_Year | 1 | Generic_PGE_North_500_offpeak | Northern_California_Flow_Battery_68_Generic | Operational_New_Capacity_MW | -1
Generic_SCE_East_Pisgah_500_HSN | Greater_Imperial_Li_Battery_4hr_133_Generic | Reliability_Capacity_In_Model_Year | 1 | Generic_PGE_North_500_offpeak | Northern_California_Flow_Battery_70_Generic | Operational_New_Capacity_MW | -1
Generic_SCE_East_Pisgah_500_HSN | Greater_Imperial_Li_Battery_8hr_107_Generic | Reliability_Capacity_In_Model_Year | 1 | Generic_PGE_North_500_offpeak | Northern_California_Flow_Battery_73_Generic | Operational_New_Capacity_MW | -1
Generic_SCE_East_Pisgah_500_HSN | Greater_Imperial_Li_Battery_8hr_133_Generic | Reliability_Capacity_In_Model_Year | 1 | Generic_PGE_North_500_offpeak | Northern_California_Flow_Battery_76_Generic | Operational_New_Capacity_MW | -1
Generic_SCE_East_Pisgah_500_HSN | Greater_Imperial_Solar_107_Generic | Reliability_Capacity_In_Model_Year | 0.106 | Generic_PGE_North_500_offpeak | Northern_California_Flow_Battery_80_Generic | Operational_New_Capacity_MW | -1
Generic_SCE_East_Pisgah_500_HSN | Greater_Imperial_Solar_133_Generic | Reliability_Capacity_In_Model_Year | 0.106 | Generic_PGE_North_500_offpeak | Northern_California_Flow_Battery_82_Generic | Operational_New_Capacity_MW | -1
Generic_SCE_East_Pisgah_500_HSN | Greater_LA_Flow_Battery_58_Generic | Reliability_Capacity_In_Model_Year | 1 | Generic_PGE_North_500_offpeak | Northern_California_Flow_Battery_83_Generic | Operational_New_Capacity_MW | -1
Generic_SCE_East_Pisgah_500_HSN | Greater_LA_Li_Battery_4hr_58_Generic | Reliability_Capacity_In_Model_Year | 1 | Generic_PGE_North_500_offpeak | Northern_California_Flow_Battery_84_Generic | Operational_New_Capacity_MW | -1
Generic_SCE_East_Pisgah_500_HSN | Greater_LA_Li_Battery_8hr_58_Generic | Reliability_Capacity_In_Model_Year | 1 | Generic_PGE_North_500_offpeak | Northern_California_Flow_Battery_85_Generic | Operational_New_Capacity_MW | -1
Generic_SCE_East_Pisgah_500_HSN | Greater_LA_Solar_58_Generic | Reliability_Capacity_In_Model_Year | 0.106 | Generic_PGE_South_500_offpeak | Northern_California_Flow_Battery_85_Generic | Operational_New_Capacity_MW | -1
Generic_SCE_East_Pisgah_500_HSN | Idaho_Wind_19_Generic | Reliability_Capacity_In_Model_Year | 0.67 | Generic_PGE_North_500_offpeak | Northern_California_Flow_Battery_92_Generic | Operational_New_Capacity_MW | -1
Generic_SCE_East_Pisgah_500_HSN | New_Mexico_Wind_55_Generic | Reliability_Capacity_In_Model_Year | 0.67 | Generic_PGE_North_500_offpeak | Northern_California_Flow_Battery_94_Generic | Operational_New_Capacity_MW | -1
Generic_SCE_East_Pisgah_500_HSN | Northern_Nevada_Geothermal_19_Generic | Reliability_Capacity_In_Model_Year | 1 | Generic_PGE_North_500_offpeak | Northern_California_Flow_Battery_96_Generic | Operational_New_Capacity_MW | -1
Generic_SCE_East_Pisgah_500_HSN | Southern_NV_Eldorado_Flow_Battery_15_Generic | Reliability_Capacity_In_Model_Year | 1 | Generic_PGE_North_500_offpeak | Northern_California_Geothermal_100_Generic | Operational_New_Capacity_MW | 1
Generic_SCE_East_Pisgah_500_HSN | Southern_NV_Eldorado_Flow_Battery_16_Generic | Reliability_Capacity_In_Model_Year | 1 | Generic_PGE_North_500_offpeak | Northern_California_Geothermal_35_Generic | Operational_New_Capacity_MW | 1
Generic_SCE_East_Pisgah_500_HSN | Southern_NV_Eldorado_Flow_Battery_19_Generic | Reliability_Capacity_In_Model_Year | 1 | Generic_PGE_North_500_offpeak | Northern_California_Geothermal_5_Generic | Operational_New_Capacity_MW | 1
Generic_SCE_East_Pisgah_500_HSN | Southern_NV_Eldorado_Flow_Battery_2_Generic | Reliability_Capacity_In_Model_Year | 1 | Generic_PGE_North_500_offpeak | Northern_California_Geothermal_70_Generic | Operational_New_Capacity_MW | 1
Generic_SCE_East_Pisgah_500_HSN | Southern_NV_Eldorado_Flow_Battery_40_Generic | Reliability_Capacity_In_Model_Year | 1 | Generic_PGE_North_500_offpeak | Northern_California_Li_Battery_4hr_100_Generic | Operational_New_Capacity_MW | -1
Generic_SCE_East_Pisgah_500_HSN | Southern_NV_Eldorado_Flow_Battery_42_Generic | Reliability_Capacity_In_Model_Year | 1 | Generic_PGE_North_500_offpeak | Northern_California_Li_Battery_4hr_112_Generic | Operational_New_Capacity_MW | -1
Generic_SCE_East_Pisgah_500_HSN | Southern_NV_Eldorado_Li_Battery_4hr_15_Generic | Reliability_Capacity_In_Model_Year | 1 | Generic_PGE_North_500_offpeak | Northern_California_Li_Battery_4hr_113_Generic | Operational_New_Capacity_MW | -1
Generic_SCE_East_Pisgah_500_HSN | Southern_NV_Eldorado_Li_Battery_4hr_16_Generic | Reliability_Capacity_In_Model_Year | 1 | Generic_PGE_South_500_offpeak | Northern_California_Li_Battery_4hr_113_Generic | Operational_New_Capacity_MW | -1
Generic_SCE_East_Pisgah_500_HSN | Southern_NV_Eldorado_Li_Battery_4hr_19_Generic | Reliability_Capacity_In_Model_Year | 1 | Generic_PGE_North_500_offpeak | Northern_California_Li_Battery_4hr_114_Generic | Operational_New_Capacity_MW | -1
Generic_SCE_East_Pisgah_500_HSN | Southern_NV_Eldorado_Li_Battery_4hr_2_Generic | Reliability_Capacity_In_Model_Year | 1 | Generic_PGE_South_500_offpeak | Northern_California_Li_Battery_4hr_114_Generic | Operational_New_Capacity_MW | -1
Generic_SCE_East_Pisgah_500_HSN | Southern_NV_Eldorado_Li_Battery_4hr_40_Generic | Reliability_Capacity_In_Model_Year | 1 | Generic_PGE_North_500_offpeak | Northern_California_Li_Battery_4hr_116_Generic | Operational_New_Capacity_MW | -1
Generic_SCE_East_Pisgah_500_HSN | Southern_NV_Eldorado_Li_Battery_4hr_42_Generic | Reliability_Capacity_In_Model_Year | 1 | Generic_PGE_North_500_offpeak | Northern_California_Li_Battery_4hr_121_Generic | Operational_New_Capacity_MW | -1
Generic_SCE_East_Pisgah_500_HSN | Southern_NV_Eldorado_Li_Battery_8hr_15_Generic | Reliability_Capacity_In_Model_Year | 1 | Generic_PGE_North_500_offpeak | Northern_California_Li_Battery_4hr_122_Generic | Operational_New_Capacity_MW | -1
Generic_SCE_East_Pisgah_500_HSN | Southern_NV_Eldorado_Li_Battery_8hr_16_Generic | Reliability_Capacity_In_Model_Year | 1 | Generic_PGE_North_500_offpeak | Northern_California_Li_Battery_4hr_126_Generic | Operational_New_Capacity_MW | -1
Generic_SCE_East_Pisgah_500_HSN | Southern_NV_Eldorado_Li_Battery_8hr_19_Generic | Reliability_Capacity_In_Model_Year | 1 | Generic_PGE_North_500_offpeak | Northern_California_Li_Battery_4hr_127_Generic | Operational_New_Capacity_MW | -1
Generic_SCE_East_Pisgah_500_HSN | Southern_NV_Eldorado_Li_Battery_8hr_2_Generic | Reliability_Capacity_In_Model_Year | 1 | Generic_PGE_South_500_offpeak | Northern_California_Li_Battery_4hr_130_Generic | Operational_New_Capacity_MW | -1
Generic_SCE_East_Pisgah_500_HSN | Southern_NV_Eldorado_Li_Battery_8hr_40_Generic | Reliability_Capacity_In_Model_Year | 1 | Generic_PGE_North_500_offpeak | Northern_California_Li_Battery_4hr_132_Generic | Operational_New_Capacity_MW | -1
Generic_SCE_East_Pisgah_500_HSN | Southern_NV_Eldorado_Li_Battery_8hr_42_Generic | Reliability_Capacity_In_Model_Year | 1 | Generic_PGE_North_500_offpeak | Northern_California_Li_Battery_4hr_135_Generic | Operational_New_Capacity_MW | -1
Generic_SCE_East_Pisgah_500_HSN | Southern_NV_Eldorado_Solar_15_Generic | Reliability_Capacity_In_Model_Year | 0.106 | Generic_PGE_North_500_offpeak | Northern_California_Li_Battery_4hr_138_Generic | Operational_New_Capacity_MW | -1
Generic_SCE_East_Pisgah_500_HSN | Southern_NV_Eldorado_Solar_16_Generic | Reliability_Capacity_In_Model_Year | 0.106 | Generic_PGE_South_500_offpeak | Northern_California_Li_Battery_4hr_138_Generic | Operational_New_Capacity_MW | -1
Generic_SCE_East_Pisgah_500_HSN | Southern_NV_Eldorado_Solar_19_Generic | Reliability_Capacity_In_Model_Year | 0.106 | Generic_PGE_North_500_offpeak | Northern_California_Li_Battery_4hr_141_Generic | Operational_New_Capacity_MW | -1
Generic_SCE_East_Pisgah_500_HSN | Southern_NV_Eldorado_Solar_2_Generic | Reliability_Capacity_In_Model_Year | 0.106 | Generic_PGE_North_500_offpeak | Northern_California_Li_Battery_4hr_144_Generic | Operational_New_Capacity_MW | -1
Generic_SCE_East_Pisgah_500_HSN | Southern_NV_Eldorado_Solar_40_Generic | Reliability_Capacity_In_Model_Year | 0.106 | Generic_PGE_North_500_offpeak | Northern_California_Li_Battery_4hr_149_Generic | Operational_New_Capacity_MW | -1
Generic_SCE_East_Pisgah_500_HSN | Southern_NV_Eldorado_Solar_42_Generic | Reliability_Capacity_In_Model_Year | 0.106 | Generic_PGE_North_500_offpeak | Northern_California_Li_Battery_4hr_150_Generic | Operational_New_Capacity_MW | -1
Generic_SCE_East_Pisgah_500_HSN | Southern_NV_Eldorado_Wind_15_Generic | Reliability_Capacity_In_Model_Year | 0.557 | Generic_PGE_North_500_offpeak | Northern_California_Li_Battery_4hr_155_Generic | Operational_New_Capacity_MW | -1
Generic_SCE_East_Pisgah_500_HSN | Southern_NV_Eldorado_Wind_16_Generic | Reliability_Capacity_In_Model_Year | 0.557 | Generic_PGE_North_500_offpeak | Northern_California_Li_Battery_4hr_157_Generic | Operational_New_Capacity_MW | -1
Generic_SCE_East_Pisgah_500_HSN | Southern_NV_Eldorado_Wind_2_Generic | Reliability_Capacity_In_Model_Year | 0.557 | Generic_PGE_North_500_offpeak | Northern_California_Li_Battery_4hr_158_Generic | Operational_New_Capacity_MW | -1
Generic_SCE_East_Pisgah_500_HSN | Tehachapi_Flow_Battery_101_Generic | Reliability_Capacity_In_Model_Year | 1 | Generic_PGE_North_500_offpeak | Northern_California_Li_Battery_4hr_159_Generic | Operational_New_Capacity_MW | -1
Generic_SCE_East_Pisgah_500_HSN | Tehachapi_Flow_Battery_28_Generic | Reliability_Capacity_In_Model_Year | 1 | Generic_PGE_North_500_offpeak | Northern_California_Li_Battery_4hr_166_Generic | Operational_New_Capacity_MW | -1
Generic_SCE_East_Pisgah_500_HSN | Tehachapi_Flow_Battery_78_Generic | Reliability_Capacity_In_Model_Year | 1 | Generic_PGE_South_500_offpeak | Northern_California_Li_Battery_4hr_166_Generic | Operational_New_Capacity_MW | -1
Generic_SCE_East_Pisgah_500_HSN | Tehachapi_Li_Battery_4hr_101_Generic | Reliability_Capacity_In_Model_Year | 1 | Generic_PGE_North_500_offpeak | Northern_California_Li_Battery_4hr_172_Generic | Operational_New_Capacity_MW | -1
Generic_SCE_East_Pisgah_500_HSN | Tehachapi_Li_Battery_4hr_28_Generic | Reliability_Capacity_In_Model_Year | 1 | Generic_PGE_North_500_offpeak | Northern_California_Li_Battery_4hr_178_Generic | Operational_New_Capacity_MW | -1
Generic_SCE_East_Pisgah_500_HSN | Tehachapi_Li_Battery_4hr_78_Generic | Reliability_Capacity_In_Model_Year | 1 | Generic_PGE_North_500_offpeak | Northern_California_Li_Battery_4hr_179_Generic | Operational_New_Capacity_MW | -1
Generic_SCE_East_Pisgah_500_HSN | Tehachapi_Li_Battery_8hr_101_Generic | Reliability_Capacity_In_Model_Year | 1 | Generic_PGE_North_500_offpeak | Northern_California_Li_Battery_4hr_180_Generic | Operational_New_Capacity_MW | -1
Generic_SCE_East_Pisgah_500_HSN | Tehachapi_Li_Battery_8hr_28_Generic | Reliability_Capacity_In_Model_Year | 1 | Generic_PGE_North_500_offpeak | Northern_California_Li_Battery_4hr_25_Generic | Operational_New_Capacity_MW | -1
Generic_SCE_East_Pisgah_500_HSN | Tehachapi_Li_Battery_8hr_78_Generic | Reliability_Capacity_In_Model_Year | 1 | Generic_PGE_North_500_offpeak | Northern_California_Li_Battery_4hr_26_Generic | Operational_New_Capacity_MW | -1
Generic_SCE_East_Pisgah_500_HSN | Tehachapi_Solar_101_Generic | Reliability_Capacity_In_Model_Year | 0.106 | Generic_PGE_North_500_offpeak | Northern_California_Li_Battery_4hr_29_Generic | Operational_New_Capacity_MW | -1
Generic_SCE_East_Pisgah_500_HSN | Tehachapi_Solar_28_Generic | Reliability_Capacity_In_Model_Year | 0.106 | Generic_PGE_North_500_offpeak | Northern_California_Li_Battery_4hr_31_Generic | Operational_New_Capacity_MW | -1
Generic_SCE_East_Pisgah_500_HSN | Tehachapi_Solar_78_Generic | Reliability_Capacity_In_Model_Year | 0.106 | Generic_PGE_North_500_offpeak | Northern_California_Li_Battery_4hr_35_Generic | Operational_New_Capacity_MW | -1
Generic_SCE_East_Pisgah_500_HSN | Utah_Geothermal_19_Generic | Reliability_Capacity_In_Model_Year | 1 | Generic_PGE_North_500_offpeak | Northern_California_Li_Battery_4hr_38_Generic | Operational_New_Capacity_MW | -1
Generic_SCE_East_Pisgah_500_HSN | Utah_Wind_19_Generic | Reliability_Capacity_In_Model_Year | 0.67 | Generic_PGE_North_500_offpeak | Northern_California_Li_Battery_4hr_41_Generic | Operational_New_Capacity_MW | -1
Generic_SCE_East_Pisgah_500_HSN | Wyoming_Wind_19_Generic | Reliability_Capacity_In_Model_Year | 0.67 | Generic_PGE_North_500_offpeak | Northern_California_Li_Battery_4hr_44_Generic | Operational_New_Capacity_MW | -1
Generic_SCE_East_Pisgah_500_HSN | Generic_SCE_East_Pisgah_500_group | Operational_New_Capacity_MW | -1 | Generic_PGE_North_500_offpeak | Northern_California_Li_Battery_4hr_5_Generic | Operational_New_Capacity_MW | -1
Generic_SCE_East_Pisgah_500_offpeak | Arizona_Flow_Battery_55_Generic | Operational_New_Capacity_MW | -1 | Generic_PGE_North_500_offpeak | Northern_California_Li_Battery_4hr_51_Generic | Operational_New_Capacity_MW | -1
Generic_SCE_East_Pisgah_500_offpeak | Arizona_Flow_Battery_90_Generic | Operational_New_Capacity_MW | -1 | Generic_PGE_North_500_offpeak | Northern_California_Li_Battery_4hr_57_Generic | Operational_New_Capacity_MW | -1
Generic_SCE_East_Pisgah_500_offpeak | Arizona_Li_Battery_4hr_55_Generic | Operational_New_Capacity_MW | -1 | Generic_PGE_North_500_offpeak | Northern_California_Li_Battery_4hr_68_Generic | Operational_New_Capacity_MW | -1
Generic_SCE_East_Pisgah_500_offpeak | Arizona_Li_Battery_4hr_90_Generic | Operational_New_Capacity_MW | -1 | Generic_PGE_North_500_offpeak | Northern_California_Li_Battery_4hr_70_Generic | Operational_New_Capacity_MW | -1
Generic_SCE_East_Pisgah_500_offpeak | Arizona_Li_Battery_8hr_55_Generic | Operational_New_Capacity_MW | -1 | Generic_PGE_North_500_offpeak | Northern_California_Li_Battery_4hr_73_Generic | Operational_New_Capacity_MW | -1
Generic_SCE_East_Pisgah_500_offpeak | Arizona_Li_Battery_8hr_90_Generic | Operational_New_Capacity_MW | -1 | Generic_PGE_North_500_offpeak | Northern_California_Li_Battery_4hr_76_Generic | Operational_New_Capacity_MW | -1
Generic_SCE_East_Pisgah_500_offpeak | Arizona_Solar_55_Generic | Operational_New_Capacity_MW | 0.77 | Generic_PGE_North_500_offpeak | Northern_California_Li_Battery_4hr_80_Generic | Operational_New_Capacity_MW | -1
Generic_SCE_East_Pisgah_500_offpeak | Arizona_Solar_90_Generic | Operational_New_Capacity_MW | 0.77 | Generic_PGE_North_500_offpeak | Northern_California_Li_Battery_4hr_82_Generic | Operational_New_Capacity_MW | -1
Generic_SCE_East_Pisgah_500_offpeak | Baja_California_Wind_133_Generic | Operational_New_Capacity_MW | 0.44 | Generic_PGE_North_500_offpeak | Northern_California_Li_Battery_4hr_83_Generic | Operational_New_Capacity_MW | -1
Generic_SCE_East_Pisgah_500_offpeak | Central_Nevada_Geothermal_42_Generic | Operational_New_Capacity_MW | 1 | Generic_PGE_North_500_offpeak | Northern_California_Li_Battery_4hr_84_Generic | Operational_New_Capacity_MW | -1
Generic_SCE_East_Pisgah_500_offpeak | Greater_Imperial_Flow_Battery_107_Generic | Operational_New_Capacity_MW | -1 | Generic_PGE_North_500_offpeak | Northern_California_Li_Battery_4hr_85_Generic | Operational_New_Capacity_MW | -1
Generic_SCE_East_Pisgah_500_offpeak | Greater_Imperial_Flow_Battery_133_Generic | Operational_New_Capacity_MW | -1 | Generic_PGE_South_500_offpeak | Northern_California_Li_Battery_4hr_85_Generic | Operational_New_Capacity_MW | -1
Generic_SCE_East_Pisgah_500_offpeak | Greater_Imperial_Li_Battery_4hr_107_Generic | Operational_New_Capacity_MW | -1 | Generic_PGE_North_500_offpeak | Northern_California_Li_Battery_4hr_92_Generic | Operational_New_Capacity_MW | -1
Generic_SCE_East_Pisgah_500_offpeak | Greater_Imperial_Li_Battery_4hr_133_Generic | Operational_New_Capacity_MW | -1 | Generic_PGE_North_500_offpeak | Northern_California_Li_Battery_4hr_94_Generic | Operational_New_Capacity_MW | -1
Generic_SCE_East_Pisgah_500_offpeak | Greater_Imperial_Li_Battery_8hr_107_Generic | Operational_New_Capacity_MW | -1 | Generic_PGE_North_500_offpeak | Northern_California_Li_Battery_4hr_96_Generic | Operational_New_Capacity_MW | -1
Generic_SCE_East_Pisgah_500_offpeak | Greater_Imperial_Li_Battery_8hr_133_Generic | Operational_New_Capacity_MW | -1 | Generic_PGE_North_500_offpeak | Northern_California_Li_Battery_8hr_100_Generic | Operational_New_Capacity_MW | -1
Generic_SCE_East_Pisgah_500_offpeak | Greater_Imperial_Solar_107_Generic | Operational_New_Capacity_MW | 0.77 | Generic_PGE_North_500_offpeak | Northern_California_Li_Battery_8hr_112_Generic | Operational_New_Capacity_MW | -1
Generic_SCE_East_Pisgah_500_offpeak | Greater_Imperial_Solar_133_Generic | Operational_New_Capacity_MW | 0.77 | Generic_PGE_North_500_offpeak | Northern_California_Li_Battery_8hr_113_Generic | Operational_New_Capacity_MW | -1
Generic_SCE_East_Pisgah_500_offpeak | Greater_LA_Flow_Battery_58_Generic | Operational_New_Capacity_MW | -1 | Generic_PGE_South_500_offpeak | Northern_California_Li_Battery_8hr_113_Generic | Operational_New_Capacity_MW | -1
Generic_SCE_East_Pisgah_500_offpeak | Greater_LA_Li_Battery_4hr_58_Generic | Operational_New_Capacity_MW | -1 | Generic_PGE_North_500_offpeak | Northern_California_Li_Battery_8hr_114_Generic | Operational_New_Capacity_MW | -1
Generic_SCE_East_Pisgah_500_offpeak | Greater_LA_Li_Battery_8hr_58_Generic | Operational_New_Capacity_MW | -1 | Generic_PGE_South_500_offpeak | Northern_California_Li_Battery_8hr_114_Generic | Operational_New_Capacity_MW | -1
Generic_SCE_East_Pisgah_500_offpeak | Greater_LA_Solar_58_Generic | Operational_New_Capacity_MW | 0.77 | Generic_PGE_North_500_offpeak | Northern_California_Li_Battery_8hr_116_Generic | Operational_New_Capacity_MW | -1
Generic_SCE_East_Pisgah_500_offpeak | Idaho_Wind_19_Generic | Operational_New_Capacity_MW | 0.67 | Generic_PGE_North_500_offpeak | Northern_California_Li_Battery_8hr_121_Generic | Operational_New_Capacity_MW | -1
Generic_SCE_East_Pisgah_500_offpeak | New_Mexico_Wind_55_Generic | Operational_New_Capacity_MW | 0.67 | Generic_PGE_North_500_offpeak | Northern_California_Li_Battery_8hr_122_Generic | Operational_New_Capacity_MW | -1
Generic_SCE_East_Pisgah_500_offpeak | Northern_Nevada_Geothermal_19_Generic | Operational_New_Capacity_MW | 1 | Generic_PGE_North_500_offpeak | Northern_California_Li_Battery_8hr_126_Generic | Operational_New_Capacity_MW | -1
Generic_SCE_East_Pisgah_500_offpeak | Southern_NV_Eldorado_Flow_Battery_15_Generic | Operational_New_Capacity_MW | -1 | Generic_PGE_North_500_offpeak | Northern_California_Li_Battery_8hr_127_Generic | Operational_New_Capacity_MW | -1
Generic_SCE_East_Pisgah_500_offpeak | Southern_NV_Eldorado_Flow_Battery_16_Generic | Operational_New_Capacity_MW | -1 | Generic_PGE_South_500_offpeak | Northern_California_Li_Battery_8hr_130_Generic | Operational_New_Capacity_MW | -1
Generic_SCE_East_Pisgah_500_offpeak | Southern_NV_Eldorado_Flow_Battery_19_Generic | Operational_New_Capacity_MW | -1 | Generic_PGE_North_500_offpeak | Northern_California_Li_Battery_8hr_132_Generic | Operational_New_Capacity_MW | -1
Generic_SCE_East_Pisgah_500_offpeak | Southern_NV_Eldorado_Flow_Battery_2_Generic | Operational_New_Capacity_MW | -1 | Generic_PGE_North_500_offpeak | Northern_California_Li_Battery_8hr_135_Generic | Operational_New_Capacity_MW | -1
Generic_SCE_East_Pisgah_500_offpeak | Southern_NV_Eldorado_Flow_Battery_40_Generic | Operational_New_Capacity_MW | -1 | Generic_PGE_North_500_offpeak | Northern_California_Li_Battery_8hr_138_Generic | Operational_New_Capacity_MW | -1
Generic_SCE_East_Pisgah_500_offpeak | Southern_NV_Eldorado_Flow_Battery_42_Generic | Operational_New_Capacity_MW | -1 | Generic_PGE_South_500_offpeak | Northern_California_Li_Battery_8hr_138_Generic | Operational_New_Capacity_MW | -1
Generic_SCE_East_Pisgah_500_offpeak | Southern_NV_Eldorado_Li_Battery_4hr_15_Generic | Operational_New_Capacity_MW | -1 | Generic_PGE_North_500_offpeak | Northern_California_Li_Battery_8hr_141_Generic | Operational_New_Capacity_MW | -1
Generic_SCE_East_Pisgah_500_offpeak | Southern_NV_Eldorado_Li_Battery_4hr_16_Generic | Operational_New_Capacity_MW | -1 | Generic_PGE_North_500_offpeak | Northern_California_Li_Battery_8hr_144_Generic | Operational_New_Capacity_MW | -1
Generic_SCE_East_Pisgah_500_offpeak | Southern_NV_Eldorado_Li_Battery_4hr_19_Generic | Operational_New_Capacity_MW | -1 | Generic_PGE_North_500_offpeak | Northern_California_Li_Battery_8hr_149_Generic | Operational_New_Capacity_MW | -1
Generic_SCE_East_Pisgah_500_offpeak | Southern_NV_Eldorado_Li_Battery_4hr_2_Generic | Operational_New_Capacity_MW | -1 | Generic_PGE_North_500_offpeak | Northern_California_Li_Battery_8hr_150_Generic | Operational_New_Capacity_MW | -1
Generic_SCE_East_Pisgah_500_offpeak | Southern_NV_Eldorado_Li_Battery_4hr_40_Generic | Operational_New_Capacity_MW | -1 | Generic_PGE_North_500_offpeak | Northern_California_Li_Battery_8hr_155_Generic | Operational_New_Capacity_MW | -1
Generic_SCE_East_Pisgah_500_offpeak | Southern_NV_Eldorado_Li_Battery_4hr_42_Generic | Operational_New_Capacity_MW | -1 | Generic_PGE_North_500_offpeak | Northern_California_Li_Battery_8hr_157_Generic | Operational_New_Capacity_MW | -1
Generic_SCE_East_Pisgah_500_offpeak | Southern_NV_Eldorado_Li_Battery_8hr_15_Generic | Operational_New_Capacity_MW | -1 | Generic_PGE_North_500_offpeak | Northern_California_Li_Battery_8hr_158_Generic | Operational_New_Capacity_MW | -1
Generic_SCE_East_Pisgah_500_offpeak | Southern_NV_Eldorado_Li_Battery_8hr_16_Generic | Operational_New_Capacity_MW | -1 | Generic_PGE_North_500_offpeak | Northern_California_Li_Battery_8hr_159_Generic | Operational_New_Capacity_MW | -1
Generic_SCE_East_Pisgah_500_offpeak | Southern_NV_Eldorado_Li_Battery_8hr_19_Generic | Operational_New_Capacity_MW | -1 | Generic_PGE_North_500_offpeak | Northern_California_Li_Battery_8hr_166_Generic | Operational_New_Capacity_MW | -1
Generic_SCE_East_Pisgah_500_offpeak | Southern_NV_Eldorado_Li_Battery_8hr_2_Generic | Operational_New_Capacity_MW | -1 | Generic_PGE_South_500_offpeak | Northern_California_Li_Battery_8hr_166_Generic | Operational_New_Capacity_MW | -1
Generic_SCE_East_Pisgah_500_offpeak | Southern_NV_Eldorado_Li_Battery_8hr_40_Generic | Operational_New_Capacity_MW | -1 | Generic_PGE_North_500_offpeak | Northern_California_Li_Battery_8hr_172_Generic | Operational_New_Capacity_MW | -1
Generic_SCE_East_Pisgah_500_offpeak | Southern_NV_Eldorado_Li_Battery_8hr_42_Generic | Operational_New_Capacity_MW | -1 | Generic_PGE_North_500_offpeak | Northern_California_Li_Battery_8hr_178_Generic | Operational_New_Capacity_MW | -1
Generic_SCE_East_Pisgah_500_offpeak | Southern_NV_Eldorado_Solar_15_Generic | Operational_New_Capacity_MW | 0.77 | Generic_PGE_North_500_offpeak | Northern_California_Li_Battery_8hr_179_Generic | Operational_New_Capacity_MW | -1
Generic_SCE_East_Pisgah_500_offpeak | Southern_NV_Eldorado_Solar_16_Generic | Operational_New_Capacity_MW | 0.77 | Generic_PGE_North_500_offpeak | Northern_California_Li_Battery_8hr_180_Generic | Operational_New_Capacity_MW | -1
Generic_SCE_East_Pisgah_500_offpeak | Southern_NV_Eldorado_Solar_19_Generic | Operational_New_Capacity_MW | 0.77 | Generic_PGE_North_500_offpeak | Northern_California_Li_Battery_8hr_25_Generic | Operational_New_Capacity_MW | -1
Generic_SCE_East_Pisgah_500_offpeak | Southern_NV_Eldorado_Solar_2_Generic | Operational_New_Capacity_MW | 0.77 | Generic_PGE_North_500_offpeak | Northern_California_Li_Battery_8hr_26_Generic | Operational_New_Capacity_MW | -1
Generic_SCE_East_Pisgah_500_offpeak | Southern_NV_Eldorado_Solar_40_Generic | Operational_New_Capacity_MW | 0.77 | Generic_PGE_North_500_offpeak | Northern_California_Li_Battery_8hr_29_Generic | Operational_New_Capacity_MW | -1
Generic_SCE_East_Pisgah_500_offpeak | Southern_NV_Eldorado_Solar_42_Generic | Operational_New_Capacity_MW | 0.77 | Generic_PGE_North_500_offpeak | Northern_California_Li_Battery_8hr_31_Generic | Operational_New_Capacity_MW | -1
Generic_SCE_East_Pisgah_500_offpeak | Southern_NV_Eldorado_Wind_15_Generic | Operational_New_Capacity_MW | 0.44 | Generic_PGE_North_500_offpeak | Northern_California_Li_Battery_8hr_35_Generic | Operational_New_Capacity_MW | -1
Generic_SCE_East_Pisgah_500_offpeak | Southern_NV_Eldorado_Wind_16_Generic | Operational_New_Capacity_MW | 0.44 | Generic_PGE_North_500_offpeak | Northern_California_Li_Battery_8hr_38_Generic | Operational_New_Capacity_MW | -1
Generic_SCE_East_Pisgah_500_offpeak | Southern_NV_Eldorado_Wind_2_Generic | Operational_New_Capacity_MW | 0.44 | Generic_PGE_North_500_offpeak | Northern_California_Li_Battery_8hr_41_Generic | Operational_New_Capacity_MW | -1
Generic_SCE_East_Pisgah_500_offpeak | Tehachapi_Flow_Battery_101_Generic | Operational_New_Capacity_MW | -1 | Generic_PGE_North_500_offpeak | Northern_California_Li_Battery_8hr_44_Generic | Operational_New_Capacity_MW | -1
Generic_SCE_East_Pisgah_500_offpeak | Tehachapi_Flow_Battery_28_Generic | Operational_New_Capacity_MW | -1 | Generic_PGE_North_500_offpeak | Northern_California_Li_Battery_8hr_5_Generic | Operational_New_Capacity_MW | -1
Generic_SCE_East_Pisgah_500_offpeak | Tehachapi_Flow_Battery_78_Generic | Operational_New_Capacity_MW | -1 | Generic_PGE_North_500_offpeak | Northern_California_Li_Battery_8hr_51_Generic | Operational_New_Capacity_MW | -1
Generic_SCE_East_Pisgah_500_offpeak | Tehachapi_Li_Battery_4hr_101_Generic | Operational_New_Capacity_MW | -1 | Generic_PGE_North_500_offpeak | Northern_California_Li_Battery_8hr_57_Generic | Operational_New_Capacity_MW | -1
Generic_SCE_East_Pisgah_500_offpeak | Tehachapi_Li_Battery_4hr_28_Generic | Operational_New_Capacity_MW | -1 | Generic_PGE_North_500_offpeak | Northern_California_Li_Battery_8hr_68_Generic | Operational_New_Capacity_MW | -1
Generic_SCE_East_Pisgah_500_offpeak | Tehachapi_Li_Battery_4hr_78_Generic | Operational_New_Capacity_MW | -1 | Generic_PGE_North_500_offpeak | Northern_California_Li_Battery_8hr_70_Generic | Operational_New_Capacity_MW | -1
Generic_SCE_East_Pisgah_500_offpeak | Tehachapi_Li_Battery_8hr_101_Generic | Operational_New_Capacity_MW | -1 | Generic_PGE_North_500_offpeak | Northern_California_Li_Battery_8hr_73_Generic | Operational_New_Capacity_MW | -1
Generic_SCE_East_Pisgah_500_offpeak | Tehachapi_Li_Battery_8hr_28_Generic | Operational_New_Capacity_MW | -1 | Generic_PGE_North_500_offpeak | Northern_California_Li_Battery_8hr_76_Generic | Operational_New_Capacity_MW | -1
Generic_SCE_East_Pisgah_500_offpeak | Tehachapi_Li_Battery_8hr_78_Generic | Operational_New_Capacity_MW | -1 | Generic_PGE_North_500_offpeak | Northern_California_Li_Battery_8hr_80_Generic | Operational_New_Capacity_MW | -1
Generic_SCE_East_Pisgah_500_offpeak | Tehachapi_Solar_101_Generic | Operational_New_Capacity_MW | 0.77 | Generic_PGE_North_500_offpeak | Northern_California_Li_Battery_8hr_82_Generic | Operational_New_Capacity_MW | -1
Generic_SCE_East_Pisgah_500_offpeak | Tehachapi_Solar_28_Generic | Operational_New_Capacity_MW | 0.77 | Generic_PGE_North_500_offpeak | Northern_California_Li_Battery_8hr_83_Generic | Operational_New_Capacity_MW | -1
Generic_SCE_East_Pisgah_500_offpeak | Tehachapi_Solar_78_Generic | Operational_New_Capacity_MW | 0.77 | Generic_PGE_North_500_offpeak | Northern_California_Li_Battery_8hr_84_Generic | Operational_New_Capacity_MW | -1
Generic_SCE_East_Pisgah_500_offpeak | Utah_Geothermal_19_Generic | Operational_New_Capacity_MW | 1 | Generic_PGE_North_500_offpeak | Northern_California_Li_Battery_8hr_85_Generic | Operational_New_Capacity_MW | -1
Generic_SCE_East_Pisgah_500_offpeak | Utah_Wind_19_Generic | Operational_New_Capacity_MW | 0.67 | Generic_PGE_South_500_offpeak | Northern_California_Li_Battery_8hr_85_Generic | Operational_New_Capacity_MW | -1
Generic_SCE_East_Pisgah_500_offpeak | Wyoming_Wind_19_Generic | Operational_New_Capacity_MW | 0.67 | Generic_PGE_North_500_offpeak | Northern_California_Li_Battery_8hr_92_Generic | Operational_New_Capacity_MW | -1
Generic_SCE_East_Pisgah_500_offpeak | Generic_SCE_East_Pisgah_500_group | Operational_New_Capacity_MW | -1 | Generic_PGE_North_500_offpeak | Northern_California_Li_Battery_8hr_94_Generic | Operational_New_Capacity_MW | -1
Generic_SCE_East_Pisgah_500_SSN | Arizona_Flow_Battery_55_Generic | Reliability_Capacity_In_Model_Year | 0.5 | Generic_PGE_North_500_offpeak | Northern_California_Li_Battery_8hr_96_Generic | Operational_New_Capacity_MW | -1
Generic_SCE_East_Pisgah_500_SSN | Arizona_Flow_Battery_90_Generic | Reliability_Capacity_In_Model_Year | 0.5 | Generic_PGE_North_500_offpeak | Northern_California_Pumped_Storage_5_Generic | Operational_New_Capacity_MW | -1
Generic_SCE_East_Pisgah_500_SSN | Arizona_Li_Battery_4hr_55_Generic | Reliability_Capacity_In_Model_Year | 0.5 | Generic_PGE_North_500_offpeak | Northern_California_Solar_100_Generic | Operational_New_Capacity_MW | 0.79
Generic_SCE_East_Pisgah_500_SSN | Arizona_Li_Battery_4hr_90_Generic | Reliability_Capacity_In_Model_Year | 0.5 | Generic_PGE_North_500_offpeak | Northern_California_Solar_112_Generic | Operational_New_Capacity_MW | 0.79
Generic_SCE_East_Pisgah_500_SSN | Arizona_Li_Battery_8hr_55_Generic | Reliability_Capacity_In_Model_Year | 0.5 | Generic_PGE_North_500_offpeak | Northern_California_Solar_113_Generic | Operational_New_Capacity_MW | 0.79
Generic_SCE_East_Pisgah_500_SSN | Arizona_Li_Battery_8hr_90_Generic | Reliability_Capacity_In_Model_Year | 0.5 | Generic_PGE_South_500_offpeak | Northern_California_Solar_113_Generic | Operational_New_Capacity_MW | 0.68
Generic_SCE_East_Pisgah_500_SSN | Arizona_Solar_55_Generic | Reliability_Capacity_In_Model_Year | 0.427 | Generic_PGE_North_500_offpeak | Northern_California_Solar_114_Generic | Operational_New_Capacity_MW | 0.79
Generic_SCE_East_Pisgah_500_SSN | Arizona_Solar_90_Generic | Reliability_Capacity_In_Model_Year | 0.427 | Generic_PGE_South_500_offpeak | Northern_California_Solar_114_Generic | Operational_New_Capacity_MW | 0.68
Generic_SCE_East_Pisgah_500_SSN | Baja_California_Wind_133_Generic | Reliability_Capacity_In_Model_Year | 0.112 | Generic_PGE_North_500_offpeak | Northern_California_Solar_116_Generic | Operational_New_Capacity_MW | 0.79
Generic_SCE_East_Pisgah_500_SSN | Central_Nevada_Geothermal_42_Generic | Reliability_Capacity_In_Model_Year | 1 | Generic_PGE_North_500_offpeak | Northern_California_Solar_121_Generic | Operational_New_Capacity_MW | 0.79
Generic_SCE_East_Pisgah_500_SSN | Greater_Imperial_Flow_Battery_107_Generic | Reliability_Capacity_In_Model_Year | 0.5 | Generic_PGE_North_500_offpeak | Northern_California_Solar_122_Generic | Operational_New_Capacity_MW | 0.79
Generic_SCE_East_Pisgah_500_SSN | Greater_Imperial_Flow_Battery_133_Generic | Reliability_Capacity_In_Model_Year | 0.5 | Generic_PGE_North_500_offpeak | Northern_California_Solar_126_Generic | Operational_New_Capacity_MW | 0.79
Generic_SCE_East_Pisgah_500_SSN | Greater_Imperial_Li_Battery_4hr_107_Generic | Reliability_Capacity_In_Model_Year | 0.5 | Generic_PGE_North_500_offpeak | Northern_California_Solar_127_Generic | Operational_New_Capacity_MW | 0.79
Generic_SCE_East_Pisgah_500_SSN | Greater_Imperial_Li_Battery_4hr_133_Generic | Reliability_Capacity_In_Model_Year | 0.5 | Generic_PGE_South_500_offpeak | Northern_California_Solar_130_Generic | Operational_New_Capacity_MW | 0.68
Generic_SCE_East_Pisgah_500_SSN | Greater_Imperial_Li_Battery_8hr_107_Generic | Reliability_Capacity_In_Model_Year | 0.5 | Generic_PGE_North_500_offpeak | Northern_California_Solar_132_Generic | Operational_New_Capacity_MW | 0.79
Generic_SCE_East_Pisgah_500_SSN | Greater_Imperial_Li_Battery_8hr_133_Generic | Reliability_Capacity_In_Model_Year | 0.5 | Generic_PGE_North_500_offpeak | Northern_California_Solar_135_Generic | Operational_New_Capacity_MW | 0.79
Generic_SCE_East_Pisgah_500_SSN | Greater_Imperial_Solar_107_Generic | Reliability_Capacity_In_Model_Year | 0.427 | Generic_PGE_North_500_offpeak | Northern_California_Solar_138_Generic | Operational_New_Capacity_MW | 0.79
Generic_SCE_East_Pisgah_500_SSN | Greater_Imperial_Solar_133_Generic | Reliability_Capacity_In_Model_Year | 0.427 | Generic_PGE_South_500_offpeak | Northern_California_Solar_138_Generic | Operational_New_Capacity_MW | 0.68
Generic_SCE_East_Pisgah_500_SSN | Greater_LA_Flow_Battery_58_Generic | Reliability_Capacity_In_Model_Year | 0.5 | Generic_PGE_North_500_offpeak | Northern_California_Solar_141_Generic | Operational_New_Capacity_MW | 0.79
Generic_SCE_East_Pisgah_500_SSN | Greater_LA_Li_Battery_4hr_58_Generic | Reliability_Capacity_In_Model_Year | 0.5 | Generic_PGE_North_500_offpeak | Northern_California_Solar_144_Generic | Operational_New_Capacity_MW | 0.79
Generic_SCE_East_Pisgah_500_SSN | Greater_LA_Li_Battery_8hr_58_Generic | Reliability_Capacity_In_Model_Year | 0.5 | Generic_PGE_North_500_offpeak | Northern_California_Solar_149_Generic | Operational_New_Capacity_MW | 0.79
Generic_SCE_East_Pisgah_500_SSN | Greater_LA_Solar_58_Generic | Reliability_Capacity_In_Model_Year | 0.427 | Generic_PGE_North_500_offpeak | Northern_California_Solar_150_Generic | Operational_New_Capacity_MW | 0.79
Generic_SCE_East_Pisgah_500_SSN | Idaho_Wind_19_Generic | Reliability_Capacity_In_Model_Year | 0.35 | Generic_PGE_North_500_offpeak | Northern_California_Solar_155_Generic | Operational_New_Capacity_MW | 0.79
Generic_SCE_East_Pisgah_500_SSN | New_Mexico_Wind_55_Generic | Reliability_Capacity_In_Model_Year | 0.35 | Generic_PGE_North_500_offpeak | Northern_California_Solar_157_Generic | Operational_New_Capacity_MW | 0.79
Generic_SCE_East_Pisgah_500_SSN | Northern_Nevada_Geothermal_19_Generic | Reliability_Capacity_In_Model_Year | 1 | Generic_PGE_North_500_offpeak | Northern_California_Solar_158_Generic | Operational_New_Capacity_MW | 0.79
Generic_SCE_East_Pisgah_500_SSN | Southern_NV_Eldorado_Flow_Battery_15_Generic | Reliability_Capacity_In_Model_Year | 0.5 | Generic_PGE_North_500_offpeak | Northern_California_Solar_159_Generic | Operational_New_Capacity_MW | 0.79
Generic_SCE_East_Pisgah_500_SSN | Southern_NV_Eldorado_Flow_Battery_16_Generic | Reliability_Capacity_In_Model_Year | 0.5 | Generic_PGE_North_500_offpeak | Northern_California_Solar_166_Generic | Operational_New_Capacity_MW | 0.79
Generic_SCE_East_Pisgah_500_SSN | Southern_NV_Eldorado_Flow_Battery_19_Generic | Reliability_Capacity_In_Model_Year | 0.5 | Generic_PGE_South_500_offpeak | Northern_California_Solar_166_Generic | Operational_New_Capacity_MW | 0.68
Generic_SCE_East_Pisgah_500_SSN | Southern_NV_Eldorado_Flow_Battery_2_Generic | Reliability_Capacity_In_Model_Year | 0.5 | Generic_PGE_North_500_offpeak | Northern_California_Solar_172_Generic | Operational_New_Capacity_MW | 0.79
Generic_SCE_East_Pisgah_500_SSN | Southern_NV_Eldorado_Flow_Battery_40_Generic | Reliability_Capacity_In_Model_Year | 0.5 | Generic_PGE_North_500_offpeak | Northern_California_Solar_178_Generic | Operational_New_Capacity_MW | 0.79
Generic_SCE_East_Pisgah_500_SSN | Southern_NV_Eldorado_Flow_Battery_42_Generic | Reliability_Capacity_In_Model_Year | 0.5 | Generic_PGE_North_500_offpeak | Northern_California_Solar_179_Generic | Operational_New_Capacity_MW | 0.79
Generic_SCE_East_Pisgah_500_SSN | Southern_NV_Eldorado_Li_Battery_4hr_15_Generic | Reliability_Capacity_In_Model_Year | 0.5 | Generic_PGE_North_500_offpeak | Northern_California_Solar_180_Generic | Operational_New_Capacity_MW | 0.79
Generic_SCE_East_Pisgah_500_SSN | Southern_NV_Eldorado_Li_Battery_4hr_16_Generic | Reliability_Capacity_In_Model_Year | 0.5 | Generic_PGE_North_500_offpeak | Northern_California_Solar_25_Generic | Operational_New_Capacity_MW | 0.79
Generic_SCE_East_Pisgah_500_SSN | Southern_NV_Eldorado_Li_Battery_4hr_19_Generic | Reliability_Capacity_In_Model_Year | 0.5 | Generic_PGE_North_500_offpeak | Northern_California_Solar_26_Generic | Operational_New_Capacity_MW | 0.79
Generic_SCE_East_Pisgah_500_SSN | Southern_NV_Eldorado_Li_Battery_4hr_2_Generic | Reliability_Capacity_In_Model_Year | 0.5 | Generic_PGE_North_500_offpeak | Northern_California_Solar_29_Generic | Operational_New_Capacity_MW | 0.79
Generic_SCE_East_Pisgah_500_SSN | Southern_NV_Eldorado_Li_Battery_4hr_40_Generic | Reliability_Capacity_In_Model_Year | 0.5 | Generic_PGE_North_500_offpeak | Northern_California_Solar_31_Generic | Operational_New_Capacity_MW | 0.79
Generic_SCE_East_Pisgah_500_SSN | Southern_NV_Eldorado_Li_Battery_4hr_42_Generic | Reliability_Capacity_In_Model_Year | 0.5 | Generic_PGE_North_500_offpeak | Northern_California_Solar_35_Generic | Operational_New_Capacity_MW | 0.79
Generic_SCE_East_Pisgah_500_SSN | Southern_NV_Eldorado_Li_Battery_8hr_15_Generic | Reliability_Capacity_In_Model_Year | 0.5 | Generic_PGE_North_500_offpeak | Northern_California_Solar_38_Generic | Operational_New_Capacity_MW | 0.79
Generic_SCE_East_Pisgah_500_SSN | Southern_NV_Eldorado_Li_Battery_8hr_16_Generic | Reliability_Capacity_In_Model_Year | 0.5 | Generic_PGE_North_500_offpeak | Northern_California_Solar_41_Generic | Operational_New_Capacity_MW | 0.79
Generic_SCE_East_Pisgah_500_SSN | Southern_NV_Eldorado_Li_Battery_8hr_19_Generic | Reliability_Capacity_In_Model_Year | 0.5 | Generic_PGE_North_500_offpeak | Northern_California_Solar_44_Generic | Operational_New_Capacity_MW | 0.79
Generic_SCE_East_Pisgah_500_SSN | Southern_NV_Eldorado_Li_Battery_8hr_2_Generic | Reliability_Capacity_In_Model_Year | 0.5 | Generic_PGE_North_500_offpeak | Northern_California_Solar_5_Generic | Operational_New_Capacity_MW | 0.79
Generic_SCE_East_Pisgah_500_SSN | Southern_NV_Eldorado_Li_Battery_8hr_40_Generic | Reliability_Capacity_In_Model_Year | 0.5 | Generic_PGE_North_500_offpeak | Northern_California_Solar_51_Generic | Operational_New_Capacity_MW | 0.79
Generic_SCE_East_Pisgah_500_SSN | Southern_NV_Eldorado_Li_Battery_8hr_42_Generic | Reliability_Capacity_In_Model_Year | 0.5 | Generic_PGE_North_500_offpeak | Northern_California_Solar_57_Generic | Operational_New_Capacity_MW | 0.79
Generic_SCE_East_Pisgah_500_SSN | Southern_NV_Eldorado_Solar_15_Generic | Reliability_Capacity_In_Model_Year | 0.427 | Generic_PGE_North_500_offpeak | Northern_California_Solar_68_Generic | Operational_New_Capacity_MW | 0.79
Generic_SCE_East_Pisgah_500_SSN | Southern_NV_Eldorado_Solar_16_Generic | Reliability_Capacity_In_Model_Year | 0.427 | Generic_PGE_North_500_offpeak | Northern_California_Solar_70_Generic | Operational_New_Capacity_MW | 0.79
Generic_SCE_East_Pisgah_500_SSN | Southern_NV_Eldorado_Solar_19_Generic | Reliability_Capacity_In_Model_Year | 0.427 | Generic_PGE_North_500_offpeak | Northern_California_Solar_73_Generic | Operational_New_Capacity_MW | 0.79
Generic_SCE_East_Pisgah_500_SSN | Southern_NV_Eldorado_Solar_2_Generic | Reliability_Capacity_In_Model_Year | 0.427 | Generic_PGE_North_500_offpeak | Northern_California_Solar_76_Generic | Operational_New_Capacity_MW | 0.79
Generic_SCE_East_Pisgah_500_SSN | Southern_NV_Eldorado_Solar_40_Generic | Reliability_Capacity_In_Model_Year | 0.427 | Generic_PGE_North_500_offpeak | Northern_California_Solar_80_Generic | Operational_New_Capacity_MW | 0.79
Generic_SCE_East_Pisgah_500_SSN | Southern_NV_Eldorado_Solar_42_Generic | Reliability_Capacity_In_Model_Year | 0.427 | Generic_PGE_North_500_offpeak | Northern_California_Solar_82_Generic | Operational_New_Capacity_MW | 0.79
Generic_SCE_East_Pisgah_500_SSN | Southern_NV_Eldorado_Wind_15_Generic | Reliability_Capacity_In_Model_Year | 0.208 | Generic_PGE_North_500_offpeak | Northern_California_Solar_83_Generic | Operational_New_Capacity_MW | 0.79
Generic_SCE_East_Pisgah_500_SSN | Southern_NV_Eldorado_Wind_16_Generic | Reliability_Capacity_In_Model_Year | 0.208 | Generic_PGE_North_500_offpeak | Northern_California_Solar_84_Generic | Operational_New_Capacity_MW | 0.79
Generic_SCE_East_Pisgah_500_SSN | Southern_NV_Eldorado_Wind_2_Generic | Reliability_Capacity_In_Model_Year | 0.208 | Generic_PGE_North_500_offpeak | Northern_California_Solar_85_Generic | Operational_New_Capacity_MW | 0.79
Generic_SCE_East_Pisgah_500_SSN | Tehachapi_Flow_Battery_101_Generic | Reliability_Capacity_In_Model_Year | 0.5 | Generic_PGE_South_500_offpeak | Northern_California_Solar_85_Generic | Operational_New_Capacity_MW | 0.68
Generic_SCE_East_Pisgah_500_SSN | Tehachapi_Flow_Battery_28_Generic | Reliability_Capacity_In_Model_Year | 0.5 | Generic_PGE_North_500_offpeak | Northern_California_Solar_92_Generic | Operational_New_Capacity_MW | 0.79
Generic_SCE_East_Pisgah_500_SSN | Tehachapi_Flow_Battery_78_Generic | Reliability_Capacity_In_Model_Year | 0.5 | Generic_PGE_North_500_offpeak | Northern_California_Solar_94_Generic | Operational_New_Capacity_MW | 0.79
Generic_SCE_East_Pisgah_500_SSN | Tehachapi_Li_Battery_4hr_101_Generic | Reliability_Capacity_In_Model_Year | 0.5 | Generic_PGE_North_500_offpeak | Northern_California_Solar_96_Generic | Operational_New_Capacity_MW | 0.79
Generic_SCE_East_Pisgah_500_SSN | Tehachapi_Li_Battery_4hr_28_Generic | Reliability_Capacity_In_Model_Year | 0.5 | Generic_PGE_North_500_offpeak | Northern_California_Wind_159_Generic | Operational_New_Capacity_MW | 0.44
Generic_SCE_East_Pisgah_500_SSN | Tehachapi_Li_Battery_4hr_78_Generic | Reliability_Capacity_In_Model_Year | 0.5 | Generic_PGE_North_500_offpeak | Northern_California_Wind_26_Generic | Operational_New_Capacity_MW | 0.44
Generic_SCE_East_Pisgah_500_SSN | Tehachapi_Li_Battery_8hr_101_Generic | Reliability_Capacity_In_Model_Year | 0.5 | Generic_PGE_North_500_offpeak | Northern_California_Wind_35_Generic | Operational_New_Capacity_MW | 0.44
Generic_SCE_East_Pisgah_500_SSN | Tehachapi_Li_Battery_8hr_28_Generic | Reliability_Capacity_In_Model_Year | 0.5 | Generic_PGE_North_500_offpeak | Northern_California_Wind_5_Generic | Operational_New_Capacity_MW | 0.44
Generic_SCE_East_Pisgah_500_SSN | Tehachapi_Li_Battery_8hr_78_Generic | Reliability_Capacity_In_Model_Year | 0.5 | Generic_PGE_North_500_offpeak | Northern_California_Wind_76_Generic | Operational_New_Capacity_MW | 0.44
Generic_SCE_East_Pisgah_500_SSN | Tehachapi_Solar_101_Generic | Reliability_Capacity_In_Model_Year | 0.427 | Generic_PGE_North_500_offpeak | Northern_California_Wind_83_Generic | Operational_New_Capacity_MW | 0.44
Generic_SCE_East_Pisgah_500_SSN | Tehachapi_Solar_28_Generic | Reliability_Capacity_In_Model_Year | 0.427 | Generic_SCE_East_Pisgah_500_offpeak | Northern_Nevada_Geothermal_19_Generic | Operational_New_Capacity_MW | 1
Generic_SCE_East_Pisgah_500_SSN | Tehachapi_Solar_78_Generic | Reliability_Capacity_In_Model_Year | 0.427 | Generic_SCE_Eastern_500_offpeak | Northern_Nevada_Geothermal_19_Generic | Operational_New_Capacity_MW | 1
Generic_SCE_East_Pisgah_500_SSN | Utah_Geothermal_19_Generic | Reliability_Capacity_In_Model_Year | 1 | Generic_PGE_North_500_offpeak | Pacific_Northwest_Geothermal_5_Generic | Operational_New_Capacity_MW | 1
Generic_SCE_East_Pisgah_500_SSN | Utah_Wind_19_Generic | Reliability_Capacity_In_Model_Year | 0.35 | Generic_SCE_Eastern_500_offpeak | Riverside_East_Pumped_Storage_59_Generic | Operational_New_Capacity_MW | -1
Generic_SCE_East_Pisgah_500_SSN | Wyoming_Wind_19_Generic | Reliability_Capacity_In_Model_Year | 0.35 | Generic_SCE_Eastern_500_offpeak | Riverside_Flow_Battery_129_Generic | Operational_New_Capacity_MW | -1
Generic_SCE_East_Pisgah_500_SSN | Generic_SCE_East_Pisgah_500_group | Operational_New_Capacity_MW | -1 | Generic_SCE_Eastern_500_offpeak | Riverside_Flow_Battery_59_Generic | Operational_New_Capacity_MW | -1
Generic_SCE_Eastern_500_HSN | Arizona_Flow_Battery_48_Generic | Reliability_Capacity_In_Model_Year | 1 | Generic_SCE_Eastern_500_offpeak | Riverside_Flow_Battery_60_Generic | Operational_New_Capacity_MW | -1
Generic_SCE_Eastern_500_HSN | Arizona_Flow_Battery_55_Generic | Reliability_Capacity_In_Model_Year | 1 | Generic_SCE_Eastern_500_offpeak | Riverside_Flow_Battery_9_Generic | Operational_New_Capacity_MW | -1
Generic_SCE_Eastern_500_HSN | Arizona_Flow_Battery_62_Generic | Reliability_Capacity_In_Model_Year | 1 | Generic_SCE_Eastern_500_offpeak | Riverside_Li_Battery_4hr_129_Generic | Operational_New_Capacity_MW | -1
Generic_SCE_Eastern_500_HSN | Arizona_Flow_Battery_77_Generic | Reliability_Capacity_In_Model_Year | 1 | Generic_SCE_Eastern_500_offpeak | Riverside_Li_Battery_4hr_59_Generic | Operational_New_Capacity_MW | -1
Generic_SCE_Eastern_500_HSN | Arizona_Flow_Battery_90_Generic | Reliability_Capacity_In_Model_Year | 1 | Generic_SCE_Eastern_500_offpeak | Riverside_Li_Battery_4hr_60_Generic | Operational_New_Capacity_MW | -1
Generic_SCE_Eastern_500_HSN | Arizona_Li_Battery_4hr_48_Generic | Reliability_Capacity_In_Model_Year | 1 | Generic_SCE_Eastern_500_offpeak | Riverside_Li_Battery_4hr_9_Generic | Operational_New_Capacity_MW | -1
Generic_SCE_Eastern_500_HSN | Arizona_Li_Battery_4hr_55_Generic | Reliability_Capacity_In_Model_Year | 1 | Generic_SCE_Eastern_500_offpeak | Riverside_Li_Battery_8hr_129_Generic | Operational_New_Capacity_MW | -1
Generic_SCE_Eastern_500_HSN | Arizona_Li_Battery_4hr_62_Generic | Reliability_Capacity_In_Model_Year | 1 | Generic_SCE_Eastern_500_offpeak | Riverside_Li_Battery_8hr_59_Generic | Operational_New_Capacity_MW | -1
Generic_SCE_Eastern_500_HSN | Arizona_Li_Battery_4hr_77_Generic | Reliability_Capacity_In_Model_Year | 1 | Generic_SCE_Eastern_500_offpeak | Riverside_Li_Battery_8hr_60_Generic | Operational_New_Capacity_MW | -1
Generic_SCE_Eastern_500_HSN | Arizona_Li_Battery_4hr_90_Generic | Reliability_Capacity_In_Model_Year | 1 | Generic_SCE_Eastern_500_offpeak | Riverside_Li_Battery_8hr_9_Generic | Operational_New_Capacity_MW | -1
Generic_SCE_Eastern_500_HSN | Arizona_Li_Battery_8hr_48_Generic | Reliability_Capacity_In_Model_Year | 1 | Generic_SCE_Eastern_500_offpeak | Riverside_Solar_129_Generic | Operational_New_Capacity_MW | 0.68
Generic_SCE_Eastern_500_HSN | Arizona_Li_Battery_8hr_55_Generic | Reliability_Capacity_In_Model_Year | 1 | Generic_SCE_Eastern_500_offpeak | Riverside_Solar_59_Generic | Operational_New_Capacity_MW | 0.68
Generic_SCE_Eastern_500_HSN | Arizona_Li_Battery_8hr_62_Generic | Reliability_Capacity_In_Model_Year | 1 | Generic_SCE_Eastern_500_offpeak | Riverside_Solar_60_Generic | Operational_New_Capacity_MW | 0.68
Generic_SCE_Eastern_500_HSN | Arizona_Li_Battery_8hr_77_Generic | Reliability_Capacity_In_Model_Year | 1 | Generic_SCE_Eastern_500_offpeak | Riverside_Solar_9_Generic | Operational_New_Capacity_MW | 0.68
Generic_SCE_Eastern_500_HSN | Arizona_Li_Battery_8hr_90_Generic | Reliability_Capacity_In_Model_Year | 1 | Generic_SCE_Eastern_500_offpeak | Riverside_West_Pumped_Storage_9_Generic | Operational_New_Capacity_MW | -1
Generic_SCE_Eastern_500_HSN | Arizona_Solar_48_Generic | Reliability_Capacity_In_Model_Year | 0.106 | Generic_SCE_Eastern_500_offpeak | San_Diego_Pumped_Storage_119_Generic | Operational_New_Capacity_MW | -1
Generic_SCE_Eastern_500_HSN | Arizona_Solar_55_Generic | Reliability_Capacity_In_Model_Year | 0.106 | Generic_PGE_North_500_offpeak | Solano_Wind_122_Generic | Operational_New_Capacity_MW | 0.44
Generic_SCE_Eastern_500_HSN | Arizona_Solar_62_Generic | Reliability_Capacity_In_Model_Year | 0.106 | Generic_PGE_North_500_offpeak | Solano_Wind_126_Generic | Operational_New_Capacity_MW | 0.44
Generic_SCE_Eastern_500_HSN | Arizona_Solar_77_Generic | Reliability_Capacity_In_Model_Year | 0.106 | Generic_PGE_North_500_offpeak | Solano_Wind_85_Generic | Operational_New_Capacity_MW | 0.44
Generic_SCE_Eastern_500_HSN | Arizona_Solar_90_Generic | Reliability_Capacity_In_Model_Year | 0.106 | Generic_PGE_South_500_offpeak | Solano_Wind_85_Generic | Operational_New_Capacity_MW | 0.63
Generic_SCE_Eastern_500_HSN | Baja_California_Wind_133_Generic | Reliability_Capacity_In_Model_Year | 0.337 | Generic_PGE_North_500_offpeak | Solano_Wind_94_Generic | Operational_New_Capacity_MW | 0.44
Generic_SCE_Eastern_500_HSN | Greater_Imperial_Biomass_20_Generic | Reliability_Capacity_In_Model_Year | 1 | Generic_SCE_East_Pisgah_500_offpeak | Southern_NV_Eldorado_Flow_Battery_15_Generic | Operational_New_Capacity_MW | -1
Generic_SCE_Eastern_500_HSN | Greater_Imperial_Flow_Battery_107_Generic | Reliability_Capacity_In_Model_Year | 1 | Generic_SCE_East_Pisgah_500_offpeak | Southern_NV_Eldorado_Flow_Battery_16_Generic | Operational_New_Capacity_MW | -1
Generic_SCE_Eastern_500_HSN | Greater_Imperial_Flow_Battery_108_Generic | Reliability_Capacity_In_Model_Year | 1 | Generic_SCE_East_Pisgah_500_offpeak | Southern_NV_Eldorado_Flow_Battery_19_Generic | Operational_New_Capacity_MW | -1
Generic_SCE_Eastern_500_HSN | Greater_Imperial_Flow_Battery_133_Generic | Reliability_Capacity_In_Model_Year | 1 | Generic_SCE_Eastern_500_offpeak | Southern_NV_Eldorado_Flow_Battery_19_Generic | Operational_New_Capacity_MW | -1
Generic_SCE_Eastern_500_HSN | Greater_Imperial_Flow_Battery_20_Generic | Reliability_Capacity_In_Model_Year | 1 | Generic_SCE_East_Pisgah_500_offpeak | Southern_NV_Eldorado_Flow_Battery_2_Generic | Operational_New_Capacity_MW | -1
Generic_SCE_Eastern_500_HSN | Greater_Imperial_Flow_Battery_63_Generic | Reliability_Capacity_In_Model_Year | 1 | Generic_SCE_East_Pisgah_500_offpeak | Southern_NV_Eldorado_Flow_Battery_40_Generic | Operational_New_Capacity_MW | -1
Generic_SCE_Eastern_500_HSN | Greater_Imperial_Geothermal_20_Generic | Reliability_Capacity_In_Model_Year | 1 | Generic_SCE_Eastern_500_offpeak | Southern_NV_Eldorado_Flow_Battery_40_Generic | Operational_New_Capacity_MW | -1
Generic_SCE_Eastern_500_HSN | Greater_Imperial_Geothermal_63_Generic | Reliability_Capacity_In_Model_Year | 1 | Generic_SCE_East_Pisgah_500_offpeak | Southern_NV_Eldorado_Flow_Battery_42_Generic | Operational_New_Capacity_MW | -1
Generic_SCE_Eastern_500_HSN | Greater_Imperial_Li_Battery_4hr_107_Generic | Reliability_Capacity_In_Model_Year | 1 | Generic_SCE_East_Pisgah_500_offpeak | Southern_NV_Eldorado_Li_Battery_4hr_15_Generic | Operational_New_Capacity_MW | -1
Generic_SCE_Eastern_500_HSN | Greater_Imperial_Li_Battery_4hr_108_Generic | Reliability_Capacity_In_Model_Year | 1 | Generic_SCE_East_Pisgah_500_offpeak | Southern_NV_Eldorado_Li_Battery_4hr_16_Generic | Operational_New_Capacity_MW | -1
Generic_SCE_Eastern_500_HSN | Greater_Imperial_Li_Battery_4hr_133_Generic | Reliability_Capacity_In_Model_Year | 1 | Generic_SCE_East_Pisgah_500_offpeak | Southern_NV_Eldorado_Li_Battery_4hr_19_Generic | Operational_New_Capacity_MW | -1
Generic_SCE_Eastern_500_HSN | Greater_Imperial_Li_Battery_4hr_20_Generic | Reliability_Capacity_In_Model_Year | 1 | Generic_SCE_Eastern_500_offpeak | Southern_NV_Eldorado_Li_Battery_4hr_19_Generic | Operational_New_Capacity_MW | -1
Generic_SCE_Eastern_500_HSN | Greater_Imperial_Li_Battery_4hr_63_Generic | Reliability_Capacity_In_Model_Year | 1 | Generic_SCE_East_Pisgah_500_offpeak | Southern_NV_Eldorado_Li_Battery_4hr_2_Generic | Operational_New_Capacity_MW | -1
Generic_SCE_Eastern_500_HSN | Greater_Imperial_Li_Battery_8hr_107_Generic | Reliability_Capacity_In_Model_Year | 1 | Generic_SCE_East_Pisgah_500_offpeak | Southern_NV_Eldorado_Li_Battery_4hr_40_Generic | Operational_New_Capacity_MW | -1
Generic_SCE_Eastern_500_HSN | Greater_Imperial_Li_Battery_8hr_108_Generic | Reliability_Capacity_In_Model_Year | 1 | Generic_SCE_Eastern_500_offpeak | Southern_NV_Eldorado_Li_Battery_4hr_40_Generic | Operational_New_Capacity_MW | -1
Generic_SCE_Eastern_500_HSN | Greater_Imperial_Li_Battery_8hr_133_Generic | Reliability_Capacity_In_Model_Year | 1 | Generic_SCE_East_Pisgah_500_offpeak | Southern_NV_Eldorado_Li_Battery_4hr_42_Generic | Operational_New_Capacity_MW | -1
Generic_SCE_Eastern_500_HSN | Greater_Imperial_Li_Battery_8hr_20_Generic | Reliability_Capacity_In_Model_Year | 1 | Generic_SCE_East_Pisgah_500_offpeak | Southern_NV_Eldorado_Li_Battery_8hr_15_Generic | Operational_New_Capacity_MW | -1
Generic_SCE_Eastern_500_HSN | Greater_Imperial_Li_Battery_8hr_63_Generic | Reliability_Capacity_In_Model_Year | 1 | Generic_SCE_East_Pisgah_500_offpeak | Southern_NV_Eldorado_Li_Battery_8hr_16_Generic | Operational_New_Capacity_MW | -1
Generic_SCE_Eastern_500_HSN | Greater_Imperial_Solar_107_Generic | Reliability_Capacity_In_Model_Year | 0.106 | Generic_SCE_East_Pisgah_500_offpeak | Southern_NV_Eldorado_Li_Battery_8hr_19_Generic | Operational_New_Capacity_MW | -1
Generic_SCE_Eastern_500_HSN | Greater_Imperial_Solar_108_Generic | Reliability_Capacity_In_Model_Year | 0.106 | Generic_SCE_Eastern_500_offpeak | Southern_NV_Eldorado_Li_Battery_8hr_19_Generic | Operational_New_Capacity_MW | -1
Generic_SCE_Eastern_500_HSN | Greater_Imperial_Solar_133_Generic | Reliability_Capacity_In_Model_Year | 0.106 | Generic_SCE_East_Pisgah_500_offpeak | Southern_NV_Eldorado_Li_Battery_8hr_2_Generic | Operational_New_Capacity_MW | -1
Generic_SCE_Eastern_500_HSN | Greater_Imperial_Solar_20_Generic | Reliability_Capacity_In_Model_Year | 0.106 | Generic_SCE_East_Pisgah_500_offpeak | Southern_NV_Eldorado_Li_Battery_8hr_40_Generic | Operational_New_Capacity_MW | -1
Generic_SCE_Eastern_500_HSN | Greater_Imperial_Solar_63_Generic | Reliability_Capacity_In_Model_Year | 0.106 | Generic_SCE_Eastern_500_offpeak | Southern_NV_Eldorado_Li_Battery_8hr_40_Generic | Operational_New_Capacity_MW | -1
Generic_SCE_Eastern_500_HSN | Greater_Imperial_Wind_108_Generic | Reliability_Capacity_In_Model_Year | 0.557 | Generic_SCE_East_Pisgah_500_offpeak | Southern_NV_Eldorado_Li_Battery_8hr_42_Generic | Operational_New_Capacity_MW | -1
Generic_SCE_Eastern_500_HSN | Idaho_Wind_19_Generic | Reliability_Capacity_In_Model_Year | 0.67 | Generic_SCE_East_Pisgah_500_offpeak | Southern_NV_Eldorado_Solar_15_Generic | Operational_New_Capacity_MW | 0.77
Generic_SCE_Eastern_500_HSN | Inyokern_North_Kramer_Geothermal_9_Generic | Reliability_Capacity_In_Model_Year | 1 | Generic_SCE_East_Pisgah_500_offpeak | Southern_NV_Eldorado_Solar_16_Generic | Operational_New_Capacity_MW | 0.77
Generic_SCE_Eastern_500_HSN | New_Mexico_Wind_55_Generic | Reliability_Capacity_In_Model_Year | 0.67 | Generic_SCE_East_Pisgah_500_offpeak | Southern_NV_Eldorado_Solar_19_Generic | Operational_New_Capacity_MW | 0.77
Generic_SCE_Eastern_500_HSN | Northern_Nevada_Geothermal_19_Generic | Reliability_Capacity_In_Model_Year | 1 | Generic_SCE_Eastern_500_offpeak | Southern_NV_Eldorado_Solar_19_Generic | Operational_New_Capacity_MW | 0.68
Generic_SCE_Eastern_500_HSN | Riverside_East_Pumped_Storage_59_Generic | Reliability_Capacity_In_Model_Year | 1 | Generic_SCE_East_Pisgah_500_offpeak | Southern_NV_Eldorado_Solar_2_Generic | Operational_New_Capacity_MW | 0.77
Generic_SCE_Eastern_500_HSN | Riverside_Flow_Battery_129_Generic | Reliability_Capacity_In_Model_Year | 1 | Generic_SCE_East_Pisgah_500_offpeak | Southern_NV_Eldorado_Solar_40_Generic | Operational_New_Capacity_MW | 0.77
Generic_SCE_Eastern_500_HSN | Riverside_Flow_Battery_59_Generic | Reliability_Capacity_In_Model_Year | 1 | Generic_SCE_Eastern_500_offpeak | Southern_NV_Eldorado_Solar_40_Generic | Operational_New_Capacity_MW | 0.68
Generic_SCE_Eastern_500_HSN | Riverside_Flow_Battery_60_Generic | Reliability_Capacity_In_Model_Year | 1 | Generic_SCE_East_Pisgah_500_offpeak | Southern_NV_Eldorado_Solar_42_Generic | Operational_New_Capacity_MW | 0.77
Generic_SCE_Eastern_500_HSN | Riverside_Flow_Battery_9_Generic | Reliability_Capacity_In_Model_Year | 1 | Generic_SCE_East_Pisgah_500_offpeak | Southern_NV_Eldorado_Wind_15_Generic | Operational_New_Capacity_MW | 0.44
Generic_SCE_Eastern_500_HSN | Riverside_Li_Battery_4hr_129_Generic | Reliability_Capacity_In_Model_Year | 1 | Generic_SCE_East_Pisgah_500_offpeak | Southern_NV_Eldorado_Wind_16_Generic | Operational_New_Capacity_MW | 0.44
Generic_SCE_Eastern_500_HSN | Riverside_Li_Battery_4hr_59_Generic | Reliability_Capacity_In_Model_Year | 1 | Generic_SCE_East_Pisgah_500_offpeak | Southern_NV_Eldorado_Wind_2_Generic | Operational_New_Capacity_MW | 0.44
Generic_SCE_Eastern_500_HSN | Riverside_Li_Battery_4hr_60_Generic | Reliability_Capacity_In_Model_Year | 1 | Generic_PGE_South_500_offpeak | Southern_PGAE_Adiabatic_CAES_12_Generic | Operational_New_Capacity_MW | -1
Generic_SCE_Eastern_500_HSN | Riverside_Li_Battery_4hr_9_Generic | Reliability_Capacity_In_Model_Year | 1 | Generic_PGE_South_500_offpeak | Southern_PGAE_Flow_Battery_102_Generic | Operational_New_Capacity_MW | -1
Generic_SCE_Eastern_500_HSN | Riverside_Li_Battery_8hr_129_Generic | Reliability_Capacity_In_Model_Year | 1 | Generic_PGE_South_500_offpeak | Southern_PGAE_Flow_Battery_109_Generic | Operational_New_Capacity_MW | -1
Generic_SCE_Eastern_500_HSN | Riverside_Li_Battery_8hr_59_Generic | Reliability_Capacity_In_Model_Year | 1 | Generic_PGE_North_500_offpeak | Southern_PGAE_Flow_Battery_111_Generic | Operational_New_Capacity_MW | -1
Generic_SCE_Eastern_500_HSN | Riverside_Li_Battery_8hr_60_Generic | Reliability_Capacity_In_Model_Year | 1 | Generic_PGE_South_500_offpeak | Southern_PGAE_Flow_Battery_117_Generic | Operational_New_Capacity_MW | -1
Generic_SCE_Eastern_500_HSN | Riverside_Li_Battery_8hr_9_Generic | Reliability_Capacity_In_Model_Year | 1 | Generic_PGE_South_500_offpeak | Southern_PGAE_Flow_Battery_118_Generic | Operational_New_Capacity_MW | -1
Generic_SCE_Eastern_500_HSN | Riverside_Solar_129_Generic | Reliability_Capacity_In_Model_Year | 0.106 | Generic_PGE_South_500_offpeak | Southern_PGAE_Flow_Battery_12_Generic | Operational_New_Capacity_MW | -1
Generic_SCE_Eastern_500_HSN | Riverside_Solar_59_Generic | Reliability_Capacity_In_Model_Year | 0.106 | Generic_PGE_North_500_offpeak | Southern_PGAE_Flow_Battery_124_Generic | Operational_New_Capacity_MW | -1
Generic_SCE_Eastern_500_HSN | Riverside_Solar_60_Generic | Reliability_Capacity_In_Model_Year | 0.106 | Generic_PGE_South_500_offpeak | Southern_PGAE_Flow_Battery_124_Generic | Operational_New_Capacity_MW | -1
Generic_SCE_Eastern_500_HSN | Riverside_Solar_9_Generic | Reliability_Capacity_In_Model_Year | 0.106 | Generic_PGE_South_500_offpeak | Southern_PGAE_Flow_Battery_136_Generic | Operational_New_Capacity_MW | -1
Generic_SCE_Eastern_500_HSN | Riverside_West_Pumped_Storage_9_Generic | Reliability_Capacity_In_Model_Year | 1 | Generic_PGE_North_500_offpeak | Southern_PGAE_Flow_Battery_139_Generic | Operational_New_Capacity_MW | -1
Generic_SCE_Eastern_500_HSN | San_Diego_Pumped_Storage_119_Generic | Reliability_Capacity_In_Model_Year | 1 | Generic_PGE_South_500_offpeak | Southern_PGAE_Flow_Battery_139_Generic | Operational_New_Capacity_MW | -1
Generic_SCE_Eastern_500_HSN | Southern_NV_Eldorado_Flow_Battery_19_Generic | Reliability_Capacity_In_Model_Year | 1 | Generic_PGE_North_500_offpeak | Southern_PGAE_Flow_Battery_140_Generic | Operational_New_Capacity_MW | -1
Generic_SCE_Eastern_500_HSN | Southern_NV_Eldorado_Flow_Battery_40_Generic | Reliability_Capacity_In_Model_Year | 1 | Generic_PGE_South_500_offpeak | Southern_PGAE_Flow_Battery_140_Generic | Operational_New_Capacity_MW | -1
Generic_SCE_Eastern_500_HSN | Southern_NV_Eldorado_Li_Battery_4hr_19_Generic | Reliability_Capacity_In_Model_Year | 1 | Generic_PGE_North_500_offpeak | Southern_PGAE_Flow_Battery_145_Generic | Operational_New_Capacity_MW | -1
Generic_SCE_Eastern_500_HSN | Southern_NV_Eldorado_Li_Battery_4hr_40_Generic | Reliability_Capacity_In_Model_Year | 1 | Generic_PGE_South_500_offpeak | Southern_PGAE_Flow_Battery_147_Generic | Operational_New_Capacity_MW | -1
Generic_SCE_Eastern_500_HSN | Southern_NV_Eldorado_Li_Battery_8hr_19_Generic | Reliability_Capacity_In_Model_Year | 1 | Generic_PGE_South_500_offpeak | Southern_PGAE_Flow_Battery_148_Generic | Operational_New_Capacity_MW | -1
Generic_SCE_Eastern_500_HSN | Southern_NV_Eldorado_Li_Battery_8hr_40_Generic | Reliability_Capacity_In_Model_Year | 1 | Generic_PGE_North_500_offpeak | Southern_PGAE_Flow_Battery_151_Generic | Operational_New_Capacity_MW | -1
Generic_SCE_Eastern_500_HSN | Southern_NV_Eldorado_Solar_19_Generic | Reliability_Capacity_In_Model_Year | 0.106 | Generic_PGE_South_500_offpeak | Southern_PGAE_Flow_Battery_151_Generic | Operational_New_Capacity_MW | -1
Generic_SCE_Eastern_500_HSN | Southern_NV_Eldorado_Solar_40_Generic | Reliability_Capacity_In_Model_Year | 0.106 | Generic_PGE_South_500_offpeak | Southern_PGAE_Flow_Battery_152_Generic | Operational_New_Capacity_MW | -1
Generic_SCE_Eastern_500_HSN | Utah_Geothermal_19_Generic | Reliability_Capacity_In_Model_Year | 1 | Generic_PGE_North_500_offpeak | Southern_PGAE_Flow_Battery_154_Generic | Operational_New_Capacity_MW | -1
Generic_SCE_Eastern_500_HSN | Utah_Wind_19_Generic | Reliability_Capacity_In_Model_Year | 0.67 | Generic_PGE_South_500_offpeak | Southern_PGAE_Flow_Battery_154_Generic | Operational_New_Capacity_MW | -1
Generic_SCE_Eastern_500_HSN | Wyoming_Wind_19_Generic | Reliability_Capacity_In_Model_Year | 0.67 | Generic_PGE_South_500_offpeak | Southern_PGAE_Flow_Battery_160_Generic | Operational_New_Capacity_MW | -1
Generic_SCE_Eastern_500_HSN | Generic_SCE_Eastern_500_group | Operational_New_Capacity_MW | -1 | Generic_PGE_North_500_offpeak | Southern_PGAE_Flow_Battery_161_Generic | Operational_New_Capacity_MW | -1
Generic_SCE_Eastern_500_offpeak | Arizona_Flow_Battery_48_Generic | Operational_New_Capacity_MW | -1 | Generic_PGE_South_500_offpeak | Southern_PGAE_Flow_Battery_161_Generic | Operational_New_Capacity_MW | -1
Generic_SCE_Eastern_500_offpeak | Arizona_Flow_Battery_55_Generic | Operational_New_Capacity_MW | -1 | Generic_PGE_North_500_offpeak | Southern_PGAE_Flow_Battery_162_Generic | Operational_New_Capacity_MW | -1
Generic_SCE_Eastern_500_offpeak | Arizona_Flow_Battery_62_Generic | Operational_New_Capacity_MW | -1 | Generic_PGE_South_500_offpeak | Southern_PGAE_Flow_Battery_162_Generic | Operational_New_Capacity_MW | -1
Generic_SCE_Eastern_500_offpeak | Arizona_Flow_Battery_77_Generic | Operational_New_Capacity_MW | -1 | Generic_PGE_North_500_offpeak | Southern_PGAE_Flow_Battery_163_Generic | Operational_New_Capacity_MW | -1
Generic_SCE_Eastern_500_offpeak | Arizona_Flow_Battery_90_Generic | Operational_New_Capacity_MW | -1 | Generic_PGE_South_500_offpeak | Southern_PGAE_Flow_Battery_163_Generic | Operational_New_Capacity_MW | -1
Generic_SCE_Eastern_500_offpeak | Arizona_Li_Battery_4hr_48_Generic | Operational_New_Capacity_MW | -1 | Generic_PGE_North_500_offpeak | Southern_PGAE_Flow_Battery_164_Generic | Operational_New_Capacity_MW | -1
Generic_SCE_Eastern_500_offpeak | Arizona_Li_Battery_4hr_55_Generic | Operational_New_Capacity_MW | -1 | Generic_PGE_South_500_offpeak | Southern_PGAE_Flow_Battery_164_Generic | Operational_New_Capacity_MW | -1
Generic_SCE_Eastern_500_offpeak | Arizona_Li_Battery_4hr_62_Generic | Operational_New_Capacity_MW | -1 | Generic_PGE_North_500_offpeak | Southern_PGAE_Flow_Battery_165_Generic | Operational_New_Capacity_MW | -1
Generic_SCE_Eastern_500_offpeak | Arizona_Li_Battery_4hr_77_Generic | Operational_New_Capacity_MW | -1 | Generic_PGE_South_500_offpeak | Southern_PGAE_Flow_Battery_165_Generic | Operational_New_Capacity_MW | -1
Generic_SCE_Eastern_500_offpeak | Arizona_Li_Battery_4hr_90_Generic | Operational_New_Capacity_MW | -1 | Generic_PGE_North_500_offpeak | Southern_PGAE_Flow_Battery_168_Generic | Operational_New_Capacity_MW | -1
Generic_SCE_Eastern_500_offpeak | Arizona_Li_Battery_8hr_48_Generic | Operational_New_Capacity_MW | -1 | Generic_PGE_South_500_offpeak | Southern_PGAE_Flow_Battery_168_Generic | Operational_New_Capacity_MW | -1
Generic_SCE_Eastern_500_offpeak | Arizona_Li_Battery_8hr_55_Generic | Operational_New_Capacity_MW | -1 | Generic_PGE_North_500_offpeak | Southern_PGAE_Flow_Battery_169_Generic | Operational_New_Capacity_MW | -1
Generic_SCE_Eastern_500_offpeak | Arizona_Li_Battery_8hr_62_Generic | Operational_New_Capacity_MW | -1 | Generic_PGE_South_500_offpeak | Southern_PGAE_Flow_Battery_169_Generic | Operational_New_Capacity_MW | -1
Generic_SCE_Eastern_500_offpeak | Arizona_Li_Battery_8hr_77_Generic | Operational_New_Capacity_MW | -1 | Generic_PGE_North_500_offpeak | Southern_PGAE_Flow_Battery_17_Generic | Operational_New_Capacity_MW | -1
Generic_SCE_Eastern_500_offpeak | Arizona_Li_Battery_8hr_90_Generic | Operational_New_Capacity_MW | -1 | Generic_PGE_South_500_offpeak | Southern_PGAE_Flow_Battery_17_Generic | Operational_New_Capacity_MW | -1
Generic_SCE_Eastern_500_offpeak | Arizona_Solar_48_Generic | Operational_New_Capacity_MW | 0.68 | Generic_PGE_North_500_offpeak | Southern_PGAE_Flow_Battery_170_Generic | Operational_New_Capacity_MW | -1
Generic_SCE_Eastern_500_offpeak | Arizona_Solar_55_Generic | Operational_New_Capacity_MW | 0.68 | Generic_PGE_South_500_offpeak | Southern_PGAE_Flow_Battery_170_Generic | Operational_New_Capacity_MW | -1
Generic_SCE_Eastern_500_offpeak | Arizona_Solar_62_Generic | Operational_New_Capacity_MW | 0.68 | Generic_PGE_South_500_offpeak | Southern_PGAE_Flow_Battery_173_Generic | Operational_New_Capacity_MW | -1
Generic_SCE_Eastern_500_offpeak | Arizona_Solar_77_Generic | Operational_New_Capacity_MW | 0.68 | Generic_PGE_North_500_offpeak | Southern_PGAE_Flow_Battery_174_Generic | Operational_New_Capacity_MW | -1
Generic_SCE_Eastern_500_offpeak | Arizona_Solar_90_Generic | Operational_New_Capacity_MW | 0.68 | Generic_PGE_South_500_offpeak | Southern_PGAE_Flow_Battery_174_Generic | Operational_New_Capacity_MW | -1
Generic_SCE_Eastern_500_offpeak | Baja_California_Wind_133_Generic | Operational_New_Capacity_MW | 0.69 | Generic_PGE_South_500_offpeak | Southern_PGAE_Flow_Battery_175_Generic | Operational_New_Capacity_MW | -1
Generic_SCE_Eastern_500_offpeak | Greater_Imperial_Biomass_20_Generic | Operational_New_Capacity_MW | 1 | Generic_PGE_North_500_offpeak | Southern_PGAE_Flow_Battery_176_Generic | Operational_New_Capacity_MW | -1
Generic_SCE_Eastern_500_offpeak | Greater_Imperial_Flow_Battery_107_Generic | Operational_New_Capacity_MW | -1 | Generic_PGE_South_500_offpeak | Southern_PGAE_Flow_Battery_176_Generic | Operational_New_Capacity_MW | -1
Generic_SCE_Eastern_500_offpeak | Greater_Imperial_Flow_Battery_108_Generic | Operational_New_Capacity_MW | -1 | Generic_PGE_South_500_offpeak | Southern_PGAE_Flow_Battery_177_Generic | Operational_New_Capacity_MW | -1
Generic_SCE_Eastern_500_offpeak | Greater_Imperial_Flow_Battery_133_Generic | Operational_New_Capacity_MW | -1 | Generic_PGE_South_500_offpeak | Southern_PGAE_Flow_Battery_181_Generic | Operational_New_Capacity_MW | -1
Generic_SCE_Eastern_500_offpeak | Greater_Imperial_Flow_Battery_20_Generic | Operational_New_Capacity_MW | -1 | Generic_PGE_South_500_offpeak | Southern_PGAE_Flow_Battery_22_Generic | Operational_New_Capacity_MW | -1
Generic_SCE_Eastern_500_offpeak | Greater_Imperial_Flow_Battery_63_Generic | Operational_New_Capacity_MW | -1 | Generic_PGE_South_500_offpeak | Southern_PGAE_Flow_Battery_23_Generic | Operational_New_Capacity_MW | -1
Generic_SCE_Eastern_500_offpeak | Greater_Imperial_Geothermal_20_Generic | Operational_New_Capacity_MW | 1 | Generic_PGE_South_500_offpeak | Southern_PGAE_Flow_Battery_24_Generic | Operational_New_Capacity_MW | -1
Generic_SCE_Eastern_500_offpeak | Greater_Imperial_Geothermal_63_Generic | Operational_New_Capacity_MW | 1 | Generic_PGE_South_500_offpeak | Southern_PGAE_Flow_Battery_27_Generic | Operational_New_Capacity_MW | -1
Generic_SCE_Eastern_500_offpeak | Greater_Imperial_Li_Battery_4hr_107_Generic | Operational_New_Capacity_MW | -1 | Generic_PGE_South_500_offpeak | Southern_PGAE_Flow_Battery_3_Generic | Operational_New_Capacity_MW | -1
Generic_SCE_Eastern_500_offpeak | Greater_Imperial_Li_Battery_4hr_108_Generic | Operational_New_Capacity_MW | -1 | Generic_PGE_South_500_offpeak | Southern_PGAE_Flow_Battery_33_Generic | Operational_New_Capacity_MW | -1
Generic_SCE_Eastern_500_offpeak | Greater_Imperial_Li_Battery_4hr_133_Generic | Operational_New_Capacity_MW | -1 | Generic_PGE_South_500_offpeak | Southern_PGAE_Flow_Battery_34_Generic | Operational_New_Capacity_MW | -1
Generic_SCE_Eastern_500_offpeak | Greater_Imperial_Li_Battery_4hr_20_Generic | Operational_New_Capacity_MW | -1 | Generic_PGE_South_500_offpeak | Southern_PGAE_Flow_Battery_37_Generic | Operational_New_Capacity_MW | -1
Generic_SCE_Eastern_500_offpeak | Greater_Imperial_Li_Battery_4hr_63_Generic | Operational_New_Capacity_MW | -1 | Generic_PGE_South_500_offpeak | Southern_PGAE_Flow_Battery_39_Generic | Operational_New_Capacity_MW | -1
Generic_SCE_Eastern_500_offpeak | Greater_Imperial_Li_Battery_8hr_107_Generic | Operational_New_Capacity_MW | -1 | Generic_PGE_South_500_offpeak | Southern_PGAE_Flow_Battery_43_Generic | Operational_New_Capacity_MW | -1
Generic_SCE_Eastern_500_offpeak | Greater_Imperial_Li_Battery_8hr_108_Generic | Operational_New_Capacity_MW | -1 | Generic_PGE_South_500_offpeak | Southern_PGAE_Flow_Battery_45_Generic | Operational_New_Capacity_MW | -1
Generic_SCE_Eastern_500_offpeak | Greater_Imperial_Li_Battery_8hr_133_Generic | Operational_New_Capacity_MW | -1 | Generic_PGE_South_500_offpeak | Southern_PGAE_Flow_Battery_46_Generic | Operational_New_Capacity_MW | -1
Generic_SCE_Eastern_500_offpeak | Greater_Imperial_Li_Battery_8hr_20_Generic | Operational_New_Capacity_MW | -1 | Generic_PGE_South_500_offpeak | Southern_PGAE_Flow_Battery_47_Generic | Operational_New_Capacity_MW | -1
Generic_SCE_Eastern_500_offpeak | Greater_Imperial_Li_Battery_8hr_63_Generic | Operational_New_Capacity_MW | -1 | Generic_PGE_South_500_offpeak | Southern_PGAE_Flow_Battery_49_Generic | Operational_New_Capacity_MW | -1
Generic_SCE_Eastern_500_offpeak | Greater_Imperial_Solar_107_Generic | Operational_New_Capacity_MW | 0.68 | Generic_PGE_South_500_offpeak | Southern_PGAE_Flow_Battery_52_Generic | Operational_New_Capacity_MW | -1
Generic_SCE_Eastern_500_offpeak | Greater_Imperial_Solar_108_Generic | Operational_New_Capacity_MW | 0.68 | Generic_PGE_South_500_offpeak | Southern_PGAE_Flow_Battery_54_Generic | Operational_New_Capacity_MW | -1
Generic_SCE_Eastern_500_offpeak | Greater_Imperial_Solar_133_Generic | Operational_New_Capacity_MW | 0.68 | Generic_PGE_South_500_offpeak | Southern_PGAE_Flow_Battery_61_Generic | Operational_New_Capacity_MW | -1
Generic_SCE_Eastern_500_offpeak | Greater_Imperial_Solar_20_Generic | Operational_New_Capacity_MW | 0.68 | Generic_PGE_South_500_offpeak | Southern_PGAE_Flow_Battery_69_Generic | Operational_New_Capacity_MW | -1
Generic_SCE_Eastern_500_offpeak | Greater_Imperial_Solar_63_Generic | Operational_New_Capacity_MW | 0.68 | Generic_PGE_South_500_offpeak | Southern_PGAE_Flow_Battery_72_Generic | Operational_New_Capacity_MW | -1
Generic_SCE_Eastern_500_offpeak | Greater_Imperial_Wind_108_Generic | Operational_New_Capacity_MW | 0.64 | Generic_PGE_South_500_offpeak | Southern_PGAE_Flow_Battery_74_Generic | Operational_New_Capacity_MW | -1
Generic_SCE_Eastern_500_offpeak | Idaho_Wind_19_Generic | Operational_New_Capacity_MW | 0.67 | Generic_PGE_South_500_offpeak | Southern_PGAE_Flow_Battery_75_Generic | Operational_New_Capacity_MW | -1
Generic_SCE_Eastern_500_offpeak | Inyokern_North_Kramer_Geothermal_9_Generic | Operational_New_Capacity_MW | 1 | Generic_PGE_South_500_offpeak | Southern_PGAE_Flow_Battery_79_Generic | Operational_New_Capacity_MW | -1
Generic_SCE_Eastern_500_offpeak | New_Mexico_Wind_55_Generic | Operational_New_Capacity_MW | 0.67 | Generic_PGE_South_500_offpeak | Southern_PGAE_Flow_Battery_8_Generic | Operational_New_Capacity_MW | -1
Generic_SCE_Eastern_500_offpeak | Northern_Nevada_Geothermal_19_Generic | Operational_New_Capacity_MW | 1 | Generic_PGE_South_500_offpeak | Southern_PGAE_Flow_Battery_93_Generic | Operational_New_Capacity_MW | -1
Generic_SCE_Eastern_500_offpeak | Riverside_East_Pumped_Storage_59_Generic | Operational_New_Capacity_MW | -1 | Generic_PGE_North_500_offpeak | Southern_PGAE_Flow_Battery_95_Generic | Operational_New_Capacity_MW | -1
Generic_SCE_Eastern_500_offpeak | Riverside_Flow_Battery_129_Generic | Operational_New_Capacity_MW | -1 | Generic_PGE_South_500_offpeak | Southern_PGAE_Flow_Battery_98_Generic | Operational_New_Capacity_MW | -1
Generic_SCE_Eastern_500_offpeak | Riverside_Flow_Battery_59_Generic | Operational_New_Capacity_MW | -1 | Generic_PGE_North_500_offpeak | Southern_PGAE_Flow_Battery_99_Generic | Operational_New_Capacity_MW | -1
Generic_SCE_Eastern_500_offpeak | Riverside_Flow_Battery_60_Generic | Operational_New_Capacity_MW | -1 | Generic_PGE_South_500_offpeak | Southern_PGAE_Flow_Battery_99_Generic | Operational_New_Capacity_MW | -1
Generic_SCE_Eastern_500_offpeak | Riverside_Flow_Battery_9_Generic | Operational_New_Capacity_MW | -1 | Generic_PGE_South_500_offpeak | Southern_PGAE_Li_Battery_4hr_102_Generic | Operational_New_Capacity_MW | -1
Generic_SCE_Eastern_500_offpeak | Riverside_Li_Battery_4hr_129_Generic | Operational_New_Capacity_MW | -1 | Generic_PGE_South_500_offpeak | Southern_PGAE_Li_Battery_4hr_109_Generic | Operational_New_Capacity_MW | -1
Generic_SCE_Eastern_500_offpeak | Riverside_Li_Battery_4hr_59_Generic | Operational_New_Capacity_MW | -1 | Generic_PGE_North_500_offpeak | Southern_PGAE_Li_Battery_4hr_111_Generic | Operational_New_Capacity_MW | -1
Generic_SCE_Eastern_500_offpeak | Riverside_Li_Battery_4hr_60_Generic | Operational_New_Capacity_MW | -1 | Generic_PGE_South_500_offpeak | Southern_PGAE_Li_Battery_4hr_117_Generic | Operational_New_Capacity_MW | -1
Generic_SCE_Eastern_500_offpeak | Riverside_Li_Battery_4hr_9_Generic | Operational_New_Capacity_MW | -1 | Generic_PGE_South_500_offpeak | Southern_PGAE_Li_Battery_4hr_118_Generic | Operational_New_Capacity_MW | -1
Generic_SCE_Eastern_500_offpeak | Riverside_Li_Battery_8hr_129_Generic | Operational_New_Capacity_MW | -1 | Generic_PGE_South_500_offpeak | Southern_PGAE_Li_Battery_4hr_12_Generic | Operational_New_Capacity_MW | -1
Generic_SCE_Eastern_500_offpeak | Riverside_Li_Battery_8hr_59_Generic | Operational_New_Capacity_MW | -1 | Generic_PGE_North_500_offpeak | Southern_PGAE_Li_Battery_4hr_124_Generic | Operational_New_Capacity_MW | -1
Generic_SCE_Eastern_500_offpeak | Riverside_Li_Battery_8hr_60_Generic | Operational_New_Capacity_MW | -1 | Generic_PGE_South_500_offpeak | Southern_PGAE_Li_Battery_4hr_124_Generic | Operational_New_Capacity_MW | -1
Generic_SCE_Eastern_500_offpeak | Riverside_Li_Battery_8hr_9_Generic | Operational_New_Capacity_MW | -1 | Generic_PGE_South_500_offpeak | Southern_PGAE_Li_Battery_4hr_136_Generic | Operational_New_Capacity_MW | -1
Generic_SCE_Eastern_500_offpeak | Riverside_Solar_129_Generic | Operational_New_Capacity_MW | 0.68 | Generic_PGE_North_500_offpeak | Southern_PGAE_Li_Battery_4hr_139_Generic | Operational_New_Capacity_MW | -1
Generic_SCE_Eastern_500_offpeak | Riverside_Solar_59_Generic | Operational_New_Capacity_MW | 0.68 | Generic_PGE_South_500_offpeak | Southern_PGAE_Li_Battery_4hr_139_Generic | Operational_New_Capacity_MW | -1
Generic_SCE_Eastern_500_offpeak | Riverside_Solar_60_Generic | Operational_New_Capacity_MW | 0.68 | Generic_PGE_North_500_offpeak | Southern_PGAE_Li_Battery_4hr_140_Generic | Operational_New_Capacity_MW | -1
Generic_SCE_Eastern_500_offpeak | Riverside_Solar_9_Generic | Operational_New_Capacity_MW | 0.68 | Generic_PGE_South_500_offpeak | Southern_PGAE_Li_Battery_4hr_140_Generic | Operational_New_Capacity_MW | -1
Generic_SCE_Eastern_500_offpeak | Riverside_West_Pumped_Storage_9_Generic | Operational_New_Capacity_MW | -1 | Generic_PGE_North_500_offpeak | Southern_PGAE_Li_Battery_4hr_145_Generic | Operational_New_Capacity_MW | -1
Generic_SCE_Eastern_500_offpeak | San_Diego_Pumped_Storage_119_Generic | Operational_New_Capacity_MW | -1 | Generic_PGE_South_500_offpeak | Southern_PGAE_Li_Battery_4hr_147_Generic | Operational_New_Capacity_MW | -1
Generic_SCE_Eastern_500_offpeak | Southern_NV_Eldorado_Flow_Battery_19_Generic | Operational_New_Capacity_MW | -1 | Generic_PGE_South_500_offpeak | Southern_PGAE_Li_Battery_4hr_148_Generic | Operational_New_Capacity_MW | -1
Generic_SCE_Eastern_500_offpeak | Southern_NV_Eldorado_Flow_Battery_40_Generic | Operational_New_Capacity_MW | -1 | Generic_PGE_North_500_offpeak | Southern_PGAE_Li_Battery_4hr_151_Generic | Operational_New_Capacity_MW | -1
Generic_SCE_Eastern_500_offpeak | Southern_NV_Eldorado_Li_Battery_4hr_19_Generic | Operational_New_Capacity_MW | -1 | Generic_PGE_South_500_offpeak | Southern_PGAE_Li_Battery_4hr_151_Generic | Operational_New_Capacity_MW | -1
Generic_SCE_Eastern_500_offpeak | Southern_NV_Eldorado_Li_Battery_4hr_40_Generic | Operational_New_Capacity_MW | -1 | Generic_PGE_South_500_offpeak | Southern_PGAE_Li_Battery_4hr_152_Generic | Operational_New_Capacity_MW | -1
Generic_SCE_Eastern_500_offpeak | Southern_NV_Eldorado_Li_Battery_8hr_19_Generic | Operational_New_Capacity_MW | -1 | Generic_PGE_North_500_offpeak | Southern_PGAE_Li_Battery_4hr_154_Generic | Operational_New_Capacity_MW | -1
Generic_SCE_Eastern_500_offpeak | Southern_NV_Eldorado_Li_Battery_8hr_40_Generic | Operational_New_Capacity_MW | -1 | Generic_PGE_South_500_offpeak | Southern_PGAE_Li_Battery_4hr_154_Generic | Operational_New_Capacity_MW | -1
Generic_SCE_Eastern_500_offpeak | Southern_NV_Eldorado_Solar_19_Generic | Operational_New_Capacity_MW | 0.68 | Generic_PGE_South_500_offpeak | Southern_PGAE_Li_Battery_4hr_160_Generic | Operational_New_Capacity_MW | -1
Generic_SCE_Eastern_500_offpeak | Southern_NV_Eldorado_Solar_40_Generic | Operational_New_Capacity_MW | 0.68 | Generic_PGE_North_500_offpeak | Southern_PGAE_Li_Battery_4hr_161_Generic | Operational_New_Capacity_MW | -1
Generic_SCE_Eastern_500_offpeak | Utah_Geothermal_19_Generic | Operational_New_Capacity_MW | 1 | Generic_PGE_South_500_offpeak | Southern_PGAE_Li_Battery_4hr_161_Generic | Operational_New_Capacity_MW | -1
Generic_SCE_Eastern_500_offpeak | Utah_Wind_19_Generic | Operational_New_Capacity_MW | 0.67 | Generic_PGE_North_500_offpeak | Southern_PGAE_Li_Battery_4hr_162_Generic | Operational_New_Capacity_MW | -1
Generic_SCE_Eastern_500_offpeak | Wyoming_Wind_19_Generic | Operational_New_Capacity_MW | 0.67 | Generic_PGE_South_500_offpeak | Southern_PGAE_Li_Battery_4hr_162_Generic | Operational_New_Capacity_MW | -1
Generic_SCE_Eastern_500_offpeak | Generic_SCE_Eastern_500_group | Operational_New_Capacity_MW | -1 | Generic_PGE_North_500_offpeak | Southern_PGAE_Li_Battery_4hr_163_Generic | Operational_New_Capacity_MW | -1
Generic_SCE_Eastern_500_SSN | Arizona_Flow_Battery_48_Generic | Reliability_Capacity_In_Model_Year | 0.5 | Generic_PGE_South_500_offpeak | Southern_PGAE_Li_Battery_4hr_163_Generic | Operational_New_Capacity_MW | -1
Generic_SCE_Eastern_500_SSN | Arizona_Flow_Battery_55_Generic | Reliability_Capacity_In_Model_Year | 0.5 | Generic_PGE_North_500_offpeak | Southern_PGAE_Li_Battery_4hr_164_Generic | Operational_New_Capacity_MW | -1
Generic_SCE_Eastern_500_SSN | Arizona_Flow_Battery_62_Generic | Reliability_Capacity_In_Model_Year | 0.5 | Generic_PGE_South_500_offpeak | Southern_PGAE_Li_Battery_4hr_164_Generic | Operational_New_Capacity_MW | -1
Generic_SCE_Eastern_500_SSN | Arizona_Flow_Battery_77_Generic | Reliability_Capacity_In_Model_Year | 0.5 | Generic_PGE_North_500_offpeak | Southern_PGAE_Li_Battery_4hr_165_Generic | Operational_New_Capacity_MW | -1
Generic_SCE_Eastern_500_SSN | Arizona_Flow_Battery_90_Generic | Reliability_Capacity_In_Model_Year | 0.5 | Generic_PGE_South_500_offpeak | Southern_PGAE_Li_Battery_4hr_165_Generic | Operational_New_Capacity_MW | -1
Generic_SCE_Eastern_500_SSN | Arizona_Li_Battery_4hr_48_Generic | Reliability_Capacity_In_Model_Year | 0.5 | Generic_PGE_North_500_offpeak | Southern_PGAE_Li_Battery_4hr_168_Generic | Operational_New_Capacity_MW | -1
Generic_SCE_Eastern_500_SSN | Arizona_Li_Battery_4hr_55_Generic | Reliability_Capacity_In_Model_Year | 0.5 | Generic_PGE_South_500_offpeak | Southern_PGAE_Li_Battery_4hr_168_Generic | Operational_New_Capacity_MW | -1
Generic_SCE_Eastern_500_SSN | Arizona_Li_Battery_4hr_62_Generic | Reliability_Capacity_In_Model_Year | 0.5 | Generic_PGE_North_500_offpeak | Southern_PGAE_Li_Battery_4hr_169_Generic | Operational_New_Capacity_MW | -1
Generic_SCE_Eastern_500_SSN | Arizona_Li_Battery_4hr_77_Generic | Reliability_Capacity_In_Model_Year | 0.5 | Generic_PGE_South_500_offpeak | Southern_PGAE_Li_Battery_4hr_169_Generic | Operational_New_Capacity_MW | -1
Generic_SCE_Eastern_500_SSN | Arizona_Li_Battery_4hr_90_Generic | Reliability_Capacity_In_Model_Year | 0.5 | Generic_PGE_North_500_offpeak | Southern_PGAE_Li_Battery_4hr_17_Generic | Operational_New_Capacity_MW | -1
Generic_SCE_Eastern_500_SSN | Arizona_Li_Battery_8hr_48_Generic | Reliability_Capacity_In_Model_Year | 0.5 | Generic_PGE_South_500_offpeak | Southern_PGAE_Li_Battery_4hr_17_Generic | Operational_New_Capacity_MW | -1
Generic_SCE_Eastern_500_SSN | Arizona_Li_Battery_8hr_55_Generic | Reliability_Capacity_In_Model_Year | 0.5 | Generic_PGE_North_500_offpeak | Southern_PGAE_Li_Battery_4hr_170_Generic | Operational_New_Capacity_MW | -1
Generic_SCE_Eastern_500_SSN | Arizona_Li_Battery_8hr_62_Generic | Reliability_Capacity_In_Model_Year | 0.5 | Generic_PGE_South_500_offpeak | Southern_PGAE_Li_Battery_4hr_170_Generic | Operational_New_Capacity_MW | -1
Generic_SCE_Eastern_500_SSN | Arizona_Li_Battery_8hr_77_Generic | Reliability_Capacity_In_Model_Year | 0.5 | Generic_PGE_South_500_offpeak | Southern_PGAE_Li_Battery_4hr_173_Generic | Operational_New_Capacity_MW | -1
Generic_SCE_Eastern_500_SSN | Arizona_Li_Battery_8hr_90_Generic | Reliability_Capacity_In_Model_Year | 0.5 | Generic_PGE_North_500_offpeak | Southern_PGAE_Li_Battery_4hr_174_Generic | Operational_New_Capacity_MW | -1
Generic_SCE_Eastern_500_SSN | Arizona_Solar_48_Generic | Reliability_Capacity_In_Model_Year | 0.427 | Generic_PGE_South_500_offpeak | Southern_PGAE_Li_Battery_4hr_174_Generic | Operational_New_Capacity_MW | -1
Generic_SCE_Eastern_500_SSN | Arizona_Solar_55_Generic | Reliability_Capacity_In_Model_Year | 0.427 | Generic_PGE_South_500_offpeak | Southern_PGAE_Li_Battery_4hr_175_Generic | Operational_New_Capacity_MW | -1
Generic_SCE_Eastern_500_SSN | Arizona_Solar_62_Generic | Reliability_Capacity_In_Model_Year | 0.427 | Generic_PGE_North_500_offpeak | Southern_PGAE_Li_Battery_4hr_176_Generic | Operational_New_Capacity_MW | -1
Generic_SCE_Eastern_500_SSN | Arizona_Solar_77_Generic | Reliability_Capacity_In_Model_Year | 0.427 | Generic_PGE_South_500_offpeak | Southern_PGAE_Li_Battery_4hr_176_Generic | Operational_New_Capacity_MW | -1
Generic_SCE_Eastern_500_SSN | Arizona_Solar_90_Generic | Reliability_Capacity_In_Model_Year | 0.427 | Generic_PGE_South_500_offpeak | Southern_PGAE_Li_Battery_4hr_177_Generic | Operational_New_Capacity_MW | -1
Generic_SCE_Eastern_500_SSN | Baja_California_Wind_133_Generic | Reliability_Capacity_In_Model_Year | 0.112 | Generic_PGE_South_500_offpeak | Southern_PGAE_Li_Battery_4hr_181_Generic | Operational_New_Capacity_MW | -1
Generic_SCE_Eastern_500_SSN | Greater_Imperial_Biomass_20_Generic | Reliability_Capacity_In_Model_Year | 1 | Generic_PGE_South_500_offpeak | Southern_PGAE_Li_Battery_4hr_22_Generic | Operational_New_Capacity_MW | -1
Generic_SCE_Eastern_500_SSN | Greater_Imperial_Flow_Battery_107_Generic | Reliability_Capacity_In_Model_Year | 0.5 | Generic_PGE_South_500_offpeak | Southern_PGAE_Li_Battery_4hr_23_Generic | Operational_New_Capacity_MW | -1
Generic_SCE_Eastern_500_SSN | Greater_Imperial_Flow_Battery_108_Generic | Reliability_Capacity_In_Model_Year | 0.5 | Generic_PGE_South_500_offpeak | Southern_PGAE_Li_Battery_4hr_24_Generic | Operational_New_Capacity_MW | -1
Generic_SCE_Eastern_500_SSN | Greater_Imperial_Flow_Battery_133_Generic | Reliability_Capacity_In_Model_Year | 0.5 | Generic_PGE_South_500_offpeak | Southern_PGAE_Li_Battery_4hr_27_Generic | Operational_New_Capacity_MW | -1
Generic_SCE_Eastern_500_SSN | Greater_Imperial_Flow_Battery_20_Generic | Reliability_Capacity_In_Model_Year | 0.5 | Generic_PGE_South_500_offpeak | Southern_PGAE_Li_Battery_4hr_3_Generic | Operational_New_Capacity_MW | -1
Generic_SCE_Eastern_500_SSN | Greater_Imperial_Flow_Battery_63_Generic | Reliability_Capacity_In_Model_Year | 0.5 | Generic_PGE_South_500_offpeak | Southern_PGAE_Li_Battery_4hr_33_Generic | Operational_New_Capacity_MW | -1
Generic_SCE_Eastern_500_SSN | Greater_Imperial_Geothermal_20_Generic | Reliability_Capacity_In_Model_Year | 1 | Generic_PGE_South_500_offpeak | Southern_PGAE_Li_Battery_4hr_34_Generic | Operational_New_Capacity_MW | -1
Generic_SCE_Eastern_500_SSN | Greater_Imperial_Geothermal_63_Generic | Reliability_Capacity_In_Model_Year | 1 | Generic_PGE_South_500_offpeak | Southern_PGAE_Li_Battery_4hr_37_Generic | Operational_New_Capacity_MW | -1
Generic_SCE_Eastern_500_SSN | Greater_Imperial_Li_Battery_4hr_107_Generic | Reliability_Capacity_In_Model_Year | 0.5 | Generic_PGE_South_500_offpeak | Southern_PGAE_Li_Battery_4hr_39_Generic | Operational_New_Capacity_MW | -1
Generic_SCE_Eastern_500_SSN | Greater_Imperial_Li_Battery_4hr_108_Generic | Reliability_Capacity_In_Model_Year | 0.5 | Generic_PGE_South_500_offpeak | Southern_PGAE_Li_Battery_4hr_43_Generic | Operational_New_Capacity_MW | -1
Generic_SCE_Eastern_500_SSN | Greater_Imperial_Li_Battery_4hr_133_Generic | Reliability_Capacity_In_Model_Year | 0.5 | Generic_PGE_South_500_offpeak | Southern_PGAE_Li_Battery_4hr_45_Generic | Operational_New_Capacity_MW | -1
Generic_SCE_Eastern_500_SSN | Greater_Imperial_Li_Battery_4hr_20_Generic | Reliability_Capacity_In_Model_Year | 0.5 | Generic_PGE_South_500_offpeak | Southern_PGAE_Li_Battery_4hr_46_Generic | Operational_New_Capacity_MW | -1
Generic_SCE_Eastern_500_SSN | Greater_Imperial_Li_Battery_4hr_63_Generic | Reliability_Capacity_In_Model_Year | 0.5 | Generic_PGE_South_500_offpeak | Southern_PGAE_Li_Battery_4hr_47_Generic | Operational_New_Capacity_MW | -1
Generic_SCE_Eastern_500_SSN | Greater_Imperial_Li_Battery_8hr_107_Generic | Reliability_Capacity_In_Model_Year | 0.5 | Generic_PGE_South_500_offpeak | Southern_PGAE_Li_Battery_4hr_49_Generic | Operational_New_Capacity_MW | -1
Generic_SCE_Eastern_500_SSN | Greater_Imperial_Li_Battery_8hr_108_Generic | Reliability_Capacity_In_Model_Year | 0.5 | Generic_PGE_South_500_offpeak | Southern_PGAE_Li_Battery_4hr_52_Generic | Operational_New_Capacity_MW | -1
Generic_SCE_Eastern_500_SSN | Greater_Imperial_Li_Battery_8hr_133_Generic | Reliability_Capacity_In_Model_Year | 0.5 | Generic_PGE_South_500_offpeak | Southern_PGAE_Li_Battery_4hr_54_Generic | Operational_New_Capacity_MW | -1
Generic_SCE_Eastern_500_SSN | Greater_Imperial_Li_Battery_8hr_20_Generic | Reliability_Capacity_In_Model_Year | 0.5 | Generic_PGE_South_500_offpeak | Southern_PGAE_Li_Battery_4hr_61_Generic | Operational_New_Capacity_MW | -1
Generic_SCE_Eastern_500_SSN | Greater_Imperial_Li_Battery_8hr_63_Generic | Reliability_Capacity_In_Model_Year | 0.5 | Generic_PGE_South_500_offpeak | Southern_PGAE_Li_Battery_4hr_69_Generic | Operational_New_Capacity_MW | -1
Generic_SCE_Eastern_500_SSN | Greater_Imperial_Solar_107_Generic | Reliability_Capacity_In_Model_Year | 0.427 | Generic_PGE_South_500_offpeak | Southern_PGAE_Li_Battery_4hr_72_Generic | Operational_New_Capacity_MW | -1
Generic_SCE_Eastern_500_SSN | Greater_Imperial_Solar_108_Generic | Reliability_Capacity_In_Model_Year | 0.427 | Generic_PGE_South_500_offpeak | Southern_PGAE_Li_Battery_4hr_74_Generic | Operational_New_Capacity_MW | -1
Generic_SCE_Eastern_500_SSN | Greater_Imperial_Solar_133_Generic | Reliability_Capacity_In_Model_Year | 0.427 | Generic_PGE_South_500_offpeak | Southern_PGAE_Li_Battery_4hr_75_Generic | Operational_New_Capacity_MW | -1
Generic_SCE_Eastern_500_SSN | Greater_Imperial_Solar_20_Generic | Reliability_Capacity_In_Model_Year | 0.427 | Generic_PGE_South_500_offpeak | Southern_PGAE_Li_Battery_4hr_79_Generic | Operational_New_Capacity_MW | -1
Generic_SCE_Eastern_500_SSN | Greater_Imperial_Solar_63_Generic | Reliability_Capacity_In_Model_Year | 0.427 | Generic_PGE_South_500_offpeak | Southern_PGAE_Li_Battery_4hr_8_Generic | Operational_New_Capacity_MW | -1
Generic_SCE_Eastern_500_SSN | Greater_Imperial_Wind_108_Generic | Reliability_Capacity_In_Model_Year | 0.208 | Generic_PGE_South_500_offpeak | Southern_PGAE_Li_Battery_4hr_93_Generic | Operational_New_Capacity_MW | -1
Generic_SCE_Eastern_500_SSN | Idaho_Wind_19_Generic | Reliability_Capacity_In_Model_Year | 0.35 | Generic_PGE_North_500_offpeak | Southern_PGAE_Li_Battery_4hr_95_Generic | Operational_New_Capacity_MW | -1
Generic_SCE_Eastern_500_SSN | Inyokern_North_Kramer_Geothermal_9_Generic | Reliability_Capacity_In_Model_Year | 1 | Generic_PGE_South_500_offpeak | Southern_PGAE_Li_Battery_4hr_98_Generic | Operational_New_Capacity_MW | -1
Generic_SCE_Eastern_500_SSN | New_Mexico_Wind_55_Generic | Reliability_Capacity_In_Model_Year | 0.35 | Generic_PGE_North_500_offpeak | Southern_PGAE_Li_Battery_4hr_99_Generic | Operational_New_Capacity_MW | -1
Generic_SCE_Eastern_500_SSN | Northern_Nevada_Geothermal_19_Generic | Reliability_Capacity_In_Model_Year | 1 | Generic_PGE_South_500_offpeak | Southern_PGAE_Li_Battery_4hr_99_Generic | Operational_New_Capacity_MW | -1
Generic_SCE_Eastern_500_SSN | Riverside_East_Pumped_Storage_59_Generic | Reliability_Capacity_In_Model_Year | 0.5 | Generic_PGE_South_500_offpeak | Southern_PGAE_Li_Battery_8hr_102_Generic | Operational_New_Capacity_MW | -1
Generic_SCE_Eastern_500_SSN | Riverside_Flow_Battery_129_Generic | Reliability_Capacity_In_Model_Year | 0.5 | Generic_PGE_South_500_offpeak | Southern_PGAE_Li_Battery_8hr_109_Generic | Operational_New_Capacity_MW | -1
Generic_SCE_Eastern_500_SSN | Riverside_Flow_Battery_59_Generic | Reliability_Capacity_In_Model_Year | 0.5 | Generic_PGE_North_500_offpeak | Southern_PGAE_Li_Battery_8hr_111_Generic | Operational_New_Capacity_MW | -1
Generic_SCE_Eastern_500_SSN | Riverside_Flow_Battery_60_Generic | Reliability_Capacity_In_Model_Year | 0.5 | Generic_PGE_South_500_offpeak | Southern_PGAE_Li_Battery_8hr_117_Generic | Operational_New_Capacity_MW | -1
Generic_SCE_Eastern_500_SSN | Riverside_Flow_Battery_9_Generic | Reliability_Capacity_In_Model_Year | 0.5 | Generic_PGE_South_500_offpeak | Southern_PGAE_Li_Battery_8hr_118_Generic | Operational_New_Capacity_MW | -1
Generic_SCE_Eastern_500_SSN | Riverside_Li_Battery_4hr_129_Generic | Reliability_Capacity_In_Model_Year | 0.5 | Generic_PGE_South_500_offpeak | Southern_PGAE_Li_Battery_8hr_12_Generic | Operational_New_Capacity_MW | -1
Generic_SCE_Eastern_500_SSN | Riverside_Li_Battery_4hr_59_Generic | Reliability_Capacity_In_Model_Year | 0.5 | Generic_PGE_North_500_offpeak | Southern_PGAE_Li_Battery_8hr_124_Generic | Operational_New_Capacity_MW | -1
Generic_SCE_Eastern_500_SSN | Riverside_Li_Battery_4hr_60_Generic | Reliability_Capacity_In_Model_Year | 0.5 | Generic_PGE_South_500_offpeak | Southern_PGAE_Li_Battery_8hr_124_Generic | Operational_New_Capacity_MW | -1
Generic_SCE_Eastern_500_SSN | Riverside_Li_Battery_4hr_9_Generic | Reliability_Capacity_In_Model_Year | 0.5 | Generic_PGE_South_500_offpeak | Southern_PGAE_Li_Battery_8hr_136_Generic | Operational_New_Capacity_MW | -1
Generic_SCE_Eastern_500_SSN | Riverside_Li_Battery_8hr_129_Generic | Reliability_Capacity_In_Model_Year | 0.5 | Generic_PGE_North_500_offpeak | Southern_PGAE_Li_Battery_8hr_139_Generic | Operational_New_Capacity_MW | -1
Generic_SCE_Eastern_500_SSN | Riverside_Li_Battery_8hr_59_Generic | Reliability_Capacity_In_Model_Year | 0.5 | Generic_PGE_South_500_offpeak | Southern_PGAE_Li_Battery_8hr_139_Generic | Operational_New_Capacity_MW | -1
Generic_SCE_Eastern_500_SSN | Riverside_Li_Battery_8hr_60_Generic | Reliability_Capacity_In_Model_Year | 0.5 | Generic_PGE_North_500_offpeak | Southern_PGAE_Li_Battery_8hr_140_Generic | Operational_New_Capacity_MW | -1
Generic_SCE_Eastern_500_SSN | Riverside_Li_Battery_8hr_9_Generic | Reliability_Capacity_In_Model_Year | 0.5 | Generic_PGE_South_500_offpeak | Southern_PGAE_Li_Battery_8hr_140_Generic | Operational_New_Capacity_MW | -1
Generic_SCE_Eastern_500_SSN | Riverside_Solar_129_Generic | Reliability_Capacity_In_Model_Year | 0.427 | Generic_PGE_North_500_offpeak | Southern_PGAE_Li_Battery_8hr_145_Generic | Operational_New_Capacity_MW | -1
Generic_SCE_Eastern_500_SSN | Riverside_Solar_59_Generic | Reliability_Capacity_In_Model_Year | 0.427 | Generic_PGE_South_500_offpeak | Southern_PGAE_Li_Battery_8hr_147_Generic | Operational_New_Capacity_MW | -1
Generic_SCE_Eastern_500_SSN | Riverside_Solar_60_Generic | Reliability_Capacity_In_Model_Year | 0.427 | Generic_PGE_South_500_offpeak | Southern_PGAE_Li_Battery_8hr_148_Generic | Operational_New_Capacity_MW | -1
Generic_SCE_Eastern_500_SSN | Riverside_Solar_9_Generic | Reliability_Capacity_In_Model_Year | 0.427 | Generic_PGE_North_500_offpeak | Southern_PGAE_Li_Battery_8hr_151_Generic | Operational_New_Capacity_MW | -1
Generic_SCE_Eastern_500_SSN | Riverside_West_Pumped_Storage_9_Generic | Reliability_Capacity_In_Model_Year | 0.5 | Generic_PGE_South_500_offpeak | Southern_PGAE_Li_Battery_8hr_151_Generic | Operational_New_Capacity_MW | -1
Generic_SCE_Eastern_500_SSN | San_Diego_Pumped_Storage_119_Generic | Reliability_Capacity_In_Model_Year | 0.5 | Generic_PGE_South_500_offpeak | Southern_PGAE_Li_Battery_8hr_152_Generic | Operational_New_Capacity_MW | -1
Generic_SCE_Eastern_500_SSN | Southern_NV_Eldorado_Flow_Battery_19_Generic | Reliability_Capacity_In_Model_Year | 0.5 | Generic_PGE_North_500_offpeak | Southern_PGAE_Li_Battery_8hr_154_Generic | Operational_New_Capacity_MW | -1
Generic_SCE_Eastern_500_SSN | Southern_NV_Eldorado_Flow_Battery_40_Generic | Reliability_Capacity_In_Model_Year | 0.5 | Generic_PGE_South_500_offpeak | Southern_PGAE_Li_Battery_8hr_154_Generic | Operational_New_Capacity_MW | -1
Generic_SCE_Eastern_500_SSN | Southern_NV_Eldorado_Li_Battery_4hr_19_Generic | Reliability_Capacity_In_Model_Year | 0.5 | Generic_PGE_South_500_offpeak | Southern_PGAE_Li_Battery_8hr_160_Generic | Operational_New_Capacity_MW | -1
Generic_SCE_Eastern_500_SSN | Southern_NV_Eldorado_Li_Battery_4hr_40_Generic | Reliability_Capacity_In_Model_Year | 0.5 | Generic_PGE_North_500_offpeak | Southern_PGAE_Li_Battery_8hr_161_Generic | Operational_New_Capacity_MW | -1
Generic_SCE_Eastern_500_SSN | Southern_NV_Eldorado_Li_Battery_8hr_19_Generic | Reliability_Capacity_In_Model_Year | 0.5 | Generic_PGE_South_500_offpeak | Southern_PGAE_Li_Battery_8hr_161_Generic | Operational_New_Capacity_MW | -1
Generic_SCE_Eastern_500_SSN | Southern_NV_Eldorado_Li_Battery_8hr_40_Generic | Reliability_Capacity_In_Model_Year | 0.5 | Generic_PGE_North_500_offpeak | Southern_PGAE_Li_Battery_8hr_162_Generic | Operational_New_Capacity_MW | -1
Generic_SCE_Eastern_500_SSN | Southern_NV_Eldorado_Solar_19_Generic | Reliability_Capacity_In_Model_Year | 0.427 | Generic_PGE_South_500_offpeak | Southern_PGAE_Li_Battery_8hr_162_Generic | Operational_New_Capacity_MW | -1
Generic_SCE_Eastern_500_SSN | Southern_NV_Eldorado_Solar_40_Generic | Reliability_Capacity_In_Model_Year | 0.427 | Generic_PGE_North_500_offpeak | Southern_PGAE_Li_Battery_8hr_163_Generic | Operational_New_Capacity_MW | -1
Generic_SCE_Eastern_500_SSN | Utah_Geothermal_19_Generic | Reliability_Capacity_In_Model_Year | 1 | Generic_PGE_South_500_offpeak | Southern_PGAE_Li_Battery_8hr_163_Generic | Operational_New_Capacity_MW | -1
Generic_SCE_Eastern_500_SSN | Utah_Wind_19_Generic | Reliability_Capacity_In_Model_Year | 0.35 | Generic_PGE_North_500_offpeak | Southern_PGAE_Li_Battery_8hr_164_Generic | Operational_New_Capacity_MW | -1
Generic_SCE_Eastern_500_SSN | Wyoming_Wind_19_Generic | Reliability_Capacity_In_Model_Year | 0.35 | Generic_PGE_South_500_offpeak | Southern_PGAE_Li_Battery_8hr_164_Generic | Operational_New_Capacity_MW | -1
Generic_SCE_Eastern_500_SSN | Generic_SCE_Eastern_500_group | Operational_New_Capacity_MW | -1 | Generic_PGE_North_500_offpeak | Southern_PGAE_Li_Battery_8hr_165_Generic | Operational_New_Capacity_MW | -1
Generic_SCE_Metro_500_HSN | Greater_LA_Flow_Battery_30_Generic | Reliability_Capacity_In_Model_Year | 1 | Generic_PGE_South_500_offpeak | Southern_PGAE_Li_Battery_8hr_165_Generic | Operational_New_Capacity_MW | -1
Generic_SCE_Metro_500_HSN | Greater_LA_Flow_Battery_4_Generic | Reliability_Capacity_In_Model_Year | 1 | Generic_PGE_North_500_offpeak | Southern_PGAE_Li_Battery_8hr_168_Generic | Operational_New_Capacity_MW | -1
Generic_SCE_Metro_500_HSN | Greater_LA_Li_Battery_4hr_30_Generic | Reliability_Capacity_In_Model_Year | 1 | Generic_PGE_South_500_offpeak | Southern_PGAE_Li_Battery_8hr_168_Generic | Operational_New_Capacity_MW | -1
Generic_SCE_Metro_500_HSN | Greater_LA_Li_Battery_4hr_4_Generic | Reliability_Capacity_In_Model_Year | 1 | Generic_PGE_North_500_offpeak | Southern_PGAE_Li_Battery_8hr_169_Generic | Operational_New_Capacity_MW | -1
Generic_SCE_Metro_500_HSN | Greater_LA_Li_Battery_8hr_30_Generic | Reliability_Capacity_In_Model_Year | 1 | Generic_PGE_South_500_offpeak | Southern_PGAE_Li_Battery_8hr_169_Generic | Operational_New_Capacity_MW | -1
Generic_SCE_Metro_500_HSN | Greater_LA_Li_Battery_8hr_4_Generic | Reliability_Capacity_In_Model_Year | 1 | Generic_PGE_North_500_offpeak | Southern_PGAE_Li_Battery_8hr_17_Generic | Operational_New_Capacity_MW | -1
Generic_SCE_Metro_500_HSN | Greater_LA_Solar_30_Generic | Reliability_Capacity_In_Model_Year | 0.106 | Generic_PGE_South_500_offpeak | Southern_PGAE_Li_Battery_8hr_17_Generic | Operational_New_Capacity_MW | -1
Generic_SCE_Metro_500_HSN | Greater_LA_Solar_4_Generic | Reliability_Capacity_In_Model_Year | 0.106 | Generic_PGE_North_500_offpeak | Southern_PGAE_Li_Battery_8hr_170_Generic | Operational_New_Capacity_MW | -1
Generic_SCE_Metro_500_HSN | Generic_SCE_Metro_500_group | Operational_New_Capacity_MW | -1 | Generic_PGE_South_500_offpeak | Southern_PGAE_Li_Battery_8hr_170_Generic | Operational_New_Capacity_MW | -1
Generic_SCE_Metro_500_offpeak | Greater_LA_Flow_Battery_30_Generic | Operational_New_Capacity_MW | -1 | Generic_PGE_South_500_offpeak | Southern_PGAE_Li_Battery_8hr_173_Generic | Operational_New_Capacity_MW | -1
Generic_SCE_Metro_500_offpeak | Greater_LA_Flow_Battery_4_Generic | Operational_New_Capacity_MW | -1 | Generic_PGE_North_500_offpeak | Southern_PGAE_Li_Battery_8hr_174_Generic | Operational_New_Capacity_MW | -1
Generic_SCE_Metro_500_offpeak | Greater_LA_Li_Battery_4hr_30_Generic | Operational_New_Capacity_MW | -1 | Generic_PGE_South_500_offpeak | Southern_PGAE_Li_Battery_8hr_174_Generic | Operational_New_Capacity_MW | -1
Generic_SCE_Metro_500_offpeak | Greater_LA_Li_Battery_4hr_4_Generic | Operational_New_Capacity_MW | -1 | Generic_PGE_South_500_offpeak | Southern_PGAE_Li_Battery_8hr_175_Generic | Operational_New_Capacity_MW | -1
Generic_SCE_Metro_500_offpeak | Greater_LA_Li_Battery_8hr_30_Generic | Operational_New_Capacity_MW | -1 | Generic_PGE_North_500_offpeak | Southern_PGAE_Li_Battery_8hr_176_Generic | Operational_New_Capacity_MW | -1
Generic_SCE_Metro_500_offpeak | Greater_LA_Li_Battery_8hr_4_Generic | Operational_New_Capacity_MW | -1 | Generic_PGE_South_500_offpeak | Southern_PGAE_Li_Battery_8hr_176_Generic | Operational_New_Capacity_MW | -1
Generic_SCE_Metro_500_offpeak | Greater_LA_Solar_30_Generic | Operational_New_Capacity_MW | 0.77 | Generic_PGE_South_500_offpeak | Southern_PGAE_Li_Battery_8hr_177_Generic | Operational_New_Capacity_MW | -1
Generic_SCE_Metro_500_offpeak | Greater_LA_Solar_4_Generic | Operational_New_Capacity_MW | 0.77 | Generic_PGE_South_500_offpeak | Southern_PGAE_Li_Battery_8hr_181_Generic | Operational_New_Capacity_MW | -1
Generic_SCE_Metro_500_offpeak | Generic_SCE_Metro_500_group | Operational_New_Capacity_MW | -1 | Generic_PGE_South_500_offpeak | Southern_PGAE_Li_Battery_8hr_22_Generic | Operational_New_Capacity_MW | -1
Generic_SCE_Metro_500_SSN | Greater_LA_Flow_Battery_30_Generic | Reliability_Capacity_In_Model_Year | 0.5 | Generic_PGE_South_500_offpeak | Southern_PGAE_Li_Battery_8hr_23_Generic | Operational_New_Capacity_MW | -1
Generic_SCE_Metro_500_SSN | Greater_LA_Flow_Battery_4_Generic | Reliability_Capacity_In_Model_Year | 0.5 | Generic_PGE_South_500_offpeak | Southern_PGAE_Li_Battery_8hr_24_Generic | Operational_New_Capacity_MW | -1
Generic_SCE_Metro_500_SSN | Greater_LA_Li_Battery_4hr_30_Generic | Reliability_Capacity_In_Model_Year | 0.5 | Generic_PGE_South_500_offpeak | Southern_PGAE_Li_Battery_8hr_27_Generic | Operational_New_Capacity_MW | -1
Generic_SCE_Metro_500_SSN | Greater_LA_Li_Battery_4hr_4_Generic | Reliability_Capacity_In_Model_Year | 0.5 | Generic_PGE_South_500_offpeak | Southern_PGAE_Li_Battery_8hr_3_Generic | Operational_New_Capacity_MW | -1
Generic_SCE_Metro_500_SSN | Greater_LA_Li_Battery_8hr_30_Generic | Reliability_Capacity_In_Model_Year | 0.5 | Generic_PGE_South_500_offpeak | Southern_PGAE_Li_Battery_8hr_33_Generic | Operational_New_Capacity_MW | -1
Generic_SCE_Metro_500_SSN | Greater_LA_Li_Battery_8hr_4_Generic | Reliability_Capacity_In_Model_Year | 0.5 | Generic_PGE_South_500_offpeak | Southern_PGAE_Li_Battery_8hr_34_Generic | Operational_New_Capacity_MW | -1
Generic_SCE_Metro_500_SSN | Greater_LA_Solar_30_Generic | Reliability_Capacity_In_Model_Year | 0.427 | Generic_PGE_South_500_offpeak | Southern_PGAE_Li_Battery_8hr_37_Generic | Operational_New_Capacity_MW | -1
Generic_SCE_Metro_500_SSN | Greater_LA_Solar_4_Generic | Reliability_Capacity_In_Model_Year | 0.427 | Generic_PGE_South_500_offpeak | Southern_PGAE_Li_Battery_8hr_39_Generic | Operational_New_Capacity_MW | -1
Generic_SCE_Metro_500_SSN | Generic_SCE_Metro_500_group | Operational_New_Capacity_MW | -1 | Generic_PGE_South_500_offpeak | Southern_PGAE_Li_Battery_8hr_43_Generic | Operational_New_Capacity_MW | -1
Generic_SCE_North_Lugo_500_HSN | Greater_Kramer_Flow_Battery_103_Generic | Reliability_Capacity_In_Model_Year | 1 | Generic_PGE_South_500_offpeak | Southern_PGAE_Li_Battery_8hr_45_Generic | Operational_New_Capacity_MW | -1
Generic_SCE_North_Lugo_500_HSN | Greater_Kramer_Flow_Battery_123_Generic | Reliability_Capacity_In_Model_Year | 1 | Generic_PGE_South_500_offpeak | Southern_PGAE_Li_Battery_8hr_46_Generic | Operational_New_Capacity_MW | -1
Generic_SCE_North_Lugo_500_HSN | Greater_Kramer_Flow_Battery_156_Generic | Reliability_Capacity_In_Model_Year | 1 | Generic_PGE_South_500_offpeak | Southern_PGAE_Li_Battery_8hr_47_Generic | Operational_New_Capacity_MW | -1
Generic_SCE_North_Lugo_500_HSN | Greater_Kramer_Flow_Battery_86_Generic | Reliability_Capacity_In_Model_Year | 1 | Generic_PGE_South_500_offpeak | Southern_PGAE_Li_Battery_8hr_49_Generic | Operational_New_Capacity_MW | -1
Generic_SCE_North_Lugo_500_HSN | Greater_Kramer_Li_Battery_4hr_103_Generic | Reliability_Capacity_In_Model_Year | 1 | Generic_PGE_South_500_offpeak | Southern_PGAE_Li_Battery_8hr_52_Generic | Operational_New_Capacity_MW | -1
Generic_SCE_North_Lugo_500_HSN | Greater_Kramer_Li_Battery_4hr_123_Generic | Reliability_Capacity_In_Model_Year | 1 | Generic_PGE_South_500_offpeak | Southern_PGAE_Li_Battery_8hr_54_Generic | Operational_New_Capacity_MW | -1
Generic_SCE_North_Lugo_500_HSN | Greater_Kramer_Li_Battery_4hr_156_Generic | Reliability_Capacity_In_Model_Year | 1 | Generic_PGE_South_500_offpeak | Southern_PGAE_Li_Battery_8hr_61_Generic | Operational_New_Capacity_MW | -1
Generic_SCE_North_Lugo_500_HSN | Greater_Kramer_Li_Battery_4hr_86_Generic | Reliability_Capacity_In_Model_Year | 1 | Generic_PGE_South_500_offpeak | Southern_PGAE_Li_Battery_8hr_69_Generic | Operational_New_Capacity_MW | -1
Generic_SCE_North_Lugo_500_HSN | Greater_Kramer_Li_Battery_8hr_103_Generic | Reliability_Capacity_In_Model_Year | 1 | Generic_PGE_South_500_offpeak | Southern_PGAE_Li_Battery_8hr_72_Generic | Operational_New_Capacity_MW | -1
Generic_SCE_North_Lugo_500_HSN | Greater_Kramer_Li_Battery_8hr_123_Generic | Reliability_Capacity_In_Model_Year | 1 | Generic_PGE_South_500_offpeak | Southern_PGAE_Li_Battery_8hr_74_Generic | Operational_New_Capacity_MW | -1
Generic_SCE_North_Lugo_500_HSN | Greater_Kramer_Li_Battery_8hr_156_Generic | Reliability_Capacity_In_Model_Year | 1 | Generic_PGE_South_500_offpeak | Southern_PGAE_Li_Battery_8hr_75_Generic | Operational_New_Capacity_MW | -1
Generic_SCE_North_Lugo_500_HSN | Greater_Kramer_Li_Battery_8hr_86_Generic | Reliability_Capacity_In_Model_Year | 1 | Generic_PGE_South_500_offpeak | Southern_PGAE_Li_Battery_8hr_79_Generic | Operational_New_Capacity_MW | -1
Generic_SCE_North_Lugo_500_HSN | Greater_Kramer_Solar_103_Generic | Reliability_Capacity_In_Model_Year | 0.106 | Generic_PGE_South_500_offpeak | Southern_PGAE_Li_Battery_8hr_8_Generic | Operational_New_Capacity_MW | -1
Generic_SCE_North_Lugo_500_HSN | Greater_Kramer_Solar_123_Generic | Reliability_Capacity_In_Model_Year | 0.106 | Generic_PGE_South_500_offpeak | Southern_PGAE_Li_Battery_8hr_93_Generic | Operational_New_Capacity_MW | -1
Generic_SCE_North_Lugo_500_HSN | Greater_Kramer_Solar_156_Generic | Reliability_Capacity_In_Model_Year | 0.106 | Generic_PGE_North_500_offpeak | Southern_PGAE_Li_Battery_8hr_95_Generic | Operational_New_Capacity_MW | -1
Generic_SCE_North_Lugo_500_HSN | Greater_Kramer_Solar_86_Generic | Reliability_Capacity_In_Model_Year | 0.106 | Generic_PGE_South_500_offpeak | Southern_PGAE_Li_Battery_8hr_98_Generic | Operational_New_Capacity_MW | -1
Generic_SCE_North_Lugo_500_HSN | Inyokern_North_Kramer_Geothermal_156_Generic | Reliability_Capacity_In_Model_Year | 1 | Generic_PGE_North_500_offpeak | Southern_PGAE_Li_Battery_8hr_99_Generic | Operational_New_Capacity_MW | -1
Generic_SCE_North_Lugo_500_HSN | Generic_SCE_North_Lugo_500_group | Operational_New_Capacity_MW | -1 | Generic_PGE_South_500_offpeak | Southern_PGAE_Li_Battery_8hr_99_Generic | Operational_New_Capacity_MW | -1
Generic_SCE_North_Lugo_500_offpeak | Greater_Kramer_Flow_Battery_103_Generic | Operational_New_Capacity_MW | -1 | Generic_PGE_South_500_offpeak | Southern_PGAE_Solar_102_Generic | Operational_New_Capacity_MW | 0.68
Generic_SCE_North_Lugo_500_offpeak | Greater_Kramer_Flow_Battery_123_Generic | Operational_New_Capacity_MW | -1 | Generic_PGE_South_500_offpeak | Southern_PGAE_Solar_109_Generic | Operational_New_Capacity_MW | 0.68
Generic_SCE_North_Lugo_500_offpeak | Greater_Kramer_Flow_Battery_156_Generic | Operational_New_Capacity_MW | -1 | Generic_PGE_North_500_offpeak | Southern_PGAE_Solar_111_Generic | Operational_New_Capacity_MW | 0.79
Generic_SCE_North_Lugo_500_offpeak | Greater_Kramer_Flow_Battery_86_Generic | Operational_New_Capacity_MW | -1 | Generic_PGE_South_500_offpeak | Southern_PGAE_Solar_117_Generic | Operational_New_Capacity_MW | 0.68
Generic_SCE_North_Lugo_500_offpeak | Greater_Kramer_Li_Battery_4hr_103_Generic | Operational_New_Capacity_MW | -1 | Generic_PGE_South_500_offpeak | Southern_PGAE_Solar_118_Generic | Operational_New_Capacity_MW | 0.68
Generic_SCE_North_Lugo_500_offpeak | Greater_Kramer_Li_Battery_4hr_123_Generic | Operational_New_Capacity_MW | -1 | Generic_PGE_South_500_offpeak | Southern_PGAE_Solar_12_Generic | Operational_New_Capacity_MW | 0.68
Generic_SCE_North_Lugo_500_offpeak | Greater_Kramer_Li_Battery_4hr_156_Generic | Operational_New_Capacity_MW | -1 | Generic_PGE_North_500_offpeak | Southern_PGAE_Solar_124_Generic | Operational_New_Capacity_MW | 0.79
Generic_SCE_North_Lugo_500_offpeak | Greater_Kramer_Li_Battery_4hr_86_Generic | Operational_New_Capacity_MW | -1 | Generic_PGE_South_500_offpeak | Southern_PGAE_Solar_124_Generic | Operational_New_Capacity_MW | 0.68
Generic_SCE_North_Lugo_500_offpeak | Greater_Kramer_Li_Battery_8hr_103_Generic | Operational_New_Capacity_MW | -1 | Generic_PGE_South_500_offpeak | Southern_PGAE_Solar_136_Generic | Operational_New_Capacity_MW | 0.68
Generic_SCE_North_Lugo_500_offpeak | Greater_Kramer_Li_Battery_8hr_123_Generic | Operational_New_Capacity_MW | -1 | Generic_PGE_North_500_offpeak | Southern_PGAE_Solar_139_Generic | Operational_New_Capacity_MW | 0.79
Generic_SCE_North_Lugo_500_offpeak | Greater_Kramer_Li_Battery_8hr_156_Generic | Operational_New_Capacity_MW | -1 | Generic_PGE_South_500_offpeak | Southern_PGAE_Solar_139_Generic | Operational_New_Capacity_MW | 0.68
Generic_SCE_North_Lugo_500_offpeak | Greater_Kramer_Li_Battery_8hr_86_Generic | Operational_New_Capacity_MW | -1 | Generic_PGE_North_500_offpeak | Southern_PGAE_Solar_140_Generic | Operational_New_Capacity_MW | 0.79
Generic_SCE_North_Lugo_500_offpeak | Greater_Kramer_Solar_103_Generic | Operational_New_Capacity_MW | 0.77 | Generic_PGE_South_500_offpeak | Southern_PGAE_Solar_140_Generic | Operational_New_Capacity_MW | 0.68
Generic_SCE_North_Lugo_500_offpeak | Greater_Kramer_Solar_123_Generic | Operational_New_Capacity_MW | 0.77 | Generic_PGE_North_500_offpeak | Southern_PGAE_Solar_145_Generic | Operational_New_Capacity_MW | 0.79
Generic_SCE_North_Lugo_500_offpeak | Greater_Kramer_Solar_156_Generic | Operational_New_Capacity_MW | 0.77 | Generic_PGE_South_500_offpeak | Southern_PGAE_Solar_147_Generic | Operational_New_Capacity_MW | 0.68
Generic_SCE_North_Lugo_500_offpeak | Greater_Kramer_Solar_86_Generic | Operational_New_Capacity_MW | 0.77 | Generic_PGE_South_500_offpeak | Southern_PGAE_Solar_148_Generic | Operational_New_Capacity_MW | 0.68
Generic_SCE_North_Lugo_500_offpeak | Inyokern_North_Kramer_Geothermal_156_Generic | Operational_New_Capacity_MW | 1 | Generic_PGE_North_500_offpeak | Southern_PGAE_Solar_151_Generic | Operational_New_Capacity_MW | 0.79
Generic_SCE_North_Lugo_500_offpeak | Generic_SCE_North_Lugo_500_group | Operational_New_Capacity_MW | -1 | Generic_PGE_South_500_offpeak | Southern_PGAE_Solar_151_Generic | Operational_New_Capacity_MW | 0.68
Generic_SCE_North_Lugo_500_SSN | Greater_Kramer_Flow_Battery_103_Generic | Reliability_Capacity_In_Model_Year | 0.5 | Generic_PGE_South_500_offpeak | Southern_PGAE_Solar_152_Generic | Operational_New_Capacity_MW | 0.68
Generic_SCE_North_Lugo_500_SSN | Greater_Kramer_Flow_Battery_123_Generic | Reliability_Capacity_In_Model_Year | 0.5 | Generic_PGE_North_500_offpeak | Southern_PGAE_Solar_154_Generic | Operational_New_Capacity_MW | 0.79
Generic_SCE_North_Lugo_500_SSN | Greater_Kramer_Flow_Battery_156_Generic | Reliability_Capacity_In_Model_Year | 0.5 | Generic_PGE_South_500_offpeak | Southern_PGAE_Solar_154_Generic | Operational_New_Capacity_MW | 0.68
Generic_SCE_North_Lugo_500_SSN | Greater_Kramer_Flow_Battery_86_Generic | Reliability_Capacity_In_Model_Year | 0.5 | Generic_PGE_South_500_offpeak | Southern_PGAE_Solar_160_Generic | Operational_New_Capacity_MW | 0.68
Generic_SCE_North_Lugo_500_SSN | Greater_Kramer_Li_Battery_4hr_103_Generic | Reliability_Capacity_In_Model_Year | 0.5 | Generic_PGE_North_500_offpeak | Southern_PGAE_Solar_161_Generic | Operational_New_Capacity_MW | 0.79
Generic_SCE_North_Lugo_500_SSN | Greater_Kramer_Li_Battery_4hr_123_Generic | Reliability_Capacity_In_Model_Year | 0.5 | Generic_PGE_South_500_offpeak | Southern_PGAE_Solar_161_Generic | Operational_New_Capacity_MW | 0.68
Generic_SCE_North_Lugo_500_SSN | Greater_Kramer_Li_Battery_4hr_156_Generic | Reliability_Capacity_In_Model_Year | 0.5 | Generic_PGE_North_500_offpeak | Southern_PGAE_Solar_162_Generic | Operational_New_Capacity_MW | 0.79
Generic_SCE_North_Lugo_500_SSN | Greater_Kramer_Li_Battery_4hr_86_Generic | Reliability_Capacity_In_Model_Year | 0.5 | Generic_PGE_South_500_offpeak | Southern_PGAE_Solar_162_Generic | Operational_New_Capacity_MW | 0.68
Generic_SCE_North_Lugo_500_SSN | Greater_Kramer_Li_Battery_8hr_103_Generic | Reliability_Capacity_In_Model_Year | 0.5 | Generic_PGE_North_500_offpeak | Southern_PGAE_Solar_163_Generic | Operational_New_Capacity_MW | 0.79
Generic_SCE_North_Lugo_500_SSN | Greater_Kramer_Li_Battery_8hr_123_Generic | Reliability_Capacity_In_Model_Year | 0.5 | Generic_PGE_South_500_offpeak | Southern_PGAE_Solar_163_Generic | Operational_New_Capacity_MW | 0.68
Generic_SCE_North_Lugo_500_SSN | Greater_Kramer_Li_Battery_8hr_156_Generic | Reliability_Capacity_In_Model_Year | 0.5 | Generic_PGE_North_500_offpeak | Southern_PGAE_Solar_164_Generic | Operational_New_Capacity_MW | 0.79
Generic_SCE_North_Lugo_500_SSN | Greater_Kramer_Li_Battery_8hr_86_Generic | Reliability_Capacity_In_Model_Year | 0.5 | Generic_PGE_South_500_offpeak | Southern_PGAE_Solar_164_Generic | Operational_New_Capacity_MW | 0.68
Generic_SCE_North_Lugo_500_SSN | Greater_Kramer_Solar_103_Generic | Reliability_Capacity_In_Model_Year | 0.427 | Generic_PGE_North_500_offpeak | Southern_PGAE_Solar_165_Generic | Operational_New_Capacity_MW | 0.79
Generic_SCE_North_Lugo_500_SSN | Greater_Kramer_Solar_123_Generic | Reliability_Capacity_In_Model_Year | 0.427 | Generic_PGE_South_500_offpeak | Southern_PGAE_Solar_165_Generic | Operational_New_Capacity_MW | 0.68
Generic_SCE_North_Lugo_500_SSN | Greater_Kramer_Solar_156_Generic | Reliability_Capacity_In_Model_Year | 0.427 | Generic_PGE_North_500_offpeak | Southern_PGAE_Solar_168_Generic | Operational_New_Capacity_MW | 0.79
Generic_SCE_North_Lugo_500_SSN | Greater_Kramer_Solar_86_Generic | Reliability_Capacity_In_Model_Year | 0.427 | Generic_PGE_South_500_offpeak | Southern_PGAE_Solar_168_Generic | Operational_New_Capacity_MW | 0.68
Generic_SCE_North_Lugo_500_SSN | Inyokern_North_Kramer_Geothermal_156_Generic | Reliability_Capacity_In_Model_Year | 1 | Generic_PGE_North_500_offpeak | Southern_PGAE_Solar_169_Generic | Operational_New_Capacity_MW | 0.79
Generic_SCE_North_Lugo_500_SSN | Generic_SCE_North_Lugo_500_group | Operational_New_Capacity_MW | -1 | Generic_PGE_South_500_offpeak | Southern_PGAE_Solar_169_Generic | Operational_New_Capacity_MW | 0.68
Generic_SCE_Northern_500_HSN | Greater_LA_Flow_Battery_18_Generic | Reliability_Capacity_In_Model_Year | 1 | Generic_PGE_North_500_offpeak | Southern_PGAE_Solar_17_Generic | Operational_New_Capacity_MW | 0.79
Generic_SCE_Northern_500_HSN | Greater_LA_Flow_Battery_58_Generic | Reliability_Capacity_In_Model_Year | 1 | Generic_PGE_South_500_offpeak | Southern_PGAE_Solar_17_Generic | Operational_New_Capacity_MW | 0.68
Generic_SCE_Northern_500_HSN | Greater_LA_Li_Battery_4hr_18_Generic | Reliability_Capacity_In_Model_Year | 1 | Generic_PGE_North_500_offpeak | Southern_PGAE_Solar_170_Generic | Operational_New_Capacity_MW | 0.79
Generic_SCE_Northern_500_HSN | Greater_LA_Li_Battery_4hr_58_Generic | Reliability_Capacity_In_Model_Year | 1 | Generic_PGE_South_500_offpeak | Southern_PGAE_Solar_170_Generic | Operational_New_Capacity_MW | 0.68
Generic_SCE_Northern_500_HSN | Greater_LA_Li_Battery_8hr_18_Generic | Reliability_Capacity_In_Model_Year | 1 | Generic_PGE_South_500_offpeak | Southern_PGAE_Solar_173_Generic | Operational_New_Capacity_MW | 0.68
Generic_SCE_Northern_500_HSN | Greater_LA_Li_Battery_8hr_58_Generic | Reliability_Capacity_In_Model_Year | 1 | Generic_PGE_North_500_offpeak | Southern_PGAE_Solar_174_Generic | Operational_New_Capacity_MW | 0.79
Generic_SCE_Northern_500_HSN | Greater_LA_Solar_18_Generic | Reliability_Capacity_In_Model_Year | 0.106 | Generic_PGE_South_500_offpeak | Southern_PGAE_Solar_174_Generic | Operational_New_Capacity_MW | 0.68
Generic_SCE_Northern_500_HSN | Greater_LA_Solar_58_Generic | Reliability_Capacity_In_Model_Year | 0.106 | Generic_PGE_South_500_offpeak | Southern_PGAE_Solar_175_Generic | Operational_New_Capacity_MW | 0.68
Generic_SCE_Northern_500_HSN | Tehachapi_Adiabatic_CAES_13_Generic | Reliability_Capacity_In_Model_Year | 1 | Generic_PGE_North_500_offpeak | Southern_PGAE_Solar_176_Generic | Operational_New_Capacity_MW | 0.79
Generic_SCE_Northern_500_HSN | Tehachapi_Flow_Battery_101_Generic | Reliability_Capacity_In_Model_Year | 1 | Generic_PGE_South_500_offpeak | Southern_PGAE_Solar_176_Generic | Operational_New_Capacity_MW | 0.68
Generic_SCE_Northern_500_HSN | Tehachapi_Flow_Battery_13_Generic | Reliability_Capacity_In_Model_Year | 1 | Generic_PGE_South_500_offpeak | Southern_PGAE_Solar_177_Generic | Operational_New_Capacity_MW | 0.68
Generic_SCE_Northern_500_HSN | Tehachapi_Flow_Battery_28_Generic | Reliability_Capacity_In_Model_Year | 1 | Generic_PGE_South_500_offpeak | Southern_PGAE_Solar_181_Generic | Operational_New_Capacity_MW | 0.68
Generic_SCE_Northern_500_HSN | Tehachapi_Flow_Battery_32_Generic | Reliability_Capacity_In_Model_Year | 1 | Generic_PGE_South_500_offpeak | Southern_PGAE_Solar_22_Generic | Operational_New_Capacity_MW | 0.68
Generic_SCE_Northern_500_HSN | Tehachapi_Flow_Battery_66_Generic | Reliability_Capacity_In_Model_Year | 1 | Generic_PGE_South_500_offpeak | Southern_PGAE_Solar_23_Generic | Operational_New_Capacity_MW | 0.68
Generic_SCE_Northern_500_HSN | Tehachapi_Flow_Battery_78_Generic | Reliability_Capacity_In_Model_Year | 1 | Generic_PGE_South_500_offpeak | Southern_PGAE_Solar_24_Generic | Operational_New_Capacity_MW | 0.68
Generic_SCE_Northern_500_HSN | Tehachapi_Li_Battery_4hr_101_Generic | Reliability_Capacity_In_Model_Year | 1 | Generic_PGE_South_500_offpeak | Southern_PGAE_Solar_27_Generic | Operational_New_Capacity_MW | 0.68
Generic_SCE_Northern_500_HSN | Tehachapi_Li_Battery_4hr_13_Generic | Reliability_Capacity_In_Model_Year | 1 | Generic_PGE_South_500_offpeak | Southern_PGAE_Solar_3_Generic | Operational_New_Capacity_MW | 0.68
Generic_SCE_Northern_500_HSN | Tehachapi_Li_Battery_4hr_28_Generic | Reliability_Capacity_In_Model_Year | 1 | Generic_PGE_South_500_offpeak | Southern_PGAE_Solar_33_Generic | Operational_New_Capacity_MW | 0.68
Generic_SCE_Northern_500_HSN | Tehachapi_Li_Battery_4hr_32_Generic | Reliability_Capacity_In_Model_Year | 1 | Generic_PGE_South_500_offpeak | Southern_PGAE_Solar_34_Generic | Operational_New_Capacity_MW | 0.68
Generic_SCE_Northern_500_HSN | Tehachapi_Li_Battery_4hr_66_Generic | Reliability_Capacity_In_Model_Year | 1 | Generic_PGE_South_500_offpeak | Southern_PGAE_Solar_37_Generic | Operational_New_Capacity_MW | 0.68
Generic_SCE_Northern_500_HSN | Tehachapi_Li_Battery_4hr_78_Generic | Reliability_Capacity_In_Model_Year | 1 | Generic_PGE_South_500_offpeak | Southern_PGAE_Solar_39_Generic | Operational_New_Capacity_MW | 0.68
Generic_SCE_Northern_500_HSN | Tehachapi_Li_Battery_8hr_101_Generic | Reliability_Capacity_In_Model_Year | 1 | Generic_PGE_South_500_offpeak | Southern_PGAE_Solar_43_Generic | Operational_New_Capacity_MW | 0.68
Generic_SCE_Northern_500_HSN | Tehachapi_Li_Battery_8hr_13_Generic | Reliability_Capacity_In_Model_Year | 1 | Generic_PGE_South_500_offpeak | Southern_PGAE_Solar_45_Generic | Operational_New_Capacity_MW | 0.68
Generic_SCE_Northern_500_HSN | Tehachapi_Li_Battery_8hr_28_Generic | Reliability_Capacity_In_Model_Year | 1 | Generic_PGE_South_500_offpeak | Southern_PGAE_Solar_46_Generic | Operational_New_Capacity_MW | 0.68
Generic_SCE_Northern_500_HSN | Tehachapi_Li_Battery_8hr_32_Generic | Reliability_Capacity_In_Model_Year | 1 | Generic_PGE_South_500_offpeak | Southern_PGAE_Solar_47_Generic | Operational_New_Capacity_MW | 0.68
Generic_SCE_Northern_500_HSN | Tehachapi_Li_Battery_8hr_66_Generic | Reliability_Capacity_In_Model_Year | 1 | Generic_PGE_South_500_offpeak | Southern_PGAE_Solar_49_Generic | Operational_New_Capacity_MW | 0.68
Generic_SCE_Northern_500_HSN | Tehachapi_Li_Battery_8hr_78_Generic | Reliability_Capacity_In_Model_Year | 1 | Generic_PGE_South_500_offpeak | Southern_PGAE_Solar_52_Generic | Operational_New_Capacity_MW | 0.68
Generic_SCE_Northern_500_HSN | Tehachapi_Pumped_Storage_32_Generic | Reliability_Capacity_In_Model_Year | 1 | Generic_PGE_South_500_offpeak | Southern_PGAE_Solar_54_Generic | Operational_New_Capacity_MW | 0.68
Generic_SCE_Northern_500_HSN | Tehachapi_Solar_101_Generic | Reliability_Capacity_In_Model_Year | 0.106 | Generic_PGE_South_500_offpeak | Southern_PGAE_Solar_61_Generic | Operational_New_Capacity_MW | 0.68
Generic_SCE_Northern_500_HSN | Tehachapi_Solar_13_Generic | Reliability_Capacity_In_Model_Year | 0.106 | Generic_PGE_South_500_offpeak | Southern_PGAE_Solar_69_Generic | Operational_New_Capacity_MW | 0.68
Generic_SCE_Northern_500_HSN | Tehachapi_Solar_28_Generic | Reliability_Capacity_In_Model_Year | 0.106 | Generic_PGE_South_500_offpeak | Southern_PGAE_Solar_72_Generic | Operational_New_Capacity_MW | 0.68
Generic_SCE_Northern_500_HSN | Tehachapi_Solar_32_Generic | Reliability_Capacity_In_Model_Year | 0.106 | Generic_PGE_South_500_offpeak | Southern_PGAE_Solar_74_Generic | Operational_New_Capacity_MW | 0.68
Generic_SCE_Northern_500_HSN | Tehachapi_Solar_66_Generic | Reliability_Capacity_In_Model_Year | 0.106 | Generic_PGE_South_500_offpeak | Southern_PGAE_Solar_75_Generic | Operational_New_Capacity_MW | 0.68
Generic_SCE_Northern_500_HSN | Tehachapi_Solar_78_Generic | Reliability_Capacity_In_Model_Year | 0.106 | Generic_PGE_South_500_offpeak | Southern_PGAE_Solar_79_Generic | Operational_New_Capacity_MW | 0.68
Generic_SCE_Northern_500_HSN | Tehachapi_Wind_13_Generic | Reliability_Capacity_In_Model_Year | 0.665 | Generic_PGE_South_500_offpeak | Southern_PGAE_Solar_8_Generic | Operational_New_Capacity_MW | 0.68
Generic_SCE_Northern_500_HSN | Tehachapi_Wind_18_Generic | Reliability_Capacity_In_Model_Year | 0.665 | Generic_PGE_South_500_offpeak | Southern_PGAE_Solar_93_Generic | Operational_New_Capacity_MW | 0.68
Generic_SCE_Northern_500_HSN | Tehachapi_Wind_32_Generic | Reliability_Capacity_In_Model_Year | 0.665 | Generic_PGE_North_500_offpeak | Southern_PGAE_Solar_95_Generic | Operational_New_Capacity_MW | 0.79
Generic_SCE_Northern_500_HSN | Generic_SCE_Northern_500_group | Operational_New_Capacity_MW | -1 | Generic_PGE_South_500_offpeak | Southern_PGAE_Solar_98_Generic | Operational_New_Capacity_MW | 0.68
Generic_SCE_Northern_500_offpeak | Greater_LA_Flow_Battery_18_Generic | Operational_New_Capacity_MW | -1 | Generic_PGE_North_500_offpeak | Southern_PGAE_Solar_99_Generic | Operational_New_Capacity_MW | 0.79
Generic_SCE_Northern_500_offpeak | Greater_LA_Flow_Battery_58_Generic | Operational_New_Capacity_MW | -1 | Generic_PGE_South_500_offpeak | Southern_PGAE_Solar_99_Generic | Operational_New_Capacity_MW | 0.68
Generic_SCE_Northern_500_offpeak | Greater_LA_Li_Battery_4hr_18_Generic | Operational_New_Capacity_MW | -1 | Generic_SCE_Northern_500_offpeak | Tehachapi_Adiabatic_CAES_13_Generic | Operational_New_Capacity_MW | -1
Generic_SCE_Northern_500_offpeak | Greater_LA_Li_Battery_4hr_58_Generic | Operational_New_Capacity_MW | -1 | Generic_SCE_East_Pisgah_500_offpeak | Tehachapi_Flow_Battery_101_Generic | Operational_New_Capacity_MW | -1
Generic_SCE_Northern_500_offpeak | Greater_LA_Li_Battery_8hr_18_Generic | Operational_New_Capacity_MW | -1 | Generic_SCE_Northern_500_offpeak | Tehachapi_Flow_Battery_101_Generic | Operational_New_Capacity_MW | -1
Generic_SCE_Northern_500_offpeak | Greater_LA_Li_Battery_8hr_58_Generic | Operational_New_Capacity_MW | -1 | Generic_PGE_North_500_offpeak | Tehachapi_Flow_Battery_125_Generic | Operational_New_Capacity_MW | -1
Generic_SCE_Northern_500_offpeak | Greater_LA_Solar_18_Generic | Operational_New_Capacity_MW | 0.77 | Generic_PGE_South_500_offpeak | Tehachapi_Flow_Battery_125_Generic | Operational_New_Capacity_MW | -1
Generic_SCE_Northern_500_offpeak | Greater_LA_Solar_58_Generic | Operational_New_Capacity_MW | 0.77 | Generic_SCE_Northern_500_offpeak | Tehachapi_Flow_Battery_13_Generic | Operational_New_Capacity_MW | -1
Generic_SCE_Northern_500_offpeak | Tehachapi_Adiabatic_CAES_13_Generic | Operational_New_Capacity_MW | -1 | Generic_SCE_East_Pisgah_500_offpeak | Tehachapi_Flow_Battery_28_Generic | Operational_New_Capacity_MW | -1
Generic_SCE_Northern_500_offpeak | Tehachapi_Flow_Battery_101_Generic | Operational_New_Capacity_MW | -1 | Generic_SCE_Northern_500_offpeak | Tehachapi_Flow_Battery_28_Generic | Operational_New_Capacity_MW | -1
Generic_SCE_Northern_500_offpeak | Tehachapi_Flow_Battery_13_Generic | Operational_New_Capacity_MW | -1 | Generic_SCE_Northern_500_offpeak | Tehachapi_Flow_Battery_32_Generic | Operational_New_Capacity_MW | -1
Generic_SCE_Northern_500_offpeak | Tehachapi_Flow_Battery_28_Generic | Operational_New_Capacity_MW | -1 | Generic_SCE_Northern_500_offpeak | Tehachapi_Flow_Battery_66_Generic | Operational_New_Capacity_MW | -1
Generic_SCE_Northern_500_offpeak | Tehachapi_Flow_Battery_32_Generic | Operational_New_Capacity_MW | -1 | Generic_SCE_East_Pisgah_500_offpeak | Tehachapi_Flow_Battery_78_Generic | Operational_New_Capacity_MW | -1
Generic_SCE_Northern_500_offpeak | Tehachapi_Flow_Battery_66_Generic | Operational_New_Capacity_MW | -1 | Generic_SCE_Northern_500_offpeak | Tehachapi_Flow_Battery_78_Generic | Operational_New_Capacity_MW | -1
Generic_SCE_Northern_500_offpeak | Tehachapi_Flow_Battery_78_Generic | Operational_New_Capacity_MW | -1 | Generic_SCE_East_Pisgah_500_offpeak | Tehachapi_Li_Battery_4hr_101_Generic | Operational_New_Capacity_MW | -1
Generic_SCE_Northern_500_offpeak | Tehachapi_Li_Battery_4hr_101_Generic | Operational_New_Capacity_MW | -1 | Generic_SCE_Northern_500_offpeak | Tehachapi_Li_Battery_4hr_101_Generic | Operational_New_Capacity_MW | -1
Generic_SCE_Northern_500_offpeak | Tehachapi_Li_Battery_4hr_13_Generic | Operational_New_Capacity_MW | -1 | Generic_PGE_North_500_offpeak | Tehachapi_Li_Battery_4hr_125_Generic | Operational_New_Capacity_MW | -1
Generic_SCE_Northern_500_offpeak | Tehachapi_Li_Battery_4hr_28_Generic | Operational_New_Capacity_MW | -1 | Generic_PGE_South_500_offpeak | Tehachapi_Li_Battery_4hr_125_Generic | Operational_New_Capacity_MW | -1
Generic_SCE_Northern_500_offpeak | Tehachapi_Li_Battery_4hr_32_Generic | Operational_New_Capacity_MW | -1 | Generic_SCE_Northern_500_offpeak | Tehachapi_Li_Battery_4hr_13_Generic | Operational_New_Capacity_MW | -1
Generic_SCE_Northern_500_offpeak | Tehachapi_Li_Battery_4hr_66_Generic | Operational_New_Capacity_MW | -1 | Generic_SCE_East_Pisgah_500_offpeak | Tehachapi_Li_Battery_4hr_28_Generic | Operational_New_Capacity_MW | -1
Generic_SCE_Northern_500_offpeak | Tehachapi_Li_Battery_4hr_78_Generic | Operational_New_Capacity_MW | -1 | Generic_SCE_Northern_500_offpeak | Tehachapi_Li_Battery_4hr_28_Generic | Operational_New_Capacity_MW | -1
Generic_SCE_Northern_500_offpeak | Tehachapi_Li_Battery_8hr_101_Generic | Operational_New_Capacity_MW | -1 | Generic_SCE_Northern_500_offpeak | Tehachapi_Li_Battery_4hr_32_Generic | Operational_New_Capacity_MW | -1
Generic_SCE_Northern_500_offpeak | Tehachapi_Li_Battery_8hr_13_Generic | Operational_New_Capacity_MW | -1 | Generic_SCE_Northern_500_offpeak | Tehachapi_Li_Battery_4hr_66_Generic | Operational_New_Capacity_MW | -1
Generic_SCE_Northern_500_offpeak | Tehachapi_Li_Battery_8hr_28_Generic | Operational_New_Capacity_MW | -1 | Generic_SCE_East_Pisgah_500_offpeak | Tehachapi_Li_Battery_4hr_78_Generic | Operational_New_Capacity_MW | -1
Generic_SCE_Northern_500_offpeak | Tehachapi_Li_Battery_8hr_32_Generic | Operational_New_Capacity_MW | -1 | Generic_SCE_Northern_500_offpeak | Tehachapi_Li_Battery_4hr_78_Generic | Operational_New_Capacity_MW | -1
Generic_SCE_Northern_500_offpeak | Tehachapi_Li_Battery_8hr_66_Generic | Operational_New_Capacity_MW | -1 | Generic_SCE_East_Pisgah_500_offpeak | Tehachapi_Li_Battery_8hr_101_Generic | Operational_New_Capacity_MW | -1
Generic_SCE_Northern_500_offpeak | Tehachapi_Li_Battery_8hr_78_Generic | Operational_New_Capacity_MW | -1 | Generic_SCE_Northern_500_offpeak | Tehachapi_Li_Battery_8hr_101_Generic | Operational_New_Capacity_MW | -1
Generic_SCE_Northern_500_offpeak | Tehachapi_Pumped_Storage_32_Generic | Operational_New_Capacity_MW | -1 | Generic_PGE_North_500_offpeak | Tehachapi_Li_Battery_8hr_125_Generic | Operational_New_Capacity_MW | -1
Generic_SCE_Northern_500_offpeak | Tehachapi_Solar_101_Generic | Operational_New_Capacity_MW | 0.77 | Generic_PGE_South_500_offpeak | Tehachapi_Li_Battery_8hr_125_Generic | Operational_New_Capacity_MW | -1
Generic_SCE_Northern_500_offpeak | Tehachapi_Solar_13_Generic | Operational_New_Capacity_MW | 0.77 | Generic_SCE_Northern_500_offpeak | Tehachapi_Li_Battery_8hr_13_Generic | Operational_New_Capacity_MW | -1
Generic_SCE_Northern_500_offpeak | Tehachapi_Solar_28_Generic | Operational_New_Capacity_MW | 0.77 | Generic_SCE_East_Pisgah_500_offpeak | Tehachapi_Li_Battery_8hr_28_Generic | Operational_New_Capacity_MW | -1
Generic_SCE_Northern_500_offpeak | Tehachapi_Solar_32_Generic | Operational_New_Capacity_MW | 0.77 | Generic_SCE_Northern_500_offpeak | Tehachapi_Li_Battery_8hr_28_Generic | Operational_New_Capacity_MW | -1
Generic_SCE_Northern_500_offpeak | Tehachapi_Solar_66_Generic | Operational_New_Capacity_MW | 0.77 | Generic_SCE_Northern_500_offpeak | Tehachapi_Li_Battery_8hr_32_Generic | Operational_New_Capacity_MW | -1
Generic_SCE_Northern_500_offpeak | Tehachapi_Solar_78_Generic | Operational_New_Capacity_MW | 0.77 | Generic_SCE_Northern_500_offpeak | Tehachapi_Li_Battery_8hr_66_Generic | Operational_New_Capacity_MW | -1
Generic_SCE_Northern_500_offpeak | Tehachapi_Wind_13_Generic | Operational_New_Capacity_MW | 0.44 | Generic_SCE_East_Pisgah_500_offpeak | Tehachapi_Li_Battery_8hr_78_Generic | Operational_New_Capacity_MW | -1
Generic_SCE_Northern_500_offpeak | Tehachapi_Wind_18_Generic | Operational_New_Capacity_MW | 0.44 | Generic_SCE_Northern_500_offpeak | Tehachapi_Li_Battery_8hr_78_Generic | Operational_New_Capacity_MW | -1
Generic_SCE_Northern_500_offpeak | Tehachapi_Wind_32_Generic | Operational_New_Capacity_MW | 0.44 | Generic_SCE_Northern_500_offpeak | Tehachapi_Pumped_Storage_32_Generic | Operational_New_Capacity_MW | -1
Generic_SCE_Northern_500_offpeak | Generic_SCE_Northern_500_group | Operational_New_Capacity_MW | -1 | Generic_SCE_East_Pisgah_500_offpeak | Tehachapi_Solar_101_Generic | Operational_New_Capacity_MW | 0.77
Generic_SCE_Northern_500_SSN | Greater_LA_Flow_Battery_18_Generic | Reliability_Capacity_In_Model_Year | 0.5 | Generic_SCE_Northern_500_offpeak | Tehachapi_Solar_101_Generic | Operational_New_Capacity_MW | 0.77
Generic_SCE_Northern_500_SSN | Greater_LA_Flow_Battery_58_Generic | Reliability_Capacity_In_Model_Year | 0.5 | Generic_PGE_North_500_offpeak | Tehachapi_Solar_125_Generic | Operational_New_Capacity_MW | 0.77
Generic_SCE_Northern_500_SSN | Greater_LA_Li_Battery_4hr_18_Generic | Reliability_Capacity_In_Model_Year | 0.5 | Generic_PGE_South_500_offpeak | Tehachapi_Solar_125_Generic | Operational_New_Capacity_MW | 0.68
Generic_SCE_Northern_500_SSN | Greater_LA_Li_Battery_4hr_58_Generic | Reliability_Capacity_In_Model_Year | 0.5 | Generic_SCE_Northern_500_offpeak | Tehachapi_Solar_13_Generic | Operational_New_Capacity_MW | 0.77
Generic_SCE_Northern_500_SSN | Greater_LA_Li_Battery_8hr_18_Generic | Reliability_Capacity_In_Model_Year | 0.5 | Generic_SCE_East_Pisgah_500_offpeak | Tehachapi_Solar_28_Generic | Operational_New_Capacity_MW | 0.77
Generic_SCE_Northern_500_SSN | Greater_LA_Li_Battery_8hr_58_Generic | Reliability_Capacity_In_Model_Year | 0.5 | Generic_SCE_Northern_500_offpeak | Tehachapi_Solar_28_Generic | Operational_New_Capacity_MW | 0.77
Generic_SCE_Northern_500_SSN | Greater_LA_Solar_18_Generic | Reliability_Capacity_In_Model_Year | 0.427 | Generic_SCE_Northern_500_offpeak | Tehachapi_Solar_32_Generic | Operational_New_Capacity_MW | 0.77
Generic_SCE_Northern_500_SSN | Greater_LA_Solar_58_Generic | Reliability_Capacity_In_Model_Year | 0.427 | Generic_SCE_Northern_500_offpeak | Tehachapi_Solar_66_Generic | Operational_New_Capacity_MW | 0.77
Generic_SCE_Northern_500_SSN | Tehachapi_Adiabatic_CAES_13_Generic | Reliability_Capacity_In_Model_Year | 0.5 | Generic_SCE_East_Pisgah_500_offpeak | Tehachapi_Solar_78_Generic | Operational_New_Capacity_MW | 0.77
Generic_SCE_Northern_500_SSN | Tehachapi_Flow_Battery_101_Generic | Reliability_Capacity_In_Model_Year | 0.5 | Generic_SCE_Northern_500_offpeak | Tehachapi_Solar_78_Generic | Operational_New_Capacity_MW | 0.77
Generic_SCE_Northern_500_SSN | Tehachapi_Flow_Battery_13_Generic | Reliability_Capacity_In_Model_Year | 0.5 | Generic_SCE_Northern_500_offpeak | Tehachapi_Wind_13_Generic | Operational_New_Capacity_MW | 0.44
Generic_SCE_Northern_500_SSN | Tehachapi_Flow_Battery_28_Generic | Reliability_Capacity_In_Model_Year | 0.5 | Generic_SCE_Northern_500_offpeak | Tehachapi_Wind_18_Generic | Operational_New_Capacity_MW | 0.44
Generic_SCE_Northern_500_SSN | Tehachapi_Flow_Battery_32_Generic | Reliability_Capacity_In_Model_Year | 0.5 | Generic_SCE_Northern_500_offpeak | Tehachapi_Wind_32_Generic | Operational_New_Capacity_MW | 0.44
Generic_SCE_Northern_500_SSN | Tehachapi_Flow_Battery_66_Generic | Reliability_Capacity_In_Model_Year | 0.5 | Generic_SCE_East_Pisgah_500_offpeak | Utah_Geothermal_19_Generic | Operational_New_Capacity_MW | 1
Generic_SCE_Northern_500_SSN | Tehachapi_Flow_Battery_78_Generic | Reliability_Capacity_In_Model_Year | 0.5 | Generic_SCE_Eastern_500_offpeak | Utah_Geothermal_19_Generic | Operational_New_Capacity_MW | 1
Generic_SCE_Northern_500_SSN | Tehachapi_Li_Battery_4hr_101_Generic | Reliability_Capacity_In_Model_Year | 0.5 | Generic_SCE_East_Pisgah_500_offpeak | Utah_Wind_19_Generic | Operational_New_Capacity_MW | 0.67
Generic_SCE_Northern_500_SSN | Tehachapi_Li_Battery_4hr_13_Generic | Reliability_Capacity_In_Model_Year | 0.5 | Generic_SCE_Eastern_500_offpeak | Utah_Wind_19_Generic | Operational_New_Capacity_MW | 0.67
Generic_SCE_Northern_500_SSN | Tehachapi_Li_Battery_4hr_28_Generic | Reliability_Capacity_In_Model_Year | 0.5 | Generic_SCE_East_Pisgah_500_offpeak | Wyoming_Wind_19_Generic | Operational_New_Capacity_MW | 0.67
Generic_SCE_Northern_500_SSN | Tehachapi_Li_Battery_4hr_32_Generic | Reliability_Capacity_In_Model_Year | 0.5 | Generic_SCE_Eastern_500_offpeak | Wyoming_Wind_19_Generic | Operational_New_Capacity_MW | 0.67
Generic_SCE_Northern_500_SSN | Tehachapi_Li_Battery_4hr_66_Generic | Reliability_Capacity_In_Model_Year | 0.5 | 0 | 0 | Operational_New_Capacity_MW | #N/A
Generic_SCE_Northern_500_SSN | Tehachapi_Li_Battery_4hr_78_Generic | Reliability_Capacity_In_Model_Year | 0.5 | Generic_PGE_North_500_HSN | Generic_PGE_North_500_group | Operational_New_Capacity_MW | -1
Generic_SCE_Northern_500_SSN | Tehachapi_Li_Battery_8hr_101_Generic | Reliability_Capacity_In_Model_Year | 0.5 | Generic_PGE_South_500_HSN | Generic_PGE_South_500_group | Operational_New_Capacity_MW | -1
Generic_SCE_Northern_500_SSN | Tehachapi_Li_Battery_8hr_13_Generic | Reliability_Capacity_In_Model_Year | 0.5 | Generic_SCE_East_Pisgah_500_HSN | Generic_SCE_East_Pisgah_500_group | Operational_New_Capacity_MW | -1
Generic_SCE_Northern_500_SSN | Tehachapi_Li_Battery_8hr_28_Generic | Reliability_Capacity_In_Model_Year | 0.5 | Generic_SCE_Eastern_500_HSN | Generic_SCE_Eastern_500_group | Operational_New_Capacity_MW | -1
Generic_SCE_Northern_500_SSN | Tehachapi_Li_Battery_8hr_32_Generic | Reliability_Capacity_In_Model_Year | 0.5 | Generic_SCE_Metro_500_HSN | Generic_SCE_Metro_500_group | Operational_New_Capacity_MW | -1
Generic_SCE_Northern_500_SSN | Tehachapi_Li_Battery_8hr_66_Generic | Reliability_Capacity_In_Model_Year | 0.5 | Generic_SCE_North_Lugo_500_HSN | Generic_SCE_North_Lugo_500_group | Operational_New_Capacity_MW | -1
Generic_SCE_Northern_500_SSN | Tehachapi_Li_Battery_8hr_78_Generic | Reliability_Capacity_In_Model_Year | 0.5 | Generic_SCE_Northern_500_HSN | Generic_SCE_Northern_500_group | Operational_New_Capacity_MW | -1
Generic_SCE_Northern_500_SSN | Tehachapi_Pumped_Storage_32_Generic | Reliability_Capacity_In_Model_Year | 0.5 | Generic_PGE_North_500_SSN | Generic_PGE_North_500_group | Operational_New_Capacity_MW | -1
Generic_SCE_Northern_500_SSN | Tehachapi_Solar_101_Generic | Reliability_Capacity_In_Model_Year | 0.427 | Generic_PGE_South_500_SSN | Generic_PGE_South_500_group | Operational_New_Capacity_MW | -1
Generic_SCE_Northern_500_SSN | Tehachapi_Solar_13_Generic | Reliability_Capacity_In_Model_Year | 0.427 | Generic_SCE_East_Pisgah_500_SSN | Generic_SCE_East_Pisgah_500_group | Operational_New_Capacity_MW | -1
Generic_SCE_Northern_500_SSN | Tehachapi_Solar_28_Generic | Reliability_Capacity_In_Model_Year | 0.427 | Generic_SCE_Eastern_500_SSN | Generic_SCE_Eastern_500_group | Operational_New_Capacity_MW | -1
Generic_SCE_Northern_500_SSN | Tehachapi_Solar_32_Generic | Reliability_Capacity_In_Model_Year | 0.427 | Generic_SCE_Metro_500_SSN | Generic_SCE_Metro_500_group | Operational_New_Capacity_MW | -1
Generic_SCE_Northern_500_SSN | Tehachapi_Solar_66_Generic | Reliability_Capacity_In_Model_Year | 0.427 | Generic_SCE_North_Lugo_500_SSN | Generic_SCE_North_Lugo_500_group | Operational_New_Capacity_MW | -1
Generic_SCE_Northern_500_SSN | Tehachapi_Solar_78_Generic | Reliability_Capacity_In_Model_Year | 0.427 | Generic_SCE_Northern_500_SSN | Generic_SCE_Northern_500_group | Operational_New_Capacity_MW | -1
Generic_SCE_Northern_500_SSN | Tehachapi_Wind_13_Generic | Reliability_Capacity_In_Model_Year | 0.163 | Generic_PGE_North_500_offpeak | Generic_PGE_North_500_group | Operational_New_Capacity_MW | -1
Generic_SCE_Northern_500_SSN | Tehachapi_Wind_18_Generic | Reliability_Capacity_In_Model_Year | 0.163 | Generic_PGE_South_500_offpeak | Generic_PGE_South_500_group | Operational_New_Capacity_MW | -1
Generic_SCE_Northern_500_SSN | Tehachapi_Wind_32_Generic | Reliability_Capacity_In_Model_Year | 0.163 | Generic_SCE_East_Pisgah_500_offpeak | Generic_SCE_East_Pisgah_500_group | Operational_New_Capacity_MW | -1
Generic_SCE_Northern_500_SSN | Generic_SCE_Northern_500_group | Operational_New_Capacity_MW | -1 | Generic_SCE_Eastern_500_offpeak | Generic_SCE_Eastern_500_group | Operational_New_Capacity_MW | -1
|  |  |  | Generic_SCE_Metro_500_offpeak | Generic_SCE_Metro_500_group | Operational_New_Capacity_MW | -1
|  |  |  | Generic_SCE_North_Lugo_500_offpeak | Generic_SCE_North_Lugo_500_group | Operational_New_Capacity_MW | -1
|  |  |  | Generic_SCE_Northern_500_offpeak | Generic_SCE_Northern_500_group | Operational_New_Capacity_MW | -1

## CAISO Constraint Data
CAISO Tx Constraints | [7 empty] | FCDS (HSN/SSN) Capability (ADNU) | [5 empty] | EODS (Off-Peak) Capability (AOPNU) | [9 empty] | Upgrade Cost
|  |  | HSN | SSN | eak | [17 empty] | 2023 |  |  | 9.27%
Transmission Constraint | RESOLVE Constraint Name | Asset Name | HSN Constraint Name | SSN Constraint Name | Offpeak Constraint Name | GTUZ Assignment | Modeled in Tx | Existing Capability | HSN - Net Baseline | SSN - Net Baseline | Incremental Capability | Construction Time | Cost (2022$) | Existing Capability | EODS - Net Baseline | Incremental Capability | Construction Time | Cost (2022$) | Area Designation | Upgrade Type | HSN/SSN New Deliverability Multiplier | Off-Peak New Deliverability Multiplier | First Available Year | Cost (2022$) | Incremental Capability | Annualization Factor | Levelized Cost
[8 empty] | MW | MW | MW | MW | months | $MM | MW | MW | MW | months | $MM | [5 empty] | $MM | MW | % | $/MW-yr
Antelope-Vincent Constraint | Antelope_Vincent | Antelope_Vincent_group | Antelope_Vincent_HSN | Antelope_Vincent_SSN | Antelope_Vincent_offpeak | SCE Northern | TRUE | 7396 | 5862.0382 | 6290.4369 | 1500 | 24 | 13.2 | 7396 | 7905.919 | 1500 | 0 | 0 | Solar | Both | -1 | -1 | 2026 | 13.2 | 1500 | 9.27% | 815.76
Vincent-Lugo Constraint | Vincent_Lugo | Vincent_Lugo_group | Vincent_Lugo_HSN | Vincent_Lugo_SSN | Vincent_Lugo_offpeak | SCE Northern | TRUE | 9184 | 7835.953 | 8192.2635 | 2000 | 48 | 85.9 | 9184 | 9787.885 | 2000 | 0 | 0 | Solar | Both | -1 | -1 | 2028 | 85.9 | 2000 | 9.27% | 3981.465
Pardee-Sylmar Constraint | Pardee_Sylmar | Pardee_Sylmar_group | Pardee_Sylmar_HSN | Pardee_Sylmar_SSN | Pardee_Sylmar_offpeak | SCE Northern | TRUE | 4884 | 4362.6103 | 4542.962 | 1800 | 108 | 660 | 4884 | 4984.6431 | 1800 | 0 | 0 | Solar | Both | -1 | -1 | 2033 | 660 | 1800 | 9.27% | 33990
Windhub Constraint | Windhub | Windhub_group | Windhub_HSN | Windhub_SSN | Windhub_offpeak | SCE Northern | TRUE | 2400 | 1501.48 | 1793.66 | 2500 | 108 | 612 | 2400 | 2930.6 | 2500 | 0 | 0 | Solar | Both | -1 | -1 | 2033 | 612 | 2500 | 9.27% | 22692.96
Moorpark-Pardee Constraint | Moorpark_Pardee | Moorpark_Pardee_group | Moorpark_Pardee_HSN | Moorpark_Pardee_SSN | Moorpark_Pardee_offpeak | SCE Northern | TRUE | 3792 | 3680.1141 | 3735.1141 | 900 | 108 | 600 | 3792 | 3900.1141 | 900 | 0 | 0 | Solar | Both | -1 | -1 | 2033 | 600 | 900 | 9.27% | 61800
North of Magunden Constraint | North_Magunden | North_Magunden_group | North_Magunden_HSN | North_Magunden_SSN | North_Magunden_offpeak | SCE Northern | TRUE | 1387 | 1201.0852 | 1273.1734 | 500 | 108 | 1253 | 1387 | 1293.034 | 500 | 0 | 0 | Solar | Both | -1 | -1 | 2033 | 1253 | 500 | 9.27% | 232306.2
South of Magunden On-Peak Constraint | South_Magunden_On_Peak | South_Magunden_On_Peak_group | South_Magunden_On_Peak_HSN | South_Magunden_On_Peak_SSN |  | SCE Northern | TRUE | 740 | 442.1993 | 569.2875 | 2000 | 108 | 4358 | 99999 | 100013.1481 | 0 | 0 | 0 | Solar | HSN/SSN | -1 | 0 | 2033 | 4358 | 2000 | 9.27% | 201993.3
South of Magunden Off-Peak Constraint | South_Magunden_Off_Peak | South_Magunden_Off_Peak_group |  |  | South_Magunden_Off_Peak_offpeak | SCE Northern | TRUE | 99999 | 99813.0852 | 99885.1734 | 0 | 0 | 0 | 500 | 406.034 | 2000 | 108 | 66 | Solar | Off-Peak | 0 | -1 | 2033 | 66 | 2000 | 9.27% | 3059.1
Antelope-Neenach On-Peak Constraint | Antelope_Neenach_On_Peak | Antelope_Neenach_On_Peak_group | Antelope_Neenach_On_Peak_HSN | Antelope_Neenach_On_Peak_SSN |  | SCE Northern | TRUE | 0 | 0 | 0 | 2000 | 24 | 100 | 99999 | 99999 | 0 | 0 | 0 | Solar | HSN/SSN | -1 | 0 | 2026 | 100 | 2000 | 9.27% | 4635
Antelope-Neenach Off-Peak Constraint | Antelope_Neenach_Off_Peak | Antelope_Neenach_Off_Peak_group |  |  | Antelope_Neenach_Off_Peak_offpeak | SCE Northern | TRUE | 99999 | 99775.411 | 99828.6745 | 0 | 0 | 0 | 0 | 86.495 | 15 | 24 | 45 | Solar | Off-Peak | 0 | -1 | 2026 | 45 | 15 | 9.27% | 278100
Del Amo - Barre Area Constraint | Del_Amo_Barre | Del_Amo_Barre_group | Del_Amo_Barre_HSN | Del_Amo_Barre_SSN | Del_Amo_Barre_offpeak | SCE Metro | TRUE | 6700 | 6690 | 6695 | 1058 | 27 | 11 | 6700 | 6710 | 1058 | 0 | 0 | Solar | Both | -1 | -1 | 2027 | 11 | 1058 | 9.27% | 963.7996
Hinson - Del Amo Constraint | Hinson_Del_Amo | Hinson_Del_Amo_group | Hinson_Del_Amo_HSN | Hinson_Del_Amo_SSN | Hinson_Del_Amo_offpeak | SCE Metro | TRUE | 3544 | 3534 | 3539 | 800 | 27 | 28 | 3544 | 3554 | 800 | 0 | 0 | Solar | Both | -1 | -1 | 2027 | 28 | 800 | 9.27% | 3244.5
SCE Metro Area Default Constraint | SCE_Metro_Default | SCE_Metro_Default_group | SCE_Metro_Default_HSN | SCE_Metro_Default_SSN | SCE_Metro_Default_offpeak | SCE Metro | TRUE | 13731 | 13609.6 | 13670.3 | 0 | 0 | 0 | 13731 | 13852.4 | 0 | 0 | 0 | Solar | None | 0 | 0 | 2024 | 0 | 0 | 9.27% | 0
Control to Inyokern area constraint | Control_Inyokern | Control_Inyokern_group | Control_Inyokern_HSN | Control_Inyokern_SSN | Control_Inyokern_offpeak | SCE North of Lugo | TRUE | 15 | 0 | 0 | 186 | 105 | 329 | 15 | 0 | 186 | 0 | 0 | Solar | Both | -1 | -1 | 2033 | 329 | 186 | 9.27% | 163969.3548
Kramer to Victor Area Constraint | Kramer_Victor | Kramer_Victor_group | Kramer_Victor_HSN | Kramer_Victor_SSN | Kramer_Victor_offpeak | SCE North of Lugo | TRUE | 1300 | 884.3818 | 880.4531 | 1206 | 120 | 0 | 1300 | 1057.46 | 1206 | 0 | 0 | Solar | Both | -1 | -1 | 2034 | 0 | 1206 | 9.27% | 0
Victor to Lugo Area Constraint | Victor_Lugo | Victor_Lugo_group | Victor_Lugo_HSN | Victor_Lugo_SSN | Victor_Lugo_offpeak | SCE North of Lugo | TRUE | 1350 | 934.3818 | 930.4531 | 1221 | 54 | 0 | 1350 | 1107.46 | 1221 | 0 | 0 | Solar | Both | -1 | -1 | 2029 | 0 | 1221 | 9.27% | 0
Lugo Transformer Area Constraint | Lugo_500_230_Transformer | Lugo_500_230_Transformer_group | Lugo_500_230_Transformer_HSN | Lugo_500_230_Transformer_SSN | Lugo_500_230_Transformer_offpeak | SCE North of Lugo | TRUE | 1585 | 1169.3818 | 1165.4531 | 1178 | 54 | 0 | 1585 | 1342.46 | 1178 | 0 | 0 | Solar | Both | -1 | -1 | 2029 | 0 | 1178 | 9.27% | 0
Calcite to Lugo Area Constraint | Calcite_Lugo | Calcite_Lugo_group | Calcite_Lugo_HSN | Calcite_Lugo_SSN | Calcite_Lugo_offpeak | SCE North of Lugo | TRUE | 548 | 548 | 548 | 1046 | 105 | 239 | 548 | 548 | 1046 | 0 | 0 | Solar | Both | -1 | -1 | 2033 | 239 | 1046 | 9.27% | 21180.9751
Colorado River 500/230 kV Constraint | Colorado_River_230 | Colorado_River_230_group | Colorado_River_230_HSN | Colorado_River_230_SSN | Colorado_River_230_offpeak | SCE Eastern | TRUE | 545 | 0 | 0 | 1370 | 48 | 67 | 1414 | 1635.548 | 1299 | 48 | 67 | Solar | Both | -1 | -0.94818 | 2028 | 67 | 1370 | 9.27% | 4533.5036
Colorado River-Red Bluff Constraint | Colorado_River_Red_Bluff | Colorado_River_Red_Bluff_group | Colorado_River_Red_Bluff_HSN | Colorado_River_Red_Bluff_SSN | Colorado_River_Red_Bluff_offpeak | SCE Eastern | TRUE | 10933 | 10824.615 | 10848.24 | 588 | 120 | 0 | 10933 | 10813.8 | 588 | 0 | 0 | Solar | Both | -1 | -1 | 2034 | 0 | 588 | 9.27% | 0
DCRT Constraint | DCRT | DCRT_group | DCRT_HSN | DCRT_SSN | DCRT_offpeak | SCE Eastern | TRUE | 2300 | 2300 | 2300 | 3000 | 72 | 463 | 2300 | 2300 | 3000 | 0 | 0 | Solar | Both | -1 | -1 | 2030 | 463 | 3000 | 9.27% | 14306.7
Devers-Red Bluff Constraint | Devers_Red_Bluff | Devers_Red_Bluff_group | Devers_Red_Bluff_HSN | Devers_Red_Bluff_SSN | Devers_Red_Bluff_offpeak | SCE Eastern | TRUE | 4050 | 3941.615 | 3965.24 | 5000 | 120 | 0 | 10167 | 10047.8 | 5991 | 120 | 0 | Solar | Both | -1 | -1.1982 | 2034 | 0 | 5000 | 9.27% | 0
Eagle Mountain Constraint | Eagle_Mountain |  |  |  |  | 0 | FALSE | 0 | 0 | 0 | 600 | 120 | 1182 | 300 | 300 | 600 | 0 | 0 | Solar | Both | -1 | -1 |  |  | 600 | 9.27%
Etiwanda-Rancho Vista Constraint | Etiwanda_Rancho_Vista | Etiwanda_Rancho_Vista_group | Etiwanda_Rancho_Vista_HSN | Etiwanda_Rancho_Vista_SSN | Etiwanda_Rancho_Vista_offpeak | SCE Eastern | TRUE | 7734 | 7534 | 7634 | 3350 | 36 | 89 | 9689 | 9889 | 3350 | 0 | 0 | Solar | Both | -1 | -1 | 2027 | 89 | 3350 | 9.27% | 2462.7761
Red Bluff 500/230 kV Constraint | Red_Bluff_230 | Red_Bluff_230_group | Red_Bluff_230_HSN | Red_Bluff_230_SSN | Red_Bluff_230_offpeak | SCE Eastern | TRUE | 722 | 317 | 519.5 | 1200 | 48 | 69 | 1684 | 1704 | 1200 | 48 | 69 | Solar | Both | -1 | -1 | 2028 | 69 | 1200 | 9.27% | 5330.25
Serrano-Alberhill-Valley Constraint | Serrano_Alberhill_Valley | Serrano_Alberhill_Valley_group | Serrano_Alberhill_Valley_HSN | Serrano_Alberhill_Valley_SSN | Serrano_Alberhill_Valley_offpeak | SCE Eastern | TRUE | 5328 | 5092.615 | 5216.24 | 4327 | 120 | 0 | 13529 | 13682.8 | 0 | 0 | 0 | Solar | HSN/SSN | -1 | 0 | 2034 | 0 | 4327 | 9.27% | 0
VEA 138kV area constraint | VEA_138 | VEA_138_group | VEA_138_HSN | VEA_138_SSN | VEA_138_offpeak | SCE East of Pisgah | TRUE | 260 | 260 | 260 | 1367 | 48 | 0 | 105 | 105 | 930 | 48 | 0 | Solar | Both | -1 | -0.68032 | 2028 | 0 | 1367 | 9.27% | 0
GLW 230kV area constraint | GLW_230 | GLW_230_group | GLW_230_HSN | GLW_230_SSN | GLW_230_offpeak | SCE East of Pisgah | TRUE | 900 | 900 | 900 | 1285 | 36 | 0 | 760 | 760 | 1992 | 36 | 0 | Solar | Both | -1 | -1.5502 | 2027 | 0 | 1285 | 9.27% | 0
Lugo - Victorville area constraint | Lugo_Victorville | Lugo_Victorville_group | Lugo_Victorville_HSN | Lugo_Victorville_SSN | Lugo_Victorville_offpeak | SCE East of Pisgah | TRUE | 10100 | 9693.8143 | 9844.5275 | 6800 | 120 | 2165 | 9600 | 9241.2856 | 6800 | 120 | 2165 | Solar | Both | -1 | -1 | 2034 | 2165 | 6800 | 9.27% | 29514.0441
Capistrano-San Onofre 230 kV constraint | Capistrano_San_Onofre | Capistrano_San_Onofre_group | Capistrano_San_Onofre_HSN | Capistrano_San_Onofre_SSN | Capistrano_San_Onofre_offpeak | SCE Eastern | TRUE | 1500 | 1450 | 1475 | 920 | 60 | 58.1 | 1500 | 1550 | 920 | 0 | 0 | Solar | Both | -1 | -1 | 2029 | 58.1 | 920 | 9.27% | 5854.2065
Chicarita 138 kV constraint | Chicarita_138 | Chicarita_138_group | Chicarita_138_HSN | Chicarita_138_SSN | Chicarita_138_offpeak | SCE Eastern | TRUE | 224 | 0 | 71 | 700 | 48 | 100 | 224 | 530 | 700 | 0 | 0 | Solar | Both | -1 | -1 | 2028 | 100 | 700 | 9.27% | 13242.8571
El Cajon 69 kV constraint | El_Cajon_69 |  |  |  |  | 0 | FALSE | 406 | 406 | 406 | 547 | 48 | 14.7 | 406 | 406 | 547 | 0 | 0 | Solar | Both | -0.91167 | -0.91167 |  |  | 547 | 9.27%
Internal San Diego Area constraint | Internal_San_Diego | Internal_San_Diego_group | Internal_San_Diego_HSN | Internal_San_Diego_SSN | Internal_San_Diego_offpeak | SCE Eastern | TRUE | 1001 | 350.615 | 643.04 | 1821 | 48 | 107.1 | 70 | 556.8 | 1821 | 48 | 107.1 | Solar | Both | -1 | -1 | 2028 | 107.1 | 1821 | 9.27% | 5452.0428
Miguel 69 kV constraint | Miguel_69 |  |  |  |  | 0 | FALSE | 231 | 231 | 231 | 431 | 48 | 671.054 | 231 | 231 | 431 | 0 | 0 | Solar | Both | -0.71833 | -0.71833 |  |  | 431 | 9.27%
Encina - San Luis Rey 230 kV constraint | Encina_San_Luis_Rey | Encina_San_Luis_Rey_group | Encina_San_Luis_Rey_HSN | Encina_San_Luis_Rey_SSN | Encina_San_Luis_Rey_offpeak | SCE Eastern | TRUE | 1922 | 1790.615 | 1862.24 | 3914 | 120 | 84.103 | 2586 | 2635.8 | 4578 | 120 | 84.103 | Solar | Both | -1 | -1.1696 | 2034 | 84.103 | 3914 | 9.27% | 1991.9132
East of Miguel constraint | East_Miguel | East_Miguel_group | East_Miguel_HSN | East_Miguel_SSN | East_Miguel_offpeak | SCE Eastern | TRUE | 1035 | 999.615 | 1023.24 | 2823 | 120 | 0 | 1377 | 1330.8 | 4680 | 120 | 0 | Solar | Both | -1 | -1.6578 | 2034 | 0 | 2823 | 9.27% | 0
San Luis Rey-San Onofre 230 kV line constraint | San_Luis_Rey_San_Onofre | San_Luis_Rey_San_Onofre_group | San_Luis_Rey_San_Onofre_HSN | San_Luis_Rey_San_Onofre_SSN | San_Luis_Rey_San_Onofre_offpeak | SCE Eastern | TRUE | 2018 | 1886.615 | 1958.24 | 3435 | 120 | 106.635 | 6764 | 6813.8 | 4254 | 120 | 106.635 | Solar | Both | -1 | -1.2384 | 2034 | 106.635 | 3435 | 9.27% | 2877.748
Ocean Ranch 69 kV constraint | Ocean_Ranch_69 |  |  |  |  | 0 | FALSE | 274 | 274 | 274 | 692 | 48 | 28.3 | 274 | 274 | 692 | 0 | 0 | Solar | Both | -1.1533 | -1.1533 |  |  | 692 | 9.27%
Otay Mesa 230 kV constraint | Otay_Mesa_230 |  |  |  |  | 0 | FALSE | 1425 | 1419 | 1422 | 2189 | 60 | 79.91 | 1425 | 1431 | 2189 | 0 | 0 | Solar | Both | -3.6483 | -3.6483 |  |  | 2189 | 9.27%
Silvergate - Bay Blvd 230 kV constraint | Silvergate_Bay_Blvd | Silvergate_Bay_Blvd_group | Silvergate_Bay_Blvd_HSN | Silvergate_Bay_Blvd_SSN | Silvergate_Bay_Blvd_offpeak | SCE Eastern | TRUE | 796 | 754.615 | 781.24 | 4754 | 36 | 29.971 | 929 | 888.8 | 4754 | 36 | 29.971 | Solar | Both | -1 | -1 | 2027 | 29.971 | 4754 | 9.27% | 584.4156
Silvergate-Old Town 230 kV constraint | Silvergate_Old_Town | Silvergate_Old_Town_group | Silvergate_Old_Town_HSN | Silvergate_Old_Town_SSN | Silvergate_Old_Town_offpeak | SCE Eastern | TRUE | 1221 | 1179.615 | 1206.24 | 2522 | 60 | 283.4 | 1221 | 1180.8 | 2522 | 0 | 0 | Solar | Both | -1 | -1 | 2029 | 283.4 | 2522 | 9.27% | 10416.8041
Talega 230 kV constraint | Talega_230 | Talega_230_group | Talega_230_HSN | Talega_230_SSN | Talega_230_offpeak | SCE Eastern | TRUE | 1205 | 809 | 1007 | 2201 | 60 | 210.6 | 1205 | 1601 | 2201 | 0 | 0 | Solar | Both | -1 | -1 | 2029 | 210.6 | 2201 | 9.27% | 8869.8864
Trabuco-Capistrano 138 kV constraint | Trabuco_Capistrano | Trabuco_Capistrano_group | Trabuco_Capistrano_HSN | Trabuco_Capistrano_SSN | Trabuco_Capistrano_offpeak | SCE Eastern | TRUE | 501 | 501 | 501 | 556 | 48 | 103.366 | 501 | 501 | 556 | 0 | 0 | Solar | Both | -1 | -1 | 2028 | 103.366 | 556 | 9.27% | 17233.8637
Santa Rosa-Corona 115 kV line | Santa_Rosa_Corona | Santa_Rosa_Corona_group | Santa_Rosa_Corona_HSN | Santa_Rosa_Corona_SSN | Santa_Rosa_Corona_offpeak | PG&E North | TRUE | 3995 | 3774.2 | 3874.2 | 703 | 180 | 725 | 3995 | 4174.2 | 703 | 0 | 0 | Wind | Both | -1 | -1 | 2039 | 725 | 703 | 9.27% | 95600.9957
Vaca Dixon-Tesla 500kV Line | Vaca_Dixon_Tesla | Vaca_Dixon_Tesla_group | Vaca_Dixon_Tesla_HSN | Vaca_Dixon_Tesla_SSN | Vaca_Dixon_Tesla_offpeak | PG&E North | TRUE | 1044 | 464.0841 | 752.6318 | 8645 | 144 | 2851.848 | 1415 | 1587.8535 | 8645 | 0 | 0 | Wind | Both | -1 | -1 | 2036 | 2851.848 | 8645 | 9.27% | 30580.2556
Woodland- Davis 115kV line | Woodland_Davis | Woodland_Davis_group | Woodland_Davis_HSN | Woodland_Davis_SSN | Woodland_Davis_offpeak | PG&E North | TRUE | 76 | 16 | 16 | 109 | 60 | 9.329 | 76 | 16 | 109 | 0 | 0 | Wind | Both | -1 | -1 | 2029 | 9.329 | 109 | 9.27% | 7933.9294
Cortina-Eagle Rock 115 kV line | Cortina_Eagle_Rock | Cortina_Eagle_Rock_group | Cortina_Eagle_Rock_HSN | Cortina_Eagle_Rock_SSN | Cortina_Eagle_Rock_offpeak | PG&E North | TRUE | 1575 | 1554.2 | 1554.2 | 50 | 60 | 50 | 1575 | 1554.2 | 50 | 0 | 0 | Wind | Both | -1 | -1 | 2029 | 50 | 50 | 9.27% | 92700
Bell-Placer 115kV Line | Bell_Placer | Bell_Placer_group | Bell_Placer_HSN | Bell_Placer_SSN | Bell_Placer_offpeak | PG&E North | TRUE | 630 | 570 | 570 | 480 | 120 | 185 | 630 | 570 | 480 | 0 | 0 | Wind | Both | -1 | -1 | 2034 | 185 | 480 | 9.27% | 35728.125
Carberry-Round Mountain 230kV Line | Carberry_Round_Mt | Carberry_Round_Mt_group | Carberry_Round_Mt_HSN | Carberry_Round_Mt_SSN | Carberry_Round_Mt_offpeak | PG&E North | TRUE | 14 | 14 | 14 | 26 | 84 | 180 | 183 | 183 | 25 | 84 | 180 | Wind | Both | -1 | -0.96154 | 2031 | 180 | 26 | 9.27% | 641769.2308
Rocklin-Pleaseant grove 115kV line | Rocklin_Pleasant_Grove | Rocklin_Pleasant_Grove_group | Rocklin_Pleasant_Grove_HSN | Rocklin_Pleasant_Grove_SSN | Rocklin_Pleasant_Grove_offpeak | PG&E North | TRUE | 92 | 87 | 89.5 | 707 | 72 | 125 | 226 | 231 | 707 | 0 | 0 | Wind | Both | -1 | -1 | 2030 | 125 | 707 | 9.27% | 16389.6747
Bellota-Weber 230kV line | Bellota_Weber | Subacco_group | Bellota_Weber_HSN | Bellota_Weber_SSN | Bellota_Weber_offpeak | PG&E North | TRUE | 2382 | 1750 | 1964.8 | 460 | 120 | 400 | 2382 | 2858 | 460 | 0 | 0 | Wind | Both | -1 | -1 | 2034 | 400 | 460 | 9.27% | 80608.6957
Rio Oso-Brighton 230kV line | Rio_Oso_Brighton | Subacco_group | Rio_Oso_Brighton_HSN | Rio_Oso_Brighton_SSN | Rio_Oso_Brighton_offpeak | PG&E North | TRUE | 423 | 418 | 420.5 | 574 | 0 | 0 | 423 | 428 | 574 | 0 | 0 | Wind | Both | -1.2478 | -1.2478 |  |  | 574 | 9.27%
Rio Oso-Lockeford 230kV line | Rio_Oso_Lockeford | Subacco_group | Rio_Oso_Lockeford_HSN | Rio_Oso_Lockeford_SSN | Rio_Oso_Lockeford_offpeak | PG&E North | TRUE | 935 | 930 | 932.5 | 485 | 0 | 0 | 935 | 940 | 485 | 0 | 0 | Wind | Both | -1.0543 | -1.0543 |  |  | 485 | 9.27%
Dumbarton-Newark 115 kV line | Dumbarton_Newark | Collinsville_500_group | Dumbarton_Newark_HSN | Dumbarton_Newark_SSN | Dumbarton_Newark_offpeak | PG&E North | TRUE | 1270 | 1070 | 1170 | 978 | 48 | 0 | 1270 | 1470 | 978 | 0 | 0 | Wind | Both | -1 | -1 | 2028 | 0 | 978 | 9.27% | 0
Eastshore-San Mateo 230 kV line | Eastshore_San_Mateo | Collinsville_500_group | Eastshore_San_Mateo_HSN | Eastshore_San_Mateo_SSN | Eastshore_San_Mateo_offpeak | PG&E North | TRUE | 2349 | 2149 | 2249 | 548 | 0 | 0 | 2349 | 2549 | 548 | 0 | 0 | Wind | Both | -0.56033 | -0.56033 |  |  | 548 | 9.27%
Lakeville-Ignacio 230 kV line | Lakeville_Ignacio | Collinsville_500_group | Lakeville_Ignacio_HSN | Lakeville_Ignacio_SSN | Lakeville_Ignacio_offpeak | PG&E North | TRUE | 517 | 517 | 517 | 861 | 0 | 0 | 517 | 517 | 861 | 0 | 0 | Wind | Both | -0.88037 | -0.88037 |  |  | 861 | 9.27%
Sobrante-Moraga 230 kV line | Sobrante_Moraga | Collinsville_500_group | Sobrante_Moraga_HSN | Sobrante_Moraga_SSN | Sobrante_Moraga_offpeak | PG&E North | TRUE | 3944 | 3723.2 | 3823.2 | 653 | 0 | 0 | 3944 | 4123.2 | 653 | 0 | 0 | Wind | Both | -0.66769 | -0.66769 |  |  | 653 | 9.27%
Windmaster-Delta pumps 230 kV line | Windmaster_Delta_Pumps | Contra_Costa_Tesla_Newark_group | Windmaster_Delta_Pumps_HSN | Windmaster_Delta_Pumps_SSN | Windmaster_Delta_Pumps_offpeak | PG&E North | TRUE | 710 | 85.8569 | 383.5769 | 6034 | 86 | 417.332 | 710 | 1282.9569 | 6034 | 0 | 0 | Wind | Both | -1 | -1 | 2032 | 417.332 | 6034 | 9.27% | 6411.4479
Contra Costa- Windmaster 230 kV line | Contra_Costa_Windmaster | Contra_Costa_Tesla_Newark_group | Contra_Costa_Windmaster_HSN | Contra_Costa_Windmaster_SSN | Contra_Costa_Windmaster_offpeak | PG&E North | TRUE | 1233 | 912.2 | 1062.2 | 5601 | 0 | 0 | 1233 | 1512.2 | 5601 | 0 | 0 | Wind | Both | -0.92824 | -0.92824 |  |  | 5601 | 9.27%
Tesla-Tracy-Pump 230 kV line #2 | Tesla_Tracy_Pumps_2 | Contra_Costa_Tesla_Newark_group | Tesla_Tracy_Pumps_2_HSN | Tesla_Tracy_Pumps_2_SSN | Tesla_Tracy_Pumps_2_offpeak | PG&E North | TRUE | 4776 | 3716.2 | 4233.17 | 3521 | 0 | 0 | 4776 | 5790.3 | 3521 | 0 | 0 | Wind | Both | -0.58353 | -0.58353 |  |  | 3521 | 9.27%
Contra Costa #1 115kV Line | Contra_Costa_1_115 |  |  |  |  | 0 | FALSE | 29 | 29 | 29 | 131 | 120 | 185 | 29 | 29 | 131 | 0 | 0 | Wind | Both | -0.21833 | -0.21833 |  |  | 131 | 9.27%
Kasson Jct-Heinz 115 kV line | Kasson_Jct_Heinz | Nikola_group | Kasson_Jct_Heinz_HSN | Kasson_Jct_Heinz_SSN | Kasson_Jct_Heinz_offpeak | PG&E North | TRUE | 91 | 0 | 0 | 1255 | 216 | 1700 | 91 | 286 | 1255 | 0 | 0 | Wind | Both | -1 | -1 | 2042 | 1700 | 1255 | 9.27% | 125569.7211
Newark-Newark Distribution 115 kV line | Newark_Newark_Dist | Nikola_group | Newark_Newark_Dist_HSN | Newark_Newark_Dist_SSN | Newark_Newark_Dist_offpeak | PG&E North | TRUE | 3822 | 3800.7 | 3798.42 | 831 | 0 | 0 | 3822 | 3797.8 | 831 | 0 | 0 | Wind | Both | -0.66215 | -0.66215 |  |  | 831 | 9.27%
Tesla-Bellota 230 kV line | Tesla_Bellota | Nikola_group | Tesla_Bellota_HSN | Tesla_Bellota_SSN | Tesla_Bellota_offpeak | PG&E North | TRUE | 4065 | 3125.2 | 3582.17 | 300 | 0 | 0 | 4065 | 4959.3 | 300 | 0 | 0 | Wind | Both | -0.23904 | -0.23904 |  |  | 300 | 9.27%
Eight Mile-Tesla 230 kV line | Eight_Mile_Tesla | Nikola_group | Eight_Mile_Tesla_HSN | Eight_Mile_Tesla_SSN | Eight_Mile_Tesla_offpeak | PG&E North | TRUE | 3738 | 3558 | 3648 | 163 | 0 | 0 | 3738 | 3918 | 163 | 0 | 0 | Wind | Both | -0.12988 | -0.12988 |  |  | 163 | 9.27%
Grant - Eastshore #2 line 115 kV | Grant_Eastshore_2 | Grant_Eastshore_2_group | Grant_Eastshore_2_HSN | Grant_Eastshore_2_SSN | Grant_Eastshore_2_offpeak | PG&E North | TRUE | 961 | 961 | 961 | 290 | 84 | 125 | 961 | 961 | 290 | 0 | 0 | Wind | Both | -1 | -1 | 2031 | 125 | 290 | 9.27% | 39956.8966
Salado-Crow Creek Sw Sta 60 kV line | Salado_Crow_Creek | Tesla_Salado_group |  |  |  | 0 | FALSE | 76 | 76 | 76 | 74 | 144 | 400 | 76 | 76 | 74 | 0 | 0 | Wind | Both | -1 | -1 | 2036 | 400 | 74 | 9.27% | 501081.0811
Tesla-Salado 115 kV line | Tesla_Salado | Tesla_Salado_group | Tesla_Salado_HSN | Tesla_Salado_SSN | Tesla_Salado_offpeak | PG&E North | TRUE | 1087 | 1087 | 1087 | 70 | 0 | 0 | 1087 | 1087 | 70 | 0 | 0 | Wind | Both | -0.94595 | -0.94595 |  |  | 70 | 9.27%
Los Esteros-Silicon Valley 230 kV | Los_Esteros_Silicon_Valley | Newark_Los_Esteros_group |  |  |  | 0 | FALSE | 605 | 605 | 605 | 348 | 48 | 0 | 605 | 605 | 348 | 0 | 0 | Wind | Both | -1 | -1 | 2028 | 0 | 348 | 9.27% | 0
Los Esteros-Nortech 115 kV line | Los_Esteros_Nortech | Newark_Los_Esteros_group |  |  |  | 0 | FALSE | 639 | 639 | 639 | 160 | 0 | 0 | 639 | 639 | 160 | 0 | 0 | Wind | Both | -0.45977 | -0.45977 |  |  | 160 | 9.27%
Newark-Los Esteros 230 kV line | Newark_Los_Esteros | Newark_Los_Esteros_group | Newark_Los_Esteros_HSN | Newark_Los_Esteros_SSN | Newark_Los_Esteros_offpeak | PG&E North | TRUE | 4758 | 4219.5 | 4488.75 | 70 | 0 | 0 | 4758 | 5296.5 | 70 | 0 | 0 | Wind | Both | -0.20115 | -0.20115 |  |  | 70 | 9.27%
Morganhill-Metcalf 115kV Line | Morganhill_Metcalf | Morganhill_Metcalf_group | Morganhill_Metcalf_HSN | Morganhill_Metcalf_SSN | Morganhill_Metcalf_offpeak | PG&E North | TRUE | 314 | 0 | 0.65 | 712 | 144 | 380 | 314 | 911.9 | 712 | 0 | 0 | Wind | Both | -1 | -1 | 2036 | 380 | 712 | 9.27% | 49474.7191
Tesla-Tracy Pump 230 kV Line #1 | Tesla_Tracy_Pump_1 | Tesla_Tracy_Pump_1_group | Tesla_Tracy_Pump_1_HSN | Tesla_Tracy_Pump_1_SSN | Tesla_Tracy_Pump_1_offpeak | PG&E North | TRUE | 4177 | 3955.7 | 4053.42 | 4344 | 60 | 25 | 4177 | 4352.8 | 4344 | 0 | 0 | Wind | Both | -1 | -1 | 2029 | 25 | 4344 | 9.27% | 533.4945
Birds Landing-Contra Costa 230kV Line | Birds_Landing_Contra_Costa | Birds_Landing_Contra_Costa_group | Birds_Landing_Contra_Costa_HSN | Birds_Landing_Contra_Costa_SSN | Birds_Landing_Contra_Costa_offpeak | PG&E North | TRUE | 836 | 512.3569 | 662.3569 | 1766 | 144 | 700 | 836 | 1112.3569 | 1766 | 0 | 0 | Wind | Both | -1 | -1 | 2036 | 700 | 1766 | 9.27% | 36744.0544
Oceano-Calendar 115kV line | Oceano_Calendar | Oceano_Calendar_group | Oceano_Calendar_HSN | Oceano_Calendar_SSN | Oceano_Calendar_offpeak | PG&E South | TRUE | 937 | 821.3 | 879.15 | 1418 | 98 | 1008.032 | 174 | 289.7 | 230 | 98 | 1008.032 | Solar | Both | -1 | -0.1622 | 2033 | 1008.032 | 1418 | 9.27% | 65898.848
Midway-Q2005 230kV Line | Midway_Q2005 | Midway_Q2005_group | Midway_Q2005_HSN | Midway_Q2005_SSN | Midway_Q2005_offpeak | PG&E South | TRUE | 1099 | 0 | 271.7537 | 16891 | 144 | 940 | 278 | 837.1348 | 962 | 144 | 940 | Solar | Both | -1 | -0.056953 | 2036 | 940 | 16891 | 9.27% | 5158.842
Smyrna -Q1984 115kV line | Smyrna _Q1984 | Smyrna _Q1984_group | Smyrna _Q1984_HSN | Smyrna _Q1984_SSN | Smyrna _Q1984_offpeak | PG&E South | TRUE | 144 | 144 | 144 | 687 | 96 | 220 | 132 | 132 | 632 | 96 | 220 | Solar | Both | -1 | -0.91994 | 2032 | 220 | 687 | 9.27% | 29685.5895
Kern 230/115kV TB #4 | Kern_TB_4 | Kern_TB_4_group | Kern_TB_4_HSN | Kern_TB_4_SSN | Kern_TB_4_offpeak | PG&E South | TRUE | 1869 | 1869 | 1869 | 179 | 54 | 30 | 1869 | 1869 | 179 | 0 | 0 | Solar | Both | -1 | -1 | 2029 | 30 | 179 | 9.27% | 15536.3128
Maricopa-Copus 70 kV line | Maricopa_Copus | Midway_Taft_group |  |  |  | 0 | FALSE | 51 | 51 | 51 | 206 | 48 | 620 | 53 | 53 | 67.7 | 48 | 620 | Solar | Both | -1 | -0.32864 | 2028 | 620 | 206 | 9.27% | 279000
Midway-Taft 115 kV line | Midway_Taft | Midway_Taft_group | Midway_Taft_HSN | Midway_Taft_SSN | Midway_Taft_offpeak | PG&E South | TRUE | 263 | 263 | 263 | 9 | 0 | 0 | 263 | 263 | 9 | 0 | 0 | Solar | Both | -0.043689 | -0.043689 |  |  | 9 | 9.27%
Kern-Tevis-Stockdale-Lamont 115kV line | Kern_Tevis_Stockdale_Lamont | Kern_Tevis_Stockdale_Lamont_group | Kern_Tevis_Stockdale_Lamont_HSN | Kern_Tevis_Stockdale_Lamont_SSN | Kern_Tevis_Stockdale_Lamont_offpeak | PG&E South | TRUE | 109 | 109 | 109 | 367 | 60 | 120 | 176.8 | 176.8 | 106.58 | 60 | 120 | Solar | Both | -1 | -0.29041 | 2029 | 120 | 367 | 9.27% | 30310.6267
Midway 230/115kV TB #3 | Midway_TB_3 | Midway_TB_3_group | Midway_TB_3_HSN | Midway_TB_3_SSN | Midway_TB_3_offpeak | PG&E South | TRUE | 1370 | 1179.86 | 1297.982 | 784 | 60 | 150 | 1051 | 1090.86 | 1477 | 60 | 150 | Solar | Both | -1 | -1.8839 | 2029 | 150 | 784 | 9.27% | 17735.9694
Semitropic-Midway 115kV Line | Semitropic_Midway | Semitropic_Midway_group | Semitropic_Midway_HSN | Semitropic_Midway_SSN | Semitropic_Midway_offpeak | PG&E South | TRUE | 255 | 255 | 255 | 637 | 60 | 760 | 240.9 | 240.9 | 475 | 60 | 760 | Solar | Both | -1 | -0.74568 | 2029 | 760 | 637 | 9.27% | 110599.686
Midway-Q2011 230 kV Line | Midway_Q2011 | Midway_Q2011_group | Midway_Q2011_HSN | Midway_Q2011_SSN | Midway_Q2011_offpeak | PG&E South | TRUE | 438 | 412 | 374.4 | 234 | 60 | 100 | 438 | 375 | 234 | 60 | 100 | Solar | Both | -1 | -1 | 2029 | 100 | 234 | 9.27% | 39615.3846
Gates 500/230kV TB #11 | Gates_TB_11 | Gates_TB_13_group | Gates_TB_11_HSN | Gates_TB_11_SSN | Gates_TB_11_offpeak | PG&E South | TRUE | 3684 | 3336.83 | 3309.6848 | 10038 | 48 | 35 | 6343 | 6172.3288 | 3856 | 48 | 35 | Solar | Both | -1 | -0.38414 | 2028 | 35 | 10038 | 9.27% | 323.2218
Gates 500/230kV TB #12 | Gates_TB_12 | Gates_TB_13_group | Gates_TB_12_HSN | Gates_TB_12_SSN | Gates_TB_12_offpeak | PG&E South | TRUE | 3213 | 2835.23 | 2795.0488 | 14825 | 0 | 0 | 3148 | 2947.0288 | 6843 | 0 | 0 | Solar | Both | -1.4769 | -0.68171 |  |  | 14825 | 9.27%
Gates 230/70kV TB #5 | Gates_TB_5 | Gates_TB_5_group | Gates_TB_5_HSN | Gates_TB_5_SSN | Gates_TB_5_offpeak | PG&E South | TRUE | 272 | 272 | 272 | 47 | 96 | 110 | 356 | 340.2948 | 390 | 96 | 110 | Solar | Both | -1 | -8.2979 | 2032 | 110 | 47 | 9.27% | 216957.4468
Tranquility-Helm 230kV Line | Tranquility_Helm | Tranquility_Helm_group | Tranquility_Helm_HSN | Tranquility_Helm_SSN | Tranquility_Helm_offpeak | PG&E South | TRUE | 2229 | 1986.5 | 2006.55 | 2274 | 180 | 1500 | 1170 | 1091.9998 | 607 | 180 | 1500 | Solar | Both | -1 | -0.26693 | 2039 | 1500 | 2274 | 9.27% | 61147.7573
Dairyland-Chowchilla 115kV Line | Dairyland_Chowchilla | Dairyland_Chowchilla_group | Dairyland_Chowchilla_HSN | Dairyland_Chowchilla_SSN | Dairyland_Chowchilla_offpeak | PG&E South | TRUE | 2865 | 2713 | 2687.8 | 1211 | 120 | 250 | 128 | 102 | 122 | 120 | 250 | Solar | Both | -1 | -0.10074 | 2034 | 250 | 1211 | 9.27% | 19137.0768
Chowchilla-Le grand 115kV Line | Chowchilla_Le_Grand | Chowchilla_Le_Grand_group | Chowchilla_Le_Grand_HSN | Chowchilla_Le_Grand_SSN | Chowchilla_Le_Grand_offpeak | PG&E South | TRUE | 699 | 547 | 521.8 | 1211 | 180 | 550 | 908 | 882 | 546 | 180 | 550 | Solar | Both | -1 | -0.45087 | 2039 | 550 | 1211 | 9.27% | 42101.569
Los Banos 500/230kV TB | Los_Banos_500_230 | Manning_500_group | Los_Banos_500_230_HSN | Los_Banos_500_230_SSN | Los_Banos_500_230_offpeak | PG&E South | TRUE | 3930 | 2943.4 | 3307.164 | 4931 | 48 | 0 | 206 | 811.1998 | 402 | 0 | 0 | Solar | Both | -1 | -0.081525 | 2028 | 0 | 4931 | 9.27% | 0
Panoche-Los Banos 230kV line #2 | Panoche_Los_Banos | Manning_500_group | Panoche_Los_Banos_HSN | Panoche_Los_Banos_SSN | Panoche_Los_Banos_offpeak | PG&E South | TRUE | 206 | 48 | 25.8 | 6367 | 0 | 0 | 3478 | 3458 | 3139 | 0 | 0 | Solar | Both | -1.2912 | -0.63658 |  |  | 6367 | 9.27%
Dos Amigos-Los Banos 230kV line | Dos_Amigos_Panoche | Manning_500_group | Dos_Amigos_Panoche_HSN | Dos_Amigos_Panoche_SSN | Dos_Amigos_Panoche_offpeak | PG&E South | TRUE | 516 | 358 | 335.8 | 6367 | 0 | 0 | 516 | 496 | 6367 | 0 | 0 | Solar | Both | -1.2912 | -1.2912 |  |  | 6367 | 9.27%
Schindler 115/70kV TB #1 | Schindler_TB_1 | Manning_115_group | Schindler_TB_1_HSN | Schindler_TB_1_SSN | Schindler_TB_1_offpeak | PG&E South | TRUE | 0 | 0 | 0 | 3160 | 120 | 370 | 92 | 46 | 87 | 120 | 370 | Solar | Both | -1 | -0.027532 | 2034 | 370 | 3160 | 9.27% | 10854.1139
Panoche- Mendota 115 kV line | Panoche_Mendota | Manning_115_group | Panoche_Mendota_HSN | Panoche_Mendota_SSN | Panoche_Mendota_offpeak | PG&E South | TRUE | 1798 | 1646 | 1620.8 | 2019 | 0 | 0 | 7 | 0 | 302 | 0 | 0 | Solar | Both | -0.63892 | -0.09557 |  |  | 2019 | 9.27%
Coalinga #1-Coalinga #2 70 kV line | Coalinga_1_Coalinga_2 | Manning_115_group | Coalinga_1_Coalinga_2_HSN | Coalinga_1_Coalinga_2_SSN | Coalinga_1_Coalinga_2_offpeak | PG&E South | TRUE | 1660 | 1660 | 1660 | 878 | 0 | 0 | 175 | 175 | 5 | 0 | 0 | Solar | Both | -0.27785 | -0.0015823 |  |  | 878 | 9.27%
Penzir-Tornado 70kV Line | Penzir_Tornado |  |  |  |  | 0 | FALSE | 0 | 0 | 0 | 0 | 0 | 0 | 0 | #N/A | 0 | 0 | 0 |  | None | 0 | 0 |  |  | 0 | 9.27%
Panoche-Oro Loma 115kV Line | Panoche_Oro_Loma | Panoche_Oro_Loma_group | Panoche_Oro_Loma_HSN | Panoche_Oro_Loma_SSN | Panoche_Oro_Loma_offpeak | PG&E South | TRUE | 3661 | 3509 | 3483.8 | 588 | 60 | 0 | 3661 | 3635 | 588 | 0 | 0 | Solar | Both | -1 | -1 | 2029 | 0 | 588 | 9.27% | 0
Borden-Storey #1 230kV line | Borden_Storey | Borden_Storey_group | Borden_Storey_HSN | Borden_Storey_SSN | Borden_Storey_offpeak | PG&E South | TRUE | 300 | 57.5 | 77.55 | 1247 | 86 | 50 | 1811 | 1732.9998 | 0 | 86 | 50 | Solar | HSN/SSN | -1 | 0 | 2032 | 50 | 1247 | 9.27% | 3716.9206
Merced 115/70kV TB#2 | Merced_TB_2 | Merced_TB_2_group | Merced_TB_2_HSN | Merced_TB_2_SSN | Merced_TB_2_offpeak | PG&E South | TRUE | 247 | 247 | 247 | 358 | 144 | 125 | 100 | 100 | 291 | 144 | 125 | Solar | Both | -1 | -0.81285 | 2036 | 125 | 358 | 9.27% | 32367.3184
Helm 230/70kV TB #1 | Helm_TB_1 |  |  |  |  | 0 | FALSE | 4 | 4 | 4 | 60 | 24 | 135 | 0 | 0 | 226 | 24 | 135 | Solar | Both | -0.1 | -0.37667 |  |  | 60 | 9.27%
Oro Loma-El Nido 115kV Line | Oro Loma_El_Nido | Oro Loma_El_Nido_group | Oro Loma_El_Nido_HSN | Oro Loma_El_Nido_SSN | Oro Loma_El_Nido_offpeak | PG&E South | TRUE | 1410 | 1083 | 1145.3 | 3192 | 120 | 330 | 243 | 392 | 65 | 120 | 330 | Solar | Both | -1 | -0.020363 | 2034 | 330 | 3192 | 9.27% | 9583.6466
Q2008-Gates 500 kV line | Q2008_Gates | Diablo_Midway_4_group | Q2008_Gates_HSN | Q2008_Gates_SSN | Q2008_Gates_offpeak | PG&E South | TRUE | 5203 | 5203 | 5203 | 4125 | 98 | 830 | 5203 | 5203 | 4125 | 98 | 830 | Solar | Both | -1 | -1 | 2033 | 830 | 4125 | 9.27% | 18652.3636
Mustang-Henrietta 230 kV line | Mustang_Henrietta | Diablo_Midway_4_group | Mustang_Henrietta_HSN | Mustang_Henrietta_SSN | Mustang_Henrietta_offpeak | PG&E South | TRUE | 10302 | 9549.5572 | 9889.7897 | 2479 | 0 | 0 | 10302 | 10734.94 | 2479 | 0 | 0 | Solar | Both | -0.60097 | -0.60097 |  |  | 2479 | 9.27%
Gates-Panoche 230 kV #1 and #2 Lines | Gates_Panoche | Gates_Panoche_group | Gates_Panoche_HSN | Gates_Panoche_SSN | Gates_Panoche_offpeak | PG&E South | TRUE | 7440 | 7260.83 | 7301.4848 | 8379 | 86 | 214.062 | 7440 | 7384.034 | 8379 | 0 | 0 | Solar | Both | -1 | -1 | 2032 | 214.062 | 8379 | 9.27% | 2368.2477
Moss Landing-Las Aguilas 230 kV Line | Moss_Landing_Las_Aguillas | Moss_Landing_Las_Aguillas_group | Moss_Landing_Las_Aguillas_HSN | Moss_Landing_Las_Aguillas_SSN | Moss_Landing_Las_Aguillas_offpeak | PG&E South | TRUE | 2276 | 2047.5 | 2060.55 | 0 | 0 | 0 | 0 | 0 | 1760 | 98 | 40.2 | Solar | Off-Peak | 0 | -1 | 2033 | 40.2 | 1760 | 9.27% | 2117.3523
Jacksson-WaukenaCorcoran 115kV line | Jackson_Waukena_Corcoran | Jackson_Waukena_Corcoran_group | Jackson_Waukena_Corcoran_HSN | Jackson_Waukena_Corcoran_SSN | Jackson_Waukena_Corcoran_offpeak | PG&E South | TRUE | 85 | 85 | 85 | 0 | 0 | 0 | 28 | 28 | 66 | 120 | 150 | Solar | Off-Peak | 0 | -1 | 2034 | 150 | 66 | 9.27% | 210681.8182
Humboldt Offshore Wind Line | Humboldt_Offshore_Line | Humboldt_Offshore_Line_group | Humboldt_Offshore_Line_HSN | Humboldt_Offshore_Line_SSN | Humboldt_Offshore_Line_offpeak |  | TRUE | 0 | 0 | 0 | 2680 | 120 | 3833.3333 | 0 | 0 | 2680 | 120 | 3833.3333 | Wind | Both | -1 | -1 | 2034 | 4293.3333 | 2680 | 9.27% | 148504.4776
Morro Bay Offshore Wind 500 kV | Morro_Bay_Offshore_500 | Morro_Bay_Offshore_500_group | Morro_Bay_Offshore_500_HSN | Morro_Bay_Offshore_500_SSN | Morro_Bay_Offshore_500_offpeak |  | TRUE | 0 | 0 | 0 | 4875 | 72 | 183.3333 | 0 | 0 | 4875 | 72 | 183.3333 | Wind | Both | -1 | -1 | 2030 | 205.3333 | 4875 | 9.27% | 3904.4923
Del Norte Offshore Wind Line | Del_Norte_Offshore_Line | Del_Norte_Offshore_Line_group | Del_Norte_Offshore_Line_HSN | Del_Norte_Offshore_Line_SSN | Del_Norte_Offshore_Line_offpeak |  | TRUE | 0 | 0 | 0 | 11010 | 180 | 22020 | 0 | 0 | 11010 | 180 | 22020 | Wind | Both | -1 | -1 | 2039 | 22020 | 11010 | 9.27% | 185400
Cape Mendocino Offshore Wind Line | Cape_Mendocino_Offshore_Line | Cape_Mendocino_Offshore_Line_group | Cape_Mendocino_Offshore_Line_HSN | Cape_Mendocino_Offshore_Line_SSN | Cape_Mendocino_Offshore_Line_offpeak |  | TRUE | 0 | 0 | 0 | 10360 | 180 | 20720 | 0 | 0 | 10360 | 180 | 20720 | Wind | Both | -1 | -1 | 2039 | 20720 | 10360 | 9.27% | 185400
http://www.caiso.com/InitiativeDocuments/ISOBoardApproved-2021-2022TransmissionPlan.pdf
PDF 258/391
1492.5373

## Generic Tx Assignments
Constraint Assignments to CAISO Study Area |  | Resource Assignments to Generic Transmission Upgrade Zone (GTUZ)
Transmission Constraint | CAISO Study Area | Build Resource | Generic Build Resource | Dispatch Resource | PG&E North | PG&E South | SCE East of Pisgah | SCE Eastern | SCE Metro | SCE North of Lugo | SCE Northern | CAISO Study Area | Generic Study Area
[12 empty] | PG&E Fresno | PG&E South
Antelope-Neenach Off-Peak Constraint | SCE Northern | Tehachapi_Flow_Battery_66 | Tehachapi_Flow_Battery_66_Generic | CAISO_Flow_Battery_8hr_Dispatch | 0 | 0 | 0 | 0 | 0 | 0 | 1 | PG&E Greater Bay | PG&E North
Antelope-Neenach On-Peak Constraint | SCE Northern | Tehachapi_Li_Battery_4hr_66 | Tehachapi_Li_Battery_4hr_66_Generic | CAISO_Li_Battery_4hr_Dispatch | 0 | 0 | 0 | 0 | 0 | 0 | 1 | PG&E Kern | PG&E South
Antelope-Vincent Constraint | SCE Northern | Tehachapi_Li_Battery_8hr_66 | Tehachapi_Li_Battery_8hr_66_Generic | CAISO_Li_Battery_8hr_Dispatch | 0 | 0 | 0 | 0 | 0 | 0 | 1 | PG&E North of Greater Bay | PG&E North
Bellota-Weber 230kV line | PG&E North | Tehachapi_Solar_66 | Tehachapi_Solar_66_Generic | Tehachapi_Solar | 0 | 0 | 0 | 0 | 0 | 0 | 1 | SCE East of Pisgah (EOP) | SCE East of Pisgah
Bell-Placer 115kV Line | PG&E North | Tehachapi_Flow_Battery_78 | Tehachapi_Flow_Battery_78_Generic | CAISO_Flow_Battery_8hr_Dispatch | 0 | 0 | 1 | 0 | 0 | 0 | 1 | SCE Eastern | SCE Eastern
Birds Landing-Contra Costa 230kV Line | PG&E North | Tehachapi_Li_Battery_4hr_78 | Tehachapi_Li_Battery_4hr_78_Generic | CAISO_Li_Battery_4hr_Dispatch | 0 | 0 | 1 | 0 | 0 | 0 | 1 | SCE Metro | SCE Metro
Borden-Storey #1 230kV line | PG&E South | Tehachapi_Li_Battery_8hr_78 | Tehachapi_Li_Battery_8hr_78_Generic | CAISO_Li_Battery_8hr_Dispatch | 0 | 0 | 1 | 0 | 0 | 0 | 1 | SCE North of Lugo (NOL) | SCE North of Lugo
Calcite to Lugo Area Constraint | SCE North of Lugo | Tehachapi_Solar_78 | Tehachapi_Solar_78_Generic | Tehachapi_Solar | 0 | 0 | 1 | 0 | 0 | 0 | 1 | SCE Northern | SCE Northern
Cape Mendocino Offshore Wind Line |  | Tehachapi_Adiabatic_CAES_13 | Tehachapi_Adiabatic_CAES_13_Generic | CAISO_Adiabatic_CAES_24hr | 0 | 0 | 0 | 0 | 0 | 0 | 1 | SDG&E | SCE Eastern
Capistrano-San Onofre 230 kV constraint | SCE Eastern | Tehachapi_Flow_Battery_13 | Tehachapi_Flow_Battery_13_Generic | CAISO_Flow_Battery_8hr_Dispatch | 0 | 0 | 0 | 0 | 0 | 0 | 1
Carberry-Round Mountain 230kV Line | PG&E North | Tehachapi_Flow_Battery_32 | Tehachapi_Flow_Battery_32_Generic | CAISO_Flow_Battery_8hr_Dispatch | 0 | 0 | 0 | 0 | 0 | 0 | 1
Chicarita 138 kV constraint | SCE Eastern | Tehachapi_Flow_Battery_101 | Tehachapi_Flow_Battery_101_Generic | CAISO_Flow_Battery_8hr_Dispatch | 0 | 0 | 1 | 0 | 0 | 0 | 1
Chowchilla-Le grand 115kV Line | PG&E South | Tehachapi_Li_Battery_4hr_13 | Tehachapi_Li_Battery_4hr_13_Generic | CAISO_Li_Battery_4hr_Dispatch | 0 | 0 | 0 | 0 | 0 | 0 | 1
Coalinga #1-Coalinga #2 70 kV line | PG&E South | Tehachapi_Li_Battery_4hr_32 | Tehachapi_Li_Battery_4hr_32_Generic | CAISO_Li_Battery_4hr_Dispatch | 0 | 0 | 0 | 0 | 0 | 0 | 1
Colorado River 500/230 kV Constraint | SCE Eastern | Tehachapi_Li_Battery_4hr_101 | Tehachapi_Li_Battery_4hr_101_Generic | CAISO_Li_Battery_4hr_Dispatch | 0 | 0 | 1 | 0 | 0 | 0 | 1
Colorado River-Red Bluff Constraint | SCE Eastern | Tehachapi_Li_Battery_8hr_13 | Tehachapi_Li_Battery_8hr_13_Generic | CAISO_Li_Battery_8hr_Dispatch | 0 | 0 | 0 | 0 | 0 | 0 | 1
Contra Costa- Windmaster 230 kV line | PG&E North | Tehachapi_Li_Battery_8hr_32 | Tehachapi_Li_Battery_8hr_32_Generic | CAISO_Li_Battery_8hr_Dispatch | 0 | 0 | 0 | 0 | 0 | 0 | 1
Control to Inyokern area constraint | SCE North of Lugo | Tehachapi_Li_Battery_8hr_101 | Tehachapi_Li_Battery_8hr_101_Generic | CAISO_Li_Battery_8hr_Dispatch | 0 | 0 | 1 | 0 | 0 | 0 | 1
Cortina-Eagle Rock 115 kV line | PG&E North | Tehachapi_Pumped_Storage_32 | Tehachapi_Pumped_Storage_32_Generic | CAISO_New_Pumped_Storage_12hr | 0 | 0 | 0 | 0 | 0 | 0 | 1
Dairyland-Chowchilla 115kV Line | PG&E South | Tehachapi_Solar_13 | Tehachapi_Solar_13_Generic | Tehachapi_Solar | 0 | 0 | 0 | 0 | 0 | 0 | 1
DCRT Constraint | SCE Eastern | Tehachapi_Solar_32 | Tehachapi_Solar_32_Generic | Tehachapi_Solar | 0 | 0 | 0 | 0 | 0 | 0 | 1
Del Amo - Barre Area Constraint | SCE Metro | Tehachapi_Solar_101 | Tehachapi_Solar_101_Generic | Tehachapi_Solar | 0 | 0 | 1 | 0 | 0 | 0 | 1
Del Norte Offshore Wind Line |  | Tehachapi_Wind_13 | Tehachapi_Wind_13_Generic | Tehachapi_Wind | 0 | 0 | 0 | 0 | 0 | 0 | 1
Devers-Red Bluff Constraint | SCE Eastern | Tehachapi_Wind_32 | Tehachapi_Wind_32_Generic | Tehachapi_Wind | 0 | 0 | 0 | 0 | 0 | 0 | 1
Dos Amigos-Los Banos 230kV line | PG&E South | Northern_California_Flow_Battery_25 | Northern_California_Flow_Battery_25_Generic | CAISO_Flow_Battery_8hr_Dispatch | 1 | 0 | 0 | 0 | 0 | 0 | 0
Dumbarton-Newark 115 kV line | PG&E North | Northern_California_Flow_Battery_31 | Northern_California_Flow_Battery_31_Generic | CAISO_Flow_Battery_8hr_Dispatch | 1 | 0 | 0 | 0 | 0 | 0 | 0
East of Miguel constraint | SCE Eastern | Northern_California_Flow_Battery_80 | Northern_California_Flow_Battery_80_Generic | CAISO_Flow_Battery_8hr_Dispatch | 1 | 0 | 0 | 0 | 0 | 0 | 0
Eastshore-San Mateo 230 kV line | PG&E North | Northern_California_Flow_Battery_85 | Northern_California_Flow_Battery_85_Generic | CAISO_Flow_Battery_8hr_Dispatch | 1 | 1 | 0 | 0 | 0 | 0 | 0
Eight Mile-Tesla 230 kV line | PG&E North | Northern_California_Flow_Battery_92 | Northern_California_Flow_Battery_92_Generic | CAISO_Flow_Battery_8hr_Dispatch | 1 | 0 | 0 | 0 | 0 | 0 | 0
Encina - San Luis Rey 230 kV constraint | SCE Eastern | Southern_PGAE_Flow_Battery_111 | Southern_PGAE_Flow_Battery_111_Generic | CAISO_Flow_Battery_8hr_Dispatch | 1 | 0 | 0 | 0 | 0 | 0 | 0
Etiwanda-Rancho Vista Constraint | SCE Eastern | Northern_California_Flow_Battery_114 | Northern_California_Flow_Battery_114_Generic | CAISO_Flow_Battery_8hr_Dispatch | 1 | 1 | 0 | 0 | 0 | 0 | 0
Gates 230/70kV TB #5 | PG&E South | Northern_California_Flow_Battery_122 | Northern_California_Flow_Battery_122_Generic | CAISO_Flow_Battery_8hr_Dispatch | 1 | 0 | 0 | 0 | 0 | 0 | 0
Gates 500/230kV TB #11 | PG&E South | Northern_California_Flow_Battery_135 | Northern_California_Flow_Battery_135_Generic | CAISO_Flow_Battery_8hr_Dispatch | 1 | 0 | 0 | 0 | 0 | 0 | 0
Gates 500/230kV TB #12 | PG&E South | Northern_California_Flow_Battery_138 | Northern_California_Flow_Battery_138_Generic | CAISO_Flow_Battery_8hr_Dispatch | 1 | 1 | 0 | 0 | 0 | 0 | 0
Gates-Panoche 230 kV #1 and #2 Lines | PG&E South | Southern_PGAE_Flow_Battery_139 | Southern_PGAE_Flow_Battery_139_Generic | CAISO_Flow_Battery_8hr_Dispatch | 1 | 1 | 0 | 0 | 0 | 0 | 0
GLW 230kV area constraint | SCE East of Pisgah | Southern_PGAE_Flow_Battery_140 | Southern_PGAE_Flow_Battery_140_Generic | CAISO_Flow_Battery_8hr_Dispatch | 1 | 1 | 0 | 0 | 0 | 0 | 0
Grant - Eastshore #2 line 115 kV | PG&E North | Northern_California_Flow_Battery_141 | Northern_California_Flow_Battery_141_Generic | CAISO_Flow_Battery_8hr_Dispatch | 1 | 0 | 0 | 0 | 0 | 0 | 0
Hinson - Del Amo Constraint | SCE Metro | Northern_California_Flow_Battery_144 | Northern_California_Flow_Battery_144_Generic | CAISO_Flow_Battery_8hr_Dispatch | 1 | 0 | 0 | 0 | 0 | 0 | 0
Humboldt Offshore Wind Line |  | Southern_PGAE_Flow_Battery_151 | Southern_PGAE_Flow_Battery_151_Generic | CAISO_Flow_Battery_8hr_Dispatch | 1 | 1 | 0 | 0 | 0 | 0 | 0
Internal San Diego Area constraint | SCE Eastern | Southern_PGAE_Flow_Battery_154 | Southern_PGAE_Flow_Battery_154_Generic | CAISO_Flow_Battery_8hr_Dispatch | 1 | 1 | 0 | 0 | 0 | 0 | 0
Jacksson-WaukenaCorcoran 115kV line | PG&E South | Northern_California_Flow_Battery_157 | Northern_California_Flow_Battery_157_Generic | CAISO_Flow_Battery_8hr_Dispatch | 1 | 0 | 0 | 0 | 0 | 0 | 0
Kasson Jct-Heinz 115 kV line | PG&E North | Northern_California_Flow_Battery_159 | Northern_California_Flow_Battery_159_Generic | CAISO_Flow_Battery_8hr_Dispatch | 1 | 0 | 0 | 0 | 0 | 0 | 0
Kern 230/115kV TB #4 | PG&E South | Southern_PGAE_Flow_Battery_161 | Southern_PGAE_Flow_Battery_161_Generic | CAISO_Flow_Battery_8hr_Dispatch | 1 | 1 | 0 | 0 | 0 | 0 | 0
Kern-Tevis-Stockdale-Lamont 115kV line | PG&E South | Southern_PGAE_Flow_Battery_162 | Southern_PGAE_Flow_Battery_162_Generic | CAISO_Flow_Battery_8hr_Dispatch | 1 | 1 | 0 | 0 | 0 | 0 | 0
Kramer to Victor Area Constraint | SCE North of Lugo | Southern_PGAE_Flow_Battery_163 | Southern_PGAE_Flow_Battery_163_Generic | CAISO_Flow_Battery_8hr_Dispatch | 1 | 1 | 0 | 0 | 0 | 0 | 0
Lakeville-Ignacio 230 kV line | PG&E North | Southern_PGAE_Flow_Battery_164 | Southern_PGAE_Flow_Battery_164_Generic | CAISO_Flow_Battery_8hr_Dispatch | 1 | 1 | 0 | 0 | 0 | 0 | 0
Los Banos 500/230kV TB | PG&E South | Southern_PGAE_Flow_Battery_165 | Southern_PGAE_Flow_Battery_165_Generic | CAISO_Flow_Battery_8hr_Dispatch | 1 | 1 | 0 | 0 | 0 | 0 | 0
Lugo - Victorville area constraint | SCE East of Pisgah | Northern_California_Flow_Battery_166 | Northern_California_Flow_Battery_166_Generic | CAISO_Flow_Battery_8hr_Dispatch | 1 | 1 | 0 | 0 | 0 | 0 | 0
Lugo Transformer Area Constraint | SCE North of Lugo | Southern_PGAE_Flow_Battery_168 | Southern_PGAE_Flow_Battery_168_Generic | CAISO_Flow_Battery_8hr_Dispatch | 1 | 1 | 0 | 0 | 0 | 0 | 0
Merced 115/70kV TB#2 | PG&E South | Southern_PGAE_Flow_Battery_169 | Southern_PGAE_Flow_Battery_169_Generic | CAISO_Flow_Battery_8hr_Dispatch | 1 | 1 | 0 | 0 | 0 | 0 | 0
Midway 230/115kV TB #3 | PG&E South | Southern_PGAE_Flow_Battery_170 | Southern_PGAE_Flow_Battery_170_Generic | CAISO_Flow_Battery_8hr_Dispatch | 1 | 1 | 0 | 0 | 0 | 0 | 0
Midway-Q2005 230kV Line | PG&E South | Northern_California_Flow_Battery_172 | Northern_California_Flow_Battery_172_Generic | CAISO_Flow_Battery_8hr_Dispatch | 1 | 0 | 0 | 0 | 0 | 0 | 0
Midway-Q2011 230 kV Line | PG&E South | Southern_PGAE_Flow_Battery_174 | Southern_PGAE_Flow_Battery_174_Generic | CAISO_Flow_Battery_8hr_Dispatch | 1 | 1 | 0 | 0 | 0 | 0 | 0
Midway-Taft 115 kV line | PG&E South | Southern_PGAE_Flow_Battery_176 | Southern_PGAE_Flow_Battery_176_Generic | CAISO_Flow_Battery_8hr_Dispatch | 1 | 1 | 0 | 0 | 0 | 0 | 0
Moorpark-Pardee Constraint | SCE Northern | Northern_California_Flow_Battery_179 | Northern_California_Flow_Battery_179_Generic | CAISO_Flow_Battery_8hr_Dispatch | 1 | 0 | 0 | 0 | 0 | 0 | 0
Morganhill-Metcalf 115kV Line | PG&E North | Northern_California_Li_Battery_4hr_25 | Northern_California_Li_Battery_4hr_25_Generic | CAISO_Li_Battery_4hr_Dispatch | 1 | 0 | 0 | 0 | 0 | 0 | 0
Morro Bay Offshore Wind 500 kV |  | Northern_California_Li_Battery_4hr_31 | Northern_California_Li_Battery_4hr_31_Generic | CAISO_Li_Battery_4hr_Dispatch | 1 | 0 | 0 | 0 | 0 | 0 | 0
Moss Landing-Las Aguilas 230 kV Line | PG&E South | Northern_California_Li_Battery_4hr_80 | Northern_California_Li_Battery_4hr_80_Generic | CAISO_Li_Battery_4hr_Dispatch | 1 | 0 | 0 | 0 | 0 | 0 | 0
Mustang-Henrietta 230 kV line | PG&E South | Northern_California_Li_Battery_4hr_85 | Northern_California_Li_Battery_4hr_85_Generic | CAISO_Li_Battery_4hr_Dispatch | 1 | 1 | 0 | 0 | 0 | 0 | 0
Newark-Los Esteros 230 kV line | PG&E North | Northern_California_Li_Battery_4hr_92 | Northern_California_Li_Battery_4hr_92_Generic | CAISO_Li_Battery_4hr_Dispatch | 1 | 0 | 0 | 0 | 0 | 0 | 0
Newark-Newark Distribution 115 kV line | PG&E North | Southern_PGAE_Li_Battery_4hr_111 | Southern_PGAE_Li_Battery_4hr_111_Generic | CAISO_Li_Battery_4hr_Dispatch | 1 | 0 | 0 | 0 | 0 | 0 | 0
North of Magunden Constraint | SCE Northern | Northern_California_Li_Battery_4hr_114 | Northern_California_Li_Battery_4hr_114_Generic | CAISO_Li_Battery_4hr_Dispatch | 1 | 1 | 0 | 0 | 0 | 0 | 0
Oceano-Calendar 115kV line | PG&E South | Northern_California_Li_Battery_4hr_122 | Northern_California_Li_Battery_4hr_122_Generic | CAISO_Li_Battery_4hr_Dispatch | 1 | 0 | 0 | 0 | 0 | 0 | 0
Oro Loma-El Nido 115kV Line | PG&E South | Northern_California_Li_Battery_4hr_135 | Northern_California_Li_Battery_4hr_135_Generic | CAISO_Li_Battery_4hr_Dispatch | 1 | 0 | 0 | 0 | 0 | 0 | 0
Panoche- Mendota 115 kV line | PG&E South | Northern_California_Li_Battery_4hr_138 | Northern_California_Li_Battery_4hr_138_Generic | CAISO_Li_Battery_4hr_Dispatch | 1 | 1 | 0 | 0 | 0 | 0 | 0
Panoche-Los Banos 230kV line #2 | PG&E South | Southern_PGAE_Li_Battery_4hr_139 | Southern_PGAE_Li_Battery_4hr_139_Generic | CAISO_Li_Battery_4hr_Dispatch | 1 | 1 | 0 | 0 | 0 | 0 | 0
Panoche-Oro Loma 115kV Line | PG&E South | Southern_PGAE_Li_Battery_4hr_140 | Southern_PGAE_Li_Battery_4hr_140_Generic | CAISO_Li_Battery_4hr_Dispatch | 1 | 1 | 0 | 0 | 0 | 0 | 0
Pardee-Sylmar Constraint | SCE Northern | Northern_California_Li_Battery_4hr_141 | Northern_California_Li_Battery_4hr_141_Generic | CAISO_Li_Battery_4hr_Dispatch | 1 | 0 | 0 | 0 | 0 | 0 | 0
Q2008-Gates 500 kV line | PG&E South | Northern_California_Li_Battery_4hr_144 | Northern_California_Li_Battery_4hr_144_Generic | CAISO_Li_Battery_4hr_Dispatch | 1 | 0 | 0 | 0 | 0 | 0 | 0
Red Bluff 500/230 kV Constraint | SCE Eastern | Southern_PGAE_Li_Battery_4hr_151 | Southern_PGAE_Li_Battery_4hr_151_Generic | CAISO_Li_Battery_4hr_Dispatch | 1 | 1 | 0 | 0 | 0 | 0 | 0
Rio Oso-Brighton 230kV line | PG&E North | Southern_PGAE_Li_Battery_4hr_154 | Southern_PGAE_Li_Battery_4hr_154_Generic | CAISO_Li_Battery_4hr_Dispatch | 1 | 1 | 0 | 0 | 0 | 0 | 0
Rio Oso-Lockeford 230kV line | PG&E North | Northern_California_Li_Battery_4hr_157 | Northern_California_Li_Battery_4hr_157_Generic | CAISO_Li_Battery_4hr_Dispatch | 1 | 0 | 0 | 0 | 0 | 0 | 0
Rocklin-Pleaseant grove 115kV line | PG&E North | Northern_California_Li_Battery_4hr_159 | Northern_California_Li_Battery_4hr_159_Generic | CAISO_Li_Battery_4hr_Dispatch | 1 | 0 | 0 | 0 | 0 | 0 | 0
San Luis Rey-San Onofre 230 kV line constraint | SCE Eastern | Southern_PGAE_Li_Battery_4hr_161 | Southern_PGAE_Li_Battery_4hr_161_Generic | CAISO_Li_Battery_4hr_Dispatch | 1 | 1 | 0 | 0 | 0 | 0 | 0
Santa Rosa-Corona 115 kV line | PG&E North | Southern_PGAE_Li_Battery_4hr_162 | Southern_PGAE_Li_Battery_4hr_162_Generic | CAISO_Li_Battery_4hr_Dispatch | 1 | 1 | 0 | 0 | 0 | 0 | 0
SCE Metro Area Default Constraint | SCE Metro | Southern_PGAE_Li_Battery_4hr_163 | Southern_PGAE_Li_Battery_4hr_163_Generic | CAISO_Li_Battery_4hr_Dispatch | 1 | 1 | 0 | 0 | 0 | 0 | 0
Schindler 115/70kV TB #1 | PG&E South | Southern_PGAE_Li_Battery_4hr_164 | Southern_PGAE_Li_Battery_4hr_164_Generic | CAISO_Li_Battery_4hr_Dispatch | 1 | 1 | 0 | 0 | 0 | 0 | 0
Semitropic-Midway 115kV Line | PG&E South | Southern_PGAE_Li_Battery_4hr_165 | Southern_PGAE_Li_Battery_4hr_165_Generic | CAISO_Li_Battery_4hr_Dispatch | 1 | 1 | 0 | 0 | 0 | 0 | 0
Serrano-Alberhill-Valley Constraint | SCE Eastern | Northern_California_Li_Battery_4hr_166 | Northern_California_Li_Battery_4hr_166_Generic | CAISO_Li_Battery_4hr_Dispatch | 1 | 1 | 0 | 0 | 0 | 0 | 0
Silvergate - Bay Blvd 230 kV constraint | SCE Eastern | Southern_PGAE_Li_Battery_4hr_168 | Southern_PGAE_Li_Battery_4hr_168_Generic | CAISO_Li_Battery_4hr_Dispatch | 1 | 1 | 0 | 0 | 0 | 0 | 0
Silvergate-Old Town 230 kV constraint | SCE Eastern | Southern_PGAE_Li_Battery_4hr_169 | Southern_PGAE_Li_Battery_4hr_169_Generic | CAISO_Li_Battery_4hr_Dispatch | 1 | 1 | 0 | 0 | 0 | 0 | 0
Smyrna -Q1984 115kV line | PG&E South | Southern_PGAE_Li_Battery_4hr_170 | Southern_PGAE_Li_Battery_4hr_170_Generic | CAISO_Li_Battery_4hr_Dispatch | 1 | 1 | 0 | 0 | 0 | 0 | 0
Sobrante-Moraga 230 kV line | PG&E North | Northern_California_Li_Battery_4hr_172 | Northern_California_Li_Battery_4hr_172_Generic | CAISO_Li_Battery_4hr_Dispatch | 1 | 0 | 0 | 0 | 0 | 0 | 0
South of Magunden Off-Peak Constraint | SCE Northern | Southern_PGAE_Li_Battery_4hr_174 | Southern_PGAE_Li_Battery_4hr_174_Generic | CAISO_Li_Battery_4hr_Dispatch | 1 | 1 | 0 | 0 | 0 | 0 | 0
South of Magunden On-Peak Constraint | SCE Northern | Southern_PGAE_Li_Battery_4hr_176 | Southern_PGAE_Li_Battery_4hr_176_Generic | CAISO_Li_Battery_4hr_Dispatch | 1 | 1 | 0 | 0 | 0 | 0 | 0
Talega 230 kV constraint | SCE Eastern | Northern_California_Li_Battery_4hr_179 | Northern_California_Li_Battery_4hr_179_Generic | CAISO_Li_Battery_4hr_Dispatch | 1 | 0 | 0 | 0 | 0 | 0 | 0
Tesla-Bellota 230 kV line | PG&E North | Northern_California_Li_Battery_8hr_25 | Northern_California_Li_Battery_8hr_25_Generic | CAISO_Li_Battery_8hr_Dispatch | 1 | 0 | 0 | 0 | 0 | 0 | 0
Tesla-Salado 115 kV line | PG&E North | Northern_California_Li_Battery_8hr_31 | Northern_California_Li_Battery_8hr_31_Generic | CAISO_Li_Battery_8hr_Dispatch | 1 | 0 | 0 | 0 | 0 | 0 | 0
Tesla-Tracy Pump 230 kV Line #1 | PG&E North | Northern_California_Li_Battery_8hr_80 | Northern_California_Li_Battery_8hr_80_Generic | CAISO_Li_Battery_8hr_Dispatch | 1 | 0 | 0 | 0 | 0 | 0 | 0
Tesla-Tracy-Pump 230 kV line #2 | PG&E North | Northern_California_Li_Battery_8hr_85 | Northern_California_Li_Battery_8hr_85_Generic | CAISO_Li_Battery_8hr_Dispatch | 1 | 1 | 0 | 0 | 0 | 0 | 0
Trabuco-Capistrano 138 kV constraint | SCE Eastern | Northern_California_Li_Battery_8hr_92 | Northern_California_Li_Battery_8hr_92_Generic | CAISO_Li_Battery_8hr_Dispatch | 1 | 0 | 0 | 0 | 0 | 0 | 0
Tranquility-Helm 230kV Line | PG&E South | Southern_PGAE_Li_Battery_8hr_111 | Southern_PGAE_Li_Battery_8hr_111_Generic | CAISO_Li_Battery_8hr_Dispatch | 1 | 0 | 0 | 0 | 0 | 0 | 0
Vaca Dixon-Tesla 500kV Line | PG&E North | Northern_California_Li_Battery_8hr_114 | Northern_California_Li_Battery_8hr_114_Generic | CAISO_Li_Battery_8hr_Dispatch | 1 | 1 | 0 | 0 | 0 | 0 | 0
VEA 138kV area constraint | SCE East of Pisgah | Northern_California_Li_Battery_8hr_122 | Northern_California_Li_Battery_8hr_122_Generic | CAISO_Li_Battery_8hr_Dispatch | 1 | 0 | 0 | 0 | 0 | 0 | 0
Victor to Lugo Area Constraint | SCE North of Lugo | Northern_California_Li_Battery_8hr_135 | Northern_California_Li_Battery_8hr_135_Generic | CAISO_Li_Battery_8hr_Dispatch | 1 | 0 | 0 | 0 | 0 | 0 | 0
Vincent-Lugo Constraint | SCE Northern | Northern_California_Li_Battery_8hr_138 | Northern_California_Li_Battery_8hr_138_Generic | CAISO_Li_Battery_8hr_Dispatch | 1 | 1 | 0 | 0 | 0 | 0 | 0
Windhub Constraint | SCE Northern | Southern_PGAE_Li_Battery_8hr_139 | Southern_PGAE_Li_Battery_8hr_139_Generic | CAISO_Li_Battery_8hr_Dispatch | 1 | 1 | 0 | 0 | 0 | 0 | 0
Windmaster-Delta pumps 230 kV line | PG&E North | Southern_PGAE_Li_Battery_8hr_140 | Southern_PGAE_Li_Battery_8hr_140_Generic | CAISO_Li_Battery_8hr_Dispatch | 1 | 1 | 0 | 0 | 0 | 0 | 0
Woodland- Davis 115kV line | PG&E North | Northern_California_Li_Battery_8hr_141 | Northern_California_Li_Battery_8hr_141_Generic | CAISO_Li_Battery_8hr_Dispatch | 1 | 0 | 0 | 0 | 0 | 0 | 0
|  | Northern_California_Li_Battery_8hr_144 | Northern_California_Li_Battery_8hr_144_Generic | CAISO_Li_Battery_8hr_Dispatch | 1 | 0 | 0 | 0 | 0 | 0 | 0
|  | Southern_PGAE_Li_Battery_8hr_151 | Southern_PGAE_Li_Battery_8hr_151_Generic | CAISO_Li_Battery_8hr_Dispatch | 1 | 1 | 0 | 0 | 0 | 0 | 0
|  | Southern_PGAE_Li_Battery_8hr_154 | Southern_PGAE_Li_Battery_8hr_154_Generic | CAISO_Li_Battery_8hr_Dispatch | 1 | 1 | 0 | 0 | 0 | 0 | 0
|  | Northern_California_Li_Battery_8hr_157 | Northern_California_Li_Battery_8hr_157_Generic | CAISO_Li_Battery_8hr_Dispatch | 1 | 0 | 0 | 0 | 0 | 0 | 0
|  | Northern_California_Li_Battery_8hr_159 | Northern_California_Li_Battery_8hr_159_Generic | CAISO_Li_Battery_8hr_Dispatch | 1 | 0 | 0 | 0 | 0 | 0 | 0
|  | Southern_PGAE_Li_Battery_8hr_161 | Southern_PGAE_Li_Battery_8hr_161_Generic | CAISO_Li_Battery_8hr_Dispatch | 1 | 1 | 0 | 0 | 0 | 0 | 0
|  | Southern_PGAE_Li_Battery_8hr_162 | Southern_PGAE_Li_Battery_8hr_162_Generic | CAISO_Li_Battery_8hr_Dispatch | 1 | 1 | 0 | 0 | 0 | 0 | 0
|  | Southern_PGAE_Li_Battery_8hr_163 | Southern_PGAE_Li_Battery_8hr_163_Generic | CAISO_Li_Battery_8hr_Dispatch | 1 | 1 | 0 | 0 | 0 | 0 | 0
|  | Southern_PGAE_Li_Battery_8hr_164 | Southern_PGAE_Li_Battery_8hr_164_Generic | CAISO_Li_Battery_8hr_Dispatch | 1 | 1 | 0 | 0 | 0 | 0 | 0
|  | Southern_PGAE_Li_Battery_8hr_165 | Southern_PGAE_Li_Battery_8hr_165_Generic | CAISO_Li_Battery_8hr_Dispatch | 1 | 1 | 0 | 0 | 0 | 0 | 0
|  | Northern_California_Li_Battery_8hr_166 | Northern_California_Li_Battery_8hr_166_Generic | CAISO_Li_Battery_8hr_Dispatch | 1 | 1 | 0 | 0 | 0 | 0 | 0
|  | Southern_PGAE_Li_Battery_8hr_168 | Southern_PGAE_Li_Battery_8hr_168_Generic | CAISO_Li_Battery_8hr_Dispatch | 1 | 1 | 0 | 0 | 0 | 0 | 0
|  | Southern_PGAE_Li_Battery_8hr_169 | Southern_PGAE_Li_Battery_8hr_169_Generic | CAISO_Li_Battery_8hr_Dispatch | 1 | 1 | 0 | 0 | 0 | 0 | 0
|  | Southern_PGAE_Li_Battery_8hr_170 | Southern_PGAE_Li_Battery_8hr_170_Generic | CAISO_Li_Battery_8hr_Dispatch | 1 | 1 | 0 | 0 | 0 | 0 | 0
|  | Northern_California_Li_Battery_8hr_172 | Northern_California_Li_Battery_8hr_172_Generic | CAISO_Li_Battery_8hr_Dispatch | 1 | 0 | 0 | 0 | 0 | 0 | 0
|  | Southern_PGAE_Li_Battery_8hr_174 | Southern_PGAE_Li_Battery_8hr_174_Generic | CAISO_Li_Battery_8hr_Dispatch | 1 | 1 | 0 | 0 | 0 | 0 | 0
|  | Southern_PGAE_Li_Battery_8hr_176 | Southern_PGAE_Li_Battery_8hr_176_Generic | CAISO_Li_Battery_8hr_Dispatch | 1 | 1 | 0 | 0 | 0 | 0 | 0
|  | Northern_California_Li_Battery_8hr_179 | Northern_California_Li_Battery_8hr_179_Generic | CAISO_Li_Battery_8hr_Dispatch | 1 | 0 | 0 | 0 | 0 | 0 | 0
|  | Central_Valley_North_Los_Banos_Wind_154 | Central_Valley_North_Los_Banos_Wind_154_Generic | Central_Valley_North_Los_Banos_Wind | 1 | 1 | 0 | 0 | 0 | 0 | 0
|  | Central_Valley_North_Los_Banos_Wind_162 | Central_Valley_North_Los_Banos_Wind_162_Generic | Central_Valley_North_Los_Banos_Wind | 1 | 1 | 0 | 0 | 0 | 0 | 0
|  | Northern_California_Solar_25 | Northern_California_Solar_25_Generic | Northern_California_Solar | 1 | 0 | 0 | 0 | 0 | 0 | 0
|  | Northern_California_Solar_31 | Northern_California_Solar_31_Generic | Northern_California_Solar | 1 | 0 | 0 | 0 | 0 | 0 | 0
|  | Northern_California_Solar_80 | Northern_California_Solar_80_Generic | Northern_California_Solar | 1 | 0 | 0 | 0 | 0 | 0 | 0
|  | Northern_California_Solar_85 | Northern_California_Solar_85_Generic | Northern_California_Solar | 1 | 1 | 0 | 0 | 0 | 0 | 0
|  | Northern_California_Solar_92 | Northern_California_Solar_92_Generic | Northern_California_Solar | 1 | 0 | 0 | 0 | 0 | 0 | 0
|  | Northern_California_Solar_114 | Northern_California_Solar_114_Generic | Northern_California_Solar | 1 | 1 | 0 | 0 | 0 | 0 | 0
|  | Northern_California_Solar_122 | Northern_California_Solar_122_Generic | Northern_California_Solar | 1 | 0 | 0 | 0 | 0 | 0 | 0
|  | Northern_California_Solar_135 | Northern_California_Solar_135_Generic | Northern_California_Solar | 1 | 0 | 0 | 0 | 0 | 0 | 0
|  | Northern_California_Solar_138 | Northern_California_Solar_138_Generic | Northern_California_Solar | 1 | 1 | 0 | 0 | 0 | 0 | 0
|  | Northern_California_Solar_141 | Northern_California_Solar_141_Generic | Northern_California_Solar | 1 | 0 | 0 | 0 | 0 | 0 | 0
|  | Northern_California_Solar_144 | Northern_California_Solar_144_Generic | Northern_California_Solar | 1 | 0 | 0 | 0 | 0 | 0 | 0
|  | Northern_California_Solar_157 | Northern_California_Solar_157_Generic | Northern_California_Solar | 1 | 0 | 0 | 0 | 0 | 0 | 0
|  | Northern_California_Solar_159 | Northern_California_Solar_159_Generic | Northern_California_Solar | 1 | 0 | 0 | 0 | 0 | 0 | 0
|  | Northern_California_Solar_166 | Northern_California_Solar_166_Generic | Northern_California_Solar | 1 | 1 | 0 | 0 | 0 | 0 | 0
|  | Northern_California_Solar_172 | Northern_California_Solar_172_Generic | Northern_California_Solar | 1 | 0 | 0 | 0 | 0 | 0 | 0
|  | Northern_California_Solar_179 | Northern_California_Solar_179_Generic | Northern_California_Solar | 1 | 0 | 0 | 0 | 0 | 0 | 0
|  | Northern_California_Wind_159 | Northern_California_Wind_159_Generic | Northern_California_Wind | 1 | 0 | 0 | 0 | 0 | 0 | 0
|  | Solano_Wind_85 | Solano_Wind_85_Generic | Solano_Wind | 1 | 1 | 0 | 0 | 0 | 0 | 0
|  | Solano_Wind_122 | Solano_Wind_122_Generic | Solano_Wind | 1 | 0 | 0 | 0 | 0 | 0 | 0
|  | Southern_PGAE_Solar_111 | Southern_PGAE_Solar_111_Generic | Southern_PGAE_Solar | 1 | 0 | 0 | 0 | 0 | 0 | 0
|  | Southern_PGAE_Solar_139 | Southern_PGAE_Solar_139_Generic | Southern_PGAE_Solar | 1 | 1 | 0 | 0 | 0 | 0 | 0
|  | Southern_PGAE_Solar_140 | Southern_PGAE_Solar_140_Generic | Southern_PGAE_Solar | 1 | 1 | 0 | 0 | 0 | 0 | 0
|  | Southern_PGAE_Solar_151 | Southern_PGAE_Solar_151_Generic | Southern_PGAE_Solar | 1 | 1 | 0 | 0 | 0 | 0 | 0
|  | Southern_PGAE_Solar_154 | Southern_PGAE_Solar_154_Generic | Southern_PGAE_Solar | 1 | 1 | 0 | 0 | 0 | 0 | 0
|  | Southern_PGAE_Solar_161 | Southern_PGAE_Solar_161_Generic | Southern_PGAE_Solar | 1 | 1 | 0 | 0 | 0 | 0 | 0
|  | Southern_PGAE_Solar_162 | Southern_PGAE_Solar_162_Generic | Southern_PGAE_Solar | 1 | 1 | 0 | 0 | 0 | 0 | 0
|  | Southern_PGAE_Solar_163 | Southern_PGAE_Solar_163_Generic | Southern_PGAE_Solar | 1 | 1 | 0 | 0 | 0 | 0 | 0
|  | Southern_PGAE_Solar_164 | Southern_PGAE_Solar_164_Generic | Southern_PGAE_Solar | 1 | 1 | 0 | 0 | 0 | 0 | 0
|  | Southern_PGAE_Solar_165 | Southern_PGAE_Solar_165_Generic | Southern_PGAE_Solar | 1 | 1 | 0 | 0 | 0 | 0 | 0
|  | Southern_PGAE_Solar_168 | Southern_PGAE_Solar_168_Generic | Southern_PGAE_Solar | 1 | 1 | 0 | 0 | 0 | 0 | 0
|  | Southern_PGAE_Solar_169 | Southern_PGAE_Solar_169_Generic | Southern_PGAE_Solar | 1 | 1 | 0 | 0 | 0 | 0 | 0
|  | Southern_PGAE_Solar_170 | Southern_PGAE_Solar_170_Generic | Southern_PGAE_Solar | 1 | 1 | 0 | 0 | 0 | 0 | 0
|  | Southern_PGAE_Solar_174 | Southern_PGAE_Solar_174_Generic | Southern_PGAE_Solar | 1 | 1 | 0 | 0 | 0 | 0 | 0
|  | Southern_PGAE_Solar_176 | Southern_PGAE_Solar_176_Generic | Southern_PGAE_Solar | 1 | 1 | 0 | 0 | 0 | 0 | 0
|  | Northern_California_Flow_Battery_100 | Northern_California_Flow_Battery_100_Generic | CAISO_Flow_Battery_8hr_Dispatch | 1 | 0 | 0 | 0 | 0 | 0 | 0
|  | Tehachapi_Flow_Battery_125 | Tehachapi_Flow_Battery_125_Generic | CAISO_Flow_Battery_8hr_Dispatch | 1 | 1 | 0 | 0 | 0 | 0 | 0
|  | Northern_California_Flow_Battery_178 | Northern_California_Flow_Battery_178_Generic | CAISO_Flow_Battery_8hr_Dispatch | 1 | 0 | 0 | 0 | 0 | 0 | 0
|  | Northern_California_Li_Battery_4hr_100 | Northern_California_Li_Battery_4hr_100_Generic | CAISO_Li_Battery_4hr_Dispatch | 1 | 0 | 0 | 0 | 0 | 0 | 0
|  | Tehachapi_Li_Battery_4hr_125 | Tehachapi_Li_Battery_4hr_125_Generic | CAISO_Li_Battery_4hr_Dispatch | 1 | 1 | 0 | 0 | 0 | 0 | 0
|  | Northern_California_Li_Battery_4hr_178 | Northern_California_Li_Battery_4hr_178_Generic | CAISO_Li_Battery_4hr_Dispatch | 1 | 0 | 0 | 0 | 0 | 0 | 0
|  | Northern_California_Li_Battery_8hr_100 | Northern_California_Li_Battery_8hr_100_Generic | CAISO_Li_Battery_8hr_Dispatch | 1 | 0 | 0 | 0 | 0 | 0 | 0
|  | Tehachapi_Li_Battery_8hr_125 | Tehachapi_Li_Battery_8hr_125_Generic | CAISO_Li_Battery_8hr_Dispatch | 1 | 1 | 0 | 0 | 0 | 0 | 0
|  | Northern_California_Li_Battery_8hr_178 | Northern_California_Li_Battery_8hr_178_Generic | CAISO_Li_Battery_8hr_Dispatch | 1 | 0 | 0 | 0 | 0 | 0 | 0
|  | Central_Valley_North_Los_Banos_Wind_125 | Central_Valley_North_Los_Banos_Wind_125_Generic | Central_Valley_North_Los_Banos_Wind | 1 | 1 | 0 | 0 | 0 | 0 | 0
|  | Northern_California_Geothermal_100 | Northern_California_Geothermal_100_Generic | Northern_California_Geothermal | 1 | 0 | 0 | 0 | 0 | 0 | 0
|  | Northern_California_Solar_100 | Northern_California_Solar_100_Generic | Northern_California_Solar | 1 | 0 | 0 | 0 | 0 | 0 | 0
|  | Northern_California_Solar_178 | Northern_California_Solar_178_Generic | Northern_California_Solar | 1 | 0 | 0 | 0 | 0 | 0 | 0
|  | Tehachapi_Solar_125 | Tehachapi_Solar_125_Generic | Tehachapi_Solar | 1 | 1 | 0 | 0 | 0 | 0 | 0
|  | Northern_California_Flow_Battery_26 | Northern_California_Flow_Battery_26_Generic | CAISO_Flow_Battery_8hr_Dispatch | 1 | 0 | 0 | 0 | 0 | 0 | 0
|  | Northern_California_Flow_Battery_51 | Northern_California_Flow_Battery_51_Generic | CAISO_Flow_Battery_8hr_Dispatch | 1 | 0 | 0 | 0 | 0 | 0 | 0
|  | Northern_California_Flow_Battery_83 | Northern_California_Flow_Battery_83_Generic | CAISO_Flow_Battery_8hr_Dispatch | 1 | 0 | 0 | 0 | 0 | 0 | 0
|  | Northern_California_Flow_Battery_94 | Northern_California_Flow_Battery_94_Generic | CAISO_Flow_Battery_8hr_Dispatch | 1 | 0 | 0 | 0 | 0 | 0 | 0
|  | Northern_California_Flow_Battery_126 | Northern_California_Flow_Battery_126_Generic | CAISO_Flow_Battery_8hr_Dispatch | 1 | 0 | 0 | 0 | 0 | 0 | 0
|  | Northern_California_Flow_Battery_127 | Northern_California_Flow_Battery_127_Generic | CAISO_Flow_Battery_8hr_Dispatch | 1 | 0 | 0 | 0 | 0 | 0 | 0
|  | Northern_California_Flow_Battery_150 | Northern_California_Flow_Battery_150_Generic | CAISO_Flow_Battery_8hr_Dispatch | 1 | 0 | 0 | 0 | 0 | 0 | 0
|  | Northern_California_Flow_Battery_155 | Northern_California_Flow_Battery_155_Generic | CAISO_Flow_Battery_8hr_Dispatch | 1 | 0 | 0 | 0 | 0 | 0 | 0
|  | Northern_California_Flow_Battery_158 | Northern_California_Flow_Battery_158_Generic | CAISO_Flow_Battery_8hr_Dispatch | 1 | 0 | 0 | 0 | 0 | 0 | 0
|  | Northern_California_Li_Battery_4hr_26 | Northern_California_Li_Battery_4hr_26_Generic | CAISO_Li_Battery_4hr_Dispatch | 1 | 0 | 0 | 0 | 0 | 0 | 0
|  | Northern_California_Li_Battery_4hr_51 | Northern_California_Li_Battery_4hr_51_Generic | CAISO_Li_Battery_4hr_Dispatch | 1 | 0 | 0 | 0 | 0 | 0 | 0
|  | Northern_California_Li_Battery_4hr_83 | Northern_California_Li_Battery_4hr_83_Generic | CAISO_Li_Battery_4hr_Dispatch | 1 | 0 | 0 | 0 | 0 | 0 | 0
|  | Northern_California_Li_Battery_4hr_94 | Northern_California_Li_Battery_4hr_94_Generic | CAISO_Li_Battery_4hr_Dispatch | 1 | 0 | 0 | 0 | 0 | 0 | 0
|  | Northern_California_Li_Battery_4hr_126 | Northern_California_Li_Battery_4hr_126_Generic | CAISO_Li_Battery_4hr_Dispatch | 1 | 0 | 0 | 0 | 0 | 0 | 0
|  | Northern_California_Li_Battery_4hr_127 | Northern_California_Li_Battery_4hr_127_Generic | CAISO_Li_Battery_4hr_Dispatch | 1 | 0 | 0 | 0 | 0 | 0 | 0
|  | Northern_California_Li_Battery_4hr_150 | Northern_California_Li_Battery_4hr_150_Generic | CAISO_Li_Battery_4hr_Dispatch | 1 | 0 | 0 | 0 | 0 | 0 | 0
|  | Northern_California_Li_Battery_4hr_155 | Northern_California_Li_Battery_4hr_155_Generic | CAISO_Li_Battery_4hr_Dispatch | 1 | 0 | 0 | 0 | 0 | 0 | 0
|  | Northern_California_Li_Battery_4hr_158 | Northern_California_Li_Battery_4hr_158_Generic | CAISO_Li_Battery_4hr_Dispatch | 1 | 0 | 0 | 0 | 0 | 0 | 0
|  | Northern_California_Li_Battery_8hr_26 | Northern_California_Li_Battery_8hr_26_Generic | CAISO_Li_Battery_8hr_Dispatch | 1 | 0 | 0 | 0 | 0 | 0 | 0
|  | Northern_California_Li_Battery_8hr_51 | Northern_California_Li_Battery_8hr_51_Generic | CAISO_Li_Battery_8hr_Dispatch | 1 | 0 | 0 | 0 | 0 | 0 | 0
|  | Northern_California_Li_Battery_8hr_83 | Northern_California_Li_Battery_8hr_83_Generic | CAISO_Li_Battery_8hr_Dispatch | 1 | 0 | 0 | 0 | 0 | 0 | 0
|  | Northern_California_Li_Battery_8hr_94 | Northern_California_Li_Battery_8hr_94_Generic | CAISO_Li_Battery_8hr_Dispatch | 1 | 0 | 0 | 0 | 0 | 0 | 0
|  | Northern_California_Li_Battery_8hr_126 | Northern_California_Li_Battery_8hr_126_Generic | CAISO_Li_Battery_8hr_Dispatch | 1 | 0 | 0 | 0 | 0 | 0 | 0
|  | Northern_California_Li_Battery_8hr_127 | Northern_California_Li_Battery_8hr_127_Generic | CAISO_Li_Battery_8hr_Dispatch | 1 | 0 | 0 | 0 | 0 | 0 | 0
|  | Northern_California_Li_Battery_8hr_150 | Northern_California_Li_Battery_8hr_150_Generic | CAISO_Li_Battery_8hr_Dispatch | 1 | 0 | 0 | 0 | 0 | 0 | 0
|  | Northern_California_Li_Battery_8hr_155 | Northern_California_Li_Battery_8hr_155_Generic | CAISO_Li_Battery_8hr_Dispatch | 1 | 0 | 0 | 0 | 0 | 0 | 0
|  | Northern_California_Li_Battery_8hr_158 | Northern_California_Li_Battery_8hr_158_Generic | CAISO_Li_Battery_8hr_Dispatch | 1 | 0 | 0 | 0 | 0 | 0 | 0
|  | Northern_California_Solar_26 | Northern_California_Solar_26_Generic | Northern_California_Solar | 1 | 0 | 0 | 0 | 0 | 0 | 0
|  | Northern_California_Solar_51 | Northern_California_Solar_51_Generic | Northern_California_Solar | 1 | 0 | 0 | 0 | 0 | 0 | 0
|  | Northern_California_Solar_83 | Northern_California_Solar_83_Generic | Northern_California_Solar | 1 | 0 | 0 | 0 | 0 | 0 | 0
|  | Northern_California_Solar_94 | Northern_California_Solar_94_Generic | Northern_California_Solar | 1 | 0 | 0 | 0 | 0 | 0 | 0
|  | Northern_California_Solar_126 | Northern_California_Solar_126_Generic | Northern_California_Solar | 1 | 0 | 0 | 0 | 0 | 0 | 0
|  | Northern_California_Solar_127 | Northern_California_Solar_127_Generic | Northern_California_Solar | 1 | 0 | 0 | 0 | 0 | 0 | 0
|  | Northern_California_Solar_150 | Northern_California_Solar_150_Generic | Northern_California_Solar | 1 | 0 | 0 | 0 | 0 | 0 | 0
|  | Northern_California_Solar_155 | Northern_California_Solar_155_Generic | Northern_California_Solar | 1 | 0 | 0 | 0 | 0 | 0 | 0
|  | Northern_California_Solar_158 | Northern_California_Solar_158_Generic | Northern_California_Solar | 1 | 0 | 0 | 0 | 0 | 0 | 0
|  | Northern_California_Wind_26 | Northern_California_Wind_26_Generic | Northern_California_Wind | 1 | 0 | 0 | 0 | 0 | 0 | 0
|  | Northern_California_Wind_83 | Northern_California_Wind_83_Generic | Northern_California_Wind | 1 | 0 | 0 | 0 | 0 | 0 | 0
|  | Solano_Wind_94 | Solano_Wind_94_Generic | Solano_Wind | 1 | 0 | 0 | 0 | 0 | 0 | 0
|  | Solano_Wind_126 | Solano_Wind_126_Generic | Solano_Wind | 1 | 0 | 0 | 0 | 0 | 0 | 0
|  | Southern_PGAE_Flow_Battery_93 | Southern_PGAE_Flow_Battery_93_Generic | CAISO_Flow_Battery_8hr_Dispatch | 0 | 1 | 0 | 0 | 0 | 0 | 0
|  | Southern_PGAE_Flow_Battery_117 | Southern_PGAE_Flow_Battery_117_Generic | CAISO_Flow_Battery_8hr_Dispatch | 0 | 1 | 0 | 0 | 0 | 0 | 0
|  | Southern_PGAE_Li_Battery_4hr_93 | Southern_PGAE_Li_Battery_4hr_93_Generic | CAISO_Li_Battery_4hr_Dispatch | 0 | 1 | 0 | 0 | 0 | 0 | 0
|  | Southern_PGAE_Li_Battery_4hr_117 | Southern_PGAE_Li_Battery_4hr_117_Generic | CAISO_Li_Battery_4hr_Dispatch | 0 | 1 | 0 | 0 | 0 | 0 | 0
|  | Southern_PGAE_Li_Battery_8hr_93 | Southern_PGAE_Li_Battery_8hr_93_Generic | CAISO_Li_Battery_8hr_Dispatch | 0 | 1 | 0 | 0 | 0 | 0 | 0
|  | Southern_PGAE_Li_Battery_8hr_117 | Southern_PGAE_Li_Battery_8hr_117_Generic | CAISO_Li_Battery_8hr_Dispatch | 0 | 1 | 0 | 0 | 0 | 0 | 0
|  | Southern_PGAE_Solar_93 | Southern_PGAE_Solar_93_Generic | Southern_PGAE_Solar | 0 | 1 | 0 | 0 | 0 | 0 | 0
|  | Southern_PGAE_Solar_117 | Southern_PGAE_Solar_117_Generic | Southern_PGAE_Solar | 0 | 1 | 0 | 0 | 0 | 0 | 0
|  | Greater_Kramer_Flow_Battery_103 | Greater_Kramer_Flow_Battery_103_Generic | CAISO_Flow_Battery_8hr_Dispatch | 0 | 0 | 0 | 0 | 0 | 1 | 0
|  | Greater_Kramer_Li_Battery_4hr_103 | Greater_Kramer_Li_Battery_4hr_103_Generic | CAISO_Li_Battery_4hr_Dispatch | 0 | 0 | 0 | 0 | 0 | 1 | 0
|  | Greater_Kramer_Li_Battery_8hr_103 | Greater_Kramer_Li_Battery_8hr_103_Generic | CAISO_Li_Battery_8hr_Dispatch | 0 | 0 | 0 | 0 | 0 | 1 | 0
|  | Greater_Kramer_Solar_103 | Greater_Kramer_Solar_103_Generic | Greater_Kramer_Solar | 0 | 0 | 0 | 0 | 0 | 1 | 0
|  | Cape_Mendocino_Offshore_Wind_Asset |  | Cape_Mendocino_Offshore_Wind | 0 | 0 | 0 | 0 | 0 | 0 | 0
|  | Riverside_Flow_Battery_129 | Riverside_Flow_Battery_129_Generic | CAISO_Flow_Battery_8hr_Dispatch | 0 | 0 | 0 | 1 | 0 | 0 | 0
|  | Riverside_Li_Battery_4hr_129 | Riverside_Li_Battery_4hr_129_Generic | CAISO_Li_Battery_4hr_Dispatch | 0 | 0 | 0 | 1 | 0 | 0 | 0
|  | Riverside_Li_Battery_8hr_129 | Riverside_Li_Battery_8hr_129_Generic | CAISO_Li_Battery_8hr_Dispatch | 0 | 0 | 0 | 1 | 0 | 0 | 0
|  | Riverside_Solar_129 | Riverside_Solar_129_Generic | Riverside_Solar | 0 | 0 | 0 | 1 | 0 | 0 | 0
|  | Northern_California_Flow_Battery_38 | Northern_California_Flow_Battery_38_Generic | CAISO_Flow_Battery_8hr_Dispatch | 1 | 0 | 0 | 0 | 0 | 0 | 0
|  | Northern_California_Li_Battery_4hr_38 | Northern_California_Li_Battery_4hr_38_Generic | CAISO_Li_Battery_4hr_Dispatch | 1 | 0 | 0 | 0 | 0 | 0 | 0
|  | Northern_California_Li_Battery_8hr_38 | Northern_California_Li_Battery_8hr_38_Generic | CAISO_Li_Battery_8hr_Dispatch | 1 | 0 | 0 | 0 | 0 | 0 | 0
|  | Northern_California_Solar_38 | Northern_California_Solar_38_Generic | Northern_California_Solar | 1 | 0 | 0 | 0 | 0 | 0 | 0
|  | San_Diego_Pumped_Storage_119 | San_Diego_Pumped_Storage_119_Generic | CAISO_New_Pumped_Storage_12hr | 0 | 0 | 0 | 1 | 0 | 0 | 0
|  | Southern_PGAE_Flow_Battery_39 | Southern_PGAE_Flow_Battery_39_Generic | CAISO_Flow_Battery_8hr_Dispatch | 0 | 1 | 0 | 0 | 0 | 0 | 0
|  | Southern_PGAE_Flow_Battery_109 | Southern_PGAE_Flow_Battery_109_Generic | CAISO_Flow_Battery_8hr_Dispatch | 0 | 1 | 0 | 0 | 0 | 0 | 0
|  | Southern_PGAE_Li_Battery_4hr_39 | Southern_PGAE_Li_Battery_4hr_39_Generic | CAISO_Li_Battery_4hr_Dispatch | 0 | 1 | 0 | 0 | 0 | 0 | 0
|  | Southern_PGAE_Li_Battery_4hr_109 | Southern_PGAE_Li_Battery_4hr_109_Generic | CAISO_Li_Battery_4hr_Dispatch | 0 | 1 | 0 | 0 | 0 | 0 | 0
|  | Southern_PGAE_Li_Battery_8hr_39 | Southern_PGAE_Li_Battery_8hr_39_Generic | CAISO_Li_Battery_8hr_Dispatch | 0 | 1 | 0 | 0 | 0 | 0 | 0
|  | Southern_PGAE_Li_Battery_8hr_109 | Southern_PGAE_Li_Battery_8hr_109_Generic | CAISO_Li_Battery_8hr_Dispatch | 0 | 1 | 0 | 0 | 0 | 0 | 0
|  | Southern_PGAE_Solar_39 | Southern_PGAE_Solar_39_Generic | Southern_PGAE_Solar | 0 | 1 | 0 | 0 | 0 | 0 | 0
|  | Southern_PGAE_Solar_109 | Southern_PGAE_Solar_109_Generic | Southern_PGAE_Solar | 0 | 1 | 0 | 0 | 0 | 0 | 0
|  | Riverside_Flow_Battery_60 | Riverside_Flow_Battery_60_Generic | CAISO_Flow_Battery_8hr_Dispatch | 0 | 0 | 0 | 1 | 0 | 0 | 0
|  | Riverside_Li_Battery_4hr_60 | Riverside_Li_Battery_4hr_60_Generic | CAISO_Li_Battery_4hr_Dispatch | 0 | 0 | 0 | 1 | 0 | 0 | 0
|  | Riverside_Li_Battery_8hr_60 | Riverside_Li_Battery_8hr_60_Generic | CAISO_Li_Battery_8hr_Dispatch | 0 | 0 | 0 | 1 | 0 | 0 | 0
|  | Riverside_Solar_60 | Riverside_Solar_60_Generic | Riverside_Solar | 0 | 0 | 0 | 1 | 0 | 0 | 0
|  | Arizona_Solar_55 | Arizona_Solar_55_Generic | Arizona_Solar | 0 | 0 | 1 | 1 | 0 | 0 | 0
|  | Arizona_Solar_62 | Arizona_Solar_62_Generic | Arizona_Solar | 0 | 0 | 0 | 1 | 0 | 0 | 0
|  | Arizona_Solar_77 | Arizona_Solar_77_Generic | Arizona_Solar | 0 | 0 | 0 | 1 | 0 | 0 | 0
|  | Arizona_Solar_90 | Arizona_Solar_90_Generic | Arizona_Solar | 0 | 0 | 1 | 1 | 0 | 0 | 0
|  | Baja_California_Wind_133 | Baja_California_Wind_133_Generic | Baja_California_Wind | 0 | 0 | 1 | 1 | 0 | 0 | 0
|  | Southern_NV_Eldorado_Flow_Battery_19 | Southern_NV_Eldorado_Flow_Battery_19_Generic | CAISO_Flow_Battery_8hr_Dispatch | 0 | 0 | 1 | 1 | 0 | 0 | 0
|  | Southern_NV_Eldorado_Flow_Battery_40 | Southern_NV_Eldorado_Flow_Battery_40_Generic | CAISO_Flow_Battery_8hr_Dispatch | 0 | 0 | 1 | 1 | 0 | 0 | 0
|  | Arizona_Flow_Battery_55 | Arizona_Flow_Battery_55_Generic | CAISO_Flow_Battery_8hr_Dispatch | 0 | 0 | 1 | 1 | 0 | 0 | 0
|  | Arizona_Flow_Battery_62 | Arizona_Flow_Battery_62_Generic | CAISO_Flow_Battery_8hr_Dispatch | 0 | 0 | 0 | 1 | 0 | 0 | 0
|  | Arizona_Flow_Battery_77 | Arizona_Flow_Battery_77_Generic | CAISO_Flow_Battery_8hr_Dispatch | 0 | 0 | 0 | 1 | 0 | 0 | 0
|  | Arizona_Flow_Battery_90 | Arizona_Flow_Battery_90_Generic | CAISO_Flow_Battery_8hr_Dispatch | 0 | 0 | 1 | 1 | 0 | 0 | 0
|  | Greater_Imperial_Flow_Battery_107 | Greater_Imperial_Flow_Battery_107_Generic | CAISO_Flow_Battery_8hr_Dispatch | 0 | 0 | 1 | 1 | 0 | 0 | 0
|  | Greater_Imperial_Flow_Battery_133 | Greater_Imperial_Flow_Battery_133_Generic | CAISO_Flow_Battery_8hr_Dispatch | 0 | 0 | 1 | 1 | 0 | 0 | 0
|  | Southern_NV_Eldorado_Li_Battery_4hr_19 | Southern_NV_Eldorado_Li_Battery_4hr_19_Generic | CAISO_Li_Battery_4hr_Dispatch | 0 | 0 | 1 | 1 | 0 | 0 | 0
|  | Southern_NV_Eldorado_Li_Battery_4hr_40 | Southern_NV_Eldorado_Li_Battery_4hr_40_Generic | CAISO_Li_Battery_4hr_Dispatch | 0 | 0 | 1 | 1 | 0 | 0 | 0
|  | Arizona_Li_Battery_4hr_55 | Arizona_Li_Battery_4hr_55_Generic | CAISO_Li_Battery_4hr_Dispatch | 0 | 0 | 1 | 1 | 0 | 0 | 0
|  | Arizona_Li_Battery_4hr_62 | Arizona_Li_Battery_4hr_62_Generic | CAISO_Li_Battery_4hr_Dispatch | 0 | 0 | 0 | 1 | 0 | 0 | 0
|  | Arizona_Li_Battery_4hr_77 | Arizona_Li_Battery_4hr_77_Generic | CAISO_Li_Battery_4hr_Dispatch | 0 | 0 | 0 | 1 | 0 | 0 | 0
|  | Arizona_Li_Battery_4hr_90 | Arizona_Li_Battery_4hr_90_Generic | CAISO_Li_Battery_4hr_Dispatch | 0 | 0 | 1 | 1 | 0 | 0 | 0
|  | Greater_Imperial_Li_Battery_4hr_107 | Greater_Imperial_Li_Battery_4hr_107_Generic | CAISO_Li_Battery_4hr_Dispatch | 0 | 0 | 1 | 1 | 0 | 0 | 0
|  | Greater_Imperial_Li_Battery_4hr_133 | Greater_Imperial_Li_Battery_4hr_133_Generic | CAISO_Li_Battery_4hr_Dispatch | 0 | 0 | 1 | 1 | 0 | 0 | 0
|  | Southern_NV_Eldorado_Li_Battery_8hr_19 | Southern_NV_Eldorado_Li_Battery_8hr_19_Generic | CAISO_Li_Battery_8hr_Dispatch | 0 | 0 | 1 | 1 | 0 | 0 | 0
|  | Southern_NV_Eldorado_Li_Battery_8hr_40 | Southern_NV_Eldorado_Li_Battery_8hr_40_Generic | CAISO_Li_Battery_8hr_Dispatch | 0 | 0 | 1 | 1 | 0 | 0 | 0
|  | Arizona_Li_Battery_8hr_55 | Arizona_Li_Battery_8hr_55_Generic | CAISO_Li_Battery_8hr_Dispatch | 0 | 0 | 1 | 1 | 0 | 0 | 0
|  | Arizona_Li_Battery_8hr_62 | Arizona_Li_Battery_8hr_62_Generic | CAISO_Li_Battery_8hr_Dispatch | 0 | 0 | 0 | 1 | 0 | 0 | 0
|  | Arizona_Li_Battery_8hr_77 | Arizona_Li_Battery_8hr_77_Generic | CAISO_Li_Battery_8hr_Dispatch | 0 | 0 | 0 | 1 | 0 | 0 | 0
|  | Arizona_Li_Battery_8hr_90 | Arizona_Li_Battery_8hr_90_Generic | CAISO_Li_Battery_8hr_Dispatch | 0 | 0 | 1 | 1 | 0 | 0 | 0
|  | Greater_Imperial_Li_Battery_8hr_107 | Greater_Imperial_Li_Battery_8hr_107_Generic | CAISO_Li_Battery_8hr_Dispatch | 0 | 0 | 1 | 1 | 0 | 0 | 0
|  | Greater_Imperial_Li_Battery_8hr_133 | Greater_Imperial_Li_Battery_8hr_133_Generic | CAISO_Li_Battery_8hr_Dispatch | 0 | 0 | 1 | 1 | 0 | 0 | 0
|  | Greater_Imperial_Solar_107 | Greater_Imperial_Solar_107_Generic | Greater_Imperial_Solar | 0 | 0 | 1 | 1 | 0 | 0 | 0
|  | Greater_Imperial_Solar_133 | Greater_Imperial_Solar_133_Generic | Greater_Imperial_Solar | 0 | 0 | 1 | 1 | 0 | 0 | 0
|  | Idaho_Wind_19 | Idaho_Wind_19_Generic | Idaho_Wind | 0 | 0 | 1 | 1 | 0 | 0 | 0
|  | New_Mexico_Wind_55 | New_Mexico_Wind_55_Generic | New_Mexico_Wind | 0 | 0 | 1 | 1 | 0 | 0 | 0
|  | Northern_Nevada_Geothermal_19 | Northern_Nevada_Geothermal_19_Generic | Northern_Nevada_Geothermal | 0 | 0 | 1 | 1 | 0 | 0 | 0
|  | Southern_NV_Eldorado_Solar_19 | Southern_NV_Eldorado_Solar_19_Generic | Southern_NV_Eldorado_Solar | 0 | 0 | 1 | 1 | 0 | 0 | 0
|  | Southern_NV_Eldorado_Solar_40 | Southern_NV_Eldorado_Solar_40_Generic | Southern_NV_Eldorado_Solar | 0 | 0 | 1 | 1 | 0 | 0 | 0
|  | Utah_Geothermal_19 | Utah_Geothermal_19_Generic | Utah_Geothermal | 0 | 0 | 1 | 1 | 0 | 0 | 0
|  | Utah_Wind_19 | Utah_Wind_19_Generic | Utah_Wind | 0 | 0 | 1 | 1 | 0 | 0 | 0
|  | Wyoming_Wind_19 | Wyoming_Wind_19_Generic | Wyoming_Wind | 0 | 0 | 1 | 1 | 0 | 0 | 0
|  | Northern_California_Flow_Battery_112 | Northern_California_Flow_Battery_112_Generic | CAISO_Flow_Battery_8hr_Dispatch | 1 | 0 | 0 | 0 | 0 | 0 | 0
|  | Northern_California_Li_Battery_4hr_112 | Northern_California_Li_Battery_4hr_112_Generic | CAISO_Li_Battery_4hr_Dispatch | 1 | 0 | 0 | 0 | 0 | 0 | 0
|  | Northern_California_Li_Battery_8hr_112 | Northern_California_Li_Battery_8hr_112_Generic | CAISO_Li_Battery_8hr_Dispatch | 1 | 0 | 0 | 0 | 0 | 0 | 0
|  | Northern_California_Solar_112 | Northern_California_Solar_112_Generic | Northern_California_Solar | 1 | 0 | 0 | 0 | 0 | 0 | 0
|  | Greater_Kramer_Flow_Battery_156 | Greater_Kramer_Flow_Battery_156_Generic | CAISO_Flow_Battery_8hr_Dispatch | 0 | 0 | 0 | 0 | 0 | 1 | 0
|  | Greater_Kramer_Li_Battery_4hr_156 | Greater_Kramer_Li_Battery_4hr_156_Generic | CAISO_Li_Battery_4hr_Dispatch | 0 | 0 | 0 | 0 | 0 | 1 | 0
|  | Greater_Kramer_Li_Battery_8hr_156 | Greater_Kramer_Li_Battery_8hr_156_Generic | CAISO_Li_Battery_8hr_Dispatch | 0 | 0 | 0 | 0 | 0 | 1 | 0
|  | Greater_Kramer_Solar_156 | Greater_Kramer_Solar_156_Generic | Greater_Kramer_Solar | 0 | 0 | 0 | 0 | 0 | 1 | 0
|  | Inyokern_North_Kramer_Geothermal_156 | Inyokern_North_Kramer_Geothermal_156_Generic | Inyokern_North_Kramer_Geothermal | 0 | 0 | 0 | 0 | 0 | 1 | 0
|  | Northern_California_Flow_Battery_70 | Northern_California_Flow_Battery_70_Generic | CAISO_Flow_Battery_8hr_Dispatch | 1 | 0 | 0 | 0 | 0 | 0 | 0
|  | Northern_California_Flow_Battery_132 | Northern_California_Flow_Battery_132_Generic | CAISO_Flow_Battery_8hr_Dispatch | 1 | 0 | 0 | 0 | 0 | 0 | 0
|  | Northern_California_Li_Battery_4hr_70 | Northern_California_Li_Battery_4hr_70_Generic | CAISO_Li_Battery_4hr_Dispatch | 1 | 0 | 0 | 0 | 0 | 0 | 0
|  | Northern_California_Li_Battery_4hr_132 | Northern_California_Li_Battery_4hr_132_Generic | CAISO_Li_Battery_4hr_Dispatch | 1 | 0 | 0 | 0 | 0 | 0 | 0
|  | Northern_California_Li_Battery_8hr_70 | Northern_California_Li_Battery_8hr_70_Generic | CAISO_Li_Battery_8hr_Dispatch | 1 | 0 | 0 | 0 | 0 | 0 | 0
|  | Northern_California_Li_Battery_8hr_132 | Northern_California_Li_Battery_8hr_132_Generic | CAISO_Li_Battery_8hr_Dispatch | 1 | 0 | 0 | 0 | 0 | 0 | 0
|  | Northern_California_Geothermal_70 | Northern_California_Geothermal_70_Generic | Northern_California_Geothermal | 1 | 0 | 0 | 0 | 0 | 0 | 0
|  | Northern_California_Solar_70 | Northern_California_Solar_70_Generic | Northern_California_Solar | 1 | 0 | 0 | 0 | 0 | 0 | 0
|  | Northern_California_Solar_132 | Northern_California_Solar_132_Generic | Northern_California_Solar | 1 | 0 | 0 | 0 | 0 | 0 | 0
|  | Greater_LA_Flow_Battery_30 | Greater_LA_Flow_Battery_30_Generic | CAISO_Flow_Battery_8hr_Dispatch | 0 | 0 | 0 | 0 | 1 | 0 | 0
|  | Greater_LA_Li_Battery_4hr_30 | Greater_LA_Li_Battery_4hr_30_Generic | CAISO_Li_Battery_4hr_Dispatch | 0 | 0 | 0 | 0 | 1 | 0 | 0
|  | Greater_LA_Li_Battery_8hr_30 | Greater_LA_Li_Battery_8hr_30_Generic | CAISO_Li_Battery_8hr_Dispatch | 0 | 0 | 0 | 0 | 1 | 0 | 0
|  | Greater_LA_Solar_30 | Greater_LA_Solar_30_Generic | Greater_LA_Solar | 0 | 0 | 0 | 0 | 1 | 0 | 0
|  | Del_Norte_Offshore_Wind_Asset |  | Del_Norte_Offshore_Wind | 0 | 0 | 0 | 0 | 0 | 0 | 0
|  | Greater_Imperial_Flow_Battery_63 | Greater_Imperial_Flow_Battery_63_Generic | CAISO_Flow_Battery_8hr_Dispatch | 0 | 0 | 0 | 1 | 0 | 0 | 0
|  | Greater_Imperial_Li_Battery_4hr_63 | Greater_Imperial_Li_Battery_4hr_63_Generic | CAISO_Li_Battery_4hr_Dispatch | 0 | 0 | 0 | 1 | 0 | 0 | 0
|  | Greater_Imperial_Li_Battery_8hr_63 | Greater_Imperial_Li_Battery_8hr_63_Generic | CAISO_Li_Battery_8hr_Dispatch | 0 | 0 | 0 | 1 | 0 | 0 | 0
|  | Greater_Imperial_Geothermal_63 | Greater_Imperial_Geothermal_63_Generic | Greater_Imperial_Geothermal | 0 | 0 | 0 | 1 | 0 | 0 | 0
|  | Greater_Imperial_Solar_63 | Greater_Imperial_Solar_63_Generic | Greater_Imperial_Solar | 0 | 0 | 0 | 1 | 0 | 0 | 0
|  | Southern_PGAE_Flow_Battery_72 | Southern_PGAE_Flow_Battery_72_Generic | CAISO_Flow_Battery_8hr_Dispatch | 0 | 1 | 0 | 0 | 0 | 0 | 0
|  | Southern_PGAE_Flow_Battery_124 | Southern_PGAE_Flow_Battery_124_Generic | CAISO_Flow_Battery_8hr_Dispatch | 1 | 1 | 0 | 0 | 0 | 0 | 0
|  | Southern_PGAE_Li_Battery_4hr_72 | Southern_PGAE_Li_Battery_4hr_72_Generic | CAISO_Li_Battery_4hr_Dispatch | 0 | 1 | 0 | 0 | 0 | 0 | 0
|  | Southern_PGAE_Li_Battery_4hr_124 | Southern_PGAE_Li_Battery_4hr_124_Generic | CAISO_Li_Battery_4hr_Dispatch | 1 | 1 | 0 | 0 | 0 | 0 | 0
|  | Southern_PGAE_Li_Battery_8hr_72 | Southern_PGAE_Li_Battery_8hr_72_Generic | CAISO_Li_Battery_8hr_Dispatch | 0 | 1 | 0 | 0 | 0 | 0 | 0
|  | Southern_PGAE_Li_Battery_8hr_124 | Southern_PGAE_Li_Battery_8hr_124_Generic | CAISO_Li_Battery_8hr_Dispatch | 1 | 1 | 0 | 0 | 0 | 0 | 0
|  | Southern_PGAE_Solar_72 | Southern_PGAE_Solar_72_Generic | Southern_PGAE_Solar | 0 | 1 | 0 | 0 | 0 | 0 | 0
|  | Southern_PGAE_Solar_124 | Southern_PGAE_Solar_124_Generic | Southern_PGAE_Solar | 1 | 1 | 0 | 0 | 0 | 0 | 0
|  | Northern_California_Flow_Battery_44 | Northern_California_Flow_Battery_44_Generic | CAISO_Flow_Battery_8hr_Dispatch | 1 | 0 | 0 | 0 | 0 | 0 | 0
|  | Northern_California_Flow_Battery_121 | Northern_California_Flow_Battery_121_Generic | CAISO_Flow_Battery_8hr_Dispatch | 1 | 0 | 0 | 0 | 0 | 0 | 0
|  | Northern_California_Li_Battery_4hr_44 | Northern_California_Li_Battery_4hr_44_Generic | CAISO_Li_Battery_4hr_Dispatch | 1 | 0 | 0 | 0 | 0 | 0 | 0
|  | Northern_California_Li_Battery_4hr_121 | Northern_California_Li_Battery_4hr_121_Generic | CAISO_Li_Battery_4hr_Dispatch | 1 | 0 | 0 | 0 | 0 | 0 | 0
|  | Northern_California_Li_Battery_8hr_44 | Northern_California_Li_Battery_8hr_44_Generic | CAISO_Li_Battery_8hr_Dispatch | 1 | 0 | 0 | 0 | 0 | 0 | 0
|  | Northern_California_Li_Battery_8hr_121 | Northern_California_Li_Battery_8hr_121_Generic | CAISO_Li_Battery_8hr_Dispatch | 1 | 0 | 0 | 0 | 0 | 0 | 0
|  | Northern_California_Solar_44 | Northern_California_Solar_44_Generic | Northern_California_Solar | 1 | 0 | 0 | 0 | 0 | 0 | 0
|  | Northern_California_Solar_121 | Northern_California_Solar_121_Generic | Northern_California_Solar | 1 | 0 | 0 | 0 | 0 | 0 | 0
|  | Arizona_Solar_48 | Arizona_Solar_48_Generic | Arizona_Solar | 0 | 0 | 0 | 1 | 0 | 0 | 0
|  | Arizona_Flow_Battery_48 | Arizona_Flow_Battery_48_Generic | CAISO_Flow_Battery_8hr_Dispatch | 0 | 0 | 0 | 1 | 0 | 0 | 0
|  | Arizona_Li_Battery_4hr_48 | Arizona_Li_Battery_4hr_48_Generic | CAISO_Li_Battery_4hr_Dispatch | 0 | 0 | 0 | 1 | 0 | 0 | 0
|  | Arizona_Li_Battery_8hr_48 | Arizona_Li_Battery_8hr_48_Generic | CAISO_Li_Battery_8hr_Dispatch | 0 | 0 | 0 | 1 | 0 | 0 | 0
|  | Northern_California_Flow_Battery_29 | Northern_California_Flow_Battery_29_Generic | CAISO_Flow_Battery_8hr_Dispatch | 1 | 0 | 0 | 0 | 0 | 0 | 0
|  | Northern_California_Li_Battery_4hr_29 | Northern_California_Li_Battery_4hr_29_Generic | CAISO_Li_Battery_4hr_Dispatch | 1 | 0 | 0 | 0 | 0 | 0 | 0
|  | Northern_California_Li_Battery_8hr_29 | Northern_California_Li_Battery_8hr_29_Generic | CAISO_Li_Battery_8hr_Dispatch | 1 | 0 | 0 | 0 | 0 | 0 | 0
|  | Northern_California_Solar_29 | Northern_California_Solar_29_Generic | Northern_California_Solar | 1 | 0 | 0 | 0 | 0 | 0 | 0
|  | Northern_California_Flow_Battery_149 | Northern_California_Flow_Battery_149_Generic | CAISO_Flow_Battery_8hr_Dispatch | 1 | 0 | 0 | 0 | 0 | 0 | 0
|  | Northern_California_Li_Battery_4hr_149 | Northern_California_Li_Battery_4hr_149_Generic | CAISO_Li_Battery_4hr_Dispatch | 1 | 0 | 0 | 0 | 0 | 0 | 0
|  | Northern_California_Li_Battery_8hr_149 | Northern_California_Li_Battery_8hr_149_Generic | CAISO_Li_Battery_8hr_Dispatch | 1 | 0 | 0 | 0 | 0 | 0 | 0
|  | Northern_California_Solar_149 | Northern_California_Solar_149_Generic | Northern_California_Solar | 1 | 0 | 0 | 0 | 0 | 0 | 0
|  | Greater_Imperial_Flow_Battery_108 | Greater_Imperial_Flow_Battery_108_Generic | CAISO_Flow_Battery_8hr_Dispatch | 0 | 0 | 0 | 1 | 0 | 0 | 0
|  | Greater_Imperial_Li_Battery_4hr_108 | Greater_Imperial_Li_Battery_4hr_108_Generic | CAISO_Li_Battery_4hr_Dispatch | 0 | 0 | 0 | 1 | 0 | 0 | 0
|  | Greater_Imperial_Li_Battery_8hr_108 | Greater_Imperial_Li_Battery_8hr_108_Generic | CAISO_Li_Battery_8hr_Dispatch | 0 | 0 | 0 | 1 | 0 | 0 | 0
|  | Greater_Imperial_Solar_108 | Greater_Imperial_Solar_108_Generic | Greater_Imperial_Solar | 0 | 0 | 0 | 1 | 0 | 0 | 0
|  | Greater_Imperial_Wind_108 | Greater_Imperial_Wind_108_Generic | Greater_Imperial_Wind | 0 | 0 | 0 | 1 | 0 | 0 | 0
|  | Riverside_Flow_Battery_9 | Riverside_Flow_Battery_9_Generic | CAISO_Flow_Battery_8hr_Dispatch | 0 | 0 | 0 | 1 | 0 | 0 | 0
|  | Riverside_Li_Battery_4hr_9 | Riverside_Li_Battery_4hr_9_Generic | CAISO_Li_Battery_4hr_Dispatch | 0 | 0 | 0 | 1 | 0 | 0 | 0
|  | Riverside_Li_Battery_8hr_9 | Riverside_Li_Battery_8hr_9_Generic | CAISO_Li_Battery_8hr_Dispatch | 0 | 0 | 0 | 1 | 0 | 0 | 0
|  | Riverside_West_Pumped_Storage_9 | Riverside_West_Pumped_Storage_9_Generic | CAISO_New_Pumped_Storage_12hr | 0 | 0 | 0 | 1 | 0 | 0 | 0
|  | Inyokern_North_Kramer_Geothermal_9 | Inyokern_North_Kramer_Geothermal_9_Generic | Inyokern_North_Kramer_Geothermal | 0 | 0 | 0 | 1 | 0 | 0 | 0
|  | Riverside_Solar_9 | Riverside_Solar_9_Generic | Riverside_Solar | 0 | 0 | 0 | 1 | 0 | 0 | 0
|  | Southern_PGAE_Flow_Battery_8 | Southern_PGAE_Flow_Battery_8_Generic | CAISO_Flow_Battery_8hr_Dispatch | 0 | 1 | 0 | 0 | 0 | 0 | 0
|  | Southern_PGAE_Flow_Battery_22 | Southern_PGAE_Flow_Battery_22_Generic | CAISO_Flow_Battery_8hr_Dispatch | 0 | 1 | 0 | 0 | 0 | 0 | 0
|  | Southern_PGAE_Flow_Battery_23 | Southern_PGAE_Flow_Battery_23_Generic | CAISO_Flow_Battery_8hr_Dispatch | 0 | 1 | 0 | 0 | 0 | 0 | 0
|  | Southern_PGAE_Flow_Battery_24 | Southern_PGAE_Flow_Battery_24_Generic | CAISO_Flow_Battery_8hr_Dispatch | 0 | 1 | 0 | 0 | 0 | 0 | 0
|  | Southern_PGAE_Flow_Battery_33 | Southern_PGAE_Flow_Battery_33_Generic | CAISO_Flow_Battery_8hr_Dispatch | 0 | 1 | 0 | 0 | 0 | 0 | 0
|  | Southern_PGAE_Flow_Battery_45 | Southern_PGAE_Flow_Battery_45_Generic | CAISO_Flow_Battery_8hr_Dispatch | 0 | 1 | 0 | 0 | 0 | 0 | 0
|  | Southern_PGAE_Flow_Battery_46 | Southern_PGAE_Flow_Battery_46_Generic | CAISO_Flow_Battery_8hr_Dispatch | 0 | 1 | 0 | 0 | 0 | 0 | 0
|  | Southern_PGAE_Flow_Battery_49 | Southern_PGAE_Flow_Battery_49_Generic | CAISO_Flow_Battery_8hr_Dispatch | 0 | 1 | 0 | 0 | 0 | 0 | 0
|  | Southern_PGAE_Flow_Battery_52 | Southern_PGAE_Flow_Battery_52_Generic | CAISO_Flow_Battery_8hr_Dispatch | 0 | 1 | 0 | 0 | 0 | 0 | 0
|  | Southern_PGAE_Flow_Battery_61 | Southern_PGAE_Flow_Battery_61_Generic | CAISO_Flow_Battery_8hr_Dispatch | 0 | 1 | 0 | 0 | 0 | 0 | 0
|  | Southern_PGAE_Flow_Battery_69 | Southern_PGAE_Flow_Battery_69_Generic | CAISO_Flow_Battery_8hr_Dispatch | 0 | 1 | 0 | 0 | 0 | 0 | 0
|  | Southern_PGAE_Flow_Battery_74 | Southern_PGAE_Flow_Battery_74_Generic | CAISO_Flow_Battery_8hr_Dispatch | 0 | 1 | 0 | 0 | 0 | 0 | 0
|  | Southern_PGAE_Flow_Battery_75 | Southern_PGAE_Flow_Battery_75_Generic | CAISO_Flow_Battery_8hr_Dispatch | 0 | 1 | 0 | 0 | 0 | 0 | 0
|  | Southern_PGAE_Flow_Battery_79 | Southern_PGAE_Flow_Battery_79_Generic | CAISO_Flow_Battery_8hr_Dispatch | 0 | 1 | 0 | 0 | 0 | 0 | 0
|  | Southern_PGAE_Flow_Battery_98 | Southern_PGAE_Flow_Battery_98_Generic | CAISO_Flow_Battery_8hr_Dispatch | 0 | 1 | 0 | 0 | 0 | 0 | 0
|  | Southern_PGAE_Flow_Battery_102 | Southern_PGAE_Flow_Battery_102_Generic | CAISO_Flow_Battery_8hr_Dispatch | 0 | 1 | 0 | 0 | 0 | 0 | 0
|  | Southern_PGAE_Flow_Battery_118 | Southern_PGAE_Flow_Battery_118_Generic | CAISO_Flow_Battery_8hr_Dispatch | 0 | 1 | 0 | 0 | 0 | 0 | 0
|  | Southern_PGAE_Li_Battery_4hr_8 | Southern_PGAE_Li_Battery_4hr_8_Generic | CAISO_Li_Battery_4hr_Dispatch | 0 | 1 | 0 | 0 | 0 | 0 | 0
|  | Southern_PGAE_Li_Battery_4hr_22 | Southern_PGAE_Li_Battery_4hr_22_Generic | CAISO_Li_Battery_4hr_Dispatch | 0 | 1 | 0 | 0 | 0 | 0 | 0
|  | Southern_PGAE_Li_Battery_4hr_23 | Southern_PGAE_Li_Battery_4hr_23_Generic | CAISO_Li_Battery_4hr_Dispatch | 0 | 1 | 0 | 0 | 0 | 0 | 0
|  | Southern_PGAE_Li_Battery_4hr_24 | Southern_PGAE_Li_Battery_4hr_24_Generic | CAISO_Li_Battery_4hr_Dispatch | 0 | 1 | 0 | 0 | 0 | 0 | 0
|  | Southern_PGAE_Li_Battery_4hr_33 | Southern_PGAE_Li_Battery_4hr_33_Generic | CAISO_Li_Battery_4hr_Dispatch | 0 | 1 | 0 | 0 | 0 | 0 | 0
|  | Southern_PGAE_Li_Battery_4hr_45 | Southern_PGAE_Li_Battery_4hr_45_Generic | CAISO_Li_Battery_4hr_Dispatch | 0 | 1 | 0 | 0 | 0 | 0 | 0
|  | Southern_PGAE_Li_Battery_4hr_46 | Southern_PGAE_Li_Battery_4hr_46_Generic | CAISO_Li_Battery_4hr_Dispatch | 0 | 1 | 0 | 0 | 0 | 0 | 0
|  | Southern_PGAE_Li_Battery_4hr_49 | Southern_PGAE_Li_Battery_4hr_49_Generic | CAISO_Li_Battery_4hr_Dispatch | 0 | 1 | 0 | 0 | 0 | 0 | 0
|  | Southern_PGAE_Li_Battery_4hr_52 | Southern_PGAE_Li_Battery_4hr_52_Generic | CAISO_Li_Battery_4hr_Dispatch | 0 | 1 | 0 | 0 | 0 | 0 | 0
|  | Southern_PGAE_Li_Battery_4hr_61 | Southern_PGAE_Li_Battery_4hr_61_Generic | CAISO_Li_Battery_4hr_Dispatch | 0 | 1 | 0 | 0 | 0 | 0 | 0
|  | Southern_PGAE_Li_Battery_4hr_69 | Southern_PGAE_Li_Battery_4hr_69_Generic | CAISO_Li_Battery_4hr_Dispatch | 0 | 1 | 0 | 0 | 0 | 0 | 0
|  | Southern_PGAE_Li_Battery_4hr_74 | Southern_PGAE_Li_Battery_4hr_74_Generic | CAISO_Li_Battery_4hr_Dispatch | 0 | 1 | 0 | 0 | 0 | 0 | 0
|  | Southern_PGAE_Li_Battery_4hr_75 | Southern_PGAE_Li_Battery_4hr_75_Generic | CAISO_Li_Battery_4hr_Dispatch | 0 | 1 | 0 | 0 | 0 | 0 | 0
|  | Southern_PGAE_Li_Battery_4hr_79 | Southern_PGAE_Li_Battery_4hr_79_Generic | CAISO_Li_Battery_4hr_Dispatch | 0 | 1 | 0 | 0 | 0 | 0 | 0
|  | Southern_PGAE_Li_Battery_4hr_98 | Southern_PGAE_Li_Battery_4hr_98_Generic | CAISO_Li_Battery_4hr_Dispatch | 0 | 1 | 0 | 0 | 0 | 0 | 0
|  | Southern_PGAE_Li_Battery_4hr_102 | Southern_PGAE_Li_Battery_4hr_102_Generic | CAISO_Li_Battery_4hr_Dispatch | 0 | 1 | 0 | 0 | 0 | 0 | 0
|  | Southern_PGAE_Li_Battery_4hr_118 | Southern_PGAE_Li_Battery_4hr_118_Generic | CAISO_Li_Battery_4hr_Dispatch | 0 | 1 | 0 | 0 | 0 | 0 | 0
|  | Southern_PGAE_Li_Battery_8hr_8 | Southern_PGAE_Li_Battery_8hr_8_Generic | CAISO_Li_Battery_8hr_Dispatch | 0 | 1 | 0 | 0 | 0 | 0 | 0
|  | Southern_PGAE_Li_Battery_8hr_22 | Southern_PGAE_Li_Battery_8hr_22_Generic | CAISO_Li_Battery_8hr_Dispatch | 0 | 1 | 0 | 0 | 0 | 0 | 0
|  | Southern_PGAE_Li_Battery_8hr_23 | Southern_PGAE_Li_Battery_8hr_23_Generic | CAISO_Li_Battery_8hr_Dispatch | 0 | 1 | 0 | 0 | 0 | 0 | 0
|  | Southern_PGAE_Li_Battery_8hr_24 | Southern_PGAE_Li_Battery_8hr_24_Generic | CAISO_Li_Battery_8hr_Dispatch | 0 | 1 | 0 | 0 | 0 | 0 | 0
|  | Southern_PGAE_Li_Battery_8hr_33 | Southern_PGAE_Li_Battery_8hr_33_Generic | CAISO_Li_Battery_8hr_Dispatch | 0 | 1 | 0 | 0 | 0 | 0 | 0
|  | Southern_PGAE_Li_Battery_8hr_45 | Southern_PGAE_Li_Battery_8hr_45_Generic | CAISO_Li_Battery_8hr_Dispatch | 0 | 1 | 0 | 0 | 0 | 0 | 0
|  | Southern_PGAE_Li_Battery_8hr_46 | Southern_PGAE_Li_Battery_8hr_46_Generic | CAISO_Li_Battery_8hr_Dispatch | 0 | 1 | 0 | 0 | 0 | 0 | 0
|  | Southern_PGAE_Li_Battery_8hr_49 | Southern_PGAE_Li_Battery_8hr_49_Generic | CAISO_Li_Battery_8hr_Dispatch | 0 | 1 | 0 | 0 | 0 | 0 | 0
|  | Southern_PGAE_Li_Battery_8hr_52 | Southern_PGAE_Li_Battery_8hr_52_Generic | CAISO_Li_Battery_8hr_Dispatch | 0 | 1 | 0 | 0 | 0 | 0 | 0
|  | Southern_PGAE_Li_Battery_8hr_61 | Southern_PGAE_Li_Battery_8hr_61_Generic | CAISO_Li_Battery_8hr_Dispatch | 0 | 1 | 0 | 0 | 0 | 0 | 0
|  | Southern_PGAE_Li_Battery_8hr_69 | Southern_PGAE_Li_Battery_8hr_69_Generic | CAISO_Li_Battery_8hr_Dispatch | 0 | 1 | 0 | 0 | 0 | 0 | 0
|  | Southern_PGAE_Li_Battery_8hr_74 | Southern_PGAE_Li_Battery_8hr_74_Generic | CAISO_Li_Battery_8hr_Dispatch | 0 | 1 | 0 | 0 | 0 | 0 | 0
|  | Southern_PGAE_Li_Battery_8hr_75 | Southern_PGAE_Li_Battery_8hr_75_Generic | CAISO_Li_Battery_8hr_Dispatch | 0 | 1 | 0 | 0 | 0 | 0 | 0
|  | Southern_PGAE_Li_Battery_8hr_79 | Southern_PGAE_Li_Battery_8hr_79_Generic | CAISO_Li_Battery_8hr_Dispatch | 0 | 1 | 0 | 0 | 0 | 0 | 0
|  | Southern_PGAE_Li_Battery_8hr_98 | Southern_PGAE_Li_Battery_8hr_98_Generic | CAISO_Li_Battery_8hr_Dispatch | 0 | 1 | 0 | 0 | 0 | 0 | 0
|  | Southern_PGAE_Li_Battery_8hr_102 | Southern_PGAE_Li_Battery_8hr_102_Generic | CAISO_Li_Battery_8hr_Dispatch | 0 | 1 | 0 | 0 | 0 | 0 | 0
|  | Southern_PGAE_Li_Battery_8hr_118 | Southern_PGAE_Li_Battery_8hr_118_Generic | CAISO_Li_Battery_8hr_Dispatch | 0 | 1 | 0 | 0 | 0 | 0 | 0
|  | Southern_PGAE_Solar_8 | Southern_PGAE_Solar_8_Generic | Southern_PGAE_Solar | 0 | 1 | 0 | 0 | 0 | 0 | 0
|  | Southern_PGAE_Solar_22 | Southern_PGAE_Solar_22_Generic | Southern_PGAE_Solar | 0 | 1 | 0 | 0 | 0 | 0 | 0
|  | Southern_PGAE_Solar_23 | Southern_PGAE_Solar_23_Generic | Southern_PGAE_Solar | 0 | 1 | 0 | 0 | 0 | 0 | 0
|  | Southern_PGAE_Solar_24 | Southern_PGAE_Solar_24_Generic | Southern_PGAE_Solar | 0 | 1 | 0 | 0 | 0 | 0 | 0
|  | Southern_PGAE_Solar_33 | Southern_PGAE_Solar_33_Generic | Southern_PGAE_Solar | 0 | 1 | 0 | 0 | 0 | 0 | 0
|  | Southern_PGAE_Solar_45 | Southern_PGAE_Solar_45_Generic | Southern_PGAE_Solar | 0 | 1 | 0 | 0 | 0 | 0 | 0
|  | Southern_PGAE_Solar_46 | Southern_PGAE_Solar_46_Generic | Southern_PGAE_Solar | 0 | 1 | 0 | 0 | 0 | 0 | 0
|  | Southern_PGAE_Solar_49 | Southern_PGAE_Solar_49_Generic | Southern_PGAE_Solar | 0 | 1 | 0 | 0 | 0 | 0 | 0
|  | Southern_PGAE_Solar_52 | Southern_PGAE_Solar_52_Generic | Southern_PGAE_Solar | 0 | 1 | 0 | 0 | 0 | 0 | 0
|  | Southern_PGAE_Solar_61 | Southern_PGAE_Solar_61_Generic | Southern_PGAE_Solar | 0 | 1 | 0 | 0 | 0 | 0 | 0
|  | Southern_PGAE_Solar_69 | Southern_PGAE_Solar_69_Generic | Southern_PGAE_Solar | 0 | 1 | 0 | 0 | 0 | 0 | 0
|  | Southern_PGAE_Solar_74 | Southern_PGAE_Solar_74_Generic | Southern_PGAE_Solar | 0 | 1 | 0 | 0 | 0 | 0 | 0
|  | Southern_PGAE_Solar_75 | Southern_PGAE_Solar_75_Generic | Southern_PGAE_Solar | 0 | 1 | 0 | 0 | 0 | 0 | 0
|  | Southern_PGAE_Solar_79 | Southern_PGAE_Solar_79_Generic | Southern_PGAE_Solar | 0 | 1 | 0 | 0 | 0 | 0 | 0
|  | Southern_PGAE_Solar_98 | Southern_PGAE_Solar_98_Generic | Southern_PGAE_Solar | 0 | 1 | 0 | 0 | 0 | 0 | 0
|  | Southern_PGAE_Solar_102 | Southern_PGAE_Solar_102_Generic | Southern_PGAE_Solar | 0 | 1 | 0 | 0 | 0 | 0 | 0
|  | Southern_PGAE_Solar_118 | Southern_PGAE_Solar_118_Generic | Southern_PGAE_Solar | 0 | 1 | 0 | 0 | 0 | 0 | 0
|  | Southern_PGAE_Flow_Battery_34 | Southern_PGAE_Flow_Battery_34_Generic | CAISO_Flow_Battery_8hr_Dispatch | 0 | 1 | 0 | 0 | 0 | 0 | 0
|  | Southern_PGAE_Li_Battery_4hr_34 | Southern_PGAE_Li_Battery_4hr_34_Generic | CAISO_Li_Battery_4hr_Dispatch | 0 | 1 | 0 | 0 | 0 | 0 | 0
|  | Southern_PGAE_Li_Battery_8hr_34 | Southern_PGAE_Li_Battery_8hr_34_Generic | CAISO_Li_Battery_8hr_Dispatch | 0 | 1 | 0 | 0 | 0 | 0 | 0
|  | Southern_PGAE_Solar_34 | Southern_PGAE_Solar_34_Generic | Southern_PGAE_Solar | 0 | 1 | 0 | 0 | 0 | 0 | 0
|  | Southern_PGAE_Flow_Battery_3 | Southern_PGAE_Flow_Battery_3_Generic | CAISO_Flow_Battery_8hr_Dispatch | 0 | 1 | 0 | 0 | 0 | 0 | 0
|  | Southern_PGAE_Flow_Battery_27 | Southern_PGAE_Flow_Battery_27_Generic | CAISO_Flow_Battery_8hr_Dispatch | 0 | 1 | 0 | 0 | 0 | 0 | 0
|  | Southern_PGAE_Li_Battery_4hr_3 | Southern_PGAE_Li_Battery_4hr_3_Generic | CAISO_Li_Battery_4hr_Dispatch | 0 | 1 | 0 | 0 | 0 | 0 | 0
|  | Southern_PGAE_Li_Battery_4hr_27 | Southern_PGAE_Li_Battery_4hr_27_Generic | CAISO_Li_Battery_4hr_Dispatch | 0 | 1 | 0 | 0 | 0 | 0 | 0
|  | Southern_PGAE_Li_Battery_8hr_3 | Southern_PGAE_Li_Battery_8hr_3_Generic | CAISO_Li_Battery_8hr_Dispatch | 0 | 1 | 0 | 0 | 0 | 0 | 0
|  | Southern_PGAE_Li_Battery_8hr_27 | Southern_PGAE_Li_Battery_8hr_27_Generic | CAISO_Li_Battery_8hr_Dispatch | 0 | 1 | 0 | 0 | 0 | 0 | 0
|  | Morro_Bay_Offshore_Wind_Asset |  | Morro_Bay_Offshore_Wind | 0 | 1 | 0 | 0 | 0 | 0 | 0
|  | Southern_PGAE_Solar_3 | Southern_PGAE_Solar_3_Generic | Southern_PGAE_Solar | 0 | 1 | 0 | 0 | 0 | 0 | 0
|  | Southern_PGAE_Solar_27 | Southern_PGAE_Solar_27_Generic | Southern_PGAE_Solar | 0 | 1 | 0 | 0 | 0 | 0 | 0
|  | Southern_NV_Eldorado_Flow_Battery_15 | Southern_NV_Eldorado_Flow_Battery_15_Generic | CAISO_Flow_Battery_8hr_Dispatch | 0 | 0 | 1 | 0 | 0 | 0 | 0
|  | Southern_NV_Eldorado_Flow_Battery_42 | Southern_NV_Eldorado_Flow_Battery_42_Generic | CAISO_Flow_Battery_8hr_Dispatch | 0 | 0 | 1 | 0 | 0 | 0 | 0
|  | Southern_NV_Eldorado_Li_Battery_4hr_15 | Southern_NV_Eldorado_Li_Battery_4hr_15_Generic | CAISO_Li_Battery_4hr_Dispatch | 0 | 0 | 1 | 0 | 0 | 0 | 0
|  | Southern_NV_Eldorado_Li_Battery_4hr_42 | Southern_NV_Eldorado_Li_Battery_4hr_42_Generic | CAISO_Li_Battery_4hr_Dispatch | 0 | 0 | 1 | 0 | 0 | 0 | 0
|  | Southern_NV_Eldorado_Li_Battery_8hr_15 | Southern_NV_Eldorado_Li_Battery_8hr_15_Generic | CAISO_Li_Battery_8hr_Dispatch | 0 | 0 | 1 | 0 | 0 | 0 | 0
|  | Southern_NV_Eldorado_Li_Battery_8hr_42 | Southern_NV_Eldorado_Li_Battery_8hr_42_Generic | CAISO_Li_Battery_8hr_Dispatch | 0 | 0 | 1 | 0 | 0 | 0 | 0
|  | Central_Nevada_Geothermal_42 | Central_Nevada_Geothermal_42_Generic | Central_Nevada_Geothermal | 0 | 0 | 1 | 0 | 0 | 0 | 0
|  | Southern_NV_Eldorado_Solar_15 | Southern_NV_Eldorado_Solar_15_Generic | Southern_NV_Eldorado_Solar | 0 | 0 | 1 | 0 | 0 | 0 | 0
|  | Southern_NV_Eldorado_Solar_42 | Southern_NV_Eldorado_Solar_42_Generic | Southern_NV_Eldorado_Solar | 0 | 0 | 1 | 0 | 0 | 0 | 0
|  | Southern_NV_Eldorado_Wind_15 | Southern_NV_Eldorado_Wind_15_Generic | Southern_NV_Eldorado_Wind | 0 | 0 | 1 | 0 | 0 | 0 | 0
|  | Humboldt_Bay_Offshore_Wind_Asset |  | Humboldt_Bay_Offshore_Wind | 0 | 0 | 0 | 0 | 0 | 0 | 0
|  | Greater_Imperial_Flow_Battery_20 | Greater_Imperial_Flow_Battery_20_Generic | CAISO_Flow_Battery_8hr_Dispatch | 0 | 0 | 0 | 1 | 0 | 0 | 0
|  | Greater_Imperial_Li_Battery_4hr_20 | Greater_Imperial_Li_Battery_4hr_20_Generic | CAISO_Li_Battery_4hr_Dispatch | 0 | 0 | 0 | 1 | 0 | 0 | 0
|  | Greater_Imperial_Li_Battery_8hr_20 | Greater_Imperial_Li_Battery_8hr_20_Generic | CAISO_Li_Battery_8hr_Dispatch | 0 | 0 | 0 | 1 | 0 | 0 | 0
|  | Greater_Imperial_Geothermal_20 | Greater_Imperial_Geothermal_20_Generic | Greater_Imperial_Geothermal | 0 | 0 | 0 | 1 | 0 | 0 | 0
|  | Greater_Imperial_Solar_20 | Greater_Imperial_Solar_20_Generic | Greater_Imperial_Solar | 0 | 0 | 0 | 1 | 0 | 0 | 0
|  | Greater_Imperial_Biomass_20 | Greater_Imperial_Biomass_20_Generic | InState_Biomass | 0 | 0 | 0 | 1 | 0 | 0 | 0
|  | Southern_PGAE_Flow_Battery_148 | Southern_PGAE_Flow_Battery_148_Generic | CAISO_Flow_Battery_8hr_Dispatch | 0 | 1 | 0 | 0 | 0 | 0 | 0
|  | Southern_PGAE_Flow_Battery_181 | Southern_PGAE_Flow_Battery_181_Generic | CAISO_Flow_Battery_8hr_Dispatch | 0 | 1 | 0 | 0 | 0 | 0 | 0
|  | Southern_PGAE_Li_Battery_4hr_148 | Southern_PGAE_Li_Battery_4hr_148_Generic | CAISO_Li_Battery_4hr_Dispatch | 0 | 1 | 0 | 0 | 0 | 0 | 0
|  | Southern_PGAE_Li_Battery_4hr_181 | Southern_PGAE_Li_Battery_4hr_181_Generic | CAISO_Li_Battery_4hr_Dispatch | 0 | 1 | 0 | 0 | 0 | 0 | 0
|  | Southern_PGAE_Li_Battery_8hr_148 | Southern_PGAE_Li_Battery_8hr_148_Generic | CAISO_Li_Battery_8hr_Dispatch | 0 | 1 | 0 | 0 | 0 | 0 | 0
|  | Southern_PGAE_Li_Battery_8hr_181 | Southern_PGAE_Li_Battery_8hr_181_Generic | CAISO_Li_Battery_8hr_Dispatch | 0 | 1 | 0 | 0 | 0 | 0 | 0
|  | Southern_PGAE_Solar_148 | Southern_PGAE_Solar_148_Generic | Southern_PGAE_Solar | 0 | 1 | 0 | 0 | 0 | 0 | 0
|  | Southern_PGAE_Solar_181 | Southern_PGAE_Solar_181_Generic | Southern_PGAE_Solar | 0 | 1 | 0 | 0 | 0 | 0 | 0
|  | Northern_California_Flow_Battery_84 | Northern_California_Flow_Battery_84_Generic | CAISO_Flow_Battery_8hr_Dispatch | 1 | 0 | 0 | 0 | 0 | 0 | 0
|  | Southern_PGAE_Flow_Battery_145 | Southern_PGAE_Flow_Battery_145_Generic | CAISO_Flow_Battery_8hr_Dispatch | 1 | 0 | 0 | 0 | 0 | 0 | 0
|  | Northern_California_Li_Battery_4hr_84 | Northern_California_Li_Battery_4hr_84_Generic | CAISO_Li_Battery_4hr_Dispatch | 1 | 0 | 0 | 0 | 0 | 0 | 0
|  | Southern_PGAE_Li_Battery_4hr_145 | Southern_PGAE_Li_Battery_4hr_145_Generic | CAISO_Li_Battery_4hr_Dispatch | 1 | 0 | 0 | 0 | 0 | 0 | 0
|  | Northern_California_Li_Battery_8hr_84 | Northern_California_Li_Battery_8hr_84_Generic | CAISO_Li_Battery_8hr_Dispatch | 1 | 0 | 0 | 0 | 0 | 0 | 0
|  | Southern_PGAE_Li_Battery_8hr_145 | Southern_PGAE_Li_Battery_8hr_145_Generic | CAISO_Li_Battery_8hr_Dispatch | 1 | 0 | 0 | 0 | 0 | 0 | 0
|  | Northern_California_Solar_84 | Northern_California_Solar_84_Generic | Northern_California_Solar | 1 | 0 | 0 | 0 | 0 | 0 | 0
|  | Southern_PGAE_Solar_145 | Southern_PGAE_Solar_145_Generic | Southern_PGAE_Solar | 1 | 0 | 0 | 0 | 0 | 0 | 0
|  | Southern_PGAE_Flow_Battery_54 | Southern_PGAE_Flow_Battery_54_Generic | CAISO_Flow_Battery_8hr_Dispatch | 0 | 1 | 0 | 0 | 0 | 0 | 0
|  | Southern_PGAE_Flow_Battery_136 | Southern_PGAE_Flow_Battery_136_Generic | CAISO_Flow_Battery_8hr_Dispatch | 0 | 1 | 0 | 0 | 0 | 0 | 0
|  | Southern_PGAE_Flow_Battery_152 | Southern_PGAE_Flow_Battery_152_Generic | CAISO_Flow_Battery_8hr_Dispatch | 0 | 1 | 0 | 0 | 0 | 0 | 0
|  | Southern_PGAE_Flow_Battery_173 | Southern_PGAE_Flow_Battery_173_Generic | CAISO_Flow_Battery_8hr_Dispatch | 0 | 1 | 0 | 0 | 0 | 0 | 0
|  | Southern_PGAE_Flow_Battery_175 | Southern_PGAE_Flow_Battery_175_Generic | CAISO_Flow_Battery_8hr_Dispatch | 0 | 1 | 0 | 0 | 0 | 0 | 0
|  | Southern_PGAE_Flow_Battery_177 | Southern_PGAE_Flow_Battery_177_Generic | CAISO_Flow_Battery_8hr_Dispatch | 0 | 1 | 0 | 0 | 0 | 0 | 0
|  | Southern_PGAE_Li_Battery_4hr_54 | Southern_PGAE_Li_Battery_4hr_54_Generic | CAISO_Li_Battery_4hr_Dispatch | 0 | 1 | 0 | 0 | 0 | 0 | 0
|  | Southern_PGAE_Li_Battery_4hr_136 | Southern_PGAE_Li_Battery_4hr_136_Generic | CAISO_Li_Battery_4hr_Dispatch | 0 | 1 | 0 | 0 | 0 | 0 | 0
|  | Southern_PGAE_Li_Battery_4hr_152 | Southern_PGAE_Li_Battery_4hr_152_Generic | CAISO_Li_Battery_4hr_Dispatch | 0 | 1 | 0 | 0 | 0 | 0 | 0
|  | Southern_PGAE_Li_Battery_4hr_173 | Southern_PGAE_Li_Battery_4hr_173_Generic | CAISO_Li_Battery_4hr_Dispatch | 0 | 1 | 0 | 0 | 0 | 0 | 0
|  | Southern_PGAE_Li_Battery_4hr_175 | Southern_PGAE_Li_Battery_4hr_175_Generic | CAISO_Li_Battery_4hr_Dispatch | 0 | 1 | 0 | 0 | 0 | 0 | 0
|  | Southern_PGAE_Li_Battery_4hr_177 | Southern_PGAE_Li_Battery_4hr_177_Generic | CAISO_Li_Battery_4hr_Dispatch | 0 | 1 | 0 | 0 | 0 | 0 | 0
|  | Southern_PGAE_Li_Battery_8hr_54 | Southern_PGAE_Li_Battery_8hr_54_Generic | CAISO_Li_Battery_8hr_Dispatch | 0 | 1 | 0 | 0 | 0 | 0 | 0
|  | Southern_PGAE_Li_Battery_8hr_136 | Southern_PGAE_Li_Battery_8hr_136_Generic | CAISO_Li_Battery_8hr_Dispatch | 0 | 1 | 0 | 0 | 0 | 0 | 0
|  | Southern_PGAE_Li_Battery_8hr_152 | Southern_PGAE_Li_Battery_8hr_152_Generic | CAISO_Li_Battery_8hr_Dispatch | 0 | 1 | 0 | 0 | 0 | 0 | 0
|  | Southern_PGAE_Li_Battery_8hr_173 | Southern_PGAE_Li_Battery_8hr_173_Generic | CAISO_Li_Battery_8hr_Dispatch | 0 | 1 | 0 | 0 | 0 | 0 | 0
|  | Southern_PGAE_Li_Battery_8hr_175 | Southern_PGAE_Li_Battery_8hr_175_Generic | CAISO_Li_Battery_8hr_Dispatch | 0 | 1 | 0 | 0 | 0 | 0 | 0
|  | Southern_PGAE_Li_Battery_8hr_177 | Southern_PGAE_Li_Battery_8hr_177_Generic | CAISO_Li_Battery_8hr_Dispatch | 0 | 1 | 0 | 0 | 0 | 0 | 0
|  | Southern_PGAE_Solar_54 | Southern_PGAE_Solar_54_Generic | Southern_PGAE_Solar | 0 | 1 | 0 | 0 | 0 | 0 | 0
|  | Southern_PGAE_Solar_136 | Southern_PGAE_Solar_136_Generic | Southern_PGAE_Solar | 0 | 1 | 0 | 0 | 0 | 0 | 0
|  | Southern_PGAE_Solar_152 | Southern_PGAE_Solar_152_Generic | Southern_PGAE_Solar | 0 | 1 | 0 | 0 | 0 | 0 | 0
|  | Southern_PGAE_Solar_173 | Southern_PGAE_Solar_173_Generic | Southern_PGAE_Solar | 0 | 1 | 0 | 0 | 0 | 0 | 0
|  | Southern_PGAE_Solar_175 | Southern_PGAE_Solar_175_Generic | Southern_PGAE_Solar | 0 | 1 | 0 | 0 | 0 | 0 | 0
|  | Southern_PGAE_Solar_177 | Southern_PGAE_Solar_177_Generic | Southern_PGAE_Solar | 0 | 1 | 0 | 0 | 0 | 0 | 0
|  | Southern_PGAE_Flow_Battery_160 | Southern_PGAE_Flow_Battery_160_Generic | CAISO_Flow_Battery_8hr_Dispatch | 0 | 1 | 0 | 0 | 0 | 0 | 0
|  | Southern_PGAE_Li_Battery_4hr_160 | Southern_PGAE_Li_Battery_4hr_160_Generic | CAISO_Li_Battery_4hr_Dispatch | 0 | 1 | 0 | 0 | 0 | 0 | 0
|  | Southern_PGAE_Li_Battery_8hr_160 | Southern_PGAE_Li_Battery_8hr_160_Generic | CAISO_Li_Battery_8hr_Dispatch | 0 | 1 | 0 | 0 | 0 | 0 | 0
|  | Southern_PGAE_Solar_160 | Southern_PGAE_Solar_160_Generic | Southern_PGAE_Solar | 0 | 1 | 0 | 0 | 0 | 0 | 0
|  | Greater_Kramer_Flow_Battery_123 | Greater_Kramer_Flow_Battery_123_Generic | CAISO_Flow_Battery_8hr_Dispatch | 0 | 0 | 0 | 0 | 0 | 1 | 0
|  | Greater_Kramer_Li_Battery_4hr_123 | Greater_Kramer_Li_Battery_4hr_123_Generic | CAISO_Li_Battery_4hr_Dispatch | 0 | 0 | 0 | 0 | 0 | 1 | 0
|  | Greater_Kramer_Li_Battery_8hr_123 | Greater_Kramer_Li_Battery_8hr_123_Generic | CAISO_Li_Battery_8hr_Dispatch | 0 | 0 | 0 | 0 | 0 | 1 | 0
|  | Greater_Kramer_Solar_123 | Greater_Kramer_Solar_123_Generic | Greater_Kramer_Solar | 0 | 0 | 0 | 0 | 0 | 1 | 0
|  | Southern_PGAE_Flow_Battery_99 | Southern_PGAE_Flow_Battery_99_Generic | CAISO_Flow_Battery_8hr_Dispatch | 1 | 1 | 0 | 0 | 0 | 0 | 0
|  | Southern_PGAE_Li_Battery_4hr_99 | Southern_PGAE_Li_Battery_4hr_99_Generic | CAISO_Li_Battery_4hr_Dispatch | 1 | 1 | 0 | 0 | 0 | 0 | 0
|  | Southern_PGAE_Li_Battery_8hr_99 | Southern_PGAE_Li_Battery_8hr_99_Generic | CAISO_Li_Battery_8hr_Dispatch | 1 | 1 | 0 | 0 | 0 | 0 | 0
|  | Southern_PGAE_Solar_99 | Southern_PGAE_Solar_99_Generic | Southern_PGAE_Solar | 1 | 1 | 0 | 0 | 0 | 0 | 0
|  | Southern_NV_Eldorado_Flow_Battery_2 | Southern_NV_Eldorado_Flow_Battery_2_Generic | CAISO_Flow_Battery_8hr_Dispatch | 0 | 0 | 1 | 0 | 0 | 0 | 0
|  | Southern_NV_Eldorado_Flow_Battery_16 | Southern_NV_Eldorado_Flow_Battery_16_Generic | CAISO_Flow_Battery_8hr_Dispatch | 0 | 0 | 1 | 0 | 0 | 0 | 0
|  | Tehachapi_Flow_Battery_28 | Tehachapi_Flow_Battery_28_Generic | CAISO_Flow_Battery_8hr_Dispatch | 0 | 0 | 1 | 0 | 0 | 0 | 1
|  | Greater_LA_Flow_Battery_58 | Greater_LA_Flow_Battery_58_Generic | CAISO_Flow_Battery_8hr_Dispatch | 0 | 0 | 1 | 0 | 0 | 0 | 1
|  | Southern_NV_Eldorado_Li_Battery_4hr_2 | Southern_NV_Eldorado_Li_Battery_4hr_2_Generic | CAISO_Li_Battery_4hr_Dispatch | 0 | 0 | 1 | 0 | 0 | 0 | 0
|  | Southern_NV_Eldorado_Li_Battery_4hr_16 | Southern_NV_Eldorado_Li_Battery_4hr_16_Generic | CAISO_Li_Battery_4hr_Dispatch | 0 | 0 | 1 | 0 | 0 | 0 | 0
|  | Tehachapi_Li_Battery_4hr_28 | Tehachapi_Li_Battery_4hr_28_Generic | CAISO_Li_Battery_4hr_Dispatch | 0 | 0 | 1 | 0 | 0 | 0 | 1
|  | Greater_LA_Li_Battery_4hr_58 | Greater_LA_Li_Battery_4hr_58_Generic | CAISO_Li_Battery_4hr_Dispatch | 0 | 0 | 1 | 0 | 0 | 0 | 1
|  | Southern_NV_Eldorado_Li_Battery_8hr_2 | Southern_NV_Eldorado_Li_Battery_8hr_2_Generic | CAISO_Li_Battery_8hr_Dispatch | 0 | 0 | 1 | 0 | 0 | 0 | 0
|  | Southern_NV_Eldorado_Li_Battery_8hr_16 | Southern_NV_Eldorado_Li_Battery_8hr_16_Generic | CAISO_Li_Battery_8hr_Dispatch | 0 | 0 | 1 | 0 | 0 | 0 | 0
|  | Tehachapi_Li_Battery_8hr_28 | Tehachapi_Li_Battery_8hr_28_Generic | CAISO_Li_Battery_8hr_Dispatch | 0 | 0 | 1 | 0 | 0 | 0 | 1
|  | Greater_LA_Li_Battery_8hr_58 | Greater_LA_Li_Battery_8hr_58_Generic | CAISO_Li_Battery_8hr_Dispatch | 0 | 0 | 1 | 0 | 0 | 0 | 1
|  | Greater_LA_Solar_58 | Greater_LA_Solar_58_Generic | Greater_LA_Solar | 0 | 0 | 1 | 0 | 0 | 0 | 1
|  | Southern_NV_Eldorado_Solar_2 | Southern_NV_Eldorado_Solar_2_Generic | Southern_NV_Eldorado_Solar | 0 | 0 | 1 | 0 | 0 | 0 | 0
|  | Southern_NV_Eldorado_Solar_16 | Southern_NV_Eldorado_Solar_16_Generic | Southern_NV_Eldorado_Solar | 0 | 0 | 1 | 0 | 0 | 0 | 0
|  | Southern_NV_Eldorado_Wind_2 | Southern_NV_Eldorado_Wind_2_Generic | Southern_NV_Eldorado_Wind | 0 | 0 | 1 | 0 | 0 | 0 | 0
|  | Southern_NV_Eldorado_Wind_16 | Southern_NV_Eldorado_Wind_16_Generic | Southern_NV_Eldorado_Wind | 0 | 0 | 1 | 0 | 0 | 0 | 0
|  | Tehachapi_Solar_28 | Tehachapi_Solar_28_Generic | Tehachapi_Solar | 0 | 0 | 1 | 0 | 0 | 0 | 1
|  | Greater_Kramer_Flow_Battery_86 | Greater_Kramer_Flow_Battery_86_Generic | CAISO_Flow_Battery_8hr_Dispatch | 0 | 0 | 0 | 0 | 0 | 1 | 0
|  | Greater_Kramer_Li_Battery_4hr_86 | Greater_Kramer_Li_Battery_4hr_86_Generic | CAISO_Li_Battery_4hr_Dispatch | 0 | 0 | 0 | 0 | 0 | 1 | 0
|  | Greater_Kramer_Li_Battery_8hr_86 | Greater_Kramer_Li_Battery_8hr_86_Generic | CAISO_Li_Battery_8hr_Dispatch | 0 | 0 | 0 | 0 | 0 | 1 | 0
|  | Greater_Kramer_Solar_86 | Greater_Kramer_Solar_86_Generic | Greater_Kramer_Solar | 0 | 0 | 0 | 0 | 0 | 1 | 0
|  | Southern_PGAE_Flow_Battery_147 | Southern_PGAE_Flow_Battery_147_Generic | CAISO_Flow_Battery_8hr_Dispatch | 0 | 1 | 0 | 0 | 0 | 0 | 0
|  | Southern_PGAE_Li_Battery_4hr_147 | Southern_PGAE_Li_Battery_4hr_147_Generic | CAISO_Li_Battery_4hr_Dispatch | 0 | 1 | 0 | 0 | 0 | 0 | 0
|  | Southern_PGAE_Li_Battery_8hr_147 | Southern_PGAE_Li_Battery_8hr_147_Generic | CAISO_Li_Battery_8hr_Dispatch | 0 | 1 | 0 | 0 | 0 | 0 | 0
|  | Southern_PGAE_Solar_147 | Southern_PGAE_Solar_147_Generic | Southern_PGAE_Solar | 0 | 1 | 0 | 0 | 0 | 0 | 0
|  | Southern_PGAE_Flow_Battery_37 | Southern_PGAE_Flow_Battery_37_Generic | CAISO_Flow_Battery_8hr_Dispatch | 0 | 1 | 0 | 0 | 0 | 0 | 0
|  | Southern_PGAE_Flow_Battery_47 | Southern_PGAE_Flow_Battery_47_Generic | CAISO_Flow_Battery_8hr_Dispatch | 0 | 1 | 0 | 0 | 0 | 0 | 0
|  | Northern_California_Flow_Battery_130 | Northern_California_Flow_Battery_130_Generic | CAISO_Flow_Battery_8hr_Dispatch | 0 | 1 | 0 | 0 | 0 | 0 | 0
|  | Southern_PGAE_Li_Battery_4hr_37 | Southern_PGAE_Li_Battery_4hr_37_Generic | CAISO_Li_Battery_4hr_Dispatch | 0 | 1 | 0 | 0 | 0 | 0 | 0
|  | Southern_PGAE_Li_Battery_4hr_47 | Southern_PGAE_Li_Battery_4hr_47_Generic | CAISO_Li_Battery_4hr_Dispatch | 0 | 1 | 0 | 0 | 0 | 0 | 0
|  | Northern_California_Li_Battery_4hr_130 | Northern_California_Li_Battery_4hr_130_Generic | CAISO_Li_Battery_4hr_Dispatch | 0 | 1 | 0 | 0 | 0 | 0 | 0
|  | Southern_PGAE_Li_Battery_8hr_37 | Southern_PGAE_Li_Battery_8hr_37_Generic | CAISO_Li_Battery_8hr_Dispatch | 0 | 1 | 0 | 0 | 0 | 0 | 0
|  | Southern_PGAE_Li_Battery_8hr_47 | Southern_PGAE_Li_Battery_8hr_47_Generic | CAISO_Li_Battery_8hr_Dispatch | 0 | 1 | 0 | 0 | 0 | 0 | 0
|  | Northern_California_Li_Battery_8hr_130 | Northern_California_Li_Battery_8hr_130_Generic | CAISO_Li_Battery_8hr_Dispatch | 0 | 1 | 0 | 0 | 0 | 0 | 0
|  | Central_Valley_North_Los_Banos_Biomass_47 | Central_Valley_North_Los_Banos_Biomass_47_Generic | InState_Biomass | 0 | 1 | 0 | 0 | 0 | 0 | 0
|  | Northern_California_Solar_130 | Northern_California_Solar_130_Generic | Northern_California_Solar | 0 | 1 | 0 | 0 | 0 | 0 | 0
|  | Southern_PGAE_Solar_37 | Southern_PGAE_Solar_37_Generic | Southern_PGAE_Solar | 0 | 1 | 0 | 0 | 0 | 0 | 0
|  | Southern_PGAE_Solar_47 | Southern_PGAE_Solar_47_Generic | Southern_PGAE_Solar | 0 | 1 | 0 | 0 | 0 | 0 | 0
|  | Southern_PGAE_Adiabatic_CAES_12 | Southern_PGAE_Adiabatic_CAES_12_Generic | CAISO_Adiabatic_CAES_24hr | 0 | 1 | 0 | 0 | 0 | 0 | 0
|  | Southern_PGAE_Flow_Battery_12 | Southern_PGAE_Flow_Battery_12_Generic | CAISO_Flow_Battery_8hr_Dispatch | 0 | 1 | 0 | 0 | 0 | 0 | 0
|  | Southern_PGAE_Flow_Battery_17 | Southern_PGAE_Flow_Battery_17_Generic | CAISO_Flow_Battery_8hr_Dispatch | 1 | 1 | 0 | 0 | 0 | 0 | 0
|  | Southern_PGAE_Li_Battery_4hr_12 | Southern_PGAE_Li_Battery_4hr_12_Generic | CAISO_Li_Battery_4hr_Dispatch | 0 | 1 | 0 | 0 | 0 | 0 | 0
|  | Southern_PGAE_Li_Battery_4hr_17 | Southern_PGAE_Li_Battery_4hr_17_Generic | CAISO_Li_Battery_4hr_Dispatch | 1 | 1 | 0 | 0 | 0 | 0 | 0
|  | Southern_PGAE_Li_Battery_8hr_12 | Southern_PGAE_Li_Battery_8hr_12_Generic | CAISO_Li_Battery_8hr_Dispatch | 0 | 1 | 0 | 0 | 0 | 0 | 0
|  | Southern_PGAE_Li_Battery_8hr_17 | Southern_PGAE_Li_Battery_8hr_17_Generic | CAISO_Li_Battery_8hr_Dispatch | 1 | 1 | 0 | 0 | 0 | 0 | 0
|  | Central_Valley_North_Los_Banos_Wind_17 | Central_Valley_North_Los_Banos_Wind_17_Generic | Central_Valley_North_Los_Banos_Wind | 1 | 1 | 0 | 0 | 0 | 0 | 0
|  | Southern_PGAE_Solar_12 | Southern_PGAE_Solar_12_Generic | Southern_PGAE_Solar | 0 | 1 | 0 | 0 | 0 | 0 | 0
|  | Southern_PGAE_Solar_17 | Southern_PGAE_Solar_17_Generic | Southern_PGAE_Solar | 1 | 1 | 0 | 0 | 0 | 0 | 0
|  | Northern_California_Flow_Battery_96 | Northern_California_Flow_Battery_96_Generic | CAISO_Flow_Battery_8hr_Dispatch | 1 | 0 | 0 | 0 | 0 | 0 | 0
|  | Northern_California_Flow_Battery_113 | Northern_California_Flow_Battery_113_Generic | CAISO_Flow_Battery_8hr_Dispatch | 1 | 1 | 0 | 0 | 0 | 0 | 0
|  | Northern_California_Flow_Battery_116 | Northern_California_Flow_Battery_116_Generic | CAISO_Flow_Battery_8hr_Dispatch | 1 | 0 | 0 | 0 | 0 | 0 | 0
|  | Northern_California_Li_Battery_4hr_96 | Northern_California_Li_Battery_4hr_96_Generic | CAISO_Li_Battery_4hr_Dispatch | 1 | 0 | 0 | 0 | 0 | 0 | 0
|  | Northern_California_Li_Battery_4hr_113 | Northern_California_Li_Battery_4hr_113_Generic | CAISO_Li_Battery_4hr_Dispatch | 1 | 1 | 0 | 0 | 0 | 0 | 0
|  | Northern_California_Li_Battery_4hr_116 | Northern_California_Li_Battery_4hr_116_Generic | CAISO_Li_Battery_4hr_Dispatch | 1 | 0 | 0 | 0 | 0 | 0 | 0
|  | Northern_California_Li_Battery_8hr_96 | Northern_California_Li_Battery_8hr_96_Generic | CAISO_Li_Battery_8hr_Dispatch | 1 | 0 | 0 | 0 | 0 | 0 | 0
|  | Northern_California_Li_Battery_8hr_113 | Northern_California_Li_Battery_8hr_113_Generic | CAISO_Li_Battery_8hr_Dispatch | 1 | 1 | 0 | 0 | 0 | 0 | 0
|  | Northern_California_Li_Battery_8hr_116 | Northern_California_Li_Battery_8hr_116_Generic | CAISO_Li_Battery_8hr_Dispatch | 1 | 0 | 0 | 0 | 0 | 0 | 0
|  | Northern_California_Solar_96 | Northern_California_Solar_96_Generic | Northern_California_Solar | 1 | 0 | 0 | 0 | 0 | 0 | 0
|  | Northern_California_Solar_113 | Northern_California_Solar_113_Generic | Northern_California_Solar | 1 | 1 | 0 | 0 | 0 | 0 | 0
|  | Northern_California_Solar_116 | Northern_California_Solar_116_Generic | Northern_California_Solar | 1 | 0 | 0 | 0 | 0 | 0 | 0
|  | Southern_PGAE_Flow_Battery_43 | Southern_PGAE_Flow_Battery_43_Generic | CAISO_Flow_Battery_8hr_Dispatch | 0 | 1 | 0 | 0 | 0 | 0 | 0
|  | Southern_PGAE_Li_Battery_4hr_43 | Southern_PGAE_Li_Battery_4hr_43_Generic | CAISO_Li_Battery_4hr_Dispatch | 0 | 1 | 0 | 0 | 0 | 0 | 0
|  | Southern_PGAE_Li_Battery_8hr_43 | Southern_PGAE_Li_Battery_8hr_43_Generic | CAISO_Li_Battery_8hr_Dispatch | 0 | 1 | 0 | 0 | 0 | 0 | 0
|  | Southern_PGAE_Solar_43 | Southern_PGAE_Solar_43_Generic | Southern_PGAE_Solar | 0 | 1 | 0 | 0 | 0 | 0 | 0
|  | Northern_California_Flow_Battery_41 | Northern_California_Flow_Battery_41_Generic | CAISO_Flow_Battery_8hr_Dispatch | 1 | 0 | 0 | 0 | 0 | 0 | 0
|  | Northern_California_Flow_Battery_57 | Northern_California_Flow_Battery_57_Generic | CAISO_Flow_Battery_8hr_Dispatch | 1 | 0 | 0 | 0 | 0 | 0 | 0
|  | Northern_California_Flow_Battery_73 | Northern_California_Flow_Battery_73_Generic | CAISO_Flow_Battery_8hr_Dispatch | 1 | 0 | 0 | 0 | 0 | 0 | 0
|  | Northern_California_Flow_Battery_82 | Northern_California_Flow_Battery_82_Generic | CAISO_Flow_Battery_8hr_Dispatch | 1 | 0 | 0 | 0 | 0 | 0 | 0
|  | Northern_California_Li_Battery_4hr_41 | Northern_California_Li_Battery_4hr_41_Generic | CAISO_Li_Battery_4hr_Dispatch | 1 | 0 | 0 | 0 | 0 | 0 | 0
|  | Northern_California_Li_Battery_4hr_57 | Northern_California_Li_Battery_4hr_57_Generic | CAISO_Li_Battery_4hr_Dispatch | 1 | 0 | 0 | 0 | 0 | 0 | 0
|  | Northern_California_Li_Battery_4hr_73 | Northern_California_Li_Battery_4hr_73_Generic | CAISO_Li_Battery_4hr_Dispatch | 1 | 0 | 0 | 0 | 0 | 0 | 0
|  | Northern_California_Li_Battery_4hr_82 | Northern_California_Li_Battery_4hr_82_Generic | CAISO_Li_Battery_4hr_Dispatch | 1 | 0 | 0 | 0 | 0 | 0 | 0
|  | Northern_California_Li_Battery_8hr_41 | Northern_California_Li_Battery_8hr_41_Generic | CAISO_Li_Battery_8hr_Dispatch | 1 | 0 | 0 | 0 | 0 | 0 | 0
|  | Northern_California_Li_Battery_8hr_57 | Northern_California_Li_Battery_8hr_57_Generic | CAISO_Li_Battery_8hr_Dispatch | 1 | 0 | 0 | 0 | 0 | 0 | 0
|  | Northern_California_Li_Battery_8hr_73 | Northern_California_Li_Battery_8hr_73_Generic | CAISO_Li_Battery_8hr_Dispatch | 1 | 0 | 0 | 0 | 0 | 0 | 0
|  | Northern_California_Li_Battery_8hr_82 | Northern_California_Li_Battery_8hr_82_Generic | CAISO_Li_Battery_8hr_Dispatch | 1 | 0 | 0 | 0 | 0 | 0 | 0
|  | Northern_California_Solar_41 | Northern_California_Solar_41_Generic | Northern_California_Solar | 1 | 0 | 0 | 0 | 0 | 0 | 0
|  | Northern_California_Solar_57 | Northern_California_Solar_57_Generic | Northern_California_Solar | 1 | 0 | 0 | 0 | 0 | 0 | 0
|  | Northern_California_Solar_73 | Northern_California_Solar_73_Generic | Northern_California_Solar | 1 | 0 | 0 | 0 | 0 | 0 | 0
|  | Northern_California_Solar_82 | Northern_California_Solar_82_Generic | Northern_California_Solar | 1 | 0 | 0 | 0 | 0 | 0 | 0
|  | Southern_PGAE_Flow_Battery_95 | Southern_PGAE_Flow_Battery_95_Generic | CAISO_Flow_Battery_8hr_Dispatch | 1 | 0 | 0 | 0 | 0 | 0 | 0
|  | Southern_PGAE_Li_Battery_4hr_95 | Southern_PGAE_Li_Battery_4hr_95_Generic | CAISO_Li_Battery_4hr_Dispatch | 1 | 0 | 0 | 0 | 0 | 0 | 0
|  | Southern_PGAE_Li_Battery_8hr_95 | Southern_PGAE_Li_Battery_8hr_95_Generic | CAISO_Li_Battery_8hr_Dispatch | 1 | 0 | 0 | 0 | 0 | 0 | 0
|  | Southern_PGAE_Solar_95 | Southern_PGAE_Solar_95_Generic | Southern_PGAE_Solar | 1 | 0 | 0 | 0 | 0 | 0 | 0
|  | Greater_LA_Flow_Battery_18 | Greater_LA_Flow_Battery_18_Generic | CAISO_Flow_Battery_8hr_Dispatch | 0 | 0 | 0 | 0 | 0 | 0 | 1
|  | Greater_LA_Li_Battery_4hr_18 | Greater_LA_Li_Battery_4hr_18_Generic | CAISO_Li_Battery_4hr_Dispatch | 0 | 0 | 0 | 0 | 0 | 0 | 1
|  | Greater_LA_Li_Battery_8hr_18 | Greater_LA_Li_Battery_8hr_18_Generic | CAISO_Li_Battery_8hr_Dispatch | 0 | 0 | 0 | 0 | 0 | 0 | 1
|  | Greater_LA_Solar_18 | Greater_LA_Solar_18_Generic | Greater_LA_Solar | 0 | 0 | 0 | 0 | 0 | 0 | 1
|  | Tehachapi_Wind_18 | Tehachapi_Wind_18_Generic | Tehachapi_Wind | 0 | 0 | 0 | 0 | 0 | 0 | 1
|  | Riverside_Flow_Battery_59 | Riverside_Flow_Battery_59_Generic | CAISO_Flow_Battery_8hr_Dispatch | 0 | 0 | 0 | 1 | 0 | 0 | 0
|  | Riverside_Li_Battery_4hr_59 | Riverside_Li_Battery_4hr_59_Generic | CAISO_Li_Battery_4hr_Dispatch | 0 | 0 | 0 | 1 | 0 | 0 | 0
|  | Riverside_Li_Battery_8hr_59 | Riverside_Li_Battery_8hr_59_Generic | CAISO_Li_Battery_8hr_Dispatch | 0 | 0 | 0 | 1 | 0 | 0 | 0
|  | Riverside_East_Pumped_Storage_59 | Riverside_East_Pumped_Storage_59_Generic | CAISO_New_Pumped_Storage_12hr | 0 | 0 | 0 | 1 | 0 | 0 | 0
|  | Riverside_Solar_59 | Riverside_Solar_59_Generic | Riverside_Solar | 0 | 0 | 0 | 1 | 0 | 0 | 0
|  | Northern_California_Flow_Battery_35 | Northern_California_Flow_Battery_35_Generic | CAISO_Flow_Battery_8hr_Dispatch | 1 | 0 | 0 | 0 | 0 | 0 | 0
|  | Northern_California_Li_Battery_4hr_35 | Northern_California_Li_Battery_4hr_35_Generic | CAISO_Li_Battery_4hr_Dispatch | 1 | 0 | 0 | 0 | 0 | 0 | 0
|  | Northern_California_Li_Battery_8hr_35 | Northern_California_Li_Battery_8hr_35_Generic | CAISO_Li_Battery_8hr_Dispatch | 1 | 0 | 0 | 0 | 0 | 0 | 0
|  | Northern_California_Geothermal_35 | Northern_California_Geothermal_35_Generic | Northern_California_Geothermal | 1 | 0 | 0 | 0 | 0 | 0 | 0
|  | Northern_California_Solar_35 | Northern_California_Solar_35_Generic | Northern_California_Solar | 1 | 0 | 0 | 0 | 0 | 0 | 0
|  | Northern_California_Wind_35 | Northern_California_Wind_35_Generic | Northern_California_Wind | 1 | 0 | 0 | 0 | 0 | 0 | 0
|  | Greater_LA_Flow_Battery_4 | Greater_LA_Flow_Battery_4_Generic | CAISO_Flow_Battery_8hr_Dispatch | 0 | 0 | 0 | 0 | 1 | 0 | 0
|  | Greater_LA_Li_Battery_4hr_4 | Greater_LA_Li_Battery_4hr_4_Generic | CAISO_Li_Battery_4hr_Dispatch | 0 | 0 | 0 | 0 | 1 | 0 | 0
|  | Greater_LA_Li_Battery_8hr_4 | Greater_LA_Li_Battery_8hr_4_Generic | CAISO_Li_Battery_8hr_Dispatch | 0 | 0 | 0 | 0 | 1 | 0 | 0
|  | Greater_LA_Solar_4 | Greater_LA_Solar_4_Generic | Greater_LA_Solar | 0 | 0 | 0 | 0 | 1 | 0 | 0
|  | Northern_California_Flow_Battery_68 | Northern_California_Flow_Battery_68_Generic | CAISO_Flow_Battery_8hr_Dispatch | 1 | 0 | 0 | 0 | 0 | 0 | 0
|  | Northern_California_Flow_Battery_76 | Northern_California_Flow_Battery_76_Generic | CAISO_Flow_Battery_8hr_Dispatch | 1 | 0 | 0 | 0 | 0 | 0 | 0
|  | Northern_California_Li_Battery_4hr_68 | Northern_California_Li_Battery_4hr_68_Generic | CAISO_Li_Battery_4hr_Dispatch | 1 | 0 | 0 | 0 | 0 | 0 | 0
|  | Northern_California_Li_Battery_4hr_76 | Northern_California_Li_Battery_4hr_76_Generic | CAISO_Li_Battery_4hr_Dispatch | 1 | 0 | 0 | 0 | 0 | 0 | 0
|  | Northern_California_Li_Battery_8hr_68 | Northern_California_Li_Battery_8hr_68_Generic | CAISO_Li_Battery_8hr_Dispatch | 1 | 0 | 0 | 0 | 0 | 0 | 0
|  | Northern_California_Li_Battery_8hr_76 | Northern_California_Li_Battery_8hr_76_Generic | CAISO_Li_Battery_8hr_Dispatch | 1 | 0 | 0 | 0 | 0 | 0 | 0
|  | Northern_California_Solar_68 | Northern_California_Solar_68_Generic | Northern_California_Solar | 1 | 0 | 0 | 0 | 0 | 0 | 0
|  | Northern_California_Solar_76 | Northern_California_Solar_76_Generic | Northern_California_Solar | 1 | 0 | 0 | 0 | 0 | 0 | 0
|  | Northern_California_Wind_76 | Northern_California_Wind_76_Generic | Northern_California_Wind | 1 | 0 | 0 | 0 | 0 | 0 | 0
|  | Northern_California_Flow_Battery_5 | Northern_California_Flow_Battery_5_Generic | CAISO_Flow_Battery_8hr_Dispatch | 1 | 0 | 0 | 0 | 0 | 0 | 0
|  | Northern_California_Li_Battery_4hr_5 | Northern_California_Li_Battery_4hr_5_Generic | CAISO_Li_Battery_4hr_Dispatch | 1 | 0 | 0 | 0 | 0 | 0 | 0
|  | Northern_California_Li_Battery_8hr_5 | Northern_California_Li_Battery_8hr_5_Generic | CAISO_Li_Battery_8hr_Dispatch | 1 | 0 | 0 | 0 | 0 | 0 | 0
|  | Northern_California_Pumped_Storage_5 | Northern_California_Pumped_Storage_5_Generic | CAISO_New_Pumped_Storage_12hr | 1 | 0 | 0 | 0 | 0 | 0 | 0
|  | Northern_California_Biomass_5 | Northern_California_Biomass_5_Generic | InState_Biomass | 1 | 0 | 0 | 0 | 0 | 0 | 0
|  | Northern_California_Geothermal_5 | Northern_California_Geothermal_5_Generic | Northern_California_Geothermal | 1 | 0 | 0 | 0 | 0 | 0 | 0
|  | Northern_California_Solar_5 | Northern_California_Solar_5_Generic | Northern_California_Solar | 1 | 0 | 0 | 0 | 0 | 0 | 0
|  | Northern_California_Wind_5 | Northern_California_Wind_5_Generic | Northern_California_Wind | 1 | 0 | 0 | 0 | 0 | 0 | 0
|  | Pacific_Northwest_Geothermal_5 | Pacific_Northwest_Geothermal_5_Generic | Pacific_Northwest_Geothermal | 1 | 0 | 0 | 0 | 0 | 0 | 0
|  | Northern_California_Flow_Battery_180 | Northern_California_Flow_Battery_180_Generic | CAISO_Flow_Battery_8hr_Dispatch | 1 | 0 | 0 | 0 | 0 | 0 | 0
|  | Northern_California_Li_Battery_4hr_180 | Northern_California_Li_Battery_4hr_180_Generic | CAISO_Li_Battery_4hr_Dispatch | 1 | 0 | 0 | 0 | 0 | 0 | 0
|  | Northern_California_Li_Battery_8hr_180 | Northern_California_Li_Battery_8hr_180_Generic | CAISO_Li_Battery_8hr_Dispatch | 1 | 0 | 0 | 0 | 0 | 0 | 0
|  | Northern_California_Solar_180 | Northern_California_Solar_180_Generic | Northern_California_Solar | 1 | 0 | 0 | 0 | 0 | 0 | 0

## Generic Constraint Data
Generic Transmission Upgrade Zones | [5 empty] | HSN/SSN Capability |  |  | Offpeak Capability
|  |  | HSN | SSN | eak
GTUZ | RESOLVE Constraint Name | Asset Name | HSN Constraint Name | SSN Constraint Name | Offpeak Constraint Name | HSN Existing Capability | SSN Existing Capability | Incremental Capabilty per Year | Existing Capability | Incremental Capability per Year | Area Designation | Upgrade Type | HSN/SSN New Deliverability Multiplier | Off-Peak New Deliverability Multiplier | First Available Year | Incremental Capability | Levelized Cost | Associated TPP Constraint (Averaged)
[6 empty] | MW | MW | MW | MW | MW | [5 empty] | MW | $/MW-yr
PG&E North | Generic_PGE_North_500 | Generic_PGE_North_500_group | Generic_PGE_North_500_HSN | Generic_PGE_North_500_SSN | Generic_PGE_North_500_offpeak | 0 | 0 | 500 | 0 | 500 | Solar | Both | -1 | -1 | 2037 | 500 | 78074.9884 | Vaca Dixon-Tesla and Kasson Jct-Heinz
PG&E South | Generic_PGE_South_500 | Generic_PGE_South_500_group | Generic_PGE_South_500_HSN | Generic_PGE_South_500_SSN | Generic_PGE_South_500_offpeak | 0 | 0 | 500 | 0 | 500 | Wind | Both | -1 | -1 | 2037 | 500 | 63523.3026 | Tranquility-Helm and Oceano-Calendar
SCE East of Pisgah | Generic_SCE_East_Pisgah_500 | Generic_SCE_East_Pisgah_500_group | Generic_SCE_East_Pisgah_500_HSN | Generic_SCE_East_Pisgah_500_SSN | Generic_SCE_East_Pisgah_500_offpeak | 0 | 0 | 500 | 0 | 500 | Solar | Both | -1 | -1 | 2037 | 500 | 41319.6618 | Lugo-Victorville (+40%)
SCE Eastern | Generic_SCE_Eastern_500 | Generic_SCE_Eastern_500_group | Generic_SCE_Eastern_500_HSN | Generic_SCE_Eastern_500_SSN | Generic_SCE_Eastern_500_offpeak | 0 | 0 | 500 | 0 | 500 | Wind | Both | -1 | -1 | 2037 | 500 | 107323.9416 | Serrano-Alberhill-Valley and East of Miguel
SCE Metro | Generic_SCE_Metro_500 | Generic_SCE_Metro_500_group | Generic_SCE_Metro_500_HSN | Generic_SCE_Metro_500_SSN | Generic_SCE_Metro_500_offpeak | 0 | 0 | 500 | 0 | 500 | Solar | Both | -1 | -1 | 2037 | 500 | 112343.13 | South of Magunden + Windhub
SCE North of Lugo | Generic_SCE_North_Lugo_500 | Generic_SCE_North_Lugo_500_group | Generic_SCE_North_Lugo_500_HSN | Generic_SCE_North_Lugo_500_SSN | Generic_SCE_North_Lugo_500_offpeak | 0 | 0 | 500 | 0 | 500 | Solar | Both | -1 | -1 | 2037 | 500 | 68984 | Lugo-Kramer 500 kV + Pisgah 500 kV
SCE Northern | Generic_SCE_Northern_500 | Generic_SCE_Northern_500_group | Generic_SCE_Northern_500_HSN | Generic_SCE_Northern_500_SSN | Generic_SCE_Northern_500_offpeak | 0 | 0 | 500 | 0 | 500 | Solar | Both | -1 | -1 | 2037 | 500 | 112343.13 | South of Magunden + Windhub

## Incremental Baseline Resources
[8 empty] | FCDS | FCDS | EODS | EODS
[8 empty] | HSN | SSN | Solar | Wind
Generator Name | Generator Status | RESOLVE Zone | BAA | BAA - Corrected | In Service Date | RESOLVE Technology | Nameplate Capacity | FCDS - HSN | FCDS - SSN | EODS - Solar | EODS - Wind | Busbar Information | FCDS Contribution | EODS Contribution | Notes | Substation | Concat | Constraints
[7 empty] | MW | MW | MW | MW | MW |  | % | %
AMCOR | In-Development | CAISO | PGE | PG&E | 2023-05-01 | Li_Battery | 10 | 10 | 5 | -10 | -10 | exclude | 100% | 100% | Distributed batteries, no single substation |  |  | #VALUE!
ARATINASOLAR | In-Development | CAISO | PGE | SCE | 2023-06-01 | Solar | 150 | 0 | 0 | 115.5 | 102 | Kramer 230 kV | 0% | 100% | EODS | KRAMER | Kramer to Victor Area ConstraintVictor to Lugo Area ConstraintLugo Transformer Area Constraint | Kramer to Victor Area Constraint | Victor to Lugo Area Constraint | Lugo Transformer Area Constraint
ARATINASTORAGE | In-Development | CAISO | PGE | SCE | 2023-12-01 | Li_Battery | 50 | 50 | 25 | -50 | -50 | Kramer 230 kV | 100% | 100% |  | KRAMER | Kramer to Victor Area ConstraintVictor to Lugo Area ConstraintLugo Transformer Area Constraint | Kramer to Victor Area Constraint | Victor to Lugo Area Constraint | Lugo Transformer Area Constraint
AZALEASOLAR | In-Development | CAISO | PGE | PG&E | 2022-12-01 | Solar | 60 | 3.18 | 17.6808 | 47.4 | 40.8 | Arco 230 kV | 53% | 100% | 53% FCDS | ARCO (PGE) | Midway-Q2005 230kV LineGates 500/230kV TB #11Gates 500/230kV TB #12Mustang-Henrietta 230 kV lineGates-Panoche 230 kV #1 and #2 Lines | Midway-Q2005 230kV Line | Gates 500/230kV TB #11 | Gates 500/230kV TB #12 | Mustang-Henrietta 230 kV line | Gates-Panoche 230 kV #1 and #2 Lines
AZALEASTORAGE | In-Development | CAISO | PGE | PG&E | 2022-12-01 | Li_Battery | 38 | 38 | 19 | -38 | -38 | Arco 230 kV | 100% | 100% |  | ARCO (PGE) | Midway-Q2005 230kV LineGates 500/230kV TB #11Gates 500/230kV TB #12Mustang-Henrietta 230 kV lineGates-Panoche 230 kV #1 and #2 Lines | Midway-Q2005 230kV Line | Gates 500/230kV TB #11 | Gates 500/230kV TB #12 | Mustang-Henrietta 230 kV line | Gates-Panoche 230 kV #1 and #2 Lines
BLKDIA_2_BDEBT1 | Online | CAISO | PGE | PG&E | 2022-03-01 | Li_Battery | 200 | 200 | 100 | -200 | -200 | Pittsburgh 230 kV | 100% | 100% |  | PITTSBURG | Santa Rosa-Corona 115 kV lineVaca Dixon-Tesla 500kV LineDumbarton-Newark 115 kV lineEastshore-San Mateo 230 kV lineSobrante-Moraga 230 kV lineWindmaster-Delta pumps 230 kV lineTesla-Tracy-Pump 230 kV line #2Tesla-Bellota 230 kV lineTesla-Tracy Pump 230 kV Line #1 | Santa Rosa-Corona 115 kV line | Vaca Dixon-Tesla 500kV Line | Dumbarton-Newark 115 kV line | Eastshore-San Mateo 230 kV line | Sobrante-Moraga 230 kV line | Windmaster-Delta pumps 230 kV line | Tesla-Tracy-Pump 230 kV line #2 | Tesla-Bellota 230 kV line | Tesla-Tracy Pump 230 kV Line #1
BLM_W_2_COSBT1 | Online | CAISO | PGE | SCE | 2022-02-01 | Li_Battery | 60 | 60 | 30 | -60 | -60 | exclude | 100% | 100% | Existing Tx, co-located with Coso geothermal |  |  | #VALUE!
BODEGAENERGY | In-Development | CAISO | PGE | PG&E | 2026-06-01 | Li_Battery | 10 | 10 | 5 | -10 | -10 | exclude | 100% | 100% | In Bodega but no key cosntraints in area |  |  | #VALUE!
CABALLEROCASTORAGE | In-Development | CAISO | PGE | PG&E | 2024-03-01 | Li_Battery | 99.7 | 99.7 | 49.85 | -99.7 | -99.7 | Mesa 230 kV | 100% | 100% |  | MESA | Oceano-Calendar 115kV lineMidway-Q2005 230kV LineMidway 230/115kV TB #3 | Oceano-Calendar 115kV line | Midway-Q2005 230kV Line | Midway 230/115kV TB #3
CAPTESTATIONGEOTHERMAL | In-Development | CAISO | PGE | PG&E | 2028-06-01 | Geothermal | 33 | 33 | 33 | 33 | 33 | Eldorado | 100% | 100% |  | ELDORADO | Colorado River-Red Bluff Constraint Devers-Red Bluff ConstraintLugo - Victorville area constraint | Colorado River-Red Bluff Constraint | Devers-Red Bluff Constraint | Lugo - Victorville area constraint
CASCADESTORAGE | In-Development | CAISO | PGE | PG&E | 2022-12-01 | Li_Battery | 25 | 25 | 12.5 | -25 | -25 | Bellota 115 kV | 100% | 100% |  | BELLOTA | Bellota-Weber 230kV lineKasson Jct-Heinz 115 kV lineTesla-Bellota 230 kV lineEight Mile-Tesla 230 kV lineLos Banos 500/230kV TBOro Loma-El Nido 115kV Line | Bellota-Weber 230kV line | Kasson Jct-Heinz 115 kV line | Tesla-Bellota 230 kV line | Eight Mile-Tesla 230 kV line | Los Banos 500/230kV TB | Oro Loma-El Nido 115kV Line
CHALANSOLAR | In-Development | CAISO | PGE | PG&E | 2023-12-01 | Solar | 64.9 | 6.49 | 36.0844 | 51.271 | 44.132 | Arco 230 kV | 100% | 100% | FCDS | ARCO (PGE) | Midway-Q2005 230kV LineGates 500/230kV TB #11Gates 500/230kV TB #12Mustang-Henrietta 230 kV lineGates-Panoche 230 kV #1 and #2 Lines | Midway-Q2005 230kV Line | Gates 500/230kV TB #11 | Gates 500/230kV TB #12 | Mustang-Henrietta 230 kV line | Gates-Panoche 230 kV #1 and #2 Lines
CHALANSTORAGE | In-Development | CAISO | PGE | PG&E | 2023-12-01 | Li_Battery | 25 | 25 | 12.5 | -25 | -25 | Arco 230 kV | 100% | 100% |  | ARCO (PGE) | Midway-Q2005 230kV LineGates 500/230kV TB #11Gates 500/230kV TB #12Mustang-Henrietta 230 kV lineGates-Panoche 230 kV #1 and #2 Lines | Midway-Q2005 230kV Line | Gates 500/230kV TB #11 | Gates 500/230kV TB #12 | Mustang-Henrietta 230 kV line | Gates-Panoche 230 kV #1 and #2 Lines
CORBYENERGYSTORAGE | In-Development | CAISO | PGE | PG&E | 2024-04-01 | Li_Battery | 300 | 300 | 150 | -300 | -300 | Vaca Dixon 230 kV | 100% | 100% | Only phase 1 (125 MW) in development | VACA-DIXON | Vaca Dixon-Tesla 500kV LineBellota-Weber 230kV lineContra Costa- Windmaster 230 kV lineTesla-Tracy-Pump 230 kV line #2Birds Landing-Contra Costa 230kV LineMidway-Q2005 230kV Line | Vaca Dixon-Tesla 500kV Line | Bellota-Weber 230kV line | Contra Costa- Windmaster 230 kV line | Tesla-Tracy-Pump 230 kV line #2 | Birds Landing-Contra Costa 230kV Line | Midway-Q2005 230kV Line
CORSACGEOTHERMAL | In-Development | CAISO | PGE | PG&E | 2026-05-01 | Geothermal | 40 | 40 | 40 | 40 | 40 | Eldorado | 100% | 100% |  | ELDORADO | Colorado River-Red Bluff Constraint Devers-Red Bluff ConstraintLugo - Victorville area constraint | Colorado River-Red Bluff Constraint | Devers-Red Bluff Constraint | Lugo - Victorville area constraint
DYERSM_6_DSWWD1 | Online | CAISO | PGE | PG&E | 2022-04-01 | Wind | 44.8 | 29.792 | 7.3024 | 19.712 | 28.224 | Cabrillo 115 kV | 100% | 100% |  | CABRILLO (PGE) | Midway 230/115kV TB #3 | Midway 230/115kV TB #3
ELKHRN_1_EESX3 | Online | CAISO | PGE | PG&E | 2022-04-01 | Li_Battery | 182.5 | 182.5 | 91.25 | -182.5 | -182.5 | Moss Landing 230 kV | 100% | 100% |  | MOSS LANDING | Tesla-Tracy-Pump 230 kV line #2Tesla-Bellota 230 kV lineNewark-Los Esteros 230 kV lineMorganhill-Metcalf 115kV LineLos Banos 500/230kV TBMustang-Henrietta 230 kV line | Tesla-Tracy-Pump 230 kV line #2 | Tesla-Bellota 230 kV line | Newark-Los Esteros 230 kV line | Morganhill-Metcalf 115kV Line | Los Banos 500/230kV TB | Mustang-Henrietta 230 kV line
FRESNOSOLAR | In-Development | CAISO | PGE | PG&E | 2023-01-01 | Solar | 100 | 10 | 55.6 | 79 | 68 | Gregg | 100% | 100% |  | GREGG | Bellota-Weber 230kV lineMidway-Q2005 230kV LineGates 500/230kV TB #11Gates 500/230kV TB #12Tranquility-Helm 230kV LineDairyland-Chowchilla 115kV LineChowchilla-Le grand 115kV LineLos Banos 500/230kV TBPanoche-Los Banos 230kV line #2Dos Amigos-Los Banos 230kV lineSchindler 115/70kV TB #1Panoche- Mendota 115 kV linePanoche-Oro Loma 115kV LineBorden-Storey #1 230kV lineOro Loma-El Nido 115kV LineMoss Landing-Las Aguilas 230 kV Line | Bellota-Weber 230kV line | Midway-Q2005 230kV Line | Gates 500/230kV TB #11 | Gates 500/230kV TB #12 | Tranquility-Helm 230kV Line | Dairyland-Chowchilla 115kV Line | Chowchilla-Le grand 115kV Line | Los Banos 500/230kV TB | Panoche-Los Banos 230kV line #2 | Dos Amigos-Los Banos 230kV line | Schindler 115/70kV TB #1 | Panoche- Mendota 115 kV line | Panoche-Oro Loma 115kV Line | Borden-Storey #1 230kV line | Oro Loma-El Nido 115kV Line | Moss Landing-Las Aguilas 230 kV Line
FRESNOSTORAGE | In-Development | CAISO | PGE | PG&E | 2023-01-01 | Li_Battery | 10 | 10 | 5 | -10 | -10 | Gregg | 100% | 100% |  | GREGG | Bellota-Weber 230kV lineMidway-Q2005 230kV LineGates 500/230kV TB #11Gates 500/230kV TB #12Tranquility-Helm 230kV LineDairyland-Chowchilla 115kV LineChowchilla-Le grand 115kV LineLos Banos 500/230kV TBPanoche-Los Banos 230kV line #2Dos Amigos-Los Banos 230kV lineSchindler 115/70kV TB #1Panoche- Mendota 115 kV linePanoche-Oro Loma 115kV LineBorden-Storey #1 230kV lineOro Loma-El Nido 115kV LineMoss Landing-Las Aguilas 230 kV Line | Bellota-Weber 230kV line | Midway-Q2005 230kV Line | Gates 500/230kV TB #11 | Gates 500/230kV TB #12 | Tranquility-Helm 230kV Line | Dairyland-Chowchilla 115kV Line | Chowchilla-Le grand 115kV Line | Los Banos 500/230kV TB | Panoche-Los Banos 230kV line #2 | Dos Amigos-Los Banos 230kV line | Schindler 115/70kV TB #1 | Panoche- Mendota 115 kV line | Panoche-Oro Loma 115kV Line | Borden-Storey #1 230kV line | Oro Loma-El Nido 115kV Line | Moss Landing-Las Aguilas 230 kV Line
GONZAGAWIND | In-Development | CAISO | PGE | PG&E | 2025-06-01 | Wind | 76.35 | 50.7728 | 12.4451 | 33.594 | 48.1005 | Los Banos 230 kV | 100% | 100% |  | LOS BANOS | Vaca Dixon-Tesla 500kV LineMidway-Q2005 230kV LineMustang-Henrietta 230 kV line | Vaca Dixon-Tesla 500kV Line | Midway-Q2005 230kV Line | Mustang-Henrietta 230 kV line
GREENVALLEY | In-Development | CAISO | PGE | PG&E | 2026-06-01 | Li_Battery | 16 | 16 | 8 | -16 | -16 | Buena Vista | 100% | 100% |  | BUENA VISTA | Oceano-Calendar 115kV lineMidway-Q2005 230kV LineMidway-Q2011 230 kV LineGates 500/230kV TB #11Gates 500/230kV TB #12Gates-Panoche 230 kV #1 and #2 Lines | Oceano-Calendar 115kV line | Midway-Q2005 230kV Line | Midway-Q2011 230 kV Line | Gates 500/230kV TB #11 | Gates 500/230kV TB #12 | Gates-Panoche 230 kV #1 and #2 Lines
GRNLF1_1_PL1X2 | Online | CAISO | PGE | PG&E | 2022-06-01 | Peaker | 60 | 60 | 60 | 60 | 60 | Greenleaf #1 115kV Tap | 100% | 100% |  | BOGUE | Woodland- Davis 115kV lineBell-Placer 115kV Line | Woodland- Davis 115kV line | Bell-Placer 115kV Line
HERDLN_6_BYHSR1 | Online | CAISO | PGE | PG&E | 2022-05-01 | Solar | 5 | 0.5 | 2.78 | 3.95 | 3.4 | Delta Switching Yard 230 kV | 100% | 100% |  | DELTA PUMPS | Vaca Dixon-Tesla 500kV LineWindmaster-Delta pumps 230 kV lineTesla-Tracy-Pump 230 kV line #2Newark-Newark Distribution 115 kV lineTesla-Bellota 230 kV lineTesla-Tracy Pump 230 kV Line #1 | Vaca Dixon-Tesla 500kV Line | Windmaster-Delta pumps 230 kV line | Tesla-Tracy-Pump 230 kV line #2 | Newark-Newark Distribution 115 kV line | Tesla-Bellota 230 kV line | Tesla-Tracy Pump 230 kV Line #1
HUMMINGBIRDSTORAGE | In-Development | CAISO | PGE | PG&E | 2023-06-01 | Li_Battery | 75 | 75 | 37.5 | -75 | -75 | Metcalf 115 kV | 100% | 100% |  | METCALF 1 | Morganhill-Metcalf 115kV Line | Morganhill-Metcalf 115kV Line
KNTSTH_6_WALSR1 | In-Development | CAISO | PGE | PG&E | 2023-03-01 | Solar | 19.88 | 0 | 0 | 15.7052 | 13.5184 | Henrietta 115 kV | 0% | 100% | EODS | HENRIETTA | Midway-Q2005 230kV LineGates 500/230kV TB #11Gates 500/230kV TB #12Gates 230/70kV TB #5Tranquility-Helm 230kV LineLos Banos 500/230kV TBPanoche- Mendota 115 kV lineBorden-Storey #1 230kV lineMoss Landing-Las Aguilas 230 kV Line | Midway-Q2005 230kV Line | Gates 500/230kV TB #11 | Gates 500/230kV TB #12 | Gates 230/70kV TB #5 | Tranquility-Helm 230kV Line | Los Banos 500/230kV TB | Panoche- Mendota 115 kV line | Borden-Storey #1 230kV line | Moss Landing-Las Aguilas 230 kV Line
KOLAENERGYSTORAGE | In-Development | CAISO | PGE | PG&E | 2025-02-01 | Li_Battery | 400 | 400 | 200 | -400 | -400 | Tesla 230 kV | 100% | 100% |  | TESLA | Windmaster-Delta pumps 230 kV lineMidway-Q2005 230kV Line | Windmaster-Delta pumps 230 kV line | Midway-Q2005 230kV Line
MIDSUN_1_PL1X2 | Online | CAISO | PGE | PG&E | 2022-03-01 | Peaker | 9.6 | 9.6 | 9.6 | 9.6 | 9.6 | Midsun 115 kV Bus | 100% | 100% |  | METCALF 1 | Morganhill-Metcalf 115kV Line | Morganhill-Metcalf 115kV Line
MOSSLANDING3 | In-Development | CAISO | PGE | PG&E | 2023-05-01 | Li_Battery | 74.6 | 74.6 | 37.3 | -74.6 | -74.6 | Moss Landing 500 kV | 100% | 100% |  | MOSS LANDING | Tesla-Tracy-Pump 230 kV line #2Tesla-Bellota 230 kV lineNewark-Los Esteros 230 kV lineMorganhill-Metcalf 115kV LineLos Banos 500/230kV TBMustang-Henrietta 230 kV line | Tesla-Tracy-Pump 230 kV line #2 | Tesla-Bellota 230 kV line | Newark-Los Esteros 230 kV line | Morganhill-Metcalf 115kV Line | Los Banos 500/230kV TB | Mustang-Henrietta 230 kV line
North_Fork_Community_Power | Online | CAISO | PGE | PG&E | 2022-09-01 | Biomass | 1.8954 | 1.8954 | 1.8954 | 1.8954 | 1.8954 | exclude | 100% | 100% | Exclude, in old base |  |  | #VALUE!
NORTHCENTRALVALLEY | In-Development | CAISO | PGE | PG&E | 2023-05-01 | Li_Battery | 150 | 150 | 75 | -150 | -150 | Bellota 115 kV | 100% | 100% |  | BELLOTA | Bellota-Weber 230kV lineKasson Jct-Heinz 115 kV lineTesla-Bellota 230 kV lineEight Mile-Tesla 230 kV lineLos Banos 500/230kV TBOro Loma-El Nido 115kV Line | Bellota-Weber 230kV line | Kasson Jct-Heinz 115 kV line | Tesla-Bellota 230 kV line | Eight Mile-Tesla 230 kV line | Los Banos 500/230kV TB | Oro Loma-El Nido 115kV Line
PAULSELLENERGYCENTERSTORAGE | In-Development | CAISO | PGE | PG&E | 2023-12-01 | Li_Battery | 20 | 20 | 10 | -20 | -20 | Westley 230 kV | 100% | 100% |  | WESTLEY | Midway-Q2005 230kV LineGates 500/230kV TB #12Los Banos 500/230kV TB | Midway-Q2005 230kV Line | Gates 500/230kV TB #12 | Los Banos 500/230kV TB
PAULSELLSOLARENERGYCENTER | In-Development | CAISO | PGE | PG&E | 2023-12-01 | Solar | 20 | 0.6 | 3.336 | 15.8 | 13.6 | Westley 230 kV | 30% | 100% | 30% FCDS | WESTLEY | Midway-Q2005 230kV LineGates 500/230kV TB #12Los Banos 500/230kV TB | Midway-Q2005 230kV Line | Gates 500/230kV TB #12 | Los Banos 500/230kV TB
PEASE_1_TBEBT1 | Online | CAISO | PGE | PG&E | 2022-06-01 | Li_Battery | 5 | 5 | 2.5 | -5 | -5 | Pease 115 kV | 100% | 100% |  | PEASE | Vaca Dixon-Tesla 500kV LineRocklin-Pleaseant grove 115kV lineBellota-Weber 230kV lineRio Oso-Brighton 230kV lineRio Oso-Lockeford 230kV lineTesla-Bellota 230 kV lineEight Mile-Tesla 230 kV line | Vaca Dixon-Tesla 500kV Line | Rocklin-Pleaseant grove 115kV line | Bellota-Weber 230kV line | Rio Oso-Brighton 230kV line | Rio Oso-Lockeford 230kV line | Tesla-Bellota 230 kV line | Eight Mile-Tesla 230 kV line
PROXIMASOLAR | In-Development | CAISO | PGE | PG&E | 2023-06-01 | Solar | 50 | 5 | 27.8 | 39.5 | 34 | Westley 230 kV | 100% | 100% | FCDS | WESTLEY | Midway-Q2005 230kV LineGates 500/230kV TB #12Los Banos 500/230kV TB | Midway-Q2005 230kV Line | Gates 500/230kV TB #12 | Los Banos 500/230kV TB
PROXIMASTORAGE | In-Development | CAISO | PGE | PG&E | 2023-06-01 | Li_Battery | 5 | 5 | 2.5 | -5 | -5 | Westley 230 kV | 100% | 100% |  | WESTLEY | Midway-Q2005 230kV LineGates 500/230kV TB #12Los Banos 500/230kV TB | Midway-Q2005 230kV Line | Gates 500/230kV TB #12 | Los Banos 500/230kV TB
RABBITBRUSHSTORAGE | Online | CAISO | PGE | SCE | 2022-06-01 | Li_Battery | 20 | 20 | 10 | -20 | -20 | Whirlwind 230 kV | 100% | 100% |  | WHIRLWIND | Antelope-Vincent ConstraintVincent-Lugo Constraint | Antelope-Vincent Constraint | Vincent-Lugo Constraint
RACEWAYSOLAR | In-Development | CAISO | PGE | SCE | 2023-12-01 | Solar | 125 | 13.25 | 53.375 | 96.25 | 85 | Antelope 230 kV | 100% | 100% | FCDS | ANTELOPE | Antelope-Vincent ConstraintVincent-Lugo ConstraintPardee-Sylmar ConstraintAntelope-Neenach Off-Peak Constraint | Antelope-Vincent Constraint | Vincent-Lugo Constraint | Pardee-Sylmar Constraint | Antelope-Neenach Off-Peak Constraint
RACEWAYSTORAGE | In-Development | CAISO | PGE | SCE | 2023-12-01 | Li_Battery | 80 | 80 | 40 | -80 | -80 | Antelope 230 kV | 100% | 100% |  | ANTELOPE | Antelope-Vincent ConstraintVincent-Lugo ConstraintPardee-Sylmar ConstraintAntelope-Neenach Off-Peak Constraint | Antelope-Vincent Constraint | Vincent-Lugo Constraint | Pardee-Sylmar Constraint | Antelope-Neenach Off-Peak Constraint
RAVAMESATORAGE | In-Development | CAISO | PGE | PG&E | 2026-06-01 | Li_Battery | 6 | 6 | 3 | -6 | -6 | Coburn 230 kV | 100% | 100% |  | COBURN | Tesla-Tracy-Pump 230 kV line #2Tesla-Bellota 230 kV lineNewark-Los Esteros 230 kV lineGates 500/230kV TB #11Gates 500/230kV TB #12Los Banos 500/230kV TBPanoche-Los Banos 230kV line #2Dos Amigos-Los Banos 230kV lineMustang-Henrietta 230 kV lineMoss Landing-Las Aguilas 230 kV Line | Tesla-Tracy-Pump 230 kV line #2 | Tesla-Bellota 230 kV line | Newark-Los Esteros 230 kV line | Gates 500/230kV TB #11 | Gates 500/230kV TB #12 | Los Banos 500/230kV TB | Panoche-Los Banos 230kV line #2 | Dos Amigos-Los Banos 230kV line | Mustang-Henrietta 230 kV line | Moss Landing-Las Aguilas 230 kV Line
RCPASTORAGE | In-Development | CAISO | PGE | PG&E | 2024-12-01 | Li_Battery | 10 | 10 | 5 | -10 | -10 |  | 100% | 100% |  |  |  | #VALUE!
REXFORDSOLAR | In-Development | CAISO | PGE | SCE | 2023-10-01 | Solar | 300 | 0 | 0 | 231 | 204 | Vestal 230 kV | 0% | 100% | EODS | VESTAL | Antelope-Vincent ConstraintPardee-Sylmar ConstraintNorth of Magunden ConstraintSouth of Magunden On-Peak ConstraintSouth of Magunden Off-Peak ConstraintLugo - Victorville area constraint | Antelope-Vincent Constraint | Pardee-Sylmar Constraint | North of Magunden Constraint | South of Magunden On-Peak Constraint | South of Magunden Off-Peak Constraint | Lugo - Victorville area constraint
REXFORDSTORAGE | In-Development | CAISO | PGE | SCE | 2023-10-01 | Li_Battery | 180 | 180 | 90 | -180 | -180 | Vestal 230 kV | 100% | 100% |  | VESTAL | Antelope-Vincent ConstraintPardee-Sylmar ConstraintNorth of Magunden ConstraintSouth of Magunden On-Peak ConstraintSouth of Magunden Off-Peak ConstraintLugo - Victorville area constraint | Antelope-Vincent Constraint | Pardee-Sylmar Constraint | North of Magunden Constraint | South of Magunden On-Peak Constraint | South of Magunden Off-Peak Constraint | Lugo - Victorville area constraint
SANDRINISOL | In-Development | CAISO | PGE | PG&E | 2022-12-01 | Solar | 100 | 10 | 55.6 | 79 | 68 | Wheeler Ridge 115 kV | 100% | 100% |  | WHEELER RIDGE | Midway-Q2005 230kV LineMidway-Q2011 230 kV LineGates 500/230kV TB #11Gates 500/230kV TB #12 | Midway-Q2005 230kV Line | Midway-Q2011 230 kV Line | Gates 500/230kV TB #11 | Gates 500/230kV TB #12
SIERRASTORAGE | In-Development | CAISO | PGE | PG&E | 2022-12-01 | Li_Battery | 10 | 10 | 5 | -10 | -10 | Racetrack | 100% | 100% |  | RACETRACK | Kasson Jct-Heinz 115 kV line | Kasson Jct-Heinz 115 kV line
SLATE_2_SLASR1 | Online | CAISO | PGE | PG&E | 2022-04-01 | Solar | 51 | 0 | 0 | 40.29 | 34.68 | Mustang 230 kV | 0% | 100% | EODS | MUSTANG | Midway-Q2005 230kV LineGates 500/230kV TB #11Gates 500/230kV TB #12Tranquility-Helm 230kV LineLos Banos 500/230kV TBBorden-Storey #1 230kV lineMustang-Henrietta 230 kV lineGates-Panoche 230 kV #1 and #2 LinesMoss Landing-Las Aguilas 230 kV Line | Midway-Q2005 230kV Line | Gates 500/230kV TB #11 | Gates 500/230kV TB #12 | Tranquility-Helm 230kV Line | Los Banos 500/230kV TB | Borden-Storey #1 230kV line | Mustang-Henrietta 230 kV line | Gates-Panoche 230 kV #1 and #2 Lines | Moss Landing-Las Aguilas 230 kV Line
SLATE_2_SLASR2_LESR | Online | CAISO | PGE | PG&E | 2022-03-01 | Li_Battery | 46.5 | 46.5 | 23.25 | -46.5 | -46.5 | Mustang 230 kV | 100% | 100% |  | MUSTANG | Midway-Q2005 230kV LineGates 500/230kV TB #11Gates 500/230kV TB #12Tranquility-Helm 230kV LineLos Banos 500/230kV TBBorden-Storey #1 230kV lineMustang-Henrietta 230 kV lineGates-Panoche 230 kV #1 and #2 LinesMoss Landing-Las Aguilas 230 kV Line | Midway-Q2005 230kV Line | Gates 500/230kV TB #11 | Gates 500/230kV TB #12 | Tranquility-Helm 230kV Line | Los Banos 500/230kV TB | Borden-Storey #1 230kV line | Mustang-Henrietta 230 kV line | Gates-Panoche 230 kV #1 and #2 Lines | Moss Landing-Las Aguilas 230 kV Line
SLATE_2_SLASR2_SUN | Online | CAISO | PGE | PG&E | 2022-03-01 | Solar | 46.5 | 0 | 0 | 36.735 | 31.62 | Mustang 230 kV | 0% | 100% | EODS | MUSTANG | Midway-Q2005 230kV LineGates 500/230kV TB #11Gates 500/230kV TB #12Tranquility-Helm 230kV LineLos Banos 500/230kV TBBorden-Storey #1 230kV lineMustang-Henrietta 230 kV lineGates-Panoche 230 kV #1 and #2 LinesMoss Landing-Las Aguilas 230 kV Line | Midway-Q2005 230kV Line | Gates 500/230kV TB #11 | Gates 500/230kV TB #12 | Tranquility-Helm 230kV Line | Los Banos 500/230kV TB | Borden-Storey #1 230kV line | Mustang-Henrietta 230 kV line | Gates-Panoche 230 kV #1 and #2 Lines | Moss Landing-Las Aguilas 230 kV Line
SLATE_2_SLASR3_LESR | Online | CAISO | PGE | PG&E | 2022-03-01 | Li_Battery | 34 | 34 | 17 | -34 | -34 | Mustang 230 kV | 100% | 100% |  | MUSTANG | Midway-Q2005 230kV LineGates 500/230kV TB #11Gates 500/230kV TB #12Tranquility-Helm 230kV LineLos Banos 500/230kV TBBorden-Storey #1 230kV lineMustang-Henrietta 230 kV lineGates-Panoche 230 kV #1 and #2 LinesMoss Landing-Las Aguilas 230 kV Line | Midway-Q2005 230kV Line | Gates 500/230kV TB #11 | Gates 500/230kV TB #12 | Tranquility-Helm 230kV Line | Los Banos 500/230kV TB | Borden-Storey #1 230kV line | Mustang-Henrietta 230 kV line | Gates-Panoche 230 kV #1 and #2 Lines | Moss Landing-Las Aguilas 230 kV Line
SLATE_2_SLASR3_SUN | Online | CAISO | PGE | PG&E | 2022-03-01 | Solar | 34 | 0 | 0 | 26.86 | 23.12 | Mustang 230 kV | 0% | 100% | EODS | MUSTANG | Midway-Q2005 230kV LineGates 500/230kV TB #11Gates 500/230kV TB #12Tranquility-Helm 230kV LineLos Banos 500/230kV TBBorden-Storey #1 230kV lineMustang-Henrietta 230 kV lineGates-Panoche 230 kV #1 and #2 LinesMoss Landing-Las Aguilas 230 kV Line | Midway-Q2005 230kV Line | Gates 500/230kV TB #11 | Gates 500/230kV TB #12 | Tranquility-Helm 230kV Line | Los Banos 500/230kV TB | Borden-Storey #1 230kV line | Mustang-Henrietta 230 kV line | Gates-Panoche 230 kV #1 and #2 Lines | Moss Landing-Las Aguilas 230 kV Line
SLATE_2_SLASR4_SUN | Online | CAISO | PGE | PG&E | 2022-03-01 | Solar | 13 | 0 | 0 | 10.27 | 8.84 | Mustang 230 kV | 0% | 100% | EODS | MUSTANG | Midway-Q2005 230kV LineGates 500/230kV TB #11Gates 500/230kV TB #12Tranquility-Helm 230kV LineLos Banos 500/230kV TBBorden-Storey #1 230kV lineMustang-Henrietta 230 kV lineGates-Panoche 230 kV #1 and #2 LinesMoss Landing-Las Aguilas 230 kV Line | Midway-Q2005 230kV Line | Gates 500/230kV TB #11 | Gates 500/230kV TB #12 | Tranquility-Helm 230kV Line | Los Banos 500/230kV TB | Borden-Storey #1 230kV line | Mustang-Henrietta 230 kV line | Gates-Panoche 230 kV #1 and #2 Lines | Moss Landing-Las Aguilas 230 kV Line
SLATE_2_SLASR5_LESR | Online | CAISO | PGE | PG&E | 2022-03-01 | Li_Battery | 10 | 10 | 5 | -10 | -10 | Mustang 230 kV | 100% | 100% |  | MUSTANG | Midway-Q2005 230kV LineGates 500/230kV TB #11Gates 500/230kV TB #12Tranquility-Helm 230kV LineLos Banos 500/230kV TBBorden-Storey #1 230kV lineMustang-Henrietta 230 kV lineGates-Panoche 230 kV #1 and #2 LinesMoss Landing-Las Aguilas 230 kV Line | Midway-Q2005 230kV Line | Gates 500/230kV TB #11 | Gates 500/230kV TB #12 | Tranquility-Helm 230kV Line | Los Banos 500/230kV TB | Borden-Storey #1 230kV line | Mustang-Henrietta 230 kV line | Gates-Panoche 230 kV #1 and #2 Lines | Moss Landing-Las Aguilas 230 kV Line
SLATE_2_SLASR5_SUN | Online | CAISO | PGE | PG&E | 2022-03-01 | Solar | 16 | 0 | 0 | 12.64 | 10.88 | Mustang 230 kV | 0% | 100% | EODS | MUSTANG | Midway-Q2005 230kV LineGates 500/230kV TB #11Gates 500/230kV TB #12Tranquility-Helm 230kV LineLos Banos 500/230kV TBBorden-Storey #1 230kV lineMustang-Henrietta 230 kV lineGates-Panoche 230 kV #1 and #2 LinesMoss Landing-Las Aguilas 230 kV Line | Midway-Q2005 230kV Line | Gates 500/230kV TB #11 | Gates 500/230kV TB #12 | Tranquility-Helm 230kV Line | Los Banos 500/230kV TB | Borden-Storey #1 230kV line | Mustang-Henrietta 230 kV line | Gates-Panoche 230 kV #1 and #2 Lines | Moss Landing-Las Aguilas 230 kV Line
SOLANOGEOTHERMAL | In-Development | CAISO | PGE | PG&E | 2026-12-01 | Geothermal | 20.8 | 20.8 | 20.8 | 20.8 | 20.8 | Geysers Tap 1 | 100% | 100% |  | GEYSERS TAP 1 | Santa Rosa-Corona 115 kV lineVaca Dixon-Tesla 500kV LineCortina-Eagle Rock 115 kV lineSobrante-Moraga 230 kV lineWindmaster-Delta pumps 230 kV lineContra Costa- Windmaster 230 kV lineTesla-Tracy-Pump 230 kV line #2Newark-Newark Distribution 115 kV lineTesla-Bellota 230 kV lineTesla-Tracy Pump 230 kV Line #1Birds Landing-Contra Costa 230kV Line | Santa Rosa-Corona 115 kV line | Vaca Dixon-Tesla 500kV Line | Cortina-Eagle Rock 115 kV line | Sobrante-Moraga 230 kV line | Windmaster-Delta pumps 230 kV line | Contra Costa- Windmaster 230 kV line | Tesla-Tracy-Pump 230 kV line #2 | Newark-Newark Distribution 115 kV line | Tesla-Bellota 230 kV line | Tesla-Tracy Pump 230 kV Line #1 | Birds Landing-Contra Costa 230kV Line
SONRISASOLAR | In-Development | CAISO | PGE | PG&E | 2022-12-01 | Solar | 100 | 10 | 55.6 | 79 | 68 | Tranquility 230 kV | 100% | 100% | FCDS | TRANQUILITY | Bellota-Weber 230kV lineMidway-Q2005 230kV LineGates 500/230kV TB #11Gates 500/230kV TB #12Tranquility-Helm 230kV LineDairyland-Chowchilla 115kV LineChowchilla-Le grand 115kV LineLos Banos 500/230kV TBPanoche-Los Banos 230kV line #2Dos Amigos-Los Banos 230kV lineSchindler 115/70kV TB #1Panoche- Mendota 115 kV linePanoche-Oro Loma 115kV LineBorden-Storey #1 230kV lineOro Loma-El Nido 115kV LineMoss Landing-Las Aguilas 230 kV Line | Bellota-Weber 230kV line | Midway-Q2005 230kV Line | Gates 500/230kV TB #11 | Gates 500/230kV TB #12 | Tranquility-Helm 230kV Line | Dairyland-Chowchilla 115kV Line | Chowchilla-Le grand 115kV Line | Los Banos 500/230kV TB | Panoche-Los Banos 230kV line #2 | Dos Amigos-Los Banos 230kV line | Schindler 115/70kV TB #1 | Panoche- Mendota 115 kV line | Panoche-Oro Loma 115kV Line | Borden-Storey #1 230kV line | Oro Loma-El Nido 115kV Line | Moss Landing-Las Aguilas 230 kV Line
SONRISASTORAGE | In-Development | CAISO | PGE | PG&E | 2022-12-01 | Li_Battery | 30 | 30 | 15 | -30 | -30 | Tranquility 230 kV | 100% | 100% |  | TRANQUILITY | Bellota-Weber 230kV lineMidway-Q2005 230kV LineGates 500/230kV TB #11Gates 500/230kV TB #12Tranquility-Helm 230kV LineDairyland-Chowchilla 115kV LineChowchilla-Le grand 115kV LineLos Banos 500/230kV TBPanoche-Los Banos 230kV line #2Dos Amigos-Los Banos 230kV lineSchindler 115/70kV TB #1Panoche- Mendota 115 kV linePanoche-Oro Loma 115kV LineBorden-Storey #1 230kV lineOro Loma-El Nido 115kV LineMoss Landing-Las Aguilas 230 kV Line | Bellota-Weber 230kV line | Midway-Q2005 230kV Line | Gates 500/230kV TB #11 | Gates 500/230kV TB #12 | Tranquility-Helm 230kV Line | Dairyland-Chowchilla 115kV Line | Chowchilla-Le grand 115kV Line | Los Banos 500/230kV TB | Panoche-Los Banos 230kV line #2 | Dos Amigos-Los Banos 230kV line | Schindler 115/70kV TB #1 | Panoche- Mendota 115 kV line | Panoche-Oro Loma 115kV Line | Borden-Storey #1 230kV line | Oro Loma-El Nido 115kV Line | Moss Landing-Las Aguilas 230 kV Line
TRNQLT_2_RETBT1 | Online | CAISO | PGE | PG&E | 2022-03-01 | Li_Battery | 72 | 72 | 36 | -72 | -72 | Tranquility 230 kV | 100% | 100% |  | TRANQUILITY | Bellota-Weber 230kV lineMidway-Q2005 230kV LineGates 500/230kV TB #11Gates 500/230kV TB #12Tranquility-Helm 230kV LineDairyland-Chowchilla 115kV LineChowchilla-Le grand 115kV LineLos Banos 500/230kV TBPanoche-Los Banos 230kV line #2Dos Amigos-Los Banos 230kV lineSchindler 115/70kV TB #1Panoche- Mendota 115 kV linePanoche-Oro Loma 115kV LineBorden-Storey #1 230kV lineOro Loma-El Nido 115kV LineMoss Landing-Las Aguilas 230 kV Line | Bellota-Weber 230kV line | Midway-Q2005 230kV Line | Gates 500/230kV TB #11 | Gates 500/230kV TB #12 | Tranquility-Helm 230kV Line | Dairyland-Chowchilla 115kV Line | Chowchilla-Le grand 115kV Line | Los Banos 500/230kV TB | Panoche-Los Banos 230kV line #2 | Dos Amigos-Los Banos 230kV line | Schindler 115/70kV TB #1 | Panoche- Mendota 115 kV line | Panoche-Oro Loma 115kV Line | Borden-Storey #1 230kV line | Oro Loma-El Nido 115kV Line | Moss Landing-Las Aguilas 230 kV Line
ULTPCH_1_UCSBT1 | In-Development | CAISO | PGE | PG&E | 2022-12-01 | Li_Battery | 10 | 10 | 5 | -10 | -10 | Curtis 115 kV | 100% | 100% |  | CURTIS | Kasson Jct-Heinz 115 kV line | Kasson Jct-Heinz 115 kV line
VESTAL_2_TS5SR1 | Online | CAISO | PGE | SCE | 2022-04-01 | Solar | 55.8 | 5.9148 | 23.8266 | 42.966 | 37.944 | Vestal 230 kV | 100% | 100% | FCDS | VESTAL | Antelope-Vincent ConstraintPardee-Sylmar ConstraintNorth of Magunden ConstraintSouth of Magunden On-Peak ConstraintSouth of Magunden Off-Peak ConstraintLugo - Victorville area constraint | Antelope-Vincent Constraint | Pardee-Sylmar Constraint | North of Magunden Constraint | South of Magunden On-Peak Constraint | South of Magunden Off-Peak Constraint | Lugo - Victorville area constraint
VISTRA_5_PLABT1 | In-Development | CAISO | PGE | PG&E | 2023-05-01 | Li_Battery | 100.4 | 100.4 | 50.2 | -100.4 | -100.4 | Moss Landing 500 kV | 100% | 100% |  | MOSS LANDING | Tesla-Tracy-Pump 230 kV line #2Tesla-Bellota 230 kV lineNewark-Los Esteros 230 kV lineMorganhill-Metcalf 115kV LineLos Banos 500/230kV TBMustang-Henrietta 230 kV line | Tesla-Tracy-Pump 230 kV line #2 | Tesla-Bellota 230 kV line | Newark-Los Esteros 230 kV line | Morganhill-Metcalf 115kV Line | Los Banos 500/230kV TB | Mustang-Henrietta 230 kV line
VISTRA_5_PLABT2 | In-Development | CAISO | PGE | PG&E | 2023-05-01 | Li_Battery | 100.4 | 100.4 | 50.2 | -100.4 | -100.4 | Moss Landing 500 kV | 100% | 100% |  | MOSS LANDING | Tesla-Tracy-Pump 230 kV line #2Tesla-Bellota 230 kV lineNewark-Los Esteros 230 kV lineMorganhill-Metcalf 115kV LineLos Banos 500/230kV TBMustang-Henrietta 230 kV line | Tesla-Tracy-Pump 230 kV line #2 | Tesla-Bellota 230 kV line | Newark-Los Esteros 230 kV line | Morganhill-Metcalf 115kV Line | Los Banos 500/230kV TB | Mustang-Henrietta 230 kV line
VISTRA_5_PLABT3 | In-Development | CAISO | PGE | PG&E | 2023-05-01 | Li_Battery | 74.6 | 74.6 | 37.3 | -74.6 | -74.6 | Moss Landing 500 kV | 100% | 100% |  | MOSS LANDING | Tesla-Tracy-Pump 230 kV line #2Tesla-Bellota 230 kV lineNewark-Los Esteros 230 kV lineMorganhill-Metcalf 115kV LineLos Banos 500/230kV TBMustang-Henrietta 230 kV line | Tesla-Tracy-Pump 230 kV line #2 | Tesla-Bellota 230 kV line | Newark-Los Esteros 230 kV line | Morganhill-Metcalf 115kV Line | Los Banos 500/230kV TB | Mustang-Henrietta 230 kV line
WILLMS_6_ARBBM1 | Online | CAISO | PGE | PG&E | 2022-05-01 | Biomass | 2.8431 | 2.8431 | 2.8431 | 2.8431 | 2.8431 | Cortina 115 kV | 100% | 100% |  | CORTINA | Vaca Dixon-Tesla 500kV LineWindmaster-Delta pumps 230 kV lineBirds Landing-Contra Costa 230kV Line | Vaca Dixon-Tesla 500kV Line | Windmaster-Delta pumps 230 kV line | Birds Landing-Contra Costa 230kV Line
WRIGHTFREEMANSTORAGE | In-Development | CAISO | PGE | PG&E | 2023-01-01 | Li_Battery | 80 | 80 | 40 | -80 | -80 | exclude | 100% | 100% |  |  |  | #VALUE!
ALMASL_2_AL6BT6 | Online | CAISO | SCE | SCE | 2022-06-01 | Li_Battery | 50 | 50 | 25 | -50 | -50 | Redbluff 230 kV | 100% | 100% |  | RED BLUFF | Red Bluff 500/230 kV Constraint | Red Bluff 500/230 kV Constraint
ARLINGTONENERGYCENTERSOLAR | In-Development | CAISO | SCE | SCE | 2023-08-01 | Solar | 233 | 8.3973 | 33.8269 | 179.41 | 158.44 | Colorado River 230 kV | 34% | 100% | 34% FCDS | COLORADO RIVER | Colorado River 500/230 kV Constraint | Colorado River 500/230 kV Constraint
ARLNTN_2_AR1SR1 | Online | CAISO | SCE | SCE | 2022-03-01 | Solar | 100 | 10.6 | 42.7 | 77 | 68 | Colorado River 230 kV | 100% | 100% | FCDS | COLORADO RIVER | Colorado River 500/230 kV Constraint | Colorado River 500/230 kV Constraint
ARLNTN_2_ASUSR1 | Online | CAISO | SCE | SCE | 2022-08-01 | Solar | 131 | 13.886 | 55.937 | 100.87 | 89.08 | Colorado River 230 kV | 100% | 100% | FCDS | COLORADO RIVER | Colorado River 500/230 kV Constraint | Colorado River 500/230 kV Constraint
ATHOS_5_AP1X2 | Online | CAISO | SCE | SCE | 2022-04-01 | Solar | 250 | 0 | 0 | 192.5 | 170 | Redbluff 230 kV | 0% | 100% | EODS | RED BLUFF | Red Bluff 500/230 kV Constraint | Red Bluff 500/230 kV Constraint
BARRE_2_ALASB1 | In-Development | CAISO | SCE | SCE | 2022-12-01 | Li_Battery | 10 | 10 | 5 | -10 | -10 | Barre 230 kV | 100% | 100% |  | BARRE | SCE Metro Area Default Constraint | SCE Metro Area Default Constraint
BEAUMONTESS | In-Development | CAISO | SCE | SCE | 2024-03-01 | Li_Battery | 100 | 100 | 50 | -100 | -100 | El Casco 230 kV | 100% | 100% | Dylan 115kV Tap Switching Substation connecting to the Banning-Maraschino 115kV line | EL CASCO | Etiwanda-Rancho Vista ConstraintSerrano-Alberhill-Valley Constraint | Etiwanda-Rancho Vista Constraint | Serrano-Alberhill-Valley Constraint
BGSKYN_2_ASSR1B | Online | CAISO | SCE | SCE | 2022-05-01 | Solar | 17 | 1.802 | 7.259 | 13.09 | 11.56 | Antelope 230 kV | 100% | 100% | FCDS | ANTELOPE | Antelope-Vincent ConstraintVincent-Lugo ConstraintPardee-Sylmar ConstraintAntelope-Neenach Off-Peak Constraint | Antelope-Vincent Constraint | Vincent-Lugo Constraint | Pardee-Sylmar Constraint | Antelope-Neenach Off-Peak Constraint
BIGBEAUSTORAGE | Online | CAISO | SCE | SCE | 2022-06-01 | Li_Battery | 40 | 40 | 20 | -40 | -40 | exclude | 100% | 100% | Duplicate of VALTNE_2_TRSBT! |  |  | #VALUE!
BIGSKY_2_AS2BT1 | Online | CAISO | SCE | SCE | 2022-04-01 | Li_Battery | 127 | 127 | 63.5 | -127 | -127 | Antelope 230 kV | 100% | 100% |  | ANTELOPE | Antelope-Vincent ConstraintVincent-Lugo ConstraintPardee-Sylmar ConstraintAntelope-Neenach Off-Peak Constraint | Antelope-Vincent Constraint | Vincent-Lugo Constraint | Pardee-Sylmar Constraint | Antelope-Neenach Off-Peak Constraint
BLACKWALNUT | In-Development | CAISO | SCE | SCE | 2023-06-01 | Li_Battery | 15 | 15 | 7.5 | -15 | -15 | Santa Clara 230 kV | 100% | 100% |  | SANTA CLARA | Pardee-Sylmar ConstraintMoorpark-Pardee ConstraintSouth of Magunden On-Peak ConstraintLugo - Victorville area constraint | Pardee-Sylmar Constraint | Moorpark-Pardee Constraint | South of Magunden On-Peak Constraint | Lugo - Victorville area constraint
CANYONCOUNTRYESS | In-Development | CAISO | SCE | SCE | 2024-03-01 | Li_Battery | 80 | 80 | 40 | -80 | -80 | Moorpark | 100% | 100% |  | MOORPARK | Pardee-Sylmar ConstraintMoorpark-Pardee ConstraintSouth of Magunden On-Peak ConstraintLugo - Victorville area constraint | Pardee-Sylmar Constraint | Moorpark-Pardee Constraint | South of Magunden On-Peak Constraint | Lugo - Victorville area constraint
CASADB_1_CD4GT1 | Online | CAISO | SCE | SCE | 2022-07-01 | Geothermal | 31 | 31 | 31 | 31 | 31 | Control 115 kV | 100% | 100% |  | CONTROL | Control to Inyokern area constraintKramer to Victor Area ConstraintVictor to Lugo Area ConstraintLugo Transformer Area Constraint | Control to Inyokern area constraint | Kramer to Victor Area Constraint | Victor to Lugo Area Constraint | Lugo Transformer Area Constraint
CENTPD_2_BMSSX2 | In-Development | CAISO | SCE | SCE | 2022-12-01 | Solar | 223.6 | 23.7016 | 95.4772 | 172.172 | 152.048 | Colorado River 230 kV | 100% | 100% | FCDS | COLORADO RIVER | Colorado River 500/230 kV Constraint | Colorado River 500/230 kV Constraint
CENTPD_2_BMSX2 | In-Development | CAISO | SCE | SCE | 2022-11-01 | Li_Battery | 112 | 112 | 56 | -112 | -112 | Colorado River 230 kV | 100% | 100% |  | COLORADO RIVER | Colorado River 500/230 kV Constraint | Colorado River 500/230 kV Constraint
CRIMSN_2_CRMBT1 | Online | CAISO | SCE | SCE | 2022-08-01 | Li_Battery | 200 | 200 | 100 | -200 | -200 | Colorado River 230 kV | 100% | 100% |  | COLORADO RIVER | Colorado River 500/230 kV Constraint | Colorado River 500/230 kV Constraint
CRIMSN_2_CRMBT2 | Online | CAISO | SCE | SCE | 2022-08-01 | Li_Battery | 150 | 150 | 75 | -150 | -150 | Colorado River 230 kV | 100% | 100% |  | COLORADO RIVER | Colorado River 500/230 kV Constraint | Colorado River 500/230 kV Constraint
DAGGETTSOLAR | In-Development | CAISO | SCE | SCE | 2023-11-01 | Solar | 182 | 19.292 | 77.714 | 140.14 | 123.76 | Kramer 230 kV | 100% | 100% | FCDS | KRAMER | Kramer to Victor Area ConstraintVictor to Lugo Area ConstraintLugo Transformer Area Constraint | Kramer to Victor Area Constraint | Victor to Lugo Area Constraint | Lugo Transformer Area Constraint
DAGGETTSTORAGE | In-Development | CAISO | SCE | SCE | 2023-03-01 | Li_Battery | 130 | 130 | 65 | -130 | -130 | Kramer 230 kV | 100% | 100% |  | KRAMER | Kramer to Victor Area ConstraintVictor to Lugo Area ConstraintLugo Transformer Area Constraint | Kramer to Victor Area Constraint | Victor to Lugo Area Constraint | Lugo Transformer Area Constraint
DELAMO_2_ALASB2 | Online | CAISO | SCE | SCE | 2022-06-01 | Li_Battery | 10 | 10 | 5 | -10 | -10 | Del Amo 230 kV | 100% | 100% |  | DEL AMO | Del Amo - Barre Area ConstraintHinson - Del Amo ConstraintSCE Metro Area Default Constraint | Del Amo - Barre Area Constraint | Hinson - Del Amo Constraint | SCE Metro Area Default Constraint
DELSUR_6_HORSR1 | In-Development | CAISO | SCE | SCE | 2023-03-01 | Solar | 3 | 0.318 | 1.281 | 2.31 | 2.04 | Antelope 230 kV | 100% | 100% | ? FCDS | ANTELOPE | Antelope-Vincent ConstraintVincent-Lugo ConstraintPardee-Sylmar ConstraintAntelope-Neenach Off-Peak Constraint | Antelope-Vincent Constraint | Vincent-Lugo Constraint | Pardee-Sylmar Constraint | Antelope-Neenach Off-Peak Constraint
DRACKR_2_DSUBT4 | Online | CAISO | SCE | SCE | 2022-09-01 | Li_Battery | 47 | 47 | 23.5 | -47 | -47 | Colorado River 230 kV | 100% | 100% |  | COLORADO RIVER | Colorado River 500/230 kV Constraint | Colorado River 500/230 kV Constraint
DSRTSN_2_DS2X2 | Online | CAISO | SCE | SCE | 2022-06-01 | Li_Battery | 230 | 230 | 115 | -230 | -230 | Redbluff 230 kV | 100% | 100% |  | RED BLUFF | Red Bluff 500/230 kV Constraint | Red Bluff 500/230 kV Constraint
EDWARD_2_E21SB1_SUN | Online | CAISO | SCE | SCE | 2022-08-01 | Solar | 95 | 10.07 | 40.565 | 73.15 | 64.6 | Windhub 230 kV | 100% | 100% | FCDS | WINDHUB | Antelope-Vincent ConstraintVincent-Lugo ConstraintWindhub Constraint | Antelope-Vincent Constraint | Vincent-Lugo Constraint | Windhub Constraint
EDWARD_2_ES2BT3_LESR | Online | CAISO | SCE | SCE | 2022-04-01 | Li_Battery | 66 | 66 | 33 | -66 | -66 | Windhub 230 kV | 100% | 100% |  | WINDHUB | Antelope-Vincent ConstraintVincent-Lugo ConstraintWindhub Constraint | Antelope-Vincent Constraint | Vincent-Lugo Constraint | Windhub Constraint
EDWARD_2_ES2BT3_SUN | Online | CAISO | SCE | SCE | 2022-08-01 | Solar | 85 | 9.01 | 36.295 | 65.45 | 57.8 | Windhub 230 kV | 100% | 100% | FCDS | WINDHUB | Antelope-Vincent ConstraintVincent-Lugo ConstraintWindhub Constraint | Antelope-Vincent Constraint | Vincent-Lugo Constraint | Windhub Constraint
EDWARD_2_ESSSB1 | In-Development | CAISO | SCE | SCE | 2023-03-01 | Li_Battery | 116 | 116 | 58 | -116 | -116 | Windhub 230 kV | 100% | 100% |  | WINDHUB | Antelope-Vincent ConstraintVincent-Lugo ConstraintWindhub Constraint | Antelope-Vincent Constraint | Vincent-Lugo Constraint | Windhub Constraint
EDWARD_2_ESSSB2 | In-Development | CAISO | SCE | SCE | 2023-03-01 | Li_Battery | 132 | 132 | 66 | -132 | -132 | Windhub 230 kV | 100% | 100% |  | WINDHUB | Antelope-Vincent ConstraintVincent-Lugo ConstraintWindhub Constraint | Antelope-Vincent Constraint | Vincent-Lugo Constraint | Windhub Constraint
GARLND_2_GARBT1 | Online | CAISO | SCE | SCE | 2022-01-01 | Li_Battery | 88 | 88 | 44 | -88 | -88 | Whirlwind 230 kV | 100% | 100% |  | WHIRLWIND | Antelope-Vincent ConstraintVincent-Lugo Constraint | Antelope-Vincent Constraint | Vincent-Lugo Constraint
GASKW1_2_GW2BT1 | Online | CAISO | SCE | SCE | 2022-06-01 | Li_Battery | 20 | 20 | 10 | -20 | -20 | Whirlwind 230 kV | 100% | 100% |  | WHIRLWIND | Antelope-Vincent ConstraintVincent-Lugo Constraint | Antelope-Vincent Constraint | Vincent-Lugo Constraint
GASKW1_2_GW2SR1 | In-Development | CAISO | SCE | SCE | 2022-12-01 | Solar | 16 | 1.696 | 6.832 | 12.32 | 10.88 | Whirlwind 230 kV | 100% | 100% | FCDS | WHIRLWIND | Antelope-Vincent ConstraintVincent-Lugo Constraint | Antelope-Vincent Constraint | Vincent-Lugo Constraint
GASKW1_2_GW2SR2 | In-Development | CAISO | SCE | SCE | 2022-12-01 | Solar | 29 | 3.074 | 12.383 | 22.33 | 19.72 | Whirlwind 230 kV | 100% | 100% | FCDS | WHIRLWIND | Antelope-Vincent ConstraintVincent-Lugo Constraint | Antelope-Vincent Constraint | Vincent-Lugo Constraint
GASKW1_2_GW3SR1 | In-Development | CAISO | SCE | SCE | 2022-12-01 | Solar | 20 | 2.12 | 8.54 | 15.4 | 13.6 | exclude | 100% | 100% | Exclude, old baseline |  |  | #VALUE!
GASKW1_2_GW4SR1 | In-Development | CAISO | SCE | SCE | 2022-12-01 | Solar | 20 | 2.12 | 8.54 | 15.4 | 13.6 | exclude | 100% | 100% | Exclude, old baseline |  |  | #VALUE!
GASKW1_2_GW5SR1 | In-Development | CAISO | SCE | SCE | 2022-12-01 | Solar | 20 | 2.12 | 8.54 | 15.4 | 13.6 | exclude | 100% | 100% | Exclude, old baseline |  |  | #VALUE!
GOLETA_6_TR2BM2 | Online | CAISO | SCE | SCE | 2022-06-01 | Biogas | 1.8859 | 1.8859 | 1.8859 | 1.8859 | 1.8859 | Goleta 230 kV | 100% | 100% | Mist 16 kV out of Goleta 66 kV | GOLETA | Pardee-Sylmar ConstraintMoorpark-Pardee ConstraintSouth of Magunden On-Peak ConstraintLugo - Victorville area constraint | Pardee-Sylmar Constraint | Moorpark-Pardee Constraint | South of Magunden On-Peak Constraint | Lugo - Victorville area constraint
INTERSECTOBERONSOLAR | In-Development | CAISO | SCE | SCE | 2023-09-01 | Solar | 250 | 0 | 0 | 192.5 | 170 | Redbluff 500 kV | 0% | 100% | EODS | RED BLUFF | Red Bluff 500/230 kV Constraint | Red Bluff 500/230 kV Constraint
INTERSECTOBERONSTORAGE | In-Development | CAISO | SCE | SCE | 2023-09-01 | Li_Battery | 125 | 125 | 62.5 | -125 | -125 | Redbluff 500 kV | 100% | 100% |  | RED BLUFF | Red Bluff 500/230 kV Constraint | Red Bluff 500/230 kV Constraint
JOANEC_2_ST3BT3 | In-Development | CAISO | SCE | SCE | 2023-03-01 | Li_Battery | 40 | 40 | 20 | -40 | -40 | Johanna 230 kV | 100% | 100% | Johanna 66 kV | JOHANNA | SCE Metro Area Default Constraint | SCE Metro Area Default Constraint
JOANEC_2_STABT2 | Online | CAISO | SCE | SCE | 2022-06-01 | Li_Battery | 20 | 20 | 10 | -20 | -20 | Johanna 230 kV | 100% | 100% | Johanna 66 kV | JOHANNA | SCE Metro Area Default Constraint | SCE Metro Area Default Constraint
JOHANN_2_T1BBT1 | In-Development | CAISO | SCE | SCE | 2023-03-01 | Li_Battery | 1.4 | 1.4 | 0.7 | -1.4 | -1.4 | Johanna 230 kV | 100% | 100% |  | JOHANNA | SCE Metro Area Default Constraint | SCE Metro Area Default Constraint
KEARNY_6_SESBT2 | Online | CAISO | SCE | SDG&E | 2022-03-01 | Li_Battery | 10 | 10 | 5 | -10 | -10 | Kearny 115 kV | 100% | 100% |  | KEARNEY | Bellota-Weber 230kV lineMidway-Q2005 230kV LineGates 500/230kV TB #11Gates 500/230kV TB #12Tranquility-Helm 230kV LineDairyland-Chowchilla 115kV LineChowchilla-Le grand 115kV LineLos Banos 500/230kV TBPanoche-Los Banos 230kV line #2Dos Amigos-Los Banos 230kV linePanoche- Mendota 115 kV linePanoche-Oro Loma 115kV LineBorden-Storey #1 230kV lineOro Loma-El Nido 115kV Line | Bellota-Weber 230kV line | Midway-Q2005 230kV Line | Gates 500/230kV TB #11 | Gates 500/230kV TB #12 | Tranquility-Helm 230kV Line | Dairyland-Chowchilla 115kV Line | Chowchilla-Le grand 115kV Line | Los Banos 500/230kV TB | Panoche-Los Banos 230kV line #2 | Dos Amigos-Los Banos 230kV line | Panoche- Mendota 115 kV line | Panoche-Oro Loma 115kV Line | Borden-Storey #1 230kV line | Oro Loma-El Nido 115kV Line
LCKHT1_2_LH1SR1 | In-Development | CAISO | SCE | SCE | 2023-03-01 | Solar | 65 | 3.9962 | 16.0979 | 50.05 | 44.2 | Kramer 230 kV | 58% | 100% | 58% FCDS | KRAMER | Kramer to Victor Area ConstraintVictor to Lugo Area ConstraintLugo Transformer Area Constraint | Kramer to Victor Area Constraint | Victor to Lugo Area Constraint | Lugo Transformer Area Constraint
MTWIND_1_MVPWD1 | Online | CAISO | SCE | SCE | 2022-05-01 | Wind | 66.6 | 37.0962 | 13.8528 | 29.304 | 42.624 | exclude | 100% | 100% | repower double count of MTWind_1_Unit 1 and MTWIND_1_UNIT 2 |  |  | #VALUE!
OASIS_6_AR4SR3 | In-Development | CAISO | SCE | SCE | 2023-03-01 | Solar | 1.5 | 0.159 | 0.6405 | 1.155 | 1.02 | Antelope 230 kV | 100% | 100% | FCDS | ANTELOPE | Antelope-Vincent ConstraintVincent-Lugo ConstraintPardee-Sylmar ConstraintAntelope-Neenach Off-Peak Constraint | Antelope-Vincent Constraint | Vincent-Lugo Constraint | Pardee-Sylmar Constraint | Antelope-Neenach Off-Peak Constraint
OASIS_6_AR8SR1 | In-Development | CAISO | SCE | SCE | 2023-03-01 | Solar | 1.5 | 0.159 | 0.6405 | 1.155 | 1.02 | Antelope 230 kV | 100% | 100% | FCDS | ANTELOPE | Antelope-Vincent ConstraintVincent-Lugo ConstraintPardee-Sylmar ConstraintAntelope-Neenach Off-Peak Constraint | Antelope-Vincent Constraint | Vincent-Lugo Constraint | Pardee-Sylmar Constraint | Antelope-Neenach Off-Peak Constraint
OASIS_6_AR8SR2 | In-Development | CAISO | SCE | SCE | 2023-03-01 | Solar | 1.5 | 0.159 | 0.6405 | 1.155 | 1.02 | Antelope 230 kV | 100% | 100% | FCDS | ANTELOPE | Antelope-Vincent ConstraintVincent-Lugo ConstraintPardee-Sylmar ConstraintAntelope-Neenach Off-Peak Constraint | Antelope-Vincent Constraint | Vincent-Lugo Constraint | Pardee-Sylmar Constraint | Antelope-Neenach Off-Peak Constraint
OASIS_6_AR8SR3 | In-Development | CAISO | SCE | SCE | 2023-03-01 | Solar | 1 | 0.106 | 0.427 | 0.77 | 0.68 | Antelope 230 kV | 100% | 100% | FCDS | ANTELOPE | Antelope-Vincent ConstraintVincent-Lugo ConstraintPardee-Sylmar ConstraintAntelope-Neenach Off-Peak Constraint | Antelope-Vincent Constraint | Vincent-Lugo Constraint | Pardee-Sylmar Constraint | Antelope-Neenach Off-Peak Constraint
OASIS_6_LPPSR1 | Online | CAISO | SCE | SCE | 2022-07-01 | Solar | 3 | 0.318 | 1.281 | 2.31 | 2.04 | Antelope 230 kV | 100% | 100% | FCDS | ANTELOPE | Antelope-Vincent ConstraintVincent-Lugo ConstraintPardee-Sylmar ConstraintAntelope-Neenach Off-Peak Constraint | Antelope-Vincent Constraint | Vincent-Lugo Constraint | Pardee-Sylmar Constraint | Antelope-Neenach Off-Peak Constraint
OASIS_6_MA4SR1 | In-Development | CAISO | SCE | SCE | 2023-03-01 | Solar | 1.5 | 0.159 | 0.6405 | 1.155 | 1.02 | Antelope 230 kV | 100% | 100% | FCDS | ANTELOPE | Antelope-Vincent ConstraintVincent-Lugo ConstraintPardee-Sylmar ConstraintAntelope-Neenach Off-Peak Constraint | Antelope-Vincent Constraint | Vincent-Lugo Constraint | Pardee-Sylmar Constraint | Antelope-Neenach Off-Peak Constraint
OASIS_6_VINSR1 | In-Development | CAISO | SCE | SCE | 2023-03-01 | Solar | 1.5 | 0.159 | 0.6405 | 1.155 | 1.02 | Antelope 230 kV | 100% | 100% | FCDS | ANTELOPE | Antelope-Vincent ConstraintVincent-Lugo ConstraintPardee-Sylmar ConstraintAntelope-Neenach Off-Peak Constraint | Antelope-Vincent Constraint | Vincent-Lugo Constraint | Pardee-Sylmar Constraint | Antelope-Neenach Off-Peak Constraint
POBLANOENERGYSTORAGE | In-Development | CAISO | SCE | SCE | 2024-03-01 | Li_Battery | 100 | 100 | 50 | -100 | -100 | Etiwanda 230 kV | 100% | 100% | Tap Alder-Falcon Ridge 66 kV Line via new Oswald substation | ETIWANDA | Etiwanda-Rancho Vista ConstraintSerrano-Alberhill-Valley Constraint | Etiwanda-Rancho Vista Constraint | Serrano-Alberhill-Valley Constraint
POMONAENERGYSTORAGE | Online | CAISO | SCE | SCE | 2022-10-01 | Li_Battery | 40 | 40 | 20 | -40 | -40 | Chino 230 kV | 100% | 100% | 20 MW is already CHINO_2_APEBT1 | CHINO | SCE Metro Area Default Constraint | SCE Metro Area Default Constraint
QUARANTINASTORAGE | Online | CAISO | SCE | SCE | 2022-01-01 | Li_Battery | 10 | 10 | 5 | -10 | -10 | exclude | 100% | 100% | Withdrawn |  |  | #VALUE!
RATSKE_2_RBSSB1 | Online | CAISO | SCE | SCE | 2022-06-01 | Solar | 60 | 6.36 | 25.62 | 46.2 | 40.8 | Whirlwind 230 kV | 100% | 100% | FCDS | WHIRLWIND | Antelope-Vincent ConstraintVincent-Lugo Constraint | Antelope-Vincent Constraint | Vincent-Lugo Constraint
RATSKE_2_RBSSB2 | Online | CAISO | SCE | SCE | 2022-06-01 | Solar | 40 | 4.24 | 17.08 | 30.8 | 27.2 | Whirlwind 230 kV | 100% | 100% | FCDS | WHIRLWIND | Antelope-Vincent ConstraintVincent-Lugo Constraint | Antelope-Vincent Constraint | Vincent-Lugo Constraint
RDWAY_1_SCKSR1 | In-Development | CAISO | SCE | SCE | 2023-03-01 | Solar | 3 | 0.318 | 1.281 | 2.31 | 2.04 | Roadway 115 kV | 100% | 100% | FCDS | ROADWAY | Kramer to Victor Area ConstraintVictor to Lugo Area ConstraintLugo Transformer Area Constraint | Kramer to Victor Area Constraint | Victor to Lugo Area Constraint | Lugo Transformer Area Constraint
RECTOR_2_IVANPV | Online | CAISO | SCE | SCE | 2022-01-01 | Solar | 3.5 | 0.371 | 1.4945 | 2.695 | 2.38 | exclude | 100% | 100% |  |  |  | #VALUE!
RESISTATION | In-Development | CAISO | SCE | SCE | 2023-01-01 | Shed_DR | 11.6 | 11.6 | 11.6 | 11.6 | 11.6 | exclude | 100% | 100% |  |  |  | #VALUE!
SANBORNESS3 | In-Development | CAISO | SCE | SCE | 2023-06-01 | Li_Battery | 500 | 500 | 250 | -500 | -500 | Windhub 230 kV | 100% | 100% | I have all sanborn accounted for with others in this list, not sure where this is coming from | WINDHUB | Antelope-Vincent ConstraintVincent-Lugo ConstraintWindhub Constraint | Antelope-Vincent Constraint | Vincent-Lugo Constraint | Windhub Constraint
SANBRN_2_EESSB2 | In-Development | CAISO | SCE | SCE | 2022-12-01 | Solar | 166 | 17.596 | 70.882 | 127.82 | 112.88 | Windhub 230 kV | 100% | 100% | FCDS | WINDHUB | Antelope-Vincent ConstraintVincent-Lugo ConstraintWindhub Constraint | Antelope-Vincent Constraint | Vincent-Lugo Constraint | Windhub Constraint
SANBRN_2_ES1BT3_LESR | Online | CAISO | SCE | SCE | 2022-04-01 | Li_Battery | 22 | 22 | 11 | -22 | -22 | Windhub 230 kV | 100% | 100% |  | WINDHUB | Antelope-Vincent ConstraintVincent-Lugo ConstraintWindhub Constraint | Antelope-Vincent Constraint | Vincent-Lugo Constraint | Windhub Constraint
SANBRN_2_ES1BT3_SUN | Online | CAISO | SCE | SCE | 2022-04-01 | Solar | 18 | 1.908 | 7.686 | 13.86 | 12.24 | Windhub 230 kV | 100% | 100% | FCDS | WINDHUB | Antelope-Vincent ConstraintVincent-Lugo ConstraintWindhub Constraint | Antelope-Vincent Constraint | Vincent-Lugo Constraint | Windhub Constraint
SANBRN_2_ES2SB3_LESR | Online | CAISO | SCE | SCE | 2022-04-01 | Li_Battery | 18 | 18 | 9 | -18 | -18 | Windhub 230 kV | 100% | 100% |  | WINDHUB | Antelope-Vincent ConstraintVincent-Lugo ConstraintWindhub Constraint | Antelope-Vincent Constraint | Vincent-Lugo Constraint | Windhub Constraint
SANBRN_2_ES2SB3_SUN | Online | CAISO | SCE | SCE | 2022-04-01 | Solar | 24 | 2.544 | 10.248 | 18.48 | 16.32 | Windhub 230 kV | 100% | 100% | FCDS | WINDHUB | Antelope-Vincent ConstraintVincent-Lugo ConstraintWindhub Constraint | Antelope-Vincent Constraint | Vincent-Lugo Constraint | Windhub Constraint
SANBRN_2_SS2SB4 | In-Development | CAISO | SCE | SCE | 2022-12-01 | Solar | 32 | 3.392 | 13.664 | 24.64 | 21.76 | Windhub 230 kV | 100% | 100% | FCDS | WINDHUB | Antelope-Vincent ConstraintVincent-Lugo ConstraintWindhub Constraint | Antelope-Vincent Constraint | Vincent-Lugo Constraint | Windhub Constraint
SANTAPAULAE | In-Development | CAISO | SCE | SCE | 2023-10-01 | Li_Battery | 15 | 15 | 7.5 | -15 | -15 | Santa Clara 230 kV | 100% | 100% | ? Wakefield 66 kV | SANTA CLARA | Pardee-Sylmar ConstraintMoorpark-Pardee ConstraintSouth of Magunden On-Peak ConstraintLugo - Victorville area constraint | Pardee-Sylmar Constraint | Moorpark-Pardee Constraint | South of Magunden On-Peak Constraint | Lugo - Victorville area constraint
SEARLS_1_TS3SR1 | In-Development | CAISO | SCE | SCE | 2023-03-01 | Solar | 2 | 0.212 | 0.854 | 1.54 | 1.36 | Inyokern 115 kV | 100% | 100% | Searles 115 kV | INYOKERN | Control to Inyokern area constraintKramer to Victor Area ConstraintVictor to Lugo Area ConstraintLugo Transformer Area Constraint | Control to Inyokern area constraint | Kramer to Victor Area Constraint | Victor to Lugo Area Constraint | Lugo Transformer Area Constraint
SISPRG_2_DS3BT1 | In-Development | CAISO | SCE | SCE | 2023-03-01 | Li_Battery | 61.5 | 61.5 | 30.75 | -61.5 | -61.5 | Kramer 230 kV | 100% | 100% |  | KRAMER | Kramer to Victor Area ConstraintVictor to Lugo Area ConstraintLugo Transformer Area Constraint | Kramer to Victor Area Constraint | Victor to Lugo Area Constraint | Lugo Transformer Area Constraint
SISPRG_2_DS3BT2 | In-Development | CAISO | SCE | SCE | 2023-03-01 | Li_Battery | 60 | 60 | 30 | -60 | -60 | Kramer 230 kV | 100% | 100% |  | KRAMER | Kramer to Victor Area ConstraintVictor to Lugo Area ConstraintLugo Transformer Area Constraint | Kramer to Victor Area Constraint | Victor to Lugo Area Constraint | Lugo Transformer Area Constraint
SISPRG_2_DS3BT3 | In-Development | CAISO | SCE | SCE | 2023-03-01 | Li_Battery | 12.5 | 12.5 | 6.25 | -12.5 | -12.5 | Kramer 230 kV | 100% | 100% |  | KRAMER | Kramer to Victor Area ConstraintVictor to Lugo Area ConstraintLugo Transformer Area Constraint | Kramer to Victor Area Constraint | Victor to Lugo Area Constraint | Lugo Transformer Area Constraint
SISPRG_2_DS3BT4 | In-Development | CAISO | SCE | SCE | 2023-11-01 | Li_Battery | 15 | 15 | 7.5 | -15 | -15 | Kramer 230 kV | 100% | 100% |  | KRAMER | Kramer to Victor Area ConstraintVictor to Lugo Area ConstraintLugo Transformer Area Constraint | Kramer to Victor Area Constraint | Victor to Lugo Area Constraint | Lugo Transformer Area Constraint
SISPRG_2_DS3SR1 | In-Development | CAISO | SCE | SCE | 2023-11-01 | Solar | 123 | 13.038 | 52.521 | 94.71 | 83.64 | Kramer 230 kV | 100% | 100% | FCDS | KRAMER | Kramer to Victor Area ConstraintVictor to Lugo Area ConstraintLugo Transformer Area Constraint | Kramer to Victor Area Constraint | Victor to Lugo Area Constraint | Lugo Transformer Area Constraint
SISPRG_2_DS3SR2 | In-Development | CAISO | SCE | SCE | 2023-11-01 | Solar | 110 | 11.66 | 46.97 | 84.7 | 74.8 | Kramer 230 kV | 100% | 100% | FCDS | KRAMER | Kramer to Victor Area ConstraintVictor to Lugo Area ConstraintLugo Transformer Area Constraint | Kramer to Victor Area Constraint | Victor to Lugo Area Constraint | Lugo Transformer Area Constraint
SISPRG_2_DS3SR3 | In-Development | CAISO | SCE | SCE | 2023-11-01 | Solar | 50 | 5.3 | 21.35 | 38.5 | 34 | Kramer 230 kV | 100% | 100% | FCDS | KRAMER | Kramer to Victor Area ConstraintVictor to Lugo Area ConstraintLugo Transformer Area Constraint | Kramer to Victor Area Constraint | Victor to Lugo Area Constraint | Lugo Transformer Area Constraint
SISPRG_2_DS3SR4 | In-Development | CAISO | SCE | SCE | 2023-11-01 | Solar | 17 | 1.802 | 7.259 | 13.09 | 11.56 | Kramer 230 kV | 100% | 100% | FCDS | KRAMER | Kramer to Victor Area ConstraintVictor to Lugo Area ConstraintLugo Transformer Area Constraint | Kramer to Victor Area Constraint | Victor to Lugo Area Constraint | Lugo Transformer Area Constraint
SPRGVL_2_EXETPV | Online | CAISO | SCE | SCE | 2022-01-01 | Solar | 3.5 | 0.371 | 1.4945 | 2.695 | 2.38 | exclude | 100% | 100% |  |  |  | #VALUE!
SPRGVL_2_LINDPV | Online | CAISO | SCE | SCE | 2022-01-01 | Solar | 4 | 0.424 | 1.708 | 3.08 | 2.72 | exclude | 100% | 100% |  |  |  | #VALUE!
SPRGVL_2_PORTPV | Online | CAISO | SCE | SCE | 2022-02-01 | Solar | 3.5 | 0.371 | 1.4945 | 2.695 | 2.38 | exclude | 100% | 100% |  |  |  | #VALUE!
STRAUS_1_STRWD1 | In-Development | CAISO | SCE | PG&E | 2023-03-01 | Wind | 91.2 | 60.648 | 14.8656 | 40.128 | 57.456 | Cabrillo 115 kV | 100% | 100% |  | CABRILLO (PGE) | Midway 230/115kV TB #3 | Midway 230/115kV TB #3
SUNCAT_2_A1ABT1 | Online | CAISO | SCE | SCE | 2022-06-01 | Li_Battery | 47 | 47 | 23.5 | -47 | -47 | Colorado River 230 kV | 100% | 100% |  | COLORADO RIVER | Colorado River 500/230 kV Constraint | Colorado River 500/230 kV Constraint
SUNCAT_2_A1BBT1 | Online | CAISO | SCE | SCE | 2022-06-01 | Li_Battery | 63 | 63 | 31.5 | -63 | -63 | Colorado River 230 kV | 100% | 100% |  | COLORADO RIVER | Colorado River 500/230 kV Constraint | Colorado River 500/230 kV Constraint
SUNCAT_2_A2ABT2 | Online | CAISO | SCE | SCE | 2022-06-01 | Li_Battery | 132 | 132 | 66 | -132 | -132 | Colorado River 230 kV | 100% | 100% |  | COLORADO RIVER | Colorado River 500/230 kV Constraint | Colorado River 500/230 kV Constraint
TUMBLEWEED | In-Development | CAISO | SCE | SCE | 2026-06-01 | Li_Battery | 69 | 69 | 34.5 | -69 | -69 | Whirlwind 230 kV | 100% | 100% |  | WHIRLWIND | Antelope-Vincent ConstraintVincent-Lugo Constraint | Antelope-Vincent Constraint | Vincent-Lugo Constraint
VALTNE_2_TBBBT1 | Online | CAISO | SCE | SCE | 2022-02-01 | Solar | 128 | 13.568 | 54.656 | 98.56 | 87.04 | Whirlwind 230 kV | 100% | 100% | FCDS | WHIRLWIND | Antelope-Vincent ConstraintVincent-Lugo Constraint | Antelope-Vincent Constraint | Vincent-Lugo Constraint
VICTORVILLECOGEN | In-Development | CAISO | SCE | SCE | 2026-06-01 | CHP | 19 | 19 | 19 | 19 | 19 | exclude | 100% | 100% |  |  |  | #VALUE!
WSTWND_2_M89BT2 | In-Development | CAISO | SCE | SCE | 2023-03-01 | Li_Battery | 70.6 | 70.6 | 35.3 | -70.6 | -70.6 | exclude | 100% | 100% | existing Tx allocation |  |  | #VALUE!
WSTWND_2_M89WD2 | In-Development | CAISO | SCE | SCE | 2023-03-01 | Wind | 82.65 | 46.0361 | 17.1912 | 36.366 | 52.896 | exclude | 100% | 100% | Exclude old Vincent_2_QF wind |  |  | #VALUE!
WSTWND_2_SBSBT1 | Online | CAISO | SCE | SCE | 2022-05-01 | Li_Battery | 80 | 80 | 40 | -80 | -80 | exclude | 100% | 100% | existing Tx allocation |  |  | #VALUE!
DREWSR_2_BHSSR1 | Online | CAISO | SDGE | SDG&E | 2022-06-01 | Solar | 100 | 3 | 40.2 | 79 | 68 | Imperial Valley 230 kV | 100% | 100% | Imperial Valley 230 kV | IMPERIAL VALLEY | Internal San Diego Area constraint | Internal San Diego Area constraint
ENERSJ_2_WIND | Online | CAISO | SDGE | SDG&E | 2022-01-01 | Wind | 155.1 | 52.2687 | 17.3712 | 68.244 | 107.019 | exclude | 100% | 100% | Exclude |  |  | #VALUE!
ENERSJ_5_ESJWD2 | Online | CAISO | SDGE | SDG&E | 2022-01-01 | Wind | 105 | 35.385 | 11.76 | 46.2 | 72.45 | ECO 230 kV | 100% | 100% | ECO 230 kV | EAST COUNTY | Colorado River-Red Bluff Constraint Devers-Red Bluff ConstraintSerrano-Alberhill-Valley ConstraintLugo - Victorville area constraintInternal San Diego Area constraintEncina - San Luis Rey 230 kV constraintEast of Miguel constraintSan Luis Rey-San Onofre 230 kV line constraintSilvergate - Bay Blvd 230 kV constraintSilvergate-Old Town 230 kV constraint | Colorado River-Red Bluff Constraint | Devers-Red Bluff Constraint | Serrano-Alberhill-Valley Constraint | Lugo - Victorville area constraint | Internal San Diego Area constraint | Encina - San Luis Rey 230 kV constraint | East of Miguel constraint | San Luis Rey-San Onofre 230 kV line constraint | Silvergate - Bay Blvd 230 kV constraint | Silvergate-Old Town 230 kV constraint
FALBRK_6_FESBT1 | In-Development | CAISO | SDGE | SDG&E | 2023-03-01 | Li_Battery | 40 | 40 | 20 | -40 | -40 | San Luis Rey 230 kV | 100% | 100% | Avocado 69kV | SAN LUIS REY | Encina - San Luis Rey 230 kV constraintSan Luis Rey-San Onofre 230 kV line constraintTalega 230 kV constraint | Encina - San Luis Rey 230 kV constraint | San Luis Rey-San Onofre 230 kV line constraint | Talega 230 kV constraint
GOALLINESTORAGE | In-Development | CAISO | SDGE | SDG&E | 2025-06-01 | Li_Battery | 50 | 50 | 25 | -50 | -50 | Escondido 230 kV | 100% | 100% | ESCO 69kV | ESCONDIDO | Capistrano-San Onofre 230 kV constraintInternal San Diego Area constraintEncina - San Luis Rey 230 kV constraintSan Luis Rey-San Onofre 230 kV line constraintTalega 230 kV constraint | Capistrano-San Onofre 230 kV constraint | Internal San Diego Area constraint | Encina - San Luis Rey 230 kV constraint | San Luis Rey-San Onofre 230 kV line constraint | Talega 230 kV constraint
KEARNY_6_NESBT1 | Online | CAISO | SDGE | SDG&E | 2022-03-01 | Li_Battery | 10 | 10 | 5 | -10 | -10 | Kearny 115 kV | 100% | 100% | Kearny 12kV | KEARNEY | Bellota-Weber 230kV lineMidway-Q2005 230kV LineGates 500/230kV TB #11Gates 500/230kV TB #12Tranquility-Helm 230kV LineDairyland-Chowchilla 115kV LineChowchilla-Le grand 115kV LineLos Banos 500/230kV TBPanoche-Los Banos 230kV line #2Dos Amigos-Los Banos 230kV linePanoche- Mendota 115 kV linePanoche-Oro Loma 115kV LineBorden-Storey #1 230kV lineOro Loma-El Nido 115kV Line | Bellota-Weber 230kV line | Midway-Q2005 230kV Line | Gates 500/230kV TB #11 | Gates 500/230kV TB #12 | Tranquility-Helm 230kV Line | Dairyland-Chowchilla 115kV Line | Chowchilla-Le grand 115kV Line | Los Banos 500/230kV TB | Panoche-Los Banos 230kV line #2 | Dos Amigos-Los Banos 230kV line | Panoche- Mendota 115 kV line | Panoche-Oro Loma 115kV Line | Borden-Storey #1 230kV line | Oro Loma-El Nido 115kV Line
LECONT_2_LESBT1 | Online | CAISO | SDGE | SDG&E | 2022-06-01 | Li_Battery | 125 | 125 | 62.5 | -125 | -125 | Imperial Valley 230 kV | 100% | 100% | Imperial Valley 230kV | IMPERIAL VALLEY | Internal San Diego Area constraint | Internal San Diego Area constraint
NIGHTHAWKSTORAGE | In-Development | CAISO | SDGE | SDG&E | 2024-03-01 | Li_Battery | 300 | 300 | 150 | -300 | -300 | Sycamore 138 kV | 100% | 100% | SDG&E Sycamore Canyon 138kV | SYCAMORE CANYON | Chicarita 138 kV constraintInternal San Diego Area constraintTalega 230 kV constraint | Chicarita 138 kV constraint | Internal San Diego Area constraint | Talega 230 kV constraint
OTAY_6_ECVBT1 | In-Development | CAISO | SDGE | SDG&E | 2022-12-01 | Li_Battery | 3 | 3 | 1.5 | -3 | -3 | Otay Mesa 230 kV | 100% | 100% | Otay 69kV | OTAY MESA | Chicarita 138 kV constraintInternal San Diego Area constraintEncina - San Luis Rey 230 kV constraintSan Luis Rey-San Onofre 230 kV line constraintOtay Mesa 230 kV constraintSilvergate - Bay Blvd 230 kV constraintSilvergate-Old Town 230 kV constraintTalega 230 kV constraint | Chicarita 138 kV constraint | Internal San Diego Area constraint | Encina - San Luis Rey 230 kV constraint | San Luis Rey-San Onofre 230 kV line constraint | Otay Mesa 230 kV constraint | Silvergate - Bay Blvd 230 kV constraint | Silvergate-Old Town 230 kV constraint | Talega 230 kV constraint
OTAY_6_ECVBT2 | In-Development | CAISO | SDGE | SDG&E | 2022-12-01 | Li_Battery | 3 | 3 | 1.5 | -3 | -3 | Otay Mesa 230 kV | 100% | 100% | Otay 69kV | OTAY MESA | Chicarita 138 kV constraintInternal San Diego Area constraintEncina - San Luis Rey 230 kV constraintSan Luis Rey-San Onofre 230 kV line constraintOtay Mesa 230 kV constraintSilvergate - Bay Blvd 230 kV constraintSilvergate-Old Town 230 kV constraintTalega 230 kV constraint | Chicarita 138 kV constraint | Internal San Diego Area constraint | Encina - San Luis Rey 230 kV constraint | San Luis Rey-San Onofre 230 kV line constraint | Otay Mesa 230 kV constraint | Silvergate - Bay Blvd 230 kV constraint | Silvergate-Old Town 230 kV constraint | Talega 230 kV constraint
WESCAN_2_BDSBT1 | Online | CAISO | SDGE | SDG&E | 2022-06-01 | Li_Battery | 131 | 131 | 65.5 | -131 | -131 | Imperial Valley 230 kV | 100% | 100% | Imperial Valley 230 kV | IMPERIAL VALLEY | Internal San Diego Area constraint | Internal San Diego Area constraint
WISTER_2_WISSR1 | Online | CAISO | IID | IID | 2022-07-01 | Solar | 20 | 0 | 0 | 0 | 0 | Imperial Valley 230kV | 100% | 100% |  | IMPERIAL VALLEY | Internal San Diego Area constraint | Internal San Diego Area constraint

## Resource Deliverability
Resource List & Deliverability Coefficients by LSE Zone and Peak Period
Resource | Technology | Sub-Technology | Region | LSE Zone | HSN | SSN | Wind | Solar
Central_Valley_North_Los_Banos_Wind | Wind | Wind | Southern_PGAE | PG&E | 66.5% | 16.3% | 63% | 44%
Greater_Imperial_Wind | Wind | Wind | SCE_Eastern_SDGE | SCE | 55.7% | 20.8% | 64% | 44%
Greater_Kramer_Wind | Wind | Wind | Greater_Kramer | SCE | 55.7% | 20.8% | 64% | 44%
Humboldt_Wind | Wind | Wind | Northern_California | PG&E | 66.5% | 16.3% | 63% | 44%
Idaho_Wind | Wind | Non-CAISO Wind | El_Dorado_SNV | SCE | 67% | 35% | 67% | 67%
Kern_Greater_Carrizo_Wind | Wind | Wind | Southern_PGAE | PG&E | 66.5% | 16.3% | 63% | 44%
New_Mexico_Wind | Wind | Non-CAISO Wind | SCE_Eastern_SDGE | SCE | 67% | 35% | 67% | 67%
Northern_California_Wind | Wind | Wind | Northern_California | PG&E | 66.5% | 16.3% | 63% | 44%
Riverside_Wind | Wind | Wind | SCE_Eastern_SDGE | SCE | 55.7% | 20.8% | 64% | 44%
Solano_Wind | Wind | Wind | Northern_California | PG&E | 66.5% | 16.3% | 63% | 44%
Southern_NV_Eldorado_Wind | Wind | Wind | El_Dorado_SNV | SCE | 55.7% | 20.8% | 64% | 44%
Tehachapi_Wind | Wind | Wind | Tehachapi | PG&E | 66.5% | 16.3% | 63% | 44%
Utah_Wind | Wind | Non-CAISO Wind | El_Dorado_SNV | SCE | 67% | 35% | 67% | 67%
Wyoming_Wind | Wind | Non-CAISO Wind | El_Dorado_SNV | SCE | 67% | 35% | 67% | 67%
Arizona_Solar | Solar | Solar | SCE_Eastern_SDGE | SCE | 10.6% | 42.7% | 68% | 77%
Greater_Imperial_Solar | Solar | Solar | SCE_Eastern_SDGE | SCE | 10.6% | 42.7% | 68% | 77%
Greater_Kramer_Solar | Solar | Solar | Greater_Kramer | SCE | 10.6% | 42.7% | 68% | 77%
Greater_LA_Solar | Solar | Solar | Greater_LA | SCE | 10.6% | 42.7% | 68% | 77%
Tehachapi_Solar | Solar | Solar | Tehachapi | SCE | 10.6% | 42.7% | 68% | 77%
Northern_California_Solar | Solar | Solar | Northern_California | PG&E | 10% | 55.6% | 68% | 79%
Riverside_Solar | Solar | Solar | SCE_Eastern_SDGE | SCE | 10.6% | 42.7% | 68% | 77%
Southern_NV_Eldorado_Solar | Solar | Solar | El_Dorado_SNV | SCE | 10.6% | 42.7% | 68% | 77%
Southern_PGAE_Solar | Solar | Solar | Southern_PGAE | PG&E | 10% | 55.6% | 68% | 79%
Greater_Imperial_Geothermal | Geothermal | Geothermal | SCE_Eastern_SDGE | SDG&E | 100% | 100% | 100% | 100%
Inyokern_North_Kramer_Geothermal | Geothermal | Geothermal | Greater_Kramer | SCE | 100% | 100% | 100% | 100%
Northern_California_Geothermal | Geothermal | Geothermal | Northern_California | PG&E | 100% | 100% | 100% | 100%
Pacific_Northwest_Geothermal | Geothermal | Non-CAISO Geothermal | Northern_California | PG&E | 100% | 100% | 100% | 100%
Northern_Nevada_Geothermal | Geothermal | Non-CAISO Geothermal | El_Dorado_SNV | SCE | 100% | 100% | 100% | 100%
Central_Nevada_Geothermal | Geothermal | Non-CAISO Geothermal | El_Dorado_SNV | SCE | 100% | 100% | 100% | 100%
Utah_Geothermal | Geothermal | Non-CAISO Geothermal | El_Dorado_SNV | SCE | 100% | 100% | 100% | 100%
CAISO_Li_Battery_4hr_Dispatch | Li_Battery | Battery | SCE_Eastern_SDGE | SDG&E | 100% | 50% | -100% | -100%
CAISO_Li_Battery_8hr_Dispatch | Li_Battery | Battery | SCE_Eastern_SDGE | SDG&E | 100% | 50% | -100% | -100%
CAISO_Flow_Battery_8hr_Dispatch | Flow_Battery | Battery | SCE_Eastern_SDGE | SDG&E | 100% | 50% | -100% | -100%
CAISO_New_Pumped_Storage_12hr | PSH | PSH | Tehachapi | SCE | 100% | 50% | -100% | -100%
CAISO_Adiabatic_CAES_24hr | Flow_Battery | Battery | Tehachapi | SCE | 100% | 50% | -100% | -100%
Instate_Biomass | Geothermal | Geothermal | Northern_California | PG&E | 100% | 100% | 100% | 100%
Baja_California_Wind | Wind | Non-CAISO Wind | SCE_Eastern_SDGE | SDG&E | 33.7% | 11.2% | 69% | 44%
Diablo_Canyon_Offshore_Wind | Wind | Offshore Wind | Southern_PGAE | PG&E | 100% | 51% | 100% | 100%
Humboldt_Bay_Offshore_Wind | Wind | Offshore Wind | Northern_California | PG&E | 100% | 53% | 100% | 100%
Morro_Bay_Offshore_Wind | Wind | Offshore Wind | Southern_PGAE | PG&E | 100% | 49% | 100% | 100%
Cape_Mendocino_Offshore_Wind | Wind | Offshore Wind | Northern_California | PG&E | 100% | 51% | 100% | 100%
Del_Norte_Offshore_Wind | Wind | Offshore Wind | Northern_California | PG&E | 100% | 51% | 100% | 100%

## Deliverability Factors
Deliverability Factors
http://www.caiso.com/Documents/White-Paper-2023-Transmission-Capability-Estimates-for-use-in-the-CPUCs-Resrouce-Planning-Process.pdf
Deliverability | Type | Utility | Technology
|  |  | Solar | Wind | PSH | Li_Battery | Geothermal | Flow_Battery | Humboldt_Bay_Offshore_Wind | Cape_Mendocino_Offshore_Wind | Del_Norte_Offshore_Wind | Morro_Bay_Offshore_Wind | Diablo_Canyon_Offshore_Wind | New_Mexico_Wind | Wyoming_Wind | Idaho_Wind | Utah_Wind
FCDS | HSN | SDG&E | 3% | 33.7% | 100% | 100% | 100% | 100% | 100% | 100% | 100% | 100% | 100% | 67% | 67% | 67% | 67%
FCDS | HSN | SCE | 10.6% | 55.7% | 100% | 100% | 100% | 100% | 100% | 100% | 100% | 100% | 100% | 67% | 67% | 67% | 67%
FCDS | HSN | PG&E | 10% | 66.5% | 100% | 100% | 100% | 100% | 100% | 100% | 100% | 100% | 100% | 67% | 67% | 67% | 67%
FCDS | SSN | SDG&E | 40.2% | 11.2% | 50% | 50% | 100% | 50% | 53% | 51% | 51% | 49% | 51% | 35% | 35% | 35% | 35%
FCDS | SSN | SCE | 42.7% | 20.8% | 50% | 50% | 100% | 50% | 53% | 51% | 51% | 49% | 51% | 35% | 35% | 35% | 35%
FCDS | SSN | PG&E | 55.6% | 16.3% | 50% | 50% | 100% | 50% | 53% | 51% | 51% | 49% | 51% | 35% | 35% | 35% | 35%
EODS | Wind | SDG&E | 68% | 69% | -100% | -100% | 100% | -100% | 100% | 100% | 100% | 100% | 100% | 67% | 67% | 67% | 67%
EODS | Wind | SCE | 68% | 64% | -100% | -100% | 100% | -100% | 100% | 100% | 100% | 100% | 100% | 67% | 67% | 67% | 67%
EODS | Wind | PG&E | 68% | 63% | -100% | -100% | 100% | -100% | 100% | 100% | 100% | 100% | 100% | 67% | 67% | 67% | 67%
EODS | Solar | SDG&E | 79% | 44% | -100% | -100% | 100% | -100% | 100% | 100% | 100% | 100% | 100% | 67% | 67% | 67% | 67%
EODS | Solar | SCE | 77% | 44% | -100% | -100% | 100% | -100% | 100% | 100% | 100% | 100% | 100% | 67% | 67% | 67% | 67%
EODS | Solar | PG&E | 79% | 44% | -100% | -100% | 100% | -100% | 100% | 100% | 100% | 100% | 100% | 67% | 67% | 67% | 67%

## Planned Upgrades
Constraint Name | Approved Upgrade | Upgrade Year | FCDS MW | EODS MW
Internal San Diego Area constraint | Rearrange TL23013 PQ-OT and TL6959 PQ-Mira Sorrento; Reconductor TLC680C San Marcos-Melrose Tap (ISD - 2032) | 2032 | 936 | 936
Encina - San Luis Rey 230 kV constraint | Southern California 500 kV Transmission Reinforcement Project; 30 minute emergency rating on Encina Tap-San Luis Rey 230 kV Line (ISD - 2034) | 2034 | 746 | 82
San Luis Rey-San Onofre 230 kV line constraint | Southern California 500 kV Transmission Reinforcement (ISD - 2034) | 2034 | 819 | 0
Borden-Storey #1 230kV line | Reconductor Borden-Storey 230 kV 1 and 2 Line | 2032 | 2648 | 2047
Constraint Name | Constraint | 2020 | 2021 | 2022 | 2023 | 2024 | 2025 | 2026 | 2027 | 2028 | 2029 | 2030 | 2031 | 2032 | 2033 | 2034 | 2035 | 2036 | 2037 | 2038 | 2039 | 2040 | 2041 | 2042 | 2043 | 2044 | 2045 | 2046 | 2047 | 2048 | 2049 | 2050
Internal San Diego Area constraint | Internal_San_Diego_HSN | 0 | 0 | 0 | 0 | 0 | 0 | 0 | 0 | 0 | 0 | 0 | 0 | 936 | 936 | 936 | 936 | 936 | 936 | 936 | 936 | 936 | 936 | 936 | 936 | 936 | 936 | 936 | 936 | 936 | 936 | 936
Encina - San Luis Rey 230 kV constraint | Encina_San_Luis_Rey_HSN | 0 | 0 | 0 | 0 | 0 | 0 | 0 | 0 | 0 | 0 | 0 | 0 | 0 | 0 | 746 | 746 | 746 | 746 | 746 | 746 | 746 | 746 | 746 | 746 | 746 | 746 | 746 | 746 | 746 | 746 | 746
San Luis Rey-San Onofre 230 kV line constraint | San_Luis_Rey_San_Onofre_HSN | 0 | 0 | 0 | 0 | 0 | 0 | 0 | 0 | 0 | 0 | 0 | 0 | 0 | 0 | 819 | 819 | 819 | 819 | 819 | 819 | 819 | 819 | 819 | 819 | 819 | 819 | 819 | 819 | 819 | 819 | 819
Borden-Storey #1 230kV line | Borden_Storey_HSN | 0 | 0 | 0 | 0 | 0 | 0 | 0 | 0 | 0 | 0 | 0 | 0 | 2648 | 2648 | 2648 | 2648 | 2648 | 2648 | 2648 | 2648 | 2648 | 2648 | 2648 | 2648 | 2648 | 2648 | 2648 | 2648 | 2648 | 2648 | 2648
Internal San Diego Area constraint | Internal_San_Diego_SSN | 0 | 0 | 0 | 0 | 0 | 0 | 0 | 0 | 0 | 0 | 0 | 0 | 936 | 936 | 936 | 936 | 936 | 936 | 936 | 936 | 936 | 936 | 936 | 936 | 936 | 936 | 936 | 936 | 936 | 936 | 936
Encina - San Luis Rey 230 kV constraint | Encina_San_Luis_Rey_SSN | 0 | 0 | 0 | 0 | 0 | 0 | 0 | 0 | 0 | 0 | 0 | 0 | 0 | 0 | 746 | 746 | 746 | 746 | 746 | 746 | 746 | 746 | 746 | 746 | 746 | 746 | 746 | 746 | 746 | 746 | 746
San Luis Rey-San Onofre 230 kV line constraint | San_Luis_Rey_San_Onofre_SSN | 0 | 0 | 0 | 0 | 0 | 0 | 0 | 0 | 0 | 0 | 0 | 0 | 0 | 0 | 819 | 819 | 819 | 819 | 819 | 819 | 819 | 819 | 819 | 819 | 819 | 819 | 819 | 819 | 819 | 819 | 819
Borden-Storey #1 230kV line | Borden_Storey_SSN | 0 | 0 | 0 | 0 | 0 | 0 | 0 | 0 | 0 | 0 | 0 | 0 | 2648 | 2648 | 2648 | 2648 | 2648 | 2648 | 2648 | 2648 | 2648 | 2648 | 2648 | 2648 | 2648 | 2648 | 2648 | 2648 | 2648 | 2648 | 2648
Internal San Diego Area constraint | Internal_San_Diego_offpeak | 0 | 0 | 0 | 0 | 0 | 0 | 0 | 0 | 0 | 0 | 0 | 0 | 936 | 936 | 936 | 936 | 936 | 936 | 936 | 936 | 936 | 936 | 936 | 936 | 936 | 936 | 936 | 936 | 936 | 936 | 936
Encina - San Luis Rey 230 kV constraint | Encina_San_Luis_Rey_offpeak | 0 | 0 | 0 | 0 | 0 | 0 | 0 | 0 | 0 | 0 | 0 | 0 | 0 | 0 | 82 | 82 | 82 | 82 | 82 | 82 | 82 | 82 | 82 | 82 | 82 | 82 | 82 | 82 | 82 | 82 | 82
San Luis Rey-San Onofre 230 kV line constraint | San_Luis_Rey_San_Onofre_offpeak | 0 | 0 | 0 | 0 | 0 | 0 | 0 | 0 | 0 | 0 | 0 | 0 | 0 | 0 | 0 | 0 | 0 | 0 | 0 | 0 | 0 | 0 | 0 | 0 | 0 | 0 | 0 | 0 | 0 | 0 | 0
Borden-Storey #1 230kV line | Borden_Storey_offpeak | 0 | 0 | 0 | 0 | 0 | 0 | 0 | 0 | 0 | 0 | 0 | 0 | 2047 | 2047 | 2047 | 2047 | 2047 | 2047 | 2047 | 2047 | 2047 | 2047 | 2047 | 2047 | 2047 | 2047 | 2047 | 2047 | 2047 | 2047 | 2047

## CAISO Tx Data
|  |  | DCPP Extension? | TRUE
Transmission Capability Estimates - Revised 11-17-23
http://www.caiso.com/Pages/documentsbygroup.aspx?GroupID=03DCF912-0ECF-4CF9-A304-A05F4ED5B2CD
Study Area | Transmission Constraint | Affected Resource Locations | Condition Under Which Constraint is Binding | Estimated FCDS Capability Based on On-peak Study Resource Output (MW) (2) |  | ADNU & Cost Estimate ($million) |  |  | Estimated EODS Capability Based on Off-peak Study Resource Output (MW) (2) |  | AOPNU & Cost Estimate ($million) |  |  | Wind/Solar Area Designation
|  |  |  | Transmission Plan Capability (1,3) | Incremental due to ADNU | ADNU | Time to Construct (months) | Cost (2022$) | Transmission Plan Capability (1,3) | Incremental due to AOPNU (1) | AOPNU | Time to Construct (months) | Cost (2022$)
SCE Northern | Antelope-Vincent Constraint | Tehachapi, Big Creek | On-Peak | 7396 | 1500 | Upgrade Antelope-Vincent No.1 and 2 500 kV Lines (2 yrs) | 24 | 13.2 | 7396 | 1500 | N/A |  | N/A | Solar
SCE Northern | Vincent-Lugo Constraint | Tehachapi | On-Peak | 9184 | 2000 | Upgrade Vincent-Lugo No.1 and 2 500 kV Lines (4 yrs) | 48 | 85.9 | 9184 | 2000 | N/A |  | N/A | Solar
SCE Northern | Pardee-Sylmar Constraint | Big Creek, Ventura | On-Peak | 4884 | 1800 | Install Phase Shifters at Pardee on the Pardee-Sylmar No. 1 and No. 2 230 kV Lines, Reconductor Pardee-Vincent No. 2 220 kV line (9 yrs) | 108 | 660 | 4884 | 1800 | N/A |  | N/A | Solar
SCE Northern | Windhub Constraint | Tehachapi | On-Peak | 2400 | 2500 | New 500 kV Transmission Line from Whirlwind to Windhub 500 kV (9 yrs) | 108 | 612 | 2400 | 2500 | N/A |  | N/A | Solar
SCE Northern | Moorpark-Pardee Constraint | Ventura | On-Peak | 3792 | 900 | Upgrade the Moorpark-Pardee #2 and #3 220 kV and Santa Clara-Vincent 220 kV lines (9 yrs) | 108 | 600 | 3792 | 900 | N/A |  | N/A | Solar
SCE Northern | North of Magunden Constraint | Big Creek | On-Peak | 1387 | 500 | Rebuild Magunden - Vestal No.2 230 kV and Magunden - Springville No.2 230 kV Lines (9 yrs) | 108 | 1253 | 1387 | 500 | N/A |  | N/A | Solar
SCE Northern | South of Magunden On-Peak Constraint | Big Creek, Ventura | On-Peak | 740 | 2000 | Rebuild various SOM lines (9 yrs) | 108 | 4358 | 99999 | 0 | N/A |  | N/A | Solar
SCE Northern | South of Magunden Off-Peak Constraint | Big Creek, Ventura | Off-Peak | 99999 | 0 | N/A | N/A | N/A | 500 | 2000 | Rebuild Magunden-Pastoria 230 kV line (9 yrs) | 108 | 66 | Solar |  | Manual edits June 2023
SCE Northern | Antelope-Neenach On-Peak Constraint | Antelope/Bailey/Pastoria area | On-Peak | 0 | 2000 | Reconductor Antelope-Bailey 66 kV lines (2 yrs) | 24 | 100 | 99999 | 0 | N/A |  | N/A | Solar |  | Updates August 2023
SCE Northern | Antelope-Neenach Off-Peak Constraint | Antelope/Bailey/Pastoria area | Off-Peak | 99999 | 0 | N/A | N/A | N/A | 0 | 15 | Bailey-Neenach-Westpac 66 kV line upgrade | 24 | 45 | Solar |  | Correction from CAISO November 2023
SCE Metro | Del Amo - Barre Area Constraint | LA Basin | On-Peak | 6700 | 1058 | Upgrade the Del Amo - Barre 220 kV Transmission Line (27 months) | 27 | 11 | 6700 | 1058 | N/A |  | N/A | Solar
SCE Metro | Hinson - Del Amo Constraint | LA Basin | On-Peak | 3544 | 800 | Upgrade the Hinson - Del Amo 220 kV Transmission Line (27 months) | 27 | 28 | 3544 | 800 | N/A |  | N/A | Solar
SCE Metro | SCE Metro Area Default Constraint | LA Basin | None | 13731 | 0 | N/A | N/A | N/A | 13731 | 0 | N/A |  | N/A | Solar |  | TRUE
SCE North of Lugo (NOL) | Control to Inyokern area constraint | Inyokern_North | On-Peak | 15 | 186 | Build a new, series compensated Control-Inyokern 115 kV line and upgrade Inyo Phase Shifter (105 months) | 105 | 329 | 15 | 186 | N/A |  | N/A | Solar |  | FALSE
SCE North of Lugo (NOL) | Kramer to Victor Area Constraint | Inyokern_North_Kramer Victor | On-Peak | 1300 | 1206 | (Approved) Convert Kramer - Victor 115 kV lines to 230 kV (120 months) | 120 | 0 | 1300 | 1206 | N/A |  | N/A | Solar
SCE North of Lugo (NOL) | Victor to Lugo Area Constraint | Inyokern_North_Kramer Victor | On-Peak | 1350 | 1221 | (Approved) Re-conductor the four Lugo-Victor 230 kV lines (54 months) | 54 | 0 | 1350 | 1221 | N/A |  | N/A | Solar
SCE North of Lugo (NOL) | Lugo Transformer Area Constraint | Inyokern_North_Kramer, Victor, Pisgah | On-Peak | 1585 | 1178 | (Approved) Add a third 500/230 kV transformer at Lugo Substation (54 months) | 54 | 0 | 1585 | 1178 | N/A |  | N/A | Solar
SCE North of Lugo (NOL) | Calcite to Lugo Area Constraint | Pisgah | On-Peak | 548 | 1046 | Rebuild Calcite-Lugo 220 kV Transmission Line (105 months) | 105 | 239 | 548 | 1046 | N/A |  | N/A | Solar
SCE Eastern | Colorado River 500/230 kV Constraint | Colorado River 230 kV | On-Peak, Off-Peak | 545 | 1370 | New Colorado River No. 3 500/230 kV transformer (4 years) | 48 | 67 | 1414 | 1299 | Same as ADNU | 48 | 67 | Solar
SCE Eastern | Colorado River-Red Bluff Constraint | SCE Eastern (east of Colorado River), East of Pisgah, and SDG&E areas | On-Peak | 10933 | 588 | (Approved) Colorado River-Red Bluff 500 kV 1 Line (ISD - 2028)Upgrade and Southern California 500 kV Transmssion Reinforcement Projects (ISD - 2034) | 120 | 0 | 10933 | 588 | N/A |  | N/A | Solar
SCE Eastern | DCRT Constraint | Cielo Azul, Delaney | On-Peak | 2300 | 3000 | New Cielo Azul - Colorado River No. 2 500 kV line, Upgrade the series cap on Cielo Azul - Colorado River No.1 500 kV line to match the conductor rating (6 years) | 72 | 463 | 2300 | 3000 | N/A |  | N/A | Solar
SCE Eastern | Devers-Red Bluff Constraint | SCE Eastern (east of Red Bluff), East of Pisgah, and SDG&E areas | On-Peak, Off-Peak | 4050 | 5000 | {Approved) Devers-Red Bluff 500 kV 1 and 2 Line Upgrade (ISD - 2028) and Southern California 500 kV Transmssion Reinforcement Projects (ISD - 2034) | 120 | 0 | 10167 | 5991 | Same as ADNU | 120 | 0 | Solar
SCE Eastern | Eagle Mountain Constraint | Eagle Mountain, Julian Hinds, Mirage | On-Peak | 0 | 600 | New Devers-Julian Hinds 220 kV line (10 years) | 120 | 1182 | 300 | 600 | N/A |  | N/A | Solar
SCE Eastern | Etiwanda-Rancho Vista Constraint | SCE Eastern area | On-Peak | 7734 | 3350 | Upgrade Etiwanda-Rancho Vista No. 1 & No. 2 220 kV lines, New Etiwanda-Rancho Vista No. 3 220 kV line (3 years) | 36 | 89 | 9689 | 3350 | N/A |  | N/A | Solar
SCE Eastern | Red Bluff 500/230 kV Constraint | Red Bluff 230 kV | On-Peak, Off-Peak | 722 | 1200 | New Red Bluff No. 3 500/230 kV transformer (4 years) | 48 | 69 | 1684 | 1200 | Same as ADNU | 48 | 69 | Solar
SCE Eastern | Serrano-Alberhill-Valley Constraint | SCE Eastern and SDG&E areas | On-Peak, Off-Peak | 5328 | 4327 | (Approved) • Southern California Transmssion Reinforcement Project (2034) • Serrano-Alberhill-Valley 500 kV 1 Line Upgrade (2028) • Mira Loma-Mesa 500kV UG Cable Upgrade (2026) • Devers-Valley 500 kV 1 Line Upgrade (2028) • San Bernardino-Etiwanda 230 kV 1 Line Upgrade (2031) • San Bernardino-Vista 230 kV 1 Line Upgrade (2026) • Vista-Etiwanda 230 kV 1 Line Upgrade (2031) | 120 | 0 | 13529 | 0 | N/A |  | N/A | Solar
SCE East of Pisgah (EOP) | VEA 138kV area constraint | VEA 138kV buses | On-Peak, Off-Peak | 260 | 1367 | (Approved) VEA 230kV conversion project (4 years) | 48 | 0 | 105 | 930 | Same as ADNU | 48 | 0 | Solar
SCE East of Pisgah (EOP) | GLW 230kV area constraint | VEA 138kV and GLW 230kV buses | On-Peak, Off-Peak | 900 | 1285 | (Approved) Updated ISO approved GLW upgrade (2022-23 TPP) (2027) | 36 | 0 | 760 | 1992 | Same as ADNU | 36 | 0 | Solar
SCE East of Pisgah (EOP) | Lugo - Victorville area constraint | East of Pisgah, SCE Eastern,SDG&E and SCE Northern areas | On-peak | 10100 | 6800 | Eldorado - Lugo 500kV No.2 line (10 years) | 120 | 2165 | 9600 | 6800 | Same as ADNU | 120 | 2165 | Solar
SDG&E | Capistrano-San Onofre 230 kV constraint | SDGE local area | On-peak | 1500 | 920 | Capistrano-San Onofre 230 kV upgrade (60 months) | 60 | 58.1 | 1500 | 920 | N/A |  | N/A | Solar
SDG&E | Chicarita 138 kV constraint | Baja, Imperial, SDGE local area | On-peak | 224 | 700 | Chicarita 138 kV Upgrades (48 months) | 48 | 100 | 224 | 700 | N/A |  | N/A | Solar
SDG&E | El Cajon 69 kV constraint | SDGE local area | On-peak | 406 | 547 | El Cajon 69 kV Upgrade (48 months) | 48 | 14.7 | 406 | 547 | N/A |  | N/A | Solar
SDG&E | Internal San Diego Area constraint | Baja, Imperial, SDGE local area | On-Peak, Off-Peak | 1001 | 1821 | Aproved project: Rearrange TL23013 PQ-OT and TL6959 PQ-Mira Sorrento; Reconductor TLC680C San Marcos-Melrose Tap (ISD - 2032) Internal San Diego Area reconductors (48 months) | 48 | 107.1 | 70 | 1821 | Same as ADNU | 48 | 107.1 | Solar | Two upgrades; 1st approved +936/+936 in 2032
SDG&E | Miguel 69 kV constraint | SDGE local area | On-peak | 231 | 431 | Miguel 69 kV upgrades (48 months) | 48 | 671.054 | 231 | 431 | N/A |  | N/A | Solar
SDG&E | Encina - San Luis Rey 230 kV constraint | Baja, Imperial, Arizona, SDGE local area | On-Peak, Off-Peak | 1922 | 3914 | Approved project: Southern California 500 kV Transmission Reinforcement Project; 30 minute emergency rating on Encina Tap-San Luis Rey 230 kV Line (ISD - 2034) New Encina - San Luis Rey 230 kV line (120 months) | 120 | 84.103 | 2586 | 4578 | Same as ADNU | 120 | 84.103 | Solar | Two upgrades; 1st approved +746/+82 in 2034
SDG&E | East of Miguel constraint | Baja, Imperial, Arizona, Riverside East | On-Peak, Off-Peak | 1035 | 2823 | Approved Project: Southern California 500 kV Transmission Reinforcement (ISD - 2034) | 120 | 0 | 1377 | 4680 | Same as ADNU | 120 | 0 | Solar
SDG&E | San Luis Rey-San Onofre 230 kV line constraint | Baja, Imperial, Arizona, SDGE local area | On-Peak, Off-Peak | 2018 | 3435 | Approved Project: Southern California 500 kV Transmission Reinforcement (ISD - 2034) New San Luis Rey-San Onofre 230 kV line (120 months) | 120 | 106.635 | 6764 | 4254 | Same as ADNU | 120 | 106.635 | Solar | Two upgrades; 1st approved +819/+0 in 2034
SDG&E | Ocean Ranch 69 kV constraint | SDGE local area | On-peak | 274 | 692 | Ocean Ranch 69 kV upgrade (48 months) | 48 | 28.3 | 274 | 692 | N/A |  | N/A | Solar
SDG&E | Otay Mesa 230 kV constraint | Imperial, SDGE local area | On-peak | 1425 | 2189 | Otay Mesa 230 kV upgrade (60 months) | 60 | 79.91 | 1425 | 2189 | N/A |  | N/A | Solar
SDG&E | Silvergate - Bay Blvd 230 kV constraint | Baja, Imperial, SDGE local area | On-Peak, Off-Peak | 796 | 4754 | Silvergate - Bay Blvd 230 kV 3-ohm Series Reactor (36 months) | 36 | 29.971 | 929 | 4754 | Same as ADNU | 36 | 29.971 | Solar
SDG&E | Silvergate-Old Town 230 kV constraint | Baja, Imperial, SDGE local area | On-peak | 1221 | 2522 | Silvergate-Old Town 230 kV Upgrades (60 months) | 60 | 283.4 | 1221 | 2522 | N/A |  | N/A | Solar
SDG&E | Talega 230 kV constraint | SDGE local area | On-peak | 1205 | 2201 | Talega 230 kV Upgrades (60 months) | 60 | 210.6 | 1205 | 2201 | N/A |  | N/A | Solar
SDG&E | Trabuco-Capistrano 138 kV constraint | SDGE local area | On-peak | 501 | 556 | Trabuco-Capistrano 138 kV upgrade (48 months) | 48 | 103.366 | 501 | 556 | N/A |  | N/A | Solar
PG&E North of Greater Bay | Santa Rosa-Corona 115 kV line | Greater Bay Area and North of Greater Bay Area | On-Peak | 3995 | 703 | New line from Fulton-Vaca Dixon 230 kV (180 months) | 180 | 725 | 3995 | 703 | N/A |  | N/A | Wind
PG&E North of Greater Bay | Vaca Dixon-Tesla 500kV Line | Greater Bay Area, North of Greater Bay Area and PG&E South 500 kV | On-Peak | 1044 | 8645 | 500kV Delevan (144 months) | 144 | 2851.848 | 1415 | 8645 | N/A |  | N/A | Wind
PG&E North of Greater Bay | Woodland- Davis 115kV line | North of Greater Bay Area | On-Peak | 76 | 109 | Reconductor Q653F-Davis 115 kV Line (60 months) | 60 | 9.329 | 76 | 109 | N/A |  | N/A | Wind
PG&E North of Greater Bay | Cortina-Eagle Rock 115 kV line | North of Greater Bay Area | On-Peak | 1575 | 50 | Re-conductor Q1284 Sw Sta-Lower Lake Sw Sta/Eagle Rock 115 kV Line (Q1284 Sw Sta-Cache Jct 1) (60 months) | 60 | 50 | 1575 | 50 | N/A |  | N/A | Wind
PG&E North of Greater Bay | Bell-Placer 115kV Line | North of Greater Bay Area | On-Peak | 630 | 480 | Re-conductor Higgins-Bell and Bell-Placer 115 kV Lines (120 months) | 120 | 185 | 630 | 480 | N/A |  | N/A | Wind
PG&E North of Greater Bay | Carberry-Round Mountain 230kV Line | North of Greater Bay Area | On-Peak, Off-Peak | 14 | 26 | Re-conductor Pit 3-Carberry and Carberry-Round mountain 230 kV Lines (84 months) | 84 | 180 | 183 | 25 | Same as ADNU | 84 | 180 | Wind
PG&E North of Greater Bay | Rocklin-Pleaseant grove 115kV line | North of Greater Bay Area | On-Peak | 92 | 707 | Re-conductor Rio Oso-Lincoln 115 kV Line and Lincoln-Pleasant Grove 115 kV Line (72 months) | 72 | 125 | 226 | 707 | N/A |  | N/A | Wind
PG&E North of Greater Bay | Bellota-Weber 230kV line | Greater Bay Area, North of Greater Bay Area and Fresno | On-Peak | 2382 | 460 | Subacco (120 months) | 120 | 400 | 2382 | 460 | N/A |  | N/A | Wind
PG&E North of Greater Bay | Rio Oso-Brighton 230kV line |  | On-Peak | 423 | 574 |  |  |  | 423 | 574 | N/A |  | N/A | Wind
PG&E North of Greater Bay | Rio Oso-Lockeford 230kV line |  | On-Peak | 935 | 485 |  |  |  | 935 | 485 | N/A |  | N/A | Wind
PG&E Greater Bay | Dumbarton-Newark 115 kV line | Greater Bay Area and North of Greater Bay Area | On-Peak | 1270 | 978 | (Approved) New Collinsville 500/230 kV substation (2028) | 48 | 0 | 1270 | 978 | N/A |  | N/A | Wind
PG&E Greater Bay | Eastshore-San Mateo 230 kV line |  | On-Peak | 2349 | 548 |  |  |  | 2349 | 548 | N/A |  | N/A | Wind
PG&E Greater Bay | Lakeville-Ignacio 230 kV line |  | On-Peak | 517 | 861 |  |  |  | 517 | 861 | N/A |  | N/A | Wind
PG&E Greater Bay | Sobrante-Moraga 230 kV line |  | On-Peak | 3944 | 653 |  |  |  | 3944 | 653 | N/A |  | N/A | Wind
PG&E Greater Bay | Windmaster-Delta pumps 230 kV line | Greater Bay Area and North of Greater Bay Area | On-Peak | 710 | 6034 | Contra Costa to Tesla and Newark 230 kV lines and Birds Landing series reactors( Bay Area ADNU) (86 months) | 86 | 417.332 | 710 | 6034 | N/A |  | N/A | Wind
PG&E Greater Bay | Contra Costa- Windmaster 230 kV line |  | On-Peak | 1233 | 5601 |  |  |  | 1233 | 5601 | N/A |  | N/A | Wind
PG&E Greater Bay | Tesla-Tracy-Pump 230 kV line #2 |  | On-Peak | 4776 | 3521 |  |  |  | 4776 | 3521 | N/A |  | N/A | Wind
PG&E Greater Bay | Contra Costa #1 115kV Line | Greater Bay Area | On-Peak | 29 | 131 | Contra Costa 115kV, 60kV reconductors and Bank Replacement (120 months) | 120 | 185 | 29 | 131 | N/A |  | N/A | Wind
PG&E Greater Bay | Kasson Jct-Heinz 115 kV line | Greater Bay Area, North of Greater Bay Area and Fresno | On-Peak | 91 | 1255 | Nikola (216 months) | 216 | 1700 | 91 | 1255 | N/A |  | N/A | Wind
PG&E Greater Bay | Newark-Newark Distribution 115 kV line |  | On-Peak | 3822 | 831 |  |  |  | 3822 | 831 | N/A |  | N/A | Wind
PG&E Greater Bay | Tesla-Bellota 230 kV line |  | On-Peak | 4065 | 300 |  |  |  | 4065 | 300 | N/A |  | N/A | Wind
PG&E Greater Bay | Eight Mile-Tesla 230 kV line |  | On-Peak | 3738 | 163 |  |  |  | 3738 | 163 | N/A |  | N/A | Wind
PG&E Greater Bay | Grant - Eastshore #2 line 115 kV | Greater Bay Area | On-Peak | 961 | 290 | Reconductor 1869-Eastshore #1 and #2 115 kV lines (84 months) | 84 | 125 | 961 | 290 | N/A |  | N/A | Wind
PG&E Greater Bay | Salado-Crow Creek Sw Sta 60 kV line | Greater Bay Area | On-Peak | 76 | 74 | Reconductor Salado 115kV and 60kV Area (144 months) | 144 | 400 | 76 | 74 | N/A |  | N/A | Wind
PG&E Greater Bay | Tesla-Salado 115 kV line |  | On-Peak | 1087 | 70 |  |  |  | 1087 | 70 | N/A |  | N/A | Wind
PG&E Greater Bay | Los Esteros-Silicon Valley 230 kV | Greater Bay Area | On-Peak | 605 | 348 | (Approved) San Jose Area HVDC Line (Newark - NRS) (2028) | 48 | 0 | 605 | 348 | N/A |  | N/A | Wind
PG&E Greater Bay | Los Esteros-Nortech 115 kV line |  | On-Peak | 639 | 160 |  |  |  | 639 | 160 | N/A |  | N/A | Wind
PG&E Greater Bay | Newark-Los Esteros 230 kV line |  | On-Peak | 4758 | 70 |  |  |  | 4758 | 70 | N/A |  | N/A | Wind
PG&E Greater Bay | Morganhill-Metcalf 115kV Line | Greater Bay Area | On-Peak | 314 | 712 | Metcalf-Morgan Hill 115kV reconductoring (144 months) | 144 | 380 | 314 | 712 | N/A |  | N/A | Wind
PG&E Greater Bay | Tesla-Tracy Pump 230 kV Line #1 | Greater Bay Area and North of Greater Bay Area | On-Peak | 4177 | 4344 | Re-conductor 1883 Sw Sta-Tracy Pmp (2.9 miles) (60 months) | 60 | 25 | 4177 | 4344 | N/A |  | N/A | Wind
PG&E Greater Bay | Birds Landing-Contra Costa 230kV Line | Greater Bay Area and North of Greater Bay Area | On-Peak | 836 | 1766 | New double circuit line from Vaca-Contra Costa 230 kV (144 months) | 144 | 700 | 836 | 1766 | N/A |  | N/A | Wind
PG&E Kern | Oceano-Calendar 115kV line | Kern, Los Padres | On-Peak, Off-Peak | 937 | 1418 | Morro Bay Looping (98 months) | 98 | 1008.032 | 174 | 230 | Same as ADNU | 98 | 1008.032 | Solar
PG&E Kern | Midway-Q2005 230kV Line | Kern | On-Peak, Off-Peak | 1099 | 16891 | Re-conductor and reconfigure Gates-Arco-Midway 230 kV Lines (144 months) | 144 | 940 | 278 | 962 | Same as ADNU | 144 | 940 | Solar
PG&E Kern | Smyrna -Q1984 115kV line | Kern | On-Peak, Off-Peak | 144 | 687 | Alpaugh-Semitropic Reconductor(96 months) | 96 | 220 | 132 | 632 | Same as ADNU | 96 | 220 | Solar
PG&E Kern | Kern 230/115kV TB #4 | Kern | On-Peak | 1869 | 179 | Add New Kern 230/115kV Transformer Bank ( 54 months) | 54 | 30 | 1869 | 179 | N/A |  | N/A | Solar
PG&E Kern | Maricopa-Copus 70 kV line | Kern | On-Peak, Off-Peak | 51 | 206 | Reconductor Kern-Old River 115 and 70 kV | 48 | 620 | 53 | 67.7 | Same as ADNU | 48 | 620 | Solar
PG&E Kern | Midway-Taft 115 kV line | Kern | On-Peak | 263 | 9 |  |  |  | 263 | 9 |  |  |  | Solar
PG&E Kern | Kern-Tevis-Stockdale-Lamont 115kV line | Kern | On-Peak, Off-Peak | 109 | 367 | Reconductor Kern-Stockdale-Lamont 115 kV | 60 | 120 | 176.8 | 106.58 | Same as ADNU | 60 | 120 | Solar
PG&E Kern | Midway 230/115kV TB #3 | Kern | On-Peak, Off-Peak | 1370 | 784 | Add new Midway 230/115 kV Transformer Bank | 60 | 150 | 1051 | 1477 | Same as ADNU | 60 | 150 | Solar
PG&E Kern | Semitropic-Midway 115kV Line | Kern | On-Peak, Off-Peak | 255 | 637 | Reconducotr Semitropic-Midway-Kern 115 kV and 70 kV Lines | 60 | 760 | 240.9 | 475 | Same as ADNU | 60 | 760 | Solar
PG&E Kern | Midway-Q2011 230 kV Line | Kern | On-Peak | 438 | 234 | Reconductor Midway-Q2011 230 kV Line | 60 | 100 | 438 | 234 | Same as ADNU | 60 | 100 | Solar
PG&E Fresno | Gates 500/230kV TB #11 | Fresno, Kern | On-Peak, Off-Peak | 3684 | 10038 | Gates Bank 500/230kV Bank #13 (48 months) | 48 | 35 | 6343 | 3856 | Same as ADNU | 48 | 35 | Solar
PG&E Fresno | Gates 500/230kV TB #12 | Fresno, Kern | On-Peak, Off-Peak | 3213 | 14825 |  |  |  | 3148 | 6843 |  |  |  | Solar
PG&E Fresno | Gates 230/70kV TB #5 | Fresno | On-Peak, Off-Peak | 272 | 47 | New Gates #6 230/70kV (96 months) | 96 | 110 | 356 | 390 | Same as ADNU | 96 | 110 | Solar
PG&E Fresno | Tranquility-Helm 230kV Line | Fresno | On-Peak, Off-Peak | 2229 | 2274 | Gregg 500kV (180 months) | 180 | 1500 | 1170 | 607 | Same as ADNU | 180 | 1500 | Solar
PG&E Fresno | Dairyland-Chowchilla 115kV Line | Fresno | On-Peak, Off-Peak | 2865 | 1211 | Mendota 230 kV Conversion (120 months) | 120 | 250 | 128 | 122 | Same as ADNU | 120 | 250 | Solar
PG&E Fresno | Chowchilla-Le grand 115kV Line | Fresno | On-Peak, Off-Peak | 699 | 1211 | Le Grand 230 kV Station Conversion (180 months) | 180 | 550 | 908 | 546 | Same as ADNU | 180 | 550 | Solar
PG&E Fresno | Los Banos 500/230kV TB | Fresno | On-Peak, Off-Peak | 3930 | 4931 | (Approved) New Manning 500/230 kV Substation (2028) | 48 | 0 | 206 | 402 |  |  |  | Solar
PG&E Fresno | Panoche-Los Banos 230kV line #2 | Fresno | On-Peak, Off-Peak | 206 | 6367 |  |  |  | 3478 | 3139 |  |  |  | Solar
PG&E Fresno | Dos Amigos-Los Banos 230kV line | Fresno | On-Peak | 516 | 6367 |  |  |  | 516 | 6367 |  |  |  | Solar
PG&E Fresno | Schindler 115/70kV TB #1 | Fresno | On-Peak, Off-Peak | 0 | 3160 | Manning 115 kV Addition (120 months) | 120 | 370 | 92 | 87 | Same as ADNU | 120 | 370 | Solar
PG&E Fresno | Panoche- Mendota 115 kV line | Fresno | On-Peak, Off-Peak | 1798 | 2019 |  |  |  | 7 | 302 |  |  |  | Solar
PG&E Fresno | Coalinga #1-Coalinga #2 70 kV line | Fresno | On-Peak, Off-Peak | 1660 | 878 |  |  |  | 175 | 5 |  |  |  | Solar
PG&E Fresno | Panoche-Oro Loma 115kV Line | Fresno | On-Peak | 3661 | 588 | Reconductor Oro Loma-Panoche 115 kV Lines ( months) | 60 | 0 | 3661 | 588 | N/A |  | N/A | Solar
PG&E Fresno | Borden-Storey #1 230kV line | Fresno | On-Peak, Off-Peak | 300 | 1247 | Approved project: Reconductor Borden-Storey 230 kV 1 and 2 Line Reconductor Wilson-Storey-Borden 230 kV Lines (86 months) | 86 | 50 | 1811 | 0 | Same as ADNU | 86 | 50 | Solar | Two upgrades; 1st approved +2648/+2047 in 20XX
PG&E Fresno | Merced 115/70kV TB#2 | Fresno | On-Peak, Off-Peak | 247 | 358 | Replace Bank, and Reconductor Lines at Merced (144 months) | 144 | 125 | 100 | 291 | Same as ADNU | 144 | 125 | Solar
PG&E Fresno | Helm 230/70kV TB #1 | Fresno | On-Peak, Off-Peak | 4 | 60 | Helm 230/70 kV Transformer Bank replacement | 24 | 135 | 0 | 226 | Same as ADNU | 24 | 135 | Solar
PG&E Fresno | Oro Loma-El Nido 115kV Line | Fresno | On-Peak, Off-Peak | 1410 | 3192 | Oro-loma- El nido-Wilson Reconductor (120 months) | 120 | 330 | 243 | 65 | Same as ADNU | 120 | 330 | Solar
PG&E Fresno | Q2008-Gates 500 kV line | Kern, Fresno | On-Peak, Off-Peak | 5203 | 4125 | New Diablo-Midway #4 500 kV Line (98 months) | 98 | 830 | 5203 | 4125 | Same as ADNU | 98 | 830 | Solar
PG&E Fresno | Mustang-Henrietta 230 kV line | Fresno | On-Peak | 10302 | 2479 |  |  |  | 10302 | 2479 |  |  |  | Solar
PG&E Fresno | Gates-Panoche 230 kV #1 and #2 Lines | Fresno | On-Peak | 7440 | 8379 | Reconductor Gates-Panoche #1 and #2 230 kV Lines (86 months) | 86 | 214.062 | 7440 | 8379 | N/A |  | N/A | Solar
PG&E Fresno | Moss Landing-Las Aguilas 230 kV Line | Fresno, Bay Area | Off-peak | 2276 | 0 | N/A |  | N/A | 0 | 1760 | Reconductor Moss Landing-Las Aguilas 230 kV Line ( 98 months) | 98 | 40.2 | Solar
PG&E Fresno | Jacksson-WaukenaCorcoran 115kV line | Fresno | Off-peak | 85 | 0 | N/A |  | N/A | 28 | 66 | Reconductor Jacksson-WaukenaCorcoran 115kV line ( 120 months) | 120 | 150 | Solar
(1) Capability estimate reflects the amount of resources studied in the corresponding deliverability case as binding constraints are not identified. Default off-peak capability set to on-peak capability if studied off-peak amount is less than on-peak capability. Default EODS estimates are adjusted upwards to match the FCDS capability estimate to prevent default EODS estimates from unduly restricting the amount of FCDS resources that can be selected
(2) The transmission capability estimates are based on the resource-type specific output assumptions that are used in deliverbility studies rather than the resources’ installed capacity. The values can be translated into any combination of resource types by applying the currently applicable deliverability study resource output factor.
(3) The transmission capability estimates are over and above the resource amounts that were online as at January 1, 2022 . The CPUC will need to adjust the estimates to account for resources that came online since then. Retirements of Diablo Canyon and OTC generating units are accounted for in the estimates assuming the replacements are at the same or similar location

## Substation-Constraint Matrix
CAISO Substation-Constraint Matrix
Data tabulated from the CAISO transmission constraint diagrams and PG&E substation matrix.
Only substations above 115 kV are considered.
http://www.caiso.com/Pages/documentsbygroup.aspx?GroupID=03DCF912-0ECF-4CF9-A304-A05F4ED5B2CD
SUB_GIS | SUB_CAISO | TIE_IN_KV | SCORE | CLUSTER | CITY | STATE | ZIP | TYPE | STATUS | COUNTY | COUNTYFIPS | COUNTRY | LATITUDE | LONGITUDE | NAICS_CODE | NAICS_DESC | SOURCE | SOURCEDATE | VAL_METHOD | VAL_DATE | LINES | MAX_VOLT | MIN_VOLT | MAX_INFER | MIN_INFER | Antelope-Vincent Constraint | Vincent-Lugo Constraint | Pardee-Sylmar Constraint | Windhub Constraint | Moorpark-Pardee Constraint | North of Magunden Constraint | South of Magunden On-Peak Constraint | South of Magunden Off-Peak Constraint | Antelope-Neenach On-Peak Constraint | Antelope-Neenach Off-Peak Constraint | Del Amo - Barre Area Constraint | Hinson - Del Amo Constraint | SCE Metro Area Default Constraint | Control to Inyokern area constraint | Kramer to Victor Area Constraint | Victor to Lugo Area Constraint | Lugo Transformer Area Constraint | Calcite to Lugo Area Constraint | Colorado River 500/230 kV Constraint | Colorado River-Red Bluff Constraint | DCRT Constraint | Devers-Red Bluff Constraint | Eagle Mountain Constraint | Etiwanda-Rancho Vista Constraint | Red Bluff 500/230 kV Constraint | Serrano-Alberhill-Valley Constraint | VEA 138kV area constraint | GLW 230kV area constraint | Lugo - Victorville area constraint | Capistrano-San Onofre 230 kV constraint | Chicarita 138 kV constraint | El Cajon 69 kV constraint | Internal San Diego Area constraint | Miguel 69 kV constraint | Encina - San Luis Rey 230 kV constraint | East of Miguel constraint | San Luis Rey-San Onofre 230 kV line constraint | Ocean Ranch 69 kV constraint | Otay Mesa 230 kV constraint | Silvergate - Bay Blvd 230 kV constraint | Silvergate-Old Town 230 kV constraint | Talega 230 kV constraint | Trabuco-Capistrano 138 kV constraint | Santa Rosa-Corona 115 kV line | Vaca Dixon-Tesla 500kV Line | Woodland- Davis 115kV line | Cortina-Eagle Rock 115 kV line | Bell-Placer 115kV Line | Carberry-Round Mountain 230kV Line | Rocklin-Pleaseant grove 115kV line | Bellota-Weber 230kV line | Rio Oso-Brighton 230kV line | Rio Oso-Lockeford 230kV line | Dumbarton-Newark 115 kV line | Eastshore-San Mateo 230 kV line | Lakeville-Ignacio 230 kV line | Sobrante-Moraga 230 kV line | Windmaster-Delta pumps 230 kV line | Contra Costa- Windmaster 230 kV line | Tesla-Tracy-Pump 230 kV line #2 | Contra Costa #1 115kV Line | Kasson Jct-Heinz 115 kV line | Newark-Newark Distribution 115 kV line | Tesla-Bellota 230 kV line | Eight Mile-Tesla 230 kV line | Grant - Eastshore #2 line 115 kV | Salado-Crow Creek Sw Sta 60 kV line | Tesla-Salado 115 kV line | Los Esteros-Silicon Valley 230 kV | Los Esteros-Nortech 115 kV line | Newark-Los Esteros 230 kV line | Morganhill-Metcalf 115kV Line | Tesla-Tracy Pump 230 kV Line #1 | Birds Landing-Contra Costa 230kV Line | Oceano-Calendar 115kV line | Midway-Q2005 230kV Line | Smyrna -Q1984 115kV line | Kern 230/115kV TB #4 | Maricopa-Copus 70 kV line | Midway-Taft 115 kV line | Kern-Tevis-Stockdale-Lamont 115kV line | Midway 230/115kV TB #3 | Semitropic-Midway 115kV Line | Midway-Q2011 230 kV Line | Gates 500/230kV TB #11 | Gates 500/230kV TB #12 | Gates 230/70kV TB #5 | Tranquility-Helm 230kV Line | Dairyland-Chowchilla 115kV Line | Chowchilla-Le grand 115kV Line | Los Banos 500/230kV TB | Panoche-Los Banos 230kV line #2 | Dos Amigos-Los Banos 230kV line | Schindler 115/70kV TB #1 | Panoche- Mendota 115 kV line | Coalinga #1-Coalinga #2 70 kV line | Penzir-Tornado 70kV Line | Panoche-Oro Loma 115kV Line | Borden-Storey #1 230kV line | Merced 115/70kV TB#2 | Helm 230/70kV TB #1 | Oro Loma-El Nido 115kV Line | Q2008-Gates 500 kV line | Mustang-Henrietta 230 kV line | Gates-Panoche 230 kV #1 and #2 Lines | Moss Landing-Las Aguilas 230 kV Line | Jacksson-WaukenaCorcoran 115kV line
AEC 300 | AEC Sites | 115 | 28.8262 | 145 | TRACY | CA | 95377 | SUBSTATION | NOT AVAILABLE | SAN JOAQUIN | 06077 | USA | 37.6534 | -121.5268 | 221121 | ELECTRIC BULK POWER TRANSMISSION AND CONTROL | California Energy Commission http://www.energy.ca.gov/maps/ | 2015-06-15T00:00:00.000Z | IMAGERY/OTHER | 2017-11-27T00:00:00.000Z | 2 | 115 | 115 | Y | Y | 0 | 0 | 0 | 0 | 0 | 0 | 0 | 0 | 0 | 0 | 0 | 0 | 0 | 0 | 0 | 0 | 0 | 0 | 0 | 0 | 0 | 0 | 0 | 0 | 0 | 0 | 0 | 0 | 0 | 0 | 0 | 0 | 0 | 0 | 0 | 0 | 0 | 0 | 0 | 0 | 0 | 0 | 0 | 0 | 0 | 0 | 0 | 0 | 0 | 0 | 0 | 0 | 0 | 0 | 0 | 0 | 0 | 0 | 0 | 0 | 0 | 1 | 0 | 0 | 0 | 0 | 0 | 1 | 0 | 0 | 0 | 0 | 0 | 0 | 0 | 0 | 0 | 0 | 0 | 0 | 0 | 0 | 0 | 0 | 0 | 0 | 0 | 0 | 0 | 0 | 0 | 0 | 0 | 0 | 0 | 0 | 0 | 0 | 0 | 0 | 0 | 0 | 0 | 0 | 0 | 0 | 0
ALAMITOS | Alamitos | 230 | 6.2843 | 30 | LONG BEACH | CA | 90803 | SUBSTATION | IN SERVICE | LOS ANGELES | 06037 | USA | 33.7715 | -118.1005 | 221121 | ELECTRIC BULK POWER TRANSMISSION AND CONTROL | California Ocean Protection Council http://www.opc.ca.gov/webmaster/ftp/project_pages/OTC/engineering%20study/Chapter_7F_Haynes_Generating_Station.pdf | 2016-09-27T00:00:00.000Z | IMAGERY/OTHER | 2016-09-27T00:00:00.000Z | 7 | 230 | 66 | N | N | 0 | 0 | 0 | 0 | 0 | 0 | 0 | 0 | 0 | 0 | 1 | 1 | 1 | 0 | 0 | 0 | 0 | 0 | 0 | 0 | 0 | 0 | 0 | 0 | 0 | 0 | 0 | 0 | 0 | 0 | 0 | 0 | 0 | 0 | 0 | 0 | 0 | 0 | 0 | 0 | 0 | 0 | 0 | 0 | 0 | 0 | 0 | 0 | 0 | 0 | 0 | 0 | 0 | 0 | 0 | 0 | 0 | 0 | 0 | 0 | 0 | 0 | 0 | 0 | 0 | 0 | 0 | 0 | 0 | 0 | 0 | 0 | 0 | 0 | 0 | 0 | 0 | 0 | 0 | 0 | 0 | 0 | 0 | 0 | 0 | 0 | 0 | 0 | 0 | 0 | 0 | 0 | 0 | 0 | 0 | 0 | 0 | 0 | 0 | 0 | 0 | 0 | 0 | 0 | 0 | 0 | 0
ALBERHILL | Alberhill | 500 | 3.2193 | 9 | 0 | 0 | 0 | 0 | 0 | 0 | 0 | 0 | 33.7353 | -117.4129 | 0 | 0 | 0 | 0 | 0 | 0 | 0 | 0 | 0 | 0 | 0 | 0 | 0 | 0 | 0 | 0 | 0 | 0 | 0 | 0 | 0 | 0 | 0 | 0 | 0 | 0 | 0 | 0 | 0 | 0 | 0 | 0 | 0 | 0 | 1 | 0 | 1 | 0 | 0 | 0 | 0 | 0 | 0 | 0 | 0 | 0 | 0 | 0 | 0 | 0 | 0 | 0 | 0 | 0 | 0 | 0 | 0 | 0 | 0 | 0 | 0 | 0 | 0 | 0 | 0 | 0 | 0 | 0 | 0 | 0 | 0 | 0 | 0 | 0 | 0 | 0 | 0 | 0 | 0 | 0 | 0 | 0 | 0 | 0 | 0 | 0 | 0 | 0 | 0 | 0 | 0 | 0 | 0 | 0 | 0 | 0 | 0 | 0 | 0 | 0 | 0 | 0 | 0 | 0 | 0 | 0 | 0 | 0 | 0 | 0 | 0 | 0 | 0 | 0 | 0 | 0 | 0 | 0
ALHAMBRA (PGE) | Alhambra | 115 | 8.024 | 44 | MARTINEZ | CA | 94553 | SUBSTATION | IN SERVICE | CONTRA COSTA | 06013 | USA | 37.9939 | -122.1302 | 221121 | ELECTRIC BULK POWER TRANSMISSION AND CONTROL | California Energy Commission http://www.energy.ca.gov/maps/ | 2016-09-27T00:00:00.000Z | IMAGERY/OTHER | 2016-09-27T00:00:00.000Z | 4 | 115 | 115 | N | Y | 0 | 0 | 0 | 0 | 0 | 0 | 0 | 0 | 0 | 0 | 0 | 0 | 0 | 0 | 0 | 0 | 0 | 0 | 0 | 0 | 0 | 0 | 0 | 0 | 0 | 0 | 0 | 0 | 0 | 0 | 0 | 0 | 0 | 0 | 0 | 0 | 0 | 0 | 0 | 0 | 0 | 0 | 0 | 0 | 0 | 0 | 0 | 0 | 0 | 0 | 0 | 0 | 0 | 1 | 0 | 0 | 0 | 0 | 0 | 0 | 0 | 0 | 0 | 0 | 0 | 0 | 0 | 0 | 0 | 0 | 0 | 0 | 0 | 0 | 0 | 0 | 0 | 0 | 0 | 0 | 0 | 0 | 0 | 0 | 0 | 0 | 0 | 0 | 0 | 0 | 0 | 0 | 0 | 0 | 0 | 0 | 0 | 0 | 0 | 0 | 0 | 0 | 0 | 0 | 0 | 0 | 0
ALPAUGH | Alpaugh | 115 | 19.8937 | 118 | CORCORAN | CA | 93212 | SUBSTATION | IN SERVICE | TULARE | 06107 | USA | 35.9633 | -119.4568 | 221121 | ELECTRIC BULK POWER TRANSMISSION AND CONTROL | California Energy Commission http://www.energy.ca.gov/maps/ | 2015-06-19T00:00:00.000Z | IMAGERY/OTHER | 2015-06-19T00:00:00.000Z | 1 | 115 | 115 | Y | Y | 0 | 0 | 0 | 0 | 0 | 0 | 0 | 0 | 0 | 0 | 0 | 0 | 0 | 0 | 0 | 0 | 0 | 0 | 0 | 0 | 0 | 0 | 0 | 0 | 0 | 0 | 0 | 0 | 0 | 0 | 0 | 0 | 0 | 0 | 0 | 0 | 0 | 0 | 0 | 0 | 0 | 0 | 0 | 0 | 0 | 0 | 0 | 0 | 0 | 0 | 0 | 0 | 0 | 0 | 0 | 0 | 0 | 0 | 0 | 0 | 0 | 0 | 0 | 0 | 0 | 0 | 0 | 0 | 0 | 0 | 0 | 0 | 0 | 0 | 1 | 1 | 1 | 1 | 0 | 0 | 0 | 1 | 1 | 0 | 1 | 1 | 0 | 0 | 0 | 0 | 0 | 0 | 0 | 0 | 0 | 0 | 0 | 0 | 0 | 0 | 0 | 0 | 0 | 0 | 0 | 0 | 0
ALTAMONT | Altamont Midway (Sandhill) | 230 | 15.3627 | 95 | LIVERMORE | CA | 94551 | SUBSTATION | IN SERVICE | ALAMEDA | 06001 | USA | 37.7484 | -121.6773 | 221121 | ELECTRIC BULK POWER TRANSMISSION AND CONTROL | California Energy Commission http://www.energy.ca.gov/maps/ | 2015-06-10T00:00:00.000Z | IMAGERY/OTHER | 2015-06-10T00:00:00.000Z | 4 | 66 | 60 | Y | Y | 0 | 0 | 0 | 0 | 0 | 0 | 0 | 0 | 0 | 0 | 0 | 0 | 0 | 0 | 0 | 0 | 0 | 0 | 0 | 0 | 0 | 0 | 0 | 0 | 0 | 0 | 0 | 0 | 0 | 0 | 0 | 0 | 0 | 0 | 0 | 0 | 0 | 0 | 0 | 0 | 0 | 0 | 0 | 0 | 1 | 0 | 0 | 0 | 0 | 0 | 0 | 0 | 0 | 0 | 0 | 0 | 0 | 1 | 0 | 1 | 0 | 0 | 1 | 1 | 0 | 0 | 0 | 0 | 0 | 0 | 0 | 0 | 1 | 0 | 0 | 0 | 0 | 0 | 0 | 0 | 0 | 0 | 0 | 0 | 0 | 0 | 0 | 0 | 0 | 0 | 0 | 0 | 0 | 0 | 0 | 0 | 0 | 0 | 0 | 0 | 0 | 0 | 0 | 0 | 0 | 0 | 0
ANTELOPE | Antelope | 500 | 10.0337 | 66 | LANCASTER | CA | 93536 | SUBSTATION | IN SERVICE | LOS ANGELES | 06037 | USA | 34.6864 | -118.2987 | 221121 | ELECTRIC BULK POWER TRANSMISSION AND CONTROL | California Energy Commission http://www.energy.ca.gov/maps/ | 2016-09-27T00:00:00.000Z | IMAGERY/OTHER | 2019-03-07T00:00:00.000Z | 17 | 500 | 69 | N | N | 1 | 1 | 1 | 0 | 0 | 0 | 0 | 0 | 0 | 1 | 0 | 0 | 0 | 0 | 0 | 0 | 0 | 0 | 0 | 0 | 0 | 0 | 0 | 0 | 0 | 0 | 0 | 0 | 0 | 0 | 0 | 0 | 0 | 0 | 0 | 0 | 0 | 0 | 0 | 0 | 0 | 0 | 0 | 0 | 0 | 0 | 0 | 0 | 0 | 0 | 0 | 0 | 0 | 0 | 0 | 0 | 0 | 0 | 0 | 0 | 0 | 0 | 0 | 0 | 0 | 0 | 0 | 0 | 0 | 0 | 0 | 0 | 0 | 0 | 0 | 0 | 0 | 0 | 0 | 0 | 0 | 0 | 0 | 0 | 0 | 0 | 0 | 0 | 0 | 0 | 0 | 0 | 0 | 0 | 0 | 0 | 0 | 0 | 0 | 0 | 0 | 0 | 0 | 0 | 0 | 0 | 0
ARCO (PGE) | Arco | 230 | 5.7556 | 24 | LOST HILLS | CA | 93249 | SUBSTATION | IN SERVICE | KERN | 06029 | USA | 35.7756 | -119.9135 | 221121 | ELECTRIC BULK POWER TRANSMISSION AND CONTROL | California Energy Commission http://www.energy.ca.gov/maps/ | 2015-05-28T00:00:00.000Z | IMAGERY/OTHER | 2015-05-28T00:00:00.000Z | 6 | 230 | 60 | N | Y | 0 | 0 | 0 | 0 | 0 | 0 | 0 | 0 | 0 | 0 | 0 | 0 | 0 | 0 | 0 | 0 | 0 | 0 | 0 | 0 | 0 | 0 | 0 | 0 | 0 | 0 | 0 | 0 | 0 | 0 | 0 | 0 | 0 | 0 | 0 | 0 | 0 | 0 | 0 | 0 | 0 | 0 | 0 | 0 | 0 | 0 | 0 | 0 | 0 | 0 | 0 | 0 | 0 | 0 | 0 | 0 | 0 | 0 | 0 | 0 | 0 | 0 | 0 | 0 | 0 | 0 | 0 | 0 | 0 | 0 | 0 | 0 | 0 | 0 | 0 | 1 | 0 | 0 | 0 | 0 | 0 | 0 | 0 | 0 | 1 | 1 | 0 | 0 | 0 | 0 | 0 | 0 | 0 | 0 | 0 | 0 | 0 | 0 | 0 | 0 | 0 | 0 | 0 | 1 | 1 | 0 | 0
ARCOGEN | ArcoGen | 230 | 6.2843 | 30 | CARSON | CA | 90745 | SUBSTATION | IN SERVICE | LOS ANGELES | 06037 | USA | 33.8175 | -118.2435 | 221121 | ELECTRIC BULK POWER TRANSMISSION AND CONTROL | California Energy Commission http://www.energy.ca.gov/maps/ | 2016-09-27T00:00:00.000Z | IMAGERY/OTHER | 2016-09-27T00:00:00.000Z | 2 | 230 | 230 | N | Y | 0 | 0 | 0 | 0 | 0 | 0 | 0 | 0 | 0 | 0 | 1 | 1 | 1 | 0 | 0 | 0 | 0 | 0 | 0 | 0 | 0 | 0 | 0 | 0 | 0 | 0 | 0 | 0 | 0 | 0 | 0 | 0 | 0 | 0 | 0 | 0 | 0 | 0 | 0 | 0 | 0 | 0 | 0 | 0 | 0 | 0 | 0 | 0 | 0 | 0 | 0 | 0 | 0 | 0 | 0 | 0 | 0 | 0 | 0 | 0 | 0 | 0 | 0 | 0 | 0 | 0 | 0 | 0 | 0 | 0 | 0 | 0 | 0 | 0 | 0 | 0 | 0 | 0 | 0 | 0 | 0 | 0 | 0 | 0 | 0 | 0 | 0 | 0 | 0 | 0 | 0 | 0 | 0 | 0 | 0 | 0 | 0 | 0 | 0 | 0 | 0 | 0 | 0 | 0 | 0 | 0 | 0
ARTESIAN (SDGE) | Artesian | 230 | 20.0976 | 120 | SAN DIEGO | CA | 92127 | SUBSTATION | IN SERVICE | SAN DIEGO | 06073 | USA | 33.0211 | -117.1342 | 221121 | ELECTRIC BULK POWER TRANSMISSION AND CONTROL | California Energy Commission http://www.energy.ca.gov/maps/ | 2015-06-29T00:00:00.000Z | IMAGERY/OTHER | 2015-06-29T00:00:00.000Z | 2 | 69 | 69 | N | Y | 0 | 0 | 0 | 0 | 0 | 0 | 0 | 0 | 0 | 0 | 0 | 0 | 0 | 0 | 0 | 0 | 0 | 0 | 0 | 0 | 0 | 0 | 0 | 0 | 0 | 0 | 0 | 0 | 0 | 1 | 0 | 0 | 1 | 0 | 1 | 0 | 1 | 0 | 0 | 0 | 0 | 1 | 0 | 0 | 0 | 0 | 0 | 0 | 0 | 0 | 0 | 0 | 0 | 0 | 0 | 0 | 0 | 0 | 0 | 0 | 0 | 0 | 0 | 0 | 0 | 0 | 0 | 0 | 0 | 0 | 0 | 0 | 0 | 0 | 0 | 0 | 0 | 0 | 0 | 0 | 0 | 0 | 0 | 0 | 0 | 0 | 0 | 0 | 0 | 0 | 0 | 0 | 0 | 0 | 0 | 0 | 0 | 0 | 0 | 0 | 0 | 0 | 0 | 0 | 0 | 0 | 0
ARVIN EDISON | Arvin Edison | 115 | 47.524 | 173 | BAKERSFIELD | CA | 93307 | SUBSTATION | NOT AVAILABLE | KERN | 06029 | USA | 35.3171 | -118.9332 | 221121 | ELECTRIC BULK POWER TRANSMISSION AND CONTROL | California Energy Commission http://www.energy.ca.gov/maps/ | 2015-06-22T00:00:00.000Z | IMAGERY/OTHER | 2015-06-22T00:00:00.000Z | 0 | 115 | -999999 | Y | N | 0 | 0 | 0 | 0 | 0 | 0 | 0 | 0 | 0 | 0 | 0 | 0 | 0 | 0 | 0 | 0 | 0 | 0 | 0 | 0 | 0 | 0 | 0 | 0 | 0 | 0 | 0 | 0 | 0 | 0 | 0 | 0 | 0 | 0 | 0 | 0 | 0 | 0 | 0 | 0 | 0 | 0 | 0 | 0 | 0 | 0 | 0 | 0 | 0 | 0 | 0 | 0 | 0 | 0 | 0 | 0 | 0 | 0 | 0 | 0 | 0 | 0 | 0 | 0 | 0 | 0 | 0 | 0 | 0 | 0 | 0 | 0 | 0 | 0 | 0 | 0 | 0 | 1 | 0 | 0 | 1 | 0 | 1 | 0 | 0 | 0 | 0 | 0 | 0 | 0 | 0 | 0 | 0 | 0 | 0 | 0 | 0 | 0 | 0 | 0 | 0 | 0 | 0 | 0 | 0 | 0 | 0
ASHLAN AVE | Ashlan | 230 | 42.877 | 168 | FRESNO | CA | 93705 | SUBSTATION | IN SERVICE | FRESNO | 06019 | USA | 36.7928 | -119.828 | 221121 | ELECTRIC BULK POWER TRANSMISSION AND CONTROL | California Energy Commission http://www.energy.ca.gov/maps/ | 2015-06-15T00:00:00.000Z | IMAGERY/OTHER | 2015-06-15T00:00:00.000Z | 1 | 230 | 115 | Y | Y | 0 | 0 | 0 | 0 | 0 | 0 | 0 | 0 | 0 | 0 | 0 | 0 | 0 | 0 | 0 | 0 | 0 | 0 | 0 | 0 | 0 | 0 | 0 | 0 | 0 | 0 | 0 | 0 | 0 | 0 | 0 | 0 | 0 | 0 | 0 | 0 | 0 | 0 | 0 | 0 | 0 | 0 | 0 | 0 | 0 | 0 | 0 | 0 | 0 | 0 | 1 | 0 | 0 | 0 | 0 | 0 | 0 | 0 | 0 | 0 | 0 | 0 | 0 | 0 | 0 | 0 | 0 | 0 | 0 | 0 | 0 | 0 | 0 | 0 | 0 | 1 | 0 | 0 | 0 | 0 | 0 | 0 | 0 | 0 | 1 | 1 | 0 | 1 | 1 | 1 | 1 | 1 | 1 | 1 | 1 | 0 | 0 | 1 | 1 | 0 | 0 | 1 | 0 | 0 | 0 | 1 | 0
ATLANTIC | Atlantic | 115 | 16.2505 | 100 | ROSEVILLE | CA | 95678 | SUBSTATION | IN SERVICE | PLACER | 06061 | USA | 38.7635 | -121.2639 | 221121 | ELECTRIC BULK POWER TRANSMISSION AND CONTROL | California Energy Commission http://www.energy.ca.gov/maps/ | 2015-06-10T00:00:00.000Z | IMAGERY/OTHER | 2015-06-10T00:00:00.000Z | 3 | 115 | 60 | N | Y | 0 | 0 | 0 | 0 | 0 | 0 | 0 | 0 | 0 | 0 | 0 | 0 | 0 | 0 | 0 | 0 | 0 | 0 | 0 | 0 | 0 | 0 | 0 | 0 | 0 | 0 | 0 | 0 | 0 | 0 | 0 | 0 | 0 | 0 | 0 | 0 | 0 | 0 | 0 | 0 | 0 | 0 | 0 | 0 | 0 | 0 | 0 | 1 | 0 | 0 | 0 | 0 | 0 | 0 | 0 | 0 | 0 | 0 | 0 | 0 | 0 | 0 | 0 | 0 | 0 | 0 | 0 | 0 | 0 | 0 | 0 | 0 | 0 | 0 | 0 | 0 | 0 | 0 | 0 | 0 | 0 | 0 | 0 | 0 | 0 | 0 | 0 | 0 | 0 | 0 | 0 | 0 | 0 | 0 | 0 | 0 | 0 | 0 | 0 | 0 | 0 | 0 | 0 | 0 | 0 | 0 | 0
AVENA | Avena | 115 | 13.4012 | 84 | ESCALON | CA | 95320 | SUBSTATION | IN SERVICE | SAN JOAQUIN | 06077 | USA | 37.8423 | -121.0542 | 221121 | ELECTRIC BULK POWER TRANSMISSION AND CONTROL | California Energy Commission http://www.energy.ca.gov/maps/ | 2015-06-15T00:00:00.000Z | IMAGERY/OTHER | 2015-06-15T00:00:00.000Z | 2 | 115 | 115 | Y | Y | 0 | 0 | 0 | 0 | 0 | 0 | 0 | 0 | 0 | 0 | 0 | 0 | 0 | 0 | 0 | 0 | 0 | 0 | 0 | 0 | 0 | 0 | 0 | 0 | 0 | 0 | 0 | 0 | 0 | 0 | 0 | 0 | 0 | 0 | 0 | 0 | 0 | 0 | 0 | 0 | 0 | 0 | 0 | 0 | 0 | 0 | 0 | 0 | 0 | 0 | 0 | 0 | 0 | 0 | 0 | 0 | 0 | 0 | 0 | 0 | 0 | 1 | 0 | 0 | 0 | 0 | 0 | 0 | 0 | 0 | 0 | 0 | 0 | 0 | 0 | 0 | 0 | 0 | 0 | 0 | 0 | 0 | 0 | 0 | 0 | 0 | 0 | 0 | 0 | 0 | 0 | 0 | 0 | 0 | 0 | 0 | 0 | 0 | 0 | 0 | 0 | 0 | 0 | 0 | 0 | 0 | 0
BADGER CREEK | Badger Creek Co-Gen | 115 | 31.8693 | 152 | BAKERSFIELD | CA | 93308 | SUBSTATION | IN SERVICE | KERN | 06029 | USA | 35.484 | -119.0295 | 221121 | ELECTRIC BULK POWER TRANSMISSION AND CONTROL | California Energy Commission http://www.energy.ca.gov/maps/ | 2015-06-22T00:00:00.000Z | IMAGERY/OTHER | 2017-11-27T00:00:00.000Z | 1 | 115 | 115 | Y | Y | 0 | 0 | 0 | 0 | 0 | 0 | 0 | 0 | 0 | 0 | 0 | 0 | 0 | 0 | 0 | 0 | 0 | 0 | 0 | 0 | 0 | 0 | 0 | 0 | 0 | 0 | 0 | 0 | 0 | 0 | 0 | 0 | 0 | 0 | 0 | 0 | 0 | 0 | 0 | 0 | 0 | 0 | 0 | 0 | 0 | 0 | 0 | 0 | 0 | 0 | 0 | 0 | 0 | 0 | 0 | 0 | 0 | 0 | 0 | 0 | 0 | 0 | 0 | 0 | 0 | 0 | 0 | 0 | 0 | 0 | 0 | 0 | 0 | 0 | 0 | 0 | 0 | 1 | 0 | 0 | 0 | 1 | 1 | 0 | 0 | 0 | 0 | 0 | 0 | 0 | 0 | 0 | 0 | 0 | 0 | 0 | 0 | 0 | 0 | 0 | 0 | 0 | 0 | 0 | 0 | 0 | 0
BAHIA | Bahia | 230 | 17.0568 | 106 | 0 | 0 | 0 | 0 | 0 | 0 | 0 | 0 | 38.0809 | -122.1374 | 0 | 0 | 0 | 0 | 0 | 0 | 0 | 0 | 0 | 0 | 0 | 0 | 0 | 0 | 0 | 0 | 0 | 0 | 0 | 0 | 0 | 0 | 0 | 0 | 0 | 0 | 0 | 0 | 0 | 0 | 0 | 0 | 0 | 0 | 0 | 0 | 0 | 0 | 0 | 0 | 0 | 0 | 0 | 0 | 0 | 0 | 0 | 0 | 0 | 0 | 0 | 0 | 0 | 0 | 0 | 1 | 0 | 0 | 0 | 0 | 0 | 0 | 0 | 0 | 0 | 0 | 0 | 1 | 0 | 0 | 1 | 0 | 0 | 0 | 1 | 0 | 0 | 0 | 0 | 0 | 0 | 0 | 0 | 1 | 1 | 0 | 0 | 0 | 0 | 0 | 0 | 0 | 0 | 0 | 0 | 0 | 0 | 0 | 0 | 0 | 0 | 0 | 0 | 0 | 0 | 0 | 0 | 0 | 0 | 0 | 0 | 0 | 0 | 0 | 0 | 0 | 0 | 0
BAILEY | Bailey | 230 | 12.1158 | 78 | LEBEC | CA | 93536 | SUBSTATION | IN SERVICE | LOS ANGELES | 06037 | USA | 34.7765 | -118.7744 | 221121 | ELECTRIC BULK POWER TRANSMISSION AND CONTROL | California Energy Commission http://www.energy.ca.gov/maps/ | 2015-06-01T00:00:00.000Z | IMAGERY/OTHER | 2015-06-01T00:00:00.000Z | 5 | 230 | 66 | N | Y | 1 | 0 | 1 | 0 | 0 | 0 | 1 | 0 | 1 | 0 | 0 | 0 | 0 | 0 | 0 | 0 | 0 | 0 | 0 | 0 | 0 | 0 | 0 | 0 | 0 | 0 | 0 | 0 | 1 | 0 | 0 | 0 | 0 | 0 | 0 | 0 | 0 | 0 | 0 | 0 | 0 | 0 | 0 | 0 | 0 | 0 | 0 | 0 | 0 | 0 | 0 | 0 | 0 | 0 | 0 | 0 | 0 | 0 | 0 | 0 | 0 | 0 | 0 | 0 | 0 | 0 | 0 | 0 | 0 | 0 | 0 | 0 | 0 | 0 | 0 | 0 | 0 | 0 | 0 | 0 | 0 | 0 | 0 | 0 | 0 | 0 | 0 | 0 | 0 | 0 | 0 | 0 | 0 | 0 | 0 | 0 | 0 | 0 | 0 | 0 | 0 | 0 | 0 | 0 | 0 | 0 | 0
BAKERSFIELD | Bakersfield | 230 | 3.2632 | 10 | BAKERSFIELD | CA | 93301 | SUBSTATION | IN SERVICE | KERN | 06029 | USA | 35.3875 | -119.0045 | 221121 | ELECTRIC BULK POWER TRANSMISSION AND CONTROL | California Energy Commission http://www.energy.ca.gov/maps/ | 2015-06-22T00:00:00.000Z | IMAGERY/OTHER | 2015-06-22T00:00:00.000Z | 3 | 230 | -999999 | Y | N | 0 | 0 | 0 | 0 | 0 | 0 | 0 | 0 | 0 | 0 | 0 | 0 | 0 | 0 | 0 | 0 | 0 | 0 | 0 | 0 | 0 | 0 | 0 | 0 | 0 | 0 | 0 | 0 | 0 | 0 | 0 | 0 | 0 | 0 | 0 | 0 | 0 | 0 | 0 | 0 | 0 | 0 | 0 | 0 | 0 | 0 | 0 | 0 | 0 | 0 | 0 | 0 | 0 | 0 | 0 | 0 | 0 | 0 | 0 | 0 | 0 | 0 | 0 | 0 | 0 | 0 | 0 | 0 | 0 | 0 | 0 | 0 | 0 | 0 | 0 | 1 | 0 | 0 | 0 | 0 | 0 | 0 | 0 | 0 | 1 | 1 | 0 | 0 | 0 | 0 | 0 | 0 | 0 | 0 | 0 | 0 | 0 | 0 | 0 | 0 | 0 | 0 | 0 | 0 | 0 | 0 | 0
BALCH | Balch 2 | 230 | 48.2612 | 174 | LAKESHORE | CA | 93664 | SUBSTATION | IN SERVICE | FRESNO | 06019 | USA | 36.9088 | -119.0882 | 221121 | ELECTRIC BULK POWER TRANSMISSION AND CONTROL | California Energy Commission http://www.energy.ca.gov/maps/ | 2015-05-27T00:00:00.000Z | IMAGERY/OTHER | 2015-05-27T00:00:00.000Z | 4 | 230 | 115 | N | Y | 0 | 0 | 0 | 0 | 0 | 0 | 0 | 0 | 0 | 0 | 0 | 0 | 0 | 0 | 0 | 0 | 0 | 0 | 0 | 0 | 0 | 0 | 0 | 0 | 0 | 0 | 0 | 0 | 0 | 0 | 0 | 0 | 0 | 0 | 0 | 0 | 0 | 0 | 0 | 0 | 0 | 0 | 0 | 0 | 0 | 0 | 0 | 0 | 0 | 0 | 1 | 0 | 0 | 0 | 0 | 0 | 0 | 0 | 0 | 0 | 0 | 0 | 0 | 0 | 0 | 0 | 0 | 0 | 0 | 0 | 0 | 0 | 0 | 0 | 0 | 1 | 0 | 0 | 0 | 0 | 0 | 0 | 0 | 0 | 1 | 1 | 1 | 1 | 1 | 1 | 1 | 1 | 1 | 1 | 1 | 0 | 0 | 1 | 1 | 0 | 0 | 1 | 0 | 0 | 0 | 1 | 0
BALCH 1 | Balch 1 | 230 | 48.2612 | 174 | SHAVER LAKE | CA | 93664 | SUBSTATION | NOT AVAILABLE | FRESNO | 06019 | USA | 36.92 | -119.0838 | 221121 | ELECTRIC BULK POWER TRANSMISSION AND CONTROL | California Energy Commission http://www.energy.ca.gov/maps/ | 2015-06-15T00:00:00.000Z | IMAGERY/OTHER | 2015-06-15T00:00:00.000Z | 0 | 115 | -999999 | Y | N | 0 | 0 | 0 | 0 | 0 | 0 | 0 | 0 | 0 | 0 | 0 | 0 | 0 | 0 | 0 | 0 | 0 | 0 | 0 | 0 | 0 | 0 | 0 | 0 | 0 | 0 | 0 | 0 | 0 | 0 | 0 | 0 | 0 | 0 | 0 | 0 | 0 | 0 | 0 | 0 | 0 | 0 | 0 | 0 | 0 | 0 | 0 | 0 | 0 | 0 | 1 | 0 | 0 | 0 | 0 | 0 | 0 | 0 | 0 | 0 | 0 | 0 | 0 | 0 | 0 | 0 | 0 | 0 | 0 | 0 | 0 | 0 | 0 | 0 | 0 | 1 | 0 | 0 | 0 | 0 | 0 | 0 | 0 | 0 | 1 | 1 | 1 | 1 | 1 | 1 | 1 | 1 | 1 | 1 | 1 | 0 | 0 | 1 | 1 | 0 | 0 | 1 | 0 | 0 | 0 | 1 | 0
BARRE | Barre | 230 | 1.3137 | 4 | STANTON | CA | 90680 | SUBSTATION | IN SERVICE | ORANGE | 06059 | USA | 33.8091 | -117.9833 | 221121 | ELECTRIC BULK POWER TRANSMISSION AND CONTROL | Western Electricity Coordinating Council | 2015-06-29T00:00:00.000Z | IMAGERY/OTHER | 2015-06-29T00:00:00.000Z | 14 | 230 | 66 | N | N | 0 | 0 | 0 | 0 | 0 | 0 | 0 | 0 | 0 | 0 | 0 | 0 | 1 | 0 | 0 | 0 | 0 | 0 | 0 | 0 | 0 | 0 | 0 | 0 | 0 | 0 | 0 | 0 | 0 | 0 | 0 | 0 | 0 | 0 | 0 | 0 | 0 | 0 | 0 | 0 | 0 | 0 | 0 | 0 | 0 | 0 | 0 | 0 | 0 | 0 | 0 | 0 | 0 | 0 | 0 | 0 | 0 | 0 | 0 | 0 | 0 | 0 | 0 | 0 | 0 | 0 | 0 | 0 | 0 | 0 | 0 | 0 | 0 | 0 | 0 | 0 | 0 | 0 | 0 | 0 | 0 | 0 | 0 | 0 | 0 | 0 | 0 | 0 | 0 | 0 | 0 | 0 | 0 | 0 | 0 | 0 | 0 | 0 | 0 | 0 | 0 | 0 | 0 | 0 | 0 | 0 | 0
BEARDSLEY (PGE) | Beardsley | 115 | 13.4012 | 84 | LONG BARN | CA | 95335 | SUBSTATION | IN SERVICE | TUOLUMNE | 06109 | USA | 38.2028 | -120.0768 | 221121 | ELECTRIC BULK POWER TRANSMISSION AND CONTROL | California Energy Commission http://www.energy.ca.gov/maps/ | 2015-06-15T00:00:00.000Z | IMAGERY/OTHER | 2015-06-15T00:00:00.000Z | 1 | 115 | 115 | N | Y | 0 | 0 | 0 | 0 | 0 | 0 | 0 | 0 | 0 | 0 | 0 | 0 | 0 | 0 | 0 | 0 | 0 | 0 | 0 | 0 | 0 | 0 | 0 | 0 | 0 | 0 | 0 | 0 | 0 | 0 | 0 | 0 | 0 | 0 | 0 | 0 | 0 | 0 | 0 | 0 | 0 | 0 | 0 | 0 | 0 | 0 | 0 | 0 | 0 | 0 | 0 | 0 | 0 | 0 | 0 | 0 | 0 | 0 | 0 | 0 | 0 | 1 | 0 | 0 | 0 | 0 | 0 | 0 | 0 | 0 | 0 | 0 | 0 | 0 | 0 | 0 | 0 | 0 | 0 | 0 | 0 | 0 | 0 | 0 | 0 | 0 | 0 | 0 | 0 | 0 | 0 | 0 | 0 | 0 | 0 | 0 | 0 | 0 | 0 | 0 | 0 | 0 | 0 | 0 | 0 | 0 | 0
BEATTTY | Beatty | 115 | 7.9087 | 42 | BEATTY | NV | 89003 | SUBSTATION | IN SERVICE | NYE | 32023 | USA | 36.9028 | -116.7679 | 221121 | ELECTRIC BULK POWER TRANSMISSION AND CONTROL | California Independent System Operator http://www.caiso.com/Documents/ValleyElectricAssociation_PTO_Application.pdf | 2015-04-28T00:00:00.000Z | IMAGERY/OTHER | 2015-04-28T00:00:00.000Z | 1 | 138 | 138 | N | Y | 0 | 0 | 0 | 0 | 0 | 0 | 0 | 0 | 0 | 0 | 0 | 0 | 0 | 0 | 0 | 0 | 0 | 0 | 0 | 0 | 0 | 0 | 0 | 0 | 0 | 0 | 1 | 1 | 1 | 0 | 0 | 0 | 0 | 0 | 0 | 0 | 0 | 0 | 0 | 0 | 0 | 0 | 0 | 0 | 0 | 0 | 0 | 0 | 0 | 0 | 0 | 0 | 0 | 0 | 0 | 0 | 0 | 0 | 0 | 0 | 0 | 0 | 0 | 0 | 0 | 0 | 0 | 0 | 0 | 0 | 0 | 0 | 0 | 0 | 0 | 0 | 0 | 0 | 0 | 0 | 0 | 0 | 0 | 0 | 0 | 0 | 0 | 0 | 0 | 0 | 0 | 0 | 0 | 0 | 0 | 0 | 0 | 0 | 0 | 0 | 0 | 0 | 0 | 0 | 0 | 0 | 0
BELDEN | Belden | 230 | 6.8795 | 35 | BELDEN | CA | 95915 | SUBSTATION | IN SERVICE | PLUMAS | 06063 | USA | 40.0075 | -121.2507 | 221121 | ELECTRIC BULK POWER TRANSMISSION AND CONTROL | California Energy Commission http://www.energy.ca.gov/maps/ | 2015-05-14T00:00:00.000Z | IMAGERY/OTHER | 2015-05-14T00:00:00.000Z | 2 | 230 | 230 | N | Y | 0 | 0 | 0 | 0 | 0 | 0 | 0 | 0 | 0 | 0 | 0 | 0 | 0 | 0 | 0 | 0 | 0 | 0 | 0 | 0 | 0 | 0 | 0 | 0 | 0 | 0 | 0 | 0 | 0 | 0 | 0 | 0 | 0 | 0 | 0 | 0 | 0 | 0 | 0 | 0 | 0 | 0 | 0 | 0 | 1 | 0 | 0 | 0 | 0 | 1 | 0 | 0 | 0 | 0 | 0 | 0 | 0 | 0 | 0 | 0 | 0 | 0 | 0 | 0 | 0 | 0 | 0 | 0 | 0 | 0 | 0 | 0 | 0 | 0 | 0 | 0 | 0 | 0 | 0 | 0 | 0 | 0 | 0 | 0 | 0 | 0 | 0 | 0 | 0 | 0 | 0 | 0 | 0 | 0 | 0 | 0 | 0 | 0 | 0 | 0 | 0 | 0 | 0 | 0 | 0 | 0 | 0
BELLOTA | Bellota | 115 | 25.0557 | 138 | LINDEN | CA | 95236 | SUBSTATION | IN SERVICE | SAN JOAQUIN | 06077 | USA | 38.0155 | -121.0138 | 221121 | ELECTRIC BULK POWER TRANSMISSION AND CONTROL | California Energy Commission http://www.energy.ca.gov/maps/ | 2016-09-27T00:00:00.000Z | IMAGERY/OTHER | 2016-09-27T00:00:00.000Z | 19 | 230 | 115 | N | Y | 0 | 0 | 0 | 0 | 0 | 0 | 0 | 0 | 0 | 0 | 0 | 0 | 0 | 0 | 0 | 0 | 0 | 0 | 0 | 0 | 0 | 0 | 0 | 0 | 0 | 0 | 0 | 0 | 0 | 0 | 0 | 0 | 0 | 0 | 0 | 0 | 0 | 0 | 0 | 0 | 0 | 0 | 0 | 0 | 0 | 0 | 0 | 0 | 0 | 0 | 1 | 0 | 0 | 0 | 0 | 0 | 0 | 0 | 0 | 0 | 0 | 1 | 0 | 1 | 1 | 0 | 0 | 0 | 0 | 0 | 0 | 0 | 0 | 0 | 0 | 0 | 0 | 0 | 0 | 0 | 0 | 0 | 0 | 0 | 0 | 0 | 0 | 0 | 0 | 0 | 1 | 0 | 0 | 0 | 0 | 0 | 0 | 0 | 0 | 0 | 0 | 1 | 0 | 0 | 0 | 0 | 0
BELLVUE | Bellevue | 115 | 24.0266 | 132 | SANTA ROSA | CA | 95407 | SUBSTATION | IN SERVICE | SONOMA | 06097 | USA | 38.3789 | -122.7127 | 221121 | ELECTRIC BULK POWER TRANSMISSION AND CONTROL | California Energy Commission http://www.energy.ca.gov/maps/ | 2015-06-15T00:00:00.000Z | IMAGERY/OTHER | 2015-06-15T00:00:00.000Z | 3 | 115 | 115 | N | Y | 0 | 0 | 0 | 0 | 0 | 0 | 0 | 0 | 0 | 0 | 0 | 0 | 0 | 0 | 0 | 0 | 0 | 0 | 0 | 0 | 0 | 0 | 0 | 0 | 0 | 0 | 0 | 0 | 0 | 0 | 0 | 0 | 0 | 0 | 0 | 0 | 0 | 0 | 0 | 0 | 0 | 0 | 0 | 0 | 0 | 0 | 1 | 0 | 0 | 0 | 0 | 0 | 0 | 0 | 0 | 1 | 0 | 0 | 0 | 0 | 0 | 0 | 0 | 0 | 0 | 0 | 0 | 0 | 0 | 0 | 0 | 0 | 0 | 0 | 0 | 0 | 0 | 0 | 0 | 0 | 0 | 0 | 0 | 0 | 0 | 0 | 0 | 0 | 0 | 0 | 0 | 0 | 0 | 0 | 0 | 0 | 0 | 0 | 0 | 0 | 0 | 0 | 0 | 0 | 0 | 0 | 0
BELRIDGE 1A | Belridge | 115 | 8.3742 | 47 | MC KITTRICK | CA | 93251 | SUBSTATION | IN SERVICE | KERN | 06029 | USA | 35.4562 | -119.632 | 221121 | ELECTRIC BULK POWER TRANSMISSION AND CONTROL | California Energy Commission http://www.energy.ca.gov/maps/ | 2015-06-22T00:00:00.000Z | IMAGERY/OTHER | 2017-11-27T00:00:00.000Z | 1 | 115 | 115 | Y | Y | 0 | 0 | 0 | 0 | 0 | 0 | 0 | 0 | 0 | 0 | 0 | 0 | 0 | 0 | 0 | 0 | 0 | 0 | 0 | 0 | 0 | 0 | 0 | 0 | 0 | 0 | 0 | 0 | 0 | 0 | 0 | 0 | 0 | 0 | 0 | 0 | 0 | 0 | 0 | 0 | 0 | 0 | 0 | 0 | 0 | 0 | 0 | 0 | 0 | 0 | 0 | 0 | 0 | 0 | 0 | 0 | 0 | 0 | 0 | 0 | 0 | 0 | 0 | 0 | 0 | 0 | 0 | 0 | 0 | 0 | 0 | 0 | 0 | 0 | 0 | 0 | 0 | 0 | 0 | 0 | 0 | 1 | 0 | 0 | 0 | 0 | 0 | 0 | 0 | 0 | 0 | 0 | 0 | 0 | 0 | 0 | 0 | 0 | 0 | 0 | 0 | 0 | 0 | 0 | 0 | 0 | 0
BIG CREEK 1 | Big Creek | 230 | 16.2965 | 101 | BIG CREEK | CA | 93664 | SUBSTATION | IN SERVICE | FRESNO | 06019 | USA | 37.204 | -119.243 | 221121 | ELECTRIC BULK POWER TRANSMISSION AND CONTROL | California Energy Commission http://www.energy.ca.gov/maps/ | 2015-05-19T00:00:00.000Z | IMAGERY/OTHER | 2015-05-19T00:00:00.000Z | 3 | 230 | 230 | N | Y | 1 | 0 | 1 | 0 | 0 | 1 | 1 | 1 | 0 | 0 | 0 | 0 | 0 | 0 | 0 | 0 | 0 | 0 | 0 | 0 | 0 | 0 | 0 | 0 | 0 | 0 | 0 | 0 | 1 | 0 | 0 | 0 | 0 | 0 | 0 | 0 | 0 | 0 | 0 | 0 | 0 | 0 | 0 | 0 | 0 | 0 | 0 | 0 | 0 | 0 | 0 | 0 | 0 | 0 | 0 | 0 | 0 | 0 | 0 | 0 | 0 | 0 | 0 | 0 | 0 | 0 | 0 | 0 | 0 | 0 | 0 | 0 | 0 | 0 | 0 | 0 | 0 | 0 | 0 | 0 | 0 | 0 | 0 | 0 | 0 | 0 | 0 | 0 | 0 | 0 | 0 | 0 | 0 | 0 | 0 | 0 | 0 | 0 | 0 | 0 | 0 | 0 | 0 | 0 | 0 | 0 | 0
BIRDS LANDING | Birds Landing SS | 230 | 22.3273 | 126 | BIRDS LANDING | CA | 94571 | SUBSTATION | IN SERVICE | SOLANO | 06095 | USA | 38.1247 | -121.8302 | 221121 | ELECTRIC BULK POWER TRANSMISSION AND CONTROL | California Energy Commission http://www.energy.ca.gov/maps/ | 2016-09-27T00:00:00.000Z | IMAGERY/OTHER | 2016-09-27T00:00:00.000Z | 4 | 230 | 230 | N | Y | 0 | 0 | 0 | 0 | 0 | 0 | 0 | 0 | 0 | 0 | 0 | 0 | 0 | 0 | 0 | 0 | 0 | 0 | 0 | 0 | 0 | 0 | 0 | 0 | 0 | 0 | 0 | 0 | 0 | 0 | 0 | 0 | 0 | 0 | 0 | 0 | 0 | 0 | 0 | 0 | 0 | 0 | 0 | 0 | 1 | 0 | 0 | 0 | 0 | 0 | 0 | 0 | 0 | 0 | 0 | 0 | 0 | 1 | 1 | 1 | 0 | 0 | 1 | 1 | 0 | 0 | 0 | 0 | 0 | 0 | 0 | 0 | 1 | 1 | 0 | 0 | 0 | 0 | 0 | 0 | 0 | 0 | 0 | 0 | 0 | 0 | 0 | 0 | 0 | 0 | 0 | 0 | 0 | 0 | 0 | 0 | 0 | 0 | 0 | 0 | 0 | 0 | 0 | 0 | 0 | 0 | 0
BLYTHE | BlytheSC 161 kV | 161 | 8.3966 | 48 | BLYTHE | CA | 92225 | SUBSTATION | IN SERVICE | RIVERSIDE | 06065 | USA | 33.6062 | -114.5998 | 221121 | ELECTRIC BULK POWER TRANSMISSION AND CONTROL | California Energy Commission http://www.energy.ca.gov/maps/ | 2015-05-04T00:00:00.000Z | IMAGERY/OTHER | 2015-05-04T00:00:00.000Z | 4 | 161 | 161 | N | Y | 0 | 0 | 0 | 0 | 0 | 0 | 0 | 0 | 0 | 0 | 0 | 0 | 0 | 0 | 0 | 0 | 0 | 0 | 0 | 0 | 0 | 0 | 0 | 0 | 0 | 0 | 0 | 0 | 0 | 0 | 0 | 0 | 0 | 0 | 0 | 1 | 1 | 0 | 0 | 0 | 0 | 0 | 0 | 0 | 0 | 0 | 0 | 0 | 0 | 0 | 0 | 0 | 0 | 0 | 0 | 0 | 0 | 0 | 0 | 0 | 0 | 0 | 0 | 0 | 0 | 0 | 0 | 0 | 0 | 0 | 0 | 0 | 0 | 0 | 0 | 0 | 0 | 0 | 0 | 0 | 0 | 0 | 0 | 0 | 0 | 0 | 0 | 0 | 0 | 0 | 0 | 0 | 0 | 0 | 0 | 0 | 0 | 0 | 0 | 0 | 0 | 0 | 0 | 0 | 0 | 0 | 0
BOGUE | Bogue | 115 | 55.7158 | 178 | YUBA CITY | CA | 95991 | SUBSTATION | IN SERVICE | SUTTER | 06101 | USA | 39.0959 | -121.624 | 221121 | ELECTRIC BULK POWER TRANSMISSION AND CONTROL | California Energy Commission http://www.energy.ca.gov/maps/ | 2015-06-15T00:00:00.000Z | IMAGERY/OTHER | 2015-06-15T00:00:00.000Z | 2 | 115 | 115 | N | Y | 0 | 0 | 0 | 0 | 0 | 0 | 0 | 0 | 0 | 0 | 0 | 0 | 0 | 0 | 0 | 0 | 0 | 0 | 0 | 0 | 0 | 0 | 0 | 0 | 0 | 0 | 0 | 0 | 0 | 0 | 0 | 0 | 0 | 0 | 0 | 0 | 0 | 0 | 0 | 0 | 0 | 0 | 0 | 0 | 0 | 1 | 0 | 1 | 0 | 0 | 0 | 0 | 0 | 0 | 0 | 0 | 0 | 0 | 0 | 0 | 0 | 0 | 0 | 0 | 0 | 0 | 0 | 0 | 0 | 0 | 0 | 0 | 0 | 0 | 0 | 0 | 0 | 0 | 0 | 0 | 0 | 0 | 0 | 0 | 0 | 0 | 0 | 0 | 0 | 0 | 0 | 0 | 0 | 0 | 0 | 0 | 0 | 0 | 0 | 0 | 0 | 0 | 0 | 0 | 0 | 0 | 0
BORDEN | Borden | 230 | 38.8241 | 164 | MADERA | CA | 93636 | SUBSTATION | IN SERVICE | MADERA | 06039 | USA | 36.9221 | -119.9845 | 221121 | ELECTRIC BULK POWER TRANSMISSION AND CONTROL | California Energy Commission http://www.energy.ca.gov/maps/ | 2015-05-27T00:00:00.000Z | IMAGERY/OTHER | 2015-05-27T00:00:00.000Z | 5 | 230 | 70 | N | Y | 0 | 0 | 0 | 0 | 0 | 0 | 0 | 0 | 0 | 0 | 0 | 0 | 0 | 0 | 0 | 0 | 0 | 0 | 0 | 0 | 0 | 0 | 0 | 0 | 0 | 0 | 0 | 0 | 0 | 0 | 0 | 0 | 0 | 0 | 0 | 0 | 0 | 0 | 0 | 0 | 0 | 0 | 0 | 0 | 0 | 0 | 0 | 0 | 0 | 0 | 1 | 0 | 0 | 0 | 0 | 0 | 0 | 0 | 0 | 0 | 0 | 0 | 0 | 0 | 0 | 0 | 0 | 0 | 0 | 0 | 0 | 0 | 0 | 0 | 0 | 1 | 0 | 0 | 0 | 0 | 0 | 0 | 0 | 0 | 1 | 1 | 0 | 1 | 1 | 1 | 1 | 1 | 1 | 0 | 1 | 0 | 0 | 1 | 1 | 0 | 0 | 1 | 0 | 0 | 0 | 1 | 0
BOULEVARD | Bay Boulevard | 230 | 17.4078 | 108 | BOULEVARD | CA | 91905 | SUBSTATION | IN SERVICE | SAN DIEGO | 06073 | USA | 32.6617 | -116.2733 | 221121 | ELECTRIC BULK POWER TRANSMISSION AND CONTROL | California Energy Commission http://www.energy.ca.gov/maps/ | 2015-06-23T00:00:00.000Z | IMAGERY/OTHER | 2018-03-14T00:00:00.000Z | 1 | 138 | 69 | N | Y | 0 | 0 | 0 | 0 | 0 | 0 | 0 | 0 | 0 | 0 | 0 | 0 | 0 | 0 | 0 | 0 | 0 | 0 | 0 | 0 | 0 | 0 | 0 | 0 | 0 | 0 | 0 | 0 | 0 | 0 | 0 | 0 | 1 | 0 | 1 | 0 | 1 | 0 | 0 | 1 | 1 | 0 | 0 | 0 | 0 | 0 | 0 | 0 | 0 | 0 | 0 | 0 | 0 | 0 | 0 | 0 | 0 | 0 | 0 | 0 | 0 | 0 | 0 | 0 | 0 | 0 | 0 | 0 | 0 | 0 | 0 | 0 | 0 | 0 | 0 | 0 | 0 | 0 | 0 | 0 | 0 | 0 | 0 | 0 | 0 | 0 | 0 | 0 | 0 | 0 | 0 | 0 | 0 | 0 | 0 | 0 | 0 | 0 | 0 | 0 | 0 | 0 | 0 | 0 | 0 | 0 | 0
BRENT | Brentwood | 230 | 18.0002 | 112 | BRENTWOOD | CA | 94513 | SUBSTATION | NOT AVAILABLE | CONTRA COSTA | 06013 | USA | 37.919 | -121.6768 | 221121 | ELECTRIC BULK POWER TRANSMISSION AND CONTROL | California Energy Commission http://www.energy.ca.gov/maps/ | 2015-06-15T00:00:00.000Z | IMAGERY/OTHER | 2015-06-15T00:00:00.000Z | 1 | 230 | 60 | Y | Y | 0 | 0 | 0 | 0 | 0 | 0 | 0 | 0 | 0 | 0 | 0 | 0 | 0 | 0 | 0 | 0 | 0 | 0 | 0 | 0 | 0 | 0 | 0 | 0 | 0 | 0 | 0 | 0 | 0 | 0 | 0 | 0 | 0 | 0 | 0 | 0 | 0 | 0 | 0 | 0 | 0 | 0 | 0 | 0 | 1 | 0 | 0 | 0 | 0 | 0 | 0 | 0 | 0 | 0 | 0 | 0 | 0 | 1 | 1 | 1 | 0 | 0 | 1 | 1 | 0 | 0 | 0 | 0 | 0 | 0 | 0 | 0 | 1 | 0 | 0 | 0 | 0 | 0 | 0 | 0 | 0 | 0 | 0 | 0 | 0 | 0 | 0 | 0 | 0 | 0 | 0 | 0 | 0 | 0 | 0 | 0 | 0 | 0 | 0 | 0 | 0 | 0 | 0 | 0 | 0 | 0 | 0
BRIGHTON | Brighton | 230 | 13.8774 | 88 | SACRAMENTO | CA | 95826 | SUBSTATION | IN SERVICE | SACRAMENTO | 06067 | USA | 38.5482 | -121.4078 | 221121 | ELECTRIC BULK POWER TRANSMISSION AND CONTROL | California Energy Commission http://www.energy.ca.gov/maps/ | 2015-06-10T00:00:00.000Z | IMAGERY/OTHER | 2015-06-10T00:00:00.000Z | 7 | 230 | 60 | N | Y | 0 | 0 | 0 | 0 | 0 | 0 | 0 | 0 | 0 | 0 | 0 | 0 | 0 | 0 | 0 | 0 | 0 | 0 | 0 | 0 | 0 | 0 | 0 | 0 | 0 | 0 | 0 | 0 | 0 | 0 | 0 | 0 | 0 | 0 | 0 | 0 | 0 | 0 | 0 | 0 | 0 | 0 | 0 | 0 | 1 | 0 | 0 | 0 | 0 | 0 | 1 | 0 | 0 | 0 | 0 | 0 | 0 | 0 | 0 | 0 | 0 | 0 | 0 | 1 | 1 | 0 | 0 | 0 | 0 | 0 | 0 | 0 | 0 | 0 | 0 | 0 | 0 | 0 | 0 | 0 | 0 | 0 | 0 | 0 | 0 | 0 | 0 | 0 | 0 | 0 | 0 | 0 | 0 | 0 | 0 | 0 | 0 | 0 | 0 | 0 | 0 | 0 | 0 | 0 | 0 | 0 | 0
BRUNSWICK | Brunswick | 115 | 16.2505 | 100 | GRASS VALLEY | CA | 95945 | SUBSTATION | IN SERVICE | NEVADA | 06057 | USA | 39.231 | -121.035 | 221121 | ELECTRIC BULK POWER TRANSMISSION AND CONTROL | California Energy Commission http://www.energy.ca.gov/maps/ | 2015-06-16T00:00:00.000Z | IMAGERY/OTHER | 2015-06-16T00:00:00.000Z | 1 | 69 | 69 | N | N | 0 | 0 | 0 | 0 | 0 | 0 | 0 | 0 | 0 | 0 | 0 | 0 | 0 | 0 | 0 | 0 | 0 | 0 | 0 | 0 | 0 | 0 | 0 | 0 | 0 | 0 | 0 | 0 | 0 | 0 | 0 | 0 | 0 | 0 | 0 | 0 | 0 | 0 | 0 | 0 | 0 | 0 | 0 | 0 | 0 | 0 | 0 | 1 | 0 | 0 | 0 | 0 | 0 | 0 | 0 | 0 | 0 | 0 | 0 | 0 | 0 | 0 | 0 | 0 | 0 | 0 | 0 | 0 | 0 | 0 | 0 | 0 | 0 | 0 | 0 | 0 | 0 | 0 | 0 | 0 | 0 | 0 | 0 | 0 | 0 | 0 | 0 | 0 | 0 | 0 | 0 | 0 | 0 | 0 | 0 | 0 | 0 | 0 | 0 | 0 | 0 | 0 | 0 | 0 | 0 | 0 | 0
BUCKS CREEK | Bucks Creek | 230 | 6.8795 | 35 | TWAIN | CA | 95984 | SUBSTATION | IN SERVICE | PLUMAS | 06063 | USA | 39.9864 | -121.2839 | 221121 | ELECTRIC BULK POWER TRANSMISSION AND CONTROL | California Energy Commission http://www.energy.ca.gov/maps/ | 2015-05-14T00:00:00.000Z | IMAGERY/OTHER | 2015-05-14T00:00:00.000Z | 1 | 230 | 230 | N | Y | 0 | 0 | 0 | 0 | 0 | 0 | 0 | 0 | 0 | 0 | 0 | 0 | 0 | 0 | 0 | 0 | 0 | 0 | 0 | 0 | 0 | 0 | 0 | 0 | 0 | 0 | 0 | 0 | 0 | 0 | 0 | 0 | 0 | 0 | 0 | 0 | 0 | 0 | 0 | 0 | 0 | 0 | 0 | 0 | 1 | 0 | 0 | 0 | 0 | 1 | 0 | 0 | 0 | 0 | 0 | 0 | 0 | 0 | 0 | 0 | 0 | 0 | 0 | 0 | 0 | 0 | 0 | 0 | 0 | 0 | 0 | 0 | 0 | 0 | 0 | 0 | 0 | 0 | 0 | 0 | 0 | 0 | 0 | 0 | 0 | 0 | 0 | 0 | 0 | 0 | 0 | 0 | 0 | 0 | 0 | 0 | 0 | 0 | 0 | 0 | 0 | 0 | 0 | 0 | 0 | 0 | 0
BUENA VISTA | Buena Vista PP | 230 | 9.4666 | 61 | SALINAS | CA | 93901 | SUBSTATION | IN SERVICE | MONTEREY | 06053 | USA | 36.6539 | -121.6294 | 221121 | ELECTRIC BULK POWER TRANSMISSION AND CONTROL | California Energy Commission http://www.energy.ca.gov/maps/ | 2015-06-18T00:00:00.000Z | IMAGERY/OTHER | 2015-06-18T00:00:00.000Z | 3 | 66 | 60 | Y | Y | 0 | 0 | 0 | 0 | 0 | 0 | 0 | 0 | 0 | 0 | 0 | 0 | 0 | 0 | 0 | 0 | 0 | 0 | 0 | 0 | 0 | 0 | 0 | 0 | 0 | 0 | 0 | 0 | 0 | 0 | 0 | 0 | 0 | 0 | 0 | 0 | 0 | 0 | 0 | 0 | 0 | 0 | 0 | 0 | 0 | 0 | 0 | 0 | 0 | 0 | 0 | 0 | 0 | 0 | 0 | 0 | 0 | 0 | 0 | 0 | 0 | 0 | 0 | 0 | 0 | 0 | 0 | 0 | 0 | 0 | 0 | 0 | 0 | 0 | 1 | 1 | 0 | 0 | 0 | 0 | 0 | 0 | 0 | 1 | 1 | 1 | 0 | 0 | 0 | 0 | 0 | 0 | 0 | 0 | 0 | 0 | 0 | 0 | 0 | 0 | 0 | 0 | 0 | 0 | 1 | 0 | 0
BURNEY FOREST POWER | Burney Forest | 230 | 1.8617 | 5 | BURNEY | CA | 96013 | SUBSTATION | NOT AVAILABLE | SHASTA | 06089 | USA | 40.878 | -121.7151 | 221121 | ELECTRIC BULK POWER TRANSMISSION AND CONTROL | California Energy Commission http://www.energy.ca.gov/maps/ | 2015-06-16T00:00:00.000Z | IMAGERY/OTHER | 2015-06-16T00:00:00.000Z | 0 | 69 | 69 | Y | Y | 0 | 0 | 0 | 0 | 0 | 0 | 0 | 0 | 0 | 0 | 0 | 0 | 0 | 0 | 0 | 0 | 0 | 0 | 0 | 0 | 0 | 0 | 0 | 0 | 0 | 0 | 0 | 0 | 0 | 0 | 0 | 0 | 0 | 0 | 0 | 0 | 0 | 0 | 0 | 0 | 0 | 0 | 0 | 0 | 1 | 0 | 0 | 0 | 0 | 0 | 0 | 0 | 0 | 0 | 0 | 0 | 0 | 0 | 0 | 0 | 0 | 0 | 0 | 0 | 0 | 0 | 0 | 0 | 0 | 0 | 0 | 0 | 0 | 0 | 0 | 0 | 0 | 0 | 0 | 0 | 0 | 0 | 0 | 0 | 0 | 0 | 0 | 0 | 0 | 0 | 0 | 0 | 0 | 0 | 0 | 0 | 0 | 0 | 0 | 0 | 0 | 0 | 0 | 0 | 0 | 0 | 0
CABRILLO (PGE) | Cabrillo | 115 | 8.3742 | 47 | LOMPOC | CA | 93436 | SUBSTATION | IN SERVICE | SANTA BARBARA | 06083 | USA | 34.6432 | -120.4374 | 221121 | ELECTRIC BULK POWER TRANSMISSION AND CONTROL | California Energy Commission http://www.energy.ca.gov/maps/ | 2015-06-23T00:00:00.000Z | IMAGERY/OTHER | 2017-11-27T00:00:00.000Z | 2 | 115 | 115 | Y | Y | 0 | 0 | 0 | 0 | 0 | 0 | 0 | 0 | 0 | 0 | 0 | 0 | 0 | 0 | 0 | 0 | 0 | 0 | 0 | 0 | 0 | 0 | 0 | 0 | 0 | 0 | 0 | 0 | 0 | 0 | 0 | 0 | 0 | 0 | 0 | 0 | 0 | 0 | 0 | 0 | 0 | 0 | 0 | 0 | 0 | 0 | 0 | 0 | 0 | 0 | 0 | 0 | 0 | 0 | 0 | 0 | 0 | 0 | 0 | 0 | 0 | 0 | 0 | 0 | 0 | 0 | 0 | 0 | 0 | 0 | 0 | 0 | 0 | 0 | 0 | 0 | 0 | 0 | 0 | 0 | 0 | 1 | 0 | 0 | 0 | 0 | 0 | 0 | 0 | 0 | 0 | 0 | 0 | 0 | 0 | 0 | 0 | 0 | 0 | 0 | 0 | 0 | 0 | 0 | 0 | 0 | 0
CAL WATER | Cal Water | 115 | 24.5415 | 136 | BAKERSFIELD | CA | 93306 | SUBSTATION | IN SERVICE | KERN | 06029 | USA | 35.422 | -118.9009 | 221121 | ELECTRIC BULK POWER TRANSMISSION AND CONTROL | California Energy Commission http://www.energy.ca.gov/maps/ | 2015-06-22T00:00:00.000Z | IMAGERY/OTHER | 2015-06-22T00:00:00.000Z | 0 | 66 | -999999 | Y | N | 0 | 0 | 0 | 0 | 0 | 0 | 0 | 0 | 0 | 0 | 0 | 0 | 0 | 0 | 0 | 0 | 0 | 0 | 0 | 0 | 0 | 0 | 0 | 0 | 0 | 0 | 0 | 0 | 0 | 0 | 0 | 0 | 0 | 0 | 0 | 0 | 0 | 0 | 0 | 0 | 0 | 0 | 0 | 0 | 0 | 0 | 0 | 0 | 0 | 0 | 0 | 0 | 0 | 0 | 0 | 0 | 0 | 0 | 0 | 0 | 0 | 0 | 0 | 0 | 0 | 0 | 0 | 0 | 0 | 0 | 0 | 0 | 0 | 0 | 0 | 0 | 0 | 1 | 0 | 0 | 0 | 0 | 1 | 0 | 0 | 0 | 0 | 0 | 0 | 0 | 0 | 0 | 0 | 0 | 0 | 0 | 0 | 0 | 0 | 0 | 0 | 0 | 0 | 0 | 0 | 0 | 0
CALCITE | Calcite | 230 | 16.56 | 103 | 0 | 0 | 0 | 0 | 0 | 0 | 0 | 0 | 34.521 | -116.9178 | 0 | 0 | 0 | 0 | 0 | 0 | 0 | 0 | 0 | 0 | 0 | 0 | 0 | 0 | 0 | 0 | 0 | 0 | 0 | 0 | 0 | 0 | 0 | 0 | 0 | 0 | 0 | 1 | 1 | 0 | 0 | 0 | 0 | 0 | 0 | 0 | 0 | 0 | 0 | 0 | 0 | 0 | 0 | 0 | 0 | 0 | 0 | 0 | 0 | 0 | 0 | 0 | 0 | 0 | 0 | 0 | 0 | 0 | 0 | 0 | 0 | 0 | 0 | 0 | 0 | 0 | 0 | 0 | 0 | 0 | 0 | 0 | 0 | 0 | 0 | 0 | 0 | 0 | 0 | 0 | 0 | 0 | 0 | 0 | 0 | 0 | 0 | 0 | 0 | 0 | 0 | 0 | 0 | 0 | 0 | 0 | 0 | 0 | 0 | 0 | 0 | 0 | 0 | 0 | 0 | 0 | 0 | 0 | 0 | 0 | 0 | 0 | 0 | 0 | 0 | 0 | 0 | 0
CALIENTE | Caliente SS | 230 | 6.639 | 33 | SANTA MARGARITA | CA | 93453 | SUBSTATION | IN SERVICE | SAN LUIS OBISPO | 06079 | USA | 35.379 | -119.917 | 221121 | ELECTRIC BULK POWER TRANSMISSION AND CONTROL | California Energy Commission http://www.energy.ca.gov/maps/ | 2016-09-27T00:00:00.000Z | IMAGERY/OTHER | 2016-09-27T00:00:00.000Z | 3 | 230 | 230 | N | Y | 0 | 0 | 0 | 0 | 0 | 0 | 0 | 0 | 0 | 0 | 0 | 0 | 0 | 0 | 0 | 0 | 0 | 0 | 0 | 0 | 0 | 0 | 0 | 0 | 0 | 0 | 0 | 0 | 0 | 0 | 0 | 0 | 0 | 0 | 0 | 0 | 0 | 0 | 0 | 0 | 0 | 0 | 0 | 0 | 0 | 0 | 0 | 0 | 0 | 0 | 0 | 0 | 0 | 0 | 0 | 0 | 0 | 0 | 0 | 0 | 0 | 0 | 0 | 0 | 0 | 0 | 0 | 0 | 0 | 0 | 0 | 0 | 0 | 0 | 1 | 1 | 0 | 0 | 0 | 0 | 0 | 0 | 0 | 0 | 1 | 1 | 0 | 0 | 0 | 0 | 0 | 0 | 0 | 0 | 0 | 0 | 0 | 0 | 0 | 0 | 0 | 0 | 0 | 0 | 1 | 0 | 0
CALLENDER | Callender SS | 115 | 7.4961 | 39 | CALLENDER | CA | 93420 | SUBSTATION | IN SERVICE | SAN LUIS OBISPO | 06079 | USA | 35.0469 | -120.5862 | 221121 | ELECTRIC BULK POWER TRANSMISSION AND CONTROL | California Energy Commission http://www.energy.ca.gov/maps/ | 2015-06-22T00:00:00.000Z | IMAGERY/OTHER | 2017-11-27T00:00:00.000Z | 3 | 115 | 115 | Y | Y | 0 | 0 | 0 | 0 | 0 | 0 | 0 | 0 | 0 | 0 | 0 | 0 | 0 | 0 | 0 | 0 | 0 | 0 | 0 | 0 | 0 | 0 | 0 | 0 | 0 | 0 | 0 | 0 | 0 | 0 | 0 | 0 | 0 | 0 | 0 | 0 | 0 | 0 | 0 | 0 | 0 | 0 | 0 | 0 | 0 | 0 | 0 | 0 | 0 | 0 | 0 | 0 | 0 | 0 | 0 | 0 | 0 | 0 | 0 | 0 | 0 | 0 | 0 | 0 | 0 | 0 | 0 | 0 | 0 | 0 | 0 | 0 | 0 | 0 | 0 | 1 | 0 | 0 | 0 | 0 | 0 | 1 | 0 | 0 | 0 | 0 | 0 | 0 | 0 | 0 | 0 | 0 | 0 | 0 | 0 | 1 | 0 | 0 | 0 | 0 | 0 | 0 | 0 | 0 | 1 | 0 | 0
CALPELLA | Calpella | 115 | 11.1003 | 70 | UKIAH | CA | 95482 | SUBSTATION | IN SERVICE | MENDOCINO | 06045 | USA | 39.1972 | -123.1927 | 221121 | ELECTRIC BULK POWER TRANSMISSION AND CONTROL | California Energy Commission http://www.energy.ca.gov/maps/ | 2015-06-16T00:00:00.000Z | IMAGERY/OTHER | 2015-06-16T00:00:00.000Z | 3 | 115 | 69 | N | N | 0 | 0 | 0 | 0 | 0 | 0 | 0 | 0 | 0 | 0 | 0 | 0 | 0 | 0 | 0 | 0 | 0 | 0 | 0 | 0 | 0 | 0 | 0 | 0 | 0 | 0 | 0 | 0 | 0 | 0 | 0 | 0 | 0 | 0 | 0 | 0 | 0 | 0 | 0 | 0 | 0 | 0 | 0 | 0 | 0 | 0 | 1 | 0 | 0 | 0 | 0 | 0 | 0 | 0 | 0 | 0 | 0 | 0 | 0 | 0 | 0 | 0 | 0 | 0 | 0 | 0 | 0 | 0 | 0 | 0 | 0 | 0 | 0 | 0 | 0 | 0 | 0 | 0 | 0 | 0 | 0 | 0 | 0 | 0 | 0 | 0 | 0 | 0 | 0 | 0 | 0 | 0 | 0 | 0 | 0 | 0 | 0 | 0 | 0 | 0 | 0 | 0 | 0 | 0 | 0 | 0 | 0
CAMANCHE | Camanche | 230 | 18.3529 | 114 | ACAMPO | CA | 95220 | SUBSTATION | NOT AVAILABLE | SAN JOAQUIN | 06077 | USA | 38.2136 | -121.0245 | 221121 | ELECTRIC BULK POWER TRANSMISSION AND CONTROL | California Energy Commission http://www.energy.ca.gov/maps/ | 2015-06-15T00:00:00.000Z | IMAGERY/OTHER | 2015-06-15T00:00:00.000Z | 0 | 230 | -999999 | Y | N | 0 | 0 | 0 | 0 | 0 | 0 | 0 | 0 | 0 | 0 | 0 | 0 | 0 | 0 | 0 | 0 | 0 | 0 | 0 | 0 | 0 | 0 | 0 | 0 | 0 | 0 | 0 | 0 | 0 | 0 | 0 | 0 | 0 | 0 | 0 | 0 | 0 | 0 | 0 | 0 | 0 | 0 | 0 | 0 | 0 | 0 | 0 | 0 | 0 | 0 | 1 | 0 | 0 | 0 | 0 | 0 | 0 | 0 | 0 | 0 | 0 | 0 | 0 | 1 | 1 | 0 | 0 | 0 | 0 | 0 | 0 | 0 | 0 | 0 | 0 | 0 | 0 | 0 | 0 | 0 | 0 | 0 | 0 | 0 | 0 | 0 | 0 | 0 | 0 | 0 | 1 | 0 | 0 | 0 | 0 | 0 | 0 | 0 | 0 | 0 | 0 | 1 | 0 | 0 | 0 | 0 | 0
CANTUA | Cantua | 115 | 7.9253 | 43 | COALINGA | CA | 93210 | SUBSTATION | IN SERVICE | FRESNO | 06019 | USA | 36.4293 | -120.3417 | 221121 | ELECTRIC BULK POWER TRANSMISSION AND CONTROL | California Energy Commission http://www.energy.ca.gov/maps/ | 2015-06-18T00:00:00.000Z | IMAGERY/OTHER | 2015-06-18T00:00:00.000Z | 3 | 115 | -999999 | Y | N | 0 | 0 | 0 | 0 | 0 | 0 | 0 | 0 | 0 | 0 | 0 | 0 | 0 | 0 | 0 | 0 | 0 | 0 | 0 | 0 | 0 | 0 | 0 | 0 | 0 | 0 | 0 | 0 | 0 | 0 | 0 | 0 | 0 | 0 | 0 | 0 | 0 | 0 | 0 | 0 | 0 | 0 | 0 | 0 | 0 | 0 | 0 | 0 | 0 | 0 | 0 | 0 | 0 | 0 | 0 | 0 | 0 | 0 | 0 | 0 | 0 | 0 | 0 | 0 | 0 | 0 | 0 | 0 | 0 | 0 | 0 | 0 | 0 | 0 | 0 | 0 | 0 | 0 | 0 | 0 | 0 | 0 | 0 | 0 | 0 | 0 | 0 | 0 | 0 | 0 | 0 | 0 | 0 | 0 | 0 | 0 | 0 | 0 | 0 | 0 | 0 | 0 | 0 | 0 | 0 | 1 | 0
CAPISTRANO | Capistrano | 230 | 23.5859 | 129 | SAN JUAN CAPISTRANO | CA | 92675 | SUBSTATION | IN SERVICE | ORANGE | 06059 | USA | 33.5125 | -117.6656 | 221121 | ELECTRIC BULK POWER TRANSMISSION AND CONTROL | California Energy Commission http://www.energy.ca.gov/maps/ | 2015-06-30T00:00:00.000Z | IMAGERY/OTHER | 2017-11-27T00:00:00.000Z | 2 | 115 | 138 | Y | Y | 0 | 0 | 0 | 0 | 0 | 0 | 0 | 0 | 0 | 0 | 0 | 0 | 0 | 0 | 0 | 0 | 0 | 0 | 0 | 0 | 0 | 0 | 0 | 0 | 0 | 0 | 0 | 0 | 0 | 1 | 0 | 0 | 0 | 0 | 0 | 0 | 0 | 0 | 0 | 0 | 0 | 1 | 1 | 0 | 0 | 0 | 0 | 0 | 0 | 0 | 0 | 0 | 0 | 0 | 0 | 0 | 0 | 0 | 0 | 0 | 0 | 0 | 0 | 0 | 0 | 0 | 0 | 0 | 0 | 0 | 0 | 0 | 0 | 0 | 0 | 0 | 0 | 0 | 0 | 0 | 0 | 0 | 0 | 0 | 0 | 0 | 0 | 0 | 0 | 0 | 0 | 0 | 0 | 0 | 0 | 0 | 0 | 0 | 0 | 0 | 0 | 0 | 0 | 0 | 0 | 0 | 0
CARBERRY | Carberry | 230 | 1.8617 | 5 | TRACY | CA | 96013 | SUBSTATION | IN SERVICE | SHASTA | 06089 | USA | 40.8592 | -121.7529 | 221121 | ELECTRIC BULK POWER TRANSMISSION AND CONTROL | California Energy Commission http://www.energy.ca.gov/maps/ | 2015-05-27T00:00:00.000Z | IMAGERY/OTHER | 2015-05-27T00:00:00.000Z | 3 | 230 | 230 | N | Y | 0 | 0 | 0 | 0 | 0 | 0 | 0 | 0 | 0 | 0 | 0 | 0 | 0 | 0 | 0 | 0 | 0 | 0 | 0 | 0 | 0 | 0 | 0 | 0 | 0 | 0 | 0 | 0 | 0 | 0 | 0 | 0 | 0 | 0 | 0 | 0 | 0 | 0 | 0 | 0 | 0 | 0 | 0 | 0 | 1 | 0 | 0 | 0 | 0 | 0 | 0 | 0 | 0 | 0 | 0 | 0 | 0 | 0 | 0 | 0 | 0 | 0 | 0 | 0 | 0 | 0 | 0 | 0 | 0 | 0 | 0 | 0 | 0 | 0 | 0 | 0 | 0 | 0 | 0 | 0 | 0 | 0 | 0 | 0 | 0 | 0 | 0 | 0 | 0 | 0 | 0 | 0 | 0 | 0 | 0 | 0 | 0 | 0 | 0 | 0 | 0 | 0 | 0 | 0 | 0 | 0 | 0
CARIBOU | Caribou | 230 | 6.8795 | 35 | TWAIN | CA | 95984 | SUBSTATION | IN SERVICE | PLUMAS | 06063 | USA | 40.086 | -121.1484 | 221121 | ELECTRIC BULK POWER TRANSMISSION AND CONTROL | California Energy Commission http://www.energy.ca.gov/maps/ | 2015-05-14T00:00:00.000Z | IMAGERY/OTHER | 2015-05-14T00:00:00.000Z | 8 | 230 | -999999 | N | N | 0 | 0 | 0 | 0 | 0 | 0 | 0 | 0 | 0 | 0 | 0 | 0 | 0 | 0 | 0 | 0 | 0 | 0 | 0 | 0 | 0 | 0 | 0 | 0 | 0 | 0 | 0 | 0 | 0 | 0 | 0 | 0 | 0 | 0 | 0 | 0 | 0 | 0 | 0 | 0 | 0 | 0 | 0 | 0 | 1 | 0 | 0 | 0 | 0 | 1 | 0 | 0 | 0 | 0 | 0 | 0 | 0 | 0 | 0 | 0 | 0 | 0 | 0 | 0 | 0 | 0 | 0 | 0 | 0 | 0 | 0 | 0 | 0 | 0 | 0 | 0 | 0 | 0 | 0 | 0 | 0 | 0 | 0 | 0 | 0 | 0 | 0 | 0 | 0 | 0 | 0 | 0 | 0 | 0 | 0 | 0 | 0 | 0 | 0 | 0 | 0 | 0 | 0 | 0 | 0 | 0 | 0
CARRIZO PLAINS | Carrizo Plains | 115 | 8.3742 | 47 | SANTA MARGARITA | CA | 93453 | SUBSTATION | IN SERVICE | SAN LUIS OBISPO | 06079 | USA | 35.3807 | -120.0402 | 221121 | ELECTRIC BULK POWER TRANSMISSION AND CONTROL | IMAGERY, California Energy Commission http://www.energy.ca.gov/maps/ | 2019-03-07T00:00:00.000Z | IMAGERY/OTHER | 2019-03-07T00:00:00.000Z | 0 | -999999 | -999999 | N | N | 0 | 0 | 0 | 0 | 0 | 0 | 0 | 0 | 0 | 0 | 0 | 0 | 0 | 0 | 0 | 0 | 0 | 0 | 0 | 0 | 0 | 0 | 0 | 0 | 0 | 0 | 0 | 0 | 0 | 0 | 0 | 0 | 0 | 0 | 0 | 0 | 0 | 0 | 0 | 0 | 0 | 0 | 0 | 0 | 0 | 0 | 0 | 0 | 0 | 0 | 0 | 0 | 0 | 0 | 0 | 0 | 0 | 0 | 0 | 0 | 0 | 0 | 0 | 0 | 0 | 0 | 0 | 0 | 0 | 0 | 0 | 0 | 0 | 0 | 0 | 0 | 0 | 0 | 0 | 0 | 0 | 1 | 0 | 0 | 0 | 0 | 0 | 0 | 0 | 0 | 0 | 0 | 0 | 0 | 0 | 0 | 0 | 0 | 0 | 0 | 0 | 0 | 0 | 0 | 0 | 0 | 0
CARTWRIGHT | Cartwright Jenny | 115 | 14.4189 | 91 | ALAMEDA | CA | 94501 | SUBSTATION | IN SERVICE | ALAMEDA | 06001 | USA | 37.7794 | -122.2927 | 221121 | ELECTRIC BULK POWER TRANSMISSION AND CONTROL | California Energy Commission http://www.energy.ca.gov/maps/ | 2015-06-11T00:00:00.000Z | IMAGERY/OTHER | 2015-06-11T00:00:00.000Z | 2 | 115 | 115 | N | Y | 0 | 0 | 0 | 0 | 0 | 0 | 0 | 0 | 0 | 0 | 0 | 0 | 0 | 0 | 0 | 0 | 0 | 0 | 0 | 0 | 0 | 0 | 0 | 0 | 0 | 0 | 0 | 0 | 0 | 0 | 0 | 0 | 0 | 0 | 0 | 0 | 0 | 0 | 0 | 0 | 0 | 0 | 0 | 0 | 0 | 0 | 0 | 0 | 0 | 0 | 0 | 0 | 0 | 0 | 0 | 0 | 0 | 0 | 0 | 0 | 0 | 0 | 0 | 0 | 0 | 1 | 0 | 0 | 0 | 0 | 0 | 0 | 0 | 0 | 0 | 0 | 0 | 0 | 0 | 0 | 0 | 0 | 0 | 0 | 0 | 0 | 0 | 0 | 0 | 0 | 0 | 0 | 0 | 0 | 0 | 0 | 0 | 0 | 0 | 0 | 0 | 0 | 0 | 0 | 0 | 0 | 0
CASTRO VALLEY | Castro Valley | 230 | 16.8365 | 104 | CASTRO VALLEY | CA | 94546 | SUBSTATION | IN SERVICE | ALAMEDA | 06001 | USA | 37.6914 | -122.0612 | 221121 | ELECTRIC BULK POWER TRANSMISSION AND CONTROL | California Energy Commission http://www.energy.ca.gov/maps/ | 2016-09-26T00:00:00.000Z | IMAGERY/OTHER | 2016-09-26T00:00:00.000Z | 1 | 230 | 230 | Y | Y | 0 | 0 | 0 | 0 | 0 | 0 | 0 | 0 | 0 | 0 | 0 | 0 | 0 | 0 | 0 | 0 | 0 | 0 | 0 | 0 | 0 | 0 | 0 | 0 | 0 | 0 | 0 | 0 | 0 | 0 | 0 | 0 | 0 | 0 | 0 | 0 | 0 | 0 | 0 | 0 | 0 | 0 | 0 | 0 | 1 | 0 | 0 | 0 | 0 | 0 | 0 | 0 | 0 | 0 | 0 | 0 | 1 | 1 | 0 | 0 | 0 | 0 | 1 | 1 | 0 | 0 | 0 | 0 | 0 | 0 | 0 | 0 | 1 | 0 | 0 | 0 | 0 | 0 | 0 | 0 | 0 | 0 | 0 | 0 | 0 | 0 | 0 | 0 | 0 | 0 | 0 | 0 | 0 | 0 | 0 | 0 | 0 | 0 | 0 | 0 | 0 | 0 | 0 | 0 | 0 | 0 | 0
CAYETANO | Cayetano | 230 | 18.0002 | 112 | LIVERMORE | CA | 94551 | SUBSTATION | IN SERVICE | ALAMEDA | 06001 | USA | 37.7386 | -121.771 | 221121 | ELECTRIC BULK POWER TRANSMISSION AND CONTROL | California Energy Commission http://www.energy.ca.gov/maps/ | 2015-05-27T00:00:00.000Z | IMAGERY/OTHER | 2015-05-27T00:00:00.000Z | 2 | 230 | 230 | N | Y | 0 | 0 | 0 | 0 | 0 | 0 | 0 | 0 | 0 | 0 | 0 | 0 | 0 | 0 | 0 | 0 | 0 | 0 | 0 | 0 | 0 | 0 | 0 | 0 | 0 | 0 | 0 | 0 | 0 | 0 | 0 | 0 | 0 | 0 | 0 | 0 | 0 | 0 | 0 | 0 | 0 | 0 | 0 | 0 | 1 | 0 | 0 | 0 | 0 | 0 | 0 | 0 | 0 | 0 | 0 | 0 | 0 | 1 | 1 | 1 | 0 | 0 | 1 | 1 | 0 | 0 | 0 | 0 | 0 | 0 | 0 | 0 | 1 | 0 | 0 | 0 | 0 | 0 | 0 | 0 | 0 | 0 | 0 | 0 | 0 | 0 | 0 | 0 | 0 | 0 | 0 | 0 | 0 | 0 | 0 | 0 | 0 | 0 | 0 | 0 | 0 | 0 | 0 | 0 | 0 | 0 | 0
CENTER | Center | 230 | 3.3576 | 11 | NORWALK | CA | 90650 | SUBSTATION | IN SERVICE | LOS ANGELES | 06037 | USA | 33.9289 | -118.1059 | 221121 | ELECTRIC BULK POWER TRANSMISSION AND CONTROL | California Energy Commission http://www.energy.ca.gov/maps/ | 2015-06-04T00:00:00.000Z | IMAGERY/OTHER | 2015-06-04T00:00:00.000Z | 7 | 230 | 66 | N | N | 0 | 0 | 0 | 0 | 0 | 0 | 0 | 0 | 0 | 0 | 1 | 0 | 1 | 0 | 0 | 0 | 0 | 0 | 0 | 0 | 0 | 0 | 0 | 0 | 0 | 0 | 0 | 0 | 0 | 0 | 0 | 0 | 0 | 0 | 0 | 0 | 0 | 0 | 0 | 0 | 0 | 0 | 0 | 0 | 0 | 0 | 0 | 0 | 0 | 0 | 0 | 0 | 0 | 0 | 0 | 0 | 0 | 0 | 0 | 0 | 0 | 0 | 0 | 0 | 0 | 0 | 0 | 0 | 0 | 0 | 0 | 0 | 0 | 0 | 0 | 0 | 0 | 0 | 0 | 0 | 0 | 0 | 0 | 0 | 0 | 0 | 0 | 0 | 0 | 0 | 0 | 0 | 0 | 0 | 0 | 0 | 0 | 0 | 0 | 0 | 0 | 0 | 0 | 0 | 0 | 0 | 0
CERTAINTEED | Certainteed | 115 | 29.8149 | 147 | CHOWCHILLA | CA | 93610 | SUBSTATION | IN SERVICE | MADERA | 06039 | USA | 37.0932 | -120.2287 | 221121 | ELECTRIC BULK POWER TRANSMISSION AND CONTROL | California Energy Commission http://www.energy.ca.gov/maps/ | 2015-06-15T00:00:00.000Z | IMAGERY/OTHER | 2015-06-15T00:00:00.000Z | 1 | 115 | 115 | Y | Y | 0 | 0 | 0 | 0 | 0 | 0 | 0 | 0 | 0 | 0 | 0 | 0 | 0 | 0 | 0 | 0 | 0 | 0 | 0 | 0 | 0 | 0 | 0 | 0 | 0 | 0 | 0 | 0 | 0 | 0 | 0 | 0 | 0 | 0 | 0 | 0 | 0 | 0 | 0 | 0 | 0 | 0 | 0 | 0 | 0 | 0 | 0 | 0 | 0 | 0 | 0 | 0 | 0 | 0 | 0 | 0 | 0 | 0 | 0 | 0 | 0 | 0 | 0 | 0 | 0 | 0 | 0 | 0 | 0 | 0 | 0 | 0 | 0 | 0 | 0 | 0 | 0 | 0 | 0 | 0 | 0 | 0 | 0 | 0 | 0 | 0 | 0 | 0 | 0 | 0 | 0 | 0 | 0 | 0 | 0 | 0 | 0 | 0 | 0 | 1 | 0 | 0 | 0 | 0 | 0 | 0 | 0
CHARCA | Charca | 115 | 31.8693 | 152 | WASCO | CA | 93280 | SUBSTATION | IN SERVICE | KERN | 06029 | USA | 35.6082 | -119.3252 | 221121 | ELECTRIC BULK POWER TRANSMISSION AND CONTROL | California Energy Commission http://www.energy.ca.gov/maps/ | 2015-06-19T00:00:00.000Z | IMAGERY/OTHER | 2017-11-27T00:00:00.000Z | 2 | 115 | 115 | Y | Y | 0 | 0 | 0 | 0 | 0 | 0 | 0 | 0 | 0 | 0 | 0 | 0 | 0 | 0 | 0 | 0 | 0 | 0 | 0 | 0 | 0 | 0 | 0 | 0 | 0 | 0 | 0 | 0 | 0 | 0 | 0 | 0 | 0 | 0 | 0 | 0 | 0 | 0 | 0 | 0 | 0 | 0 | 0 | 0 | 0 | 0 | 0 | 0 | 0 | 0 | 0 | 0 | 0 | 0 | 0 | 0 | 0 | 0 | 0 | 0 | 0 | 0 | 0 | 0 | 0 | 0 | 0 | 0 | 0 | 0 | 0 | 0 | 0 | 0 | 0 | 0 | 0 | 1 | 0 | 0 | 0 | 1 | 1 | 0 | 0 | 0 | 0 | 0 | 0 | 0 | 0 | 0 | 0 | 0 | 0 | 0 | 0 | 0 | 0 | 0 | 0 | 0 | 0 | 0 | 0 | 0 | 0
CHARLESTON PARK | Charleston | 115 | 3.8176 | 15 | PAHRUMP | NV | 89060 | SUBSTATION | IN SERVICE | NYE | 32023 | USA | 36.2046 | -116.1135 | 221121 | ELECTRIC BULK POWER TRANSMISSION AND CONTROL | California Independent System Operator http://www.caiso.com/Documents/ValleyElectricAssociation_PTO_Application.pdf | 2015-04-28T00:00:00.000Z | IMAGERY/OTHER | 2015-04-28T00:00:00.000Z | 1 | 138 | 138 | N | Y | 0 | 0 | 0 | 0 | 0 | 0 | 0 | 0 | 0 | 0 | 0 | 0 | 0 | 0 | 0 | 0 | 0 | 0 | 0 | 0 | 0 | 0 | 0 | 0 | 0 | 0 | 0 | 1 | 1 | 0 | 0 | 0 | 0 | 0 | 0 | 0 | 0 | 0 | 0 | 0 | 0 | 0 | 0 | 0 | 0 | 0 | 0 | 0 | 0 | 0 | 0 | 0 | 0 | 0 | 0 | 0 | 0 | 0 | 0 | 0 | 0 | 0 | 0 | 0 | 0 | 0 | 0 | 0 | 0 | 0 | 0 | 0 | 0 | 0 | 0 | 0 | 0 | 0 | 0 | 0 | 0 | 0 | 0 | 0 | 0 | 0 | 0 | 0 | 0 | 0 | 0 | 0 | 0 | 0 | 0 | 0 | 0 | 0 | 0 | 0 | 0 | 0 | 0 | 0 | 0 | 0 | 0
CHEVMAIN | Chevmain | 230 | 6.2843 | 30 | EL SEGUNDO | CA | 90245 | SUBSTATION | IN SERVICE | LOS ANGELES | 06037 | USA | 33.9027 | -118.402 | 221121 | ELECTRIC BULK POWER TRANSMISSION AND CONTROL | California Energy Commission http://www.energy.ca.gov/maps/ | 2015-06-04T00:00:00.000Z | IMAGERY/OTHER | 2015-06-04T00:00:00.000Z | 5 | 230 | 66 | N | Y | 0 | 0 | 0 | 0 | 0 | 0 | 0 | 0 | 0 | 0 | 1 | 1 | 1 | 0 | 0 | 0 | 0 | 0 | 0 | 0 | 0 | 0 | 0 | 0 | 0 | 0 | 0 | 0 | 0 | 0 | 0 | 0 | 0 | 0 | 0 | 0 | 0 | 0 | 0 | 0 | 0 | 0 | 0 | 0 | 0 | 0 | 0 | 0 | 0 | 0 | 0 | 0 | 0 | 0 | 0 | 0 | 0 | 0 | 0 | 0 | 0 | 0 | 0 | 0 | 0 | 0 | 0 | 0 | 0 | 0 | 0 | 0 | 0 | 0 | 0 | 0 | 0 | 0 | 0 | 0 | 0 | 0 | 0 | 0 | 0 | 0 | 0 | 0 | 0 | 0 | 0 | 0 | 0 | 0 | 0 | 0 | 0 | 0 | 0 | 0 | 0 | 0 | 0 | 0 | 0 | 0 | 0
CHICARITA | Chicarita | 115 | 4.7999 | 20 | SAN DIEGO | CA | 92129 | SUBSTATION | IN SERVICE | SAN DIEGO | 06073 | USA | 32.9583 | -117.1089 | 221121 | ELECTRIC BULK POWER TRANSMISSION AND CONTROL | California Energy Commission http://www.energy.ca.gov/maps/ | 2015-06-25T00:00:00.000Z | IMAGERY/OTHER | 2015-06-25T00:00:00.000Z | 1 | 138 | 138 | N | Y | 0 | 0 | 0 | 0 | 0 | 0 | 0 | 0 | 0 | 0 | 0 | 0 | 0 | 0 | 0 | 0 | 0 | 0 | 0 | 0 | 0 | 0 | 0 | 0 | 0 | 0 | 0 | 0 | 0 | 0 | 0 | 0 | 1 | 0 | 0 | 0 | 0 | 0 | 0 | 0 | 0 | 0 | 0 | 0 | 0 | 0 | 0 | 0 | 0 | 0 | 0 | 0 | 0 | 0 | 0 | 0 | 0 | 0 | 0 | 0 | 0 | 0 | 0 | 0 | 0 | 0 | 0 | 0 | 0 | 0 | 0 | 0 | 0 | 0 | 0 | 0 | 0 | 0 | 0 | 0 | 0 | 0 | 0 | 0 | 0 | 0 | 0 | 0 | 0 | 0 | 0 | 0 | 0 | 0 | 0 | 0 | 0 | 0 | 0 | 0 | 0 | 0 | 0 | 0 | 0 | 0 | 0
CHINO | Chino | 230 | 1.3137 | 4 | CHINO | CA | 91710 | SUBSTATION | IN SERVICE | SAN BERNARDINO | 06071 | USA | 33.998 | -117.6785 | 221121 | ELECTRIC BULK POWER TRANSMISSION AND CONTROL | Western Electricity Coordinating Council | 2015-06-03T00:00:00.000Z | IMAGERY/OTHER | 2015-06-03T00:00:00.000Z | 13 | 230 | -999999 | N | N | 0 | 0 | 0 | 0 | 0 | 0 | 0 | 0 | 0 | 0 | 0 | 0 | 1 | 0 | 0 | 0 | 0 | 0 | 0 | 0 | 0 | 0 | 0 | 0 | 0 | 0 | 0 | 0 | 0 | 0 | 0 | 0 | 0 | 0 | 0 | 0 | 0 | 0 | 0 | 0 | 0 | 0 | 0 | 0 | 0 | 0 | 0 | 0 | 0 | 0 | 0 | 0 | 0 | 0 | 0 | 0 | 0 | 0 | 0 | 0 | 0 | 0 | 0 | 0 | 0 | 0 | 0 | 0 | 0 | 0 | 0 | 0 | 0 | 0 | 0 | 0 | 0 | 0 | 0 | 0 | 0 | 0 | 0 | 0 | 0 | 0 | 0 | 0 | 0 | 0 | 0 | 0 | 0 | 0 | 0 | 0 | 0 | 0 | 0 | 0 | 0 | 0 | 0 | 0 | 0 | 0 | 0
CHOWCHILLA | Chowchilla | 115 | 39.4547 | 165 | CHOWCHILLA | CA | 93610 | SUBSTATION | IN SERVICE | MADERA | 06039 | USA | 37.1207 | -120.2507 | 221121 | ELECTRIC BULK POWER TRANSMISSION AND CONTROL | California Energy Commission http://www.energy.ca.gov/maps/ | 2015-06-15T00:00:00.000Z | IMAGERY/OTHER | 2015-06-15T00:00:00.000Z | 3 | 115 | 115 | N | Y | 0 | 0 | 0 | 0 | 0 | 0 | 0 | 0 | 0 | 0 | 0 | 0 | 0 | 0 | 0 | 0 | 0 | 0 | 0 | 0 | 0 | 0 | 0 | 0 | 0 | 0 | 0 | 0 | 0 | 0 | 0 | 0 | 0 | 0 | 0 | 0 | 0 | 0 | 0 | 0 | 0 | 0 | 0 | 0 | 0 | 0 | 0 | 0 | 0 | 0 | 1 | 0 | 0 | 0 | 0 | 0 | 0 | 0 | 0 | 0 | 0 | 0 | 0 | 0 | 0 | 0 | 0 | 0 | 0 | 0 | 0 | 0 | 0 | 0 | 0 | 1 | 0 | 0 | 0 | 0 | 0 | 0 | 0 | 0 | 1 | 1 | 0 | 1 | 1 | 1 | 1 | 1 | 1 | 0 | 1 | 0 | 0 | 1 | 1 | 1 | 0 | 1 | 0 | 0 | 0 | 0 | 0
CHRISTIE | Christie | 115 | 20.6207 | 121 | MARTINEZ | CA | 94553 | SUBSTATION | IN SERVICE | CONTRA COSTA | 06013 | USA | 38.0028 | -122.2083 | 221121 | ELECTRIC BULK POWER TRANSMISSION AND CONTROL | California Energy Commission http://www.energy.ca.gov/maps/ | 2015-06-11T00:00:00.000Z | IMAGERY/OTHER | 2015-06-11T00:00:00.000Z | 5 | 115 | 60 | N | Y | 0 | 0 | 0 | 0 | 0 | 0 | 0 | 0 | 0 | 0 | 0 | 0 | 0 | 0 | 0 | 0 | 0 | 0 | 0 | 0 | 0 | 0 | 0 | 0 | 0 | 0 | 0 | 0 | 0 | 0 | 0 | 0 | 0 | 0 | 0 | 0 | 0 | 0 | 0 | 0 | 0 | 0 | 0 | 0 | 0 | 0 | 0 | 0 | 0 | 0 | 0 | 0 | 0 | 1 | 0 | 0 | 0 | 0 | 0 | 0 | 0 | 0 | 0 | 0 | 0 | 1 | 0 | 0 | 0 | 0 | 0 | 0 | 0 | 0 | 0 | 0 | 0 | 0 | 0 | 0 | 0 | 0 | 0 | 0 | 0 | 0 | 0 | 0 | 0 | 0 | 0 | 0 | 0 | 0 | 0 | 0 | 0 | 0 | 0 | 0 | 0 | 0 | 0 | 0 | 0 | 0 | 0
CIELO AZUL | Cielo Azul | 500 | 9.7619 | 62 | 0 | 0 | 0 | 0 | 0 | 0 | 0 | 0 | 33.5929 | -113.5339 | 0 | 0 | 0 | 0 | 0 | 0 | 0 | 0 | 0 | 0 | 0 | 0 | 0 | 0 | 0 | 0 | 0 | 0 | 0 | 0 | 0 | 0 | 0 | 0 | 0 | 0 | 0 | 0 | 0 | 0 | 1 | 1 | 1 | 0 | 1 | 0 | 1 | 0 | 0 | 0 | 0 | 0 | 0 | 0 | 0 | 0 | 0 | 0 | 0 | 0 | 0 | 0 | 0 | 0 | 0 | 0 | 0 | 0 | 0 | 0 | 0 | 0 | 0 | 0 | 0 | 0 | 0 | 0 | 0 | 0 | 0 | 0 | 0 | 0 | 0 | 0 | 0 | 0 | 0 | 0 | 0 | 0 | 0 | 0 | 0 | 0 | 0 | 0 | 0 | 0 | 0 | 0 | 0 | 0 | 0 | 0 | 0 | 0 | 0 | 0 | 0 | 0 | 0 | 0 | 0 | 0 | 0 | 0 | 0 | 0 | 0 | 0 | 0 | 0 | 0 | 0 | 0 | 0
CLOVERDALE | Cloverdale | 115 | 23.0521 | 127 | CLOVERDALE | CA | 95425 | SUBSTATION | IN SERVICE | SONOMA | 06097 | USA | 38.7971 | -123.0103 | 221121 | ELECTRIC BULK POWER TRANSMISSION AND CONTROL | California Energy Commission http://www.energy.ca.gov/maps/ | 2015-06-15T00:00:00.000Z | IMAGERY/OTHER | 2015-06-15T00:00:00.000Z | 3 | 115 | 115 | N | Y | 0 | 0 | 0 | 0 | 0 | 0 | 0 | 0 | 0 | 0 | 0 | 0 | 0 | 0 | 0 | 0 | 0 | 0 | 0 | 0 | 0 | 0 | 0 | 0 | 0 | 0 | 0 | 0 | 0 | 0 | 0 | 0 | 0 | 0 | 0 | 0 | 0 | 0 | 0 | 0 | 0 | 0 | 0 | 1 | 1 | 0 | 1 | 0 | 0 | 0 | 0 | 0 | 0 | 0 | 0 | 0 | 1 | 0 | 1 | 1 | 0 | 0 | 0 | 0 | 0 | 0 | 0 | 0 | 0 | 0 | 0 | 0 | 0 | 1 | 0 | 0 | 0 | 0 | 0 | 0 | 0 | 0 | 0 | 0 | 0 | 0 | 0 | 0 | 0 | 0 | 0 | 0 | 0 | 0 | 0 | 0 | 0 | 0 | 0 | 0 | 0 | 0 | 0 | 0 | 0 | 0 | 0
COBURN | Coburn | 230 | 20.8233 | 124 | KING CITY | CA | 93930 | SUBSTATION | IN SERVICE | MONTEREY | 06053 | USA | 36.2652 | -121.1459 | 221121 | ELECTRIC BULK POWER TRANSMISSION AND CONTROL | California Energy Commission http://www.energy.ca.gov/maps/ | 2015-05-27T00:00:00.000Z | IMAGERY/OTHER | 2015-05-27T00:00:00.000Z | 4 | 230 | 60 | N | Y | 0 | 0 | 0 | 0 | 0 | 0 | 0 | 0 | 0 | 0 | 0 | 0 | 0 | 0 | 0 | 0 | 0 | 0 | 0 | 0 | 0 | 0 | 0 | 0 | 0 | 0 | 0 | 0 | 0 | 0 | 0 | 0 | 0 | 0 | 0 | 0 | 0 | 0 | 0 | 0 | 0 | 0 | 0 | 0 | 0 | 0 | 0 | 0 | 0 | 0 | 0 | 0 | 0 | 0 | 0 | 0 | 0 | 0 | 0 | 1 | 0 | 0 | 0 | 1 | 0 | 0 | 0 | 0 | 0 | 0 | 1 | 0 | 0 | 0 | 0 | 0 | 0 | 0 | 0 | 0 | 0 | 0 | 0 | 0 | 1 | 1 | 0 | 0 | 0 | 0 | 1 | 1 | 1 | 0 | 0 | 0 | 0 | 0 | 0 | 0 | 0 | 0 | 0 | 1 | 0 | 1 | 0
COLGATE | Colgate | 230 | 30.6725 | 149 | DOBBINS | CA | 95935 | SUBSTATION | IN SERVICE | YUBA | 06115 | USA | 39.3311 | -121.1897 | 221121 | ELECTRIC BULK POWER TRANSMISSION AND CONTROL | California Energy Commission http://www.energy.ca.gov/maps/ | 2015-06-04T00:00:00.000Z | IMAGERY/OTHER | 2015-06-04T00:00:00.000Z | 3 | 230 | 60 | N | Y | 0 | 0 | 0 | 0 | 0 | 0 | 0 | 0 | 0 | 0 | 0 | 0 | 0 | 0 | 0 | 0 | 0 | 0 | 0 | 0 | 0 | 0 | 0 | 0 | 0 | 0 | 0 | 0 | 0 | 0 | 0 | 0 | 0 | 0 | 0 | 0 | 0 | 0 | 0 | 0 | 0 | 0 | 0 | 0 | 1 | 0 | 0 | 0 | 0 | 1 | 0 | 1 | 1 | 0 | 0 | 0 | 0 | 0 | 0 | 0 | 0 | 0 | 0 | 1 | 1 | 0 | 0 | 0 | 0 | 0 | 0 | 0 | 0 | 0 | 0 | 0 | 0 | 0 | 0 | 0 | 0 | 0 | 0 | 0 | 0 | 0 | 0 | 0 | 0 | 0 | 0 | 0 | 0 | 0 | 0 | 0 | 0 | 0 | 0 | 0 | 0 | 0 | 0 | 0 | 0 | 0 | 0
COLLIERVILLE | Collierville | 230 | 39.7416 | 166 | MURPHYS | CA | 95247 | SUBSTATION | IN SERVICE | CALAVERAS | 06009 | USA | 38.1445 | -120.3814 | 221121 | ELECTRIC BULK POWER TRANSMISSION AND CONTROL | California Energy Commission http://www.energy.ca.gov/maps/ | 2015-05-18T00:00:00.000Z | IMAGERY/OTHER | 2015-05-18T00:00:00.000Z | 2 | 230 | 230 | N | Y | 0 | 0 | 0 | 0 | 0 | 0 | 0 | 0 | 0 | 0 | 0 | 0 | 0 | 0 | 0 | 0 | 0 | 0 | 0 | 0 | 0 | 0 | 0 | 0 | 0 | 0 | 0 | 0 | 0 | 0 | 0 | 0 | 0 | 0 | 0 | 0 | 0 | 0 | 0 | 0 | 0 | 0 | 0 | 0 | 0 | 0 | 0 | 0 | 0 | 0 | 1 | 0 | 0 | 0 | 0 | 0 | 0 | 0 | 0 | 0 | 0 | 0 | 0 | 1 | 1 | 0 | 0 | 0 | 0 | 0 | 0 | 0 | 0 | 0 | 0 | 0 | 0 | 0 | 0 | 0 | 0 | 0 | 0 | 0 | 0 | 1 | 0 | 1 | 1 | 1 | 1 | 0 | 0 | 0 | 1 | 0 | 0 | 1 | 1 | 0 | 0 | 1 | 0 | 0 | 0 | 0 | 0
COLORADO RIVER | Colorado River | 230 | 9.4193 | 60 | DESERT CENTER | CA | 92239 | SUBSTATION | IN SERVICE | RIVERSIDE | 06065 | USA | 33.5809 | -114.8172 | 221121 | ELECTRIC BULK POWER TRANSMISSION AND CONTROL | California Energy Commission http://www.energy.ca.gov/maps/ | 2015-05-04T00:00:00.000Z | IMAGERY/OTHER | 2015-05-04T00:00:00.000Z | 3 | 500 | 500 | N | Y | 0 | 0 | 0 | 0 | 0 | 0 | 0 | 0 | 0 | 0 | 0 | 0 | 0 | 0 | 0 | 0 | 0 | 0 | 1 | 0 | 0 | 0 | 0 | 0 | 0 | 0 | 0 | 0 | 0 | 0 | 0 | 0 | 0 | 0 | 0 | 0 | 0 | 0 | 0 | 0 | 0 | 0 | 0 | 0 | 0 | 0 | 0 | 0 | 0 | 0 | 0 | 0 | 0 | 0 | 0 | 0 | 0 | 0 | 0 | 0 | 0 | 0 | 0 | 0 | 0 | 0 | 0 | 0 | 0 | 0 | 0 | 0 | 0 | 0 | 0 | 0 | 0 | 0 | 0 | 0 | 0 | 0 | 0 | 0 | 0 | 0 | 0 | 0 | 0 | 0 | 0 | 0 | 0 | 0 | 0 | 0 | 0 | 0 | 0 | 0 | 0 | 0 | 0 | 0 | 0 | 0 | 0
COLUMBIA STEEL | Columbia Solar | 115 | 8.024 | 44 | PITTSBURG | CA | 94565 | SUBSTATION | IN SERVICE | CONTRA COSTA | 06013 | USA | 38.0259 | -121.867 | 221121 | ELECTRIC BULK POWER TRANSMISSION AND CONTROL | California Energy Commission http://www.energy.ca.gov/maps/ | 2015-06-11T00:00:00.000Z | IMAGERY/OTHER | 2015-06-11T00:00:00.000Z | 2 | 115 | 115 | N | Y | 0 | 0 | 0 | 0 | 0 | 0 | 0 | 0 | 0 | 0 | 0 | 0 | 0 | 0 | 0 | 0 | 0 | 0 | 0 | 0 | 0 | 0 | 0 | 0 | 0 | 0 | 0 | 0 | 0 | 0 | 0 | 0 | 0 | 0 | 0 | 0 | 0 | 0 | 0 | 0 | 0 | 0 | 0 | 0 | 0 | 0 | 0 | 0 | 0 | 0 | 0 | 0 | 0 | 1 | 0 | 0 | 0 | 0 | 0 | 0 | 0 | 0 | 0 | 0 | 0 | 0 | 0 | 0 | 0 | 0 | 0 | 0 | 0 | 0 | 0 | 0 | 0 | 0 | 0 | 0 | 0 | 0 | 0 | 0 | 0 | 0 | 0 | 0 | 0 | 0 | 0 | 0 | 0 | 0 | 0 | 0 | 0 | 0 | 0 | 0 | 0 | 0 | 0 | 0 | 0 | 0 | 0
COLUMBUS | Columbus | 115 | 24.5415 | 136 | BAKERSFIELD | CA | 93306 | SUBSTATION | IN SERVICE | KERN | 06029 | USA | 35.3984 | -118.9398 | 221121 | ELECTRIC BULK POWER TRANSMISSION AND CONTROL | California Energy Commission http://www.energy.ca.gov/maps/ | 2015-06-22T00:00:00.000Z | IMAGERY/OTHER | 2015-06-22T00:00:00.000Z | 3 | 115 | 70 | Y | Y | 0 | 0 | 0 | 0 | 0 | 0 | 0 | 0 | 0 | 0 | 0 | 0 | 0 | 0 | 0 | 0 | 0 | 0 | 0 | 0 | 0 | 0 | 0 | 0 | 0 | 0 | 0 | 0 | 0 | 0 | 0 | 0 | 0 | 0 | 0 | 0 | 0 | 0 | 0 | 0 | 0 | 0 | 0 | 0 | 0 | 0 | 0 | 0 | 0 | 0 | 0 | 0 | 0 | 0 | 0 | 0 | 0 | 0 | 0 | 0 | 0 | 0 | 0 | 0 | 0 | 0 | 0 | 0 | 0 | 0 | 0 | 0 | 0 | 0 | 0 | 0 | 0 | 1 | 0 | 0 | 0 | 0 | 1 | 0 | 0 | 0 | 0 | 0 | 0 | 0 | 0 | 0 | 0 | 0 | 0 | 0 | 0 | 0 | 0 | 0 | 0 | 0 | 0 | 0 | 0 | 0 | 0
CONTRA COSTA (PGE) | Contra Costa Sub | 230 | 19.387 | 115 | ANTIOCH | CA | 94509 | SUBSTATION | IN SERVICE | CONTRA COSTA | 06013 | USA | 37.9994 | -121.7817 | 221121 | ELECTRIC BULK POWER TRANSMISSION AND CONTROL | California Energy Commission http://www.energy.ca.gov/maps/ | 2015-05-04T00:00:00.000Z | IMAGERY/OTHER | 2015-05-04T00:00:00.000Z | 11 | 230 | 60 | N | Y | 0 | 0 | 0 | 0 | 0 | 0 | 0 | 0 | 0 | 0 | 0 | 0 | 0 | 0 | 0 | 0 | 0 | 0 | 0 | 0 | 0 | 0 | 0 | 0 | 0 | 0 | 0 | 0 | 0 | 0 | 0 | 0 | 0 | 0 | 0 | 0 | 0 | 0 | 0 | 0 | 0 | 0 | 0 | 0 | 0 | 0 | 0 | 0 | 0 | 0 | 0 | 0 | 0 | 0 | 0 | 0 | 0 | 1 | 1 | 1 | 0 | 0 | 1 | 1 | 0 | 0 | 0 | 0 | 0 | 0 | 0 | 0 | 0 | 1 | 0 | 0 | 0 | 0 | 0 | 0 | 0 | 0 | 0 | 0 | 0 | 0 | 0 | 0 | 0 | 0 | 0 | 0 | 0 | 0 | 0 | 0 | 0 | 0 | 0 | 0 | 0 | 0 | 0 | 0 | 0 | 0 | 0
CONTRA COSTA POWER | Contra Costa PP | 230 | 12.9729 | 81 | ANTIOCH | CA | 94509 | SUBSTATION | IN SERVICE | CONTRA COSTA | 06013 | USA | 38.0153 | -121.7622 | 221121 | ELECTRIC BULK POWER TRANSMISSION AND CONTROL | California Energy Commission http://www.energy.ca.gov/maps/ | 2016-09-26T00:00:00.000Z | IMAGERY/OTHER | 2016-09-26T00:00:00.000Z | 3 | 230 | 230 | Y | Y | 0 | 0 | 0 | 0 | 0 | 0 | 0 | 0 | 0 | 0 | 0 | 0 | 0 | 0 | 0 | 0 | 0 | 0 | 0 | 0 | 0 | 0 | 0 | 0 | 0 | 0 | 0 | 0 | 0 | 0 | 0 | 0 | 0 | 0 | 0 | 0 | 0 | 0 | 0 | 0 | 0 | 0 | 0 | 0 | 0 | 0 | 0 | 0 | 0 | 0 | 0 | 0 | 0 | 0 | 0 | 0 | 0 | 1 | 1 | 1 | 0 | 0 | 0 | 1 | 0 | 0 | 0 | 0 | 0 | 0 | 0 | 0 | 1 | 0 | 0 | 0 | 0 | 0 | 0 | 0 | 0 | 0 | 0 | 0 | 0 | 0 | 0 | 0 | 0 | 0 | 0 | 0 | 0 | 0 | 0 | 0 | 0 | 0 | 0 | 0 | 0 | 0 | 0 | 0 | 0 | 0 | 0
CONTROL | Control | 115 | 35.8921 | 156 | BISHOP | CA | 93514 | SUBSTATION | IN SERVICE | INYO | 06027 | USA | 37.3359 | -118.4811 | 221121 | ELECTRIC BULK POWER TRANSMISSION AND CONTROL | California Energy Commission http://www.energy.ca.gov/maps/ | 2015-03-02T00:00:00.000Z | IMAGERY/OTHER | 2015-03-02T00:00:00.000Z | 5 | 230 | 115 | N | Y | 0 | 0 | 0 | 0 | 0 | 0 | 0 | 0 | 0 | 0 | 0 | 0 | 0 | 1 | 1 | 1 | 1 | 0 | 0 | 0 | 0 | 0 | 0 | 0 | 0 | 0 | 0 | 0 | 0 | 0 | 0 | 0 | 0 | 0 | 0 | 0 | 0 | 0 | 0 | 0 | 0 | 0 | 0 | 0 | 0 | 0 | 0 | 0 | 0 | 0 | 0 | 0 | 0 | 0 | 0 | 0 | 0 | 0 | 0 | 0 | 0 | 0 | 0 | 0 | 0 | 0 | 0 | 0 | 0 | 0 | 0 | 0 | 0 | 0 | 0 | 0 | 0 | 0 | 0 | 0 | 0 | 0 | 0 | 0 | 0 | 0 | 0 | 0 | 0 | 0 | 0 | 0 | 0 | 0 | 0 | 0 | 0 | 0 | 0 | 0 | 0 | 0 | 0 | 0 | 0 | 0 | 0
COOL WATER | Coolwater | 230 | 20.7069 | 123 | DAGGETT | CA | 92327 | SUBSTATION | IN SERVICE | SAN BERNARDINO | 06071 | USA | 34.8632 | -116.8542 | 221121 | ELECTRIC BULK POWER TRANSMISSION AND CONTROL | California Energy Commission http://www.energy.ca.gov/maps/ | 2015-04-27T00:00:00.000Z | IMAGERY/OTHER | 2015-04-27T00:00:00.000Z | 5 | 230 | 115 | Y | Y | 0 | 0 | 0 | 0 | 0 | 0 | 0 | 0 | 0 | 0 | 0 | 0 | 0 | 0 | 1 | 1 | 1 | 0 | 0 | 0 | 0 | 0 | 0 | 0 | 0 | 0 | 0 | 0 | 0 | 0 | 0 | 0 | 0 | 0 | 0 | 0 | 0 | 0 | 0 | 0 | 0 | 0 | 0 | 0 | 0 | 0 | 0 | 0 | 0 | 0 | 0 | 0 | 0 | 0 | 0 | 0 | 0 | 0 | 0 | 0 | 0 | 0 | 0 | 0 | 0 | 0 | 0 | 0 | 0 | 0 | 0 | 0 | 0 | 0 | 0 | 0 | 0 | 0 | 0 | 0 | 0 | 0 | 0 | 0 | 0 | 0 | 0 | 0 | 0 | 0 | 0 | 0 | 0 | 0 | 0 | 0 | 0 | 0 | 0 | 0 | 0 | 0 | 0 | 0 | 0 | 0 | 0
CORCORAN | Corcoran | 115 | 30.5599 | 148 | CORCORAN | CA | 93212 | SUBSTATION | IN SERVICE | KINGS | 06031 | USA | 36.1094 | -119.5572 | 221121 | ELECTRIC BULK POWER TRANSMISSION AND CONTROL | California Energy Commission http://www.energy.ca.gov/maps/ | 2015-06-18T00:00:00.000Z | IMAGERY/OTHER | 2015-06-18T00:00:00.000Z | 3 | 115 | 115 | N | Y | 0 | 0 | 0 | 0 | 0 | 0 | 0 | 0 | 0 | 0 | 0 | 0 | 0 | 0 | 0 | 0 | 0 | 0 | 0 | 0 | 0 | 0 | 0 | 0 | 0 | 0 | 0 | 0 | 0 | 0 | 0 | 0 | 0 | 0 | 0 | 0 | 0 | 0 | 0 | 0 | 0 | 0 | 0 | 0 | 0 | 0 | 0 | 0 | 0 | 0 | 0 | 0 | 0 | 0 | 0 | 0 | 0 | 0 | 0 | 0 | 0 | 0 | 0 | 0 | 0 | 0 | 0 | 0 | 0 | 0 | 0 | 0 | 0 | 0 | 0 | 0 | 0 | 0 | 0 | 0 | 0 | 0 | 0 | 0 | 0 | 0 | 0 | 0 | 0 | 0 | 0 | 0 | 0 | 0 | 0 | 0 | 0 | 0 | 0 | 0 | 0 | 0 | 0 | 0 | 0 | 1 | 1
CORONA (PGE) | Corona | 115 | 24.0266 | 132 | PETALUMA | CA | 94954 | SUBSTATION | IN SERVICE | SONOMA | 06097 | USA | 38.2651 | -122.6573 | 221121 | ELECTRIC BULK POWER TRANSMISSION AND CONTROL | California Energy Commission http://www.energy.ca.gov/maps/ | 2015-06-15T00:00:00.000Z | IMAGERY/OTHER | 2015-06-15T00:00:00.000Z | 2 | 115 | 60 | N | Y | 0 | 0 | 0 | 0 | 0 | 0 | 0 | 0 | 0 | 0 | 0 | 0 | 0 | 0 | 0 | 0 | 0 | 0 | 0 | 0 | 0 | 0 | 0 | 0 | 0 | 0 | 0 | 0 | 0 | 0 | 0 | 0 | 0 | 0 | 0 | 0 | 0 | 0 | 0 | 0 | 0 | 0 | 0 | 0 | 0 | 0 | 1 | 0 | 0 | 0 | 0 | 0 | 0 | 0 | 0 | 1 | 0 | 0 | 0 | 0 | 0 | 0 | 0 | 0 | 0 | 0 | 0 | 0 | 0 | 0 | 0 | 0 | 0 | 0 | 0 | 0 | 0 | 0 | 0 | 0 | 0 | 0 | 0 | 0 | 0 | 0 | 0 | 0 | 0 | 0 | 0 | 0 | 0 | 0 | 0 | 0 | 0 | 0 | 0 | 0 | 0 | 0 | 0 | 0 | 0 | 0 | 0
CORTINA | Cortina | 230 | 8.5286 | 51 | WILLIAMS | CA | 95987 | SUBSTATION | IN SERVICE | COLUSA | 06011 | USA | 39.1206 | -122.2234 | 221121 | ELECTRIC BULK POWER TRANSMISSION AND CONTROL | California Energy Commission http://www.energy.ca.gov/maps/ | 2016-09-28T00:00:00.000Z | IMAGERY/OTHER | 2016-09-28T00:00:00.000Z | 8 | 230 | 60 | N | Y | 0 | 0 | 0 | 0 | 0 | 0 | 0 | 0 | 0 | 0 | 0 | 0 | 0 | 0 | 0 | 0 | 0 | 0 | 0 | 0 | 0 | 0 | 0 | 0 | 0 | 0 | 0 | 0 | 0 | 0 | 0 | 0 | 0 | 0 | 0 | 0 | 0 | 0 | 0 | 0 | 0 | 0 | 0 | 0 | 1 | 0 | 0 | 0 | 0 | 0 | 0 | 0 | 0 | 0 | 0 | 0 | 0 | 1 | 0 | 0 | 0 | 0 | 0 | 0 | 0 | 0 | 0 | 0 | 0 | 0 | 0 | 0 | 0 | 1 | 0 | 0 | 0 | 0 | 0 | 0 | 0 | 0 | 0 | 0 | 0 | 0 | 0 | 0 | 0 | 0 | 0 | 0 | 0 | 0 | 0 | 0 | 0 | 0 | 0 | 0 | 0 | 0 | 0 | 0 | 0 | 0 | 0
COTTLE | Cottle | 230 | 38.5481 | 163 | OAKDALE | CA | 95361 | SUBSTATION | NOT AVAILABLE | STANISLAUS | 06099 | USA | 37.7727 | -120.8264 | 221121 | ELECTRIC BULK POWER TRANSMISSION AND CONTROL | California Energy Commission http://www.energy.ca.gov/maps/ | 2015-06-15T00:00:00.000Z | IMAGERY/OTHER | 2015-06-15T00:00:00.000Z | 0 | 230 | -999999 | Y | N | 0 | 0 | 0 | 0 | 0 | 0 | 0 | 0 | 0 | 0 | 0 | 0 | 0 | 0 | 0 | 0 | 0 | 0 | 0 | 0 | 0 | 0 | 0 | 0 | 0 | 0 | 0 | 0 | 0 | 0 | 0 | 0 | 0 | 0 | 0 | 0 | 0 | 0 | 0 | 0 | 0 | 0 | 0 | 0 | 0 | 0 | 0 | 0 | 0 | 0 | 1 | 0 | 0 | 0 | 0 | 0 | 0 | 0 | 0 | 0 | 0 | 0 | 0 | 1 | 1 | 0 | 0 | 0 | 0 | 0 | 0 | 0 | 0 | 0 | 0 | 0 | 0 | 0 | 0 | 0 | 0 | 0 | 0 | 0 | 1 | 1 | 0 | 1 | 1 | 1 | 1 | 0 | 0 | 0 | 1 | 0 | 0 | 1 | 1 | 0 | 0 | 1 | 0 | 0 | 0 | 0 | 0
COTTONWOOD | Cottonwood | 230 | 7.4162 | 38 | COTTONWOOD | CA | 96022 | SUBSTATION | IN SERVICE | SHASTA | 06089 | USA | 40.3977 | -122.2649 | 221121 | ELECTRIC BULK POWER TRANSMISSION AND CONTROL | California Energy Commission http://www.energy.ca.gov/maps/ | 2015-05-27T00:00:00.000Z | IMAGERY/OTHER | 2015-05-27T00:00:00.000Z | 21 | 230 | 60 | N | Y | 0 | 0 | 0 | 0 | 0 | 0 | 0 | 0 | 0 | 0 | 0 | 0 | 0 | 0 | 0 | 0 | 0 | 0 | 0 | 0 | 0 | 0 | 0 | 0 | 0 | 0 | 0 | 0 | 0 | 0 | 0 | 0 | 0 | 0 | 0 | 0 | 0 | 0 | 0 | 0 | 0 | 0 | 0 | 0 | 1 | 0 | 0 | 0 | 1 | 0 | 0 | 0 | 0 | 0 | 0 | 0 | 0 | 0 | 0 | 0 | 0 | 0 | 0 | 0 | 0 | 0 | 0 | 0 | 0 | 0 | 0 | 0 | 0 | 0 | 0 | 0 | 0 | 0 | 0 | 0 | 0 | 0 | 0 | 0 | 0 | 0 | 0 | 0 | 0 | 0 | 0 | 0 | 0 | 0 | 0 | 0 | 0 | 0 | 0 | 0 | 0 | 0 | 0 | 0 | 0 | 0 | 0
COVE RD | Cove Road | 230 | 1.8617 | 5 | MONTGOMERY CREEK | CA | 96065 | SUBSTATION | NOT AVAILABLE | SHASTA | 06089 | USA | 40.8777 | -121.9287 | 221121 | ELECTRIC BULK POWER TRANSMISSION AND CONTROL | California Energy Commission http://www.energy.ca.gov/maps/ | 2015-06-16T00:00:00.000Z | IMAGERY/OTHER | 2015-06-16T00:00:00.000Z | 0 | 69 | 69 | Y | Y | 0 | 0 | 0 | 0 | 0 | 0 | 0 | 0 | 0 | 0 | 0 | 0 | 0 | 0 | 0 | 0 | 0 | 0 | 0 | 0 | 0 | 0 | 0 | 0 | 0 | 0 | 0 | 0 | 0 | 0 | 0 | 0 | 0 | 0 | 0 | 0 | 0 | 0 | 0 | 0 | 0 | 0 | 0 | 0 | 1 | 0 | 0 | 0 | 0 | 0 | 0 | 0 | 0 | 0 | 0 | 0 | 0 | 0 | 0 | 0 | 0 | 0 | 0 | 0 | 0 | 0 | 0 | 0 | 0 | 0 | 0 | 0 | 0 | 0 | 0 | 0 | 0 | 0 | 0 | 0 | 0 | 0 | 0 | 0 | 0 | 0 | 0 | 0 | 0 | 0 | 0 | 0 | 0 | 0 | 0 | 0 | 0 | 0 | 0 | 0 | 0 | 0 | 0 | 0 | 0 | 0 | 0
COYOTE | Coyote | 230 | 7.8486 | 41 | MORGAN HILL | CA | 95037 | SUBSTATION | IN SERVICE | SANTA CLARA | 06085 | USA | 37.1582 | -121.6376 | 221121 | ELECTRIC BULK POWER TRANSMISSION AND CONTROL | California Energy Commission http://www.energy.ca.gov/maps/ | 2015-05-19T00:00:00.000Z | IMAGERY/OTHER | 2015-05-19T00:00:00.000Z | 2 | 230 | 230 | N | Y | 0 | 0 | 0 | 0 | 0 | 0 | 0 | 0 | 0 | 0 | 0 | 0 | 0 | 0 | 0 | 0 | 0 | 0 | 0 | 0 | 0 | 0 | 0 | 0 | 0 | 0 | 0 | 0 | 0 | 0 | 0 | 0 | 0 | 0 | 0 | 0 | 0 | 0 | 0 | 0 | 0 | 0 | 0 | 0 | 0 | 0 | 0 | 0 | 0 | 0 | 0 | 0 | 0 | 0 | 0 | 0 | 0 | 0 | 0 | 0 | 0 | 0 | 0 | 1 | 0 | 0 | 0 | 0 | 0 | 0 | 1 | 0 | 0 | 0 | 0 | 0 | 0 | 0 | 0 | 0 | 0 | 0 | 0 | 0 | 0 | 0 | 0 | 0 | 0 | 0 | 0 | 0 | 0 | 0 | 0 | 0 | 0 | 0 | 0 | 0 | 0 | 0 | 0 | 0 | 0 | 0 | 0
CRAZY EYES | Trout Canyon | 230 | 7.7203 | 40 | 0 | 0 | 0 | 0 | 0 | 0 | 0 | 0 | 36.0983 | -115.7576 | 0 | 0 | 0 | 0 | 0 | 0 | 0 | 0 | 0 | 0 | 0 | 0 | 0 | 0 | 0 | 0 | 0 | 0 | 0 | 0 | 0 | 0 | 0 | 0 | 0 | 0 | 0 | 0 | 0 | 0 | 1 | 0 | 1 | 0 | 0 | 0 | 0 | 0 | 1 | 1 | 0 | 0 | 0 | 0 | 0 | 0 | 0 | 0 | 0 | 0 | 0 | 0 | 0 | 0 | 0 | 0 | 0 | 0 | 0 | 0 | 0 | 0 | 0 | 0 | 0 | 0 | 0 | 0 | 0 | 0 | 0 | 0 | 0 | 0 | 0 | 0 | 0 | 0 | 0 | 0 | 0 | 0 | 0 | 0 | 0 | 0 | 0 | 0 | 0 | 0 | 0 | 0 | 0 | 0 | 0 | 0 | 0 | 0 | 0 | 0 | 0 | 0 | 0 | 0 | 0 | 0 | 0 | 0 | 0 | 0 | 0 | 0 | 0 | 0 | 0 | 0 | 0 | 0
CRESTA | Cresta | 230 | 6.8795 | 35 | OROVILLE | CA | 95965 | SUBSTATION | IN SERVICE | BUTTE | 06007 | USA | 39.8265 | -121.4096 | 221121 | ELECTRIC BULK POWER TRANSMISSION AND CONTROL | California Energy Commission http://www.energy.ca.gov/maps/ | 2015-05-14T00:00:00.000Z | IMAGERY/OTHER | 2015-05-14T00:00:00.000Z | 2 | 230 | 230 | N | Y | 0 | 0 | 0 | 0 | 0 | 0 | 0 | 0 | 0 | 0 | 0 | 0 | 0 | 0 | 0 | 0 | 0 | 0 | 0 | 0 | 0 | 0 | 0 | 0 | 0 | 0 | 0 | 0 | 0 | 0 | 0 | 0 | 0 | 0 | 0 | 0 | 0 | 0 | 0 | 0 | 0 | 0 | 0 | 0 | 1 | 0 | 0 | 0 | 0 | 1 | 0 | 0 | 0 | 0 | 0 | 0 | 0 | 0 | 0 | 0 | 0 | 0 | 0 | 0 | 0 | 0 | 0 | 0 | 0 | 0 | 0 | 0 | 0 | 0 | 0 | 0 | 0 | 0 | 0 | 0 | 0 | 0 | 0 | 0 | 0 | 0 | 0 | 0 | 0 | 0 | 0 | 0 | 0 | 0 | 0 | 0 | 0 | 0 | 0 | 0 | 0 | 0 | 0 | 0 | 0 | 0 | 0
CURTIS | Curtis | 115 | 13.4012 | 84 | EAST SONORA | CA | 95370 | SUBSTATION | IN SERVICE | TUOLUMNE | 06109 | USA | 37.9745 | -120.3199 | 221121 | ELECTRIC BULK POWER TRANSMISSION AND CONTROL | California Energy Commission http://www.energy.ca.gov/maps/ | 2015-06-15T00:00:00.000Z | IMAGERY/OTHER | 2015-06-15T00:00:00.000Z | 3 | 115 | 115 | N | Y | 0 | 0 | 0 | 0 | 0 | 0 | 0 | 0 | 0 | 0 | 0 | 0 | 0 | 0 | 0 | 0 | 0 | 0 | 0 | 0 | 0 | 0 | 0 | 0 | 0 | 0 | 0 | 0 | 0 | 0 | 0 | 0 | 0 | 0 | 0 | 0 | 0 | 0 | 0 | 0 | 0 | 0 | 0 | 0 | 0 | 0 | 0 | 0 | 0 | 0 | 0 | 0 | 0 | 0 | 0 | 0 | 0 | 0 | 0 | 0 | 0 | 1 | 0 | 0 | 0 | 0 | 0 | 0 | 0 | 0 | 0 | 0 | 0 | 0 | 0 | 0 | 0 | 0 | 0 | 0 | 0 | 0 | 0 | 0 | 0 | 0 | 0 | 0 | 0 | 0 | 0 | 0 | 0 | 0 | 0 | 0 | 0 | 0 | 0 | 0 | 0 | 0 | 0 | 0 | 0 | 0 | 0
DAIRYLAND | Dairyland | 115 | 29.8149 | 147 | CHOWCHILLA | CA | 93610 | SUBSTATION | IN SERVICE | MADERA | 06039 | USA | 37.0549 | -120.3168 | 221121 | ELECTRIC BULK POWER TRANSMISSION AND CONTROL | California Energy Commission http://www.energy.ca.gov/maps/ | 2015-06-15T00:00:00.000Z | IMAGERY/OTHER | 2015-06-15T00:00:00.000Z | 3 | 115 | 115 | N | Y | 0 | 0 | 0 | 0 | 0 | 0 | 0 | 0 | 0 | 0 | 0 | 0 | 0 | 0 | 0 | 0 | 0 | 0 | 0 | 0 | 0 | 0 | 0 | 0 | 0 | 0 | 0 | 0 | 0 | 0 | 0 | 0 | 0 | 0 | 0 | 0 | 0 | 0 | 0 | 0 | 0 | 0 | 0 | 0 | 0 | 0 | 0 | 0 | 0 | 0 | 0 | 0 | 0 | 0 | 0 | 0 | 0 | 0 | 0 | 0 | 0 | 0 | 0 | 0 | 0 | 0 | 0 | 0 | 0 | 0 | 0 | 0 | 0 | 0 | 0 | 0 | 0 | 0 | 0 | 0 | 0 | 0 | 0 | 0 | 0 | 0 | 0 | 0 | 0 | 0 | 0 | 0 | 0 | 0 | 0 | 0 | 0 | 0 | 0 | 1 | 0 | 0 | 0 | 0 | 0 | 0 | 0
DAVIS (PGE) | Davis | 115 | 55.7158 | 178 | DAVIS | CA | 95616 | SUBSTATION | IN SERVICE | YOLO | 06113 | USA | 38.5452 | -121.7341 | 221121 | ELECTRIC BULK POWER TRANSMISSION AND CONTROL | California Energy Commission http://www.energy.ca.gov/maps/ | 2015-06-15T00:00:00.000Z | IMAGERY/OTHER | 2015-06-15T00:00:00.000Z | 4 | 115 | 115 | N | Y | 0 | 0 | 0 | 0 | 0 | 0 | 0 | 0 | 0 | 0 | 0 | 0 | 0 | 0 | 0 | 0 | 0 | 0 | 0 | 0 | 0 | 0 | 0 | 0 | 0 | 0 | 0 | 0 | 0 | 0 | 0 | 0 | 0 | 0 | 0 | 0 | 0 | 0 | 0 | 0 | 0 | 0 | 0 | 0 | 0 | 1 | 0 | 1 | 0 | 0 | 0 | 0 | 0 | 0 | 0 | 0 | 0 | 0 | 0 | 0 | 0 | 0 | 0 | 0 | 0 | 0 | 0 | 0 | 0 | 0 | 0 | 0 | 0 | 0 | 0 | 0 | 0 | 0 | 0 | 0 | 0 | 0 | 0 | 0 | 0 | 0 | 0 | 0 | 0 | 0 | 0 | 0 | 0 | 0 | 0 | 0 | 0 | 0 | 0 | 0 | 0 | 0 | 0 | 0 | 0 | 0 | 0
DEL AMO | Del Amo | 230 | 6.2843 | 30 | CERRITOS | CA | 90703 | SUBSTATION | IN SERVICE | LOS ANGELES | 06037 | USA | 33.8482 | -118.0972 | 221121 | ELECTRIC BULK POWER TRANSMISSION AND CONTROL | California Energy Commission http://www.energy.ca.gov/maps/ | 2016-10-03T00:00:00.000Z | IMAGERY/OTHER | 2016-10-03T00:00:00.000Z | 10 | 230 | 66 | N | Y | 0 | 0 | 0 | 0 | 0 | 0 | 0 | 0 | 0 | 0 | 1 | 1 | 1 | 0 | 0 | 0 | 0 | 0 | 0 | 0 | 0 | 0 | 0 | 0 | 0 | 0 | 0 | 0 | 0 | 0 | 0 | 0 | 0 | 0 | 0 | 0 | 0 | 0 | 0 | 0 | 0 | 0 | 0 | 0 | 0 | 0 | 0 | 0 | 0 | 0 | 0 | 0 | 0 | 0 | 0 | 0 | 0 | 0 | 0 | 0 | 0 | 0 | 0 | 0 | 0 | 0 | 0 | 0 | 0 | 0 | 0 | 0 | 0 | 0 | 0 | 0 | 0 | 0 | 0 | 0 | 0 | 0 | 0 | 0 | 0 | 0 | 0 | 0 | 0 | 0 | 0 | 0 | 0 | 0 | 0 | 0 | 0 | 0 | 0 | 0 | 0 | 0 | 0 | 0 | 0 | 0 | 0
DELANEY | Delaney | 500 | 12.0472 | 77 | TONOPAH | AZ | 85354 | SUBSTATION | IN SERVICE | MARICOPA | 04013 | USA | 33.4811 | -113.0343 | 221121 | ELECTRIC BULK POWER TRANSMISSION AND CONTROL | IMAGERY | 2017-12-22T00:00:00.000Z | IMAGERY/OTHER | 2017-12-22T00:00:00.000Z | 0 | 500 | -999999 | Y | N | 0 | 0 | 0 | 0 | 0 | 0 | 0 | 0 | 0 | 0 | 0 | 0 | 0 | 0 | 0 | 0 | 0 | 0 | 0 | 1 | 1 | 1 | 0 | 0 | 0 | 1 | 0 | 0 | 0 | 0 | 0 | 0 | 0 | 0 | 0 | 0 | 0 | 0 | 0 | 0 | 0 | 0 | 0 | 0 | 0 | 0 | 0 | 0 | 0 | 0 | 0 | 0 | 0 | 0 | 0 | 0 | 0 | 0 | 0 | 0 | 0 | 0 | 0 | 0 | 0 | 0 | 0 | 0 | 0 | 0 | 0 | 0 | 0 | 0 | 0 | 0 | 0 | 0 | 0 | 0 | 0 | 0 | 0 | 0 | 0 | 0 | 0 | 0 | 0 | 0 | 0 | 0 | 0 | 0 | 0 | 0 | 0 | 0 | 0 | 0 | 0 | 0 | 0 | 0 | 0 | 0 | 0
DELEVAN | Delevan | 230 | 12.3179 | 80 | STONYFORD | CA | 95979 | SUBSTATION | IN SERVICE | COLUSA | 06011 | USA | 39.3684 | -122.2693 | 221121 | ELECTRIC BULK POWER TRANSMISSION AND CONTROL | California Energy Commission http://www.energy.ca.gov/maps/ | 2016-10-03T00:00:00.000Z | IMAGERY/OTHER | 2016-10-03T00:00:00.000Z | 9 | 230 | 230 | N | Y | 0 | 0 | 0 | 0 | 0 | 0 | 0 | 0 | 0 | 0 | 0 | 0 | 0 | 0 | 0 | 0 | 0 | 0 | 0 | 0 | 0 | 0 | 0 | 0 | 0 | 0 | 0 | 0 | 0 | 0 | 0 | 0 | 0 | 0 | 0 | 0 | 0 | 0 | 0 | 0 | 0 | 0 | 0 | 0 | 1 | 0 | 0 | 0 | 0 | 0 | 1 | 0 | 0 | 0 | 0 | 0 | 0 | 0 | 0 | 1 | 0 | 0 | 0 | 0 | 0 | 0 | 0 | 0 | 0 | 0 | 0 | 0 | 0 | 1 | 0 | 0 | 0 | 0 | 0 | 0 | 0 | 0 | 0 | 0 | 0 | 0 | 0 | 0 | 0 | 0 | 0 | 0 | 0 | 0 | 0 | 0 | 0 | 0 | 0 | 0 | 0 | 0 | 0 | 0 | 0 | 0 | 0
DELTA ENERGY | Delta EC | 230 | 29.4282 | 146 | PITTSBURG | CA | 94509 | SUBSTATION | NOT AVAILABLE | CONTRA COSTA | 06013 | USA | 38.0174 | -121.8466 | 221121 | ELECTRIC BULK POWER TRANSMISSION AND CONTROL | California Energy Commission http://www.energy.ca.gov/maps/ | 2015-06-11T00:00:00.000Z | IMAGERY/OTHER | 2015-06-11T00:00:00.000Z | 0 | 60 | -999999 | Y | N | 0 | 0 | 0 | 0 | 0 | 0 | 0 | 0 | 0 | 0 | 0 | 0 | 0 | 0 | 0 | 0 | 0 | 0 | 0 | 0 | 0 | 0 | 0 | 0 | 0 | 0 | 0 | 0 | 0 | 0 | 0 | 0 | 0 | 0 | 0 | 0 | 0 | 0 | 0 | 0 | 0 | 0 | 0 | 1 | 1 | 0 | 0 | 0 | 0 | 0 | 0 | 0 | 0 | 0 | 1 | 0 | 1 | 1 | 1 | 1 | 0 | 0 | 1 | 1 | 0 | 0 | 0 | 0 | 0 | 0 | 0 | 0 | 1 | 0 | 0 | 0 | 0 | 0 | 0 | 0 | 0 | 0 | 0 | 0 | 0 | 0 | 0 | 0 | 0 | 0 | 0 | 0 | 0 | 0 | 0 | 0 | 0 | 0 | 0 | 0 | 0 | 0 | 0 | 0 | 0 | 0 | 0
DELTA PUMPS | Delta PP | 230 | 15.3627 | 95 | BYRON | CA | 94514 | SUBSTATION | NOT AVAILABLE | CONTRA COSTA | 06013 | USA | 37.8006 | -121.6211 | 221121 | ELECTRIC BULK POWER TRANSMISSION AND CONTROL | California Energy Commission http://www.energy.ca.gov/maps/ | 2015-06-10T00:00:00.000Z | IMAGERY/OTHER | 2015-06-10T00:00:00.000Z | 0 | 230 | -999999 | Y | N | 0 | 0 | 0 | 0 | 0 | 0 | 0 | 0 | 0 | 0 | 0 | 0 | 0 | 0 | 0 | 0 | 0 | 0 | 0 | 0 | 0 | 0 | 0 | 0 | 0 | 0 | 0 | 0 | 0 | 0 | 0 | 0 | 0 | 0 | 0 | 0 | 0 | 0 | 0 | 0 | 0 | 0 | 0 | 0 | 1 | 0 | 0 | 0 | 0 | 0 | 0 | 0 | 0 | 0 | 0 | 0 | 0 | 1 | 0 | 1 | 0 | 0 | 1 | 1 | 0 | 0 | 0 | 0 | 0 | 0 | 0 | 0 | 1 | 0 | 0 | 0 | 0 | 0 | 0 | 0 | 0 | 0 | 0 | 0 | 0 | 0 | 0 | 0 | 0 | 0 | 0 | 0 | 0 | 0 | 0 | 0 | 0 | 0 | 0 | 0 | 0 | 0 | 0 | 0 | 0 | 0 | 0
DESERT VIEW | Desert View | 230 | 7.7203 | 40 | LAS VEGAS | NV | 89124 | SUBSTATION | IN SERVICE | CLARK | 32003 | USA | 36.3819 | -115.3815 | 221121 | ELECTRIC BULK POWER TRANSMISSION AND CONTROL | California Independent System Operator http://www.caiso.com/Documents/ValleyElectricAssociation_PTO_Application.pdf | 2015-05-12T00:00:00.000Z | IMAGERY/OTHER | 2015-05-12T00:00:00.000Z | 3 | 230 | 138 | N | Y | 0 | 0 | 0 | 0 | 0 | 0 | 0 | 0 | 0 | 0 | 0 | 0 | 0 | 0 | 0 | 0 | 0 | 0 | 0 | 1 | 0 | 1 | 0 | 0 | 0 | 0 | 0 | 1 | 1 | 0 | 0 | 0 | 0 | 0 | 0 | 0 | 0 | 0 | 0 | 0 | 0 | 0 | 0 | 0 | 0 | 0 | 0 | 0 | 0 | 0 | 0 | 0 | 0 | 0 | 0 | 0 | 0 | 0 | 0 | 0 | 0 | 0 | 0 | 0 | 0 | 0 | 0 | 0 | 0 | 0 | 0 | 0 | 0 | 0 | 0 | 0 | 0 | 0 | 0 | 0 | 0 | 0 | 0 | 0 | 0 | 0 | 0 | 0 | 0 | 0 | 0 | 0 | 0 | 0 | 0 | 0 | 0 | 0 | 0 | 0 | 0 | 0 | 0 | 0 | 0 | 0 | 0
DEVERS | Devers | 500 | 3.2193 | 9 | DESERT HOT SPRINGS | CA | 92240 | SUBSTATION | IN SERVICE | RIVERSIDE | 06065 | USA | 33.9391 | -116.5777 | 221121 | ELECTRIC BULK POWER TRANSMISSION AND CONTROL | California Energy Commission http://www.energy.ca.gov/maps/ | 2016-10-03T00:00:00.000Z | IMAGERY/OTHER | 2016-10-03T00:00:00.000Z | 15 | 500 | -999999 | N | N | 0 | 0 | 0 | 0 | 0 | 0 | 0 | 0 | 0 | 0 | 0 | 0 | 0 | 0 | 0 | 0 | 0 | 0 | 0 | 0 | 0 | 0 | 0 | 1 | 0 | 1 | 0 | 0 | 0 | 0 | 0 | 0 | 0 | 0 | 0 | 0 | 0 | 0 | 0 | 0 | 0 | 0 | 0 | 0 | 0 | 0 | 0 | 0 | 0 | 0 | 0 | 0 | 0 | 0 | 0 | 0 | 0 | 0 | 0 | 0 | 0 | 0 | 0 | 0 | 0 | 0 | 0 | 0 | 0 | 0 | 0 | 0 | 0 | 0 | 0 | 0 | 0 | 0 | 0 | 0 | 0 | 0 | 0 | 0 | 0 | 0 | 0 | 0 | 0 | 0 | 0 | 0 | 0 | 0 | 0 | 0 | 0 | 0 | 0 | 0 | 0 | 0 | 0 | 0 | 0 | 0 | 0
DEXEL | Dexzel | 115 | 24.5415 | 136 | OILDALE | CA | 93308 | SUBSTATION | IN SERVICE | KERN | 06029 | USA | 35.4555 | -119.0211 | 221121 | ELECTRIC BULK POWER TRANSMISSION AND CONTROL | California Energy Commission http://www.energy.ca.gov/maps/ | 2015-06-22T00:00:00.000Z | IMAGERY/OTHER | 2015-06-22T00:00:00.000Z | 2 | 115 | 115 | Y | Y | 0 | 0 | 0 | 0 | 0 | 0 | 0 | 0 | 0 | 0 | 0 | 0 | 0 | 0 | 0 | 0 | 0 | 0 | 0 | 0 | 0 | 0 | 0 | 0 | 0 | 0 | 0 | 0 | 0 | 0 | 0 | 0 | 0 | 0 | 0 | 0 | 0 | 0 | 0 | 0 | 0 | 0 | 0 | 0 | 0 | 0 | 0 | 0 | 0 | 0 | 0 | 0 | 0 | 0 | 0 | 0 | 0 | 0 | 0 | 0 | 0 | 0 | 0 | 0 | 0 | 0 | 0 | 0 | 0 | 0 | 0 | 0 | 0 | 0 | 0 | 0 | 0 | 1 | 0 | 0 | 0 | 0 | 1 | 0 | 0 | 0 | 0 | 0 | 0 | 0 | 0 | 0 | 0 | 0 | 0 | 0 | 0 | 0 | 0 | 0 | 0 | 0 | 0 | 0 | 0 | 0 | 0
DIABLO CANYON | Diablo | 500 | 6.061 | 27 | SAN LUIS OBISPO | CA | 93405 | SUBSTATION | IN SERVICE | SAN LUIS OBISPO | 06079 | USA | 35.2164 | -120.8473 | 221121 | ELECTRIC BULK POWER TRANSMISSION AND CONTROL | California Energy Commission http://www.energy.ca.gov/maps/ | 2015-05-05T00:00:00.000Z | IMAGERY/OTHER | 2015-05-05T00:00:00.000Z | 5 | 500 | 230 | N | Y | 0 | 0 | 0 | 0 | 0 | 0 | 0 | 0 | 0 | 0 | 0 | 0 | 0 | 0 | 0 | 0 | 0 | 0 | 0 | 0 | 0 | 0 | 0 | 0 | 0 | 0 | 0 | 0 | 0 | 0 | 0 | 0 | 0 | 0 | 0 | 0 | 0 | 0 | 0 | 0 | 0 | 0 | 0 | 0 | 0 | 0 | 0 | 0 | 0 | 0 | 0 | 0 | 0 | 0 | 0 | 0 | 0 | 0 | 0 | 0 | 0 | 0 | 0 | 0 | 0 | 0 | 0 | 0 | 0 | 0 | 0 | 0 | 0 | 0 | 0 | 0 | 0 | 0 | 0 | 0 | 0 | 0 | 0 | 0 | 0 | 0 | 0 | 0 | 0 | 0 | 0 | 0 | 0 | 0 | 0 | 0 | 0 | 0 | 0 | 0 | 0 | 0 | 1 | 1 | 1 | 0 | 0
DIXON LANDING | Dixon Landing | 115 | 9.282 | 57 | FREMONT | CA | 94538 | SUBSTATION | IN SERVICE | ALAMEDA | 06001 | USA | 37.4575 | -121.9213 | 221121 | ELECTRIC BULK POWER TRANSMISSION AND CONTROL | California Energy Commission http://www.energy.ca.gov/maps/ | 2015-06-10T00:00:00.000Z | IMAGERY/OTHER | 2015-06-10T00:00:00.000Z | 2 | 115 | 115 | N | Y | 0 | 0 | 0 | 0 | 0 | 0 | 0 | 0 | 0 | 0 | 0 | 0 | 0 | 0 | 0 | 0 | 0 | 0 | 0 | 0 | 0 | 0 | 0 | 0 | 0 | 0 | 0 | 0 | 0 | 0 | 0 | 0 | 0 | 0 | 0 | 0 | 0 | 0 | 0 | 0 | 0 | 0 | 0 | 0 | 0 | 0 | 0 | 0 | 0 | 0 | 0 | 0 | 0 | 0 | 0 | 0 | 0 | 0 | 0 | 1 | 0 | 0 | 0 | 1 | 0 | 0 | 0 | 0 | 0 | 0 | 1 | 0 | 0 | 0 | 0 | 0 | 0 | 0 | 0 | 0 | 0 | 0 | 0 | 0 | 0 | 0 | 0 | 0 | 0 | 0 | 0 | 0 | 0 | 0 | 0 | 0 | 0 | 0 | 0 | 0 | 0 | 0 | 0 | 0 | 0 | 0 | 0
DONNELLS-CURTIS | Donnells PH | 115 | 13.4012 | 84 | LONG BARN | CA | 95335 | SUBSTATION | IN SERVICE | TUOLUMNE | 06109 | USA | 38.2463 | -120.0339 | 221121 | ELECTRIC BULK POWER TRANSMISSION AND CONTROL | California Energy Commission http://www.energy.ca.gov/maps/ | 2015-06-15T00:00:00.000Z | IMAGERY/OTHER | 2015-06-15T00:00:00.000Z | 1 | 115 | 115 | N | Y | 0 | 0 | 0 | 0 | 0 | 0 | 0 | 0 | 0 | 0 | 0 | 0 | 0 | 0 | 0 | 0 | 0 | 0 | 0 | 0 | 0 | 0 | 0 | 0 | 0 | 0 | 0 | 0 | 0 | 0 | 0 | 0 | 0 | 0 | 0 | 0 | 0 | 0 | 0 | 0 | 0 | 0 | 0 | 0 | 0 | 0 | 0 | 0 | 0 | 0 | 0 | 0 | 0 | 0 | 0 | 0 | 0 | 0 | 0 | 0 | 0 | 1 | 0 | 0 | 0 | 0 | 0 | 0 | 0 | 0 | 0 | 0 | 0 | 0 | 0 | 0 | 0 | 0 | 0 | 0 | 0 | 0 | 0 | 0 | 0 | 0 | 0 | 0 | 0 | 0 | 0 | 0 | 0 | 0 | 0 | 0 | 0 | 0 | 0 | 0 | 0 | 0 | 0 | 0 | 0 | 0 | 0
DOS AMIGOS | Dos Amigos | 230 | 8.4657 | 49 | LOS BANOS | CA | 93635 | SUBSTATION | NOT AVAILABLE | MERCED | 06047 | USA | 36.9252 | -120.8298 | 221121 | ELECTRIC BULK POWER TRANSMISSION AND CONTROL | California Energy Commission http://www.energy.ca.gov/maps/ | 2015-06-15T00:00:00.000Z | IMAGERY/OTHER | 2015-06-15T00:00:00.000Z | 0 | 230 | -999999 | Y | N | 0 | 0 | 0 | 0 | 0 | 0 | 0 | 0 | 0 | 0 | 0 | 0 | 0 | 0 | 0 | 0 | 0 | 0 | 0 | 0 | 0 | 0 | 0 | 0 | 0 | 0 | 0 | 0 | 0 | 0 | 0 | 0 | 0 | 0 | 0 | 0 | 0 | 0 | 0 | 0 | 0 | 0 | 0 | 0 | 0 | 0 | 0 | 0 | 0 | 0 | 0 | 0 | 0 | 0 | 0 | 0 | 0 | 0 | 0 | 0 | 0 | 0 | 0 | 0 | 0 | 0 | 0 | 0 | 0 | 0 | 0 | 0 | 0 | 0 | 0 | 1 | 0 | 0 | 0 | 0 | 0 | 0 | 0 | 0 | 1 | 1 | 0 | 0 | 0 | 0 | 1 | 0 | 0 | 0 | 0 | 0 | 0 | 0 | 0 | 0 | 0 | 0 | 0 | 0 | 1 | 1 | 0
DOUBLE C | Double "C" Co-Gen | 115 | 31.8693 | 152 | BAKERSFIELD | CA | 93308 | SUBSTATION | IN SERVICE | KERN | 06029 | USA | 35.501 | -119.046 | 221121 | ELECTRIC BULK POWER TRANSMISSION AND CONTROL | California Energy Commission http://www.energy.ca.gov/maps/ | 2015-06-22T00:00:00.000Z | IMAGERY/OTHER | 2015-06-22T00:00:00.000Z | 1 | 115 | 115 | Y | Y | 0 | 0 | 0 | 0 | 0 | 0 | 0 | 0 | 0 | 0 | 0 | 0 | 0 | 0 | 0 | 0 | 0 | 0 | 0 | 0 | 0 | 0 | 0 | 0 | 0 | 0 | 0 | 0 | 0 | 0 | 0 | 0 | 0 | 0 | 0 | 0 | 0 | 0 | 0 | 0 | 0 | 0 | 0 | 0 | 0 | 0 | 0 | 0 | 0 | 0 | 0 | 0 | 0 | 0 | 0 | 0 | 0 | 0 | 0 | 0 | 0 | 0 | 0 | 0 | 0 | 0 | 0 | 0 | 0 | 0 | 0 | 0 | 0 | 0 | 0 | 0 | 0 | 1 | 0 | 0 | 0 | 1 | 1 | 0 | 0 | 0 | 0 | 0 | 0 | 0 | 0 | 0 | 0 | 0 | 0 | 0 | 0 | 0 | 0 | 0 | 0 | 0 | 0 | 0 | 0 | 0 | 0
DRUM | Drum | 115 | 16.2505 | 100 | ALTA | CA | 95701 | SUBSTATION | IN SERVICE | PLACER | 06061 | USA | 39.2568 | -120.7668 | 221121 | ELECTRIC BULK POWER TRANSMISSION AND CONTROL | California Energy Commission http://www.energy.ca.gov/maps/ | 2015-03-05T00:00:00.000Z | IMAGERY/OTHER | 2015-03-05T00:00:00.000Z | 6 | 115 | 60 | N | Y | 0 | 0 | 0 | 0 | 0 | 0 | 0 | 0 | 0 | 0 | 0 | 0 | 0 | 0 | 0 | 0 | 0 | 0 | 0 | 0 | 0 | 0 | 0 | 0 | 0 | 0 | 0 | 0 | 0 | 0 | 0 | 0 | 0 | 0 | 0 | 0 | 0 | 0 | 0 | 0 | 0 | 0 | 0 | 0 | 0 | 0 | 0 | 1 | 0 | 0 | 0 | 0 | 0 | 0 | 0 | 0 | 0 | 0 | 0 | 0 | 0 | 0 | 0 | 0 | 0 | 0 | 0 | 0 | 0 | 0 | 0 | 0 | 0 | 0 | 0 | 0 | 0 | 0 | 0 | 0 | 0 | 0 | 0 | 0 | 0 | 0 | 0 | 0 | 0 | 0 | 0 | 0 | 0 | 0 | 0 | 0 | 0 | 0 | 0 | 0 | 0 | 0 | 0 | 0 | 0 | 0 | 0
EAGLE MT | Eagle Mountain | 230 | 9.7628 | 63 | DESERT CENTER | CA | 92239 | SUBSTATION | IN SERVICE | RIVERSIDE | 06065 | USA | 33.8108 | -115.4537 | 221121 | ELECTRIC BULK POWER TRANSMISSION AND CONTROL | California Energy Commission http://www.energy.ca.gov/maps/ | 2016-10-03T00:00:00.000Z | IMAGERY/OTHER | 2016-10-03T00:00:00.000Z | 5 | 230 | 66 | N | Y | 0 | 0 | 0 | 0 | 0 | 0 | 0 | 0 | 0 | 0 | 0 | 0 | 0 | 0 | 0 | 0 | 0 | 0 | 0 | 0 | 0 | 1 | 1 | 1 | 0 | 1 | 0 | 0 | 0 | 0 | 0 | 0 | 0 | 0 | 0 | 0 | 0 | 0 | 0 | 0 | 0 | 0 | 0 | 0 | 0 | 0 | 0 | 0 | 0 | 0 | 0 | 0 | 0 | 0 | 0 | 0 | 0 | 0 | 0 | 0 | 0 | 0 | 0 | 0 | 0 | 0 | 0 | 0 | 0 | 0 | 0 | 0 | 0 | 0 | 0 | 0 | 0 | 0 | 0 | 0 | 0 | 0 | 0 | 0 | 0 | 0 | 0 | 0 | 0 | 0 | 0 | 0 | 0 | 0 | 0 | 0 | 0 | 0 | 0 | 0 | 0 | 0 | 0 | 0 | 0 | 0 | 0
EAGLE ROCK (PGE) | Eagle Rock (PGE) | 115 | 11.1003 | 70 | CLOVERDALE | CA | 95441 | SUBSTATION | IN SERVICE | SONOMA | 06097 | USA | 38.829 | -122.8101 | 221121 | ELECTRIC BULK POWER TRANSMISSION AND CONTROL | California Energy Commission http://www.energy.ca.gov/maps/ | 2016-10-03T00:00:00.000Z | IMAGERY/OTHER | 2016-10-03T00:00:00.000Z | 6 | 115 | 60 | N | Y | 0 | 0 | 0 | 0 | 0 | 0 | 0 | 0 | 0 | 0 | 0 | 0 | 0 | 0 | 0 | 0 | 0 | 0 | 0 | 0 | 0 | 0 | 0 | 0 | 0 | 0 | 0 | 0 | 0 | 0 | 0 | 0 | 0 | 0 | 0 | 0 | 0 | 0 | 0 | 0 | 0 | 0 | 0 | 0 | 0 | 0 | 1 | 0 | 0 | 0 | 0 | 0 | 0 | 0 | 0 | 0 | 0 | 0 | 0 | 0 | 0 | 0 | 0 | 0 | 0 | 0 | 0 | 0 | 0 | 0 | 0 | 0 | 0 | 0 | 0 | 0 | 0 | 0 | 0 | 0 | 0 | 0 | 0 | 0 | 0 | 0 | 0 | 0 | 0 | 0 | 0 | 0 | 0 | 0 | 0 | 0 | 0 | 0 | 0 | 0 | 0 | 0 | 0 | 0 | 0 | 0 | 0
EAGLE ROCK (SCE) | Eagle Rock (SCE) | 230 | 1.3137 | 4 | GLENDALE | CA | 91206 | SUBSTATION | IN SERVICE | LOS ANGELES | 06037 | USA | 34.1508 | -118.1843 | 221121 | ELECTRIC BULK POWER TRANSMISSION AND CONTROL | California Energy Commission http://www.energy.ca.gov/maps/ | 2015-06-09T00:00:00.000Z | IMAGERY/OTHER | 2015-06-09T00:00:00.000Z | 9 | 230 | 66 | N | N | 0 | 0 | 0 | 0 | 0 | 0 | 0 | 0 | 0 | 0 | 0 | 0 | 1 | 0 | 0 | 0 | 0 | 0 | 0 | 0 | 0 | 0 | 0 | 0 | 0 | 0 | 0 | 0 | 0 | 0 | 0 | 0 | 0 | 0 | 0 | 0 | 0 | 0 | 0 | 0 | 0 | 0 | 0 | 0 | 0 | 0 | 0 | 0 | 0 | 0 | 0 | 0 | 0 | 0 | 0 | 0 | 0 | 0 | 0 | 0 | 0 | 0 | 0 | 0 | 0 | 0 | 0 | 0 | 0 | 0 | 0 | 0 | 0 | 0 | 0 | 0 | 0 | 0 | 0 | 0 | 0 | 0 | 0 | 0 | 0 | 0 | 0 | 0 | 0 | 0 | 0 | 0 | 0 | 0 | 0 | 0 | 0 | 0 | 0 | 0 | 0 | 0 | 0 | 0 | 0 | 0 | 0
EAST COUNTY | ECO | 500 | 24.0709 | 133 | JACUMBA | CA | 91934 | SUBSTATION | IN SERVICE | SAN DIEGO | 06073 | USA | 32.6273 | -116.1179 | 221121 | ELECTRIC BULK POWER TRANSMISSION AND CONTROL | Western Electricity Coordinating Council | 2015-05-05T00:00:00.000Z | IMAGERY/OTHER | 2015-05-05T00:00:00.000Z | 2 | 500 | 500 | N | Y | 0 | 0 | 0 | 0 | 0 | 0 | 0 | 0 | 0 | 0 | 0 | 0 | 0 | 0 | 0 | 0 | 0 | 0 | 0 | 1 | 0 | 1 | 0 | 0 | 0 | 1 | 0 | 0 | 1 | 0 | 0 | 0 | 1 | 0 | 1 | 1 | 1 | 0 | 0 | 1 | 1 | 0 | 0 | 0 | 0 | 0 | 0 | 0 | 0 | 0 | 0 | 0 | 0 | 0 | 0 | 0 | 0 | 0 | 0 | 0 | 0 | 0 | 0 | 0 | 0 | 0 | 0 | 0 | 0 | 0 | 0 | 0 | 0 | 0 | 0 | 0 | 0 | 0 | 0 | 0 | 0 | 0 | 0 | 0 | 0 | 0 | 0 | 0 | 0 | 0 | 0 | 0 | 0 | 0 | 0 | 0 | 0 | 0 | 0 | 0 | 0 | 0 | 0 | 0 | 0 | 0 | 0
EAST NICOLAUS | East Nicolaus | 115 | 55.7158 | 178 | EAST NICOLAUS | CA | 95659 | SUBSTATION | IN SERVICE | SUTTER | 06101 | USA | 38.9097 | -121.5425 | 221121 | ELECTRIC BULK POWER TRANSMISSION AND CONTROL | California Energy Commission http://www.energy.ca.gov/maps/ | 2015-08-20T00:00:00.000Z | IMAGERY/OTHER | 2015-08-20T00:00:00.000Z | 9 | 115 | 60 | N | Y | 0 | 0 | 0 | 0 | 0 | 0 | 0 | 0 | 0 | 0 | 0 | 0 | 0 | 0 | 0 | 0 | 0 | 0 | 0 | 0 | 0 | 0 | 0 | 0 | 0 | 0 | 0 | 0 | 0 | 0 | 0 | 0 | 0 | 0 | 0 | 0 | 0 | 0 | 0 | 0 | 0 | 0 | 0 | 0 | 0 | 1 | 0 | 1 | 0 | 0 | 0 | 0 | 0 | 0 | 0 | 0 | 0 | 0 | 0 | 0 | 0 | 0 | 0 | 0 | 0 | 0 | 0 | 0 | 0 | 0 | 0 | 0 | 0 | 0 | 0 | 0 | 0 | 0 | 0 | 0 | 0 | 0 | 0 | 0 | 0 | 0 | 0 | 0 | 0 | 0 | 0 | 0 | 0 | 0 | 0 | 0 | 0 | 0 | 0 | 0 | 0 | 0 | 0 | 0 | 0 | 0 | 0
EASTSHORE | East Shore | 230 | 6.2264 | 29 | HAYWARD | CA | 94545 | SUBSTATION | IN SERVICE | ALAMEDA | 06001 | USA | 37.6251 | -122.1166 | 221121 | ELECTRIC BULK POWER TRANSMISSION AND CONTROL | California Energy Commission http://www.energy.ca.gov/maps/ | 2016-10-03T00:00:00.000Z | IMAGERY/OTHER | 2016-10-03T00:00:00.000Z | 7 | 230 | 115 | N | Y | 0 | 0 | 0 | 0 | 0 | 0 | 0 | 0 | 0 | 0 | 0 | 0 | 0 | 0 | 0 | 0 | 0 | 0 | 0 | 0 | 0 | 0 | 0 | 0 | 0 | 0 | 0 | 0 | 0 | 0 | 0 | 0 | 0 | 0 | 0 | 0 | 0 | 0 | 0 | 0 | 0 | 0 | 0 | 0 | 0 | 0 | 0 | 0 | 0 | 0 | 0 | 0 | 0 | 0 | 1 | 0 | 0 | 0 | 0 | 0 | 0 | 0 | 0 | 0 | 0 | 0 | 0 | 0 | 0 | 0 | 0 | 0 | 0 | 0 | 0 | 0 | 0 | 0 | 0 | 0 | 0 | 0 | 0 | 0 | 0 | 0 | 0 | 0 | 0 | 0 | 0 | 0 | 0 | 0 | 0 | 0 | 0 | 0 | 0 | 0 | 0 | 0 | 0 | 0 | 0 | 0 | 0
EDES | Edes | 115 | 14.4189 | 91 | OAKLAND | CA | 94603 | SUBSTATION | IN SERVICE | ALAMEDA | 06001 | USA | 37.7387 | -122.1938 | 221121 | ELECTRIC BULK POWER TRANSMISSION AND CONTROL | California Energy Commission http://www.energy.ca.gov/maps/ | 2015-06-11T00:00:00.000Z | IMAGERY/OTHER | 2015-06-11T00:00:00.000Z | 2 | 115 | 115 | Y | Y | 0 | 0 | 0 | 0 | 0 | 0 | 0 | 0 | 0 | 0 | 0 | 0 | 0 | 0 | 0 | 0 | 0 | 0 | 0 | 0 | 0 | 0 | 0 | 0 | 0 | 0 | 0 | 0 | 0 | 0 | 0 | 0 | 0 | 0 | 0 | 0 | 0 | 0 | 0 | 0 | 0 | 0 | 0 | 0 | 0 | 0 | 0 | 0 | 0 | 0 | 0 | 0 | 0 | 0 | 0 | 0 | 0 | 0 | 0 | 0 | 0 | 0 | 0 | 0 | 0 | 1 | 0 | 0 | 0 | 0 | 0 | 0 | 0 | 0 | 0 | 0 | 0 | 0 | 0 | 0 | 0 | 0 | 0 | 0 | 0 | 0 | 0 | 0 | 0 | 0 | 0 | 0 | 0 | 0 | 0 | 0 | 0 | 0 | 0 | 0 | 0 | 0 | 0 | 0 | 0 | 0 | 0
EIGHT MILE | Eight Mile | 230 | 20.6915 | 122 | STOCKTON | CA | 95209 | SUBSTATION | IN SERVICE | SAN JOAQUIN | 06077 | USA | 38.0588 | -121.3768 | 221121 | ELECTRIC BULK POWER TRANSMISSION AND CONTROL | California Energy Commission http://www.energy.ca.gov/maps/ | 2015-06-15T00:00:00.000Z | IMAGERY/OTHER | 2015-06-15T00:00:00.000Z | 4 | 230 | 230 | N | N | 0 | 0 | 0 | 0 | 0 | 0 | 0 | 0 | 0 | 0 | 0 | 0 | 0 | 0 | 0 | 0 | 0 | 0 | 0 | 0 | 0 | 0 | 0 | 0 | 0 | 0 | 0 | 0 | 0 | 0 | 0 | 0 | 0 | 0 | 0 | 0 | 0 | 0 | 0 | 0 | 0 | 0 | 0 | 0 | 1 | 0 | 0 | 0 | 0 | 0 | 1 | 1 | 0 | 0 | 0 | 0 | 0 | 0 | 0 | 0 | 0 | 0 | 0 | 1 | 1 | 0 | 0 | 0 | 0 | 0 | 0 | 0 | 0 | 0 | 0 | 0 | 0 | 0 | 0 | 0 | 0 | 0 | 0 | 0 | 0 | 0 | 0 | 0 | 0 | 0 | 0 | 0 | 0 | 0 | 0 | 0 | 0 | 0 | 0 | 0 | 0 | 0 | 0 | 0 | 0 | 0 | 0
EL CASCO | El Casco | 230 | 3.2193 | 9 | REDLANDS | CA | 92373 | SUBSTATION | IN SERVICE | RIVERSIDE | 06065 | USA | 33.9664 | -117.0775 | 221121 | ELECTRIC BULK POWER TRANSMISSION AND CONTROL | California Energy Commission http://www.energy.ca.gov/maps/ | 2016-10-03T00:00:00.000Z | IMAGERY/OTHER | 2016-10-03T00:00:00.000Z | 3 | 230 | 115 | N | Y | 0 | 0 | 0 | 0 | 0 | 0 | 0 | 0 | 0 | 0 | 0 | 0 | 0 | 0 | 0 | 0 | 0 | 0 | 0 | 0 | 0 | 0 | 0 | 1 | 0 | 1 | 0 | 0 | 0 | 0 | 0 | 0 | 0 | 0 | 0 | 0 | 0 | 0 | 0 | 0 | 0 | 0 | 0 | 0 | 0 | 0 | 0 | 0 | 0 | 0 | 0 | 0 | 0 | 0 | 0 | 0 | 0 | 0 | 0 | 0 | 0 | 0 | 0 | 0 | 0 | 0 | 0 | 0 | 0 | 0 | 0 | 0 | 0 | 0 | 0 | 0 | 0 | 0 | 0 | 0 | 0 | 0 | 0 | 0 | 0 | 0 | 0 | 0 | 0 | 0 | 0 | 0 | 0 | 0 | 0 | 0 | 0 | 0 | 0 | 0 | 0 | 0 | 0 | 0 | 0 | 0 | 0
EL NIDO (PGE) | El Nido (PGE) | 115 | 39.4547 | 165 | EL NIDO | CA | 95317 | SUBSTATION | IN SERVICE | MERCED | 06047 | USA | 37.1206 | -120.4728 | 221121 | ELECTRIC BULK POWER TRANSMISSION AND CONTROL | California Energy Commission http://www.energy.ca.gov/maps/ | 2015-06-15T00:00:00.000Z | IMAGERY/OTHER | 2015-06-15T00:00:00.000Z | 4 | 115 | 60 | N | Y | 0 | 0 | 0 | 0 | 0 | 0 | 0 | 0 | 0 | 0 | 0 | 0 | 0 | 0 | 0 | 0 | 0 | 0 | 0 | 0 | 0 | 0 | 0 | 0 | 0 | 0 | 0 | 0 | 0 | 0 | 0 | 0 | 0 | 0 | 0 | 0 | 0 | 0 | 0 | 0 | 0 | 0 | 0 | 0 | 0 | 0 | 0 | 0 | 0 | 0 | 1 | 0 | 0 | 0 | 0 | 0 | 0 | 0 | 0 | 0 | 0 | 0 | 0 | 0 | 0 | 0 | 0 | 0 | 0 | 0 | 0 | 0 | 0 | 0 | 0 | 1 | 0 | 0 | 0 | 0 | 0 | 0 | 0 | 0 | 1 | 1 | 0 | 1 | 1 | 1 | 1 | 1 | 1 | 0 | 1 | 0 | 0 | 1 | 1 | 1 | 0 | 1 | 0 | 0 | 0 | 0 | 0
EL NIDO (SCE) | El Nido (SCE) | 230 | 6.2843 | 30 | HAWTHORNE | CA | 90260 | SUBSTATION | IN SERVICE | LOS ANGELES | 06037 | USA | 33.896 | -118.373 | 221121 | ELECTRIC BULK POWER TRANSMISSION AND CONTROL | Southern California Edison http://preview.tinyurl.com/q9vuye2 | 2015-06-04T00:00:00.000Z | IMAGERY/OTHER | 2015-06-04T00:00:00.000Z | 7 | 230 | 66 | N | N | 0 | 0 | 0 | 0 | 0 | 0 | 0 | 0 | 0 | 0 | 1 | 1 | 1 | 0 | 0 | 0 | 0 | 0 | 0 | 0 | 0 | 0 | 0 | 0 | 0 | 0 | 0 | 0 | 0 | 0 | 0 | 0 | 0 | 0 | 0 | 0 | 0 | 0 | 0 | 0 | 0 | 0 | 0 | 0 | 0 | 0 | 0 | 0 | 0 | 0 | 0 | 0 | 0 | 0 | 0 | 0 | 0 | 0 | 0 | 0 | 0 | 0 | 0 | 0 | 0 | 0 | 0 | 0 | 0 | 0 | 0 | 0 | 0 | 0 | 0 | 0 | 0 | 0 | 0 | 0 | 0 | 0 | 0 | 0 | 0 | 0 | 0 | 0 | 0 | 0 | 0 | 0 | 0 | 0 | 0 | 0 | 0 | 0 | 0 | 0 | 0 | 0 | 0 | 0 | 0 | 0 | 0
EL PATIO | El Patio | 115 | 17.5809 | 110 | CAMPBELL | CA | 95008 | SUBSTATION | IN SERVICE | SANTA CLARA | 06085 | USA | 37.2919 | -121.9341 | 221121 | ELECTRIC BULK POWER TRANSMISSION AND CONTROL | California Energy Commission http://www.energy.ca.gov/maps/ | 2015-06-10T00:00:00.000Z | IMAGERY/OTHER | 2015-06-10T00:00:00.000Z | 3 | 115 | 115 | N | Y | 0 | 0 | 0 | 0 | 0 | 0 | 0 | 0 | 0 | 0 | 0 | 0 | 0 | 0 | 0 | 0 | 0 | 0 | 0 | 0 | 0 | 0 | 0 | 0 | 0 | 0 | 0 | 0 | 0 | 0 | 0 | 0 | 0 | 0 | 0 | 0 | 0 | 0 | 0 | 0 | 0 | 0 | 0 | 0 | 0 | 0 | 0 | 0 | 0 | 0 | 0 | 0 | 0 | 0 | 0 | 0 | 0 | 0 | 0 | 0 | 0 | 0 | 0 | 0 | 0 | 0 | 0 | 0 | 0 | 0 | 0 | 1 | 0 | 0 | 0 | 0 | 0 | 0 | 0 | 0 | 0 | 0 | 0 | 0 | 0 | 0 | 0 | 0 | 0 | 0 | 0 | 0 | 0 | 0 | 0 | 0 | 0 | 0 | 0 | 0 | 0 | 0 | 0 | 0 | 0 | 0 | 0
EL SEGUNDO | El Segundo | 230 | 6.2843 | 30 | EL SEGUNDO | CA | 90245 | SUBSTATION | IN SERVICE | LOS ANGELES | 06037 | USA | 33.9085 | -118.4231 | 221121 | ELECTRIC BULK POWER TRANSMISSION AND CONTROL | California Energy Commission http://www.energy.ca.gov/maps/ | 2015-06-25T00:00:00.000Z | IMAGERY/OTHER | 2015-06-25T00:00:00.000Z | 2 | 230 | 230 | N | Y | 0 | 0 | 0 | 0 | 0 | 0 | 0 | 0 | 0 | 0 | 1 | 1 | 1 | 0 | 0 | 0 | 0 | 0 | 0 | 0 | 0 | 0 | 0 | 0 | 0 | 0 | 0 | 0 | 0 | 0 | 0 | 0 | 0 | 0 | 0 | 0 | 0 | 0 | 0 | 0 | 0 | 0 | 0 | 0 | 0 | 0 | 0 | 0 | 0 | 0 | 0 | 0 | 0 | 0 | 0 | 0 | 0 | 0 | 0 | 0 | 0 | 0 | 0 | 0 | 0 | 0 | 0 | 0 | 0 | 0 | 0 | 0 | 0 | 0 | 0 | 0 | 0 | 0 | 0 | 0 | 0 | 0 | 0 | 0 | 0 | 0 | 0 | 0 | 0 | 0 | 0 | 0 | 0 | 0 | 0 | 0 | 0 | 0 | 0 | 0 | 0 | 0 | 0 | 0 | 0 | 0 | 0
ELDORADO | Eldorado | 500 | 4.5881 | 19 | BOULDER CITY | NV | 89046 | SUBSTATION | IN SERVICE | CLARK | 32003 | USA | 35.7973 | -115.0085 | 221121 | ELECTRIC BULK POWER TRANSMISSION AND CONTROL | West Connect http://www.westconnect.com/filestorage/wc_2013_map_8_crt_colorado_river_tsa | 2015-05-12T00:00:00.000Z | IMAGERY/OTHER | 2015-05-12T00:00:00.000Z | 15 | 500 | 230 | N | Y | 0 | 0 | 0 | 0 | 0 | 0 | 0 | 0 | 0 | 0 | 0 | 0 | 0 | 0 | 0 | 0 | 0 | 0 | 0 | 1 | 0 | 1 | 0 | 0 | 0 | 0 | 0 | 0 | 1 | 0 | 0 | 0 | 0 | 0 | 0 | 0 | 0 | 0 | 0 | 0 | 0 | 0 | 0 | 0 | 0 | 0 | 0 | 0 | 0 | 0 | 0 | 0 | 0 | 0 | 0 | 0 | 0 | 0 | 0 | 0 | 0 | 0 | 0 | 0 | 0 | 0 | 0 | 0 | 0 | 0 | 0 | 0 | 0 | 0 | 0 | 0 | 0 | 0 | 0 | 0 | 0 | 0 | 0 | 0 | 0 | 0 | 0 | 0 | 0 | 0 | 0 | 0 | 0 | 0 | 0 | 0 | 0 | 0 | 0 | 0 | 0 | 0 | 0 | 0 | 0 | 0 | 0
ELK HILLS | Elk Hills | 230 | 8.0462 | 45 | DUSTIN ACRES | CA | 93268 | SUBSTATION | IN SERVICE | KERN | 06029 | USA | 35.2261 | -119.3766 | 221121 | ELECTRIC BULK POWER TRANSMISSION AND CONTROL | California Energy Commission http://www.energy.ca.gov/maps/ | 2015-06-22T00:00:00.000Z | IMAGERY/OTHER | 2015-06-22T00:00:00.000Z | 1 | 66 | 70 | Y | Y | 0 | 0 | 0 | 0 | 0 | 0 | 0 | 0 | 0 | 0 | 0 | 0 | 0 | 0 | 0 | 0 | 0 | 0 | 0 | 0 | 0 | 0 | 0 | 0 | 0 | 0 | 0 | 0 | 0 | 0 | 0 | 0 | 0 | 0 | 0 | 0 | 0 | 0 | 0 | 0 | 0 | 0 | 0 | 0 | 0 | 0 | 0 | 0 | 0 | 0 | 0 | 0 | 0 | 0 | 0 | 0 | 0 | 0 | 0 | 0 | 0 | 0 | 0 | 0 | 0 | 0 | 0 | 0 | 0 | 0 | 0 | 0 | 0 | 0 | 1 | 1 | 0 | 0 | 0 | 0 | 0 | 0 | 0 | 0 | 1 | 1 | 0 | 0 | 0 | 0 | 0 | 0 | 0 | 0 | 0 | 0 | 0 | 0 | 0 | 0 | 0 | 0 | 0 | 1 | 1 | 0 | 0
ELLIS (SCE) | Ellis | 230 | 1.3137 | 4 | HUNTINGTON BEACH | CA | 92646 | SUBSTATION | IN SERVICE | ORANGE | 06059 | USA | 33.6858 | -117.9431 | 221121 | ELECTRIC BULK POWER TRANSMISSION AND CONTROL | California Energy Commission http://www.energy.ca.gov/maps/ | 2016-10-03T00:00:00.000Z | IMAGERY/OTHER | 2016-10-03T00:00:00.000Z | 18 | 230 | 66 | N | Y | 0 | 0 | 0 | 0 | 0 | 0 | 0 | 0 | 0 | 0 | 0 | 0 | 1 | 0 | 0 | 0 | 0 | 0 | 0 | 0 | 0 | 0 | 0 | 0 | 0 | 0 | 0 | 0 | 0 | 0 | 0 | 0 | 0 | 0 | 0 | 0 | 0 | 0 | 0 | 0 | 0 | 0 | 0 | 0 | 0 | 0 | 0 | 0 | 0 | 0 | 0 | 0 | 0 | 0 | 0 | 0 | 0 | 0 | 0 | 0 | 0 | 0 | 0 | 0 | 0 | 0 | 0 | 0 | 0 | 0 | 0 | 0 | 0 | 0 | 0 | 0 | 0 | 0 | 0 | 0 | 0 | 0 | 0 | 0 | 0 | 0 | 0 | 0 | 0 | 0 | 0 | 0 | 0 | 0 | 0 | 0 | 0 | 0 | 0 | 0 | 0 | 0 | 0 | 0 | 0 | 0 | 0
ENCINA | Encina | 230 | 5.6132 | 21 | CARLSBAD | CA | 92008 | SUBSTATION | IN SERVICE | SAN DIEGO | 06073 | USA | 33.1372 | -117.3355 | 221121 | ELECTRIC BULK POWER TRANSMISSION AND CONTROL | California Energy Commission http://www.energy.ca.gov/maps/ | 2015-06-01T00:00:00.000Z | IMAGERY/OTHER | 2015-06-01T00:00:00.000Z | 4 | 230 | 230 | N | Y | 0 | 0 | 0 | 0 | 0 | 0 | 0 | 0 | 0 | 0 | 0 | 0 | 0 | 0 | 0 | 0 | 0 | 0 | 0 | 0 | 0 | 0 | 0 | 0 | 0 | 0 | 0 | 0 | 0 | 0 | 0 | 0 | 0 | 0 | 1 | 0 | 1 | 0 | 0 | 0 | 0 | 0 | 0 | 0 | 0 | 0 | 0 | 0 | 0 | 0 | 0 | 0 | 0 | 0 | 0 | 0 | 0 | 0 | 0 | 0 | 0 | 0 | 0 | 0 | 0 | 0 | 0 | 0 | 0 | 0 | 0 | 0 | 0 | 0 | 0 | 0 | 0 | 0 | 0 | 0 | 0 | 0 | 0 | 0 | 0 | 0 | 0 | 0 | 0 | 0 | 0 | 0 | 0 | 0 | 0 | 0 | 0 | 0 | 0 | 0 | 0 | 0 | 0 | 0 | 0 | 0 | 0
ESCONDIDO | Escondido | 230 | 20.0976 | 120 | ESCONDIDO | CA | 92029 | SUBSTATION | IN SERVICE | SAN DIEGO | 06073 | USA | 33.1259 | -117.1167 | 221121 | ELECTRIC BULK POWER TRANSMISSION AND CONTROL | California Energy Commission http://www.energy.ca.gov/maps/ | 2015-06-01T00:00:00.000Z | IMAGERY/OTHER | 2015-06-01T00:00:00.000Z | 10 | 230 | 69 | N | N | 0 | 0 | 0 | 0 | 0 | 0 | 0 | 0 | 0 | 0 | 0 | 0 | 0 | 0 | 0 | 0 | 0 | 0 | 0 | 0 | 0 | 0 | 0 | 0 | 0 | 0 | 0 | 0 | 0 | 1 | 0 | 0 | 1 | 0 | 1 | 0 | 1 | 0 | 0 | 0 | 0 | 1 | 0 | 0 | 0 | 0 | 0 | 0 | 0 | 0 | 0 | 0 | 0 | 0 | 0 | 0 | 0 | 0 | 0 | 0 | 0 | 0 | 0 | 0 | 0 | 0 | 0 | 0 | 0 | 0 | 0 | 0 | 0 | 0 | 0 | 0 | 0 | 0 | 0 | 0 | 0 | 0 | 0 | 0 | 0 | 0 | 0 | 0 | 0 | 0 | 0 | 0 | 0 | 0 | 0 | 0 | 0 | 0 | 0 | 0 | 0 | 0 | 0 | 0 | 0 | 0 | 0
ETIWANDA | Etiwanda | 230 | 3.2193 | 9 | RANCHO CUCAMONGA | CA | 91739 | SUBSTATION | IN SERVICE | SAN BERNARDINO | 06071 | USA | 34.089 | -117.5269 | 221121 | ELECTRIC BULK POWER TRANSMISSION AND CONTROL | California Energy Commission http://www.energy.ca.gov/maps/ | 2015-06-03T00:00:00.000Z | IMAGERY/OTHER | 2015-06-03T00:00:00.000Z | 10 | 230 | 66 | N | Y | 0 | 0 | 0 | 0 | 0 | 0 | 0 | 0 | 0 | 0 | 0 | 0 | 0 | 0 | 0 | 0 | 0 | 0 | 0 | 0 | 0 | 0 | 0 | 1 | 0 | 1 | 0 | 0 | 0 | 0 | 0 | 0 | 0 | 0 | 0 | 0 | 0 | 0 | 0 | 0 | 0 | 0 | 0 | 0 | 0 | 0 | 0 | 0 | 0 | 0 | 0 | 0 | 0 | 0 | 0 | 0 | 0 | 0 | 0 | 0 | 0 | 0 | 0 | 0 | 0 | 0 | 0 | 0 | 0 | 0 | 0 | 0 | 0 | 0 | 0 | 0 | 0 | 0 | 0 | 0 | 0 | 0 | 0 | 0 | 0 | 0 | 0 | 0 | 0 | 0 | 0 | 0 | 0 | 0 | 0 | 0 | 0 | 0 | 0 | 0 | 0 | 0 | 0 | 0 | 0 | 0 | 0
EVERGREEN (PGE) | Evergreen | 115 | 15.587 | 96 | SAN JOSE | CA | 95111 | SUBSTATION | IN SERVICE | SANTA CLARA | 06085 | USA | 37.3032 | -121.841 | 221121 | ELECTRIC BULK POWER TRANSMISSION AND CONTROL | California Energy Commission http://www.energy.ca.gov/maps/ | 2015-06-10T00:00:00.000Z | IMAGERY/OTHER | 2015-06-10T00:00:00.000Z | 5 | 115 | 60 | N | Y | 0 | 0 | 0 | 0 | 0 | 0 | 0 | 0 | 0 | 0 | 0 | 0 | 0 | 0 | 0 | 0 | 0 | 0 | 0 | 0 | 0 | 0 | 0 | 0 | 0 | 0 | 0 | 0 | 0 | 0 | 0 | 0 | 0 | 0 | 0 | 0 | 0 | 0 | 0 | 0 | 0 | 0 | 0 | 0 | 0 | 0 | 0 | 0 | 0 | 0 | 0 | 0 | 0 | 0 | 0 | 0 | 0 | 0 | 0 | 1 | 0 | 0 | 0 | 1 | 0 | 0 | 0 | 0 | 0 | 0 | 1 | 1 | 0 | 0 | 0 | 0 | 0 | 0 | 0 | 0 | 0 | 0 | 0 | 0 | 0 | 0 | 0 | 0 | 0 | 0 | 0 | 0 | 0 | 0 | 0 | 0 | 0 | 0 | 0 | 0 | 0 | 0 | 0 | 0 | 0 | 0 | 0
FAIRWAY (PGE) | Fairway | 115 | 5.6206 | 22 | SANTA MARIA | CA | 93455 | SUBSTATION | IN SERVICE | SANTA BARBARA | 06083 | USA | 34.9106 | -120.4465 | 221121 | ELECTRIC BULK POWER TRANSMISSION AND CONTROL | California Energy Commission http://www.energy.ca.gov/maps/ | 2015-06-22T00:00:00.000Z | IMAGERY/OTHER | 2015-06-22T00:00:00.000Z | 2 | 115 | 115 | N | Y | 0 | 0 | 0 | 0 | 0 | 0 | 0 | 0 | 0 | 0 | 0 | 0 | 0 | 0 | 0 | 0 | 0 | 0 | 0 | 0 | 0 | 0 | 0 | 0 | 0 | 0 | 0 | 0 | 0 | 0 | 0 | 0 | 0 | 0 | 0 | 0 | 0 | 0 | 0 | 0 | 0 | 0 | 0 | 0 | 0 | 0 | 0 | 0 | 0 | 0 | 0 | 0 | 0 | 0 | 0 | 0 | 0 | 0 | 0 | 0 | 0 | 0 | 0 | 0 | 0 | 0 | 0 | 0 | 0 | 0 | 0 | 0 | 0 | 0 | 0 | 1 | 0 | 0 | 0 | 0 | 0 | 0 | 0 | 0 | 1 | 0 | 0 | 0 | 0 | 0 | 0 | 0 | 0 | 0 | 1 | 0 | 0 | 0 | 0 | 0 | 0 | 0 | 0 | 0 | 1 | 0 | 0
FAMOSO | Famoso | 115 | 31.8693 | 152 | MC FARLAND | CA | 93250 | SUBSTATION | IN SERVICE | KERN | 06029 | USA | 35.6051 | -119.2035 | 221121 | ELECTRIC BULK POWER TRANSMISSION AND CONTROL | California Energy Commission http://www.energy.ca.gov/maps/ | 2015-06-19T00:00:00.000Z | IMAGERY/OTHER | 2015-06-19T00:00:00.000Z | 4 | 115 | 70 | Y | Y | 0 | 0 | 0 | 0 | 0 | 0 | 0 | 0 | 0 | 0 | 0 | 0 | 0 | 0 | 0 | 0 | 0 | 0 | 0 | 0 | 0 | 0 | 0 | 0 | 0 | 0 | 0 | 0 | 0 | 0 | 0 | 0 | 0 | 0 | 0 | 0 | 0 | 0 | 0 | 0 | 0 | 0 | 0 | 0 | 0 | 0 | 0 | 0 | 0 | 0 | 0 | 0 | 0 | 0 | 0 | 0 | 0 | 0 | 0 | 0 | 0 | 0 | 0 | 0 | 0 | 0 | 0 | 0 | 0 | 0 | 0 | 0 | 0 | 0 | 0 | 0 | 0 | 1 | 0 | 0 | 0 | 1 | 1 | 0 | 0 | 0 | 0 | 0 | 0 | 0 | 0 | 0 | 0 | 0 | 0 | 0 | 0 | 0 | 0 | 0 | 0 | 0 | 0 | 0 | 0 | 0 | 0
FIBERBOARD | Fibreboard (SPI Sonora) | 115 | 28.1708 | 143 | ANTIOCH | CA | 94509 | SUBSTATION | IN SERVICE | CONTRA COSTA | 06013 | USA | 38.016 | -121.7739 | 221121 | ELECTRIC BULK POWER TRANSMISSION AND CONTROL | California Energy Commission http://www.energy.ca.gov/maps/ | 2015-05-04T00:00:00.000Z | IMAGERY/OTHER | 2015-05-04T00:00:00.000Z | 1 | 115 | 115 | Y | Y | 0 | 0 | 0 | 0 | 0 | 0 | 0 | 0 | 0 | 0 | 0 | 0 | 0 | 0 | 0 | 0 | 0 | 0 | 0 | 0 | 0 | 0 | 0 | 0 | 0 | 0 | 0 | 0 | 0 | 0 | 0 | 0 | 0 | 0 | 0 | 0 | 0 | 0 | 0 | 0 | 0 | 0 | 0 | 0 | 1 | 0 | 0 | 0 | 0 | 0 | 0 | 0 | 0 | 0 | 0 | 0 | 0 | 1 | 1 | 1 | 1 | 0 | 1 | 1 | 0 | 0 | 0 | 0 | 0 | 0 | 0 | 0 | 1 | 1 | 0 | 0 | 0 | 0 | 0 | 0 | 0 | 0 | 0 | 0 | 0 | 0 | 0 | 0 | 0 | 0 | 0 | 0 | 0 | 0 | 0 | 0 | 0 | 0 | 0 | 0 | 0 | 0 | 0 | 0 | 0 | 0 | 0
FIG GARDEN | Figarden | 230 | 42.877 | 168 | FRESNO | CA | 93711 | SUBSTATION | NOT AVAILABLE | FRESNO | 06019 | USA | 36.8218 | -119.8588 | 221121 | ELECTRIC BULK POWER TRANSMISSION AND CONTROL | California Energy Commission http://www.energy.ca.gov/maps/ | 2015-06-15T00:00:00.000Z | IMAGERY/OTHER | 2017-11-27T00:00:00.000Z | 0 | 115 | -999999 | Y | N | 0 | 0 | 0 | 0 | 0 | 0 | 0 | 0 | 0 | 0 | 0 | 0 | 0 | 0 | 0 | 0 | 0 | 0 | 0 | 0 | 0 | 0 | 0 | 0 | 0 | 0 | 0 | 0 | 0 | 0 | 0 | 0 | 0 | 0 | 0 | 0 | 0 | 0 | 0 | 0 | 0 | 0 | 0 | 0 | 0 | 0 | 0 | 0 | 0 | 0 | 1 | 0 | 0 | 0 | 0 | 0 | 0 | 0 | 0 | 0 | 0 | 0 | 0 | 0 | 0 | 0 | 0 | 0 | 0 | 0 | 0 | 0 | 0 | 0 | 0 | 1 | 0 | 0 | 0 | 0 | 0 | 0 | 0 | 0 | 1 | 1 | 0 | 1 | 1 | 1 | 1 | 1 | 1 | 1 | 1 | 0 | 0 | 1 | 1 | 0 | 0 | 1 | 0 | 0 | 0 | 1 | 0
FLOWIND CORP | Flowind2 | 230 | 11.9882 | 76 | BYRON | CA | 94514 | SUBSTATION | NOT AVAILABLE | ALAMEDA | 06001 | USA | 37.7643 | -121.6145 | 221121 | ELECTRIC BULK POWER TRANSMISSION AND CONTROL | California Energy Commission http://www.energy.ca.gov/maps/ | 2015-06-10T00:00:00.000Z | IMAGERY/OTHER | 2015-06-10T00:00:00.000Z | 0 | 230 | -999999 | Y | N | 0 | 0 | 0 | 0 | 0 | 0 | 0 | 0 | 0 | 0 | 0 | 0 | 0 | 0 | 0 | 0 | 0 | 0 | 0 | 0 | 0 | 0 | 0 | 0 | 0 | 0 | 0 | 0 | 0 | 0 | 0 | 0 | 0 | 0 | 0 | 0 | 0 | 0 | 0 | 0 | 0 | 0 | 0 | 0 | 1 | 0 | 0 | 0 | 0 | 0 | 0 | 0 | 0 | 0 | 0 | 0 | 0 | 1 | 0 | 1 | 0 | 0 | 0 | 1 | 0 | 0 | 0 | 0 | 0 | 0 | 0 | 0 | 1 | 0 | 0 | 0 | 0 | 0 | 0 | 0 | 0 | 0 | 0 | 0 | 0 | 0 | 0 | 0 | 0 | 0 | 0 | 0 | 0 | 0 | 0 | 0 | 0 | 0 | 0 | 0 | 0 | 0 | 0 | 0 | 0 | 0 | 0
FMC | FMC | 115 | 15.587 | 96 | SAN JOSE | CA | 95110 | SUBSTATION | IN SERVICE | SANTA CLARA | 06085 | USA | 37.3473 | -121.922 | 221121 | ELECTRIC BULK POWER TRANSMISSION AND CONTROL | California Energy Commission http://www.energy.ca.gov/maps/ | 2015-06-18T00:00:00.000Z | IMAGERY/OTHER | 2015-06-18T00:00:00.000Z | 2 | 115 | 115 | N | Y | 0 | 0 | 0 | 0 | 0 | 0 | 0 | 0 | 0 | 0 | 0 | 0 | 0 | 0 | 0 | 0 | 0 | 0 | 0 | 0 | 0 | 0 | 0 | 0 | 0 | 0 | 0 | 0 | 0 | 0 | 0 | 0 | 0 | 0 | 0 | 0 | 0 | 0 | 0 | 0 | 0 | 0 | 0 | 0 | 0 | 0 | 0 | 0 | 0 | 0 | 0 | 0 | 0 | 0 | 0 | 0 | 0 | 0 | 0 | 1 | 0 | 0 | 0 | 1 | 0 | 0 | 0 | 0 | 0 | 0 | 1 | 1 | 0 | 0 | 0 | 0 | 0 | 0 | 0 | 0 | 0 | 0 | 0 | 0 | 0 | 0 | 0 | 0 | 0 | 0 | 0 | 0 | 0 | 0 | 0 | 0 | 0 | 0 | 0 | 0 | 0 | 0 | 0 | 0 | 0 | 0 | 0
FRITO LAY | Frito-Lay | 115 | 8.3742 | 47 | BUTTONWILLOW | CA | 93206 | SUBSTATION | NOT AVAILABLE | KERN | 06029 | USA | 35.3941 | -119.3215 | 221121 | ELECTRIC BULK POWER TRANSMISSION AND CONTROL | California Energy Commission http://www.energy.ca.gov/maps/ | 2015-06-22T00:00:00.000Z | IMAGERY/OTHER | 2017-11-27T00:00:00.000Z | 0 | 115 | -999999 | Y | N | 0 | 0 | 0 | 0 | 0 | 0 | 0 | 0 | 0 | 0 | 0 | 0 | 0 | 0 | 0 | 0 | 0 | 0 | 0 | 0 | 0 | 0 | 0 | 0 | 0 | 0 | 0 | 0 | 0 | 0 | 0 | 0 | 0 | 0 | 0 | 0 | 0 | 0 | 0 | 0 | 0 | 0 | 0 | 0 | 0 | 0 | 0 | 0 | 0 | 0 | 0 | 0 | 0 | 0 | 0 | 0 | 0 | 0 | 0 | 0 | 0 | 0 | 0 | 0 | 0 | 0 | 0 | 0 | 0 | 0 | 0 | 0 | 0 | 0 | 0 | 0 | 0 | 0 | 0 | 0 | 0 | 1 | 0 | 0 | 0 | 0 | 0 | 0 | 0 | 0 | 0 | 0 | 0 | 0 | 0 | 0 | 0 | 0 | 0 | 0 | 0 | 0 | 0 | 0 | 0 | 0 | 0
FROGTOWN | Frogtown | 115 | 13.4012 | 84 | ANGELS CAMP | CA | 95222 | SUBSTATION | NOT AVAILABLE | CALAVERAS | 06009 | USA | 38.0571 | -120.534 | 221121 | ELECTRIC BULK POWER TRANSMISSION AND CONTROL | California Energy Commission http://www.energy.ca.gov/maps/ | 2015-06-15T00:00:00.000Z | IMAGERY/OTHER | 2015-06-15T00:00:00.000Z | 1 | 115 | -999999 | Y | N | 0 | 0 | 0 | 0 | 0 | 0 | 0 | 0 | 0 | 0 | 0 | 0 | 0 | 0 | 0 | 0 | 0 | 0 | 0 | 0 | 0 | 0 | 0 | 0 | 0 | 0 | 0 | 0 | 0 | 0 | 0 | 0 | 0 | 0 | 0 | 0 | 0 | 0 | 0 | 0 | 0 | 0 | 0 | 0 | 0 | 0 | 0 | 0 | 0 | 0 | 0 | 0 | 0 | 0 | 0 | 0 | 0 | 0 | 0 | 0 | 0 | 1 | 0 | 0 | 0 | 0 | 0 | 0 | 0 | 0 | 0 | 0 | 0 | 0 | 0 | 0 | 0 | 0 | 0 | 0 | 0 | 0 | 0 | 0 | 0 | 0 | 0 | 0 | 0 | 0 | 0 | 0 | 0 | 0 | 0 | 0 | 0 | 0 | 0 | 0 | 0 | 0 | 0 | 0 | 0 | 0 | 0
FULTON (PGE) | Fulton | 115 | 36.775 | 158 | FULTON | CA | 95403 | SUBSTATION | IN SERVICE | SONOMA | 06097 | USA | 38.4977 | -122.7607 | 221121 | ELECTRIC BULK POWER TRANSMISSION AND CONTROL | California Energy Commission http://www.energy.ca.gov/maps/ | 2016-10-03T00:00:00.000Z | IMAGERY/OTHER | 2016-10-03T00:00:00.000Z | 12 | 230 | 60 | N | Y | 0 | 0 | 0 | 0 | 0 | 0 | 0 | 0 | 0 | 0 | 0 | 0 | 0 | 0 | 0 | 0 | 0 | 0 | 0 | 0 | 0 | 0 | 0 | 0 | 0 | 0 | 0 | 0 | 0 | 0 | 0 | 0 | 0 | 0 | 0 | 0 | 0 | 0 | 0 | 0 | 0 | 0 | 0 | 1 | 1 | 0 | 1 | 0 | 0 | 0 | 0 | 0 | 0 | 0 | 0 | 1 | 1 | 1 | 1 | 1 | 0 | 0 | 0 | 1 | 0 | 0 | 0 | 0 | 0 | 0 | 0 | 0 | 1 | 1 | 0 | 0 | 0 | 0 | 0 | 0 | 0 | 0 | 0 | 0 | 0 | 0 | 0 | 0 | 0 | 0 | 0 | 0 | 0 | 0 | 0 | 0 | 0 | 0 | 0 | 0 | 0 | 0 | 0 | 0 | 0 | 0 | 0
GAMEBIRD | Gamebird | 115 | 3.8176 | 15 | PAHRUMP | NV | 89048 | SUBSTATION | IN SERVICE | NYE | 32023 | USA | 36.1613 | -115.9004 | 221121 | ELECTRIC BULK POWER TRANSMISSION AND CONTROL | California Energy Commission http://www.energy.ca.gov/maps/ | 2015-08-12T00:00:00.000Z | IMAGERY/OTHER | 2015-08-12T00:00:00.000Z | 3 | 138 | 138 | N | Y | 0 | 0 | 0 | 0 | 0 | 0 | 0 | 0 | 0 | 0 | 0 | 0 | 0 | 0 | 0 | 0 | 0 | 0 | 0 | 0 | 0 | 0 | 0 | 0 | 0 | 0 | 0 | 1 | 1 | 0 | 0 | 0 | 0 | 0 | 0 | 0 | 0 | 0 | 0 | 0 | 0 | 0 | 0 | 0 | 0 | 0 | 0 | 0 | 0 | 0 | 0 | 0 | 0 | 0 | 0 | 0 | 0 | 0 | 0 | 0 | 0 | 0 | 0 | 0 | 0 | 0 | 0 | 0 | 0 | 0 | 0 | 0 | 0 | 0 | 0 | 0 | 0 | 0 | 0 | 0 | 0 | 0 | 0 | 0 | 0 | 0 | 0 | 0 | 0 | 0 | 0 | 0 | 0 | 0 | 0 | 0 | 0 | 0 | 0 | 0 | 0 | 0 | 0 | 0 | 0 | 0 | 0
GANSO | Ganso | 115 | 11.7744 | 74 | WASCO | CA | 93280 | SUBSTATION | IN SERVICE | KERN | 06029 | USA | 35.5011 | -119.4491 | 221121 | ELECTRIC BULK POWER TRANSMISSION AND CONTROL | California Energy Commission http://www.energy.ca.gov/maps/ | 2015-06-22T00:00:00.000Z | IMAGERY/OTHER | 2015-06-22T00:00:00.000Z | 1 | 115 | 115 | Y | Y | 0 | 0 | 0 | 0 | 0 | 0 | 0 | 0 | 0 | 0 | 0 | 0 | 0 | 0 | 0 | 0 | 0 | 0 | 0 | 0 | 0 | 0 | 0 | 0 | 0 | 0 | 0 | 0 | 0 | 0 | 0 | 0 | 0 | 0 | 0 | 0 | 0 | 0 | 0 | 0 | 0 | 0 | 0 | 0 | 0 | 0 | 0 | 0 | 0 | 0 | 0 | 0 | 0 | 0 | 0 | 0 | 0 | 0 | 0 | 0 | 0 | 0 | 0 | 0 | 0 | 0 | 0 | 0 | 0 | 0 | 0 | 0 | 0 | 0 | 1 | 1 | 0 | 0 | 0 | 0 | 0 | 1 | 1 | 0 | 1 | 1 | 0 | 0 | 0 | 0 | 0 | 0 | 0 | 0 | 0 | 0 | 0 | 0 | 0 | 0 | 0 | 0 | 0 | 0 | 0 | 0 | 0
GATES | Gates | 115 | 3.5464 | 12 | COALINGA | CA | 93234 | SUBSTATION | IN SERVICE | FRESNO | 06019 | USA | 36.1423 | -120.1288 | 221121 | ELECTRIC BULK POWER TRANSMISSION AND CONTROL | California Energy Commission http://www.energy.ca.gov/maps/ | 2015-05-05T00:00:00.000Z | IMAGERY/OTHER | 2015-05-05T00:00:00.000Z | 15 | 500 | 60 | N | Y | 0 | 0 | 0 | 0 | 0 | 0 | 0 | 0 | 0 | 0 | 0 | 0 | 0 | 0 | 0 | 0 | 0 | 0 | 0 | 0 | 0 | 0 | 0 | 0 | 0 | 0 | 0 | 0 | 0 | 0 | 0 | 0 | 0 | 0 | 0 | 0 | 0 | 0 | 0 | 0 | 0 | 0 | 0 | 0 | 0 | 0 | 0 | 0 | 0 | 0 | 0 | 0 | 0 | 0 | 0 | 0 | 0 | 0 | 0 | 0 | 0 | 0 | 0 | 0 | 0 | 0 | 0 | 0 | 0 | 0 | 0 | 0 | 0 | 0 | 1 | 1 | 0 | 0 | 0 | 0 | 0 | 0 | 0 | 0 | 0 | 0 | 0 | 0 | 0 | 0 | 0 | 0 | 0 | 0 | 0 | 0 | 0 | 0 | 0 | 0 | 0 | 0 | 0 | 0 | 0 | 0 | 0
GEYSERS TAP 1 | Geysers 12 | 230 | 34.8519 | 155 | HEALDSBURG | CA | 95448 | TAP | IN SERVICE | SONOMA | 06097 | USA | 38.7543 | -122.7544 | 221121 | ELECTRIC BULK POWER TRANSMISSION AND CONTROL | California Energy Commission http://www.energy.ca.gov/maps/ | 2015-05-26T00:00:00.000Z | IMAGERY/OTHER | 2015-05-26T00:00:00.000Z | 3 | 230 | 230 | N | N | 0 | 0 | 0 | 0 | 0 | 0 | 0 | 0 | 0 | 0 | 0 | 0 | 0 | 0 | 0 | 0 | 0 | 0 | 0 | 0 | 0 | 0 | 0 | 0 | 0 | 0 | 0 | 0 | 0 | 0 | 0 | 0 | 0 | 0 | 0 | 0 | 0 | 0 | 0 | 0 | 0 | 0 | 0 | 1 | 1 | 0 | 1 | 0 | 0 | 0 | 0 | 0 | 0 | 0 | 0 | 0 | 1 | 1 | 1 | 1 | 0 | 0 | 1 | 1 | 0 | 0 | 0 | 0 | 0 | 0 | 0 | 0 | 1 | 1 | 0 | 0 | 0 | 0 | 0 | 0 | 0 | 0 | 0 | 0 | 0 | 0 | 0 | 0 | 0 | 0 | 0 | 0 | 0 | 0 | 0 | 0 | 0 | 0 | 0 | 0 | 0 | 0 | 0 | 0 | 0 | 0 | 0
GILL | Gill Ranch | 115 | 29.8149 | 147 | CONCORD | CA | 94520 | SUBSTATION | NOT AVAILABLE | CONTRA COSTA | 06013 | USA | 37.9868 | -122.0403 | 221121 | ELECTRIC BULK POWER TRANSMISSION AND CONTROL | California Energy Commission http://www.energy.ca.gov/maps/ | 2015-06-18T00:00:00.000Z | IMAGERY/OTHER | 2015-06-18T00:00:00.000Z | 0 | 60 | -999999 | Y | N | 0 | 0 | 0 | 0 | 0 | 0 | 0 | 0 | 0 | 0 | 0 | 0 | 0 | 0 | 0 | 0 | 0 | 0 | 0 | 0 | 0 | 0 | 0 | 0 | 0 | 0 | 0 | 0 | 0 | 0 | 0 | 0 | 0 | 0 | 0 | 0 | 0 | 0 | 0 | 0 | 0 | 0 | 0 | 0 | 0 | 0 | 0 | 0 | 0 | 0 | 0 | 0 | 0 | 0 | 0 | 0 | 0 | 0 | 0 | 0 | 0 | 0 | 0 | 0 | 0 | 0 | 0 | 0 | 0 | 0 | 0 | 0 | 0 | 0 | 0 | 0 | 0 | 0 | 0 | 0 | 0 | 0 | 0 | 0 | 0 | 0 | 0 | 0 | 0 | 0 | 0 | 0 | 0 | 0 | 0 | 0 | 0 | 0 | 0 | 1 | 0 | 0 | 0 | 0 | 0 | 0 | 0
GLENN (PGE) | Glenn | 230 | 5.8703 | 26 | ORLAND | CA | 95963 | SUBSTATION | IN SERVICE | GLENN | 06021 | USA | 39.7778 | -122.1428 | 221121 | ELECTRIC BULK POWER TRANSMISSION AND CONTROL | California Energy Commission http://www.energy.ca.gov/maps/ | 2016-10-03T00:00:00.000Z | IMAGERY/OTHER | 2016-10-03T00:00:00.000Z | 5 | 230 | 60 | N | Y | 0 | 0 | 0 | 0 | 0 | 0 | 0 | 0 | 0 | 0 | 0 | 0 | 0 | 0 | 0 | 0 | 0 | 0 | 0 | 0 | 0 | 0 | 0 | 0 | 0 | 0 | 0 | 0 | 0 | 0 | 0 | 0 | 0 | 0 | 0 | 0 | 0 | 0 | 0 | 0 | 0 | 0 | 0 | 0 | 1 | 0 | 0 | 0 | 0 | 0 | 0 | 0 | 0 | 0 | 0 | 0 | 0 | 0 | 0 | 0 | 0 | 0 | 0 | 0 | 0 | 0 | 0 | 0 | 0 | 0 | 0 | 0 | 0 | 1 | 0 | 0 | 0 | 0 | 0 | 0 | 0 | 0 | 0 | 0 | 0 | 0 | 0 | 0 | 0 | 0 | 0 | 0 | 0 | 0 | 0 | 0 | 0 | 0 | 0 | 0 | 0 | 0 | 0 | 0 | 0 | 0 | 0
GOLD HILL | Gold Hill | 230 | 28.742 | 144 | FOLSOM | CA | 95630 | SUBSTATION | IN SERVICE | SACRAMENTO | 06067 | USA | 38.6576 | -121.1368 | 221121 | ELECTRIC BULK POWER TRANSMISSION AND CONTROL | California Energy Commission http://www.energy.ca.gov/maps/ | 2016-09-26T00:00:00.000Z | IMAGERY/OTHER | 2016-09-26T00:00:00.000Z | 12 | 230 | 115 | N | Y | 0 | 0 | 0 | 0 | 0 | 0 | 0 | 0 | 0 | 0 | 0 | 0 | 0 | 0 | 0 | 0 | 0 | 0 | 0 | 0 | 0 | 0 | 0 | 0 | 0 | 0 | 0 | 0 | 0 | 0 | 0 | 0 | 0 | 0 | 0 | 0 | 0 | 0 | 0 | 0 | 0 | 0 | 0 | 0 | 1 | 0 | 0 | 0 | 0 | 1 | 1 | 1 | 0 | 0 | 0 | 0 | 0 | 0 | 0 | 0 | 0 | 0 | 0 | 1 | 1 | 0 | 0 | 0 | 0 | 0 | 0 | 0 | 0 | 0 | 0 | 0 | 0 | 0 | 0 | 0 | 0 | 0 | 0 | 0 | 0 | 0 | 0 | 0 | 0 | 0 | 0 | 0 | 0 | 0 | 0 | 0 | 0 | 0 | 0 | 0 | 0 | 0 | 0 | 0 | 0 | 0 | 0
GOLDEN VALLEY | Golden Valley | 115 | 8.3742 | 47 | BUTTONWILLOW | CA | 93206 | SUBSTATION | NOT AVAILABLE | KERN | 06029 | USA | 35.4059 | -119.3369 | 221121 | ELECTRIC BULK POWER TRANSMISSION AND CONTROL | California Energy Commission http://www.energy.ca.gov/maps/ | 2015-06-22T00:00:00.000Z | IMAGERY/OTHER | 2017-11-27T00:00:00.000Z | 0 | 115 | -999999 | Y | N | 0 | 0 | 0 | 0 | 0 | 0 | 0 | 0 | 0 | 0 | 0 | 0 | 0 | 0 | 0 | 0 | 0 | 0 | 0 | 0 | 0 | 0 | 0 | 0 | 0 | 0 | 0 | 0 | 0 | 0 | 0 | 0 | 0 | 0 | 0 | 0 | 0 | 0 | 0 | 0 | 0 | 0 | 0 | 0 | 0 | 0 | 0 | 0 | 0 | 0 | 0 | 0 | 0 | 0 | 0 | 0 | 0 | 0 | 0 | 0 | 0 | 0 | 0 | 0 | 0 | 0 | 0 | 0 | 0 | 0 | 0 | 0 | 0 | 0 | 0 | 0 | 0 | 0 | 0 | 0 | 0 | 1 | 0 | 0 | 0 | 0 | 0 | 0 | 0 | 0 | 0 | 0 | 0 | 0 | 0 | 0 | 0 | 0 | 0 | 0 | 0 | 0 | 0 | 0 | 0 | 0 | 0
GOLETA | Goleta | 230 | 9.3051 | 58 | GOLETA | CA | 93117 | SUBSTATION | IN SERVICE | SANTA BARBARA | 06083 | USA | 34.4692 | -119.8844 | 221121 | ELECTRIC BULK POWER TRANSMISSION AND CONTROL | California Energy Commission http://www.energy.ca.gov/maps/ | 2016-10-03T00:00:00.000Z | IMAGERY/OTHER | 2016-10-03T00:00:00.000Z | 7 | 230 | 66 | N | Y | 0 | 0 | 1 | 0 | 1 | 0 | 1 | 0 | 0 | 0 | 0 | 0 | 0 | 0 | 0 | 0 | 0 | 0 | 0 | 0 | 0 | 0 | 0 | 0 | 0 | 0 | 0 | 0 | 1 | 0 | 0 | 0 | 0 | 0 | 0 | 0 | 0 | 0 | 0 | 0 | 0 | 0 | 0 | 0 | 0 | 0 | 0 | 0 | 0 | 0 | 0 | 0 | 0 | 0 | 0 | 0 | 0 | 0 | 0 | 0 | 0 | 0 | 0 | 0 | 0 | 0 | 0 | 0 | 0 | 0 | 0 | 0 | 0 | 0 | 0 | 0 | 0 | 0 | 0 | 0 | 0 | 0 | 0 | 0 | 0 | 0 | 0 | 0 | 0 | 0 | 0 | 0 | 0 | 0 | 0 | 0 | 0 | 0 | 0 | 0 | 0 | 0 | 0 | 0 | 0 | 0 | 0
GOODRICH | Goodrich | 230 | 1.3137 | 4 | PASADENA | CA | 91107 | SUBSTATION | IN SERVICE | LOS ANGELES | 06037 | USA | 34.1514 | -118.088 | 221121 | ELECTRIC BULK POWER TRANSMISSION AND CONTROL | California Energy Commission http://www.energy.ca.gov/maps/ | 2015-06-04T00:00:00.000Z | IMAGERY/OTHER | 2015-06-04T00:00:00.000Z | 5 | 230 | 66 | N | N | 0 | 0 | 0 | 0 | 0 | 0 | 0 | 0 | 0 | 0 | 0 | 0 | 1 | 0 | 0 | 0 | 0 | 0 | 0 | 0 | 0 | 0 | 0 | 0 | 0 | 0 | 0 | 0 | 0 | 0 | 0 | 0 | 0 | 0 | 0 | 0 | 0 | 0 | 0 | 0 | 0 | 0 | 0 | 0 | 0 | 0 | 0 | 0 | 0 | 0 | 0 | 0 | 0 | 0 | 0 | 0 | 0 | 0 | 0 | 0 | 0 | 0 | 0 | 0 | 0 | 0 | 0 | 0 | 0 | 0 | 0 | 0 | 0 | 0 | 0 | 0 | 0 | 0 | 0 | 0 | 0 | 0 | 0 | 0 | 0 | 0 | 0 | 0 | 0 | 0 | 0 | 0 | 0 | 0 | 0 | 0 | 0 | 0 | 0 | 0 | 0 | 0 | 0 | 0 | 0 | 0 | 0
GOOSE LAKE | Goose Lake | 115 | 23.6875 | 130 | LOST HILLS | CA | 93280 | SUBSTATION | IN SERVICE | KERN | 06029 | USA | 35.6016 | -119.58 | 221121 | ELECTRIC BULK POWER TRANSMISSION AND CONTROL | California Energy Commission http://www.energy.ca.gov/maps/ | 2015-06-19T00:00:00.000Z | IMAGERY/OTHER | 2015-06-19T00:00:00.000Z | 3 | 115 | 115 | Y | Y | 0 | 0 | 0 | 0 | 0 | 0 | 0 | 0 | 0 | 0 | 0 | 0 | 0 | 0 | 0 | 0 | 0 | 0 | 0 | 0 | 0 | 0 | 0 | 0 | 0 | 0 | 0 | 0 | 0 | 0 | 0 | 0 | 0 | 0 | 0 | 0 | 0 | 0 | 0 | 0 | 0 | 0 | 0 | 0 | 0 | 0 | 0 | 0 | 0 | 0 | 0 | 0 | 0 | 0 | 0 | 0 | 0 | 0 | 0 | 0 | 0 | 0 | 0 | 0 | 0 | 0 | 0 | 0 | 0 | 0 | 0 | 0 | 0 | 0 | 0 | 0 | 0 | 0 | 0 | 0 | 0 | 1 | 1 | 0 | 0 | 0 | 0 | 0 | 0 | 0 | 0 | 0 | 0 | 0 | 0 | 0 | 0 | 0 | 0 | 0 | 0 | 0 | 0 | 0 | 0 | 0 | 0
GOULD | Gould | 230 | 1.3137 | 4 | LA CAÑADA FLINTRIDGE | CA | 91011 | SUBSTATION | IN SERVICE | LOS ANGELES | 06037 | USA | 34.2216 | -118.1871 | 221121 | ELECTRIC BULK POWER TRANSMISSION AND CONTROL | California Energy Commission http://www.energy.ca.gov/maps/ | 2015-06-04T00:00:00.000Z | IMAGERY/OTHER | 2015-06-04T00:00:00.000Z | 2 | 230 | 230 | N | N | 0 | 0 | 0 | 0 | 0 | 0 | 0 | 0 | 0 | 0 | 0 | 0 | 1 | 0 | 0 | 0 | 0 | 0 | 0 | 0 | 0 | 0 | 0 | 0 | 0 | 0 | 0 | 0 | 0 | 0 | 0 | 0 | 0 | 0 | 0 | 0 | 0 | 0 | 0 | 0 | 0 | 0 | 0 | 0 | 0 | 0 | 0 | 0 | 0 | 0 | 0 | 0 | 0 | 0 | 0 | 0 | 0 | 0 | 0 | 0 | 0 | 0 | 0 | 0 | 0 | 0 | 0 | 0 | 0 | 0 | 0 | 0 | 0 | 0 | 0 | 0 | 0 | 0 | 0 | 0 | 0 | 0 | 0 | 0 | 0 | 0 | 0 | 0 | 0 | 0 | 0 | 0 | 0 | 0 | 0 | 0 | 0 | 0 | 0 | 0 | 0 | 0 | 0 | 0 | 0 | 0 | 0
GRANITE VERNALLIS | Granite-Vernallis | 115 | 28.8262 | 145 | TRACY | CA | 95304 | SUBSTATION | NOT AVAILABLE | SAN JOAQUIN | 06077 | USA | 37.6132 | -121.3601 | 221121 | ELECTRIC BULK POWER TRANSMISSION AND CONTROL | California Energy Commission http://www.energy.ca.gov/maps/ | 2015-06-15T00:00:00.000Z | IMAGERY/OTHER | 2015-06-15T00:00:00.000Z | 0 | 115 | -999999 | Y | N | 0 | 0 | 0 | 0 | 0 | 0 | 0 | 0 | 0 | 0 | 0 | 0 | 0 | 0 | 0 | 0 | 0 | 0 | 0 | 0 | 0 | 0 | 0 | 0 | 0 | 0 | 0 | 0 | 0 | 0 | 0 | 0 | 0 | 0 | 0 | 0 | 0 | 0 | 0 | 0 | 0 | 0 | 0 | 0 | 0 | 0 | 0 | 0 | 0 | 0 | 0 | 0 | 0 | 0 | 0 | 0 | 0 | 0 | 0 | 0 | 0 | 1 | 0 | 0 | 0 | 0 | 0 | 1 | 0 | 0 | 0 | 0 | 0 | 0 | 0 | 0 | 0 | 0 | 0 | 0 | 0 | 0 | 0 | 0 | 0 | 0 | 0 | 0 | 0 | 0 | 0 | 0 | 0 | 0 | 0 | 0 | 0 | 0 | 0 | 0 | 0 | 0 | 0 | 0 | 0 | 0 | 0
GRANT | Grant | 115 | 20.6207 | 121 | SAN LEANDRO | CA | 94579 | SUBSTATION | IN SERVICE | ALAMEDA | 06001 | USA | 37.6715 | -122.1596 | 221121 | ELECTRIC BULK POWER TRANSMISSION AND CONTROL | California Energy Commission http://www.energy.ca.gov/maps/ | 2015-06-11T00:00:00.000Z | IMAGERY/OTHER | 2015-06-11T00:00:00.000Z | 3 | 115 | 115 | N | Y | 0 | 0 | 0 | 0 | 0 | 0 | 0 | 0 | 0 | 0 | 0 | 0 | 0 | 0 | 0 | 0 | 0 | 0 | 0 | 0 | 0 | 0 | 0 | 0 | 0 | 0 | 0 | 0 | 0 | 0 | 0 | 0 | 0 | 0 | 0 | 0 | 0 | 0 | 0 | 0 | 0 | 0 | 0 | 0 | 0 | 0 | 0 | 0 | 0 | 0 | 0 | 0 | 0 | 1 | 0 | 0 | 0 | 0 | 0 | 0 | 0 | 0 | 0 | 0 | 0 | 1 | 0 | 0 | 0 | 0 | 0 | 0 | 0 | 0 | 0 | 0 | 0 | 0 | 0 | 0 | 0 | 0 | 0 | 0 | 0 | 0 | 0 | 0 | 0 | 0 | 0 | 0 | 0 | 0 | 0 | 0 | 0 | 0 | 0 | 0 | 0 | 0 | 0 | 0 | 0 | 0 | 0
GREEN VALLEY (PGE) | Green Valley | 115 | 18.0913 | 113 | INTERLAKEN | CA | 95076 | SUBSTATION | IN SERVICE | SANTA CRUZ | 06087 | USA | 36.952 | -121.7603 | 221121 | ELECTRIC BULK POWER TRANSMISSION AND CONTROL | California Energy Commission http://www.energy.ca.gov/maps/ | 2015-06-15T00:00:00.000Z | IMAGERY/OTHER | 2015-06-15T00:00:00.000Z | 6 | 115 | 60 | N | Y | 0 | 0 | 0 | 0 | 0 | 0 | 0 | 0 | 0 | 0 | 0 | 0 | 0 | 0 | 0 | 0 | 0 | 0 | 0 | 0 | 0 | 0 | 0 | 0 | 0 | 0 | 0 | 0 | 0 | 0 | 0 | 0 | 0 | 0 | 0 | 0 | 0 | 0 | 0 | 0 | 0 | 0 | 0 | 0 | 0 | 0 | 0 | 0 | 0 | 0 | 0 | 0 | 0 | 0 | 0 | 0 | 1 | 0 | 0 | 1 | 0 | 0 | 0 | 1 | 0 | 0 | 0 | 0 | 0 | 0 | 1 | 1 | 0 | 0 | 0 | 0 | 0 | 0 | 0 | 0 | 0 | 0 | 0 | 0 | 0 | 0 | 0 | 0 | 0 | 0 | 0 | 0 | 0 | 0 | 0 | 0 | 0 | 0 | 0 | 0 | 0 | 0 | 0 | 1 | 0 | 0 | 0
GREGG | Gregg | 230 | 42.877 | 168 | MADERA | CA | 93636 | SUBSTATION | IN SERVICE | MADERA | 06039 | USA | 36.8533 | -119.917 | 221121 | ELECTRIC BULK POWER TRANSMISSION AND CONTROL | California Energy Commission http://www.energy.ca.gov/maps/ | 2016-10-03T00:00:00.000Z | IMAGERY/OTHER | 2016-10-03T00:00:00.000Z | 6 | 230 | 230 | N | Y | 0 | 0 | 0 | 0 | 0 | 0 | 0 | 0 | 0 | 0 | 0 | 0 | 0 | 0 | 0 | 0 | 0 | 0 | 0 | 0 | 0 | 0 | 0 | 0 | 0 | 0 | 0 | 0 | 0 | 0 | 0 | 0 | 0 | 0 | 0 | 0 | 0 | 0 | 0 | 0 | 0 | 0 | 0 | 0 | 0 | 0 | 0 | 0 | 0 | 0 | 1 | 0 | 0 | 0 | 0 | 0 | 0 | 0 | 0 | 0 | 0 | 0 | 0 | 0 | 0 | 0 | 0 | 0 | 0 | 0 | 0 | 0 | 0 | 0 | 0 | 1 | 0 | 0 | 0 | 0 | 0 | 0 | 0 | 0 | 1 | 1 | 0 | 1 | 1 | 1 | 1 | 1 | 1 | 1 | 1 | 0 | 0 | 1 | 1 | 0 | 0 | 1 | 0 | 0 | 0 | 1 | 0
GRIMMWAY-MALAGA | Grimmway-Malaga | 115 | 47.524 | 173 | ARVIN | CA | 93307 | SUBSTATION | NOT AVAILABLE | KERN | 06029 | USA | 35.2473 | -118.8609 | 221121 | ELECTRIC BULK POWER TRANSMISSION AND CONTROL | California Energy Commission http://www.energy.ca.gov/maps/ | 2015-06-22T00:00:00.000Z | IMAGERY/OTHER | 2015-06-22T00:00:00.000Z | 1 | 66 | -999999 | Y | N | 0 | 0 | 0 | 0 | 0 | 0 | 0 | 0 | 0 | 0 | 0 | 0 | 0 | 0 | 0 | 0 | 0 | 0 | 0 | 0 | 0 | 0 | 0 | 0 | 0 | 0 | 0 | 0 | 0 | 0 | 0 | 0 | 0 | 0 | 0 | 0 | 0 | 0 | 0 | 0 | 0 | 0 | 0 | 0 | 0 | 0 | 0 | 0 | 0 | 0 | 0 | 0 | 0 | 0 | 0 | 0 | 0 | 0 | 0 | 0 | 0 | 0 | 0 | 0 | 0 | 0 | 0 | 0 | 0 | 0 | 0 | 0 | 0 | 0 | 0 | 0 | 0 | 1 | 0 | 0 | 1 | 0 | 1 | 0 | 0 | 0 | 0 | 0 | 0 | 0 | 0 | 0 | 0 | 0 | 0 | 0 | 0 | 0 | 0 | 0 | 0 | 0 | 0 | 0 | 0 | 0 | 0
GRIZZLY | Grizzly | 230 | 6.8795 | 35 | BELDEN | CA | 95915 | SUBSTATION | NOT AVAILABLE | PLUMAS | 06063 | USA | 39.9109 | -121.3276 | 221121 | ELECTRIC BULK POWER TRANSMISSION AND CONTROL | California Energy Commission http://www.energy.ca.gov/maps/ | 2015-05-14T00:00:00.000Z | IMAGERY/OTHER | 2015-05-14T00:00:00.000Z | 0 | 230 | -999999 | Y | N | 0 | 0 | 0 | 0 | 0 | 0 | 0 | 0 | 0 | 0 | 0 | 0 | 0 | 0 | 0 | 0 | 0 | 0 | 0 | 0 | 0 | 0 | 0 | 0 | 0 | 0 | 0 | 0 | 0 | 0 | 0 | 0 | 0 | 0 | 0 | 0 | 0 | 0 | 0 | 0 | 0 | 0 | 0 | 0 | 1 | 0 | 0 | 0 | 0 | 1 | 0 | 0 | 0 | 0 | 0 | 0 | 0 | 0 | 0 | 0 | 0 | 0 | 0 | 0 | 0 | 0 | 0 | 0 | 0 | 0 | 0 | 0 | 0 | 0 | 0 | 0 | 0 | 0 | 0 | 0 | 0 | 0 | 0 | 0 | 0 | 0 | 0 | 0 | 0 | 0 | 0 | 0 | 0 | 0 | 0 | 0 | 0 | 0 | 0 | 0 | 0 | 0 | 0 | 0 | 0 | 0 | 0
GWF 2 | GWF Hanford | 115 | 24.8607 | 137 | PITTSBURG | CA | 94565 | SUBSTATION | IN SERVICE | CONTRA COSTA | 06013 | USA | 38.016 | -121.8607 | 221121 | ELECTRIC BULK POWER TRANSMISSION AND CONTROL | California Energy Commission http://www.energy.ca.gov/maps/ | 2015-06-11T00:00:00.000Z | IMAGERY/OTHER | 2015-06-11T00:00:00.000Z | 1 | 115 | 115 | Y | Y | 0 | 0 | 0 | 0 | 0 | 0 | 0 | 0 | 0 | 0 | 0 | 0 | 0 | 0 | 0 | 0 | 0 | 0 | 0 | 0 | 0 | 0 | 0 | 0 | 0 | 0 | 0 | 0 | 0 | 0 | 0 | 0 | 0 | 0 | 0 | 0 | 0 | 0 | 0 | 0 | 0 | 0 | 0 | 0 | 0 | 0 | 0 | 0 | 0 | 0 | 1 | 0 | 0 | 0 | 0 | 0 | 0 | 0 | 0 | 0 | 0 | 0 | 0 | 0 | 0 | 0 | 0 | 0 | 0 | 0 | 0 | 0 | 0 | 0 | 0 | 1 | 0 | 0 | 0 | 0 | 0 | 0 | 0 | 0 | 1 | 1 | 0 | 1 | 0 | 1 | 1 | 1 | 1 | 0 | 0 | 0 | 0 | 0 | 1 | 0 | 0 | 0 | 0 | 0 | 0 | 1 | 0
GWF TRACY | GWF Tracy | 115 | 28.8262 | 145 | TRACY | CA | 95377 | SUBSTATION | IN SERVICE | SAN JOAQUIN | 06077 | USA | 37.7105 | -121.49 | 221121 | ELECTRIC BULK POWER TRANSMISSION AND CONTROL | California Energy Commission http://www.energy.ca.gov/maps/ | 2015-06-10T00:00:00.000Z | IMAGERY/OTHER | 2015-06-10T00:00:00.000Z | 5 | 115 | 115 | N | Y | 0 | 0 | 0 | 0 | 0 | 0 | 0 | 0 | 0 | 0 | 0 | 0 | 0 | 0 | 0 | 0 | 0 | 0 | 0 | 0 | 0 | 0 | 0 | 0 | 0 | 0 | 0 | 0 | 0 | 0 | 0 | 0 | 0 | 0 | 0 | 0 | 0 | 0 | 0 | 0 | 0 | 0 | 0 | 0 | 0 | 0 | 0 | 0 | 0 | 0 | 0 | 0 | 0 | 0 | 0 | 0 | 0 | 0 | 0 | 0 | 0 | 1 | 0 | 0 | 0 | 0 | 0 | 1 | 0 | 0 | 0 | 0 | 0 | 0 | 0 | 0 | 0 | 0 | 0 | 0 | 0 | 0 | 0 | 0 | 0 | 0 | 0 | 0 | 0 | 0 | 0 | 0 | 0 | 0 | 0 | 0 | 0 | 0 | 0 | 0 | 0 | 0 | 0 | 0 | 0 | 0 | 0
HAAS | Haas | 230 | 48.2612 | 174 | LAKESHORE | CA | 93664 | SUBSTATION | IN SERVICE | FRESNO | 06019 | USA | 36.9274 | -119.0209 | 221121 | ELECTRIC BULK POWER TRANSMISSION AND CONTROL | California Energy Commission http://www.energy.ca.gov/maps/ | 2015-05-27T00:00:00.000Z | IMAGERY/OTHER | 2015-05-27T00:00:00.000Z | 1 | 230 | 230 | N | Y | 0 | 0 | 0 | 0 | 0 | 0 | 0 | 0 | 0 | 0 | 0 | 0 | 0 | 0 | 0 | 0 | 0 | 0 | 0 | 0 | 0 | 0 | 0 | 0 | 0 | 0 | 0 | 0 | 0 | 0 | 0 | 0 | 0 | 0 | 0 | 0 | 0 | 0 | 0 | 0 | 0 | 0 | 0 | 0 | 0 | 0 | 0 | 0 | 0 | 0 | 1 | 0 | 0 | 0 | 0 | 0 | 0 | 0 | 0 | 0 | 0 | 0 | 0 | 0 | 0 | 0 | 0 | 0 | 0 | 0 | 0 | 0 | 0 | 0 | 0 | 1 | 0 | 0 | 0 | 0 | 0 | 0 | 0 | 0 | 1 | 1 | 1 | 1 | 1 | 1 | 1 | 1 | 1 | 1 | 1 | 0 | 0 | 1 | 1 | 0 | 0 | 1 | 0 | 0 | 0 | 1 | 0
HARBORGEN | HarborGen | 230 | 6.2843 | 30 | LOS ANGELES | CA | 90813 | SUBSTATION | IN SERVICE | LOS ANGELES | 06037 | USA | 33.7789 | -118.2273 | 221121 | ELECTRIC BULK POWER TRANSMISSION AND CONTROL | Southern California Edison http://preview.tinyurl.com/q9vuye2 | 2015-06-04T00:00:00.000Z | IMAGERY/OTHER | 2015-06-04T00:00:00.000Z | 4 | 230 | 66 | N | Y | 0 | 0 | 0 | 0 | 0 | 0 | 0 | 0 | 0 | 0 | 1 | 1 | 1 | 0 | 0 | 0 | 0 | 0 | 0 | 0 | 0 | 0 | 0 | 0 | 0 | 0 | 0 | 0 | 0 | 0 | 0 | 0 | 0 | 0 | 0 | 0 | 0 | 0 | 0 | 0 | 0 | 0 | 0 | 0 | 0 | 0 | 0 | 0 | 0 | 0 | 0 | 0 | 0 | 0 | 0 | 0 | 0 | 0 | 0 | 0 | 0 | 0 | 0 | 0 | 0 | 0 | 0 | 0 | 0 | 0 | 0 | 0 | 0 | 0 | 0 | 0 | 0 | 0 | 0 | 0 | 0 | 0 | 0 | 0 | 0 | 0 | 0 | 0 | 0 | 0 | 0 | 0 | 0 | 0 | 0 | 0 | 0 | 0 | 0 | 0 | 0 | 0 | 0 | 0 | 0 | 0 | 0
HASSAYAMPA | Hassyampah (APS) | 500 | 9.1971 | 55 | TONOPAH | AZ | 85354 | SUBSTATION | IN SERVICE | MARICOPA | 04013 | USA | 33.3459 | -112.8521 | 221121 | ELECTRIC BULK POWER TRANSMISSION AND CONTROL | West Connect http://www.westconnect.com/filestorage/wc_2013_map_8_crt_colorado_river_tsa | 2016-10-03T00:00:00.000Z | IMAGERY/OTHER | 2016-10-03T00:00:00.000Z | 11 | 500 | 500 | N | Y | 0 | 0 | 0 | 0 | 0 | 0 | 0 | 0 | 0 | 0 | 0 | 0 | 0 | 0 | 0 | 0 | 0 | 0 | 0 | 1 | 0 | 1 | 0 | 0 | 0 | 1 | 0 | 0 | 1 | 0 | 0 | 0 | 0 | 0 | 0 | 1 | 0 | 0 | 0 | 0 | 0 | 0 | 0 | 0 | 0 | 0 | 0 | 0 | 0 | 0 | 0 | 0 | 0 | 0 | 0 | 0 | 0 | 0 | 0 | 0 | 0 | 0 | 0 | 0 | 0 | 0 | 0 | 0 | 0 | 0 | 0 | 0 | 0 | 0 | 0 | 0 | 0 | 0 | 0 | 0 | 0 | 0 | 0 | 0 | 0 | 0 | 0 | 0 | 0 | 0 | 0 | 0 | 0 | 0 | 0 | 0 | 0 | 0 | 0 | 0 | 0 | 0 | 0 | 0 | 0 | 0 | 0
HATCHET RIDGE WIND | Hatchet Ridge | 230 | 1.8617 | 5 | MONTGOMERY CREEK | CA | 96065 | SUBSTATION | NOT AVAILABLE | SHASTA | 06089 | USA | 40.8903 | -121.7969 | 221121 | ELECTRIC BULK POWER TRANSMISSION AND CONTROL | California Energy Commission http://www.energy.ca.gov/maps/ | 2015-06-16T00:00:00.000Z | IMAGERY/OTHER | 2015-06-16T00:00:00.000Z | 1 | 69 | 69 | Y | Y | 0 | 0 | 0 | 0 | 0 | 0 | 0 | 0 | 0 | 0 | 0 | 0 | 0 | 0 | 0 | 0 | 0 | 0 | 0 | 0 | 0 | 0 | 0 | 0 | 0 | 0 | 0 | 0 | 0 | 0 | 0 | 0 | 0 | 0 | 0 | 0 | 0 | 0 | 0 | 0 | 0 | 0 | 0 | 0 | 1 | 0 | 0 | 0 | 0 | 0 | 0 | 0 | 0 | 0 | 0 | 0 | 0 | 0 | 0 | 0 | 0 | 0 | 0 | 0 | 0 | 0 | 0 | 0 | 0 | 0 | 0 | 0 | 0 | 0 | 0 | 0 | 0 | 0 | 0 | 0 | 0 | 0 | 0 | 0 | 0 | 0 | 0 | 0 | 0 | 0 | 0 | 0 | 0 | 0 | 0 | 0 | 0 | 0 | 0 | 0 | 0 | 0 | 0 | 0 | 0 | 0 | 0
HELM | Helm | 230 | 42.877 | 168 | LAKESHORE | CA | 93660 | SUBSTATION | IN SERVICE | FRESNO | 06019 | USA | 36.5916 | -120.1763 | 221121 | ELECTRIC BULK POWER TRANSMISSION AND CONTROL | California Energy Commission http://www.energy.ca.gov/maps/ | 2015-06-18T00:00:00.000Z | IMAGERY/OTHER | 2017-11-27T00:00:00.000Z | 6 | 230 | 60 | Y | Y | 0 | 0 | 0 | 0 | 0 | 0 | 0 | 0 | 0 | 0 | 0 | 0 | 0 | 0 | 0 | 0 | 0 | 0 | 0 | 0 | 0 | 0 | 0 | 0 | 0 | 0 | 0 | 0 | 0 | 0 | 0 | 0 | 0 | 0 | 0 | 0 | 0 | 0 | 0 | 0 | 0 | 0 | 0 | 0 | 0 | 0 | 0 | 0 | 0 | 0 | 1 | 0 | 0 | 0 | 0 | 0 | 0 | 0 | 0 | 0 | 0 | 0 | 0 | 0 | 0 | 0 | 0 | 0 | 0 | 0 | 0 | 0 | 0 | 0 | 0 | 1 | 0 | 0 | 0 | 0 | 0 | 0 | 0 | 0 | 1 | 1 | 0 | 1 | 1 | 1 | 1 | 1 | 1 | 1 | 1 | 0 | 0 | 1 | 1 | 0 | 0 | 1 | 0 | 0 | 0 | 1 | 0
HELM'S PUMPED STORAGE | Helms PGP | 230 | 42.877 | 168 | SHAVER LAKE | CA | 93664 | SUBSTATION | IN SERVICE | FRESNO | 06019 | USA | 37.0391 | -118.9638 | 221121 | ELECTRIC BULK POWER TRANSMISSION AND CONTROL | California Energy Commission http://www.energy.ca.gov/maps/ | 2016-10-03T00:00:00.000Z | IMAGERY/OTHER | 2016-10-03T00:00:00.000Z | 2 | 230 | 230 | N | Y | 0 | 0 | 0 | 0 | 0 | 0 | 0 | 0 | 0 | 0 | 0 | 0 | 0 | 0 | 0 | 0 | 0 | 0 | 0 | 0 | 0 | 0 | 0 | 0 | 0 | 0 | 0 | 0 | 0 | 0 | 0 | 0 | 0 | 0 | 0 | 0 | 0 | 0 | 0 | 0 | 0 | 0 | 0 | 0 | 0 | 0 | 0 | 0 | 0 | 0 | 1 | 0 | 0 | 0 | 0 | 0 | 0 | 0 | 0 | 0 | 0 | 0 | 0 | 0 | 0 | 0 | 0 | 0 | 0 | 0 | 0 | 0 | 0 | 0 | 0 | 1 | 0 | 0 | 0 | 0 | 0 | 0 | 0 | 0 | 1 | 1 | 0 | 1 | 1 | 1 | 1 | 1 | 1 | 1 | 1 | 0 | 0 | 1 | 1 | 0 | 0 | 1 | 0 | 0 | 0 | 1 | 0
HENRIETTA | Henrietta | 230 | 19.819 | 117 | LEMOORE | CA | 93245 | SUBSTATION | NOT AVAILABLE | KINGS | 06031 | USA | 36.2421 | -119.9028 | 221121 | ELECTRIC BULK POWER TRANSMISSION AND CONTROL | California Energy Commission http://www.energy.ca.gov/maps/ | 2015-06-18T00:00:00.000Z | IMAGERY/OTHER | 2015-06-18T00:00:00.000Z | 4 | 230 | 60 | Y | Y | 0 | 0 | 0 | 0 | 0 | 0 | 0 | 0 | 0 | 0 | 0 | 0 | 0 | 0 | 0 | 0 | 0 | 0 | 0 | 0 | 0 | 0 | 0 | 0 | 0 | 0 | 0 | 0 | 0 | 0 | 0 | 0 | 0 | 0 | 0 | 0 | 0 | 0 | 0 | 0 | 0 | 0 | 0 | 0 | 0 | 0 | 0 | 0 | 0 | 0 | 0 | 0 | 0 | 0 | 0 | 0 | 0 | 0 | 0 | 0 | 0 | 0 | 0 | 0 | 0 | 0 | 0 | 0 | 0 | 0 | 0 | 0 | 0 | 0 | 0 | 1 | 0 | 0 | 0 | 0 | 0 | 0 | 0 | 0 | 1 | 1 | 1 | 1 | 0 | 0 | 1 | 0 | 0 | 0 | 1 | 0 | 0 | 0 | 1 | 0 | 0 | 0 | 0 | 0 | 0 | 1 | 0
HERNDON | Herndon | 230 | 42.877 | 168 | FRESNO | CA | 93722 | SUBSTATION | IN SERVICE | FRESNO | 06019 | USA | 36.8448 | -119.9222 | 221121 | ELECTRIC BULK POWER TRANSMISSION AND CONTROL | California Energy Commission http://www.energy.ca.gov/maps/ | 2015-06-15T00:00:00.000Z | IMAGERY/OTHER | 2015-06-15T00:00:00.000Z | 9 | 115 | 115 | N | Y | 0 | 0 | 0 | 0 | 0 | 0 | 0 | 0 | 0 | 0 | 0 | 0 | 0 | 0 | 0 | 0 | 0 | 0 | 0 | 0 | 0 | 0 | 0 | 0 | 0 | 0 | 0 | 0 | 0 | 0 | 0 | 0 | 0 | 0 | 0 | 0 | 0 | 0 | 0 | 0 | 0 | 0 | 0 | 0 | 0 | 0 | 0 | 0 | 0 | 0 | 1 | 0 | 0 | 0 | 0 | 0 | 0 | 0 | 0 | 0 | 0 | 0 | 0 | 0 | 0 | 0 | 0 | 0 | 0 | 0 | 0 | 0 | 0 | 0 | 0 | 1 | 0 | 0 | 0 | 0 | 0 | 0 | 0 | 0 | 1 | 1 | 0 | 1 | 1 | 1 | 1 | 1 | 1 | 1 | 1 | 0 | 0 | 1 | 1 | 0 | 0 | 1 | 0 | 0 | 0 | 1 | 0
HICKS | Hicks | 230 | 7.8486 | 41 | SAN JOSE | CA | 95124 | SUBSTATION | IN SERVICE | SANTA CLARA | 06085 | USA | 37.2337 | -121.901 | 221121 | ELECTRIC BULK POWER TRANSMISSION AND CONTROL | California Energy Commission http://www.energy.ca.gov/maps/ | 2015-05-26T00:00:00.000Z | IMAGERY/OTHER | 2015-05-26T00:00:00.000Z | 2 | 230 | 230 | N | Y | 0 | 0 | 0 | 0 | 0 | 0 | 0 | 0 | 0 | 0 | 0 | 0 | 0 | 0 | 0 | 0 | 0 | 0 | 0 | 0 | 0 | 0 | 0 | 0 | 0 | 0 | 0 | 0 | 0 | 0 | 0 | 0 | 0 | 0 | 0 | 0 | 0 | 0 | 0 | 0 | 0 | 0 | 0 | 0 | 0 | 0 | 0 | 0 | 0 | 0 | 0 | 0 | 0 | 0 | 0 | 0 | 0 | 0 | 0 | 0 | 0 | 0 | 0 | 1 | 0 | 0 | 0 | 0 | 0 | 0 | 1 | 0 | 0 | 0 | 0 | 0 | 0 | 0 | 0 | 0 | 0 | 0 | 0 | 0 | 0 | 0 | 0 | 0 | 0 | 0 | 0 | 0 | 0 | 0 | 0 | 0 | 0 | 0 | 0 | 0 | 0 | 0 | 0 | 0 | 0 | 0 | 0
HIGGINS | Higgins | 115 | 36.337 | 157 | GRASS VALLEY | CA | 95949 | SUBSTATION | IN SERVICE | NEVADA | 06057 | USA | 39.0439 | -121.0907 | 221121 | ELECTRIC BULK POWER TRANSMISSION AND CONTROL | California Energy Commission http://www.energy.ca.gov/maps/ | 2015-06-15T00:00:00.000Z | IMAGERY/OTHER | 2015-06-15T00:00:00.000Z | 2 | 115 | 115 | N | Y | 0 | 0 | 0 | 0 | 0 | 0 | 0 | 0 | 0 | 0 | 0 | 0 | 0 | 0 | 0 | 0 | 0 | 0 | 0 | 0 | 0 | 0 | 0 | 0 | 0 | 0 | 0 | 0 | 0 | 0 | 0 | 0 | 0 | 0 | 0 | 0 | 0 | 0 | 0 | 0 | 0 | 0 | 0 | 0 | 1 | 0 | 0 | 1 | 0 | 0 | 1 | 1 | 1 | 0 | 0 | 0 | 0 | 0 | 0 | 0 | 0 | 0 | 0 | 1 | 1 | 0 | 0 | 0 | 0 | 0 | 0 | 0 | 0 | 0 | 0 | 0 | 0 | 0 | 0 | 0 | 0 | 0 | 0 | 0 | 0 | 0 | 0 | 0 | 0 | 0 | 0 | 0 | 0 | 0 | 0 | 0 | 0 | 0 | 0 | 0 | 0 | 0 | 0 | 0 | 0 | 0 | 0
HIGH WINDS | High Winds Russell (Sonoma) | 230 | 22.3273 | 126 | RIO VISTA | CA | 94571 | SUBSTATION | IN SERVICE | SOLANO | 06095 | USA | 38.1274 | -121.8307 | 221121 | ELECTRIC BULK POWER TRANSMISSION AND CONTROL | California Energy Commission http://www.energy.ca.gov/maps/ | 2016-09-27T00:00:00.000Z | IMAGERY/OTHER | 2016-09-27T00:00:00.000Z | 0 | 230 | -999999 | Y | N | 0 | 0 | 0 | 0 | 0 | 0 | 0 | 0 | 0 | 0 | 0 | 0 | 0 | 0 | 0 | 0 | 0 | 0 | 0 | 0 | 0 | 0 | 0 | 0 | 0 | 0 | 0 | 0 | 0 | 0 | 0 | 0 | 0 | 0 | 0 | 0 | 0 | 0 | 0 | 0 | 0 | 0 | 0 | 0 | 1 | 0 | 0 | 0 | 0 | 0 | 0 | 0 | 0 | 0 | 0 | 0 | 0 | 1 | 1 | 1 | 0 | 0 | 1 | 1 | 0 | 0 | 0 | 0 | 0 | 0 | 0 | 0 | 1 | 1 | 0 | 0 | 0 | 0 | 0 | 0 | 0 | 0 | 0 | 0 | 0 | 0 | 0 | 0 | 0 | 0 | 0 | 0 | 0 | 0 | 0 | 0 | 0 | 0 | 0 | 0 | 0 | 0 | 0 | 0 | 0 | 0 | 0
HINSON | Hinson | 230 | 6.2843 | 30 | LONG BEACH | CA | 90810 | SUBSTATION | IN SERVICE | LOS ANGELES | 06037 | USA | 33.8193 | -118.2225 | 221121 | ELECTRIC BULK POWER TRANSMISSION AND CONTROL | California Energy Commission http://www.energy.ca.gov/maps/ | 2016-10-03T00:00:00.000Z | IMAGERY/OTHER | 2016-10-03T00:00:00.000Z | 7 | 230 | 66 | N | Y | 0 | 0 | 0 | 0 | 0 | 0 | 0 | 0 | 0 | 0 | 1 | 1 | 1 | 0 | 0 | 0 | 0 | 0 | 0 | 0 | 0 | 0 | 0 | 0 | 0 | 0 | 0 | 0 | 0 | 0 | 0 | 0 | 0 | 0 | 0 | 0 | 0 | 0 | 0 | 0 | 0 | 0 | 0 | 0 | 0 | 0 | 0 | 0 | 0 | 0 | 0 | 0 | 0 | 0 | 0 | 0 | 0 | 0 | 0 | 0 | 0 | 0 | 0 | 0 | 0 | 0 | 0 | 0 | 0 | 0 | 0 | 0 | 0 | 0 | 0 | 0 | 0 | 0 | 0 | 0 | 0 | 0 | 0 | 0 | 0 | 0 | 0 | 0 | 0 | 0 | 0 | 0 | 0 | 0 | 0 | 0 | 0 | 0 | 0 | 0 | 0 | 0 | 0 | 0 | 0 | 0 | 0
HOLLISTER | Hollister | 115 | 16.1703 | 99 | HOLLISTER | CA | 95023 | SUBSTATION | IN SERVICE | SAN BENITO | 06069 | USA | 36.8628 | -121.4061 | 221121 | ELECTRIC BULK POWER TRANSMISSION AND CONTROL | California Energy Commission http://www.energy.ca.gov/maps/ | 2015-06-15T00:00:00.000Z | IMAGERY/OTHER | 2017-11-27T00:00:00.000Z | 3 | 115 | 60 | Y | Y | 0 | 0 | 0 | 0 | 0 | 0 | 0 | 0 | 0 | 0 | 0 | 0 | 0 | 0 | 0 | 0 | 0 | 0 | 0 | 0 | 0 | 0 | 0 | 0 | 0 | 0 | 0 | 0 | 0 | 0 | 0 | 0 | 0 | 0 | 0 | 0 | 0 | 0 | 0 | 0 | 0 | 0 | 0 | 0 | 0 | 0 | 0 | 0 | 0 | 0 | 0 | 0 | 0 | 0 | 0 | 0 | 0 | 0 | 0 | 1 | 0 | 0 | 0 | 1 | 0 | 0 | 0 | 0 | 0 | 0 | 1 | 1 | 0 | 0 | 0 | 0 | 0 | 0 | 0 | 0 | 0 | 0 | 0 | 0 | 0 | 0 | 0 | 0 | 0 | 0 | 1 | 0 | 0 | 0 | 0 | 0 | 0 | 0 | 0 | 0 | 0 | 0 | 0 | 1 | 0 | 0 | 0
HOMESTAKE | Homestake | 115 | 11.1003 | 70 | NAPA | CA | 94558 | SUBSTATION | IN SERVICE | NAPA | 06055 | USA | 38.8365 | -122.3695 | 221121 | ELECTRIC BULK POWER TRANSMISSION AND CONTROL | California Energy Commission http://www.energy.ca.gov/maps/ | 2015-06-15T00:00:00.000Z | IMAGERY/OTHER | 2015-06-15T00:00:00.000Z | 1 | 115 | 115 | N | Y | 0 | 0 | 0 | 0 | 0 | 0 | 0 | 0 | 0 | 0 | 0 | 0 | 0 | 0 | 0 | 0 | 0 | 0 | 0 | 0 | 0 | 0 | 0 | 0 | 0 | 0 | 0 | 0 | 0 | 0 | 0 | 0 | 0 | 0 | 0 | 0 | 0 | 0 | 0 | 0 | 0 | 0 | 0 | 0 | 0 | 0 | 1 | 0 | 0 | 0 | 0 | 0 | 0 | 0 | 0 | 0 | 0 | 0 | 0 | 0 | 0 | 0 | 0 | 0 | 0 | 0 | 0 | 0 | 0 | 0 | 0 | 0 | 0 | 0 | 0 | 0 | 0 | 0 | 0 | 0 | 0 | 0 | 0 | 0 | 0 | 0 | 0 | 0 | 0 | 0 | 0 | 0 | 0 | 0 | 0 | 0 | 0 | 0 | 0 | 0 | 0 | 0 | 0 | 0 | 0 | 0 | 0
HONCUT | Honcut | 115 | 36.8076 | 159 | OROVILLE | CA | 95965 | SUBSTATION | IN SERVICE | BUTTE | 06007 | USA | 39.3205 | -121.5954 | 221121 | ELECTRIC BULK POWER TRANSMISSION AND CONTROL | California Energy Commission http://www.energy.ca.gov/maps/ | 2015-06-16T00:00:00.000Z | IMAGERY/OTHER | 2015-06-16T00:00:00.000Z | 1 | 69 | 69 | Y | Y | 0 | 0 | 0 | 0 | 0 | 0 | 0 | 0 | 0 | 0 | 0 | 0 | 0 | 0 | 0 | 0 | 0 | 0 | 0 | 0 | 0 | 0 | 0 | 0 | 0 | 0 | 0 | 0 | 0 | 0 | 0 | 0 | 0 | 0 | 0 | 0 | 0 | 0 | 0 | 0 | 0 | 0 | 0 | 0 | 1 | 0 | 0 | 0 | 0 | 1 | 1 | 1 | 1 | 0 | 0 | 0 | 0 | 0 | 0 | 0 | 0 | 0 | 0 | 1 | 1 | 0 | 0 | 0 | 0 | 0 | 0 | 0 | 0 | 0 | 0 | 0 | 0 | 0 | 0 | 0 | 0 | 0 | 0 | 0 | 0 | 0 | 0 | 0 | 0 | 0 | 0 | 0 | 0 | 0 | 0 | 0 | 0 | 0 | 0 | 0 | 0 | 0 | 0 | 0 | 0 | 0 | 0
HOODOO WASH | Hoodoo Wash (APS) | 500 | 14.2821 | 90 | ROLL | AZ | 85347 | SUBSTATION | IN SERVICE | YUMA | 04027 | USA | 32.9541 | -113.4888 | 221121 | ELECTRIC BULK POWER TRANSMISSION AND CONTROL | Western Electricity Coordinating Council | 2015-05-05T00:00:00.000Z | IMAGERY/OTHER | 2015-05-05T00:00:00.000Z | 2 | 500 | 500 | N | Y | 0 | 0 | 0 | 0 | 0 | 0 | 0 | 0 | 0 | 0 | 0 | 0 | 0 | 0 | 0 | 0 | 0 | 0 | 0 | 1 | 0 | 1 | 0 | 0 | 0 | 1 | 0 | 0 | 1 | 0 | 0 | 0 | 0 | 0 | 1 | 1 | 1 | 0 | 0 | 0 | 0 | 0 | 0 | 0 | 0 | 0 | 0 | 0 | 0 | 0 | 0 | 0 | 0 | 0 | 0 | 0 | 0 | 0 | 0 | 0 | 0 | 0 | 0 | 0 | 0 | 0 | 0 | 0 | 0 | 0 | 0 | 0 | 0 | 0 | 0 | 0 | 0 | 0 | 0 | 0 | 0 | 0 | 0 | 0 | 0 | 0 | 0 | 0 | 0 | 0 | 0 | 0 | 0 | 0 | 0 | 0 | 0 | 0 | 0 | 0 | 0 | 0 | 0 | 0 | 0 | 0 | 0
HOPLAND | Hopland | 115 | 11.1003 | 70 | HOPLAND | CA | 95449 | SUBSTATION | IN SERVICE | MENDOCINO | 06045 | USA | 38.9728 | -123.0811 | 221121 | ELECTRIC BULK POWER TRANSMISSION AND CONTROL | California Energy Commission http://www.energy.ca.gov/maps/ | 2015-06-15T00:00:00.000Z | IMAGERY/OTHER | 2015-06-15T00:00:00.000Z | 6 | 60 | 60 | N | Y | 0 | 0 | 0 | 0 | 0 | 0 | 0 | 0 | 0 | 0 | 0 | 0 | 0 | 0 | 0 | 0 | 0 | 0 | 0 | 0 | 0 | 0 | 0 | 0 | 0 | 0 | 0 | 0 | 0 | 0 | 0 | 0 | 0 | 0 | 0 | 0 | 0 | 0 | 0 | 0 | 0 | 0 | 0 | 0 | 0 | 0 | 1 | 0 | 0 | 0 | 0 | 0 | 0 | 0 | 0 | 0 | 0 | 0 | 0 | 0 | 0 | 0 | 0 | 0 | 0 | 0 | 0 | 0 | 0 | 0 | 0 | 0 | 0 | 0 | 0 | 0 | 0 | 0 | 0 | 0 | 0 | 0 | 0 | 0 | 0 | 0 | 0 | 0 | 0 | 0 | 0 | 0 | 0 | 0 | 0 | 0 | 0 | 0 | 0 | 0 | 0 | 0 | 0 | 0 | 0 | 0 | 0
HUNTINGTON BEACH | Huntington Beach | 230 | 1.3137 | 4 | HUNTINGTON BEACH | CA | 92646 | SUBSTATION | IN SERVICE | ORANGE | 0 | 0 | 33.6459 | -117.9779 | 0 | 0 | California Energy Commission http://www.energy.ca.gov/maps/ | 2016-10-03T00:00:00.000Z | IMAGERY/OTHER | 2016-10-03T00:00:00.000Z | 8 | 230 | -999999 | N | N | 0 | 0 | 0 | 0 | 0 | 0 | 0 | 0 | 0 | 0 | 0 | 0 | 1 | 0 | 0 | 0 | 0 | 0 | 0 | 0 | 0 | 0 | 0 | 0 | 0 | 0 | 0 | 0 | 0 | 0 | 0 | 0 | 0 | 0 | 0 | 0 | 0 | 0 | 0 | 0 | 0 | 0 | 0 | 0 | 0 | 0 | 0 | 0 | 0 | 0 | 0 | 0 | 0 | 0 | 0 | 0 | 0 | 0 | 0 | 0 | 0 | 0 | 0 | 0 | 0 | 0 | 0 | 0 | 0 | 0 | 0 | 0 | 0 | 0 | 0 | 0 | 0 | 0 | 0 | 0 | 0 | 0 | 0 | 0 | 0 | 0 | 0 | 0 | 0 | 0 | 0 | 0 | 0 | 0 | 0 | 0 | 0 | 0 | 0 | 0 | 0 | 0 | 0 | 0 | 0 | 0 | 0
HYATT | Hyatt 1&2 | 230 | 6.8795 | 35 | OROVILLE EAST | CA | 95966 | SUBSTATION | IN SERVICE | BUTTE | 06007 | USA | 39.5328 | -121.4862 | 221121 | ELECTRIC BULK POWER TRANSMISSION AND CONTROL | California Energy Commission http://www.energy.ca.gov/maps/ | 2016-10-03T00:00:00.000Z | IMAGERY/OTHER | 2016-10-03T00:00:00.000Z | 4 | 230 | 60 | N | Y | 0 | 0 | 0 | 0 | 0 | 0 | 0 | 0 | 0 | 0 | 0 | 0 | 0 | 0 | 0 | 0 | 0 | 0 | 0 | 0 | 0 | 0 | 0 | 0 | 0 | 0 | 0 | 0 | 0 | 0 | 0 | 0 | 0 | 0 | 0 | 0 | 0 | 0 | 0 | 0 | 0 | 0 | 0 | 0 | 1 | 0 | 0 | 0 | 0 | 1 | 0 | 0 | 0 | 0 | 0 | 0 | 0 | 0 | 0 | 0 | 0 | 0 | 0 | 0 | 0 | 0 | 0 | 0 | 0 | 0 | 0 | 0 | 0 | 0 | 0 | 0 | 0 | 0 | 0 | 0 | 0 | 0 | 0 | 0 | 0 | 0 | 0 | 0 | 0 | 0 | 0 | 0 | 0 | 0 | 0 | 0 | 0 | 0 | 0 | 0 | 0 | 0 | 0 | 0 | 0 | 0 | 0
IGNACIO | Ignacio | 230 | 11.1003 | 70 | NOVATO | CA | 94945 | SUBSTATION | IN SERVICE | MARIN | 06041 | USA | 38.0774 | -122.5409 | 221121 | ELECTRIC BULK POWER TRANSMISSION AND CONTROL | California Energy Commission http://www.energy.ca.gov/maps/ | 2016-09-26T00:00:00.000Z | IMAGERY/OTHER | 2016-09-26T00:00:00.000Z | 12 | 230 | 60 | N | N | 0 | 0 | 0 | 0 | 0 | 0 | 0 | 0 | 0 | 0 | 0 | 0 | 0 | 0 | 0 | 0 | 0 | 0 | 0 | 0 | 0 | 0 | 0 | 0 | 0 | 0 | 0 | 0 | 0 | 0 | 0 | 0 | 0 | 0 | 0 | 0 | 0 | 0 | 0 | 0 | 0 | 0 | 0 | 0 | 0 | 0 | 1 | 0 | 0 | 0 | 0 | 0 | 0 | 0 | 0 | 0 | 0 | 0 | 0 | 0 | 0 | 0 | 0 | 0 | 0 | 0 | 0 | 0 | 0 | 0 | 0 | 0 | 0 | 0 | 0 | 0 | 0 | 0 | 0 | 0 | 0 | 0 | 0 | 0 | 0 | 0 | 0 | 0 | 0 | 0 | 0 | 0 | 0 | 0 | 0 | 0 | 0 | 0 | 0 | 0 | 0 | 0 | 0 | 0 | 0 | 0 | 0
IMPERIAL VALLEY | Imperial Valley | 230 | 4.7999 | 20 | IMPERIAL | CA | 92251 | SUBSTATION | IN SERVICE | IMPERIAL | 06025 | USA | 32.8561 | -115.5638 | 221121 | ELECTRIC BULK POWER TRANSMISSION AND CONTROL | California Energy Commission http://www.energy.ca.gov/maps/ | 2015-06-23T00:00:00.000Z | IMAGERY/OTHER | 2015-06-23T00:00:00.000Z | 1 | 500 | 34.5 | N | Y | 0 | 0 | 0 | 0 | 0 | 0 | 0 | 0 | 0 | 0 | 0 | 0 | 0 | 0 | 0 | 0 | 0 | 0 | 0 | 0 | 0 | 0 | 0 | 0 | 0 | 0 | 0 | 0 | 0 | 0 | 0 | 0 | 1 | 0 | 0 | 0 | 0 | 0 | 0 | 0 | 0 | 0 | 0 | 0 | 0 | 0 | 0 | 0 | 0 | 0 | 0 | 0 | 0 | 0 | 0 | 0 | 0 | 0 | 0 | 0 | 0 | 0 | 0 | 0 | 0 | 0 | 0 | 0 | 0 | 0 | 0 | 0 | 0 | 0 | 0 | 0 | 0 | 0 | 0 | 0 | 0 | 0 | 0 | 0 | 0 | 0 | 0 | 0 | 0 | 0 | 0 | 0 | 0 | 0 | 0 | 0 | 0 | 0 | 0 | 0 | 0 | 0 | 0 | 0 | 0 | 0 | 0
INNOVATION | Innovation | 115 | 7.9087 | 42 | PAHRUMP | NV | 89020 | SUBSTATION | IN SERVICE | NYE | 32023 | USA | 36.5825 | -115.9474 | 221121 | ELECTRIC BULK POWER TRANSMISSION AND CONTROL | California Independent System Operator http://www.caiso.com/Documents/Presentation-PTOProposedMitigationSolutions-Sep25_2014.pdf | 2015-05-12T00:00:00.000Z | IMAGERY/OTHER | 2015-05-12T00:00:00.000Z | 2 | 230 | 230 | N | Y | 0 | 0 | 0 | 0 | 0 | 0 | 0 | 0 | 0 | 0 | 0 | 0 | 0 | 0 | 0 | 0 | 0 | 0 | 0 | 0 | 0 | 0 | 0 | 0 | 0 | 0 | 1 | 1 | 1 | 0 | 0 | 0 | 0 | 0 | 0 | 0 | 0 | 0 | 0 | 0 | 0 | 0 | 0 | 0 | 0 | 0 | 0 | 0 | 0 | 0 | 0 | 0 | 0 | 0 | 0 | 0 | 0 | 0 | 0 | 0 | 0 | 0 | 0 | 0 | 0 | 0 | 0 | 0 | 0 | 0 | 0 | 0 | 0 | 0 | 0 | 0 | 0 | 0 | 0 | 0 | 0 | 0 | 0 | 0 | 0 | 0 | 0 | 0 | 0 | 0 | 0 | 0 | 0 | 0 | 0 | 0 | 0 | 0 | 0 | 0 | 0 | 0 | 0 | 0 | 0 | 0 | 0
INYOKERN | Inyokern | 115 | 35.8921 | 156 | INYOKERN | CA | 93555 | SUBSTATION | IN SERVICE | KERN | 06029 | USA | 35.6526 | -117.7958 | 221121 | ELECTRIC BULK POWER TRANSMISSION AND CONTROL | California Energy Commission http://www.energy.ca.gov/maps/ | 2015-06-18T00:00:00.000Z | IMAGERY/OTHER | 2015-06-18T00:00:00.000Z | 4 | 115 | 115 | N | Y | 0 | 0 | 0 | 0 | 0 | 0 | 0 | 0 | 0 | 0 | 0 | 0 | 0 | 1 | 1 | 1 | 1 | 0 | 0 | 0 | 0 | 0 | 0 | 0 | 0 | 0 | 0 | 0 | 0 | 0 | 0 | 0 | 0 | 0 | 0 | 0 | 0 | 0 | 0 | 0 | 0 | 0 | 0 | 0 | 0 | 0 | 0 | 0 | 0 | 0 | 0 | 0 | 0 | 0 | 0 | 0 | 0 | 0 | 0 | 0 | 0 | 0 | 0 | 0 | 0 | 0 | 0 | 0 | 0 | 0 | 0 | 0 | 0 | 0 | 0 | 0 | 0 | 0 | 0 | 0 | 0 | 0 | 0 | 0 | 0 | 0 | 0 | 0 | 0 | 0 | 0 | 0 | 0 | 0 | 0 | 0 | 0 | 0 | 0 | 0 | 0 | 0 | 0 | 0 | 0 | 0 | 0
IVANPAH | Ivanpah | 230 | 1.0673 | 2 | NIPTON | CA | 92364 | SUBSTATION | IN SERVICE | SAN BERNARDINO | 06071 | USA | 35.5444 | -115.4689 | 221121 | ELECTRIC BULK POWER TRANSMISSION AND CONTROL | IMAGERY | 2015-06-01T00:00:00.000Z | IMAGERY/OTHER | 2015-06-01T00:00:00.000Z | 2 | 230 | 230 | Y | Y | 0 | 0 | 0 | 0 | 0 | 0 | 0 | 0 | 0 | 0 | 0 | 0 | 0 | 0 | 0 | 0 | 0 | 0 | 0 | 0 | 0 | 0 | 0 | 0 | 0 | 0 | 0 | 0 | 1 | 0 | 0 | 0 | 0 | 0 | 0 | 0 | 0 | 0 | 0 | 0 | 0 | 0 | 0 | 0 | 0 | 0 | 0 | 0 | 0 | 0 | 0 | 0 | 0 | 0 | 0 | 0 | 0 | 0 | 0 | 0 | 0 | 0 | 0 | 0 | 0 | 0 | 0 | 0 | 0 | 0 | 0 | 0 | 0 | 0 | 0 | 0 | 0 | 0 | 0 | 0 | 0 | 0 | 0 | 0 | 0 | 0 | 0 | 0 | 0 | 0 | 0 | 0 | 0 | 0 | 0 | 0 | 0 | 0 | 0 | 0 | 0 | 0 | 0 | 0 | 0 | 0 | 0
JACKASS FLATS | Jackass (DOE) | 115 | 3.8944 | 16 | AMARGOSA VALLEY | NV | 89020 | SUBSTATION | IN SERVICE | NYE | 32023 | USA | 36.7624 | -116.2513 | 221121 | ELECTRIC BULK POWER TRANSMISSION AND CONTROL | California Independent System Operator http://www.caiso.com/Documents/ValleyElectricAssociation_PTO_Application.pdf | 2015-04-28T00:00:00.000Z | IMAGERY/OTHER | 2015-04-28T00:00:00.000Z | 4 | 138 | -999999 | N | N | 0 | 0 | 0 | 0 | 0 | 0 | 0 | 0 | 0 | 0 | 0 | 0 | 0 | 0 | 0 | 0 | 0 | 0 | 0 | 0 | 0 | 0 | 0 | 0 | 0 | 0 | 1 | 0 | 1 | 0 | 0 | 0 | 0 | 0 | 0 | 0 | 0 | 0 | 0 | 0 | 0 | 0 | 0 | 0 | 0 | 0 | 0 | 0 | 0 | 0 | 0 | 0 | 0 | 0 | 0 | 0 | 0 | 0 | 0 | 0 | 0 | 0 | 0 | 0 | 0 | 0 | 0 | 0 | 0 | 0 | 0 | 0 | 0 | 0 | 0 | 0 | 0 | 0 | 0 | 0 | 0 | 0 | 0 | 0 | 0 | 0 | 0 | 0 | 0 | 0 | 0 | 0 | 0 | 0 | 0 | 0 | 0 | 0 | 0 | 0 | 0 | 0 | 0 | 0 | 0 | 0 | 0
JACKSON | Jackson Swt | 115 | 212.2118 | 181 | INDIO | CA | 92201 | SUBSTATION | IN SERVICE | RIVERSIDE | 06065 | USA | 33.6846 | -116.2172 | 221121 | ELECTRIC BULK POWER TRANSMISSION AND CONTROL | California Energy Commission http://www.energy.ca.gov/maps/ | 2015-06-23T00:00:00.000Z | IMAGERY/OTHER | 2015-06-23T00:00:00.000Z | 2 | 66 | 92 | Y | Y | 0 | 0 | 0 | 0 | 0 | 0 | 0 | 0 | 0 | 0 | 0 | 0 | 0 | 0 | 0 | 0 | 0 | 0 | 0 | 0 | 0 | 0 | 0 | 0 | 0 | 0 | 0 | 0 | 0 | 0 | 0 | 0 | 0 | 0 | 0 | 0 | 0 | 0 | 0 | 0 | 0 | 0 | 0 | 0 | 0 | 0 | 0 | 0 | 0 | 0 | 0 | 0 | 0 | 0 | 0 | 0 | 0 | 0 | 0 | 0 | 0 | 0 | 0 | 0 | 0 | 0 | 0 | 0 | 0 | 0 | 0 | 0 | 0 | 0 | 0 | 0 | 0 | 0 | 0 | 0 | 0 | 0 | 0 | 0 | 0 | 0 | 0 | 0 | 0 | 0 | 0 | 0 | 0 | 0 | 0 | 0 | 0 | 0 | 0 | 0 | 0 | 0 | 0 | 0 | 0 | 0 | 1
JAMES B. BLACK | James B Black | 230 | 1.8617 | 5 | BIG BEND | CA | 96065 | SUBSTATION | IN SERVICE | SHASTA | 06089 | USA | 40.9925 | -121.9747 | 221121 | ELECTRIC BULK POWER TRANSMISSION AND CONTROL | California Energy Commission http://www.energy.ca.gov/maps/ | 2015-05-14T00:00:00.000Z | IMAGERY/OTHER | 2015-05-14T00:00:00.000Z | 1 | 230 | 230 | N | Y | 0 | 0 | 0 | 0 | 0 | 0 | 0 | 0 | 0 | 0 | 0 | 0 | 0 | 0 | 0 | 0 | 0 | 0 | 0 | 0 | 0 | 0 | 0 | 0 | 0 | 0 | 0 | 0 | 0 | 0 | 0 | 0 | 0 | 0 | 0 | 0 | 0 | 0 | 0 | 0 | 0 | 0 | 0 | 0 | 1 | 0 | 0 | 0 | 0 | 0 | 0 | 0 | 0 | 0 | 0 | 0 | 0 | 0 | 0 | 0 | 0 | 0 | 0 | 0 | 0 | 0 | 0 | 0 | 0 | 0 | 0 | 0 | 0 | 0 | 0 | 0 | 0 | 0 | 0 | 0 | 0 | 0 | 0 | 0 | 0 | 0 | 0 | 0 | 0 | 0 | 0 | 0 | 0 | 0 | 0 | 0 | 0 | 0 | 0 | 0 | 0 | 0 | 0 | 0 | 0 | 0 | 0
JESSUP | Jessup | 115 | 1.8617 | 5 | ANDERSON | CA | 96007 | SUBSTATION | IN SERVICE | SHASTA | 06089 | USA | 40.4618 | -122.3278 | 221121 | ELECTRIC BULK POWER TRANSMISSION AND CONTROL | California Energy Commission http://www.energy.ca.gov/maps/ | 2015-06-16T00:00:00.000Z | IMAGERY/OTHER | 2015-06-16T00:00:00.000Z | 3 | 115 | 69 | N | N | 0 | 0 | 0 | 0 | 0 | 0 | 0 | 0 | 0 | 0 | 0 | 0 | 0 | 0 | 0 | 0 | 0 | 0 | 0 | 0 | 0 | 0 | 0 | 0 | 0 | 0 | 0 | 0 | 0 | 0 | 0 | 0 | 0 | 0 | 0 | 0 | 0 | 0 | 0 | 0 | 0 | 0 | 0 | 0 | 1 | 0 | 0 | 0 | 0 | 0 | 0 | 0 | 0 | 0 | 0 | 0 | 0 | 0 | 0 | 0 | 0 | 0 | 0 | 0 | 0 | 0 | 0 | 0 | 0 | 0 | 0 | 0 | 0 | 0 | 0 | 0 | 0 | 0 | 0 | 0 | 0 | 0 | 0 | 0 | 0 | 0 | 0 | 0 | 0 | 0 | 0 | 0 | 0 | 0 | 0 | 0 | 0 | 0 | 0 | 0 | 0 | 0 | 0 | 0 | 0 | 0 | 0
JOHANNA | Johanna | 230 | 1.3137 | 4 | SANTA ANA | CA | 92705 | SUBSTATION | IN SERVICE | ORANGE | 06059 | USA | 33.7134 | -117.8526 | 221121 | ELECTRIC BULK POWER TRANSMISSION AND CONTROL | California Energy Commission http://www.energy.ca.gov/maps/ | 2015-06-04T00:00:00.000Z | IMAGERY/OTHER | 2015-06-04T00:00:00.000Z | 2 | 230 | 230 | N | Y | 0 | 0 | 0 | 0 | 0 | 0 | 0 | 0 | 0 | 0 | 0 | 0 | 1 | 0 | 0 | 0 | 0 | 0 | 0 | 0 | 0 | 0 | 0 | 0 | 0 | 0 | 0 | 0 | 0 | 0 | 0 | 0 | 0 | 0 | 0 | 0 | 0 | 0 | 0 | 0 | 0 | 0 | 0 | 0 | 0 | 0 | 0 | 0 | 0 | 0 | 0 | 0 | 0 | 0 | 0 | 0 | 0 | 0 | 0 | 0 | 0 | 0 | 0 | 0 | 0 | 0 | 0 | 0 | 0 | 0 | 0 | 0 | 0 | 0 | 0 | 0 | 0 | 0 | 0 | 0 | 0 | 0 | 0 | 0 | 0 | 0 | 0 | 0 | 0 | 0 | 0 | 0 | 0 | 0 | 0 | 0 | 0 | 0 | 0 | 0 | 0 | 0 | 0 | 0 | 0 | 0 | 0
JULIAN HINDS | Julian Hinds | 230 | 9.7628 | 63 | DESERT CENTER | CA | 92239 | SUBSTATION | IN SERVICE | RIVERSIDE | 06065 | USA | 33.7046 | -115.6266 | 221121 | ELECTRIC BULK POWER TRANSMISSION AND CONTROL | California Energy Commission http://www.energy.ca.gov/maps/ | 2015-06-01T00:00:00.000Z | IMAGERY/OTHER | 2015-06-01T00:00:00.000Z | 3 | 230 | 230 | N | Y | 0 | 0 | 0 | 0 | 0 | 0 | 0 | 0 | 0 | 0 | 0 | 0 | 0 | 0 | 0 | 0 | 0 | 0 | 0 | 0 | 0 | 1 | 1 | 1 | 0 | 1 | 0 | 0 | 0 | 0 | 0 | 0 | 0 | 0 | 0 | 0 | 0 | 0 | 0 | 0 | 0 | 0 | 0 | 0 | 0 | 0 | 0 | 0 | 0 | 0 | 0 | 0 | 0 | 0 | 0 | 0 | 0 | 0 | 0 | 0 | 0 | 0 | 0 | 0 | 0 | 0 | 0 | 0 | 0 | 0 | 0 | 0 | 0 | 0 | 0 | 0 | 0 | 0 | 0 | 0 | 0 | 0 | 0 | 0 | 0 | 0 | 0 | 0 | 0 | 0 | 0 | 0 | 0 | 0 | 0 | 0 | 0 | 0 | 0 | 0 | 0 | 0 | 0 | 0 | 0 | 0 | 0
KASSON | Kasson | 115 | 15.5903 | 97 | TRACY | CA | 95304 | SUBSTATION | IN SERVICE | SAN JOAQUIN | 06077 | USA | 37.7458 | -121.3414 | 221121 | ELECTRIC BULK POWER TRANSMISSION AND CONTROL | California Energy Commission http://www.energy.ca.gov/maps/ | 2015-06-15T00:00:00.000Z | IMAGERY/OTHER | 2015-06-15T00:00:00.000Z | 8 | 115 | 60 | N | Y | 0 | 0 | 0 | 0 | 0 | 0 | 0 | 0 | 0 | 0 | 0 | 0 | 0 | 0 | 0 | 0 | 0 | 0 | 0 | 0 | 0 | 0 | 0 | 0 | 0 | 0 | 0 | 0 | 0 | 0 | 0 | 0 | 0 | 0 | 0 | 0 | 0 | 0 | 0 | 0 | 0 | 0 | 0 | 0 | 0 | 0 | 0 | 0 | 0 | 0 | 0 | 0 | 0 | 0 | 0 | 0 | 0 | 0 | 0 | 0 | 0 | 0 | 0 | 0 | 0 | 0 | 0 | 1 | 0 | 0 | 0 | 0 | 0 | 0 | 0 | 0 | 0 | 0 | 0 | 0 | 0 | 0 | 0 | 0 | 0 | 0 | 0 | 0 | 0 | 0 | 0 | 0 | 0 | 0 | 0 | 0 | 0 | 0 | 0 | 0 | 0 | 0 | 0 | 0 | 0 | 0 | 0
KEARNEY | Kearney | 230 | 34.5728 | 154 | 0 | 0 | 0 | 0 | 0 | 0 | 0 | 0 | 36.7056 | -119.8829 | 0 | 0 | 0 | 0 | 0 | 0 | 0 | 0 | 0 | 0 | 0 | 0 | 0 | 0 | 0 | 0 | 0 | 0 | 0 | 0 | 0 | 0 | 0 | 0 | 0 | 0 | 0 | 0 | 0 | 0 | 0 | 0 | 0 | 0 | 0 | 0 | 0 | 0 | 0 | 0 | 0 | 0 | 0 | 0 | 0 | 0 | 0 | 0 | 0 | 0 | 0 | 0 | 0 | 0 | 0 | 0 | 0 | 0 | 0 | 0 | 0 | 1 | 0 | 0 | 0 | 0 | 0 | 0 | 0 | 0 | 0 | 0 | 0 | 0 | 0 | 0 | 0 | 0 | 0 | 0 | 0 | 0 | 0 | 0 | 0 | 0 | 1 | 0 | 0 | 0 | 0 | 0 | 0 | 0 | 0 | 1 | 1 | 0 | 1 | 1 | 1 | 1 | 1 | 1 | 0 | 1 | 0 | 0 | 1 | 1 | 0 | 0 | 1 | 0 | 0 | 0 | 0 | 0
KELSO | Kelso | 230 | 8.6797 | 53 | BYRON | CA | 94514 | SUBSTATION | IN SERVICE | ALAMEDA | 06001 | USA | 37.7975 | -121.6033 | 221121 | ELECTRIC BULK POWER TRANSMISSION AND CONTROL | California Energy Commission http://www.energy.ca.gov/maps/ | 2015-06-10T00:00:00.000Z | IMAGERY/OTHER | 2015-06-10T00:00:00.000Z | 0 | 230 | -999999 | Y | N | 0 | 0 | 0 | 0 | 0 | 0 | 0 | 0 | 0 | 0 | 0 | 0 | 0 | 0 | 0 | 0 | 0 | 0 | 0 | 0 | 0 | 0 | 0 | 0 | 0 | 0 | 0 | 0 | 0 | 0 | 0 | 0 | 0 | 0 | 0 | 0 | 0 | 0 | 0 | 0 | 0 | 0 | 0 | 0 | 1 | 0 | 0 | 0 | 0 | 0 | 0 | 0 | 0 | 0 | 0 | 0 | 0 | 1 | 0 | 1 | 0 | 0 | 0 | 0 | 0 | 0 | 0 | 0 | 0 | 0 | 0 | 0 | 1 | 0 | 0 | 0 | 0 | 0 | 0 | 0 | 0 | 0 | 0 | 0 | 0 | 0 | 0 | 0 | 0 | 0 | 0 | 0 | 0 | 0 | 0 | 0 | 0 | 0 | 0 | 0 | 0 | 0 | 0 | 0 | 0 | 0 | 0
KERN | Kern PP | 230 | 8.509 | 50 | BAKERSFIELD | CA | 93312 | SUBSTATION | IN SERVICE | KERN | 06029 | USA | 35.3794 | -119.0971 | 221121 | ELECTRIC BULK POWER TRANSMISSION AND CONTROL | California Energy Commission http://www.energy.ca.gov/maps/ | 2015-05-28T00:00:00.000Z | IMAGERY/OTHER | 2015-05-28T00:00:00.000Z | 12 | 230 | 70 | N | Y | 0 | 0 | 0 | 0 | 0 | 0 | 0 | 0 | 0 | 0 | 0 | 0 | 0 | 0 | 0 | 0 | 0 | 0 | 0 | 0 | 0 | 0 | 0 | 0 | 0 | 0 | 0 | 0 | 0 | 0 | 0 | 0 | 0 | 0 | 0 | 0 | 0 | 0 | 0 | 0 | 0 | 0 | 0 | 0 | 0 | 0 | 0 | 0 | 0 | 0 | 0 | 0 | 0 | 0 | 0 | 0 | 0 | 0 | 0 | 0 | 0 | 0 | 0 | 0 | 0 | 0 | 0 | 0 | 0 | 0 | 0 | 0 | 0 | 0 | 1 | 1 | 0 | 0 | 0 | 0 | 0 | 0 | 1 | 0 | 1 | 1 | 0 | 0 | 0 | 0 | 0 | 0 | 0 | 0 | 0 | 0 | 0 | 0 | 0 | 0 | 0 | 0 | 0 | 0 | 0 | 0 | 0
KERN FRONT | Kern Front Co-Gen | 115 | 31.8693 | 152 | BAKERSFIELD | CA | 93308 | SUBSTATION | IN SERVICE | KERN | 06029 | USA | 35.5095 | -119.0305 | 221121 | ELECTRIC BULK POWER TRANSMISSION AND CONTROL | California Energy Commission http://www.energy.ca.gov/maps/ | 2015-06-22T00:00:00.000Z | IMAGERY/OTHER | 2015-06-22T00:00:00.000Z | 2 | 115 | -999999 | Y | N | 0 | 0 | 0 | 0 | 0 | 0 | 0 | 0 | 0 | 0 | 0 | 0 | 0 | 0 | 0 | 0 | 0 | 0 | 0 | 0 | 0 | 0 | 0 | 0 | 0 | 0 | 0 | 0 | 0 | 0 | 0 | 0 | 0 | 0 | 0 | 0 | 0 | 0 | 0 | 0 | 0 | 0 | 0 | 0 | 0 | 0 | 0 | 0 | 0 | 0 | 0 | 0 | 0 | 0 | 0 | 0 | 0 | 0 | 0 | 0 | 0 | 0 | 0 | 0 | 0 | 0 | 0 | 0 | 0 | 0 | 0 | 0 | 0 | 0 | 0 | 0 | 0 | 1 | 0 | 0 | 0 | 1 | 1 | 0 | 0 | 0 | 0 | 0 | 0 | 0 | 0 | 0 | 0 | 0 | 0 | 0 | 0 | 0 | 0 | 0 | 0 | 0 | 0 | 0 | 0 | 0 | 0
KERN OIL | Kern Oil | 115 | 24.5415 | 136 | OILDALE | CA | 93308 | SUBSTATION | IN SERVICE | KERN | 06029 | USA | 35.4407 | -119.0205 | 221121 | ELECTRIC BULK POWER TRANSMISSION AND CONTROL | California Energy Commission http://www.energy.ca.gov/maps/ | 2015-06-22T00:00:00.000Z | IMAGERY/OTHER | 2015-06-22T00:00:00.000Z | 3 | 115 | 115 | Y | Y | 0 | 0 | 0 | 0 | 0 | 0 | 0 | 0 | 0 | 0 | 0 | 0 | 0 | 0 | 0 | 0 | 0 | 0 | 0 | 0 | 0 | 0 | 0 | 0 | 0 | 0 | 0 | 0 | 0 | 0 | 0 | 0 | 0 | 0 | 0 | 0 | 0 | 0 | 0 | 0 | 0 | 0 | 0 | 0 | 0 | 0 | 0 | 0 | 0 | 0 | 0 | 0 | 0 | 0 | 0 | 0 | 0 | 0 | 0 | 0 | 0 | 0 | 0 | 0 | 0 | 0 | 0 | 0 | 0 | 0 | 0 | 0 | 0 | 0 | 0 | 0 | 0 | 1 | 0 | 0 | 0 | 0 | 1 | 0 | 0 | 0 | 0 | 0 | 0 | 0 | 0 | 0 | 0 | 0 | 0 | 0 | 0 | 0 | 0 | 0 | 0 | 0 | 0 | 0 | 0 | 0 | 0
KERNRIDGE | Kernridge | 115 | 8.3742 | 47 | MC KITTRICK | CA | 93251 | SUBSTATION | IN SERVICE | KERN | 06029 | USA | 35.4425 | -119.7397 | 221121 | ELECTRIC BULK POWER TRANSMISSION AND CONTROL | California Energy Commission http://www.energy.ca.gov/maps/ | 2015-06-22T00:00:00.000Z | IMAGERY/OTHER | 2015-06-22T00:00:00.000Z | 3 | 115 | 70 | Y | Y | 0 | 0 | 0 | 0 | 0 | 0 | 0 | 0 | 0 | 0 | 0 | 0 | 0 | 0 | 0 | 0 | 0 | 0 | 0 | 0 | 0 | 0 | 0 | 0 | 0 | 0 | 0 | 0 | 0 | 0 | 0 | 0 | 0 | 0 | 0 | 0 | 0 | 0 | 0 | 0 | 0 | 0 | 0 | 0 | 0 | 0 | 0 | 0 | 0 | 0 | 0 | 0 | 0 | 0 | 0 | 0 | 0 | 0 | 0 | 0 | 0 | 0 | 0 | 0 | 0 | 0 | 0 | 0 | 0 | 0 | 0 | 0 | 0 | 0 | 0 | 0 | 0 | 0 | 0 | 0 | 0 | 1 | 0 | 0 | 0 | 0 | 0 | 0 | 0 | 0 | 0 | 0 | 0 | 0 | 0 | 0 | 0 | 0 | 0 | 0 | 0 | 0 | 0 | 0 | 0 | 0 | 0
KIRKER | Kirker | 115 | 8.024 | 44 | PITTSBURG | CA | 94565 | SUBSTATION | IN SERVICE | CONTRA COSTA | 06013 | USA | 38.0208 | -121.9059 | 221121 | ELECTRIC BULK POWER TRANSMISSION AND CONTROL | California Energy Commission http://www.energy.ca.gov/maps/ | 2015-06-11T00:00:00.000Z | IMAGERY/OTHER | 2015-06-11T00:00:00.000Z | 3 | 115 | 60 | N | Y | 0 | 0 | 0 | 0 | 0 | 0 | 0 | 0 | 0 | 0 | 0 | 0 | 0 | 0 | 0 | 0 | 0 | 0 | 0 | 0 | 0 | 0 | 0 | 0 | 0 | 0 | 0 | 0 | 0 | 0 | 0 | 0 | 0 | 0 | 0 | 0 | 0 | 0 | 0 | 0 | 0 | 0 | 0 | 0 | 0 | 0 | 0 | 0 | 0 | 0 | 0 | 0 | 0 | 1 | 0 | 0 | 0 | 0 | 0 | 0 | 0 | 0 | 0 | 0 | 0 | 0 | 0 | 0 | 0 | 0 | 0 | 0 | 0 | 0 | 0 | 0 | 0 | 0 | 0 | 0 | 0 | 0 | 0 | 0 | 0 | 0 | 0 | 0 | 0 | 0 | 0 | 0 | 0 | 0 | 0 | 0 | 0 | 0 | 0 | 0 | 0 | 0 | 0 | 0 | 0 | 0 | 0
KNIGHTS LANDING | Knights Landing | 115 | 97.5027 | 180 | KNIGHTS LANDING | CA | 95645 | SUBSTATION | IN SERVICE | YOLO | 06113 | USA | 38.8093 | -121.7451 | 221121 | ELECTRIC BULK POWER TRANSMISSION AND CONTROL | California Energy Commission http://www.energy.ca.gov/maps/ | 2015-06-15T00:00:00.000Z | IMAGERY/OTHER | 2017-11-27T00:00:00.000Z | 5 | 115 | 60 | Y | Y | 0 | 0 | 0 | 0 | 0 | 0 | 0 | 0 | 0 | 0 | 0 | 0 | 0 | 0 | 0 | 0 | 0 | 0 | 0 | 0 | 0 | 0 | 0 | 0 | 0 | 0 | 0 | 0 | 0 | 0 | 0 | 0 | 0 | 0 | 0 | 0 | 0 | 0 | 0 | 0 | 0 | 0 | 0 | 0 | 0 | 1 | 0 | 0 | 0 | 0 | 0 | 0 | 0 | 0 | 0 | 0 | 0 | 0 | 0 | 0 | 0 | 0 | 0 | 0 | 0 | 0 | 0 | 0 | 0 | 0 | 0 | 0 | 0 | 0 | 0 | 0 | 0 | 0 | 0 | 0 | 0 | 0 | 0 | 0 | 0 | 0 | 0 | 0 | 0 | 0 | 0 | 0 | 0 | 0 | 0 | 0 | 0 | 0 | 0 | 0 | 0 | 0 | 0 | 0 | 0 | 0 | 0
KRAMER | Kramer | 230 | 20.7069 | 123 | BORON | CA | 93516 | SUBSTATION | IN SERVICE | SAN BERNARDINO | 06071 | USA | 34.9891 | -117.5425 | 221121 | ELECTRIC BULK POWER TRANSMISSION AND CONTROL | California Energy Commission http://www.energy.ca.gov/maps/ | 2016-10-03T00:00:00.000Z | IMAGERY/OTHER | 2016-10-03T00:00:00.000Z | 12 | 230 | 33 | N | Y | 0 | 0 | 0 | 0 | 0 | 0 | 0 | 0 | 0 | 0 | 0 | 0 | 0 | 0 | 1 | 1 | 1 | 0 | 0 | 0 | 0 | 0 | 0 | 0 | 0 | 0 | 0 | 0 | 0 | 0 | 0 | 0 | 0 | 0 | 0 | 0 | 0 | 0 | 0 | 0 | 0 | 0 | 0 | 0 | 0 | 0 | 0 | 0 | 0 | 0 | 0 | 0 | 0 | 0 | 0 | 0 | 0 | 0 | 0 | 0 | 0 | 0 | 0 | 0 | 0 | 0 | 0 | 0 | 0 | 0 | 0 | 0 | 0 | 0 | 0 | 0 | 0 | 0 | 0 | 0 | 0 | 0 | 0 | 0 | 0 | 0 | 0 | 0 | 0 | 0 | 0 | 0 | 0 | 0 | 0 | 0 | 0 | 0 | 0 | 0 | 0 | 0 | 0 | 0 | 0 | 0 | 0
LA CIENEGA | La Cienega | 230 | 6.2843 | 30 | LADERA HEIGHTS | CA | 90056 | SUBSTATION | IN SERVICE | LOS ANGELES | 06037 | USA | 34.0008 | -118.3784 | 221121 | ELECTRIC BULK POWER TRANSMISSION AND CONTROL | Southern California Edison http://preview.tinyurl.com/q9vuye2 | 2015-06-04T00:00:00.000Z | IMAGERY/OTHER | 2015-06-04T00:00:00.000Z | 3 | 230 | 66 | N | Y | 0 | 0 | 0 | 0 | 0 | 0 | 0 | 0 | 0 | 0 | 1 | 1 | 1 | 0 | 0 | 0 | 0 | 0 | 0 | 0 | 0 | 0 | 0 | 0 | 0 | 0 | 0 | 0 | 0 | 0 | 0 | 0 | 0 | 0 | 0 | 0 | 0 | 0 | 0 | 0 | 0 | 0 | 0 | 0 | 0 | 0 | 0 | 0 | 0 | 0 | 0 | 0 | 0 | 0 | 0 | 0 | 0 | 0 | 0 | 0 | 0 | 0 | 0 | 0 | 0 | 0 | 0 | 0 | 0 | 0 | 0 | 0 | 0 | 0 | 0 | 0 | 0 | 0 | 0 | 0 | 0 | 0 | 0 | 0 | 0 | 0 | 0 | 0 | 0 | 0 | 0 | 0 | 0 | 0 | 0 | 0 | 0 | 0 | 0 | 0 | 0 | 0 | 0 | 0 | 0 | 0 | 0
LA FRESA | La Fresa | 230 | 6.2843 | 30 | TORRANCE | CA | 90504 | SUBSTATION | IN SERVICE | LOS ANGELES | 06037 | USA | 33.8697 | -118.3331 | 221121 | ELECTRIC BULK POWER TRANSMISSION AND CONTROL | Southern California Edison http://preview.tinyurl.com/q9vuye2 | 2016-09-26T00:00:00.000Z | IMAGERY/OTHER | 2016-09-26T00:00:00.000Z | 12 | 230 | 66 | N | Y | 0 | 0 | 0 | 0 | 0 | 0 | 0 | 0 | 0 | 0 | 1 | 1 | 1 | 0 | 0 | 0 | 0 | 0 | 0 | 0 | 0 | 0 | 0 | 0 | 0 | 0 | 0 | 0 | 0 | 0 | 0 | 0 | 0 | 0 | 0 | 0 | 0 | 0 | 0 | 0 | 0 | 0 | 0 | 0 | 0 | 0 | 0 | 0 | 0 | 0 | 0 | 0 | 0 | 0 | 0 | 0 | 0 | 0 | 0 | 0 | 0 | 0 | 0 | 0 | 0 | 0 | 0 | 0 | 0 | 0 | 0 | 0 | 0 | 0 | 0 | 0 | 0 | 0 | 0 | 0 | 0 | 0 | 0 | 0 | 0 | 0 | 0 | 0 | 0 | 0 | 0 | 0 | 0 | 0 | 0 | 0 | 0 | 0 | 0 | 0 | 0 | 0 | 0 | 0 | 0 | 0 | 0
LAGUNA BELL | Laguna Bell | 230 | 3.3576 | 11 | COMMERCE | CA | 90040 | SUBSTATION | IN SERVICE | LOS ANGELES | 06037 | USA | 33.9761 | -118.1477 | 221121 | ELECTRIC BULK POWER TRANSMISSION AND CONTROL | Southern California Edison http://preview.tinyurl.com/q9vuye2 | 2016-09-26T00:00:00.000Z | IMAGERY/OTHER | 2016-09-26T00:00:00.000Z | 12 | 230 | 66 | N | N | 0 | 0 | 0 | 0 | 0 | 0 | 0 | 0 | 0 | 0 | 1 | 0 | 1 | 0 | 0 | 0 | 0 | 0 | 0 | 0 | 0 | 0 | 0 | 0 | 0 | 0 | 0 | 0 | 0 | 0 | 0 | 0 | 0 | 0 | 0 | 0 | 0 | 0 | 0 | 0 | 0 | 0 | 0 | 0 | 0 | 0 | 0 | 0 | 0 | 0 | 0 | 0 | 0 | 0 | 0 | 0 | 0 | 0 | 0 | 0 | 0 | 0 | 0 | 0 | 0 | 0 | 0 | 0 | 0 | 0 | 0 | 0 | 0 | 0 | 0 | 0 | 0 | 0 | 0 | 0 | 0 | 0 | 0 | 0 | 0 | 0 | 0 | 0 | 0 | 0 | 0 | 0 | 0 | 0 | 0 | 0 | 0 | 0 | 0 | 0 | 0 | 0 | 0 | 0 | 0 | 0 | 0
LAKEVILLE | Lakeville | 115 | 36.775 | 158 | PETALUMA | CA | 94954 | SUBSTATION | IN SERVICE | SONOMA | 06097 | USA | 38.2509 | -122.5812 | 221121 | ELECTRIC BULK POWER TRANSMISSION AND CONTROL | California Energy Commission http://www.energy.ca.gov/maps/ | 2016-10-03T00:00:00.000Z | IMAGERY/OTHER | 2016-10-03T00:00:00.000Z | 12 | 230 | 60 | N | Y | 0 | 0 | 0 | 0 | 0 | 0 | 0 | 0 | 0 | 0 | 0 | 0 | 0 | 0 | 0 | 0 | 0 | 0 | 0 | 0 | 0 | 0 | 0 | 0 | 0 | 0 | 0 | 0 | 0 | 0 | 0 | 0 | 0 | 0 | 0 | 0 | 0 | 0 | 0 | 0 | 0 | 0 | 0 | 1 | 1 | 0 | 1 | 0 | 0 | 0 | 0 | 0 | 0 | 0 | 0 | 1 | 1 | 1 | 1 | 1 | 0 | 0 | 0 | 1 | 0 | 0 | 0 | 0 | 0 | 0 | 0 | 0 | 1 | 1 | 0 | 0 | 0 | 0 | 0 | 0 | 0 | 0 | 0 | 0 | 0 | 0 | 0 | 0 | 0 | 0 | 0 | 0 | 0 | 0 | 0 | 0 | 0 | 0 | 0 | 0 | 0 | 0 | 0 | 0 | 0 | 0 | 0
LAMBIE | Lambie | 230 | 22.3273 | 126 | SUISUN CITY | CA | 94585 | SUBSTATION | IN SERVICE | SOLANO | 06095 | USA | 38.2214 | -121.867 | 221121 | ELECTRIC BULK POWER TRANSMISSION AND CONTROL | California Energy Commission http://www.energy.ca.gov/maps/ | 2015-05-22T00:00:00.000Z | IMAGERY/OTHER | 2015-05-22T00:00:00.000Z | 3 | 230 | 60 | N | Y | 0 | 0 | 0 | 0 | 0 | 0 | 0 | 0 | 0 | 0 | 0 | 0 | 0 | 0 | 0 | 0 | 0 | 0 | 0 | 0 | 0 | 0 | 0 | 0 | 0 | 0 | 0 | 0 | 0 | 0 | 0 | 0 | 0 | 0 | 0 | 0 | 0 | 0 | 0 | 0 | 0 | 0 | 0 | 0 | 1 | 0 | 0 | 0 | 0 | 0 | 0 | 0 | 0 | 0 | 0 | 0 | 0 | 1 | 1 | 1 | 0 | 0 | 1 | 1 | 0 | 0 | 0 | 0 | 0 | 0 | 0 | 0 | 1 | 1 | 0 | 0 | 0 | 0 | 0 | 0 | 0 | 0 | 0 | 0 | 0 | 0 | 0 | 0 | 0 | 0 | 0 | 0 | 0 | 0 | 0 | 0 | 0 | 0 | 0 | 0 | 0 | 0 | 0 | 0 | 0 | 0 | 0
LAMMERS | Lammers | 115 | 24.4786 | 135 | TRACY | CA | 95377 | SUBSTATION | IN SERVICE | SAN JOAQUIN | 06077 | USA | 37.7131 | -121.478 | 221121 | ELECTRIC BULK POWER TRANSMISSION AND CONTROL | California Energy Commission http://www.energy.ca.gov/maps/ | 2015-06-10T00:00:00.000Z | IMAGERY/OTHER | 2015-06-10T00:00:00.000Z | 3 | 115 | 115 | N | Y | 0 | 0 | 0 | 0 | 0 | 0 | 0 | 0 | 0 | 0 | 0 | 0 | 0 | 0 | 0 | 0 | 0 | 0 | 0 | 0 | 0 | 0 | 0 | 0 | 0 | 0 | 0 | 0 | 0 | 0 | 0 | 0 | 0 | 0 | 0 | 0 | 0 | 0 | 0 | 0 | 0 | 0 | 0 | 0 | 0 | 0 | 0 | 0 | 0 | 0 | 1 | 0 | 0 | 0 | 0 | 0 | 0 | 0 | 0 | 1 | 0 | 1 | 0 | 1 | 0 | 0 | 0 | 1 | 0 | 0 | 0 | 0 | 1 | 0 | 0 | 0 | 0 | 0 | 0 | 0 | 0 | 0 | 0 | 0 | 0 | 0 | 0 | 0 | 0 | 0 | 0 | 0 | 0 | 0 | 0 | 0 | 0 | 0 | 0 | 0 | 0 | 0 | 0 | 0 | 0 | 0 | 0
LAMONT | Lamont | 115 | 16.54 | 102 | BAKERSFIELD | CA | 93307 | SUBSTATION | IN SERVICE | KERN | 06029 | USA | 35.2969 | -118.8614 | 221121 | ELECTRIC BULK POWER TRANSMISSION AND CONTROL | California Energy Commission http://www.energy.ca.gov/maps/ | 2015-06-22T00:00:00.000Z | IMAGERY/OTHER | 2015-06-22T00:00:00.000Z | 2 | 115 | -999999 | Y | N | 0 | 0 | 0 | 0 | 0 | 0 | 0 | 0 | 0 | 0 | 0 | 0 | 0 | 0 | 0 | 0 | 0 | 0 | 0 | 0 | 0 | 0 | 0 | 0 | 0 | 0 | 0 | 0 | 0 | 0 | 0 | 0 | 0 | 0 | 0 | 0 | 0 | 0 | 0 | 0 | 0 | 0 | 0 | 0 | 0 | 0 | 0 | 0 | 0 | 0 | 0 | 0 | 0 | 0 | 0 | 0 | 0 | 0 | 0 | 0 | 0 | 0 | 0 | 0 | 0 | 0 | 0 | 0 | 0 | 0 | 0 | 0 | 0 | 0 | 0 | 1 | 0 | 1 | 0 | 1 | 1 | 0 | 1 | 0 | 1 | 1 | 0 | 0 | 0 | 0 | 0 | 0 | 0 | 0 | 0 | 0 | 0 | 0 | 0 | 0 | 0 | 0 | 0 | 0 | 0 | 0 | 0
LAS AGUILAS | Las Aguilas | 230 | 11.0151 | 69 | 0 | 0 | 0 | 0 | 0 | 0 | 0 | 0 | 36.6318 | -120.8788 | 0 | 0 | 0 | 0 | 0 | 0 | 0 | 0 | 0 | 0 | 0 | 0 | 0 | 0 | 0 | 0 | 0 | 0 | 0 | 0 | 0 | 0 | 0 | 0 | 0 | 0 | 0 | 0 | 0 | 0 | 0 | 0 | 0 | 0 | 0 | 0 | 0 | 0 | 0 | 0 | 0 | 0 | 0 | 0 | 0 | 0 | 0 | 0 | 0 | 0 | 0 | 0 | 0 | 0 | 0 | 0 | 0 | 0 | 0 | 0 | 0 | 0 | 0 | 0 | 0 | 0 | 0 | 0 | 0 | 0 | 0 | 0 | 0 | 0 | 0 | 0 | 0 | 0 | 0 | 0 | 0 | 0 | 0 | 0 | 0 | 0 | 1 | 0 | 0 | 0 | 0 | 0 | 0 | 0 | 0 | 1 | 1 | 0 | 0 | 0 | 0 | 1 | 1 | 0 | 0 | 0 | 0 | 0 | 0 | 0 | 0 | 0 | 0 | 0 | 1 | 0 | 1 | 0
LAS POSITAS | Los Positas | 230 | 18.0002 | 112 | LIVERMORE | CA | 94551 | SUBSTATION | IN SERVICE | ALAMEDA | 06001 | USA | 37.7008 | -121.7333 | 221121 | ELECTRIC BULK POWER TRANSMISSION AND CONTROL | California Energy Commission http://www.energy.ca.gov/maps/ | 2016-10-03T00:00:00.000Z | IMAGERY/OTHER | 2016-10-03T00:00:00.000Z | 3 | 230 | 60 | N | Y | 0 | 0 | 0 | 0 | 0 | 0 | 0 | 0 | 0 | 0 | 0 | 0 | 0 | 0 | 0 | 0 | 0 | 0 | 0 | 0 | 0 | 0 | 0 | 0 | 0 | 0 | 0 | 0 | 0 | 0 | 0 | 0 | 0 | 0 | 0 | 0 | 0 | 0 | 0 | 0 | 0 | 0 | 0 | 0 | 1 | 0 | 0 | 0 | 0 | 0 | 0 | 0 | 0 | 0 | 0 | 0 | 0 | 1 | 1 | 1 | 0 | 0 | 1 | 1 | 0 | 0 | 0 | 0 | 0 | 0 | 0 | 0 | 1 | 0 | 0 | 0 | 0 | 0 | 0 | 0 | 0 | 0 | 0 | 0 | 0 | 0 | 0 | 0 | 0 | 0 | 0 | 0 | 0 | 0 | 0 | 0 | 0 | 0 | 0 | 0 | 0 | 0 | 0 | 0 | 0 | 0 | 0
LATHROP | Lathrop Switch | 115 | 7.9087 | 42 | AMARGOSA VALLEY | NV | 89020 | SUBSTATION | IN SERVICE | NYE | 32023 | USA | 36.6701 | -116.366 | 221121 | ELECTRIC BULK POWER TRANSMISSION AND CONTROL | California Independent System Operator http://www.caiso.com/Documents/ValleyElectricAssociation_PTO_Application.pdf | 2015-04-28T00:00:00.000Z | IMAGERY/OTHER | 2015-04-28T00:00:00.000Z | 3 | 138 | 138 | N | Y | 0 | 0 | 0 | 0 | 0 | 0 | 0 | 0 | 0 | 0 | 0 | 0 | 0 | 0 | 0 | 0 | 0 | 0 | 0 | 0 | 0 | 0 | 0 | 0 | 0 | 0 | 1 | 1 | 1 | 0 | 0 | 0 | 0 | 0 | 0 | 0 | 0 | 0 | 0 | 0 | 0 | 0 | 0 | 0 | 0 | 0 | 0 | 0 | 0 | 0 | 0 | 0 | 0 | 0 | 0 | 0 | 0 | 0 | 0 | 0 | 0 | 0 | 0 | 0 | 0 | 0 | 0 | 0 | 0 | 0 | 0 | 0 | 0 | 0 | 0 | 0 | 0 | 0 | 0 | 0 | 0 | 0 | 0 | 0 | 0 | 0 | 0 | 0 | 0 | 0 | 0 | 0 | 0 | 0 | 0 | 0 | 0 | 0 | 0 | 0 | 0 | 0 | 0 | 0 | 0 | 0 | 0
LAWRENCE LIVERMORE LAB | LLNL | 230 | 1.0027 | 1 | LIVERMORE | CA | 94550 | SUBSTATION | IN SERVICE | ALAMEDA | 06001 | USA | 37.6823 | -121.7053 | 221121 | ELECTRIC BULK POWER TRANSMISSION AND CONTROL | California Energy Commission http://www.energy.ca.gov/maps/ | 2015-06-10T00:00:00.000Z | IMAGERY/OTHER | 2015-06-10T00:00:00.000Z | 2 | 115 | 115 | N | Y | 0 | 0 | 0 | 0 | 0 | 0 | 0 | 0 | 0 | 0 | 0 | 0 | 0 | 0 | 0 | 0 | 0 | 0 | 0 | 0 | 0 | 0 | 0 | 0 | 0 | 0 | 0 | 0 | 0 | 0 | 0 | 0 | 0 | 0 | 0 | 0 | 0 | 0 | 0 | 0 | 0 | 0 | 0 | 0 | 0 | 0 | 0 | 0 | 0 | 0 | 0 | 0 | 0 | 0 | 0 | 0 | 0 | 0 | 0 | 0 | 0 | 0 | 0 | 0 | 0 | 0 | 0 | 0 | 0 | 0 | 0 | 0 | 0 | 0 | 0 | 1 | 0 | 0 | 0 | 0 | 0 | 0 | 0 | 0 | 0 | 0 | 0 | 0 | 0 | 0 | 0 | 0 | 0 | 0 | 0 | 0 | 0 | 0 | 0 | 0 | 0 | 0 | 0 | 0 | 0 | 0 | 0
LE GRAND | Le Grand | 115 | 43.919 | 170 | LE GRAND | CA | 95333 | SUBSTATION | IN SERVICE | MERCED | 06047 | USA | 37.1849 | -120.2739 | 221121 | ELECTRIC BULK POWER TRANSMISSION AND CONTROL | California Energy Commission http://www.energy.ca.gov/maps/ | 2015-06-15T00:00:00.000Z | IMAGERY/OTHER | 2015-06-15T00:00:00.000Z | 6 | 115 | 115 | N | Y | 0 | 0 | 0 | 0 | 0 | 0 | 0 | 0 | 0 | 0 | 0 | 0 | 0 | 0 | 0 | 0 | 0 | 0 | 0 | 0 | 0 | 0 | 0 | 0 | 0 | 0 | 0 | 0 | 0 | 0 | 0 | 0 | 0 | 0 | 0 | 0 | 0 | 0 | 0 | 0 | 0 | 0 | 0 | 0 | 0 | 0 | 0 | 0 | 0 | 0 | 1 | 0 | 0 | 0 | 0 | 0 | 0 | 0 | 0 | 0 | 0 | 0 | 0 | 0 | 0 | 0 | 0 | 0 | 0 | 0 | 0 | 0 | 0 | 0 | 0 | 1 | 0 | 0 | 0 | 0 | 0 | 0 | 0 | 0 | 1 | 1 | 0 | 1 | 1 | 1 | 1 | 1 | 1 | 0 | 1 | 0 | 0 | 1 | 1 | 1 | 0 | 1 | 0 | 0 | 0 | 1 | 0
LERDO | Lerdo | 115 | 31.8693 | 152 | BAKERSFIELD | CA | 93308 | SUBSTATION | IN SERVICE | KERN | 06029 | USA | 35.5004 | -119.152 | 221121 | ELECTRIC BULK POWER TRANSMISSION AND CONTROL | California Energy Commission http://www.energy.ca.gov/maps/ | 2015-06-22T00:00:00.000Z | IMAGERY/OTHER | 2015-06-22T00:00:00.000Z | 4 | 115 | 70 | Y | Y | 0 | 0 | 0 | 0 | 0 | 0 | 0 | 0 | 0 | 0 | 0 | 0 | 0 | 0 | 0 | 0 | 0 | 0 | 0 | 0 | 0 | 0 | 0 | 0 | 0 | 0 | 0 | 0 | 0 | 0 | 0 | 0 | 0 | 0 | 0 | 0 | 0 | 0 | 0 | 0 | 0 | 0 | 0 | 0 | 0 | 0 | 0 | 0 | 0 | 0 | 0 | 0 | 0 | 0 | 0 | 0 | 0 | 0 | 0 | 0 | 0 | 0 | 0 | 0 | 0 | 0 | 0 | 0 | 0 | 0 | 0 | 0 | 0 | 0 | 0 | 0 | 0 | 1 | 0 | 0 | 0 | 1 | 1 | 0 | 0 | 0 | 0 | 0 | 0 | 0 | 0 | 0 | 0 | 0 | 0 | 0 | 0 | 0 | 0 | 0 | 0 | 0 | 0 | 0 | 0 | 0 | 0
LEWIS | Lewis | 230 | 1.3137 | 4 | ANAHEIM | CA | 92805 | SUBSTATION | IN SERVICE | ORANGE | 06059 | USA | 33.8095 | -117.899 | 221121 | ELECTRIC BULK POWER TRANSMISSION AND CONTROL | Western Electricity Coordinating Council | 2016-09-26T00:00:00.000Z | IMAGERY/OTHER | 2016-09-26T00:00:00.000Z | 11 | 230 | 230 | N | N | 0 | 0 | 0 | 0 | 0 | 0 | 0 | 0 | 0 | 0 | 0 | 0 | 1 | 0 | 0 | 0 | 0 | 0 | 0 | 0 | 0 | 0 | 0 | 0 | 0 | 0 | 0 | 0 | 0 | 0 | 0 | 0 | 0 | 0 | 0 | 0 | 0 | 0 | 0 | 0 | 0 | 0 | 0 | 0 | 0 | 0 | 0 | 0 | 0 | 0 | 0 | 0 | 0 | 0 | 0 | 0 | 0 | 0 | 0 | 0 | 0 | 0 | 0 | 0 | 0 | 0 | 0 | 0 | 0 | 0 | 0 | 0 | 0 | 0 | 0 | 0 | 0 | 0 | 0 | 0 | 0 | 0 | 0 | 0 | 0 | 0 | 0 | 0 | 0 | 0 | 0 | 0 | 0 | 0 | 0 | 0 | 0 | 0 | 0 | 0 | 0 | 0 | 0 | 0 | 0 | 0 | 0
LIGHTPIPE | Lighthipe | 230 | 6.2843 | 30 | LONG BEACH | CA | 90805 | SUBSTATION | IN SERVICE | LOS ANGELES | 06037 | USA | 33.8802 | -118.1745 | 221121 | ELECTRIC BULK POWER TRANSMISSION AND CONTROL | California Energy Commission http://www.energy.ca.gov/maps/ | 2016-10-03T00:00:00.000Z | IMAGERY/OTHER | 2016-10-03T00:00:00.000Z | 9 | 230 | 66 | N | Y | 0 | 0 | 0 | 0 | 0 | 0 | 0 | 0 | 0 | 0 | 1 | 1 | 1 | 0 | 0 | 0 | 0 | 0 | 0 | 0 | 0 | 0 | 0 | 0 | 0 | 0 | 0 | 0 | 0 | 0 | 0 | 0 | 0 | 0 | 0 | 0 | 0 | 0 | 0 | 0 | 0 | 0 | 0 | 0 | 0 | 0 | 0 | 0 | 0 | 0 | 0 | 0 | 0 | 0 | 0 | 0 | 0 | 0 | 0 | 0 | 0 | 0 | 0 | 0 | 0 | 0 | 0 | 0 | 0 | 0 | 0 | 0 | 0 | 0 | 0 | 0 | 0 | 0 | 0 | 0 | 0 | 0 | 0 | 0 | 0 | 0 | 0 | 0 | 0 | 0 | 0 | 0 | 0 | 0 | 0 | 0 | 0 | 0 | 0 | 0 | 0 | 0 | 0 | 0 | 0 | 0 | 0
LINCOLN (PGE) | Lincoln | 115 | 57.7319 | 179 | LINCOLN | CA | 95648 | SUBSTATION | IN SERVICE | PLACER | 06061 | USA | 38.9005 | -121.2941 | 221121 | ELECTRIC BULK POWER TRANSMISSION AND CONTROL | California Energy Commission http://www.energy.ca.gov/maps/ | 2015-06-15T00:00:00.000Z | IMAGERY/OTHER | 2015-06-15T00:00:00.000Z | 3 | 115 | 60 | N | Y | 0 | 0 | 0 | 0 | 0 | 0 | 0 | 0 | 0 | 0 | 0 | 0 | 0 | 0 | 0 | 0 | 0 | 0 | 0 | 0 | 0 | 0 | 0 | 0 | 0 | 0 | 0 | 0 | 0 | 0 | 0 | 0 | 0 | 0 | 0 | 0 | 0 | 0 | 0 | 0 | 0 | 0 | 0 | 0 | 1 | 1 | 0 | 1 | 0 | 1 | 1 | 1 | 1 | 0 | 0 | 0 | 0 | 0 | 0 | 0 | 0 | 0 | 0 | 1 | 1 | 0 | 0 | 0 | 0 | 0 | 0 | 0 | 0 | 0 | 0 | 0 | 0 | 0 | 0 | 0 | 0 | 0 | 0 | 0 | 0 | 0 | 0 | 0 | 0 | 0 | 0 | 0 | 0 | 0 | 0 | 0 | 0 | 0 | 0 | 0 | 0 | 0 | 0 | 0 | 0 | 0 | 0
LIVE OAK | Live Oak | 115 | 31.8693 | 152 | BAKERSFIELD | CA | 93308 | SUBSTATION | IN SERVICE | KERN | 06029 | USA | 35.4959 | -119.0095 | 221121 | ELECTRIC BULK POWER TRANSMISSION AND CONTROL | California Energy Commission http://www.energy.ca.gov/maps/ | 2015-06-22T00:00:00.000Z | IMAGERY/OTHER | 2015-06-22T00:00:00.000Z | 0 | 115 | -999999 | Y | N | 0 | 0 | 0 | 0 | 0 | 0 | 0 | 0 | 0 | 0 | 0 | 0 | 0 | 0 | 0 | 0 | 0 | 0 | 0 | 0 | 0 | 0 | 0 | 0 | 0 | 0 | 0 | 0 | 0 | 0 | 0 | 0 | 0 | 0 | 0 | 0 | 0 | 0 | 0 | 0 | 0 | 0 | 0 | 0 | 0 | 0 | 0 | 0 | 0 | 0 | 0 | 0 | 0 | 0 | 0 | 0 | 0 | 0 | 0 | 0 | 0 | 0 | 0 | 0 | 0 | 0 | 0 | 0 | 0 | 0 | 0 | 0 | 0 | 0 | 0 | 0 | 0 | 1 | 0 | 0 | 0 | 1 | 1 | 0 | 0 | 0 | 0 | 0 | 0 | 0 | 0 | 0 | 0 | 0 | 0 | 0 | 0 | 0 | 0 | 0 | 0 | 0 | 0 | 0 | 0 | 0 | 0
LLAGAS | Llagas | 115 | 19.5107 | 116 | GILROY | CA | 95020 | SUBSTATION | IN SERVICE | SANTA CLARA | 06085 | USA | 37.0073 | -121.5573 | 221121 | ELECTRIC BULK POWER TRANSMISSION AND CONTROL | California Energy Commission http://www.energy.ca.gov/maps/ | 2015-08-15T00:00:00.000Z | IMAGERY/OTHER | 2015-08-15T00:00:00.000Z | 2 | 115 | 115 | N | Y | 0 | 0 | 0 | 0 | 0 | 0 | 0 | 0 | 0 | 0 | 0 | 0 | 0 | 0 | 0 | 0 | 0 | 0 | 0 | 0 | 0 | 0 | 0 | 0 | 0 | 0 | 0 | 0 | 0 | 0 | 0 | 0 | 0 | 0 | 0 | 0 | 0 | 0 | 0 | 0 | 0 | 0 | 0 | 0 | 0 | 0 | 0 | 0 | 0 | 0 | 0 | 0 | 0 | 0 | 0 | 0 | 1 | 0 | 0 | 1 | 0 | 0 | 0 | 1 | 0 | 0 | 0 | 0 | 0 | 0 | 1 | 1 | 0 | 0 | 0 | 0 | 0 | 0 | 0 | 0 | 0 | 0 | 0 | 0 | 0 | 0 | 0 | 0 | 0 | 0 | 0 | 0 | 0 | 0 | 0 | 0 | 0 | 0 | 0 | 0 | 0 | 0 | 0 | 0 | 0 | 0 | 0
LOCKEFORD | Lockeford | 230 | 14.6149 | 92 | LOCKEFORD | CA | 95240 | SUBSTATION | IN SERVICE | SAN JOAQUIN | 06077 | USA | 38.1178 | -121.1603 | 221121 | ELECTRIC BULK POWER TRANSMISSION AND CONTROL | California Energy Commission http://www.energy.ca.gov/maps/ | 2016-10-03T00:00:00.000Z | IMAGERY/OTHER | 2016-10-03T00:00:00.000Z | 10 | 230 | 60 | N | Y | 0 | 0 | 0 | 0 | 0 | 0 | 0 | 0 | 0 | 0 | 0 | 0 | 0 | 0 | 0 | 0 | 0 | 0 | 0 | 0 | 0 | 0 | 0 | 0 | 0 | 0 | 0 | 0 | 0 | 0 | 0 | 0 | 0 | 0 | 0 | 0 | 0 | 0 | 0 | 0 | 0 | 0 | 0 | 0 | 0 | 0 | 0 | 0 | 0 | 0 | 1 | 0 | 0 | 0 | 0 | 0 | 0 | 0 | 0 | 0 | 0 | 0 | 0 | 1 | 1 | 0 | 0 | 0 | 0 | 0 | 0 | 0 | 0 | 0 | 0 | 0 | 0 | 0 | 0 | 0 | 0 | 0 | 0 | 0 | 0 | 0 | 0 | 0 | 0 | 0 | 0 | 0 | 0 | 0 | 0 | 0 | 0 | 0 | 0 | 0 | 0 | 0 | 0 | 0 | 0 | 0 | 0
LODI | Lodi | 230 | 20.6915 | 122 | LODI | CA | 95240 | SUBSTATION | IN SERVICE | SAN JOAQUIN | 06077 | USA | 38.1372 | -121.2614 | 221121 | ELECTRIC BULK POWER TRANSMISSION AND CONTROL | California Energy Commission http://www.energy.ca.gov/maps/ | 2015-06-15T00:00:00.000Z | IMAGERY/OTHER | 2018-03-14T00:00:00.000Z | 6 | 60 | 60 | N | Y | 0 | 0 | 0 | 0 | 0 | 0 | 0 | 0 | 0 | 0 | 0 | 0 | 0 | 0 | 0 | 0 | 0 | 0 | 0 | 0 | 0 | 0 | 0 | 0 | 0 | 0 | 0 | 0 | 0 | 0 | 0 | 0 | 0 | 0 | 0 | 0 | 0 | 0 | 0 | 0 | 0 | 0 | 0 | 0 | 1 | 0 | 0 | 0 | 0 | 0 | 1 | 1 | 0 | 0 | 0 | 0 | 0 | 0 | 0 | 0 | 0 | 0 | 0 | 1 | 1 | 0 | 0 | 0 | 0 | 0 | 0 | 0 | 0 | 0 | 0 | 0 | 0 | 0 | 0 | 0 | 0 | 0 | 0 | 0 | 0 | 0 | 0 | 0 | 0 | 0 | 0 | 0 | 0 | 0 | 0 | 0 | 0 | 0 | 0 | 0 | 0 | 0 | 0 | 0 | 0 | 0 | 0
LOGAN CREEK | Logan Creek | 230 | 5.8703 | 26 | WILLOWS | CA | 95988 | SUBSTATION | IN SERVICE | GLENN | 06021 | USA | 39.5395 | -122.263 | 221121 | ELECTRIC BULK POWER TRANSMISSION AND CONTROL | California Energy Commission http://www.energy.ca.gov/maps/ | 2015-05-27T00:00:00.000Z | IMAGERY/OTHER | 2015-05-27T00:00:00.000Z | 2 | 230 | 230 | N | Y | 0 | 0 | 0 | 0 | 0 | 0 | 0 | 0 | 0 | 0 | 0 | 0 | 0 | 0 | 0 | 0 | 0 | 0 | 0 | 0 | 0 | 0 | 0 | 0 | 0 | 0 | 0 | 0 | 0 | 0 | 0 | 0 | 0 | 0 | 0 | 0 | 0 | 0 | 0 | 0 | 0 | 0 | 0 | 0 | 1 | 0 | 0 | 0 | 0 | 0 | 0 | 0 | 0 | 0 | 0 | 0 | 0 | 0 | 0 | 0 | 0 | 0 | 0 | 0 | 0 | 0 | 0 | 0 | 0 | 0 | 0 | 0 | 0 | 1 | 0 | 0 | 0 | 0 | 0 | 0 | 0 | 0 | 0 | 0 | 0 | 0 | 0 | 0 | 0 | 0 | 0 | 0 | 0 | 0 | 0 | 0 | 0 | 0 | 0 | 0 | 0 | 0 | 0 | 0 | 0 | 0 | 0
LONE TREE | Lonetree | 230 | 18.0002 | 112 | ANTIOCH | CA | 94531 | SUBSTATION | IN SERVICE | CONTRA COSTA | 06013 | USA | 37.9461 | -121.7598 | 221121 | ELECTRIC BULK POWER TRANSMISSION AND CONTROL | California Energy Commission http://www.energy.ca.gov/maps/ | 2015-05-04T00:00:00.000Z | IMAGERY/OTHER | 2015-05-04T00:00:00.000Z | 2 | 230 | 230 | N | Y | 0 | 0 | 0 | 0 | 0 | 0 | 0 | 0 | 0 | 0 | 0 | 0 | 0 | 0 | 0 | 0 | 0 | 0 | 0 | 0 | 0 | 0 | 0 | 0 | 0 | 0 | 0 | 0 | 0 | 0 | 0 | 0 | 0 | 0 | 0 | 0 | 0 | 0 | 0 | 0 | 0 | 0 | 0 | 0 | 1 | 0 | 0 | 0 | 0 | 0 | 0 | 0 | 0 | 0 | 0 | 0 | 0 | 1 | 1 | 1 | 0 | 0 | 1 | 1 | 0 | 0 | 0 | 0 | 0 | 0 | 0 | 0 | 1 | 0 | 0 | 0 | 0 | 0 | 0 | 0 | 0 | 0 | 0 | 0 | 0 | 0 | 0 | 0 | 0 | 0 | 0 | 0 | 0 | 0 | 0 | 0 | 0 | 0 | 0 | 0 | 0 | 0 | 0 | 0 | 0 | 0 | 0
LOS BANOS | Los Banos | 500 | 4.0124 | 17 | GUSTINE | CA | 95322 | SUBSTATION | IN SERVICE | MERCED | 06047 | USA | 37.0531 | -121.0217 | 221121 | ELECTRIC BULK POWER TRANSMISSION AND CONTROL | California Energy Commission http://www.energy.ca.gov/maps/ | 2015-05-05T00:00:00.000Z | IMAGERY/OTHER | 2015-05-05T00:00:00.000Z | 16 | 500 | 70 | N | Y | 0 | 0 | 0 | 0 | 0 | 0 | 0 | 0 | 0 | 0 | 0 | 0 | 0 | 0 | 0 | 0 | 0 | 0 | 0 | 0 | 0 | 0 | 0 | 0 | 0 | 0 | 0 | 0 | 0 | 0 | 0 | 0 | 0 | 0 | 0 | 0 | 0 | 0 | 0 | 0 | 0 | 0 | 0 | 0 | 1 | 0 | 0 | 0 | 0 | 0 | 0 | 0 | 0 | 0 | 0 | 0 | 0 | 0 | 0 | 0 | 0 | 0 | 0 | 0 | 0 | 0 | 0 | 0 | 0 | 0 | 0 | 0 | 0 | 0 | 0 | 1 | 0 | 0 | 0 | 0 | 0 | 0 | 0 | 0 | 0 | 0 | 0 | 0 | 0 | 0 | 0 | 0 | 0 | 0 | 0 | 0 | 0 | 0 | 0 | 0 | 0 | 0 | 0 | 1 | 0 | 0 | 0
LOS ESTEROS | Los Esteros | 115 | 23.3897 | 128 | SAN JOSE | CA | 95134 | SUBSTATION | IN SERVICE | SANTA CLARA | 06085 | USA | 37.4274 | -121.9329 | 221121 | ELECTRIC BULK POWER TRANSMISSION AND CONTROL | California Energy Commission http://www.energy.ca.gov/maps/ | 2015-06-10T00:00:00.000Z | IMAGERY/OTHER | 2015-06-10T00:00:00.000Z | 8 | 230 | 115 | N | Y | 0 | 0 | 0 | 0 | 0 | 0 | 0 | 0 | 0 | 0 | 0 | 0 | 0 | 0 | 0 | 0 | 0 | 0 | 0 | 0 | 0 | 0 | 0 | 0 | 0 | 0 | 0 | 0 | 0 | 0 | 0 | 0 | 0 | 0 | 0 | 0 | 0 | 0 | 0 | 0 | 0 | 0 | 0 | 0 | 0 | 0 | 0 | 0 | 0 | 0 | 0 | 0 | 0 | 0 | 0 | 0 | 0 | 0 | 0 | 1 | 0 | 0 | 0 | 1 | 0 | 0 | 0 | 0 | 1 | 1 | 1 | 0 | 1 | 0 | 0 | 0 | 0 | 0 | 0 | 0 | 0 | 0 | 0 | 0 | 0 | 0 | 0 | 0 | 0 | 0 | 0 | 0 | 0 | 0 | 0 | 0 | 0 | 0 | 0 | 0 | 0 | 0 | 0 | 0 | 0 | 0 | 0
LOST HILLS(CHEVRON) | Discovery Chevron Co-Gen | 115 | 24.5415 | 136 | LOST HILLS | CA | 93249 | SUBSTATION | IN SERVICE | KERN | 06029 | USA | 35.6056 | -119.7084 | 221121 | ELECTRIC BULK POWER TRANSMISSION AND CONTROL | California Energy Commission http://www.energy.ca.gov/maps/ | 2015-06-19T00:00:00.000Z | IMAGERY/OTHER | 2015-06-19T00:00:00.000Z | 1 | 66 | 70 | Y | Y | 0 | 0 | 0 | 0 | 0 | 0 | 0 | 0 | 0 | 0 | 0 | 0 | 0 | 0 | 0 | 0 | 0 | 0 | 0 | 0 | 0 | 0 | 0 | 0 | 0 | 0 | 0 | 0 | 0 | 0 | 0 | 0 | 0 | 0 | 0 | 0 | 0 | 0 | 0 | 0 | 0 | 0 | 0 | 0 | 0 | 0 | 0 | 0 | 0 | 0 | 0 | 0 | 0 | 0 | 0 | 0 | 0 | 0 | 0 | 0 | 0 | 0 | 0 | 0 | 0 | 0 | 0 | 0 | 0 | 0 | 0 | 0 | 0 | 0 | 0 | 0 | 0 | 1 | 0 | 0 | 0 | 0 | 1 | 0 | 0 | 0 | 0 | 0 | 0 | 0 | 0 | 0 | 0 | 0 | 0 | 0 | 0 | 0 | 0 | 0 | 0 | 0 | 0 | 0 | 0 | 0 | 0
LOST HILLS(TEXACO) | Texaco-Rosedale | 115 | 51.8147 | 177 | LOST HILLS | CA | 93249 | SUBSTATION | IN SERVICE | KERN | 06029 | USA | 35.6658 | -119.7674 | 221121 | ELECTRIC BULK POWER TRANSMISSION AND CONTROL | California Energy Commission http://www.energy.ca.gov/maps/ | 2015-06-19T00:00:00.000Z | IMAGERY/OTHER | 2015-06-19T00:00:00.000Z | 0 | 66 | -999999 | Y | N | 0 | 0 | 0 | 0 | 0 | 0 | 0 | 0 | 0 | 0 | 0 | 0 | 0 | 0 | 0 | 0 | 0 | 0 | 0 | 0 | 0 | 0 | 0 | 0 | 0 | 0 | 0 | 0 | 0 | 0 | 0 | 0 | 0 | 0 | 0 | 0 | 0 | 0 | 0 | 0 | 0 | 0 | 0 | 0 | 0 | 0 | 0 | 0 | 0 | 0 | 0 | 0 | 0 | 0 | 0 | 0 | 0 | 0 | 0 | 0 | 0 | 0 | 0 | 0 | 0 | 0 | 0 | 0 | 0 | 0 | 0 | 0 | 0 | 0 | 0 | 0 | 0 | 1 | 0 | 0 | 1 | 1 | 1 | 0 | 0 | 0 | 0 | 0 | 0 | 0 | 0 | 0 | 0 | 0 | 0 | 0 | 0 | 0 | 0 | 0 | 0 | 0 | 0 | 0 | 0 | 0 | 0
LUGO | Lugo | 500 | 1.3137 | 4 | HESPERIA | CA | 92344 | SUBSTATION | IN SERVICE | SAN BERNARDINO | 06071 | USA | 34.3667 | -117.3687 | 221121 | ELECTRIC BULK POWER TRANSMISSION AND CONTROL | California Energy Commission http://www.energy.ca.gov/maps/ | 2016-10-03T00:00:00.000Z | IMAGERY/OTHER | 2016-10-03T00:00:00.000Z | 15 | 500 | 230 | N | N | 0 | 0 | 0 | 0 | 0 | 0 | 0 | 0 | 0 | 0 | 0 | 0 | 1 | 0 | 0 | 0 | 0 | 0 | 0 | 0 | 0 | 0 | 0 | 0 | 0 | 0 | 0 | 0 | 0 | 0 | 0 | 0 | 0 | 0 | 0 | 0 | 0 | 0 | 0 | 0 | 0 | 0 | 0 | 0 | 0 | 0 | 0 | 0 | 0 | 0 | 0 | 0 | 0 | 0 | 0 | 0 | 0 | 0 | 0 | 0 | 0 | 0 | 0 | 0 | 0 | 0 | 0 | 0 | 0 | 0 | 0 | 0 | 0 | 0 | 0 | 0 | 0 | 0 | 0 | 0 | 0 | 0 | 0 | 0 | 0 | 0 | 0 | 0 | 0 | 0 | 0 | 0 | 0 | 0 | 0 | 0 | 0 | 0 | 0 | 0 | 0 | 0 | 0 | 0 | 0 | 0 | 0
MADERA | LLC Madera | 115 | 29.8149 | 147 | MADERA | CA | 93637 | SUBSTATION | IN SERVICE | MADERA | 06039 | USA | 36.9235 | -120.0555 | 221121 | ELECTRIC BULK POWER TRANSMISSION AND CONTROL | California Energy Commission http://www.energy.ca.gov/maps/ | 2015-06-15T00:00:00.000Z | IMAGERY/OTHER | 2018-03-14T00:00:00.000Z | 4 | 70 | 60 | N | Y | 0 | 0 | 0 | 0 | 0 | 0 | 0 | 0 | 0 | 0 | 0 | 0 | 0 | 0 | 0 | 0 | 0 | 0 | 0 | 0 | 0 | 0 | 0 | 0 | 0 | 0 | 0 | 0 | 0 | 0 | 0 | 0 | 0 | 0 | 0 | 0 | 0 | 0 | 0 | 0 | 0 | 0 | 0 | 0 | 0 | 0 | 0 | 0 | 0 | 0 | 0 | 0 | 0 | 0 | 0 | 0 | 0 | 0 | 0 | 0 | 0 | 0 | 0 | 0 | 0 | 0 | 0 | 0 | 0 | 0 | 0 | 0 | 0 | 0 | 0 | 0 | 0 | 0 | 0 | 0 | 0 | 0 | 0 | 0 | 0 | 0 | 0 | 0 | 0 | 0 | 0 | 0 | 0 | 0 | 0 | 0 | 0 | 0 | 0 | 1 | 0 | 0 | 0 | 0 | 0 | 0 | 0
MADISON (PGE) | Madison | 115 | 13.1988 | 83 | MADISON | CA | 95653 | SUBSTATION | IN SERVICE | YOLO | 06113 | USA | 38.6707 | -121.9693 | 221121 | ELECTRIC BULK POWER TRANSMISSION AND CONTROL | California Energy Commission http://www.energy.ca.gov/maps/ | 2015-06-15T00:00:00.000Z | IMAGERY/OTHER | 2015-06-15T00:00:00.000Z | 5 | 66 | 60 | Y | Y | 0 | 0 | 0 | 0 | 0 | 0 | 0 | 0 | 0 | 0 | 0 | 0 | 0 | 0 | 0 | 0 | 0 | 0 | 0 | 0 | 0 | 0 | 0 | 0 | 0 | 0 | 0 | 0 | 0 | 0 | 0 | 0 | 0 | 0 | 0 | 0 | 0 | 0 | 0 | 0 | 0 | 0 | 0 | 0 | 1 | 0 | 0 | 0 | 0 | 0 | 0 | 0 | 0 | 0 | 0 | 0 | 0 | 1 | 1 | 1 | 0 | 0 | 0 | 0 | 0 | 0 | 0 | 0 | 0 | 0 | 0 | 0 | 0 | 1 | 0 | 0 | 0 | 0 | 0 | 0 | 0 | 0 | 0 | 0 | 0 | 0 | 0 | 0 | 0 | 0 | 0 | 0 | 0 | 0 | 0 | 0 | 0 | 0 | 0 | 0 | 0 | 0 | 0 | 0 | 0 | 0 | 0
MAGUNDEN | Magunden | 115 | 8.5586 | 52 | BAKERSFIELD | CA | 93306 | SUBSTATION | IN SERVICE | KERN | 06029 | USA | 35.3611 | -118.9219 | 221121 | ELECTRIC BULK POWER TRANSMISSION AND CONTROL | California Energy Commission http://www.energy.ca.gov/maps/ | 2016-10-04T00:00:00.000Z | IMAGERY/OTHER | 2016-10-04T00:00:00.000Z | 11 | 230 | 70 | N | Y | 0 | 0 | 0 | 0 | 0 | 0 | 0 | 0 | 0 | 0 | 0 | 0 | 0 | 0 | 0 | 0 | 0 | 0 | 0 | 0 | 0 | 0 | 0 | 0 | 0 | 0 | 0 | 0 | 0 | 0 | 0 | 0 | 0 | 0 | 0 | 0 | 0 | 0 | 0 | 0 | 0 | 0 | 0 | 0 | 0 | 0 | 0 | 0 | 0 | 0 | 0 | 0 | 0 | 0 | 0 | 0 | 0 | 0 | 0 | 0 | 0 | 0 | 0 | 0 | 0 | 0 | 0 | 0 | 0 | 0 | 0 | 0 | 0 | 0 | 0 | 1 | 0 | 1 | 0 | 0 | 0 | 0 | 1 | 0 | 1 | 1 | 0 | 0 | 0 | 0 | 0 | 0 | 0 | 0 | 0 | 0 | 0 | 0 | 0 | 0 | 0 | 0 | 0 | 0 | 0 | 0 | 0
MANNING | Manning | 500 | 6.7025 | 34 | 0 | 0 | 0 | 0 | 0 | 0 | 0 | 0 | 36.5906 | -120.5952 | 0 | 0 | 0 | 0 | 0 | 0 | 0 | 0 | 0 | 0 | 0 | 0 | 0 | 0 | 0 | 0 | 0 | 0 | 0 | 0 | 0 | 0 | 0 | 0 | 0 | 0 | 0 | 0 | 0 | 0 | 0 | 0 | 0 | 0 | 0 | 0 | 0 | 0 | 0 | 0 | 0 | 0 | 0 | 0 | 0 | 0 | 0 | 0 | 0 | 0 | 0 | 0 | 0 | 0 | 0 | 0 | 0 | 0 | 0 | 0 | 0 | 0 | 0 | 0 | 0 | 0 | 0 | 0 | 0 | 0 | 0 | 0 | 0 | 0 | 0 | 0 | 0 | 0 | 0 | 0 | 0 | 0 | 0 | 0 | 0 | 0 | 1 | 0 | 0 | 0 | 0 | 0 | 0 | 0 | 0 | 0 | 1 | 0 | 0 | 0 | 0 | 1 | 1 | 0 | 0 | 0 | 0 | 0 | 0 | 0 | 0 | 0 | 0 | 0 | 0 | 1 | 0 | 0
MANTECA | Manteca | 115 | 28.8262 | 145 | MANTECA | CA | 95336 | SUBSTATION | IN SERVICE | SAN JOAQUIN | 06077 | USA | 37.8013 | -121.2239 | 221121 | ELECTRIC BULK POWER TRANSMISSION AND CONTROL | California Energy Commission http://www.energy.ca.gov/maps/ | 2015-06-15T00:00:00.000Z | OTHER | 2015-06-15T00:00:00.000Z | 10 | 115 | 60 | N | Y | 0 | 0 | 0 | 0 | 0 | 0 | 0 | 0 | 0 | 0 | 0 | 0 | 0 | 0 | 0 | 0 | 0 | 0 | 0 | 0 | 0 | 0 | 0 | 0 | 0 | 0 | 0 | 0 | 0 | 0 | 0 | 0 | 0 | 0 | 0 | 0 | 0 | 0 | 0 | 0 | 0 | 0 | 0 | 0 | 0 | 0 | 0 | 0 | 0 | 0 | 0 | 0 | 0 | 0 | 0 | 0 | 0 | 0 | 0 | 0 | 0 | 1 | 0 | 0 | 0 | 0 | 0 | 1 | 0 | 0 | 0 | 0 | 0 | 0 | 0 | 0 | 0 | 0 | 0 | 0 | 0 | 0 | 0 | 0 | 0 | 0 | 0 | 0 | 0 | 0 | 0 | 0 | 0 | 0 | 0 | 0 | 0 | 0 | 0 | 0 | 0 | 0 | 0 | 0 | 0 | 0 | 0
MARGARITA | Margarita | 115 | 23.5859 | 129 | SAN JUAN CAPISTRANO | CA | 92675 | SUBSTATION | IN SERVICE | ORANGE | 06059 | USA | 33.5497 | -117.6281 | 221121 | ELECTRIC BULK POWER TRANSMISSION AND CONTROL | OpenStreetMap | 2015-06-29T00:00:00.000Z | IMAGERY/OTHER | 2018-03-14T00:00:00.000Z | 1 | 138 | 138 | N | Y | 0 | 0 | 0 | 0 | 0 | 0 | 0 | 0 | 0 | 0 | 0 | 0 | 0 | 0 | 0 | 0 | 0 | 0 | 0 | 0 | 0 | 0 | 0 | 0 | 0 | 0 | 0 | 0 | 0 | 1 | 0 | 0 | 0 | 0 | 0 | 0 | 0 | 0 | 0 | 0 | 0 | 1 | 1 | 0 | 0 | 0 | 0 | 0 | 0 | 0 | 0 | 0 | 0 | 0 | 0 | 0 | 0 | 0 | 0 | 0 | 0 | 0 | 0 | 0 | 0 | 0 | 0 | 0 | 0 | 0 | 0 | 0 | 0 | 0 | 0 | 0 | 0 | 0 | 0 | 0 | 0 | 0 | 0 | 0 | 0 | 0 | 0 | 0 | 0 | 0 | 0 | 0 | 0 | 0 | 0 | 0 | 0 | 0 | 0 | 0 | 0 | 0 | 0 | 0 | 0 | 0 | 0
MARIPOSA (PGE) | Mariposa | 230 | 15.3627 | 95 | MODESTO | CA | 95354 | SUBSTATION | IN SERVICE | STANISLAUS | 06099 | USA | 37.6272 | -120.9349 | 221121 | ELECTRIC BULK POWER TRANSMISSION AND CONTROL | California Energy Commission http://www.energy.ca.gov/maps/ | 2015-06-10T00:00:00.000Z | IMAGERY/OTHER | 2015-06-10T00:00:00.000Z | 1 | 66 | 60 | Y | Y | 0 | 0 | 0 | 0 | 0 | 0 | 0 | 0 | 0 | 0 | 0 | 0 | 0 | 0 | 0 | 0 | 0 | 0 | 0 | 0 | 0 | 0 | 0 | 0 | 0 | 0 | 0 | 0 | 0 | 0 | 0 | 0 | 0 | 0 | 0 | 0 | 0 | 0 | 0 | 0 | 0 | 0 | 0 | 0 | 1 | 0 | 0 | 0 | 0 | 0 | 0 | 0 | 0 | 0 | 0 | 0 | 0 | 1 | 0 | 1 | 0 | 0 | 1 | 1 | 0 | 0 | 0 | 0 | 0 | 0 | 0 | 0 | 1 | 0 | 0 | 0 | 0 | 0 | 0 | 0 | 0 | 0 | 0 | 0 | 0 | 0 | 0 | 0 | 0 | 0 | 0 | 0 | 0 | 0 | 0 | 0 | 0 | 0 | 0 | 0 | 0 | 0 | 0 | 0 | 0 | 0 | 0
MARTINEZ | Martinez | 115 | 8.024 | 44 | VINE HILL | CA | 94553 | SUBSTATION | IN SERVICE | CONTRA COSTA | 06013 | USA | 38.0149 | -122.1162 | 221121 | ELECTRIC BULK POWER TRANSMISSION AND CONTROL | California Energy Commission http://www.energy.ca.gov/maps/ | 2015-06-18T00:00:00.000Z | IMAGERY/OTHER | 2015-06-18T00:00:00.000Z | 1 | 115 | 115 | N | Y | 0 | 0 | 0 | 0 | 0 | 0 | 0 | 0 | 0 | 0 | 0 | 0 | 0 | 0 | 0 | 0 | 0 | 0 | 0 | 0 | 0 | 0 | 0 | 0 | 0 | 0 | 0 | 0 | 0 | 0 | 0 | 0 | 0 | 0 | 0 | 0 | 0 | 0 | 0 | 0 | 0 | 0 | 0 | 0 | 0 | 0 | 0 | 0 | 0 | 0 | 0 | 0 | 0 | 1 | 0 | 0 | 0 | 0 | 0 | 0 | 0 | 0 | 0 | 0 | 0 | 0 | 0 | 0 | 0 | 0 | 0 | 0 | 0 | 0 | 0 | 0 | 0 | 0 | 0 | 0 | 0 | 0 | 0 | 0 | 0 | 0 | 0 | 0 | 0 | 0 | 0 | 0 | 0 | 0 | 0 | 0 | 0 | 0 | 0 | 0 | 0 | 0 | 0 | 0 | 0 | 0 | 0
MC MULLIN | Mc Mullin | 230 | 42.877 | 168 | FRESNO | CA | 93706 | SUBSTATION | IN SERVICE | FRESNO | 06019 | USA | 36.5934 | -119.9887 | 221121 | ELECTRIC BULK POWER TRANSMISSION AND CONTROL | California Energy Commission http://www.energy.ca.gov/maps/ | 2015-06-18T00:00:00.000Z | IMAGERY/OTHER | 2015-06-18T00:00:00.000Z | 2 | 230 | 230 | Y | Y | 0 | 0 | 0 | 0 | 0 | 0 | 0 | 0 | 0 | 0 | 0 | 0 | 0 | 0 | 0 | 0 | 0 | 0 | 0 | 0 | 0 | 0 | 0 | 0 | 0 | 0 | 0 | 0 | 0 | 0 | 0 | 0 | 0 | 0 | 0 | 0 | 0 | 0 | 0 | 0 | 0 | 0 | 0 | 0 | 0 | 0 | 0 | 0 | 0 | 0 | 1 | 0 | 0 | 0 | 0 | 0 | 0 | 0 | 0 | 0 | 0 | 0 | 0 | 0 | 0 | 0 | 0 | 0 | 0 | 0 | 0 | 0 | 0 | 0 | 0 | 1 | 0 | 0 | 0 | 0 | 0 | 0 | 0 | 0 | 1 | 1 | 0 | 1 | 1 | 1 | 1 | 1 | 1 | 1 | 1 | 0 | 0 | 1 | 1 | 0 | 0 | 1 | 0 | 0 | 0 | 1 | 0
MCCALL | McCall | 230 | 43.6706 | 169 | FOWLER | CA | 93625 | SUBSTATION | IN SERVICE | FRESNO | 06019 | USA | 36.6108 | -119.6391 | 221121 | ELECTRIC BULK POWER TRANSMISSION AND CONTROL | California Energy Commission http://www.energy.ca.gov/maps/ | 2016-10-04T00:00:00.000Z | IMAGERY/OTHER | 2016-10-04T00:00:00.000Z | 9 | 230 | 115 | N | Y | 0 | 0 | 0 | 0 | 0 | 0 | 0 | 0 | 0 | 0 | 0 | 0 | 0 | 0 | 0 | 0 | 0 | 0 | 0 | 0 | 0 | 0 | 0 | 0 | 0 | 0 | 0 | 0 | 0 | 0 | 0 | 0 | 0 | 0 | 0 | 0 | 0 | 0 | 0 | 0 | 0 | 0 | 0 | 0 | 0 | 0 | 0 | 0 | 0 | 0 | 1 | 0 | 0 | 0 | 0 | 0 | 0 | 0 | 0 | 0 | 0 | 0 | 0 | 0 | 0 | 0 | 0 | 0 | 0 | 0 | 0 | 0 | 0 | 0 | 0 | 1 | 0 | 0 | 0 | 0 | 0 | 0 | 0 | 0 | 1 | 1 | 1 | 1 | 1 | 1 | 1 | 1 | 1 | 1 | 1 | 0 | 0 | 1 | 1 | 0 | 0 | 1 | 0 | 0 | 0 | 0 | 0
MCCULLOUGH | McCullough (LDWP) | 500 | 1.0673 | 2 | BOULDER CITY | NV | 89044 | SUBSTATION | IN SERVICE | CLARK | 32003 | USA | 35.8039 | -115.013 | 221121 | ELECTRIC BULK POWER TRANSMISSION AND CONTROL | State of Nevada Clearinghouse http://clearinghouse.nv.gov/public/Notice/2013/E2013-018.pdf | 2016-10-04T00:00:00.000Z | IMAGERY/OTHER | 2016-10-04T00:00:00.000Z | 12 | 500 | 230 | N | Y | 0 | 0 | 0 | 0 | 0 | 0 | 0 | 0 | 0 | 0 | 0 | 0 | 0 | 0 | 0 | 0 | 0 | 0 | 0 | 0 | 0 | 0 | 0 | 0 | 0 | 0 | 0 | 0 | 1 | 0 | 0 | 0 | 0 | 0 | 0 | 0 | 0 | 0 | 0 | 0 | 0 | 0 | 0 | 0 | 0 | 0 | 0 | 0 | 0 | 0 | 0 | 0 | 0 | 0 | 0 | 0 | 0 | 0 | 0 | 0 | 0 | 0 | 0 | 0 | 0 | 0 | 0 | 0 | 0 | 0 | 0 | 0 | 0 | 0 | 0 | 0 | 0 | 0 | 0 | 0 | 0 | 0 | 0 | 0 | 0 | 0 | 0 | 0 | 0 | 0 | 0 | 0 | 0 | 0 | 0 | 0 | 0 | 0 | 0 | 0 | 0 | 0 | 0 | 0 | 0 | 0 | 0
MEAD | Mead | 500 | 1.0673 | 2 | BOULDER CITY | NV | 89005 | SUBSTATION | IN SERVICE | CLARK | 32003 | USA | 35.9278 | -114.8347 | 221121 | ELECTRIC BULK POWER TRANSMISSION AND CONTROL | West Connect http://www.westconnect.com/filestorage/wc_2013_map_8_crt_colorado_river_tsa | 2016-10-04T00:00:00.000Z | IMAGERY/OTHER | 2016-10-04T00:00:00.000Z | 29 | 500 | 138 | N | Y | 0 | 0 | 0 | 0 | 0 | 0 | 0 | 0 | 0 | 0 | 0 | 0 | 0 | 0 | 0 | 0 | 0 | 0 | 0 | 0 | 0 | 0 | 0 | 0 | 0 | 0 | 0 | 0 | 1 | 0 | 0 | 0 | 0 | 0 | 0 | 0 | 0 | 0 | 0 | 0 | 0 | 0 | 0 | 0 | 0 | 0 | 0 | 0 | 0 | 0 | 0 | 0 | 0 | 0 | 0 | 0 | 0 | 0 | 0 | 0 | 0 | 0 | 0 | 0 | 0 | 0 | 0 | 0 | 0 | 0 | 0 | 0 | 0 | 0 | 0 | 0 | 0 | 0 | 0 | 0 | 0 | 0 | 0 | 0 | 0 | 0 | 0 | 0 | 0 | 0 | 0 | 0 | 0 | 0 | 0 | 0 | 0 | 0 | 0 | 0 | 0 | 0 | 0 | 0 | 0 | 0 | 0
MELONES (PGE) | Melones | 115 | 13.4012 | 84 | ANGELS CAMP | CA | 95222 | SUBSTATION | IN SERVICE | CALAVERAS | 06009 | USA | 37.9445 | -120.5364 | 221121 | ELECTRIC BULK POWER TRANSMISSION AND CONTROL | California Energy Commission http://www.energy.ca.gov/maps/ | 2016-10-04T00:00:00.000Z | IMAGERY/OTHER | 2016-10-04T00:00:00.000Z | 7 | 230 | 115 | N | Y | 0 | 0 | 0 | 0 | 0 | 0 | 0 | 0 | 0 | 0 | 0 | 0 | 0 | 0 | 0 | 0 | 0 | 0 | 0 | 0 | 0 | 0 | 0 | 0 | 0 | 0 | 0 | 0 | 0 | 0 | 0 | 0 | 0 | 0 | 0 | 0 | 0 | 0 | 0 | 0 | 0 | 0 | 0 | 0 | 0 | 0 | 0 | 0 | 0 | 0 | 0 | 0 | 0 | 0 | 0 | 0 | 0 | 0 | 0 | 0 | 0 | 1 | 0 | 0 | 0 | 0 | 0 | 0 | 0 | 0 | 0 | 0 | 0 | 0 | 0 | 0 | 0 | 0 | 0 | 0 | 0 | 0 | 0 | 0 | 0 | 0 | 0 | 0 | 0 | 0 | 0 | 0 | 0 | 0 | 0 | 0 | 0 | 0 | 0 | 0 | 0 | 0 | 0 | 0 | 0 | 0 | 0
MENDOCINO | Mendocino | 115 | 23.0521 | 127 | REDWOOD VALLEY | CA | 95470 | SUBSTATION | IN SERVICE | MENDOCINO | 06045 | USA | 39.2506 | -123.1964 | 221121 | ELECTRIC BULK POWER TRANSMISSION AND CONTROL | California Energy Commission http://www.energy.ca.gov/maps/ | 2015-06-15T00:00:00.000Z | IMAGERY/OTHER | 2015-06-15T00:00:00.000Z | 8 | 60 | 60 | N | Y | 0 | 0 | 0 | 0 | 0 | 0 | 0 | 0 | 0 | 0 | 0 | 0 | 0 | 0 | 0 | 0 | 0 | 0 | 0 | 0 | 0 | 0 | 0 | 0 | 0 | 0 | 0 | 0 | 0 | 0 | 0 | 0 | 0 | 0 | 0 | 0 | 0 | 0 | 0 | 0 | 0 | 0 | 0 | 1 | 1 | 0 | 1 | 0 | 0 | 0 | 0 | 0 | 0 | 0 | 0 | 0 | 1 | 0 | 1 | 1 | 0 | 0 | 0 | 0 | 0 | 0 | 0 | 0 | 0 | 0 | 0 | 0 | 0 | 1 | 0 | 0 | 0 | 0 | 0 | 0 | 0 | 0 | 0 | 0 | 0 | 0 | 0 | 0 | 0 | 0 | 0 | 0 | 0 | 0 | 0 | 0 | 0 | 0 | 0 | 0 | 0 | 0 | 0 | 0 | 0 | 0 | 0
MENDOTA | Mendota | 115 | 49.9462 | 176 | FIREBAUGH | CA | 93640 | SUBSTATION | IN SERVICE | FRESNO | 06019 | USA | 36.7204 | -120.4588 | 221121 | ELECTRIC BULK POWER TRANSMISSION AND CONTROL | California Energy Commission http://www.energy.ca.gov/maps/ | 2015-06-15T00:00:00.000Z | IMAGERY/OTHER | 2015-06-15T00:00:00.000Z | 5 | 115 | -999999 | N | N | 0 | 0 | 0 | 0 | 0 | 0 | 0 | 0 | 0 | 0 | 0 | 0 | 0 | 0 | 0 | 0 | 0 | 0 | 0 | 0 | 0 | 0 | 0 | 0 | 0 | 0 | 0 | 0 | 0 | 0 | 0 | 0 | 0 | 0 | 0 | 0 | 0 | 0 | 0 | 0 | 0 | 0 | 0 | 0 | 0 | 0 | 0 | 0 | 0 | 0 | 1 | 0 | 0 | 0 | 0 | 0 | 0 | 0 | 0 | 0 | 0 | 0 | 0 | 0 | 0 | 0 | 0 | 0 | 0 | 0 | 0 | 0 | 0 | 0 | 0 | 1 | 0 | 0 | 0 | 0 | 0 | 0 | 0 | 0 | 1 | 1 | 1 | 1 | 1 | 1 | 1 | 1 | 1 | 1 | 1 | 0 | 0 | 0 | 1 | 1 | 0 | 1 | 0 | 0 | 0 | 1 | 0
MERCED (PGE) | Merced | 115 | 38.0634 | 161 | MERCED | CA | 95341 | SUBSTATION | IN SERVICE | MERCED | 06047 | USA | 37.2733 | -120.4873 | 221121 | ELECTRIC BULK POWER TRANSMISSION AND CONTROL | California Energy Commission http://www.energy.ca.gov/maps/ | 2015-06-15T00:00:00.000Z | IMAGERY/OTHER | 2015-06-15T00:00:00.000Z | 6 | 115 | 60 | N | Y | 0 | 0 | 0 | 0 | 0 | 0 | 0 | 0 | 0 | 0 | 0 | 0 | 0 | 0 | 0 | 0 | 0 | 0 | 0 | 0 | 0 | 0 | 0 | 0 | 0 | 0 | 0 | 0 | 0 | 0 | 0 | 0 | 0 | 0 | 0 | 0 | 0 | 0 | 0 | 0 | 0 | 0 | 0 | 0 | 0 | 0 | 0 | 0 | 0 | 0 | 1 | 0 | 0 | 0 | 0 | 0 | 0 | 0 | 0 | 0 | 0 | 0 | 0 | 1 | 0 | 0 | 0 | 0 | 0 | 0 | 0 | 0 | 0 | 0 | 0 | 1 | 0 | 0 | 0 | 0 | 0 | 0 | 0 | 0 | 1 | 1 | 0 | 1 | 1 | 1 | 1 | 1 | 1 | 0 | 1 | 0 | 0 | 1 | 1 | 0 | 0 | 1 | 0 | 0 | 0 | 0 | 0
MERCURY | Mercry Switch | 115 | 3.8944 | 16 | AMARGOSA VALLEY | NV | 89020 | SUBSTATION | IN SERVICE | NYE | 32023 | USA | 36.6468 | -116.0045 | 221121 | ELECTRIC BULK POWER TRANSMISSION AND CONTROL | California Independent System Operator http://www.caiso.com/Documents/Presentation-PreliminaryReliabilityAssessmentResults-Sep26_2013.pdf | 2015-08-12T00:00:00.000Z | IMAGERY/OTHER | 2018-03-14T00:00:00.000Z | 3 | 138 | -999999 | N | N | 0 | 0 | 0 | 0 | 0 | 0 | 0 | 0 | 0 | 0 | 0 | 0 | 0 | 0 | 0 | 0 | 0 | 0 | 0 | 0 | 0 | 0 | 0 | 0 | 0 | 0 | 1 | 0 | 1 | 0 | 0 | 0 | 0 | 0 | 0 | 0 | 0 | 0 | 0 | 0 | 0 | 0 | 0 | 0 | 0 | 0 | 0 | 0 | 0 | 0 | 0 | 0 | 0 | 0 | 0 | 0 | 0 | 0 | 0 | 0 | 0 | 0 | 0 | 0 | 0 | 0 | 0 | 0 | 0 | 0 | 0 | 0 | 0 | 0 | 0 | 0 | 0 | 0 | 0 | 0 | 0 | 0 | 0 | 0 | 0 | 0 | 0 | 0 | 0 | 0 | 0 | 0 | 0 | 0 | 0 | 0 | 0 | 0 | 0 | 0 | 0 | 0 | 0 | 0 | 0 | 0 | 0
MESA | Mesa | 115 | 7.2155 | 37 | NIPOMO | CA | 93444 | SUBSTATION | IN SERVICE | SAN LUIS OBISPO | 06079 | USA | 35.0086 | -120.453 | 221121 | ELECTRIC BULK POWER TRANSMISSION AND CONTROL | California Energy Commission http://www.energy.ca.gov/maps/ | 2015-05-28T00:00:00.000Z | IMAGERY/OTHER | 2015-05-28T00:00:00.000Z | 6 | 230 | 115 | N | Y | 0 | 0 | 0 | 0 | 0 | 0 | 0 | 0 | 0 | 0 | 0 | 0 | 0 | 0 | 0 | 0 | 0 | 0 | 0 | 0 | 0 | 0 | 0 | 0 | 0 | 0 | 0 | 0 | 0 | 0 | 0 | 0 | 0 | 0 | 0 | 0 | 0 | 0 | 0 | 0 | 0 | 0 | 0 | 0 | 0 | 0 | 0 | 0 | 0 | 0 | 0 | 0 | 0 | 0 | 0 | 0 | 0 | 0 | 0 | 0 | 0 | 0 | 0 | 0 | 0 | 0 | 0 | 0 | 0 | 0 | 0 | 0 | 0 | 0 | 1 | 1 | 0 | 0 | 0 | 0 | 0 | 1 | 0 | 0 | 0 | 0 | 0 | 0 | 0 | 0 | 0 | 0 | 0 | 0 | 0 | 0 | 0 | 0 | 0 | 0 | 0 | 0 | 0 | 0 | 0 | 0 | 0
MESA (SCE) | Mesa (SCE) | 500 | 3.3576 | 11 | MONTEREY PARK | CA | 91755 | SUBSTATION | IN SERVICE | LOS ANGELES | 06037 | USA | 34.037 | -118.1104 | 221121 | ELECTRIC BULK POWER TRANSMISSION AND CONTROL | California Energy Commission http://www.energy.ca.gov/maps/ | 2015-06-04T00:00:00.000Z | IMAGERY/OTHER | 2015-06-04T00:00:00.000Z | 9 | 230 | 66 | N | Y | 0 | 0 | 0 | 0 | 0 | 0 | 0 | 0 | 0 | 0 | 1 | 0 | 1 | 0 | 0 | 0 | 0 | 0 | 0 | 0 | 0 | 0 | 0 | 0 | 0 | 0 | 0 | 0 | 0 | 0 | 0 | 0 | 0 | 0 | 0 | 0 | 0 | 0 | 0 | 0 | 0 | 0 | 0 | 0 | 0 | 0 | 0 | 0 | 0 | 0 | 0 | 0 | 0 | 0 | 0 | 0 | 0 | 0 | 0 | 0 | 0 | 0 | 0 | 0 | 0 | 0 | 0 | 0 | 0 | 0 | 0 | 0 | 0 | 0 | 0 | 0 | 0 | 0 | 0 | 0 | 0 | 0 | 0 | 0 | 0 | 0 | 0 | 0 | 0 | 0 | 0 | 0 | 0 | 0 | 0 | 0 | 0 | 0 | 0 | 0 | 0 | 0 | 0 | 0 | 0 | 0 | 0
METCALF 1 | Metcalf | 115 | 17.5809 | 110 | COYOTE | CA | 95013 | SUBSTATION | IN SERVICE | SANTA CLARA | 06085 | USA | 37.2248 | -121.7419 | 221121 | ELECTRIC BULK POWER TRANSMISSION AND CONTROL | California Energy Commission http://www.energy.ca.gov/maps/ | 2016-10-04T00:00:00.000Z | IMAGERY/OTHER | 2016-10-04T00:00:00.000Z | 4 | 500 | 115 | N | Y | 0 | 0 | 0 | 0 | 0 | 0 | 0 | 0 | 0 | 0 | 0 | 0 | 0 | 0 | 0 | 0 | 0 | 0 | 0 | 0 | 0 | 0 | 0 | 0 | 0 | 0 | 0 | 0 | 0 | 0 | 0 | 0 | 0 | 0 | 0 | 0 | 0 | 0 | 0 | 0 | 0 | 0 | 0 | 0 | 0 | 0 | 0 | 0 | 0 | 0 | 0 | 0 | 0 | 0 | 0 | 0 | 0 | 0 | 0 | 0 | 0 | 0 | 0 | 0 | 0 | 0 | 0 | 0 | 0 | 0 | 0 | 1 | 0 | 0 | 0 | 0 | 0 | 0 | 0 | 0 | 0 | 0 | 0 | 0 | 0 | 0 | 0 | 0 | 0 | 0 | 0 | 0 | 0 | 0 | 0 | 0 | 0 | 0 | 0 | 0 | 0 | 0 | 0 | 0 | 0 | 0 | 0
MIDWAY | Midway | 500 | 1.1403 | 3 | BUTTONWILLOW | CA | 93206 | SUBSTATION | IN SERVICE | KERN | 06029 | USA | 35.4039 | -119.4522 | 221121 | ELECTRIC BULK POWER TRANSMISSION AND CONTROL | California Energy Commission http://www.energy.ca.gov/maps/ | 2015-05-05T00:00:00.000Z | IMAGERY/OTHER | 2015-05-05T00:00:00.000Z | 23 | 500 | 115 | N | N | 0 | 0 | 0 | 0 | 0 | 0 | 0 | 0 | 0 | 0 | 0 | 0 | 0 | 0 | 0 | 0 | 0 | 0 | 0 | 0 | 0 | 0 | 0 | 0 | 0 | 0 | 0 | 0 | 0 | 0 | 0 | 0 | 0 | 0 | 0 | 0 | 0 | 0 | 0 | 0 | 0 | 0 | 0 | 0 | 0 | 0 | 0 | 0 | 0 | 0 | 0 | 0 | 0 | 0 | 0 | 0 | 0 | 0 | 0 | 0 | 0 | 0 | 0 | 0 | 0 | 0 | 0 | 0 | 0 | 0 | 0 | 0 | 0 | 0 | 0 | 0 | 0 | 0 | 0 | 0 | 0 | 0 | 0 | 0 | 0 | 0 | 0 | 0 | 0 | 0 | 0 | 0 | 0 | 0 | 0 | 0 | 0 | 0 | 0 | 0 | 0 | 0 | 0 | 0 | 1 | 0 | 0
MIGUEL | Miguel | 230 | 45.8737 | 171 | BONITA | CA | 91902 | SUBSTATION | IN SERVICE | SAN DIEGO | 06073 | USA | 32.6796 | -116.9842 | 221121 | ELECTRIC BULK POWER TRANSMISSION AND CONTROL | California Energy Commission http://www.energy.ca.gov/maps/ | 2016-10-04T00:00:00.000Z | IMAGERY/OTHER | 2016-10-04T00:00:00.000Z | 14 | 500 | 69 | N | Y | 0 | 0 | 0 | 0 | 0 | 0 | 0 | 0 | 0 | 0 | 0 | 0 | 0 | 0 | 0 | 0 | 0 | 0 | 0 | 0 | 0 | 0 | 0 | 0 | 0 | 0 | 0 | 0 | 0 | 0 | 1 | 1 | 1 | 1 | 1 | 0 | 1 | 0 | 0 | 1 | 1 | 1 | 0 | 0 | 0 | 0 | 0 | 0 | 0 | 0 | 0 | 0 | 0 | 0 | 0 | 0 | 0 | 0 | 0 | 0 | 0 | 0 | 0 | 0 | 0 | 0 | 0 | 0 | 0 | 0 | 0 | 0 | 0 | 0 | 0 | 0 | 0 | 0 | 0 | 0 | 0 | 0 | 0 | 0 | 0 | 0 | 0 | 0 | 0 | 0 | 0 | 0 | 0 | 0 | 0 | 0 | 0 | 0 | 0 | 0 | 0 | 0 | 0 | 0 | 0 | 0 | 0
MILLER (PGE) | Miller | 115 | 28.8262 | 145 | NEWMAN | CA | 95360 | SUBSTATION | IN SERVICE | STANISLAUS | 06099 | USA | 37.2532 | -121.1181 | 221121 | ELECTRIC BULK POWER TRANSMISSION AND CONTROL | California Energy Commission http://www.energy.ca.gov/maps/ | 2015-06-15T00:00:00.000Z | IMAGERY/OTHER | 2015-06-15T00:00:00.000Z | 1 | 115 | 115 | N | Y | 0 | 0 | 0 | 0 | 0 | 0 | 0 | 0 | 0 | 0 | 0 | 0 | 0 | 0 | 0 | 0 | 0 | 0 | 0 | 0 | 0 | 0 | 0 | 0 | 0 | 0 | 0 | 0 | 0 | 0 | 0 | 0 | 0 | 0 | 0 | 0 | 0 | 0 | 0 | 0 | 0 | 0 | 0 | 0 | 0 | 0 | 0 | 0 | 0 | 0 | 0 | 0 | 0 | 0 | 0 | 0 | 0 | 0 | 0 | 0 | 0 | 1 | 0 | 0 | 0 | 0 | 0 | 1 | 0 | 0 | 0 | 0 | 0 | 0 | 0 | 0 | 0 | 0 | 0 | 0 | 0 | 0 | 0 | 0 | 0 | 0 | 0 | 0 | 0 | 0 | 0 | 0 | 0 | 0 | 0 | 0 | 0 | 0 | 0 | 0 | 0 | 0 | 0 | 0 | 0 | 0 | 0
MIRA LOMA (SCE) | Mira Loma | 500 | 1.3137 | 4 | ONTARIO | CA | 91761 | SUBSTATION | IN SERVICE | SAN BERNARDINO | 06071 | USA | 34.0083 | -117.5643 | 221121 | ELECTRIC BULK POWER TRANSMISSION AND CONTROL | California Energy Commission http://www.energy.ca.gov/maps/ | 2015-06-03T00:00:00.000Z | IMAGERY/OTHER | 2015-06-03T00:00:00.000Z | 17 | 500 | 66 | N | Y | 0 | 0 | 0 | 0 | 0 | 0 | 0 | 0 | 0 | 0 | 0 | 0 | 1 | 0 | 0 | 0 | 0 | 0 | 0 | 0 | 0 | 0 | 0 | 0 | 0 | 0 | 0 | 0 | 0 | 0 | 0 | 0 | 0 | 0 | 0 | 0 | 0 | 0 | 0 | 0 | 0 | 0 | 0 | 0 | 0 | 0 | 0 | 0 | 0 | 0 | 0 | 0 | 0 | 0 | 0 | 0 | 0 | 0 | 0 | 0 | 0 | 0 | 0 | 0 | 0 | 0 | 0 | 0 | 0 | 0 | 0 | 0 | 0 | 0 | 0 | 0 | 0 | 0 | 0 | 0 | 0 | 0 | 0 | 0 | 0 | 0 | 0 | 0 | 0 | 0 | 0 | 0 | 0 | 0 | 0 | 0 | 0 | 0 | 0 | 0 | 0 | 0 | 0 | 0 | 0 | 0 | 0
MIRAGE | Mirage | 230 | 9.7628 | 63 | THOUSAND PALMS | CA | 92276 | SUBSTATION | IN SERVICE | RIVERSIDE | 06065 | USA | 33.8184 | -116.3697 | 221121 | ELECTRIC BULK POWER TRANSMISSION AND CONTROL | California Energy Commission http://www.energy.ca.gov/maps/ | 2016-10-18T00:00:00.000Z | IMAGERY/OTHER | 2016-10-18T00:00:00.000Z | 9 | 230 | 115 | N | Y | 0 | 0 | 0 | 0 | 0 | 0 | 0 | 0 | 0 | 0 | 0 | 0 | 0 | 0 | 0 | 0 | 0 | 0 | 0 | 0 | 0 | 1 | 1 | 1 | 0 | 1 | 0 | 0 | 0 | 0 | 0 | 0 | 0 | 0 | 0 | 0 | 0 | 0 | 0 | 0 | 0 | 0 | 0 | 0 | 0 | 0 | 0 | 0 | 0 | 0 | 0 | 0 | 0 | 0 | 0 | 0 | 0 | 0 | 0 | 0 | 0 | 0 | 0 | 0 | 0 | 0 | 0 | 0 | 0 | 0 | 0 | 0 | 0 | 0 | 0 | 0 | 0 | 0 | 0 | 0 | 0 | 0 | 0 | 0 | 0 | 0 | 0 | 0 | 0 | 0 | 0 | 0 | 0 | 0 | 0 | 0 | 0 | 0 | 0 | 0 | 0 | 0 | 0 | 0 | 0 | 0 | 0
MISSION | Mission | 230 | 9.7726 | 64 | SAN DIEGO | CA | 92108 | SUBSTATION | IN SERVICE | SAN DIEGO | 06073 | USA | 32.7839 | -117.1372 | 221121 | ELECTRIC BULK POWER TRANSMISSION AND CONTROL | California Energy Commission http://www.energy.ca.gov/maps/ | 2015-06-01T00:00:00.000Z | IMAGERY/OTHER | 2015-06-01T00:00:00.000Z | 13 | 230 | 69 | N | N | 0 | 0 | 0 | 0 | 0 | 0 | 0 | 0 | 0 | 0 | 0 | 0 | 0 | 0 | 0 | 0 | 0 | 0 | 0 | 0 | 0 | 0 | 0 | 0 | 0 | 0 | 0 | 0 | 0 | 0 | 0 | 0 | 1 | 0 | 1 | 0 | 1 | 0 | 0 | 0 | 0 | 0 | 0 | 0 | 0 | 0 | 0 | 0 | 0 | 0 | 0 | 0 | 0 | 0 | 0 | 0 | 0 | 0 | 0 | 0 | 0 | 0 | 0 | 0 | 0 | 0 | 0 | 0 | 0 | 0 | 0 | 0 | 0 | 0 | 0 | 0 | 0 | 0 | 0 | 0 | 0 | 0 | 0 | 0 | 0 | 0 | 0 | 0 | 0 | 0 | 0 | 0 | 0 | 0 | 0 | 0 | 0 | 0 | 0 | 0 | 0 | 0 | 0 | 0 | 0 | 0 | 0
MI-WUK | Mi-Wuk | 115 | 13.4012 | 84 | TWAIN HARTE | CA | 95383 | SUBSTATION | IN SERVICE | TUOLUMNE | 06109 | USA | 38.0529 | -120.2171 | 221121 | ELECTRIC BULK POWER TRANSMISSION AND CONTROL | http://www.sjgov.org/lafco/SSJID/Preliminary%20Revised%20Draft%20SOI_MSR/BlackVeatch%202009%20as%20Appendix%20PGE%20letter%20-%204-21-14.pdf | 2015-06-15T00:00:00.000Z | IMAGERY/OTHER | 2015-06-15T00:00:00.000Z | 2 | 115 | 115 | N | Y | 0 | 0 | 0 | 0 | 0 | 0 | 0 | 0 | 0 | 0 | 0 | 0 | 0 | 0 | 0 | 0 | 0 | 0 | 0 | 0 | 0 | 0 | 0 | 0 | 0 | 0 | 0 | 0 | 0 | 0 | 0 | 0 | 0 | 0 | 0 | 0 | 0 | 0 | 0 | 0 | 0 | 0 | 0 | 0 | 0 | 0 | 0 | 0 | 0 | 0 | 0 | 0 | 0 | 0 | 0 | 0 | 0 | 0 | 0 | 0 | 0 | 1 | 0 | 0 | 0 | 0 | 0 | 0 | 0 | 0 | 0 | 0 | 0 | 0 | 0 | 0 | 0 | 0 | 0 | 0 | 0 | 0 | 0 | 0 | 0 | 0 | 0 | 0 | 0 | 0 | 0 | 0 | 0 | 0 | 0 | 0 | 0 | 0 | 0 | 0 | 0 | 0 | 0 | 0 | 0 | 0 | 0
MODESTO ENERGY | Modesto Energy | 115 | 28.8262 | 145 | PATTERSON | CA | 95363 | SUBSTATION | NOT AVAILABLE | STANISLAUS | 06099 | USA | 37.554 | -121.3083 | 221121 | ELECTRIC BULK POWER TRANSMISSION AND CONTROL | California Energy Commission http://www.energy.ca.gov/maps/ | 2015-06-15T00:00:00.000Z | IMAGERY/OTHER | 2015-06-15T00:00:00.000Z | 0 | 115 | -999999 | Y | N | 0 | 0 | 0 | 0 | 0 | 0 | 0 | 0 | 0 | 0 | 0 | 0 | 0 | 0 | 0 | 0 | 0 | 0 | 0 | 0 | 0 | 0 | 0 | 0 | 0 | 0 | 0 | 0 | 0 | 0 | 0 | 0 | 0 | 0 | 0 | 0 | 0 | 0 | 0 | 0 | 0 | 0 | 0 | 0 | 0 | 0 | 0 | 0 | 0 | 0 | 0 | 0 | 0 | 0 | 0 | 0 | 0 | 0 | 0 | 0 | 0 | 1 | 0 | 0 | 0 | 0 | 0 | 1 | 0 | 0 | 0 | 0 | 0 | 0 | 0 | 0 | 0 | 0 | 0 | 0 | 0 | 0 | 0 | 0 | 0 | 0 | 0 | 0 | 0 | 0 | 0 | 0 | 0 | 0 | 0 | 0 | 0 | 0 | 0 | 0 | 0 | 0 | 0 | 0 | 0 | 0 | 0
MOHAVE | Mohave | 500 | 1.0673 | 2 | LAUGHLIN | NV | 89029 | SUBSTATION | IN SERVICE | CLARK | 32003 | USA | 35.1475 | -114.5953 | 221121 | ELECTRIC BULK POWER TRANSMISSION AND CONTROL | Western Electricity Coordinating Council | 2015-06-01T00:00:00.000Z | IMAGERY/OTHER | 2015-06-01T00:00:00.000Z | 2 | 500 | 500 | N | Y | 0 | 0 | 0 | 0 | 0 | 0 | 0 | 0 | 0 | 0 | 0 | 0 | 0 | 0 | 0 | 0 | 0 | 0 | 0 | 0 | 0 | 0 | 0 | 0 | 0 | 0 | 0 | 0 | 1 | 0 | 0 | 0 | 0 | 0 | 0 | 0 | 0 | 0 | 0 | 0 | 0 | 0 | 0 | 0 | 0 | 0 | 0 | 0 | 0 | 0 | 0 | 0 | 0 | 0 | 0 | 0 | 0 | 0 | 0 | 0 | 0 | 0 | 0 | 0 | 0 | 0 | 0 | 0 | 0 | 0 | 0 | 0 | 0 | 0 | 0 | 0 | 0 | 0 | 0 | 0 | 0 | 0 | 0 | 0 | 0 | 0 | 0 | 0 | 0 | 0 | 0 | 0 | 0 | 0 | 0 | 0 | 0 | 0 | 0 | 0 | 0 | 0 | 0 | 0 | 0 | 0 | 0
MONROE | Monroe | 115 | 24.0266 | 132 | SANTA ROSA | CA | 95401 | SUBSTATION | IN SERVICE | SONOMA | 06097 | USA | 38.4532 | -122.7443 | 221121 | ELECTRIC BULK POWER TRANSMISSION AND CONTROL | California Energy Commission http://www.energy.ca.gov/maps/ | 2015-06-15T00:00:00.000Z | IMAGERY/OTHER | 2015-06-15T00:00:00.000Z | 4 | 115 | 115 | N | Y | 0 | 0 | 0 | 0 | 0 | 0 | 0 | 0 | 0 | 0 | 0 | 0 | 0 | 0 | 0 | 0 | 0 | 0 | 0 | 0 | 0 | 0 | 0 | 0 | 0 | 0 | 0 | 0 | 0 | 0 | 0 | 0 | 0 | 0 | 0 | 0 | 0 | 0 | 0 | 0 | 0 | 0 | 0 | 0 | 0 | 0 | 1 | 0 | 0 | 0 | 0 | 0 | 0 | 0 | 0 | 1 | 0 | 0 | 0 | 0 | 0 | 0 | 0 | 0 | 0 | 0 | 0 | 0 | 0 | 0 | 0 | 0 | 0 | 0 | 0 | 0 | 0 | 0 | 0 | 0 | 0 | 0 | 0 | 0 | 0 | 0 | 0 | 0 | 0 | 0 | 0 | 0 | 0 | 0 | 0 | 0 | 0 | 0 | 0 | 0 | 0 | 0 | 0 | 0 | 0 | 0 | 0
MONTA VISTA | Monte Vista | 230 | 11.7724 | 73 | CUPERTINO | CA | 95014 | SUBSTATION | IN SERVICE | SANTA CLARA | 06085 | USA | 37.3241 | -122.0731 | 221121 | ELECTRIC BULK POWER TRANSMISSION AND CONTROL | California Energy Commission http://www.energy.ca.gov/maps/ | 2016-10-18T00:00:00.000Z | IMAGERY/OTHER | 2016-10-18T00:00:00.000Z | 7 | 60 | 60 | N | N | 0 | 0 | 0 | 0 | 0 | 0 | 0 | 0 | 0 | 0 | 0 | 0 | 0 | 0 | 0 | 0 | 0 | 0 | 0 | 0 | 0 | 0 | 0 | 0 | 0 | 0 | 0 | 0 | 0 | 0 | 0 | 0 | 0 | 0 | 0 | 0 | 0 | 0 | 0 | 0 | 0 | 0 | 0 | 0 | 0 | 0 | 0 | 0 | 0 | 0 | 0 | 0 | 0 | 0 | 0 | 0 | 1 | 0 | 0 | 0 | 0 | 0 | 0 | 1 | 0 | 0 | 0 | 0 | 0 | 0 | 1 | 0 | 0 | 0 | 0 | 0 | 0 | 0 | 0 | 0 | 0 | 0 | 0 | 0 | 0 | 0 | 0 | 0 | 0 | 0 | 0 | 0 | 0 | 0 | 0 | 0 | 0 | 0 | 0 | 0 | 0 | 0 | 0 | 0 | 0 | 0 | 0
MONTICELLO | Monticello | 115 | 6.2264 | 29 | NAPA | CA | 94558 | SUBSTATION | IN SERVICE | NAPA | 06055 | USA | 38.5086 | -122.2144 | 221121 | ELECTRIC BULK POWER TRANSMISSION AND CONTROL | California Energy Commission http://www.energy.ca.gov/maps/ | 2015-06-15T00:00:00.000Z | IMAGERY/OTHER | 2015-06-15T00:00:00.000Z | 0 | 115 | -999999 | Y | N | 0 | 0 | 0 | 0 | 0 | 0 | 0 | 0 | 0 | 0 | 0 | 0 | 0 | 0 | 0 | 0 | 0 | 0 | 0 | 0 | 0 | 0 | 0 | 0 | 0 | 0 | 0 | 0 | 0 | 0 | 0 | 0 | 0 | 0 | 0 | 0 | 0 | 0 | 0 | 0 | 0 | 0 | 0 | 0 | 0 | 0 | 0 | 0 | 0 | 0 | 0 | 0 | 0 | 0 | 1 | 0 | 0 | 0 | 0 | 0 | 0 | 0 | 0 | 0 | 0 | 0 | 0 | 0 | 0 | 0 | 0 | 0 | 0 | 0 | 0 | 0 | 0 | 0 | 0 | 0 | 0 | 0 | 0 | 0 | 0 | 0 | 0 | 0 | 0 | 0 | 0 | 0 | 0 | 0 | 0 | 0 | 0 | 0 | 0 | 0 | 0 | 0 | 0 | 0 | 0 | 0 | 0
MOORPARK | Moorpark | 230 | 9.3051 | 58 | MOORPARK | CA | 93021 | SUBSTATION | IN SERVICE | VENTURA | 06111 | USA | 34.2809 | -118.9032 | 221121 | ELECTRIC BULK POWER TRANSMISSION AND CONTROL | Southern California Edison http://preview.tinyurl.com/q9vuye2 | 2016-10-18T00:00:00.000Z | IMAGERY/OTHER | 2016-10-18T00:00:00.000Z | 17 | 230 | 66 | N | N | 0 | 0 | 1 | 0 | 1 | 0 | 1 | 0 | 0 | 0 | 0 | 0 | 0 | 0 | 0 | 0 | 0 | 0 | 0 | 0 | 0 | 0 | 0 | 0 | 0 | 0 | 0 | 0 | 1 | 0 | 0 | 0 | 0 | 0 | 0 | 0 | 0 | 0 | 0 | 0 | 0 | 0 | 0 | 0 | 0 | 0 | 0 | 0 | 0 | 0 | 0 | 0 | 0 | 0 | 0 | 0 | 0 | 0 | 0 | 0 | 0 | 0 | 0 | 0 | 0 | 0 | 0 | 0 | 0 | 0 | 0 | 0 | 0 | 0 | 0 | 0 | 0 | 0 | 0 | 0 | 0 | 0 | 0 | 0 | 0 | 0 | 0 | 0 | 0 | 0 | 0 | 0 | 0 | 0 | 0 | 0 | 0 | 0 | 0 | 0 | 0 | 0 | 0 | 0 | 0 | 0 | 0
MORAGA | Moraga | 115 | 24.3743 | 134 | ORINDA | CA | 94563 | SUBSTATION | IN SERVICE | CONTRA COSTA | 06013 | USA | 37.8479 | -122.1607 | 221121 | ELECTRIC BULK POWER TRANSMISSION AND CONTROL | California Energy Commission http://www.energy.ca.gov/maps/ | 2016-10-18T00:00:00.000Z | IMAGERY/OTHER | 2016-10-18T00:00:00.000Z | 17 | 230 | 115 | N | Y | 0 | 0 | 0 | 0 | 0 | 0 | 0 | 0 | 0 | 0 | 0 | 0 | 0 | 0 | 0 | 0 | 0 | 0 | 0 | 0 | 0 | 0 | 0 | 0 | 0 | 0 | 0 | 0 | 0 | 0 | 0 | 0 | 0 | 0 | 0 | 0 | 0 | 0 | 0 | 0 | 0 | 0 | 0 | 0 | 0 | 0 | 0 | 0 | 0 | 0 | 0 | 0 | 0 | 1 | 1 | 0 | 0 | 1 | 1 | 0 | 0 | 0 | 1 | 1 | 0 | 0 | 0 | 0 | 0 | 0 | 0 | 0 | 1 | 0 | 0 | 0 | 0 | 0 | 0 | 0 | 0 | 0 | 0 | 0 | 0 | 0 | 0 | 0 | 0 | 0 | 0 | 0 | 0 | 0 | 0 | 0 | 0 | 0 | 0 | 0 | 0 | 0 | 0 | 0 | 0 | 0 | 0
MORGAN HILL | Morgan Hill | 115 | 13.0669 | 82 | MORGAN HILL | CA | 95037 | SUBSTATION | IN SERVICE | SANTA CLARA | 06085 | USA | 37.1267 | -121.6589 | 221121 | ELECTRIC BULK POWER TRANSMISSION AND CONTROL | California Energy Commission http://www.energy.ca.gov/maps/ | 2015-06-15T00:00:00.000Z | IMAGERY/OTHER | 2015-06-15T00:00:00.000Z | 4 | 115 | 115 | N | Y | 0 | 0 | 0 | 0 | 0 | 0 | 0 | 0 | 0 | 0 | 0 | 0 | 0 | 0 | 0 | 0 | 0 | 0 | 0 | 0 | 0 | 0 | 0 | 0 | 0 | 0 | 0 | 0 | 0 | 0 | 0 | 0 | 0 | 0 | 0 | 0 | 0 | 0 | 0 | 0 | 0 | 0 | 0 | 0 | 0 | 0 | 0 | 0 | 0 | 0 | 0 | 0 | 0 | 0 | 0 | 0 | 1 | 0 | 0 | 1 | 0 | 0 | 0 | 1 | 0 | 0 | 0 | 0 | 0 | 0 | 1 | 0 | 0 | 0 | 0 | 0 | 0 | 0 | 0 | 0 | 0 | 0 | 0 | 0 | 0 | 0 | 0 | 0 | 0 | 0 | 0 | 0 | 0 | 0 | 0 | 0 | 0 | 0 | 0 | 0 | 0 | 0 | 0 | 0 | 0 | 0 | 0
MORRO BAY | Morro Bay | 115 | 3.5464 | 12 | MORRO BAY | CA | 93442 | SUBSTATION | IN SERVICE | SAN LUIS OBISPO | 0 | 0 | 35.3734 | -120.8551 | 0 | 0 | California Energy Commission http://www.energy.ca.gov/maps/ | 2016-11-22T00:00:00.000Z | IMAGERY/OTHER | 2016-11-22T00:00:00.000Z | 8 | 230 | -999999 | N | N | 0 | 0 | 0 | 0 | 0 | 0 | 0 | 0 | 0 | 0 | 0 | 0 | 0 | 0 | 0 | 0 | 0 | 0 | 0 | 0 | 0 | 0 | 0 | 0 | 0 | 0 | 0 | 0 | 0 | 0 | 0 | 0 | 0 | 0 | 0 | 0 | 0 | 0 | 0 | 0 | 0 | 0 | 0 | 0 | 0 | 0 | 0 | 0 | 0 | 0 | 0 | 0 | 0 | 0 | 0 | 0 | 0 | 0 | 0 | 0 | 0 | 0 | 0 | 0 | 0 | 0 | 0 | 0 | 0 | 0 | 0 | 0 | 0 | 0 | 1 | 1 | 0 | 0 | 0 | 0 | 0 | 0 | 0 | 0 | 0 | 0 | 0 | 0 | 0 | 0 | 0 | 0 | 0 | 0 | 0 | 0 | 0 | 0 | 0 | 0 | 0 | 0 | 0 | 0 | 0 | 0 | 0
MOSS LANDING | Moss Landing | 115 | 16.1703 | 99 | MOSS LANDING | CA | 95039 | SUBSTATION | IN SERVICE | MONTEREY | 0 | 0 | 36.8074 | -121.7797 | 0 | 0 | California Energy Commission http://www.energy.ca.gov/maps/ | 2016-11-22T00:00:00.000Z | IMAGERY/OTHER | 2016-11-22T00:00:00.000Z | 9 | 500 | 115 | N | Y | 0 | 0 | 0 | 0 | 0 | 0 | 0 | 0 | 0 | 0 | 0 | 0 | 0 | 0 | 0 | 0 | 0 | 0 | 0 | 0 | 0 | 0 | 0 | 0 | 0 | 0 | 0 | 0 | 0 | 0 | 0 | 0 | 0 | 0 | 0 | 0 | 0 | 0 | 0 | 0 | 0 | 0 | 0 | 0 | 0 | 0 | 0 | 0 | 0 | 0 | 0 | 0 | 0 | 0 | 0 | 0 | 0 | 0 | 0 | 1 | 0 | 0 | 0 | 1 | 0 | 0 | 0 | 0 | 0 | 0 | 1 | 1 | 0 | 0 | 0 | 0 | 0 | 0 | 0 | 0 | 0 | 0 | 0 | 0 | 0 | 0 | 0 | 0 | 0 | 0 | 1 | 0 | 0 | 0 | 0 | 0 | 0 | 0 | 0 | 0 | 0 | 0 | 0 | 1 | 0 | 0 | 0
MT POSO | Mt Poso | 115 | 11.8403 | 75 | BAKERSFIELD | CA | 93308 | SUBSTATION | IN SERVICE | KERN | 06029 | USA | 35.5448 | -119.0813 | 221121 | ELECTRIC BULK POWER TRANSMISSION AND CONTROL | California Energy Commission http://www.energy.ca.gov/maps/ | 2015-06-19T00:00:00.000Z | IMAGERY/OTHER | 2015-06-19T00:00:00.000Z | 2 | 115 | 115 | Y | Y | 0 | 0 | 0 | 0 | 0 | 0 | 0 | 0 | 0 | 0 | 0 | 0 | 0 | 0 | 0 | 0 | 0 | 0 | 0 | 0 | 0 | 0 | 0 | 0 | 0 | 0 | 0 | 0 | 0 | 0 | 0 | 0 | 0 | 0 | 0 | 0 | 0 | 0 | 0 | 0 | 0 | 0 | 0 | 0 | 0 | 0 | 0 | 0 | 0 | 0 | 0 | 0 | 0 | 0 | 0 | 0 | 0 | 0 | 0 | 0 | 0 | 0 | 0 | 0 | 0 | 0 | 0 | 0 | 0 | 0 | 0 | 0 | 0 | 0 | 0 | 1 | 0 | 1 | 0 | 0 | 0 | 1 | 1 | 0 | 1 | 1 | 0 | 0 | 0 | 0 | 0 | 0 | 0 | 0 | 0 | 0 | 0 | 0 | 0 | 0 | 0 | 0 | 0 | 0 | 0 | 0 | 0
MUSTANG | Mustang SS | 230 | 14.8809 | 93 | 0 | 0 | 0 | 0 | 0 | 0 | 0 | 0 | 36.2323 | -119.9192 | 0 | 0 | 0 | 0 | 0 | 0 | 0 | 0 | 0 | 0 | 0 | 0 | 0 | 0 | 0 | 0 | 0 | 0 | 0 | 0 | 0 | 0 | 0 | 0 | 0 | 0 | 0 | 0 | 0 | 0 | 0 | 0 | 0 | 0 | 0 | 0 | 0 | 0 | 0 | 0 | 0 | 0 | 0 | 0 | 0 | 0 | 0 | 0 | 0 | 0 | 0 | 0 | 0 | 0 | 0 | 0 | 0 | 0 | 0 | 0 | 0 | 0 | 0 | 0 | 0 | 0 | 0 | 0 | 0 | 0 | 0 | 0 | 0 | 0 | 0 | 0 | 0 | 0 | 0 | 0 | 0 | 0 | 0 | 0 | 0 | 0 | 1 | 0 | 0 | 0 | 0 | 0 | 0 | 0 | 0 | 1 | 1 | 0 | 1 | 0 | 0 | 1 | 0 | 0 | 0 | 0 | 0 | 0 | 0 | 1 | 0 | 0 | 0 | 0 | 1 | 1 | 1 | 0
NCPA 1&2 | NCPA 1 Tap | 230 | 34.8519 | 155 | CLOVERDALE | CA | 95461 | SUBSTATION | IN SERVICE | SONOMA | 06097 | USA | 38.7523 | -122.7196 | 221121 | ELECTRIC BULK POWER TRANSMISSION AND CONTROL | California Energy Commission http://www.energy.ca.gov/maps/ | 2016-11-22T00:00:00.000Z | IMAGERY/OTHER | 2016-11-22T00:00:00.000Z | 2 | 230 | 230 | N | Y | 0 | 0 | 0 | 0 | 0 | 0 | 0 | 0 | 0 | 0 | 0 | 0 | 0 | 0 | 0 | 0 | 0 | 0 | 0 | 0 | 0 | 0 | 0 | 0 | 0 | 0 | 0 | 0 | 0 | 0 | 0 | 0 | 0 | 0 | 0 | 0 | 0 | 0 | 0 | 0 | 0 | 0 | 0 | 1 | 1 | 0 | 1 | 0 | 0 | 0 | 0 | 0 | 0 | 0 | 0 | 0 | 1 | 1 | 1 | 1 | 0 | 0 | 1 | 1 | 0 | 0 | 0 | 0 | 0 | 0 | 0 | 0 | 1 | 1 | 0 | 0 | 0 | 0 | 0 | 0 | 0 | 0 | 0 | 0 | 0 | 0 | 0 | 0 | 0 | 0 | 0 | 0 | 0 | 0 | 0 | 0 | 0 | 0 | 0 | 0 | 0 | 0 | 0 | 0 | 0 | 0 | 0
NEW MELONES | New Melones | 230 | 38.5481 | 163 | ANGELS CAMP | CA | 95222 | SUBSTATION | NOT AVAILABLE | CALAVERAS | 06009 | USA | 37.9466 | -120.53 | 221121 | ELECTRIC BULK POWER TRANSMISSION AND CONTROL | California Energy Commission http://www.energy.ca.gov/maps/ | 2016-10-04T00:00:00.000Z | IMAGERY/OTHER | 2016-10-04T00:00:00.000Z | 0 | 230 | -999999 | Y | N | 0 | 0 | 0 | 0 | 0 | 0 | 0 | 0 | 0 | 0 | 0 | 0 | 0 | 0 | 0 | 0 | 0 | 0 | 0 | 0 | 0 | 0 | 0 | 0 | 0 | 0 | 0 | 0 | 0 | 0 | 0 | 0 | 0 | 0 | 0 | 0 | 0 | 0 | 0 | 0 | 0 | 0 | 0 | 0 | 0 | 0 | 0 | 0 | 0 | 0 | 1 | 0 | 0 | 0 | 0 | 0 | 0 | 0 | 0 | 0 | 0 | 0 | 0 | 1 | 1 | 0 | 0 | 0 | 0 | 0 | 0 | 0 | 0 | 0 | 0 | 0 | 0 | 0 | 0 | 0 | 0 | 0 | 0 | 0 | 1 | 1 | 0 | 1 | 1 | 1 | 1 | 0 | 0 | 0 | 1 | 0 | 0 | 1 | 1 | 0 | 0 | 1 | 0 | 0 | 0 | 0 | 0
NEWARK | Newark | 115 | 13.8413 | 87 | FREMONT | CA | 94538 | SUBSTATION | IN SERVICE | ALAMEDA | 06001 | USA | 37.5007 | -121.9857 | 221121 | ELECTRIC BULK POWER TRANSMISSION AND CONTROL | California Energy Commission http://www.energy.ca.gov/maps/ | 2016-11-22T00:00:00.000Z | IMAGERY/OTHER | 2016-11-22T00:00:00.000Z | 30 | 230 | 60 | N | Y | 0 | 0 | 0 | 0 | 0 | 0 | 0 | 0 | 0 | 0 | 0 | 0 | 0 | 0 | 0 | 0 | 0 | 0 | 0 | 0 | 0 | 0 | 0 | 0 | 0 | 0 | 0 | 0 | 0 | 0 | 0 | 0 | 0 | 0 | 0 | 0 | 0 | 0 | 0 | 0 | 0 | 0 | 0 | 0 | 0 | 0 | 0 | 0 | 0 | 0 | 0 | 0 | 0 | 0 | 0 | 0 | 0 | 1 | 0 | 1 | 0 | 0 | 1 | 1 | 0 | 0 | 0 | 0 | 0 | 0 | 0 | 0 | 1 | 0 | 0 | 0 | 0 | 0 | 0 | 0 | 0 | 0 | 0 | 0 | 0 | 0 | 0 | 0 | 0 | 0 | 0 | 0 | 0 | 0 | 0 | 0 | 0 | 0 | 0 | 0 | 0 | 0 | 0 | 0 | 0 | 0 | 0
NEWARK DISTRIBUTION | Newark Dist | 230 | 10.3344 | 68 | FREMONT | CA | 94538 | SUBSTATION | NOT AVAILABLE | ALAMEDA | 06001 | USA | 37.5028 | -121.9816 | 221121 | ELECTRIC BULK POWER TRANSMISSION AND CONTROL | California Energy Commission http://www.energy.ca.gov/maps/ | 2015-05-04T00:00:00.000Z | IMAGERY/OTHER | 2015-05-04T00:00:00.000Z | 0 | 230 | -999999 | Y | N | 0 | 0 | 0 | 0 | 0 | 0 | 0 | 0 | 0 | 0 | 0 | 0 | 0 | 0 | 0 | 0 | 0 | 0 | 0 | 0 | 0 | 0 | 0 | 0 | 0 | 0 | 0 | 0 | 0 | 0 | 0 | 0 | 0 | 0 | 0 | 0 | 0 | 0 | 0 | 0 | 0 | 0 | 0 | 0 | 0 | 0 | 0 | 0 | 0 | 0 | 0 | 0 | 0 | 0 | 0 | 0 | 0 | 1 | 0 | 1 | 0 | 0 | 0 | 1 | 0 | 0 | 0 | 0 | 0 | 0 | 0 | 0 | 1 | 0 | 0 | 0 | 0 | 0 | 0 | 0 | 0 | 0 | 0 | 0 | 0 | 0 | 0 | 0 | 0 | 0 | 0 | 0 | 0 | 0 | 0 | 0 | 0 | 0 | 0 | 0 | 0 | 0 | 0 | 0 | 0 | 0 | 0
NEWHALL | Newhall | 115 | 29.8149 | 147 | FIREBAUGH | CA | 93622 | SUBSTATION | NOT AVAILABLE | MADERA | 06039 | USA | 36.867 | -120.3281 | 221121 | ELECTRIC BULK POWER TRANSMISSION AND CONTROL | California Energy Commission http://www.energy.ca.gov/maps/ | 2015-06-15T00:00:00.000Z | IMAGERY/OTHER | 2015-06-15T00:00:00.000Z | 0 | 115 | -999999 | Y | N | 0 | 0 | 0 | 0 | 0 | 0 | 0 | 0 | 0 | 0 | 0 | 0 | 0 | 0 | 0 | 0 | 0 | 0 | 0 | 0 | 0 | 0 | 0 | 0 | 0 | 0 | 0 | 0 | 0 | 0 | 0 | 0 | 0 | 0 | 0 | 0 | 0 | 0 | 0 | 0 | 0 | 0 | 0 | 0 | 0 | 0 | 0 | 0 | 0 | 0 | 0 | 0 | 0 | 0 | 0 | 0 | 0 | 0 | 0 | 0 | 0 | 0 | 0 | 0 | 0 | 0 | 0 | 0 | 0 | 0 | 0 | 0 | 0 | 0 | 0 | 0 | 0 | 0 | 0 | 0 | 0 | 0 | 0 | 0 | 0 | 0 | 0 | 0 | 0 | 0 | 0 | 0 | 0 | 0 | 0 | 0 | 0 | 0 | 0 | 1 | 0 | 0 | 0 | 0 | 0 | 0 | 0
NORCO (PGE) | Norco | 115 | 8.3742 | 47 | TUPMAN | CA | 93276 | SUBSTATION | NOT AVAILABLE | KERN | 06029 | USA | 35.286 | -119.3091 | 221121 | ELECTRIC BULK POWER TRANSMISSION AND CONTROL | California Energy Commission http://www.energy.ca.gov/maps/ | 2015-06-22T00:00:00.000Z | IMAGERY/OTHER | 2015-06-22T00:00:00.000Z | 0 | 115 | -999999 | Y | N | 0 | 0 | 0 | 0 | 0 | 0 | 0 | 0 | 0 | 0 | 0 | 0 | 0 | 0 | 0 | 0 | 0 | 0 | 0 | 0 | 0 | 0 | 0 | 0 | 0 | 0 | 0 | 0 | 0 | 0 | 0 | 0 | 0 | 0 | 0 | 0 | 0 | 0 | 0 | 0 | 0 | 0 | 0 | 0 | 0 | 0 | 0 | 0 | 0 | 0 | 0 | 0 | 0 | 0 | 0 | 0 | 0 | 0 | 0 | 0 | 0 | 0 | 0 | 0 | 0 | 0 | 0 | 0 | 0 | 0 | 0 | 0 | 0 | 0 | 0 | 0 | 0 | 0 | 0 | 0 | 0 | 1 | 0 | 0 | 0 | 0 | 0 | 0 | 0 | 0 | 0 | 0 | 0 | 0 | 0 | 0 | 0 | 0 | 0 | 0 | 0 | 0 | 0 | 0 | 0 | 0 | 0
NORTH CITY WEST | North City Metering | 115 | 4.7999 | 20 | SAN DIEGO | CA | 92130 | SUBSTATION | IN SERVICE | SAN DIEGO | 06073 | USA | 32.9587 | -117.2207 | 221121 | ELECTRIC BULK POWER TRANSMISSION AND CONTROL | California Energy Commission http://www.energy.ca.gov/maps/ | 2015-06-29T00:00:00.000Z | IMAGERY/OTHER | 2015-06-29T00:00:00.000Z | 2 | 69 | 69 | N | Y | 0 | 0 | 0 | 0 | 0 | 0 | 0 | 0 | 0 | 0 | 0 | 0 | 0 | 0 | 0 | 0 | 0 | 0 | 0 | 0 | 0 | 0 | 0 | 0 | 0 | 0 | 0 | 0 | 0 | 0 | 0 | 0 | 1 | 0 | 0 | 0 | 0 | 0 | 0 | 0 | 0 | 0 | 0 | 0 | 0 | 0 | 0 | 0 | 0 | 0 | 0 | 0 | 0 | 0 | 0 | 0 | 0 | 0 | 0 | 0 | 0 | 0 | 0 | 0 | 0 | 0 | 0 | 0 | 0 | 0 | 0 | 0 | 0 | 0 | 0 | 0 | 0 | 0 | 0 | 0 | 0 | 0 | 0 | 0 | 0 | 0 | 0 | 0 | 0 | 0 | 0 | 0 | 0 | 0 | 0 | 0 | 0 | 0 | 0 | 0 | 0 | 0 | 0 | 0 | 0 | 0 | 0
NORTH DUBLIN | North Dublin | 230 | 15.3627 | 95 | PLEASANTON | CA | 94588 | SUBSTATION | IN SERVICE | CONTRA COSTA | 06013 | USA | 37.7449 | -121.8579 | 221121 | ELECTRIC BULK POWER TRANSMISSION AND CONTROL | California Energy Commission http://www.energy.ca.gov/maps/ | 2015-05-22T00:00:00.000Z | IMAGERY/OTHER | 2015-05-22T00:00:00.000Z | 4 | 230 | 60 | N | Y | 0 | 0 | 0 | 0 | 0 | 0 | 0 | 0 | 0 | 0 | 0 | 0 | 0 | 0 | 0 | 0 | 0 | 0 | 0 | 0 | 0 | 0 | 0 | 0 | 0 | 0 | 0 | 0 | 0 | 0 | 0 | 0 | 0 | 0 | 0 | 0 | 0 | 0 | 0 | 0 | 0 | 0 | 0 | 0 | 1 | 0 | 0 | 0 | 0 | 0 | 0 | 0 | 0 | 0 | 0 | 0 | 0 | 1 | 0 | 1 | 0 | 0 | 1 | 1 | 0 | 0 | 0 | 0 | 0 | 0 | 0 | 0 | 1 | 0 | 0 | 0 | 0 | 0 | 0 | 0 | 0 | 0 | 0 | 0 | 0 | 0 | 0 | 0 | 0 | 0 | 0 | 0 | 0 | 0 | 0 | 0 | 0 | 0 | 0 | 0 | 0 | 0 | 0 | 0 | 0 | 0 | 0
NORTH GILA | North Gila | 500 | 14.2821 | 90 | YUMA | AZ | 85365 | SUBSTATION | IN SERVICE | YUMA | 04027 | USA | 32.7461 | -114.491 | 221121 | ELECTRIC BULK POWER TRANSMISSION AND CONTROL | West Connect http://www.westconnect.com/filestorage/wc_2013_map_8_crt_colorado_river_tsa | 2016-11-22T00:00:00.000Z | IMAGERY/OTHER | 2016-11-22T00:00:00.000Z | 4 | 500 | 69 | N | Y | 0 | 0 | 0 | 0 | 0 | 0 | 0 | 0 | 0 | 0 | 0 | 0 | 0 | 0 | 0 | 0 | 0 | 0 | 0 | 1 | 0 | 1 | 0 | 0 | 0 | 1 | 0 | 0 | 1 | 0 | 0 | 0 | 0 | 0 | 1 | 1 | 1 | 0 | 0 | 0 | 0 | 0 | 0 | 0 | 0 | 0 | 0 | 0 | 0 | 0 | 0 | 0 | 0 | 0 | 0 | 0 | 0 | 0 | 0 | 0 | 0 | 0 | 0 | 0 | 0 | 0 | 0 | 0 | 0 | 0 | 0 | 0 | 0 | 0 | 0 | 0 | 0 | 0 | 0 | 0 | 0 | 0 | 0 | 0 | 0 | 0 | 0 | 0 | 0 | 0 | 0 | 0 | 0 | 0 | 0 | 0 | 0 | 0 | 0 | 0 | 0 | 0 | 0 | 0 | 0 | 0 | 0
NORTHWEST (NVE) | Northwest | 230 | 1.0673 | 2 | LAS VEGAS | NV | 89166 | SUBSTATION | IN SERVICE | CLARK | 32003 | USA | 36.3345 | -115.3301 | 221121 | ELECTRIC BULK POWER TRANSMISSION AND CONTROL | West Connect http://www.westconnect.com/filestorage/wc_2013_map_11_las_vegas_area | 2016-11-22T00:00:00.000Z | IMAGERY/OTHER | 2016-11-22T00:00:00.000Z | 8 | 500 | 138 | N | Y | 0 | 0 | 0 | 0 | 0 | 0 | 0 | 0 | 0 | 0 | 0 | 0 | 0 | 0 | 0 | 0 | 0 | 0 | 0 | 0 | 0 | 0 | 0 | 0 | 0 | 0 | 0 | 0 | 1 | 0 | 0 | 0 | 0 | 0 | 0 | 0 | 0 | 0 | 0 | 0 | 0 | 0 | 0 | 0 | 0 | 0 | 0 | 0 | 0 | 0 | 0 | 0 | 0 | 0 | 0 | 0 | 0 | 0 | 0 | 0 | 0 | 0 | 0 | 0 | 0 | 0 | 0 | 0 | 0 | 0 | 0 | 0 | 0 | 0 | 0 | 0 | 0 | 0 | 0 | 0 | 0 | 0 | 0 | 0 | 0 | 0 | 0 | 0 | 0 | 0 | 0 | 0 | 0 | 0 | 0 | 0 | 0 | 0 | 0 | 0 | 0 | 0 | 0 | 0 | 0 | 0 | 0
OAKLAND C | Oakland C | 115 | 40.0882 | 167 | OAKLAND | CA | 94607 | SUBSTATION | IN SERVICE | ALAMEDA | 06001 | USA | 37.7979 | -122.2821 | 221121 | ELECTRIC BULK POWER TRANSMISSION AND CONTROL | California Energy Commission http://www.energy.ca.gov/maps/ | 2015-06-11T00:00:00.000Z | IMAGERY/OTHER | 2015-06-11T00:00:00.000Z | 5 | 115 | 115 | N | Y | 0 | 0 | 0 | 0 | 0 | 0 | 0 | 0 | 0 | 0 | 0 | 0 | 0 | 0 | 0 | 0 | 0 | 0 | 0 | 0 | 0 | 0 | 0 | 0 | 0 | 0 | 0 | 0 | 0 | 0 | 0 | 0 | 0 | 0 | 0 | 0 | 0 | 0 | 0 | 0 | 0 | 0 | 0 | 1 | 1 | 0 | 0 | 0 | 0 | 0 | 0 | 0 | 0 | 1 | 1 | 0 | 1 | 1 | 1 | 1 | 0 | 0 | 1 | 1 | 0 | 1 | 0 | 0 | 0 | 0 | 0 | 0 | 1 | 0 | 0 | 0 | 0 | 0 | 0 | 0 | 0 | 0 | 0 | 0 | 0 | 0 | 0 | 0 | 0 | 0 | 0 | 0 | 0 | 0 | 0 | 0 | 0 | 0 | 0 | 0 | 0 | 0 | 0 | 0 | 0 | 0 | 0
OAKLAND I | Oakland J | 115 | 7.1181 | 36 | OAKLAND | CA | 94607 | SUBSTATION | IN SERVICE | ALAMEDA | 06001 | USA | 37.7976 | -122.2808 | 221121 | ELECTRIC BULK POWER TRANSMISSION AND CONTROL | California Energy Commission http://www.energy.ca.gov/maps/ | 2015-03-11T00:00:00.000Z | IMAGERY/OTHER | 2015-03-11T00:00:00.000Z | 2 | 115 | 115 | Y | Y | 0 | 0 | 0 | 0 | 0 | 0 | 0 | 0 | 0 | 0 | 0 | 0 | 0 | 0 | 0 | 0 | 0 | 0 | 0 | 0 | 0 | 0 | 0 | 0 | 0 | 0 | 0 | 0 | 0 | 0 | 0 | 0 | 0 | 0 | 0 | 0 | 0 | 0 | 0 | 0 | 0 | 0 | 0 | 0 | 1 | 0 | 0 | 0 | 0 | 0 | 0 | 0 | 0 | 0 | 0 | 0 | 1 | 0 | 0 | 0 | 0 | 0 | 0 | 0 | 0 | 0 | 0 | 0 | 0 | 0 | 0 | 0 | 1 | 0 | 0 | 0 | 0 | 0 | 0 | 0 | 0 | 0 | 0 | 0 | 0 | 0 | 0 | 0 | 0 | 0 | 0 | 0 | 0 | 0 | 0 | 0 | 0 | 0 | 0 | 0 | 0 | 0 | 0 | 0 | 0 | 0 | 0
OAKLAND L | Oakland J 1 | 115 | 2.174 | 6 | OAKLAND | CA | 94612 | SUBSTATION | IN SERVICE | ALAMEDA | 06001 | USA | 37.8103 | -122.2715 | 221121 | ELECTRIC BULK POWER TRANSMISSION AND CONTROL | California Energy Commission http://www.energy.ca.gov/maps/ | 2015-03-11T00:00:00.000Z | IMAGERY/OTHER | 2015-03-11T00:00:00.000Z | 3 | 115 | 60 | Y | Y | 0 | 0 | 0 | 0 | 0 | 0 | 0 | 0 | 0 | 0 | 0 | 0 | 0 | 0 | 0 | 0 | 0 | 0 | 0 | 0 | 0 | 0 | 0 | 0 | 0 | 0 | 0 | 0 | 0 | 0 | 0 | 0 | 0 | 0 | 0 | 0 | 0 | 0 | 0 | 0 | 0 | 0 | 0 | 0 | 0 | 0 | 0 | 0 | 0 | 0 | 0 | 0 | 0 | 0 | 0 | 0 | 0 | 0 | 0 | 1 | 0 | 0 | 0 | 0 | 0 | 0 | 0 | 0 | 0 | 0 | 0 | 0 | 0 | 0 | 0 | 0 | 0 | 0 | 0 | 0 | 0 | 0 | 0 | 0 | 0 | 0 | 0 | 0 | 0 | 0 | 0 | 0 | 0 | 0 | 0 | 0 | 0 | 0 | 0 | 0 | 0 | 0 | 0 | 0 | 0 | 0 | 0
OAKLAND X | Oakland PP | 115 | 14.4189 | 91 | OAKLAND | CA | 94610 | SUBSTATION | IN SERVICE | ALAMEDA | 06001 | USA | 37.8054 | -122.2313 | 221121 | ELECTRIC BULK POWER TRANSMISSION AND CONTROL | California Energy Commission http://www.energy.ca.gov/maps/ | 2015-06-11T00:00:00.000Z | IMAGERY/OTHER | 2015-06-11T00:00:00.000Z | 5 | 115 | 115 | N | Y | 0 | 0 | 0 | 0 | 0 | 0 | 0 | 0 | 0 | 0 | 0 | 0 | 0 | 0 | 0 | 0 | 0 | 0 | 0 | 0 | 0 | 0 | 0 | 0 | 0 | 0 | 0 | 0 | 0 | 0 | 0 | 0 | 0 | 0 | 0 | 0 | 0 | 0 | 0 | 0 | 0 | 0 | 0 | 0 | 0 | 0 | 0 | 0 | 0 | 0 | 0 | 0 | 0 | 0 | 0 | 0 | 0 | 0 | 0 | 0 | 0 | 0 | 0 | 0 | 0 | 1 | 0 | 0 | 0 | 0 | 0 | 0 | 0 | 0 | 0 | 0 | 0 | 0 | 0 | 0 | 0 | 0 | 0 | 0 | 0 | 0 | 0 | 0 | 0 | 0 | 0 | 0 | 0 | 0 | 0 | 0 | 0 | 0 | 0 | 0 | 0 | 0 | 0 | 0 | 0 | 0 | 0
OCEANO | Oceano | 115 | 8.3742 | 47 | ARROYO GRANDE | CA | 93420 | SUBSTATION | IN SERVICE | SAN LUIS OBISPO | 06079 | USA | 35.1015 | -120.5812 | 221121 | ELECTRIC BULK POWER TRANSMISSION AND CONTROL | California Energy Commission http://www.energy.ca.gov/maps/ | 2015-06-22T00:00:00.000Z | IMAGERY/OTHER | 2015-06-22T00:00:00.000Z | 2 | 115 | 115 | Y | Y | 0 | 0 | 0 | 0 | 0 | 0 | 0 | 0 | 0 | 0 | 0 | 0 | 0 | 0 | 0 | 0 | 0 | 0 | 0 | 0 | 0 | 0 | 0 | 0 | 0 | 0 | 0 | 0 | 0 | 0 | 0 | 0 | 0 | 0 | 0 | 0 | 0 | 0 | 0 | 0 | 0 | 0 | 0 | 0 | 0 | 0 | 0 | 0 | 0 | 0 | 0 | 0 | 0 | 0 | 0 | 0 | 0 | 0 | 0 | 0 | 0 | 0 | 0 | 0 | 0 | 0 | 0 | 0 | 0 | 0 | 0 | 0 | 0 | 0 | 0 | 0 | 0 | 0 | 0 | 0 | 0 | 1 | 0 | 0 | 0 | 0 | 0 | 0 | 0 | 0 | 0 | 0 | 0 | 0 | 0 | 0 | 0 | 0 | 0 | 0 | 0 | 0 | 0 | 0 | 0 | 0 | 0
OCOTILLO | Ocotillo Express | 500 | 17.1189 | 107 | 0 | 0 | 0 | 0 | 0 | 0 | 0 | 0 | 32.745 | -116.0418 | 0 | 0 | 0 | 0 | 0 | 0 | 0 | 0 | 0 | 0 | 0 | 0 | 0 | 0 | 0 | 0 | 0 | 0 | 0 | 0 | 0 | 0 | 0 | 0 | 0 | 0 | 0 | 0 | 0 | 0 | 1 | 0 | 1 | 0 | 0 | 0 | 1 | 0 | 0 | 1 | 0 | 0 | 0 | 0 | 0 | 1 | 1 | 1 | 0 | 0 | 1 | 0 | 0 | 0 | 0 | 0 | 0 | 0 | 0 | 0 | 0 | 0 | 0 | 0 | 0 | 0 | 0 | 0 | 0 | 0 | 0 | 0 | 0 | 0 | 0 | 0 | 0 | 0 | 0 | 0 | 0 | 0 | 0 | 0 | 0 | 0 | 0 | 0 | 0 | 0 | 0 | 0 | 0 | 0 | 0 | 0 | 0 | 0 | 0 | 0 | 0 | 0 | 0 | 0 | 0 | 0 | 0 | 0 | 0 | 0 | 0 | 0 | 0 | 0 | 0 | 0 | 0 | 0
OLD TOWN | Old Town | 230 | 5.6132 | 21 | SAN DIEGO | CA | 92110 | SUBSTATION | IN SERVICE | SAN DIEGO | 06073 | USA | 32.7661 | -117.1923 | 221121 | ELECTRIC BULK POWER TRANSMISSION AND CONTROL | California Energy Commission http://www.energy.ca.gov/maps/ | 2016-11-22T00:00:00.000Z | IMAGERY/OTHER | 2016-11-22T00:00:00.000Z | 6 | 230 | 69 | N | Y | 0 | 0 | 0 | 0 | 0 | 0 | 0 | 0 | 0 | 0 | 0 | 0 | 0 | 0 | 0 | 0 | 0 | 0 | 0 | 0 | 0 | 0 | 0 | 0 | 0 | 0 | 0 | 0 | 0 | 0 | 0 | 0 | 0 | 0 | 1 | 0 | 1 | 0 | 0 | 0 | 0 | 0 | 0 | 0 | 0 | 0 | 0 | 0 | 0 | 0 | 0 | 0 | 0 | 0 | 0 | 0 | 0 | 0 | 0 | 0 | 0 | 0 | 0 | 0 | 0 | 0 | 0 | 0 | 0 | 0 | 0 | 0 | 0 | 0 | 0 | 0 | 0 | 0 | 0 | 0 | 0 | 0 | 0 | 0 | 0 | 0 | 0 | 0 | 0 | 0 | 0 | 0 | 0 | 0 | 0 | 0 | 0 | 0 | 0 | 0 | 0 | 0 | 0 | 0 | 0 | 0 | 0
OLINDA | Olinda | 230 | 1.3137 | 4 | ROWLAND HEIGHTS | CA | 91748 | SUBSTATION | IN SERVICE | LOS ANGELES | 06037 | USA | 33.9461 | -117.9223 | 221121 | ELECTRIC BULK POWER TRANSMISSION AND CONTROL | Western Electricity Coordinating Council | 2016-11-22T00:00:00.000Z | IMAGERY/OTHER | 2016-11-22T00:00:00.000Z | 10 | 230 | 66 | N | Y | 0 | 0 | 0 | 0 | 0 | 0 | 0 | 0 | 0 | 0 | 0 | 0 | 1 | 0 | 0 | 0 | 0 | 0 | 0 | 0 | 0 | 0 | 0 | 0 | 0 | 0 | 0 | 0 | 0 | 0 | 0 | 0 | 0 | 0 | 0 | 0 | 0 | 0 | 0 | 0 | 0 | 0 | 0 | 0 | 0 | 0 | 0 | 0 | 0 | 0 | 0 | 0 | 0 | 0 | 0 | 0 | 0 | 0 | 0 | 0 | 0 | 0 | 0 | 0 | 0 | 0 | 0 | 0 | 0 | 0 | 0 | 0 | 0 | 0 | 0 | 0 | 0 | 0 | 0 | 0 | 0 | 0 | 0 | 0 | 0 | 0 | 0 | 0 | 0 | 0 | 0 | 0 | 0 | 0 | 0 | 0 | 0 | 0 | 0 | 0 | 0 | 0 | 0 | 0 | 0 | 0 | 0
OLIVEHURST | Olivehurst | 115 | 57.7319 | 179 | OLIVEHURST | CA | 95961 | SUBSTATION | NOT AVAILABLE | YUBA | 06115 | USA | 39.0921 | -121.5431 | 221121 | ELECTRIC BULK POWER TRANSMISSION AND CONTROL | California Energy Commission http://www.energy.ca.gov/maps/ | 2015-06-15T00:00:00.000Z | IMAGERY/OTHER | 2017-11-27T00:00:00.000Z | 0 | 115 | -999999 | Y | N | 0 | 0 | 0 | 0 | 0 | 0 | 0 | 0 | 0 | 0 | 0 | 0 | 0 | 0 | 0 | 0 | 0 | 0 | 0 | 0 | 0 | 0 | 0 | 0 | 0 | 0 | 0 | 0 | 0 | 0 | 0 | 0 | 0 | 0 | 0 | 0 | 0 | 0 | 0 | 0 | 0 | 0 | 0 | 0 | 1 | 1 | 0 | 1 | 0 | 1 | 1 | 1 | 1 | 0 | 0 | 0 | 0 | 0 | 0 | 0 | 0 | 0 | 0 | 1 | 1 | 0 | 0 | 0 | 0 | 0 | 0 | 0 | 0 | 0 | 0 | 0 | 0 | 0 | 0 | 0 | 0 | 0 | 0 | 0 | 0 | 0 | 0 | 0 | 0 | 0 | 0 | 0 | 0 | 0 | 0 | 0 | 0 | 0 | 0 | 0 | 0 | 0 | 0 | 0 | 0 | 0 | 0
ORMOND BEACH | Ormond Beach | 230 | 9.3051 | 58 | OXNARD | CA | 93033 | SUBSTATION | IN SERVICE | VENTURA | 06111 | USA | 34.1308 | -119.167 | 221121 | ELECTRIC BULK POWER TRANSMISSION AND CONTROL | California Energy Commission http://www.energy.ca.gov/maps/ | 2015-06-05T00:00:00.000Z | IMAGERY/OTHER | 2015-06-05T00:00:00.000Z | 4 | 230 | 230 | N | Y | 0 | 0 | 1 | 0 | 1 | 0 | 1 | 0 | 0 | 0 | 0 | 0 | 0 | 0 | 0 | 0 | 0 | 0 | 0 | 0 | 0 | 0 | 0 | 0 | 0 | 0 | 0 | 0 | 1 | 0 | 0 | 0 | 0 | 0 | 0 | 0 | 0 | 0 | 0 | 0 | 0 | 0 | 0 | 0 | 0 | 0 | 0 | 0 | 0 | 0 | 0 | 0 | 0 | 0 | 0 | 0 | 0 | 0 | 0 | 0 | 0 | 0 | 0 | 0 | 0 | 0 | 0 | 0 | 0 | 0 | 0 | 0 | 0 | 0 | 0 | 0 | 0 | 0 | 0 | 0 | 0 | 0 | 0 | 0 | 0 | 0 | 0 | 0 | 0 | 0 | 0 | 0 | 0 | 0 | 0 | 0 | 0 | 0 | 0 | 0 | 0 | 0 | 0 | 0 | 0 | 0 | 0
OTAY MESA | Otay Mesa | 230 | 34.1054 | 153 | SAN DIEGO | CA | 92154 | SUBSTATION | IN SERVICE | SAN DIEGO | 06073 | USA | 32.5741 | -116.9114 | 221121 | ELECTRIC BULK POWER TRANSMISSION AND CONTROL | California Energy Commission http://www.energy.ca.gov/maps/ | 2015-06-01T00:00:00.000Z | IMAGERY/OTHER | 2015-06-01T00:00:00.000Z | 5 | 230 | -999999 | N | N | 0 | 0 | 0 | 0 | 0 | 0 | 0 | 0 | 0 | 0 | 0 | 0 | 0 | 0 | 0 | 0 | 0 | 0 | 0 | 0 | 0 | 0 | 0 | 0 | 0 | 0 | 0 | 0 | 0 | 0 | 1 | 0 | 1 | 0 | 1 | 0 | 1 | 0 | 1 | 1 | 1 | 1 | 0 | 0 | 0 | 0 | 0 | 0 | 0 | 0 | 0 | 0 | 0 | 0 | 0 | 0 | 0 | 0 | 0 | 0 | 0 | 0 | 0 | 0 | 0 | 0 | 0 | 0 | 0 | 0 | 0 | 0 | 0 | 0 | 0 | 0 | 0 | 0 | 0 | 0 | 0 | 0 | 0 | 0 | 0 | 0 | 0 | 0 | 0 | 0 | 0 | 0 | 0 | 0 | 0 | 0 | 0 | 0 | 0 | 0 | 0 | 0 | 0 | 0 | 0 | 0 | 0
OWENS ILLINOIS | Owens Illinois | 115 | 28.8262 | 145 | TRACY | CA | 95377 | SUBSTATION | IN SERVICE | SAN JOAQUIN | 06077 | USA | 37.7134 | -121.4879 | 221121 | ELECTRIC BULK POWER TRANSMISSION AND CONTROL | California Energy Commission http://www.energy.ca.gov/maps/ | 2015-06-10T00:00:00.000Z | IMAGERY/OTHER | 2015-06-10T00:00:00.000Z | 3 | 115 | 115 | N | Y | 0 | 0 | 0 | 0 | 0 | 0 | 0 | 0 | 0 | 0 | 0 | 0 | 0 | 0 | 0 | 0 | 0 | 0 | 0 | 0 | 0 | 0 | 0 | 0 | 0 | 0 | 0 | 0 | 0 | 0 | 0 | 0 | 0 | 0 | 0 | 0 | 0 | 0 | 0 | 0 | 0 | 0 | 0 | 0 | 0 | 0 | 0 | 0 | 0 | 0 | 0 | 0 | 0 | 0 | 0 | 0 | 0 | 0 | 0 | 0 | 0 | 1 | 0 | 0 | 0 | 0 | 0 | 1 | 0 | 0 | 0 | 0 | 0 | 0 | 0 | 0 | 0 | 0 | 0 | 0 | 0 | 0 | 0 | 0 | 0 | 0 | 0 | 0 | 0 | 0 | 0 | 0 | 0 | 0 | 0 | 0 | 0 | 0 | 0 | 0 | 0 | 0 | 0 | 0 | 0 | 0 | 0
PADRE FLATS | Padre Flats SW STA | 230 | 8.4657 | 49 | 0 | 0 | 0 | 0 | 0 | 0 | 0 | 0 | 37.0133 | -120.9645 | 0 | 0 | 0 | 0 | 0 | 0 | 0 | 0 | 0 | 0 | 0 | 0 | 0 | 0 | 0 | 0 | 0 | 0 | 0 | 0 | 0 | 0 | 0 | 0 | 0 | 0 | 0 | 0 | 0 | 0 | 0 | 0 | 0 | 0 | 0 | 0 | 0 | 0 | 0 | 0 | 0 | 0 | 0 | 0 | 0 | 0 | 0 | 0 | 0 | 0 | 0 | 0 | 0 | 0 | 0 | 0 | 0 | 0 | 0 | 0 | 0 | 0 | 0 | 0 | 0 | 0 | 0 | 0 | 0 | 0 | 0 | 0 | 0 | 0 | 0 | 0 | 0 | 0 | 0 | 0 | 0 | 0 | 0 | 0 | 0 | 0 | 1 | 0 | 0 | 0 | 0 | 0 | 0 | 0 | 0 | 1 | 1 | 0 | 0 | 0 | 0 | 1 | 0 | 0 | 0 | 0 | 0 | 0 | 0 | 0 | 0 | 0 | 0 | 0 | 0 | 1 | 1 | 0
PADUA | Pauda | 230 | 1.3137 | 4 | UPLAND | CA | 91786 | SUBSTATION | IN SERVICE | SAN BERNARDINO | 06071 | USA | 34.1202 | -117.6394 | 221121 | ELECTRIC BULK POWER TRANSMISSION AND CONTROL | California Energy Commission http://www.energy.ca.gov/maps/ | 2016-11-23T00:00:00.000Z | IMAGERY/OTHER | 2016-11-23T00:00:00.000Z | 5 | 230 | 66 | N | Y | 0 | 0 | 0 | 0 | 0 | 0 | 0 | 0 | 0 | 0 | 0 | 0 | 1 | 0 | 0 | 0 | 0 | 0 | 0 | 0 | 0 | 0 | 0 | 0 | 0 | 0 | 0 | 0 | 0 | 0 | 0 | 0 | 0 | 0 | 0 | 0 | 0 | 0 | 0 | 0 | 0 | 0 | 0 | 0 | 0 | 0 | 0 | 0 | 0 | 0 | 0 | 0 | 0 | 0 | 0 | 0 | 0 | 0 | 0 | 0 | 0 | 0 | 0 | 0 | 0 | 0 | 0 | 0 | 0 | 0 | 0 | 0 | 0 | 0 | 0 | 0 | 0 | 0 | 0 | 0 | 0 | 0 | 0 | 0 | 0 | 0 | 0 | 0 | 0 | 0 | 0 | 0 | 0 | 0 | 0 | 0 | 0 | 0 | 0 | 0 | 0 | 0 | 0 | 0 | 0 | 0 | 0
PAHRUMP | Pahrump | 115 | 7.9087 | 42 | PAHRUMP | NV | 89048 | SUBSTATION | IN SERVICE | NYE | 32023 | USA | 36.1971 | -115.9688 | 221121 | ELECTRIC BULK POWER TRANSMISSION AND CONTROL | California Independent System Operator http://www.caiso.com/Documents/ValleyElectricAssociation_PTO_Application.pdf | 2016-11-23T00:00:00.000Z | IMAGERY/OTHER | 2016-11-23T00:00:00.000Z | 4 | 230 | 138 | N | Y | 0 | 0 | 0 | 0 | 0 | 0 | 0 | 0 | 0 | 0 | 0 | 0 | 0 | 0 | 0 | 0 | 0 | 0 | 0 | 0 | 0 | 0 | 0 | 0 | 0 | 0 | 1 | 1 | 1 | 0 | 0 | 0 | 0 | 0 | 0 | 0 | 0 | 0 | 0 | 0 | 0 | 0 | 0 | 0 | 0 | 0 | 0 | 0 | 0 | 0 | 0 | 0 | 0 | 0 | 0 | 0 | 0 | 0 | 0 | 0 | 0 | 0 | 0 | 0 | 0 | 0 | 0 | 0 | 0 | 0 | 0 | 0 | 0 | 0 | 0 | 0 | 0 | 0 | 0 | 0 | 0 | 0 | 0 | 0 | 0 | 0 | 0 | 0 | 0 | 0 | 0 | 0 | 0 | 0 | 0 | 0 | 0 | 0 | 0 | 0 | 0 | 0 | 0 | 0 | 0 | 0 | 0
PALERMO | Palermo | 115 | 45.9512 | 172 | PALERMO | CA | 95966 | SUBSTATION | IN SERVICE | BUTTE | 06007 | USA | 39.4543 | -121.5179 | 221121 | ELECTRIC BULK POWER TRANSMISSION AND CONTROL | California Energy Commission http://www.energy.ca.gov/maps/ | 2016-11-23T00:00:00.000Z | IMAGERY/OTHER | 2016-11-23T00:00:00.000Z | 14 | 230 | 115 | N | Y | 0 | 0 | 0 | 0 | 0 | 0 | 0 | 0 | 0 | 0 | 0 | 0 | 0 | 0 | 0 | 0 | 0 | 0 | 0 | 0 | 0 | 0 | 0 | 0 | 0 | 0 | 0 | 0 | 0 | 0 | 0 | 0 | 0 | 0 | 0 | 0 | 0 | 0 | 0 | 0 | 0 | 0 | 0 | 0 | 1 | 0 | 0 | 1 | 0 | 1 | 1 | 1 | 1 | 0 | 0 | 0 | 0 | 0 | 0 | 0 | 0 | 0 | 0 | 1 | 1 | 0 | 0 | 0 | 0 | 0 | 0 | 0 | 0 | 0 | 0 | 0 | 0 | 0 | 0 | 0 | 0 | 0 | 0 | 0 | 0 | 0 | 0 | 0 | 0 | 0 | 0 | 0 | 0 | 0 | 0 | 0 | 0 | 0 | 0 | 0 | 0 | 0 | 0 | 0 | 0 | 0 | 0
PALO VERDE | Palo Verde | 500 | 9.1971 | 55 | TONOPAH | AZ | 85354 | SUBSTATION | IN SERVICE | MARICOPA | 04013 | USA | 33.3847 | -112.8591 | 221121 | ELECTRIC BULK POWER TRANSMISSION AND CONTROL | West Connect http://www.westconnect.com/filestorage/wc_2013_map_8_crt_colorado_river_tsa | 2015-04-28T00:00:00.000Z | IMAGERY/OTHER | 2015-04-28T00:00:00.000Z | 8 | 500 | -999999 | N | N | 0 | 0 | 0 | 0 | 0 | 0 | 0 | 0 | 0 | 0 | 0 | 0 | 0 | 0 | 0 | 0 | 0 | 0 | 0 | 1 | 0 | 1 | 0 | 0 | 0 | 1 | 0 | 0 | 1 | 0 | 0 | 0 | 0 | 0 | 0 | 0 | 0 | 0 | 0 | 0 | 0 | 0 | 0 | 0 | 0 | 0 | 0 | 0 | 0 | 0 | 0 | 0 | 0 | 0 | 0 | 0 | 0 | 0 | 0 | 0 | 0 | 0 | 0 | 0 | 0 | 0 | 0 | 0 | 0 | 0 | 0 | 0 | 0 | 0 | 0 | 0 | 0 | 0 | 0 | 0 | 0 | 0 | 0 | 0 | 0 | 0 | 0 | 0 | 0 | 0 | 0 | 0 | 0 | 0 | 0 | 0 | 0 | 0 | 0 | 0 | 0 | 0 | 0 | 0 | 0 | 0 | 0
PALOMAR | Palomar Energy | 230 | 20.0976 | 120 | CARLSBAD | CA | 92008 | SUBSTATION | IN SERVICE | SAN DIEGO | 06073 | USA | 33.1229 | -117.2879 | 221121 | ELECTRIC BULK POWER TRANSMISSION AND CONTROL | California Energy Commission http://www.energy.ca.gov/maps/ | 2015-06-01T00:00:00.000Z | IMAGERY/OTHER | 2015-06-01T00:00:00.000Z | 4 | 230 | 230 | N | Y | 0 | 0 | 0 | 0 | 0 | 0 | 0 | 0 | 0 | 0 | 0 | 0 | 0 | 0 | 0 | 0 | 0 | 0 | 0 | 0 | 0 | 0 | 0 | 0 | 0 | 0 | 0 | 0 | 0 | 1 | 0 | 0 | 1 | 0 | 1 | 0 | 1 | 0 | 0 | 0 | 0 | 1 | 0 | 0 | 0 | 0 | 0 | 0 | 0 | 0 | 0 | 0 | 0 | 0 | 0 | 0 | 0 | 0 | 0 | 0 | 0 | 0 | 0 | 0 | 0 | 0 | 0 | 0 | 0 | 0 | 0 | 0 | 0 | 0 | 0 | 0 | 0 | 0 | 0 | 0 | 0 | 0 | 0 | 0 | 0 | 0 | 0 | 0 | 0 | 0 | 0 | 0 | 0 | 0 | 0 | 0 | 0 | 0 | 0 | 0 | 0 | 0 | 0 | 0 | 0 | 0 | 0
PANOCHE | Panoche | 230 | 11.5232 | 72 | FIREBAUGH | CA | 93622 | SUBSTATION | IN SERVICE | FRESNO | 06019 | USA | 36.6533 | -120.5824 | 221121 | ELECTRIC BULK POWER TRANSMISSION AND CONTROL | California Energy Commission http://www.energy.ca.gov/maps/ | 2015-05-27T00:00:00.000Z | IMAGERY/OTHER | 2015-05-27T00:00:00.000Z | 11 | 230 | 115 | N | Y | 0 | 0 | 0 | 0 | 0 | 0 | 0 | 0 | 0 | 0 | 0 | 0 | 0 | 0 | 0 | 0 | 0 | 0 | 0 | 0 | 0 | 0 | 0 | 0 | 0 | 0 | 0 | 0 | 0 | 0 | 0 | 0 | 0 | 0 | 0 | 0 | 0 | 0 | 0 | 0 | 0 | 0 | 0 | 0 | 0 | 0 | 0 | 0 | 0 | 0 | 0 | 0 | 0 | 0 | 0 | 0 | 0 | 0 | 0 | 0 | 0 | 0 | 0 | 0 | 0 | 0 | 0 | 0 | 0 | 0 | 0 | 0 | 0 | 0 | 0 | 0 | 0 | 0 | 0 | 0 | 0 | 0 | 0 | 0 | 1 | 1 | 0 | 0 | 0 | 0 | 1 | 1 | 1 | 0 | 0 | 0 | 0 | 0 | 0 | 0 | 0 | 0 | 0 | 0 | 0 | 1 | 0
PARDEE (SCE) | Pardee | 230 | 6.1671 | 28 | SANTA CLARITA | CA | 91355 | SUBSTATION | IN SERVICE | LOS ANGELES | 06037 | USA | 34.4398 | -118.5817 | 221121 | ELECTRIC BULK POWER TRANSMISSION AND CONTROL | Southern California Edison http://preview.tinyurl.com/q9vuye2 | 2015-06-05T00:00:00.000Z | IMAGERY/OTHER | 2015-06-05T00:00:00.000Z | 14 | 230 | 230 | N | Y | 0 | 0 | 1 | 0 | 0 | 0 | 1 | 0 | 0 | 0 | 0 | 0 | 0 | 0 | 0 | 0 | 0 | 0 | 0 | 0 | 0 | 0 | 0 | 0 | 0 | 0 | 0 | 0 | 1 | 0 | 0 | 0 | 0 | 0 | 0 | 0 | 0 | 0 | 0 | 0 | 0 | 0 | 0 | 0 | 0 | 0 | 0 | 0 | 0 | 0 | 0 | 0 | 0 | 0 | 0 | 0 | 0 | 0 | 0 | 0 | 0 | 0 | 0 | 0 | 0 | 0 | 0 | 0 | 0 | 0 | 0 | 0 | 0 | 0 | 0 | 0 | 0 | 0 | 0 | 0 | 0 | 0 | 0 | 0 | 0 | 0 | 0 | 0 | 0 | 0 | 0 | 0 | 0 | 0 | 0 | 0 | 0 | 0 | 0 | 0 | 0 | 0 | 0 | 0 | 0 | 0 | 0
PARKWAY | Parkway | 230 | 18.0002 | 112 | VALLEJO | CA | 94591 | SUBSTATION | IN SERVICE | SOLANO | 06095 | USA | 38.1381 | -122.2091 | 221121 | ELECTRIC BULK POWER TRANSMISSION AND CONTROL | California Energy Commission http://www.energy.ca.gov/maps/ | 2015-05-26T00:00:00.000Z | IMAGERY/OTHER | 2015-05-26T00:00:00.000Z | 2 | 230 | 230 | N | Y | 0 | 0 | 0 | 0 | 0 | 0 | 0 | 0 | 0 | 0 | 0 | 0 | 0 | 0 | 0 | 0 | 0 | 0 | 0 | 0 | 0 | 0 | 0 | 0 | 0 | 0 | 0 | 0 | 0 | 0 | 0 | 0 | 0 | 0 | 0 | 0 | 0 | 0 | 0 | 0 | 0 | 0 | 0 | 0 | 1 | 0 | 0 | 0 | 0 | 0 | 0 | 0 | 0 | 0 | 0 | 0 | 0 | 1 | 1 | 1 | 0 | 0 | 1 | 1 | 0 | 0 | 0 | 0 | 0 | 0 | 0 | 0 | 1 | 0 | 0 | 0 | 0 | 0 | 0 | 0 | 0 | 0 | 0 | 0 | 0 | 0 | 0 | 0 | 0 | 0 | 0 | 0 | 0 | 0 | 0 | 0 | 0 | 0 | 0 | 0 | 0 | 0 | 0 | 0 | 0 | 0 | 0
PASTORIA | Pastoria | 230 | 12.1158 | 78 | ROSAMOND | CA | 93560 | SUBSTATION | IN SERVICE | KERN | 06029 | USA | 34.9353 | -118.8429 | 221121 | ELECTRIC BULK POWER TRANSMISSION AND CONTROL | California Energy Commission http://www.energy.ca.gov/maps/ | 2015-06-09T00:00:00.000Z | IMAGERY/OTHER | 2015-06-09T00:00:00.000Z | 8 | 230 | 230 | N | Y | 1 | 0 | 1 | 0 | 0 | 0 | 1 | 0 | 1 | 0 | 0 | 0 | 0 | 0 | 0 | 0 | 0 | 0 | 0 | 0 | 0 | 0 | 0 | 0 | 0 | 0 | 0 | 0 | 1 | 0 | 0 | 0 | 0 | 0 | 0 | 0 | 0 | 0 | 0 | 0 | 0 | 0 | 0 | 0 | 0 | 0 | 0 | 0 | 0 | 0 | 0 | 0 | 0 | 0 | 0 | 0 | 0 | 0 | 0 | 0 | 0 | 0 | 0 | 0 | 0 | 0 | 0 | 0 | 0 | 0 | 0 | 0 | 0 | 0 | 0 | 0 | 0 | 0 | 0 | 0 | 0 | 0 | 0 | 0 | 0 | 0 | 0 | 0 | 0 | 0 | 0 | 0 | 0 | 0 | 0 | 0 | 0 | 0 | 0 | 0 | 0 | 0 | 0 | 0 | 0 | 0 | 0
PATTERSON PASS | Patterson Pass Wind | 230 | 15.3627 | 95 | LIVERMORE | CA | 94550 | SUBSTATION | NOT AVAILABLE | ALAMEDA | 06001 | USA | 37.6986 | -121.6107 | 221121 | ELECTRIC BULK POWER TRANSMISSION AND CONTROL | California Energy Commission http://www.energy.ca.gov/maps/ | 2015-06-10T00:00:00.000Z | IMAGERY/OTHER | 2015-06-10T00:00:00.000Z | 0 | 66 | -999999 | Y | N | 0 | 0 | 0 | 0 | 0 | 0 | 0 | 0 | 0 | 0 | 0 | 0 | 0 | 0 | 0 | 0 | 0 | 0 | 0 | 0 | 0 | 0 | 0 | 0 | 0 | 0 | 0 | 0 | 0 | 0 | 0 | 0 | 0 | 0 | 0 | 0 | 0 | 0 | 0 | 0 | 0 | 0 | 0 | 0 | 1 | 0 | 0 | 0 | 0 | 0 | 0 | 0 | 0 | 0 | 0 | 0 | 0 | 1 | 0 | 1 | 0 | 0 | 1 | 1 | 0 | 0 | 0 | 0 | 0 | 0 | 0 | 0 | 1 | 0 | 0 | 0 | 0 | 0 | 0 | 0 | 0 | 0 | 0 | 0 | 0 | 0 | 0 | 0 | 0 | 0 | 0 | 0 | 0 | 0 | 0 | 0 | 0 | 0 | 0 | 0 | 0 | 0 | 0 | 0 | 0 | 0 | 0
PEABODY | Peabody | 230 | 15.2123 | 94 | FAIRFIELD | CA | 94533 | SUBSTATION | IN SERVICE | SOLANO | 06095 | USA | 38.2854 | -121.9705 | 221121 | ELECTRIC BULK POWER TRANSMISSION AND CONTROL | California Energy Commission http://www.energy.ca.gov/maps/ | 2015-05-22T00:00:00.000Z | IMAGERY/OTHER | 2015-05-22T00:00:00.000Z | 4 | 230 | 60 | N | Y | 0 | 0 | 0 | 0 | 0 | 0 | 0 | 0 | 0 | 0 | 0 | 0 | 0 | 0 | 0 | 0 | 0 | 0 | 0 | 0 | 0 | 0 | 0 | 0 | 0 | 0 | 0 | 0 | 0 | 0 | 0 | 0 | 0 | 0 | 0 | 0 | 0 | 0 | 0 | 0 | 0 | 0 | 0 | 0 | 1 | 0 | 0 | 0 | 0 | 0 | 0 | 0 | 0 | 0 | 0 | 0 | 0 | 1 | 1 | 1 | 0 | 0 | 0 | 0 | 0 | 0 | 0 | 0 | 0 | 0 | 0 | 0 | 1 | 1 | 0 | 0 | 0 | 0 | 0 | 0 | 0 | 0 | 0 | 0 | 0 | 0 | 0 | 0 | 0 | 0 | 0 | 0 | 0 | 0 | 0 | 0 | 0 | 0 | 0 | 0 | 0 | 0 | 0 | 0 | 0 | 0 | 0
PEASE | Pease | 115 | 36.8076 | 159 | TIERRA BUENA | CA | 95993 | SUBSTATION | IN SERVICE | SUTTER | 06101 | USA | 39.17 | -121.6612 | 221121 | ELECTRIC BULK POWER TRANSMISSION AND CONTROL | California Energy Commission http://www.energy.ca.gov/maps/ | 2015-06-15T00:00:00.000Z | IMAGERY/OTHER | 2015-06-15T00:00:00.000Z | 4 | 115 | -999999 | N | N | 0 | 0 | 0 | 0 | 0 | 0 | 0 | 0 | 0 | 0 | 0 | 0 | 0 | 0 | 0 | 0 | 0 | 0 | 0 | 0 | 0 | 0 | 0 | 0 | 0 | 0 | 0 | 0 | 0 | 0 | 0 | 0 | 0 | 0 | 0 | 0 | 0 | 0 | 0 | 0 | 0 | 0 | 0 | 0 | 1 | 0 | 0 | 0 | 0 | 1 | 1 | 1 | 1 | 0 | 0 | 0 | 0 | 0 | 0 | 0 | 0 | 0 | 0 | 1 | 1 | 0 | 0 | 0 | 0 | 0 | 0 | 0 | 0 | 0 | 0 | 0 | 0 | 0 | 0 | 0 | 0 | 0 | 0 | 0 | 0 | 0 | 0 | 0 | 0 | 0 | 0 | 0 | 0 | 0 | 0 | 0 | 0 | 0 | 0 | 0 | 0 | 0 | 0 | 0 | 0 | 0 | 0
PENASQUITOS | Penasquitos | 230 | 5.6132 | 21 | SAN DIEGO | CA | 92130 | SUBSTATION | IN SERVICE | SAN DIEGO | 06073 | USA | 32.917 | -117.2193 | 221121 | ELECTRIC BULK POWER TRANSMISSION AND CONTROL | California Energy Commission http://www.energy.ca.gov/maps/ | 2016-11-23T00:00:00.000Z | IMAGERY/OTHER | 2016-11-23T00:00:00.000Z | 8 | 230 | 69 | N | N | 0 | 0 | 0 | 0 | 0 | 0 | 0 | 0 | 0 | 0 | 0 | 0 | 0 | 0 | 0 | 0 | 0 | 0 | 0 | 0 | 0 | 0 | 0 | 0 | 0 | 0 | 0 | 0 | 0 | 0 | 0 | 0 | 0 | 0 | 1 | 0 | 1 | 0 | 0 | 0 | 0 | 0 | 0 | 0 | 0 | 0 | 0 | 0 | 0 | 0 | 0 | 0 | 0 | 0 | 0 | 0 | 0 | 0 | 0 | 0 | 0 | 0 | 0 | 0 | 0 | 0 | 0 | 0 | 0 | 0 | 0 | 0 | 0 | 0 | 0 | 0 | 0 | 0 | 0 | 0 | 0 | 0 | 0 | 0 | 0 | 0 | 0 | 0 | 0 | 0 | 0 | 0 | 0 | 0 | 0 | 0 | 0 | 0 | 0 | 0 | 0 | 0 | 0 | 0 | 0 | 0 | 0
PENNGROVE | Penngrove | 115 | 24.0266 | 132 | ROHNERT PARK | CA | 94928 | SUBSTATION | IN SERVICE | SONOMA | 06097 | USA | 38.3155 | -122.6811 | 221121 | ELECTRIC BULK POWER TRANSMISSION AND CONTROL | California Energy Commission http://www.energy.ca.gov/maps/ | 2015-06-15T00:00:00.000Z | IMAGERY/OTHER | 2015-06-15T00:00:00.000Z | 2 | 115 | 115 | N | Y | 0 | 0 | 0 | 0 | 0 | 0 | 0 | 0 | 0 | 0 | 0 | 0 | 0 | 0 | 0 | 0 | 0 | 0 | 0 | 0 | 0 | 0 | 0 | 0 | 0 | 0 | 0 | 0 | 0 | 0 | 0 | 0 | 0 | 0 | 0 | 0 | 0 | 0 | 0 | 0 | 0 | 0 | 0 | 0 | 0 | 0 | 1 | 0 | 0 | 0 | 0 | 0 | 0 | 0 | 0 | 1 | 0 | 0 | 0 | 0 | 0 | 0 | 0 | 0 | 0 | 0 | 0 | 0 | 0 | 0 | 0 | 0 | 0 | 0 | 0 | 0 | 0 | 0 | 0 | 0 | 0 | 0 | 0 | 0 | 0 | 0 | 0 | 0 | 0 | 0 | 0 | 0 | 0 | 0 | 0 | 0 | 0 | 0 | 0 | 0 | 0 | 0 | 0 | 0 | 0 | 0 | 0
PEORIA | Peoria | 115 | 17.7742 | 111 | JAMESTOWN | CA | 95327 | SUBSTATION | IN SERVICE | TUOLUMNE | 06109 | USA | 37.9038 | -120.4977 | 221121 | ELECTRIC BULK POWER TRANSMISSION AND CONTROL | California Energy Commission http://www.energy.ca.gov/maps/ | 2015-06-15T00:00:00.000Z | IMAGERY/OTHER | 2015-06-15T00:00:00.000Z | 1 | 115 | 115 | N | Y | 0 | 0 | 0 | 0 | 0 | 0 | 0 | 0 | 0 | 0 | 0 | 0 | 0 | 0 | 0 | 0 | 0 | 0 | 0 | 0 | 0 | 0 | 0 | 0 | 0 | 0 | 0 | 0 | 0 | 0 | 0 | 0 | 0 | 0 | 0 | 0 | 0 | 0 | 0 | 0 | 0 | 0 | 0 | 0 | 0 | 0 | 0 | 0 | 0 | 0 | 1 | 0 | 0 | 0 | 0 | 0 | 0 | 0 | 0 | 1 | 0 | 1 | 0 | 1 | 0 | 0 | 0 | 0 | 0 | 0 | 0 | 0 | 1 | 0 | 0 | 0 | 0 | 0 | 0 | 0 | 0 | 0 | 0 | 0 | 0 | 0 | 0 | 0 | 0 | 0 | 0 | 0 | 0 | 0 | 0 | 0 | 0 | 0 | 0 | 0 | 0 | 0 | 0 | 0 | 0 | 0 | 0
PIERCY | Piercy | 115 | 15.587 | 96 | SAN JOSE | CA | 95138 | SUBSTATION | IN SERVICE | SANTA CLARA | 06085 | USA | 37.2691 | -121.7873 | 221121 | ELECTRIC BULK POWER TRANSMISSION AND CONTROL | California Energy Commission http://www.energy.ca.gov/maps/ | 2015-06-10T00:00:00.000Z | IMAGERY/OTHER | 2015-06-10T00:00:00.000Z | 2 | 115 | 115 | N | Y | 0 | 0 | 0 | 0 | 0 | 0 | 0 | 0 | 0 | 0 | 0 | 0 | 0 | 0 | 0 | 0 | 0 | 0 | 0 | 0 | 0 | 0 | 0 | 0 | 0 | 0 | 0 | 0 | 0 | 0 | 0 | 0 | 0 | 0 | 0 | 0 | 0 | 0 | 0 | 0 | 0 | 0 | 0 | 0 | 0 | 0 | 0 | 0 | 0 | 0 | 0 | 0 | 0 | 0 | 0 | 0 | 0 | 0 | 0 | 1 | 0 | 0 | 0 | 1 | 0 | 0 | 0 | 0 | 0 | 0 | 1 | 1 | 0 | 0 | 0 | 0 | 0 | 0 | 0 | 0 | 0 | 0 | 0 | 0 | 0 | 0 | 0 | 0 | 0 | 0 | 0 | 0 | 0 | 0 | 0 | 0 | 0 | 0 | 0 | 0 | 0 | 0 | 0 | 0 | 0 | 0 | 0
PINE FLAT | Pine Flat | 230 | 48.2612 | 174 | SANGER | CA | 93657 | SUBSTATION | IN SERVICE | FRESNO | 06019 | USA | 36.8326 | -119.327 | 221121 | ELECTRIC BULK POWER TRANSMISSION AND CONTROL | California Energy Commission http://www.energy.ca.gov/maps/ | 2015-05-27T00:00:00.000Z | IMAGERY/OTHER | 2015-05-27T00:00:00.000Z | 1 | 230 | 230 | N | Y | 0 | 0 | 0 | 0 | 0 | 0 | 0 | 0 | 0 | 0 | 0 | 0 | 0 | 0 | 0 | 0 | 0 | 0 | 0 | 0 | 0 | 0 | 0 | 0 | 0 | 0 | 0 | 0 | 0 | 0 | 0 | 0 | 0 | 0 | 0 | 0 | 0 | 0 | 0 | 0 | 0 | 0 | 0 | 0 | 0 | 0 | 0 | 0 | 0 | 0 | 1 | 0 | 0 | 0 | 0 | 0 | 0 | 0 | 0 | 0 | 0 | 0 | 0 | 0 | 0 | 0 | 0 | 0 | 0 | 0 | 0 | 0 | 0 | 0 | 0 | 1 | 0 | 0 | 0 | 0 | 0 | 0 | 0 | 0 | 1 | 1 | 1 | 1 | 1 | 1 | 1 | 1 | 1 | 1 | 1 | 0 | 0 | 1 | 1 | 0 | 0 | 1 | 0 | 0 | 0 | 1 | 0
PISGAH | Pisgah | 230 | 16.56 | 103 | LUDLOW | CA | 92338 | SUBSTATION | IN SERVICE | SAN BERNARDINO | 06071 | USA | 34.7816 | -116.3847 | 221121 | ELECTRIC BULK POWER TRANSMISSION AND CONTROL | California Energy Commission http://www.energy.ca.gov/maps/ | 2016-11-23T00:00:00.000Z | IMAGERY/OTHER | 2016-11-23T00:00:00.000Z | 4 | 230 | 230 | N | Y | 0 | 0 | 0 | 0 | 0 | 0 | 0 | 0 | 0 | 0 | 0 | 0 | 0 | 0 | 0 | 0 | 1 | 1 | 0 | 0 | 0 | 0 | 0 | 0 | 0 | 0 | 0 | 0 | 0 | 0 | 0 | 0 | 0 | 0 | 0 | 0 | 0 | 0 | 0 | 0 | 0 | 0 | 0 | 0 | 0 | 0 | 0 | 0 | 0 | 0 | 0 | 0 | 0 | 0 | 0 | 0 | 0 | 0 | 0 | 0 | 0 | 0 | 0 | 0 | 0 | 0 | 0 | 0 | 0 | 0 | 0 | 0 | 0 | 0 | 0 | 0 | 0 | 0 | 0 | 0 | 0 | 0 | 0 | 0 | 0 | 0 | 0 | 0 | 0 | 0 | 0 | 0 | 0 | 0 | 0 | 0 | 0 | 0 | 0 | 0 | 0 | 0 | 0 | 0 | 0 | 0 | 0
PIT 1 | Pit 1 | 230 | 7.4162 | 38 | FALL RIVER MILLS | CA | 96028 | SUBSTATION | IN SERVICE | SHASTA | 06089 | USA | 40.9912 | -121.4979 | 221121 | ELECTRIC BULK POWER TRANSMISSION AND CONTROL | California Energy Commission http://www.energy.ca.gov/maps/ | 2015-05-14T00:00:00.000Z | IMAGERY/OTHER | 2015-05-14T00:00:00.000Z | 3 | 230 | -999999 | N | N | 0 | 0 | 0 | 0 | 0 | 0 | 0 | 0 | 0 | 0 | 0 | 0 | 0 | 0 | 0 | 0 | 0 | 0 | 0 | 0 | 0 | 0 | 0 | 0 | 0 | 0 | 0 | 0 | 0 | 0 | 0 | 0 | 0 | 0 | 0 | 0 | 0 | 0 | 0 | 0 | 0 | 0 | 0 | 0 | 1 | 0 | 0 | 0 | 1 | 0 | 0 | 0 | 0 | 0 | 0 | 0 | 0 | 0 | 0 | 0 | 0 | 0 | 0 | 0 | 0 | 0 | 0 | 0 | 0 | 0 | 0 | 0 | 0 | 0 | 0 | 0 | 0 | 0 | 0 | 0 | 0 | 0 | 0 | 0 | 0 | 0 | 0 | 0 | 0 | 0 | 0 | 0 | 0 | 0 | 0 | 0 | 0 | 0 | 0 | 0 | 0 | 0 | 0 | 0 | 0 | 0 | 0
PIT 3 | Pit 3 | 230 | 1.8617 | 5 | BIG BEND | CA | 96065 | SUBSTATION | IN SERVICE | SHASTA | 06089 | USA | 40.9977 | -121.7475 | 221121 | ELECTRIC BULK POWER TRANSMISSION AND CONTROL | California Energy Commission http://www.energy.ca.gov/maps/ | 2015-05-14T00:00:00.000Z | IMAGERY/OTHER | 2015-05-14T00:00:00.000Z | 2 | 230 | 230 | N | Y | 0 | 0 | 0 | 0 | 0 | 0 | 0 | 0 | 0 | 0 | 0 | 0 | 0 | 0 | 0 | 0 | 0 | 0 | 0 | 0 | 0 | 0 | 0 | 0 | 0 | 0 | 0 | 0 | 0 | 0 | 0 | 0 | 0 | 0 | 0 | 0 | 0 | 0 | 0 | 0 | 0 | 0 | 0 | 0 | 1 | 0 | 0 | 0 | 0 | 0 | 0 | 0 | 0 | 0 | 0 | 0 | 0 | 0 | 0 | 0 | 0 | 0 | 0 | 0 | 0 | 0 | 0 | 0 | 0 | 0 | 0 | 0 | 0 | 0 | 0 | 0 | 0 | 0 | 0 | 0 | 0 | 0 | 0 | 0 | 0 | 0 | 0 | 0 | 0 | 0 | 0 | 0 | 0 | 0 | 0 | 0 | 0 | 0 | 0 | 0 | 0 | 0 | 0 | 0 | 0 | 0 | 0
PIT 4 | Pit 4 | 230 | 1.8617 | 5 | BIG BEND | CA | 96065 | SUBSTATION | IN SERVICE | SHASTA | 06089 | USA | 40.9871 | -121.8493 | 221121 | ELECTRIC BULK POWER TRANSMISSION AND CONTROL | California Energy Commission http://www.energy.ca.gov/maps/ | 2015-05-14T00:00:00.000Z | IMAGERY/OTHER | 2015-05-14T00:00:00.000Z | 1 | 230 | 230 | N | Y | 0 | 0 | 0 | 0 | 0 | 0 | 0 | 0 | 0 | 0 | 0 | 0 | 0 | 0 | 0 | 0 | 0 | 0 | 0 | 0 | 0 | 0 | 0 | 0 | 0 | 0 | 0 | 0 | 0 | 0 | 0 | 0 | 0 | 0 | 0 | 0 | 0 | 0 | 0 | 0 | 0 | 0 | 0 | 0 | 1 | 0 | 0 | 0 | 0 | 0 | 0 | 0 | 0 | 0 | 0 | 0 | 0 | 0 | 0 | 0 | 0 | 0 | 0 | 0 | 0 | 0 | 0 | 0 | 0 | 0 | 0 | 0 | 0 | 0 | 0 | 0 | 0 | 0 | 0 | 0 | 0 | 0 | 0 | 0 | 0 | 0 | 0 | 0 | 0 | 0 | 0 | 0 | 0 | 0 | 0 | 0 | 0 | 0 | 0 | 0 | 0 | 0 | 0 | 0 | 0 | 0 | 0
PIT 5 | Pit 5 | 230 | 1.8617 | 5 | BIG BEND | CA | 96065 | SUBSTATION | IN SERVICE | SHASTA | 06089 | USA | 40.9868 | -121.9767 | 221121 | ELECTRIC BULK POWER TRANSMISSION AND CONTROL | California Energy Commission http://www.energy.ca.gov/maps/ | 2015-05-14T00:00:00.000Z | IMAGERY/OTHER | 2015-05-14T00:00:00.000Z | 1 | 230 | 230 | N | Y | 0 | 0 | 0 | 0 | 0 | 0 | 0 | 0 | 0 | 0 | 0 | 0 | 0 | 0 | 0 | 0 | 0 | 0 | 0 | 0 | 0 | 0 | 0 | 0 | 0 | 0 | 0 | 0 | 0 | 0 | 0 | 0 | 0 | 0 | 0 | 0 | 0 | 0 | 0 | 0 | 0 | 0 | 0 | 0 | 1 | 0 | 0 | 0 | 0 | 0 | 0 | 0 | 0 | 0 | 0 | 0 | 0 | 0 | 0 | 0 | 0 | 0 | 0 | 0 | 0 | 0 | 0 | 0 | 0 | 0 | 0 | 0 | 0 | 0 | 0 | 0 | 0 | 0 | 0 | 0 | 0 | 0 | 0 | 0 | 0 | 0 | 0 | 0 | 0 | 0 | 0 | 0 | 0 | 0 | 0 | 0 | 0 | 0 | 0 | 0 | 0 | 0 | 0 | 0 | 0 | 0 | 0
PIT 6 | Pit 6 | 230 | 1.8617 | 5 | MONTGOMERY CREEK | CA | 96065 | SUBSTATION | IN SERVICE | SHASTA | 06089 | USA | 40.9223 | -121.9924 | 221121 | ELECTRIC BULK POWER TRANSMISSION AND CONTROL | California Energy Commission http://www.energy.ca.gov/maps/ | 2015-05-14T00:00:00.000Z | IMAGERY/OTHER | 2015-05-14T00:00:00.000Z | 1 | 230 | 230 | Y | Y | 0 | 0 | 0 | 0 | 0 | 0 | 0 | 0 | 0 | 0 | 0 | 0 | 0 | 0 | 0 | 0 | 0 | 0 | 0 | 0 | 0 | 0 | 0 | 0 | 0 | 0 | 0 | 0 | 0 | 0 | 0 | 0 | 0 | 0 | 0 | 0 | 0 | 0 | 0 | 0 | 0 | 0 | 0 | 0 | 1 | 0 | 0 | 0 | 0 | 0 | 0 | 0 | 0 | 0 | 0 | 0 | 0 | 0 | 0 | 0 | 0 | 0 | 0 | 0 | 0 | 0 | 0 | 0 | 0 | 0 | 0 | 0 | 0 | 0 | 0 | 0 | 0 | 0 | 0 | 0 | 0 | 0 | 0 | 0 | 0 | 0 | 0 | 0 | 0 | 0 | 0 | 0 | 0 | 0 | 0 | 0 | 0 | 0 | 0 | 0 | 0 | 0 | 0 | 0 | 0 | 0 | 0
PIT 7 | Pit 7 | 230 | 1.8617 | 5 | ROUND MOUNTAIN | CA | 96065 | SUBSTATION | IN SERVICE | SHASTA | 06089 | USA | 40.8467 | -121.9911 | 221121 | ELECTRIC BULK POWER TRANSMISSION AND CONTROL | California Energy Commission http://www.energy.ca.gov/maps/ | 2015-05-14T00:00:00.000Z | IMAGERY/OTHER | 2015-05-14T00:00:00.000Z | 1 | 230 | 230 | N | Y | 0 | 0 | 0 | 0 | 0 | 0 | 0 | 0 | 0 | 0 | 0 | 0 | 0 | 0 | 0 | 0 | 0 | 0 | 0 | 0 | 0 | 0 | 0 | 0 | 0 | 0 | 0 | 0 | 0 | 0 | 0 | 0 | 0 | 0 | 0 | 0 | 0 | 0 | 0 | 0 | 0 | 0 | 0 | 0 | 1 | 0 | 0 | 0 | 0 | 0 | 0 | 0 | 0 | 0 | 0 | 0 | 0 | 0 | 0 | 0 | 0 | 0 | 0 | 0 | 0 | 0 | 0 | 0 | 0 | 0 | 0 | 0 | 0 | 0 | 0 | 0 | 0 | 0 | 0 | 0 | 0 | 0 | 0 | 0 | 0 | 0 | 0 | 0 | 0 | 0 | 0 | 0 | 0 | 0 | 0 | 0 | 0 | 0 | 0 | 0 | 0 | 0 | 0 | 0 | 0 | 0 | 0
PITTSBURG | Pittsburg | 115 | 28.0674 | 142 | PITTSBURG | CA | 94565 | SUBSTATION | IN SERVICE | CONTRA COSTA | 06013 | USA | 38.037 | -121.8968 | 221121 | ELECTRIC BULK POWER TRANSMISSION AND CONTROL | California Energy Commission http://www.energy.ca.gov/maps/ | 2015-05-27T00:00:00.000Z | IMAGERY/OTHER | 2015-05-27T00:00:00.000Z | 18 | 230 | 115 | N | Y | 0 | 0 | 0 | 0 | 0 | 0 | 0 | 0 | 0 | 0 | 0 | 0 | 0 | 0 | 0 | 0 | 0 | 0 | 0 | 0 | 0 | 0 | 0 | 0 | 0 | 0 | 0 | 0 | 0 | 0 | 0 | 0 | 0 | 0 | 0 | 0 | 0 | 0 | 0 | 0 | 0 | 0 | 0 | 1 | 1 | 0 | 0 | 0 | 0 | 0 | 0 | 0 | 0 | 1 | 1 | 0 | 1 | 1 | 0 | 1 | 0 | 0 | 0 | 1 | 0 | 0 | 0 | 0 | 0 | 0 | 0 | 0 | 1 | 0 | 0 | 0 | 0 | 0 | 0 | 0 | 0 | 0 | 0 | 0 | 0 | 0 | 0 | 0 | 0 | 0 | 0 | 0 | 0 | 0 | 0 | 0 | 0 | 0 | 0 | 0 | 0 | 0 | 0 | 0 | 0 | 0 | 0
PLACERVILLE | Placerville | 115 | 27.9731 | 141 | PLACERVILLE | CA | 95667 | SUBSTATION | NOT AVAILABLE | EL DORADO | 06017 | USA | 38.7309 | -120.7836 | 221121 | ELECTRIC BULK POWER TRANSMISSION AND CONTROL | California Energy Commission http://www.energy.ca.gov/maps/ | 2015-06-15T00:00:00.000Z | IMAGERY/OTHER | 2018-03-14T00:00:00.000Z | 1 | 115 | 115 | N | Y | 0 | 0 | 0 | 0 | 0 | 0 | 0 | 0 | 0 | 0 | 0 | 0 | 0 | 0 | 0 | 0 | 0 | 0 | 0 | 0 | 0 | 0 | 0 | 0 | 0 | 0 | 0 | 0 | 0 | 0 | 0 | 0 | 0 | 0 | 0 | 0 | 0 | 0 | 0 | 0 | 0 | 0 | 0 | 0 | 1 | 0 | 0 | 0 | 0 | 0 | 1 | 1 | 1 | 0 | 0 | 0 | 0 | 0 | 0 | 0 | 0 | 0 | 0 | 1 | 1 | 0 | 0 | 0 | 0 | 0 | 0 | 0 | 0 | 0 | 0 | 0 | 0 | 0 | 0 | 0 | 0 | 0 | 0 | 0 | 0 | 0 | 0 | 0 | 0 | 0 | 0 | 0 | 0 | 0 | 0 | 0 | 0 | 0 | 0 | 0 | 0 | 0 | 0 | 0 | 0 | 0 | 0
PLEASANT GROVE | Pleasant Grove | 115 | 36.337 | 157 | ROCKLIN | CA | 95765 | SUBSTATION | IN SERVICE | PLACER | 06061 | USA | 38.8227 | -121.3082 | 221121 | ELECTRIC BULK POWER TRANSMISSION AND CONTROL | California Energy Commission http://www.energy.ca.gov/maps/ | 2015-06-15T00:00:00.000Z | IMAGERY/OTHER | 2015-06-15T00:00:00.000Z | 3 | 115 | 115 | N | Y | 0 | 0 | 0 | 0 | 0 | 0 | 0 | 0 | 0 | 0 | 0 | 0 | 0 | 0 | 0 | 0 | 0 | 0 | 0 | 0 | 0 | 0 | 0 | 0 | 0 | 0 | 0 | 0 | 0 | 0 | 0 | 0 | 0 | 0 | 0 | 0 | 0 | 0 | 0 | 0 | 0 | 0 | 0 | 0 | 1 | 0 | 0 | 1 | 0 | 0 | 1 | 1 | 1 | 0 | 0 | 0 | 0 | 0 | 0 | 0 | 0 | 0 | 0 | 1 | 1 | 0 | 0 | 0 | 0 | 0 | 0 | 0 | 0 | 0 | 0 | 0 | 0 | 0 | 0 | 0 | 0 | 0 | 0 | 0 | 0 | 0 | 0 | 0 | 0 | 0 | 0 | 0 | 0 | 0 | 0 | 0 | 0 | 0 | 0 | 0 | 0 | 0 | 0 | 0 | 0 | 0 | 0
POE | POE | 230 | 6.8795 | 35 | OROVILLE | CA | 95965 | SUBSTATION | IN SERVICE | BUTTE | 06007 | USA | 39.7237 | -121.47 | 221121 | ELECTRIC BULK POWER TRANSMISSION AND CONTROL | California Energy Commission http://www.energy.ca.gov/maps/ | 2015-05-14T00:00:00.000Z | IMAGERY/OTHER | 2015-05-14T00:00:00.000Z | 2 | 230 | 230 | N | Y | 0 | 0 | 0 | 0 | 0 | 0 | 0 | 0 | 0 | 0 | 0 | 0 | 0 | 0 | 0 | 0 | 0 | 0 | 0 | 0 | 0 | 0 | 0 | 0 | 0 | 0 | 0 | 0 | 0 | 0 | 0 | 0 | 0 | 0 | 0 | 0 | 0 | 0 | 0 | 0 | 0 | 0 | 0 | 0 | 1 | 0 | 0 | 0 | 0 | 1 | 0 | 0 | 0 | 0 | 0 | 0 | 0 | 0 | 0 | 0 | 0 | 0 | 0 | 0 | 0 | 0 | 0 | 0 | 0 | 0 | 0 | 0 | 0 | 0 | 0 | 0 | 0 | 0 | 0 | 0 | 0 | 0 | 0 | 0 | 0 | 0 | 0 | 0 | 0 | 0 | 0 | 0 | 0 | 0 | 0 | 0 | 0 | 0 | 0 | 0 | 0 | 0 | 0 | 0 | 0 | 0 | 0
POSO MOUNTAIN | Poso Mountain | 115 | 31.8693 | 152 | BAKERSFIELD | CA | 93308 | SUBSTATION | IN SERVICE | KERN | 06029 | USA | 35.5593 | -118.9576 | 221121 | ELECTRIC BULK POWER TRANSMISSION AND CONTROL | California Energy Commission http://www.energy.ca.gov/maps/ | 2015-06-22T00:00:00.000Z | IMAGERY/OTHER | 2015-06-22T00:00:00.000Z | 2 | 115 | 115 | Y | Y | 0 | 0 | 0 | 0 | 0 | 0 | 0 | 0 | 0 | 0 | 0 | 0 | 0 | 0 | 0 | 0 | 0 | 0 | 0 | 0 | 0 | 0 | 0 | 0 | 0 | 0 | 0 | 0 | 0 | 0 | 0 | 0 | 0 | 0 | 0 | 0 | 0 | 0 | 0 | 0 | 0 | 0 | 0 | 0 | 0 | 0 | 0 | 0 | 0 | 0 | 0 | 0 | 0 | 0 | 0 | 0 | 0 | 0 | 0 | 0 | 0 | 0 | 0 | 0 | 0 | 0 | 0 | 0 | 0 | 0 | 0 | 0 | 0 | 0 | 0 | 0 | 0 | 1 | 0 | 0 | 0 | 1 | 1 | 0 | 0 | 0 | 0 | 0 | 0 | 0 | 0 | 0 | 0 | 0 | 0 | 0 | 0 | 0 | 0 | 0 | 0 | 0 | 0 | 0 | 0 | 0 | 0
PRIMM | Primm | 230 | 1.0673 | 2 | JEAN | NV | 89019 | SUBSTATION | NOT AVAILABLE | CLARK | 32003 | USA | 35.6411 | -115.3492 | 221121 | ELECTRIC BULK POWER TRANSMISSION AND CONTROL | http://www.blm.gov/style/medialib/blm/nv/field_offices/las_vegas_field_office/energy/silver_state_south/final_seis.Par.85606.File.dat/Appendix_E-Primm_Substation_Technical_Project_Description.pdf | 2016-09-27T00:00:00.000Z | IMAGERY/OTHER | 2016-09-27T00:00:00.000Z | 0 | 230 | -999999 | Y | N | 0 | 0 | 0 | 0 | 0 | 0 | 0 | 0 | 0 | 0 | 0 | 0 | 0 | 0 | 0 | 0 | 0 | 0 | 0 | 0 | 0 | 0 | 0 | 0 | 0 | 0 | 0 | 0 | 1 | 0 | 0 | 0 | 0 | 0 | 0 | 0 | 0 | 0 | 0 | 0 | 0 | 0 | 0 | 0 | 0 | 0 | 0 | 0 | 0 | 0 | 0 | 0 | 0 | 0 | 0 | 0 | 0 | 0 | 0 | 0 | 0 | 0 | 0 | 0 | 0 | 0 | 0 | 0 | 0 | 0 | 0 | 0 | 0 | 0 | 0 | 0 | 0 | 0 | 0 | 0 | 0 | 0 | 0 | 0 | 0 | 0 | 0 | 0 | 0 | 0 | 0 | 0 | 0 | 0 | 0 | 0 | 0 | 0 | 0 | 0 | 0 | 0 | 0 | 0 | 0 | 0 | 0
PUTAH CREEK | Putah Creek | 115 | 13.1988 | 83 | WINTERS | CA | 95694 | SUBSTATION | IN SERVICE | YOLO | 06113 | USA | 38.5231 | -121.9944 | 221121 | ELECTRIC BULK POWER TRANSMISSION AND CONTROL | California Energy Commission http://www.energy.ca.gov/maps/ | 2015-06-15T00:00:00.000Z | IMAGERY/OTHER | 2017-11-27T00:00:00.000Z | 3 | 115 | 115 | Y | Y | 0 | 0 | 0 | 0 | 0 | 0 | 0 | 0 | 0 | 0 | 0 | 0 | 0 | 0 | 0 | 0 | 0 | 0 | 0 | 0 | 0 | 0 | 0 | 0 | 0 | 0 | 0 | 0 | 0 | 0 | 0 | 0 | 0 | 0 | 0 | 0 | 0 | 0 | 0 | 0 | 0 | 0 | 0 | 0 | 1 | 0 | 0 | 0 | 0 | 0 | 0 | 0 | 0 | 0 | 0 | 0 | 0 | 1 | 1 | 1 | 0 | 0 | 0 | 0 | 0 | 0 | 0 | 0 | 0 | 0 | 0 | 0 | 0 | 1 | 0 | 0 | 0 | 0 | 0 | 0 | 0 | 0 | 0 | 0 | 0 | 0 | 0 | 0 | 0 | 0 | 0 | 0 | 0 | 0 | 0 | 0 | 0 | 0 | 0 | 0 | 0 | 0 | 0 | 0 | 0 | 0 | 0
QUINTO | Quinto SS | 230 | 3.195 | 8 | 0 | 0 | 0 | 0 | 0 | 0 | 0 | 0 | 37.1197 | -121.0689 | 0 | 0 | 0 | 0 | 0 | 0 | 0 | 0 | 0 | 0 | 0 | 0 | 0 | 0 | 0 | 0 | 0 | 0 | 0 | 0 | 0 | 0 | 0 | 0 | 0 | 0 | 0 | 0 | 0 | 0 | 0 | 0 | 0 | 0 | 0 | 0 | 0 | 0 | 0 | 0 | 0 | 0 | 0 | 0 | 0 | 0 | 0 | 0 | 0 | 0 | 0 | 0 | 0 | 0 | 0 | 0 | 0 | 0 | 0 | 0 | 0 | 0 | 0 | 0 | 0 | 0 | 0 | 0 | 0 | 0 | 0 | 0 | 0 | 0 | 0 | 0 | 0 | 0 | 0 | 0 | 0 | 0 | 0 | 0 | 0 | 0 | 0 | 0 | 0 | 0 | 0 | 0 | 0 | 0 | 0 | 1 | 0 | 0 | 0 | 0 | 0 | 1 | 0 | 0 | 0 | 0 | 0 | 0 | 0 | 0 | 0 | 0 | 0 | 0 | 0 | 0 | 0 | 0
RACETRACK | Race Track | 115 | 13.4012 | 84 | SONORA | CA | 95370 | SUBSTATION | IN SERVICE | TUOLUMNE | 06109 | USA | 37.9799 | -120.4142 | 221121 | ELECTRIC BULK POWER TRANSMISSION AND CONTROL | California Energy Commission http://www.energy.ca.gov/maps/ | 2015-06-15T00:00:00.000Z | IMAGERY/OTHER | 2015-06-15T00:00:00.000Z | 2 | 115 | 115 | N | Y | 0 | 0 | 0 | 0 | 0 | 0 | 0 | 0 | 0 | 0 | 0 | 0 | 0 | 0 | 0 | 0 | 0 | 0 | 0 | 0 | 0 | 0 | 0 | 0 | 0 | 0 | 0 | 0 | 0 | 0 | 0 | 0 | 0 | 0 | 0 | 0 | 0 | 0 | 0 | 0 | 0 | 0 | 0 | 0 | 0 | 0 | 0 | 0 | 0 | 0 | 0 | 0 | 0 | 0 | 0 | 0 | 0 | 0 | 0 | 0 | 0 | 1 | 0 | 0 | 0 | 0 | 0 | 0 | 0 | 0 | 0 | 0 | 0 | 0 | 0 | 0 | 0 | 0 | 0 | 0 | 0 | 0 | 0 | 0 | 0 | 0 | 0 | 0 | 0 | 0 | 0 | 0 | 0 | 0 | 0 | 0 | 0 | 0 | 0 | 0 | 0 | 0 | 0 | 0 | 0 | 0 | 0
RALPH | Ralph | 230 | 15.3627 | 95 | BYRON | CA | 94514 | SUBSTATION | NOT AVAILABLE | ALAMEDA | 06001 | USA | 37.7989 | -121.6201 | 221121 | ELECTRIC BULK POWER TRANSMISSION AND CONTROL | California Energy Commission http://www.energy.ca.gov/maps/ | 2015-06-10T00:00:00.000Z | IMAGERY/OTHER | 2015-06-10T00:00:00.000Z | 0 | 230 | -999999 | Y | N | 0 | 0 | 0 | 0 | 0 | 0 | 0 | 0 | 0 | 0 | 0 | 0 | 0 | 0 | 0 | 0 | 0 | 0 | 0 | 0 | 0 | 0 | 0 | 0 | 0 | 0 | 0 | 0 | 0 | 0 | 0 | 0 | 0 | 0 | 0 | 0 | 0 | 0 | 0 | 0 | 0 | 0 | 0 | 0 | 1 | 0 | 0 | 0 | 0 | 0 | 0 | 0 | 0 | 0 | 0 | 0 | 0 | 1 | 0 | 1 | 0 | 0 | 1 | 1 | 0 | 0 | 0 | 0 | 0 | 0 | 0 | 0 | 1 | 0 | 0 | 0 | 0 | 0 | 0 | 0 | 0 | 0 | 0 | 0 | 0 | 0 | 0 | 0 | 0 | 0 | 0 | 0 | 0 | 0 | 0 | 0 | 0 | 0 | 0 | 0 | 0 | 0 | 0 | 0 | 0 | 0 | 0
RANCHO MISSION VIEJO | Rancho Mission Viejo | 115 | 23.5859 | 129 | SAN JUAN CAPISTRANO | CA | 92675 | SUBSTATION | NOT AVAILABLE | ORANGE | 06059 | USA | 33.5264 | -117.5989 | 221121 | ELECTRIC BULK POWER TRANSMISSION AND CONTROL | California Energy Commission http://www.energy.ca.gov/maps/ | 2015-06-29T00:00:00.000Z | IMAGERY/OTHER | 2018-03-14T00:00:00.000Z | 2 | 138 | 138 | N | Y | 0 | 0 | 0 | 0 | 0 | 0 | 0 | 0 | 0 | 0 | 0 | 0 | 0 | 0 | 0 | 0 | 0 | 0 | 0 | 0 | 0 | 0 | 0 | 0 | 0 | 0 | 0 | 0 | 0 | 1 | 0 | 0 | 0 | 0 | 0 | 0 | 0 | 0 | 0 | 0 | 0 | 1 | 1 | 0 | 0 | 0 | 0 | 0 | 0 | 0 | 0 | 0 | 0 | 0 | 0 | 0 | 0 | 0 | 0 | 0 | 0 | 0 | 0 | 0 | 0 | 0 | 0 | 0 | 0 | 0 | 0 | 0 | 0 | 0 | 0 | 0 | 0 | 0 | 0 | 0 | 0 | 0 | 0 | 0 | 0 | 0 | 0 | 0 | 0 | 0 | 0 | 0 | 0 | 0 | 0 | 0 | 0 | 0 | 0 | 0 | 0 | 0 | 0 | 0 | 0 | 0 | 0
RANCHO SECO | Rancho Seco | 230 | 18.3529 | 114 | HERALD | CA | 95638 | SUBSTATION | IN SERVICE | SACRAMENTO | 06067 | USA | 38.3442 | -121.1238 | 221121 | ELECTRIC BULK POWER TRANSMISSION AND CONTROL | California Energy Commission http://www.energy.ca.gov/maps/ | 2015-06-10T00:00:00.000Z | IMAGERY/OTHER | 2015-06-10T00:00:00.000Z | 9 | 230 | 60 | N | Y | 0 | 0 | 0 | 0 | 0 | 0 | 0 | 0 | 0 | 0 | 0 | 0 | 0 | 0 | 0 | 0 | 0 | 0 | 0 | 0 | 0 | 0 | 0 | 0 | 0 | 0 | 0 | 0 | 0 | 0 | 0 | 0 | 0 | 0 | 0 | 0 | 0 | 0 | 0 | 0 | 0 | 0 | 0 | 0 | 0 | 0 | 0 | 0 | 0 | 0 | 1 | 0 | 0 | 0 | 0 | 0 | 0 | 0 | 0 | 0 | 0 | 0 | 0 | 1 | 1 | 0 | 0 | 0 | 0 | 0 | 0 | 0 | 0 | 0 | 0 | 0 | 0 | 0 | 0 | 0 | 0 | 0 | 0 | 0 | 0 | 0 | 0 | 0 | 0 | 0 | 1 | 0 | 0 | 0 | 0 | 0 | 0 | 0 | 0 | 0 | 0 | 1 | 0 | 0 | 0 | 0 | 0
RANCHO VISTA | Rancho Vista | 500 | 1.3137 | 4 | RANCHO CUCAMONGA | CA | 91730 | SUBSTATION | IN SERVICE | SAN BERNARDINO | 06071 | USA | 34.0881 | -117.5333 | 221121 | ELECTRIC BULK POWER TRANSMISSION AND CONTROL | California Energy Commission http://www.energy.ca.gov/maps/ | 2015-05-06T00:00:00.000Z | IMAGERY/OTHER | 2015-05-06T00:00:00.000Z | 10 | 500 | 69 | N | N | 0 | 0 | 0 | 0 | 0 | 0 | 0 | 0 | 0 | 0 | 0 | 0 | 1 | 0 | 0 | 0 | 0 | 0 | 0 | 0 | 0 | 0 | 0 | 0 | 0 | 0 | 0 | 0 | 0 | 0 | 0 | 0 | 0 | 0 | 0 | 0 | 0 | 0 | 0 | 0 | 0 | 0 | 0 | 0 | 0 | 0 | 0 | 0 | 0 | 0 | 0 | 0 | 0 | 0 | 0 | 0 | 0 | 0 | 0 | 0 | 0 | 0 | 0 | 0 | 0 | 0 | 0 | 0 | 0 | 0 | 0 | 0 | 0 | 0 | 0 | 0 | 0 | 0 | 0 | 0 | 0 | 0 | 0 | 0 | 0 | 0 | 0 | 0 | 0 | 0 | 0 | 0 | 0 | 0 | 0 | 0 | 0 | 0 | 0 | 0 | 0 | 0 | 0 | 0 | 0 | 0 | 0
RANDSBURG | Ransburg | 115 | 20.7069 | 123 | JOHANNESBURG | CA | 93528 | SUBSTATION | NOT AVAILABLE | KERN | 06029 | USA | 35.3653 | -117.6473 | 221121 | ELECTRIC BULK POWER TRANSMISSION AND CONTROL | California Energy Commission http://www.energy.ca.gov/maps/ | 2015-06-22T00:00:00.000Z | IMAGERY/OTHER | 2017-11-27T00:00:00.000Z | 1 | 115 | -999999 | Y | N | 0 | 0 | 0 | 0 | 0 | 0 | 0 | 0 | 0 | 0 | 0 | 0 | 0 | 0 | 1 | 1 | 1 | 0 | 0 | 0 | 0 | 0 | 0 | 0 | 0 | 0 | 0 | 0 | 0 | 0 | 0 | 0 | 0 | 0 | 0 | 0 | 0 | 0 | 0 | 0 | 0 | 0 | 0 | 0 | 0 | 0 | 0 | 0 | 0 | 0 | 0 | 0 | 0 | 0 | 0 | 0 | 0 | 0 | 0 | 0 | 0 | 0 | 0 | 0 | 0 | 0 | 0 | 0 | 0 | 0 | 0 | 0 | 0 | 0 | 0 | 0 | 0 | 0 | 0 | 0 | 0 | 0 | 0 | 0 | 0 | 0 | 0 | 0 | 0 | 0 | 0 | 0 | 0 | 0 | 0 | 0 | 0 | 0 | 0 | 0 | 0 | 0 | 0 | 0 | 0 | 0 | 0
RECTOR | Rector | 230 | 16.2965 | 101 | VISALIA | CA | 93292 | SUBSTATION | IN SERVICE | TULARE | 06107 | USA | 36.3039 | -119.2443 | 221121 | ELECTRIC BULK POWER TRANSMISSION AND CONTROL | California Energy Commission http://www.energy.ca.gov/maps/ | 2015-05-19T00:00:00.000Z | IMAGERY/OTHER | 2015-05-19T00:00:00.000Z | 11 | 287 | 66 | N | Y | 1 | 0 | 1 | 0 | 0 | 1 | 1 | 1 | 0 | 0 | 0 | 0 | 0 | 0 | 0 | 0 | 0 | 0 | 0 | 0 | 0 | 0 | 0 | 0 | 0 | 0 | 0 | 0 | 1 | 0 | 0 | 0 | 0 | 0 | 0 | 0 | 0 | 0 | 0 | 0 | 0 | 0 | 0 | 0 | 0 | 0 | 0 | 0 | 0 | 0 | 0 | 0 | 0 | 0 | 0 | 0 | 0 | 0 | 0 | 0 | 0 | 0 | 0 | 0 | 0 | 0 | 0 | 0 | 0 | 0 | 0 | 0 | 0 | 0 | 0 | 0 | 0 | 0 | 0 | 0 | 0 | 0 | 0 | 0 | 0 | 0 | 0 | 0 | 0 | 0 | 0 | 0 | 0 | 0 | 0 | 0 | 0 | 0 | 0 | 0 | 0 | 0 | 0 | 0 | 0 | 0 | 0
RED BLUFF | Red Bluff | 230 | 9.385 | 59 | DESERT CENTER | CA | 92239 | SUBSTATION | IN SERVICE | RIVERSIDE | 06065 | USA | 33.6987 | -115.3117 | 221121 | ELECTRIC BULK POWER TRANSMISSION AND CONTROL | California Energy Commission http://www.energy.ca.gov/maps/ | 2015-04-23T00:00:00.000Z | IMAGERY/OTHER | 2015-04-23T00:00:00.000Z | 4 | 500 | 500 | N | Y | 0 | 0 | 0 | 0 | 0 | 0 | 0 | 0 | 0 | 0 | 0 | 0 | 0 | 0 | 0 | 0 | 0 | 0 | 0 | 0 | 0 | 0 | 0 | 0 | 1 | 0 | 0 | 0 | 0 | 0 | 0 | 0 | 0 | 0 | 0 | 0 | 0 | 0 | 0 | 0 | 0 | 0 | 0 | 0 | 0 | 0 | 0 | 0 | 0 | 0 | 0 | 0 | 0 | 0 | 0 | 0 | 0 | 0 | 0 | 0 | 0 | 0 | 0 | 0 | 0 | 0 | 0 | 0 | 0 | 0 | 0 | 0 | 0 | 0 | 0 | 0 | 0 | 0 | 0 | 0 | 0 | 0 | 0 | 0 | 0 | 0 | 0 | 0 | 0 | 0 | 0 | 0 | 0 | 0 | 0 | 0 | 0 | 0 | 0 | 0 | 0 | 0 | 0 | 0 | 0 | 0 | 0
REDONDO | Redondo | 230 | 6.2843 | 30 | REDONDO BEACH | CA | 90277 | SUBSTATION | IN SERVICE | LOS ANGELES | 06037 | USA | 33.8483 | -118.388 | 221121 | ELECTRIC BULK POWER TRANSMISSION AND CONTROL | California Energy Commission http://www.energy.ca.gov/maps/ | 2015-06-29T00:00:00.000Z | IMAGERY/OTHER | 2015-06-29T00:00:00.000Z | 1 | 66 | 66 | Y | Y | 0 | 0 | 0 | 0 | 0 | 0 | 0 | 0 | 0 | 0 | 1 | 1 | 1 | 0 | 0 | 0 | 0 | 0 | 0 | 0 | 0 | 0 | 0 | 0 | 0 | 0 | 0 | 0 | 0 | 0 | 0 | 0 | 0 | 0 | 0 | 0 | 0 | 0 | 0 | 0 | 0 | 0 | 0 | 0 | 0 | 0 | 0 | 0 | 0 | 0 | 0 | 0 | 0 | 0 | 0 | 0 | 0 | 0 | 0 | 0 | 0 | 0 | 0 | 0 | 0 | 0 | 0 | 0 | 0 | 0 | 0 | 0 | 0 | 0 | 0 | 0 | 0 | 0 | 0 | 0 | 0 | 0 | 0 | 0 | 0 | 0 | 0 | 0 | 0 | 0 | 0 | 0 | 0 | 0 | 0 | 0 | 0 | 0 | 0 | 0 | 0 | 0 | 0 | 0 | 0 | 0 | 0
RENFRO | Renfro | 115 | 8.3742 | 47 | ROSEDALE | CA | 93314 | SUBSTATION | NOT AVAILABLE | KERN | 06029 | USA | 35.3877 | -119.1641 | 221121 | ELECTRIC BULK POWER TRANSMISSION AND CONTROL | California Energy Commission http://www.energy.ca.gov/maps/ | 2015-06-22T00:00:00.000Z | IMAGERY/OTHER | 2015-06-22T00:00:00.000Z | 0 | 230 | -999999 | Y | N | 0 | 0 | 0 | 0 | 0 | 0 | 0 | 0 | 0 | 0 | 0 | 0 | 0 | 0 | 0 | 0 | 0 | 0 | 0 | 0 | 0 | 0 | 0 | 0 | 0 | 0 | 0 | 0 | 0 | 0 | 0 | 0 | 0 | 0 | 0 | 0 | 0 | 0 | 0 | 0 | 0 | 0 | 0 | 0 | 0 | 0 | 0 | 0 | 0 | 0 | 0 | 0 | 0 | 0 | 0 | 0 | 0 | 0 | 0 | 0 | 0 | 0 | 0 | 0 | 0 | 0 | 0 | 0 | 0 | 0 | 0 | 0 | 0 | 0 | 0 | 0 | 0 | 0 | 0 | 0 | 0 | 1 | 0 | 0 | 0 | 0 | 0 | 0 | 0 | 0 | 0 | 0 | 0 | 0 | 0 | 0 | 0 | 0 | 0 | 0 | 0 | 0 | 0 | 0 | 0 | 0 | 0
RICHMOND Q | Richmond | 115 | 40.0882 | 167 | RICHMOND | CA | 94804 | SUBSTATION | IN SERVICE | CONTRA COSTA | 06013 | USA | 37.925 | -122.3374 | 221121 | ELECTRIC BULK POWER TRANSMISSION AND CONTROL | California Energy Commission http://www.energy.ca.gov/maps/ | 2015-06-18T00:00:00.000Z | IMAGERY/OTHER | 2015-06-18T00:00:00.000Z | 2 | 60 | 60 | Y | Y | 0 | 0 | 0 | 0 | 0 | 0 | 0 | 0 | 0 | 0 | 0 | 0 | 0 | 0 | 0 | 0 | 0 | 0 | 0 | 0 | 0 | 0 | 0 | 0 | 0 | 0 | 0 | 0 | 0 | 0 | 0 | 0 | 0 | 0 | 0 | 0 | 0 | 0 | 0 | 0 | 0 | 0 | 0 | 1 | 1 | 0 | 0 | 0 | 0 | 0 | 0 | 0 | 0 | 1 | 1 | 0 | 1 | 1 | 1 | 1 | 0 | 0 | 1 | 1 | 0 | 1 | 0 | 0 | 0 | 0 | 0 | 0 | 1 | 0 | 0 | 0 | 0 | 0 | 0 | 0 | 0 | 0 | 0 | 0 | 0 | 0 | 0 | 0 | 0 | 0 | 0 | 0 | 0 | 0 | 0 | 0 | 0 | 0 | 0 | 0 | 0 | 0 | 0 | 0 | 0 | 0 | 0
RICHMOND R | Richmond R | 115 | 20.6207 | 121 | RICHMOND | CA | 94804 | SUBSTATION | IN SERVICE | CONTRA COSTA | 06013 | USA | 37.9262 | -122.3696 | 221121 | ELECTRIC BULK POWER TRANSMISSION AND CONTROL | California Energy Commission http://www.energy.ca.gov/maps/ | 2015-05-04T00:00:00.000Z | IMAGERY/OTHER | 2015-05-04T00:00:00.000Z | 1 | 60 | 60 | Y | Y | 0 | 0 | 0 | 0 | 0 | 0 | 0 | 0 | 0 | 0 | 0 | 0 | 0 | 0 | 0 | 0 | 0 | 0 | 0 | 0 | 0 | 0 | 0 | 0 | 0 | 0 | 0 | 0 | 0 | 0 | 0 | 0 | 0 | 0 | 0 | 0 | 0 | 0 | 0 | 0 | 0 | 0 | 0 | 0 | 0 | 0 | 0 | 0 | 0 | 0 | 0 | 0 | 0 | 1 | 0 | 0 | 0 | 0 | 0 | 0 | 0 | 0 | 0 | 0 | 0 | 1 | 0 | 0 | 0 | 0 | 0 | 0 | 0 | 0 | 0 | 0 | 0 | 0 | 0 | 0 | 0 | 0 | 0 | 0 | 0 | 0 | 0 | 0 | 0 | 0 | 0 | 0 | 0 | 0 | 0 | 0 | 0 | 0 | 0 | 0 | 0 | 0 | 0 | 0 | 0 | 0 | 0
RINCON (PGE) | Rincon | 115 | 11.1003 | 70 | SANTA ROSA | CA | 95409 | SUBSTATION | IN SERVICE | SONOMA | 06097 | USA | 38.49 | -122.6661 | 221121 | ELECTRIC BULK POWER TRANSMISSION AND CONTROL | California Energy Commission http://www.energy.ca.gov/maps/ | 2015-06-15T00:00:00.000Z | IMAGERY/OTHER | 2015-06-15T00:00:00.000Z | 1 | 115 | 115 | N | Y | 0 | 0 | 0 | 0 | 0 | 0 | 0 | 0 | 0 | 0 | 0 | 0 | 0 | 0 | 0 | 0 | 0 | 0 | 0 | 0 | 0 | 0 | 0 | 0 | 0 | 0 | 0 | 0 | 0 | 0 | 0 | 0 | 0 | 0 | 0 | 0 | 0 | 0 | 0 | 0 | 0 | 0 | 0 | 0 | 0 | 0 | 1 | 0 | 0 | 0 | 0 | 0 | 0 | 0 | 0 | 0 | 0 | 0 | 0 | 0 | 0 | 0 | 0 | 0 | 0 | 0 | 0 | 0 | 0 | 0 | 0 | 0 | 0 | 0 | 0 | 0 | 0 | 0 | 0 | 0 | 0 | 0 | 0 | 0 | 0 | 0 | 0 | 0 | 0 | 0 | 0 | 0 | 0 | 0 | 0 | 0 | 0 | 0 | 0 | 0 | 0 | 0 | 0 | 0 | 0 | 0 | 0
RIO BRAVO | Rio Bravo | 115 | 8.3742 | 47 | BAKERSFIELD | CA | 93263 | SUBSTATION | IN SERVICE | KERN | 06029 | USA | 35.442 | -119.2607 | 221121 | ELECTRIC BULK POWER TRANSMISSION AND CONTROL | California Energy Commission http://www.energy.ca.gov/maps/ | 2015-06-22T00:00:00.000Z | IMAGERY/OTHER | 2015-06-22T00:00:00.000Z | 2 | 115 | 115 | Y | Y | 0 | 0 | 0 | 0 | 0 | 0 | 0 | 0 | 0 | 0 | 0 | 0 | 0 | 0 | 0 | 0 | 0 | 0 | 0 | 0 | 0 | 0 | 0 | 0 | 0 | 0 | 0 | 0 | 0 | 0 | 0 | 0 | 0 | 0 | 0 | 0 | 0 | 0 | 0 | 0 | 0 | 0 | 0 | 0 | 0 | 0 | 0 | 0 | 0 | 0 | 0 | 0 | 0 | 0 | 0 | 0 | 0 | 0 | 0 | 0 | 0 | 0 | 0 | 0 | 0 | 0 | 0 | 0 | 0 | 0 | 0 | 0 | 0 | 0 | 0 | 0 | 0 | 0 | 0 | 0 | 0 | 1 | 0 | 0 | 0 | 0 | 0 | 0 | 0 | 0 | 0 | 0 | 0 | 0 | 0 | 0 | 0 | 0 | 0 | 0 | 0 | 0 | 0 | 0 | 0 | 0 | 0
RIO BRAVO (G) | Rio Bravo (G) | 115 | 22.1054 | 125 | BAKERSFIELD | CA | 93306 | SUBSTATION | IN SERVICE | KERN | 06029 | USA | 35.4298 | -118.8226 | 221121 | ELECTRIC BULK POWER TRANSMISSION AND CONTROL | California Energy Commission http://www.energy.ca.gov/maps/ | 2015-06-22T00:00:00.000Z | IMAGERY/OTHER | 2015-06-22T00:00:00.000Z | 2 | 66 | -999999 | Y | N | 0 | 0 | 0 | 0 | 0 | 0 | 0 | 0 | 0 | 0 | 0 | 0 | 0 | 0 | 0 | 0 | 0 | 0 | 0 | 0 | 0 | 0 | 0 | 0 | 0 | 0 | 0 | 0 | 0 | 0 | 0 | 0 | 0 | 0 | 0 | 0 | 0 | 0 | 0 | 0 | 0 | 0 | 0 | 0 | 0 | 0 | 0 | 1 | 0 | 0 | 0 | 0 | 0 | 0 | 0 | 0 | 0 | 0 | 0 | 0 | 0 | 0 | 0 | 0 | 0 | 0 | 0 | 0 | 0 | 0 | 0 | 0 | 0 | 0 | 0 | 0 | 0 | 0 | 0 | 0 | 0 | 1 | 0 | 0 | 0 | 0 | 0 | 0 | 0 | 0 | 0 | 0 | 0 | 0 | 0 | 0 | 0 | 0 | 0 | 0 | 0 | 0 | 0 | 0 | 0 | 0 | 0
RIO HONDO | Rio Hondo | 230 | 3.3576 | 11 | IRWINDALE | CA | 91706 | SUBSTATION | IN SERVICE | LOS ANGELES | 06037 | USA | 34.1057 | -117.9802 | 221121 | ELECTRIC BULK POWER TRANSMISSION AND CONTROL | California Energy Commission http://www.energy.ca.gov/maps/ | 2015-06-04T00:00:00.000Z | IMAGERY/OTHER | 2015-06-04T00:00:00.000Z | 8 | 230 | 66 | N | Y | 0 | 0 | 0 | 0 | 0 | 0 | 0 | 0 | 0 | 0 | 1 | 0 | 1 | 0 | 0 | 0 | 0 | 0 | 0 | 0 | 0 | 0 | 0 | 0 | 0 | 0 | 0 | 0 | 0 | 0 | 0 | 0 | 0 | 0 | 0 | 0 | 0 | 0 | 0 | 0 | 0 | 0 | 0 | 0 | 0 | 0 | 0 | 0 | 0 | 0 | 0 | 0 | 0 | 0 | 0 | 0 | 0 | 0 | 0 | 0 | 0 | 0 | 0 | 0 | 0 | 0 | 0 | 0 | 0 | 0 | 0 | 0 | 0 | 0 | 0 | 0 | 0 | 0 | 0 | 0 | 0 | 0 | 0 | 0 | 0 | 0 | 0 | 0 | 0 | 0 | 0 | 0 | 0 | 0 | 0 | 0 | 0 | 0 | 0 | 0 | 0 | 0 | 0 | 0 | 0 | 0 | 0
RIO OSO | Rio Oso | 115 | 57.7319 | 179 | RIO OSO | CA | 95674 | SUBSTATION | IN SERVICE | SUTTER | 06101 | USA | 38.9352 | -121.4668 | 221121 | ELECTRIC BULK POWER TRANSMISSION AND CONTROL | California Energy Commission http://www.energy.ca.gov/maps/ | 2015-08-17T00:00:00.000Z | IMAGERY/OTHER | 2015-08-17T00:00:00.000Z | 20 | 230 | 115 | N | N | 0 | 0 | 0 | 0 | 0 | 0 | 0 | 0 | 0 | 0 | 0 | 0 | 0 | 0 | 0 | 0 | 0 | 0 | 0 | 0 | 0 | 0 | 0 | 0 | 0 | 0 | 0 | 0 | 0 | 0 | 0 | 0 | 0 | 0 | 0 | 0 | 0 | 0 | 0 | 0 | 0 | 0 | 0 | 0 | 1 | 1 | 0 | 1 | 0 | 1 | 1 | 1 | 1 | 0 | 0 | 0 | 0 | 0 | 0 | 0 | 0 | 0 | 0 | 1 | 1 | 0 | 0 | 0 | 0 | 0 | 0 | 0 | 0 | 0 | 0 | 0 | 0 | 0 | 0 | 0 | 0 | 0 | 0 | 0 | 0 | 0 | 0 | 0 | 0 | 0 | 0 | 0 | 0 | 0 | 0 | 0 | 0 | 0 | 0 | 0 | 0 | 0 | 0 | 0 | 0 | 0 | 0
RIPON | Ripon | 115 | 24.4786 | 135 | RIPON | CA | 95366 | SUBSTATION | IN SERVICE | SAN JOAQUIN | 06077 | USA | 37.7558 | -121.1465 | 221121 | ELECTRIC BULK POWER TRANSMISSION AND CONTROL | California Energy Commission http://www.energy.ca.gov/maps/ | 2015-06-15T00:00:00.000Z | IMAGERY/OTHER | 2015-06-15T00:00:00.000Z | 2 | 115 | 60 | N | Y | 0 | 0 | 0 | 0 | 0 | 0 | 0 | 0 | 0 | 0 | 0 | 0 | 0 | 0 | 0 | 0 | 0 | 0 | 0 | 0 | 0 | 0 | 0 | 0 | 0 | 0 | 0 | 0 | 0 | 0 | 0 | 0 | 0 | 0 | 0 | 0 | 0 | 0 | 0 | 0 | 0 | 0 | 0 | 0 | 0 | 0 | 0 | 0 | 0 | 0 | 1 | 0 | 0 | 0 | 0 | 0 | 0 | 0 | 0 | 1 | 0 | 1 | 0 | 1 | 0 | 0 | 0 | 1 | 0 | 0 | 0 | 0 | 1 | 0 | 0 | 0 | 0 | 0 | 0 | 0 | 0 | 0 | 0 | 0 | 0 | 0 | 0 | 0 | 0 | 0 | 0 | 0 | 0 | 0 | 0 | 0 | 0 | 0 | 0 | 0 | 0 | 0 | 0 | 0 | 0 | 0 | 0
RIVERBANK | Riverbank | 115 | 13.4012 | 84 | OAKDALE | CA | 95361 | SUBSTATION | IN SERVICE | STANISLAUS | 06099 | USA | 37.7691 | -120.9081 | 221121 | ELECTRIC BULK POWER TRANSMISSION AND CONTROL | California Energy Commission http://www.energy.ca.gov/maps/ | 2015-06-15T00:00:00.000Z | IMAGERY/OTHER | 2015-06-15T00:00:00.000Z | 5 | 115 | 115 | N | Y | 0 | 0 | 0 | 0 | 0 | 0 | 0 | 0 | 0 | 0 | 0 | 0 | 0 | 0 | 0 | 0 | 0 | 0 | 0 | 0 | 0 | 0 | 0 | 0 | 0 | 0 | 0 | 0 | 0 | 0 | 0 | 0 | 0 | 0 | 0 | 0 | 0 | 0 | 0 | 0 | 0 | 0 | 0 | 0 | 0 | 0 | 0 | 0 | 0 | 0 | 0 | 0 | 0 | 0 | 0 | 0 | 0 | 0 | 0 | 0 | 0 | 1 | 0 | 0 | 0 | 0 | 0 | 0 | 0 | 0 | 0 | 0 | 0 | 0 | 0 | 0 | 0 | 0 | 0 | 0 | 0 | 0 | 0 | 0 | 0 | 0 | 0 | 0 | 0 | 0 | 0 | 0 | 0 | 0 | 0 | 0 | 0 | 0 | 0 | 0 | 0 | 0 | 0 | 0 | 0 | 0 | 0
ROADWAY | Roadway | 115 | 20.7069 | 123 | ADELANTO | CA | 92301 | SUBSTATION | IN SERVICE | SAN BERNARDINO | 06071 | USA | 34.5762 | -117.4132 | 221121 | ELECTRIC BULK POWER TRANSMISSION AND CONTROL | California Energy Commission http://www.energy.ca.gov/maps/ | 2015-06-23T00:00:00.000Z | IMAGERY/OTHER | 2015-06-23T00:00:00.000Z | 2 | 115 | 115 | Y | Y | 0 | 0 | 0 | 0 | 0 | 0 | 0 | 0 | 0 | 0 | 0 | 0 | 0 | 0 | 1 | 1 | 1 | 0 | 0 | 0 | 0 | 0 | 0 | 0 | 0 | 0 | 0 | 0 | 0 | 0 | 0 | 0 | 0 | 0 | 0 | 0 | 0 | 0 | 0 | 0 | 0 | 0 | 0 | 0 | 0 | 0 | 0 | 0 | 0 | 0 | 0 | 0 | 0 | 0 | 0 | 0 | 0 | 0 | 0 | 0 | 0 | 0 | 0 | 0 | 0 | 0 | 0 | 0 | 0 | 0 | 0 | 0 | 0 | 0 | 0 | 0 | 0 | 0 | 0 | 0 | 0 | 0 | 0 | 0 | 0 | 0 | 0 | 0 | 0 | 0 | 0 | 0 | 0 | 0 | 0 | 0 | 0 | 0 | 0 | 0 | 0 | 0 | 0 | 0 | 0 | 0 | 0
ROCK CREEK | Rock Creek 1 | 230 | 6.8795 | 35 | BELDEN | CA | 95915 | SUBSTATION | IN SERVICE | PLUMAS | 06063 | USA | 39.9054 | -121.3456 | 221121 | ELECTRIC BULK POWER TRANSMISSION AND CONTROL | California Energy Commission http://www.energy.ca.gov/maps/ | 2015-05-14T00:00:00.000Z | IMAGERY/OTHER | 2015-05-14T00:00:00.000Z | 4 | 230 | 230 | N | Y | 0 | 0 | 0 | 0 | 0 | 0 | 0 | 0 | 0 | 0 | 0 | 0 | 0 | 0 | 0 | 0 | 0 | 0 | 0 | 0 | 0 | 0 | 0 | 0 | 0 | 0 | 0 | 0 | 0 | 0 | 0 | 0 | 0 | 0 | 0 | 0 | 0 | 0 | 0 | 0 | 0 | 0 | 0 | 0 | 1 | 0 | 0 | 0 | 0 | 1 | 0 | 0 | 0 | 0 | 0 | 0 | 0 | 0 | 0 | 0 | 0 | 0 | 0 | 0 | 0 | 0 | 0 | 0 | 0 | 0 | 0 | 0 | 0 | 0 | 0 | 0 | 0 | 0 | 0 | 0 | 0 | 0 | 0 | 0 | 0 | 0 | 0 | 0 | 0 | 0 | 0 | 0 | 0 | 0 | 0 | 0 | 0 | 0 | 0 | 0 | 0 | 0 | 0 | 0 | 0 | 0 | 0
ROSSMOOR | Rossmoor | 230 | 18.0002 | 112 | WALNUT CREEK | CA | 94549 | SUBSTATION | IN SERVICE | CONTRA COSTA | 06013 | USA | 37.8647 | -122.0804 | 221121 | ELECTRIC BULK POWER TRANSMISSION AND CONTROL | California Energy Commission http://www.energy.ca.gov/maps/ | 2015-05-14T00:00:00.000Z | IMAGERY/OTHER | 2015-05-14T00:00:00.000Z | 2 | 230 | 230 | N | Y | 0 | 0 | 0 | 0 | 0 | 0 | 0 | 0 | 0 | 0 | 0 | 0 | 0 | 0 | 0 | 0 | 0 | 0 | 0 | 0 | 0 | 0 | 0 | 0 | 0 | 0 | 0 | 0 | 0 | 0 | 0 | 0 | 0 | 0 | 0 | 0 | 0 | 0 | 0 | 0 | 0 | 0 | 0 | 0 | 1 | 0 | 0 | 0 | 0 | 0 | 0 | 0 | 0 | 0 | 0 | 0 | 0 | 1 | 1 | 1 | 0 | 0 | 1 | 1 | 0 | 0 | 0 | 0 | 0 | 0 | 0 | 0 | 1 | 0 | 0 | 0 | 0 | 0 | 0 | 0 | 0 | 0 | 0 | 0 | 0 | 0 | 0 | 0 | 0 | 0 | 0 | 0 | 0 | 0 | 0 | 0 | 0 | 0 | 0 | 0 | 0 | 0 | 0 | 0 | 0 | 0 | 0
ROUND MOUNTAIN | Round Mountain | 500 | 1.8617 | 5 | ROUND MOUNTAIN | CA | 96065 | SUBSTATION | IN SERVICE | SHASTA | 06089 | USA | 40.808 | -121.9356 | 221121 | ELECTRIC BULK POWER TRANSMISSION AND CONTROL | OpenStreetMap | 2014-12-05T00:00:00.000Z | IMAGERY/OTHER | 2014-12-05T00:00:00.000Z | 10 | 500 | 500 | N | N | 0 | 0 | 0 | 0 | 0 | 0 | 0 | 0 | 0 | 0 | 0 | 0 | 0 | 0 | 0 | 0 | 0 | 0 | 0 | 0 | 0 | 0 | 0 | 0 | 0 | 0 | 0 | 0 | 0 | 0 | 0 | 0 | 0 | 0 | 0 | 0 | 0 | 0 | 0 | 0 | 0 | 0 | 0 | 0 | 1 | 0 | 0 | 0 | 0 | 0 | 0 | 0 | 0 | 0 | 0 | 0 | 0 | 0 | 0 | 0 | 0 | 0 | 0 | 0 | 0 | 0 | 0 | 0 | 0 | 0 | 0 | 0 | 0 | 0 | 0 | 0 | 0 | 0 | 0 | 0 | 0 | 0 | 0 | 0 | 0 | 0 | 0 | 0 | 0 | 0 | 0 | 0 | 0 | 0 | 0 | 0 | 0 | 0 | 0 | 0 | 0 | 0 | 0 | 0 | 0 | 0 | 0
SAFEWAY STORES | Safeway | 115 | 28.8262 | 145 | SACRAMENTO | CA | 95826 | SUBSTATION | IN SERVICE | SACRAMENTO | 06067 | USA | 38.53 | -121.3988 | 221121 | ELECTRIC BULK POWER TRANSMISSION AND CONTROL | California Energy Commission http://www.energy.ca.gov/maps/ | 2015-06-10T00:00:00.000Z | IMAGERY/OTHER | 2015-06-10T00:00:00.000Z | 1 | 66 | 60 | Y | Y | 0 | 0 | 0 | 0 | 0 | 0 | 0 | 0 | 0 | 0 | 0 | 0 | 0 | 0 | 0 | 0 | 0 | 0 | 0 | 0 | 0 | 0 | 0 | 0 | 0 | 0 | 0 | 0 | 0 | 0 | 0 | 0 | 0 | 0 | 0 | 0 | 0 | 0 | 0 | 0 | 0 | 0 | 0 | 0 | 0 | 0 | 0 | 0 | 0 | 0 | 0 | 0 | 0 | 0 | 0 | 0 | 0 | 0 | 0 | 0 | 0 | 1 | 0 | 0 | 0 | 0 | 0 | 1 | 0 | 0 | 0 | 0 | 0 | 0 | 0 | 0 | 0 | 0 | 0 | 0 | 0 | 0 | 0 | 0 | 0 | 0 | 0 | 0 | 0 | 0 | 0 | 0 | 0 | 0 | 0 | 0 | 0 | 0 | 0 | 0 | 0 | 0 | 0 | 0 | 0 | 0 | 0
SALADO | Salado | 115 | 28.8262 | 145 | PATTERSON | CA | 95363 | SUBSTATION | IN SERVICE | STANISLAUS | 06099 | USA | 37.4219 | -121.1475 | 221121 | ELECTRIC BULK POWER TRANSMISSION AND CONTROL | California Energy Commission http://www.energy.ca.gov/maps/ | 2015-06-15T00:00:00.000Z | OTHER | 2015-06-15T00:00:00.000Z | 3 | 115 | 60 | N | N | 0 | 0 | 0 | 0 | 0 | 0 | 0 | 0 | 0 | 0 | 0 | 0 | 0 | 0 | 0 | 0 | 0 | 0 | 0 | 0 | 0 | 0 | 0 | 0 | 0 | 0 | 0 | 0 | 0 | 0 | 0 | 0 | 0 | 0 | 0 | 0 | 0 | 0 | 0 | 0 | 0 | 0 | 0 | 0 | 0 | 0 | 0 | 0 | 0 | 0 | 0 | 0 | 0 | 0 | 0 | 0 | 0 | 0 | 0 | 0 | 0 | 1 | 0 | 0 | 0 | 0 | 0 | 1 | 0 | 0 | 0 | 0 | 0 | 0 | 0 | 0 | 0 | 0 | 0 | 0 | 0 | 0 | 0 | 0 | 0 | 0 | 0 | 0 | 0 | 0 | 0 | 0 | 0 | 0 | 0 | 0 | 0 | 0 | 0 | 0 | 0 | 0 | 0 | 0 | 0 | 0 | 0
SAN BERNARDINO | San Bernarino | 230 | 3.2193 | 9 | REDLANDS | CA | 92408 | SUBSTATION | IN SERVICE | SAN BERNARDINO | 06071 | USA | 34.0799 | -117.2383 | 221121 | ELECTRIC BULK POWER TRANSMISSION AND CONTROL | CBS Los Angeles http://losangeles.cbslocal.com/2014/12/22/substation-explosion-leaves-san-bernardino-in-the-dark/ | 2015-06-03T00:00:00.000Z | IMAGERY/OTHER | 2015-06-03T00:00:00.000Z | 11 | 500 | 66 | N | Y | 0 | 0 | 0 | 0 | 0 | 0 | 0 | 0 | 0 | 0 | 0 | 0 | 0 | 0 | 0 | 0 | 0 | 0 | 0 | 0 | 0 | 0 | 0 | 1 | 0 | 1 | 0 | 0 | 0 | 0 | 0 | 0 | 0 | 0 | 0 | 0 | 0 | 0 | 0 | 0 | 0 | 0 | 0 | 0 | 0 | 0 | 0 | 0 | 0 | 0 | 0 | 0 | 0 | 0 | 0 | 0 | 0 | 0 | 0 | 0 | 0 | 0 | 0 | 0 | 0 | 0 | 0 | 0 | 0 | 0 | 0 | 0 | 0 | 0 | 0 | 0 | 0 | 0 | 0 | 0 | 0 | 0 | 0 | 0 | 0 | 0 | 0 | 0 | 0 | 0 | 0 | 0 | 0 | 0 | 0 | 0 | 0 | 0 | 0 | 0 | 0 | 0 | 0 | 0 | 0 | 0 | 0
SAN JOSE STA. A | San Jose A | 115 | 17.5809 | 110 | SAN JOSE | CA | 95110 | SUBSTATION | IN SERVICE | SANTA CLARA | 06085 | USA | 37.3282 | -121.9025 | 221121 | ELECTRIC BULK POWER TRANSMISSION AND CONTROL | California Energy Commission http://www.energy.ca.gov/maps/ | 2015-06-18T00:00:00.000Z | IMAGERY/OTHER | 2015-06-18T00:00:00.000Z | 2 | 115 | 115 | N | Y | 0 | 0 | 0 | 0 | 0 | 0 | 0 | 0 | 0 | 0 | 0 | 0 | 0 | 0 | 0 | 0 | 0 | 0 | 0 | 0 | 0 | 0 | 0 | 0 | 0 | 0 | 0 | 0 | 0 | 0 | 0 | 0 | 0 | 0 | 0 | 0 | 0 | 0 | 0 | 0 | 0 | 0 | 0 | 0 | 0 | 0 | 0 | 0 | 0 | 0 | 0 | 0 | 0 | 0 | 0 | 0 | 0 | 0 | 0 | 0 | 0 | 0 | 0 | 0 | 0 | 0 | 0 | 0 | 0 | 0 | 0 | 1 | 0 | 0 | 0 | 0 | 0 | 0 | 0 | 0 | 0 | 0 | 0 | 0 | 0 | 0 | 0 | 0 | 0 | 0 | 0 | 0 | 0 | 0 | 0 | 0 | 0 | 0 | 0 | 0 | 0 | 0 | 0 | 0 | 0 | 0 | 0
SAN JOSE STA. B | San Jose B | 115 | 17.5809 | 110 | SAN JOSE | CA | 95110 | SUBSTATION | IN SERVICE | SANTA CLARA | 06085 | USA | 37.3409 | -121.9017 | 221121 | ELECTRIC BULK POWER TRANSMISSION AND CONTROL | California Energy Commission http://www.energy.ca.gov/maps/ | 2015-06-18T00:00:00.000Z | IMAGERY/OTHER | 2015-06-18T00:00:00.000Z | 4 | 115 | 115 | N | Y | 0 | 0 | 0 | 0 | 0 | 0 | 0 | 0 | 0 | 0 | 0 | 0 | 0 | 0 | 0 | 0 | 0 | 0 | 0 | 0 | 0 | 0 | 0 | 0 | 0 | 0 | 0 | 0 | 0 | 0 | 0 | 0 | 0 | 0 | 0 | 0 | 0 | 0 | 0 | 0 | 0 | 0 | 0 | 0 | 0 | 0 | 0 | 0 | 0 | 0 | 0 | 0 | 0 | 0 | 0 | 0 | 0 | 0 | 0 | 0 | 0 | 0 | 0 | 0 | 0 | 0 | 0 | 0 | 0 | 0 | 0 | 1 | 0 | 0 | 0 | 0 | 0 | 0 | 0 | 0 | 0 | 0 | 0 | 0 | 0 | 0 | 0 | 0 | 0 | 0 | 0 | 0 | 0 | 0 | 0 | 0 | 0 | 0 | 0 | 0 | 0 | 0 | 0 | 0 | 0 | 0 | 0
SAN LEANDRO U | San Leandro | 115 | 20.6207 | 121 | SAN LEANDRO | CA | 94578 | SUBSTATION | IN SERVICE | ALAMEDA | 06001 | USA | 37.7106 | -122.1487 | 221121 | ELECTRIC BULK POWER TRANSMISSION AND CONTROL | California Energy Commission http://www.energy.ca.gov/maps/ | 2015-06-11T00:00:00.000Z | IMAGERY/OTHER | 2015-06-11T00:00:00.000Z | 5 | 115 | 115 | N | Y | 0 | 0 | 0 | 0 | 0 | 0 | 0 | 0 | 0 | 0 | 0 | 0 | 0 | 0 | 0 | 0 | 0 | 0 | 0 | 0 | 0 | 0 | 0 | 0 | 0 | 0 | 0 | 0 | 0 | 0 | 0 | 0 | 0 | 0 | 0 | 0 | 0 | 0 | 0 | 0 | 0 | 0 | 0 | 0 | 0 | 0 | 0 | 0 | 0 | 0 | 0 | 0 | 0 | 1 | 0 | 0 | 0 | 0 | 0 | 0 | 0 | 0 | 0 | 0 | 0 | 1 | 0 | 0 | 0 | 0 | 0 | 0 | 0 | 0 | 0 | 0 | 0 | 0 | 0 | 0 | 0 | 0 | 0 | 0 | 0 | 0 | 0 | 0 | 0 | 0 | 0 | 0 | 0 | 0 | 0 | 0 | 0 | 0 | 0 | 0 | 0 | 0 | 0 | 0 | 0 | 0 | 0
SAN LUIS | San Luis PGP | 230 | 8.4657 | 49 | FIREBAUGH | CA | 93622 | SUBSTATION | IN SERVICE | MERCED | 06047 | USA | 36.8621 | -120.7773 | 221121 | ELECTRIC BULK POWER TRANSMISSION AND CONTROL | California Energy Commission http://www.energy.ca.gov/maps/ | 2015-05-27T00:00:00.000Z | IMAGERY/OTHER | 2015-05-27T00:00:00.000Z | 2 | 230 | 230 | N | Y | 0 | 0 | 0 | 0 | 0 | 0 | 0 | 0 | 0 | 0 | 0 | 0 | 0 | 0 | 0 | 0 | 0 | 0 | 0 | 0 | 0 | 0 | 0 | 0 | 0 | 0 | 0 | 0 | 0 | 0 | 0 | 0 | 0 | 0 | 0 | 0 | 0 | 0 | 0 | 0 | 0 | 0 | 0 | 0 | 0 | 0 | 0 | 0 | 0 | 0 | 0 | 0 | 0 | 0 | 0 | 0 | 0 | 0 | 0 | 0 | 0 | 0 | 0 | 0 | 0 | 0 | 0 | 0 | 0 | 0 | 0 | 0 | 0 | 0 | 0 | 1 | 0 | 0 | 0 | 0 | 0 | 0 | 0 | 0 | 1 | 1 | 0 | 0 | 0 | 0 | 1 | 0 | 0 | 0 | 0 | 0 | 0 | 0 | 0 | 0 | 0 | 0 | 0 | 0 | 1 | 1 | 0
SAN LUIS OBISPO | San Luis Obispo | 115 | 8.3742 | 47 | SAN LUIS OBISPO | CA | 93401 | SUBSTATION | IN SERVICE | SAN LUIS OBISPO | 06079 | USA | 35.2617 | -120.6349 | 221121 | ELECTRIC BULK POWER TRANSMISSION AND CONTROL | California Energy Commission http://www.energy.ca.gov/maps/ | 2015-06-22T00:00:00.000Z | IMAGERY/OTHER | 2015-06-22T00:00:00.000Z | 4 | 115 | 60 | N | Y | 0 | 0 | 0 | 0 | 0 | 0 | 0 | 0 | 0 | 0 | 0 | 0 | 0 | 0 | 0 | 0 | 0 | 0 | 0 | 0 | 0 | 0 | 0 | 0 | 0 | 0 | 0 | 0 | 0 | 0 | 0 | 0 | 0 | 0 | 0 | 0 | 0 | 0 | 0 | 0 | 0 | 0 | 0 | 0 | 0 | 0 | 0 | 0 | 0 | 0 | 0 | 0 | 0 | 0 | 0 | 0 | 0 | 0 | 0 | 0 | 0 | 0 | 0 | 0 | 0 | 0 | 0 | 0 | 0 | 0 | 0 | 0 | 0 | 0 | 0 | 0 | 0 | 0 | 0 | 0 | 0 | 1 | 0 | 0 | 0 | 0 | 0 | 0 | 0 | 0 | 0 | 0 | 0 | 0 | 0 | 0 | 0 | 0 | 0 | 0 | 0 | 0 | 0 | 0 | 0 | 0 | 0
SAN LUIS REY | San Luis Rey | 230 | 9.9841 | 65 | OCEANSIDE | CA | 92054 | SUBSTATION | IN SERVICE | SAN DIEGO | 06073 | USA | 33.2114 | -117.3345 | 221121 | ELECTRIC BULK POWER TRANSMISSION AND CONTROL | California Energy Commission http://www.energy.ca.gov/maps/ | 2015-06-02T00:00:00.000Z | IMAGERY/OTHER | 2015-06-02T00:00:00.000Z | 13 | 230 | 69 | N | N | 0 | 0 | 0 | 0 | 0 | 0 | 0 | 0 | 0 | 0 | 0 | 0 | 0 | 0 | 0 | 0 | 0 | 0 | 0 | 0 | 0 | 0 | 0 | 0 | 0 | 0 | 0 | 0 | 0 | 0 | 0 | 0 | 0 | 0 | 1 | 0 | 1 | 0 | 0 | 0 | 0 | 1 | 0 | 0 | 0 | 0 | 0 | 0 | 0 | 0 | 0 | 0 | 0 | 0 | 0 | 0 | 0 | 0 | 0 | 0 | 0 | 0 | 0 | 0 | 0 | 0 | 0 | 0 | 0 | 0 | 0 | 0 | 0 | 0 | 0 | 0 | 0 | 0 | 0 | 0 | 0 | 0 | 0 | 0 | 0 | 0 | 0 | 0 | 0 | 0 | 0 | 0 | 0 | 0 | 0 | 0 | 0 | 0 | 0 | 0 | 0 | 0 | 0 | 0 | 0 | 0 | 0
SAN ONOFRE | San Onfre | 230 | 23.5859 | 129 | SAN CLEMENTE | CA | 92672 | SUBSTATION | IN SERVICE | SAN DIEGO | 06073 | USA | 33.3694 | -117.5536 | 221121 | ELECTRIC BULK POWER TRANSMISSION AND CONTROL | IMAGERY | 2015-06-02T00:00:00.000Z | IMAGERY/OTHER | 2015-06-02T00:00:00.000Z | 9 | 230 | 230 | N | Y | 0 | 0 | 0 | 0 | 0 | 0 | 0 | 0 | 0 | 0 | 0 | 0 | 0 | 0 | 0 | 0 | 0 | 0 | 0 | 0 | 0 | 0 | 0 | 0 | 0 | 0 | 0 | 0 | 0 | 1 | 0 | 0 | 0 | 0 | 0 | 0 | 0 | 0 | 0 | 0 | 0 | 1 | 1 | 0 | 0 | 0 | 0 | 0 | 0 | 0 | 0 | 0 | 0 | 0 | 0 | 0 | 0 | 0 | 0 | 0 | 0 | 0 | 0 | 0 | 0 | 0 | 0 | 0 | 0 | 0 | 0 | 0 | 0 | 0 | 0 | 0 | 0 | 0 | 0 | 0 | 0 | 0 | 0 | 0 | 0 | 0 | 0 | 0 | 0 | 0 | 0 | 0 | 0 | 0 | 0 | 0 | 0 | 0 | 0 | 0 | 0 | 0 | 0 | 0 | 0 | 0 | 0
SAN PABLO | San Pablo Sub | 115 | 20.6207 | 121 | RICHMOND | CA | 94806 | SUBSTATION | IN SERVICE | CONTRA COSTA | 06013 | USA | 37.9852 | -122.3368 | 221121 | ELECTRIC BULK POWER TRANSMISSION AND CONTROL | California Energy Commission http://www.energy.ca.gov/maps/ | 2015-03-11T00:00:00.000Z | IMAGERY/OTHER | 2015-03-11T00:00:00.000Z | 1 | 115 | 60 | Y | Y | 0 | 0 | 0 | 0 | 0 | 0 | 0 | 0 | 0 | 0 | 0 | 0 | 0 | 0 | 0 | 0 | 0 | 0 | 0 | 0 | 0 | 0 | 0 | 0 | 0 | 0 | 0 | 0 | 0 | 0 | 0 | 0 | 0 | 0 | 0 | 0 | 0 | 0 | 0 | 0 | 0 | 0 | 0 | 0 | 0 | 0 | 0 | 0 | 0 | 0 | 0 | 0 | 0 | 1 | 0 | 0 | 0 | 0 | 0 | 0 | 0 | 0 | 0 | 0 | 0 | 1 | 0 | 0 | 0 | 0 | 0 | 0 | 0 | 0 | 0 | 0 | 0 | 0 | 0 | 0 | 0 | 0 | 0 | 0 | 0 | 0 | 0 | 0 | 0 | 0 | 0 | 0 | 0 | 0 | 0 | 0 | 0 | 0 | 0 | 0 | 0 | 0 | 0 | 0 | 0 | 0 | 0
SAN RAMON | San Ramon | 230 | 23.9013 | 131 | SAN RAMON | CA | 94583 | SUBSTATION | IN SERVICE | CONTRA COSTA | 06013 | USA | 37.7449 | -121.9364 | 221121 | ELECTRIC BULK POWER TRANSMISSION AND CONTROL | California Energy Commission http://www.energy.ca.gov/maps/ | 2015-05-26T00:00:00.000Z | IMAGERY/OTHER | 2015-05-26T00:00:00.000Z | 6 | 230 | 60 | N | Y | 0 | 0 | 0 | 0 | 0 | 0 | 0 | 0 | 0 | 0 | 0 | 0 | 0 | 0 | 0 | 0 | 0 | 0 | 0 | 0 | 0 | 0 | 0 | 0 | 0 | 0 | 0 | 0 | 0 | 0 | 0 | 0 | 0 | 0 | 0 | 0 | 0 | 0 | 0 | 0 | 0 | 0 | 0 | 0 | 1 | 0 | 0 | 0 | 0 | 0 | 0 | 0 | 0 | 0 | 1 | 0 | 1 | 1 | 1 | 0 | 0 | 0 | 1 | 1 | 0 | 0 | 0 | 0 | 0 | 0 | 0 | 0 | 1 | 0 | 0 | 0 | 0 | 0 | 0 | 0 | 0 | 0 | 0 | 0 | 0 | 0 | 0 | 0 | 0 | 0 | 0 | 0 | 0 | 0 | 0 | 0 | 0 | 0 | 0 | 0 | 0 | 0 | 0 | 0 | 0 | 0 | 0
SANDBAR | Sand Bar | 115 | 13.4012 | 84 | LONG BARN | CA | 95335 | SUBSTATION | IN SERVICE | TUOLUMNE | 06109 | USA | 38.1861 | -120.15 | 221121 | ELECTRIC BULK POWER TRANSMISSION AND CONTROL | California Energy Commission http://www.energy.ca.gov/maps/ | 2015-06-15T00:00:00.000Z | IMAGERY/OTHER | 2015-06-15T00:00:00.000Z | 1 | 115 | 115 | N | Y | 0 | 0 | 0 | 0 | 0 | 0 | 0 | 0 | 0 | 0 | 0 | 0 | 0 | 0 | 0 | 0 | 0 | 0 | 0 | 0 | 0 | 0 | 0 | 0 | 0 | 0 | 0 | 0 | 0 | 0 | 0 | 0 | 0 | 0 | 0 | 0 | 0 | 0 | 0 | 0 | 0 | 0 | 0 | 0 | 0 | 0 | 0 | 0 | 0 | 0 | 0 | 0 | 0 | 0 | 0 | 0 | 0 | 0 | 0 | 0 | 0 | 1 | 0 | 0 | 0 | 0 | 0 | 0 | 0 | 0 | 0 | 0 | 0 | 0 | 0 | 0 | 0 | 0 | 0 | 0 | 0 | 0 | 0 | 0 | 0 | 0 | 0 | 0 | 0 | 0 | 0 | 0 | 0 | 0 | 0 | 0 | 0 | 0 | 0 | 0 | 0 | 0 | 0 | 0 | 0 | 0 | 0
SANDLOT | Sandlot | 230 | 20.7069 | 123 | HINKLEY | CA | 92347 | SUBSTATION | IN SERVICE | SAN BERNARDINO | 06071 | USA | 34.9971 | -117.3032 | 221121 | ELECTRIC BULK POWER TRANSMISSION AND CONTROL | California Energy Commission http://www.energy.ca.gov/maps/ | 2015-08-13T00:00:00.000Z | IMAGERY/OTHER | 2015-08-13T00:00:00.000Z | 2 | 66 | 230 | Y | Y | 0 | 0 | 0 | 0 | 0 | 0 | 0 | 0 | 0 | 0 | 0 | 0 | 0 | 0 | 1 | 1 | 1 | 0 | 0 | 0 | 0 | 0 | 0 | 0 | 0 | 0 | 0 | 0 | 0 | 0 | 0 | 0 | 0 | 0 | 0 | 0 | 0 | 0 | 0 | 0 | 0 | 0 | 0 | 0 | 0 | 0 | 0 | 0 | 0 | 0 | 0 | 0 | 0 | 0 | 0 | 0 | 0 | 0 | 0 | 0 | 0 | 0 | 0 | 0 | 0 | 0 | 0 | 0 | 0 | 0 | 0 | 0 | 0 | 0 | 0 | 0 | 0 | 0 | 0 | 0 | 0 | 0 | 0 | 0 | 0 | 0 | 0 | 0 | 0 | 0 | 0 | 0 | 0 | 0 | 0 | 0 | 0 | 0 | 0 | 0 | 0 | 0 | 0 | 0 | 0 | 0 | 0
SANDY VALLEY | Sandy | 115 | 3.8176 | 15 | LAS VEGAS | NV | 89124 | SUBSTATION | IN SERVICE | CLARK | 32003 | USA | 36.0087 | -115.6311 | 221121 | ELECTRIC BULK POWER TRANSMISSION AND CONTROL | California Independent System Operator http://www.caiso.com/Documents/ValleyElectricAssociation_PTO_Application.pdf | 2015-04-28T00:00:00.000Z | IMAGERY/OTHER | 2015-04-28T00:00:00.000Z | 2 | 138 | 138 | N | Y | 0 | 0 | 0 | 0 | 0 | 0 | 0 | 0 | 0 | 0 | 0 | 0 | 0 | 0 | 0 | 0 | 0 | 0 | 0 | 0 | 0 | 0 | 0 | 0 | 0 | 0 | 0 | 1 | 1 | 0 | 0 | 0 | 0 | 0 | 0 | 0 | 0 | 0 | 0 | 0 | 0 | 0 | 0 | 0 | 0 | 0 | 0 | 0 | 0 | 0 | 0 | 0 | 0 | 0 | 0 | 0 | 0 | 0 | 0 | 0 | 0 | 0 | 0 | 0 | 0 | 0 | 0 | 0 | 0 | 0 | 0 | 0 | 0 | 0 | 0 | 0 | 0 | 0 | 0 | 0 | 0 | 0 | 0 | 0 | 0 | 0 | 0 | 0 | 0 | 0 | 0 | 0 | 0 | 0 | 0 | 0 | 0 | 0 | 0 | 0 | 0 | 0 | 0 | 0 | 0 | 0 | 0
SANGER | Sanger | 115 | 31.1025 | 151 | SANGER | CA | 93657 | SUBSTATION | IN SERVICE | FRESNO | 06019 | USA | 36.7073 | -119.6108 | 221121 | ELECTRIC BULK POWER TRANSMISSION AND CONTROL | California Energy Commission http://www.energy.ca.gov/maps/ | 2015-06-15T00:00:00.000Z | IMAGERY/OTHER | 2015-06-15T00:00:00.000Z | 11 | 115 | 60 | N | Y | 0 | 0 | 0 | 0 | 0 | 0 | 0 | 0 | 0 | 0 | 0 | 0 | 0 | 0 | 0 | 0 | 0 | 0 | 0 | 0 | 0 | 0 | 0 | 0 | 0 | 0 | 0 | 0 | 0 | 0 | 0 | 0 | 0 | 0 | 0 | 0 | 0 | 0 | 0 | 0 | 0 | 0 | 0 | 0 | 0 | 0 | 0 | 0 | 0 | 0 | 1 | 0 | 0 | 0 | 0 | 0 | 0 | 0 | 0 | 0 | 0 | 0 | 0 | 0 | 0 | 0 | 0 | 0 | 0 | 0 | 0 | 0 | 0 | 0 | 0 | 1 | 0 | 0 | 0 | 0 | 0 | 0 | 0 | 0 | 1 | 1 | 0 | 1 | 1 | 1 | 1 | 1 | 1 | 0 | 1 | 0 | 0 | 0 | 1 | 0 | 0 | 1 | 0 | 0 | 0 | 0 | 0
SANTA CLARA | Santa Clara | 230 | 9.3051 | 58 | VENTURA | CA | 93060 | SUBSTATION | IN SERVICE | VENTURA | 06111 | USA | 34.3023 | -119.1853 | 221121 | ELECTRIC BULK POWER TRANSMISSION AND CONTROL | Southern California Edison http://preview.tinyurl.com/q9vuye2 | 2015-06-05T00:00:00.000Z | OTHER | 2015-06-05T00:00:00.000Z | 16 | 230 | 66 | N | N | 0 | 0 | 1 | 0 | 1 | 0 | 1 | 0 | 0 | 0 | 0 | 0 | 0 | 0 | 0 | 0 | 0 | 0 | 0 | 0 | 0 | 0 | 0 | 0 | 0 | 0 | 0 | 0 | 1 | 0 | 0 | 0 | 0 | 0 | 0 | 0 | 0 | 0 | 0 | 0 | 0 | 0 | 0 | 0 | 0 | 0 | 0 | 0 | 0 | 0 | 0 | 0 | 0 | 0 | 0 | 0 | 0 | 0 | 0 | 0 | 0 | 0 | 0 | 0 | 0 | 0 | 0 | 0 | 0 | 0 | 0 | 0 | 0 | 0 | 0 | 0 | 0 | 0 | 0 | 0 | 0 | 0 | 0 | 0 | 0 | 0 | 0 | 0 | 0 | 0 | 0 | 0 | 0 | 0 | 0 | 0 | 0 | 0 | 0 | 0 | 0 | 0 | 0 | 0 | 0 | 0 | 0
SANTA FE ENERGY | Santa Fe-Kern River | 115 | 24.5415 | 136 | FELLOWS | CA | 93224 | SUBSTATION | IN SERVICE | KERN | 06029 | USA | 35.1944 | -119.5713 | 221121 | ELECTRIC BULK POWER TRANSMISSION AND CONTROL | California Energy Commission http://www.energy.ca.gov/maps/ | 2015-06-22T00:00:00.000Z | IMAGERY/OTHER | 2015-06-22T00:00:00.000Z | 2 | 115 | -999999 | Y | N | 0 | 0 | 0 | 0 | 0 | 0 | 0 | 0 | 0 | 0 | 0 | 0 | 0 | 0 | 0 | 0 | 0 | 0 | 0 | 0 | 0 | 0 | 0 | 0 | 0 | 0 | 0 | 0 | 0 | 0 | 0 | 0 | 0 | 0 | 0 | 0 | 0 | 0 | 0 | 0 | 0 | 0 | 0 | 0 | 0 | 0 | 0 | 0 | 0 | 0 | 0 | 0 | 0 | 0 | 0 | 0 | 0 | 0 | 0 | 0 | 0 | 0 | 0 | 0 | 0 | 0 | 0 | 0 | 0 | 0 | 0 | 0 | 0 | 0 | 0 | 0 | 0 | 1 | 0 | 0 | 0 | 0 | 1 | 0 | 0 | 0 | 0 | 0 | 0 | 0 | 0 | 0 | 0 | 0 | 0 | 0 | 0 | 0 | 0 | 0 | 0 | 0 | 0 | 0 | 0 | 0 | 0
SANTA ROSA | Santa Rosa | 115 | 24.0266 | 132 | SANTA ROSA | CA | 95401 | SUBSTATION | IN SERVICE | SONOMA | 06097 | USA | 38.4368 | -122.7135 | 221121 | ELECTRIC BULK POWER TRANSMISSION AND CONTROL | California Energy Commission http://www.energy.ca.gov/maps/ | 2015-06-15T00:00:00.000Z | IMAGERY/OTHER | 2015-06-15T00:00:00.000Z | 3 | 115 | 115 | N | Y | 0 | 0 | 0 | 0 | 0 | 0 | 0 | 0 | 0 | 0 | 0 | 0 | 0 | 0 | 0 | 0 | 0 | 0 | 0 | 0 | 0 | 0 | 0 | 0 | 0 | 0 | 0 | 0 | 0 | 0 | 0 | 0 | 0 | 0 | 0 | 0 | 0 | 0 | 0 | 0 | 0 | 0 | 0 | 0 | 0 | 0 | 1 | 0 | 0 | 0 | 0 | 0 | 0 | 0 | 0 | 1 | 0 | 0 | 0 | 0 | 0 | 0 | 0 | 0 | 0 | 0 | 0 | 0 | 0 | 0 | 0 | 0 | 0 | 0 | 0 | 0 | 0 | 0 | 0 | 0 | 0 | 0 | 0 | 0 | 0 | 0 | 0 | 0 | 0 | 0 | 0 | 0 | 0 | 0 | 0 | 0 | 0 | 0 | 0 | 0 | 0 | 0 | 0 | 0 | 0 | 0 | 0
SANTEE (SDGE) | Santee | 115 | 4.7999 | 20 | SANTEE | CA | 92071 | SUBSTATION | IN SERVICE | SAN DIEGO | 06073 | USA | 32.8544 | -116.9684 | 221121 | ELECTRIC BULK POWER TRANSMISSION AND CONTROL | California Energy Commission http://www.energy.ca.gov/maps/ | 2015-06-29T00:00:00.000Z | IMAGERY/OTHER | 2018-03-14T00:00:00.000Z | 3 | 138 | 69 | N | Y | 0 | 0 | 0 | 0 | 0 | 0 | 0 | 0 | 0 | 0 | 0 | 0 | 0 | 0 | 0 | 0 | 0 | 0 | 0 | 0 | 0 | 0 | 0 | 0 | 0 | 0 | 0 | 0 | 0 | 0 | 0 | 0 | 1 | 0 | 0 | 0 | 0 | 0 | 0 | 0 | 0 | 0 | 0 | 0 | 0 | 0 | 0 | 0 | 0 | 0 | 0 | 0 | 0 | 0 | 0 | 0 | 0 | 0 | 0 | 0 | 0 | 0 | 0 | 0 | 0 | 0 | 0 | 0 | 0 | 0 | 0 | 0 | 0 | 0 | 0 | 0 | 0 | 0 | 0 | 0 | 0 | 0 | 0 | 0 | 0 | 0 | 0 | 0 | 0 | 0 | 0 | 0 | 0 | 0 | 0 | 0 | 0 | 0 | 0 | 0 | 0 | 0 | 0 | 0 | 0 | 0 | 0
SANTIAGO | Santiago | 230 | 1.3137 | 4 | IRVINE | CA | 92618 | SUBSTATION | IN SERVICE | ORANGE | 06059 | USA | 33.6647 | -117.768 | 221121 | ELECTRIC BULK POWER TRANSMISSION AND CONTROL | California Energy Commission http://www.energy.ca.gov/maps/ | 2015-06-04T00:00:00.000Z | IMAGERY/OTHER | 2015-06-04T00:00:00.000Z | 8 | 230 | 66 | N | Y | 0 | 0 | 0 | 0 | 0 | 0 | 0 | 0 | 0 | 0 | 0 | 0 | 1 | 0 | 0 | 0 | 0 | 0 | 0 | 0 | 0 | 0 | 0 | 0 | 0 | 0 | 0 | 0 | 0 | 0 | 0 | 0 | 0 | 0 | 0 | 0 | 0 | 0 | 0 | 0 | 0 | 0 | 0 | 0 | 0 | 0 | 0 | 0 | 0 | 0 | 0 | 0 | 0 | 0 | 0 | 0 | 0 | 0 | 0 | 0 | 0 | 0 | 0 | 0 | 0 | 0 | 0 | 0 | 0 | 0 | 0 | 0 | 0 | 0 | 0 | 0 | 0 | 0 | 0 | 0 | 0 | 0 | 0 | 0 | 0 | 0 | 0 | 0 | 0 | 0 | 0 | 0 | 0 | 0 | 0 | 0 | 0 | 0 | 0 | 0 | 0 | 0 | 0 | 0 | 0 | 0 | 0
SARATOGA | Saratoga | 230 | 13.0669 | 82 | SARATOGA | CA | 95070 | SUBSTATION | IN SERVICE | SANTA CLARA | 06085 | USA | 37.2811 | -122.0153 | 221121 | ELECTRIC BULK POWER TRANSMISSION AND CONTROL | California Energy Commission http://www.energy.ca.gov/maps/ | 2015-05-26T00:00:00.000Z | IMAGERY/OTHER | 2015-05-26T00:00:00.000Z | 4 | 230 | 60 | N | Y | 0 | 0 | 0 | 0 | 0 | 0 | 0 | 0 | 0 | 0 | 0 | 0 | 0 | 0 | 0 | 0 | 0 | 0 | 0 | 0 | 0 | 0 | 0 | 0 | 0 | 0 | 0 | 0 | 0 | 0 | 0 | 0 | 0 | 0 | 0 | 0 | 0 | 0 | 0 | 0 | 0 | 0 | 0 | 0 | 0 | 0 | 0 | 0 | 0 | 0 | 0 | 0 | 0 | 0 | 0 | 0 | 1 | 0 | 0 | 1 | 0 | 0 | 0 | 1 | 0 | 0 | 0 | 0 | 0 | 0 | 1 | 0 | 0 | 0 | 0 | 0 | 0 | 0 | 0 | 0 | 0 | 0 | 0 | 0 | 0 | 0 | 0 | 0 | 0 | 0 | 0 | 0 | 0 | 0 | 0 | 0 | 0 | 0 | 0 | 0 | 0 | 0 | 0 | 0 | 0 | 0 | 0
SAUGUS | Saugus | 230 | 1.0673 | 2 | SANTA CLARITA | CA | 91355 | SUBSTATION | IN SERVICE | LOS ANGELES | 06037 | USA | 34.422 | -118.5757 | 221121 | ELECTRIC BULK POWER TRANSMISSION AND CONTROL | California Energy Commission http://www.energy.ca.gov/maps/ | 2015-06-09T00:00:00.000Z | IMAGERY/OTHER | 2015-06-09T00:00:00.000Z | 7 | 230 | 66 | N | Y | 0 | 0 | 0 | 0 | 0 | 0 | 0 | 0 | 0 | 0 | 0 | 0 | 0 | 0 | 0 | 0 | 0 | 0 | 0 | 0 | 0 | 0 | 0 | 0 | 0 | 0 | 0 | 0 | 1 | 0 | 0 | 0 | 0 | 0 | 0 | 0 | 0 | 0 | 0 | 0 | 0 | 0 | 0 | 0 | 0 | 0 | 0 | 0 | 0 | 0 | 0 | 0 | 0 | 0 | 0 | 0 | 0 | 0 | 0 | 0 | 0 | 0 | 0 | 0 | 0 | 0 | 0 | 0 | 0 | 0 | 0 | 0 | 0 | 0 | 0 | 0 | 0 | 0 | 0 | 0 | 0 | 0 | 0 | 0 | 0 | 0 | 0 | 0 | 0 | 0 | 0 | 0 | 0 | 0 | 0 | 0 | 0 | 0 | 0 | 0 | 0 | 0 | 0 | 0 | 0 | 0 | 0
SCHINDLER | Schindler | 115 | 7.9253 | 43 | HURON | CA | 93234 | SUBSTATION | IN SERVICE | FRESNO | 06019 | USA | 36.4021 | -120.1386 | 221121 | ELECTRIC BULK POWER TRANSMISSION AND CONTROL | California Energy Commission http://www.energy.ca.gov/maps/ | 2015-06-18T00:00:00.000Z | IMAGERY/OTHER | 2015-06-18T00:00:00.000Z | 5 | 115 | 60 | Y | Y | 0 | 0 | 0 | 0 | 0 | 0 | 0 | 0 | 0 | 0 | 0 | 0 | 0 | 0 | 0 | 0 | 0 | 0 | 0 | 0 | 0 | 0 | 0 | 0 | 0 | 0 | 0 | 0 | 0 | 0 | 0 | 0 | 0 | 0 | 0 | 0 | 0 | 0 | 0 | 0 | 0 | 0 | 0 | 0 | 0 | 0 | 0 | 0 | 0 | 0 | 0 | 0 | 0 | 0 | 0 | 0 | 0 | 0 | 0 | 0 | 0 | 0 | 0 | 0 | 0 | 0 | 0 | 0 | 0 | 0 | 0 | 0 | 0 | 0 | 0 | 0 | 0 | 0 | 0 | 0 | 0 | 0 | 0 | 0 | 0 | 0 | 0 | 0 | 0 | 0 | 0 | 0 | 0 | 0 | 0 | 0 | 0 | 0 | 0 | 0 | 0 | 0 | 0 | 0 | 0 | 1 | 0
SEMITROPIC | Semitropic | 115 | 48.7102 | 175 | WASCO | CA | 93280 | SUBSTATION | IN SERVICE | KERN | 06029 | USA | 35.6008 | -119.4376 | 221121 | ELECTRIC BULK POWER TRANSMISSION AND CONTROL | California Energy Commission http://www.energy.ca.gov/maps/ | 2015-06-19T00:00:00.000Z | IMAGERY/OTHER | 2015-06-19T00:00:00.000Z | 4 | 115 | 115 | Y | Y | 0 | 0 | 0 | 0 | 0 | 0 | 0 | 0 | 0 | 0 | 0 | 0 | 0 | 0 | 0 | 0 | 0 | 0 | 0 | 0 | 0 | 0 | 0 | 0 | 0 | 0 | 0 | 0 | 0 | 0 | 0 | 0 | 0 | 0 | 0 | 0 | 0 | 0 | 0 | 0 | 0 | 0 | 0 | 0 | 0 | 0 | 0 | 0 | 0 | 0 | 0 | 0 | 0 | 0 | 0 | 0 | 0 | 0 | 0 | 0 | 0 | 0 | 0 | 0 | 0 | 0 | 0 | 0 | 0 | 0 | 0 | 0 | 0 | 0 | 0 | 0 | 1 | 1 | 0 | 0 | 0 | 1 | 1 | 0 | 0 | 0 | 0 | 0 | 0 | 0 | 0 | 0 | 0 | 0 | 0 | 0 | 0 | 0 | 0 | 0 | 0 | 0 | 0 | 0 | 0 | 0 | 0
SERRANO | Serrano | 500 | 1.3137 | 4 | ORANGE | CA | 92867 | SUBSTATION | IN SERVICE | ORANGE | 06059 | USA | 33.8293 | -117.7894 | 221121 | ELECTRIC BULK POWER TRANSMISSION AND CONTROL | California Energy Commission http://www.energy.ca.gov/maps/ | 2015-06-04T00:00:00.000Z | IMAGERY/OTHER | 2015-06-04T00:00:00.000Z | 9 | 500 | 230 | N | Y | 0 | 0 | 0 | 0 | 0 | 0 | 0 | 0 | 0 | 0 | 0 | 0 | 1 | 0 | 0 | 0 | 0 | 0 | 0 | 0 | 0 | 0 | 0 | 0 | 0 | 0 | 0 | 0 | 0 | 0 | 0 | 0 | 0 | 0 | 0 | 0 | 0 | 0 | 0 | 0 | 0 | 0 | 0 | 0 | 0 | 0 | 0 | 0 | 0 | 0 | 0 | 0 | 0 | 0 | 0 | 0 | 0 | 0 | 0 | 0 | 0 | 0 | 0 | 0 | 0 | 0 | 0 | 0 | 0 | 0 | 0 | 0 | 0 | 0 | 0 | 0 | 0 | 0 | 0 | 0 | 0 | 0 | 0 | 0 | 0 | 0 | 0 | 0 | 0 | 0 | 0 | 0 | 0 | 0 | 0 | 0 | 0 | 0 | 0 | 0 | 0 | 0 | 0 | 0 | 0 | 0 | 0
SHADOWRIDGE | Shadowridge | 115 | 4.7999 | 20 | VISTA | CA | 92081 | SUBSTATION | IN SERVICE | SAN DIEGO | 06073 | USA | 33.1415 | -117.2388 | 221121 | ELECTRIC BULK POWER TRANSMISSION AND CONTROL | California Energy Commission http://www.energy.ca.gov/maps/ | 2015-06-29T00:00:00.000Z | IMAGERY/OTHER | 2017-11-27T00:00:00.000Z | 1 | 230 | 230 | Y | Y | 0 | 0 | 0 | 0 | 0 | 0 | 0 | 0 | 0 | 0 | 0 | 0 | 0 | 0 | 0 | 0 | 0 | 0 | 0 | 0 | 0 | 0 | 0 | 0 | 0 | 0 | 0 | 0 | 0 | 0 | 0 | 0 | 1 | 0 | 0 | 0 | 0 | 0 | 0 | 0 | 0 | 0 | 0 | 0 | 0 | 0 | 0 | 0 | 0 | 0 | 0 | 0 | 0 | 0 | 0 | 0 | 0 | 0 | 0 | 0 | 0 | 0 | 0 | 0 | 0 | 0 | 0 | 0 | 0 | 0 | 0 | 0 | 0 | 0 | 0 | 0 | 0 | 0 | 0 | 0 | 0 | 0 | 0 | 0 | 0 | 0 | 0 | 0 | 0 | 0 | 0 | 0 | 0 | 0 | 0 | 0 | 0 | 0 | 0 | 0 | 0 | 0 | 0 | 0 | 0 | 0 | 0
SHAFTER | Shafter | 115 | 8.3111 | 46 | SHAFTER | CA | 93263 | SUBSTATION | IN SERVICE | KERN | 06029 | USA | 35.5139 | -119.3175 | 221121 | ELECTRIC BULK POWER TRANSMISSION AND CONTROL | California Energy Commission http://www.energy.ca.gov/maps/ | 2015-06-19T00:00:00.000Z | IMAGERY/OTHER | 2017-11-27T00:00:00.000Z | 2 | 115 | 115 | Y | Y | 0 | 0 | 0 | 0 | 0 | 0 | 0 | 0 | 0 | 0 | 0 | 0 | 0 | 0 | 0 | 0 | 0 | 0 | 0 | 0 | 0 | 0 | 0 | 0 | 0 | 0 | 0 | 0 | 0 | 0 | 0 | 0 | 0 | 0 | 0 | 0 | 0 | 0 | 0 | 0 | 0 | 0 | 0 | 0 | 0 | 0 | 0 | 0 | 0 | 0 | 0 | 0 | 0 | 0 | 0 | 0 | 0 | 0 | 0 | 0 | 0 | 0 | 0 | 0 | 0 | 0 | 0 | 0 | 0 | 0 | 0 | 0 | 0 | 0 | 1 | 1 | 0 | 0 | 0 | 0 | 0 | 1 | 0 | 0 | 1 | 1 | 0 | 0 | 0 | 0 | 0 | 0 | 0 | 0 | 0 | 0 | 0 | 0 | 0 | 0 | 0 | 0 | 0 | 0 | 0 | 0 | 0
SHILOAH IV | Shiloh II | 230 | 22.3273 | 126 | RIO VISTA | CA | 94571 | SUBSTATION | NOT AVAILABLE | SOLANO | 06095 | USA | 38.1249 | -121.8319 | 221121 | ELECTRIC BULK POWER TRANSMISSION AND CONTROL | CEC | 2016-09-27T00:00:00.000Z | IMAGERY/OTHER | 2016-09-27T00:00:00.000Z | 0 | 230 | -999999 | Y | N | 0 | 0 | 0 | 0 | 0 | 0 | 0 | 0 | 0 | 0 | 0 | 0 | 0 | 0 | 0 | 0 | 0 | 0 | 0 | 0 | 0 | 0 | 0 | 0 | 0 | 0 | 0 | 0 | 0 | 0 | 0 | 0 | 0 | 0 | 0 | 0 | 0 | 0 | 0 | 0 | 0 | 0 | 0 | 0 | 1 | 0 | 0 | 0 | 0 | 0 | 0 | 0 | 0 | 0 | 0 | 0 | 0 | 1 | 1 | 1 | 0 | 0 | 1 | 1 | 0 | 0 | 0 | 0 | 0 | 0 | 0 | 0 | 1 | 1 | 0 | 0 | 0 | 0 | 0 | 0 | 0 | 0 | 0 | 0 | 0 | 0 | 0 | 0 | 0 | 0 | 0 | 0 | 0 | 0 | 0 | 0 | 0 | 0 | 0 | 0 | 0 | 0 | 0 | 0 | 0 | 0 | 0
SHILOH I | Shiloh | 230 | 22.3273 | 126 | RIO VISTA | CA | 94571 | SUBSTATION | NOT AVAILABLE | SOLANO | 06095 | USA | 38.1253 | -121.8323 | 221121 | ELECTRIC BULK POWER TRANSMISSION AND CONTROL | California Energy Commission http://www.energy.ca.gov/maps/ | 2016-09-27T00:00:00.000Z | IMAGERY/OTHER | 2016-09-27T00:00:00.000Z | 0 | 230 | -999999 | Y | N | 0 | 0 | 0 | 0 | 0 | 0 | 0 | 0 | 0 | 0 | 0 | 0 | 0 | 0 | 0 | 0 | 0 | 0 | 0 | 0 | 0 | 0 | 0 | 0 | 0 | 0 | 0 | 0 | 0 | 0 | 0 | 0 | 0 | 0 | 0 | 0 | 0 | 0 | 0 | 0 | 0 | 0 | 0 | 0 | 1 | 0 | 0 | 0 | 0 | 0 | 0 | 0 | 0 | 0 | 0 | 0 | 0 | 1 | 1 | 1 | 0 | 0 | 1 | 1 | 0 | 0 | 0 | 0 | 0 | 0 | 0 | 0 | 1 | 1 | 0 | 0 | 0 | 0 | 0 | 0 | 0 | 0 | 0 | 0 | 0 | 0 | 0 | 0 | 0 | 0 | 0 | 0 | 0 | 0 | 0 | 0 | 0 | 0 | 0 | 0 | 0 | 0 | 0 | 0 | 0 | 0 | 0
SIERRA | Hi-Sierra Co-Gen | 115 | 31.8693 | 152 | BAKERSFIELD | CA | 93308 | SUBSTATION | IN SERVICE | KERN | 06029 | USA | 35.5157 | -119.0407 | 221121 | ELECTRIC BULK POWER TRANSMISSION AND CONTROL | California Energy Commission http://www.energy.ca.gov/maps/ | 2015-06-19T00:00:00.000Z | IMAGERY/OTHER | 2015-06-19T00:00:00.000Z | 1 | 115 | 115 | Y | Y | 0 | 0 | 0 | 0 | 0 | 0 | 0 | 0 | 0 | 0 | 0 | 0 | 0 | 0 | 0 | 0 | 0 | 0 | 0 | 0 | 0 | 0 | 0 | 0 | 0 | 0 | 0 | 0 | 0 | 0 | 0 | 0 | 0 | 0 | 0 | 0 | 0 | 0 | 0 | 0 | 0 | 0 | 0 | 0 | 0 | 0 | 0 | 0 | 0 | 0 | 0 | 0 | 0 | 0 | 0 | 0 | 0 | 0 | 0 | 0 | 0 | 0 | 0 | 0 | 0 | 0 | 0 | 0 | 0 | 0 | 0 | 0 | 0 | 0 | 0 | 0 | 0 | 1 | 0 | 0 | 0 | 1 | 1 | 0 | 0 | 0 | 0 | 0 | 0 | 0 | 0 | 0 | 0 | 0 | 0 | 0 | 0 | 0 | 0 | 0 | 0 | 0 | 0 | 0 | 0 | 0 | 0
SILVERADO | Silverado | 115 | 11.1003 | 70 | ST. HELENA | CA | 94574 | SUBSTATION | IN SERVICE | NAPA | 06055 | USA | 38.4998 | -122.4592 | 221121 | ELECTRIC BULK POWER TRANSMISSION AND CONTROL | California Energy Commission http://www.energy.ca.gov/maps/ | 2015-06-15T00:00:00.000Z | IMAGERY/OTHER | 2015-06-15T00:00:00.000Z | 6 | 115 | 60 | N | Y | 0 | 0 | 0 | 0 | 0 | 0 | 0 | 0 | 0 | 0 | 0 | 0 | 0 | 0 | 0 | 0 | 0 | 0 | 0 | 0 | 0 | 0 | 0 | 0 | 0 | 0 | 0 | 0 | 0 | 0 | 0 | 0 | 0 | 0 | 0 | 0 | 0 | 0 | 0 | 0 | 0 | 0 | 0 | 0 | 0 | 0 | 1 | 0 | 0 | 0 | 0 | 0 | 0 | 0 | 0 | 0 | 0 | 0 | 0 | 0 | 0 | 0 | 0 | 0 | 0 | 0 | 0 | 0 | 0 | 0 | 0 | 0 | 0 | 0 | 0 | 0 | 0 | 0 | 0 | 0 | 0 | 0 | 0 | 0 | 0 | 0 | 0 | 0 | 0 | 0 | 0 | 0 | 0 | 0 | 0 | 0 | 0 | 0 | 0 | 0 | 0 | 0 | 0 | 0 | 0 | 0 | 0
SILVERGATE | Silvergate | 230 | 14.1787 | 89 | SAN DIEGO | CA | 92113 | SUBSTATION | IN SERVICE | SAN DIEGO | 06073 | USA | 32.6946 | -117.1436 | 221121 | ELECTRIC BULK POWER TRANSMISSION AND CONTROL | California Energy Commission http://www.energy.ca.gov/maps/ | 2017-05-24T00:00:00.000Z | IMAGERY/OTHER | 2017-05-24T00:00:00.000Z | 5 | 230 | 69 | Y | Y | 0 | 0 | 0 | 0 | 0 | 0 | 0 | 0 | 0 | 0 | 0 | 0 | 0 | 0 | 0 | 0 | 0 | 0 | 0 | 0 | 0 | 0 | 0 | 0 | 0 | 0 | 0 | 0 | 0 | 0 | 0 | 0 | 1 | 0 | 1 | 0 | 1 | 0 | 0 | 0 | 1 | 0 | 0 | 0 | 0 | 0 | 0 | 0 | 0 | 0 | 0 | 0 | 0 | 0 | 0 | 0 | 0 | 0 | 0 | 0 | 0 | 0 | 0 | 0 | 0 | 0 | 0 | 0 | 0 | 0 | 0 | 0 | 0 | 0 | 0 | 0 | 0 | 0 | 0 | 0 | 0 | 0 | 0 | 0 | 0 | 0 | 0 | 0 | 0 | 0 | 0 | 0 | 0 | 0 | 0 | 0 | 0 | 0 | 0 | 0 | 0 | 0 | 0 | 0 | 0 | 0 | 0
SISQUOC | Sisquoc | 115 | 8.3742 | 47 | SANTA MARIA | CA | 93454 | SUBSTATION | IN SERVICE | SANTA BARBARA | 06083 | USA | 34.8785 | -120.3307 | 221121 | ELECTRIC BULK POWER TRANSMISSION AND CONTROL | California Energy Commission http://www.energy.ca.gov/maps/ | 2015-06-22T00:00:00.000Z | IMAGERY/OTHER | 2015-06-22T00:00:00.000Z | 4 | 115 | 60 | N | Y | 0 | 0 | 0 | 0 | 0 | 0 | 0 | 0 | 0 | 0 | 0 | 0 | 0 | 0 | 0 | 0 | 0 | 0 | 0 | 0 | 0 | 0 | 0 | 0 | 0 | 0 | 0 | 0 | 0 | 0 | 0 | 0 | 0 | 0 | 0 | 0 | 0 | 0 | 0 | 0 | 0 | 0 | 0 | 0 | 0 | 0 | 0 | 0 | 0 | 0 | 0 | 0 | 0 | 0 | 0 | 0 | 0 | 0 | 0 | 0 | 0 | 0 | 0 | 0 | 0 | 0 | 0 | 0 | 0 | 0 | 0 | 0 | 0 | 0 | 0 | 0 | 0 | 0 | 0 | 0 | 0 | 1 | 0 | 0 | 0 | 0 | 0 | 0 | 0 | 0 | 0 | 0 | 0 | 0 | 0 | 0 | 0 | 0 | 0 | 0 | 0 | 0 | 0 | 0 | 0 | 0 | 0
SLOAN CANYON | Sloan Canyon | 230 | 7.7203 | 40 | 0 | 0 | 0 | 0 | 0 | 0 | 0 | 0 | 35.8724 | -115.0217 | 0 | 0 | 0 | 0 | 0 | 0 | 0 | 0 | 0 | 0 | 0 | 0 | 0 | 0 | 0 | 0 | 0 | 0 | 0 | 0 | 0 | 0 | 0 | 0 | 0 | 0 | 0 | 0 | 0 | 0 | 1 | 0 | 1 | 0 | 0 | 0 | 0 | 0 | 1 | 1 | 0 | 0 | 0 | 0 | 0 | 0 | 0 | 0 | 0 | 0 | 0 | 0 | 0 | 0 | 0 | 0 | 0 | 0 | 0 | 0 | 0 | 0 | 0 | 0 | 0 | 0 | 0 | 0 | 0 | 0 | 0 | 0 | 0 | 0 | 0 | 0 | 0 | 0 | 0 | 0 | 0 | 0 | 0 | 0 | 0 | 0 | 0 | 0 | 0 | 0 | 0 | 0 | 0 | 0 | 0 | 0 | 0 | 0 | 0 | 0 | 0 | 0 | 0 | 0 | 0 | 0 | 0 | 0 | 0 | 0 | 0 | 0 | 0 | 0 | 0 | 0 | 0 | 0
SMYRNA | Smyrna | 115 | 19.8937 | 118 | WASCO | CA | 93280 | SUBSTATION | IN SERVICE | KERN | 06029 | USA | 35.7179 | -119.4554 | 221121 | ELECTRIC BULK POWER TRANSMISSION AND CONTROL | California Energy Commission http://www.energy.ca.gov/maps/ | 2015-06-19T00:00:00.000Z | IMAGERY/OTHER | 2015-06-19T00:00:00.000Z | 1 | 115 | 115 | Y | Y | 0 | 0 | 0 | 0 | 0 | 0 | 0 | 0 | 0 | 0 | 0 | 0 | 0 | 0 | 0 | 0 | 0 | 0 | 0 | 0 | 0 | 0 | 0 | 0 | 0 | 0 | 0 | 0 | 0 | 0 | 0 | 0 | 0 | 0 | 0 | 0 | 0 | 0 | 0 | 0 | 0 | 0 | 0 | 0 | 0 | 0 | 0 | 0 | 0 | 0 | 0 | 0 | 0 | 0 | 0 | 0 | 0 | 0 | 0 | 0 | 0 | 0 | 0 | 0 | 0 | 0 | 0 | 0 | 0 | 0 | 0 | 0 | 0 | 0 | 1 | 1 | 1 | 1 | 0 | 0 | 0 | 1 | 1 | 0 | 1 | 1 | 0 | 0 | 0 | 0 | 0 | 0 | 0 | 0 | 0 | 0 | 0 | 0 | 0 | 0 | 0 | 0 | 0 | 0 | 0 | 0 | 0
SOBRANTE | Sobrante | 115 | 20.6207 | 121 | ORINDA | CA | 94563 | SUBSTATION | IN SERVICE | CONTRA COSTA | 06013 | USA | 37.9057 | -122.2085 | 221121 | ELECTRIC BULK POWER TRANSMISSION AND CONTROL | California Energy Commission http://www.energy.ca.gov/maps/ | 2017-05-24T00:00:00.000Z | IMAGERY/OTHER | 2017-05-24T00:00:00.000Z | 13 | 230 | 115 | N | Y | 0 | 0 | 0 | 0 | 0 | 0 | 0 | 0 | 0 | 0 | 0 | 0 | 0 | 0 | 0 | 0 | 0 | 0 | 0 | 0 | 0 | 0 | 0 | 0 | 0 | 0 | 0 | 0 | 0 | 0 | 0 | 0 | 0 | 0 | 0 | 0 | 0 | 0 | 0 | 0 | 0 | 0 | 0 | 0 | 0 | 0 | 0 | 0 | 0 | 0 | 0 | 0 | 0 | 1 | 0 | 0 | 0 | 0 | 0 | 0 | 0 | 0 | 0 | 0 | 0 | 1 | 0 | 0 | 0 | 0 | 0 | 0 | 0 | 0 | 0 | 0 | 0 | 0 | 0 | 0 | 0 | 0 | 0 | 0 | 0 | 0 | 0 | 0 | 0 | 0 | 0 | 0 | 0 | 0 | 0 | 0 | 0 | 0 | 0 | 0 | 0 | 0 | 0 | 0 | 0 | 0 | 0
SOLAR | Solar SS | 230 | 6.639 | 33 | SANTA MARGARITA | CA | 93461 | SUBSTATION | IN SERVICE | SAN LUIS OBISPO | 06079 | USA | 35.3823 | -120.0599 | 221121 | ELECTRIC BULK POWER TRANSMISSION AND CONTROL | California Energy Commission http://www.energy.ca.gov/maps/ | 2015-05-28T00:00:00.000Z | IMAGERY/OTHER | 2015-05-28T00:00:00.000Z | 3 | 230 | 230 | N | Y | 0 | 0 | 0 | 0 | 0 | 0 | 0 | 0 | 0 | 0 | 0 | 0 | 0 | 0 | 0 | 0 | 0 | 0 | 0 | 0 | 0 | 0 | 0 | 0 | 0 | 0 | 0 | 0 | 0 | 0 | 0 | 0 | 0 | 0 | 0 | 0 | 0 | 0 | 0 | 0 | 0 | 0 | 0 | 0 | 0 | 0 | 0 | 0 | 0 | 0 | 0 | 0 | 0 | 0 | 0 | 0 | 0 | 0 | 0 | 0 | 0 | 0 | 0 | 0 | 0 | 0 | 0 | 0 | 0 | 0 | 0 | 0 | 0 | 0 | 1 | 1 | 0 | 0 | 0 | 0 | 0 | 0 | 0 | 0 | 1 | 1 | 0 | 0 | 0 | 0 | 0 | 0 | 0 | 0 | 0 | 0 | 0 | 0 | 0 | 0 | 0 | 0 | 0 | 0 | 1 | 0 | 0
SPRING GAP | Spring Gap | 115 | 13.4012 | 84 | MI WUK VILLAGE | CA | 95346 | SUBSTATION | IN SERVICE | TUOLUMNE | 06109 | USA | 38.1866 | -120.112 | 221121 | ELECTRIC BULK POWER TRANSMISSION AND CONTROL | California Energy Commission http://www.energy.ca.gov/maps/ | 2015-06-15T00:00:00.000Z | IMAGERY/OTHER | 2015-06-15T00:00:00.000Z | 2 | 115 | 115 | N | Y | 0 | 0 | 0 | 0 | 0 | 0 | 0 | 0 | 0 | 0 | 0 | 0 | 0 | 0 | 0 | 0 | 0 | 0 | 0 | 0 | 0 | 0 | 0 | 0 | 0 | 0 | 0 | 0 | 0 | 0 | 0 | 0 | 0 | 0 | 0 | 0 | 0 | 0 | 0 | 0 | 0 | 0 | 0 | 0 | 0 | 0 | 0 | 0 | 0 | 0 | 0 | 0 | 0 | 0 | 0 | 0 | 0 | 0 | 0 | 0 | 0 | 1 | 0 | 0 | 0 | 0 | 0 | 0 | 0 | 0 | 0 | 0 | 0 | 0 | 0 | 0 | 0 | 0 | 0 | 0 | 0 | 0 | 0 | 0 | 0 | 0 | 0 | 0 | 0 | 0 | 0 | 0 | 0 | 0 | 0 | 0 | 0 | 0 | 0 | 0 | 0 | 0 | 0 | 0 | 0 | 0 | 0
SPRINGVILLE | Springville | 230 | 16.2965 | 101 | PORTERVILLE | CA | 93257 | SUBSTATION | IN SERVICE | TULARE | 06107 | USA | 36.108 | -118.9381 | 221121 | ELECTRIC BULK POWER TRANSMISSION AND CONTROL | California Energy Commission http://www.energy.ca.gov/maps/ | 2015-05-19T00:00:00.000Z | IMAGERY/OTHER | 2015-05-19T00:00:00.000Z | 8 | 287 | 66 | N | Y | 1 | 0 | 1 | 0 | 0 | 1 | 1 | 1 | 0 | 0 | 0 | 0 | 0 | 0 | 0 | 0 | 0 | 0 | 0 | 0 | 0 | 0 | 0 | 0 | 0 | 0 | 0 | 0 | 1 | 0 | 0 | 0 | 0 | 0 | 0 | 0 | 0 | 0 | 0 | 0 | 0 | 0 | 0 | 0 | 0 | 0 | 0 | 0 | 0 | 0 | 0 | 0 | 0 | 0 | 0 | 0 | 0 | 0 | 0 | 0 | 0 | 0 | 0 | 0 | 0 | 0 | 0 | 0 | 0 | 0 | 0 | 0 | 0 | 0 | 0 | 0 | 0 | 0 | 0 | 0 | 0 | 0 | 0 | 0 | 0 | 0 | 0 | 0 | 0 | 0 | 0 | 0 | 0 | 0 | 0 | 0 | 0 | 0 | 0 | 0 | 0 | 0 | 0 | 0 | 0 | 0 | 0
STAGG | Stagg | 230 | 17.0085 | 105 | STOCKTON | CA | 95219 | SUBSTATION | IN SERVICE | SAN JOAQUIN | 06077 | USA | 37.9922 | -121.3485 | 221121 | ELECTRIC BULK POWER TRANSMISSION AND CONTROL | California Energy Commission http://www.energy.ca.gov/maps/ | 2017-05-24T00:00:00.000Z | IMAGERY/OTHER | 2017-05-24T00:00:00.000Z | 8 | 230 | 60 | N | Y | 0 | 0 | 0 | 0 | 0 | 0 | 0 | 0 | 0 | 0 | 0 | 0 | 0 | 0 | 0 | 0 | 0 | 0 | 0 | 0 | 0 | 0 | 0 | 0 | 0 | 0 | 0 | 0 | 0 | 0 | 0 | 0 | 0 | 0 | 0 | 0 | 0 | 0 | 0 | 0 | 0 | 0 | 0 | 0 | 1 | 0 | 0 | 0 | 0 | 0 | 1 | 0 | 0 | 0 | 0 | 0 | 0 | 0 | 0 | 0 | 0 | 0 | 0 | 1 | 1 | 0 | 0 | 0 | 0 | 0 | 0 | 0 | 1 | 0 | 0 | 0 | 0 | 0 | 0 | 0 | 0 | 0 | 0 | 0 | 0 | 0 | 0 | 0 | 0 | 0 | 1 | 0 | 0 | 0 | 0 | 0 | 0 | 0 | 0 | 0 | 0 | 0 | 0 | 0 | 0 | 0 | 0
STANISLAUS | Stanislaus PH | 115 | 13.4012 | 84 | COLUMBIA | CA | 95346 | SUBSTATION | IN SERVICE | TUOLUMNE | 06109 | USA | 38.1378 | -120.3702 | 221121 | ELECTRIC BULK POWER TRANSMISSION AND CONTROL | California Energy Commission http://www.energy.ca.gov/maps/ | 2015-06-15T00:00:00.000Z | OTHER | 2015-06-15T00:00:00.000Z | 2 | 115 | 115 | N | Y | 0 | 0 | 0 | 0 | 0 | 0 | 0 | 0 | 0 | 0 | 0 | 0 | 0 | 0 | 0 | 0 | 0 | 0 | 0 | 0 | 0 | 0 | 0 | 0 | 0 | 0 | 0 | 0 | 0 | 0 | 0 | 0 | 0 | 0 | 0 | 0 | 0 | 0 | 0 | 0 | 0 | 0 | 0 | 0 | 0 | 0 | 0 | 0 | 0 | 0 | 0 | 0 | 0 | 0 | 0 | 0 | 0 | 0 | 0 | 0 | 0 | 1 | 0 | 0 | 0 | 0 | 0 | 0 | 0 | 0 | 0 | 0 | 0 | 0 | 0 | 0 | 0 | 0 | 0 | 0 | 0 | 0 | 0 | 0 | 0 | 0 | 0 | 0 | 0 | 0 | 0 | 0 | 0 | 0 | 0 | 0 | 0 | 0 | 0 | 0 | 0 | 0 | 0 | 0 | 0 | 0 | 0
STOCKDALE | Stockdale | 115 | 37.895 | 160 | BAKERSFIELD | CA | 93313 | SUBSTATION | NOT AVAILABLE | KERN | 06029 | USA | 35.3171 | -119.0677 | 221121 | ELECTRIC BULK POWER TRANSMISSION AND CONTROL | California Energy Commission http://www.energy.ca.gov/maps/ | 2015-06-22T00:00:00.000Z | IMAGERY/OTHER | 2015-06-22T00:00:00.000Z | 4 | 230 | 115 | Y | Y | 0 | 0 | 0 | 0 | 0 | 0 | 0 | 0 | 0 | 0 | 0 | 0 | 0 | 0 | 0 | 0 | 0 | 0 | 0 | 0 | 0 | 0 | 0 | 0 | 0 | 0 | 0 | 0 | 0 | 0 | 0 | 0 | 0 | 0 | 0 | 0 | 0 | 0 | 0 | 0 | 0 | 0 | 0 | 0 | 0 | 0 | 0 | 0 | 0 | 0 | 0 | 0 | 0 | 0 | 0 | 0 | 0 | 0 | 0 | 0 | 0 | 0 | 0 | 0 | 0 | 0 | 0 | 0 | 0 | 0 | 0 | 0 | 0 | 0 | 0 | 0 | 0 | 0 | 0 | 0 | 1 | 0 | 0 | 0 | 0 | 0 | 0 | 0 | 0 | 0 | 0 | 0 | 0 | 0 | 0 | 0 | 0 | 0 | 0 | 0 | 0 | 0 | 0 | 0 | 0 | 0 | 0
STONY POINT | Stoney Pt | 115 | 24.0266 | 132 | SANTA ROSA | CA | 95407 | SUBSTATION | IN SERVICE | SONOMA | 06097 | USA | 38.37 | -122.7641 | 221121 | ELECTRIC BULK POWER TRANSMISSION AND CONTROL | California Energy Commission http://www.energy.ca.gov/maps/ | 2015-06-15T00:00:00.000Z | IMAGERY/OTHER | 2015-06-15T00:00:00.000Z | 1 | 115 | 115 | N | Y | 0 | 0 | 0 | 0 | 0 | 0 | 0 | 0 | 0 | 0 | 0 | 0 | 0 | 0 | 0 | 0 | 0 | 0 | 0 | 0 | 0 | 0 | 0 | 0 | 0 | 0 | 0 | 0 | 0 | 0 | 0 | 0 | 0 | 0 | 0 | 0 | 0 | 0 | 0 | 0 | 0 | 0 | 0 | 0 | 0 | 0 | 1 | 0 | 0 | 0 | 0 | 0 | 0 | 0 | 0 | 1 | 0 | 0 | 0 | 0 | 0 | 0 | 0 | 0 | 0 | 0 | 0 | 0 | 0 | 0 | 0 | 0 | 0 | 0 | 0 | 0 | 0 | 0 | 0 | 0 | 0 | 0 | 0 | 0 | 0 | 0 | 0 | 0 | 0 | 0 | 0 | 0 | 0 | 0 | 0 | 0 | 0 | 0 | 0 | 0 | 0 | 0 | 0 | 0 | 0 | 0 | 0
STOREY | Storey | 230 | 38.4985 | 162 | MADERA | CA | 93638 | SUBSTATION | NOT AVAILABLE | MADERA | 06039 | USA | 36.9831 | -120.0335 | 221121 | ELECTRIC BULK POWER TRANSMISSION AND CONTROL | California Energy Commission http://www.energy.ca.gov/maps/ | 2015-06-15T00:00:00.000Z | IMAGERY/OTHER | 2017-11-27T00:00:00.000Z | 0 | 230 | -999999 | Y | N | 0 | 0 | 0 | 0 | 0 | 0 | 0 | 0 | 0 | 0 | 0 | 0 | 0 | 0 | 0 | 0 | 0 | 0 | 0 | 0 | 0 | 0 | 0 | 0 | 0 | 0 | 0 | 0 | 0 | 0 | 0 | 0 | 0 | 0 | 0 | 0 | 0 | 0 | 0 | 0 | 0 | 0 | 0 | 0 | 0 | 0 | 0 | 0 | 0 | 0 | 1 | 0 | 0 | 0 | 0 | 0 | 0 | 0 | 0 | 0 | 0 | 0 | 0 | 0 | 0 | 0 | 0 | 0 | 0 | 0 | 0 | 0 | 0 | 0 | 0 | 1 | 0 | 0 | 0 | 0 | 0 | 0 | 0 | 0 | 1 | 1 | 0 | 1 | 1 | 1 | 1 | 1 | 1 | 1 | 1 | 0 | 0 | 1 | 1 | 0 | 0 | 1 | 0 | 0 | 0 | 0 | 0
SUNCREST | Suncrest | 230 | 11.2251 | 71 | ALPINE | CA | 91901 | SUBSTATION | IN SERVICE | SAN DIEGO | 06073 | USA | 32.8084 | -116.6833 | 221121 | ELECTRIC BULK POWER TRANSMISSION AND CONTROL | Western Electricity Coordinating Council | 2015-05-05T00:00:00.000Z | IMAGERY/OTHER | 2015-05-05T00:00:00.000Z | 4 | 500 | 230 | N | Y | 0 | 0 | 0 | 0 | 0 | 0 | 0 | 0 | 0 | 0 | 0 | 0 | 0 | 0 | 0 | 0 | 0 | 0 | 0 | 1 | 0 | 0 | 0 | 0 | 0 | 0 | 0 | 0 | 0 | 0 | 1 | 0 | 0 | 0 | 1 | 0 | 1 | 0 | 0 | 0 | 0 | 0 | 0 | 0 | 0 | 0 | 0 | 0 | 0 | 0 | 0 | 0 | 0 | 0 | 0 | 0 | 0 | 0 | 0 | 0 | 0 | 0 | 0 | 0 | 0 | 0 | 0 | 0 | 0 | 0 | 0 | 0 | 0 | 0 | 0 | 0 | 0 | 0 | 0 | 0 | 0 | 0 | 0 | 0 | 0 | 0 | 0 | 0 | 0 | 0 | 0 | 0 | 0 | 0 | 0 | 0 | 0 | 0 | 0 | 0 | 0 | 0 | 0 | 0 | 0 | 0 | 0
SUNRISE POWER | Sunrise | 230 | 6.639 | 33 | FELLOWS | CA | 93224 | SUBSTATION | IN SERVICE | KERN | 06029 | USA | 35.2103 | -119.5827 | 221121 | ELECTRIC BULK POWER TRANSMISSION AND CONTROL | California Energy Commission http://www.energy.ca.gov/maps/ | 2015-06-22T00:00:00.000Z | IMAGERY/OTHER | 2015-06-22T00:00:00.000Z | 1 | 115 | 115 | Y | Y | 0 | 0 | 0 | 0 | 0 | 0 | 0 | 0 | 0 | 0 | 0 | 0 | 0 | 0 | 0 | 0 | 0 | 0 | 0 | 0 | 0 | 0 | 0 | 0 | 0 | 0 | 0 | 0 | 0 | 0 | 0 | 0 | 0 | 0 | 0 | 0 | 0 | 0 | 0 | 0 | 0 | 0 | 0 | 0 | 0 | 0 | 0 | 0 | 0 | 0 | 0 | 0 | 0 | 0 | 0 | 0 | 0 | 0 | 0 | 0 | 0 | 0 | 0 | 0 | 0 | 0 | 0 | 0 | 0 | 0 | 0 | 0 | 0 | 0 | 1 | 1 | 0 | 0 | 0 | 0 | 0 | 0 | 0 | 0 | 1 | 1 | 0 | 0 | 0 | 0 | 0 | 0 | 0 | 0 | 0 | 0 | 0 | 0 | 0 | 0 | 0 | 0 | 0 | 0 | 1 | 0 | 0
SUNSET (PGE) | Sunset | 230 | 6.639 | 33 | FELLOWS | CA | 93224 | SUBSTATION | IN SERVICE | KERN | 06029 | USA | 35.2273 | -119.6309 | 221121 | ELECTRIC BULK POWER TRANSMISSION AND CONTROL | California Energy Commission http://www.energy.ca.gov/maps/ | 2015-05-28T00:00:00.000Z | IMAGERY/OTHER | 2015-05-28T00:00:00.000Z | 2 | 230 | -999999 | N | N | 0 | 0 | 0 | 0 | 0 | 0 | 0 | 0 | 0 | 0 | 0 | 0 | 0 | 0 | 0 | 0 | 0 | 0 | 0 | 0 | 0 | 0 | 0 | 0 | 0 | 0 | 0 | 0 | 0 | 0 | 0 | 0 | 0 | 0 | 0 | 0 | 0 | 0 | 0 | 0 | 0 | 0 | 0 | 0 | 0 | 0 | 0 | 0 | 0 | 0 | 0 | 0 | 0 | 0 | 0 | 0 | 0 | 0 | 0 | 0 | 0 | 0 | 0 | 0 | 0 | 0 | 0 | 0 | 0 | 0 | 0 | 0 | 0 | 0 | 1 | 1 | 0 | 0 | 0 | 0 | 0 | 0 | 0 | 0 | 1 | 1 | 0 | 0 | 0 | 0 | 0 | 0 | 0 | 0 | 0 | 0 | 0 | 0 | 0 | 0 | 0 | 0 | 0 | 0 | 1 | 0 | 0
SURF | Surf | 115 | 9.2664 | 56 | LOMPOC | CA | 93437 | SUBSTATION | IN SERVICE | SANTA BARBARA | 06083 | USA | 34.6848 | -120.6039 | 221121 | ELECTRIC BULK POWER TRANSMISSION AND CONTROL | California Energy Commission http://www.energy.ca.gov/maps/ | 2015-06-23T00:00:00.000Z | IMAGERY/OTHER | 2017-11-27T00:00:00.000Z | 1 | 115 | 115 | Y | Y | 0 | 0 | 0 | 0 | 0 | 0 | 0 | 0 | 0 | 0 | 0 | 0 | 0 | 0 | 0 | 0 | 0 | 0 | 0 | 0 | 0 | 0 | 0 | 0 | 0 | 0 | 0 | 0 | 0 | 0 | 0 | 0 | 0 | 0 | 0 | 0 | 0 | 0 | 0 | 0 | 0 | 0 | 0 | 0 | 0 | 0 | 0 | 0 | 0 | 0 | 0 | 0 | 0 | 0 | 0 | 0 | 0 | 0 | 0 | 0 | 0 | 0 | 0 | 0 | 0 | 0 | 0 | 0 | 0 | 0 | 0 | 0 | 0 | 0 | 1 | 1 | 0 | 0 | 0 | 0 | 0 | 1 | 0 | 0 | 1 | 1 | 0 | 0 | 0 | 0 | 0 | 0 | 0 | 0 | 0 | 0 | 0 | 0 | 0 | 0 | 0 | 0 | 0 | 0 | 1 | 0 | 0
SYCAMORE CANYON | Sycamore Canyon | 115 | 20.072 | 119 | SAN DIEGO | CA | 92071 | SUBSTATION | IN SERVICE | SAN DIEGO | 06073 | USA | 32.9176 | -117.0307 | 221121 | ELECTRIC BULK POWER TRANSMISSION AND CONTROL | California Energy Commission http://www.energy.ca.gov/maps/ | 2015-06-01T00:00:00.000Z | IMAGERY/OTHER | 2015-06-01T00:00:00.000Z | 13 | 230 | 69 | N | Y | 0 | 0 | 0 | 0 | 0 | 0 | 0 | 0 | 0 | 0 | 0 | 0 | 0 | 0 | 0 | 0 | 0 | 0 | 0 | 0 | 0 | 0 | 0 | 0 | 0 | 0 | 0 | 0 | 0 | 0 | 1 | 0 | 1 | 0 | 0 | 0 | 0 | 0 | 0 | 0 | 0 | 1 | 0 | 0 | 0 | 0 | 0 | 0 | 0 | 0 | 0 | 0 | 0 | 0 | 0 | 0 | 0 | 0 | 0 | 0 | 0 | 0 | 0 | 0 | 0 | 0 | 0 | 0 | 0 | 0 | 0 | 0 | 0 | 0 | 0 | 0 | 0 | 0 | 0 | 0 | 0 | 0 | 0 | 0 | 0 | 0 | 0 | 0 | 0 | 0 | 0 | 0 | 0 | 0 | 0 | 0 | 0 | 0 | 0 | 0 | 0 | 0 | 0 | 0 | 0 | 0 | 0
SYLMAR EAST | Sylmar | 230 | 1.0673 | 2 | LOS ANGELES | CA | 91342 | SUBSTATION | IN SERVICE | LOS ANGELES | 06037 | USA | 34.3125 | -118.4811 | 221121 | ELECTRIC BULK POWER TRANSMISSION AND CONTROL | California Energy Commission http://www.energy.ca.gov/maps/ | 2015-06-05T00:00:00.000Z | IMAGERY/OTHER | 2015-06-05T00:00:00.000Z | 1 | 230 | 69 | N | N | 0 | 0 | 0 | 0 | 0 | 0 | 0 | 0 | 0 | 0 | 0 | 0 | 0 | 0 | 0 | 0 | 0 | 0 | 0 | 0 | 0 | 0 | 0 | 0 | 0 | 0 | 0 | 0 | 1 | 0 | 0 | 0 | 0 | 0 | 0 | 0 | 0 | 0 | 0 | 0 | 0 | 0 | 0 | 0 | 0 | 0 | 0 | 0 | 0 | 0 | 0 | 0 | 0 | 0 | 0 | 0 | 0 | 0 | 0 | 0 | 0 | 0 | 0 | 0 | 0 | 0 | 0 | 0 | 0 | 0 | 0 | 0 | 0 | 0 | 0 | 0 | 0 | 0 | 0 | 0 | 0 | 0 | 0 | 0 | 0 | 0 | 0 | 0 | 0 | 0 | 0 | 0 | 0 | 0 | 0 | 0 | 0 | 0 | 0 | 0 | 0 | 0 | 0 | 0 | 0 | 0 | 0
TABLE MT. | Table Mountain | 500 | 5.7579 | 25 | OROVILLE | CA | 95965 | SUBSTATION | IN SERVICE | BUTTE | 06007 | USA | 39.5551 | -121.6448 | 221121 | ELECTRIC BULK POWER TRANSMISSION AND CONTROL | California Energy Commission http://www.energy.ca.gov/maps/ | 2015-05-14T00:00:00.000Z | IMAGERY/OTHER | 2015-05-14T00:00:00.000Z | 13 | 500 | 69 | N | N | 0 | 0 | 0 | 0 | 0 | 0 | 0 | 0 | 0 | 0 | 0 | 0 | 0 | 0 | 0 | 0 | 0 | 0 | 0 | 0 | 0 | 0 | 0 | 0 | 0 | 0 | 0 | 0 | 0 | 0 | 0 | 0 | 0 | 0 | 0 | 0 | 0 | 0 | 0 | 0 | 0 | 0 | 0 | 0 | 1 | 0 | 0 | 0 | 0 | 0 | 1 | 0 | 0 | 0 | 0 | 0 | 0 | 0 | 0 | 0 | 0 | 0 | 0 | 0 | 0 | 0 | 0 | 0 | 0 | 0 | 0 | 0 | 0 | 0 | 0 | 0 | 0 | 0 | 0 | 0 | 0 | 0 | 0 | 0 | 0 | 0 | 0 | 0 | 0 | 0 | 0 | 0 | 0 | 0 | 0 | 0 | 0 | 0 | 0 | 0 | 0 | 0 | 0 | 0 | 0 | 0 | 0
TAFT | Taft | 115 | 15.6217 | 98 | TAFT | CA | 93268 | SUBSTATION | IN SERVICE | KERN | 06029 | USA | 35.136 | -119.482 | 221121 | ELECTRIC BULK POWER TRANSMISSION AND CONTROL | California Energy Commission http://www.energy.ca.gov/maps/ | 2015-06-22T00:00:00.000Z | IMAGERY/OTHER | 2018-03-14T00:00:00.000Z | 7 | 115 | 70 | N | Y | 0 | 0 | 0 | 0 | 0 | 0 | 0 | 0 | 0 | 0 | 0 | 0 | 0 | 0 | 0 | 0 | 0 | 0 | 0 | 0 | 0 | 0 | 0 | 0 | 0 | 0 | 0 | 0 | 0 | 0 | 0 | 0 | 0 | 0 | 0 | 0 | 0 | 0 | 0 | 0 | 0 | 0 | 0 | 0 | 0 | 0 | 0 | 0 | 0 | 0 | 0 | 0 | 0 | 0 | 0 | 0 | 0 | 0 | 0 | 0 | 0 | 0 | 0 | 0 | 0 | 0 | 0 | 0 | 0 | 0 | 0 | 0 | 0 | 0 | 1 | 1 | 0 | 1 | 0 | 1 | 0 | 1 | 0 | 0 | 1 | 1 | 0 | 0 | 0 | 0 | 0 | 0 | 0 | 0 | 0 | 0 | 0 | 0 | 0 | 0 | 0 | 0 | 0 | 0 | 0 | 0 | 0
TALEGA | Talega | 230 | 23.5859 | 129 | CAMP PENDLETON | CA | 92672 | SUBSTATION | IN SERVICE | SAN DIEGO | 06073 | USA | 33.4531 | -117.5715 | 221121 | ELECTRIC BULK POWER TRANSMISSION AND CONTROL | OpenStreetMap | 2015-06-22T00:00:00.000Z | IMAGERY/OTHER | 2015-06-22T00:00:00.000Z | 6 | 230 | 69 | N | N | 0 | 0 | 0 | 0 | 0 | 0 | 0 | 0 | 0 | 0 | 0 | 0 | 0 | 0 | 0 | 0 | 0 | 0 | 0 | 0 | 0 | 0 | 0 | 0 | 0 | 0 | 0 | 0 | 0 | 1 | 0 | 0 | 0 | 0 | 0 | 0 | 0 | 0 | 0 | 0 | 0 | 1 | 1 | 0 | 0 | 0 | 0 | 0 | 0 | 0 | 0 | 0 | 0 | 0 | 0 | 0 | 0 | 0 | 0 | 0 | 0 | 0 | 0 | 0 | 0 | 0 | 0 | 0 | 0 | 0 | 0 | 0 | 0 | 0 | 0 | 0 | 0 | 0 | 0 | 0 | 0 | 0 | 0 | 0 | 0 | 0 | 0 | 0 | 0 | 0 | 0 | 0 | 0 | 0 | 0 | 0 | 0 | 0 | 0 | 0 | 0 | 0 | 0 | 0 | 0 | 0 | 0
TASSAJARA | Tassajara | 230 | 16.8365 | 104 | BLACKHAWK | CA | 94506 | SUBSTATION | IN SERVICE | CONTRA COSTA | 06013 | USA | 37.8 | -121.9077 | 221121 | ELECTRIC BULK POWER TRANSMISSION AND CONTROL | California Energy Commission http://www.energy.ca.gov/maps/ | 2015-05-04T00:00:00.000Z | IMAGERY/OTHER | 2015-05-04T00:00:00.000Z | 5 | 230 | 60 | N | Y | 0 | 0 | 0 | 0 | 0 | 0 | 0 | 0 | 0 | 0 | 0 | 0 | 0 | 0 | 0 | 0 | 0 | 0 | 0 | 0 | 0 | 0 | 0 | 0 | 0 | 0 | 0 | 0 | 0 | 0 | 0 | 0 | 0 | 0 | 0 | 0 | 0 | 0 | 0 | 0 | 0 | 0 | 0 | 0 | 1 | 0 | 0 | 0 | 0 | 0 | 0 | 0 | 0 | 0 | 0 | 0 | 1 | 1 | 0 | 0 | 0 | 0 | 1 | 1 | 0 | 0 | 0 | 0 | 0 | 0 | 0 | 0 | 1 | 0 | 0 | 0 | 0 | 0 | 0 | 0 | 0 | 0 | 0 | 0 | 0 | 0 | 0 | 0 | 0 | 0 | 0 | 0 | 0 | 0 | 0 | 0 | 0 | 0 | 0 | 0 | 0 | 0 | 0 | 0 | 0 | 0 | 0
TEICHERT | Teichert | 115 | 28.8262 | 145 | TRACY | CA | 95304 | SUBSTATION | NOT AVAILABLE | SAN JOAQUIN | 06077 | USA | 37.6173 | -121.3562 | 221121 | ELECTRIC BULK POWER TRANSMISSION AND CONTROL | California Energy Commission http://www.energy.ca.gov/maps/ | 2015-06-15T00:00:00.000Z | IMAGERY/OTHER | 2015-06-15T00:00:00.000Z | 0 | 115 | -999999 | Y | N | 0 | 0 | 0 | 0 | 0 | 0 | 0 | 0 | 0 | 0 | 0 | 0 | 0 | 0 | 0 | 0 | 0 | 0 | 0 | 0 | 0 | 0 | 0 | 0 | 0 | 0 | 0 | 0 | 0 | 0 | 0 | 0 | 0 | 0 | 0 | 0 | 0 | 0 | 0 | 0 | 0 | 0 | 0 | 0 | 0 | 0 | 0 | 0 | 0 | 0 | 0 | 0 | 0 | 0 | 0 | 0 | 0 | 0 | 0 | 0 | 0 | 1 | 0 | 0 | 0 | 0 | 0 | 1 | 0 | 0 | 0 | 0 | 0 | 0 | 0 | 0 | 0 | 0 | 0 | 0 | 0 | 0 | 0 | 0 | 0 | 0 | 0 | 0 | 0 | 0 | 0 | 0 | 0 | 0 | 0 | 0 | 0 | 0 | 0 | 0 | 0 | 0 | 0 | 0 | 0 | 0 | 0
TEMBLOR | Temblor | 115 | 8.3742 | 47 | MC KITTRICK | CA | 93251 | SUBSTATION | IN SERVICE | KERN | 06029 | USA | 35.3828 | -119.6962 | 221121 | ELECTRIC BULK POWER TRANSMISSION AND CONTROL | California Energy Commission http://www.energy.ca.gov/maps/ | 2015-06-22T00:00:00.000Z | IMAGERY/OTHER | 2015-06-22T00:00:00.000Z | 6 | 115 | -999999 | N | N | 0 | 0 | 0 | 0 | 0 | 0 | 0 | 0 | 0 | 0 | 0 | 0 | 0 | 0 | 0 | 0 | 0 | 0 | 0 | 0 | 0 | 0 | 0 | 0 | 0 | 0 | 0 | 0 | 0 | 0 | 0 | 0 | 0 | 0 | 0 | 0 | 0 | 0 | 0 | 0 | 0 | 0 | 0 | 0 | 0 | 0 | 0 | 0 | 0 | 0 | 0 | 0 | 0 | 0 | 0 | 0 | 0 | 0 | 0 | 0 | 0 | 0 | 0 | 0 | 0 | 0 | 0 | 0 | 0 | 0 | 0 | 0 | 0 | 0 | 0 | 0 | 0 | 0 | 0 | 0 | 0 | 1 | 0 | 0 | 0 | 0 | 0 | 0 | 0 | 0 | 0 | 0 | 0 | 0 | 0 | 0 | 0 | 0 | 0 | 0 | 0 | 0 | 0 | 0 | 0 | 0 | 0
TEMPLETON | Templeton | 230 | 17.5065 | 109 | TEMPLETON | CA | 93465 | SUBSTATION | IN SERVICE | SAN LUIS OBISPO | 06079 | USA | 35.5552 | -120.6804 | 221121 | ELECTRIC BULK POWER TRANSMISSION AND CONTROL | California Energy Commission http://www.energy.ca.gov/maps/ | 2015-06-19T00:00:00.000Z | IMAGERY/OTHER | 2017-11-27T00:00:00.000Z | 1 | 230 | 60 | Y | Y | 0 | 0 | 0 | 0 | 0 | 0 | 0 | 0 | 0 | 0 | 0 | 0 | 0 | 0 | 0 | 0 | 0 | 0 | 0 | 0 | 0 | 0 | 0 | 0 | 0 | 0 | 0 | 0 | 0 | 0 | 0 | 0 | 0 | 0 | 0 | 0 | 0 | 0 | 0 | 0 | 0 | 0 | 0 | 0 | 0 | 0 | 0 | 0 | 0 | 0 | 0 | 0 | 0 | 0 | 0 | 0 | 0 | 0 | 0 | 0 | 0 | 0 | 0 | 0 | 0 | 0 | 0 | 0 | 0 | 0 | 0 | 0 | 0 | 0 | 1 | 1 | 0 | 0 | 0 | 0 | 0 | 0 | 0 | 0 | 1 | 1 | 1 | 0 | 0 | 0 | 1 | 0 | 0 | 0 | 1 | 1 | 0 | 0 | 0 | 0 | 0 | 0 | 0 | 0 | 1 | 0 | 0
TESLA | Tesla | 500 | 2.9171 | 7 | TRACY | CA | 95377 | SUBSTATION | IN SERVICE | ALAMEDA | 06001 | USA | 37.7124 | -121.5649 | 221121 | ELECTRIC BULK POWER TRANSMISSION AND CONTROL | California Energy Commission http://www.energy.ca.gov/maps/ | 2015-06-10T00:00:00.000Z | IMAGERY/OTHER | 2015-06-10T00:00:00.000Z | 26 | 500 | 60 | N | Y | 0 | 0 | 0 | 0 | 0 | 0 | 0 | 0 | 0 | 0 | 0 | 0 | 0 | 0 | 0 | 0 | 0 | 0 | 0 | 0 | 0 | 0 | 0 | 0 | 0 | 0 | 0 | 0 | 0 | 0 | 0 | 0 | 0 | 0 | 0 | 0 | 0 | 0 | 0 | 0 | 0 | 0 | 0 | 0 | 0 | 0 | 0 | 0 | 0 | 0 | 0 | 0 | 0 | 0 | 0 | 0 | 0 | 1 | 0 | 0 | 0 | 0 | 0 | 0 | 0 | 0 | 0 | 0 | 0 | 0 | 0 | 0 | 0 | 0 | 0 | 1 | 0 | 0 | 0 | 0 | 0 | 0 | 0 | 0 | 0 | 0 | 0 | 0 | 0 | 0 | 0 | 0 | 0 | 0 | 0 | 0 | 0 | 0 | 0 | 0 | 0 | 0 | 0 | 0 | 0 | 0 | 0
TEVIS | Tevis | 115 | 12.214 | 79 | BAKERSFIELD | CA | 93311 | SUBSTATION | IN SERVICE | KERN | 06029 | USA | 35.3195 | -119.1289 | 221121 | ELECTRIC BULK POWER TRANSMISSION AND CONTROL | California Energy Commission http://www.energy.ca.gov/maps/ | 2015-06-22T00:00:00.000Z | IMAGERY/OTHER | 2015-06-22T00:00:00.000Z | 1 | 66 | 70 | Y | Y | 0 | 0 | 0 | 0 | 0 | 0 | 0 | 0 | 0 | 0 | 0 | 0 | 0 | 0 | 0 | 0 | 0 | 0 | 0 | 0 | 0 | 0 | 0 | 0 | 0 | 0 | 0 | 0 | 0 | 0 | 0 | 0 | 0 | 0 | 0 | 0 | 0 | 0 | 0 | 0 | 0 | 0 | 0 | 0 | 0 | 0 | 0 | 0 | 0 | 0 | 0 | 0 | 0 | 0 | 0 | 0 | 0 | 0 | 0 | 0 | 0 | 0 | 0 | 0 | 0 | 0 | 0 | 0 | 0 | 0 | 0 | 0 | 0 | 0 | 0 | 1 | 0 | 1 | 0 | 0 | 1 | 0 | 1 | 0 | 1 | 1 | 0 | 0 | 0 | 0 | 0 | 0 | 0 | 0 | 0 | 0 | 0 | 0 | 0 | 0 | 0 | 0 | 0 | 0 | 0 | 0 | 0
THERMALITO | Thermalito 1-4 | 230 | 6.8795 | 35 | OROVILLE | CA | 95965 | SUBSTATION | IN SERVICE | BUTTE | 06007 | USA | 39.5142 | -121.6324 | 221121 | ELECTRIC BULK POWER TRANSMISSION AND CONTROL | California Energy Commission http://www.energy.ca.gov/maps/ | 2015-06-16T00:00:00.000Z | IMAGERY/OTHER | 2015-06-16T00:00:00.000Z | 0 | 69 | 69 | Y | Y | 0 | 0 | 0 | 0 | 0 | 0 | 0 | 0 | 0 | 0 | 0 | 0 | 0 | 0 | 0 | 0 | 0 | 0 | 0 | 0 | 0 | 0 | 0 | 0 | 0 | 0 | 0 | 0 | 0 | 0 | 0 | 0 | 0 | 0 | 0 | 0 | 0 | 0 | 0 | 0 | 0 | 0 | 0 | 0 | 1 | 0 | 0 | 0 | 0 | 1 | 0 | 0 | 0 | 0 | 0 | 0 | 0 | 0 | 0 | 0 | 0 | 0 | 0 | 0 | 0 | 0 | 0 | 0 | 0 | 0 | 0 | 0 | 0 | 0 | 0 | 0 | 0 | 0 | 0 | 0 | 0 | 0 | 0 | 0 | 0 | 0 | 0 | 0 | 0 | 0 | 0 | 0 | 0 | 0 | 0 | 0 | 0 | 0 | 0 | 0 | 0 | 0 | 0 | 0 | 0 | 0 | 0
THOUSANDAIRE | Thousandaire | 115 | 3.8176 | 15 | PAHRUMP | NV | 89061 | SUBSTATION | IN SERVICE | NYE | 32023 | USA | 36.1324 | -115.9494 | 221121 | ELECTRIC BULK POWER TRANSMISSION AND CONTROL | California Independent System Operator http://www.caiso.com/Documents/ValleyElectricAssociation_PTO_Application.pdf | 2015-04-28T00:00:00.000Z | IMAGERY/OTHER | 2015-04-28T00:00:00.000Z | 2 | 138 | 138 | N | Y | 0 | 0 | 0 | 0 | 0 | 0 | 0 | 0 | 0 | 0 | 0 | 0 | 0 | 0 | 0 | 0 | 0 | 0 | 0 | 0 | 0 | 0 | 0 | 0 | 0 | 0 | 0 | 1 | 1 | 0 | 0 | 0 | 0 | 0 | 0 | 0 | 0 | 0 | 0 | 0 | 0 | 0 | 0 | 0 | 0 | 0 | 0 | 0 | 0 | 0 | 0 | 0 | 0 | 0 | 0 | 0 | 0 | 0 | 0 | 0 | 0 | 0 | 0 | 0 | 0 | 0 | 0 | 0 | 0 | 0 | 0 | 0 | 0 | 0 | 0 | 0 | 0 | 0 | 0 | 0 | 0 | 0 | 0 | 0 | 0 | 0 | 0 | 0 | 0 | 0 | 0 | 0 | 0 | 0 | 0 | 0 | 0 | 0 | 0 | 0 | 0 | 0 | 0 | 0 | 0 | 0 | 0
TOPAZ | Topaz | 230 | 6.639 | 33 | REDONDO BEACH | CA | 90277 | SUBSTATION | IN SERVICE | LOS ANGELES | 06037 | USA | 33.8277 | -118.3766 | 221121 | ELECTRIC BULK POWER TRANSMISSION AND CONTROL | California Energy Commission http://www.energy.ca.gov/maps/ | 2015-06-23T00:00:00.000Z | IMAGERY/OTHER | 2015-06-23T00:00:00.000Z | 2 | 66 | 66 | Y | Y | 0 | 0 | 0 | 0 | 0 | 0 | 0 | 0 | 0 | 0 | 0 | 0 | 0 | 0 | 0 | 0 | 0 | 0 | 0 | 0 | 0 | 0 | 0 | 0 | 0 | 0 | 0 | 0 | 0 | 0 | 0 | 0 | 0 | 0 | 0 | 0 | 0 | 0 | 0 | 0 | 0 | 0 | 0 | 0 | 0 | 0 | 0 | 0 | 0 | 0 | 0 | 0 | 0 | 0 | 0 | 0 | 0 | 0 | 0 | 0 | 0 | 0 | 0 | 0 | 0 | 0 | 0 | 0 | 0 | 0 | 0 | 0 | 0 | 0 | 1 | 1 | 0 | 0 | 0 | 0 | 0 | 0 | 0 | 0 | 1 | 1 | 0 | 0 | 0 | 0 | 0 | 0 | 0 | 0 | 0 | 0 | 0 | 0 | 0 | 0 | 0 | 0 | 0 | 0 | 1 | 0 | 0
TORTILLA | Tortilla | 115 | 20.7069 | 123 | BARSTOW | CA | 92311 | SUBSTATION | IN SERVICE | SAN BERNARDINO | 06071 | USA | 34.8632 | -117.0309 | 221121 | ELECTRIC BULK POWER TRANSMISSION AND CONTROL | California Energy Commission http://www.energy.ca.gov/maps/ | 2015-06-23T00:00:00.000Z | IMAGERY/OTHER | 2015-06-23T00:00:00.000Z | 4 | 115 | 33 | Y | Y | 0 | 0 | 0 | 0 | 0 | 0 | 0 | 0 | 0 | 0 | 0 | 0 | 0 | 0 | 1 | 1 | 1 | 0 | 0 | 0 | 0 | 0 | 0 | 0 | 0 | 0 | 0 | 0 | 0 | 0 | 0 | 0 | 0 | 0 | 0 | 0 | 0 | 0 | 0 | 0 | 0 | 0 | 0 | 0 | 0 | 0 | 0 | 0 | 0 | 0 | 0 | 0 | 0 | 0 | 0 | 0 | 0 | 0 | 0 | 0 | 0 | 0 | 0 | 0 | 0 | 0 | 0 | 0 | 0 | 0 | 0 | 0 | 0 | 0 | 0 | 0 | 0 | 0 | 0 | 0 | 0 | 0 | 0 | 0 | 0 | 0 | 0 | 0 | 0 | 0 | 0 | 0 | 0 | 0 | 0 | 0 | 0 | 0 | 0 | 0 | 0 | 0 | 0 | 0 | 0 | 0 | 0
TOSCO BYRON PUMPING | TOSCO | 115 | 8.3742 | 47 | BYRON | CA | 94514 | SUBSTATION | NOT AVAILABLE | ALAMEDA | 06001 | USA | 37.7829 | -121.6317 | 221121 | ELECTRIC BULK POWER TRANSMISSION AND CONTROL | California Energy Commission http://www.energy.ca.gov/maps/ | 2015-06-10T00:00:00.000Z | IMAGERY/OTHER | 2015-06-10T00:00:00.000Z | 0 | 66 | -999999 | Y | N | 0 | 0 | 0 | 0 | 0 | 0 | 0 | 0 | 0 | 0 | 0 | 0 | 0 | 0 | 0 | 0 | 0 | 0 | 0 | 0 | 0 | 0 | 0 | 0 | 0 | 0 | 0 | 0 | 0 | 0 | 0 | 0 | 0 | 0 | 0 | 0 | 0 | 0 | 0 | 0 | 0 | 0 | 0 | 0 | 0 | 0 | 0 | 0 | 0 | 0 | 0 | 0 | 0 | 0 | 0 | 0 | 0 | 0 | 0 | 0 | 0 | 0 | 0 | 0 | 0 | 0 | 0 | 0 | 0 | 0 | 0 | 0 | 0 | 0 | 0 | 0 | 0 | 0 | 0 | 0 | 0 | 1 | 0 | 0 | 0 | 0 | 0 | 0 | 0 | 0 | 0 | 0 | 0 | 0 | 0 | 0 | 0 | 0 | 0 | 0 | 0 | 0 | 0 | 0 | 0 | 0 | 0
TRABUCO | Trabuco | 115 | 23.5859 | 129 | LAGUNA NIGUEL | CA | 92677 | SUBSTATION | IN SERVICE | ORANGE | 06059 | USA | 33.5629 | -117.6736 | 221121 | ELECTRIC BULK POWER TRANSMISSION AND CONTROL | California Energy Commission http://www.energy.ca.gov/maps/ | 2015-06-29T00:00:00.000Z | IMAGERY/OTHER | 2018-03-14T00:00:00.000Z | 1 | 138 | 138 | N | Y | 0 | 0 | 0 | 0 | 0 | 0 | 0 | 0 | 0 | 0 | 0 | 0 | 0 | 0 | 0 | 0 | 0 | 0 | 0 | 0 | 0 | 0 | 0 | 0 | 0 | 0 | 0 | 0 | 0 | 1 | 0 | 0 | 0 | 0 | 0 | 0 | 0 | 0 | 0 | 0 | 0 | 1 | 1 | 0 | 0 | 0 | 0 | 0 | 0 | 0 | 0 | 0 | 0 | 0 | 0 | 0 | 0 | 0 | 0 | 0 | 0 | 0 | 0 | 0 | 0 | 0 | 0 | 0 | 0 | 0 | 0 | 0 | 0 | 0 | 0 | 0 | 0 | 0 | 0 | 0 | 0 | 0 | 0 | 0 | 0 | 0 | 0 | 0 | 0 | 0 | 0 | 0 | 0 | 0 | 0 | 0 | 0 | 0 | 0 | 0 | 0 | 0 | 0 | 0 | 0 | 0 | 0
TRACY (PGE) | Tracy | 500 | 1.0027 | 1 | BYRON | CA | 94514 | SUBSTATION | IN SERVICE | ALAMEDA | 06001 | USA | 37.7989 | -121.5791 | 221121 | ELECTRIC BULK POWER TRANSMISSION AND CONTROL | California Energy Commission http://www.energy.ca.gov/maps/ | 2015-06-10T00:00:00.000Z | IMAGERY/OTHER | 2015-06-10T00:00:00.000Z | 15 | 500 | 60 | N | Y | 0 | 0 | 0 | 0 | 0 | 0 | 0 | 0 | 0 | 0 | 0 | 0 | 0 | 0 | 0 | 0 | 0 | 0 | 0 | 0 | 0 | 0 | 0 | 0 | 0 | 0 | 0 | 0 | 0 | 0 | 0 | 0 | 0 | 0 | 0 | 0 | 0 | 0 | 0 | 0 | 0 | 0 | 0 | 0 | 0 | 0 | 0 | 0 | 0 | 0 | 0 | 0 | 0 | 0 | 0 | 0 | 0 | 0 | 0 | 0 | 0 | 0 | 0 | 0 | 0 | 0 | 0 | 0 | 0 | 0 | 0 | 0 | 0 | 0 | 0 | 1 | 0 | 0 | 0 | 0 | 0 | 0 | 0 | 0 | 0 | 0 | 0 | 0 | 0 | 0 | 0 | 0 | 0 | 0 | 0 | 0 | 0 | 0 | 0 | 0 | 0 | 0 | 0 | 0 | 0 | 0 | 0
TRANQUILITY | Tranquility SS | 230 | 42.877 | 168 | 0 | 0 | 0 | 0 | 0 | 0 | 0 | 0 | 36.5896 | -120.4059 | 0 | 0 | 0 | 0 | 0 | 0 | 0 | 0 | 0 | 0 | 0 | 0 | 0 | 0 | 0 | 0 | 0 | 0 | 0 | 0 | 0 | 0 | 0 | 0 | 0 | 0 | 0 | 0 | 0 | 0 | 0 | 0 | 0 | 0 | 0 | 0 | 0 | 0 | 0 | 0 | 0 | 0 | 0 | 0 | 0 | 0 | 0 | 0 | 0 | 0 | 0 | 0 | 0 | 0 | 0 | 0 | 0 | 0 | 0 | 0 | 0 | 1 | 0 | 0 | 0 | 0 | 0 | 0 | 0 | 0 | 0 | 0 | 0 | 0 | 0 | 0 | 0 | 0 | 0 | 0 | 0 | 0 | 0 | 0 | 0 | 0 | 1 | 0 | 0 | 0 | 0 | 0 | 0 | 0 | 0 | 1 | 1 | 0 | 1 | 1 | 1 | 1 | 1 | 1 | 1 | 1 | 0 | 0 | 1 | 1 | 0 | 0 | 1 | 0 | 0 | 0 | 1 | 0
TRES VIAS | Tres Vaqueros Wind | 230 | 11.9882 | 76 | OROVILLE | CA | 95965 | SUBSTATION | IN SERVICE | BUTTE | 06007 | USA | 39.4868 | -121.6881 | 221121 | ELECTRIC BULK POWER TRANSMISSION AND CONTROL | California Energy Commission http://www.energy.ca.gov/maps/ | 2015-06-16T00:00:00.000Z | IMAGERY/OTHER | 2015-06-16T00:00:00.000Z | 1 | 115 | 69 | Y | Y | 0 | 0 | 0 | 0 | 0 | 0 | 0 | 0 | 0 | 0 | 0 | 0 | 0 | 0 | 0 | 0 | 0 | 0 | 0 | 0 | 0 | 0 | 0 | 0 | 0 | 0 | 0 | 0 | 0 | 0 | 0 | 0 | 0 | 0 | 0 | 0 | 0 | 0 | 0 | 0 | 0 | 0 | 0 | 0 | 1 | 0 | 0 | 0 | 0 | 0 | 0 | 0 | 0 | 0 | 0 | 0 | 0 | 1 | 0 | 1 | 0 | 0 | 0 | 1 | 0 | 0 | 0 | 0 | 0 | 0 | 0 | 0 | 1 | 0 | 0 | 0 | 0 | 0 | 0 | 0 | 0 | 0 | 0 | 0 | 0 | 0 | 0 | 0 | 0 | 0 | 0 | 0 | 0 | 0 | 0 | 0 | 0 | 0 | 0 | 0 | 0 | 0 | 0 | 0 | 0 | 0 | 0
TULLOCH | Tulloch PH | 115 | 13.4012 | 84 | COPPEROPOLIS | CA | 95228 | SUBSTATION | IN SERVICE | CALAVERAS | 06009 | USA | 37.8767 | -120.6056 | 221121 | ELECTRIC BULK POWER TRANSMISSION AND CONTROL | California Energy Commission http://www.energy.ca.gov/maps/ | 2015-06-15T00:00:00.000Z | IMAGERY/OTHER | 2015-06-15T00:00:00.000Z | 1 | 115 | 115 | N | Y | 0 | 0 | 0 | 0 | 0 | 0 | 0 | 0 | 0 | 0 | 0 | 0 | 0 | 0 | 0 | 0 | 0 | 0 | 0 | 0 | 0 | 0 | 0 | 0 | 0 | 0 | 0 | 0 | 0 | 0 | 0 | 0 | 0 | 0 | 0 | 0 | 0 | 0 | 0 | 0 | 0 | 0 | 0 | 0 | 0 | 0 | 0 | 0 | 0 | 0 | 0 | 0 | 0 | 0 | 0 | 0 | 0 | 0 | 0 | 0 | 0 | 1 | 0 | 0 | 0 | 0 | 0 | 0 | 0 | 0 | 0 | 0 | 0 | 0 | 0 | 0 | 0 | 0 | 0 | 0 | 0 | 0 | 0 | 0 | 0 | 0 | 0 | 0 | 0 | 0 | 0 | 0 | 0 | 0 | 0 | 0 | 0 | 0 | 0 | 0 | 0 | 0 | 0 | 0 | 0 | 0 | 0
TULUCAY | Tulucay | 230 | 31.093 | 150 | NAPA | CA | 94558 | SUBSTATION | IN SERVICE | NAPA | 06055 | USA | 38.2479 | -122.2679 | 221121 | ELECTRIC BULK POWER TRANSMISSION AND CONTROL | California Energy Commission http://www.energy.ca.gov/maps/ | 2015-05-26T00:00:00.000Z | IMAGERY/OTHER | 2015-05-26T00:00:00.000Z | 4 | 230 | 60 | N | Y | 0 | 0 | 0 | 0 | 0 | 0 | 0 | 0 | 0 | 0 | 0 | 0 | 0 | 0 | 0 | 0 | 0 | 0 | 0 | 0 | 0 | 0 | 0 | 0 | 0 | 0 | 0 | 0 | 0 | 0 | 0 | 0 | 0 | 0 | 0 | 0 | 0 | 0 | 0 | 0 | 0 | 0 | 0 | 1 | 1 | 0 | 0 | 0 | 0 | 0 | 0 | 0 | 0 | 0 | 0 | 1 | 1 | 1 | 1 | 1 | 0 | 0 | 1 | 0 | 0 | 0 | 0 | 0 | 0 | 0 | 0 | 0 | 1 | 1 | 0 | 0 | 0 | 0 | 0 | 0 | 0 | 0 | 0 | 0 | 0 | 0 | 0 | 0 | 0 | 0 | 0 | 0 | 0 | 0 | 0 | 0 | 0 | 0 | 0 | 0 | 0 | 0 | 0 | 0 | 0 | 0 | 0
TUPMAN | Tupman | 115 | 8.3111 | 46 | BAKERSFIELD | CA | 93314 | SUBSTATION | IN SERVICE | KERN | 06029 | USA | 35.3541 | -119.2707 | 221121 | ELECTRIC BULK POWER TRANSMISSION AND CONTROL | California Energy Commission http://www.energy.ca.gov/maps/ | 2015-06-22T00:00:00.000Z | IMAGERY/OTHER | 2015-06-22T00:00:00.000Z | 1 | 115 | 115 | Y | Y | 0 | 0 | 0 | 0 | 0 | 0 | 0 | 0 | 0 | 0 | 0 | 0 | 0 | 0 | 0 | 0 | 0 | 0 | 0 | 0 | 0 | 0 | 0 | 0 | 0 | 0 | 0 | 0 | 0 | 0 | 0 | 0 | 0 | 0 | 0 | 0 | 0 | 0 | 0 | 0 | 0 | 0 | 0 | 0 | 0 | 0 | 0 | 0 | 0 | 0 | 0 | 0 | 0 | 0 | 0 | 0 | 0 | 0 | 0 | 0 | 0 | 0 | 0 | 0 | 0 | 0 | 0 | 0 | 0 | 0 | 0 | 0 | 0 | 0 | 1 | 1 | 0 | 0 | 0 | 0 | 0 | 1 | 0 | 0 | 1 | 1 | 0 | 0 | 0 | 0 | 0 | 0 | 0 | 0 | 0 | 0 | 0 | 0 | 0 | 0 | 0 | 0 | 0 | 0 | 0 | 0 | 0
UC DAVIS | UC Davis | 115 | 55.7158 | 178 | DAVIS | CA | 95620 | SUBSTATION | IN SERVICE | SOLANO | 06095 | USA | 38.5289 | -121.7519 | 221121 | ELECTRIC BULK POWER TRANSMISSION AND CONTROL | California Energy Commission http://www.energy.ca.gov/maps/ | 2015-06-15T00:00:00.000Z | IMAGERY/OTHER | 2015-06-15T00:00:00.000Z | 3 | 115 | 69 | N | Y | 0 | 0 | 0 | 0 | 0 | 0 | 0 | 0 | 0 | 0 | 0 | 0 | 0 | 0 | 0 | 0 | 0 | 0 | 0 | 0 | 0 | 0 | 0 | 0 | 0 | 0 | 0 | 0 | 0 | 0 | 0 | 0 | 0 | 0 | 0 | 0 | 0 | 0 | 0 | 0 | 0 | 0 | 0 | 0 | 0 | 1 | 0 | 1 | 0 | 0 | 0 | 0 | 0 | 0 | 0 | 0 | 0 | 0 | 0 | 0 | 0 | 0 | 0 | 0 | 0 | 0 | 0 | 0 | 0 | 0 | 0 | 0 | 0 | 0 | 0 | 0 | 0 | 0 | 0 | 0 | 0 | 0 | 0 | 0 | 0 | 0 | 0 | 0 | 0 | 0 | 0 | 0 | 0 | 0 | 0 | 0 | 0 | 0 | 0 | 0 | 0 | 0 | 0 | 0 | 0 | 0 | 0
UKIAH | City of Ukiah | 115 | 11.1003 | 70 | UKIAH | CA | 95482 | SUBSTATION | IN SERVICE | MENDOCINO | 06045 | USA | 39.1442 | -123.1981 | 221121 | ELECTRIC BULK POWER TRANSMISSION AND CONTROL | California Energy Commission http://www.energy.ca.gov/maps/ | 2015-06-16T00:00:00.000Z | IMAGERY/OTHER | 2015-06-16T00:00:00.000Z | 1 | 115 | 69 | N | N | 0 | 0 | 0 | 0 | 0 | 0 | 0 | 0 | 0 | 0 | 0 | 0 | 0 | 0 | 0 | 0 | 0 | 0 | 0 | 0 | 0 | 0 | 0 | 0 | 0 | 0 | 0 | 0 | 0 | 0 | 0 | 0 | 0 | 0 | 0 | 0 | 0 | 0 | 0 | 0 | 0 | 0 | 0 | 0 | 0 | 0 | 1 | 0 | 0 | 0 | 0 | 0 | 0 | 0 | 0 | 0 | 0 | 0 | 0 | 0 | 0 | 0 | 0 | 0 | 0 | 0 | 0 | 0 | 0 | 0 | 0 | 0 | 0 | 0 | 0 | 0 | 0 | 0 | 0 | 0 | 0 | 0 | 0 | 0 | 0 | 0 | 0 | 0 | 0 | 0 | 0 | 0 | 0 | 0 | 0 | 0 | 0 | 0 | 0 | 0 | 0 | 0 | 0 | 0 | 0 | 0 | 0
ULTRA POWER | Ultra Power | 115 | 17.7742 | 111 | BAKERSFIELD | CA | 93308 | SUBSTATION | NOT AVAILABLE | KERN | 06029 | USA | 35.5478 | -119.0755 | 221121 | ELECTRIC BULK POWER TRANSMISSION AND CONTROL | California Energy Commission http://www.energy.ca.gov/maps/ | 2015-06-19T00:00:00.000Z | IMAGERY/OTHER | 2015-06-19T00:00:00.000Z | 0 | 115 | -999999 | Y | N | 0 | 0 | 0 | 0 | 0 | 0 | 0 | 0 | 0 | 0 | 0 | 0 | 0 | 0 | 0 | 0 | 0 | 0 | 0 | 0 | 0 | 0 | 0 | 0 | 0 | 0 | 0 | 0 | 0 | 0 | 0 | 0 | 0 | 0 | 0 | 0 | 0 | 0 | 0 | 0 | 0 | 0 | 0 | 0 | 0 | 0 | 0 | 0 | 0 | 0 | 1 | 0 | 0 | 0 | 0 | 0 | 0 | 0 | 0 | 1 | 0 | 1 | 0 | 1 | 0 | 0 | 0 | 0 | 0 | 0 | 0 | 0 | 1 | 0 | 0 | 0 | 0 | 0 | 0 | 0 | 0 | 0 | 0 | 0 | 0 | 0 | 0 | 0 | 0 | 0 | 0 | 0 | 0 | 0 | 0 | 0 | 0 | 0 | 0 | 0 | 0 | 0 | 0 | 0 | 0 | 0 | 0
UNIVERSITY | University Co-Gen | 115 | 8.8076 | 54 | TAFT | CA | 93268 | SUBSTATION | IN SERVICE | KERN | 06029 | USA | 35.1457 | -119.5028 | 221121 | ELECTRIC BULK POWER TRANSMISSION AND CONTROL | California Energy Commission http://www.energy.ca.gov/maps/ | 2015-06-22T00:00:00.000Z | IMAGERY/OTHER | 2015-06-22T00:00:00.000Z | 2 | 115 | 115 | Y | Y | 0 | 0 | 0 | 0 | 0 | 0 | 0 | 0 | 0 | 0 | 0 | 0 | 0 | 0 | 0 | 0 | 0 | 0 | 0 | 0 | 0 | 0 | 0 | 0 | 0 | 0 | 0 | 0 | 0 | 0 | 0 | 0 | 0 | 0 | 0 | 0 | 0 | 0 | 0 | 0 | 0 | 0 | 0 | 0 | 0 | 0 | 0 | 0 | 0 | 0 | 0 | 0 | 0 | 0 | 0 | 0 | 0 | 0 | 0 | 0 | 0 | 0 | 0 | 0 | 0 | 0 | 0 | 0 | 0 | 0 | 0 | 0 | 0 | 0 | 0 | 0 | 0 | 1 | 0 | 0 | 0 | 0 | 0 | 0 | 0 | 0 | 0 | 0 | 0 | 0 | 0 | 0 | 0 | 0 | 0 | 0 | 0 | 0 | 0 | 0 | 0 | 0 | 0 | 0 | 0 | 0 | 0
VACA-DIXON | Vaca Dixon | 500 | 13.4573 | 85 | VACAVILLE | CA | 95688 | SUBSTATION | IN SERVICE | SOLANO | 06095 | USA | 38.401 | -121.9208 | 221121 | ELECTRIC BULK POWER TRANSMISSION AND CONTROL | California Energy Commission http://www.energy.ca.gov/maps/ | 2015-05-05T00:00:00.000Z | IMAGERY/OTHER | 2015-05-05T00:00:00.000Z | 16 | 500 | 60 | N | Y | 0 | 0 | 0 | 0 | 0 | 0 | 0 | 0 | 0 | 0 | 0 | 0 | 0 | 0 | 0 | 0 | 0 | 0 | 0 | 0 | 0 | 0 | 0 | 0 | 0 | 0 | 0 | 0 | 0 | 0 | 0 | 0 | 0 | 0 | 0 | 0 | 0 | 0 | 0 | 0 | 0 | 0 | 0 | 0 | 1 | 0 | 0 | 0 | 0 | 0 | 1 | 0 | 0 | 0 | 0 | 0 | 0 | 0 | 1 | 1 | 0 | 0 | 0 | 0 | 0 | 0 | 0 | 0 | 0 | 0 | 0 | 0 | 0 | 1 | 0 | 1 | 0 | 0 | 0 | 0 | 0 | 0 | 0 | 0 | 0 | 0 | 0 | 0 | 0 | 0 | 0 | 0 | 0 | 0 | 0 | 0 | 0 | 0 | 0 | 0 | 0 | 0 | 0 | 0 | 0 | 0 | 0
VALLEY (SCE) | Valley (SCE) | 500 | 3.2193 | 9 | MENIFEE | CA | 92585 | SUBSTATION | IN SERVICE | RIVERSIDE | 06065 | USA | 33.7389 | -117.1567 | 221121 | ELECTRIC BULK POWER TRANSMISSION AND CONTROL | California Energy Commission http://www.energy.ca.gov/maps/ | 2015-05-06T00:00:00.000Z | IMAGERY/OTHER | 2015-05-06T00:00:00.000Z | 16 | 500 | 115 | N | Y | 0 | 0 | 0 | 0 | 0 | 0 | 0 | 0 | 0 | 0 | 0 | 0 | 0 | 0 | 0 | 0 | 0 | 0 | 0 | 0 | 0 | 0 | 0 | 1 | 0 | 1 | 0 | 0 | 0 | 0 | 0 | 0 | 0 | 0 | 0 | 0 | 0 | 0 | 0 | 0 | 0 | 0 | 0 | 0 | 0 | 0 | 0 | 0 | 0 | 0 | 0 | 0 | 0 | 0 | 0 | 0 | 0 | 0 | 0 | 0 | 0 | 0 | 0 | 0 | 0 | 0 | 0 | 0 | 0 | 0 | 0 | 0 | 0 | 0 | 0 | 0 | 0 | 0 | 0 | 0 | 0 | 0 | 0 | 0 | 0 | 0 | 0 | 0 | 0 | 0 | 0 | 0 | 0 | 0 | 0 | 0 | 0 | 0 | 0 | 0 | 0 | 0 | 0 | 0 | 0 | 0 | 0
VALLEY (VEA) | Valley (VEA) | 115 | 7.9087 | 42 | AMARGOSA VALLEY | NV | 89020 | SUBSTATION | IN SERVICE | NYE | 32023 | USA | 36.5395 | -116.4883 | 221121 | ELECTRIC BULK POWER TRANSMISSION AND CONTROL | California Independent System Operator http://www.caiso.com/Documents/ValleyElectricAssociation_PTO_Application.pdf | 2015-04-28T00:00:00.000Z | IMAGERY/OTHER | 2015-04-28T00:00:00.000Z | 1 | 138 | 138 | N | Y | 0 | 0 | 0 | 0 | 0 | 0 | 0 | 0 | 0 | 0 | 0 | 0 | 0 | 0 | 0 | 0 | 0 | 0 | 0 | 0 | 0 | 0 | 0 | 0 | 0 | 0 | 1 | 1 | 1 | 0 | 0 | 0 | 0 | 0 | 0 | 0 | 0 | 0 | 0 | 0 | 0 | 0 | 0 | 0 | 0 | 0 | 0 | 0 | 0 | 0 | 0 | 0 | 0 | 0 | 0 | 0 | 0 | 0 | 0 | 0 | 0 | 0 | 0 | 0 | 0 | 0 | 0 | 0 | 0 | 0 | 0 | 0 | 0 | 0 | 0 | 0 | 0 | 0 | 0 | 0 | 0 | 0 | 0 | 0 | 0 | 0 | 0 | 0 | 0 | 0 | 0 | 0 | 0 | 0 | 0 | 0 | 0 | 0 | 0 | 0 | 0 | 0 | 0 | 0 | 0 | 0 | 0
VALLEY HOME | Valley Home | 115 | 13.4012 | 84 | OAKDALE | CA | 95361 | SUBSTATION | IN SERVICE | SAN JOAQUIN | 06077 | USA | 37.8564 | -120.9444 | 221121 | ELECTRIC BULK POWER TRANSMISSION AND CONTROL | California Energy Commission http://www.energy.ca.gov/maps/ | 2015-06-15T00:00:00.000Z | IMAGERY/OTHER | 2015-06-15T00:00:00.000Z | 2 | 115 | 115 | N | Y | 0 | 0 | 0 | 0 | 0 | 0 | 0 | 0 | 0 | 0 | 0 | 0 | 0 | 0 | 0 | 0 | 0 | 0 | 0 | 0 | 0 | 0 | 0 | 0 | 0 | 0 | 0 | 0 | 0 | 0 | 0 | 0 | 0 | 0 | 0 | 0 | 0 | 0 | 0 | 0 | 0 | 0 | 0 | 0 | 0 | 0 | 0 | 0 | 0 | 0 | 0 | 0 | 0 | 0 | 0 | 0 | 0 | 0 | 0 | 0 | 0 | 1 | 0 | 0 | 0 | 0 | 0 | 0 | 0 | 0 | 0 | 0 | 0 | 0 | 0 | 0 | 0 | 0 | 0 | 0 | 0 | 0 | 0 | 0 | 0 | 0 | 0 | 0 | 0 | 0 | 0 | 0 | 0 | 0 | 0 | 0 | 0 | 0 | 0 | 0 | 0 | 0 | 0 | 0 | 0 | 0 | 0
VALLEY SWITCH | Valley Switch | 115 | 7.9087 | 42 | AMARGOSA VALLEY | NV | 89020 | SUBSTATION | IN SERVICE | NYE | 32023 | USA | 36.5374 | -116.4001 | 221121 | ELECTRIC BULK POWER TRANSMISSION AND CONTROL | California Independent System Operator http://www.caiso.com/Documents/ValleyElectricAssociation_PTO_Application.pdf | 2015-04-28T00:00:00.000Z | IMAGERY/OTHER | 2015-04-28T00:00:00.000Z | 3 | 138 | 138 | N | Y | 0 | 0 | 0 | 0 | 0 | 0 | 0 | 0 | 0 | 0 | 0 | 0 | 0 | 0 | 0 | 0 | 0 | 0 | 0 | 0 | 0 | 0 | 0 | 0 | 0 | 0 | 1 | 1 | 1 | 0 | 0 | 0 | 0 | 0 | 0 | 0 | 0 | 0 | 0 | 0 | 0 | 0 | 0 | 0 | 0 | 0 | 0 | 0 | 0 | 0 | 0 | 0 | 0 | 0 | 0 | 0 | 0 | 0 | 0 | 0 | 0 | 0 | 0 | 0 | 0 | 0 | 0 | 0 | 0 | 0 | 0 | 0 | 0 | 0 | 0 | 0 | 0 | 0 | 0 | 0 | 0 | 0 | 0 | 0 | 0 | 0 | 0 | 0 | 0 | 0 | 0 | 0 | 0 | 0 | 0 | 0 | 0 | 0 | 0 | 0 | 0 | 0 | 0 | 0 | 0 | 0 | 0
VASCO | Vasco | 230 | 18.0002 | 112 | LIVERMORE | CA | 94551 | SUBSTATION | IN SERVICE | ALAMEDA | 06001 | USA | 37.7112 | -121.7159 | 221121 | ELECTRIC BULK POWER TRANSMISSION AND CONTROL | California Energy Commission http://www.energy.ca.gov/maps/ | 2015-06-10T00:00:00.000Z | IMAGERY/OTHER | 2015-06-10T00:00:00.000Z | 2 | 60 | 60 | N | Y | 0 | 0 | 0 | 0 | 0 | 0 | 0 | 0 | 0 | 0 | 0 | 0 | 0 | 0 | 0 | 0 | 0 | 0 | 0 | 0 | 0 | 0 | 0 | 0 | 0 | 0 | 0 | 0 | 0 | 0 | 0 | 0 | 0 | 0 | 0 | 0 | 0 | 0 | 0 | 0 | 0 | 0 | 0 | 0 | 1 | 0 | 0 | 0 | 0 | 0 | 0 | 0 | 0 | 0 | 0 | 0 | 0 | 1 | 1 | 1 | 0 | 0 | 1 | 1 | 0 | 0 | 0 | 0 | 0 | 0 | 0 | 0 | 1 | 0 | 0 | 0 | 0 | 0 | 0 | 0 | 0 | 0 | 0 | 0 | 0 | 0 | 0 | 0 | 0 | 0 | 0 | 0 | 0 | 0 | 0 | 0 | 0 | 0 | 0 | 0 | 0 | 0 | 0 | 0 | 0 | 0 | 0
VASONA | Vasona | 230 | 10.1865 | 67 | LOS GATOS | CA | 95032 | SUBSTATION | IN SERVICE | SANTA CLARA | 06085 | USA | 37.2539 | -121.9663 | 221121 | ELECTRIC BULK POWER TRANSMISSION AND CONTROL | California Energy Commission http://www.energy.ca.gov/maps/ | 2015-05-26T00:00:00.000Z | IMAGERY/OTHER | 2015-05-26T00:00:00.000Z | 2 | 230 | 230 | N | Y | 0 | 0 | 0 | 0 | 0 | 0 | 0 | 0 | 0 | 0 | 0 | 0 | 0 | 0 | 0 | 0 | 0 | 0 | 0 | 0 | 0 | 0 | 0 | 0 | 0 | 0 | 0 | 0 | 0 | 0 | 0 | 0 | 0 | 0 | 0 | 0 | 0 | 0 | 0 | 0 | 0 | 0 | 0 | 0 | 0 | 0 | 0 | 0 | 0 | 0 | 0 | 0 | 0 | 0 | 0 | 0 | 0 | 1 | 0 | 0 | 0 | 0 | 0 | 1 | 0 | 0 | 0 | 0 | 0 | 0 | 1 | 0 | 0 | 0 | 0 | 0 | 0 | 0 | 0 | 0 | 0 | 0 | 0 | 0 | 0 | 0 | 0 | 0 | 0 | 0 | 0 | 0 | 0 | 0 | 0 | 0 | 0 | 0 | 0 | 0 | 0 | 0 | 0 | 0 | 0 | 0 | 0
VEDDER | Vedder | 115 | 31.8693 | 152 | BAKERSFIELD | CA | 93308 | SUBSTATION | IN SERVICE | KERN | 06029 | USA | 35.5927 | -118.959 | 221121 | ELECTRIC BULK POWER TRANSMISSION AND CONTROL | California Energy Commission http://www.energy.ca.gov/maps/ | 2015-06-19T00:00:00.000Z | IMAGERY/OTHER | 2015-06-19T00:00:00.000Z | 1 | 115 | 115 | Y | Y | 0 | 0 | 0 | 0 | 0 | 0 | 0 | 0 | 0 | 0 | 0 | 0 | 0 | 0 | 0 | 0 | 0 | 0 | 0 | 0 | 0 | 0 | 0 | 0 | 0 | 0 | 0 | 0 | 0 | 0 | 0 | 0 | 0 | 0 | 0 | 0 | 0 | 0 | 0 | 0 | 0 | 0 | 0 | 0 | 0 | 0 | 0 | 0 | 0 | 0 | 0 | 0 | 0 | 0 | 0 | 0 | 0 | 0 | 0 | 0 | 0 | 0 | 0 | 0 | 0 | 0 | 0 | 0 | 0 | 0 | 0 | 0 | 0 | 0 | 0 | 0 | 0 | 1 | 0 | 0 | 0 | 1 | 1 | 0 | 0 | 0 | 0 | 0 | 0 | 0 | 0 | 0 | 0 | 0 | 0 | 0 | 0 | 0 | 0 | 0 | 0 | 0 | 0 | 0 | 0 | 0 | 0
VESTAL | Vestal | 230 | 16.2965 | 101 | DELANO | CA | 93207 | SUBSTATION | IN SERVICE | TULARE | 06107 | USA | 35.8417 | -119.0847 | 221121 | ELECTRIC BULK POWER TRANSMISSION AND CONTROL | California Energy Commission http://www.energy.ca.gov/maps/ | 2015-05-28T00:00:00.000Z | IMAGERY/OTHER | 2015-05-28T00:00:00.000Z | 12 | 230 | 66 | N | Y | 1 | 0 | 1 | 0 | 0 | 1 | 1 | 1 | 0 | 0 | 0 | 0 | 0 | 0 | 0 | 0 | 0 | 0 | 0 | 0 | 0 | 0 | 0 | 0 | 0 | 0 | 0 | 0 | 1 | 0 | 0 | 0 | 0 | 0 | 0 | 0 | 0 | 0 | 0 | 0 | 0 | 0 | 0 | 0 | 0 | 0 | 0 | 0 | 0 | 0 | 0 | 0 | 0 | 0 | 0 | 0 | 0 | 0 | 0 | 0 | 0 | 0 | 0 | 0 | 0 | 0 | 0 | 0 | 0 | 0 | 0 | 0 | 0 | 0 | 0 | 0 | 0 | 0 | 0 | 0 | 0 | 0 | 0 | 0 | 0 | 0 | 0 | 0 | 0 | 0 | 0 | 0 | 0 | 0 | 0 | 0 | 0 | 0 | 0 | 0 | 0 | 0 | 0 | 0 | 0 | 0 | 0
VICTOR | Victor | 230 | 13.5268 | 86 | VICTORVILLE | CA | 92392 | SUBSTATION | IN SERVICE | SAN BERNARDINO | 06071 | USA | 34.5043 | -117.3886 | 221121 | ELECTRIC BULK POWER TRANSMISSION AND CONTROL | California Energy Commission http://www.energy.ca.gov/maps/ | 2015-06-04T00:00:00.000Z | IMAGERY/OTHER | 2015-06-04T00:00:00.000Z | 9 | 230 | 33 | N | Y | 0 | 0 | 0 | 0 | 0 | 0 | 0 | 0 | 0 | 0 | 0 | 0 | 0 | 0 | 0 | 1 | 1 | 0 | 0 | 0 | 0 | 0 | 0 | 0 | 0 | 0 | 0 | 0 | 0 | 0 | 0 | 0 | 0 | 0 | 0 | 0 | 0 | 0 | 0 | 0 | 0 | 0 | 0 | 0 | 0 | 0 | 0 | 0 | 0 | 0 | 0 | 0 | 0 | 0 | 0 | 0 | 0 | 0 | 0 | 0 | 0 | 0 | 0 | 0 | 0 | 0 | 0 | 0 | 0 | 0 | 0 | 0 | 0 | 0 | 0 | 0 | 0 | 0 | 0 | 0 | 0 | 0 | 0 | 0 | 0 | 0 | 0 | 0 | 0 | 0 | 0 | 0 | 0 | 0 | 0 | 0 | 0 | 0 | 0 | 0 | 0 | 0 | 0 | 0 | 0 | 0 | 0
VICTORVILLE (LDWP) | Victorville (LDWP) | 500 | 1.0673 | 2 | VICTORVILLE | CA | 92394 | SUBSTATION | IN SERVICE | SAN BERNARDINO | 06071 | USA | 34.5635 | -117.3222 | 221121 | ELECTRIC BULK POWER TRANSMISSION AND CONTROL | California Energy Commission http://www.energy.ca.gov/maps/ | 2015-06-04T00:00:00.000Z | IMAGERY/OTHER | 2015-06-04T00:00:00.000Z | 11 | 500 | 33 | N | Y | 0 | 0 | 0 | 0 | 0 | 0 | 0 | 0 | 0 | 0 | 0 | 0 | 0 | 0 | 0 | 0 | 0 | 0 | 0 | 0 | 0 | 0 | 0 | 0 | 0 | 0 | 0 | 0 | 1 | 0 | 0 | 0 | 0 | 0 | 0 | 0 | 0 | 0 | 0 | 0 | 0 | 0 | 0 | 0 | 0 | 0 | 0 | 0 | 0 | 0 | 0 | 0 | 0 | 0 | 0 | 0 | 0 | 0 | 0 | 0 | 0 | 0 | 0 | 0 | 0 | 0 | 0 | 0 | 0 | 0 | 0 | 0 | 0 | 0 | 0 | 0 | 0 | 0 | 0 | 0 | 0 | 0 | 0 | 0 | 0 | 0 | 0 | 0 | 0 | 0 | 0 | 0 | 0 | 0 | 0 | 0 | 0 | 0 | 0 | 0 | 0 | 0 | 0 | 0 | 0 | 0 | 0
VIEJO (SCE) | Viejo | 230 | 1.3137 | 4 | LAKE FOREST | CA | 92610 | SUBSTATION | IN SERVICE | ORANGE | 06059 | USA | 33.667 | -117.6424 | 221121 | ELECTRIC BULK POWER TRANSMISSION AND CONTROL | California Energy Commission http://www.energy.ca.gov/maps/ | 2015-06-29T00:00:00.000Z | IMAGERY/OTHER | 2015-06-29T00:00:00.000Z | 2 | 230 | 230 | N | Y | 0 | 0 | 0 | 0 | 0 | 0 | 0 | 0 | 0 | 0 | 0 | 0 | 1 | 0 | 0 | 0 | 0 | 0 | 0 | 0 | 0 | 0 | 0 | 0 | 0 | 0 | 0 | 0 | 0 | 0 | 0 | 0 | 0 | 0 | 0 | 0 | 0 | 0 | 0 | 0 | 0 | 0 | 0 | 0 | 0 | 0 | 0 | 0 | 0 | 0 | 0 | 0 | 0 | 0 | 0 | 0 | 0 | 0 | 0 | 0 | 0 | 0 | 0 | 0 | 0 | 0 | 0 | 0 | 0 | 0 | 0 | 0 | 0 | 0 | 0 | 0 | 0 | 0 | 0 | 0 | 0 | 0 | 0 | 0 | 0 | 0 | 0 | 0 | 0 | 0 | 0 | 0 | 0 | 0 | 0 | 0 | 0 | 0 | 0 | 0 | 0 | 0 | 0 | 0 | 0 | 0 | 0
VIERRA | Vierra | 115 | 24.4786 | 135 | LATHROP | CA | 95330 | SUBSTATION | IN SERVICE | SAN JOAQUIN | 06077 | USA | 37.7979 | -121.2742 | 221121 | ELECTRIC BULK POWER TRANSMISSION AND CONTROL | California Energy Commission http://www.energy.ca.gov/maps/ | 2015-06-15T00:00:00.000Z | IMAGERY/OTHER | 2015-06-15T00:00:00.000Z | 3 | 115 | 115 | N | Y | 0 | 0 | 0 | 0 | 0 | 0 | 0 | 0 | 0 | 0 | 0 | 0 | 0 | 0 | 0 | 0 | 0 | 0 | 0 | 0 | 0 | 0 | 0 | 0 | 0 | 0 | 0 | 0 | 0 | 0 | 0 | 0 | 0 | 0 | 0 | 0 | 0 | 0 | 0 | 0 | 0 | 0 | 0 | 0 | 0 | 0 | 0 | 0 | 0 | 0 | 1 | 0 | 0 | 0 | 0 | 0 | 0 | 0 | 0 | 1 | 0 | 1 | 0 | 1 | 0 | 0 | 0 | 1 | 0 | 0 | 0 | 0 | 1 | 0 | 0 | 0 | 0 | 0 | 0 | 0 | 0 | 0 | 0 | 0 | 0 | 0 | 0 | 0 | 0 | 0 | 0 | 0 | 0 | 0 | 0 | 0 | 0 | 0 | 0 | 0 | 0 | 0 | 0 | 0 | 0 | 0 | 0
VILLA PARK | Villa Park | 230 | 1.3137 | 4 | ORANGE | CA | 92865 | SUBSTATION | IN SERVICE | ORANGE | 06059 | USA | 33.8155 | -117.8344 | 221121 | ELECTRIC BULK POWER TRANSMISSION AND CONTROL | California Energy Commission http://www.energy.ca.gov/maps/ | 2015-06-04T00:00:00.000Z | IMAGERY/OTHER | 2015-06-04T00:00:00.000Z | 10 | 230 | 66 | N | Y | 0 | 0 | 0 | 0 | 0 | 0 | 0 | 0 | 0 | 0 | 0 | 0 | 1 | 0 | 0 | 0 | 0 | 0 | 0 | 0 | 0 | 0 | 0 | 0 | 0 | 0 | 0 | 0 | 0 | 0 | 0 | 0 | 0 | 0 | 0 | 0 | 0 | 0 | 0 | 0 | 0 | 0 | 0 | 0 | 0 | 0 | 0 | 0 | 0 | 0 | 0 | 0 | 0 | 0 | 0 | 0 | 0 | 0 | 0 | 0 | 0 | 0 | 0 | 0 | 0 | 0 | 0 | 0 | 0 | 0 | 0 | 0 | 0 | 0 | 0 | 0 | 0 | 0 | 0 | 0 | 0 | 0 | 0 | 0 | 0 | 0 | 0 | 0 | 0 | 0 | 0 | 0 | 0 | 0 | 0 | 0 | 0 | 0 | 0 | 0 | 0 | 0 | 0 | 0 | 0 | 0 | 0
VINCENT | Vincent | 500 | 4.0381 | 18 | ACTON | CA | 93550 | SUBSTATION | IN SERVICE | LOS ANGELES | 06037 | USA | 34.4863 | -118.1181 | 221121 | ELECTRIC BULK POWER TRANSMISSION AND CONTROL | California Energy Commission http://www.energy.ca.gov/maps/ | 2015-06-04T00:00:00.000Z | IMAGERY/OTHER | 2015-06-04T00:00:00.000Z | 14 | 500 | 230 | N | N | 0 | 1 | 1 | 0 | 0 | 0 | 0 | 0 | 0 | 0 | 0 | 0 | 0 | 0 | 0 | 0 | 0 | 0 | 0 | 0 | 0 | 0 | 0 | 0 | 0 | 0 | 0 | 0 | 0 | 0 | 0 | 0 | 0 | 0 | 0 | 0 | 0 | 0 | 0 | 0 | 0 | 0 | 0 | 0 | 0 | 0 | 0 | 0 | 0 | 0 | 0 | 0 | 0 | 0 | 0 | 0 | 0 | 0 | 0 | 0 | 0 | 0 | 0 | 0 | 0 | 0 | 0 | 0 | 0 | 0 | 0 | 0 | 0 | 0 | 0 | 0 | 0 | 0 | 0 | 0 | 0 | 0 | 0 | 0 | 0 | 0 | 0 | 0 | 0 | 0 | 0 | 0 | 0 | 0 | 0 | 0 | 0 | 0 | 0 | 0 | 0 | 0 | 0 | 0 | 0 | 0 | 0
VINEYARD | Vineyard | 230 | 15.3627 | 95 | PLEASANTON | CA | 94566 | SUBSTATION | IN SERVICE | ALAMEDA | 06001 | USA | 37.6698 | -121.8544 | 221121 | ELECTRIC BULK POWER TRANSMISSION AND CONTROL | California Energy Commission http://www.energy.ca.gov/maps/ | 2015-06-11T00:00:00.000Z | IMAGERY/OTHER | 2015-06-11T00:00:00.000Z | 2 | 230 | 60 | N | Y | 0 | 0 | 0 | 0 | 0 | 0 | 0 | 0 | 0 | 0 | 0 | 0 | 0 | 0 | 0 | 0 | 0 | 0 | 0 | 0 | 0 | 0 | 0 | 0 | 0 | 0 | 0 | 0 | 0 | 0 | 0 | 0 | 0 | 0 | 0 | 0 | 0 | 0 | 0 | 0 | 0 | 0 | 0 | 0 | 1 | 0 | 0 | 0 | 0 | 0 | 0 | 0 | 0 | 0 | 0 | 0 | 0 | 1 | 0 | 1 | 0 | 0 | 1 | 1 | 0 | 0 | 0 | 0 | 0 | 0 | 0 | 0 | 1 | 0 | 0 | 0 | 0 | 0 | 0 | 0 | 0 | 0 | 0 | 0 | 0 | 0 | 0 | 0 | 0 | 0 | 0 | 0 | 0 | 0 | 0 | 0 | 0 | 0 | 0 | 0 | 0 | 0 | 0 | 0 | 0 | 0 | 0
VISTA (SCE) | Vista (SCE) | 230 | 3.2193 | 9 | GRAND TERRACE | CA | 92313 | SUBSTATION | IN SERVICE | SAN BERNARDINO | 06071 | USA | 34.0414 | -117.3193 | 221121 | ELECTRIC BULK POWER TRANSMISSION AND CONTROL | California Energy Commission http://www.energy.ca.gov/maps/ | 2015-06-03T00:00:00.000Z | IMAGERY/OTHER | 2015-06-03T00:00:00.000Z | 16 | 230 | 66 | N | Y | 0 | 0 | 0 | 0 | 0 | 0 | 0 | 0 | 0 | 0 | 0 | 0 | 0 | 0 | 0 | 0 | 0 | 0 | 0 | 0 | 0 | 0 | 0 | 1 | 0 | 1 | 0 | 0 | 0 | 0 | 0 | 0 | 0 | 0 | 0 | 0 | 0 | 0 | 0 | 0 | 0 | 0 | 0 | 0 | 0 | 0 | 0 | 0 | 0 | 0 | 0 | 0 | 0 | 0 | 0 | 0 | 0 | 0 | 0 | 0 | 0 | 0 | 0 | 0 | 0 | 0 | 0 | 0 | 0 | 0 | 0 | 0 | 0 | 0 | 0 | 0 | 0 | 0 | 0 | 0 | 0 | 0 | 0 | 0 | 0 | 0 | 0 | 0 | 0 | 0 | 0 | 0 | 0 | 0 | 0 | 0 | 0 | 0 | 0 | 0 | 0 | 0 | 0 | 0 | 0 | 0 | 0
VISTA (VEA) | Vista (VEA) | 115 | 7.9087 | 42 | PAHRUMP | NV | 89060 | SUBSTATION | IN SERVICE | NYE | 32023 | USA | 36.3173 | -116.0107 | 221121 | ELECTRIC BULK POWER TRANSMISSION AND CONTROL | California Independent System Operator http://www.caiso.com/Documents/ValleyElectricAssociation_PTO_Application.pdf | 2015-04-28T00:00:00.000Z | IMAGERY/OTHER | 2015-04-28T00:00:00.000Z | 2 | 138 | 138 | N | Y | 0 | 0 | 0 | 0 | 0 | 0 | 0 | 0 | 0 | 0 | 0 | 0 | 0 | 0 | 0 | 0 | 0 | 0 | 0 | 0 | 0 | 0 | 0 | 0 | 0 | 0 | 1 | 1 | 1 | 0 | 0 | 0 | 0 | 0 | 0 | 0 | 0 | 0 | 0 | 0 | 0 | 0 | 0 | 0 | 0 | 0 | 0 | 0 | 0 | 0 | 0 | 0 | 0 | 0 | 0 | 0 | 0 | 0 | 0 | 0 | 0 | 0 | 0 | 0 | 0 | 0 | 0 | 0 | 0 | 0 | 0 | 0 | 0 | 0 | 0 | 0 | 0 | 0 | 0 | 0 | 0 | 0 | 0 | 0 | 0 | 0 | 0 | 0 | 0 | 0 | 0 | 0 | 0 | 0 | 0 | 0 | 0 | 0 | 0 | 0 | 0 | 0 | 0 | 0 | 0 | 0 | 0
WALNUT | Walnut | 230 | 3.3576 | 11 | INDUSTRY | CA | 91745 | SUBSTATION | IN SERVICE | LOS ANGELES | 06037 | USA | 34.0081 | -117.9498 | 221121 | ELECTRIC BULK POWER TRANSMISSION AND CONTROL | Southern California Edison http://preview.tinyurl.com/q9vuye2 | 2015-06-04T00:00:00.000Z | IMAGERY/OTHER | 2015-06-04T00:00:00.000Z | 5 | 230 | 66 | N | N | 0 | 0 | 0 | 0 | 0 | 0 | 0 | 0 | 0 | 0 | 1 | 0 | 1 | 0 | 0 | 0 | 0 | 0 | 0 | 0 | 0 | 0 | 0 | 0 | 0 | 0 | 0 | 0 | 0 | 0 | 0 | 0 | 0 | 0 | 0 | 0 | 0 | 0 | 0 | 0 | 0 | 0 | 0 | 0 | 0 | 0 | 0 | 0 | 0 | 0 | 0 | 0 | 0 | 0 | 0 | 0 | 0 | 0 | 0 | 0 | 0 | 0 | 0 | 0 | 0 | 0 | 0 | 0 | 0 | 0 | 0 | 0 | 0 | 0 | 0 | 0 | 0 | 0 | 0 | 0 | 0 | 0 | 0 | 0 | 0 | 0 | 0 | 0 | 0 | 0 | 0 | 0 | 0 | 0 | 0 | 0 | 0 | 0 | 0 | 0 | 0 | 0 | 0 | 0 | 0 | 0 | 0
WARNE | Warne | 230 | 6.1671 | 28 | LEBEC | CA | 93243 | SUBSTATION | IN SERVICE | LOS ANGELES | 06037 | USA | 34.6852 | -118.7887 | 221121 | ELECTRIC BULK POWER TRANSMISSION AND CONTROL | California Energy Commission http://www.energy.ca.gov/maps/ | 2015-06-09T00:00:00.000Z | IMAGERY/OTHER | 2015-06-09T00:00:00.000Z | 1 | 230 | 230 | N | Y | 0 | 0 | 1 | 0 | 0 | 0 | 1 | 0 | 0 | 0 | 0 | 0 | 0 | 0 | 0 | 0 | 0 | 0 | 0 | 0 | 0 | 0 | 0 | 0 | 0 | 0 | 0 | 0 | 1 | 0 | 0 | 0 | 0 | 0 | 0 | 0 | 0 | 0 | 0 | 0 | 0 | 0 | 0 | 0 | 0 | 0 | 0 | 0 | 0 | 0 | 0 | 0 | 0 | 0 | 0 | 0 | 0 | 0 | 0 | 0 | 0 | 0 | 0 | 0 | 0 | 0 | 0 | 0 | 0 | 0 | 0 | 0 | 0 | 0 | 0 | 0 | 0 | 0 | 0 | 0 | 0 | 0 | 0 | 0 | 0 | 0 | 0 | 0 | 0 | 0 | 0 | 0 | 0 | 0 | 0 | 0 | 0 | 0 | 0 | 0 | 0 | 0 | 0 | 0 | 0 | 0 | 0
WARNERVILLE | Warnerville | 230 | 38.5481 | 163 | OAKDALE | CA | 95361 | SUBSTATION | IN SERVICE | STANISLAUS | 06099 | USA | 37.7417 | -120.8024 | 221121 | ELECTRIC BULK POWER TRANSMISSION AND CONTROL | California Energy Commission http://www.energy.ca.gov/maps/ | 2015-05-27T00:00:00.000Z | IMAGERY/OTHER | 2015-05-27T00:00:00.000Z | 5 | 230 | 115 | N | Y | 0 | 0 | 0 | 0 | 0 | 0 | 0 | 0 | 0 | 0 | 0 | 0 | 0 | 0 | 0 | 0 | 0 | 0 | 0 | 0 | 0 | 0 | 0 | 0 | 0 | 0 | 0 | 0 | 0 | 0 | 0 | 0 | 0 | 0 | 0 | 0 | 0 | 0 | 0 | 0 | 0 | 0 | 0 | 0 | 0 | 0 | 0 | 0 | 0 | 0 | 1 | 0 | 0 | 0 | 0 | 0 | 0 | 0 | 0 | 0 | 0 | 0 | 0 | 1 | 1 | 0 | 0 | 0 | 0 | 0 | 0 | 0 | 0 | 0 | 0 | 0 | 0 | 0 | 0 | 0 | 0 | 0 | 0 | 0 | 1 | 1 | 0 | 1 | 1 | 1 | 1 | 0 | 0 | 0 | 1 | 0 | 0 | 1 | 1 | 0 | 0 | 1 | 0 | 0 | 0 | 0 | 0
WASCO PRISON | Wasco Prison | 115 | 31.8693 | 152 | WASCO | CA | 93280 | SUBSTATION | IN SERVICE | KERN | 06029 | USA | 35.6009 | -119.4031 | 221121 | ELECTRIC BULK POWER TRANSMISSION AND CONTROL | California Energy Commission http://www.energy.ca.gov/maps/ | 2015-06-19T00:00:00.000Z | IMAGERY/OTHER | 2015-06-19T00:00:00.000Z | 0 | 115 | -999999 | Y | N | 0 | 0 | 0 | 0 | 0 | 0 | 0 | 0 | 0 | 0 | 0 | 0 | 0 | 0 | 0 | 0 | 0 | 0 | 0 | 0 | 0 | 0 | 0 | 0 | 0 | 0 | 0 | 0 | 0 | 0 | 0 | 0 | 0 | 0 | 0 | 0 | 0 | 0 | 0 | 0 | 0 | 0 | 0 | 0 | 0 | 0 | 0 | 0 | 0 | 0 | 0 | 0 | 0 | 0 | 0 | 0 | 0 | 0 | 0 | 0 | 0 | 0 | 0 | 0 | 0 | 0 | 0 | 0 | 0 | 0 | 0 | 0 | 0 | 0 | 0 | 0 | 0 | 1 | 0 | 0 | 0 | 1 | 1 | 0 | 0 | 0 | 0 | 0 | 0 | 0 | 0 | 0 | 0 | 0 | 0 | 0 | 0 | 0 | 0 | 0 | 0 | 0 | 0 | 0 | 0 | 0 | 0
WAUKENA | Waukena | 115 | 212.2118 | 181 | HANFORD | CA | 93230 | SUBSTATION | IN SERVICE | KINGS | 06031 | USA | 36.1387 | -119.5765 | 221121 | ELECTRIC BULK POWER TRANSMISSION AND CONTROL | IMAGERY, California Energy Commission http://www.energy.ca.gov/maps/ | 2019-03-07T00:00:00.000Z | IMAGERY/OTHER | 2019-03-07T00:00:00.000Z | 0 | -999999 | -999999 | N | N | 0 | 0 | 0 | 0 | 0 | 0 | 0 | 0 | 0 | 0 | 0 | 0 | 0 | 0 | 0 | 0 | 0 | 0 | 0 | 0 | 0 | 0 | 0 | 0 | 0 | 0 | 0 | 0 | 0 | 0 | 0 | 0 | 0 | 0 | 0 | 0 | 0 | 0 | 0 | 0 | 0 | 0 | 0 | 0 | 0 | 0 | 0 | 0 | 0 | 0 | 0 | 0 | 0 | 0 | 0 | 0 | 0 | 0 | 0 | 0 | 0 | 0 | 0 | 0 | 0 | 0 | 0 | 0 | 0 | 0 | 0 | 0 | 0 | 0 | 0 | 0 | 0 | 0 | 0 | 0 | 0 | 0 | 0 | 0 | 0 | 0 | 0 | 0 | 0 | 0 | 0 | 0 | 0 | 0 | 0 | 0 | 0 | 0 | 0 | 0 | 0 | 0 | 0 | 0 | 0 | 0 | 1
WEBER | Weber | 230 | 6.3469 | 31 | STOCKTON | CA | 95205 | SUBSTATION | IN SERVICE | SAN JOAQUIN | 06077 | USA | 37.92 | -121.2403 | 221121 | ELECTRIC BULK POWER TRANSMISSION AND CONTROL | California Energy Commission http://www.energy.ca.gov/maps/ | 2015-05-18T00:00:00.000Z | IMAGERY/OTHER | 2015-05-18T00:00:00.000Z | 9 | 230 | 60 | N | Y | 0 | 0 | 0 | 0 | 0 | 0 | 0 | 0 | 0 | 0 | 0 | 0 | 0 | 0 | 0 | 0 | 0 | 0 | 0 | 0 | 0 | 0 | 0 | 0 | 0 | 0 | 0 | 0 | 0 | 0 | 0 | 0 | 0 | 0 | 0 | 0 | 0 | 0 | 0 | 0 | 0 | 0 | 0 | 0 | 0 | 0 | 0 | 0 | 0 | 0 | 1 | 0 | 0 | 0 | 0 | 0 | 0 | 0 | 0 | 0 | 0 | 0 | 0 | 0 | 0 | 0 | 0 | 0 | 0 | 0 | 0 | 0 | 0 | 0 | 0 | 0 | 0 | 0 | 0 | 0 | 0 | 0 | 0 | 0 | 0 | 0 | 0 | 0 | 0 | 0 | 0 | 0 | 0 | 0 | 0 | 0 | 0 | 0 | 0 | 0 | 0 | 0 | 0 | 0 | 0 | 0 | 0
WEST FORD FLAT | West Ford Flat | 230 | 34.8519 | 155 | MIDDLETOWN | CA | 95461 | SUBSTATION | IN SERVICE | LAKE | 06033 | USA | 38.7878 | -122.7224 | 221121 | ELECTRIC BULK POWER TRANSMISSION AND CONTROL | California Energy Commission http://www.energy.ca.gov/maps/ | 2015-05-26T00:00:00.000Z | IMAGERY/OTHER | 2015-05-26T00:00:00.000Z | 1 | 230 | 230 | Y | Y | 0 | 0 | 0 | 0 | 0 | 0 | 0 | 0 | 0 | 0 | 0 | 0 | 0 | 0 | 0 | 0 | 0 | 0 | 0 | 0 | 0 | 0 | 0 | 0 | 0 | 0 | 0 | 0 | 0 | 0 | 0 | 0 | 0 | 0 | 0 | 0 | 0 | 0 | 0 | 0 | 0 | 0 | 0 | 1 | 1 | 0 | 1 | 0 | 0 | 0 | 0 | 0 | 0 | 0 | 0 | 0 | 1 | 1 | 1 | 1 | 0 | 0 | 1 | 1 | 0 | 0 | 0 | 0 | 0 | 0 | 0 | 0 | 1 | 1 | 0 | 0 | 0 | 0 | 0 | 0 | 0 | 0 | 0 | 0 | 0 | 0 | 0 | 0 | 0 | 0 | 0 | 0 | 0 | 0 | 0 | 0 | 0 | 0 | 0 | 0 | 0 | 0 | 0 | 0 | 0 | 0 | 0
WEST FRESNO | West Fresno | 115 | 27.5755 | 140 | FRESNO | CA | 93706 | SUBSTATION | IN SERVICE | FRESNO | 06019 | USA | 36.7183 | -119.8187 | 221121 | ELECTRIC BULK POWER TRANSMISSION AND CONTROL | California Energy Commission http://www.energy.ca.gov/maps/ | 2015-06-15T00:00:00.000Z | IMAGERY/OTHER | 2015-06-15T00:00:00.000Z | 2 | 115 | 115 | N | Y | 0 | 0 | 0 | 0 | 0 | 0 | 0 | 0 | 0 | 0 | 0 | 0 | 0 | 0 | 0 | 0 | 0 | 0 | 0 | 0 | 0 | 0 | 0 | 0 | 0 | 0 | 0 | 0 | 0 | 0 | 0 | 0 | 0 | 0 | 0 | 0 | 0 | 0 | 0 | 0 | 0 | 0 | 0 | 0 | 0 | 0 | 0 | 0 | 0 | 0 | 1 | 0 | 0 | 0 | 0 | 0 | 0 | 0 | 0 | 0 | 0 | 0 | 0 | 0 | 0 | 0 | 0 | 0 | 0 | 0 | 0 | 0 | 0 | 0 | 0 | 1 | 0 | 0 | 0 | 0 | 0 | 0 | 0 | 0 | 1 | 1 | 0 | 1 | 1 | 1 | 1 | 1 | 1 | 0 | 0 | 0 | 0 | 0 | 1 | 0 | 0 | 1 | 0 | 0 | 0 | 0 | 0
WEST PARK | Westpark | 115 | 24.5415 | 136 | BAKERSFIELD | CA | 93301 | SUBSTATION | IN SERVICE | KERN | 06029 | USA | 35.3741 | -119.0402 | 221121 | ELECTRIC BULK POWER TRANSMISSION AND CONTROL | California Energy Commission http://www.energy.ca.gov/maps/ | 2015-06-22T00:00:00.000Z | IMAGERY/OTHER | 2015-06-22T00:00:00.000Z | 0 | 115 | -999999 | Y | N | 0 | 0 | 0 | 0 | 0 | 0 | 0 | 0 | 0 | 0 | 0 | 0 | 0 | 0 | 0 | 0 | 0 | 0 | 0 | 0 | 0 | 0 | 0 | 0 | 0 | 0 | 0 | 0 | 0 | 0 | 0 | 0 | 0 | 0 | 0 | 0 | 0 | 0 | 0 | 0 | 0 | 0 | 0 | 0 | 0 | 0 | 0 | 0 | 0 | 0 | 0 | 0 | 0 | 0 | 0 | 0 | 0 | 0 | 0 | 0 | 0 | 0 | 0 | 0 | 0 | 0 | 0 | 0 | 0 | 0 | 0 | 0 | 0 | 0 | 0 | 0 | 0 | 1 | 0 | 0 | 0 | 0 | 1 | 0 | 0 | 0 | 0 | 0 | 0 | 0 | 0 | 0 | 0 | 0 | 0 | 0 | 0 | 0 | 0 | 0 | 0 | 0 | 0 | 0 | 0 | 0 | 0
WESTLEY | Westley | 230 | 3.6165 | 14 | WESTLEY | CA | 95363 | SUBSTATION | IN SERVICE | STANISLAUS | 06099 | USA | 37.516 | -121.2309 | 221121 | ELECTRIC BULK POWER TRANSMISSION AND CONTROL | California Energy Commission http://www.energy.ca.gov/maps/ | 2015-05-18T00:00:00.000Z | IMAGERY/OTHER | 2015-05-18T00:00:00.000Z | 12 | 230 | 60 | N | Y | 0 | 0 | 0 | 0 | 0 | 0 | 0 | 0 | 0 | 0 | 0 | 0 | 0 | 0 | 0 | 0 | 0 | 0 | 0 | 0 | 0 | 0 | 0 | 0 | 0 | 0 | 0 | 0 | 0 | 0 | 0 | 0 | 0 | 0 | 0 | 0 | 0 | 0 | 0 | 0 | 0 | 0 | 0 | 0 | 0 | 0 | 0 | 0 | 0 | 0 | 0 | 0 | 0 | 0 | 0 | 0 | 0 | 0 | 0 | 0 | 0 | 0 | 0 | 0 | 0 | 0 | 0 | 0 | 0 | 0 | 0 | 0 | 0 | 0 | 0 | 1 | 0 | 0 | 0 | 0 | 0 | 0 | 0 | 0 | 0 | 1 | 0 | 0 | 0 | 0 | 1 | 0 | 0 | 0 | 0 | 0 | 0 | 0 | 0 | 0 | 0 | 0 | 0 | 0 | 0 | 0 | 0
WHEELER | Wheeler Ridge PP | 230 | 9.4666 | 61 | BAKERSFIELD | CA | 93313 | SUBSTATION | IN SERVICE | KERN | 06029 | USA | 35.0296 | -119.0044 | 221121 | ELECTRIC BULK POWER TRANSMISSION AND CONTROL | California Energy Commission http://www.energy.ca.gov/maps/ | 2015-06-23T00:00:00.000Z | IMAGERY/OTHER | 2015-06-23T00:00:00.000Z | 1 | 230 | 230 | Y | Y | 0 | 0 | 0 | 0 | 0 | 0 | 0 | 0 | 0 | 0 | 0 | 0 | 0 | 0 | 0 | 0 | 0 | 0 | 0 | 0 | 0 | 0 | 0 | 0 | 0 | 0 | 0 | 0 | 0 | 0 | 0 | 0 | 0 | 0 | 0 | 0 | 0 | 0 | 0 | 0 | 0 | 0 | 0 | 0 | 0 | 0 | 0 | 0 | 0 | 0 | 0 | 0 | 0 | 0 | 0 | 0 | 0 | 0 | 0 | 0 | 0 | 0 | 0 | 0 | 0 | 0 | 0 | 0 | 0 | 0 | 0 | 0 | 0 | 0 | 1 | 1 | 0 | 0 | 0 | 0 | 0 | 0 | 0 | 1 | 1 | 1 | 0 | 0 | 0 | 0 | 0 | 0 | 0 | 0 | 0 | 0 | 0 | 0 | 0 | 0 | 0 | 0 | 0 | 0 | 1 | 0 | 0
WHEELER RIDGE | Wheeler Ridge | 230 | 5.7239 | 23 | BAKERSFIELD | CA | 93307 | SUBSTATION | IN SERVICE | KERN | 06029 | USA | 35.0891 | -118.9763 | 221121 | ELECTRIC BULK POWER TRANSMISSION AND CONTROL | California Energy Commission http://www.energy.ca.gov/maps/ | 2015-06-22T00:00:00.000Z | IMAGERY/OTHER | 2015-06-22T00:00:00.000Z | 6 | 230 | 70 | Y | Y | 0 | 0 | 0 | 0 | 0 | 0 | 0 | 0 | 0 | 0 | 0 | 0 | 0 | 0 | 0 | 0 | 0 | 0 | 0 | 0 | 0 | 0 | 0 | 0 | 0 | 0 | 0 | 0 | 0 | 0 | 0 | 0 | 0 | 0 | 0 | 0 | 0 | 0 | 0 | 0 | 0 | 0 | 0 | 0 | 0 | 0 | 0 | 0 | 0 | 0 | 0 | 0 | 0 | 0 | 0 | 0 | 0 | 0 | 0 | 0 | 0 | 0 | 0 | 0 | 0 | 0 | 0 | 0 | 0 | 0 | 0 | 0 | 0 | 0 | 0 | 1 | 0 | 0 | 0 | 0 | 0 | 0 | 0 | 1 | 1 | 1 | 0 | 0 | 0 | 0 | 0 | 0 | 0 | 0 | 0 | 0 | 0 | 0 | 0 | 0 | 0 | 0 | 0 | 0 | 0 | 0 | 0
WHIRLWIND | Whirlwind | 500 | 3.5932 | 13 | ROSAMOND | CA | 93560 | SUBSTATION | IN SERVICE | KERN | 06029 | USA | 34.8582 | -118.4371 | 221121 | ELECTRIC BULK POWER TRANSMISSION AND CONTROL | California Energy Commission http://www.energy.ca.gov/maps/ | 2015-04-23T00:00:00.000Z | IMAGERY/OTHER | 2015-04-23T00:00:00.000Z | 4 | 500 | 220 | N | N | 1 | 1 | 0 | 0 | 0 | 0 | 0 | 0 | 0 | 0 | 0 | 0 | 0 | 0 | 0 | 0 | 0 | 0 | 0 | 0 | 0 | 0 | 0 | 0 | 0 | 0 | 0 | 0 | 0 | 0 | 0 | 0 | 0 | 0 | 0 | 0 | 0 | 0 | 0 | 0 | 0 | 0 | 0 | 0 | 0 | 0 | 0 | 0 | 0 | 0 | 0 | 0 | 0 | 0 | 0 | 0 | 0 | 0 | 0 | 0 | 0 | 0 | 0 | 0 | 0 | 0 | 0 | 0 | 0 | 0 | 0 | 0 | 0 | 0 | 0 | 0 | 0 | 0 | 0 | 0 | 0 | 0 | 0 | 0 | 0 | 0 | 0 | 0 | 0 | 0 | 0 | 0 | 0 | 0 | 0 | 0 | 0 | 0 | 0 | 0 | 0 | 0 | 0 | 0 | 0 | 0 | 0
WILDWOOD | Wildwood Solar | 115 | 23.6875 | 130 | PLATINA | CA | 96076 | SUBSTATION | NOT AVAILABLE | TRINITY | 06105 | USA | 40.3871 | -123.0442 | 221121 | ELECTRIC BULK POWER TRANSMISSION AND CONTROL | California Energy Commission http://www.energy.ca.gov/maps/ | 2015-06-16T00:00:00.000Z | IMAGERY/OTHER | 2015-06-16T00:00:00.000Z | 0 | 69 | 69 | Y | Y | 0 | 0 | 0 | 0 | 0 | 0 | 0 | 0 | 0 | 0 | 0 | 0 | 0 | 0 | 0 | 0 | 0 | 0 | 0 | 0 | 0 | 0 | 0 | 0 | 0 | 0 | 0 | 0 | 0 | 0 | 0 | 0 | 0 | 0 | 0 | 0 | 0 | 0 | 0 | 0 | 0 | 0 | 0 | 0 | 0 | 0 | 0 | 0 | 0 | 0 | 0 | 0 | 0 | 0 | 0 | 0 | 0 | 0 | 0 | 0 | 0 | 0 | 0 | 0 | 0 | 0 | 0 | 0 | 0 | 0 | 0 | 0 | 0 | 0 | 0 | 0 | 0 | 0 | 0 | 0 | 0 | 1 | 1 | 0 | 0 | 0 | 0 | 0 | 0 | 0 | 0 | 0 | 0 | 0 | 0 | 0 | 0 | 0 | 0 | 0 | 0 | 0 | 0 | 0 | 0 | 0 | 0
WILLOW PASS | Willow Pass | 115 | 8.024 | 44 | BAY POINT | CA | 94565 | SUBSTATION | IN SERVICE | CONTRA COSTA | 06013 | USA | 38.0248 | -121.961 | 221121 | ELECTRIC BULK POWER TRANSMISSION AND CONTROL | California Energy Commission http://www.energy.ca.gov/maps/ | 2015-06-11T00:00:00.000Z | IMAGERY/OTHER | 2015-06-11T00:00:00.000Z | 3 | 115 | 60 | N | Y | 0 | 0 | 0 | 0 | 0 | 0 | 0 | 0 | 0 | 0 | 0 | 0 | 0 | 0 | 0 | 0 | 0 | 0 | 0 | 0 | 0 | 0 | 0 | 0 | 0 | 0 | 0 | 0 | 0 | 0 | 0 | 0 | 0 | 0 | 0 | 0 | 0 | 0 | 0 | 0 | 0 | 0 | 0 | 0 | 0 | 0 | 0 | 0 | 0 | 0 | 0 | 0 | 0 | 1 | 0 | 0 | 0 | 0 | 0 | 0 | 0 | 0 | 0 | 0 | 0 | 0 | 0 | 0 | 0 | 0 | 0 | 0 | 0 | 0 | 0 | 0 | 0 | 0 | 0 | 0 | 0 | 0 | 0 | 0 | 0 | 0 | 0 | 0 | 0 | 0 | 0 | 0 | 0 | 0 | 0 | 0 | 0 | 0 | 0 | 0 | 0 | 0 | 0 | 0 | 0 | 0 | 0
WILSON | Wilson | 115 | 25.6919 | 139 | MERCED | CA | 95340 | SUBSTATION | IN SERVICE | MERCED | 06047 | USA | 37.2928 | -120.4074 | 221121 | ELECTRIC BULK POWER TRANSMISSION AND CONTROL | California Energy Commission http://www.energy.ca.gov/maps/ | 2015-05-27T00:00:00.000Z | IMAGERY/OTHER | 2015-05-27T00:00:00.000Z | 12 | 230 | 60 | N | Y | 0 | 0 | 0 | 0 | 0 | 0 | 0 | 0 | 0 | 0 | 0 | 0 | 0 | 0 | 0 | 0 | 0 | 0 | 0 | 0 | 0 | 0 | 0 | 0 | 0 | 0 | 0 | 0 | 0 | 0 | 0 | 0 | 0 | 0 | 0 | 0 | 0 | 0 | 0 | 0 | 0 | 0 | 0 | 0 | 0 | 0 | 0 | 0 | 0 | 0 | 1 | 0 | 0 | 0 | 0 | 0 | 0 | 0 | 0 | 0 | 0 | 0 | 0 | 1 | 0 | 0 | 0 | 0 | 0 | 0 | 0 | 0 | 0 | 0 | 0 | 0 | 0 | 0 | 0 | 0 | 0 | 0 | 0 | 0 | 1 | 1 | 0 | 1 | 0 | 0 | 1 | 1 | 1 | 0 | 1 | 0 | 0 | 0 | 0 | 1 | 0 | 0 | 0 | 0 | 0 | 0 | 0
WIND GAP | Windgap PP | 230 | 9.4666 | 61 | BAKERSFIELD | CA | 93313 | SUBSTATION | IN SERVICE | KERN | 06029 | USA | 35.0142 | -118.9776 | 221121 | ELECTRIC BULK POWER TRANSMISSION AND CONTROL | California Energy Commission http://www.energy.ca.gov/maps/ | 2015-06-23T00:00:00.000Z | IMAGERY/OTHER | 2015-06-23T00:00:00.000Z | 1 | 230 | 230 | Y | Y | 0 | 0 | 0 | 0 | 0 | 0 | 0 | 0 | 0 | 0 | 0 | 0 | 0 | 0 | 0 | 0 | 0 | 0 | 0 | 0 | 0 | 0 | 0 | 0 | 0 | 0 | 0 | 0 | 0 | 0 | 0 | 0 | 0 | 0 | 0 | 0 | 0 | 0 | 0 | 0 | 0 | 0 | 0 | 0 | 0 | 0 | 0 | 0 | 0 | 0 | 0 | 0 | 0 | 0 | 0 | 0 | 0 | 0 | 0 | 0 | 0 | 0 | 0 | 0 | 0 | 0 | 0 | 0 | 0 | 0 | 0 | 0 | 0 | 0 | 1 | 1 | 0 | 0 | 0 | 0 | 0 | 0 | 0 | 1 | 1 | 1 | 0 | 0 | 0 | 0 | 0 | 0 | 0 | 0 | 0 | 0 | 0 | 0 | 0 | 0 | 0 | 0 | 0 | 0 | 1 | 0 | 0
WIND MASTER | Buena Vista Windmaster | 230 | 15.3627 | 95 | BYRON | CA | 94514 | SUBSTATION | NOT AVAILABLE | CONTRA COSTA | 06013 | USA | 37.8012 | -121.6416 | 221121 | ELECTRIC BULK POWER TRANSMISSION AND CONTROL | California Energy Commission http://www.energy.ca.gov/maps/ | 2015-06-10T00:00:00.000Z | IMAGERY/OTHER | 2015-06-10T00:00:00.000Z | 0 | 230 | -999999 | Y | N | 0 | 0 | 0 | 0 | 0 | 0 | 0 | 0 | 0 | 0 | 0 | 0 | 0 | 0 | 0 | 0 | 0 | 0 | 0 | 0 | 0 | 0 | 0 | 0 | 0 | 0 | 0 | 0 | 0 | 0 | 0 | 0 | 0 | 0 | 0 | 0 | 0 | 0 | 0 | 0 | 0 | 0 | 0 | 0 | 1 | 0 | 0 | 0 | 0 | 0 | 0 | 0 | 0 | 0 | 0 | 0 | 0 | 1 | 0 | 1 | 0 | 0 | 1 | 1 | 0 | 0 | 0 | 0 | 0 | 0 | 0 | 0 | 1 | 0 | 0 | 0 | 0 | 0 | 0 | 0 | 0 | 0 | 0 | 0 | 0 | 0 | 0 | 0 | 0 | 0 | 0 | 0 | 0 | 0 | 0 | 0 | 0 | 0 | 0 | 0 | 0 | 0 | 0 | 0 | 0 | 0 | 0
WINDHUB | Windhub | 500 | 6.4989 | 32 | MOHAVE | CA | 93501 | SUBSTATION | IN SERVICE | KERN | 06029 | USA | 35.035 | -118.2807 | 221121 | ELECTRIC BULK POWER TRANSMISSION AND CONTROL | California Energy Commission http://www.energy.ca.gov/maps/ | 2015-05-28T00:00:00.000Z | IMAGERY/OTHER | 2015-05-28T00:00:00.000Z | 5 | 500 | -999999 | N | N | 1 | 1 | 0 | 1 | 0 | 0 | 0 | 0 | 0 | 0 | 0 | 0 | 0 | 0 | 0 | 0 | 0 | 0 | 0 | 0 | 0 | 0 | 0 | 0 | 0 | 0 | 0 | 0 | 0 | 0 | 0 | 0 | 0 | 0 | 0 | 0 | 0 | 0 | 0 | 0 | 0 | 0 | 0 | 0 | 0 | 0 | 0 | 0 | 0 | 0 | 0 | 0 | 0 | 0 | 0 | 0 | 0 | 0 | 0 | 0 | 0 | 0 | 0 | 0 | 0 | 0 | 0 | 0 | 0 | 0 | 0 | 0 | 0 | 0 | 0 | 0 | 0 | 0 | 0 | 0 | 0 | 0 | 0 | 0 | 0 | 0 | 0 | 0 | 0 | 0 | 0 | 0 | 0 | 0 | 0 | 0 | 0 | 0 | 0 | 0 | 0 | 0 | 0 | 0 | 0 | 0 | 0
WOODLAND (PGE) | Woodland | 115 | 55.7158 | 178 | WOODLAND | CA | 95776 | SUBSTATION | IN SERVICE | YOLO | 06113 | USA | 38.6786 | -121.7601 | 221121 | ELECTRIC BULK POWER TRANSMISSION AND CONTROL | California Energy Commission http://www.energy.ca.gov/maps/ | 2017-03-08T00:00:00.000Z | IMAGERY/OTHER | 2017-03-08T00:00:00.000Z | 2 | 115 | 115 | Y | Y | 0 | 0 | 0 | 0 | 0 | 0 | 0 | 0 | 0 | 0 | 0 | 0 | 0 | 0 | 0 | 0 | 0 | 0 | 0 | 0 | 0 | 0 | 0 | 0 | 0 | 0 | 0 | 0 | 0 | 0 | 0 | 0 | 0 | 0 | 0 | 0 | 0 | 0 | 0 | 0 | 0 | 0 | 0 | 0 | 0 | 1 | 0 | 1 | 0 | 0 | 0 | 0 | 0 | 0 | 0 | 0 | 0 | 0 | 0 | 0 | 0 | 0 | 0 | 0 | 0 | 0 | 0 | 0 | 0 | 0 | 0 | 0 | 0 | 0 | 0 | 0 | 0 | 0 | 0 | 0 | 0 | 0 | 0 | 0 | 0 | 0 | 0 | 0 | 0 | 0 | 0 | 0 | 0 | 0 | 0 | 0 | 0 | 0 | 0 | 0 | 0 | 0 | 0 | 0 | 0 | 0 | 0
WOODLAND BIOMASS | Woodland Biomass | 115 | 55.7158 | 178 | WOODLAND | CA | 95776 | SUBSTATION | IN SERVICE | YOLO | 06113 | USA | 38.6951 | -121.7344 | 221121 | ELECTRIC BULK POWER TRANSMISSION AND CONTROL | Sacramento Municipal Utility District http://www.saclafco.org/Documents/sac_006486.pdf | 2017-03-08T00:00:00.000Z | IMAGERY/OTHER | 2017-03-08T00:00:00.000Z | 1 | 115 | 115 | N | N | 0 | 0 | 0 | 0 | 0 | 0 | 0 | 0 | 0 | 0 | 0 | 0 | 0 | 0 | 0 | 0 | 0 | 0 | 0 | 0 | 0 | 0 | 0 | 0 | 0 | 0 | 0 | 0 | 0 | 0 | 0 | 0 | 0 | 0 | 0 | 0 | 0 | 0 | 0 | 0 | 0 | 0 | 0 | 0 | 0 | 1 | 0 | 1 | 0 | 0 | 0 | 0 | 0 | 0 | 0 | 0 | 0 | 0 | 0 | 0 | 0 | 0 | 0 | 0 | 0 | 0 | 0 | 0 | 0 | 0 | 0 | 0 | 0 | 0 | 0 | 0 | 0 | 0 | 0 | 0 | 0 | 0 | 0 | 0 | 0 | 0 | 0 | 0 | 0 | 0 | 0 | 0 | 0 | 0 | 0 | 0 | 0 | 0 | 0 | 0 | 0 | 0 | 0 | 0 | 0 | 0 | 0
WYANDOTTE | Wyandotte | 115 | 36.8076 | 159 | SOUTH OROVILLE | CA | 95966 | SUBSTATION | IN SERVICE | BUTTE | 06007 | USA | 39.4916 | -121.541 | 221121 | ELECTRIC BULK POWER TRANSMISSION AND CONTROL | California Energy Commission http://www.energy.ca.gov/maps/ | 2015-06-15T00:00:00.000Z | IMAGERY/OTHER | 2015-06-15T00:00:00.000Z | 2 | 115 | -999999 | Y | N | 0 | 0 | 0 | 0 | 0 | 0 | 0 | 0 | 0 | 0 | 0 | 0 | 0 | 0 | 0 | 0 | 0 | 0 | 0 | 0 | 0 | 0 | 0 | 0 | 0 | 0 | 0 | 0 | 0 | 0 | 0 | 0 | 0 | 0 | 0 | 0 | 0 | 0 | 0 | 0 | 0 | 0 | 0 | 0 | 1 | 0 | 0 | 0 | 0 | 1 | 1 | 1 | 1 | 0 | 0 | 0 | 0 | 0 | 0 | 0 | 0 | 0 | 0 | 1 | 1 | 0 | 0 | 0 | 0 | 0 | 0 | 0 | 0 | 0 | 0 | 0 | 0 | 0 | 0 | 0 | 0 | 0 | 0 | 0 | 0 | 0 | 0 | 0 | 0 | 0 | 0 | 0 | 0 | 0 | 0 | 0 | 0 | 0 | 0 | 0 | 0 | 0 | 0 | 0 | 0 | 0 | 0

## EO LSE Plans
The data on this tab comes from the Planned/New Energy-Only (EO) resources from the 11/1/2022 LSE filings, found in the Resource Cost & Build (RC&B) workbook.
These resources are assigned to the largest Offpeak (EODS) transmission constraints in their respective resource regions.
Active LSE Plan Scenario |  |  | 25MMT
Data copied from RC&B
Energy-Only Resource | Paired Build Resource | Dispatch Resource | Constraint | 25MMT | 30MMT | None | Active | Technology | Area Designation | EODS Multiplier | EODS Capability
Northern_California_Solar_5_EO | Northern_California_Solar_5 | Northern_California_Solar | Vaca Dixon-Tesla 500kV Line | 100.5993 | 100.5993 | 0 | 100.5993 | Solar | Wind | 68% | 68.4075
Northern_California_Wind_5_EO | Northern_California_Wind_5 | Northern_California_Wind | Vaca Dixon-Tesla 500kV Line | 299.3576 | 299.3576 | 0 | 299.3576 | Solar | Wind | 63% | 188.5953
Southern_NV_Eldorado_Solar_2_EO | Southern_NV_Eldorado_Solar_2 | Southern_NV_Eldorado_Solar | Lugo - Victorville area constraint | 329.4318 | 478.4318 | 0 | 329.4318 | Wind | Solar | 77% | 253.6625